## Title
Future 7 Sensitivity 1: Nuclear Resurgence, 25% Overload Charges
"The results presented herein use modeling assumptions developed by EIPC, EIPC stakeholders and CRA for purposes of EIPC capacity expansion modeling. As such, these results do not necessarily reflect the opinions or views of CRA or any individual EIPC stakeholder."

## Build Summary
EI New Build Summary
EI New Builds by Type
|  | Additions |  |  | Retirements
| 2010 | 2015 | 2020 | 2030 | 2015 | 2020 | 2030 | Total
Coal | 271.9155 | 8.4766 | 0 | 0.89134 | 68.5741 | 14.1805 | 1.1108 | 197.4181
Nuclear | 99.849 | 9.8539 | 17.049 | 4.871 | 0 | 0.66796 | 1.6177 | 129.3372
CC | 132.682 | 26.3839 | 5.364 | 13.1589 | 5.153 | 0 | 0 | 172.4359
CT | 120.329 | 5.54 | 4.4564 | 10.5934 | 3.4383 | 0 | 0 | 137.4805
Steam Oil/Gas | 74.547 | 0 | 0 | 0 | 39.4587 | 0.16298 | 0.03712 | 34.8882
Hydro | 44.6048 | 0 | 0.001 | 2.1749 | 0 | 0 | 0 | 46.7807
On-Shore Wind | 18.707 | 22.1949 | 12.3429 | 14.6707 | 0 | 0 | 0 | 67.9156
Off-Shore Wind | 0 | 0.469 | 0 | 1.1 | 0 | 0 | 0 | 1.569
Other Renewable | 3.613 | 2.3484 | 3.2887 | 4.3161 | 0 | 0 | 0 | 13.5661
New HQ/Maritimes | 0 | 0 | 0 | 0.00019 | 0 | 0 | 0 | 0.00019
Other | 17.054 | 0 | 0 | 0 | 0 | 0 | 0 | 17.054
Total w/o DR | 783.3012 | 75.2666 | 42.5021 | 51.7766 | 116.6241 | 15.0114 | 2.7656 | 818.4455
DR | 33.1 | -1.344 | 16.8375 | 22.1146 | 0 | 0 | 0 | 70.7081
Total w/DR | 816.4013 | 73.9226 | 59.3396 | 73.8912 | 116.6241 | 15.0114 | 2.7656 | 889.1536
EI New Builds by Region
| EI Cumulative New Builds |  |  |  | EI Cumulative New CCs |  |  |  | EI Cumulative New On-Shore Wind |  |  |  | EI Cumulative Coal Retirements
| 2015 | 2020 | 2030 |  |  | 2015 | 2020 | 2030 |  | 2015 | 2020 | 2030 |  | 2015 | 2020 | 2030
ENT | 1177.21 | 2362.71 | 3233.9 |  | ENT | 0 | 1121.18 | 1846.75 | ENT | 0 | 0 | 0 | ENT | 892.9 | 892.9 | 892.9
FRCC | 4336.37 | 8423.26 | 13959.1 |  | FRCC | 1516.9 | 2252.79 | 6473.63 | FRCC | 0 | 0 | 0 | FRCC | 466 | 1335 | 1335
IESO | 6143.58 | 6143.58 | 6143.58 |  | IESO | 1263 | 1263 | 1263 | IESO | 2105.9 | 2105.9 | 2105.9 | IESO | 6416 | 6416 | 6416
MAPP_CA | 850.71 | 1403.37 | 3075.23 |  | MAPP_CA | 0 | 0 | 0 | MAPP_CA | 302.4 | 302.4 | 302.4 | MAPP_CA | 635.1 | 635.1 | 1745.9
MAPP_US | 729.6 | 1328.93 | 1909.38 |  | MAPP_US | 0 | 0 | 0 | MAPP_US | 421.3 | 1020.63 | 1218.35 | MAPP_US | 612.6 | 965.44 | 965.44
MISO_IN | 618 | 865.42 | 1101.48 |  | MISO_IN | 0 | 0 | 0 | MISO_IN | 0 | 0 | 0 | MISO_IN | 1360.9 | 1360.9 | 1360.9
MISO_MI | 2164.34 | 2324.59 | 4458.26 |  | MISO_MI | 0 | 0 | 0 | MISO_MI | 2000 | 2000 | 2613.67 | MISO_MI | 2326 | 3513 | 3513
MISO_MO-IL | 2284.27 | 2284.27 | 2507.6 |  | MISO_MO-IL | 0 | 0 | 0 | MISO_MO-IL | 300 | 300 | 300 | MISO_MO-IL | 1024.7 | 1721.7 | 1721.7
MISO_W | 2997.72 | 5066.9 | 8942.77 |  | MISO_W | 0 | 0 | 0 | MISO_W | 2800.5 | 4869.68 | 8673.88 | MISO_W | 1901.04 | 2928.56 | 2928.56
MISO_WUMS | 1818.9 | 6003.9 | 11973.95 |  | MISO_WUMS | 0 | 1791.53 | 3228.95 | MISO_WUMS | 968.9 | 968.9 | 968.9 | MISO_WUMS | 2975.1 | 2975.1 | 2975.1
NE | 543.01 | 1985.47 | 2948.48 |  | NE | 0 | 0 | 0 | NE | 202 | 1644.46 | 1644.46 | NE | 0 | 0 | 0
NEISO | 3788.23 | 7007.22 | 9221.77 |  | NEISO | 2049.5 | 2049.5 | 2049.5 | NEISO | 231.2 | 3066.7 | 5280 | NEISO | 2250.13 | 2570.13 | 2570.13
NonRTO_Midwest | 0 | 170.46 | 1223.37 |  | NonRTO_Midwest | 0 | 0 | 800.75 | NonRTO_Midwest | 0 | 0 | 0 | NonRTO_Midwest | 1109.99 | 1109.99 | 1109.99
NYISO_A-F | 3399.8 | 4109.6 | 4177.53 |  | NYISO_A-F | 639 | 639 | 639 | NYISO_A-F | 2476.3 | 3186.1 | 3186.1 | NYISO_A-F | 2251.9 | 2251.9 | 2251.9
NYISO_G-I | 177.88 | 237.88 | 312.21 |  | NYISO_G-I | 0 | 0 | 0 | NYISO_G-I | 0 | 60 | 60 | NYISO_G-I | 368.2 | 368.2 | 368.2
NYISO_J-K | 1207.4 | 1207.4 | 4102.59 |  | NYISO_J-K | 1175.4 | 1175.4 | 1175.4 | NYISO_J-K | 0 | 0 | 0 | NYISO_J-K | 0 | 0 | 0
PJM_E | 6639.07 | 6771.97 | 8776.22 |  | PJM_E | 4634.3 | 4634.3 | 4634.3 | PJM_E | 1150 | 1150 | 1150 | PJM_E | 3023 | 3591 | 3591
PJM_ROM | 2681.79 | 7600.1 | 15277.95 |  | PJM_ROM | 1678.5 | 1678.5 | 1678.5 | PJM_ROM | 479.8 | 479.8 | 7040 | PJM_ROM | 8669.5 | 8669.5 | 8669.5
PJM_ROR | 15778.13 | 17398.13 | 18606.54 |  | PJM_ROR | 3077 | 3197 | 3197 | PJM_ROR | 8325.7 | 8325.7 | 8517.4 | PJM_ROR | 14834.46 | 21431.9 | 21431.9
SOCO | 5583.98 | 7970.98 | 11407.93 |  | SOCO | 5026.9 | 5213.9 | 8543.45 | SOCO | 0 | 0 | 0 | SOCO | 8572.54 | 8821.54 | 8821.54
SPP_N | 565.96 | 565.96 | 660.96 |  | SPP_N | 0 | 0 | 0 | SPP_N | 0 | 0 | 0 | SPP_N | 0 | 0 | 0
SPP_S | 1830.99 | 4666.99 | 7311.23 |  | SPP_S | 0 | 1408.43 | 2719.82 | SPP_S | 430 | 1557.57 | 2647.51 | SPP_S | 1586 | 1586 | 1586
TVA | 3204.53 | 6486.84 | 8922.98 |  | TVA | 1418 | 1418 | 2468.09 | TVA | 0 | 0 | 0 | TVA | 3801.23 | 3935.92 | 3935.92
VACAR | 6745.15 | 15382.77 | 19290.03 |  | VACAR | 3905.4 | 3905.4 | 4188.73 | VACAR | 0.9 | 3500 | 3500 | VACAR | 3496.81 | 5674.81 | 5674.81
| 75266.62 | 117768.7 | 169545.04 |  |  | 26383.9 | 31747.93 | 44906.87 |  | 22194.9 | 34537.84 | 49208.57 |  | 68574.1 | 82754.59 | 83865.39

## Generation
#1 | Total Generation (GWh)
Total Generation by Reporting Type: Entergy
ReportingType | 2015 | 2020 | 2025 | 2030 | 2035 | 2040
BM | 0 | 0 | 0 | 0 | 0 | 0
CC | 63125.39 | 80578.83 | 79535.23 | 78489.5 | 79438.05 | 67285.18
CSP | 0 | 0 | 0 | 0 | 0 | 0
CT | 0 | 0 | 0 | 0 | 0 | 0
Coal | 60846.36 | 53184.79 | 58932.11 | 60276.3 | 60276.3 | 84002.54
Geo | 0 | 0 | 0 | 0 | 0 | 0
H | 153 | 153 | 153 | 153 | 153 | 153
LFG | 63.07 | 63.07 | 909.81 | 909.81 | 909.81 | 909.81
Nuc | 44469.05 | 44469.05 | 44469.05 | 44469.05 | 37339.77 | 28898.11
PS | 25.66 | 25.66 | 25.66 | 43.36 | 43.36 | 44.84
PV | 0.57 | 124.52 | 192.18 | 198.17 | 203.2 | 211.94
PeakG | 0 | 4.44 | 62.88 | 58.85 | 31.92 | 32.78
PeakO | 0 | 0 | 0 | 0 | 0 | 0
ST | 0 | 0 | 0 | 0 | 0 | 0
STOG | 966.13 | 1302.18 | 1329.23 | 1281.39 | 1265.38 | 1252.84
STWD | 0 | 0 | 0 | 0 | 17.05 | 76.01
WT | 315.27 | 315.27 | 315.27 | 315.27 | 315.27 | 315.27
IGCC | 0 | 0 | 0 | 0 | 0 | 0
DemandResponse | 0 | 0 | 0 | 0 | 0 | 0
IGCC-CCS | 0 | 0 | 0 | 0 | 0 | 0
WT_off | 0 | 0 | 0 | 0 | 0 | 0
PseudoUnit | 0 | 0 | 0 | 0 | 0 | 0
FixedInterchange | 0 | 0 | 0 | 0 | 0 | 0
Total Generation by Reporting Type: FRCC
ReportingType | 2015 | 2020 | 2025 | 2030 | 2035 | 2040
BM | 0 | 0 | 0 | 0 | 0 | 0
CC | 151360.94 | 139686.57 | 143050.99 | 158206.43 | 195420.6 | 193537.69
CSP | 0 | 0 | 0 | 0 | 0 | 0
CT | 486.48 | 691.45 | 949.79 | 949.79 | 834.41 | 622.8
Coal | 54923.56 | 56335.61 | 58450.27 | 59973.79 | 60270.36 | 60270.36
Geo | 0 | 0 | 0 | 0 | 0 | 0
H | 27.85 | 27.85 | 27.85 | 27.85 | 27.85 | 27.85
LFG | 3831.62 | 3831.62 | 5392.66 | 5392.66 | 5392.66 | 5392.66
Nuc | 33038.5 | 59140.76 | 67841.51 | 67841.51 | 54164.37 | 53371.55
PS | 0 | 0 | 0 | 0 | 0 | 0
PV | 134.03 | 134.03 | 134.03 | 134.03 | 134.03 | 134.03
PeakG | 422.86 | 436.77 | 710.71 | 541.12 | 389.33 | 452.39
PeakO | 0 | 0 | 0 | 0 | 0 | 0
ST | 0 | 0 | 0 | 0 | 0 | 0
STOG | 3063.04 | 3217.93 | 3228.52 | 3207.4 | 2428.02 | 1865.31
STWD | 0 | 71.95 | 79.27 | 131.92 | 131.92 | 219.67
WT | 0 | 0 | 0 | 0 | 0 | 0
IGCC | 0 | 0 | 0 | 0 | 0 | 0
DemandResponse | 0 | 0 | 0 | 0 | 0 | 0
IGCC-CCS | 0 | 0 | 0 | 0 | 0 | 0
WT_off | 0 | 0 | 0 | 0 | 0 | 0
PseudoUnit | 0 | 0 | 0 | 0 | 0 | 0
FixedInterchange | 0 | 0 | 0 | 0 | 0 | 0
Total Generation by Reporting Type: MAPP_US
ReportingType | 2015 | 2020 | 2025 | 2030 | 2035 | 2040
BM | 0 | 0 | 0 | 0 | 0 | 0
CC | 310.06 | 310.06 | 204.26 | 204.14 | 204.26 | 204.14
CSP | 0 | 0 | 0 | 0 | 0 | 0
CT | 0 | 0 | 0 | 0 | 0 | 0
Coal | 21992.45 | 19311.79 | 19311.92 | 19311.92 | 21687.89 | 23604.71
Geo | 354.6 | 354.6 | 354.6 | 354.6 | 354.6 | 354.6
H | 10150.02 | 10150.02 | 10150.02 | 10150.02 | 10150.02 | 10150.02
LFG | 15.77 | 15.77 | 580.79 | 580.79 | 580.79 | 580.79
Nuc | 0 | 0 | 0 | 0 | 0 | 0
PS | 0 | 0 | 0 | 0 | 0 | 0
PV | 0 | 0 | 0 | 0 | 0 | 0
PeakG | 30.77 | 90.12 | 90.12 | 90.12 | 49.07 | 47.21
PeakO | 0 | 0 | 0 | 0 | 0 | 0
ST | 0 | 0 | 0 | 0 | 0 | 0
STOG | 0 | 0 | 0 | 0 | 0 | 0
STWD | 0 | 0 | 0 | 0 | 0 | 0
WT | 5908.78 | 8005.11 | 8290.81 | 8696.69 | 9100.67 | 9430.82
IGCC | 0 | 0 | 0 | 0 | 0 | 0
DemandResponse | 0 | 0 | 0 | 0 | 0 | 0
IGCC-CCS | 0 | 0 | 0 | 0 | 0 | 0
WT_off | 0 | 0 | 0 | 0 | 0 | 0
PseudoUnit | 0 | 0 | 0 | 0 | 0 | 0
FixedInterchange | 0 | 0 | 0 | 0 | 0 | 0
Total Generation by Reporting Type: MISO_IN
ReportingType | 2015 | 2020 | 2025 | 2030 | 2035 | 2040
BM | 0 | 0 | 0 | 0 | 0 | 0
CC | 4216.83 | 6845.17 | 4216.83 | 3667.86 | 4414.46 | 4151.53
CSP | 0 | 0 | 0 | 0 | 0 | 0
CT | 0 | 0 | 0 | 0 | 0 | 0
Coal | 86631.06 | 89970.97 | 92793.63 | 96000.49 | 98342.72 | 98494.14
Geo | 0 | 0 | 0 | 0 | 0 | 0
H | 417.2 | 417.2 | 417.2 | 417.2 | 417.2 | 417.2
LFG | 291.71 | 291.71 | 291.71 | 923.41 | 923.41 | 923.41
Nuc | 0 | 0 | 0 | 0 | 0 | 0.01
PS | 0 | 0 | 0 | 0 | 0 | 0
PV | 0 | 411.8 | 663.3 | 671.35 | 697.3 | 717.1
PeakG | 0.39 | 25.81 | 90.35 | 90.35 | 90.35 | 90.35
PeakO | 0 | 0 | 0 | 0 | 0 | 0
ST | 0 | 0 | 0 | 0 | 0 | 0
STOG | 28.64 | 54.68 | 54.68 | 54.68 | 54.68 | 54.68
STWD | 0 | 0 | 0 | 0 | 0 | 0
WT | 1553.06 | 1553.06 | 1553.06 | 1553.06 | 1553.06 | 1553.06
IGCC | 4427.31 | 4427.31 | 4427.31 | 4427.31 | 4427.31 | 4427.31
DemandResponse | 0 | 0 | 0 | 0 | 0 | 0
IGCC-CCS | 0 | 0 | 0 | 0 | 0 | 0
WT_off | 0 | 0 | 0 | 0 | 0 | 0
PseudoUnit | 0 | 0 | 0 | 0 | 0 | 0
FixedInterchange | 0 | 0 | 0 | 0 | 0 | 0
Total Generation by Reporting Type: MISO_MI
ReportingType | 2015 | 2020 | 2025 | 2030 | 2035 | 2040
BM | 0 | 0 | 0 | 0 | 0 | 0
CC | 12452.95 | 13491.34 | 10333.11 | 8918.28 | 9898.25 | 7390.6
CSP | 0 | 0 | 0 | 0 | 0 | 0
CT | 0 | 0 | 0 | 0 | 0 | 0
Coal | 55498.69 | 47694.46 | 51708.23 | 53223.33 | 53729.7 | 53729.7
Geo | 0 | 0 | 0 | 0 | 0 | 0
H | 410 | 410 | 410 | 410 | 410 | 410
LFG | 1285.09 | 2548.5 | 2548.5 | 2548.5 | 2548.5 | 2548.5
Nuc | 15994.29 | 15994.29 | 27834.17 | 27834.17 | 21246.79 | 21246.79
PS | 814.32 | 767.52 | 814.32 | 1386.85 | 1422.72 | 1422.72
PV | 0 | 0 | 0 | 0 | 0 | 0
PeakG | 29.96 | 49.8 | 104.85 | 75.85 | 80.5 | 56.6
PeakO | 0 | 0 | 0 | 0 | 0 | 0
ST | 0 | 0 | 0 | 0 | 0 | 0
STOG | 287.59 | 394.78 | 456.91 | 540.49 | 283.11 | 283.11
STWD | 144.53 | 629.29 | 156.3 | 768.33 | 702.64 | 702.64
WT | 5161.16 | 5161.16 | 6773.47 | 6805.79 | 7205.63 | 7754.74
IGCC | 0 | 0 | 0 | 0 | 0 | 0
DemandResponse | 0 | 0 | 0 | 0 | 0 | 0
IGCC-CCS | 0 | 0 | 0 | 0 | 0 | 0
WT_off | 0 | 0 | 0 | 0 | 0 | 0
PseudoUnit | 0 | 0 | 0 | 0 | 0 | 0
FixedInterchange | 0 | 0 | 0 | 0 | 0 | 0
Total Generation by Reporting Type: MISO_MO-IL
ReportingType | 2015 | 2020 | 2025 | 2030 | 2035 | 2040
BM | 0 | 0 | 0 | 0 | 0 | 0
CC | 2772.6 | 4012.09 | 2445.36 | 1856.32 | 2463.79 | 1199.71
CSP | 0 | 0 | 0 | 0 | 0 | 0
CT | 0 | 0 | 0 | 0 | 0 | 0
Coal | 103225.51 | 85475.94 | 94082.68 | 100606.39 | 103200.45 | 102809.28
Geo | 0 | 0 | 0 | 0 | 0 | 0
H | 1317.1 | 1317.1 | 1317.1 | 1317.1 | 1317.1 | 1317.1
LFG | 141.91 | 141.91 | 1902.67 | 1902.67 | 1902.67 | 1902.67
Nuc | 18906.97 | 18906.97 | 18906.97 | 18906.97 | 18906.97 | 18906.97
PS | 191.4 | 180.4 | 202.4 | 334.4 | 334.4 | 334.4
PV | 0 | 0 | 0 | 0 | 0 | 0
PeakG | 140.51 | 140.51 | 190.86 | 185.9 | 407.81 | 399.72
PeakO | 0 | 0 | 0 | 0 | 0 | 0
ST | 0 | 0 | 0 | 0 | 0 | 0
STOG | 57.9 | 57.9 | 57.9 | 57.9 | 18.42 | 18.42
STWD | 0 | 0 | 0 | 0 | 0 | 0
WT | 2075.16 | 2075.16 | 2075.16 | 2075.16 | 2075.16 | 2075.16
IGCC | 0 | 0 | 0 | 0 | 0 | 0
DemandResponse | 0 | 0 | 0 | 0 | 0 | 0
IGCC-CCS | 0 | 0 | 0 | 0 | 0 | 0
WT_off | 0 | 0 | 0 | 0 | 0 | 0
PseudoUnit | 0 | 0 | 0 | 0 | 0 | 0
FixedInterchange | 0 | 0 | 0 | 0 | 0 | 0
Total Generation by Reporting Type: MISO_W
ReportingType | 2015 | 2020 | 2025 | 2030 | 2035 | 2040
BM | 0 | 0 | 0 | 0 | 0 | 0
CC | 10116.46 | 8360.38 | 5548.8 | 4962.11 | 5565.23 | 3612.13
CSP | 0 | 0 | 0 | 0 | 0 | 0
CT | 0 | 0 | 0 | 0 | 0 | 0
Coal | 89793.71 | 80656.28 | 80999.77 | 81424.19 | 126436.8 | 162861.62
Geo | 0 | 0 | 0 | 0 | 0 | 0
H | 1643.73 | 1643.73 | 1643.73 | 1643.73 | 1643.73 | 1643.73
LFG | 1616.22 | 1616.22 | 2181.24 | 2181.24 | 2181.24 | 2181.24
Nuc | 19194.78 | 19194.78 | 19194.78 | 19194.78 | 0.78 | 0.78
PS | 0 | 0 | 0 | 0 | 0 | 0
PV | 0 | 0 | 0 | 0 | 0 | 0
PeakG | 128.96 | 100.1 | 100.1 | 91.22 | 91.22 | 91.22
PeakO | 0 | 0 | 0 | 0 | 0 | 0
ST | 0 | 0 | 0 | 0 | 0 | 0
STOG | 4.54 | 4.54 | 1.74 | 1.74 | 1.3 | 0.18
STWD | 0 | 126.41 | 59.16 | 115.5 | 127.24 | 127.24
WT | 27590.66 | 34420.83 | 44620.96 | 46978.17 | 49105.42 | 50791.31
IGCC | 0 | 0 | 0 | 0 | 0 | 0
DemandResponse | 0 | 0 | 0 | 0 | 0 | 0
IGCC-CCS | 0 | 0 | 0 | 0 | 0 | 0
WT_off | 0 | 0 | 0 | 0 | 0 | 0
PseudoUnit | 0 | 0 | 0 | 0 | 0 | 0
FixedInterchange | 0 | 0 | 0 | 0 | 0 | 0
Total Generation by Reporting Type: MISO_WUMS
ReportingType | 2015 | 2020 | 2025 | 2030 | 2035 | 2040
BM | 0 | 0 | 0 | 0 | 0 | 0
CC | 14835.3 | 30596.35 | 24680.06 | 30102.58 | 27920.48 | 24307.93
CSP | 0 | 0 | 0 | 0 | 0 | 0
CT | 0 | 245.05 | 277.3 | 947.36 | 1954.85 | 2079.15
Coal | 25947.18 | 28802.83 | 33482.95 | 36736.47 | 38335.09 | 38335.09
Geo | 0 | 0 | 0 | 0 | 0 | 0
H | 1018.41 | 1023.31 | 1023.31 | 1023.31 | 1023.31 | 1023.31
LFG | 559.76 | 619.29 | 2320.52 | 2320.52 | 2320.52 | 2320.52
Nuc | 14153.33 | 14153.33 | 14153.33 | 14153.33 | 0.78 | 0.78
PS | 0 | 0 | 0 | 0 | 0 | 0
PV | 0 | 0 | 0 | 0 | 0 | 0
PeakG | 55.62 | 94.39 | 94.39 | 94.39 | 26.97 | 26.97
PeakO | 0 | 0 | 0 | 0 | 0 | 0
ST | 0 | 0 | 0 | 0 | 0 | 0
STOG | 2.33 | 0 | 2.33 | 0.82 | 2.33 | 0
STWD | 0 | 19.84 | 19.84 | 38.74 | 42.68 | 42.68
WT | 4109.61 | 4109.61 | 4109.61 | 4109.61 | 4109.61 | 4109.61
IGCC | 0 | 0 | 0 | 0 | 0 | 0
DemandResponse | 0 | 0 | 0 | 0 | 0 | 0
IGCC-CCS | 0 | 0 | 0 | 0 | 0 | 0
WT_off | 0 | 0 | 0 | 0 | 0 | 0
PseudoUnit | 0 | 0 | 0 | 0 | 0 | 0
FixedInterchange | 0 | 0 | 0 | 0 | 0 | 0
Total Generation by Reporting Type: Nebraska
ReportingType | 2015 | 2020 | 2025 | 2030 | 2035 | 2040
BM | 0 | 0 | 0 | 0 | 0 | 0
CC | 656.42 | 454.72 | 454.72 | 387.49 | 265.55 | 253.02
CSP | 0 | 0 | 0 | 0 | 0 | 0
CT | 0 | 0 | 0 | 0 | 0 | 0
Coal | 30719.51 | 30424.37 | 30424.37 | 37278.37 | 41465.9 | 62266.78
Geo | 0 | 0 | 0 | 0 | 0 | 0
H | 591 | 591 | 591 | 591 | 591 | 591
LFG | 47.3 | 47.3 | 612.32 | 612.32 | 612.32 | 612.32
Nuc | 10600.63 | 10600.63 | 10600.63 | 10600.63 | 1.56 | 1.56
PS | 0 | 0 | 0 | 0 | 0 | 0
PV | 0 | 0 | 0 | 0 | 0 | 0
PeakG | 66.13 | 129.72 | 129.72 | 21.74 | 0 | 0
PeakO | 0 | 0 | 0 | 0 | 0 | 0
ST | 0 | 0 | 0 | 0 | 0 | 0
STOG | 0 | 0 | 0 | 0 | 0 | 0
STWD | 0 | 0 | 0 | 0 | 0 | 0
WT | 1220.72 | 6339.44 | 6339.44 | 6339.44 | 6339.44 | 6339.44
IGCC | 0 | 0 | 0 | 0 | 0 | 0
DemandResponse | 0 | 0 | 0 | 0 | 0 | 0
IGCC-CCS | 0 | 0 | 0 | 0 | 0 | 0
WT_off | 0 | 0 | 0 | 0 | 0 | 0
PseudoUnit | 0 | 0 | 0 | 0 | 0 | 0
FixedInterchange | 0 | 0 | 0 | 0 | 0 | 0
Total Generation by Reporting Type: NEISO
ReportingType | 2015 | 2020 | 2025 | 2030 | 2035 | 2040
BM | 1882.96 | 1318.53 | 597.66 | 1194.14 | 671.93 | 732.5
CC | 38085.91 | 34090.86 | 34300.67 | 41177.28 | 57017.96 | 68689.51
CSP | 0 | 0 | 0 | 0 | 0 | 0
CT | 0 | 10.92 | 10.64 | 10.92 | 79.13 | 370.26
Coal | 32.27 | 0 | 0 | 0 | 0 | 0
Geo | 0 | 0 | 0 | 0 | 0 | 0
H | 12289.94 | 12289.94 | 12289.94 | 12289.94 | 12303.66 | 12303.66
LFG | 4582.65 | 5132.48 | 5132.48 | 5132.48 | 5132.48 | 5132.48
Nuc | 39329.22 | 39329.22 | 39329.22 | 39329.22 | 28415.2 | 20990.23
PS | 58.59 | 184.14 | 351.54 | 686.34 | 686.34 | 686.34
PV | 5.26 | 554.94 | 554.94 | 557.14 | 557.14 | 557.14
PeakG | 10.34 | 38.51 | 38.51 | 187.6 | 206.23 | 401.46
PeakO | 0 | 0 | 0 | 0 | 0 | 0
ST | 0 | 0 | 0 | 0 | 0 | 0
STOG | 0 | 0 | 0 | 0 | 0 | 0
STWD | 3928.47 | 1369.16 | 104.84 | 1367.43 | 1272.63 | 1212.06
WT | 1283.3 | 9663.73 | 15069.41 | 16205.23 | 16205.23 | 16205.23
IGCC | 0 | 0 | 0 | 0 | 0 | 0
DemandResponse | 0 | 0 | 0 | 0 | 0 | 0
IGCC-CCS | 0 | 0 | 0 | 0 | 0 | 0
WT_off | 1870.13 | 1870.13 | 1870.13 | 1870.13 | 0 | 0
PseudoUnit | 0 | 0 | 0 | 0 | 0 | 0
FixedInterchange | 0 | 0 | 0 | 0 | 0 | 0
Total Generation by Reporting Type: NonRTO_Midwest
ReportingType | 2015 | 2020 | 2025 | 2030 | 2035 | 2040
BM | 0 | 0 | 0 | 0 | 0 | 0
CC | 0 | 0 | 0 | 2291.04 | 3168.27 | 4453.3
CSP | 0 | 0 | 0 | 0 | 0 | 0
CT | 0 | 17.51 | 33.44 | 68.43 | 56.98 | 80.23
Coal | 61147.97 | 62654.03 | 63518.53 | 66137.07 | 67632.57 | 68639.86
Geo | 0 | 0 | 0 | 0 | 0 | 0
H | 457.8 | 457.8 | 457.8 | 457.8 | 457.8 | 457.8
LFG | 110.38 | 110.38 | 746.29 | 1373.79 | 1373.79 | 1373.79
Nuc | 0 | 0 | 0 | 0 | 0 | 0.04
PS | 0 | 0 | 0 | 0 | 0 | 0
PV | 0 | 0 | 0 | 0 | 0 | 0
PeakG | 63.99 | 77.34 | 210.28 | 216.96 | 220.19 | 215.87
PeakO | 0 | 0 | 0 | 0 | 0 | 0
ST | 0 | 0 | 0 | 0 | 0 | 0
STOG | 0 | 0 | 0 | 0 | 0 | 0
STWD | 0 | 0 | 0 | 0 | 0 | 0
WT | 151.43 | 151.43 | 151.43 | 151.43 | 151.43 | 151.43
IGCC | 0 | 0 | 0 | 0 | 0 | 0
DemandResponse | 0 | 0 | 0 | 0 | 0 | 0
IGCC-CCS | 0 | 0 | 0 | 0 | 0 | 0
WT_off | 0 | 0 | 0 | 0 | 0 | 0
PseudoUnit | 0 | 0 | 0 | 0 | 0 | 0
FixedInterchange | 0 | 0 | 0 | 0 | 0 | 0
Total Generation by Reporting Type: NYISO_A-F
ReportingType | 2015 | 2020 | 2025 | 2030 | 2035 | 2040
BM | 0 | 0 | 0 | 0 | 0 | 0
CC | 8321.72 | 11303.15 | 10949.25 | 13872.54 | 15501.12 | 17011.05
CSP | 0 | 0 | 0 | 0 | 0 | 0
CT | 0 | 0 | 0 | 0 | 0 | 0
Coal | 0 | 0 | 0 | 0 | 0 | 0
Geo | 0 | 0 | 0 | 0 | 0 | 0
H | 27149.98 | 27149.98 | 27149.98 | 27149.98 | 27149.98 | 27149.98
LFG | 1359.2 | 1359.2 | 1471.25 | 1894.79 | 1894.79 | 1894.79
Nuc | 27068.95 | 27068.95 | 27068.95 | 21809.21 | 16894.07 | 9678.44
PS | 55.9 | 245.97 | 296.52 | 578.92 | 578.92 | 578.92
PV | 0 | 0 | 0 | 0 | 0 | 0
PeakG | 0.25 | 6.58 | 6.58 | 6.58 | 20.68 | 39.48
PeakO | 0 | 0 | 0 | 0 | 0 | 0
ST | 0 | 0 | 0 | 0 | 0 | 0
STOG | 0 | 0 | 0 | 0 | 0 | 0
STWD | 0 | 0 | 0 | 0 | 0.77 | 2.71
WT | 10101.82 | 11933.66 | 11933.66 | 11933.66 | 11933.66 | 11933.66
IGCC | 0 | 0 | 0 | 0 | 0 | 0
DemandResponse | 0 | 0 | 0 | 0 | 0 | 0
IGCC-CCS | 0 | 0 | 0 | 0 | 0 | 0
WT_off | 0 | 0 | 0 | 0 | 0 | 0
PseudoUnit | 0 | 0 | 0 | 0 | 0 | 0
FixedInterchange | 0 | 0 | 0 | 0 | 0 | 0
Total Generation by Reporting Type: NYISO_G-I
ReportingType | 2015 | 2020 | 2025 | 2030 | 2035 | 2040
BM | 0 | 0 | 0 | 0 | 0 | 0
CC | 3217.04 | 7160.21 | 7771.7 | 7991.45 | 32056.7 | 44258.58
CSP | 0 | 0 | 0 | 0 | 0 | 0
CT | 0 | 0 | 0 | 0 | 0 | 0
Coal | 0 | 0 | 0 | 0 | 0 | 0
Geo | 0 | 0 | 0 | 0 | 0 | 0
H | 266.56 | 266.56 | 266.56 | 266.56 | 266.56 | 266.56
LFG | 504.58 | 504.58 | 1090.62 | 1090.62 | 1090.62 | 1090.62
Nuc | 17314.89 | 17314.89 | 17314.89 | 17314.89 | 8681.86 | 3.12
PS | 0 | 0 | 0 | 0 | 0 | 0
PV | 0 | 0 | 0 | 0 | 0 | 0
PeakG | 0.01 | 0.03 | 0.03 | 0.03 | 0.11 | 0.21
PeakO | 0 | 0 | 0 | 0 | 0 | 0
ST | 0 | 0 | 0 | 0 | 0 | 0
STOG | 0 | 0 | 0 | 0 | 0 | 0
STWD | 0 | 0 | 0 | 0 | 0 | 0
WT | 0 | 178.23 | 178.23 | 178.23 | 178.23 | 178.23
IGCC | 0 | 0 | 0 | 0 | 0 | 0
DemandResponse | 0 | 0 | 0 | 0 | 0 | 0
IGCC-CCS | 0 | 0 | 0 | 0 | 0 | 0
WT_off | 0 | 0 | 0 | 0 | 0 | 0
PseudoUnit | 0 | 0 | 0 | 0 | 0 | 0
FixedInterchange | 0 | 0 | 0 | 0 | 0 | 0
Total Generation by Reporting Type: NYISO_J-K
ReportingType | 2015 | 2020 | 2025 | 2030 | 2035 | 2040
BM | 0 | 0 | 0 | 0 | 0 | 0
CC | 20023.69 | 27627.88 | 27195.85 | 27909.77 | 30094.63 | 30445.53
CSP | 0 | 0 | 0 | 0 | 0 | 0
CT | 0 | 0 | 28.96 | 92.22 | 553.34 | 933.89
Coal | 0 | 0 | 0 | 0 | 0 | 0
Geo | 0 | 0 | 0 | 0 | 0 | 0
H | 0 | 0 | 0 | 0 | 0 | 0
LFG | 977.62 | 977.62 | 977.62 | 1563.66 | 1563.66 | 1563.66
Nuc | 0 | 0 | 0 | 0 | 0 | 0
PS | 0 | 0 | 0 | 0 | 0 | 0
PV | 53.26 | 53.26 | 53.26 | 53.26 | 0 | 0
PeakG | 53.23 | 167.31 | 319.41 | 623.61 | 623.61 | 623.61
PeakO | 0 | 0 | 0 | 0 | 0 | 0
ST | 0 | 0 | 0 | 0 | 0 | 0
STOG | 760.45 | 1283.51 | 2066.43 | 2144.65 | 2144.65 | 2464.38
STWD | 0 | 0 | 0 | 0 | 0 | 0
WT | 0 | 0 | 0 | 0 | 0 | 0
IGCC | 0 | 0 | 0 | 0 | 0 | 0
DemandResponse | 0 | 0 | 0 | 0 | 0 | 0
IGCC-CCS | 0 | 0 | 0 | 0 | 0 | 0
WT_off | 0 | 0 | 0 | 0 | 0 | 0
PseudoUnit | 0 | 0 | 0 | 0 | 0 | 0
FixedInterchange | 0 | 0 | 0 | 0 | 0 | 0
Total Generation by Reporting Type: PJM_E
ReportingType | 2015 | 2020 | 2025 | 2030 | 2035 | 2040
BM | 108.03 | 223.98 | 223.98 | 223.98 | 223.98 | 223.98
CC | 23525.08 | 35995.55 | 39260.91 | 43118.9 | 44485.15 | 49566.55
CSP | 0 | 0 | 0 | 0 | 0 | 0
CT | 0 | 0.86 | 0.86 | 182.52 | 215.19 | 420.13
Coal | 341.64 | 364.21 | 520.66 | 1004.21 | 1456.13 | 1679.33
Geo | 0 | 0 | 0 | 0 | 0 | 0
H | 1839.27 | 1839.27 | 1839.27 | 1839.27 | 1839.27 | 1839.27
LFG | 3714.15 | 4761.94 | 4761.94 | 4761.94 | 4761.94 | 4761.94
Nuc | 71732.67 | 66529.66 | 66529.66 | 66529.66 | 47698.89 | 37758.56
PS | 164 | 174 | 174 | 304 | 304 | 304
PV | 102.4 | 102.4 | 102.4 | 102.4 | 102.4 | 102.4
PeakG | 22.93 | 80.25 | 419.36 | 481.53 | 940.13 | 940.13
PeakO | 0 | 0 | 0 | 0 | 0 | 0
ST | 0 | 0 | 0 | 0 | 0 | 0
STOG | 268.49 | 512.56 | 512.56 | 1000.72 | 1000.72 | 1000.72
STWD | 0 | 0 | 0 | 0 | 0 | 0
WT | 2143.36 | 2143.36 | 2143.36 | 2143.36 | 2143.36 | 2143.36
IGCC | 0 | 0 | 0 | 0 | 0 | 0
DemandResponse | 0 | 0 | 0 | 0 | 0 | 0
IGCC-CCS | 0 | 0 | 0 | 0 | 0 | 0
WT_off | 0 | 0 | 3990.52 | 3990.52 | 3990.52 | 3990.52
PseudoUnit | 0 | 0 | 0 | 0 | 0 | 0
FixedInterchange | 0 | 0 | 0 | 0 | 0 | 0
Total Generation by Reporting Type: PJM_ROM
ReportingType | 2015 | 2020 | 2025 | 2030 | 2035 | 2040
BM | 60.9 | 134.39 | 134.39 | 134.39 | 134.39 | 134.39
CC | 12941.33 | 21297.48 | 20064.87 | 22421.1 | 136501.12 | 236799.33
CSP | 0 | 0 | 0 | 0 | 0 | 0
CT | 0.15 | 0.52 | 1.64 | 3.14 | 3.14 | 6.13
Coal | 47874.62 | 53760.56 | 57476.93 | 58083.8 | 58083.8 | 58083.8
Geo | 0 | 0 | 0 | 0 | 0 | 0
H | 3645.46 | 3645.46 | 3645.46 | 3645.46 | 3645.46 | 3645.46
LFG | 2813.8 | 4903.85 | 4903.85 | 4903.85 | 4903.85 | 4903.85
Nuc | 42639.82 | 67565.88 | 67565.88 | 67565.88 | 52900.91 | 45289.02
PS | 620.33 | 658.15 | 719.66 | 1149.88 | 1149.88 | 1149.88
PV | 10.51 | 2556.54 | 4137.99 | 4514.66 | 4684.22 | 4843.53
PeakG | 0 | 48.51 | 48.51 | 48.51 | 152.46 | 291.06
PeakO | 0 | 0 | 0 | 0 | 0 | 0
ST | 0 | 0 | 0 | 0 | 0 | 0
STOG | 667.85 | 667.85 | 1303.89 | 1303.89 | 1303.89 | 1303.89
STWD | 219.65 | 490.56 | 490.56 | 490.56 | 490.56 | 490.56
WT | 3032.09 | 3032.09 | 4910.74 | 17226.14 | 17226.14 | 17226.14
IGCC | 0 | 0 | 0 | 0 | 0 | 0
DemandResponse | 0 | 0 | 0 | 0 | 0 | 0
IGCC-CCS | 0 | 0 | 0 | 0 | 0 | 0
WT_off | 0 | 0 | 0 | 0 | 0 | 0
PseudoUnit | 0 | 0 | 0 | 0 | 0 | 0
FixedInterchange | 0 | 0 | 0 | 0 | 0 | 0
Total Generation by Reporting Type: PJM_ROR
ReportingType | 2015 | 2020 | 2025 | 2030 | 2035 | 2040
BM | 74.55 | 161.29 | 358.22 | 913.49 | 1634.58 | 1216.37
CC | 69436.16 | 61633.86 | 53183.93 | 51091.72 | 43890.01 | 28709.22
CSP | 0 | 0 | 0 | 0 | 0 | 0
CT | 2.98 | 5.69 | 5.69 | 5.69 | 2.98 | 2.98
Coal | 341770.09 | 289129.45 | 294385.1 | 295771.47 | 297655.65 | 298037.05
Geo | 0 | 0 | 0 | 0 | 0 | 0
H | 4602.26 | 4602.26 | 6925.78 | 6925.78 | 6925.78 | 6925.78
LFG | 4252.63 | 4252.63 | 8302.71 | 8302.71 | 8302.71 | 8302.71
Nuc | 169341.6 | 181025.69 | 181025.69 | 173684.74 | 137488.02 | 96141.96
PS | 1284.79 | 1340.23 | 2341.56 | 2341.56 | 2341.56 | 2341.56
PV | 63.07 | 63.07 | 63.07 | 63.07 | 63.07 | 63.07
PeakG | 1395.31 | 1442.92 | 1574.19 | 1848.69 | 1268.18 | 994.34
PeakO | 0 | 0 | 0 | 0 | 0 | 0
ST | 0 | 0 | 0 | 0 | 0 | 0
STOG | 0 | 0 | 0 | 0 | 0 | 0
STWD | 41.03 | 608.76 | 1139.21 | 1359.55 | 1359.55 | 1359.55
WT | 28147.97 | 28147.97 | 28147.97 | 28682.04 | 28682.04 | 28682.04
IGCC | 0 | 0 | 0 | 0 | 0 | 0
DemandResponse | 0 | 0 | 0 | 0 | 0 | 0
IGCC-CCS | 0 | 0 | 0 | 0 | 0 | 0
WT_off | 0 | 0 | 0 | 0 | 0 | 0
PseudoUnit | 0 | 0 | 0 | 0 | 0 | 0
FixedInterchange | 0 | 0 | 0 | 0 | 0 | 0
Total Generation by Reporting Type: SOCO
ReportingType | 2015 | 2020 | 2025 | 2030 | 2035 | 2040
BM | 0 | 0 | 20.79 | 23.04 | 38.26 | 38.26
CC | 114674.65 | 109953.91 | 102064.44 | 118584.16 | 113083.43 | 107844.68
CSP | 0 | 0 | 0 | 0 | 0 | 0
CT | 0 | 0 | 0 | 0 | 0 | 0
Coal | 98875.98 | 106942.65 | 123647.35 | 123647.35 | 139773.4 | 188384.57
Geo | 0 | 0 | 0 | 0 | 0 | 0
H | 10893.11 | 10893.11 | 10893.11 | 10893.11 | 10893.11 | 10893.11
LFG | 291.71 | 291.71 | 1138.45 | 1138.45 | 1138.45 | 1138.45
Nuc | 48863.49 | 66000.15 | 66000.15 | 66000.15 | 66000.15 | 43604.33
PS | 764.26 | 770.5 | 1221.11 | 1273 | 1273 | 1273
PV | 0 | 0 | 0 | 0 | 0 | 0
PeakG | 465.21 | 1085.48 | 1621.22 | 1582.4 | 1567.04 | 888.91
PeakO | 0 | 0 | 0 | 0 | 0 | 0
ST | 0 | 0 | 0 | 0 | 0 | 0
STOG | 0 | 0 | 0 | 0 | 0 | 0
STWD | 0 | 0 | 0 | 0 | 0 | 0
WT | 0 | 0 | 0 | 0 | 0 | 0
IGCC | 0 | 0 | 0 | 0 | 0 | 0
DemandResponse | 0 | 0 | 0 | 0 | 0 | 0
IGCC-CCS | 0 | 0 | 0 | 0 | 0 | 0
WT_off | 0 | 0 | 0 | 0 | 0 | 0
PseudoUnit | 0 | 0 | 0 | 0 | 0 | 0
FixedInterchange | 0 | 0 | 0 | 0 | 0 | 0
Total Generation by Reporting Type: SPP_N
ReportingType | 2015 | 2020 | 2025 | 2030 | 2035 | 2040
BM | 0 | 0 | 0 | 0 | 0 | 0
CC | 7028.67 | 4441.45 | 3867.36 | 2875.93 | 1500.16 | 1500.16
CSP | 0 | 0 | 0 | 0 | 0 | 0
CT | 0 | 0 | 0 | 0 | 0 | 0
Coal | 61836.51 | 61676.24 | 61676.24 | 61676.24 | 61676.24 | 61676.24
Geo | 0 | 0 | 0 | 0 | 0 | 0
H | 60 | 60 | 60 | 60 | 60 | 60
LFG | 55.19 | 55.19 | 804.17 | 804.17 | 804.17 | 804.17
Nuc | 9821.8 | 9821.8 | 9821.8 | 9821.8 | 9821.8 | 9821.8
PS | 0 | 0 | 0 | 0 | 0 | 0
PV | 0 | 0 | 0 | 0 | 0 | 0
PeakG | 18.94 | 41.29 | 22.26 | 65.98 | 0 | 0
PeakO | 0 | 0 | 0 | 0 | 0 | 0
ST | 0 | 0 | 0 | 0 | 0 | 0
STOG | 0 | 0 | 0 | 0 | 0 | 0
STWD | 0 | 0 | 0 | 0 | 0 | 0
WT | 4213.48 | 4213.48 | 4213.48 | 4213.48 | 4213.48 | 4213.48
IGCC | 0 | 0 | 0 | 0 | 0 | 0
DemandResponse | 0 | 0 | 0 | 0 | 0 | 0
IGCC-CCS | 0 | 0 | 0 | 0 | 0 | 0
WT_off | 0 | 0 | 0 | 0 | 0 | 0
PseudoUnit | 0 | 0 | 0 | 0 | 0 | 0
FixedInterchange | 0 | 0 | 0 | 0 | 0 | 0
Total Generation by Reporting Type: SPP_S
ReportingType | 2015 | 2020 | 2025 | 2030 | 2035 | 2040
BM | 0 | 0 | 0 | 0 | 0 | 0
CC | 40496.03 | 57396.17 | 56316.74 | 60960.94 | 31787.47 | 27638.61
CSP | 0 | 0 | 0 | 0 | 0 | 0
CT | 0 | 72.31 | 139.86 | 168.87 | 80.42 | 80.42
Coal | 86268.15 | 81628.1 | 90243.66 | 91770.47 | 91770.47 | 91586.14
Geo | 0 | 0 | 0 | 0 | 0 | 0
H | 10050.79 | 10050.79 | 10050.79 | 10050.79 | 10050.79 | 10050.79
LFG | 149.8 | 149.8 | 254.42 | 898.78 | 898.78 | 898.78
Nuc | 0 | 0 | 0 | 0 | 0 | 0.01
PS | 194.01 | 194.01 | 194.01 | 205.16 | 338.96 | 338.96
PV | 0 | 0 | 0 | 0 | 0 | 0
PeakG | 0 | 0 | 244.31 | 302.91 | 48.74 | 0
PeakO | 0 | 0 | 0 | 0 | 0 | 0
ST | 0 | 0 | 0 | 0 | 0 | 0
STOG | 2675.01 | 2990.15 | 3334.16 | 3322.15 | 2717.07 | 2520.72
STWD | 0 | 0 | 0 | 0 | 0 | 15.88
WT | 9404.55 | 13293.18 | 14040.46 | 17052.05 | 72278.02 | 75604.12
IGCC | 0 | 0 | 0 | 0 | 0 | 0
DemandResponse | 0 | 0 | 0 | 0 | 0 | 0
IGCC-CCS | 0 | 0 | 0 | 0 | 0 | 0
WT_off | 0 | 0 | 0 | 0 | 0 | 0
PseudoUnit | 0 | 0 | 0 | 0 | 0 | 0
FixedInterchange | 0 | 0 | 0 | 0 | 0 | 0
Total Generation by Reporting Type: TVA
ReportingType | 2015 | 2020 | 2025 | 2030 | 2035 | 2040
BM | 0 | 0 | 0 | 0 | 0 | 0
CC | 20726.61 | 13028.77 | 13098.96 | 21111.08 | 20165.26 | 15942.69
CSP | 0 | 0 | 0 | 0 | 0 | 0
CT | 0 | 107.71 | 107.71 | 453.71 | 239.1 | 239.1
Coal | 82954.04 | 78245.43 | 81651.46 | 82272.74 | 100842.97 | 122111.1
Geo | 0 | 0 | 0 | 0 | 0 | 0
H | 17444.8 | 17444.8 | 17444.8 | 17444.8 | 17444.8 | 17444.8
LFG | 102.49 | 102.49 | 949.23 | 949.23 | 949.23 | 949.23
Nuc | 66081.53 | 83483.03 | 83483.03 | 83483.03 | 62210.93 | 51384.38
PS | 758.2 | 724.1 | 1275.54 | 986.15 | 1324.68 | 1299.93
PV | 0 | 0 | 0 | 0 | 0 | 0
PeakG | 0 | 0 | 14.49 | 35.09 | 36.84 | 43.14
PeakO | 0 | 0 | 0 | 0 | 0 | 0
ST | 0 | 0 | 0 | 0 | 0 | 0
STOG | 0 | 0 | 0 | 0 | 0 | 0
STWD | 0 | 0 | 0.04 | 0.49 | 1.84 | 1.84
WT | 73.94 | 73.94 | 73.94 | 73.94 | 73.94 | 73.94
IGCC | 0 | 0 | 0 | 0 | 0 | 0
DemandResponse | 0 | 0 | 0 | 0 | 0 | 0
IGCC-CCS | 0 | 0 | 0 | 0 | 0 | 0
WT_off | 0 | 0 | 0 | 0 | 0 | 0
PseudoUnit | 0 | 0 | 0 | 0 | 0 | 0
FixedInterchange | 0 | 0 | 0 | 0 | 0 | 0
Total Generation by Reporting Type: TVA_Transmission
ReportingType | 2015 | 2020 | 2025 | 2030 | 2035 | 2040
BM | 0 | 0 | 0 | 0 | 0 | 0
CC | 0 | 0 | 0 | 0 | 0 | 0
CSP | 0 | 0 | 0 | 0 | 0 | 0
CT | 0 | 0 | 0 | 0 | 0 | 0
Coal | 0 | 0 | 0 | 0 | 0 | 0
Geo | 0 | 0 | 0 | 0 | 0 | 0
H | 0 | 0 | 0 | 0 | 0 | 0
LFG | 0 | 0 | 0 | 0 | 0 | 0
Nuc | 0 | 0 | 0 | 0 | 0 | 0
PS | 0 | 0 | 0 | 0 | 0 | 0
PV | 0 | 0 | 0 | 0 | 0 | 0
PeakG | 0 | 0 | 0 | 0 | 0 | 0
PeakO | 0 | 0 | 0 | 0 | 0 | 0
ST | 0 | 0 | 0 | 0 | 0 | 0
STOG | 0 | 0 | 0 | 0 | 0 | 0
STWD | 0 | 0 | 0 | 0 | 0 | 0
WT | 0 | 0 | 0 | 0 | 0 | 0
IGCC | 0 | 0 | 0 | 0 | 0 | 0
DemandResponse | 0 | 0 | 0 | 0 | 0 | 0
IGCC-CCS | 0 | 0 | 0 | 0 | 0 | 0
WT_off | 0 | 0 | 0 | 0 | 0 | 0
PseudoUnit | 0 | 0 | 0 | 0 | 0 | 0
FixedInterchange | 0 | 0 | 0 | 0 | 0 | 0
Total Generation by Reporting Type: VACAR
ReportingType | 2015 | 2020 | 2025 | 2030 | 2035 | 2040
BM | 6.84 | 2487.14 | 6939.75 | 7366.04 | 8615.3 | 9336.01
CC | 38060.72 | 34546.47 | 21350.48 | 21499.33 | 54285.87 | 71211.45
CSP | 0 | 0 | 0 | 0 | 0 | 0
CT | 9.5 | 33.26 | 33.77 | 56.86 | 99.9 | 344.06
Coal | 80072.9 | 76348.49 | 94430.09 | 101672.33 | 110243.56 | 112456.11
Geo | 0 | 0 | 0 | 0 | 0 | 0
H | 4325 | 4325 | 4325 | 4325 | 4325 | 4325
LFG | 499.37 | 1343.43 | 1343.43 | 1343.43 | 1343.43 | 1343.43
Nuc | 96778.6 | 132329.38 | 149730.89 | 149730.89 | 122229.85 | 106498.03
PS | 549.36 | 1072.56 | 1137.96 | 1717.31 | 1988.16 | 1988.16
PV | 42.05 | 302.61 | 323.7 | 330.64 | 355.02 | 369.69
PeakG | 0 | 35.3 | 69.61 | 178.06 | 243.63 | 243.63
PeakO | 0 | 0 | 0 | 0 | 0 | 0
ST | 0 | 0 | 0 | 0 | 0 | 0
STOG | 0 | 0 | 0 | 0 | 0 | 0
STWD | 1969.25 | 1969.25 | 1211.31 | 1211.31 | 1650.09 | 1969.25
WT | 2.34 | 7866.99 | 7866.99 | 7866.99 | 7866.99 | 7866.99
IGCC | 0 | 0 | 0 | 0 | 0 | 0
DemandResponse | 0 | 0 | 0 | 0 | 0 | 0
IGCC-CCS | 0 | 0 | 0 | 0 | 0 | 0
WT_off | 3.46 | 3.46 | 3.46 | 3.46 | 3.46 | 3.46
PseudoUnit | 0 | 0 | 0 | 0 | 0 | 0
FixedInterchange | 0 | 0 | 0 | 0 | 0 | 0
Total Generation by Reporting Type: IESO
ReportingType | 2015 | 2020 | 2025 | 2030 | 2035 | 2040
BM | 0 | 0 | 0 | 0 | 0 | 3.01
CC | 1640.3 | 2583.27 | 3373.41 | 4533.67 | 9444.84 | 27967.34
CSP | 0 | 0 | 0 | 0 | 0 | 0
CT | 0 | 0 | 0 | 0 | 12.03 | 37.81
Coal | 0 | 0 | 0 | 0 | 0 | 0
Geo | 0 | 0 | 0 | 0 | 0 | 0
H | 46189.03 | 46189.03 | 46189.03 | 46189.03 | 46189.03 | 47737.94
LFG | 926.37 | 926.37 | 926.37 | 926.37 | 930.31 | 930.31
Nuc | 109180.68 | 109180.68 | 109180.68 | 109180.68 | 100459.6 | 87420.32
PS | 25.83 | 50.43 | 50.43 | 50.43 | 50.43 | 50.43
PV | 78.84 | 78.84 | 78.84 | 78.84 | 78.84 | 78.84
PeakG | 0 | 0 | 0 | 0 | 4.3 | 15.05
PeakO | 0 | 0 | 0 | 0 | 0 | 0
ST | 0 | 0 | 0 | 0 | 0 | 0
STOG | 0 | 0 | 0 | 0 | 0 | 0
STWD | 0 | 0 | 0 | 0 | 0 | 0
WT | 8479.75 | 8479.75 | 8479.75 | 8479.75 | 3205.67 | 3205.67
IGCC | 0 | 0 | 0 | 0 | 0 | 0
DemandResponse | 0 | 0 | 0 | 0 | 0 | 0
IGCC-CCS | 0 | 0 | 0 | 0 | 0 | 0
WT_off | 0 | 0 | 0 | 0 | 0 | 0
PseudoUnit | 0 | 0 | 0 | 0 | 0 | 0
FixedInterchange | 0 | 0 | 0 | 0 | 0 | 0
Total Generation by Reporting Type: MAPP_CA
ReportingType | 2015 | 2020 | 2025 | 2030 | 2035 | 2040
BM | 0 | 0 | 0 | 0 | 0 | 0
CC | 1058.46 | 949.91 | 592.14 | 592.14 | 703.7 | 516.75
CSP | 0 | 0 | 0 | 0 | 0 | 0
CT | 17.93 | 6.92 | 32.19 | 10.28 | 2.44 | 0
Coal | 217.83 | 468.73 | 885.84 | 0 | 0 | 0
Geo | 0 | 0 | 0 | 0 | 0 | 0
H | 41520.42 | 41520.42 | 42671.76 | 51326.92 | 57952.24 | 62115.56
LFG | 0 | 0 | 0 | 0 | 0 | 0
Nuc | 0 | 0 | 0 | 0 | 0 | 0
PS | 0 | 0 | 0 | 0 | 0 | 0
PV | 0 | 0 | 0 | 0 | 0 | 0
PeakG | 4.33 | 0 | 0 | 0 | 0 | 0
PeakO | 0 | 0 | 0 | 0 | 0 | 0
ST | 0 | 0 | 0 | 0 | 0 | 0
STOG | 4.12 | 0 | 0 | 0 | 0 | 0
STWD | 0 | 0 | 0 | 0 | 0 | 0
WT | 1446.06 | 1446.06 | 1446.06 | 1446.06 | 688.72 | 688.72
IGCC | 0 | 0 | 0 | 0 | 0 | 0
DemandResponse | 0 | 0 | 0 | 0 | 0 | 0
IGCC-CCS | 0 | 0 | 0 | 0 | 0 | 0
WT_off | 0 | 0 | 0 | 0 | 0 | 0
PseudoUnit | 0 | 0 | 0 | 0 | 0 | 0
FixedInterchange | 0 | 0 | 0 | 0 | 0 | 0
Total Generation by Reporting Type: AZ_NM_SNV_Coal
ReportingType | 2015 | 2020 | 2025 | 2030 | 2035 | 2040
BM | 0 | 0 | 0 | 0 | 0 | 0
CC | 0 | 0 | 0 | 0 | 0 | 0
CSP | 0 | 0 | 0 | 0 | 0 | 0
CT | 0 | 0 | 0 | 0 | 0 | 0
Coal | 77016.08 | 77472.95 | 77472.95 | 77472.95 | 102222.29 | 122834.94
Geo | 0 | 0 | 0 | 0 | 0 | 0
H | 0 | 0 | 0 | 0 | 0 | 0
LFG | 0 | 0 | 0 | 0 | 0 | 0
Nuc | 0 | 0 | 0 | 0 | 0 | 0
PS | 0 | 0 | 0 | 0 | 0 | 0
PV | 0 | 0 | 0 | 0 | 0 | 0
PeakG | 0 | 0 | 0 | 0 | 0 | 0
PeakO | 0 | 0 | 0 | 0 | 0 | 0
ST | 0 | 0 | 0 | 0 | 0 | 0
STOG | 0 | 0 | 0 | 0 | 0 | 0
STWD | 0 | 0 | 0 | 0 | 0 | 0
WT | 0 | 0 | 0 | 0 | 0 | 0
IGCC | 0 | 0 | 0 | 0 | 0 | 0
DemandResponse | 0 | 0 | 0 | 0 | 0 | 0
IGCC-CCS | 0 | 0 | 0 | 0 | 0 | 0
WT_off | 0 | 0 | 0 | 0 | 0 | 0
PseudoUnit | 0 | 0 | 0 | 0 | 0 | 0
FixedInterchange | 0 | 0 | 0 | 0 | 0 | 0
Total Generation by Reporting Type: AZ_NM_SNV_Gas
ReportingType | 2015 | 2020 | 2025 | 2030 | 2035 | 2040
BM | 0 | 0 | 0 | 0 | 0 | 0
CC | 104791.96 | 110682.56 | 111659.03 | 127578.58 | 126964.57 | 108824.06
CSP | 0 | 0 | 0 | 0 | 0 | 0
CT | 0 | 0 | 144.37 | 281.87 | 0 | 0
Coal | 0 | 0 | 0 | 0 | 0 | 0
Geo | 0 | 0 | 0 | 0 | 0 | 0
H | 0 | 0 | 0 | 0 | 0 | 0
LFG | 0 | 0 | 0 | 0 | 0 | 0
Nuc | 0 | 0 | 0 | 0 | 0 | 0
PS | 0 | 0 | 0 | 0 | 0 | 0
PV | 0 | 0 | 0 | 0 | 0 | 0
PeakG | 0 | 0 | 319.03 | 566.62 | 532.15 | 532.15
PeakO | 0 | 0 | 0 | 0 | 0 | 0
ST | 0 | 0 | 0 | 0 | 0 | 0
STOG | 0 | 0 | 0 | 0 | 0 | 0
STWD | 0 | 0 | 0 | 0 | 0 | 0
WT | 0 | 0 | 0 | 0 | 0 | 0
IGCC | 0 | 0 | 0 | 0 | 0 | 0
DemandResponse | 0 | 0 | 0 | 0 | 0 | 0
IGCC-CCS | 0 | 0 | 0 | 0 | 0 | 0
WT_off | 0 | 0 | 0 | 0 | 0 | 0
PseudoUnit | 0 | 0 | 0 | 0 | 0 | 0
FixedInterchange | 0 | 0 | 0 | 0 | 0 | 0
Total Generation by Reporting Type: AZ_NM_SNV_NucRenew
ReportingType | 2015 | 2020 | 2025 | 2030 | 2035 | 2040
BM | 0 | 0 | 0 | 0 | 0 | 0
CC | 0 | 0 | 0 | 0 | 0 | 0
CSP | 0 | 0 | 0 | 0 | 0 | 0
CT | 0 | 0 | 0 | 0 | 0 | 0
Coal | 0 | 0 | 0 | 0 | 0 | 0
Geo | 0 | 0 | 12066.9 | 12066.9 | 12066.9 | 12066.9
H | 8952 | 8952 | 8952 | 8952 | 8952 | 8952
LFG | 55.19 | 533.48 | 533.48 | 533.48 | 533.48 | 533.48
Nuc | 30183.89 | 30183.89 | 30183.89 | 30183.89 | 30183.89 | 30183.89
PS | 45.36 | 45.36 | 45.36 | 88.56 | 88.56 | 153.36
PV | 365.63 | 365.63 | 365.63 | 365.63 | 365.63 | 365.63
PeakG | 0 | 0 | 0 | 0 | 0 | 0
PeakO | 0 | 0 | 0 | 0 | 0 | 0
ST | 981.12 | 2599.39 | 3576.4 | 3797.59 | 3797.59 | 3797.59
STOG | 0 | 0 | 0 | 0 | 0 | 0
STWD | 182.21 | 182.21 | 9.59 | 182.21 | 182.21 | 182.21
WT | 1407.73 | 26392.65 | 26392.65 | 27031.23 | 27031.23 | 27031.23
IGCC | 0 | 0 | 0 | 0 | 0 | 0
DemandResponse | 0 | 0 | 0 | 0 | 0 | 0
IGCC-CCS | 0 | 0 | 0 | 0 | 0 | 0
WT_off | 0 | 0 | 0 | 0 | 0 | 0
PseudoUnit | 0 | 0 | 0 | 0 | 0 | 0
FixedInterchange | 0 | 0 | 0 | 0 | 0 | 0
Total Generation by Reporting Type: ERCOT
ReportingType | 2015 | 2020 | 2025 | 2030 | 2035 | 2040
BM | 0 | 0 | 7.37 | 13.81 | 98.27 | 100.59
CC | 150364.26 | 167166.65 | 162349.1 | 173970.37 | 189116.51 | 205823.87
CSP | 0 | 0 | 0 | 0 | 0 | 0
CT | 0 | 5.38 | 25.69 | 8.17 | 8.17 | 8.17
Coal | 116742.54 | 126880.97 | 141005.36 | 141005.36 | 141005.36 | 141005.36
Geo | 0 | 0 | 0 | 0 | 0 | 0
H | 607.38 | 607.38 | 607.38 | 607.38 | 607.38 | 607.38
LFG | 591.3 | 591.3 | 591.3 | 3382.24 | 3382.24 | 3382.24
Nuc | 39655.79 | 39655.79 | 39655.79 | 39655.79 | 39655.79 | 39655.79
PS | 0 | 0 | 0 | 0 | 0 | 0
PV | 30.84 | 30.84 | 30.84 | 30.84 | 2.63 | 2.63
PeakG | 0 | 12.08 | 99.98 | 98.62 | 89.69 | 86.47
PeakO | 0 | 0 | 0 | 0 | 0 | 0
ST | 0 | 0 | 0 | 0 | 0 | 0
STOG | 3843.3 | 4988.05 | 6431.71 | 6185.31 | 5490.8 | 5093.03
STWD | 0 | 0 | 0 | 0 | 0 | 0
WT | 27080.39 | 27080.39 | 27080.39 | 27080.39 | 27080.39 | 27080.39
IGCC | 0 | 0 | 0 | 0 | 0 | 0
DemandResponse | 0 | 0 | 0 | 0 | 0 | 0
IGCC-CCS | 0 | 0 | 0 | 0 | 0 | 0
WT_off | 0 | 0 | 0 | 0 | 0 | 0
PseudoUnit | 0 | 0 | 0 | 0 | 0 | 0
FixedInterchange | 0 | 0 | 0 | 0 | 0 | 0
Total Generation by Reporting Type: NP15
ReportingType | 2015 | 2020 | 2025 | 2030 | 2035 | 2040
BM | 0 | 0 | 0 | 0 | 0 | 0
CC | 37303.69 | 22200.79 | 34991.14 | 24741.13 | 8476.5 | 950.62
CSP | 0 | 0 | 0 | 0 | 0 | 0
CT | 0 | 0 | 0 | 0 | 0 | 0
Coal | 213.44 | 213.44 | 213.44 | 213.44 | 0 | 0
Geo | 9050.48 | 11813.4 | 14043.68 | 14043.68 | 14043.68 | 14043.68
H | 24182 | 24182 | 24182 | 24182 | 24182 | 24182
LFG | 670.14 | 5124.6 | 5124.6 | 5124.6 | 5124.6 | 5124.6
Nuc | 17915.6 | 17915.6 | 17915.6 | 17915.6 | 51363.94 | 87368.06
PS | 1.14 | 0 | 6.63 | 32.49 | 73.25 | 107.51
PV | 153.52 | 153.52 | 153.52 | 153.52 | 139.28 | 139.28
PeakG | 0 | 0 | 0 | 0 | 0 | 0
PeakO | 0 | 0 | 0 | 0 | 0 | 0
ST | 99.08 | 99.08 | 99.08 | 99.08 | 99.08 | 99.08
STOG | 131.07 | 84.77 | 194.78 | 252.95 | 12.44 | 5.23
STWD | 3097.54 | 3097.54 | 3.98 | 1250.13 | 1425.15 | 1357.52
WT | 3102.31 | 11120.09 | 11120.09 | 11120.09 | 11120.09 | 11120.09
IGCC | 0 | 0 | 0 | 0 | 0 | 0
DemandResponse | 0 | 0 | 0 | 0 | 0 | 0
IGCC-CCS | 0 | 0 | 0 | 0 | 0 | 0
WT_off | 0 | 0 | 0 | 0 | 0 | 0
PseudoUnit | 0 | 0 | 0 | 0 | 0 | 0
FixedInterchange | 0 | 0 | 0 | 0 | 0 | 0
Total Generation by Reporting Type: NWPP_Coal
ReportingType | 2015 | 2020 | 2025 | 2030 | 2035 | 2040
BM | 0 | 0 | 0 | 0 | 0 | 0
CC | 0 | 0 | 0 | 0 | 0 | 0
CSP | 0 | 0 | 0 | 0 | 0 | 0
CT | 0 | 0 | 0 | 0 | 0 | 0
Coal | 97192.77 | 97074.67 | 97074.67 | 97074.67 | 97074.67 | 97074.67
Geo | 0 | 0 | 0 | 0 | 0 | 0
H | 0 | 0 | 0 | 0 | 0 | 0
LFG | 0 | 0 | 0 | 0 | 0 | 0
Nuc | 0 | 0 | 0 | 0 | 0 | 0
PS | 0 | 0 | 0 | 0 | 0 | 0
PV | 0 | 0 | 0 | 0 | 0 | 0
PeakG | 0 | 0 | 0 | 0 | 0 | 0
PeakO | 0 | 0 | 0 | 0 | 0 | 0
ST | 0 | 0 | 0 | 0 | 0 | 0
STOG | 0 | 0 | 0 | 0 | 0 | 0
STWD | 0 | 0 | 0 | 0 | 0 | 0
WT | 0 | 0 | 0 | 0 | 0 | 0
IGCC | 0 | 0 | 0 | 0 | 0 | 0
DemandResponse | 0 | 0 | 0 | 0 | 0 | 0
IGCC-CCS | 0 | 0 | 0 | 0 | 0 | 0
WT_off | 0 | 0 | 0 | 0 | 0 | 0
PseudoUnit | 0 | 0 | 0 | 0 | 0 | 0
FixedInterchange | 0 | 0 | 0 | 0 | 0 | 0
Total Generation by Reporting Type: NWPP_Gas
ReportingType | 2015 | 2020 | 2025 | 2030 | 2035 | 2040
BM | 0 | 0 | 0 | 0 | 0 | 0
CC | 50575.36 | 50575.36 | 50575.36 | 83736.16 | 83736.16 | 83736.16
CSP | 0 | 0 | 0 | 0 | 0 | 0
CT | 0 | 0 | 0 | 0 | 0 | 0
Coal | 0 | 0 | 0 | 0 | 3707.65 | 11261.21
Geo | 0 | 0 | 0 | 0 | 0 | 0
H | 0 | 0 | 0 | 0 | 0 | 0
LFG | 0 | 0 | 0 | 0 | 0 | 0
Nuc | 0 | 0 | 0 | 0 | 0 | 0
PS | 0 | 0 | 0 | 0 | 0 | 0
PV | 0 | 0 | 0 | 0 | 0 | 0
PeakG | 0 | 0 | 0 | 0 | 0 | 0
PeakO | 0 | 0 | 0 | 0 | 0 | 0
ST | 0 | 0 | 0 | 0 | 0 | 0
STOG | 0 | 0 | 0 | 0 | 0 | 0
STWD | 0 | 0 | 0 | 0 | 0 | 0
WT | 0 | 0 | 0 | 0 | 0 | 0
IGCC | 0 | 0 | 0 | 0 | 0 | 0
DemandResponse | 0 | 0 | 0 | 0 | 0 | 0
IGCC-CCS | 0 | 0 | 0 | 0 | 0 | 0
WT_off | 0 | 0 | 0 | 0 | 0 | 0
PseudoUnit | 0 | 0 | 0 | 0 | 0 | 0
FixedInterchange | 0 | 0 | 0 | 0 | 0 | 0
Total Generation by Reporting Type: NWPP_NucRenew
ReportingType | 2015 | 2020 | 2025 | 2030 | 2035 | 2040
BM | 0 | 65.88 | 0 | 243.02 | 243.02 | 243.02
CC | 0 | 0 | 0 | 0 | 0 | 0
CSP | 0 | 0 | 0 | 0 | 0 | 0
CT | 0 | 0 | 0 | 0 | 0 | 0
Coal | 0 | 0 | 0 | 0 | 0 | 0
Geo | 3280.13 | 3280.13 | 6891.88 | 6891.88 | 6891.88 | 6891.88
H | 133486 | 133486 | 133486 | 133486 | 133486 | 133486
LFG | 1013.09 | 1013.09 | 2940.73 | 2940.73 | 2940.73 | 2940.73
Nuc | 8809.8 | 8809.8 | 8809.8 | 8809.8 | 8809.8 | 8809.8
PS | 0 | 0 | 0 | 0 | 0 | 0
PV | 7.88 | 7.88 | 7.88 | 7.88 | 7.88 | 7.88
PeakG | 0 | 0 | 0 | 0 | 0 | 0
PeakO | 0 | 0 | 0 | 0 | 0 | 0
ST | 0 | 0 | 0 | 0 | 0 | 0
STOG | 0 | 0 | 0 | 0 | 0 | 0
STWD | 0 | 0 | 0 | 0.05 | 0.05 | 0.05
WT | 15874.4 | 15874.4 | 15874.4 | 15874.4 | 15874.4 | 15874.4
IGCC | 0 | 0 | 0 | 0 | 0 | 0
DemandResponse | 0 | 0 | 0 | 0 | 0 | 0
IGCC-CCS | 0 | 0 | 0 | 0 | 0 | 0
WT_off | 0 | 0 | 0 | 0 | 0 | 0
PseudoUnit | 0 | 0 | 0 | 0 | 0 | 0
FixedInterchange | 0 | 0 | 0 | 0 | 0 | 0
Total Generation by Reporting Type: RMPA
ReportingType | 2015 | 2020 | 2025 | 2030 | 2035 | 2040
BM | 0 | 0 | 0 | 0 | 0 | 0
CC | 5830.25 | 8678.72 | 2955.86 | 3998.17 | 3309.34 | 2844.03
CSP | 0 | 0 | 0 | 0 | 0 | 0
CT | 0 | 0 | 0 | 0 | 0 | 0
Coal | 55435.07 | 54496.2 | 51861.33 | 53740.13 | 63724.59 | 73151.74
Geo | 0 | 2438.34 | 21387.54 | 21387.54 | 21387.54 | 21387.54
H | 4353 | 4353 | 4353 | 4353 | 4353 | 4353
LFG | 58.34 | 286.45 | 286.45 | 286.45 | 286.45 | 286.45
Nuc | 0 | 0 | 0 | 0 | 0 | 0.01
PS | 63.49 | 73.37 | 118.61 | 120.91 | 206.02 | 643.55
PV | 54.93 | 54.93 | 54.93 | 54.93 | 54.93 | 54.93
PeakG | 11.63 | 29.27 | 0.57 | 40.72 | 40.06 | 27.68
PeakO | 0 | 0 | 0 | 0 | 0 | 0
ST | 9.83 | 1237.93 | 1345.12 | 1432.63 | 1432.63 | 1432.63
STOG | 0 | 0 | 0 | 0 | 0 | 0
STWD | 0 | 0 | 0 | 0 | 0 | 0
WT | 6354.34 | 7378.88 | 7378.88 | 7378.88 | 7378.88 | 7378.88
IGCC | 0 | 0 | 0 | 0 | 0 | 0
DemandResponse | 0 | 0 | 0 | 0 | 0 | 0
IGCC-CCS | 0 | 0 | 0 | 0 | 0 | 0
WT_off | 0 | 0 | 0 | 0 | 0 | 0
PseudoUnit | 0 | 0 | 0 | 0 | 0 | 0
FixedInterchange | 0 | 0 | 0 | 0 | 0 | 0
Total Generation by Reporting Type: SP15
ReportingType | 2015 | 2020 | 2025 | 2030 | 2035 | 2040
BM | 44.8 | 44.8 | 1.16 | 44.8 | 27.49 | 37.81
CC | 24392.36 | 18829.54 | 22155.95 | 18871.45 | 14354.93 | 7776.96
CSP | 0 | 0 | 0 | 0 | 0 | 0
CT | 0 | 0 | 0 | 0 | 0 | 0
Coal | 761.6 | 761.6 | 761.6 | 675.13 | 345.31 | 0
Geo | 7774.15 | 19841.05 | 19841.05 | 19841.05 | 19841.05 | 19841.05
H | 5920 | 5920 | 5920 | 5920 | 5920 | 5920
LFG | 1759.71 | 6141.64 | 6141.64 | 6141.64 | 6141.64 | 6141.64
Nuc | 17526.13 | 17526.13 | 17526.13 | 17526.13 | 17526.13 | 38517.32
PS | 159.96 | 264.91 | 302.4 | 240.58 | 590.4 | 601.81
PV | 331.57 | 331.57 | 331.57 | 331.57 | 323.24 | 323.24
PeakG | 0 | 0 | 0 | 0 | 0 | 0
PeakO | 0 | 0 | 0 | 0 | 0 | 0
ST | 1569.79 | 1569.79 | 1569.79 | 1569.79 | 1569.79 | 1569.79
STOG | 186.37 | 335.97 | 169.7 | 335.86 | 515.62 | 455.54
STWD | 833.95 | 833.95 | 22.49 | 647.8 | 512.64 | 569.95
WT | 5740.26 | 5740.26 | 5740.26 | 5740.26 | 5740.26 | 5740.26
IGCC | 0 | 0 | 0 | 0 | 0 | 0
DemandResponse | 0 | 0 | 0 | 0 | 0 | 0
IGCC-CCS | 0 | 0 | 0 | 0 | 0 | 0
WT_off | 0 | 0 | 0 | 0 | 0 | 0
PseudoUnit | 0 | 0 | 0 | 0 | 0 | 0
FixedInterchange | 0 | 0 | 0 | 0 | 0 | 0
Total Generation by Reporting Type: ALB
ReportingType | 2015 | 2020 | 2025 | 2030 | 2035 | 2040
BM | 0 | 0 | 0 | 0 | 0 | 0
CC | 18457.54 | 24201.35 | 29324.72 | 34917.93 | 41325.69 | 39688.23
CSP | 0 | 0 | 0 | 0 | 0 | 0
CT | 0 | 0 | 0 | 0 | 0 | 0
Coal | 46350.59 | 46350.59 | 46350.59 | 46350.59 | 46350.59 | 46350.59
Geo | 0 | 0 | 0 | 0 | 0 | 0
H | 1979.87 | 1979.87 | 1979.87 | 1979.87 | 1979.87 | 1979.87
LFG | 78.84 | 78.84 | 78.84 | 78.84 | 78.84 | 78.84
Nuc | 0 | 0 | 0 | 0 | 0 | 8350.11
PS | 0 | 0 | 0 | 0 | 0 | 0
PV | 0 | 0 | 0 | 0 | 0 | 0
PeakG | 0 | 0 | 0 | 0 | 0 | 0
PeakO | 0 | 0 | 0 | 0 | 0 | 0
ST | 0 | 0 | 0 | 0 | 0 | 0
STOG | 0 | 0 | 0 | 0 | 0 | 0
STWD | 0 | 0 | 0 | 0 | 0 | 0
WT | 1553.84 | 1553.84 | 1553.84 | 1553.84 | 1553.84 | 1553.84
IGCC | 0 | 0 | 0 | 0 | 0 | 0
DemandResponse | 0 | 0 | 0 | 0 | 0 | 0
IGCC-CCS | 0 | 0 | 0 | 0 | 0 | 0
WT_off | 0 | 0 | 0 | 0 | 0 | 0
PseudoUnit | 0 | 0 | 0 | 0 | 0 | 0
FixedInterchange | 0 | 0 | 0 | 0 | 0 | 0
Total Generation by Reporting Type: BC
ReportingType | 2015 | 2020 | 2025 | 2030 | 2035 | 2040
BM | 0 | 0 | 0 | 0 | 0 | 0
CC | 10374.5 | 14140.95 | 19049.22 | 22959.89 | 28882.97 | 28882.97
CSP | 0 | 0 | 0 | 0 | 0 | 0
CT | 0 | 0 | 0 | 0 | 0 | 0
Coal | 0 | 0 | 0 | 0 | 0 | 0
Geo | 0 | 0 | 0 | 0 | 0 | 0
H | 54411.22 | 54411.22 | 54411.22 | 54411.22 | 54411.22 | 54411.22
LFG | 189.22 | 189.22 | 189.22 | 189.22 | 189.22 | 189.22
Nuc | 0 | 0 | 0 | 0 | 0 | 1017.28
PS | 0 | 0 | 0 | 0 | 0 | 0
PV | 0 | 0 | 0 | 0 | 0 | 0
PeakG | 0 | 0 | 0 | 0 | 0 | 0
PeakO | 0 | 0 | 0 | 0 | 0 | 0
ST | 0 | 0 | 0 | 0 | 0 | 0
STOG | 0 | 0 | 0 | 0 | 0 | 0
STWD | 0 | 0 | 0 | 0 | 0 | 898.69
WT | 568.82 | 568.82 | 568.82 | 568.82 | 568.82 | 568.82
IGCC | 0 | 0 | 0 | 0 | 0 | 0
DemandResponse | 0 | 0 | 0 | 0 | 0 | 0
IGCC-CCS | 0 | 0 | 0 | 0 | 0 | 0
WT_off | 0 | 0 | 0 | 0 | 0 | 0
PseudoUnit | 0 | 0 | 0 | 0 | 0 | 0
FixedInterchange | 0 | 0 | 0 | 0 | 0 | 0
Total Generation by Reporting Type: HQ_IESO
ReportingType | 2015 | 2020 | 2025 | 2030 | 2035 | 2040
BM | 0 | 0 | 0 | 0 | 0 | 0
CC | 0 | 0 | 0 | 0 | 0 | 0
CSP | 0 | 0 | 0 | 0 | 0 | 0
CT | 0 | 0 | 0 | 0 | 0 | 0
Coal | 0 | 0 | 0 | 0 | 0 | 0
Geo | 0 | 0 | 0 | 0 | 0 | 0
H | 0 | 0 | 0 | 0 | 0 | 0
LFG | 0 | 0 | 0 | 0 | 0 | 0
Nuc | 0 | 0 | 0 | 0 | 0 | 0
PS | 0 | 0 | 0 | 0 | 0 | 0
PV | 0 | 0 | 0 | 0 | 0 | 0
PeakG | 0 | 0 | 0 | 0 | 0 | 0
PeakO | 0 | 0 | 0 | 0 | 0 | 0
ST | 0 | 0 | 0 | 0 | 0 | 0
STOG | 0 | 0 | 0 | 0 | 0 | 0
STWD | 0 | 0 | 0 | 0 | 0 | 0
WT | 0 | 0 | 0 | 0 | 0 | 0
IGCC | 0 | 0 | 0 | 0 | 0 | 0
DemandResponse | 0 | 0 | 0 | 0 | 0 | 0
IGCC-CCS | 0 | 0 | 0 | 0 | 0 | 0
WT_off | 0 | 0 | 0 | 0 | 0 | 0
PseudoUnit | 0 | 0 | 0 | 0 | 0 | 0
FixedInterchange | 2336 | 2336 | 2336 | 2336 | 2336 | 2336
Total Generation by Reporting Type: HQ_NEISO
ReportingType | 2015 | 2020 | 2025 | 2030 | 2035 | 2040
BM | 0 | 0 | 0 | 0 | 0 | 0
CC | 0 | 0 | 0 | 0 | 0 | 0
CSP | 0 | 0 | 0 | 0 | 0 | 0
CT | 0 | 0 | 0 | 0 | 0 | 0
Coal | 0 | 0 | 0 | 0 | 0 | 0
Geo | 0 | 0 | 0 | 0 | 0 | 0
H | 0 | 0 | 0 | 0 | 0 | 0
LFG | 0 | 0 | 0 | 0 | 0 | 0
Nuc | 0 | 0 | 0 | 0 | 0 | 0
PS | 0 | 0 | 0 | 0 | 0 | 0
PV | 0 | 0 | 0 | 0 | 0 | 0
PeakG | 0 | 0 | 0 | 0 | 0 | 0
PeakO | 0 | 0 | 0 | 0 | 0 | 0
ST | 0 | 0 | 0 | 0 | 0 | 0
STOG | 0 | 0 | 0 | 0 | 0 | 0
STWD | 0 | 0 | 0 | 0 | 0 | 0
WT | 0 | 0 | 0 | 0 | 0 | 0
IGCC | 0 | 0 | 0 | 0 | 0 | 0
DemandResponse | 0 | 0 | 0 | 0 | 0 | 0
IGCC-CCS | 0 | 0 | 0 | 0 | 0 | 0
WT_off | 0 | 0 | 0 | 0 | 0 | 0
PseudoUnit | 0 | 0 | 0 | 0 | 0 | 0
FixedInterchange | 19184.4 | 19184.4 | 19184.4 | 19184.4 | 19184.4 | 19184.4
Total Generation by Reporting Type: HQ_NY
ReportingType | 2015 | 2020 | 2025 | 2030 | 2035 | 2040
BM | 0 | 0 | 0 | 0 | 0 | 0
CC | 0 | 0 | 0 | 0 | 0 | 0
CSP | 0 | 0 | 0 | 0 | 0 | 0
CT | 0 | 0 | 0 | 0 | 0 | 0
Coal | 0 | 0 | 0 | 0 | 0 | 0
Geo | 0 | 0 | 0 | 0 | 0 | 0
H | 0 | 0 | 0 | 0 | 0 | 0
LFG | 0 | 0 | 0 | 0 | 0 | 0
Nuc | 0 | 0 | 0 | 0 | 0 | 0
PS | 0 | 0 | 0 | 0 | 0 | 0
PV | 0 | 0 | 0 | 0 | 0 | 0
PeakG | 0 | 0 | 0 | 0 | 0 | 0
PeakO | 0 | 0 | 0 | 0 | 0 | 0
ST | 0 | 0 | 0 | 0 | 0 | 0
STOG | 0 | 0 | 0 | 0 | 0 | 0
STWD | 0 | 0 | 0 | 0 | 0 | 0
WT | 0 | 0 | 0 | 0 | 0 | 0
IGCC | 0 | 0 | 0 | 0 | 0 | 0
DemandResponse | 0 | 0 | 0 | 0 | 0 | 0
IGCC-CCS | 0 | 0 | 0 | 0 | 0 | 0
WT_off | 0 | 0 | 0 | 0 | 0 | 0
PseudoUnit | 0 | 0 | 0 | 0 | 0 | 0
FixedInterchange | 5840 | 5840 | 5840 | 5840 | 5840 | 5840
Total Generation by Reporting Type: MARITIMES
ReportingType | 2015 | 2020 | 2025 | 2030 | 2035 | 2040
BM | 0 | 0 | 0 | 0 | 0 | 0
CC | 0 | 0 | 0 | 0 | 0 | 0
CSP | 0 | 0 | 0 | 0 | 0 | 0
CT | 0 | 0 | 0 | 0 | 0 | 0
Coal | 0 | 0 | 0 | 0 | 0 | 0
Geo | 0 | 0 | 0 | 0 | 0 | 0
H | 0 | 0 | 0 | 0 | 0 | 0
LFG | 0 | 0 | 0 | 0 | 0 | 0
Nuc | 0 | 0 | 0 | 0 | 0 | 0
PS | 0 | 0 | 0 | 0 | 0 | 0
PV | 0 | 0 | 0 | 0 | 0 | 0
PeakG | 0 | 0 | 0 | 0 | 0 | 0
PeakO | 0 | 0 | 0 | 0 | 0 | 0
ST | 0 | 0 | 0 | 0 | 0 | 0
STOG | 0 | 0 | 0 | 0 | 0 | 0
STWD | 0 | 0 | 0 | 0 | 0 | 0
WT | 0 | 0 | 0 | 0 | 0 | 0
IGCC | 0 | 0 | 0 | 0 | 0 | 0
DemandResponse | 0 | 0 | 0 | 0 | 0 | 0
IGCC-CCS | 0 | 0 | 0 | 0 | 0 | 0
WT_off | 0 | 0 | 0 | 0 | 0 | 0
PseudoUnit | 0 | 0 | 0 | 0.96 | 2480.72 | 2480.72
FixedInterchange | 8760 | 8760 | 8760 | 8760 | 8760 | 8760
Total Generation by Reporting Type: All
ReportingType | 2015 | 2020 | 2025 | 2030 | 2035 | 2040
BM | 2178.08 | 4436.02 | 8283.33 | 10156.72 | 11687.23 | 12065.95
CC | 1061173.22 | 1122820.36 | 1096920.42 | 1217599.45 | 1415443.05 | 1513023.59
CSP | 0 | 0 | 0 | 0 | 0 | 0
CT | 517.04 | 1197.59 | 1791.92 | 3239.85 | 4142.07 | 5225.13
Coal | 1784682.13 | 1706325.35 | 1803361.72 | 1843399.2 | 1987310.47 | 2180706.92
Geo | 20459.37 | 37727.52 | 74585.65 | 74585.65 | 74585.65 | 74585.65
H | 430354.22 | 430359.13 | 433833.99 | 442489.14 | 449128.2 | 454840.42
LFG | 32608.22 | 48005.68 | 65429.32 | 71133.39 | 71137.33 | 71137.33
Nuc | 968602.02 | 1096200.35 | 1134142.48 | 1121541.79 | 932001.87 | 844919.03
PS | 5776.6 | 6771.32 | 9277.72 | 11539.91 | 12794.64 | 13319.36
PV | 1434.35 | 5326.37 | 7248.08 | 7647.92 | 7768.82 | 7971.34
PeakG | 2921.37 | 4136.54 | 6582.33 | 7533.44 | 7161.21 | 6540.42
PeakO | 0 | 0 | 0 | 0 | 0 | 0
ST | 2659.82 | 5506.18 | 6590.39 | 6899.08 | 6899.08 | 6899.08
STOG | 12946.81 | 15894.86 | 19144.54 | 19689.94 | 17238.44 | 16318.04
STWD | 10416.63 | 9398.93 | 3296.59 | 7564.03 | 7917.04 | 9228.52
WT | 178096.59 | 248312.83 | 268442.58 | 288873.44 | 340999.08 | 346890.31
IGCC | 4427.31 | 4427.31 | 4427.31 | 4427.31 | 4427.31 | 4427.31
DemandResponse | 0 | 0 | 0 | 0 | 0 | 0
IGCC-CCS | 0 | 0 | 0 | 0 | 0 | 0
WT_off | 1873.58 | 1873.58 | 5864.11 | 5864.11 | 3993.98 | 3993.98
PseudoUnit | 0 | 0 | 0 | 0.96 | 2480.72 | 2480.72
FixedInterchange | 36120.4 | 36120.4 | 36120.4 | 36120.4 | 36120.4 | 36120.4
Total Generation by Reporting Type: EI_US
ReportingType | 2015 | 2020 | 2025 | 2030 | 2035 | 2040
BM | 2133.28 | 4325.34 | 8274.8 | 9855.09 | 11318.44 | 11681.51
CC | 656384.54 | 702811.25 | 659894.5 | 721699.96 | 909127.84 | 1006012.59
CSP | 0 | 0 | 0 | 0 | 0 | 0
CT | 499.11 | 1185.29 | 1589.67 | 2939.52 | 4119.43 | 5179.14
Coal | 1390752.22 | 1302606.2 | 1387735.94 | 1426866.94 | 1532880.01 | 1689028.41
Geo | 354.6 | 354.6 | 354.6 | 354.6 | 354.6 | 354.6
H | 108753.3 | 108758.21 | 111081.72 | 111081.72 | 111095.45 | 111095.45
LFG | 27266.03 | 33120.68 | 48616.69 | 51529.82 | 51529.82 | 51529.82
Nuc | 745330.11 | 872928.44 | 910870.57 | 898269.88 | 684002.7 | 543596.45
PS | 5480.82 | 6337.26 | 8754.29 | 11006.94 | 11785.98 | 11762.71
PV | 411.15 | 4303.17 | 6224.88 | 6624.71 | 6796.38 | 6998.9
PeakG | 2905.41 | 4095.19 | 6162.74 | 6827.48 | 6495.02 | 5879.07
PeakO | 0 | 0 | 0 | 0 | 0 | 0
ST | 0 | 0 | 0 | 0 | 0 | 0
STOG | 8781.95 | 10486.07 | 12348.35 | 12915.83 | 11219.57 | 10764.24
STWD | 6302.94 | 5285.23 | 3260.53 | 5483.84 | 5797 | 6220.1
WT | 106488.69 | 142677.7 | 162807.44 | 182599.72 | 240756.78 | 246648.01
IGCC | 4427.31 | 4427.31 | 4427.31 | 4427.31 | 4427.31 | 4427.31
DemandResponse | 0 | 0 | 0 | 0 | 0 | 0
IGCC-CCS | 0 | 0 | 0 | 0 | 0 | 0
WT_off | 1873.58 | 1873.58 | 5864.11 | 5864.11 | 3993.98 | 3993.98
PseudoUnit | 0 | 0 | 0 | 0.96 | 2480.72 | 2480.72
FixedInterchange | 33784.4 | 33784.4 | 33784.4 | 33784.4 | 33784.4 | 33784.4
Total Generation by Reporting Type: EI_Canada
ReportingType | 2015 | 2020 | 2025 | 2030 | 2035 | 2040
BM | 0 | 0 | 0 | 0 | 0 | 3.01
CC | 2698.76 | 3533.19 | 3965.55 | 5125.81 | 10148.54 | 28484.09
CSP | 0 | 0 | 0 | 0 | 0 | 0
CT | 17.93 | 6.92 | 32.19 | 10.28 | 14.47 | 37.81
Coal | 217.83 | 468.73 | 885.84 | 0 | 0 | 0
Geo | 0 | 0 | 0 | 0 | 0 | 0
H | 87709.45 | 87709.45 | 88860.79 | 97515.95 | 104141.27 | 109853.5
LFG | 926.37 | 926.37 | 926.37 | 926.37 | 930.31 | 930.31
Nuc | 109180.68 | 109180.68 | 109180.68 | 109180.68 | 100459.6 | 87420.32
PS | 25.83 | 50.43 | 50.43 | 50.43 | 50.43 | 50.43
PV | 78.84 | 78.84 | 78.84 | 78.84 | 78.84 | 78.84
PeakG | 4.33 | 0 | 0 | 0 | 4.3 | 15.05
PeakO | 0 | 0 | 0 | 0 | 0 | 0
ST | 0 | 0 | 0 | 0 | 0 | 0
STOG | 4.12 | 0 | 0 | 0 | 0 | 0
STWD | 0 | 0 | 0 | 0 | 0 | 0
WT | 9925.81 | 9925.81 | 9925.81 | 9925.81 | 3894.39 | 3894.39
IGCC | 0 | 0 | 0 | 0 | 0 | 0
DemandResponse | 0 | 0 | 0 | 0 | 0 | 0
IGCC-CCS | 0 | 0 | 0 | 0 | 0 | 0
WT_off | 0 | 0 | 0 | 0 | 0 | 0
PseudoUnit | 0 | 0 | 0 | 0 | 0 | 0
FixedInterchange | 2336 | 2336 | 2336 | 2336 | 2336 | 2336
Total Generation by Reporting Type: EI
ReportingType | 2015 | 2020 | 2025 | 2030 | 2035 | 2040
BM | 2133.28 | 4325.34 | 8274.8 | 9855.09 | 11318.44 | 11684.52
CC | 659083.3 | 706344.43 | 663860.05 | 726825.77 | 919276.38 | 1034496.68
CSP | 0 | 0 | 0 | 0 | 0 | 0
CT | 517.04 | 1192.21 | 1621.86 | 2949.81 | 4133.89 | 5216.95
Coal | 1390970.04 | 1303074.93 | 1388621.78 | 1426866.94 | 1532880.01 | 1689028.41
Geo | 354.6 | 354.6 | 354.6 | 354.6 | 354.6 | 354.6
H | 196462.75 | 196467.65 | 199942.52 | 208597.67 | 215236.72 | 220948.95
LFG | 28192.4 | 34047.05 | 49543.06 | 52456.19 | 52460.14 | 52460.14
Nuc | 854510.79 | 982109.12 | 1020051.25 | 1007450.56 | 784462.3 | 631016.77
PS | 5506.65 | 6387.69 | 8804.72 | 11057.37 | 11836.41 | 11813.14
PV | 489.99 | 4382.01 | 6303.72 | 6703.55 | 6875.22 | 7077.74
PeakG | 2909.74 | 4095.19 | 6162.74 | 6827.48 | 6499.32 | 5894.12
PeakO | 0 | 0 | 0 | 0 | 0 | 0
ST | 0 | 0 | 0 | 0 | 0 | 0
STOG | 8786.07 | 10486.07 | 12348.35 | 12915.83 | 11219.57 | 10764.24
STWD | 6302.94 | 5285.23 | 3260.53 | 5483.84 | 5797 | 6220.1
WT | 116414.5 | 152603.5 | 172733.25 | 192525.53 | 244651.17 | 250542.4
IGCC | 4427.31 | 4427.31 | 4427.31 | 4427.31 | 4427.31 | 4427.31
DemandResponse | 0 | 0 | 0 | 0 | 0 | 0
IGCC-CCS | 0 | 0 | 0 | 0 | 0 | 0
WT_off | 1873.58 | 1873.58 | 5864.11 | 5864.11 | 3993.98 | 3993.98
PseudoUnit | 0 | 0 | 0 | 0.96 | 2480.72 | 2480.72
FixedInterchange | 36120.4 | 36120.4 | 36120.4 | 36120.4 | 36120.4 | 36120.4
Total Generation by Reporting Type: Outside_EI
ReportingType | 2015 | 2020 | 2025 | 2030 | 2035 | 2040
BM | 44.8 | 110.68 | 8.53 | 301.63 | 368.79 | 381.43
CC | 402089.92 | 416475.92 | 433060.37 | 490773.67 | 496166.67 | 478526.91
CSP | 0 | 0 | 0 | 0 | 0 | 0
CT | 0 | 5.38 | 170.06 | 290.05 | 8.17 | 8.17
Coal | 393712.09 | 403250.42 | 414739.94 | 416532.26 | 454430.46 | 491678.52
Geo | 20104.76 | 37372.91 | 74231.05 | 74231.05 | 74231.05 | 74231.05
H | 233891.47 | 233891.47 | 233891.47 | 233891.47 | 233891.47 | 233891.47
LFG | 4415.83 | 13958.62 | 15886.26 | 18677.2 | 18677.2 | 18677.2
Nuc | 114091.22 | 114091.22 | 114091.22 | 114091.22 | 147539.56 | 213902.27
PS | 269.95 | 383.63 | 473 | 482.54 | 958.22 | 1506.22
PV | 944.36 | 944.36 | 944.36 | 944.36 | 893.6 | 893.6
PeakG | 11.63 | 41.35 | 419.59 | 705.96 | 661.89 | 646.3
PeakO | 0 | 0 | 0 | 0 | 0 | 0
ST | 2659.82 | 5506.18 | 6590.39 | 6899.08 | 6899.08 | 6899.08
STOG | 4160.74 | 5408.79 | 6796.19 | 6774.11 | 6018.87 | 5553.8
STWD | 4113.7 | 4113.7 | 36.06 | 2080.18 | 2120.04 | 3008.41
WT | 61682.09 | 95709.33 | 95709.33 | 96347.91 | 96347.91 | 96347.91
IGCC | 0 | 0 | 0 | 0 | 0 | 0
DemandResponse | 0 | 0 | 0 | 0 | 0 | 0
IGCC-CCS | 0 | 0 | 0 | 0 | 0 | 0
WT_off | 0 | 0 | 0 | 0 | 0 | 0
PseudoUnit | 0 | 0 | 0 | 0 | 0 | 0
FixedInterchange | 0 | 0 | 0 | 0 | 0 | 0
#2 | Energy Demand (TWh)
Energy Demand by Pool & Region:
Pool/Region | 2015 | 2020 | 2025 | 2030 | 2035 | 2040
ENT | 168.58 | 179.2 | 185.85 | 189.67 | 192.04 | 201.96
FRCC | 251.24 | 265.97 | 282.05 | 297.81 | 320.16 | 321.42
MAPP_US | 30.62 | 32.02 | 33.16 | 34.79 | 36.4 | 37.72
MISO_IN | 101.13 | 101.84 | 107.94 | 113.77 | 116.77 | 121.29
MISO_MI | 97.43 | 97.13 | 104.18 | 110.72 | 114.09 | 119.58
MISO_MO-IL | 100.08 | 104.25 | 107.52 | 112.4 | 118.12 | 122.47
MISO_W | 142.2 | 148.87 | 154.94 | 160.73 | 167.88 | 174.43
MISO_WUMS | 69.25 | 73.15 | 75.29 | 78.15 | 81.42 | 83.87
NE | 32.23 | 34.6 | 36.53 | 37.25 | 38.81 | 40.33
NEISO | 129.06 | 129.59 | 129.83 | 130.12 | 130.12 | 130.12
NonRTO_Midwest | 62.6 | 64.62 | 66.3 | 70.99 | 72.78 | 75.07
NYISO_A-F | 60.91 | 64.98 | 66.89 | 68.27 | 69.8 | 71.4
NYISO_G-I | 18.55 | 19.87 | 20.61 | 21.44 | 22.51 | 23.58
NYISO_J-K | 70.02 | 76.18 | 79.19 | 83.23 | 86.96 | 91.03
PJM_E | 131.49 | 124.84 | 129.01 | 132.74 | 137.6 | 142.62
PJM_ROM | 147.2 | 156.32 | 161.5 | 166.12 | 172.23 | 177.51
PJM_ROR | 541.78 | 550.9 | 562.18 | 568.63 | 589.53 | 605.46
SOCO | 272.54 | 295.68 | 307.03 | 323.17 | 333.88 | 350.65
SPP_N | 78.1 | 84.49 | 88.66 | 92.35 | 96.25 | 101.99
SPP_S | 172.7 | 180.83 | 186.35 | 193.94 | 196.26 | 202.3
TVA | 186.48 | 190.54 | 194.45 | 204.85 | 203.46 | 209.76
TVA_Transmission | 0 | 0 | 0 | 0 | 0 | 0
VACAR | 247.61 | 270.9 | 291.69 | 297.64 | 319.58 | 332.8
IESO | 141.26 | 139.32 | 144.31 | 148.61 | 153.61 | 158.9
MAPP_CA | 53.57 | 57.69 | 60.08 | 62.21 | 64.66 | 67.25
AZ_NM_SNV_Coal | 131.85 | 146.5 | 156.51 | 165.55 | 176.54 | 188.41
AZ_NM_SNV_Gas | 0 | 0 | 0 | 0 | 0 | 0
AZ_NM_SNV_NucRenew | 0 | 0 | 0 | 0 | 0 | 0
ERCOT | 338.92 | 367.02 | 378.35 | 392.28 | 407.69 | 426.23
NP15 | 114.63 | 119.18 | 124.59 | 130.51 | 140.63 | 154.14
NWPP_Coal | 259.15 | 273.5 | 286.68 | 302.05 | 316.87 | 332.04
NWPP_Gas | 0 | 0 | 0 | 0 | 0 | 0
NWPP_NucRenew | 0 | 0 | 0 | 0 | 0 | 0
RMPA | 73.36 | 80.05 | 86.69 | 92.11 | 98.09 | 104.47
SP15 | 189.19 | 201.14 | 210.87 | 220.35 | 229.06 | 241.09
ALB | 69.01 | 74.29 | 79.81 | 85.24 | 91.38 | 98.03
BC | 66.8 | 70.35 | 73.93 | 77.24 | 81 | 85.01
HQ_IESO | 0 | 0 | 0 | 0 | 0 | 0
HQ_NEISO | 0 | 0 | 0 | 0 | 0 | 0
HQ_NY | 0 | 0 | 0 | 0 | 0 | 0
MARITIMES | 0 | 0 | 0 | 0 | 0 | 0
All | 4549.55 | 4775.81 | 4972.97 | 5164.92 | 5376.18 | 5592.93
EI_US | 3111.8 | 3246.76 | 3371.15 | 3488.78 | 3616.63 | 3737.37
EI_Canada | 194.84 | 197.01 | 204.4 | 210.82 | 218.27 | 226.15
EI | 3306.64 | 3443.77 | 3575.54 | 3699.6 | 3834.9 | 3963.52
Outside_EI | 1242.91 | 1332.04 | 1397.43 | 1465.32 | 1541.27 | 1629.42
#3 | Generation Minus Energy (TWh)
Generation Minus Energy by Pool & Region:
Pool/Region | 2015 | 2020 | 2025 | 2030 | 2035 | 2040
ENT | 1.39 | 1.02 | 0.08 | -3.48 | -12.04 | -18.78
FRCC | -3.95 | -2.4 | -2.18 | -1.4 | -0.97 | -5.53
MAPP_US | 8.14 | 6.22 | 5.82 | 4.6 | 5.72 | 6.65
MISO_IN | -3.57 | 2.16 | -3.43 | -5.96 | -5.85 | -10.46
MISO_MI | -5.35 | -9.99 | -3.04 | -8.21 | -16.56 | -24.03
MISO_MO-IL | 28.75 | 8.06 | 13.66 | 14.84 | 12.51 | 6.5
MISO_W | 7.89 | -2.75 | -0.59 | -4.14 | 17.28 | 46.88
MISO_WUMS | -8.57 | 6.51 | 4.88 | 11.37 | -5.68 | -11.62
NE | 11.67 | 13.99 | 12.63 | 18.58 | 10.47 | 29.73
NEISO | -25.7 | -23.74 | -20.18 | -10.11 | -7.57 | -2.84
NonRTO_Midwest | -0.67 | -1.15 | -1.18 | -0.3 | 0.29 | 0.3
NYISO_A-F | 13.15 | 14.09 | 11.99 | 8.98 | 4.17 | -3.11
NYISO_G-I | 2.75 | 5.56 | 6.01 | 5.4 | 19.76 | 22.22
NYISO_J-K | -48.15 | -46.07 | -48.55 | -50.84 | -51.98 | -55
PJM_E | -27.53 | -12.11 | -8.53 | -7.06 | -28.43 | -37.89
PJM_ROM | -32.67 | 2.44 | 3.91 | 15.37 | 108.95 | 196.65
PJM_ROR | 78.63 | 21.52 | 15.27 | 2.36 | -59.91 | -132.68
SOCO | 2.29 | 0.26 | -0.42 | -0.03 | -0.11 | 3.41
SPP_N | 4.93 | -4.18 | -8.2 | -12.83 | -18.18 | -23.91
SPP_S | -23.46 | -15.06 | -11.53 | -9.21 | 13.71 | 6.43
TVA | 1.66 | 2.67 | 3.64 | 1.96 | -0.17 | -0.27
TVA_Transmission | 0 | 0 | 0 | 0 | 0 | 0
VACAR | -25.29 | -8.23 | -2.93 | -0.34 | -6.33 | -14.84
IESO | 25.26 | 28.17 | 23.97 | 20.83 | 6.76 | 8.55
MAPP_CA | -9.3 | -13.3 | -14.46 | -8.84 | -5.31 | -3.93
AZ_NM_SNV_Coal | -54.83 | -69.03 | -79.04 | -88.07 | -74.32 | -65.58
AZ_NM_SNV_Gas | 104.79 | 110.68 | 112.12 | 128.43 | 127.5 | 109.36
AZ_NM_SNV_NucRenew | 42.17 | 69.25 | 82.13 | 83.2 | 83.2 | 83.27
ERCOT | 0 | 0 | -0.46 | -0.24 | -1.16 | -3.38
NP15 | -18.71 | -23.18 | -16.54 | -31.38 | -24.57 | -9.64
NWPP_Coal | -161.96 | -176.43 | -189.6 | -204.98 | -219.8 | -234.96
NWPP_Gas | 50.58 | 50.58 | 50.58 | 83.74 | 87.44 | 95
NWPP_NucRenew | 162.47 | 162.54 | 168.01 | 168.25 | 168.25 | 168.25
RMPA | -1.19 | -1.02 | 3.05 | 0.69 | 4.08 | 7.09
SP15 | -122.19 | -123 | -130.39 | -142.46 | -155.65 | -153.6
ALB | -0.59 | -0.13 | -0.52 | -0.36 | -0.09 | -0.03
BC | -1.26 | -1.04 | 0.29 | 0.89 | 3.05 | 0.96
HQ_IESO | 2.34 | 2.34 | 2.34 | 2.34 | 2.34 | 2.34
HQ_NEISO | 19.18 | 19.18 | 19.18 | 19.18 | 19.18 | 19.18
HQ_NY | 5.84 | 5.84 | 5.84 | 5.84 | 5.84 | 5.84
MARITIMES | 8.76 | 8.76 | 8.76 | 8.76 | 11.24 | 11.24
All | 7.7 | 9.03 | 12.37 | 15.39 | 17.06 | 17.76
EI_US | -9.87 | -7.4 | 0.91 | 3.35 | 15.33 | 14.07
EI_Canada | 18.29 | 17.21 | 11.85 | 14.33 | 3.79 | 6.95
EI | 8.42 | 9.8 | 12.75 | 17.68 | 19.12 | 21.02
Outside_EI | -0.71 | -0.77 | -0.38 | -2.3 | -2.06 | -3.27
#4 | Fuel Use (TBtu)
Total Fuel Consumption by Reporting Type: Entergy
ReportingType | 2015 | 2020 | 2025 | 2030 | 2035 | 2040
BM | 0 | 0 | 0 | 0 | 0 | 0
CC | 458.41 | 578.96 | 571.24 | 559.23 | 557.94 | 470.9
CSP | 0 | 0 | 0 | 0 | 0 | 0
CT | 0 | 0 | 0 | 0 | 0 | 0
Coal | 610.98 | 537.77 | 598.06 | 612.4 | 612.4 | 830.68
Geo | 0 | 0 | 0 | 0 | 0 | 0
H | 0 | 0 | 0 | 0 | 0 | 0
LFG | 0 | 0 | 11.56 | 11.56 | 11.56 | 11.56
Nuc | 489.47 | 489.47 | 489.47 | 489.47 | 411 | 318.08
PS | 0 | 0 | 0 | 0 | 0 | 0
PV | 0 | 0 | 0 | 0 | 0 | 0
PeakG | 0 | 0.05 | 0.74 | 0.69 | 0.38 | 0.39
PeakO | 0 | 0 | 0 | 0 | 0 | 0
ST | 0 | 0 | 0 | 0 | 0 | 0
STOG | 10.4 | 14.02 | 14.31 | 13.79 | 13.62 | 13.49
STWD | 0 | 0 | 0 | 0 | 0.22 | 1
WT | 0 | 0 | 0 | 0 | 0 | 0
IGCC | 0 | 0 | 0 | 0 | 0 | 0
DemandResponse | 0 | 0 | 0 | 0 | 0 | 0
IGCC-CCS | 0 | 0 | 0 | 0 | 0 | 0
WT_off | 0 | 0 | 0 | 0 | 0 | 0
PseudoUnit | 0 | 0 | 0 | 0 | 0 | 0
FixedInterchange | 0 | 0 | 0 | 0 | 0 | 0
Total Fuel Consumption by Reporting Type: FRCC
ReportingType | 2015 | 2020 | 2025 | 2030 | 2035 | 2040
BM | 0 | 0 | 0 | 0 | 0 | 0
CC | 1088.7 | 997.74 | 1016.97 | 1105.04 | 1333.52 | 1320.11
CSP | 0 | 0 | 0 | 0 | 0 | 0
CT | 5.26 | 7.47 | 10.27 | 10.27 | 9.02 | 6.73
Coal | 582.12 | 599.08 | 621.74 | 638.8 | 642.17 | 642.17
Geo | 0 | 0 | 0 | 0 | 0 | 0
H | 0 | 0 | 0 | 0 | 0 | 0
LFG | 0 | 0 | 21.31 | 21.31 | 21.31 | 21.31
Nuc | 361.47 | 633.83 | 724.61 | 724.61 | 574.97 | 559.5
PS | 0 | 0 | 0 | 0 | 0 | 0
PV | 0 | 0 | 0 | 0 | 0 | 0
PeakG | 4.76 | 4.92 | 8 | 6.09 | 4.38 | 5.09
PeakO | 0 | 0 | 0 | 0 | 0 | 0
ST | 0 | 0 | 0 | 0 | 0 | 0
STOG | 31.62 | 33.22 | 33.33 | 33.11 | 25.07 | 19.26
STWD | 0 | 0.81 | 0.9 | 1.49 | 1.49 | 2.48
WT | 0 | 0 | 0 | 0 | 0 | 0
IGCC | 0 | 0 | 0 | 0 | 0 | 0
DemandResponse | 0 | 0 | 0 | 0 | 0 | 0
IGCC-CCS | 0 | 0 | 0 | 0 | 0 | 0
WT_off | 0 | 0 | 0 | 0 | 0 | 0
PseudoUnit | 0 | 0 | 0 | 0 | 0 | 0
FixedInterchange | 0 | 0 | 0 | 0 | 0 | 0
Total Fuel Consumption by Reporting Type: MAPP_US
ReportingType | 2015 | 2020 | 2025 | 2030 | 2035 | 2040
BM | 0 | 0 | 0 | 0 | 0 | 0
CC | 2.23 | 2.23 | 1.47 | 1.47 | 1.47 | 1.47
CSP | 0 | 0 | 0 | 0 | 0 | 0
CT | 0 | 0 | 0 | 0 | 0 | 0
Coal | 233.11 | 203.67 | 203.68 | 203.68 | 225.53 | 243.17
Geo | 0 | 0 | 0 | 0 | 0 | 0
H | 0 | 0 | 0 | 0 | 0 | 0
LFG | 0 | 0 | 7.71 | 7.71 | 7.71 | 7.71
Nuc | 0 | 0 | 0 | 0 | 0 | 0
PS | 0 | 0 | 0 | 0 | 0 | 0
PV | 0 | 0 | 0 | 0 | 0 | 0
PeakG | 0.3 | 0.9 | 0.9 | 0.9 | 0.49 | 0.47
PeakO | 0 | 0 | 0 | 0 | 0 | 0
ST | 0 | 0 | 0 | 0 | 0 | 0
STOG | 0 | 0 | 0 | 0 | 0 | 0
STWD | 0 | 0 | 0 | 0 | 0 | 0
WT | 0.01 | 0.01 | 0.01 | 0.01 | 0.01 | 0.01
IGCC | 0 | 0 | 0 | 0 | 0 | 0
DemandResponse | 0 | 0 | 0 | 0 | 0 | 0
IGCC-CCS | 0 | 0 | 0 | 0 | 0 | 0
WT_off | 0 | 0 | 0 | 0 | 0 | 0
PseudoUnit | 0 | 0 | 0 | 0 | 0 | 0
FixedInterchange | 0 | 0 | 0 | 0 | 0 | 0
Total Fuel Consumption by Reporting Type: MISO_IN
ReportingType | 2015 | 2020 | 2025 | 2030 | 2035 | 2040
BM | 0 | 0 | 0 | 0 | 0 | 0
CC | 30.57 | 49.54 | 30.57 | 26.6 | 32.09 | 30.07
CSP | 0 | 0 | 0 | 0 | 0 | 0
CT | 0 | 0 | 0 | 0 | 0 | 0
Coal | 878.15 | 920 | 950.96 | 986.96 | 1013.23 | 1015.5
Geo | 0 | 0 | 0 | 0 | 0 | 0
H | 0 | 0 | 0 | 0 | 0 | 0
LFG | 0 | 0 | 0 | 8.62 | 8.62 | 8.62
Nuc | 0 | 0 | 0 | 0 | 0 | 0
PS | 0 | 0 | 0 | 0 | 0 | 0
PV | 0 | 0 | 0 | 0 | 0 | 0
PeakG | 0 | 0.31 | 1.07 | 1.07 | 1.07 | 1.07
PeakO | 0 | 0 | 0 | 0 | 0 | 0
ST | 0 | 0 | 0 | 0 | 0 | 0
STOG | 0.34 | 0.65 | 0.65 | 0.65 | 0.65 | 0.65
STWD | 0 | 0 | 0 | 0 | 0 | 0
WT | 0 | 0 | 0 | 0 | 0 | 0
IGCC | 40.45 | 40.45 | 40.45 | 40.45 | 40.45 | 40.45
DemandResponse | 0 | 0 | 0 | 0 | 0 | 0
IGCC-CCS | 0 | 0 | 0 | 0 | 0 | 0
WT_off | 0 | 0 | 0 | 0 | 0 | 0
PseudoUnit | 0 | 0 | 0 | 0 | 0 | 0
FixedInterchange | 0 | 0 | 0 | 0 | 0 | 0
Total Fuel Consumption by Reporting Type: MISO_MI
ReportingType | 2015 | 2020 | 2025 | 2030 | 2035 | 2040
BM | 0 | 0 | 0 | 0 | 0 | 0
CC | 92.06 | 100.61 | 77.36 | 67.29 | 74.46 | 55.19
CSP | 0 | 0 | 0 | 0 | 0 | 0
CT | 0 | 0 | 0 | 0 | 0 | 0
Coal | 556.77 | 484.38 | 526.26 | 541.79 | 546.86 | 546.86
Geo | 0 | 0 | 0 | 0 | 0 | 0
H | 0 | 0 | 0 | 0 | 0 | 0
LFG | 0 | 17.24 | 17.24 | 17.24 | 17.24 | 17.24
Nuc | 189.34 | 189.34 | 312.88 | 312.88 | 234.9 | 234.9
PS | 0 | 0 | 0 | 0 | 0 | 0
PV | 0 | 0 | 0 | 0 | 0 | 0
PeakG | 0.35 | 0.59 | 1.24 | 0.9 | 0.95 | 0.67
PeakO | 0 | 0 | 0 | 0 | 0 | 0
ST | 0 | 0 | 0 | 0 | 0 | 0
STOG | 3.43 | 4.71 | 5.45 | 6.45 | 3.38 | 3.38
STWD | 1.69 | 7.38 | 1.83 | 9.01 | 8.24 | 8.24
WT | 0.01 | 0.01 | 0.01 | 0.01 | 0.01 | 0.01
IGCC | 0 | 0 | 0 | 0 | 0 | 0
DemandResponse | 0 | 0 | 0 | 0 | 0 | 0
IGCC-CCS | 0 | 0 | 0 | 0 | 0 | 0
WT_off | 0 | 0 | 0 | 0 | 0 | 0
PseudoUnit | 0 | 0 | 0 | 0 | 0 | 0
FixedInterchange | 0 | 0 | 0 | 0 | 0 | 0
Total Fuel Consumption by Reporting Type: MISO_MO-IL
ReportingType | 2015 | 2020 | 2025 | 2030 | 2035 | 2040
BM | 0 | 0 | 0 | 0 | 0 | 0
CC | 20.17 | 29.09 | 17.81 | 13.57 | 17.95 | 8.79
CSP | 0 | 0 | 0 | 0 | 0 | 0
CT | 0 | 0 | 0 | 0 | 0 | 0
Coal | 1042.21 | 864.76 | 954.61 | 1023.66 | 1052.17 | 1047.63
Geo | 0 | 0 | 0 | 0 | 0 | 0
H | 0 | 0 | 0 | 0 | 0 | 0
LFG | 0 | 0 | 24.03 | 24.03 | 24.03 | 24.03
Nuc | 194.36 | 194.36 | 194.36 | 194.36 | 194.36 | 194.36
PS | 0 | 0 | 0 | 0 | 0 | 0
PV | 0 | 0 | 0 | 0 | 0 | 0
PeakG | 1.58 | 1.58 | 2.15 | 2.09 | 4.59 | 4.5
PeakO | 0 | 0 | 0 | 0 | 0 | 0
ST | 0 | 0 | 0 | 0 | 0 | 0
STOG | 0.7 | 0.7 | 0.7 | 0.7 | 0.22 | 0.22
STWD | 0 | 0 | 0 | 0 | 0 | 0
WT | 0 | 0 | 0 | 0 | 0 | 0
IGCC | 0 | 0 | 0 | 0 | 0 | 0
DemandResponse | 0 | 0 | 0 | 0 | 0 | 0
IGCC-CCS | 0 | 0 | 0 | 0 | 0 | 0
WT_off | 0 | 0 | 0 | 0 | 0 | 0
PseudoUnit | 0 | 0 | 0 | 0 | 0 | 0
FixedInterchange | 0 | 0 | 0 | 0 | 0 | 0
Total Fuel Consumption by Reporting Type: MISO_W
ReportingType | 2015 | 2020 | 2025 | 2030 | 2035 | 2040
BM | 0 | 0 | 0 | 0 | 0 | 0
CC | 73.04 | 60.36 | 40.09 | 35.86 | 40.25 | 26.13
CSP | 0 | 0 | 0 | 0 | 0 | 0
CT | 0 | 0 | 0 | 0 | 0 | 0
Coal | 937.58 | 835.82 | 839.84 | 844.81 | 1259.71 | 1594.04
Geo | 0 | 0 | 0 | 0 | 0 | 0
H | 0 | 0 | 0 | 0 | 0 | 0
LFG | 0 | 0 | 7.71 | 7.71 | 7.71 | 7.71
Nuc | 198.4 | 198.4 | 198.4 | 198.4 | 0.01 | 0.01
PS | 0 | 0 | 0 | 0 | 0 | 0
PV | 0 | 0 | 0 | 0 | 0 | 0
PeakG | 1.45 | 1.12 | 1.12 | 1.02 | 1.02 | 1.02
PeakO | 0 | 0 | 0 | 0 | 0 | 0
ST | 0 | 0 | 0 | 0 | 0 | 0
STOG | 0.06 | 0.06 | 0.02 | 0.02 | 0.02 | 0
STWD | 0 | 1.44 | 0.67 | 1.31 | 1.45 | 1.45
WT | 0.03 | 0.03 | 0.04 | 0.05 | 0.05 | 0.05
IGCC | 0 | 0 | 0 | 0 | 0 | 0
DemandResponse | 0 | 0 | 0 | 0 | 0 | 0
IGCC-CCS | 0 | 0 | 0 | 0 | 0 | 0
WT_off | 0 | 0 | 0 | 0 | 0 | 0
PseudoUnit | 0 | 0 | 0 | 0 | 0 | 0
FixedInterchange | 0 | 0 | 0 | 0 | 0 | 0
Total Fuel Consumption by Reporting Type: MISO_WUMS
ReportingType | 2015 | 2020 | 2025 | 2030 | 2035 | 2040
BM | 0 | 0 | 0 | 0 | 0 | 0
CC | 106.97 | 209.91 | 167.4 | 200.67 | 186.65 | 161.54
CSP | 0 | 0 | 0 | 0 | 0 | 0
CT | 0 | 2.65 | 3 | 10.24 | 21.13 | 22.48
Coal | 267.28 | 301.59 | 346.64 | 377.95 | 393.34 | 393.34
Geo | 0 | 0 | 0 | 0 | 0 | 0
H | 0 | 0 | 0 | 0 | 0 | 0
LFG | 0 | 0.81 | 24.03 | 24.03 | 24.03 | 24.03
Nuc | 150.68 | 150.68 | 150.68 | 150.68 | 0.01 | 0.01
PS | 0 | 0 | 0 | 0 | 0 | 0
PV | 0 | 0 | 0 | 0 | 0 | 0
PeakG | 0.66 | 1.12 | 1.12 | 1.12 | 0.32 | 0.32
PeakO | 0 | 0 | 0 | 0 | 0 | 0
ST | 0 | 0 | 0 | 0 | 0 | 0
STOG | 0.03 | 0 | 0.03 | 0.01 | 0.03 | 0
STWD | 0 | 0.26 | 0.26 | 0.51 | 0.56 | 0.56
WT | 0 | 0 | 0 | 0 | 0 | 0
IGCC | 0 | 0 | 0 | 0 | 0 | 0
DemandResponse | 0 | 0 | 0 | 0 | 0 | 0
IGCC-CCS | 0 | 0 | 0 | 0 | 0 | 0
WT_off | 0 | 0 | 0 | 0 | 0 | 0
PseudoUnit | 0 | 0 | 0 | 0 | 0 | 0
FixedInterchange | 0 | 0 | 0 | 0 | 0 | 0
Total Fuel Consumption by Reporting Type: Nebraska
ReportingType | 2015 | 2020 | 2025 | 2030 | 2035 | 2040
BM | 0 | 0 | 0 | 0 | 0 | 0
CC | 5.13 | 3.56 | 3.56 | 3.03 | 2.08 | 1.98
CSP | 0 | 0 | 0 | 0 | 0 | 0
CT | 0 | 0 | 0 | 0 | 0 | 0
Coal | 332.69 | 332.38 | 332.38 | 395.43 | 433.96 | 625.33
Geo | 0 | 0 | 0 | 0 | 0 | 0
H | 0 | 0 | 0 | 0 | 0 | 0
LFG | 0 | 0 | 7.71 | 7.71 | 7.71 | 7.71
Nuc | 113.35 | 113.35 | 113.35 | 113.35 | 0.02 | 0.02
PS | 0 | 0 | 0 | 0 | 0 | 0
PV | 0 | 0 | 0 | 0 | 0 | 0
PeakG | 0.76 | 1.5 | 1.5 | 0.25 | 0 | 0
PeakO | 0 | 0 | 0 | 0 | 0 | 0
ST | 0 | 0 | 0 | 0 | 0 | 0
STOG | 0 | 0 | 0 | 0 | 0 | 0
STWD | 0 | 0 | 0 | 0 | 0 | 0
WT | 0 | 0.01 | 0.01 | 0.01 | 0.01 | 0.01
IGCC | 0 | 0 | 0 | 0 | 0 | 0
DemandResponse | 0 | 0 | 0 | 0 | 0 | 0
IGCC-CCS | 0 | 0 | 0 | 0 | 0 | 0
WT_off | 0 | 0 | 0 | 0 | 0 | 0
PseudoUnit | 0 | 0 | 0 | 0 | 0 | 0
FixedInterchange | 0 | 0 | 0 | 0 | 0 | 0
Total Fuel Consumption by Reporting Type: NEISO
ReportingType | 2015 | 2020 | 2025 | 2030 | 2035 | 2040
BM | 24.48 | 17.14 | 7.77 | 15.52 | 8.74 | 9.52
CC | 262.23 | 233.59 | 235.1 | 284.6 | 398.59 | 482.73
CSP | 0 | 0 | 0 | 0 | 0 | 0
CT | 0 | 0.12 | 0.12 | 0.12 | 0.86 | 4
Coal | 0.36 | 0 | 0 | 0 | 0 | 0
Geo | 0 | 0 | 0 | 0 | 0 | 0
H | 0 | 0 | 0 | 0 | 0 | 0
LFG | 5.3 | 12.81 | 12.81 | 12.81 | 12.81 | 12.81
Nuc | 397.3 | 397.3 | 397.3 | 397.3 | 287.05 | 212.04
PS | 0 | 0 | 0 | 0 | 0 | 0
PV | 0 | 0 | 0 | 0 | 0 | 0
PeakG | 0.11 | 0.4 | 0.4 | 1.94 | 2.14 | 4.17
PeakO | 0 | 0 | 0 | 0 | 0 | 0
ST | 0 | 0 | 0 | 0 | 0 | 0
STOG | 0 | 0 | 0 | 0 | 0 | 0
STWD | 47.28 | 16.28 | 1.18 | 16.34 | 15.28 | 14.49
WT | 0 | 0.01 | 0.02 | 0.02 | 0.02 | 0.02
IGCC | 0 | 0 | 0 | 0 | 0 | 0
DemandResponse | 0 | 0 | 0 | 0 | 0 | 0
IGCC-CCS | 0 | 0 | 0 | 0 | 0 | 0
WT_off | 0 | 0 | 0 | 0 | 0 | 0
PseudoUnit | 0 | 0 | 0 | 0 | 0 | 0
FixedInterchange | 0 | 0 | 0 | 0 | 0 | 0
Total Fuel Consumption by Reporting Type: NonRTO_Midwest
ReportingType | 2015 | 2020 | 2025 | 2030 | 2035 | 2040
BM | 0 | 0 | 0 | 0 | 0 | 0
CC | 0 | 0 | 0 | 14.73 | 20.37 | 28.63
CSP | 0 | 0 | 0 | 0 | 0 | 0
CT | 0 | 0.19 | 0.36 | 0.74 | 0.62 | 0.87
Coal | 610.65 | 624.69 | 633.69 | 659.91 | 675.2 | 685.89
Geo | 0 | 0 | 0 | 0 | 0 | 0
H | 0 | 0 | 0 | 0 | 0 | 0
LFG | 0 | 0 | 8.68 | 17.24 | 17.24 | 17.24
Nuc | 0 | 0 | 0 | 0 | 0 | 0
PS | 0 | 0 | 0 | 0 | 0 | 0
PV | 0 | 0 | 0 | 0 | 0 | 0
PeakG | 0.73 | 0.88 | 2.4 | 2.47 | 2.51 | 2.46
PeakO | 0 | 0 | 0 | 0 | 0 | 0
ST | 0 | 0 | 0 | 0 | 0 | 0
STOG | 0 | 0 | 0 | 0 | 0 | 0
STWD | 0 | 0 | 0 | 0 | 0 | 0
WT | 0 | 0 | 0 | 0 | 0 | 0
IGCC | 0 | 0 | 0 | 0 | 0 | 0
DemandResponse | 0 | 0 | 0 | 0 | 0 | 0
IGCC-CCS | 0 | 0 | 0 | 0 | 0 | 0
WT_off | 0 | 0 | 0 | 0 | 0 | 0
PseudoUnit | 0 | 0 | 0 | 0 | 0 | 0
FixedInterchange | 0 | 0 | 0 | 0 | 0 | 0
Total Fuel Consumption by Reporting Type: NYISO_A-F
ReportingType | 2015 | 2020 | 2025 | 2030 | 2035 | 2040
BM | 0 | 0 | 0 | 0 | 0 | 0
CC | 56.86 | 78.72 | 76.35 | 98.03 | 110.32 | 121.61
CSP | 0 | 0 | 0 | 0 | 0 | 0
CT | 0 | 0 | 0 | 0 | 0 | 0
Coal | 0 | 0 | 0 | 0 | 0 | 0
Geo | 0 | 0 | 0 | 0 | 0 | 0
H | 0 | 0 | 0 | 0 | 0 | 0
LFG | 0.69 | 0.69 | 2.22 | 8 | 8 | 8
Nuc | 279.35 | 279.35 | 279.35 | 225.07 | 174.35 | 99.88
PS | 0 | 0 | 0 | 0 | 0 | 0
PV | 0 | 0 | 0 | 0 | 0 | 0
PeakG | 0 | 0.07 | 0.07 | 0.07 | 0.21 | 0.4
PeakO | 0 | 0 | 0 | 0 | 0 | 0
ST | 0 | 0 | 0 | 0 | 0 | 0
STOG | 0 | 0 | 0 | 0 | 0 | 0
STWD | 0 | 0 | 0 | 0 | 0.01 | 0.03
WT | 0.01 | 0.01 | 0.01 | 0.01 | 0.01 | 0.01
IGCC | 0 | 0 | 0 | 0 | 0 | 0
DemandResponse | 0 | 0 | 0 | 0 | 0 | 0
IGCC-CCS | 0 | 0 | 0 | 0 | 0 | 0
WT_off | 0 | 0 | 0 | 0 | 0 | 0
PseudoUnit | 0 | 0 | 0 | 0 | 0 | 0
FixedInterchange | 0 | 0 | 0 | 0 | 0 | 0
Total Fuel Consumption by Reporting Type: NYISO_G-I
ReportingType | 2015 | 2020 | 2025 | 2030 | 2035 | 2040
BM | 0 | 0 | 0 | 0 | 0 | 0
CC | 23.15 | 51.53 | 55.93 | 57.52 | 212.26 | 290.73
CSP | 0 | 0 | 0 | 0 | 0 | 0
CT | 0 | 0 | 0 | 0 | 0 | 0
Coal | 0 | 0 | 0 | 0 | 0 | 0
Geo | 0 | 0 | 0 | 0 | 0 | 0
H | 0 | 0 | 0 | 0 | 0 | 0
LFG | 0 | 0 | 8 | 8 | 8 | 8
Nuc | 176.99 | 176.99 | 176.99 | 176.99 | 88.75 | 0.03
PS | 0 | 0 | 0 | 0 | 0 | 0
PV | 0 | 0 | 0 | 0 | 0 | 0
PeakG | 0 | 0 | 0 | 0 | 0 | 0
PeakO | 0 | 0 | 0 | 0 | 0 | 0
ST | 0 | 0 | 0 | 0 | 0 | 0
STOG | 0 | 0 | 0 | 0 | 0 | 0
STWD | 0 | 0 | 0 | 0 | 0 | 0
WT | 0 | 0 | 0 | 0 | 0 | 0
IGCC | 0 | 0 | 0 | 0 | 0 | 0
DemandResponse | 0 | 0 | 0 | 0 | 0 | 0
IGCC-CCS | 0 | 0 | 0 | 0 | 0 | 0
WT_off | 0 | 0 | 0 | 0 | 0 | 0
PseudoUnit | 0 | 0 | 0 | 0 | 0 | 0
FixedInterchange | 0 | 0 | 0 | 0 | 0 | 0
Total Fuel Consumption by Reporting Type: NYISO_J-K
ReportingType | 2015 | 2020 | 2025 | 2030 | 2035 | 2040
BM | 0 | 0 | 0 | 0 | 0 | 0
CC | 139.14 | 195.21 | 191.89 | 197.31 | 212.39 | 215.09
CSP | 0 | 0 | 0 | 0 | 0 | 0
CT | 0 | 0 | 0.31 | 1 | 5.98 | 10.1
Coal | 0 | 0 | 0 | 0 | 0 | 0
Geo | 0 | 0 | 0 | 0 | 0 | 0
H | 0 | 0 | 0 | 0 | 0 | 0
LFG | 0 | 0 | 0 | 8 | 8 | 8
Nuc | 0 | 0 | 0 | 0 | 0 | 0
PS | 0 | 0 | 0 | 0 | 0 | 0
PV | 0 | 0 | 0 | 0 | 0 | 0
PeakG | 0.53 | 1.66 | 3.17 | 6.19 | 6.19 | 6.19
PeakO | 0 | 0 | 0 | 0 | 0 | 0
ST | 0 | 0 | 0 | 0 | 0 | 0
STOG | 7.88 | 13.3 | 21.42 | 22.23 | 22.23 | 25.54
STWD | 0 | 0 | 0 | 0 | 0 | 0
WT | 0 | 0 | 0 | 0 | 0 | 0
IGCC | 0 | 0 | 0 | 0 | 0 | 0
DemandResponse | 0 | 0 | 0 | 0 | 0 | 0
IGCC-CCS | 0 | 0 | 0 | 0 | 0 | 0
WT_off | 0 | 0 | 0 | 0 | 0 | 0
PseudoUnit | 0 | 0 | 0 | 0 | 0 | 0
FixedInterchange | 0 | 0 | 0 | 0 | 0 | 0
Total Fuel Consumption by Reporting Type: PJM_E
ReportingType | 2015 | 2020 | 2025 | 2030 | 2035 | 2040
BM | 1.4 | 2.91 | 2.91 | 2.91 | 2.91 | 2.91
CC | 158.76 | 246.43 | 268.81 | 296.25 | 306.25 | 344.41
CSP | 0 | 0 | 0 | 0 | 0 | 0
CT | 0 | 0.01 | 0.01 | 1.97 | 2.33 | 4.54
Coal | 3.51 | 3.52 | 5.07 | 9.88 | 14.4 | 16.63
Geo | 0 | 0 | 0 | 0 | 0 | 0
H | 0 | 0 | 0 | 0 | 0 | 0
LFG | 0.98 | 15.28 | 15.28 | 15.28 | 15.28 | 15.28
Nuc | 760.44 | 705.28 | 705.28 | 705.28 | 505.66 | 400.28
PS | 0 | 0 | 0 | 0 | 0 | 0
PV | 0 | 0 | 0 | 0 | 0 | 0
PeakG | 0.25 | 0.87 | 4.56 | 5.23 | 10.22 | 10.22
PeakO | 0 | 0 | 0 | 0 | 0 | 0
ST | 0 | 0 | 0 | 0 | 0 | 0
STOG | 3.02 | 5.76 | 5.76 | 11.24 | 11.24 | 11.24
STWD | 0 | 0 | 0 | 0 | 0 | 0
WT | 0 | 0 | 0 | 0 | 0 | 0
IGCC | 0 | 0 | 0 | 0 | 0 | 0
DemandResponse | 0 | 0 | 0 | 0 | 0 | 0
IGCC-CCS | 0 | 0 | 0 | 0 | 0 | 0
WT_off | 0 | 0 | 0 | 0 | 0 | 0
PseudoUnit | 0 | 0 | 0 | 0 | 0 | 0
FixedInterchange | 0 | 0 | 0 | 0 | 0 | 0
Total Fuel Consumption by Reporting Type: PJM_ROM
ReportingType | 2015 | 2020 | 2025 | 2030 | 2035 | 2040
BM | 0.79 | 1.75 | 1.75 | 1.75 | 1.75 | 1.75
CC | 88.35 | 145.13 | 137.89 | 155.09 | 889.87 | 1535.7
CSP | 0 | 0 | 0 | 0 | 0 | 0
CT | 0 | 0.01 | 0.02 | 0.03 | 0.03 | 0.07
Coal | 462.19 | 520.75 | 556.91 | 562.79 | 562.79 | 562.79
Geo | 0 | 0 | 0 | 0 | 0 | 0
H | 0 | 0 | 0 | 0 | 0 | 0
LFG | 2.04 | 30.56 | 30.56 | 30.56 | 30.56 | 30.56
Nuc | 457.4 | 717.48 | 717.48 | 717.48 | 560.16 | 478.51
PS | 0 | 0 | 0 | 0 | 0 | 0
PV | 0 | 0 | 0 | 0 | 0 | 0
PeakG | 0 | 0.55 | 0.55 | 0.55 | 1.74 | 3.33
PeakO | 0 | 0 | 0 | 0 | 0 | 0
ST | 0 | 0 | 0 | 0 | 0 | 0
STOG | 7.07 | 7.07 | 13.81 | 13.81 | 13.81 | 13.81
STWD | 2.41 | 5.38 | 5.38 | 5.38 | 5.38 | 5.38
WT | 0 | 0 | 0 | 0.02 | 0.02 | 0.02
IGCC | 0 | 0 | 0 | 0 | 0 | 0
DemandResponse | 0 | 0 | 0 | 0 | 0 | 0
IGCC-CCS | 0 | 0 | 0 | 0 | 0 | 0
WT_off | 0 | 0 | 0 | 0 | 0 | 0
PseudoUnit | 0 | 0 | 0 | 0 | 0 | 0
FixedInterchange | 0 | 0 | 0 | 0 | 0 | 0
Total Fuel Consumption by Reporting Type: PJM_ROR
ReportingType | 2015 | 2020 | 2025 | 2030 | 2035 | 2040
BM | 0.97 | 2.1 | 4.66 | 11.88 | 21.25 | 15.81
CC | 489.22 | 433.63 | 374.64 | 359.3 | 305.57 | 200.03
CSP | 0 | 0 | 0 | 0 | 0 | 0
CT | 0.03 | 0.06 | 0.06 | 0.06 | 0.03 | 0.03
Coal | 3371.13 | 2839.41 | 2893.2 | 2907.13 | 2926.25 | 2929.96
Geo | 0 | 0 | 0 | 0 | 0 | 0
H | 0 | 0 | 0 | 0 | 0 | 0
LFG | 6.18 | 6.18 | 61.46 | 61.46 | 61.46 | 61.46
Nuc | 1784.52 | 1906.43 | 1906.43 | 1829.07 | 1447.63 | 1011.93
PS | 0 | 0 | 0 | 0 | 0 | 0
PV | 0 | 0 | 0 | 0 | 0 | 0
PeakG | 15.9 | 16.44 | 17.94 | 21.06 | 14.45 | 11.33
PeakO | 0 | 0 | 0 | 0 | 0 | 0
ST | 0 | 0 | 0 | 0 | 0 | 0
STOG | 0 | 0 | 0 | 0 | 0 | 0
STWD | 0.48 | 7.12 | 13.33 | 15.91 | 15.91 | 15.91
WT | 0.03 | 0.03 | 0.03 | 0.03 | 0.03 | 0.03
IGCC | 0 | 0 | 0 | 0 | 0 | 0
DemandResponse | 0 | 0 | 0 | 0 | 0 | 0
IGCC-CCS | 0 | 0 | 0 | 0 | 0 | 0
WT_off | 0 | 0 | 0 | 0 | 0 | 0
PseudoUnit | 0 | 0 | 0 | 0 | 0 | 0
FixedInterchange | 0 | 0 | 0 | 0 | 0 | 0
Total Fuel Consumption by Reporting Type: SOCO
ReportingType | 2015 | 2020 | 2025 | 2030 | 2035 | 2040
BM | 0 | 0 | 0.27 | 0.3 | 0.5 | 0.5
CC | 797.33 | 762.19 | 705.5 | 804.63 | 764.76 | 727.04
CSP | 0 | 0 | 0 | 0 | 0 | 0
CT | 0 | 0 | 0 | 0 | 0 | 0
Coal | 1008.88 | 1091.24 | 1261.59 | 1261.59 | 1409.95 | 1857.17
Geo | 0 | 0 | 0 | 0 | 0 | 0
H | 0 | 0 | 0 | 0 | 0 | 0
LFG | 0 | 0 | 11.56 | 11.56 | 11.56 | 11.56
Nuc | 530.95 | 709.75 | 709.75 | 709.75 | 709.75 | 466.4
PS | 0 | 0 | 0 | 0 | 0 | 0
PV | 0 | 0 | 0 | 0 | 0 | 0
PeakG | 5.34 | 12.46 | 18.63 | 18.18 | 18.01 | 10.22
PeakO | 0 | 0 | 0 | 0 | 0 | 0
ST | 0 | 0 | 0 | 0 | 0 | 0
STOG | 0 | 0 | 0 | 0 | 0 | 0
STWD | 0 | 0 | 0 | 0 | 0 | 0
WT | 0 | 0 | 0 | 0 | 0 | 0
IGCC | 0 | 0 | 0 | 0 | 0 | 0
DemandResponse | 0 | 0 | 0 | 0 | 0 | 0
IGCC-CCS | 0 | 0 | 0 | 0 | 0 | 0
WT_off | 0 | 0 | 0 | 0 | 0 | 0
PseudoUnit | 0 | 0 | 0 | 0 | 0 | 0
FixedInterchange | 0 | 0 | 0 | 0 | 0 | 0
Total Fuel Consumption by Reporting Type: SPP_N
ReportingType | 2015 | 2020 | 2025 | 2030 | 2035 | 2040
BM | 0 | 0 | 0 | 0 | 0 | 0
CC | 51.5 | 32.59 | 28.4 | 21.12 | 11.03 | 11.03
CSP | 0 | 0 | 0 | 0 | 0 | 0
CT | 0 | 0 | 0 | 0 | 0 | 0
Coal | 647.03 | 646.89 | 646.89 | 646.89 | 646.89 | 646.89
Geo | 0 | 0 | 0 | 0 | 0 | 0
H | 0 | 0 | 0 | 0 | 0 | 0
LFG | 0 | 0 | 10.22 | 10.22 | 10.22 | 10.22
Nuc | 101.29 | 101.29 | 101.29 | 101.29 | 101.29 | 101.29
PS | 0 | 0 | 0 | 0 | 0 | 0
PV | 0 | 0 | 0 | 0 | 0 | 0
PeakG | 0.22 | 0.47 | 0.25 | 0.76 | 0 | 0
PeakO | 0 | 0 | 0 | 0 | 0 | 0
ST | 0 | 0 | 0 | 0 | 0 | 0
STOG | 0 | 0 | 0 | 0 | 0 | 0
STWD | 0 | 0 | 0 | 0 | 0 | 0
WT | 0 | 0 | 0 | 0 | 0 | 0
IGCC | 0 | 0 | 0 | 0 | 0 | 0
DemandResponse | 0 | 0 | 0 | 0 | 0 | 0
IGCC-CCS | 0 | 0 | 0 | 0 | 0 | 0
WT_off | 0 | 0 | 0 | 0 | 0 | 0
PseudoUnit | 0 | 0 | 0 | 0 | 0 | 0
FixedInterchange | 0 | 0 | 0 | 0 | 0 | 0
Total Fuel Consumption by Reporting Type: SPP_S
ReportingType | 2015 | 2020 | 2025 | 2030 | 2035 | 2040
BM | 0 | 0 | 0 | 0 | 0 | 0
CC | 294 | 407.81 | 400 | 425.62 | 220.91 | 191.19
CSP | 0 | 0 | 0 | 0 | 0 | 0
CT | 0 | 0.78 | 1.51 | 1.83 | 0.87 | 0.87
Coal | 872.91 | 835.11 | 925.01 | 940.98 | 940.98 | 939.13
Geo | 0 | 0 | 0 | 0 | 0 | 0
H | 0 | 0 | 0 | 0 | 0 | 0
LFG | 0 | 0 | 1.43 | 10.22 | 10.22 | 10.22
Nuc | 0 | 0 | 0 | 0 | 0 | 0
PS | 0 | 0 | 0 | 0 | 0 | 0
PV | 0 | 0 | 0 | 0 | 0 | 0
PeakG | 0 | 0 | 2.76 | 3.43 | 0.55 | 0
PeakO | 0 | 0 | 0 | 0 | 0 | 0
ST | 0 | 0 | 0 | 0 | 0 | 0
STOG | 28.37 | 31.75 | 35.41 | 35.29 | 28.84 | 26.76
STWD | 0 | 0 | 0 | 0 | 0 | 0.21
WT | 0.01 | 0.01 | 0.01 | 0.02 | 0.07 | 0.08
IGCC | 0 | 0 | 0 | 0 | 0 | 0
DemandResponse | 0 | 0 | 0 | 0 | 0 | 0
IGCC-CCS | 0 | 0 | 0 | 0 | 0 | 0
WT_off | 0 | 0 | 0 | 0 | 0 | 0
PseudoUnit | 0 | 0 | 0 | 0 | 0 | 0
FixedInterchange | 0 | 0 | 0 | 0 | 0 | 0
Total Fuel Consumption by Reporting Type: TVA
ReportingType | 2015 | 2020 | 2025 | 2030 | 2035 | 2040
BM | 0 | 0 | 0 | 0 | 0 | 0
CC | 143.32 | 88.87 | 89.59 | 142.39 | 135.74 | 106.56
CSP | 0 | 0 | 0 | 0 | 0 | 0
CT | 0 | 1.16 | 1.16 | 4.9 | 2.58 | 2.58
Coal | 843.93 | 800 | 834.01 | 840.06 | 1011.32 | 1206.99
Geo | 0 | 0 | 0 | 0 | 0 | 0
H | 0 | 0 | 0 | 0 | 0 | 0
LFG | 0 | 0 | 11.56 | 11.56 | 11.56 | 11.56
Nuc | 683.77 | 865.33 | 865.33 | 865.33 | 645.53 | 533.66
PS | 0 | 0 | 0 | 0 | 0 | 0
PV | 0 | 0 | 0 | 0 | 0 | 0
PeakG | 0 | 0 | 0.18 | 0.43 | 0.45 | 0.53
PeakO | 0 | 0 | 0 | 0 | 0 | 0
ST | 0 | 0 | 0 | 0 | 0 | 0
STOG | 0 | 0 | 0 | 0 | 0 | 0
STWD | 0 | 0 | 0 | 0.01 | 0.02 | 0.02
WT | 0 | 0 | 0 | 0 | 0 | 0
IGCC | 0 | 0 | 0 | 0 | 0 | 0
DemandResponse | 0 | 0 | 0 | 0 | 0 | 0
IGCC-CCS | 0 | 0 | 0 | 0 | 0 | 0
WT_off | 0 | 0 | 0 | 0 | 0 | 0
PseudoUnit | 0 | 0 | 0 | 0 | 0 | 0
FixedInterchange | 0 | 0 | 0 | 0 | 0 | 0
Total Fuel Consumption by Reporting Type: TVA_Transmission
ReportingType | 2015 | 2020 | 2025 | 2030 | 2035 | 2040
BM | 0 | 0 | 0 | 0 | 0 | 0
CC | 0 | 0 | 0 | 0 | 0 | 0
CSP | 0 | 0 | 0 | 0 | 0 | 0
CT | 0 | 0 | 0 | 0 | 0 | 0
Coal | 0 | 0 | 0 | 0 | 0 | 0
Geo | 0 | 0 | 0 | 0 | 0 | 0
H | 0 | 0 | 0 | 0 | 0 | 0
LFG | 0 | 0 | 0 | 0 | 0 | 0
Nuc | 0 | 0 | 0 | 0 | 0 | 0
PS | 0 | 0 | 0 | 0 | 0 | 0
PV | 0 | 0 | 0 | 0 | 0 | 0
PeakG | 0 | 0 | 0 | 0 | 0 | 0
PeakO | 0 | 0 | 0 | 0 | 0 | 0
ST | 0 | 0 | 0 | 0 | 0 | 0
STOG | 0 | 0 | 0 | 0 | 0 | 0
STWD | 0 | 0 | 0 | 0 | 0 | 0
WT | 0 | 0 | 0 | 0 | 0 | 0
IGCC | 0 | 0 | 0 | 0 | 0 | 0
DemandResponse | 0 | 0 | 0 | 0 | 0 | 0
IGCC-CCS | 0 | 0 | 0 | 0 | 0 | 0
WT_off | 0 | 0 | 0 | 0 | 0 | 0
PseudoUnit | 0 | 0 | 0 | 0 | 0 | 0
FixedInterchange | 0 | 0 | 0 | 0 | 0 | 0
Total Fuel Consumption by Reporting Type: VACAR
ReportingType | 2015 | 2020 | 2025 | 2030 | 2035 | 2040
BM | 0.09 | 32.33 | 90.22 | 95.76 | 112 | 121.37
CC | 253.81 | 228.54 | 141.57 | 142.49 | 353.38 | 461.67
CSP | 0 | 0 | 0 | 0 | 0 | 0
CT | 0.1 | 0.36 | 0.37 | 0.61 | 1.08 | 3.72
Coal | 795.61 | 751.9 | 937.83 | 1012.4 | 1102.26 | 1125.85
Geo | 0 | 0 | 0 | 0 | 0 | 0
H | 0 | 0 | 0 | 0 | 0 | 0
LFG | 0.04 | 11.56 | 11.56 | 11.56 | 11.56 | 11.56
Nuc | 989.95 | 1360.89 | 1542.45 | 1542.45 | 1261.14 | 1100.22
PS | 0 | 0 | 0 | 0 | 0 | 0
PV | 0 | 0 | 0 | 0 | 0 | 0
PeakG | 0 | 0.4 | 0.79 | 2.01 | 2.76 | 2.76
PeakO | 0 | 0 | 0 | 0 | 0 | 0
ST | 0 | 0 | 0 | 0 | 0 | 0
STOG | 0 | 0 | 0 | 0 | 0 | 0
STWD | 24.47 | 24.47 | 15.05 | 15.05 | 20.5 | 24.47
WT | 0 | 0.01 | 0.01 | 0.01 | 0.01 | 0.01
IGCC | 0 | 0 | 0 | 0 | 0 | 0
DemandResponse | 0 | 0 | 0 | 0 | 0 | 0
IGCC-CCS | 0 | 0 | 0 | 0 | 0 | 0
WT_off | 0 | 0 | 0 | 0 | 0 | 0
PseudoUnit | 0 | 0 | 0 | 0 | 0 | 0
FixedInterchange | 0 | 0 | 0 | 0 | 0 | 0
Total Fuel Consumption by Reporting Type: IESO
ReportingType | 2015 | 2020 | 2025 | 2030 | 2035 | 2040
BM | 0 | 0 | 0 | 0 | 0 | 0.04
CC | 11.39 | 17.84 | 23.24 | 30.71 | 62.91 | 183.37
CSP | 0 | 0 | 0 | 0 | 0 | 0
CT | 0 | 0 | 0 | 0 | 0.13 | 0.41
Coal | 0 | 0 | 0 | 0 | 0 | 0
Geo | 0 | 0 | 0 | 0 | 0 | 0
H | 0 | 0 | 0 | 0 | 0 | 0
LFG | 1.56 | 1.56 | 1.56 | 1.56 | 1.61 | 1.61
Nuc | 1146.4 | 1146.4 | 1146.4 | 1146.4 | 1054.83 | 917.91
PS | 0 | 0 | 0 | 0 | 0 | 0
PV | 0 | 0 | 0 | 0 | 0 | 0
PeakG | 0 | 0 | 0 | 0 | 0.05 | 0.17
PeakO | 0 | 0 | 0 | 0 | 0 | 0
ST | 0 | 0 | 0 | 0 | 0 | 0
STOG | 0 | 0 | 0 | 0 | 0 | 0
STWD | 0 | 0 | 0 | 0 | 0 | 0
WT | 0.01 | 0.01 | 0.01 | 0.01 | 0 | 0
IGCC | 0 | 0 | 0 | 0 | 0 | 0
DemandResponse | 0 | 0 | 0 | 0 | 0 | 0
IGCC-CCS | 0 | 0 | 0 | 0 | 0 | 0
WT_off | 0 | 0 | 0 | 0 | 0 | 0
PseudoUnit | 0 | 0 | 0 | 0 | 0 | 0
FixedInterchange | 0 | 0 | 0 | 0 | 0 | 0
Total Fuel Consumption by Reporting Type: MAPP_CA
ReportingType | 2015 | 2020 | 2025 | 2030 | 2035 | 2040
BM | 0 | 0 | 0 | 0 | 0 | 0
CC | 7.89 | 7.04 | 4.47 | 4.47 | 5.27 | 3.92
CSP | 0 | 0 | 0 | 0 | 0 | 0
CT | 0.19 | 0.07 | 0.35 | 0.11 | 0.03 | 0
Coal | 2.18 | 4.69 | 8.86 | 0 | 0 | 0
Geo | 0 | 0 | 0 | 0 | 0 | 0
H | 0 | 0 | 0 | 0.01 | 0.02 | 0.02
LFG | 0 | 0 | 0 | 0 | 0 | 0
Nuc | 0 | 0 | 0 | 0 | 0 | 0
PS | 0 | 0 | 0 | 0 | 0 | 0
PV | 0 | 0 | 0 | 0 | 0 | 0
PeakG | 0.05 | 0 | 0 | 0 | 0 | 0
PeakO | 0 | 0 | 0 | 0 | 0 | 0
ST | 0 | 0 | 0 | 0 | 0 | 0
STOG | 0.05 | 0 | 0 | 0 | 0 | 0
STWD | 0 | 0 | 0 | 0 | 0 | 0
WT | 0 | 0 | 0 | 0 | 0 | 0
IGCC | 0 | 0 | 0 | 0 | 0 | 0
DemandResponse | 0 | 0 | 0 | 0 | 0 | 0
IGCC-CCS | 0 | 0 | 0 | 0 | 0 | 0
WT_off | 0 | 0 | 0 | 0 | 0 | 0
PseudoUnit | 0 | 0 | 0 | 0 | 0 | 0
FixedInterchange | 0 | 0 | 0 | 0 | 0 | 0
Total Fuel Consumption by Reporting Type: AZ_NM_SNV_Coal
ReportingType | 2015 | 2020 | 2025 | 2030 | 2035 | 2040
BM | 0 | 0 | 0 | 0 | 0 | 0
CC | 0 | 0 | 0 | 0 | 0 | 0
CSP | 0 | 0 | 0 | 0 | 0 | 0
CT | 0 | 0 | 0 | 0 | 0 | 0
Coal | 770.68 | 775.36 | 775.36 | 775.36 | 1003.06 | 1192.69
Geo | 0 | 0 | 0 | 0 | 0 | 0
H | 0 | 0 | 0 | 0 | 0 | 0
LFG | 0 | 0 | 0 | 0 | 0 | 0
Nuc | 0 | 0 | 0 | 0 | 0 | 0
PS | 0 | 0 | 0 | 0 | 0 | 0
PV | 0 | 0 | 0 | 0 | 0 | 0
PeakG | 0 | 0 | 0 | 0 | 0 | 0
PeakO | 0 | 0 | 0 | 0 | 0 | 0
ST | 0 | 0 | 0 | 0 | 0 | 0
STOG | 0 | 0 | 0 | 0 | 0 | 0
STWD | 0 | 0 | 0 | 0 | 0 | 0
WT | 0 | 0 | 0 | 0 | 0 | 0
IGCC | 0 | 0 | 0 | 0 | 0 | 0
DemandResponse | 0 | 0 | 0 | 0 | 0 | 0
IGCC-CCS | 0 | 0 | 0 | 0 | 0 | 0
WT_off | 0 | 0 | 0 | 0 | 0 | 0
PseudoUnit | 0 | 0 | 0 | 0 | 0 | 0
FixedInterchange | 0 | 0 | 0 | 0 | 0 | 0
Total Fuel Consumption by Reporting Type: AZ_NM_SNV_Gas
ReportingType | 2015 | 2020 | 2025 | 2030 | 2035 | 2040
BM | 0 | 0 | 0 | 0 | 0 | 0
CC | 752.54 | 798.72 | 805.74 | 908.81 | 904.39 | 771.84
CSP | 0 | 0 | 0 | 0 | 0 | 0
CT | 0 | 0 | 1.56 | 3.05 | 0 | 0
Coal | 0 | 0 | 0 | 0 | 0 | 0
Geo | 0 | 0 | 0 | 0 | 0 | 0
H | 0 | 0 | 0 | 0 | 0 | 0
LFG | 0 | 0 | 0 | 0 | 0 | 0
Nuc | 0 | 0 | 0 | 0 | 0 | 0
PS | 0 | 0 | 0 | 0 | 0 | 0
PV | 0 | 0 | 0 | 0 | 0 | 0
PeakG | 0 | 0 | 3.57 | 6.34 | 5.96 | 5.96
PeakO | 0 | 0 | 0 | 0 | 0 | 0
ST | 0 | 0 | 0 | 0 | 0 | 0
STOG | 0 | 0 | 0 | 0 | 0 | 0
STWD | 0 | 0 | 0 | 0 | 0 | 0
WT | 0 | 0 | 0 | 0 | 0 | 0
IGCC | 0 | 0 | 0 | 0 | 0 | 0
DemandResponse | 0 | 0 | 0 | 0 | 0 | 0
IGCC-CCS | 0 | 0 | 0 | 0 | 0 | 0
WT_off | 0 | 0 | 0 | 0 | 0 | 0
PseudoUnit | 0 | 0 | 0 | 0 | 0 | 0
FixedInterchange | 0 | 0 | 0 | 0 | 0 | 0
Total Fuel Consumption by Reporting Type: AZ_NM_SNV_NucRenew
ReportingType | 2015 | 2020 | 2025 | 2030 | 2035 | 2040
BM | 0 | 0 | 0 | 0 | 0 | 0
CC | 0 | 0 | 0 | 0 | 0 | 0
CSP | 0 | 0 | 0 | 0 | 0 | 0
CT | 0 | 0 | 0 | 0 | 0 | 0
Coal | 0 | 0 | 0 | 0 | 0 | 0
Geo | 0 | 0 | 0.01 | 0.01 | 0.01 | 0.01
H | 0 | 0 | 0 | 0 | 0 | 0
LFG | 0 | 6.53 | 6.53 | 6.53 | 6.53 | 6.53
Nuc | 317.72 | 317.72 | 317.72 | 317.72 | 317.72 | 317.72
PS | 0 | 0 | 0 | 0 | 0 | 0
PV | 0 | 0 | 0 | 0 | 0 | 0
PeakG | 0 | 0 | 0 | 0 | 0 | 0
PeakO | 0 | 0 | 0 | 0 | 0 | 0
ST | 0 | 0 | 0 | 0 | 0 | 0
STOG | 0 | 0 | 0 | 0 | 0 | 0
STWD | 1.77 | 1.77 | 0.09 | 1.77 | 1.77 | 1.77
WT | 0 | 0.03 | 0.03 | 0.03 | 0.03 | 0.03
IGCC | 0 | 0 | 0 | 0 | 0 | 0
DemandResponse | 0 | 0 | 0 | 0 | 0 | 0
IGCC-CCS | 0 | 0 | 0 | 0 | 0 | 0
WT_off | 0 | 0 | 0 | 0 | 0 | 0
PseudoUnit | 0 | 0 | 0 | 0 | 0 | 0
FixedInterchange | 0 | 0 | 0 | 0 | 0 | 0
Total Fuel Consumption by Reporting Type: ERCOT
ReportingType | 2015 | 2020 | 2025 | 2030 | 2035 | 2040
BM | 0 | 0 | 0.1 | 0.18 | 1.28 | 1.31
CC | 1073.06 | 1172.82 | 1139.21 | 1206.7 | 1295.71 | 1392.46
CSP | 0 | 0 | 0 | 0 | 0 | 0
CT | 0 | 0.06 | 0.28 | 0.09 | 0.09 | 0.09
Coal | 1199.02 | 1316.12 | 1481.07 | 1481.07 | 1481.07 | 1481.07
Geo | 0 | 0 | 0 | 0 | 0 | 0
H | 0 | 0 | 0 | 0 | 0 | 0
LFG | 0 | 0 | 0 | 38.09 | 38.09 | 38.09
Nuc | 422.69 | 422.69 | 422.69 | 422.69 | 422.69 | 422.69
PS | 0 | 0 | 0 | 0 | 0 | 0
PV | 0 | 0 | 0 | 0 | 0 | 0
PeakG | 0 | 0.14 | 1.16 | 1.15 | 1.04 | 1.01
PeakO | 0 | 0 | 0 | 0 | 0 | 0
ST | 0 | 0 | 0 | 0 | 0 | 0
STOG | 41.14 | 53.39 | 68.84 | 66.21 | 58.77 | 54.52
STWD | 0 | 0 | 0 | 0 | 0 | 0
WT | 0.03 | 0.03 | 0.03 | 0.03 | 0.03 | 0.03
IGCC | 0 | 0 | 0 | 0 | 0 | 0
DemandResponse | 0 | 0 | 0 | 0 | 0 | 0
IGCC-CCS | 0 | 0 | 0 | 0 | 0 | 0
WT_off | 0 | 0 | 0 | 0 | 0 | 0
PseudoUnit | 0 | 0 | 0 | 0 | 0 | 0
FixedInterchange | 0 | 0 | 0 | 0 | 0 | 0
Total Fuel Consumption by Reporting Type: NP15
ReportingType | 2015 | 2020 | 2025 | 2030 | 2035 | 2040
BM | 0 | 0 | 0 | 0 | 0 | 0
CC | 263.19 | 154.45 | 246.61 | 172.98 | 56.07 | 6.87
CSP | 0 | 0 | 0 | 0 | 0 | 0
CT | 0 | 0 | 0 | 0 | 0 | 0
Coal | 2.5 | 2.5 | 2.5 | 2.5 | 0 | 0
Geo | 0.01 | 0.01 | 0.01 | 0.01 | 0.01 | 0.01
H | 0 | 0 | 0 | 0 | 0 | 0
LFG | 0 | 60.8 | 60.8 | 60.8 | 60.8 | 60.8
Nuc | 187.74 | 187.74 | 187.74 | 187.74 | 536.74 | 912.4
PS | 0 | 0 | 0 | 0 | 0 | 0
PV | 0 | 0 | 0 | 0 | 0 | 0
PeakG | 0 | 0 | 0 | 0 | 0 | 0
PeakO | 0 | 0 | 0 | 0 | 0 | 0
ST | 0 | 0 | 0 | 0 | 0 | 0
STOG | 1.29 | 0.84 | 1.92 | 2.5 | 0.12 | 0.05
STWD | 37.44 | 37.44 | 0.05 | 15.11 | 17.23 | 16.41
WT | 0 | 0.01 | 0.01 | 0.01 | 0.01 | 0.01
IGCC | 0 | 0 | 0 | 0 | 0 | 0
DemandResponse | 0 | 0 | 0 | 0 | 0 | 0
IGCC-CCS | 0 | 0 | 0 | 0 | 0 | 0
WT_off | 0 | 0 | 0 | 0 | 0 | 0
PseudoUnit | 0 | 0 | 0 | 0 | 0 | 0
FixedInterchange | 0 | 0 | 0 | 0 | 0 | 0
Total Fuel Consumption by Reporting Type: NWPP_Coal
ReportingType | 2015 | 2020 | 2025 | 2030 | 2035 | 2040
BM | 0 | 0 | 0 | 0 | 0 | 0
CC | 0 | 0 | 0 | 0 | 0 | 0
CSP | 0 | 0 | 0 | 0 | 0 | 0
CT | 0 | 0 | 0 | 0 | 0 | 0
Coal | 1032.7 | 1032.59 | 1032.59 | 1032.59 | 1032.59 | 1032.59
Geo | 0 | 0 | 0 | 0 | 0 | 0
H | 0 | 0 | 0 | 0 | 0 | 0
LFG | 0 | 0 | 0 | 0 | 0 | 0
Nuc | 0 | 0 | 0 | 0 | 0 | 0
PS | 0 | 0 | 0 | 0 | 0 | 0
PV | 0 | 0 | 0 | 0 | 0 | 0
PeakG | 0 | 0 | 0 | 0 | 0 | 0
PeakO | 0 | 0 | 0 | 0 | 0 | 0
ST | 0 | 0 | 0 | 0 | 0 | 0
STOG | 0 | 0 | 0 | 0 | 0 | 0
STWD | 0 | 0 | 0 | 0 | 0 | 0
WT | 0 | 0 | 0 | 0 | 0 | 0
IGCC | 0 | 0 | 0 | 0 | 0 | 0
DemandResponse | 0 | 0 | 0 | 0 | 0 | 0
IGCC-CCS | 0 | 0 | 0 | 0 | 0 | 0
WT_off | 0 | 0 | 0 | 0 | 0 | 0
PseudoUnit | 0 | 0 | 0 | 0 | 0 | 0
FixedInterchange | 0 | 0 | 0 | 0 | 0 | 0
Total Fuel Consumption by Reporting Type: NWPP_Gas
ReportingType | 2015 | 2020 | 2025 | 2030 | 2035 | 2040
BM | 0 | 0 | 0 | 0 | 0 | 0
CC | 362.19 | 362.19 | 362.19 | 575.41 | 575.41 | 575.41
CSP | 0 | 0 | 0 | 0 | 0 | 0
CT | 0 | 0 | 0 | 0 | 0 | 0
Coal | 0 | 0 | 0 | 0 | 34.11 | 103.6
Geo | 0 | 0 | 0 | 0 | 0 | 0
H | 0 | 0 | 0 | 0 | 0 | 0
LFG | 0 | 0 | 0 | 0 | 0 | 0
Nuc | 0 | 0 | 0 | 0 | 0 | 0
PS | 0 | 0 | 0 | 0 | 0 | 0
PV | 0 | 0 | 0 | 0 | 0 | 0
PeakG | 0 | 0 | 0 | 0 | 0 | 0
PeakO | 0 | 0 | 0 | 0 | 0 | 0
ST | 0 | 0 | 0 | 0 | 0 | 0
STOG | 0 | 0 | 0 | 0 | 0 | 0
STWD | 0 | 0 | 0 | 0 | 0 | 0
WT | 0 | 0 | 0 | 0 | 0 | 0
IGCC | 0 | 0 | 0 | 0 | 0 | 0
DemandResponse | 0 | 0 | 0 | 0 | 0 | 0
IGCC-CCS | 0 | 0 | 0 | 0 | 0 | 0
WT_off | 0 | 0 | 0 | 0 | 0 | 0
PseudoUnit | 0 | 0 | 0 | 0 | 0 | 0
FixedInterchange | 0 | 0 | 0 | 0 | 0 | 0
Total Fuel Consumption by Reporting Type: NWPP_NucRenew
ReportingType | 2015 | 2020 | 2025 | 2030 | 2035 | 2040
BM | 0 | 0.86 | 0 | 3.16 | 3.16 | 3.16
CC | 0 | 0 | 0 | 0 | 0 | 0
CSP | 0 | 0 | 0 | 0 | 0 | 0
CT | 0 | 0 | 0 | 0 | 0 | 0
Coal | 0 | 0 | 0 | 0 | 0 | 0
Geo | 0 | 0 | 0.01 | 0.01 | 0.01 | 0.01
H | 0 | 0 | 0 | 0 | 0 | 0
LFG | 2.74 | 2.74 | 29.05 | 29.05 | 29.05 | 29.05
Nuc | 88.66 | 88.66 | 88.66 | 88.66 | 88.66 | 88.66
PS | 0 | 0 | 0 | 0 | 0 | 0
PV | 0 | 0 | 0 | 0 | 0 | 0
PeakG | 0 | 0 | 0 | 0 | 0 | 0
PeakO | 0 | 0 | 0 | 0 | 0 | 0
ST | 0 | 0 | 0 | 0 | 0 | 0
STOG | 0 | 0 | 0 | 0 | 0 | 0
STWD | 0 | 0 | 0 | 0 | 0 | 0
WT | 0.02 | 0.02 | 0.02 | 0.02 | 0.02 | 0.02
IGCC | 0 | 0 | 0 | 0 | 0 | 0
DemandResponse | 0 | 0 | 0 | 0 | 0 | 0
IGCC-CCS | 0 | 0 | 0 | 0 | 0 | 0
WT_off | 0 | 0 | 0 | 0 | 0 | 0
PseudoUnit | 0 | 0 | 0 | 0 | 0 | 0
FixedInterchange | 0 | 0 | 0 | 0 | 0 | 0
Total Fuel Consumption by Reporting Type: RMPA
ReportingType | 2015 | 2020 | 2025 | 2030 | 2035 | 2040
BM | 0 | 0 | 0 | 0 | 0 | 0
CC | 44.18 | 65.76 | 22.4 | 30.29 | 25.07 | 21.55
CSP | 0 | 0 | 0 | 0 | 0 | 0
CT | 0 | 0 | 0 | 0 | 0 | 0
Coal | 577.93 | 568.78 | 542.13 | 559.42 | 651.28 | 734.94
Geo | 0 | 0 | 0.02 | 0.02 | 0.02 | 0.02
H | 0 | 0 | 0 | 0 | 0 | 0
LFG | 0.15 | 3.26 | 3.26 | 3.26 | 3.26 | 3.26
Nuc | 0 | 0 | 0 | 0 | 0 | 0
PS | 0 | 0 | 0 | 0 | 0 | 0
PV | 0 | 0 | 0 | 0 | 0 | 0
PeakG | 0.13 | 0.32 | 0.01 | 0.44 | 0.44 | 0.3
PeakO | 0 | 0 | 0 | 0 | 0 | 0
ST | 0 | 0 | 0 | 0 | 0 | 0
STOG | 0 | 0 | 0 | 0 | 0 | 0
STWD | 0 | 0 | 0 | 0 | 0 | 0
WT | 0.01 | 0.01 | 0.01 | 0.01 | 0.01 | 0.01
IGCC | 0 | 0 | 0 | 0 | 0 | 0
DemandResponse | 0 | 0 | 0 | 0 | 0 | 0
IGCC-CCS | 0 | 0 | 0 | 0 | 0 | 0
WT_off | 0 | 0 | 0 | 0 | 0 | 0
PseudoUnit | 0 | 0 | 0 | 0 | 0 | 0
FixedInterchange | 0 | 0 | 0 | 0 | 0 | 0
Total Fuel Consumption by Reporting Type: SP15
ReportingType | 2015 | 2020 | 2025 | 2030 | 2035 | 2040
BM | 0.58 | 0.58 | 0.02 | 0.58 | 0.36 | 0.49
CC | 173.99 | 134.03 | 159.06 | 135.52 | 103.1 | 56.81
CSP | 0 | 0 | 0 | 0 | 0 | 0
CT | 0 | 0 | 0 | 0 | 0 | 0
Coal | 8.42 | 8.42 | 8.42 | 7.46 | 3.82 | 0
Geo | 0.01 | 0.02 | 0.02 | 0.02 | 0.02 | 0.02
H | 0 | 0 | 0 | 0 | 0 | 0
LFG | 0.99 | 60.8 | 60.8 | 60.8 | 60.8 | 60.8
Nuc | 173.28 | 173.28 | 173.28 | 173.28 | 173.28 | 392.3
PS | 0 | 0 | 0 | 0 | 0 | 0
PV | 0 | 0 | 0 | 0 | 0 | 0
PeakG | 0 | 0 | 0 | 0 | 0 | 0
PeakO | 0 | 0 | 0 | 0 | 0 | 0
ST | 0 | 0 | 0 | 0 | 0 | 0
STOG | 1.95 | 3.51 | 1.77 | 3.51 | 5.39 | 4.76
STWD | 9.59 | 9.59 | 0.26 | 7.45 | 5.9 | 6.56
WT | 0.01 | 0.01 | 0.01 | 0.01 | 0.01 | 0.01
IGCC | 0 | 0 | 0 | 0 | 0 | 0
DemandResponse | 0 | 0 | 0 | 0 | 0 | 0
IGCC-CCS | 0 | 0 | 0 | 0 | 0 | 0
WT_off | 0 | 0 | 0 | 0 | 0 | 0
PseudoUnit | 0 | 0 | 0 | 0 | 0 | 0
FixedInterchange | 0 | 0 | 0 | 0 | 0 | 0
Total Fuel Consumption by Reporting Type: ALB
ReportingType | 2015 | 2020 | 2025 | 2030 | 2035 | 2040
BM | 0 | 0 | 0 | 0 | 0 | 0
CC | 138.38 | 175.78 | 208.63 | 244.35 | 284.03 | 271.32
CSP | 0 | 0 | 0 | 0 | 0 | 0
CT | 0 | 0 | 0 | 0 | 0 | 0
Coal | 470.15 | 470.15 | 470.15 | 470.15 | 470.15 | 470.15
Geo | 0 | 0 | 0 | 0 | 0 | 0
H | 0 | 0 | 0 | 0 | 0 | 0
LFG | 0 | 0 | 0 | 0 | 0 | 0
Nuc | 0 | 0 | 0 | 0 | 0 | 87.13
PS | 0 | 0 | 0 | 0 | 0 | 0
PV | 0 | 0 | 0 | 0 | 0 | 0
PeakG | 0 | 0 | 0 | 0 | 0 | 0
PeakO | 0 | 0 | 0 | 0 | 0 | 0
ST | 0 | 0 | 0 | 0 | 0 | 0
STOG | 0 | 0 | 0 | 0 | 0 | 0
STWD | 0 | 0 | 0 | 0 | 0 | 0
WT | 0 | 0 | 0 | 0 | 0 | 0
IGCC | 0 | 0 | 0 | 0 | 0 | 0
DemandResponse | 0 | 0 | 0 | 0 | 0 | 0
IGCC-CCS | 0 | 0 | 0 | 0 | 0 | 0
WT_off | 0 | 0 | 0 | 0 | 0 | 0
PseudoUnit | 0 | 0 | 0 | 0 | 0 | 0
FixedInterchange | 0 | 0 | 0 | 0 | 0 | 0
Total Fuel Consumption by Reporting Type: BC
ReportingType | 2015 | 2020 | 2025 | 2030 | 2035 | 2040
BM | 0 | 0 | 0 | 0 | 0 | 0
CC | 67.91 | 92.12 | 123.68 | 148.83 | 186.92 | 186.92
CSP | 0 | 0 | 0 | 0 | 0 | 0
CT | 0 | 0 | 0 | 0 | 0 | 0
Coal | 0 | 0 | 0 | 0 | 0 | 0
Geo | 0 | 0 | 0 | 0 | 0 | 0
H | 0 | 0 | 0 | 0 | 0 | 0
LFG | 0 | 0 | 0 | 0 | 0 | 0
Nuc | 0 | 0 | 0 | 0 | 0 | 10.61
PS | 0 | 0 | 0 | 0 | 0 | 0
PV | 0 | 0 | 0 | 0 | 0 | 0
PeakG | 0 | 0 | 0 | 0 | 0 | 0
PeakO | 0 | 0 | 0 | 0 | 0 | 0
ST | 0 | 0 | 0 | 0 | 0 | 0
STOG | 0 | 0 | 0 | 0 | 0 | 0
STWD | 0 | 0 | 0 | 0 | 0 | 10.45
WT | 0 | 0 | 0 | 0 | 0 | 0
IGCC | 0 | 0 | 0 | 0 | 0 | 0
DemandResponse | 0 | 0 | 0 | 0 | 0 | 0
IGCC-CCS | 0 | 0 | 0 | 0 | 0 | 0
WT_off | 0 | 0 | 0 | 0 | 0 | 0
PseudoUnit | 0 | 0 | 0 | 0 | 0 | 0
FixedInterchange | 0 | 0 | 0 | 0 | 0 | 0
Total Fuel Consumption by Reporting Type: HQ_IESO
ReportingType | 2015 | 2020 | 2025 | 2030 | 2035 | 2040
BM | 0 | 0 | 0 | 0 | 0 | 0
CC | 0 | 0 | 0 | 0 | 0 | 0
CSP | 0 | 0 | 0 | 0 | 0 | 0
CT | 0 | 0 | 0 | 0 | 0 | 0
Coal | 0 | 0 | 0 | 0 | 0 | 0
Geo | 0 | 0 | 0 | 0 | 0 | 0
H | 0 | 0 | 0 | 0 | 0 | 0
LFG | 0 | 0 | 0 | 0 | 0 | 0
Nuc | 0 | 0 | 0 | 0 | 0 | 0
PS | 0 | 0 | 0 | 0 | 0 | 0
PV | 0 | 0 | 0 | 0 | 0 | 0
PeakG | 0 | 0 | 0 | 0 | 0 | 0
PeakO | 0 | 0 | 0 | 0 | 0 | 0
ST | 0 | 0 | 0 | 0 | 0 | 0
STOG | 0 | 0 | 0 | 0 | 0 | 0
STWD | 0 | 0 | 0 | 0 | 0 | 0
WT | 0 | 0 | 0 | 0 | 0 | 0
IGCC | 0 | 0 | 0 | 0 | 0 | 0
DemandResponse | 0 | 0 | 0 | 0 | 0 | 0
IGCC-CCS | 0 | 0 | 0 | 0 | 0 | 0
WT_off | 0 | 0 | 0 | 0 | 0 | 0
PseudoUnit | 0 | 0 | 0 | 0 | 0 | 0
FixedInterchange | 0 | 0 | 0 | 0 | 0 | 0
Total Fuel Consumption by Reporting Type: HQ_NEISO
ReportingType | 2015 | 2020 | 2025 | 2030 | 2035 | 2040
BM | 0 | 0 | 0 | 0 | 0 | 0
CC | 0 | 0 | 0 | 0 | 0 | 0
CSP | 0 | 0 | 0 | 0 | 0 | 0
CT | 0 | 0 | 0 | 0 | 0 | 0
Coal | 0 | 0 | 0 | 0 | 0 | 0
Geo | 0 | 0 | 0 | 0 | 0 | 0
H | 0 | 0 | 0 | 0 | 0 | 0
LFG | 0 | 0 | 0 | 0 | 0 | 0
Nuc | 0 | 0 | 0 | 0 | 0 | 0
PS | 0 | 0 | 0 | 0 | 0 | 0
PV | 0 | 0 | 0 | 0 | 0 | 0
PeakG | 0 | 0 | 0 | 0 | 0 | 0
PeakO | 0 | 0 | 0 | 0 | 0 | 0
ST | 0 | 0 | 0 | 0 | 0 | 0
STOG | 0 | 0 | 0 | 0 | 0 | 0
STWD | 0 | 0 | 0 | 0 | 0 | 0
WT | 0 | 0 | 0 | 0 | 0 | 0
IGCC | 0 | 0 | 0 | 0 | 0 | 0
DemandResponse | 0 | 0 | 0 | 0 | 0 | 0
IGCC-CCS | 0 | 0 | 0 | 0 | 0 | 0
WT_off | 0 | 0 | 0 | 0 | 0 | 0
PseudoUnit | 0 | 0 | 0 | 0 | 0 | 0
FixedInterchange | 0.02 | 0.02 | 0.02 | 0.02 | 0.02 | 0.02
Total Fuel Consumption by Reporting Type: HQ_NY
ReportingType | 2015 | 2020 | 2025 | 2030 | 2035 | 2040
BM | 0 | 0 | 0 | 0 | 0 | 0
CC | 0 | 0 | 0 | 0 | 0 | 0
CSP | 0 | 0 | 0 | 0 | 0 | 0
CT | 0 | 0 | 0 | 0 | 0 | 0
Coal | 0 | 0 | 0 | 0 | 0 | 0
Geo | 0 | 0 | 0 | 0 | 0 | 0
H | 0 | 0 | 0 | 0 | 0 | 0
LFG | 0 | 0 | 0 | 0 | 0 | 0
Nuc | 0 | 0 | 0 | 0 | 0 | 0
PS | 0 | 0 | 0 | 0 | 0 | 0
PV | 0 | 0 | 0 | 0 | 0 | 0
PeakG | 0 | 0 | 0 | 0 | 0 | 0
PeakO | 0 | 0 | 0 | 0 | 0 | 0
ST | 0 | 0 | 0 | 0 | 0 | 0
STOG | 0 | 0 | 0 | 0 | 0 | 0
STWD | 0 | 0 | 0 | 0 | 0 | 0
WT | 0 | 0 | 0 | 0 | 0 | 0
IGCC | 0 | 0 | 0 | 0 | 0 | 0
DemandResponse | 0 | 0 | 0 | 0 | 0 | 0
IGCC-CCS | 0 | 0 | 0 | 0 | 0 | 0
WT_off | 0 | 0 | 0 | 0 | 0 | 0
PseudoUnit | 0 | 0 | 0 | 0 | 0 | 0
FixedInterchange | 0.01 | 0.01 | 0.01 | 0.01 | 0.01 | 0.01
Total Fuel Consumption by Reporting Type: MARITIMES
ReportingType | 2015 | 2020 | 2025 | 2030 | 2035 | 2040
BM | 0 | 0 | 0 | 0 | 0 | 0
CC | 0 | 0 | 0 | 0 | 0 | 0
CSP | 0 | 0 | 0 | 0 | 0 | 0
CT | 0 | 0 | 0 | 0 | 0 | 0
Coal | 0 | 0 | 0 | 0 | 0 | 0
Geo | 0 | 0 | 0 | 0 | 0 | 0
H | 0 | 0 | 0 | 0 | 0 | 0
LFG | 0 | 0 | 0 | 0 | 0 | 0
Nuc | 0 | 0 | 0 | 0 | 0 | 0
PS | 0 | 0 | 0 | 0 | 0 | 0
PV | 0 | 0 | 0 | 0 | 0 | 0
PeakG | 0 | 0 | 0 | 0 | 0 | 0
PeakO | 0 | 0 | 0 | 0 | 0 | 0
ST | 0 | 0 | 0 | 0 | 0 | 0
STOG | 0 | 0 | 0 | 0 | 0 | 0
STWD | 0 | 0 | 0 | 0 | 0 | 0
WT | 0 | 0 | 0 | 0 | 0 | 0
IGCC | 0 | 0 | 0 | 0 | 0 | 0
DemandResponse | 0 | 0 | 0 | 0 | 0 | 0
IGCC-CCS | 0 | 0 | 0 | 0 | 0 | 0
WT_off | 0 | 0 | 0 | 0 | 0 | 0
PseudoUnit | 0 | 0 | 0 | 0 | 0 | 0
FixedInterchange | 0.01 | 0.01 | 0.01 | 0.01 | 0.01 | 0.01
Total Fuel Consumption by Reporting Type: All
ReportingType | 2015 | 2020 | 2025 | 2030 | 2035 | 2040
BM | 28.32 | 57.67 | 107.68 | 132.04 | 151.93 | 156.86
CC | 7529.7 | 7917.01 | 7727.38 | 8469.89 | 9686.71 | 10263.06
CSP | 0 | 0 | 0 | 0 | 0 | 0
CT | 5.59 | 12.95 | 19.37 | 35.02 | 44.78 | 56.48
Coal | 18120.66 | 17371.56 | 18389.44 | 18795.66 | 20145.46 | 21925.05
Geo | 0.02 | 0.04 | 0.07 | 0.07 | 0.07 | 0.07
H | 0 | 0 | 0 | 0.01 | 0.02 | 0.02
LFG | 20.69 | 230.83 | 468.63 | 546.48 | 546.54 | 546.54
Nuc | 10195.52 | 11526.02 | 11921.9 | 11790.26 | 9790.49 | 8860.56
PS | 0 | 0 | 0 | 0 | 0 | 0
PV | 0 | 0.01 | 0.01 | 0.01 | 0.01 | 0.01
PeakG | 33.13 | 46.75 | 74.28 | 84.41 | 79.92 | 72.57
PeakO | 0 | 0 | 0 | 0 | 0 | 0
ST | 0 | 0.01 | 0.01 | 0.01 | 0.01 | 0.01
STOG | 137.35 | 168.97 | 203.43 | 209.52 | 183.38 | 173.67
STWD | 125.13 | 111.94 | 39 | 89.34 | 93.95 | 109.42
WT | 0.18 | 0.25 | 0.27 | 0.29 | 0.34 | 0.35
IGCC | 40.45 | 40.45 | 40.45 | 40.45 | 40.45 | 40.45
DemandResponse | 0 | 0 | 0 | 0 | 0 | 0
IGCC-CCS | 0 | 0 | 0 | 0 | 0 | 0
WT_off | 0 | 0 | 0.01 | 0.01 | 0 | 0
PseudoUnit | 0 | 0 | 0 | 0 | 0 | 0
FixedInterchange | 0.04 | 0.04 | 0.04 | 0.04 | 0.04 | 0.04
Total Fuel Consumption by Reporting Type: EI_US
ReportingType | 2015 | 2020 | 2025 | 2030 | 2035 | 2040
BM | 27.73 | 56.23 | 107.57 | 128.12 | 147.14 | 151.86
CC | 4634.98 | 4936.25 | 4632.15 | 5011.82 | 6187.83 | 6792.61
CSP | 0 | 0 | 0 | 0 | 0 | 0
CT | 5.4 | 12.81 | 17.18 | 31.78 | 44.53 | 55.99
Coal | 14057.09 | 13192.95 | 14068.36 | 14467.1 | 15469.39 | 16910
Geo | 0 | 0 | 0 | 0 | 0 | 0
H | 0 | 0 | 0 | 0 | 0 | 0
LFG | 15.24 | 95.15 | 306.63 | 346.39 | 346.39 | 346.39
Nuc | 7859.04 | 9189.53 | 9585.42 | 9453.78 | 7196.58 | 5711.13
PS | 0 | 0 | 0 | 0 | 0 | 0
PV | 0 | 0 | 0.01 | 0.01 | 0.01 | 0.01
PeakG | 32.95 | 46.29 | 69.54 | 76.47 | 72.43 | 65.13
PeakO | 0 | 0 | 0 | 0 | 0 | 0
ST | 0 | 0 | 0 | 0 | 0 | 0
STOG | 92.92 | 111.23 | 130.89 | 137.31 | 119.1 | 114.34
STWD | 76.33 | 63.14 | 38.6 | 65.01 | 69.06 | 74.23
WT | 0.11 | 0.14 | 0.16 | 0.18 | 0.24 | 0.25
IGCC | 40.45 | 40.45 | 40.45 | 40.45 | 40.45 | 40.45
DemandResponse | 0 | 0 | 0 | 0 | 0 | 0
IGCC-CCS | 0 | 0 | 0 | 0 | 0 | 0
WT_off | 0 | 0 | 0.01 | 0.01 | 0 | 0
PseudoUnit | 0 | 0 | 0 | 0 | 0 | 0
FixedInterchange | 0.03 | 0.03 | 0.03 | 0.03 | 0.03 | 0.03
Total Fuel Consumption by Reporting Type: EI_Canada
ReportingType | 2015 | 2020 | 2025 | 2030 | 2035 | 2040
BM | 0 | 0 | 0 | 0 | 0 | 0.04
CC | 19.29 | 24.88 | 27.71 | 35.17 | 68.18 | 187.29
CSP | 0 | 0 | 0 | 0 | 0 | 0
CT | 0.19 | 0.07 | 0.35 | 0.11 | 0.16 | 0.41
Coal | 2.18 | 4.69 | 8.86 | 0 | 0 | 0
Geo | 0 | 0 | 0 | 0 | 0 | 0
H | 0 | 0 | 0 | 0.01 | 0.02 | 0.02
LFG | 1.56 | 1.56 | 1.56 | 1.56 | 1.61 | 1.61
Nuc | 1146.4 | 1146.4 | 1146.4 | 1146.4 | 1054.83 | 917.91
PS | 0 | 0 | 0 | 0 | 0 | 0
PV | 0 | 0 | 0 | 0 | 0 | 0
PeakG | 0.05 | 0 | 0 | 0 | 0.05 | 0.17
PeakO | 0 | 0 | 0 | 0 | 0 | 0
ST | 0 | 0 | 0 | 0 | 0 | 0
STOG | 0.05 | 0 | 0 | 0 | 0 | 0
STWD | 0 | 0 | 0 | 0 | 0 | 0
WT | 0.01 | 0.01 | 0.01 | 0.01 | 0 | 0
IGCC | 0 | 0 | 0 | 0 | 0 | 0
DemandResponse | 0 | 0 | 0 | 0 | 0 | 0
IGCC-CCS | 0 | 0 | 0 | 0 | 0 | 0
WT_off | 0 | 0 | 0 | 0 | 0 | 0
PseudoUnit | 0 | 0 | 0 | 0 | 0 | 0
FixedInterchange | 0 | 0 | 0 | 0 | 0 | 0
Total Fuel Consumption by Reporting Type: EI
ReportingType | 2015 | 2020 | 2025 | 2030 | 2035 | 2040
BM | 27.73 | 56.23 | 107.57 | 128.12 | 147.14 | 151.9
CC | 4654.26 | 4961.14 | 4659.86 | 5047 | 6256.01 | 6979.89
CSP | 0 | 0 | 0 | 0 | 0 | 0
CT | 5.59 | 12.89 | 17.53 | 31.89 | 44.69 | 56.4
Coal | 14059.26 | 13197.63 | 14077.22 | 14467.1 | 15469.39 | 16910
Geo | 0 | 0 | 0 | 0 | 0 | 0
H | 0 | 0 | 0 | 0.01 | 0.02 | 0.02
LFG | 16.8 | 96.71 | 308.2 | 347.95 | 348.01 | 348.01
Nuc | 9005.44 | 10335.93 | 10731.82 | 10600.18 | 8251.4 | 6629.04
PS | 0 | 0 | 0 | 0 | 0 | 0
PV | 0 | 0 | 0.01 | 0.01 | 0.01 | 0.01
PeakG | 33 | 46.29 | 69.54 | 76.47 | 72.48 | 65.31
PeakO | 0 | 0 | 0 | 0 | 0 | 0
ST | 0 | 0 | 0 | 0 | 0 | 0
STOG | 92.97 | 111.23 | 130.89 | 137.31 | 119.1 | 114.34
STWD | 76.33 | 63.14 | 38.6 | 65.01 | 69.06 | 74.23
WT | 0.12 | 0.15 | 0.17 | 0.19 | 0.24 | 0.25
IGCC | 40.45 | 40.45 | 40.45 | 40.45 | 40.45 | 40.45
DemandResponse | 0 | 0 | 0 | 0 | 0 | 0
IGCC-CCS | 0 | 0 | 0 | 0 | 0 | 0
WT_off | 0 | 0 | 0.01 | 0.01 | 0 | 0
PseudoUnit | 0 | 0 | 0 | 0 | 0 | 0
FixedInterchange | 0.04 | 0.04 | 0.04 | 0.04 | 0.04 | 0.04
Total Fuel Consumption by Reporting Type: Outside_EI
ReportingType | 2015 | 2020 | 2025 | 2030 | 2035 | 2040
BM | 0.58 | 1.44 | 0.11 | 3.92 | 4.79 | 4.96
CC | 2875.43 | 2955.87 | 3067.52 | 3422.89 | 3430.7 | 3283.17
CSP | 0 | 0 | 0 | 0 | 0 | 0
CT | 0 | 0.06 | 1.84 | 3.14 | 0.09 | 0.09
Coal | 4061.39 | 4173.93 | 4312.22 | 4328.55 | 4676.07 | 5015.05
Geo | 0.02 | 0.04 | 0.07 | 0.07 | 0.07 | 0.07
H | 0 | 0 | 0 | 0 | 0 | 0
LFG | 3.89 | 134.13 | 160.44 | 198.53 | 198.53 | 198.53
Nuc | 1190.09 | 1190.09 | 1190.09 | 1190.09 | 1539.09 | 2231.52
PS | 0 | 0 | 0 | 0 | 0 | 0
PV | 0 | 0 | 0 | 0 | 0 | 0
PeakG | 0.13 | 0.46 | 4.74 | 7.94 | 7.44 | 7.27
PeakO | 0 | 0 | 0 | 0 | 0 | 0
ST | 0 | 0.01 | 0.01 | 0.01 | 0.01 | 0.01
STOG | 44.38 | 57.74 | 72.54 | 72.21 | 64.28 | 59.33
STWD | 48.8 | 48.8 | 0.4 | 24.33 | 24.89 | 35.19
WT | 0.06 | 0.1 | 0.1 | 0.1 | 0.1 | 0.1
IGCC | 0 | 0 | 0 | 0 | 0 | 0
DemandResponse | 0 | 0 | 0 | 0 | 0 | 0
IGCC-CCS | 0 | 0 | 0 | 0 | 0 | 0
WT_off | 0 | 0 | 0 | 0 | 0 | 0
PseudoUnit | 0 | 0 | 0 | 0 | 0 | 0
FixedInterchange | 0 | 0 | 0 | 0 | 0 | 0
#5 | Annual Emmission Levels
SO2 Emissions (MMshortTons): Entergy
ReportingType | 2015 | 2020 | 2025 | 2030 | 2035 | 2040
BM | 0 | 0 | 0 | 0 | 0 | 0
CC | 0 | 0 | 0 | 0 | 0 | 0
CSP | 0 | 0 | 0 | 0 | 0 | 0
CT | 0 | 0 | 0 | 0 | 0 | 0
Coal | 0.38 | 0.09 | 0.16 | 0.17 | 0.24 | 0.25
Geo | 0 | 0 | 0 | 0 | 0 | 0
H | 0 | 0 | 0 | 0 | 0 | 0
LFG | 0 | 0 | 0 | 0 | 0 | 0
Nuc | 0 | 0 | 0 | 0 | 0 | 0
PS | 0 | 0 | 0 | 0 | 0 | 0
PV | 0 | 0 | 0 | 0 | 0 | 0
PeakG | 0 | 0 | 0 | 0 | 0 | 0
PeakO | 0 | 0 | 0 | 0 | 0 | 0
ST | 0 | 0 | 0 | 0 | 0 | 0
STOG | 0 | 0 | 0 | 0 | 0 | 0
STWD | 0 | 0 | 0 | 0 | 0 | 0
WT | 0 | 0 | 0 | 0 | 0 | 0
IGCC | 0 | 0 | 0 | 0 | 0 | 0
DemandResponse | 0 | 0 | 0 | 0 | 0 | 0
IGCC-CCS | 0 | 0 | 0 | 0 | 0 | 0
WT_off | 0 | 0 | 0 | 0 | 0 | 0
PseudoUnit | 0 | 0 | 0 | 0 | 0 | 0
FixedInterchange | 0 | 0 | 0 | 0 | 0 | 0
SO2 Emissions (MMshortTons): FRCC
ReportingType | 2015 | 2020 | 2025 | 2030 | 2035 | 2040
BM | 0 | 0 | 0 | 0 | 0 | 0
CC | 0 | 0 | 0 | 0 | 0 | 0
CSP | 0 | 0 | 0 | 0 | 0 | 0
CT | 0 | 0 | 0 | 0 | 0 | 0
Coal | 0.06 | 0.03 | 0.03 | 0.03 | 0.04 | 0.03
Geo | 0 | 0 | 0 | 0 | 0 | 0
H | 0 | 0 | 0 | 0 | 0 | 0
LFG | 0 | 0 | 0 | 0 | 0 | 0
Nuc | 0 | 0 | 0 | 0 | 0 | 0
PS | 0 | 0 | 0 | 0 | 0 | 0
PV | 0 | 0 | 0 | 0 | 0 | 0
PeakG | 0 | 0 | 0 | 0 | 0 | 0
PeakO | 0 | 0 | 0 | 0 | 0 | 0
ST | 0 | 0 | 0 | 0 | 0 | 0
STOG | 0 | 0 | 0 | 0 | 0 | 0
STWD | 0 | 0 | 0 | 0 | 0 | 0
WT | 0 | 0 | 0 | 0 | 0 | 0
IGCC | 0 | 0 | 0 | 0 | 0 | 0
DemandResponse | 0 | 0 | 0 | 0 | 0 | 0
IGCC-CCS | 0 | 0 | 0 | 0 | 0 | 0
WT_off | 0 | 0 | 0 | 0 | 0 | 0
PseudoUnit | 0 | 0 | 0 | 0 | 0 | 0
FixedInterchange | 0 | 0 | 0 | 0 | 0 | 0
SO2 Emissions (MMshortTons): MAPP_US
ReportingType | 2015 | 2020 | 2025 | 2030 | 2035 | 2040
BM | 0 | 0 | 0 | 0 | 0 | 0
CC | 0 | 0 | 0 | 0 | 0 | 0
CSP | 0 | 0 | 0 | 0 | 0 | 0
CT | 0 | 0 | 0 | 0 | 0 | 0
Coal | 0.04 | 0.01 | 0.01 | 0.01 | 0.01 | 0.01
Geo | 0 | 0 | 0 | 0 | 0 | 0
H | 0 | 0 | 0 | 0 | 0 | 0
LFG | 0 | 0 | 0 | 0 | 0 | 0
Nuc | 0 | 0 | 0 | 0 | 0 | 0
PS | 0 | 0 | 0 | 0 | 0 | 0
PV | 0 | 0 | 0 | 0 | 0 | 0
PeakG | 0 | 0 | 0 | 0 | 0 | 0
PeakO | 0 | 0 | 0 | 0 | 0 | 0
ST | 0 | 0 | 0 | 0 | 0 | 0
STOG | 0 | 0 | 0 | 0 | 0 | 0
STWD | 0 | 0 | 0 | 0 | 0 | 0
WT | 0 | 0 | 0 | 0 | 0 | 0
IGCC | 0 | 0 | 0 | 0 | 0 | 0
DemandResponse | 0 | 0 | 0 | 0 | 0 | 0
IGCC-CCS | 0 | 0 | 0 | 0 | 0 | 0
WT_off | 0 | 0 | 0 | 0 | 0 | 0
PseudoUnit | 0 | 0 | 0 | 0 | 0 | 0
FixedInterchange | 0 | 0 | 0 | 0 | 0 | 0
SO2 Emissions (MMshortTons): MISO_IN
ReportingType | 2015 | 2020 | 2025 | 2030 | 2035 | 2040
BM | 0 | 0 | 0 | 0 | 0 | 0
CC | 0 | 0 | 0 | 0 | 0 | 0
CSP | 0 | 0 | 0 | 0 | 0 | 0
CT | 0 | 0 | 0 | 0 | 0 | 0
Coal | 0.25 | 0.14 | 0.15 | 0.16 | 0.16 | 0.17
Geo | 0 | 0 | 0 | 0 | 0 | 0
H | 0 | 0 | 0 | 0 | 0 | 0
LFG | 0 | 0 | 0 | 0 | 0 | 0
Nuc | 0 | 0 | 0 | 0 | 0 | 0
PS | 0 | 0 | 0 | 0 | 0 | 0
PV | 0 | 0 | 0 | 0 | 0 | 0
PeakG | 0 | 0 | 0 | 0 | 0 | 0
PeakO | 0 | 0 | 0 | 0 | 0 | 0
ST | 0 | 0 | 0 | 0 | 0 | 0
STOG | 0 | 0 | 0 | 0 | 0 | 0
STWD | 0 | 0 | 0 | 0 | 0 | 0
WT | 0 | 0 | 0 | 0 | 0 | 0
IGCC | 0 | 0 | 0 | 0 | 0 | 0
DemandResponse | 0 | 0 | 0 | 0 | 0 | 0
IGCC-CCS | 0 | 0 | 0 | 0 | 0 | 0
WT_off | 0 | 0 | 0 | 0 | 0 | 0
PseudoUnit | 0 | 0 | 0 | 0 | 0 | 0
FixedInterchange | 0 | 0 | 0 | 0 | 0 | 0
SO2 Emissions (MMshortTons): MISO_MI
ReportingType | 2015 | 2020 | 2025 | 2030 | 2035 | 2040
BM | 0 | 0 | 0 | 0 | 0 | 0
CC | 0 | 0 | 0 | 0 | 0 | 0
CSP | 0 | 0 | 0 | 0 | 0 | 0
CT | 0 | 0 | 0 | 0 | 0 | 0
Coal | 0.24 | 0.03 | 0.03 | 0.04 | 0.04 | 0.06
Geo | 0 | 0 | 0 | 0 | 0 | 0
H | 0 | 0 | 0 | 0 | 0 | 0
LFG | 0 | 0 | 0 | 0 | 0 | 0
Nuc | 0 | 0 | 0 | 0 | 0 | 0
PS | 0 | 0 | 0 | 0 | 0 | 0
PV | 0 | 0 | 0 | 0 | 0 | 0
PeakG | 0 | 0 | 0 | 0 | 0 | 0
PeakO | 0 | 0 | 0 | 0 | 0 | 0
ST | 0 | 0 | 0 | 0 | 0 | 0
STOG | 0 | 0 | 0 | 0 | 0 | 0
STWD | 0 | 0 | 0 | 0 | 0 | 0
WT | 0 | 0 | 0 | 0 | 0 | 0
IGCC | 0 | 0 | 0 | 0 | 0 | 0
DemandResponse | 0 | 0 | 0 | 0 | 0 | 0
IGCC-CCS | 0 | 0 | 0 | 0 | 0 | 0
WT_off | 0 | 0 | 0 | 0 | 0 | 0
PseudoUnit | 0 | 0 | 0 | 0 | 0 | 0
FixedInterchange | 0 | 0 | 0 | 0 | 0 | 0
SO2 Emissions (MMshortTons): MISO_MO-IL
ReportingType | 2015 | 2020 | 2025 | 2030 | 2035 | 2040
BM | 0 | 0 | 0 | 0 | 0 | 0
CC | 0 | 0 | 0 | 0 | 0 | 0
CSP | 0 | 0 | 0 | 0 | 0 | 0
CT | 0 | 0 | 0 | 0 | 0 | 0
Coal | 0.48 | 0.16 | 0.22 | 0.28 | 0.29 | 0.3
Geo | 0 | 0 | 0 | 0 | 0 | 0
H | 0 | 0 | 0 | 0 | 0 | 0
LFG | 0 | 0 | 0 | 0 | 0 | 0
Nuc | 0 | 0 | 0 | 0 | 0 | 0
PS | 0 | 0 | 0 | 0 | 0 | 0
PV | 0 | 0 | 0 | 0 | 0 | 0
PeakG | 0 | 0 | 0 | 0 | 0 | 0
PeakO | 0 | 0 | 0 | 0 | 0 | 0
ST | 0 | 0 | 0 | 0 | 0 | 0
STOG | 0 | 0 | 0 | 0 | 0 | 0
STWD | 0 | 0 | 0 | 0 | 0 | 0
WT | 0 | 0 | 0 | 0 | 0 | 0
IGCC | 0 | 0 | 0 | 0 | 0 | 0
DemandResponse | 0 | 0 | 0 | 0 | 0 | 0
IGCC-CCS | 0 | 0 | 0 | 0 | 0 | 0
WT_off | 0 | 0 | 0 | 0 | 0 | 0
PseudoUnit | 0 | 0 | 0 | 0 | 0 | 0
FixedInterchange | 0 | 0 | 0 | 0 | 0 | 0
SO2 Emissions (MMshortTons): MISO_W
ReportingType | 2015 | 2020 | 2025 | 2030 | 2035 | 2040
BM | 0 | 0 | 0 | 0 | 0 | 0
CC | 0 | 0 | 0 | 0 | 0 | 0
CSP | 0 | 0 | 0 | 0 | 0 | 0
CT | 0 | 0 | 0 | 0 | 0 | 0
Coal | 0.24 | 0.06 | 0.06 | 0.06 | 0.06 | 0.08
Geo | 0 | 0 | 0 | 0 | 0 | 0
H | 0 | 0 | 0 | 0 | 0 | 0
LFG | 0 | 0 | 0 | 0 | 0 | 0
Nuc | 0 | 0 | 0 | 0 | 0 | 0
PS | 0 | 0 | 0 | 0 | 0 | 0
PV | 0 | 0 | 0 | 0 | 0 | 0
PeakG | 0 | 0 | 0 | 0 | 0 | 0
PeakO | 0 | 0 | 0 | 0 | 0 | 0
ST | 0 | 0 | 0 | 0 | 0 | 0
STOG | 0 | 0 | 0 | 0 | 0 | 0
STWD | 0 | 0 | 0 | 0 | 0 | 0
WT | 0 | 0 | 0 | 0 | 0 | 0
IGCC | 0 | 0 | 0 | 0 | 0 | 0
DemandResponse | 0 | 0 | 0 | 0 | 0 | 0
IGCC-CCS | 0 | 0 | 0 | 0 | 0 | 0
WT_off | 0 | 0 | 0 | 0 | 0 | 0
PseudoUnit | 0 | 0 | 0 | 0 | 0 | 0
FixedInterchange | 0 | 0 | 0 | 0 | 0 | 0
SO2 Emissions (MMshortTons): MISO_WUMS
ReportingType | 2015 | 2020 | 2025 | 2030 | 2035 | 2040
BM | 0 | 0 | 0 | 0 | 0 | 0
CC | 0 | 0 | 0 | 0 | 0 | 0
CSP | 0 | 0 | 0 | 0 | 0 | 0
CT | 0 | 0 | 0 | 0 | 0 | 0
Coal | 0.03 | 0.01 | 0.01 | 0.02 | 0.02 | 0.02
Geo | 0 | 0 | 0 | 0 | 0 | 0
H | 0 | 0 | 0 | 0 | 0 | 0
LFG | 0 | 0 | 0 | 0 | 0 | 0
Nuc | 0 | 0 | 0 | 0 | 0 | 0
PS | 0 | 0 | 0 | 0 | 0 | 0
PV | 0 | 0 | 0 | 0 | 0 | 0
PeakG | 0 | 0 | 0 | 0 | 0 | 0
PeakO | 0 | 0 | 0 | 0 | 0 | 0
ST | 0 | 0 | 0 | 0 | 0 | 0
STOG | 0 | 0 | 0 | 0 | 0 | 0
STWD | 0 | 0 | 0 | 0 | 0 | 0
WT | 0 | 0 | 0 | 0 | 0 | 0
IGCC | 0 | 0 | 0 | 0 | 0 | 0
DemandResponse | 0 | 0 | 0 | 0 | 0 | 0
IGCC-CCS | 0 | 0 | 0 | 0 | 0 | 0
WT_off | 0 | 0 | 0 | 0 | 0 | 0
PseudoUnit | 0 | 0 | 0 | 0 | 0 | 0
FixedInterchange | 0 | 0 | 0 | 0 | 0 | 0
SO2 Emissions (MMshortTons): Nebraska
ReportingType | 2015 | 2020 | 2025 | 2030 | 2035 | 2040
BM | 0 | 0 | 0 | 0 | 0 | 0
CC | 0 | 0 | 0 | 0 | 0 | 0
CSP | 0 | 0 | 0 | 0 | 0 | 0
CT | 0 | 0 | 0 | 0 | 0 | 0
Coal | 0.1 | 0.02 | 0.02 | 0.02 | 0.02 | 0.02
Geo | 0 | 0 | 0 | 0 | 0 | 0
H | 0 | 0 | 0 | 0 | 0 | 0
LFG | 0 | 0 | 0 | 0 | 0 | 0
Nuc | 0 | 0 | 0 | 0 | 0 | 0
PS | 0 | 0 | 0 | 0 | 0 | 0
PV | 0 | 0 | 0 | 0 | 0 | 0
PeakG | 0 | 0 | 0 | 0 | 0 | 0
PeakO | 0 | 0 | 0 | 0 | 0 | 0
ST | 0 | 0 | 0 | 0 | 0 | 0
STOG | 0 | 0 | 0 | 0 | 0 | 0
STWD | 0 | 0 | 0 | 0 | 0 | 0
WT | 0 | 0 | 0 | 0 | 0 | 0
IGCC | 0 | 0 | 0 | 0 | 0 | 0
DemandResponse | 0 | 0 | 0 | 0 | 0 | 0
IGCC-CCS | 0 | 0 | 0 | 0 | 0 | 0
WT_off | 0 | 0 | 0 | 0 | 0 | 0
PseudoUnit | 0 | 0 | 0 | 0 | 0 | 0
FixedInterchange | 0 | 0 | 0 | 0 | 0 | 0
SO2 Emissions (MMshortTons): NEISO
ReportingType | 2015 | 2020 | 2025 | 2030 | 2035 | 2040
BM | 0 | 0 | 0 | 0 | 0 | 0
CC | 0 | 0 | 0 | 0 | 0 | 0
CSP | 0 | 0 | 0 | 0 | 0 | 0
CT | 0 | 0 | 0 | 0 | 0 | 0
Coal | 0 | 0 | 0 | 0 | 0 | 0
Geo | 0 | 0 | 0 | 0 | 0 | 0
H | 0 | 0 | 0 | 0 | 0 | 0
LFG | 0 | 0 | 0 | 0 | 0 | 0
Nuc | 0 | 0 | 0 | 0 | 0 | 0
PS | 0 | 0 | 0 | 0 | 0 | 0
PV | 0 | 0 | 0 | 0 | 0 | 0
PeakG | 0 | 0 | 0 | 0 | 0 | 0
PeakO | 0 | 0 | 0 | 0 | 0 | 0
ST | 0 | 0 | 0 | 0 | 0 | 0
STOG | 0 | 0 | 0 | 0 | 0 | 0
STWD | 0 | 0 | 0 | 0 | 0 | 0
WT | 0 | 0 | 0 | 0 | 0 | 0
IGCC | 0 | 0 | 0 | 0 | 0 | 0
DemandResponse | 0 | 0 | 0 | 0 | 0 | 0
IGCC-CCS | 0 | 0 | 0 | 0 | 0 | 0
WT_off | 0 | 0 | 0 | 0 | 0 | 0
PseudoUnit | 0 | 0 | 0 | 0 | 0 | 0
FixedInterchange | 0 | 0 | 0 | 0 | 0 | 0
SO2 Emissions (MMshortTons): NonRTO_Midwest
ReportingType | 2015 | 2020 | 2025 | 2030 | 2035 | 2040
BM | 0 | 0 | 0 | 0 | 0 | 0
CC | 0 | 0 | 0 | 0 | 0 | 0
CSP | 0 | 0 | 0 | 0 | 0 | 0
CT | 0 | 0 | 0 | 0 | 0 | 0
Coal | 0.16 | 0.09 | 0.1 | 0.11 | 0.12 | 0.13
Geo | 0 | 0 | 0 | 0 | 0 | 0
H | 0 | 0 | 0 | 0 | 0 | 0
LFG | 0 | 0 | 0 | 0 | 0 | 0
Nuc | 0 | 0 | 0 | 0 | 0 | 0
PS | 0 | 0 | 0 | 0 | 0 | 0
PV | 0 | 0 | 0 | 0 | 0 | 0
PeakG | 0 | 0 | 0 | 0 | 0 | 0
PeakO | 0 | 0 | 0 | 0 | 0 | 0
ST | 0 | 0 | 0 | 0 | 0 | 0
STOG | 0 | 0 | 0 | 0 | 0 | 0
STWD | 0 | 0 | 0 | 0 | 0 | 0
WT | 0 | 0 | 0 | 0 | 0 | 0
IGCC | 0 | 0 | 0 | 0 | 0 | 0
DemandResponse | 0 | 0 | 0 | 0 | 0 | 0
IGCC-CCS | 0 | 0 | 0 | 0 | 0 | 0
WT_off | 0 | 0 | 0 | 0 | 0 | 0
PseudoUnit | 0 | 0 | 0 | 0 | 0 | 0
FixedInterchange | 0 | 0 | 0 | 0 | 0 | 0
SO2 Emissions (MMshortTons): NYISO_A-F
ReportingType | 2015 | 2020 | 2025 | 2030 | 2035 | 2040
BM | 0 | 0 | 0 | 0 | 0 | 0
CC | 0 | 0 | 0 | 0 | 0 | 0
CSP | 0 | 0 | 0 | 0 | 0 | 0
CT | 0 | 0 | 0 | 0 | 0 | 0
Coal | 0 | 0 | 0 | 0 | 0 | 0
Geo | 0 | 0 | 0 | 0 | 0 | 0
H | 0 | 0 | 0 | 0 | 0 | 0
LFG | 0 | 0 | 0 | 0 | 0 | 0
Nuc | 0 | 0 | 0 | 0 | 0 | 0
PS | 0 | 0 | 0 | 0 | 0 | 0
PV | 0 | 0 | 0 | 0 | 0 | 0
PeakG | 0 | 0 | 0 | 0 | 0 | 0
PeakO | 0 | 0 | 0 | 0 | 0 | 0
ST | 0 | 0 | 0 | 0 | 0 | 0
STOG | 0 | 0 | 0 | 0 | 0 | 0
STWD | 0 | 0 | 0 | 0 | 0 | 0
WT | 0 | 0 | 0 | 0 | 0 | 0
IGCC | 0 | 0 | 0 | 0 | 0 | 0
DemandResponse | 0 | 0 | 0 | 0 | 0 | 0
IGCC-CCS | 0 | 0 | 0 | 0 | 0 | 0
WT_off | 0 | 0 | 0 | 0 | 0 | 0
PseudoUnit | 0 | 0 | 0 | 0 | 0 | 0
FixedInterchange | 0 | 0 | 0 | 0 | 0 | 0
SO2 Emissions (MMshortTons): NYISO_G-I
ReportingType | 2015 | 2020 | 2025 | 2030 | 2035 | 2040
BM | 0 | 0 | 0 | 0 | 0 | 0
CC | 0 | 0 | 0 | 0 | 0 | 0
CSP | 0 | 0 | 0 | 0 | 0 | 0
CT | 0 | 0 | 0 | 0 | 0 | 0
Coal | 0 | 0 | 0 | 0 | 0 | 0
Geo | 0 | 0 | 0 | 0 | 0 | 0
H | 0 | 0 | 0 | 0 | 0 | 0
LFG | 0 | 0 | 0 | 0 | 0 | 0
Nuc | 0 | 0 | 0 | 0 | 0 | 0
PS | 0 | 0 | 0 | 0 | 0 | 0
PV | 0 | 0 | 0 | 0 | 0 | 0
PeakG | 0 | 0 | 0 | 0 | 0 | 0
PeakO | 0 | 0 | 0 | 0 | 0 | 0
ST | 0 | 0 | 0 | 0 | 0 | 0
STOG | 0 | 0 | 0 | 0 | 0 | 0
STWD | 0 | 0 | 0 | 0 | 0 | 0
WT | 0 | 0 | 0 | 0 | 0 | 0
IGCC | 0 | 0 | 0 | 0 | 0 | 0
DemandResponse | 0 | 0 | 0 | 0 | 0 | 0
IGCC-CCS | 0 | 0 | 0 | 0 | 0 | 0
WT_off | 0 | 0 | 0 | 0 | 0 | 0
PseudoUnit | 0 | 0 | 0 | 0 | 0 | 0
FixedInterchange | 0 | 0 | 0 | 0 | 0 | 0
SO2 Emissions (MMshortTons): NYISO_J-K
ReportingType | 2015 | 2020 | 2025 | 2030 | 2035 | 2040
BM | 0 | 0 | 0 | 0 | 0 | 0
CC | 0 | 0 | 0 | 0 | 0 | 0
CSP | 0 | 0 | 0 | 0 | 0 | 0
CT | 0 | 0 | 0 | 0 | 0 | 0
Coal | 0 | 0 | 0 | 0 | 0 | 0
Geo | 0 | 0 | 0 | 0 | 0 | 0
H | 0 | 0 | 0 | 0 | 0 | 0
LFG | 0 | 0 | 0 | 0 | 0 | 0
Nuc | 0 | 0 | 0 | 0 | 0 | 0
PS | 0 | 0 | 0 | 0 | 0 | 0
PV | 0 | 0 | 0 | 0 | 0 | 0
PeakG | 0 | 0 | 0 | 0 | 0 | 0
PeakO | 0 | 0 | 0 | 0 | 0 | 0
ST | 0 | 0 | 0 | 0 | 0 | 0
STOG | 0 | 0 | 0 | 0 | 0 | 0
STWD | 0 | 0 | 0 | 0 | 0 | 0
WT | 0 | 0 | 0 | 0 | 0 | 0
IGCC | 0 | 0 | 0 | 0 | 0 | 0
DemandResponse | 0 | 0 | 0 | 0 | 0 | 0
IGCC-CCS | 0 | 0 | 0 | 0 | 0 | 0
WT_off | 0 | 0 | 0 | 0 | 0 | 0
PseudoUnit | 0 | 0 | 0 | 0 | 0 | 0
FixedInterchange | 0 | 0 | 0 | 0 | 0 | 0
SO2 Emissions (MMshortTons): PJM_E
ReportingType | 2015 | 2020 | 2025 | 2030 | 2035 | 2040
BM | 0 | 0 | 0 | 0 | 0 | 0
CC | 0 | 0 | 0 | 0 | 0 | 0
CSP | 0 | 0 | 0 | 0 | 0 | 0
CT | 0 | 0 | 0 | 0 | 0 | 0
Coal | 0 | 0 | 0 | 0 | 0 | 0
Geo | 0 | 0 | 0 | 0 | 0 | 0
H | 0 | 0 | 0 | 0 | 0 | 0
LFG | 0 | 0 | 0 | 0 | 0 | 0
Nuc | 0 | 0 | 0 | 0 | 0 | 0
PS | 0 | 0 | 0 | 0 | 0 | 0
PV | 0 | 0 | 0 | 0 | 0 | 0
PeakG | 0 | 0 | 0 | 0 | 0 | 0
PeakO | 0 | 0 | 0 | 0 | 0 | 0
ST | 0 | 0 | 0 | 0 | 0 | 0
STOG | 0 | 0 | 0 | 0 | 0 | 0
STWD | 0 | 0 | 0 | 0 | 0 | 0
WT | 0 | 0 | 0 | 0 | 0 | 0
IGCC | 0 | 0 | 0 | 0 | 0 | 0
DemandResponse | 0 | 0 | 0 | 0 | 0 | 0
IGCC-CCS | 0 | 0 | 0 | 0 | 0 | 0
WT_off | 0 | 0 | 0 | 0 | 0 | 0
PseudoUnit | 0 | 0 | 0 | 0 | 0 | 0
FixedInterchange | 0 | 0 | 0 | 0 | 0 | 0
SO2 Emissions (MMshortTons): PJM_ROM
ReportingType | 2015 | 2020 | 2025 | 2030 | 2035 | 2040
BM | 0 | 0 | 0 | 0 | 0 | 0
CC | 0 | 0 | 0 | 0 | 0 | 0
CSP | 0 | 0 | 0 | 0 | 0 | 0
CT | 0 | 0 | 0 | 0 | 0 | 0
Coal | 0.14 | 0.05 | 0.06 | 0.06 | 0.06 | 0.06
Geo | 0 | 0 | 0 | 0 | 0 | 0
H | 0 | 0 | 0 | 0 | 0 | 0
LFG | 0 | 0 | 0 | 0 | 0 | 0
Nuc | 0 | 0 | 0 | 0 | 0 | 0
PS | 0 | 0 | 0 | 0 | 0 | 0
PV | 0 | 0 | 0 | 0 | 0 | 0
PeakG | 0 | 0 | 0 | 0 | 0 | 0
PeakO | 0 | 0 | 0 | 0 | 0 | 0
ST | 0 | 0 | 0 | 0 | 0 | 0
STOG | 0 | 0 | 0 | 0 | 0 | 0
STWD | 0 | 0 | 0 | 0 | 0 | 0
WT | 0 | 0 | 0 | 0 | 0 | 0
IGCC | 0 | 0 | 0 | 0 | 0 | 0
DemandResponse | 0 | 0 | 0 | 0 | 0 | 0
IGCC-CCS | 0 | 0 | 0 | 0 | 0 | 0
WT_off | 0 | 0 | 0 | 0 | 0 | 0
PseudoUnit | 0 | 0 | 0 | 0 | 0 | 0
FixedInterchange | 0 | 0 | 0 | 0 | 0 | 0
SO2 Emissions (MMshortTons): PJM_ROR
ReportingType | 2015 | 2020 | 2025 | 2030 | 2035 | 2040
BM | 0 | 0 | 0 | 0 | 0 | 0
CC | 0 | 0 | 0 | 0 | 0 | 0
CSP | 0 | 0 | 0 | 0 | 0 | 0
CT | 0 | 0 | 0 | 0 | 0 | 0
Coal | 1.27 | 0.36 | 0.39 | 0.39 | 0.39 | 0.38
Geo | 0 | 0 | 0 | 0 | 0 | 0
H | 0 | 0 | 0 | 0 | 0 | 0
LFG | 0 | 0 | 0 | 0 | 0 | 0
Nuc | 0 | 0 | 0 | 0 | 0 | 0
PS | 0 | 0 | 0 | 0 | 0 | 0
PV | 0 | 0 | 0 | 0 | 0 | 0
PeakG | 0 | 0 | 0 | 0 | 0 | 0
PeakO | 0 | 0 | 0 | 0 | 0 | 0
ST | 0 | 0 | 0 | 0 | 0 | 0
STOG | 0 | 0 | 0 | 0 | 0 | 0
STWD | 0 | 0 | 0 | 0 | 0 | 0
WT | 0 | 0 | 0 | 0 | 0 | 0
IGCC | 0 | 0 | 0 | 0 | 0 | 0
DemandResponse | 0 | 0 | 0 | 0 | 0 | 0
IGCC-CCS | 0 | 0 | 0 | 0 | 0 | 0
WT_off | 0 | 0 | 0 | 0 | 0 | 0
PseudoUnit | 0 | 0 | 0 | 0 | 0 | 0
FixedInterchange | 0 | 0 | 0 | 0 | 0 | 0
SO2 Emissions (MMshortTons): SOCO
ReportingType | 2015 | 2020 | 2025 | 2030 | 2035 | 2040
BM | 0 | 0 | 0 | 0 | 0 | 0
CC | 0 | 0 | 0 | 0 | 0 | 0
CSP | 0 | 0 | 0 | 0 | 0 | 0
CT | 0 | 0 | 0 | 0 | 0 | 0
Coal | 0.39 | 0.19 | 0.23 | 0.2 | 0.12 | 0.13
Geo | 0 | 0 | 0 | 0 | 0 | 0
H | 0 | 0 | 0 | 0 | 0 | 0
LFG | 0 | 0 | 0 | 0 | 0 | 0
Nuc | 0 | 0 | 0 | 0 | 0 | 0
PS | 0 | 0 | 0 | 0 | 0 | 0
PV | 0 | 0 | 0 | 0 | 0 | 0
PeakG | 0 | 0 | 0 | 0 | 0 | 0
PeakO | 0 | 0 | 0 | 0 | 0 | 0
ST | 0 | 0 | 0 | 0 | 0 | 0
STOG | 0 | 0 | 0 | 0 | 0 | 0
STWD | 0 | 0 | 0 | 0 | 0 | 0
WT | 0 | 0 | 0 | 0 | 0 | 0
IGCC | 0 | 0 | 0 | 0 | 0 | 0
DemandResponse | 0 | 0 | 0 | 0 | 0 | 0
IGCC-CCS | 0 | 0 | 0 | 0 | 0 | 0
WT_off | 0 | 0 | 0 | 0 | 0 | 0
PseudoUnit | 0 | 0 | 0 | 0 | 0 | 0
FixedInterchange | 0 | 0 | 0 | 0 | 0 | 0
SO2 Emissions (MMshortTons): SPP_N
ReportingType | 2015 | 2020 | 2025 | 2030 | 2035 | 2040
BM | 0 | 0 | 0 | 0 | 0 | 0
CC | 0 | 0 | 0 | 0 | 0 | 0
CSP | 0 | 0 | 0 | 0 | 0 | 0
CT | 0 | 0 | 0 | 0 | 0 | 0
Coal | 0.08 | 0.04 | 0.04 | 0.04 | 0.04 | 0.04
Geo | 0 | 0 | 0 | 0 | 0 | 0
H | 0 | 0 | 0 | 0 | 0 | 0
LFG | 0 | 0 | 0 | 0 | 0 | 0
Nuc | 0 | 0 | 0 | 0 | 0 | 0
PS | 0 | 0 | 0 | 0 | 0 | 0
PV | 0 | 0 | 0 | 0 | 0 | 0
PeakG | 0 | 0 | 0 | 0 | 0 | 0
PeakO | 0 | 0 | 0 | 0 | 0 | 0
ST | 0 | 0 | 0 | 0 | 0 | 0
STOG | 0 | 0 | 0 | 0 | 0 | 0
STWD | 0 | 0 | 0 | 0 | 0 | 0
WT | 0 | 0 | 0 | 0 | 0 | 0
IGCC | 0 | 0 | 0 | 0 | 0 | 0
DemandResponse | 0 | 0 | 0 | 0 | 0 | 0
IGCC-CCS | 0 | 0 | 0 | 0 | 0 | 0
WT_off | 0 | 0 | 0 | 0 | 0 | 0
PseudoUnit | 0 | 0 | 0 | 0 | 0 | 0
FixedInterchange | 0 | 0 | 0 | 0 | 0 | 0
SO2 Emissions (MMshortTons): SPP_S
ReportingType | 2015 | 2020 | 2025 | 2030 | 2035 | 2040
BM | 0 | 0 | 0 | 0 | 0 | 0
CC | 0 | 0 | 0 | 0 | 0 | 0
CSP | 0 | 0 | 0 | 0 | 0 | 0
CT | 0 | 0 | 0 | 0 | 0 | 0
Coal | 0.29 | 0.1 | 0.14 | 0.15 | 0.15 | 0.15
Geo | 0 | 0 | 0 | 0 | 0 | 0
H | 0 | 0 | 0 | 0 | 0 | 0
LFG | 0 | 0 | 0 | 0 | 0 | 0
Nuc | 0 | 0 | 0 | 0 | 0 | 0
PS | 0 | 0 | 0 | 0 | 0 | 0
PV | 0 | 0 | 0 | 0 | 0 | 0
PeakG | 0 | 0 | 0 | 0 | 0 | 0
PeakO | 0 | 0 | 0 | 0 | 0 | 0
ST | 0 | 0 | 0 | 0 | 0 | 0
STOG | 0 | 0 | 0 | 0 | 0 | 0
STWD | 0 | 0 | 0 | 0 | 0 | 0
WT | 0 | 0 | 0 | 0 | 0 | 0
IGCC | 0 | 0 | 0 | 0 | 0 | 0
DemandResponse | 0 | 0 | 0 | 0 | 0 | 0
IGCC-CCS | 0 | 0 | 0 | 0 | 0 | 0
WT_off | 0 | 0 | 0 | 0 | 0 | 0
PseudoUnit | 0 | 0 | 0 | 0 | 0 | 0
FixedInterchange | 0 | 0 | 0 | 0 | 0 | 0
SO2 Emissions (MMshortTons): TVA
ReportingType | 2015 | 2020 | 2025 | 2030 | 2035 | 2040
BM | 0 | 0 | 0 | 0 | 0 | 0
CC | 0 | 0 | 0 | 0 | 0 | 0
CSP | 0 | 0 | 0 | 0 | 0 | 0
CT | 0 | 0 | 0 | 0 | 0 | 0
Coal | 0.23 | 0.27 | 0.3 | 0.29 | 0.3 | 0.32
Geo | 0 | 0 | 0 | 0 | 0 | 0
H | 0 | 0 | 0 | 0 | 0 | 0
LFG | 0 | 0 | 0 | 0 | 0 | 0
Nuc | 0 | 0 | 0 | 0 | 0 | 0
PS | 0 | 0 | 0 | 0 | 0 | 0
PV | 0 | 0 | 0 | 0 | 0 | 0
PeakG | 0 | 0 | 0 | 0 | 0 | 0
PeakO | 0 | 0 | 0 | 0 | 0 | 0
ST | 0 | 0 | 0 | 0 | 0 | 0
STOG | 0 | 0 | 0 | 0 | 0 | 0
STWD | 0 | 0 | 0 | 0 | 0 | 0
WT | 0 | 0 | 0 | 0 | 0 | 0
IGCC | 0 | 0 | 0 | 0 | 0 | 0
DemandResponse | 0 | 0 | 0 | 0 | 0 | 0
IGCC-CCS | 0 | 0 | 0 | 0 | 0 | 0
WT_off | 0 | 0 | 0 | 0 | 0 | 0
PseudoUnit | 0 | 0 | 0 | 0 | 0 | 0
FixedInterchange | 0 | 0 | 0 | 0 | 0 | 0
SO2 Emissions (MMshortTons): TVA_Transmission
ReportingType | 2015 | 2020 | 2025 | 2030 | 2035 | 2040
BM | 0 | 0 | 0 | 0 | 0 | 0
CC | 0 | 0 | 0 | 0 | 0 | 0
CSP | 0 | 0 | 0 | 0 | 0 | 0
CT | 0 | 0 | 0 | 0 | 0 | 0
Coal | 0 | 0 | 0 | 0 | 0 | 0
Geo | 0 | 0 | 0 | 0 | 0 | 0
H | 0 | 0 | 0 | 0 | 0 | 0
LFG | 0 | 0 | 0 | 0 | 0 | 0
Nuc | 0 | 0 | 0 | 0 | 0 | 0
PS | 0 | 0 | 0 | 0 | 0 | 0
PV | 0 | 0 | 0 | 0 | 0 | 0
PeakG | 0 | 0 | 0 | 0 | 0 | 0
PeakO | 0 | 0 | 0 | 0 | 0 | 0
ST | 0 | 0 | 0 | 0 | 0 | 0
STOG | 0 | 0 | 0 | 0 | 0 | 0
STWD | 0 | 0 | 0 | 0 | 0 | 0
WT | 0 | 0 | 0 | 0 | 0 | 0
IGCC | 0 | 0 | 0 | 0 | 0 | 0
DemandResponse | 0 | 0 | 0 | 0 | 0 | 0
IGCC-CCS | 0 | 0 | 0 | 0 | 0 | 0
WT_off | 0 | 0 | 0 | 0 | 0 | 0
PseudoUnit | 0 | 0 | 0 | 0 | 0 | 0
FixedInterchange | 0 | 0 | 0 | 0 | 0 | 0
SO2 Emissions (MMshortTons): VACAR
ReportingType | 2015 | 2020 | 2025 | 2030 | 2035 | 2040
BM | 0 | 0 | 0 | 0 | 0 | 0
CC | 0 | 0 | 0 | 0 | 0 | 0
CSP | 0 | 0 | 0 | 0 | 0 | 0
CT | 0 | 0 | 0 | 0 | 0 | 0
Coal | 0.16 | 0.04 | 0.06 | 0.06 | 0.07 | 0.08
Geo | 0 | 0 | 0 | 0 | 0 | 0
H | 0 | 0 | 0 | 0 | 0 | 0
LFG | 0 | 0 | 0 | 0 | 0 | 0
Nuc | 0 | 0 | 0 | 0 | 0 | 0
PS | 0 | 0 | 0 | 0 | 0 | 0
PV | 0 | 0 | 0 | 0 | 0 | 0
PeakG | 0 | 0 | 0 | 0 | 0 | 0
PeakO | 0 | 0 | 0 | 0 | 0 | 0
ST | 0 | 0 | 0 | 0 | 0 | 0
STOG | 0 | 0 | 0 | 0 | 0 | 0
STWD | 0 | 0 | 0 | 0 | 0 | 0
WT | 0 | 0 | 0 | 0 | 0 | 0
IGCC | 0 | 0 | 0 | 0 | 0 | 0
DemandResponse | 0 | 0 | 0 | 0 | 0 | 0
IGCC-CCS | 0 | 0 | 0 | 0 | 0 | 0
WT_off | 0 | 0 | 0 | 0 | 0 | 0
PseudoUnit | 0 | 0 | 0 | 0 | 0 | 0
FixedInterchange | 0 | 0 | 0 | 0 | 0 | 0
SO2 Emissions (MMshortTons): IESO
ReportingType | 2015 | 2020 | 2025 | 2030 | 2035 | 2040
BM | 0 | 0 | 0 | 0 | 0 | 0
CC | 0 | 0 | 0 | 0 | 0 | 0
CSP | 0 | 0 | 0 | 0 | 0 | 0
CT | 0 | 0 | 0 | 0 | 0 | 0
Coal | 0 | 0 | 0 | 0 | 0 | 0
Geo | 0 | 0 | 0 | 0 | 0 | 0
H | 0 | 0 | 0 | 0 | 0 | 0
LFG | 0 | 0 | 0 | 0 | 0 | 0
Nuc | 0 | 0 | 0 | 0 | 0 | 0
PS | 0 | 0 | 0 | 0 | 0 | 0
PV | 0 | 0 | 0 | 0 | 0 | 0
PeakG | 0 | 0 | 0 | 0 | 0 | 0
PeakO | 0 | 0 | 0 | 0 | 0 | 0
ST | 0 | 0 | 0 | 0 | 0 | 0
STOG | 0 | 0 | 0 | 0 | 0 | 0
STWD | 0 | 0 | 0 | 0 | 0 | 0
WT | 0 | 0 | 0 | 0 | 0 | 0
IGCC | 0 | 0 | 0 | 0 | 0 | 0
DemandResponse | 0 | 0 | 0 | 0 | 0 | 0
IGCC-CCS | 0 | 0 | 0 | 0 | 0 | 0
WT_off | 0 | 0 | 0 | 0 | 0 | 0
PseudoUnit | 0 | 0 | 0 | 0 | 0 | 0
FixedInterchange | 0 | 0 | 0 | 0 | 0 | 0
SO2 Emissions (MMshortTons): MAPP_CA
ReportingType | 2015 | 2020 | 2025 | 2030 | 2035 | 2040
BM | 0 | 0 | 0 | 0 | 0 | 0
CC | 0 | 0 | 0 | 0 | 0 | 0
CSP | 0 | 0 | 0 | 0 | 0 | 0
CT | 0 | 0 | 0 | 0 | 0 | 0
Coal | 0 | 0.01 | 0.02 | 0 | 0 | 0
Geo | 0 | 0 | 0 | 0 | 0 | 0
H | 0 | 0 | 0 | 0 | 0 | 0
LFG | 0 | 0 | 0 | 0 | 0 | 0
Nuc | 0 | 0 | 0 | 0 | 0 | 0
PS | 0 | 0 | 0 | 0 | 0 | 0
PV | 0 | 0 | 0 | 0 | 0 | 0
PeakG | 0 | 0 | 0 | 0 | 0 | 0
PeakO | 0 | 0 | 0 | 0 | 0 | 0
ST | 0 | 0 | 0 | 0 | 0 | 0
STOG | 0 | 0 | 0 | 0 | 0 | 0
STWD | 0 | 0 | 0 | 0 | 0 | 0
WT | 0 | 0 | 0 | 0 | 0 | 0
IGCC | 0 | 0 | 0 | 0 | 0 | 0
DemandResponse | 0 | 0 | 0 | 0 | 0 | 0
IGCC-CCS | 0 | 0 | 0 | 0 | 0 | 0
WT_off | 0 | 0 | 0 | 0 | 0 | 0
PseudoUnit | 0 | 0 | 0 | 0 | 0 | 0
FixedInterchange | 0 | 0 | 0 | 0 | 0 | 0
SO2 Emissions (MMshortTons): AZ_NM_SNV_Coal
ReportingType | 2015 | 2020 | 2025 | 2030 | 2035 | 2040
BM | 0 | 0 | 0 | 0 | 0 | 0
CC | 0 | 0 | 0 | 0 | 0 | 0
CSP | 0 | 0 | 0 | 0 | 0 | 0
CT | 0 | 0 | 0 | 0 | 0 | 0
Coal | 0.03 | 0.02 | 0.02 | 0.02 | 0.03 | 0.03
Geo | 0 | 0 | 0 | 0 | 0 | 0
H | 0 | 0 | 0 | 0 | 0 | 0
LFG | 0 | 0 | 0 | 0 | 0 | 0
Nuc | 0 | 0 | 0 | 0 | 0 | 0
PS | 0 | 0 | 0 | 0 | 0 | 0
PV | 0 | 0 | 0 | 0 | 0 | 0
PeakG | 0 | 0 | 0 | 0 | 0 | 0
PeakO | 0 | 0 | 0 | 0 | 0 | 0
ST | 0 | 0 | 0 | 0 | 0 | 0
STOG | 0 | 0 | 0 | 0 | 0 | 0
STWD | 0 | 0 | 0 | 0 | 0 | 0
WT | 0 | 0 | 0 | 0 | 0 | 0
IGCC | 0 | 0 | 0 | 0 | 0 | 0
DemandResponse | 0 | 0 | 0 | 0 | 0 | 0
IGCC-CCS | 0 | 0 | 0 | 0 | 0 | 0
WT_off | 0 | 0 | 0 | 0 | 0 | 0
PseudoUnit | 0 | 0 | 0 | 0 | 0 | 0
FixedInterchange | 0 | 0 | 0 | 0 | 0 | 0
SO2 Emissions (MMshortTons): AZ_NM_SNV_Gas
ReportingType | 2015 | 2020 | 2025 | 2030 | 2035 | 2040
BM | 0 | 0 | 0 | 0 | 0 | 0
CC | 0 | 0 | 0 | 0 | 0 | 0
CSP | 0 | 0 | 0 | 0 | 0 | 0
CT | 0 | 0 | 0 | 0 | 0 | 0
Coal | 0 | 0 | 0 | 0 | 0 | 0
Geo | 0 | 0 | 0 | 0 | 0 | 0
H | 0 | 0 | 0 | 0 | 0 | 0
LFG | 0 | 0 | 0 | 0 | 0 | 0
Nuc | 0 | 0 | 0 | 0 | 0 | 0
PS | 0 | 0 | 0 | 0 | 0 | 0
PV | 0 | 0 | 0 | 0 | 0 | 0
PeakG | 0 | 0 | 0 | 0 | 0 | 0
PeakO | 0 | 0 | 0 | 0 | 0 | 0
ST | 0 | 0 | 0 | 0 | 0 | 0
STOG | 0 | 0 | 0 | 0 | 0 | 0
STWD | 0 | 0 | 0 | 0 | 0 | 0
WT | 0 | 0 | 0 | 0 | 0 | 0
IGCC | 0 | 0 | 0 | 0 | 0 | 0
DemandResponse | 0 | 0 | 0 | 0 | 0 | 0
IGCC-CCS | 0 | 0 | 0 | 0 | 0 | 0
WT_off | 0 | 0 | 0 | 0 | 0 | 0
PseudoUnit | 0 | 0 | 0 | 0 | 0 | 0
FixedInterchange | 0 | 0 | 0 | 0 | 0 | 0
SO2 Emissions (MMshortTons): AZ_NM_SNV_NucRenew
ReportingType | 2015 | 2020 | 2025 | 2030 | 2035 | 2040
BM | 0 | 0 | 0 | 0 | 0 | 0
CC | 0 | 0 | 0 | 0 | 0 | 0
CSP | 0 | 0 | 0 | 0 | 0 | 0
CT | 0 | 0 | 0 | 0 | 0 | 0
Coal | 0 | 0 | 0 | 0 | 0 | 0
Geo | 0 | 0 | 0 | 0 | 0 | 0
H | 0 | 0 | 0 | 0 | 0 | 0
LFG | 0 | 0 | 0 | 0 | 0 | 0
Nuc | 0 | 0 | 0 | 0 | 0 | 0
PS | 0 | 0 | 0 | 0 | 0 | 0
PV | 0 | 0 | 0 | 0 | 0 | 0
PeakG | 0 | 0 | 0 | 0 | 0 | 0
PeakO | 0 | 0 | 0 | 0 | 0 | 0
ST | 0 | 0 | 0 | 0 | 0 | 0
STOG | 0 | 0 | 0 | 0 | 0 | 0
STWD | 0 | 0 | 0 | 0 | 0 | 0
WT | 0 | 0 | 0 | 0 | 0 | 0
IGCC | 0 | 0 | 0 | 0 | 0 | 0
DemandResponse | 0 | 0 | 0 | 0 | 0 | 0
IGCC-CCS | 0 | 0 | 0 | 0 | 0 | 0
WT_off | 0 | 0 | 0 | 0 | 0 | 0
PseudoUnit | 0 | 0 | 0 | 0 | 0 | 0
FixedInterchange | 0 | 0 | 0 | 0 | 0 | 0
SO2 Emissions (MMshortTons): ERCOT
ReportingType | 2015 | 2020 | 2025 | 2030 | 2035 | 2040
BM | 0 | 0 | 0 | 0 | 0 | 0
CC | 0 | 0 | 0 | 0 | 0 | 0
CSP | 0 | 0 | 0 | 0 | 0 | 0
CT | 0 | 0 | 0 | 0 | 0 | 0
Coal | 0.2 | 0.07 | 0.09 | 0.09 | 0.09 | 0.09
Geo | 0 | 0 | 0 | 0 | 0 | 0
H | 0 | 0 | 0 | 0 | 0 | 0
LFG | 0 | 0 | 0 | 0 | 0 | 0
Nuc | 0 | 0 | 0 | 0 | 0 | 0
PS | 0 | 0 | 0 | 0 | 0 | 0
PV | 0 | 0 | 0 | 0 | 0 | 0
PeakG | 0 | 0 | 0 | 0 | 0 | 0
PeakO | 0 | 0 | 0 | 0 | 0 | 0
ST | 0 | 0 | 0 | 0 | 0 | 0
STOG | 0 | 0 | 0 | 0 | 0 | 0
STWD | 0 | 0 | 0 | 0 | 0 | 0
WT | 0 | 0 | 0 | 0 | 0 | 0
IGCC | 0 | 0 | 0 | 0 | 0 | 0
DemandResponse | 0 | 0 | 0 | 0 | 0 | 0
IGCC-CCS | 0 | 0 | 0 | 0 | 0 | 0
WT_off | 0 | 0 | 0 | 0 | 0 | 0
PseudoUnit | 0 | 0 | 0 | 0 | 0 | 0
FixedInterchange | 0 | 0 | 0 | 0 | 0 | 0
SO2 Emissions (MMshortTons): NP15
ReportingType | 2015 | 2020 | 2025 | 2030 | 2035 | 2040
BM | 0 | 0 | 0 | 0 | 0 | 0
CC | 0 | 0 | 0 | 0 | 0 | 0
CSP | 0 | 0 | 0 | 0 | 0 | 0
CT | 0 | 0 | 0 | 0 | 0 | 0
Coal | 0 | 0 | 0 | 0 | 0 | 0
Geo | 0 | 0 | 0 | 0 | 0 | 0
H | 0 | 0 | 0 | 0 | 0 | 0
LFG | 0 | 0 | 0 | 0 | 0 | 0
Nuc | 0 | 0 | 0 | 0 | 0 | 0
PS | 0 | 0 | 0 | 0 | 0 | 0
PV | 0 | 0 | 0 | 0 | 0 | 0
PeakG | 0 | 0 | 0 | 0 | 0 | 0
PeakO | 0 | 0 | 0 | 0 | 0 | 0
ST | 0 | 0 | 0 | 0 | 0 | 0
STOG | 0 | 0 | 0 | 0 | 0 | 0
STWD | 0 | 0 | 0 | 0 | 0 | 0
WT | 0 | 0 | 0 | 0 | 0 | 0
IGCC | 0 | 0 | 0 | 0 | 0 | 0
DemandResponse | 0 | 0 | 0 | 0 | 0 | 0
IGCC-CCS | 0 | 0 | 0 | 0 | 0 | 0
WT_off | 0 | 0 | 0 | 0 | 0 | 0
PseudoUnit | 0 | 0 | 0 | 0 | 0 | 0
FixedInterchange | 0 | 0 | 0 | 0 | 0 | 0
SO2 Emissions (MMshortTons): NWPP_Coal
ReportingType | 2015 | 2020 | 2025 | 2030 | 2035 | 2040
BM | 0 | 0 | 0 | 0 | 0 | 0
CC | 0 | 0 | 0 | 0 | 0 | 0
CSP | 0 | 0 | 0 | 0 | 0 | 0
CT | 0 | 0 | 0 | 0 | 0 | 0
Coal | 0.09 | 0.05 | 0.05 | 0.05 | 0.05 | 0.05
Geo | 0 | 0 | 0 | 0 | 0 | 0
H | 0 | 0 | 0 | 0 | 0 | 0
LFG | 0 | 0 | 0 | 0 | 0 | 0
Nuc | 0 | 0 | 0 | 0 | 0 | 0
PS | 0 | 0 | 0 | 0 | 0 | 0
PV | 0 | 0 | 0 | 0 | 0 | 0
PeakG | 0 | 0 | 0 | 0 | 0 | 0
PeakO | 0 | 0 | 0 | 0 | 0 | 0
ST | 0 | 0 | 0 | 0 | 0 | 0
STOG | 0 | 0 | 0 | 0 | 0 | 0
STWD | 0 | 0 | 0 | 0 | 0 | 0
WT | 0 | 0 | 0 | 0 | 0 | 0
IGCC | 0 | 0 | 0 | 0 | 0 | 0
DemandResponse | 0 | 0 | 0 | 0 | 0 | 0
IGCC-CCS | 0 | 0 | 0 | 0 | 0 | 0
WT_off | 0 | 0 | 0 | 0 | 0 | 0
PseudoUnit | 0 | 0 | 0 | 0 | 0 | 0
FixedInterchange | 0 | 0 | 0 | 0 | 0 | 0
SO2 Emissions (MMshortTons): NWPP_Gas
ReportingType | 2015 | 2020 | 2025 | 2030 | 2035 | 2040
BM | 0 | 0 | 0 | 0 | 0 | 0
CC | 0 | 0 | 0 | 0 | 0 | 0
CSP | 0 | 0 | 0 | 0 | 0 | 0
CT | 0 | 0 | 0 | 0 | 0 | 0
Coal | 0 | 0 | 0 | 0 | 0 | 0
Geo | 0 | 0 | 0 | 0 | 0 | 0
H | 0 | 0 | 0 | 0 | 0 | 0
LFG | 0 | 0 | 0 | 0 | 0 | 0
Nuc | 0 | 0 | 0 | 0 | 0 | 0
PS | 0 | 0 | 0 | 0 | 0 | 0
PV | 0 | 0 | 0 | 0 | 0 | 0
PeakG | 0 | 0 | 0 | 0 | 0 | 0
PeakO | 0 | 0 | 0 | 0 | 0 | 0
ST | 0 | 0 | 0 | 0 | 0 | 0
STOG | 0 | 0 | 0 | 0 | 0 | 0
STWD | 0 | 0 | 0 | 0 | 0 | 0
WT | 0 | 0 | 0 | 0 | 0 | 0
IGCC | 0 | 0 | 0 | 0 | 0 | 0
DemandResponse | 0 | 0 | 0 | 0 | 0 | 0
IGCC-CCS | 0 | 0 | 0 | 0 | 0 | 0
WT_off | 0 | 0 | 0 | 0 | 0 | 0
PseudoUnit | 0 | 0 | 0 | 0 | 0 | 0
FixedInterchange | 0 | 0 | 0 | 0 | 0 | 0
SO2 Emissions (MMshortTons): NWPP_NucRenew
ReportingType | 2015 | 2020 | 2025 | 2030 | 2035 | 2040
BM | 0 | 0 | 0 | 0 | 0 | 0
CC | 0 | 0 | 0 | 0 | 0 | 0
CSP | 0 | 0 | 0 | 0 | 0 | 0
CT | 0 | 0 | 0 | 0 | 0 | 0
Coal | 0 | 0 | 0 | 0 | 0 | 0
Geo | 0 | 0 | 0 | 0 | 0 | 0
H | 0 | 0 | 0 | 0 | 0 | 0
LFG | 0 | 0 | 0 | 0 | 0 | 0
Nuc | 0 | 0 | 0 | 0 | 0 | 0
PS | 0 | 0 | 0 | 0 | 0 | 0
PV | 0 | 0 | 0 | 0 | 0 | 0
PeakG | 0 | 0 | 0 | 0 | 0 | 0
PeakO | 0 | 0 | 0 | 0 | 0 | 0
ST | 0 | 0 | 0 | 0 | 0 | 0
STOG | 0 | 0 | 0 | 0 | 0 | 0
STWD | 0 | 0 | 0 | 0 | 0 | 0
WT | 0 | 0 | 0 | 0 | 0 | 0
IGCC | 0 | 0 | 0 | 0 | 0 | 0
DemandResponse | 0 | 0 | 0 | 0 | 0 | 0
IGCC-CCS | 0 | 0 | 0 | 0 | 0 | 0
WT_off | 0 | 0 | 0 | 0 | 0 | 0
PseudoUnit | 0 | 0 | 0 | 0 | 0 | 0
FixedInterchange | 0 | 0 | 0 | 0 | 0 | 0
SO2 Emissions (MMshortTons): RMPA
ReportingType | 2015 | 2020 | 2025 | 2030 | 2035 | 2040
BM | 0 | 0 | 0 | 0 | 0 | 0
CC | 0 | 0 | 0 | 0 | 0 | 0
CSP | 0 | 0 | 0 | 0 | 0 | 0
CT | 0 | 0 | 0 | 0 | 0 | 0
Coal | 0.06 | 0.03 | 0.03 | 0.03 | 0.03 | 0.03
Geo | 0 | 0 | 0 | 0 | 0 | 0
H | 0 | 0 | 0 | 0 | 0 | 0
LFG | 0 | 0 | 0 | 0 | 0 | 0
Nuc | 0 | 0 | 0 | 0 | 0 | 0
PS | 0 | 0 | 0 | 0 | 0 | 0
PV | 0 | 0 | 0 | 0 | 0 | 0
PeakG | 0 | 0 | 0 | 0 | 0 | 0
PeakO | 0 | 0 | 0 | 0 | 0 | 0
ST | 0 | 0 | 0 | 0 | 0 | 0
STOG | 0 | 0 | 0 | 0 | 0 | 0
STWD | 0 | 0 | 0 | 0 | 0 | 0
WT | 0 | 0 | 0 | 0 | 0 | 0
IGCC | 0 | 0 | 0 | 0 | 0 | 0
DemandResponse | 0 | 0 | 0 | 0 | 0 | 0
IGCC-CCS | 0 | 0 | 0 | 0 | 0 | 0
WT_off | 0 | 0 | 0 | 0 | 0 | 0
PseudoUnit | 0 | 0 | 0 | 0 | 0 | 0
FixedInterchange | 0 | 0 | 0 | 0 | 0 | 0
SO2 Emissions (MMshortTons): SP15
ReportingType | 2015 | 2020 | 2025 | 2030 | 2035 | 2040
BM | 0 | 0 | 0 | 0 | 0 | 0
CC | 0 | 0 | 0 | 0 | 0 | 0
CSP | 0 | 0 | 0 | 0 | 0 | 0
CT | 0 | 0 | 0 | 0 | 0 | 0
Coal | 0 | 0 | 0 | 0 | 0 | 0
Geo | 0 | 0 | 0 | 0 | 0 | 0
H | 0 | 0 | 0 | 0 | 0 | 0
LFG | 0 | 0 | 0 | 0 | 0 | 0
Nuc | 0 | 0 | 0 | 0 | 0 | 0
PS | 0 | 0 | 0 | 0 | 0 | 0
PV | 0 | 0 | 0 | 0 | 0 | 0
PeakG | 0 | 0 | 0 | 0 | 0 | 0
PeakO | 0 | 0 | 0 | 0 | 0 | 0
ST | 0 | 0 | 0 | 0 | 0 | 0
STOG | 0 | 0 | 0 | 0 | 0 | 0
STWD | 0 | 0 | 0 | 0 | 0 | 0
WT | 0 | 0 | 0 | 0 | 0 | 0
IGCC | 0 | 0 | 0 | 0 | 0 | 0
DemandResponse | 0 | 0 | 0 | 0 | 0 | 0
IGCC-CCS | 0 | 0 | 0 | 0 | 0 | 0
WT_off | 0 | 0 | 0 | 0 | 0 | 0
PseudoUnit | 0 | 0 | 0 | 0 | 0 | 0
FixedInterchange | 0 | 0 | 0 | 0 | 0 | 0
SO2 Emissions (MMshortTons): ALB
ReportingType | 2015 | 2020 | 2025 | 2030 | 2035 | 2040
BM | 0 | 0 | 0 | 0 | 0 | 0
CC | 0 | 0 | 0 | 0 | 0 | 0
CSP | 0 | 0 | 0 | 0 | 0 | 0
CT | 0 | 0 | 0 | 0 | 0 | 0
Coal | 0.17 | 0.14 | 0.14 | 0.14 | 0.14 | 0.14
Geo | 0 | 0 | 0 | 0 | 0 | 0
H | 0 | 0 | 0 | 0 | 0 | 0
LFG | 0 | 0 | 0 | 0 | 0 | 0
Nuc | 0 | 0 | 0 | 0 | 0 | 0
PS | 0 | 0 | 0 | 0 | 0 | 0
PV | 0 | 0 | 0 | 0 | 0 | 0
PeakG | 0 | 0 | 0 | 0 | 0 | 0
PeakO | 0 | 0 | 0 | 0 | 0 | 0
ST | 0 | 0 | 0 | 0 | 0 | 0
STOG | 0 | 0 | 0 | 0 | 0 | 0
STWD | 0 | 0 | 0 | 0 | 0 | 0
WT | 0 | 0 | 0 | 0 | 0 | 0
IGCC | 0 | 0 | 0 | 0 | 0 | 0
DemandResponse | 0 | 0 | 0 | 0 | 0 | 0
IGCC-CCS | 0 | 0 | 0 | 0 | 0 | 0
WT_off | 0 | 0 | 0 | 0 | 0 | 0
PseudoUnit | 0 | 0 | 0 | 0 | 0 | 0
FixedInterchange | 0 | 0 | 0 | 0 | 0 | 0
SO2 Emissions (MMshortTons): BC
ReportingType | 2015 | 2020 | 2025 | 2030 | 2035 | 2040
BM | 0 | 0 | 0 | 0 | 0 | 0
CC | 0 | 0 | 0 | 0 | 0 | 0
CSP | 0 | 0 | 0 | 0 | 0 | 0
CT | 0 | 0 | 0 | 0 | 0 | 0
Coal | 0 | 0 | 0 | 0 | 0 | 0
Geo | 0 | 0 | 0 | 0 | 0 | 0
H | 0 | 0 | 0 | 0 | 0 | 0
LFG | 0 | 0 | 0 | 0 | 0 | 0
Nuc | 0 | 0 | 0 | 0 | 0 | 0
PS | 0 | 0 | 0 | 0 | 0 | 0
PV | 0 | 0 | 0 | 0 | 0 | 0
PeakG | 0 | 0 | 0 | 0 | 0 | 0
PeakO | 0 | 0 | 0 | 0 | 0 | 0
ST | 0 | 0 | 0 | 0 | 0 | 0
STOG | 0 | 0 | 0 | 0 | 0 | 0
STWD | 0 | 0 | 0 | 0 | 0 | 0
WT | 0 | 0 | 0 | 0 | 0 | 0
IGCC | 0 | 0 | 0 | 0 | 0 | 0
DemandResponse | 0 | 0 | 0 | 0 | 0 | 0
IGCC-CCS | 0 | 0 | 0 | 0 | 0 | 0
WT_off | 0 | 0 | 0 | 0 | 0 | 0
PseudoUnit | 0 | 0 | 0 | 0 | 0 | 0
FixedInterchange | 0 | 0 | 0 | 0 | 0 | 0
SO2 Emissions (MMshortTons): HQ_IESO
ReportingType | 2015 | 2020 | 2025 | 2030 | 2035 | 2040
BM | 0 | 0 | 0 | 0 | 0 | 0
CC | 0 | 0 | 0 | 0 | 0 | 0
CSP | 0 | 0 | 0 | 0 | 0 | 0
CT | 0 | 0 | 0 | 0 | 0 | 0
Coal | 0 | 0 | 0 | 0 | 0 | 0
Geo | 0 | 0 | 0 | 0 | 0 | 0
H | 0 | 0 | 0 | 0 | 0 | 0
LFG | 0 | 0 | 0 | 0 | 0 | 0
Nuc | 0 | 0 | 0 | 0 | 0 | 0
PS | 0 | 0 | 0 | 0 | 0 | 0
PV | 0 | 0 | 0 | 0 | 0 | 0
PeakG | 0 | 0 | 0 | 0 | 0 | 0
PeakO | 0 | 0 | 0 | 0 | 0 | 0
ST | 0 | 0 | 0 | 0 | 0 | 0
STOG | 0 | 0 | 0 | 0 | 0 | 0
STWD | 0 | 0 | 0 | 0 | 0 | 0
WT | 0 | 0 | 0 | 0 | 0 | 0
IGCC | 0 | 0 | 0 | 0 | 0 | 0
DemandResponse | 0 | 0 | 0 | 0 | 0 | 0
IGCC-CCS | 0 | 0 | 0 | 0 | 0 | 0
WT_off | 0 | 0 | 0 | 0 | 0 | 0
PseudoUnit | 0 | 0 | 0 | 0 | 0 | 0
FixedInterchange | 0 | 0 | 0 | 0 | 0 | 0
SO2 Emissions (MMshortTons): HQ_NEISO
ReportingType | 2015 | 2020 | 2025 | 2030 | 2035 | 2040
BM | 0 | 0 | 0 | 0 | 0 | 0
CC | 0 | 0 | 0 | 0 | 0 | 0
CSP | 0 | 0 | 0 | 0 | 0 | 0
CT | 0 | 0 | 0 | 0 | 0 | 0
Coal | 0 | 0 | 0 | 0 | 0 | 0
Geo | 0 | 0 | 0 | 0 | 0 | 0
H | 0 | 0 | 0 | 0 | 0 | 0
LFG | 0 | 0 | 0 | 0 | 0 | 0
Nuc | 0 | 0 | 0 | 0 | 0 | 0
PS | 0 | 0 | 0 | 0 | 0 | 0
PV | 0 | 0 | 0 | 0 | 0 | 0
PeakG | 0 | 0 | 0 | 0 | 0 | 0
PeakO | 0 | 0 | 0 | 0 | 0 | 0
ST | 0 | 0 | 0 | 0 | 0 | 0
STOG | 0 | 0 | 0 | 0 | 0 | 0
STWD | 0 | 0 | 0 | 0 | 0 | 0
WT | 0 | 0 | 0 | 0 | 0 | 0
IGCC | 0 | 0 | 0 | 0 | 0 | 0
DemandResponse | 0 | 0 | 0 | 0 | 0 | 0
IGCC-CCS | 0 | 0 | 0 | 0 | 0 | 0
WT_off | 0 | 0 | 0 | 0 | 0 | 0
PseudoUnit | 0 | 0 | 0 | 0 | 0 | 0
FixedInterchange | 0 | 0 | 0 | 0 | 0 | 0
SO2 Emissions (MMshortTons): HQ_NY
ReportingType | 2015 | 2020 | 2025 | 2030 | 2035 | 2040
BM | 0 | 0 | 0 | 0 | 0 | 0
CC | 0 | 0 | 0 | 0 | 0 | 0
CSP | 0 | 0 | 0 | 0 | 0 | 0
CT | 0 | 0 | 0 | 0 | 0 | 0
Coal | 0 | 0 | 0 | 0 | 0 | 0
Geo | 0 | 0 | 0 | 0 | 0 | 0
H | 0 | 0 | 0 | 0 | 0 | 0
LFG | 0 | 0 | 0 | 0 | 0 | 0
Nuc | 0 | 0 | 0 | 0 | 0 | 0
PS | 0 | 0 | 0 | 0 | 0 | 0
PV | 0 | 0 | 0 | 0 | 0 | 0
PeakG | 0 | 0 | 0 | 0 | 0 | 0
PeakO | 0 | 0 | 0 | 0 | 0 | 0
ST | 0 | 0 | 0 | 0 | 0 | 0
STOG | 0 | 0 | 0 | 0 | 0 | 0
STWD | 0 | 0 | 0 | 0 | 0 | 0
WT | 0 | 0 | 0 | 0 | 0 | 0
IGCC | 0 | 0 | 0 | 0 | 0 | 0
DemandResponse | 0 | 0 | 0 | 0 | 0 | 0
IGCC-CCS | 0 | 0 | 0 | 0 | 0 | 0
WT_off | 0 | 0 | 0 | 0 | 0 | 0
PseudoUnit | 0 | 0 | 0 | 0 | 0 | 0
FixedInterchange | 0 | 0 | 0 | 0 | 0 | 0
SO2 Emissions (MMshortTons): MARITIMES
ReportingType | 2015 | 2020 | 2025 | 2030 | 2035 | 2040
BM | 0 | 0 | 0 | 0 | 0 | 0
CC | 0 | 0 | 0 | 0 | 0 | 0
CSP | 0 | 0 | 0 | 0 | 0 | 0
CT | 0 | 0 | 0 | 0 | 0 | 0
Coal | 0 | 0 | 0 | 0 | 0 | 0
Geo | 0 | 0 | 0 | 0 | 0 | 0
H | 0 | 0 | 0 | 0 | 0 | 0
LFG | 0 | 0 | 0 | 0 | 0 | 0
Nuc | 0 | 0 | 0 | 0 | 0 | 0
PS | 0 | 0 | 0 | 0 | 0 | 0
PV | 0 | 0 | 0 | 0 | 0 | 0
PeakG | 0 | 0 | 0 | 0 | 0 | 0
PeakO | 0 | 0 | 0 | 0 | 0 | 0
ST | 0 | 0 | 0 | 0 | 0 | 0
STOG | 0 | 0 | 0 | 0 | 0 | 0
STWD | 0 | 0 | 0 | 0 | 0 | 0
WT | 0 | 0 | 0 | 0 | 0 | 0
IGCC | 0 | 0 | 0 | 0 | 0 | 0
DemandResponse | 0 | 0 | 0 | 0 | 0 | 0
IGCC-CCS | 0 | 0 | 0 | 0 | 0 | 0
WT_off | 0 | 0 | 0 | 0 | 0 | 0
PseudoUnit | 0 | 0 | 0 | 0 | 0 | 0
FixedInterchange | 0 | 0 | 0 | 0 | 0 | 0
SO2 Emissions (MMshortTons): All
ReportingType | 2015 | 2020 | 2025 | 2030 | 2035 | 2040
BM | 0 | 0 | 0 | 0 | 0 | 0
CC | 0 | 0 | 0 | 0 | 0 | 0
CSP | 0 | 0 | 0 | 0 | 0 | 0
CT | 0 | 0 | 0 | 0 | 0 | 0
Coal | 5.1 | 2.01 | 2.35 | 2.42 | 2.48 | 2.56
Geo | 0 | 0 | 0 | 0 | 0 | 0
H | 0 | 0 | 0 | 0 | 0 | 0
LFG | 0 | 0 | 0 | 0 | 0 | 0
Nuc | 0 | 0 | 0 | 0 | 0 | 0
PS | 0 | 0 | 0 | 0 | 0 | 0
PV | 0 | 0 | 0 | 0 | 0 | 0
PeakG | 0 | 0 | 0 | 0 | 0 | 0
PeakO | 0 | 0 | 0 | 0 | 0 | 0
ST | 0 | 0 | 0 | 0 | 0 | 0
STOG | 0 | 0 | 0 | 0 | 0 | 0
STWD | 0 | 0 | 0 | 0 | 0 | 0
WT | 0 | 0 | 0 | 0 | 0 | 0
IGCC | 0 | 0 | 0 | 0 | 0 | 0
DemandResponse | 0 | 0 | 0 | 0 | 0 | 0
IGCC-CCS | 0 | 0 | 0 | 0 | 0 | 0
WT_off | 0 | 0 | 0 | 0 | 0 | 0
PseudoUnit | 0 | 0 | 0 | 0 | 0 | 0
FixedInterchange | 0 | 0 | 0 | 0 | 0 | 0
SO2 Emissions (MMshortTons): EI_US
ReportingType | 2015 | 2020 | 2025 | 2030 | 2035 | 2040
BM | 0 | 0 | 0 | 0 | 0 | 0
CC | 0 | 0 | 0 | 0 | 0 | 0
CSP | 0 | 0 | 0 | 0 | 0 | 0
CT | 0 | 0 | 0 | 0 | 0 | 0
Coal | 4.55 | 1.69 | 2.01 | 2.09 | 2.14 | 2.22
Geo | 0 | 0 | 0 | 0 | 0 | 0
H | 0 | 0 | 0 | 0 | 0 | 0
LFG | 0 | 0 | 0 | 0 | 0 | 0
Nuc | 0 | 0 | 0 | 0 | 0 | 0
PS | 0 | 0 | 0 | 0 | 0 | 0
PV | 0 | 0 | 0 | 0 | 0 | 0
PeakG | 0 | 0 | 0 | 0 | 0 | 0
PeakO | 0 | 0 | 0 | 0 | 0 | 0
ST | 0 | 0 | 0 | 0 | 0 | 0
STOG | 0 | 0 | 0 | 0 | 0 | 0
STWD | 0 | 0 | 0 | 0 | 0 | 0
WT | 0 | 0 | 0 | 0 | 0 | 0
IGCC | 0 | 0 | 0 | 0 | 0 | 0
DemandResponse | 0 | 0 | 0 | 0 | 0 | 0
IGCC-CCS | 0 | 0 | 0 | 0 | 0 | 0
WT_off | 0 | 0 | 0 | 0 | 0 | 0
PseudoUnit | 0 | 0 | 0 | 0 | 0 | 0
FixedInterchange | 0 | 0 | 0 | 0 | 0 | 0
SO2 Emissions (MMshortTons): EI_Canada
ReportingType | 2015 | 2020 | 2025 | 2030 | 2035 | 2040
BM | 0 | 0 | 0 | 0 | 0 | 0
CC | 0 | 0 | 0 | 0 | 0 | 0
CSP | 0 | 0 | 0 | 0 | 0 | 0
CT | 0 | 0 | 0 | 0 | 0 | 0
Coal | 0 | 0.01 | 0.02 | 0 | 0 | 0
Geo | 0 | 0 | 0 | 0 | 0 | 0
H | 0 | 0 | 0 | 0 | 0 | 0
LFG | 0 | 0 | 0 | 0 | 0 | 0
Nuc | 0 | 0 | 0 | 0 | 0 | 0
PS | 0 | 0 | 0 | 0 | 0 | 0
PV | 0 | 0 | 0 | 0 | 0 | 0
PeakG | 0 | 0 | 0 | 0 | 0 | 0
PeakO | 0 | 0 | 0 | 0 | 0 | 0
ST | 0 | 0 | 0 | 0 | 0 | 0
STOG | 0 | 0 | 0 | 0 | 0 | 0
STWD | 0 | 0 | 0 | 0 | 0 | 0
WT | 0 | 0 | 0 | 0 | 0 | 0
IGCC | 0 | 0 | 0 | 0 | 0 | 0
DemandResponse | 0 | 0 | 0 | 0 | 0 | 0
IGCC-CCS | 0 | 0 | 0 | 0 | 0 | 0
WT_off | 0 | 0 | 0 | 0 | 0 | 0
PseudoUnit | 0 | 0 | 0 | 0 | 0 | 0
FixedInterchange | 0 | 0 | 0 | 0 | 0 | 0
SO2 Emissions (MMshortTons): EI
ReportingType | 2015 | 2020 | 2025 | 2030 | 2035 | 2040
BM | 0 | 0 | 0 | 0 | 0 | 0
CC | 0 | 0 | 0 | 0 | 0 | 0
CSP | 0 | 0 | 0 | 0 | 0 | 0
CT | 0 | 0 | 0 | 0 | 0 | 0
Coal | 4.56 | 1.7 | 2.02 | 2.09 | 2.14 | 2.22
Geo | 0 | 0 | 0 | 0 | 0 | 0
H | 0 | 0 | 0 | 0 | 0 | 0
LFG | 0 | 0 | 0 | 0 | 0 | 0
Nuc | 0 | 0 | 0 | 0 | 0 | 0
PS | 0 | 0 | 0 | 0 | 0 | 0
PV | 0 | 0 | 0 | 0 | 0 | 0
PeakG | 0 | 0 | 0 | 0 | 0 | 0
PeakO | 0 | 0 | 0 | 0 | 0 | 0
ST | 0 | 0 | 0 | 0 | 0 | 0
STOG | 0 | 0 | 0 | 0 | 0 | 0
STWD | 0 | 0 | 0 | 0 | 0 | 0
WT | 0 | 0 | 0 | 0 | 0 | 0
IGCC | 0 | 0 | 0 | 0 | 0 | 0
DemandResponse | 0 | 0 | 0 | 0 | 0 | 0
IGCC-CCS | 0 | 0 | 0 | 0 | 0 | 0
WT_off | 0 | 0 | 0 | 0 | 0 | 0
PseudoUnit | 0 | 0 | 0 | 0 | 0 | 0
FixedInterchange | 0 | 0 | 0 | 0 | 0 | 0
SO2 Emissions (MMshortTons): Outside_EI
ReportingType | 2015 | 2020 | 2025 | 2030 | 2035 | 2040
BM | 0 | 0 | 0 | 0 | 0 | 0
CC | 0 | 0 | 0 | 0 | 0 | 0
CSP | 0 | 0 | 0 | 0 | 0 | 0
CT | 0 | 0 | 0 | 0 | 0 | 0
Coal | 0.55 | 0.31 | 0.33 | 0.33 | 0.33 | 0.34
Geo | 0 | 0 | 0 | 0 | 0 | 0
H | 0 | 0 | 0 | 0 | 0 | 0
LFG | 0 | 0 | 0 | 0 | 0 | 0
Nuc | 0 | 0 | 0 | 0 | 0 | 0
PS | 0 | 0 | 0 | 0 | 0 | 0
PV | 0 | 0 | 0 | 0 | 0 | 0
PeakG | 0 | 0 | 0 | 0 | 0 | 0
PeakO | 0 | 0 | 0 | 0 | 0 | 0
ST | 0 | 0 | 0 | 0 | 0 | 0
STOG | 0 | 0 | 0 | 0 | 0 | 0
STWD | 0 | 0 | 0 | 0 | 0 | 0
WT | 0 | 0 | 0 | 0 | 0 | 0
IGCC | 0 | 0 | 0 | 0 | 0 | 0
DemandResponse | 0 | 0 | 0 | 0 | 0 | 0
IGCC-CCS | 0 | 0 | 0 | 0 | 0 | 0
WT_off | 0 | 0 | 0 | 0 | 0 | 0
PseudoUnit | 0 | 0 | 0 | 0 | 0 | 0
FixedInterchange | 0 | 0 | 0 | 0 | 0 | 0
NOx Emissions (MMshortTons): Entergy
ReportingType | 2015 | 2020 | 2025 | 2030 | 2035 | 2040
BM | 0 | 0 | 0 | 0 | 0 | 0
CC | 0 | 0.01 | 0.01 | 0.01 | 0.01 | 0
CSP | 0 | 0 | 0 | 0 | 0 | 0
CT | 0 | 0 | 0 | 0 | 0 | 0
Coal | 0.05 | 0.05 | 0.05 | 0.05 | 0.05 | 0.06
Geo | 0 | 0 | 0 | 0 | 0 | 0
H | 0 | 0 | 0 | 0 | 0 | 0
LFG | 0 | 0 | 0 | 0 | 0 | 0
Nuc | 0 | 0 | 0 | 0 | 0 | 0
PS | 0 | 0 | 0 | 0 | 0 | 0
PV | 0 | 0 | 0 | 0 | 0 | 0
PeakG | 0 | 0 | 0 | 0 | 0 | 0
PeakO | 0 | 0 | 0 | 0 | 0 | 0
ST | 0 | 0 | 0 | 0 | 0 | 0
STOG | 0 | 0 | 0 | 0 | 0 | 0
STWD | 0 | 0 | 0 | 0 | 0 | 0
WT | 0 | 0 | 0 | 0 | 0 | 0
IGCC | 0 | 0 | 0 | 0 | 0 | 0
DemandResponse | 0 | 0 | 0 | 0 | 0 | 0
IGCC-CCS | 0 | 0 | 0 | 0 | 0 | 0
WT_off | 0 | 0 | 0 | 0 | 0 | 0
PseudoUnit | 0 | 0 | 0 | 0 | 0 | 0
FixedInterchange | 0 | 0 | 0 | 0 | 0 | 0
NOx Emissions (MMshortTons): FRCC
ReportingType | 2015 | 2020 | 2025 | 2030 | 2035 | 2040
BM | 0 | 0 | 0 | 0 | 0 | 0
CC | 0.01 | 0.01 | 0.01 | 0.01 | 0.01 | 0.01
CSP | 0 | 0 | 0 | 0 | 0 | 0
CT | 0 | 0 | 0 | 0 | 0 | 0
Coal | 0.04 | 0.03 | 0.04 | 0.04 | 0.04 | 0.04
Geo | 0 | 0 | 0 | 0 | 0 | 0
H | 0 | 0 | 0 | 0 | 0 | 0
LFG | 0 | 0 | 0 | 0 | 0 | 0
Nuc | 0 | 0 | 0 | 0 | 0 | 0
PS | 0 | 0 | 0 | 0 | 0 | 0
PV | 0 | 0 | 0 | 0 | 0 | 0
PeakG | 0 | 0 | 0 | 0 | 0 | 0
PeakO | 0 | 0 | 0 | 0 | 0 | 0
ST | 0 | 0 | 0 | 0 | 0 | 0
STOG | 0 | 0 | 0 | 0 | 0 | 0
STWD | 0 | 0 | 0 | 0 | 0 | 0
WT | 0 | 0 | 0 | 0 | 0 | 0
IGCC | 0 | 0 | 0 | 0 | 0 | 0
DemandResponse | 0 | 0 | 0 | 0 | 0 | 0
IGCC-CCS | 0 | 0 | 0 | 0 | 0 | 0
WT_off | 0 | 0 | 0 | 0 | 0 | 0
PseudoUnit | 0 | 0 | 0 | 0 | 0 | 0
FixedInterchange | 0 | 0 | 0 | 0 | 0 | 0
NOx Emissions (MMshortTons): MAPP_US
ReportingType | 2015 | 2020 | 2025 | 2030 | 2035 | 2040
BM | 0 | 0 | 0 | 0 | 0 | 0
CC | 0 | 0 | 0 | 0 | 0 | 0
CSP | 0 | 0 | 0 | 0 | 0 | 0
CT | 0 | 0 | 0 | 0 | 0 | 0
Coal | 0.05 | 0.04 | 0.04 | 0.04 | 0.04 | 0.04
Geo | 0 | 0 | 0 | 0 | 0 | 0
H | 0 | 0 | 0 | 0 | 0 | 0
LFG | 0 | 0 | 0 | 0 | 0 | 0
Nuc | 0 | 0 | 0 | 0 | 0 | 0
PS | 0 | 0 | 0 | 0 | 0 | 0
PV | 0 | 0 | 0 | 0 | 0 | 0
PeakG | 0 | 0 | 0 | 0 | 0 | 0
PeakO | 0 | 0 | 0 | 0 | 0 | 0
ST | 0 | 0 | 0 | 0 | 0 | 0
STOG | 0 | 0 | 0 | 0 | 0 | 0
STWD | 0 | 0 | 0 | 0 | 0 | 0
WT | 0 | 0 | 0 | 0 | 0 | 0
IGCC | 0 | 0 | 0 | 0 | 0 | 0
DemandResponse | 0 | 0 | 0 | 0 | 0 | 0
IGCC-CCS | 0 | 0 | 0 | 0 | 0 | 0
WT_off | 0 | 0 | 0 | 0 | 0 | 0
PseudoUnit | 0 | 0 | 0 | 0 | 0 | 0
FixedInterchange | 0 | 0 | 0 | 0 | 0 | 0
NOx Emissions (MMshortTons): MISO_IN
ReportingType | 2015 | 2020 | 2025 | 2030 | 2035 | 2040
BM | 0 | 0 | 0 | 0 | 0 | 0
CC | 0 | 0 | 0 | 0 | 0 | 0
CSP | 0 | 0 | 0 | 0 | 0 | 0
CT | 0 | 0 | 0 | 0 | 0 | 0
Coal | 0.07 | 0.07 | 0.07 | 0.08 | 0.08 | 0.08
Geo | 0 | 0 | 0 | 0 | 0 | 0
H | 0 | 0 | 0 | 0 | 0 | 0
LFG | 0 | 0 | 0 | 0 | 0 | 0
Nuc | 0 | 0 | 0 | 0 | 0 | 0
PS | 0 | 0 | 0 | 0 | 0 | 0
PV | 0 | 0 | 0 | 0 | 0 | 0
PeakG | 0 | 0 | 0 | 0 | 0 | 0
PeakO | 0 | 0 | 0 | 0 | 0 | 0
ST | 0 | 0 | 0 | 0 | 0 | 0
STOG | 0 | 0 | 0 | 0 | 0 | 0
STWD | 0 | 0 | 0 | 0 | 0 | 0
WT | 0 | 0 | 0 | 0 | 0 | 0
IGCC | 0 | 0 | 0 | 0 | 0 | 0
DemandResponse | 0 | 0 | 0 | 0 | 0 | 0
IGCC-CCS | 0 | 0 | 0 | 0 | 0 | 0
WT_off | 0 | 0 | 0 | 0 | 0 | 0
PseudoUnit | 0 | 0 | 0 | 0 | 0 | 0
FixedInterchange | 0 | 0 | 0 | 0 | 0 | 0
NOx Emissions (MMshortTons): MISO_MI
ReportingType | 2015 | 2020 | 2025 | 2030 | 2035 | 2040
BM | 0 | 0 | 0 | 0 | 0 | 0
CC | 0 | 0 | 0 | 0 | 0 | 0
CSP | 0 | 0 | 0 | 0 | 0 | 0
CT | 0 | 0 | 0 | 0 | 0 | 0
Coal | 0.06 | 0.05 | 0.06 | 0.06 | 0.06 | 0.06
Geo | 0 | 0 | 0 | 0 | 0 | 0
H | 0 | 0 | 0 | 0 | 0 | 0
LFG | 0 | 0 | 0 | 0 | 0 | 0
Nuc | 0 | 0 | 0 | 0 | 0 | 0
PS | 0 | 0 | 0 | 0 | 0 | 0
PV | 0 | 0 | 0 | 0 | 0 | 0
PeakG | 0 | 0 | 0 | 0 | 0 | 0
PeakO | 0 | 0 | 0 | 0 | 0 | 0
ST | 0 | 0 | 0 | 0 | 0 | 0
STOG | 0 | 0 | 0 | 0 | 0 | 0
STWD | 0 | 0 | 0 | 0 | 0 | 0
WT | 0 | 0 | 0 | 0 | 0 | 0
IGCC | 0 | 0 | 0 | 0 | 0 | 0
DemandResponse | 0 | 0 | 0 | 0 | 0 | 0
IGCC-CCS | 0 | 0 | 0 | 0 | 0 | 0
WT_off | 0 | 0 | 0 | 0 | 0 | 0
PseudoUnit | 0 | 0 | 0 | 0 | 0 | 0
FixedInterchange | 0 | 0 | 0 | 0 | 0 | 0
NOx Emissions (MMshortTons): MISO_MO-IL
ReportingType | 2015 | 2020 | 2025 | 2030 | 2035 | 2040
BM | 0 | 0 | 0 | 0 | 0 | 0
CC | 0 | 0 | 0 | 0 | 0 | 0
CSP | 0 | 0 | 0 | 0 | 0 | 0
CT | 0 | 0 | 0 | 0 | 0 | 0
Coal | 0.05 | 0.04 | 0.05 | 0.05 | 0.05 | 0.05
Geo | 0 | 0 | 0 | 0 | 0 | 0
H | 0 | 0 | 0 | 0 | 0 | 0
LFG | 0 | 0 | 0 | 0 | 0 | 0
Nuc | 0 | 0 | 0 | 0 | 0 | 0
PS | 0 | 0 | 0 | 0 | 0 | 0
PV | 0 | 0 | 0 | 0 | 0 | 0
PeakG | 0 | 0 | 0 | 0 | 0 | 0
PeakO | 0 | 0 | 0 | 0 | 0 | 0
ST | 0 | 0 | 0 | 0 | 0 | 0
STOG | 0 | 0 | 0 | 0 | 0 | 0
STWD | 0 | 0 | 0 | 0 | 0 | 0
WT | 0 | 0 | 0 | 0 | 0 | 0
IGCC | 0 | 0 | 0 | 0 | 0 | 0
DemandResponse | 0 | 0 | 0 | 0 | 0 | 0
IGCC-CCS | 0 | 0 | 0 | 0 | 0 | 0
WT_off | 0 | 0 | 0 | 0 | 0 | 0
PseudoUnit | 0 | 0 | 0 | 0 | 0 | 0
FixedInterchange | 0 | 0 | 0 | 0 | 0 | 0
NOx Emissions (MMshortTons): MISO_W
ReportingType | 2015 | 2020 | 2025 | 2030 | 2035 | 2040
BM | 0 | 0 | 0 | 0 | 0 | 0
CC | 0 | 0 | 0 | 0 | 0 | 0
CSP | 0 | 0 | 0 | 0 | 0 | 0
CT | 0 | 0 | 0 | 0 | 0 | 0
Coal | 0.1 | 0.09 | 0.09 | 0.09 | 0.11 | 0.12
Geo | 0 | 0 | 0 | 0 | 0 | 0
H | 0 | 0 | 0 | 0 | 0 | 0
LFG | 0 | 0 | 0 | 0 | 0 | 0
Nuc | 0 | 0 | 0 | 0 | 0 | 0
PS | 0 | 0 | 0 | 0 | 0 | 0
PV | 0 | 0 | 0 | 0 | 0 | 0
PeakG | 0 | 0 | 0 | 0 | 0 | 0
PeakO | 0 | 0 | 0 | 0 | 0 | 0
ST | 0 | 0 | 0 | 0 | 0 | 0
STOG | 0 | 0 | 0 | 0 | 0 | 0
STWD | 0 | 0 | 0 | 0 | 0 | 0
WT | 0 | 0 | 0 | 0 | 0 | 0
IGCC | 0 | 0 | 0 | 0 | 0 | 0
DemandResponse | 0 | 0 | 0 | 0 | 0 | 0
IGCC-CCS | 0 | 0 | 0 | 0 | 0 | 0
WT_off | 0 | 0 | 0 | 0 | 0 | 0
PseudoUnit | 0 | 0 | 0 | 0 | 0 | 0
FixedInterchange | 0 | 0 | 0 | 0 | 0 | 0
NOx Emissions (MMshortTons): MISO_WUMS
ReportingType | 2015 | 2020 | 2025 | 2030 | 2035 | 2040
BM | 0 | 0 | 0 | 0 | 0 | 0
CC | 0 | 0 | 0 | 0 | 0 | 0
CSP | 0 | 0 | 0 | 0 | 0 | 0
CT | 0 | 0 | 0 | 0 | 0 | 0
Coal | 0.01 | 0.01 | 0.01 | 0.01 | 0.01 | 0.01
Geo | 0 | 0 | 0 | 0 | 0 | 0
H | 0 | 0 | 0 | 0 | 0 | 0
LFG | 0 | 0 | 0 | 0 | 0 | 0
Nuc | 0 | 0 | 0 | 0 | 0 | 0
PS | 0 | 0 | 0 | 0 | 0 | 0
PV | 0 | 0 | 0 | 0 | 0 | 0
PeakG | 0 | 0 | 0 | 0 | 0 | 0
PeakO | 0 | 0 | 0 | 0 | 0 | 0
ST | 0 | 0 | 0 | 0 | 0 | 0
STOG | 0 | 0 | 0 | 0 | 0 | 0
STWD | 0 | 0 | 0 | 0 | 0 | 0
WT | 0 | 0 | 0 | 0 | 0 | 0
IGCC | 0 | 0 | 0 | 0 | 0 | 0
DemandResponse | 0 | 0 | 0 | 0 | 0 | 0
IGCC-CCS | 0 | 0 | 0 | 0 | 0 | 0
WT_off | 0 | 0 | 0 | 0 | 0 | 0
PseudoUnit | 0 | 0 | 0 | 0 | 0 | 0
FixedInterchange | 0 | 0 | 0 | 0 | 0 | 0
NOx Emissions (MMshortTons): Nebraska
ReportingType | 2015 | 2020 | 2025 | 2030 | 2035 | 2040
BM | 0 | 0 | 0 | 0 | 0 | 0
CC | 0 | 0 | 0 | 0 | 0 | 0
CSP | 0 | 0 | 0 | 0 | 0 | 0
CT | 0 | 0 | 0 | 0 | 0 | 0
Coal | 0.04 | 0.04 | 0.04 | 0.05 | 0.05 | 0.05
Geo | 0 | 0 | 0 | 0 | 0 | 0
H | 0 | 0 | 0 | 0 | 0 | 0
LFG | 0 | 0 | 0 | 0 | 0 | 0
Nuc | 0 | 0 | 0 | 0 | 0 | 0
PS | 0 | 0 | 0 | 0 | 0 | 0
PV | 0 | 0 | 0 | 0 | 0 | 0
PeakG | 0 | 0 | 0 | 0 | 0 | 0
PeakO | 0 | 0 | 0 | 0 | 0 | 0
ST | 0 | 0 | 0 | 0 | 0 | 0
STOG | 0 | 0 | 0 | 0 | 0 | 0
STWD | 0 | 0 | 0 | 0 | 0 | 0
WT | 0 | 0 | 0 | 0 | 0 | 0
IGCC | 0 | 0 | 0 | 0 | 0 | 0
DemandResponse | 0 | 0 | 0 | 0 | 0 | 0
IGCC-CCS | 0 | 0 | 0 | 0 | 0 | 0
WT_off | 0 | 0 | 0 | 0 | 0 | 0
PseudoUnit | 0 | 0 | 0 | 0 | 0 | 0
FixedInterchange | 0 | 0 | 0 | 0 | 0 | 0
NOx Emissions (MMshortTons): NEISO
ReportingType | 2015 | 2020 | 2025 | 2030 | 2035 | 2040
BM | 0 | 0 | 0 | 0 | 0 | 0
CC | 0 | 0 | 0 | 0 | 0 | 0
CSP | 0 | 0 | 0 | 0 | 0 | 0
CT | 0 | 0 | 0 | 0 | 0 | 0
Coal | 0 | 0 | 0 | 0 | 0 | 0
Geo | 0 | 0 | 0 | 0 | 0 | 0
H | 0 | 0 | 0 | 0 | 0 | 0
LFG | 0 | 0 | 0 | 0 | 0 | 0
Nuc | 0 | 0 | 0 | 0 | 0 | 0
PS | 0 | 0 | 0 | 0 | 0 | 0
PV | 0 | 0 | 0 | 0 | 0 | 0
PeakG | 0 | 0 | 0 | 0 | 0 | 0
PeakO | 0 | 0 | 0 | 0 | 0 | 0
ST | 0 | 0 | 0 | 0 | 0 | 0
STOG | 0 | 0 | 0 | 0 | 0 | 0
STWD | 0 | 0 | 0 | 0 | 0 | 0
WT | 0 | 0 | 0 | 0 | 0 | 0
IGCC | 0 | 0 | 0 | 0 | 0 | 0
DemandResponse | 0 | 0 | 0 | 0 | 0 | 0
IGCC-CCS | 0 | 0 | 0 | 0 | 0 | 0
WT_off | 0 | 0 | 0 | 0 | 0 | 0
PseudoUnit | 0 | 0 | 0 | 0 | 0 | 0
FixedInterchange | 0 | 0 | 0 | 0 | 0 | 0
NOx Emissions (MMshortTons): NonRTO_Midwest
ReportingType | 2015 | 2020 | 2025 | 2030 | 2035 | 2040
BM | 0 | 0 | 0 | 0 | 0 | 0
CC | 0 | 0 | 0 | 0 | 0 | 0
CSP | 0 | 0 | 0 | 0 | 0 | 0
CT | 0 | 0 | 0 | 0 | 0 | 0
Coal | 0.05 | 0.05 | 0.05 | 0.05 | 0.05 | 0.05
Geo | 0 | 0 | 0 | 0 | 0 | 0
H | 0 | 0 | 0 | 0 | 0 | 0
LFG | 0 | 0 | 0 | 0 | 0 | 0
Nuc | 0 | 0 | 0 | 0 | 0 | 0
PS | 0 | 0 | 0 | 0 | 0 | 0
PV | 0 | 0 | 0 | 0 | 0 | 0
PeakG | 0 | 0 | 0 | 0 | 0 | 0
PeakO | 0 | 0 | 0 | 0 | 0 | 0
ST | 0 | 0 | 0 | 0 | 0 | 0
STOG | 0 | 0 | 0 | 0 | 0 | 0
STWD | 0 | 0 | 0 | 0 | 0 | 0
WT | 0 | 0 | 0 | 0 | 0 | 0
IGCC | 0 | 0 | 0 | 0 | 0 | 0
DemandResponse | 0 | 0 | 0 | 0 | 0 | 0
IGCC-CCS | 0 | 0 | 0 | 0 | 0 | 0
WT_off | 0 | 0 | 0 | 0 | 0 | 0
PseudoUnit | 0 | 0 | 0 | 0 | 0 | 0
FixedInterchange | 0 | 0 | 0 | 0 | 0 | 0
NOx Emissions (MMshortTons): NYISO_A-F
ReportingType | 2015 | 2020 | 2025 | 2030 | 2035 | 2040
BM | 0 | 0 | 0 | 0 | 0 | 0
CC | 0 | 0 | 0 | 0 | 0 | 0
CSP | 0 | 0 | 0 | 0 | 0 | 0
CT | 0 | 0 | 0 | 0 | 0 | 0
Coal | 0 | 0 | 0 | 0 | 0 | 0
Geo | 0 | 0 | 0 | 0 | 0 | 0
H | 0 | 0 | 0 | 0 | 0 | 0
LFG | 0 | 0 | 0 | 0 | 0 | 0
Nuc | 0 | 0 | 0 | 0 | 0 | 0
PS | 0 | 0 | 0 | 0 | 0 | 0
PV | 0 | 0 | 0 | 0 | 0 | 0
PeakG | 0 | 0 | 0 | 0 | 0 | 0
PeakO | 0 | 0 | 0 | 0 | 0 | 0
ST | 0 | 0 | 0 | 0 | 0 | 0
STOG | 0 | 0 | 0 | 0 | 0 | 0
STWD | 0 | 0 | 0 | 0 | 0 | 0
WT | 0 | 0 | 0 | 0 | 0 | 0
IGCC | 0 | 0 | 0 | 0 | 0 | 0
DemandResponse | 0 | 0 | 0 | 0 | 0 | 0
IGCC-CCS | 0 | 0 | 0 | 0 | 0 | 0
WT_off | 0 | 0 | 0 | 0 | 0 | 0
PseudoUnit | 0 | 0 | 0 | 0 | 0 | 0
FixedInterchange | 0 | 0 | 0 | 0 | 0 | 0
NOx Emissions (MMshortTons): NYISO_G-I
ReportingType | 2015 | 2020 | 2025 | 2030 | 2035 | 2040
BM | 0 | 0 | 0 | 0 | 0 | 0
CC | 0 | 0 | 0 | 0 | 0 | 0
CSP | 0 | 0 | 0 | 0 | 0 | 0
CT | 0 | 0 | 0 | 0 | 0 | 0
Coal | 0 | 0 | 0 | 0 | 0 | 0
Geo | 0 | 0 | 0 | 0 | 0 | 0
H | 0 | 0 | 0 | 0 | 0 | 0
LFG | 0 | 0 | 0 | 0 | 0 | 0
Nuc | 0 | 0 | 0 | 0 | 0 | 0
PS | 0 | 0 | 0 | 0 | 0 | 0
PV | 0 | 0 | 0 | 0 | 0 | 0
PeakG | 0 | 0 | 0 | 0 | 0 | 0
PeakO | 0 | 0 | 0 | 0 | 0 | 0
ST | 0 | 0 | 0 | 0 | 0 | 0
STOG | 0 | 0 | 0 | 0 | 0 | 0
STWD | 0 | 0 | 0 | 0 | 0 | 0
WT | 0 | 0 | 0 | 0 | 0 | 0
IGCC | 0 | 0 | 0 | 0 | 0 | 0
DemandResponse | 0 | 0 | 0 | 0 | 0 | 0
IGCC-CCS | 0 | 0 | 0 | 0 | 0 | 0
WT_off | 0 | 0 | 0 | 0 | 0 | 0
PseudoUnit | 0 | 0 | 0 | 0 | 0 | 0
FixedInterchange | 0 | 0 | 0 | 0 | 0 | 0
NOx Emissions (MMshortTons): NYISO_J-K
ReportingType | 2015 | 2020 | 2025 | 2030 | 2035 | 2040
BM | 0 | 0 | 0 | 0 | 0 | 0
CC | 0 | 0 | 0 | 0 | 0 | 0
CSP | 0 | 0 | 0 | 0 | 0 | 0
CT | 0 | 0 | 0 | 0 | 0 | 0
Coal | 0 | 0 | 0 | 0 | 0 | 0
Geo | 0 | 0 | 0 | 0 | 0 | 0
H | 0 | 0 | 0 | 0 | 0 | 0
LFG | 0 | 0 | 0 | 0 | 0 | 0
Nuc | 0 | 0 | 0 | 0 | 0 | 0
PS | 0 | 0 | 0 | 0 | 0 | 0
PV | 0 | 0 | 0 | 0 | 0 | 0
PeakG | 0 | 0 | 0 | 0 | 0 | 0
PeakO | 0 | 0 | 0 | 0 | 0 | 0
ST | 0 | 0 | 0 | 0 | 0 | 0
STOG | 0 | 0 | 0 | 0 | 0 | 0
STWD | 0 | 0 | 0 | 0 | 0 | 0
WT | 0 | 0 | 0 | 0 | 0 | 0
IGCC | 0 | 0 | 0 | 0 | 0 | 0
DemandResponse | 0 | 0 | 0 | 0 | 0 | 0
IGCC-CCS | 0 | 0 | 0 | 0 | 0 | 0
WT_off | 0 | 0 | 0 | 0 | 0 | 0
PseudoUnit | 0 | 0 | 0 | 0 | 0 | 0
FixedInterchange | 0 | 0 | 0 | 0 | 0 | 0
NOx Emissions (MMshortTons): PJM_E
ReportingType | 2015 | 2020 | 2025 | 2030 | 2035 | 2040
BM | 0 | 0 | 0 | 0 | 0 | 0
CC | 0 | 0 | 0 | 0 | 0 | 0
CSP | 0 | 0 | 0 | 0 | 0 | 0
CT | 0 | 0 | 0 | 0 | 0 | 0
Coal | 0 | 0 | 0 | 0 | 0 | 0
Geo | 0 | 0 | 0 | 0 | 0 | 0
H | 0 | 0 | 0 | 0 | 0 | 0
LFG | 0 | 0 | 0 | 0 | 0 | 0
Nuc | 0 | 0 | 0 | 0 | 0 | 0
PS | 0 | 0 | 0 | 0 | 0 | 0
PV | 0 | 0 | 0 | 0 | 0 | 0
PeakG | 0 | 0 | 0 | 0 | 0 | 0
PeakO | 0 | 0 | 0 | 0 | 0 | 0
ST | 0 | 0 | 0 | 0 | 0 | 0
STOG | 0 | 0 | 0 | 0 | 0 | 0
STWD | 0 | 0 | 0 | 0 | 0 | 0
WT | 0 | 0 | 0 | 0 | 0 | 0
IGCC | 0 | 0 | 0 | 0 | 0 | 0
DemandResponse | 0 | 0 | 0 | 0 | 0 | 0
IGCC-CCS | 0 | 0 | 0 | 0 | 0 | 0
WT_off | 0 | 0 | 0 | 0 | 0 | 0
PseudoUnit | 0 | 0 | 0 | 0 | 0 | 0
FixedInterchange | 0 | 0 | 0 | 0 | 0 | 0
NOx Emissions (MMshortTons): PJM_ROM
ReportingType | 2015 | 2020 | 2025 | 2030 | 2035 | 2040
BM | 0 | 0 | 0 | 0 | 0 | 0
CC | 0 | 0 | 0 | 0 | 0.01 | 0.02
CSP | 0 | 0 | 0 | 0 | 0 | 0
CT | 0 | 0 | 0 | 0 | 0 | 0
Coal | 0.04 | 0.04 | 0.04 | 0.04 | 0.04 | 0.04
Geo | 0 | 0 | 0 | 0 | 0 | 0
H | 0 | 0 | 0 | 0 | 0 | 0
LFG | 0 | 0 | 0 | 0 | 0 | 0
Nuc | 0 | 0 | 0 | 0 | 0 | 0
PS | 0 | 0 | 0 | 0 | 0 | 0
PV | 0 | 0 | 0 | 0 | 0 | 0
PeakG | 0 | 0 | 0 | 0 | 0 | 0
PeakO | 0 | 0 | 0 | 0 | 0 | 0
ST | 0 | 0 | 0 | 0 | 0 | 0
STOG | 0 | 0 | 0 | 0 | 0 | 0
STWD | 0 | 0 | 0 | 0 | 0 | 0
WT | 0 | 0 | 0 | 0 | 0 | 0
IGCC | 0 | 0 | 0 | 0 | 0 | 0
DemandResponse | 0 | 0 | 0 | 0 | 0 | 0
IGCC-CCS | 0 | 0 | 0 | 0 | 0 | 0
WT_off | 0 | 0 | 0 | 0 | 0 | 0
PseudoUnit | 0 | 0 | 0 | 0 | 0 | 0
FixedInterchange | 0 | 0 | 0 | 0 | 0 | 0
NOx Emissions (MMshortTons): PJM_ROR
ReportingType | 2015 | 2020 | 2025 | 2030 | 2035 | 2040
BM | 0 | 0 | 0 | 0 | 0 | 0
CC | 0 | 0 | 0 | 0 | 0 | 0
CSP | 0 | 0 | 0 | 0 | 0 | 0
CT | 0 | 0 | 0 | 0 | 0 | 0
Coal | 0.26 | 0.2 | 0.2 | 0.21 | 0.21 | 0.21
Geo | 0 | 0 | 0 | 0 | 0 | 0
H | 0 | 0 | 0 | 0 | 0 | 0
LFG | 0 | 0 | 0 | 0 | 0 | 0
Nuc | 0 | 0 | 0 | 0 | 0 | 0
PS | 0 | 0 | 0 | 0 | 0 | 0
PV | 0 | 0 | 0 | 0 | 0 | 0
PeakG | 0 | 0 | 0 | 0 | 0 | 0
PeakO | 0 | 0 | 0 | 0 | 0 | 0
ST | 0 | 0 | 0 | 0 | 0 | 0
STOG | 0 | 0 | 0 | 0 | 0 | 0
STWD | 0 | 0 | 0 | 0 | 0 | 0
WT | 0 | 0 | 0 | 0 | 0 | 0
IGCC | 0 | 0 | 0 | 0 | 0 | 0
DemandResponse | 0 | 0 | 0 | 0 | 0 | 0
IGCC-CCS | 0 | 0 | 0 | 0 | 0 | 0
WT_off | 0 | 0 | 0 | 0 | 0 | 0
PseudoUnit | 0 | 0 | 0 | 0 | 0 | 0
FixedInterchange | 0 | 0 | 0 | 0 | 0 | 0
NOx Emissions (MMshortTons): SOCO
ReportingType | 2015 | 2020 | 2025 | 2030 | 2035 | 2040
BM | 0 | 0 | 0 | 0 | 0 | 0
CC | 0.01 | 0.01 | 0.01 | 0.01 | 0.01 | 0.01
CSP | 0 | 0 | 0 | 0 | 0 | 0
CT | 0 | 0 | 0 | 0 | 0 | 0
Coal | 0.07 | 0.06 | 0.07 | 0.07 | 0.07 | 0.09
Geo | 0 | 0 | 0 | 0 | 0 | 0
H | 0 | 0 | 0 | 0 | 0 | 0
LFG | 0 | 0 | 0 | 0 | 0 | 0
Nuc | 0 | 0 | 0 | 0 | 0 | 0
PS | 0 | 0 | 0 | 0 | 0 | 0
PV | 0 | 0 | 0 | 0 | 0 | 0
PeakG | 0 | 0 | 0 | 0 | 0 | 0
PeakO | 0 | 0 | 0 | 0 | 0 | 0
ST | 0 | 0 | 0 | 0 | 0 | 0
STOG | 0 | 0 | 0 | 0 | 0 | 0
STWD | 0 | 0 | 0 | 0 | 0 | 0
WT | 0 | 0 | 0 | 0 | 0 | 0
IGCC | 0 | 0 | 0 | 0 | 0 | 0
DemandResponse | 0 | 0 | 0 | 0 | 0 | 0
IGCC-CCS | 0 | 0 | 0 | 0 | 0 | 0
WT_off | 0 | 0 | 0 | 0 | 0 | 0
PseudoUnit | 0 | 0 | 0 | 0 | 0 | 0
FixedInterchange | 0 | 0 | 0 | 0 | 0 | 0
NOx Emissions (MMshortTons): SPP_N
ReportingType | 2015 | 2020 | 2025 | 2030 | 2035 | 2040
BM | 0 | 0 | 0 | 0 | 0 | 0
CC | 0 | 0 | 0 | 0 | 0 | 0
CSP | 0 | 0 | 0 | 0 | 0 | 0
CT | 0 | 0 | 0 | 0 | 0 | 0
Coal | 0.07 | 0.07 | 0.07 | 0.07 | 0.07 | 0.07
Geo | 0 | 0 | 0 | 0 | 0 | 0
H | 0 | 0 | 0 | 0 | 0 | 0
LFG | 0 | 0 | 0 | 0 | 0 | 0
Nuc | 0 | 0 | 0 | 0 | 0 | 0
PS | 0 | 0 | 0 | 0 | 0 | 0
PV | 0 | 0 | 0 | 0 | 0 | 0
PeakG | 0 | 0 | 0 | 0 | 0 | 0
PeakO | 0 | 0 | 0 | 0 | 0 | 0
ST | 0 | 0 | 0 | 0 | 0 | 0
STOG | 0 | 0 | 0 | 0 | 0 | 0
STWD | 0 | 0 | 0 | 0 | 0 | 0
WT | 0 | 0 | 0 | 0 | 0 | 0
IGCC | 0 | 0 | 0 | 0 | 0 | 0
DemandResponse | 0 | 0 | 0 | 0 | 0 | 0
IGCC-CCS | 0 | 0 | 0 | 0 | 0 | 0
WT_off | 0 | 0 | 0 | 0 | 0 | 0
PseudoUnit | 0 | 0 | 0 | 0 | 0 | 0
FixedInterchange | 0 | 0 | 0 | 0 | 0 | 0
NOx Emissions (MMshortTons): SPP_S
ReportingType | 2015 | 2020 | 2025 | 2030 | 2035 | 2040
BM | 0 | 0 | 0 | 0 | 0 | 0
CC | 0 | 0 | 0 | 0 | 0 | 0
CSP | 0 | 0 | 0 | 0 | 0 | 0
CT | 0 | 0 | 0 | 0 | 0 | 0
Coal | 0.1 | 0.1 | 0.11 | 0.11 | 0.11 | 0.11
Geo | 0 | 0 | 0 | 0 | 0 | 0
H | 0 | 0 | 0 | 0 | 0 | 0
LFG | 0 | 0 | 0 | 0 | 0 | 0
Nuc | 0 | 0 | 0 | 0 | 0 | 0
PS | 0 | 0 | 0 | 0 | 0 | 0
PV | 0 | 0 | 0 | 0 | 0 | 0
PeakG | 0 | 0 | 0 | 0 | 0 | 0
PeakO | 0 | 0 | 0 | 0 | 0 | 0
ST | 0 | 0 | 0 | 0 | 0 | 0
STOG | 0 | 0 | 0 | 0 | 0 | 0
STWD | 0 | 0 | 0 | 0 | 0 | 0
WT | 0 | 0 | 0 | 0 | 0 | 0
IGCC | 0 | 0 | 0 | 0 | 0 | 0
DemandResponse | 0 | 0 | 0 | 0 | 0 | 0
IGCC-CCS | 0 | 0 | 0 | 0 | 0 | 0
WT_off | 0 | 0 | 0 | 0 | 0 | 0
PseudoUnit | 0 | 0 | 0 | 0 | 0 | 0
FixedInterchange | 0 | 0 | 0 | 0 | 0 | 0
NOx Emissions (MMshortTons): TVA
ReportingType | 2015 | 2020 | 2025 | 2030 | 2035 | 2040
BM | 0 | 0 | 0 | 0 | 0 | 0
CC | 0 | 0 | 0 | 0 | 0 | 0
CSP | 0 | 0 | 0 | 0 | 0 | 0
CT | 0 | 0 | 0 | 0 | 0 | 0
Coal | 0.06 | 0.06 | 0.06 | 0.06 | 0.07 | 0.07
Geo | 0 | 0 | 0 | 0 | 0 | 0
H | 0 | 0 | 0 | 0 | 0 | 0
LFG | 0 | 0 | 0 | 0 | 0 | 0
Nuc | 0 | 0 | 0 | 0 | 0 | 0
PS | 0 | 0 | 0 | 0 | 0 | 0
PV | 0 | 0 | 0 | 0 | 0 | 0
PeakG | 0 | 0 | 0 | 0 | 0 | 0
PeakO | 0 | 0 | 0 | 0 | 0 | 0
ST | 0 | 0 | 0 | 0 | 0 | 0
STOG | 0 | 0 | 0 | 0 | 0 | 0
STWD | 0 | 0 | 0 | 0 | 0 | 0
WT | 0 | 0 | 0 | 0 | 0 | 0
IGCC | 0 | 0 | 0 | 0 | 0 | 0
DemandResponse | 0 | 0 | 0 | 0 | 0 | 0
IGCC-CCS | 0 | 0 | 0 | 0 | 0 | 0
WT_off | 0 | 0 | 0 | 0 | 0 | 0
PseudoUnit | 0 | 0 | 0 | 0 | 0 | 0
FixedInterchange | 0 | 0 | 0 | 0 | 0 | 0
NOx Emissions (MMshortTons): TVA_Transmission
ReportingType | 2015 | 2020 | 2025 | 2030 | 2035 | 2040
BM | 0 | 0 | 0 | 0 | 0 | 0
CC | 0 | 0 | 0 | 0 | 0 | 0
CSP | 0 | 0 | 0 | 0 | 0 | 0
CT | 0 | 0 | 0 | 0 | 0 | 0
Coal | 0 | 0 | 0 | 0 | 0 | 0
Geo | 0 | 0 | 0 | 0 | 0 | 0
H | 0 | 0 | 0 | 0 | 0 | 0
LFG | 0 | 0 | 0 | 0 | 0 | 0
Nuc | 0 | 0 | 0 | 0 | 0 | 0
PS | 0 | 0 | 0 | 0 | 0 | 0
PV | 0 | 0 | 0 | 0 | 0 | 0
PeakG | 0 | 0 | 0 | 0 | 0 | 0
PeakO | 0 | 0 | 0 | 0 | 0 | 0
ST | 0 | 0 | 0 | 0 | 0 | 0
STOG | 0 | 0 | 0 | 0 | 0 | 0
STWD | 0 | 0 | 0 | 0 | 0 | 0
WT | 0 | 0 | 0 | 0 | 0 | 0
IGCC | 0 | 0 | 0 | 0 | 0 | 0
DemandResponse | 0 | 0 | 0 | 0 | 0 | 0
IGCC-CCS | 0 | 0 | 0 | 0 | 0 | 0
WT_off | 0 | 0 | 0 | 0 | 0 | 0
PseudoUnit | 0 | 0 | 0 | 0 | 0 | 0
FixedInterchange | 0 | 0 | 0 | 0 | 0 | 0
NOx Emissions (MMshortTons): VACAR
ReportingType | 2015 | 2020 | 2025 | 2030 | 2035 | 2040
BM | 0 | 0 | 0 | 0 | 0 | 0
CC | 0 | 0 | 0 | 0 | 0 | 0
CSP | 0 | 0 | 0 | 0 | 0 | 0
CT | 0 | 0 | 0 | 0 | 0 | 0
Coal | 0.04 | 0.03 | 0.04 | 0.05 | 0.05 | 0.05
Geo | 0 | 0 | 0 | 0 | 0 | 0
H | 0 | 0 | 0 | 0 | 0 | 0
LFG | 0 | 0 | 0 | 0 | 0 | 0
Nuc | 0 | 0 | 0 | 0 | 0 | 0
PS | 0 | 0 | 0 | 0 | 0 | 0
PV | 0 | 0 | 0 | 0 | 0 | 0
PeakG | 0 | 0 | 0 | 0 | 0 | 0
PeakO | 0 | 0 | 0 | 0 | 0 | 0
ST | 0 | 0 | 0 | 0 | 0 | 0
STOG | 0 | 0 | 0 | 0 | 0 | 0
STWD | 0 | 0 | 0 | 0 | 0 | 0
WT | 0 | 0 | 0 | 0 | 0 | 0
IGCC | 0 | 0 | 0 | 0 | 0 | 0
DemandResponse | 0 | 0 | 0 | 0 | 0 | 0
IGCC-CCS | 0 | 0 | 0 | 0 | 0 | 0
WT_off | 0 | 0 | 0 | 0 | 0 | 0
PseudoUnit | 0 | 0 | 0 | 0 | 0 | 0
FixedInterchange | 0 | 0 | 0 | 0 | 0 | 0
NOx Emissions (MMshortTons): IESO
ReportingType | 2015 | 2020 | 2025 | 2030 | 2035 | 2040
BM | 0 | 0 | 0 | 0 | 0 | 0
CC | 0 | 0 | 0 | 0 | 0 | 0
CSP | 0 | 0 | 0 | 0 | 0 | 0
CT | 0 | 0 | 0 | 0 | 0 | 0
Coal | 0 | 0 | 0 | 0 | 0 | 0
Geo | 0 | 0 | 0 | 0 | 0 | 0
H | 0 | 0 | 0 | 0 | 0 | 0
LFG | 0 | 0 | 0 | 0 | 0 | 0
Nuc | 0 | 0 | 0 | 0 | 0 | 0
PS | 0 | 0 | 0 | 0 | 0 | 0
PV | 0 | 0 | 0 | 0 | 0 | 0
PeakG | 0 | 0 | 0 | 0 | 0 | 0
PeakO | 0 | 0 | 0 | 0 | 0 | 0
ST | 0 | 0 | 0 | 0 | 0 | 0
STOG | 0 | 0 | 0 | 0 | 0 | 0
STWD | 0 | 0 | 0 | 0 | 0 | 0
WT | 0 | 0 | 0 | 0 | 0 | 0
IGCC | 0 | 0 | 0 | 0 | 0 | 0
DemandResponse | 0 | 0 | 0 | 0 | 0 | 0
IGCC-CCS | 0 | 0 | 0 | 0 | 0 | 0
WT_off | 0 | 0 | 0 | 0 | 0 | 0
PseudoUnit | 0 | 0 | 0 | 0 | 0 | 0
FixedInterchange | 0 | 0 | 0 | 0 | 0 | 0
NOx Emissions (MMshortTons): MAPP_CA
ReportingType | 2015 | 2020 | 2025 | 2030 | 2035 | 2040
BM | 0 | 0 | 0 | 0 | 0 | 0
CC | 0 | 0 | 0 | 0 | 0 | 0
CSP | 0 | 0 | 0 | 0 | 0 | 0
CT | 0 | 0 | 0 | 0 | 0 | 0
Coal | 0 | 0 | 0 | 0 | 0 | 0
Geo | 0 | 0 | 0 | 0 | 0 | 0
H | 0 | 0 | 0 | 0 | 0 | 0
LFG | 0 | 0 | 0 | 0 | 0 | 0
Nuc | 0 | 0 | 0 | 0 | 0 | 0
PS | 0 | 0 | 0 | 0 | 0 | 0
PV | 0 | 0 | 0 | 0 | 0 | 0
PeakG | 0 | 0 | 0 | 0 | 0 | 0
PeakO | 0 | 0 | 0 | 0 | 0 | 0
ST | 0 | 0 | 0 | 0 | 0 | 0
STOG | 0 | 0 | 0 | 0 | 0 | 0
STWD | 0 | 0 | 0 | 0 | 0 | 0
WT | 0 | 0 | 0 | 0 | 0 | 0
IGCC | 0 | 0 | 0 | 0 | 0 | 0
DemandResponse | 0 | 0 | 0 | 0 | 0 | 0
IGCC-CCS | 0 | 0 | 0 | 0 | 0 | 0
WT_off | 0 | 0 | 0 | 0 | 0 | 0
PseudoUnit | 0 | 0 | 0 | 0 | 0 | 0
FixedInterchange | 0 | 0 | 0 | 0 | 0 | 0
NOx Emissions (MMshortTons): AZ_NM_SNV_Coal
ReportingType | 2015 | 2020 | 2025 | 2030 | 2035 | 2040
BM | 0 | 0 | 0 | 0 | 0 | 0
CC | 0 | 0 | 0 | 0 | 0 | 0
CSP | 0 | 0 | 0 | 0 | 0 | 0
CT | 0 | 0 | 0 | 0 | 0 | 0
Coal | 0.12 | 0.12 | 0.12 | 0.12 | 0.13 | 0.14
Geo | 0 | 0 | 0 | 0 | 0 | 0
H | 0 | 0 | 0 | 0 | 0 | 0
LFG | 0 | 0 | 0 | 0 | 0 | 0
Nuc | 0 | 0 | 0 | 0 | 0 | 0
PS | 0 | 0 | 0 | 0 | 0 | 0
PV | 0 | 0 | 0 | 0 | 0 | 0
PeakG | 0 | 0 | 0 | 0 | 0 | 0
PeakO | 0 | 0 | 0 | 0 | 0 | 0
ST | 0 | 0 | 0 | 0 | 0 | 0
STOG | 0 | 0 | 0 | 0 | 0 | 0
STWD | 0 | 0 | 0 | 0 | 0 | 0
WT | 0 | 0 | 0 | 0 | 0 | 0
IGCC | 0 | 0 | 0 | 0 | 0 | 0
DemandResponse | 0 | 0 | 0 | 0 | 0 | 0
IGCC-CCS | 0 | 0 | 0 | 0 | 0 | 0
WT_off | 0 | 0 | 0 | 0 | 0 | 0
PseudoUnit | 0 | 0 | 0 | 0 | 0 | 0
FixedInterchange | 0 | 0 | 0 | 0 | 0 | 0
NOx Emissions (MMshortTons): AZ_NM_SNV_Gas
ReportingType | 2015 | 2020 | 2025 | 2030 | 2035 | 2040
BM | 0 | 0 | 0 | 0 | 0 | 0
CC | 0.01 | 0.01 | 0.01 | 0.01 | 0.01 | 0.01
CSP | 0 | 0 | 0 | 0 | 0 | 0
CT | 0 | 0 | 0 | 0 | 0 | 0
Coal | 0 | 0 | 0 | 0 | 0 | 0
Geo | 0 | 0 | 0 | 0 | 0 | 0
H | 0 | 0 | 0 | 0 | 0 | 0
LFG | 0 | 0 | 0 | 0 | 0 | 0
Nuc | 0 | 0 | 0 | 0 | 0 | 0
PS | 0 | 0 | 0 | 0 | 0 | 0
PV | 0 | 0 | 0 | 0 | 0 | 0
PeakG | 0 | 0 | 0 | 0 | 0 | 0
PeakO | 0 | 0 | 0 | 0 | 0 | 0
ST | 0 | 0 | 0 | 0 | 0 | 0
STOG | 0 | 0 | 0 | 0 | 0 | 0
STWD | 0 | 0 | 0 | 0 | 0 | 0
WT | 0 | 0 | 0 | 0 | 0 | 0
IGCC | 0 | 0 | 0 | 0 | 0 | 0
DemandResponse | 0 | 0 | 0 | 0 | 0 | 0
IGCC-CCS | 0 | 0 | 0 | 0 | 0 | 0
WT_off | 0 | 0 | 0 | 0 | 0 | 0
PseudoUnit | 0 | 0 | 0 | 0 | 0 | 0
FixedInterchange | 0 | 0 | 0 | 0 | 0 | 0
NOx Emissions (MMshortTons): AZ_NM_SNV_NucRenew
ReportingType | 2015 | 2020 | 2025 | 2030 | 2035 | 2040
BM | 0 | 0 | 0 | 0 | 0 | 0
CC | 0 | 0 | 0 | 0 | 0 | 0
CSP | 0 | 0 | 0 | 0 | 0 | 0
CT | 0 | 0 | 0 | 0 | 0 | 0
Coal | 0 | 0 | 0 | 0 | 0 | 0
Geo | 0 | 0 | 0 | 0 | 0 | 0
H | 0 | 0 | 0 | 0 | 0 | 0
LFG | 0 | 0 | 0 | 0 | 0 | 0
Nuc | 0 | 0 | 0 | 0 | 0 | 0
PS | 0 | 0 | 0 | 0 | 0 | 0
PV | 0 | 0 | 0 | 0 | 0 | 0
PeakG | 0 | 0 | 0 | 0 | 0 | 0
PeakO | 0 | 0 | 0 | 0 | 0 | 0
ST | 0 | 0 | 0 | 0 | 0 | 0
STOG | 0 | 0 | 0 | 0 | 0 | 0
STWD | 0 | 0 | 0 | 0 | 0 | 0
WT | 0 | 0 | 0 | 0 | 0 | 0
IGCC | 0 | 0 | 0 | 0 | 0 | 0
DemandResponse | 0 | 0 | 0 | 0 | 0 | 0
IGCC-CCS | 0 | 0 | 0 | 0 | 0 | 0
WT_off | 0 | 0 | 0 | 0 | 0 | 0
PseudoUnit | 0 | 0 | 0 | 0 | 0 | 0
FixedInterchange | 0 | 0 | 0 | 0 | 0 | 0
NOx Emissions (MMshortTons): ERCOT
ReportingType | 2015 | 2020 | 2025 | 2030 | 2035 | 2040
BM | 0 | 0 | 0 | 0 | 0 | 0
CC | 0.01 | 0.01 | 0.01 | 0.01 | 0.01 | 0.01
CSP | 0 | 0 | 0 | 0 | 0 | 0
CT | 0 | 0 | 0 | 0 | 0 | 0
Coal | 0.07 | 0.08 | 0.09 | 0.09 | 0.09 | 0.09
Geo | 0 | 0 | 0 | 0 | 0 | 0
H | 0 | 0 | 0 | 0 | 0 | 0
LFG | 0 | 0 | 0 | 0 | 0 | 0
Nuc | 0 | 0 | 0 | 0 | 0 | 0
PS | 0 | 0 | 0 | 0 | 0 | 0
PV | 0 | 0 | 0 | 0 | 0 | 0
PeakG | 0 | 0 | 0 | 0 | 0 | 0
PeakO | 0 | 0 | 0 | 0 | 0 | 0
ST | 0 | 0 | 0 | 0 | 0 | 0
STOG | 0 | 0 | 0.01 | 0.01 | 0.01 | 0
STWD | 0 | 0 | 0 | 0 | 0 | 0
WT | 0 | 0 | 0 | 0 | 0 | 0
IGCC | 0 | 0 | 0 | 0 | 0 | 0
DemandResponse | 0 | 0 | 0 | 0 | 0 | 0
IGCC-CCS | 0 | 0 | 0 | 0 | 0 | 0
WT_off | 0 | 0 | 0 | 0 | 0 | 0
PseudoUnit | 0 | 0 | 0 | 0 | 0 | 0
FixedInterchange | 0 | 0 | 0 | 0 | 0 | 0
NOx Emissions (MMshortTons): NP15
ReportingType | 2015 | 2020 | 2025 | 2030 | 2035 | 2040
BM | 0 | 0 | 0 | 0 | 0 | 0
CC | 0 | 0 | 0 | 0 | 0 | 0
CSP | 0 | 0 | 0 | 0 | 0 | 0
CT | 0 | 0 | 0 | 0 | 0 | 0
Coal | 0 | 0 | 0 | 0 | 0 | 0
Geo | 0 | 0 | 0 | 0 | 0 | 0
H | 0 | 0 | 0 | 0 | 0 | 0
LFG | 0 | 0 | 0 | 0 | 0 | 0
Nuc | 0 | 0 | 0 | 0 | 0 | 0
PS | 0 | 0 | 0 | 0 | 0 | 0
PV | 0 | 0 | 0 | 0 | 0 | 0
PeakG | 0 | 0 | 0 | 0 | 0 | 0
PeakO | 0 | 0 | 0 | 0 | 0 | 0
ST | 0 | 0 | 0 | 0 | 0 | 0
STOG | 0 | 0 | 0 | 0 | 0 | 0
STWD | 0 | 0 | 0 | 0 | 0 | 0
WT | 0 | 0 | 0 | 0 | 0 | 0
IGCC | 0 | 0 | 0 | 0 | 0 | 0
DemandResponse | 0 | 0 | 0 | 0 | 0 | 0
IGCC-CCS | 0 | 0 | 0 | 0 | 0 | 0
WT_off | 0 | 0 | 0 | 0 | 0 | 0
PseudoUnit | 0 | 0 | 0 | 0 | 0 | 0
FixedInterchange | 0 | 0 | 0 | 0 | 0 | 0
NOx Emissions (MMshortTons): NWPP_Coal
ReportingType | 2015 | 2020 | 2025 | 2030 | 2035 | 2040
BM | 0 | 0 | 0 | 0 | 0 | 0
CC | 0 | 0 | 0 | 0 | 0 | 0
CSP | 0 | 0 | 0 | 0 | 0 | 0
CT | 0 | 0 | 0 | 0 | 0 | 0
Coal | 0.15 | 0.15 | 0.15 | 0.15 | 0.15 | 0.15
Geo | 0 | 0 | 0 | 0 | 0 | 0
H | 0 | 0 | 0 | 0 | 0 | 0
LFG | 0 | 0 | 0 | 0 | 0 | 0
Nuc | 0 | 0 | 0 | 0 | 0 | 0
PS | 0 | 0 | 0 | 0 | 0 | 0
PV | 0 | 0 | 0 | 0 | 0 | 0
PeakG | 0 | 0 | 0 | 0 | 0 | 0
PeakO | 0 | 0 | 0 | 0 | 0 | 0
ST | 0 | 0 | 0 | 0 | 0 | 0
STOG | 0 | 0 | 0 | 0 | 0 | 0
STWD | 0 | 0 | 0 | 0 | 0 | 0
WT | 0 | 0 | 0 | 0 | 0 | 0
IGCC | 0 | 0 | 0 | 0 | 0 | 0
DemandResponse | 0 | 0 | 0 | 0 | 0 | 0
IGCC-CCS | 0 | 0 | 0 | 0 | 0 | 0
WT_off | 0 | 0 | 0 | 0 | 0 | 0
PseudoUnit | 0 | 0 | 0 | 0 | 0 | 0
FixedInterchange | 0 | 0 | 0 | 0 | 0 | 0
NOx Emissions (MMshortTons): NWPP_Gas
ReportingType | 2015 | 2020 | 2025 | 2030 | 2035 | 2040
BM | 0 | 0 | 0 | 0 | 0 | 0
CC | 0 | 0 | 0 | 0.01 | 0.01 | 0.01
CSP | 0 | 0 | 0 | 0 | 0 | 0
CT | 0 | 0 | 0 | 0 | 0 | 0
Coal | 0 | 0 | 0 | 0 | 0 | 0
Geo | 0 | 0 | 0 | 0 | 0 | 0
H | 0 | 0 | 0 | 0 | 0 | 0
LFG | 0 | 0 | 0 | 0 | 0 | 0
Nuc | 0 | 0 | 0 | 0 | 0 | 0
PS | 0 | 0 | 0 | 0 | 0 | 0
PV | 0 | 0 | 0 | 0 | 0 | 0
PeakG | 0 | 0 | 0 | 0 | 0 | 0
PeakO | 0 | 0 | 0 | 0 | 0 | 0
ST | 0 | 0 | 0 | 0 | 0 | 0
STOG | 0 | 0 | 0 | 0 | 0 | 0
STWD | 0 | 0 | 0 | 0 | 0 | 0
WT | 0 | 0 | 0 | 0 | 0 | 0
IGCC | 0 | 0 | 0 | 0 | 0 | 0
DemandResponse | 0 | 0 | 0 | 0 | 0 | 0
IGCC-CCS | 0 | 0 | 0 | 0 | 0 | 0
WT_off | 0 | 0 | 0 | 0 | 0 | 0
PseudoUnit | 0 | 0 | 0 | 0 | 0 | 0
FixedInterchange | 0 | 0 | 0 | 0 | 0 | 0
NOx Emissions (MMshortTons): NWPP_NucRenew
ReportingType | 2015 | 2020 | 2025 | 2030 | 2035 | 2040
BM | 0 | 0 | 0 | 0 | 0 | 0
CC | 0 | 0 | 0 | 0 | 0 | 0
CSP | 0 | 0 | 0 | 0 | 0 | 0
CT | 0 | 0 | 0 | 0 | 0 | 0
Coal | 0 | 0 | 0 | 0 | 0 | 0
Geo | 0 | 0 | 0 | 0 | 0 | 0
H | 0 | 0 | 0 | 0 | 0 | 0
LFG | 0 | 0 | 0 | 0 | 0 | 0
Nuc | 0 | 0 | 0 | 0 | 0 | 0
PS | 0 | 0 | 0 | 0 | 0 | 0
PV | 0 | 0 | 0 | 0 | 0 | 0
PeakG | 0 | 0 | 0 | 0 | 0 | 0
PeakO | 0 | 0 | 0 | 0 | 0 | 0
ST | 0 | 0 | 0 | 0 | 0 | 0
STOG | 0 | 0 | 0 | 0 | 0 | 0
STWD | 0 | 0 | 0 | 0 | 0 | 0
WT | 0 | 0 | 0 | 0 | 0 | 0
IGCC | 0 | 0 | 0 | 0 | 0 | 0
DemandResponse | 0 | 0 | 0 | 0 | 0 | 0
IGCC-CCS | 0 | 0 | 0 | 0 | 0 | 0
WT_off | 0 | 0 | 0 | 0 | 0 | 0
PseudoUnit | 0 | 0 | 0 | 0 | 0 | 0
FixedInterchange | 0 | 0 | 0 | 0 | 0 | 0
NOx Emissions (MMshortTons): RMPA
ReportingType | 2015 | 2020 | 2025 | 2030 | 2035 | 2040
BM | 0 | 0 | 0 | 0 | 0 | 0
CC | 0 | 0 | 0 | 0 | 0 | 0
CSP | 0 | 0 | 0 | 0 | 0 | 0
CT | 0 | 0 | 0 | 0 | 0 | 0
Coal | 0.06 | 0.06 | 0.05 | 0.06 | 0.06 | 0.06
Geo | 0 | 0 | 0 | 0 | 0 | 0
H | 0 | 0 | 0 | 0 | 0 | 0
LFG | 0 | 0 | 0 | 0 | 0 | 0
Nuc | 0 | 0 | 0 | 0 | 0 | 0
PS | 0 | 0 | 0 | 0 | 0 | 0
PV | 0 | 0 | 0 | 0 | 0 | 0
PeakG | 0 | 0 | 0 | 0 | 0 | 0
PeakO | 0 | 0 | 0 | 0 | 0 | 0
ST | 0 | 0 | 0 | 0 | 0 | 0
STOG | 0 | 0 | 0 | 0 | 0 | 0
STWD | 0 | 0 | 0 | 0 | 0 | 0
WT | 0 | 0 | 0 | 0 | 0 | 0
IGCC | 0 | 0 | 0 | 0 | 0 | 0
DemandResponse | 0 | 0 | 0 | 0 | 0 | 0
IGCC-CCS | 0 | 0 | 0 | 0 | 0 | 0
WT_off | 0 | 0 | 0 | 0 | 0 | 0
PseudoUnit | 0 | 0 | 0 | 0 | 0 | 0
FixedInterchange | 0 | 0 | 0 | 0 | 0 | 0
NOx Emissions (MMshortTons): SP15
ReportingType | 2015 | 2020 | 2025 | 2030 | 2035 | 2040
BM | 0 | 0 | 0 | 0 | 0 | 0
CC | 0 | 0 | 0 | 0 | 0 | 0
CSP | 0 | 0 | 0 | 0 | 0 | 0
CT | 0 | 0 | 0 | 0 | 0 | 0
Coal | 0 | 0 | 0 | 0 | 0 | 0
Geo | 0 | 0 | 0 | 0 | 0 | 0
H | 0 | 0 | 0 | 0 | 0 | 0
LFG | 0 | 0 | 0 | 0 | 0 | 0
Nuc | 0 | 0 | 0 | 0 | 0 | 0
PS | 0 | 0 | 0 | 0 | 0 | 0
PV | 0 | 0 | 0 | 0 | 0 | 0
PeakG | 0 | 0 | 0 | 0 | 0 | 0
PeakO | 0 | 0 | 0 | 0 | 0 | 0
ST | 0 | 0 | 0 | 0 | 0 | 0
STOG | 0 | 0 | 0 | 0 | 0 | 0
STWD | 0 | 0 | 0 | 0 | 0 | 0
WT | 0 | 0 | 0 | 0 | 0 | 0
IGCC | 0 | 0 | 0 | 0 | 0 | 0
DemandResponse | 0 | 0 | 0 | 0 | 0 | 0
IGCC-CCS | 0 | 0 | 0 | 0 | 0 | 0
WT_off | 0 | 0 | 0 | 0 | 0 | 0
PseudoUnit | 0 | 0 | 0 | 0 | 0 | 0
FixedInterchange | 0 | 0 | 0 | 0 | 0 | 0
NOx Emissions (MMshortTons): ALB
ReportingType | 2015 | 2020 | 2025 | 2030 | 2035 | 2040
BM | 0 | 0 | 0 | 0 | 0 | 0
CC | 0 | 0 | 0 | 0 | 0 | 0
CSP | 0 | 0 | 0 | 0 | 0 | 0
CT | 0 | 0 | 0 | 0 | 0 | 0
Coal | 0.01 | 0.01 | 0.01 | 0.01 | 0.01 | 0.01
Geo | 0 | 0 | 0 | 0 | 0 | 0
H | 0 | 0 | 0 | 0 | 0 | 0
LFG | 0 | 0 | 0 | 0 | 0 | 0
Nuc | 0 | 0 | 0 | 0 | 0 | 0
PS | 0 | 0 | 0 | 0 | 0 | 0
PV | 0 | 0 | 0 | 0 | 0 | 0
PeakG | 0 | 0 | 0 | 0 | 0 | 0
PeakO | 0 | 0 | 0 | 0 | 0 | 0
ST | 0 | 0 | 0 | 0 | 0 | 0
STOG | 0 | 0 | 0 | 0 | 0 | 0
STWD | 0 | 0 | 0 | 0 | 0 | 0
WT | 0 | 0 | 0 | 0 | 0 | 0
IGCC | 0 | 0 | 0 | 0 | 0 | 0
DemandResponse | 0 | 0 | 0 | 0 | 0 | 0
IGCC-CCS | 0 | 0 | 0 | 0 | 0 | 0
WT_off | 0 | 0 | 0 | 0 | 0 | 0
PseudoUnit | 0 | 0 | 0 | 0 | 0 | 0
FixedInterchange | 0 | 0 | 0 | 0 | 0 | 0
NOx Emissions (MMshortTons): BC
ReportingType | 2015 | 2020 | 2025 | 2030 | 2035 | 2040
BM | 0 | 0 | 0 | 0 | 0 | 0
CC | 0 | 0 | 0 | 0 | 0 | 0
CSP | 0 | 0 | 0 | 0 | 0 | 0
CT | 0 | 0 | 0 | 0 | 0 | 0
Coal | 0 | 0 | 0 | 0 | 0 | 0
Geo | 0 | 0 | 0 | 0 | 0 | 0
H | 0 | 0 | 0 | 0 | 0 | 0
LFG | 0 | 0 | 0 | 0 | 0 | 0
Nuc | 0 | 0 | 0 | 0 | 0 | 0
PS | 0 | 0 | 0 | 0 | 0 | 0
PV | 0 | 0 | 0 | 0 | 0 | 0
PeakG | 0 | 0 | 0 | 0 | 0 | 0
PeakO | 0 | 0 | 0 | 0 | 0 | 0
ST | 0 | 0 | 0 | 0 | 0 | 0
STOG | 0 | 0 | 0 | 0 | 0 | 0
STWD | 0 | 0 | 0 | 0 | 0 | 0
WT | 0 | 0 | 0 | 0 | 0 | 0
IGCC | 0 | 0 | 0 | 0 | 0 | 0
DemandResponse | 0 | 0 | 0 | 0 | 0 | 0
IGCC-CCS | 0 | 0 | 0 | 0 | 0 | 0
WT_off | 0 | 0 | 0 | 0 | 0 | 0
PseudoUnit | 0 | 0 | 0 | 0 | 0 | 0
FixedInterchange | 0 | 0 | 0 | 0 | 0 | 0
NOx Emissions (MMshortTons): HQ_IESO
ReportingType | 2015 | 2020 | 2025 | 2030 | 2035 | 2040
BM | 0 | 0 | 0 | 0 | 0 | 0
CC | 0 | 0 | 0 | 0 | 0 | 0
CSP | 0 | 0 | 0 | 0 | 0 | 0
CT | 0 | 0 | 0 | 0 | 0 | 0
Coal | 0 | 0 | 0 | 0 | 0 | 0
Geo | 0 | 0 | 0 | 0 | 0 | 0
H | 0 | 0 | 0 | 0 | 0 | 0
LFG | 0 | 0 | 0 | 0 | 0 | 0
Nuc | 0 | 0 | 0 | 0 | 0 | 0
PS | 0 | 0 | 0 | 0 | 0 | 0
PV | 0 | 0 | 0 | 0 | 0 | 0
PeakG | 0 | 0 | 0 | 0 | 0 | 0
PeakO | 0 | 0 | 0 | 0 | 0 | 0
ST | 0 | 0 | 0 | 0 | 0 | 0
STOG | 0 | 0 | 0 | 0 | 0 | 0
STWD | 0 | 0 | 0 | 0 | 0 | 0
WT | 0 | 0 | 0 | 0 | 0 | 0
IGCC | 0 | 0 | 0 | 0 | 0 | 0
DemandResponse | 0 | 0 | 0 | 0 | 0 | 0
IGCC-CCS | 0 | 0 | 0 | 0 | 0 | 0
WT_off | 0 | 0 | 0 | 0 | 0 | 0
PseudoUnit | 0 | 0 | 0 | 0 | 0 | 0
FixedInterchange | 0 | 0 | 0 | 0 | 0 | 0
NOx Emissions (MMshortTons): HQ_NEISO
ReportingType | 2015 | 2020 | 2025 | 2030 | 2035 | 2040
BM | 0 | 0 | 0 | 0 | 0 | 0
CC | 0 | 0 | 0 | 0 | 0 | 0
CSP | 0 | 0 | 0 | 0 | 0 | 0
CT | 0 | 0 | 0 | 0 | 0 | 0
Coal | 0 | 0 | 0 | 0 | 0 | 0
Geo | 0 | 0 | 0 | 0 | 0 | 0
H | 0 | 0 | 0 | 0 | 0 | 0
LFG | 0 | 0 | 0 | 0 | 0 | 0
Nuc | 0 | 0 | 0 | 0 | 0 | 0
PS | 0 | 0 | 0 | 0 | 0 | 0
PV | 0 | 0 | 0 | 0 | 0 | 0
PeakG | 0 | 0 | 0 | 0 | 0 | 0
PeakO | 0 | 0 | 0 | 0 | 0 | 0
ST | 0 | 0 | 0 | 0 | 0 | 0
STOG | 0 | 0 | 0 | 0 | 0 | 0
STWD | 0 | 0 | 0 | 0 | 0 | 0
WT | 0 | 0 | 0 | 0 | 0 | 0
IGCC | 0 | 0 | 0 | 0 | 0 | 0
DemandResponse | 0 | 0 | 0 | 0 | 0 | 0
IGCC-CCS | 0 | 0 | 0 | 0 | 0 | 0
WT_off | 0 | 0 | 0 | 0 | 0 | 0
PseudoUnit | 0 | 0 | 0 | 0 | 0 | 0
FixedInterchange | 0 | 0 | 0 | 0 | 0 | 0
NOx Emissions (MMshortTons): HQ_NY
ReportingType | 2015 | 2020 | 2025 | 2030 | 2035 | 2040
BM | 0 | 0 | 0 | 0 | 0 | 0
CC | 0 | 0 | 0 | 0 | 0 | 0
CSP | 0 | 0 | 0 | 0 | 0 | 0
CT | 0 | 0 | 0 | 0 | 0 | 0
Coal | 0 | 0 | 0 | 0 | 0 | 0
Geo | 0 | 0 | 0 | 0 | 0 | 0
H | 0 | 0 | 0 | 0 | 0 | 0
LFG | 0 | 0 | 0 | 0 | 0 | 0
Nuc | 0 | 0 | 0 | 0 | 0 | 0
PS | 0 | 0 | 0 | 0 | 0 | 0
PV | 0 | 0 | 0 | 0 | 0 | 0
PeakG | 0 | 0 | 0 | 0 | 0 | 0
PeakO | 0 | 0 | 0 | 0 | 0 | 0
ST | 0 | 0 | 0 | 0 | 0 | 0
STOG | 0 | 0 | 0 | 0 | 0 | 0
STWD | 0 | 0 | 0 | 0 | 0 | 0
WT | 0 | 0 | 0 | 0 | 0 | 0
IGCC | 0 | 0 | 0 | 0 | 0 | 0
DemandResponse | 0 | 0 | 0 | 0 | 0 | 0
IGCC-CCS | 0 | 0 | 0 | 0 | 0 | 0
WT_off | 0 | 0 | 0 | 0 | 0 | 0
PseudoUnit | 0 | 0 | 0 | 0 | 0 | 0
FixedInterchange | 0 | 0 | 0 | 0 | 0 | 0
NOx Emissions (MMshortTons): MARITIMES
ReportingType | 2015 | 2020 | 2025 | 2030 | 2035 | 2040
BM | 0 | 0 | 0 | 0 | 0 | 0
CC | 0 | 0 | 0 | 0 | 0 | 0
CSP | 0 | 0 | 0 | 0 | 0 | 0
CT | 0 | 0 | 0 | 0 | 0 | 0
Coal | 0 | 0 | 0 | 0 | 0 | 0
Geo | 0 | 0 | 0 | 0 | 0 | 0
H | 0 | 0 | 0 | 0 | 0 | 0
LFG | 0 | 0 | 0 | 0 | 0 | 0
Nuc | 0 | 0 | 0 | 0 | 0 | 0
PS | 0 | 0 | 0 | 0 | 0 | 0
PV | 0 | 0 | 0 | 0 | 0 | 0
PeakG | 0 | 0 | 0 | 0 | 0 | 0
PeakO | 0 | 0 | 0 | 0 | 0 | 0
ST | 0 | 0 | 0 | 0 | 0 | 0
STOG | 0 | 0 | 0 | 0 | 0 | 0
STWD | 0 | 0 | 0 | 0 | 0 | 0
WT | 0 | 0 | 0 | 0 | 0 | 0
IGCC | 0 | 0 | 0 | 0 | 0 | 0
DemandResponse | 0 | 0 | 0 | 0 | 0 | 0
IGCC-CCS | 0 | 0 | 0 | 0 | 0 | 0
WT_off | 0 | 0 | 0 | 0 | 0 | 0
PseudoUnit | 0 | 0 | 0 | 0 | 0 | 0
FixedInterchange | 0 | 0 | 0 | 0 | 0 | 0
NOx Emissions (MMshortTons): All
ReportingType | 2015 | 2020 | 2025 | 2030 | 2035 | 2040
BM | 0 | 0 | 0 | 0 | 0 | 0
CC | 0.08 | 0.08 | 0.08 | 0.08 | 0.1 | 0.1
CSP | 0 | 0 | 0 | 0 | 0 | 0
CT | 0 | 0 | 0 | 0 | 0 | 0
Coal | 1.56 | 1.45 | 1.52 | 1.54 | 1.59 | 1.64
Geo | 0 | 0 | 0 | 0 | 0 | 0
H | 0 | 0 | 0 | 0 | 0 | 0
LFG | 0 | 0 | 0 | 0 | 0 | 0
Nuc | 0 | 0 | 0 | 0 | 0 | 0
PS | 0 | 0 | 0 | 0 | 0 | 0
PV | 0 | 0 | 0 | 0 | 0 | 0
PeakG | 0 | 0 | 0 | 0 | 0 | 0
PeakO | 0 | 0 | 0 | 0 | 0 | 0
ST | 0 | 0 | 0 | 0 | 0 | 0
STOG | 0.01 | 0.02 | 0.02 | 0.02 | 0.02 | 0.02
STWD | 0 | 0 | 0 | 0 | 0 | 0
WT | 0 | 0 | 0 | 0 | 0 | 0
IGCC | 0 | 0 | 0 | 0 | 0 | 0
DemandResponse | 0 | 0 | 0 | 0 | 0 | 0
IGCC-CCS | 0 | 0 | 0 | 0 | 0 | 0
WT_off | 0 | 0 | 0 | 0 | 0 | 0
PseudoUnit | 0 | 0 | 0 | 0 | 0 | 0
FixedInterchange | 0 | 0 | 0 | 0 | 0 | 0
NOx Emissions (MMshortTons): EI_US
ReportingType | 2015 | 2020 | 2025 | 2030 | 2035 | 2040
BM | 0 | 0 | 0 | 0 | 0 | 0
CC | 0.05 | 0.05 | 0.05 | 0.05 | 0.06 | 0.07
CSP | 0 | 0 | 0 | 0 | 0 | 0
CT | 0 | 0 | 0 | 0 | 0 | 0
Coal | 1.15 | 1.03 | 1.09 | 1.11 | 1.15 | 1.2
Geo | 0 | 0 | 0 | 0 | 0 | 0
H | 0 | 0 | 0 | 0 | 0 | 0
LFG | 0 | 0 | 0 | 0 | 0 | 0
Nuc | 0 | 0 | 0 | 0 | 0 | 0
PS | 0 | 0 | 0 | 0 | 0 | 0
PV | 0 | 0 | 0 | 0 | 0 | 0
PeakG | 0 | 0 | 0 | 0 | 0 | 0
PeakO | 0 | 0 | 0 | 0 | 0 | 0
ST | 0 | 0 | 0 | 0 | 0 | 0
STOG | 0.01 | 0.01 | 0.01 | 0.01 | 0.01 | 0.01
STWD | 0 | 0 | 0 | 0 | 0 | 0
WT | 0 | 0 | 0 | 0 | 0 | 0
IGCC | 0 | 0 | 0 | 0 | 0 | 0
DemandResponse | 0 | 0 | 0 | 0 | 0 | 0
IGCC-CCS | 0 | 0 | 0 | 0 | 0 | 0
WT_off | 0 | 0 | 0 | 0 | 0 | 0
PseudoUnit | 0 | 0 | 0 | 0 | 0 | 0
FixedInterchange | 0 | 0 | 0 | 0 | 0 | 0
NOx Emissions (MMshortTons): EI_Canada
ReportingType | 2015 | 2020 | 2025 | 2030 | 2035 | 2040
BM | 0 | 0 | 0 | 0 | 0 | 0
CC | 0 | 0 | 0 | 0 | 0 | 0
CSP | 0 | 0 | 0 | 0 | 0 | 0
CT | 0 | 0 | 0 | 0 | 0 | 0
Coal | 0 | 0 | 0 | 0 | 0 | 0
Geo | 0 | 0 | 0 | 0 | 0 | 0
H | 0 | 0 | 0 | 0 | 0 | 0
LFG | 0 | 0 | 0 | 0 | 0 | 0
Nuc | 0 | 0 | 0 | 0 | 0 | 0
PS | 0 | 0 | 0 | 0 | 0 | 0
PV | 0 | 0 | 0 | 0 | 0 | 0
PeakG | 0 | 0 | 0 | 0 | 0 | 0
PeakO | 0 | 0 | 0 | 0 | 0 | 0
ST | 0 | 0 | 0 | 0 | 0 | 0
STOG | 0 | 0 | 0 | 0 | 0 | 0
STWD | 0 | 0 | 0 | 0 | 0 | 0
WT | 0 | 0 | 0 | 0 | 0 | 0
IGCC | 0 | 0 | 0 | 0 | 0 | 0
DemandResponse | 0 | 0 | 0 | 0 | 0 | 0
IGCC-CCS | 0 | 0 | 0 | 0 | 0 | 0
WT_off | 0 | 0 | 0 | 0 | 0 | 0
PseudoUnit | 0 | 0 | 0 | 0 | 0 | 0
FixedInterchange | 0 | 0 | 0 | 0 | 0 | 0
NOx Emissions (MMshortTons): EI
ReportingType | 2015 | 2020 | 2025 | 2030 | 2035 | 2040
BM | 0 | 0 | 0 | 0 | 0 | 0
CC | 0.05 | 0.05 | 0.05 | 0.05 | 0.06 | 0.07
CSP | 0 | 0 | 0 | 0 | 0 | 0
CT | 0 | 0 | 0 | 0 | 0 | 0
Coal | 1.15 | 1.03 | 1.09 | 1.11 | 1.15 | 1.2
Geo | 0 | 0 | 0 | 0 | 0 | 0
H | 0 | 0 | 0 | 0 | 0 | 0
LFG | 0 | 0 | 0 | 0 | 0 | 0
Nuc | 0 | 0 | 0 | 0 | 0 | 0
PS | 0 | 0 | 0 | 0 | 0 | 0
PV | 0 | 0 | 0 | 0 | 0 | 0
PeakG | 0 | 0 | 0 | 0 | 0 | 0
PeakO | 0 | 0 | 0 | 0 | 0 | 0
ST | 0 | 0 | 0 | 0 | 0 | 0
STOG | 0.01 | 0.01 | 0.01 | 0.01 | 0.01 | 0.01
STWD | 0 | 0 | 0 | 0 | 0 | 0
WT | 0 | 0 | 0 | 0 | 0 | 0
IGCC | 0 | 0 | 0 | 0 | 0 | 0
DemandResponse | 0 | 0 | 0 | 0 | 0 | 0
IGCC-CCS | 0 | 0 | 0 | 0 | 0 | 0
WT_off | 0 | 0 | 0 | 0 | 0 | 0
PseudoUnit | 0 | 0 | 0 | 0 | 0 | 0
FixedInterchange | 0 | 0 | 0 | 0 | 0 | 0
NOx Emissions (MMshortTons): Outside_EI
ReportingType | 2015 | 2020 | 2025 | 2030 | 2035 | 2040
BM | 0 | 0 | 0 | 0 | 0 | 0
CC | 0.03 | 0.03 | 0.03 | 0.03 | 0.03 | 0.03
CSP | 0 | 0 | 0 | 0 | 0 | 0
CT | 0 | 0 | 0 | 0 | 0 | 0
Coal | 0.41 | 0.42 | 0.42 | 0.42 | 0.43 | 0.44
Geo | 0 | 0 | 0 | 0 | 0 | 0
H | 0 | 0 | 0 | 0 | 0 | 0
LFG | 0 | 0 | 0 | 0 | 0 | 0
Nuc | 0 | 0 | 0 | 0 | 0 | 0
PS | 0 | 0 | 0 | 0 | 0 | 0
PV | 0 | 0 | 0 | 0 | 0 | 0
PeakG | 0 | 0 | 0 | 0 | 0 | 0
PeakO | 0 | 0 | 0 | 0 | 0 | 0
ST | 0 | 0 | 0 | 0 | 0 | 0
STOG | 0 | 0.01 | 0.01 | 0.01 | 0.01 | 0.01
STWD | 0 | 0 | 0 | 0 | 0 | 0
WT | 0 | 0 | 0 | 0 | 0 | 0
IGCC | 0 | 0 | 0 | 0 | 0 | 0
DemandResponse | 0 | 0 | 0 | 0 | 0 | 0
IGCC-CCS | 0 | 0 | 0 | 0 | 0 | 0
WT_off | 0 | 0 | 0 | 0 | 0 | 0
PseudoUnit | 0 | 0 | 0 | 0 | 0 | 0
FixedInterchange | 0 | 0 | 0 | 0 | 0 | 0
CO2 Emissions (MMshortTons): Entergy
ReportingType | 2015 | 2020 | 2025 | 2030 | 2035 | 2040
BM | 0 | 0 | 0 | 0 | 0 | 0
CC | 26.75 | 33.78 | 33.33 | 32.63 | 32.56 | 27.48
CSP | 0 | 0 | 0 | 0 | 0 | 0
CT | 0 | 0 | 0 | 0 | 0 | 0
Coal | 64.43 | 56.91 | 63.1 | 64.57 | 64.26 | 87.45
Geo | 0 | 0 | 0 | 0 | 0 | 0
H | 0 | 0 | 0 | 0 | 0 | 0
LFG | 0 | 0 | 0 | 0 | 0 | 0
Nuc | 0 | 0 | 0 | 0 | 0 | 0
PS | 0 | 0 | 0 | 0 | 0 | 0
PV | 0 | 0 | 0 | 0 | 0 | 0
PeakG | 0 | 0 | 0.04 | 0.04 | 0.02 | 0.02
PeakO | 0 | 0 | 0 | 0 | 0 | 0
ST | 0 | 0 | 0 | 0 | 0 | 0
STOG | 0.61 | 0.82 | 0.83 | 0.8 | 0.79 | 0.79
STWD | 0 | 0 | 0 | 0 | 0 | 0
WT | 0 | 0 | 0 | 0 | 0 | 0
IGCC | 0 | 0 | 0 | 0 | 0 | 0
DemandResponse | 0 | 0 | 0 | 0 | 0 | 0
IGCC-CCS | 0 | 0 | 0 | 0 | 0 | 0
WT_off | 0 | 0 | 0 | 0 | 0 | 0
PseudoUnit | 0 | 0 | 0 | 0 | 0 | 0
FixedInterchange | 0 | 0 | 0 | 0 | 0 | 0
CO2 Emissions (MMshortTons): FRCC
ReportingType | 2015 | 2020 | 2025 | 2030 | 2035 | 2040
BM | 0 | 0 | 0 | 0 | 0 | 0
CC | 63.52 | 58.22 | 59.34 | 64.48 | 77.81 | 77.03
CSP | 0 | 0 | 0 | 0 | 0 | 0
CT | 0.31 | 0.44 | 0.6 | 0.6 | 0.53 | 0.39
Coal | 59.75 | 61.5 | 63.82 | 65.57 | 65.92 | 65.92
Geo | 0 | 0 | 0 | 0 | 0 | 0
H | 0 | 0 | 0 | 0 | 0 | 0
LFG | 0 | 0 | 0 | 0 | 0 | 0
Nuc | 0 | 0 | 0 | 0 | 0 | 0
PS | 0 | 0 | 0 | 0 | 0 | 0
PV | 0 | 0 | 0 | 0 | 0 | 0
PeakG | 0.28 | 0.29 | 0.47 | 0.36 | 0.26 | 0.3
PeakO | 0 | 0 | 0 | 0 | 0 | 0
ST | 0 | 0 | 0 | 0 | 0 | 0
STOG | 1.85 | 1.94 | 1.94 | 1.93 | 1.46 | 1.12
STWD | 0 | 0 | 0 | 0 | 0 | 0
WT | 0 | 0 | 0 | 0 | 0 | 0
IGCC | 0 | 0 | 0 | 0 | 0 | 0
DemandResponse | 0 | 0 | 0 | 0 | 0 | 0
IGCC-CCS | 0 | 0 | 0 | 0 | 0 | 0
WT_off | 0 | 0 | 0 | 0 | 0 | 0
PseudoUnit | 0 | 0 | 0 | 0 | 0 | 0
FixedInterchange | 0 | 0 | 0 | 0 | 0 | 0
CO2 Emissions (MMshortTons): MAPP_US
ReportingType | 2015 | 2020 | 2025 | 2030 | 2035 | 2040
BM | 0 | 0 | 0 | 0 | 0 | 0
CC | 0.13 | 0.13 | 0.09 | 0.09 | 0.09 | 0.09
CSP | 0 | 0 | 0 | 0 | 0 | 0
CT | 0 | 0 | 0 | 0 | 0 | 0
Coal | 24.97 | 21.81 | 21.81 | 21.81 | 24.13 | 26
Geo | 0 | 0 | 0 | 0 | 0 | 0
H | 0 | 0 | 0 | 0 | 0 | 0
LFG | 0 | 0 | 0 | 0 | 0 | 0
Nuc | 0 | 0 | 0 | 0 | 0 | 0
PS | 0 | 0 | 0 | 0 | 0 | 0
PV | 0 | 0 | 0 | 0 | 0 | 0
PeakG | 0.02 | 0.05 | 0.05 | 0.05 | 0.03 | 0.03
PeakO | 0 | 0 | 0 | 0 | 0 | 0
ST | 0 | 0 | 0 | 0 | 0 | 0
STOG | 0 | 0 | 0 | 0 | 0 | 0
STWD | 0 | 0 | 0 | 0 | 0 | 0
WT | 0 | 0 | 0 | 0 | 0 | 0
IGCC | 0 | 0 | 0 | 0 | 0 | 0
DemandResponse | 0 | 0 | 0 | 0 | 0 | 0
IGCC-CCS | 0 | 0 | 0 | 0 | 0 | 0
WT_off | 0 | 0 | 0 | 0 | 0 | 0
PseudoUnit | 0 | 0 | 0 | 0 | 0 | 0
FixedInterchange | 0 | 0 | 0 | 0 | 0 | 0
CO2 Emissions (MMshortTons): MISO_IN
ReportingType | 2015 | 2020 | 2025 | 2030 | 2035 | 2040
BM | 0 | 0 | 0 | 0 | 0 | 0
CC | 1.78 | 2.89 | 1.78 | 1.55 | 1.87 | 1.75
CSP | 0 | 0 | 0 | 0 | 0 | 0
CT | 0 | 0 | 0 | 0 | 0 | 0
Coal | 90.69 | 95.05 | 98.29 | 102.06 | 104.81 | 105.05
Geo | 0 | 0 | 0 | 0 | 0 | 0
H | 0 | 0 | 0 | 0 | 0 | 0
LFG | 0 | 0 | 0 | 0 | 0 | 0
Nuc | 0 | 0 | 0 | 0 | 0 | 0
PS | 0 | 0 | 0 | 0 | 0 | 0
PV | 0 | 0 | 0 | 0 | 0 | 0
PeakG | 0 | 0.02 | 0.06 | 0.06 | 0.06 | 0.06
PeakO | 0 | 0 | 0 | 0 | 0 | 0
ST | 0 | 0 | 0 | 0 | 0 | 0
STOG | 0.02 | 0.04 | 0.04 | 0.04 | 0.04 | 0.04
STWD | 0 | 0 | 0 | 0 | 0 | 0
WT | 0 | 0 | 0 | 0 | 0 | 0
IGCC | 4.15 | 4.15 | 4.15 | 4.15 | 4.15 | 4.15
DemandResponse | 0 | 0 | 0 | 0 | 0 | 0
IGCC-CCS | 0 | 0 | 0 | 0 | 0 | 0
WT_off | 0 | 0 | 0 | 0 | 0 | 0
PseudoUnit | 0 | 0 | 0 | 0 | 0 | 0
FixedInterchange | 0 | 0 | 0 | 0 | 0 | 0
CO2 Emissions (MMshortTons): MISO_MI
ReportingType | 2015 | 2020 | 2025 | 2030 | 2035 | 2040
BM | 0 | 0 | 0 | 0 | 0 | 0
CC | 5.37 | 5.87 | 4.51 | 3.93 | 4.34 | 3.22
CSP | 0 | 0 | 0 | 0 | 0 | 0
CT | 0 | 0 | 0 | 0 | 0 | 0
Coal | 59.21 | 51.51 | 55.97 | 57.62 | 58.16 | 57.34
Geo | 0 | 0 | 0 | 0 | 0 | 0
H | 0 | 0 | 0 | 0 | 0 | 0
LFG | 0 | 0 | 0 | 0 | 0 | 0
Nuc | 0 | 0 | 0 | 0 | 0 | 0
PS | 0 | 0 | 0 | 0 | 0 | 0
PV | 0 | 0 | 0 | 0 | 0 | 0
PeakG | 0.02 | 0.03 | 0.07 | 0.05 | 0.06 | 0.04
PeakO | 0 | 0 | 0 | 0 | 0 | 0
ST | 0 | 0 | 0 | 0 | 0 | 0
STOG | 0.2 | 0.27 | 0.32 | 0.38 | 0.2 | 0.2
STWD | 0 | 0 | 0 | 0 | 0 | 0
WT | 0 | 0 | 0 | 0 | 0 | 0
IGCC | 0 | 0 | 0 | 0 | 0 | 0
DemandResponse | 0 | 0 | 0 | 0 | 0 | 0
IGCC-CCS | 0 | 0 | 0 | 0 | 0 | 0
WT_off | 0 | 0 | 0 | 0 | 0 | 0
PseudoUnit | 0 | 0 | 0 | 0 | 0 | 0
FixedInterchange | 0 | 0 | 0 | 0 | 0 | 0
CO2 Emissions (MMshortTons): MISO_MO-IL
ReportingType | 2015 | 2020 | 2025 | 2030 | 2035 | 2040
BM | 0 | 0 | 0 | 0 | 0 | 0
CC | 1.18 | 1.7 | 1.04 | 0.79 | 1.05 | 0.51
CSP | 0 | 0 | 0 | 0 | 0 | 0
CT | 0 | 0 | 0 | 0 | 0 | 0
Coal | 109.93 | 90.77 | 100.12 | 107.21 | 110.19 | 109.71
Geo | 0 | 0 | 0 | 0 | 0 | 0
H | 0 | 0 | 0 | 0 | 0 | 0
LFG | 0 | 0 | 0 | 0 | 0 | 0
Nuc | 0 | 0 | 0 | 0 | 0 | 0
PS | 0 | 0 | 0 | 0 | 0 | 0
PV | 0 | 0 | 0 | 0 | 0 | 0
PeakG | 0.09 | 0.09 | 0.13 | 0.12 | 0.27 | 0.26
PeakO | 0 | 0 | 0 | 0 | 0 | 0
ST | 0 | 0 | 0 | 0 | 0 | 0
STOG | 0.04 | 0.04 | 0.04 | 0.04 | 0.01 | 0.01
STWD | 0 | 0 | 0 | 0 | 0 | 0
WT | 0 | 0 | 0 | 0 | 0 | 0
IGCC | 0 | 0 | 0 | 0 | 0 | 0
DemandResponse | 0 | 0 | 0 | 0 | 0 | 0
IGCC-CCS | 0 | 0 | 0 | 0 | 0 | 0
WT_off | 0 | 0 | 0 | 0 | 0 | 0
PseudoUnit | 0 | 0 | 0 | 0 | 0 | 0
FixedInterchange | 0 | 0 | 0 | 0 | 0 | 0
CO2 Emissions (MMshortTons): MISO_W
ReportingType | 2015 | 2020 | 2025 | 2030 | 2035 | 2040
BM | 0 | 0 | 0 | 0 | 0 | 0
CC | 4.26 | 3.52 | 2.34 | 2.09 | 2.35 | 1.52
CSP | 0 | 0 | 0 | 0 | 0 | 0
CT | 0 | 0 | 0 | 0 | 0 | 0
Coal | 99.84 | 89.01 | 89.44 | 89.97 | 134.05 | 169.5
Geo | 0 | 0 | 0 | 0 | 0 | 0
H | 0 | 0 | 0 | 0 | 0 | 0
LFG | 0 | 0 | 0 | 0 | 0 | 0
Nuc | 0 | 0 | 0 | 0 | 0 | 0
PS | 0 | 0 | 0 | 0 | 0 | 0
PV | 0 | 0 | 0 | 0 | 0 | 0
PeakG | 0.08 | 0.07 | 0.07 | 0.06 | 0.06 | 0.06
PeakO | 0 | 0 | 0 | 0 | 0 | 0
ST | 0 | 0 | 0 | 0 | 0 | 0
STOG | 0 | 0 | 0 | 0 | 0 | 0
STWD | 0 | 0 | 0 | 0 | 0 | 0
WT | 0 | 0 | 0 | 0 | 0 | 0
IGCC | 0 | 0 | 0 | 0 | 0 | 0
DemandResponse | 0 | 0 | 0 | 0 | 0 | 0
IGCC-CCS | 0 | 0 | 0 | 0 | 0 | 0
WT_off | 0 | 0 | 0 | 0 | 0 | 0
PseudoUnit | 0 | 0 | 0 | 0 | 0 | 0
FixedInterchange | 0 | 0 | 0 | 0 | 0 | 0
CO2 Emissions (MMshortTons): MISO_WUMS
ReportingType | 2015 | 2020 | 2025 | 2030 | 2035 | 2040
BM | 0 | 0 | 0 | 0 | 0 | 0
CC | 6.24 | 12.25 | 9.77 | 11.71 | 10.89 | 9.43
CSP | 0 | 0 | 0 | 0 | 0 | 0
CT | 0 | 0.15 | 0.17 | 0.6 | 1.23 | 1.31
Coal | 28.41 | 32.04 | 36.77 | 40.06 | 41.67 | 41.67
Geo | 0 | 0 | 0 | 0 | 0 | 0
H | 0 | 0 | 0 | 0 | 0 | 0
LFG | 0 | 0 | 0 | 0 | 0 | 0
Nuc | 0 | 0 | 0 | 0 | 0 | 0
PS | 0 | 0 | 0 | 0 | 0 | 0
PV | 0 | 0 | 0 | 0 | 0 | 0
PeakG | 0.04 | 0.07 | 0.07 | 0.07 | 0.02 | 0.02
PeakO | 0 | 0 | 0 | 0 | 0 | 0
ST | 0 | 0 | 0 | 0 | 0 | 0
STOG | 0 | 0 | 0 | 0 | 0 | 0
STWD | 0 | 0 | 0 | 0 | 0 | 0
WT | 0 | 0 | 0 | 0 | 0 | 0
IGCC | 0 | 0 | 0 | 0 | 0 | 0
DemandResponse | 0 | 0 | 0 | 0 | 0 | 0
IGCC-CCS | 0 | 0 | 0 | 0 | 0 | 0
WT_off | 0 | 0 | 0 | 0 | 0 | 0
PseudoUnit | 0 | 0 | 0 | 0 | 0 | 0
FixedInterchange | 0 | 0 | 0 | 0 | 0 | 0
CO2 Emissions (MMshortTons): Nebraska
ReportingType | 2015 | 2020 | 2025 | 2030 | 2035 | 2040
BM | 0 | 0 | 0 | 0 | 0 | 0
CC | 0.3 | 0.21 | 0.21 | 0.18 | 0.12 | 0.12
CSP | 0 | 0 | 0 | 0 | 0 | 0
CT | 0 | 0 | 0 | 0 | 0 | 0
Coal | 35.38 | 35.35 | 35.35 | 42.05 | 46.14 | 66.47
Geo | 0 | 0 | 0 | 0 | 0 | 0
H | 0 | 0 | 0 | 0 | 0 | 0
LFG | 0 | 0 | 0 | 0 | 0 | 0
Nuc | 0 | 0 | 0 | 0 | 0 | 0
PS | 0 | 0 | 0 | 0 | 0 | 0
PV | 0 | 0 | 0 | 0 | 0 | 0
PeakG | 0.04 | 0.09 | 0.09 | 0.01 | 0 | 0
PeakO | 0 | 0 | 0 | 0 | 0 | 0
ST | 0 | 0 | 0 | 0 | 0 | 0
STOG | 0 | 0 | 0 | 0 | 0 | 0
STWD | 0 | 0 | 0 | 0 | 0 | 0
WT | 0 | 0 | 0 | 0 | 0 | 0
IGCC | 0 | 0 | 0 | 0 | 0 | 0
DemandResponse | 0 | 0 | 0 | 0 | 0 | 0
IGCC-CCS | 0 | 0 | 0 | 0 | 0 | 0
WT_off | 0 | 0 | 0 | 0 | 0 | 0
PseudoUnit | 0 | 0 | 0 | 0 | 0 | 0
FixedInterchange | 0 | 0 | 0 | 0 | 0 | 0
CO2 Emissions (MMshortTons): NEISO
ReportingType | 2015 | 2020 | 2025 | 2030 | 2035 | 2040
BM | 0 | 0 | 0 | 0 | 0 | 0
CC | 15.3 | 13.63 | 13.72 | 16.61 | 23.26 | 28.17
CSP | 0 | 0 | 0 | 0 | 0 | 0
CT | 0 | 0.01 | 0.01 | 0.01 | 0.05 | 0.23
Coal | 0.04 | 0 | 0 | 0 | 0 | 0
Geo | 0 | 0 | 0 | 0 | 0 | 0
H | 0 | 0 | 0 | 0 | 0 | 0
LFG | 0 | 0 | 0 | 0 | 0 | 0
Nuc | 0 | 0 | 0 | 0 | 0 | 0
PS | 0 | 0 | 0 | 0 | 0 | 0
PV | 0 | 0 | 0 | 0 | 0 | 0
PeakG | 0.01 | 0.02 | 0.02 | 0.11 | 0.13 | 0.24
PeakO | 0 | 0 | 0 | 0 | 0 | 0
ST | 0 | 0 | 0 | 0 | 0 | 0
STOG | 0 | 0 | 0 | 0 | 0 | 0
STWD | 0 | 0 | 0 | 0 | 0 | 0
WT | 0 | 0 | 0 | 0 | 0 | 0
IGCC | 0 | 0 | 0 | 0 | 0 | 0
DemandResponse | 0 | 0 | 0 | 0 | 0 | 0
IGCC-CCS | 0 | 0 | 0 | 0 | 0 | 0
WT_off | 0 | 0 | 0 | 0 | 0 | 0
PseudoUnit | 0 | 0 | 0 | 0 | 0 | 0
FixedInterchange | 0 | 0 | 0 | 0 | 0 | 0
CO2 Emissions (MMshortTons): NonRTO_Midwest
ReportingType | 2015 | 2020 | 2025 | 2030 | 2035 | 2040
BM | 0 | 0 | 0 | 0 | 0 | 0
CC | 0 | 0 | 0 | 0.86 | 1.19 | 1.67
CSP | 0 | 0 | 0 | 0 | 0 | 0
CT | 0 | 0.01 | 0.02 | 0.04 | 0.04 | 0.05
Coal | 62.68 | 64.12 | 65.05 | 67.74 | 69.31 | 70.41
Geo | 0 | 0 | 0 | 0 | 0 | 0
H | 0 | 0 | 0 | 0 | 0 | 0
LFG | 0 | 0 | 0 | 0 | 0 | 0
Nuc | 0 | 0 | 0 | 0 | 0 | 0
PS | 0 | 0 | 0 | 0 | 0 | 0
PV | 0 | 0 | 0 | 0 | 0 | 0
PeakG | 0.04 | 0.05 | 0.14 | 0.14 | 0.15 | 0.14
PeakO | 0 | 0 | 0 | 0 | 0 | 0
ST | 0 | 0 | 0 | 0 | 0 | 0
STOG | 0 | 0 | 0 | 0 | 0 | 0
STWD | 0 | 0 | 0 | 0 | 0 | 0
WT | 0 | 0 | 0 | 0 | 0 | 0
IGCC | 0 | 0 | 0 | 0 | 0 | 0
DemandResponse | 0 | 0 | 0 | 0 | 0 | 0
IGCC-CCS | 0 | 0 | 0 | 0 | 0 | 0
WT_off | 0 | 0 | 0 | 0 | 0 | 0
PseudoUnit | 0 | 0 | 0 | 0 | 0 | 0
FixedInterchange | 0 | 0 | 0 | 0 | 0 | 0
CO2 Emissions (MMshortTons): NYISO_A-F
ReportingType | 2015 | 2020 | 2025 | 2030 | 2035 | 2040
BM | 0 | 0 | 0 | 0 | 0 | 0
CC | 3.32 | 4.59 | 4.45 | 5.72 | 6.44 | 7.1
CSP | 0 | 0 | 0 | 0 | 0 | 0
CT | 0 | 0 | 0 | 0 | 0 | 0
Coal | 0 | 0 | 0 | 0 | 0 | 0
Geo | 0 | 0 | 0 | 0 | 0 | 0
H | 0 | 0 | 0 | 0 | 0 | 0
LFG | 0 | 0 | 0 | 0 | 0 | 0
Nuc | 0 | 0 | 0 | 0 | 0 | 0
PS | 0 | 0 | 0 | 0 | 0 | 0
PV | 0 | 0 | 0 | 0 | 0 | 0
PeakG | 0 | 0 | 0 | 0 | 0.01 | 0.02
PeakO | 0 | 0 | 0 | 0 | 0 | 0
ST | 0 | 0 | 0 | 0 | 0 | 0
STOG | 0 | 0 | 0 | 0 | 0 | 0
STWD | 0 | 0 | 0 | 0 | 0 | 0
WT | 0 | 0 | 0 | 0 | 0 | 0
IGCC | 0 | 0 | 0 | 0 | 0 | 0
DemandResponse | 0 | 0 | 0 | 0 | 0 | 0
IGCC-CCS | 0 | 0 | 0 | 0 | 0 | 0
WT_off | 0 | 0 | 0 | 0 | 0 | 0
PseudoUnit | 0 | 0 | 0 | 0 | 0 | 0
FixedInterchange | 0 | 0 | 0 | 0 | 0 | 0
CO2 Emissions (MMshortTons): NYISO_G-I
ReportingType | 2015 | 2020 | 2025 | 2030 | 2035 | 2040
BM | 0 | 0 | 0 | 0 | 0 | 0
CC | 1.35 | 3.01 | 3.26 | 3.36 | 12.38 | 16.96
CSP | 0 | 0 | 0 | 0 | 0 | 0
CT | 0 | 0 | 0 | 0 | 0 | 0
Coal | 0 | 0 | 0 | 0 | 0 | 0
Geo | 0 | 0 | 0 | 0 | 0 | 0
H | 0 | 0 | 0 | 0 | 0 | 0
LFG | 0 | 0 | 0 | 0 | 0 | 0
Nuc | 0 | 0 | 0 | 0 | 0 | 0
PS | 0 | 0 | 0 | 0 | 0 | 0
PV | 0 | 0 | 0 | 0 | 0 | 0
PeakG | 0 | 0 | 0 | 0 | 0 | 0
PeakO | 0 | 0 | 0 | 0 | 0 | 0
ST | 0 | 0 | 0 | 0 | 0 | 0
STOG | 0 | 0 | 0 | 0 | 0 | 0
STWD | 0 | 0 | 0 | 0 | 0 | 0
WT | 0 | 0 | 0 | 0 | 0 | 0
IGCC | 0 | 0 | 0 | 0 | 0 | 0
DemandResponse | 0 | 0 | 0 | 0 | 0 | 0
IGCC-CCS | 0 | 0 | 0 | 0 | 0 | 0
WT_off | 0 | 0 | 0 | 0 | 0 | 0
PseudoUnit | 0 | 0 | 0 | 0 | 0 | 0
FixedInterchange | 0 | 0 | 0 | 0 | 0 | 0
CO2 Emissions (MMshortTons): NYISO_J-K
ReportingType | 2015 | 2020 | 2025 | 2030 | 2035 | 2040
BM | 0 | 0 | 0 | 0 | 0 | 0
CC | 8.12 | 11.39 | 11.2 | 11.51 | 12.39 | 12.55
CSP | 0 | 0 | 0 | 0 | 0 | 0
CT | 0 | 0 | 0.02 | 0.06 | 0.35 | 0.59
Coal | 0 | 0 | 0 | 0 | 0 | 0
Geo | 0 | 0 | 0 | 0 | 0 | 0
H | 0 | 0 | 0 | 0 | 0 | 0
LFG | 0 | 0 | 0 | 0 | 0 | 0
Nuc | 0 | 0 | 0 | 0 | 0 | 0
PS | 0 | 0 | 0 | 0 | 0 | 0
PV | 0 | 0 | 0 | 0 | 0 | 0
PeakG | 0.03 | 0.1 | 0.19 | 0.36 | 0.36 | 0.36
PeakO | 0 | 0 | 0 | 0 | 0 | 0
ST | 0 | 0 | 0 | 0 | 0 | 0
STOG | 0.46 | 0.78 | 1.25 | 1.3 | 1.3 | 1.49
STWD | 0 | 0 | 0 | 0 | 0 | 0
WT | 0 | 0 | 0 | 0 | 0 | 0
IGCC | 0 | 0 | 0 | 0 | 0 | 0
DemandResponse | 0 | 0 | 0 | 0 | 0 | 0
IGCC-CCS | 0 | 0 | 0 | 0 | 0 | 0
WT_off | 0 | 0 | 0 | 0 | 0 | 0
PseudoUnit | 0 | 0 | 0 | 0 | 0 | 0
FixedInterchange | 0 | 0 | 0 | 0 | 0 | 0
CO2 Emissions (MMshortTons): PJM_E
ReportingType | 2015 | 2020 | 2025 | 2030 | 2035 | 2040
BM | 0 | 0 | 0 | 0 | 0 | 0
CC | 9.26 | 14.38 | 15.69 | 17.29 | 17.87 | 20.1
CSP | 0 | 0 | 0 | 0 | 0 | 0
CT | 0 | 0 | 0 | 0.12 | 0.14 | 0.26
Coal | 0.36 | 0.36 | 0.52 | 1.01 | 1.48 | 1.71
Geo | 0 | 0 | 0 | 0 | 0 | 0
H | 0 | 0 | 0 | 0 | 0 | 0
LFG | 0 | 0 | 0 | 0 | 0 | 0
Nuc | 0 | 0 | 0 | 0 | 0 | 0
PS | 0 | 0 | 0 | 0 | 0 | 0
PV | 0 | 0 | 0 | 0 | 0 | 0
PeakG | 0.01 | 0.05 | 0.27 | 0.31 | 0.6 | 0.6
PeakO | 0 | 0 | 0 | 0 | 0 | 0
ST | 0 | 0 | 0 | 0 | 0 | 0
STOG | 0.18 | 0.34 | 0.34 | 0.66 | 0.66 | 0.66
STWD | 0 | 0 | 0 | 0 | 0 | 0
WT | 0 | 0 | 0 | 0 | 0 | 0
IGCC | 0 | 0 | 0 | 0 | 0 | 0
DemandResponse | 0 | 0 | 0 | 0 | 0 | 0
IGCC-CCS | 0 | 0 | 0 | 0 | 0 | 0
WT_off | 0 | 0 | 0 | 0 | 0 | 0
PseudoUnit | 0 | 0 | 0 | 0 | 0 | 0
FixedInterchange | 0 | 0 | 0 | 0 | 0 | 0
CO2 Emissions (MMshortTons): PJM_ROM
ReportingType | 2015 | 2020 | 2025 | 2030 | 2035 | 2040
BM | 0 | 0 | 0 | 0 | 0 | 0
CC | 5.16 | 8.47 | 8.05 | 9.05 | 51.92 | 89.61
CSP | 0 | 0 | 0 | 0 | 0 | 0
CT | 0 | 0 | 0 | 0 | 0 | 0
Coal | 47.44 | 53.46 | 57.17 | 57.77 | 57.77 | 57.77
Geo | 0 | 0 | 0 | 0 | 0 | 0
H | 0 | 0 | 0 | 0 | 0 | 0
LFG | 0 | 0 | 0 | 0 | 0 | 0
Nuc | 0 | 0 | 0 | 0 | 0 | 0
PS | 0 | 0 | 0 | 0 | 0 | 0
PV | 0 | 0 | 0 | 0 | 0 | 0
PeakG | 0 | 0.03 | 0.03 | 0.03 | 0.1 | 0.19
PeakO | 0 | 0 | 0 | 0 | 0 | 0
ST | 0 | 0 | 0 | 0 | 0 | 0
STOG | 0.41 | 0.41 | 0.81 | 0.81 | 0.81 | 0.81
STWD | 0 | 0 | 0 | 0 | 0 | 0
WT | 0 | 0 | 0 | 0 | 0 | 0
IGCC | 0 | 0 | 0 | 0 | 0 | 0
DemandResponse | 0 | 0 | 0 | 0 | 0 | 0
IGCC-CCS | 0 | 0 | 0 | 0 | 0 | 0
WT_off | 0 | 0 | 0 | 0 | 0 | 0
PseudoUnit | 0 | 0 | 0 | 0 | 0 | 0
FixedInterchange | 0 | 0 | 0 | 0 | 0 | 0
CO2 Emissions (MMshortTons): PJM_ROR
ReportingType | 2015 | 2020 | 2025 | 2030 | 2035 | 2040
BM | 0 | 0 | 0 | 0 | 0 | 0
CC | 28.55 | 25.3 | 21.86 | 20.96 | 17.83 | 11.67
CSP | 0 | 0 | 0 | 0 | 0 | 0
CT | 0 | 0 | 0 | 0 | 0 | 0
Coal | 347.5 | 291.9 | 297.43 | 298.86 | 300.82 | 301.2
Geo | 0 | 0 | 0 | 0 | 0 | 0
H | 0 | 0 | 0 | 0 | 0 | 0
LFG | 0 | 0 | 0 | 0 | 0 | 0
Nuc | 0 | 0 | 0 | 0 | 0 | 0
PS | 0 | 0 | 0 | 0 | 0 | 0
PV | 0 | 0 | 0 | 0 | 0 | 0
PeakG | 0.93 | 0.96 | 1.05 | 1.23 | 0.84 | 0.66
PeakO | 0 | 0 | 0 | 0 | 0 | 0
ST | 0 | 0 | 0 | 0 | 0 | 0
STOG | 0 | 0 | 0 | 0 | 0 | 0
STWD | 0 | 0 | 0 | 0 | 0 | 0
WT | 0 | 0 | 0 | 0 | 0 | 0
IGCC | 0 | 0 | 0 | 0 | 0 | 0
DemandResponse | 0 | 0 | 0 | 0 | 0 | 0
IGCC-CCS | 0 | 0 | 0 | 0 | 0 | 0
WT_off | 0 | 0 | 0 | 0 | 0 | 0
PseudoUnit | 0 | 0 | 0 | 0 | 0 | 0
FixedInterchange | 0 | 0 | 0 | 0 | 0 | 0
CO2 Emissions (MMshortTons): SOCO
ReportingType | 2015 | 2020 | 2025 | 2030 | 2035 | 2040
BM | 0 | 0 | 0 | 0 | 0 | 0
CC | 46.52 | 44.47 | 41.17 | 46.95 | 44.62 | 42.42
CSP | 0 | 0 | 0 | 0 | 0 | 0
CT | 0 | 0 | 0 | 0 | 0 | 0
Coal | 103.56 | 112.02 | 129.5 | 129.5 | 145.26 | 192.78
Geo | 0 | 0 | 0 | 0 | 0 | 0
H | 0 | 0 | 0 | 0 | 0 | 0
LFG | 0 | 0 | 0 | 0 | 0 | 0
Nuc | 0 | 0 | 0 | 0 | 0 | 0
PS | 0 | 0 | 0 | 0 | 0 | 0
PV | 0 | 0 | 0 | 0 | 0 | 0
PeakG | 0.31 | 0.73 | 1.09 | 1.06 | 1.05 | 0.6
PeakO | 0 | 0 | 0 | 0 | 0 | 0
ST | 0 | 0 | 0 | 0 | 0 | 0
STOG | 0 | 0 | 0 | 0 | 0 | 0
STWD | 0 | 0 | 0 | 0 | 0 | 0
WT | 0 | 0 | 0 | 0 | 0 | 0
IGCC | 0 | 0 | 0 | 0 | 0 | 0
DemandResponse | 0 | 0 | 0 | 0 | 0 | 0
IGCC-CCS | 0 | 0 | 0 | 0 | 0 | 0
WT_off | 0 | 0 | 0 | 0 | 0 | 0
PseudoUnit | 0 | 0 | 0 | 0 | 0 | 0
FixedInterchange | 0 | 0 | 0 | 0 | 0 | 0
CO2 Emissions (MMshortTons): SPP_N
ReportingType | 2015 | 2020 | 2025 | 2030 | 2035 | 2040
BM | 0 | 0 | 0 | 0 | 0 | 0
CC | 3.01 | 1.9 | 1.66 | 1.23 | 0.64 | 0.64
CSP | 0 | 0 | 0 | 0 | 0 | 0
CT | 0 | 0 | 0 | 0 | 0 | 0
Coal | 68.81 | 68.79 | 68.79 | 68.79 | 68.79 | 68.79
Geo | 0 | 0 | 0 | 0 | 0 | 0
H | 0 | 0 | 0 | 0 | 0 | 0
LFG | 0 | 0 | 0 | 0 | 0 | 0
Nuc | 0 | 0 | 0 | 0 | 0 | 0
PS | 0 | 0 | 0 | 0 | 0 | 0
PV | 0 | 0 | 0 | 0 | 0 | 0
PeakG | 0.01 | 0.03 | 0.01 | 0.04 | 0 | 0
PeakO | 0 | 0 | 0 | 0 | 0 | 0
ST | 0 | 0 | 0 | 0 | 0 | 0
STOG | 0 | 0 | 0 | 0 | 0 | 0
STWD | 0 | 0 | 0 | 0 | 0 | 0
WT | 0 | 0 | 0 | 0 | 0 | 0
IGCC | 0 | 0 | 0 | 0 | 0 | 0
DemandResponse | 0 | 0 | 0 | 0 | 0 | 0
IGCC-CCS | 0 | 0 | 0 | 0 | 0 | 0
WT_off | 0 | 0 | 0 | 0 | 0 | 0
PseudoUnit | 0 | 0 | 0 | 0 | 0 | 0
FixedInterchange | 0 | 0 | 0 | 0 | 0 | 0
CO2 Emissions (MMshortTons): SPP_S
ReportingType | 2015 | 2020 | 2025 | 2030 | 2035 | 2040
BM | 0 | 0 | 0 | 0 | 0 | 0
CC | 17.15 | 23.8 | 23.34 | 24.83 | 12.89 | 11.16
CSP | 0 | 0 | 0 | 0 | 0 | 0
CT | 0 | 0.05 | 0.09 | 0.11 | 0.05 | 0.05
Coal | 92.82 | 88.87 | 98.26 | 99.9 | 99.9 | 99.7
Geo | 0 | 0 | 0 | 0 | 0 | 0
H | 0 | 0 | 0 | 0 | 0 | 0
LFG | 0 | 0 | 0 | 0 | 0 | 0
Nuc | 0 | 0 | 0 | 0 | 0 | 0
PS | 0 | 0 | 0 | 0 | 0 | 0
PV | 0 | 0 | 0 | 0 | 0 | 0
PeakG | 0 | 0 | 0.16 | 0.2 | 0.03 | 0
PeakO | 0 | 0 | 0 | 0 | 0 | 0
ST | 0 | 0 | 0 | 0 | 0 | 0
STOG | 1.66 | 1.85 | 2.07 | 2.06 | 1.68 | 1.56
STWD | 0 | 0 | 0 | 0 | 0 | 0
WT | 0 | 0 | 0 | 0 | 0 | 0
IGCC | 0 | 0 | 0 | 0 | 0 | 0
DemandResponse | 0 | 0 | 0 | 0 | 0 | 0
IGCC-CCS | 0 | 0 | 0 | 0 | 0 | 0
WT_off | 0 | 0 | 0 | 0 | 0 | 0
PseudoUnit | 0 | 0 | 0 | 0 | 0 | 0
FixedInterchange | 0 | 0 | 0 | 0 | 0 | 0
CO2 Emissions (MMshortTons): TVA
ReportingType | 2015 | 2020 | 2025 | 2030 | 2035 | 2040
BM | 0 | 0 | 0 | 0 | 0 | 0
CC | 8.36 | 5.19 | 5.23 | 8.31 | 7.92 | 6.22
CSP | 0 | 0 | 0 | 0 | 0 | 0
CT | 0 | 0.07 | 0.07 | 0.29 | 0.15 | 0.15
Coal | 88.01 | 82.32 | 85.81 | 86.43 | 103.99 | 124.06
Geo | 0 | 0 | 0 | 0 | 0 | 0
H | 0 | 0 | 0 | 0 | 0 | 0
LFG | 0 | 0 | 0 | 0 | 0 | 0
Nuc | 0 | 0 | 0 | 0 | 0 | 0
PS | 0 | 0 | 0 | 0 | 0 | 0
PV | 0 | 0 | 0 | 0 | 0 | 0
PeakG | 0 | 0 | 0.01 | 0.03 | 0.03 | 0.03
PeakO | 0 | 0 | 0 | 0 | 0 | 0
ST | 0 | 0 | 0 | 0 | 0 | 0
STOG | 0 | 0 | 0 | 0 | 0 | 0
STWD | 0 | 0 | 0 | 0 | 0 | 0
WT | 0 | 0 | 0 | 0 | 0 | 0
IGCC | 0 | 0 | 0 | 0 | 0 | 0
DemandResponse | 0 | 0 | 0 | 0 | 0 | 0
IGCC-CCS | 0 | 0 | 0 | 0 | 0 | 0
WT_off | 0 | 0 | 0 | 0 | 0 | 0
PseudoUnit | 0 | 0 | 0 | 0 | 0 | 0
FixedInterchange | 0 | 0 | 0 | 0 | 0 | 0
CO2 Emissions (MMshortTons): TVA_Transmission
ReportingType | 2015 | 2020 | 2025 | 2030 | 2035 | 2040
BM | 0 | 0 | 0 | 0 | 0 | 0
CC | 0 | 0 | 0 | 0 | 0 | 0
CSP | 0 | 0 | 0 | 0 | 0 | 0
CT | 0 | 0 | 0 | 0 | 0 | 0
Coal | 0 | 0 | 0 | 0 | 0 | 0
Geo | 0 | 0 | 0 | 0 | 0 | 0
H | 0 | 0 | 0 | 0 | 0 | 0
LFG | 0 | 0 | 0 | 0 | 0 | 0
Nuc | 0 | 0 | 0 | 0 | 0 | 0
PS | 0 | 0 | 0 | 0 | 0 | 0
PV | 0 | 0 | 0 | 0 | 0 | 0
PeakG | 0 | 0 | 0 | 0 | 0 | 0
PeakO | 0 | 0 | 0 | 0 | 0 | 0
ST | 0 | 0 | 0 | 0 | 0 | 0
STOG | 0 | 0 | 0 | 0 | 0 | 0
STWD | 0 | 0 | 0 | 0 | 0 | 0
WT | 0 | 0 | 0 | 0 | 0 | 0
IGCC | 0 | 0 | 0 | 0 | 0 | 0
DemandResponse | 0 | 0 | 0 | 0 | 0 | 0
IGCC-CCS | 0 | 0 | 0 | 0 | 0 | 0
WT_off | 0 | 0 | 0 | 0 | 0 | 0
PseudoUnit | 0 | 0 | 0 | 0 | 0 | 0
FixedInterchange | 0 | 0 | 0 | 0 | 0 | 0
CO2 Emissions (MMshortTons): VACAR
ReportingType | 2015 | 2020 | 2025 | 2030 | 2035 | 2040
BM | 0 | 0 | 0 | 0 | 0 | 0
CC | 14.81 | 13.34 | 8.26 | 8.31 | 20.62 | 26.94
CSP | 0 | 0 | 0 | 0 | 0 | 0
CT | 0.01 | 0.02 | 0.02 | 0.04 | 0.06 | 0.22
Coal | 81.66 | 77.18 | 96.26 | 103.92 | 113.14 | 115.56
Geo | 0 | 0 | 0 | 0 | 0 | 0
H | 0 | 0 | 0 | 0 | 0 | 0
LFG | 0 | 0 | 0 | 0 | 0 | 0
Nuc | 0 | 0 | 0 | 0 | 0 | 0
PS | 0 | 0 | 0 | 0 | 0 | 0
PV | 0 | 0 | 0 | 0 | 0 | 0
PeakG | 0 | 0.02 | 0.05 | 0.12 | 0.16 | 0.16
PeakO | 0 | 0 | 0 | 0 | 0 | 0
ST | 0 | 0 | 0 | 0 | 0 | 0
STOG | 0 | 0 | 0 | 0 | 0 | 0
STWD | 0 | 0 | 0 | 0 | 0 | 0
WT | 0 | 0 | 0 | 0 | 0 | 0
IGCC | 0 | 0 | 0 | 0 | 0 | 0
DemandResponse | 0 | 0 | 0 | 0 | 0 | 0
IGCC-CCS | 0 | 0 | 0 | 0 | 0 | 0
WT_off | 0 | 0 | 0 | 0 | 0 | 0
PseudoUnit | 0 | 0 | 0 | 0 | 0 | 0
FixedInterchange | 0 | 0 | 0 | 0 | 0 | 0
CO2 Emissions (MMshortTons): IESO
ReportingType | 2015 | 2020 | 2025 | 2030 | 2035 | 2040
BM | 0 | 0 | 0 | 0 | 0 | 0
CC | 0.66 | 1.04 | 1.36 | 1.79 | 3.67 | 10.7
CSP | 0 | 0 | 0 | 0 | 0 | 0
CT | 0 | 0 | 0 | 0 | 0.01 | 0.02
Coal | 0 | 0 | 0 | 0 | 0 | 0
Geo | 0 | 0 | 0 | 0 | 0 | 0
H | 0 | 0 | 0 | 0 | 0 | 0
LFG | 0 | 0 | 0 | 0 | 0 | 0
Nuc | 0 | 0 | 0 | 0 | 0 | 0
PS | 0 | 0 | 0 | 0 | 0 | 0
PV | 0 | 0 | 0 | 0 | 0 | 0
PeakG | 0 | 0 | 0 | 0 | 0 | 0.01
PeakO | 0 | 0 | 0 | 0 | 0 | 0
ST | 0 | 0 | 0 | 0 | 0 | 0
STOG | 0 | 0 | 0 | 0 | 0 | 0
STWD | 0 | 0 | 0 | 0 | 0 | 0
WT | 0 | 0 | 0 | 0 | 0 | 0
IGCC | 0 | 0 | 0 | 0 | 0 | 0
DemandResponse | 0 | 0 | 0 | 0 | 0 | 0
IGCC-CCS | 0 | 0 | 0 | 0 | 0 | 0
WT_off | 0 | 0 | 0 | 0 | 0 | 0
PseudoUnit | 0 | 0 | 0 | 0 | 0 | 0
FixedInterchange | 0 | 0 | 0 | 0 | 0 | 0
CO2 Emissions (MMshortTons): MAPP_CA
ReportingType | 2015 | 2020 | 2025 | 2030 | 2035 | 2040
BM | 0 | 0 | 0 | 0 | 0 | 0
CC | 0.46 | 0.41 | 0.26 | 0.26 | 0.31 | 0.23
CSP | 0 | 0 | 0 | 0 | 0 | 0
CT | 0.01 | 0 | 0.02 | 0.01 | 0 | 0
Coal | 0.22 | 0.48 | 0.91 | 0 | 0 | 0
Geo | 0 | 0 | 0 | 0 | 0 | 0
H | 0 | 0 | 0 | 0 | 0 | 0
LFG | 0 | 0 | 0 | 0 | 0 | 0
Nuc | 0 | 0 | 0 | 0 | 0 | 0
PS | 0 | 0 | 0 | 0 | 0 | 0
PV | 0 | 0 | 0 | 0 | 0 | 0
PeakG | 0 | 0 | 0 | 0 | 0 | 0
PeakO | 0 | 0 | 0 | 0 | 0 | 0
ST | 0 | 0 | 0 | 0 | 0 | 0
STOG | 0 | 0 | 0 | 0 | 0 | 0
STWD | 0 | 0 | 0 | 0 | 0 | 0
WT | 0 | 0 | 0 | 0 | 0 | 0
IGCC | 0 | 0 | 0 | 0 | 0 | 0
DemandResponse | 0 | 0 | 0 | 0 | 0 | 0
IGCC-CCS | 0 | 0 | 0 | 0 | 0 | 0
WT_off | 0 | 0 | 0 | 0 | 0 | 0
PseudoUnit | 0 | 0 | 0 | 0 | 0 | 0
FixedInterchange | 0 | 0 | 0 | 0 | 0 | 0
CO2 Emissions (MMshortTons): AZ_NM_SNV_Coal
ReportingType | 2015 | 2020 | 2025 | 2030 | 2035 | 2040
BM | 0 | 0 | 0 | 0 | 0 | 0
CC | 0 | 0 | 0 | 0 | 0 | 0
CSP | 0 | 0 | 0 | 0 | 0 | 0
CT | 0 | 0 | 0 | 0 | 0 | 0
Coal | 79.78 | 80.51 | 80.51 | 80.51 | 104.7 | 124.85
Geo | 0 | 0 | 0 | 0 | 0 | 0
H | 0 | 0 | 0 | 0 | 0 | 0
LFG | 0 | 0 | 0 | 0 | 0 | 0
Nuc | 0 | 0 | 0 | 0 | 0 | 0
PS | 0 | 0 | 0 | 0 | 0 | 0
PV | 0 | 0 | 0 | 0 | 0 | 0
PeakG | 0 | 0 | 0 | 0 | 0 | 0
PeakO | 0 | 0 | 0 | 0 | 0 | 0
ST | 0 | 0 | 0 | 0 | 0 | 0
STOG | 0 | 0 | 0 | 0 | 0 | 0
STWD | 0 | 0 | 0 | 0 | 0 | 0
WT | 0 | 0 | 0 | 0 | 0 | 0
IGCC | 0 | 0 | 0 | 0 | 0 | 0
DemandResponse | 0 | 0 | 0 | 0 | 0 | 0
IGCC-CCS | 0 | 0 | 0 | 0 | 0 | 0
WT_off | 0 | 0 | 0 | 0 | 0 | 0
PseudoUnit | 0 | 0 | 0 | 0 | 0 | 0
FixedInterchange | 0 | 0 | 0 | 0 | 0 | 0
CO2 Emissions (MMshortTons): AZ_NM_SNV_Gas
ReportingType | 2015 | 2020 | 2025 | 2030 | 2035 | 2040
BM | 0 | 0 | 0 | 0 | 0 | 0
CC | 43.91 | 46.6 | 47.01 | 53.03 | 52.77 | 45.04
CSP | 0 | 0 | 0 | 0 | 0 | 0
CT | 0 | 0 | 0.09 | 0.18 | 0 | 0
Coal | 0 | 0 | 0 | 0 | 0 | 0
Geo | 0 | 0 | 0 | 0 | 0 | 0
H | 0 | 0 | 0 | 0 | 0 | 0
LFG | 0 | 0 | 0 | 0 | 0 | 0
Nuc | 0 | 0 | 0 | 0 | 0 | 0
PS | 0 | 0 | 0 | 0 | 0 | 0
PV | 0 | 0 | 0 | 0 | 0 | 0
PeakG | 0 | 0 | 0.21 | 0.37 | 0.35 | 0.35
PeakO | 0 | 0 | 0 | 0 | 0 | 0
ST | 0 | 0 | 0 | 0 | 0 | 0
STOG | 0 | 0 | 0 | 0 | 0 | 0
STWD | 0 | 0 | 0 | 0 | 0 | 0
WT | 0 | 0 | 0 | 0 | 0 | 0
IGCC | 0 | 0 | 0 | 0 | 0 | 0
DemandResponse | 0 | 0 | 0 | 0 | 0 | 0
IGCC-CCS | 0 | 0 | 0 | 0 | 0 | 0
WT_off | 0 | 0 | 0 | 0 | 0 | 0
PseudoUnit | 0 | 0 | 0 | 0 | 0 | 0
FixedInterchange | 0 | 0 | 0 | 0 | 0 | 0
CO2 Emissions (MMshortTons): AZ_NM_SNV_NucRenew
ReportingType | 2015 | 2020 | 2025 | 2030 | 2035 | 2040
BM | 0 | 0 | 0 | 0 | 0 | 0
CC | 0 | 0 | 0 | 0 | 0 | 0
CSP | 0 | 0 | 0 | 0 | 0 | 0
CT | 0 | 0 | 0 | 0 | 0 | 0
Coal | 0 | 0 | 0 | 0 | 0 | 0
Geo | 0 | 0 | 0 | 0 | 0 | 0
H | 0 | 0 | 0 | 0 | 0 | 0
LFG | 0 | 0 | 0 | 0 | 0 | 0
Nuc | 0 | 0 | 0 | 0 | 0 | 0
PS | 0 | 0 | 0 | 0 | 0 | 0
PV | 0 | 0 | 0 | 0 | 0 | 0
PeakG | 0 | 0 | 0 | 0 | 0 | 0
PeakO | 0 | 0 | 0 | 0 | 0 | 0
ST | 0 | 0 | 0 | 0 | 0 | 0
STOG | 0 | 0 | 0 | 0 | 0 | 0
STWD | 0 | 0 | 0 | 0 | 0 | 0
WT | 0 | 0 | 0 | 0 | 0 | 0
IGCC | 0 | 0 | 0 | 0 | 0 | 0
DemandResponse | 0 | 0 | 0 | 0 | 0 | 0
IGCC-CCS | 0 | 0 | 0 | 0 | 0 | 0
WT_off | 0 | 0 | 0 | 0 | 0 | 0
PseudoUnit | 0 | 0 | 0 | 0 | 0 | 0
FixedInterchange | 0 | 0 | 0 | 0 | 0 | 0
CO2 Emissions (MMshortTons): ERCOT
ReportingType | 2015 | 2020 | 2025 | 2030 | 2035 | 2040
BM | 0 | 0 | 0 | 0 | 0 | 0
CC | 62.61 | 68.43 | 66.47 | 70.41 | 75.6 | 81.25
CSP | 0 | 0 | 0 | 0 | 0 | 0
CT | 0 | 0 | 0.02 | 0.01 | 0.01 | 0.01
Coal | 127.83 | 140.29 | 157.9 | 157.9 | 157.9 | 157.9
Geo | 0 | 0 | 0 | 0 | 0 | 0
H | 0 | 0 | 0 | 0 | 0 | 0
LFG | 0 | 0 | 0 | 0 | 0 | 0
Nuc | 0 | 0 | 0 | 0 | 0 | 0
PS | 0 | 0 | 0 | 0 | 0 | 0
PV | 0 | 0 | 0 | 0 | 0 | 0
PeakG | 0 | 0.01 | 0.07 | 0.07 | 0.06 | 0.06
PeakO | 0 | 0 | 0 | 0 | 0 | 0
ST | 0 | 0 | 0 | 0 | 0 | 0
STOG | 2.4 | 3.12 | 4.02 | 3.86 | 3.43 | 3.18
STWD | 0 | 0 | 0 | 0 | 0 | 0
WT | 0 | 0 | 0 | 0 | 0 | 0
IGCC | 0 | 0 | 0 | 0 | 0 | 0
DemandResponse | 0 | 0 | 0 | 0 | 0 | 0
IGCC-CCS | 0 | 0 | 0 | 0 | 0 | 0
WT_off | 0 | 0 | 0 | 0 | 0 | 0
PseudoUnit | 0 | 0 | 0 | 0 | 0 | 0
FixedInterchange | 0 | 0 | 0 | 0 | 0 | 0
CO2 Emissions (MMshortTons): NP15
ReportingType | 2015 | 2020 | 2025 | 2030 | 2035 | 2040
BM | 0 | 0 | 0 | 0 | 0 | 0
CC | 15.36 | 9.01 | 14.39 | 10.09 | 3.27 | 0.4
CSP | 0 | 0 | 0 | 0 | 0 | 0
CT | 0 | 0 | 0 | 0 | 0 | 0
Coal | 0.27 | 0.27 | 0.27 | 0.27 | 0 | 0
Geo | 0 | 0 | 0 | 0 | 0 | 0
H | 0 | 0 | 0 | 0 | 0 | 0
LFG | 0 | 0 | 0 | 0 | 0 | 0
Nuc | 0 | 0 | 0 | 0 | 0 | 0
PS | 0 | 0 | 0 | 0 | 0 | 0
PV | 0 | 0 | 0 | 0 | 0 | 0
PeakG | 0 | 0 | 0 | 0 | 0 | 0
PeakO | 0 | 0 | 0 | 0 | 0 | 0
ST | 0 | 0 | 0 | 0 | 0 | 0
STOG | 0.08 | 0.05 | 0.11 | 0.15 | 0.01 | 0
STWD | 0 | 0 | 0 | 0 | 0 | 0
WT | 0 | 0 | 0 | 0 | 0 | 0
IGCC | 0 | 0 | 0 | 0 | 0 | 0
DemandResponse | 0 | 0 | 0 | 0 | 0 | 0
IGCC-CCS | 0 | 0 | 0 | 0 | 0 | 0
WT_off | 0 | 0 | 0 | 0 | 0 | 0
PseudoUnit | 0 | 0 | 0 | 0 | 0 | 0
FixedInterchange | 0 | 0 | 0 | 0 | 0 | 0
CO2 Emissions (MMshortTons): NWPP_Coal
ReportingType | 2015 | 2020 | 2025 | 2030 | 2035 | 2040
BM | 0 | 0 | 0 | 0 | 0 | 0
CC | 0 | 0 | 0 | 0 | 0 | 0
CSP | 0 | 0 | 0 | 0 | 0 | 0
CT | 0 | 0 | 0 | 0 | 0 | 0
Coal | 108.95 | 109.08 | 109.08 | 109.08 | 108.57 | 108.36
Geo | 0 | 0 | 0 | 0 | 0 | 0
H | 0 | 0 | 0 | 0 | 0 | 0
LFG | 0 | 0 | 0 | 0 | 0 | 0
Nuc | 0 | 0 | 0 | 0 | 0 | 0
PS | 0 | 0 | 0 | 0 | 0 | 0
PV | 0 | 0 | 0 | 0 | 0 | 0
PeakG | 0 | 0 | 0 | 0 | 0 | 0
PeakO | 0 | 0 | 0 | 0 | 0 | 0
ST | 0 | 0 | 0 | 0 | 0 | 0
STOG | 0 | 0 | 0 | 0 | 0 | 0
STWD | 0 | 0 | 0 | 0 | 0 | 0
WT | 0 | 0 | 0 | 0 | 0 | 0
IGCC | 0 | 0 | 0 | 0 | 0 | 0
DemandResponse | 0 | 0 | 0 | 0 | 0 | 0
IGCC-CCS | 0 | 0 | 0 | 0 | 0 | 0
WT_off | 0 | 0 | 0 | 0 | 0 | 0
PseudoUnit | 0 | 0 | 0 | 0 | 0 | 0
FixedInterchange | 0 | 0 | 0 | 0 | 0 | 0
CO2 Emissions (MMshortTons): NWPP_Gas
ReportingType | 2015 | 2020 | 2025 | 2030 | 2035 | 2040
BM | 0 | 0 | 0 | 0 | 0 | 0
CC | 21.13 | 21.13 | 21.13 | 33.57 | 33.57 | 33.57
CSP | 0 | 0 | 0 | 0 | 0 | 0
CT | 0 | 0 | 0 | 0 | 0 | 0
Coal | 0 | 0 | 0 | 0 | 3.62 | 11.01
Geo | 0 | 0 | 0 | 0 | 0 | 0
H | 0 | 0 | 0 | 0 | 0 | 0
LFG | 0 | 0 | 0 | 0 | 0 | 0
Nuc | 0 | 0 | 0 | 0 | 0 | 0
PS | 0 | 0 | 0 | 0 | 0 | 0
PV | 0 | 0 | 0 | 0 | 0 | 0
PeakG | 0 | 0 | 0 | 0 | 0 | 0
PeakO | 0 | 0 | 0 | 0 | 0 | 0
ST | 0 | 0 | 0 | 0 | 0 | 0
STOG | 0 | 0 | 0 | 0 | 0 | 0
STWD | 0 | 0 | 0 | 0 | 0 | 0
WT | 0 | 0 | 0 | 0 | 0 | 0
IGCC | 0 | 0 | 0 | 0 | 0 | 0
DemandResponse | 0 | 0 | 0 | 0 | 0 | 0
IGCC-CCS | 0 | 0 | 0 | 0 | 0 | 0
WT_off | 0 | 0 | 0 | 0 | 0 | 0
PseudoUnit | 0 | 0 | 0 | 0 | 0 | 0
FixedInterchange | 0 | 0 | 0 | 0 | 0 | 0
CO2 Emissions (MMshortTons): NWPP_NucRenew
ReportingType | 2015 | 2020 | 2025 | 2030 | 2035 | 2040
BM | 0 | 0 | 0 | 0 | 0 | 0
CC | 0 | 0 | 0 | 0 | 0 | 0
CSP | 0 | 0 | 0 | 0 | 0 | 0
CT | 0 | 0 | 0 | 0 | 0 | 0
Coal | 0 | 0 | 0 | 0 | 0 | 0
Geo | 0 | 0 | 0 | 0 | 0 | 0
H | 0 | 0 | 0 | 0 | 0 | 0
LFG | 0 | 0 | 0 | 0 | 0 | 0
Nuc | 0 | 0 | 0 | 0 | 0 | 0
PS | 0 | 0 | 0 | 0 | 0 | 0
PV | 0 | 0 | 0 | 0 | 0 | 0
PeakG | 0 | 0 | 0 | 0 | 0 | 0
PeakO | 0 | 0 | 0 | 0 | 0 | 0
ST | 0 | 0 | 0 | 0 | 0 | 0
STOG | 0 | 0 | 0 | 0 | 0 | 0
STWD | 0 | 0 | 0 | 0 | 0 | 0
WT | 0 | 0 | 0 | 0 | 0 | 0
IGCC | 0 | 0 | 0 | 0 | 0 | 0
DemandResponse | 0 | 0 | 0 | 0 | 0 | 0
IGCC-CCS | 0 | 0 | 0 | 0 | 0 | 0
WT_off | 0 | 0 | 0 | 0 | 0 | 0
PseudoUnit | 0 | 0 | 0 | 0 | 0 | 0
FixedInterchange | 0 | 0 | 0 | 0 | 0 | 0
CO2 Emissions (MMshortTons): RMPA
ReportingType | 2015 | 2020 | 2025 | 2030 | 2035 | 2040
BM | 0 | 0 | 0 | 0 | 0 | 0
CC | 2.58 | 3.84 | 1.31 | 1.77 | 1.46 | 1.26
CSP | 0 | 0 | 0 | 0 | 0 | 0
CT | 0 | 0 | 0 | 0 | 0 | 0
Coal | 61.31 | 60.34 | 57.5 | 59.34 | 69.1 | 78.06
Geo | 0 | 0 | 0 | 0 | 0 | 0
H | 0 | 0 | 0 | 0 | 0 | 0
LFG | 0 | 0 | 0 | 0 | 0 | 0
Nuc | 0 | 0 | 0 | 0 | 0 | 0
PS | 0 | 0 | 0 | 0 | 0 | 0
PV | 0 | 0 | 0 | 0 | 0 | 0
PeakG | 0.01 | 0.02 | 0 | 0.03 | 0.03 | 0.02
PeakO | 0 | 0 | 0 | 0 | 0 | 0
ST | 0 | 0 | 0 | 0 | 0 | 0
STOG | 0 | 0 | 0 | 0 | 0 | 0
STWD | 0 | 0 | 0 | 0 | 0 | 0
WT | 0 | 0 | 0 | 0 | 0 | 0
IGCC | 0 | 0 | 0 | 0 | 0 | 0
DemandResponse | 0 | 0 | 0 | 0 | 0 | 0
IGCC-CCS | 0 | 0 | 0 | 0 | 0 | 0
WT_off | 0 | 0 | 0 | 0 | 0 | 0
PseudoUnit | 0 | 0 | 0 | 0 | 0 | 0
FixedInterchange | 0 | 0 | 0 | 0 | 0 | 0
CO2 Emissions (MMshortTons): SP15
ReportingType | 2015 | 2020 | 2025 | 2030 | 2035 | 2040
BM | 0 | 0 | 0 | 0 | 0 | 0
CC | 10.15 | 7.82 | 9.28 | 7.91 | 6.02 | 3.31
CSP | 0 | 0 | 0 | 0 | 0 | 0
CT | 0 | 0 | 0 | 0 | 0 | 0
Coal | 0.9 | 0.9 | 0.9 | 0.79 | 0.41 | 0
Geo | 0 | 0 | 0 | 0 | 0 | 0
H | 0 | 0 | 0 | 0 | 0 | 0
LFG | 0 | 0 | 0 | 0 | 0 | 0
Nuc | 0 | 0 | 0 | 0 | 0 | 0
PS | 0 | 0 | 0 | 0 | 0 | 0
PV | 0 | 0 | 0 | 0 | 0 | 0
PeakG | 0 | 0 | 0 | 0 | 0 | 0
PeakO | 0 | 0 | 0 | 0 | 0 | 0
ST | 0 | 0 | 0 | 0 | 0 | 0
STOG | 0.11 | 0.2 | 0.1 | 0.2 | 0.31 | 0.28
STWD | 0 | 0 | 0 | 0 | 0 | 0
WT | 0 | 0 | 0 | 0 | 0 | 0
IGCC | 0 | 0 | 0 | 0 | 0 | 0
DemandResponse | 0 | 0 | 0 | 0 | 0 | 0
IGCC-CCS | 0 | 0 | 0 | 0 | 0 | 0
WT_off | 0 | 0 | 0 | 0 | 0 | 0
PseudoUnit | 0 | 0 | 0 | 0 | 0 | 0
FixedInterchange | 0 | 0 | 0 | 0 | 0 | 0
CO2 Emissions (MMshortTons): ALB
ReportingType | 2015 | 2020 | 2025 | 2030 | 2035 | 2040
BM | 0 | 0 | 0 | 0 | 0 | 0
CC | 8.07 | 10.26 | 12.17 | 14.26 | 16.57 | 15.83
CSP | 0 | 0 | 0 | 0 | 0 | 0
CT | 0 | 0 | 0 | 0 | 0 | 0
Coal | 50 | 50 | 50 | 50 | 50 | 50
Geo | 0 | 0 | 0 | 0 | 0 | 0
H | 0 | 0 | 0 | 0 | 0 | 0
LFG | 0 | 0 | 0 | 0 | 0 | 0
Nuc | 0 | 0 | 0 | 0 | 0 | 0
PS | 0 | 0 | 0 | 0 | 0 | 0
PV | 0 | 0 | 0 | 0 | 0 | 0
PeakG | 0 | 0 | 0 | 0 | 0 | 0
PeakO | 0 | 0 | 0 | 0 | 0 | 0
ST | 0 | 0 | 0 | 0 | 0 | 0
STOG | 0 | 0 | 0 | 0 | 0 | 0
STWD | 0 | 0 | 0 | 0 | 0 | 0
WT | 0 | 0 | 0 | 0 | 0 | 0
IGCC | 0 | 0 | 0 | 0 | 0 | 0
DemandResponse | 0 | 0 | 0 | 0 | 0 | 0
IGCC-CCS | 0 | 0 | 0 | 0 | 0 | 0
WT_off | 0 | 0 | 0 | 0 | 0 | 0
PseudoUnit | 0 | 0 | 0 | 0 | 0 | 0
FixedInterchange | 0 | 0 | 0 | 0 | 0 | 0
CO2 Emissions (MMshortTons): BC
ReportingType | 2015 | 2020 | 2025 | 2030 | 2035 | 2040
BM | 0 | 0 | 0 | 0 | 0 | 0
CC | 3.96 | 5.38 | 7.22 | 8.68 | 10.91 | 10.91
CSP | 0 | 0 | 0 | 0 | 0 | 0
CT | 0 | 0 | 0 | 0 | 0 | 0
Coal | 0 | 0 | 0 | 0 | 0 | 0
Geo | 0 | 0 | 0 | 0 | 0 | 0
H | 0 | 0 | 0 | 0 | 0 | 0
LFG | 0 | 0 | 0 | 0 | 0 | 0
Nuc | 0 | 0 | 0 | 0 | 0 | 0
PS | 0 | 0 | 0 | 0 | 0 | 0
PV | 0 | 0 | 0 | 0 | 0 | 0
PeakG | 0 | 0 | 0 | 0 | 0 | 0
PeakO | 0 | 0 | 0 | 0 | 0 | 0
ST | 0 | 0 | 0 | 0 | 0 | 0
STOG | 0 | 0 | 0 | 0 | 0 | 0
STWD | 0 | 0 | 0 | 0 | 0 | 0
WT | 0 | 0 | 0 | 0 | 0 | 0
IGCC | 0 | 0 | 0 | 0 | 0 | 0
DemandResponse | 0 | 0 | 0 | 0 | 0 | 0
IGCC-CCS | 0 | 0 | 0 | 0 | 0 | 0
WT_off | 0 | 0 | 0 | 0 | 0 | 0
PseudoUnit | 0 | 0 | 0 | 0 | 0 | 0
FixedInterchange | 0 | 0 | 0 | 0 | 0 | 0
CO2 Emissions (MMshortTons): HQ_IESO
ReportingType | 2015 | 2020 | 2025 | 2030 | 2035 | 2040
BM | 0 | 0 | 0 | 0 | 0 | 0
CC | 0 | 0 | 0 | 0 | 0 | 0
CSP | 0 | 0 | 0 | 0 | 0 | 0
CT | 0 | 0 | 0 | 0 | 0 | 0
Coal | 0 | 0 | 0 | 0 | 0 | 0
Geo | 0 | 0 | 0 | 0 | 0 | 0
H | 0 | 0 | 0 | 0 | 0 | 0
LFG | 0 | 0 | 0 | 0 | 0 | 0
Nuc | 0 | 0 | 0 | 0 | 0 | 0
PS | 0 | 0 | 0 | 0 | 0 | 0
PV | 0 | 0 | 0 | 0 | 0 | 0
PeakG | 0 | 0 | 0 | 0 | 0 | 0
PeakO | 0 | 0 | 0 | 0 | 0 | 0
ST | 0 | 0 | 0 | 0 | 0 | 0
STOG | 0 | 0 | 0 | 0 | 0 | 0
STWD | 0 | 0 | 0 | 0 | 0 | 0
WT | 0 | 0 | 0 | 0 | 0 | 0
IGCC | 0 | 0 | 0 | 0 | 0 | 0
DemandResponse | 0 | 0 | 0 | 0 | 0 | 0
IGCC-CCS | 0 | 0 | 0 | 0 | 0 | 0
WT_off | 0 | 0 | 0 | 0 | 0 | 0
PseudoUnit | 0 | 0 | 0 | 0 | 0 | 0
FixedInterchange | 0 | 0 | 0 | 0 | 0 | 0
CO2 Emissions (MMshortTons): HQ_NEISO
ReportingType | 2015 | 2020 | 2025 | 2030 | 2035 | 2040
BM | 0 | 0 | 0 | 0 | 0 | 0
CC | 0 | 0 | 0 | 0 | 0 | 0
CSP | 0 | 0 | 0 | 0 | 0 | 0
CT | 0 | 0 | 0 | 0 | 0 | 0
Coal | 0 | 0 | 0 | 0 | 0 | 0
Geo | 0 | 0 | 0 | 0 | 0 | 0
H | 0 | 0 | 0 | 0 | 0 | 0
LFG | 0 | 0 | 0 | 0 | 0 | 0
Nuc | 0 | 0 | 0 | 0 | 0 | 0
PS | 0 | 0 | 0 | 0 | 0 | 0
PV | 0 | 0 | 0 | 0 | 0 | 0
PeakG | 0 | 0 | 0 | 0 | 0 | 0
PeakO | 0 | 0 | 0 | 0 | 0 | 0
ST | 0 | 0 | 0 | 0 | 0 | 0
STOG | 0 | 0 | 0 | 0 | 0 | 0
STWD | 0 | 0 | 0 | 0 | 0 | 0
WT | 0 | 0 | 0 | 0 | 0 | 0
IGCC | 0 | 0 | 0 | 0 | 0 | 0
DemandResponse | 0 | 0 | 0 | 0 | 0 | 0
IGCC-CCS | 0 | 0 | 0 | 0 | 0 | 0
WT_off | 0 | 0 | 0 | 0 | 0 | 0
PseudoUnit | 0 | 0 | 0 | 0 | 0 | 0
FixedInterchange | 0 | 0 | 0 | 0 | 0 | 0
CO2 Emissions (MMshortTons): HQ_NY
ReportingType | 2015 | 2020 | 2025 | 2030 | 2035 | 2040
BM | 0 | 0 | 0 | 0 | 0 | 0
CC | 0 | 0 | 0 | 0 | 0 | 0
CSP | 0 | 0 | 0 | 0 | 0 | 0
CT | 0 | 0 | 0 | 0 | 0 | 0
Coal | 0 | 0 | 0 | 0 | 0 | 0
Geo | 0 | 0 | 0 | 0 | 0 | 0
H | 0 | 0 | 0 | 0 | 0 | 0
LFG | 0 | 0 | 0 | 0 | 0 | 0
Nuc | 0 | 0 | 0 | 0 | 0 | 0
PS | 0 | 0 | 0 | 0 | 0 | 0
PV | 0 | 0 | 0 | 0 | 0 | 0
PeakG | 0 | 0 | 0 | 0 | 0 | 0
PeakO | 0 | 0 | 0 | 0 | 0 | 0
ST | 0 | 0 | 0 | 0 | 0 | 0
STOG | 0 | 0 | 0 | 0 | 0 | 0
STWD | 0 | 0 | 0 | 0 | 0 | 0
WT | 0 | 0 | 0 | 0 | 0 | 0
IGCC | 0 | 0 | 0 | 0 | 0 | 0
DemandResponse | 0 | 0 | 0 | 0 | 0 | 0
IGCC-CCS | 0 | 0 | 0 | 0 | 0 | 0
WT_off | 0 | 0 | 0 | 0 | 0 | 0
PseudoUnit | 0 | 0 | 0 | 0 | 0 | 0
FixedInterchange | 0 | 0 | 0 | 0 | 0 | 0
CO2 Emissions (MMshortTons): MARITIMES
ReportingType | 2015 | 2020 | 2025 | 2030 | 2035 | 2040
BM | 0 | 0 | 0 | 0 | 0 | 0
CC | 0 | 0 | 0 | 0 | 0 | 0
CSP | 0 | 0 | 0 | 0 | 0 | 0
CT | 0 | 0 | 0 | 0 | 0 | 0
Coal | 0 | 0 | 0 | 0 | 0 | 0
Geo | 0 | 0 | 0 | 0 | 0 | 0
H | 0 | 0 | 0 | 0 | 0 | 0
LFG | 0 | 0 | 0 | 0 | 0 | 0
Nuc | 0 | 0 | 0 | 0 | 0 | 0
PS | 0 | 0 | 0 | 0 | 0 | 0
PV | 0 | 0 | 0 | 0 | 0 | 0
PeakG | 0 | 0 | 0 | 0 | 0 | 0
PeakO | 0 | 0 | 0 | 0 | 0 | 0
ST | 0 | 0 | 0 | 0 | 0 | 0
STOG | 0 | 0 | 0 | 0 | 0 | 0
STWD | 0 | 0 | 0 | 0 | 0 | 0
WT | 0 | 0 | 0 | 0 | 0 | 0
IGCC | 0 | 0 | 0 | 0 | 0 | 0
DemandResponse | 0 | 0 | 0 | 0 | 0 | 0
IGCC-CCS | 0 | 0 | 0 | 0 | 0 | 0
WT_off | 0 | 0 | 0 | 0 | 0 | 0
PseudoUnit | 0 | 0 | 0 | 0 | 0 | 0
FixedInterchange | 0 | 0 | 0 | 0 | 0 | 0
CO2 Emissions (MMshortTons): All
ReportingType | 2015 | 2020 | 2025 | 2030 | 2035 | 2040
BM | 0 | 0 | 0 | 0 | 0 | 0
CC | 439.35 | 461.95 | 450.89 | 494.21 | 565.21 | 598.84
CSP | 0 | 0 | 0 | 0 | 0 | 0
CT | 0.33 | 0.76 | 1.13 | 2.04 | 2.61 | 3.3
Coal | 1894.75 | 1814.81 | 1920.51 | 1962.72 | 2104.09 | 2291.26
Geo | 0 | 0 | 0 | 0 | 0 | 0
H | 0 | 0 | 0 | 0 | 0 | 0
LFG | 0 | 0 | 0 | 0 | 0 | 0
Nuc | 0 | 0 | 0 | 0 | 0 | 0
PS | 0 | 0 | 0 | 0 | 0 | 0
PV | 0 | 0 | 0 | 0 | 0 | 0
PeakG | 1.93 | 2.73 | 4.33 | 4.93 | 4.66 | 4.23
PeakO | 0 | 0 | 0 | 0 | 0 | 0
ST | 0 | 0 | 0 | 0 | 0 | 0
STOG | 8.01 | 9.86 | 11.87 | 12.23 | 10.7 | 10.13
STWD | 0 | 0 | 0 | 0 | 0 | 0
WT | 0 | 0 | 0 | 0 | 0 | 0
IGCC | 4.15 | 4.15 | 4.15 | 4.15 | 4.15 | 4.15
DemandResponse | 0 | 0 | 0 | 0 | 0 | 0
IGCC-CCS | 0 | 0 | 0 | 0 | 0 | 0
WT_off | 0 | 0 | 0 | 0 | 0 | 0
PseudoUnit | 0 | 0 | 0 | 0 | 0 | 0
FixedInterchange | 0 | 0 | 0 | 0 | 0 | 0
CO2 Emissions (MMshortTons): EI_US
ReportingType | 2015 | 2020 | 2025 | 2030 | 2035 | 2040
BM | 0 | 0 | 0 | 0 | 0 | 0
CC | 270.45 | 288.03 | 270.28 | 292.44 | 361.05 | 396.34
CSP | 0 | 0 | 0 | 0 | 0 | 0
CT | 0.31 | 0.75 | 1 | 1.85 | 2.6 | 3.27
Coal | 1465.5 | 1372.96 | 1463.46 | 1504.84 | 1609.8 | 1761.08
Geo | 0 | 0 | 0 | 0 | 0 | 0
H | 0 | 0 | 0 | 0 | 0 | 0
LFG | 0 | 0 | 0 | 0 | 0 | 0
Nuc | 0 | 0 | 0 | 0 | 0 | 0
PS | 0 | 0 | 0 | 0 | 0 | 0
PV | 0 | 0 | 0 | 0 | 0 | 0
PeakG | 1.92 | 2.7 | 4.06 | 4.46 | 4.23 | 3.8
PeakO | 0 | 0 | 0 | 0 | 0 | 0
ST | 0 | 0 | 0 | 0 | 0 | 0
STOG | 5.42 | 6.49 | 7.64 | 8.01 | 6.95 | 6.67
STWD | 0 | 0 | 0 | 0 | 0 | 0
WT | 0 | 0 | 0 | 0 | 0 | 0
IGCC | 4.15 | 4.15 | 4.15 | 4.15 | 4.15 | 4.15
DemandResponse | 0 | 0 | 0 | 0 | 0 | 0
IGCC-CCS | 0 | 0 | 0 | 0 | 0 | 0
WT_off | 0 | 0 | 0 | 0 | 0 | 0
PseudoUnit | 0 | 0 | 0 | 0 | 0 | 0
FixedInterchange | 0 | 0 | 0 | 0 | 0 | 0
CO2 Emissions (MMshortTons): EI_Canada
ReportingType | 2015 | 2020 | 2025 | 2030 | 2035 | 2040
BM | 0 | 0 | 0 | 0 | 0 | 0
CC | 1.13 | 1.45 | 1.62 | 2.05 | 3.98 | 10.93
CSP | 0 | 0 | 0 | 0 | 0 | 0
CT | 0.01 | 0 | 0.02 | 0.01 | 0.01 | 0.02
Coal | 0.22 | 0.48 | 0.91 | 0 | 0 | 0
Geo | 0 | 0 | 0 | 0 | 0 | 0
H | 0 | 0 | 0 | 0 | 0 | 0
LFG | 0 | 0 | 0 | 0 | 0 | 0
Nuc | 0 | 0 | 0 | 0 | 0 | 0
PS | 0 | 0 | 0 | 0 | 0 | 0
PV | 0 | 0 | 0 | 0 | 0 | 0
PeakG | 0 | 0 | 0 | 0 | 0 | 0.01
PeakO | 0 | 0 | 0 | 0 | 0 | 0
ST | 0 | 0 | 0 | 0 | 0 | 0
STOG | 0 | 0 | 0 | 0 | 0 | 0
STWD | 0 | 0 | 0 | 0 | 0 | 0
WT | 0 | 0 | 0 | 0 | 0 | 0
IGCC | 0 | 0 | 0 | 0 | 0 | 0
DemandResponse | 0 | 0 | 0 | 0 | 0 | 0
IGCC-CCS | 0 | 0 | 0 | 0 | 0 | 0
WT_off | 0 | 0 | 0 | 0 | 0 | 0
PseudoUnit | 0 | 0 | 0 | 0 | 0 | 0
FixedInterchange | 0 | 0 | 0 | 0 | 0 | 0
CO2 Emissions (MMshortTons): EI
ReportingType | 2015 | 2020 | 2025 | 2030 | 2035 | 2040
BM | 0 | 0 | 0 | 0 | 0 | 0
CC | 271.57 | 289.48 | 271.9 | 294.49 | 365.03 | 407.27
CSP | 0 | 0 | 0 | 0 | 0 | 0
CT | 0.33 | 0.75 | 1.02 | 1.86 | 2.61 | 3.29
Coal | 1465.72 | 1373.45 | 1464.37 | 1504.84 | 1609.8 | 1761.08
Geo | 0 | 0 | 0 | 0 | 0 | 0
H | 0 | 0 | 0 | 0 | 0 | 0
LFG | 0 | 0 | 0 | 0 | 0 | 0
Nuc | 0 | 0 | 0 | 0 | 0 | 0
PS | 0 | 0 | 0 | 0 | 0 | 0
PV | 0 | 0 | 0 | 0 | 0 | 0
PeakG | 1.93 | 2.7 | 4.06 | 4.46 | 4.23 | 3.81
PeakO | 0 | 0 | 0 | 0 | 0 | 0
ST | 0 | 0 | 0 | 0 | 0 | 0
STOG | 5.42 | 6.49 | 7.64 | 8.01 | 6.95 | 6.67
STWD | 0 | 0 | 0 | 0 | 0 | 0
WT | 0 | 0 | 0 | 0 | 0 | 0
IGCC | 4.15 | 4.15 | 4.15 | 4.15 | 4.15 | 4.15
DemandResponse | 0 | 0 | 0 | 0 | 0 | 0
IGCC-CCS | 0 | 0 | 0 | 0 | 0 | 0
WT_off | 0 | 0 | 0 | 0 | 0 | 0
PseudoUnit | 0 | 0 | 0 | 0 | 0 | 0
FixedInterchange | 0 | 0 | 0 | 0 | 0 | 0
CO2 Emissions (MMshortTons): Outside_EI
ReportingType | 2015 | 2020 | 2025 | 2030 | 2035 | 2040
BM | 0 | 0 | 0 | 0 | 0 | 0
CC | 167.78 | 172.47 | 178.99 | 199.72 | 200.18 | 191.57
CSP | 0 | 0 | 0 | 0 | 0 | 0
CT | 0 | 0 | 0.11 | 0.18 | 0.01 | 0.01
Coal | 429.03 | 441.36 | 456.15 | 457.88 | 494.3 | 530.17
Geo | 0 | 0 | 0 | 0 | 0 | 0
H | 0 | 0 | 0 | 0 | 0 | 0
LFG | 0 | 0 | 0 | 0 | 0 | 0
Nuc | 0 | 0 | 0 | 0 | 0 | 0
PS | 0 | 0 | 0 | 0 | 0 | 0
PV | 0 | 0 | 0 | 0 | 0 | 0
PeakG | 0.01 | 0.03 | 0.28 | 0.46 | 0.43 | 0.42
PeakO | 0 | 0 | 0 | 0 | 0 | 0
ST | 0 | 0 | 0 | 0 | 0 | 0
STOG | 2.59 | 3.37 | 4.23 | 4.21 | 3.75 | 3.46
STWD | 0 | 0 | 0 | 0 | 0 | 0
WT | 0 | 0 | 0 | 0 | 0 | 0
IGCC | 0 | 0 | 0 | 0 | 0 | 0
DemandResponse | 0 | 0 | 0 | 0 | 0 | 0
IGCC-CCS | 0 | 0 | 0 | 0 | 0 | 0
WT_off | 0 | 0 | 0 | 0 | 0 | 0
PseudoUnit | 0 | 0 | 0 | 0 | 0 | 0
FixedInterchange | 0 | 0 | 0 | 0 | 0 | 0
CO2 Emissions (MMmetricTons): Entergy
ReportingType | 2015 | 2020 | 2025 | 2030 | 2035 | 2040
BM | 0 | 0 | 0 | 0 | 0 | 0
CC | 24.27 | 30.65 | 30.24 | 29.6 | 29.53 | 24.93
CSP | 0 | 0 | 0 | 0 | 0 | 0
CT | 0 | 0 | 0 | 0 | 0 | 0
Coal | 58.45 | 51.63 | 57.24 | 58.58 | 58.3 | 79.34
Geo | 0 | 0 | 0 | 0 | 0 | 0
H | 0 | 0 | 0 | 0 | 0 | 0
LFG | 0 | 0 | 0 | 0 | 0 | 0
Nuc | 0 | 0 | 0 | 0 | 0 | 0
PS | 0 | 0 | 0 | 0 | 0 | 0
PV | 0 | 0 | 0 | 0 | 0 | 0
PeakG | 0 | 0 | 0.04 | 0.04 | 0.02 | 0.02
PeakO | 0 | 0 | 0 | 0 | 0 | 0
ST | 0 | 0 | 0 | 0 | 0 | 0
STOG | 0.55 | 0.74 | 0.76 | 0.73 | 0.72 | 0.71
STWD | 0 | 0 | 0 | 0 | 0 | 0
WT | 0 | 0 | 0 | 0 | 0 | 0
IGCC | 0 | 0 | 0 | 0 | 0 | 0
DemandResponse | 0 | 0 | 0 | 0 | 0 | 0
IGCC-CCS | 0 | 0 | 0 | 0 | 0 | 0
WT_off | 0 | 0 | 0 | 0 | 0 | 0
PseudoUnit | 0 | 0 | 0 | 0 | 0 | 0
FixedInterchange | 0 | 0 | 0 | 0 | 0 | 0
CO2 Emissions (MMmetricTons): FRCC
ReportingType | 2015 | 2020 | 2025 | 2030 | 2035 | 2040
BM | 0 | 0 | 0 | 0 | 0 | 0
CC | 57.63 | 52.81 | 53.83 | 58.49 | 70.59 | 69.88
CSP | 0 | 0 | 0 | 0 | 0 | 0
CT | 0.28 | 0.4 | 0.54 | 0.54 | 0.48 | 0.36
Coal | 54.21 | 55.79 | 57.9 | 59.49 | 59.8 | 59.8
Geo | 0 | 0 | 0 | 0 | 0 | 0
H | 0 | 0 | 0 | 0 | 0 | 0
LFG | 0 | 0 | 0 | 0 | 0 | 0
Nuc | 0 | 0 | 0 | 0 | 0 | 0
PS | 0 | 0 | 0 | 0 | 0 | 0
PV | 0 | 0 | 0 | 0 | 0 | 0
PeakG | 0.25 | 0.26 | 0.42 | 0.32 | 0.23 | 0.27
PeakO | 0 | 0 | 0 | 0 | 0 | 0
ST | 0 | 0 | 0 | 0 | 0 | 0
STOG | 1.67 | 1.76 | 1.76 | 1.75 | 1.33 | 1.02
STWD | 0 | 0 | 0 | 0 | 0 | 0
WT | 0 | 0 | 0 | 0 | 0 | 0
IGCC | 0 | 0 | 0 | 0 | 0 | 0
DemandResponse | 0 | 0 | 0 | 0 | 0 | 0
IGCC-CCS | 0 | 0 | 0 | 0 | 0 | 0
WT_off | 0 | 0 | 0 | 0 | 0 | 0
PseudoUnit | 0 | 0 | 0 | 0 | 0 | 0
FixedInterchange | 0 | 0 | 0 | 0 | 0 | 0
CO2 Emissions (MMmetricTons): MAPP_US
ReportingType | 2015 | 2020 | 2025 | 2030 | 2035 | 2040
BM | 0 | 0 | 0 | 0 | 0 | 0
CC | 0.12 | 0.12 | 0.08 | 0.08 | 0.08 | 0.08
CSP | 0 | 0 | 0 | 0 | 0 | 0
CT | 0 | 0 | 0 | 0 | 0 | 0
Coal | 22.65 | 19.78 | 19.78 | 19.78 | 21.89 | 23.59
Geo | 0 | 0 | 0 | 0 | 0 | 0
H | 0 | 0 | 0 | 0 | 0 | 0
LFG | 0 | 0 | 0 | 0 | 0 | 0
Nuc | 0 | 0 | 0 | 0 | 0 | 0
PS | 0 | 0 | 0 | 0 | 0 | 0
PV | 0 | 0 | 0 | 0 | 0 | 0
PeakG | 0.02 | 0.05 | 0.05 | 0.05 | 0.03 | 0.02
PeakO | 0 | 0 | 0 | 0 | 0 | 0
ST | 0 | 0 | 0 | 0 | 0 | 0
STOG | 0 | 0 | 0 | 0 | 0 | 0
STWD | 0 | 0 | 0 | 0 | 0 | 0
WT | 0 | 0 | 0 | 0 | 0 | 0
IGCC | 0 | 0 | 0 | 0 | 0 | 0
DemandResponse | 0 | 0 | 0 | 0 | 0 | 0
IGCC-CCS | 0 | 0 | 0 | 0 | 0 | 0
WT_off | 0 | 0 | 0 | 0 | 0 | 0
PseudoUnit | 0 | 0 | 0 | 0 | 0 | 0
FixedInterchange | 0 | 0 | 0 | 0 | 0 | 0
CO2 Emissions (MMmetricTons): MISO_IN
ReportingType | 2015 | 2020 | 2025 | 2030 | 2035 | 2040
BM | 0 | 0 | 0 | 0 | 0 | 0
CC | 1.62 | 2.62 | 1.62 | 1.41 | 1.7 | 1.59
CSP | 0 | 0 | 0 | 0 | 0 | 0
CT | 0 | 0 | 0 | 0 | 0 | 0
Coal | 82.27 | 86.23 | 89.17 | 92.59 | 95.09 | 95.3
Geo | 0 | 0 | 0 | 0 | 0 | 0
H | 0 | 0 | 0 | 0 | 0 | 0
LFG | 0 | 0 | 0 | 0 | 0 | 0
Nuc | 0 | 0 | 0 | 0 | 0 | 0
PS | 0 | 0 | 0 | 0 | 0 | 0
PV | 0 | 0 | 0 | 0 | 0 | 0
PeakG | 0 | 0.02 | 0.06 | 0.06 | 0.06 | 0.06
PeakO | 0 | 0 | 0 | 0 | 0 | 0
ST | 0 | 0 | 0 | 0 | 0 | 0
STOG | 0.02 | 0.03 | 0.03 | 0.03 | 0.03 | 0.03
STWD | 0 | 0 | 0 | 0 | 0 | 0
WT | 0 | 0 | 0 | 0 | 0 | 0
IGCC | 3.76 | 3.76 | 3.76 | 3.76 | 3.76 | 3.76
DemandResponse | 0 | 0 | 0 | 0 | 0 | 0
IGCC-CCS | 0 | 0 | 0 | 0 | 0 | 0
WT_off | 0 | 0 | 0 | 0 | 0 | 0
PseudoUnit | 0 | 0 | 0 | 0 | 0 | 0
FixedInterchange | 0 | 0 | 0 | 0 | 0 | 0
CO2 Emissions (MMmetricTons): MISO_MI
ReportingType | 2015 | 2020 | 2025 | 2030 | 2035 | 2040
BM | 0 | 0 | 0 | 0 | 0 | 0
CC | 4.87 | 5.33 | 4.1 | 3.56 | 3.94 | 2.92
CSP | 0 | 0 | 0 | 0 | 0 | 0
CT | 0 | 0 | 0 | 0 | 0 | 0
Coal | 53.72 | 46.73 | 50.77 | 52.27 | 52.76 | 52.02
Geo | 0 | 0 | 0 | 0 | 0 | 0
H | 0 | 0 | 0 | 0 | 0 | 0
LFG | 0 | 0 | 0 | 0 | 0 | 0
Nuc | 0 | 0 | 0 | 0 | 0 | 0
PS | 0 | 0 | 0 | 0 | 0 | 0
PV | 0 | 0 | 0 | 0 | 0 | 0
PeakG | 0.02 | 0.03 | 0.07 | 0.05 | 0.05 | 0.04
PeakO | 0 | 0 | 0 | 0 | 0 | 0
ST | 0 | 0 | 0 | 0 | 0 | 0
STOG | 0.18 | 0.25 | 0.29 | 0.34 | 0.18 | 0.18
STWD | 0 | 0 | 0 | 0 | 0 | 0
WT | 0 | 0 | 0 | 0 | 0 | 0
IGCC | 0 | 0 | 0 | 0 | 0 | 0
DemandResponse | 0 | 0 | 0 | 0 | 0 | 0
IGCC-CCS | 0 | 0 | 0 | 0 | 0 | 0
WT_off | 0 | 0 | 0 | 0 | 0 | 0
PseudoUnit | 0 | 0 | 0 | 0 | 0 | 0
FixedInterchange | 0 | 0 | 0 | 0 | 0 | 0
CO2 Emissions (MMmetricTons): MISO_MO-IL
ReportingType | 2015 | 2020 | 2025 | 2030 | 2035 | 2040
BM | 0 | 0 | 0 | 0 | 0 | 0
CC | 1.07 | 1.54 | 0.94 | 0.72 | 0.95 | 0.47
CSP | 0 | 0 | 0 | 0 | 0 | 0
CT | 0 | 0 | 0 | 0 | 0 | 0
Coal | 99.73 | 82.35 | 90.83 | 97.26 | 99.97 | 99.53
Geo | 0 | 0 | 0 | 0 | 0 | 0
H | 0 | 0 | 0 | 0 | 0 | 0
LFG | 0 | 0 | 0 | 0 | 0 | 0
Nuc | 0 | 0 | 0 | 0 | 0 | 0
PS | 0 | 0 | 0 | 0 | 0 | 0
PV | 0 | 0 | 0 | 0 | 0 | 0
PeakG | 0.08 | 0.08 | 0.11 | 0.11 | 0.24 | 0.24
PeakO | 0 | 0 | 0 | 0 | 0 | 0
ST | 0 | 0 | 0 | 0 | 0 | 0
STOG | 0.04 | 0.04 | 0.04 | 0.04 | 0.01 | 0.01
STWD | 0 | 0 | 0 | 0 | 0 | 0
WT | 0 | 0 | 0 | 0 | 0 | 0
IGCC | 0 | 0 | 0 | 0 | 0 | 0
DemandResponse | 0 | 0 | 0 | 0 | 0 | 0
IGCC-CCS | 0 | 0 | 0 | 0 | 0 | 0
WT_off | 0 | 0 | 0 | 0 | 0 | 0
PseudoUnit | 0 | 0 | 0 | 0 | 0 | 0
FixedInterchange | 0 | 0 | 0 | 0 | 0 | 0
CO2 Emissions (MMmetricTons): MISO_W
ReportingType | 2015 | 2020 | 2025 | 2030 | 2035 | 2040
BM | 0 | 0 | 0 | 0 | 0 | 0
CC | 3.87 | 3.2 | 2.12 | 1.9 | 2.13 | 1.38
CSP | 0 | 0 | 0 | 0 | 0 | 0
CT | 0 | 0 | 0 | 0 | 0 | 0
Coal | 90.57 | 80.75 | 81.14 | 81.62 | 121.61 | 153.77
Geo | 0 | 0 | 0 | 0 | 0 | 0
H | 0 | 0 | 0 | 0 | 0 | 0
LFG | 0 | 0 | 0 | 0 | 0 | 0
Nuc | 0 | 0 | 0 | 0 | 0 | 0
PS | 0 | 0 | 0 | 0 | 0 | 0
PV | 0 | 0 | 0 | 0 | 0 | 0
PeakG | 0.08 | 0.06 | 0.06 | 0.05 | 0.05 | 0.05
PeakO | 0 | 0 | 0 | 0 | 0 | 0
ST | 0 | 0 | 0 | 0 | 0 | 0
STOG | 0 | 0 | 0 | 0 | 0 | 0
STWD | 0 | 0 | 0 | 0 | 0 | 0
WT | 0 | 0 | 0 | 0 | 0 | 0
IGCC | 0 | 0 | 0 | 0 | 0 | 0
DemandResponse | 0 | 0 | 0 | 0 | 0 | 0
IGCC-CCS | 0 | 0 | 0 | 0 | 0 | 0
WT_off | 0 | 0 | 0 | 0 | 0 | 0
PseudoUnit | 0 | 0 | 0 | 0 | 0 | 0
FixedInterchange | 0 | 0 | 0 | 0 | 0 | 0
CO2 Emissions (MMmetricTons): MISO_WUMS
ReportingType | 2015 | 2020 | 2025 | 2030 | 2035 | 2040
BM | 0 | 0 | 0 | 0 | 0 | 0
CC | 5.66 | 11.11 | 8.86 | 10.62 | 9.88 | 8.55
CSP | 0 | 0 | 0 | 0 | 0 | 0
CT | 0 | 0.14 | 0.16 | 0.54 | 1.12 | 1.19
Coal | 25.78 | 29.07 | 33.36 | 36.34 | 37.8 | 37.8
Geo | 0 | 0 | 0 | 0 | 0 | 0
H | 0 | 0 | 0 | 0 | 0 | 0
LFG | 0 | 0 | 0 | 0 | 0 | 0
Nuc | 0 | 0 | 0 | 0 | 0 | 0
PS | 0 | 0 | 0 | 0 | 0 | 0
PV | 0 | 0 | 0 | 0 | 0 | 0
PeakG | 0.04 | 0.06 | 0.06 | 0.06 | 0.02 | 0.02
PeakO | 0 | 0 | 0 | 0 | 0 | 0
ST | 0 | 0 | 0 | 0 | 0 | 0
STOG | 0 | 0 | 0 | 0 | 0 | 0
STWD | 0 | 0 | 0 | 0 | 0 | 0
WT | 0 | 0 | 0 | 0 | 0 | 0
IGCC | 0 | 0 | 0 | 0 | 0 | 0
DemandResponse | 0 | 0 | 0 | 0 | 0 | 0
IGCC-CCS | 0 | 0 | 0 | 0 | 0 | 0
WT_off | 0 | 0 | 0 | 0 | 0 | 0
PseudoUnit | 0 | 0 | 0 | 0 | 0 | 0
FixedInterchange | 0 | 0 | 0 | 0 | 0 | 0
CO2 Emissions (MMmetricTons): Nebraska
ReportingType | 2015 | 2020 | 2025 | 2030 | 2035 | 2040
BM | 0 | 0 | 0 | 0 | 0 | 0
CC | 0.27 | 0.19 | 0.19 | 0.16 | 0.11 | 0.1
CSP | 0 | 0 | 0 | 0 | 0 | 0
CT | 0 | 0 | 0 | 0 | 0 | 0
Coal | 32.1 | 32.07 | 32.07 | 38.14 | 41.86 | 60.3
Geo | 0 | 0 | 0 | 0 | 0 | 0
H | 0 | 0 | 0 | 0 | 0 | 0
LFG | 0 | 0 | 0 | 0 | 0 | 0
Nuc | 0 | 0 | 0 | 0 | 0 | 0
PS | 0 | 0 | 0 | 0 | 0 | 0
PV | 0 | 0 | 0 | 0 | 0 | 0
PeakG | 0.04 | 0.08 | 0.08 | 0.01 | 0 | 0
PeakO | 0 | 0 | 0 | 0 | 0 | 0
ST | 0 | 0 | 0 | 0 | 0 | 0
STOG | 0 | 0 | 0 | 0 | 0 | 0
STWD | 0 | 0 | 0 | 0 | 0 | 0
WT | 0 | 0 | 0 | 0 | 0 | 0
IGCC | 0 | 0 | 0 | 0 | 0 | 0
DemandResponse | 0 | 0 | 0 | 0 | 0 | 0
IGCC-CCS | 0 | 0 | 0 | 0 | 0 | 0
WT_off | 0 | 0 | 0 | 0 | 0 | 0
PseudoUnit | 0 | 0 | 0 | 0 | 0 | 0
FixedInterchange | 0 | 0 | 0 | 0 | 0 | 0
CO2 Emissions (MMmetricTons): NEISO
ReportingType | 2015 | 2020 | 2025 | 2030 | 2035 | 2040
BM | 0 | 0 | 0 | 0 | 0 | 0
CC | 13.88 | 12.36 | 12.44 | 15.06 | 21.1 | 25.55
CSP | 0 | 0 | 0 | 0 | 0 | 0
CT | 0 | 0.01 | 0.01 | 0.01 | 0.05 | 0.21
Coal | 0.03 | 0 | 0 | 0 | 0 | 0
Geo | 0 | 0 | 0 | 0 | 0 | 0
H | 0 | 0 | 0 | 0 | 0 | 0
LFG | 0 | 0 | 0 | 0 | 0 | 0
Nuc | 0 | 0 | 0 | 0 | 0 | 0
PS | 0 | 0 | 0 | 0 | 0 | 0
PV | 0 | 0 | 0 | 0 | 0 | 0
PeakG | 0.01 | 0.02 | 0.02 | 0.1 | 0.11 | 0.22
PeakO | 0 | 0 | 0 | 0 | 0 | 0
ST | 0 | 0 | 0 | 0 | 0 | 0
STOG | 0 | 0 | 0 | 0 | 0 | 0
STWD | 0 | 0 | 0 | 0 | 0 | 0
WT | 0 | 0 | 0 | 0 | 0 | 0
IGCC | 0 | 0 | 0 | 0 | 0 | 0
DemandResponse | 0 | 0 | 0 | 0 | 0 | 0
IGCC-CCS | 0 | 0 | 0 | 0 | 0 | 0
WT_off | 0 | 0 | 0 | 0 | 0 | 0
PseudoUnit | 0 | 0 | 0 | 0 | 0 | 0
FixedInterchange | 0 | 0 | 0 | 0 | 0 | 0
CO2 Emissions (MMmetricTons): NonRTO_Midwest
ReportingType | 2015 | 2020 | 2025 | 2030 | 2035 | 2040
BM | 0 | 0 | 0 | 0 | 0 | 0
CC | 0 | 0 | 0 | 0.78 | 1.08 | 1.52
CSP | 0 | 0 | 0 | 0 | 0 | 0
CT | 0 | 0.01 | 0.02 | 0.04 | 0.03 | 0.05
Coal | 56.87 | 58.17 | 59.01 | 61.45 | 62.88 | 63.87
Geo | 0 | 0 | 0 | 0 | 0 | 0
H | 0 | 0 | 0 | 0 | 0 | 0
LFG | 0 | 0 | 0 | 0 | 0 | 0
Nuc | 0 | 0 | 0 | 0 | 0 | 0
PS | 0 | 0 | 0 | 0 | 0 | 0
PV | 0 | 0 | 0 | 0 | 0 | 0
PeakG | 0.04 | 0.05 | 0.13 | 0.13 | 0.13 | 0.13
PeakO | 0 | 0 | 0 | 0 | 0 | 0
ST | 0 | 0 | 0 | 0 | 0 | 0
STOG | 0 | 0 | 0 | 0 | 0 | 0
STWD | 0 | 0 | 0 | 0 | 0 | 0
WT | 0 | 0 | 0 | 0 | 0 | 0
IGCC | 0 | 0 | 0 | 0 | 0 | 0
DemandResponse | 0 | 0 | 0 | 0 | 0 | 0
IGCC-CCS | 0 | 0 | 0 | 0 | 0 | 0
WT_off | 0 | 0 | 0 | 0 | 0 | 0
PseudoUnit | 0 | 0 | 0 | 0 | 0 | 0
FixedInterchange | 0 | 0 | 0 | 0 | 0 | 0
CO2 Emissions (MMmetricTons): NYISO_A-F
ReportingType | 2015 | 2020 | 2025 | 2030 | 2035 | 2040
BM | 0 | 0 | 0 | 0 | 0 | 0
CC | 3.01 | 4.17 | 4.04 | 5.19 | 5.84 | 6.44
CSP | 0 | 0 | 0 | 0 | 0 | 0
CT | 0 | 0 | 0 | 0 | 0 | 0
Coal | 0 | 0 | 0 | 0 | 0 | 0
Geo | 0 | 0 | 0 | 0 | 0 | 0
H | 0 | 0 | 0 | 0 | 0 | 0
LFG | 0 | 0 | 0 | 0 | 0 | 0
Nuc | 0 | 0 | 0 | 0 | 0 | 0
PS | 0 | 0 | 0 | 0 | 0 | 0
PV | 0 | 0 | 0 | 0 | 0 | 0
PeakG | 0 | 0 | 0 | 0 | 0.01 | 0.02
PeakO | 0 | 0 | 0 | 0 | 0 | 0
ST | 0 | 0 | 0 | 0 | 0 | 0
STOG | 0 | 0 | 0 | 0 | 0 | 0
STWD | 0 | 0 | 0 | 0 | 0 | 0
WT | 0 | 0 | 0 | 0 | 0 | 0
IGCC | 0 | 0 | 0 | 0 | 0 | 0
DemandResponse | 0 | 0 | 0 | 0 | 0 | 0
IGCC-CCS | 0 | 0 | 0 | 0 | 0 | 0
WT_off | 0 | 0 | 0 | 0 | 0 | 0
PseudoUnit | 0 | 0 | 0 | 0 | 0 | 0
FixedInterchange | 0 | 0 | 0 | 0 | 0 | 0
CO2 Emissions (MMmetricTons): NYISO_G-I
ReportingType | 2015 | 2020 | 2025 | 2030 | 2035 | 2040
BM | 0 | 0 | 0 | 0 | 0 | 0
CC | 1.23 | 2.73 | 2.96 | 3.04 | 11.24 | 15.39
CSP | 0 | 0 | 0 | 0 | 0 | 0
CT | 0 | 0 | 0 | 0 | 0 | 0
Coal | 0 | 0 | 0 | 0 | 0 | 0
Geo | 0 | 0 | 0 | 0 | 0 | 0
H | 0 | 0 | 0 | 0 | 0 | 0
LFG | 0 | 0 | 0 | 0 | 0 | 0
Nuc | 0 | 0 | 0 | 0 | 0 | 0
PS | 0 | 0 | 0 | 0 | 0 | 0
PV | 0 | 0 | 0 | 0 | 0 | 0
PeakG | 0 | 0 | 0 | 0 | 0 | 0
PeakO | 0 | 0 | 0 | 0 | 0 | 0
ST | 0 | 0 | 0 | 0 | 0 | 0
STOG | 0 | 0 | 0 | 0 | 0 | 0
STWD | 0 | 0 | 0 | 0 | 0 | 0
WT | 0 | 0 | 0 | 0 | 0 | 0
IGCC | 0 | 0 | 0 | 0 | 0 | 0
DemandResponse | 0 | 0 | 0 | 0 | 0 | 0
IGCC-CCS | 0 | 0 | 0 | 0 | 0 | 0
WT_off | 0 | 0 | 0 | 0 | 0 | 0
PseudoUnit | 0 | 0 | 0 | 0 | 0 | 0
FixedInterchange | 0 | 0 | 0 | 0 | 0 | 0
CO2 Emissions (MMmetricTons): NYISO_J-K
ReportingType | 2015 | 2020 | 2025 | 2030 | 2035 | 2040
BM | 0 | 0 | 0 | 0 | 0 | 0
CC | 7.37 | 10.33 | 10.16 | 10.44 | 11.24 | 11.39
CSP | 0 | 0 | 0 | 0 | 0 | 0
CT | 0 | 0 | 0.02 | 0.05 | 0.32 | 0.53
Coal | 0 | 0 | 0 | 0 | 0 | 0
Geo | 0 | 0 | 0 | 0 | 0 | 0
H | 0 | 0 | 0 | 0 | 0 | 0
LFG | 0 | 0 | 0 | 0 | 0 | 0
Nuc | 0 | 0 | 0 | 0 | 0 | 0
PS | 0 | 0 | 0 | 0 | 0 | 0
PV | 0 | 0 | 0 | 0 | 0 | 0
PeakG | 0.03 | 0.09 | 0.17 | 0.33 | 0.33 | 0.33
PeakO | 0 | 0 | 0 | 0 | 0 | 0
ST | 0 | 0 | 0 | 0 | 0 | 0
STOG | 0.42 | 0.7 | 1.13 | 1.18 | 1.18 | 1.35
STWD | 0 | 0 | 0 | 0 | 0 | 0
WT | 0 | 0 | 0 | 0 | 0 | 0
IGCC | 0 | 0 | 0 | 0 | 0 | 0
DemandResponse | 0 | 0 | 0 | 0 | 0 | 0
IGCC-CCS | 0 | 0 | 0 | 0 | 0 | 0
WT_off | 0 | 0 | 0 | 0 | 0 | 0
PseudoUnit | 0 | 0 | 0 | 0 | 0 | 0
FixedInterchange | 0 | 0 | 0 | 0 | 0 | 0
CO2 Emissions (MMmetricTons): PJM_E
ReportingType | 2015 | 2020 | 2025 | 2030 | 2035 | 2040
BM | 0 | 0 | 0 | 0 | 0 | 0
CC | 8.4 | 13.04 | 14.23 | 15.68 | 16.21 | 18.23
CSP | 0 | 0 | 0 | 0 | 0 | 0
CT | 0 | 0 | 0 | 0.1 | 0.12 | 0.24
Coal | 0.33 | 0.33 | 0.47 | 0.92 | 1.34 | 1.55
Geo | 0 | 0 | 0 | 0 | 0 | 0
H | 0 | 0 | 0 | 0 | 0 | 0
LFG | 0 | 0 | 0 | 0 | 0 | 0
Nuc | 0 | 0 | 0 | 0 | 0 | 0
PS | 0 | 0 | 0 | 0 | 0 | 0
PV | 0 | 0 | 0 | 0 | 0 | 0
PeakG | 0.01 | 0.05 | 0.24 | 0.28 | 0.54 | 0.54
PeakO | 0 | 0 | 0 | 0 | 0 | 0
ST | 0 | 0 | 0 | 0 | 0 | 0
STOG | 0.16 | 0.3 | 0.3 | 0.59 | 0.59 | 0.59
STWD | 0 | 0 | 0 | 0 | 0 | 0
WT | 0 | 0 | 0 | 0 | 0 | 0
IGCC | 0 | 0 | 0 | 0 | 0 | 0
DemandResponse | 0 | 0 | 0 | 0 | 0 | 0
IGCC-CCS | 0 | 0 | 0 | 0 | 0 | 0
WT_off | 0 | 0 | 0 | 0 | 0 | 0
PseudoUnit | 0 | 0 | 0 | 0 | 0 | 0
FixedInterchange | 0 | 0 | 0 | 0 | 0 | 0
CO2 Emissions (MMmetricTons): PJM_ROM
ReportingType | 2015 | 2020 | 2025 | 2030 | 2035 | 2040
BM | 0 | 0 | 0 | 0 | 0 | 0
CC | 4.68 | 7.68 | 7.3 | 8.21 | 47.1 | 81.29
CSP | 0 | 0 | 0 | 0 | 0 | 0
CT | 0 | 0 | 0 | 0 | 0 | 0
Coal | 43.04 | 48.49 | 51.86 | 52.41 | 52.41 | 52.41
Geo | 0 | 0 | 0 | 0 | 0 | 0
H | 0 | 0 | 0 | 0 | 0 | 0
LFG | 0 | 0 | 0 | 0 | 0 | 0
Nuc | 0 | 0 | 0 | 0 | 0 | 0
PS | 0 | 0 | 0 | 0 | 0 | 0
PV | 0 | 0 | 0 | 0 | 0 | 0
PeakG | 0 | 0.03 | 0.03 | 0.03 | 0.09 | 0.18
PeakO | 0 | 0 | 0 | 0 | 0 | 0
ST | 0 | 0 | 0 | 0 | 0 | 0
STOG | 0.37 | 0.37 | 0.73 | 0.73 | 0.73 | 0.73
STWD | 0 | 0 | 0 | 0 | 0 | 0
WT | 0 | 0 | 0 | 0 | 0 | 0
IGCC | 0 | 0 | 0 | 0 | 0 | 0
DemandResponse | 0 | 0 | 0 | 0 | 0 | 0
IGCC-CCS | 0 | 0 | 0 | 0 | 0 | 0
WT_off | 0 | 0 | 0 | 0 | 0 | 0
PseudoUnit | 0 | 0 | 0 | 0 | 0 | 0
FixedInterchange | 0 | 0 | 0 | 0 | 0 | 0
CO2 Emissions (MMmetricTons): PJM_ROR
ReportingType | 2015 | 2020 | 2025 | 2030 | 2035 | 2040
BM | 0 | 0 | 0 | 0 | 0 | 0
CC | 25.9 | 22.95 | 19.83 | 19.02 | 16.17 | 10.59
CSP | 0 | 0 | 0 | 0 | 0 | 0
CT | 0 | 0 | 0 | 0 | 0 | 0
Coal | 315.25 | 264.81 | 269.82 | 271.12 | 272.9 | 273.25
Geo | 0 | 0 | 0 | 0 | 0 | 0
H | 0 | 0 | 0 | 0 | 0 | 0
LFG | 0 | 0 | 0 | 0 | 0 | 0
Nuc | 0 | 0 | 0 | 0 | 0 | 0
PS | 0 | 0 | 0 | 0 | 0 | 0
PV | 0 | 0 | 0 | 0 | 0 | 0
PeakG | 0.84 | 0.87 | 0.95 | 1.11 | 0.76 | 0.6
PeakO | 0 | 0 | 0 | 0 | 0 | 0
ST | 0 | 0 | 0 | 0 | 0 | 0
STOG | 0 | 0 | 0 | 0 | 0 | 0
STWD | 0 | 0 | 0 | 0 | 0 | 0
WT | 0 | 0 | 0 | 0 | 0 | 0
IGCC | 0 | 0 | 0 | 0 | 0 | 0
DemandResponse | 0 | 0 | 0 | 0 | 0 | 0
IGCC-CCS | 0 | 0 | 0 | 0 | 0 | 0
WT_off | 0 | 0 | 0 | 0 | 0 | 0
PseudoUnit | 0 | 0 | 0 | 0 | 0 | 0
FixedInterchange | 0 | 0 | 0 | 0 | 0 | 0
CO2 Emissions (MMmetricTons): SOCO
ReportingType | 2015 | 2020 | 2025 | 2030 | 2035 | 2040
BM | 0 | 0 | 0 | 0 | 0 | 0
CC | 42.21 | 40.35 | 37.34 | 42.59 | 40.48 | 38.49
CSP | 0 | 0 | 0 | 0 | 0 | 0
CT | 0 | 0 | 0 | 0 | 0 | 0
Coal | 93.95 | 101.62 | 117.48 | 117.48 | 131.78 | 174.89
Geo | 0 | 0 | 0 | 0 | 0 | 0
H | 0 | 0 | 0 | 0 | 0 | 0
LFG | 0 | 0 | 0 | 0 | 0 | 0
Nuc | 0 | 0 | 0 | 0 | 0 | 0
PS | 0 | 0 | 0 | 0 | 0 | 0
PV | 0 | 0 | 0 | 0 | 0 | 0
PeakG | 0.28 | 0.66 | 0.99 | 0.96 | 0.95 | 0.54
PeakO | 0 | 0 | 0 | 0 | 0 | 0
ST | 0 | 0 | 0 | 0 | 0 | 0
STOG | 0 | 0 | 0 | 0 | 0 | 0
STWD | 0 | 0 | 0 | 0 | 0 | 0
WT | 0 | 0 | 0 | 0 | 0 | 0
IGCC | 0 | 0 | 0 | 0 | 0 | 0
DemandResponse | 0 | 0 | 0 | 0 | 0 | 0
IGCC-CCS | 0 | 0 | 0 | 0 | 0 | 0
WT_off | 0 | 0 | 0 | 0 | 0 | 0
PseudoUnit | 0 | 0 | 0 | 0 | 0 | 0
FixedInterchange | 0 | 0 | 0 | 0 | 0 | 0
CO2 Emissions (MMmetricTons): SPP_N
ReportingType | 2015 | 2020 | 2025 | 2030 | 2035 | 2040
BM | 0 | 0 | 0 | 0 | 0 | 0
CC | 2.73 | 1.73 | 1.5 | 1.12 | 0.58 | 0.58
CSP | 0 | 0 | 0 | 0 | 0 | 0
CT | 0 | 0 | 0 | 0 | 0 | 0
Coal | 62.42 | 62.41 | 62.41 | 62.41 | 62.41 | 62.41
Geo | 0 | 0 | 0 | 0 | 0 | 0
H | 0 | 0 | 0 | 0 | 0 | 0
LFG | 0 | 0 | 0 | 0 | 0 | 0
Nuc | 0 | 0 | 0 | 0 | 0 | 0
PS | 0 | 0 | 0 | 0 | 0 | 0
PV | 0 | 0 | 0 | 0 | 0 | 0
PeakG | 0.01 | 0.03 | 0.01 | 0.04 | 0 | 0
PeakO | 0 | 0 | 0 | 0 | 0 | 0
ST | 0 | 0 | 0 | 0 | 0 | 0
STOG | 0 | 0 | 0 | 0 | 0 | 0
STWD | 0 | 0 | 0 | 0 | 0 | 0
WT | 0 | 0 | 0 | 0 | 0 | 0
IGCC | 0 | 0 | 0 | 0 | 0 | 0
DemandResponse | 0 | 0 | 0 | 0 | 0 | 0
IGCC-CCS | 0 | 0 | 0 | 0 | 0 | 0
WT_off | 0 | 0 | 0 | 0 | 0 | 0
PseudoUnit | 0 | 0 | 0 | 0 | 0 | 0
FixedInterchange | 0 | 0 | 0 | 0 | 0 | 0
CO2 Emissions (MMmetricTons): SPP_S
ReportingType | 2015 | 2020 | 2025 | 2030 | 2035 | 2040
BM | 0 | 0 | 0 | 0 | 0 | 0
CC | 15.56 | 21.59 | 21.17 | 22.53 | 11.69 | 10.12
CSP | 0 | 0 | 0 | 0 | 0 | 0
CT | 0 | 0.04 | 0.08 | 0.1 | 0.05 | 0.05
Coal | 84.21 | 80.62 | 89.14 | 90.63 | 90.63 | 90.45
Geo | 0 | 0 | 0 | 0 | 0 | 0
H | 0 | 0 | 0 | 0 | 0 | 0
LFG | 0 | 0 | 0 | 0 | 0 | 0
Nuc | 0 | 0 | 0 | 0 | 0 | 0
PS | 0 | 0 | 0 | 0 | 0 | 0
PV | 0 | 0 | 0 | 0 | 0 | 0
PeakG | 0 | 0 | 0.15 | 0.18 | 0.03 | 0
PeakO | 0 | 0 | 0 | 0 | 0 | 0
ST | 0 | 0 | 0 | 0 | 0 | 0
STOG | 1.5 | 1.68 | 1.87 | 1.87 | 1.53 | 1.42
STWD | 0 | 0 | 0 | 0 | 0 | 0
WT | 0 | 0 | 0 | 0 | 0 | 0
IGCC | 0 | 0 | 0 | 0 | 0 | 0
DemandResponse | 0 | 0 | 0 | 0 | 0 | 0
IGCC-CCS | 0 | 0 | 0 | 0 | 0 | 0
WT_off | 0 | 0 | 0 | 0 | 0 | 0
PseudoUnit | 0 | 0 | 0 | 0 | 0 | 0
FixedInterchange | 0 | 0 | 0 | 0 | 0 | 0
CO2 Emissions (MMmetricTons): TVA
ReportingType | 2015 | 2020 | 2025 | 2030 | 2035 | 2040
BM | 0 | 0 | 0 | 0 | 0 | 0
CC | 7.59 | 4.7 | 4.74 | 7.54 | 7.19 | 5.64
CSP | 0 | 0 | 0 | 0 | 0 | 0
CT | 0 | 0.06 | 0.06 | 0.26 | 0.14 | 0.14
Coal | 79.85 | 74.68 | 77.84 | 78.41 | 94.34 | 112.54
Geo | 0 | 0 | 0 | 0 | 0 | 0
H | 0 | 0 | 0 | 0 | 0 | 0
LFG | 0 | 0 | 0 | 0 | 0 | 0
Nuc | 0 | 0 | 0 | 0 | 0 | 0
PS | 0 | 0 | 0 | 0 | 0 | 0
PV | 0 | 0 | 0 | 0 | 0 | 0
PeakG | 0 | 0 | 0.01 | 0.02 | 0.02 | 0.03
PeakO | 0 | 0 | 0 | 0 | 0 | 0
ST | 0 | 0 | 0 | 0 | 0 | 0
STOG | 0 | 0 | 0 | 0 | 0 | 0
STWD | 0 | 0 | 0 | 0 | 0 | 0
WT | 0 | 0 | 0 | 0 | 0 | 0
IGCC | 0 | 0 | 0 | 0 | 0 | 0
DemandResponse | 0 | 0 | 0 | 0 | 0 | 0
IGCC-CCS | 0 | 0 | 0 | 0 | 0 | 0
WT_off | 0 | 0 | 0 | 0 | 0 | 0
PseudoUnit | 0 | 0 | 0 | 0 | 0 | 0
FixedInterchange | 0 | 0 | 0 | 0 | 0 | 0
CO2 Emissions (MMmetricTons): TVA_Transmission
ReportingType | 2015 | 2020 | 2025 | 2030 | 2035 | 2040
BM | 0 | 0 | 0 | 0 | 0 | 0
CC | 0 | 0 | 0 | 0 | 0 | 0
CSP | 0 | 0 | 0 | 0 | 0 | 0
CT | 0 | 0 | 0 | 0 | 0 | 0
Coal | 0 | 0 | 0 | 0 | 0 | 0
Geo | 0 | 0 | 0 | 0 | 0 | 0
H | 0 | 0 | 0 | 0 | 0 | 0
LFG | 0 | 0 | 0 | 0 | 0 | 0
Nuc | 0 | 0 | 0 | 0 | 0 | 0
PS | 0 | 0 | 0 | 0 | 0 | 0
PV | 0 | 0 | 0 | 0 | 0 | 0
PeakG | 0 | 0 | 0 | 0 | 0 | 0
PeakO | 0 | 0 | 0 | 0 | 0 | 0
ST | 0 | 0 | 0 | 0 | 0 | 0
STOG | 0 | 0 | 0 | 0 | 0 | 0
STWD | 0 | 0 | 0 | 0 | 0 | 0
WT | 0 | 0 | 0 | 0 | 0 | 0
IGCC | 0 | 0 | 0 | 0 | 0 | 0
DemandResponse | 0 | 0 | 0 | 0 | 0 | 0
IGCC-CCS | 0 | 0 | 0 | 0 | 0 | 0
WT_off | 0 | 0 | 0 | 0 | 0 | 0
PseudoUnit | 0 | 0 | 0 | 0 | 0 | 0
FixedInterchange | 0 | 0 | 0 | 0 | 0 | 0
CO2 Emissions (MMmetricTons): VACAR
ReportingType | 2015 | 2020 | 2025 | 2030 | 2035 | 2040
BM | 0 | 0 | 0 | 0 | 0 | 0
CC | 13.43 | 12.1 | 7.49 | 7.54 | 18.71 | 24.44
CSP | 0 | 0 | 0 | 0 | 0 | 0
CT | 0.01 | 0.02 | 0.02 | 0.03 | 0.06 | 0.2
Coal | 74.08 | 70.01 | 87.33 | 94.27 | 102.64 | 104.84
Geo | 0 | 0 | 0 | 0 | 0 | 0
H | 0 | 0 | 0 | 0 | 0 | 0
LFG | 0 | 0 | 0 | 0 | 0 | 0
Nuc | 0 | 0 | 0 | 0 | 0 | 0
PS | 0 | 0 | 0 | 0 | 0 | 0
PV | 0 | 0 | 0 | 0 | 0 | 0
PeakG | 0 | 0.02 | 0.04 | 0.11 | 0.15 | 0.15
PeakO | 0 | 0 | 0 | 0 | 0 | 0
ST | 0 | 0 | 0 | 0 | 0 | 0
STOG | 0 | 0 | 0 | 0 | 0 | 0
STWD | 0 | 0 | 0 | 0 | 0 | 0
WT | 0 | 0 | 0 | 0 | 0 | 0
IGCC | 0 | 0 | 0 | 0 | 0 | 0
DemandResponse | 0 | 0 | 0 | 0 | 0 | 0
IGCC-CCS | 0 | 0 | 0 | 0 | 0 | 0
WT_off | 0 | 0 | 0 | 0 | 0 | 0
PseudoUnit | 0 | 0 | 0 | 0 | 0 | 0
FixedInterchange | 0 | 0 | 0 | 0 | 0 | 0
CO2 Emissions (MMmetricTons): IESO
ReportingType | 2015 | 2020 | 2025 | 2030 | 2035 | 2040
BM | 0 | 0 | 0 | 0 | 0 | 0
CC | 0.6 | 0.94 | 1.23 | 1.63 | 3.33 | 9.71
CSP | 0 | 0 | 0 | 0 | 0 | 0
CT | 0 | 0 | 0 | 0 | 0.01 | 0.02
Coal | 0 | 0 | 0 | 0 | 0 | 0
Geo | 0 | 0 | 0 | 0 | 0 | 0
H | 0 | 0 | 0 | 0 | 0 | 0
LFG | 0 | 0 | 0 | 0 | 0 | 0
Nuc | 0 | 0 | 0 | 0 | 0 | 0
PS | 0 | 0 | 0 | 0 | 0 | 0
PV | 0 | 0 | 0 | 0 | 0 | 0
PeakG | 0 | 0 | 0 | 0 | 0 | 0.01
PeakO | 0 | 0 | 0 | 0 | 0 | 0
ST | 0 | 0 | 0 | 0 | 0 | 0
STOG | 0 | 0 | 0 | 0 | 0 | 0
STWD | 0 | 0 | 0 | 0 | 0 | 0
WT | 0 | 0 | 0 | 0 | 0 | 0
IGCC | 0 | 0 | 0 | 0 | 0 | 0
DemandResponse | 0 | 0 | 0 | 0 | 0 | 0
IGCC-CCS | 0 | 0 | 0 | 0 | 0 | 0
WT_off | 0 | 0 | 0 | 0 | 0 | 0
PseudoUnit | 0 | 0 | 0 | 0 | 0 | 0
FixedInterchange | 0 | 0 | 0 | 0 | 0 | 0
CO2 Emissions (MMmetricTons): MAPP_CA
ReportingType | 2015 | 2020 | 2025 | 2030 | 2035 | 2040
BM | 0 | 0 | 0 | 0 | 0 | 0
CC | 0.42 | 0.37 | 0.24 | 0.24 | 0.28 | 0.21
CSP | 0 | 0 | 0 | 0 | 0 | 0
CT | 0.01 | 0 | 0.02 | 0.01 | 0 | 0
Coal | 0.2 | 0.44 | 0.82 | 0 | 0 | 0
Geo | 0 | 0 | 0 | 0 | 0 | 0
H | 0 | 0 | 0 | 0 | 0 | 0
LFG | 0 | 0 | 0 | 0 | 0 | 0
Nuc | 0 | 0 | 0 | 0 | 0 | 0
PS | 0 | 0 | 0 | 0 | 0 | 0
PV | 0 | 0 | 0 | 0 | 0 | 0
PeakG | 0 | 0 | 0 | 0 | 0 | 0
PeakO | 0 | 0 | 0 | 0 | 0 | 0
ST | 0 | 0 | 0 | 0 | 0 | 0
STOG | 0 | 0 | 0 | 0 | 0 | 0
STWD | 0 | 0 | 0 | 0 | 0 | 0
WT | 0 | 0 | 0 | 0 | 0 | 0
IGCC | 0 | 0 | 0 | 0 | 0 | 0
DemandResponse | 0 | 0 | 0 | 0 | 0 | 0
IGCC-CCS | 0 | 0 | 0 | 0 | 0 | 0
WT_off | 0 | 0 | 0 | 0 | 0 | 0
PseudoUnit | 0 | 0 | 0 | 0 | 0 | 0
FixedInterchange | 0 | 0 | 0 | 0 | 0 | 0
CO2 Emissions (MMmetricTons): AZ_NM_SNV_Coal
ReportingType | 2015 | 2020 | 2025 | 2030 | 2035 | 2040
BM | 0 | 0 | 0 | 0 | 0 | 0
CC | 0 | 0 | 0 | 0 | 0 | 0
CSP | 0 | 0 | 0 | 0 | 0 | 0
CT | 0 | 0 | 0 | 0 | 0 | 0
Coal | 72.38 | 73.03 | 73.03 | 73.03 | 94.98 | 113.26
Geo | 0 | 0 | 0 | 0 | 0 | 0
H | 0 | 0 | 0 | 0 | 0 | 0
LFG | 0 | 0 | 0 | 0 | 0 | 0
Nuc | 0 | 0 | 0 | 0 | 0 | 0
PS | 0 | 0 | 0 | 0 | 0 | 0
PV | 0 | 0 | 0 | 0 | 0 | 0
PeakG | 0 | 0 | 0 | 0 | 0 | 0
PeakO | 0 | 0 | 0 | 0 | 0 | 0
ST | 0 | 0 | 0 | 0 | 0 | 0
STOG | 0 | 0 | 0 | 0 | 0 | 0
STWD | 0 | 0 | 0 | 0 | 0 | 0
WT | 0 | 0 | 0 | 0 | 0 | 0
IGCC | 0 | 0 | 0 | 0 | 0 | 0
DemandResponse | 0 | 0 | 0 | 0 | 0 | 0
IGCC-CCS | 0 | 0 | 0 | 0 | 0 | 0
WT_off | 0 | 0 | 0 | 0 | 0 | 0
PseudoUnit | 0 | 0 | 0 | 0 | 0 | 0
FixedInterchange | 0 | 0 | 0 | 0 | 0 | 0
CO2 Emissions (MMmetricTons): AZ_NM_SNV_Gas
ReportingType | 2015 | 2020 | 2025 | 2030 | 2035 | 2040
BM | 0 | 0 | 0 | 0 | 0 | 0
CC | 39.84 | 42.28 | 42.65 | 48.11 | 47.87 | 40.86
CSP | 0 | 0 | 0 | 0 | 0 | 0
CT | 0 | 0 | 0.08 | 0.16 | 0 | 0
Coal | 0 | 0 | 0 | 0 | 0 | 0
Geo | 0 | 0 | 0 | 0 | 0 | 0
H | 0 | 0 | 0 | 0 | 0 | 0
LFG | 0 | 0 | 0 | 0 | 0 | 0
Nuc | 0 | 0 | 0 | 0 | 0 | 0
PS | 0 | 0 | 0 | 0 | 0 | 0
PV | 0 | 0 | 0 | 0 | 0 | 0
PeakG | 0 | 0 | 0.19 | 0.34 | 0.32 | 0.32
PeakO | 0 | 0 | 0 | 0 | 0 | 0
ST | 0 | 0 | 0 | 0 | 0 | 0
STOG | 0 | 0 | 0 | 0 | 0 | 0
STWD | 0 | 0 | 0 | 0 | 0 | 0
WT | 0 | 0 | 0 | 0 | 0 | 0
IGCC | 0 | 0 | 0 | 0 | 0 | 0
DemandResponse | 0 | 0 | 0 | 0 | 0 | 0
IGCC-CCS | 0 | 0 | 0 | 0 | 0 | 0
WT_off | 0 | 0 | 0 | 0 | 0 | 0
PseudoUnit | 0 | 0 | 0 | 0 | 0 | 0
FixedInterchange | 0 | 0 | 0 | 0 | 0 | 0
CO2 Emissions (MMmetricTons): AZ_NM_SNV_NucRenew
ReportingType | 2015 | 2020 | 2025 | 2030 | 2035 | 2040
BM | 0 | 0 | 0 | 0 | 0 | 0
CC | 0 | 0 | 0 | 0 | 0 | 0
CSP | 0 | 0 | 0 | 0 | 0 | 0
CT | 0 | 0 | 0 | 0 | 0 | 0
Coal | 0 | 0 | 0 | 0 | 0 | 0
Geo | 0 | 0 | 0 | 0 | 0 | 0
H | 0 | 0 | 0 | 0 | 0 | 0
LFG | 0 | 0 | 0 | 0 | 0 | 0
Nuc | 0 | 0 | 0 | 0 | 0 | 0
PS | 0 | 0 | 0 | 0 | 0 | 0
PV | 0 | 0 | 0 | 0 | 0 | 0
PeakG | 0 | 0 | 0 | 0 | 0 | 0
PeakO | 0 | 0 | 0 | 0 | 0 | 0
ST | 0 | 0 | 0 | 0 | 0 | 0
STOG | 0 | 0 | 0 | 0 | 0 | 0
STWD | 0 | 0 | 0 | 0 | 0 | 0
WT | 0 | 0 | 0 | 0 | 0 | 0
IGCC | 0 | 0 | 0 | 0 | 0 | 0
DemandResponse | 0 | 0 | 0 | 0 | 0 | 0
IGCC-CCS | 0 | 0 | 0 | 0 | 0 | 0
WT_off | 0 | 0 | 0 | 0 | 0 | 0
PseudoUnit | 0 | 0 | 0 | 0 | 0 | 0
FixedInterchange | 0 | 0 | 0 | 0 | 0 | 0
CO2 Emissions (MMmetricTons): ERCOT
ReportingType | 2015 | 2020 | 2025 | 2030 | 2035 | 2040
BM | 0 | 0 | 0 | 0 | 0 | 0
CC | 56.8 | 62.08 | 60.3 | 63.88 | 68.59 | 73.71
CSP | 0 | 0 | 0 | 0 | 0 | 0
CT | 0 | 0 | 0.01 | 0 | 0 | 0
Coal | 115.97 | 127.27 | 143.25 | 143.25 | 143.25 | 143.25
Geo | 0 | 0 | 0 | 0 | 0 | 0
H | 0 | 0 | 0 | 0 | 0 | 0
LFG | 0 | 0 | 0 | 0 | 0 | 0
Nuc | 0 | 0 | 0 | 0 | 0 | 0
PS | 0 | 0 | 0 | 0 | 0 | 0
PV | 0 | 0 | 0 | 0 | 0 | 0
PeakG | 0 | 0.01 | 0.06 | 0.06 | 0.06 | 0.05
PeakO | 0 | 0 | 0 | 0 | 0 | 0
ST | 0 | 0 | 0 | 0 | 0 | 0
STOG | 2.18 | 2.83 | 3.64 | 3.5 | 3.11 | 2.89
STWD | 0 | 0 | 0 | 0 | 0 | 0
WT | 0 | 0 | 0 | 0 | 0 | 0
IGCC | 0 | 0 | 0 | 0 | 0 | 0
DemandResponse | 0 | 0 | 0 | 0 | 0 | 0
IGCC-CCS | 0 | 0 | 0 | 0 | 0 | 0
WT_off | 0 | 0 | 0 | 0 | 0 | 0
PseudoUnit | 0 | 0 | 0 | 0 | 0 | 0
FixedInterchange | 0 | 0 | 0 | 0 | 0 | 0
CO2 Emissions (MMmetricTons): NP15
ReportingType | 2015 | 2020 | 2025 | 2030 | 2035 | 2040
BM | 0 | 0 | 0 | 0 | 0 | 0
CC | 13.93 | 8.18 | 13.05 | 9.16 | 2.97 | 0.36
CSP | 0 | 0 | 0 | 0 | 0 | 0
CT | 0 | 0 | 0 | 0 | 0 | 0
Coal | 0.24 | 0.24 | 0.24 | 0.24 | 0 | 0
Geo | 0 | 0 | 0 | 0 | 0 | 0
H | 0 | 0 | 0 | 0 | 0 | 0
LFG | 0 | 0 | 0 | 0 | 0 | 0
Nuc | 0 | 0 | 0 | 0 | 0 | 0
PS | 0 | 0 | 0 | 0 | 0 | 0
PV | 0 | 0 | 0 | 0 | 0 | 0
PeakG | 0 | 0 | 0 | 0 | 0 | 0
PeakO | 0 | 0 | 0 | 0 | 0 | 0
ST | 0 | 0 | 0 | 0 | 0 | 0
STOG | 0.07 | 0.04 | 0.1 | 0.13 | 0.01 | 0
STWD | 0 | 0 | 0 | 0 | 0 | 0
WT | 0 | 0 | 0 | 0 | 0 | 0
IGCC | 0 | 0 | 0 | 0 | 0 | 0
DemandResponse | 0 | 0 | 0 | 0 | 0 | 0
IGCC-CCS | 0 | 0 | 0 | 0 | 0 | 0
WT_off | 0 | 0 | 0 | 0 | 0 | 0
PseudoUnit | 0 | 0 | 0 | 0 | 0 | 0
FixedInterchange | 0 | 0 | 0 | 0 | 0 | 0
CO2 Emissions (MMmetricTons): NWPP_Coal
ReportingType | 2015 | 2020 | 2025 | 2030 | 2035 | 2040
BM | 0 | 0 | 0 | 0 | 0 | 0
CC | 0 | 0 | 0 | 0 | 0 | 0
CSP | 0 | 0 | 0 | 0 | 0 | 0
CT | 0 | 0 | 0 | 0 | 0 | 0
Coal | 98.84 | 98.95 | 98.95 | 98.95 | 98.5 | 98.31
Geo | 0 | 0 | 0 | 0 | 0 | 0
H | 0 | 0 | 0 | 0 | 0 | 0
LFG | 0 | 0 | 0 | 0 | 0 | 0
Nuc | 0 | 0 | 0 | 0 | 0 | 0
PS | 0 | 0 | 0 | 0 | 0 | 0
PV | 0 | 0 | 0 | 0 | 0 | 0
PeakG | 0 | 0 | 0 | 0 | 0 | 0
PeakO | 0 | 0 | 0 | 0 | 0 | 0
ST | 0 | 0 | 0 | 0 | 0 | 0
STOG | 0 | 0 | 0 | 0 | 0 | 0
STWD | 0 | 0 | 0 | 0 | 0 | 0
WT | 0 | 0 | 0 | 0 | 0 | 0
IGCC | 0 | 0 | 0 | 0 | 0 | 0
DemandResponse | 0 | 0 | 0 | 0 | 0 | 0
IGCC-CCS | 0 | 0 | 0 | 0 | 0 | 0
WT_off | 0 | 0 | 0 | 0 | 0 | 0
PseudoUnit | 0 | 0 | 0 | 0 | 0 | 0
FixedInterchange | 0 | 0 | 0 | 0 | 0 | 0
CO2 Emissions (MMmetricTons): NWPP_Gas
ReportingType | 2015 | 2020 | 2025 | 2030 | 2035 | 2040
BM | 0 | 0 | 0 | 0 | 0 | 0
CC | 19.17 | 19.17 | 19.17 | 30.46 | 30.46 | 30.46
CSP | 0 | 0 | 0 | 0 | 0 | 0
CT | 0 | 0 | 0 | 0 | 0 | 0
Coal | 0 | 0 | 0 | 0 | 3.29 | 9.99
Geo | 0 | 0 | 0 | 0 | 0 | 0
H | 0 | 0 | 0 | 0 | 0 | 0
LFG | 0 | 0 | 0 | 0 | 0 | 0
Nuc | 0 | 0 | 0 | 0 | 0 | 0
PS | 0 | 0 | 0 | 0 | 0 | 0
PV | 0 | 0 | 0 | 0 | 0 | 0
PeakG | 0 | 0 | 0 | 0 | 0 | 0
PeakO | 0 | 0 | 0 | 0 | 0 | 0
ST | 0 | 0 | 0 | 0 | 0 | 0
STOG | 0 | 0 | 0 | 0 | 0 | 0
STWD | 0 | 0 | 0 | 0 | 0 | 0
WT | 0 | 0 | 0 | 0 | 0 | 0
IGCC | 0 | 0 | 0 | 0 | 0 | 0
DemandResponse | 0 | 0 | 0 | 0 | 0 | 0
IGCC-CCS | 0 | 0 | 0 | 0 | 0 | 0
WT_off | 0 | 0 | 0 | 0 | 0 | 0
PseudoUnit | 0 | 0 | 0 | 0 | 0 | 0
FixedInterchange | 0 | 0 | 0 | 0 | 0 | 0
CO2 Emissions (MMmetricTons): NWPP_NucRenew
ReportingType | 2015 | 2020 | 2025 | 2030 | 2035 | 2040
BM | 0 | 0 | 0 | 0 | 0 | 0
CC | 0 | 0 | 0 | 0 | 0 | 0
CSP | 0 | 0 | 0 | 0 | 0 | 0
CT | 0 | 0 | 0 | 0 | 0 | 0
Coal | 0 | 0 | 0 | 0 | 0 | 0
Geo | 0 | 0 | 0 | 0 | 0 | 0
H | 0 | 0 | 0 | 0 | 0 | 0
LFG | 0 | 0 | 0 | 0 | 0 | 0
Nuc | 0 | 0 | 0 | 0 | 0 | 0
PS | 0 | 0 | 0 | 0 | 0 | 0
PV | 0 | 0 | 0 | 0 | 0 | 0
PeakG | 0 | 0 | 0 | 0 | 0 | 0
PeakO | 0 | 0 | 0 | 0 | 0 | 0
ST | 0 | 0 | 0 | 0 | 0 | 0
STOG | 0 | 0 | 0 | 0 | 0 | 0
STWD | 0 | 0 | 0 | 0 | 0 | 0
WT | 0 | 0 | 0 | 0 | 0 | 0
IGCC | 0 | 0 | 0 | 0 | 0 | 0
DemandResponse | 0 | 0 | 0 | 0 | 0 | 0
IGCC-CCS | 0 | 0 | 0 | 0 | 0 | 0
WT_off | 0 | 0 | 0 | 0 | 0 | 0
PseudoUnit | 0 | 0 | 0 | 0 | 0 | 0
FixedInterchange | 0 | 0 | 0 | 0 | 0 | 0
CO2 Emissions (MMmetricTons): RMPA
ReportingType | 2015 | 2020 | 2025 | 2030 | 2035 | 2040
BM | 0 | 0 | 0 | 0 | 0 | 0
CC | 2.34 | 3.48 | 1.19 | 1.6 | 1.33 | 1.14
CSP | 0 | 0 | 0 | 0 | 0 | 0
CT | 0 | 0 | 0 | 0 | 0 | 0
Coal | 55.62 | 54.74 | 52.17 | 53.83 | 62.69 | 70.82
Geo | 0 | 0 | 0 | 0 | 0 | 0
H | 0 | 0 | 0 | 0 | 0 | 0
LFG | 0 | 0 | 0 | 0 | 0 | 0
Nuc | 0 | 0 | 0 | 0 | 0 | 0
PS | 0 | 0 | 0 | 0 | 0 | 0
PV | 0 | 0 | 0 | 0 | 0 | 0
PeakG | 0.01 | 0.02 | 0 | 0.02 | 0.02 | 0.02
PeakO | 0 | 0 | 0 | 0 | 0 | 0
ST | 0 | 0 | 0 | 0 | 0 | 0
STOG | 0 | 0 | 0 | 0 | 0 | 0
STWD | 0 | 0 | 0 | 0 | 0 | 0
WT | 0 | 0 | 0 | 0 | 0 | 0
IGCC | 0 | 0 | 0 | 0 | 0 | 0
DemandResponse | 0 | 0 | 0 | 0 | 0 | 0
IGCC-CCS | 0 | 0 | 0 | 0 | 0 | 0
WT_off | 0 | 0 | 0 | 0 | 0 | 0
PseudoUnit | 0 | 0 | 0 | 0 | 0 | 0
FixedInterchange | 0 | 0 | 0 | 0 | 0 | 0
CO2 Emissions (MMmetricTons): SP15
ReportingType | 2015 | 2020 | 2025 | 2030 | 2035 | 2040
BM | 0 | 0 | 0 | 0 | 0 | 0
CC | 9.21 | 7.09 | 8.42 | 7.17 | 5.46 | 3.01
CSP | 0 | 0 | 0 | 0 | 0 | 0
CT | 0 | 0 | 0 | 0 | 0 | 0
Coal | 0.81 | 0.81 | 0.81 | 0.72 | 0.37 | 0
Geo | 0 | 0 | 0 | 0 | 0 | 0
H | 0 | 0 | 0 | 0 | 0 | 0
LFG | 0 | 0 | 0 | 0 | 0 | 0
Nuc | 0 | 0 | 0 | 0 | 0 | 0
PS | 0 | 0 | 0 | 0 | 0 | 0
PV | 0 | 0 | 0 | 0 | 0 | 0
PeakG | 0 | 0 | 0 | 0 | 0 | 0
PeakO | 0 | 0 | 0 | 0 | 0 | 0
ST | 0 | 0 | 0 | 0 | 0 | 0
STOG | 0.1 | 0.19 | 0.09 | 0.19 | 0.29 | 0.25
STWD | 0 | 0 | 0 | 0 | 0 | 0
WT | 0 | 0 | 0 | 0 | 0 | 0
IGCC | 0 | 0 | 0 | 0 | 0 | 0
DemandResponse | 0 | 0 | 0 | 0 | 0 | 0
IGCC-CCS | 0 | 0 | 0 | 0 | 0 | 0
WT_off | 0 | 0 | 0 | 0 | 0 | 0
PseudoUnit | 0 | 0 | 0 | 0 | 0 | 0
FixedInterchange | 0 | 0 | 0 | 0 | 0 | 0
CO2 Emissions (MMmetricTons): ALB
ReportingType | 2015 | 2020 | 2025 | 2030 | 2035 | 2040
BM | 0 | 0 | 0 | 0 | 0 | 0
CC | 7.33 | 9.3 | 11.04 | 12.93 | 15.03 | 14.36
CSP | 0 | 0 | 0 | 0 | 0 | 0
CT | 0 | 0 | 0 | 0 | 0 | 0
Coal | 45.36 | 45.36 | 45.36 | 45.36 | 45.36 | 45.36
Geo | 0 | 0 | 0 | 0 | 0 | 0
H | 0 | 0 | 0 | 0 | 0 | 0
LFG | 0 | 0 | 0 | 0 | 0 | 0
Nuc | 0 | 0 | 0 | 0 | 0 | 0
PS | 0 | 0 | 0 | 0 | 0 | 0
PV | 0 | 0 | 0 | 0 | 0 | 0
PeakG | 0 | 0 | 0 | 0 | 0 | 0
PeakO | 0 | 0 | 0 | 0 | 0 | 0
ST | 0 | 0 | 0 | 0 | 0 | 0
STOG | 0 | 0 | 0 | 0 | 0 | 0
STWD | 0 | 0 | 0 | 0 | 0 | 0
WT | 0 | 0 | 0 | 0 | 0 | 0
IGCC | 0 | 0 | 0 | 0 | 0 | 0
DemandResponse | 0 | 0 | 0 | 0 | 0 | 0
IGCC-CCS | 0 | 0 | 0 | 0 | 0 | 0
WT_off | 0 | 0 | 0 | 0 | 0 | 0
PseudoUnit | 0 | 0 | 0 | 0 | 0 | 0
FixedInterchange | 0 | 0 | 0 | 0 | 0 | 0
CO2 Emissions (MMmetricTons): BC
ReportingType | 2015 | 2020 | 2025 | 2030 | 2035 | 2040
BM | 0 | 0 | 0 | 0 | 0 | 0
CC | 3.59 | 4.88 | 6.55 | 7.88 | 9.89 | 9.89
CSP | 0 | 0 | 0 | 0 | 0 | 0
CT | 0 | 0 | 0 | 0 | 0 | 0
Coal | 0 | 0 | 0 | 0 | 0 | 0
Geo | 0 | 0 | 0 | 0 | 0 | 0
H | 0 | 0 | 0 | 0 | 0 | 0
LFG | 0 | 0 | 0 | 0 | 0 | 0
Nuc | 0 | 0 | 0 | 0 | 0 | 0
PS | 0 | 0 | 0 | 0 | 0 | 0
PV | 0 | 0 | 0 | 0 | 0 | 0
PeakG | 0 | 0 | 0 | 0 | 0 | 0
PeakO | 0 | 0 | 0 | 0 | 0 | 0
ST | 0 | 0 | 0 | 0 | 0 | 0
STOG | 0 | 0 | 0 | 0 | 0 | 0
STWD | 0 | 0 | 0 | 0 | 0 | 0
WT | 0 | 0 | 0 | 0 | 0 | 0
IGCC | 0 | 0 | 0 | 0 | 0 | 0
DemandResponse | 0 | 0 | 0 | 0 | 0 | 0
IGCC-CCS | 0 | 0 | 0 | 0 | 0 | 0
WT_off | 0 | 0 | 0 | 0 | 0 | 0
PseudoUnit | 0 | 0 | 0 | 0 | 0 | 0
FixedInterchange | 0 | 0 | 0 | 0 | 0 | 0
CO2 Emissions (MMmetricTons): HQ_IESO
ReportingType | 2015 | 2020 | 2025 | 2030 | 2035 | 2040
BM | 0 | 0 | 0 | 0 | 0 | 0
CC | 0 | 0 | 0 | 0 | 0 | 0
CSP | 0 | 0 | 0 | 0 | 0 | 0
CT | 0 | 0 | 0 | 0 | 0 | 0
Coal | 0 | 0 | 0 | 0 | 0 | 0
Geo | 0 | 0 | 0 | 0 | 0 | 0
H | 0 | 0 | 0 | 0 | 0 | 0
LFG | 0 | 0 | 0 | 0 | 0 | 0
Nuc | 0 | 0 | 0 | 0 | 0 | 0
PS | 0 | 0 | 0 | 0 | 0 | 0
PV | 0 | 0 | 0 | 0 | 0 | 0
PeakG | 0 | 0 | 0 | 0 | 0 | 0
PeakO | 0 | 0 | 0 | 0 | 0 | 0
ST | 0 | 0 | 0 | 0 | 0 | 0
STOG | 0 | 0 | 0 | 0 | 0 | 0
STWD | 0 | 0 | 0 | 0 | 0 | 0
WT | 0 | 0 | 0 | 0 | 0 | 0
IGCC | 0 | 0 | 0 | 0 | 0 | 0
DemandResponse | 0 | 0 | 0 | 0 | 0 | 0
IGCC-CCS | 0 | 0 | 0 | 0 | 0 | 0
WT_off | 0 | 0 | 0 | 0 | 0 | 0
PseudoUnit | 0 | 0 | 0 | 0 | 0 | 0
FixedInterchange | 0 | 0 | 0 | 0 | 0 | 0
CO2 Emissions (MMmetricTons): HQ_NEISO
ReportingType | 2015 | 2020 | 2025 | 2030 | 2035 | 2040
BM | 0 | 0 | 0 | 0 | 0 | 0
CC | 0 | 0 | 0 | 0 | 0 | 0
CSP | 0 | 0 | 0 | 0 | 0 | 0
CT | 0 | 0 | 0 | 0 | 0 | 0
Coal | 0 | 0 | 0 | 0 | 0 | 0
Geo | 0 | 0 | 0 | 0 | 0 | 0
H | 0 | 0 | 0 | 0 | 0 | 0
LFG | 0 | 0 | 0 | 0 | 0 | 0
Nuc | 0 | 0 | 0 | 0 | 0 | 0
PS | 0 | 0 | 0 | 0 | 0 | 0
PV | 0 | 0 | 0 | 0 | 0 | 0
PeakG | 0 | 0 | 0 | 0 | 0 | 0
PeakO | 0 | 0 | 0 | 0 | 0 | 0
ST | 0 | 0 | 0 | 0 | 0 | 0
STOG | 0 | 0 | 0 | 0 | 0 | 0
STWD | 0 | 0 | 0 | 0 | 0 | 0
WT | 0 | 0 | 0 | 0 | 0 | 0
IGCC | 0 | 0 | 0 | 0 | 0 | 0
DemandResponse | 0 | 0 | 0 | 0 | 0 | 0
IGCC-CCS | 0 | 0 | 0 | 0 | 0 | 0
WT_off | 0 | 0 | 0 | 0 | 0 | 0
PseudoUnit | 0 | 0 | 0 | 0 | 0 | 0
FixedInterchange | 0 | 0 | 0 | 0 | 0 | 0
CO2 Emissions (MMmetricTons): HQ_NY
ReportingType | 2015 | 2020 | 2025 | 2030 | 2035 | 2040
BM | 0 | 0 | 0 | 0 | 0 | 0
CC | 0 | 0 | 0 | 0 | 0 | 0
CSP | 0 | 0 | 0 | 0 | 0 | 0
CT | 0 | 0 | 0 | 0 | 0 | 0
Coal | 0 | 0 | 0 | 0 | 0 | 0
Geo | 0 | 0 | 0 | 0 | 0 | 0
H | 0 | 0 | 0 | 0 | 0 | 0
LFG | 0 | 0 | 0 | 0 | 0 | 0
Nuc | 0 | 0 | 0 | 0 | 0 | 0
PS | 0 | 0 | 0 | 0 | 0 | 0
PV | 0 | 0 | 0 | 0 | 0 | 0
PeakG | 0 | 0 | 0 | 0 | 0 | 0
PeakO | 0 | 0 | 0 | 0 | 0 | 0
ST | 0 | 0 | 0 | 0 | 0 | 0
STOG | 0 | 0 | 0 | 0 | 0 | 0
STWD | 0 | 0 | 0 | 0 | 0 | 0
WT | 0 | 0 | 0 | 0 | 0 | 0
IGCC | 0 | 0 | 0 | 0 | 0 | 0
DemandResponse | 0 | 0 | 0 | 0 | 0 | 0
IGCC-CCS | 0 | 0 | 0 | 0 | 0 | 0
WT_off | 0 | 0 | 0 | 0 | 0 | 0
PseudoUnit | 0 | 0 | 0 | 0 | 0 | 0
FixedInterchange | 0 | 0 | 0 | 0 | 0 | 0
CO2 Emissions (MMmetricTons): MARITIMES
ReportingType | 2015 | 2020 | 2025 | 2030 | 2035 | 2040
BM | 0 | 0 | 0 | 0 | 0 | 0
CC | 0 | 0 | 0 | 0 | 0 | 0
CSP | 0 | 0 | 0 | 0 | 0 | 0
CT | 0 | 0 | 0 | 0 | 0 | 0
Coal | 0 | 0 | 0 | 0 | 0 | 0
Geo | 0 | 0 | 0 | 0 | 0 | 0
H | 0 | 0 | 0 | 0 | 0 | 0
LFG | 0 | 0 | 0 | 0 | 0 | 0
Nuc | 0 | 0 | 0 | 0 | 0 | 0
PS | 0 | 0 | 0 | 0 | 0 | 0
PV | 0 | 0 | 0 | 0 | 0 | 0
PeakG | 0 | 0 | 0 | 0 | 0 | 0
PeakO | 0 | 0 | 0 | 0 | 0 | 0
ST | 0 | 0 | 0 | 0 | 0 | 0
STOG | 0 | 0 | 0 | 0 | 0 | 0
STWD | 0 | 0 | 0 | 0 | 0 | 0
WT | 0 | 0 | 0 | 0 | 0 | 0
IGCC | 0 | 0 | 0 | 0 | 0 | 0
DemandResponse | 0 | 0 | 0 | 0 | 0 | 0
IGCC-CCS | 0 | 0 | 0 | 0 | 0 | 0
WT_off | 0 | 0 | 0 | 0 | 0 | 0
PseudoUnit | 0 | 0 | 0 | 0 | 0 | 0
FixedInterchange | 0 | 0 | 0 | 0 | 0 | 0
CO2 Emissions (MMmetricTons): All
ReportingType | 2015 | 2020 | 2025 | 2030 | 2035 | 2040
BM | 0 | 0 | 0 | 0 | 0 | 0
CC | 398.58 | 419.08 | 409.04 | 448.34 | 512.75 | 543.26
CSP | 0 | 0 | 0 | 0 | 0 | 0
CT | 0.3 | 0.69 | 1.03 | 1.85 | 2.37 | 2.99
Coal | 1718.9 | 1646.38 | 1742.27 | 1780.56 | 1908.81 | 2078.61
Geo | 0 | 0 | 0 | 0 | 0 | 0
H | 0 | 0 | 0 | 0 | 0 | 0
LFG | 0 | 0 | 0 | 0 | 0 | 0
Nuc | 0 | 0 | 0 | 0 | 0 | 0
PS | 0 | 0 | 0 | 0 | 0 | 0
PV | 0 | 0 | 0 | 0 | 0 | 0
PeakG | 1.75 | 2.47 | 3.93 | 4.47 | 4.23 | 3.84
PeakO | 0 | 0 | 0 | 0 | 0 | 0
ST | 0 | 0 | 0 | 0 | 0 | 0
STOG | 7.27 | 8.94 | 10.77 | 11.09 | 9.71 | 9.19
STWD | 0 | 0 | 0 | 0 | 0 | 0
WT | 0 | 0 | 0 | 0 | 0 | 0
IGCC | 3.76 | 3.76 | 3.76 | 3.76 | 3.76 | 3.76
DemandResponse | 0 | 0 | 0 | 0 | 0 | 0
IGCC-CCS | 0 | 0 | 0 | 0 | 0 | 0
WT_off | 0 | 0 | 0 | 0 | 0 | 0
PseudoUnit | 0 | 0 | 0 | 0 | 0 | 0
FixedInterchange | 0 | 0 | 0 | 0 | 0 | 0
CO2 Emissions (MMmetricTons): EI_US
ReportingType | 2015 | 2020 | 2025 | 2030 | 2035 | 2040
BM | 0 | 0 | 0 | 0 | 0 | 0
CC | 245.35 | 261.29 | 245.2 | 265.29 | 327.55 | 359.56
CSP | 0 | 0 | 0 | 0 | 0 | 0
CT | 0.29 | 0.68 | 0.91 | 1.68 | 2.36 | 2.96
Coal | 1329.49 | 1245.54 | 1327.63 | 1365.18 | 1460.39 | 1597.64
Geo | 0 | 0 | 0 | 0 | 0 | 0
H | 0 | 0 | 0 | 0 | 0 | 0
LFG | 0 | 0 | 0 | 0 | 0 | 0
Nuc | 0 | 0 | 0 | 0 | 0 | 0
PS | 0 | 0 | 0 | 0 | 0 | 0
PV | 0 | 0 | 0 | 0 | 0 | 0
PeakG | 1.74 | 2.45 | 3.68 | 4.05 | 3.83 | 3.45
PeakO | 0 | 0 | 0 | 0 | 0 | 0
ST | 0 | 0 | 0 | 0 | 0 | 0
STOG | 4.92 | 5.89 | 6.93 | 7.27 | 6.3 | 6.05
STWD | 0 | 0 | 0 | 0 | 0 | 0
WT | 0 | 0 | 0 | 0 | 0 | 0
IGCC | 3.76 | 3.76 | 3.76 | 3.76 | 3.76 | 3.76
DemandResponse | 0 | 0 | 0 | 0 | 0 | 0
IGCC-CCS | 0 | 0 | 0 | 0 | 0 | 0
WT_off | 0 | 0 | 0 | 0 | 0 | 0
PseudoUnit | 0 | 0 | 0 | 0 | 0 | 0
FixedInterchange | 0 | 0 | 0 | 0 | 0 | 0
CO2 Emissions (MMmetricTons): EI_Canada
ReportingType | 2015 | 2020 | 2025 | 2030 | 2035 | 2040
BM | 0 | 0 | 0 | 0 | 0 | 0
CC | 1.02 | 1.32 | 1.47 | 1.86 | 3.61 | 9.91
CSP | 0 | 0 | 0 | 0 | 0 | 0
CT | 0.01 | 0 | 0.02 | 0.01 | 0.01 | 0.02
Coal | 0.2 | 0.44 | 0.82 | 0 | 0 | 0
Geo | 0 | 0 | 0 | 0 | 0 | 0
H | 0 | 0 | 0 | 0 | 0 | 0
LFG | 0 | 0 | 0 | 0 | 0 | 0
Nuc | 0 | 0 | 0 | 0 | 0 | 0
PS | 0 | 0 | 0 | 0 | 0 | 0
PV | 0 | 0 | 0 | 0 | 0 | 0
PeakG | 0 | 0 | 0 | 0 | 0 | 0.01
PeakO | 0 | 0 | 0 | 0 | 0 | 0
ST | 0 | 0 | 0 | 0 | 0 | 0
STOG | 0 | 0 | 0 | 0 | 0 | 0
STWD | 0 | 0 | 0 | 0 | 0 | 0
WT | 0 | 0 | 0 | 0 | 0 | 0
IGCC | 0 | 0 | 0 | 0 | 0 | 0
DemandResponse | 0 | 0 | 0 | 0 | 0 | 0
IGCC-CCS | 0 | 0 | 0 | 0 | 0 | 0
WT_off | 0 | 0 | 0 | 0 | 0 | 0
PseudoUnit | 0 | 0 | 0 | 0 | 0 | 0
FixedInterchange | 0 | 0 | 0 | 0 | 0 | 0
CO2 Emissions (MMmetricTons): EI
ReportingType | 2015 | 2020 | 2025 | 2030 | 2035 | 2040
BM | 0 | 0 | 0 | 0 | 0 | 0
CC | 246.37 | 262.61 | 246.66 | 267.16 | 331.15 | 369.47
CSP | 0 | 0 | 0 | 0 | 0 | 0
CT | 0.3 | 0.68 | 0.93 | 1.69 | 2.37 | 2.99
Coal | 1329.69 | 1245.98 | 1328.46 | 1365.18 | 1460.39 | 1597.64
Geo | 0 | 0 | 0 | 0 | 0 | 0
H | 0 | 0 | 0 | 0 | 0 | 0
LFG | 0 | 0 | 0 | 0 | 0 | 0
Nuc | 0 | 0 | 0 | 0 | 0 | 0
PS | 0 | 0 | 0 | 0 | 0 | 0
PV | 0 | 0 | 0 | 0 | 0 | 0
PeakG | 1.75 | 2.45 | 3.68 | 4.05 | 3.84 | 3.46
PeakO | 0 | 0 | 0 | 0 | 0 | 0
ST | 0 | 0 | 0 | 0 | 0 | 0
STOG | 4.92 | 5.89 | 6.93 | 7.27 | 6.3 | 6.05
STWD | 0 | 0 | 0 | 0 | 0 | 0
WT | 0 | 0 | 0 | 0 | 0 | 0
IGCC | 3.76 | 3.76 | 3.76 | 3.76 | 3.76 | 3.76
DemandResponse | 0 | 0 | 0 | 0 | 0 | 0
IGCC-CCS | 0 | 0 | 0 | 0 | 0 | 0
WT_off | 0 | 0 | 0 | 0 | 0 | 0
PseudoUnit | 0 | 0 | 0 | 0 | 0 | 0
FixedInterchange | 0 | 0 | 0 | 0 | 0 | 0
CO2 Emissions (MMmetricTons): Outside_EI
ReportingType | 2015 | 2020 | 2025 | 2030 | 2035 | 2040
BM | 0 | 0 | 0 | 0 | 0 | 0
CC | 152.21 | 156.47 | 162.38 | 181.19 | 181.6 | 173.79
CSP | 0 | 0 | 0 | 0 | 0 | 0
CT | 0 | 0 | 0.1 | 0.17 | 0 | 0
Coal | 389.21 | 400.4 | 413.81 | 415.39 | 448.42 | 480.97
Geo | 0 | 0 | 0 | 0 | 0 | 0
H | 0 | 0 | 0 | 0 | 0 | 0
LFG | 0 | 0 | 0 | 0 | 0 | 0
Nuc | 0 | 0 | 0 | 0 | 0 | 0
PS | 0 | 0 | 0 | 0 | 0 | 0
PV | 0 | 0 | 0 | 0 | 0 | 0
PeakG | 0.01 | 0.02 | 0.25 | 0.42 | 0.39 | 0.38
PeakO | 0 | 0 | 0 | 0 | 0 | 0
ST | 0 | 0 | 0 | 0 | 0 | 0
STOG | 2.35 | 3.06 | 3.84 | 3.82 | 3.4 | 3.14
STWD | 0 | 0 | 0 | 0 | 0 | 0
WT | 0 | 0 | 0 | 0 | 0 | 0
IGCC | 0 | 0 | 0 | 0 | 0 | 0
DemandResponse | 0 | 0 | 0 | 0 | 0 | 0
IGCC-CCS | 0 | 0 | 0 | 0 | 0 | 0
WT_off | 0 | 0 | 0 | 0 | 0 | 0
PseudoUnit | 0 | 0 | 0 | 0 | 0 | 0
FixedInterchange | 0 | 0 | 0 | 0 | 0 | 0
#6 | Fuel Cost [includes coal shadow price] ($million)
Fuel Cost by Reporting Type: Entergy
ReportingType | 2015 | 2020 | 2025 | 2030 | 2035 | 2040
BM | 0 | 0 | 0 | 0 | 0 | 0
CC | 2228.31 | 3099.17 | 3371.93 | 3602.46 | 4017.88 | 3756.96
CSP | 0 | 0 | 0 | 0 | 0 | 0
CT | 0 | 0 | 0 | 0 | 0 | 0
Coal | 1404.65 | 1158.88 | 1303.79 | 1426.86 | 1536.53 | 2147.82
Geo | 0 | 0 | 0 | 0 | 0 | 0
H | 0 | 0 | 0 | 0 | 0 | 0
LFG | 0 | 0 | 0.14 | 0.14 | 0.14 | 0.14
Nuc | 392.71 | 400.71 | 425.76 | 434.07 | 364.48 | 282.08
PS | 0 | 0 | 0 | 0 | 0 | 0
PV | 0 | 0 | 0 | 0 | 0 | 0
PeakG | 0 | 0.27 | 4.24 | 4.34 | 2.63 | 3
PeakO | 0 | 0 | 0 | 0 | 0 | 0
ST | 0 | 0 | 0 | 0 | 0 | 0
STOG | 49.18 | 72.98 | 82.16 | 86.56 | 95.36 | 104.84
STWD | 0 | 0 | 0 | 0 | 1.46 | 6.51
WT | 0 | 0 | 0 | 0 | 0 | 0
IGCC | 0 | 0 | 0 | 0 | 0 | 0
DemandResponse | 0 | 0 | 0 | 0 | 0 | 0
IGCC-CCS | 0 | 0 | 0 | 0 | 0 | 0
WT_off | 0 | 0 | 0 | 0 | 0 | 0
PseudoUnit | 0 | 0 | 0 | 0 | 0 | 0
FixedInterchange | 0 | 0 | 0 | 0 | 0 | 0
Fuel Cost by Reporting Type: FRCC
ReportingType | 2015 | 2020 | 2025 | 2030 | 2035 | 2040
BM | 0 | 0 | 0 | 0 | 0 | 0
CC | 6338.92 | 6320.76 | 7049.3 | 8291.06 | 11039.1 | 11980.74
CSP | 0 | 0 | 0 | 0 | 0 | 0
CT | 30.08 | 46.55 | 69.97 | 75.7 | 73.31 | 59.96
Coal | 1729.4 | 1771.59 | 1874.41 | 1963.72 | 1989.8 | 2018.38
Geo | 0 | 0 | 0 | 0 | 0 | 0
H | 0 | 0 | 0 | 0 | 0 | 0
LFG | 0 | 0 | 0.25 | 0.25 | 0.25 | 0.25
Nuc | 290.01 | 518.89 | 630.29 | 642.6 | 509.89 | 496.17
PS | 0 | 0 | 0 | 0 | 0 | 0
PV | 0 | 0 | 0 | 0 | 0 | 0
PeakG | 27.23 | 30.62 | 54.52 | 44.91 | 35.62 | 45.36
PeakO | 0 | 0 | 0 | 0 | 0 | 0
ST | 0 | 0 | 0 | 0 | 0 | 0
STOG | 181.26 | 207.3 | 227.74 | 244.67 | 204.14 | 171.7
STWD | 0 | 5.31 | 5.85 | 9.73 | 9.73 | 16.21
WT | 0 | 0 | 0 | 0 | 0 | 0
IGCC | 0 | 0 | 0 | 0 | 0 | 0
DemandResponse | 0 | 0 | 0 | 0 | 0 | 0
IGCC-CCS | 0 | 0 | 0 | 0 | 0 | 0
WT_off | 0 | 0 | 0 | 0 | 0 | 0
PseudoUnit | 0 | 0 | 0 | 0 | 0 | 0
FixedInterchange | 0 | 0 | 0 | 0 | 0 | 0
Fuel Cost by Reporting Type: MAPP_US
ReportingType | 2015 | 2020 | 2025 | 2030 | 2035 | 2040
BM | 0 | 0 | 0 | 0 | 0 | 0
CC | 9.89 | 11.16 | 8.24 | 9.14 | 10.29 | 11.47
CSP | 0 | 0 | 0 | 0 | 0 | 0
CT | 0 | 0 | 0 | 0 | 0 | 0
Coal | 293.83 | 251.55 | 251.55 | 251.55 | 338.29 | 432.15
Geo | 0 | 0 | 0 | 0 | 0 | 0
H | 0 | 0 | 0 | 0 | 0 | 0
LFG | 0 | 0 | 0.09 | 0.09 | 0.09 | 0.09
Nuc | 0 | 0 | 0 | 0 | 0 | 0
PS | 0 | 0 | 0 | 0 | 0 | 0
PV | 0 | 0 | 0 | 0 | 0 | 0
PeakG | 1.34 | 4.47 | 4.99 | 5.54 | 3.41 | 3.65
PeakO | 0 | 0 | 0 | 0 | 0 | 0
ST | 0 | 0 | 0 | 0 | 0 | 0
STOG | 0 | 0 | 0 | 0 | 0 | 0
STWD | 0 | 0 | 0 | 0 | 0 | 0
WT | 0 | 0 | 0 | 0 | 0 | 0
IGCC | 0 | 0 | 0 | 0 | 0 | 0
DemandResponse | 0 | 0 | 0 | 0 | 0 | 0
IGCC-CCS | 0 | 0 | 0 | 0 | 0 | 0
WT_off | 0 | 0 | 0 | 0 | 0 | 0
PseudoUnit | 0 | 0 | 0 | 0 | 0 | 0
FixedInterchange | 0 | 0 | 0 | 0 | 0 | 0
Fuel Cost by Reporting Type: MISO_IN
ReportingType | 2015 | 2020 | 2025 | 2030 | 2035 | 2040
BM | 0 | 0 | 0 | 0 | 0 | 0
CC | 137.84 | 244.9 | 167.71 | 161.57 | 217.51 | 226.38
CSP | 0 | 0 | 0 | 0 | 0 | 0
CT | 0 | 0 | 0 | 0 | 0 | 0
Coal | 1789.94 | 1865.44 | 1943.33 | 2170.55 | 2273.42 | 2383.75
Geo | 0 | 0 | 0 | 0 | 0 | 0
H | 0 | 0 | 0 | 0 | 0 | 0
LFG | 0 | 0 | 0 | 0.1 | 0.1 | 0.1
Nuc | 0 | 0 | 0 | 0 | 0 | 0
PS | 0 | 0 | 0 | 0 | 0 | 0
PV | 0 | 0 | 0 | 0 | 0 | 0
PeakG | 0.02 | 1.47 | 5.73 | 6.33 | 7.08 | 7.88
PeakO | 0 | 0 | 0 | 0 | 0 | 0
ST | 0 | 0 | 0 | 0 | 0 | 0
STOG | 1.49 | 3.1 | 3.45 | 3.81 | 4.26 | 4.74
STWD | 0 | 0 | 0 | 0 | 0 | 0
WT | 0 | 0 | 0 | 0 | 0 | 0
IGCC | 90.52 | 91.49 | 92.55 | 98.31 | 99.95 | 104.88
DemandResponse | 0 | 0 | 0 | 0 | 0 | 0
IGCC-CCS | 0 | 0 | 0 | 0 | 0 | 0
WT_off | 0 | 0 | 0 | 0 | 0 | 0
PseudoUnit | 0 | 0 | 0 | 0 | 0 | 0
FixedInterchange | 0 | 0 | 0 | 0 | 0 | 0
Fuel Cost by Reporting Type: MISO_MI
ReportingType | 2015 | 2020 | 2025 | 2030 | 2035 | 2040
BM | 0 | 0 | 0 | 0 | 0 | 0
CC | 404.81 | 492.16 | 422.91 | 408.94 | 506.25 | 417.26
CSP | 0 | 0 | 0 | 0 | 0 | 0
CT | 0 | 0 | 0 | 0 | 0 | 0
Coal | 1360.09 | 1130.64 | 1240.18 | 1353.59 | 1396.69 | 1482.83
Geo | 0 | 0 | 0 | 0 | 0 | 0
H | 0 | 0 | 0 | 0 | 0 | 0
LFG | 0 | 0.2 | 0.2 | 0.2 | 0.2 | 0.2
Nuc | 151.91 | 155.01 | 272.15 | 277.47 | 208.31 | 208.31
PS | 0 | 0 | 0 | 0 | 0 | 0
PV | 0 | 0 | 0 | 0 | 0 | 0
PeakG | 1.52 | 2.81 | 6.61 | 5.3 | 6.31 | 4.95
PeakO | 0 | 0 | 0 | 0 | 0 | 0
ST | 0 | 0 | 0 | 0 | 0 | 0
STOG | 14.75 | 22.54 | 29.08 | 38.16 | 22.43 | 25.03
STWD | 11.06 | 48.16 | 11.96 | 58.8 | 53.78 | 53.78
WT | 0 | 0 | 0 | 0 | 0 | 0
IGCC | 0 | 0 | 0 | 0 | 0 | 0
DemandResponse | 0 | 0 | 0 | 0 | 0 | 0
IGCC-CCS | 0 | 0 | 0 | 0 | 0 | 0
WT_off | 0 | 0 | 0 | 0 | 0 | 0
PseudoUnit | 0 | 0 | 0 | 0 | 0 | 0
FixedInterchange | 0 | 0 | 0 | 0 | 0 | 0
Fuel Cost by Reporting Type: MISO_MO-IL
ReportingType | 2015 | 2020 | 2025 | 2030 | 2035 | 2040
BM | 0 | 0 | 0 | 0 | 0 | 0
CC | 90.81 | 144.38 | 99.97 | 84.58 | 125.67 | 67.22
CSP | 0 | 0 | 0 | 0 | 0 | 0
CT | 0 | 0 | 0 | 0 | 0 | 0
Coal | 2170.12 | 1687.63 | 1876.74 | 2201.35 | 2315 | 2377.73
Geo | 0 | 0 | 0 | 0 | 0 | 0
H | 0 | 0 | 0 | 0 | 0 | 0
LFG | 0 | 0 | 0.29 | 0.29 | 0.29 | 0.29
Nuc | 155.94 | 159.12 | 169.06 | 172.37 | 172.37 | 172.37
PS | 0 | 0 | 0 | 0 | 0 | 0
PV | 0 | 0 | 0 | 0 | 0 | 0
PeakG | 6.93 | 7.64 | 11.67 | 12.65 | 31.07 | 33.9
PeakO | 0 | 0 | 0 | 0 | 0 | 0
ST | 0 | 0 | 0 | 0 | 0 | 0
STOG | 3.08 | 3.4 | 3.82 | 4.25 | 1.51 | 1.69
STWD | 0 | 0 | 0 | 0 | 0 | 0
WT | 0 | 0 | 0 | 0 | 0 | 0
IGCC | 0 | 0 | 0 | 0 | 0 | 0
DemandResponse | 0 | 0 | 0 | 0 | 0 | 0
IGCC-CCS | 0 | 0 | 0 | 0 | 0 | 0
WT_off | 0 | 0 | 0 | 0 | 0 | 0
PseudoUnit | 0 | 0 | 0 | 0 | 0 | 0
FixedInterchange | 0 | 0 | 0 | 0 | 0 | 0
Fuel Cost by Reporting Type: MISO_W
ReportingType | 2015 | 2020 | 2025 | 2030 | 2035 | 2040
BM | 0 | 0 | 0 | 0 | 0 | 0
CC | 333.28 | 309.81 | 229.02 | 226.73 | 286.47 | 204.15
CSP | 0 | 0 | 0 | 0 | 0 | 0
CT | 0 | 0 | 0 | 0 | 0 | 0
Coal | 1637.56 | 1364.63 | 1388.85 | 1436.8 | 2294.08 | 2971.16
Geo | 0 | 0 | 0 | 0 | 0 | 0
H | 0 | 0 | 0 | 0 | 0 | 0
LFG | 0 | 0 | 0.09 | 0.09 | 0.09 | 0.09
Nuc | 159.18 | 162.42 | 172.57 | 175.94 | 0.01 | 0.01
PS | 0 | 0 | 0 | 0 | 0 | 0
PV | 0 | 0 | 0 | 0 | 0 | 0
PeakG | 6.42 | 5.6 | 6.27 | 6.33 | 7.1 | 7.91
PeakO | 0 | 0 | 0 | 0 | 0 | 0
ST | 0 | 0 | 0 | 0 | 0 | 0
STOG | 0.25 | 0.28 | 0.12 | 0.13 | 0.11 | 0.02
STWD | 0 | 9.38 | 4.39 | 8.57 | 9.45 | 9.45
WT | 0 | 0 | 0 | 0 | 0 | 0
IGCC | 0 | 0 | 0 | 0 | 0 | 0
DemandResponse | 0 | 0 | 0 | 0 | 0 | 0
IGCC-CCS | 0 | 0 | 0 | 0 | 0 | 0
WT_off | 0 | 0 | 0 | 0 | 0 | 0
PseudoUnit | 0 | 0 | 0 | 0 | 0 | 0
FixedInterchange | 0 | 0 | 0 | 0 | 0 | 0
Fuel Cost by Reporting Type: MISO_WUMS
ReportingType | 2015 | 2020 | 2025 | 2030 | 2035 | 2040
BM | 0 | 0 | 0 | 0 | 0 | 0
CC | 469.09 | 1025.04 | 906.5 | 1209.3 | 1264.94 | 1223.05
CSP | 0 | 0 | 0 | 0 | 0 | 0
CT | 0 | 12.54 | 15.82 | 59.93 | 138.72 | 164.56
Coal | 617.44 | 646.4 | 775.54 | 938.83 | 1007.53 | 1022.79
Geo | 0 | 0 | 0 | 0 | 0 | 0
H | 0 | 0 | 0 | 0 | 0 | 0
LFG | 0 | 0.01 | 0.29 | 0.29 | 0.29 | 0.29
Nuc | 120.89 | 123.35 | 131.06 | 133.62 | 0.01 | 0.01
PS | 0 | 0 | 0 | 0 | 0 | 0
PV | 0 | 0 | 0 | 0 | 0 | 0
PeakG | 2.82 | 5.32 | 5.93 | 6.58 | 2.11 | 2.35
PeakO | 0 | 0 | 0 | 0 | 0 | 0
ST | 0 | 0 | 0 | 0 | 0 | 0
STOG | 0.13 | 0 | 0.16 | 0.06 | 0.2 | 0
STWD | 0 | 1.71 | 1.71 | 3.33 | 3.67 | 3.67
WT | 0 | 0 | 0 | 0 | 0 | 0
IGCC | 0 | 0 | 0 | 0 | 0 | 0
DemandResponse | 0 | 0 | 0 | 0 | 0 | 0
IGCC-CCS | 0 | 0 | 0 | 0 | 0 | 0
WT_off | 0 | 0 | 0 | 0 | 0 | 0
PseudoUnit | 0 | 0 | 0 | 0 | 0 | 0
FixedInterchange | 0 | 0 | 0 | 0 | 0 | 0
Fuel Cost by Reporting Type: Nebraska
ReportingType | 2015 | 2020 | 2025 | 2030 | 2035 | 2040
BM | 0 | 0 | 0 | 0 | 0 | 0
CC | 23.16 | 17.93 | 20.08 | 18.89 | 14.59 | 15.53
CSP | 0 | 0 | 0 | 0 | 0 | 0
CT | 0 | 0 | 0 | 0 | 0 | 0
Coal | 445.79 | 414.52 | 414.52 | 521.67 | 769.75 | 1226.22
Geo | 0 | 0 | 0 | 0 | 0 | 0
H | 0 | 0 | 0 | 0 | 0 | 0
LFG | 0 | 0 | 0.09 | 0.09 | 0.09 | 0.09
Nuc | 90.94 | 92.8 | 98.6 | 100.52 | 0.01 | 0.01
PS | 0 | 0 | 0 | 0 | 0 | 0
PV | 0 | 0 | 0 | 0 | 0 | 0
PeakG | 3.38 | 7.49 | 8.38 | 1.56 | 0 | 0
PeakO | 0 | 0 | 0 | 0 | 0 | 0
ST | 0 | 0 | 0 | 0 | 0 | 0
STOG | 0 | 0 | 0 | 0 | 0 | 0
STWD | 0 | 0 | 0 | 0 | 0 | 0
WT | 0 | 0 | 0 | 0 | 0 | 0
IGCC | 0 | 0 | 0 | 0 | 0 | 0
DemandResponse | 0 | 0 | 0 | 0 | 0 | 0
IGCC-CCS | 0 | 0 | 0 | 0 | 0 | 0
WT_off | 0 | 0 | 0 | 0 | 0 | 0
PseudoUnit | 0 | 0 | 0 | 0 | 0 | 0
FixedInterchange | 0 | 0 | 0 | 0 | 0 | 0
Fuel Cost by Reporting Type: NEISO
ReportingType | 2015 | 2020 | 2025 | 2030 | 2035 | 2040
BM | 128.98 | 90.32 | 40.94 | 81.8 | 46.03 | 50.18
CC | 1219.98 | 1095.74 | 1192.3 | 1545.98 | 2329.07 | 2994.2
CSP | 0 | 0 | 0 | 0 | 0 | 0
CT | 0 | 0.52 | 0.55 | 0.61 | 4.66 | 22.98
Coal | 1.15 | 0 | 0 | 0 | 0 | 0
Geo | 0 | 0 | 0 | 0 | 0 | 0
H | 0 | 0 | 0 | 0 | 0 | 0
LFG | 0.06 | 0.15 | 0.15 | 0.15 | 0.15 | 0.15
Nuc | 318.76 | 325.26 | 345.59 | 352.34 | 254.56 | 188.04
PS | 0 | 0 | 0 | 0 | 0 | 0
PV | 0 | 0 | 0 | 0 | 0 | 0
PeakG | 0.46 | 1.79 | 1.94 | 10.03 | 11.68 | 23.97
PeakO | 0 | 0 | 0 | 0 | 0 | 0
ST | 0 | 0 | 0 | 0 | 0 | 0
STOG | 0 | 0 | 0 | 0 | 0 | 0
STWD | 308.68 | 106.31 | 7.7 | 106.7 | 99.75 | 94.58
WT | 0 | 0 | 0 | 0 | 0 | 0
IGCC | 0 | 0 | 0 | 0 | 0 | 0
DemandResponse | 0 | 0 | 0 | 0 | 0 | 0
IGCC-CCS | 0 | 0 | 0 | 0 | 0 | 0
WT_off | 0 | 0 | 0 | 0 | 0 | 0
PseudoUnit | 0 | 0 | 0 | 0 | 0 | 0
FixedInterchange | 0 | 0 | 0 | 0 | 0 | 0
Fuel Cost by Reporting Type: NonRTO_Midwest
ReportingType | 2015 | 2020 | 2025 | 2030 | 2035 | 2040
BM | 0 | 0 | 0 | 0 | 0 | 0
CC | 0 | 0 | 0 | 97.66 | 150.66 | 234.42
CSP | 0 | 0 | 0 | 0 | 0 | 0
CT | 0 | 1.02 | 2.14 | 4.77 | 4.43 | 6.9
Coal | 1376.13 | 1403.94 | 1436.24 | 1602.17 | 1692.28 | 1798.66
Geo | 0 | 0 | 0 | 0 | 0 | 0
H | 0 | 0 | 0 | 0 | 0 | 0
LFG | 0 | 0 | 0.1 | 0.2 | 0.2 | 0.2
Nuc | 0 | 0 | 0 | 0 | 0 | 0
PS | 0 | 0 | 0 | 0 | 0 | 0
PV | 0 | 0 | 0 | 0 | 0 | 0
PeakG | 3.61 | 4.76 | 14.2 | 15.96 | 18.04 | 19.58
PeakO | 0 | 0 | 0 | 0 | 0 | 0
ST | 0 | 0 | 0 | 0 | 0 | 0
STOG | 0 | 0 | 0 | 0 | 0 | 0
STWD | 0 | 0 | 0 | 0 | 0 | 0
WT | 0 | 0 | 0 | 0 | 0 | 0
IGCC | 0 | 0 | 0 | 0 | 0 | 0
DemandResponse | 0 | 0 | 0 | 0 | 0 | 0
IGCC-CCS | 0 | 0 | 0 | 0 | 0 | 0
WT_off | 0 | 0 | 0 | 0 | 0 | 0
PseudoUnit | 0 | 0 | 0 | 0 | 0 | 0
FixedInterchange | 0 | 0 | 0 | 0 | 0 | 0
Fuel Cost by Reporting Type: NYISO_A-F
ReportingType | 2015 | 2020 | 2025 | 2030 | 2035 | 2040
BM | 0 | 0 | 0 | 0 | 0 | 0
CC | 291.36 | 409.85 | 433.23 | 600.43 | 716.53 | 833.16
CSP | 0 | 0 | 0 | 0 | 0 | 0
CT | 0 | 0 | 0 | 0 | 0 | 0
Coal | 0 | 0 | 0 | 0 | 0 | 0
Geo | 0 | 0 | 0 | 0 | 0 | 0
H | 0 | 0 | 0 | 0 | 0 | 0
LFG | 0.01 | 0.01 | 0.03 | 0.09 | 0.09 | 0.09
Nuc | 224.13 | 228.7 | 242.99 | 199.6 | 154.61 | 88.58
PS | 0 | 0 | 0 | 0 | 0 | 0
PV | 0 | 0 | 0 | 0 | 0 | 0
PeakG | 0.01 | 0.33 | 0.36 | 0.39 | 1.29 | 2.62
PeakO | 0 | 0 | 0 | 0 | 0 | 0
ST | 0 | 0 | 0 | 0 | 0 | 0
STOG | 0 | 0 | 0 | 0 | 0 | 0
STWD | 0 | 0 | 0 | 0 | 0.06 | 0.22
WT | 0 | 0 | 0 | 0 | 0 | 0
IGCC | 0 | 0 | 0 | 0 | 0 | 0
DemandResponse | 0 | 0 | 0 | 0 | 0 | 0
IGCC-CCS | 0 | 0 | 0 | 0 | 0 | 0
WT_off | 0 | 0 | 0 | 0 | 0 | 0
PseudoUnit | 0 | 0 | 0 | 0 | 0 | 0
FixedInterchange | 0 | 0 | 0 | 0 | 0 | 0
Fuel Cost by Reporting Type: NYISO_G-I
ReportingType | 2015 | 2020 | 2025 | 2030 | 2035 | 2040
BM | 0 | 0 | 0 | 0 | 0 | 0
CC | 107.85 | 247.41 | 299.49 | 334.54 | 1335.42 | 1940.57
CSP | 0 | 0 | 0 | 0 | 0 | 0
CT | 0 | 0 | 0 | 0 | 0 | 0
Coal | 0 | 0 | 0 | 0 | 0 | 0
Geo | 0 | 0 | 0 | 0 | 0 | 0
H | 0 | 0 | 0 | 0 | 0 | 0
LFG | 0 | 0 | 0.09 | 0.09 | 0.09 | 0.09
Nuc | 142 | 144.9 | 153.95 | 156.96 | 78.7 | 0.03
PS | 0 | 0 | 0 | 0 | 0 | 0
PV | 0 | 0 | 0 | 0 | 0 | 0
PeakG | 0 | 0 | 0 | 0 | 0.01 | 0.01
PeakO | 0 | 0 | 0 | 0 | 0 | 0
ST | 0 | 0 | 0 | 0 | 0 | 0
STOG | 0 | 0 | 0 | 0 | 0 | 0
STWD | 0 | 0 | 0 | 0 | 0 | 0
WT | 0 | 0 | 0 | 0 | 0 | 0
IGCC | 0 | 0 | 0 | 0 | 0 | 0
DemandResponse | 0 | 0 | 0 | 0 | 0 | 0
IGCC-CCS | 0 | 0 | 0 | 0 | 0 | 0
WT_off | 0 | 0 | 0 | 0 | 0 | 0
PseudoUnit | 0 | 0 | 0 | 0 | 0 | 0
FixedInterchange | 0 | 0 | 0 | 0 | 0 | 0
Fuel Cost by Reporting Type: NYISO_J-K
ReportingType | 2015 | 2020 | 2025 | 2030 | 2035 | 2040
BM | 0 | 0 | 0 | 0 | 0 | 0
CC | 633.64 | 907.93 | 975.19 | 1086.41 | 1268.1 | 1359.2
CSP | 0 | 0 | 0 | 0 | 0 | 0
CT | 0 | 0 | 1.52 | 5.23 | 33.11 | 59.1
Coal | 0 | 0 | 0 | 0 | 0 | 0
Geo | 0 | 0 | 0 | 0 | 0 | 0
H | 0 | 0 | 0 | 0 | 0 | 0
LFG | 0 | 0 | 0 | 0.09 | 0.09 | 0.09
Nuc | 0 | 0 | 0 | 0 | 0 | 0
PS | 0 | 0 | 0 | 0 | 0 | 0
PV | 0 | 0 | 0 | 0 | 0 | 0
PeakG | 2.33 | 7.38 | 15.4 | 32.46 | 34.27 | 36.24
PeakO | 0 | 0 | 0 | 0 | 0 | 0
ST | 0 | 0 | 0 | 0 | 0 | 0
STOG | 34.75 | 59.11 | 104.02 | 116.52 | 123.03 | 149.52
STWD | 0 | 0 | 0 | 0 | 0 | 0
WT | 0 | 0 | 0 | 0 | 0 | 0
IGCC | 0 | 0 | 0 | 0 | 0 | 0
DemandResponse | 0 | 0 | 0 | 0 | 0 | 0
IGCC-CCS | 0 | 0 | 0 | 0 | 0 | 0
WT_off | 0 | 0 | 0 | 0 | 0 | 0
PseudoUnit | 0 | 0 | 0 | 0 | 0 | 0
FixedInterchange | 0 | 0 | 0 | 0 | 0 | 0
Fuel Cost by Reporting Type: PJM_E
ReportingType | 2015 | 2020 | 2025 | 2030 | 2035 | 2040
BM | 7.4 | 15.34 | 15.34 | 15.34 | 15.34 | 15.34
CC | 776.49 | 1253.44 | 1498.93 | 1787.11 | 1957.77 | 2339.19
CSP | 0 | 0 | 0 | 0 | 0 | 0
CT | 0 | 0.05 | 0.05 | 11.36 | 14.14 | 29.21
Coal | 11.01 | 11.04 | 15.82 | 33.11 | 50.44 | 60.04
Geo | 0 | 0 | 0 | 0 | 0 | 0
H | 0 | 0 | 0 | 0 | 0 | 0
LFG | 0.01 | 0.18 | 0.18 | 0.18 | 0.18 | 0.18
Nuc | 610.1 | 577.39 | 613.48 | 625.46 | 448.43 | 354.98
PS | 0 | 0 | 0 | 0 | 0 | 0
PV | 0 | 0 | 0 | 0 | 0 | 0
PeakG | 1.19 | 4.26 | 24.35 | 30.12 | 62.11 | 65.71
PeakO | 0 | 0 | 0 | 0 | 0 | 0
ST | 0 | 0 | 0 | 0 | 0 | 0
STOG | 14.4 | 28.1 | 30.75 | 64.68 | 68.33 | 72.29
STWD | 0 | 0 | 0 | 0 | 0 | 0
WT | 0 | 0 | 0 | 0 | 0 | 0
IGCC | 0 | 0 | 0 | 0 | 0 | 0
DemandResponse | 0 | 0 | 0 | 0 | 0 | 0
IGCC-CCS | 0 | 0 | 0 | 0 | 0 | 0
WT_off | 0 | 0 | 0 | 0 | 0 | 0
PseudoUnit | 0 | 0 | 0 | 0 | 0 | 0
FixedInterchange | 0 | 0 | 0 | 0 | 0 | 0
Fuel Cost by Reporting Type: PJM_ROM
ReportingType | 2015 | 2020 | 2025 | 2030 | 2035 | 2040
BM | 4.17 | 9.21 | 9.21 | 9.21 | 9.21 | 9.21
CC | 439.67 | 742.4 | 779.06 | 938.64 | 5734.38 | 10499.07
CSP | 0 | 0 | 0 | 0 | 0 | 0
CT | 0.01 | 0.03 | 0.1 | 0.2 | 0.21 | 0.43
Coal | 1138.42 | 1284.38 | 1375.5 | 1438.17 | 1530.45 | 1572.56
Geo | 0 | 0 | 0 | 0 | 0 | 0
H | 0 | 0 | 0 | 0 | 0 | 0
LFG | 0.02 | 0.36 | 0.36 | 0.36 | 0.36 | 0.36
Nuc | 366.97 | 587.37 | 624.08 | 636.27 | 496.77 | 424.35
PS | 0 | 0 | 0 | 0 | 0 | 0
PV | 0 | 0 | 0 | 0 | 0 | 0
PeakG | 0 | 2.73 | 2.99 | 3.22 | 10.66 | 21.48
PeakO | 0 | 0 | 0 | 0 | 0 | 0
ST | 0 | 0 | 0 | 0 | 0 | 0
STOG | 34.04 | 34.8 | 74.37 | 80.06 | 84.4 | 89.09
STWD | 15.72 | 35.1 | 35.1 | 35.1 | 35.1 | 35.1
WT | 0 | 0 | 0 | 0 | 0 | 0
IGCC | 0 | 0 | 0 | 0 | 0 | 0
DemandResponse | 0 | 0 | 0 | 0 | 0 | 0
IGCC-CCS | 0 | 0 | 0 | 0 | 0 | 0
WT_off | 0 | 0 | 0 | 0 | 0 | 0
PseudoUnit | 0 | 0 | 0 | 0 | 0 | 0
FixedInterchange | 0 | 0 | 0 | 0 | 0 | 0
Fuel Cost by Reporting Type: PJM_ROR
ReportingType | 2015 | 2020 | 2025 | 2030 | 2035 | 2040
BM | 5.11 | 11.05 | 24.54 | 62.57 | 111.97 | 83.32
CC | 2209.36 | 2133.9 | 2061.23 | 2180.56 | 2081.35 | 1519.72
CSP | 0 | 0 | 0 | 0 | 0 | 0
CT | 0.14 | 0.29 | 0.33 | 0.36 | 0.21 | 0.24
Coal | 7351.96 | 6132.68 | 6292.83 | 6872.33 | 7310.81 | 7628.89
Geo | 0 | 0 | 0 | 0 | 0 | 0
H | 0 | 0 | 0 | 0 | 0 | 0
LFG | 0.07 | 0.07 | 0.73 | 0.73 | 0.73 | 0.73
Nuc | 1431.73 | 1560.73 | 1658.28 | 1622.06 | 1283.79 | 897.4
PS | 0 | 0 | 0 | 0 | 0 | 0
PV | 0 | 0 | 0 | 0 | 0 | 0
PeakG | 69.29 | 78.25 | 95.06 | 123.36 | 94.71 | 82.67
PeakO | 0 | 0 | 0 | 0 | 0 | 0
ST | 0 | 0 | 0 | 0 | 0 | 0
STOG | 0 | 0 | 0 | 0 | 0 | 0
STWD | 3.13 | 46.51 | 87.03 | 103.87 | 103.87 | 103.87
WT | 0 | 0 | 0 | 0 | 0 | 0
IGCC | 0 | 0 | 0 | 0 | 0 | 0
DemandResponse | 0 | 0 | 0 | 0 | 0 | 0
IGCC-CCS | 0 | 0 | 0 | 0 | 0 | 0
WT_off | 0 | 0 | 0 | 0 | 0 | 0
PseudoUnit | 0 | 0 | 0 | 0 | 0 | 0
FixedInterchange | 0 | 0 | 0 | 0 | 0 | 0
Fuel Cost by Reporting Type: SOCO
ReportingType | 2015 | 2020 | 2025 | 2030 | 2035 | 2040
BM | 0 | 0 | 1.42 | 1.58 | 2.62 | 2.62
CC | 4127.85 | 4266.93 | 4350.28 | 5423.67 | 5750.55 | 6070.98
CSP | 0 | 0 | 0 | 0 | 0 | 0
CT | 0 | 0 | 0 | 0 | 0 | 0
Coal | 2612.19 | 2942.19 | 3506.7 | 3692.71 | 4129.93 | 5438
Geo | 0 | 0 | 0 | 0 | 0 | 0
H | 0 | 0 | 0 | 0 | 0 | 0
LFG | 0 | 0 | 0.14 | 0.14 | 0.14 | 0.14
Nuc | 425.98 | 581.05 | 617.37 | 629.43 | 629.43 | 413.62
PS | 0 | 0 | 0 | 0 | 0 | 0
PV | 0 | 0 | 0 | 0 | 0 | 0
PeakG | 26.89 | 68.11 | 111.92 | 119.35 | 132.07 | 83.37
PeakO | 0 | 0 | 0 | 0 | 0 | 0
ST | 0 | 0 | 0 | 0 | 0 | 0
STOG | 0 | 0 | 0 | 0 | 0 | 0
STWD | 0 | 0 | 0 | 0 | 0 | 0
WT | 0 | 0 | 0 | 0 | 0 | 0
IGCC | 0 | 0 | 0 | 0 | 0 | 0
DemandResponse | 0 | 0 | 0 | 0 | 0 | 0
IGCC-CCS | 0 | 0 | 0 | 0 | 0 | 0
WT_off | 0 | 0 | 0 | 0 | 0 | 0
PseudoUnit | 0 | 0 | 0 | 0 | 0 | 0
FixedInterchange | 0 | 0 | 0 | 0 | 0 | 0
Fuel Cost by Reporting Type: SPP_N
ReportingType | 2015 | 2020 | 2025 | 2030 | 2035 | 2040
BM | 0 | 0 | 0 | 0 | 0 | 0
CC | 242.62 | 171.1 | 166.23 | 136.32 | 78.71 | 87.57
CSP | 0 | 0 | 0 | 0 | 0 | 0
CT | 0 | 0 | 0 | 0 | 0 | 0
Coal | 1097.53 | 1019.51 | 1019.51 | 1084.93 | 1293.46 | 1355.27
Geo | 0 | 0 | 0 | 0 | 0 | 0
H | 0 | 0 | 0 | 0 | 0 | 0
LFG | 0 | 0 | 0.12 | 0.12 | 0.12 | 0.12
Nuc | 81.27 | 82.92 | 88.11 | 89.83 | 89.83 | 89.83
PS | 0 | 0 | 0 | 0 | 0 | 0
PV | 0 | 0 | 0 | 0 | 0 | 0
PeakG | 1 | 2.44 | 1.46 | 4.79 | 0 | 0
PeakO | 0 | 0 | 0 | 0 | 0 | 0
ST | 0 | 0 | 0 | 0 | 0 | 0
STOG | 0 | 0 | 0 | 0 | 0 | 0
STWD | 0 | 0 | 0 | 0 | 0 | 0
WT | 0 | 0 | 0 | 0 | 0 | 0
IGCC | 0 | 0 | 0 | 0 | 0 | 0
DemandResponse | 0 | 0 | 0 | 0 | 0 | 0
IGCC-CCS | 0 | 0 | 0 | 0 | 0 | 0
WT_off | 0 | 0 | 0 | 0 | 0 | 0
PseudoUnit | 0 | 0 | 0 | 0 | 0 | 0
FixedInterchange | 0 | 0 | 0 | 0 | 0 | 0
Fuel Cost by Reporting Type: SPP_S
ReportingType | 2015 | 2020 | 2025 | 2030 | 2035 | 2040
BM | 0 | 0 | 0 | 0 | 0 | 0
CC | 1409.07 | 2160.72 | 2337.91 | 2729.25 | 1564.53 | 1503.42
CSP | 0 | 0 | 0 | 0 | 0 | 0
CT | 0 | 4.04 | 8.6 | 11.38 | 6.05 | 6.72
Coal | 1814.65 | 1667.29 | 1874.68 | 2027.54 | 2209.82 | 2270.55
Geo | 0 | 0 | 0 | 0 | 0 | 0
H | 0 | 0 | 0 | 0 | 0 | 0
LFG | 0 | 0 | 0.02 | 0.12 | 0.12 | 0.12
Nuc | 0 | 0 | 0 | 0 | 0 | 0
PS | 0 | 0 | 0 | 0 | 0 | 0
PV | 0 | 0 | 0 | 0 | 0 | 0
PeakG | 0 | 0 | 15.71 | 21.36 | 3.82 | 0
PeakO | 0 | 0 | 0 | 0 | 0 | 0
ST | 0 | 0 | 0 | 0 | 0 | 0
STOG | 133.01 | 164.19 | 201.76 | 220.1 | 200.69 | 207
STWD | 0 | 0 | 0 | 0 | 0 | 1.35
WT | 0 | 0 | 0 | 0 | 0 | 0
IGCC | 0 | 0 | 0 | 0 | 0 | 0
DemandResponse | 0 | 0 | 0 | 0 | 0 | 0
IGCC-CCS | 0 | 0 | 0 | 0 | 0 | 0
WT_off | 0 | 0 | 0 | 0 | 0 | 0
PseudoUnit | 0 | 0 | 0 | 0 | 0 | 0
FixedInterchange | 0 | 0 | 0 | 0 | 0 | 0
Fuel Cost by Reporting Type: TVA
ReportingType | 2015 | 2020 | 2025 | 2030 | 2035 | 2040
BM | 0 | 0 | 0 | 0 | 0 | 0
CC | 727.31 | 492.92 | 544.84 | 946.92 | 1004.81 | 869.98
CSP | 0 | 0 | 0 | 0 | 0 | 0
CT | 0 | 6.3 | 6.92 | 31.82 | 18.7 | 20.73
Coal | 1944.87 | 1822 | 1925.03 | 2057.09 | 2540.57 | 3200.97
Geo | 0 | 0 | 0 | 0 | 0 | 0
H | 0 | 0 | 0 | 0 | 0 | 0
LFG | 0 | 0 | 0.14 | 0.14 | 0.14 | 0.14
Nuc | 548.59 | 708.42 | 752.7 | 767.4 | 572.47 | 473.26
PS | 0 | 0 | 0 | 0 | 0 | 0
PV | 0 | 0 | 0 | 0 | 0 | 0
PeakG | 0 | 0 | 1.06 | 2.8 | 3.28 | 4.26
PeakO | 0 | 0 | 0 | 0 | 0 | 0
ST | 0 | 0 | 0 | 0 | 0 | 0
STOG | 0 | 0 | 0 | 0 | 0 | 0
STWD | 0 | 0 | 0 | 0.04 | 0.14 | 0.14
WT | 0 | 0 | 0 | 0 | 0 | 0
IGCC | 0 | 0 | 0 | 0 | 0 | 0
DemandResponse | 0 | 0 | 0 | 0 | 0 | 0
IGCC-CCS | 0 | 0 | 0 | 0 | 0 | 0
WT_off | 0 | 0 | 0 | 0 | 0 | 0
PseudoUnit | 0 | 0 | 0 | 0 | 0 | 0
FixedInterchange | 0 | 0 | 0 | 0 | 0 | 0
Fuel Cost by Reporting Type: TVA_Transmission
ReportingType | 2015 | 2020 | 2025 | 2030 | 2035 | 2040
BM | 0 | 0 | 0 | 0 | 0 | 0
CC | 0 | 0 | 0 | 0 | 0 | 0
CSP | 0 | 0 | 0 | 0 | 0 | 0
CT | 0 | 0 | 0 | 0 | 0 | 0
Coal | 0 | 0 | 0 | 0 | 0 | 0
Geo | 0 | 0 | 0 | 0 | 0 | 0
H | 0 | 0 | 0 | 0 | 0 | 0
LFG | 0 | 0 | 0 | 0 | 0 | 0
Nuc | 0 | 0 | 0 | 0 | 0 | 0
PS | 0 | 0 | 0 | 0 | 0 | 0
PV | 0 | 0 | 0 | 0 | 0 | 0
PeakG | 0 | 0 | 0 | 0 | 0 | 0
PeakO | 0 | 0 | 0 | 0 | 0 | 0
ST | 0 | 0 | 0 | 0 | 0 | 0
STOG | 0 | 0 | 0 | 0 | 0 | 0
STWD | 0 | 0 | 0 | 0 | 0 | 0
WT | 0 | 0 | 0 | 0 | 0 | 0
IGCC | 0 | 0 | 0 | 0 | 0 | 0
DemandResponse | 0 | 0 | 0 | 0 | 0 | 0
IGCC-CCS | 0 | 0 | 0 | 0 | 0 | 0
WT_off | 0 | 0 | 0 | 0 | 0 | 0
PseudoUnit | 0 | 0 | 0 | 0 | 0 | 0
FixedInterchange | 0 | 0 | 0 | 0 | 0 | 0
Fuel Cost by Reporting Type: VACAR
ReportingType | 2015 | 2020 | 2025 | 2030 | 2035 | 2040
BM | 0.47 | 170.37 | 475.37 | 504.57 | 590.14 | 639.51
CC | 1413.13 | 1380.96 | 931.86 | 1015.15 | 2751.63 | 3890.87
CSP | 0 | 0 | 0 | 0 | 0 | 0
CT | 0.55 | 2.1 | 2.34 | 4.25 | 8.1 | 30.12
Coal | 2420.19 | 2250.2 | 3052 | 3423.22 | 3859.48 | 4111.26
Geo | 0 | 0 | 0 | 0 | 0 | 0
H | 0 | 0 | 0 | 0 | 0 | 0
LFG | 0 | 0.14 | 0.14 | 0.14 | 0.14 | 0.14
Nuc | 794.24 | 1114.11 | 1341.67 | 1367.88 | 1118.41 | 975.7
PS | 0 | 0 | 0 | 0 | 0 | 0
PV | 0 | 0 | 0 | 0 | 0 | 0
PeakG | 0 | 2.34 | 5.05 | 13.93 | 20.67 | 22.31
PeakO | 0 | 0 | 0 | 0 | 0 | 0
ST | 0 | 0 | 0 | 0 | 0 | 0
STOG | 0 | 0 | 0 | 0 | 0 | 0
STWD | 159.73 | 159.73 | 98.25 | 98.25 | 133.84 | 159.73
WT | 0 | 0 | 0 | 0 | 0 | 0
IGCC | 0 | 0 | 0 | 0 | 0 | 0
DemandResponse | 0 | 0 | 0 | 0 | 0 | 0
IGCC-CCS | 0 | 0 | 0 | 0 | 0 | 0
WT_off | 0 | 0 | 0 | 0 | 0 | 0
PseudoUnit | 0 | 0 | 0 | 0 | 0 | 0
FixedInterchange | 0 | 0 | 0 | 0 | 0 | 0
Fuel Cost by Reporting Type: IESO
ReportingType | 2015 | 2020 | 2025 | 2030 | 2035 | 2040
BM | 0 | 0 | 0 | 0 | 0 | 0.26
CC | 56.62 | 91.7 | 131.96 | 191.34 | 417.26 | 1296.85
CSP | 0 | 0 | 0 | 0 | 0 | 0
CT | 0 | 0 | 0 | 0 | 0.84 | 2.82
Coal | 0 | 0 | 0 | 0 | 0 | 0
Geo | 0 | 0 | 0 | 0 | 0 | 0
H | 0 | 0 | 0 | 0 | 0 | 0
LFG | 0.02 | 0.02 | 0.02 | 0.02 | 0.02 | 0.02
Nuc | 919.76 | 938.52 | 997.17 | 1016.65 | 935.44 | 814.03
PS | 0 | 0 | 0 | 0 | 0 | 0
PV | 0 | 0 | 0 | 0 | 0 | 0
PeakG | 0 | 0 | 0 | 0 | 0.32 | 1.19
PeakO | 0 | 0 | 0 | 0 | 0 | 0
ST | 0 | 0 | 0 | 0 | 0 | 0
STOG | 0 | 0 | 0 | 0 | 0 | 0
STWD | 0 | 0 | 0 | 0 | 0 | 0
WT | 0 | 0 | 0 | 0 | 0 | 0
IGCC | 0 | 0 | 0 | 0 | 0 | 0
DemandResponse | 0 | 0 | 0 | 0 | 0 | 0
IGCC-CCS | 0 | 0 | 0 | 0 | 0 | 0
WT_off | 0 | 0 | 0 | 0 | 0 | 0
PseudoUnit | 0 | 0 | 0 | 0 | 0 | 0
FixedInterchange | 0 | 0 | 0 | 0 | 0 | 0
Fuel Cost by Reporting Type: MAPP_CA
ReportingType | 2015 | 2020 | 2025 | 2030 | 2035 | 2040
BM | 0 | 0 | 0 | 0 | 0 | 0
CC | 36.14 | 36.86 | 25.86 | 28.65 | 37.96 | 31.48
CSP | 0 | 0 | 0 | 0 | 0 | 0
CT | 0.87 | 0.38 | 1.99 | 0.7 | 0.19 | 0
Coal | 9.47 | 20.38 | 38.5 | 0 | 0 | 0
Geo | 0 | 0 | 0 | 0 | 0 | 0
H | 0 | 0 | 0 | 0 | 0 | 0
LFG | 0 | 0 | 0 | 0 | 0 | 0
Nuc | 0 | 0 | 0 | 0 | 0 | 0
PS | 0 | 0 | 0 | 0 | 0 | 0
PV | 0 | 0 | 0 | 0 | 0 | 0
PeakG | 0.22 | 0 | 0 | 0 | 0 | 0
PeakO | 0 | 0 | 0 | 0 | 0 | 0
ST | 0 | 0 | 0 | 0 | 0 | 0
STOG | 0.23 | 0 | 0 | 0 | 0 | 0
STWD | 0 | 0 | 0 | 0 | 0 | 0
WT | 0 | 0 | 0 | 0 | 0 | 0
IGCC | 0 | 0 | 0 | 0 | 0 | 0
DemandResponse | 0 | 0 | 0 | 0 | 0 | 0
IGCC-CCS | 0 | 0 | 0 | 0 | 0 | 0
WT_off | 0 | 0 | 0 | 0 | 0 | 0
PseudoUnit | 0 | 0 | 0 | 0 | 0 | 0
FixedInterchange | 0 | 0 | 0 | 0 | 0 | 0
Fuel Cost by Reporting Type: AZ_NM_SNV_Coal
ReportingType | 2015 | 2020 | 2025 | 2030 | 2035 | 2040
BM | 0 | 0 | 0 | 0 | 0 | 0
CC | 0 | 0 | 0 | 0 | 0 | 0
CSP | 0 | 0 | 0 | 0 | 0 | 0
CT | 0 | 0 | 0 | 0 | 0 | 0
Coal | 1403.85 | 1320.25 | 1320.25 | 1440.92 | 2073.36 | 2638.68
Geo | 0 | 0 | 0 | 0 | 0 | 0
H | 0 | 0 | 0 | 0 | 0 | 0
LFG | 0 | 0 | 0 | 0 | 0 | 0
Nuc | 0 | 0 | 0 | 0 | 0 | 0
PS | 0 | 0 | 0 | 0 | 0 | 0
PV | 0 | 0 | 0 | 0 | 0 | 0
PeakG | 0 | 0 | 0 | 0 | 0 | 0
PeakO | 0 | 0 | 0 | 0 | 0 | 0
ST | 0 | 0 | 0 | 0 | 0 | 0
STOG | 0 | 0 | 0 | 0 | 0 | 0
STWD | 0 | 0 | 0 | 0 | 0 | 0
WT | 0 | 0 | 0 | 0 | 0 | 0
IGCC | 0 | 0 | 0 | 0 | 0 | 0
DemandResponse | 0 | 0 | 0 | 0 | 0 | 0
IGCC-CCS | 0 | 0 | 0 | 0 | 0 | 0
WT_off | 0 | 0 | 0 | 0 | 0 | 0
PseudoUnit | 0 | 0 | 0 | 0 | 0 | 0
FixedInterchange | 0 | 0 | 0 | 0 | 0 | 0
Fuel Cost by Reporting Type: AZ_NM_SNV_Gas
ReportingType | 2015 | 2020 | 2025 | 2030 | 2035 | 2040
BM | 0 | 0 | 0 | 0 | 0 | 0
CC | 3683 | 4422.47 | 4951.36 | 6167.42 | 6785.21 | 6334.48
CSP | 0 | 0 | 0 | 0 | 0 | 0
CT | 0 | 0 | 9.26 | 19.93 | 0 | 0
Coal | 0 | 0 | 0 | 0 | 0 | 0
Geo | 0 | 0 | 0 | 0 | 0 | 0
H | 0 | 0 | 0 | 0 | 0 | 0
LFG | 0 | 0 | 0 | 0 | 0 | 0
Nuc | 0 | 0 | 0 | 0 | 0 | 0
PS | 0 | 0 | 0 | 0 | 0 | 0
PV | 0 | 0 | 0 | 0 | 0 | 0
PeakG | 0 | 0 | 21.18 | 41.5 | 43.12 | 47.45
PeakO | 0 | 0 | 0 | 0 | 0 | 0
ST | 0 | 0 | 0 | 0 | 0 | 0
STOG | 0 | 0 | 0 | 0 | 0 | 0
STWD | 0 | 0 | 0 | 0 | 0 | 0
WT | 0 | 0 | 0 | 0 | 0 | 0
IGCC | 0 | 0 | 0 | 0 | 0 | 0
DemandResponse | 0 | 0 | 0 | 0 | 0 | 0
IGCC-CCS | 0 | 0 | 0 | 0 | 0 | 0
WT_off | 0 | 0 | 0 | 0 | 0 | 0
PseudoUnit | 0 | 0 | 0 | 0 | 0 | 0
FixedInterchange | 0 | 0 | 0 | 0 | 0 | 0
Fuel Cost by Reporting Type: AZ_NM_SNV_NucRenew
ReportingType | 2015 | 2020 | 2025 | 2030 | 2035 | 2040
BM | 0 | 0 | 0 | 0 | 0 | 0
CC | 0 | 0 | 0 | 0 | 0 | 0
CSP | 0 | 0 | 0 | 0 | 0 | 0
CT | 0 | 0 | 0 | 0 | 0 | 0
Coal | 0 | 0 | 0 | 0 | 0 | 0
Geo | 0 | 0 | 0 | 0 | 0 | 0
H | 0 | 0 | 0 | 0 | 0 | 0
LFG | 0 | 0.08 | 0.08 | 0.08 | 0.08 | 0.08
Nuc | 254.91 | 260.1 | 276.36 | 281.76 | 281.76 | 281.76
PS | 0 | 0 | 0 | 0 | 0 | 0
PV | 0 | 0 | 0 | 0 | 0 | 0
PeakG | 0 | 0 | 0 | 0 | 0 | 0
PeakO | 0 | 0 | 0 | 0 | 0 | 0
ST | 0 | 0 | 0 | 0 | 0 | 0
STOG | 0 | 0 | 0 | 0 | 0 | 0
STWD | 11.54 | 11.54 | 0.61 | 11.54 | 11.54 | 11.54
WT | 0 | 0 | 0 | 0 | 0 | 0
IGCC | 0 | 0 | 0 | 0 | 0 | 0
DemandResponse | 0 | 0 | 0 | 0 | 0 | 0
IGCC-CCS | 0 | 0 | 0 | 0 | 0 | 0
WT_off | 0 | 0 | 0 | 0 | 0 | 0
PseudoUnit | 0 | 0 | 0 | 0 | 0 | 0
FixedInterchange | 0 | 0 | 0 | 0 | 0 | 0
Fuel Cost by Reporting Type: ERCOT
ReportingType | 2015 | 2020 | 2025 | 2030 | 2035 | 2040
BM | 0 | 0 | 0.5 | 0.95 | 6.73 | 6.89
CC | 5166.53 | 6233.44 | 6678.39 | 7742.22 | 9282.48 | 11087.08
CSP | 0 | 0 | 0 | 0 | 0 | 0
CT | 0 | 0.3 | 1.59 | 0.55 | 0.62 | 0.69
Coal | 2855.36 | 3222.57 | 3623.37 | 3633.14 | 4301.7 | 4487.03
Geo | 0 | 0 | 0 | 0 | 0 | 0
H | 0 | 0 | 0 | 0 | 0 | 0
LFG | 0 | 0 | 0 | 0.45 | 0.45 | 0.45
Nuc | 339.13 | 346.04 | 367.67 | 374.85 | 374.85 | 374.85
PS | 0 | 0 | 0 | 0 | 0 | 0
PV | 0 | 0 | 0 | 0 | 0 | 0
PeakG | 0 | 0.73 | 6.66 | 7.19 | 7.3 | 7.82
PeakO | 0 | 0 | 0 | 0 | 0 | 0
ST | 0 | 0 | 0 | 0 | 0 | 0
STOG | 194.05 | 277.64 | 394.32 | 414.93 | 411.27 | 423.72
STWD | 0 | 0 | 0 | 0 | 0 | 0
WT | 0 | 0 | 0 | 0 | 0 | 0
IGCC | 0 | 0 | 0 | 0 | 0 | 0
DemandResponse | 0 | 0 | 0 | 0 | 0 | 0
IGCC-CCS | 0 | 0 | 0 | 0 | 0 | 0
WT_off | 0 | 0 | 0 | 0 | 0 | 0
PseudoUnit | 0 | 0 | 0 | 0 | 0 | 0
FixedInterchange | 0 | 0 | 0 | 0 | 0 | 0
Fuel Cost by Reporting Type: NP15
ReportingType | 2015 | 2020 | 2025 | 2030 | 2035 | 2040
BM | 0 | 0 | 0 | 0 | 0 | 0
CC | 1370.88 | 902.24 | 1611.33 | 1232.67 | 441.47 | 58.58
CSP | 0 | 0 | 0 | 0 | 0 | 0
CT | 0 | 0 | 0 | 0 | 0 | 0
Coal | 1.66 | 1.16 | 1.16 | 1.66 | 0 | 0
Geo | 0 | 0 | 0 | 0 | 0 | 0
H | 0 | 0 | 0 | 0 | 0 | 0
LFG | 0 | 0.72 | 0.72 | 0.72 | 0.72 | 0.72
Nuc | 150.62 | 153.69 | 163.3 | 166.49 | 475.99 | 809.14
PS | 0 | 0 | 0 | 0 | 0 | 0
PV | 0 | 0 | 0 | 0 | 0 | 0
PeakG | 0 | 0 | 0 | 0 | 0 | 0
PeakO | 0 | 0 | 0 | 0 | 0 | 0
ST | 0 | 0 | 0 | 0 | 0 | 0
STOG | 6.53 | 4.79 | 12.2 | 17.42 | 0.95 | 0.44
STWD | 244.45 | 244.45 | 0.31 | 98.66 | 112.47 | 107.13
WT | 0 | 0 | 0 | 0 | 0 | 0
IGCC | 0 | 0 | 0 | 0 | 0 | 0
DemandResponse | 0 | 0 | 0 | 0 | 0 | 0
IGCC-CCS | 0 | 0 | 0 | 0 | 0 | 0
WT_off | 0 | 0 | 0 | 0 | 0 | 0
PseudoUnit | 0 | 0 | 0 | 0 | 0 | 0
FixedInterchange | 0 | 0 | 0 | 0 | 0 | 0
Fuel Cost by Reporting Type: NWPP_Coal
ReportingType | 2015 | 2020 | 2025 | 2030 | 2035 | 2040
BM | 0 | 0 | 0 | 0 | 0 | 0
CC | 0 | 0 | 0 | 0 | 0 | 0
CSP | 0 | 0 | 0 | 0 | 0 | 0
CT | 0 | 0 | 0 | 0 | 0 | 0
Coal | 1536.78 | 1370.15 | 1385.3 | 1445.05 | 1856.03 | 1954.53
Geo | 0 | 0 | 0 | 0 | 0 | 0
H | 0 | 0 | 0 | 0 | 0 | 0
LFG | 0 | 0 | 0 | 0 | 0 | 0
Nuc | 0 | 0 | 0 | 0 | 0 | 0
PS | 0 | 0 | 0 | 0 | 0 | 0
PV | 0 | 0 | 0 | 0 | 0 | 0
PeakG | 0 | 0 | 0 | 0 | 0 | 0
PeakO | 0 | 0 | 0 | 0 | 0 | 0
ST | 0 | 0 | 0 | 0 | 0 | 0
STOG | 0 | 0 | 0 | 0 | 0 | 0
STWD | 0 | 0 | 0 | 0 | 0 | 0
WT | 0 | 0 | 0 | 0 | 0 | 0
IGCC | 0 | 0 | 0 | 0 | 0 | 0
DemandResponse | 0 | 0 | 0 | 0 | 0 | 0
IGCC-CCS | 0 | 0 | 0 | 0 | 0 | 0
WT_off | 0 | 0 | 0 | 0 | 0 | 0
PseudoUnit | 0 | 0 | 0 | 0 | 0 | 0
FixedInterchange | 0 | 0 | 0 | 0 | 0 | 0
Fuel Cost by Reporting Type: NWPP_Gas
ReportingType | 2015 | 2020 | 2025 | 2030 | 2035 | 2040
BM | 0 | 0 | 0 | 0 | 0 | 0
CC | 1720.45 | 1966.08 | 2194.33 | 3892.15 | 4400.76 | 4937.11
CSP | 0 | 0 | 0 | 0 | 0 | 0
CT | 0 | 0 | 0 | 0 | 0 | 0
Coal | 0 | 0 | 0 | 0 | 87.54 | 294.11
Geo | 0 | 0 | 0 | 0 | 0 | 0
H | 0 | 0 | 0 | 0 | 0 | 0
LFG | 0 | 0 | 0 | 0 | 0 | 0
Nuc | 0 | 0 | 0 | 0 | 0 | 0
PS | 0 | 0 | 0 | 0 | 0 | 0
PV | 0 | 0 | 0 | 0 | 0 | 0
PeakG | 0 | 0 | 0 | 0 | 0 | 0
PeakO | 0 | 0 | 0 | 0 | 0 | 0
ST | 0 | 0 | 0 | 0 | 0 | 0
STOG | 0 | 0 | 0 | 0 | 0 | 0
STWD | 0 | 0 | 0 | 0 | 0 | 0
WT | 0 | 0 | 0 | 0 | 0 | 0
IGCC | 0 | 0 | 0 | 0 | 0 | 0
DemandResponse | 0 | 0 | 0 | 0 | 0 | 0
IGCC-CCS | 0 | 0 | 0 | 0 | 0 | 0
WT_off | 0 | 0 | 0 | 0 | 0 | 0
PseudoUnit | 0 | 0 | 0 | 0 | 0 | 0
FixedInterchange | 0 | 0 | 0 | 0 | 0 | 0
Fuel Cost by Reporting Type: NWPP_NucRenew
ReportingType | 2015 | 2020 | 2025 | 2030 | 2035 | 2040
BM | 0 | 4.51 | 0 | 16.65 | 16.65 | 16.65
CC | 0 | 0 | 0 | 0 | 0 | 0
CSP | 0 | 0 | 0 | 0 | 0 | 0
CT | 0 | 0 | 0 | 0 | 0 | 0
Coal | 0 | 0 | 0 | 0 | 0 | 0
Geo | 0 | 0 | 0 | 0 | 0 | 0
H | 0 | 0 | 0 | 0 | 0 | 0
LFG | 0.03 | 0.03 | 0.34 | 0.34 | 0.34 | 0.34
Nuc | 71.13 | 72.58 | 77.12 | 78.63 | 78.63 | 78.63
PS | 0 | 0 | 0 | 0 | 0 | 0
PV | 0 | 0 | 0 | 0 | 0 | 0
PeakG | 0 | 0 | 0 | 0 | 0 | 0
PeakO | 0 | 0 | 0 | 0 | 0 | 0
ST | 0 | 0 | 0 | 0 | 0 | 0
STOG | 0 | 0 | 0 | 0 | 0 | 0
STWD | 0 | 0 | 0 | 0 | 0 | 0
WT | 0 | 0 | 0 | 0 | 0 | 0
IGCC | 0 | 0 | 0 | 0 | 0 | 0
DemandResponse | 0 | 0 | 0 | 0 | 0 | 0
IGCC-CCS | 0 | 0 | 0 | 0 | 0 | 0
WT_off | 0 | 0 | 0 | 0 | 0 | 0
PseudoUnit | 0 | 0 | 0 | 0 | 0 | 0
FixedInterchange | 0 | 0 | 0 | 0 | 0 | 0
Fuel Cost by Reporting Type: RMPA
ReportingType | 2015 | 2020 | 2025 | 2030 | 2035 | 2040
BM | 0 | 0 | 0 | 0 | 0 | 0
CC | 215.35 | 363.76 | 134.5 | 203.68 | 184.61 | 174.47
CSP | 0 | 0 | 0 | 0 | 0 | 0
CT | 0 | 0 | 0 | 0 | 0 | 0
Coal | 710.33 | 629.53 | 603.99 | 681.45 | 982.96 | 1146.92
Geo | 0 | 0 | 0 | 0 | 0 | 0
H | 0 | 0 | 0 | 0 | 0 | 0
LFG | 0 | 0.04 | 0.04 | 0.04 | 0.04 | 0.04
Nuc | 0 | 0 | 0 | 0 | 0 | 0
PS | 0 | 0 | 0 | 0 | 0 | 0
PV | 0 | 0 | 0 | 0 | 0 | 0
PeakG | 0.6 | 1.71 | 0.04 | 2.92 | 3.19 | 2.43
PeakO | 0 | 0 | 0 | 0 | 0 | 0
ST | 0 | 0 | 0 | 0 | 0 | 0
STOG | 0 | 0 | 0 | 0 | 0 | 0
STWD | 0 | 0 | 0 | 0 | 0 | 0
WT | 0 | 0 | 0 | 0 | 0 | 0
IGCC | 0 | 0 | 0 | 0 | 0 | 0
DemandResponse | 0 | 0 | 0 | 0 | 0 | 0
IGCC-CCS | 0 | 0 | 0 | 0 | 0 | 0
WT_off | 0 | 0 | 0 | 0 | 0 | 0
PseudoUnit | 0 | 0 | 0 | 0 | 0 | 0
FixedInterchange | 0 | 0 | 0 | 0 | 0 | 0
Fuel Cost by Reporting Type: SP15
ReportingType | 2015 | 2020 | 2025 | 2030 | 2035 | 2040
BM | 3.07 | 3.07 | 0.08 | 3.07 | 1.88 | 2.59
CC | 879.53 | 768.13 | 1010.98 | 944.19 | 798.24 | 482.79
CSP | 0 | 0 | 0 | 0 | 0 | 0
CT | 0 | 0 | 0 | 0 | 0 | 0
Coal | 5.6 | 3.9 | 3.9 | 4.97 | 2.75 | 0
Geo | 0 | 0 | 0 | 0 | 0 | 0
H | 0 | 0 | 0 | 0 | 0 | 0
LFG | 0.01 | 0.72 | 0.72 | 0.72 | 0.72 | 0.72
Nuc | 139.02 | 141.86 | 150.73 | 153.67 | 153.67 | 347.9
PS | 0 | 0 | 0 | 0 | 0 | 0
PV | 0 | 0 | 0 | 0 | 0 | 0
PeakG | 0 | 0 | 0 | 0 | 0 | 0
PeakO | 0 | 0 | 0 | 0 | 0 | 0
ST | 0 | 0 | 0 | 0 | 0 | 0
STOG | 9.78 | 20.01 | 11.2 | 24.37 | 41.54 | 40.45
STWD | 62.63 | 62.63 | 1.69 | 48.65 | 38.5 | 42.81
WT | 0 | 0 | 0 | 0 | 0 | 0
IGCC | 0 | 0 | 0 | 0 | 0 | 0
DemandResponse | 0 | 0 | 0 | 0 | 0 | 0
IGCC-CCS | 0 | 0 | 0 | 0 | 0 | 0
WT_off | 0 | 0 | 0 | 0 | 0 | 0
PseudoUnit | 0 | 0 | 0 | 0 | 0 | 0
FixedInterchange | 0 | 0 | 0 | 0 | 0 | 0
Fuel Cost by Reporting Type: ALB
ReportingType | 2015 | 2020 | 2025 | 2030 | 2035 | 2040
BM | 0 | 0 | 0 | 0 | 0 | 0
CC | 668.5 | 982.82 | 1306.62 | 1705.6 | 2240.34 | 2407.77
CSP | 0 | 0 | 0 | 0 | 0 | 0
CT | 0 | 0 | 0 | 0 | 0 | 0
Coal | 255.97 | 217.7 | 217.7 | 312.91 | 339.21 | 352.59
Geo | 0 | 0 | 0 | 0 | 0 | 0
H | 0 | 0 | 0 | 0 | 0 | 0
LFG | 0 | 0 | 0 | 0 | 0 | 0
Nuc | 0 | 0 | 0 | 0 | 0 | 77.26
PS | 0 | 0 | 0 | 0 | 0 | 0
PV | 0 | 0 | 0 | 0 | 0 | 0
PeakG | 0 | 0 | 0 | 0 | 0 | 0
PeakO | 0 | 0 | 0 | 0 | 0 | 0
ST | 0 | 0 | 0 | 0 | 0 | 0
STOG | 0 | 0 | 0 | 0 | 0 | 0
STWD | 0 | 0 | 0 | 0 | 0 | 0
WT | 0 | 0 | 0 | 0 | 0 | 0
IGCC | 0 | 0 | 0 | 0 | 0 | 0
DemandResponse | 0 | 0 | 0 | 0 | 0 | 0
IGCC-CCS | 0 | 0 | 0 | 0 | 0 | 0
WT_off | 0 | 0 | 0 | 0 | 0 | 0
PseudoUnit | 0 | 0 | 0 | 0 | 0 | 0
FixedInterchange | 0 | 0 | 0 | 0 | 0 | 0
Fuel Cost by Reporting Type: BC
ReportingType | 2015 | 2020 | 2025 | 2030 | 2035 | 2040
BM | 0 | 0 | 0 | 0 | 0 | 0
CC | 329.28 | 516.98 | 777.34 | 1041.37 | 1476.65 | 1666
CSP | 0 | 0 | 0 | 0 | 0 | 0
CT | 0 | 0 | 0 | 0 | 0 | 0
Coal | 0 | 0 | 0 | 0 | 0 | 0
Geo | 0 | 0 | 0 | 0 | 0 | 0
H | 0 | 0 | 0 | 0 | 0 | 0
LFG | 0 | 0 | 0 | 0 | 0 | 0
Nuc | 0 | 0 | 0 | 0 | 0 | 9.41
PS | 0 | 0 | 0 | 0 | 0 | 0
PV | 0 | 0 | 0 | 0 | 0 | 0
PeakG | 0 | 0 | 0 | 0 | 0 | 0
PeakO | 0 | 0 | 0 | 0 | 0 | 0
ST | 0 | 0 | 0 | 0 | 0 | 0
STOG | 0 | 0 | 0 | 0 | 0 | 0
STWD | 0 | 0 | 0 | 0 | 0 | 68.25
WT | 0 | 0 | 0 | 0 | 0 | 0
IGCC | 0 | 0 | 0 | 0 | 0 | 0
DemandResponse | 0 | 0 | 0 | 0 | 0 | 0
IGCC-CCS | 0 | 0 | 0 | 0 | 0 | 0
WT_off | 0 | 0 | 0 | 0 | 0 | 0
PseudoUnit | 0 | 0 | 0 | 0 | 0 | 0
FixedInterchange | 0 | 0 | 0 | 0 | 0 | 0
Fuel Cost by Reporting Type: HQ_IESO
ReportingType | 2015 | 2020 | 2025 | 2030 | 2035 | 2040
BM | 0 | 0 | 0 | 0 | 0 | 0
CC | 0 | 0 | 0 | 0 | 0 | 0
CSP | 0 | 0 | 0 | 0 | 0 | 0
CT | 0 | 0 | 0 | 0 | 0 | 0
Coal | 0 | 0 | 0 | 0 | 0 | 0
Geo | 0 | 0 | 0 | 0 | 0 | 0
H | 0 | 0 | 0 | 0 | 0 | 0
LFG | 0 | 0 | 0 | 0 | 0 | 0
Nuc | 0 | 0 | 0 | 0 | 0 | 0
PS | 0 | 0 | 0 | 0 | 0 | 0
PV | 0 | 0 | 0 | 0 | 0 | 0
PeakG | 0 | 0 | 0 | 0 | 0 | 0
PeakO | 0 | 0 | 0 | 0 | 0 | 0
ST | 0 | 0 | 0 | 0 | 0 | 0
STOG | 0 | 0 | 0 | 0 | 0 | 0
STWD | 0 | 0 | 0 | 0 | 0 | 0
WT | 0 | 0 | 0 | 0 | 0 | 0
IGCC | 0 | 0 | 0 | 0 | 0 | 0
DemandResponse | 0 | 0 | 0 | 0 | 0 | 0
IGCC-CCS | 0 | 0 | 0 | 0 | 0 | 0
WT_off | 0 | 0 | 0 | 0 | 0 | 0
PseudoUnit | 0 | 0 | 0 | 0 | 0 | 0
FixedInterchange | 0 | 0 | 0 | 0 | 0 | 0
Fuel Cost by Reporting Type: HQ_NEISO
ReportingType | 2015 | 2020 | 2025 | 2030 | 2035 | 2040
BM | 0 | 0 | 0 | 0 | 0 | 0
CC | 0 | 0 | 0 | 0 | 0 | 0
CSP | 0 | 0 | 0 | 0 | 0 | 0
CT | 0 | 0 | 0 | 0 | 0 | 0
Coal | 0 | 0 | 0 | 0 | 0 | 0
Geo | 0 | 0 | 0 | 0 | 0 | 0
H | 0 | 0 | 0 | 0 | 0 | 0
LFG | 0 | 0 | 0 | 0 | 0 | 0
Nuc | 0 | 0 | 0 | 0 | 0 | 0
PS | 0 | 0 | 0 | 0 | 0 | 0
PV | 0 | 0 | 0 | 0 | 0 | 0
PeakG | 0 | 0 | 0 | 0 | 0 | 0
PeakO | 0 | 0 | 0 | 0 | 0 | 0
ST | 0 | 0 | 0 | 0 | 0 | 0
STOG | 0 | 0 | 0 | 0 | 0 | 0
STWD | 0 | 0 | 0 | 0 | 0 | 0
WT | 0 | 0 | 0 | 0 | 0 | 0
IGCC | 0 | 0 | 0 | 0 | 0 | 0
DemandResponse | 0 | 0 | 0 | 0 | 0 | 0
IGCC-CCS | 0 | 0 | 0 | 0 | 0 | 0
WT_off | 0 | 0 | 0 | 0 | 0 | 0
PseudoUnit | 0 | 0 | 0 | 0 | 0 | 0
FixedInterchange | 0 | 0 | 0 | 0 | 0 | 0
Fuel Cost by Reporting Type: HQ_NY
ReportingType | 2015 | 2020 | 2025 | 2030 | 2035 | 2040
BM | 0 | 0 | 0 | 0 | 0 | 0
CC | 0 | 0 | 0 | 0 | 0 | 0
CSP | 0 | 0 | 0 | 0 | 0 | 0
CT | 0 | 0 | 0 | 0 | 0 | 0
Coal | 0 | 0 | 0 | 0 | 0 | 0
Geo | 0 | 0 | 0 | 0 | 0 | 0
H | 0 | 0 | 0 | 0 | 0 | 0
LFG | 0 | 0 | 0 | 0 | 0 | 0
Nuc | 0 | 0 | 0 | 0 | 0 | 0
PS | 0 | 0 | 0 | 0 | 0 | 0
PV | 0 | 0 | 0 | 0 | 0 | 0
PeakG | 0 | 0 | 0 | 0 | 0 | 0
PeakO | 0 | 0 | 0 | 0 | 0 | 0
ST | 0 | 0 | 0 | 0 | 0 | 0
STOG | 0 | 0 | 0 | 0 | 0 | 0
STWD | 0 | 0 | 0 | 0 | 0 | 0
WT | 0 | 0 | 0 | 0 | 0 | 0
IGCC | 0 | 0 | 0 | 0 | 0 | 0
DemandResponse | 0 | 0 | 0 | 0 | 0 | 0
IGCC-CCS | 0 | 0 | 0 | 0 | 0 | 0
WT_off | 0 | 0 | 0 | 0 | 0 | 0
PseudoUnit | 0 | 0 | 0 | 0 | 0 | 0
FixedInterchange | 0 | 0 | 0 | 0 | 0 | 0
Fuel Cost by Reporting Type: MARITIMES
ReportingType | 2015 | 2020 | 2025 | 2030 | 2035 | 2040
BM | 0 | 0 | 0 | 0 | 0 | 0
CC | 0 | 0 | 0 | 0 | 0 | 0
CSP | 0 | 0 | 0 | 0 | 0 | 0
CT | 0 | 0 | 0 | 0 | 0 | 0
Coal | 0 | 0 | 0 | 0 | 0 | 0
Geo | 0 | 0 | 0 | 0 | 0 | 0
H | 0 | 0 | 0 | 0 | 0 | 0
LFG | 0 | 0 | 0 | 0 | 0 | 0
Nuc | 0 | 0 | 0 | 0 | 0 | 0
PS | 0 | 0 | 0 | 0 | 0 | 0
PV | 0 | 0 | 0 | 0 | 0 | 0
PeakG | 0 | 0 | 0 | 0 | 0 | 0
PeakO | 0 | 0 | 0 | 0 | 0 | 0
ST | 0 | 0 | 0 | 0 | 0 | 0
STOG | 0 | 0 | 0 | 0 | 0 | 0
STWD | 0 | 0 | 0 | 0 | 0 | 0
WT | 0 | 0 | 0 | 0 | 0 | 0
IGCC | 0 | 0 | 0 | 0 | 0 | 0
DemandResponse | 0 | 0 | 0 | 0 | 0 | 0
IGCC-CCS | 0 | 0 | 0 | 0 | 0 | 0
WT_off | 0 | 0 | 0 | 0 | 0 | 0
PseudoUnit | 0 | 0 | 0 | 0 | 0 | 0
FixedInterchange | 0 | 0 | 0 | 0 | 0 | 0
Fuel Cost by Reporting Type: All
ReportingType | 2015 | 2020 | 2025 | 2030 | 2035 | 2040
BM | 149.2 | 303.87 | 567.4 | 695.73 | 800.57 | 826.56
CC | 37760.74 | 43213.07 | 46668.87 | 55984.61 | 70271.18 | 80521.74
CSP | 0 | 0 | 0 | 0 | 0 | 0
CT | 31.65 | 74.13 | 121.18 | 226.8 | 303.28 | 404.46
Coal | 37995.93 | 35610.16 | 38761.4 | 42016.29 | 48181.87 | 54372.88
Geo | 0 | 0 | 0 | 0 | 0 | 0
H | 0 | 0 | 0 | 0 | 0 | 0
LFG | 0.25 | 2.74 | 5.56 | 6.49 | 6.49 | 6.49
Nuc | 8179.93 | 9435.97 | 10370.05 | 10455.86 | 8682.42 | 7857.74
PS | 0 | 0 | 0 | 0 | 0 | 0
PV | 0 | 0 | 0 | 0 | 0 | 0
PeakG | 155.26 | 240.5 | 425.72 | 522.93 | 541.87 | 530.11
PeakO | 0 | 0 | 0 | 0 | 0 | 0
ST | 0 | 0 | 0 | 0 | 0 | 0
STOG | 676.92 | 898.24 | 1175.16 | 1315.74 | 1258.24 | 1290.52
STWD | 816.94 | 730.83 | 254.61 | 583.25 | 613.36 | 714.34
WT | 0 | 0 | 0 | 0 | 0 | 0
IGCC | 90.52 | 91.49 | 92.55 | 98.31 | 99.95 | 104.88
DemandResponse | 0 | 0 | 0 | 0 | 0 | 0
IGCC-CCS | 0 | 0 | 0 | 0 | 0 | 0
WT_off | 0 | 0 | 0 | 0 | 0 | 0
PseudoUnit | 0 | 0 | 0 | 0 | 0 | 0
FixedInterchange | 0 | 0 | 0 | 0 | 0 | 0
Fuel Cost by Reporting Type: EI_US
ReportingType | 2015 | 2020 | 2025 | 2030 | 2035 | 2040
BM | 146.13 | 296.28 | 566.82 | 675.07 | 775.31 | 800.18
CC | 23634.47 | 26928.6 | 27846.2 | 32835.34 | 44206.2 | 52045.12
CSP | 0 | 0 | 0 | 0 | 0 | 0
CT | 30.78 | 73.44 | 108.34 | 205.61 | 301.64 | 400.95
Coal | 31216.91 | 28824.53 | 31567.24 | 34496.19 | 38538.32 | 43499.02
Geo | 0 | 0 | 0 | 0 | 0 | 0
H | 0 | 0 | 0 | 0 | 0 | 0
LFG | 0.18 | 1.13 | 3.64 | 4.11 | 4.11 | 4.11
Nuc | 6305.35 | 7523.17 | 8337.7 | 8383.82 | 6382.08 | 5064.75
PS | 0 | 0 | 0 | 0 | 0 | 0
PV | 0 | 0 | 0 | 0 | 0 | 0
PeakG | 154.44 | 238.06 | 397.84 | 471.32 | 487.94 | 471.23
PeakO | 0 | 0 | 0 | 0 | 0 | 0
ST | 0 | 0 | 0 | 0 | 0 | 0
STOG | 466.34 | 595.8 | 757.44 | 859.01 | 804.48 | 825.91
STWD | 498.32 | 412.21 | 252 | 424.4 | 450.85 | 484.61
WT | 0 | 0 | 0 | 0 | 0 | 0
IGCC | 90.52 | 91.49 | 92.55 | 98.31 | 99.95 | 104.88
DemandResponse | 0 | 0 | 0 | 0 | 0 | 0
IGCC-CCS | 0 | 0 | 0 | 0 | 0 | 0
WT_off | 0 | 0 | 0 | 0 | 0 | 0
PseudoUnit | 0 | 0 | 0 | 0 | 0 | 0
FixedInterchange | 0 | 0 | 0 | 0 | 0 | 0
Fuel Cost by Reporting Type: EI_Canada
ReportingType | 2015 | 2020 | 2025 | 2030 | 2035 | 2040
BM | 0 | 0 | 0 | 0 | 0 | 0.26
CC | 92.76 | 128.56 | 157.82 | 219.99 | 455.22 | 1328.33
CSP | 0 | 0 | 0 | 0 | 0 | 0
CT | 0.87 | 0.38 | 1.99 | 0.7 | 1.03 | 2.82
Coal | 9.47 | 20.38 | 38.5 | 0 | 0 | 0
Geo | 0 | 0 | 0 | 0 | 0 | 0
H | 0 | 0 | 0 | 0 | 0 | 0
LFG | 0.02 | 0.02 | 0.02 | 0.02 | 0.02 | 0.02
Nuc | 919.76 | 938.52 | 997.17 | 1016.65 | 935.44 | 814.03
PS | 0 | 0 | 0 | 0 | 0 | 0
PV | 0 | 0 | 0 | 0 | 0 | 0
PeakG | 0.22 | 0 | 0 | 0 | 0.32 | 1.19
PeakO | 0 | 0 | 0 | 0 | 0 | 0
ST | 0 | 0 | 0 | 0 | 0 | 0
STOG | 0.23 | 0 | 0 | 0 | 0 | 0
STWD | 0 | 0 | 0 | 0 | 0 | 0
WT | 0 | 0 | 0 | 0 | 0 | 0
IGCC | 0 | 0 | 0 | 0 | 0 | 0
DemandResponse | 0 | 0 | 0 | 0 | 0 | 0
IGCC-CCS | 0 | 0 | 0 | 0 | 0 | 0
WT_off | 0 | 0 | 0 | 0 | 0 | 0
PseudoUnit | 0 | 0 | 0 | 0 | 0 | 0
FixedInterchange | 0 | 0 | 0 | 0 | 0 | 0
Fuel Cost by Reporting Type: EI
ReportingType | 2015 | 2020 | 2025 | 2030 | 2035 | 2040
BM | 146.13 | 296.28 | 566.82 | 675.07 | 775.31 | 800.43
CC | 23727.22 | 27057.16 | 28004.02 | 33055.33 | 44661.42 | 53373.45
CSP | 0 | 0 | 0 | 0 | 0 | 0
CT | 31.65 | 73.82 | 110.33 | 206.31 | 302.66 | 403.77
Coal | 31226.38 | 28844.91 | 31605.74 | 34496.19 | 38538.32 | 43499.02
Geo | 0 | 0 | 0 | 0 | 0 | 0
H | 0 | 0 | 0 | 0 | 0 | 0
LFG | 0.2 | 1.15 | 3.66 | 4.13 | 4.13 | 4.13
Nuc | 7225.12 | 8461.68 | 9334.87 | 9400.47 | 7317.52 | 5878.78
PS | 0 | 0 | 0 | 0 | 0 | 0
PV | 0 | 0 | 0 | 0 | 0 | 0
PeakG | 154.66 | 238.06 | 397.84 | 471.32 | 488.26 | 472.41
PeakO | 0 | 0 | 0 | 0 | 0 | 0
ST | 0 | 0 | 0 | 0 | 0 | 0
STOG | 466.57 | 595.8 | 757.44 | 859.01 | 804.48 | 825.91
STWD | 498.32 | 412.21 | 252 | 424.4 | 450.85 | 484.61
WT | 0 | 0 | 0 | 0 | 0 | 0
IGCC | 90.52 | 91.49 | 92.55 | 98.31 | 99.95 | 104.88
DemandResponse | 0 | 0 | 0 | 0 | 0 | 0
IGCC-CCS | 0 | 0 | 0 | 0 | 0 | 0
WT_off | 0 | 0 | 0 | 0 | 0 | 0
PseudoUnit | 0 | 0 | 0 | 0 | 0 | 0
FixedInterchange | 0 | 0 | 0 | 0 | 0 | 0
Fuel Cost by Reporting Type: Outside_EI
ReportingType | 2015 | 2020 | 2025 | 2030 | 2035 | 2040
BM | 3.07 | 7.58 | 0.58 | 20.66 | 25.26 | 26.13
CC | 14033.52 | 16155.91 | 18664.85 | 22929.28 | 25609.76 | 27148.29
CSP | 0 | 0 | 0 | 0 | 0 | 0
CT | 0 | 0.3 | 10.84 | 20.49 | 0.62 | 0.69
Coal | 6769.55 | 6765.25 | 7155.66 | 7520.09 | 9643.56 | 10873.86
Geo | 0 | 0 | 0 | 0 | 0 | 0
H | 0 | 0 | 0 | 0 | 0 | 0
LFG | 0.05 | 1.59 | 1.9 | 2.36 | 2.36 | 2.36
Nuc | 954.81 | 974.28 | 1035.18 | 1055.4 | 1364.9 | 1978.96
PS | 0 | 0 | 0 | 0 | 0 | 0
PV | 0 | 0 | 0 | 0 | 0 | 0
PeakG | 0.6 | 2.44 | 27.88 | 51.61 | 53.61 | 57.7
PeakO | 0 | 0 | 0 | 0 | 0 | 0
ST | 0 | 0 | 0 | 0 | 0 | 0
STOG | 210.35 | 302.44 | 417.71 | 456.72 | 453.76 | 464.61
STWD | 318.62 | 318.62 | 2.61 | 158.85 | 162.51 | 229.73
WT | 0 | 0 | 0 | 0 | 0 | 0
IGCC | 0 | 0 | 0 | 0 | 0 | 0
DemandResponse | 0 | 0 | 0 | 0 | 0 | 0
IGCC-CCS | 0 | 0 | 0 | 0 | 0 | 0
WT_off | 0 | 0 | 0 | 0 | 0 | 0
PseudoUnit | 0 | 0 | 0 | 0 | 0 | 0
FixedInterchange | 0 | 0 | 0 | 0 | 0 | 0
#7 | Emission Cost ($million)
==== Emission Program: TitleIV_CAIRSO2 : (SO2) ====
Emission Cost by Reporting Type: Entergy
ReportingType | 2015 | 2020 | 2025 | 2030 | 2035 | 2040
BM | 0 | 0 | 0 | 0 | 0 | 0
CC | 0 | 0 | 0 | 0 | 0 | 0
CSP | 0 | 0 | 0 | 0 | 0 | 0
CT | 0 | 0 | 0 | 0 | 0 | 0
Coal | 30.3 | 0 | 0 | 0 | 0 | 0
Geo | 0 | 0 | 0 | 0 | 0 | 0
H | 0 | 0 | 0 | 0 | 0 | 0
LFG | 0 | 0 | 0 | 0 | 0 | 0
Nuc | 0 | 0 | 0 | 0 | 0 | 0
PS | 0 | 0 | 0 | 0 | 0 | 0
PV | 0 | 0 | 0 | 0 | 0 | 0
PeakG | 0 | 0 | 0 | 0 | 0 | 0
PeakO | 0 | 0 | 0 | 0 | 0 | 0
ST | 0 | 0 | 0 | 0 | 0 | 0
STOG | 0 | 0 | 0 | 0 | 0 | 0
STWD | 0 | 0 | 0 | 0 | 0 | 0
WT | 0 | 0 | 0 | 0 | 0 | 0
IGCC | 0 | 0 | 0 | 0 | 0 | 0
DemandResponse | 0 | 0 | 0 | 0 | 0 | 0
IGCC-CCS | 0 | 0 | 0 | 0 | 0 | 0
WT_off | 0 | 0 | 0 | 0 | 0 | 0
PseudoUnit | 0 | 0 | 0 | 0 | 0 | 0
FixedInterchange | 0 | 0 | 0 | 0 | 0 | 0
Emission Cost by Reporting Type: FRCC
ReportingType | 2015 | 2020 | 2025 | 2030 | 2035 | 2040
BM | 0 | 0 | 0 | 0 | 0 | 0
CC | 0 | 0 | 0 | 0 | 0 | 0
CSP | 0 | 0 | 0 | 0 | 0 | 0
CT | 0 | 0 | 0 | 0 | 0 | 0
Coal | 6.23 | 0 | 0 | 0 | 0 | 0
Geo | 0 | 0 | 0 | 0 | 0 | 0
H | 0 | 0 | 0 | 0 | 0 | 0
LFG | 0 | 0 | 0 | 0 | 0 | 0
Nuc | 0 | 0 | 0 | 0 | 0 | 0
PS | 0 | 0 | 0 | 0 | 0 | 0
PV | 0 | 0 | 0 | 0 | 0 | 0
PeakG | 0 | 0 | 0 | 0 | 0 | 0
PeakO | 0 | 0 | 0 | 0 | 0 | 0
ST | 0 | 0 | 0 | 0 | 0 | 0
STOG | 0 | 0 | 0 | 0 | 0 | 0
STWD | 0 | 0 | 0 | 0 | 0 | 0
WT | 0 | 0 | 0 | 0 | 0 | 0
IGCC | 0 | 0 | 0 | 0 | 0 | 0
DemandResponse | 0 | 0 | 0 | 0 | 0 | 0
IGCC-CCS | 0 | 0 | 0 | 0 | 0 | 0
WT_off | 0 | 0 | 0 | 0 | 0 | 0
PseudoUnit | 0 | 0 | 0 | 0 | 0 | 0
FixedInterchange | 0 | 0 | 0 | 0 | 0 | 0
Emission Cost by Reporting Type: MAPP_US
ReportingType | 2015 | 2020 | 2025 | 2030 | 2035 | 2040
BM | 0 | 0 | 0 | 0 | 0 | 0
CC | 0 | 0 | 0 | 0 | 0 | 0
CSP | 0 | 0 | 0 | 0 | 0 | 0
CT | 0 | 0 | 0 | 0 | 0 | 0
Coal | 1.39 | 0 | 0 | 0 | 0 | 0
Geo | 0 | 0 | 0 | 0 | 0 | 0
H | 0 | 0 | 0 | 0 | 0 | 0
LFG | 0 | 0 | 0 | 0 | 0 | 0
Nuc | 0 | 0 | 0 | 0 | 0 | 0
PS | 0 | 0 | 0 | 0 | 0 | 0
PV | 0 | 0 | 0 | 0 | 0 | 0
PeakG | 0 | 0 | 0 | 0 | 0 | 0
PeakO | 0 | 0 | 0 | 0 | 0 | 0
ST | 0 | 0 | 0 | 0 | 0 | 0
STOG | 0 | 0 | 0 | 0 | 0 | 0
STWD | 0 | 0 | 0 | 0 | 0 | 0
WT | 0 | 0 | 0 | 0 | 0 | 0
IGCC | 0 | 0 | 0 | 0 | 0 | 0
DemandResponse | 0 | 0 | 0 | 0 | 0 | 0
IGCC-CCS | 0 | 0 | 0 | 0 | 0 | 0
WT_off | 0 | 0 | 0 | 0 | 0 | 0
PseudoUnit | 0 | 0 | 0 | 0 | 0 | 0
FixedInterchange | 0 | 0 | 0 | 0 | 0 | 0
Emission Cost by Reporting Type: MISO_IN
ReportingType | 2015 | 2020 | 2025 | 2030 | 2035 | 2040
BM | 0 | 0 | 0 | 0 | 0 | 0
CC | 0 | 0 | 0 | 0 | 0 | 0
CSP | 0 | 0 | 0 | 0 | 0 | 0
CT | 0 | 0 | 0 | 0 | 0 | 0
Coal | 24.52 | 0 | 0 | 0 | 0 | 0
Geo | 0 | 0 | 0 | 0 | 0 | 0
H | 0 | 0 | 0 | 0 | 0 | 0
LFG | 0 | 0 | 0 | 0 | 0 | 0
Nuc | 0 | 0 | 0 | 0 | 0 | 0
PS | 0 | 0 | 0 | 0 | 0 | 0
PV | 0 | 0 | 0 | 0 | 0 | 0
PeakG | 0 | 0 | 0 | 0 | 0 | 0
PeakO | 0 | 0 | 0 | 0 | 0 | 0
ST | 0 | 0 | 0 | 0 | 0 | 0
STOG | 0 | 0 | 0 | 0 | 0 | 0
STWD | 0 | 0 | 0 | 0 | 0 | 0
WT | 0 | 0 | 0 | 0 | 0 | 0
IGCC | 0.2 | 0 | 0 | 0 | 0 | 0
DemandResponse | 0 | 0 | 0 | 0 | 0 | 0
IGCC-CCS | 0 | 0 | 0 | 0 | 0 | 0
WT_off | 0 | 0 | 0 | 0 | 0 | 0
PseudoUnit | 0 | 0 | 0 | 0 | 0 | 0
FixedInterchange | 0 | 0 | 0 | 0 | 0 | 0
Emission Cost by Reporting Type: MISO_MI
ReportingType | 2015 | 2020 | 2025 | 2030 | 2035 | 2040
BM | 0 | 0 | 0 | 0 | 0 | 0
CC | 0 | 0 | 0 | 0 | 0 | 0
CSP | 0 | 0 | 0 | 0 | 0 | 0
CT | 0 | 0 | 0 | 0 | 0 | 0
Coal | 23.38 | 0 | 0 | 0 | 0 | 0
Geo | 0 | 0 | 0 | 0 | 0 | 0
H | 0 | 0 | 0 | 0 | 0 | 0
LFG | 0 | 0 | 0 | 0 | 0 | 0
Nuc | 0 | 0 | 0 | 0 | 0 | 0
PS | 0 | 0 | 0 | 0 | 0 | 0
PV | 0 | 0 | 0 | 0 | 0 | 0
PeakG | 0 | 0 | 0 | 0 | 0 | 0
PeakO | 0 | 0 | 0 | 0 | 0 | 0
ST | 0 | 0 | 0 | 0 | 0 | 0
STOG | 0 | 0 | 0 | 0 | 0 | 0
STWD | 0 | 0 | 0 | 0 | 0 | 0
WT | 0 | 0 | 0 | 0 | 0 | 0
IGCC | 0 | 0 | 0 | 0 | 0 | 0
DemandResponse | 0 | 0 | 0 | 0 | 0 | 0
IGCC-CCS | 0 | 0 | 0 | 0 | 0 | 0
WT_off | 0 | 0 | 0 | 0 | 0 | 0
PseudoUnit | 0 | 0 | 0 | 0 | 0 | 0
FixedInterchange | 0 | 0 | 0 | 0 | 0 | 0
Emission Cost by Reporting Type: MISO_MO-IL
ReportingType | 2015 | 2020 | 2025 | 2030 | 2035 | 2040
BM | 0 | 0 | 0 | 0 | 0 | 0
CC | 0 | 0 | 0 | 0 | 0 | 0
CSP | 0 | 0 | 0 | 0 | 0 | 0
CT | 0 | 0 | 0 | 0 | 0 | 0
Coal | 46.67 | 0 | 0 | 0 | 0 | 0
Geo | 0 | 0 | 0 | 0 | 0 | 0
H | 0 | 0 | 0 | 0 | 0 | 0
LFG | 0 | 0 | 0 | 0 | 0 | 0
Nuc | 0 | 0 | 0 | 0 | 0 | 0
PS | 0 | 0 | 0 | 0 | 0 | 0
PV | 0 | 0 | 0 | 0 | 0 | 0
PeakG | 0 | 0 | 0 | 0 | 0 | 0
PeakO | 0 | 0 | 0 | 0 | 0 | 0
ST | 0 | 0 | 0 | 0 | 0 | 0
STOG | 0 | 0 | 0 | 0 | 0 | 0
STWD | 0 | 0 | 0 | 0 | 0 | 0
WT | 0 | 0 | 0 | 0 | 0 | 0
IGCC | 0 | 0 | 0 | 0 | 0 | 0
DemandResponse | 0 | 0 | 0 | 0 | 0 | 0
IGCC-CCS | 0 | 0 | 0 | 0 | 0 | 0
WT_off | 0 | 0 | 0 | 0 | 0 | 0
PseudoUnit | 0 | 0 | 0 | 0 | 0 | 0
FixedInterchange | 0 | 0 | 0 | 0 | 0 | 0
Emission Cost by Reporting Type: MISO_W
ReportingType | 2015 | 2020 | 2025 | 2030 | 2035 | 2040
BM | 0 | 0 | 0 | 0 | 0 | 0
CC | 0 | 0 | 0 | 0 | 0 | 0
CSP | 0 | 0 | 0 | 0 | 0 | 0
CT | 0 | 0 | 0 | 0 | 0 | 0
Coal | 23.7 | 0 | 0 | 0 | 0 | 0
Geo | 0 | 0 | 0 | 0 | 0 | 0
H | 0 | 0 | 0 | 0 | 0 | 0
LFG | 0 | 0 | 0 | 0 | 0 | 0
Nuc | 0 | 0 | 0 | 0 | 0 | 0
PS | 0 | 0 | 0 | 0 | 0 | 0
PV | 0 | 0 | 0 | 0 | 0 | 0
PeakG | 0 | 0 | 0 | 0 | 0 | 0
PeakO | 0 | 0 | 0 | 0 | 0 | 0
ST | 0 | 0 | 0 | 0 | 0 | 0
STOG | 0 | 0 | 0 | 0 | 0 | 0
STWD | 0 | 0 | 0 | 0 | 0 | 0
WT | 0 | 0 | 0 | 0 | 0 | 0
IGCC | 0 | 0 | 0 | 0 | 0 | 0
DemandResponse | 0 | 0 | 0 | 0 | 0 | 0
IGCC-CCS | 0 | 0 | 0 | 0 | 0 | 0
WT_off | 0 | 0 | 0 | 0 | 0 | 0
PseudoUnit | 0 | 0 | 0 | 0 | 0 | 0
FixedInterchange | 0 | 0 | 0 | 0 | 0 | 0
Emission Cost by Reporting Type: MISO_WUMS
ReportingType | 2015 | 2020 | 2025 | 2030 | 2035 | 2040
BM | 0 | 0 | 0 | 0 | 0 | 0
CC | 0 | 0 | 0 | 0 | 0 | 0
CSP | 0 | 0 | 0 | 0 | 0 | 0
CT | 0 | 0 | 0 | 0 | 0 | 0
Coal | 2.97 | 0 | 0 | 0 | 0 | 0
Geo | 0 | 0 | 0 | 0 | 0 | 0
H | 0 | 0 | 0 | 0 | 0 | 0
LFG | 0 | 0 | 0 | 0 | 0 | 0
Nuc | 0 | 0 | 0 | 0 | 0 | 0
PS | 0 | 0 | 0 | 0 | 0 | 0
PV | 0 | 0 | 0 | 0 | 0 | 0
PeakG | 0 | 0 | 0 | 0 | 0 | 0
PeakO | 0 | 0 | 0 | 0 | 0 | 0
ST | 0 | 0 | 0 | 0 | 0 | 0
STOG | 0 | 0 | 0 | 0 | 0 | 0
STWD | 0 | 0 | 0 | 0 | 0 | 0
WT | 0 | 0 | 0 | 0 | 0 | 0
IGCC | 0 | 0 | 0 | 0 | 0 | 0
DemandResponse | 0 | 0 | 0 | 0 | 0 | 0
IGCC-CCS | 0 | 0 | 0 | 0 | 0 | 0
WT_off | 0 | 0 | 0 | 0 | 0 | 0
PseudoUnit | 0 | 0 | 0 | 0 | 0 | 0
FixedInterchange | 0 | 0 | 0 | 0 | 0 | 0
Emission Cost by Reporting Type: Nebraska
ReportingType | 2015 | 2020 | 2025 | 2030 | 2035 | 2040
BM | 0 | 0 | 0 | 0 | 0 | 0
CC | 0 | 0 | 0 | 0 | 0 | 0
CSP | 0 | 0 | 0 | 0 | 0 | 0
CT | 0 | 0 | 0 | 0 | 0 | 0
Coal | 3.54 | 0 | 0 | 0 | 0 | 0
Geo | 0 | 0 | 0 | 0 | 0 | 0
H | 0 | 0 | 0 | 0 | 0 | 0
LFG | 0 | 0 | 0 | 0 | 0 | 0
Nuc | 0 | 0 | 0 | 0 | 0 | 0
PS | 0 | 0 | 0 | 0 | 0 | 0
PV | 0 | 0 | 0 | 0 | 0 | 0
PeakG | 0 | 0 | 0 | 0 | 0 | 0
PeakO | 0 | 0 | 0 | 0 | 0 | 0
ST | 0 | 0 | 0 | 0 | 0 | 0
STOG | 0 | 0 | 0 | 0 | 0 | 0
STWD | 0 | 0 | 0 | 0 | 0 | 0
WT | 0 | 0 | 0 | 0 | 0 | 0
IGCC | 0 | 0 | 0 | 0 | 0 | 0
DemandResponse | 0 | 0 | 0 | 0 | 0 | 0
IGCC-CCS | 0 | 0 | 0 | 0 | 0 | 0
WT_off | 0 | 0 | 0 | 0 | 0 | 0
PseudoUnit | 0 | 0 | 0 | 0 | 0 | 0
FixedInterchange | 0 | 0 | 0 | 0 | 0 | 0
Emission Cost by Reporting Type: NEISO
ReportingType | 2015 | 2020 | 2025 | 2030 | 2035 | 2040
BM | 0 | 0 | 0 | 0 | 0 | 0
CC | 0 | 0 | 0 | 0 | 0 | 0
CSP | 0 | 0 | 0 | 0 | 0 | 0
CT | 0 | 0 | 0 | 0 | 0 | 0
Coal | 0 | 0 | 0 | 0 | 0 | 0
Geo | 0 | 0 | 0 | 0 | 0 | 0
H | 0 | 0 | 0 | 0 | 0 | 0
LFG | 0 | 0 | 0 | 0 | 0 | 0
Nuc | 0 | 0 | 0 | 0 | 0 | 0
PS | 0 | 0 | 0 | 0 | 0 | 0
PV | 0 | 0 | 0 | 0 | 0 | 0
PeakG | 0 | 0 | 0 | 0 | 0 | 0
PeakO | 0 | 0 | 0 | 0 | 0 | 0
ST | 0 | 0 | 0 | 0 | 0 | 0
STOG | 0 | 0 | 0 | 0 | 0 | 0
STWD | 0 | 0 | 0 | 0 | 0 | 0
WT | 0 | 0 | 0 | 0 | 0 | 0
IGCC | 0 | 0 | 0 | 0 | 0 | 0
DemandResponse | 0 | 0 | 0 | 0 | 0 | 0
IGCC-CCS | 0 | 0 | 0 | 0 | 0 | 0
WT_off | 0 | 0 | 0 | 0 | 0 | 0
PseudoUnit | 0 | 0 | 0 | 0 | 0 | 0
FixedInterchange | 0 | 0 | 0 | 0 | 0 | 0
Emission Cost by Reporting Type: NonRTO_Midwest
ReportingType | 2015 | 2020 | 2025 | 2030 | 2035 | 2040
BM | 0 | 0 | 0 | 0 | 0 | 0
CC | 0 | 0 | 0 | 0 | 0 | 0
CSP | 0 | 0 | 0 | 0 | 0 | 0
CT | 0 | 0 | 0 | 0 | 0 | 0
Coal | 15.16 | 0 | 0 | 0 | 0 | 0
Geo | 0 | 0 | 0 | 0 | 0 | 0
H | 0 | 0 | 0 | 0 | 0 | 0
LFG | 0 | 0 | 0 | 0 | 0 | 0
Nuc | 0 | 0 | 0 | 0 | 0 | 0
PS | 0 | 0 | 0 | 0 | 0 | 0
PV | 0 | 0 | 0 | 0 | 0 | 0
PeakG | 0 | 0 | 0 | 0 | 0 | 0
PeakO | 0 | 0 | 0 | 0 | 0 | 0
ST | 0 | 0 | 0 | 0 | 0 | 0
STOG | 0 | 0 | 0 | 0 | 0 | 0
STWD | 0 | 0 | 0 | 0 | 0 | 0
WT | 0 | 0 | 0 | 0 | 0 | 0
IGCC | 0 | 0 | 0 | 0 | 0 | 0
DemandResponse | 0 | 0 | 0 | 0 | 0 | 0
IGCC-CCS | 0 | 0 | 0 | 0 | 0 | 0
WT_off | 0 | 0 | 0 | 0 | 0 | 0
PseudoUnit | 0 | 0 | 0 | 0 | 0 | 0
FixedInterchange | 0 | 0 | 0 | 0 | 0 | 0
Emission Cost by Reporting Type: NYISO_A-F
ReportingType | 2015 | 2020 | 2025 | 2030 | 2035 | 2040
BM | 0 | 0 | 0 | 0 | 0 | 0
CC | 0 | 0 | 0 | 0 | 0 | 0
CSP | 0 | 0 | 0 | 0 | 0 | 0
CT | 0 | 0 | 0 | 0 | 0 | 0
Coal | 0 | 0 | 0 | 0 | 0 | 0
Geo | 0 | 0 | 0 | 0 | 0 | 0
H | 0 | 0 | 0 | 0 | 0 | 0
LFG | 0 | 0 | 0 | 0 | 0 | 0
Nuc | 0 | 0 | 0 | 0 | 0 | 0
PS | 0 | 0 | 0 | 0 | 0 | 0
PV | 0 | 0 | 0 | 0 | 0 | 0
PeakG | 0 | 0 | 0 | 0 | 0 | 0
PeakO | 0 | 0 | 0 | 0 | 0 | 0
ST | 0 | 0 | 0 | 0 | 0 | 0
STOG | 0 | 0 | 0 | 0 | 0 | 0
STWD | 0 | 0 | 0 | 0 | 0 | 0
WT | 0 | 0 | 0 | 0 | 0 | 0
IGCC | 0 | 0 | 0 | 0 | 0 | 0
DemandResponse | 0 | 0 | 0 | 0 | 0 | 0
IGCC-CCS | 0 | 0 | 0 | 0 | 0 | 0
WT_off | 0 | 0 | 0 | 0 | 0 | 0
PseudoUnit | 0 | 0 | 0 | 0 | 0 | 0
FixedInterchange | 0 | 0 | 0 | 0 | 0 | 0
Emission Cost by Reporting Type: NYISO_G-I
ReportingType | 2015 | 2020 | 2025 | 2030 | 2035 | 2040
BM | 0 | 0 | 0 | 0 | 0 | 0
CC | 0 | 0 | 0 | 0 | 0 | 0
CSP | 0 | 0 | 0 | 0 | 0 | 0
CT | 0 | 0 | 0 | 0 | 0 | 0
Coal | 0 | 0 | 0 | 0 | 0 | 0
Geo | 0 | 0 | 0 | 0 | 0 | 0
H | 0 | 0 | 0 | 0 | 0 | 0
LFG | 0 | 0 | 0 | 0 | 0 | 0
Nuc | 0 | 0 | 0 | 0 | 0 | 0
PS | 0 | 0 | 0 | 0 | 0 | 0
PV | 0 | 0 | 0 | 0 | 0 | 0
PeakG | 0 | 0 | 0 | 0 | 0 | 0
PeakO | 0 | 0 | 0 | 0 | 0 | 0
ST | 0 | 0 | 0 | 0 | 0 | 0
STOG | 0 | 0 | 0 | 0 | 0 | 0
STWD | 0 | 0 | 0 | 0 | 0 | 0
WT | 0 | 0 | 0 | 0 | 0 | 0
IGCC | 0 | 0 | 0 | 0 | 0 | 0
DemandResponse | 0 | 0 | 0 | 0 | 0 | 0
IGCC-CCS | 0 | 0 | 0 | 0 | 0 | 0
WT_off | 0 | 0 | 0 | 0 | 0 | 0
PseudoUnit | 0 | 0 | 0 | 0 | 0 | 0
FixedInterchange | 0 | 0 | 0 | 0 | 0 | 0
Emission Cost by Reporting Type: NYISO_J-K
ReportingType | 2015 | 2020 | 2025 | 2030 | 2035 | 2040
BM | 0 | 0 | 0 | 0 | 0 | 0
CC | 0 | 0 | 0 | 0 | 0 | 0
CSP | 0 | 0 | 0 | 0 | 0 | 0
CT | 0 | 0 | 0 | 0 | 0 | 0
Coal | 0 | 0 | 0 | 0 | 0 | 0
Geo | 0 | 0 | 0 | 0 | 0 | 0
H | 0 | 0 | 0 | 0 | 0 | 0
LFG | 0 | 0 | 0 | 0 | 0 | 0
Nuc | 0 | 0 | 0 | 0 | 0 | 0
PS | 0 | 0 | 0 | 0 | 0 | 0
PV | 0 | 0 | 0 | 0 | 0 | 0
PeakG | 0 | 0 | 0 | 0 | 0 | 0
PeakO | 0 | 0 | 0 | 0 | 0 | 0
ST | 0 | 0 | 0 | 0 | 0 | 0
STOG | 0 | 0 | 0 | 0 | 0 | 0
STWD | 0 | 0 | 0 | 0 | 0 | 0
WT | 0 | 0 | 0 | 0 | 0 | 0
IGCC | 0 | 0 | 0 | 0 | 0 | 0
DemandResponse | 0 | 0 | 0 | 0 | 0 | 0
IGCC-CCS | 0 | 0 | 0 | 0 | 0 | 0
WT_off | 0 | 0 | 0 | 0 | 0 | 0
PseudoUnit | 0 | 0 | 0 | 0 | 0 | 0
FixedInterchange | 0 | 0 | 0 | 0 | 0 | 0
Emission Cost by Reporting Type: PJM_E
ReportingType | 2015 | 2020 | 2025 | 2030 | 2035 | 2040
BM | 0 | 0 | 0 | 0 | 0 | 0
CC | 0 | 0 | 0 | 0 | 0 | 0
CSP | 0 | 0 | 0 | 0 | 0 | 0
CT | 0 | 0 | 0 | 0 | 0 | 0
Coal | 0.02 | 0 | 0 | 0 | 0 | 0
Geo | 0 | 0 | 0 | 0 | 0 | 0
H | 0 | 0 | 0 | 0 | 0 | 0
LFG | 0 | 0 | 0 | 0 | 0 | 0
Nuc | 0 | 0 | 0 | 0 | 0 | 0
PS | 0 | 0 | 0 | 0 | 0 | 0
PV | 0 | 0 | 0 | 0 | 0 | 0
PeakG | 0 | 0 | 0 | 0 | 0 | 0
PeakO | 0 | 0 | 0 | 0 | 0 | 0
ST | 0 | 0 | 0 | 0 | 0 | 0
STOG | 0 | 0 | 0 | 0 | 0 | 0
STWD | 0 | 0 | 0 | 0 | 0 | 0
WT | 0 | 0 | 0 | 0 | 0 | 0
IGCC | 0 | 0 | 0 | 0 | 0 | 0
DemandResponse | 0 | 0 | 0 | 0 | 0 | 0
IGCC-CCS | 0 | 0 | 0 | 0 | 0 | 0
WT_off | 0 | 0 | 0 | 0 | 0 | 0
PseudoUnit | 0 | 0 | 0 | 0 | 0 | 0
FixedInterchange | 0 | 0 | 0 | 0 | 0 | 0
Emission Cost by Reporting Type: PJM_ROM
ReportingType | 2015 | 2020 | 2025 | 2030 | 2035 | 2040
BM | 0 | 0 | 0 | 0 | 0 | 0
CC | 0 | 0 | 0 | 0 | 0 | 0
CSP | 0 | 0 | 0 | 0 | 0 | 0
CT | 0 | 0 | 0 | 0 | 0 | 0
Coal | 13.75 | 0 | 0 | 0 | 0 | 0
Geo | 0 | 0 | 0 | 0 | 0 | 0
H | 0 | 0 | 0 | 0 | 0 | 0
LFG | 0 | 0 | 0 | 0 | 0 | 0
Nuc | 0 | 0 | 0 | 0 | 0 | 0
PS | 0 | 0 | 0 | 0 | 0 | 0
PV | 0 | 0 | 0 | 0 | 0 | 0
PeakG | 0 | 0 | 0 | 0 | 0 | 0
PeakO | 0 | 0 | 0 | 0 | 0 | 0
ST | 0 | 0 | 0 | 0 | 0 | 0
STOG | 0 | 0 | 0 | 0 | 0 | 0
STWD | 0 | 0 | 0 | 0 | 0 | 0
WT | 0 | 0 | 0 | 0 | 0 | 0
IGCC | 0 | 0 | 0 | 0 | 0 | 0
DemandResponse | 0 | 0 | 0 | 0 | 0 | 0
IGCC-CCS | 0 | 0 | 0 | 0 | 0 | 0
WT_off | 0 | 0 | 0 | 0 | 0 | 0
PseudoUnit | 0 | 0 | 0 | 0 | 0 | 0
FixedInterchange | 0 | 0 | 0 | 0 | 0 | 0
Emission Cost by Reporting Type: PJM_ROR
ReportingType | 2015 | 2020 | 2025 | 2030 | 2035 | 2040
BM | 0 | 0 | 0 | 0 | 0 | 0
CC | 0 | 0 | 0 | 0 | 0 | 0
CSP | 0 | 0 | 0 | 0 | 0 | 0
CT | 0 | 0 | 0 | 0 | 0 | 0
Coal | 122.87 | 0 | 0 | 0 | 0 | 0
Geo | 0 | 0 | 0 | 0 | 0 | 0
H | 0 | 0 | 0 | 0 | 0 | 0
LFG | 0 | 0 | 0 | 0 | 0 | 0
Nuc | 0 | 0 | 0 | 0 | 0 | 0
PS | 0 | 0 | 0 | 0 | 0 | 0
PV | 0 | 0 | 0 | 0 | 0 | 0
PeakG | 0 | 0 | 0 | 0 | 0 | 0
PeakO | 0 | 0 | 0 | 0 | 0 | 0
ST | 0 | 0 | 0 | 0 | 0 | 0
STOG | 0 | 0 | 0 | 0 | 0 | 0
STWD | 0 | 0 | 0 | 0 | 0 | 0
WT | 0 | 0 | 0 | 0 | 0 | 0
IGCC | 0 | 0 | 0 | 0 | 0 | 0
DemandResponse | 0 | 0 | 0 | 0 | 0 | 0
IGCC-CCS | 0 | 0 | 0 | 0 | 0 | 0
WT_off | 0 | 0 | 0 | 0 | 0 | 0
PseudoUnit | 0 | 0 | 0 | 0 | 0 | 0
FixedInterchange | 0 | 0 | 0 | 0 | 0 | 0
Emission Cost by Reporting Type: SOCO
ReportingType | 2015 | 2020 | 2025 | 2030 | 2035 | 2040
BM | 0 | 0 | 0 | 0 | 0 | 0
CC | 0 | 0 | 0 | 0 | 0 | 0
CSP | 0 | 0 | 0 | 0 | 0 | 0
CT | 0 | 0 | 0 | 0 | 0 | 0
Coal | 37.82 | 0 | 0 | 0 | 0 | 0
Geo | 0 | 0 | 0 | 0 | 0 | 0
H | 0 | 0 | 0 | 0 | 0 | 0
LFG | 0 | 0 | 0 | 0 | 0 | 0
Nuc | 0 | 0 | 0 | 0 | 0 | 0
PS | 0 | 0 | 0 | 0 | 0 | 0
PV | 0 | 0 | 0 | 0 | 0 | 0
PeakG | 0 | 0 | 0 | 0 | 0 | 0
PeakO | 0 | 0 | 0 | 0 | 0 | 0
ST | 0 | 0 | 0 | 0 | 0 | 0
STOG | 0 | 0 | 0 | 0 | 0 | 0
STWD | 0 | 0 | 0 | 0 | 0 | 0
WT | 0 | 0 | 0 | 0 | 0 | 0
IGCC | 0 | 0 | 0 | 0 | 0 | 0
DemandResponse | 0 | 0 | 0 | 0 | 0 | 0
IGCC-CCS | 0 | 0 | 0 | 0 | 0 | 0
WT_off | 0 | 0 | 0 | 0 | 0 | 0
PseudoUnit | 0 | 0 | 0 | 0 | 0 | 0
FixedInterchange | 0 | 0 | 0 | 0 | 0 | 0
Emission Cost by Reporting Type: SPP_N
ReportingType | 2015 | 2020 | 2025 | 2030 | 2035 | 2040
BM | 0 | 0 | 0 | 0 | 0 | 0
CC | 0 | 0 | 0 | 0 | 0 | 0
CSP | 0 | 0 | 0 | 0 | 0 | 0
CT | 0 | 0 | 0 | 0 | 0 | 0
Coal | 5.06 | 0 | 0 | 0 | 0 | 0
Geo | 0 | 0 | 0 | 0 | 0 | 0
H | 0 | 0 | 0 | 0 | 0 | 0
LFG | 0 | 0 | 0 | 0 | 0 | 0
Nuc | 0 | 0 | 0 | 0 | 0 | 0
PS | 0 | 0 | 0 | 0 | 0 | 0
PV | 0 | 0 | 0 | 0 | 0 | 0
PeakG | 0 | 0 | 0 | 0 | 0 | 0
PeakO | 0 | 0 | 0 | 0 | 0 | 0
ST | 0 | 0 | 0 | 0 | 0 | 0
STOG | 0 | 0 | 0 | 0 | 0 | 0
STWD | 0 | 0 | 0 | 0 | 0 | 0
WT | 0 | 0 | 0 | 0 | 0 | 0
IGCC | 0 | 0 | 0 | 0 | 0 | 0
DemandResponse | 0 | 0 | 0 | 0 | 0 | 0
IGCC-CCS | 0 | 0 | 0 | 0 | 0 | 0
WT_off | 0 | 0 | 0 | 0 | 0 | 0
PseudoUnit | 0 | 0 | 0 | 0 | 0 | 0
FixedInterchange | 0 | 0 | 0 | 0 | 0 | 0
Emission Cost by Reporting Type: SPP_S
ReportingType | 2015 | 2020 | 2025 | 2030 | 2035 | 2040
BM | 0 | 0 | 0 | 0 | 0 | 0
CC | 0 | 0 | 0 | 0 | 0 | 0
CSP | 0 | 0 | 0 | 0 | 0 | 0
CT | 0 | 0 | 0 | 0 | 0 | 0
Coal | 13.47 | 0 | 0 | 0 | 0 | 0
Geo | 0 | 0 | 0 | 0 | 0 | 0
H | 0 | 0 | 0 | 0 | 0 | 0
LFG | 0 | 0 | 0 | 0 | 0 | 0
Nuc | 0 | 0 | 0 | 0 | 0 | 0
PS | 0 | 0 | 0 | 0 | 0 | 0
PV | 0 | 0 | 0 | 0 | 0 | 0
PeakG | 0 | 0 | 0 | 0 | 0 | 0
PeakO | 0 | 0 | 0 | 0 | 0 | 0
ST | 0 | 0 | 0 | 0 | 0 | 0
STOG | 0 | 0 | 0 | 0 | 0 | 0
STWD | 0 | 0 | 0 | 0 | 0 | 0
WT | 0 | 0 | 0 | 0 | 0 | 0
IGCC | 0 | 0 | 0 | 0 | 0 | 0
DemandResponse | 0 | 0 | 0 | 0 | 0 | 0
IGCC-CCS | 0 | 0 | 0 | 0 | 0 | 0
WT_off | 0 | 0 | 0 | 0 | 0 | 0
PseudoUnit | 0 | 0 | 0 | 0 | 0 | 0
FixedInterchange | 0 | 0 | 0 | 0 | 0 | 0
Emission Cost by Reporting Type: TVA
ReportingType | 2015 | 2020 | 2025 | 2030 | 2035 | 2040
BM | 0 | 0 | 0 | 0 | 0 | 0
CC | 0 | 0 | 0 | 0 | 0 | 0
CSP | 0 | 0 | 0 | 0 | 0 | 0
CT | 0 | 0 | 0 | 0 | 0 | 0
Coal | 22.29 | 0 | 0 | 0 | 0 | 0
Geo | 0 | 0 | 0 | 0 | 0 | 0
H | 0 | 0 | 0 | 0 | 0 | 0
LFG | 0 | 0 | 0 | 0 | 0 | 0
Nuc | 0 | 0 | 0 | 0 | 0 | 0
PS | 0 | 0 | 0 | 0 | 0 | 0
PV | 0 | 0 | 0 | 0 | 0 | 0
PeakG | 0 | 0 | 0 | 0 | 0 | 0
PeakO | 0 | 0 | 0 | 0 | 0 | 0
ST | 0 | 0 | 0 | 0 | 0 | 0
STOG | 0 | 0 | 0 | 0 | 0 | 0
STWD | 0 | 0 | 0 | 0 | 0 | 0
WT | 0 | 0 | 0 | 0 | 0 | 0
IGCC | 0 | 0 | 0 | 0 | 0 | 0
DemandResponse | 0 | 0 | 0 | 0 | 0 | 0
IGCC-CCS | 0 | 0 | 0 | 0 | 0 | 0
WT_off | 0 | 0 | 0 | 0 | 0 | 0
PseudoUnit | 0 | 0 | 0 | 0 | 0 | 0
FixedInterchange | 0 | 0 | 0 | 0 | 0 | 0
Emission Cost by Reporting Type: TVA_Transmission
ReportingType | 2015 | 2020 | 2025 | 2030 | 2035 | 2040
BM | 0 | 0 | 0 | 0 | 0 | 0
CC | 0 | 0 | 0 | 0 | 0 | 0
CSP | 0 | 0 | 0 | 0 | 0 | 0
CT | 0 | 0 | 0 | 0 | 0 | 0
Coal | 0 | 0 | 0 | 0 | 0 | 0
Geo | 0 | 0 | 0 | 0 | 0 | 0
H | 0 | 0 | 0 | 0 | 0 | 0
LFG | 0 | 0 | 0 | 0 | 0 | 0
Nuc | 0 | 0 | 0 | 0 | 0 | 0
PS | 0 | 0 | 0 | 0 | 0 | 0
PV | 0 | 0 | 0 | 0 | 0 | 0
PeakG | 0 | 0 | 0 | 0 | 0 | 0
PeakO | 0 | 0 | 0 | 0 | 0 | 0
ST | 0 | 0 | 0 | 0 | 0 | 0
STOG | 0 | 0 | 0 | 0 | 0 | 0
STWD | 0 | 0 | 0 | 0 | 0 | 0
WT | 0 | 0 | 0 | 0 | 0 | 0
IGCC | 0 | 0 | 0 | 0 | 0 | 0
DemandResponse | 0 | 0 | 0 | 0 | 0 | 0
IGCC-CCS | 0 | 0 | 0 | 0 | 0 | 0
WT_off | 0 | 0 | 0 | 0 | 0 | 0
PseudoUnit | 0 | 0 | 0 | 0 | 0 | 0
FixedInterchange | 0 | 0 | 0 | 0 | 0 | 0
Emission Cost by Reporting Type: VACAR
ReportingType | 2015 | 2020 | 2025 | 2030 | 2035 | 2040
BM | 0 | 0 | 0 | 0 | 0 | 0
CC | 0 | 0 | 0 | 0 | 0 | 0
CSP | 0 | 0 | 0 | 0 | 0 | 0
CT | 0 | 0 | 0 | 0 | 0 | 0
Coal | 15.19 | 0 | 0 | 0 | 0 | 0
Geo | 0 | 0 | 0 | 0 | 0 | 0
H | 0 | 0 | 0 | 0 | 0 | 0
LFG | 0 | 0 | 0 | 0 | 0 | 0
Nuc | 0 | 0 | 0 | 0 | 0 | 0
PS | 0 | 0 | 0 | 0 | 0 | 0
PV | 0 | 0 | 0 | 0 | 0 | 0
PeakG | 0 | 0 | 0 | 0 | 0 | 0
PeakO | 0 | 0 | 0 | 0 | 0 | 0
ST | 0 | 0 | 0 | 0 | 0 | 0
STOG | 0 | 0 | 0 | 0 | 0 | 0
STWD | 0 | 0 | 0 | 0 | 0 | 0
WT | 0 | 0 | 0 | 0 | 0 | 0
IGCC | 0 | 0 | 0 | 0 | 0 | 0
DemandResponse | 0 | 0 | 0 | 0 | 0 | 0
IGCC-CCS | 0 | 0 | 0 | 0 | 0 | 0
WT_off | 0 | 0 | 0 | 0 | 0 | 0
PseudoUnit | 0 | 0 | 0 | 0 | 0 | 0
FixedInterchange | 0 | 0 | 0 | 0 | 0 | 0
Emission Cost by Reporting Type: IESO
ReportingType | 2015 | 2020 | 2025 | 2030 | 2035 | 2040
BM | 0 | 0 | 0 | 0 | 0 | 0
CC | 0 | 0 | 0 | 0 | 0 | 0
CSP | 0 | 0 | 0 | 0 | 0 | 0
CT | 0 | 0 | 0 | 0 | 0 | 0
Coal | 0 | 0 | 0 | 0 | 0 | 0
Geo | 0 | 0 | 0 | 0 | 0 | 0
H | 0 | 0 | 0 | 0 | 0 | 0
LFG | 0 | 0 | 0 | 0 | 0 | 0
Nuc | 0 | 0 | 0 | 0 | 0 | 0
PS | 0 | 0 | 0 | 0 | 0 | 0
PV | 0 | 0 | 0 | 0 | 0 | 0
PeakG | 0 | 0 | 0 | 0 | 0 | 0
PeakO | 0 | 0 | 0 | 0 | 0 | 0
ST | 0 | 0 | 0 | 0 | 0 | 0
STOG | 0 | 0 | 0 | 0 | 0 | 0
STWD | 0 | 0 | 0 | 0 | 0 | 0
WT | 0 | 0 | 0 | 0 | 0 | 0
IGCC | 0 | 0 | 0 | 0 | 0 | 0
DemandResponse | 0 | 0 | 0 | 0 | 0 | 0
IGCC-CCS | 0 | 0 | 0 | 0 | 0 | 0
WT_off | 0 | 0 | 0 | 0 | 0 | 0
PseudoUnit | 0 | 0 | 0 | 0 | 0 | 0
FixedInterchange | 0 | 0 | 0 | 0 | 0 | 0
Emission Cost by Reporting Type: MAPP_CA
ReportingType | 2015 | 2020 | 2025 | 2030 | 2035 | 2040
BM | 0 | 0 | 0 | 0 | 0 | 0
CC | 0 | 0 | 0 | 0 | 0 | 0
CSP | 0 | 0 | 0 | 0 | 0 | 0
CT | 0 | 0 | 0 | 0 | 0 | 0
Coal | 0 | 0 | 0 | 0 | 0 | 0
Geo | 0 | 0 | 0 | 0 | 0 | 0
H | 0 | 0 | 0 | 0 | 0 | 0
LFG | 0 | 0 | 0 | 0 | 0 | 0
Nuc | 0 | 0 | 0 | 0 | 0 | 0
PS | 0 | 0 | 0 | 0 | 0 | 0
PV | 0 | 0 | 0 | 0 | 0 | 0
PeakG | 0 | 0 | 0 | 0 | 0 | 0
PeakO | 0 | 0 | 0 | 0 | 0 | 0
ST | 0 | 0 | 0 | 0 | 0 | 0
STOG | 0 | 0 | 0 | 0 | 0 | 0
STWD | 0 | 0 | 0 | 0 | 0 | 0
WT | 0 | 0 | 0 | 0 | 0 | 0
IGCC | 0 | 0 | 0 | 0 | 0 | 0
DemandResponse | 0 | 0 | 0 | 0 | 0 | 0
IGCC-CCS | 0 | 0 | 0 | 0 | 0 | 0
WT_off | 0 | 0 | 0 | 0 | 0 | 0
PseudoUnit | 0 | 0 | 0 | 0 | 0 | 0
FixedInterchange | 0 | 0 | 0 | 0 | 0 | 0
Emission Cost by Reporting Type: AZ_NM_SNV_Coal
ReportingType | 2015 | 2020 | 2025 | 2030 | 2035 | 2040
BM | 0 | 0 | 0 | 0 | 0 | 0
CC | 0 | 0 | 0 | 0 | 0 | 0
CSP | 0 | 0 | 0 | 0 | 0 | 0
CT | 0 | 0 | 0 | 0 | 0 | 0
Coal | 0.96 | 0 | 0 | 0 | 0 | 0
Geo | 0 | 0 | 0 | 0 | 0 | 0
H | 0 | 0 | 0 | 0 | 0 | 0
LFG | 0 | 0 | 0 | 0 | 0 | 0
Nuc | 0 | 0 | 0 | 0 | 0 | 0
PS | 0 | 0 | 0 | 0 | 0 | 0
PV | 0 | 0 | 0 | 0 | 0 | 0
PeakG | 0 | 0 | 0 | 0 | 0 | 0
PeakO | 0 | 0 | 0 | 0 | 0 | 0
ST | 0 | 0 | 0 | 0 | 0 | 0
STOG | 0 | 0 | 0 | 0 | 0 | 0
STWD | 0 | 0 | 0 | 0 | 0 | 0
WT | 0 | 0 | 0 | 0 | 0 | 0
IGCC | 0 | 0 | 0 | 0 | 0 | 0
DemandResponse | 0 | 0 | 0 | 0 | 0 | 0
IGCC-CCS | 0 | 0 | 0 | 0 | 0 | 0
WT_off | 0 | 0 | 0 | 0 | 0 | 0
PseudoUnit | 0 | 0 | 0 | 0 | 0 | 0
FixedInterchange | 0 | 0 | 0 | 0 | 0 | 0
Emission Cost by Reporting Type: AZ_NM_SNV_Gas
ReportingType | 2015 | 2020 | 2025 | 2030 | 2035 | 2040
BM | 0 | 0 | 0 | 0 | 0 | 0
CC | 0 | 0 | 0 | 0 | 0 | 0
CSP | 0 | 0 | 0 | 0 | 0 | 0
CT | 0 | 0 | 0 | 0 | 0 | 0
Coal | 0 | 0 | 0 | 0 | 0 | 0
Geo | 0 | 0 | 0 | 0 | 0 | 0
H | 0 | 0 | 0 | 0 | 0 | 0
LFG | 0 | 0 | 0 | 0 | 0 | 0
Nuc | 0 | 0 | 0 | 0 | 0 | 0
PS | 0 | 0 | 0 | 0 | 0 | 0
PV | 0 | 0 | 0 | 0 | 0 | 0
PeakG | 0 | 0 | 0 | 0 | 0 | 0
PeakO | 0 | 0 | 0 | 0 | 0 | 0
ST | 0 | 0 | 0 | 0 | 0 | 0
STOG | 0 | 0 | 0 | 0 | 0 | 0
STWD | 0 | 0 | 0 | 0 | 0 | 0
WT | 0 | 0 | 0 | 0 | 0 | 0
IGCC | 0 | 0 | 0 | 0 | 0 | 0
DemandResponse | 0 | 0 | 0 | 0 | 0 | 0
IGCC-CCS | 0 | 0 | 0 | 0 | 0 | 0
WT_off | 0 | 0 | 0 | 0 | 0 | 0
PseudoUnit | 0 | 0 | 0 | 0 | 0 | 0
FixedInterchange | 0 | 0 | 0 | 0 | 0 | 0
Emission Cost by Reporting Type: AZ_NM_SNV_NucRenew
ReportingType | 2015 | 2020 | 2025 | 2030 | 2035 | 2040
BM | 0 | 0 | 0 | 0 | 0 | 0
CC | 0 | 0 | 0 | 0 | 0 | 0
CSP | 0 | 0 | 0 | 0 | 0 | 0
CT | 0 | 0 | 0 | 0 | 0 | 0
Coal | 0 | 0 | 0 | 0 | 0 | 0
Geo | 0 | 0 | 0 | 0 | 0 | 0
H | 0 | 0 | 0 | 0 | 0 | 0
LFG | 0 | 0 | 0 | 0 | 0 | 0
Nuc | 0 | 0 | 0 | 0 | 0 | 0
PS | 0 | 0 | 0 | 0 | 0 | 0
PV | 0 | 0 | 0 | 0 | 0 | 0
PeakG | 0 | 0 | 0 | 0 | 0 | 0
PeakO | 0 | 0 | 0 | 0 | 0 | 0
ST | 0 | 0 | 0 | 0 | 0 | 0
STOG | 0 | 0 | 0 | 0 | 0 | 0
STWD | 0 | 0 | 0 | 0 | 0 | 0
WT | 0 | 0 | 0 | 0 | 0 | 0
IGCC | 0 | 0 | 0 | 0 | 0 | 0
DemandResponse | 0 | 0 | 0 | 0 | 0 | 0
IGCC-CCS | 0 | 0 | 0 | 0 | 0 | 0
WT_off | 0 | 0 | 0 | 0 | 0 | 0
PseudoUnit | 0 | 0 | 0 | 0 | 0 | 0
FixedInterchange | 0 | 0 | 0 | 0 | 0 | 0
Emission Cost by Reporting Type: ERCOT
ReportingType | 2015 | 2020 | 2025 | 2030 | 2035 | 2040
BM | 0 | 0 | 0 | 0 | 0 | 0
CC | 0 | 0 | 0 | 0 | 0 | 0
CSP | 0 | 0 | 0 | 0 | 0 | 0
CT | 0 | 0 | 0 | 0 | 0 | 0
Coal | 19.81 | 0 | 0 | 0 | 0 | 0
Geo | 0 | 0 | 0 | 0 | 0 | 0
H | 0 | 0 | 0 | 0 | 0 | 0
LFG | 0 | 0 | 0 | 0 | 0 | 0
Nuc | 0 | 0 | 0 | 0 | 0 | 0
PS | 0 | 0 | 0 | 0 | 0 | 0
PV | 0 | 0 | 0 | 0 | 0 | 0
PeakG | 0 | 0 | 0 | 0 | 0 | 0
PeakO | 0 | 0 | 0 | 0 | 0 | 0
ST | 0 | 0 | 0 | 0 | 0 | 0
STOG | 0 | 0 | 0 | 0 | 0 | 0
STWD | 0 | 0 | 0 | 0 | 0 | 0
WT | 0 | 0 | 0 | 0 | 0 | 0
IGCC | 0 | 0 | 0 | 0 | 0 | 0
DemandResponse | 0 | 0 | 0 | 0 | 0 | 0
IGCC-CCS | 0 | 0 | 0 | 0 | 0 | 0
WT_off | 0 | 0 | 0 | 0 | 0 | 0
PseudoUnit | 0 | 0 | 0 | 0 | 0 | 0
FixedInterchange | 0 | 0 | 0 | 0 | 0 | 0
Emission Cost by Reporting Type: NP15
ReportingType | 2015 | 2020 | 2025 | 2030 | 2035 | 2040
BM | 0 | 0 | 0 | 0 | 0 | 0
CC | 0 | 0 | 0 | 0 | 0 | 0
CSP | 0 | 0 | 0 | 0 | 0 | 0
CT | 0 | 0 | 0 | 0 | 0 | 0
Coal | 0 | 0 | 0 | 0 | 0 | 0
Geo | 0 | 0 | 0 | 0 | 0 | 0
H | 0 | 0 | 0 | 0 | 0 | 0
LFG | 0 | 0 | 0 | 0 | 0 | 0
Nuc | 0 | 0 | 0 | 0 | 0 | 0
PS | 0 | 0 | 0 | 0 | 0 | 0
PV | 0 | 0 | 0 | 0 | 0 | 0
PeakG | 0 | 0 | 0 | 0 | 0 | 0
PeakO | 0 | 0 | 0 | 0 | 0 | 0
ST | 0 | 0 | 0 | 0 | 0 | 0
STOG | 0 | 0 | 0 | 0 | 0 | 0
STWD | 0 | 0 | 0 | 0 | 0 | 0
WT | 0 | 0 | 0 | 0 | 0 | 0
IGCC | 0 | 0 | 0 | 0 | 0 | 0
DemandResponse | 0 | 0 | 0 | 0 | 0 | 0
IGCC-CCS | 0 | 0 | 0 | 0 | 0 | 0
WT_off | 0 | 0 | 0 | 0 | 0 | 0
PseudoUnit | 0 | 0 | 0 | 0 | 0 | 0
FixedInterchange | 0 | 0 | 0 | 0 | 0 | 0
Emission Cost by Reporting Type: NWPP_Coal
ReportingType | 2015 | 2020 | 2025 | 2030 | 2035 | 2040
BM | 0 | 0 | 0 | 0 | 0 | 0
CC | 0 | 0 | 0 | 0 | 0 | 0
CSP | 0 | 0 | 0 | 0 | 0 | 0
CT | 0 | 0 | 0 | 0 | 0 | 0
Coal | 3.06 | 0 | 0 | 0 | 0 | 0
Geo | 0 | 0 | 0 | 0 | 0 | 0
H | 0 | 0 | 0 | 0 | 0 | 0
LFG | 0 | 0 | 0 | 0 | 0 | 0
Nuc | 0 | 0 | 0 | 0 | 0 | 0
PS | 0 | 0 | 0 | 0 | 0 | 0
PV | 0 | 0 | 0 | 0 | 0 | 0
PeakG | 0 | 0 | 0 | 0 | 0 | 0
PeakO | 0 | 0 | 0 | 0 | 0 | 0
ST | 0 | 0 | 0 | 0 | 0 | 0
STOG | 0 | 0 | 0 | 0 | 0 | 0
STWD | 0 | 0 | 0 | 0 | 0 | 0
WT | 0 | 0 | 0 | 0 | 0 | 0
IGCC | 0 | 0 | 0 | 0 | 0 | 0
DemandResponse | 0 | 0 | 0 | 0 | 0 | 0
IGCC-CCS | 0 | 0 | 0 | 0 | 0 | 0
WT_off | 0 | 0 | 0 | 0 | 0 | 0
PseudoUnit | 0 | 0 | 0 | 0 | 0 | 0
FixedInterchange | 0 | 0 | 0 | 0 | 0 | 0
Emission Cost by Reporting Type: NWPP_Gas
ReportingType | 2015 | 2020 | 2025 | 2030 | 2035 | 2040
BM | 0 | 0 | 0 | 0 | 0 | 0
CC | 0 | 0 | 0 | 0 | 0 | 0
CSP | 0 | 0 | 0 | 0 | 0 | 0
CT | 0 | 0 | 0 | 0 | 0 | 0
Coal | 0 | 0 | 0 | 0 | 0 | 0
Geo | 0 | 0 | 0 | 0 | 0 | 0
H | 0 | 0 | 0 | 0 | 0 | 0
LFG | 0 | 0 | 0 | 0 | 0 | 0
Nuc | 0 | 0 | 0 | 0 | 0 | 0
PS | 0 | 0 | 0 | 0 | 0 | 0
PV | 0 | 0 | 0 | 0 | 0 | 0
PeakG | 0 | 0 | 0 | 0 | 0 | 0
PeakO | 0 | 0 | 0 | 0 | 0 | 0
ST | 0 | 0 | 0 | 0 | 0 | 0
STOG | 0 | 0 | 0 | 0 | 0 | 0
STWD | 0 | 0 | 0 | 0 | 0 | 0
WT | 0 | 0 | 0 | 0 | 0 | 0
IGCC | 0 | 0 | 0 | 0 | 0 | 0
DemandResponse | 0 | 0 | 0 | 0 | 0 | 0
IGCC-CCS | 0 | 0 | 0 | 0 | 0 | 0
WT_off | 0 | 0 | 0 | 0 | 0 | 0
PseudoUnit | 0 | 0 | 0 | 0 | 0 | 0
FixedInterchange | 0 | 0 | 0 | 0 | 0 | 0
Emission Cost by Reporting Type: NWPP_NucRenew
ReportingType | 2015 | 2020 | 2025 | 2030 | 2035 | 2040
BM | 0 | 0 | 0 | 0 | 0 | 0
CC | 0 | 0 | 0 | 0 | 0 | 0
CSP | 0 | 0 | 0 | 0 | 0 | 0
CT | 0 | 0 | 0 | 0 | 0 | 0
Coal | 0 | 0 | 0 | 0 | 0 | 0
Geo | 0 | 0 | 0 | 0 | 0 | 0
H | 0 | 0 | 0 | 0 | 0 | 0
LFG | 0 | 0 | 0 | 0 | 0 | 0
Nuc | 0 | 0 | 0 | 0 | 0 | 0
PS | 0 | 0 | 0 | 0 | 0 | 0
PV | 0 | 0 | 0 | 0 | 0 | 0
PeakG | 0 | 0 | 0 | 0 | 0 | 0
PeakO | 0 | 0 | 0 | 0 | 0 | 0
ST | 0 | 0 | 0 | 0 | 0 | 0
STOG | 0 | 0 | 0 | 0 | 0 | 0
STWD | 0 | 0 | 0 | 0 | 0 | 0
WT | 0 | 0 | 0 | 0 | 0 | 0
IGCC | 0 | 0 | 0 | 0 | 0 | 0
DemandResponse | 0 | 0 | 0 | 0 | 0 | 0
IGCC-CCS | 0 | 0 | 0 | 0 | 0 | 0
WT_off | 0 | 0 | 0 | 0 | 0 | 0
PseudoUnit | 0 | 0 | 0 | 0 | 0 | 0
FixedInterchange | 0 | 0 | 0 | 0 | 0 | 0
Emission Cost by Reporting Type: RMPA
ReportingType | 2015 | 2020 | 2025 | 2030 | 2035 | 2040
BM | 0 | 0 | 0 | 0 | 0 | 0
CC | 0 | 0 | 0 | 0 | 0 | 0
CSP | 0 | 0 | 0 | 0 | 0 | 0
CT | 0 | 0 | 0 | 0 | 0 | 0
Coal | 1.95 | 0 | 0 | 0 | 0 | 0
Geo | 0 | 0 | 0 | 0 | 0 | 0
H | 0 | 0 | 0 | 0 | 0 | 0
LFG | 0 | 0 | 0 | 0 | 0 | 0
Nuc | 0 | 0 | 0 | 0 | 0 | 0
PS | 0 | 0 | 0 | 0 | 0 | 0
PV | 0 | 0 | 0 | 0 | 0 | 0
PeakG | 0 | 0 | 0 | 0 | 0 | 0
PeakO | 0 | 0 | 0 | 0 | 0 | 0
ST | 0 | 0 | 0 | 0 | 0 | 0
STOG | 0 | 0 | 0 | 0 | 0 | 0
STWD | 0 | 0 | 0 | 0 | 0 | 0
WT | 0 | 0 | 0 | 0 | 0 | 0
IGCC | 0 | 0 | 0 | 0 | 0 | 0
DemandResponse | 0 | 0 | 0 | 0 | 0 | 0
IGCC-CCS | 0 | 0 | 0 | 0 | 0 | 0
WT_off | 0 | 0 | 0 | 0 | 0 | 0
PseudoUnit | 0 | 0 | 0 | 0 | 0 | 0
FixedInterchange | 0 | 0 | 0 | 0 | 0 | 0
Emission Cost by Reporting Type: SP15
ReportingType | 2015 | 2020 | 2025 | 2030 | 2035 | 2040
BM | 0 | 0 | 0 | 0 | 0 | 0
CC | 0 | 0 | 0 | 0 | 0 | 0
CSP | 0 | 0 | 0 | 0 | 0 | 0
CT | 0 | 0 | 0 | 0 | 0 | 0
Coal | 0.01 | 0 | 0 | 0 | 0 | 0
Geo | 0 | 0 | 0 | 0 | 0 | 0
H | 0 | 0 | 0 | 0 | 0 | 0
LFG | 0 | 0 | 0 | 0 | 0 | 0
Nuc | 0 | 0 | 0 | 0 | 0 | 0
PS | 0 | 0 | 0 | 0 | 0 | 0
PV | 0 | 0 | 0 | 0 | 0 | 0
PeakG | 0 | 0 | 0 | 0 | 0 | 0
PeakO | 0 | 0 | 0 | 0 | 0 | 0
ST | 0 | 0 | 0 | 0 | 0 | 0
STOG | 0 | 0 | 0 | 0 | 0 | 0
STWD | 0 | 0 | 0 | 0 | 0 | 0
WT | 0 | 0 | 0 | 0 | 0 | 0
IGCC | 0 | 0 | 0 | 0 | 0 | 0
DemandResponse | 0 | 0 | 0 | 0 | 0 | 0
IGCC-CCS | 0 | 0 | 0 | 0 | 0 | 0
WT_off | 0 | 0 | 0 | 0 | 0 | 0
PseudoUnit | 0 | 0 | 0 | 0 | 0 | 0
FixedInterchange | 0 | 0 | 0 | 0 | 0 | 0
Emission Cost by Reporting Type: ALB
ReportingType | 2015 | 2020 | 2025 | 2030 | 2035 | 2040
BM | 0 | 0 | 0 | 0 | 0 | 0
CC | 0 | 0 | 0 | 0 | 0 | 0
CSP | 0 | 0 | 0 | 0 | 0 | 0
CT | 0 | 0 | 0 | 0 | 0 | 0
Coal | 0 | 0 | 0 | 0 | 0 | 0
Geo | 0 | 0 | 0 | 0 | 0 | 0
H | 0 | 0 | 0 | 0 | 0 | 0
LFG | 0 | 0 | 0 | 0 | 0 | 0
Nuc | 0 | 0 | 0 | 0 | 0 | 0
PS | 0 | 0 | 0 | 0 | 0 | 0
PV | 0 | 0 | 0 | 0 | 0 | 0
PeakG | 0 | 0 | 0 | 0 | 0 | 0
PeakO | 0 | 0 | 0 | 0 | 0 | 0
ST | 0 | 0 | 0 | 0 | 0 | 0
STOG | 0 | 0 | 0 | 0 | 0 | 0
STWD | 0 | 0 | 0 | 0 | 0 | 0
WT | 0 | 0 | 0 | 0 | 0 | 0
IGCC | 0 | 0 | 0 | 0 | 0 | 0
DemandResponse | 0 | 0 | 0 | 0 | 0 | 0
IGCC-CCS | 0 | 0 | 0 | 0 | 0 | 0
WT_off | 0 | 0 | 0 | 0 | 0 | 0
PseudoUnit | 0 | 0 | 0 | 0 | 0 | 0
FixedInterchange | 0 | 0 | 0 | 0 | 0 | 0
Emission Cost by Reporting Type: BC
ReportingType | 2015 | 2020 | 2025 | 2030 | 2035 | 2040
BM | 0 | 0 | 0 | 0 | 0 | 0
CC | 0 | 0 | 0 | 0 | 0 | 0
CSP | 0 | 0 | 0 | 0 | 0 | 0
CT | 0 | 0 | 0 | 0 | 0 | 0
Coal | 0 | 0 | 0 | 0 | 0 | 0
Geo | 0 | 0 | 0 | 0 | 0 | 0
H | 0 | 0 | 0 | 0 | 0 | 0
LFG | 0 | 0 | 0 | 0 | 0 | 0
Nuc | 0 | 0 | 0 | 0 | 0 | 0
PS | 0 | 0 | 0 | 0 | 0 | 0
PV | 0 | 0 | 0 | 0 | 0 | 0
PeakG | 0 | 0 | 0 | 0 | 0 | 0
PeakO | 0 | 0 | 0 | 0 | 0 | 0
ST | 0 | 0 | 0 | 0 | 0 | 0
STOG | 0 | 0 | 0 | 0 | 0 | 0
STWD | 0 | 0 | 0 | 0 | 0 | 0
WT | 0 | 0 | 0 | 0 | 0 | 0
IGCC | 0 | 0 | 0 | 0 | 0 | 0
DemandResponse | 0 | 0 | 0 | 0 | 0 | 0
IGCC-CCS | 0 | 0 | 0 | 0 | 0 | 0
WT_off | 0 | 0 | 0 | 0 | 0 | 0
PseudoUnit | 0 | 0 | 0 | 0 | 0 | 0
FixedInterchange | 0 | 0 | 0 | 0 | 0 | 0
Emission Cost by Reporting Type: HQ_IESO
ReportingType | 2015 | 2020 | 2025 | 2030 | 2035 | 2040
BM | 0 | 0 | 0 | 0 | 0 | 0
CC | 0 | 0 | 0 | 0 | 0 | 0
CSP | 0 | 0 | 0 | 0 | 0 | 0
CT | 0 | 0 | 0 | 0 | 0 | 0
Coal | 0 | 0 | 0 | 0 | 0 | 0
Geo | 0 | 0 | 0 | 0 | 0 | 0
H | 0 | 0 | 0 | 0 | 0 | 0
LFG | 0 | 0 | 0 | 0 | 0 | 0
Nuc | 0 | 0 | 0 | 0 | 0 | 0
PS | 0 | 0 | 0 | 0 | 0 | 0
PV | 0 | 0 | 0 | 0 | 0 | 0
PeakG | 0 | 0 | 0 | 0 | 0 | 0
PeakO | 0 | 0 | 0 | 0 | 0 | 0
ST | 0 | 0 | 0 | 0 | 0 | 0
STOG | 0 | 0 | 0 | 0 | 0 | 0
STWD | 0 | 0 | 0 | 0 | 0 | 0
WT | 0 | 0 | 0 | 0 | 0 | 0
IGCC | 0 | 0 | 0 | 0 | 0 | 0
DemandResponse | 0 | 0 | 0 | 0 | 0 | 0
IGCC-CCS | 0 | 0 | 0 | 0 | 0 | 0
WT_off | 0 | 0 | 0 | 0 | 0 | 0
PseudoUnit | 0 | 0 | 0 | 0 | 0 | 0
FixedInterchange | 0 | 0 | 0 | 0 | 0 | 0
Emission Cost by Reporting Type: HQ_NEISO
ReportingType | 2015 | 2020 | 2025 | 2030 | 2035 | 2040
BM | 0 | 0 | 0 | 0 | 0 | 0
CC | 0 | 0 | 0 | 0 | 0 | 0
CSP | 0 | 0 | 0 | 0 | 0 | 0
CT | 0 | 0 | 0 | 0 | 0 | 0
Coal | 0 | 0 | 0 | 0 | 0 | 0
Geo | 0 | 0 | 0 | 0 | 0 | 0
H | 0 | 0 | 0 | 0 | 0 | 0
LFG | 0 | 0 | 0 | 0 | 0 | 0
Nuc | 0 | 0 | 0 | 0 | 0 | 0
PS | 0 | 0 | 0 | 0 | 0 | 0
PV | 0 | 0 | 0 | 0 | 0 | 0
PeakG | 0 | 0 | 0 | 0 | 0 | 0
PeakO | 0 | 0 | 0 | 0 | 0 | 0
ST | 0 | 0 | 0 | 0 | 0 | 0
STOG | 0 | 0 | 0 | 0 | 0 | 0
STWD | 0 | 0 | 0 | 0 | 0 | 0
WT | 0 | 0 | 0 | 0 | 0 | 0
IGCC | 0 | 0 | 0 | 0 | 0 | 0
DemandResponse | 0 | 0 | 0 | 0 | 0 | 0
IGCC-CCS | 0 | 0 | 0 | 0 | 0 | 0
WT_off | 0 | 0 | 0 | 0 | 0 | 0
PseudoUnit | 0 | 0 | 0 | 0 | 0 | 0
FixedInterchange | 0 | 0 | 0 | 0 | 0 | 0
Emission Cost by Reporting Type: HQ_NY
ReportingType | 2015 | 2020 | 2025 | 2030 | 2035 | 2040
BM | 0 | 0 | 0 | 0 | 0 | 0
CC | 0 | 0 | 0 | 0 | 0 | 0
CSP | 0 | 0 | 0 | 0 | 0 | 0
CT | 0 | 0 | 0 | 0 | 0 | 0
Coal | 0 | 0 | 0 | 0 | 0 | 0
Geo | 0 | 0 | 0 | 0 | 0 | 0
H | 0 | 0 | 0 | 0 | 0 | 0
LFG | 0 | 0 | 0 | 0 | 0 | 0
Nuc | 0 | 0 | 0 | 0 | 0 | 0
PS | 0 | 0 | 0 | 0 | 0 | 0
PV | 0 | 0 | 0 | 0 | 0 | 0
PeakG | 0 | 0 | 0 | 0 | 0 | 0
PeakO | 0 | 0 | 0 | 0 | 0 | 0
ST | 0 | 0 | 0 | 0 | 0 | 0
STOG | 0 | 0 | 0 | 0 | 0 | 0
STWD | 0 | 0 | 0 | 0 | 0 | 0
WT | 0 | 0 | 0 | 0 | 0 | 0
IGCC | 0 | 0 | 0 | 0 | 0 | 0
DemandResponse | 0 | 0 | 0 | 0 | 0 | 0
IGCC-CCS | 0 | 0 | 0 | 0 | 0 | 0
WT_off | 0 | 0 | 0 | 0 | 0 | 0
PseudoUnit | 0 | 0 | 0 | 0 | 0 | 0
FixedInterchange | 0 | 0 | 0 | 0 | 0 | 0
Emission Cost by Reporting Type: MARITIMES
ReportingType | 2015 | 2020 | 2025 | 2030 | 2035 | 2040
BM | 0 | 0 | 0 | 0 | 0 | 0
CC | 0 | 0 | 0 | 0 | 0 | 0
CSP | 0 | 0 | 0 | 0 | 0 | 0
CT | 0 | 0 | 0 | 0 | 0 | 0
Coal | 0 | 0 | 0 | 0 | 0 | 0
Geo | 0 | 0 | 0 | 0 | 0 | 0
H | 0 | 0 | 0 | 0 | 0 | 0
LFG | 0 | 0 | 0 | 0 | 0 | 0
Nuc | 0 | 0 | 0 | 0 | 0 | 0
PS | 0 | 0 | 0 | 0 | 0 | 0
PV | 0 | 0 | 0 | 0 | 0 | 0
PeakG | 0 | 0 | 0 | 0 | 0 | 0
PeakO | 0 | 0 | 0 | 0 | 0 | 0
ST | 0 | 0 | 0 | 0 | 0 | 0
STOG | 0 | 0 | 0 | 0 | 0 | 0
STWD | 0 | 0 | 0 | 0 | 0 | 0
WT | 0 | 0 | 0 | 0 | 0 | 0
IGCC | 0 | 0 | 0 | 0 | 0 | 0
DemandResponse | 0 | 0 | 0 | 0 | 0 | 0
IGCC-CCS | 0 | 0 | 0 | 0 | 0 | 0
WT_off | 0 | 0 | 0 | 0 | 0 | 0
PseudoUnit | 0 | 0 | 0 | 0 | 0 | 0
FixedInterchange | 0 | 0 | 0 | 0 | 0 | 0
Emission Cost by Reporting Type: All
ReportingType | 2015 | 2020 | 2025 | 2030 | 2035 | 2040
BM | 0 | 0 | 0 | 0 | 0 | 0
CC | 0 | 0 | 0 | 0 | 0 | 0
CSP | 0 | 0 | 0 | 0 | 0 | 0
CT | 0 | 0 | 0 | 0 | 0 | 0
Coal | 434.11 | 0 | 0 | 0 | 0 | 0
Geo | 0 | 0 | 0 | 0 | 0 | 0
H | 0 | 0 | 0 | 0 | 0 | 0
LFG | 0 | 0 | 0 | 0 | 0 | 0
Nuc | 0 | 0 | 0 | 0 | 0 | 0
PS | 0 | 0 | 0 | 0 | 0 | 0
PV | 0 | 0 | 0 | 0 | 0 | 0
PeakG | 0 | 0 | 0 | 0 | 0 | 0
PeakO | 0 | 0 | 0 | 0 | 0 | 0
ST | 0 | 0 | 0 | 0 | 0 | 0
STOG | 0 | 0 | 0 | 0 | 0 | 0
STWD | 0 | 0 | 0 | 0 | 0 | 0
WT | 0 | 0 | 0 | 0 | 0 | 0
IGCC | 0.2 | 0 | 0 | 0 | 0 | 0
DemandResponse | 0 | 0 | 0 | 0 | 0 | 0
IGCC-CCS | 0 | 0 | 0 | 0 | 0 | 0
WT_off | 0 | 0 | 0 | 0 | 0 | 0
PseudoUnit | 0 | 0 | 0 | 0 | 0 | 0
FixedInterchange | 0 | 0 | 0 | 0 | 0 | 0
Emission Cost by Reporting Type: EI_US
ReportingType | 2015 | 2020 | 2025 | 2030 | 2035 | 2040
BM | 0 | 0 | 0 | 0 | 0 | 0
CC | 0 | 0 | 0 | 0 | 0 | 0
CSP | 0 | 0 | 0 | 0 | 0 | 0
CT | 0 | 0 | 0 | 0 | 0 | 0
Coal | 408.32 | 0 | 0 | 0 | 0 | 0
Geo | 0 | 0 | 0 | 0 | 0 | 0
H | 0 | 0 | 0 | 0 | 0 | 0
LFG | 0 | 0 | 0 | 0 | 0 | 0
Nuc | 0 | 0 | 0 | 0 | 0 | 0
PS | 0 | 0 | 0 | 0 | 0 | 0
PV | 0 | 0 | 0 | 0 | 0 | 0
PeakG | 0 | 0 | 0 | 0 | 0 | 0
PeakO | 0 | 0 | 0 | 0 | 0 | 0
ST | 0 | 0 | 0 | 0 | 0 | 0
STOG | 0 | 0 | 0 | 0 | 0 | 0
STWD | 0 | 0 | 0 | 0 | 0 | 0
WT | 0 | 0 | 0 | 0 | 0 | 0
IGCC | 0.2 | 0 | 0 | 0 | 0 | 0
DemandResponse | 0 | 0 | 0 | 0 | 0 | 0
IGCC-CCS | 0 | 0 | 0 | 0 | 0 | 0
WT_off | 0 | 0 | 0 | 0 | 0 | 0
PseudoUnit | 0 | 0 | 0 | 0 | 0 | 0
FixedInterchange | 0 | 0 | 0 | 0 | 0 | 0
Emission Cost by Reporting Type: EI_Canada
ReportingType | 2015 | 2020 | 2025 | 2030 | 2035 | 2040
BM | 0 | 0 | 0 | 0 | 0 | 0
CC | 0 | 0 | 0 | 0 | 0 | 0
CSP | 0 | 0 | 0 | 0 | 0 | 0
CT | 0 | 0 | 0 | 0 | 0 | 0
Coal | 0 | 0 | 0 | 0 | 0 | 0
Geo | 0 | 0 | 0 | 0 | 0 | 0
H | 0 | 0 | 0 | 0 | 0 | 0
LFG | 0 | 0 | 0 | 0 | 0 | 0
Nuc | 0 | 0 | 0 | 0 | 0 | 0
PS | 0 | 0 | 0 | 0 | 0 | 0
PV | 0 | 0 | 0 | 0 | 0 | 0
PeakG | 0 | 0 | 0 | 0 | 0 | 0
PeakO | 0 | 0 | 0 | 0 | 0 | 0
ST | 0 | 0 | 0 | 0 | 0 | 0
STOG | 0 | 0 | 0 | 0 | 0 | 0
STWD | 0 | 0 | 0 | 0 | 0 | 0
WT | 0 | 0 | 0 | 0 | 0 | 0
IGCC | 0 | 0 | 0 | 0 | 0 | 0
DemandResponse | 0 | 0 | 0 | 0 | 0 | 0
IGCC-CCS | 0 | 0 | 0 | 0 | 0 | 0
WT_off | 0 | 0 | 0 | 0 | 0 | 0
PseudoUnit | 0 | 0 | 0 | 0 | 0 | 0
FixedInterchange | 0 | 0 | 0 | 0 | 0 | 0
Emission Cost by Reporting Type: EI
ReportingType | 2015 | 2020 | 2025 | 2030 | 2035 | 2040
BM | 0 | 0 | 0 | 0 | 0 | 0
CC | 0 | 0 | 0 | 0 | 0 | 0
CSP | 0 | 0 | 0 | 0 | 0 | 0
CT | 0 | 0 | 0 | 0 | 0 | 0
Coal | 408.32 | 0 | 0 | 0 | 0 | 0
Geo | 0 | 0 | 0 | 0 | 0 | 0
H | 0 | 0 | 0 | 0 | 0 | 0
LFG | 0 | 0 | 0 | 0 | 0 | 0
Nuc | 0 | 0 | 0 | 0 | 0 | 0
PS | 0 | 0 | 0 | 0 | 0 | 0
PV | 0 | 0 | 0 | 0 | 0 | 0
PeakG | 0 | 0 | 0 | 0 | 0 | 0
PeakO | 0 | 0 | 0 | 0 | 0 | 0
ST | 0 | 0 | 0 | 0 | 0 | 0
STOG | 0 | 0 | 0 | 0 | 0 | 0
STWD | 0 | 0 | 0 | 0 | 0 | 0
WT | 0 | 0 | 0 | 0 | 0 | 0
IGCC | 0.2 | 0 | 0 | 0 | 0 | 0
DemandResponse | 0 | 0 | 0 | 0 | 0 | 0
IGCC-CCS | 0 | 0 | 0 | 0 | 0 | 0
WT_off | 0 | 0 | 0 | 0 | 0 | 0
PseudoUnit | 0 | 0 | 0 | 0 | 0 | 0
FixedInterchange | 0 | 0 | 0 | 0 | 0 | 0
Emission Cost by Reporting Type: Outside_EI
ReportingType | 2015 | 2020 | 2025 | 2030 | 2035 | 2040
BM | 0 | 0 | 0 | 0 | 0 | 0
CC | 0 | 0 | 0 | 0 | 0 | 0
CSP | 0 | 0 | 0 | 0 | 0 | 0
CT | 0 | 0 | 0 | 0 | 0 | 0
Coal | 25.79 | 0 | 0 | 0 | 0 | 0
Geo | 0 | 0 | 0 | 0 | 0 | 0
H | 0 | 0 | 0 | 0 | 0 | 0
LFG | 0 | 0 | 0 | 0 | 0 | 0
Nuc | 0 | 0 | 0 | 0 | 0 | 0
PS | 0 | 0 | 0 | 0 | 0 | 0
PV | 0 | 0 | 0 | 0 | 0 | 0
PeakG | 0 | 0 | 0 | 0 | 0 | 0
PeakO | 0 | 0 | 0 | 0 | 0 | 0
ST | 0 | 0 | 0 | 0 | 0 | 0
STOG | 0 | 0 | 0 | 0 | 0 | 0
STWD | 0 | 0 | 0 | 0 | 0 | 0
WT | 0 | 0 | 0 | 0 | 0 | 0
IGCC | 0 | 0 | 0 | 0 | 0 | 0
DemandResponse | 0 | 0 | 0 | 0 | 0 | 0
IGCC-CCS | 0 | 0 | 0 | 0 | 0 | 0
WT_off | 0 | 0 | 0 | 0 | 0 | 0
PseudoUnit | 0 | 0 | 0 | 0 | 0 | 0
FixedInterchange | 0 | 0 | 0 | 0 | 0 | 0
==== Emission Program: CAIRNoxSeasonal : (NOx) ====
Emission Cost by Reporting Type: Entergy
ReportingType | 2015 | 2020 | 2025 | 2030 | 2035 | 2040
BM | 0 | 0 | 0 | 0 | 0 | 0
CC | 0 | 0 | 0 | 0 | 0 | 0
CSP | 0 | 0 | 0 | 0 | 0 | 0
CT | 0 | 0 | 0 | 0 | 0 | 0
Coal | 0 | 0 | 0 | 0 | 0 | 0
Geo | 0 | 0 | 0 | 0 | 0 | 0
H | 0 | 0 | 0 | 0 | 0 | 0
LFG | 0 | 0 | 0 | 0 | 0 | 0
Nuc | 0 | 0 | 0 | 0 | 0 | 0
PS | 0 | 0 | 0 | 0 | 0 | 0
PV | 0 | 0 | 0 | 0 | 0 | 0
PeakG | 0 | 0 | 0 | 0 | 0 | 0
PeakO | 0 | 0 | 0 | 0 | 0 | 0
ST | 0 | 0 | 0 | 0 | 0 | 0
STOG | 0 | 0 | 0 | 0 | 0 | 0
STWD | 0 | 0 | 0 | 0 | 0 | 0
WT | 0 | 0 | 0 | 0 | 0 | 0
IGCC | 0 | 0 | 0 | 0 | 0 | 0
DemandResponse | 0 | 0 | 0 | 0 | 0 | 0
IGCC-CCS | 0 | 0 | 0 | 0 | 0 | 0
WT_off | 0 | 0 | 0 | 0 | 0 | 0
PseudoUnit | 0 | 0 | 0 | 0 | 0 | 0
FixedInterchange | 0 | 0 | 0 | 0 | 0 | 0
Emission Cost by Reporting Type: FRCC
ReportingType | 2015 | 2020 | 2025 | 2030 | 2035 | 2040
BM | 0 | 0 | 0 | 0 | 0 | 0
CC | 0 | 0 | 0 | 0 | 0 | 0
CSP | 0 | 0 | 0 | 0 | 0 | 0
CT | 0 | 0 | 0 | 0 | 0 | 0
Coal | 0 | 0 | 0 | 0 | 0 | 0
Geo | 0 | 0 | 0 | 0 | 0 | 0
H | 0 | 0 | 0 | 0 | 0 | 0
LFG | 0 | 0 | 0 | 0 | 0 | 0
Nuc | 0 | 0 | 0 | 0 | 0 | 0
PS | 0 | 0 | 0 | 0 | 0 | 0
PV | 0 | 0 | 0 | 0 | 0 | 0
PeakG | 0 | 0 | 0 | 0 | 0 | 0
PeakO | 0 | 0 | 0 | 0 | 0 | 0
ST | 0 | 0 | 0 | 0 | 0 | 0
STOG | 0 | 0 | 0 | 0 | 0 | 0
STWD | 0 | 0 | 0 | 0 | 0 | 0
WT | 0 | 0 | 0 | 0 | 0 | 0
IGCC | 0 | 0 | 0 | 0 | 0 | 0
DemandResponse | 0 | 0 | 0 | 0 | 0 | 0
IGCC-CCS | 0 | 0 | 0 | 0 | 0 | 0
WT_off | 0 | 0 | 0 | 0 | 0 | 0
PseudoUnit | 0 | 0 | 0 | 0 | 0 | 0
FixedInterchange | 0 | 0 | 0 | 0 | 0 | 0
Emission Cost by Reporting Type: MAPP_US
ReportingType | 2015 | 2020 | 2025 | 2030 | 2035 | 2040
BM | 0 | 0 | 0 | 0 | 0 | 0
CC | 0 | 0 | 0 | 0 | 0 | 0
CSP | 0 | 0 | 0 | 0 | 0 | 0
CT | 0 | 0 | 0 | 0 | 0 | 0
Coal | 0 | 0 | 0 | 0 | 0 | 0
Geo | 0 | 0 | 0 | 0 | 0 | 0
H | 0 | 0 | 0 | 0 | 0 | 0
LFG | 0 | 0 | 0 | 0 | 0 | 0
Nuc | 0 | 0 | 0 | 0 | 0 | 0
PS | 0 | 0 | 0 | 0 | 0 | 0
PV | 0 | 0 | 0 | 0 | 0 | 0
PeakG | 0 | 0 | 0 | 0 | 0 | 0
PeakO | 0 | 0 | 0 | 0 | 0 | 0
ST | 0 | 0 | 0 | 0 | 0 | 0
STOG | 0 | 0 | 0 | 0 | 0 | 0
STWD | 0 | 0 | 0 | 0 | 0 | 0
WT | 0 | 0 | 0 | 0 | 0 | 0
IGCC | 0 | 0 | 0 | 0 | 0 | 0
DemandResponse | 0 | 0 | 0 | 0 | 0 | 0
IGCC-CCS | 0 | 0 | 0 | 0 | 0 | 0
WT_off | 0 | 0 | 0 | 0 | 0 | 0
PseudoUnit | 0 | 0 | 0 | 0 | 0 | 0
FixedInterchange | 0 | 0 | 0 | 0 | 0 | 0
Emission Cost by Reporting Type: MISO_IN
ReportingType | 2015 | 2020 | 2025 | 2030 | 2035 | 2040
BM | 0 | 0 | 0 | 0 | 0 | 0
CC | 0 | 0 | 0 | 0 | 0 | 0
CSP | 0 | 0 | 0 | 0 | 0 | 0
CT | 0 | 0 | 0 | 0 | 0 | 0
Coal | 0 | 0 | 0 | 0 | 0 | 0
Geo | 0 | 0 | 0 | 0 | 0 | 0
H | 0 | 0 | 0 | 0 | 0 | 0
LFG | 0 | 0 | 0 | 0 | 0 | 0
Nuc | 0 | 0 | 0 | 0 | 0 | 0
PS | 0 | 0 | 0 | 0 | 0 | 0
PV | 0 | 0 | 0 | 0 | 0 | 0
PeakG | 0 | 0 | 0 | 0 | 0 | 0
PeakO | 0 | 0 | 0 | 0 | 0 | 0
ST | 0 | 0 | 0 | 0 | 0 | 0
STOG | 0 | 0 | 0 | 0 | 0 | 0
STWD | 0 | 0 | 0 | 0 | 0 | 0
WT | 0 | 0 | 0 | 0 | 0 | 0
IGCC | 0 | 0 | 0 | 0 | 0 | 0
DemandResponse | 0 | 0 | 0 | 0 | 0 | 0
IGCC-CCS | 0 | 0 | 0 | 0 | 0 | 0
WT_off | 0 | 0 | 0 | 0 | 0 | 0
PseudoUnit | 0 | 0 | 0 | 0 | 0 | 0
FixedInterchange | 0 | 0 | 0 | 0 | 0 | 0
Emission Cost by Reporting Type: MISO_MI
ReportingType | 2015 | 2020 | 2025 | 2030 | 2035 | 2040
BM | 0 | 0 | 0 | 0 | 0 | 0
CC | 0 | 0 | 0 | 0 | 0 | 0
CSP | 0 | 0 | 0 | 0 | 0 | 0
CT | 0 | 0 | 0 | 0 | 0 | 0
Coal | 0 | 0 | 0 | 0 | 0 | 0
Geo | 0 | 0 | 0 | 0 | 0 | 0
H | 0 | 0 | 0 | 0 | 0 | 0
LFG | 0 | 0 | 0 | 0 | 0 | 0
Nuc | 0 | 0 | 0 | 0 | 0 | 0
PS | 0 | 0 | 0 | 0 | 0 | 0
PV | 0 | 0 | 0 | 0 | 0 | 0
PeakG | 0 | 0 | 0 | 0 | 0 | 0
PeakO | 0 | 0 | 0 | 0 | 0 | 0
ST | 0 | 0 | 0 | 0 | 0 | 0
STOG | 0 | 0 | 0 | 0 | 0 | 0
STWD | 0 | 0 | 0 | 0 | 0 | 0
WT | 0 | 0 | 0 | 0 | 0 | 0
IGCC | 0 | 0 | 0 | 0 | 0 | 0
DemandResponse | 0 | 0 | 0 | 0 | 0 | 0
IGCC-CCS | 0 | 0 | 0 | 0 | 0 | 0
WT_off | 0 | 0 | 0 | 0 | 0 | 0
PseudoUnit | 0 | 0 | 0 | 0 | 0 | 0
FixedInterchange | 0 | 0 | 0 | 0 | 0 | 0
Emission Cost by Reporting Type: MISO_MO-IL
ReportingType | 2015 | 2020 | 2025 | 2030 | 2035 | 2040
BM | 0 | 0 | 0 | 0 | 0 | 0
CC | 0 | 0 | 0 | 0 | 0 | 0
CSP | 0 | 0 | 0 | 0 | 0 | 0
CT | 0 | 0 | 0 | 0 | 0 | 0
Coal | 0 | 0 | 0 | 0 | 0 | 0
Geo | 0 | 0 | 0 | 0 | 0 | 0
H | 0 | 0 | 0 | 0 | 0 | 0
LFG | 0 | 0 | 0 | 0 | 0 | 0
Nuc | 0 | 0 | 0 | 0 | 0 | 0
PS | 0 | 0 | 0 | 0 | 0 | 0
PV | 0 | 0 | 0 | 0 | 0 | 0
PeakG | 0 | 0 | 0 | 0 | 0 | 0
PeakO | 0 | 0 | 0 | 0 | 0 | 0
ST | 0 | 0 | 0 | 0 | 0 | 0
STOG | 0 | 0 | 0 | 0 | 0 | 0
STWD | 0 | 0 | 0 | 0 | 0 | 0
WT | 0 | 0 | 0 | 0 | 0 | 0
IGCC | 0 | 0 | 0 | 0 | 0 | 0
DemandResponse | 0 | 0 | 0 | 0 | 0 | 0
IGCC-CCS | 0 | 0 | 0 | 0 | 0 | 0
WT_off | 0 | 0 | 0 | 0 | 0 | 0
PseudoUnit | 0 | 0 | 0 | 0 | 0 | 0
FixedInterchange | 0 | 0 | 0 | 0 | 0 | 0
Emission Cost by Reporting Type: MISO_W
ReportingType | 2015 | 2020 | 2025 | 2030 | 2035 | 2040
BM | 0 | 0 | 0 | 0 | 0 | 0
CC | 0 | 0 | 0 | 0 | 0 | 0
CSP | 0 | 0 | 0 | 0 | 0 | 0
CT | 0 | 0 | 0 | 0 | 0 | 0
Coal | 0 | 0 | 0 | 0 | 0 | 0
Geo | 0 | 0 | 0 | 0 | 0 | 0
H | 0 | 0 | 0 | 0 | 0 | 0
LFG | 0 | 0 | 0 | 0 | 0 | 0
Nuc | 0 | 0 | 0 | 0 | 0 | 0
PS | 0 | 0 | 0 | 0 | 0 | 0
PV | 0 | 0 | 0 | 0 | 0 | 0
PeakG | 0 | 0 | 0 | 0 | 0 | 0
PeakO | 0 | 0 | 0 | 0 | 0 | 0
ST | 0 | 0 | 0 | 0 | 0 | 0
STOG | 0 | 0 | 0 | 0 | 0 | 0
STWD | 0 | 0 | 0 | 0 | 0 | 0
WT | 0 | 0 | 0 | 0 | 0 | 0
IGCC | 0 | 0 | 0 | 0 | 0 | 0
DemandResponse | 0 | 0 | 0 | 0 | 0 | 0
IGCC-CCS | 0 | 0 | 0 | 0 | 0 | 0
WT_off | 0 | 0 | 0 | 0 | 0 | 0
PseudoUnit | 0 | 0 | 0 | 0 | 0 | 0
FixedInterchange | 0 | 0 | 0 | 0 | 0 | 0
Emission Cost by Reporting Type: MISO_WUMS
ReportingType | 2015 | 2020 | 2025 | 2030 | 2035 | 2040
BM | 0 | 0 | 0 | 0 | 0 | 0
CC | 0 | 0 | 0 | 0 | 0 | 0
CSP | 0 | 0 | 0 | 0 | 0 | 0
CT | 0 | 0 | 0 | 0 | 0 | 0
Coal | 0 | 0 | 0 | 0 | 0 | 0
Geo | 0 | 0 | 0 | 0 | 0 | 0
H | 0 | 0 | 0 | 0 | 0 | 0
LFG | 0 | 0 | 0 | 0 | 0 | 0
Nuc | 0 | 0 | 0 | 0 | 0 | 0
PS | 0 | 0 | 0 | 0 | 0 | 0
PV | 0 | 0 | 0 | 0 | 0 | 0
PeakG | 0 | 0 | 0 | 0 | 0 | 0
PeakO | 0 | 0 | 0 | 0 | 0 | 0
ST | 0 | 0 | 0 | 0 | 0 | 0
STOG | 0 | 0 | 0 | 0 | 0 | 0
STWD | 0 | 0 | 0 | 0 | 0 | 0
WT | 0 | 0 | 0 | 0 | 0 | 0
IGCC | 0 | 0 | 0 | 0 | 0 | 0
DemandResponse | 0 | 0 | 0 | 0 | 0 | 0
IGCC-CCS | 0 | 0 | 0 | 0 | 0 | 0
WT_off | 0 | 0 | 0 | 0 | 0 | 0
PseudoUnit | 0 | 0 | 0 | 0 | 0 | 0
FixedInterchange | 0 | 0 | 0 | 0 | 0 | 0
Emission Cost by Reporting Type: Nebraska
ReportingType | 2015 | 2020 | 2025 | 2030 | 2035 | 2040
BM | 0 | 0 | 0 | 0 | 0 | 0
CC | 0 | 0 | 0 | 0 | 0 | 0
CSP | 0 | 0 | 0 | 0 | 0 | 0
CT | 0 | 0 | 0 | 0 | 0 | 0
Coal | 0 | 0 | 0 | 0 | 0 | 0
Geo | 0 | 0 | 0 | 0 | 0 | 0
H | 0 | 0 | 0 | 0 | 0 | 0
LFG | 0 | 0 | 0 | 0 | 0 | 0
Nuc | 0 | 0 | 0 | 0 | 0 | 0
PS | 0 | 0 | 0 | 0 | 0 | 0
PV | 0 | 0 | 0 | 0 | 0 | 0
PeakG | 0 | 0 | 0 | 0 | 0 | 0
PeakO | 0 | 0 | 0 | 0 | 0 | 0
ST | 0 | 0 | 0 | 0 | 0 | 0
STOG | 0 | 0 | 0 | 0 | 0 | 0
STWD | 0 | 0 | 0 | 0 | 0 | 0
WT | 0 | 0 | 0 | 0 | 0 | 0
IGCC | 0 | 0 | 0 | 0 | 0 | 0
DemandResponse | 0 | 0 | 0 | 0 | 0 | 0
IGCC-CCS | 0 | 0 | 0 | 0 | 0 | 0
WT_off | 0 | 0 | 0 | 0 | 0 | 0
PseudoUnit | 0 | 0 | 0 | 0 | 0 | 0
FixedInterchange | 0 | 0 | 0 | 0 | 0 | 0
Emission Cost by Reporting Type: NEISO
ReportingType | 2015 | 2020 | 2025 | 2030 | 2035 | 2040
BM | 0 | 0 | 0 | 0 | 0 | 0
CC | 0 | 0 | 0 | 0 | 0 | 0
CSP | 0 | 0 | 0 | 0 | 0 | 0
CT | 0 | 0 | 0 | 0 | 0 | 0
Coal | 0 | 0 | 0 | 0 | 0 | 0
Geo | 0 | 0 | 0 | 0 | 0 | 0
H | 0 | 0 | 0 | 0 | 0 | 0
LFG | 0 | 0 | 0 | 0 | 0 | 0
Nuc | 0 | 0 | 0 | 0 | 0 | 0
PS | 0 | 0 | 0 | 0 | 0 | 0
PV | 0 | 0 | 0 | 0 | 0 | 0
PeakG | 0 | 0 | 0 | 0 | 0 | 0
PeakO | 0 | 0 | 0 | 0 | 0 | 0
ST | 0 | 0 | 0 | 0 | 0 | 0
STOG | 0 | 0 | 0 | 0 | 0 | 0
STWD | 0 | 0 | 0 | 0 | 0 | 0
WT | 0 | 0 | 0 | 0 | 0 | 0
IGCC | 0 | 0 | 0 | 0 | 0 | 0
DemandResponse | 0 | 0 | 0 | 0 | 0 | 0
IGCC-CCS | 0 | 0 | 0 | 0 | 0 | 0
WT_off | 0 | 0 | 0 | 0 | 0 | 0
PseudoUnit | 0 | 0 | 0 | 0 | 0 | 0
FixedInterchange | 0 | 0 | 0 | 0 | 0 | 0
Emission Cost by Reporting Type: NonRTO_Midwest
ReportingType | 2015 | 2020 | 2025 | 2030 | 2035 | 2040
BM | 0 | 0 | 0 | 0 | 0 | 0
CC | 0 | 0 | 0 | 0 | 0 | 0
CSP | 0 | 0 | 0 | 0 | 0 | 0
CT | 0 | 0 | 0 | 0 | 0 | 0
Coal | 0 | 0 | 0 | 0 | 0 | 0
Geo | 0 | 0 | 0 | 0 | 0 | 0
H | 0 | 0 | 0 | 0 | 0 | 0
LFG | 0 | 0 | 0 | 0 | 0 | 0
Nuc | 0 | 0 | 0 | 0 | 0 | 0
PS | 0 | 0 | 0 | 0 | 0 | 0
PV | 0 | 0 | 0 | 0 | 0 | 0
PeakG | 0 | 0 | 0 | 0 | 0 | 0
PeakO | 0 | 0 | 0 | 0 | 0 | 0
ST | 0 | 0 | 0 | 0 | 0 | 0
STOG | 0 | 0 | 0 | 0 | 0 | 0
STWD | 0 | 0 | 0 | 0 | 0 | 0
WT | 0 | 0 | 0 | 0 | 0 | 0
IGCC | 0 | 0 | 0 | 0 | 0 | 0
DemandResponse | 0 | 0 | 0 | 0 | 0 | 0
IGCC-CCS | 0 | 0 | 0 | 0 | 0 | 0
WT_off | 0 | 0 | 0 | 0 | 0 | 0
PseudoUnit | 0 | 0 | 0 | 0 | 0 | 0
FixedInterchange | 0 | 0 | 0 | 0 | 0 | 0
Emission Cost by Reporting Type: NYISO_A-F
ReportingType | 2015 | 2020 | 2025 | 2030 | 2035 | 2040
BM | 0 | 0 | 0 | 0 | 0 | 0
CC | 0 | 0 | 0 | 0 | 0 | 0
CSP | 0 | 0 | 0 | 0 | 0 | 0
CT | 0 | 0 | 0 | 0 | 0 | 0
Coal | 0 | 0 | 0 | 0 | 0 | 0
Geo | 0 | 0 | 0 | 0 | 0 | 0
H | 0 | 0 | 0 | 0 | 0 | 0
LFG | 0 | 0 | 0 | 0 | 0 | 0
Nuc | 0 | 0 | 0 | 0 | 0 | 0
PS | 0 | 0 | 0 | 0 | 0 | 0
PV | 0 | 0 | 0 | 0 | 0 | 0
PeakG | 0 | 0 | 0 | 0 | 0 | 0
PeakO | 0 | 0 | 0 | 0 | 0 | 0
ST | 0 | 0 | 0 | 0 | 0 | 0
STOG | 0 | 0 | 0 | 0 | 0 | 0
STWD | 0 | 0 | 0 | 0 | 0 | 0
WT | 0 | 0 | 0 | 0 | 0 | 0
IGCC | 0 | 0 | 0 | 0 | 0 | 0
DemandResponse | 0 | 0 | 0 | 0 | 0 | 0
IGCC-CCS | 0 | 0 | 0 | 0 | 0 | 0
WT_off | 0 | 0 | 0 | 0 | 0 | 0
PseudoUnit | 0 | 0 | 0 | 0 | 0 | 0
FixedInterchange | 0 | 0 | 0 | 0 | 0 | 0
Emission Cost by Reporting Type: NYISO_G-I
ReportingType | 2015 | 2020 | 2025 | 2030 | 2035 | 2040
BM | 0 | 0 | 0 | 0 | 0 | 0
CC | 0 | 0 | 0 | 0 | 0 | 0
CSP | 0 | 0 | 0 | 0 | 0 | 0
CT | 0 | 0 | 0 | 0 | 0 | 0
Coal | 0 | 0 | 0 | 0 | 0 | 0
Geo | 0 | 0 | 0 | 0 | 0 | 0
H | 0 | 0 | 0 | 0 | 0 | 0
LFG | 0 | 0 | 0 | 0 | 0 | 0
Nuc | 0 | 0 | 0 | 0 | 0 | 0
PS | 0 | 0 | 0 | 0 | 0 | 0
PV | 0 | 0 | 0 | 0 | 0 | 0
PeakG | 0 | 0 | 0 | 0 | 0 | 0
PeakO | 0 | 0 | 0 | 0 | 0 | 0
ST | 0 | 0 | 0 | 0 | 0 | 0
STOG | 0 | 0 | 0 | 0 | 0 | 0
STWD | 0 | 0 | 0 | 0 | 0 | 0
WT | 0 | 0 | 0 | 0 | 0 | 0
IGCC | 0 | 0 | 0 | 0 | 0 | 0
DemandResponse | 0 | 0 | 0 | 0 | 0 | 0
IGCC-CCS | 0 | 0 | 0 | 0 | 0 | 0
WT_off | 0 | 0 | 0 | 0 | 0 | 0
PseudoUnit | 0 | 0 | 0 | 0 | 0 | 0
FixedInterchange | 0 | 0 | 0 | 0 | 0 | 0
Emission Cost by Reporting Type: NYISO_J-K
ReportingType | 2015 | 2020 | 2025 | 2030 | 2035 | 2040
BM | 0 | 0 | 0 | 0 | 0 | 0
CC | 0 | 0 | 0 | 0 | 0 | 0
CSP | 0 | 0 | 0 | 0 | 0 | 0
CT | 0 | 0 | 0 | 0 | 0 | 0
Coal | 0 | 0 | 0 | 0 | 0 | 0
Geo | 0 | 0 | 0 | 0 | 0 | 0
H | 0 | 0 | 0 | 0 | 0 | 0
LFG | 0 | 0 | 0 | 0 | 0 | 0
Nuc | 0 | 0 | 0 | 0 | 0 | 0
PS | 0 | 0 | 0 | 0 | 0 | 0
PV | 0 | 0 | 0 | 0 | 0 | 0
PeakG | 0 | 0 | 0 | 0 | 0 | 0
PeakO | 0 | 0 | 0 | 0 | 0 | 0
ST | 0 | 0 | 0 | 0 | 0 | 0
STOG | 0 | 0 | 0 | 0 | 0 | 0
STWD | 0 | 0 | 0 | 0 | 0 | 0
WT | 0 | 0 | 0 | 0 | 0 | 0
IGCC | 0 | 0 | 0 | 0 | 0 | 0
DemandResponse | 0 | 0 | 0 | 0 | 0 | 0
IGCC-CCS | 0 | 0 | 0 | 0 | 0 | 0
WT_off | 0 | 0 | 0 | 0 | 0 | 0
PseudoUnit | 0 | 0 | 0 | 0 | 0 | 0
FixedInterchange | 0 | 0 | 0 | 0 | 0 | 0
Emission Cost by Reporting Type: PJM_E
ReportingType | 2015 | 2020 | 2025 | 2030 | 2035 | 2040
BM | 0 | 0 | 0 | 0 | 0 | 0
CC | 0 | 0 | 0 | 0 | 0 | 0
CSP | 0 | 0 | 0 | 0 | 0 | 0
CT | 0 | 0 | 0 | 0 | 0 | 0
Coal | 0 | 0 | 0 | 0 | 0 | 0
Geo | 0 | 0 | 0 | 0 | 0 | 0
H | 0 | 0 | 0 | 0 | 0 | 0
LFG | 0 | 0 | 0 | 0 | 0 | 0
Nuc | 0 | 0 | 0 | 0 | 0 | 0
PS | 0 | 0 | 0 | 0 | 0 | 0
PV | 0 | 0 | 0 | 0 | 0 | 0
PeakG | 0 | 0 | 0 | 0 | 0 | 0
PeakO | 0 | 0 | 0 | 0 | 0 | 0
ST | 0 | 0 | 0 | 0 | 0 | 0
STOG | 0 | 0 | 0 | 0 | 0 | 0
STWD | 0 | 0 | 0 | 0 | 0 | 0
WT | 0 | 0 | 0 | 0 | 0 | 0
IGCC | 0 | 0 | 0 | 0 | 0 | 0
DemandResponse | 0 | 0 | 0 | 0 | 0 | 0
IGCC-CCS | 0 | 0 | 0 | 0 | 0 | 0
WT_off | 0 | 0 | 0 | 0 | 0 | 0
PseudoUnit | 0 | 0 | 0 | 0 | 0 | 0
FixedInterchange | 0 | 0 | 0 | 0 | 0 | 0
Emission Cost by Reporting Type: PJM_ROM
ReportingType | 2015 | 2020 | 2025 | 2030 | 2035 | 2040
BM | 0 | 0 | 0 | 0 | 0 | 0
CC | 0 | 0 | 0 | 0 | 0 | 0
CSP | 0 | 0 | 0 | 0 | 0 | 0
CT | 0 | 0 | 0 | 0 | 0 | 0
Coal | 0 | 0 | 0 | 0 | 0 | 0
Geo | 0 | 0 | 0 | 0 | 0 | 0
H | 0 | 0 | 0 | 0 | 0 | 0
LFG | 0 | 0 | 0 | 0 | 0 | 0
Nuc | 0 | 0 | 0 | 0 | 0 | 0
PS | 0 | 0 | 0 | 0 | 0 | 0
PV | 0 | 0 | 0 | 0 | 0 | 0
PeakG | 0 | 0 | 0 | 0 | 0 | 0
PeakO | 0 | 0 | 0 | 0 | 0 | 0
ST | 0 | 0 | 0 | 0 | 0 | 0
STOG | 0 | 0 | 0 | 0 | 0 | 0
STWD | 0 | 0 | 0 | 0 | 0 | 0
WT | 0 | 0 | 0 | 0 | 0 | 0
IGCC | 0 | 0 | 0 | 0 | 0 | 0
DemandResponse | 0 | 0 | 0 | 0 | 0 | 0
IGCC-CCS | 0 | 0 | 0 | 0 | 0 | 0
WT_off | 0 | 0 | 0 | 0 | 0 | 0
PseudoUnit | 0 | 0 | 0 | 0 | 0 | 0
FixedInterchange | 0 | 0 | 0 | 0 | 0 | 0
Emission Cost by Reporting Type: PJM_ROR
ReportingType | 2015 | 2020 | 2025 | 2030 | 2035 | 2040
BM | 0 | 0 | 0 | 0 | 0 | 0
CC | 0 | 0 | 0 | 0 | 0 | 0
CSP | 0 | 0 | 0 | 0 | 0 | 0
CT | 0 | 0 | 0 | 0 | 0 | 0
Coal | 0 | 0 | 0 | 0 | 0 | 0
Geo | 0 | 0 | 0 | 0 | 0 | 0
H | 0 | 0 | 0 | 0 | 0 | 0
LFG | 0 | 0 | 0 | 0 | 0 | 0
Nuc | 0 | 0 | 0 | 0 | 0 | 0
PS | 0 | 0 | 0 | 0 | 0 | 0
PV | 0 | 0 | 0 | 0 | 0 | 0
PeakG | 0 | 0 | 0 | 0 | 0 | 0
PeakO | 0 | 0 | 0 | 0 | 0 | 0
ST | 0 | 0 | 0 | 0 | 0 | 0
STOG | 0 | 0 | 0 | 0 | 0 | 0
STWD | 0 | 0 | 0 | 0 | 0 | 0
WT | 0 | 0 | 0 | 0 | 0 | 0
IGCC | 0 | 0 | 0 | 0 | 0 | 0
DemandResponse | 0 | 0 | 0 | 0 | 0 | 0
IGCC-CCS | 0 | 0 | 0 | 0 | 0 | 0
WT_off | 0 | 0 | 0 | 0 | 0 | 0
PseudoUnit | 0 | 0 | 0 | 0 | 0 | 0
FixedInterchange | 0 | 0 | 0 | 0 | 0 | 0
Emission Cost by Reporting Type: SOCO
ReportingType | 2015 | 2020 | 2025 | 2030 | 2035 | 2040
BM | 0 | 0 | 0 | 0 | 0 | 0
CC | 0 | 0 | 0 | 0 | 0 | 0
CSP | 0 | 0 | 0 | 0 | 0 | 0
CT | 0 | 0 | 0 | 0 | 0 | 0
Coal | 0 | 0 | 0 | 0 | 0 | 0
Geo | 0 | 0 | 0 | 0 | 0 | 0
H | 0 | 0 | 0 | 0 | 0 | 0
LFG | 0 | 0 | 0 | 0 | 0 | 0
Nuc | 0 | 0 | 0 | 0 | 0 | 0
PS | 0 | 0 | 0 | 0 | 0 | 0
PV | 0 | 0 | 0 | 0 | 0 | 0
PeakG | 0 | 0 | 0 | 0 | 0 | 0
PeakO | 0 | 0 | 0 | 0 | 0 | 0
ST | 0 | 0 | 0 | 0 | 0 | 0
STOG | 0 | 0 | 0 | 0 | 0 | 0
STWD | 0 | 0 | 0 | 0 | 0 | 0
WT | 0 | 0 | 0 | 0 | 0 | 0
IGCC | 0 | 0 | 0 | 0 | 0 | 0
DemandResponse | 0 | 0 | 0 | 0 | 0 | 0
IGCC-CCS | 0 | 0 | 0 | 0 | 0 | 0
WT_off | 0 | 0 | 0 | 0 | 0 | 0
PseudoUnit | 0 | 0 | 0 | 0 | 0 | 0
FixedInterchange | 0 | 0 | 0 | 0 | 0 | 0
Emission Cost by Reporting Type: SPP_N
ReportingType | 2015 | 2020 | 2025 | 2030 | 2035 | 2040
BM | 0 | 0 | 0 | 0 | 0 | 0
CC | 0 | 0 | 0 | 0 | 0 | 0
CSP | 0 | 0 | 0 | 0 | 0 | 0
CT | 0 | 0 | 0 | 0 | 0 | 0
Coal | 0 | 0 | 0 | 0 | 0 | 0
Geo | 0 | 0 | 0 | 0 | 0 | 0
H | 0 | 0 | 0 | 0 | 0 | 0
LFG | 0 | 0 | 0 | 0 | 0 | 0
Nuc | 0 | 0 | 0 | 0 | 0 | 0
PS | 0 | 0 | 0 | 0 | 0 | 0
PV | 0 | 0 | 0 | 0 | 0 | 0
PeakG | 0 | 0 | 0 | 0 | 0 | 0
PeakO | 0 | 0 | 0 | 0 | 0 | 0
ST | 0 | 0 | 0 | 0 | 0 | 0
STOG | 0 | 0 | 0 | 0 | 0 | 0
STWD | 0 | 0 | 0 | 0 | 0 | 0
WT | 0 | 0 | 0 | 0 | 0 | 0
IGCC | 0 | 0 | 0 | 0 | 0 | 0
DemandResponse | 0 | 0 | 0 | 0 | 0 | 0
IGCC-CCS | 0 | 0 | 0 | 0 | 0 | 0
WT_off | 0 | 0 | 0 | 0 | 0 | 0
PseudoUnit | 0 | 0 | 0 | 0 | 0 | 0
FixedInterchange | 0 | 0 | 0 | 0 | 0 | 0
Emission Cost by Reporting Type: SPP_S
ReportingType | 2015 | 2020 | 2025 | 2030 | 2035 | 2040
BM | 0 | 0 | 0 | 0 | 0 | 0
CC | 0 | 0 | 0 | 0 | 0 | 0
CSP | 0 | 0 | 0 | 0 | 0 | 0
CT | 0 | 0 | 0 | 0 | 0 | 0
Coal | 0 | 0 | 0 | 0 | 0 | 0
Geo | 0 | 0 | 0 | 0 | 0 | 0
H | 0 | 0 | 0 | 0 | 0 | 0
LFG | 0 | 0 | 0 | 0 | 0 | 0
Nuc | 0 | 0 | 0 | 0 | 0 | 0
PS | 0 | 0 | 0 | 0 | 0 | 0
PV | 0 | 0 | 0 | 0 | 0 | 0
PeakG | 0 | 0 | 0 | 0 | 0 | 0
PeakO | 0 | 0 | 0 | 0 | 0 | 0
ST | 0 | 0 | 0 | 0 | 0 | 0
STOG | 0 | 0 | 0 | 0 | 0 | 0
STWD | 0 | 0 | 0 | 0 | 0 | 0
WT | 0 | 0 | 0 | 0 | 0 | 0
IGCC | 0 | 0 | 0 | 0 | 0 | 0
DemandResponse | 0 | 0 | 0 | 0 | 0 | 0
IGCC-CCS | 0 | 0 | 0 | 0 | 0 | 0
WT_off | 0 | 0 | 0 | 0 | 0 | 0
PseudoUnit | 0 | 0 | 0 | 0 | 0 | 0
FixedInterchange | 0 | 0 | 0 | 0 | 0 | 0
Emission Cost by Reporting Type: TVA
ReportingType | 2015 | 2020 | 2025 | 2030 | 2035 | 2040
BM | 0 | 0 | 0 | 0 | 0 | 0
CC | 0 | 0 | 0 | 0 | 0 | 0
CSP | 0 | 0 | 0 | 0 | 0 | 0
CT | 0 | 0 | 0 | 0 | 0 | 0
Coal | 0 | 0 | 0 | 0 | 0 | 0
Geo | 0 | 0 | 0 | 0 | 0 | 0
H | 0 | 0 | 0 | 0 | 0 | 0
LFG | 0 | 0 | 0 | 0 | 0 | 0
Nuc | 0 | 0 | 0 | 0 | 0 | 0
PS | 0 | 0 | 0 | 0 | 0 | 0
PV | 0 | 0 | 0 | 0 | 0 | 0
PeakG | 0 | 0 | 0 | 0 | 0 | 0
PeakO | 0 | 0 | 0 | 0 | 0 | 0
ST | 0 | 0 | 0 | 0 | 0 | 0
STOG | 0 | 0 | 0 | 0 | 0 | 0
STWD | 0 | 0 | 0 | 0 | 0 | 0
WT | 0 | 0 | 0 | 0 | 0 | 0
IGCC | 0 | 0 | 0 | 0 | 0 | 0
DemandResponse | 0 | 0 | 0 | 0 | 0 | 0
IGCC-CCS | 0 | 0 | 0 | 0 | 0 | 0
WT_off | 0 | 0 | 0 | 0 | 0 | 0
PseudoUnit | 0 | 0 | 0 | 0 | 0 | 0
FixedInterchange | 0 | 0 | 0 | 0 | 0 | 0
Emission Cost by Reporting Type: TVA_Transmission
ReportingType | 2015 | 2020 | 2025 | 2030 | 2035 | 2040
BM | 0 | 0 | 0 | 0 | 0 | 0
CC | 0 | 0 | 0 | 0 | 0 | 0
CSP | 0 | 0 | 0 | 0 | 0 | 0
CT | 0 | 0 | 0 | 0 | 0 | 0
Coal | 0 | 0 | 0 | 0 | 0 | 0
Geo | 0 | 0 | 0 | 0 | 0 | 0
H | 0 | 0 | 0 | 0 | 0 | 0
LFG | 0 | 0 | 0 | 0 | 0 | 0
Nuc | 0 | 0 | 0 | 0 | 0 | 0
PS | 0 | 0 | 0 | 0 | 0 | 0
PV | 0 | 0 | 0 | 0 | 0 | 0
PeakG | 0 | 0 | 0 | 0 | 0 | 0
PeakO | 0 | 0 | 0 | 0 | 0 | 0
ST | 0 | 0 | 0 | 0 | 0 | 0
STOG | 0 | 0 | 0 | 0 | 0 | 0
STWD | 0 | 0 | 0 | 0 | 0 | 0
WT | 0 | 0 | 0 | 0 | 0 | 0
IGCC | 0 | 0 | 0 | 0 | 0 | 0
DemandResponse | 0 | 0 | 0 | 0 | 0 | 0
IGCC-CCS | 0 | 0 | 0 | 0 | 0 | 0
WT_off | 0 | 0 | 0 | 0 | 0 | 0
PseudoUnit | 0 | 0 | 0 | 0 | 0 | 0
FixedInterchange | 0 | 0 | 0 | 0 | 0 | 0
Emission Cost by Reporting Type: VACAR
ReportingType | 2015 | 2020 | 2025 | 2030 | 2035 | 2040
BM | 0 | 0 | 0 | 0 | 0 | 0
CC | 0 | 0 | 0 | 0 | 0 | 0
CSP | 0 | 0 | 0 | 0 | 0 | 0
CT | 0 | 0 | 0 | 0 | 0 | 0
Coal | 0 | 0 | 0 | 0 | 0 | 0
Geo | 0 | 0 | 0 | 0 | 0 | 0
H | 0 | 0 | 0 | 0 | 0 | 0
LFG | 0 | 0 | 0 | 0 | 0 | 0
Nuc | 0 | 0 | 0 | 0 | 0 | 0
PS | 0 | 0 | 0 | 0 | 0 | 0
PV | 0 | 0 | 0 | 0 | 0 | 0
PeakG | 0 | 0 | 0 | 0 | 0 | 0
PeakO | 0 | 0 | 0 | 0 | 0 | 0
ST | 0 | 0 | 0 | 0 | 0 | 0
STOG | 0 | 0 | 0 | 0 | 0 | 0
STWD | 0 | 0 | 0 | 0 | 0 | 0
WT | 0 | 0 | 0 | 0 | 0 | 0
IGCC | 0 | 0 | 0 | 0 | 0 | 0
DemandResponse | 0 | 0 | 0 | 0 | 0 | 0
IGCC-CCS | 0 | 0 | 0 | 0 | 0 | 0
WT_off | 0 | 0 | 0 | 0 | 0 | 0
PseudoUnit | 0 | 0 | 0 | 0 | 0 | 0
FixedInterchange | 0 | 0 | 0 | 0 | 0 | 0
Emission Cost by Reporting Type: IESO
ReportingType | 2015 | 2020 | 2025 | 2030 | 2035 | 2040
BM | 0 | 0 | 0 | 0 | 0 | 0
CC | 0 | 0 | 0 | 0 | 0 | 0
CSP | 0 | 0 | 0 | 0 | 0 | 0
CT | 0 | 0 | 0 | 0 | 0 | 0
Coal | 0 | 0 | 0 | 0 | 0 | 0
Geo | 0 | 0 | 0 | 0 | 0 | 0
H | 0 | 0 | 0 | 0 | 0 | 0
LFG | 0 | 0 | 0 | 0 | 0 | 0
Nuc | 0 | 0 | 0 | 0 | 0 | 0
PS | 0 | 0 | 0 | 0 | 0 | 0
PV | 0 | 0 | 0 | 0 | 0 | 0
PeakG | 0 | 0 | 0 | 0 | 0 | 0
PeakO | 0 | 0 | 0 | 0 | 0 | 0
ST | 0 | 0 | 0 | 0 | 0 | 0
STOG | 0 | 0 | 0 | 0 | 0 | 0
STWD | 0 | 0 | 0 | 0 | 0 | 0
WT | 0 | 0 | 0 | 0 | 0 | 0
IGCC | 0 | 0 | 0 | 0 | 0 | 0
DemandResponse | 0 | 0 | 0 | 0 | 0 | 0
IGCC-CCS | 0 | 0 | 0 | 0 | 0 | 0
WT_off | 0 | 0 | 0 | 0 | 0 | 0
PseudoUnit | 0 | 0 | 0 | 0 | 0 | 0
FixedInterchange | 0 | 0 | 0 | 0 | 0 | 0
Emission Cost by Reporting Type: MAPP_CA
ReportingType | 2015 | 2020 | 2025 | 2030 | 2035 | 2040
BM | 0 | 0 | 0 | 0 | 0 | 0
CC | 0 | 0 | 0 | 0 | 0 | 0
CSP | 0 | 0 | 0 | 0 | 0 | 0
CT | 0 | 0 | 0 | 0 | 0 | 0
Coal | 0 | 0 | 0 | 0 | 0 | 0
Geo | 0 | 0 | 0 | 0 | 0 | 0
H | 0 | 0 | 0 | 0 | 0 | 0
LFG | 0 | 0 | 0 | 0 | 0 | 0
Nuc | 0 | 0 | 0 | 0 | 0 | 0
PS | 0 | 0 | 0 | 0 | 0 | 0
PV | 0 | 0 | 0 | 0 | 0 | 0
PeakG | 0 | 0 | 0 | 0 | 0 | 0
PeakO | 0 | 0 | 0 | 0 | 0 | 0
ST | 0 | 0 | 0 | 0 | 0 | 0
STOG | 0 | 0 | 0 | 0 | 0 | 0
STWD | 0 | 0 | 0 | 0 | 0 | 0
WT | 0 | 0 | 0 | 0 | 0 | 0
IGCC | 0 | 0 | 0 | 0 | 0 | 0
DemandResponse | 0 | 0 | 0 | 0 | 0 | 0
IGCC-CCS | 0 | 0 | 0 | 0 | 0 | 0
WT_off | 0 | 0 | 0 | 0 | 0 | 0
PseudoUnit | 0 | 0 | 0 | 0 | 0 | 0
FixedInterchange | 0 | 0 | 0 | 0 | 0 | 0
Emission Cost by Reporting Type: AZ_NM_SNV_Coal
ReportingType | 2015 | 2020 | 2025 | 2030 | 2035 | 2040
BM | 0 | 0 | 0 | 0 | 0 | 0
CC | 0 | 0 | 0 | 0 | 0 | 0
CSP | 0 | 0 | 0 | 0 | 0 | 0
CT | 0 | 0 | 0 | 0 | 0 | 0
Coal | 0 | 0 | 0 | 0 | 0 | 0
Geo | 0 | 0 | 0 | 0 | 0 | 0
H | 0 | 0 | 0 | 0 | 0 | 0
LFG | 0 | 0 | 0 | 0 | 0 | 0
Nuc | 0 | 0 | 0 | 0 | 0 | 0
PS | 0 | 0 | 0 | 0 | 0 | 0
PV | 0 | 0 | 0 | 0 | 0 | 0
PeakG | 0 | 0 | 0 | 0 | 0 | 0
PeakO | 0 | 0 | 0 | 0 | 0 | 0
ST | 0 | 0 | 0 | 0 | 0 | 0
STOG | 0 | 0 | 0 | 0 | 0 | 0
STWD | 0 | 0 | 0 | 0 | 0 | 0
WT | 0 | 0 | 0 | 0 | 0 | 0
IGCC | 0 | 0 | 0 | 0 | 0 | 0
DemandResponse | 0 | 0 | 0 | 0 | 0 | 0
IGCC-CCS | 0 | 0 | 0 | 0 | 0 | 0
WT_off | 0 | 0 | 0 | 0 | 0 | 0
PseudoUnit | 0 | 0 | 0 | 0 | 0 | 0
FixedInterchange | 0 | 0 | 0 | 0 | 0 | 0
Emission Cost by Reporting Type: AZ_NM_SNV_Gas
ReportingType | 2015 | 2020 | 2025 | 2030 | 2035 | 2040
BM | 0 | 0 | 0 | 0 | 0 | 0
CC | 0 | 0 | 0 | 0 | 0 | 0
CSP | 0 | 0 | 0 | 0 | 0 | 0
CT | 0 | 0 | 0 | 0 | 0 | 0
Coal | 0 | 0 | 0 | 0 | 0 | 0
Geo | 0 | 0 | 0 | 0 | 0 | 0
H | 0 | 0 | 0 | 0 | 0 | 0
LFG | 0 | 0 | 0 | 0 | 0 | 0
Nuc | 0 | 0 | 0 | 0 | 0 | 0
PS | 0 | 0 | 0 | 0 | 0 | 0
PV | 0 | 0 | 0 | 0 | 0 | 0
PeakG | 0 | 0 | 0 | 0 | 0 | 0
PeakO | 0 | 0 | 0 | 0 | 0 | 0
ST | 0 | 0 | 0 | 0 | 0 | 0
STOG | 0 | 0 | 0 | 0 | 0 | 0
STWD | 0 | 0 | 0 | 0 | 0 | 0
WT | 0 | 0 | 0 | 0 | 0 | 0
IGCC | 0 | 0 | 0 | 0 | 0 | 0
DemandResponse | 0 | 0 | 0 | 0 | 0 | 0
IGCC-CCS | 0 | 0 | 0 | 0 | 0 | 0
WT_off | 0 | 0 | 0 | 0 | 0 | 0
PseudoUnit | 0 | 0 | 0 | 0 | 0 | 0
FixedInterchange | 0 | 0 | 0 | 0 | 0 | 0
Emission Cost by Reporting Type: AZ_NM_SNV_NucRenew
ReportingType | 2015 | 2020 | 2025 | 2030 | 2035 | 2040
BM | 0 | 0 | 0 | 0 | 0 | 0
CC | 0 | 0 | 0 | 0 | 0 | 0
CSP | 0 | 0 | 0 | 0 | 0 | 0
CT | 0 | 0 | 0 | 0 | 0 | 0
Coal | 0 | 0 | 0 | 0 | 0 | 0
Geo | 0 | 0 | 0 | 0 | 0 | 0
H | 0 | 0 | 0 | 0 | 0 | 0
LFG | 0 | 0 | 0 | 0 | 0 | 0
Nuc | 0 | 0 | 0 | 0 | 0 | 0
PS | 0 | 0 | 0 | 0 | 0 | 0
PV | 0 | 0 | 0 | 0 | 0 | 0
PeakG | 0 | 0 | 0 | 0 | 0 | 0
PeakO | 0 | 0 | 0 | 0 | 0 | 0
ST | 0 | 0 | 0 | 0 | 0 | 0
STOG | 0 | 0 | 0 | 0 | 0 | 0
STWD | 0 | 0 | 0 | 0 | 0 | 0
WT | 0 | 0 | 0 | 0 | 0 | 0
IGCC | 0 | 0 | 0 | 0 | 0 | 0
DemandResponse | 0 | 0 | 0 | 0 | 0 | 0
IGCC-CCS | 0 | 0 | 0 | 0 | 0 | 0
WT_off | 0 | 0 | 0 | 0 | 0 | 0
PseudoUnit | 0 | 0 | 0 | 0 | 0 | 0
FixedInterchange | 0 | 0 | 0 | 0 | 0 | 0
Emission Cost by Reporting Type: ERCOT
ReportingType | 2015 | 2020 | 2025 | 2030 | 2035 | 2040
BM | 0 | 0 | 0 | 0 | 0 | 0
CC | 0 | 0 | 0 | 0 | 0 | 0
CSP | 0 | 0 | 0 | 0 | 0 | 0
CT | 0 | 0 | 0 | 0 | 0 | 0
Coal | 0 | 0 | 0 | 0 | 0 | 0
Geo | 0 | 0 | 0 | 0 | 0 | 0
H | 0 | 0 | 0 | 0 | 0 | 0
LFG | 0 | 0 | 0 | 0 | 0 | 0
Nuc | 0 | 0 | 0 | 0 | 0 | 0
PS | 0 | 0 | 0 | 0 | 0 | 0
PV | 0 | 0 | 0 | 0 | 0 | 0
PeakG | 0 | 0 | 0 | 0 | 0 | 0
PeakO | 0 | 0 | 0 | 0 | 0 | 0
ST | 0 | 0 | 0 | 0 | 0 | 0
STOG | 0 | 0 | 0 | 0 | 0 | 0
STWD | 0 | 0 | 0 | 0 | 0 | 0
WT | 0 | 0 | 0 | 0 | 0 | 0
IGCC | 0 | 0 | 0 | 0 | 0 | 0
DemandResponse | 0 | 0 | 0 | 0 | 0 | 0
IGCC-CCS | 0 | 0 | 0 | 0 | 0 | 0
WT_off | 0 | 0 | 0 | 0 | 0 | 0
PseudoUnit | 0 | 0 | 0 | 0 | 0 | 0
FixedInterchange | 0 | 0 | 0 | 0 | 0 | 0
Emission Cost by Reporting Type: NP15
ReportingType | 2015 | 2020 | 2025 | 2030 | 2035 | 2040
BM | 0 | 0 | 0 | 0 | 0 | 0
CC | 0 | 0 | 0 | 0 | 0 | 0
CSP | 0 | 0 | 0 | 0 | 0 | 0
CT | 0 | 0 | 0 | 0 | 0 | 0
Coal | 0 | 0 | 0 | 0 | 0 | 0
Geo | 0 | 0 | 0 | 0 | 0 | 0
H | 0 | 0 | 0 | 0 | 0 | 0
LFG | 0 | 0 | 0 | 0 | 0 | 0
Nuc | 0 | 0 | 0 | 0 | 0 | 0
PS | 0 | 0 | 0 | 0 | 0 | 0
PV | 0 | 0 | 0 | 0 | 0 | 0
PeakG | 0 | 0 | 0 | 0 | 0 | 0
PeakO | 0 | 0 | 0 | 0 | 0 | 0
ST | 0 | 0 | 0 | 0 | 0 | 0
STOG | 0 | 0 | 0 | 0 | 0 | 0
STWD | 0 | 0 | 0 | 0 | 0 | 0
WT | 0 | 0 | 0 | 0 | 0 | 0
IGCC | 0 | 0 | 0 | 0 | 0 | 0
DemandResponse | 0 | 0 | 0 | 0 | 0 | 0
IGCC-CCS | 0 | 0 | 0 | 0 | 0 | 0
WT_off | 0 | 0 | 0 | 0 | 0 | 0
PseudoUnit | 0 | 0 | 0 | 0 | 0 | 0
FixedInterchange | 0 | 0 | 0 | 0 | 0 | 0
Emission Cost by Reporting Type: NWPP_Coal
ReportingType | 2015 | 2020 | 2025 | 2030 | 2035 | 2040
BM | 0 | 0 | 0 | 0 | 0 | 0
CC | 0 | 0 | 0 | 0 | 0 | 0
CSP | 0 | 0 | 0 | 0 | 0 | 0
CT | 0 | 0 | 0 | 0 | 0 | 0
Coal | 0 | 0 | 0 | 0 | 0 | 0
Geo | 0 | 0 | 0 | 0 | 0 | 0
H | 0 | 0 | 0 | 0 | 0 | 0
LFG | 0 | 0 | 0 | 0 | 0 | 0
Nuc | 0 | 0 | 0 | 0 | 0 | 0
PS | 0 | 0 | 0 | 0 | 0 | 0
PV | 0 | 0 | 0 | 0 | 0 | 0
PeakG | 0 | 0 | 0 | 0 | 0 | 0
PeakO | 0 | 0 | 0 | 0 | 0 | 0
ST | 0 | 0 | 0 | 0 | 0 | 0
STOG | 0 | 0 | 0 | 0 | 0 | 0
STWD | 0 | 0 | 0 | 0 | 0 | 0
WT | 0 | 0 | 0 | 0 | 0 | 0
IGCC | 0 | 0 | 0 | 0 | 0 | 0
DemandResponse | 0 | 0 | 0 | 0 | 0 | 0
IGCC-CCS | 0 | 0 | 0 | 0 | 0 | 0
WT_off | 0 | 0 | 0 | 0 | 0 | 0
PseudoUnit | 0 | 0 | 0 | 0 | 0 | 0
FixedInterchange | 0 | 0 | 0 | 0 | 0 | 0
Emission Cost by Reporting Type: NWPP_Gas
ReportingType | 2015 | 2020 | 2025 | 2030 | 2035 | 2040
BM | 0 | 0 | 0 | 0 | 0 | 0
CC | 0 | 0 | 0 | 0 | 0 | 0
CSP | 0 | 0 | 0 | 0 | 0 | 0
CT | 0 | 0 | 0 | 0 | 0 | 0
Coal | 0 | 0 | 0 | 0 | 0 | 0
Geo | 0 | 0 | 0 | 0 | 0 | 0
H | 0 | 0 | 0 | 0 | 0 | 0
LFG | 0 | 0 | 0 | 0 | 0 | 0
Nuc | 0 | 0 | 0 | 0 | 0 | 0
PS | 0 | 0 | 0 | 0 | 0 | 0
PV | 0 | 0 | 0 | 0 | 0 | 0
PeakG | 0 | 0 | 0 | 0 | 0 | 0
PeakO | 0 | 0 | 0 | 0 | 0 | 0
ST | 0 | 0 | 0 | 0 | 0 | 0
STOG | 0 | 0 | 0 | 0 | 0 | 0
STWD | 0 | 0 | 0 | 0 | 0 | 0
WT | 0 | 0 | 0 | 0 | 0 | 0
IGCC | 0 | 0 | 0 | 0 | 0 | 0
DemandResponse | 0 | 0 | 0 | 0 | 0 | 0
IGCC-CCS | 0 | 0 | 0 | 0 | 0 | 0
WT_off | 0 | 0 | 0 | 0 | 0 | 0
PseudoUnit | 0 | 0 | 0 | 0 | 0 | 0
FixedInterchange | 0 | 0 | 0 | 0 | 0 | 0
Emission Cost by Reporting Type: NWPP_NucRenew
ReportingType | 2015 | 2020 | 2025 | 2030 | 2035 | 2040
BM | 0 | 0 | 0 | 0 | 0 | 0
CC | 0 | 0 | 0 | 0 | 0 | 0
CSP | 0 | 0 | 0 | 0 | 0 | 0
CT | 0 | 0 | 0 | 0 | 0 | 0
Coal | 0 | 0 | 0 | 0 | 0 | 0
Geo | 0 | 0 | 0 | 0 | 0 | 0
H | 0 | 0 | 0 | 0 | 0 | 0
LFG | 0 | 0 | 0 | 0 | 0 | 0
Nuc | 0 | 0 | 0 | 0 | 0 | 0
PS | 0 | 0 | 0 | 0 | 0 | 0
PV | 0 | 0 | 0 | 0 | 0 | 0
PeakG | 0 | 0 | 0 | 0 | 0 | 0
PeakO | 0 | 0 | 0 | 0 | 0 | 0
ST | 0 | 0 | 0 | 0 | 0 | 0
STOG | 0 | 0 | 0 | 0 | 0 | 0
STWD | 0 | 0 | 0 | 0 | 0 | 0
WT | 0 | 0 | 0 | 0 | 0 | 0
IGCC | 0 | 0 | 0 | 0 | 0 | 0
DemandResponse | 0 | 0 | 0 | 0 | 0 | 0
IGCC-CCS | 0 | 0 | 0 | 0 | 0 | 0
WT_off | 0 | 0 | 0 | 0 | 0 | 0
PseudoUnit | 0 | 0 | 0 | 0 | 0 | 0
FixedInterchange | 0 | 0 | 0 | 0 | 0 | 0
Emission Cost by Reporting Type: RMPA
ReportingType | 2015 | 2020 | 2025 | 2030 | 2035 | 2040
BM | 0 | 0 | 0 | 0 | 0 | 0
CC | 0 | 0 | 0 | 0 | 0 | 0
CSP | 0 | 0 | 0 | 0 | 0 | 0
CT | 0 | 0 | 0 | 0 | 0 | 0
Coal | 0 | 0 | 0 | 0 | 0 | 0
Geo | 0 | 0 | 0 | 0 | 0 | 0
H | 0 | 0 | 0 | 0 | 0 | 0
LFG | 0 | 0 | 0 | 0 | 0 | 0
Nuc | 0 | 0 | 0 | 0 | 0 | 0
PS | 0 | 0 | 0 | 0 | 0 | 0
PV | 0 | 0 | 0 | 0 | 0 | 0
PeakG | 0 | 0 | 0 | 0 | 0 | 0
PeakO | 0 | 0 | 0 | 0 | 0 | 0
ST | 0 | 0 | 0 | 0 | 0 | 0
STOG | 0 | 0 | 0 | 0 | 0 | 0
STWD | 0 | 0 | 0 | 0 | 0 | 0
WT | 0 | 0 | 0 | 0 | 0 | 0
IGCC | 0 | 0 | 0 | 0 | 0 | 0
DemandResponse | 0 | 0 | 0 | 0 | 0 | 0
IGCC-CCS | 0 | 0 | 0 | 0 | 0 | 0
WT_off | 0 | 0 | 0 | 0 | 0 | 0
PseudoUnit | 0 | 0 | 0 | 0 | 0 | 0
FixedInterchange | 0 | 0 | 0 | 0 | 0 | 0
Emission Cost by Reporting Type: SP15
ReportingType | 2015 | 2020 | 2025 | 2030 | 2035 | 2040
BM | 0 | 0 | 0 | 0 | 0 | 0
CC | 0 | 0 | 0 | 0 | 0 | 0
CSP | 0 | 0 | 0 | 0 | 0 | 0
CT | 0 | 0 | 0 | 0 | 0 | 0
Coal | 0 | 0 | 0 | 0 | 0 | 0
Geo | 0 | 0 | 0 | 0 | 0 | 0
H | 0 | 0 | 0 | 0 | 0 | 0
LFG | 0 | 0 | 0 | 0 | 0 | 0
Nuc | 0 | 0 | 0 | 0 | 0 | 0
PS | 0 | 0 | 0 | 0 | 0 | 0
PV | 0 | 0 | 0 | 0 | 0 | 0
PeakG | 0 | 0 | 0 | 0 | 0 | 0
PeakO | 0 | 0 | 0 | 0 | 0 | 0
ST | 0 | 0 | 0 | 0 | 0 | 0
STOG | 0 | 0 | 0 | 0 | 0 | 0
STWD | 0 | 0 | 0 | 0 | 0 | 0
WT | 0 | 0 | 0 | 0 | 0 | 0
IGCC | 0 | 0 | 0 | 0 | 0 | 0
DemandResponse | 0 | 0 | 0 | 0 | 0 | 0
IGCC-CCS | 0 | 0 | 0 | 0 | 0 | 0
WT_off | 0 | 0 | 0 | 0 | 0 | 0
PseudoUnit | 0 | 0 | 0 | 0 | 0 | 0
FixedInterchange | 0 | 0 | 0 | 0 | 0 | 0
Emission Cost by Reporting Type: ALB
ReportingType | 2015 | 2020 | 2025 | 2030 | 2035 | 2040
BM | 0 | 0 | 0 | 0 | 0 | 0
CC | 0 | 0 | 0 | 0 | 0 | 0
CSP | 0 | 0 | 0 | 0 | 0 | 0
CT | 0 | 0 | 0 | 0 | 0 | 0
Coal | 0 | 0 | 0 | 0 | 0 | 0
Geo | 0 | 0 | 0 | 0 | 0 | 0
H | 0 | 0 | 0 | 0 | 0 | 0
LFG | 0 | 0 | 0 | 0 | 0 | 0
Nuc | 0 | 0 | 0 | 0 | 0 | 0
PS | 0 | 0 | 0 | 0 | 0 | 0
PV | 0 | 0 | 0 | 0 | 0 | 0
PeakG | 0 | 0 | 0 | 0 | 0 | 0
PeakO | 0 | 0 | 0 | 0 | 0 | 0
ST | 0 | 0 | 0 | 0 | 0 | 0
STOG | 0 | 0 | 0 | 0 | 0 | 0
STWD | 0 | 0 | 0 | 0 | 0 | 0
WT | 0 | 0 | 0 | 0 | 0 | 0
IGCC | 0 | 0 | 0 | 0 | 0 | 0
DemandResponse | 0 | 0 | 0 | 0 | 0 | 0
IGCC-CCS | 0 | 0 | 0 | 0 | 0 | 0
WT_off | 0 | 0 | 0 | 0 | 0 | 0
PseudoUnit | 0 | 0 | 0 | 0 | 0 | 0
FixedInterchange | 0 | 0 | 0 | 0 | 0 | 0
Emission Cost by Reporting Type: BC
ReportingType | 2015 | 2020 | 2025 | 2030 | 2035 | 2040
BM | 0 | 0 | 0 | 0 | 0 | 0
CC | 0 | 0 | 0 | 0 | 0 | 0
CSP | 0 | 0 | 0 | 0 | 0 | 0
CT | 0 | 0 | 0 | 0 | 0 | 0
Coal | 0 | 0 | 0 | 0 | 0 | 0
Geo | 0 | 0 | 0 | 0 | 0 | 0
H | 0 | 0 | 0 | 0 | 0 | 0
LFG | 0 | 0 | 0 | 0 | 0 | 0
Nuc | 0 | 0 | 0 | 0 | 0 | 0
PS | 0 | 0 | 0 | 0 | 0 | 0
PV | 0 | 0 | 0 | 0 | 0 | 0
PeakG | 0 | 0 | 0 | 0 | 0 | 0
PeakO | 0 | 0 | 0 | 0 | 0 | 0
ST | 0 | 0 | 0 | 0 | 0 | 0
STOG | 0 | 0 | 0 | 0 | 0 | 0
STWD | 0 | 0 | 0 | 0 | 0 | 0
WT | 0 | 0 | 0 | 0 | 0 | 0
IGCC | 0 | 0 | 0 | 0 | 0 | 0
DemandResponse | 0 | 0 | 0 | 0 | 0 | 0
IGCC-CCS | 0 | 0 | 0 | 0 | 0 | 0
WT_off | 0 | 0 | 0 | 0 | 0 | 0
PseudoUnit | 0 | 0 | 0 | 0 | 0 | 0
FixedInterchange | 0 | 0 | 0 | 0 | 0 | 0
Emission Cost by Reporting Type: HQ_IESO
ReportingType | 2015 | 2020 | 2025 | 2030 | 2035 | 2040
BM | 0 | 0 | 0 | 0 | 0 | 0
CC | 0 | 0 | 0 | 0 | 0 | 0
CSP | 0 | 0 | 0 | 0 | 0 | 0
CT | 0 | 0 | 0 | 0 | 0 | 0
Coal | 0 | 0 | 0 | 0 | 0 | 0
Geo | 0 | 0 | 0 | 0 | 0 | 0
H | 0 | 0 | 0 | 0 | 0 | 0
LFG | 0 | 0 | 0 | 0 | 0 | 0
Nuc | 0 | 0 | 0 | 0 | 0 | 0
PS | 0 | 0 | 0 | 0 | 0 | 0
PV | 0 | 0 | 0 | 0 | 0 | 0
PeakG | 0 | 0 | 0 | 0 | 0 | 0
PeakO | 0 | 0 | 0 | 0 | 0 | 0
ST | 0 | 0 | 0 | 0 | 0 | 0
STOG | 0 | 0 | 0 | 0 | 0 | 0
STWD | 0 | 0 | 0 | 0 | 0 | 0
WT | 0 | 0 | 0 | 0 | 0 | 0
IGCC | 0 | 0 | 0 | 0 | 0 | 0
DemandResponse | 0 | 0 | 0 | 0 | 0 | 0
IGCC-CCS | 0 | 0 | 0 | 0 | 0 | 0
WT_off | 0 | 0 | 0 | 0 | 0 | 0
PseudoUnit | 0 | 0 | 0 | 0 | 0 | 0
FixedInterchange | 0 | 0 | 0 | 0 | 0 | 0
Emission Cost by Reporting Type: HQ_NEISO
ReportingType | 2015 | 2020 | 2025 | 2030 | 2035 | 2040
BM | 0 | 0 | 0 | 0 | 0 | 0
CC | 0 | 0 | 0 | 0 | 0 | 0
CSP | 0 | 0 | 0 | 0 | 0 | 0
CT | 0 | 0 | 0 | 0 | 0 | 0
Coal | 0 | 0 | 0 | 0 | 0 | 0
Geo | 0 | 0 | 0 | 0 | 0 | 0
H | 0 | 0 | 0 | 0 | 0 | 0
LFG | 0 | 0 | 0 | 0 | 0 | 0
Nuc | 0 | 0 | 0 | 0 | 0 | 0
PS | 0 | 0 | 0 | 0 | 0 | 0
PV | 0 | 0 | 0 | 0 | 0 | 0
PeakG | 0 | 0 | 0 | 0 | 0 | 0
PeakO | 0 | 0 | 0 | 0 | 0 | 0
ST | 0 | 0 | 0 | 0 | 0 | 0
STOG | 0 | 0 | 0 | 0 | 0 | 0
STWD | 0 | 0 | 0 | 0 | 0 | 0
WT | 0 | 0 | 0 | 0 | 0 | 0
IGCC | 0 | 0 | 0 | 0 | 0 | 0
DemandResponse | 0 | 0 | 0 | 0 | 0 | 0
IGCC-CCS | 0 | 0 | 0 | 0 | 0 | 0
WT_off | 0 | 0 | 0 | 0 | 0 | 0
PseudoUnit | 0 | 0 | 0 | 0 | 0 | 0
FixedInterchange | 0 | 0 | 0 | 0 | 0 | 0
Emission Cost by Reporting Type: HQ_NY
ReportingType | 2015 | 2020 | 2025 | 2030 | 2035 | 2040
BM | 0 | 0 | 0 | 0 | 0 | 0
CC | 0 | 0 | 0 | 0 | 0 | 0
CSP | 0 | 0 | 0 | 0 | 0 | 0
CT | 0 | 0 | 0 | 0 | 0 | 0
Coal | 0 | 0 | 0 | 0 | 0 | 0
Geo | 0 | 0 | 0 | 0 | 0 | 0
H | 0 | 0 | 0 | 0 | 0 | 0
LFG | 0 | 0 | 0 | 0 | 0 | 0
Nuc | 0 | 0 | 0 | 0 | 0 | 0
PS | 0 | 0 | 0 | 0 | 0 | 0
PV | 0 | 0 | 0 | 0 | 0 | 0
PeakG | 0 | 0 | 0 | 0 | 0 | 0
PeakO | 0 | 0 | 0 | 0 | 0 | 0
ST | 0 | 0 | 0 | 0 | 0 | 0
STOG | 0 | 0 | 0 | 0 | 0 | 0
STWD | 0 | 0 | 0 | 0 | 0 | 0
WT | 0 | 0 | 0 | 0 | 0 | 0
IGCC | 0 | 0 | 0 | 0 | 0 | 0
DemandResponse | 0 | 0 | 0 | 0 | 0 | 0
IGCC-CCS | 0 | 0 | 0 | 0 | 0 | 0
WT_off | 0 | 0 | 0 | 0 | 0 | 0
PseudoUnit | 0 | 0 | 0 | 0 | 0 | 0
FixedInterchange | 0 | 0 | 0 | 0 | 0 | 0
Emission Cost by Reporting Type: MARITIMES
ReportingType | 2015 | 2020 | 2025 | 2030 | 2035 | 2040
BM | 0 | 0 | 0 | 0 | 0 | 0
CC | 0 | 0 | 0 | 0 | 0 | 0
CSP | 0 | 0 | 0 | 0 | 0 | 0
CT | 0 | 0 | 0 | 0 | 0 | 0
Coal | 0 | 0 | 0 | 0 | 0 | 0
Geo | 0 | 0 | 0 | 0 | 0 | 0
H | 0 | 0 | 0 | 0 | 0 | 0
LFG | 0 | 0 | 0 | 0 | 0 | 0
Nuc | 0 | 0 | 0 | 0 | 0 | 0
PS | 0 | 0 | 0 | 0 | 0 | 0
PV | 0 | 0 | 0 | 0 | 0 | 0
PeakG | 0 | 0 | 0 | 0 | 0 | 0
PeakO | 0 | 0 | 0 | 0 | 0 | 0
ST | 0 | 0 | 0 | 0 | 0 | 0
STOG | 0 | 0 | 0 | 0 | 0 | 0
STWD | 0 | 0 | 0 | 0 | 0 | 0
WT | 0 | 0 | 0 | 0 | 0 | 0
IGCC | 0 | 0 | 0 | 0 | 0 | 0
DemandResponse | 0 | 0 | 0 | 0 | 0 | 0
IGCC-CCS | 0 | 0 | 0 | 0 | 0 | 0
WT_off | 0 | 0 | 0 | 0 | 0 | 0
PseudoUnit | 0 | 0 | 0 | 0 | 0 | 0
FixedInterchange | 0 | 0 | 0 | 0 | 0 | 0
Emission Cost by Reporting Type: All
ReportingType | 2015 | 2020 | 2025 | 2030 | 2035 | 2040
BM | 0 | 0 | 0 | 0 | 0 | 0
CC | 0 | 0 | 0 | 0 | 0 | 0
CSP | 0 | 0 | 0 | 0 | 0 | 0
CT | 0 | 0 | 0 | 0 | 0 | 0
Coal | 0 | 0 | 0 | 0 | 0 | 0
Geo | 0 | 0 | 0 | 0 | 0 | 0
H | 0 | 0 | 0 | 0 | 0 | 0
LFG | 0 | 0 | 0 | 0 | 0 | 0
Nuc | 0 | 0 | 0 | 0 | 0 | 0
PS | 0 | 0 | 0 | 0 | 0 | 0
PV | 0 | 0 | 0 | 0 | 0 | 0
PeakG | 0 | 0 | 0 | 0 | 0 | 0
PeakO | 0 | 0 | 0 | 0 | 0 | 0
ST | 0 | 0 | 0 | 0 | 0 | 0
STOG | 0 | 0 | 0 | 0 | 0 | 0
STWD | 0 | 0 | 0 | 0 | 0 | 0
WT | 0 | 0 | 0 | 0 | 0 | 0
IGCC | 0 | 0 | 0 | 0 | 0 | 0
DemandResponse | 0 | 0 | 0 | 0 | 0 | 0
IGCC-CCS | 0 | 0 | 0 | 0 | 0 | 0
WT_off | 0 | 0 | 0 | 0 | 0 | 0
PseudoUnit | 0 | 0 | 0 | 0 | 0 | 0
FixedInterchange | 0 | 0 | 0 | 0 | 0 | 0
Emission Cost by Reporting Type: EI_US
ReportingType | 2015 | 2020 | 2025 | 2030 | 2035 | 2040
BM | 0 | 0 | 0 | 0 | 0 | 0
CC | 0 | 0 | 0 | 0 | 0 | 0
CSP | 0 | 0 | 0 | 0 | 0 | 0
CT | 0 | 0 | 0 | 0 | 0 | 0
Coal | 0 | 0 | 0 | 0 | 0 | 0
Geo | 0 | 0 | 0 | 0 | 0 | 0
H | 0 | 0 | 0 | 0 | 0 | 0
LFG | 0 | 0 | 0 | 0 | 0 | 0
Nuc | 0 | 0 | 0 | 0 | 0 | 0
PS | 0 | 0 | 0 | 0 | 0 | 0
PV | 0 | 0 | 0 | 0 | 0 | 0
PeakG | 0 | 0 | 0 | 0 | 0 | 0
PeakO | 0 | 0 | 0 | 0 | 0 | 0
ST | 0 | 0 | 0 | 0 | 0 | 0
STOG | 0 | 0 | 0 | 0 | 0 | 0
STWD | 0 | 0 | 0 | 0 | 0 | 0
WT | 0 | 0 | 0 | 0 | 0 | 0
IGCC | 0 | 0 | 0 | 0 | 0 | 0
DemandResponse | 0 | 0 | 0 | 0 | 0 | 0
IGCC-CCS | 0 | 0 | 0 | 0 | 0 | 0
WT_off | 0 | 0 | 0 | 0 | 0 | 0
PseudoUnit | 0 | 0 | 0 | 0 | 0 | 0
FixedInterchange | 0 | 0 | 0 | 0 | 0 | 0
Emission Cost by Reporting Type: EI_Canada
ReportingType | 2015 | 2020 | 2025 | 2030 | 2035 | 2040
BM | 0 | 0 | 0 | 0 | 0 | 0
CC | 0 | 0 | 0 | 0 | 0 | 0
CSP | 0 | 0 | 0 | 0 | 0 | 0
CT | 0 | 0 | 0 | 0 | 0 | 0
Coal | 0 | 0 | 0 | 0 | 0 | 0
Geo | 0 | 0 | 0 | 0 | 0 | 0
H | 0 | 0 | 0 | 0 | 0 | 0
LFG | 0 | 0 | 0 | 0 | 0 | 0
Nuc | 0 | 0 | 0 | 0 | 0 | 0
PS | 0 | 0 | 0 | 0 | 0 | 0
PV | 0 | 0 | 0 | 0 | 0 | 0
PeakG | 0 | 0 | 0 | 0 | 0 | 0
PeakO | 0 | 0 | 0 | 0 | 0 | 0
ST | 0 | 0 | 0 | 0 | 0 | 0
STOG | 0 | 0 | 0 | 0 | 0 | 0
STWD | 0 | 0 | 0 | 0 | 0 | 0
WT | 0 | 0 | 0 | 0 | 0 | 0
IGCC | 0 | 0 | 0 | 0 | 0 | 0
DemandResponse | 0 | 0 | 0 | 0 | 0 | 0
IGCC-CCS | 0 | 0 | 0 | 0 | 0 | 0
WT_off | 0 | 0 | 0 | 0 | 0 | 0
PseudoUnit | 0 | 0 | 0 | 0 | 0 | 0
FixedInterchange | 0 | 0 | 0 | 0 | 0 | 0
Emission Cost by Reporting Type: EI
ReportingType | 2015 | 2020 | 2025 | 2030 | 2035 | 2040
BM | 0 | 0 | 0 | 0 | 0 | 0
CC | 0 | 0 | 0 | 0 | 0 | 0
CSP | 0 | 0 | 0 | 0 | 0 | 0
CT | 0 | 0 | 0 | 0 | 0 | 0
Coal | 0 | 0 | 0 | 0 | 0 | 0
Geo | 0 | 0 | 0 | 0 | 0 | 0
H | 0 | 0 | 0 | 0 | 0 | 0
LFG | 0 | 0 | 0 | 0 | 0 | 0
Nuc | 0 | 0 | 0 | 0 | 0 | 0
PS | 0 | 0 | 0 | 0 | 0 | 0
PV | 0 | 0 | 0 | 0 | 0 | 0
PeakG | 0 | 0 | 0 | 0 | 0 | 0
PeakO | 0 | 0 | 0 | 0 | 0 | 0
ST | 0 | 0 | 0 | 0 | 0 | 0
STOG | 0 | 0 | 0 | 0 | 0 | 0
STWD | 0 | 0 | 0 | 0 | 0 | 0
WT | 0 | 0 | 0 | 0 | 0 | 0
IGCC | 0 | 0 | 0 | 0 | 0 | 0
DemandResponse | 0 | 0 | 0 | 0 | 0 | 0
IGCC-CCS | 0 | 0 | 0 | 0 | 0 | 0
WT_off | 0 | 0 | 0 | 0 | 0 | 0
PseudoUnit | 0 | 0 | 0 | 0 | 0 | 0
FixedInterchange | 0 | 0 | 0 | 0 | 0 | 0
Emission Cost by Reporting Type: Outside_EI
ReportingType | 2015 | 2020 | 2025 | 2030 | 2035 | 2040
BM | 0 | 0 | 0 | 0 | 0 | 0
CC | 0 | 0 | 0 | 0 | 0 | 0
CSP | 0 | 0 | 0 | 0 | 0 | 0
CT | 0 | 0 | 0 | 0 | 0 | 0
Coal | 0 | 0 | 0 | 0 | 0 | 0
Geo | 0 | 0 | 0 | 0 | 0 | 0
H | 0 | 0 | 0 | 0 | 0 | 0
LFG | 0 | 0 | 0 | 0 | 0 | 0
Nuc | 0 | 0 | 0 | 0 | 0 | 0
PS | 0 | 0 | 0 | 0 | 0 | 0
PV | 0 | 0 | 0 | 0 | 0 | 0
PeakG | 0 | 0 | 0 | 0 | 0 | 0
PeakO | 0 | 0 | 0 | 0 | 0 | 0
ST | 0 | 0 | 0 | 0 | 0 | 0
STOG | 0 | 0 | 0 | 0 | 0 | 0
STWD | 0 | 0 | 0 | 0 | 0 | 0
WT | 0 | 0 | 0 | 0 | 0 | 0
IGCC | 0 | 0 | 0 | 0 | 0 | 0
DemandResponse | 0 | 0 | 0 | 0 | 0 | 0
IGCC-CCS | 0 | 0 | 0 | 0 | 0 | 0
WT_off | 0 | 0 | 0 | 0 | 0 | 0
PseudoUnit | 0 | 0 | 0 | 0 | 0 | 0
FixedInterchange | 0 | 0 | 0 | 0 | 0 | 0
==== Emission Program: CAMR : (Hg) ====
Emission Cost by Reporting Type: Entergy
ReportingType | 2015 | 2020 | 2025 | 2030 | 2035 | 2040
BM | 0 | 0 | 0 | 0 | 0 | 0
CC | 0 | 0 | 0 | 0 | 0 | 0
CSP | 0 | 0 | 0 | 0 | 0 | 0
CT | 0 | 0 | 0 | 0 | 0 | 0
Coal | 0 | 0 | 0 | 0 | 0 | 0
Geo | 0 | 0 | 0 | 0 | 0 | 0
H | 0 | 0 | 0 | 0 | 0 | 0
LFG | 0 | 0 | 0 | 0 | 0 | 0
Nuc | 0 | 0 | 0 | 0 | 0 | 0
PS | 0 | 0 | 0 | 0 | 0 | 0
PV | 0 | 0 | 0 | 0 | 0 | 0
PeakG | 0 | 0 | 0 | 0 | 0 | 0
PeakO | 0 | 0 | 0 | 0 | 0 | 0
ST | 0 | 0 | 0 | 0 | 0 | 0
STOG | 0 | 0 | 0 | 0 | 0 | 0
STWD | 0 | 0 | 0 | 0 | 0 | 0
WT | 0 | 0 | 0 | 0 | 0 | 0
IGCC | 0 | 0 | 0 | 0 | 0 | 0
DemandResponse | 0 | 0 | 0 | 0 | 0 | 0
IGCC-CCS | 0 | 0 | 0 | 0 | 0 | 0
WT_off | 0 | 0 | 0 | 0 | 0 | 0
PseudoUnit | 0 | 0 | 0 | 0 | 0 | 0
FixedInterchange | 0 | 0 | 0 | 0 | 0 | 0
Emission Cost by Reporting Type: FRCC
ReportingType | 2015 | 2020 | 2025 | 2030 | 2035 | 2040
BM | 0 | 0 | 0 | 0 | 0 | 0
CC | 0 | 0 | 0 | 0 | 0 | 0
CSP | 0 | 0 | 0 | 0 | 0 | 0
CT | 0 | 0 | 0 | 0 | 0 | 0
Coal | 0 | 0 | 0 | 0 | 0 | 0
Geo | 0 | 0 | 0 | 0 | 0 | 0
H | 0 | 0 | 0 | 0 | 0 | 0
LFG | 0 | 0 | 0 | 0 | 0 | 0
Nuc | 0 | 0 | 0 | 0 | 0 | 0
PS | 0 | 0 | 0 | 0 | 0 | 0
PV | 0 | 0 | 0 | 0 | 0 | 0
PeakG | 0 | 0 | 0 | 0 | 0 | 0
PeakO | 0 | 0 | 0 | 0 | 0 | 0
ST | 0 | 0 | 0 | 0 | 0 | 0
STOG | 0 | 0 | 0 | 0 | 0 | 0
STWD | 0 | 0 | 0 | 0 | 0 | 0
WT | 0 | 0 | 0 | 0 | 0 | 0
IGCC | 0 | 0 | 0 | 0 | 0 | 0
DemandResponse | 0 | 0 | 0 | 0 | 0 | 0
IGCC-CCS | 0 | 0 | 0 | 0 | 0 | 0
WT_off | 0 | 0 | 0 | 0 | 0 | 0
PseudoUnit | 0 | 0 | 0 | 0 | 0 | 0
FixedInterchange | 0 | 0 | 0 | 0 | 0 | 0
Emission Cost by Reporting Type: MAPP_US
ReportingType | 2015 | 2020 | 2025 | 2030 | 2035 | 2040
BM | 0 | 0 | 0 | 0 | 0 | 0
CC | 0 | 0 | 0 | 0 | 0 | 0
CSP | 0 | 0 | 0 | 0 | 0 | 0
CT | 0 | 0 | 0 | 0 | 0 | 0
Coal | 0 | 0 | 0 | 0 | 0 | 0
Geo | 0 | 0 | 0 | 0 | 0 | 0
H | 0 | 0 | 0 | 0 | 0 | 0
LFG | 0 | 0 | 0 | 0 | 0 | 0
Nuc | 0 | 0 | 0 | 0 | 0 | 0
PS | 0 | 0 | 0 | 0 | 0 | 0
PV | 0 | 0 | 0 | 0 | 0 | 0
PeakG | 0 | 0 | 0 | 0 | 0 | 0
PeakO | 0 | 0 | 0 | 0 | 0 | 0
ST | 0 | 0 | 0 | 0 | 0 | 0
STOG | 0 | 0 | 0 | 0 | 0 | 0
STWD | 0 | 0 | 0 | 0 | 0 | 0
WT | 0 | 0 | 0 | 0 | 0 | 0
IGCC | 0 | 0 | 0 | 0 | 0 | 0
DemandResponse | 0 | 0 | 0 | 0 | 0 | 0
IGCC-CCS | 0 | 0 | 0 | 0 | 0 | 0
WT_off | 0 | 0 | 0 | 0 | 0 | 0
PseudoUnit | 0 | 0 | 0 | 0 | 0 | 0
FixedInterchange | 0 | 0 | 0 | 0 | 0 | 0
Emission Cost by Reporting Type: MISO_IN
ReportingType | 2015 | 2020 | 2025 | 2030 | 2035 | 2040
BM | 0 | 0 | 0 | 0 | 0 | 0
CC | 0 | 0 | 0 | 0 | 0 | 0
CSP | 0 | 0 | 0 | 0 | 0 | 0
CT | 0 | 0 | 0 | 0 | 0 | 0
Coal | 0 | 0 | 0 | 0 | 0 | 0
Geo | 0 | 0 | 0 | 0 | 0 | 0
H | 0 | 0 | 0 | 0 | 0 | 0
LFG | 0 | 0 | 0 | 0 | 0 | 0
Nuc | 0 | 0 | 0 | 0 | 0 | 0
PS | 0 | 0 | 0 | 0 | 0 | 0
PV | 0 | 0 | 0 | 0 | 0 | 0
PeakG | 0 | 0 | 0 | 0 | 0 | 0
PeakO | 0 | 0 | 0 | 0 | 0 | 0
ST | 0 | 0 | 0 | 0 | 0 | 0
STOG | 0 | 0 | 0 | 0 | 0 | 0
STWD | 0 | 0 | 0 | 0 | 0 | 0
WT | 0 | 0 | 0 | 0 | 0 | 0
IGCC | 0 | 0 | 0 | 0 | 0 | 0
DemandResponse | 0 | 0 | 0 | 0 | 0 | 0
IGCC-CCS | 0 | 0 | 0 | 0 | 0 | 0
WT_off | 0 | 0 | 0 | 0 | 0 | 0
PseudoUnit | 0 | 0 | 0 | 0 | 0 | 0
FixedInterchange | 0 | 0 | 0 | 0 | 0 | 0
Emission Cost by Reporting Type: MISO_MI
ReportingType | 2015 | 2020 | 2025 | 2030 | 2035 | 2040
BM | 0 | 0 | 0 | 0 | 0 | 0
CC | 0 | 0 | 0 | 0 | 0 | 0
CSP | 0 | 0 | 0 | 0 | 0 | 0
CT | 0 | 0 | 0 | 0 | 0 | 0
Coal | 0 | 0 | 0 | 0 | 0 | 0
Geo | 0 | 0 | 0 | 0 | 0 | 0
H | 0 | 0 | 0 | 0 | 0 | 0
LFG | 0 | 0 | 0 | 0 | 0 | 0
Nuc | 0 | 0 | 0 | 0 | 0 | 0
PS | 0 | 0 | 0 | 0 | 0 | 0
PV | 0 | 0 | 0 | 0 | 0 | 0
PeakG | 0 | 0 | 0 | 0 | 0 | 0
PeakO | 0 | 0 | 0 | 0 | 0 | 0
ST | 0 | 0 | 0 | 0 | 0 | 0
STOG | 0 | 0 | 0 | 0 | 0 | 0
STWD | 0 | 0 | 0 | 0 | 0 | 0
WT | 0 | 0 | 0 | 0 | 0 | 0
IGCC | 0 | 0 | 0 | 0 | 0 | 0
DemandResponse | 0 | 0 | 0 | 0 | 0 | 0
IGCC-CCS | 0 | 0 | 0 | 0 | 0 | 0
WT_off | 0 | 0 | 0 | 0 | 0 | 0
PseudoUnit | 0 | 0 | 0 | 0 | 0 | 0
FixedInterchange | 0 | 0 | 0 | 0 | 0 | 0
Emission Cost by Reporting Type: MISO_MO-IL
ReportingType | 2015 | 2020 | 2025 | 2030 | 2035 | 2040
BM | 0 | 0 | 0 | 0 | 0 | 0
CC | 0 | 0 | 0 | 0 | 0 | 0
CSP | 0 | 0 | 0 | 0 | 0 | 0
CT | 0 | 0 | 0 | 0 | 0 | 0
Coal | 0 | 0 | 0 | 0 | 0 | 0
Geo | 0 | 0 | 0 | 0 | 0 | 0
H | 0 | 0 | 0 | 0 | 0 | 0
LFG | 0 | 0 | 0 | 0 | 0 | 0
Nuc | 0 | 0 | 0 | 0 | 0 | 0
PS | 0 | 0 | 0 | 0 | 0 | 0
PV | 0 | 0 | 0 | 0 | 0 | 0
PeakG | 0 | 0 | 0 | 0 | 0 | 0
PeakO | 0 | 0 | 0 | 0 | 0 | 0
ST | 0 | 0 | 0 | 0 | 0 | 0
STOG | 0 | 0 | 0 | 0 | 0 | 0
STWD | 0 | 0 | 0 | 0 | 0 | 0
WT | 0 | 0 | 0 | 0 | 0 | 0
IGCC | 0 | 0 | 0 | 0 | 0 | 0
DemandResponse | 0 | 0 | 0 | 0 | 0 | 0
IGCC-CCS | 0 | 0 | 0 | 0 | 0 | 0
WT_off | 0 | 0 | 0 | 0 | 0 | 0
PseudoUnit | 0 | 0 | 0 | 0 | 0 | 0
FixedInterchange | 0 | 0 | 0 | 0 | 0 | 0
Emission Cost by Reporting Type: MISO_W
ReportingType | 2015 | 2020 | 2025 | 2030 | 2035 | 2040
BM | 0 | 0 | 0 | 0 | 0 | 0
CC | 0 | 0 | 0 | 0 | 0 | 0
CSP | 0 | 0 | 0 | 0 | 0 | 0
CT | 0 | 0 | 0 | 0 | 0 | 0
Coal | 0 | 0 | 0 | 0 | 0 | 0
Geo | 0 | 0 | 0 | 0 | 0 | 0
H | 0 | 0 | 0 | 0 | 0 | 0
LFG | 0 | 0 | 0 | 0 | 0 | 0
Nuc | 0 | 0 | 0 | 0 | 0 | 0
PS | 0 | 0 | 0 | 0 | 0 | 0
PV | 0 | 0 | 0 | 0 | 0 | 0
PeakG | 0 | 0 | 0 | 0 | 0 | 0
PeakO | 0 | 0 | 0 | 0 | 0 | 0
ST | 0 | 0 | 0 | 0 | 0 | 0
STOG | 0 | 0 | 0 | 0 | 0 | 0
STWD | 0 | 0 | 0 | 0 | 0 | 0
WT | 0 | 0 | 0 | 0 | 0 | 0
IGCC | 0 | 0 | 0 | 0 | 0 | 0
DemandResponse | 0 | 0 | 0 | 0 | 0 | 0
IGCC-CCS | 0 | 0 | 0 | 0 | 0 | 0
WT_off | 0 | 0 | 0 | 0 | 0 | 0
PseudoUnit | 0 | 0 | 0 | 0 | 0 | 0
FixedInterchange | 0 | 0 | 0 | 0 | 0 | 0
Emission Cost by Reporting Type: MISO_WUMS
ReportingType | 2015 | 2020 | 2025 | 2030 | 2035 | 2040
BM | 0 | 0 | 0 | 0 | 0 | 0
CC | 0 | 0 | 0 | 0 | 0 | 0
CSP | 0 | 0 | 0 | 0 | 0 | 0
CT | 0 | 0 | 0 | 0 | 0 | 0
Coal | 0 | 0 | 0 | 0 | 0 | 0
Geo | 0 | 0 | 0 | 0 | 0 | 0
H | 0 | 0 | 0 | 0 | 0 | 0
LFG | 0 | 0 | 0 | 0 | 0 | 0
Nuc | 0 | 0 | 0 | 0 | 0 | 0
PS | 0 | 0 | 0 | 0 | 0 | 0
PV | 0 | 0 | 0 | 0 | 0 | 0
PeakG | 0 | 0 | 0 | 0 | 0 | 0
PeakO | 0 | 0 | 0 | 0 | 0 | 0
ST | 0 | 0 | 0 | 0 | 0 | 0
STOG | 0 | 0 | 0 | 0 | 0 | 0
STWD | 0 | 0 | 0 | 0 | 0 | 0
WT | 0 | 0 | 0 | 0 | 0 | 0
IGCC | 0 | 0 | 0 | 0 | 0 | 0
DemandResponse | 0 | 0 | 0 | 0 | 0 | 0
IGCC-CCS | 0 | 0 | 0 | 0 | 0 | 0
WT_off | 0 | 0 | 0 | 0 | 0 | 0
PseudoUnit | 0 | 0 | 0 | 0 | 0 | 0
FixedInterchange | 0 | 0 | 0 | 0 | 0 | 0
Emission Cost by Reporting Type: Nebraska
ReportingType | 2015 | 2020 | 2025 | 2030 | 2035 | 2040
BM | 0 | 0 | 0 | 0 | 0 | 0
CC | 0 | 0 | 0 | 0 | 0 | 0
CSP | 0 | 0 | 0 | 0 | 0 | 0
CT | 0 | 0 | 0 | 0 | 0 | 0
Coal | 0 | 0 | 0 | 0 | 0 | 0
Geo | 0 | 0 | 0 | 0 | 0 | 0
H | 0 | 0 | 0 | 0 | 0 | 0
LFG | 0 | 0 | 0 | 0 | 0 | 0
Nuc | 0 | 0 | 0 | 0 | 0 | 0
PS | 0 | 0 | 0 | 0 | 0 | 0
PV | 0 | 0 | 0 | 0 | 0 | 0
PeakG | 0 | 0 | 0 | 0 | 0 | 0
PeakO | 0 | 0 | 0 | 0 | 0 | 0
ST | 0 | 0 | 0 | 0 | 0 | 0
STOG | 0 | 0 | 0 | 0 | 0 | 0
STWD | 0 | 0 | 0 | 0 | 0 | 0
WT | 0 | 0 | 0 | 0 | 0 | 0
IGCC | 0 | 0 | 0 | 0 | 0 | 0
DemandResponse | 0 | 0 | 0 | 0 | 0 | 0
IGCC-CCS | 0 | 0 | 0 | 0 | 0 | 0
WT_off | 0 | 0 | 0 | 0 | 0 | 0
PseudoUnit | 0 | 0 | 0 | 0 | 0 | 0
FixedInterchange | 0 | 0 | 0 | 0 | 0 | 0
Emission Cost by Reporting Type: NEISO
ReportingType | 2015 | 2020 | 2025 | 2030 | 2035 | 2040
BM | 0 | 0 | 0 | 0 | 0 | 0
CC | 0 | 0 | 0 | 0 | 0 | 0
CSP | 0 | 0 | 0 | 0 | 0 | 0
CT | 0 | 0 | 0 | 0 | 0 | 0
Coal | 0 | 0 | 0 | 0 | 0 | 0
Geo | 0 | 0 | 0 | 0 | 0 | 0
H | 0 | 0 | 0 | 0 | 0 | 0
LFG | 0 | 0 | 0 | 0 | 0 | 0
Nuc | 0 | 0 | 0 | 0 | 0 | 0
PS | 0 | 0 | 0 | 0 | 0 | 0
PV | 0 | 0 | 0 | 0 | 0 | 0
PeakG | 0 | 0 | 0 | 0 | 0 | 0
PeakO | 0 | 0 | 0 | 0 | 0 | 0
ST | 0 | 0 | 0 | 0 | 0 | 0
STOG | 0 | 0 | 0 | 0 | 0 | 0
STWD | 0 | 0 | 0 | 0 | 0 | 0
WT | 0 | 0 | 0 | 0 | 0 | 0
IGCC | 0 | 0 | 0 | 0 | 0 | 0
DemandResponse | 0 | 0 | 0 | 0 | 0 | 0
IGCC-CCS | 0 | 0 | 0 | 0 | 0 | 0
WT_off | 0 | 0 | 0 | 0 | 0 | 0
PseudoUnit | 0 | 0 | 0 | 0 | 0 | 0
FixedInterchange | 0 | 0 | 0 | 0 | 0 | 0
Emission Cost by Reporting Type: NonRTO_Midwest
ReportingType | 2015 | 2020 | 2025 | 2030 | 2035 | 2040
BM | 0 | 0 | 0 | 0 | 0 | 0
CC | 0 | 0 | 0 | 0 | 0 | 0
CSP | 0 | 0 | 0 | 0 | 0 | 0
CT | 0 | 0 | 0 | 0 | 0 | 0
Coal | 0 | 0 | 0 | 0 | 0 | 0
Geo | 0 | 0 | 0 | 0 | 0 | 0
H | 0 | 0 | 0 | 0 | 0 | 0
LFG | 0 | 0 | 0 | 0 | 0 | 0
Nuc | 0 | 0 | 0 | 0 | 0 | 0
PS | 0 | 0 | 0 | 0 | 0 | 0
PV | 0 | 0 | 0 | 0 | 0 | 0
PeakG | 0 | 0 | 0 | 0 | 0 | 0
PeakO | 0 | 0 | 0 | 0 | 0 | 0
ST | 0 | 0 | 0 | 0 | 0 | 0
STOG | 0 | 0 | 0 | 0 | 0 | 0
STWD | 0 | 0 | 0 | 0 | 0 | 0
WT | 0 | 0 | 0 | 0 | 0 | 0
IGCC | 0 | 0 | 0 | 0 | 0 | 0
DemandResponse | 0 | 0 | 0 | 0 | 0 | 0
IGCC-CCS | 0 | 0 | 0 | 0 | 0 | 0
WT_off | 0 | 0 | 0 | 0 | 0 | 0
PseudoUnit | 0 | 0 | 0 | 0 | 0 | 0
FixedInterchange | 0 | 0 | 0 | 0 | 0 | 0
Emission Cost by Reporting Type: NYISO_A-F
ReportingType | 2015 | 2020 | 2025 | 2030 | 2035 | 2040
BM | 0 | 0 | 0 | 0 | 0 | 0
CC | 0 | 0 | 0 | 0 | 0 | 0
CSP | 0 | 0 | 0 | 0 | 0 | 0
CT | 0 | 0 | 0 | 0 | 0 | 0
Coal | 0 | 0 | 0 | 0 | 0 | 0
Geo | 0 | 0 | 0 | 0 | 0 | 0
H | 0 | 0 | 0 | 0 | 0 | 0
LFG | 0 | 0 | 0 | 0 | 0 | 0
Nuc | 0 | 0 | 0 | 0 | 0 | 0
PS | 0 | 0 | 0 | 0 | 0 | 0
PV | 0 | 0 | 0 | 0 | 0 | 0
PeakG | 0 | 0 | 0 | 0 | 0 | 0
PeakO | 0 | 0 | 0 | 0 | 0 | 0
ST | 0 | 0 | 0 | 0 | 0 | 0
STOG | 0 | 0 | 0 | 0 | 0 | 0
STWD | 0 | 0 | 0 | 0 | 0 | 0
WT | 0 | 0 | 0 | 0 | 0 | 0
IGCC | 0 | 0 | 0 | 0 | 0 | 0
DemandResponse | 0 | 0 | 0 | 0 | 0 | 0
IGCC-CCS | 0 | 0 | 0 | 0 | 0 | 0
WT_off | 0 | 0 | 0 | 0 | 0 | 0
PseudoUnit | 0 | 0 | 0 | 0 | 0 | 0
FixedInterchange | 0 | 0 | 0 | 0 | 0 | 0
Emission Cost by Reporting Type: NYISO_G-I
ReportingType | 2015 | 2020 | 2025 | 2030 | 2035 | 2040
BM | 0 | 0 | 0 | 0 | 0 | 0
CC | 0 | 0 | 0 | 0 | 0 | 0
CSP | 0 | 0 | 0 | 0 | 0 | 0
CT | 0 | 0 | 0 | 0 | 0 | 0
Coal | 0 | 0 | 0 | 0 | 0 | 0
Geo | 0 | 0 | 0 | 0 | 0 | 0
H | 0 | 0 | 0 | 0 | 0 | 0
LFG | 0 | 0 | 0 | 0 | 0 | 0
Nuc | 0 | 0 | 0 | 0 | 0 | 0
PS | 0 | 0 | 0 | 0 | 0 | 0
PV | 0 | 0 | 0 | 0 | 0 | 0
PeakG | 0 | 0 | 0 | 0 | 0 | 0
PeakO | 0 | 0 | 0 | 0 | 0 | 0
ST | 0 | 0 | 0 | 0 | 0 | 0
STOG | 0 | 0 | 0 | 0 | 0 | 0
STWD | 0 | 0 | 0 | 0 | 0 | 0
WT | 0 | 0 | 0 | 0 | 0 | 0
IGCC | 0 | 0 | 0 | 0 | 0 | 0
DemandResponse | 0 | 0 | 0 | 0 | 0 | 0
IGCC-CCS | 0 | 0 | 0 | 0 | 0 | 0
WT_off | 0 | 0 | 0 | 0 | 0 | 0
PseudoUnit | 0 | 0 | 0 | 0 | 0 | 0
FixedInterchange | 0 | 0 | 0 | 0 | 0 | 0
Emission Cost by Reporting Type: NYISO_J-K
ReportingType | 2015 | 2020 | 2025 | 2030 | 2035 | 2040
BM | 0 | 0 | 0 | 0 | 0 | 0
CC | 0 | 0 | 0 | 0 | 0 | 0
CSP | 0 | 0 | 0 | 0 | 0 | 0
CT | 0 | 0 | 0 | 0 | 0 | 0
Coal | 0 | 0 | 0 | 0 | 0 | 0
Geo | 0 | 0 | 0 | 0 | 0 | 0
H | 0 | 0 | 0 | 0 | 0 | 0
LFG | 0 | 0 | 0 | 0 | 0 | 0
Nuc | 0 | 0 | 0 | 0 | 0 | 0
PS | 0 | 0 | 0 | 0 | 0 | 0
PV | 0 | 0 | 0 | 0 | 0 | 0
PeakG | 0 | 0 | 0 | 0 | 0 | 0
PeakO | 0 | 0 | 0 | 0 | 0 | 0
ST | 0 | 0 | 0 | 0 | 0 | 0
STOG | 0 | 0 | 0 | 0 | 0 | 0
STWD | 0 | 0 | 0 | 0 | 0 | 0
WT | 0 | 0 | 0 | 0 | 0 | 0
IGCC | 0 | 0 | 0 | 0 | 0 | 0
DemandResponse | 0 | 0 | 0 | 0 | 0 | 0
IGCC-CCS | 0 | 0 | 0 | 0 | 0 | 0
WT_off | 0 | 0 | 0 | 0 | 0 | 0
PseudoUnit | 0 | 0 | 0 | 0 | 0 | 0
FixedInterchange | 0 | 0 | 0 | 0 | 0 | 0
Emission Cost by Reporting Type: PJM_E
ReportingType | 2015 | 2020 | 2025 | 2030 | 2035 | 2040
BM | 0 | 0 | 0 | 0 | 0 | 0
CC | 0 | 0 | 0 | 0 | 0 | 0
CSP | 0 | 0 | 0 | 0 | 0 | 0
CT | 0 | 0 | 0 | 0 | 0 | 0
Coal | 0 | 0 | 0 | 0 | 0 | 0
Geo | 0 | 0 | 0 | 0 | 0 | 0
H | 0 | 0 | 0 | 0 | 0 | 0
LFG | 0 | 0 | 0 | 0 | 0 | 0
Nuc | 0 | 0 | 0 | 0 | 0 | 0
PS | 0 | 0 | 0 | 0 | 0 | 0
PV | 0 | 0 | 0 | 0 | 0 | 0
PeakG | 0 | 0 | 0 | 0 | 0 | 0
PeakO | 0 | 0 | 0 | 0 | 0 | 0
ST | 0 | 0 | 0 | 0 | 0 | 0
STOG | 0 | 0 | 0 | 0 | 0 | 0
STWD | 0 | 0 | 0 | 0 | 0 | 0
WT | 0 | 0 | 0 | 0 | 0 | 0
IGCC | 0 | 0 | 0 | 0 | 0 | 0
DemandResponse | 0 | 0 | 0 | 0 | 0 | 0
IGCC-CCS | 0 | 0 | 0 | 0 | 0 | 0
WT_off | 0 | 0 | 0 | 0 | 0 | 0
PseudoUnit | 0 | 0 | 0 | 0 | 0 | 0
FixedInterchange | 0 | 0 | 0 | 0 | 0 | 0
Emission Cost by Reporting Type: PJM_ROM
ReportingType | 2015 | 2020 | 2025 | 2030 | 2035 | 2040
BM | 0 | 0 | 0 | 0 | 0 | 0
CC | 0 | 0 | 0 | 0 | 0 | 0
CSP | 0 | 0 | 0 | 0 | 0 | 0
CT | 0 | 0 | 0 | 0 | 0 | 0
Coal | 0 | 0 | 0 | 0 | 0 | 0
Geo | 0 | 0 | 0 | 0 | 0 | 0
H | 0 | 0 | 0 | 0 | 0 | 0
LFG | 0 | 0 | 0 | 0 | 0 | 0
Nuc | 0 | 0 | 0 | 0 | 0 | 0
PS | 0 | 0 | 0 | 0 | 0 | 0
PV | 0 | 0 | 0 | 0 | 0 | 0
PeakG | 0 | 0 | 0 | 0 | 0 | 0
PeakO | 0 | 0 | 0 | 0 | 0 | 0
ST | 0 | 0 | 0 | 0 | 0 | 0
STOG | 0 | 0 | 0 | 0 | 0 | 0
STWD | 0 | 0 | 0 | 0 | 0 | 0
WT | 0 | 0 | 0 | 0 | 0 | 0
IGCC | 0 | 0 | 0 | 0 | 0 | 0
DemandResponse | 0 | 0 | 0 | 0 | 0 | 0
IGCC-CCS | 0 | 0 | 0 | 0 | 0 | 0
WT_off | 0 | 0 | 0 | 0 | 0 | 0
PseudoUnit | 0 | 0 | 0 | 0 | 0 | 0
FixedInterchange | 0 | 0 | 0 | 0 | 0 | 0
Emission Cost by Reporting Type: PJM_ROR
ReportingType | 2015 | 2020 | 2025 | 2030 | 2035 | 2040
BM | 0 | 0 | 0 | 0 | 0 | 0
CC | 0 | 0 | 0 | 0 | 0 | 0
CSP | 0 | 0 | 0 | 0 | 0 | 0
CT | 0 | 0 | 0 | 0 | 0 | 0
Coal | 0 | 0 | 0 | 0 | 0 | 0
Geo | 0 | 0 | 0 | 0 | 0 | 0
H | 0 | 0 | 0 | 0 | 0 | 0
LFG | 0 | 0 | 0 | 0 | 0 | 0
Nuc | 0 | 0 | 0 | 0 | 0 | 0
PS | 0 | 0 | 0 | 0 | 0 | 0
PV | 0 | 0 | 0 | 0 | 0 | 0
PeakG | 0 | 0 | 0 | 0 | 0 | 0
PeakO | 0 | 0 | 0 | 0 | 0 | 0
ST | 0 | 0 | 0 | 0 | 0 | 0
STOG | 0 | 0 | 0 | 0 | 0 | 0
STWD | 0 | 0 | 0 | 0 | 0 | 0
WT | 0 | 0 | 0 | 0 | 0 | 0
IGCC | 0 | 0 | 0 | 0 | 0 | 0
DemandResponse | 0 | 0 | 0 | 0 | 0 | 0
IGCC-CCS | 0 | 0 | 0 | 0 | 0 | 0
WT_off | 0 | 0 | 0 | 0 | 0 | 0
PseudoUnit | 0 | 0 | 0 | 0 | 0 | 0
FixedInterchange | 0 | 0 | 0 | 0 | 0 | 0
Emission Cost by Reporting Type: SOCO
ReportingType | 2015 | 2020 | 2025 | 2030 | 2035 | 2040
BM | 0 | 0 | 0 | 0 | 0 | 0
CC | 0 | 0 | 0 | 0 | 0 | 0
CSP | 0 | 0 | 0 | 0 | 0 | 0
CT | 0 | 0 | 0 | 0 | 0 | 0
Coal | 0 | 0 | 0 | 0 | 0 | 0
Geo | 0 | 0 | 0 | 0 | 0 | 0
H | 0 | 0 | 0 | 0 | 0 | 0
LFG | 0 | 0 | 0 | 0 | 0 | 0
Nuc | 0 | 0 | 0 | 0 | 0 | 0
PS | 0 | 0 | 0 | 0 | 0 | 0
PV | 0 | 0 | 0 | 0 | 0 | 0
PeakG | 0 | 0 | 0 | 0 | 0 | 0
PeakO | 0 | 0 | 0 | 0 | 0 | 0
ST | 0 | 0 | 0 | 0 | 0 | 0
STOG | 0 | 0 | 0 | 0 | 0 | 0
STWD | 0 | 0 | 0 | 0 | 0 | 0
WT | 0 | 0 | 0 | 0 | 0 | 0
IGCC | 0 | 0 | 0 | 0 | 0 | 0
DemandResponse | 0 | 0 | 0 | 0 | 0 | 0
IGCC-CCS | 0 | 0 | 0 | 0 | 0 | 0
WT_off | 0 | 0 | 0 | 0 | 0 | 0
PseudoUnit | 0 | 0 | 0 | 0 | 0 | 0
FixedInterchange | 0 | 0 | 0 | 0 | 0 | 0
Emission Cost by Reporting Type: SPP_N
ReportingType | 2015 | 2020 | 2025 | 2030 | 2035 | 2040
BM | 0 | 0 | 0 | 0 | 0 | 0
CC | 0 | 0 | 0 | 0 | 0 | 0
CSP | 0 | 0 | 0 | 0 | 0 | 0
CT | 0 | 0 | 0 | 0 | 0 | 0
Coal | 0 | 0 | 0 | 0 | 0 | 0
Geo | 0 | 0 | 0 | 0 | 0 | 0
H | 0 | 0 | 0 | 0 | 0 | 0
LFG | 0 | 0 | 0 | 0 | 0 | 0
Nuc | 0 | 0 | 0 | 0 | 0 | 0
PS | 0 | 0 | 0 | 0 | 0 | 0
PV | 0 | 0 | 0 | 0 | 0 | 0
PeakG | 0 | 0 | 0 | 0 | 0 | 0
PeakO | 0 | 0 | 0 | 0 | 0 | 0
ST | 0 | 0 | 0 | 0 | 0 | 0
STOG | 0 | 0 | 0 | 0 | 0 | 0
STWD | 0 | 0 | 0 | 0 | 0 | 0
WT | 0 | 0 | 0 | 0 | 0 | 0
IGCC | 0 | 0 | 0 | 0 | 0 | 0
DemandResponse | 0 | 0 | 0 | 0 | 0 | 0
IGCC-CCS | 0 | 0 | 0 | 0 | 0 | 0
WT_off | 0 | 0 | 0 | 0 | 0 | 0
PseudoUnit | 0 | 0 | 0 | 0 | 0 | 0
FixedInterchange | 0 | 0 | 0 | 0 | 0 | 0
Emission Cost by Reporting Type: SPP_S
ReportingType | 2015 | 2020 | 2025 | 2030 | 2035 | 2040
BM | 0 | 0 | 0 | 0 | 0 | 0
CC | 0 | 0 | 0 | 0 | 0 | 0
CSP | 0 | 0 | 0 | 0 | 0 | 0
CT | 0 | 0 | 0 | 0 | 0 | 0
Coal | 0 | 0 | 0 | 0 | 0 | 0
Geo | 0 | 0 | 0 | 0 | 0 | 0
H | 0 | 0 | 0 | 0 | 0 | 0
LFG | 0 | 0 | 0 | 0 | 0 | 0
Nuc | 0 | 0 | 0 | 0 | 0 | 0
PS | 0 | 0 | 0 | 0 | 0 | 0
PV | 0 | 0 | 0 | 0 | 0 | 0
PeakG | 0 | 0 | 0 | 0 | 0 | 0
PeakO | 0 | 0 | 0 | 0 | 0 | 0
ST | 0 | 0 | 0 | 0 | 0 | 0
STOG | 0 | 0 | 0 | 0 | 0 | 0
STWD | 0 | 0 | 0 | 0 | 0 | 0
WT | 0 | 0 | 0 | 0 | 0 | 0
IGCC | 0 | 0 | 0 | 0 | 0 | 0
DemandResponse | 0 | 0 | 0 | 0 | 0 | 0
IGCC-CCS | 0 | 0 | 0 | 0 | 0 | 0
WT_off | 0 | 0 | 0 | 0 | 0 | 0
PseudoUnit | 0 | 0 | 0 | 0 | 0 | 0
FixedInterchange | 0 | 0 | 0 | 0 | 0 | 0
Emission Cost by Reporting Type: TVA
ReportingType | 2015 | 2020 | 2025 | 2030 | 2035 | 2040
BM | 0 | 0 | 0 | 0 | 0 | 0
CC | 0 | 0 | 0 | 0 | 0 | 0
CSP | 0 | 0 | 0 | 0 | 0 | 0
CT | 0 | 0 | 0 | 0 | 0 | 0
Coal | 0 | 0 | 0 | 0 | 0 | 0
Geo | 0 | 0 | 0 | 0 | 0 | 0
H | 0 | 0 | 0 | 0 | 0 | 0
LFG | 0 | 0 | 0 | 0 | 0 | 0
Nuc | 0 | 0 | 0 | 0 | 0 | 0
PS | 0 | 0 | 0 | 0 | 0 | 0
PV | 0 | 0 | 0 | 0 | 0 | 0
PeakG | 0 | 0 | 0 | 0 | 0 | 0
PeakO | 0 | 0 | 0 | 0 | 0 | 0
ST | 0 | 0 | 0 | 0 | 0 | 0
STOG | 0 | 0 | 0 | 0 | 0 | 0
STWD | 0 | 0 | 0 | 0 | 0 | 0
WT | 0 | 0 | 0 | 0 | 0 | 0
IGCC | 0 | 0 | 0 | 0 | 0 | 0
DemandResponse | 0 | 0 | 0 | 0 | 0 | 0
IGCC-CCS | 0 | 0 | 0 | 0 | 0 | 0
WT_off | 0 | 0 | 0 | 0 | 0 | 0
PseudoUnit | 0 | 0 | 0 | 0 | 0 | 0
FixedInterchange | 0 | 0 | 0 | 0 | 0 | 0
Emission Cost by Reporting Type: TVA_Transmission
ReportingType | 2015 | 2020 | 2025 | 2030 | 2035 | 2040
BM | 0 | 0 | 0 | 0 | 0 | 0
CC | 0 | 0 | 0 | 0 | 0 | 0
CSP | 0 | 0 | 0 | 0 | 0 | 0
CT | 0 | 0 | 0 | 0 | 0 | 0
Coal | 0 | 0 | 0 | 0 | 0 | 0
Geo | 0 | 0 | 0 | 0 | 0 | 0
H | 0 | 0 | 0 | 0 | 0 | 0
LFG | 0 | 0 | 0 | 0 | 0 | 0
Nuc | 0 | 0 | 0 | 0 | 0 | 0
PS | 0 | 0 | 0 | 0 | 0 | 0
PV | 0 | 0 | 0 | 0 | 0 | 0
PeakG | 0 | 0 | 0 | 0 | 0 | 0
PeakO | 0 | 0 | 0 | 0 | 0 | 0
ST | 0 | 0 | 0 | 0 | 0 | 0
STOG | 0 | 0 | 0 | 0 | 0 | 0
STWD | 0 | 0 | 0 | 0 | 0 | 0
WT | 0 | 0 | 0 | 0 | 0 | 0
IGCC | 0 | 0 | 0 | 0 | 0 | 0
DemandResponse | 0 | 0 | 0 | 0 | 0 | 0
IGCC-CCS | 0 | 0 | 0 | 0 | 0 | 0
WT_off | 0 | 0 | 0 | 0 | 0 | 0
PseudoUnit | 0 | 0 | 0 | 0 | 0 | 0
FixedInterchange | 0 | 0 | 0 | 0 | 0 | 0
Emission Cost by Reporting Type: VACAR
ReportingType | 2015 | 2020 | 2025 | 2030 | 2035 | 2040
BM | 0 | 0 | 0 | 0 | 0 | 0
CC | 0 | 0 | 0 | 0 | 0 | 0
CSP | 0 | 0 | 0 | 0 | 0 | 0
CT | 0 | 0 | 0 | 0 | 0 | 0
Coal | 0 | 0 | 0 | 0 | 0 | 0
Geo | 0 | 0 | 0 | 0 | 0 | 0
H | 0 | 0 | 0 | 0 | 0 | 0
LFG | 0 | 0 | 0 | 0 | 0 | 0
Nuc | 0 | 0 | 0 | 0 | 0 | 0
PS | 0 | 0 | 0 | 0 | 0 | 0
PV | 0 | 0 | 0 | 0 | 0 | 0
PeakG | 0 | 0 | 0 | 0 | 0 | 0
PeakO | 0 | 0 | 0 | 0 | 0 | 0
ST | 0 | 0 | 0 | 0 | 0 | 0
STOG | 0 | 0 | 0 | 0 | 0 | 0
STWD | 0 | 0 | 0 | 0 | 0 | 0
WT | 0 | 0 | 0 | 0 | 0 | 0
IGCC | 0 | 0 | 0 | 0 | 0 | 0
DemandResponse | 0 | 0 | 0 | 0 | 0 | 0
IGCC-CCS | 0 | 0 | 0 | 0 | 0 | 0
WT_off | 0 | 0 | 0 | 0 | 0 | 0
PseudoUnit | 0 | 0 | 0 | 0 | 0 | 0
FixedInterchange | 0 | 0 | 0 | 0 | 0 | 0
Emission Cost by Reporting Type: IESO
ReportingType | 2015 | 2020 | 2025 | 2030 | 2035 | 2040
BM | 0 | 0 | 0 | 0 | 0 | 0
CC | 0 | 0 | 0 | 0 | 0 | 0
CSP | 0 | 0 | 0 | 0 | 0 | 0
CT | 0 | 0 | 0 | 0 | 0 | 0
Coal | 0 | 0 | 0 | 0 | 0 | 0
Geo | 0 | 0 | 0 | 0 | 0 | 0
H | 0 | 0 | 0 | 0 | 0 | 0
LFG | 0 | 0 | 0 | 0 | 0 | 0
Nuc | 0 | 0 | 0 | 0 | 0 | 0
PS | 0 | 0 | 0 | 0 | 0 | 0
PV | 0 | 0 | 0 | 0 | 0 | 0
PeakG | 0 | 0 | 0 | 0 | 0 | 0
PeakO | 0 | 0 | 0 | 0 | 0 | 0
ST | 0 | 0 | 0 | 0 | 0 | 0
STOG | 0 | 0 | 0 | 0 | 0 | 0
STWD | 0 | 0 | 0 | 0 | 0 | 0
WT | 0 | 0 | 0 | 0 | 0 | 0
IGCC | 0 | 0 | 0 | 0 | 0 | 0
DemandResponse | 0 | 0 | 0 | 0 | 0 | 0
IGCC-CCS | 0 | 0 | 0 | 0 | 0 | 0
WT_off | 0 | 0 | 0 | 0 | 0 | 0
PseudoUnit | 0 | 0 | 0 | 0 | 0 | 0
FixedInterchange | 0 | 0 | 0 | 0 | 0 | 0
Emission Cost by Reporting Type: MAPP_CA
ReportingType | 2015 | 2020 | 2025 | 2030 | 2035 | 2040
BM | 0 | 0 | 0 | 0 | 0 | 0
CC | 0 | 0 | 0 | 0 | 0 | 0
CSP | 0 | 0 | 0 | 0 | 0 | 0
CT | 0 | 0 | 0 | 0 | 0 | 0
Coal | 0 | 0 | 0 | 0 | 0 | 0
Geo | 0 | 0 | 0 | 0 | 0 | 0
H | 0 | 0 | 0 | 0 | 0 | 0
LFG | 0 | 0 | 0 | 0 | 0 | 0
Nuc | 0 | 0 | 0 | 0 | 0 | 0
PS | 0 | 0 | 0 | 0 | 0 | 0
PV | 0 | 0 | 0 | 0 | 0 | 0
PeakG | 0 | 0 | 0 | 0 | 0 | 0
PeakO | 0 | 0 | 0 | 0 | 0 | 0
ST | 0 | 0 | 0 | 0 | 0 | 0
STOG | 0 | 0 | 0 | 0 | 0 | 0
STWD | 0 | 0 | 0 | 0 | 0 | 0
WT | 0 | 0 | 0 | 0 | 0 | 0
IGCC | 0 | 0 | 0 | 0 | 0 | 0
DemandResponse | 0 | 0 | 0 | 0 | 0 | 0
IGCC-CCS | 0 | 0 | 0 | 0 | 0 | 0
WT_off | 0 | 0 | 0 | 0 | 0 | 0
PseudoUnit | 0 | 0 | 0 | 0 | 0 | 0
FixedInterchange | 0 | 0 | 0 | 0 | 0 | 0
Emission Cost by Reporting Type: AZ_NM_SNV_Coal
ReportingType | 2015 | 2020 | 2025 | 2030 | 2035 | 2040
BM | 0 | 0 | 0 | 0 | 0 | 0
CC | 0 | 0 | 0 | 0 | 0 | 0
CSP | 0 | 0 | 0 | 0 | 0 | 0
CT | 0 | 0 | 0 | 0 | 0 | 0
Coal | 0 | 0 | 0 | 0 | 0 | 0
Geo | 0 | 0 | 0 | 0 | 0 | 0
H | 0 | 0 | 0 | 0 | 0 | 0
LFG | 0 | 0 | 0 | 0 | 0 | 0
Nuc | 0 | 0 | 0 | 0 | 0 | 0
PS | 0 | 0 | 0 | 0 | 0 | 0
PV | 0 | 0 | 0 | 0 | 0 | 0
PeakG | 0 | 0 | 0 | 0 | 0 | 0
PeakO | 0 | 0 | 0 | 0 | 0 | 0
ST | 0 | 0 | 0 | 0 | 0 | 0
STOG | 0 | 0 | 0 | 0 | 0 | 0
STWD | 0 | 0 | 0 | 0 | 0 | 0
WT | 0 | 0 | 0 | 0 | 0 | 0
IGCC | 0 | 0 | 0 | 0 | 0 | 0
DemandResponse | 0 | 0 | 0 | 0 | 0 | 0
IGCC-CCS | 0 | 0 | 0 | 0 | 0 | 0
WT_off | 0 | 0 | 0 | 0 | 0 | 0
PseudoUnit | 0 | 0 | 0 | 0 | 0 | 0
FixedInterchange | 0 | 0 | 0 | 0 | 0 | 0
Emission Cost by Reporting Type: AZ_NM_SNV_Gas
ReportingType | 2015 | 2020 | 2025 | 2030 | 2035 | 2040
BM | 0 | 0 | 0 | 0 | 0 | 0
CC | 0 | 0 | 0 | 0 | 0 | 0
CSP | 0 | 0 | 0 | 0 | 0 | 0
CT | 0 | 0 | 0 | 0 | 0 | 0
Coal | 0 | 0 | 0 | 0 | 0 | 0
Geo | 0 | 0 | 0 | 0 | 0 | 0
H | 0 | 0 | 0 | 0 | 0 | 0
LFG | 0 | 0 | 0 | 0 | 0 | 0
Nuc | 0 | 0 | 0 | 0 | 0 | 0
PS | 0 | 0 | 0 | 0 | 0 | 0
PV | 0 | 0 | 0 | 0 | 0 | 0
PeakG | 0 | 0 | 0 | 0 | 0 | 0
PeakO | 0 | 0 | 0 | 0 | 0 | 0
ST | 0 | 0 | 0 | 0 | 0 | 0
STOG | 0 | 0 | 0 | 0 | 0 | 0
STWD | 0 | 0 | 0 | 0 | 0 | 0
WT | 0 | 0 | 0 | 0 | 0 | 0
IGCC | 0 | 0 | 0 | 0 | 0 | 0
DemandResponse | 0 | 0 | 0 | 0 | 0 | 0
IGCC-CCS | 0 | 0 | 0 | 0 | 0 | 0
WT_off | 0 | 0 | 0 | 0 | 0 | 0
PseudoUnit | 0 | 0 | 0 | 0 | 0 | 0
FixedInterchange | 0 | 0 | 0 | 0 | 0 | 0
Emission Cost by Reporting Type: AZ_NM_SNV_NucRenew
ReportingType | 2015 | 2020 | 2025 | 2030 | 2035 | 2040
BM | 0 | 0 | 0 | 0 | 0 | 0
CC | 0 | 0 | 0 | 0 | 0 | 0
CSP | 0 | 0 | 0 | 0 | 0 | 0
CT | 0 | 0 | 0 | 0 | 0 | 0
Coal | 0 | 0 | 0 | 0 | 0 | 0
Geo | 0 | 0 | 0 | 0 | 0 | 0
H | 0 | 0 | 0 | 0 | 0 | 0
LFG | 0 | 0 | 0 | 0 | 0 | 0
Nuc | 0 | 0 | 0 | 0 | 0 | 0
PS | 0 | 0 | 0 | 0 | 0 | 0
PV | 0 | 0 | 0 | 0 | 0 | 0
PeakG | 0 | 0 | 0 | 0 | 0 | 0
PeakO | 0 | 0 | 0 | 0 | 0 | 0
ST | 0 | 0 | 0 | 0 | 0 | 0
STOG | 0 | 0 | 0 | 0 | 0 | 0
STWD | 0 | 0 | 0 | 0 | 0 | 0
WT | 0 | 0 | 0 | 0 | 0 | 0
IGCC | 0 | 0 | 0 | 0 | 0 | 0
DemandResponse | 0 | 0 | 0 | 0 | 0 | 0
IGCC-CCS | 0 | 0 | 0 | 0 | 0 | 0
WT_off | 0 | 0 | 0 | 0 | 0 | 0
PseudoUnit | 0 | 0 | 0 | 0 | 0 | 0
FixedInterchange | 0 | 0 | 0 | 0 | 0 | 0
Emission Cost by Reporting Type: ERCOT
ReportingType | 2015 | 2020 | 2025 | 2030 | 2035 | 2040
BM | 0 | 0 | 0 | 0 | 0 | 0
CC | 0 | 0 | 0 | 0 | 0 | 0
CSP | 0 | 0 | 0 | 0 | 0 | 0
CT | 0 | 0 | 0 | 0 | 0 | 0
Coal | 0 | 0 | 0 | 0 | 0 | 0
Geo | 0 | 0 | 0 | 0 | 0 | 0
H | 0 | 0 | 0 | 0 | 0 | 0
LFG | 0 | 0 | 0 | 0 | 0 | 0
Nuc | 0 | 0 | 0 | 0 | 0 | 0
PS | 0 | 0 | 0 | 0 | 0 | 0
PV | 0 | 0 | 0 | 0 | 0 | 0
PeakG | 0 | 0 | 0 | 0 | 0 | 0
PeakO | 0 | 0 | 0 | 0 | 0 | 0
ST | 0 | 0 | 0 | 0 | 0 | 0
STOG | 0 | 0 | 0 | 0 | 0 | 0
STWD | 0 | 0 | 0 | 0 | 0 | 0
WT | 0 | 0 | 0 | 0 | 0 | 0
IGCC | 0 | 0 | 0 | 0 | 0 | 0
DemandResponse | 0 | 0 | 0 | 0 | 0 | 0
IGCC-CCS | 0 | 0 | 0 | 0 | 0 | 0
WT_off | 0 | 0 | 0 | 0 | 0 | 0
PseudoUnit | 0 | 0 | 0 | 0 | 0 | 0
FixedInterchange | 0 | 0 | 0 | 0 | 0 | 0
Emission Cost by Reporting Type: NP15
ReportingType | 2015 | 2020 | 2025 | 2030 | 2035 | 2040
BM | 0 | 0 | 0 | 0 | 0 | 0
CC | 0 | 0 | 0 | 0 | 0 | 0
CSP | 0 | 0 | 0 | 0 | 0 | 0
CT | 0 | 0 | 0 | 0 | 0 | 0
Coal | 0 | 0 | 0 | 0 | 0 | 0
Geo | 0 | 0 | 0 | 0 | 0 | 0
H | 0 | 0 | 0 | 0 | 0 | 0
LFG | 0 | 0 | 0 | 0 | 0 | 0
Nuc | 0 | 0 | 0 | 0 | 0 | 0
PS | 0 | 0 | 0 | 0 | 0 | 0
PV | 0 | 0 | 0 | 0 | 0 | 0
PeakG | 0 | 0 | 0 | 0 | 0 | 0
PeakO | 0 | 0 | 0 | 0 | 0 | 0
ST | 0 | 0 | 0 | 0 | 0 | 0
STOG | 0 | 0 | 0 | 0 | 0 | 0
STWD | 0 | 0 | 0 | 0 | 0 | 0
WT | 0 | 0 | 0 | 0 | 0 | 0
IGCC | 0 | 0 | 0 | 0 | 0 | 0
DemandResponse | 0 | 0 | 0 | 0 | 0 | 0
IGCC-CCS | 0 | 0 | 0 | 0 | 0 | 0
WT_off | 0 | 0 | 0 | 0 | 0 | 0
PseudoUnit | 0 | 0 | 0 | 0 | 0 | 0
FixedInterchange | 0 | 0 | 0 | 0 | 0 | 0
Emission Cost by Reporting Type: NWPP_Coal
ReportingType | 2015 | 2020 | 2025 | 2030 | 2035 | 2040
BM | 0 | 0 | 0 | 0 | 0 | 0
CC | 0 | 0 | 0 | 0 | 0 | 0
CSP | 0 | 0 | 0 | 0 | 0 | 0
CT | 0 | 0 | 0 | 0 | 0 | 0
Coal | 0 | 0 | 0 | 0 | 0 | 0
Geo | 0 | 0 | 0 | 0 | 0 | 0
H | 0 | 0 | 0 | 0 | 0 | 0
LFG | 0 | 0 | 0 | 0 | 0 | 0
Nuc | 0 | 0 | 0 | 0 | 0 | 0
PS | 0 | 0 | 0 | 0 | 0 | 0
PV | 0 | 0 | 0 | 0 | 0 | 0
PeakG | 0 | 0 | 0 | 0 | 0 | 0
PeakO | 0 | 0 | 0 | 0 | 0 | 0
ST | 0 | 0 | 0 | 0 | 0 | 0
STOG | 0 | 0 | 0 | 0 | 0 | 0
STWD | 0 | 0 | 0 | 0 | 0 | 0
WT | 0 | 0 | 0 | 0 | 0 | 0
IGCC | 0 | 0 | 0 | 0 | 0 | 0
DemandResponse | 0 | 0 | 0 | 0 | 0 | 0
IGCC-CCS | 0 | 0 | 0 | 0 | 0 | 0
WT_off | 0 | 0 | 0 | 0 | 0 | 0
PseudoUnit | 0 | 0 | 0 | 0 | 0 | 0
FixedInterchange | 0 | 0 | 0 | 0 | 0 | 0
Emission Cost by Reporting Type: NWPP_Gas
ReportingType | 2015 | 2020 | 2025 | 2030 | 2035 | 2040
BM | 0 | 0 | 0 | 0 | 0 | 0
CC | 0 | 0 | 0 | 0 | 0 | 0
CSP | 0 | 0 | 0 | 0 | 0 | 0
CT | 0 | 0 | 0 | 0 | 0 | 0
Coal | 0 | 0 | 0 | 0 | 0 | 0
Geo | 0 | 0 | 0 | 0 | 0 | 0
H | 0 | 0 | 0 | 0 | 0 | 0
LFG | 0 | 0 | 0 | 0 | 0 | 0
Nuc | 0 | 0 | 0 | 0 | 0 | 0
PS | 0 | 0 | 0 | 0 | 0 | 0
PV | 0 | 0 | 0 | 0 | 0 | 0
PeakG | 0 | 0 | 0 | 0 | 0 | 0
PeakO | 0 | 0 | 0 | 0 | 0 | 0
ST | 0 | 0 | 0 | 0 | 0 | 0
STOG | 0 | 0 | 0 | 0 | 0 | 0
STWD | 0 | 0 | 0 | 0 | 0 | 0
WT | 0 | 0 | 0 | 0 | 0 | 0
IGCC | 0 | 0 | 0 | 0 | 0 | 0
DemandResponse | 0 | 0 | 0 | 0 | 0 | 0
IGCC-CCS | 0 | 0 | 0 | 0 | 0 | 0
WT_off | 0 | 0 | 0 | 0 | 0 | 0
PseudoUnit | 0 | 0 | 0 | 0 | 0 | 0
FixedInterchange | 0 | 0 | 0 | 0 | 0 | 0
Emission Cost by Reporting Type: NWPP_NucRenew
ReportingType | 2015 | 2020 | 2025 | 2030 | 2035 | 2040
BM | 0 | 0 | 0 | 0 | 0 | 0
CC | 0 | 0 | 0 | 0 | 0 | 0
CSP | 0 | 0 | 0 | 0 | 0 | 0
CT | 0 | 0 | 0 | 0 | 0 | 0
Coal | 0 | 0 | 0 | 0 | 0 | 0
Geo | 0 | 0 | 0 | 0 | 0 | 0
H | 0 | 0 | 0 | 0 | 0 | 0
LFG | 0 | 0 | 0 | 0 | 0 | 0
Nuc | 0 | 0 | 0 | 0 | 0 | 0
PS | 0 | 0 | 0 | 0 | 0 | 0
PV | 0 | 0 | 0 | 0 | 0 | 0
PeakG | 0 | 0 | 0 | 0 | 0 | 0
PeakO | 0 | 0 | 0 | 0 | 0 | 0
ST | 0 | 0 | 0 | 0 | 0 | 0
STOG | 0 | 0 | 0 | 0 | 0 | 0
STWD | 0 | 0 | 0 | 0 | 0 | 0
WT | 0 | 0 | 0 | 0 | 0 | 0
IGCC | 0 | 0 | 0 | 0 | 0 | 0
DemandResponse | 0 | 0 | 0 | 0 | 0 | 0
IGCC-CCS | 0 | 0 | 0 | 0 | 0 | 0
WT_off | 0 | 0 | 0 | 0 | 0 | 0
PseudoUnit | 0 | 0 | 0 | 0 | 0 | 0
FixedInterchange | 0 | 0 | 0 | 0 | 0 | 0
Emission Cost by Reporting Type: RMPA
ReportingType | 2015 | 2020 | 2025 | 2030 | 2035 | 2040
BM | 0 | 0 | 0 | 0 | 0 | 0
CC | 0 | 0 | 0 | 0 | 0 | 0
CSP | 0 | 0 | 0 | 0 | 0 | 0
CT | 0 | 0 | 0 | 0 | 0 | 0
Coal | 0 | 0 | 0 | 0 | 0 | 0
Geo | 0 | 0 | 0 | 0 | 0 | 0
H | 0 | 0 | 0 | 0 | 0 | 0
LFG | 0 | 0 | 0 | 0 | 0 | 0
Nuc | 0 | 0 | 0 | 0 | 0 | 0
PS | 0 | 0 | 0 | 0 | 0 | 0
PV | 0 | 0 | 0 | 0 | 0 | 0
PeakG | 0 | 0 | 0 | 0 | 0 | 0
PeakO | 0 | 0 | 0 | 0 | 0 | 0
ST | 0 | 0 | 0 | 0 | 0 | 0
STOG | 0 | 0 | 0 | 0 | 0 | 0
STWD | 0 | 0 | 0 | 0 | 0 | 0
WT | 0 | 0 | 0 | 0 | 0 | 0
IGCC | 0 | 0 | 0 | 0 | 0 | 0
DemandResponse | 0 | 0 | 0 | 0 | 0 | 0
IGCC-CCS | 0 | 0 | 0 | 0 | 0 | 0
WT_off | 0 | 0 | 0 | 0 | 0 | 0
PseudoUnit | 0 | 0 | 0 | 0 | 0 | 0
FixedInterchange | 0 | 0 | 0 | 0 | 0 | 0
Emission Cost by Reporting Type: SP15
ReportingType | 2015 | 2020 | 2025 | 2030 | 2035 | 2040
BM | 0 | 0 | 0 | 0 | 0 | 0
CC | 0 | 0 | 0 | 0 | 0 | 0
CSP | 0 | 0 | 0 | 0 | 0 | 0
CT | 0 | 0 | 0 | 0 | 0 | 0
Coal | 0 | 0 | 0 | 0 | 0 | 0
Geo | 0 | 0 | 0 | 0 | 0 | 0
H | 0 | 0 | 0 | 0 | 0 | 0
LFG | 0 | 0 | 0 | 0 | 0 | 0
Nuc | 0 | 0 | 0 | 0 | 0 | 0
PS | 0 | 0 | 0 | 0 | 0 | 0
PV | 0 | 0 | 0 | 0 | 0 | 0
PeakG | 0 | 0 | 0 | 0 | 0 | 0
PeakO | 0 | 0 | 0 | 0 | 0 | 0
ST | 0 | 0 | 0 | 0 | 0 | 0
STOG | 0 | 0 | 0 | 0 | 0 | 0
STWD | 0 | 0 | 0 | 0 | 0 | 0
WT | 0 | 0 | 0 | 0 | 0 | 0
IGCC | 0 | 0 | 0 | 0 | 0 | 0
DemandResponse | 0 | 0 | 0 | 0 | 0 | 0
IGCC-CCS | 0 | 0 | 0 | 0 | 0 | 0
WT_off | 0 | 0 | 0 | 0 | 0 | 0
PseudoUnit | 0 | 0 | 0 | 0 | 0 | 0
FixedInterchange | 0 | 0 | 0 | 0 | 0 | 0
Emission Cost by Reporting Type: ALB
ReportingType | 2015 | 2020 | 2025 | 2030 | 2035 | 2040
BM | 0 | 0 | 0 | 0 | 0 | 0
CC | 0 | 0 | 0 | 0 | 0 | 0
CSP | 0 | 0 | 0 | 0 | 0 | 0
CT | 0 | 0 | 0 | 0 | 0 | 0
Coal | 0 | 0 | 0 | 0 | 0 | 0
Geo | 0 | 0 | 0 | 0 | 0 | 0
H | 0 | 0 | 0 | 0 | 0 | 0
LFG | 0 | 0 | 0 | 0 | 0 | 0
Nuc | 0 | 0 | 0 | 0 | 0 | 0
PS | 0 | 0 | 0 | 0 | 0 | 0
PV | 0 | 0 | 0 | 0 | 0 | 0
PeakG | 0 | 0 | 0 | 0 | 0 | 0
PeakO | 0 | 0 | 0 | 0 | 0 | 0
ST | 0 | 0 | 0 | 0 | 0 | 0
STOG | 0 | 0 | 0 | 0 | 0 | 0
STWD | 0 | 0 | 0 | 0 | 0 | 0
WT | 0 | 0 | 0 | 0 | 0 | 0
IGCC | 0 | 0 | 0 | 0 | 0 | 0
DemandResponse | 0 | 0 | 0 | 0 | 0 | 0
IGCC-CCS | 0 | 0 | 0 | 0 | 0 | 0
WT_off | 0 | 0 | 0 | 0 | 0 | 0
PseudoUnit | 0 | 0 | 0 | 0 | 0 | 0
FixedInterchange | 0 | 0 | 0 | 0 | 0 | 0
Emission Cost by Reporting Type: BC
ReportingType | 2015 | 2020 | 2025 | 2030 | 2035 | 2040
BM | 0 | 0 | 0 | 0 | 0 | 0
CC | 0 | 0 | 0 | 0 | 0 | 0
CSP | 0 | 0 | 0 | 0 | 0 | 0
CT | 0 | 0 | 0 | 0 | 0 | 0
Coal | 0 | 0 | 0 | 0 | 0 | 0
Geo | 0 | 0 | 0 | 0 | 0 | 0
H | 0 | 0 | 0 | 0 | 0 | 0
LFG | 0 | 0 | 0 | 0 | 0 | 0
Nuc | 0 | 0 | 0 | 0 | 0 | 0
PS | 0 | 0 | 0 | 0 | 0 | 0
PV | 0 | 0 | 0 | 0 | 0 | 0
PeakG | 0 | 0 | 0 | 0 | 0 | 0
PeakO | 0 | 0 | 0 | 0 | 0 | 0
ST | 0 | 0 | 0 | 0 | 0 | 0
STOG | 0 | 0 | 0 | 0 | 0 | 0
STWD | 0 | 0 | 0 | 0 | 0 | 0
WT | 0 | 0 | 0 | 0 | 0 | 0
IGCC | 0 | 0 | 0 | 0 | 0 | 0
DemandResponse | 0 | 0 | 0 | 0 | 0 | 0
IGCC-CCS | 0 | 0 | 0 | 0 | 0 | 0
WT_off | 0 | 0 | 0 | 0 | 0 | 0
PseudoUnit | 0 | 0 | 0 | 0 | 0 | 0
FixedInterchange | 0 | 0 | 0 | 0 | 0 | 0
Emission Cost by Reporting Type: HQ_IESO
ReportingType | 2015 | 2020 | 2025 | 2030 | 2035 | 2040
BM | 0 | 0 | 0 | 0 | 0 | 0
CC | 0 | 0 | 0 | 0 | 0 | 0
CSP | 0 | 0 | 0 | 0 | 0 | 0
CT | 0 | 0 | 0 | 0 | 0 | 0
Coal | 0 | 0 | 0 | 0 | 0 | 0
Geo | 0 | 0 | 0 | 0 | 0 | 0
H | 0 | 0 | 0 | 0 | 0 | 0
LFG | 0 | 0 | 0 | 0 | 0 | 0
Nuc | 0 | 0 | 0 | 0 | 0 | 0
PS | 0 | 0 | 0 | 0 | 0 | 0
PV | 0 | 0 | 0 | 0 | 0 | 0
PeakG | 0 | 0 | 0 | 0 | 0 | 0
PeakO | 0 | 0 | 0 | 0 | 0 | 0
ST | 0 | 0 | 0 | 0 | 0 | 0
STOG | 0 | 0 | 0 | 0 | 0 | 0
STWD | 0 | 0 | 0 | 0 | 0 | 0
WT | 0 | 0 | 0 | 0 | 0 | 0
IGCC | 0 | 0 | 0 | 0 | 0 | 0
DemandResponse | 0 | 0 | 0 | 0 | 0 | 0
IGCC-CCS | 0 | 0 | 0 | 0 | 0 | 0
WT_off | 0 | 0 | 0 | 0 | 0 | 0
PseudoUnit | 0 | 0 | 0 | 0 | 0 | 0
FixedInterchange | 0 | 0 | 0 | 0 | 0 | 0
Emission Cost by Reporting Type: HQ_NEISO
ReportingType | 2015 | 2020 | 2025 | 2030 | 2035 | 2040
BM | 0 | 0 | 0 | 0 | 0 | 0
CC | 0 | 0 | 0 | 0 | 0 | 0
CSP | 0 | 0 | 0 | 0 | 0 | 0
CT | 0 | 0 | 0 | 0 | 0 | 0
Coal | 0 | 0 | 0 | 0 | 0 | 0
Geo | 0 | 0 | 0 | 0 | 0 | 0
H | 0 | 0 | 0 | 0 | 0 | 0
LFG | 0 | 0 | 0 | 0 | 0 | 0
Nuc | 0 | 0 | 0 | 0 | 0 | 0
PS | 0 | 0 | 0 | 0 | 0 | 0
PV | 0 | 0 | 0 | 0 | 0 | 0
PeakG | 0 | 0 | 0 | 0 | 0 | 0
PeakO | 0 | 0 | 0 | 0 | 0 | 0
ST | 0 | 0 | 0 | 0 | 0 | 0
STOG | 0 | 0 | 0 | 0 | 0 | 0
STWD | 0 | 0 | 0 | 0 | 0 | 0
WT | 0 | 0 | 0 | 0 | 0 | 0
IGCC | 0 | 0 | 0 | 0 | 0 | 0
DemandResponse | 0 | 0 | 0 | 0 | 0 | 0
IGCC-CCS | 0 | 0 | 0 | 0 | 0 | 0
WT_off | 0 | 0 | 0 | 0 | 0 | 0
PseudoUnit | 0 | 0 | 0 | 0 | 0 | 0
FixedInterchange | 0 | 0 | 0 | 0 | 0 | 0
Emission Cost by Reporting Type: HQ_NY
ReportingType | 2015 | 2020 | 2025 | 2030 | 2035 | 2040
BM | 0 | 0 | 0 | 0 | 0 | 0
CC | 0 | 0 | 0 | 0 | 0 | 0
CSP | 0 | 0 | 0 | 0 | 0 | 0
CT | 0 | 0 | 0 | 0 | 0 | 0
Coal | 0 | 0 | 0 | 0 | 0 | 0
Geo | 0 | 0 | 0 | 0 | 0 | 0
H | 0 | 0 | 0 | 0 | 0 | 0
LFG | 0 | 0 | 0 | 0 | 0 | 0
Nuc | 0 | 0 | 0 | 0 | 0 | 0
PS | 0 | 0 | 0 | 0 | 0 | 0
PV | 0 | 0 | 0 | 0 | 0 | 0
PeakG | 0 | 0 | 0 | 0 | 0 | 0
PeakO | 0 | 0 | 0 | 0 | 0 | 0
ST | 0 | 0 | 0 | 0 | 0 | 0
STOG | 0 | 0 | 0 | 0 | 0 | 0
STWD | 0 | 0 | 0 | 0 | 0 | 0
WT | 0 | 0 | 0 | 0 | 0 | 0
IGCC | 0 | 0 | 0 | 0 | 0 | 0
DemandResponse | 0 | 0 | 0 | 0 | 0 | 0
IGCC-CCS | 0 | 0 | 0 | 0 | 0 | 0
WT_off | 0 | 0 | 0 | 0 | 0 | 0
PseudoUnit | 0 | 0 | 0 | 0 | 0 | 0
FixedInterchange | 0 | 0 | 0 | 0 | 0 | 0
Emission Cost by Reporting Type: MARITIMES
ReportingType | 2015 | 2020 | 2025 | 2030 | 2035 | 2040
BM | 0 | 0 | 0 | 0 | 0 | 0
CC | 0 | 0 | 0 | 0 | 0 | 0
CSP | 0 | 0 | 0 | 0 | 0 | 0
CT | 0 | 0 | 0 | 0 | 0 | 0
Coal | 0 | 0 | 0 | 0 | 0 | 0
Geo | 0 | 0 | 0 | 0 | 0 | 0
H | 0 | 0 | 0 | 0 | 0 | 0
LFG | 0 | 0 | 0 | 0 | 0 | 0
Nuc | 0 | 0 | 0 | 0 | 0 | 0
PS | 0 | 0 | 0 | 0 | 0 | 0
PV | 0 | 0 | 0 | 0 | 0 | 0
PeakG | 0 | 0 | 0 | 0 | 0 | 0
PeakO | 0 | 0 | 0 | 0 | 0 | 0
ST | 0 | 0 | 0 | 0 | 0 | 0
STOG | 0 | 0 | 0 | 0 | 0 | 0
STWD | 0 | 0 | 0 | 0 | 0 | 0
WT | 0 | 0 | 0 | 0 | 0 | 0
IGCC | 0 | 0 | 0 | 0 | 0 | 0
DemandResponse | 0 | 0 | 0 | 0 | 0 | 0
IGCC-CCS | 0 | 0 | 0 | 0 | 0 | 0
WT_off | 0 | 0 | 0 | 0 | 0 | 0
PseudoUnit | 0 | 0 | 0 | 0 | 0 | 0
FixedInterchange | 0 | 0 | 0 | 0 | 0 | 0
Emission Cost by Reporting Type: All
ReportingType | 2015 | 2020 | 2025 | 2030 | 2035 | 2040
BM | 0 | 0 | 0 | 0 | 0 | 0
CC | 0 | 0 | 0 | 0 | 0 | 0
CSP | 0 | 0 | 0 | 0 | 0 | 0
CT | 0 | 0 | 0 | 0 | 0 | 0
Coal | 0 | 0 | 0 | 0 | 0 | 0
Geo | 0 | 0 | 0 | 0 | 0 | 0
H | 0 | 0 | 0 | 0 | 0 | 0
LFG | 0 | 0 | 0 | 0 | 0 | 0
Nuc | 0 | 0 | 0 | 0 | 0 | 0
PS | 0 | 0 | 0 | 0 | 0 | 0
PV | 0 | 0 | 0 | 0 | 0 | 0
PeakG | 0 | 0 | 0 | 0 | 0 | 0
PeakO | 0 | 0 | 0 | 0 | 0 | 0
ST | 0 | 0 | 0 | 0 | 0 | 0
STOG | 0 | 0 | 0 | 0 | 0 | 0
STWD | 0 | 0 | 0 | 0 | 0 | 0
WT | 0 | 0 | 0 | 0 | 0 | 0
IGCC | 0 | 0 | 0 | 0 | 0 | 0
DemandResponse | 0 | 0 | 0 | 0 | 0 | 0
IGCC-CCS | 0 | 0 | 0 | 0 | 0 | 0
WT_off | 0 | 0 | 0 | 0 | 0 | 0
PseudoUnit | 0 | 0 | 0 | 0 | 0 | 0
FixedInterchange | 0 | 0 | 0 | 0 | 0 | 0
Emission Cost by Reporting Type: EI_US
ReportingType | 2015 | 2020 | 2025 | 2030 | 2035 | 2040
BM | 0 | 0 | 0 | 0 | 0 | 0
CC | 0 | 0 | 0 | 0 | 0 | 0
CSP | 0 | 0 | 0 | 0 | 0 | 0
CT | 0 | 0 | 0 | 0 | 0 | 0
Coal | 0 | 0 | 0 | 0 | 0 | 0
Geo | 0 | 0 | 0 | 0 | 0 | 0
H | 0 | 0 | 0 | 0 | 0 | 0
LFG | 0 | 0 | 0 | 0 | 0 | 0
Nuc | 0 | 0 | 0 | 0 | 0 | 0
PS | 0 | 0 | 0 | 0 | 0 | 0
PV | 0 | 0 | 0 | 0 | 0 | 0
PeakG | 0 | 0 | 0 | 0 | 0 | 0
PeakO | 0 | 0 | 0 | 0 | 0 | 0
ST | 0 | 0 | 0 | 0 | 0 | 0
STOG | 0 | 0 | 0 | 0 | 0 | 0
STWD | 0 | 0 | 0 | 0 | 0 | 0
WT | 0 | 0 | 0 | 0 | 0 | 0
IGCC | 0 | 0 | 0 | 0 | 0 | 0
DemandResponse | 0 | 0 | 0 | 0 | 0 | 0
IGCC-CCS | 0 | 0 | 0 | 0 | 0 | 0
WT_off | 0 | 0 | 0 | 0 | 0 | 0
PseudoUnit | 0 | 0 | 0 | 0 | 0 | 0
FixedInterchange | 0 | 0 | 0 | 0 | 0 | 0
Emission Cost by Reporting Type: EI_Canada
ReportingType | 2015 | 2020 | 2025 | 2030 | 2035 | 2040
BM | 0 | 0 | 0 | 0 | 0 | 0
CC | 0 | 0 | 0 | 0 | 0 | 0
CSP | 0 | 0 | 0 | 0 | 0 | 0
CT | 0 | 0 | 0 | 0 | 0 | 0
Coal | 0 | 0 | 0 | 0 | 0 | 0
Geo | 0 | 0 | 0 | 0 | 0 | 0
H | 0 | 0 | 0 | 0 | 0 | 0
LFG | 0 | 0 | 0 | 0 | 0 | 0
Nuc | 0 | 0 | 0 | 0 | 0 | 0
PS | 0 | 0 | 0 | 0 | 0 | 0
PV | 0 | 0 | 0 | 0 | 0 | 0
PeakG | 0 | 0 | 0 | 0 | 0 | 0
PeakO | 0 | 0 | 0 | 0 | 0 | 0
ST | 0 | 0 | 0 | 0 | 0 | 0
STOG | 0 | 0 | 0 | 0 | 0 | 0
STWD | 0 | 0 | 0 | 0 | 0 | 0
WT | 0 | 0 | 0 | 0 | 0 | 0
IGCC | 0 | 0 | 0 | 0 | 0 | 0
DemandResponse | 0 | 0 | 0 | 0 | 0 | 0
IGCC-CCS | 0 | 0 | 0 | 0 | 0 | 0
WT_off | 0 | 0 | 0 | 0 | 0 | 0
PseudoUnit | 0 | 0 | 0 | 0 | 0 | 0
FixedInterchange | 0 | 0 | 0 | 0 | 0 | 0
Emission Cost by Reporting Type: EI
ReportingType | 2015 | 2020 | 2025 | 2030 | 2035 | 2040
BM | 0 | 0 | 0 | 0 | 0 | 0
CC | 0 | 0 | 0 | 0 | 0 | 0
CSP | 0 | 0 | 0 | 0 | 0 | 0
CT | 0 | 0 | 0 | 0 | 0 | 0
Coal | 0 | 0 | 0 | 0 | 0 | 0
Geo | 0 | 0 | 0 | 0 | 0 | 0
H | 0 | 0 | 0 | 0 | 0 | 0
LFG | 0 | 0 | 0 | 0 | 0 | 0
Nuc | 0 | 0 | 0 | 0 | 0 | 0
PS | 0 | 0 | 0 | 0 | 0 | 0
PV | 0 | 0 | 0 | 0 | 0 | 0
PeakG | 0 | 0 | 0 | 0 | 0 | 0
PeakO | 0 | 0 | 0 | 0 | 0 | 0
ST | 0 | 0 | 0 | 0 | 0 | 0
STOG | 0 | 0 | 0 | 0 | 0 | 0
STWD | 0 | 0 | 0 | 0 | 0 | 0
WT | 0 | 0 | 0 | 0 | 0 | 0
IGCC | 0 | 0 | 0 | 0 | 0 | 0
DemandResponse | 0 | 0 | 0 | 0 | 0 | 0
IGCC-CCS | 0 | 0 | 0 | 0 | 0 | 0
WT_off | 0 | 0 | 0 | 0 | 0 | 0
PseudoUnit | 0 | 0 | 0 | 0 | 0 | 0
FixedInterchange | 0 | 0 | 0 | 0 | 0 | 0
Emission Cost by Reporting Type: Outside_EI
ReportingType | 2015 | 2020 | 2025 | 2030 | 2035 | 2040
BM | 0 | 0 | 0 | 0 | 0 | 0
CC | 0 | 0 | 0 | 0 | 0 | 0
CSP | 0 | 0 | 0 | 0 | 0 | 0
CT | 0 | 0 | 0 | 0 | 0 | 0
Coal | 0 | 0 | 0 | 0 | 0 | 0
Geo | 0 | 0 | 0 | 0 | 0 | 0
H | 0 | 0 | 0 | 0 | 0 | 0
LFG | 0 | 0 | 0 | 0 | 0 | 0
Nuc | 0 | 0 | 0 | 0 | 0 | 0
PS | 0 | 0 | 0 | 0 | 0 | 0
PV | 0 | 0 | 0 | 0 | 0 | 0
PeakG | 0 | 0 | 0 | 0 | 0 | 0
PeakO | 0 | 0 | 0 | 0 | 0 | 0
ST | 0 | 0 | 0 | 0 | 0 | 0
STOG | 0 | 0 | 0 | 0 | 0 | 0
STWD | 0 | 0 | 0 | 0 | 0 | 0
WT | 0 | 0 | 0 | 0 | 0 | 0
IGCC | 0 | 0 | 0 | 0 | 0 | 0
DemandResponse | 0 | 0 | 0 | 0 | 0 | 0
IGCC-CCS | 0 | 0 | 0 | 0 | 0 | 0
WT_off | 0 | 0 | 0 | 0 | 0 | 0
PseudoUnit | 0 | 0 | 0 | 0 | 0 | 0
FixedInterchange | 0 | 0 | 0 | 0 | 0 | 0
==== Emission Program: CAIRNOxAnnual : (NOx) ====
Emission Cost by Reporting Type: Entergy
ReportingType | 2015 | 2020 | 2025 | 2030 | 2035 | 2040
BM | 0 | 0 | 0 | 0 | 0 | 0
CC | 0 | 0 | 0 | 0 | 0 | 0
CSP | 0 | 0 | 0 | 0 | 0 | 0
CT | 0 | 0 | 0 | 0 | 0 | 0
Coal | 0 | 0 | 0 | 0 | 0 | 0
Geo | 0 | 0 | 0 | 0 | 0 | 0
H | 0 | 0 | 0 | 0 | 0 | 0
LFG | 0 | 0 | 0 | 0 | 0 | 0
Nuc | 0 | 0 | 0 | 0 | 0 | 0
PS | 0 | 0 | 0 | 0 | 0 | 0
PV | 0 | 0 | 0 | 0 | 0 | 0
PeakG | 0 | 0 | 0 | 0 | 0 | 0
PeakO | 0 | 0 | 0 | 0 | 0 | 0
ST | 0 | 0 | 0 | 0 | 0 | 0
STOG | 0 | 0 | 0 | 0 | 0 | 0
STWD | 0 | 0 | 0 | 0 | 0 | 0
WT | 0 | 0 | 0 | 0 | 0 | 0
IGCC | 0 | 0 | 0 | 0 | 0 | 0
DemandResponse | 0 | 0 | 0 | 0 | 0 | 0
IGCC-CCS | 0 | 0 | 0 | 0 | 0 | 0
WT_off | 0 | 0 | 0 | 0 | 0 | 0
PseudoUnit | 0 | 0 | 0 | 0 | 0 | 0
FixedInterchange | 0 | 0 | 0 | 0 | 0 | 0
Emission Cost by Reporting Type: FRCC
ReportingType | 2015 | 2020 | 2025 | 2030 | 2035 | 2040
BM | 0 | 0 | 0 | 0 | 0 | 0
CC | 0 | 0 | 0 | 0 | 0 | 0
CSP | 0 | 0 | 0 | 0 | 0 | 0
CT | 0 | 0 | 0 | 0 | 0 | 0
Coal | 0 | 0 | 0 | 0 | 0 | 0
Geo | 0 | 0 | 0 | 0 | 0 | 0
H | 0 | 0 | 0 | 0 | 0 | 0
LFG | 0 | 0 | 0 | 0 | 0 | 0
Nuc | 0 | 0 | 0 | 0 | 0 | 0
PS | 0 | 0 | 0 | 0 | 0 | 0
PV | 0 | 0 | 0 | 0 | 0 | 0
PeakG | 0 | 0 | 0 | 0 | 0 | 0
PeakO | 0 | 0 | 0 | 0 | 0 | 0
ST | 0 | 0 | 0 | 0 | 0 | 0
STOG | 0 | 0 | 0 | 0 | 0 | 0
STWD | 0 | 0 | 0 | 0 | 0 | 0
WT | 0 | 0 | 0 | 0 | 0 | 0
IGCC | 0 | 0 | 0 | 0 | 0 | 0
DemandResponse | 0 | 0 | 0 | 0 | 0 | 0
IGCC-CCS | 0 | 0 | 0 | 0 | 0 | 0
WT_off | 0 | 0 | 0 | 0 | 0 | 0
PseudoUnit | 0 | 0 | 0 | 0 | 0 | 0
FixedInterchange | 0 | 0 | 0 | 0 | 0 | 0
Emission Cost by Reporting Type: MAPP_US
ReportingType | 2015 | 2020 | 2025 | 2030 | 2035 | 2040
BM | 0 | 0 | 0 | 0 | 0 | 0
CC | 0 | 0 | 0 | 0 | 0 | 0
CSP | 0 | 0 | 0 | 0 | 0 | 0
CT | 0 | 0 | 0 | 0 | 0 | 0
Coal | 0 | 0 | 0 | 0 | 0 | 0
Geo | 0 | 0 | 0 | 0 | 0 | 0
H | 0 | 0 | 0 | 0 | 0 | 0
LFG | 0 | 0 | 0 | 0 | 0 | 0
Nuc | 0 | 0 | 0 | 0 | 0 | 0
PS | 0 | 0 | 0 | 0 | 0 | 0
PV | 0 | 0 | 0 | 0 | 0 | 0
PeakG | 0 | 0 | 0 | 0 | 0 | 0
PeakO | 0 | 0 | 0 | 0 | 0 | 0
ST | 0 | 0 | 0 | 0 | 0 | 0
STOG | 0 | 0 | 0 | 0 | 0 | 0
STWD | 0 | 0 | 0 | 0 | 0 | 0
WT | 0 | 0 | 0 | 0 | 0 | 0
IGCC | 0 | 0 | 0 | 0 | 0 | 0
DemandResponse | 0 | 0 | 0 | 0 | 0 | 0
IGCC-CCS | 0 | 0 | 0 | 0 | 0 | 0
WT_off | 0 | 0 | 0 | 0 | 0 | 0
PseudoUnit | 0 | 0 | 0 | 0 | 0 | 0
FixedInterchange | 0 | 0 | 0 | 0 | 0 | 0
Emission Cost by Reporting Type: MISO_IN
ReportingType | 2015 | 2020 | 2025 | 2030 | 2035 | 2040
BM | 0 | 0 | 0 | 0 | 0 | 0
CC | 0 | 0 | 0 | 0 | 0 | 0
CSP | 0 | 0 | 0 | 0 | 0 | 0
CT | 0 | 0 | 0 | 0 | 0 | 0
Coal | 0 | 0 | 0 | 0 | 0 | 0
Geo | 0 | 0 | 0 | 0 | 0 | 0
H | 0 | 0 | 0 | 0 | 0 | 0
LFG | 0 | 0 | 0 | 0 | 0 | 0
Nuc | 0 | 0 | 0 | 0 | 0 | 0
PS | 0 | 0 | 0 | 0 | 0 | 0
PV | 0 | 0 | 0 | 0 | 0 | 0
PeakG | 0 | 0 | 0 | 0 | 0 | 0
PeakO | 0 | 0 | 0 | 0 | 0 | 0
ST | 0 | 0 | 0 | 0 | 0 | 0
STOG | 0 | 0 | 0 | 0 | 0 | 0
STWD | 0 | 0 | 0 | 0 | 0 | 0
WT | 0 | 0 | 0 | 0 | 0 | 0
IGCC | 0 | 0 | 0 | 0 | 0 | 0
DemandResponse | 0 | 0 | 0 | 0 | 0 | 0
IGCC-CCS | 0 | 0 | 0 | 0 | 0 | 0
WT_off | 0 | 0 | 0 | 0 | 0 | 0
PseudoUnit | 0 | 0 | 0 | 0 | 0 | 0
FixedInterchange | 0 | 0 | 0 | 0 | 0 | 0
Emission Cost by Reporting Type: MISO_MI
ReportingType | 2015 | 2020 | 2025 | 2030 | 2035 | 2040
BM | 0 | 0 | 0 | 0 | 0 | 0
CC | 0 | 0 | 0 | 0 | 0 | 0
CSP | 0 | 0 | 0 | 0 | 0 | 0
CT | 0 | 0 | 0 | 0 | 0 | 0
Coal | 0 | 0 | 0 | 0 | 0 | 0
Geo | 0 | 0 | 0 | 0 | 0 | 0
H | 0 | 0 | 0 | 0 | 0 | 0
LFG | 0 | 0 | 0 | 0 | 0 | 0
Nuc | 0 | 0 | 0 | 0 | 0 | 0
PS | 0 | 0 | 0 | 0 | 0 | 0
PV | 0 | 0 | 0 | 0 | 0 | 0
PeakG | 0 | 0 | 0 | 0 | 0 | 0
PeakO | 0 | 0 | 0 | 0 | 0 | 0
ST | 0 | 0 | 0 | 0 | 0 | 0
STOG | 0 | 0 | 0 | 0 | 0 | 0
STWD | 0 | 0 | 0 | 0 | 0 | 0
WT | 0 | 0 | 0 | 0 | 0 | 0
IGCC | 0 | 0 | 0 | 0 | 0 | 0
DemandResponse | 0 | 0 | 0 | 0 | 0 | 0
IGCC-CCS | 0 | 0 | 0 | 0 | 0 | 0
WT_off | 0 | 0 | 0 | 0 | 0 | 0
PseudoUnit | 0 | 0 | 0 | 0 | 0 | 0
FixedInterchange | 0 | 0 | 0 | 0 | 0 | 0
Emission Cost by Reporting Type: MISO_MO-IL
ReportingType | 2015 | 2020 | 2025 | 2030 | 2035 | 2040
BM | 0 | 0 | 0 | 0 | 0 | 0
CC | 0 | 0 | 0 | 0 | 0 | 0
CSP | 0 | 0 | 0 | 0 | 0 | 0
CT | 0 | 0 | 0 | 0 | 0 | 0
Coal | 0 | 0 | 0 | 0 | 0 | 0
Geo | 0 | 0 | 0 | 0 | 0 | 0
H | 0 | 0 | 0 | 0 | 0 | 0
LFG | 0 | 0 | 0 | 0 | 0 | 0
Nuc | 0 | 0 | 0 | 0 | 0 | 0
PS | 0 | 0 | 0 | 0 | 0 | 0
PV | 0 | 0 | 0 | 0 | 0 | 0
PeakG | 0 | 0 | 0 | 0 | 0 | 0
PeakO | 0 | 0 | 0 | 0 | 0 | 0
ST | 0 | 0 | 0 | 0 | 0 | 0
STOG | 0 | 0 | 0 | 0 | 0 | 0
STWD | 0 | 0 | 0 | 0 | 0 | 0
WT | 0 | 0 | 0 | 0 | 0 | 0
IGCC | 0 | 0 | 0 | 0 | 0 | 0
DemandResponse | 0 | 0 | 0 | 0 | 0 | 0
IGCC-CCS | 0 | 0 | 0 | 0 | 0 | 0
WT_off | 0 | 0 | 0 | 0 | 0 | 0
PseudoUnit | 0 | 0 | 0 | 0 | 0 | 0
FixedInterchange | 0 | 0 | 0 | 0 | 0 | 0
Emission Cost by Reporting Type: MISO_W
ReportingType | 2015 | 2020 | 2025 | 2030 | 2035 | 2040
BM | 0 | 0 | 0 | 0 | 0 | 0
CC | 0 | 0 | 0 | 0 | 0 | 0
CSP | 0 | 0 | 0 | 0 | 0 | 0
CT | 0 | 0 | 0 | 0 | 0 | 0
Coal | 0 | 0 | 0 | 0 | 0 | 0
Geo | 0 | 0 | 0 | 0 | 0 | 0
H | 0 | 0 | 0 | 0 | 0 | 0
LFG | 0 | 0 | 0 | 0 | 0 | 0
Nuc | 0 | 0 | 0 | 0 | 0 | 0
PS | 0 | 0 | 0 | 0 | 0 | 0
PV | 0 | 0 | 0 | 0 | 0 | 0
PeakG | 0 | 0 | 0 | 0 | 0 | 0
PeakO | 0 | 0 | 0 | 0 | 0 | 0
ST | 0 | 0 | 0 | 0 | 0 | 0
STOG | 0 | 0 | 0 | 0 | 0 | 0
STWD | 0 | 0 | 0 | 0 | 0 | 0
WT | 0 | 0 | 0 | 0 | 0 | 0
IGCC | 0 | 0 | 0 | 0 | 0 | 0
DemandResponse | 0 | 0 | 0 | 0 | 0 | 0
IGCC-CCS | 0 | 0 | 0 | 0 | 0 | 0
WT_off | 0 | 0 | 0 | 0 | 0 | 0
PseudoUnit | 0 | 0 | 0 | 0 | 0 | 0
FixedInterchange | 0 | 0 | 0 | 0 | 0 | 0
Emission Cost by Reporting Type: MISO_WUMS
ReportingType | 2015 | 2020 | 2025 | 2030 | 2035 | 2040
BM | 0 | 0 | 0 | 0 | 0 | 0
CC | 0 | 0 | 0 | 0 | 0 | 0
CSP | 0 | 0 | 0 | 0 | 0 | 0
CT | 0 | 0 | 0 | 0 | 0 | 0
Coal | 0 | 0 | 0 | 0 | 0 | 0
Geo | 0 | 0 | 0 | 0 | 0 | 0
H | 0 | 0 | 0 | 0 | 0 | 0
LFG | 0 | 0 | 0 | 0 | 0 | 0
Nuc | 0 | 0 | 0 | 0 | 0 | 0
PS | 0 | 0 | 0 | 0 | 0 | 0
PV | 0 | 0 | 0 | 0 | 0 | 0
PeakG | 0 | 0 | 0 | 0 | 0 | 0
PeakO | 0 | 0 | 0 | 0 | 0 | 0
ST | 0 | 0 | 0 | 0 | 0 | 0
STOG | 0 | 0 | 0 | 0 | 0 | 0
STWD | 0 | 0 | 0 | 0 | 0 | 0
WT | 0 | 0 | 0 | 0 | 0 | 0
IGCC | 0 | 0 | 0 | 0 | 0 | 0
DemandResponse | 0 | 0 | 0 | 0 | 0 | 0
IGCC-CCS | 0 | 0 | 0 | 0 | 0 | 0
WT_off | 0 | 0 | 0 | 0 | 0 | 0
PseudoUnit | 0 | 0 | 0 | 0 | 0 | 0
FixedInterchange | 0 | 0 | 0 | 0 | 0 | 0
Emission Cost by Reporting Type: Nebraska
ReportingType | 2015 | 2020 | 2025 | 2030 | 2035 | 2040
BM | 0 | 0 | 0 | 0 | 0 | 0
CC | 0 | 0 | 0 | 0 | 0 | 0
CSP | 0 | 0 | 0 | 0 | 0 | 0
CT | 0 | 0 | 0 | 0 | 0 | 0
Coal | 0 | 0 | 0 | 0 | 0 | 0
Geo | 0 | 0 | 0 | 0 | 0 | 0
H | 0 | 0 | 0 | 0 | 0 | 0
LFG | 0 | 0 | 0 | 0 | 0 | 0
Nuc | 0 | 0 | 0 | 0 | 0 | 0
PS | 0 | 0 | 0 | 0 | 0 | 0
PV | 0 | 0 | 0 | 0 | 0 | 0
PeakG | 0 | 0 | 0 | 0 | 0 | 0
PeakO | 0 | 0 | 0 | 0 | 0 | 0
ST | 0 | 0 | 0 | 0 | 0 | 0
STOG | 0 | 0 | 0 | 0 | 0 | 0
STWD | 0 | 0 | 0 | 0 | 0 | 0
WT | 0 | 0 | 0 | 0 | 0 | 0
IGCC | 0 | 0 | 0 | 0 | 0 | 0
DemandResponse | 0 | 0 | 0 | 0 | 0 | 0
IGCC-CCS | 0 | 0 | 0 | 0 | 0 | 0
WT_off | 0 | 0 | 0 | 0 | 0 | 0
PseudoUnit | 0 | 0 | 0 | 0 | 0 | 0
FixedInterchange | 0 | 0 | 0 | 0 | 0 | 0
Emission Cost by Reporting Type: NEISO
ReportingType | 2015 | 2020 | 2025 | 2030 | 2035 | 2040
BM | 0 | 0 | 0 | 0 | 0 | 0
CC | 0 | 0 | 0 | 0 | 0 | 0
CSP | 0 | 0 | 0 | 0 | 0 | 0
CT | 0 | 0 | 0 | 0 | 0 | 0
Coal | 0 | 0 | 0 | 0 | 0 | 0
Geo | 0 | 0 | 0 | 0 | 0 | 0
H | 0 | 0 | 0 | 0 | 0 | 0
LFG | 0 | 0 | 0 | 0 | 0 | 0
Nuc | 0 | 0 | 0 | 0 | 0 | 0
PS | 0 | 0 | 0 | 0 | 0 | 0
PV | 0 | 0 | 0 | 0 | 0 | 0
PeakG | 0 | 0 | 0 | 0 | 0 | 0
PeakO | 0 | 0 | 0 | 0 | 0 | 0
ST | 0 | 0 | 0 | 0 | 0 | 0
STOG | 0 | 0 | 0 | 0 | 0 | 0
STWD | 0 | 0 | 0 | 0 | 0 | 0
WT | 0 | 0 | 0 | 0 | 0 | 0
IGCC | 0 | 0 | 0 | 0 | 0 | 0
DemandResponse | 0 | 0 | 0 | 0 | 0 | 0
IGCC-CCS | 0 | 0 | 0 | 0 | 0 | 0
WT_off | 0 | 0 | 0 | 0 | 0 | 0
PseudoUnit | 0 | 0 | 0 | 0 | 0 | 0
FixedInterchange | 0 | 0 | 0 | 0 | 0 | 0
Emission Cost by Reporting Type: NonRTO_Midwest
ReportingType | 2015 | 2020 | 2025 | 2030 | 2035 | 2040
BM | 0 | 0 | 0 | 0 | 0 | 0
CC | 0 | 0 | 0 | 0 | 0 | 0
CSP | 0 | 0 | 0 | 0 | 0 | 0
CT | 0 | 0 | 0 | 0 | 0 | 0
Coal | 0 | 0 | 0 | 0 | 0 | 0
Geo | 0 | 0 | 0 | 0 | 0 | 0
H | 0 | 0 | 0 | 0 | 0 | 0
LFG | 0 | 0 | 0 | 0 | 0 | 0
Nuc | 0 | 0 | 0 | 0 | 0 | 0
PS | 0 | 0 | 0 | 0 | 0 | 0
PV | 0 | 0 | 0 | 0 | 0 | 0
PeakG | 0 | 0 | 0 | 0 | 0 | 0
PeakO | 0 | 0 | 0 | 0 | 0 | 0
ST | 0 | 0 | 0 | 0 | 0 | 0
STOG | 0 | 0 | 0 | 0 | 0 | 0
STWD | 0 | 0 | 0 | 0 | 0 | 0
WT | 0 | 0 | 0 | 0 | 0 | 0
IGCC | 0 | 0 | 0 | 0 | 0 | 0
DemandResponse | 0 | 0 | 0 | 0 | 0 | 0
IGCC-CCS | 0 | 0 | 0 | 0 | 0 | 0
WT_off | 0 | 0 | 0 | 0 | 0 | 0
PseudoUnit | 0 | 0 | 0 | 0 | 0 | 0
FixedInterchange | 0 | 0 | 0 | 0 | 0 | 0
Emission Cost by Reporting Type: NYISO_A-F
ReportingType | 2015 | 2020 | 2025 | 2030 | 2035 | 2040
BM | 0 | 0 | 0 | 0 | 0 | 0
CC | 0 | 0 | 0 | 0 | 0 | 0
CSP | 0 | 0 | 0 | 0 | 0 | 0
CT | 0 | 0 | 0 | 0 | 0 | 0
Coal | 0 | 0 | 0 | 0 | 0 | 0
Geo | 0 | 0 | 0 | 0 | 0 | 0
H | 0 | 0 | 0 | 0 | 0 | 0
LFG | 0 | 0 | 0 | 0 | 0 | 0
Nuc | 0 | 0 | 0 | 0 | 0 | 0
PS | 0 | 0 | 0 | 0 | 0 | 0
PV | 0 | 0 | 0 | 0 | 0 | 0
PeakG | 0 | 0 | 0 | 0 | 0 | 0
PeakO | 0 | 0 | 0 | 0 | 0 | 0
ST | 0 | 0 | 0 | 0 | 0 | 0
STOG | 0 | 0 | 0 | 0 | 0 | 0
STWD | 0 | 0 | 0 | 0 | 0 | 0
WT | 0 | 0 | 0 | 0 | 0 | 0
IGCC | 0 | 0 | 0 | 0 | 0 | 0
DemandResponse | 0 | 0 | 0 | 0 | 0 | 0
IGCC-CCS | 0 | 0 | 0 | 0 | 0 | 0
WT_off | 0 | 0 | 0 | 0 | 0 | 0
PseudoUnit | 0 | 0 | 0 | 0 | 0 | 0
FixedInterchange | 0 | 0 | 0 | 0 | 0 | 0
Emission Cost by Reporting Type: NYISO_G-I
ReportingType | 2015 | 2020 | 2025 | 2030 | 2035 | 2040
BM | 0 | 0 | 0 | 0 | 0 | 0
CC | 0 | 0 | 0 | 0 | 0 | 0
CSP | 0 | 0 | 0 | 0 | 0 | 0
CT | 0 | 0 | 0 | 0 | 0 | 0
Coal | 0 | 0 | 0 | 0 | 0 | 0
Geo | 0 | 0 | 0 | 0 | 0 | 0
H | 0 | 0 | 0 | 0 | 0 | 0
LFG | 0 | 0 | 0 | 0 | 0 | 0
Nuc | 0 | 0 | 0 | 0 | 0 | 0
PS | 0 | 0 | 0 | 0 | 0 | 0
PV | 0 | 0 | 0 | 0 | 0 | 0
PeakG | 0 | 0 | 0 | 0 | 0 | 0
PeakO | 0 | 0 | 0 | 0 | 0 | 0
ST | 0 | 0 | 0 | 0 | 0 | 0
STOG | 0 | 0 | 0 | 0 | 0 | 0
STWD | 0 | 0 | 0 | 0 | 0 | 0
WT | 0 | 0 | 0 | 0 | 0 | 0
IGCC | 0 | 0 | 0 | 0 | 0 | 0
DemandResponse | 0 | 0 | 0 | 0 | 0 | 0
IGCC-CCS | 0 | 0 | 0 | 0 | 0 | 0
WT_off | 0 | 0 | 0 | 0 | 0 | 0
PseudoUnit | 0 | 0 | 0 | 0 | 0 | 0
FixedInterchange | 0 | 0 | 0 | 0 | 0 | 0
Emission Cost by Reporting Type: NYISO_J-K
ReportingType | 2015 | 2020 | 2025 | 2030 | 2035 | 2040
BM | 0 | 0 | 0 | 0 | 0 | 0
CC | 0 | 0 | 0 | 0 | 0 | 0
CSP | 0 | 0 | 0 | 0 | 0 | 0
CT | 0 | 0 | 0 | 0 | 0 | 0
Coal | 0 | 0 | 0 | 0 | 0 | 0
Geo | 0 | 0 | 0 | 0 | 0 | 0
H | 0 | 0 | 0 | 0 | 0 | 0
LFG | 0 | 0 | 0 | 0 | 0 | 0
Nuc | 0 | 0 | 0 | 0 | 0 | 0
PS | 0 | 0 | 0 | 0 | 0 | 0
PV | 0 | 0 | 0 | 0 | 0 | 0
PeakG | 0 | 0 | 0 | 0 | 0 | 0
PeakO | 0 | 0 | 0 | 0 | 0 | 0
ST | 0 | 0 | 0 | 0 | 0 | 0
STOG | 0 | 0 | 0 | 0 | 0 | 0
STWD | 0 | 0 | 0 | 0 | 0 | 0
WT | 0 | 0 | 0 | 0 | 0 | 0
IGCC | 0 | 0 | 0 | 0 | 0 | 0
DemandResponse | 0 | 0 | 0 | 0 | 0 | 0
IGCC-CCS | 0 | 0 | 0 | 0 | 0 | 0
WT_off | 0 | 0 | 0 | 0 | 0 | 0
PseudoUnit | 0 | 0 | 0 | 0 | 0 | 0
FixedInterchange | 0 | 0 | 0 | 0 | 0 | 0
Emission Cost by Reporting Type: PJM_E
ReportingType | 2015 | 2020 | 2025 | 2030 | 2035 | 2040
BM | 0 | 0 | 0 | 0 | 0 | 0
CC | 0 | 0 | 0 | 0 | 0 | 0
CSP | 0 | 0 | 0 | 0 | 0 | 0
CT | 0 | 0 | 0 | 0 | 0 | 0
Coal | 0 | 0 | 0 | 0 | 0 | 0
Geo | 0 | 0 | 0 | 0 | 0 | 0
H | 0 | 0 | 0 | 0 | 0 | 0
LFG | 0 | 0 | 0 | 0 | 0 | 0
Nuc | 0 | 0 | 0 | 0 | 0 | 0
PS | 0 | 0 | 0 | 0 | 0 | 0
PV | 0 | 0 | 0 | 0 | 0 | 0
PeakG | 0 | 0 | 0 | 0 | 0 | 0
PeakO | 0 | 0 | 0 | 0 | 0 | 0
ST | 0 | 0 | 0 | 0 | 0 | 0
STOG | 0 | 0 | 0 | 0 | 0 | 0
STWD | 0 | 0 | 0 | 0 | 0 | 0
WT | 0 | 0 | 0 | 0 | 0 | 0
IGCC | 0 | 0 | 0 | 0 | 0 | 0
DemandResponse | 0 | 0 | 0 | 0 | 0 | 0
IGCC-CCS | 0 | 0 | 0 | 0 | 0 | 0
WT_off | 0 | 0 | 0 | 0 | 0 | 0
PseudoUnit | 0 | 0 | 0 | 0 | 0 | 0
FixedInterchange | 0 | 0 | 0 | 0 | 0 | 0
Emission Cost by Reporting Type: PJM_ROM
ReportingType | 2015 | 2020 | 2025 | 2030 | 2035 | 2040
BM | 0 | 0 | 0 | 0 | 0 | 0
CC | 0 | 0 | 0 | 0 | 0 | 0
CSP | 0 | 0 | 0 | 0 | 0 | 0
CT | 0 | 0 | 0 | 0 | 0 | 0
Coal | 0 | 0 | 0 | 0 | 0 | 0
Geo | 0 | 0 | 0 | 0 | 0 | 0
H | 0 | 0 | 0 | 0 | 0 | 0
LFG | 0 | 0 | 0 | 0 | 0 | 0
Nuc | 0 | 0 | 0 | 0 | 0 | 0
PS | 0 | 0 | 0 | 0 | 0 | 0
PV | 0 | 0 | 0 | 0 | 0 | 0
PeakG | 0 | 0 | 0 | 0 | 0 | 0
PeakO | 0 | 0 | 0 | 0 | 0 | 0
ST | 0 | 0 | 0 | 0 | 0 | 0
STOG | 0 | 0 | 0 | 0 | 0 | 0
STWD | 0 | 0 | 0 | 0 | 0 | 0
WT | 0 | 0 | 0 | 0 | 0 | 0
IGCC | 0 | 0 | 0 | 0 | 0 | 0
DemandResponse | 0 | 0 | 0 | 0 | 0 | 0
IGCC-CCS | 0 | 0 | 0 | 0 | 0 | 0
WT_off | 0 | 0 | 0 | 0 | 0 | 0
PseudoUnit | 0 | 0 | 0 | 0 | 0 | 0
FixedInterchange | 0 | 0 | 0 | 0 | 0 | 0
Emission Cost by Reporting Type: PJM_ROR
ReportingType | 2015 | 2020 | 2025 | 2030 | 2035 | 2040
BM | 0 | 0 | 0 | 0 | 0 | 0
CC | 0 | 0 | 0 | 0 | 0 | 0
CSP | 0 | 0 | 0 | 0 | 0 | 0
CT | 0 | 0 | 0 | 0 | 0 | 0
Coal | 0 | 0 | 0 | 0 | 0 | 0
Geo | 0 | 0 | 0 | 0 | 0 | 0
H | 0 | 0 | 0 | 0 | 0 | 0
LFG | 0 | 0 | 0 | 0 | 0 | 0
Nuc | 0 | 0 | 0 | 0 | 0 | 0
PS | 0 | 0 | 0 | 0 | 0 | 0
PV | 0 | 0 | 0 | 0 | 0 | 0
PeakG | 0 | 0 | 0 | 0 | 0 | 0
PeakO | 0 | 0 | 0 | 0 | 0 | 0
ST | 0 | 0 | 0 | 0 | 0 | 0
STOG | 0 | 0 | 0 | 0 | 0 | 0
STWD | 0 | 0 | 0 | 0 | 0 | 0
WT | 0 | 0 | 0 | 0 | 0 | 0
IGCC | 0 | 0 | 0 | 0 | 0 | 0
DemandResponse | 0 | 0 | 0 | 0 | 0 | 0
IGCC-CCS | 0 | 0 | 0 | 0 | 0 | 0
WT_off | 0 | 0 | 0 | 0 | 0 | 0
PseudoUnit | 0 | 0 | 0 | 0 | 0 | 0
FixedInterchange | 0 | 0 | 0 | 0 | 0 | 0
Emission Cost by Reporting Type: SOCO
ReportingType | 2015 | 2020 | 2025 | 2030 | 2035 | 2040
BM | 0 | 0 | 0 | 0 | 0 | 0
CC | 0 | 0 | 0 | 0 | 0 | 0
CSP | 0 | 0 | 0 | 0 | 0 | 0
CT | 0 | 0 | 0 | 0 | 0 | 0
Coal | 0 | 0 | 0 | 0 | 0 | 0
Geo | 0 | 0 | 0 | 0 | 0 | 0
H | 0 | 0 | 0 | 0 | 0 | 0
LFG | 0 | 0 | 0 | 0 | 0 | 0
Nuc | 0 | 0 | 0 | 0 | 0 | 0
PS | 0 | 0 | 0 | 0 | 0 | 0
PV | 0 | 0 | 0 | 0 | 0 | 0
PeakG | 0 | 0 | 0 | 0 | 0 | 0
PeakO | 0 | 0 | 0 | 0 | 0 | 0
ST | 0 | 0 | 0 | 0 | 0 | 0
STOG | 0 | 0 | 0 | 0 | 0 | 0
STWD | 0 | 0 | 0 | 0 | 0 | 0
WT | 0 | 0 | 0 | 0 | 0 | 0
IGCC | 0 | 0 | 0 | 0 | 0 | 0
DemandResponse | 0 | 0 | 0 | 0 | 0 | 0
IGCC-CCS | 0 | 0 | 0 | 0 | 0 | 0
WT_off | 0 | 0 | 0 | 0 | 0 | 0
PseudoUnit | 0 | 0 | 0 | 0 | 0 | 0
FixedInterchange | 0 | 0 | 0 | 0 | 0 | 0
Emission Cost by Reporting Type: SPP_N
ReportingType | 2015 | 2020 | 2025 | 2030 | 2035 | 2040
BM | 0 | 0 | 0 | 0 | 0 | 0
CC | 0 | 0 | 0 | 0 | 0 | 0
CSP | 0 | 0 | 0 | 0 | 0 | 0
CT | 0 | 0 | 0 | 0 | 0 | 0
Coal | 0 | 0 | 0 | 0 | 0 | 0
Geo | 0 | 0 | 0 | 0 | 0 | 0
H | 0 | 0 | 0 | 0 | 0 | 0
LFG | 0 | 0 | 0 | 0 | 0 | 0
Nuc | 0 | 0 | 0 | 0 | 0 | 0
PS | 0 | 0 | 0 | 0 | 0 | 0
PV | 0 | 0 | 0 | 0 | 0 | 0
PeakG | 0 | 0 | 0 | 0 | 0 | 0
PeakO | 0 | 0 | 0 | 0 | 0 | 0
ST | 0 | 0 | 0 | 0 | 0 | 0
STOG | 0 | 0 | 0 | 0 | 0 | 0
STWD | 0 | 0 | 0 | 0 | 0 | 0
WT | 0 | 0 | 0 | 0 | 0 | 0
IGCC | 0 | 0 | 0 | 0 | 0 | 0
DemandResponse | 0 | 0 | 0 | 0 | 0 | 0
IGCC-CCS | 0 | 0 | 0 | 0 | 0 | 0
WT_off | 0 | 0 | 0 | 0 | 0 | 0
PseudoUnit | 0 | 0 | 0 | 0 | 0 | 0
FixedInterchange | 0 | 0 | 0 | 0 | 0 | 0
Emission Cost by Reporting Type: SPP_S
ReportingType | 2015 | 2020 | 2025 | 2030 | 2035 | 2040
BM | 0 | 0 | 0 | 0 | 0 | 0
CC | 0 | 0 | 0 | 0 | 0 | 0
CSP | 0 | 0 | 0 | 0 | 0 | 0
CT | 0 | 0 | 0 | 0 | 0 | 0
Coal | 0 | 0 | 0 | 0 | 0 | 0
Geo | 0 | 0 | 0 | 0 | 0 | 0
H | 0 | 0 | 0 | 0 | 0 | 0
LFG | 0 | 0 | 0 | 0 | 0 | 0
Nuc | 0 | 0 | 0 | 0 | 0 | 0
PS | 0 | 0 | 0 | 0 | 0 | 0
PV | 0 | 0 | 0 | 0 | 0 | 0
PeakG | 0 | 0 | 0 | 0 | 0 | 0
PeakO | 0 | 0 | 0 | 0 | 0 | 0
ST | 0 | 0 | 0 | 0 | 0 | 0
STOG | 0 | 0 | 0 | 0 | 0 | 0
STWD | 0 | 0 | 0 | 0 | 0 | 0
WT | 0 | 0 | 0 | 0 | 0 | 0
IGCC | 0 | 0 | 0 | 0 | 0 | 0
DemandResponse | 0 | 0 | 0 | 0 | 0 | 0
IGCC-CCS | 0 | 0 | 0 | 0 | 0 | 0
WT_off | 0 | 0 | 0 | 0 | 0 | 0
PseudoUnit | 0 | 0 | 0 | 0 | 0 | 0
FixedInterchange | 0 | 0 | 0 | 0 | 0 | 0
Emission Cost by Reporting Type: TVA
ReportingType | 2015 | 2020 | 2025 | 2030 | 2035 | 2040
BM | 0 | 0 | 0 | 0 | 0 | 0
CC | 0 | 0 | 0 | 0 | 0 | 0
CSP | 0 | 0 | 0 | 0 | 0 | 0
CT | 0 | 0 | 0 | 0 | 0 | 0
Coal | 0 | 0 | 0 | 0 | 0 | 0
Geo | 0 | 0 | 0 | 0 | 0 | 0
H | 0 | 0 | 0 | 0 | 0 | 0
LFG | 0 | 0 | 0 | 0 | 0 | 0
Nuc | 0 | 0 | 0 | 0 | 0 | 0
PS | 0 | 0 | 0 | 0 | 0 | 0
PV | 0 | 0 | 0 | 0 | 0 | 0
PeakG | 0 | 0 | 0 | 0 | 0 | 0
PeakO | 0 | 0 | 0 | 0 | 0 | 0
ST | 0 | 0 | 0 | 0 | 0 | 0
STOG | 0 | 0 | 0 | 0 | 0 | 0
STWD | 0 | 0 | 0 | 0 | 0 | 0
WT | 0 | 0 | 0 | 0 | 0 | 0
IGCC | 0 | 0 | 0 | 0 | 0 | 0
DemandResponse | 0 | 0 | 0 | 0 | 0 | 0
IGCC-CCS | 0 | 0 | 0 | 0 | 0 | 0
WT_off | 0 | 0 | 0 | 0 | 0 | 0
PseudoUnit | 0 | 0 | 0 | 0 | 0 | 0
FixedInterchange | 0 | 0 | 0 | 0 | 0 | 0
Emission Cost by Reporting Type: TVA_Transmission
ReportingType | 2015 | 2020 | 2025 | 2030 | 2035 | 2040
BM | 0 | 0 | 0 | 0 | 0 | 0
CC | 0 | 0 | 0 | 0 | 0 | 0
CSP | 0 | 0 | 0 | 0 | 0 | 0
CT | 0 | 0 | 0 | 0 | 0 | 0
Coal | 0 | 0 | 0 | 0 | 0 | 0
Geo | 0 | 0 | 0 | 0 | 0 | 0
H | 0 | 0 | 0 | 0 | 0 | 0
LFG | 0 | 0 | 0 | 0 | 0 | 0
Nuc | 0 | 0 | 0 | 0 | 0 | 0
PS | 0 | 0 | 0 | 0 | 0 | 0
PV | 0 | 0 | 0 | 0 | 0 | 0
PeakG | 0 | 0 | 0 | 0 | 0 | 0
PeakO | 0 | 0 | 0 | 0 | 0 | 0
ST | 0 | 0 | 0 | 0 | 0 | 0
STOG | 0 | 0 | 0 | 0 | 0 | 0
STWD | 0 | 0 | 0 | 0 | 0 | 0
WT | 0 | 0 | 0 | 0 | 0 | 0
IGCC | 0 | 0 | 0 | 0 | 0 | 0
DemandResponse | 0 | 0 | 0 | 0 | 0 | 0
IGCC-CCS | 0 | 0 | 0 | 0 | 0 | 0
WT_off | 0 | 0 | 0 | 0 | 0 | 0
PseudoUnit | 0 | 0 | 0 | 0 | 0 | 0
FixedInterchange | 0 | 0 | 0 | 0 | 0 | 0
Emission Cost by Reporting Type: VACAR
ReportingType | 2015 | 2020 | 2025 | 2030 | 2035 | 2040
BM | 0 | 0 | 0 | 0 | 0 | 0
CC | 0 | 0 | 0 | 0 | 0 | 0
CSP | 0 | 0 | 0 | 0 | 0 | 0
CT | 0 | 0 | 0 | 0 | 0 | 0
Coal | 0 | 0 | 0 | 0 | 0 | 0
Geo | 0 | 0 | 0 | 0 | 0 | 0
H | 0 | 0 | 0 | 0 | 0 | 0
LFG | 0 | 0 | 0 | 0 | 0 | 0
Nuc | 0 | 0 | 0 | 0 | 0 | 0
PS | 0 | 0 | 0 | 0 | 0 | 0
PV | 0 | 0 | 0 | 0 | 0 | 0
PeakG | 0 | 0 | 0 | 0 | 0 | 0
PeakO | 0 | 0 | 0 | 0 | 0 | 0
ST | 0 | 0 | 0 | 0 | 0 | 0
STOG | 0 | 0 | 0 | 0 | 0 | 0
STWD | 0 | 0 | 0 | 0 | 0 | 0
WT | 0 | 0 | 0 | 0 | 0 | 0
IGCC | 0 | 0 | 0 | 0 | 0 | 0
DemandResponse | 0 | 0 | 0 | 0 | 0 | 0
IGCC-CCS | 0 | 0 | 0 | 0 | 0 | 0
WT_off | 0 | 0 | 0 | 0 | 0 | 0
PseudoUnit | 0 | 0 | 0 | 0 | 0 | 0
FixedInterchange | 0 | 0 | 0 | 0 | 0 | 0
Emission Cost by Reporting Type: IESO
ReportingType | 2015 | 2020 | 2025 | 2030 | 2035 | 2040
BM | 0 | 0 | 0 | 0 | 0 | 0
CC | 0 | 0 | 0 | 0 | 0 | 0
CSP | 0 | 0 | 0 | 0 | 0 | 0
CT | 0 | 0 | 0 | 0 | 0 | 0
Coal | 0 | 0 | 0 | 0 | 0 | 0
Geo | 0 | 0 | 0 | 0 | 0 | 0
H | 0 | 0 | 0 | 0 | 0 | 0
LFG | 0 | 0 | 0 | 0 | 0 | 0
Nuc | 0 | 0 | 0 | 0 | 0 | 0
PS | 0 | 0 | 0 | 0 | 0 | 0
PV | 0 | 0 | 0 | 0 | 0 | 0
PeakG | 0 | 0 | 0 | 0 | 0 | 0
PeakO | 0 | 0 | 0 | 0 | 0 | 0
ST | 0 | 0 | 0 | 0 | 0 | 0
STOG | 0 | 0 | 0 | 0 | 0 | 0
STWD | 0 | 0 | 0 | 0 | 0 | 0
WT | 0 | 0 | 0 | 0 | 0 | 0
IGCC | 0 | 0 | 0 | 0 | 0 | 0
DemandResponse | 0 | 0 | 0 | 0 | 0 | 0
IGCC-CCS | 0 | 0 | 0 | 0 | 0 | 0
WT_off | 0 | 0 | 0 | 0 | 0 | 0
PseudoUnit | 0 | 0 | 0 | 0 | 0 | 0
FixedInterchange | 0 | 0 | 0 | 0 | 0 | 0
Emission Cost by Reporting Type: MAPP_CA
ReportingType | 2015 | 2020 | 2025 | 2030 | 2035 | 2040
BM | 0 | 0 | 0 | 0 | 0 | 0
CC | 0 | 0 | 0 | 0 | 0 | 0
CSP | 0 | 0 | 0 | 0 | 0 | 0
CT | 0 | 0 | 0 | 0 | 0 | 0
Coal | 0 | 0 | 0 | 0 | 0 | 0
Geo | 0 | 0 | 0 | 0 | 0 | 0
H | 0 | 0 | 0 | 0 | 0 | 0
LFG | 0 | 0 | 0 | 0 | 0 | 0
Nuc | 0 | 0 | 0 | 0 | 0 | 0
PS | 0 | 0 | 0 | 0 | 0 | 0
PV | 0 | 0 | 0 | 0 | 0 | 0
PeakG | 0 | 0 | 0 | 0 | 0 | 0
PeakO | 0 | 0 | 0 | 0 | 0 | 0
ST | 0 | 0 | 0 | 0 | 0 | 0
STOG | 0 | 0 | 0 | 0 | 0 | 0
STWD | 0 | 0 | 0 | 0 | 0 | 0
WT | 0 | 0 | 0 | 0 | 0 | 0
IGCC | 0 | 0 | 0 | 0 | 0 | 0
DemandResponse | 0 | 0 | 0 | 0 | 0 | 0
IGCC-CCS | 0 | 0 | 0 | 0 | 0 | 0
WT_off | 0 | 0 | 0 | 0 | 0 | 0
PseudoUnit | 0 | 0 | 0 | 0 | 0 | 0
FixedInterchange | 0 | 0 | 0 | 0 | 0 | 0
Emission Cost by Reporting Type: AZ_NM_SNV_Coal
ReportingType | 2015 | 2020 | 2025 | 2030 | 2035 | 2040
BM | 0 | 0 | 0 | 0 | 0 | 0
CC | 0 | 0 | 0 | 0 | 0 | 0
CSP | 0 | 0 | 0 | 0 | 0 | 0
CT | 0 | 0 | 0 | 0 | 0 | 0
Coal | 0 | 0 | 0 | 0 | 0 | 0
Geo | 0 | 0 | 0 | 0 | 0 | 0
H | 0 | 0 | 0 | 0 | 0 | 0
LFG | 0 | 0 | 0 | 0 | 0 | 0
Nuc | 0 | 0 | 0 | 0 | 0 | 0
PS | 0 | 0 | 0 | 0 | 0 | 0
PV | 0 | 0 | 0 | 0 | 0 | 0
PeakG | 0 | 0 | 0 | 0 | 0 | 0
PeakO | 0 | 0 | 0 | 0 | 0 | 0
ST | 0 | 0 | 0 | 0 | 0 | 0
STOG | 0 | 0 | 0 | 0 | 0 | 0
STWD | 0 | 0 | 0 | 0 | 0 | 0
WT | 0 | 0 | 0 | 0 | 0 | 0
IGCC | 0 | 0 | 0 | 0 | 0 | 0
DemandResponse | 0 | 0 | 0 | 0 | 0 | 0
IGCC-CCS | 0 | 0 | 0 | 0 | 0 | 0
WT_off | 0 | 0 | 0 | 0 | 0 | 0
PseudoUnit | 0 | 0 | 0 | 0 | 0 | 0
FixedInterchange | 0 | 0 | 0 | 0 | 0 | 0
Emission Cost by Reporting Type: AZ_NM_SNV_Gas
ReportingType | 2015 | 2020 | 2025 | 2030 | 2035 | 2040
BM | 0 | 0 | 0 | 0 | 0 | 0
CC | 0 | 0 | 0 | 0 | 0 | 0
CSP | 0 | 0 | 0 | 0 | 0 | 0
CT | 0 | 0 | 0 | 0 | 0 | 0
Coal | 0 | 0 | 0 | 0 | 0 | 0
Geo | 0 | 0 | 0 | 0 | 0 | 0
H | 0 | 0 | 0 | 0 | 0 | 0
LFG | 0 | 0 | 0 | 0 | 0 | 0
Nuc | 0 | 0 | 0 | 0 | 0 | 0
PS | 0 | 0 | 0 | 0 | 0 | 0
PV | 0 | 0 | 0 | 0 | 0 | 0
PeakG | 0 | 0 | 0 | 0 | 0 | 0
PeakO | 0 | 0 | 0 | 0 | 0 | 0
ST | 0 | 0 | 0 | 0 | 0 | 0
STOG | 0 | 0 | 0 | 0 | 0 | 0
STWD | 0 | 0 | 0 | 0 | 0 | 0
WT | 0 | 0 | 0 | 0 | 0 | 0
IGCC | 0 | 0 | 0 | 0 | 0 | 0
DemandResponse | 0 | 0 | 0 | 0 | 0 | 0
IGCC-CCS | 0 | 0 | 0 | 0 | 0 | 0
WT_off | 0 | 0 | 0 | 0 | 0 | 0
PseudoUnit | 0 | 0 | 0 | 0 | 0 | 0
FixedInterchange | 0 | 0 | 0 | 0 | 0 | 0
Emission Cost by Reporting Type: AZ_NM_SNV_NucRenew
ReportingType | 2015 | 2020 | 2025 | 2030 | 2035 | 2040
BM | 0 | 0 | 0 | 0 | 0 | 0
CC | 0 | 0 | 0 | 0 | 0 | 0
CSP | 0 | 0 | 0 | 0 | 0 | 0
CT | 0 | 0 | 0 | 0 | 0 | 0
Coal | 0 | 0 | 0 | 0 | 0 | 0
Geo | 0 | 0 | 0 | 0 | 0 | 0
H | 0 | 0 | 0 | 0 | 0 | 0
LFG | 0 | 0 | 0 | 0 | 0 | 0
Nuc | 0 | 0 | 0 | 0 | 0 | 0
PS | 0 | 0 | 0 | 0 | 0 | 0
PV | 0 | 0 | 0 | 0 | 0 | 0
PeakG | 0 | 0 | 0 | 0 | 0 | 0
PeakO | 0 | 0 | 0 | 0 | 0 | 0
ST | 0 | 0 | 0 | 0 | 0 | 0
STOG | 0 | 0 | 0 | 0 | 0 | 0
STWD | 0 | 0 | 0 | 0 | 0 | 0
WT | 0 | 0 | 0 | 0 | 0 | 0
IGCC | 0 | 0 | 0 | 0 | 0 | 0
DemandResponse | 0 | 0 | 0 | 0 | 0 | 0
IGCC-CCS | 0 | 0 | 0 | 0 | 0 | 0
WT_off | 0 | 0 | 0 | 0 | 0 | 0
PseudoUnit | 0 | 0 | 0 | 0 | 0 | 0
FixedInterchange | 0 | 0 | 0 | 0 | 0 | 0
Emission Cost by Reporting Type: ERCOT
ReportingType | 2015 | 2020 | 2025 | 2030 | 2035 | 2040
BM | 0 | 0 | 0 | 0 | 0 | 0
CC | 0 | 0 | 0 | 0 | 0 | 0
CSP | 0 | 0 | 0 | 0 | 0 | 0
CT | 0 | 0 | 0 | 0 | 0 | 0
Coal | 0 | 0 | 0 | 0 | 0 | 0
Geo | 0 | 0 | 0 | 0 | 0 | 0
H | 0 | 0 | 0 | 0 | 0 | 0
LFG | 0 | 0 | 0 | 0 | 0 | 0
Nuc | 0 | 0 | 0 | 0 | 0 | 0
PS | 0 | 0 | 0 | 0 | 0 | 0
PV | 0 | 0 | 0 | 0 | 0 | 0
PeakG | 0 | 0 | 0 | 0 | 0 | 0
PeakO | 0 | 0 | 0 | 0 | 0 | 0
ST | 0 | 0 | 0 | 0 | 0 | 0
STOG | 0 | 0 | 0 | 0 | 0 | 0
STWD | 0 | 0 | 0 | 0 | 0 | 0
WT | 0 | 0 | 0 | 0 | 0 | 0
IGCC | 0 | 0 | 0 | 0 | 0 | 0
DemandResponse | 0 | 0 | 0 | 0 | 0 | 0
IGCC-CCS | 0 | 0 | 0 | 0 | 0 | 0
WT_off | 0 | 0 | 0 | 0 | 0 | 0
PseudoUnit | 0 | 0 | 0 | 0 | 0 | 0
FixedInterchange | 0 | 0 | 0 | 0 | 0 | 0
Emission Cost by Reporting Type: NP15
ReportingType | 2015 | 2020 | 2025 | 2030 | 2035 | 2040
BM | 0 | 0 | 0 | 0 | 0 | 0
CC | 0 | 0 | 0 | 0 | 0 | 0
CSP | 0 | 0 | 0 | 0 | 0 | 0
CT | 0 | 0 | 0 | 0 | 0 | 0
Coal | 0 | 0 | 0 | 0 | 0 | 0
Geo | 0 | 0 | 0 | 0 | 0 | 0
H | 0 | 0 | 0 | 0 | 0 | 0
LFG | 0 | 0 | 0 | 0 | 0 | 0
Nuc | 0 | 0 | 0 | 0 | 0 | 0
PS | 0 | 0 | 0 | 0 | 0 | 0
PV | 0 | 0 | 0 | 0 | 0 | 0
PeakG | 0 | 0 | 0 | 0 | 0 | 0
PeakO | 0 | 0 | 0 | 0 | 0 | 0
ST | 0 | 0 | 0 | 0 | 0 | 0
STOG | 0 | 0 | 0 | 0 | 0 | 0
STWD | 0 | 0 | 0 | 0 | 0 | 0
WT | 0 | 0 | 0 | 0 | 0 | 0
IGCC | 0 | 0 | 0 | 0 | 0 | 0
DemandResponse | 0 | 0 | 0 | 0 | 0 | 0
IGCC-CCS | 0 | 0 | 0 | 0 | 0 | 0
WT_off | 0 | 0 | 0 | 0 | 0 | 0
PseudoUnit | 0 | 0 | 0 | 0 | 0 | 0
FixedInterchange | 0 | 0 | 0 | 0 | 0 | 0
Emission Cost by Reporting Type: NWPP_Coal
ReportingType | 2015 | 2020 | 2025 | 2030 | 2035 | 2040
BM | 0 | 0 | 0 | 0 | 0 | 0
CC | 0 | 0 | 0 | 0 | 0 | 0
CSP | 0 | 0 | 0 | 0 | 0 | 0
CT | 0 | 0 | 0 | 0 | 0 | 0
Coal | 0 | 0 | 0 | 0 | 0 | 0
Geo | 0 | 0 | 0 | 0 | 0 | 0
H | 0 | 0 | 0 | 0 | 0 | 0
LFG | 0 | 0 | 0 | 0 | 0 | 0
Nuc | 0 | 0 | 0 | 0 | 0 | 0
PS | 0 | 0 | 0 | 0 | 0 | 0
PV | 0 | 0 | 0 | 0 | 0 | 0
PeakG | 0 | 0 | 0 | 0 | 0 | 0
PeakO | 0 | 0 | 0 | 0 | 0 | 0
ST | 0 | 0 | 0 | 0 | 0 | 0
STOG | 0 | 0 | 0 | 0 | 0 | 0
STWD | 0 | 0 | 0 | 0 | 0 | 0
WT | 0 | 0 | 0 | 0 | 0 | 0
IGCC | 0 | 0 | 0 | 0 | 0 | 0
DemandResponse | 0 | 0 | 0 | 0 | 0 | 0
IGCC-CCS | 0 | 0 | 0 | 0 | 0 | 0
WT_off | 0 | 0 | 0 | 0 | 0 | 0
PseudoUnit | 0 | 0 | 0 | 0 | 0 | 0
FixedInterchange | 0 | 0 | 0 | 0 | 0 | 0
Emission Cost by Reporting Type: NWPP_Gas
ReportingType | 2015 | 2020 | 2025 | 2030 | 2035 | 2040
BM | 0 | 0 | 0 | 0 | 0 | 0
CC | 0 | 0 | 0 | 0 | 0 | 0
CSP | 0 | 0 | 0 | 0 | 0 | 0
CT | 0 | 0 | 0 | 0 | 0 | 0
Coal | 0 | 0 | 0 | 0 | 0 | 0
Geo | 0 | 0 | 0 | 0 | 0 | 0
H | 0 | 0 | 0 | 0 | 0 | 0
LFG | 0 | 0 | 0 | 0 | 0 | 0
Nuc | 0 | 0 | 0 | 0 | 0 | 0
PS | 0 | 0 | 0 | 0 | 0 | 0
PV | 0 | 0 | 0 | 0 | 0 | 0
PeakG | 0 | 0 | 0 | 0 | 0 | 0
PeakO | 0 | 0 | 0 | 0 | 0 | 0
ST | 0 | 0 | 0 | 0 | 0 | 0
STOG | 0 | 0 | 0 | 0 | 0 | 0
STWD | 0 | 0 | 0 | 0 | 0 | 0
WT | 0 | 0 | 0 | 0 | 0 | 0
IGCC | 0 | 0 | 0 | 0 | 0 | 0
DemandResponse | 0 | 0 | 0 | 0 | 0 | 0
IGCC-CCS | 0 | 0 | 0 | 0 | 0 | 0
WT_off | 0 | 0 | 0 | 0 | 0 | 0
PseudoUnit | 0 | 0 | 0 | 0 | 0 | 0
FixedInterchange | 0 | 0 | 0 | 0 | 0 | 0
Emission Cost by Reporting Type: NWPP_NucRenew
ReportingType | 2015 | 2020 | 2025 | 2030 | 2035 | 2040
BM | 0 | 0 | 0 | 0 | 0 | 0
CC | 0 | 0 | 0 | 0 | 0 | 0
CSP | 0 | 0 | 0 | 0 | 0 | 0
CT | 0 | 0 | 0 | 0 | 0 | 0
Coal | 0 | 0 | 0 | 0 | 0 | 0
Geo | 0 | 0 | 0 | 0 | 0 | 0
H | 0 | 0 | 0 | 0 | 0 | 0
LFG | 0 | 0 | 0 | 0 | 0 | 0
Nuc | 0 | 0 | 0 | 0 | 0 | 0
PS | 0 | 0 | 0 | 0 | 0 | 0
PV | 0 | 0 | 0 | 0 | 0 | 0
PeakG | 0 | 0 | 0 | 0 | 0 | 0
PeakO | 0 | 0 | 0 | 0 | 0 | 0
ST | 0 | 0 | 0 | 0 | 0 | 0
STOG | 0 | 0 | 0 | 0 | 0 | 0
STWD | 0 | 0 | 0 | 0 | 0 | 0
WT | 0 | 0 | 0 | 0 | 0 | 0
IGCC | 0 | 0 | 0 | 0 | 0 | 0
DemandResponse | 0 | 0 | 0 | 0 | 0 | 0
IGCC-CCS | 0 | 0 | 0 | 0 | 0 | 0
WT_off | 0 | 0 | 0 | 0 | 0 | 0
PseudoUnit | 0 | 0 | 0 | 0 | 0 | 0
FixedInterchange | 0 | 0 | 0 | 0 | 0 | 0
Emission Cost by Reporting Type: RMPA
ReportingType | 2015 | 2020 | 2025 | 2030 | 2035 | 2040
BM | 0 | 0 | 0 | 0 | 0 | 0
CC | 0 | 0 | 0 | 0 | 0 | 0
CSP | 0 | 0 | 0 | 0 | 0 | 0
CT | 0 | 0 | 0 | 0 | 0 | 0
Coal | 0 | 0 | 0 | 0 | 0 | 0
Geo | 0 | 0 | 0 | 0 | 0 | 0
H | 0 | 0 | 0 | 0 | 0 | 0
LFG | 0 | 0 | 0 | 0 | 0 | 0
Nuc | 0 | 0 | 0 | 0 | 0 | 0
PS | 0 | 0 | 0 | 0 | 0 | 0
PV | 0 | 0 | 0 | 0 | 0 | 0
PeakG | 0 | 0 | 0 | 0 | 0 | 0
PeakO | 0 | 0 | 0 | 0 | 0 | 0
ST | 0 | 0 | 0 | 0 | 0 | 0
STOG | 0 | 0 | 0 | 0 | 0 | 0
STWD | 0 | 0 | 0 | 0 | 0 | 0
WT | 0 | 0 | 0 | 0 | 0 | 0
IGCC | 0 | 0 | 0 | 0 | 0 | 0
DemandResponse | 0 | 0 | 0 | 0 | 0 | 0
IGCC-CCS | 0 | 0 | 0 | 0 | 0 | 0
WT_off | 0 | 0 | 0 | 0 | 0 | 0
PseudoUnit | 0 | 0 | 0 | 0 | 0 | 0
FixedInterchange | 0 | 0 | 0 | 0 | 0 | 0
Emission Cost by Reporting Type: SP15
ReportingType | 2015 | 2020 | 2025 | 2030 | 2035 | 2040
BM | 0 | 0 | 0 | 0 | 0 | 0
CC | 0 | 0 | 0 | 0 | 0 | 0
CSP | 0 | 0 | 0 | 0 | 0 | 0
CT | 0 | 0 | 0 | 0 | 0 | 0
Coal | 0 | 0 | 0 | 0 | 0 | 0
Geo | 0 | 0 | 0 | 0 | 0 | 0
H | 0 | 0 | 0 | 0 | 0 | 0
LFG | 0 | 0 | 0 | 0 | 0 | 0
Nuc | 0 | 0 | 0 | 0 | 0 | 0
PS | 0 | 0 | 0 | 0 | 0 | 0
PV | 0 | 0 | 0 | 0 | 0 | 0
PeakG | 0 | 0 | 0 | 0 | 0 | 0
PeakO | 0 | 0 | 0 | 0 | 0 | 0
ST | 0 | 0 | 0 | 0 | 0 | 0
STOG | 0 | 0 | 0 | 0 | 0 | 0
STWD | 0 | 0 | 0 | 0 | 0 | 0
WT | 0 | 0 | 0 | 0 | 0 | 0
IGCC | 0 | 0 | 0 | 0 | 0 | 0
DemandResponse | 0 | 0 | 0 | 0 | 0 | 0
IGCC-CCS | 0 | 0 | 0 | 0 | 0 | 0
WT_off | 0 | 0 | 0 | 0 | 0 | 0
PseudoUnit | 0 | 0 | 0 | 0 | 0 | 0
FixedInterchange | 0 | 0 | 0 | 0 | 0 | 0
Emission Cost by Reporting Type: ALB
ReportingType | 2015 | 2020 | 2025 | 2030 | 2035 | 2040
BM | 0 | 0 | 0 | 0 | 0 | 0
CC | 0 | 0 | 0 | 0 | 0 | 0
CSP | 0 | 0 | 0 | 0 | 0 | 0
CT | 0 | 0 | 0 | 0 | 0 | 0
Coal | 0 | 0 | 0 | 0 | 0 | 0
Geo | 0 | 0 | 0 | 0 | 0 | 0
H | 0 | 0 | 0 | 0 | 0 | 0
LFG | 0 | 0 | 0 | 0 | 0 | 0
Nuc | 0 | 0 | 0 | 0 | 0 | 0
PS | 0 | 0 | 0 | 0 | 0 | 0
PV | 0 | 0 | 0 | 0 | 0 | 0
PeakG | 0 | 0 | 0 | 0 | 0 | 0
PeakO | 0 | 0 | 0 | 0 | 0 | 0
ST | 0 | 0 | 0 | 0 | 0 | 0
STOG | 0 | 0 | 0 | 0 | 0 | 0
STWD | 0 | 0 | 0 | 0 | 0 | 0
WT | 0 | 0 | 0 | 0 | 0 | 0
IGCC | 0 | 0 | 0 | 0 | 0 | 0
DemandResponse | 0 | 0 | 0 | 0 | 0 | 0
IGCC-CCS | 0 | 0 | 0 | 0 | 0 | 0
WT_off | 0 | 0 | 0 | 0 | 0 | 0
PseudoUnit | 0 | 0 | 0 | 0 | 0 | 0
FixedInterchange | 0 | 0 | 0 | 0 | 0 | 0
Emission Cost by Reporting Type: BC
ReportingType | 2015 | 2020 | 2025 | 2030 | 2035 | 2040
BM | 0 | 0 | 0 | 0 | 0 | 0
CC | 0 | 0 | 0 | 0 | 0 | 0
CSP | 0 | 0 | 0 | 0 | 0 | 0
CT | 0 | 0 | 0 | 0 | 0 | 0
Coal | 0 | 0 | 0 | 0 | 0 | 0
Geo | 0 | 0 | 0 | 0 | 0 | 0
H | 0 | 0 | 0 | 0 | 0 | 0
LFG | 0 | 0 | 0 | 0 | 0 | 0
Nuc | 0 | 0 | 0 | 0 | 0 | 0
PS | 0 | 0 | 0 | 0 | 0 | 0
PV | 0 | 0 | 0 | 0 | 0 | 0
PeakG | 0 | 0 | 0 | 0 | 0 | 0
PeakO | 0 | 0 | 0 | 0 | 0 | 0
ST | 0 | 0 | 0 | 0 | 0 | 0
STOG | 0 | 0 | 0 | 0 | 0 | 0
STWD | 0 | 0 | 0 | 0 | 0 | 0
WT | 0 | 0 | 0 | 0 | 0 | 0
IGCC | 0 | 0 | 0 | 0 | 0 | 0
DemandResponse | 0 | 0 | 0 | 0 | 0 | 0
IGCC-CCS | 0 | 0 | 0 | 0 | 0 | 0
WT_off | 0 | 0 | 0 | 0 | 0 | 0
PseudoUnit | 0 | 0 | 0 | 0 | 0 | 0
FixedInterchange | 0 | 0 | 0 | 0 | 0 | 0
Emission Cost by Reporting Type: HQ_IESO
ReportingType | 2015 | 2020 | 2025 | 2030 | 2035 | 2040
BM | 0 | 0 | 0 | 0 | 0 | 0
CC | 0 | 0 | 0 | 0 | 0 | 0
CSP | 0 | 0 | 0 | 0 | 0 | 0
CT | 0 | 0 | 0 | 0 | 0 | 0
Coal | 0 | 0 | 0 | 0 | 0 | 0
Geo | 0 | 0 | 0 | 0 | 0 | 0
H | 0 | 0 | 0 | 0 | 0 | 0
LFG | 0 | 0 | 0 | 0 | 0 | 0
Nuc | 0 | 0 | 0 | 0 | 0 | 0
PS | 0 | 0 | 0 | 0 | 0 | 0
PV | 0 | 0 | 0 | 0 | 0 | 0
PeakG | 0 | 0 | 0 | 0 | 0 | 0
PeakO | 0 | 0 | 0 | 0 | 0 | 0
ST | 0 | 0 | 0 | 0 | 0 | 0
STOG | 0 | 0 | 0 | 0 | 0 | 0
STWD | 0 | 0 | 0 | 0 | 0 | 0
WT | 0 | 0 | 0 | 0 | 0 | 0
IGCC | 0 | 0 | 0 | 0 | 0 | 0
DemandResponse | 0 | 0 | 0 | 0 | 0 | 0
IGCC-CCS | 0 | 0 | 0 | 0 | 0 | 0
WT_off | 0 | 0 | 0 | 0 | 0 | 0
PseudoUnit | 0 | 0 | 0 | 0 | 0 | 0
FixedInterchange | 0 | 0 | 0 | 0 | 0 | 0
Emission Cost by Reporting Type: HQ_NEISO
ReportingType | 2015 | 2020 | 2025 | 2030 | 2035 | 2040
BM | 0 | 0 | 0 | 0 | 0 | 0
CC | 0 | 0 | 0 | 0 | 0 | 0
CSP | 0 | 0 | 0 | 0 | 0 | 0
CT | 0 | 0 | 0 | 0 | 0 | 0
Coal | 0 | 0 | 0 | 0 | 0 | 0
Geo | 0 | 0 | 0 | 0 | 0 | 0
H | 0 | 0 | 0 | 0 | 0 | 0
LFG | 0 | 0 | 0 | 0 | 0 | 0
Nuc | 0 | 0 | 0 | 0 | 0 | 0
PS | 0 | 0 | 0 | 0 | 0 | 0
PV | 0 | 0 | 0 | 0 | 0 | 0
PeakG | 0 | 0 | 0 | 0 | 0 | 0
PeakO | 0 | 0 | 0 | 0 | 0 | 0
ST | 0 | 0 | 0 | 0 | 0 | 0
STOG | 0 | 0 | 0 | 0 | 0 | 0
STWD | 0 | 0 | 0 | 0 | 0 | 0
WT | 0 | 0 | 0 | 0 | 0 | 0
IGCC | 0 | 0 | 0 | 0 | 0 | 0
DemandResponse | 0 | 0 | 0 | 0 | 0 | 0
IGCC-CCS | 0 | 0 | 0 | 0 | 0 | 0
WT_off | 0 | 0 | 0 | 0 | 0 | 0
PseudoUnit | 0 | 0 | 0 | 0 | 0 | 0
FixedInterchange | 0 | 0 | 0 | 0 | 0 | 0
Emission Cost by Reporting Type: HQ_NY
ReportingType | 2015 | 2020 | 2025 | 2030 | 2035 | 2040
BM | 0 | 0 | 0 | 0 | 0 | 0
CC | 0 | 0 | 0 | 0 | 0 | 0
CSP | 0 | 0 | 0 | 0 | 0 | 0
CT | 0 | 0 | 0 | 0 | 0 | 0
Coal | 0 | 0 | 0 | 0 | 0 | 0
Geo | 0 | 0 | 0 | 0 | 0 | 0
H | 0 | 0 | 0 | 0 | 0 | 0
LFG | 0 | 0 | 0 | 0 | 0 | 0
Nuc | 0 | 0 | 0 | 0 | 0 | 0
PS | 0 | 0 | 0 | 0 | 0 | 0
PV | 0 | 0 | 0 | 0 | 0 | 0
PeakG | 0 | 0 | 0 | 0 | 0 | 0
PeakO | 0 | 0 | 0 | 0 | 0 | 0
ST | 0 | 0 | 0 | 0 | 0 | 0
STOG | 0 | 0 | 0 | 0 | 0 | 0
STWD | 0 | 0 | 0 | 0 | 0 | 0
WT | 0 | 0 | 0 | 0 | 0 | 0
IGCC | 0 | 0 | 0 | 0 | 0 | 0
DemandResponse | 0 | 0 | 0 | 0 | 0 | 0
IGCC-CCS | 0 | 0 | 0 | 0 | 0 | 0
WT_off | 0 | 0 | 0 | 0 | 0 | 0
PseudoUnit | 0 | 0 | 0 | 0 | 0 | 0
FixedInterchange | 0 | 0 | 0 | 0 | 0 | 0
Emission Cost by Reporting Type: MARITIMES
ReportingType | 2015 | 2020 | 2025 | 2030 | 2035 | 2040
BM | 0 | 0 | 0 | 0 | 0 | 0
CC | 0 | 0 | 0 | 0 | 0 | 0
CSP | 0 | 0 | 0 | 0 | 0 | 0
CT | 0 | 0 | 0 | 0 | 0 | 0
Coal | 0 | 0 | 0 | 0 | 0 | 0
Geo | 0 | 0 | 0 | 0 | 0 | 0
H | 0 | 0 | 0 | 0 | 0 | 0
LFG | 0 | 0 | 0 | 0 | 0 | 0
Nuc | 0 | 0 | 0 | 0 | 0 | 0
PS | 0 | 0 | 0 | 0 | 0 | 0
PV | 0 | 0 | 0 | 0 | 0 | 0
PeakG | 0 | 0 | 0 | 0 | 0 | 0
PeakO | 0 | 0 | 0 | 0 | 0 | 0
ST | 0 | 0 | 0 | 0 | 0 | 0
STOG | 0 | 0 | 0 | 0 | 0 | 0
STWD | 0 | 0 | 0 | 0 | 0 | 0
WT | 0 | 0 | 0 | 0 | 0 | 0
IGCC | 0 | 0 | 0 | 0 | 0 | 0
DemandResponse | 0 | 0 | 0 | 0 | 0 | 0
IGCC-CCS | 0 | 0 | 0 | 0 | 0 | 0
WT_off | 0 | 0 | 0 | 0 | 0 | 0
PseudoUnit | 0 | 0 | 0 | 0 | 0 | 0
FixedInterchange | 0 | 0 | 0 | 0 | 0 | 0
Emission Cost by Reporting Type: All
ReportingType | 2015 | 2020 | 2025 | 2030 | 2035 | 2040
BM | 0 | 0 | 0 | 0 | 0 | 0
CC | 0 | 0 | 0 | 0 | 0 | 0
CSP | 0 | 0 | 0 | 0 | 0 | 0
CT | 0 | 0 | 0 | 0 | 0 | 0
Coal | 0 | 0 | 0 | 0 | 0 | 0
Geo | 0 | 0 | 0 | 0 | 0 | 0
H | 0 | 0 | 0 | 0 | 0 | 0
LFG | 0 | 0 | 0 | 0 | 0 | 0
Nuc | 0 | 0 | 0 | 0 | 0 | 0
PS | 0 | 0 | 0 | 0 | 0 | 0
PV | 0 | 0 | 0 | 0 | 0 | 0
PeakG | 0 | 0 | 0 | 0 | 0 | 0
PeakO | 0 | 0 | 0 | 0 | 0 | 0
ST | 0 | 0 | 0 | 0 | 0 | 0
STOG | 0 | 0 | 0 | 0 | 0 | 0
STWD | 0 | 0 | 0 | 0 | 0 | 0
WT | 0 | 0 | 0 | 0 | 0 | 0
IGCC | 0 | 0 | 0 | 0 | 0 | 0
DemandResponse | 0 | 0 | 0 | 0 | 0 | 0
IGCC-CCS | 0 | 0 | 0 | 0 | 0 | 0
WT_off | 0 | 0 | 0 | 0 | 0 | 0
PseudoUnit | 0 | 0 | 0 | 0 | 0 | 0
FixedInterchange | 0 | 0 | 0 | 0 | 0 | 0
Emission Cost by Reporting Type: EI_US
ReportingType | 2015 | 2020 | 2025 | 2030 | 2035 | 2040
BM | 0 | 0 | 0 | 0 | 0 | 0
CC | 0 | 0 | 0 | 0 | 0 | 0
CSP | 0 | 0 | 0 | 0 | 0 | 0
CT | 0 | 0 | 0 | 0 | 0 | 0
Coal | 0 | 0 | 0 | 0 | 0 | 0
Geo | 0 | 0 | 0 | 0 | 0 | 0
H | 0 | 0 | 0 | 0 | 0 | 0
LFG | 0 | 0 | 0 | 0 | 0 | 0
Nuc | 0 | 0 | 0 | 0 | 0 | 0
PS | 0 | 0 | 0 | 0 | 0 | 0
PV | 0 | 0 | 0 | 0 | 0 | 0
PeakG | 0 | 0 | 0 | 0 | 0 | 0
PeakO | 0 | 0 | 0 | 0 | 0 | 0
ST | 0 | 0 | 0 | 0 | 0 | 0
STOG | 0 | 0 | 0 | 0 | 0 | 0
STWD | 0 | 0 | 0 | 0 | 0 | 0
WT | 0 | 0 | 0 | 0 | 0 | 0
IGCC | 0 | 0 | 0 | 0 | 0 | 0
DemandResponse | 0 | 0 | 0 | 0 | 0 | 0
IGCC-CCS | 0 | 0 | 0 | 0 | 0 | 0
WT_off | 0 | 0 | 0 | 0 | 0 | 0
PseudoUnit | 0 | 0 | 0 | 0 | 0 | 0
FixedInterchange | 0 | 0 | 0 | 0 | 0 | 0
Emission Cost by Reporting Type: EI_Canada
ReportingType | 2015 | 2020 | 2025 | 2030 | 2035 | 2040
BM | 0 | 0 | 0 | 0 | 0 | 0
CC | 0 | 0 | 0 | 0 | 0 | 0
CSP | 0 | 0 | 0 | 0 | 0 | 0
CT | 0 | 0 | 0 | 0 | 0 | 0
Coal | 0 | 0 | 0 | 0 | 0 | 0
Geo | 0 | 0 | 0 | 0 | 0 | 0
H | 0 | 0 | 0 | 0 | 0 | 0
LFG | 0 | 0 | 0 | 0 | 0 | 0
Nuc | 0 | 0 | 0 | 0 | 0 | 0
PS | 0 | 0 | 0 | 0 | 0 | 0
PV | 0 | 0 | 0 | 0 | 0 | 0
PeakG | 0 | 0 | 0 | 0 | 0 | 0
PeakO | 0 | 0 | 0 | 0 | 0 | 0
ST | 0 | 0 | 0 | 0 | 0 | 0
STOG | 0 | 0 | 0 | 0 | 0 | 0
STWD | 0 | 0 | 0 | 0 | 0 | 0
WT | 0 | 0 | 0 | 0 | 0 | 0
IGCC | 0 | 0 | 0 | 0 | 0 | 0
DemandResponse | 0 | 0 | 0 | 0 | 0 | 0
IGCC-CCS | 0 | 0 | 0 | 0 | 0 | 0
WT_off | 0 | 0 | 0 | 0 | 0 | 0
PseudoUnit | 0 | 0 | 0 | 0 | 0 | 0
FixedInterchange | 0 | 0 | 0 | 0 | 0 | 0
Emission Cost by Reporting Type: EI
ReportingType | 2015 | 2020 | 2025 | 2030 | 2035 | 2040
BM | 0 | 0 | 0 | 0 | 0 | 0
CC | 0 | 0 | 0 | 0 | 0 | 0
CSP | 0 | 0 | 0 | 0 | 0 | 0
CT | 0 | 0 | 0 | 0 | 0 | 0
Coal | 0 | 0 | 0 | 0 | 0 | 0
Geo | 0 | 0 | 0 | 0 | 0 | 0
H | 0 | 0 | 0 | 0 | 0 | 0
LFG | 0 | 0 | 0 | 0 | 0 | 0
Nuc | 0 | 0 | 0 | 0 | 0 | 0
PS | 0 | 0 | 0 | 0 | 0 | 0
PV | 0 | 0 | 0 | 0 | 0 | 0
PeakG | 0 | 0 | 0 | 0 | 0 | 0
PeakO | 0 | 0 | 0 | 0 | 0 | 0
ST | 0 | 0 | 0 | 0 | 0 | 0
STOG | 0 | 0 | 0 | 0 | 0 | 0
STWD | 0 | 0 | 0 | 0 | 0 | 0
WT | 0 | 0 | 0 | 0 | 0 | 0
IGCC | 0 | 0 | 0 | 0 | 0 | 0
DemandResponse | 0 | 0 | 0 | 0 | 0 | 0
IGCC-CCS | 0 | 0 | 0 | 0 | 0 | 0
WT_off | 0 | 0 | 0 | 0 | 0 | 0
PseudoUnit | 0 | 0 | 0 | 0 | 0 | 0
FixedInterchange | 0 | 0 | 0 | 0 | 0 | 0
Emission Cost by Reporting Type: Outside_EI
ReportingType | 2015 | 2020 | 2025 | 2030 | 2035 | 2040
BM | 0 | 0 | 0 | 0 | 0 | 0
CC | 0 | 0 | 0 | 0 | 0 | 0
CSP | 0 | 0 | 0 | 0 | 0 | 0
CT | 0 | 0 | 0 | 0 | 0 | 0
Coal | 0 | 0 | 0 | 0 | 0 | 0
Geo | 0 | 0 | 0 | 0 | 0 | 0
H | 0 | 0 | 0 | 0 | 0 | 0
LFG | 0 | 0 | 0 | 0 | 0 | 0
Nuc | 0 | 0 | 0 | 0 | 0 | 0
PS | 0 | 0 | 0 | 0 | 0 | 0
PV | 0 | 0 | 0 | 0 | 0 | 0
PeakG | 0 | 0 | 0 | 0 | 0 | 0
PeakO | 0 | 0 | 0 | 0 | 0 | 0
ST | 0 | 0 | 0 | 0 | 0 | 0
STOG | 0 | 0 | 0 | 0 | 0 | 0
STWD | 0 | 0 | 0 | 0 | 0 | 0
WT | 0 | 0 | 0 | 0 | 0 | 0
IGCC | 0 | 0 | 0 | 0 | 0 | 0
DemandResponse | 0 | 0 | 0 | 0 | 0 | 0
IGCC-CCS | 0 | 0 | 0 | 0 | 0 | 0
WT_off | 0 | 0 | 0 | 0 | 0 | 0
PseudoUnit | 0 | 0 | 0 | 0 | 0 | 0
FixedInterchange | 0 | 0 | 0 | 0 | 0 | 0
==== Emission Program: Carbon_CA : (CO2) ====
Emission Cost by Reporting Type: Entergy
ReportingType | 2015 | 2020 | 2025 | 2030 | 2035 | 2040
BM | 0 | 0 | 0 | 0 | 0 | 0
CC | 0 | 0 | 0 | 0 | 0 | 0
CSP | 0 | 0 | 0 | 0 | 0 | 0
CT | 0 | 0 | 0 | 0 | 0 | 0
Coal | 0 | 0 | 0 | 0 | 0 | 0
Geo | 0 | 0 | 0 | 0 | 0 | 0
H | 0 | 0 | 0 | 0 | 0 | 0
LFG | 0 | 0 | 0 | 0 | 0 | 0
Nuc | 0 | 0 | 0 | 0 | 0 | 0
PS | 0 | 0 | 0 | 0 | 0 | 0
PV | 0 | 0 | 0 | 0 | 0 | 0
PeakG | 0 | 0 | 0 | 0 | 0 | 0
PeakO | 0 | 0 | 0 | 0 | 0 | 0
ST | 0 | 0 | 0 | 0 | 0 | 0
STOG | 0 | 0 | 0 | 0 | 0 | 0
STWD | 0 | 0 | 0 | 0 | 0 | 0
WT | 0 | 0 | 0 | 0 | 0 | 0
IGCC | 0 | 0 | 0 | 0 | 0 | 0
DemandResponse | 0 | 0 | 0 | 0 | 0 | 0
IGCC-CCS | 0 | 0 | 0 | 0 | 0 | 0
WT_off | 0 | 0 | 0 | 0 | 0 | 0
PseudoUnit | 0 | 0 | 0 | 0 | 0 | 0
FixedInterchange | 0 | 0 | 0 | 0 | 0 | 0
Emission Cost by Reporting Type: FRCC
ReportingType | 2015 | 2020 | 2025 | 2030 | 2035 | 2040
BM | 0 | 0 | 0 | 0 | 0 | 0
CC | 0 | 0 | 0 | 0 | 0 | 0
CSP | 0 | 0 | 0 | 0 | 0 | 0
CT | 0 | 0 | 0 | 0 | 0 | 0
Coal | 0 | 0 | 0 | 0 | 0 | 0
Geo | 0 | 0 | 0 | 0 | 0 | 0
H | 0 | 0 | 0 | 0 | 0 | 0
LFG | 0 | 0 | 0 | 0 | 0 | 0
Nuc | 0 | 0 | 0 | 0 | 0 | 0
PS | 0 | 0 | 0 | 0 | 0 | 0
PV | 0 | 0 | 0 | 0 | 0 | 0
PeakG | 0 | 0 | 0 | 0 | 0 | 0
PeakO | 0 | 0 | 0 | 0 | 0 | 0
ST | 0 | 0 | 0 | 0 | 0 | 0
STOG | 0 | 0 | 0 | 0 | 0 | 0
STWD | 0 | 0 | 0 | 0 | 0 | 0
WT | 0 | 0 | 0 | 0 | 0 | 0
IGCC | 0 | 0 | 0 | 0 | 0 | 0
DemandResponse | 0 | 0 | 0 | 0 | 0 | 0
IGCC-CCS | 0 | 0 | 0 | 0 | 0 | 0
WT_off | 0 | 0 | 0 | 0 | 0 | 0
PseudoUnit | 0 | 0 | 0 | 0 | 0 | 0
FixedInterchange | 0 | 0 | 0 | 0 | 0 | 0
Emission Cost by Reporting Type: MAPP_US
ReportingType | 2015 | 2020 | 2025 | 2030 | 2035 | 2040
BM | 0 | 0 | 0 | 0 | 0 | 0
CC | 0 | 0 | 0 | 0 | 0 | 0
CSP | 0 | 0 | 0 | 0 | 0 | 0
CT | 0 | 0 | 0 | 0 | 0 | 0
Coal | 0 | 0 | 0 | 0 | 0 | 0
Geo | 0 | 0 | 0 | 0 | 0 | 0
H | 0 | 0 | 0 | 0 | 0 | 0
LFG | 0 | 0 | 0 | 0 | 0 | 0
Nuc | 0 | 0 | 0 | 0 | 0 | 0
PS | 0 | 0 | 0 | 0 | 0 | 0
PV | 0 | 0 | 0 | 0 | 0 | 0
PeakG | 0 | 0 | 0 | 0 | 0 | 0
PeakO | 0 | 0 | 0 | 0 | 0 | 0
ST | 0 | 0 | 0 | 0 | 0 | 0
STOG | 0 | 0 | 0 | 0 | 0 | 0
STWD | 0 | 0 | 0 | 0 | 0 | 0
WT | 0 | 0 | 0 | 0 | 0 | 0
IGCC | 0 | 0 | 0 | 0 | 0 | 0
DemandResponse | 0 | 0 | 0 | 0 | 0 | 0
IGCC-CCS | 0 | 0 | 0 | 0 | 0 | 0
WT_off | 0 | 0 | 0 | 0 | 0 | 0
PseudoUnit | 0 | 0 | 0 | 0 | 0 | 0
FixedInterchange | 0 | 0 | 0 | 0 | 0 | 0
Emission Cost by Reporting Type: MISO_IN
ReportingType | 2015 | 2020 | 2025 | 2030 | 2035 | 2040
BM | 0 | 0 | 0 | 0 | 0 | 0
CC | 0 | 0 | 0 | 0 | 0 | 0
CSP | 0 | 0 | 0 | 0 | 0 | 0
CT | 0 | 0 | 0 | 0 | 0 | 0
Coal | 0 | 0 | 0 | 0 | 0 | 0
Geo | 0 | 0 | 0 | 0 | 0 | 0
H | 0 | 0 | 0 | 0 | 0 | 0
LFG | 0 | 0 | 0 | 0 | 0 | 0
Nuc | 0 | 0 | 0 | 0 | 0 | 0
PS | 0 | 0 | 0 | 0 | 0 | 0
PV | 0 | 0 | 0 | 0 | 0 | 0
PeakG | 0 | 0 | 0 | 0 | 0 | 0
PeakO | 0 | 0 | 0 | 0 | 0 | 0
ST | 0 | 0 | 0 | 0 | 0 | 0
STOG | 0 | 0 | 0 | 0 | 0 | 0
STWD | 0 | 0 | 0 | 0 | 0 | 0
WT | 0 | 0 | 0 | 0 | 0 | 0
IGCC | 0 | 0 | 0 | 0 | 0 | 0
DemandResponse | 0 | 0 | 0 | 0 | 0 | 0
IGCC-CCS | 0 | 0 | 0 | 0 | 0 | 0
WT_off | 0 | 0 | 0 | 0 | 0 | 0
PseudoUnit | 0 | 0 | 0 | 0 | 0 | 0
FixedInterchange | 0 | 0 | 0 | 0 | 0 | 0
Emission Cost by Reporting Type: MISO_MI
ReportingType | 2015 | 2020 | 2025 | 2030 | 2035 | 2040
BM | 0 | 0 | 0 | 0 | 0 | 0
CC | 0 | 0 | 0 | 0 | 0 | 0
CSP | 0 | 0 | 0 | 0 | 0 | 0
CT | 0 | 0 | 0 | 0 | 0 | 0
Coal | 0 | 0 | 0 | 0 | 0 | 0
Geo | 0 | 0 | 0 | 0 | 0 | 0
H | 0 | 0 | 0 | 0 | 0 | 0
LFG | 0 | 0 | 0 | 0 | 0 | 0
Nuc | 0 | 0 | 0 | 0 | 0 | 0
PS | 0 | 0 | 0 | 0 | 0 | 0
PV | 0 | 0 | 0 | 0 | 0 | 0
PeakG | 0 | 0 | 0 | 0 | 0 | 0
PeakO | 0 | 0 | 0 | 0 | 0 | 0
ST | 0 | 0 | 0 | 0 | 0 | 0
STOG | 0 | 0 | 0 | 0 | 0 | 0
STWD | 0 | 0 | 0 | 0 | 0 | 0
WT | 0 | 0 | 0 | 0 | 0 | 0
IGCC | 0 | 0 | 0 | 0 | 0 | 0
DemandResponse | 0 | 0 | 0 | 0 | 0 | 0
IGCC-CCS | 0 | 0 | 0 | 0 | 0 | 0
WT_off | 0 | 0 | 0 | 0 | 0 | 0
PseudoUnit | 0 | 0 | 0 | 0 | 0 | 0
FixedInterchange | 0 | 0 | 0 | 0 | 0 | 0
Emission Cost by Reporting Type: MISO_MO-IL
ReportingType | 2015 | 2020 | 2025 | 2030 | 2035 | 2040
BM | 0 | 0 | 0 | 0 | 0 | 0
CC | 0 | 0 | 0 | 0 | 0 | 0
CSP | 0 | 0 | 0 | 0 | 0 | 0
CT | 0 | 0 | 0 | 0 | 0 | 0
Coal | 0 | 0 | 0 | 0 | 0 | 0
Geo | 0 | 0 | 0 | 0 | 0 | 0
H | 0 | 0 | 0 | 0 | 0 | 0
LFG | 0 | 0 | 0 | 0 | 0 | 0
Nuc | 0 | 0 | 0 | 0 | 0 | 0
PS | 0 | 0 | 0 | 0 | 0 | 0
PV | 0 | 0 | 0 | 0 | 0 | 0
PeakG | 0 | 0 | 0 | 0 | 0 | 0
PeakO | 0 | 0 | 0 | 0 | 0 | 0
ST | 0 | 0 | 0 | 0 | 0 | 0
STOG | 0 | 0 | 0 | 0 | 0 | 0
STWD | 0 | 0 | 0 | 0 | 0 | 0
WT | 0 | 0 | 0 | 0 | 0 | 0
IGCC | 0 | 0 | 0 | 0 | 0 | 0
DemandResponse | 0 | 0 | 0 | 0 | 0 | 0
IGCC-CCS | 0 | 0 | 0 | 0 | 0 | 0
WT_off | 0 | 0 | 0 | 0 | 0 | 0
PseudoUnit | 0 | 0 | 0 | 0 | 0 | 0
FixedInterchange | 0 | 0 | 0 | 0 | 0 | 0
Emission Cost by Reporting Type: MISO_W
ReportingType | 2015 | 2020 | 2025 | 2030 | 2035 | 2040
BM | 0 | 0 | 0 | 0 | 0 | 0
CC | 0 | 0 | 0 | 0 | 0 | 0
CSP | 0 | 0 | 0 | 0 | 0 | 0
CT | 0 | 0 | 0 | 0 | 0 | 0
Coal | 0 | 0 | 0 | 0 | 0 | 0
Geo | 0 | 0 | 0 | 0 | 0 | 0
H | 0 | 0 | 0 | 0 | 0 | 0
LFG | 0 | 0 | 0 | 0 | 0 | 0
Nuc | 0 | 0 | 0 | 0 | 0 | 0
PS | 0 | 0 | 0 | 0 | 0 | 0
PV | 0 | 0 | 0 | 0 | 0 | 0
PeakG | 0 | 0 | 0 | 0 | 0 | 0
PeakO | 0 | 0 | 0 | 0 | 0 | 0
ST | 0 | 0 | 0 | 0 | 0 | 0
STOG | 0 | 0 | 0 | 0 | 0 | 0
STWD | 0 | 0 | 0 | 0 | 0 | 0
WT | 0 | 0 | 0 | 0 | 0 | 0
IGCC | 0 | 0 | 0 | 0 | 0 | 0
DemandResponse | 0 | 0 | 0 | 0 | 0 | 0
IGCC-CCS | 0 | 0 | 0 | 0 | 0 | 0
WT_off | 0 | 0 | 0 | 0 | 0 | 0
PseudoUnit | 0 | 0 | 0 | 0 | 0 | 0
FixedInterchange | 0 | 0 | 0 | 0 | 0 | 0
Emission Cost by Reporting Type: MISO_WUMS
ReportingType | 2015 | 2020 | 2025 | 2030 | 2035 | 2040
BM | 0 | 0 | 0 | 0 | 0 | 0
CC | 0 | 0 | 0 | 0 | 0 | 0
CSP | 0 | 0 | 0 | 0 | 0 | 0
CT | 0 | 0 | 0 | 0 | 0 | 0
Coal | 0 | 0 | 0 | 0 | 0 | 0
Geo | 0 | 0 | 0 | 0 | 0 | 0
H | 0 | 0 | 0 | 0 | 0 | 0
LFG | 0 | 0 | 0 | 0 | 0 | 0
Nuc | 0 | 0 | 0 | 0 | 0 | 0
PS | 0 | 0 | 0 | 0 | 0 | 0
PV | 0 | 0 | 0 | 0 | 0 | 0
PeakG | 0 | 0 | 0 | 0 | 0 | 0
PeakO | 0 | 0 | 0 | 0 | 0 | 0
ST | 0 | 0 | 0 | 0 | 0 | 0
STOG | 0 | 0 | 0 | 0 | 0 | 0
STWD | 0 | 0 | 0 | 0 | 0 | 0
WT | 0 | 0 | 0 | 0 | 0 | 0
IGCC | 0 | 0 | 0 | 0 | 0 | 0
DemandResponse | 0 | 0 | 0 | 0 | 0 | 0
IGCC-CCS | 0 | 0 | 0 | 0 | 0 | 0
WT_off | 0 | 0 | 0 | 0 | 0 | 0
PseudoUnit | 0 | 0 | 0 | 0 | 0 | 0
FixedInterchange | 0 | 0 | 0 | 0 | 0 | 0
Emission Cost by Reporting Type: Nebraska
ReportingType | 2015 | 2020 | 2025 | 2030 | 2035 | 2040
BM | 0 | 0 | 0 | 0 | 0 | 0
CC | 0 | 0 | 0 | 0 | 0 | 0
CSP | 0 | 0 | 0 | 0 | 0 | 0
CT | 0 | 0 | 0 | 0 | 0 | 0
Coal | 0 | 0 | 0 | 0 | 0 | 0
Geo | 0 | 0 | 0 | 0 | 0 | 0
H | 0 | 0 | 0 | 0 | 0 | 0
LFG | 0 | 0 | 0 | 0 | 0 | 0
Nuc | 0 | 0 | 0 | 0 | 0 | 0
PS | 0 | 0 | 0 | 0 | 0 | 0
PV | 0 | 0 | 0 | 0 | 0 | 0
PeakG | 0 | 0 | 0 | 0 | 0 | 0
PeakO | 0 | 0 | 0 | 0 | 0 | 0
ST | 0 | 0 | 0 | 0 | 0 | 0
STOG | 0 | 0 | 0 | 0 | 0 | 0
STWD | 0 | 0 | 0 | 0 | 0 | 0
WT | 0 | 0 | 0 | 0 | 0 | 0
IGCC | 0 | 0 | 0 | 0 | 0 | 0
DemandResponse | 0 | 0 | 0 | 0 | 0 | 0
IGCC-CCS | 0 | 0 | 0 | 0 | 0 | 0
WT_off | 0 | 0 | 0 | 0 | 0 | 0
PseudoUnit | 0 | 0 | 0 | 0 | 0 | 0
FixedInterchange | 0 | 0 | 0 | 0 | 0 | 0
Emission Cost by Reporting Type: NEISO
ReportingType | 2015 | 2020 | 2025 | 2030 | 2035 | 2040
BM | 0 | 0 | 0 | 0 | 0 | 0
CC | 0 | 0 | 0 | 0 | 0 | 0
CSP | 0 | 0 | 0 | 0 | 0 | 0
CT | 0 | 0 | 0 | 0 | 0 | 0
Coal | 0 | 0 | 0 | 0 | 0 | 0
Geo | 0 | 0 | 0 | 0 | 0 | 0
H | 0 | 0 | 0 | 0 | 0 | 0
LFG | 0 | 0 | 0 | 0 | 0 | 0
Nuc | 0 | 0 | 0 | 0 | 0 | 0
PS | 0 | 0 | 0 | 0 | 0 | 0
PV | 0 | 0 | 0 | 0 | 0 | 0
PeakG | 0 | 0 | 0 | 0 | 0 | 0
PeakO | 0 | 0 | 0 | 0 | 0 | 0
ST | 0 | 0 | 0 | 0 | 0 | 0
STOG | 0 | 0 | 0 | 0 | 0 | 0
STWD | 0 | 0 | 0 | 0 | 0 | 0
WT | 0 | 0 | 0 | 0 | 0 | 0
IGCC | 0 | 0 | 0 | 0 | 0 | 0
DemandResponse | 0 | 0 | 0 | 0 | 0 | 0
IGCC-CCS | 0 | 0 | 0 | 0 | 0 | 0
WT_off | 0 | 0 | 0 | 0 | 0 | 0
PseudoUnit | 0 | 0 | 0 | 0 | 0 | 0
FixedInterchange | 0 | 0 | 0 | 0 | 0 | 0
Emission Cost by Reporting Type: NonRTO_Midwest
ReportingType | 2015 | 2020 | 2025 | 2030 | 2035 | 2040
BM | 0 | 0 | 0 | 0 | 0 | 0
CC | 0 | 0 | 0 | 0 | 0 | 0
CSP | 0 | 0 | 0 | 0 | 0 | 0
CT | 0 | 0 | 0 | 0 | 0 | 0
Coal | 0 | 0 | 0 | 0 | 0 | 0
Geo | 0 | 0 | 0 | 0 | 0 | 0
H | 0 | 0 | 0 | 0 | 0 | 0
LFG | 0 | 0 | 0 | 0 | 0 | 0
Nuc | 0 | 0 | 0 | 0 | 0 | 0
PS | 0 | 0 | 0 | 0 | 0 | 0
PV | 0 | 0 | 0 | 0 | 0 | 0
PeakG | 0 | 0 | 0 | 0 | 0 | 0
PeakO | 0 | 0 | 0 | 0 | 0 | 0
ST | 0 | 0 | 0 | 0 | 0 | 0
STOG | 0 | 0 | 0 | 0 | 0 | 0
STWD | 0 | 0 | 0 | 0 | 0 | 0
WT | 0 | 0 | 0 | 0 | 0 | 0
IGCC | 0 | 0 | 0 | 0 | 0 | 0
DemandResponse | 0 | 0 | 0 | 0 | 0 | 0
IGCC-CCS | 0 | 0 | 0 | 0 | 0 | 0
WT_off | 0 | 0 | 0 | 0 | 0 | 0
PseudoUnit | 0 | 0 | 0 | 0 | 0 | 0
FixedInterchange | 0 | 0 | 0 | 0 | 0 | 0
Emission Cost by Reporting Type: NYISO_A-F
ReportingType | 2015 | 2020 | 2025 | 2030 | 2035 | 2040
BM | 0 | 0 | 0 | 0 | 0 | 0
CC | 0 | 0 | 0 | 0 | 0 | 0
CSP | 0 | 0 | 0 | 0 | 0 | 0
CT | 0 | 0 | 0 | 0 | 0 | 0
Coal | 0 | 0 | 0 | 0 | 0 | 0
Geo | 0 | 0 | 0 | 0 | 0 | 0
H | 0 | 0 | 0 | 0 | 0 | 0
LFG | 0 | 0 | 0 | 0 | 0 | 0
Nuc | 0 | 0 | 0 | 0 | 0 | 0
PS | 0 | 0 | 0 | 0 | 0 | 0
PV | 0 | 0 | 0 | 0 | 0 | 0
PeakG | 0 | 0 | 0 | 0 | 0 | 0
PeakO | 0 | 0 | 0 | 0 | 0 | 0
ST | 0 | 0 | 0 | 0 | 0 | 0
STOG | 0 | 0 | 0 | 0 | 0 | 0
STWD | 0 | 0 | 0 | 0 | 0 | 0
WT | 0 | 0 | 0 | 0 | 0 | 0
IGCC | 0 | 0 | 0 | 0 | 0 | 0
DemandResponse | 0 | 0 | 0 | 0 | 0 | 0
IGCC-CCS | 0 | 0 | 0 | 0 | 0 | 0
WT_off | 0 | 0 | 0 | 0 | 0 | 0
PseudoUnit | 0 | 0 | 0 | 0 | 0 | 0
FixedInterchange | 0 | 0 | 0 | 0 | 0 | 0
Emission Cost by Reporting Type: NYISO_G-I
ReportingType | 2015 | 2020 | 2025 | 2030 | 2035 | 2040
BM | 0 | 0 | 0 | 0 | 0 | 0
CC | 0 | 0 | 0 | 0 | 0 | 0
CSP | 0 | 0 | 0 | 0 | 0 | 0
CT | 0 | 0 | 0 | 0 | 0 | 0
Coal | 0 | 0 | 0 | 0 | 0 | 0
Geo | 0 | 0 | 0 | 0 | 0 | 0
H | 0 | 0 | 0 | 0 | 0 | 0
LFG | 0 | 0 | 0 | 0 | 0 | 0
Nuc | 0 | 0 | 0 | 0 | 0 | 0
PS | 0 | 0 | 0 | 0 | 0 | 0
PV | 0 | 0 | 0 | 0 | 0 | 0
PeakG | 0 | 0 | 0 | 0 | 0 | 0
PeakO | 0 | 0 | 0 | 0 | 0 | 0
ST | 0 | 0 | 0 | 0 | 0 | 0
STOG | 0 | 0 | 0 | 0 | 0 | 0
STWD | 0 | 0 | 0 | 0 | 0 | 0
WT | 0 | 0 | 0 | 0 | 0 | 0
IGCC | 0 | 0 | 0 | 0 | 0 | 0
DemandResponse | 0 | 0 | 0 | 0 | 0 | 0
IGCC-CCS | 0 | 0 | 0 | 0 | 0 | 0
WT_off | 0 | 0 | 0 | 0 | 0 | 0
PseudoUnit | 0 | 0 | 0 | 0 | 0 | 0
FixedInterchange | 0 | 0 | 0 | 0 | 0 | 0
Emission Cost by Reporting Type: NYISO_J-K
ReportingType | 2015 | 2020 | 2025 | 2030 | 2035 | 2040
BM | 0 | 0 | 0 | 0 | 0 | 0
CC | 0 | 0 | 0 | 0 | 0 | 0
CSP | 0 | 0 | 0 | 0 | 0 | 0
CT | 0 | 0 | 0 | 0 | 0 | 0
Coal | 0 | 0 | 0 | 0 | 0 | 0
Geo | 0 | 0 | 0 | 0 | 0 | 0
H | 0 | 0 | 0 | 0 | 0 | 0
LFG | 0 | 0 | 0 | 0 | 0 | 0
Nuc | 0 | 0 | 0 | 0 | 0 | 0
PS | 0 | 0 | 0 | 0 | 0 | 0
PV | 0 | 0 | 0 | 0 | 0 | 0
PeakG | 0 | 0 | 0 | 0 | 0 | 0
PeakO | 0 | 0 | 0 | 0 | 0 | 0
ST | 0 | 0 | 0 | 0 | 0 | 0
STOG | 0 | 0 | 0 | 0 | 0 | 0
STWD | 0 | 0 | 0 | 0 | 0 | 0
WT | 0 | 0 | 0 | 0 | 0 | 0
IGCC | 0 | 0 | 0 | 0 | 0 | 0
DemandResponse | 0 | 0 | 0 | 0 | 0 | 0
IGCC-CCS | 0 | 0 | 0 | 0 | 0 | 0
WT_off | 0 | 0 | 0 | 0 | 0 | 0
PseudoUnit | 0 | 0 | 0 | 0 | 0 | 0
FixedInterchange | 0 | 0 | 0 | 0 | 0 | 0
Emission Cost by Reporting Type: PJM_E
ReportingType | 2015 | 2020 | 2025 | 2030 | 2035 | 2040
BM | 0 | 0 | 0 | 0 | 0 | 0
CC | 0 | 0 | 0 | 0 | 0 | 0
CSP | 0 | 0 | 0 | 0 | 0 | 0
CT | 0 | 0 | 0 | 0 | 0 | 0
Coal | 0 | 0 | 0 | 0 | 0 | 0
Geo | 0 | 0 | 0 | 0 | 0 | 0
H | 0 | 0 | 0 | 0 | 0 | 0
LFG | 0 | 0 | 0 | 0 | 0 | 0
Nuc | 0 | 0 | 0 | 0 | 0 | 0
PS | 0 | 0 | 0 | 0 | 0 | 0
PV | 0 | 0 | 0 | 0 | 0 | 0
PeakG | 0 | 0 | 0 | 0 | 0 | 0
PeakO | 0 | 0 | 0 | 0 | 0 | 0
ST | 0 | 0 | 0 | 0 | 0 | 0
STOG | 0 | 0 | 0 | 0 | 0 | 0
STWD | 0 | 0 | 0 | 0 | 0 | 0
WT | 0 | 0 | 0 | 0 | 0 | 0
IGCC | 0 | 0 | 0 | 0 | 0 | 0
DemandResponse | 0 | 0 | 0 | 0 | 0 | 0
IGCC-CCS | 0 | 0 | 0 | 0 | 0 | 0
WT_off | 0 | 0 | 0 | 0 | 0 | 0
PseudoUnit | 0 | 0 | 0 | 0 | 0 | 0
FixedInterchange | 0 | 0 | 0 | 0 | 0 | 0
Emission Cost by Reporting Type: PJM_ROM
ReportingType | 2015 | 2020 | 2025 | 2030 | 2035 | 2040
BM | 0 | 0 | 0 | 0 | 0 | 0
CC | 0 | 0 | 0 | 0 | 0 | 0
CSP | 0 | 0 | 0 | 0 | 0 | 0
CT | 0 | 0 | 0 | 0 | 0 | 0
Coal | 0 | 0 | 0 | 0 | 0 | 0
Geo | 0 | 0 | 0 | 0 | 0 | 0
H | 0 | 0 | 0 | 0 | 0 | 0
LFG | 0 | 0 | 0 | 0 | 0 | 0
Nuc | 0 | 0 | 0 | 0 | 0 | 0
PS | 0 | 0 | 0 | 0 | 0 | 0
PV | 0 | 0 | 0 | 0 | 0 | 0
PeakG | 0 | 0 | 0 | 0 | 0 | 0
PeakO | 0 | 0 | 0 | 0 | 0 | 0
ST | 0 | 0 | 0 | 0 | 0 | 0
STOG | 0 | 0 | 0 | 0 | 0 | 0
STWD | 0 | 0 | 0 | 0 | 0 | 0
WT | 0 | 0 | 0 | 0 | 0 | 0
IGCC | 0 | 0 | 0 | 0 | 0 | 0
DemandResponse | 0 | 0 | 0 | 0 | 0 | 0
IGCC-CCS | 0 | 0 | 0 | 0 | 0 | 0
WT_off | 0 | 0 | 0 | 0 | 0 | 0
PseudoUnit | 0 | 0 | 0 | 0 | 0 | 0
FixedInterchange | 0 | 0 | 0 | 0 | 0 | 0
Emission Cost by Reporting Type: PJM_ROR
ReportingType | 2015 | 2020 | 2025 | 2030 | 2035 | 2040
BM | 0 | 0 | 0 | 0 | 0 | 0
CC | 0 | 0 | 0 | 0 | 0 | 0
CSP | 0 | 0 | 0 | 0 | 0 | 0
CT | 0 | 0 | 0 | 0 | 0 | 0
Coal | 0 | 0 | 0 | 0 | 0 | 0
Geo | 0 | 0 | 0 | 0 | 0 | 0
H | 0 | 0 | 0 | 0 | 0 | 0
LFG | 0 | 0 | 0 | 0 | 0 | 0
Nuc | 0 | 0 | 0 | 0 | 0 | 0
PS | 0 | 0 | 0 | 0 | 0 | 0
PV | 0 | 0 | 0 | 0 | 0 | 0
PeakG | 0 | 0 | 0 | 0 | 0 | 0
PeakO | 0 | 0 | 0 | 0 | 0 | 0
ST | 0 | 0 | 0 | 0 | 0 | 0
STOG | 0 | 0 | 0 | 0 | 0 | 0
STWD | 0 | 0 | 0 | 0 | 0 | 0
WT | 0 | 0 | 0 | 0 | 0 | 0
IGCC | 0 | 0 | 0 | 0 | 0 | 0
DemandResponse | 0 | 0 | 0 | 0 | 0 | 0
IGCC-CCS | 0 | 0 | 0 | 0 | 0 | 0
WT_off | 0 | 0 | 0 | 0 | 0 | 0
PseudoUnit | 0 | 0 | 0 | 0 | 0 | 0
FixedInterchange | 0 | 0 | 0 | 0 | 0 | 0
Emission Cost by Reporting Type: SOCO
ReportingType | 2015 | 2020 | 2025 | 2030 | 2035 | 2040
BM | 0 | 0 | 0 | 0 | 0 | 0
CC | 0 | 0 | 0 | 0 | 0 | 0
CSP | 0 | 0 | 0 | 0 | 0 | 0
CT | 0 | 0 | 0 | 0 | 0 | 0
Coal | 0 | 0 | 0 | 0 | 0 | 0
Geo | 0 | 0 | 0 | 0 | 0 | 0
H | 0 | 0 | 0 | 0 | 0 | 0
LFG | 0 | 0 | 0 | 0 | 0 | 0
Nuc | 0 | 0 | 0 | 0 | 0 | 0
PS | 0 | 0 | 0 | 0 | 0 | 0
PV | 0 | 0 | 0 | 0 | 0 | 0
PeakG | 0 | 0 | 0 | 0 | 0 | 0
PeakO | 0 | 0 | 0 | 0 | 0 | 0
ST | 0 | 0 | 0 | 0 | 0 | 0
STOG | 0 | 0 | 0 | 0 | 0 | 0
STWD | 0 | 0 | 0 | 0 | 0 | 0
WT | 0 | 0 | 0 | 0 | 0 | 0
IGCC | 0 | 0 | 0 | 0 | 0 | 0
DemandResponse | 0 | 0 | 0 | 0 | 0 | 0
IGCC-CCS | 0 | 0 | 0 | 0 | 0 | 0
WT_off | 0 | 0 | 0 | 0 | 0 | 0
PseudoUnit | 0 | 0 | 0 | 0 | 0 | 0
FixedInterchange | 0 | 0 | 0 | 0 | 0 | 0
Emission Cost by Reporting Type: SPP_N
ReportingType | 2015 | 2020 | 2025 | 2030 | 2035 | 2040
BM | 0 | 0 | 0 | 0 | 0 | 0
CC | 0 | 0 | 0 | 0 | 0 | 0
CSP | 0 | 0 | 0 | 0 | 0 | 0
CT | 0 | 0 | 0 | 0 | 0 | 0
Coal | 0 | 0 | 0 | 0 | 0 | 0
Geo | 0 | 0 | 0 | 0 | 0 | 0
H | 0 | 0 | 0 | 0 | 0 | 0
LFG | 0 | 0 | 0 | 0 | 0 | 0
Nuc | 0 | 0 | 0 | 0 | 0 | 0
PS | 0 | 0 | 0 | 0 | 0 | 0
PV | 0 | 0 | 0 | 0 | 0 | 0
PeakG | 0 | 0 | 0 | 0 | 0 | 0
PeakO | 0 | 0 | 0 | 0 | 0 | 0
ST | 0 | 0 | 0 | 0 | 0 | 0
STOG | 0 | 0 | 0 | 0 | 0 | 0
STWD | 0 | 0 | 0 | 0 | 0 | 0
WT | 0 | 0 | 0 | 0 | 0 | 0
IGCC | 0 | 0 | 0 | 0 | 0 | 0
DemandResponse | 0 | 0 | 0 | 0 | 0 | 0
IGCC-CCS | 0 | 0 | 0 | 0 | 0 | 0
WT_off | 0 | 0 | 0 | 0 | 0 | 0
PseudoUnit | 0 | 0 | 0 | 0 | 0 | 0
FixedInterchange | 0 | 0 | 0 | 0 | 0 | 0
Emission Cost by Reporting Type: SPP_S
ReportingType | 2015 | 2020 | 2025 | 2030 | 2035 | 2040
BM | 0 | 0 | 0 | 0 | 0 | 0
CC | 0 | 0 | 0 | 0 | 0 | 0
CSP | 0 | 0 | 0 | 0 | 0 | 0
CT | 0 | 0 | 0 | 0 | 0 | 0
Coal | 0 | 0 | 0 | 0 | 0 | 0
Geo | 0 | 0 | 0 | 0 | 0 | 0
H | 0 | 0 | 0 | 0 | 0 | 0
LFG | 0 | 0 | 0 | 0 | 0 | 0
Nuc | 0 | 0 | 0 | 0 | 0 | 0
PS | 0 | 0 | 0 | 0 | 0 | 0
PV | 0 | 0 | 0 | 0 | 0 | 0
PeakG | 0 | 0 | 0 | 0 | 0 | 0
PeakO | 0 | 0 | 0 | 0 | 0 | 0
ST | 0 | 0 | 0 | 0 | 0 | 0
STOG | 0 | 0 | 0 | 0 | 0 | 0
STWD | 0 | 0 | 0 | 0 | 0 | 0
WT | 0 | 0 | 0 | 0 | 0 | 0
IGCC | 0 | 0 | 0 | 0 | 0 | 0
DemandResponse | 0 | 0 | 0 | 0 | 0 | 0
IGCC-CCS | 0 | 0 | 0 | 0 | 0 | 0
WT_off | 0 | 0 | 0 | 0 | 0 | 0
PseudoUnit | 0 | 0 | 0 | 0 | 0 | 0
FixedInterchange | 0 | 0 | 0 | 0 | 0 | 0
Emission Cost by Reporting Type: TVA
ReportingType | 2015 | 2020 | 2025 | 2030 | 2035 | 2040
BM | 0 | 0 | 0 | 0 | 0 | 0
CC | 0 | 0 | 0 | 0 | 0 | 0
CSP | 0 | 0 | 0 | 0 | 0 | 0
CT | 0 | 0 | 0 | 0 | 0 | 0
Coal | 0 | 0 | 0 | 0 | 0 | 0
Geo | 0 | 0 | 0 | 0 | 0 | 0
H | 0 | 0 | 0 | 0 | 0 | 0
LFG | 0 | 0 | 0 | 0 | 0 | 0
Nuc | 0 | 0 | 0 | 0 | 0 | 0
PS | 0 | 0 | 0 | 0 | 0 | 0
PV | 0 | 0 | 0 | 0 | 0 | 0
PeakG | 0 | 0 | 0 | 0 | 0 | 0
PeakO | 0 | 0 | 0 | 0 | 0 | 0
ST | 0 | 0 | 0 | 0 | 0 | 0
STOG | 0 | 0 | 0 | 0 | 0 | 0
STWD | 0 | 0 | 0 | 0 | 0 | 0
WT | 0 | 0 | 0 | 0 | 0 | 0
IGCC | 0 | 0 | 0 | 0 | 0 | 0
DemandResponse | 0 | 0 | 0 | 0 | 0 | 0
IGCC-CCS | 0 | 0 | 0 | 0 | 0 | 0
WT_off | 0 | 0 | 0 | 0 | 0 | 0
PseudoUnit | 0 | 0 | 0 | 0 | 0 | 0
FixedInterchange | 0 | 0 | 0 | 0 | 0 | 0
Emission Cost by Reporting Type: TVA_Transmission
ReportingType | 2015 | 2020 | 2025 | 2030 | 2035 | 2040
BM | 0 | 0 | 0 | 0 | 0 | 0
CC | 0 | 0 | 0 | 0 | 0 | 0
CSP | 0 | 0 | 0 | 0 | 0 | 0
CT | 0 | 0 | 0 | 0 | 0 | 0
Coal | 0 | 0 | 0 | 0 | 0 | 0
Geo | 0 | 0 | 0 | 0 | 0 | 0
H | 0 | 0 | 0 | 0 | 0 | 0
LFG | 0 | 0 | 0 | 0 | 0 | 0
Nuc | 0 | 0 | 0 | 0 | 0 | 0
PS | 0 | 0 | 0 | 0 | 0 | 0
PV | 0 | 0 | 0 | 0 | 0 | 0
PeakG | 0 | 0 | 0 | 0 | 0 | 0
PeakO | 0 | 0 | 0 | 0 | 0 | 0
ST | 0 | 0 | 0 | 0 | 0 | 0
STOG | 0 | 0 | 0 | 0 | 0 | 0
STWD | 0 | 0 | 0 | 0 | 0 | 0
WT | 0 | 0 | 0 | 0 | 0 | 0
IGCC | 0 | 0 | 0 | 0 | 0 | 0
DemandResponse | 0 | 0 | 0 | 0 | 0 | 0
IGCC-CCS | 0 | 0 | 0 | 0 | 0 | 0
WT_off | 0 | 0 | 0 | 0 | 0 | 0
PseudoUnit | 0 | 0 | 0 | 0 | 0 | 0
FixedInterchange | 0 | 0 | 0 | 0 | 0 | 0
Emission Cost by Reporting Type: VACAR
ReportingType | 2015 | 2020 | 2025 | 2030 | 2035 | 2040
BM | 0 | 0 | 0 | 0 | 0 | 0
CC | 0 | 0 | 0 | 0 | 0 | 0
CSP | 0 | 0 | 0 | 0 | 0 | 0
CT | 0 | 0 | 0 | 0 | 0 | 0
Coal | 0 | 0 | 0 | 0 | 0 | 0
Geo | 0 | 0 | 0 | 0 | 0 | 0
H | 0 | 0 | 0 | 0 | 0 | 0
LFG | 0 | 0 | 0 | 0 | 0 | 0
Nuc | 0 | 0 | 0 | 0 | 0 | 0
PS | 0 | 0 | 0 | 0 | 0 | 0
PV | 0 | 0 | 0 | 0 | 0 | 0
PeakG | 0 | 0 | 0 | 0 | 0 | 0
PeakO | 0 | 0 | 0 | 0 | 0 | 0
ST | 0 | 0 | 0 | 0 | 0 | 0
STOG | 0 | 0 | 0 | 0 | 0 | 0
STWD | 0 | 0 | 0 | 0 | 0 | 0
WT | 0 | 0 | 0 | 0 | 0 | 0
IGCC | 0 | 0 | 0 | 0 | 0 | 0
DemandResponse | 0 | 0 | 0 | 0 | 0 | 0
IGCC-CCS | 0 | 0 | 0 | 0 | 0 | 0
WT_off | 0 | 0 | 0 | 0 | 0 | 0
PseudoUnit | 0 | 0 | 0 | 0 | 0 | 0
FixedInterchange | 0 | 0 | 0 | 0 | 0 | 0
Emission Cost by Reporting Type: IESO
ReportingType | 2015 | 2020 | 2025 | 2030 | 2035 | 2040
BM | 0 | 0 | 0 | 0 | 0 | 0
CC | 0 | 0 | 0 | 0 | 0 | 0
CSP | 0 | 0 | 0 | 0 | 0 | 0
CT | 0 | 0 | 0 | 0 | 0 | 0
Coal | 0 | 0 | 0 | 0 | 0 | 0
Geo | 0 | 0 | 0 | 0 | 0 | 0
H | 0 | 0 | 0 | 0 | 0 | 0
LFG | 0 | 0 | 0 | 0 | 0 | 0
Nuc | 0 | 0 | 0 | 0 | 0 | 0
PS | 0 | 0 | 0 | 0 | 0 | 0
PV | 0 | 0 | 0 | 0 | 0 | 0
PeakG | 0 | 0 | 0 | 0 | 0 | 0
PeakO | 0 | 0 | 0 | 0 | 0 | 0
ST | 0 | 0 | 0 | 0 | 0 | 0
STOG | 0 | 0 | 0 | 0 | 0 | 0
STWD | 0 | 0 | 0 | 0 | 0 | 0
WT | 0 | 0 | 0 | 0 | 0 | 0
IGCC | 0 | 0 | 0 | 0 | 0 | 0
DemandResponse | 0 | 0 | 0 | 0 | 0 | 0
IGCC-CCS | 0 | 0 | 0 | 0 | 0 | 0
WT_off | 0 | 0 | 0 | 0 | 0 | 0
PseudoUnit | 0 | 0 | 0 | 0 | 0 | 0
FixedInterchange | 0 | 0 | 0 | 0 | 0 | 0
Emission Cost by Reporting Type: MAPP_CA
ReportingType | 2015 | 2020 | 2025 | 2030 | 2035 | 2040
BM | 0 | 0 | 0 | 0 | 0 | 0
CC | 0 | 0 | 0 | 0 | 0 | 0
CSP | 0 | 0 | 0 | 0 | 0 | 0
CT | 0 | 0 | 0 | 0 | 0 | 0
Coal | 0 | 0 | 0 | 0 | 0 | 0
Geo | 0 | 0 | 0 | 0 | 0 | 0
H | 0 | 0 | 0 | 0 | 0 | 0
LFG | 0 | 0 | 0 | 0 | 0 | 0
Nuc | 0 | 0 | 0 | 0 | 0 | 0
PS | 0 | 0 | 0 | 0 | 0 | 0
PV | 0 | 0 | 0 | 0 | 0 | 0
PeakG | 0 | 0 | 0 | 0 | 0 | 0
PeakO | 0 | 0 | 0 | 0 | 0 | 0
ST | 0 | 0 | 0 | 0 | 0 | 0
STOG | 0 | 0 | 0 | 0 | 0 | 0
STWD | 0 | 0 | 0 | 0 | 0 | 0
WT | 0 | 0 | 0 | 0 | 0 | 0
IGCC | 0 | 0 | 0 | 0 | 0 | 0
DemandResponse | 0 | 0 | 0 | 0 | 0 | 0
IGCC-CCS | 0 | 0 | 0 | 0 | 0 | 0
WT_off | 0 | 0 | 0 | 0 | 0 | 0
PseudoUnit | 0 | 0 | 0 | 0 | 0 | 0
FixedInterchange | 0 | 0 | 0 | 0 | 0 | 0
Emission Cost by Reporting Type: AZ_NM_SNV_Coal
ReportingType | 2015 | 2020 | 2025 | 2030 | 2035 | 2040
BM | 0 | 0 | 0 | 0 | 0 | 0
CC | 0 | 0 | 0 | 0 | 0 | 0
CSP | 0 | 0 | 0 | 0 | 0 | 0
CT | 0 | 0 | 0 | 0 | 0 | 0
Coal | 0 | 0 | 0 | 0 | 0 | 0
Geo | 0 | 0 | 0 | 0 | 0 | 0
H | 0 | 0 | 0 | 0 | 0 | 0
LFG | 0 | 0 | 0 | 0 | 0 | 0
Nuc | 0 | 0 | 0 | 0 | 0 | 0
PS | 0 | 0 | 0 | 0 | 0 | 0
PV | 0 | 0 | 0 | 0 | 0 | 0
PeakG | 0 | 0 | 0 | 0 | 0 | 0
PeakO | 0 | 0 | 0 | 0 | 0 | 0
ST | 0 | 0 | 0 | 0 | 0 | 0
STOG | 0 | 0 | 0 | 0 | 0 | 0
STWD | 0 | 0 | 0 | 0 | 0 | 0
WT | 0 | 0 | 0 | 0 | 0 | 0
IGCC | 0 | 0 | 0 | 0 | 0 | 0
DemandResponse | 0 | 0 | 0 | 0 | 0 | 0
IGCC-CCS | 0 | 0 | 0 | 0 | 0 | 0
WT_off | 0 | 0 | 0 | 0 | 0 | 0
PseudoUnit | 0 | 0 | 0 | 0 | 0 | 0
FixedInterchange | 0 | 0 | 0 | 0 | 0 | 0
Emission Cost by Reporting Type: AZ_NM_SNV_Gas
ReportingType | 2015 | 2020 | 2025 | 2030 | 2035 | 2040
BM | 0 | 0 | 0 | 0 | 0 | 0
CC | 0 | 0 | 0 | 0 | 0 | 0
CSP | 0 | 0 | 0 | 0 | 0 | 0
CT | 0 | 0 | 0 | 0 | 0 | 0
Coal | 0 | 0 | 0 | 0 | 0 | 0
Geo | 0 | 0 | 0 | 0 | 0 | 0
H | 0 | 0 | 0 | 0 | 0 | 0
LFG | 0 | 0 | 0 | 0 | 0 | 0
Nuc | 0 | 0 | 0 | 0 | 0 | 0
PS | 0 | 0 | 0 | 0 | 0 | 0
PV | 0 | 0 | 0 | 0 | 0 | 0
PeakG | 0 | 0 | 0 | 0 | 0 | 0
PeakO | 0 | 0 | 0 | 0 | 0 | 0
ST | 0 | 0 | 0 | 0 | 0 | 0
STOG | 0 | 0 | 0 | 0 | 0 | 0
STWD | 0 | 0 | 0 | 0 | 0 | 0
WT | 0 | 0 | 0 | 0 | 0 | 0
IGCC | 0 | 0 | 0 | 0 | 0 | 0
DemandResponse | 0 | 0 | 0 | 0 | 0 | 0
IGCC-CCS | 0 | 0 | 0 | 0 | 0 | 0
WT_off | 0 | 0 | 0 | 0 | 0 | 0
PseudoUnit | 0 | 0 | 0 | 0 | 0 | 0
FixedInterchange | 0 | 0 | 0 | 0 | 0 | 0
Emission Cost by Reporting Type: AZ_NM_SNV_NucRenew
ReportingType | 2015 | 2020 | 2025 | 2030 | 2035 | 2040
BM | 0 | 0 | 0 | 0 | 0 | 0
CC | 0 | 0 | 0 | 0 | 0 | 0
CSP | 0 | 0 | 0 | 0 | 0 | 0
CT | 0 | 0 | 0 | 0 | 0 | 0
Coal | 0 | 0 | 0 | 0 | 0 | 0
Geo | 0 | 0 | 0 | 0 | 0 | 0
H | 0 | 0 | 0 | 0 | 0 | 0
LFG | 0 | 0 | 0 | 0 | 0 | 0
Nuc | 0 | 0 | 0 | 0 | 0 | 0
PS | 0 | 0 | 0 | 0 | 0 | 0
PV | 0 | 0 | 0 | 0 | 0 | 0
PeakG | 0 | 0 | 0 | 0 | 0 | 0
PeakO | 0 | 0 | 0 | 0 | 0 | 0
ST | 0 | 0 | 0 | 0 | 0 | 0
STOG | 0 | 0 | 0 | 0 | 0 | 0
STWD | 0 | 0 | 0 | 0 | 0 | 0
WT | 0 | 0 | 0 | 0 | 0 | 0
IGCC | 0 | 0 | 0 | 0 | 0 | 0
DemandResponse | 0 | 0 | 0 | 0 | 0 | 0
IGCC-CCS | 0 | 0 | 0 | 0 | 0 | 0
WT_off | 0 | 0 | 0 | 0 | 0 | 0
PseudoUnit | 0 | 0 | 0 | 0 | 0 | 0
FixedInterchange | 0 | 0 | 0 | 0 | 0 | 0
Emission Cost by Reporting Type: ERCOT
ReportingType | 2015 | 2020 | 2025 | 2030 | 2035 | 2040
BM | 0 | 0 | 0 | 0 | 0 | 0
CC | 0 | 0 | 0 | 0 | 0 | 0
CSP | 0 | 0 | 0 | 0 | 0 | 0
CT | 0 | 0 | 0 | 0 | 0 | 0
Coal | 0 | 0 | 0 | 0 | 0 | 0
Geo | 0 | 0 | 0 | 0 | 0 | 0
H | 0 | 0 | 0 | 0 | 0 | 0
LFG | 0 | 0 | 0 | 0 | 0 | 0
Nuc | 0 | 0 | 0 | 0 | 0 | 0
PS | 0 | 0 | 0 | 0 | 0 | 0
PV | 0 | 0 | 0 | 0 | 0 | 0
PeakG | 0 | 0 | 0 | 0 | 0 | 0
PeakO | 0 | 0 | 0 | 0 | 0 | 0
ST | 0 | 0 | 0 | 0 | 0 | 0
STOG | 0 | 0 | 0 | 0 | 0 | 0
STWD | 0 | 0 | 0 | 0 | 0 | 0
WT | 0 | 0 | 0 | 0 | 0 | 0
IGCC | 0 | 0 | 0 | 0 | 0 | 0
DemandResponse | 0 | 0 | 0 | 0 | 0 | 0
IGCC-CCS | 0 | 0 | 0 | 0 | 0 | 0
WT_off | 0 | 0 | 0 | 0 | 0 | 0
PseudoUnit | 0 | 0 | 0 | 0 | 0 | 0
FixedInterchange | 0 | 0 | 0 | 0 | 0 | 0
Emission Cost by Reporting Type: NP15
ReportingType | 2015 | 2020 | 2025 | 2030 | 2035 | 2040
BM | 0 | 0 | 0 | 0 | 0 | 0
CC | 266.07 | 199.28 | 406.09 | 363.55 | 150.39 | 23.52
CSP | 0 | 0 | 0 | 0 | 0 | 0
CT | 0 | 0 | 0 | 0 | 0 | 0
Coal | 4.6 | 5.87 | 7.49 | 9.56 | 0 | 0
Geo | 0 | 0 | 0 | 0 | 0 | 0
H | 0 | 0 | 0 | 0 | 0 | 0
LFG | 0 | 0 | 0 | 0 | 0 | 0
Nuc | 0 | 0 | 0 | 0 | 0 | 0
PS | 0 | 0 | 0 | 0 | 0 | 0
PV | 0 | 0 | 0 | 0 | 0 | 0
PeakG | 0 | 0 | 0 | 0 | 0 | 0
PeakO | 0 | 0 | 0 | 0 | 0 | 0
ST | 0 | 0 | 0 | 0 | 0 | 0
STOG | 1.31 | 1.08 | 3.17 | 5.25 | 0.33 | 0.18
STWD | 0 | 0 | 0 | 0 | 0 | 0
WT | 0 | 0 | 0 | 0 | 0 | 0
IGCC | 0 | 0 | 0 | 0 | 0 | 0
DemandResponse | 0 | 0 | 0 | 0 | 0 | 0
IGCC-CCS | 0 | 0 | 0 | 0 | 0 | 0
WT_off | 0 | 0 | 0 | 0 | 0 | 0
PseudoUnit | 0 | 0 | 0 | 0 | 0 | 0
FixedInterchange | 0 | 0 | 0 | 0 | 0 | 0
Emission Cost by Reporting Type: NWPP_Coal
ReportingType | 2015 | 2020 | 2025 | 2030 | 2035 | 2040
BM | 0 | 0 | 0 | 0 | 0 | 0
CC | 0 | 0 | 0 | 0 | 0 | 0
CSP | 0 | 0 | 0 | 0 | 0 | 0
CT | 0 | 0 | 0 | 0 | 0 | 0
Coal | 0 | 0 | 0 | 0 | 0 | 0
Geo | 0 | 0 | 0 | 0 | 0 | 0
H | 0 | 0 | 0 | 0 | 0 | 0
LFG | 0 | 0 | 0 | 0 | 0 | 0
Nuc | 0 | 0 | 0 | 0 | 0 | 0
PS | 0 | 0 | 0 | 0 | 0 | 0
PV | 0 | 0 | 0 | 0 | 0 | 0
PeakG | 0 | 0 | 0 | 0 | 0 | 0
PeakO | 0 | 0 | 0 | 0 | 0 | 0
ST | 0 | 0 | 0 | 0 | 0 | 0
STOG | 0 | 0 | 0 | 0 | 0 | 0
STWD | 0 | 0 | 0 | 0 | 0 | 0
WT | 0 | 0 | 0 | 0 | 0 | 0
IGCC | 0 | 0 | 0 | 0 | 0 | 0
DemandResponse | 0 | 0 | 0 | 0 | 0 | 0
IGCC-CCS | 0 | 0 | 0 | 0 | 0 | 0
WT_off | 0 | 0 | 0 | 0 | 0 | 0
PseudoUnit | 0 | 0 | 0 | 0 | 0 | 0
FixedInterchange | 0 | 0 | 0 | 0 | 0 | 0
Emission Cost by Reporting Type: NWPP_Gas
ReportingType | 2015 | 2020 | 2025 | 2030 | 2035 | 2040
BM | 0 | 0 | 0 | 0 | 0 | 0
CC | 0 | 0 | 0 | 0 | 0 | 0
CSP | 0 | 0 | 0 | 0 | 0 | 0
CT | 0 | 0 | 0 | 0 | 0 | 0
Coal | 0 | 0 | 0 | 0 | 0 | 0
Geo | 0 | 0 | 0 | 0 | 0 | 0
H | 0 | 0 | 0 | 0 | 0 | 0
LFG | 0 | 0 | 0 | 0 | 0 | 0
Nuc | 0 | 0 | 0 | 0 | 0 | 0
PS | 0 | 0 | 0 | 0 | 0 | 0
PV | 0 | 0 | 0 | 0 | 0 | 0
PeakG | 0 | 0 | 0 | 0 | 0 | 0
PeakO | 0 | 0 | 0 | 0 | 0 | 0
ST | 0 | 0 | 0 | 0 | 0 | 0
STOG | 0 | 0 | 0 | 0 | 0 | 0
STWD | 0 | 0 | 0 | 0 | 0 | 0
WT | 0 | 0 | 0 | 0 | 0 | 0
IGCC | 0 | 0 | 0 | 0 | 0 | 0
DemandResponse | 0 | 0 | 0 | 0 | 0 | 0
IGCC-CCS | 0 | 0 | 0 | 0 | 0 | 0
WT_off | 0 | 0 | 0 | 0 | 0 | 0
PseudoUnit | 0 | 0 | 0 | 0 | 0 | 0
FixedInterchange | 0 | 0 | 0 | 0 | 0 | 0
Emission Cost by Reporting Type: NWPP_NucRenew
ReportingType | 2015 | 2020 | 2025 | 2030 | 2035 | 2040
BM | 0 | 0 | 0 | 0 | 0 | 0
CC | 0 | 0 | 0 | 0 | 0 | 0
CSP | 0 | 0 | 0 | 0 | 0 | 0
CT | 0 | 0 | 0 | 0 | 0 | 0
Coal | 0 | 0 | 0 | 0 | 0 | 0
Geo | 0 | 0 | 0 | 0 | 0 | 0
H | 0 | 0 | 0 | 0 | 0 | 0
LFG | 0 | 0 | 0 | 0 | 0 | 0
Nuc | 0 | 0 | 0 | 0 | 0 | 0
PS | 0 | 0 | 0 | 0 | 0 | 0
PV | 0 | 0 | 0 | 0 | 0 | 0
PeakG | 0 | 0 | 0 | 0 | 0 | 0
PeakO | 0 | 0 | 0 | 0 | 0 | 0
ST | 0 | 0 | 0 | 0 | 0 | 0
STOG | 0 | 0 | 0 | 0 | 0 | 0
STWD | 0 | 0 | 0 | 0 | 0 | 0
WT | 0 | 0 | 0 | 0 | 0 | 0
IGCC | 0 | 0 | 0 | 0 | 0 | 0
DemandResponse | 0 | 0 | 0 | 0 | 0 | 0
IGCC-CCS | 0 | 0 | 0 | 0 | 0 | 0
WT_off | 0 | 0 | 0 | 0 | 0 | 0
PseudoUnit | 0 | 0 | 0 | 0 | 0 | 0
FixedInterchange | 0 | 0 | 0 | 0 | 0 | 0
Emission Cost by Reporting Type: RMPA
ReportingType | 2015 | 2020 | 2025 | 2030 | 2035 | 2040
BM | 0 | 0 | 0 | 0 | 0 | 0
CC | 0 | 0 | 0 | 0 | 0 | 0
CSP | 0 | 0 | 0 | 0 | 0 | 0
CT | 0 | 0 | 0 | 0 | 0 | 0
Coal | 0 | 0 | 0 | 0 | 0 | 0
Geo | 0 | 0 | 0 | 0 | 0 | 0
H | 0 | 0 | 0 | 0 | 0 | 0
LFG | 0 | 0 | 0 | 0 | 0 | 0
Nuc | 0 | 0 | 0 | 0 | 0 | 0
PS | 0 | 0 | 0 | 0 | 0 | 0
PV | 0 | 0 | 0 | 0 | 0 | 0
PeakG | 0 | 0 | 0 | 0 | 0 | 0
PeakO | 0 | 0 | 0 | 0 | 0 | 0
ST | 0 | 0 | 0 | 0 | 0 | 0
STOG | 0 | 0 | 0 | 0 | 0 | 0
STWD | 0 | 0 | 0 | 0 | 0 | 0
WT | 0 | 0 | 0 | 0 | 0 | 0
IGCC | 0 | 0 | 0 | 0 | 0 | 0
DemandResponse | 0 | 0 | 0 | 0 | 0 | 0
IGCC-CCS | 0 | 0 | 0 | 0 | 0 | 0
WT_off | 0 | 0 | 0 | 0 | 0 | 0
PseudoUnit | 0 | 0 | 0 | 0 | 0 | 0
FixedInterchange | 0 | 0 | 0 | 0 | 0 | 0
Emission Cost by Reporting Type: SP15
ReportingType | 2015 | 2020 | 2025 | 2030 | 2035 | 2040
BM | 0 | 0 | 0 | 0 | 0 | 0
CC | 175.9 | 172.93 | 261.93 | 284.81 | 276.54 | 194.47
CSP | 0 | 0 | 0 | 0 | 0 | 0
CT | 0 | 0 | 0 | 0 | 0 | 0
Coal | 15.51 | 19.79 | 25.26 | 28.58 | 18.65 | 0
Geo | 0 | 0 | 0 | 0 | 0 | 0
H | 0 | 0 | 0 | 0 | 0 | 0
LFG | 0 | 0 | 0 | 0 | 0 | 0
Nuc | 0 | 0 | 0 | 0 | 0 | 0
PS | 0 | 0 | 0 | 0 | 0 | 0
PV | 0 | 0 | 0 | 0 | 0 | 0
PeakG | 0 | 0 | 0 | 0 | 0 | 0
PeakO | 0 | 0 | 0 | 0 | 0 | 0
ST | 0 | 0 | 0 | 0 | 0 | 0
STOG | 1.97 | 4.53 | 2.92 | 7.38 | 14.45 | 16.3
STWD | 0 | 0 | 0 | 0 | 0 | 0
WT | 0 | 0 | 0 | 0 | 0 | 0
IGCC | 0 | 0 | 0 | 0 | 0 | 0
DemandResponse | 0 | 0 | 0 | 0 | 0 | 0
IGCC-CCS | 0 | 0 | 0 | 0 | 0 | 0
WT_off | 0 | 0 | 0 | 0 | 0 | 0
PseudoUnit | 0 | 0 | 0 | 0 | 0 | 0
FixedInterchange | 0 | 0 | 0 | 0 | 0 | 0
Emission Cost by Reporting Type: ALB
ReportingType | 2015 | 2020 | 2025 | 2030 | 2035 | 2040
BM | 0 | 0 | 0 | 0 | 0 | 0
CC | 0 | 0 | 0 | 0 | 0 | 0
CSP | 0 | 0 | 0 | 0 | 0 | 0
CT | 0 | 0 | 0 | 0 | 0 | 0
Coal | 0 | 0 | 0 | 0 | 0 | 0
Geo | 0 | 0 | 0 | 0 | 0 | 0
H | 0 | 0 | 0 | 0 | 0 | 0
LFG | 0 | 0 | 0 | 0 | 0 | 0
Nuc | 0 | 0 | 0 | 0 | 0 | 0
PS | 0 | 0 | 0 | 0 | 0 | 0
PV | 0 | 0 | 0 | 0 | 0 | 0
PeakG | 0 | 0 | 0 | 0 | 0 | 0
PeakO | 0 | 0 | 0 | 0 | 0 | 0
ST | 0 | 0 | 0 | 0 | 0 | 0
STOG | 0 | 0 | 0 | 0 | 0 | 0
STWD | 0 | 0 | 0 | 0 | 0 | 0
WT | 0 | 0 | 0 | 0 | 0 | 0
IGCC | 0 | 0 | 0 | 0 | 0 | 0
DemandResponse | 0 | 0 | 0 | 0 | 0 | 0
IGCC-CCS | 0 | 0 | 0 | 0 | 0 | 0
WT_off | 0 | 0 | 0 | 0 | 0 | 0
PseudoUnit | 0 | 0 | 0 | 0 | 0 | 0
FixedInterchange | 0 | 0 | 0 | 0 | 0 | 0
Emission Cost by Reporting Type: BC
ReportingType | 2015 | 2020 | 2025 | 2030 | 2035 | 2040
BM | 0 | 0 | 0 | 0 | 0 | 0
CC | 0 | 0 | 0 | 0 | 0 | 0
CSP | 0 | 0 | 0 | 0 | 0 | 0
CT | 0 | 0 | 0 | 0 | 0 | 0
Coal | 0 | 0 | 0 | 0 | 0 | 0
Geo | 0 | 0 | 0 | 0 | 0 | 0
H | 0 | 0 | 0 | 0 | 0 | 0
LFG | 0 | 0 | 0 | 0 | 0 | 0
Nuc | 0 | 0 | 0 | 0 | 0 | 0
PS | 0 | 0 | 0 | 0 | 0 | 0
PV | 0 | 0 | 0 | 0 | 0 | 0
PeakG | 0 | 0 | 0 | 0 | 0 | 0
PeakO | 0 | 0 | 0 | 0 | 0 | 0
ST | 0 | 0 | 0 | 0 | 0 | 0
STOG | 0 | 0 | 0 | 0 | 0 | 0
STWD | 0 | 0 | 0 | 0 | 0 | 0
WT | 0 | 0 | 0 | 0 | 0 | 0
IGCC | 0 | 0 | 0 | 0 | 0 | 0
DemandResponse | 0 | 0 | 0 | 0 | 0 | 0
IGCC-CCS | 0 | 0 | 0 | 0 | 0 | 0
WT_off | 0 | 0 | 0 | 0 | 0 | 0
PseudoUnit | 0 | 0 | 0 | 0 | 0 | 0
FixedInterchange | 0 | 0 | 0 | 0 | 0 | 0
Emission Cost by Reporting Type: HQ_IESO
ReportingType | 2015 | 2020 | 2025 | 2030 | 2035 | 2040
BM | 0 | 0 | 0 | 0 | 0 | 0
CC | 0 | 0 | 0 | 0 | 0 | 0
CSP | 0 | 0 | 0 | 0 | 0 | 0
CT | 0 | 0 | 0 | 0 | 0 | 0
Coal | 0 | 0 | 0 | 0 | 0 | 0
Geo | 0 | 0 | 0 | 0 | 0 | 0
H | 0 | 0 | 0 | 0 | 0 | 0
LFG | 0 | 0 | 0 | 0 | 0 | 0
Nuc | 0 | 0 | 0 | 0 | 0 | 0
PS | 0 | 0 | 0 | 0 | 0 | 0
PV | 0 | 0 | 0 | 0 | 0 | 0
PeakG | 0 | 0 | 0 | 0 | 0 | 0
PeakO | 0 | 0 | 0 | 0 | 0 | 0
ST | 0 | 0 | 0 | 0 | 0 | 0
STOG | 0 | 0 | 0 | 0 | 0 | 0
STWD | 0 | 0 | 0 | 0 | 0 | 0
WT | 0 | 0 | 0 | 0 | 0 | 0
IGCC | 0 | 0 | 0 | 0 | 0 | 0
DemandResponse | 0 | 0 | 0 | 0 | 0 | 0
IGCC-CCS | 0 | 0 | 0 | 0 | 0 | 0
WT_off | 0 | 0 | 0 | 0 | 0 | 0
PseudoUnit | 0 | 0 | 0 | 0 | 0 | 0
FixedInterchange | 0 | 0 | 0 | 0 | 0 | 0
Emission Cost by Reporting Type: HQ_NEISO
ReportingType | 2015 | 2020 | 2025 | 2030 | 2035 | 2040
BM | 0 | 0 | 0 | 0 | 0 | 0
CC | 0 | 0 | 0 | 0 | 0 | 0
CSP | 0 | 0 | 0 | 0 | 0 | 0
CT | 0 | 0 | 0 | 0 | 0 | 0
Coal | 0 | 0 | 0 | 0 | 0 | 0
Geo | 0 | 0 | 0 | 0 | 0 | 0
H | 0 | 0 | 0 | 0 | 0 | 0
LFG | 0 | 0 | 0 | 0 | 0 | 0
Nuc | 0 | 0 | 0 | 0 | 0 | 0
PS | 0 | 0 | 0 | 0 | 0 | 0
PV | 0 | 0 | 0 | 0 | 0 | 0
PeakG | 0 | 0 | 0 | 0 | 0 | 0
PeakO | 0 | 0 | 0 | 0 | 0 | 0
ST | 0 | 0 | 0 | 0 | 0 | 0
STOG | 0 | 0 | 0 | 0 | 0 | 0
STWD | 0 | 0 | 0 | 0 | 0 | 0
WT | 0 | 0 | 0 | 0 | 0 | 0
IGCC | 0 | 0 | 0 | 0 | 0 | 0
DemandResponse | 0 | 0 | 0 | 0 | 0 | 0
IGCC-CCS | 0 | 0 | 0 | 0 | 0 | 0
WT_off | 0 | 0 | 0 | 0 | 0 | 0
PseudoUnit | 0 | 0 | 0 | 0 | 0 | 0
FixedInterchange | 0 | 0 | 0 | 0 | 0 | 0
Emission Cost by Reporting Type: HQ_NY
ReportingType | 2015 | 2020 | 2025 | 2030 | 2035 | 2040
BM | 0 | 0 | 0 | 0 | 0 | 0
CC | 0 | 0 | 0 | 0 | 0 | 0
CSP | 0 | 0 | 0 | 0 | 0 | 0
CT | 0 | 0 | 0 | 0 | 0 | 0
Coal | 0 | 0 | 0 | 0 | 0 | 0
Geo | 0 | 0 | 0 | 0 | 0 | 0
H | 0 | 0 | 0 | 0 | 0 | 0
LFG | 0 | 0 | 0 | 0 | 0 | 0
Nuc | 0 | 0 | 0 | 0 | 0 | 0
PS | 0 | 0 | 0 | 0 | 0 | 0
PV | 0 | 0 | 0 | 0 | 0 | 0
PeakG | 0 | 0 | 0 | 0 | 0 | 0
PeakO | 0 | 0 | 0 | 0 | 0 | 0
ST | 0 | 0 | 0 | 0 | 0 | 0
STOG | 0 | 0 | 0 | 0 | 0 | 0
STWD | 0 | 0 | 0 | 0 | 0 | 0
WT | 0 | 0 | 0 | 0 | 0 | 0
IGCC | 0 | 0 | 0 | 0 | 0 | 0
DemandResponse | 0 | 0 | 0 | 0 | 0 | 0
IGCC-CCS | 0 | 0 | 0 | 0 | 0 | 0
WT_off | 0 | 0 | 0 | 0 | 0 | 0
PseudoUnit | 0 | 0 | 0 | 0 | 0 | 0
FixedInterchange | 0 | 0 | 0 | 0 | 0 | 0
Emission Cost by Reporting Type: MARITIMES
ReportingType | 2015 | 2020 | 2025 | 2030 | 2035 | 2040
BM | 0 | 0 | 0 | 0 | 0 | 0
CC | 0 | 0 | 0 | 0 | 0 | 0
CSP | 0 | 0 | 0 | 0 | 0 | 0
CT | 0 | 0 | 0 | 0 | 0 | 0
Coal | 0 | 0 | 0 | 0 | 0 | 0
Geo | 0 | 0 | 0 | 0 | 0 | 0
H | 0 | 0 | 0 | 0 | 0 | 0
LFG | 0 | 0 | 0 | 0 | 0 | 0
Nuc | 0 | 0 | 0 | 0 | 0 | 0
PS | 0 | 0 | 0 | 0 | 0 | 0
PV | 0 | 0 | 0 | 0 | 0 | 0
PeakG | 0 | 0 | 0 | 0 | 0 | 0
PeakO | 0 | 0 | 0 | 0 | 0 | 0
ST | 0 | 0 | 0 | 0 | 0 | 0
STOG | 0 | 0 | 0 | 0 | 0 | 0
STWD | 0 | 0 | 0 | 0 | 0 | 0
WT | 0 | 0 | 0 | 0 | 0 | 0
IGCC | 0 | 0 | 0 | 0 | 0 | 0
DemandResponse | 0 | 0 | 0 | 0 | 0 | 0
IGCC-CCS | 0 | 0 | 0 | 0 | 0 | 0
WT_off | 0 | 0 | 0 | 0 | 0 | 0
PseudoUnit | 0 | 0 | 0 | 0 | 0 | 0
FixedInterchange | 0 | 0 | 0 | 0 | 0 | 0
Emission Cost by Reporting Type: All
ReportingType | 2015 | 2020 | 2025 | 2030 | 2035 | 2040
BM | 0 | 0 | 0 | 0 | 0 | 0
CC | 441.96 | 372.21 | 668.02 | 648.36 | 426.93 | 217.99
CSP | 0 | 0 | 0 | 0 | 0 | 0
CT | 0 | 0 | 0 | 0 | 0 | 0
Coal | 20.1 | 25.66 | 32.75 | 38.14 | 18.65 | 0
Geo | 0 | 0 | 0 | 0 | 0 | 0
H | 0 | 0 | 0 | 0 | 0 | 0
LFG | 0 | 0 | 0 | 0 | 0 | 0
Nuc | 0 | 0 | 0 | 0 | 0 | 0
PS | 0 | 0 | 0 | 0 | 0 | 0
PV | 0 | 0 | 0 | 0 | 0 | 0
PeakG | 0 | 0 | 0 | 0 | 0 | 0
PeakO | 0 | 0 | 0 | 0 | 0 | 0
ST | 0 | 0 | 0 | 0 | 0 | 0
STOG | 3.28 | 5.61 | 6.09 | 12.62 | 14.78 | 16.47
STWD | 0 | 0 | 0 | 0 | 0 | 0
WT | 0 | 0 | 0 | 0 | 0 | 0
IGCC | 0 | 0 | 0 | 0 | 0 | 0
DemandResponse | 0 | 0 | 0 | 0 | 0 | 0
IGCC-CCS | 0 | 0 | 0 | 0 | 0 | 0
WT_off | 0 | 0 | 0 | 0 | 0 | 0
PseudoUnit | 0 | 0 | 0 | 0 | 0 | 0
FixedInterchange | 0 | 0 | 0 | 0 | 0 | 0
Emission Cost by Reporting Type: EI_US
ReportingType | 2015 | 2020 | 2025 | 2030 | 2035 | 2040
BM | 0 | 0 | 0 | 0 | 0 | 0
CC | 0 | 0 | 0 | 0 | 0 | 0
CSP | 0 | 0 | 0 | 0 | 0 | 0
CT | 0 | 0 | 0 | 0 | 0 | 0
Coal | 0 | 0 | 0 | 0 | 0 | 0
Geo | 0 | 0 | 0 | 0 | 0 | 0
H | 0 | 0 | 0 | 0 | 0 | 0
LFG | 0 | 0 | 0 | 0 | 0 | 0
Nuc | 0 | 0 | 0 | 0 | 0 | 0
PS | 0 | 0 | 0 | 0 | 0 | 0
PV | 0 | 0 | 0 | 0 | 0 | 0
PeakG | 0 | 0 | 0 | 0 | 0 | 0
PeakO | 0 | 0 | 0 | 0 | 0 | 0
ST | 0 | 0 | 0 | 0 | 0 | 0
STOG | 0 | 0 | 0 | 0 | 0 | 0
STWD | 0 | 0 | 0 | 0 | 0 | 0
WT | 0 | 0 | 0 | 0 | 0 | 0
IGCC | 0 | 0 | 0 | 0 | 0 | 0
DemandResponse | 0 | 0 | 0 | 0 | 0 | 0
IGCC-CCS | 0 | 0 | 0 | 0 | 0 | 0
WT_off | 0 | 0 | 0 | 0 | 0 | 0
PseudoUnit | 0 | 0 | 0 | 0 | 0 | 0
FixedInterchange | 0 | 0 | 0 | 0 | 0 | 0
Emission Cost by Reporting Type: EI_Canada
ReportingType | 2015 | 2020 | 2025 | 2030 | 2035 | 2040
BM | 0 | 0 | 0 | 0 | 0 | 0
CC | 0 | 0 | 0 | 0 | 0 | 0
CSP | 0 | 0 | 0 | 0 | 0 | 0
CT | 0 | 0 | 0 | 0 | 0 | 0
Coal | 0 | 0 | 0 | 0 | 0 | 0
Geo | 0 | 0 | 0 | 0 | 0 | 0
H | 0 | 0 | 0 | 0 | 0 | 0
LFG | 0 | 0 | 0 | 0 | 0 | 0
Nuc | 0 | 0 | 0 | 0 | 0 | 0
PS | 0 | 0 | 0 | 0 | 0 | 0
PV | 0 | 0 | 0 | 0 | 0 | 0
PeakG | 0 | 0 | 0 | 0 | 0 | 0
PeakO | 0 | 0 | 0 | 0 | 0 | 0
ST | 0 | 0 | 0 | 0 | 0 | 0
STOG | 0 | 0 | 0 | 0 | 0 | 0
STWD | 0 | 0 | 0 | 0 | 0 | 0
WT | 0 | 0 | 0 | 0 | 0 | 0
IGCC | 0 | 0 | 0 | 0 | 0 | 0
DemandResponse | 0 | 0 | 0 | 0 | 0 | 0
IGCC-CCS | 0 | 0 | 0 | 0 | 0 | 0
WT_off | 0 | 0 | 0 | 0 | 0 | 0
PseudoUnit | 0 | 0 | 0 | 0 | 0 | 0
FixedInterchange | 0 | 0 | 0 | 0 | 0 | 0
Emission Cost by Reporting Type: EI
ReportingType | 2015 | 2020 | 2025 | 2030 | 2035 | 2040
BM | 0 | 0 | 0 | 0 | 0 | 0
CC | 0 | 0 | 0 | 0 | 0 | 0
CSP | 0 | 0 | 0 | 0 | 0 | 0
CT | 0 | 0 | 0 | 0 | 0 | 0
Coal | 0 | 0 | 0 | 0 | 0 | 0
Geo | 0 | 0 | 0 | 0 | 0 | 0
H | 0 | 0 | 0 | 0 | 0 | 0
LFG | 0 | 0 | 0 | 0 | 0 | 0
Nuc | 0 | 0 | 0 | 0 | 0 | 0
PS | 0 | 0 | 0 | 0 | 0 | 0
PV | 0 | 0 | 0 | 0 | 0 | 0
PeakG | 0 | 0 | 0 | 0 | 0 | 0
PeakO | 0 | 0 | 0 | 0 | 0 | 0
ST | 0 | 0 | 0 | 0 | 0 | 0
STOG | 0 | 0 | 0 | 0 | 0 | 0
STWD | 0 | 0 | 0 | 0 | 0 | 0
WT | 0 | 0 | 0 | 0 | 0 | 0
IGCC | 0 | 0 | 0 | 0 | 0 | 0
DemandResponse | 0 | 0 | 0 | 0 | 0 | 0
IGCC-CCS | 0 | 0 | 0 | 0 | 0 | 0
WT_off | 0 | 0 | 0 | 0 | 0 | 0
PseudoUnit | 0 | 0 | 0 | 0 | 0 | 0
FixedInterchange | 0 | 0 | 0 | 0 | 0 | 0
Emission Cost by Reporting Type: Outside_EI
ReportingType | 2015 | 2020 | 2025 | 2030 | 2035 | 2040
BM | 0 | 0 | 0 | 0 | 0 | 0
CC | 441.96 | 372.21 | 668.02 | 648.36 | 426.93 | 217.99
CSP | 0 | 0 | 0 | 0 | 0 | 0
CT | 0 | 0 | 0 | 0 | 0 | 0
Coal | 20.1 | 25.66 | 32.75 | 38.14 | 18.65 | 0
Geo | 0 | 0 | 0 | 0 | 0 | 0
H | 0 | 0 | 0 | 0 | 0 | 0
LFG | 0 | 0 | 0 | 0 | 0 | 0
Nuc | 0 | 0 | 0 | 0 | 0 | 0
PS | 0 | 0 | 0 | 0 | 0 | 0
PV | 0 | 0 | 0 | 0 | 0 | 0
PeakG | 0 | 0 | 0 | 0 | 0 | 0
PeakO | 0 | 0 | 0 | 0 | 0 | 0
ST | 0 | 0 | 0 | 0 | 0 | 0
STOG | 3.28 | 5.61 | 6.09 | 12.62 | 14.78 | 16.47
STWD | 0 | 0 | 0 | 0 | 0 | 0
WT | 0 | 0 | 0 | 0 | 0 | 0
IGCC | 0 | 0 | 0 | 0 | 0 | 0
DemandResponse | 0 | 0 | 0 | 0 | 0 | 0
IGCC-CCS | 0 | 0 | 0 | 0 | 0 | 0
WT_off | 0 | 0 | 0 | 0 | 0 | 0
PseudoUnit | 0 | 0 | 0 | 0 | 0 | 0
FixedInterchange | 0 | 0 | 0 | 0 | 0 | 0
==== Emission Program: RGGI : (CO2) ====
Emission Cost by Reporting Type: Entergy
ReportingType | 2015 | 2020 | 2025 | 2030 | 2035 | 2040
BM | 0 | 0 | 0 | 0 | 0 | 0
CC | 0 | 0 | 0 | 0 | 0 | 0
CSP | 0 | 0 | 0 | 0 | 0 | 0
CT | 0 | 0 | 0 | 0 | 0 | 0
Coal | 0 | 0 | 0 | 0 | 0 | 0
Geo | 0 | 0 | 0 | 0 | 0 | 0
H | 0 | 0 | 0 | 0 | 0 | 0
LFG | 0 | 0 | 0 | 0 | 0 | 0
Nuc | 0 | 0 | 0 | 0 | 0 | 0
PS | 0 | 0 | 0 | 0 | 0 | 0
PV | 0 | 0 | 0 | 0 | 0 | 0
PeakG | 0 | 0 | 0 | 0 | 0 | 0
PeakO | 0 | 0 | 0 | 0 | 0 | 0
ST | 0 | 0 | 0 | 0 | 0 | 0
STOG | 0 | 0 | 0 | 0 | 0 | 0
STWD | 0 | 0 | 0 | 0 | 0 | 0
WT | 0 | 0 | 0 | 0 | 0 | 0
IGCC | 0 | 0 | 0 | 0 | 0 | 0
DemandResponse | 0 | 0 | 0 | 0 | 0 | 0
IGCC-CCS | 0 | 0 | 0 | 0 | 0 | 0
WT_off | 0 | 0 | 0 | 0 | 0 | 0
PseudoUnit | 0 | 0 | 0 | 0 | 0 | 0
FixedInterchange | 0 | 0 | 0 | 0 | 0 | 0
Emission Cost by Reporting Type: FRCC
ReportingType | 2015 | 2020 | 2025 | 2030 | 2035 | 2040
BM | 0 | 0 | 0 | 0 | 0 | 0
CC | 0 | 0 | 0 | 0 | 0 | 0
CSP | 0 | 0 | 0 | 0 | 0 | 0
CT | 0 | 0 | 0 | 0 | 0 | 0
Coal | 0 | 0 | 0 | 0 | 0 | 0
Geo | 0 | 0 | 0 | 0 | 0 | 0
H | 0 | 0 | 0 | 0 | 0 | 0
LFG | 0 | 0 | 0 | 0 | 0 | 0
Nuc | 0 | 0 | 0 | 0 | 0 | 0
PS | 0 | 0 | 0 | 0 | 0 | 0
PV | 0 | 0 | 0 | 0 | 0 | 0
PeakG | 0 | 0 | 0 | 0 | 0 | 0
PeakO | 0 | 0 | 0 | 0 | 0 | 0
ST | 0 | 0 | 0 | 0 | 0 | 0
STOG | 0 | 0 | 0 | 0 | 0 | 0
STWD | 0 | 0 | 0 | 0 | 0 | 0
WT | 0 | 0 | 0 | 0 | 0 | 0
IGCC | 0 | 0 | 0 | 0 | 0 | 0
DemandResponse | 0 | 0 | 0 | 0 | 0 | 0
IGCC-CCS | 0 | 0 | 0 | 0 | 0 | 0
WT_off | 0 | 0 | 0 | 0 | 0 | 0
PseudoUnit | 0 | 0 | 0 | 0 | 0 | 0
FixedInterchange | 0 | 0 | 0 | 0 | 0 | 0
Emission Cost by Reporting Type: MAPP_US
ReportingType | 2015 | 2020 | 2025 | 2030 | 2035 | 2040
BM | 0 | 0 | 0 | 0 | 0 | 0
CC | 0 | 0 | 0 | 0 | 0 | 0
CSP | 0 | 0 | 0 | 0 | 0 | 0
CT | 0 | 0 | 0 | 0 | 0 | 0
Coal | 0 | 0 | 0 | 0 | 0 | 0
Geo | 0 | 0 | 0 | 0 | 0 | 0
H | 0 | 0 | 0 | 0 | 0 | 0
LFG | 0 | 0 | 0 | 0 | 0 | 0
Nuc | 0 | 0 | 0 | 0 | 0 | 0
PS | 0 | 0 | 0 | 0 | 0 | 0
PV | 0 | 0 | 0 | 0 | 0 | 0
PeakG | 0 | 0 | 0 | 0 | 0 | 0
PeakO | 0 | 0 | 0 | 0 | 0 | 0
ST | 0 | 0 | 0 | 0 | 0 | 0
STOG | 0 | 0 | 0 | 0 | 0 | 0
STWD | 0 | 0 | 0 | 0 | 0 | 0
WT | 0 | 0 | 0 | 0 | 0 | 0
IGCC | 0 | 0 | 0 | 0 | 0 | 0
DemandResponse | 0 | 0 | 0 | 0 | 0 | 0
IGCC-CCS | 0 | 0 | 0 | 0 | 0 | 0
WT_off | 0 | 0 | 0 | 0 | 0 | 0
PseudoUnit | 0 | 0 | 0 | 0 | 0 | 0
FixedInterchange | 0 | 0 | 0 | 0 | 0 | 0
Emission Cost by Reporting Type: MISO_IN
ReportingType | 2015 | 2020 | 2025 | 2030 | 2035 | 2040
BM | 0 | 0 | 0 | 0 | 0 | 0
CC | 0 | 0 | 0 | 0 | 0 | 0
CSP | 0 | 0 | 0 | 0 | 0 | 0
CT | 0 | 0 | 0 | 0 | 0 | 0
Coal | 0 | 0 | 0 | 0 | 0 | 0
Geo | 0 | 0 | 0 | 0 | 0 | 0
H | 0 | 0 | 0 | 0 | 0 | 0
LFG | 0 | 0 | 0 | 0 | 0 | 0
Nuc | 0 | 0 | 0 | 0 | 0 | 0
PS | 0 | 0 | 0 | 0 | 0 | 0
PV | 0 | 0 | 0 | 0 | 0 | 0
PeakG | 0 | 0 | 0 | 0 | 0 | 0
PeakO | 0 | 0 | 0 | 0 | 0 | 0
ST | 0 | 0 | 0 | 0 | 0 | 0
STOG | 0 | 0 | 0 | 0 | 0 | 0
STWD | 0 | 0 | 0 | 0 | 0 | 0
WT | 0 | 0 | 0 | 0 | 0 | 0
IGCC | 0 | 0 | 0 | 0 | 0 | 0
DemandResponse | 0 | 0 | 0 | 0 | 0 | 0
IGCC-CCS | 0 | 0 | 0 | 0 | 0 | 0
WT_off | 0 | 0 | 0 | 0 | 0 | 0
PseudoUnit | 0 | 0 | 0 | 0 | 0 | 0
FixedInterchange | 0 | 0 | 0 | 0 | 0 | 0
Emission Cost by Reporting Type: MISO_MI
ReportingType | 2015 | 2020 | 2025 | 2030 | 2035 | 2040
BM | 0 | 0 | 0 | 0 | 0 | 0
CC | 0 | 0 | 0 | 0 | 0 | 0
CSP | 0 | 0 | 0 | 0 | 0 | 0
CT | 0 | 0 | 0 | 0 | 0 | 0
Coal | 0 | 0 | 0 | 0 | 0 | 0
Geo | 0 | 0 | 0 | 0 | 0 | 0
H | 0 | 0 | 0 | 0 | 0 | 0
LFG | 0 | 0 | 0 | 0 | 0 | 0
Nuc | 0 | 0 | 0 | 0 | 0 | 0
PS | 0 | 0 | 0 | 0 | 0 | 0
PV | 0 | 0 | 0 | 0 | 0 | 0
PeakG | 0 | 0 | 0 | 0 | 0 | 0
PeakO | 0 | 0 | 0 | 0 | 0 | 0
ST | 0 | 0 | 0 | 0 | 0 | 0
STOG | 0 | 0 | 0 | 0 | 0 | 0
STWD | 0 | 0 | 0 | 0 | 0 | 0
WT | 0 | 0 | 0 | 0 | 0 | 0
IGCC | 0 | 0 | 0 | 0 | 0 | 0
DemandResponse | 0 | 0 | 0 | 0 | 0 | 0
IGCC-CCS | 0 | 0 | 0 | 0 | 0 | 0
WT_off | 0 | 0 | 0 | 0 | 0 | 0
PseudoUnit | 0 | 0 | 0 | 0 | 0 | 0
FixedInterchange | 0 | 0 | 0 | 0 | 0 | 0
Emission Cost by Reporting Type: MISO_MO-IL
ReportingType | 2015 | 2020 | 2025 | 2030 | 2035 | 2040
BM | 0 | 0 | 0 | 0 | 0 | 0
CC | 0 | 0 | 0 | 0 | 0 | 0
CSP | 0 | 0 | 0 | 0 | 0 | 0
CT | 0 | 0 | 0 | 0 | 0 | 0
Coal | 0 | 0 | 0 | 0 | 0 | 0
Geo | 0 | 0 | 0 | 0 | 0 | 0
H | 0 | 0 | 0 | 0 | 0 | 0
LFG | 0 | 0 | 0 | 0 | 0 | 0
Nuc | 0 | 0 | 0 | 0 | 0 | 0
PS | 0 | 0 | 0 | 0 | 0 | 0
PV | 0 | 0 | 0 | 0 | 0 | 0
PeakG | 0 | 0 | 0 | 0 | 0 | 0
PeakO | 0 | 0 | 0 | 0 | 0 | 0
ST | 0 | 0 | 0 | 0 | 0 | 0
STOG | 0 | 0 | 0 | 0 | 0 | 0
STWD | 0 | 0 | 0 | 0 | 0 | 0
WT | 0 | 0 | 0 | 0 | 0 | 0
IGCC | 0 | 0 | 0 | 0 | 0 | 0
DemandResponse | 0 | 0 | 0 | 0 | 0 | 0
IGCC-CCS | 0 | 0 | 0 | 0 | 0 | 0
WT_off | 0 | 0 | 0 | 0 | 0 | 0
PseudoUnit | 0 | 0 | 0 | 0 | 0 | 0
FixedInterchange | 0 | 0 | 0 | 0 | 0 | 0
Emission Cost by Reporting Type: MISO_W
ReportingType | 2015 | 2020 | 2025 | 2030 | 2035 | 2040
BM | 0 | 0 | 0 | 0 | 0 | 0
CC | 0 | 0 | 0 | 0 | 0 | 0
CSP | 0 | 0 | 0 | 0 | 0 | 0
CT | 0 | 0 | 0 | 0 | 0 | 0
Coal | 0 | 0 | 0 | 0 | 0 | 0
Geo | 0 | 0 | 0 | 0 | 0 | 0
H | 0 | 0 | 0 | 0 | 0 | 0
LFG | 0 | 0 | 0 | 0 | 0 | 0
Nuc | 0 | 0 | 0 | 0 | 0 | 0
PS | 0 | 0 | 0 | 0 | 0 | 0
PV | 0 | 0 | 0 | 0 | 0 | 0
PeakG | 0 | 0 | 0 | 0 | 0 | 0
PeakO | 0 | 0 | 0 | 0 | 0 | 0
ST | 0 | 0 | 0 | 0 | 0 | 0
STOG | 0 | 0 | 0 | 0 | 0 | 0
STWD | 0 | 0 | 0 | 0 | 0 | 0
WT | 0 | 0 | 0 | 0 | 0 | 0
IGCC | 0 | 0 | 0 | 0 | 0 | 0
DemandResponse | 0 | 0 | 0 | 0 | 0 | 0
IGCC-CCS | 0 | 0 | 0 | 0 | 0 | 0
WT_off | 0 | 0 | 0 | 0 | 0 | 0
PseudoUnit | 0 | 0 | 0 | 0 | 0 | 0
FixedInterchange | 0 | 0 | 0 | 0 | 0 | 0
Emission Cost by Reporting Type: MISO_WUMS
ReportingType | 2015 | 2020 | 2025 | 2030 | 2035 | 2040
BM | 0 | 0 | 0 | 0 | 0 | 0
CC | 0 | 0 | 0 | 0 | 0 | 0
CSP | 0 | 0 | 0 | 0 | 0 | 0
CT | 0 | 0 | 0 | 0 | 0 | 0
Coal | 0 | 0 | 0 | 0 | 0 | 0
Geo | 0 | 0 | 0 | 0 | 0 | 0
H | 0 | 0 | 0 | 0 | 0 | 0
LFG | 0 | 0 | 0 | 0 | 0 | 0
Nuc | 0 | 0 | 0 | 0 | 0 | 0
PS | 0 | 0 | 0 | 0 | 0 | 0
PV | 0 | 0 | 0 | 0 | 0 | 0
PeakG | 0 | 0 | 0 | 0 | 0 | 0
PeakO | 0 | 0 | 0 | 0 | 0 | 0
ST | 0 | 0 | 0 | 0 | 0 | 0
STOG | 0 | 0 | 0 | 0 | 0 | 0
STWD | 0 | 0 | 0 | 0 | 0 | 0
WT | 0 | 0 | 0 | 0 | 0 | 0
IGCC | 0 | 0 | 0 | 0 | 0 | 0
DemandResponse | 0 | 0 | 0 | 0 | 0 | 0
IGCC-CCS | 0 | 0 | 0 | 0 | 0 | 0
WT_off | 0 | 0 | 0 | 0 | 0 | 0
PseudoUnit | 0 | 0 | 0 | 0 | 0 | 0
FixedInterchange | 0 | 0 | 0 | 0 | 0 | 0
Emission Cost by Reporting Type: Nebraska
ReportingType | 2015 | 2020 | 2025 | 2030 | 2035 | 2040
BM | 0 | 0 | 0 | 0 | 0 | 0
CC | 0 | 0 | 0 | 0 | 0 | 0
CSP | 0 | 0 | 0 | 0 | 0 | 0
CT | 0 | 0 | 0 | 0 | 0 | 0
Coal | 0 | 0 | 0 | 0 | 0 | 0
Geo | 0 | 0 | 0 | 0 | 0 | 0
H | 0 | 0 | 0 | 0 | 0 | 0
LFG | 0 | 0 | 0 | 0 | 0 | 0
Nuc | 0 | 0 | 0 | 0 | 0 | 0
PS | 0 | 0 | 0 | 0 | 0 | 0
PV | 0 | 0 | 0 | 0 | 0 | 0
PeakG | 0 | 0 | 0 | 0 | 0 | 0
PeakO | 0 | 0 | 0 | 0 | 0 | 0
ST | 0 | 0 | 0 | 0 | 0 | 0
STOG | 0 | 0 | 0 | 0 | 0 | 0
STWD | 0 | 0 | 0 | 0 | 0 | 0
WT | 0 | 0 | 0 | 0 | 0 | 0
IGCC | 0 | 0 | 0 | 0 | 0 | 0
DemandResponse | 0 | 0 | 0 | 0 | 0 | 0
IGCC-CCS | 0 | 0 | 0 | 0 | 0 | 0
WT_off | 0 | 0 | 0 | 0 | 0 | 0
PseudoUnit | 0 | 0 | 0 | 0 | 0 | 0
FixedInterchange | 0 | 0 | 0 | 0 | 0 | 0
Emission Cost by Reporting Type: NEISO
ReportingType | 2015 | 2020 | 2025 | 2030 | 2035 | 2040
BM | 0 | 0 | 0 | 0 | 0 | 0
CC | 28.92 | 25.76 | 25.93 | 31.38 | 43.96 | 53.23
CSP | 0 | 0 | 0 | 0 | 0 | 0
CT | 0 | 0.01 | 0.01 | 0.01 | 0.09 | 0.44
Coal | 0.07 | 0 | 0 | 0 | 0 | 0
Geo | 0 | 0 | 0 | 0 | 0 | 0
H | 0 | 0 | 0 | 0 | 0 | 0
LFG | 0 | 0 | 0 | 0 | 0 | 0
Nuc | 0 | 0 | 0 | 0 | 0 | 0
PS | 0 | 0 | 0 | 0 | 0 | 0
PV | 0 | 0 | 0 | 0 | 0 | 0
PeakG | 0.01 | 0.04 | 0.04 | 0.21 | 0.24 | 0.46
PeakO | 0 | 0 | 0 | 0 | 0 | 0
ST | 0 | 0 | 0 | 0 | 0 | 0
STOG | 0 | 0 | 0 | 0 | 0 | 0
STWD | 0 | 0 | 0 | 0 | 0 | 0
WT | 0 | 0 | 0 | 0 | 0 | 0
IGCC | 0 | 0 | 0 | 0 | 0 | 0
DemandResponse | 0 | 0 | 0 | 0 | 0 | 0
IGCC-CCS | 0 | 0 | 0 | 0 | 0 | 0
WT_off | 0 | 0 | 0 | 0 | 0 | 0
PseudoUnit | 0 | 0 | 0 | 0 | 0 | 0
FixedInterchange | 0 | 0 | 0 | 0 | 0 | 0
Emission Cost by Reporting Type: NonRTO_Midwest
ReportingType | 2015 | 2020 | 2025 | 2030 | 2035 | 2040
BM | 0 | 0 | 0 | 0 | 0 | 0
CC | 0 | 0 | 0 | 0 | 0 | 0
CSP | 0 | 0 | 0 | 0 | 0 | 0
CT | 0 | 0 | 0 | 0 | 0 | 0
Coal | 0 | 0 | 0 | 0 | 0 | 0
Geo | 0 | 0 | 0 | 0 | 0 | 0
H | 0 | 0 | 0 | 0 | 0 | 0
LFG | 0 | 0 | 0 | 0 | 0 | 0
Nuc | 0 | 0 | 0 | 0 | 0 | 0
PS | 0 | 0 | 0 | 0 | 0 | 0
PV | 0 | 0 | 0 | 0 | 0 | 0
PeakG | 0 | 0 | 0 | 0 | 0 | 0
PeakO | 0 | 0 | 0 | 0 | 0 | 0
ST | 0 | 0 | 0 | 0 | 0 | 0
STOG | 0 | 0 | 0 | 0 | 0 | 0
STWD | 0 | 0 | 0 | 0 | 0 | 0
WT | 0 | 0 | 0 | 0 | 0 | 0
IGCC | 0 | 0 | 0 | 0 | 0 | 0
DemandResponse | 0 | 0 | 0 | 0 | 0 | 0
IGCC-CCS | 0 | 0 | 0 | 0 | 0 | 0
WT_off | 0 | 0 | 0 | 0 | 0 | 0
PseudoUnit | 0 | 0 | 0 | 0 | 0 | 0
FixedInterchange | 0 | 0 | 0 | 0 | 0 | 0
Emission Cost by Reporting Type: NYISO_A-F
ReportingType | 2015 | 2020 | 2025 | 2030 | 2035 | 2040
BM | 0 | 0 | 0 | 0 | 0 | 0
CC | 6.27 | 8.68 | 8.42 | 10.81 | 12.17 | 13.41
CSP | 0 | 0 | 0 | 0 | 0 | 0
CT | 0 | 0 | 0 | 0 | 0 | 0
Coal | 0 | 0 | 0 | 0 | 0 | 0
Geo | 0 | 0 | 0 | 0 | 0 | 0
H | 0 | 0 | 0 | 0 | 0 | 0
LFG | 0 | 0 | 0 | 0 | 0 | 0
Nuc | 0 | 0 | 0 | 0 | 0 | 0
PS | 0 | 0 | 0 | 0 | 0 | 0
PV | 0 | 0 | 0 | 0 | 0 | 0
PeakG | 0 | 0.01 | 0.01 | 0.01 | 0.02 | 0.04
PeakO | 0 | 0 | 0 | 0 | 0 | 0
ST | 0 | 0 | 0 | 0 | 0 | 0
STOG | 0 | 0 | 0 | 0 | 0 | 0
STWD | 0 | 0 | 0 | 0 | 0 | 0
WT | 0 | 0 | 0 | 0 | 0 | 0
IGCC | 0 | 0 | 0 | 0 | 0 | 0
DemandResponse | 0 | 0 | 0 | 0 | 0 | 0
IGCC-CCS | 0 | 0 | 0 | 0 | 0 | 0
WT_off | 0 | 0 | 0 | 0 | 0 | 0
PseudoUnit | 0 | 0 | 0 | 0 | 0 | 0
FixedInterchange | 0 | 0 | 0 | 0 | 0 | 0
Emission Cost by Reporting Type: NYISO_G-I
ReportingType | 2015 | 2020 | 2025 | 2030 | 2035 | 2040
BM | 0 | 0 | 0 | 0 | 0 | 0
CC | 2.55 | 5.68 | 6.17 | 6.34 | 23.41 | 32.06
CSP | 0 | 0 | 0 | 0 | 0 | 0
CT | 0 | 0 | 0 | 0 | 0 | 0
Coal | 0 | 0 | 0 | 0 | 0 | 0
Geo | 0 | 0 | 0 | 0 | 0 | 0
H | 0 | 0 | 0 | 0 | 0 | 0
LFG | 0 | 0 | 0 | 0 | 0 | 0
Nuc | 0 | 0 | 0 | 0 | 0 | 0
PS | 0 | 0 | 0 | 0 | 0 | 0
PV | 0 | 0 | 0 | 0 | 0 | 0
PeakG | 0 | 0 | 0 | 0 | 0 | 0
PeakO | 0 | 0 | 0 | 0 | 0 | 0
ST | 0 | 0 | 0 | 0 | 0 | 0
STOG | 0 | 0 | 0 | 0 | 0 | 0
STWD | 0 | 0 | 0 | 0 | 0 | 0
WT | 0 | 0 | 0 | 0 | 0 | 0
IGCC | 0 | 0 | 0 | 0 | 0 | 0
DemandResponse | 0 | 0 | 0 | 0 | 0 | 0
IGCC-CCS | 0 | 0 | 0 | 0 | 0 | 0
WT_off | 0 | 0 | 0 | 0 | 0 | 0
PseudoUnit | 0 | 0 | 0 | 0 | 0 | 0
FixedInterchange | 0 | 0 | 0 | 0 | 0 | 0
Emission Cost by Reporting Type: NYISO_J-K
ReportingType | 2015 | 2020 | 2025 | 2030 | 2035 | 2040
BM | 0 | 0 | 0 | 0 | 0 | 0
CC | 15.34 | 21.53 | 21.16 | 21.76 | 23.42 | 23.72
CSP | 0 | 0 | 0 | 0 | 0 | 0
CT | 0 | 0 | 0.03 | 0.11 | 0.66 | 1.11
Coal | 0 | 0 | 0 | 0 | 0 | 0
Geo | 0 | 0 | 0 | 0 | 0 | 0
H | 0 | 0 | 0 | 0 | 0 | 0
LFG | 0 | 0 | 0 | 0 | 0 | 0
Nuc | 0 | 0 | 0 | 0 | 0 | 0
PS | 0 | 0 | 0 | 0 | 0 | 0
PV | 0 | 0 | 0 | 0 | 0 | 0
PeakG | 0.06 | 0.18 | 0.35 | 0.68 | 0.68 | 0.68
PeakO | 0 | 0 | 0 | 0 | 0 | 0
ST | 0 | 0 | 0 | 0 | 0 | 0
STOG | 0.87 | 1.47 | 2.36 | 2.45 | 2.45 | 2.82
STWD | 0 | 0 | 0 | 0 | 0 | 0
WT | 0 | 0 | 0 | 0 | 0 | 0
IGCC | 0 | 0 | 0 | 0 | 0 | 0
DemandResponse | 0 | 0 | 0 | 0 | 0 | 0
IGCC-CCS | 0 | 0 | 0 | 0 | 0 | 0
WT_off | 0 | 0 | 0 | 0 | 0 | 0
PseudoUnit | 0 | 0 | 0 | 0 | 0 | 0
FixedInterchange | 0 | 0 | 0 | 0 | 0 | 0
Emission Cost by Reporting Type: PJM_E
ReportingType | 2015 | 2020 | 2025 | 2030 | 2035 | 2040
BM | 0 | 0 | 0 | 0 | 0 | 0
CC | 17.51 | 27.18 | 29.64 | 32.67 | 33.77 | 37.98
CSP | 0 | 0 | 0 | 0 | 0 | 0
CT | 0 | 0 | 0 | 0.22 | 0.26 | 0.5
Coal | 0.68 | 0.68 | 0.98 | 1.92 | 2.79 | 3.23
Geo | 0 | 0 | 0 | 0 | 0 | 0
H | 0 | 0 | 0 | 0 | 0 | 0
LFG | 0 | 0 | 0 | 0 | 0 | 0
Nuc | 0 | 0 | 0 | 0 | 0 | 0
PS | 0 | 0 | 0 | 0 | 0 | 0
PV | 0 | 0 | 0 | 0 | 0 | 0
PeakG | 0.03 | 0.1 | 0.5 | 0.58 | 1.13 | 1.13
PeakO | 0 | 0 | 0 | 0 | 0 | 0
ST | 0 | 0 | 0 | 0 | 0 | 0
STOG | 0.33 | 0.63 | 0.63 | 1.24 | 1.24 | 1.24
STWD | 0 | 0 | 0 | 0 | 0 | 0
WT | 0 | 0 | 0 | 0 | 0 | 0
IGCC | 0 | 0 | 0 | 0 | 0 | 0
DemandResponse | 0 | 0 | 0 | 0 | 0 | 0
IGCC-CCS | 0 | 0 | 0 | 0 | 0 | 0
WT_off | 0 | 0 | 0 | 0 | 0 | 0
PseudoUnit | 0 | 0 | 0 | 0 | 0 | 0
FixedInterchange | 0 | 0 | 0 | 0 | 0 | 0
Emission Cost by Reporting Type: PJM_ROM
ReportingType | 2015 | 2020 | 2025 | 2030 | 2035 | 2040
BM | 0 | 0 | 0 | 0 | 0 | 0
CC | 0.08 | 0.15 | 0.18 | 0.18 | 0.2 | 0.26
CSP | 0 | 0 | 0 | 0 | 0 | 0
CT | 0 | 0 | 0 | 0 | 0 | 0
Coal | 10.79 | 22.03 | 26.65 | 26.65 | 26.65 | 26.65
Geo | 0 | 0 | 0 | 0 | 0 | 0
H | 0 | 0 | 0 | 0 | 0 | 0
LFG | 0 | 0 | 0 | 0 | 0 | 0
Nuc | 0 | 0 | 0 | 0 | 0 | 0
PS | 0 | 0 | 0 | 0 | 0 | 0
PV | 0 | 0 | 0 | 0 | 0 | 0
PeakG | 0 | 0.06 | 0.06 | 0.06 | 0.19 | 0.37
PeakO | 0 | 0 | 0 | 0 | 0 | 0
ST | 0 | 0 | 0 | 0 | 0 | 0
STOG | 0 | 0 | 0 | 0 | 0 | 0
STWD | 0 | 0 | 0 | 0 | 0 | 0
WT | 0 | 0 | 0 | 0 | 0 | 0
IGCC | 0 | 0 | 0 | 0 | 0 | 0
DemandResponse | 0 | 0 | 0 | 0 | 0 | 0
IGCC-CCS | 0 | 0 | 0 | 0 | 0 | 0
WT_off | 0 | 0 | 0 | 0 | 0 | 0
PseudoUnit | 0 | 0 | 0 | 0 | 0 | 0
FixedInterchange | 0 | 0 | 0 | 0 | 0 | 0
Emission Cost by Reporting Type: PJM_ROR
ReportingType | 2015 | 2020 | 2025 | 2030 | 2035 | 2040
BM | 0 | 0 | 0 | 0 | 0 | 0
CC | 0 | 0 | 0 | 0 | 0 | 0
CSP | 0 | 0 | 0 | 0 | 0 | 0
CT | 0 | 0 | 0 | 0 | 0 | 0
Coal | 0 | 0 | 0 | 0 | 0 | 0
Geo | 0 | 0 | 0 | 0 | 0 | 0
H | 0 | 0 | 0 | 0 | 0 | 0
LFG | 0 | 0 | 0 | 0 | 0 | 0
Nuc | 0 | 0 | 0 | 0 | 0 | 0
PS | 0 | 0 | 0 | 0 | 0 | 0
PV | 0 | 0 | 0 | 0 | 0 | 0
PeakG | 0 | 0 | 0 | 0 | 0 | 0
PeakO | 0 | 0 | 0 | 0 | 0 | 0
ST | 0 | 0 | 0 | 0 | 0 | 0
STOG | 0 | 0 | 0 | 0 | 0 | 0
STWD | 0 | 0 | 0 | 0 | 0 | 0
WT | 0 | 0 | 0 | 0 | 0 | 0
IGCC | 0 | 0 | 0 | 0 | 0 | 0
DemandResponse | 0 | 0 | 0 | 0 | 0 | 0
IGCC-CCS | 0 | 0 | 0 | 0 | 0 | 0
WT_off | 0 | 0 | 0 | 0 | 0 | 0
PseudoUnit | 0 | 0 | 0 | 0 | 0 | 0
FixedInterchange | 0 | 0 | 0 | 0 | 0 | 0
Emission Cost by Reporting Type: SOCO
ReportingType | 2015 | 2020 | 2025 | 2030 | 2035 | 2040
BM | 0 | 0 | 0 | 0 | 0 | 0
CC | 0 | 0 | 0 | 0 | 0 | 0
CSP | 0 | 0 | 0 | 0 | 0 | 0
CT | 0 | 0 | 0 | 0 | 0 | 0
Coal | 0 | 0 | 0 | 0 | 0 | 0
Geo | 0 | 0 | 0 | 0 | 0 | 0
H | 0 | 0 | 0 | 0 | 0 | 0
LFG | 0 | 0 | 0 | 0 | 0 | 0
Nuc | 0 | 0 | 0 | 0 | 0 | 0
PS | 0 | 0 | 0 | 0 | 0 | 0
PV | 0 | 0 | 0 | 0 | 0 | 0
PeakG | 0 | 0 | 0 | 0 | 0 | 0
PeakO | 0 | 0 | 0 | 0 | 0 | 0
ST | 0 | 0 | 0 | 0 | 0 | 0
STOG | 0 | 0 | 0 | 0 | 0 | 0
STWD | 0 | 0 | 0 | 0 | 0 | 0
WT | 0 | 0 | 0 | 0 | 0 | 0
IGCC | 0 | 0 | 0 | 0 | 0 | 0
DemandResponse | 0 | 0 | 0 | 0 | 0 | 0
IGCC-CCS | 0 | 0 | 0 | 0 | 0 | 0
WT_off | 0 | 0 | 0 | 0 | 0 | 0
PseudoUnit | 0 | 0 | 0 | 0 | 0 | 0
FixedInterchange | 0 | 0 | 0 | 0 | 0 | 0
Emission Cost by Reporting Type: SPP_N
ReportingType | 2015 | 2020 | 2025 | 2030 | 2035 | 2040
BM | 0 | 0 | 0 | 0 | 0 | 0
CC | 0 | 0 | 0 | 0 | 0 | 0
CSP | 0 | 0 | 0 | 0 | 0 | 0
CT | 0 | 0 | 0 | 0 | 0 | 0
Coal | 0 | 0 | 0 | 0 | 0 | 0
Geo | 0 | 0 | 0 | 0 | 0 | 0
H | 0 | 0 | 0 | 0 | 0 | 0
LFG | 0 | 0 | 0 | 0 | 0 | 0
Nuc | 0 | 0 | 0 | 0 | 0 | 0
PS | 0 | 0 | 0 | 0 | 0 | 0
PV | 0 | 0 | 0 | 0 | 0 | 0
PeakG | 0 | 0 | 0 | 0 | 0 | 0
PeakO | 0 | 0 | 0 | 0 | 0 | 0
ST | 0 | 0 | 0 | 0 | 0 | 0
STOG | 0 | 0 | 0 | 0 | 0 | 0
STWD | 0 | 0 | 0 | 0 | 0 | 0
WT | 0 | 0 | 0 | 0 | 0 | 0
IGCC | 0 | 0 | 0 | 0 | 0 | 0
DemandResponse | 0 | 0 | 0 | 0 | 0 | 0
IGCC-CCS | 0 | 0 | 0 | 0 | 0 | 0
WT_off | 0 | 0 | 0 | 0 | 0 | 0
PseudoUnit | 0 | 0 | 0 | 0 | 0 | 0
FixedInterchange | 0 | 0 | 0 | 0 | 0 | 0
Emission Cost by Reporting Type: SPP_S
ReportingType | 2015 | 2020 | 2025 | 2030 | 2035 | 2040
BM | 0 | 0 | 0 | 0 | 0 | 0
CC | 0 | 0 | 0 | 0 | 0 | 0
CSP | 0 | 0 | 0 | 0 | 0 | 0
CT | 0 | 0 | 0 | 0 | 0 | 0
Coal | 0 | 0 | 0 | 0 | 0 | 0
Geo | 0 | 0 | 0 | 0 | 0 | 0
H | 0 | 0 | 0 | 0 | 0 | 0
LFG | 0 | 0 | 0 | 0 | 0 | 0
Nuc | 0 | 0 | 0 | 0 | 0 | 0
PS | 0 | 0 | 0 | 0 | 0 | 0
PV | 0 | 0 | 0 | 0 | 0 | 0
PeakG | 0 | 0 | 0 | 0 | 0 | 0
PeakO | 0 | 0 | 0 | 0 | 0 | 0
ST | 0 | 0 | 0 | 0 | 0 | 0
STOG | 0 | 0 | 0 | 0 | 0 | 0
STWD | 0 | 0 | 0 | 0 | 0 | 0
WT | 0 | 0 | 0 | 0 | 0 | 0
IGCC | 0 | 0 | 0 | 0 | 0 | 0
DemandResponse | 0 | 0 | 0 | 0 | 0 | 0
IGCC-CCS | 0 | 0 | 0 | 0 | 0 | 0
WT_off | 0 | 0 | 0 | 0 | 0 | 0
PseudoUnit | 0 | 0 | 0 | 0 | 0 | 0
FixedInterchange | 0 | 0 | 0 | 0 | 0 | 0
Emission Cost by Reporting Type: TVA
ReportingType | 2015 | 2020 | 2025 | 2030 | 2035 | 2040
BM | 0 | 0 | 0 | 0 | 0 | 0
CC | 0 | 0 | 0 | 0 | 0 | 0
CSP | 0 | 0 | 0 | 0 | 0 | 0
CT | 0 | 0 | 0 | 0 | 0 | 0
Coal | 0 | 0 | 0 | 0 | 0 | 0
Geo | 0 | 0 | 0 | 0 | 0 | 0
H | 0 | 0 | 0 | 0 | 0 | 0
LFG | 0 | 0 | 0 | 0 | 0 | 0
Nuc | 0 | 0 | 0 | 0 | 0 | 0
PS | 0 | 0 | 0 | 0 | 0 | 0
PV | 0 | 0 | 0 | 0 | 0 | 0
PeakG | 0 | 0 | 0 | 0 | 0 | 0
PeakO | 0 | 0 | 0 | 0 | 0 | 0
ST | 0 | 0 | 0 | 0 | 0 | 0
STOG | 0 | 0 | 0 | 0 | 0 | 0
STWD | 0 | 0 | 0 | 0 | 0 | 0
WT | 0 | 0 | 0 | 0 | 0 | 0
IGCC | 0 | 0 | 0 | 0 | 0 | 0
DemandResponse | 0 | 0 | 0 | 0 | 0 | 0
IGCC-CCS | 0 | 0 | 0 | 0 | 0 | 0
WT_off | 0 | 0 | 0 | 0 | 0 | 0
PseudoUnit | 0 | 0 | 0 | 0 | 0 | 0
FixedInterchange | 0 | 0 | 0 | 0 | 0 | 0
Emission Cost by Reporting Type: TVA_Transmission
ReportingType | 2015 | 2020 | 2025 | 2030 | 2035 | 2040
BM | 0 | 0 | 0 | 0 | 0 | 0
CC | 0 | 0 | 0 | 0 | 0 | 0
CSP | 0 | 0 | 0 | 0 | 0 | 0
CT | 0 | 0 | 0 | 0 | 0 | 0
Coal | 0 | 0 | 0 | 0 | 0 | 0
Geo | 0 | 0 | 0 | 0 | 0 | 0
H | 0 | 0 | 0 | 0 | 0 | 0
LFG | 0 | 0 | 0 | 0 | 0 | 0
Nuc | 0 | 0 | 0 | 0 | 0 | 0
PS | 0 | 0 | 0 | 0 | 0 | 0
PV | 0 | 0 | 0 | 0 | 0 | 0
PeakG | 0 | 0 | 0 | 0 | 0 | 0
PeakO | 0 | 0 | 0 | 0 | 0 | 0
ST | 0 | 0 | 0 | 0 | 0 | 0
STOG | 0 | 0 | 0 | 0 | 0 | 0
STWD | 0 | 0 | 0 | 0 | 0 | 0
WT | 0 | 0 | 0 | 0 | 0 | 0
IGCC | 0 | 0 | 0 | 0 | 0 | 0
DemandResponse | 0 | 0 | 0 | 0 | 0 | 0
IGCC-CCS | 0 | 0 | 0 | 0 | 0 | 0
WT_off | 0 | 0 | 0 | 0 | 0 | 0
PseudoUnit | 0 | 0 | 0 | 0 | 0 | 0
FixedInterchange | 0 | 0 | 0 | 0 | 0 | 0
Emission Cost by Reporting Type: VACAR
ReportingType | 2015 | 2020 | 2025 | 2030 | 2035 | 2040
BM | 0 | 0 | 0 | 0 | 0 | 0
CC | 0 | 0 | 0 | 0 | 0 | 0
CSP | 0 | 0 | 0 | 0 | 0 | 0
CT | 0 | 0 | 0 | 0 | 0 | 0
Coal | 0 | 0 | 0 | 0 | 0 | 0
Geo | 0 | 0 | 0 | 0 | 0 | 0
H | 0 | 0 | 0 | 0 | 0 | 0
LFG | 0 | 0 | 0 | 0 | 0 | 0
Nuc | 0 | 0 | 0 | 0 | 0 | 0
PS | 0 | 0 | 0 | 0 | 0 | 0
PV | 0 | 0 | 0 | 0 | 0 | 0
PeakG | 0 | 0 | 0 | 0 | 0 | 0
PeakO | 0 | 0 | 0 | 0 | 0 | 0
ST | 0 | 0 | 0 | 0 | 0 | 0
STOG | 0 | 0 | 0 | 0 | 0 | 0
STWD | 0 | 0 | 0 | 0 | 0 | 0
WT | 0 | 0 | 0 | 0 | 0 | 0
IGCC | 0 | 0 | 0 | 0 | 0 | 0
DemandResponse | 0 | 0 | 0 | 0 | 0 | 0
IGCC-CCS | 0 | 0 | 0 | 0 | 0 | 0
WT_off | 0 | 0 | 0 | 0 | 0 | 0
PseudoUnit | 0 | 0 | 0 | 0 | 0 | 0
FixedInterchange | 0 | 0 | 0 | 0 | 0 | 0
Emission Cost by Reporting Type: IESO
ReportingType | 2015 | 2020 | 2025 | 2030 | 2035 | 2040
BM | 0 | 0 | 0 | 0 | 0 | 0
CC | 0 | 0 | 0 | 0 | 0 | 0
CSP | 0 | 0 | 0 | 0 | 0 | 0
CT | 0 | 0 | 0 | 0 | 0 | 0
Coal | 0 | 0 | 0 | 0 | 0 | 0
Geo | 0 | 0 | 0 | 0 | 0 | 0
H | 0 | 0 | 0 | 0 | 0 | 0
LFG | 0 | 0 | 0 | 0 | 0 | 0
Nuc | 0 | 0 | 0 | 0 | 0 | 0
PS | 0 | 0 | 0 | 0 | 0 | 0
PV | 0 | 0 | 0 | 0 | 0 | 0
PeakG | 0 | 0 | 0 | 0 | 0 | 0
PeakO | 0 | 0 | 0 | 0 | 0 | 0
ST | 0 | 0 | 0 | 0 | 0 | 0
STOG | 0 | 0 | 0 | 0 | 0 | 0
STWD | 0 | 0 | 0 | 0 | 0 | 0
WT | 0 | 0 | 0 | 0 | 0 | 0
IGCC | 0 | 0 | 0 | 0 | 0 | 0
DemandResponse | 0 | 0 | 0 | 0 | 0 | 0
IGCC-CCS | 0 | 0 | 0 | 0 | 0 | 0
WT_off | 0 | 0 | 0 | 0 | 0 | 0
PseudoUnit | 0 | 0 | 0 | 0 | 0 | 0
FixedInterchange | 0 | 0 | 0 | 0 | 0 | 0
Emission Cost by Reporting Type: MAPP_CA
ReportingType | 2015 | 2020 | 2025 | 2030 | 2035 | 2040
BM | 0 | 0 | 0 | 0 | 0 | 0
CC | 0 | 0 | 0 | 0 | 0 | 0
CSP | 0 | 0 | 0 | 0 | 0 | 0
CT | 0 | 0 | 0 | 0 | 0 | 0
Coal | 0 | 0 | 0 | 0 | 0 | 0
Geo | 0 | 0 | 0 | 0 | 0 | 0
H | 0 | 0 | 0 | 0 | 0 | 0
LFG | 0 | 0 | 0 | 0 | 0 | 0
Nuc | 0 | 0 | 0 | 0 | 0 | 0
PS | 0 | 0 | 0 | 0 | 0 | 0
PV | 0 | 0 | 0 | 0 | 0 | 0
PeakG | 0 | 0 | 0 | 0 | 0 | 0
PeakO | 0 | 0 | 0 | 0 | 0 | 0
ST | 0 | 0 | 0 | 0 | 0 | 0
STOG | 0 | 0 | 0 | 0 | 0 | 0
STWD | 0 | 0 | 0 | 0 | 0 | 0
WT | 0 | 0 | 0 | 0 | 0 | 0
IGCC | 0 | 0 | 0 | 0 | 0 | 0
DemandResponse | 0 | 0 | 0 | 0 | 0 | 0
IGCC-CCS | 0 | 0 | 0 | 0 | 0 | 0
WT_off | 0 | 0 | 0 | 0 | 0 | 0
PseudoUnit | 0 | 0 | 0 | 0 | 0 | 0
FixedInterchange | 0 | 0 | 0 | 0 | 0 | 0
Emission Cost by Reporting Type: AZ_NM_SNV_Coal
ReportingType | 2015 | 2020 | 2025 | 2030 | 2035 | 2040
BM | 0 | 0 | 0 | 0 | 0 | 0
CC | 0 | 0 | 0 | 0 | 0 | 0
CSP | 0 | 0 | 0 | 0 | 0 | 0
CT | 0 | 0 | 0 | 0 | 0 | 0
Coal | 0 | 0 | 0 | 0 | 0 | 0
Geo | 0 | 0 | 0 | 0 | 0 | 0
H | 0 | 0 | 0 | 0 | 0 | 0
LFG | 0 | 0 | 0 | 0 | 0 | 0
Nuc | 0 | 0 | 0 | 0 | 0 | 0
PS | 0 | 0 | 0 | 0 | 0 | 0
PV | 0 | 0 | 0 | 0 | 0 | 0
PeakG | 0 | 0 | 0 | 0 | 0 | 0
PeakO | 0 | 0 | 0 | 0 | 0 | 0
ST | 0 | 0 | 0 | 0 | 0 | 0
STOG | 0 | 0 | 0 | 0 | 0 | 0
STWD | 0 | 0 | 0 | 0 | 0 | 0
WT | 0 | 0 | 0 | 0 | 0 | 0
IGCC | 0 | 0 | 0 | 0 | 0 | 0
DemandResponse | 0 | 0 | 0 | 0 | 0 | 0
IGCC-CCS | 0 | 0 | 0 | 0 | 0 | 0
WT_off | 0 | 0 | 0 | 0 | 0 | 0
PseudoUnit | 0 | 0 | 0 | 0 | 0 | 0
FixedInterchange | 0 | 0 | 0 | 0 | 0 | 0
Emission Cost by Reporting Type: AZ_NM_SNV_Gas
ReportingType | 2015 | 2020 | 2025 | 2030 | 2035 | 2040
BM | 0 | 0 | 0 | 0 | 0 | 0
CC | 0 | 0 | 0 | 0 | 0 | 0
CSP | 0 | 0 | 0 | 0 | 0 | 0
CT | 0 | 0 | 0 | 0 | 0 | 0
Coal | 0 | 0 | 0 | 0 | 0 | 0
Geo | 0 | 0 | 0 | 0 | 0 | 0
H | 0 | 0 | 0 | 0 | 0 | 0
LFG | 0 | 0 | 0 | 0 | 0 | 0
Nuc | 0 | 0 | 0 | 0 | 0 | 0
PS | 0 | 0 | 0 | 0 | 0 | 0
PV | 0 | 0 | 0 | 0 | 0 | 0
PeakG | 0 | 0 | 0 | 0 | 0 | 0
PeakO | 0 | 0 | 0 | 0 | 0 | 0
ST | 0 | 0 | 0 | 0 | 0 | 0
STOG | 0 | 0 | 0 | 0 | 0 | 0
STWD | 0 | 0 | 0 | 0 | 0 | 0
WT | 0 | 0 | 0 | 0 | 0 | 0
IGCC | 0 | 0 | 0 | 0 | 0 | 0
DemandResponse | 0 | 0 | 0 | 0 | 0 | 0
IGCC-CCS | 0 | 0 | 0 | 0 | 0 | 0
WT_off | 0 | 0 | 0 | 0 | 0 | 0
PseudoUnit | 0 | 0 | 0 | 0 | 0 | 0
FixedInterchange | 0 | 0 | 0 | 0 | 0 | 0
Emission Cost by Reporting Type: AZ_NM_SNV_NucRenew
ReportingType | 2015 | 2020 | 2025 | 2030 | 2035 | 2040
BM | 0 | 0 | 0 | 0 | 0 | 0
CC | 0 | 0 | 0 | 0 | 0 | 0
CSP | 0 | 0 | 0 | 0 | 0 | 0
CT | 0 | 0 | 0 | 0 | 0 | 0
Coal | 0 | 0 | 0 | 0 | 0 | 0
Geo | 0 | 0 | 0 | 0 | 0 | 0
H | 0 | 0 | 0 | 0 | 0 | 0
LFG | 0 | 0 | 0 | 0 | 0 | 0
Nuc | 0 | 0 | 0 | 0 | 0 | 0
PS | 0 | 0 | 0 | 0 | 0 | 0
PV | 0 | 0 | 0 | 0 | 0 | 0
PeakG | 0 | 0 | 0 | 0 | 0 | 0
PeakO | 0 | 0 | 0 | 0 | 0 | 0
ST | 0 | 0 | 0 | 0 | 0 | 0
STOG | 0 | 0 | 0 | 0 | 0 | 0
STWD | 0 | 0 | 0 | 0 | 0 | 0
WT | 0 | 0 | 0 | 0 | 0 | 0
IGCC | 0 | 0 | 0 | 0 | 0 | 0
DemandResponse | 0 | 0 | 0 | 0 | 0 | 0
IGCC-CCS | 0 | 0 | 0 | 0 | 0 | 0
WT_off | 0 | 0 | 0 | 0 | 0 | 0
PseudoUnit | 0 | 0 | 0 | 0 | 0 | 0
FixedInterchange | 0 | 0 | 0 | 0 | 0 | 0
Emission Cost by Reporting Type: ERCOT
ReportingType | 2015 | 2020 | 2025 | 2030 | 2035 | 2040
BM | 0 | 0 | 0 | 0 | 0 | 0
CC | 0 | 0 | 0 | 0 | 0 | 0
CSP | 0 | 0 | 0 | 0 | 0 | 0
CT | 0 | 0 | 0 | 0 | 0 | 0
Coal | 0 | 0 | 0 | 0 | 0 | 0
Geo | 0 | 0 | 0 | 0 | 0 | 0
H | 0 | 0 | 0 | 0 | 0 | 0
LFG | 0 | 0 | 0 | 0 | 0 | 0
Nuc | 0 | 0 | 0 | 0 | 0 | 0
PS | 0 | 0 | 0 | 0 | 0 | 0
PV | 0 | 0 | 0 | 0 | 0 | 0
PeakG | 0 | 0 | 0 | 0 | 0 | 0
PeakO | 0 | 0 | 0 | 0 | 0 | 0
ST | 0 | 0 | 0 | 0 | 0 | 0
STOG | 0 | 0 | 0 | 0 | 0 | 0
STWD | 0 | 0 | 0 | 0 | 0 | 0
WT | 0 | 0 | 0 | 0 | 0 | 0
IGCC | 0 | 0 | 0 | 0 | 0 | 0
DemandResponse | 0 | 0 | 0 | 0 | 0 | 0
IGCC-CCS | 0 | 0 | 0 | 0 | 0 | 0
WT_off | 0 | 0 | 0 | 0 | 0 | 0
PseudoUnit | 0 | 0 | 0 | 0 | 0 | 0
FixedInterchange | 0 | 0 | 0 | 0 | 0 | 0
Emission Cost by Reporting Type: NP15
ReportingType | 2015 | 2020 | 2025 | 2030 | 2035 | 2040
BM | 0 | 0 | 0 | 0 | 0 | 0
CC | 0 | 0 | 0 | 0 | 0 | 0
CSP | 0 | 0 | 0 | 0 | 0 | 0
CT | 0 | 0 | 0 | 0 | 0 | 0
Coal | 0 | 0 | 0 | 0 | 0 | 0
Geo | 0 | 0 | 0 | 0 | 0 | 0
H | 0 | 0 | 0 | 0 | 0 | 0
LFG | 0 | 0 | 0 | 0 | 0 | 0
Nuc | 0 | 0 | 0 | 0 | 0 | 0
PS | 0 | 0 | 0 | 0 | 0 | 0
PV | 0 | 0 | 0 | 0 | 0 | 0
PeakG | 0 | 0 | 0 | 0 | 0 | 0
PeakO | 0 | 0 | 0 | 0 | 0 | 0
ST | 0 | 0 | 0 | 0 | 0 | 0
STOG | 0 | 0 | 0 | 0 | 0 | 0
STWD | 0 | 0 | 0 | 0 | 0 | 0
WT | 0 | 0 | 0 | 0 | 0 | 0
IGCC | 0 | 0 | 0 | 0 | 0 | 0
DemandResponse | 0 | 0 | 0 | 0 | 0 | 0
IGCC-CCS | 0 | 0 | 0 | 0 | 0 | 0
WT_off | 0 | 0 | 0 | 0 | 0 | 0
PseudoUnit | 0 | 0 | 0 | 0 | 0 | 0
FixedInterchange | 0 | 0 | 0 | 0 | 0 | 0
Emission Cost by Reporting Type: NWPP_Coal
ReportingType | 2015 | 2020 | 2025 | 2030 | 2035 | 2040
BM | 0 | 0 | 0 | 0 | 0 | 0
CC | 0 | 0 | 0 | 0 | 0 | 0
CSP | 0 | 0 | 0 | 0 | 0 | 0
CT | 0 | 0 | 0 | 0 | 0 | 0
Coal | 0 | 0 | 0 | 0 | 0 | 0
Geo | 0 | 0 | 0 | 0 | 0 | 0
H | 0 | 0 | 0 | 0 | 0 | 0
LFG | 0 | 0 | 0 | 0 | 0 | 0
Nuc | 0 | 0 | 0 | 0 | 0 | 0
PS | 0 | 0 | 0 | 0 | 0 | 0
PV | 0 | 0 | 0 | 0 | 0 | 0
PeakG | 0 | 0 | 0 | 0 | 0 | 0
PeakO | 0 | 0 | 0 | 0 | 0 | 0
ST | 0 | 0 | 0 | 0 | 0 | 0
STOG | 0 | 0 | 0 | 0 | 0 | 0
STWD | 0 | 0 | 0 | 0 | 0 | 0
WT | 0 | 0 | 0 | 0 | 0 | 0
IGCC | 0 | 0 | 0 | 0 | 0 | 0
DemandResponse | 0 | 0 | 0 | 0 | 0 | 0
IGCC-CCS | 0 | 0 | 0 | 0 | 0 | 0
WT_off | 0 | 0 | 0 | 0 | 0 | 0
PseudoUnit | 0 | 0 | 0 | 0 | 0 | 0
FixedInterchange | 0 | 0 | 0 | 0 | 0 | 0
Emission Cost by Reporting Type: NWPP_Gas
ReportingType | 2015 | 2020 | 2025 | 2030 | 2035 | 2040
BM | 0 | 0 | 0 | 0 | 0 | 0
CC | 0 | 0 | 0 | 0 | 0 | 0
CSP | 0 | 0 | 0 | 0 | 0 | 0
CT | 0 | 0 | 0 | 0 | 0 | 0
Coal | 0 | 0 | 0 | 0 | 0 | 0
Geo | 0 | 0 | 0 | 0 | 0 | 0
H | 0 | 0 | 0 | 0 | 0 | 0
LFG | 0 | 0 | 0 | 0 | 0 | 0
Nuc | 0 | 0 | 0 | 0 | 0 | 0
PS | 0 | 0 | 0 | 0 | 0 | 0
PV | 0 | 0 | 0 | 0 | 0 | 0
PeakG | 0 | 0 | 0 | 0 | 0 | 0
PeakO | 0 | 0 | 0 | 0 | 0 | 0
ST | 0 | 0 | 0 | 0 | 0 | 0
STOG | 0 | 0 | 0 | 0 | 0 | 0
STWD | 0 | 0 | 0 | 0 | 0 | 0
WT | 0 | 0 | 0 | 0 | 0 | 0
IGCC | 0 | 0 | 0 | 0 | 0 | 0
DemandResponse | 0 | 0 | 0 | 0 | 0 | 0
IGCC-CCS | 0 | 0 | 0 | 0 | 0 | 0
WT_off | 0 | 0 | 0 | 0 | 0 | 0
PseudoUnit | 0 | 0 | 0 | 0 | 0 | 0
FixedInterchange | 0 | 0 | 0 | 0 | 0 | 0
Emission Cost by Reporting Type: NWPP_NucRenew
ReportingType | 2015 | 2020 | 2025 | 2030 | 2035 | 2040
BM | 0 | 0 | 0 | 0 | 0 | 0
CC | 0 | 0 | 0 | 0 | 0 | 0
CSP | 0 | 0 | 0 | 0 | 0 | 0
CT | 0 | 0 | 0 | 0 | 0 | 0
Coal | 0 | 0 | 0 | 0 | 0 | 0
Geo | 0 | 0 | 0 | 0 | 0 | 0
H | 0 | 0 | 0 | 0 | 0 | 0
LFG | 0 | 0 | 0 | 0 | 0 | 0
Nuc | 0 | 0 | 0 | 0 | 0 | 0
PS | 0 | 0 | 0 | 0 | 0 | 0
PV | 0 | 0 | 0 | 0 | 0 | 0
PeakG | 0 | 0 | 0 | 0 | 0 | 0
PeakO | 0 | 0 | 0 | 0 | 0 | 0
ST | 0 | 0 | 0 | 0 | 0 | 0
STOG | 0 | 0 | 0 | 0 | 0 | 0
STWD | 0 | 0 | 0 | 0 | 0 | 0
WT | 0 | 0 | 0 | 0 | 0 | 0
IGCC | 0 | 0 | 0 | 0 | 0 | 0
DemandResponse | 0 | 0 | 0 | 0 | 0 | 0
IGCC-CCS | 0 | 0 | 0 | 0 | 0 | 0
WT_off | 0 | 0 | 0 | 0 | 0 | 0
PseudoUnit | 0 | 0 | 0 | 0 | 0 | 0
FixedInterchange | 0 | 0 | 0 | 0 | 0 | 0
Emission Cost by Reporting Type: RMPA
ReportingType | 2015 | 2020 | 2025 | 2030 | 2035 | 2040
BM | 0 | 0 | 0 | 0 | 0 | 0
CC | 0 | 0 | 0 | 0 | 0 | 0
CSP | 0 | 0 | 0 | 0 | 0 | 0
CT | 0 | 0 | 0 | 0 | 0 | 0
Coal | 0 | 0 | 0 | 0 | 0 | 0
Geo | 0 | 0 | 0 | 0 | 0 | 0
H | 0 | 0 | 0 | 0 | 0 | 0
LFG | 0 | 0 | 0 | 0 | 0 | 0
Nuc | 0 | 0 | 0 | 0 | 0 | 0
PS | 0 | 0 | 0 | 0 | 0 | 0
PV | 0 | 0 | 0 | 0 | 0 | 0
PeakG | 0 | 0 | 0 | 0 | 0 | 0
PeakO | 0 | 0 | 0 | 0 | 0 | 0
ST | 0 | 0 | 0 | 0 | 0 | 0
STOG | 0 | 0 | 0 | 0 | 0 | 0
STWD | 0 | 0 | 0 | 0 | 0 | 0
WT | 0 | 0 | 0 | 0 | 0 | 0
IGCC | 0 | 0 | 0 | 0 | 0 | 0
DemandResponse | 0 | 0 | 0 | 0 | 0 | 0
IGCC-CCS | 0 | 0 | 0 | 0 | 0 | 0
WT_off | 0 | 0 | 0 | 0 | 0 | 0
PseudoUnit | 0 | 0 | 0 | 0 | 0 | 0
FixedInterchange | 0 | 0 | 0 | 0 | 0 | 0
Emission Cost by Reporting Type: SP15
ReportingType | 2015 | 2020 | 2025 | 2030 | 2035 | 2040
BM | 0 | 0 | 0 | 0 | 0 | 0
CC | 0 | 0 | 0 | 0 | 0 | 0
CSP | 0 | 0 | 0 | 0 | 0 | 0
CT | 0 | 0 | 0 | 0 | 0 | 0
Coal | 0 | 0 | 0 | 0 | 0 | 0
Geo | 0 | 0 | 0 | 0 | 0 | 0
H | 0 | 0 | 0 | 0 | 0 | 0
LFG | 0 | 0 | 0 | 0 | 0 | 0
Nuc | 0 | 0 | 0 | 0 | 0 | 0
PS | 0 | 0 | 0 | 0 | 0 | 0
PV | 0 | 0 | 0 | 0 | 0 | 0
PeakG | 0 | 0 | 0 | 0 | 0 | 0
PeakO | 0 | 0 | 0 | 0 | 0 | 0
ST | 0 | 0 | 0 | 0 | 0 | 0
STOG | 0 | 0 | 0 | 0 | 0 | 0
STWD | 0 | 0 | 0 | 0 | 0 | 0
WT | 0 | 0 | 0 | 0 | 0 | 0
IGCC | 0 | 0 | 0 | 0 | 0 | 0
DemandResponse | 0 | 0 | 0 | 0 | 0 | 0
IGCC-CCS | 0 | 0 | 0 | 0 | 0 | 0
WT_off | 0 | 0 | 0 | 0 | 0 | 0
PseudoUnit | 0 | 0 | 0 | 0 | 0 | 0
FixedInterchange | 0 | 0 | 0 | 0 | 0 | 0
Emission Cost by Reporting Type: ALB
ReportingType | 2015 | 2020 | 2025 | 2030 | 2035 | 2040
BM | 0 | 0 | 0 | 0 | 0 | 0
CC | 0 | 0 | 0 | 0 | 0 | 0
CSP | 0 | 0 | 0 | 0 | 0 | 0
CT | 0 | 0 | 0 | 0 | 0 | 0
Coal | 0 | 0 | 0 | 0 | 0 | 0
Geo | 0 | 0 | 0 | 0 | 0 | 0
H | 0 | 0 | 0 | 0 | 0 | 0
LFG | 0 | 0 | 0 | 0 | 0 | 0
Nuc | 0 | 0 | 0 | 0 | 0 | 0
PS | 0 | 0 | 0 | 0 | 0 | 0
PV | 0 | 0 | 0 | 0 | 0 | 0
PeakG | 0 | 0 | 0 | 0 | 0 | 0
PeakO | 0 | 0 | 0 | 0 | 0 | 0
ST | 0 | 0 | 0 | 0 | 0 | 0
STOG | 0 | 0 | 0 | 0 | 0 | 0
STWD | 0 | 0 | 0 | 0 | 0 | 0
WT | 0 | 0 | 0 | 0 | 0 | 0
IGCC | 0 | 0 | 0 | 0 | 0 | 0
DemandResponse | 0 | 0 | 0 | 0 | 0 | 0
IGCC-CCS | 0 | 0 | 0 | 0 | 0 | 0
WT_off | 0 | 0 | 0 | 0 | 0 | 0
PseudoUnit | 0 | 0 | 0 | 0 | 0 | 0
FixedInterchange | 0 | 0 | 0 | 0 | 0 | 0
Emission Cost by Reporting Type: BC
ReportingType | 2015 | 2020 | 2025 | 2030 | 2035 | 2040
BM | 0 | 0 | 0 | 0 | 0 | 0
CC | 0 | 0 | 0 | 0 | 0 | 0
CSP | 0 | 0 | 0 | 0 | 0 | 0
CT | 0 | 0 | 0 | 0 | 0 | 0
Coal | 0 | 0 | 0 | 0 | 0 | 0
Geo | 0 | 0 | 0 | 0 | 0 | 0
H | 0 | 0 | 0 | 0 | 0 | 0
LFG | 0 | 0 | 0 | 0 | 0 | 0
Nuc | 0 | 0 | 0 | 0 | 0 | 0
PS | 0 | 0 | 0 | 0 | 0 | 0
PV | 0 | 0 | 0 | 0 | 0 | 0
PeakG | 0 | 0 | 0 | 0 | 0 | 0
PeakO | 0 | 0 | 0 | 0 | 0 | 0
ST | 0 | 0 | 0 | 0 | 0 | 0
STOG | 0 | 0 | 0 | 0 | 0 | 0
STWD | 0 | 0 | 0 | 0 | 0 | 0
WT | 0 | 0 | 0 | 0 | 0 | 0
IGCC | 0 | 0 | 0 | 0 | 0 | 0
DemandResponse | 0 | 0 | 0 | 0 | 0 | 0
IGCC-CCS | 0 | 0 | 0 | 0 | 0 | 0
WT_off | 0 | 0 | 0 | 0 | 0 | 0
PseudoUnit | 0 | 0 | 0 | 0 | 0 | 0
FixedInterchange | 0 | 0 | 0 | 0 | 0 | 0
Emission Cost by Reporting Type: HQ_IESO
ReportingType | 2015 | 2020 | 2025 | 2030 | 2035 | 2040
BM | 0 | 0 | 0 | 0 | 0 | 0
CC | 0 | 0 | 0 | 0 | 0 | 0
CSP | 0 | 0 | 0 | 0 | 0 | 0
CT | 0 | 0 | 0 | 0 | 0 | 0
Coal | 0 | 0 | 0 | 0 | 0 | 0
Geo | 0 | 0 | 0 | 0 | 0 | 0
H | 0 | 0 | 0 | 0 | 0 | 0
LFG | 0 | 0 | 0 | 0 | 0 | 0
Nuc | 0 | 0 | 0 | 0 | 0 | 0
PS | 0 | 0 | 0 | 0 | 0 | 0
PV | 0 | 0 | 0 | 0 | 0 | 0
PeakG | 0 | 0 | 0 | 0 | 0 | 0
PeakO | 0 | 0 | 0 | 0 | 0 | 0
ST | 0 | 0 | 0 | 0 | 0 | 0
STOG | 0 | 0 | 0 | 0 | 0 | 0
STWD | 0 | 0 | 0 | 0 | 0 | 0
WT | 0 | 0 | 0 | 0 | 0 | 0
IGCC | 0 | 0 | 0 | 0 | 0 | 0
DemandResponse | 0 | 0 | 0 | 0 | 0 | 0
IGCC-CCS | 0 | 0 | 0 | 0 | 0 | 0
WT_off | 0 | 0 | 0 | 0 | 0 | 0
PseudoUnit | 0 | 0 | 0 | 0 | 0 | 0
FixedInterchange | 0 | 0 | 0 | 0 | 0 | 0
Emission Cost by Reporting Type: HQ_NEISO
ReportingType | 2015 | 2020 | 2025 | 2030 | 2035 | 2040
BM | 0 | 0 | 0 | 0 | 0 | 0
CC | 0 | 0 | 0 | 0 | 0 | 0
CSP | 0 | 0 | 0 | 0 | 0 | 0
CT | 0 | 0 | 0 | 0 | 0 | 0
Coal | 0 | 0 | 0 | 0 | 0 | 0
Geo | 0 | 0 | 0 | 0 | 0 | 0
H | 0 | 0 | 0 | 0 | 0 | 0
LFG | 0 | 0 | 0 | 0 | 0 | 0
Nuc | 0 | 0 | 0 | 0 | 0 | 0
PS | 0 | 0 | 0 | 0 | 0 | 0
PV | 0 | 0 | 0 | 0 | 0 | 0
PeakG | 0 | 0 | 0 | 0 | 0 | 0
PeakO | 0 | 0 | 0 | 0 | 0 | 0
ST | 0 | 0 | 0 | 0 | 0 | 0
STOG | 0 | 0 | 0 | 0 | 0 | 0
STWD | 0 | 0 | 0 | 0 | 0 | 0
WT | 0 | 0 | 0 | 0 | 0 | 0
IGCC | 0 | 0 | 0 | 0 | 0 | 0
DemandResponse | 0 | 0 | 0 | 0 | 0 | 0
IGCC-CCS | 0 | 0 | 0 | 0 | 0 | 0
WT_off | 0 | 0 | 0 | 0 | 0 | 0
PseudoUnit | 0 | 0 | 0 | 0 | 0 | 0
FixedInterchange | 0 | 0 | 0 | 0 | 0 | 0
Emission Cost by Reporting Type: HQ_NY
ReportingType | 2015 | 2020 | 2025 | 2030 | 2035 | 2040
BM | 0 | 0 | 0 | 0 | 0 | 0
CC | 0 | 0 | 0 | 0 | 0 | 0
CSP | 0 | 0 | 0 | 0 | 0 | 0
CT | 0 | 0 | 0 | 0 | 0 | 0
Coal | 0 | 0 | 0 | 0 | 0 | 0
Geo | 0 | 0 | 0 | 0 | 0 | 0
H | 0 | 0 | 0 | 0 | 0 | 0
LFG | 0 | 0 | 0 | 0 | 0 | 0
Nuc | 0 | 0 | 0 | 0 | 0 | 0
PS | 0 | 0 | 0 | 0 | 0 | 0
PV | 0 | 0 | 0 | 0 | 0 | 0
PeakG | 0 | 0 | 0 | 0 | 0 | 0
PeakO | 0 | 0 | 0 | 0 | 0 | 0
ST | 0 | 0 | 0 | 0 | 0 | 0
STOG | 0 | 0 | 0 | 0 | 0 | 0
STWD | 0 | 0 | 0 | 0 | 0 | 0
WT | 0 | 0 | 0 | 0 | 0 | 0
IGCC | 0 | 0 | 0 | 0 | 0 | 0
DemandResponse | 0 | 0 | 0 | 0 | 0 | 0
IGCC-CCS | 0 | 0 | 0 | 0 | 0 | 0
WT_off | 0 | 0 | 0 | 0 | 0 | 0
PseudoUnit | 0 | 0 | 0 | 0 | 0 | 0
FixedInterchange | 0 | 0 | 0 | 0 | 0 | 0
Emission Cost by Reporting Type: MARITIMES
ReportingType | 2015 | 2020 | 2025 | 2030 | 2035 | 2040
BM | 0 | 0 | 0 | 0 | 0 | 0
CC | 0 | 0 | 0 | 0 | 0 | 0
CSP | 0 | 0 | 0 | 0 | 0 | 0
CT | 0 | 0 | 0 | 0 | 0 | 0
Coal | 0 | 0 | 0 | 0 | 0 | 0
Geo | 0 | 0 | 0 | 0 | 0 | 0
H | 0 | 0 | 0 | 0 | 0 | 0
LFG | 0 | 0 | 0 | 0 | 0 | 0
Nuc | 0 | 0 | 0 | 0 | 0 | 0
PS | 0 | 0 | 0 | 0 | 0 | 0
PV | 0 | 0 | 0 | 0 | 0 | 0
PeakG | 0 | 0 | 0 | 0 | 0 | 0
PeakO | 0 | 0 | 0 | 0 | 0 | 0
ST | 0 | 0 | 0 | 0 | 0 | 0
STOG | 0 | 0 | 0 | 0 | 0 | 0
STWD | 0 | 0 | 0 | 0 | 0 | 0
WT | 0 | 0 | 0 | 0 | 0 | 0
IGCC | 0 | 0 | 0 | 0 | 0 | 0
DemandResponse | 0 | 0 | 0 | 0 | 0 | 0
IGCC-CCS | 0 | 0 | 0 | 0 | 0 | 0
WT_off | 0 | 0 | 0 | 0 | 0 | 0
PseudoUnit | 0 | 0 | 0 | 0 | 0 | 0
FixedInterchange | 0 | 0 | 0 | 0 | 0 | 0
Emission Cost by Reporting Type: All
ReportingType | 2015 | 2020 | 2025 | 2030 | 2035 | 2040
BM | 0 | 0 | 0 | 0 | 0 | 0
CC | 70.68 | 88.97 | 91.5 | 103.15 | 136.92 | 160.66
CSP | 0 | 0 | 0 | 0 | 0 | 0
CT | 0 | 0.01 | 0.05 | 0.34 | 1.01 | 2.06
Coal | 11.54 | 22.71 | 27.63 | 28.56 | 29.44 | 29.87
Geo | 0 | 0 | 0 | 0 | 0 | 0
H | 0 | 0 | 0 | 0 | 0 | 0
LFG | 0 | 0 | 0 | 0 | 0 | 0
Nuc | 0 | 0 | 0 | 0 | 0 | 0
PS | 0 | 0 | 0 | 0 | 0 | 0
PV | 0 | 0 | 0 | 0 | 0 | 0
PeakG | 0.1 | 0.39 | 0.97 | 1.54 | 2.26 | 2.68
PeakO | 0 | 0 | 0 | 0 | 0 | 0
ST | 0 | 0 | 0 | 0 | 0 | 0
STOG | 1.2 | 2.1 | 3 | 3.69 | 3.69 | 4.06
STWD | 0 | 0 | 0 | 0 | 0 | 0
WT | 0 | 0 | 0 | 0 | 0 | 0
IGCC | 0 | 0 | 0 | 0 | 0 | 0
DemandResponse | 0 | 0 | 0 | 0 | 0 | 0
IGCC-CCS | 0 | 0 | 0 | 0 | 0 | 0
WT_off | 0 | 0 | 0 | 0 | 0 | 0
PseudoUnit | 0 | 0 | 0 | 0 | 0 | 0
FixedInterchange | 0 | 0 | 0 | 0 | 0 | 0
Emission Cost by Reporting Type: EI_US
ReportingType | 2015 | 2020 | 2025 | 2030 | 2035 | 2040
BM | 0 | 0 | 0 | 0 | 0 | 0
CC | 70.68 | 88.97 | 91.5 | 103.15 | 136.92 | 160.66
CSP | 0 | 0 | 0 | 0 | 0 | 0
CT | 0 | 0.01 | 0.05 | 0.34 | 1.01 | 2.06
Coal | 11.54 | 22.71 | 27.63 | 28.56 | 29.44 | 29.87
Geo | 0 | 0 | 0 | 0 | 0 | 0
H | 0 | 0 | 0 | 0 | 0 | 0
LFG | 0 | 0 | 0 | 0 | 0 | 0
Nuc | 0 | 0 | 0 | 0 | 0 | 0
PS | 0 | 0 | 0 | 0 | 0 | 0
PV | 0 | 0 | 0 | 0 | 0 | 0
PeakG | 0.1 | 0.39 | 0.97 | 1.54 | 2.26 | 2.68
PeakO | 0 | 0 | 0 | 0 | 0 | 0
ST | 0 | 0 | 0 | 0 | 0 | 0
STOG | 1.2 | 2.1 | 3 | 3.69 | 3.69 | 4.06
STWD | 0 | 0 | 0 | 0 | 0 | 0
WT | 0 | 0 | 0 | 0 | 0 | 0
IGCC | 0 | 0 | 0 | 0 | 0 | 0
DemandResponse | 0 | 0 | 0 | 0 | 0 | 0
IGCC-CCS | 0 | 0 | 0 | 0 | 0 | 0
WT_off | 0 | 0 | 0 | 0 | 0 | 0
PseudoUnit | 0 | 0 | 0 | 0 | 0 | 0
FixedInterchange | 0 | 0 | 0 | 0 | 0 | 0
Emission Cost by Reporting Type: EI_Canada
ReportingType | 2015 | 2020 | 2025 | 2030 | 2035 | 2040
BM | 0 | 0 | 0 | 0 | 0 | 0
CC | 0 | 0 | 0 | 0 | 0 | 0
CSP | 0 | 0 | 0 | 0 | 0 | 0
CT | 0 | 0 | 0 | 0 | 0 | 0
Coal | 0 | 0 | 0 | 0 | 0 | 0
Geo | 0 | 0 | 0 | 0 | 0 | 0
H | 0 | 0 | 0 | 0 | 0 | 0
LFG | 0 | 0 | 0 | 0 | 0 | 0
Nuc | 0 | 0 | 0 | 0 | 0 | 0
PS | 0 | 0 | 0 | 0 | 0 | 0
PV | 0 | 0 | 0 | 0 | 0 | 0
PeakG | 0 | 0 | 0 | 0 | 0 | 0
PeakO | 0 | 0 | 0 | 0 | 0 | 0
ST | 0 | 0 | 0 | 0 | 0 | 0
STOG | 0 | 0 | 0 | 0 | 0 | 0
STWD | 0 | 0 | 0 | 0 | 0 | 0
WT | 0 | 0 | 0 | 0 | 0 | 0
IGCC | 0 | 0 | 0 | 0 | 0 | 0
DemandResponse | 0 | 0 | 0 | 0 | 0 | 0
IGCC-CCS | 0 | 0 | 0 | 0 | 0 | 0
WT_off | 0 | 0 | 0 | 0 | 0 | 0
PseudoUnit | 0 | 0 | 0 | 0 | 0 | 0
FixedInterchange | 0 | 0 | 0 | 0 | 0 | 0
Emission Cost by Reporting Type: EI
ReportingType | 2015 | 2020 | 2025 | 2030 | 2035 | 2040
BM | 0 | 0 | 0 | 0 | 0 | 0
CC | 70.68 | 88.97 | 91.5 | 103.15 | 136.92 | 160.66
CSP | 0 | 0 | 0 | 0 | 0 | 0
CT | 0 | 0.01 | 0.05 | 0.34 | 1.01 | 2.06
Coal | 11.54 | 22.71 | 27.63 | 28.56 | 29.44 | 29.87
Geo | 0 | 0 | 0 | 0 | 0 | 0
H | 0 | 0 | 0 | 0 | 0 | 0
LFG | 0 | 0 | 0 | 0 | 0 | 0
Nuc | 0 | 0 | 0 | 0 | 0 | 0
PS | 0 | 0 | 0 | 0 | 0 | 0
PV | 0 | 0 | 0 | 0 | 0 | 0
PeakG | 0.1 | 0.39 | 0.97 | 1.54 | 2.26 | 2.68
PeakO | 0 | 0 | 0 | 0 | 0 | 0
ST | 0 | 0 | 0 | 0 | 0 | 0
STOG | 1.2 | 2.1 | 3 | 3.69 | 3.69 | 4.06
STWD | 0 | 0 | 0 | 0 | 0 | 0
WT | 0 | 0 | 0 | 0 | 0 | 0
IGCC | 0 | 0 | 0 | 0 | 0 | 0
DemandResponse | 0 | 0 | 0 | 0 | 0 | 0
IGCC-CCS | 0 | 0 | 0 | 0 | 0 | 0
WT_off | 0 | 0 | 0 | 0 | 0 | 0
PseudoUnit | 0 | 0 | 0 | 0 | 0 | 0
FixedInterchange | 0 | 0 | 0 | 0 | 0 | 0
Emission Cost by Reporting Type: Outside_EI
ReportingType | 2015 | 2020 | 2025 | 2030 | 2035 | 2040
BM | 0 | 0 | 0 | 0 | 0 | 0
CC | 0 | 0 | 0 | 0 | 0 | 0
CSP | 0 | 0 | 0 | 0 | 0 | 0
CT | 0 | 0 | 0 | 0 | 0 | 0
Coal | 0 | 0 | 0 | 0 | 0 | 0
Geo | 0 | 0 | 0 | 0 | 0 | 0
H | 0 | 0 | 0 | 0 | 0 | 0
LFG | 0 | 0 | 0 | 0 | 0 | 0
Nuc | 0 | 0 | 0 | 0 | 0 | 0
PS | 0 | 0 | 0 | 0 | 0 | 0
PV | 0 | 0 | 0 | 0 | 0 | 0
PeakG | 0 | 0 | 0 | 0 | 0 | 0
PeakO | 0 | 0 | 0 | 0 | 0 | 0
ST | 0 | 0 | 0 | 0 | 0 | 0
STOG | 0 | 0 | 0 | 0 | 0 | 0
STWD | 0 | 0 | 0 | 0 | 0 | 0
WT | 0 | 0 | 0 | 0 | 0 | 0
IGCC | 0 | 0 | 0 | 0 | 0 | 0
DemandResponse | 0 | 0 | 0 | 0 | 0 | 0
IGCC-CCS | 0 | 0 | 0 | 0 | 0 | 0
WT_off | 0 | 0 | 0 | 0 | 0 | 0
PseudoUnit | 0 | 0 | 0 | 0 | 0 | 0
FixedInterchange | 0 | 0 | 0 | 0 | 0 | 0
#8 | Base VOM Costs ($million)
Base VOM Costs by Reporting Type: Entergy
ReportingType | 2015 | 2020 | 2025 | 2030 | 2035 | 2040
BM | 0 | 0 | 0 | 0 | 0 | 0
CC | 149.86 | 200.33 | 197.86 | 201.22 | 214.22 | 183.28
CSP | 0 | 0 | 0 | 0 | 0 | 0
CT | 0 | 0 | 0 | 0 | 0 | 0
Coal | 233.41 | 223.22 | 247.31 | 252.94 | 252.94 | 353.76
Geo | 0 | 0 | 0 | 0 | 0 | 0
H | 0 | 0 | 0 | 0 | 0 | 0
LFG | 0 | 0 | 0.01 | 0.01 | 0.01 | 0.01
Nuc | 105.57 | 105.57 | 105.57 | 105.57 | 88.64 | 68.6
PS | 0 | 0 | 0 | 0 | 0 | 0
PV | 0 | 0 | 0 | 0 | 0 | 0
PeakG | 0 | 0.04 | 0.52 | 0.49 | 0.27 | 0.27
PeakO | 0 | 0 | 0 | 0 | 0 | 0
ST | 0 | 0 | 0 | 0 | 0 | 0
STOG | 2.29 | 3.09 | 3.16 | 3.04 | 3 | 2.97
STWD | 0 | 0 | 0 | 0 | 0.04 | 0.18
WT | 0 | 0 | 0 | 0 | 0 | 0
IGCC | 0 | 0 | 0 | 0 | 0 | 0
DemandResponse | 0 | 0 | 0 | 0 | 0 | 0
IGCC-CCS | 0 | 0 | 0 | 0 | 0 | 0
WT_off | 0 | 0 | 0 | 0 | 0 | 0
PseudoUnit | 0 | 0 | 0 | 0 | 0 | 0
FixedInterchange | 0 | 0 | 0 | 0 | 0 | 0
Base VOM Costs by Reporting Type: FRCC
ReportingType | 2015 | 2020 | 2025 | 2030 | 2035 | 2040
BM | 0 | 0 | 0 | 0 | 0 | 0
CC | 371.56 | 349.78 | 364.88 | 427.77 | 569.45 | 564.98
CSP | 0 | 0 | 0 | 0 | 0 | 0
CT | 4.8 | 6.83 | 9.38 | 9.38 | 8.24 | 6.15
Coal | 208.42 | 236.1 | 244.96 | 251.35 | 252.59 | 252.59
Geo | 0 | 0 | 0 | 0 | 0 | 0
H | 0 | 0 | 0 | 0 | 0 | 0
LFG | 0.04 | 0.04 | 0.06 | 0.06 | 0.06 | 0.06
Nuc | 78.43 | 131.72 | 149.49 | 149.49 | 117.02 | 110.68
PS | 0 | 0 | 0 | 0 | 0 | 0
PV | 0 | 0 | 0 | 0 | 0 | 0
PeakG | 3.51 | 3.63 | 5.91 | 4.5 | 3.23 | 3.76
PeakO | 0 | 0 | 0 | 0 | 0 | 0
ST | 0 | 0 | 0 | 0 | 0 | 0
STOG | 7.27 | 7.64 | 7.66 | 7.61 | 5.76 | 4.43
STWD | 0 | 0.17 | 0.19 | 0.31 | 0.31 | 0.52
WT | 0 | 0 | 0 | 0 | 0 | 0
IGCC | 0 | 0 | 0 | 0 | 0 | 0
DemandResponse | 0 | 0 | 0 | 0 | 0 | 0
IGCC-CCS | 0 | 0 | 0 | 0 | 0 | 0
WT_off | 0 | 0 | 0 | 0 | 0 | 0
PseudoUnit | 0 | 0 | 0 | 0 | 0 | 0
FixedInterchange | 0 | 0 | 0 | 0 | 0 | 0
Base VOM Costs by Reporting Type: MAPP_US
ReportingType | 2015 | 2020 | 2025 | 2030 | 2035 | 2040
BM | 0 | 0 | 0 | 0 | 0 | 0
CC | 0.74 | 0.74 | 0.48 | 0.48 | 0.48 | 0.48
CSP | 0 | 0 | 0 | 0 | 0 | 0
CT | 0 | 0 | 0 | 0 | 0 | 0
Coal | 83.46 | 80.94 | 80.94 | 80.94 | 91.03 | 99.18
Geo | 0 | 0 | 0 | 0 | 0 | 0
H | 0 | 0 | 0 | 0 | 0 | 0
LFG | 0 | 0 | 0.01 | 0.01 | 0.01 | 0.01
Nuc | 0 | 0 | 0 | 0 | 0 | 0
PS | 0 | 0 | 0 | 0 | 0 | 0
PV | 0 | 0 | 0 | 0 | 0 | 0
PeakG | 0.26 | 0.75 | 0.75 | 0.75 | 0.41 | 0.39
PeakO | 0 | 0 | 0 | 0 | 0 | 0
ST | 0 | 0 | 0 | 0 | 0 | 0
STOG | 0 | 0 | 0 | 0 | 0 | 0
STWD | 0 | 0 | 0 | 0 | 0 | 0
WT | 0.07 | 0.09 | 0.09 | 0.1 | 0.1 | 0.11
IGCC | 0 | 0 | 0 | 0 | 0 | 0
DemandResponse | 0 | 0 | 0 | 0 | 0 | 0
IGCC-CCS | 0 | 0 | 0 | 0 | 0 | 0
WT_off | 0 | 0 | 0 | 0 | 0 | 0
PseudoUnit | 0 | 0 | 0 | 0 | 0 | 0
FixedInterchange | 0 | 0 | 0 | 0 | 0 | 0
Base VOM Costs by Reporting Type: MISO_IN
ReportingType | 2015 | 2020 | 2025 | 2030 | 2035 | 2040
BM | 0 | 0 | 0 | 0 | 0 | 0
CC | 10.01 | 16.25 | 10.01 | 8.71 | 10.48 | 9.86
CSP | 0 | 0 | 0 | 0 | 0 | 0
CT | 0 | 0 | 0 | 0 | 0 | 0
Coal | 328.74 | 377.07 | 388.9 | 402.34 | 412.15 | 412.79
Geo | 0 | 0 | 0 | 0 | 0 | 0
H | 0 | 0 | 0 | 0 | 0 | 0
LFG | 0 | 0 | 0 | 0.01 | 0.01 | 0.01
Nuc | 0 | 0 | 0 | 0 | 0 | 0
PS | 0 | 0 | 0 | 0 | 0 | 0
PV | 0 | 0 | 0.01 | 0.01 | 0.01 | 0.01
PeakG | 0 | 0.21 | 0.75 | 0.75 | 0.75 | 0.75
PeakO | 0 | 0 | 0 | 0 | 0 | 0
ST | 0 | 0 | 0 | 0 | 0 | 0
STOG | 0.07 | 0.13 | 0.13 | 0.13 | 0.13 | 0.13
STWD | 0 | 0 | 0 | 0 | 0 | 0
WT | 0.02 | 0.02 | 0.02 | 0.02 | 0.02 | 0.02
IGCC | 30.43 | 30.43 | 30.43 | 30.43 | 30.43 | 30.43
DemandResponse | 0 | 0 | 0 | 0 | 0 | 0
IGCC-CCS | 0 | 0 | 0 | 0 | 0 | 0
WT_off | 0 | 0 | 0 | 0 | 0 | 0
PseudoUnit | 0 | 0 | 0 | 0 | 0 | 0
FixedInterchange | 0 | 0 | 0 | 0 | 0 | 0
Base VOM Costs by Reporting Type: MISO_MI
ReportingType | 2015 | 2020 | 2025 | 2030 | 2035 | 2040
BM | 0 | 0 | 0 | 0 | 0 | 0
CC | 29.56 | 32.03 | 24.53 | 21.17 | 23.5 | 17.55
CSP | 0 | 0 | 0 | 0 | 0 | 0
CT | 0 | 0 | 0 | 0 | 0 | 0
Coal | 210.6 | 199.89 | 216.71 | 223.06 | 225.18 | 225.18
Geo | 0 | 0 | 0 | 0 | 0 | 0
H | 0 | 0 | 0 | 0 | 0 | 0
LFG | 0.01 | 0.03 | 0.03 | 0.03 | 0.03 | 0.03
Nuc | 37.97 | 37.97 | 62.14 | 62.14 | 46.5 | 46.5
PS | 0 | 0 | 0 | 0 | 0 | 0
PV | 0 | 0 | 0 | 0 | 0 | 0
PeakG | 0.25 | 0.41 | 0.87 | 0.63 | 0.67 | 0.47
PeakO | 0 | 0 | 0 | 0 | 0 | 0
ST | 0 | 0 | 0 | 0 | 0 | 0
STOG | 0.68 | 0.94 | 1.08 | 1.28 | 0.67 | 0.67
STWD | 0.34 | 1.49 | 0.37 | 1.82 | 1.67 | 1.67
WT | 0.06 | 0.06 | 0.07 | 0.07 | 0.08 | 0.08
IGCC | 0 | 0 | 0 | 0 | 0 | 0
DemandResponse | 0 | 0 | 0 | 0 | 0 | 0
IGCC-CCS | 0 | 0 | 0 | 0 | 0 | 0
WT_off | 0 | 0 | 0 | 0 | 0 | 0
PseudoUnit | 0 | 0 | 0 | 0 | 0 | 0
FixedInterchange | 0 | 0 | 0 | 0 | 0 | 0
Base VOM Costs by Reporting Type: MISO_MO-IL
ReportingType | 2015 | 2020 | 2025 | 2030 | 2035 | 2040
BM | 0 | 0 | 0 | 0 | 0 | 0
CC | 6.58 | 9.52 | 5.81 | 4.41 | 5.85 | 2.85
CSP | 0 | 0 | 0 | 0 | 0 | 0
CT | 0 | 0 | 0 | 0 | 0 | 0
Coal | 397.97 | 359.03 | 395.1 | 422.44 | 433.32 | 431.68
Geo | 0 | 0 | 0 | 0 | 0 | 0
H | 0 | 0 | 0 | 0 | 0 | 0
LFG | 0 | 0 | 0.02 | 0.02 | 0.02 | 0.02
Nuc | 44.89 | 44.89 | 44.89 | 44.89 | 44.89 | 44.89
PS | 0 | 0 | 0 | 0 | 0 | 0
PV | 0 | 0 | 0 | 0 | 0 | 0
PeakG | 1.17 | 1.17 | 1.59 | 1.54 | 3.39 | 3.32
PeakO | 0 | 0 | 0 | 0 | 0 | 0
ST | 0 | 0 | 0 | 0 | 0 | 0
STOG | 0.14 | 0.14 | 0.14 | 0.14 | 0.04 | 0.04
STWD | 0 | 0 | 0 | 0 | 0 | 0
WT | 0.02 | 0.02 | 0.02 | 0.02 | 0.02 | 0.02
IGCC | 0 | 0 | 0 | 0 | 0 | 0
DemandResponse | 0 | 0 | 0 | 0 | 0 | 0
IGCC-CCS | 0 | 0 | 0 | 0 | 0 | 0
WT_off | 0 | 0 | 0 | 0 | 0 | 0
PseudoUnit | 0 | 0 | 0 | 0 | 0 | 0
FixedInterchange | 0 | 0 | 0 | 0 | 0 | 0
Base VOM Costs by Reporting Type: MISO_W
ReportingType | 2015 | 2020 | 2025 | 2030 | 2035 | 2040
BM | 0 | 0 | 0 | 0 | 0 | 0
CC | 24.02 | 19.85 | 13.17 | 11.78 | 13.21 | 8.58
CSP | 0 | 0 | 0 | 0 | 0 | 0
CT | 0 | 0 | 0 | 0 | 0 | 0
Coal | 340.74 | 338.03 | 339.47 | 341.25 | 532.51 | 687.31
Geo | 0 | 0 | 0 | 0 | 0 | 0
H | 0 | 0 | 0 | 0 | 0 | 0
LFG | 0.02 | 0.02 | 0.02 | 0.02 | 0.02 | 0.02
Nuc | 45.57 | 45.57 | 45.57 | 45.57 | 0 | 0
PS | 0 | 0 | 0 | 0 | 0 | 0
PV | 0 | 0 | 0 | 0 | 0 | 0
PeakG | 1.07 | 0.83 | 0.83 | 0.76 | 0.76 | 0.76
PeakO | 0 | 0 | 0 | 0 | 0 | 0
ST | 0 | 0 | 0 | 0 | 0 | 0
STOG | 0.01 | 0.01 | 0 | 0 | 0 | 0
STWD | 0 | 0.3 | 0.14 | 0.27 | 0.3 | 0.3
WT | 0.32 | 0.39 | 0.5 | 0.52 | 0.54 | 0.56
IGCC | 0 | 0 | 0 | 0 | 0 | 0
DemandResponse | 0 | 0 | 0 | 0 | 0 | 0
IGCC-CCS | 0 | 0 | 0 | 0 | 0 | 0
WT_off | 0 | 0 | 0 | 0 | 0 | 0
PseudoUnit | 0 | 0 | 0 | 0 | 0 | 0
FixedInterchange | 0 | 0 | 0 | 0 | 0 | 0
Base VOM Costs by Reporting Type: MISO_WUMS
ReportingType | 2015 | 2020 | 2025 | 2030 | 2035 | 2040
BM | 0 | 0 | 0 | 0 | 0 | 0
CC | 35.22 | 87.08 | 72.8 | 93.61 | 86.16 | 76.28
CSP | 0 | 0 | 0 | 0 | 0 | 0
CT | 0 | 2.42 | 2.74 | 9.36 | 19.31 | 20.53
Coal | 98.61 | 120.76 | 140.48 | 154.19 | 160.94 | 160.94
Geo | 0 | 0 | 0 | 0 | 0 | 0
H | 0 | 0 | 0 | 0 | 0 | 0
LFG | 0.01 | 0.01 | 0.03 | 0.03 | 0.03 | 0.03
Nuc | 33.6 | 33.6 | 33.6 | 33.6 | 0 | 0
PS | 0 | 0 | 0 | 0 | 0 | 0
PV | 0 | 0 | 0 | 0 | 0 | 0
PeakG | 0.46 | 0.78 | 0.78 | 0.78 | 0.22 | 0.22
PeakO | 0 | 0 | 0 | 0 | 0 | 0
ST | 0 | 0 | 0 | 0 | 0 | 0
STOG | 0.01 | 0 | 0.01 | 0 | 0.01 | 0
STWD | 0 | 0.05 | 0.05 | 0.09 | 0.1 | 0.1
WT | 0.05 | 0.05 | 0.05 | 0.05 | 0.05 | 0.05
IGCC | 0 | 0 | 0 | 0 | 0 | 0
DemandResponse | 0 | 0 | 0 | 0 | 0 | 0
IGCC-CCS | 0 | 0 | 0 | 0 | 0 | 0
WT_off | 0 | 0 | 0 | 0 | 0 | 0
PseudoUnit | 0 | 0 | 0 | 0 | 0 | 0
FixedInterchange | 0 | 0 | 0 | 0 | 0 | 0
Base VOM Costs by Reporting Type: Nebraska
ReportingType | 2015 | 2020 | 2025 | 2030 | 2035 | 2040
BM | 0 | 0 | 0 | 0 | 0 | 0
CC | 1.56 | 1.08 | 1.08 | 0.92 | 0.63 | 0.6
CSP | 0 | 0 | 0 | 0 | 0 | 0
CT | 0 | 0 | 0 | 0 | 0 | 0
Coal | 117.38 | 127.61 | 127.61 | 156.74 | 174.53 | 262.93
Geo | 0 | 0 | 0 | 0 | 0 | 0
H | 0 | 0 | 0 | 0 | 0 | 0
LFG | 0 | 0 | 0.01 | 0.01 | 0.01 | 0.01
Nuc | 25.17 | 25.17 | 25.17 | 25.17 | 0 | 0
PS | 0 | 0 | 0 | 0 | 0 | 0
PV | 0 | 0 | 0 | 0 | 0 | 0
PeakG | 0.55 | 1.08 | 1.08 | 0.18 | 0 | 0
PeakO | 0 | 0 | 0 | 0 | 0 | 0
ST | 0 | 0 | 0 | 0 | 0 | 0
STOG | 0 | 0 | 0 | 0 | 0 | 0
STWD | 0 | 0 | 0 | 0 | 0 | 0
WT | 0.01 | 0.07 | 0.07 | 0.07 | 0.07 | 0.07
IGCC | 0 | 0 | 0 | 0 | 0 | 0
DemandResponse | 0 | 0 | 0 | 0 | 0 | 0
IGCC-CCS | 0 | 0 | 0 | 0 | 0 | 0
WT_off | 0 | 0 | 0 | 0 | 0 | 0
PseudoUnit | 0 | 0 | 0 | 0 | 0 | 0
FixedInterchange | 0 | 0 | 0 | 0 | 0 | 0
Base VOM Costs by Reporting Type: NEISO
ReportingType | 2015 | 2020 | 2025 | 2030 | 2035 | 2040
BM | 9.41 | 6.59 | 2.99 | 5.97 | 3.36 | 3.66
CC | 106.94 | 97.46 | 97.95 | 114.28 | 151.88 | 179.59
CSP | 0 | 0 | 0 | 0 | 0 | 0
CT | 0 | 0.11 | 0.11 | 0.11 | 0.78 | 3.66
Coal | 0.12 | 0 | 0 | 0 | 0 | 0
Geo | 0 | 0 | 0 | 0 | 0 | 0
H | 0 | 0 | 0 | 0 | 0 | 0
LFG | 0.05 | 0.06 | 0.06 | 0.06 | 0.06 | 0.06
Nuc | 93.37 | 93.37 | 93.37 | 93.37 | 67.46 | 49.83
PS | 0 | 0 | 0 | 0 | 0 | 0
PV | 0 | 0.01 | 0.01 | 0.01 | 0.01 | 0.01
PeakG | 0.09 | 0.32 | 0.32 | 1.56 | 1.71 | 3.34
PeakO | 0 | 0 | 0 | 0 | 0 | 0
ST | 0 | 0 | 0 | 0 | 0 | 0
STOG | 0 | 0 | 0 | 0 | 0 | 0
STWD | 9.33 | 3.25 | 0.25 | 3.25 | 3.02 | 2.88
WT | 0.01 | 0.1 | 0.16 | 0.17 | 0.17 | 0.17
IGCC | 0 | 0 | 0 | 0 | 0 | 0
DemandResponse | 0 | 0 | 0 | 0 | 0 | 0
IGCC-CCS | 0 | 0 | 0 | 0 | 0 | 0
WT_off | 0.02 | 0.02 | 0.02 | 0.02 | 0 | 0
PseudoUnit | 0 | 0 | 0 | 0 | 0 | 0
FixedInterchange | 0 | 0 | 0 | 0 | 0 | 0
Base VOM Costs by Reporting Type: NonRTO_Midwest
ReportingType | 2015 | 2020 | 2025 | 2030 | 2035 | 2040
BM | 0 | 0 | 0 | 0 | 0 | 0
CC | 0 | 0 | 0 | 7.86 | 10.87 | 15.28
CSP | 0 | 0 | 0 | 0 | 0 | 0
CT | 0 | 0.17 | 0.33 | 0.68 | 0.56 | 0.79
Coal | 232.04 | 262.58 | 266.2 | 277.18 | 283.45 | 287.67
Geo | 0 | 0 | 0 | 0 | 0 | 0
H | 0 | 0 | 0 | 0 | 0 | 0
LFG | 0 | 0 | 0.01 | 0.01 | 0.01 | 0.01
Nuc | 0 | 0 | 0 | 0 | 0 | 0
PS | 0 | 0 | 0 | 0 | 0 | 0
PV | 0 | 0 | 0 | 0 | 0 | 0
PeakG | 0.53 | 0.64 | 1.75 | 1.8 | 1.83 | 1.79
PeakO | 0 | 0 | 0 | 0 | 0 | 0
ST | 0 | 0 | 0 | 0 | 0 | 0
STOG | 0 | 0 | 0 | 0 | 0 | 0
STWD | 0 | 0 | 0 | 0 | 0 | 0
WT | 0 | 0 | 0 | 0 | 0 | 0
IGCC | 0 | 0 | 0 | 0 | 0 | 0
DemandResponse | 0 | 0 | 0 | 0 | 0 | 0
IGCC-CCS | 0 | 0 | 0 | 0 | 0 | 0
WT_off | 0 | 0 | 0 | 0 | 0 | 0
PseudoUnit | 0 | 0 | 0 | 0 | 0 | 0
FixedInterchange | 0 | 0 | 0 | 0 | 0 | 0
Base VOM Costs by Reporting Type: NYISO_A-F
ReportingType | 2015 | 2020 | 2025 | 2030 | 2035 | 2040
BM | 0 | 0 | 0 | 0 | 0 | 0
CC | 24.91 | 31.99 | 31.15 | 38.09 | 41.95 | 45.54
CSP | 0 | 0 | 0 | 0 | 0 | 0
CT | 0 | 0 | 0 | 0 | 0 | 0
Coal | 0 | 0 | 0 | 0 | 0 | 0
Geo | 0 | 0 | 0 | 0 | 0 | 0
H | 0 | 0 | 0 | 0 | 0 | 0
LFG | 0.02 | 0.02 | 0.02 | 0.02 | 0.02 | 0.02
Nuc | 64.26 | 64.26 | 64.26 | 51.78 | 40.11 | 22.98
PS | 0 | 0 | 0 | 0 | 0 | 0
PV | 0 | 0 | 0 | 0 | 0 | 0
PeakG | 0 | 0.05 | 0.05 | 0.05 | 0.17 | 0.33
PeakO | 0 | 0 | 0 | 0 | 0 | 0
ST | 0 | 0 | 0 | 0 | 0 | 0
STOG | 0 | 0 | 0 | 0 | 0 | 0
STWD | 0 | 0 | 0 | 0 | 0 | 0.01
WT | 0.11 | 0.13 | 0.13 | 0.13 | 0.13 | 0.13
IGCC | 0 | 0 | 0 | 0 | 0 | 0
DemandResponse | 0 | 0 | 0 | 0 | 0 | 0
IGCC-CCS | 0 | 0 | 0 | 0 | 0 | 0
WT_off | 0 | 0 | 0 | 0 | 0 | 0
PseudoUnit | 0 | 0 | 0 | 0 | 0 | 0
FixedInterchange | 0 | 0 | 0 | 0 | 0 | 0
Base VOM Costs by Reporting Type: NYISO_G-I
ReportingType | 2015 | 2020 | 2025 | 2030 | 2035 | 2040
BM | 0 | 0 | 0 | 0 | 0 | 0
CC | 7.64 | 17 | 18.45 | 18.97 | 101.53 | 143.37
CSP | 0 | 0 | 0 | 0 | 0 | 0
CT | 0 | 0 | 0 | 0 | 0 | 0
Coal | 0 | 0 | 0 | 0 | 0 | 0
Geo | 0 | 0 | 0 | 0 | 0 | 0
H | 0 | 0 | 0 | 0 | 0 | 0
LFG | 0.01 | 0.01 | 0.01 | 0.01 | 0.01 | 0.01
Nuc | 41.11 | 41.11 | 41.11 | 41.11 | 20.61 | 0.01
PS | 0 | 0 | 0 | 0 | 0 | 0
PV | 0 | 0 | 0 | 0 | 0 | 0
PeakG | 0 | 0 | 0 | 0 | 0 | 0
PeakO | 0 | 0 | 0 | 0 | 0 | 0
ST | 0 | 0 | 0 | 0 | 0 | 0
STOG | 0 | 0 | 0 | 0 | 0 | 0
STWD | 0 | 0 | 0 | 0 | 0 | 0
WT | 0 | 0 | 0 | 0 | 0 | 0
IGCC | 0 | 0 | 0 | 0 | 0 | 0
DemandResponse | 0 | 0 | 0 | 0 | 0 | 0
IGCC-CCS | 0 | 0 | 0 | 0 | 0 | 0
WT_off | 0 | 0 | 0 | 0 | 0 | 0
PseudoUnit | 0 | 0 | 0 | 0 | 0 | 0
FixedInterchange | 0 | 0 | 0 | 0 | 0 | 0
Base VOM Costs by Reporting Type: NYISO_J-K
ReportingType | 2015 | 2020 | 2025 | 2030 | 2035 | 2040
BM | 0 | 0 | 0 | 0 | 0 | 0
CC | 55.33 | 74.29 | 73.27 | 74.96 | 80.92 | 81.75
CSP | 0 | 0 | 0 | 0 | 0 | 0
CT | 0 | 0 | 0.29 | 0.91 | 5.46 | 9.22
Coal | 0 | 0 | 0 | 0 | 0 | 0
Geo | 0 | 0 | 0 | 0 | 0 | 0
H | 0 | 0 | 0 | 0 | 0 | 0
LFG | 0.01 | 0.01 | 0.01 | 0.02 | 0.02 | 0.02
Nuc | 0 | 0 | 0 | 0 | 0 | 0
PS | 0 | 0 | 0 | 0 | 0 | 0
PV | 0 | 0 | 0 | 0 | 0 | 0
PeakG | 0.44 | 1.39 | 2.65 | 5.18 | 5.18 | 5.18
PeakO | 0 | 0 | 0 | 0 | 0 | 0
ST | 0 | 0 | 0 | 0 | 0 | 0
STOG | 1.81 | 3.05 | 4.91 | 5.09 | 5.09 | 5.85
STWD | 0 | 0 | 0 | 0 | 0 | 0
WT | 0 | 0 | 0 | 0 | 0 | 0
IGCC | 0 | 0 | 0 | 0 | 0 | 0
DemandResponse | 0 | 0 | 0 | 0 | 0 | 0
IGCC-CCS | 0 | 0 | 0 | 0 | 0 | 0
WT_off | 0 | 0 | 0 | 0 | 0 | 0
PseudoUnit | 0 | 0 | 0 | 0 | 0 | 0
FixedInterchange | 0 | 0 | 0 | 0 | 0 | 0
Base VOM Costs by Reporting Type: PJM_E
ReportingType | 2015 | 2020 | 2025 | 2030 | 2035 | 2040
BM | 0.54 | 1.12 | 1.12 | 1.12 | 1.12 | 1.12
CC | 73.26 | 108.42 | 117.6 | 129.18 | 132.6 | 144.96
CSP | 0 | 0 | 0 | 0 | 0 | 0
CT | 0 | 0.01 | 0.01 | 1.8 | 2.13 | 4.15
Coal | 1.34 | 1.54 | 2.19 | 4.22 | 6.11 | 7.05
Geo | 0 | 0 | 0 | 0 | 0 | 0
H | 0 | 0 | 0 | 0 | 0 | 0
LFG | 0.04 | 0.05 | 0.05 | 0.05 | 0.05 | 0.05
Nuc | 170.29 | 157.94 | 157.94 | 157.94 | 113.24 | 89.64
PS | 0 | 0 | 0 | 0 | 0 | 0
PV | 0 | 0 | 0 | 0 | 0 | 0
PeakG | 0.19 | 0.67 | 3.48 | 4 | 7.81 | 7.81
PeakO | 0 | 0 | 0 | 0 | 0 | 0
ST | 0 | 0 | 0 | 0 | 0 | 0
STOG | 0.64 | 1.22 | 1.22 | 2.38 | 2.38 | 2.38
STWD | 0 | 0 | 0 | 0 | 0 | 0
WT | 0.02 | 0.02 | 0.02 | 0.02 | 0.02 | 0.02
IGCC | 0 | 0 | 0 | 0 | 0 | 0
DemandResponse | 0 | 0 | 0 | 0 | 0 | 0
IGCC-CCS | 0 | 0 | 0 | 0 | 0 | 0
WT_off | 0 | 0 | 0.04 | 0.04 | 0.04 | 0.04
PseudoUnit | 0 | 0 | 0 | 0 | 0 | 0
FixedInterchange | 0 | 0 | 0 | 0 | 0 | 0
Base VOM Costs by Reporting Type: PJM_ROM
ReportingType | 2015 | 2020 | 2025 | 2030 | 2035 | 2040
BM | 0.3 | 0.67 | 0.67 | 0.67 | 0.67 | 0.67
CC | 38.23 | 62.99 | 57.96 | 63.56 | 453.91 | 796.83
CSP | 0 | 0 | 0 | 0 | 0 | 0
CT | 0 | 0.01 | 0.02 | 0.03 | 0.03 | 0.06
Coal | 181.77 | 225.32 | 240.9 | 243.44 | 243.44 | 243.44
Geo | 0 | 0 | 0 | 0 | 0 | 0
H | 0 | 0 | 0 | 0 | 0 | 0
LFG | 0.03 | 0.05 | 0.05 | 0.05 | 0.05 | 0.05
Nuc | 101.23 | 152.12 | 152.12 | 152.12 | 117.3 | 99.23
PS | 0 | 0 | 0 | 0 | 0 | 0
PV | 0 | 0.03 | 0.04 | 0.05 | 0.05 | 0.05
PeakG | 0 | 0.4 | 0.4 | 0.4 | 1.27 | 2.42
PeakO | 0 | 0 | 0 | 0 | 0 | 0
ST | 0 | 0 | 0 | 0 | 0 | 0
STOG | 1.59 | 1.59 | 3.1 | 3.1 | 3.1 | 3.1
STWD | 0.52 | 1.16 | 1.16 | 1.16 | 1.16 | 1.16
WT | 0.03 | 0.03 | 0.05 | 0.19 | 0.19 | 0.19
IGCC | 0 | 0 | 0 | 0 | 0 | 0
DemandResponse | 0 | 0 | 0 | 0 | 0 | 0
IGCC-CCS | 0 | 0 | 0 | 0 | 0 | 0
WT_off | 0 | 0 | 0 | 0 | 0 | 0
PseudoUnit | 0 | 0 | 0 | 0 | 0 | 0
FixedInterchange | 0 | 0 | 0 | 0 | 0 | 0
Base VOM Costs by Reporting Type: PJM_ROR
ReportingType | 2015 | 2020 | 2025 | 2030 | 2035 | 2040
BM | 0.37 | 0.81 | 1.79 | 4.56 | 8.17 | 6.08
CC | 189.02 | 169.43 | 145.5 | 140.54 | 123.19 | 81.03
CSP | 0 | 0 | 0 | 0 | 0 | 0
CT | 0.03 | 0.06 | 0.06 | 0.06 | 0.03 | 0.03
Coal | 1304.49 | 1212.71 | 1234.73 | 1240.54 | 1248.44 | 1250.04
Geo | 0 | 0 | 0 | 0 | 0 | 0
H | 0 | 0 | 0.03 | 0.03 | 0.03 | 0.03
LFG | 0.05 | 0.05 | 0.09 | 0.09 | 0.09 | 0.09
Nuc | 402.02 | 425.87 | 425.87 | 408.44 | 322.51 | 224.36
PS | 0 | 0 | 0 | 0 | 0 | 0
PV | 0 | 0 | 0 | 0 | 0 | 0
PeakG | 11.59 | 11.99 | 13.08 | 15.36 | 10.54 | 8.26
PeakO | 0 | 0 | 0 | 0 | 0 | 0
ST | 0 | 0 | 0 | 0 | 0 | 0
STOG | 0 | 0 | 0 | 0 | 0 | 0
STWD | 0.1 | 1.45 | 2.7 | 3.23 | 3.23 | 3.23
WT | 0.31 | 0.31 | 0.31 | 0.31 | 0.31 | 0.31
IGCC | 0 | 0 | 0 | 0 | 0 | 0
DemandResponse | 0 | 0 | 0 | 0 | 0 | 0
IGCC-CCS | 0 | 0 | 0 | 0 | 0 | 0
WT_off | 0 | 0 | 0 | 0 | 0 | 0
PseudoUnit | 0 | 0 | 0 | 0 | 0 | 0
FixedInterchange | 0 | 0 | 0 | 0 | 0 | 0
Base VOM Costs by Reporting Type: SOCO
ReportingType | 2015 | 2020 | 2025 | 2030 | 2035 | 2040
BM | 0 | 0 | 0.1 | 0.12 | 0.19 | 0.19
CC | 312.77 | 303.07 | 284.34 | 350.4 | 337.34 | 324.9
CSP | 0 | 0 | 0 | 0 | 0 | 0
CT | 0 | 0 | 0 | 0 | 0 | 0
Coal | 375.21 | 448.19 | 518.2 | 518.2 | 586.73 | 793.3
Geo | 0 | 0 | 0 | 0 | 0 | 0
H | 0 | 0 | 0 | 0 | 0 | 0
LFG | 0 | 0 | 0.01 | 0.01 | 0.01 | 0.01
Nuc | 116 | 150.99 | 150.99 | 150.99 | 150.99 | 97.82
PS | 0 | 0 | 0 | 0 | 0 | 0
PV | 0 | 0 | 0 | 0 | 0 | 0
PeakG | 3.87 | 9.02 | 13.47 | 13.15 | 13.02 | 7.39
PeakO | 0 | 0 | 0 | 0 | 0 | 0
ST | 0 | 0 | 0 | 0 | 0 | 0
STOG | 0 | 0 | 0 | 0 | 0 | 0
STWD | 0 | 0 | 0 | 0 | 0 | 0
WT | 0 | 0 | 0 | 0 | 0 | 0
IGCC | 0 | 0 | 0 | 0 | 0 | 0
DemandResponse | 0 | 0 | 0 | 0 | 0 | 0
IGCC-CCS | 0 | 0 | 0 | 0 | 0 | 0
WT_off | 0 | 0 | 0 | 0 | 0 | 0
PseudoUnit | 0 | 0 | 0 | 0 | 0 | 0
FixedInterchange | 0 | 0 | 0 | 0 | 0 | 0
Base VOM Costs by Reporting Type: SPP_N
ReportingType | 2015 | 2020 | 2025 | 2030 | 2035 | 2040
BM | 0 | 0 | 0 | 0 | 0 | 0
CC | 16.69 | 10.54 | 9.18 | 6.83 | 3.56 | 3.56
CSP | 0 | 0 | 0 | 0 | 0 | 0
CT | 0 | 0 | 0 | 0 | 0 | 0
Coal | 236.28 | 258.69 | 258.69 | 258.69 | 258.69 | 258.69
Geo | 0 | 0 | 0 | 0 | 0 | 0
H | 0 | 0 | 0 | 0 | 0 | 0
LFG | 0 | 0 | 0.01 | 0.01 | 0.01 | 0.01
Nuc | 23.32 | 23.32 | 23.32 | 23.32 | 23.32 | 23.32
PS | 0 | 0 | 0 | 0 | 0 | 0
PV | 0 | 0 | 0 | 0 | 0 | 0
PeakG | 0.16 | 0.34 | 0.18 | 0.55 | 0 | 0
PeakO | 0 | 0 | 0 | 0 | 0 | 0
ST | 0 | 0 | 0 | 0 | 0 | 0
STOG | 0 | 0 | 0 | 0 | 0 | 0
STWD | 0 | 0 | 0 | 0 | 0 | 0
WT | 0.05 | 0.05 | 0.05 | 0.05 | 0.05 | 0.05
IGCC | 0 | 0 | 0 | 0 | 0 | 0
DemandResponse | 0 | 0 | 0 | 0 | 0 | 0
IGCC-CCS | 0 | 0 | 0 | 0 | 0 | 0
WT_off | 0 | 0 | 0 | 0 | 0 | 0
PseudoUnit | 0 | 0 | 0 | 0 | 0 | 0
FixedInterchange | 0 | 0 | 0 | 0 | 0 | 0
Base VOM Costs by Reporting Type: SPP_S
ReportingType | 2015 | 2020 | 2025 | 2030 | 2035 | 2040
BM | 0 | 0 | 0 | 0 | 0 | 0
CC | 96.14 | 147.61 | 145.05 | 166.54 | 88.96 | 78.64
CSP | 0 | 0 | 0 | 0 | 0 | 0
CT | 0 | 0.71 | 1.38 | 1.67 | 0.79 | 0.79
Coal | 330.82 | 342.55 | 378.65 | 385.05 | 385.05 | 384.28
Geo | 0 | 0 | 0 | 0 | 0 | 0
H | 0 | 0 | 0 | 0 | 0 | 0
LFG | 0 | 0 | 0 | 0.01 | 0.01 | 0.01
Nuc | 0 | 0 | 0 | 0 | 0 | 0
PS | 0 | 0 | 0 | 0 | 0 | 0
PV | 0 | 0 | 0 | 0 | 0 | 0
PeakG | 0 | 0 | 2.03 | 2.52 | 0.4 | 0
PeakO | 0 | 0 | 0 | 0 | 0 | 0
ST | 0 | 0 | 0 | 0 | 0 | 0
STOG | 6.35 | 7.1 | 7.92 | 7.89 | 6.45 | 5.98
STWD | 0 | 0 | 0 | 0 | 0 | 0.04
WT | 0.11 | 0.15 | 0.16 | 0.19 | 0.78 | 0.81
IGCC | 0 | 0 | 0 | 0 | 0 | 0
DemandResponse | 0 | 0 | 0 | 0 | 0 | 0
IGCC-CCS | 0 | 0 | 0 | 0 | 0 | 0
WT_off | 0 | 0 | 0 | 0 | 0 | 0
PseudoUnit | 0 | 0 | 0 | 0 | 0 | 0
FixedInterchange | 0 | 0 | 0 | 0 | 0 | 0
Base VOM Costs by Reporting Type: TVA
ReportingType | 2015 | 2020 | 2025 | 2030 | 2035 | 2040
BM | 0 | 0 | 0 | 0 | 0 | 0
CC | 58.51 | 38.77 | 38.97 | 64.85 | 61.88 | 50.13
CSP | 0 | 0 | 0 | 0 | 0 | 0
CT | 0 | 1.06 | 1.06 | 4.48 | 2.36 | 2.36
Coal | 314.79 | 327.92 | 342.2 | 344.8 | 423.67 | 514.05
Geo | 0 | 0 | 0 | 0 | 0 | 0
H | 0 | 0 | 0 | 0 | 0 | 0
LFG | 0 | 0 | 0.01 | 0.01 | 0.01 | 0.01
Nuc | 153.76 | 189.29 | 189.29 | 189.29 | 138.79 | 113.09
PS | 0 | 0 | 0 | 0 | 0 | 0
PV | 0 | 0 | 0 | 0 | 0 | 0
PeakG | 0 | 0 | 0.12 | 0.29 | 0.31 | 0.36
PeakO | 0 | 0 | 0 | 0 | 0 | 0
ST | 0 | 0 | 0 | 0 | 0 | 0
STOG | 0 | 0 | 0 | 0 | 0 | 0
STWD | 0 | 0 | 0 | 0 | 0 | 0
WT | 0 | 0 | 0 | 0 | 0 | 0
IGCC | 0 | 0 | 0 | 0 | 0 | 0
DemandResponse | 0 | 0 | 0 | 0 | 0 | 0
IGCC-CCS | 0 | 0 | 0 | 0 | 0 | 0
WT_off | 0 | 0 | 0 | 0 | 0 | 0
PseudoUnit | 0 | 0 | 0 | 0 | 0 | 0
FixedInterchange | 0 | 0 | 0 | 0 | 0 | 0
Base VOM Costs by Reporting Type: TVA_Transmission
ReportingType | 2015 | 2020 | 2025 | 2030 | 2035 | 2040
BM | 0 | 0 | 0 | 0 | 0 | 0
CC | 0 | 0 | 0 | 0 | 0 | 0
CSP | 0 | 0 | 0 | 0 | 0 | 0
CT | 0 | 0 | 0 | 0 | 0 | 0
Coal | 0 | 0 | 0 | 0 | 0 | 0
Geo | 0 | 0 | 0 | 0 | 0 | 0
H | 0 | 0 | 0 | 0 | 0 | 0
LFG | 0 | 0 | 0 | 0 | 0 | 0
Nuc | 0 | 0 | 0 | 0 | 0 | 0
PS | 0 | 0 | 0 | 0 | 0 | 0
PV | 0 | 0 | 0 | 0 | 0 | 0
PeakG | 0 | 0 | 0 | 0 | 0 | 0
PeakO | 0 | 0 | 0 | 0 | 0 | 0
ST | 0 | 0 | 0 | 0 | 0 | 0
STOG | 0 | 0 | 0 | 0 | 0 | 0
STWD | 0 | 0 | 0 | 0 | 0 | 0
WT | 0 | 0 | 0 | 0 | 0 | 0
IGCC | 0 | 0 | 0 | 0 | 0 | 0
DemandResponse | 0 | 0 | 0 | 0 | 0 | 0
IGCC-CCS | 0 | 0 | 0 | 0 | 0 | 0
WT_off | 0 | 0 | 0 | 0 | 0 | 0
PseudoUnit | 0 | 0 | 0 | 0 | 0 | 0
FixedInterchange | 0 | 0 | 0 | 0 | 0 | 0
Base VOM Costs by Reporting Type: VACAR
ReportingType | 2015 | 2020 | 2025 | 2030 | 2035 | 2040
BM | 0.03 | 12.43 | 34.68 | 36.81 | 43.05 | 46.65
CC | 119.28 | 110.61 | 68.23 | 68.81 | 181.18 | 239.98
CSP | 0 | 0 | 0 | 0 | 0 | 0
CT | 0.09 | 0.33 | 0.33 | 0.56 | 0.99 | 3.4
Coal | 306.74 | 320.35 | 396.13 | 426.48 | 462.4 | 471.67
Geo | 0 | 0 | 0 | 0 | 0 | 0
H | 0 | 0 | 0 | 0 | 0 | 0
LFG | 0.01 | 0.01 | 0.01 | 0.01 | 0.01 | 0.01
Nuc | 229.75 | 302.33 | 337.86 | 337.86 | 272.57 | 235.23
PS | 0 | 0 | 0 | 0 | 0 | 0
PV | 0 | 0 | 0 | 0 | 0 | 0
PeakG | 0 | 0.29 | 0.58 | 1.48 | 2.02 | 2.02
PeakO | 0 | 0 | 0 | 0 | 0 | 0
ST | 0 | 0 | 0 | 0 | 0 | 0
STOG | 0 | 0 | 0 | 0 | 0 | 0
STWD | 4.67 | 4.67 | 2.88 | 2.88 | 3.92 | 4.67
WT | 0 | 0.08 | 0.08 | 0.08 | 0.08 | 0.08
IGCC | 0 | 0 | 0 | 0 | 0 | 0
DemandResponse | 0 | 0 | 0 | 0 | 0 | 0
IGCC-CCS | 0 | 0 | 0 | 0 | 0 | 0
WT_off | 0 | 0 | 0 | 0 | 0 | 0
PseudoUnit | 0 | 0 | 0 | 0 | 0 | 0
FixedInterchange | 0 | 0 | 0 | 0 | 0 | 0
Base VOM Costs by Reporting Type: IESO
ReportingType | 2015 | 2020 | 2025 | 2030 | 2035 | 2040
BM | 0 | 0 | 0 | 0 | 0 | 0.02
CC | 4.46 | 7.16 | 9.43 | 13.41 | 29.39 | 91.06
CSP | 0 | 0 | 0 | 0 | 0 | 0
CT | 0 | 0 | 0 | 0 | 0.12 | 0.37
Coal | 0 | 0 | 0 | 0 | 0 | 0
Geo | 0 | 0 | 0 | 0 | 0 | 0
H | 0 | 0 | 0 | 0 | 0 | 0.02
LFG | 0.01 | 0.01 | 0.01 | 0.01 | 0.01 | 0.01
Nuc | 259.19 | 259.19 | 259.19 | 259.19 | 238.49 | 207.54
PS | 0 | 0 | 0 | 0 | 0 | 0
PV | 0 | 0 | 0 | 0 | 0 | 0
PeakG | 0 | 0 | 0 | 0 | 0.04 | 0.13
PeakO | 0 | 0 | 0 | 0 | 0 | 0
ST | 0 | 0 | 0 | 0 | 0 | 0
STOG | 0 | 0 | 0 | 0 | 0 | 0
STWD | 0 | 0 | 0 | 0 | 0 | 0
WT | 0.09 | 0.09 | 0.09 | 0.09 | 0.04 | 0.04
IGCC | 0 | 0 | 0 | 0 | 0 | 0
DemandResponse | 0 | 0 | 0 | 0 | 0 | 0
IGCC-CCS | 0 | 0 | 0 | 0 | 0 | 0
WT_off | 0 | 0 | 0 | 0 | 0 | 0
PseudoUnit | 0 | 0 | 0 | 0 | 0 | 0
FixedInterchange | 0 | 0 | 0 | 0 | 0 | 0
Base VOM Costs by Reporting Type: MAPP_CA
ReportingType | 2015 | 2020 | 2025 | 2030 | 2035 | 2040
BM | 0 | 0 | 0 | 0 | 0 | 0
CC | 2.51 | 2.26 | 1.41 | 1.41 | 1.67 | 1.23
CSP | 0 | 0 | 0 | 0 | 0 | 0
CT | 0.18 | 0.07 | 0.32 | 0.1 | 0.02 | 0
Coal | 0.78 | 1.67 | 3.15 | 0 | 0 | 0
Geo | 0 | 0 | 0 | 0 | 0 | 0
H | 0 | 0 | 0.01 | 0.12 | 0.2 | 0.24
LFG | 0 | 0 | 0 | 0 | 0 | 0
Nuc | 0 | 0 | 0 | 0 | 0 | 0
PS | 0 | 0 | 0 | 0 | 0 | 0
PV | 0 | 0 | 0 | 0 | 0 | 0
PeakG | 0.04 | 0 | 0 | 0 | 0 | 0
PeakO | 0 | 0 | 0 | 0 | 0 | 0
ST | 0 | 0 | 0 | 0 | 0 | 0
STOG | 0.01 | 0 | 0 | 0 | 0 | 0
STWD | 0 | 0 | 0 | 0 | 0 | 0
WT | 0.02 | 0.02 | 0.02 | 0.02 | 0.01 | 0.01
IGCC | 0 | 0 | 0 | 0 | 0 | 0
DemandResponse | 0 | 0 | 0 | 0 | 0 | 0
IGCC-CCS | 0 | 0 | 0 | 0 | 0 | 0
WT_off | 0 | 0 | 0 | 0 | 0 | 0
PseudoUnit | 0 | 0 | 0 | 0 | 0 | 0
FixedInterchange | 0 | 0 | 0 | 0 | 0 | 0
Base VOM Costs by Reporting Type: AZ_NM_SNV_Coal
ReportingType | 2015 | 2020 | 2025 | 2030 | 2035 | 2040
BM | 0 | 0 | 0 | 0 | 0 | 0
CC | 0 | 0 | 0 | 0 | 0 | 0
CSP | 0 | 0 | 0 | 0 | 0 | 0
CT | 0 | 0 | 0 | 0 | 0 | 0
Coal | 292.25 | 324.69 | 324.69 | 324.69 | 429.86 | 517.45
Geo | 0 | 0 | 0 | 0 | 0 | 0
H | 0 | 0 | 0 | 0 | 0 | 0
LFG | 0 | 0 | 0 | 0 | 0 | 0
Nuc | 0 | 0 | 0 | 0 | 0 | 0
PS | 0 | 0 | 0 | 0 | 0 | 0
PV | 0 | 0 | 0 | 0 | 0 | 0
PeakG | 0 | 0 | 0 | 0 | 0 | 0
PeakO | 0 | 0 | 0 | 0 | 0 | 0
ST | 0 | 0 | 0 | 0 | 0 | 0
STOG | 0 | 0 | 0 | 0 | 0 | 0
STWD | 0 | 0 | 0 | 0 | 0 | 0
WT | 0 | 0 | 0 | 0 | 0 | 0
IGCC | 0 | 0 | 0 | 0 | 0 | 0
DemandResponse | 0 | 0 | 0 | 0 | 0 | 0
IGCC-CCS | 0 | 0 | 0 | 0 | 0 | 0
WT_off | 0 | 0 | 0 | 0 | 0 | 0
PseudoUnit | 0 | 0 | 0 | 0 | 0 | 0
FixedInterchange | 0 | 0 | 0 | 0 | 0 | 0
Base VOM Costs by Reporting Type: AZ_NM_SNV_Gas
ReportingType | 2015 | 2020 | 2025 | 2030 | 2035 | 2040
BM | 0 | 0 | 0 | 0 | 0 | 0
CC | 254.16 | 268.15 | 270.46 | 324.1 | 322.65 | 279.58
CSP | 0 | 0 | 0 | 0 | 0 | 0
CT | 0 | 0 | 1.43 | 2.78 | 0 | 0
Coal | 0 | 0 | 0 | 0 | 0 | 0
Geo | 0 | 0 | 0 | 0 | 0 | 0
H | 0 | 0 | 0 | 0 | 0 | 0
LFG | 0 | 0 | 0 | 0 | 0 | 0
Nuc | 0 | 0 | 0 | 0 | 0 | 0
PS | 0 | 0 | 0 | 0 | 0 | 0
PV | 0 | 0 | 0 | 0 | 0 | 0
PeakG | 0 | 0 | 2.65 | 4.71 | 4.42 | 4.42
PeakO | 0 | 0 | 0 | 0 | 0 | 0
ST | 0 | 0 | 0 | 0 | 0 | 0
STOG | 0 | 0 | 0 | 0 | 0 | 0
STWD | 0 | 0 | 0 | 0 | 0 | 0
WT | 0 | 0 | 0 | 0 | 0 | 0
IGCC | 0 | 0 | 0 | 0 | 0 | 0
DemandResponse | 0 | 0 | 0 | 0 | 0 | 0
IGCC-CCS | 0 | 0 | 0 | 0 | 0 | 0
WT_off | 0 | 0 | 0 | 0 | 0 | 0
PseudoUnit | 0 | 0 | 0 | 0 | 0 | 0
FixedInterchange | 0 | 0 | 0 | 0 | 0 | 0
Base VOM Costs by Reporting Type: AZ_NM_SNV_NucRenew
ReportingType | 2015 | 2020 | 2025 | 2030 | 2035 | 2040
BM | 0 | 0 | 0 | 0 | 0 | 0
CC | 0 | 0 | 0 | 0 | 0 | 0
CSP | 0 | 0 | 0 | 0 | 0 | 0
CT | 0 | 0 | 0 | 0 | 0 | 0
Coal | 0 | 0 | 0 | 0 | 0 | 0
Geo | 0 | 0 | 116.31 | 116.31 | 116.31 | 116.31
H | 0 | 0 | 0 | 0 | 0 | 0
LFG | 0 | 0.01 | 0.01 | 0.01 | 0.01 | 0.01
Nuc | 71.66 | 71.66 | 71.66 | 71.66 | 71.66 | 71.66
PS | 0 | 0 | 0 | 0 | 0 | 0
PV | 0 | 0 | 0 | 0 | 0 | 0
PeakG | 0 | 0 | 0 | 0 | 0 | 0
PeakO | 0 | 0 | 0 | 0 | 0 | 0
ST | 0.01 | 0.03 | 0.04 | 0.04 | 0.04 | 0.04
STOG | 0 | 0 | 0 | 0 | 0 | 0
STWD | 0.43 | 0.43 | 0.02 | 0.43 | 0.43 | 0.43
WT | 0.02 | 0.28 | 0.28 | 0.29 | 0.29 | 0.29
IGCC | 0 | 0 | 0 | 0 | 0 | 0
DemandResponse | 0 | 0 | 0 | 0 | 0 | 0
IGCC-CCS | 0 | 0 | 0 | 0 | 0 | 0
WT_off | 0 | 0 | 0 | 0 | 0 | 0
PseudoUnit | 0 | 0 | 0 | 0 | 0 | 0
FixedInterchange | 0 | 0 | 0 | 0 | 0 | 0
Base VOM Costs by Reporting Type: ERCOT
ReportingType | 2015 | 2020 | 2025 | 2030 | 2035 | 2040
BM | 0 | 0 | 0.04 | 0.07 | 0.49 | 0.5
CC | 375.13 | 444.54 | 433.11 | 482.16 | 545.02 | 616.41
CSP | 0 | 0 | 0 | 0 | 0 | 0
CT | 0 | 0.05 | 0.25 | 0.08 | 0.08 | 0.08
Coal | 450.07 | 532.66 | 591.86 | 591.86 | 591.86 | 591.86
Geo | 0 | 0 | 0 | 0 | 0 | 0
H | 0 | 0 | 0 | 0 | 0 | 0
LFG | 0.01 | 0.01 | 0.01 | 0.04 | 0.04 | 0.04
Nuc | 94.14 | 94.14 | 94.14 | 94.14 | 94.14 | 94.14
PS | 0 | 0 | 0 | 0 | 0 | 0
PV | 0 | 0 | 0 | 0 | 0 | 0
PeakG | 0 | 0.1 | 0.83 | 0.82 | 0.75 | 0.72
PeakO | 0 | 0 | 0 | 0 | 0 | 0
ST | 0 | 0 | 0 | 0 | 0 | 0
STOG | 9.12 | 11.84 | 15.27 | 14.68 | 13.04 | 12.09
STWD | 0 | 0 | 0 | 0 | 0 | 0
WT | 0.32 | 0.32 | 0.32 | 0.32 | 0.32 | 0.32
IGCC | 0 | 0 | 0 | 0 | 0 | 0
DemandResponse | 0 | 0 | 0 | 0 | 0 | 0
IGCC-CCS | 0 | 0 | 0 | 0 | 0 | 0
WT_off | 0 | 0 | 0 | 0 | 0 | 0
PseudoUnit | 0 | 0 | 0 | 0 | 0 | 0
FixedInterchange | 0 | 0 | 0 | 0 | 0 | 0
Base VOM Costs by Reporting Type: NP15
ReportingType | 2015 | 2020 | 2025 | 2030 | 2035 | 2040
BM | 0 | 0 | 0 | 0 | 0 | 0
CC | 96.14 | 60.28 | 90.65 | 66.31 | 27.09 | 2.26
CSP | 0 | 0 | 0 | 0 | 0 | 0
CT | 0 | 0 | 0 | 0 | 0 | 0
Coal | 0.81 | 0.89 | 0.89 | 0.89 | 0 | 0
Geo | 0.11 | 26.74 | 48.23 | 48.23 | 48.23 | 48.23
H | 0 | 0 | 0 | 0 | 0 | 0
LFG | 0.01 | 0.06 | 0.06 | 0.06 | 0.06 | 0.06
Nuc | 42.53 | 42.53 | 42.53 | 42.53 | 110.82 | 184.33
PS | 0 | 0 | 0 | 0 | 0 | 0
PV | 0 | 0 | 0 | 0 | 0 | 0
PeakG | 0 | 0 | 0 | 0 | 0 | 0
PeakO | 0 | 0 | 0 | 0 | 0 | 0
ST | 0 | 0 | 0 | 0 | 0 | 0
STOG | 0.31 | 0.2 | 0.46 | 0.6 | 0.03 | 0.01
STWD | 7.35 | 7.35 | 0.01 | 2.97 | 3.38 | 3.22
WT | 0.04 | 0.12 | 0.12 | 0.12 | 0.12 | 0.12
IGCC | 0 | 0 | 0 | 0 | 0 | 0
DemandResponse | 0 | 0 | 0 | 0 | 0 | 0
IGCC-CCS | 0 | 0 | 0 | 0 | 0 | 0
WT_off | 0 | 0 | 0 | 0 | 0 | 0
PseudoUnit | 0 | 0 | 0 | 0 | 0 | 0
FixedInterchange | 0 | 0 | 0 | 0 | 0 | 0
Base VOM Costs by Reporting Type: NWPP_Coal
ReportingType | 2015 | 2020 | 2025 | 2030 | 2035 | 2040
BM | 0 | 0 | 0 | 0 | 0 | 0
CC | 0 | 0 | 0 | 0 | 0 | 0
CSP | 0 | 0 | 0 | 0 | 0 | 0
CT | 0 | 0 | 0 | 0 | 0 | 0
Coal | 368.82 | 406.84 | 406.84 | 406.84 | 406.84 | 406.84
Geo | 0 | 0 | 0 | 0 | 0 | 0
H | 0 | 0 | 0 | 0 | 0 | 0
LFG | 0 | 0 | 0 | 0 | 0 | 0
Nuc | 0 | 0 | 0 | 0 | 0 | 0
PS | 0 | 0 | 0 | 0 | 0 | 0
PV | 0 | 0 | 0 | 0 | 0 | 0
PeakG | 0 | 0 | 0 | 0 | 0 | 0
PeakO | 0 | 0 | 0 | 0 | 0 | 0
ST | 0 | 0 | 0 | 0 | 0 | 0
STOG | 0 | 0 | 0 | 0 | 0 | 0
STWD | 0 | 0 | 0 | 0 | 0 | 0
WT | 0 | 0 | 0 | 0 | 0 | 0
IGCC | 0 | 0 | 0 | 0 | 0 | 0
DemandResponse | 0 | 0 | 0 | 0 | 0 | 0
IGCC-CCS | 0 | 0 | 0 | 0 | 0 | 0
WT_off | 0 | 0 | 0 | 0 | 0 | 0
PseudoUnit | 0 | 0 | 0 | 0 | 0 | 0
FixedInterchange | 0 | 0 | 0 | 0 | 0 | 0
Base VOM Costs by Reporting Type: NWPP_Gas
ReportingType | 2015 | 2020 | 2025 | 2030 | 2035 | 2040
BM | 0 | 0 | 0 | 0 | 0 | 0
CC | 122.48 | 122.48 | 122.48 | 236.24 | 236.24 | 236.24
CSP | 0 | 0 | 0 | 0 | 0 | 0
CT | 0 | 0 | 0 | 0 | 0 | 0
Coal | 0 | 0 | 0 | 0 | 15.76 | 47.85
Geo | 0 | 0 | 0 | 0 | 0 | 0
H | 0 | 0 | 0 | 0 | 0 | 0
LFG | 0 | 0 | 0 | 0 | 0 | 0
Nuc | 0 | 0 | 0 | 0 | 0 | 0
PS | 0 | 0 | 0 | 0 | 0 | 0
PV | 0 | 0 | 0 | 0 | 0 | 0
PeakG | 0 | 0 | 0 | 0 | 0 | 0
PeakO | 0 | 0 | 0 | 0 | 0 | 0
ST | 0 | 0 | 0 | 0 | 0 | 0
STOG | 0 | 0 | 0 | 0 | 0 | 0
STWD | 0 | 0 | 0 | 0 | 0 | 0
WT | 0 | 0 | 0 | 0 | 0 | 0
IGCC | 0 | 0 | 0 | 0 | 0 | 0
DemandResponse | 0 | 0 | 0 | 0 | 0 | 0
IGCC-CCS | 0 | 0 | 0 | 0 | 0 | 0
WT_off | 0 | 0 | 0 | 0 | 0 | 0
PseudoUnit | 0 | 0 | 0 | 0 | 0 | 0
FixedInterchange | 0 | 0 | 0 | 0 | 0 | 0
Base VOM Costs by Reporting Type: NWPP_NucRenew
ReportingType | 2015 | 2020 | 2025 | 2030 | 2035 | 2040
BM | 0 | 0.33 | 0 | 1.21 | 1.21 | 1.21
CC | 0 | 0 | 0 | 0 | 0 | 0
CSP | 0 | 0 | 0 | 0 | 0 | 0
CT | 0 | 0 | 0 | 0 | 0 | 0
Coal | 0 | 0 | 0 | 0 | 0 | 0
Geo | 6.93 | 6.93 | 41.74 | 41.74 | 41.74 | 41.74
H | 0 | 0 | 0 | 0 | 0 | 0
LFG | 0.01 | 0.01 | 0.03 | 0.03 | 0.03 | 0.03
Nuc | 20.91 | 20.91 | 20.91 | 20.91 | 20.91 | 20.91
PS | 0 | 0 | 0 | 0 | 0 | 0
PV | 0 | 0 | 0 | 0 | 0 | 0
PeakG | 0 | 0 | 0 | 0 | 0 | 0
PeakO | 0 | 0 | 0 | 0 | 0 | 0
ST | 0 | 0 | 0 | 0 | 0 | 0
STOG | 0 | 0 | 0 | 0 | 0 | 0
STWD | 0 | 0 | 0 | 0 | 0 | 0
WT | 0.19 | 0.19 | 0.19 | 0.19 | 0.19 | 0.19
IGCC | 0 | 0 | 0 | 0 | 0 | 0
DemandResponse | 0 | 0 | 0 | 0 | 0 | 0
IGCC-CCS | 0 | 0 | 0 | 0 | 0 | 0
WT_off | 0 | 0 | 0 | 0 | 0 | 0
PseudoUnit | 0 | 0 | 0 | 0 | 0 | 0
FixedInterchange | 0 | 0 | 0 | 0 | 0 | 0
Base VOM Costs by Reporting Type: RMPA
ReportingType | 2015 | 2020 | 2025 | 2030 | 2035 | 2040
BM | 0 | 0 | 0 | 0 | 0 | 0
CC | 13.84 | 20.6 | 7.02 | 9.49 | 7.86 | 6.75
CSP | 0 | 0 | 0 | 0 | 0 | 0
CT | 0 | 0 | 0 | 0 | 0 | 0
Coal | 211.72 | 228.59 | 217.55 | 225.53 | 267.96 | 308.13
Geo | 0 | 23.5 | 206.14 | 206.14 | 206.14 | 206.14
H | 0 | 0 | 0 | 0 | 0 | 0
LFG | 0 | 0 | 0 | 0 | 0 | 0
Nuc | 0 | 0 | 0 | 0 | 0 | 0
PS | 0 | 0 | 0 | 0 | 0 | 0
PV | 0 | 0 | 0 | 0 | 0 | 0
PeakG | 0.1 | 0.24 | 0 | 0.34 | 0.33 | 0.23
PeakO | 0 | 0 | 0 | 0 | 0 | 0
ST | 0 | 0.01 | 0.01 | 0.02 | 0.02 | 0.02
STOG | 0 | 0 | 0 | 0 | 0 | 0
STWD | 0 | 0 | 0 | 0 | 0 | 0
WT | 0.07 | 0.08 | 0.08 | 0.08 | 0.08 | 0.08
IGCC | 0 | 0 | 0 | 0 | 0 | 0
DemandResponse | 0 | 0 | 0 | 0 | 0 | 0
IGCC-CCS | 0 | 0 | 0 | 0 | 0 | 0
WT_off | 0 | 0 | 0 | 0 | 0 | 0
PseudoUnit | 0 | 0 | 0 | 0 | 0 | 0
FixedInterchange | 0 | 0 | 0 | 0 | 0 | 0
Base VOM Costs by Reporting Type: SP15
ReportingType | 2015 | 2020 | 2025 | 2030 | 2035 | 2040
BM | 0.22 | 0.22 | 0.01 | 0.22 | 0.14 | 0.19
CC | 61.21 | 48 | 55.14 | 47.34 | 36.1 | 18.46
CSP | 0 | 0 | 0 | 0 | 0 | 0
CT | 0 | 0 | 0 | 0 | 0 | 0
Coal | 2.89 | 3.19 | 3.19 | 2.83 | 1.45 | 0
Geo | 4.1 | 120.4 | 120.4 | 120.4 | 120.4 | 120.4
H | 0 | 0 | 0 | 0 | 0 | 0
LFG | 0.02 | 0.07 | 0.07 | 0.07 | 0.07 | 0.07
Nuc | 41.61 | 41.61 | 41.61 | 41.61 | 41.61 | 84.46
PS | 0 | 0 | 0 | 0 | 0 | 0
PV | 0 | 0 | 0 | 0 | 0 | 0
PeakG | 0 | 0 | 0 | 0 | 0 | 0
PeakO | 0 | 0 | 0 | 0 | 0 | 0
ST | 0.02 | 0.02 | 0.02 | 0.02 | 0.02 | 0.02
STOG | 0.44 | 0.8 | 0.4 | 0.8 | 1.22 | 1.08
STWD | 1.98 | 1.98 | 0.05 | 1.54 | 1.22 | 1.35
WT | 0.07 | 0.07 | 0.07 | 0.07 | 0.07 | 0.07
IGCC | 0 | 0 | 0 | 0 | 0 | 0
DemandResponse | 0 | 0 | 0 | 0 | 0 | 0
IGCC-CCS | 0 | 0 | 0 | 0 | 0 | 0
WT_off | 0 | 0 | 0 | 0 | 0 | 0
PseudoUnit | 0 | 0 | 0 | 0 | 0 | 0
FixedInterchange | 0 | 0 | 0 | 0 | 0 | 0
Base VOM Costs by Reporting Type: ALB
ReportingType | 2015 | 2020 | 2025 | 2030 | 2035 | 2040
BM | 0 | 0 | 0 | 0 | 0 | 0
CC | 46.85 | 66.18 | 83.83 | 103.21 | 126.4 | 122.51
CSP | 0 | 0 | 0 | 0 | 0 | 0
CT | 0 | 0 | 0 | 0 | 0 | 0
Coal | 167.67 | 167.67 | 167.67 | 167.67 | 167.67 | 167.67
Geo | 0 | 0 | 0 | 0 | 0 | 0
H | 0 | 0 | 0 | 0 | 0 | 0
LFG | 0 | 0 | 0 | 0 | 0 | 0
Nuc | 0 | 0 | 0 | 0 | 0 | 17.05
PS | 0 | 0 | 0 | 0 | 0 | 0
PV | 0 | 0 | 0 | 0 | 0 | 0
PeakG | 0 | 0 | 0 | 0 | 0 | 0
PeakO | 0 | 0 | 0 | 0 | 0 | 0
ST | 0 | 0 | 0 | 0 | 0 | 0
STOG | 0 | 0 | 0 | 0 | 0 | 0
STWD | 0 | 0 | 0 | 0 | 0 | 0
WT | 0.02 | 0.02 | 0.02 | 0.02 | 0.02 | 0.02
IGCC | 0 | 0 | 0 | 0 | 0 | 0
DemandResponse | 0 | 0 | 0 | 0 | 0 | 0
IGCC-CCS | 0 | 0 | 0 | 0 | 0 | 0
WT_off | 0 | 0 | 0 | 0 | 0 | 0
PseudoUnit | 0 | 0 | 0 | 0 | 0 | 0
FixedInterchange | 0 | 0 | 0 | 0 | 0 | 0
Base VOM Costs by Reporting Type: BC
ReportingType | 2015 | 2020 | 2025 | 2030 | 2035 | 2040
BM | 0 | 0 | 0 | 0 | 0 | 0
CC | 33.94 | 46.86 | 63.69 | 77.11 | 97.43 | 97.43
CSP | 0 | 0 | 0 | 0 | 0 | 0
CT | 0 | 0 | 0 | 0 | 0 | 0
Coal | 0 | 0 | 0 | 0 | 0 | 0
Geo | 0 | 0 | 0 | 0 | 0 | 0
H | 0 | 0 | 0 | 0 | 0 | 0
LFG | 0 | 0 | 0 | 0 | 0 | 0
Nuc | 0 | 0 | 0 | 0 | 0 | 2.08
PS | 0 | 0 | 0 | 0 | 0 | 0
PV | 0 | 0 | 0 | 0 | 0 | 0
PeakG | 0 | 0 | 0 | 0 | 0 | 0
PeakO | 0 | 0 | 0 | 0 | 0 | 0
ST | 0 | 0 | 0 | 0 | 0 | 0
STOG | 0 | 0 | 0 | 0 | 0 | 0
STWD | 0 | 0 | 0 | 0 | 0 | 2.13
WT | 0.01 | 0.01 | 0.01 | 0.01 | 0.01 | 0.01
IGCC | 0 | 0 | 0 | 0 | 0 | 0
DemandResponse | 0 | 0 | 0 | 0 | 0 | 0
IGCC-CCS | 0 | 0 | 0 | 0 | 0 | 0
WT_off | 0 | 0 | 0 | 0 | 0 | 0
PseudoUnit | 0 | 0 | 0 | 0 | 0 | 0
FixedInterchange | 0 | 0 | 0 | 0 | 0 | 0
Base VOM Costs by Reporting Type: HQ_IESO
ReportingType | 2015 | 2020 | 2025 | 2030 | 2035 | 2040
BM | 0 | 0 | 0 | 0 | 0 | 0
CC | 0 | 0 | 0 | 0 | 0 | 0
CSP | 0 | 0 | 0 | 0 | 0 | 0
CT | 0 | 0 | 0 | 0 | 0 | 0
Coal | 0 | 0 | 0 | 0 | 0 | 0
Geo | 0 | 0 | 0 | 0 | 0 | 0
H | 0 | 0 | 0 | 0 | 0 | 0
LFG | 0 | 0 | 0 | 0 | 0 | 0
Nuc | 0 | 0 | 0 | 0 | 0 | 0
PS | 0 | 0 | 0 | 0 | 0 | 0
PV | 0 | 0 | 0 | 0 | 0 | 0
PeakG | 0 | 0 | 0 | 0 | 0 | 0
PeakO | 0 | 0 | 0 | 0 | 0 | 0
ST | 0 | 0 | 0 | 0 | 0 | 0
STOG | 0 | 0 | 0 | 0 | 0 | 0
STWD | 0 | 0 | 0 | 0 | 0 | 0
WT | 0 | 0 | 0 | 0 | 0 | 0
IGCC | 0 | 0 | 0 | 0 | 0 | 0
DemandResponse | 0 | 0 | 0 | 0 | 0 | 0
IGCC-CCS | 0 | 0 | 0 | 0 | 0 | 0
WT_off | 0 | 0 | 0 | 0 | 0 | 0
PseudoUnit | 0 | 0 | 0 | 0 | 0 | 0
FixedInterchange | 0 | 0 | 0 | 0 | 0 | 0
Base VOM Costs by Reporting Type: HQ_NEISO
ReportingType | 2015 | 2020 | 2025 | 2030 | 2035 | 2040
BM | 0 | 0 | 0 | 0 | 0 | 0
CC | 0 | 0 | 0 | 0 | 0 | 0
CSP | 0 | 0 | 0 | 0 | 0 | 0
CT | 0 | 0 | 0 | 0 | 0 | 0
Coal | 0 | 0 | 0 | 0 | 0 | 0
Geo | 0 | 0 | 0 | 0 | 0 | 0
H | 0 | 0 | 0 | 0 | 0 | 0
LFG | 0 | 0 | 0 | 0 | 0 | 0
Nuc | 0 | 0 | 0 | 0 | 0 | 0
PS | 0 | 0 | 0 | 0 | 0 | 0
PV | 0 | 0 | 0 | 0 | 0 | 0
PeakG | 0 | 0 | 0 | 0 | 0 | 0
PeakO | 0 | 0 | 0 | 0 | 0 | 0
ST | 0 | 0 | 0 | 0 | 0 | 0
STOG | 0 | 0 | 0 | 0 | 0 | 0
STWD | 0 | 0 | 0 | 0 | 0 | 0
WT | 0 | 0 | 0 | 0 | 0 | 0
IGCC | 0 | 0 | 0 | 0 | 0 | 0
DemandResponse | 0 | 0 | 0 | 0 | 0 | 0
IGCC-CCS | 0 | 0 | 0 | 0 | 0 | 0
WT_off | 0 | 0 | 0 | 0 | 0 | 0
PseudoUnit | 0 | 0 | 0 | 0 | 0 | 0
FixedInterchange | 0 | 0 | 0 | 0 | 0 | 0
Base VOM Costs by Reporting Type: HQ_NY
ReportingType | 2015 | 2020 | 2025 | 2030 | 2035 | 2040
BM | 0 | 0 | 0 | 0 | 0 | 0
CC | 0 | 0 | 0 | 0 | 0 | 0
CSP | 0 | 0 | 0 | 0 | 0 | 0
CT | 0 | 0 | 0 | 0 | 0 | 0
Coal | 0 | 0 | 0 | 0 | 0 | 0
Geo | 0 | 0 | 0 | 0 | 0 | 0
H | 0 | 0 | 0 | 0 | 0 | 0
LFG | 0 | 0 | 0 | 0 | 0 | 0
Nuc | 0 | 0 | 0 | 0 | 0 | 0
PS | 0 | 0 | 0 | 0 | 0 | 0
PV | 0 | 0 | 0 | 0 | 0 | 0
PeakG | 0 | 0 | 0 | 0 | 0 | 0
PeakO | 0 | 0 | 0 | 0 | 0 | 0
ST | 0 | 0 | 0 | 0 | 0 | 0
STOG | 0 | 0 | 0 | 0 | 0 | 0
STWD | 0 | 0 | 0 | 0 | 0 | 0
WT | 0 | 0 | 0 | 0 | 0 | 0
IGCC | 0 | 0 | 0 | 0 | 0 | 0
DemandResponse | 0 | 0 | 0 | 0 | 0 | 0
IGCC-CCS | 0 | 0 | 0 | 0 | 0 | 0
WT_off | 0 | 0 | 0 | 0 | 0 | 0
PseudoUnit | 0 | 0 | 0 | 0 | 0 | 0
FixedInterchange | 0 | 0 | 0 | 0 | 0 | 0
Base VOM Costs by Reporting Type: MARITIMES
ReportingType | 2015 | 2020 | 2025 | 2030 | 2035 | 2040
BM | 0 | 0 | 0 | 0 | 0 | 0
CC | 0 | 0 | 0 | 0 | 0 | 0
CSP | 0 | 0 | 0 | 0 | 0 | 0
CT | 0 | 0 | 0 | 0 | 0 | 0
Coal | 0 | 0 | 0 | 0 | 0 | 0
Geo | 0 | 0 | 0 | 0 | 0 | 0
H | 0 | 0 | 0 | 0 | 0 | 0
LFG | 0 | 0 | 0 | 0 | 0 | 0
Nuc | 0 | 0 | 0 | 0 | 0 | 0
PS | 0 | 0 | 0 | 0 | 0 | 0
PV | 0 | 0 | 0 | 0 | 0 | 0
PeakG | 0 | 0 | 0 | 0 | 0 | 0
PeakO | 0 | 0 | 0 | 0 | 0 | 0
ST | 0 | 0 | 0 | 0 | 0 | 0
STOG | 0 | 0 | 0 | 0 | 0 | 0
STWD | 0 | 0 | 0 | 0 | 0 | 0
WT | 0 | 0 | 0 | 0 | 0 | 0
IGCC | 0 | 0 | 0 | 0 | 0 | 0
DemandResponse | 0 | 0 | 0 | 0 | 0 | 0
IGCC-CCS | 0 | 0 | 0 | 0 | 0 | 0
WT_off | 0 | 0 | 0 | 0 | 0 | 0
PseudoUnit | 0 | 0 | 0 | 0.01 | 20.18 | 19.49
FixedInterchange | 0 | 0 | 0 | 0 | 0 | 0
Base VOM Costs by Reporting Type: All
ReportingType | 2015 | 2020 | 2025 | 2030 | 2035 | 2040
BM | 10.88 | 22.17 | 41.39 | 50.76 | 58.4 | 60.3
CC | 2738.53 | 2975.37 | 2915.51 | 3375.72 | 4123.59 | 4521.94
CSP | 0 | 0 | 0 | 0 | 0 | 0
CT | 5.11 | 11.83 | 17.7 | 32 | 40.91 | 51.6
Coal | 6797.95 | 7128.7 | 7535.23 | 7704.17 | 8314.58 | 9136.36
Geo | 11.14 | 177.58 | 532.83 | 532.83 | 532.83 | 532.83
H | 0 | 0 | 0.04 | 0.14 | 0.22 | 0.29
LFG | 0.38 | 0.54 | 0.73 | 0.79 | 0.79 | 0.79
Nuc | 2296.34 | 2555.13 | 2632.59 | 2602.68 | 2141.59 | 1908.34
PS | 0 | 0 | 0 | 0 | 0 | 0
PV | 0.02 | 0.06 | 0.08 | 0.08 | 0.08 | 0.09
PeakG | 24.27 | 34.37 | 54.69 | 62.6 | 59.5 | 54.34
PeakO | 0 | 0 | 0 | 0 | 0 | 0
ST | 0.03 | 0.06 | 0.07 | 0.07 | 0.07 | 0.07
STOG | 30.74 | 37.73 | 45.45 | 46.74 | 40.92 | 38.74
STWD | 24.73 | 22.31 | 7.83 | 17.96 | 18.8 | 21.91
WT | 2.03 | 2.78 | 2.99 | 3.21 | 3.76 | 3.82
IGCC | 30.43 | 30.43 | 30.43 | 30.43 | 30.43 | 30.43
DemandResponse | 0 | 0 | 0 | 0 | 0 | 0
IGCC-CCS | 0 | 0 | 0 | 0 | 0 | 0
WT_off | 0.02 | 0.02 | 0.06 | 0.06 | 0.04 | 0.04
PseudoUnit | 0 | 0 | 0 | 0.01 | 20.18 | 19.49
FixedInterchange | 0 | 0 | 0 | 0 | 0 | 0
Base VOM Costs by Reporting Type: EI_US
ReportingType | 2015 | 2020 | 2025 | 2030 | 2035 | 2040
BM | 10.66 | 21.61 | 41.35 | 49.25 | 56.56 | 58.38
CC | 1727.81 | 1888.85 | 1778.28 | 2014.94 | 2693.75 | 3050.01
CSP | 0 | 0 | 0 | 0 | 0 | 0
CT | 4.93 | 11.71 | 15.7 | 29.03 | 40.68 | 51.15
Coal | 5302.93 | 5462.49 | 5819.38 | 5983.86 | 6433.18 | 7096.55
Geo | 0 | 0 | 0 | 0 | 0 | 0
H | 0 | 0 | 0.03 | 0.03 | 0.03 | 0.03
LFG | 0.32 | 0.38 | 0.54 | 0.57 | 0.57 | 0.57
Nuc | 1766.3 | 2025.08 | 2102.54 | 2072.63 | 1563.96 | 1226.18
PS | 0 | 0 | 0 | 0 | 0 | 0
PV | 0 | 0.05 | 0.07 | 0.07 | 0.07 | 0.07
PeakG | 24.14 | 34.03 | 51.21 | 56.73 | 53.97 | 48.85
PeakO | 0 | 0 | 0 | 0 | 0 | 0
ST | 0 | 0 | 0 | 0 | 0 | 0
STOG | 20.85 | 24.89 | 29.31 | 30.66 | 26.64 | 25.55
STWD | 14.96 | 12.55 | 7.74 | 13.02 | 13.76 | 14.77
WT | 1.2 | 1.58 | 1.8 | 2.01 | 2.63 | 2.69
IGCC | 30.43 | 30.43 | 30.43 | 30.43 | 30.43 | 30.43
DemandResponse | 0 | 0 | 0 | 0 | 0 | 0
IGCC-CCS | 0 | 0 | 0 | 0 | 0 | 0
WT_off | 0.02 | 0.02 | 0.06 | 0.06 | 0.04 | 0.04
PseudoUnit | 0 | 0 | 0 | 0.01 | 20.18 | 19.49
FixedInterchange | 0 | 0 | 0 | 0 | 0 | 0
Base VOM Costs by Reporting Type: EI_Canada
ReportingType | 2015 | 2020 | 2025 | 2030 | 2035 | 2040
BM | 0 | 0 | 0 | 0 | 0 | 0.02
CC | 6.97 | 9.42 | 10.84 | 14.81 | 31.07 | 92.29
CSP | 0 | 0 | 0 | 0 | 0 | 0
CT | 0.18 | 0.07 | 0.32 | 0.1 | 0.14 | 0.37
Coal | 0.78 | 1.67 | 3.15 | 0 | 0 | 0
Geo | 0 | 0 | 0 | 0 | 0 | 0
H | 0 | 0 | 0.01 | 0.12 | 0.2 | 0.26
LFG | 0.01 | 0.01 | 0.01 | 0.01 | 0.01 | 0.01
Nuc | 259.19 | 259.19 | 259.19 | 259.19 | 238.49 | 207.54
PS | 0 | 0 | 0 | 0 | 0 | 0
PV | 0 | 0 | 0 | 0 | 0 | 0
PeakG | 0.04 | 0 | 0 | 0 | 0.04 | 0.13
PeakO | 0 | 0 | 0 | 0 | 0 | 0
ST | 0 | 0 | 0 | 0 | 0 | 0
STOG | 0.01 | 0 | 0 | 0 | 0 | 0
STWD | 0 | 0 | 0 | 0 | 0 | 0
WT | 0.11 | 0.11 | 0.11 | 0.11 | 0.05 | 0.05
IGCC | 0 | 0 | 0 | 0 | 0 | 0
DemandResponse | 0 | 0 | 0 | 0 | 0 | 0
IGCC-CCS | 0 | 0 | 0 | 0 | 0 | 0
WT_off | 0 | 0 | 0 | 0 | 0 | 0
PseudoUnit | 0 | 0 | 0 | 0 | 0 | 0
FixedInterchange | 0 | 0 | 0 | 0 | 0 | 0
Base VOM Costs by Reporting Type: EI
ReportingType | 2015 | 2020 | 2025 | 2030 | 2035 | 2040
BM | 10.66 | 21.61 | 41.35 | 49.25 | 56.56 | 58.39
CC | 1734.79 | 1898.27 | 1789.12 | 2029.76 | 2724.81 | 3142.3
CSP | 0 | 0 | 0 | 0 | 0 | 0
CT | 5.11 | 11.77 | 16.02 | 29.13 | 40.83 | 51.52
Coal | 5303.71 | 5464.16 | 5822.53 | 5983.86 | 6433.18 | 7096.55
Geo | 0 | 0 | 0 | 0 | 0 | 0
H | 0 | 0 | 0.04 | 0.14 | 0.22 | 0.29
LFG | 0.33 | 0.39 | 0.55 | 0.58 | 0.58 | 0.58
Nuc | 2025.49 | 2284.27 | 2361.74 | 2331.82 | 1802.45 | 1433.71
PS | 0 | 0 | 0 | 0 | 0 | 0
PV | 0.01 | 0.05 | 0.07 | 0.07 | 0.07 | 0.08
PeakG | 24.18 | 34.03 | 51.21 | 56.73 | 54 | 48.97
PeakO | 0 | 0 | 0 | 0 | 0 | 0
ST | 0 | 0 | 0 | 0 | 0 | 0
STOG | 20.86 | 24.89 | 29.31 | 30.66 | 26.64 | 25.55
STWD | 14.96 | 12.55 | 7.74 | 13.02 | 13.76 | 14.77
WT | 1.31 | 1.69 | 1.91 | 2.12 | 2.67 | 2.73
IGCC | 30.43 | 30.43 | 30.43 | 30.43 | 30.43 | 30.43
DemandResponse | 0 | 0 | 0 | 0 | 0 | 0
IGCC-CCS | 0 | 0 | 0 | 0 | 0 | 0
WT_off | 0.02 | 0.02 | 0.06 | 0.06 | 0.04 | 0.04
PseudoUnit | 0 | 0 | 0 | 0.01 | 20.18 | 19.49
FixedInterchange | 0 | 0 | 0 | 0 | 0 | 0
Base VOM Costs by Reporting Type: Outside_EI
ReportingType | 2015 | 2020 | 2025 | 2030 | 2035 | 2040
BM | 0.22 | 0.55 | 0.04 | 1.51 | 1.84 | 1.91
CC | 1003.75 | 1077.1 | 1126.39 | 1345.97 | 1398.78 | 1379.64
CSP | 0 | 0 | 0 | 0 | 0 | 0
CT | 0 | 0.05 | 1.68 | 2.86 | 0.08 | 0.08
Coal | 1494.24 | 1664.54 | 1712.69 | 1720.32 | 1881.39 | 2039.81
Geo | 11.13 | 177.57 | 532.83 | 532.83 | 532.83 | 532.83
H | 0 | 0 | 0 | 0 | 0 | 0
LFG | 0.05 | 0.15 | 0.17 | 0.2 | 0.2 | 0.2
Nuc | 270.85 | 270.85 | 270.85 | 270.85 | 339.14 | 474.63
PS | 0 | 0 | 0 | 0 | 0 | 0
PV | 0.01 | 0.01 | 0.01 | 0.01 | 0.01 | 0.01
PeakG | 0.1 | 0.34 | 3.49 | 5.87 | 5.5 | 5.37
PeakO | 0 | 0 | 0 | 0 | 0 | 0
ST | 0.03 | 0.06 | 0.07 | 0.07 | 0.07 | 0.07
STOG | 9.88 | 12.84 | 16.13 | 16.08 | 14.29 | 13.18
STWD | 9.77 | 9.77 | 0.09 | 4.94 | 5.03 | 7.14
WT | 0.72 | 1.08 | 1.08 | 1.09 | 1.09 | 1.09
IGCC | 0 | 0 | 0 | 0 | 0 | 0
DemandResponse | 0 | 0 | 0 | 0 | 0 | 0
IGCC-CCS | 0 | 0 | 0 | 0 | 0 | 0
WT_off | 0 | 0 | 0 | 0 | 0 | 0
PseudoUnit | 0 | 0 | 0 | 0 | 0 | 0
FixedInterchange | 0 | 0 | 0 | 0 | 0 | 0
#9 | Retrofit VOM Costs ($million)
Retrofit VOM Costs by Reporting Type: Entergy
ReportingType | 2015 | 2020 | 2025 | 2030 | 2035 | 2040
BM | 0 | 0 | 0 | 0 | 0 | 0
CC | 0 | 0 | 0 | 0 | 0 | 0
CSP | 0 | 0 | 0 | 0 | 0 | 0
CT | 0 | 0 | 0 | 0 | 0 | 0
Coal | 14.82 | 325.78 | 402.16 | 420 | 420 | 420
Geo | 0 | 0 | 0 | 0 | 0 | 0
H | 0 | 0 | 0 | 0 | 0 | 0
LFG | 0 | 0 | 0 | 0 | 0 | 0
Nuc | 0 | 0 | 0 | 0 | 0 | 0
PS | 0 | 0 | 0 | 0 | 0 | 0
PV | 0 | 0 | 0 | 0 | 0 | 0
PeakG | 0 | 0 | 0 | 0 | 0 | 0
PeakO | 0 | 0 | 0 | 0 | 0 | 0
ST | 0 | 0 | 0 | 0 | 0 | 0
STOG | 0 | 0 | 0 | 0 | 0 | 0
STWD | 0 | 0 | 0 | 0 | 0 | 0
WT | 0 | 0 | 0 | 0 | 0 | 0
IGCC | 0 | 0 | 0 | 0 | 0 | 0
DemandResponse | 0 | 0 | 0 | 0 | 0 | 0
IGCC-CCS | 0 | 0 | 0 | 0 | 0 | 0
WT_off | 0 | 0 | 0 | 0 | 0 | 0
PseudoUnit | 0 | 0 | 0 | 0 | 0 | 0
FixedInterchange | 0 | 0 | 0 | 0 | 0 | 0
Retrofit VOM Costs by Reporting Type: FRCC
ReportingType | 2015 | 2020 | 2025 | 2030 | 2035 | 2040
BM | 0 | 0 | 0 | 0 | 0 | 0
CC | 0 | 0 | 0 | 0 | 0 | 0
CSP | 0 | 0 | 0 | 0 | 0 | 0
CT | 0 | 0 | 0 | 0 | 0 | 0
Coal | 222.34 | 281.55 | 294.25 | 306.7 | 309.24 | 309.24
Geo | 0 | 0 | 0 | 0 | 0 | 0
H | 0 | 0 | 0 | 0 | 0 | 0
LFG | 0 | 0 | 0 | 0 | 0 | 0
Nuc | 0 | 0 | 0 | 0 | 0 | 0
PS | 0 | 0 | 0 | 0 | 0 | 0
PV | 0 | 0 | 0 | 0 | 0 | 0
PeakG | 0 | 0 | 0 | 0 | 0 | 0
PeakO | 0 | 0 | 0 | 0 | 0 | 0
ST | 0 | 0 | 0 | 0 | 0 | 0
STOG | 0 | 0 | 0 | 0 | 0 | 0
STWD | 0 | 0 | 0 | 0 | 0 | 0
WT | 0 | 0 | 0 | 0 | 0 | 0
IGCC | 0 | 0 | 0 | 0 | 0 | 0
DemandResponse | 0 | 0 | 0 | 0 | 0 | 0
IGCC-CCS | 0 | 0 | 0 | 0 | 0 | 0
WT_off | 0 | 0 | 0 | 0 | 0 | 0
PseudoUnit | 0 | 0 | 0 | 0 | 0 | 0
FixedInterchange | 0 | 0 | 0 | 0 | 0 | 0
Retrofit VOM Costs by Reporting Type: MAPP_US
ReportingType | 2015 | 2020 | 2025 | 2030 | 2035 | 2040
BM | 0 | 0 | 0 | 0 | 0 | 0
CC | 0 | 0 | 0 | 0 | 0 | 0
CSP | 0 | 0 | 0 | 0 | 0 | 0
CT | 0 | 0 | 0 | 0 | 0 | 0
Coal | 94.43 | 106.4 | 106.4 | 106.4 | 106.4 | 106.4
Geo | 0 | 0 | 0 | 0 | 0 | 0
H | 0 | 0 | 0 | 0 | 0 | 0
LFG | 0 | 0 | 0 | 0 | 0 | 0
Nuc | 0 | 0 | 0 | 0 | 0 | 0
PS | 0 | 0 | 0 | 0 | 0 | 0
PV | 0 | 0 | 0 | 0 | 0 | 0
PeakG | 0 | 0 | 0 | 0 | 0 | 0
PeakO | 0 | 0 | 0 | 0 | 0 | 0
ST | 0 | 0 | 0 | 0 | 0 | 0
STOG | 0 | 0 | 0 | 0 | 0 | 0
STWD | 0 | 0 | 0 | 0 | 0 | 0
WT | 0 | 0 | 0 | 0 | 0 | 0
IGCC | 0 | 0 | 0 | 0 | 0 | 0
DemandResponse | 0 | 0 | 0 | 0 | 0 | 0
IGCC-CCS | 0 | 0 | 0 | 0 | 0 | 0
WT_off | 0 | 0 | 0 | 0 | 0 | 0
PseudoUnit | 0 | 0 | 0 | 0 | 0 | 0
FixedInterchange | 0 | 0 | 0 | 0 | 0 | 0
Retrofit VOM Costs by Reporting Type: MISO_IN
ReportingType | 2015 | 2020 | 2025 | 2030 | 2035 | 2040
BM | 0 | 0 | 0 | 0 | 0 | 0
CC | 0 | 0 | 0 | 0 | 0 | 0
CSP | 0 | 0 | 0 | 0 | 0 | 0
CT | 0 | 0 | 0 | 0 | 0 | 0
Coal | 317.81 | 482.09 | 516.79 | 556.87 | 586.41 | 587.54
Geo | 0 | 0 | 0 | 0 | 0 | 0
H | 0 | 0 | 0 | 0 | 0 | 0
LFG | 0 | 0 | 0 | 0 | 0 | 0
Nuc | 0 | 0 | 0 | 0 | 0 | 0
PS | 0 | 0 | 0 | 0 | 0 | 0
PV | 0 | 0 | 0 | 0 | 0 | 0
PeakG | 0 | 0 | 0 | 0 | 0 | 0
PeakO | 0 | 0 | 0 | 0 | 0 | 0
ST | 0 | 0 | 0 | 0 | 0 | 0
STOG | 0 | 0 | 0 | 0 | 0 | 0
STWD | 0 | 0 | 0 | 0 | 0 | 0
WT | 0 | 0 | 0 | 0 | 0 | 0
IGCC | 0 | 0 | 0 | 0 | 0 | 0
DemandResponse | 0 | 0 | 0 | 0 | 0 | 0
IGCC-CCS | 0 | 0 | 0 | 0 | 0 | 0
WT_off | 0 | 0 | 0 | 0 | 0 | 0
PseudoUnit | 0 | 0 | 0 | 0 | 0 | 0
FixedInterchange | 0 | 0 | 0 | 0 | 0 | 0
Retrofit VOM Costs by Reporting Type: MISO_MI
ReportingType | 2015 | 2020 | 2025 | 2030 | 2035 | 2040
BM | 0 | 0 | 0 | 0 | 0 | 0
CC | 0 | 0 | 0 | 0 | 0 | 0
CSP | 0 | 0 | 0 | 0 | 0 | 0
CT | 0 | 0 | 0 | 0 | 0 | 0
Coal | 42.57 | 213.15 | 248 | 266.45 | 273.17 | 273.17
Geo | 0 | 0 | 0 | 0 | 0 | 0
H | 0 | 0 | 0 | 0 | 0 | 0
LFG | 0 | 0 | 0 | 0 | 0 | 0
Nuc | 0 | 0 | 0 | 0 | 0 | 0
PS | 0 | 0 | 0 | 0 | 0 | 0
PV | 0 | 0 | 0 | 0 | 0 | 0
PeakG | 0 | 0 | 0 | 0 | 0 | 0
PeakO | 0 | 0 | 0 | 0 | 0 | 0
ST | 0 | 0 | 0 | 0 | 0 | 0
STOG | 0 | 0 | 0 | 0 | 0 | 0
STWD | 0 | 0 | 0 | 0 | 0 | 0
WT | 0 | 0 | 0 | 0 | 0 | 0
IGCC | 0 | 0 | 0 | 0 | 0 | 0
DemandResponse | 0 | 0 | 0 | 0 | 0 | 0
IGCC-CCS | 0 | 0 | 0 | 0 | 0 | 0
WT_off | 0 | 0 | 0 | 0 | 0 | 0
PseudoUnit | 0 | 0 | 0 | 0 | 0 | 0
FixedInterchange | 0 | 0 | 0 | 0 | 0 | 0
Retrofit VOM Costs by Reporting Type: MISO_MO-IL
ReportingType | 2015 | 2020 | 2025 | 2030 | 2035 | 2040
BM | 0 | 0 | 0 | 0 | 0 | 0
CC | 0 | 0 | 0 | 0 | 0 | 0
CSP | 0 | 0 | 0 | 0 | 0 | 0
CT | 0 | 0 | 0 | 0 | 0 | 0
Coal | 118.3 | 439.52 | 550.71 | 632.61 | 666.57 | 661.32
Geo | 0 | 0 | 0 | 0 | 0 | 0
H | 0 | 0 | 0 | 0 | 0 | 0
LFG | 0 | 0 | 0 | 0 | 0 | 0
Nuc | 0 | 0 | 0 | 0 | 0 | 0
PS | 0 | 0 | 0 | 0 | 0 | 0
PV | 0 | 0 | 0 | 0 | 0 | 0
PeakG | 0 | 0 | 0 | 0 | 0 | 0
PeakO | 0 | 0 | 0 | 0 | 0 | 0
ST | 0 | 0 | 0 | 0 | 0 | 0
STOG | 0 | 0 | 0 | 0 | 0 | 0
STWD | 0 | 0 | 0 | 0 | 0 | 0
WT | 0 | 0 | 0 | 0 | 0 | 0
IGCC | 0 | 0 | 0 | 0 | 0 | 0
DemandResponse | 0 | 0 | 0 | 0 | 0 | 0
IGCC-CCS | 0 | 0 | 0 | 0 | 0 | 0
WT_off | 0 | 0 | 0 | 0 | 0 | 0
PseudoUnit | 0 | 0 | 0 | 0 | 0 | 0
FixedInterchange | 0 | 0 | 0 | 0 | 0 | 0
Retrofit VOM Costs by Reporting Type: MISO_W
ReportingType | 2015 | 2020 | 2025 | 2030 | 2035 | 2040
BM | 0 | 0 | 0 | 0 | 0 | 0
CC | 0 | 0 | 0 | 0 | 0 | 0
CSP | 0 | 0 | 0 | 0 | 0 | 0
CT | 0 | 0 | 0 | 0 | 0 | 0
Coal | 146.62 | 405.43 | 408.25 | 411.74 | 414.28 | 411.74
Geo | 0 | 0 | 0 | 0 | 0 | 0
H | 0 | 0 | 0 | 0 | 0 | 0
LFG | 0 | 0 | 0 | 0 | 0 | 0
Nuc | 0 | 0 | 0 | 0 | 0 | 0
PS | 0 | 0 | 0 | 0 | 0 | 0
PV | 0 | 0 | 0 | 0 | 0 | 0
PeakG | 0 | 0 | 0 | 0 | 0 | 0
PeakO | 0 | 0 | 0 | 0 | 0 | 0
ST | 0 | 0 | 0 | 0 | 0 | 0
STOG | 0 | 0 | 0 | 0 | 0 | 0
STWD | 0 | 0 | 0 | 0 | 0 | 0
WT | 0 | 0 | 0 | 0 | 0 | 0
IGCC | 0 | 0 | 0 | 0 | 0 | 0
DemandResponse | 0 | 0 | 0 | 0 | 0 | 0
IGCC-CCS | 0 | 0 | 0 | 0 | 0 | 0
WT_off | 0 | 0 | 0 | 0 | 0 | 0
PseudoUnit | 0 | 0 | 0 | 0 | 0 | 0
FixedInterchange | 0 | 0 | 0 | 0 | 0 | 0
Retrofit VOM Costs by Reporting Type: MISO_WUMS
ReportingType | 2015 | 2020 | 2025 | 2030 | 2035 | 2040
BM | 0 | 0 | 0 | 0 | 0 | 0
CC | 0 | 0 | 0 | 0 | 0 | 0
CSP | 0 | 0 | 0 | 0 | 0 | 0
CT | 0 | 0 | 0 | 0 | 0 | 0
Coal | 90.32 | 157.31 | 188.59 | 212.68 | 224.46 | 224.46
Geo | 0 | 0 | 0 | 0 | 0 | 0
H | 0 | 0 | 0 | 0 | 0 | 0
LFG | 0 | 0 | 0 | 0 | 0 | 0
Nuc | 0 | 0 | 0 | 0 | 0 | 0
PS | 0 | 0 | 0 | 0 | 0 | 0
PV | 0 | 0 | 0 | 0 | 0 | 0
PeakG | 0 | 0 | 0 | 0 | 0 | 0
PeakO | 0 | 0 | 0 | 0 | 0 | 0
ST | 0 | 0 | 0 | 0 | 0 | 0
STOG | 0 | 0 | 0 | 0 | 0 | 0
STWD | 0 | 0 | 0 | 0 | 0 | 0
WT | 0 | 0 | 0 | 0 | 0 | 0
IGCC | 0 | 0 | 0 | 0 | 0 | 0
DemandResponse | 0 | 0 | 0 | 0 | 0 | 0
IGCC-CCS | 0 | 0 | 0 | 0 | 0 | 0
WT_off | 0 | 0 | 0 | 0 | 0 | 0
PseudoUnit | 0 | 0 | 0 | 0 | 0 | 0
FixedInterchange | 0 | 0 | 0 | 0 | 0 | 0
Retrofit VOM Costs by Reporting Type: Nebraska
ReportingType | 2015 | 2020 | 2025 | 2030 | 2035 | 2040
BM | 0 | 0 | 0 | 0 | 0 | 0
CC | 0 | 0 | 0 | 0 | 0 | 0
CSP | 0 | 0 | 0 | 0 | 0 | 0
CT | 0 | 0 | 0 | 0 | 0 | 0
Coal | 16.57 | 135.66 | 135.66 | 135.66 | 135.66 | 135.66
Geo | 0 | 0 | 0 | 0 | 0 | 0
H | 0 | 0 | 0 | 0 | 0 | 0
LFG | 0 | 0 | 0 | 0 | 0 | 0
Nuc | 0 | 0 | 0 | 0 | 0 | 0
PS | 0 | 0 | 0 | 0 | 0 | 0
PV | 0 | 0 | 0 | 0 | 0 | 0
PeakG | 0 | 0 | 0 | 0 | 0 | 0
PeakO | 0 | 0 | 0 | 0 | 0 | 0
ST | 0 | 0 | 0 | 0 | 0 | 0
STOG | 0 | 0 | 0 | 0 | 0 | 0
STWD | 0 | 0 | 0 | 0 | 0 | 0
WT | 0 | 0 | 0 | 0 | 0 | 0
IGCC | 0 | 0 | 0 | 0 | 0 | 0
DemandResponse | 0 | 0 | 0 | 0 | 0 | 0
IGCC-CCS | 0 | 0 | 0 | 0 | 0 | 0
WT_off | 0 | 0 | 0 | 0 | 0 | 0
PseudoUnit | 0 | 0 | 0 | 0 | 0 | 0
FixedInterchange | 0 | 0 | 0 | 0 | 0 | 0
Retrofit VOM Costs by Reporting Type: NEISO
ReportingType | 2015 | 2020 | 2025 | 2030 | 2035 | 2040
BM | 0 | 0 | 0 | 0 | 0 | 0
CC | 0 | 0 | 0 | 0 | 0 | 0
CSP | 0 | 0 | 0 | 0 | 0 | 0
CT | 0 | 0 | 0 | 0 | 0 | 0
Coal | 0.16 | 0 | 0 | 0 | 0 | 0
Geo | 0 | 0 | 0 | 0 | 0 | 0
H | 0 | 0 | 0 | 0 | 0 | 0
LFG | 0 | 0 | 0 | 0 | 0 | 0
Nuc | 0 | 0 | 0 | 0 | 0 | 0
PS | 0 | 0 | 0 | 0 | 0 | 0
PV | 0 | 0 | 0 | 0 | 0 | 0
PeakG | 0 | 0 | 0 | 0 | 0 | 0
PeakO | 0 | 0 | 0 | 0 | 0 | 0
ST | 0 | 0 | 0 | 0 | 0 | 0
STOG | 0 | 0 | 0 | 0 | 0 | 0
STWD | 0 | 0 | 0 | 0 | 0 | 0
WT | 0 | 0 | 0 | 0 | 0 | 0
IGCC | 0 | 0 | 0 | 0 | 0 | 0
DemandResponse | 0 | 0 | 0 | 0 | 0 | 0
IGCC-CCS | 0 | 0 | 0 | 0 | 0 | 0
WT_off | 0 | 0 | 0 | 0 | 0 | 0
PseudoUnit | 0 | 0 | 0 | 0 | 0 | 0
FixedInterchange | 0 | 0 | 0 | 0 | 0 | 0
Retrofit VOM Costs by Reporting Type: NonRTO_Midwest
ReportingType | 2015 | 2020 | 2025 | 2030 | 2035 | 2040
BM | 0 | 0 | 0 | 0 | 0 | 0
CC | 0 | 0 | 0 | 0 | 0 | 0
CSP | 0 | 0 | 0 | 0 | 0 | 0
CT | 0 | 0 | 0 | 0 | 0 | 0
Coal | 244.18 | 326.94 | 335.86 | 354.94 | 373.34 | 385.78
Geo | 0 | 0 | 0 | 0 | 0 | 0
H | 0 | 0 | 0 | 0 | 0 | 0
LFG | 0 | 0 | 0 | 0 | 0 | 0
Nuc | 0 | 0 | 0 | 0 | 0 | 0
PS | 0 | 0 | 0 | 0 | 0 | 0
PV | 0 | 0 | 0 | 0 | 0 | 0
PeakG | 0 | 0 | 0 | 0 | 0 | 0
PeakO | 0 | 0 | 0 | 0 | 0 | 0
ST | 0 | 0 | 0 | 0 | 0 | 0
STOG | 0 | 0 | 0 | 0 | 0 | 0
STWD | 0 | 0 | 0 | 0 | 0 | 0
WT | 0 | 0 | 0 | 0 | 0 | 0
IGCC | 0 | 0 | 0 | 0 | 0 | 0
DemandResponse | 0 | 0 | 0 | 0 | 0 | 0
IGCC-CCS | 0 | 0 | 0 | 0 | 0 | 0
WT_off | 0 | 0 | 0 | 0 | 0 | 0
PseudoUnit | 0 | 0 | 0 | 0 | 0 | 0
FixedInterchange | 0 | 0 | 0 | 0 | 0 | 0
Retrofit VOM Costs by Reporting Type: NYISO_A-F
ReportingType | 2015 | 2020 | 2025 | 2030 | 2035 | 2040
BM | 0 | 0 | 0 | 0 | 0 | 0
CC | 0 | 0 | 0 | 0 | 0 | 0
CSP | 0 | 0 | 0 | 0 | 0 | 0
CT | 0 | 0 | 0 | 0 | 0 | 0
Coal | 0 | 0 | 0 | 0 | 0 | 0
Geo | 0 | 0 | 0 | 0 | 0 | 0
H | 0 | 0 | 0 | 0 | 0 | 0
LFG | 0 | 0 | 0 | 0 | 0 | 0
Nuc | 0 | 0 | 0 | 0 | 0 | 0
PS | 0 | 0 | 0 | 0 | 0 | 0
PV | 0 | 0 | 0 | 0 | 0 | 0
PeakG | 0 | 0 | 0 | 0 | 0 | 0
PeakO | 0 | 0 | 0 | 0 | 0 | 0
ST | 0 | 0 | 0 | 0 | 0 | 0
STOG | 0 | 0 | 0 | 0 | 0 | 0
STWD | 0 | 0 | 0 | 0 | 0 | 0
WT | 0 | 0 | 0 | 0 | 0 | 0
IGCC | 0 | 0 | 0 | 0 | 0 | 0
DemandResponse | 0 | 0 | 0 | 0 | 0 | 0
IGCC-CCS | 0 | 0 | 0 | 0 | 0 | 0
WT_off | 0 | 0 | 0 | 0 | 0 | 0
PseudoUnit | 0 | 0 | 0 | 0 | 0 | 0
FixedInterchange | 0 | 0 | 0 | 0 | 0 | 0
Retrofit VOM Costs by Reporting Type: NYISO_G-I
ReportingType | 2015 | 2020 | 2025 | 2030 | 2035 | 2040
BM | 0 | 0 | 0 | 0 | 0 | 0
CC | 0 | 0 | 0 | 0 | 0 | 0
CSP | 0 | 0 | 0 | 0 | 0 | 0
CT | 0 | 0 | 0 | 0 | 0 | 0
Coal | 0 | 0 | 0 | 0 | 0 | 0
Geo | 0 | 0 | 0 | 0 | 0 | 0
H | 0 | 0 | 0 | 0 | 0 | 0
LFG | 0 | 0 | 0 | 0 | 0 | 0
Nuc | 0 | 0 | 0 | 0 | 0 | 0
PS | 0 | 0 | 0 | 0 | 0 | 0
PV | 0 | 0 | 0 | 0 | 0 | 0
PeakG | 0 | 0 | 0 | 0 | 0 | 0
PeakO | 0 | 0 | 0 | 0 | 0 | 0
ST | 0 | 0 | 0 | 0 | 0 | 0
STOG | 0 | 0 | 0 | 0 | 0 | 0
STWD | 0 | 0 | 0 | 0 | 0 | 0
WT | 0 | 0 | 0 | 0 | 0 | 0
IGCC | 0 | 0 | 0 | 0 | 0 | 0
DemandResponse | 0 | 0 | 0 | 0 | 0 | 0
IGCC-CCS | 0 | 0 | 0 | 0 | 0 | 0
WT_off | 0 | 0 | 0 | 0 | 0 | 0
PseudoUnit | 0 | 0 | 0 | 0 | 0 | 0
FixedInterchange | 0 | 0 | 0 | 0 | 0 | 0
Retrofit VOM Costs by Reporting Type: NYISO_J-K
ReportingType | 2015 | 2020 | 2025 | 2030 | 2035 | 2040
BM | 0 | 0 | 0 | 0 | 0 | 0
CC | 0 | 0 | 0 | 0 | 0 | 0
CSP | 0 | 0 | 0 | 0 | 0 | 0
CT | 0 | 0 | 0 | 0 | 0 | 0
Coal | 0 | 0 | 0 | 0 | 0 | 0
Geo | 0 | 0 | 0 | 0 | 0 | 0
H | 0 | 0 | 0 | 0 | 0 | 0
LFG | 0 | 0 | 0 | 0 | 0 | 0
Nuc | 0 | 0 | 0 | 0 | 0 | 0
PS | 0 | 0 | 0 | 0 | 0 | 0
PV | 0 | 0 | 0 | 0 | 0 | 0
PeakG | 0 | 0 | 0 | 0 | 0 | 0
PeakO | 0 | 0 | 0 | 0 | 0 | 0
ST | 0 | 0 | 0 | 0 | 0 | 0
STOG | 0 | 0 | 0 | 0 | 0 | 0
STWD | 0 | 0 | 0 | 0 | 0 | 0
WT | 0 | 0 | 0 | 0 | 0 | 0
IGCC | 0 | 0 | 0 | 0 | 0 | 0
DemandResponse | 0 | 0 | 0 | 0 | 0 | 0
IGCC-CCS | 0 | 0 | 0 | 0 | 0 | 0
WT_off | 0 | 0 | 0 | 0 | 0 | 0
PseudoUnit | 0 | 0 | 0 | 0 | 0 | 0
FixedInterchange | 0 | 0 | 0 | 0 | 0 | 0
Retrofit VOM Costs by Reporting Type: PJM_E
ReportingType | 2015 | 2020 | 2025 | 2030 | 2035 | 2040
BM | 0 | 0 | 0 | 0 | 0 | 0
CC | 0 | 0 | 0 | 0 | 0 | 0
CSP | 0 | 0 | 0 | 0 | 0 | 0
CT | 0 | 0 | 0 | 0 | 0 | 0
Coal | 1.79 | 1.6 | 2.63 | 6.05 | 9.49 | 11.18
Geo | 0 | 0 | 0 | 0 | 0 | 0
H | 0 | 0 | 0 | 0 | 0 | 0
LFG | 0 | 0 | 0 | 0 | 0 | 0
Nuc | 0 | 0 | 0 | 0 | 0 | 0
PS | 0 | 0 | 0 | 0 | 0 | 0
PV | 0 | 0 | 0 | 0 | 0 | 0
PeakG | 0 | 0 | 0 | 0 | 0 | 0
PeakO | 0 | 0 | 0 | 0 | 0 | 0
ST | 0 | 0 | 0 | 0 | 0 | 0
STOG | 0 | 0 | 0 | 0 | 0 | 0
STWD | 0 | 0 | 0 | 0 | 0 | 0
WT | 0 | 0 | 0 | 0 | 0 | 0
IGCC | 0 | 0 | 0 | 0 | 0 | 0
DemandResponse | 0 | 0 | 0 | 0 | 0 | 0
IGCC-CCS | 0 | 0 | 0 | 0 | 0 | 0
WT_off | 0 | 0 | 0 | 0 | 0 | 0
PseudoUnit | 0 | 0 | 0 | 0 | 0 | 0
FixedInterchange | 0 | 0 | 0 | 0 | 0 | 0
Retrofit VOM Costs by Reporting Type: PJM_ROM
ReportingType | 2015 | 2020 | 2025 | 2030 | 2035 | 2040
BM | 0 | 0 | 0 | 0 | 0 | 0
CC | 0 | 0 | 0 | 0 | 0 | 0
CSP | 0 | 0 | 0 | 0 | 0 | 0
CT | 0 | 0 | 0 | 0 | 0 | 0
Coal | 172.68 | 235.62 | 257.02 | 262.23 | 262.23 | 262.23
Geo | 0 | 0 | 0 | 0 | 0 | 0
H | 0 | 0 | 0 | 0 | 0 | 0
LFG | 0 | 0 | 0 | 0 | 0 | 0
Nuc | 0 | 0 | 0 | 0 | 0 | 0
PS | 0 | 0 | 0 | 0 | 0 | 0
PV | 0 | 0 | 0 | 0 | 0 | 0
PeakG | 0 | 0 | 0 | 0 | 0 | 0
PeakO | 0 | 0 | 0 | 0 | 0 | 0
ST | 0 | 0 | 0 | 0 | 0 | 0
STOG | 0 | 0 | 0 | 0 | 0 | 0
STWD | 0 | 0 | 0 | 0 | 0 | 0
WT | 0 | 0 | 0 | 0 | 0 | 0
IGCC | 0 | 0 | 0 | 0 | 0 | 0
DemandResponse | 0 | 0 | 0 | 0 | 0 | 0
IGCC-CCS | 0 | 0 | 0 | 0 | 0 | 0
WT_off | 0 | 0 | 0 | 0 | 0 | 0
PseudoUnit | 0 | 0 | 0 | 0 | 0 | 0
FixedInterchange | 0 | 0 | 0 | 0 | 0 | 0
Retrofit VOM Costs by Reporting Type: PJM_ROR
ReportingType | 2015 | 2020 | 2025 | 2030 | 2035 | 2040
BM | 0 | 0 | 0 | 0 | 0 | 0
CC | 0 | 0 | 0 | 0 | 0 | 0
CSP | 0 | 0 | 0 | 0 | 0 | 0
CT | 0 | 0 | 0 | 0 | 0 | 0
Coal | 939.37 | 1214.8 | 1251.36 | 1260.11 | 1271.28 | 1274.18
Geo | 0 | 0 | 0 | 0 | 0 | 0
H | 0 | 0 | 0 | 0 | 0 | 0
LFG | 0 | 0 | 0 | 0 | 0 | 0
Nuc | 0 | 0 | 0 | 0 | 0 | 0
PS | 0 | 0 | 0 | 0 | 0 | 0
PV | 0 | 0 | 0 | 0 | 0 | 0
PeakG | 0 | 0 | 0 | 0 | 0 | 0
PeakO | 0 | 0 | 0 | 0 | 0 | 0
ST | 0 | 0 | 0 | 0 | 0 | 0
STOG | 0 | 0 | 0 | 0 | 0 | 0
STWD | 0 | 0 | 0 | 0 | 0 | 0
WT | 0 | 0 | 0 | 0 | 0 | 0
IGCC | 0 | 0 | 0 | 0 | 0 | 0
DemandResponse | 0 | 0 | 0 | 0 | 0 | 0
IGCC-CCS | 0 | 0 | 0 | 0 | 0 | 0
WT_off | 0 | 0 | 0 | 0 | 0 | 0
PseudoUnit | 0 | 0 | 0 | 0 | 0 | 0
FixedInterchange | 0 | 0 | 0 | 0 | 0 | 0
Retrofit VOM Costs by Reporting Type: SOCO
ReportingType | 2015 | 2020 | 2025 | 2030 | 2035 | 2040
BM | 0 | 0 | 0 | 0 | 0 | 0
CC | 0 | 0 | 0 | 0 | 0 | 0
CSP | 0 | 0 | 0 | 0 | 0 | 0
CT | 0 | 0 | 0 | 0 | 0 | 0
Coal | 367.53 | 562.07 | 667.59 | 667.59 | 667.59 | 667.59
Geo | 0 | 0 | 0 | 0 | 0 | 0
H | 0 | 0 | 0 | 0 | 0 | 0
LFG | 0 | 0 | 0 | 0 | 0 | 0
Nuc | 0 | 0 | 0 | 0 | 0 | 0
PS | 0 | 0 | 0 | 0 | 0 | 0
PV | 0 | 0 | 0 | 0 | 0 | 0
PeakG | 0 | 0 | 0 | 0 | 0 | 0
PeakO | 0 | 0 | 0 | 0 | 0 | 0
ST | 0 | 0 | 0 | 0 | 0 | 0
STOG | 0 | 0 | 0 | 0 | 0 | 0
STWD | 0 | 0 | 0 | 0 | 0 | 0
WT | 0 | 0 | 0 | 0 | 0 | 0
IGCC | 0 | 0 | 0 | 0 | 0 | 0
DemandResponse | 0 | 0 | 0 | 0 | 0 | 0
IGCC-CCS | 0 | 0 | 0 | 0 | 0 | 0
WT_off | 0 | 0 | 0 | 0 | 0 | 0
PseudoUnit | 0 | 0 | 0 | 0 | 0 | 0
FixedInterchange | 0 | 0 | 0 | 0 | 0 | 0
Retrofit VOM Costs by Reporting Type: SPP_N
ReportingType | 2015 | 2020 | 2025 | 2030 | 2035 | 2040
BM | 0 | 0 | 0 | 0 | 0 | 0
CC | 0 | 0 | 0 | 0 | 0 | 0
CSP | 0 | 0 | 0 | 0 | 0 | 0
CT | 0 | 0 | 0 | 0 | 0 | 0
Coal | 190.31 | 361.74 | 361.74 | 361.74 | 361.74 | 361.74
Geo | 0 | 0 | 0 | 0 | 0 | 0
H | 0 | 0 | 0 | 0 | 0 | 0
LFG | 0 | 0 | 0 | 0 | 0 | 0
Nuc | 0 | 0 | 0 | 0 | 0 | 0
PS | 0 | 0 | 0 | 0 | 0 | 0
PV | 0 | 0 | 0 | 0 | 0 | 0
PeakG | 0 | 0 | 0 | 0 | 0 | 0
PeakO | 0 | 0 | 0 | 0 | 0 | 0
ST | 0 | 0 | 0 | 0 | 0 | 0
STOG | 0 | 0 | 0 | 0 | 0 | 0
STWD | 0 | 0 | 0 | 0 | 0 | 0
WT | 0 | 0 | 0 | 0 | 0 | 0
IGCC | 0 | 0 | 0 | 0 | 0 | 0
DemandResponse | 0 | 0 | 0 | 0 | 0 | 0
IGCC-CCS | 0 | 0 | 0 | 0 | 0 | 0
WT_off | 0 | 0 | 0 | 0 | 0 | 0
PseudoUnit | 0 | 0 | 0 | 0 | 0 | 0
FixedInterchange | 0 | 0 | 0 | 0 | 0 | 0
Retrofit VOM Costs by Reporting Type: SPP_S
ReportingType | 2015 | 2020 | 2025 | 2030 | 2035 | 2040
BM | 0 | 0 | 0 | 0 | 0 | 0
CC | 0 | 0 | 0 | 0 | 0 | 0
CSP | 0 | 0 | 0 | 0 | 0 | 0
CT | 0 | 0 | 0 | 0 | 0 | 0
Coal | 93.9 | 710.45 | 815.13 | 832.15 | 832.15 | 829.7
Geo | 0 | 0 | 0 | 0 | 0 | 0
H | 0 | 0 | 0 | 0 | 0 | 0
LFG | 0 | 0 | 0 | 0 | 0 | 0
Nuc | 0 | 0 | 0 | 0 | 0 | 0
PS | 0 | 0 | 0 | 0 | 0 | 0
PV | 0 | 0 | 0 | 0 | 0 | 0
PeakG | 0 | 0 | 0 | 0 | 0 | 0
PeakO | 0 | 0 | 0 | 0 | 0 | 0
ST | 0 | 0 | 0 | 0 | 0 | 0
STOG | 0 | 0 | 0 | 0 | 0 | 0
STWD | 0 | 0 | 0 | 0 | 0 | 0
WT | 0 | 0 | 0 | 0 | 0 | 0
IGCC | 0 | 0 | 0 | 0 | 0 | 0
DemandResponse | 0 | 0 | 0 | 0 | 0 | 0
IGCC-CCS | 0 | 0 | 0 | 0 | 0 | 0
WT_off | 0 | 0 | 0 | 0 | 0 | 0
PseudoUnit | 0 | 0 | 0 | 0 | 0 | 0
FixedInterchange | 0 | 0 | 0 | 0 | 0 | 0
Retrofit VOM Costs by Reporting Type: TVA
ReportingType | 2015 | 2020 | 2025 | 2030 | 2035 | 2040
BM | 0 | 0 | 0 | 0 | 0 | 0
CC | 0 | 0 | 0 | 0 | 0 | 0
CSP | 0 | 0 | 0 | 0 | 0 | 0
CT | 0 | 0 | 0 | 0 | 0 | 0
Coal | 232.48 | 467.47 | 503.19 | 508.36 | 518.36 | 518.36
Geo | 0 | 0 | 0 | 0 | 0 | 0
H | 0 | 0 | 0 | 0 | 0 | 0
LFG | 0 | 0 | 0 | 0 | 0 | 0
Nuc | 0 | 0 | 0 | 0 | 0 | 0
PS | 0 | 0 | 0 | 0 | 0 | 0
PV | 0 | 0 | 0 | 0 | 0 | 0
PeakG | 0 | 0 | 0 | 0 | 0 | 0
PeakO | 0 | 0 | 0 | 0 | 0 | 0
ST | 0 | 0 | 0 | 0 | 0 | 0
STOG | 0 | 0 | 0 | 0 | 0 | 0
STWD | 0 | 0 | 0 | 0 | 0 | 0
WT | 0 | 0 | 0 | 0 | 0 | 0
IGCC | 0 | 0 | 0 | 0 | 0 | 0
DemandResponse | 0 | 0 | 0 | 0 | 0 | 0
IGCC-CCS | 0 | 0 | 0 | 0 | 0 | 0
WT_off | 0 | 0 | 0 | 0 | 0 | 0
PseudoUnit | 0 | 0 | 0 | 0 | 0 | 0
FixedInterchange | 0 | 0 | 0 | 0 | 0 | 0
Retrofit VOM Costs by Reporting Type: TVA_Transmission
ReportingType | 2015 | 2020 | 2025 | 2030 | 2035 | 2040
BM | 0 | 0 | 0 | 0 | 0 | 0
CC | 0 | 0 | 0 | 0 | 0 | 0
CSP | 0 | 0 | 0 | 0 | 0 | 0
CT | 0 | 0 | 0 | 0 | 0 | 0
Coal | 0 | 0 | 0 | 0 | 0 | 0
Geo | 0 | 0 | 0 | 0 | 0 | 0
H | 0 | 0 | 0 | 0 | 0 | 0
LFG | 0 | 0 | 0 | 0 | 0 | 0
Nuc | 0 | 0 | 0 | 0 | 0 | 0
PS | 0 | 0 | 0 | 0 | 0 | 0
PV | 0 | 0 | 0 | 0 | 0 | 0
PeakG | 0 | 0 | 0 | 0 | 0 | 0
PeakO | 0 | 0 | 0 | 0 | 0 | 0
ST | 0 | 0 | 0 | 0 | 0 | 0
STOG | 0 | 0 | 0 | 0 | 0 | 0
STWD | 0 | 0 | 0 | 0 | 0 | 0
WT | 0 | 0 | 0 | 0 | 0 | 0
IGCC | 0 | 0 | 0 | 0 | 0 | 0
DemandResponse | 0 | 0 | 0 | 0 | 0 | 0
IGCC-CCS | 0 | 0 | 0 | 0 | 0 | 0
WT_off | 0 | 0 | 0 | 0 | 0 | 0
PseudoUnit | 0 | 0 | 0 | 0 | 0 | 0
FixedInterchange | 0 | 0 | 0 | 0 | 0 | 0
Retrofit VOM Costs by Reporting Type: VACAR
ReportingType | 2015 | 2020 | 2025 | 2030 | 2035 | 2040
BM | 0 | 0 | 0 | 0 | 0 | 0
CC | 0 | 0 | 0 | 0 | 0 | 0
CSP | 0 | 0 | 0 | 0 | 0 | 0
CT | 0 | 0 | 0 | 0 | 0 | 0
Coal | 282.15 | 329.95 | 421.91 | 458.87 | 503.93 | 515.58
Geo | 0 | 0 | 0 | 0 | 0 | 0
H | 0 | 0 | 0 | 0 | 0 | 0
LFG | 0 | 0 | 0 | 0 | 0 | 0
Nuc | 0 | 0 | 0 | 0 | 0 | 0
PS | 0 | 0 | 0 | 0 | 0 | 0
PV | 0 | 0 | 0 | 0 | 0 | 0
PeakG | 0 | 0 | 0 | 0 | 0 | 0
PeakO | 0 | 0 | 0 | 0 | 0 | 0
ST | 0 | 0 | 0 | 0 | 0 | 0
STOG | 0 | 0 | 0 | 0 | 0 | 0
STWD | 0 | 0 | 0 | 0 | 0 | 0
WT | 0 | 0 | 0 | 0 | 0 | 0
IGCC | 0 | 0 | 0 | 0 | 0 | 0
DemandResponse | 0 | 0 | 0 | 0 | 0 | 0
IGCC-CCS | 0 | 0 | 0 | 0 | 0 | 0
WT_off | 0 | 0 | 0 | 0 | 0 | 0
PseudoUnit | 0 | 0 | 0 | 0 | 0 | 0
FixedInterchange | 0 | 0 | 0 | 0 | 0 | 0
Retrofit VOM Costs by Reporting Type: IESO
ReportingType | 2015 | 2020 | 2025 | 2030 | 2035 | 2040
BM | 0 | 0 | 0 | 0 | 0 | 0
CC | 0 | 0 | 0 | 0 | 0 | 0
CSP | 0 | 0 | 0 | 0 | 0 | 0
CT | 0 | 0 | 0 | 0 | 0 | 0
Coal | 0 | 0 | 0 | 0 | 0 | 0
Geo | 0 | 0 | 0 | 0 | 0 | 0
H | 0 | 0 | 0 | 0 | 0 | 0
LFG | 0 | 0 | 0 | 0 | 0 | 0
Nuc | 0 | 0 | 0 | 0 | 0 | 0
PS | 0 | 0 | 0 | 0 | 0 | 0
PV | 0 | 0 | 0 | 0 | 0 | 0
PeakG | 0 | 0 | 0 | 0 | 0 | 0
PeakO | 0 | 0 | 0 | 0 | 0 | 0
ST | 0 | 0 | 0 | 0 | 0 | 0
STOG | 0 | 0 | 0 | 0 | 0 | 0
STWD | 0 | 0 | 0 | 0 | 0 | 0
WT | 0 | 0 | 0 | 0 | 0 | 0
IGCC | 0 | 0 | 0 | 0 | 0 | 0
DemandResponse | 0 | 0 | 0 | 0 | 0 | 0
IGCC-CCS | 0 | 0 | 0 | 0 | 0 | 0
WT_off | 0 | 0 | 0 | 0 | 0 | 0
PseudoUnit | 0 | 0 | 0 | 0 | 0 | 0
FixedInterchange | 0 | 0 | 0 | 0 | 0 | 0
Retrofit VOM Costs by Reporting Type: MAPP_CA
ReportingType | 2015 | 2020 | 2025 | 2030 | 2035 | 2040
BM | 0 | 0 | 0 | 0 | 0 | 0
CC | 0 | 0 | 0 | 0 | 0 | 0
CSP | 0 | 0 | 0 | 0 | 0 | 0
CT | 0 | 0 | 0 | 0 | 0 | 0
Coal | 0 | 0 | 0 | 0 | 0 | 0
Geo | 0 | 0 | 0 | 0 | 0 | 0
H | 0 | 0 | 0 | 0 | 0 | 0
LFG | 0 | 0 | 0 | 0 | 0 | 0
Nuc | 0 | 0 | 0 | 0 | 0 | 0
PS | 0 | 0 | 0 | 0 | 0 | 0
PV | 0 | 0 | 0 | 0 | 0 | 0
PeakG | 0 | 0 | 0 | 0 | 0 | 0
PeakO | 0 | 0 | 0 | 0 | 0 | 0
ST | 0 | 0 | 0 | 0 | 0 | 0
STOG | 0 | 0 | 0 | 0 | 0 | 0
STWD | 0 | 0 | 0 | 0 | 0 | 0
WT | 0 | 0 | 0 | 0 | 0 | 0
IGCC | 0 | 0 | 0 | 0 | 0 | 0
DemandResponse | 0 | 0 | 0 | 0 | 0 | 0
IGCC-CCS | 0 | 0 | 0 | 0 | 0 | 0
WT_off | 0 | 0 | 0 | 0 | 0 | 0
PseudoUnit | 0 | 0 | 0 | 0 | 0 | 0
FixedInterchange | 0 | 0 | 0 | 0 | 0 | 0
Retrofit VOM Costs by Reporting Type: AZ_NM_SNV_Coal
ReportingType | 2015 | 2020 | 2025 | 2030 | 2035 | 2040
BM | 0 | 0 | 0 | 0 | 0 | 0
CC | 0 | 0 | 0 | 0 | 0 | 0
CSP | 0 | 0 | 0 | 0 | 0 | 0
CT | 0 | 0 | 0 | 0 | 0 | 0
Coal | 354.51 | 404.7 | 404.7 | 404.7 | 404.7 | 404.7
Geo | 0 | 0 | 0 | 0 | 0 | 0
H | 0 | 0 | 0 | 0 | 0 | 0
LFG | 0 | 0 | 0 | 0 | 0 | 0
Nuc | 0 | 0 | 0 | 0 | 0 | 0
PS | 0 | 0 | 0 | 0 | 0 | 0
PV | 0 | 0 | 0 | 0 | 0 | 0
PeakG | 0 | 0 | 0 | 0 | 0 | 0
PeakO | 0 | 0 | 0 | 0 | 0 | 0
ST | 0 | 0 | 0 | 0 | 0 | 0
STOG | 0 | 0 | 0 | 0 | 0 | 0
STWD | 0 | 0 | 0 | 0 | 0 | 0
WT | 0 | 0 | 0 | 0 | 0 | 0
IGCC | 0 | 0 | 0 | 0 | 0 | 0
DemandResponse | 0 | 0 | 0 | 0 | 0 | 0
IGCC-CCS | 0 | 0 | 0 | 0 | 0 | 0
WT_off | 0 | 0 | 0 | 0 | 0 | 0
PseudoUnit | 0 | 0 | 0 | 0 | 0 | 0
FixedInterchange | 0 | 0 | 0 | 0 | 0 | 0
Retrofit VOM Costs by Reporting Type: AZ_NM_SNV_Gas
ReportingType | 2015 | 2020 | 2025 | 2030 | 2035 | 2040
BM | 0 | 0 | 0 | 0 | 0 | 0
CC | 0 | 0 | 0 | 0 | 0 | 0
CSP | 0 | 0 | 0 | 0 | 0 | 0
CT | 0 | 0 | 0 | 0 | 0 | 0
Coal | 0 | 0 | 0 | 0 | 0 | 0
Geo | 0 | 0 | 0 | 0 | 0 | 0
H | 0 | 0 | 0 | 0 | 0 | 0
LFG | 0 | 0 | 0 | 0 | 0 | 0
Nuc | 0 | 0 | 0 | 0 | 0 | 0
PS | 0 | 0 | 0 | 0 | 0 | 0
PV | 0 | 0 | 0 | 0 | 0 | 0
PeakG | 0 | 0 | 0 | 0 | 0 | 0
PeakO | 0 | 0 | 0 | 0 | 0 | 0
ST | 0 | 0 | 0 | 0 | 0 | 0
STOG | 0 | 0 | 0 | 0 | 0 | 0
STWD | 0 | 0 | 0 | 0 | 0 | 0
WT | 0 | 0 | 0 | 0 | 0 | 0
IGCC | 0 | 0 | 0 | 0 | 0 | 0
DemandResponse | 0 | 0 | 0 | 0 | 0 | 0
IGCC-CCS | 0 | 0 | 0 | 0 | 0 | 0
WT_off | 0 | 0 | 0 | 0 | 0 | 0
PseudoUnit | 0 | 0 | 0 | 0 | 0 | 0
FixedInterchange | 0 | 0 | 0 | 0 | 0 | 0
Retrofit VOM Costs by Reporting Type: AZ_NM_SNV_NucRenew
ReportingType | 2015 | 2020 | 2025 | 2030 | 2035 | 2040
BM | 0 | 0 | 0 | 0 | 0 | 0
CC | 0 | 0 | 0 | 0 | 0 | 0
CSP | 0 | 0 | 0 | 0 | 0 | 0
CT | 0 | 0 | 0 | 0 | 0 | 0
Coal | 0 | 0 | 0 | 0 | 0 | 0
Geo | 0 | 0 | 0 | 0 | 0 | 0
H | 0 | 0 | 0 | 0 | 0 | 0
LFG | 0 | 0 | 0 | 0 | 0 | 0
Nuc | 0 | 0 | 0 | 0 | 0 | 0
PS | 0 | 0 | 0 | 0 | 0 | 0
PV | 0 | 0 | 0 | 0 | 0 | 0
PeakG | 0 | 0 | 0 | 0 | 0 | 0
PeakO | 0 | 0 | 0 | 0 | 0 | 0
ST | 0 | 0 | 0 | 0 | 0 | 0
STOG | 0 | 0 | 0 | 0 | 0 | 0
STWD | 0 | 0 | 0 | 0 | 0 | 0
WT | 0 | 0 | 0 | 0 | 0 | 0
IGCC | 0 | 0 | 0 | 0 | 0 | 0
DemandResponse | 0 | 0 | 0 | 0 | 0 | 0
IGCC-CCS | 0 | 0 | 0 | 0 | 0 | 0
WT_off | 0 | 0 | 0 | 0 | 0 | 0
PseudoUnit | 0 | 0 | 0 | 0 | 0 | 0
FixedInterchange | 0 | 0 | 0 | 0 | 0 | 0
Retrofit VOM Costs by Reporting Type: ERCOT
ReportingType | 2015 | 2020 | 2025 | 2030 | 2035 | 2040
BM | 0 | 0 | 0 | 0 | 0 | 0
CC | 0 | 0 | 0 | 0 | 0 | 0
CSP | 0 | 0 | 0 | 0 | 0 | 0
CT | 0 | 0 | 0 | 0 | 0 | 0
Coal | 317.72 | 539.98 | 639.14 | 639.14 | 639.14 | 639.14
Geo | 0 | 0 | 0 | 0 | 0 | 0
H | 0 | 0 | 0 | 0 | 0 | 0
LFG | 0 | 0 | 0 | 0 | 0 | 0
Nuc | 0 | 0 | 0 | 0 | 0 | 0
PS | 0 | 0 | 0 | 0 | 0 | 0
PV | 0 | 0 | 0 | 0 | 0 | 0
PeakG | 0 | 0 | 0 | 0 | 0 | 0
PeakO | 0 | 0 | 0 | 0 | 0 | 0
ST | 0 | 0 | 0 | 0 | 0 | 0
STOG | 0 | 0 | 0 | 0 | 0 | 0
STWD | 0 | 0 | 0 | 0 | 0 | 0
WT | 0 | 0 | 0 | 0 | 0 | 0
IGCC | 0 | 0 | 0 | 0 | 0 | 0
DemandResponse | 0 | 0 | 0 | 0 | 0 | 0
IGCC-CCS | 0 | 0 | 0 | 0 | 0 | 0
WT_off | 0 | 0 | 0 | 0 | 0 | 0
PseudoUnit | 0 | 0 | 0 | 0 | 0 | 0
FixedInterchange | 0 | 0 | 0 | 0 | 0 | 0
Retrofit VOM Costs by Reporting Type: NP15
ReportingType | 2015 | 2020 | 2025 | 2030 | 2035 | 2040
BM | 0 | 0 | 0 | 0 | 0 | 0
CC | 0 | 0 | 0 | 0 | 0 | 0
CSP | 0 | 0 | 0 | 0 | 0 | 0
CT | 0 | 0 | 0 | 0 | 0 | 0
Coal | 1.46 | 1.59 | 1.59 | 1.59 | 0 | 0
Geo | 0 | 0 | 0 | 0 | 0 | 0
H | 0 | 0 | 0 | 0 | 0 | 0
LFG | 0 | 0 | 0 | 0 | 0 | 0
Nuc | 0 | 0 | 0 | 0 | 0 | 0
PS | 0 | 0 | 0 | 0 | 0 | 0
PV | 0 | 0 | 0 | 0 | 0 | 0
PeakG | 0 | 0 | 0 | 0 | 0 | 0
PeakO | 0 | 0 | 0 | 0 | 0 | 0
ST | 0 | 0 | 0 | 0 | 0 | 0
STOG | 0 | 0 | 0 | 0 | 0 | 0
STWD | 0 | 0 | 0 | 0 | 0 | 0
WT | 0 | 0 | 0 | 0 | 0 | 0
IGCC | 0 | 0 | 0 | 0 | 0 | 0
DemandResponse | 0 | 0 | 0 | 0 | 0 | 0
IGCC-CCS | 0 | 0 | 0 | 0 | 0 | 0
WT_off | 0 | 0 | 0 | 0 | 0 | 0
PseudoUnit | 0 | 0 | 0 | 0 | 0 | 0
FixedInterchange | 0 | 0 | 0 | 0 | 0 | 0
Retrofit VOM Costs by Reporting Type: NWPP_Coal
ReportingType | 2015 | 2020 | 2025 | 2030 | 2035 | 2040
BM | 0 | 0 | 0 | 0 | 0 | 0
CC | 0 | 0 | 0 | 0 | 0 | 0
CSP | 0 | 0 | 0 | 0 | 0 | 0
CT | 0 | 0 | 0 | 0 | 0 | 0
Coal | 536.72 | 693.69 | 693.69 | 693.69 | 693.69 | 693.69
Geo | 0 | 0 | 0 | 0 | 0 | 0
H | 0 | 0 | 0 | 0 | 0 | 0
LFG | 0 | 0 | 0 | 0 | 0 | 0
Nuc | 0 | 0 | 0 | 0 | 0 | 0
PS | 0 | 0 | 0 | 0 | 0 | 0
PV | 0 | 0 | 0 | 0 | 0 | 0
PeakG | 0 | 0 | 0 | 0 | 0 | 0
PeakO | 0 | 0 | 0 | 0 | 0 | 0
ST | 0 | 0 | 0 | 0 | 0 | 0
STOG | 0 | 0 | 0 | 0 | 0 | 0
STWD | 0 | 0 | 0 | 0 | 0 | 0
WT | 0 | 0 | 0 | 0 | 0 | 0
IGCC | 0 | 0 | 0 | 0 | 0 | 0
DemandResponse | 0 | 0 | 0 | 0 | 0 | 0
IGCC-CCS | 0 | 0 | 0 | 0 | 0 | 0
WT_off | 0 | 0 | 0 | 0 | 0 | 0
PseudoUnit | 0 | 0 | 0 | 0 | 0 | 0
FixedInterchange | 0 | 0 | 0 | 0 | 0 | 0
Retrofit VOM Costs by Reporting Type: NWPP_Gas
ReportingType | 2015 | 2020 | 2025 | 2030 | 2035 | 2040
BM | 0 | 0 | 0 | 0 | 0 | 0
CC | 0 | 0 | 0 | 0 | 0 | 0
CSP | 0 | 0 | 0 | 0 | 0 | 0
CT | 0 | 0 | 0 | 0 | 0 | 0
Coal | 0 | 0 | 0 | 0 | 0 | 0
Geo | 0 | 0 | 0 | 0 | 0 | 0
H | 0 | 0 | 0 | 0 | 0 | 0
LFG | 0 | 0 | 0 | 0 | 0 | 0
Nuc | 0 | 0 | 0 | 0 | 0 | 0
PS | 0 | 0 | 0 | 0 | 0 | 0
PV | 0 | 0 | 0 | 0 | 0 | 0
PeakG | 0 | 0 | 0 | 0 | 0 | 0
PeakO | 0 | 0 | 0 | 0 | 0 | 0
ST | 0 | 0 | 0 | 0 | 0 | 0
STOG | 0 | 0 | 0 | 0 | 0 | 0
STWD | 0 | 0 | 0 | 0 | 0 | 0
WT | 0 | 0 | 0 | 0 | 0 | 0
IGCC | 0 | 0 | 0 | 0 | 0 | 0
DemandResponse | 0 | 0 | 0 | 0 | 0 | 0
IGCC-CCS | 0 | 0 | 0 | 0 | 0 | 0
WT_off | 0 | 0 | 0 | 0 | 0 | 0
PseudoUnit | 0 | 0 | 0 | 0 | 0 | 0
FixedInterchange | 0 | 0 | 0 | 0 | 0 | 0
Retrofit VOM Costs by Reporting Type: NWPP_NucRenew
ReportingType | 2015 | 2020 | 2025 | 2030 | 2035 | 2040
BM | 0 | 0 | 0 | 0 | 0 | 0
CC | 0 | 0 | 0 | 0 | 0 | 0
CSP | 0 | 0 | 0 | 0 | 0 | 0
CT | 0 | 0 | 0 | 0 | 0 | 0
Coal | 0 | 0 | 0 | 0 | 0 | 0
Geo | 0 | 0 | 0 | 0 | 0 | 0
H | 0 | 0 | 0 | 0 | 0 | 0
LFG | 0 | 0 | 0 | 0 | 0 | 0
Nuc | 0 | 0 | 0 | 0 | 0 | 0
PS | 0 | 0 | 0 | 0 | 0 | 0
PV | 0 | 0 | 0 | 0 | 0 | 0
PeakG | 0 | 0 | 0 | 0 | 0 | 0
PeakO | 0 | 0 | 0 | 0 | 0 | 0
ST | 0 | 0 | 0 | 0 | 0 | 0
STOG | 0 | 0 | 0 | 0 | 0 | 0
STWD | 0 | 0 | 0 | 0 | 0 | 0
WT | 0 | 0 | 0 | 0 | 0 | 0
IGCC | 0 | 0 | 0 | 0 | 0 | 0
DemandResponse | 0 | 0 | 0 | 0 | 0 | 0
IGCC-CCS | 0 | 0 | 0 | 0 | 0 | 0
WT_off | 0 | 0 | 0 | 0 | 0 | 0
PseudoUnit | 0 | 0 | 0 | 0 | 0 | 0
FixedInterchange | 0 | 0 | 0 | 0 | 0 | 0
Retrofit VOM Costs by Reporting Type: RMPA
ReportingType | 2015 | 2020 | 2025 | 2030 | 2035 | 2040
BM | 0 | 0 | 0 | 0 | 0 | 0
CC | 0 | 0 | 0 | 0 | 0 | 0
CSP | 0 | 0 | 0 | 0 | 0 | 0
CT | 0 | 0 | 0 | 0 | 0 | 0
Coal | 259.51 | 340.11 | 320.52 | 320.52 | 320.52 | 311.8
Geo | 0 | 0 | 0 | 0 | 0 | 0
H | 0 | 0 | 0 | 0 | 0 | 0
LFG | 0 | 0 | 0 | 0 | 0 | 0
Nuc | 0 | 0 | 0 | 0 | 0 | 0
PS | 0 | 0 | 0 | 0 | 0 | 0
PV | 0 | 0 | 0 | 0 | 0 | 0
PeakG | 0 | 0 | 0 | 0 | 0 | 0
PeakO | 0 | 0 | 0 | 0 | 0 | 0
ST | 0 | 0 | 0 | 0 | 0 | 0
STOG | 0 | 0 | 0 | 0 | 0 | 0
STWD | 0 | 0 | 0 | 0 | 0 | 0
WT | 0 | 0 | 0 | 0 | 0 | 0
IGCC | 0 | 0 | 0 | 0 | 0 | 0
DemandResponse | 0 | 0 | 0 | 0 | 0 | 0
IGCC-CCS | 0 | 0 | 0 | 0 | 0 | 0
WT_off | 0 | 0 | 0 | 0 | 0 | 0
PseudoUnit | 0 | 0 | 0 | 0 | 0 | 0
FixedInterchange | 0 | 0 | 0 | 0 | 0 | 0
Retrofit VOM Costs by Reporting Type: SP15
ReportingType | 2015 | 2020 | 2025 | 2030 | 2035 | 2040
BM | 0 | 0 | 0 | 0 | 0 | 0
CC | 0 | 0 | 0 | 0 | 0 | 0
CSP | 0 | 0 | 0 | 0 | 0 | 0
CT | 0 | 0 | 0 | 0 | 0 | 0
Coal | 5.19 | 5.66 | 5.66 | 5.02 | 2.57 | 0
Geo | 0 | 0 | 0 | 0 | 0 | 0
H | 0 | 0 | 0 | 0 | 0 | 0
LFG | 0 | 0 | 0 | 0 | 0 | 0
Nuc | 0 | 0 | 0 | 0 | 0 | 0
PS | 0 | 0 | 0 | 0 | 0 | 0
PV | 0 | 0 | 0 | 0 | 0 | 0
PeakG | 0 | 0 | 0 | 0 | 0 | 0
PeakO | 0 | 0 | 0 | 0 | 0 | 0
ST | 0 | 0 | 0 | 0 | 0 | 0
STOG | 0 | 0 | 0 | 0 | 0 | 0
STWD | 0 | 0 | 0 | 0 | 0 | 0
WT | 0 | 0 | 0 | 0 | 0 | 0
IGCC | 0 | 0 | 0 | 0 | 0 | 0
DemandResponse | 0 | 0 | 0 | 0 | 0 | 0
IGCC-CCS | 0 | 0 | 0 | 0 | 0 | 0
WT_off | 0 | 0 | 0 | 0 | 0 | 0
PseudoUnit | 0 | 0 | 0 | 0 | 0 | 0
FixedInterchange | 0 | 0 | 0 | 0 | 0 | 0
Retrofit VOM Costs by Reporting Type: ALB
ReportingType | 2015 | 2020 | 2025 | 2030 | 2035 | 2040
BM | 0 | 0 | 0 | 0 | 0 | 0
CC | 0 | 0 | 0 | 0 | 0 | 0
CSP | 0 | 0 | 0 | 0 | 0 | 0
CT | 0 | 0 | 0 | 0 | 0 | 0
Coal | 21.2 | 21.2 | 21.2 | 21.2 | 21.2 | 21.2
Geo | 0 | 0 | 0 | 0 | 0 | 0
H | 0 | 0 | 0 | 0 | 0 | 0
LFG | 0 | 0 | 0 | 0 | 0 | 0
Nuc | 0 | 0 | 0 | 0 | 0 | 0
PS | 0 | 0 | 0 | 0 | 0 | 0
PV | 0 | 0 | 0 | 0 | 0 | 0
PeakG | 0 | 0 | 0 | 0 | 0 | 0
PeakO | 0 | 0 | 0 | 0 | 0 | 0
ST | 0 | 0 | 0 | 0 | 0 | 0
STOG | 0 | 0 | 0 | 0 | 0 | 0
STWD | 0 | 0 | 0 | 0 | 0 | 0
WT | 0 | 0 | 0 | 0 | 0 | 0
IGCC | 0 | 0 | 0 | 0 | 0 | 0
DemandResponse | 0 | 0 | 0 | 0 | 0 | 0
IGCC-CCS | 0 | 0 | 0 | 0 | 0 | 0
WT_off | 0 | 0 | 0 | 0 | 0 | 0
PseudoUnit | 0 | 0 | 0 | 0 | 0 | 0
FixedInterchange | 0 | 0 | 0 | 0 | 0 | 0
Retrofit VOM Costs by Reporting Type: BC
ReportingType | 2015 | 2020 | 2025 | 2030 | 2035 | 2040
BM | 0 | 0 | 0 | 0 | 0 | 0
CC | 0 | 0 | 0 | 0 | 0 | 0
CSP | 0 | 0 | 0 | 0 | 0 | 0
CT | 0 | 0 | 0 | 0 | 0 | 0
Coal | 0 | 0 | 0 | 0 | 0 | 0
Geo | 0 | 0 | 0 | 0 | 0 | 0
H | 0 | 0 | 0 | 0 | 0 | 0
LFG | 0 | 0 | 0 | 0 | 0 | 0
Nuc | 0 | 0 | 0 | 0 | 0 | 0
PS | 0 | 0 | 0 | 0 | 0 | 0
PV | 0 | 0 | 0 | 0 | 0 | 0
PeakG | 0 | 0 | 0 | 0 | 0 | 0
PeakO | 0 | 0 | 0 | 0 | 0 | 0
ST | 0 | 0 | 0 | 0 | 0 | 0
STOG | 0 | 0 | 0 | 0 | 0 | 0
STWD | 0 | 0 | 0 | 0 | 0 | 0
WT | 0 | 0 | 0 | 0 | 0 | 0
IGCC | 0 | 0 | 0 | 0 | 0 | 0
DemandResponse | 0 | 0 | 0 | 0 | 0 | 0
IGCC-CCS | 0 | 0 | 0 | 0 | 0 | 0
WT_off | 0 | 0 | 0 | 0 | 0 | 0
PseudoUnit | 0 | 0 | 0 | 0 | 0 | 0
FixedInterchange | 0 | 0 | 0 | 0 | 0 | 0
Retrofit VOM Costs by Reporting Type: HQ_IESO
ReportingType | 2015 | 2020 | 2025 | 2030 | 2035 | 2040
BM | 0 | 0 | 0 | 0 | 0 | 0
CC | 0 | 0 | 0 | 0 | 0 | 0
CSP | 0 | 0 | 0 | 0 | 0 | 0
CT | 0 | 0 | 0 | 0 | 0 | 0
Coal | 0 | 0 | 0 | 0 | 0 | 0
Geo | 0 | 0 | 0 | 0 | 0 | 0
H | 0 | 0 | 0 | 0 | 0 | 0
LFG | 0 | 0 | 0 | 0 | 0 | 0
Nuc | 0 | 0 | 0 | 0 | 0 | 0
PS | 0 | 0 | 0 | 0 | 0 | 0
PV | 0 | 0 | 0 | 0 | 0 | 0
PeakG | 0 | 0 | 0 | 0 | 0 | 0
PeakO | 0 | 0 | 0 | 0 | 0 | 0
ST | 0 | 0 | 0 | 0 | 0 | 0
STOG | 0 | 0 | 0 | 0 | 0 | 0
STWD | 0 | 0 | 0 | 0 | 0 | 0
WT | 0 | 0 | 0 | 0 | 0 | 0
IGCC | 0 | 0 | 0 | 0 | 0 | 0
DemandResponse | 0 | 0 | 0 | 0 | 0 | 0
IGCC-CCS | 0 | 0 | 0 | 0 | 0 | 0
WT_off | 0 | 0 | 0 | 0 | 0 | 0
PseudoUnit | 0 | 0 | 0 | 0 | 0 | 0
FixedInterchange | 0 | 0 | 0 | 0 | 0 | 0
Retrofit VOM Costs by Reporting Type: HQ_NEISO
ReportingType | 2015 | 2020 | 2025 | 2030 | 2035 | 2040
BM | 0 | 0 | 0 | 0 | 0 | 0
CC | 0 | 0 | 0 | 0 | 0 | 0
CSP | 0 | 0 | 0 | 0 | 0 | 0
CT | 0 | 0 | 0 | 0 | 0 | 0
Coal | 0 | 0 | 0 | 0 | 0 | 0
Geo | 0 | 0 | 0 | 0 | 0 | 0
H | 0 | 0 | 0 | 0 | 0 | 0
LFG | 0 | 0 | 0 | 0 | 0 | 0
Nuc | 0 | 0 | 0 | 0 | 0 | 0
PS | 0 | 0 | 0 | 0 | 0 | 0
PV | 0 | 0 | 0 | 0 | 0 | 0
PeakG | 0 | 0 | 0 | 0 | 0 | 0
PeakO | 0 | 0 | 0 | 0 | 0 | 0
ST | 0 | 0 | 0 | 0 | 0 | 0
STOG | 0 | 0 | 0 | 0 | 0 | 0
STWD | 0 | 0 | 0 | 0 | 0 | 0
WT | 0 | 0 | 0 | 0 | 0 | 0
IGCC | 0 | 0 | 0 | 0 | 0 | 0
DemandResponse | 0 | 0 | 0 | 0 | 0 | 0
IGCC-CCS | 0 | 0 | 0 | 0 | 0 | 0
WT_off | 0 | 0 | 0 | 0 | 0 | 0
PseudoUnit | 0 | 0 | 0 | 0 | 0 | 0
FixedInterchange | 0 | 0 | 0 | 0 | 0 | 0
Retrofit VOM Costs by Reporting Type: HQ_NY
ReportingType | 2015 | 2020 | 2025 | 2030 | 2035 | 2040
BM | 0 | 0 | 0 | 0 | 0 | 0
CC | 0 | 0 | 0 | 0 | 0 | 0
CSP | 0 | 0 | 0 | 0 | 0 | 0
CT | 0 | 0 | 0 | 0 | 0 | 0
Coal | 0 | 0 | 0 | 0 | 0 | 0
Geo | 0 | 0 | 0 | 0 | 0 | 0
H | 0 | 0 | 0 | 0 | 0 | 0
LFG | 0 | 0 | 0 | 0 | 0 | 0
Nuc | 0 | 0 | 0 | 0 | 0 | 0
PS | 0 | 0 | 0 | 0 | 0 | 0
PV | 0 | 0 | 0 | 0 | 0 | 0
PeakG | 0 | 0 | 0 | 0 | 0 | 0
PeakO | 0 | 0 | 0 | 0 | 0 | 0
ST | 0 | 0 | 0 | 0 | 0 | 0
STOG | 0 | 0 | 0 | 0 | 0 | 0
STWD | 0 | 0 | 0 | 0 | 0 | 0
WT | 0 | 0 | 0 | 0 | 0 | 0
IGCC | 0 | 0 | 0 | 0 | 0 | 0
DemandResponse | 0 | 0 | 0 | 0 | 0 | 0
IGCC-CCS | 0 | 0 | 0 | 0 | 0 | 0
WT_off | 0 | 0 | 0 | 0 | 0 | 0
PseudoUnit | 0 | 0 | 0 | 0 | 0 | 0
FixedInterchange | 0 | 0 | 0 | 0 | 0 | 0
Retrofit VOM Costs by Reporting Type: MARITIMES
ReportingType | 2015 | 2020 | 2025 | 2030 | 2035 | 2040
BM | 0 | 0 | 0 | 0 | 0 | 0
CC | 0 | 0 | 0 | 0 | 0 | 0
CSP | 0 | 0 | 0 | 0 | 0 | 0
CT | 0 | 0 | 0 | 0 | 0 | 0
Coal | 0 | 0 | 0 | 0 | 0 | 0
Geo | 0 | 0 | 0 | 0 | 0 | 0
H | 0 | 0 | 0 | 0 | 0 | 0
LFG | 0 | 0 | 0 | 0 | 0 | 0
Nuc | 0 | 0 | 0 | 0 | 0 | 0
PS | 0 | 0 | 0 | 0 | 0 | 0
PV | 0 | 0 | 0 | 0 | 0 | 0
PeakG | 0 | 0 | 0 | 0 | 0 | 0
PeakO | 0 | 0 | 0 | 0 | 0 | 0
ST | 0 | 0 | 0 | 0 | 0 | 0
STOG | 0 | 0 | 0 | 0 | 0 | 0
STWD | 0 | 0 | 0 | 0 | 0 | 0
WT | 0 | 0 | 0 | 0 | 0 | 0
IGCC | 0 | 0 | 0 | 0 | 0 | 0
DemandResponse | 0 | 0 | 0 | 0 | 0 | 0
IGCC-CCS | 0 | 0 | 0 | 0 | 0 | 0
WT_off | 0 | 0 | 0 | 0 | 0 | 0
PseudoUnit | 0 | 0 | 0 | 0 | 0 | 0
FixedInterchange | 0 | 0 | 0 | 0 | 0 | 0
retrofit VOM Costs by Reporting Type: All
ReportingType | 2015 | 2020 | 2025 | 2030 | 2035 | 2040
BM | 0 | 0 | 0 | 0 | 0 | 0
CC | 0 | 0 | 0 | 0 | 0 | 0
CSP | 0 | 0 | 0 | 0 | 0 | 0
CT | 0 | 0 | 0 | 0 | 0 | 0
Coal | 5084.63 | 8764.45 | 9553.73 | 9847 | 10018.11 | 10026.39
Geo | 0 | 0 | 0 | 0 | 0 | 0
H | 0 | 0 | 0 | 0 | 0 | 0
LFG | 0 | 0 | 0 | 0 | 0 | 0
Nuc | 0 | 0 | 0 | 0 | 0 | 0
PS | 0 | 0 | 0 | 0 | 0 | 0
PV | 0 | 0 | 0 | 0 | 0 | 0
PeakG | 0 | 0 | 0 | 0 | 0 | 0
PeakO | 0 | 0 | 0 | 0 | 0 | 0
ST | 0 | 0 | 0 | 0 | 0 | 0
STOG | 0 | 0 | 0 | 0 | 0 | 0
STWD | 0 | 0 | 0 | 0 | 0 | 0
WT | 0 | 0 | 0 | 0 | 0 | 0
IGCC | 0 | 0 | 0 | 0 | 0 | 0
DemandResponse | 0 | 0 | 0 | 0 | 0 | 0
IGCC-CCS | 0 | 0 | 0 | 0 | 0 | 0
WT_off | 0 | 0 | 0 | 0 | 0 | 0
PseudoUnit | 0 | 0 | 0 | 0 | 0 | 0
FixedInterchange | 0 | 0 | 0 | 0 | 0 | 0
retrofit VOM Costs by Reporting Type: EI_US
ReportingType | 2015 | 2020 | 2025 | 2030 | 2035 | 2040
BM | 0 | 0 | 0 | 0 | 0 | 0
CC | 0 | 0 | 0 | 0 | 0 | 0
CSP | 0 | 0 | 0 | 0 | 0 | 0
CT | 0 | 0 | 0 | 0 | 0 | 0
Coal | 3588.32 | 6757.51 | 7467.23 | 7761.15 | 7936.29 | 7955.86
Geo | 0 | 0 | 0 | 0 | 0 | 0
H | 0 | 0 | 0 | 0 | 0 | 0
LFG | 0 | 0 | 0 | 0 | 0 | 0
Nuc | 0 | 0 | 0 | 0 | 0 | 0
PS | 0 | 0 | 0 | 0 | 0 | 0
PV | 0 | 0 | 0 | 0 | 0 | 0
PeakG | 0 | 0 | 0 | 0 | 0 | 0
PeakO | 0 | 0 | 0 | 0 | 0 | 0
ST | 0 | 0 | 0 | 0 | 0 | 0
STOG | 0 | 0 | 0 | 0 | 0 | 0
STWD | 0 | 0 | 0 | 0 | 0 | 0
WT | 0 | 0 | 0 | 0 | 0 | 0
IGCC | 0 | 0 | 0 | 0 | 0 | 0
DemandResponse | 0 | 0 | 0 | 0 | 0 | 0
IGCC-CCS | 0 | 0 | 0 | 0 | 0 | 0
WT_off | 0 | 0 | 0 | 0 | 0 | 0
PseudoUnit | 0 | 0 | 0 | 0 | 0 | 0
FixedInterchange | 0 | 0 | 0 | 0 | 0 | 0
retrofit VOM Costs by Reporting Type: EI_Canada
ReportingType | 2015 | 2020 | 2025 | 2030 | 2035 | 2040
BM | 0 | 0 | 0 | 0 | 0 | 0
CC | 0 | 0 | 0 | 0 | 0 | 0
CSP | 0 | 0 | 0 | 0 | 0 | 0
CT | 0 | 0 | 0 | 0 | 0 | 0
Coal | 0 | 0 | 0 | 0 | 0 | 0
Geo | 0 | 0 | 0 | 0 | 0 | 0
H | 0 | 0 | 0 | 0 | 0 | 0
LFG | 0 | 0 | 0 | 0 | 0 | 0
Nuc | 0 | 0 | 0 | 0 | 0 | 0
PS | 0 | 0 | 0 | 0 | 0 | 0
PV | 0 | 0 | 0 | 0 | 0 | 0
PeakG | 0 | 0 | 0 | 0 | 0 | 0
PeakO | 0 | 0 | 0 | 0 | 0 | 0
ST | 0 | 0 | 0 | 0 | 0 | 0
STOG | 0 | 0 | 0 | 0 | 0 | 0
STWD | 0 | 0 | 0 | 0 | 0 | 0
WT | 0 | 0 | 0 | 0 | 0 | 0
IGCC | 0 | 0 | 0 | 0 | 0 | 0
DemandResponse | 0 | 0 | 0 | 0 | 0 | 0
IGCC-CCS | 0 | 0 | 0 | 0 | 0 | 0
WT_off | 0 | 0 | 0 | 0 | 0 | 0
PseudoUnit | 0 | 0 | 0 | 0 | 0 | 0
FixedInterchange | 0 | 0 | 0 | 0 | 0 | 0
retrofit VOM Costs by Reporting Type: EI
ReportingType | 2015 | 2020 | 2025 | 2030 | 2035 | 2040
BM | 0 | 0 | 0 | 0 | 0 | 0
CC | 0 | 0 | 0 | 0 | 0 | 0
CSP | 0 | 0 | 0 | 0 | 0 | 0
CT | 0 | 0 | 0 | 0 | 0 | 0
Coal | 3588.32 | 6757.51 | 7467.23 | 7761.15 | 7936.29 | 7955.86
Geo | 0 | 0 | 0 | 0 | 0 | 0
H | 0 | 0 | 0 | 0 | 0 | 0
LFG | 0 | 0 | 0 | 0 | 0 | 0
Nuc | 0 | 0 | 0 | 0 | 0 | 0
PS | 0 | 0 | 0 | 0 | 0 | 0
PV | 0 | 0 | 0 | 0 | 0 | 0
PeakG | 0 | 0 | 0 | 0 | 0 | 0
PeakO | 0 | 0 | 0 | 0 | 0 | 0
ST | 0 | 0 | 0 | 0 | 0 | 0
STOG | 0 | 0 | 0 | 0 | 0 | 0
STWD | 0 | 0 | 0 | 0 | 0 | 0
WT | 0 | 0 | 0 | 0 | 0 | 0
IGCC | 0 | 0 | 0 | 0 | 0 | 0
DemandResponse | 0 | 0 | 0 | 0 | 0 | 0
IGCC-CCS | 0 | 0 | 0 | 0 | 0 | 0
WT_off | 0 | 0 | 0 | 0 | 0 | 0
PseudoUnit | 0 | 0 | 0 | 0 | 0 | 0
FixedInterchange | 0 | 0 | 0 | 0 | 0 | 0
retrofit VOM Costs by Reporting Type: Outside_EI
ReportingType | 2015 | 2020 | 2025 | 2030 | 2035 | 2040
BM | 0 | 0 | 0 | 0 | 0 | 0
CC | 0 | 0 | 0 | 0 | 0 | 0
CSP | 0 | 0 | 0 | 0 | 0 | 0
CT | 0 | 0 | 0 | 0 | 0 | 0
Coal | 1496.3 | 2006.94 | 2086.5 | 2085.86 | 2081.82 | 2070.53
Geo | 0 | 0 | 0 | 0 | 0 | 0
H | 0 | 0 | 0 | 0 | 0 | 0
LFG | 0 | 0 | 0 | 0 | 0 | 0
Nuc | 0 | 0 | 0 | 0 | 0 | 0
PS | 0 | 0 | 0 | 0 | 0 | 0
PV | 0 | 0 | 0 | 0 | 0 | 0
PeakG | 0 | 0 | 0 | 0 | 0 | 0
PeakO | 0 | 0 | 0 | 0 | 0 | 0
ST | 0 | 0 | 0 | 0 | 0 | 0
STOG | 0 | 0 | 0 | 0 | 0 | 0
STWD | 0 | 0 | 0 | 0 | 0 | 0
WT | 0 | 0 | 0 | 0 | 0 | 0
IGCC | 0 | 0 | 0 | 0 | 0 | 0
DemandResponse | 0 | 0 | 0 | 0 | 0 | 0
IGCC-CCS | 0 | 0 | 0 | 0 | 0 | 0
WT_off | 0 | 0 | 0 | 0 | 0 | 0
PseudoUnit | 0 | 0 | 0 | 0 | 0 | 0
FixedInterchange | 0 | 0 | 0 | 0 | 0 | 0
#10 | Base FOM Costs ($million)
Base FOM Costs by Reporting Type: Entergy
ReportingType | 2015 | 2020 | 2025 | 2030 | 2035 | 2040
BM | 0 | 0 | 0 | 0 | 0 | 0
CC | 413.46 | 541.41 | 438.33 | 476.78 | 560.83 | 560.83
CSP | 0 | 0 | 0 | 0 | 0 | 0
CT | 0 | 0 | 0 | 0 | 0 | 0
Coal | 517.35 | 557.26 | 562.84 | 589.52 | 615.72 | 867.09
Geo | 0 | 0 | 0 | 0 | 0 | 0
H | 10.6 | 10.6 | 10.6 | 10.6 | 10.6 | 10.6
LFG | 0.97 | 0.97 | 13.89 | 13.89 | 13.89 | 13.89
Nuc | 831.18 | 847.53 | 831.18 | 831.18 | 697.93 | 1040.31
PS | 1.4 | 1.4 | 1.4 | 1.4 | 1.4 | 1.4
PV | 0 | 1.08 | 1.67 | 1.72 | 1.76 | 1.84
PeakG | 47.54 | 69.98 | 49.29 | 63.1 | 67 | 67
PeakO | 4.42 | 5.87 | 5.08 | 5.22 | 5.22 | 5.22
ST | 0 | 0 | 0 | 0 | 0 | 0
STOG | 145.53 | 172.2 | 145.96 | 145.96 | 145.96 | 145.96
STWD | 6.6 | 8.26 | 6.73 | 6.73 | 6.73 | 6.73
WT | 3.66 | 3.66 | 3.66 | 3.66 | 3.66 | 3.66
IGCC | 0 | 0 | 0 | 0 | 0 | 0
DemandResponse | 0 | 0 | 0 | 0 | 0 | 0
IGCC-CCS | 0 | 0 | 0 | 0 | 0 | 0
WT_off | 0 | 0 | 0 | 0 | 0 | 0
PseudoUnit | 0 | 0 | 0 | 0 | 0 | 0
FixedInterchange | 0 | 0 | 0 | 0 | 0 | 0
Base FOM Costs by Reporting Type: FRCC
ReportingType | 2015 | 2020 | 2025 | 2030 | 2035 | 2040
BM | 0 | 0 | 0 | 0 | 0 | 0
CC | 674.93 | 860.97 | 711.94 | 787.69 | 971.42 | 996.41
CSP | 0 | 0 | 0 | 0 | 0 | 0
CT | 16.6 | 16.6 | 16.6 | 16.6 | 16.6 | 16.6
Coal | 581.48 | 559.11 | 579.81 | 624.95 | 657.59 | 710.17
Geo | 0 | 0 | 0 | 0 | 0 | 0
H | 0.78 | 0.78 | 0.78 | 0.78 | 0.78 | 0.78
LFG | 58.63 | 58.63 | 82.46 | 82.46 | 82.46 | 82.46
Nuc | 617.53 | 949.91 | 1014.07 | 1014.07 | 1216.59 | 802.39
PS | 0 | 0 | 0 | 0 | 0 | 0
PV | 0.75 | 0.75 | 0.75 | 0.75 | 0.75 | 0.75
PeakG | 149.81 | 217.71 | 155.12 | 202.68 | 202.68 | 202.68
PeakO | 64.61 | 83.43 | 68.43 | 68.43 | 68.43 | 68.43
ST | 0 | 0 | 0 | 0 | 0 | 0
STOG | 209.09 | 238.94 | 204.82 | 204.82 | 204.82 | 204.82
STWD | 6.25 | 7.82 | 6.37 | 6.37 | 6.37 | 6.37
WT | 0 | 0 | 0 | 0 | 0 | 0
IGCC | 0 | 0 | 0 | 0 | 0 | 0
DemandResponse | 0 | 0 | 0 | 0 | 0 | 0
IGCC-CCS | 0 | 0 | 0 | 0 | 0 | 0
WT_off | 0 | 0 | 0 | 0 | 0 | 0
PseudoUnit | 0 | 0 | 0 | 0 | 0 | 0
FixedInterchange | 0 | 0 | 0 | 0 | 0 | 0
Base FOM Costs by Reporting Type: MAPP_US
ReportingType | 2015 | 2020 | 2025 | 2030 | 2035 | 2040
BM | 0 | 0 | 0 | 0 | 0 | 0
CC | 8.58 | 10.9 | 8.79 | 8.81 | 9.52 | 10.72
CSP | 0 | 0 | 0 | 0 | 0 | 0
CT | 2.06 | 2.06 | 2.06 | 4.15 | 4.15 | 4.15
Coal | 200.74 | 190.78 | 195.93 | 199.27 | 239.89 | 279.23
Geo | 3.95 | 3.95 | 3.95 | 3.95 | 3.95 | 3.95
H | 31.14 | 31.14 | 31.14 | 31.14 | 31.14 | 31.14
LFG | 0.24 | 0.24 | 8.86 | 8.86 | 8.86 | 8.86
Nuc | 0.01 | 0.01 | 0.01 | 0.01 | 0.01 | 0.01
PS | 0 | 0 | 0 | 0 | 0 | 0
PV | 0 | 0 | 0 | 0 | 0 | 0
PeakG | 12.29 | 19.13 | 14.16 | 16.07 | 17.04 | 17.04
PeakO | 2.27 | 3.74 | 3 | 3 | 3 | 3
ST | 0 | 0 | 0 | 0 | 0 | 0
STOG | 0 | 0 | 0 | 0 | 0 | 0
STWD | 0 | 0 | 0 | 0 | 0 | 0
WT | 55.22 | 72.04 | 74.34 | 77.59 | 80.84 | 83.49
IGCC | 0 | 0 | 0 | 0 | 0 | 0
DemandResponse | 0 | 0 | 0 | 0 | 0 | 0
IGCC-CCS | 0 | 0 | 0 | 0 | 0 | 0
WT_off | 0 | 0 | 0 | 0 | 0 | 0
PseudoUnit | 0 | 0 | 0 | 0 | 0 | 0
FixedInterchange | 0 | 0 | 0 | 0 | 0 | 0
Base FOM Costs by Reporting Type: MISO_IN
ReportingType | 2015 | 2020 | 2025 | 2030 | 2035 | 2040
BM | 0 | 0 | 0 | 0 | 0 | 0
CC | 41.43 | 52.67 | 42.31 | 45.82 | 51.79 | 51.79
CSP | 0 | 0 | 0 | 0 | 0 | 0
CT | 0 | 0 | 0 | 0 | 0 | 0
Coal | 930.27 | 1050.46 | 1043.15 | 1172.34 | 1310.67 | 1455.93
Geo | 0 | 0 | 0 | 0 | 0 | 0
H | 1.07 | 1.07 | 1.07 | 1.07 | 1.07 | 1.07
LFG | 4.46 | 4.46 | 4.46 | 14.11 | 14.11 | 14.11
Nuc | 0.01 | 0.01 | 0.01 | 0.01 | 0.01 | 0.01
PS | 0 | 0 | 0 | 0 | 0 | 0
PV | 0 | 4.13 | 6.66 | 6.74 | 7 | 7.2
PeakG | 52.35 | 76.94 | 54.27 | 73.39 | 73.39 | 73.39
PeakO | 10.59 | 13.5 | 10.82 | 10.82 | 10.82 | 10.82
ST | 0 | 0 | 0 | 0 | 0 | 0
STOG | 12.26 | 14.51 | 12.44 | 12.44 | 12.44 | 12.44
STWD | 0 | 0 | 0 | 0 | 0 | 0
WT | 18.31 | 18.31 | 18.31 | 18.31 | 18.31 | 18.31
IGCC | 30.22 | 30.22 | 30.22 | 30.22 | 30.22 | 30.22
DemandResponse | 0 | 0 | 0 | 0 | 0 | 0
IGCC-CCS | 0 | 0 | 0 | 0 | 0 | 0
WT_off | 0 | 0 | 0 | 0 | 0 | 0
PseudoUnit | 0 | 0 | 0 | 0 | 0 | 0
FixedInterchange | 0 | 0 | 0 | 0 | 0 | 0
Base FOM Costs by Reporting Type: MISO_MI
ReportingType | 2015 | 2020 | 2025 | 2030 | 2035 | 2040
BM | 0 | 0 | 0 | 0 | 0 | 0
CC | 128.88 | 172.17 | 142.32 | 148.71 | 160.93 | 160.93
CSP | 0 | 0 | 0 | 0 | 0 | 0
CT | 0 | 0 | 0 | 0 | 0 | 0
Coal | 635.18 | 651.46 | 596.18 | 672.33 | 752.48 | 800.7
Geo | 0 | 0 | 0 | 0 | 0 | 0
H | 2.01 | 2.01 | 2.01 | 2.01 | 2.01 | 2.01
LFG | 19.67 | 38.95 | 38.95 | 38.95 | 38.95 | 38.95
Nuc | 298.95 | 298.95 | 433.86 | 433.86 | 310.73 | 533.33
PS | 44.44 | 44.44 | 44.44 | 44.44 | 44.44 | 44.44
PV | 0 | 0 | 0 | 0 | 0 | 0
PeakG | 61.2 | 89.88 | 71.67 | 85.63 | 85.63 | 85.63
PeakO | 15.67 | 19.97 | 16.01 | 16.01 | 16.01 | 16.01
ST | 0 | 0 | 0 | 0 | 0 | 0
STOG | 125.33 | 148.3 | 127.13 | 127.13 | 127.13 | 127.13
STWD | 5.22 | 6.54 | 5.33 | 5.33 | 5.33 | 5.33
WT | 61.65 | 61.65 | 78.5 | 78.88 | 83.63 | 90.15
IGCC | 0 | 0 | 0 | 0 | 0 | 0
DemandResponse | 0 | 0 | 0 | 0 | 0 | 0
IGCC-CCS | 0 | 0 | 0 | 0 | 0 | 0
WT_off | 0 | 0 | 0 | 0 | 0 | 0
PseudoUnit | 0 | 0 | 0 | 0 | 0 | 0
FixedInterchange | 0 | 0 | 0 | 0 | 0 | 0
Base FOM Costs by Reporting Type: MISO_MO-IL
ReportingType | 2015 | 2020 | 2025 | 2030 | 2035 | 2040
BM | 0 | 0 | 0 | 0 | 0 | 0
CC | 31.4 | 39.92 | 32.06 | 35.22 | 39.25 | 39.25
CSP | 0 | 0 | 0 | 0 | 0 | 0
CT | 0 | 0 | 0 | 0 | 0 | 0
Coal | 1032.33 | 1133.44 | 1061.61 | 1224.95 | 1396.58 | 1469
Geo | 0 | 0 | 0 | 0 | 0 | 0
H | 5.01 | 5.01 | 5.01 | 5.01 | 5.01 | 5.01
LFG | 2.17 | 2.17 | 29.04 | 29.04 | 29.04 | 29.04
Nuc | 335.87 | 353.39 | 353.39 | 353.39 | 353.39 | 353.39
PS | 10.45 | 10.45 | 10.45 | 10.45 | 10.45 | 10.45
PV | 0 | 0 | 0 | 0 | 0 | 0
PeakG | 77.83 | 114.84 | 80.73 | 103.92 | 110.46 | 110.46
PeakO | 21.48 | 28.65 | 22.96 | 22.96 | 22.96 | 22.96
ST | 0 | 0 | 0 | 0 | 0 | 0
STOG | 26.02 | 30.78 | 26.39 | 26.39 | 26.39 | 26.39
STWD | 0 | 0 | 0 | 0 | 0 | 0
WT | 21.36 | 21.36 | 21.36 | 21.36 | 21.36 | 21.36
IGCC | 0 | 0 | 0 | 0 | 0 | 0
DemandResponse | 0 | 0 | 0 | 0 | 0 | 0
IGCC-CCS | 0 | 0 | 0 | 0 | 0 | 0
WT_off | 0 | 0 | 0 | 0 | 0 | 0
PseudoUnit | 0 | 0 | 0 | 0 | 0 | 0
FixedInterchange | 0 | 0 | 0 | 0 | 0 | 0
Base FOM Costs by Reporting Type: MISO_W
ReportingType | 2015 | 2020 | 2025 | 2030 | 2035 | 2040
BM | 0 | 0 | 0 | 0 | 0 | 0
CC | 90.43 | 114.8 | 92.68 | 92.68 | 109.48 | 112.22
CSP | 0 | 0 | 0 | 0 | 0 | 0
CT | 0 | 0 | 0 | 0 | 0 | 0
Coal | 793 | 804.13 | 806.71 | 837.25 | 1145.7 | 1482.03
Geo | 0 | 0 | 0 | 0 | 0 | 0
H | 7.08 | 7.08 | 7.08 | 7.08 | 7.08 | 7.08
LFG | 24.73 | 24.73 | 33.36 | 33.36 | 33.36 | 33.36
Nuc | 358.77 | 358.77 | 358.77 | 574.81 | 0.04 | 0.04
PS | 0 | 0 | 0 | 0 | 0 | 0
PV | 0 | 0 | 0 | 0 | 0 | 0
PeakG | 87.12 | 123.54 | 89.97 | 105.17 | 108.71 | 108.71
PeakO | 56.38 | 79.08 | 64.57 | 64.57 | 64.57 | 64.57
ST | 0 | 0 | 0 | 0 | 0 | 0
STOG | 7.56 | 8.94 | 7.67 | 7.67 | 7.67 | 7.67
STWD | 10.03 | 12.55 | 10.23 | 10.23 | 10.23 | 10.23
WT | 268.82 | 326.91 | 413.65 | 433.7 | 451.79 | 466.13
IGCC | 0 | 0 | 0 | 0 | 0 | 0
DemandResponse | 0 | 0 | 0 | 0 | 0 | 0
IGCC-CCS | 0 | 0 | 0 | 0 | 0 | 0
WT_off | 0 | 0 | 0 | 0 | 0 | 0
PseudoUnit | 0 | 0 | 0 | 0 | 0 | 0
FixedInterchange | 0 | 0 | 0 | 0 | 0 | 0
Base FOM Costs by Reporting Type: MISO_WUMS
ReportingType | 2015 | 2020 | 2025 | 2030 | 2035 | 2040
BM | 0 | 0 | 0 | 0 | 0 | 0
CC | 80.83 | 128.55 | 110.16 | 129 | 143.69 | 147.51
CSP | 0 | 0 | 0 | 0 | 0 | 0
CT | 0 | 15.97 | 18.07 | 44.87 | 70.96 | 70.96
Coal | 316.36 | 363.62 | 376.02 | 397.04 | 398.43 | 447.53
Geo | 0 | 0 | 0 | 0 | 0 | 0
H | 4.79 | 4.8 | 4.8 | 4.8 | 4.8 | 4.8
LFG | 8.57 | 9.47 | 35.44 | 35.44 | 35.44 | 35.44
Nuc | 264.54 | 287.77 | 264.54 | 509.51 | 0.04 | 0.04
PS | 0 | 0 | 0 | 0 | 0 | 0
PV | 0 | 0 | 0 | 0 | 0 | 0
PeakG | 55.64 | 81.65 | 65.08 | 77.65 | 77.65 | 77.65
PeakO | 13.52 | 17.78 | 14.69 | 14.69 | 14.69 | 14.69
ST | 0 | 0 | 0 | 0 | 0 | 0
STOG | 13.21 | 15.63 | 13.39 | 13.39 | 13.39 | 13.39
STWD | 3.37 | 4.21 | 3.43 | 3.43 | 3.43 | 3.43
WT | 46.36 | 46.36 | 46.36 | 46.36 | 46.36 | 46.36
IGCC | 0 | 0 | 0 | 0 | 0 | 0
DemandResponse | 0 | 0 | 0 | 0 | 0 | 0
IGCC-CCS | 0 | 0 | 0 | 0 | 0 | 0
WT_off | 0 | 0 | 0 | 0 | 0 | 0
PseudoUnit | 0 | 0 | 0 | 0 | 0 | 0
FixedInterchange | 0 | 0 | 0 | 0 | 0 | 0
Base FOM Costs by Reporting Type: Nebraska
ReportingType | 2015 | 2020 | 2025 | 2030 | 2035 | 2040
BM | 0 | 0 | 0 | 0 | 0 | 0
CC | 10.62 | 13.51 | 10.85 | 10.85 | 12.75 | 13.28
CSP | 0 | 0 | 0 | 0 | 0 | 0
CT | 0 | 0 | 0 | 0 | 0 | 0
Coal | 257.61 | 296.53 | 307.03 | 351.32 | 378.09 | 532.03
Geo | 0 | 0 | 0 | 0 | 0 | 0
H | 2.38 | 2.38 | 2.38 | 2.38 | 2.38 | 2.38
LFG | 0.72 | 0.72 | 9.35 | 9.35 | 9.35 | 9.35
Nuc | 198.14 | 215.54 | 198.14 | 256.34 | 0.08 | 0.08
PS | 0 | 0 | 0 | 0 | 0 | 0
PV | 0 | 0 | 0 | 0 | 0 | 0
PeakG | 21.82 | 37.31 | 31.37 | 31.37 | 31.37 | 31.37
PeakO | 9.57 | 12.19 | 9.77 | 9.77 | 9.77 | 9.77
ST | 0 | 0 | 0 | 0 | 0 | 0
STOG | 0 | 0 | 0 | 0 | 0 | 0
STWD | 0 | 0 | 0 | 0 | 0 | 0
WT | 10.53 | 51.02 | 51.02 | 51.02 | 51.02 | 51.02
IGCC | 0 | 0 | 0 | 0 | 0 | 0
DemandResponse | 0 | 0 | 0 | 0 | 0 | 0
IGCC-CCS | 0 | 0 | 0 | 0 | 0 | 0
WT_off | 0 | 0 | 0 | 0 | 0 | 0
PseudoUnit | 0 | 0 | 0 | 0 | 0 | 0
FixedInterchange | 0 | 0 | 0 | 0 | 0 | 0
Base FOM Costs by Reporting Type: NEISO
ReportingType | 2015 | 2020 | 2025 | 2030 | 2035 | 2040
BM | 25.35 | 25.35 | 25.35 | 25.35 | 25.35 | 25.35
CC | 308.09 | 384.33 | 317.46 | 344.35 | 377.77 | 377.77
CSP | 0 | 0 | 0 | 0 | 0 | 0
CT | 2.24 | 2.24 | 2.24 | 2.24 | 5.16 | 12.64
Coal | 22.84 | 0 | 0 | 0 | 0 | 0
Geo | 0 | 0 | 0 | 0 | 0 | 0
H | 46.4 | 46.4 | 46.4 | 46.4 | 46.45 | 46.45
LFG | 70.11 | 78.5 | 78.5 | 78.5 | 78.5 | 78.5
Nuc | 735.11 | 799.67 | 735.11 | 735.11 | 531.12 | 889.04
PS | 39.74 | 39.74 | 39.74 | 39.74 | 39.74 | 39.74
PV | 0.03 | 5.27 | 5.27 | 5.29 | 5.29 | 5.29
PeakG | 19.94 | 29.61 | 20.7 | 22.52 | 28.85 | 28.85
PeakO | 0 | 0 | 0 | 0 | 0 | 0
ST | 0 | 0 | 0 | 0 | 0 | 0
STOG | 0 | 0 | 0 | 0 | 0 | 0
STWD | 19.55 | 24.46 | 19.93 | 19.93 | 19.93 | 19.93
WT | 13.44 | 93.04 | 144.38 | 155.17 | 155.17 | 155.17
IGCC | 0 | 0 | 0 | 0 | 0 | 0
DemandResponse | 0 | 0 | 0 | 0 | 0 | 0
IGCC-CCS | 0 | 0 | 0 | 0 | 0 | 0
WT_off | 24.96 | 24.96 | 24.96 | 24.96 | 0 | 0
PseudoUnit | 0 | 0 | 0 | 0 | 0 | 0
FixedInterchange | 0 | 0 | 0 | 0 | 0 | 0
Base FOM Costs by Reporting Type: NonRTO_Midwest
ReportingType | 2015 | 2020 | 2025 | 2030 | 2035 | 2040
BM | 0 | 0 | 0 | 0 | 0 | 0
CC | 0 | 0 | 0 | 11.52 | 16.26 | 21.24
CSP | 0 | 0 | 0 | 0 | 0 | 0
CT | 0 | 1.14 | 1.14 | 1.76 | 1.94 | 2.74
Coal | 713.05 | 777.48 | 778.94 | 831.38 | 909.96 | 997.46
Geo | 0 | 0 | 0 | 0 | 0 | 0
H | 2.04 | 2.04 | 2.04 | 2.04 | 2.04 | 2.04
LFG | 1.69 | 1.69 | 11.39 | 20.97 | 20.97 | 20.97
Nuc | 0.01 | 0.01 | 0.01 | 0.01 | 0.01 | 0.01
PS | 0 | 0 | 0 | 0 | 0 | 0
PV | 0 | 0 | 0 | 0 | 0 | 0
PeakG | 56.39 | 83.4 | 58.5 | 71.11 | 80.61 | 80.61
PeakO | 0.35 | 0.45 | 0.36 | 0.36 | 0.36 | 0.36
ST | 0 | 0 | 0 | 0 | 0 | 0
STOG | 0 | 0 | 0 | 0 | 0 | 0
STWD | 0 | 0 | 0 | 0 | 0 | 0
WT | 2.26 | 2.26 | 2.26 | 2.26 | 2.26 | 2.26
IGCC | 0 | 0 | 0 | 0 | 0 | 0
DemandResponse | 0 | 0 | 0 | 0 | 0 | 0
IGCC-CCS | 0 | 0 | 0 | 0 | 0 | 0
WT_off | 0 | 0 | 0 | 0 | 0 | 0
PseudoUnit | 0 | 0 | 0 | 0 | 0 | 0
FixedInterchange | 0 | 0 | 0 | 0 | 0 | 0
Base FOM Costs by Reporting Type: NYISO_A-F
ReportingType | 2015 | 2020 | 2025 | 2030 | 2035 | 2040
BM | 0 | 0 | 0 | 0 | 0 | 0
CC | 115.84 | 148.08 | 131.11 | 142.52 | 142.52 | 142.52
CSP | 0 | 0 | 0 | 0 | 0 | 0
CT | 0 | 0 | 0 | 0 | 0 | 0
Coal | 0 | 0 | 0 | 0 | 0 | 0
Geo | 0 | 0 | 0 | 0 | 0 | 0
H | 62.6 | 62.6 | 62.6 | 62.6 | 62.6 | 62.6
LFG | 20.8 | 20.8 | 22.51 | 28.97 | 28.97 | 28.97
Nuc | 505.95 | 525.87 | 505.95 | 407.64 | 505.91 | 474.52
PS | 33.52 | 33.52 | 33.52 | 33.52 | 33.52 | 33.52
PV | 0 | 0 | 0 | 0 | 0 | 0
PeakG | 3.78 | 5.56 | 5.31 | 5.31 | 5.31 | 5.31
PeakO | 1.14 | 1.46 | 1.17 | 1.17 | 1.17 | 1.17
ST | 0 | 0 | 0 | 0 | 0 | 0
STOG | 0 | 0 | 0 | 0 | 0 | 0
STWD | 2.76 | 3.45 | 2.81 | 2.81 | 2.81 | 2.81
WT | 113.42 | 133.35 | 133.35 | 133.35 | 133.35 | 133.35
IGCC | 0 | 0 | 0 | 0 | 0 | 0
DemandResponse | 0 | 0 | 0 | 0 | 0 | 0
IGCC-CCS | 0 | 0 | 0 | 0 | 0 | 0
WT_off | 0 | 0 | 0 | 0 | 0 | 0
PseudoUnit | 0 | 0 | 0 | 0 | 0 | 0
FixedInterchange | 0 | 0 | 0 | 0 | 0 | 0
Base FOM Costs by Reporting Type: NYISO_G-I
ReportingType | 2015 | 2020 | 2025 | 2030 | 2035 | 2040
BM | 0 | 0 | 0 | 0 | 0 | 0
CC | 34.33 | 43.65 | 35.09 | 35.19 | 88.29 | 111.27
CSP | 0 | 0 | 0 | 0 | 0 | 0
CT | 0 | 0 | 0 | 0 | 0 | 0
Coal | 0 | 0 | 0 | 0 | 0 | 0
Geo | 0 | 0 | 0 | 0 | 0 | 0
H | 0.46 | 0.46 | 0.46 | 0.46 | 0.46 | 0.46
LFG | 7.72 | 7.72 | 16.67 | 16.67 | 16.67 | 16.67
Nuc | 323.64 | 352.06 | 323.64 | 323.64 | 425.66 | 0.15
PS | 0 | 0 | 0 | 0 | 0 | 0
PV | 0 | 0 | 0 | 0 | 0 | 0
PeakG | 1.51 | 2.04 | 1.56 | 1.56 | 1.56 | 1.56
PeakO | 2.55 | 3.25 | 2.61 | 2.61 | 2.61 | 2.61
ST | 0 | 0 | 0 | 0 | 0 | 0
STOG | 0 | 0 | 0 | 0 | 0 | 0
STWD | 0 | 0 | 0 | 0 | 0 | 0
WT | 0 | 1.68 | 1.68 | 1.68 | 1.68 | 1.68
IGCC | 0 | 0 | 0 | 0 | 0 | 0
DemandResponse | 0 | 0 | 0 | 0 | 0 | 0
IGCC-CCS | 0 | 0 | 0 | 0 | 0 | 0
WT_off | 0 | 0 | 0 | 0 | 0 | 0
PseudoUnit | 0 | 0 | 0 | 0 | 0 | 0
FixedInterchange | 0 | 0 | 0 | 0 | 0 | 0
Base FOM Costs by Reporting Type: NYISO_J-K
ReportingType | 2015 | 2020 | 2025 | 2030 | 2035 | 2040
BM | 0 | 0 | 0 | 0 | 0 | 0
CC | 125.46 | 154.92 | 127.77 | 138.94 | 152.61 | 152.61
CSP | 0 | 0 | 0 | 0 | 0 | 0
CT | 0 | 0 | 5.93 | 18.88 | 18.88 | 31.87
Coal | 0 | 0 | 0 | 0 | 0 | 0
Geo | 0 | 0 | 0 | 0 | 0 | 0
H | 0 | 0 | 0 | 0 | 0 | 0
LFG | 14.96 | 14.96 | 14.96 | 23.9 | 23.9 | 23.9
Nuc | 0.01 | 0.01 | 0.01 | 0.01 | 0.01 | 0.01
PS | 0 | 0 | 0 | 0 | 0 | 0
PV | 0.53 | 0.53 | 0.53 | 0.53 | 0 | 0
PeakG | 54.7 | 77.08 | 56.45 | 62.35 | 66.78 | 66.78
PeakO | 61.69 | 79.16 | 63.78 | 65.02 | 65.02 | 65.02
ST | 0 | 0 | 0 | 0 | 0 | 0
STOG | 246.33 | 291.47 | 249.86 | 249.86 | 249.86 | 249.86
STWD | 0 | 0 | 0 | 0 | 0 | 0
WT | 0 | 0 | 0 | 0 | 0 | 0
IGCC | 0 | 0 | 0 | 0 | 0 | 0
DemandResponse | 0 | 0 | 0 | 0 | 0 | 0
IGCC-CCS | 0 | 0 | 0 | 0 | 0 | 0
WT_off | 0 | 0 | 0 | 0 | 0 | 0
PseudoUnit | 0 | 0 | 0 | 0 | 0 | 0
FixedInterchange | 0 | 0 | 0 | 0 | 0 | 0
Base FOM Costs by Reporting Type: PJM_E
ReportingType | 2015 | 2020 | 2025 | 2030 | 2035 | 2040
BM | 3.02 | 3.02 | 3.02 | 3.02 | 3.02 | 3.02
CC | 297.21 | 359.4 | 312.87 | 330.19 | 350.43 | 350.43
CSP | 0 | 0 | 0 | 0 | 0 | 0
CT | 0.18 | 0.18 | 0.18 | 6.23 | 7.34 | 7.34
Coal | 55.73 | 15.36 | 17.8 | 18.09 | 19.4 | 19.4
Geo | 0 | 0 | 0 | 0 | 0 | 0
H | 3.85 | 3.85 | 3.85 | 3.85 | 3.85 | 3.85
LFG | 56.83 | 72.83 | 72.83 | 72.83 | 72.83 | 72.83
Nuc | 1340.77 | 1281.14 | 1243.52 | 1243.52 | 891.55 | 1851.24
PS | 9.5 | 9.5 | 9.5 | 9.5 | 9.5 | 9.5
PV | 0.75 | 0.75 | 0.75 | 0.75 | 0.75 | 0.75
PeakG | 75.2 | 106.43 | 77.64 | 89.79 | 93.22 | 93.22
PeakO | 75.92 | 100.78 | 82.41 | 82.41 | 82.41 | 82.41
ST | 0 | 0 | 0 | 0 | 0 | 0
STOG | 114.94 | 136 | 116.59 | 116.59 | 116.59 | 116.59
STWD | 0 | 0 | 0 | 0 | 0 | 0
WT | 32.63 | 32.63 | 32.63 | 32.63 | 32.63 | 32.63
IGCC | 0 | 0 | 0 | 0 | 0 | 0
DemandResponse | 0 | 0 | 0 | 0 | 0 | 0
IGCC-CCS | 0 | 0 | 0 | 0 | 0 | 0
WT_off | 0 | 0 | 58.67 | 58.67 | 58.67 | 58.67
PseudoUnit | 0 | 0 | 0 | 0 | 0 | 0
FixedInterchange | 0 | 0 | 0 | 0 | 0 | 0
Base FOM Costs by Reporting Type: PJM_ROM
ReportingType | 2015 | 2020 | 2025 | 2030 | 2035 | 2040
BM | 1.81 | 1.81 | 1.81 | 1.81 | 1.81 | 1.81
CC | 142.43 | 174.53 | 145.82 | 151.1 | 390.8 | 576.96
CSP | 0 | 0 | 0 | 0 | 0 | 0
CT | 0.11 | 0.11 | 0.11 | 0.11 | 0.11 | 0.11
Coal | 546.13 | 559.7 | 606.71 | 792.06 | 822.39 | 840.08
Geo | 0 | 0 | 0 | 0 | 0 | 0
H | 19.83 | 19.83 | 19.83 | 19.83 | 19.83 | 19.83
LFG | 43.05 | 74.95 | 74.95 | 74.95 | 74.95 | 74.95
Nuc | 796.99 | 1106.64 | 1081 | 1081 | 960.48 | 1282.37
PS | 35.92 | 35.92 | 35.92 | 35.92 | 35.92 | 35.92
PV | 0.06 | 24.33 | 39.4 | 42.99 | 44.61 | 46.13
PeakG | 30.83 | 44.67 | 41.32 | 41.32 | 41.32 | 41.32
PeakO | 45.95 | 58.57 | 46.94 | 46.94 | 46.94 | 46.94
ST | 0 | 0 | 0 | 0 | 0 | 0
STOG | 149.76 | 177.21 | 151.91 | 151.91 | 151.91 | 151.91
STWD | 2.24 | 2.81 | 2.29 | 2.29 | 2.29 | 2.29
WT | 38.48 | 38.48 | 59.54 | 222.65 | 222.65 | 222.65
IGCC | 0 | 0 | 0 | 0 | 0 | 0
DemandResponse | 0 | 0 | 0 | 0 | 0 | 0
IGCC-CCS | 0 | 0 | 0 | 0 | 0 | 0
WT_off | 0 | 0 | 0 | 0 | 0 | 0
PseudoUnit | 0 | 0 | 0 | 0 | 0 | 0
FixedInterchange | 0 | 0 | 0 | 0 | 0 | 0
Base FOM Costs by Reporting Type: PJM_ROR
ReportingType | 2015 | 2020 | 2025 | 2030 | 2035 | 2040
BM | 38.69 | 38.69 | 38.69 | 38.69 | 38.69 | 19.4
CC | 357.07 | 446.97 | 374.27 | 400.44 | 437.03 | 437.03
CSP | 0 | 0 | 0 | 0 | 0 | 0
CT | 0.19 | 0.19 | 0.19 | 0.19 | 0.19 | 0.19
Coal | 3342.48 | 3087.06 | 3160.15 | 3671.25 | 4153.36 | 4401.36
Geo | 0 | 0 | 0 | 0 | 0 | 0
H | 26.17 | 26.17 | 33.33 | 33.33 | 33.33 | 33.33
LFG | 65.06 | 65.06 | 126.87 | 126.87 | 126.87 | 126.87
Nuc | 3165.2 | 3403.21 | 3298.33 | 3161.12 | 2484.56 | 4273.97
PS | 73.14 | 73.14 | 73.14 | 73.14 | 73.14 | 73.14
PV | 0.35 | 0.35 | 0.35 | 0.35 | 0.35 | 0.35
PeakG | 325.76 | 481.29 | 337.93 | 436.45 | 464.24 | 464.24
PeakO | 48.69 | 65.15 | 52.22 | 52.22 | 52.22 | 52.22
ST | 0 | 0 | 0 | 0 | 0 | 0
STOG | 0 | 0 | 0 | 0 | 0 | 0
STWD | 6.22 | 7.78 | 6.34 | 6.34 | 6.34 | 6.34
WT | 322.6 | 322.6 | 322.6 | 327.98 | 327.98 | 327.98
IGCC | 0 | 0 | 0 | 0 | 0 | 0
DemandResponse | 0 | 0 | 0 | 0 | 0 | 0
IGCC-CCS | 0 | 0 | 0 | 0 | 0 | 0
WT_off | 0 | 0 | 0 | 0 | 0 | 0
PseudoUnit | 0 | 0 | 0 | 0 | 0 | 0
FixedInterchange | 0 | 0 | 0 | 0 | 0 | 0
Base FOM Costs by Reporting Type: SOCO
ReportingType | 2015 | 2020 | 2025 | 2030 | 2035 | 2040
BM | 5.53 | 5.53 | 5.53 | 5.53 | 5.53 | 5.53
CC | 511.87 | 633.85 | 524.61 | 593.47 | 672.39 | 672.39
CSP | 0 | 0 | 0 | 0 | 0 | 0
CT | 0 | 0 | 0 | 0 | 0 | 0
Coal | 1177.15 | 1229.89 | 1250.48 | 1413.39 | 1704.94 | 1987.79
Geo | 0 | 0 | 0 | 0 | 0 | 0
H | 59.74 | 59.74 | 59.74 | 59.74 | 59.74 | 59.74
LFG | 4.46 | 4.46 | 17.39 | 17.39 | 17.39 | 17.39
Nuc | 913.32 | 1108.57 | 1108.57 | 1108.57 | 1108.57 | 1148.07
PS | 39.76 | 39.76 | 39.76 | 39.76 | 39.76 | 39.76
PV | 0 | 0 | 0 | 0 | 0 | 0
PeakG | 179.78 | 266.67 | 186.58 | 243.34 | 259.34 | 259.34
PeakO | 0 | 0 | 0 | 0 | 0 | 0
ST | 0 | 0 | 0 | 0 | 0 | 0
STOG | 0 | 0 | 0 | 0 | 0 | 0
STWD | 0 | 0 | 0 | 0 | 0 | 0
WT | 0 | 0 | 0 | 0 | 0 | 0
IGCC | 0 | 0 | 0 | 0 | 0 | 0
DemandResponse | 0 | 0 | 0 | 0 | 0 | 0
IGCC-CCS | 0 | 0 | 0 | 0 | 0 | 0
WT_off | 0 | 0 | 0 | 0 | 0 | 0
PseudoUnit | 0 | 0 | 0 | 0 | 0 | 0
FixedInterchange | 0 | 0 | 0 | 0 | 0 | 0
Base FOM Costs by Reporting Type: SPP_N
ReportingType | 2015 | 2020 | 2025 | 2030 | 2035 | 2040
BM | 0 | 0 | 0 | 0 | 0 | 0
CC | 41.13 | 52.29 | 42 | 46.53 | 51.42 | 51.42
CSP | 0 | 0 | 0 | 0 | 0 | 0
CT | 0 | 0 | 0 | 0 | 0 | 0
Coal | 578.25 | 659.9 | 669.66 | 737.29 | 791.03 | 912.11
Geo | 0 | 0 | 0 | 0 | 0 | 0
H | 0.3 | 0.3 | 0.3 | 0.3 | 0.3 | 0.3
LFG | 0.84 | 0.84 | 12.28 | 12.28 | 12.28 | 12.28
Nuc | 174.48 | 183.58 | 183.58 | 183.58 | 183.58 | 183.58
PS | 0 | 0 | 0 | 0 | 0 | 0
PV | 0 | 0 | 0 | 0 | 0 | 0
PeakG | 74.97 | 117.69 | 105.7 | 105.7 | 105.7 | 105.7
PeakO | 34.89 | 44.84 | 35.94 | 35.94 | 35.94 | 35.94
ST | 0 | 0 | 0 | 0 | 0 | 0
STOG | 0 | 0 | 0 | 0 | 0 | 0
STWD | 0 | 0 | 0 | 0 | 0 | 0
WT | 41.99 | 41.99 | 41.99 | 41.99 | 41.99 | 41.99
IGCC | 0 | 0 | 0 | 0 | 0 | 0
DemandResponse | 0 | 0 | 0 | 0 | 0 | 0
IGCC-CCS | 0 | 0 | 0 | 0 | 0 | 0
WT_off | 0 | 0 | 0 | 0 | 0 | 0
PseudoUnit | 0 | 0 | 0 | 0 | 0 | 0
FixedInterchange | 0 | 0 | 0 | 0 | 0 | 0
Base FOM Costs by Reporting Type: SPP_S
ReportingType | 2015 | 2020 | 2025 | 2030 | 2035 | 2040
BM | 0 | 0 | 0 | 0 | 0 | 0
CC | 327.42 | 435.61 | 357.03 | 404.42 | 440.48 | 444.12
CSP | 0 | 0 | 0 | 0 | 0 | 0
CT | 2.76 | 4.77 | 4.77 | 5.76 | 5.76 | 5.76
Coal | 783.1 | 869.79 | 860.82 | 868.77 | 931.87 | 1154.25
Geo | 0 | 0 | 0 | 0 | 0 | 0
H | 30.03 | 30.03 | 30.03 | 30.03 | 30.03 | 30.03
LFG | 2.29 | 2.29 | 3.89 | 13.72 | 13.72 | 13.72
Nuc | 0.01 | 0.01 | 0.01 | 0.01 | 0.01 | 0.01
PS | 10.59 | 10.59 | 10.59 | 10.59 | 10.59 | 10.59
PV | 0 | 0 | 0 | 0 | 0 | 0
PeakG | 60.2 | 87.93 | 62.37 | 76.78 | 82.77 | 82.77
PeakO | 3.36 | 4.54 | 3.63 | 3.63 | 3.64 | 3.66
ST | 0 | 0 | 0 | 0 | 0 | 0
STOG | 380.77 | 450.55 | 386.23 | 386.23 | 386.23 | 386.23
STWD | 2.69 | 3.37 | 2.75 | 2.75 | 2.75 | 2.75
WT | 90.68 | 122.33 | 128.41 | 152.93 | 602.47 | 629.55
IGCC | 0 | 0 | 0 | 0 | 0 | 0
DemandResponse | 0 | 0 | 0 | 0 | 0 | 0
IGCC-CCS | 0 | 0 | 0 | 0 | 0 | 0
WT_off | 0 | 0 | 0 | 0 | 0 | 0
PseudoUnit | 0 | 0 | 0 | 0 | 0 | 0
FixedInterchange | 0 | 0 | 0 | 0 | 0 | 0
Base FOM Costs by Reporting Type: TVA
ReportingType | 2015 | 2020 | 2025 | 2030 | 2035 | 2040
BM | 0 | 0 | 0 | 0 | 0 | 0
CC | 152.84 | 188.78 | 155.65 | 176.62 | 201.07 | 201.07
CSP | 0 | 0 | 0 | 0 | 0 | 0
CT | 0 | 7.02 | 7.02 | 15.58 | 15.58 | 15.58
Coal | 996.3 | 1099.57 | 1136.44 | 1239.59 | 1381.42 | 1464.47
Geo | 0 | 0 | 0 | 0 | 0 | 0
H | 72.8 | 72.8 | 72.8 | 72.8 | 72.8 | 72.8
LFG | 1.57 | 1.57 | 14.49 | 14.49 | 14.49 | 14.49
Nuc | 1166.71 | 1410.81 | 1364.99 | 1364.99 | 967.38 | 1347.28
PS | 41.38 | 41.38 | 41.38 | 41.38 | 41.38 | 41.38
PV | 0 | 0 | 0 | 0 | 0 | 0
PeakG | 99.24 | 153.37 | 140.99 | 140.99 | 140.99 | 140.99
PeakO | 1.87 | 2.54 | 1.92 | 2.49 | 2.49 | 2.49
ST | 0 | 0 | 0 | 0 | 0 | 0
STOG | 0 | 0 | 0 | 0 | 0 | 0
STWD | 0.16 | 0.2 | 0.16 | 0.16 | 0.16 | 0.16
WT | 0.99 | 0.99 | 0.99 | 0.99 | 0.99 | 0.99
IGCC | 0 | 0 | 0 | 0 | 0 | 0
DemandResponse | 0 | 0 | 0 | 0 | 0 | 0
IGCC-CCS | 0 | 0 | 0 | 0 | 0 | 0
WT_off | 0 | 0 | 0 | 0 | 0 | 0
PseudoUnit | 0 | 0 | 0 | 0 | 0 | 0
FixedInterchange | 0 | 0 | 0 | 0 | 0 | 0
Base FOM Costs by Reporting Type: TVA_Transmission
ReportingType | 2015 | 2020 | 2025 | 2030 | 2035 | 2040
BM | 0 | 0 | 0 | 0 | 0 | 0
CC | 0 | 0 | 0 | 0 | 0 | 0
CSP | 0 | 0 | 0 | 0 | 0 | 0
CT | 0 | 0 | 0 | 0 | 0 | 0
Coal | 0 | 0 | 0 | 0 | 0 | 0
Geo | 0 | 0 | 0 | 0 | 0 | 0
H | 0 | 0 | 0 | 0 | 0 | 0
LFG | 0 | 0 | 0 | 0 | 0 | 0
Nuc | 0 | 0 | 0 | 0 | 0 | 0
PS | 0 | 0 | 0 | 0 | 0 | 0
PV | 0 | 0 | 0 | 0 | 0 | 0
PeakG | 0 | 0 | 0 | 0 | 0 | 0
PeakO | 0 | 0 | 0 | 0 | 0 | 0
ST | 0 | 0 | 0 | 0 | 0 | 0
STOG | 0 | 0 | 0 | 0 | 0 | 0
STWD | 0 | 0 | 0 | 0 | 0 | 0
WT | 0 | 0 | 0 | 0 | 0 | 0
IGCC | 0 | 0 | 0 | 0 | 0 | 0
DemandResponse | 0 | 0 | 0 | 0 | 0 | 0
IGCC-CCS | 0 | 0 | 0 | 0 | 0 | 0
WT_off | 0 | 0 | 0 | 0 | 0 | 0
PseudoUnit | 0 | 0 | 0 | 0 | 0 | 0
FixedInterchange | 0 | 0 | 0 | 0 | 0 | 0
Base FOM Costs by Reporting Type: VACAR
ReportingType | 2015 | 2020 | 2025 | 2030 | 2035 | 2040
BM | 0.09 | 33.48 | 93.42 | 99.16 | 115.97 | 125.67
CC | 161.02 | 190.44 | 164.27 | 177 | 286.59 | 347.98
CSP | 0 | 0 | 0 | 0 | 0 | 0
CT | 6.81 | 6.81 | 6.91 | 11.64 | 20.46 | 22.42
Coal | 1214.93 | 1130.14 | 1159.86 | 1330.99 | 1503.21 | 1590.97
Geo | 0 | 0 | 0 | 0 | 0 | 0
H | 30.23 | 30.23 | 30.23 | 30.23 | 30.23 | 30.23
LFG | 7.64 | 20.52 | 20.52 | 20.52 | 20.52 | 20.52
Nuc | 1808.91 | 2305.65 | 2412.25 | 2412.25 | 1898.22 | 3228.6
PS | 62.1 | 62.1 | 62.1 | 62.1 | 62.1 | 62.1
PV | 0.23 | 2.49 | 2.68 | 2.74 | 2.95 | 3.07
PeakG | 142.93 | 209.84 | 148.17 | 188.38 | 199.72 | 199.72
PeakO | 36.13 | 46.34 | 37.33 | 38.01 | 38.01 | 38.01
ST | 0 | 0 | 0 | 0 | 0 | 0
STOG | 4.04 | 4.78 | 4.1 | 4.1 | 4.1 | 4.1
STWD | 9.01 | 11.27 | 9.18 | 9.18 | 9.18 | 9.18
WT | 0.03 | 98.25 | 98.25 | 98.25 | 98.25 | 98.25
IGCC | 0 | 0 | 0 | 0 | 0 | 0
DemandResponse | 0 | 0 | 0 | 0 | 0 | 0
IGCC-CCS | 0 | 0 | 0 | 0 | 0 | 0
WT_off | 0.05 | 0.05 | 0.05 | 0.05 | 0.05 | 0.05
PseudoUnit | 0 | 0 | 0 | 0 | 0 | 0
FixedInterchange | 0 | 0 | 0 | 0 | 0 | 0
Base FOM Costs by Reporting Type: IESO
ReportingType | 2015 | 2020 | 2025 | 2030 | 2035 | 2040
BM | 32.8 | 32.8 | 32.8 | 32.8 | 32.8 | 32.8
CC | 103.17 | 103.17 | 103.17 | 103.17 | 110.39 | 156.89
CSP | 0 | 0 | 0 | 0 | 0 | 0
CT | 2.46 | 2.46 | 2.46 | 2.46 | 2.46 | 2.46
Coal | 0 | 0 | 0 | 0 | 0 | 0
Geo | 0 | 0 | 0 | 0 | 0 | 0
H | 123.83 | 123.83 | 123.83 | 123.83 | 123.83 | 127.39
LFG | 14.17 | 14.17 | 14.17 | 14.17 | 14.23 | 14.23
Nuc | 2040.72 | 2040.72 | 2040.72 | 2040.72 | 1877.71 | 2113.95
PS | 2.92 | 2.92 | 2.92 | 2.92 | 2.92 | 2.92
PV | 18.26 | 18.26 | 18.26 | 18.26 | 0.44 | 0.44
PeakG | 11.67 | 13.67 | 13.67 | 13.67 | 13.67 | 13.67
PeakO | 0 | 0 | 0 | 0 | 0 | 0
ST | 0 | 0 | 0 | 0 | 0 | 0
STOG | 0 | 0 | 0 | 0 | 0 | 0
STWD | 0 | 0 | 0 | 0 | 0 | 0
WT | 102.92 | 102.92 | 102.92 | 102.92 | 43.8 | 43.8
IGCC | 0 | 0 | 0 | 0 | 0 | 0
DemandResponse | 0 | 0 | 0 | 0 | 0 | 0
IGCC-CCS | 0 | 0 | 0 | 0 | 0 | 0
WT_off | 0 | 0 | 0 | 0 | 0 | 0
PseudoUnit | 0 | 0 | 0 | 0 | 0 | 0
FixedInterchange | 0 | 0 | 0 | 0 | 0 | 0
Base FOM Costs by Reporting Type: MAPP_CA
ReportingType | 2015 | 2020 | 2025 | 2030 | 2035 | 2040
BM | 0 | 0 | 0 | 0 | 0 | 0
CC | 21.69 | 21.69 | 21.69 | 24.12 | 26.66 | 26.66
CSP | 0 | 0 | 0 | 0 | 0 | 0
CT | 3.67 | 7.37 | 7.37 | 7.37 | 3.7 | 1.94
Coal | 73.47 | 74.67 | 80.13 | 0 | 0 | 0
Geo | 0 | 0 | 0 | 0 | 0 | 0
H | 92.24 | 92.24 | 95.03 | 116.04 | 132.13 | 142.23
LFG | 0 | 0 | 0 | 0 | 0 | 0
Nuc | 0.01 | 0.01 | 0.01 | 0.01 | 0.01 | 0.01
PS | 0 | 0 | 0 | 0 | 0 | 0
PV | 0 | 0 | 0 | 0 | 0 | 0
PeakG | 9.88 | 9.88 | 9.88 | 9.88 | 13.09 | 13.09
PeakO | 0.09 | 0.09 | 0.09 | 0.12 | 0.12 | 0.12
ST | 0 | 0 | 0 | 0 | 0 | 0
STOG | 5.54 | 5.54 | 5.54 | 5.54 | 0 | 0
STWD | 0 | 0 | 0 | 0 | 0 | 0
WT | 17.9 | 17.9 | 17.9 | 17.9 | 9.41 | 9.41
IGCC | 0 | 0 | 0 | 0 | 0 | 0
DemandResponse | 0 | 0 | 0 | 0 | 0 | 0
IGCC-CCS | 0 | 0 | 0 | 0 | 0 | 0
WT_off | 0 | 0 | 0 | 0 | 0 | 0
PseudoUnit | 0 | 0 | 0 | 0 | 0 | 0
FixedInterchange | 0 | 0 | 0 | 0 | 0 | 0
Base FOM Costs by Reporting Type: AZ_NM_SNV_Coal
ReportingType | 2015 | 2020 | 2025 | 2030 | 2035 | 2040
BM | 0 | 0 | 0 | 0 | 0 | 0
CC | 0 | 0 | 0 | 0 | 0 | 0
CSP | 0 | 0 | 0 | 0 | 0 | 0
CT | 0 | 0 | 0 | 0 | 0 | 0
Coal | 731.78 | 781.65 | 789.38 | 904.87 | 1129.27 | 1325.63
Geo | 0 | 0 | 0 | 0 | 0 | 0
H | 0 | 0 | 0 | 0 | 0 | 0
LFG | 0 | 0 | 0 | 0 | 0 | 0
Nuc | 0 | 0 | 0 | 0 | 0 | 0
PS | 0 | 0 | 0 | 0 | 0 | 0
PV | 0 | 0 | 0 | 0 | 0 | 0
PeakG | 0 | 0 | 0 | 0 | 0 | 0
PeakO | 0 | 0 | 0 | 0 | 0 | 0
ST | 0 | 0 | 0 | 0 | 0 | 0
STOG | 0 | 0 | 0 | 0 | 0 | 0
STWD | 0 | 0 | 0 | 0 | 0 | 0
WT | 0 | 0 | 0 | 0 | 0 | 0
IGCC | 0 | 0 | 0 | 0 | 0 | 0
DemandResponse | 0 | 0 | 0 | 0 | 0 | 0
IGCC-CCS | 0 | 0 | 0 | 0 | 0 | 0
WT_off | 0 | 0 | 0 | 0 | 0 | 0
PseudoUnit | 0 | 0 | 0 | 0 | 0 | 0
FixedInterchange | 0 | 0 | 0 | 0 | 0 | 0
Base FOM Costs by Reporting Type: AZ_NM_SNV_Gas
ReportingType | 2015 | 2020 | 2025 | 2030 | 2035 | 2040
BM | 0 | 0 | 0 | 0 | 0 | 0
CC | 442.18 | 559.58 | 451.37 | 506.32 | 578.65 | 578.65
CSP | 0 | 0 | 0 | 0 | 0 | 0
CT | 4.93 | 4.93 | 4.93 | 4.93 | 0 | 0
Coal | 0 | 0 | 0 | 0 | 0 | 0
Geo | 0 | 0 | 0 | 0 | 0 | 0
H | 0 | 0 | 0 | 0 | 0 | 0
LFG | 0 | 0 | 0 | 0 | 0 | 0
Nuc | 0 | 0 | 0 | 0 | 0 | 0
PS | 0 | 0 | 0 | 0 | 0 | 0
PV | 0 | 0 | 0 | 0 | 0 | 0
PeakG | 45.92 | 68.18 | 54.63 | 66.43 | 66.43 | 66.43
PeakO | 0 | 0 | 0 | 0 | 0 | 0
ST | 0 | 0 | 0 | 0 | 0 | 0
STOG | 0 | 0 | 0 | 0 | 0 | 0
STWD | 0 | 0 | 0 | 0 | 0 | 0
WT | 0 | 0 | 0 | 0 | 0 | 0
IGCC | 0 | 0 | 0 | 0 | 0 | 0
DemandResponse | 0 | 0 | 0 | 0 | 0 | 0
IGCC-CCS | 0 | 0 | 0 | 0 | 0 | 0
WT_off | 0 | 0 | 0 | 0 | 0 | 0
PseudoUnit | 0 | 0 | 0 | 0 | 0 | 0
FixedInterchange | 0 | 0 | 0 | 0 | 0 | 0
Base FOM Costs by Reporting Type: AZ_NM_SNV_NucRenew
ReportingType | 2015 | 2020 | 2025 | 2030 | 2035 | 2040
BM | 0 | 0 | 0 | 0 | 0 | 0
CC | 0 | 0 | 0 | 0 | 0 | 0
CSP | 0 | 0 | 0 | 0 | 0 | 0
CT | 0 | 0 | 0 | 0 | 0 | 0
Coal | 0 | 0 | 0 | 0 | 0 | 0
Geo | 0 | 0 | 122.18 | 122.18 | 122.18 | 122.18
H | 44.6 | 44.6 | 44.6 | 44.6 | 44.6 | 44.6
LFG | 0.84 | 8.14 | 8.14 | 8.14 | 8.14 | 8.14
Nuc | 484.16 | 564.17 | 564.17 | 564.17 | 564.17 | 564.17
PS | 5.13 | 5.13 | 5.13 | 5.13 | 5.13 | 5.13
PV | 2.38 | 2.38 | 2.38 | 2.38 | 2.38 | 2.38
PeakG | 0 | 0 | 0 | 0 | 0 | 0
PeakO | 0 | 0 | 0 | 0 | 0 | 0
ST | 17.92 | 47.48 | 65.33 | 69.37 | 69.37 | 69.37
STOG | 0 | 0 | 0 | 0 | 0 | 0
STWD | 0.83 | 1.04 | 0.85 | 0.85 | 0.85 | 0.85
WT | 17.57 | 279.2 | 279.2 | 285.88 | 285.88 | 285.88
IGCC | 0 | 0 | 0 | 0 | 0 | 0
DemandResponse | 0 | 0 | 0 | 0 | 0 | 0
IGCC-CCS | 0 | 0 | 0 | 0 | 0 | 0
WT_off | 0 | 0 | 0 | 0 | 0 | 0
PseudoUnit | 0 | 0 | 0 | 0 | 0 | 0
FixedInterchange | 0 | 0 | 0 | 0 | 0 | 0
Base FOM Costs by Reporting Type: ERCOT
ReportingType | 2015 | 2020 | 2025 | 2030 | 2035 | 2040
BM | 14.57 | 14.57 | 14.57 | 14.57 | 14.57 | 14.57
CC | 891.19 | 1183.26 | 993.57 | 1061.46 | 1242.58 | 1300.83
CSP | 0 | 0 | 0 | 0 | 0 | 0
CT | 1.67 | 1.67 | 1.67 | 1.67 | 1.67 | 1.67
Coal | 1175.78 | 1362.67 | 1256.35 | 1310.78 | 1466.71 | 1773.28
Geo | 0 | 0 | 0 | 0 | 0 | 0
H | 8.05 | 8.05 | 8.05 | 8.05 | 8.05 | 8.05
LFG | 9.05 | 9.05 | 9.05 | 51.64 | 51.64 | 51.64
Nuc | 574.09 | 734.71 | 741.22 | 741.22 | 741.22 | 741.22
PS | 0 | 0 | 0 | 0 | 0 | 0
PV | 0.25 | 0.25 | 0.25 | 0.25 | 0.01 | 0.01
PeakG | 80.63 | 119.03 | 114.62 | 114.62 | 114.62 | 114.62
PeakO | 1.29 | 1.86 | 1.53 | 1.53 | 1.53 | 1.53
ST | 0 | 0 | 0 | 0 | 0 | 0
STOG | 695.62 | 823.11 | 684.01 | 684.01 | 684.01 | 684.01
STWD | 0 | 0 | 0 | 0 | 0 | 0
WT | 315.42 | 315.42 | 315.42 | 315.42 | 315.42 | 315.42
IGCC | 0 | 0 | 0 | 0 | 0 | 0
DemandResponse | 0 | 0 | 0 | 0 | 0 | 0
IGCC-CCS | 0 | 0 | 0 | 0 | 0 | 0
WT_off | 0 | 0 | 0 | 0 | 0 | 0
PseudoUnit | 0 | 0 | 0 | 0 | 0 | 0
FixedInterchange | 0 | 0 | 0 | 0 | 0 | 0
Base FOM Costs by Reporting Type: NP15
ReportingType | 2015 | 2020 | 2025 | 2030 | 2035 | 2040
BM | 0 | 0 | 0 | 0 | 0 | 0
CC | 205.4 | 258.04 | 212.25 | 226.85 | 253.32 | 239.8
CSP | 0 | 0 | 0 | 0 | 0 | 0
CT | 1.43 | 5.03 | 25.03 | 47.95 | 47.95 | 47.95
Coal | 1.65 | 2.13 | 1.99 | 2.13 | 0 | 0
Geo | 100.8 | 128.78 | 151.36 | 151.36 | 151.36 | 151.36
H | 125.7 | 125.7 | 125.7 | 125.7 | 125.7 | 125.7
LFG | 10.26 | 78.24 | 78.24 | 78.24 | 78.24 | 78.24
Nuc | 302.44 | 364.27 | 334.86 | 334.86 | 715.97 | 1126.2
PS | 53.58 | 53.58 | 53.58 | 53.58 | 53.58 | 53.58
PV | 0.89 | 0.89 | 0.89 | 0.89 | 0.78 | 0.78
PeakG | 56.04 | 82.34 | 58.1 | 74.01 | 78.49 | 78.49
PeakO | 10.26 | 13.08 | 10.48 | 10.49 | 10.49 | 10.49
ST | 1.86 | 1.86 | 1.86 | 1.86 | 1.86 | 1.86
STOG | 167.55 | 198.25 | 169.95 | 169.95 | 169.95 | 169.95
STWD | 14.17 | 17.73 | 14.44 | 14.44 | 14.44 | 14.44
WT | 40.21 | 126.78 | 126.78 | 126.78 | 126.78 | 126.78
IGCC | 0 | 0 | 0 | 0 | 0 | 0
DemandResponse | 0 | 0 | 0 | 0 | 0 | 0
IGCC-CCS | 0 | 0 | 0 | 0 | 0 | 0
WT_off | 0 | 0 | 0 | 0 | 0 | 0
PseudoUnit | 0 | 0 | 0 | 0 | 0 | 0
FixedInterchange | 0 | 0 | 0 | 0 | 0 | 0
Base FOM Costs by Reporting Type: NWPP_Coal
ReportingType | 2015 | 2020 | 2025 | 2030 | 2035 | 2040
BM | 0 | 0 | 0 | 0 | 0 | 0
CC | 0 | 0 | 0 | 0 | 0 | 0
CSP | 0 | 0 | 0 | 0 | 0 | 0
CT | 0 | 0 | 0 | 0 | 0 | 0
Coal | 900.47 | 954.64 | 993.34 | 1065.25 | 1236.53 | 1338.62
Geo | 0 | 0 | 0 | 0 | 0 | 0
H | 0 | 0 | 0 | 0 | 0 | 0
LFG | 0 | 0 | 0 | 0 | 0 | 0
Nuc | 0 | 0 | 0 | 0 | 0 | 0
PS | 0 | 0 | 0 | 0 | 0 | 0
PV | 0 | 0 | 0 | 0 | 0 | 0
PeakG | 0 | 0 | 0 | 0 | 0 | 0
PeakO | 0 | 0 | 0 | 0 | 0 | 0
ST | 0 | 0 | 0 | 0 | 0 | 0
STOG | 0 | 0 | 0 | 0 | 0 | 0
STWD | 0 | 0 | 0 | 0 | 0 | 0
WT | 0 | 0 | 0 | 0 | 0 | 0
IGCC | 0 | 0 | 0 | 0 | 0 | 0
DemandResponse | 0 | 0 | 0 | 0 | 0 | 0
IGCC-CCS | 0 | 0 | 0 | 0 | 0 | 0
WT_off | 0 | 0 | 0 | 0 | 0 | 0
PseudoUnit | 0 | 0 | 0 | 0 | 0 | 0
FixedInterchange | 0 | 0 | 0 | 0 | 0 | 0
Base FOM Costs by Reporting Type: NWPP_Gas
ReportingType | 2015 | 2020 | 2025 | 2030 | 2035 | 2040
BM | 0 | 0 | 0 | 0 | 0 | 0
CC | 192.07 | 243.03 | 196.06 | 258.57 | 301.54 | 301.54
CSP | 0 | 0 | 0 | 0 | 0 | 0
CT | 1 | 1 | 1 | 1 | 0 | 0
Coal | 0 | 0 | 0 | 0 | 14.31 | 43.46
Geo | 0 | 0 | 0 | 0 | 0 | 0
H | 0 | 0 | 0 | 0 | 0 | 0
LFG | 0 | 0 | 0 | 0 | 0 | 0
Nuc | 0 | 0 | 0 | 0 | 0 | 0
PS | 0 | 0 | 0 | 0 | 0 | 0
PV | 0 | 0 | 0 | 0 | 0 | 0
PeakG | 0 | 0 | 0 | 0 | 0 | 0
PeakO | 0 | 0 | 0 | 0 | 0 | 0
ST | 0 | 0 | 0 | 0 | 0 | 0
STOG | 0 | 0 | 0 | 0 | 0 | 0
STWD | 0 | 0 | 0 | 0 | 0 | 0
WT | 0 | 0 | 0 | 0 | 0 | 0
IGCC | 0 | 0 | 0 | 0 | 0 | 0
DemandResponse | 0 | 0 | 0 | 0 | 0 | 0
IGCC-CCS | 0 | 0 | 0 | 0 | 0 | 0
WT_off | 0 | 0 | 0 | 0 | 0 | 0
PseudoUnit | 0 | 0 | 0 | 0 | 0 | 0
FixedInterchange | 0 | 0 | 0 | 0 | 0 | 0
Base FOM Costs by Reporting Type: NWPP_NucRenew
ReportingType | 2015 | 2020 | 2025 | 2030 | 2035 | 2040
BM | 3.27 | 3.27 | 3.27 | 3.27 | 3.27 | 3.27
CC | 0 | 0 | 0 | 0 | 0 | 0
CSP | 0 | 0 | 0 | 0 | 0 | 0
CT | 0 | 0 | 0 | 0 | 0 | 0
Coal | 0 | 0 | 0 | 0 | 0 | 0
Geo | 35.81 | 35.81 | 72.38 | 72.38 | 72.38 | 72.38
H | 480.54 | 480.54 | 480.54 | 480.54 | 480.54 | 480.54
LFG | 15.5 | 15.5 | 44.91 | 44.91 | 44.91 | 44.91
Nuc | 164.67 | 164.67 | 164.67 | 164.67 | 164.67 | 213.03
PS | 6.12 | 6.12 | 6.12 | 6.12 | 6.12 | 6.12
PV | 0.04 | 0.04 | 0.04 | 0.04 | 0.04 | 0.04
PeakG | 0 | 0 | 0 | 0 | 0 | 0
PeakO | 0 | 0 | 0 | 0 | 0 | 0
ST | 0 | 0 | 0 | 0 | 0 | 0
STOG | 0 | 0 | 0 | 0 | 0 | 0
STWD | 0 | 0 | 0 | 0 | 0 | 0
WT | 228.93 | 228.93 | 228.93 | 228.93 | 228.93 | 228.93
IGCC | 0 | 0 | 0 | 0 | 0 | 0
DemandResponse | 0 | 0 | 0 | 0 | 0 | 0
IGCC-CCS | 0 | 0 | 0 | 0 | 0 | 0
WT_off | 0 | 0 | 0 | 0 | 0 | 0
PseudoUnit | 0 | 0 | 0 | 0 | 0 | 0
FixedInterchange | 0 | 0 | 0 | 0 | 0 | 0
Base FOM Costs by Reporting Type: RMPA
ReportingType | 2015 | 2020 | 2025 | 2030 | 2035 | 2040
BM | 0 | 0 | 0 | 0 | 0 | 0
CC | 79.71 | 101.34 | 81.4 | 99.64 | 99.64 | 99.64
CSP | 0 | 0 | 0 | 0 | 0 | 0
CT | 1.02 | 1.02 | 1.02 | 1.02 | 0 | 0
Coal | 483.02 | 502.4 | 507.52 | 522.59 | 600.4 | 738.55
Geo | 0 | 24.69 | 216.56 | 216.56 | 216.56 | 216.56
H | 13.99 | 13.99 | 13.99 | 13.99 | 13.99 | 13.99
LFG | 0.89 | 4.37 | 4.37 | 4.37 | 4.37 | 4.37
Nuc | 0.01 | 0.01 | 0.01 | 0.01 | 0.01 | 0.01
PS | 13.37 | 13.37 | 13.37 | 13.37 | 13.37 | 13.37
PV | 0.31 | 0.31 | 0.31 | 0.31 | 0.31 | 0.31
PeakG | 48.87 | 72.26 | 50.7 | 61.6 | 69.81 | 69.81
PeakO | 0 | 0 | 0 | 0 | 0 | 0
ST | 0.19 | 24.18 | 26.28 | 27.99 | 27.99 | 27.99
STOG | 0 | 0 | 0 | 0 | 0 | 0
STWD | 0 | 0 | 0 | 0 | 0 | 0
WT | 67.62 | 77.18 | 77.18 | 77.18 | 77.18 | 77.18
IGCC | 0 | 0 | 0 | 0 | 0 | 0
DemandResponse | 0 | 0 | 0 | 0 | 0 | 0
IGCC-CCS | 0 | 0 | 0 | 0 | 0 | 0
WT_off | 0 | 0 | 0 | 0 | 0 | 0
PseudoUnit | 0 | 0 | 0 | 0 | 0 | 0
FixedInterchange | 0 | 0 | 0 | 0 | 0 | 0
Base FOM Costs by Reporting Type: SP15
ReportingType | 2015 | 2020 | 2025 | 2030 | 2035 | 2040
BM | 0.6 | 0.6 | 0.6 | 0.6 | 0.6 | 0.6
CC | 299.75 | 377.64 | 311.5 | 321.09 | 355.07 | 358.77
CSP | 0 | 0 | 0 | 0 | 0 | 0
CT | 0 | 0 | 0 | 0 | 0 | 0
Coal | 6.4 | 8.11 | 7.61 | 8.09 | 8.23 | 0
Geo | 86.16 | 208.35 | 208.35 | 208.35 | 208.35 | 208.35
H | 16.57 | 16.57 | 16.57 | 16.57 | 16.57 | 16.57
LFG | 26.93 | 93.8 | 93.8 | 93.8 | 93.8 | 93.8
Nuc | 327.58 | 356.35 | 327.58 | 327.58 | 327.58 | 662.98
PS | 34.19 | 34.19 | 34.19 | 34.19 | 34.19 | 34.19
PV | 1.87 | 1.87 | 1.87 | 1.87 | 1.8 | 1.8
PeakG | 76.73 | 111.44 | 93.22 | 103.59 | 103.59 | 103.59
PeakO | 1.47 | 1.91 | 1.53 | 1.53 | 1.53 | 1.53
ST | 28.67 | 28.67 | 28.67 | 28.67 | 28.67 | 28.67
STOG | 450.09 | 532.57 | 456.54 | 456.54 | 456.54 | 456.54
STWD | 3.81 | 4.77 | 3.89 | 3.89 | 3.89 | 3.89
WT | 71.03 | 71.03 | 71.03 | 71.03 | 71.03 | 71.03
IGCC | 0 | 0 | 0 | 0 | 0 | 0
DemandResponse | 0 | 0 | 0 | 0 | 0 | 0
IGCC-CCS | 0 | 0 | 0 | 0 | 0 | 0
WT_off | 0 | 0 | 0 | 0 | 0 | 0
PseudoUnit | 0 | 0 | 0 | 0 | 0 | 0
FixedInterchange | 0 | 0 | 0 | 0 | 0 | 0
Base FOM Costs by Reporting Type: ALB
ReportingType | 2015 | 2020 | 2025 | 2030 | 2035 | 2040
BM | 0 | 0 | 0 | 0 | 0 | 0
CC | 70.75 | 80.91 | 93.11 | 115.17 | 130.78 | 130.78
CSP | 0 | 0 | 0 | 0 | 0 | 0
CT | 1.35 | 1.35 | 1.35 | 1.35 | 1.35 | 1.35
Coal | 380.9 | 399.22 | 412.86 | 439.17 | 499.16 | 562.47
Geo | 0 | 0 | 0 | 0 | 0 | 0
H | 12.99 | 12.99 | 12.99 | 12.99 | 12.99 | 12.99
LFG | 1.21 | 1.21 | 1.21 | 1.21 | 1.21 | 1.21
Nuc | 0.01 | 0.01 | 0.01 | 0.01 | 0.01 | 95.15
PS | 0 | 0 | 0 | 0 | 0 | 0
PV | 0 | 0 | 0 | 0 | 0 | 0
PeakG | 25.01 | 25.01 | 25.01 | 25.01 | 35.23 | 35.23
PeakO | 0 | 0 | 0 | 0 | 0 | 0
ST | 0 | 0 | 0 | 0 | 0 | 0
STOG | 0 | 0 | 0 | 0 | 0 | 0
STWD | 0 | 0 | 0 | 0 | 0 | 0
WT | 22.94 | 22.94 | 22.94 | 22.94 | 22.94 | 22.94
IGCC | 0 | 0 | 0 | 0 | 0 | 0
DemandResponse | 0 | 0 | 0 | 0 | 0 | 0
IGCC-CCS | 0 | 0 | 0 | 0 | 0 | 0
WT_off | 0 | 0 | 0 | 0 | 0 | 0
PseudoUnit | 0 | 0 | 0 | 0 | 0 | 0
FixedInterchange | 0 | 0 | 0 | 0 | 0 | 0
Base FOM Costs by Reporting Type: BC
ReportingType | 2015 | 2020 | 2025 | 2030 | 2035 | 2040
BM | 0 | 0 | 0 | 0 | 0 | 0
CC | 22.69 | 29.79 | 39.04 | 46.93 | 58.97 | 58.97
CSP | 0 | 0 | 0 | 0 | 0 | 0
CT | 0 | 0 | 0 | 0 | 0 | 4.66
Coal | 0 | 0 | 0 | 0 | 0 | 0
Geo | 0 | 0 | 0 | 0 | 0 | 0
H | 173.22 | 173.22 | 173.22 | 173.22 | 173.22 | 173.22
LFG | 2.9 | 2.9 | 2.9 | 2.9 | 2.9 | 2.9
Nuc | 0.01 | 0.01 | 0.01 | 0.01 | 0.01 | 11.6
PS | 0 | 0 | 0 | 0 | 0 | 0
PV | 0 | 0 | 0 | 0 | 0 | 0
PeakG | 2.66 | 2.77 | 3.3 | 3.3 | 3.3 | 3.3
PeakO | 1.16 | 1.29 | 1.29 | 1.29 | 1.29 | 1.29
ST | 0 | 0 | 0 | 0 | 0 | 0
STOG | 0 | 0 | 0 | 0 | 0 | 0
STWD | 16.34 | 16.34 | 16.34 | 16.34 | 16.34 | 16.34
WT | 7.53 | 7.53 | 7.53 | 7.53 | 7.53 | 7.53
IGCC | 0 | 0 | 0 | 0 | 0 | 0
DemandResponse | 0 | 0 | 0 | 0 | 0 | 0
IGCC-CCS | 0 | 0 | 0 | 0 | 0 | 0
WT_off | 0 | 0 | 0 | 0 | 0 | 0
PseudoUnit | 0 | 0 | 0 | 0 | 0 | 0
FixedInterchange | 0 | 0 | 0 | 0 | 0 | 0
Base FOM Costs by Reporting Type: HQ_IESO
ReportingType | 2015 | 2020 | 2025 | 2030 | 2035 | 2040
BM | 0 | 0 | 0 | 0 | 0 | 0
CC | 0 | 0 | 0 | 0 | 0 | 0
CSP | 0 | 0 | 0 | 0 | 0 | 0
CT | 0 | 0 | 0 | 0 | 0 | 0
Coal | 0 | 0 | 0 | 0 | 0 | 0
Geo | 0 | 0 | 0 | 0 | 0 | 0
H | 0 | 0 | 0 | 0 | 0 | 0
LFG | 0 | 0 | 0 | 0 | 0 | 0
Nuc | 0.01 | 0.01 | 0.01 | 0.01 | 0.01 | 0.01
PS | 0 | 0 | 0 | 0 | 0 | 0
PV | 0 | 0 | 0 | 0 | 0 | 0
PeakG | 0 | 0 | 0 | 0 | 0 | 0
PeakO | 0 | 0 | 0 | 0 | 0 | 0
ST | 0 | 0 | 0 | 0 | 0 | 0
STOG | 0 | 0 | 0 | 0 | 0 | 0
STWD | 0 | 0 | 0 | 0 | 0 | 0
WT | 0 | 0 | 0 | 0 | 0 | 0
IGCC | 0 | 0 | 0 | 0 | 0 | 0
DemandResponse | 0 | 0 | 0 | 0 | 0 | 0
IGCC-CCS | 0 | 0 | 0 | 0 | 0 | 0
WT_off | 0 | 0 | 0 | 0 | 0 | 0
PseudoUnit | 0 | 0 | 0 | 0 | 0 | 0
FixedInterchange | 0 | 0 | 0 | 0 | 0 | 0
Base FOM Costs by Reporting Type: HQ_NEISO
ReportingType | 2015 | 2020 | 2025 | 2030 | 2035 | 2040
BM | 0 | 0 | 0 | 0 | 0 | 0
CC | 0 | 0 | 0 | 0 | 0 | 0
CSP | 0 | 0 | 0 | 0 | 0 | 0
CT | 0 | 0 | 0 | 0 | 0 | 0
Coal | 0 | 0 | 0 | 0 | 0 | 0
Geo | 0 | 0 | 0 | 0 | 0 | 0
H | 0 | 0 | 0 | 0 | 0 | 0
LFG | 0 | 0 | 0 | 0 | 0 | 0
Nuc | 0.01 | 0.01 | 0.01 | 0.01 | 0.01 | 0.01
PS | 0 | 0 | 0 | 0 | 0 | 0
PV | 0 | 0 | 0 | 0 | 0 | 0
PeakG | 0 | 0 | 0 | 0 | 0 | 0
PeakO | 0 | 0 | 0 | 0 | 0 | 0
ST | 0 | 0 | 0 | 0 | 0 | 0
STOG | 0 | 0 | 0 | 0 | 0 | 0
STWD | 0 | 0 | 0 | 0 | 0 | 0
WT | 0 | 0 | 0 | 0 | 0 | 0
IGCC | 0 | 0 | 0 | 0 | 0 | 0
DemandResponse | 0 | 0 | 0 | 0 | 0 | 0
IGCC-CCS | 0 | 0 | 0 | 0 | 0 | 0
WT_off | 0 | 0 | 0 | 0 | 0 | 0
PseudoUnit | 0 | 0 | 0 | 0 | 0 | 0
FixedInterchange | 0 | 0 | 0 | 0 | 0 | 0
Base FOM Costs by Reporting Type: HQ_NY
ReportingType | 2015 | 2020 | 2025 | 2030 | 2035 | 2040
BM | 0 | 0 | 0 | 0 | 0 | 0
CC | 0 | 0 | 0 | 0 | 0 | 0
CSP | 0 | 0 | 0 | 0 | 0 | 0
CT | 0 | 0 | 0 | 0 | 0 | 0
Coal | 0 | 0 | 0 | 0 | 0 | 0
Geo | 0 | 0 | 0 | 0 | 0 | 0
H | 0 | 0 | 0 | 0 | 0 | 0
LFG | 0 | 0 | 0 | 0 | 0 | 0
Nuc | 0.01 | 0.01 | 0.01 | 0.01 | 0.01 | 0.01
PS | 0 | 0 | 0 | 0 | 0 | 0
PV | 0 | 0 | 0 | 0 | 0 | 0
PeakG | 0 | 0 | 0 | 0 | 0 | 0
PeakO | 0 | 0 | 0 | 0 | 0 | 0
ST | 0 | 0 | 0 | 0 | 0 | 0
STOG | 0 | 0 | 0 | 0 | 0 | 0
STWD | 0 | 0 | 0 | 0 | 0 | 0
WT | 0 | 0 | 0 | 0 | 0 | 0
IGCC | 0 | 0 | 0 | 0 | 0 | 0
DemandResponse | 0 | 0 | 0 | 0 | 0 | 0
IGCC-CCS | 0 | 0 | 0 | 0 | 0 | 0
WT_off | 0 | 0 | 0 | 0 | 0 | 0
PseudoUnit | 0 | 0 | 0 | 0 | 0 | 0
FixedInterchange | 0 | 0 | 0 | 0 | 0 | 0
Base FOM Costs by Reporting Type: MARITIMES
ReportingType | 2015 | 2020 | 2025 | 2030 | 2035 | 2040
BM | 0 | 0 | 0 | 0 | 0 | 0
CC | 0 | 0 | 0 | 0 | 0 | 0
CSP | 0 | 0 | 0 | 0 | 0 | 0
CT | 0 | 0 | 0 | 0 | 0 | 0
Coal | 0 | 0 | 0 | 0 | 0 | 0
Geo | 0 | 0 | 0 | 0 | 0 | 0
H | 0 | 0 | 0 | 0 | 0 | 0
LFG | 0 | 0 | 0 | 0 | 0 | 0
Nuc | 0.01 | 0.01 | 0.01 | 0.01 | 0.01 | 0.01
PS | 0 | 0 | 0 | 0 | 0 | 0
PV | 0 | 0 | 0 | 0 | 0 | 0
PeakG | 0 | 0 | 0 | 0 | 0 | 0
PeakO | 0 | 0 | 0 | 0 | 0 | 0
ST | 0 | 0 | 0 | 0 | 0 | 0
STOG | 0 | 0 | 0 | 0 | 0 | 0
STWD | 0 | 0 | 0 | 0 | 0 | 0
WT | 0 | 0 | 0 | 0 | 0 | 0
IGCC | 0 | 0 | 0 | 0 | 0 | 0
DemandResponse | 0 | 0 | 0 | 0 | 0 | 0
IGCC-CCS | 0 | 0 | 0 | 0 | 0 | 0
WT_off | 0 | 0 | 0 | 0 | 0 | 0
PseudoUnit | 0 | 0 | 0 | 0 | 7.12 | 7.12
FixedInterchange | 0 | 0 | 0 | 0 | 0 | 0
Base FOM Costs by Reporting Type: All
ReportingType | 2015 | 2020 | 2025 | 2030 | 2035 | 2040
BM | 125.73 | 159.12 | 219.05 | 224.79 | 241.61 | 232.01
CC | 6383.88 | 8106.22 | 6780.53 | 7451.19 | 8824.92 | 9232.26
CSP | 0 | 0 | 0 | 0 | 0 | 0
CT | 48.49 | 81.92 | 110.06 | 195.76 | 224.27 | 250.39
Coal | 18447.75 | 19121.17 | 19219.34 | 21224.66 | 24067.35 | 27193.62
Geo | 226.72 | 401.57 | 774.79 | 774.79 | 774.79 | 774.79
H | 1511 | 1511.01 | 1520.97 | 1541.98 | 1558.11 | 1571.78
LFG | 498.94 | 733.94 | 999.86 | 1086.91 | 1086.97 | 1086.97
Nuc | 17729.87 | 20014.1 | 19884.27 | 20167.96 | 16927.31 | 22936.84
PS | 517.25 | 517.25 | 517.25 | 517.25 | 517.25 | 517.25
PV | 26.7 | 63.68 | 82.05 | 85.85 | 69.22 | 71.14
PeakG | 2048.26 | 3001.14 | 2278.05 | 2716.72 | 2842.61 | 2842.61
PeakO | 525.33 | 689.5 | 558.55 | 561.2 | 561.21 | 561.23
ST | 48.64 | 102.19 | 122.13 | 127.88 | 127.88 | 127.88
STOG | 2753.62 | 3248.78 | 2762.5 | 2762.5 | 2756.96 | 2756.96
STWD | 109.26 | 132.6 | 111.08 | 111.08 | 111.08 | 111.08
WT | 2034.5 | 2738.76 | 2923.13 | 3157.29 | 3565.31 | 3615.89
IGCC | 30.22 | 30.22 | 30.22 | 30.22 | 30.22 | 30.22
DemandResponse | 0 | 0 | 0 | 0 | 0 | 0
IGCC-CCS | 0 | 0 | 0 | 0 | 0 | 0
WT_off | 25.01 | 25.01 | 83.68 | 83.68 | 58.72 | 58.72
PseudoUnit | 0 | 0 | 0 | 0 | 7.12 | 7.12
FixedInterchange | 0 | 0 | 0 | 0 | 0 | 0
Base FOM Costs by Reporting Type: EI_US
ReportingType | 2015 | 2020 | 2025 | 2030 | 2035 | 2040
BM | 74.48 | 107.87 | 167.81 | 173.55 | 190.36 | 180.77
CC | 4055.27 | 5147.75 | 4277.38 | 4687.86 | 5667.31 | 5979.73
CSP | 0 | 0 | 0 | 0 | 0 | 0
CT | 30.95 | 57.09 | 65.23 | 128.01 | 167.14 | 190.36
Coal | 14694.29 | 15035.68 | 15170.15 | 16971.78 | 19112.74 | 21411.6
Geo | 3.95 | 3.95 | 3.95 | 3.95 | 3.95 | 3.95
H | 419.29 | 419.3 | 426.46 | 426.46 | 426.51 | 426.51
LFG | 417.2 | 506.56 | 743.06 | 787.52 | 787.52 | 787.52
Nuc | 13836.16 | 15789.15 | 15710.99 | 15994.67 | 12535.92 | 17408.49
PS | 401.94 | 401.94 | 401.94 | 401.94 | 401.94 | 401.94
PV | 2.71 | 39.68 | 58.05 | 61.86 | 63.45 | 65.37
PeakG | 1690.85 | 2496.56 | 1854.91 | 2244.61 | 2344.37 | 2344.37
PeakO | 511.05 | 671.27 | 543.63 | 546.25 | 546.26 | 546.27
ST | 0 | 0 | 0 | 0 | 0 | 0
STOG | 1434.82 | 1689.31 | 1446.47 | 1446.47 | 1446.47 | 1446.47
STWD | 74.1 | 92.72 | 75.55 | 75.55 | 75.55 | 75.55
WT | 1142.42 | 1488.92 | 1673.29 | 1900.77 | 2376.39 | 2426.97
IGCC | 30.22 | 30.22 | 30.22 | 30.22 | 30.22 | 30.22
DemandResponse | 0 | 0 | 0 | 0 | 0 | 0
IGCC-CCS | 0 | 0 | 0 | 0 | 0 | 0
WT_off | 25.01 | 25.01 | 83.68 | 83.68 | 58.72 | 58.72
PseudoUnit | 0 | 0 | 0 | 0 | 7.12 | 7.12
FixedInterchange | 0 | 0 | 0 | 0 | 0 | 0
Base FOM Costs by Reporting Type: EI_Canada
ReportingType | 2015 | 2020 | 2025 | 2030 | 2035 | 2040
BM | 32.8 | 32.8 | 32.8 | 32.8 | 32.8 | 32.8
CC | 124.86 | 124.86 | 124.86 | 127.29 | 137.05 | 183.55
CSP | 0 | 0 | 0 | 0 | 0 | 0
CT | 6.13 | 9.83 | 9.83 | 9.83 | 6.16 | 4.41
Coal | 73.47 | 74.67 | 80.13 | 0 | 0 | 0
Geo | 0 | 0 | 0 | 0 | 0 | 0
H | 216.06 | 216.06 | 218.86 | 239.87 | 255.95 | 269.62
LFG | 14.17 | 14.17 | 14.17 | 14.17 | 14.23 | 14.23
Nuc | 2040.74 | 2040.74 | 2040.74 | 2040.74 | 1877.74 | 2113.98
PS | 2.92 | 2.92 | 2.92 | 2.92 | 2.92 | 2.92
PV | 18.26 | 18.26 | 18.26 | 18.26 | 0.44 | 0.44
PeakG | 21.55 | 23.55 | 23.55 | 23.55 | 26.76 | 26.76
PeakO | 0.09 | 0.09 | 0.09 | 0.12 | 0.12 | 0.12
ST | 0 | 0 | 0 | 0 | 0 | 0
STOG | 5.54 | 5.54 | 5.54 | 5.54 | 0 | 0
STWD | 0 | 0 | 0 | 0 | 0 | 0
WT | 120.82 | 120.82 | 120.82 | 120.82 | 53.21 | 53.21
IGCC | 0 | 0 | 0 | 0 | 0 | 0
DemandResponse | 0 | 0 | 0 | 0 | 0 | 0
IGCC-CCS | 0 | 0 | 0 | 0 | 0 | 0
WT_off | 0 | 0 | 0 | 0 | 0 | 0
PseudoUnit | 0 | 0 | 0 | 0 | 0 | 0
FixedInterchange | 0 | 0 | 0 | 0 | 0 | 0
Base FOM Costs by Reporting Type: EI
ReportingType | 2015 | 2020 | 2025 | 2030 | 2035 | 2040
BM | 107.28 | 140.67 | 200.61 | 206.35 | 223.16 | 213.57
CC | 4180.13 | 5272.62 | 4402.24 | 4815.16 | 5804.36 | 6163.28
CSP | 0 | 0 | 0 | 0 | 0 | 0
CT | 37.09 | 66.92 | 75.06 | 137.84 | 173.3 | 194.76
Coal | 14767.76 | 15110.35 | 15250.29 | 16971.78 | 19112.74 | 21411.6
Geo | 3.95 | 3.95 | 3.95 | 3.95 | 3.95 | 3.95
H | 635.35 | 635.36 | 645.32 | 666.33 | 682.46 | 696.13
LFG | 431.38 | 520.73 | 757.23 | 801.69 | 801.75 | 801.75
Nuc | 15876.91 | 17829.89 | 17751.73 | 18035.42 | 14413.66 | 19522.46
PS | 404.86 | 404.86 | 404.86 | 404.86 | 404.86 | 404.86
PV | 20.97 | 57.95 | 76.32 | 80.12 | 63.89 | 65.81
PeakG | 1712.4 | 2520.12 | 1878.46 | 2268.16 | 2371.13 | 2371.13
PeakO | 511.14 | 671.36 | 543.72 | 546.36 | 546.37 | 546.39
ST | 0 | 0 | 0 | 0 | 0 | 0
STOG | 1440.36 | 1694.85 | 1452.01 | 1452.01 | 1446.47 | 1446.47
STWD | 74.1 | 92.72 | 75.55 | 75.55 | 75.55 | 75.55
WT | 1263.24 | 1609.74 | 1794.11 | 2021.59 | 2429.6 | 2480.19
IGCC | 30.22 | 30.22 | 30.22 | 30.22 | 30.22 | 30.22
DemandResponse | 0 | 0 | 0 | 0 | 0 | 0
IGCC-CCS | 0 | 0 | 0 | 0 | 0 | 0
WT_off | 25.01 | 25.01 | 83.68 | 83.68 | 58.72 | 58.72
PseudoUnit | 0 | 0 | 0 | 0 | 7.12 | 7.12
FixedInterchange | 0 | 0 | 0 | 0 | 0 | 0
Base FOM Costs by Reporting Type: Outside_EI
ReportingType | 2015 | 2020 | 2025 | 2030 | 2035 | 2040
BM | 18.45 | 18.45 | 18.45 | 18.45 | 18.45 | 18.45
CC | 2203.74 | 2833.6 | 2378.29 | 2636.03 | 3020.56 | 3068.98
CSP | 0 | 0 | 0 | 0 | 0 | 0
CT | 11.4 | 15 | 35 | 57.92 | 50.97 | 55.63
Coal | 3679.99 | 4010.81 | 3969.06 | 4252.88 | 4954.61 | 5782.02
Geo | 222.78 | 397.63 | 770.84 | 770.84 | 770.84 | 770.84
H | 875.65 | 875.65 | 875.65 | 875.65 | 875.65 | 875.65
LFG | 67.56 | 213.21 | 242.63 | 285.22 | 285.22 | 285.22
Nuc | 1852.97 | 2184.21 | 2132.54 | 2132.54 | 2513.65 | 3414.37
PS | 112.39 | 112.39 | 112.39 | 112.39 | 112.39 | 112.39
PV | 5.73 | 5.73 | 5.73 | 5.73 | 5.32 | 5.32
PeakG | 335.87 | 481.03 | 399.58 | 448.57 | 471.48 | 471.48
PeakO | 14.18 | 18.14 | 14.83 | 14.84 | 14.84 | 14.84
ST | 48.64 | 102.19 | 122.13 | 127.88 | 127.88 | 127.88
STOG | 1313.25 | 1553.93 | 1310.49 | 1310.49 | 1310.49 | 1310.49
STWD | 35.16 | 39.89 | 35.53 | 35.53 | 35.53 | 35.53
WT | 771.26 | 1129.02 | 1129.02 | 1135.71 | 1135.71 | 1135.71
IGCC | 0 | 0 | 0 | 0 | 0 | 0
DemandResponse | 0 | 0 | 0 | 0 | 0 | 0
IGCC-CCS | 0 | 0 | 0 | 0 | 0 | 0
WT_off | 0 | 0 | 0 | 0 | 0 | 0
PseudoUnit | 0 | 0 | 0 | 0 | 0 | 0
FixedInterchange | 0 | 0 | 0 | 0 | 0 | 0
#11 | Retrofit FOM Costs ($million)
Retrofit FOM Costs by Reporting Type: Entergy
ReportingType | 2015 | 2020 | 2025 | 2030 | 2035 | 2040
BM | 0 | 0 | 0 | 0 | 0 | 0
CC | 0 | 0 | 0 | 0 | 0 | 0
CSP | 0 | 0 | 0 | 0 | 0 | 0
CT | 0 | 0 | 0 | 0 | 0 | 0
Coal | 3.38 | 31.29 | 31.29 | 31.29 | 31.29 | 31.29
Geo | 0 | 0 | 0 | 0 | 0 | 0
H | 0 | 0 | 0 | 0 | 0 | 0
LFG | 0 | 0 | 0 | 0 | 0 | 0
Nuc | 0 | 0 | 0 | 0 | 0 | 0
PS | 0 | 0 | 0 | 0 | 0 | 0
PV | 0 | 0 | 0 | 0 | 0 | 0
PeakG | 0 | 0 | 0 | 0 | 0 | 0
PeakO | 0 | 0 | 0 | 0 | 0 | 0
ST | 0 | 0 | 0 | 0 | 0 | 0
STOG | 0 | 0 | 0 | 0 | 0 | 0
STWD | 0 | 0 | 0 | 0 | 0 | 0
WT | 0 | 0 | 0 | 0 | 0 | 0
IGCC | 0 | 0 | 0 | 0 | 0 | 0
DemandResponse | 0 | 0 | 0 | 0 | 0 | 0
IGCC-CCS | 0 | 0 | 0 | 0 | 0 | 0
WT_off | 0 | 0 | 0 | 0 | 0 | 0
PseudoUnit | 0 | 0 | 0 | 0 | 0 | 0
FixedInterchange | 0 | 0 | 0 | 0 | 0 | 0
Retrofit FOM Costs by Reporting Type: FRCC
ReportingType | 2015 | 2020 | 2025 | 2030 | 2035 | 2040
BM | 0 | 0 | 0 | 0 | 0 | 0
CC | 0 | 0 | 0 | 0 | 0 | 0
CSP | 0 | 0 | 0 | 0 | 0 | 0
CT | 0 | 0 | 0 | 0 | 0 | 0
Coal | 67.35 | 70.41 | 70.41 | 70.41 | 70.41 | 70.41
Geo | 0 | 0 | 0 | 0 | 0 | 0
H | 0 | 0 | 0 | 0 | 0 | 0
LFG | 0 | 0 | 0 | 0 | 0 | 0
Nuc | 0 | 0 | 0 | 0 | 0 | 0
PS | 0 | 0 | 0 | 0 | 0 | 0
PV | 0 | 0 | 0 | 0 | 0 | 0
PeakG | 0 | 0 | 0 | 0 | 0 | 0
PeakO | 0 | 0 | 0 | 0 | 0 | 0
ST | 0 | 0 | 0 | 0 | 0 | 0
STOG | 0 | 0 | 0 | 0 | 0 | 0
STWD | 0 | 0 | 0 | 0 | 0 | 0
WT | 0 | 0 | 0 | 0 | 0 | 0
IGCC | 0 | 0 | 0 | 0 | 0 | 0
DemandResponse | 0 | 0 | 0 | 0 | 0 | 0
IGCC-CCS | 0 | 0 | 0 | 0 | 0 | 0
WT_off | 0 | 0 | 0 | 0 | 0 | 0
PseudoUnit | 0 | 0 | 0 | 0 | 0 | 0
FixedInterchange | 0 | 0 | 0 | 0 | 0 | 0
Retrofit FOM Costs by Reporting Type: MAPP_US
ReportingType | 2015 | 2020 | 2025 | 2030 | 2035 | 2040
BM | 0 | 0 | 0 | 0 | 0 | 0
CC | 0 | 0 | 0 | 0 | 0 | 0
CSP | 0 | 0 | 0 | 0 | 0 | 0
CT | 0 | 0 | 0 | 0 | 0 | 0
Coal | 16.92 | 18.2 | 18.2 | 18.2 | 18.2 | 18.2
Geo | 0 | 0 | 0 | 0 | 0 | 0
H | 0 | 0 | 0 | 0 | 0 | 0
LFG | 0 | 0 | 0 | 0 | 0 | 0
Nuc | 0 | 0 | 0 | 0 | 0 | 0
PS | 0 | 0 | 0 | 0 | 0 | 0
PV | 0 | 0 | 0 | 0 | 0 | 0
PeakG | 0 | 0 | 0 | 0 | 0 | 0
PeakO | 0 | 0 | 0 | 0 | 0 | 0
ST | 0 | 0 | 0 | 0 | 0 | 0
STOG | 0 | 0 | 0 | 0 | 0 | 0
STWD | 0 | 0 | 0 | 0 | 0 | 0
WT | 0 | 0 | 0 | 0 | 0 | 0
IGCC | 0 | 0 | 0 | 0 | 0 | 0
DemandResponse | 0 | 0 | 0 | 0 | 0 | 0
IGCC-CCS | 0 | 0 | 0 | 0 | 0 | 0
WT_off | 0 | 0 | 0 | 0 | 0 | 0
PseudoUnit | 0 | 0 | 0 | 0 | 0 | 0
FixedInterchange | 0 | 0 | 0 | 0 | 0 | 0
Retrofit FOM Costs by Reporting Type: MISO_IN
ReportingType | 2015 | 2020 | 2025 | 2030 | 2035 | 2040
BM | 0 | 0 | 0 | 0 | 0 | 0
CC | 0 | 0 | 0 | 0 | 0 | 0
CSP | 0 | 0 | 0 | 0 | 0 | 0
CT | 0 | 0 | 0 | 0 | 0 | 0
Coal | 103.12 | 113.14 | 113.14 | 113.14 | 113.14 | 113.14
Geo | 0 | 0 | 0 | 0 | 0 | 0
H | 0 | 0 | 0 | 0 | 0 | 0
LFG | 0 | 0 | 0 | 0 | 0 | 0
Nuc | 0 | 0 | 0 | 0 | 0 | 0
PS | 0 | 0 | 0 | 0 | 0 | 0
PV | 0 | 0 | 0 | 0 | 0 | 0
PeakG | 0 | 0 | 0 | 0 | 0 | 0
PeakO | 0 | 0 | 0 | 0 | 0 | 0
ST | 0 | 0 | 0 | 0 | 0 | 0
STOG | 0 | 0 | 0 | 0 | 0 | 0
STWD | 0 | 0 | 0 | 0 | 0 | 0
WT | 0 | 0 | 0 | 0 | 0 | 0
IGCC | 0 | 0 | 0 | 0 | 0 | 0
DemandResponse | 0 | 0 | 0 | 0 | 0 | 0
IGCC-CCS | 0 | 0 | 0 | 0 | 0 | 0
WT_off | 0 | 0 | 0 | 0 | 0 | 0
PseudoUnit | 0 | 0 | 0 | 0 | 0 | 0
FixedInterchange | 0 | 0 | 0 | 0 | 0 | 0
Retrofit FOM Costs by Reporting Type: MISO_MI
ReportingType | 2015 | 2020 | 2025 | 2030 | 2035 | 2040
BM | 0 | 0 | 0 | 0 | 0 | 0
CC | 0 | 0 | 0 | 0 | 0 | 0
CSP | 0 | 0 | 0 | 0 | 0 | 0
CT | 0 | 0 | 0 | 0 | 0 | 0
Coal | 17.66 | 44.76 | 44.76 | 44.76 | 44.76 | 44.76
Geo | 0 | 0 | 0 | 0 | 0 | 0
H | 0 | 0 | 0 | 0 | 0 | 0
LFG | 0 | 0 | 0 | 0 | 0 | 0
Nuc | 0 | 0 | 0 | 0 | 0 | 0
PS | 0 | 0 | 0 | 0 | 0 | 0
PV | 0 | 0 | 0 | 0 | 0 | 0
PeakG | 0 | 0 | 0 | 0 | 0 | 0
PeakO | 0 | 0 | 0 | 0 | 0 | 0
ST | 0 | 0 | 0 | 0 | 0 | 0
STOG | 0 | 0 | 0 | 0 | 0 | 0
STWD | 0 | 0 | 0 | 0 | 0 | 0
WT | 0 | 0 | 0 | 0 | 0 | 0
IGCC | 0 | 0 | 0 | 0 | 0 | 0
DemandResponse | 0 | 0 | 0 | 0 | 0 | 0
IGCC-CCS | 0 | 0 | 0 | 0 | 0 | 0
WT_off | 0 | 0 | 0 | 0 | 0 | 0
PseudoUnit | 0 | 0 | 0 | 0 | 0 | 0
FixedInterchange | 0 | 0 | 0 | 0 | 0 | 0
Retrofit FOM Costs by Reporting Type: MISO_MO-IL
ReportingType | 2015 | 2020 | 2025 | 2030 | 2035 | 2040
BM | 0 | 0 | 0 | 0 | 0 | 0
CC | 0 | 0 | 0 | 0 | 0 | 0
CSP | 0 | 0 | 0 | 0 | 0 | 0
CT | 0 | 0 | 0 | 0 | 0 | 0
Coal | 30.23 | 59.29 | 59.29 | 59.29 | 59.29 | 59.29
Geo | 0 | 0 | 0 | 0 | 0 | 0
H | 0 | 0 | 0 | 0 | 0 | 0
LFG | 0 | 0 | 0 | 0 | 0 | 0
Nuc | 0 | 0 | 0 | 0 | 0 | 0
PS | 0 | 0 | 0 | 0 | 0 | 0
PV | 0 | 0 | 0 | 0 | 0 | 0
PeakG | 0 | 0 | 0 | 0 | 0 | 0
PeakO | 0 | 0 | 0 | 0 | 0 | 0
ST | 0 | 0 | 0 | 0 | 0 | 0
STOG | 0 | 0 | 0 | 0 | 0 | 0
STWD | 0 | 0 | 0 | 0 | 0 | 0
WT | 0 | 0 | 0 | 0 | 0 | 0
IGCC | 0 | 0 | 0 | 0 | 0 | 0
DemandResponse | 0 | 0 | 0 | 0 | 0 | 0
IGCC-CCS | 0 | 0 | 0 | 0 | 0 | 0
WT_off | 0 | 0 | 0 | 0 | 0 | 0
PseudoUnit | 0 | 0 | 0 | 0 | 0 | 0
FixedInterchange | 0 | 0 | 0 | 0 | 0 | 0
Retrofit FOM Costs by Reporting Type: MISO_W
ReportingType | 2015 | 2020 | 2025 | 2030 | 2035 | 2040
BM | 0 | 0 | 0 | 0 | 0 | 0
CC | 0 | 0 | 0 | 0 | 0 | 0
CSP | 0 | 0 | 0 | 0 | 0 | 0
CT | 0 | 0 | 0 | 0 | 0 | 0
Coal | 38.36 | 61.93 | 61.93 | 61.93 | 61.93 | 61.93
Geo | 0 | 0 | 0 | 0 | 0 | 0
H | 0 | 0 | 0 | 0 | 0 | 0
LFG | 0 | 0 | 0 | 0 | 0 | 0
Nuc | 0 | 0 | 0 | 0 | 0 | 0
PS | 0 | 0 | 0 | 0 | 0 | 0
PV | 0 | 0 | 0 | 0 | 0 | 0
PeakG | 0 | 0 | 0 | 0 | 0 | 0
PeakO | 0 | 0 | 0 | 0 | 0 | 0
ST | 0 | 0 | 0 | 0 | 0 | 0
STOG | 0 | 0 | 0 | 0 | 0 | 0
STWD | 0 | 0 | 0 | 0 | 0 | 0
WT | 0 | 0 | 0 | 0 | 0 | 0
IGCC | 0 | 0 | 0 | 0 | 0 | 0
DemandResponse | 0 | 0 | 0 | 0 | 0 | 0
IGCC-CCS | 0 | 0 | 0 | 0 | 0 | 0
WT_off | 0 | 0 | 0 | 0 | 0 | 0
PseudoUnit | 0 | 0 | 0 | 0 | 0 | 0
FixedInterchange | 0 | 0 | 0 | 0 | 0 | 0
Retrofit FOM Costs by Reporting Type: MISO_WUMS
ReportingType | 2015 | 2020 | 2025 | 2030 | 2035 | 2040
BM | 0 | 0 | 0 | 0 | 0 | 0
CC | 0 | 0 | 0 | 0 | 0 | 0
CSP | 0 | 0 | 0 | 0 | 0 | 0
CT | 0 | 0 | 0 | 0 | 0 | 0
Coal | 35.36 | 37.24 | 37.24 | 37.24 | 37.24 | 37.24
Geo | 0 | 0 | 0 | 0 | 0 | 0
H | 0 | 0 | 0 | 0 | 0 | 0
LFG | 0 | 0 | 0 | 0 | 0 | 0
Nuc | 0 | 0 | 0 | 0 | 0 | 0
PS | 0 | 0 | 0 | 0 | 0 | 0
PV | 0 | 0 | 0 | 0 | 0 | 0
PeakG | 0 | 0 | 0 | 0 | 0 | 0
PeakO | 0 | 0 | 0 | 0 | 0 | 0
ST | 0 | 0 | 0 | 0 | 0 | 0
STOG | 0 | 0 | 0 | 0 | 0 | 0
STWD | 0 | 0 | 0 | 0 | 0 | 0
WT | 0 | 0 | 0 | 0 | 0 | 0
IGCC | 0 | 0 | 0 | 0 | 0 | 0
DemandResponse | 0 | 0 | 0 | 0 | 0 | 0
IGCC-CCS | 0 | 0 | 0 | 0 | 0 | 0
WT_off | 0 | 0 | 0 | 0 | 0 | 0
PseudoUnit | 0 | 0 | 0 | 0 | 0 | 0
FixedInterchange | 0 | 0 | 0 | 0 | 0 | 0
Retrofit FOM Costs by Reporting Type: Nebraska
ReportingType | 2015 | 2020 | 2025 | 2030 | 2035 | 2040
BM | 0 | 0 | 0 | 0 | 0 | 0
CC | 0 | 0 | 0 | 0 | 0 | 0
CSP | 0 | 0 | 0 | 0 | 0 | 0
CT | 0 | 0 | 0 | 0 | 0 | 0
Coal | 4.88 | 22.22 | 22.22 | 22.22 | 22.22 | 22.22
Geo | 0 | 0 | 0 | 0 | 0 | 0
H | 0 | 0 | 0 | 0 | 0 | 0
LFG | 0 | 0 | 0 | 0 | 0 | 0
Nuc | 0 | 0 | 0 | 0 | 0 | 0
PS | 0 | 0 | 0 | 0 | 0 | 0
PV | 0 | 0 | 0 | 0 | 0 | 0
PeakG | 0 | 0 | 0 | 0 | 0 | 0
PeakO | 0 | 0 | 0 | 0 | 0 | 0
ST | 0 | 0 | 0 | 0 | 0 | 0
STOG | 0 | 0 | 0 | 0 | 0 | 0
STWD | 0 | 0 | 0 | 0 | 0 | 0
WT | 0 | 0 | 0 | 0 | 0 | 0
IGCC | 0 | 0 | 0 | 0 | 0 | 0
DemandResponse | 0 | 0 | 0 | 0 | 0 | 0
IGCC-CCS | 0 | 0 | 0 | 0 | 0 | 0
WT_off | 0 | 0 | 0 | 0 | 0 | 0
PseudoUnit | 0 | 0 | 0 | 0 | 0 | 0
FixedInterchange | 0 | 0 | 0 | 0 | 0 | 0
Retrofit FOM Costs by Reporting Type: NEISO
ReportingType | 2015 | 2020 | 2025 | 2030 | 2035 | 2040
BM | 0 | 0 | 0 | 0 | 0 | 0
CC | 0 | 0 | 0 | 0 | 0 | 0
CSP | 0 | 0 | 0 | 0 | 0 | 0
CT | 0 | 0 | 0 | 0 | 0 | 0
Coal | 4.08 | 0 | 0 | 0 | 0 | 0
Geo | 0 | 0 | 0 | 0 | 0 | 0
H | 0 | 0 | 0 | 0 | 0 | 0
LFG | 0 | 0 | 0 | 0 | 0 | 0
Nuc | 0 | 0 | 0 | 0 | 0 | 0
PS | 0 | 0 | 0 | 0 | 0 | 0
PV | 0 | 0 | 0 | 0 | 0 | 0
PeakG | 0 | 0 | 0 | 0 | 0 | 0
PeakO | 0 | 0 | 0 | 0 | 0 | 0
ST | 0 | 0 | 0 | 0 | 0 | 0
STOG | 0 | 0 | 0 | 0 | 0 | 0
STWD | 0 | 0 | 0 | 0 | 0 | 0
WT | 0 | 0 | 0 | 0 | 0 | 0
IGCC | 0 | 0 | 0 | 0 | 0 | 0
DemandResponse | 0 | 0 | 0 | 0 | 0 | 0
IGCC-CCS | 0 | 0 | 0 | 0 | 0 | 0
WT_off | 0 | 0 | 0 | 0 | 0 | 0
PseudoUnit | 0 | 0 | 0 | 0 | 0 | 0
FixedInterchange | 0 | 0 | 0 | 0 | 0 | 0
Retrofit FOM Costs by Reporting Type: NonRTO_Midwest
ReportingType | 2015 | 2020 | 2025 | 2030 | 2035 | 2040
BM | 0 | 0 | 0 | 0 | 0 | 0
CC | 0 | 0 | 0 | 0 | 0 | 0
CSP | 0 | 0 | 0 | 0 | 0 | 0
CT | 0 | 0 | 0 | 0 | 0 | 0
Coal | 87.29 | 93.37 | 93.37 | 93.37 | 93.37 | 93.37
Geo | 0 | 0 | 0 | 0 | 0 | 0
H | 0 | 0 | 0 | 0 | 0 | 0
LFG | 0 | 0 | 0 | 0 | 0 | 0
Nuc | 0 | 0 | 0 | 0 | 0 | 0
PS | 0 | 0 | 0 | 0 | 0 | 0
PV | 0 | 0 | 0 | 0 | 0 | 0
PeakG | 0 | 0 | 0 | 0 | 0 | 0
PeakO | 0 | 0 | 0 | 0 | 0 | 0
ST | 0 | 0 | 0 | 0 | 0 | 0
STOG | 0 | 0 | 0 | 0 | 0 | 0
STWD | 0 | 0 | 0 | 0 | 0 | 0
WT | 0 | 0 | 0 | 0 | 0 | 0
IGCC | 0 | 0 | 0 | 0 | 0 | 0
DemandResponse | 0 | 0 | 0 | 0 | 0 | 0
IGCC-CCS | 0 | 0 | 0 | 0 | 0 | 0
WT_off | 0 | 0 | 0 | 0 | 0 | 0
PseudoUnit | 0 | 0 | 0 | 0 | 0 | 0
FixedInterchange | 0 | 0 | 0 | 0 | 0 | 0
Retrofit FOM Costs by Reporting Type: NYISO_A-F
ReportingType | 2015 | 2020 | 2025 | 2030 | 2035 | 2040
BM | 0 | 0 | 0 | 0 | 0 | 0
CC | 0 | 0 | 0 | 0 | 0 | 0
CSP | 0 | 0 | 0 | 0 | 0 | 0
CT | 0 | 0 | 0 | 0 | 0 | 0
Coal | 0 | 0 | 0 | 0 | 0 | 0
Geo | 0 | 0 | 0 | 0 | 0 | 0
H | 0 | 0 | 0 | 0 | 0 | 0
LFG | 0 | 0 | 0 | 0 | 0 | 0
Nuc | 0 | 0 | 0 | 0 | 0 | 0
PS | 0 | 0 | 0 | 0 | 0 | 0
PV | 0 | 0 | 0 | 0 | 0 | 0
PeakG | 0 | 0 | 0 | 0 | 0 | 0
PeakO | 0 | 0 | 0 | 0 | 0 | 0
ST | 0 | 0 | 0 | 0 | 0 | 0
STOG | 0 | 0 | 0 | 0 | 0 | 0
STWD | 0 | 0 | 0 | 0 | 0 | 0
WT | 0 | 0 | 0 | 0 | 0 | 0
IGCC | 0 | 0 | 0 | 0 | 0 | 0
DemandResponse | 0 | 0 | 0 | 0 | 0 | 0
IGCC-CCS | 0 | 0 | 0 | 0 | 0 | 0
WT_off | 0 | 0 | 0 | 0 | 0 | 0
PseudoUnit | 0 | 0 | 0 | 0 | 0 | 0
FixedInterchange | 0 | 0 | 0 | 0 | 0 | 0
Retrofit FOM Costs by Reporting Type: NYISO_G-I
ReportingType | 2015 | 2020 | 2025 | 2030 | 2035 | 2040
BM | 0 | 0 | 0 | 0 | 0 | 0
CC | 0 | 0 | 0 | 0 | 0 | 0
CSP | 0 | 0 | 0 | 0 | 0 | 0
CT | 0 | 0 | 0 | 0 | 0 | 0
Coal | 0 | 0 | 0 | 0 | 0 | 0
Geo | 0 | 0 | 0 | 0 | 0 | 0
H | 0 | 0 | 0 | 0 | 0 | 0
LFG | 0 | 0 | 0 | 0 | 0 | 0
Nuc | 0 | 0 | 0 | 0 | 0 | 0
PS | 0 | 0 | 0 | 0 | 0 | 0
PV | 0 | 0 | 0 | 0 | 0 | 0
PeakG | 0 | 0 | 0 | 0 | 0 | 0
PeakO | 0 | 0 | 0 | 0 | 0 | 0
ST | 0 | 0 | 0 | 0 | 0 | 0
STOG | 0 | 0 | 0 | 0 | 0 | 0
STWD | 0 | 0 | 0 | 0 | 0 | 0
WT | 0 | 0 | 0 | 0 | 0 | 0
IGCC | 0 | 0 | 0 | 0 | 0 | 0
DemandResponse | 0 | 0 | 0 | 0 | 0 | 0
IGCC-CCS | 0 | 0 | 0 | 0 | 0 | 0
WT_off | 0 | 0 | 0 | 0 | 0 | 0
PseudoUnit | 0 | 0 | 0 | 0 | 0 | 0
FixedInterchange | 0 | 0 | 0 | 0 | 0 | 0
Retrofit FOM Costs by Reporting Type: NYISO_J-K
ReportingType | 2015 | 2020 | 2025 | 2030 | 2035 | 2040
BM | 0 | 0 | 0 | 0 | 0 | 0
CC | 0 | 0 | 0 | 0 | 0 | 0
CSP | 0 | 0 | 0 | 0 | 0 | 0
CT | 0 | 0 | 0 | 0 | 0 | 0
Coal | 0 | 0 | 0 | 0 | 0 | 0
Geo | 0 | 0 | 0 | 0 | 0 | 0
H | 0 | 0 | 0 | 0 | 0 | 0
LFG | 0 | 0 | 0 | 0 | 0 | 0
Nuc | 0 | 0 | 0 | 0 | 0 | 0
PS | 0 | 0 | 0 | 0 | 0 | 0
PV | 0 | 0 | 0 | 0 | 0 | 0
PeakG | 0 | 0 | 0 | 0 | 0 | 0
PeakO | 0 | 0 | 0 | 0 | 0 | 0
ST | 0 | 0 | 0 | 0 | 0 | 0
STOG | 0 | 0 | 0 | 0 | 0 | 0
STWD | 0 | 0 | 0 | 0 | 0 | 0
WT | 0 | 0 | 0 | 0 | 0 | 0
IGCC | 0 | 0 | 0 | 0 | 0 | 0
DemandResponse | 0 | 0 | 0 | 0 | 0 | 0
IGCC-CCS | 0 | 0 | 0 | 0 | 0 | 0
WT_off | 0 | 0 | 0 | 0 | 0 | 0
PseudoUnit | 0 | 0 | 0 | 0 | 0 | 0
FixedInterchange | 0 | 0 | 0 | 0 | 0 | 0
Retrofit FOM Costs by Reporting Type: PJM_E
ReportingType | 2015 | 2020 | 2025 | 2030 | 2035 | 2040
BM | 0 | 0 | 0 | 0 | 0 | 0
CC | 0 | 0 | 0 | 0 | 0 | 0
CSP | 0 | 0 | 0 | 0 | 0 | 0
CT | 0 | 0 | 0 | 0 | 0 | 0
Coal | 1.74 | 0.67 | 0.67 | 0.67 | 0.67 | 0.67
Geo | 0 | 0 | 0 | 0 | 0 | 0
H | 0 | 0 | 0 | 0 | 0 | 0
LFG | 0 | 0 | 0 | 0 | 0 | 0
Nuc | 0 | 0 | 0 | 0 | 0 | 0
PS | 0 | 0 | 0 | 0 | 0 | 0
PV | 0 | 0 | 0 | 0 | 0 | 0
PeakG | 0 | 0 | 0 | 0 | 0 | 0
PeakO | 0 | 0 | 0 | 0 | 0 | 0
ST | 0 | 0 | 0 | 0 | 0 | 0
STOG | 0 | 0 | 0 | 0 | 0 | 0
STWD | 0 | 0 | 0 | 0 | 0 | 0
WT | 0 | 0 | 0 | 0 | 0 | 0
IGCC | 0 | 0 | 0 | 0 | 0 | 0
DemandResponse | 0 | 0 | 0 | 0 | 0 | 0
IGCC-CCS | 0 | 0 | 0 | 0 | 0 | 0
WT_off | 0 | 0 | 0 | 0 | 0 | 0
PseudoUnit | 0 | 0 | 0 | 0 | 0 | 0
FixedInterchange | 0 | 0 | 0 | 0 | 0 | 0
Retrofit FOM Costs by Reporting Type: PJM_ROM
ReportingType | 2015 | 2020 | 2025 | 2030 | 2035 | 2040
BM | 0 | 0 | 0 | 0 | 0 | 0
CC | 0 | 0 | 0 | 0 | 0 | 0
CSP | 0 | 0 | 0 | 0 | 0 | 0
CT | 0 | 0 | 0 | 0 | 0 | 0
Coal | 52.46 | 61.89 | 61.89 | 61.89 | 61.89 | 61.89
Geo | 0 | 0 | 0 | 0 | 0 | 0
H | 0 | 0 | 0 | 0 | 0 | 0
LFG | 0 | 0 | 0 | 0 | 0 | 0
Nuc | 0 | 0 | 0 | 0 | 0 | 0
PS | 0 | 0 | 0 | 0 | 0 | 0
PV | 0 | 0 | 0 | 0 | 0 | 0
PeakG | 0 | 0 | 0 | 0 | 0 | 0
PeakO | 0 | 0 | 0 | 0 | 0 | 0
ST | 0 | 0 | 0 | 0 | 0 | 0
STOG | 0 | 0 | 0 | 0 | 0 | 0
STWD | 0 | 0 | 0 | 0 | 0 | 0
WT | 0 | 0 | 0 | 0 | 0 | 0
IGCC | 0 | 0 | 0 | 0 | 0 | 0
DemandResponse | 0 | 0 | 0 | 0 | 0 | 0
IGCC-CCS | 0 | 0 | 0 | 0 | 0 | 0
WT_off | 0 | 0 | 0 | 0 | 0 | 0
PseudoUnit | 0 | 0 | 0 | 0 | 0 | 0
FixedInterchange | 0 | 0 | 0 | 0 | 0 | 0
Retrofit FOM Costs by Reporting Type: PJM_ROR
ReportingType | 2015 | 2020 | 2025 | 2030 | 2035 | 2040
BM | 0 | 0 | 0 | 0 | 0 | 0
CC | 0 | 0 | 0 | 0 | 0 | 0
CSP | 0 | 0 | 0 | 0 | 0 | 0
CT | 0 | 0 | 0 | 0 | 0 | 0
Coal | 263.48 | 308.93 | 308.93 | 308.93 | 308.93 | 308.93
Geo | 0 | 0 | 0 | 0 | 0 | 0
H | 0 | 0 | 0 | 0 | 0 | 0
LFG | 0 | 0 | 0 | 0 | 0 | 0
Nuc | 0 | 0 | 0 | 0 | 0 | 0
PS | 0 | 0 | 0 | 0 | 0 | 0
PV | 0 | 0 | 0 | 0 | 0 | 0
PeakG | 0 | 0 | 0 | 0 | 0 | 0
PeakO | 0 | 0 | 0 | 0 | 0 | 0
ST | 0 | 0 | 0 | 0 | 0 | 0
STOG | 0 | 0 | 0 | 0 | 0 | 0
STWD | 0 | 0 | 0 | 0 | 0 | 0
WT | 0 | 0 | 0 | 0 | 0 | 0
IGCC | 0 | 0 | 0 | 0 | 0 | 0
DemandResponse | 0 | 0 | 0 | 0 | 0 | 0
IGCC-CCS | 0 | 0 | 0 | 0 | 0 | 0
WT_off | 0 | 0 | 0 | 0 | 0 | 0
PseudoUnit | 0 | 0 | 0 | 0 | 0 | 0
FixedInterchange | 0 | 0 | 0 | 0 | 0 | 0
Retrofit FOM Costs by Reporting Type: SOCO
ReportingType | 2015 | 2020 | 2025 | 2030 | 2035 | 2040
BM | 0 | 0 | 0 | 0 | 0 | 0
CC | 0 | 0 | 0 | 0 | 0 | 0
CSP | 0 | 0 | 0 | 0 | 0 | 0
CT | 0 | 0 | 0 | 0 | 0 | 0
Coal | 126.56 | 134.09 | 134.09 | 134.09 | 134.09 | 134.09
Geo | 0 | 0 | 0 | 0 | 0 | 0
H | 0 | 0 | 0 | 0 | 0 | 0
LFG | 0 | 0 | 0 | 0 | 0 | 0
Nuc | 0 | 0 | 0 | 0 | 0 | 0
PS | 0 | 0 | 0 | 0 | 0 | 0
PV | 0 | 0 | 0 | 0 | 0 | 0
PeakG | 0 | 0 | 0 | 0 | 0 | 0
PeakO | 0 | 0 | 0 | 0 | 0 | 0
ST | 0 | 0 | 0 | 0 | 0 | 0
STOG | 0 | 0 | 0 | 0 | 0 | 0
STWD | 0 | 0 | 0 | 0 | 0 | 0
WT | 0 | 0 | 0 | 0 | 0 | 0
IGCC | 0 | 0 | 0 | 0 | 0 | 0
DemandResponse | 0 | 0 | 0 | 0 | 0 | 0
IGCC-CCS | 0 | 0 | 0 | 0 | 0 | 0
WT_off | 0 | 0 | 0 | 0 | 0 | 0
PseudoUnit | 0 | 0 | 0 | 0 | 0 | 0
FixedInterchange | 0 | 0 | 0 | 0 | 0 | 0
Retrofit FOM Costs by Reporting Type: SPP_N
ReportingType | 2015 | 2020 | 2025 | 2030 | 2035 | 2040
BM | 0 | 0 | 0 | 0 | 0 | 0
CC | 0 | 0 | 0 | 0 | 0 | 0
CSP | 0 | 0 | 0 | 0 | 0 | 0
CT | 0 | 0 | 0 | 0 | 0 | 0
Coal | 36.22 | 47.87 | 47.87 | 47.87 | 47.87 | 47.87
Geo | 0 | 0 | 0 | 0 | 0 | 0
H | 0 | 0 | 0 | 0 | 0 | 0
LFG | 0 | 0 | 0 | 0 | 0 | 0
Nuc | 0 | 0 | 0 | 0 | 0 | 0
PS | 0 | 0 | 0 | 0 | 0 | 0
PV | 0 | 0 | 0 | 0 | 0 | 0
PeakG | 0 | 0 | 0 | 0 | 0 | 0
PeakO | 0 | 0 | 0 | 0 | 0 | 0
ST | 0 | 0 | 0 | 0 | 0 | 0
STOG | 0 | 0 | 0 | 0 | 0 | 0
STWD | 0 | 0 | 0 | 0 | 0 | 0
WT | 0 | 0 | 0 | 0 | 0 | 0
IGCC | 0 | 0 | 0 | 0 | 0 | 0
DemandResponse | 0 | 0 | 0 | 0 | 0 | 0
IGCC-CCS | 0 | 0 | 0 | 0 | 0 | 0
WT_off | 0 | 0 | 0 | 0 | 0 | 0
PseudoUnit | 0 | 0 | 0 | 0 | 0 | 0
FixedInterchange | 0 | 0 | 0 | 0 | 0 | 0
Retrofit FOM Costs by Reporting Type: SPP_S
ReportingType | 2015 | 2020 | 2025 | 2030 | 2035 | 2040
BM | 0 | 0 | 0 | 0 | 0 | 0
CC | 0 | 0 | 0 | 0 | 0 | 0
CSP | 0 | 0 | 0 | 0 | 0 | 0
CT | 0 | 0 | 0 | 0 | 0 | 0
Coal | 20.12 | 33.71 | 33.71 | 33.71 | 33.71 | 33.71
Geo | 0 | 0 | 0 | 0 | 0 | 0
H | 0 | 0 | 0 | 0 | 0 | 0
LFG | 0 | 0 | 0 | 0 | 0 | 0
Nuc | 0 | 0 | 0 | 0 | 0 | 0
PS | 0 | 0 | 0 | 0 | 0 | 0
PV | 0 | 0 | 0 | 0 | 0 | 0
PeakG | 0 | 0 | 0 | 0 | 0 | 0
PeakO | 0 | 0 | 0 | 0 | 0 | 0
ST | 0 | 0 | 0 | 0 | 0 | 0
STOG | 0 | 0 | 0 | 0 | 0 | 0
STWD | 0 | 0 | 0 | 0 | 0 | 0
WT | 0 | 0 | 0 | 0 | 0 | 0
IGCC | 0 | 0 | 0 | 0 | 0 | 0
DemandResponse | 0 | 0 | 0 | 0 | 0 | 0
IGCC-CCS | 0 | 0 | 0 | 0 | 0 | 0
WT_off | 0 | 0 | 0 | 0 | 0 | 0
PseudoUnit | 0 | 0 | 0 | 0 | 0 | 0
FixedInterchange | 0 | 0 | 0 | 0 | 0 | 0
Retrofit FOM Costs by Reporting Type: TVA
ReportingType | 2015 | 2020 | 2025 | 2030 | 2035 | 2040
BM | 0 | 0 | 0 | 0 | 0 | 0
CC | 0 | 0 | 0 | 0 | 0 | 0
CSP | 0 | 0 | 0 | 0 | 0 | 0
CT | 0 | 0 | 0 | 0 | 0 | 0
Coal | 53.93 | 69.09 | 69.09 | 69.09 | 69.09 | 69.09
Geo | 0 | 0 | 0 | 0 | 0 | 0
H | 0 | 0 | 0 | 0 | 0 | 0
LFG | 0 | 0 | 0 | 0 | 0 | 0
Nuc | 0 | 0 | 0 | 0 | 0 | 0
PS | 0 | 0 | 0 | 0 | 0 | 0
PV | 0 | 0 | 0 | 0 | 0 | 0
PeakG | 0 | 0 | 0 | 0 | 0 | 0
PeakO | 0 | 0 | 0 | 0 | 0 | 0
ST | 0 | 0 | 0 | 0 | 0 | 0
STOG | 0 | 0 | 0 | 0 | 0 | 0
STWD | 0 | 0 | 0 | 0 | 0 | 0
WT | 0 | 0 | 0 | 0 | 0 | 0
IGCC | 0 | 0 | 0 | 0 | 0 | 0
DemandResponse | 0 | 0 | 0 | 0 | 0 | 0
IGCC-CCS | 0 | 0 | 0 | 0 | 0 | 0
WT_off | 0 | 0 | 0 | 0 | 0 | 0
PseudoUnit | 0 | 0 | 0 | 0 | 0 | 0
FixedInterchange | 0 | 0 | 0 | 0 | 0 | 0
Retrofit FOM Costs by Reporting Type: TVA_Transmission
ReportingType | 2015 | 2020 | 2025 | 2030 | 2035 | 2040
BM | 0 | 0 | 0 | 0 | 0 | 0
CC | 0 | 0 | 0 | 0 | 0 | 0
CSP | 0 | 0 | 0 | 0 | 0 | 0
CT | 0 | 0 | 0 | 0 | 0 | 0
Coal | 0 | 0 | 0 | 0 | 0 | 0
Geo | 0 | 0 | 0 | 0 | 0 | 0
H | 0 | 0 | 0 | 0 | 0 | 0
LFG | 0 | 0 | 0 | 0 | 0 | 0
Nuc | 0 | 0 | 0 | 0 | 0 | 0
PS | 0 | 0 | 0 | 0 | 0 | 0
PV | 0 | 0 | 0 | 0 | 0 | 0
PeakG | 0 | 0 | 0 | 0 | 0 | 0
PeakO | 0 | 0 | 0 | 0 | 0 | 0
ST | 0 | 0 | 0 | 0 | 0 | 0
STOG | 0 | 0 | 0 | 0 | 0 | 0
STWD | 0 | 0 | 0 | 0 | 0 | 0
WT | 0 | 0 | 0 | 0 | 0 | 0
IGCC | 0 | 0 | 0 | 0 | 0 | 0
DemandResponse | 0 | 0 | 0 | 0 | 0 | 0
IGCC-CCS | 0 | 0 | 0 | 0 | 0 | 0
WT_off | 0 | 0 | 0 | 0 | 0 | 0
PseudoUnit | 0 | 0 | 0 | 0 | 0 | 0
FixedInterchange | 0 | 0 | 0 | 0 | 0 | 0
Retrofit FOM Costs by Reporting Type: VACAR
ReportingType | 2015 | 2020 | 2025 | 2030 | 2035 | 2040
BM | 0 | 0 | 0 | 0 | 0 | 0
CC | 0 | 0 | 0 | 0 | 0 | 0
CSP | 0 | 0 | 0 | 0 | 0 | 0
CT | 0 | 0 | 0 | 0 | 0 | 0
Coal | 137.76 | 141.06 | 141.06 | 141.06 | 141.06 | 141.06
Geo | 0 | 0 | 0 | 0 | 0 | 0
H | 0 | 0 | 0 | 0 | 0 | 0
LFG | 0 | 0 | 0 | 0 | 0 | 0
Nuc | 0 | 0 | 0 | 0 | 0 | 0
PS | 0 | 0 | 0 | 0 | 0 | 0
PV | 0 | 0 | 0 | 0 | 0 | 0
PeakG | 0 | 0 | 0 | 0 | 0 | 0
PeakO | 0 | 0 | 0 | 0 | 0 | 0
ST | 0 | 0 | 0 | 0 | 0 | 0
STOG | 0 | 0 | 0 | 0 | 0 | 0
STWD | 0 | 0 | 0 | 0 | 0 | 0
WT | 0 | 0 | 0 | 0 | 0 | 0
IGCC | 0 | 0 | 0 | 0 | 0 | 0
DemandResponse | 0 | 0 | 0 | 0 | 0 | 0
IGCC-CCS | 0 | 0 | 0 | 0 | 0 | 0
WT_off | 0 | 0 | 0 | 0 | 0 | 0
PseudoUnit | 0 | 0 | 0 | 0 | 0 | 0
FixedInterchange | 0 | 0 | 0 | 0 | 0 | 0
Retrofit FOM Costs by Reporting Type: IESO
ReportingType | 2015 | 2020 | 2025 | 2030 | 2035 | 2040
BM | 0 | 0 | 0 | 0 | 0 | 0
CC | 0 | 0 | 0 | 0 | 0 | 0
CSP | 0 | 0 | 0 | 0 | 0 | 0
CT | 0 | 0 | 0 | 0 | 0 | 0
Coal | 0 | 0 | 0 | 0 | 0 | 0
Geo | 0 | 0 | 0 | 0 | 0 | 0
H | 0 | 0 | 0 | 0 | 0 | 0
LFG | 0 | 0 | 0 | 0 | 0 | 0
Nuc | 0 | 0 | 0 | 0 | 0 | 0
PS | 0 | 0 | 0 | 0 | 0 | 0
PV | 0 | 0 | 0 | 0 | 0 | 0
PeakG | 0 | 0 | 0 | 0 | 0 | 0
PeakO | 0 | 0 | 0 | 0 | 0 | 0
ST | 0 | 0 | 0 | 0 | 0 | 0
STOG | 0 | 0 | 0 | 0 | 0 | 0
STWD | 0 | 0 | 0 | 0 | 0 | 0
WT | 0 | 0 | 0 | 0 | 0 | 0
IGCC | 0 | 0 | 0 | 0 | 0 | 0
DemandResponse | 0 | 0 | 0 | 0 | 0 | 0
IGCC-CCS | 0 | 0 | 0 | 0 | 0 | 0
WT_off | 0 | 0 | 0 | 0 | 0 | 0
PseudoUnit | 0 | 0 | 0 | 0 | 0 | 0
FixedInterchange | 0 | 0 | 0 | 0 | 0 | 0
Retrofit FOM Costs by Reporting Type: MAPP_CA
ReportingType | 2015 | 2020 | 2025 | 2030 | 2035 | 2040
BM | 0 | 0 | 0 | 0 | 0 | 0
CC | 0 | 0 | 0 | 0 | 0 | 0
CSP | 0 | 0 | 0 | 0 | 0 | 0
CT | 0 | 0 | 0 | 0 | 0 | 0
Coal | 0 | 0 | 0 | 0 | 0 | 0
Geo | 0 | 0 | 0 | 0 | 0 | 0
H | 0 | 0 | 0 | 0 | 0 | 0
LFG | 0 | 0 | 0 | 0 | 0 | 0
Nuc | 0 | 0 | 0 | 0 | 0 | 0
PS | 0 | 0 | 0 | 0 | 0 | 0
PV | 0 | 0 | 0 | 0 | 0 | 0
PeakG | 0 | 0 | 0 | 0 | 0 | 0
PeakO | 0 | 0 | 0 | 0 | 0 | 0
ST | 0 | 0 | 0 | 0 | 0 | 0
STOG | 0 | 0 | 0 | 0 | 0 | 0
STWD | 0 | 0 | 0 | 0 | 0 | 0
WT | 0 | 0 | 0 | 0 | 0 | 0
IGCC | 0 | 0 | 0 | 0 | 0 | 0
DemandResponse | 0 | 0 | 0 | 0 | 0 | 0
IGCC-CCS | 0 | 0 | 0 | 0 | 0 | 0
WT_off | 0 | 0 | 0 | 0 | 0 | 0
PseudoUnit | 0 | 0 | 0 | 0 | 0 | 0
FixedInterchange | 0 | 0 | 0 | 0 | 0 | 0
Retrofit FOM Costs by Reporting Type: AZ_NM_SNV_Coal
ReportingType | 2015 | 2020 | 2025 | 2030 | 2035 | 2040
BM | 0 | 0 | 0 | 0 | 0 | 0
CC | 0 | 0 | 0 | 0 | 0 | 0
CSP | 0 | 0 | 0 | 0 | 0 | 0
CT | 0 | 0 | 0 | 0 | 0 | 0
Coal | 70.07 | 75.36 | 75.36 | 75.36 | 75.36 | 75.36
Geo | 0 | 0 | 0 | 0 | 0 | 0
H | 0 | 0 | 0 | 0 | 0 | 0
LFG | 0 | 0 | 0 | 0 | 0 | 0
Nuc | 0 | 0 | 0 | 0 | 0 | 0
PS | 0 | 0 | 0 | 0 | 0 | 0
PV | 0 | 0 | 0 | 0 | 0 | 0
PeakG | 0 | 0 | 0 | 0 | 0 | 0
PeakO | 0 | 0 | 0 | 0 | 0 | 0
ST | 0 | 0 | 0 | 0 | 0 | 0
STOG | 0 | 0 | 0 | 0 | 0 | 0
STWD | 0 | 0 | 0 | 0 | 0 | 0
WT | 0 | 0 | 0 | 0 | 0 | 0
IGCC | 0 | 0 | 0 | 0 | 0 | 0
DemandResponse | 0 | 0 | 0 | 0 | 0 | 0
IGCC-CCS | 0 | 0 | 0 | 0 | 0 | 0
WT_off | 0 | 0 | 0 | 0 | 0 | 0
PseudoUnit | 0 | 0 | 0 | 0 | 0 | 0
FixedInterchange | 0 | 0 | 0 | 0 | 0 | 0
Retrofit FOM Costs by Reporting Type: AZ_NM_SNV_Gas
ReportingType | 2015 | 2020 | 2025 | 2030 | 2035 | 2040
BM | 0 | 0 | 0 | 0 | 0 | 0
CC | 0 | 0 | 0 | 0 | 0 | 0
CSP | 0 | 0 | 0 | 0 | 0 | 0
CT | 0 | 0 | 0 | 0 | 0 | 0
Coal | 0 | 0 | 0 | 0 | 0 | 0
Geo | 0 | 0 | 0 | 0 | 0 | 0
H | 0 | 0 | 0 | 0 | 0 | 0
LFG | 0 | 0 | 0 | 0 | 0 | 0
Nuc | 0 | 0 | 0 | 0 | 0 | 0
PS | 0 | 0 | 0 | 0 | 0 | 0
PV | 0 | 0 | 0 | 0 | 0 | 0
PeakG | 0 | 0 | 0 | 0 | 0 | 0
PeakO | 0 | 0 | 0 | 0 | 0 | 0
ST | 0 | 0 | 0 | 0 | 0 | 0
STOG | 0 | 0 | 0 | 0 | 0 | 0
STWD | 0 | 0 | 0 | 0 | 0 | 0
WT | 0 | 0 | 0 | 0 | 0 | 0
IGCC | 0 | 0 | 0 | 0 | 0 | 0
DemandResponse | 0 | 0 | 0 | 0 | 0 | 0
IGCC-CCS | 0 | 0 | 0 | 0 | 0 | 0
WT_off | 0 | 0 | 0 | 0 | 0 | 0
PseudoUnit | 0 | 0 | 0 | 0 | 0 | 0
FixedInterchange | 0 | 0 | 0 | 0 | 0 | 0
Retrofit FOM Costs by Reporting Type: AZ_NM_SNV_NucRenew
ReportingType | 2015 | 2020 | 2025 | 2030 | 2035 | 2040
BM | 0 | 0 | 0 | 0 | 0 | 0
CC | 0 | 0 | 0 | 0 | 0 | 0
CSP | 0 | 0 | 0 | 0 | 0 | 0
CT | 0 | 0 | 0 | 0 | 0 | 0
Coal | 0 | 0 | 0 | 0 | 0 | 0
Geo | 0 | 0 | 0 | 0 | 0 | 0
H | 0 | 0 | 0 | 0 | 0 | 0
LFG | 0 | 0 | 0 | 0 | 0 | 0
Nuc | 0 | 0 | 0 | 0 | 0 | 0
PS | 0 | 0 | 0 | 0 | 0 | 0
PV | 0 | 0 | 0 | 0 | 0 | 0
PeakG | 0 | 0 | 0 | 0 | 0 | 0
PeakO | 0 | 0 | 0 | 0 | 0 | 0
ST | 0 | 0 | 0 | 0 | 0 | 0
STOG | 0 | 0 | 0 | 0 | 0 | 0
STWD | 0 | 0 | 0 | 0 | 0 | 0
WT | 0 | 0 | 0 | 0 | 0 | 0
IGCC | 0 | 0 | 0 | 0 | 0 | 0
DemandResponse | 0 | 0 | 0 | 0 | 0 | 0
IGCC-CCS | 0 | 0 | 0 | 0 | 0 | 0
WT_off | 0 | 0 | 0 | 0 | 0 | 0
PseudoUnit | 0 | 0 | 0 | 0 | 0 | 0
FixedInterchange | 0 | 0 | 0 | 0 | 0 | 0
Retrofit FOM Costs by Reporting Type: ERCOT
ReportingType | 2015 | 2020 | 2025 | 2030 | 2035 | 2040
BM | 0 | 0 | 0 | 0 | 0 | 0
CC | 0 | 0 | 0 | 0 | 0 | 0
CSP | 0 | 0 | 0 | 0 | 0 | 0
CT | 0 | 0 | 0 | 0 | 0 | 0
Coal | 95.78 | 116.56 | 116.56 | 116.56 | 116.56 | 116.56
Geo | 0 | 0 | 0 | 0 | 0 | 0
H | 0 | 0 | 0 | 0 | 0 | 0
LFG | 0 | 0 | 0 | 0 | 0 | 0
Nuc | 0 | 0 | 0 | 0 | 0 | 0
PS | 0 | 0 | 0 | 0 | 0 | 0
PV | 0 | 0 | 0 | 0 | 0 | 0
PeakG | 0 | 0 | 0 | 0 | 0 | 0
PeakO | 0 | 0 | 0 | 0 | 0 | 0
ST | 0 | 0 | 0 | 0 | 0 | 0
STOG | 0 | 0 | 0 | 0 | 0 | 0
STWD | 0 | 0 | 0 | 0 | 0 | 0
WT | 0 | 0 | 0 | 0 | 0 | 0
IGCC | 0 | 0 | 0 | 0 | 0 | 0
DemandResponse | 0 | 0 | 0 | 0 | 0 | 0
IGCC-CCS | 0 | 0 | 0 | 0 | 0 | 0
WT_off | 0 | 0 | 0 | 0 | 0 | 0
PseudoUnit | 0 | 0 | 0 | 0 | 0 | 0
FixedInterchange | 0 | 0 | 0 | 0 | 0 | 0
Retrofit FOM Costs by Reporting Type: NP15
ReportingType | 2015 | 2020 | 2025 | 2030 | 2035 | 2040
BM | 0 | 0 | 0 | 0 | 0 | 0
CC | 0 | 0 | 0 | 0 | 0 | 0
CSP | 0 | 0 | 0 | 0 | 0 | 0
CT | 0 | 0 | 0 | 0 | 0 | 0
Coal | 0.19 | 0.34 | 0.34 | 0.34 | 0 | 0
Geo | 0 | 0 | 0 | 0 | 0 | 0
H | 0 | 0 | 0 | 0 | 0 | 0
LFG | 0 | 0 | 0 | 0 | 0 | 0
Nuc | 0 | 0 | 0 | 0 | 0 | 0
PS | 0 | 0 | 0 | 0 | 0 | 0
PV | 0 | 0 | 0 | 0 | 0 | 0
PeakG | 0 | 0 | 0 | 0 | 0 | 0
PeakO | 0 | 0 | 0 | 0 | 0 | 0
ST | 0 | 0 | 0 | 0 | 0 | 0
STOG | 0 | 0 | 0 | 0 | 0 | 0
STWD | 0 | 0 | 0 | 0 | 0 | 0
WT | 0 | 0 | 0 | 0 | 0 | 0
IGCC | 0 | 0 | 0 | 0 | 0 | 0
DemandResponse | 0 | 0 | 0 | 0 | 0 | 0
IGCC-CCS | 0 | 0 | 0 | 0 | 0 | 0
WT_off | 0 | 0 | 0 | 0 | 0 | 0
PseudoUnit | 0 | 0 | 0 | 0 | 0 | 0
FixedInterchange | 0 | 0 | 0 | 0 | 0 | 0
Retrofit FOM Costs by Reporting Type: NWPP_Coal
ReportingType | 2015 | 2020 | 2025 | 2030 | 2035 | 2040
BM | 0 | 0 | 0 | 0 | 0 | 0
CC | 0 | 0 | 0 | 0 | 0 | 0
CSP | 0 | 0 | 0 | 0 | 0 | 0
CT | 0 | 0 | 0 | 0 | 0 | 0
Coal | 67.09 | 76.88 | 76.88 | 76.88 | 76.88 | 76.88
Geo | 0 | 0 | 0 | 0 | 0 | 0
H | 0 | 0 | 0 | 0 | 0 | 0
LFG | 0 | 0 | 0 | 0 | 0 | 0
Nuc | 0 | 0 | 0 | 0 | 0 | 0
PS | 0 | 0 | 0 | 0 | 0 | 0
PV | 0 | 0 | 0 | 0 | 0 | 0
PeakG | 0 | 0 | 0 | 0 | 0 | 0
PeakO | 0 | 0 | 0 | 0 | 0 | 0
ST | 0 | 0 | 0 | 0 | 0 | 0
STOG | 0 | 0 | 0 | 0 | 0 | 0
STWD | 0 | 0 | 0 | 0 | 0 | 0
WT | 0 | 0 | 0 | 0 | 0 | 0
IGCC | 0 | 0 | 0 | 0 | 0 | 0
DemandResponse | 0 | 0 | 0 | 0 | 0 | 0
IGCC-CCS | 0 | 0 | 0 | 0 | 0 | 0
WT_off | 0 | 0 | 0 | 0 | 0 | 0
PseudoUnit | 0 | 0 | 0 | 0 | 0 | 0
FixedInterchange | 0 | 0 | 0 | 0 | 0 | 0
Retrofit FOM Costs by Reporting Type: NWPP_Gas
ReportingType | 2015 | 2020 | 2025 | 2030 | 2035 | 2040
BM | 0 | 0 | 0 | 0 | 0 | 0
CC | 0 | 0 | 0 | 0 | 0 | 0
CSP | 0 | 0 | 0 | 0 | 0 | 0
CT | 0 | 0 | 0 | 0 | 0 | 0
Coal | 0 | 0 | 0 | 0 | 0 | 0
Geo | 0 | 0 | 0 | 0 | 0 | 0
H | 0 | 0 | 0 | 0 | 0 | 0
LFG | 0 | 0 | 0 | 0 | 0 | 0
Nuc | 0 | 0 | 0 | 0 | 0 | 0
PS | 0 | 0 | 0 | 0 | 0 | 0
PV | 0 | 0 | 0 | 0 | 0 | 0
PeakG | 0 | 0 | 0 | 0 | 0 | 0
PeakO | 0 | 0 | 0 | 0 | 0 | 0
ST | 0 | 0 | 0 | 0 | 0 | 0
STOG | 0 | 0 | 0 | 0 | 0 | 0
STWD | 0 | 0 | 0 | 0 | 0 | 0
WT | 0 | 0 | 0 | 0 | 0 | 0
IGCC | 0 | 0 | 0 | 0 | 0 | 0
DemandResponse | 0 | 0 | 0 | 0 | 0 | 0
IGCC-CCS | 0 | 0 | 0 | 0 | 0 | 0
WT_off | 0 | 0 | 0 | 0 | 0 | 0
PseudoUnit | 0 | 0 | 0 | 0 | 0 | 0
FixedInterchange | 0 | 0 | 0 | 0 | 0 | 0
Retrofit FOM Costs by Reporting Type: NWPP_NucRenew
ReportingType | 2015 | 2020 | 2025 | 2030 | 2035 | 2040
BM | 0 | 0 | 0 | 0 | 0 | 0
CC | 0 | 0 | 0 | 0 | 0 | 0
CSP | 0 | 0 | 0 | 0 | 0 | 0
CT | 0 | 0 | 0 | 0 | 0 | 0
Coal | 0 | 0 | 0 | 0 | 0 | 0
Geo | 0 | 0 | 0 | 0 | 0 | 0
H | 0 | 0 | 0 | 0 | 0 | 0
LFG | 0 | 0 | 0 | 0 | 0 | 0
Nuc | 0 | 0 | 0 | 0 | 0 | 0
PS | 0 | 0 | 0 | 0 | 0 | 0
PV | 0 | 0 | 0 | 0 | 0 | 0
PeakG | 0 | 0 | 0 | 0 | 0 | 0
PeakO | 0 | 0 | 0 | 0 | 0 | 0
ST | 0 | 0 | 0 | 0 | 0 | 0
STOG | 0 | 0 | 0 | 0 | 0 | 0
STWD | 0 | 0 | 0 | 0 | 0 | 0
WT | 0 | 0 | 0 | 0 | 0 | 0
IGCC | 0 | 0 | 0 | 0 | 0 | 0
DemandResponse | 0 | 0 | 0 | 0 | 0 | 0
IGCC-CCS | 0 | 0 | 0 | 0 | 0 | 0
WT_off | 0 | 0 | 0 | 0 | 0 | 0
PseudoUnit | 0 | 0 | 0 | 0 | 0 | 0
FixedInterchange | 0 | 0 | 0 | 0 | 0 | 0
Retrofit FOM Costs by Reporting Type: RMPA
ReportingType | 2015 | 2020 | 2025 | 2030 | 2035 | 2040
BM | 0 | 0 | 0 | 0 | 0 | 0
CC | 0 | 0 | 0 | 0 | 0 | 0
CSP | 0 | 0 | 0 | 0 | 0 | 0
CT | 0 | 0 | 0 | 0 | 0 | 0
Coal | 26.21 | 35.01 | 34.59 | 34.59 | 34.59 | 31.21
Geo | 0 | 0 | 0 | 0 | 0 | 0
H | 0 | 0 | 0 | 0 | 0 | 0
LFG | 0 | 0 | 0 | 0 | 0 | 0
Nuc | 0 | 0 | 0 | 0 | 0 | 0
PS | 0 | 0 | 0 | 0 | 0 | 0
PV | 0 | 0 | 0 | 0 | 0 | 0
PeakG | 0 | 0 | 0 | 0 | 0 | 0
PeakO | 0 | 0 | 0 | 0 | 0 | 0
ST | 0 | 0 | 0 | 0 | 0 | 0
STOG | 0 | 0 | 0 | 0 | 0 | 0
STWD | 0 | 0 | 0 | 0 | 0 | 0
WT | 0 | 0 | 0 | 0 | 0 | 0
IGCC | 0 | 0 | 0 | 0 | 0 | 0
DemandResponse | 0 | 0 | 0 | 0 | 0 | 0
IGCC-CCS | 0 | 0 | 0 | 0 | 0 | 0
WT_off | 0 | 0 | 0 | 0 | 0 | 0
PseudoUnit | 0 | 0 | 0 | 0 | 0 | 0
FixedInterchange | 0 | 0 | 0 | 0 | 0 | 0
Retrofit FOM Costs by Reporting Type: SP15
ReportingType | 2015 | 2020 | 2025 | 2030 | 2035 | 2040
BM | 0 | 0 | 0 | 0 | 0 | 0
CC | 0 | 0 | 0 | 0 | 0 | 0
CSP | 0 | 0 | 0 | 0 | 0 | 0
CT | 0 | 0 | 0 | 0 | 0 | 0
Coal | 0.23 | 0.41 | 0.41 | 0.41 | 0.41 | 0
Geo | 0 | 0 | 0 | 0 | 0 | 0
H | 0 | 0 | 0 | 0 | 0 | 0
LFG | 0 | 0 | 0 | 0 | 0 | 0
Nuc | 0 | 0 | 0 | 0 | 0 | 0
PS | 0 | 0 | 0 | 0 | 0 | 0
PV | 0 | 0 | 0 | 0 | 0 | 0
PeakG | 0 | 0 | 0 | 0 | 0 | 0
PeakO | 0 | 0 | 0 | 0 | 0 | 0
ST | 0 | 0 | 0 | 0 | 0 | 0
STOG | 0 | 0 | 0 | 0 | 0 | 0
STWD | 0 | 0 | 0 | 0 | 0 | 0
WT | 0 | 0 | 0 | 0 | 0 | 0
IGCC | 0 | 0 | 0 | 0 | 0 | 0
DemandResponse | 0 | 0 | 0 | 0 | 0 | 0
IGCC-CCS | 0 | 0 | 0 | 0 | 0 | 0
WT_off | 0 | 0 | 0 | 0 | 0 | 0
PseudoUnit | 0 | 0 | 0 | 0 | 0 | 0
FixedInterchange | 0 | 0 | 0 | 0 | 0 | 0
Retrofit FOM Costs by Reporting Type: ALB
ReportingType | 2015 | 2020 | 2025 | 2030 | 2035 | 2040
BM | 0 | 0 | 0 | 0 | 0 | 0
CC | 0 | 0 | 0 | 0 | 0 | 0
CSP | 0 | 0 | 0 | 0 | 0 | 0
CT | 0 | 0 | 0 | 0 | 0 | 0
Coal | 0.29 | 0.29 | 0.29 | 0.29 | 0.29 | 0.29
Geo | 0 | 0 | 0 | 0 | 0 | 0
H | 0 | 0 | 0 | 0 | 0 | 0
LFG | 0 | 0 | 0 | 0 | 0 | 0
Nuc | 0 | 0 | 0 | 0 | 0 | 0
PS | 0 | 0 | 0 | 0 | 0 | 0
PV | 0 | 0 | 0 | 0 | 0 | 0
PeakG | 0 | 0 | 0 | 0 | 0 | 0
PeakO | 0 | 0 | 0 | 0 | 0 | 0
ST | 0 | 0 | 0 | 0 | 0 | 0
STOG | 0 | 0 | 0 | 0 | 0 | 0
STWD | 0 | 0 | 0 | 0 | 0 | 0
WT | 0 | 0 | 0 | 0 | 0 | 0
IGCC | 0 | 0 | 0 | 0 | 0 | 0
DemandResponse | 0 | 0 | 0 | 0 | 0 | 0
IGCC-CCS | 0 | 0 | 0 | 0 | 0 | 0
WT_off | 0 | 0 | 0 | 0 | 0 | 0
PseudoUnit | 0 | 0 | 0 | 0 | 0 | 0
FixedInterchange | 0 | 0 | 0 | 0 | 0 | 0
Retrofit FOM Costs by Reporting Type: BC
ReportingType | 2015 | 2020 | 2025 | 2030 | 2035 | 2040
BM | 0 | 0 | 0 | 0 | 0 | 0
CC | 0 | 0 | 0 | 0 | 0 | 0
CSP | 0 | 0 | 0 | 0 | 0 | 0
CT | 0 | 0 | 0 | 0 | 0 | 0
Coal | 0 | 0 | 0 | 0 | 0 | 0
Geo | 0 | 0 | 0 | 0 | 0 | 0
H | 0 | 0 | 0 | 0 | 0 | 0
LFG | 0 | 0 | 0 | 0 | 0 | 0
Nuc | 0 | 0 | 0 | 0 | 0 | 0
PS | 0 | 0 | 0 | 0 | 0 | 0
PV | 0 | 0 | 0 | 0 | 0 | 0
PeakG | 0 | 0 | 0 | 0 | 0 | 0
PeakO | 0 | 0 | 0 | 0 | 0 | 0
ST | 0 | 0 | 0 | 0 | 0 | 0
STOG | 0 | 0 | 0 | 0 | 0 | 0
STWD | 0 | 0 | 0 | 0 | 0 | 0
WT | 0 | 0 | 0 | 0 | 0 | 0
IGCC | 0 | 0 | 0 | 0 | 0 | 0
DemandResponse | 0 | 0 | 0 | 0 | 0 | 0
IGCC-CCS | 0 | 0 | 0 | 0 | 0 | 0
WT_off | 0 | 0 | 0 | 0 | 0 | 0
PseudoUnit | 0 | 0 | 0 | 0 | 0 | 0
FixedInterchange | 0 | 0 | 0 | 0 | 0 | 0
Retrofit FOM Costs by Reporting Type: HQ_IESO
ReportingType | 2015 | 2020 | 2025 | 2030 | 2035 | 2040
BM | 0 | 0 | 0 | 0 | 0 | 0
CC | 0 | 0 | 0 | 0 | 0 | 0
CSP | 0 | 0 | 0 | 0 | 0 | 0
CT | 0 | 0 | 0 | 0 | 0 | 0
Coal | 0 | 0 | 0 | 0 | 0 | 0
Geo | 0 | 0 | 0 | 0 | 0 | 0
H | 0 | 0 | 0 | 0 | 0 | 0
LFG | 0 | 0 | 0 | 0 | 0 | 0
Nuc | 0 | 0 | 0 | 0 | 0 | 0
PS | 0 | 0 | 0 | 0 | 0 | 0
PV | 0 | 0 | 0 | 0 | 0 | 0
PeakG | 0 | 0 | 0 | 0 | 0 | 0
PeakO | 0 | 0 | 0 | 0 | 0 | 0
ST | 0 | 0 | 0 | 0 | 0 | 0
STOG | 0 | 0 | 0 | 0 | 0 | 0
STWD | 0 | 0 | 0 | 0 | 0 | 0
WT | 0 | 0 | 0 | 0 | 0 | 0
IGCC | 0 | 0 | 0 | 0 | 0 | 0
DemandResponse | 0 | 0 | 0 | 0 | 0 | 0
IGCC-CCS | 0 | 0 | 0 | 0 | 0 | 0
WT_off | 0 | 0 | 0 | 0 | 0 | 0
PseudoUnit | 0 | 0 | 0 | 0 | 0 | 0
FixedInterchange | 0 | 0 | 0 | 0 | 0 | 0
Retrofit FOM Costs by Reporting Type: HQ_NEISO
ReportingType | 2015 | 2020 | 2025 | 2030 | 2035 | 2040
BM | 0 | 0 | 0 | 0 | 0 | 0
CC | 0 | 0 | 0 | 0 | 0 | 0
CSP | 0 | 0 | 0 | 0 | 0 | 0
CT | 0 | 0 | 0 | 0 | 0 | 0
Coal | 0 | 0 | 0 | 0 | 0 | 0
Geo | 0 | 0 | 0 | 0 | 0 | 0
H | 0 | 0 | 0 | 0 | 0 | 0
LFG | 0 | 0 | 0 | 0 | 0 | 0
Nuc | 0 | 0 | 0 | 0 | 0 | 0
PS | 0 | 0 | 0 | 0 | 0 | 0
PV | 0 | 0 | 0 | 0 | 0 | 0
PeakG | 0 | 0 | 0 | 0 | 0 | 0
PeakO | 0 | 0 | 0 | 0 | 0 | 0
ST | 0 | 0 | 0 | 0 | 0 | 0
STOG | 0 | 0 | 0 | 0 | 0 | 0
STWD | 0 | 0 | 0 | 0 | 0 | 0
WT | 0 | 0 | 0 | 0 | 0 | 0
IGCC | 0 | 0 | 0 | 0 | 0 | 0
DemandResponse | 0 | 0 | 0 | 0 | 0 | 0
IGCC-CCS | 0 | 0 | 0 | 0 | 0 | 0
WT_off | 0 | 0 | 0 | 0 | 0 | 0
PseudoUnit | 0 | 0 | 0 | 0 | 0 | 0
FixedInterchange | 0 | 0 | 0 | 0 | 0 | 0
Retrofit FOM Costs by Reporting Type: HQ_NY
ReportingType | 2015 | 2020 | 2025 | 2030 | 2035 | 2040
BM | 0 | 0 | 0 | 0 | 0 | 0
CC | 0 | 0 | 0 | 0 | 0 | 0
CSP | 0 | 0 | 0 | 0 | 0 | 0
CT | 0 | 0 | 0 | 0 | 0 | 0
Coal | 0 | 0 | 0 | 0 | 0 | 0
Geo | 0 | 0 | 0 | 0 | 0 | 0
H | 0 | 0 | 0 | 0 | 0 | 0
LFG | 0 | 0 | 0 | 0 | 0 | 0
Nuc | 0 | 0 | 0 | 0 | 0 | 0
PS | 0 | 0 | 0 | 0 | 0 | 0
PV | 0 | 0 | 0 | 0 | 0 | 0
PeakG | 0 | 0 | 0 | 0 | 0 | 0
PeakO | 0 | 0 | 0 | 0 | 0 | 0
ST | 0 | 0 | 0 | 0 | 0 | 0
STOG | 0 | 0 | 0 | 0 | 0 | 0
STWD | 0 | 0 | 0 | 0 | 0 | 0
WT | 0 | 0 | 0 | 0 | 0 | 0
IGCC | 0 | 0 | 0 | 0 | 0 | 0
DemandResponse | 0 | 0 | 0 | 0 | 0 | 0
IGCC-CCS | 0 | 0 | 0 | 0 | 0 | 0
WT_off | 0 | 0 | 0 | 0 | 0 | 0
PseudoUnit | 0 | 0 | 0 | 0 | 0 | 0
FixedInterchange | 0 | 0 | 0 | 0 | 0 | 0
Retrofit FOM Costs by Reporting Type: MARITIMES
ReportingType | 2015 | 2020 | 2025 | 2030 | 2035 | 2040
BM | 0 | 0 | 0 | 0 | 0 | 0
CC | 0 | 0 | 0 | 0 | 0 | 0
CSP | 0 | 0 | 0 | 0 | 0 | 0
CT | 0 | 0 | 0 | 0 | 0 | 0
Coal | 0 | 0 | 0 | 0 | 0 | 0
Geo | 0 | 0 | 0 | 0 | 0 | 0
H | 0 | 0 | 0 | 0 | 0 | 0
LFG | 0 | 0 | 0 | 0 | 0 | 0
Nuc | 0 | 0 | 0 | 0 | 0 | 0
PS | 0 | 0 | 0 | 0 | 0 | 0
PV | 0 | 0 | 0 | 0 | 0 | 0
PeakG | 0 | 0 | 0 | 0 | 0 | 0
PeakO | 0 | 0 | 0 | 0 | 0 | 0
ST | 0 | 0 | 0 | 0 | 0 | 0
STOG | 0 | 0 | 0 | 0 | 0 | 0
STWD | 0 | 0 | 0 | 0 | 0 | 0
WT | 0 | 0 | 0 | 0 | 0 | 0
IGCC | 0 | 0 | 0 | 0 | 0 | 0
DemandResponse | 0 | 0 | 0 | 0 | 0 | 0
IGCC-CCS | 0 | 0 | 0 | 0 | 0 | 0
WT_off | 0 | 0 | 0 | 0 | 0 | 0
PseudoUnit | 0 | 0 | 0 | 0 | 0 | 0
FixedInterchange | 0 | 0 | 0 | 0 | 0 | 0
Retrofit FOM Costs by Reporting Type: All
ReportingType | 2015 | 2020 | 2025 | 2030 | 2035 | 2040
BM | 0 | 0 | 0 | 0 | 0 | 0
CC | 0 | 0 | 0 | 0 | 0 | 0
CSP | 0 | 0 | 0 | 0 | 0 | 0
CT | 0 | 0 | 0 | 0 | 0 | 0
Coal | 1360.77 | 1654 | 1653.58 | 1653.58 | 1653.25 | 1649.45
Geo | 0 | 0 | 0 | 0 | 0 | 0
H | 0 | 0 | 0 | 0 | 0 | 0
LFG | 0 | 0 | 0 | 0 | 0 | 0
Nuc | 0 | 0 | 0 | 0 | 0 | 0
PS | 0 | 0 | 0 | 0 | 0 | 0
PV | 0 | 0 | 0 | 0 | 0 | 0
PeakG | 0 | 0 | 0 | 0 | 0 | 0
PeakO | 0 | 0 | 0 | 0 | 0 | 0
ST | 0 | 0 | 0 | 0 | 0 | 0
STOG | 0 | 0 | 0 | 0 | 0 | 0
STWD | 0 | 0 | 0 | 0 | 0 | 0
WT | 0 | 0 | 0 | 0 | 0 | 0
IGCC | 0 | 0 | 0 | 0 | 0 | 0
DemandResponse | 0 | 0 | 0 | 0 | 0 | 0
IGCC-CCS | 0 | 0 | 0 | 0 | 0 | 0
WT_off | 0 | 0 | 0 | 0 | 0 | 0
PseudoUnit | 0 | 0 | 0 | 0 | 0 | 0
FixedInterchange | 0 | 0 | 0 | 0 | 0 | 0
Retrofit FOM Costs by Reporting Type: EI_US
ReportingType | 2015 | 2020 | 2025 | 2030 | 2035 | 2040
BM | 0 | 0 | 0 | 0 | 0 | 0
CC | 0 | 0 | 0 | 0 | 0 | 0
CSP | 0 | 0 | 0 | 0 | 0 | 0
CT | 0 | 0 | 0 | 0 | 0 | 0
Coal | 1100.91 | 1349.16 | 1349.16 | 1349.16 | 1349.16 | 1349.16
Geo | 0 | 0 | 0 | 0 | 0 | 0
H | 0 | 0 | 0 | 0 | 0 | 0
LFG | 0 | 0 | 0 | 0 | 0 | 0
Nuc | 0 | 0 | 0 | 0 | 0 | 0
PS | 0 | 0 | 0 | 0 | 0 | 0
PV | 0 | 0 | 0 | 0 | 0 | 0
PeakG | 0 | 0 | 0 | 0 | 0 | 0
PeakO | 0 | 0 | 0 | 0 | 0 | 0
ST | 0 | 0 | 0 | 0 | 0 | 0
STOG | 0 | 0 | 0 | 0 | 0 | 0
STWD | 0 | 0 | 0 | 0 | 0 | 0
WT | 0 | 0 | 0 | 0 | 0 | 0
IGCC | 0 | 0 | 0 | 0 | 0 | 0
DemandResponse | 0 | 0 | 0 | 0 | 0 | 0
IGCC-CCS | 0 | 0 | 0 | 0 | 0 | 0
WT_off | 0 | 0 | 0 | 0 | 0 | 0
PseudoUnit | 0 | 0 | 0 | 0 | 0 | 0
FixedInterchange | 0 | 0 | 0 | 0 | 0 | 0
Retrofit FOM Costs by Reporting Type: EI_Canada
ReportingType | 2015 | 2020 | 2025 | 2030 | 2035 | 2040
BM | 0 | 0 | 0 | 0 | 0 | 0
CC | 0 | 0 | 0 | 0 | 0 | 0
CSP | 0 | 0 | 0 | 0 | 0 | 0
CT | 0 | 0 | 0 | 0 | 0 | 0
Coal | 0 | 0 | 0 | 0 | 0 | 0
Geo | 0 | 0 | 0 | 0 | 0 | 0
H | 0 | 0 | 0 | 0 | 0 | 0
LFG | 0 | 0 | 0 | 0 | 0 | 0
Nuc | 0 | 0 | 0 | 0 | 0 | 0
PS | 0 | 0 | 0 | 0 | 0 | 0
PV | 0 | 0 | 0 | 0 | 0 | 0
PeakG | 0 | 0 | 0 | 0 | 0 | 0
PeakO | 0 | 0 | 0 | 0 | 0 | 0
ST | 0 | 0 | 0 | 0 | 0 | 0
STOG | 0 | 0 | 0 | 0 | 0 | 0
STWD | 0 | 0 | 0 | 0 | 0 | 0
WT | 0 | 0 | 0 | 0 | 0 | 0
IGCC | 0 | 0 | 0 | 0 | 0 | 0
DemandResponse | 0 | 0 | 0 | 0 | 0 | 0
IGCC-CCS | 0 | 0 | 0 | 0 | 0 | 0
WT_off | 0 | 0 | 0 | 0 | 0 | 0
PseudoUnit | 0 | 0 | 0 | 0 | 0 | 0
FixedInterchange | 0 | 0 | 0 | 0 | 0 | 0
Retrofit FOM Costs by Reporting Type: EI
ReportingType | 2015 | 2020 | 2025 | 2030 | 2035 | 2040
BM | 0 | 0 | 0 | 0 | 0 | 0
CC | 0 | 0 | 0 | 0 | 0 | 0
CSP | 0 | 0 | 0 | 0 | 0 | 0
CT | 0 | 0 | 0 | 0 | 0 | 0
Coal | 1100.91 | 1349.16 | 1349.16 | 1349.16 | 1349.16 | 1349.16
Geo | 0 | 0 | 0 | 0 | 0 | 0
H | 0 | 0 | 0 | 0 | 0 | 0
LFG | 0 | 0 | 0 | 0 | 0 | 0
Nuc | 0 | 0 | 0 | 0 | 0 | 0
PS | 0 | 0 | 0 | 0 | 0 | 0
PV | 0 | 0 | 0 | 0 | 0 | 0
PeakG | 0 | 0 | 0 | 0 | 0 | 0
PeakO | 0 | 0 | 0 | 0 | 0 | 0
ST | 0 | 0 | 0 | 0 | 0 | 0
STOG | 0 | 0 | 0 | 0 | 0 | 0
STWD | 0 | 0 | 0 | 0 | 0 | 0
WT | 0 | 0 | 0 | 0 | 0 | 0
IGCC | 0 | 0 | 0 | 0 | 0 | 0
DemandResponse | 0 | 0 | 0 | 0 | 0 | 0
IGCC-CCS | 0 | 0 | 0 | 0 | 0 | 0
WT_off | 0 | 0 | 0 | 0 | 0 | 0
PseudoUnit | 0 | 0 | 0 | 0 | 0 | 0
FixedInterchange | 0 | 0 | 0 | 0 | 0 | 0
Retrofit FOM Costs by Reporting Type: Outside_EI
ReportingType | 2015 | 2020 | 2025 | 2030 | 2035 | 2040
BM | 0 | 0 | 0 | 0 | 0 | 0
CC | 0 | 0 | 0 | 0 | 0 | 0
CSP | 0 | 0 | 0 | 0 | 0 | 0
CT | 0 | 0 | 0 | 0 | 0 | 0
Coal | 259.86 | 304.85 | 304.43 | 304.43 | 304.09 | 300.29
Geo | 0 | 0 | 0 | 0 | 0 | 0
H | 0 | 0 | 0 | 0 | 0 | 0
LFG | 0 | 0 | 0 | 0 | 0 | 0
Nuc | 0 | 0 | 0 | 0 | 0 | 0
PS | 0 | 0 | 0 | 0 | 0 | 0
PV | 0 | 0 | 0 | 0 | 0 | 0
PeakG | 0 | 0 | 0 | 0 | 0 | 0
PeakO | 0 | 0 | 0 | 0 | 0 | 0
ST | 0 | 0 | 0 | 0 | 0 | 0
STOG | 0 | 0 | 0 | 0 | 0 | 0
STWD | 0 | 0 | 0 | 0 | 0 | 0
WT | 0 | 0 | 0 | 0 | 0 | 0
IGCC | 0 | 0 | 0 | 0 | 0 | 0
DemandResponse | 0 | 0 | 0 | 0 | 0 | 0
IGCC-CCS | 0 | 0 | 0 | 0 | 0 | 0
WT_off | 0 | 0 | 0 | 0 | 0 | 0
PseudoUnit | 0 | 0 | 0 | 0 | 0 | 0
FixedInterchange | 0 | 0 | 0 | 0 | 0 | 0
#12 | Levelized Capital Costs ($million)
Levelized Capital Costs by Reporting Type: Entergy
ReportingType | 2015 | 2020 | 2025 | 2030 | 2035 | 2040
BM | 0 | 0 | 0 | 0 | 0 | 0
CC | 0 | 118.96 | 118.96 | 194.54 | 333.32 | 333.32
CSP | 0 | 0 | 0 | 0 | 0 | 0
CT | 0 | 0 | 0 | 0 | 0 | 0
Coal | 202.06 | 202.06 | 202.06 | 202.06 | 202.06 | 1037.11
Geo | 0 | 0 | 0 | 0 | 0 | 0
H | 0 | 0 | 0 | 0 | 0 | 0
LFG | 0 | 0 | 20.14 | 20.14 | 20.14 | 20.14
Nuc | 0 | 0 | 0 | 0 | 0 | 0
PS | 0 | 0 | 0 | 0 | 0 | 0
PV | 0.11 | 21.72 | 32.55 | 33.51 | 34.21 | 14
PeakG | 0 | 0 | 0 | 0 | 0 | 0
PeakO | 0 | 0 | 0 | 0 | 0 | 0
ST | 0 | 0 | 0 | 0 | 0 | 0
STOG | 0 | 0 | 0 | 0 | 0 | 0
STWD | 0 | 0 | 0 | 0 | 0 | 0
WT | 0 | 0 | 0 | 0 | 0 | 0
IGCC | 0 | 0 | 0 | 0 | 0 | 0
DemandResponse | 0 | 0 | 0 | 0 | 0 | 0
IGCC-CCS | 0 | 0 | 0 | 0 | 0 | 0
WT_off | 0 | 0 | 0 | 0 | 0 | 0
PseudoUnit | 0 | 0 | 0 | 0 | 0 | 0
FixedInterchange | 0 | 0 | 0 | 0 | 0 | 0
Levelized Capital Costs by Reporting Type: FRCC
ReportingType | 2015 | 2020 | 2025 | 2030 | 2035 | 2040
BM | 0 | 0 | 0 | 0 | 0 | 0
CC | 165.38 | 244.21 | 337.04 | 688.12 | 1383.72 | 1218.35
CSP | 0 | 0 | 0 | 0 | 0 | 0
CT | 196.14 | 196.14 | 196.14 | 196.14 | 0 | 0
Coal | 0 | 0 | 0 | 0 | 0 | 0
Geo | 0 | 0 | 0 | 0 | 0 | 0
H | 0 | 0 | 0 | 0 | 0 | 0
LFG | 0 | 0 | 37.91 | 37.91 | 37.91 | 37.91
Nuc | 0 | 1550.48 | 2048.63 | 2048.63 | 2048.63 | 2816.2
PS | 0 | 0 | 0 | 0 | 0 | 0
PV | 0 | 0 | 0 | 0 | 0 | 0
PeakG | 0 | 0 | 0 | 0 | 0 | 0
PeakO | 0 | 0 | 0 | 0 | 0 | 0
ST | 0 | 0 | 0 | 0 | 0 | 0
STOG | 0 | 0 | 0 | 0 | 0 | 0
STWD | 0 | 0 | 0 | 0 | 0 | 0
WT | 0 | 0 | 0 | 0 | 0 | 0
IGCC | 0 | 0 | 0 | 0 | 0 | 0
DemandResponse | 0 | 0 | 0 | 0 | 0 | 0
IGCC-CCS | 0 | 0 | 0 | 0 | 0 | 0
WT_off | 0 | 0 | 0 | 0 | 0 | 0
PseudoUnit | 0 | 0 | 0 | 0 | 0 | 0
FixedInterchange | 0 | 0 | 0 | 0 | 0 | 0
Levelized Capital Costs by Reporting Type: MAPP_US
ReportingType | 2015 | 2020 | 2025 | 2030 | 2035 | 2040
BM | 0 | 0 | 0 | 0 | 0 | 0
CC | 0 | 0 | 0 | 0 | 0 | 0
CSP | 0 | 0 | 0 | 0 | 0 | 0
CT | 25.9 | 25.9 | 25.9 | 50.43 | 25.24 | 25.24
Coal | 0 | 0 | 0 | 0 | 81.13 | 146.59
Geo | 0 | 0 | 0 | 0 | 0 | 0
H | 0 | 0 | 0 | 0 | 0 | 0
LFG | 0 | 0 | 13.26 | 13.26 | 13.26 | 13.26
Nuc | 0 | 0 | 0 | 0 | 0 | 0
PS | 0 | 0 | 0 | 0 | 0 | 0
PV | 0 | 0 | 0 | 0 | 0 | 0
PeakG | 0 | 0 | 0 | 0 | 0 | 0
PeakO | 0 | 0 | 0 | 0 | 0 | 0
ST | 0 | 0 | 0 | 0 | 0 | 0
STOG | 0 | 0 | 0 | 0 | 0 | 0
STWD | 0 | 0 | 0 | 0 | 0 | 0
WT | 91.97 | 214.46 | 230.3 | 215.43 | 183.24 | 79.05
IGCC | 0 | 0 | 0 | 0 | 0 | 0
DemandResponse | 0 | 0 | 0 | 0 | 0 | 0
IGCC-CCS | 0 | 0 | 0 | 0 | 0 | 0
WT_off | 0 | 0 | 0 | 0 | 0 | 0
PseudoUnit | 0 | 0 | 0 | 0 | 0 | 0
FixedInterchange | 0 | 0 | 0 | 0 | 0 | 0
Levelized Capital Costs by Reporting Type: MISO_IN
ReportingType | 2015 | 2020 | 2025 | 2030 | 2035 | 2040
BM | 0 | 0 | 0 | 0 | 0 | 0
CC | 0 | 0 | 0 | 0 | 0 | 0
CSP | 0 | 0 | 0 | 0 | 0 | 0
CT | 0 | 0 | 0 | 0 | 0 | 0
Coal | 0 | 0 | 0 | 0 | 0 | 0
Geo | 0 | 0 | 0 | 0 | 0 | 0
H | 0 | 0 | 0 | 0 | 0 | 0
LFG | 0 | 0 | 0 | 15.89 | 15.89 | 15.89
Nuc | 0 | 0 | 0 | 0 | 0 | 0
PS | 0 | 0 | 0 | 0 | 0 | 0
PV | 0 | 87.84 | 137.11 | 138.69 | 143.77 | 59.81
PeakG | 0 | 0 | 0 | 0 | 0 | 0
PeakO | 0 | 0 | 0 | 0 | 0 | 0
ST | 0 | 0 | 0 | 0 | 0 | 0
STOG | 0 | 0 | 0 | 0 | 0 | 0
STWD | 0 | 0 | 0 | 0 | 0 | 0
WT | 0 | 0 | 0 | 0 | 0 | 0
IGCC | 215.26 | 215.26 | 215.26 | 215.26 | 215.26 | 215.26
DemandResponse | 0 | 0 | 0 | 0 | 0 | 0
IGCC-CCS | 0 | 0 | 0 | 0 | 0 | 0
WT_off | 0 | 0 | 0 | 0 | 0 | 0
PseudoUnit | 0 | 0 | 0 | 0 | 0 | 0
FixedInterchange | 0 | 0 | 0 | 0 | 0 | 0
Levelized Capital Costs by Reporting Type: MISO_MI
ReportingType | 2015 | 2020 | 2025 | 2030 | 2035 | 2040
BM | 0 | 0 | 0 | 0 | 0 | 0
CC | 0 | 0 | 0 | 0 | 0 | 0
CSP | 0 | 0 | 0 | 0 | 0 | 0
CT | 0 | 0 | 0 | 0 | 0 | 0
Coal | 0 | 0 | 0 | 0 | 0 | 0
Geo | 0 | 0 | 0 | 0 | 0 | 0
H | 0 | 0 | 0 | 0 | 0 | 0
LFG | 0 | 34.29 | 34.29 | 34.29 | 34.29 | 0
Nuc | 0 | 0 | 703.5 | 703.5 | 703.5 | 703.5
PS | 0 | 0 | 0 | 0 | 0 | 0
PV | 0 | 0 | 0 | 0 | 0 | 0
PeakG | 0 | 0 | 0 | 0 | 0 | 0
PeakO | 0 | 0 | 0 | 0 | 0 | 0
ST | 0 | 0 | 0 | 0 | 0 | 0
STOG | 0 | 0 | 0 | 0 | 0 | 0
STWD | 0 | 0 | 0 | 0 | 0 | 0
WT | 480.98 | 480.98 | 608.5 | 611.49 | 167.61 | 218.54
IGCC | 0 | 0 | 0 | 0 | 0 | 0
DemandResponse | 0 | 0 | 0 | 0 | 0 | 0
IGCC-CCS | 0 | 0 | 0 | 0 | 0 | 0
WT_off | 0 | 0 | 0 | 0 | 0 | 0
PseudoUnit | 0 | 0 | 0 | 0 | 0 | 0
FixedInterchange | 0 | 0 | 0 | 0 | 0 | 0
Levelized Capital Costs by Reporting Type: MISO_MO-IL
ReportingType | 2015 | 2020 | 2025 | 2030 | 2035 | 2040
BM | 0 | 0 | 0 | 0 | 0 | 0
CC | 0 | 0 | 0 | 0 | 0 | 0
CSP | 0 | 0 | 0 | 0 | 0 | 0
CT | 0 | 0 | 0 | 0 | 0 | 0
Coal | 574.94 | 574.94 | 574.94 | 574.94 | 574.94 | 574.94
Geo | 0 | 0 | 0 | 0 | 0 | 0
H | 0 | 0 | 0 | 0 | 0 | 0
LFG | 0 | 0 | 46.76 | 46.76 | 46.76 | 46.76
Nuc | 0 | 0 | 0 | 0 | 0 | 0
PS | 0 | 0 | 0 | 0 | 0 | 0
PV | 0 | 0 | 0 | 0 | 0 | 0
PeakG | 0 | 0 | 0 | 0 | 0 | 0
PeakO | 0 | 0 | 0 | 0 | 0 | 0
ST | 0 | 0 | 0 | 0 | 0 | 0
STOG | 0 | 0 | 0 | 0 | 0 | 0
STWD | 0 | 0 | 0 | 0 | 0 | 0
WT | 68.52 | 68.52 | 68.52 | 68.52 | 0 | 0
IGCC | 0 | 0 | 0 | 0 | 0 | 0
DemandResponse | 0 | 0 | 0 | 0 | 0 | 0
IGCC-CCS | 0 | 0 | 0 | 0 | 0 | 0
WT_off | 0 | 0 | 0 | 0 | 0 | 0
PseudoUnit | 0 | 0 | 0 | 0 | 0 | 0
FixedInterchange | 0 | 0 | 0 | 0 | 0 | 0
Levelized Capital Costs by Reporting Type: MISO_W
ReportingType | 2015 | 2020 | 2025 | 2030 | 2035 | 2040
BM | 0 | 0 | 0 | 0 | 0 | 0
CC | 0 | 0 | 0 | 0 | 0 | 0
CSP | 0 | 0 | 0 | 0 | 0 | 0
CT | 0 | 0 | 0 | 0 | 0 | 0
Coal | 0 | 0 | 0 | 0 | 1740.56 | 3170.8
Geo | 0 | 0 | 0 | 0 | 0 | 0
H | 0 | 0 | 0 | 0 | 0 | 0
LFG | 0 | 0 | 14.86 | 14.86 | 14.86 | 14.86
Nuc | 0 | 0 | 0 | 0 | 0 | 0
PS | 0 | 0 | 0 | 0 | 0 | 0
PV | 0 | 0 | 0 | 0 | 0 | 0
PeakG | 0 | 0 | 0 | 0 | 0 | 0
PeakO | 0 | 0 | 0 | 0 | 0 | 0
ST | 0 | 0 | 0 | 0 | 0 | 0
STOG | 0 | 0 | 0 | 0 | 0 | 0
STWD | 0 | 0 | 0 | 0 | 0 | 0
WT | 658.73 | 1120.61 | 1776.36 | 1862.58 | 1405.94 | 1052.44
IGCC | 0 | 0 | 0 | 0 | 0 | 0
DemandResponse | 0 | 0 | 0 | 0 | 0 | 0
IGCC-CCS | 0 | 0 | 0 | 0 | 0 | 0
WT_off | 0 | 0 | 0 | 0 | 0 | 0
PseudoUnit | 0 | 0 | 0 | 0 | 0 | 0
FixedInterchange | 0 | 0 | 0 | 0 | 0 | 0
Levelized Capital Costs by Reporting Type: MISO_WUMS
ReportingType | 2015 | 2020 | 2025 | 2030 | 2035 | 2040
BM | 0 | 0 | 0 | 0 | 0 | 0
CC | 0 | 201.08 | 215.11 | 359.48 | 359.48 | 359.48
CSP | 0 | 0 | 0 | 0 | 0 | 0
CT | 0 | 184.26 | 208.1 | 512.05 | 808 | 623.73
Coal | 184.51 | 184.51 | 184.51 | 184.51 | 184.51 | 184.51
Geo | 0 | 0 | 0 | 0 | 0 | 0
H | 0 | 0.35 | 0.35 | 0.35 | 0.35 | 0.35
LFG | 0 | 1.51 | 43.44 | 43.44 | 43.44 | 41.93
Nuc | 0 | 0 | 0 | 0 | 0 | 0
PS | 0 | 0 | 0 | 0 | 0 | 0
PV | 0 | 0 | 0 | 0 | 0 | 0
PeakG | 0 | 0 | 0 | 0 | 0 | 0
PeakO | 0 | 0 | 0 | 0 | 0 | 0
ST | 0 | 0 | 0 | 0 | 0 | 0
STOG | 0 | 0 | 0 | 0 | 0 | 0
STWD | 0 | 0 | 0 | 0 | 0 | 0
WT | 218.37 | 218.37 | 218.37 | 218.37 | 0 | 0
IGCC | 0 | 0 | 0 | 0 | 0 | 0
DemandResponse | 0 | 0 | 0 | 0 | 0 | 0
IGCC-CCS | 0 | 0 | 0 | 0 | 0 | 0
WT_off | 0 | 0 | 0 | 0 | 0 | 0
PseudoUnit | 0 | 0 | 0 | 0 | 0 | 0
FixedInterchange | 0 | 0 | 0 | 0 | 0 | 0
Levelized Capital Costs by Reporting Type: Nebraska
ReportingType | 2015 | 2020 | 2025 | 2030 | 2035 | 2040
BM | 0 | 0 | 0 | 0 | 0 | 0
CC | 0 | 0 | 0 | 0 | 0 | 0
CSP | 0 | 0 | 0 | 0 | 0 | 0
CT | 0 | 0 | 0 | 0 | 0 | 0
Coal | 66.52 | 66.52 | 66.52 | 312.87 | 463.39 | 1211.04
Geo | 0 | 0 | 0 | 0 | 0 | 0
H | 0 | 0 | 0 | 0 | 0 | 0
LFG | 0 | 0 | 13.78 | 13.78 | 13.78 | 13.78
Nuc | 0 | 0 | 0 | 0 | 0 | 0
PS | 0 | 0 | 0 | 0 | 0 | 0
PV | 0 | 0 | 0 | 0 | 0 | 0
PeakG | 0 | 0 | 0 | 0 | 0 | 0
PeakO | 0 | 0 | 0 | 0 | 0 | 0
ST | 0 | 0 | 0 | 0 | 0 | 0
STOG | 0 | 0 | 0 | 0 | 0 | 0
STWD | 0 | 0 | 0 | 0 | 0 | 0
WT | 44.36 | 343.14 | 343.14 | 333.64 | 298.78 | 0
IGCC | 0 | 0 | 0 | 0 | 0 | 0
DemandResponse | 0 | 0 | 0 | 0 | 0 | 0
IGCC-CCS | 0 | 0 | 0 | 0 | 0 | 0
WT_off | 0 | 0 | 0 | 0 | 0 | 0
PseudoUnit | 0 | 0 | 0 | 0 | 0 | 0
FixedInterchange | 0 | 0 | 0 | 0 | 0 | 0
Levelized Capital Costs by Reporting Type: NEISO
ReportingType | 2015 | 2020 | 2025 | 2030 | 2035 | 2040
BM | 115.57 | 115.57 | 115.57 | 115.57 | 115.57 | 115.57
CC | 273.49 | 273.49 | 273.49 | 273.49 | 273.49 | 0
CSP | 0 | 0 | 0 | 0 | 0 | 0
CT | 30 | 30 | 30 | 29.13 | 37.83 | 134.76
Coal | 0 | 0 | 0 | 0 | 0 | 0
Geo | 0 | 0 | 0 | 0 | 0 | 0
H | 0 | 0 | 0 | 0 | 0.99 | 0.99
LFG | 10.64 | 25.35 | 25.35 | 25.35 | 14.7 | 0
Nuc | 0 | 0 | 0 | 0 | 0 | 0
PS | 0 | 0 | 0 | 0 | 0 | 0
PV | 0 | 116.35 | 116.35 | 116.77 | 116.77 | 0.43
PeakG | 0 | 0 | 0 | 0 | 0 | 0
PeakO | 0 | 0 | 0 | 0 | 0 | 0
ST | 0 | 0 | 0 | 0 | 0 | 0
STOG | 0 | 0 | 0 | 0 | 0 | 0
STWD | 0 | 0 | 0 | 0 | 0 | 0
WT | 54.49 | 688.71 | 1078.13 | 1152.66 | 1105.47 | 471.25
IGCC | 0 | 0 | 0 | 0 | 0 | 0
DemandResponse | 0 | 0 | 0 | 0 | 0 | 0
IGCC-CCS | 0 | 0 | 0 | 0 | 0 | 0
WT_off | 283.24 | 283.24 | 283.24 | 283.24 | 0 | 0
PseudoUnit | 0 | 0 | 0 | 0 | 0 | 0
FixedInterchange | 0 | 0 | 0 | 0 | 0 | 0
Levelized Capital Costs by Reporting Type: NonRTO_Midwest
ReportingType | 2015 | 2020 | 2025 | 2030 | 2035 | 2040
BM | 0 | 0 | 0 | 0 | 0 | 0
CC | 0 | 0 | 0 | 84.75 | 119.61 | 156.28
CSP | 0 | 0 | 0 | 0 | 0 | 0
CT | 0 | 13.25 | 13.25 | 20.28 | 22.42 | 18.23
Coal | 0 | 0 | 0 | 0 | 0 | 0
Geo | 0 | 0 | 0 | 0 | 0 | 0
H | 0 | 0 | 0 | 0 | 0 | 0
LFG | 0 | 0 | 15.1 | 30 | 30 | 30
Nuc | 0 | 0 | 0 | 0 | 0 | 0
PS | 0 | 0 | 0 | 0 | 0 | 0
PV | 0 | 0 | 0 | 0 | 0 | 0
PeakG | 0 | 0 | 0 | 0 | 0 | 0
PeakO | 0 | 0 | 0 | 0 | 0 | 0
ST | 0 | 0 | 0 | 0 | 0 | 0
STOG | 0 | 0 | 0 | 0 | 0 | 0
STWD | 0 | 0 | 0 | 0 | 0 | 0
WT | 0 | 0 | 0 | 0 | 0 | 0
IGCC | 0 | 0 | 0 | 0 | 0 | 0
DemandResponse | 0 | 0 | 0 | 0 | 0 | 0
IGCC-CCS | 0 | 0 | 0 | 0 | 0 | 0
WT_off | 0 | 0 | 0 | 0 | 0 | 0
PseudoUnit | 0 | 0 | 0 | 0 | 0 | 0
FixedInterchange | 0 | 0 | 0 | 0 | 0 | 0
Levelized Capital Costs by Reporting Type: NYISO_A-F
ReportingType | 2015 | 2020 | 2025 | 2030 | 2035 | 2040
BM | 0 | 0 | 0 | 0 | 0 | 0
CC | 85.71 | 85.71 | 85.71 | 85.71 | 85.71 | 0
CSP | 0 | 0 | 0 | 0 | 0 | 0
CT | 0 | 0 | 0 | 0 | 0 | 0
Coal | 0 | 0 | 0 | 0 | 0 | 0
Geo | 0 | 0 | 0 | 0 | 0 | 0
H | 0 | 0 | 0 | 0 | 0 | 0
LFG | 1.35 | 1.35 | 4.18 | 14.91 | 13.57 | 13.57
Nuc | 0 | 0 | 0 | 0 | 0 | 0
PS | 0 | 0 | 0 | 0 | 0 | 0
PV | 0 | 0 | 0 | 0 | 0 | 0
PeakG | 0 | 0 | 0 | 0 | 0 | 0
PeakO | 0 | 0 | 0 | 0 | 0 | 0
ST | 0 | 0 | 0 | 0 | 0 | 0
STOG | 0 | 0 | 0 | 0 | 0 | 0
STWD | 0 | 0 | 0 | 0 | 0 | 0
WT | 571.17 | 727.41 | 727.41 | 727.41 | 156.23 | 0
IGCC | 0 | 0 | 0 | 0 | 0 | 0
DemandResponse | 0 | 0 | 0 | 0 | 0 | 0
IGCC-CCS | 0 | 0 | 0 | 0 | 0 | 0
WT_off | 0 | 0 | 0 | 0 | 0 | 0
PseudoUnit | 0 | 0 | 0 | 0 | 0 | 0
FixedInterchange | 0 | 0 | 0 | 0 | 0 | 0
Levelized Capital Costs by Reporting Type: NYISO_G-I
ReportingType | 2015 | 2020 | 2025 | 2030 | 2035 | 2040
BM | 0 | 0 | 0 | 0 | 0 | 0
CC | 0 | 0 | 0 | 0 | 408.03 | 614.77
CSP | 0 | 0 | 0 | 0 | 0 | 0
CT | 0 | 0 | 0 | 0 | 0 | 0
Coal | 0 | 0 | 0 | 0 | 0 | 0
Geo | 0 | 0 | 0 | 0 | 0 | 0
H | 0 | 0 | 0 | 0 | 0 | 0
LFG | 0 | 0 | 14.85 | 14.85 | 14.85 | 14.85
Nuc | 0 | 0 | 0 | 0 | 0 | 0
PS | 0 | 0 | 0 | 0 | 0 | 0
PV | 0 | 0 | 0 | 0 | 0 | 0
PeakG | 0 | 0 | 0 | 0 | 0 | 0
PeakO | 0 | 0 | 0 | 0 | 0 | 0
ST | 0 | 0 | 0 | 0 | 0 | 0
STOG | 0 | 0 | 0 | 0 | 0 | 0
STWD | 0 | 0 | 0 | 0 | 0 | 0
WT | 0 | 12.72 | 12.72 | 12.72 | 12.72 | 0
IGCC | 0 | 0 | 0 | 0 | 0 | 0
DemandResponse | 0 | 0 | 0 | 0 | 0 | 0
IGCC-CCS | 0 | 0 | 0 | 0 | 0 | 0
WT_off | 0 | 0 | 0 | 0 | 0 | 0
PseudoUnit | 0 | 0 | 0 | 0 | 0 | 0
FixedInterchange | 0 | 0 | 0 | 0 | 0 | 0
Levelized Capital Costs by Reporting Type: NYISO_J-K
ReportingType | 2015 | 2020 | 2025 | 2030 | 2035 | 2040
BM | 0 | 0 | 0 | 0 | 0 | 0
CC | 226.37 | 226.37 | 226.37 | 226.37 | 226.37 | 0
CSP | 0 | 0 | 0 | 0 | 0 | 0
CT | 0 | 0 | 68.55 | 218.26 | 218.26 | 368.37
Coal | 0 | 0 | 0 | 0 | 0 | 0
Geo | 0 | 0 | 0 | 0 | 0 | 0
H | 0 | 0 | 0 | 0 | 0 | 0
LFG | 0 | 0 | 0 | 20.47 | 20.47 | 20.47
Nuc | 0 | 0 | 0 | 0 | 0 | 0
PS | 0 | 0 | 0 | 0 | 0 | 0
PV | 16.99 | 16.99 | 16.99 | 16.99 | 0 | 0
PeakG | 0 | 0 | 0 | 0 | 0 | 0
PeakO | 0 | 0 | 0 | 0 | 0 | 0
ST | 0 | 0 | 0 | 0 | 0 | 0
STOG | 0 | 0 | 0 | 0 | 0 | 0
STWD | 0 | 0 | 0 | 0 | 0 | 0
WT | 0 | 0 | 0 | 0 | 0 | 0
IGCC | 0 | 0 | 0 | 0 | 0 | 0
DemandResponse | 0 | 0 | 0 | 0 | 0 | 0
IGCC-CCS | 0 | 0 | 0 | 0 | 0 | 0
WT_off | 0 | 0 | 0 | 0 | 0 | 0
PseudoUnit | 0 | 0 | 0 | 0 | 0 | 0
FixedInterchange | 0 | 0 | 0 | 0 | 0 | 0
Levelized Capital Costs by Reporting Type: PJM_E
ReportingType | 2015 | 2020 | 2025 | 2030 | 2035 | 2040
BM | 14.48 | 14.48 | 14.48 | 14.48 | 14.48 | 14.48
CC | 673.31 | 673.31 | 673.31 | 673.31 | 582.39 | 0
CSP | 0 | 0 | 0 | 0 | 0 | 0
CT | 2.28 | 2.28 | 2.28 | 75.11 | 88.94 | 88.94
Coal | 9.09 | 9.09 | 9.09 | 9.09 | 9.09 | 9.09
Geo | 0 | 0 | 0 | 0 | 0 | 0
H | 0 | 0 | 0 | 0 | 0 | 0
LFG | 2.19 | 32.86 | 32.86 | 30.67 | 30.67 | 0
Nuc | 0 | 0 | 0 | 0 | 0 | 0
PS | 0 | 0 | 0 | 0 | 0 | 0
PV | 11.04 | 11.04 | 11.04 | 11.04 | 0 | 0
PeakG | 0 | 0 | 0 | 0 | 0 | 0
PeakO | 0 | 0 | 0 | 0 | 0 | 0
ST | 0 | 0 | 0 | 0 | 0 | 0
STOG | 0 | 0 | 0 | 0 | 0 | 0
STWD | 0 | 0 | 0 | 0 | 0 | 0
WT | 300.12 | 300.12 | 300.12 | 300.12 | 0 | 0
IGCC | 0 | 0 | 0 | 0 | 0 | 0
DemandResponse | 0 | 0 | 0 | 0 | 0 | 0
IGCC-CCS | 0 | 0 | 0 | 0 | 0 | 0
WT_off | 0 | 0 | 540.35 | 540.35 | 540.35 | 540.35
PseudoUnit | 0 | 0 | 0 | 0 | 0 | 0
FixedInterchange | 0 | 0 | 0 | 0 | 0 | 0
Levelized Capital Costs by Reporting Type: PJM_ROM
ReportingType | 2015 | 2020 | 2025 | 2030 | 2035 | 2040
BM | 7.8 | 7.8 | 7.8 | 7.8 | 7.8 | 7.8
CC | 232.92 | 232.92 | 232.92 | 232.92 | 2268.69 | 3767.95
CSP | 0 | 0 | 0 | 0 | 0 | 0
CT | 1.4 | 1.4 | 1.4 | 1.4 | 0 | 0
Coal | 10.21 | 10.21 | 10.21 | 10.21 | 10.21 | 10.21
Geo | 0 | 0 | 0 | 0 | 0 | 0
H | 0 | 0 | 0 | 0 | 0 | 0
LFG | 3.93 | 57.29 | 57.29 | 55.71 | 53.36 | 0
Nuc | 0 | 1563.79 | 1563.79 | 1563.79 | 1563.79 | 1563.79
PS | 0 | 0 | 0 | 0 | 0 | 0
PV | 0 | 508.6 | 798.77 | 867.88 | 898.99 | 419.62
PeakG | 0 | 0 | 0 | 0 | 0 | 0
PeakO | 0 | 0 | 0 | 0 | 0 | 0
ST | 0 | 0 | 0 | 0 | 0 | 0
STOG | 0 | 0 | 0 | 0 | 0 | 0
STWD | 0 | 0 | 0 | 0 | 0 | 0
WT | 113.55 | 113.55 | 273.91 | 1535.33 | 1449.19 | 1449.19
IGCC | 0 | 0 | 0 | 0 | 0 | 0
DemandResponse | 0 | 0 | 0 | 0 | 0 | 0
IGCC-CCS | 0 | 0 | 0 | 0 | 0 | 0
WT_off | 0 | 0 | 0 | 0 | 0 | 0
PseudoUnit | 0 | 0 | 0 | 0 | 0 | 0
FixedInterchange | 0 | 0 | 0 | 0 | 0 | 0
Levelized Capital Costs by Reporting Type: PJM_ROR
ReportingType | 2015 | 2020 | 2025 | 2030 | 2035 | 2040
BM | 165.77 | 165.77 | 165.77 | 165.77 | 165.77 | 80.7
CC | 350.7 | 364.13 | 364.13 | 364.13 | 344.04 | 13.43
CSP | 0 | 0 | 0 | 0 | 0 | 0
CT | 2.4 | 2.4 | 2.4 | 2.4 | 0 | 0
Coal | 648.6 | 648.6 | 648.6 | 648.6 | 648.6 | 648.6
Geo | 0 | 0 | 0 | 0 | 0 | 0
H | 0 | 0 | 165.8 | 165.8 | 165.8 | 165.8
LFG | 11.72 | 11.72 | 110.38 | 104.73 | 98.66 | 98.66
Nuc | 0 | 714.6 | 714.6 | 714.6 | 714.6 | 714.6
PS | 0 | 0 | 0 | 0 | 0 | 0
PV | 0 | 0 | 0 | 0 | 0 | 0
PeakG | 0 | 0 | 0 | 0 | 0 | 0
PeakO | 0 | 0 | 0 | 0 | 0 | 0
ST | 0 | 0 | 0 | 0 | 0 | 0
STOG | 0 | 0 | 0 | 0 | 0 | 0
STWD | 0 | 0 | 0 | 0 | 0 | 0
WT | 1894.89 | 1894.89 | 1894.89 | 1146.08 | 38.03 | 38.03
IGCC | 0 | 0 | 0 | 0 | 0 | 0
DemandResponse | 0 | 0 | 0 | 0 | 0 | 0
IGCC-CCS | 0 | 0 | 0 | 0 | 0 | 0
WT_off | 0 | 0 | 0 | 0 | 0 | 0
PseudoUnit | 0 | 0 | 0 | 0 | 0 | 0
FixedInterchange | 0 | 0 | 0 | 0 | 0 | 0
Levelized Capital Costs by Reporting Type: SOCO
ReportingType | 2015 | 2020 | 2025 | 2030 | 2035 | 2040
BM | 21 | 21 | 21 | 21 | 21 | 21
CC | 545.14 | 565.07 | 565.07 | 913.38 | 913.38 | 368.24
CSP | 0 | 0 | 0 | 0 | 0 | 0
CT | 0 | 0 | 0 | 0 | 0 | 0
Coal | 0 | 0 | 0 | 0 | 549.47 | 2205.8
Geo | 0 | 0 | 0 | 0 | 0 | 0
H | 0 | 0 | 0 | 0 | 0 | 0
LFG | 0 | 0 | 19.65 | 19.65 | 19.65 | 19.65
Nuc | 0 | 1003.37 | 1003.37 | 1003.37 | 1003.37 | 1003.37
PS | 0 | 0 | 0 | 0 | 0 | 0
PV | 0 | 0 | 0 | 0 | 0 | 0
PeakG | 0 | 0 | 0 | 0 | 0 | 0
PeakO | 0 | 0 | 0 | 0 | 0 | 0
ST | 0 | 0 | 0 | 0 | 0 | 0
STOG | 0 | 0 | 0 | 0 | 0 | 0
STWD | 0 | 0 | 0 | 0 | 0 | 0
WT | 0 | 0 | 0 | 0 | 0 | 0
IGCC | 0 | 0 | 0 | 0 | 0 | 0
DemandResponse | 0 | 0 | 0 | 0 | 0 | 0
IGCC-CCS | 0 | 0 | 0 | 0 | 0 | 0
WT_off | 0 | 0 | 0 | 0 | 0 | 0
PseudoUnit | 0 | 0 | 0 | 0 | 0 | 0
FixedInterchange | 0 | 0 | 0 | 0 | 0 | 0
Levelized Capital Costs by Reporting Type: SPP_N
ReportingType | 2015 | 2020 | 2025 | 2030 | 2035 | 2040
BM | 0 | 0 | 0 | 0 | 0 | 0
CC | 0 | 0 | 0 | 0 | 0 | 0
CSP | 0 | 0 | 0 | 0 | 0 | 0
CT | 0 | 0 | 0 | 0 | 0 | 0
Coal | 128.56 | 128.56 | 128.56 | 128.56 | 128.56 | 128.56
Geo | 0 | 0 | 0 | 0 | 0 | 0
H | 0 | 0 | 0 | 0 | 0 | 0
LFG | 0 | 0 | 17.63 | 17.63 | 17.63 | 17.63
Nuc | 0 | 0 | 0 | 0 | 0 | 0
PS | 0 | 0 | 0 | 0 | 0 | 0
PV | 0 | 0 | 0 | 0 | 0 | 0
PeakG | 0 | 0 | 0 | 0 | 0 | 0
PeakO | 0 | 0 | 0 | 0 | 0 | 0
ST | 0 | 0 | 0 | 0 | 0 | 0
STOG | 0 | 0 | 0 | 0 | 0 | 0
STWD | 0 | 0 | 0 | 0 | 0 | 0
WT | 0 | 0 | 0 | 0 | 0 | 0
IGCC | 0 | 0 | 0 | 0 | 0 | 0
DemandResponse | 0 | 0 | 0 | 0 | 0 | 0
IGCC-CCS | 0 | 0 | 0 | 0 | 0 | 0
WT_off | 0 | 0 | 0 | 0 | 0 | 0
PseudoUnit | 0 | 0 | 0 | 0 | 0 | 0
FixedInterchange | 0 | 0 | 0 | 0 | 0 | 0
Levelized Capital Costs by Reporting Type: SPP_S
ReportingType | 2015 | 2020 | 2025 | 2030 | 2035 | 2040
BM | 0 | 0 | 0 | 0 | 0 | 0
CC | 0 | 153.28 | 153.28 | 293.39 | 293.39 | 293.39
CSP | 0 | 0 | 0 | 0 | 0 | 0
CT | 33.21 | 56.93 | 56.93 | 68.42 | 35.21 | 11.49
Coal | 273.14 | 273.14 | 273.14 | 273.14 | 273.14 | 273.14
Geo | 0 | 0 | 0 | 0 | 0 | 0
H | 0 | 0 | 0 | 0 | 0 | 0
LFG | 0 | 0 | 2.46 | 17.63 | 17.63 | 17.63
Nuc | 0 | 0 | 0 | 0 | 0 | 0
PS | 0 | 0 | 0 | 0 | 0 | 0
PV | 0 | 0 | 0 | 0 | 0 | 0
PeakG | 0 | 0 | 0 | 0 | 0 | 0
PeakO | 0 | 0 | 0 | 0 | 0 | 0
ST | 0 | 0 | 0 | 0 | 0 | 0
STOG | 0 | 0 | 0 | 0 | 0 | 0
STWD | 0 | 0 | 0 | 0 | 0 | 0
WT | 92.65 | 323.66 | 365.79 | 535.59 | 3556.67 | 3513.19
IGCC | 0 | 0 | 0 | 0 | 0 | 0
DemandResponse | 0 | 0 | 0 | 0 | 0 | 0
IGCC-CCS | 0 | 0 | 0 | 0 | 0 | 0
WT_off | 0 | 0 | 0 | 0 | 0 | 0
PseudoUnit | 0 | 0 | 0 | 0 | 0 | 0
FixedInterchange | 0 | 0 | 0 | 0 | 0 | 0
Levelized Capital Costs by Reporting Type: TVA
ReportingType | 2015 | 2020 | 2025 | 2030 | 2035 | 2040
BM | 0 | 0 | 0 | 0 | 0 | 0
CC | 151.13 | 151.13 | 151.13 | 258.76 | 224.28 | 107.63
CSP | 0 | 0 | 0 | 0 | 0 | 0
CT | 0 | 84.16 | 84.16 | 185.04 | 185.04 | 100.88
Coal | 0 | 0 | 0 | 0 | 603.17 | 1321.48
Geo | 0 | 0 | 0 | 0 | 0 | 0
H | 0 | 0 | 0 | 0 | 0 | 0
LFG | 0 | 0 | 19.35 | 19.35 | 19.35 | 19.35
Nuc | 547.93 | 1564.69 | 1564.69 | 1564.69 | 1564.69 | 1564.69
PS | 0 | 0 | 0 | 0 | 0 | 0
PV | 0 | 0 | 0 | 0 | 0 | 0
PeakG | 0 | 0 | 0 | 0 | 0 | 0
PeakO | 0 | 0 | 0 | 0 | 0 | 0
ST | 0 | 0 | 0 | 0 | 0 | 0
STOG | 0 | 0 | 0 | 0 | 0 | 0
STWD | 0 | 0 | 0 | 0 | 0 | 0
WT | 0 | 0 | 0 | 0 | 0 | 0
IGCC | 0 | 0 | 0 | 0 | 0 | 0
DemandResponse | 0 | 0 | 0 | 0 | 0 | 0
IGCC-CCS | 0 | 0 | 0 | 0 | 0 | 0
WT_off | 0 | 0 | 0 | 0 | 0 | 0
PseudoUnit | 0 | 0 | 0 | 0 | 0 | 0
FixedInterchange | 0 | 0 | 0 | 0 | 0 | 0
Levelized Capital Costs by Reporting Type: TVA_Transmission
ReportingType | 2015 | 2020 | 2025 | 2030 | 2035 | 2040
BM | 0 | 0 | 0 | 0 | 0 | 0
CC | 0 | 0 | 0 | 0 | 0 | 0
CSP | 0 | 0 | 0 | 0 | 0 | 0
CT | 0 | 0 | 0 | 0 | 0 | 0
Coal | 0 | 0 | 0 | 0 | 0 | 0
Geo | 0 | 0 | 0 | 0 | 0 | 0
H | 0 | 0 | 0 | 0 | 0 | 0
LFG | 0 | 0 | 0 | 0 | 0 | 0
Nuc | 0 | 0 | 0 | 0 | 0 | 0
PS | 0 | 0 | 0 | 0 | 0 | 0
PV | 0 | 0 | 0 | 0 | 0 | 0
PeakG | 0 | 0 | 0 | 0 | 0 | 0
PeakO | 0 | 0 | 0 | 0 | 0 | 0
ST | 0 | 0 | 0 | 0 | 0 | 0
STOG | 0 | 0 | 0 | 0 | 0 | 0
STWD | 0 | 0 | 0 | 0 | 0 | 0
WT | 0 | 0 | 0 | 0 | 0 | 0
IGCC | 0 | 0 | 0 | 0 | 0 | 0
DemandResponse | 0 | 0 | 0 | 0 | 0 | 0
IGCC-CCS | 0 | 0 | 0 | 0 | 0 | 0
WT_off | 0 | 0 | 0 | 0 | 0 | 0
PseudoUnit | 0 | 0 | 0 | 0 | 0 | 0
FixedInterchange | 0 | 0 | 0 | 0 | 0 | 0
Levelized Capital Costs by Reporting Type: VACAR
ReportingType | 2015 | 2020 | 2025 | 2030 | 2035 | 2040
BM | 0.34 | 113.86 | 301.17 | 319.11 | 371.66 | 401.98
CC | 410.87 | 410.87 | 410.87 | 439.62 | 1113.76 | 1135.97
CSP | 0 | 0 | 0 | 0 | 0 | 0
CT | 85.34 | 85.34 | 86.61 | 143.86 | 165.23 | 188.97
Coal | 220.45 | 220.45 | 220.45 | 220.45 | 220.45 | 220.45
Geo | 0 | 0 | 0 | 0 | 0 | 0
H | 0 | 0 | 0 | 0 | 0 | 0
LFG | 0.06 | 19.57 | 19.57 | 19.57 | 19.51 | 0
Nuc | 0 | 2068.58 | 3044.53 | 3044.53 | 3044.53 | 3044.53
PS | 0 | 0 | 0 | 0 | 0 | 0
PV | 0 | 42.95 | 46.14 | 47.19 | 50.88 | 10.16
PeakG | 0 | 0 | 0 | 0 | 0 | 0
PeakO | 0 | 0 | 0 | 0 | 0 | 0
ST | 0 | 0 | 0 | 0 | 0 | 0
STOG | 0 | 0 | 0 | 0 | 0 | 0
STWD | 0 | 0 | 0 | 0 | 0 | 0
WT | 0.19 | 740.59 | 740.59 | 740.59 | 740.4 | 0
IGCC | 0 | 0 | 0 | 0 | 0 | 0
DemandResponse | 0 | 0 | 0 | 0 | 0 | 0
IGCC-CCS | 0 | 0 | 0 | 0 | 0 | 0
WT_off | 0.53 | 0.53 | 0.53 | 0.53 | 0 | 0
PseudoUnit | 0 | 0 | 0 | 0 | 0 | 0
FixedInterchange | 0 | 0 | 0 | 0 | 0 | 0
Levelized Capital Costs by Reporting Type: IESO
ReportingType | 2015 | 2020 | 2025 | 2030 | 2035 | 2040
BM | 144.8 | 144.8 | 144.8 | 144.8 | 144.8 | 144.8
CC | 175.41 | 175.41 | 175.41 | 175.41 | 175.41 | 319.09
CSP | 0 | 0 | 0 | 0 | 0 | 0
CT | 41.8 | 41.8 | 41.8 | 41.8 | 0 | 0
Coal | 0 | 0 | 0 | 0 | 0 | 0
Geo | 0 | 0 | 0 | 0 | 0 | 0
H | 0 | 0 | 0 | 0 | 0 | 98.84
LFG | 5.12 | 5.12 | 5.12 | 5.12 | 0.17 | 0.17
Nuc | 0 | 0 | 0 | 0 | 0 | 0
PS | 0 | 0 | 0 | 0 | 0 | 0
PV | 539.74 | 539.74 | 539.74 | 539.74 | 0 | 0
PeakG | 0 | 0 | 0 | 0 | 0 | 0
PeakO | 0 | 0 | 0 | 0 | 0 | 0
ST | 0 | 0 | 0 | 0 | 0 | 0
STOG | 0 | 0 | 0 | 0 | 0 | 0
STWD | 0 | 0 | 0 | 0 | 0 | 0
WT | 660.4 | 660.4 | 660.4 | 660.4 | 0 | 0
IGCC | 0 | 0 | 0 | 0 | 0 | 0
DemandResponse | 0 | 0 | 0 | 0 | 0 | 0
IGCC-CCS | 0 | 0 | 0 | 0 | 0 | 0
WT_off | 0 | 0 | 0 | 0 | 0 | 0
PseudoUnit | 0 | 0 | 0 | 0 | 0 | 0
FixedInterchange | 0 | 0 | 0 | 0 | 0 | 0
Levelized Capital Costs by Reporting Type: MAPP_CA
ReportingType | 2015 | 2020 | 2025 | 2030 | 2035 | 2040
BM | 0 | 0 | 0 | 0 | 0 | 0
CC | 0 | 0 | 0 | 0 | 0 | 0
CSP | 0 | 0 | 0 | 0 | 0 | 0
CT | 46.05 | 91.68 | 91.68 | 91.68 | 45.63 | 0
Coal | 0 | 0 | 0 | 0 | 0 | 0
Geo | 0 | 0 | 0 | 0 | 0 | 0
H | 0 | 0 | 64.7 | 551.08 | 923.39 | 1157.35
LFG | 0 | 0 | 0 | 0 | 0 | 0
Nuc | 0 | 0 | 0 | 0 | 0 | 0
PS | 0 | 0 | 0 | 0 | 0 | 0
PV | 0 | 0 | 0 | 0 | 0 | 0
PeakG | 0 | 0 | 0 | 0 | 0 | 0
PeakO | 0 | 0 | 0 | 0 | 0 | 0
ST | 0 | 0 | 0 | 0 | 0 | 0
STOG | 0 | 0 | 0 | 0 | 0 | 0
STWD | 0 | 0 | 0 | 0 | 0 | 0
WT | 87.23 | 87.23 | 87.23 | 87.23 | 0 | 0
IGCC | 0 | 0 | 0 | 0 | 0 | 0
DemandResponse | 0 | 0 | 0 | 0 | 0 | 0
IGCC-CCS | 0 | 0 | 0 | 0 | 0 | 0
WT_off | 0 | 0 | 0 | 0 | 0 | 0
PseudoUnit | 0 | 0 | 0 | 0 | 0 | 0
FixedInterchange | 0 | 0 | 0 | 0 | 0 | 0
Levelized Capital Costs by Reporting Type: AZ_NM_SNV_Coal
ReportingType | 2015 | 2020 | 2025 | 2030 | 2035 | 2040
BM | 0 | 0 | 0 | 0 | 0 | 0
CC | 0 | 0 | 0 | 0 | 0 | 0
CSP | 0 | 0 | 0 | 0 | 0 | 0
CT | 0 | 0 | 0 | 0 | 0 | 0
Coal | 0 | 0 | 0 | 0 | 872.91 | 1599.92
Geo | 0 | 0 | 0 | 0 | 0 | 0
H | 0 | 0 | 0 | 0 | 0 | 0
LFG | 0 | 0 | 0 | 0 | 0 | 0
Nuc | 0 | 0 | 0 | 0 | 0 | 0
PS | 0 | 0 | 0 | 0 | 0 | 0
PV | 0 | 0 | 0 | 0 | 0 | 0
PeakG | 0 | 0 | 0 | 0 | 0 | 0
PeakO | 0 | 0 | 0 | 0 | 0 | 0
ST | 0 | 0 | 0 | 0 | 0 | 0
STOG | 0 | 0 | 0 | 0 | 0 | 0
STWD | 0 | 0 | 0 | 0 | 0 | 0
WT | 0 | 0 | 0 | 0 | 0 | 0
IGCC | 0 | 0 | 0 | 0 | 0 | 0
DemandResponse | 0 | 0 | 0 | 0 | 0 | 0
IGCC-CCS | 0 | 0 | 0 | 0 | 0 | 0
WT_off | 0 | 0 | 0 | 0 | 0 | 0
PseudoUnit | 0 | 0 | 0 | 0 | 0 | 0
FixedInterchange | 0 | 0 | 0 | 0 | 0 | 0
Levelized Capital Costs by Reporting Type: AZ_NM_SNV_Gas
ReportingType | 2015 | 2020 | 2025 | 2030 | 2035 | 2040
BM | 0 | 0 | 0 | 0 | 0 | 0
CC | 79.32 | 79.32 | 79.32 | 304.47 | 304.47 | 225.15
CSP | 0 | 0 | 0 | 0 | 0 | 0
CT | 63.7 | 63.7 | 63.7 | 63.7 | 0 | 0
Coal | 0 | 0 | 0 | 0 | 0 | 0
Geo | 0 | 0 | 0 | 0 | 0 | 0
H | 0 | 0 | 0 | 0 | 0 | 0
LFG | 0 | 0 | 0 | 0 | 0 | 0
Nuc | 0 | 0 | 0 | 0 | 0 | 0
PS | 0 | 0 | 0 | 0 | 0 | 0
PV | 0 | 0 | 0 | 0 | 0 | 0
PeakG | 0 | 0 | 0 | 0 | 0 | 0
PeakO | 0 | 0 | 0 | 0 | 0 | 0
ST | 0 | 0 | 0 | 0 | 0 | 0
STOG | 0 | 0 | 0 | 0 | 0 | 0
STWD | 0 | 0 | 0 | 0 | 0 | 0
WT | 0 | 0 | 0 | 0 | 0 | 0
IGCC | 0 | 0 | 0 | 0 | 0 | 0
DemandResponse | 0 | 0 | 0 | 0 | 0 | 0
IGCC-CCS | 0 | 0 | 0 | 0 | 0 | 0
WT_off | 0 | 0 | 0 | 0 | 0 | 0
PseudoUnit | 0 | 0 | 0 | 0 | 0 | 0
FixedInterchange | 0 | 0 | 0 | 0 | 0 | 0
Levelized Capital Costs by Reporting Type: AZ_NM_SNV_NucRenew
ReportingType | 2015 | 2020 | 2025 | 2030 | 2035 | 2040
BM | 0 | 0 | 0 | 0 | 0 | 0
CC | 0 | 0 | 0 | 0 | 0 | 0
CSP | 0 | 0 | 0 | 0 | 0 | 0
CT | 0 | 0 | 0 | 0 | 0 | 0
Coal | 0 | 0 | 0 | 0 | 0 | 0
Geo | 0 | 0 | 369.64 | 369.64 | 369.64 | 369.64
H | 0 | 0 | 0 | 0 | 0 | 0
LFG | 0 | 11.72 | 11.72 | 11.72 | 11.72 | 0
Nuc | 0 | 0 | 0 | 0 | 0 | 0
PS | 0 | 0 | 0 | 0 | 0 | 0
PV | 34.88 | 34.88 | 34.88 | 34.88 | 0 | 0
PeakG | 0 | 0 | 0 | 0 | 0 | 0
PeakO | 0 | 0 | 0 | 0 | 0 | 0
ST | 101.5 | 250.69 | 333.44 | 287.6 | 250.67 | 101.47
STOG | 0 | 0 | 0 | 0 | 0 | 0
STWD | 0 | 0 | 0 | 0 | 0 | 0
WT | 14.28 | 1964.89 | 1964.89 | 2012.36 | 1998.08 | 47.47
IGCC | 0 | 0 | 0 | 0 | 0 | 0
DemandResponse | 0 | 0 | 0 | 0 | 0 | 0
IGCC-CCS | 0 | 0 | 0 | 0 | 0 | 0
WT_off | 0 | 0 | 0 | 0 | 0 | 0
PseudoUnit | 0 | 0 | 0 | 0 | 0 | 0
FixedInterchange | 0 | 0 | 0 | 0 | 0 | 0
Levelized Capital Costs by Reporting Type: ERCOT
ReportingType | 2015 | 2020 | 2025 | 2030 | 2035 | 2040
BM | 54.69 | 54.69 | 54.69 | 54.69 | 54.69 | 54.69
CC | 238.62 | 619.65 | 619.65 | 891.56 | 1232.48 | 1407.51
CSP | 0 | 0 | 0 | 0 | 0 | 0
CT | 20.97 | 20.97 | 20.97 | 20.97 | 0 | 0
Coal | 540.38 | 540.38 | 540.38 | 540.38 | 540.38 | 540.38
Geo | 0 | 0 | 0 | 0 | 0 | 0
H | 0 | 0 | 0 | 0 | 0 | 0
LFG | 0 | 0 | 0 | 63.77 | 63.77 | 63.77
Nuc | 0 | 0 | 0 | 0 | 0 | 0
PS | 0 | 0 | 0 | 0 | 0 | 0
PV | 4.89 | 4.89 | 4.89 | 4.89 | 0 | 0
PeakG | 0 | 0 | 0 | 0 | 0 | 0
PeakO | 0 | 0 | 0 | 0 | 0 | 0
ST | 0 | 0 | 0 | 0 | 0 | 0
STOG | 0 | 0 | 0 | 0 | 0 | 0
STWD | 0 | 0 | 0 | 0 | 0 | 0
WT | 72.7 | 72.7 | 72.7 | 72.7 | 0 | 0
IGCC | 0 | 0 | 0 | 0 | 0 | 0
DemandResponse | 0 | 0 | 0 | 0 | 0 | 0
IGCC-CCS | 0 | 0 | 0 | 0 | 0 | 0
WT_off | 0 | 0 | 0 | 0 | 0 | 0
PseudoUnit | 0 | 0 | 0 | 0 | 0 | 0
FixedInterchange | 0 | 0 | 0 | 0 | 0 | 0
Levelized Capital Costs by Reporting Type: NP15
ReportingType | 2015 | 2020 | 2025 | 2030 | 2035 | 2040
BM | 0 | 0 | 0 | 0 | 0 | 0
CC | 130.44 | 130.44 | 130.44 | 130.44 | 130.44 | 0
CSP | 0 | 0 | 0 | 0 | 0 | 0
CT | 17.9 | 62.28 | 304.76 | 582.46 | 564.56 | 520.18
Coal | 0 | 0 | 0 | 0 | 0 | 0
Geo | 0 | 103.12 | 181.42 | 181.42 | 181.42 | 78.29
H | 0 | 0 | 0 | 0 | 0 | 0
LFG | 0 | 125.8 | 125.8 | 125.8 | 125.8 | 0
Nuc | 0 | 0 | 0 | 0 | 2083.27 | 4325.73
PS | 0 | 0 | 0 | 0 | 0 | 0
PV | 2.79 | 2.79 | 2.79 | 2.79 | 0 | 0
PeakG | 0 | 0 | 0 | 0 | 0 | 0
PeakO | 0 | 0 | 0 | 0 | 0 | 0
ST | 12.6 | 12.6 | 12.6 | 12.6 | 0 | 0
STOG | 0 | 0 | 0 | 0 | 0 | 0
STWD | 0 | 0 | 0 | 0 | 0 | 0
WT | 26.07 | 785 | 785 | 785 | 758.93 | 0
IGCC | 0 | 0 | 0 | 0 | 0 | 0
DemandResponse | 0 | 0 | 0 | 0 | 0 | 0
IGCC-CCS | 0 | 0 | 0 | 0 | 0 | 0
WT_off | 0 | 0 | 0 | 0 | 0 | 0
PseudoUnit | 0 | 0 | 0 | 0 | 0 | 0
FixedInterchange | 0 | 0 | 0 | 0 | 0 | 0
Levelized Capital Costs by Reporting Type: NWPP_Coal
ReportingType | 2015 | 2020 | 2025 | 2030 | 2035 | 2040
BM | 0 | 0 | 0 | 0 | 0 | 0
CC | 0 | 0 | 0 | 0 | 0 | 0
CSP | 0 | 0 | 0 | 0 | 0 | 0
CT | 0 | 0 | 0 | 0 | 0 | 0
Coal | 0 | 0 | 0 | 0 | 0 | 0
Geo | 0 | 0 | 0 | 0 | 0 | 0
H | 0 | 0 | 0 | 0 | 0 | 0
LFG | 0 | 0 | 0 | 0 | 0 | 0
Nuc | 0 | 0 | 0 | 0 | 0 | 0
PS | 0 | 0 | 0 | 0 | 0 | 0
PV | 0 | 0 | 0 | 0 | 0 | 0
PeakG | 0 | 0 | 0 | 0 | 0 | 0
PeakO | 0 | 0 | 0 | 0 | 0 | 0
ST | 0 | 0 | 0 | 0 | 0 | 0
STOG | 0 | 0 | 0 | 0 | 0 | 0
STWD | 0 | 0 | 0 | 0 | 0 | 0
WT | 0 | 0 | 0 | 0 | 0 | 0
IGCC | 0 | 0 | 0 | 0 | 0 | 0
DemandResponse | 0 | 0 | 0 | 0 | 0 | 0
IGCC-CCS | 0 | 0 | 0 | 0 | 0 | 0
WT_off | 0 | 0 | 0 | 0 | 0 | 0
PseudoUnit | 0 | 0 | 0 | 0 | 0 | 0
FixedInterchange | 0 | 0 | 0 | 0 | 0 | 0
Levelized Capital Costs by Reporting Type: NWPP_Gas
ReportingType | 2015 | 2020 | 2025 | 2030 | 2035 | 2040
BM | 0 | 0 | 0 | 0 | 0 | 0
CC | 33.4 | 33.4 | 33.4 | 500.09 | 500.09 | 466.69
CSP | 0 | 0 | 0 | 0 | 0 | 0
CT | 13.02 | 13.02 | 13.02 | 13.02 | 0 | 0
Coal | 0 | 0 | 0 | 0 | 134.1 | 407.29
Geo | 0 | 0 | 0 | 0 | 0 | 0
H | 0 | 0 | 0 | 0 | 0 | 0
LFG | 0 | 0 | 0 | 0 | 0 | 0
Nuc | 0 | 0 | 0 | 0 | 0 | 0
PS | 0 | 0 | 0 | 0 | 0 | 0
PV | 0 | 0 | 0 | 0 | 0 | 0
PeakG | 0 | 0 | 0 | 0 | 0 | 0
PeakO | 0 | 0 | 0 | 0 | 0 | 0
ST | 0 | 0 | 0 | 0 | 0 | 0
STOG | 0 | 0 | 0 | 0 | 0 | 0
STWD | 0 | 0 | 0 | 0 | 0 | 0
WT | 0 | 0 | 0 | 0 | 0 | 0
IGCC | 0 | 0 | 0 | 0 | 0 | 0
DemandResponse | 0 | 0 | 0 | 0 | 0 | 0
IGCC-CCS | 0 | 0 | 0 | 0 | 0 | 0
WT_off | 0 | 0 | 0 | 0 | 0 | 0
PseudoUnit | 0 | 0 | 0 | 0 | 0 | 0
FixedInterchange | 0 | 0 | 0 | 0 | 0 | 0
Levelized Capital Costs by Reporting Type: NWPP_NucRenew
ReportingType | 2015 | 2020 | 2025 | 2030 | 2035 | 2040
BM | 13.89 | 13.89 | 13.89 | 13.89 | 13.89 | 13.89
CC | 0 | 0 | 0 | 0 | 0 | 0
CSP | 0 | 0 | 0 | 0 | 0 | 0
CT | 0 | 0 | 0 | 0 | 0 | 0
Coal | 0 | 0 | 0 | 0 | 0 | 0
Geo | 24.88 | 24.88 | 135.71 | 135.71 | 110.83 | 110.83
H | 0 | 0 | 0 | 0 | 0 | 0
LFG | 5.02 | 5.02 | 50.73 | 50.73 | 45.71 | 45.71
Nuc | 0 | 0 | 0 | 0 | 0 | 0
PS | 0 | 0 | 0 | 0 | 0 | 0
PV | 0 | 0 | 0 | 0 | 0 | 0
PeakG | 0 | 0 | 0 | 0 | 0 | 0
PeakO | 0 | 0 | 0 | 0 | 0 | 0
ST | 0 | 0 | 0 | 0 | 0 | 0
STOG | 0 | 0 | 0 | 0 | 0 | 0
STWD | 0 | 0 | 0 | 0 | 0 | 0
WT | 238.86 | 238.86 | 238.86 | 238.86 | 0 | 0
IGCC | 0 | 0 | 0 | 0 | 0 | 0
DemandResponse | 0 | 0 | 0 | 0 | 0 | 0
IGCC-CCS | 0 | 0 | 0 | 0 | 0 | 0
WT_off | 0 | 0 | 0 | 0 | 0 | 0
PseudoUnit | 0 | 0 | 0 | 0 | 0 | 0
FixedInterchange | 0 | 0 | 0 | 0 | 0 | 0
Levelized Capital Costs by Reporting Type: RMPA
ReportingType | 2015 | 2020 | 2025 | 2030 | 2035 | 2040
BM | 0 | 0 | 0 | 0 | 0 | 0
CC | 0 | 0 | 0 | 0 | 0 | 0
CSP | 0 | 0 | 0 | 0 | 0 | 0
CT | 15.2 | 15.2 | 15.2 | 15.2 | 0 | 0
Coal | 108.63 | 123.52 | 123.52 | 189.15 | 537.94 | 932.45
Geo | 0 | 80.08 | 663.57 | 663.57 | 663.57 | 583.49
H | 0 | 0 | 0 | 0 | 0 | 0
LFG | 0.28 | 5.85 | 5.85 | 5.85 | 5.57 | 0
Nuc | 0 | 0 | 0 | 0 | 0 | 0
PS | 0 | 0 | 0 | 0 | 0 | 0
PV | 0.37 | 0.37 | 0.37 | 0.37 | 0 | 0
PeakG | 0 | 0 | 0 | 0 | 0 | 0
PeakO | 0 | 0 | 0 | 0 | 0 | 0
ST | 1.07 | 124.29 | 134.17 | 142.24 | 141.17 | 17.94
STOG | 0 | 0 | 0 | 0 | 0 | 0
STWD | 0 | 0 | 0 | 0 | 0 | 0
WT | 172.66 | 245.92 | 245.92 | 245.92 | 73.25 | 0
IGCC | 0 | 0 | 0 | 0 | 0 | 0
DemandResponse | 0 | 0 | 0 | 0 | 0 | 0
IGCC-CCS | 0 | 0 | 0 | 0 | 0 | 0
WT_off | 0 | 0 | 0 | 0 | 0 | 0
PseudoUnit | 0 | 0 | 0 | 0 | 0 | 0
FixedInterchange | 0 | 0 | 0 | 0 | 0 | 0
Levelized Capital Costs by Reporting Type: SP15
ReportingType | 2015 | 2020 | 2025 | 2030 | 2035 | 2040
BM | 2.9 | 2.9 | 2.9 | 2.9 | 2.9 | 2.9
CC | 60.76 | 60.76 | 60.76 | 60.76 | 60.76 | 0
CSP | 0 | 0 | 0 | 0 | 0 | 0
CT | 0 | 0 | 0 | 0 | 0 | 0
Coal | 0 | 0 | 0 | 0 | 0 | 0
Geo | 14.26 | 385.19 | 385.19 | 370.93 | 370.93 | 0
H | 0 | 0 | 0 | 0 | 0 | 0
LFG | 2.09 | 125.04 | 125.04 | 124.8 | 122.95 | 0
Nuc | 0 | 0 | 0 | 0 | 0 | 1344.23
PS | 0 | 0 | 0 | 0 | 0 | 0
PV | 1.62 | 1.62 | 1.62 | 1.62 | 0 | 0
PeakG | 0 | 0 | 0 | 0 | 0 | 0
PeakO | 0 | 0 | 0 | 0 | 0 | 0
ST | 191.39 | 191.39 | 191.39 | 191.39 | 0 | 0
STOG | 0 | 0 | 0 | 0 | 0 | 0
STWD | 0 | 0 | 0 | 0 | 0 | 0
WT | 193.26 | 193.26 | 193.26 | 193.26 | 0 | 0
IGCC | 0 | 0 | 0 | 0 | 0 | 0
DemandResponse | 0 | 0 | 0 | 0 | 0 | 0
IGCC-CCS | 0 | 0 | 0 | 0 | 0 | 0
WT_off | 0 | 0 | 0 | 0 | 0 | 0
PseudoUnit | 0 | 0 | 0 | 0 | 0 | 0
FixedInterchange | 0 | 0 | 0 | 0 | 0 | 0
Levelized Capital Costs by Reporting Type: ALB
ReportingType | 2015 | 2020 | 2025 | 2030 | 2035 | 2040
BM | 0 | 0 | 0 | 0 | 0 | 0
CC | 43.48 | 123.83 | 199.83 | 284.37 | 394.77 | 351.29
CSP | 0 | 0 | 0 | 0 | 0 | 0
CT | 16.7 | 16.7 | 16.7 | 16.7 | 0 | 0
Coal | 147.62 | 147.62 | 147.62 | 147.62 | 147.62 | 147.62
Geo | 0 | 0 | 0 | 0 | 0 | 0
H | 0 | 0 | 0 | 0 | 0 | 0
LFG | 0 | 0 | 0 | 0 | 0 | 0
Nuc | 0 | 0 | 0 | 0 | 0 | 488.33
PS | 0 | 0 | 0 | 0 | 0 | 0
PV | 0 | 0 | 0 | 0 | 0 | 0
PeakG | 0 | 0 | 0 | 0 | 0 | 0
PeakO | 0 | 0 | 0 | 0 | 0 | 0
ST | 0 | 0 | 0 | 0 | 0 | 0
STOG | 0 | 0 | 0 | 0 | 0 | 0
STWD | 0 | 0 | 0 | 0 | 0 | 0
WT | 2.54 | 2.54 | 2.54 | 2.54 | 0 | 0
IGCC | 0 | 0 | 0 | 0 | 0 | 0
DemandResponse | 0 | 0 | 0 | 0 | 0 | 0
IGCC-CCS | 0 | 0 | 0 | 0 | 0 | 0
WT_off | 0 | 0 | 0 | 0 | 0 | 0
PseudoUnit | 0 | 0 | 0 | 0 | 0 | 0
FixedInterchange | 0 | 0 | 0 | 0 | 0 | 0
Levelized Capital Costs by Reporting Type: BC
ReportingType | 2015 | 2020 | 2025 | 2030 | 2035 | 2040
BM | 0 | 0 | 0 | 0 | 0 | 0
CC | 133.61 | 189.73 | 261.53 | 318.74 | 405.4 | 271.79
CSP | 0 | 0 | 0 | 0 | 0 | 0
CT | 0 | 0 | 0 | 0 | 0 | 55.78
Coal | 0 | 0 | 0 | 0 | 0 | 0
Geo | 0 | 0 | 0 | 0 | 0 | 0
H | 0 | 0 | 0 | 0 | 0 | 0
LFG | 0 | 0 | 0 | 0 | 0 | 0
Nuc | 0 | 0 | 0 | 0 | 0 | 59.49
PS | 0 | 0 | 0 | 0 | 0 | 0
PV | 0 | 0 | 0 | 0 | 0 | 0
PeakG | 0 | 0 | 0 | 0 | 0 | 0
PeakO | 0 | 0 | 0 | 0 | 0 | 0
ST | 0 | 0 | 0 | 0 | 0 | 0
STOG | 0 | 0 | 0 | 0 | 0 | 0
STWD | 0 | 0 | 0 | 0 | 0 | 0
WT | 40.68 | 40.68 | 40.68 | 40.68 | 0 | 0
IGCC | 0 | 0 | 0 | 0 | 0 | 0
DemandResponse | 0 | 0 | 0 | 0 | 0 | 0
IGCC-CCS | 0 | 0 | 0 | 0 | 0 | 0
WT_off | 0 | 0 | 0 | 0 | 0 | 0
PseudoUnit | 0 | 0 | 0 | 0 | 0 | 0
FixedInterchange | 0 | 0 | 0 | 0 | 0 | 0
Levelized Capital Costs by Reporting Type: HQ_IESO
ReportingType | 2015 | 2020 | 2025 | 2030 | 2035 | 2040
BM | 0 | 0 | 0 | 0 | 0 | 0
CC | 0 | 0 | 0 | 0 | 0 | 0
CSP | 0 | 0 | 0 | 0 | 0 | 0
CT | 0 | 0 | 0 | 0 | 0 | 0
Coal | 0 | 0 | 0 | 0 | 0 | 0
Geo | 0 | 0 | 0 | 0 | 0 | 0
H | 0 | 0 | 0 | 0 | 0 | 0
LFG | 0 | 0 | 0 | 0 | 0 | 0
Nuc | 0 | 0 | 0 | 0 | 0 | 0
PS | 0 | 0 | 0 | 0 | 0 | 0
PV | 0 | 0 | 0 | 0 | 0 | 0
PeakG | 0 | 0 | 0 | 0 | 0 | 0
PeakO | 0 | 0 | 0 | 0 | 0 | 0
ST | 0 | 0 | 0 | 0 | 0 | 0
STOG | 0 | 0 | 0 | 0 | 0 | 0
STWD | 0 | 0 | 0 | 0 | 0 | 0
WT | 0 | 0 | 0 | 0 | 0 | 0
IGCC | 0 | 0 | 0 | 0 | 0 | 0
DemandResponse | 0 | 0 | 0 | 0 | 0 | 0
IGCC-CCS | 0 | 0 | 0 | 0 | 0 | 0
WT_off | 0 | 0 | 0 | 0 | 0 | 0
PseudoUnit | 0 | 0 | 0 | 0 | 0 | 0
FixedInterchange | 0 | 0 | 0 | 0 | 0 | 0
Levelized Capital Costs by Reporting Type: HQ_NEISO
ReportingType | 2015 | 2020 | 2025 | 2030 | 2035 | 2040
BM | 0 | 0 | 0 | 0 | 0 | 0
CC | 0 | 0 | 0 | 0 | 0 | 0
CSP | 0 | 0 | 0 | 0 | 0 | 0
CT | 0 | 0 | 0 | 0 | 0 | 0
Coal | 0 | 0 | 0 | 0 | 0 | 0
Geo | 0 | 0 | 0 | 0 | 0 | 0
H | 0 | 0 | 0 | 0 | 0 | 0
LFG | 0 | 0 | 0 | 0 | 0 | 0
Nuc | 0 | 0 | 0 | 0 | 0 | 0
PS | 0 | 0 | 0 | 0 | 0 | 0
PV | 0 | 0 | 0 | 0 | 0 | 0
PeakG | 0 | 0 | 0 | 0 | 0 | 0
PeakO | 0 | 0 | 0 | 0 | 0 | 0
ST | 0 | 0 | 0 | 0 | 0 | 0
STOG | 0 | 0 | 0 | 0 | 0 | 0
STWD | 0 | 0 | 0 | 0 | 0 | 0
WT | 0 | 0 | 0 | 0 | 0 | 0
IGCC | 0 | 0 | 0 | 0 | 0 | 0
DemandResponse | 0 | 0 | 0 | 0 | 0 | 0
IGCC-CCS | 0 | 0 | 0 | 0 | 0 | 0
WT_off | 0 | 0 | 0 | 0 | 0 | 0
PseudoUnit | 0 | 0 | 0 | 0 | 0 | 0
FixedInterchange | 0 | 0 | 0 | 0 | 0 | 0
Levelized Capital Costs by Reporting Type: HQ_NY
ReportingType | 2015 | 2020 | 2025 | 2030 | 2035 | 2040
BM | 0 | 0 | 0 | 0 | 0 | 0
CC | 0 | 0 | 0 | 0 | 0 | 0
CSP | 0 | 0 | 0 | 0 | 0 | 0
CT | 0 | 0 | 0 | 0 | 0 | 0
Coal | 0 | 0 | 0 | 0 | 0 | 0
Geo | 0 | 0 | 0 | 0 | 0 | 0
H | 0 | 0 | 0 | 0 | 0 | 0
LFG | 0 | 0 | 0 | 0 | 0 | 0
Nuc | 0 | 0 | 0 | 0 | 0 | 0
PS | 0 | 0 | 0 | 0 | 0 | 0
PV | 0 | 0 | 0 | 0 | 0 | 0
PeakG | 0 | 0 | 0 | 0 | 0 | 0
PeakO | 0 | 0 | 0 | 0 | 0 | 0
ST | 0 | 0 | 0 | 0 | 0 | 0
STOG | 0 | 0 | 0 | 0 | 0 | 0
STWD | 0 | 0 | 0 | 0 | 0 | 0
WT | 0 | 0 | 0 | 0 | 0 | 0
IGCC | 0 | 0 | 0 | 0 | 0 | 0
DemandResponse | 0 | 0 | 0 | 0 | 0 | 0
IGCC-CCS | 0 | 0 | 0 | 0 | 0 | 0
WT_off | 0 | 0 | 0 | 0 | 0 | 0
PseudoUnit | 0 | 0 | 0 | 0 | 0 | 0
FixedInterchange | 0 | 0 | 0 | 0 | 0 | 0
Levelized Capital Costs by Reporting Type: MARITIMES
ReportingType | 2015 | 2020 | 2025 | 2030 | 2035 | 2040
BM | 0 | 0 | 0 | 0 | 0 | 0
CC | 0 | 0 | 0 | 0 | 0 | 0
CSP | 0 | 0 | 0 | 0 | 0 | 0
CT | 0 | 0 | 0 | 0 | 0 | 0
Coal | 0 | 0 | 0 | 0 | 0 | 0
Geo | 0 | 0 | 0 | 0 | 0 | 0
H | 0 | 0 | 0 | 0 | 0 | 0
LFG | 0 | 0 | 0 | 0 | 0 | 0
Nuc | 0 | 0 | 0 | 0 | 0 | 0
PS | 0 | 0 | 0 | 0 | 0 | 0
PV | 0 | 0 | 0 | 0 | 0 | 0
PeakG | 0 | 0 | 0 | 0 | 0 | 0
PeakO | 0 | 0 | 0 | 0 | 0 | 0
ST | 0 | 0 | 0 | 0 | 0 | 0
STOG | 0 | 0 | 0 | 0 | 0 | 0
STWD | 0 | 0 | 0 | 0 | 0 | 0
WT | 0 | 0 | 0 | 0 | 0 | 0
IGCC | 0 | 0 | 0 | 0 | 0 | 0
DemandResponse | 0 | 0 | 0 | 0 | 0 | 0
IGCC-CCS | 0 | 0 | 0 | 0 | 0 | 0
WT_off | 0 | 0 | 0 | 0 | 0 | 0
PseudoUnit | 0 | 0 | 0 | 0.06 | 164.81 | 164.81
FixedInterchange | 0 | 0 | 0 | 0 | 0 | 0
Levelized Capital Costs by Reporting Type: All
ReportingType | 2015 | 2020 | 2025 | 2030 | 2035 | 2040
BM | 541.24 | 654.77 | 842.08 | 860.01 | 912.56 | 857.81
CC | 4010.06 | 5113.06 | 5367.73 | 7753.82 | 12133.5 | 11410.32
CSP | 0 | 0 | 0 | 0 | 0 | 0
CT | 612.02 | 1007.42 | 1343.55 | 2348.06 | 2196.36 | 2136.57
Coal | 3114.71 | 3129.59 | 3129.59 | 3441.58 | 7922.22 | 14769.98
Geo | 39.14 | 593.27 | 1735.51 | 1721.25 | 1696.38 | 1142.24
H | 0 | 0.35 | 230.85 | 717.22 | 1090.52 | 1423.32
LFG | 42.41 | 462.47 | 887.35 | 1018.62 | 986.04 | 565.98
Nuc | 547.93 | 8465.51 | 10643.11 | 10643.11 | 12726.38 | 17628.47
PS | 0 | 0 | 0 | 0 | 0 | 0
PV | 612.43 | 1389.77 | 1743.24 | 1816.36 | 1244.62 | 504.01
PeakG | 0 | 0 | 0 | 0 | 0 | 0
PeakO | 0 | 0 | 0 | 0 | 0 | 0
ST | 306.55 | 578.98 | 671.6 | 633.83 | 391.84 | 119.42
STOG | 0 | 0 | 0 | 0 | 0 | 0
STWD | 0 | 0 | 0 | 0 | 0 | 0
WT | 6098.68 | 11539.2 | 12930.23 | 13799.47 | 11944.53 | 6869.17
IGCC | 215.26 | 215.26 | 215.26 | 215.26 | 215.26 | 215.26
DemandResponse | 0 | 0 | 0 | 0 | 0 | 0
IGCC-CCS | 0 | 0 | 0 | 0 | 0 | 0
WT_off | 283.77 | 283.77 | 824.12 | 824.12 | 540.35 | 540.35
PseudoUnit | 0 | 0 | 0 | 0.06 | 164.81 | 164.81
FixedInterchange | 0 | 0 | 0 | 0 | 0 | 0
Levelized Capital Costs by Reporting Type: EI_US
ReportingType | 2015 | 2020 | 2025 | 2030 | 2035 | 2040
BM | 324.96 | 438.48 | 625.79 | 643.73 | 696.28 | 641.53
CC | 3115.03 | 3700.52 | 3807.38 | 5087.98 | 8929.69 | 8368.8
CSP | 0 | 0 | 0 | 0 | 0 | 0
CT | 376.68 | 682.07 | 775.72 | 1502.53 | 1586.17 | 1560.61
Coal | 2318.08 | 2318.08 | 2318.08 | 2564.43 | 5689.28 | 11142.31
Geo | 0 | 0 | 0 | 0 | 0 | 0
H | 0 | 0.35 | 166.15 | 166.15 | 167.13 | 167.13
LFG | 29.9 | 183.93 | 563.1 | 630.83 | 610.36 | 456.33
Nuc | 547.93 | 8465.51 | 10643.11 | 10643.11 | 10643.11 | 11410.68
PS | 0 | 0 | 0 | 0 | 0 | 0
PV | 28.13 | 805.47 | 1158.94 | 1232.06 | 1244.62 | 504.01
PeakG | 0 | 0 | 0 | 0 | 0 | 0
PeakO | 0 | 0 | 0 | 0 | 0 | 0
ST | 0 | 0 | 0 | 0 | 0 | 0
STOG | 0 | 0 | 0 | 0 | 0 | 0
STWD | 0 | 0 | 0 | 0 | 0 | 0
WT | 4589.99 | 7247.72 | 8638.75 | 9460.52 | 9114.27 | 6821.69
IGCC | 215.26 | 215.26 | 215.26 | 215.26 | 215.26 | 215.26
DemandResponse | 0 | 0 | 0 | 0 | 0 | 0
IGCC-CCS | 0 | 0 | 0 | 0 | 0 | 0
WT_off | 283.77 | 283.77 | 824.12 | 824.12 | 540.35 | 540.35
PseudoUnit | 0 | 0 | 0 | 0.06 | 164.81 | 164.81
FixedInterchange | 0 | 0 | 0 | 0 | 0 | 0
Levelized Capital Costs by Reporting Type: EI_Canada
ReportingType | 2015 | 2020 | 2025 | 2030 | 2035 | 2040
BM | 144.8 | 144.8 | 144.8 | 144.8 | 144.8 | 144.8
CC | 175.41 | 175.41 | 175.41 | 175.41 | 175.41 | 319.09
CSP | 0 | 0 | 0 | 0 | 0 | 0
CT | 87.84 | 133.47 | 133.47 | 133.47 | 45.63 | 0
Coal | 0 | 0 | 0 | 0 | 0 | 0
Geo | 0 | 0 | 0 | 0 | 0 | 0
H | 0 | 0 | 64.7 | 551.08 | 923.39 | 1256.18
LFG | 5.12 | 5.12 | 5.12 | 5.12 | 0.17 | 0.17
Nuc | 0 | 0 | 0 | 0 | 0 | 0
PS | 0 | 0 | 0 | 0 | 0 | 0
PV | 539.74 | 539.74 | 539.74 | 539.74 | 0 | 0
PeakG | 0 | 0 | 0 | 0 | 0 | 0
PeakO | 0 | 0 | 0 | 0 | 0 | 0
ST | 0 | 0 | 0 | 0 | 0 | 0
STOG | 0 | 0 | 0 | 0 | 0 | 0
STWD | 0 | 0 | 0 | 0 | 0 | 0
WT | 747.62 | 747.62 | 747.62 | 747.62 | 0 | 0
IGCC | 0 | 0 | 0 | 0 | 0 | 0
DemandResponse | 0 | 0 | 0 | 0 | 0 | 0
IGCC-CCS | 0 | 0 | 0 | 0 | 0 | 0
WT_off | 0 | 0 | 0 | 0 | 0 | 0
PseudoUnit | 0 | 0 | 0 | 0 | 0 | 0
FixedInterchange | 0 | 0 | 0 | 0 | 0 | 0
Levelized Capital Costs by Reporting Type: EI
ReportingType | 2015 | 2020 | 2025 | 2030 | 2035 | 2040
BM | 469.76 | 583.28 | 770.6 | 788.53 | 841.08 | 786.33
CC | 3290.44 | 3875.93 | 3982.79 | 5263.39 | 9105.1 | 8687.89
CSP | 0 | 0 | 0 | 0 | 0 | 0
CT | 464.52 | 815.54 | 909.19 | 1636 | 1631.8 | 1560.61
Coal | 2318.08 | 2318.08 | 2318.08 | 2564.43 | 5689.28 | 11142.31
Geo | 0 | 0 | 0 | 0 | 0 | 0
H | 0 | 0.35 | 230.85 | 717.22 | 1090.52 | 1423.32
LFG | 35.02 | 189.04 | 568.22 | 635.95 | 610.53 | 456.5
Nuc | 547.93 | 8465.51 | 10643.11 | 10643.11 | 10643.11 | 11410.68
PS | 0 | 0 | 0 | 0 | 0 | 0
PV | 567.88 | 1345.21 | 1698.68 | 1771.8 | 1244.62 | 504.01
PeakG | 0 | 0 | 0 | 0 | 0 | 0
PeakO | 0 | 0 | 0 | 0 | 0 | 0
ST | 0 | 0 | 0 | 0 | 0 | 0
STOG | 0 | 0 | 0 | 0 | 0 | 0
STWD | 0 | 0 | 0 | 0 | 0 | 0
WT | 5337.61 | 7995.35 | 9386.38 | 10208.15 | 9114.27 | 6821.69
IGCC | 215.26 | 215.26 | 215.26 | 215.26 | 215.26 | 215.26
DemandResponse | 0 | 0 | 0 | 0 | 0 | 0
IGCC-CCS | 0 | 0 | 0 | 0 | 0 | 0
WT_off | 283.77 | 283.77 | 824.12 | 824.12 | 540.35 | 540.35
PseudoUnit | 0 | 0 | 0 | 0.06 | 164.81 | 164.81
FixedInterchange | 0 | 0 | 0 | 0 | 0 | 0
Levelized Capital Costs by Reporting Type: Outside_EI
ReportingType | 2015 | 2020 | 2025 | 2030 | 2035 | 2040
BM | 71.48 | 71.48 | 71.48 | 71.48 | 71.48 | 71.48
CC | 719.63 | 1237.13 | 1384.94 | 2490.43 | 3028.41 | 2722.43
CSP | 0 | 0 | 0 | 0 | 0 | 0
CT | 147.5 | 191.88 | 434.36 | 712.06 | 564.56 | 575.96
Coal | 796.63 | 811.51 | 811.51 | 877.15 | 2232.95 | 3627.66
Geo | 39.14 | 593.27 | 1735.51 | 1721.25 | 1696.38 | 1142.24
H | 0 | 0 | 0 | 0 | 0 | 0
LFG | 7.39 | 273.42 | 319.13 | 382.67 | 375.51 | 109.48
Nuc | 0 | 0 | 0 | 0 | 2083.27 | 6217.79
PS | 0 | 0 | 0 | 0 | 0 | 0
PV | 44.56 | 44.56 | 44.56 | 44.56 | 0 | 0
PeakG | 0 | 0 | 0 | 0 | 0 | 0
PeakO | 0 | 0 | 0 | 0 | 0 | 0
ST | 306.55 | 578.98 | 671.6 | 633.83 | 391.84 | 119.42
STOG | 0 | 0 | 0 | 0 | 0 | 0
STWD | 0 | 0 | 0 | 0 | 0 | 0
WT | 761.07 | 3543.85 | 3543.85 | 3591.33 | 2830.26 | 47.47
IGCC | 0 | 0 | 0 | 0 | 0 | 0
DemandResponse | 0 | 0 | 0 | 0 | 0 | 0
IGCC-CCS | 0 | 0 | 0 | 0 | 0 | 0
WT_off | 0 | 0 | 0 | 0 | 0 | 0
PseudoUnit | 0 | 0 | 0 | 0 | 0 | 0
FixedInterchange | 0 | 0 | 0 | 0 | 0 | 0
#13 | Levelized Retrofit Capital Costs ($million)
Levelized Retrofit Capital Costs by Reporting Type: Entergy
ReportingType | 2015 | 2020 | 2025 | 2030 | 2035 | 2040
BM | 0 | 0 | 0 | 0 | 0 | 0
CC | 0 | 0 | 0 | 0 | 0 | 0
CSP | 0 | 0 | 0 | 0 | 0 | 0
CT | 0 | 0 | 0 | 0 | 0 | 0
Coal | 0 | 353.26 | 353.26 | 0 | 0 | 0
Geo | 0 | 0 | 0 | 0 | 0 | 0
H | 0 | 0 | 0 | 0 | 0 | 0
LFG | 0 | 0 | 0 | 0 | 0 | 0
Nuc | 0 | 0 | 0 | 0 | 0 | 0
PS | 0 | 0 | 0 | 0 | 0 | 0
PV | 0 | 0 | 0 | 0 | 0 | 0
PeakG | 0 | 0 | 0 | 0 | 0 | 0
PeakO | 0 | 0 | 0 | 0 | 0 | 0
ST | 0 | 0 | 0 | 0 | 0 | 0
STOG | 0 | 0 | 0 | 0 | 0 | 0
STWD | 0 | 0 | 0 | 0 | 0 | 0
WT | 0 | 0 | 0 | 0 | 0 | 0
IGCC | 0 | 0 | 0 | 0 | 0 | 0
DemandResponse | 0 | 0 | 0 | 0 | 0 | 0
IGCC-CCS | 0 | 0 | 0 | 0 | 0 | 0
WT_off | 0 | 0 | 0 | 0 | 0 | 0
PseudoUnit | 0 | 0 | 0 | 0 | 0 | 0
FixedInterchange | 0 | 0 | 0 | 0 | 0 | 0
Levelized Retrofit Capital Costs by Reporting Type: FRCC
ReportingType | 2015 | 2020 | 2025 | 2030 | 2035 | 2040
BM | 0 | 0 | 0 | 0 | 0 | 0
CC | 0 | 0 | 0 | 0 | 0 | 0
CSP | 0 | 0 | 0 | 0 | 0 | 0
CT | 0 | 0 | 0 | 0 | 0 | 0
Coal | 73.1 | 90.37 | 90.37 | 0 | 0 | 0
Geo | 0 | 0 | 0 | 0 | 0 | 0
H | 0 | 0 | 0 | 0 | 0 | 0
LFG | 0 | 0 | 0 | 0 | 0 | 0
Nuc | 0 | 0 | 0 | 0 | 0 | 0
PS | 0 | 0 | 0 | 0 | 0 | 0
PV | 0 | 0 | 0 | 0 | 0 | 0
PeakG | 0 | 0 | 0 | 0 | 0 | 0
PeakO | 0 | 0 | 0 | 0 | 0 | 0
ST | 0 | 0 | 0 | 0 | 0 | 0
STOG | 0 | 0 | 0 | 0 | 0 | 0
STWD | 0 | 0 | 0 | 0 | 0 | 0
WT | 0 | 0 | 0 | 0 | 0 | 0
IGCC | 0 | 0 | 0 | 0 | 0 | 0
DemandResponse | 0 | 0 | 0 | 0 | 0 | 0
IGCC-CCS | 0 | 0 | 0 | 0 | 0 | 0
WT_off | 0 | 0 | 0 | 0 | 0 | 0
PseudoUnit | 0 | 0 | 0 | 0 | 0 | 0
FixedInterchange | 0 | 0 | 0 | 0 | 0 | 0
Levelized Retrofit Capital Costs by Reporting Type: MAPP_US
ReportingType | 2015 | 2020 | 2025 | 2030 | 2035 | 2040
BM | 0 | 0 | 0 | 0 | 0 | 0
CC | 0 | 0 | 0 | 0 | 0 | 0
CSP | 0 | 0 | 0 | 0 | 0 | 0
CT | 0 | 0 | 0 | 0 | 0 | 0
Coal | 22.36 | 45.61 | 23.24 | 0 | 0 | 0
Geo | 0 | 0 | 0 | 0 | 0 | 0
H | 0 | 0 | 0 | 0 | 0 | 0
LFG | 0 | 0 | 0 | 0 | 0 | 0
Nuc | 0 | 0 | 0 | 0 | 0 | 0
PS | 0 | 0 | 0 | 0 | 0 | 0
PV | 0 | 0 | 0 | 0 | 0 | 0
PeakG | 0 | 0 | 0 | 0 | 0 | 0
PeakO | 0 | 0 | 0 | 0 | 0 | 0
ST | 0 | 0 | 0 | 0 | 0 | 0
STOG | 0 | 0 | 0 | 0 | 0 | 0
STWD | 0 | 0 | 0 | 0 | 0 | 0
WT | 0 | 0 | 0 | 0 | 0 | 0
IGCC | 0 | 0 | 0 | 0 | 0 | 0
DemandResponse | 0 | 0 | 0 | 0 | 0 | 0
IGCC-CCS | 0 | 0 | 0 | 0 | 0 | 0
WT_off | 0 | 0 | 0 | 0 | 0 | 0
PseudoUnit | 0 | 0 | 0 | 0 | 0 | 0
FixedInterchange | 0 | 0 | 0 | 0 | 0 | 0
Levelized Retrofit Capital Costs by Reporting Type: MISO_IN
ReportingType | 2015 | 2020 | 2025 | 2030 | 2035 | 2040
BM | 0 | 0 | 0 | 0 | 0 | 0
CC | 0 | 0 | 0 | 0 | 0 | 0
CSP | 0 | 0 | 0 | 0 | 0 | 0
CT | 0 | 0 | 0 | 0 | 0 | 0
Coal | 0 | 223.79 | 223.79 | 0 | 0 | 0
Geo | 0 | 0 | 0 | 0 | 0 | 0
H | 0 | 0 | 0 | 0 | 0 | 0
LFG | 0 | 0 | 0 | 0 | 0 | 0
Nuc | 0 | 0 | 0 | 0 | 0 | 0
PS | 0 | 0 | 0 | 0 | 0 | 0
PV | 0 | 0 | 0 | 0 | 0 | 0
PeakG | 0 | 0 | 0 | 0 | 0 | 0
PeakO | 0 | 0 | 0 | 0 | 0 | 0
ST | 0 | 0 | 0 | 0 | 0 | 0
STOG | 0 | 0 | 0 | 0 | 0 | 0
STWD | 0 | 0 | 0 | 0 | 0 | 0
WT | 0 | 0 | 0 | 0 | 0 | 0
IGCC | 0 | 0 | 0 | 0 | 0 | 0
DemandResponse | 0 | 0 | 0 | 0 | 0 | 0
IGCC-CCS | 0 | 0 | 0 | 0 | 0 | 0
WT_off | 0 | 0 | 0 | 0 | 0 | 0
PseudoUnit | 0 | 0 | 0 | 0 | 0 | 0
FixedInterchange | 0 | 0 | 0 | 0 | 0 | 0
Levelized Retrofit Capital Costs by Reporting Type: MISO_MI
ReportingType | 2015 | 2020 | 2025 | 2030 | 2035 | 2040
BM | 0 | 0 | 0 | 0 | 0 | 0
CC | 0 | 0 | 0 | 0 | 0 | 0
CSP | 0 | 0 | 0 | 0 | 0 | 0
CT | 0 | 0 | 0 | 0 | 0 | 0
Coal | 15.14 | 363.91 | 348.77 | 0 | 0 | 0
Geo | 0 | 0 | 0 | 0 | 0 | 0
H | 0 | 0 | 0 | 0 | 0 | 0
LFG | 0 | 0 | 0 | 0 | 0 | 0
Nuc | 0 | 0 | 0 | 0 | 0 | 0
PS | 0 | 0 | 0 | 0 | 0 | 0
PV | 0 | 0 | 0 | 0 | 0 | 0
PeakG | 0 | 0 | 0 | 0 | 0 | 0
PeakO | 0 | 0 | 0 | 0 | 0 | 0
ST | 0 | 0 | 0 | 0 | 0 | 0
STOG | 0 | 0 | 0 | 0 | 0 | 0
STWD | 0 | 0 | 0 | 0 | 0 | 0
WT | 0 | 0 | 0 | 0 | 0 | 0
IGCC | 0 | 0 | 0 | 0 | 0 | 0
DemandResponse | 0 | 0 | 0 | 0 | 0 | 0
IGCC-CCS | 0 | 0 | 0 | 0 | 0 | 0
WT_off | 0 | 0 | 0 | 0 | 0 | 0
PseudoUnit | 0 | 0 | 0 | 0 | 0 | 0
FixedInterchange | 0 | 0 | 0 | 0 | 0 | 0
Levelized Retrofit Capital Costs by Reporting Type: MISO_MO-IL
ReportingType | 2015 | 2020 | 2025 | 2030 | 2035 | 2040
BM | 0 | 0 | 0 | 0 | 0 | 0
CC | 0 | 0 | 0 | 0 | 0 | 0
CSP | 0 | 0 | 0 | 0 | 0 | 0
CT | 0 | 0 | 0 | 0 | 0 | 0
Coal | 9.29 | 383.74 | 383.74 | 0 | 0 | 0
Geo | 0 | 0 | 0 | 0 | 0 | 0
H | 0 | 0 | 0 | 0 | 0 | 0
LFG | 0 | 0 | 0 | 0 | 0 | 0
Nuc | 0 | 0 | 0 | 0 | 0 | 0
PS | 0 | 0 | 0 | 0 | 0 | 0
PV | 0 | 0 | 0 | 0 | 0 | 0
PeakG | 0 | 0 | 0 | 0 | 0 | 0
PeakO | 0 | 0 | 0 | 0 | 0 | 0
ST | 0 | 0 | 0 | 0 | 0 | 0
STOG | 0 | 0 | 0 | 0 | 0 | 0
STWD | 0 | 0 | 0 | 0 | 0 | 0
WT | 0 | 0 | 0 | 0 | 0 | 0
IGCC | 0 | 0 | 0 | 0 | 0 | 0
DemandResponse | 0 | 0 | 0 | 0 | 0 | 0
IGCC-CCS | 0 | 0 | 0 | 0 | 0 | 0
WT_off | 0 | 0 | 0 | 0 | 0 | 0
PseudoUnit | 0 | 0 | 0 | 0 | 0 | 0
FixedInterchange | 0 | 0 | 0 | 0 | 0 | 0
Levelized Retrofit Capital Costs by Reporting Type: MISO_W
ReportingType | 2015 | 2020 | 2025 | 2030 | 2035 | 2040
BM | 0 | 0 | 0 | 0 | 0 | 0
CC | 0 | 0 | 0 | 0 | 0 | 0
CSP | 0 | 0 | 0 | 0 | 0 | 0
CT | 0 | 0 | 0 | 0 | 0 | 0
Coal | 26.68 | 279.54 | 279.54 | 0 | 0 | 0
Geo | 0 | 0 | 0 | 0 | 0 | 0
H | 0 | 0 | 0 | 0 | 0 | 0
LFG | 0 | 0 | 0 | 0 | 0 | 0
Nuc | 0 | 0 | 0 | 0 | 0 | 0
PS | 0 | 0 | 0 | 0 | 0 | 0
PV | 0 | 0 | 0 | 0 | 0 | 0
PeakG | 0 | 0 | 0 | 0 | 0 | 0
PeakO | 0 | 0 | 0 | 0 | 0 | 0
ST | 0 | 0 | 0 | 0 | 0 | 0
STOG | 0 | 0 | 0 | 0 | 0 | 0
STWD | 0 | 0 | 0 | 0 | 0 | 0
WT | 0 | 0 | 0 | 0 | 0 | 0
IGCC | 0 | 0 | 0 | 0 | 0 | 0
DemandResponse | 0 | 0 | 0 | 0 | 0 | 0
IGCC-CCS | 0 | 0 | 0 | 0 | 0 | 0
WT_off | 0 | 0 | 0 | 0 | 0 | 0
PseudoUnit | 0 | 0 | 0 | 0 | 0 | 0
FixedInterchange | 0 | 0 | 0 | 0 | 0 | 0
Levelized Retrofit Capital Costs by Reporting Type: MISO_WUMS
ReportingType | 2015 | 2020 | 2025 | 2030 | 2035 | 2040
BM | 0 | 0 | 0 | 0 | 0 | 0
CC | 0 | 0 | 0 | 0 | 0 | 0
CSP | 0 | 0 | 0 | 0 | 0 | 0
CT | 0 | 0 | 0 | 0 | 0 | 0
Coal | 197.26 | 222.19 | 48.92 | 0 | 0 | 0
Geo | 0 | 0 | 0 | 0 | 0 | 0
H | 0 | 0 | 0 | 0 | 0 | 0
LFG | 0 | 0 | 0 | 0 | 0 | 0
Nuc | 0 | 0 | 0 | 0 | 0 | 0
PS | 0 | 0 | 0 | 0 | 0 | 0
PV | 0 | 0 | 0 | 0 | 0 | 0
PeakG | 0 | 0 | 0 | 0 | 0 | 0
PeakO | 0 | 0 | 0 | 0 | 0 | 0
ST | 0 | 0 | 0 | 0 | 0 | 0
STOG | 0 | 0 | 0 | 0 | 0 | 0
STWD | 0 | 0 | 0 | 0 | 0 | 0
WT | 0 | 0 | 0 | 0 | 0 | 0
IGCC | 0 | 0 | 0 | 0 | 0 | 0
DemandResponse | 0 | 0 | 0 | 0 | 0 | 0
IGCC-CCS | 0 | 0 | 0 | 0 | 0 | 0
WT_off | 0 | 0 | 0 | 0 | 0 | 0
PseudoUnit | 0 | 0 | 0 | 0 | 0 | 0
FixedInterchange | 0 | 0 | 0 | 0 | 0 | 0
Levelized Retrofit Capital Costs by Reporting Type: Nebraska
ReportingType | 2015 | 2020 | 2025 | 2030 | 2035 | 2040
BM | 0 | 0 | 0 | 0 | 0 | 0
CC | 0 | 0 | 0 | 0 | 0 | 0
CSP | 0 | 0 | 0 | 0 | 0 | 0
CT | 0 | 0 | 0 | 0 | 0 | 0
Coal | 0 | 187.72 | 187.72 | 0 | 0 | 0
Geo | 0 | 0 | 0 | 0 | 0 | 0
H | 0 | 0 | 0 | 0 | 0 | 0
LFG | 0 | 0 | 0 | 0 | 0 | 0
Nuc | 0 | 0 | 0 | 0 | 0 | 0
PS | 0 | 0 | 0 | 0 | 0 | 0
PV | 0 | 0 | 0 | 0 | 0 | 0
PeakG | 0 | 0 | 0 | 0 | 0 | 0
PeakO | 0 | 0 | 0 | 0 | 0 | 0
ST | 0 | 0 | 0 | 0 | 0 | 0
STOG | 0 | 0 | 0 | 0 | 0 | 0
STWD | 0 | 0 | 0 | 0 | 0 | 0
WT | 0 | 0 | 0 | 0 | 0 | 0
IGCC | 0 | 0 | 0 | 0 | 0 | 0
DemandResponse | 0 | 0 | 0 | 0 | 0 | 0
IGCC-CCS | 0 | 0 | 0 | 0 | 0 | 0
WT_off | 0 | 0 | 0 | 0 | 0 | 0
PseudoUnit | 0 | 0 | 0 | 0 | 0 | 0
FixedInterchange | 0 | 0 | 0 | 0 | 0 | 0
Levelized Retrofit Capital Costs by Reporting Type: NEISO
ReportingType | 2015 | 2020 | 2025 | 2030 | 2035 | 2040
BM | 0 | 0 | 0 | 0 | 0 | 0
CC | 0 | 0 | 0 | 0 | 0 | 0
CSP | 0 | 0 | 0 | 0 | 0 | 0
CT | 0 | 0 | 0 | 0 | 0 | 0
Coal | 29.15 | 29.15 | 0 | 0 | 0 | 0
Geo | 0 | 0 | 0 | 0 | 0 | 0
H | 0 | 0 | 0 | 0 | 0 | 0
LFG | 0 | 0 | 0 | 0 | 0 | 0
Nuc | 0 | 0 | 0 | 0 | 0 | 0
PS | 0 | 0 | 0 | 0 | 0 | 0
PV | 0 | 0 | 0 | 0 | 0 | 0
PeakG | 0 | 0 | 0 | 0 | 0 | 0
PeakO | 0 | 0 | 0 | 0 | 0 | 0
ST | 0 | 0 | 0 | 0 | 0 | 0
STOG | 0 | 0 | 0 | 0 | 0 | 0
STWD | 0 | 0 | 0 | 0 | 0 | 0
WT | 0 | 0 | 0 | 0 | 0 | 0
IGCC | 0 | 0 | 0 | 0 | 0 | 0
DemandResponse | 0 | 0 | 0 | 0 | 0 | 0
IGCC-CCS | 0 | 0 | 0 | 0 | 0 | 0
WT_off | 0 | 0 | 0 | 0 | 0 | 0
PseudoUnit | 0 | 0 | 0 | 0 | 0 | 0
FixedInterchange | 0 | 0 | 0 | 0 | 0 | 0
Levelized Retrofit Capital Costs by Reporting Type: NonRTO_Midwest
ReportingType | 2015 | 2020 | 2025 | 2030 | 2035 | 2040
BM | 0 | 0 | 0 | 0 | 0 | 0
CC | 0 | 0 | 0 | 0 | 0 | 0
CSP | 0 | 0 | 0 | 0 | 0 | 0
CT | 0 | 0 | 0 | 0 | 0 | 0
Coal | 165.72 | 275.83 | 137.8 | 0 | 0 | 0
Geo | 0 | 0 | 0 | 0 | 0 | 0
H | 0 | 0 | 0 | 0 | 0 | 0
LFG | 0 | 0 | 0 | 0 | 0 | 0
Nuc | 0 | 0 | 0 | 0 | 0 | 0
PS | 0 | 0 | 0 | 0 | 0 | 0
PV | 0 | 0 | 0 | 0 | 0 | 0
PeakG | 0 | 0 | 0 | 0 | 0 | 0
PeakO | 0 | 0 | 0 | 0 | 0 | 0
ST | 0 | 0 | 0 | 0 | 0 | 0
STOG | 0 | 0 | 0 | 0 | 0 | 0
STWD | 0 | 0 | 0 | 0 | 0 | 0
WT | 0 | 0 | 0 | 0 | 0 | 0
IGCC | 0 | 0 | 0 | 0 | 0 | 0
DemandResponse | 0 | 0 | 0 | 0 | 0 | 0
IGCC-CCS | 0 | 0 | 0 | 0 | 0 | 0
WT_off | 0 | 0 | 0 | 0 | 0 | 0
PseudoUnit | 0 | 0 | 0 | 0 | 0 | 0
FixedInterchange | 0 | 0 | 0 | 0 | 0 | 0
Levelized Retrofit Capital Costs by Reporting Type: NYISO_A-F
ReportingType | 2015 | 2020 | 2025 | 2030 | 2035 | 2040
BM | 0 | 0 | 0 | 0 | 0 | 0
CC | 0 | 0 | 0 | 0 | 0 | 0
CSP | 0 | 0 | 0 | 0 | 0 | 0
CT | 0 | 0 | 0 | 0 | 0 | 0
Coal | 0 | 0 | 0 | 0 | 0 | 0
Geo | 0 | 0 | 0 | 0 | 0 | 0
H | 0 | 0 | 0 | 0 | 0 | 0
LFG | 0 | 0 | 0 | 0 | 0 | 0
Nuc | 0 | 0 | 0 | 0 | 0 | 0
PS | 0 | 0 | 0 | 0 | 0 | 0
PV | 0 | 0 | 0 | 0 | 0 | 0
PeakG | 0 | 0 | 0 | 0 | 0 | 0
PeakO | 0 | 0 | 0 | 0 | 0 | 0
ST | 0 | 0 | 0 | 0 | 0 | 0
STOG | 0 | 0 | 0 | 0 | 0 | 0
STWD | 0 | 0 | 0 | 0 | 0 | 0
WT | 0 | 0 | 0 | 0 | 0 | 0
IGCC | 0 | 0 | 0 | 0 | 0 | 0
DemandResponse | 0 | 0 | 0 | 0 | 0 | 0
IGCC-CCS | 0 | 0 | 0 | 0 | 0 | 0
WT_off | 0 | 0 | 0 | 0 | 0 | 0
PseudoUnit | 0 | 0 | 0 | 0 | 0 | 0
FixedInterchange | 0 | 0 | 0 | 0 | 0 | 0
Levelized Retrofit Capital Costs by Reporting Type: NYISO_G-I
ReportingType | 2015 | 2020 | 2025 | 2030 | 2035 | 2040
BM | 0 | 0 | 0 | 0 | 0 | 0
CC | 0 | 0 | 0 | 0 | 0 | 0
CSP | 0 | 0 | 0 | 0 | 0 | 0
CT | 0 | 0 | 0 | 0 | 0 | 0
Coal | 0 | 0 | 0 | 0 | 0 | 0
Geo | 0 | 0 | 0 | 0 | 0 | 0
H | 0 | 0 | 0 | 0 | 0 | 0
LFG | 0 | 0 | 0 | 0 | 0 | 0
Nuc | 0 | 0 | 0 | 0 | 0 | 0
PS | 0 | 0 | 0 | 0 | 0 | 0
PV | 0 | 0 | 0 | 0 | 0 | 0
PeakG | 0 | 0 | 0 | 0 | 0 | 0
PeakO | 0 | 0 | 0 | 0 | 0 | 0
ST | 0 | 0 | 0 | 0 | 0 | 0
STOG | 0 | 0 | 0 | 0 | 0 | 0
STWD | 0 | 0 | 0 | 0 | 0 | 0
WT | 0 | 0 | 0 | 0 | 0 | 0
IGCC | 0 | 0 | 0 | 0 | 0 | 0
DemandResponse | 0 | 0 | 0 | 0 | 0 | 0
IGCC-CCS | 0 | 0 | 0 | 0 | 0 | 0
WT_off | 0 | 0 | 0 | 0 | 0 | 0
PseudoUnit | 0 | 0 | 0 | 0 | 0 | 0
FixedInterchange | 0 | 0 | 0 | 0 | 0 | 0
Levelized Retrofit Capital Costs by Reporting Type: NYISO_J-K
ReportingType | 2015 | 2020 | 2025 | 2030 | 2035 | 2040
BM | 0 | 0 | 0 | 0 | 0 | 0
CC | 0 | 0 | 0 | 0 | 0 | 0
CSP | 0 | 0 | 0 | 0 | 0 | 0
CT | 0 | 0 | 0 | 0 | 0 | 0
Coal | 0 | 0 | 0 | 0 | 0 | 0
Geo | 0 | 0 | 0 | 0 | 0 | 0
H | 0 | 0 | 0 | 0 | 0 | 0
LFG | 0 | 0 | 0 | 0 | 0 | 0
Nuc | 0 | 0 | 0 | 0 | 0 | 0
PS | 0 | 0 | 0 | 0 | 0 | 0
PV | 0 | 0 | 0 | 0 | 0 | 0
PeakG | 0 | 0 | 0 | 0 | 0 | 0
PeakO | 0 | 0 | 0 | 0 | 0 | 0
ST | 0 | 0 | 0 | 0 | 0 | 0
STOG | 0 | 0 | 0 | 0 | 0 | 0
STWD | 0 | 0 | 0 | 0 | 0 | 0
WT | 0 | 0 | 0 | 0 | 0 | 0
IGCC | 0 | 0 | 0 | 0 | 0 | 0
DemandResponse | 0 | 0 | 0 | 0 | 0 | 0
IGCC-CCS | 0 | 0 | 0 | 0 | 0 | 0
WT_off | 0 | 0 | 0 | 0 | 0 | 0
PseudoUnit | 0 | 0 | 0 | 0 | 0 | 0
FixedInterchange | 0 | 0 | 0 | 0 | 0 | 0
Levelized Retrofit Capital Costs by Reporting Type: PJM_E
ReportingType | 2015 | 2020 | 2025 | 2030 | 2035 | 2040
BM | 0 | 0 | 0 | 0 | 0 | 0
CC | 0 | 0 | 0 | 0 | 0 | 0
CSP | 0 | 0 | 0 | 0 | 0 | 0
CT | 0 | 0 | 0 | 0 | 0 | 0
Coal | 22.45 | 22.45 | 0 | 0 | 0 | 0
Geo | 0 | 0 | 0 | 0 | 0 | 0
H | 0 | 0 | 0 | 0 | 0 | 0
LFG | 0 | 0 | 0 | 0 | 0 | 0
Nuc | 0 | 0 | 0 | 0 | 0 | 0
PS | 0 | 0 | 0 | 0 | 0 | 0
PV | 0 | 0 | 0 | 0 | 0 | 0
PeakG | 0 | 0 | 0 | 0 | 0 | 0
PeakO | 0 | 0 | 0 | 0 | 0 | 0
ST | 0 | 0 | 0 | 0 | 0 | 0
STOG | 0 | 0 | 0 | 0 | 0 | 0
STWD | 0 | 0 | 0 | 0 | 0 | 0
WT | 0 | 0 | 0 | 0 | 0 | 0
IGCC | 0 | 0 | 0 | 0 | 0 | 0
DemandResponse | 0 | 0 | 0 | 0 | 0 | 0
IGCC-CCS | 0 | 0 | 0 | 0 | 0 | 0
WT_off | 0 | 0 | 0 | 0 | 0 | 0
PseudoUnit | 0 | 0 | 0 | 0 | 0 | 0
FixedInterchange | 0 | 0 | 0 | 0 | 0 | 0
Levelized Retrofit Capital Costs by Reporting Type: PJM_ROM
ReportingType | 2015 | 2020 | 2025 | 2030 | 2035 | 2040
BM | 0 | 0 | 0 | 0 | 0 | 0
CC | 0 | 0 | 0 | 0 | 0 | 0
CSP | 0 | 0 | 0 | 0 | 0 | 0
CT | 0 | 0 | 0 | 0 | 0 | 0
Coal | 14.63 | 140.1 | 140.1 | 0 | 0 | 0
Geo | 0 | 0 | 0 | 0 | 0 | 0
H | 0 | 0 | 0 | 0 | 0 | 0
LFG | 0 | 0 | 0 | 0 | 0 | 0
Nuc | 0 | 0 | 0 | 0 | 0 | 0
PS | 0 | 0 | 0 | 0 | 0 | 0
PV | 0 | 0 | 0 | 0 | 0 | 0
PeakG | 0 | 0 | 0 | 0 | 0 | 0
PeakO | 0 | 0 | 0 | 0 | 0 | 0
ST | 0 | 0 | 0 | 0 | 0 | 0
STOG | 0 | 0 | 0 | 0 | 0 | 0
STWD | 0 | 0 | 0 | 0 | 0 | 0
WT | 0 | 0 | 0 | 0 | 0 | 0
IGCC | 0 | 0 | 0 | 0 | 0 | 0
DemandResponse | 0 | 0 | 0 | 0 | 0 | 0
IGCC-CCS | 0 | 0 | 0 | 0 | 0 | 0
WT_off | 0 | 0 | 0 | 0 | 0 | 0
PseudoUnit | 0 | 0 | 0 | 0 | 0 | 0
FixedInterchange | 0 | 0 | 0 | 0 | 0 | 0
Levelized Retrofit Capital Costs by Reporting Type: PJM_ROR
ReportingType | 2015 | 2020 | 2025 | 2030 | 2035 | 2040
BM | 0 | 0 | 0 | 0 | 0 | 0
CC | 0 | 0 | 0 | 0 | 0 | 0
CSP | 0 | 0 | 0 | 0 | 0 | 0
CT | 0 | 0 | 0 | 0 | 0 | 0
Coal | 46.99 | 817.76 | 817.76 | 0 | 0 | 0
Geo | 0 | 0 | 0 | 0 | 0 | 0
H | 0 | 0 | 0 | 0 | 0 | 0
LFG | 0 | 0 | 0 | 0 | 0 | 0
Nuc | 0 | 0 | 0 | 0 | 0 | 0
PS | 0 | 0 | 0 | 0 | 0 | 0
PV | 0 | 0 | 0 | 0 | 0 | 0
PeakG | 0 | 0 | 0 | 0 | 0 | 0
PeakO | 0 | 0 | 0 | 0 | 0 | 0
ST | 0 | 0 | 0 | 0 | 0 | 0
STOG | 0 | 0 | 0 | 0 | 0 | 0
STWD | 0 | 0 | 0 | 0 | 0 | 0
WT | 0 | 0 | 0 | 0 | 0 | 0
IGCC | 0 | 0 | 0 | 0 | 0 | 0
DemandResponse | 0 | 0 | 0 | 0 | 0 | 0
IGCC-CCS | 0 | 0 | 0 | 0 | 0 | 0
WT_off | 0 | 0 | 0 | 0 | 0 | 0
PseudoUnit | 0 | 0 | 0 | 0 | 0 | 0
FixedInterchange | 0 | 0 | 0 | 0 | 0 | 0
Levelized Retrofit Capital Costs by Reporting Type: SOCO
ReportingType | 2015 | 2020 | 2025 | 2030 | 2035 | 2040
BM | 0 | 0 | 0 | 0 | 0 | 0
CC | 0 | 0 | 0 | 0 | 0 | 0
CSP | 0 | 0 | 0 | 0 | 0 | 0
CT | 0 | 0 | 0 | 0 | 0 | 0
Coal | 400.34 | 584.45 | 184.11 | 0 | 0 | 0
Geo | 0 | 0 | 0 | 0 | 0 | 0
H | 0 | 0 | 0 | 0 | 0 | 0
LFG | 0 | 0 | 0 | 0 | 0 | 0
Nuc | 0 | 0 | 0 | 0 | 0 | 0
PS | 0 | 0 | 0 | 0 | 0 | 0
PV | 0 | 0 | 0 | 0 | 0 | 0
PeakG | 0 | 0 | 0 | 0 | 0 | 0
PeakO | 0 | 0 | 0 | 0 | 0 | 0
ST | 0 | 0 | 0 | 0 | 0 | 0
STOG | 0 | 0 | 0 | 0 | 0 | 0
STWD | 0 | 0 | 0 | 0 | 0 | 0
WT | 0 | 0 | 0 | 0 | 0 | 0
IGCC | 0 | 0 | 0 | 0 | 0 | 0
DemandResponse | 0 | 0 | 0 | 0 | 0 | 0
IGCC-CCS | 0 | 0 | 0 | 0 | 0 | 0
WT_off | 0 | 0 | 0 | 0 | 0 | 0
PseudoUnit | 0 | 0 | 0 | 0 | 0 | 0
FixedInterchange | 0 | 0 | 0 | 0 | 0 | 0
Levelized Retrofit Capital Costs by Reporting Type: SPP_N
ReportingType | 2015 | 2020 | 2025 | 2030 | 2035 | 2040
BM | 0 | 0 | 0 | 0 | 0 | 0
CC | 0 | 0 | 0 | 0 | 0 | 0
CSP | 0 | 0 | 0 | 0 | 0 | 0
CT | 0 | 0 | 0 | 0 | 0 | 0
Coal | 0 | 164.61 | 164.61 | 0 | 0 | 0
Geo | 0 | 0 | 0 | 0 | 0 | 0
H | 0 | 0 | 0 | 0 | 0 | 0
LFG | 0 | 0 | 0 | 0 | 0 | 0
Nuc | 0 | 0 | 0 | 0 | 0 | 0
PS | 0 | 0 | 0 | 0 | 0 | 0
PV | 0 | 0 | 0 | 0 | 0 | 0
PeakG | 0 | 0 | 0 | 0 | 0 | 0
PeakO | 0 | 0 | 0 | 0 | 0 | 0
ST | 0 | 0 | 0 | 0 | 0 | 0
STOG | 0 | 0 | 0 | 0 | 0 | 0
STWD | 0 | 0 | 0 | 0 | 0 | 0
WT | 0 | 0 | 0 | 0 | 0 | 0
IGCC | 0 | 0 | 0 | 0 | 0 | 0
DemandResponse | 0 | 0 | 0 | 0 | 0 | 0
IGCC-CCS | 0 | 0 | 0 | 0 | 0 | 0
WT_off | 0 | 0 | 0 | 0 | 0 | 0
PseudoUnit | 0 | 0 | 0 | 0 | 0 | 0
FixedInterchange | 0 | 0 | 0 | 0 | 0 | 0
Levelized Retrofit Capital Costs by Reporting Type: SPP_S
ReportingType | 2015 | 2020 | 2025 | 2030 | 2035 | 2040
BM | 0 | 0 | 0 | 0 | 0 | 0
CC | 0 | 0 | 0 | 0 | 0 | 0
CSP | 0 | 0 | 0 | 0 | 0 | 0
CT | 0 | 0 | 0 | 0 | 0 | 0
Coal | 0 | 203.07 | 203.07 | 0 | 0 | 0
Geo | 0 | 0 | 0 | 0 | 0 | 0
H | 0 | 0 | 0 | 0 | 0 | 0
LFG | 0 | 0 | 0 | 0 | 0 | 0
Nuc | 0 | 0 | 0 | 0 | 0 | 0
PS | 0 | 0 | 0 | 0 | 0 | 0
PV | 0 | 0 | 0 | 0 | 0 | 0
PeakG | 0 | 0 | 0 | 0 | 0 | 0
PeakO | 0 | 0 | 0 | 0 | 0 | 0
ST | 0 | 0 | 0 | 0 | 0 | 0
STOG | 0 | 0 | 0 | 0 | 0 | 0
STWD | 0 | 0 | 0 | 0 | 0 | 0
WT | 0 | 0 | 0 | 0 | 0 | 0
IGCC | 0 | 0 | 0 | 0 | 0 | 0
DemandResponse | 0 | 0 | 0 | 0 | 0 | 0
IGCC-CCS | 0 | 0 | 0 | 0 | 0 | 0
WT_off | 0 | 0 | 0 | 0 | 0 | 0
PseudoUnit | 0 | 0 | 0 | 0 | 0 | 0
FixedInterchange | 0 | 0 | 0 | 0 | 0 | 0
Levelized Retrofit Capital Costs by Reporting Type: TVA
ReportingType | 2015 | 2020 | 2025 | 2030 | 2035 | 2040
BM | 0 | 0 | 0 | 0 | 0 | 0
CC | 0 | 0 | 0 | 0 | 0 | 0
CSP | 0 | 0 | 0 | 0 | 0 | 0
CT | 0 | 0 | 0 | 0 | 0 | 0
Coal | 0 | 254.51 | 254.51 | 0 | 0 | 0
Geo | 0 | 0 | 0 | 0 | 0 | 0
H | 0 | 0 | 0 | 0 | 0 | 0
LFG | 0 | 0 | 0 | 0 | 0 | 0
Nuc | 0 | 0 | 0 | 0 | 0 | 0
PS | 0 | 0 | 0 | 0 | 0 | 0
PV | 0 | 0 | 0 | 0 | 0 | 0
PeakG | 0 | 0 | 0 | 0 | 0 | 0
PeakO | 0 | 0 | 0 | 0 | 0 | 0
ST | 0 | 0 | 0 | 0 | 0 | 0
STOG | 0 | 0 | 0 | 0 | 0 | 0
STWD | 0 | 0 | 0 | 0 | 0 | 0
WT | 0 | 0 | 0 | 0 | 0 | 0
IGCC | 0 | 0 | 0 | 0 | 0 | 0
DemandResponse | 0 | 0 | 0 | 0 | 0 | 0
IGCC-CCS | 0 | 0 | 0 | 0 | 0 | 0
WT_off | 0 | 0 | 0 | 0 | 0 | 0
PseudoUnit | 0 | 0 | 0 | 0 | 0 | 0
FixedInterchange | 0 | 0 | 0 | 0 | 0 | 0
Levelized Retrofit Capital Costs by Reporting Type: TVA_Transmission
ReportingType | 2015 | 2020 | 2025 | 2030 | 2035 | 2040
BM | 0 | 0 | 0 | 0 | 0 | 0
CC | 0 | 0 | 0 | 0 | 0 | 0
CSP | 0 | 0 | 0 | 0 | 0 | 0
CT | 0 | 0 | 0 | 0 | 0 | 0
Coal | 0 | 0 | 0 | 0 | 0 | 0
Geo | 0 | 0 | 0 | 0 | 0 | 0
H | 0 | 0 | 0 | 0 | 0 | 0
LFG | 0 | 0 | 0 | 0 | 0 | 0
Nuc | 0 | 0 | 0 | 0 | 0 | 0
PS | 0 | 0 | 0 | 0 | 0 | 0
PV | 0 | 0 | 0 | 0 | 0 | 0
PeakG | 0 | 0 | 0 | 0 | 0 | 0
PeakO | 0 | 0 | 0 | 0 | 0 | 0
ST | 0 | 0 | 0 | 0 | 0 | 0
STOG | 0 | 0 | 0 | 0 | 0 | 0
STWD | 0 | 0 | 0 | 0 | 0 | 0
WT | 0 | 0 | 0 | 0 | 0 | 0
IGCC | 0 | 0 | 0 | 0 | 0 | 0
DemandResponse | 0 | 0 | 0 | 0 | 0 | 0
IGCC-CCS | 0 | 0 | 0 | 0 | 0 | 0
WT_off | 0 | 0 | 0 | 0 | 0 | 0
PseudoUnit | 0 | 0 | 0 | 0 | 0 | 0
FixedInterchange | 0 | 0 | 0 | 0 | 0 | 0
Levelized Retrofit Capital Costs by Reporting Type: VACAR
ReportingType | 2015 | 2020 | 2025 | 2030 | 2035 | 2040
BM | 0 | 0 | 0 | 0 | 0 | 0
CC | 0 | 0 | 0 | 0 | 0 | 0
CSP | 0 | 0 | 0 | 0 | 0 | 0
CT | 0 | 0 | 0 | 0 | 0 | 0
Coal | 0 | 154.63 | 154.63 | 0 | 0 | 0
Geo | 0 | 0 | 0 | 0 | 0 | 0
H | 0 | 0 | 0 | 0 | 0 | 0
LFG | 0 | 0 | 0 | 0 | 0 | 0
Nuc | 0 | 0 | 0 | 0 | 0 | 0
PS | 0 | 0 | 0 | 0 | 0 | 0
PV | 0 | 0 | 0 | 0 | 0 | 0
PeakG | 0 | 0 | 0 | 0 | 0 | 0
PeakO | 0 | 0 | 0 | 0 | 0 | 0
ST | 0 | 0 | 0 | 0 | 0 | 0
STOG | 0 | 0 | 0 | 0 | 0 | 0
STWD | 0 | 0 | 0 | 0 | 0 | 0
WT | 0 | 0 | 0 | 0 | 0 | 0
IGCC | 0 | 0 | 0 | 0 | 0 | 0
DemandResponse | 0 | 0 | 0 | 0 | 0 | 0
IGCC-CCS | 0 | 0 | 0 | 0 | 0 | 0
WT_off | 0 | 0 | 0 | 0 | 0 | 0
PseudoUnit | 0 | 0 | 0 | 0 | 0 | 0
FixedInterchange | 0 | 0 | 0 | 0 | 0 | 0
Levelized Retrofit Capital Costs by Reporting Type: IESO
ReportingType | 2015 | 2020 | 2025 | 2030 | 2035 | 2040
BM | 0 | 0 | 0 | 0 | 0 | 0
CC | 0 | 0 | 0 | 0 | 0 | 0
CSP | 0 | 0 | 0 | 0 | 0 | 0
CT | 0 | 0 | 0 | 0 | 0 | 0
Coal | 0 | 0 | 0 | 0 | 0 | 0
Geo | 0 | 0 | 0 | 0 | 0 | 0
H | 0 | 0 | 0 | 0 | 0 | 0
LFG | 0 | 0 | 0 | 0 | 0 | 0
Nuc | 0 | 0 | 0 | 0 | 0 | 0
PS | 0 | 0 | 0 | 0 | 0 | 0
PV | 0 | 0 | 0 | 0 | 0 | 0
PeakG | 0 | 0 | 0 | 0 | 0 | 0
PeakO | 0 | 0 | 0 | 0 | 0 | 0
ST | 0 | 0 | 0 | 0 | 0 | 0
STOG | 0 | 0 | 0 | 0 | 0 | 0
STWD | 0 | 0 | 0 | 0 | 0 | 0
WT | 0 | 0 | 0 | 0 | 0 | 0
IGCC | 0 | 0 | 0 | 0 | 0 | 0
DemandResponse | 0 | 0 | 0 | 0 | 0 | 0
IGCC-CCS | 0 | 0 | 0 | 0 | 0 | 0
WT_off | 0 | 0 | 0 | 0 | 0 | 0
PseudoUnit | 0 | 0 | 0 | 0 | 0 | 0
FixedInterchange | 0 | 0 | 0 | 0 | 0 | 0
Levelized Retrofit Capital Costs by Reporting Type: MAPP_CA
ReportingType | 2015 | 2020 | 2025 | 2030 | 2035 | 2040
BM | 0 | 0 | 0 | 0 | 0 | 0
CC | 0 | 0 | 0 | 0 | 0 | 0
CSP | 0 | 0 | 0 | 0 | 0 | 0
CT | 0 | 0 | 0 | 0 | 0 | 0
Coal | 0 | 0 | 0 | 0 | 0 | 0
Geo | 0 | 0 | 0 | 0 | 0 | 0
H | 0 | 0 | 0 | 0 | 0 | 0
LFG | 0 | 0 | 0 | 0 | 0 | 0
Nuc | 0 | 0 | 0 | 0 | 0 | 0
PS | 0 | 0 | 0 | 0 | 0 | 0
PV | 0 | 0 | 0 | 0 | 0 | 0
PeakG | 0 | 0 | 0 | 0 | 0 | 0
PeakO | 0 | 0 | 0 | 0 | 0 | 0
ST | 0 | 0 | 0 | 0 | 0 | 0
STOG | 0 | 0 | 0 | 0 | 0 | 0
STWD | 0 | 0 | 0 | 0 | 0 | 0
WT | 0 | 0 | 0 | 0 | 0 | 0
IGCC | 0 | 0 | 0 | 0 | 0 | 0
DemandResponse | 0 | 0 | 0 | 0 | 0 | 0
IGCC-CCS | 0 | 0 | 0 | 0 | 0 | 0
WT_off | 0 | 0 | 0 | 0 | 0 | 0
PseudoUnit | 0 | 0 | 0 | 0 | 0 | 0
FixedInterchange | 0 | 0 | 0 | 0 | 0 | 0
Levelized Retrofit Capital Costs by Reporting Type: AZ_NM_SNV_Coal
ReportingType | 2015 | 2020 | 2025 | 2030 | 2035 | 2040
BM | 0 | 0 | 0 | 0 | 0 | 0
CC | 0 | 0 | 0 | 0 | 0 | 0
CSP | 0 | 0 | 0 | 0 | 0 | 0
CT | 0 | 0 | 0 | 0 | 0 | 0
Coal | 49.67 | 122 | 89.07 | 0 | 0 | 0
Geo | 0 | 0 | 0 | 0 | 0 | 0
H | 0 | 0 | 0 | 0 | 0 | 0
LFG | 0 | 0 | 0 | 0 | 0 | 0
Nuc | 0 | 0 | 0 | 0 | 0 | 0
PS | 0 | 0 | 0 | 0 | 0 | 0
PV | 0 | 0 | 0 | 0 | 0 | 0
PeakG | 0 | 0 | 0 | 0 | 0 | 0
PeakO | 0 | 0 | 0 | 0 | 0 | 0
ST | 0 | 0 | 0 | 0 | 0 | 0
STOG | 0 | 0 | 0 | 0 | 0 | 0
STWD | 0 | 0 | 0 | 0 | 0 | 0
WT | 0 | 0 | 0 | 0 | 0 | 0
IGCC | 0 | 0 | 0 | 0 | 0 | 0
DemandResponse | 0 | 0 | 0 | 0 | 0 | 0
IGCC-CCS | 0 | 0 | 0 | 0 | 0 | 0
WT_off | 0 | 0 | 0 | 0 | 0 | 0
PseudoUnit | 0 | 0 | 0 | 0 | 0 | 0
FixedInterchange | 0 | 0 | 0 | 0 | 0 | 0
Levelized Retrofit Capital Costs by Reporting Type: AZ_NM_SNV_Gas
ReportingType | 2015 | 2020 | 2025 | 2030 | 2035 | 2040
BM | 0 | 0 | 0 | 0 | 0 | 0
CC | 0 | 0 | 0 | 0 | 0 | 0
CSP | 0 | 0 | 0 | 0 | 0 | 0
CT | 0 | 0 | 0 | 0 | 0 | 0
Coal | 0 | 0 | 0 | 0 | 0 | 0
Geo | 0 | 0 | 0 | 0 | 0 | 0
H | 0 | 0 | 0 | 0 | 0 | 0
LFG | 0 | 0 | 0 | 0 | 0 | 0
Nuc | 0 | 0 | 0 | 0 | 0 | 0
PS | 0 | 0 | 0 | 0 | 0 | 0
PV | 0 | 0 | 0 | 0 | 0 | 0
PeakG | 0 | 0 | 0 | 0 | 0 | 0
PeakO | 0 | 0 | 0 | 0 | 0 | 0
ST | 0 | 0 | 0 | 0 | 0 | 0
STOG | 0 | 0 | 0 | 0 | 0 | 0
STWD | 0 | 0 | 0 | 0 | 0 | 0
WT | 0 | 0 | 0 | 0 | 0 | 0
IGCC | 0 | 0 | 0 | 0 | 0 | 0
DemandResponse | 0 | 0 | 0 | 0 | 0 | 0
IGCC-CCS | 0 | 0 | 0 | 0 | 0 | 0
WT_off | 0 | 0 | 0 | 0 | 0 | 0
PseudoUnit | 0 | 0 | 0 | 0 | 0 | 0
FixedInterchange | 0 | 0 | 0 | 0 | 0 | 0
Levelized Retrofit Capital Costs by Reporting Type: AZ_NM_SNV_NucRenew
ReportingType | 2015 | 2020 | 2025 | 2030 | 2035 | 2040
BM | 0 | 0 | 0 | 0 | 0 | 0
CC | 0 | 0 | 0 | 0 | 0 | 0
CSP | 0 | 0 | 0 | 0 | 0 | 0
CT | 0 | 0 | 0 | 0 | 0 | 0
Coal | 0 | 0 | 0 | 0 | 0 | 0
Geo | 0 | 0 | 0 | 0 | 0 | 0
H | 0 | 0 | 0 | 0 | 0 | 0
LFG | 0 | 0 | 0 | 0 | 0 | 0
Nuc | 0 | 0 | 0 | 0 | 0 | 0
PS | 0 | 0 | 0 | 0 | 0 | 0
PV | 0 | 0 | 0 | 0 | 0 | 0
PeakG | 0 | 0 | 0 | 0 | 0 | 0
PeakO | 0 | 0 | 0 | 0 | 0 | 0
ST | 0 | 0 | 0 | 0 | 0 | 0
STOG | 0 | 0 | 0 | 0 | 0 | 0
STWD | 0 | 0 | 0 | 0 | 0 | 0
WT | 0 | 0 | 0 | 0 | 0 | 0
IGCC | 0 | 0 | 0 | 0 | 0 | 0
DemandResponse | 0 | 0 | 0 | 0 | 0 | 0
IGCC-CCS | 0 | 0 | 0 | 0 | 0 | 0
WT_off | 0 | 0 | 0 | 0 | 0 | 0
PseudoUnit | 0 | 0 | 0 | 0 | 0 | 0
FixedInterchange | 0 | 0 | 0 | 0 | 0 | 0
Levelized Retrofit Capital Costs by Reporting Type: ERCOT
ReportingType | 2015 | 2020 | 2025 | 2030 | 2035 | 2040
BM | 0 | 0 | 0 | 0 | 0 | 0
CC | 0 | 0 | 0 | 0 | 0 | 0
CSP | 0 | 0 | 0 | 0 | 0 | 0
CT | 0 | 0 | 0 | 0 | 0 | 0
Coal | 82.51 | 271.76 | 271.76 | 0 | 0 | 0
Geo | 0 | 0 | 0 | 0 | 0 | 0
H | 0 | 0 | 0 | 0 | 0 | 0
LFG | 0 | 0 | 0 | 0 | 0 | 0
Nuc | 0 | 0 | 0 | 0 | 0 | 0
PS | 0 | 0 | 0 | 0 | 0 | 0
PV | 0 | 0 | 0 | 0 | 0 | 0
PeakG | 0 | 0 | 0 | 0 | 0 | 0
PeakO | 0 | 0 | 0 | 0 | 0 | 0
ST | 0 | 0 | 0 | 0 | 0 | 0
STOG | 0 | 0 | 0 | 0 | 0 | 0
STWD | 0 | 0 | 0 | 0 | 0 | 0
WT | 0 | 0 | 0 | 0 | 0 | 0
IGCC | 0 | 0 | 0 | 0 | 0 | 0
DemandResponse | 0 | 0 | 0 | 0 | 0 | 0
IGCC-CCS | 0 | 0 | 0 | 0 | 0 | 0
WT_off | 0 | 0 | 0 | 0 | 0 | 0
PseudoUnit | 0 | 0 | 0 | 0 | 0 | 0
FixedInterchange | 0 | 0 | 0 | 0 | 0 | 0
Levelized Retrofit Capital Costs by Reporting Type: NP15
ReportingType | 2015 | 2020 | 2025 | 2030 | 2035 | 2040
BM | 0 | 0 | 0 | 0 | 0 | 0
CC | 0 | 0 | 0 | 0 | 0 | 0
CSP | 0 | 0 | 0 | 0 | 0 | 0
CT | 0 | 0 | 0 | 0 | 0 | 0
Coal | 0 | 1.66 | 1.66 | 0 | 0 | 0
Geo | 0 | 0 | 0 | 0 | 0 | 0
H | 0 | 0 | 0 | 0 | 0 | 0
LFG | 0 | 0 | 0 | 0 | 0 | 0
Nuc | 0 | 0 | 0 | 0 | 0 | 0
PS | 0 | 0 | 0 | 0 | 0 | 0
PV | 0 | 0 | 0 | 0 | 0 | 0
PeakG | 0 | 0 | 0 | 0 | 0 | 0
PeakO | 0 | 0 | 0 | 0 | 0 | 0
ST | 0 | 0 | 0 | 0 | 0 | 0
STOG | 0 | 0 | 0 | 0 | 0 | 0
STWD | 0 | 0 | 0 | 0 | 0 | 0
WT | 0 | 0 | 0 | 0 | 0 | 0
IGCC | 0 | 0 | 0 | 0 | 0 | 0
DemandResponse | 0 | 0 | 0 | 0 | 0 | 0
IGCC-CCS | 0 | 0 | 0 | 0 | 0 | 0
WT_off | 0 | 0 | 0 | 0 | 0 | 0
PseudoUnit | 0 | 0 | 0 | 0 | 0 | 0
FixedInterchange | 0 | 0 | 0 | 0 | 0 | 0
Levelized Retrofit Capital Costs by Reporting Type: NWPP_Coal
ReportingType | 2015 | 2020 | 2025 | 2030 | 2035 | 2040
BM | 0 | 0 | 0 | 0 | 0 | 0
CC | 0 | 0 | 0 | 0 | 0 | 0
CSP | 0 | 0 | 0 | 0 | 0 | 0
CT | 0 | 0 | 0 | 0 | 0 | 0
Coal | 0 | 173.87 | 173.87 | 0 | 0 | 0
Geo | 0 | 0 | 0 | 0 | 0 | 0
H | 0 | 0 | 0 | 0 | 0 | 0
LFG | 0 | 0 | 0 | 0 | 0 | 0
Nuc | 0 | 0 | 0 | 0 | 0 | 0
PS | 0 | 0 | 0 | 0 | 0 | 0
PV | 0 | 0 | 0 | 0 | 0 | 0
PeakG | 0 | 0 | 0 | 0 | 0 | 0
PeakO | 0 | 0 | 0 | 0 | 0 | 0
ST | 0 | 0 | 0 | 0 | 0 | 0
STOG | 0 | 0 | 0 | 0 | 0 | 0
STWD | 0 | 0 | 0 | 0 | 0 | 0
WT | 0 | 0 | 0 | 0 | 0 | 0
IGCC | 0 | 0 | 0 | 0 | 0 | 0
DemandResponse | 0 | 0 | 0 | 0 | 0 | 0
IGCC-CCS | 0 | 0 | 0 | 0 | 0 | 0
WT_off | 0 | 0 | 0 | 0 | 0 | 0
PseudoUnit | 0 | 0 | 0 | 0 | 0 | 0
FixedInterchange | 0 | 0 | 0 | 0 | 0 | 0
Levelized Retrofit Capital Costs by Reporting Type: NWPP_Gas
ReportingType | 2015 | 2020 | 2025 | 2030 | 2035 | 2040
BM | 0 | 0 | 0 | 0 | 0 | 0
CC | 0 | 0 | 0 | 0 | 0 | 0
CSP | 0 | 0 | 0 | 0 | 0 | 0
CT | 0 | 0 | 0 | 0 | 0 | 0
Coal | 0 | 0 | 0 | 0 | 0 | 0
Geo | 0 | 0 | 0 | 0 | 0 | 0
H | 0 | 0 | 0 | 0 | 0 | 0
LFG | 0 | 0 | 0 | 0 | 0 | 0
Nuc | 0 | 0 | 0 | 0 | 0 | 0
PS | 0 | 0 | 0 | 0 | 0 | 0
PV | 0 | 0 | 0 | 0 | 0 | 0
PeakG | 0 | 0 | 0 | 0 | 0 | 0
PeakO | 0 | 0 | 0 | 0 | 0 | 0
ST | 0 | 0 | 0 | 0 | 0 | 0
STOG | 0 | 0 | 0 | 0 | 0 | 0
STWD | 0 | 0 | 0 | 0 | 0 | 0
WT | 0 | 0 | 0 | 0 | 0 | 0
IGCC | 0 | 0 | 0 | 0 | 0 | 0
DemandResponse | 0 | 0 | 0 | 0 | 0 | 0
IGCC-CCS | 0 | 0 | 0 | 0 | 0 | 0
WT_off | 0 | 0 | 0 | 0 | 0 | 0
PseudoUnit | 0 | 0 | 0 | 0 | 0 | 0
FixedInterchange | 0 | 0 | 0 | 0 | 0 | 0
Levelized Retrofit Capital Costs by Reporting Type: NWPP_NucRenew
ReportingType | 2015 | 2020 | 2025 | 2030 | 2035 | 2040
BM | 0 | 0 | 0 | 0 | 0 | 0
CC | 0 | 0 | 0 | 0 | 0 | 0
CSP | 0 | 0 | 0 | 0 | 0 | 0
CT | 0 | 0 | 0 | 0 | 0 | 0
Coal | 0 | 0 | 0 | 0 | 0 | 0
Geo | 0 | 0 | 0 | 0 | 0 | 0
H | 0 | 0 | 0 | 0 | 0 | 0
LFG | 0 | 0 | 0 | 0 | 0 | 0
Nuc | 0 | 0 | 0 | 0 | 0 | 0
PS | 0 | 0 | 0 | 0 | 0 | 0
PV | 0 | 0 | 0 | 0 | 0 | 0
PeakG | 0 | 0 | 0 | 0 | 0 | 0
PeakO | 0 | 0 | 0 | 0 | 0 | 0
ST | 0 | 0 | 0 | 0 | 0 | 0
STOG | 0 | 0 | 0 | 0 | 0 | 0
STWD | 0 | 0 | 0 | 0 | 0 | 0
WT | 0 | 0 | 0 | 0 | 0 | 0
IGCC | 0 | 0 | 0 | 0 | 0 | 0
DemandResponse | 0 | 0 | 0 | 0 | 0 | 0
IGCC-CCS | 0 | 0 | 0 | 0 | 0 | 0
WT_off | 0 | 0 | 0 | 0 | 0 | 0
PseudoUnit | 0 | 0 | 0 | 0 | 0 | 0
FixedInterchange | 0 | 0 | 0 | 0 | 0 | 0
Levelized Retrofit Capital Costs by Reporting Type: RMPA
ReportingType | 2015 | 2020 | 2025 | 2030 | 2035 | 2040
BM | 0 | 0 | 0 | 0 | 0 | 0
CC | 0 | 0 | 0 | 0 | 0 | 0
CSP | 0 | 0 | 0 | 0 | 0 | 0
CT | 0 | 0 | 0 | 0 | 0 | 0
Coal | 29.1 | 91.53 | 91.53 | 0 | 0 | 0
Geo | 0 | 0 | 0 | 0 | 0 | 0
H | 0 | 0 | 0 | 0 | 0 | 0
LFG | 0 | 0 | 0 | 0 | 0 | 0
Nuc | 0 | 0 | 0 | 0 | 0 | 0
PS | 0 | 0 | 0 | 0 | 0 | 0
PV | 0 | 0 | 0 | 0 | 0 | 0
PeakG | 0 | 0 | 0 | 0 | 0 | 0
PeakO | 0 | 0 | 0 | 0 | 0 | 0
ST | 0 | 0 | 0 | 0 | 0 | 0
STOG | 0 | 0 | 0 | 0 | 0 | 0
STWD | 0 | 0 | 0 | 0 | 0 | 0
WT | 0 | 0 | 0 | 0 | 0 | 0
IGCC | 0 | 0 | 0 | 0 | 0 | 0
DemandResponse | 0 | 0 | 0 | 0 | 0 | 0
IGCC-CCS | 0 | 0 | 0 | 0 | 0 | 0
WT_off | 0 | 0 | 0 | 0 | 0 | 0
PseudoUnit | 0 | 0 | 0 | 0 | 0 | 0
FixedInterchange | 0 | 0 | 0 | 0 | 0 | 0
Levelized Retrofit Capital Costs by Reporting Type: SP15
ReportingType | 2015 | 2020 | 2025 | 2030 | 2035 | 2040
BM | 0 | 0 | 0 | 0 | 0 | 0
CC | 0 | 0 | 0 | 0 | 0 | 0
CSP | 0 | 0 | 0 | 0 | 0 | 0
CT | 0 | 0 | 0 | 0 | 0 | 0
Coal | 0 | 2.92 | 2.92 | 0 | 0 | 0
Geo | 0 | 0 | 0 | 0 | 0 | 0
H | 0 | 0 | 0 | 0 | 0 | 0
LFG | 0 | 0 | 0 | 0 | 0 | 0
Nuc | 0 | 0 | 0 | 0 | 0 | 0
PS | 0 | 0 | 0 | 0 | 0 | 0
PV | 0 | 0 | 0 | 0 | 0 | 0
PeakG | 0 | 0 | 0 | 0 | 0 | 0
PeakO | 0 | 0 | 0 | 0 | 0 | 0
ST | 0 | 0 | 0 | 0 | 0 | 0
STOG | 0 | 0 | 0 | 0 | 0 | 0
STWD | 0 | 0 | 0 | 0 | 0 | 0
WT | 0 | 0 | 0 | 0 | 0 | 0
IGCC | 0 | 0 | 0 | 0 | 0 | 0
DemandResponse | 0 | 0 | 0 | 0 | 0 | 0
IGCC-CCS | 0 | 0 | 0 | 0 | 0 | 0
WT_off | 0 | 0 | 0 | 0 | 0 | 0
PseudoUnit | 0 | 0 | 0 | 0 | 0 | 0
FixedInterchange | 0 | 0 | 0 | 0 | 0 | 0
Levelized Retrofit Capital Costs by Reporting Type: ALB
ReportingType | 2015 | 2020 | 2025 | 2030 | 2035 | 2040
BM | 0 | 0 | 0 | 0 | 0 | 0
CC | 0 | 0 | 0 | 0 | 0 | 0
CSP | 0 | 0 | 0 | 0 | 0 | 0
CT | 0 | 0 | 0 | 0 | 0 | 0
Coal | 0 | 0 | 0 | 0 | 0 | 0
Geo | 0 | 0 | 0 | 0 | 0 | 0
H | 0 | 0 | 0 | 0 | 0 | 0
LFG | 0 | 0 | 0 | 0 | 0 | 0
Nuc | 0 | 0 | 0 | 0 | 0 | 0
PS | 0 | 0 | 0 | 0 | 0 | 0
PV | 0 | 0 | 0 | 0 | 0 | 0
PeakG | 0 | 0 | 0 | 0 | 0 | 0
PeakO | 0 | 0 | 0 | 0 | 0 | 0
ST | 0 | 0 | 0 | 0 | 0 | 0
STOG | 0 | 0 | 0 | 0 | 0 | 0
STWD | 0 | 0 | 0 | 0 | 0 | 0
WT | 0 | 0 | 0 | 0 | 0 | 0
IGCC | 0 | 0 | 0 | 0 | 0 | 0
DemandResponse | 0 | 0 | 0 | 0 | 0 | 0
IGCC-CCS | 0 | 0 | 0 | 0 | 0 | 0
WT_off | 0 | 0 | 0 | 0 | 0 | 0
PseudoUnit | 0 | 0 | 0 | 0 | 0 | 0
FixedInterchange | 0 | 0 | 0 | 0 | 0 | 0
Levelized Retrofit Capital Costs by Reporting Type: BC
ReportingType | 2015 | 2020 | 2025 | 2030 | 2035 | 2040
BM | 0 | 0 | 0 | 0 | 0 | 0
CC | 0 | 0 | 0 | 0 | 0 | 0
CSP | 0 | 0 | 0 | 0 | 0 | 0
CT | 0 | 0 | 0 | 0 | 0 | 0
Coal | 0 | 0 | 0 | 0 | 0 | 0
Geo | 0 | 0 | 0 | 0 | 0 | 0
H | 0 | 0 | 0 | 0 | 0 | 0
LFG | 0 | 0 | 0 | 0 | 0 | 0
Nuc | 0 | 0 | 0 | 0 | 0 | 0
PS | 0 | 0 | 0 | 0 | 0 | 0
PV | 0 | 0 | 0 | 0 | 0 | 0
PeakG | 0 | 0 | 0 | 0 | 0 | 0
PeakO | 0 | 0 | 0 | 0 | 0 | 0
ST | 0 | 0 | 0 | 0 | 0 | 0
STOG | 0 | 0 | 0 | 0 | 0 | 0
STWD | 0 | 0 | 0 | 0 | 0 | 0
WT | 0 | 0 | 0 | 0 | 0 | 0
IGCC | 0 | 0 | 0 | 0 | 0 | 0
DemandResponse | 0 | 0 | 0 | 0 | 0 | 0
IGCC-CCS | 0 | 0 | 0 | 0 | 0 | 0
WT_off | 0 | 0 | 0 | 0 | 0 | 0
PseudoUnit | 0 | 0 | 0 | 0 | 0 | 0
FixedInterchange | 0 | 0 | 0 | 0 | 0 | 0
Levelized Retrofit Capital Costs by Reporting Type: HQ_IESO
ReportingType | 2015 | 2020 | 2025 | 2030 | 2035 | 2040
BM | 0 | 0 | 0 | 0 | 0 | 0
CC | 0 | 0 | 0 | 0 | 0 | 0
CSP | 0 | 0 | 0 | 0 | 0 | 0
CT | 0 | 0 | 0 | 0 | 0 | 0
Coal | 0 | 0 | 0 | 0 | 0 | 0
Geo | 0 | 0 | 0 | 0 | 0 | 0
H | 0 | 0 | 0 | 0 | 0 | 0
LFG | 0 | 0 | 0 | 0 | 0 | 0
Nuc | 0 | 0 | 0 | 0 | 0 | 0
PS | 0 | 0 | 0 | 0 | 0 | 0
PV | 0 | 0 | 0 | 0 | 0 | 0
PeakG | 0 | 0 | 0 | 0 | 0 | 0
PeakO | 0 | 0 | 0 | 0 | 0 | 0
ST | 0 | 0 | 0 | 0 | 0 | 0
STOG | 0 | 0 | 0 | 0 | 0 | 0
STWD | 0 | 0 | 0 | 0 | 0 | 0
WT | 0 | 0 | 0 | 0 | 0 | 0
IGCC | 0 | 0 | 0 | 0 | 0 | 0
DemandResponse | 0 | 0 | 0 | 0 | 0 | 0
IGCC-CCS | 0 | 0 | 0 | 0 | 0 | 0
WT_off | 0 | 0 | 0 | 0 | 0 | 0
PseudoUnit | 0 | 0 | 0 | 0 | 0 | 0
FixedInterchange | 0 | 0 | 0 | 0 | 0 | 0
Levelized Retrofit Capital Costs by Reporting Type: HQ_NEISO
ReportingType | 2015 | 2020 | 2025 | 2030 | 2035 | 2040
BM | 0 | 0 | 0 | 0 | 0 | 0
CC | 0 | 0 | 0 | 0 | 0 | 0
CSP | 0 | 0 | 0 | 0 | 0 | 0
CT | 0 | 0 | 0 | 0 | 0 | 0
Coal | 0 | 0 | 0 | 0 | 0 | 0
Geo | 0 | 0 | 0 | 0 | 0 | 0
H | 0 | 0 | 0 | 0 | 0 | 0
LFG | 0 | 0 | 0 | 0 | 0 | 0
Nuc | 0 | 0 | 0 | 0 | 0 | 0
PS | 0 | 0 | 0 | 0 | 0 | 0
PV | 0 | 0 | 0 | 0 | 0 | 0
PeakG | 0 | 0 | 0 | 0 | 0 | 0
PeakO | 0 | 0 | 0 | 0 | 0 | 0
ST | 0 | 0 | 0 | 0 | 0 | 0
STOG | 0 | 0 | 0 | 0 | 0 | 0
STWD | 0 | 0 | 0 | 0 | 0 | 0
WT | 0 | 0 | 0 | 0 | 0 | 0
IGCC | 0 | 0 | 0 | 0 | 0 | 0
DemandResponse | 0 | 0 | 0 | 0 | 0 | 0
IGCC-CCS | 0 | 0 | 0 | 0 | 0 | 0
WT_off | 0 | 0 | 0 | 0 | 0 | 0
PseudoUnit | 0 | 0 | 0 | 0 | 0 | 0
FixedInterchange | 0 | 0 | 0 | 0 | 0 | 0
Levelized Retrofit Capital Costs by Reporting Type: HQ_NY
ReportingType | 2015 | 2020 | 2025 | 2030 | 2035 | 2040
BM | 0 | 0 | 0 | 0 | 0 | 0
CC | 0 | 0 | 0 | 0 | 0 | 0
CSP | 0 | 0 | 0 | 0 | 0 | 0
CT | 0 | 0 | 0 | 0 | 0 | 0
Coal | 0 | 0 | 0 | 0 | 0 | 0
Geo | 0 | 0 | 0 | 0 | 0 | 0
H | 0 | 0 | 0 | 0 | 0 | 0
LFG | 0 | 0 | 0 | 0 | 0 | 0
Nuc | 0 | 0 | 0 | 0 | 0 | 0
PS | 0 | 0 | 0 | 0 | 0 | 0
PV | 0 | 0 | 0 | 0 | 0 | 0
PeakG | 0 | 0 | 0 | 0 | 0 | 0
PeakO | 0 | 0 | 0 | 0 | 0 | 0
ST | 0 | 0 | 0 | 0 | 0 | 0
STOG | 0 | 0 | 0 | 0 | 0 | 0
STWD | 0 | 0 | 0 | 0 | 0 | 0
WT | 0 | 0 | 0 | 0 | 0 | 0
IGCC | 0 | 0 | 0 | 0 | 0 | 0
DemandResponse | 0 | 0 | 0 | 0 | 0 | 0
IGCC-CCS | 0 | 0 | 0 | 0 | 0 | 0
WT_off | 0 | 0 | 0 | 0 | 0 | 0
PseudoUnit | 0 | 0 | 0 | 0 | 0 | 0
FixedInterchange | 0 | 0 | 0 | 0 | 0 | 0
Levelized Retrofit Capital Costs by Reporting Type: MARITIMES
ReportingType | 2015 | 2020 | 2025 | 2030 | 2035 | 2040
BM | 0 | 0 | 0 | 0 | 0 | 0
CC | 0 | 0 | 0 | 0 | 0 | 0
CSP | 0 | 0 | 0 | 0 | 0 | 0
CT | 0 | 0 | 0 | 0 | 0 | 0
Coal | 0 | 0 | 0 | 0 | 0 | 0
Geo | 0 | 0 | 0 | 0 | 0 | 0
H | 0 | 0 | 0 | 0 | 0 | 0
LFG | 0 | 0 | 0 | 0 | 0 | 0
Nuc | 0 | 0 | 0 | 0 | 0 | 0
PS | 0 | 0 | 0 | 0 | 0 | 0
PV | 0 | 0 | 0 | 0 | 0 | 0
PeakG | 0 | 0 | 0 | 0 | 0 | 0
PeakO | 0 | 0 | 0 | 0 | 0 | 0
ST | 0 | 0 | 0 | 0 | 0 | 0
STOG | 0 | 0 | 0 | 0 | 0 | 0
STWD | 0 | 0 | 0 | 0 | 0 | 0
WT | 0 | 0 | 0 | 0 | 0 | 0
IGCC | 0 | 0 | 0 | 0 | 0 | 0
DemandResponse | 0 | 0 | 0 | 0 | 0 | 0
IGCC-CCS | 0 | 0 | 0 | 0 | 0 | 0
WT_off | 0 | 0 | 0 | 0 | 0 | 0
PseudoUnit | 0 | 0 | 0 | 0 | 0 | 0
FixedInterchange | 0 | 0 | 0 | 0 | 0 | 0
Levelized Retrofit Capital Costs by Reporting Type: All
ReportingType | 2015 | 2020 | 2025 | 2030 | 2035 | 2040
BM | 0 | 0 | 0 | 0 | 0 | 0
CC | 0 | 0 | 0 | 0 | 0 | 0
CSP | 0 | 0 | 0 | 0 | 0 | 0
CT | 0 | 0 | 0 | 0 | 0 | 0
Coal | 1184.41 | 5460.43 | 4626.76 | 0 | 0 | 0
Geo | 0 | 0 | 0 | 0 | 0 | 0
H | 0 | 0 | 0 | 0 | 0 | 0
LFG | 0 | 0 | 0 | 0 | 0 | 0
Nuc | 0 | 0 | 0 | 0 | 0 | 0
PS | 0 | 0 | 0 | 0 | 0 | 0
PV | 0 | 0 | 0 | 0 | 0 | 0
PeakG | 0 | 0 | 0 | 0 | 0 | 0
PeakO | 0 | 0 | 0 | 0 | 0 | 0
ST | 0 | 0 | 0 | 0 | 0 | 0
STOG | 0 | 0 | 0 | 0 | 0 | 0
STWD | 0 | 0 | 0 | 0 | 0 | 0
WT | 0 | 0 | 0 | 0 | 0 | 0
IGCC | 0 | 0 | 0 | 0 | 0 | 0
DemandResponse | 0 | 0 | 0 | 0 | 0 | 0
IGCC-CCS | 0 | 0 | 0 | 0 | 0 | 0
WT_off | 0 | 0 | 0 | 0 | 0 | 0
PseudoUnit | 0 | 0 | 0 | 0 | 0 | 0
FixedInterchange | 0 | 0 | 0 | 0 | 0 | 0
Levelized Retrofit Capital Costs by Reporting Type: EI_US
ReportingType | 2015 | 2020 | 2025 | 2030 | 2035 | 2040
BM | 0 | 0 | 0 | 0 | 0 | 0
CC | 0 | 0 | 0 | 0 | 0 | 0
CSP | 0 | 0 | 0 | 0 | 0 | 0
CT | 0 | 0 | 0 | 0 | 0 | 0
Coal | 1023.13 | 4796.69 | 3995.94 | 0 | 0 | 0
Geo | 0 | 0 | 0 | 0 | 0 | 0
H | 0 | 0 | 0 | 0 | 0 | 0
LFG | 0 | 0 | 0 | 0 | 0 | 0
Nuc | 0 | 0 | 0 | 0 | 0 | 0
PS | 0 | 0 | 0 | 0 | 0 | 0
PV | 0 | 0 | 0 | 0 | 0 | 0
PeakG | 0 | 0 | 0 | 0 | 0 | 0
PeakO | 0 | 0 | 0 | 0 | 0 | 0
ST | 0 | 0 | 0 | 0 | 0 | 0
STOG | 0 | 0 | 0 | 0 | 0 | 0
STWD | 0 | 0 | 0 | 0 | 0 | 0
WT | 0 | 0 | 0 | 0 | 0 | 0
IGCC | 0 | 0 | 0 | 0 | 0 | 0
DemandResponse | 0 | 0 | 0 | 0 | 0 | 0
IGCC-CCS | 0 | 0 | 0 | 0 | 0 | 0
WT_off | 0 | 0 | 0 | 0 | 0 | 0
PseudoUnit | 0 | 0 | 0 | 0 | 0 | 0
FixedInterchange | 0 | 0 | 0 | 0 | 0 | 0
Levelized Retrofit Capital Costs by Reporting Type: EI_Canada
ReportingType | 2015 | 2020 | 2025 | 2030 | 2035 | 2040
BM | 0 | 0 | 0 | 0 | 0 | 0
CC | 0 | 0 | 0 | 0 | 0 | 0
CSP | 0 | 0 | 0 | 0 | 0 | 0
CT | 0 | 0 | 0 | 0 | 0 | 0
Coal | 0 | 0 | 0 | 0 | 0 | 0
Geo | 0 | 0 | 0 | 0 | 0 | 0
H | 0 | 0 | 0 | 0 | 0 | 0
LFG | 0 | 0 | 0 | 0 | 0 | 0
Nuc | 0 | 0 | 0 | 0 | 0 | 0
PS | 0 | 0 | 0 | 0 | 0 | 0
PV | 0 | 0 | 0 | 0 | 0 | 0
PeakG | 0 | 0 | 0 | 0 | 0 | 0
PeakO | 0 | 0 | 0 | 0 | 0 | 0
ST | 0 | 0 | 0 | 0 | 0 | 0
STOG | 0 | 0 | 0 | 0 | 0 | 0
STWD | 0 | 0 | 0 | 0 | 0 | 0
WT | 0 | 0 | 0 | 0 | 0 | 0
IGCC | 0 | 0 | 0 | 0 | 0 | 0
DemandResponse | 0 | 0 | 0 | 0 | 0 | 0
IGCC-CCS | 0 | 0 | 0 | 0 | 0 | 0
WT_off | 0 | 0 | 0 | 0 | 0 | 0
PseudoUnit | 0 | 0 | 0 | 0 | 0 | 0
FixedInterchange | 0 | 0 | 0 | 0 | 0 | 0
Levelized Retrofit Capital Costs by Reporting Type: EI
ReportingType | 2015 | 2020 | 2025 | 2030 | 2035 | 2040
BM | 0 | 0 | 0 | 0 | 0 | 0
CC | 0 | 0 | 0 | 0 | 0 | 0
CSP | 0 | 0 | 0 | 0 | 0 | 0
CT | 0 | 0 | 0 | 0 | 0 | 0
Coal | 1023.13 | 4796.69 | 3995.94 | 0 | 0 | 0
Geo | 0 | 0 | 0 | 0 | 0 | 0
H | 0 | 0 | 0 | 0 | 0 | 0
LFG | 0 | 0 | 0 | 0 | 0 | 0
Nuc | 0 | 0 | 0 | 0 | 0 | 0
PS | 0 | 0 | 0 | 0 | 0 | 0
PV | 0 | 0 | 0 | 0 | 0 | 0
PeakG | 0 | 0 | 0 | 0 | 0 | 0
PeakO | 0 | 0 | 0 | 0 | 0 | 0
ST | 0 | 0 | 0 | 0 | 0 | 0
STOG | 0 | 0 | 0 | 0 | 0 | 0
STWD | 0 | 0 | 0 | 0 | 0 | 0
WT | 0 | 0 | 0 | 0 | 0 | 0
IGCC | 0 | 0 | 0 | 0 | 0 | 0
DemandResponse | 0 | 0 | 0 | 0 | 0 | 0
IGCC-CCS | 0 | 0 | 0 | 0 | 0 | 0
WT_off | 0 | 0 | 0 | 0 | 0 | 0
PseudoUnit | 0 | 0 | 0 | 0 | 0 | 0
FixedInterchange | 0 | 0 | 0 | 0 | 0 | 0
Levelized Retrofit Capital Costs by Reporting Type: Outside_EI
ReportingType | 2015 | 2020 | 2025 | 2030 | 2035 | 2040
BM | 0 | 0 | 0 | 0 | 0 | 0
CC | 0 | 0 | 0 | 0 | 0 | 0
CSP | 0 | 0 | 0 | 0 | 0 | 0
CT | 0 | 0 | 0 | 0 | 0 | 0
Coal | 161.28 | 663.75 | 630.81 | 0 | 0 | 0
Geo | 0 | 0 | 0 | 0 | 0 | 0
H | 0 | 0 | 0 | 0 | 0 | 0
LFG | 0 | 0 | 0 | 0 | 0 | 0
Nuc | 0 | 0 | 0 | 0 | 0 | 0
PS | 0 | 0 | 0 | 0 | 0 | 0
PV | 0 | 0 | 0 | 0 | 0 | 0
PeakG | 0 | 0 | 0 | 0 | 0 | 0
PeakO | 0 | 0 | 0 | 0 | 0 | 0
ST | 0 | 0 | 0 | 0 | 0 | 0
STOG | 0 | 0 | 0 | 0 | 0 | 0
STWD | 0 | 0 | 0 | 0 | 0 | 0
WT | 0 | 0 | 0 | 0 | 0 | 0
IGCC | 0 | 0 | 0 | 0 | 0 | 0
DemandResponse | 0 | 0 | 0 | 0 | 0 | 0
IGCC-CCS | 0 | 0 | 0 | 0 | 0 | 0
WT_off | 0 | 0 | 0 | 0 | 0 | 0
PseudoUnit | 0 | 0 | 0 | 0 | 0 | 0
FixedInterchange | 0 | 0 | 0 | 0 | 0 | 0
#14 | Total Costs ($million)
Total Costs by Reporting Type: Entergy
ReportingType | 2015 | 2020 | 2025 | 2030 | 2035 | 2040
BM | 0 | 0 | 0 | 0 | 0 | 0
CC | 2791.63 | 3959.88 | 4127.07 | 4475 | 5126.25 | 4834.39
CSP | 0 | 0 | 0 | 0 | 0 | 0
CT | 0 | 0 | 0 | 0 | 0 | 0
Coal | 2405.97 | 2851.74 | 3102.7 | 2922.67 | 3058.53 | 4857.07
Geo | 0 | 0 | 0 | 0 | 0 | 0
H | 10.6 | 10.6 | 10.6 | 10.6 | 10.6 | 10.6
LFG | 0.97 | 0.97 | 34.17 | 34.17 | 34.17 | 34.17
Nuc | 1329.46 | 1353.81 | 1362.51 | 1370.82 | 1151.05 | 1391
PS | 1.4 | 1.4 | 1.4 | 1.4 | 1.4 | 1.4
PV | 0.11 | 22.8 | 34.22 | 35.23 | 35.97 | 15.84
PeakG | 47.54 | 70.29 | 54.06 | 67.94 | 69.9 | 70.27
PeakO | 4.42 | 5.87 | 5.08 | 5.22 | 5.22 | 5.22
ST | 0 | 0 | 0 | 0 | 0 | 0
STOG | 197 | 248.27 | 231.28 | 235.56 | 244.33 | 253.77
STWD | 6.6 | 8.26 | 6.73 | 6.73 | 8.23 | 13.42
WT | 3.67 | 3.67 | 3.67 | 3.67 | 3.67 | 3.67
IGCC | 0 | 0 | 0 | 0 | 0 | 0
DemandResponse | 0 | 0 | 0 | 0 | 0 | 0
IGCC-CCS | 0 | 0 | 0 | 0 | 0 | 0
WT_off | 0 | 0 | 0 | 0 | 0 | 0
PseudoUnit | 0 | 0 | 0 | 0 | 0 | 0
FixedInterchange | 0 | 0 | 0 | 0 | 0 | 0
Total Costs by Reporting Type: FRCC
ReportingType | 2015 | 2020 | 2025 | 2030 | 2035 | 2040
BM | 0 | 0 | 0 | 0 | 0 | 0
CC | 7550.8 | 7775.72 | 8463.16 | 10194.65 | 13963.7 | 14760.47
CSP | 0 | 0 | 0 | 0 | 0 | 0
CT | 247.63 | 266.12 | 292.1 | 297.83 | 98.15 | 82.71
Coal | 2888.32 | 3009.13 | 3154.22 | 3217.12 | 3279.64 | 3360.79
Geo | 0 | 0 | 0 | 0 | 0 | 0
H | 0.78 | 0.78 | 0.78 | 0.78 | 0.78 | 0.78
LFG | 58.68 | 58.68 | 120.69 | 120.69 | 120.69 | 120.69
Nuc | 985.98 | 3151 | 3842.48 | 3854.79 | 3892.14 | 4225.44
PS | 0 | 0 | 0 | 0 | 0 | 0
PV | 0.75 | 0.75 | 0.75 | 0.75 | 0.75 | 0.75
PeakG | 180.55 | 251.96 | 215.55 | 252.09 | 241.54 | 251.8
PeakO | 64.61 | 83.43 | 68.43 | 68.43 | 68.43 | 68.43
ST | 0 | 0 | 0 | 0 | 0 | 0
STOG | 397.62 | 453.87 | 440.23 | 457.11 | 414.73 | 380.96
STWD | 6.25 | 13.3 | 12.41 | 16.42 | 16.42 | 23.1
WT | 0 | 0 | 0 | 0 | 0 | 0
IGCC | 0 | 0 | 0 | 0 | 0 | 0
DemandResponse | 0 | 0 | 0 | 0 | 0 | 0
IGCC-CCS | 0 | 0 | 0 | 0 | 0 | 0
WT_off | 0 | 0 | 0 | 0 | 0 | 0
PseudoUnit | 0 | 0 | 0 | 0 | 0 | 0
FixedInterchange | 0 | 0 | 0 | 0 | 0 | 0
Total Costs by Reporting Type: MAPP_US
ReportingType | 2015 | 2020 | 2025 | 2030 | 2035 | 2040
BM | 0 | 0 | 0 | 0 | 0 | 0
CC | 19.2 | 22.8 | 17.51 | 18.43 | 20.29 | 22.68
CSP | 0 | 0 | 0 | 0 | 0 | 0
CT | 27.96 | 27.96 | 27.96 | 54.58 | 29.39 | 29.39
Coal | 713.12 | 693.47 | 676.26 | 656.35 | 874.94 | 1081.74
Geo | 3.95 | 3.95 | 3.95 | 3.95 | 3.95 | 3.95
H | 31.14 | 31.14 | 31.14 | 31.14 | 31.14 | 31.14
LFG | 0.24 | 0.24 | 22.22 | 22.22 | 22.22 | 22.22
Nuc | 0.01 | 0.01 | 0.01 | 0.01 | 0.01 | 0.01
PS | 0 | 0 | 0 | 0 | 0 | 0
PV | 0 | 0 | 0 | 0 | 0 | 0
PeakG | 13.89 | 24.34 | 19.9 | 22.36 | 20.86 | 21.08
PeakO | 2.27 | 3.74 | 3 | 3 | 3 | 3
ST | 0 | 0 | 0 | 0 | 0 | 0
STOG | 0 | 0 | 0 | 0 | 0 | 0
STWD | 0 | 0 | 0 | 0 | 0 | 0
WT | 147.25 | 286.6 | 304.73 | 293.12 | 264.18 | 162.64
IGCC | 0 | 0 | 0 | 0 | 0 | 0
DemandResponse | 0 | 0 | 0 | 0 | 0 | 0
IGCC-CCS | 0 | 0 | 0 | 0 | 0 | 0
WT_off | 0 | 0 | 0 | 0 | 0 | 0
PseudoUnit | 0 | 0 | 0 | 0 | 0 | 0
FixedInterchange | 0 | 0 | 0 | 0 | 0 | 0
Total Costs by Reporting Type: MISO_IN
ReportingType | 2015 | 2020 | 2025 | 2030 | 2035 | 2040
BM | 0 | 0 | 0 | 0 | 0 | 0
CC | 189.28 | 313.82 | 220.03 | 216.1 | 279.78 | 288.02
CSP | 0 | 0 | 0 | 0 | 0 | 0
CT | 0 | 0 | 0 | 0 | 0 | 0
Coal | 3494.41 | 4111.99 | 4229.09 | 4415.25 | 4695.79 | 4953.15
Geo | 0 | 0 | 0 | 0 | 0 | 0
H | 1.07 | 1.07 | 1.07 | 1.07 | 1.07 | 1.07
LFG | 4.47 | 4.47 | 4.47 | 30.11 | 30.11 | 30.11
Nuc | 0.01 | 0.01 | 0.01 | 0.01 | 0.01 | 0.01
PS | 0 | 0 | 0 | 0 | 0 | 0
PV | 0 | 91.97 | 143.77 | 145.43 | 150.78 | 67.02
PeakG | 52.37 | 78.62 | 60.75 | 80.48 | 81.23 | 82.02
PeakO | 10.59 | 13.5 | 10.82 | 10.82 | 10.82 | 10.82
ST | 0 | 0 | 0 | 0 | 0 | 0
STOG | 13.81 | 17.73 | 16.02 | 16.38 | 16.83 | 17.31
STWD | 0 | 0 | 0 | 0 | 0 | 0
WT | 18.33 | 18.33 | 18.33 | 18.33 | 18.33 | 18.33
IGCC | 366.62 | 367.4 | 368.47 | 374.22 | 375.86 | 380.79
DemandResponse | 0 | 0 | 0 | 0 | 0 | 0
IGCC-CCS | 0 | 0 | 0 | 0 | 0 | 0
WT_off | 0 | 0 | 0 | 0 | 0 | 0
PseudoUnit | 0 | 0 | 0 | 0 | 0 | 0
FixedInterchange | 0 | 0 | 0 | 0 | 0 | 0
Total Costs by Reporting Type: MISO_MI
ReportingType | 2015 | 2020 | 2025 | 2030 | 2035 | 2040
BM | 0 | 0 | 0 | 0 | 0 | 0
CC | 563.25 | 696.36 | 589.76 | 578.82 | 690.68 | 595.73
CSP | 0 | 0 | 0 | 0 | 0 | 0
CT | 0 | 0 | 0 | 0 | 0 | 0
Coal | 2304.62 | 2603.8 | 2694.59 | 2560.18 | 2692.28 | 2826.64
Geo | 0 | 0 | 0 | 0 | 0 | 0
H | 2.01 | 2.01 | 2.01 | 2.01 | 2.01 | 2.01
LFG | 19.68 | 73.47 | 73.47 | 73.47 | 73.47 | 39.18
Nuc | 488.83 | 491.93 | 1471.65 | 1476.96 | 1269.04 | 1491.65
PS | 44.44 | 44.44 | 44.44 | 44.44 | 44.44 | 44.44
PV | 0 | 0 | 0 | 0 | 0 | 0
PeakG | 62.97 | 93.11 | 79.15 | 91.56 | 92.61 | 91.05
PeakO | 15.67 | 19.97 | 16.01 | 16.01 | 16.01 | 16.01
ST | 0 | 0 | 0 | 0 | 0 | 0
STOG | 140.77 | 171.78 | 157.29 | 166.57 | 150.23 | 152.83
STWD | 16.63 | 56.19 | 17.66 | 65.95 | 60.77 | 60.77
WT | 542.69 | 542.69 | 687.07 | 690.45 | 251.31 | 308.77
IGCC | 0 | 0 | 0 | 0 | 0 | 0
DemandResponse | 0 | 0 | 0 | 0 | 0 | 0
IGCC-CCS | 0 | 0 | 0 | 0 | 0 | 0
WT_off | 0 | 0 | 0 | 0 | 0 | 0
PseudoUnit | 0 | 0 | 0 | 0 | 0 | 0
FixedInterchange | 0 | 0 | 0 | 0 | 0 | 0
Total Costs by Reporting Type: MISO_MO-IL
ReportingType | 2015 | 2020 | 2025 | 2030 | 2035 | 2040
BM | 0 | 0 | 0 | 0 | 0 | 0
CC | 128.79 | 193.82 | 137.83 | 124.21 | 170.77 | 109.32
CSP | 0 | 0 | 0 | 0 | 0 | 0
CT | 0 | 0 | 0 | 0 | 0 | 0
Coal | 4379.84 | 4637.61 | 4902.14 | 5115.58 | 5445.7 | 5573.96
Geo | 0 | 0 | 0 | 0 | 0 | 0
H | 5.01 | 5.01 | 5.01 | 5.01 | 5.01 | 5.01
LFG | 2.17 | 2.17 | 76.11 | 76.11 | 76.11 | 76.11
Nuc | 536.69 | 557.4 | 567.34 | 570.65 | 570.65 | 570.65
PS | 10.45 | 10.45 | 10.45 | 10.45 | 10.45 | 10.45
PV | 0 | 0 | 0 | 0 | 0 | 0
PeakG | 85.93 | 123.64 | 93.99 | 118.11 | 144.92 | 147.68
PeakO | 21.48 | 28.65 | 22.96 | 22.96 | 22.96 | 22.96
ST | 0 | 0 | 0 | 0 | 0 | 0
STOG | 29.23 | 34.32 | 30.35 | 30.78 | 27.95 | 28.12
STWD | 0 | 0 | 0 | 0 | 0 | 0
WT | 89.9 | 89.9 | 89.9 | 89.9 | 21.38 | 21.38
IGCC | 0 | 0 | 0 | 0 | 0 | 0
DemandResponse | 0 | 0 | 0 | 0 | 0 | 0
IGCC-CCS | 0 | 0 | 0 | 0 | 0 | 0
WT_off | 0 | 0 | 0 | 0 | 0 | 0
PseudoUnit | 0 | 0 | 0 | 0 | 0 | 0
FixedInterchange | 0 | 0 | 0 | 0 | 0 | 0
Total Costs by Reporting Type: MISO_W
ReportingType | 2015 | 2020 | 2025 | 2030 | 2035 | 2040
BM | 0 | 0 | 0 | 0 | 0 | 0
CC | 447.73 | 444.45 | 334.87 | 331.2 | 409.16 | 324.94
CSP | 0 | 0 | 0 | 0 | 0 | 0
CT | 0 | 0 | 0 | 0 | 0 | 0
Coal | 3006.66 | 3253.69 | 3284.75 | 3088.96 | 6189.06 | 8784.96
Geo | 0 | 0 | 0 | 0 | 0 | 0
H | 7.08 | 7.08 | 7.08 | 7.08 | 7.08 | 7.08
LFG | 24.75 | 24.75 | 48.33 | 48.33 | 48.33 | 48.33
Nuc | 563.52 | 566.76 | 576.91 | 796.32 | 0.05 | 0.05
PS | 0 | 0 | 0 | 0 | 0 | 0
PV | 0 | 0 | 0 | 0 | 0 | 0
PeakG | 94.61 | 129.98 | 97.07 | 112.25 | 116.57 | 117.38
PeakO | 56.38 | 79.08 | 64.57 | 64.57 | 64.57 | 64.57
ST | 0 | 0 | 0 | 0 | 0 | 0
STOG | 7.82 | 9.24 | 7.79 | 7.8 | 7.78 | 7.68
STWD | 10.03 | 22.24 | 14.76 | 19.08 | 19.98 | 19.98
WT | 927.86 | 1447.9 | 2190.51 | 2296.8 | 1858.27 | 1519.13
IGCC | 0 | 0 | 0 | 0 | 0 | 0
DemandResponse | 0 | 0 | 0 | 0 | 0 | 0
IGCC-CCS | 0 | 0 | 0 | 0 | 0 | 0
WT_off | 0 | 0 | 0 | 0 | 0 | 0
PseudoUnit | 0 | 0 | 0 | 0 | 0 | 0
FixedInterchange | 0 | 0 | 0 | 0 | 0 | 0
Total Costs by Reporting Type: MISO_WUMS
ReportingType | 2015 | 2020 | 2025 | 2030 | 2035 | 2040
BM | 0 | 0 | 0 | 0 | 0 | 0
CC | 585.14 | 1441.75 | 1304.57 | 1791.39 | 1854.27 | 1806.32
CSP | 0 | 0 | 0 | 0 | 0 | 0
CT | 0 | 215.19 | 244.72 | 626.2 | 1036.98 | 879.78
Coal | 1542.82 | 1732.04 | 1751.3 | 1924.49 | 2013.11 | 2077.47
Geo | 0 | 0 | 0 | 0 | 0 | 0
H | 4.79 | 5.15 | 5.15 | 5.15 | 5.15 | 5.15
LFG | 8.57 | 11 | 79.19 | 79.19 | 79.19 | 77.68
Nuc | 419.03 | 444.73 | 429.21 | 676.73 | 0.05 | 0.05
PS | 0 | 0 | 0 | 0 | 0 | 0
PV | 0 | 0 | 0 | 0 | 0 | 0
PeakG | 58.92 | 87.76 | 71.8 | 85.01 | 79.98 | 80.22
PeakO | 13.52 | 17.78 | 14.69 | 14.69 | 14.69 | 14.69
ST | 0 | 0 | 0 | 0 | 0 | 0
STOG | 13.34 | 15.63 | 13.56 | 13.46 | 13.6 | 13.39
STWD | 3.37 | 5.97 | 5.19 | 6.86 | 7.21 | 7.21
WT | 264.78 | 264.78 | 264.78 | 264.78 | 46.41 | 46.41
IGCC | 0 | 0 | 0 | 0 | 0 | 0
DemandResponse | 0 | 0 | 0 | 0 | 0 | 0
IGCC-CCS | 0 | 0 | 0 | 0 | 0 | 0
WT_off | 0 | 0 | 0 | 0 | 0 | 0
PseudoUnit | 0 | 0 | 0 | 0 | 0 | 0
FixedInterchange | 0 | 0 | 0 | 0 | 0 | 0
Total Costs by Reporting Type: Nebraska
ReportingType | 2015 | 2020 | 2025 | 2030 | 2035 | 2040
BM | 0 | 0 | 0 | 0 | 0 | 0
CC | 35.34 | 32.52 | 32 | 30.66 | 27.96 | 29.41
CSP | 0 | 0 | 0 | 0 | 0 | 0
CT | 0 | 0 | 0 | 0 | 0 | 0
Coal | 912.29 | 1250.79 | 1261.29 | 1500.49 | 1943.64 | 3390.09
Geo | 0 | 0 | 0 | 0 | 0 | 0
H | 2.38 | 2.38 | 2.38 | 2.38 | 2.38 | 2.38
LFG | 0.72 | 0.72 | 23.23 | 23.23 | 23.23 | 23.23
Nuc | 314.25 | 333.5 | 321.9 | 382.03 | 0.09 | 0.09
PS | 0 | 0 | 0 | 0 | 0 | 0
PV | 0 | 0 | 0 | 0 | 0 | 0
PeakG | 25.75 | 45.87 | 40.83 | 33.11 | 31.37 | 31.37
PeakO | 9.57 | 12.19 | 9.77 | 9.77 | 9.77 | 9.77
ST | 0 | 0 | 0 | 0 | 0 | 0
STOG | 0 | 0 | 0 | 0 | 0 | 0
STWD | 0 | 0 | 0 | 0 | 0 | 0
WT | 54.91 | 394.24 | 394.24 | 384.73 | 349.87 | 51.09
IGCC | 0 | 0 | 0 | 0 | 0 | 0
DemandResponse | 0 | 0 | 0 | 0 | 0 | 0
IGCC-CCS | 0 | 0 | 0 | 0 | 0 | 0
WT_off | 0 | 0 | 0 | 0 | 0 | 0
PseudoUnit | 0 | 0 | 0 | 0 | 0 | 0
FixedInterchange | 0 | 0 | 0 | 0 | 0 | 0
Total Costs by Reporting Type: NEISO
ReportingType | 2015 | 2020 | 2025 | 2030 | 2035 | 2040
BM | 279.31 | 237.82 | 184.84 | 228.68 | 190.3 | 194.75
CC | 1937.42 | 1876.78 | 1907.13 | 2309.49 | 3176.17 | 3604.8
CSP | 0 | 0 | 0 | 0 | 0 | 0
CT | 32.24 | 32.88 | 32.91 | 32.1 | 48.52 | 174.48
Coal | 57.57 | 29.15 | 0 | 0 | 0 | 0
Geo | 0 | 0 | 0 | 0 | 0 | 0
H | 46.4 | 46.4 | 46.4 | 46.4 | 47.43 | 47.43
LFG | 80.87 | 104.06 | 104.06 | 104.06 | 93.42 | 78.71
Nuc | 1147.24 | 1218.29 | 1174.07 | 1180.82 | 853.14 | 1126.92
PS | 39.74 | 39.74 | 39.74 | 39.74 | 39.74 | 39.74
PV | 0.03 | 121.62 | 121.62 | 122.07 | 122.07 | 5.72
PeakG | 20.5 | 31.76 | 23 | 34.33 | 42.48 | 56.61
PeakO | 0 | 0 | 0 | 0 | 0 | 0
ST | 0 | 0 | 0 | 0 | 0 | 0
STOG | 0 | 0 | 0 | 0 | 0 | 0
STWD | 337.56 | 134.02 | 27.88 | 129.88 | 122.7 | 117.4
WT | 67.94 | 781.85 | 1222.67 | 1308.01 | 1260.81 | 626.59
IGCC | 0 | 0 | 0 | 0 | 0 | 0
DemandResponse | 0 | 0 | 0 | 0 | 0 | 0
IGCC-CCS | 0 | 0 | 0 | 0 | 0 | 0
WT_off | 308.22 | 308.22 | 308.22 | 308.22 | 0 | 0
PseudoUnit | 0 | 0 | 0 | 0 | 0 | 0
FixedInterchange | 0 | 0 | 0 | 0 | 0 | 0
Total Costs by Reporting Type: NonRTO_Midwest
ReportingType | 2015 | 2020 | 2025 | 2030 | 2035 | 2040
BM | 0 | 0 | 0 | 0 | 0 | 0
CC | 0 | 0 | 0 | 201.79 | 297.39 | 427.22
CSP | 0 | 0 | 0 | 0 | 0 | 0
CT | 0 | 15.59 | 16.87 | 27.48 | 29.36 | 28.66
Coal | 2833.58 | 3140.13 | 3048.42 | 3159.04 | 3352.39 | 3562.95
Geo | 0 | 0 | 0 | 0 | 0 | 0
H | 2.04 | 2.04 | 2.04 | 2.04 | 2.04 | 2.04
LFG | 1.69 | 1.69 | 26.61 | 51.19 | 51.19 | 51.19
Nuc | 0.01 | 0.01 | 0.01 | 0.01 | 0.01 | 0.01
PS | 0 | 0 | 0 | 0 | 0 | 0
PV | 0 | 0 | 0 | 0 | 0 | 0
PeakG | 60.53 | 88.8 | 74.45 | 88.88 | 100.48 | 101.98
PeakO | 0.35 | 0.45 | 0.36 | 0.36 | 0.36 | 0.36
ST | 0 | 0 | 0 | 0 | 0 | 0
STOG | 0 | 0 | 0 | 0 | 0 | 0
STWD | 0 | 0 | 0 | 0 | 0 | 0
WT | 2.26 | 2.26 | 2.26 | 2.26 | 2.26 | 2.26
IGCC | 0 | 0 | 0 | 0 | 0 | 0
DemandResponse | 0 | 0 | 0 | 0 | 0 | 0
IGCC-CCS | 0 | 0 | 0 | 0 | 0 | 0
WT_off | 0 | 0 | 0 | 0 | 0 | 0
PseudoUnit | 0 | 0 | 0 | 0 | 0 | 0
FixedInterchange | 0 | 0 | 0 | 0 | 0 | 0
Total Costs by Reporting Type: NYISO_A-F
ReportingType | 2015 | 2020 | 2025 | 2030 | 2035 | 2040
BM | 0 | 0 | 0 | 0 | 0 | 0
CC | 524.1 | 684.31 | 689.61 | 877.56 | 998.88 | 1034.63
CSP | 0 | 0 | 0 | 0 | 0 | 0
CT | 0 | 0 | 0 | 0 | 0 | 0
Coal | 0 | 0 | 0 | 0 | 0 | 0
Geo | 0 | 0 | 0 | 0 | 0 | 0
H | 62.6 | 62.6 | 62.6 | 62.6 | 62.6 | 62.6
LFG | 22.17 | 22.17 | 26.73 | 44 | 42.66 | 42.66
Nuc | 794.34 | 818.82 | 813.2 | 659.01 | 700.64 | 586.07
PS | 33.52 | 33.52 | 33.52 | 33.52 | 33.52 | 33.52
PV | 0 | 0 | 0 | 0 | 0 | 0
PeakG | 3.8 | 5.95 | 5.73 | 5.76 | 6.8 | 8.31
PeakO | 1.14 | 1.46 | 1.17 | 1.17 | 1.17 | 1.17
ST | 0 | 0 | 0 | 0 | 0 | 0
STOG | 0 | 0 | 0 | 0 | 0 | 0
STWD | 2.76 | 3.45 | 2.81 | 2.81 | 2.88 | 3.04
WT | 684.71 | 860.89 | 860.89 | 860.89 | 289.71 | 133.48
IGCC | 0 | 0 | 0 | 0 | 0 | 0
DemandResponse | 0 | 0 | 0 | 0 | 0 | 0
IGCC-CCS | 0 | 0 | 0 | 0 | 0 | 0
WT_off | 0 | 0 | 0 | 0 | 0 | 0
PseudoUnit | 0 | 0 | 0 | 0 | 0 | 0
FixedInterchange | 0 | 0 | 0 | 0 | 0 | 0
Total Costs by Reporting Type: NYISO_G-I
ReportingType | 2015 | 2020 | 2025 | 2030 | 2035 | 2040
BM | 0 | 0 | 0 | 0 | 0 | 0
CC | 152.37 | 313.74 | 359.19 | 395.05 | 1956.67 | 2842.05
CSP | 0 | 0 | 0 | 0 | 0 | 0
CT | 0 | 0 | 0 | 0 | 0 | 0
Coal | 0 | 0 | 0 | 0 | 0 | 0
Geo | 0 | 0 | 0 | 0 | 0 | 0
H | 0.46 | 0.46 | 0.46 | 0.46 | 0.46 | 0.46
LFG | 7.73 | 7.73 | 31.62 | 31.62 | 31.62 | 31.62
Nuc | 506.74 | 538.06 | 518.7 | 521.7 | 524.97 | 0.19
PS | 0 | 0 | 0 | 0 | 0 | 0
PV | 0 | 0 | 0 | 0 | 0 | 0
PeakG | 1.52 | 2.04 | 1.56 | 1.57 | 1.57 | 1.58
PeakO | 2.55 | 3.25 | 2.61 | 2.61 | 2.61 | 2.61
ST | 0 | 0 | 0 | 0 | 0 | 0
STOG | 0 | 0 | 0 | 0 | 0 | 0
STWD | 0 | 0 | 0 | 0 | 0 | 0
WT | 0 | 14.4 | 14.4 | 14.4 | 14.4 | 1.69
IGCC | 0 | 0 | 0 | 0 | 0 | 0
DemandResponse | 0 | 0 | 0 | 0 | 0 | 0
IGCC-CCS | 0 | 0 | 0 | 0 | 0 | 0
WT_off | 0 | 0 | 0 | 0 | 0 | 0
PseudoUnit | 0 | 0 | 0 | 0 | 0 | 0
FixedInterchange | 0 | 0 | 0 | 0 | 0 | 0
Total Costs by Reporting Type: NYISO_J-K
ReportingType | 2015 | 2020 | 2025 | 2030 | 2035 | 2040
BM | 0 | 0 | 0 | 0 | 0 | 0
CC | 1056.15 | 1385.04 | 1423.75 | 1548.44 | 1751.42 | 1617.29
CSP | 0 | 0 | 0 | 0 | 0 | 0
CT | 0 | 0 | 76.32 | 243.39 | 276.38 | 469.67
Coal | 0 | 0 | 0 | 0 | 0 | 0
Geo | 0 | 0 | 0 | 0 | 0 | 0
H | 0 | 0 | 0 | 0 | 0 | 0
LFG | 14.97 | 14.97 | 14.97 | 44.49 | 44.49 | 44.49
Nuc | 0.01 | 0.01 | 0.01 | 0.01 | 0.01 | 0.01
PS | 0 | 0 | 0 | 0 | 0 | 0
PV | 17.52 | 17.52 | 17.52 | 17.52 | 0 | 0
PeakG | 57.53 | 86.03 | 74.86 | 100.67 | 106.92 | 108.89
PeakO | 61.69 | 79.16 | 63.78 | 65.02 | 65.02 | 65.02
ST | 0 | 0 | 0 | 0 | 0 | 0
STOG | 283.75 | 355.1 | 361.14 | 373.92 | 380.43 | 408.04
STWD | 0 | 0 | 0 | 0 | 0 | 0
WT | 0 | 0 | 0 | 0 | 0 | 0
IGCC | 0 | 0 | 0 | 0 | 0 | 0
DemandResponse | 0 | 0 | 0 | 0 | 0 | 0
IGCC-CCS | 0 | 0 | 0 | 0 | 0 | 0
WT_off | 0 | 0 | 0 | 0 | 0 | 0
PseudoUnit | 0 | 0 | 0 | 0 | 0 | 0
FixedInterchange | 0 | 0 | 0 | 0 | 0 | 0
Total Costs by Reporting Type: PJM_E
ReportingType | 2015 | 2020 | 2025 | 2030 | 2035 | 2040
BM | 25.43 | 33.95 | 33.95 | 33.95 | 33.95 | 33.95
CC | 1837.77 | 2421.74 | 2632.36 | 2952.46 | 3056.96 | 2872.56
CSP | 0 | 0 | 0 | 0 | 0 | 0
CT | 2.46 | 2.51 | 2.52 | 94.71 | 112.81 | 130.15
Coal | 103.86 | 62.43 | 49.18 | 73.14 | 97.99 | 110.65
Geo | 0 | 0 | 0 | 0 | 0 | 0
H | 3.85 | 3.85 | 3.85 | 3.85 | 3.85 | 3.85
LFG | 59.08 | 105.92 | 105.92 | 103.73 | 103.73 | 73.06
Nuc | 2121.17 | 2016.47 | 2014.94 | 2026.92 | 1453.22 | 2295.86
PS | 9.5 | 9.5 | 9.5 | 9.5 | 9.5 | 9.5
PV | 11.79 | 11.79 | 11.79 | 11.79 | 0.75 | 0.75
PeakG | 76.61 | 111.45 | 105.97 | 124.49 | 164.27 | 167.87
PeakO | 75.92 | 100.78 | 82.41 | 82.41 | 82.41 | 82.41
ST | 0 | 0 | 0 | 0 | 0 | 0
STOG | 130.3 | 165.95 | 149.19 | 184.89 | 188.53 | 192.49
STWD | 0 | 0 | 0 | 0 | 0 | 0
WT | 332.76 | 332.76 | 332.76 | 332.76 | 32.65 | 32.65
IGCC | 0 | 0 | 0 | 0 | 0 | 0
DemandResponse | 0 | 0 | 0 | 0 | 0 | 0
IGCC-CCS | 0 | 0 | 0 | 0 | 0 | 0
WT_off | 0 | 0 | 599.06 | 599.06 | 599.06 | 599.06
PseudoUnit | 0 | 0 | 0 | 0 | 0 | 0
FixedInterchange | 0 | 0 | 0 | 0 | 0 | 0
Total Costs by Reporting Type: PJM_ROM
ReportingType | 2015 | 2020 | 2025 | 2030 | 2035 | 2040
BM | 14.09 | 19.49 | 19.49 | 19.49 | 19.49 | 19.49
CC | 853.34 | 1213 | 1215.95 | 1386.41 | 8847.98 | 15641.06
CSP | 0 | 0 | 0 | 0 | 0 | 0
CT | 1.52 | 1.54 | 1.62 | 1.74 | 0.35 | 0.59
Coal | 2140.83 | 2539.25 | 2718.98 | 2834.65 | 2957.25 | 3017.06
Geo | 0 | 0 | 0 | 0 | 0 | 0
H | 19.83 | 19.83 | 19.83 | 19.83 | 19.83 | 19.83
LFG | 47.04 | 132.66 | 132.66 | 131.08 | 128.72 | 75.37
Nuc | 1265.19 | 3409.93 | 3420.99 | 3433.18 | 3138.34 | 3369.75
PS | 35.92 | 35.92 | 35.92 | 35.92 | 35.92 | 35.92
PV | 0.06 | 532.96 | 838.22 | 910.92 | 943.65 | 465.8
PeakG | 30.83 | 47.87 | 44.78 | 45.01 | 53.44 | 65.59
PeakO | 45.95 | 58.57 | 46.94 | 46.94 | 46.94 | 46.94
ST | 0 | 0 | 0 | 0 | 0 | 0
STOG | 185.38 | 213.59 | 229.37 | 235.06 | 239.4 | 244.09
STWD | 18.48 | 39.07 | 38.55 | 38.55 | 38.55 | 38.55
WT | 152.07 | 152.07 | 333.51 | 1758.17 | 1672.02 | 1672.02
IGCC | 0 | 0 | 0 | 0 | 0 | 0
DemandResponse | 0 | 0 | 0 | 0 | 0 | 0
IGCC-CCS | 0 | 0 | 0 | 0 | 0 | 0
WT_off | 0 | 0 | 0 | 0 | 0 | 0
PseudoUnit | 0 | 0 | 0 | 0 | 0 | 0
FixedInterchange | 0 | 0 | 0 | 0 | 0 | 0
Total Costs by Reporting Type: PJM_ROR
ReportingType | 2015 | 2020 | 2025 | 2030 | 2035 | 2040
BM | 209.94 | 216.32 | 230.79 | 271.6 | 324.6 | 189.5
CC | 3106.16 | 3114.43 | 2945.14 | 3085.67 | 2985.61 | 2051.21
CSP | 0 | 0 | 0 | 0 | 0 | 0
CT | 2.76 | 2.94 | 2.98 | 3.01 | 0.43 | 0.46
Coal | 14020.23 | 13422.53 | 13714.37 | 14001.76 | 14941.42 | 15511.98
Geo | 0 | 0 | 0 | 0 | 0 | 0
H | 26.17 | 26.17 | 199.16 | 199.16 | 199.16 | 199.16
LFG | 76.9 | 76.9 | 238.08 | 232.42 | 226.35 | 226.35
Nuc | 4998.95 | 6104.41 | 6097.08 | 5906.22 | 4805.46 | 6110.32
PS | 73.14 | 73.14 | 73.14 | 73.14 | 73.14 | 73.14
PV | 0.35 | 0.35 | 0.35 | 0.35 | 0.35 | 0.35
PeakG | 406.64 | 571.52 | 446.07 | 575.17 | 569.49 | 555.17
PeakO | 48.69 | 65.15 | 52.22 | 52.22 | 52.22 | 52.22
ST | 0 | 0 | 0 | 0 | 0 | 0
STOG | 0 | 0 | 0 | 0 | 0 | 0
STWD | 9.45 | 55.73 | 96.08 | 113.43 | 113.43 | 113.43
WT | 2217.8 | 2217.8 | 2217.8 | 1474.37 | 366.33 | 366.33
IGCC | 0 | 0 | 0 | 0 | 0 | 0
DemandResponse | 0 | 0 | 0 | 0 | 0 | 0
IGCC-CCS | 0 | 0 | 0 | 0 | 0 | 0
WT_off | 0 | 0 | 0 | 0 | 0 | 0
PseudoUnit | 0 | 0 | 0 | 0 | 0 | 0
FixedInterchange | 0 | 0 | 0 | 0 | 0 | 0
Total Costs by Reporting Type: SOCO
ReportingType | 2015 | 2020 | 2025 | 2030 | 2035 | 2040
BM | 26.53 | 26.53 | 28.06 | 28.22 | 29.34 | 29.34
CC | 5497.63 | 5768.92 | 5724.3 | 7280.93 | 7673.66 | 7436.51
CSP | 0 | 0 | 0 | 0 | 0 | 0
CT | 0 | 0 | 0 | 0 | 0 | 0
Coal | 5096.8 | 5900.88 | 6261.17 | 6425.98 | 7772.74 | 11226.58
Geo | 0 | 0 | 0 | 0 | 0 | 0
H | 59.74 | 59.74 | 59.74 | 59.74 | 59.74 | 59.74
LFG | 4.47 | 4.47 | 37.19 | 37.19 | 37.19 | 37.19
Nuc | 1455.31 | 2843.98 | 2880.29 | 2892.35 | 2892.35 | 2662.87
PS | 39.76 | 39.76 | 39.76 | 39.76 | 39.76 | 39.76
PV | 0 | 0 | 0 | 0 | 0 | 0
PeakG | 210.54 | 343.8 | 311.97 | 375.84 | 404.43 | 350.1
PeakO | 0 | 0 | 0 | 0 | 0 | 0
ST | 0 | 0 | 0 | 0 | 0 | 0
STOG | 0 | 0 | 0 | 0 | 0 | 0
STWD | 0 | 0 | 0 | 0 | 0 | 0
WT | 0 | 0 | 0 | 0 | 0 | 0
IGCC | 0 | 0 | 0 | 0 | 0 | 0
DemandResponse | 0 | 0 | 0 | 0 | 0 | 0
IGCC-CCS | 0 | 0 | 0 | 0 | 0 | 0
WT_off | 0 | 0 | 0 | 0 | 0 | 0
PseudoUnit | 0 | 0 | 0 | 0 | 0 | 0
FixedInterchange | 0 | 0 | 0 | 0 | 0 | 0
Total Costs by Reporting Type: SPP_N
ReportingType | 2015 | 2020 | 2025 | 2030 | 2035 | 2040
BM | 0 | 0 | 0 | 0 | 0 | 0
CC | 300.44 | 233.93 | 217.42 | 189.69 | 133.68 | 142.55
CSP | 0 | 0 | 0 | 0 | 0 | 0
CT | 0 | 0 | 0 | 0 | 0 | 0
Coal | 2272.21 | 2640.88 | 2650.65 | 2619.08 | 2881.35 | 3064.25
Geo | 0 | 0 | 0 | 0 | 0 | 0
H | 0.3 | 0.3 | 0.3 | 0.3 | 0.3 | 0.3
LFG | 0.85 | 0.85 | 30.03 | 30.03 | 30.03 | 30.03
Nuc | 279.06 | 289.82 | 295.01 | 296.73 | 296.73 | 296.73
PS | 0 | 0 | 0 | 0 | 0 | 0
PV | 0 | 0 | 0 | 0 | 0 | 0
PeakG | 76.12 | 120.47 | 107.35 | 111.05 | 105.7 | 105.7
PeakO | 34.89 | 44.84 | 35.94 | 35.94 | 35.94 | 35.94
ST | 0 | 0 | 0 | 0 | 0 | 0
STOG | 0 | 0 | 0 | 0 | 0 | 0
STWD | 0 | 0 | 0 | 0 | 0 | 0
WT | 42.04 | 42.04 | 42.04 | 42.04 | 42.04 | 42.04
IGCC | 0 | 0 | 0 | 0 | 0 | 0
DemandResponse | 0 | 0 | 0 | 0 | 0 | 0
IGCC-CCS | 0 | 0 | 0 | 0 | 0 | 0
WT_off | 0 | 0 | 0 | 0 | 0 | 0
PseudoUnit | 0 | 0 | 0 | 0 | 0 | 0
FixedInterchange | 0 | 0 | 0 | 0 | 0 | 0
Total Costs by Reporting Type: SPP_S
ReportingType | 2015 | 2020 | 2025 | 2030 | 2035 | 2040
BM | 0 | 0 | 0 | 0 | 0 | 0
CC | 1832.63 | 2897.21 | 2993.26 | 3593.6 | 2387.37 | 2319.57
CSP | 0 | 0 | 0 | 0 | 0 | 0
CT | 35.98 | 66.46 | 71.69 | 87.23 | 47.82 | 24.77
Coal | 3329.2 | 4099.99 | 4439.21 | 4420.36 | 4665.74 | 4945.63
Geo | 0 | 0 | 0 | 0 | 0 | 0
H | 30.03 | 30.03 | 30.03 | 30.03 | 30.03 | 30.03
LFG | 2.29 | 2.29 | 6.37 | 31.48 | 31.48 | 31.48
Nuc | 0.01 | 0.01 | 0.01 | 0.01 | 0.01 | 0.01
PS | 10.59 | 10.59 | 10.59 | 10.59 | 10.59 | 10.59
PV | 0 | 0 | 0 | 0 | 0 | 0
PeakG | 60.2 | 87.93 | 80.12 | 100.66 | 86.99 | 82.77
PeakO | 3.36 | 4.54 | 3.63 | 3.63 | 3.64 | 3.66
ST | 0 | 0 | 0 | 0 | 0 | 0
STOG | 520.13 | 621.85 | 595.91 | 614.22 | 593.37 | 599.21
STWD | 2.69 | 3.37 | 2.75 | 2.75 | 2.75 | 4.13
WT | 183.43 | 446.14 | 494.36 | 688.71 | 4159.92 | 4143.55
IGCC | 0 | 0 | 0 | 0 | 0 | 0
DemandResponse | 0 | 0 | 0 | 0 | 0 | 0
IGCC-CCS | 0 | 0 | 0 | 0 | 0 | 0
WT_off | 0 | 0 | 0 | 0 | 0 | 0
PseudoUnit | 0 | 0 | 0 | 0 | 0 | 0
FixedInterchange | 0 | 0 | 0 | 0 | 0 | 0
Total Costs by Reporting Type: TVA
ReportingType | 2015 | 2020 | 2025 | 2030 | 2035 | 2040
BM | 0 | 0 | 0 | 0 | 0 | 0
CC | 1089.79 | 871.61 | 890.6 | 1447.15 | 1492.04 | 1228.8
CSP | 0 | 0 | 0 | 0 | 0 | 0
CT | 0 | 98.54 | 99.16 | 236.92 | 221.68 | 139.55
Coal | 3564.66 | 4040.57 | 4230.45 | 4218.94 | 5536.28 | 7088.42
Geo | 0 | 0 | 0 | 0 | 0 | 0
H | 72.8 | 72.8 | 72.8 | 72.8 | 72.8 | 72.8
LFG | 1.57 | 1.57 | 33.99 | 33.99 | 33.99 | 33.99
Nuc | 2416.99 | 3873.2 | 3871.66 | 3886.36 | 3243.33 | 3498.31
PS | 41.38 | 41.38 | 41.38 | 41.38 | 41.38 | 41.38
PV | 0 | 0 | 0 | 0 | 0 | 0
PeakG | 99.24 | 153.37 | 142.18 | 144.09 | 144.58 | 145.61
PeakO | 1.87 | 2.54 | 1.92 | 2.49 | 2.49 | 2.49
ST | 0 | 0 | 0 | 0 | 0 | 0
STOG | 0 | 0 | 0 | 0 | 0 | 0
STWD | 0.16 | 0.2 | 0.17 | 0.2 | 0.31 | 0.31
WT | 0.99 | 0.99 | 0.99 | 0.99 | 0.99 | 0.99
IGCC | 0 | 0 | 0 | 0 | 0 | 0
DemandResponse | 0 | 0 | 0 | 0 | 0 | 0
IGCC-CCS | 0 | 0 | 0 | 0 | 0 | 0
WT_off | 0 | 0 | 0 | 0 | 0 | 0
PseudoUnit | 0 | 0 | 0 | 0 | 0 | 0
FixedInterchange | 0 | 0 | 0 | 0 | 0 | 0
Total Costs by Reporting Type: TVA_Transmission
ReportingType | 2015 | 2020 | 2025 | 2030 | 2035 | 2040
BM | 0 | 0 | 0 | 0 | 0 | 0
CC | 0 | 0 | 0 | 0 | 0 | 0
CSP | 0 | 0 | 0 | 0 | 0 | 0
CT | 0 | 0 | 0 | 0 | 0 | 0
Coal | 0 | 0 | 0 | 0 | 0 | 0
Geo | 0 | 0 | 0 | 0 | 0 | 0
H | 0 | 0 | 0 | 0 | 0 | 0
LFG | 0 | 0 | 0 | 0 | 0 | 0
Nuc | 0 | 0 | 0 | 0 | 0 | 0
PS | 0 | 0 | 0 | 0 | 0 | 0
PV | 0 | 0 | 0 | 0 | 0 | 0
PeakG | 0 | 0 | 0 | 0 | 0 | 0
PeakO | 0 | 0 | 0 | 0 | 0 | 0
ST | 0 | 0 | 0 | 0 | 0 | 0
STOG | 0 | 0 | 0 | 0 | 0 | 0
STWD | 0 | 0 | 0 | 0 | 0 | 0
WT | 0 | 0 | 0 | 0 | 0 | 0
IGCC | 0 | 0 | 0 | 0 | 0 | 0
DemandResponse | 0 | 0 | 0 | 0 | 0 | 0
IGCC-CCS | 0 | 0 | 0 | 0 | 0 | 0
WT_off | 0 | 0 | 0 | 0 | 0 | 0
PseudoUnit | 0 | 0 | 0 | 0 | 0 | 0
FixedInterchange | 0 | 0 | 0 | 0 | 0 | 0
Total Costs by Reporting Type: VACAR
ReportingType | 2015 | 2020 | 2025 | 2030 | 2035 | 2040
BM | 0.93 | 330.14 | 904.64 | 959.64 | 1120.83 | 1213.82
CC | 2104.3 | 2092.87 | 1575.22 | 1700.58 | 4333.16 | 5614.8
CSP | 0 | 0 | 0 | 0 | 0 | 0
CT | 92.8 | 94.59 | 96.2 | 160.32 | 194.77 | 244.9
Coal | 4597.42 | 4546.78 | 5546.04 | 6001.08 | 6690.54 | 7051
Geo | 0 | 0 | 0 | 0 | 0 | 0
H | 30.23 | 30.23 | 30.23 | 30.23 | 30.23 | 30.23
LFG | 7.71 | 40.25 | 40.25 | 40.25 | 40.18 | 20.68
Nuc | 2832.91 | 5790.68 | 7136.32 | 7162.52 | 6333.74 | 7484.06
PS | 62.1 | 62.1 | 62.1 | 62.1 | 62.1 | 62.1
PV | 0.24 | 45.44 | 48.82 | 49.93 | 53.83 | 13.23
PeakG | 142.93 | 212.47 | 153.79 | 203.79 | 222.42 | 224.06
PeakO | 36.13 | 46.34 | 37.33 | 38.01 | 38.01 | 38.01
ST | 0 | 0 | 0 | 0 | 0 | 0
STOG | 4.04 | 4.78 | 4.1 | 4.1 | 4.1 | 4.1
STWD | 173.41 | 175.67 | 110.31 | 110.31 | 146.94 | 173.58
WT | 0.22 | 838.93 | 838.93 | 838.93 | 838.73 | 98.34
IGCC | 0 | 0 | 0 | 0 | 0 | 0
DemandResponse | 0 | 0 | 0 | 0 | 0 | 0
IGCC-CCS | 0 | 0 | 0 | 0 | 0 | 0
WT_off | 0.59 | 0.59 | 0.59 | 0.59 | 0.05 | 0.05
PseudoUnit | 0 | 0 | 0 | 0 | 0 | 0
FixedInterchange | 0 | 0 | 0 | 0 | 0 | 0
Total Costs by Reporting Type: IESO
ReportingType | 2015 | 2020 | 2025 | 2030 | 2035 | 2040
BM | 177.6 | 177.6 | 177.6 | 177.6 | 177.6 | 177.87
CC | 339.66 | 377.45 | 419.97 | 483.33 | 732.45 | 1863.9
CSP | 0 | 0 | 0 | 0 | 0 | 0
CT | 44.26 | 44.26 | 44.26 | 44.26 | 3.42 | 5.66
Coal | 0 | 0 | 0 | 0 | 0 | 0
Geo | 0 | 0 | 0 | 0 | 0 | 0
H | 123.83 | 123.83 | 123.83 | 123.83 | 123.83 | 226.24
LFG | 19.32 | 19.32 | 19.32 | 19.32 | 14.43 | 14.43
Nuc | 3219.68 | 3238.43 | 3297.09 | 3316.57 | 3051.65 | 3135.52
PS | 2.92 | 2.92 | 2.92 | 2.92 | 2.92 | 2.92
PV | 558.01 | 558.01 | 558.01 | 558.01 | 0.44 | 0.44
PeakG | 11.67 | 13.67 | 13.67 | 13.67 | 14.02 | 14.98
PeakO | 0 | 0 | 0 | 0 | 0 | 0
ST | 0 | 0 | 0 | 0 | 0 | 0
STOG | 0 | 0 | 0 | 0 | 0 | 0
STWD | 0 | 0 | 0 | 0 | 0 | 0
WT | 763.41 | 763.41 | 763.41 | 763.41 | 43.84 | 43.84
IGCC | 0 | 0 | 0 | 0 | 0 | 0
DemandResponse | 0 | 0 | 0 | 0 | 0 | 0
IGCC-CCS | 0 | 0 | 0 | 0 | 0 | 0
WT_off | 0 | 0 | 0 | 0 | 0 | 0
PseudoUnit | 0 | 0 | 0 | 0 | 0 | 0
FixedInterchange | 0 | 0 | 0 | 0 | 0 | 0
Total Costs by Reporting Type: MAPP_CA
ReportingType | 2015 | 2020 | 2025 | 2030 | 2035 | 2040
BM | 0 | 0 | 0 | 0 | 0 | 0
CC | 60.34 | 60.81 | 48.96 | 54.18 | 66.29 | 59.37
CSP | 0 | 0 | 0 | 0 | 0 | 0
CT | 50.76 | 99.5 | 101.36 | 99.85 | 49.54 | 1.94
Coal | 83.71 | 96.72 | 121.79 | 0 | 0 | 0
Geo | 0 | 0 | 0 | 0 | 0 | 0
H | 92.24 | 92.24 | 159.74 | 667.24 | 1055.71 | 1299.83
LFG | 0 | 0 | 0 | 0 | 0 | 0
Nuc | 0.01 | 0.01 | 0.01 | 0.01 | 0.01 | 0.01
PS | 0 | 0 | 0 | 0 | 0 | 0
PV | 0 | 0 | 0 | 0 | 0 | 0
PeakG | 10.14 | 9.88 | 9.88 | 9.88 | 13.09 | 13.09
PeakO | 0.09 | 0.09 | 0.09 | 0.12 | 0.12 | 0.12
ST | 0 | 0 | 0 | 0 | 0 | 0
STOG | 5.78 | 5.54 | 5.54 | 5.54 | 0 | 0
STWD | 0 | 0 | 0 | 0 | 0 | 0
WT | 105.14 | 105.14 | 105.14 | 105.14 | 9.42 | 9.42
IGCC | 0 | 0 | 0 | 0 | 0 | 0
DemandResponse | 0 | 0 | 0 | 0 | 0 | 0
IGCC-CCS | 0 | 0 | 0 | 0 | 0 | 0
WT_off | 0 | 0 | 0 | 0 | 0 | 0
PseudoUnit | 0 | 0 | 0 | 0 | 0 | 0
FixedInterchange | 0 | 0 | 0 | 0 | 0 | 0
Total Costs by Reporting Type: AZ_NM_SNV_Coal
ReportingType | 2015 | 2020 | 2025 | 2030 | 2035 | 2040
BM | 0 | 0 | 0 | 0 | 0 | 0
CC | 0 | 0 | 0 | 0 | 0 | 0
CSP | 0 | 0 | 0 | 0 | 0 | 0
CT | 0 | 0 | 0 | 0 | 0 | 0
Coal | 2903.1 | 3028.63 | 3003.44 | 3150.54 | 4985.46 | 6561.74
Geo | 0 | 0 | 0 | 0 | 0 | 0
H | 0 | 0 | 0 | 0 | 0 | 0
LFG | 0 | 0 | 0 | 0 | 0 | 0
Nuc | 0 | 0 | 0 | 0 | 0 | 0
PS | 0 | 0 | 0 | 0 | 0 | 0
PV | 0 | 0 | 0 | 0 | 0 | 0
PeakG | 0 | 0 | 0 | 0 | 0 | 0
PeakO | 0 | 0 | 0 | 0 | 0 | 0
ST | 0 | 0 | 0 | 0 | 0 | 0
STOG | 0 | 0 | 0 | 0 | 0 | 0
STWD | 0 | 0 | 0 | 0 | 0 | 0
WT | 0 | 0 | 0 | 0 | 0 | 0
IGCC | 0 | 0 | 0 | 0 | 0 | 0
DemandResponse | 0 | 0 | 0 | 0 | 0 | 0
IGCC-CCS | 0 | 0 | 0 | 0 | 0 | 0
WT_off | 0 | 0 | 0 | 0 | 0 | 0
PseudoUnit | 0 | 0 | 0 | 0 | 0 | 0
FixedInterchange | 0 | 0 | 0 | 0 | 0 | 0
Total Costs by Reporting Type: AZ_NM_SNV_Gas
ReportingType | 2015 | 2020 | 2025 | 2030 | 2035 | 2040
BM | 0 | 0 | 0 | 0 | 0 | 0
CC | 4458.67 | 5329.52 | 5752.51 | 7302.31 | 7990.98 | 7417.86
CSP | 0 | 0 | 0 | 0 | 0 | 0
CT | 68.63 | 68.63 | 79.31 | 91.35 | 0 | 0
Coal | 0 | 0 | 0 | 0 | 0 | 0
Geo | 0 | 0 | 0 | 0 | 0 | 0
H | 0 | 0 | 0 | 0 | 0 | 0
LFG | 0 | 0 | 0 | 0 | 0 | 0
Nuc | 0 | 0 | 0 | 0 | 0 | 0
PS | 0 | 0 | 0 | 0 | 0 | 0
PV | 0 | 0 | 0 | 0 | 0 | 0
PeakG | 45.92 | 68.18 | 78.46 | 112.64 | 113.98 | 118.3
PeakO | 0 | 0 | 0 | 0 | 0 | 0
ST | 0 | 0 | 0 | 0 | 0 | 0
STOG | 0 | 0 | 0 | 0 | 0 | 0
STWD | 0 | 0 | 0 | 0 | 0 | 0
WT | 0 | 0 | 0 | 0 | 0 | 0
IGCC | 0 | 0 | 0 | 0 | 0 | 0
DemandResponse | 0 | 0 | 0 | 0 | 0 | 0
IGCC-CCS | 0 | 0 | 0 | 0 | 0 | 0
WT_off | 0 | 0 | 0 | 0 | 0 | 0
PseudoUnit | 0 | 0 | 0 | 0 | 0 | 0
FixedInterchange | 0 | 0 | 0 | 0 | 0 | 0
Total Costs by Reporting Type: AZ_NM_SNV_NucRenew
ReportingType | 2015 | 2020 | 2025 | 2030 | 2035 | 2040
BM | 0 | 0 | 0 | 0 | 0 | 0
CC | 0 | 0 | 0 | 0 | 0 | 0
CSP | 0 | 0 | 0 | 0 | 0 | 0
CT | 0 | 0 | 0 | 0 | 0 | 0
Coal | 0 | 0 | 0 | 0 | 0 | 0
Geo | 0 | 0 | 608.13 | 608.13 | 608.13 | 608.13
H | 44.6 | 44.6 | 44.6 | 44.6 | 44.6 | 44.6
LFG | 0.85 | 19.95 | 19.95 | 19.95 | 19.95 | 8.23
Nuc | 810.72 | 895.93 | 912.19 | 917.59 | 917.59 | 917.59
PS | 5.13 | 5.13 | 5.13 | 5.13 | 5.13 | 5.13
PV | 37.26 | 37.26 | 37.26 | 37.26 | 2.38 | 2.38
PeakG | 0 | 0 | 0 | 0 | 0 | 0
PeakO | 0 | 0 | 0 | 0 | 0 | 0
ST | 119.43 | 298.2 | 398.8 | 357.01 | 320.08 | 170.88
STOG | 0 | 0 | 0 | 0 | 0 | 0
STWD | 12.81 | 13.02 | 1.48 | 12.82 | 12.82 | 12.82
WT | 31.87 | 2244.37 | 2244.37 | 2298.53 | 2284.25 | 333.65
IGCC | 0 | 0 | 0 | 0 | 0 | 0
DemandResponse | 0 | 0 | 0 | 0 | 0 | 0
IGCC-CCS | 0 | 0 | 0 | 0 | 0 | 0
WT_off | 0 | 0 | 0 | 0 | 0 | 0
PseudoUnit | 0 | 0 | 0 | 0 | 0 | 0
FixedInterchange | 0 | 0 | 0 | 0 | 0 | 0
Total Costs by Reporting Type: ERCOT
ReportingType | 2015 | 2020 | 2025 | 2030 | 2035 | 2040
BM | 69.26 | 69.26 | 69.8 | 70.28 | 76.49 | 76.66
CC | 6671.47 | 8480.89 | 8724.71 | 10177.39 | 12302.56 | 14411.82
CSP | 0 | 0 | 0 | 0 | 0 | 0
CT | 22.65 | 23 | 24.49 | 23.28 | 2.37 | 2.44
Coal | 5537.39 | 6586.58 | 7039.42 | 6831.85 | 7656.34 | 8148.25
Geo | 0 | 0 | 0 | 0 | 0 | 0
H | 8.05 | 8.05 | 8.05 | 8.05 | 8.05 | 8.05
LFG | 9.06 | 9.06 | 9.06 | 115.9 | 115.9 | 115.9
Nuc | 1007.36 | 1174.9 | 1203.03 | 1210.21 | 1210.21 | 1210.21
PS | 0 | 0 | 0 | 0 | 0 | 0
PV | 5.14 | 5.14 | 5.14 | 5.14 | 0.01 | 0.01
PeakG | 80.63 | 119.86 | 122.11 | 122.63 | 122.67 | 123.16
PeakO | 1.29 | 1.86 | 1.53 | 1.53 | 1.53 | 1.53
ST | 0 | 0 | 0 | 0 | 0 | 0
STOG | 898.79 | 1112.59 | 1093.59 | 1113.62 | 1108.31 | 1119.82
STWD | 0 | 0 | 0 | 0 | 0 | 0
WT | 388.45 | 388.45 | 388.45 | 388.45 | 315.74 | 315.74
IGCC | 0 | 0 | 0 | 0 | 0 | 0
DemandResponse | 0 | 0 | 0 | 0 | 0 | 0
IGCC-CCS | 0 | 0 | 0 | 0 | 0 | 0
WT_off | 0 | 0 | 0 | 0 | 0 | 0
PseudoUnit | 0 | 0 | 0 | 0 | 0 | 0
FixedInterchange | 0 | 0 | 0 | 0 | 0 | 0
Total Costs by Reporting Type: NP15
ReportingType | 2015 | 2020 | 2025 | 2030 | 2035 | 2040
BM | 0 | 0 | 0 | 0 | 0 | 0
CC | 2068.92 | 1550.28 | 2450.75 | 2019.82 | 1002.7 | 324.15
CSP | 0 | 0 | 0 | 0 | 0 | 0
CT | 19.33 | 67.31 | 329.8 | 630.41 | 612.5 | 568.13
Coal | 10.37 | 13.63 | 15.12 | 16.16 | 0 | 0
Geo | 100.91 | 258.64 | 381.01 | 381.01 | 381.01 | 277.89
H | 125.7 | 125.7 | 125.7 | 125.7 | 125.7 | 125.7
LFG | 10.26 | 204.81 | 204.81 | 204.81 | 204.81 | 79.02
Nuc | 495.59 | 560.5 | 540.7 | 543.89 | 3386.06 | 6445.4
PS | 53.58 | 53.58 | 53.58 | 53.58 | 53.58 | 53.58
PV | 3.68 | 3.68 | 3.68 | 3.68 | 0.78 | 0.78
PeakG | 56.04 | 82.34 | 58.1 | 74.01 | 78.49 | 78.49
PeakO | 10.26 | 13.08 | 10.48 | 10.49 | 10.49 | 10.49
ST | 14.46 | 14.46 | 14.46 | 14.46 | 1.86 | 1.86
STOG | 175.69 | 204.32 | 185.77 | 193.21 | 171.26 | 170.58
STWD | 265.97 | 269.53 | 14.77 | 116.07 | 130.3 | 124.8
WT | 66.31 | 911.9 | 911.9 | 911.9 | 885.83 | 126.9
IGCC | 0 | 0 | 0 | 0 | 0 | 0
DemandResponse | 0 | 0 | 0 | 0 | 0 | 0
IGCC-CCS | 0 | 0 | 0 | 0 | 0 | 0
WT_off | 0 | 0 | 0 | 0 | 0 | 0
PseudoUnit | 0 | 0 | 0 | 0 | 0 | 0
FixedInterchange | 0 | 0 | 0 | 0 | 0 | 0
Total Costs by Reporting Type: NWPP_Coal
ReportingType | 2015 | 2020 | 2025 | 2030 | 2035 | 2040
BM | 0 | 0 | 0 | 0 | 0 | 0
CC | 0 | 0 | 0 | 0 | 0 | 0
CSP | 0 | 0 | 0 | 0 | 0 | 0
CT | 0 | 0 | 0 | 0 | 0 | 0
Coal | 3412.95 | 3676.07 | 3729.93 | 3687.71 | 4269.97 | 4470.56
Geo | 0 | 0 | 0 | 0 | 0 | 0
H | 0 | 0 | 0 | 0 | 0 | 0
LFG | 0 | 0 | 0 | 0 | 0 | 0
Nuc | 0 | 0 | 0 | 0 | 0 | 0
PS | 0 | 0 | 0 | 0 | 0 | 0
PV | 0 | 0 | 0 | 0 | 0 | 0
PeakG | 0 | 0 | 0 | 0 | 0 | 0
PeakO | 0 | 0 | 0 | 0 | 0 | 0
ST | 0 | 0 | 0 | 0 | 0 | 0
STOG | 0 | 0 | 0 | 0 | 0 | 0
STWD | 0 | 0 | 0 | 0 | 0 | 0
WT | 0 | 0 | 0 | 0 | 0 | 0
IGCC | 0 | 0 | 0 | 0 | 0 | 0
DemandResponse | 0 | 0 | 0 | 0 | 0 | 0
IGCC-CCS | 0 | 0 | 0 | 0 | 0 | 0
WT_off | 0 | 0 | 0 | 0 | 0 | 0
PseudoUnit | 0 | 0 | 0 | 0 | 0 | 0
FixedInterchange | 0 | 0 | 0 | 0 | 0 | 0
Total Costs by Reporting Type: NWPP_Gas
ReportingType | 2015 | 2020 | 2025 | 2030 | 2035 | 2040
BM | 0 | 0 | 0 | 0 | 0 | 0
CC | 2068.41 | 2364.99 | 2546.28 | 4887.04 | 5438.63 | 5941.58
CSP | 0 | 0 | 0 | 0 | 0 | 0
CT | 14.02 | 14.02 | 14.02 | 14.02 | 0 | 0
Coal | 0 | 0 | 0 | 0 | 251.7 | 792.71
Geo | 0 | 0 | 0 | 0 | 0 | 0
H | 0 | 0 | 0 | 0 | 0 | 0
LFG | 0 | 0 | 0 | 0 | 0 | 0
Nuc | 0 | 0 | 0 | 0 | 0 | 0
PS | 0 | 0 | 0 | 0 | 0 | 0
PV | 0 | 0 | 0 | 0 | 0 | 0
PeakG | 0 | 0 | 0 | 0 | 0 | 0
PeakO | 0 | 0 | 0 | 0 | 0 | 0
ST | 0 | 0 | 0 | 0 | 0 | 0
STOG | 0 | 0 | 0 | 0 | 0 | 0
STWD | 0 | 0 | 0 | 0 | 0 | 0
WT | 0 | 0 | 0 | 0 | 0 | 0
IGCC | 0 | 0 | 0 | 0 | 0 | 0
DemandResponse | 0 | 0 | 0 | 0 | 0 | 0
IGCC-CCS | 0 | 0 | 0 | 0 | 0 | 0
WT_off | 0 | 0 | 0 | 0 | 0 | 0
PseudoUnit | 0 | 0 | 0 | 0 | 0 | 0
FixedInterchange | 0 | 0 | 0 | 0 | 0 | 0
Total Costs by Reporting Type: NWPP_NucRenew
ReportingType | 2015 | 2020 | 2025 | 2030 | 2035 | 2040
BM | 17.16 | 22 | 17.16 | 35.02 | 35.02 | 35.02
CC | 0 | 0 | 0 | 0 | 0 | 0
CSP | 0 | 0 | 0 | 0 | 0 | 0
CT | 0 | 0 | 0 | 0 | 0 | 0
Coal | 0 | 0 | 0 | 0 | 0 | 0
Geo | 67.62 | 67.62 | 249.83 | 249.83 | 224.95 | 224.95
H | 480.54 | 480.54 | 480.54 | 480.54 | 480.54 | 480.54
LFG | 20.56 | 20.56 | 96.02 | 96.02 | 91 | 91
Nuc | 256.71 | 258.17 | 262.7 | 264.21 | 264.21 | 312.58
PS | 6.12 | 6.12 | 6.12 | 6.12 | 6.12 | 6.12
PV | 0.04 | 0.04 | 0.04 | 0.04 | 0.04 | 0.04
PeakG | 0 | 0 | 0 | 0 | 0 | 0
PeakO | 0 | 0 | 0 | 0 | 0 | 0
ST | 0 | 0 | 0 | 0 | 0 | 0
STOG | 0 | 0 | 0 | 0 | 0 | 0
STWD | 0 | 0 | 0 | 0 | 0 | 0
WT | 467.97 | 467.97 | 467.97 | 467.97 | 229.12 | 229.12
IGCC | 0 | 0 | 0 | 0 | 0 | 0
DemandResponse | 0 | 0 | 0 | 0 | 0 | 0
IGCC-CCS | 0 | 0 | 0 | 0 | 0 | 0
WT_off | 0 | 0 | 0 | 0 | 0 | 0
PseudoUnit | 0 | 0 | 0 | 0 | 0 | 0
FixedInterchange | 0 | 0 | 0 | 0 | 0 | 0
Total Costs by Reporting Type: RMPA
ReportingType | 2015 | 2020 | 2025 | 2030 | 2035 | 2040
BM | 0 | 0 | 0 | 0 | 0 | 0
CC | 308.89 | 485.7 | 222.92 | 312.82 | 292.11 | 280.87
CSP | 0 | 0 | 0 | 0 | 0 | 0
CT | 16.21 | 16.21 | 16.21 | 16.21 | 0 | 0
Coal | 1830.48 | 1950.7 | 1899.21 | 1973.83 | 2744.38 | 3469.07
Geo | 0 | 128.27 | 1086.27 | 1086.27 | 1086.27 | 1006.19
H | 13.99 | 13.99 | 13.99 | 13.99 | 13.99 | 13.99
LFG | 1.17 | 10.26 | 10.26 | 10.26 | 9.99 | 4.42
Nuc | 0.01 | 0.01 | 0.01 | 0.01 | 0.01 | 0.01
PS | 13.37 | 13.37 | 13.37 | 13.37 | 13.37 | 13.37
PV | 0.68 | 0.68 | 0.68 | 0.68 | 0.31 | 0.31
PeakG | 49.57 | 74.21 | 50.74 | 64.86 | 73.34 | 72.47
PeakO | 0 | 0 | 0 | 0 | 0 | 0
ST | 1.26 | 148.49 | 160.46 | 170.24 | 169.17 | 45.95
STOG | 0 | 0 | 0 | 0 | 0 | 0
STWD | 0 | 0 | 0 | 0 | 0 | 0
WT | 240.35 | 323.18 | 323.18 | 323.18 | 150.52 | 77.27
IGCC | 0 | 0 | 0 | 0 | 0 | 0
DemandResponse | 0 | 0 | 0 | 0 | 0 | 0
IGCC-CCS | 0 | 0 | 0 | 0 | 0 | 0
WT_off | 0 | 0 | 0 | 0 | 0 | 0
PseudoUnit | 0 | 0 | 0 | 0 | 0 | 0
FixedInterchange | 0 | 0 | 0 | 0 | 0 | 0
Total Costs by Reporting Type: SP15
ReportingType | 2015 | 2020 | 2025 | 2030 | 2035 | 2040
BM | 6.8 | 6.8 | 3.59 | 6.8 | 5.53 | 6.29
CC | 1477.15 | 1427.47 | 1700.31 | 1658.19 | 1526.72 | 1054.49
CSP | 0 | 0 | 0 | 0 | 0 | 0
CT | 0 | 0 | 0 | 0 | 0 | 0
Coal | 35.83 | 43.99 | 48.96 | 49.9 | 34.07 | 0
Geo | 104.52 | 713.94 | 713.94 | 699.68 | 699.68 | 328.75
H | 16.57 | 16.57 | 16.57 | 16.57 | 16.57 | 16.57
LFG | 29.05 | 219.63 | 219.63 | 219.4 | 217.54 | 94.59
Nuc | 508.22 | 539.82 | 519.92 | 522.86 | 522.86 | 2439.58
PS | 34.19 | 34.19 | 34.19 | 34.19 | 34.19 | 34.19
PV | 3.49 | 3.49 | 3.49 | 3.49 | 1.81 | 1.81
PeakG | 76.73 | 111.44 | 93.22 | 103.59 | 103.59 | 103.59
PeakO | 1.47 | 1.91 | 1.53 | 1.53 | 1.53 | 1.53
ST | 220.08 | 220.08 | 220.08 | 220.08 | 28.69 | 28.69
STOG | 462.28 | 557.91 | 471.06 | 489.08 | 513.76 | 514.37
STWD | 68.43 | 69.39 | 5.63 | 54.08 | 43.61 | 48.05
WT | 264.36 | 264.36 | 264.36 | 264.36 | 71.1 | 71.1
IGCC | 0 | 0 | 0 | 0 | 0 | 0
DemandResponse | 0 | 0 | 0 | 0 | 0 | 0
IGCC-CCS | 0 | 0 | 0 | 0 | 0 | 0
WT_off | 0 | 0 | 0 | 0 | 0 | 0
PseudoUnit | 0 | 0 | 0 | 0 | 0 | 0
FixedInterchange | 0 | 0 | 0 | 0 | 0 | 0
Total Costs by Reporting Type: ALB
ReportingType | 2015 | 2020 | 2025 | 2030 | 2035 | 2040
BM | 0 | 0 | 0 | 0 | 0 | 0
CC | 829.57 | 1253.74 | 1683.39 | 2208.35 | 2892.29 | 3012.36
CSP | 0 | 0 | 0 | 0 | 0 | 0
CT | 18.05 | 18.05 | 18.05 | 18.05 | 1.35 | 1.35
Coal | 973.65 | 953.71 | 967.34 | 1088.86 | 1175.16 | 1251.85
Geo | 0 | 0 | 0 | 0 | 0 | 0
H | 12.99 | 12.99 | 12.99 | 12.99 | 12.99 | 12.99
LFG | 1.21 | 1.21 | 1.21 | 1.21 | 1.21 | 1.21
Nuc | 0.01 | 0.01 | 0.01 | 0.01 | 0.01 | 677.8
PS | 0 | 0 | 0 | 0 | 0 | 0
PV | 0 | 0 | 0 | 0 | 0 | 0
PeakG | 25.01 | 25.01 | 25.01 | 25.01 | 35.23 | 35.23
PeakO | 0 | 0 | 0 | 0 | 0 | 0
ST | 0 | 0 | 0 | 0 | 0 | 0
STOG | 0 | 0 | 0 | 0 | 0 | 0
STWD | 0 | 0 | 0 | 0 | 0 | 0
WT | 25.5 | 25.5 | 25.5 | 25.5 | 22.96 | 22.96
IGCC | 0 | 0 | 0 | 0 | 0 | 0
DemandResponse | 0 | 0 | 0 | 0 | 0 | 0
IGCC-CCS | 0 | 0 | 0 | 0 | 0 | 0
WT_off | 0 | 0 | 0 | 0 | 0 | 0
PseudoUnit | 0 | 0 | 0 | 0 | 0 | 0
FixedInterchange | 0 | 0 | 0 | 0 | 0 | 0
Total Costs by Reporting Type: BC
ReportingType | 2015 | 2020 | 2025 | 2030 | 2035 | 2040
BM | 0 | 0 | 0 | 0 | 0 | 0
CC | 519.51 | 783.36 | 1141.62 | 1484.15 | 2038.45 | 2094.19
CSP | 0 | 0 | 0 | 0 | 0 | 0
CT | 0 | 0 | 0 | 0 | 0 | 60.44
Coal | 0 | 0 | 0 | 0 | 0 | 0
Geo | 0 | 0 | 0 | 0 | 0 | 0
H | 173.22 | 173.22 | 173.22 | 173.22 | 173.22 | 173.22
LFG | 2.9 | 2.9 | 2.9 | 2.9 | 2.9 | 2.9
Nuc | 0.01 | 0.01 | 0.01 | 0.01 | 0.01 | 82.58
PS | 0 | 0 | 0 | 0 | 0 | 0
PV | 0 | 0 | 0 | 0 | 0 | 0
PeakG | 2.66 | 2.77 | 3.3 | 3.3 | 3.3 | 3.3
PeakO | 1.16 | 1.29 | 1.29 | 1.29 | 1.29 | 1.29
ST | 0 | 0 | 0 | 0 | 0 | 0
STOG | 0 | 0 | 0 | 0 | 0 | 0
STWD | 16.34 | 16.34 | 16.34 | 16.34 | 16.34 | 86.73
WT | 48.22 | 48.22 | 48.22 | 48.22 | 7.54 | 7.54
IGCC | 0 | 0 | 0 | 0 | 0 | 0
DemandResponse | 0 | 0 | 0 | 0 | 0 | 0
IGCC-CCS | 0 | 0 | 0 | 0 | 0 | 0
WT_off | 0 | 0 | 0 | 0 | 0 | 0
PseudoUnit | 0 | 0 | 0 | 0 | 0 | 0
FixedInterchange | 0 | 0 | 0 | 0 | 0 | 0
Total Costs by Reporting Type: HQ_IESO
ReportingType | 2015 | 2020 | 2025 | 2030 | 2035 | 2040
BM | 0 | 0 | 0 | 0 | 0 | 0
CC | 0 | 0 | 0 | 0 | 0 | 0
CSP | 0 | 0 | 0 | 0 | 0 | 0
CT | 0 | 0 | 0 | 0 | 0 | 0
Coal | 0 | 0 | 0 | 0 | 0 | 0
Geo | 0 | 0 | 0 | 0 | 0 | 0
H | 0 | 0 | 0 | 0 | 0 | 0
LFG | 0 | 0 | 0 | 0 | 0 | 0
Nuc | 0.01 | 0.01 | 0.01 | 0.01 | 0.01 | 0.01
PS | 0 | 0 | 0 | 0 | 0 | 0
PV | 0 | 0 | 0 | 0 | 0 | 0
PeakG | 0 | 0 | 0 | 0 | 0 | 0
PeakO | 0 | 0 | 0 | 0 | 0 | 0
ST | 0 | 0 | 0 | 0 | 0 | 0
STOG | 0 | 0 | 0 | 0 | 0 | 0
STWD | 0 | 0 | 0 | 0 | 0 | 0
WT | 0 | 0 | 0 | 0 | 0 | 0
IGCC | 0 | 0 | 0 | 0 | 0 | 0
DemandResponse | 0 | 0 | 0 | 0 | 0 | 0
IGCC-CCS | 0 | 0 | 0 | 0 | 0 | 0
WT_off | 0 | 0 | 0 | 0 | 0 | 0
PseudoUnit | 0 | 0 | 0 | 0 | 0 | 0
FixedInterchange | 0 | 0 | 0 | 0 | 0 | 0
Total Costs by Reporting Type: HQ_NEISO
ReportingType | 2015 | 2020 | 2025 | 2030 | 2035 | 2040
BM | 0 | 0 | 0 | 0 | 0 | 0
CC | 0 | 0 | 0 | 0 | 0 | 0
CSP | 0 | 0 | 0 | 0 | 0 | 0
CT | 0 | 0 | 0 | 0 | 0 | 0
Coal | 0 | 0 | 0 | 0 | 0 | 0
Geo | 0 | 0 | 0 | 0 | 0 | 0
H | 0 | 0 | 0 | 0 | 0 | 0
LFG | 0 | 0 | 0 | 0 | 0 | 0
Nuc | 0.01 | 0.01 | 0.01 | 0.01 | 0.01 | 0.01
PS | 0 | 0 | 0 | 0 | 0 | 0
PV | 0 | 0 | 0 | 0 | 0 | 0
PeakG | 0 | 0 | 0 | 0 | 0 | 0
PeakO | 0 | 0 | 0 | 0 | 0 | 0
ST | 0 | 0 | 0 | 0 | 0 | 0
STOG | 0 | 0 | 0 | 0 | 0 | 0
STWD | 0 | 0 | 0 | 0 | 0 | 0
WT | 0 | 0 | 0 | 0 | 0 | 0
IGCC | 0 | 0 | 0 | 0 | 0 | 0
DemandResponse | 0 | 0 | 0 | 0 | 0 | 0
IGCC-CCS | 0 | 0 | 0 | 0 | 0 | 0
WT_off | 0 | 0 | 0 | 0 | 0 | 0
PseudoUnit | 0 | 0 | 0 | 0 | 0 | 0
FixedInterchange | 0 | 0 | 0 | 0 | 0 | 0
Total Costs by Reporting Type: HQ_NY
ReportingType | 2015 | 2020 | 2025 | 2030 | 2035 | 2040
BM | 0 | 0 | 0 | 0 | 0 | 0
CC | 0 | 0 | 0 | 0 | 0 | 0
CSP | 0 | 0 | 0 | 0 | 0 | 0
CT | 0 | 0 | 0 | 0 | 0 | 0
Coal | 0 | 0 | 0 | 0 | 0 | 0
Geo | 0 | 0 | 0 | 0 | 0 | 0
H | 0 | 0 | 0 | 0 | 0 | 0
LFG | 0 | 0 | 0 | 0 | 0 | 0
Nuc | 0.01 | 0.01 | 0.01 | 0.01 | 0.01 | 0.01
PS | 0 | 0 | 0 | 0 | 0 | 0
PV | 0 | 0 | 0 | 0 | 0 | 0
PeakG | 0 | 0 | 0 | 0 | 0 | 0
PeakO | 0 | 0 | 0 | 0 | 0 | 0
ST | 0 | 0 | 0 | 0 | 0 | 0
STOG | 0 | 0 | 0 | 0 | 0 | 0
STWD | 0 | 0 | 0 | 0 | 0 | 0
WT | 0 | 0 | 0 | 0 | 0 | 0
IGCC | 0 | 0 | 0 | 0 | 0 | 0
DemandResponse | 0 | 0 | 0 | 0 | 0 | 0
IGCC-CCS | 0 | 0 | 0 | 0 | 0 | 0
WT_off | 0 | 0 | 0 | 0 | 0 | 0
PseudoUnit | 0 | 0 | 0 | 0 | 0 | 0
FixedInterchange | 0 | 0 | 0 | 0 | 0 | 0
Total Costs by Reporting Type: MARITIMES
ReportingType | 2015 | 2020 | 2025 | 2030 | 2035 | 2040
BM | 0 | 0 | 0 | 0 | 0 | 0
CC | 0 | 0 | 0 | 0 | 0 | 0
CSP | 0 | 0 | 0 | 0 | 0 | 0
CT | 0 | 0 | 0 | 0 | 0 | 0
Coal | 0 | 0 | 0 | 0 | 0 | 0
Geo | 0 | 0 | 0 | 0 | 0 | 0
H | 0 | 0 | 0 | 0 | 0 | 0
LFG | 0 | 0 | 0 | 0 | 0 | 0
Nuc | 0.01 | 0.01 | 0.01 | 0.01 | 0.01 | 0.01
PS | 0 | 0 | 0 | 0 | 0 | 0
PV | 0 | 0 | 0 | 0 | 0 | 0
PeakG | 0 | 0 | 0 | 0 | 0 | 0
PeakO | 0 | 0 | 0 | 0 | 0 | 0
ST | 0 | 0 | 0 | 0 | 0 | 0
STOG | 0 | 0 | 0 | 0 | 0 | 0
STWD | 0 | 0 | 0 | 0 | 0 | 0
WT | 0 | 0 | 0 | 0 | 0 | 0
IGCC | 0 | 0 | 0 | 0 | 0 | 0
DemandResponse | 0 | 0 | 0 | 0 | 0 | 0
IGCC-CCS | 0 | 0 | 0 | 0 | 0 | 0
WT_off | 0 | 0 | 0 | 0 | 0 | 0
PseudoUnit | 0 | 0 | 0 | 0.07 | 192.11 | 191.42
FixedInterchange | 0 | 0 | 0 | 0 | 0 | 0
Total Costs by Reporting Type: All
ReportingType | 2015 | 2020 | 2025 | 2030 | 2035 | 2040
BM | 827.05 | 1139.92 | 1669.93 | 1831.29 | 2013.15 | 1976.68
CC | 51405.85 | 59868.9 | 62492.16 | 75316.85 | 95917.04 | 106064.91
CSP | 0 | 0 | 0 | 0 | 0 | 0
CT | 697.27 | 1175.31 | 1592.54 | 2802.96 | 2765.82 | 2845.08
Coal | 74451.9 | 80916.87 | 84540.02 | 85953.98 | 100205.47 | 117178.55
Geo | 277 | 1172.42 | 3043.13 | 3028.87 | 3003.99 | 2449.86
H | 1511 | 1511.36 | 1751.86 | 2259.35 | 2648.86 | 2995.39
LFG | 541.97 | 1199.68 | 1893.5 | 2112.81 | 2080.29 | 1660.23
Nuc | 28754.07 | 40470.7 | 43530.02 | 43869.6 | 40477.7 | 50331.38
PS | 517.25 | 517.25 | 517.25 | 517.25 | 517.25 | 517.25
PV | 639.15 | 1453.5 | 1825.36 | 1902.29 | 1313.92 | 575.24
PeakG | 2227.9 | 3276.41 | 2759.43 | 3303.79 | 3446.25 | 3429.75
PeakO | 525.33 | 689.5 | 558.55 | 561.2 | 561.21 | 561.23
ST | 355.23 | 681.23 | 793.8 | 761.78 | 519.8 | 247.37
STOG | 3465.75 | 4192.47 | 3992.19 | 4141.3 | 4074.6 | 4106.76
STWD | 950.93 | 885.75 | 373.52 | 712.29 | 743.24 | 847.33
WT | 8135.21 | 14280.74 | 15856.36 | 16959.98 | 15513.61 | 10488.89
IGCC | 366.62 | 367.4 | 368.47 | 374.22 | 375.86 | 380.79
DemandResponse | 0 | 0 | 0 | 0 | 0 | 0
IGCC-CCS | 0 | 0 | 0 | 0 | 0 | 0
WT_off | 308.81 | 308.81 | 907.86 | 907.86 | 599.11 | 599.11
PseudoUnit | 0 | 0 | 0 | 0.07 | 192.11 | 191.42
FixedInterchange | 0 | 0 | 0 | 0 | 0 | 0
Total Costs by Reporting Type: EI_US
ReportingType | 2015 | 2020 | 2025 | 2030 | 2035 | 2040
BM | 556.23 | 864.25 | 1401.77 | 1541.59 | 1718.51 | 1680.85
CC | 32603.25 | 37754.69 | 37800.75 | 44729.28 | 61633.87 | 69604.32
CSP | 0 | 0 | 0 | 0 | 0 | 0
CT | 443.34 | 824.32 | 965.03 | 1865.51 | 2096.63 | 2205.12
Coal | 59664.42 | 64566.84 | 67714.81 | 69155.13 | 79088.4 | 92484.37
Geo | 3.95 | 3.95 | 3.95 | 3.95 | 3.95 | 3.95
H | 419.29 | 419.65 | 592.64 | 592.64 | 593.67 | 593.67
LFG | 447.6 | 691.99 | 1310.34 | 1423.04 | 1402.56 | 1248.54
Nuc | 22455.74 | 33802.9 | 36794.34 | 37094.23 | 31125.07 | 35110.1
PS | 401.94 | 401.94 | 401.94 | 401.94 | 401.94 | 401.94
PV | 30.85 | 845.2 | 1217.06 | 1293.99 | 1308.15 | 569.46
PeakG | 1869.53 | 2769.05 | 2304.93 | 2774.2 | 2888.54 | 2867.13
PeakO | 511.05 | 671.27 | 543.63 | 546.25 | 546.26 | 546.27
ST | 0 | 0 | 0 | 0 | 0 | 0
STOG | 1923.21 | 2312.11 | 2236.23 | 2339.84 | 2281.28 | 2302
STWD | 587.38 | 517.47 | 335.29 | 512.97 | 540.16 | 574.93
WT | 5733.61 | 8738.23 | 10313.85 | 11363.3 | 11493.29 | 9251.36
IGCC | 366.62 | 367.4 | 368.47 | 374.22 | 375.86 | 380.79
DemandResponse | 0 | 0 | 0 | 0 | 0 | 0
IGCC-CCS | 0 | 0 | 0 | 0 | 0 | 0
WT_off | 308.81 | 308.81 | 907.86 | 907.86 | 599.11 | 599.11
PseudoUnit | 0 | 0 | 0 | 0.07 | 192.11 | 191.42
FixedInterchange | 0 | 0 | 0 | 0 | 0 | 0
Total Costs by Reporting Type: EI_Canada
ReportingType | 2015 | 2020 | 2025 | 2030 | 2035 | 2040
BM | 177.6 | 177.6 | 177.6 | 177.6 | 177.6 | 177.87
CC | 400 | 438.26 | 468.93 | 537.51 | 798.74 | 1923.27
CSP | 0 | 0 | 0 | 0 | 0 | 0
CT | 95.02 | 143.76 | 145.62 | 144.11 | 52.96 | 7.6
Coal | 83.71 | 96.72 | 121.79 | 0 | 0 | 0
Geo | 0 | 0 | 0 | 0 | 0 | 0
H | 216.06 | 216.06 | 283.57 | 791.06 | 1179.54 | 1526.07
LFG | 19.32 | 19.32 | 19.32 | 19.32 | 14.43 | 14.43
Nuc | 3219.7 | 3238.46 | 3297.11 | 3316.59 | 3051.67 | 3135.54
PS | 2.92 | 2.92 | 2.92 | 2.92 | 2.92 | 2.92
PV | 558.01 | 558.01 | 558.01 | 558.01 | 0.44 | 0.44
PeakG | 21.81 | 23.55 | 23.55 | 23.55 | 27.11 | 28.07
PeakO | 0.09 | 0.09 | 0.09 | 0.12 | 0.12 | 0.12
ST | 0 | 0 | 0 | 0 | 0 | 0
STOG | 5.78 | 5.54 | 5.54 | 5.54 | 0 | 0
STWD | 0 | 0 | 0 | 0 | 0 | 0
WT | 868.55 | 868.55 | 868.55 | 868.55 | 53.26 | 53.26
IGCC | 0 | 0 | 0 | 0 | 0 | 0
DemandResponse | 0 | 0 | 0 | 0 | 0 | 0
IGCC-CCS | 0 | 0 | 0 | 0 | 0 | 0
WT_off | 0 | 0 | 0 | 0 | 0 | 0
PseudoUnit | 0 | 0 | 0 | 0 | 0 | 0
FixedInterchange | 0 | 0 | 0 | 0 | 0 | 0
Total Costs by Reporting Type: EI
ReportingType | 2015 | 2020 | 2025 | 2030 | 2035 | 2040
BM | 733.83 | 1041.85 | 1579.37 | 1719.19 | 1896.11 | 1858.72
CC | 33003.25 | 38192.95 | 38269.68 | 45266.79 | 62432.61 | 71527.59
CSP | 0 | 0 | 0 | 0 | 0 | 0
CT | 538.37 | 968.08 | 1110.65 | 2009.63 | 2149.59 | 2212.72
Coal | 59748.13 | 64663.56 | 67836.6 | 69155.13 | 79088.4 | 92484.37
Geo | 3.95 | 3.95 | 3.95 | 3.95 | 3.95 | 3.95
H | 635.35 | 635.71 | 876.21 | 1383.7 | 1773.21 | 2119.74
LFG | 466.92 | 711.31 | 1329.66 | 1442.36 | 1417 | 1262.97
Nuc | 25675.44 | 37041.35 | 40091.45 | 40410.81 | 34176.74 | 38245.64
PS | 404.86 | 404.86 | 404.86 | 404.86 | 404.86 | 404.86
PV | 588.85 | 1403.21 | 1775.06 | 1852 | 1308.59 | 569.9
PeakG | 1891.33 | 2792.6 | 2328.48 | 2797.75 | 2915.65 | 2895.2
PeakO | 511.14 | 671.36 | 543.72 | 546.36 | 546.37 | 546.39
ST | 0 | 0 | 0 | 0 | 0 | 0
STOG | 1928.99 | 2317.64 | 2241.77 | 2345.38 | 2281.28 | 2302
STWD | 587.38 | 517.47 | 335.29 | 512.97 | 540.16 | 574.93
WT | 6602.17 | 9606.78 | 11182.4 | 12231.85 | 11546.55 | 9304.62
IGCC | 366.62 | 367.4 | 368.47 | 374.22 | 375.86 | 380.79
DemandResponse | 0 | 0 | 0 | 0 | 0 | 0
IGCC-CCS | 0 | 0 | 0 | 0 | 0 | 0
WT_off | 308.81 | 308.81 | 907.86 | 907.86 | 599.11 | 599.11
PseudoUnit | 0 | 0 | 0 | 0.07 | 192.11 | 191.42
FixedInterchange | 0 | 0 | 0 | 0 | 0 | 0
Total Costs by Reporting Type: Outside_EI
ReportingType | 2015 | 2020 | 2025 | 2030 | 2035 | 2040
BM | 93.22 | 98.06 | 90.56 | 112.1 | 117.03 | 117.96
CC | 18402.6 | 21675.95 | 24222.48 | 30050.06 | 33484.43 | 34537.32
CSP | 0 | 0 | 0 | 0 | 0 | 0
CT | 158.9 | 207.23 | 481.89 | 793.33 | 616.23 | 632.36
Coal | 14703.76 | 16253.31 | 16703.42 | 16798.85 | 21117.07 | 24694.18
Geo | 273.05 | 1168.47 | 3039.18 | 3024.92 | 3000.04 | 2445.91
H | 875.65 | 875.65 | 875.65 | 875.65 | 875.65 | 875.65
LFG | 75.05 | 488.37 | 563.84 | 670.45 | 663.29 | 397.26
Nuc | 3078.63 | 3429.35 | 3438.57 | 3458.79 | 6300.96 | 12085.75
PS | 112.39 | 112.39 | 112.39 | 112.39 | 112.39 | 112.39
PV | 50.3 | 50.3 | 50.3 | 50.3 | 5.33 | 5.33
PeakG | 336.56 | 483.81 | 430.95 | 506.04 | 530.59 | 534.55
PeakO | 14.18 | 18.14 | 14.83 | 14.84 | 14.84 | 14.84
ST | 355.23 | 681.23 | 793.8 | 761.78 | 519.8 | 247.37
STOG | 1536.76 | 1874.82 | 1750.42 | 1795.92 | 1793.32 | 1804.76
STWD | 363.55 | 368.27 | 38.22 | 199.32 | 203.08 | 272.4
WT | 1533.05 | 4673.96 | 4673.96 | 4728.13 | 3967.06 | 1184.27
IGCC | 0 | 0 | 0 | 0 | 0 | 0
DemandResponse | 0 | 0 | 0 | 0 | 0 | 0
IGCC-CCS | 0 | 0 | 0 | 0 | 0 | 0
WT_off | 0 | 0 | 0 | 0 | 0 | 0
PseudoUnit | 0 | 0 | 0 | 0 | 0 | 0
FixedInterchange | 0 | 0 | 0 | 0 | 0 | 0
#15 A | RPS Generation Compliance Payments ($)
RPS Program | 2015 | 2020 | 2025 | 2030 | 2035 | 2040
NEISO | 0 | 0 | 0 | 0 | 0 | 0
CA | 1660.79 | 337.02 | 0 | 0 | 0 | 0
NWPP | 0 | 0 | 0 | 0 | 0 | 0
PJM | 0 | 593.93 | 627.01 | 162.24 | 232.95 | 321.33
US | 0 | 0 | 0 | 0 | 0 | 0
PJM_Solar | 377.13 | 0 | 0 | 0 | 0 | 0
MA_Solar | 157.34 | 0 | 0 | 0 | 0 | 0
NH_Solar | 10.6 | 0 | 0 | 0 | 0 | 0
MRETS_Solar | 0 | 0 | 0 | 0 | 0 | 0
AZNMSNV | 216.92 | 306.82 | 0 | 0 | 0 | 0
AZNMSNV_Solar | 58.57 | 0 | 0 | 0 | 0 | 0
MRETS | 0 | 0 | 0 | 0 | 0 | 0
MI | 75.53 | 15.2 | 0 | 0 | 0 | 0
Ohio | 0 | 0 | 0 | 0 | 0 | 0
Ohio_Solar | 57.03 | 0 | 0 | 0 | 0 | 0
MOKSOKNE | 203.23 | 0 | 0 | 0 | 0 | 0
MO_Solar | 29.44 | 0 | 0 | 0 | 0 | 0
NC | 749.8 | 0 | 0 | 0 | 0 | 0
NC_Solar | 25.48 | 0 | 0 | 0 | 0 | 0
CO | 28.65 | 0 | 0 | 0 | 0 | 0
CO_Solar | 187.9 | 0 | 0 | 0 | 0 | 0
NY | 10.82 | 5.62 | 0 | 0 | 0 | 8.6
TX | 0 | 0 | 0 | 0 | 0 | 0
#15 B | RPS Capacity Compliance Payments ($)
RPS Program | 2015 | 2020 | 2025 | 2030 | 2035 | 2040
NEISO | 0 | 0 | 0 | 0 | 0 | 0
CA | 0 | 0 | 0 | 0 | 0 | 0
NWPP | 0 | 0 | 0 | 0 | 0 | 0
PJM | 0 | 0 | 0 | 0 | 0 | 0
US | 0 | 0 | 0 | 0 | 0 | 0
PJM_Solar | 0 | 0 | 0 | 0 | 0 | 0
MA_Solar | 0 | 0 | 0 | 0 | 0 | 0
NH_Solar | 0 | 0 | 0 | 0 | 0 | 0
MRETS_Solar | 0 | 0 | 0 | 0 | 0 | 0
AZNMSNV | 0 | 0 | 0 | 0 | 0 | 0
AZNMSNV_Solar | 0 | 0 | 0 | 0 | 0 | 0
MRETS | 0 | 0 | 0 | 0 | 0 | 0
MI | 0 | 0 | 0 | 0 | 0 | 0
Ohio | 0 | 0 | 0 | 0 | 0 | 0
Ohio_Solar | 0 | 0 | 0 | 0 | 0 | 0
MOKSOKNE | 0 | 0 | 0 | 0 | 0 | 0
MO_Solar | 0 | 0 | 0 | 0 | 0 | 0
NC | 0 | 0 | 0 | 0 | 0 | 0
NC_Solar | 0 | 0 | 0 | 0 | 0 | 0
CO | 0 | 0 | 0 | 0 | 0 | 0
CO_Solar | 0 | 0 | 0 | 0 | 0 | 0
NY | 0 | 0 | 0 | 0 | 0 | 0
TX | 0 | 0 | 0 | 0 | 0 | 0
#16a | Transmission Costs ($million) [excludes shadow cost]
Transmission Costs: Entergy
Cost | 2015 | 2020 | 2025 | 2030 | 2035 | 2040
a. Wheel Share | 2.12 | 1.53 | 1.1 | 10.66 | 20.86 | 34.66
b. Friction Share | 3.47 | 2.54 | 1.17 | 6.8 | 19.99 | 31.53
Transmission Costs: FRCC
Cost | 2015 | 2020 | 2025 | 2030 | 2035 | 2040
a. Wheel Share | 9.89 | 6 | 5.45 | 3.51 | 2.41 | 13.82
b. Friction Share | 9.89 | 6 | 5.45 | 3.51 | 2.41 | 13.82
Transmission Costs: MAPP_US
Cost | 2015 | 2020 | 2025 | 2030 | 2035 | 2040
a. Wheel Share | 16.97 | 13.21 | 12.18 | 10.06 | 12.16 | 14.17
b. Friction Share | 12.27 | 9.44 | 8.87 | 7.05 | 8.67 | 10.22
Transmission Costs: MISO_IN
Cost | 2015 | 2020 | 2025 | 2030 | 2035 | 2040
a. Wheel Share | 1.87 | 2.83 | 2.89 | 2.31 | 2.27 | 5.92
b. Friction Share | 1.25 | 1.78 | 1.8 | 1.67 | 3.28 | 4.66
Transmission Costs: MISO_MI
Cost | 2015 | 2020 | 2025 | 2030 | 2035 | 2040
a. Wheel Share | 4.01 | 9.12 | 5.25 | 6.51 | 5.74 | 8.9
b. Friction Share | 11.6 | 22.39 | 13.58 | 15.01 | 18.46 | 21.64
Transmission Costs: MISO_MO-IL
Cost | 2015 | 2020 | 2025 | 2030 | 2035 | 2040
a. Wheel Share | 0.68 | 0.13 | 0.85 | 10.11 | 12.82 | 23.21
b. Friction Share | 9.43 | 1.03 | 0.9 | 6.03 | 9.78 | 13.71
Transmission Costs: MISO_W
Cost | 2015 | 2020 | 2025 | 2030 | 2035 | 2040
a. Wheel Share | 8.26 | 13.57 | 19.55 | 13.92 | 10.04 | 11.29
b. Friction Share | 9.24 | 14.73 | 18.87 | 10.23 | 5.88 | 7.82
Transmission Costs: MISO_WUMS
Cost | 2015 | 2020 | 2025 | 2030 | 2035 | 2040
a. Wheel Share | 0.22 | 0.1 | 0.1 | 0.65 | 0.51 | 1.98
b. Friction Share | 0.1 | 0.56 | 1.05 | 0.53 | 1.44 | 0.36
Transmission Costs: Nebraska
Cost | 2015 | 2020 | 2025 | 2030 | 2035 | 2040
a. Wheel Share | 14.56 | 11 | 11.43 | 11.04 | 9.51 | 22.29
b. Friction Share | 9.93 | 7.35 | 7.88 | 6.68 | 7.35 | 7.64
Transmission Costs: NEISO
Cost | 2015 | 2020 | 2025 | 2030 | 2035 | 2040
a. Wheel Share | 0.43 | 1.06 | 1.21 | 2.31 | 3.23 | 6.88
b. Friction Share | 5.1 | 8.47 | 12.79 | 25.55 | 33.09 | 40.19
Transmission Costs: NonRTO_Midwest
Cost | 2015 | 2020 | 2025 | 2030 | 2035 | 2040
a. Wheel Share | 1.68 | 2.86 | 3.53 | 3.45 | 3.99 | 4.08
b. Friction Share | 1.01 | 1.76 | 2.62 | 3.24 | 4.3 | 4.38
Transmission Costs: NYISO_A-F
Cost | 2015 | 2020 | 2025 | 2030 | 2035 | 2040
a. Wheel Share | 30.45 | 20.2 | 22.01 | 19.49 | 8.43 | 11.5
b. Friction Share | 57.71 | 41.88 | 43.52 | 40.65 | 24.73 | 23.42
Transmission Costs: NYISO_G-I
Cost | 2015 | 2020 | 2025 | 2030 | 2035 | 2040
a. Wheel Share | 3.64 | 4.87 | 8.23 | 6.06 | 4.79 | 8.39
b. Friction Share | 2.17 | 3.29 | 6.38 | 8.29 | 10 | 23.13
Transmission Costs: NYISO_J-K
Cost | 2015 | 2020 | 2025 | 2030 | 2035 | 2040
a. Wheel Share | 2.11 | 3.98 | 3.37 | 11.52 | 9.1 | 9.03
b. Friction Share | 3.97 | 6.49 | 9.8 | 19.55 | 13.61 | 12.83
Transmission Costs: PJM_E
Cost | 2015 | 2020 | 2025 | 2030 | 2035 | 2040
a. Wheel Share | 2.54 | 4.84 | 7.28 | 10.89 | 10.73 | 8.26
b. Friction Share | 2.57 | 4.11 | 5.5 | 7.93 | 7.35 | 5.88
Transmission Costs: PJM_ROM
Cost | 2015 | 2020 | 2025 | 2030 | 2035 | 2040
a. Wheel Share | 3.45 | 0.91 | 3.81 | 4.28 | 4.83 | 41.88
b. Friction Share | 2.88 | 0.96 | 3.65 | 3.94 | 4.96 | 6.87
Transmission Costs: PJM_ROR
Cost | 2015 | 2020 | 2025 | 2030 | 2035 | 2040
a. Wheel Share | 41.98 | 15.34 | 9.84 | 6.41 | 18.29 | 68.66
b. Friction Share | 54.17 | 18.3 | 12.66 | 7.41 | 29.87 | 44.92
Transmission Costs: SOCO
Cost | 2015 | 2020 | 2025 | 2030 | 2035 | 2040
a. Wheel Share | 14.38 | 12.32 | 13.36 | 9.28 | 7.23 | 19.61
b. Friction Share | 16.6 | 13.92 | 16.03 | 11.32 | 10.16 | 23.92
Transmission Costs: SPP_N
Cost | 2015 | 2020 | 2025 | 2030 | 2035 | 2040
a. Wheel Share | 2.66 | 4.08 | 7.63 | 9.62 | 12.3 | 23.63
b. Friction Share | 1.06 | 1.79 | 4.67 | 4.21 | 9.11 | 12.15
Transmission Costs: SPP_S
Cost | 2015 | 2020 | 2025 | 2030 | 2035 | 2040
a. Wheel Share | 0.23 | 0.53 | 1.17 | 1.36 | 8.52 | 12.6
b. Friction Share | 0.3 | 0.12 | 1.16 | 0.8 | 5.65 | 13.04
Transmission Costs: TVA
Cost | 2015 | 2020 | 2025 | 2030 | 2035 | 2040
a. Wheel Share | 2.06 | 4.55 | 6.16 | 4.46 | 2.26 | 1.95
b. Friction Share | 2.32 | 4.65 | 6.13 | 4.84 | 2.56 | 1.99
Transmission Costs: TVA_Transmission
Cost | 2015 | 2020 | 2025 | 2030 | 2035 | 2040
a. Wheel Share | 0.53 | 0.27 | 0.81 | 1.93 | 4.53 | 4.28
b. Friction Share | 0.44 | 0.23 | 0.92 | 2.62 | 5.73 | 5.42
Transmission Costs: VACAR
Cost | 2015 | 2020 | 2025 | 2030 | 2035 | 2040
a. Wheel Share | 41.11 | 15.54 | 11.1 | 6.49 | 17.43 | 34.21
b. Friction Share | 40.68 | 15.89 | 13.35 | 7.61 | 19.44 | 35.69
Transmission Costs: IESO
Cost | 2015 | 2020 | 2025 | 2030 | 2035 | 2040
a. Wheel Share | 31.98 | 33.92 | 29.06 | 25.97 | 9.9 | 12.25
b. Friction Share | 68.91 | 76.11 | 65.6 | 57.76 | 22.59 | 27.06
Transmission Costs: MAPP_CA
Cost | 2015 | 2020 | 2025 | 2030 | 2035 | 2040
a. Wheel Share | 4.14 | 6.63 | 6.78 | 7.59 | 7.97 | 8.22
b. Friction Share | 1.08 | 4.85 | 1.85 | 6.11 | 3.31 | 2.55
Transmission Costs: AZ_NM_SNV_Coal
Cost | 2015 | 2020 | 2025 | 2030 | 2035 | 2040
a. Wheel Share | 20.67 | 20.83 | 23.79 | 25.54 | 30.69 | 31.85
b. Friction Share | 34.85 | 35.2 | 40.17 | 43.16 | 51.66 | 53.54
Transmission Costs: AZ_NM_SNV_Gas
Cost | 2015 | 2020 | 2025 | 2030 | 2035 | 2040
a. Wheel Share | 79.53 | 85.33 | 85.84 | 94.8 | 106.21 | 92.52
b. Friction Share | 132.86 | 142.55 | 143.39 | 158.39 | 177.37 | 154.49
Transmission Costs: AZ_NM_SNV_NucRenew
Cost | 2015 | 2020 | 2025 | 2030 | 2035 | 2040
a. Wheel Share | 42 | 65.27 | 74.31 | 76.7 | 84.71 | 85.9
b. Friction Share | 70.09 | 108.95 | 124.04 | 128.02 | 141.34 | 143.32
Transmission Costs: ERCOT
Cost | 2015 | 2020 | 2025 | 2030 | 2035 | 2040
a. Wheel Share | 0 | 0 | 0.66 | 0.44 | 1.19 | 3.46
b. Friction Share | 0 | 0 | 1.01 | 0.69 | 1.79 | 5.2
Transmission Costs: NP15
Cost | 2015 | 2020 | 2025 | 2030 | 2035 | 2040
a. Wheel Share | 30.52 | 22.81 | 14.32 | 40.35 | 30.1 | 18.95
b. Friction Share | 50.94 | 38.11 | 23.96 | 67.34 | 50.26 | 31.66
Transmission Costs: NWPP_Coal
Cost | 2015 | 2020 | 2025 | 2030 | 2035 | 2040
a. Wheel Share | 78.22 | 57.14 | 49.78 | 81.5 | 81.65 | 66.53
b. Friction Share | 131.63 | 96.5 | 84.27 | 137.33 | 137.6 | 112.45
Transmission Costs: NWPP_Gas
Cost | 2015 | 2020 | 2025 | 2030 | 2035 | 2040
a. Wheel Share | 0 | 0 | 0 | 0 | 0 | 0
b. Friction Share | 0.3 | 0.3 | 0.3 | 0.5 | 0.52 | 0.56
Transmission Costs: NWPP_NucRenew
Cost | 2015 | 2020 | 2025 | 2030 | 2035 | 2040
a. Wheel Share | 0 | 0 | 0 | 0 | 0 | 0
b. Friction Share | 0.96 | 0.96 | 1 | 1 | 1 | 1
Transmission Costs: RMPA
Cost | 2015 | 2020 | 2025 | 2030 | 2035 | 2040
a. Wheel Share | 3.55 | 4.23 | 8.16 | 10.82 | 14.06 | 16.8
b. Friction Share | 2.51 | 3.56 | 11.44 | 13.87 | 20.06 | 25.21
Transmission Costs: SP15
Cost | 2015 | 2020 | 2025 | 2030 | 2035 | 2040
a. Wheel Share | 185.53 | 201.53 | 211.26 | 226.35 | 247.17 | 232.4
b. Friction Share | 309.29 | 335.97 | 352.2 | 377.36 | 412.05 | 387.41
Transmission Costs: ALB
Cost | 2015 | 2020 | 2025 | 2030 | 2035 | 2040
a. Wheel Share | 0.9 | 1.81 | 2.3 | 2.41 | 0.37 | 0.05
b. Friction Share | 1.5 | 3.02 | 3.84 | 4.02 | 0.62 | 0.08
Transmission Costs: BC
Cost | 2015 | 2020 | 2025 | 2030 | 2035 | 2040
a. Wheel Share | 3.73 | 3.62 | 2.69 | 3.23 | 4.91 | 1.47
b. Friction Share | 6.22 | 6.03 | 4.49 | 5.39 | 8.18 | 2.46
Transmission Costs: HQ_IESO
Cost | 2015 | 2020 | 2025 | 2030 | 2035 | 2040
a. Wheel Share | 0 | 0 | 0 | 0 | 0 | 0
b. Friction Share | 0.01 | 0.01 | 0.01 | 0.01 | 0.01 | 0.01
Transmission Costs: HQ_NEISO
Cost | 2015 | 2020 | 2025 | 2030 | 2035 | 2040
a. Wheel Share | 0 | 0 | 0 | 0 | 0 | 0
b. Friction Share | 0.11 | 0.11 | 0.11 | 0.11 | 0.11 | 0.11
Transmission Costs: HQ_NY
Cost | 2015 | 2020 | 2025 | 2030 | 2035 | 2040
a. Wheel Share | 0 | 0 | 0 | 0 | 0 | 0
b. Friction Share | 0.03 | 0.03 | 0.03 | 0.03 | 0.03 | 0.03
Transmission Costs: MARITIMES
Cost | 2015 | 2020 | 2025 | 2030 | 2035 | 2040
a. Wheel Share | 0 | 0 | 0 | 0 | 0 | 0
b. Friction Share | 0.05 | 0.05 | 0.05 | 0.05 | 0.07 | 0.07
Transmission Costs: All
Cost | 2015 | 2020 | 2025 | 2030 | 2035 | 2040
a. Wheel Share | 686.6 | 651.97 | 667.25 | 762.01 | 810.91 | 961.62
b. Friction Share | 1069.52 | 1040 | 1056.51 | 1206.61 | 1286.4 | 1312.41
Transmission Costs: EI_US
Cost | 2015 | 2020 | 2025 | 2030 | 2035 | 2040
a. Wheel Share | 205.84 | 148.84 | 158.3 | 166.3 | 191.99 | 391.21
b. Friction Share | 258.36 | 187.87 | 198.94 | 205.66 | 258.05 | 365.42
Transmission Costs: EI_Canada
Cost | 2015 | 2020 | 2025 | 2030 | 2035 | 2040
a. Wheel Share | 36.12 | 40.55 | 35.85 | 33.56 | 17.86 | 20.47
b. Friction Share | 70.01 | 80.97 | 67.46 | 63.89 | 25.92 | 29.62
Transmission Costs: EI
Cost | 2015 | 2020 | 2025 | 2030 | 2035 | 2040
a. Wheel Share | 241.96 | 189.39 | 194.15 | 199.86 | 209.85 | 411.68
b. Friction Share | 328.36 | 268.84 | 266.4 | 269.55 | 283.97 | 395.05
Transmission Costs: Outside_EI
Cost | 2015 | 2020 | 2025 | 2030 | 2035 | 2040
a. Wheel Share | 444.65 | 462.58 | 473.11 | 562.14 | 601.06 | 549.94
b. Friction Share | 741.16 | 771.16 | 790.11 | 937.07 | 1002.43 | 917.37

## Capacity
#1 | New Build Capacity (MW)
New Build Capacity by Reporting Type: Entergy
ReportingType | 2015 | 2020 | 2025 | 2030 | 2035 | 2040
BM | 0 | 0 | 0 | 0 | 0 | 0
CC | 0 | 1121.18 | 0 | 725.58 | 1332.34 | 0
CSP | 0 | 0 | 0 | 0 | 0 | 0
CT | 0 | 0 | 0 | 0 | 0 | 0
Coal | 720 | 0 | 0 | 0 | 0 | 3085.53
Geo | 0 | 0 | 0 | 0 | 0 | 0
H | 0 | 0 | 0 | 0 | 0 | 0
LFG | 0 | 0 | 107.4 | 0 | 0 | 0
Nuc | 456.92 | 0 | 0 | 0 | 0 | 0
PS | 0 | 0 | 0 | 0 | 0 | 0
PV | 0.29 | 64.32 | 35.11 | 3.11 | 2.61 | 4.53
PeakG | 0 | 0 | 0 | 0 | 0 | 0
PeakO | 0 | 0 | 0 | 0 | 0 | 0
ST | 0 | 0 | 0 | 0 | 0 | 0
STOG | 0 | 0 | 0 | 0 | 0 | 0
STWD | 0 | 0 | 0 | 0 | 0 | 0
WT | 0 | 0 | 0 | 0 | 0 | 0
IGCC | 0 | 0 | 0 | 0 | 0 | 0
DemandResponse | 0 | 0 | 0 | 0 | 0 | 0
IGCC-CCS | 0 | 0 | 0 | 0 | 0 | 0
WT_off | 0 | 0 | 0 | 0 | 0 | 0
PseudoUnit | 0 | 0 | 0 | 0 | 0 | 0
FixedInterchange | 0 | 0 | 0 | 0 | 0 | 0
New Build Capacity by Reporting Type: FRCC
ReportingType | 2015 | 2020 | 2025 | 2030 | 2035 | 2040
BM | 0 | 0 | 0 | 0 | 0 | 0
CC | 1516.9 | 735.89 | 882.64 | 3338.2 | 6613.97 | 0
CSP | 0 | 0 | 0 | 0 | 0 | 0
CT | 2480 | 0 | 0 | 0 | 0 | 0
Coal | 0 | 0 | 0 | 0 | 0 | 0
Geo | 0 | 0 | 0 | 0 | 0 | 0
H | 0 | 0 | 0 | 0 | 0 | 0
LFG | 0 | 0 | 198 | 0 | 0 | 0
Nuc | 339.47 | 3351 | 1117 | 0 | 0 | 1721.12
PS | 0 | 0 | 0 | 0 | 0 | 0
PV | 0 | 0 | 0 | 0 | 0 | 0
PeakG | 0 | 0 | 0 | 0 | 0 | 0
PeakO | 0 | 0 | 0 | 0 | 0 | 0
ST | 0 | 0 | 0 | 0 | 0 | 0
STOG | 0 | 0 | 0 | 0 | 0 | 0
STWD | 0 | 0 | 0 | 0 | 0 | 0
WT | 0 | 0 | 0 | 0 | 0 | 0
IGCC | 0 | 0 | 0 | 0 | 0 | 0
DemandResponse | 0 | 0 | 0 | 0 | 0 | 0
IGCC-CCS | 0 | 0 | 0 | 0 | 0 | 0
WT_off | 0 | 0 | 0 | 0 | 0 | 0
PseudoUnit | 0 | 0 | 0 | 0 | 0 | 0
FixedInterchange | 0 | 0 | 0 | 0 | 0 | 0
New Build Capacity by Reporting Type: MAPP_US
ReportingType | 2015 | 2020 | 2025 | 2030 | 2035 | 2040
BM | 0 | 0 | 0 | 0 | 0 | 0
CC | 0 | 0 | 0 | 0 | 0 | 0
CSP | 0 | 0 | 0 | 0 | 0 | 0
CT | 308.3 | 0 | 0 | 311.06 | 0 | 0
Coal | 0 | 0 | 0 | 0 | 308.99 | 249.28
Geo | 0 | 0 | 0 | 0 | 0 | 0
H | 0 | 0 | 0 | 0 | 0 | 0
LFG | 0 | 0 | 71.67 | 0 | 0 | 0
Nuc | 0 | 0 | 0 | 0 | 0 | 0
PS | 0 | 0 | 0 | 0 | 0 | 0
PV | 0 | 0 | 0 | 0 | 0 | 0
PeakG | 0 | 0 | 0 | 0 | 0 | 0
PeakO | 0 | 0 | 0 | 0 | 0 | 0
ST | 0 | 0 | 0 | 0 | 0 | 0
STOG | 0 | 0 | 0 | 0 | 0 | 0
STWD | 0 | 0 | 0 | 0 | 0 | 0
WT | 421.3 | 599.33 | 81.68 | 116.04 | 115.5 | 94.39
IGCC | 0 | 0 | 0 | 0 | 0 | 0
DemandResponse | 0 | 0 | 0 | 0 | 0 | 0
IGCC-CCS | 0 | 0 | 0 | 0 | 0 | 0
WT_off | 0 | 0 | 0 | 0 | 0 | 0
PseudoUnit | 0 | 0 | 0 | 0 | 0 | 0
FixedInterchange | 0 | 0 | 0 | 0 | 0 | 0
New Build Capacity by Reporting Type: MISO_IN
ReportingType | 2015 | 2020 | 2025 | 2030 | 2035 | 2040
BM | 0 | 0 | 0 | 0 | 0 | 0
CC | 0 | 0 | 0 | 0 | 0 | 0
CSP | 0 | 0 | 0 | 0 | 0 | 0
CT | 0 | 0 | 0 | 0 | 0 | 0
Coal | 0 | 0 | 0 | 0 | 0 | 0
Geo | 0 | 0 | 0 | 0 | 0 | 0
H | 0 | 0 | 0 | 0 | 0 | 0
LFG | 0 | 0 | 0 | 80.12 | 0 | 0
Nuc | 0 | 0 | 0 | 0 | 0 | 0
PS | 0 | 0 | 0 | 0 | 0 | 0
PV | 0 | 247.42 | 151.1 | 4.84 | 15.59 | 11.9
PeakG | 0 | 0 | 0 | 0 | 0 | 0
PeakO | 0 | 0 | 0 | 0 | 0 | 0
ST | 0 | 0 | 0 | 0 | 0 | 0
STOG | 0 | 0 | 0 | 0 | 0 | 0
STWD | 0 | 0 | 0 | 0 | 0 | 0
WT | 0 | 0 | 0 | 0 | 0 | 0
IGCC | 618 | 0 | 0 | 0 | 0 | 0
DemandResponse | 0 | 0 | 0 | 0 | 0 | 0
IGCC-CCS | 0 | 0 | 0 | 0 | 0 | 0
WT_off | 0 | 0 | 0 | 0 | 0 | 0
PseudoUnit | 0 | 0 | 0 | 0 | 0 | 0
FixedInterchange | 0 | 0 | 0 | 0 | 0 | 0
New Build Capacity by Reporting Type: MISO_MI
ReportingType | 2015 | 2020 | 2025 | 2030 | 2035 | 2040
BM | 0 | 0 | 0 | 0 | 0 | 0
CC | 0 | 0 | 0 | 0 | 0 | 0
CSP | 0 | 0 | 0 | 0 | 0 | 0
CT | 0 | 0 | 0 | 0 | 0 | 0
Coal | 0 | 0 | 0 | 0 | 0 | 0
Geo | 0 | 0 | 0 | 0 | 0 | 0
H | 0 | 0 | 0 | 0 | 0 | 0
LFG | 0 | 160.25 | 0 | 0 | 0 | 0
Nuc | 164.34 | 0 | 1520 | 0 | 0 | 0
PS | 0 | 0 | 0 | 0 | 0 | 0
PV | 0 | 0 | 0 | 0 | 0 | 0
PeakG | 0 | 0 | 0 | 0 | 0 | 0
PeakO | 0 | 0 | 0 | 0 | 0 | 0
ST | 0 | 0 | 0 | 0 | 0 | 0
STOG | 0 | 0 | 0 | 0 | 0 | 0
STWD | 0 | 0 | 0 | 0 | 0 | 0
WT | 2000 | 0 | 600 | 13.67 | 169.12 | 232.25
IGCC | 0 | 0 | 0 | 0 | 0 | 0
DemandResponse | 0 | 0 | 0 | 0 | 0 | 0
IGCC-CCS | 0 | 0 | 0 | 0 | 0 | 0
WT_off | 0 | 0 | 0 | 0 | 0 | 0
PseudoUnit | 0 | 0 | 0 | 0 | 0 | 0
FixedInterchange | 0 | 0 | 0 | 0 | 0 | 0
New Build Capacity by Reporting Type: MISO_MO-IL
ReportingType | 2015 | 2020 | 2025 | 2030 | 2035 | 2040
BM | 0 | 0 | 0 | 0 | 0 | 0
CC | 0 | 0 | 0 | 0 | 0 | 0
CSP | 0 | 0 | 0 | 0 | 0 | 0
CT | 0 | 0 | 0 | 0 | 0 | 0
Coal | 1790 | 0 | 0 | 0 | 0 | 0
Geo | 0 | 0 | 0 | 0 | 0 | 0
H | 0 | 0 | 0 | 0 | 0 | 0
LFG | 0 | 0 | 223.33 | 0 | 0 | 0
Nuc | 194.27 | 0 | 0 | 0 | 0 | 0
PS | 0 | 0 | 0 | 0 | 0 | 0
PV | 0 | 0 | 0 | 0 | 0 | 0
PeakG | 0 | 0 | 0 | 0 | 0 | 0
PeakO | 0 | 0 | 0 | 0 | 0 | 0
ST | 0 | 0 | 0 | 0 | 0 | 0
STOG | 0 | 0 | 0 | 0 | 0 | 0
STWD | 0 | 0 | 0 | 0 | 0 | 0
WT | 300 | 0 | 0 | 0 | 0 | 0
IGCC | 0 | 0 | 0 | 0 | 0 | 0
DemandResponse | 0 | 0 | 0 | 0 | 0 | 0
IGCC-CCS | 0 | 0 | 0 | 0 | 0 | 0
WT_off | 0 | 0 | 0 | 0 | 0 | 0
PseudoUnit | 0 | 0 | 0 | 0 | 0 | 0
FixedInterchange | 0 | 0 | 0 | 0 | 0 | 0
New Build Capacity by Reporting Type: MISO_W
ReportingType | 2015 | 2020 | 2025 | 2030 | 2035 | 2040
BM | 0 | 0 | 0 | 0 | 0 | 0
CC | 0 | 0 | 0 | 0 | 0 | 0
CSP | 0 | 0 | 0 | 0 | 0 | 0
CT | 0 | 0 | 0 | 0 | 0 | 0
Coal | 0 | 0 | 0 | 0 | 5813.61 | 4777.09
Geo | 0 | 0 | 0 | 0 | 0 | 0
H | 0 | 0 | 0 | 0 | 0 | 0
LFG | 0 | 0 | 71.67 | 0 | 0 | 0
Nuc | 197.22 | 0 | 0 | 0 | 0 | 0
PS | 0 | 0 | 0 | 0 | 0 | 0
PV | 0 | 0 | 0 | 0 | 0 | 0
PeakG | 0 | 0 | 0 | 0 | 0 | 0
PeakO | 0 | 0 | 0 | 0 | 0 | 0
ST | 0 | 0 | 0 | 0 | 0 | 0
STOG | 0 | 0 | 0 | 0 | 0 | 0
STWD | 0 | 0 | 0 | 0 | 0 | 0
WT | 2800.5 | 2069.18 | 3090.1 | 714.11 | 644.44 | 510.73
IGCC | 0 | 0 | 0 | 0 | 0 | 0
DemandResponse | 0 | 0 | 0 | 0 | 0 | 0
IGCC-CCS | 0 | 0 | 0 | 0 | 0 | 0
WT_off | 0 | 0 | 0 | 0 | 0 | 0
PseudoUnit | 0 | 0 | 0 | 0 | 0 | 0
FixedInterchange | 0 | 0 | 0 | 0 | 0 | 0
New Build Capacity by Reporting Type: MISO_WUMS
ReportingType | 2015 | 2020 | 2025 | 2030 | 2035 | 2040
BM | 0 | 0 | 0 | 0 | 0 | 0
CC | 0 | 1791.53 | 127.29 | 1310.13 | 0 | 0
CSP | 0 | 0 | 0 | 0 | 0 | 0
CT | 0 | 2384.92 | 313.85 | 4003 | 3897.44 | 0
Coal | 615 | 0 | 0 | 0 | 0 | 0
Geo | 0 | 0 | 0 | 0 | 0 | 0
H | 0 | 1 | 0 | 0 | 0 | 0
LFG | 0 | 7.55 | 215.78 | 0 | 0 | 0
Nuc | 235 | 0 | 0 | 0 | 0 | 0
PS | 0 | 0 | 0 | 0 | 0 | 0
PV | 0 | 0 | 0 | 0 | 0 | 0
PeakG | 0 | 0 | 0 | 0 | 0 | 0
PeakO | 0 | 0 | 0 | 0 | 0 | 0
ST | 0 | 0 | 0 | 0 | 0 | 0
STOG | 0 | 0 | 0 | 0 | 0 | 0
STWD | 0 | 0 | 0 | 0 | 0 | 0
WT | 968.9 | 0 | 0 | 0 | 0 | 0
IGCC | 0 | 0 | 0 | 0 | 0 | 0
DemandResponse | 0 | 0 | 0 | 0 | 0 | 0
IGCC-CCS | 0 | 0 | 0 | 0 | 0 | 0
WT_off | 0 | 0 | 0 | 0 | 0 | 0
PseudoUnit | 0 | 0 | 0 | 0 | 0 | 0
FixedInterchange | 0 | 0 | 0 | 0 | 0 | 0
New Build Capacity by Reporting Type: Nebraska
ReportingType | 2015 | 2020 | 2025 | 2030 | 2035 | 2040
BM | 0 | 0 | 0 | 0 | 0 | 0
CC | 0 | 0 | 0 | 0 | 0 | 0
CSP | 0 | 0 | 0 | 0 | 0 | 0
CT | 0 | 0 | 0 | 0 | 0 | 0
Coal | 232.1 | 0 | 0 | 891.34 | 544.58 | 2705.09
Geo | 0 | 0 | 0 | 0 | 0 | 0
H | 0 | 0 | 0 | 0 | 0 | 0
LFG | 0 | 0 | 71.67 | 0 | 0 | 0
Nuc | 108.91 | 0 | 0 | 0 | 0 | 0
PS | 0 | 0 | 0 | 0 | 0 | 0
PV | 0 | 0 | 0 | 0 | 0 | 0
PeakG | 0 | 0 | 0 | 0 | 0 | 0
PeakO | 0 | 0 | 0 | 0 | 0 | 0
ST | 0 | 0 | 0 | 0 | 0 | 0
STOG | 0 | 0 | 0 | 0 | 0 | 0
STWD | 0 | 0 | 0 | 0 | 0 | 0
WT | 202 | 1442.46 | 0 | 0 | 0 | 0
IGCC | 0 | 0 | 0 | 0 | 0 | 0
DemandResponse | 0 | 0 | 0 | 0 | 0 | 0
IGCC-CCS | 0 | 0 | 0 | 0 | 0 | 0
WT_off | 0 | 0 | 0 | 0 | 0 | 0
PseudoUnit | 0 | 0 | 0 | 0 | 0 | 0
FixedInterchange | 0 | 0 | 0 | 0 | 0 | 0
New Build Capacity by Reporting Type: NEISO
ReportingType | 2015 | 2020 | 2025 | 2030 | 2035 | 2040
BM | 252.2 | 0 | 0 | 0 | 0 | 0
CC | 2049.5 | 0 | 0 | 0 | 0 | 0
CSP | 0 | 0 | 0 | 0 | 0 | 0
CT | 334 | 0 | 0 | 0 | 436.1 | 1117.41
Coal | 0 | 0 | 0 | 0 | 0 | 0
Geo | 0 | 0 | 0 | 0 | 0 | 0
H | 0 | 0 | 0 | 0 | 3 | 0
LFG | 49.26 | 69.74 | 0 | 0 | 0 | 0
Nuc | 404.07 | 0 | 0 | 0 | 0 | 0
PS | 0 | 0 | 0 | 0 | 0 | 0
PV | 0 | 313.75 | 0 | 1.25 | 0 | 0
PeakG | 0 | 0 | 0 | 0 | 0 | 0
PeakO | 0 | 0 | 0 | 0 | 0 | 0
ST | 0 | 0 | 0 | 0 | 0 | 0
STOG | 0 | 0 | 0 | 0 | 0 | 0
STWD | 0 | 0 | 0 | 0 | 0 | 0
WT | 231.2 | 2835.5 | 1829 | 384.3 | 0 | 0
IGCC | 0 | 0 | 0 | 0 | 0 | 0
DemandResponse | 0 | 0 | 0 | 0 | 0 | 0
IGCC-CCS | 0 | 0 | 0 | 0 | 0 | 0
WT_off | 468 | 0 | 0 | 0 | 0 | 0
PseudoUnit | 0 | 0 | 0 | 0 | 0 | 0
FixedInterchange | 0 | 0 | 0 | 0 | 0 | 0
New Build Capacity by Reporting Type: NonRTO_Midwest
ReportingType | 2015 | 2020 | 2025 | 2030 | 2035 | 2040
BM | 0 | 0 | 0 | 0 | 0 | 0
CC | 0 | 0 | 0 | 800.75 | 329.32 | 346.5
CSP | 0 | 0 | 0 | 0 | 0 | 0
CT | 0 | 170.46 | 0 | 91.91 | 28.09 | 118.55
Coal | 0 | 0 | 0 | 0 | 0 | 0
Geo | 0 | 0 | 0 | 0 | 0 | 0
H | 0 | 0 | 0 | 0 | 0 | 0
LFG | 0 | 0 | 80.66 | 79.59 | 0 | 0
Nuc | 0 | 0 | 0 | 0 | 0 | 0
PS | 0 | 0 | 0 | 0 | 0 | 0
PV | 0 | 0 | 0 | 0 | 0 | 0
PeakG | 0 | 0 | 0 | 0 | 0 | 0
PeakO | 0 | 0 | 0 | 0 | 0 | 0
ST | 0 | 0 | 0 | 0 | 0 | 0
STOG | 0 | 0 | 0 | 0 | 0 | 0
STWD | 0 | 0 | 0 | 0 | 0 | 0
WT | 0 | 0 | 0 | 0 | 0 | 0
IGCC | 0 | 0 | 0 | 0 | 0 | 0
DemandResponse | 0 | 0 | 0 | 0 | 0 | 0
IGCC-CCS | 0 | 0 | 0 | 0 | 0 | 0
WT_off | 0 | 0 | 0 | 0 | 0 | 0
PseudoUnit | 0 | 0 | 0 | 0 | 0 | 0
FixedInterchange | 0 | 0 | 0 | 0 | 0 | 0
New Build Capacity by Reporting Type: NYISO_A-F
ReportingType | 2015 | 2020 | 2025 | 2030 | 2035 | 2040
BM | 0 | 0 | 0 | 0 | 0 | 0
CC | 639 | 0 | 0 | 0 | 0 | 0
CSP | 0 | 0 | 0 | 0 | 0 | 0
CT | 0 | 0 | 0 | 0 | 0 | 0
Coal | 0 | 0 | 0 | 0 | 0 | 0
Geo | 0 | 0 | 0 | 0 | 0 | 0
H | 0 | 0 | 0 | 0 | 0 | 0
LFG | 6.4 | 0 | 14.21 | 53.72 | 0 | 0
Nuc | 278.1 | 0 | 0 | 0 | 0 | 0
PS | 0 | 0 | 0 | 0 | 0 | 0
PV | 0 | 0 | 0 | 0 | 0 | 0
PeakG | 0 | 0 | 0 | 0 | 0 | 0
PeakO | 0 | 0 | 0 | 0 | 0 | 0
ST | 0 | 0 | 0 | 0 | 0 | 0
STOG | 0 | 0 | 0 | 0 | 0 | 0
STWD | 0 | 0 | 0 | 0 | 0 | 0
WT | 2476.3 | 709.8 | 0 | 0 | 0 | 0
IGCC | 0 | 0 | 0 | 0 | 0 | 0
DemandResponse | 0 | 0 | 0 | 0 | 0 | 0
IGCC-CCS | 0 | 0 | 0 | 0 | 0 | 0
WT_off | 0 | 0 | 0 | 0 | 0 | 0
PseudoUnit | 0 | 0 | 0 | 0 | 0 | 0
FixedInterchange | 0 | 0 | 0 | 0 | 0 | 0
New Build Capacity by Reporting Type: NYISO_G-I
ReportingType | 2015 | 2020 | 2025 | 2030 | 2035 | 2040
BM | 0 | 0 | 0 | 0 | 0 | 0
CC | 0 | 0 | 0 | 0 | 3153.28 | 1597.67
CSP | 0 | 0 | 0 | 0 | 0 | 0
CT | 0 | 0 | 0 | 0 | 0 | 0
Coal | 0 | 0 | 0 | 0 | 0 | 0
Geo | 0 | 0 | 0 | 0 | 0 | 0
H | 0 | 0 | 0 | 0 | 0 | 0
LFG | 0 | 0 | 74.33 | 0 | 0 | 0
Nuc | 177.88 | 0 | 0 | 0 | 0 | 0
PS | 0 | 0 | 0 | 0 | 0 | 0
PV | 0 | 0 | 0 | 0 | 0 | 0
PeakG | 0 | 0 | 0 | 0 | 0 | 0
PeakO | 0 | 0 | 0 | 0 | 0 | 0
ST | 0 | 0 | 0 | 0 | 0 | 0
STOG | 0 | 0 | 0 | 0 | 0 | 0
STWD | 0 | 0 | 0 | 0 | 0 | 0
WT | 0 | 60 | 0 | 0 | 0 | 0
IGCC | 0 | 0 | 0 | 0 | 0 | 0
DemandResponse | 0 | 0 | 0 | 0 | 0 | 0
IGCC-CCS | 0 | 0 | 0 | 0 | 0 | 0
WT_off | 0 | 0 | 0 | 0 | 0 | 0
PseudoUnit | 0 | 0 | 0 | 0 | 0 | 0
FixedInterchange | 0 | 0 | 0 | 0 | 0 | 0
New Build Capacity by Reporting Type: NYISO_J-K
ReportingType | 2015 | 2020 | 2025 | 2030 | 2035 | 2040
BM | 0 | 0 | 0 | 0 | 0 | 0
CC | 1175.4 | 0 | 0 | 0 | 0 | 0
CSP | 0 | 0 | 0 | 0 | 0 | 0
CT | 0 | 0 | 885.91 | 1934.96 | 0 | 1939.99
Coal | 0 | 0 | 0 | 0 | 0 | 0
Geo | 0 | 0 | 0 | 0 | 0 | 0
H | 0 | 0 | 0 | 0 | 0 | 0
LFG | 0 | 0 | 0 | 74.33 | 0 | 0
Nuc | 0 | 0 | 0 | 0 | 0 | 0
PS | 0 | 0 | 0 | 0 | 0 | 0
PV | 32 | 0 | 0 | 0 | 0 | 0
PeakG | 0 | 0 | 0 | 0 | 0 | 0
PeakO | 0 | 0 | 0 | 0 | 0 | 0
ST | 0 | 0 | 0 | 0 | 0 | 0
STOG | 0 | 0 | 0 | 0 | 0 | 0
STWD | 0 | 0 | 0 | 0 | 0 | 0
WT | 0 | 0 | 0 | 0 | 0 | 0
IGCC | 0 | 0 | 0 | 0 | 0 | 0
DemandResponse | 0 | 0 | 0 | 0 | 0 | 0
IGCC-CCS | 0 | 0 | 0 | 0 | 0 | 0
WT_off | 0 | 0 | 0 | 0 | 0 | 0
PseudoUnit | 0 | 0 | 0 | 0 | 0 | 0
FixedInterchange | 0 | 0 | 0 | 0 | 0 | 0
New Build Capacity by Reporting Type: PJM_E
ReportingType | 2015 | 2020 | 2025 | 2030 | 2035 | 2040
BM | 30 | 0 | 0 | 0 | 0 | 0
CC | 4634.3 | 0 | 0 | 0 | 0 | 0
CSP | 0 | 0 | 0 | 0 | 0 | 0
CT | 26.2 | 0 | 0 | 904.25 | 166.55 | 0
Coal | 27 | 0 | 0 | 0 | 0 | 0
Geo | 0 | 0 | 0 | 0 | 0 | 0
H | 0 | 0 | 0 | 0 | 0 | 0
LFG | 9.1 | 132.9 | 0 | 0 | 0 | 0
Nuc | 737.02 | 0 | 0 | 0 | 0 | 0
PS | 0 | 0 | 0 | 0 | 0 | 0
PV | 25.45 | 0 | 0 | 0 | 0 | 0
PeakG | 0 | 0 | 0 | 0 | 0 | 0
PeakO | 0 | 0 | 0 | 0 | 0 | 0
ST | 0 | 0 | 0 | 0 | 0 | 0
STOG | 0 | 0 | 0 | 0 | 0 | 0
STWD | 0 | 0 | 0 | 0 | 0 | 0
WT | 1150 | 0 | 0 | 0 | 0 | 0
IGCC | 0 | 0 | 0 | 0 | 0 | 0
DemandResponse | 0 | 0 | 0 | 0 | 0 | 0
IGCC-CCS | 0 | 0 | 0 | 0 | 0 | 0
WT_off | 0 | 0 | 1100 | 0 | 0 | 0
PseudoUnit | 0 | 0 | 0 | 0 | 0 | 0
FixedInterchange | 0 | 0 | 0 | 0 | 0 | 0
New Build Capacity by Reporting Type: PJM_ROM
ReportingType | 2015 | 2020 | 2025 | 2030 | 2035 | 2040
BM | 18 | 0 | 0 | 0 | 0 | 0
CC | 1678.5 | 0 | 0 | 0 | 15207.64 | 12939.7
CSP | 0 | 0 | 0 | 0 | 0 | 0
CT | 16 | 0 | 0 | 0 | 0 | 0
Coal | 32.5 | 0 | 0 | 0 | 0 | 0
Geo | 0 | 0 | 0 | 0 | 0 | 0
H | 0 | 0 | 0 | 0 | 0 | 0
LFG | 18.9 | 265.1 | 0 | 0 | 0 | 0
Nuc | 438.09 | 3200 | 0 | 0 | 0 | 0
PS | 0 | 0 | 0 | 0 | 0 | 0
PV | 0 | 1453.21 | 902.66 | 214.99 | 96.78 | 90.93
PeakG | 0 | 0 | 0 | 0 | 0 | 0
PeakO | 0 | 0 | 0 | 0 | 0 | 0
ST | 0 | 0 | 0 | 0 | 0 | 0
STOG | 0 | 0 | 0 | 0 | 0 | 0
STWD | 0 | 0 | 0 | 0 | 0 | 0
WT | 479.8 | 0 | 750.2 | 5810 | 0 | 0
IGCC | 0 | 0 | 0 | 0 | 0 | 0
DemandResponse | 0 | 0 | 0 | 0 | 0 | 0
IGCC-CCS | 0 | 0 | 0 | 0 | 0 | 0
WT_off | 0 | 0 | 0 | 0 | 0 | 0
PseudoUnit | 0 | 0 | 0 | 0 | 0 | 0
FixedInterchange | 0 | 0 | 0 | 0 | 0 | 0
New Build Capacity by Reporting Type: PJM_ROR
ReportingType | 2015 | 2020 | 2025 | 2030 | 2035 | 2040
BM | 385 | 0 | 0 | 0 | 0 | 0
CC | 3077 | 120 | 0 | 0 | 0 | 0
CSP | 0 | 0 | 0 | 0 | 0 | 0
CT | 29 | 0 | 0 | 0 | 0 | 0
Coal | 2164 | 0 | 0 | 0 | 0 | 0
Geo | 0 | 0 | 0 | 0 | 0 | 0
H | 0 | 0 | 503 | 0 | 0 | 0
LFG | 57.4 | 0 | 513.71 | 0 | 0 | 0
Nuc | 1740.03 | 1500 | 0 | 0 | 0 | 0
PS | 0 | 0 | 0 | 0 | 0 | 0
PV | 0 | 0 | 0 | 0 | 0 | 0
PeakG | 0 | 0 | 0 | 0 | 0 | 0
PeakO | 0 | 0 | 0 | 0 | 0 | 0
ST | 0 | 0 | 0 | 0 | 0 | 0
STOG | 0 | 0 | 0 | 0 | 0 | 0
STWD | 0 | 0 | 0 | 0 | 0 | 0
WT | 8325.7 | 0 | 0 | 191.7 | 0 | 0
IGCC | 0 | 0 | 0 | 0 | 0 | 0
DemandResponse | 0 | 0 | 0 | 0 | 0 | 0
IGCC-CCS | 0 | 0 | 0 | 0 | 0 | 0
WT_off | 0 | 0 | 0 | 0 | 0 | 0
PseudoUnit | 0 | 0 | 0 | 0 | 0 | 0
FixedInterchange | 0 | 0 | 0 | 0 | 0 | 0
New Build Capacity by Reporting Type: SOCO
ReportingType | 2015 | 2020 | 2025 | 2030 | 2035 | 2040
BM | 55 | 0 | 0 | 0 | 0 | 0
CC | 5026.9 | 187 | 0 | 3329.55 | 0 | 0
CSP | 0 | 0 | 0 | 0 | 0 | 0
CT | 0 | 0 | 0 | 0 | 0 | 0
Coal | 0 | 0 | 0 | 0 | 2097.14 | 6321.74
Geo | 0 | 0 | 0 | 0 | 0 | 0
H | 0 | 0 | 0 | 0 | 0 | 0
LFG | 0 | 0 | 107.4 | 0 | 0 | 0
Nuc | 502.08 | 2200 | 0 | 0 | 0 | 0
PS | 0 | 0 | 0 | 0 | 0 | 0
PV | 0 | 0 | 0 | 0 | 0 | 0
PeakG | 0 | 0 | 0 | 0 | 0 | 0
PeakO | 0 | 0 | 0 | 0 | 0 | 0
ST | 0 | 0 | 0 | 0 | 0 | 0
STOG | 0 | 0 | 0 | 0 | 0 | 0
STWD | 0 | 0 | 0 | 0 | 0 | 0
WT | 0 | 0 | 0 | 0 | 0 | 0
IGCC | 0 | 0 | 0 | 0 | 0 | 0
DemandResponse | 0 | 0 | 0 | 0 | 0 | 0
IGCC-CCS | 0 | 0 | 0 | 0 | 0 | 0
WT_off | 0 | 0 | 0 | 0 | 0 | 0
PseudoUnit | 0 | 0 | 0 | 0 | 0 | 0
FixedInterchange | 0 | 0 | 0 | 0 | 0 | 0
New Build Capacity by Reporting Type: SPP_N
ReportingType | 2015 | 2020 | 2025 | 2030 | 2035 | 2040
BM | 0 | 0 | 0 | 0 | 0 | 0
CC | 0 | 0 | 0 | 0 | 0 | 0
CSP | 0 | 0 | 0 | 0 | 0 | 0
CT | 0 | 0 | 0 | 0 | 0 | 0
Coal | 465.04 | 0 | 0 | 0 | 0 | 0
Geo | 0 | 0 | 0 | 0 | 0 | 0
H | 0 | 0 | 0 | 0 | 0 | 0
LFG | 0 | 0 | 95 | 0 | 0 | 0
Nuc | 100.92 | 0 | 0 | 0 | 0 | 0
PS | 0 | 0 | 0 | 0 | 0 | 0
PV | 0 | 0 | 0 | 0 | 0 | 0
PeakG | 0 | 0 | 0 | 0 | 0 | 0
PeakO | 0 | 0 | 0 | 0 | 0 | 0
ST | 0 | 0 | 0 | 0 | 0 | 0
STOG | 0 | 0 | 0 | 0 | 0 | 0
STWD | 0 | 0 | 0 | 0 | 0 | 0
WT | 0 | 0 | 0 | 0 | 0 | 0
IGCC | 0 | 0 | 0 | 0 | 0 | 0
DemandResponse | 0 | 0 | 0 | 0 | 0 | 0
IGCC-CCS | 0 | 0 | 0 | 0 | 0 | 0
WT_off | 0 | 0 | 0 | 0 | 0 | 0
PseudoUnit | 0 | 0 | 0 | 0 | 0 | 0
FixedInterchange | 0 | 0 | 0 | 0 | 0 | 0
New Build Capacity by Reporting Type: SPP_S
ReportingType | 2015 | 2020 | 2025 | 2030 | 2035 | 2040
BM | 0 | 0 | 0 | 0 | 0 | 0
CC | 0 | 1408.43 | 0 | 1311.39 | 0 | 0
CSP | 0 | 0 | 0 | 0 | 0 | 0
CT | 412.99 | 300 | 0 | 147.9 | 0 | 0
Coal | 988 | 0 | 0 | 0 | 0 | 0
Geo | 0 | 0 | 0 | 0 | 0 | 0
H | 0 | 0 | 0 | 0 | 0 | 0
LFG | 0 | 0 | 13.27 | 81.73 | 0 | 0
Nuc | 0 | 0 | 0 | 0 | 0 | 0
PS | 0 | 0 | 0 | 0 | 0 | 0
PV | 0 | 0 | 0 | 0 | 0 | 0
PeakG | 0 | 0 | 0 | 0 | 0 | 0
PeakO | 0 | 0 | 0 | 0 | 0 | 0
ST | 0 | 0 | 0 | 0 | 0 | 0
STOG | 0 | 0 | 0 | 0 | 0 | 0
STWD | 0 | 0 | 0 | 0 | 0 | 0
WT | 430 | 1127.57 | 216.68 | 873.26 | 16013.66 | 964.45
IGCC | 0 | 0 | 0 | 0 | 0 | 0
DemandResponse | 0 | 0 | 0 | 0 | 0 | 0
IGCC-CCS | 0 | 0 | 0 | 0 | 0 | 0
WT_off | 0 | 0 | 0 | 0 | 0 | 0
PseudoUnit | 0 | 0 | 0 | 0 | 0 | 0
FixedInterchange | 0 | 0 | 0 | 0 | 0 | 0
New Build Capacity by Reporting Type: TVA
ReportingType | 2015 | 2020 | 2025 | 2030 | 2035 | 2040
BM | 0 | 0 | 0 | 0 | 0 | 0
CC | 1418 | 0 | 0 | 1050.09 | 0 | 0
CSP | 0 | 0 | 0 | 0 | 0 | 0
CT | 0 | 1048.31 | 0 | 1278.65 | 0 | 0
Coal | 0 | 0 | 0 | 0 | 2322.51 | 2765.86
Geo | 0 | 0 | 0 | 0 | 0 | 0
H | 0 | 0 | 0 | 0 | 0 | 0
LFG | 0 | 0 | 107.4 | 0 | 0 | 0
Nuc | 1786.53 | 2234 | 0 | 0 | 0 | 0
PS | 0 | 0 | 0 | 0 | 0 | 0
PV | 0 | 0 | 0 | 0 | 0 | 0
PeakG | 0 | 0 | 0 | 0 | 0 | 0
PeakO | 0 | 0 | 0 | 0 | 0 | 0
ST | 0 | 0 | 0 | 0 | 0 | 0
STOG | 0 | 0 | 0 | 0 | 0 | 0
STWD | 0 | 0 | 0 | 0 | 0 | 0
WT | 0 | 0 | 0 | 0 | 0 | 0
IGCC | 0 | 0 | 0 | 0 | 0 | 0
DemandResponse | 0 | 0 | 0 | 0 | 0 | 0
IGCC-CCS | 0 | 0 | 0 | 0 | 0 | 0
WT_off | 0 | 0 | 0 | 0 | 0 | 0
PseudoUnit | 0 | 0 | 0 | 0 | 0 | 0
FixedInterchange | 0 | 0 | 0 | 0 | 0 | 0
New Build Capacity by Reporting Type: TVA_Transmission
ReportingType | 2015 | 2020 | 2025 | 2030 | 2035 | 2040
BM | 0 | 0 | 0 | 0 | 0 | 0
CC | 0 | 0 | 0 | 0 | 0 | 0
CSP | 0 | 0 | 0 | 0 | 0 | 0
CT | 0 | 0 | 0 | 0 | 0 | 0
Coal | 0 | 0 | 0 | 0 | 0 | 0
Geo | 0 | 0 | 0 | 0 | 0 | 0
H | 0 | 0 | 0 | 0 | 0 | 0
LFG | 0 | 0 | 0 | 0 | 0 | 0
Nuc | 0 | 0 | 0 | 0 | 0 | 0
PS | 0 | 0 | 0 | 0 | 0 | 0
PV | 0 | 0 | 0 | 0 | 0 | 0
PeakG | 0 | 0 | 0 | 0 | 0 | 0
PeakO | 0 | 0 | 0 | 0 | 0 | 0
ST | 0 | 0 | 0 | 0 | 0 | 0
STOG | 0 | 0 | 0 | 0 | 0 | 0
STWD | 0 | 0 | 0 | 0 | 0 | 0
WT | 0 | 0 | 0 | 0 | 0 | 0
IGCC | 0 | 0 | 0 | 0 | 0 | 0
DemandResponse | 0 | 0 | 0 | 0 | 0 | 0
IGCC-CCS | 0 | 0 | 0 | 0 | 0 | 0
WT_off | 0 | 0 | 0 | 0 | 0 | 0
PseudoUnit | 0 | 0 | 0 | 0 | 0 | 0
FixedInterchange | 0 | 0 | 0 | 0 | 0 | 0
New Build Capacity by Reporting Type: VACAR
ReportingType | 2015 | 2020 | 2025 | 2030 | 2035 | 2040
BM | 0.92 | 332.21 | 596.37 | 57.1 | 167.32 | 96.53
CC | 3905.4 | 0 | 0 | 283.33 | 6642.62 | 4267.25
CSP | 0 | 0 | 0 | 0 | 0 | 0
CT | 1017.18 | 0.07 | 15.66 | 706.26 | 1316.42 | 292.89
Coal | 825 | 0 | 0 | 0 | 0 | 0
Geo | 0 | 0 | 0 | 0 | 0 | 0
H | 0 | 0 | 0 | 0 | 0 | 0
LFG | 0.34 | 107.06 | 0 | 0 | 0 | 0
Nuc | 994.41 | 4564 | 2234 | 0 | 0 | 0
PS | 0 | 0 | 0 | 0 | 0 | 0
PV | 0 | 135.2 | 10.95 | 3.6 | 12.65 | 7.62
PeakG | 0 | 0 | 0 | 0 | 0 | 0
PeakO | 0 | 0 | 0 | 0 | 0 | 0
ST | 0 | 0 | 0 | 0 | 0 | 0
STOG | 0 | 0 | 0 | 0 | 0 | 0
STWD | 0 | 0 | 0 | 0 | 0 | 0
WT | 0.9 | 3499.1 | 0 | 0 | 0 | 0
IGCC | 0 | 0 | 0 | 0 | 0 | 0
DemandResponse | 0 | 0 | 0 | 0 | 0 | 0
IGCC-CCS | 0 | 0 | 0 | 0 | 0 | 0
WT_off | 1 | 0 | 0 | 0 | 0 | 0
PseudoUnit | 0 | 0 | 0 | 0 | 0 | 0
FixedInterchange | 0 | 0 | 0 | 0 | 0 | 0
New Build Capacity by Reporting Type: IESO
ReportingType | 2015 | 2020 | 2025 | 2030 | 2035 | 2040
BM | 326.33 | 0 | 0 | 0 | 0 | 0
CC | 1263 | 0 | 0 | 0 | 0 | 2381.7
CSP | 0 | 0 | 0 | 0 | 0 | 0
CT | 368 | 0 | 0 | 0 | 0 | 0
Coal | 0 | 0 | 0 | 0 | 0 | 0
Geo | 0 | 0 | 0 | 0 | 0 | 0
H | 0 | 0 | 0 | 0 | 0 | 250
LFG | 14.5 | 0 | 0 | 0 | 0.5 | 0
Nuc | 998.59 | 0 | 0 | 0 | 0 | 0
PS | 0 | 0 | 0 | 0 | 0 | 0
PV | 1067.26 | 0 | 0 | 0 | 0 | 0
PeakG | 0 | 0 | 0 | 0 | 0 | 0
PeakO | 0 | 0 | 0 | 0 | 0 | 0
ST | 0 | 0 | 0 | 0 | 0 | 0
STOG | 0 | 0 | 0 | 0 | 0 | 0
STWD | 0 | 0 | 0 | 0 | 0 | 0
WT | 2105.9 | 0 | 0 | 0 | 0 | 0
IGCC | 0 | 0 | 0 | 0 | 0 | 0
DemandResponse | 0 | 0 | 0 | 0 | 0 | 0
IGCC-CCS | 0 | 0 | 0 | 0 | 0 | 0
WT_off | 0 | 0 | 0 | 0 | 0 | 0
PseudoUnit | 0 | 0 | 0 | 0 | 0 | 0
FixedInterchange | 0 | 0 | 0 | 0 | 0 | 0
New Build Capacity by Reporting Type: MAPP_CA
ReportingType | 2015 | 2020 | 2025 | 2030 | 2035 | 2040
BM | 0 | 0 | 0 | 0 | 0 | 0
CC | 0 | 0 | 0 | 0 | 0 | 0
CSP | 0 | 0 | 0 | 0 | 0 | 0
CT | 548.31 | 552.66 | 0 | 0 | 0 | 0
Coal | 0 | 0 | 0 | 0 | 0 | 0
Geo | 0 | 0 | 0 | 0 | 0 | 0
H | 0 | 0 | 196.29 | 1475.58 | 1129.52 | 709.78
LFG | 0 | 0 | 0 | 0 | 0 | 0
Nuc | 0 | 0 | 0 | 0 | 0 | 0
PS | 0 | 0 | 0 | 0 | 0 | 0
PV | 0 | 0 | 0 | 0 | 0 | 0
PeakG | 0 | 0 | 0 | 0 | 0 | 0
PeakO | 0 | 0 | 0 | 0 | 0 | 0
ST | 0 | 0 | 0 | 0 | 0 | 0
STOG | 0 | 0 | 0 | 0 | 0 | 0
STWD | 0 | 0 | 0 | 0 | 0 | 0
WT | 302.4 | 0 | 0 | 0 | 0 | 0
IGCC | 0 | 0 | 0 | 0 | 0 | 0
DemandResponse | 0 | 0 | 0 | 0 | 0 | 0
IGCC-CCS | 0 | 0 | 0 | 0 | 0 | 0
WT_off | 0 | 0 | 0 | 0 | 0 | 0
PseudoUnit | 0 | 0 | 0 | 0 | 0 | 0
FixedInterchange | 0 | 0 | 0 | 0 | 0 | 0
New Build Capacity by Reporting Type: AZ_NM_SNV_Coal
ReportingType | 2015 | 2020 | 2025 | 2030 | 2035 | 2040
BM | 0 | 0 | 0 | 0 | 0 | 0
CC | 0 | 0 | 0 | 0 | 0 | 0
CSP | 0 | 0 | 0 | 0 | 0 | 0
CT | 0 | 0 | 0 | 0 | 0 | 0
Coal | 0 | 0 | 0 | 0 | 3218.58 | 2680.61
Geo | 0 | 0 | 0 | 0 | 0 | 0
H | 0 | 0 | 0 | 0 | 0 | 0
LFG | 0 | 0 | 0 | 0 | 0 | 0
Nuc | 0 | 0 | 0 | 0 | 0 | 0
PS | 0 | 0 | 0 | 0 | 0 | 0
PV | 0 | 0 | 0 | 0 | 0 | 0
PeakG | 0 | 0 | 0 | 0 | 0 | 0
PeakO | 0 | 0 | 0 | 0 | 0 | 0
ST | 0 | 0 | 0 | 0 | 0 | 0
STOG | 0 | 0 | 0 | 0 | 0 | 0
STWD | 0 | 0 | 0 | 0 | 0 | 0
WT | 0 | 0 | 0 | 0 | 0 | 0
IGCC | 0 | 0 | 0 | 0 | 0 | 0
DemandResponse | 0 | 0 | 0 | 0 | 0 | 0
IGCC-CCS | 0 | 0 | 0 | 0 | 0 | 0
WT_off | 0 | 0 | 0 | 0 | 0 | 0
PseudoUnit | 0 | 0 | 0 | 0 | 0 | 0
FixedInterchange | 0 | 0 | 0 | 0 | 0 | 0
New Build Capacity by Reporting Type: AZ_NM_SNV_Gas
ReportingType | 2015 | 2020 | 2025 | 2030 | 2035 | 2040
BM | 0 | 0 | 0 | 0 | 0 | 0
CC | 668 | 0 | 0 | 1965.51 | 0 | 0
CSP | 0 | 0 | 0 | 0 | 0 | 0
CT | 736 | 0 | 0 | 0 | 0 | 0
Coal | 0 | 0 | 0 | 0 | 0 | 0
Geo | 0 | 0 | 0 | 0 | 0 | 0
H | 0 | 0 | 0 | 0 | 0 | 0
LFG | 0 | 0 | 0 | 0 | 0 | 0
Nuc | 0 | 0 | 0 | 0 | 0 | 0
PS | 0 | 0 | 0 | 0 | 0 | 0
PV | 0 | 0 | 0 | 0 | 0 | 0
PeakG | 0 | 0 | 0 | 0 | 0 | 0
PeakO | 0 | 0 | 0 | 0 | 0 | 0
ST | 0 | 0 | 0 | 0 | 0 | 0
STOG | 0 | 0 | 0 | 0 | 0 | 0
STWD | 0 | 0 | 0 | 0 | 0 | 0
WT | 0 | 0 | 0 | 0 | 0 | 0
IGCC | 0 | 0 | 0 | 0 | 0 | 0
DemandResponse | 0 | 0 | 0 | 0 | 0 | 0
IGCC-CCS | 0 | 0 | 0 | 0 | 0 | 0
WT_off | 0 | 0 | 0 | 0 | 0 | 0
PseudoUnit | 0 | 0 | 0 | 0 | 0 | 0
FixedInterchange | 0 | 0 | 0 | 0 | 0 | 0
New Build Capacity by Reporting Type: AZ_NM_SNV_NucRenew
ReportingType | 2015 | 2020 | 2025 | 2030 | 2035 | 2040
BM | 0 | 0 | 0 | 0 | 0 | 0
CC | 0 | 0 | 0 | 0 | 0 | 0
CSP | 0 | 0 | 0 | 0 | 0 | 0
CT | 0 | 0 | 0 | 0 | 0 | 0
Coal | 0 | 0 | 0 | 0 | 0 | 0
Geo | 0 | 0 | 1450 | 0 | 0 | 0
H | 0 | 0 | 0 | 0 | 0 | 0
LFG | 0 | 60.67 | 0 | 0 | 0 | 0
Nuc | 0 | 0 | 0 | 0 | 0 | 0
PS | 0 | 0 | 0 | 0 | 0 | 0
PV | 95.7 | 0 | 0 | 0 | 0 | 0
PeakG | 0 | 0 | 0 | 0 | 0 | 0
PeakO | 0 | 0 | 0 | 0 | 0 | 0
ST | 280 | 461.83 | 278.83 | 63.12 | 0 | 0
STOG | 0 | 0 | 0 | 0 | 0 | 0
STWD | 0 | 0 | 0 | 0 | 0 | 0
WT | 65.1 | 9319.64 | 0 | 238.2 | 0 | 0
IGCC | 0 | 0 | 0 | 0 | 0 | 0
DemandResponse | 0 | 0 | 0 | 0 | 0 | 0
IGCC-CCS | 0 | 0 | 0 | 0 | 0 | 0
WT_off | 0 | 0 | 0 | 0 | 0 | 0
PseudoUnit | 0 | 0 | 0 | 0 | 0 | 0
FixedInterchange | 0 | 0 | 0 | 0 | 0 | 0
New Build Capacity by Reporting Type: ERCOT
ReportingType | 2015 | 2020 | 2025 | 2030 | 2035 | 2040
BM | 145 | 0 | 0 | 0 | 0 | 0
CC | 2253.27 | 3661.89 | 0 | 2661.7 | 3337.2 | 4049.14
CSP | 0 | 0 | 0 | 0 | 0 | 0
CT | 250 | 0 | 0 | 0 | 0 | 0
Coal | 2020 | 0 | 0 | 0 | 0 | 0
Geo | 0 | 0 | 0 | 0 | 0 | 0
H | 0 | 0 | 0 | 0 | 0 | 0
LFG | 0 | 0 | 0 | 354 | 0 | 0
Nuc | 0 | 0 | 0 | 0 | 0 | 0
PS | 0 | 0 | 0 | 0 | 0 | 0
PV | 14 | 0 | 0 | 0 | 0 | 0
PeakG | 0 | 0 | 0 | 0 | 0 | 0
PeakO | 0 | 0 | 0 | 0 | 0 | 0
ST | 0 | 0 | 0 | 0 | 0 | 0
STOG | 0 | 0 | 0 | 0 | 0 | 0
STWD | 0 | 0 | 0 | 0 | 0 | 0
WT | 350.1 | 0 | 0 | 0 | 0 | 0
IGCC | 0 | 0 | 0 | 0 | 0 | 0
DemandResponse | 0 | 0 | 0 | 0 | 0 | 0
IGCC-CCS | 0 | 0 | 0 | 0 | 0 | 0
WT_off | 0 | 0 | 0 | 0 | 0 | 0
PseudoUnit | 0 | 0 | 0 | 0 | 0 | 0
FixedInterchange | 0 | 0 | 0 | 0 | 0 | 0
New Build Capacity by Reporting Type: NP15
ReportingType | 2015 | 2020 | 2025 | 2030 | 2035 | 2040
BM | 0 | 0 | 0 | 0 | 0 | 0
CC | 940 | 0 | 0 | 0 | 0 | 0
CSP | 0 | 0 | 0 | 0 | 0 | 0
CT | 213.19 | 537.5 | 2988.5 | 3422.51 | 0 | 0
Coal | 0 | 0 | 0 | 0 | 0 | 0
Geo | 0 | 332 | 268 | 0 | 0 | 0
H | 0 | 0 | 0 | 0 | 0 | 0
LFG | 0 | 565 | 0 | 0 | 0 | 0
Nuc | 0 | 0 | 0 | 0 | 4294.09 | 4622.2
PS | 0 | 0 | 0 | 0 | 0 | 0
PV | 6.5 | 0 | 0 | 0 | 0 | 0
PeakG | 0 | 0 | 0 | 0 | 0 | 0
PeakO | 0 | 0 | 0 | 0 | 0 | 0
ST | 29 | 0 | 0 | 0 | 0 | 0
STOG | 0 | 0 | 0 | 0 | 0 | 0
STWD | 0 | 0 | 0 | 0 | 0 | 0
WT | 101.2 | 3083.77 | 0 | 0 | 0 | 0
IGCC | 0 | 0 | 0 | 0 | 0 | 0
DemandResponse | 0 | 0 | 0 | 0 | 0 | 0
IGCC-CCS | 0 | 0 | 0 | 0 | 0 | 0
WT_off | 0 | 0 | 0 | 0 | 0 | 0
PseudoUnit | 0 | 0 | 0 | 0 | 0 | 0
FixedInterchange | 0 | 0 | 0 | 0 | 0 | 0
New Build Capacity by Reporting Type: NWPP_Coal
ReportingType | 2015 | 2020 | 2025 | 2030 | 2035 | 2040
BM | 0 | 0 | 0 | 0 | 0 | 0
CC | 0 | 0 | 0 | 0 | 0 | 0
CSP | 0 | 0 | 0 | 0 | 0 | 0
CT | 0 | 0 | 0 | 0 | 0 | 0
Coal | 0 | 0 | 0 | 0 | 0 | 0
Geo | 0 | 0 | 0 | 0 | 0 | 0
H | 0 | 0 | 0 | 0 | 0 | 0
LFG | 0 | 0 | 0 | 0 | 0 | 0
Nuc | 0 | 0 | 0 | 0 | 0 | 0
PS | 0 | 0 | 0 | 0 | 0 | 0
PV | 0 | 0 | 0 | 0 | 0 | 0
PeakG | 0 | 0 | 0 | 0 | 0 | 0
PeakO | 0 | 0 | 0 | 0 | 0 | 0
ST | 0 | 0 | 0 | 0 | 0 | 0
STOG | 0 | 0 | 0 | 0 | 0 | 0
STWD | 0 | 0 | 0 | 0 | 0 | 0
WT | 0 | 0 | 0 | 0 | 0 | 0
IGCC | 0 | 0 | 0 | 0 | 0 | 0
DemandResponse | 0 | 0 | 0 | 0 | 0 | 0
IGCC-CCS | 0 | 0 | 0 | 0 | 0 | 0
WT_off | 0 | 0 | 0 | 0 | 0 | 0
PseudoUnit | 0 | 0 | 0 | 0 | 0 | 0
FixedInterchange | 0 | 0 | 0 | 0 | 0 | 0
New Build Capacity by Reporting Type: NWPP_Gas
ReportingType | 2015 | 2020 | 2025 | 2030 | 2035 | 2040
BM | 0 | 0 | 0 | 0 | 0 | 0
CC | 300 | 0 | 0 | 4345.13 | 0 | 0
CSP | 0 | 0 | 0 | 0 | 0 | 0
CT | 150 | 0 | 0 | 0 | 0 | 0
Coal | 0 | 0 | 0 | 0 | 482.17 | 982.32
Geo | 0 | 0 | 0 | 0 | 0 | 0
H | 0 | 0 | 0 | 0 | 0 | 0
LFG | 0 | 0 | 0 | 0 | 0 | 0
Nuc | 0 | 0 | 0 | 0 | 0 | 0
PS | 0 | 0 | 0 | 0 | 0 | 0
PV | 0 | 0 | 0 | 0 | 0 | 0
PeakG | 0 | 0 | 0 | 0 | 0 | 0
PeakO | 0 | 0 | 0 | 0 | 0 | 0
ST | 0 | 0 | 0 | 0 | 0 | 0
STOG | 0 | 0 | 0 | 0 | 0 | 0
STWD | 0 | 0 | 0 | 0 | 0 | 0
WT | 0 | 0 | 0 | 0 | 0 | 0
IGCC | 0 | 0 | 0 | 0 | 0 | 0
DemandResponse | 0 | 0 | 0 | 0 | 0 | 0
IGCC-CCS | 0 | 0 | 0 | 0 | 0 | 0
WT_off | 0 | 0 | 0 | 0 | 0 | 0
PseudoUnit | 0 | 0 | 0 | 0 | 0 | 0
FixedInterchange | 0 | 0 | 0 | 0 | 0 | 0
New Build Capacity by Reporting Type: NWPP_NucRenew
ReportingType | 2015 | 2020 | 2025 | 2030 | 2035 | 2040
BM | 32.55 | 0 | 0 | 0 | 0 | 0
CC | 0 | 0 | 0 | 0 | 0 | 0
CSP | 0 | 0 | 0 | 0 | 0 | 0
CT | 0 | 0 | 0 | 0 | 0 | 0
Coal | 0 | 0 | 0 | 0 | 0 | 0
Geo | 86 | 0 | 434 | 0 | 0 | 0
H | 0 | 0 | 0 | 0 | 0 | 0
LFG | 25.5 | 0 | 244.5 | 0 | 0 | 0
Nuc | 0 | 0 | 0 | 0 | 0 | 0
PS | 0 | 0 | 0 | 0 | 0 | 0
PV | 0 | 0 | 0 | 0 | 0 | 0
PeakG | 0 | 0 | 0 | 0 | 0 | 0
PeakO | 0 | 0 | 0 | 0 | 0 | 0
ST | 0 | 0 | 0 | 0 | 0 | 0
STOG | 0 | 0 | 0 | 0 | 0 | 0
STWD | 0 | 0 | 0 | 0 | 0 | 0
WT | 977.3 | 0 | 0 | 0 | 0 | 0
IGCC | 0 | 0 | 0 | 0 | 0 | 0
DemandResponse | 0 | 0 | 0 | 0 | 0 | 0
IGCC-CCS | 0 | 0 | 0 | 0 | 0 | 0
WT_off | 0 | 0 | 0 | 0 | 0 | 0
PseudoUnit | 0 | 0 | 0 | 0 | 0 | 0
FixedInterchange | 0 | 0 | 0 | 0 | 0 | 0
New Build Capacity by Reporting Type: RMPA
ReportingType | 2015 | 2020 | 2025 | 2030 | 2035 | 2040
BM | 0 | 0 | 0 | 0 | 0 | 0
CC | 0 | 0 | 0 | 0 | 0 | 0
CSP | 0 | 0 | 0 | 0 | 0 | 0
CT | 152 | 0 | 0 | 0 | 0 | 0
Coal | 390 | 54.4 | 0 | 244.33 | 1298.45 | 1468.67
Geo | 0 | 293 | 2277 | 0 | 0 | 0
H | 0 | 0 | 0 | 0 | 0 | 0
LFG | 1.4 | 28.93 | 0 | 0 | 0 | 0
Nuc | 0 | 0 | 0 | 0 | 0 | 0
PS | 0 | 0 | 0 | 0 | 0 | 0
PV | 1 | 0 | 0 | 0 | 0 | 0
PeakG | 0 | 0 | 0 | 0 | 0 | 0
PeakO | 0 | 0 | 0 | 0 | 0 | 0
ST | 3 | 374.85 | 32.72 | 26.71 | 0 | 0
STOG | 0 | 0 | 0 | 0 | 0 | 0
STWD | 0 | 0 | 0 | 0 | 0 | 0
WT | 765.4 | 340.76 | 0 | 0 | 0 | 0
IGCC | 0 | 0 | 0 | 0 | 0 | 0
DemandResponse | 0 | 0 | 0 | 0 | 0 | 0
IGCC-CCS | 0 | 0 | 0 | 0 | 0 | 0
WT_off | 0 | 0 | 0 | 0 | 0 | 0
PseudoUnit | 0 | 0 | 0 | 0 | 0 | 0
FixedInterchange | 0 | 0 | 0 | 0 | 0 | 0
New Build Capacity by Reporting Type: SP15
ReportingType | 2015 | 2020 | 2025 | 2030 | 2035 | 2040
BM | 6 | 0 | 0 | 0 | 0 | 0
CC | 409.5 | 0 | 0 | 0 | 0 | 0
CSP | 0 | 0 | 0 | 0 | 0 | 0
CT | 0 | 0 | 0 | 0 | 0 | 0
Coal | 0 | 0 | 0 | 0 | 0 | 0
Geo | 50 | 1450 | 0 | 0 | 0 | 0
H | 0 | 0 | 0 | 0 | 0 | 0
LFG | 9.2 | 555.8 | 0 | 0 | 0 | 0
Nuc | 0 | 0 | 0 | 0 | 0 | 2694.84
PS | 0 | 0 | 0 | 0 | 0 | 0
PV | 3.8 | 0 | 0 | 0 | 0 | 0
PeakG | 0 | 0 | 0 | 0 | 0 | 0
PeakO | 0 | 0 | 0 | 0 | 0 | 0
ST | 448 | 0 | 0 | 0 | 0 | 0
STOG | 0 | 0 | 0 | 0 | 0 | 0
STWD | 0 | 0 | 0 | 0 | 0 | 0
WT | 735 | 0 | 0 | 0 | 0 | 0
IGCC | 0 | 0 | 0 | 0 | 0 | 0
DemandResponse | 0 | 0 | 0 | 0 | 0 | 0
IGCC-CCS | 0 | 0 | 0 | 0 | 0 | 0
WT_off | 0 | 0 | 0 | 0 | 0 | 0
PseudoUnit | 0 | 0 | 0 | 0 | 0 | 0
FixedInterchange | 0 | 0 | 0 | 0 | 0 | 0
New Build Capacity by Reporting Type: ALB
ReportingType | 2015 | 2020 | 2025 | 2030 | 2035 | 2040
BM | 0 | 0 | 0 | 0 | 0 | 0
CC | 375.66 | 706.56 | 680.77 | 757.18 | 988.84 | 0
CSP | 0 | 0 | 0 | 0 | 0 | 0
CT | 201.5 | 0 | 0 | 0 | 0 | 0
Coal | 495 | 0 | 0 | 0 | 0 | 0
Geo | 0 | 0 | 0 | 0 | 0 | 0
H | 0 | 0 | 0 | 0 | 0 | 0
LFG | 0 | 0 | 0 | 0 | 0 | 0
Nuc | 0 | 0 | 0 | 0 | 0 | 1071.98
PS | 0 | 0 | 0 | 0 | 0 | 0
PV | 0 | 0 | 0 | 0 | 0 | 0
PeakG | 0 | 0 | 0 | 0 | 0 | 0
PeakO | 0 | 0 | 0 | 0 | 0 | 0
ST | 0 | 0 | 0 | 0 | 0 | 0
STOG | 0 | 0 | 0 | 0 | 0 | 0
STWD | 0 | 0 | 0 | 0 | 0 | 0
WT | 9 | 0 | 0 | 0 | 0 | 0
IGCC | 0 | 0 | 0 | 0 | 0 | 0
DemandResponse | 0 | 0 | 0 | 0 | 0 | 0
IGCC-CCS | 0 | 0 | 0 | 0 | 0 | 0
WT_off | 0 | 0 | 0 | 0 | 0 | 0
PseudoUnit | 0 | 0 | 0 | 0 | 0 | 0
FixedInterchange | 0 | 0 | 0 | 0 | 0 | 0
New Build Capacity by Reporting Type: BC
ReportingType | 2015 | 2020 | 2025 | 2030 | 2035 | 2040
BM | 0 | 0 | 0 | 0 | 0 | 0
CC | 1154.39 | 493.53 | 643.14 | 512.42 | 776.11 | 0
CSP | 0 | 0 | 0 | 0 | 0 | 0
CT | 0 | 0 | 0 | 0 | 0 | 696.35
Coal | 0 | 0 | 0 | 0 | 0 | 0
Geo | 0 | 0 | 0 | 0 | 0 | 0
H | 0 | 0 | 0 | 0 | 0 | 0
LFG | 0 | 0 | 0 | 0 | 0 | 0
Nuc | 0 | 0 | 0 | 0 | 0 | 130.6
PS | 0 | 0 | 0 | 0 | 0 | 0
PV | 0 | 0 | 0 | 0 | 0 | 0
PeakG | 0 | 0 | 0 | 0 | 0 | 0
PeakO | 0 | 0 | 0 | 0 | 0 | 0
ST | 0 | 0 | 0 | 0 | 0 | 0
STOG | 0 | 0 | 0 | 0 | 0 | 0
STWD | 0 | 0 | 0 | 0 | 0 | 0
WT | 144 | 0 | 0 | 0 | 0 | 0
IGCC | 0 | 0 | 0 | 0 | 0 | 0
DemandResponse | 0 | 0 | 0 | 0 | 0 | 0
IGCC-CCS | 0 | 0 | 0 | 0 | 0 | 0
WT_off | 0 | 0 | 0 | 0 | 0 | 0
PseudoUnit | 0 | 0 | 0 | 0 | 0 | 0
FixedInterchange | 0 | 0 | 0 | 0 | 0 | 0
New Build Capacity by Reporting Type: HQ_IESO
ReportingType | 2015 | 2020 | 2025 | 2030 | 2035 | 2040
BM | 0 | 0 | 0 | 0 | 0 | 0
CC | 0 | 0 | 0 | 0 | 0 | 0
CSP | 0 | 0 | 0 | 0 | 0 | 0
CT | 0 | 0 | 0 | 0 | 0 | 0
Coal | 0 | 0 | 0 | 0 | 0 | 0
Geo | 0 | 0 | 0 | 0 | 0 | 0
H | 0 | 0 | 0 | 0 | 0 | 0
LFG | 0 | 0 | 0 | 0 | 0 | 0
Nuc | 0 | 0 | 0 | 0 | 0 | 0
PS | 0 | 0 | 0 | 0 | 0 | 0
PV | 0 | 0 | 0 | 0 | 0 | 0
PeakG | 0 | 0 | 0 | 0 | 0 | 0
PeakO | 0 | 0 | 0 | 0 | 0 | 0
ST | 0 | 0 | 0 | 0 | 0 | 0
STOG | 0 | 0 | 0 | 0 | 0 | 0
STWD | 0 | 0 | 0 | 0 | 0 | 0
WT | 0 | 0 | 0 | 0 | 0 | 0
IGCC | 0 | 0 | 0 | 0 | 0 | 0
DemandResponse | 0 | 0 | 0 | 0 | 0 | 0
IGCC-CCS | 0 | 0 | 0 | 0 | 0 | 0
WT_off | 0 | 0 | 0 | 0 | 0 | 0
PseudoUnit | 0 | 0 | 0 | 0 | 0 | 0
FixedInterchange | 0 | 0 | 0 | 0 | 0 | 0
New Build Capacity by Reporting Type: HQ_NEISO
ReportingType | 2015 | 2020 | 2025 | 2030 | 2035 | 2040
BM | 0 | 0 | 0 | 0 | 0 | 0
CC | 0 | 0 | 0 | 0 | 0 | 0
CSP | 0 | 0 | 0 | 0 | 0 | 0
CT | 0 | 0 | 0 | 0 | 0 | 0
Coal | 0 | 0 | 0 | 0 | 0 | 0
Geo | 0 | 0 | 0 | 0 | 0 | 0
H | 0 | 0 | 0 | 0 | 0 | 0
LFG | 0 | 0 | 0 | 0 | 0 | 0
Nuc | 0 | 0 | 0 | 0 | 0 | 0
PS | 0 | 0 | 0 | 0 | 0 | 0
PV | 0 | 0 | 0 | 0 | 0 | 0
PeakG | 0 | 0 | 0 | 0 | 0 | 0
PeakO | 0 | 0 | 0 | 0 | 0 | 0
ST | 0 | 0 | 0 | 0 | 0 | 0
STOG | 0 | 0 | 0 | 0 | 0 | 0
STWD | 0 | 0 | 0 | 0 | 0 | 0
WT | 0 | 0 | 0 | 0 | 0 | 0
IGCC | 0 | 0 | 0 | 0 | 0 | 0
DemandResponse | 0 | 0 | 0 | 0 | 0 | 0
IGCC-CCS | 0 | 0 | 0 | 0 | 0 | 0
WT_off | 0 | 0 | 0 | 0 | 0 | 0
PseudoUnit | 0 | 0 | 0 | 0 | 0 | 0
FixedInterchange | 0 | 0 | 0 | 0 | 0 | 0
New Build Capacity by Reporting Type: HQ_NY
ReportingType | 2015 | 2020 | 2025 | 2030 | 2035 | 2040
BM | 0 | 0 | 0 | 0 | 0 | 0
CC | 0 | 0 | 0 | 0 | 0 | 0
CSP | 0 | 0 | 0 | 0 | 0 | 0
CT | 0 | 0 | 0 | 0 | 0 | 0
Coal | 0 | 0 | 0 | 0 | 0 | 0
Geo | 0 | 0 | 0 | 0 | 0 | 0
H | 0 | 0 | 0 | 0 | 0 | 0
LFG | 0 | 0 | 0 | 0 | 0 | 0
Nuc | 0 | 0 | 0 | 0 | 0 | 0
PS | 0 | 0 | 0 | 0 | 0 | 0
PV | 0 | 0 | 0 | 0 | 0 | 0
PeakG | 0 | 0 | 0 | 0 | 0 | 0
PeakO | 0 | 0 | 0 | 0 | 0 | 0
ST | 0 | 0 | 0 | 0 | 0 | 0
STOG | 0 | 0 | 0 | 0 | 0 | 0
STWD | 0 | 0 | 0 | 0 | 0 | 0
WT | 0 | 0 | 0 | 0 | 0 | 0
IGCC | 0 | 0 | 0 | 0 | 0 | 0
DemandResponse | 0 | 0 | 0 | 0 | 0 | 0
IGCC-CCS | 0 | 0 | 0 | 0 | 0 | 0
WT_off | 0 | 0 | 0 | 0 | 0 | 0
PseudoUnit | 0 | 0 | 0 | 0 | 0 | 0
FixedInterchange | 0 | 0 | 0 | 0 | 0 | 0
New Build Capacity by Reporting Type: MARITIMES
ReportingType | 2015 | 2020 | 2025 | 2030 | 2035 | 2040
BM | 0 | 0 | 0 | 0 | 0 | 0
CC | 0 | 0 | 0 | 0 | 0 | 0
CSP | 0 | 0 | 0 | 0 | 0 | 0
CT | 0 | 0 | 0 | 0 | 0 | 0
Coal | 0 | 0 | 0 | 0 | 0 | 0
Geo | 0 | 0 | 0 | 0 | 0 | 0
H | 0 | 0 | 0 | 0 | 0 | 0
LFG | 0 | 0 | 0 | 0 | 0 | 0
Nuc | 0 | 0 | 0 | 0 | 0 | 0
PS | 0 | 0 | 0 | 0 | 0 | 0
PV | 0 | 0 | 0 | 0 | 0 | 0
PeakG | 0 | 0 | 0 | 0 | 0 | 0
PeakO | 0 | 0 | 0 | 0 | 0 | 0
ST | 0 | 0 | 0 | 0 | 0 | 0
STOG | 0 | 0 | 0 | 0 | 0 | 0
STWD | 0 | 0 | 0 | 0 | 0 | 0
WT | 0 | 0 | 0 | 0 | 0 | 0
IGCC | 0 | 0 | 0 | 0 | 0 | 0
DemandResponse | 0 | 0 | 0 | 0 | 0 | 0
IGCC-CCS | 0 | 0 | 0 | 0 | 0 | 0
WT_off | 0 | 0 | 0 | 0 | 0 | 0
PseudoUnit | 0 | 0 | 0 | 0.19 | 499.81 | 0
FixedInterchange | 0 | 0 | 0 | 0 | 0 | 0
New Build Capacity by Reporting Type: All
ReportingType | 2015 | 2020 | 2025 | 2030 | 2035 | 2040
BM | 1251 | 332.21 | 596.37 | 57.1 | 167.32 | 96.53
CC | 32484.73 | 10226.01 | 2333.85 | 22390.95 | 38381.33 | 25581.96
CSP | 0 | 0 | 0 | 0 | 0 | 0
CT | 7242.67 | 4993.91 | 4203.92 | 12800.5 | 5844.59 | 4165.18
Coal | 10763.64 | 54.4 | 0 | 1135.67 | 16086.02 | 25036.17
Geo | 136 | 2075 | 4429 | 0 | 0 | 0
H | 0 | 1 | 699.29 | 1475.58 | 1132.52 | 959.78
LFG | 192 | 1953 | 2210 | 723.5 | 0.5 | 0
Nuc | 9853.86 | 17049 | 4871 | 0 | 4294.09 | 10240.74
PS | 0 | 0 | 0 | 0 | 0 | 0
PV | 1246 | 2213.89 | 1099.82 | 227.79 | 127.64 | 114.97
PeakG | 0 | 0 | 0 | 0 | 0 | 0
PeakO | 0 | 0 | 0 | 0 | 0 | 0
ST | 760 | 836.68 | 311.55 | 89.83 | 0 | 0
STOG | 0 | 0 | 0 | 0 | 0 | 0
STWD | 0 | 0 | 0 | 0 | 0 | 0
WT | 25342 | 25087.11 | 6567.66 | 8341.28 | 16942.72 | 1801.83
IGCC | 618 | 0 | 0 | 0 | 0 | 0
DemandResponse | 0 | 0 | 0 | 0 | 0 | 0
IGCC-CCS | 0 | 0 | 0 | 0 | 0 | 0
WT_off | 469 | 0 | 1100 | 0 | 0 | 0
PseudoUnit | 0 | 0 | 0 | 0.19 | 499.81 | 0
FixedInterchange | 0 | 0 | 0 | 0 | 0 | 0
New Build Capacity by Reporting Type: EI_US
ReportingType | 2015 | 2020 | 2025 | 2030 | 2035 | 2040
BM | 741.12 | 332.21 | 596.37 | 57.1 | 167.32 | 96.53
CC | 25120.9 | 5364.03 | 1009.94 | 12149.01 | 33279.17 | 19151.13
CSP | 0 | 0 | 0 | 0 | 0 | 0
CT | 4623.67 | 3903.75 | 1215.42 | 9377.99 | 5844.59 | 3468.84
Coal | 7858.64 | 0 | 0 | 891.34 | 11086.82 | 19904.57
Geo | 0 | 0 | 0 | 0 | 0 | 0
H | 0 | 1 | 503 | 0 | 3 | 0
LFG | 141.4 | 742.6 | 1965.5 | 369.5 | 0 | 0
Nuc | 8855.27 | 17049 | 4871 | 0 | 0 | 1721.12
PS | 0 | 0 | 0 | 0 | 0 | 0
PV | 57.74 | 2213.89 | 1099.82 | 227.79 | 127.64 | 114.97
PeakG | 0 | 0 | 0 | 0 | 0 | 0
PeakO | 0 | 0 | 0 | 0 | 0 | 0
ST | 0 | 0 | 0 | 0 | 0 | 0
STOG | 0 | 0 | 0 | 0 | 0 | 0
STWD | 0 | 0 | 0 | 0 | 0 | 0
WT | 19786.6 | 12342.94 | 6567.66 | 8103.08 | 16942.72 | 1801.83
IGCC | 618 | 0 | 0 | 0 | 0 | 0
DemandResponse | 0 | 0 | 0 | 0 | 0 | 0
IGCC-CCS | 0 | 0 | 0 | 0 | 0 | 0
WT_off | 469 | 0 | 1100 | 0 | 0 | 0
PseudoUnit | 0 | 0 | 0 | 0.19 | 499.81 | 0
FixedInterchange | 0 | 0 | 0 | 0 | 0 | 0
New Build Capacity by Reporting Type: EI_Canada
ReportingType | 2015 | 2020 | 2025 | 2030 | 2035 | 2040
BM | 326.33 | 0 | 0 | 0 | 0 | 0
CC | 1263 | 0 | 0 | 0 | 0 | 2381.7
CSP | 0 | 0 | 0 | 0 | 0 | 0
CT | 916.31 | 552.66 | 0 | 0 | 0 | 0
Coal | 0 | 0 | 0 | 0 | 0 | 0
Geo | 0 | 0 | 0 | 0 | 0 | 0
H | 0 | 0 | 196.29 | 1475.58 | 1129.52 | 959.78
LFG | 14.5 | 0 | 0 | 0 | 0.5 | 0
Nuc | 998.59 | 0 | 0 | 0 | 0 | 0
PS | 0 | 0 | 0 | 0 | 0 | 0
PV | 1067.26 | 0 | 0 | 0 | 0 | 0
PeakG | 0 | 0 | 0 | 0 | 0 | 0
PeakO | 0 | 0 | 0 | 0 | 0 | 0
ST | 0 | 0 | 0 | 0 | 0 | 0
STOG | 0 | 0 | 0 | 0 | 0 | 0
STWD | 0 | 0 | 0 | 0 | 0 | 0
WT | 2408.3 | 0 | 0 | 0 | 0 | 0
IGCC | 0 | 0 | 0 | 0 | 0 | 0
DemandResponse | 0 | 0 | 0 | 0 | 0 | 0
IGCC-CCS | 0 | 0 | 0 | 0 | 0 | 0
WT_off | 0 | 0 | 0 | 0 | 0 | 0
PseudoUnit | 0 | 0 | 0 | 0 | 0 | 0
FixedInterchange | 0 | 0 | 0 | 0 | 0 | 0
New Build Capacity by Reporting Type: EI
ReportingType | 2015 | 2020 | 2025 | 2030 | 2035 | 2040
BM | 1067.45 | 332.21 | 596.37 | 57.1 | 167.32 | 96.53
CC | 26383.9 | 5364.03 | 1009.94 | 12149.01 | 33279.17 | 21532.82
CSP | 0 | 0 | 0 | 0 | 0 | 0
CT | 5539.98 | 4456.41 | 1215.42 | 9377.99 | 5844.59 | 3468.84
Coal | 7858.64 | 0 | 0 | 891.34 | 11086.82 | 19904.57
Geo | 0 | 0 | 0 | 0 | 0 | 0
H | 0 | 1 | 699.29 | 1475.58 | 1132.52 | 959.78
LFG | 155.9 | 742.6 | 1965.5 | 369.5 | 0.5 | 0
Nuc | 9853.86 | 17049 | 4871 | 0 | 0 | 1721.12
PS | 0 | 0 | 0 | 0 | 0 | 0
PV | 1125 | 2213.89 | 1099.82 | 227.79 | 127.64 | 114.97
PeakG | 0 | 0 | 0 | 0 | 0 | 0
PeakO | 0 | 0 | 0 | 0 | 0 | 0
ST | 0 | 0 | 0 | 0 | 0 | 0
STOG | 0 | 0 | 0 | 0 | 0 | 0
STWD | 0 | 0 | 0 | 0 | 0 | 0
WT | 22194.9 | 12342.94 | 6567.66 | 8103.08 | 16942.72 | 1801.83
IGCC | 618 | 0 | 0 | 0 | 0 | 0
DemandResponse | 0 | 0 | 0 | 0 | 0 | 0
IGCC-CCS | 0 | 0 | 0 | 0 | 0 | 0
WT_off | 469 | 0 | 1100 | 0 | 0 | 0
PseudoUnit | 0 | 0 | 0 | 0.19 | 499.81 | 0
FixedInterchange | 0 | 0 | 0 | 0 | 0 | 0
New Build Capacity by Reporting Type: Outside_EI
ReportingType | 2015 | 2020 | 2025 | 2030 | 2035 | 2040
BM | 183.55 | 0 | 0 | 0 | 0 | 0
CC | 6100.82 | 4861.98 | 1323.91 | 10241.94 | 5102.16 | 4049.14
CSP | 0 | 0 | 0 | 0 | 0 | 0
CT | 1702.69 | 537.5 | 2988.5 | 3422.51 | 0 | 696.35
Coal | 2905 | 54.4 | 0 | 244.33 | 4999.2 | 5131.6
Geo | 136 | 2075 | 4429 | 0 | 0 | 0
H | 0 | 0 | 0 | 0 | 0 | 0
LFG | 36.1 | 1210.4 | 244.5 | 354 | 0 | 0
Nuc | 0 | 0 | 0 | 0 | 4294.09 | 8519.62
PS | 0 | 0 | 0 | 0 | 0 | 0
PV | 121 | 0 | 0 | 0 | 0 | 0
PeakG | 0 | 0 | 0 | 0 | 0 | 0
PeakO | 0 | 0 | 0 | 0 | 0 | 0
ST | 760 | 836.68 | 311.55 | 89.83 | 0 | 0
STOG | 0 | 0 | 0 | 0 | 0 | 0
STWD | 0 | 0 | 0 | 0 | 0 | 0
WT | 3147.1 | 12744.17 | 0 | 238.2 | 0 | 0
IGCC | 0 | 0 | 0 | 0 | 0 | 0
DemandResponse | 0 | 0 | 0 | 0 | 0 | 0
IGCC-CCS | 0 | 0 | 0 | 0 | 0 | 0
WT_off | 0 | 0 | 0 | 0 | 0 | 0
PseudoUnit | 0 | 0 | 0 | 0 | 0 | 0
FixedInterchange | 0 | 0 | 0 | 0 | 0 | 0
#2 | Cumulative New Build Capacity (MW)
Cumulative New Build Capacity by Reporting Type: Entergy
ReportingType | 2015 | 2020 | 2025 | 2030 | 2035 | 2040
BM | 0 | 0 | 0 | 0 | 0 | 0
CC | 0 | 1121.18 | 1121.18 | 1846.75 | 3179.09 | 3179.09
CSP | 0 | 0 | 0 | 0 | 0 | 0
CT | 0 | 0 | 0 | 0 | 0 | 0
Coal | 720 | 720 | 720 | 720 | 720 | 3805.53
Geo | 0 | 0 | 0 | 0 | 0 | 0
H | 0 | 0 | 0 | 0 | 0 | 0
LFG | 0 | 0 | 107.4 | 107.4 | 107.4 | 107.4
Nuc | 456.92 | 456.92 | 456.92 | 456.92 | 456.92 | 456.92
PS | 0 | 0 | 0 | 0 | 0 | 0
PV | 0.29 | 64.61 | 99.72 | 102.83 | 105.44 | 109.97
PeakG | 0 | 0 | 0 | 0 | 0 | 0
PeakO | 0 | 0 | 0 | 0 | 0 | 0
ST | 0 | 0 | 0 | 0 | 0 | 0
STOG | 0 | 0 | 0 | 0 | 0 | 0
STWD | 0 | 0 | 0 | 0 | 0 | 0
WT | 0 | 0 | 0 | 0 | 0 | 0
IGCC | 0 | 0 | 0 | 0 | 0 | 0
DemandResponse | 0 | 0 | 0 | 0 | 0 | 0
IGCC-CCS | 0 | 0 | 0 | 0 | 0 | 0
WT_off | 0 | 0 | 0 | 0 | 0 | 0
PseudoUnit | 0 | 0 | 0 | 0 | 0 | 0
FixedInterchange | 0 | 0 | 0 | 0 | 0 | 0
Cumulative New Build Capacity by Reporting Type: FRCC
ReportingType | 2015 | 2020 | 2025 | 2030 | 2035 | 2040
BM | 0 | 0 | 0 | 0 | 0 | 0
CC | 1516.9 | 2252.79 | 3135.44 | 6473.63 | 13087.61 | 13087.61
CSP | 0 | 0 | 0 | 0 | 0 | 0
CT | 2480 | 2480 | 2480 | 2480 | 2480 | 2480
Coal | 0 | 0 | 0 | 0 | 0 | 0
Geo | 0 | 0 | 0 | 0 | 0 | 0
H | 0 | 0 | 0 | 0 | 0 | 0
LFG | 0 | 0 | 198 | 198 | 198 | 198
Nuc | 339.47 | 3690.47 | 4807.47 | 4807.47 | 4807.47 | 6528.59
PS | 0 | 0 | 0 | 0 | 0 | 0
PV | 0 | 0 | 0 | 0 | 0 | 0
PeakG | 0 | 0 | 0 | 0 | 0 | 0
PeakO | 0 | 0 | 0 | 0 | 0 | 0
ST | 0 | 0 | 0 | 0 | 0 | 0
STOG | 0 | 0 | 0 | 0 | 0 | 0
STWD | 0 | 0 | 0 | 0 | 0 | 0
WT | 0 | 0 | 0 | 0 | 0 | 0
IGCC | 0 | 0 | 0 | 0 | 0 | 0
DemandResponse | 0 | 0 | 0 | 0 | 0 | 0
IGCC-CCS | 0 | 0 | 0 | 0 | 0 | 0
WT_off | 0 | 0 | 0 | 0 | 0 | 0
PseudoUnit | 0 | 0 | 0 | 0 | 0 | 0
FixedInterchange | 0 | 0 | 0 | 0 | 0 | 0
Cumulative New Build Capacity by Reporting Type: MAPP_US
ReportingType | 2015 | 2020 | 2025 | 2030 | 2035 | 2040
BM | 0 | 0 | 0 | 0 | 0 | 0
CC | 0 | 0 | 0 | 0 | 0 | 0
CSP | 0 | 0 | 0 | 0 | 0 | 0
CT | 308.3 | 308.3 | 308.3 | 619.36 | 619.36 | 619.36
Coal | 0 | 0 | 0 | 0 | 308.99 | 558.27
Geo | 0 | 0 | 0 | 0 | 0 | 0
H | 0 | 0 | 0 | 0 | 0 | 0
LFG | 0 | 0 | 71.67 | 71.67 | 71.67 | 71.67
Nuc | 0 | 0 | 0 | 0 | 0 | 0
PS | 0 | 0 | 0 | 0 | 0 | 0
PV | 0 | 0 | 0 | 0 | 0 | 0
PeakG | 0 | 0 | 0 | 0 | 0 | 0
PeakO | 0 | 0 | 0 | 0 | 0 | 0
ST | 0 | 0 | 0 | 0 | 0 | 0
STOG | 0 | 0 | 0 | 0 | 0 | 0
STWD | 0 | 0 | 0 | 0 | 0 | 0
WT | 421.3 | 1020.63 | 1102.31 | 1218.35 | 1333.85 | 1428.24
IGCC | 0 | 0 | 0 | 0 | 0 | 0
DemandResponse | 0 | 0 | 0 | 0 | 0 | 0
IGCC-CCS | 0 | 0 | 0 | 0 | 0 | 0
WT_off | 0 | 0 | 0 | 0 | 0 | 0
PseudoUnit | 0 | 0 | 0 | 0 | 0 | 0
FixedInterchange | 0 | 0 | 0 | 0 | 0 | 0
Cumulative New Build Capacity by Reporting Type: MISO_IN
ReportingType | 2015 | 2020 | 2025 | 2030 | 2035 | 2040
BM | 0 | 0 | 0 | 0 | 0 | 0
CC | 0 | 0 | 0 | 0 | 0 | 0
CSP | 0 | 0 | 0 | 0 | 0 | 0
CT | 0 | 0 | 0 | 0 | 0 | 0
Coal | 0 | 0 | 0 | 0 | 0 | 0
Geo | 0 | 0 | 0 | 0 | 0 | 0
H | 0 | 0 | 0 | 0 | 0 | 0
LFG | 0 | 0 | 0 | 80.12 | 80.12 | 80.12
Nuc | 0 | 0 | 0 | 0 | 0 | 0
PS | 0 | 0 | 0 | 0 | 0 | 0
PV | 0 | 247.42 | 398.52 | 403.36 | 418.95 | 430.85
PeakG | 0 | 0 | 0 | 0 | 0 | 0
PeakO | 0 | 0 | 0 | 0 | 0 | 0
ST | 0 | 0 | 0 | 0 | 0 | 0
STOG | 0 | 0 | 0 | 0 | 0 | 0
STWD | 0 | 0 | 0 | 0 | 0 | 0
WT | 0 | 0 | 0 | 0 | 0 | 0
IGCC | 618 | 618 | 618 | 618 | 618 | 618
DemandResponse | 0 | 0 | 0 | 0 | 0 | 0
IGCC-CCS | 0 | 0 | 0 | 0 | 0 | 0
WT_off | 0 | 0 | 0 | 0 | 0 | 0
PseudoUnit | 0 | 0 | 0 | 0 | 0 | 0
FixedInterchange | 0 | 0 | 0 | 0 | 0 | 0
Cumulative New Build Capacity by Reporting Type: MISO_MI
ReportingType | 2015 | 2020 | 2025 | 2030 | 2035 | 2040
BM | 0 | 0 | 0 | 0 | 0 | 0
CC | 0 | 0 | 0 | 0 | 0 | 0
CSP | 0 | 0 | 0 | 0 | 0 | 0
CT | 0 | 0 | 0 | 0 | 0 | 0
Coal | 0 | 0 | 0 | 0 | 0 | 0
Geo | 0 | 0 | 0 | 0 | 0 | 0
H | 0 | 0 | 0 | 0 | 0 | 0
LFG | 0 | 160.25 | 160.25 | 160.25 | 160.25 | 160.25
Nuc | 164.34 | 164.34 | 1684.34 | 1684.34 | 1684.34 | 1684.34
PS | 0 | 0 | 0 | 0 | 0 | 0
PV | 0 | 0 | 0 | 0 | 0 | 0
PeakG | 0 | 0 | 0 | 0 | 0 | 0
PeakO | 0 | 0 | 0 | 0 | 0 | 0
ST | 0 | 0 | 0 | 0 | 0 | 0
STOG | 0 | 0 | 0 | 0 | 0 | 0
STWD | 0 | 0 | 0 | 0 | 0 | 0
WT | 2000 | 2000 | 2600 | 2613.67 | 2782.79 | 3015.04
IGCC | 0 | 0 | 0 | 0 | 0 | 0
DemandResponse | 0 | 0 | 0 | 0 | 0 | 0
IGCC-CCS | 0 | 0 | 0 | 0 | 0 | 0
WT_off | 0 | 0 | 0 | 0 | 0 | 0
PseudoUnit | 0 | 0 | 0 | 0 | 0 | 0
FixedInterchange | 0 | 0 | 0 | 0 | 0 | 0
Cumulative New Build Capacity by Reporting Type: MISO_MO-IL
ReportingType | 2015 | 2020 | 2025 | 2030 | 2035 | 2040
BM | 0 | 0 | 0 | 0 | 0 | 0
CC | 0 | 0 | 0 | 0 | 0 | 0
CSP | 0 | 0 | 0 | 0 | 0 | 0
CT | 0 | 0 | 0 | 0 | 0 | 0
Coal | 1790 | 1790 | 1790 | 1790 | 1790 | 1790
Geo | 0 | 0 | 0 | 0 | 0 | 0
H | 0 | 0 | 0 | 0 | 0 | 0
LFG | 0 | 0 | 223.33 | 223.33 | 223.33 | 223.33
Nuc | 194.27 | 194.27 | 194.27 | 194.27 | 194.27 | 194.27
PS | 0 | 0 | 0 | 0 | 0 | 0
PV | 0 | 0 | 0 | 0 | 0 | 0
PeakG | 0 | 0 | 0 | 0 | 0 | 0
PeakO | 0 | 0 | 0 | 0 | 0 | 0
ST | 0 | 0 | 0 | 0 | 0 | 0
STOG | 0 | 0 | 0 | 0 | 0 | 0
STWD | 0 | 0 | 0 | 0 | 0 | 0
WT | 300 | 300 | 300 | 300 | 300 | 300
IGCC | 0 | 0 | 0 | 0 | 0 | 0
DemandResponse | 0 | 0 | 0 | 0 | 0 | 0
IGCC-CCS | 0 | 0 | 0 | 0 | 0 | 0
WT_off | 0 | 0 | 0 | 0 | 0 | 0
PseudoUnit | 0 | 0 | 0 | 0 | 0 | 0
FixedInterchange | 0 | 0 | 0 | 0 | 0 | 0
Cumulative New Build Capacity by Reporting Type: MISO_W
ReportingType | 2015 | 2020 | 2025 | 2030 | 2035 | 2040
BM | 0 | 0 | 0 | 0 | 0 | 0
CC | 0 | 0 | 0 | 0 | 0 | 0
CSP | 0 | 0 | 0 | 0 | 0 | 0
CT | 0 | 0 | 0 | 0 | 0 | 0
Coal | 0 | 0 | 0 | 0 | 5813.61 | 10590.69
Geo | 0 | 0 | 0 | 0 | 0 | 0
H | 0 | 0 | 0 | 0 | 0 | 0
LFG | 0 | 0 | 71.67 | 71.67 | 71.67 | 71.67
Nuc | 197.22 | 197.22 | 197.22 | 197.22 | 197.22 | 197.22
PS | 0 | 0 | 0 | 0 | 0 | 0
PV | 0 | 0 | 0 | 0 | 0 | 0
PeakG | 0 | 0 | 0 | 0 | 0 | 0
PeakO | 0 | 0 | 0 | 0 | 0 | 0
ST | 0 | 0 | 0 | 0 | 0 | 0
STOG | 0 | 0 | 0 | 0 | 0 | 0
STWD | 0 | 0 | 0 | 0 | 0 | 0
WT | 2800.5 | 4869.68 | 7959.77 | 8673.88 | 9318.33 | 9829.06
IGCC | 0 | 0 | 0 | 0 | 0 | 0
DemandResponse | 0 | 0 | 0 | 0 | 0 | 0
IGCC-CCS | 0 | 0 | 0 | 0 | 0 | 0
WT_off | 0 | 0 | 0 | 0 | 0 | 0
PseudoUnit | 0 | 0 | 0 | 0 | 0 | 0
FixedInterchange | 0 | 0 | 0 | 0 | 0 | 0
Cumulative New Build Capacity by Reporting Type: MISO_WUMS
ReportingType | 2015 | 2020 | 2025 | 2030 | 2035 | 2040
BM | 0 | 0 | 0 | 0 | 0 | 0
CC | 0 | 1791.53 | 1918.82 | 3228.95 | 3228.95 | 3228.95
CSP | 0 | 0 | 0 | 0 | 0 | 0
CT | 0 | 2384.92 | 2698.76 | 6701.77 | 10599.2 | 10599.2
Coal | 615 | 615 | 615 | 615 | 615 | 615
Geo | 0 | 0 | 0 | 0 | 0 | 0
H | 0 | 1 | 1 | 1 | 1 | 1
LFG | 0 | 7.55 | 223.33 | 223.33 | 223.33 | 223.33
Nuc | 235 | 235 | 235 | 235 | 235 | 235
PS | 0 | 0 | 0 | 0 | 0 | 0
PV | 0 | 0 | 0 | 0 | 0 | 0
PeakG | 0 | 0 | 0 | 0 | 0 | 0
PeakO | 0 | 0 | 0 | 0 | 0 | 0
ST | 0 | 0 | 0 | 0 | 0 | 0
STOG | 0 | 0 | 0 | 0 | 0 | 0
STWD | 0 | 0 | 0 | 0 | 0 | 0
WT | 968.9 | 968.9 | 968.9 | 968.9 | 968.9 | 968.9
IGCC | 0 | 0 | 0 | 0 | 0 | 0
DemandResponse | 0 | 0 | 0 | 0 | 0 | 0
IGCC-CCS | 0 | 0 | 0 | 0 | 0 | 0
WT_off | 0 | 0 | 0 | 0 | 0 | 0
PseudoUnit | 0 | 0 | 0 | 0 | 0 | 0
FixedInterchange | 0 | 0 | 0 | 0 | 0 | 0
Cumulative New Build Capacity by Reporting Type: Nebraska
ReportingType | 2015 | 2020 | 2025 | 2030 | 2035 | 2040
BM | 0 | 0 | 0 | 0 | 0 | 0
CC | 0 | 0 | 0 | 0 | 0 | 0
CSP | 0 | 0 | 0 | 0 | 0 | 0
CT | 0 | 0 | 0 | 0 | 0 | 0
Coal | 232.1 | 232.1 | 232.1 | 1123.44 | 1668.02 | 4373.11
Geo | 0 | 0 | 0 | 0 | 0 | 0
H | 0 | 0 | 0 | 0 | 0 | 0
LFG | 0 | 0 | 71.67 | 71.67 | 71.67 | 71.67
Nuc | 108.91 | 108.91 | 108.91 | 108.91 | 108.91 | 108.91
PS | 0 | 0 | 0 | 0 | 0 | 0
PV | 0 | 0 | 0 | 0 | 0 | 0
PeakG | 0 | 0 | 0 | 0 | 0 | 0
PeakO | 0 | 0 | 0 | 0 | 0 | 0
ST | 0 | 0 | 0 | 0 | 0 | 0
STOG | 0 | 0 | 0 | 0 | 0 | 0
STWD | 0 | 0 | 0 | 0 | 0 | 0
WT | 202 | 1644.46 | 1644.46 | 1644.46 | 1644.46 | 1644.46
IGCC | 0 | 0 | 0 | 0 | 0 | 0
DemandResponse | 0 | 0 | 0 | 0 | 0 | 0
IGCC-CCS | 0 | 0 | 0 | 0 | 0 | 0
WT_off | 0 | 0 | 0 | 0 | 0 | 0
PseudoUnit | 0 | 0 | 0 | 0 | 0 | 0
FixedInterchange | 0 | 0 | 0 | 0 | 0 | 0
Cumulative New Build Capacity by Reporting Type: NEISO
ReportingType | 2015 | 2020 | 2025 | 2030 | 2035 | 2040
BM | 252.2 | 252.2 | 252.2 | 252.2 | 252.2 | 252.2
CC | 2049.5 | 2049.5 | 2049.5 | 2049.5 | 2049.5 | 2049.5
CSP | 0 | 0 | 0 | 0 | 0 | 0
CT | 334 | 334 | 334 | 334 | 770.1 | 1887.51
Coal | 0 | 0 | 0 | 0 | 0 | 0
Geo | 0 | 0 | 0 | 0 | 0 | 0
H | 0 | 0 | 0 | 0 | 3 | 3
LFG | 49.26 | 119 | 119 | 119 | 119 | 119
Nuc | 404.07 | 404.07 | 404.07 | 404.07 | 404.07 | 404.07
PS | 0 | 0 | 0 | 0 | 0 | 0
PV | 0 | 313.75 | 313.75 | 315 | 315 | 315
PeakG | 0 | 0 | 0 | 0 | 0 | 0
PeakO | 0 | 0 | 0 | 0 | 0 | 0
ST | 0 | 0 | 0 | 0 | 0 | 0
STOG | 0 | 0 | 0 | 0 | 0 | 0
STWD | 0 | 0 | 0 | 0 | 0 | 0
WT | 231.2 | 3066.7 | 4895.7 | 5280 | 5280 | 5280
IGCC | 0 | 0 | 0 | 0 | 0 | 0
DemandResponse | 0 | 0 | 0 | 0 | 0 | 0
IGCC-CCS | 0 | 0 | 0 | 0 | 0 | 0
WT_off | 468 | 468 | 468 | 468 | 468 | 468
PseudoUnit | 0 | 0 | 0 | 0 | 0 | 0
FixedInterchange | 0 | 0 | 0 | 0 | 0 | 0
Cumulative New Build Capacity by Reporting Type: NonRTO_Midwest
ReportingType | 2015 | 2020 | 2025 | 2030 | 2035 | 2040
BM | 0 | 0 | 0 | 0 | 0 | 0
CC | 0 | 0 | 0 | 800.75 | 1130.07 | 1476.57
CSP | 0 | 0 | 0 | 0 | 0 | 0
CT | 0 | 170.46 | 170.46 | 262.37 | 290.46 | 409.01
Coal | 0 | 0 | 0 | 0 | 0 | 0
Geo | 0 | 0 | 0 | 0 | 0 | 0
H | 0 | 0 | 0 | 0 | 0 | 0
LFG | 0 | 0 | 80.66 | 160.25 | 160.25 | 160.25
Nuc | 0 | 0 | 0 | 0 | 0 | 0
PS | 0 | 0 | 0 | 0 | 0 | 0
PV | 0 | 0 | 0 | 0 | 0 | 0
PeakG | 0 | 0 | 0 | 0 | 0 | 0
PeakO | 0 | 0 | 0 | 0 | 0 | 0
ST | 0 | 0 | 0 | 0 | 0 | 0
STOG | 0 | 0 | 0 | 0 | 0 | 0
STWD | 0 | 0 | 0 | 0 | 0 | 0
WT | 0 | 0 | 0 | 0 | 0 | 0
IGCC | 0 | 0 | 0 | 0 | 0 | 0
DemandResponse | 0 | 0 | 0 | 0 | 0 | 0
IGCC-CCS | 0 | 0 | 0 | 0 | 0 | 0
WT_off | 0 | 0 | 0 | 0 | 0 | 0
PseudoUnit | 0 | 0 | 0 | 0 | 0 | 0
FixedInterchange | 0 | 0 | 0 | 0 | 0 | 0
Cumulative New Build Capacity by Reporting Type: NYISO_A-F
ReportingType | 2015 | 2020 | 2025 | 2030 | 2035 | 2040
BM | 0 | 0 | 0 | 0 | 0 | 0
CC | 639 | 639 | 639 | 639 | 639 | 639
CSP | 0 | 0 | 0 | 0 | 0 | 0
CT | 0 | 0 | 0 | 0 | 0 | 0
Coal | 0 | 0 | 0 | 0 | 0 | 0
Geo | 0 | 0 | 0 | 0 | 0 | 0
H | 0 | 0 | 0 | 0 | 0 | 0
LFG | 6.4 | 6.4 | 20.61 | 74.33 | 74.33 | 74.33
Nuc | 278.1 | 278.1 | 278.1 | 278.1 | 278.1 | 278.1
PS | 0 | 0 | 0 | 0 | 0 | 0
PV | 0 | 0 | 0 | 0 | 0 | 0
PeakG | 0 | 0 | 0 | 0 | 0 | 0
PeakO | 0 | 0 | 0 | 0 | 0 | 0
ST | 0 | 0 | 0 | 0 | 0 | 0
STOG | 0 | 0 | 0 | 0 | 0 | 0
STWD | 0 | 0 | 0 | 0 | 0 | 0
WT | 2476.3 | 3186.1 | 3186.1 | 3186.1 | 3186.1 | 3186.1
IGCC | 0 | 0 | 0 | 0 | 0 | 0
DemandResponse | 0 | 0 | 0 | 0 | 0 | 0
IGCC-CCS | 0 | 0 | 0 | 0 | 0 | 0
WT_off | 0 | 0 | 0 | 0 | 0 | 0
PseudoUnit | 0 | 0 | 0 | 0 | 0 | 0
FixedInterchange | 0 | 0 | 0 | 0 | 0 | 0
Cumulative New Build Capacity by Reporting Type: NYISO_G-I
ReportingType | 2015 | 2020 | 2025 | 2030 | 2035 | 2040
BM | 0 | 0 | 0 | 0 | 0 | 0
CC | 0 | 0 | 0 | 0 | 3153.28 | 4750.95
CSP | 0 | 0 | 0 | 0 | 0 | 0
CT | 0 | 0 | 0 | 0 | 0 | 0
Coal | 0 | 0 | 0 | 0 | 0 | 0
Geo | 0 | 0 | 0 | 0 | 0 | 0
H | 0 | 0 | 0 | 0 | 0 | 0
LFG | 0 | 0 | 74.33 | 74.33 | 74.33 | 74.33
Nuc | 177.88 | 177.88 | 177.88 | 177.88 | 177.88 | 177.88
PS | 0 | 0 | 0 | 0 | 0 | 0
PV | 0 | 0 | 0 | 0 | 0 | 0
PeakG | 0 | 0 | 0 | 0 | 0 | 0
PeakO | 0 | 0 | 0 | 0 | 0 | 0
ST | 0 | 0 | 0 | 0 | 0 | 0
STOG | 0 | 0 | 0 | 0 | 0 | 0
STWD | 0 | 0 | 0 | 0 | 0 | 0
WT | 0 | 60 | 60 | 60 | 60 | 60
IGCC | 0 | 0 | 0 | 0 | 0 | 0
DemandResponse | 0 | 0 | 0 | 0 | 0 | 0
IGCC-CCS | 0 | 0 | 0 | 0 | 0 | 0
WT_off | 0 | 0 | 0 | 0 | 0 | 0
PseudoUnit | 0 | 0 | 0 | 0 | 0 | 0
FixedInterchange | 0 | 0 | 0 | 0 | 0 | 0
Cumulative New Build Capacity by Reporting Type: NYISO_J-K
ReportingType | 2015 | 2020 | 2025 | 2030 | 2035 | 2040
BM | 0 | 0 | 0 | 0 | 0 | 0
CC | 1175.4 | 1175.4 | 1175.4 | 1175.4 | 1175.4 | 1175.4
CSP | 0 | 0 | 0 | 0 | 0 | 0
CT | 0 | 0 | 885.91 | 2820.86 | 2820.86 | 4760.85
Coal | 0 | 0 | 0 | 0 | 0 | 0
Geo | 0 | 0 | 0 | 0 | 0 | 0
H | 0 | 0 | 0 | 0 | 0 | 0
LFG | 0 | 0 | 0 | 74.33 | 74.33 | 74.33
Nuc | 0 | 0 | 0 | 0 | 0 | 0
PS | 0 | 0 | 0 | 0 | 0 | 0
PV | 32 | 32 | 32 | 32 | 32 | 32
PeakG | 0 | 0 | 0 | 0 | 0 | 0
PeakO | 0 | 0 | 0 | 0 | 0 | 0
ST | 0 | 0 | 0 | 0 | 0 | 0
STOG | 0 | 0 | 0 | 0 | 0 | 0
STWD | 0 | 0 | 0 | 0 | 0 | 0
WT | 0 | 0 | 0 | 0 | 0 | 0
IGCC | 0 | 0 | 0 | 0 | 0 | 0
DemandResponse | 0 | 0 | 0 | 0 | 0 | 0
IGCC-CCS | 0 | 0 | 0 | 0 | 0 | 0
WT_off | 0 | 0 | 0 | 0 | 0 | 0
PseudoUnit | 0 | 0 | 0 | 0 | 0 | 0
FixedInterchange | 0 | 0 | 0 | 0 | 0 | 0
Cumulative New Build Capacity by Reporting Type: PJM_E
ReportingType | 2015 | 2020 | 2025 | 2030 | 2035 | 2040
BM | 30 | 30 | 30 | 30 | 30 | 30
CC | 4634.3 | 4634.3 | 4634.3 | 4634.3 | 4634.3 | 4634.3
CSP | 0 | 0 | 0 | 0 | 0 | 0
CT | 26.2 | 26.2 | 26.2 | 930.45 | 1097 | 1097
Coal | 27 | 27 | 27 | 27 | 27 | 27
Geo | 0 | 0 | 0 | 0 | 0 | 0
H | 0 | 0 | 0 | 0 | 0 | 0
LFG | 9.1 | 142 | 142 | 142 | 142 | 142
Nuc | 737.02 | 737.02 | 737.02 | 737.02 | 737.02 | 737.02
PS | 0 | 0 | 0 | 0 | 0 | 0
PV | 25.45 | 25.45 | 25.45 | 25.45 | 25.45 | 25.45
PeakG | 0 | 0 | 0 | 0 | 0 | 0
PeakO | 0 | 0 | 0 | 0 | 0 | 0
ST | 0 | 0 | 0 | 0 | 0 | 0
STOG | 0 | 0 | 0 | 0 | 0 | 0
STWD | 0 | 0 | 0 | 0 | 0 | 0
WT | 1150 | 1150 | 1150 | 1150 | 1150 | 1150
IGCC | 0 | 0 | 0 | 0 | 0 | 0
DemandResponse | 0 | 0 | 0 | 0 | 0 | 0
IGCC-CCS | 0 | 0 | 0 | 0 | 0 | 0
WT_off | 0 | 0 | 1100 | 1100 | 1100 | 1100
PseudoUnit | 0 | 0 | 0 | 0 | 0 | 0
FixedInterchange | 0 | 0 | 0 | 0 | 0 | 0
Cumulative New Build Capacity by Reporting Type: PJM_ROM
ReportingType | 2015 | 2020 | 2025 | 2030 | 2035 | 2040
BM | 18 | 18 | 18 | 18 | 18 | 18
CC | 1678.5 | 1678.5 | 1678.5 | 1678.5 | 16886.14 | 29825.85
CSP | 0 | 0 | 0 | 0 | 0 | 0
CT | 16 | 16 | 16 | 16 | 16 | 16
Coal | 32.5 | 32.5 | 32.5 | 32.5 | 32.5 | 32.5
Geo | 0 | 0 | 0 | 0 | 0 | 0
H | 0 | 0 | 0 | 0 | 0 | 0
LFG | 18.9 | 284 | 284 | 284 | 284 | 284
Nuc | 438.09 | 3638.09 | 3638.09 | 3638.09 | 3638.09 | 3638.09
PS | 0 | 0 | 0 | 0 | 0 | 0
PV | 0 | 1453.21 | 2355.87 | 2570.86 | 2667.64 | 2758.57
PeakG | 0 | 0 | 0 | 0 | 0 | 0
PeakO | 0 | 0 | 0 | 0 | 0 | 0
ST | 0 | 0 | 0 | 0 | 0 | 0
STOG | 0 | 0 | 0 | 0 | 0 | 0
STWD | 0 | 0 | 0 | 0 | 0 | 0
WT | 479.8 | 479.8 | 1230 | 7040 | 7040 | 7040
IGCC | 0 | 0 | 0 | 0 | 0 | 0
DemandResponse | 0 | 0 | 0 | 0 | 0 | 0
IGCC-CCS | 0 | 0 | 0 | 0 | 0 | 0
WT_off | 0 | 0 | 0 | 0 | 0 | 0
PseudoUnit | 0 | 0 | 0 | 0 | 0 | 0
FixedInterchange | 0 | 0 | 0 | 0 | 0 | 0
Cumulative New Build Capacity by Reporting Type: PJM_ROR
ReportingType | 2015 | 2020 | 2025 | 2030 | 2035 | 2040
BM | 385 | 385 | 385 | 385 | 385 | 385
CC | 3077 | 3197 | 3197 | 3197 | 3197 | 3197
CSP | 0 | 0 | 0 | 0 | 0 | 0
CT | 29 | 29 | 29 | 29 | 29 | 29
Coal | 2164 | 2164 | 2164 | 2164 | 2164 | 2164
Geo | 0 | 0 | 0 | 0 | 0 | 0
H | 0 | 0 | 503 | 503 | 503 | 503
LFG | 57.4 | 57.4 | 571.11 | 571.11 | 571.11 | 571.11
Nuc | 1740.03 | 3240.03 | 3240.03 | 3240.03 | 3240.03 | 3240.03
PS | 0 | 0 | 0 | 0 | 0 | 0
PV | 0 | 0 | 0 | 0 | 0 | 0
PeakG | 0 | 0 | 0 | 0 | 0 | 0
PeakO | 0 | 0 | 0 | 0 | 0 | 0
ST | 0 | 0 | 0 | 0 | 0 | 0
STOG | 0 | 0 | 0 | 0 | 0 | 0
STWD | 0 | 0 | 0 | 0 | 0 | 0
WT | 8325.7 | 8325.7 | 8325.7 | 8517.4 | 8517.4 | 8517.4
IGCC | 0 | 0 | 0 | 0 | 0 | 0
DemandResponse | 0 | 0 | 0 | 0 | 0 | 0
IGCC-CCS | 0 | 0 | 0 | 0 | 0 | 0
WT_off | 0 | 0 | 0 | 0 | 0 | 0
PseudoUnit | 0 | 0 | 0 | 0 | 0 | 0
FixedInterchange | 0 | 0 | 0 | 0 | 0 | 0
Cumulative New Build Capacity by Reporting Type: SOCO
ReportingType | 2015 | 2020 | 2025 | 2030 | 2035 | 2040
BM | 55 | 55 | 55 | 55 | 55 | 55
CC | 5026.9 | 5213.9 | 5213.9 | 8543.45 | 8543.45 | 8543.45
CSP | 0 | 0 | 0 | 0 | 0 | 0
CT | 0 | 0 | 0 | 0 | 0 | 0
Coal | 0 | 0 | 0 | 0 | 2097.14 | 8418.88
Geo | 0 | 0 | 0 | 0 | 0 | 0
H | 0 | 0 | 0 | 0 | 0 | 0
LFG | 0 | 0 | 107.4 | 107.4 | 107.4 | 107.4
Nuc | 502.08 | 2702.08 | 2702.08 | 2702.08 | 2702.08 | 2702.08
PS | 0 | 0 | 0 | 0 | 0 | 0
PV | 0 | 0 | 0 | 0 | 0 | 0
PeakG | 0 | 0 | 0 | 0 | 0 | 0
PeakO | 0 | 0 | 0 | 0 | 0 | 0
ST | 0 | 0 | 0 | 0 | 0 | 0
STOG | 0 | 0 | 0 | 0 | 0 | 0
STWD | 0 | 0 | 0 | 0 | 0 | 0
WT | 0 | 0 | 0 | 0 | 0 | 0
IGCC | 0 | 0 | 0 | 0 | 0 | 0
DemandResponse | 0 | 0 | 0 | 0 | 0 | 0
IGCC-CCS | 0 | 0 | 0 | 0 | 0 | 0
WT_off | 0 | 0 | 0 | 0 | 0 | 0
PseudoUnit | 0 | 0 | 0 | 0 | 0 | 0
FixedInterchange | 0 | 0 | 0 | 0 | 0 | 0
Cumulative New Build Capacity by Reporting Type: SPP_N
ReportingType | 2015 | 2020 | 2025 | 2030 | 2035 | 2040
BM | 0 | 0 | 0 | 0 | 0 | 0
CC | 0 | 0 | 0 | 0 | 0 | 0
CSP | 0 | 0 | 0 | 0 | 0 | 0
CT | 0 | 0 | 0 | 0 | 0 | 0
Coal | 465.04 | 465.04 | 465.04 | 465.04 | 465.04 | 465.04
Geo | 0 | 0 | 0 | 0 | 0 | 0
H | 0 | 0 | 0 | 0 | 0 | 0
LFG | 0 | 0 | 95 | 95 | 95 | 95
Nuc | 100.92 | 100.92 | 100.92 | 100.92 | 100.92 | 100.92
PS | 0 | 0 | 0 | 0 | 0 | 0
PV | 0 | 0 | 0 | 0 | 0 | 0
PeakG | 0 | 0 | 0 | 0 | 0 | 0
PeakO | 0 | 0 | 0 | 0 | 0 | 0
ST | 0 | 0 | 0 | 0 | 0 | 0
STOG | 0 | 0 | 0 | 0 | 0 | 0
STWD | 0 | 0 | 0 | 0 | 0 | 0
WT | 0 | 0 | 0 | 0 | 0 | 0
IGCC | 0 | 0 | 0 | 0 | 0 | 0
DemandResponse | 0 | 0 | 0 | 0 | 0 | 0
IGCC-CCS | 0 | 0 | 0 | 0 | 0 | 0
WT_off | 0 | 0 | 0 | 0 | 0 | 0
PseudoUnit | 0 | 0 | 0 | 0 | 0 | 0
FixedInterchange | 0 | 0 | 0 | 0 | 0 | 0
Cumulative New Build Capacity by Reporting Type: SPP_S
ReportingType | 2015 | 2020 | 2025 | 2030 | 2035 | 2040
BM | 0 | 0 | 0 | 0 | 0 | 0
CC | 0 | 1408.43 | 1408.43 | 2719.82 | 2719.82 | 2719.82
CSP | 0 | 0 | 0 | 0 | 0 | 0
CT | 412.99 | 712.99 | 712.99 | 860.9 | 860.9 | 860.9
Coal | 988 | 988 | 988 | 988 | 988 | 988
Geo | 0 | 0 | 0 | 0 | 0 | 0
H | 0 | 0 | 0 | 0 | 0 | 0
LFG | 0 | 0 | 13.27 | 95 | 95 | 95
Nuc | 0 | 0 | 0 | 0 | 0 | 0
PS | 0 | 0 | 0 | 0 | 0 | 0
PV | 0 | 0 | 0 | 0 | 0 | 0
PeakG | 0 | 0 | 0 | 0 | 0 | 0
PeakO | 0 | 0 | 0 | 0 | 0 | 0
ST | 0 | 0 | 0 | 0 | 0 | 0
STOG | 0 | 0 | 0 | 0 | 0 | 0
STWD | 0 | 0 | 0 | 0 | 0 | 0
WT | 430 | 1557.57 | 1774.25 | 2647.51 | 18661.17 | 19625.63
IGCC | 0 | 0 | 0 | 0 | 0 | 0
DemandResponse | 0 | 0 | 0 | 0 | 0 | 0
IGCC-CCS | 0 | 0 | 0 | 0 | 0 | 0
WT_off | 0 | 0 | 0 | 0 | 0 | 0
PseudoUnit | 0 | 0 | 0 | 0 | 0 | 0
FixedInterchange | 0 | 0 | 0 | 0 | 0 | 0
Cumulative New Build Capacity by Reporting Type: TVA
ReportingType | 2015 | 2020 | 2025 | 2030 | 2035 | 2040
BM | 0 | 0 | 0 | 0 | 0 | 0
CC | 1418 | 1418 | 1418 | 2468.09 | 2468.09 | 2468.09
CSP | 0 | 0 | 0 | 0 | 0 | 0
CT | 0 | 1048.31 | 1048.31 | 2326.96 | 2326.96 | 2326.96
Coal | 0 | 0 | 0 | 0 | 2322.51 | 5088.36
Geo | 0 | 0 | 0 | 0 | 0 | 0
H | 0 | 0 | 0 | 0 | 0 | 0
LFG | 0 | 0 | 107.4 | 107.4 | 107.4 | 107.4
Nuc | 1786.53 | 4020.53 | 4020.53 | 4020.53 | 4020.53 | 4020.53
PS | 0 | 0 | 0 | 0 | 0 | 0
PV | 0 | 0 | 0 | 0 | 0 | 0
PeakG | 0 | 0 | 0 | 0 | 0 | 0
PeakO | 0 | 0 | 0 | 0 | 0 | 0
ST | 0 | 0 | 0 | 0 | 0 | 0
STOG | 0 | 0 | 0 | 0 | 0 | 0
STWD | 0 | 0 | 0 | 0 | 0 | 0
WT | 0 | 0 | 0 | 0 | 0 | 0
IGCC | 0 | 0 | 0 | 0 | 0 | 0
DemandResponse | 0 | 0 | 0 | 0 | 0 | 0
IGCC-CCS | 0 | 0 | 0 | 0 | 0 | 0
WT_off | 0 | 0 | 0 | 0 | 0 | 0
PseudoUnit | 0 | 0 | 0 | 0 | 0 | 0
FixedInterchange | 0 | 0 | 0 | 0 | 0 | 0
Cumulative New Build Capacity by Reporting Type: TVA_Transmission
ReportingType | 2015 | 2020 | 2025 | 2030 | 2035 | 2040
BM | 0 | 0 | 0 | 0 | 0 | 0
CC | 0 | 0 | 0 | 0 | 0 | 0
CSP | 0 | 0 | 0 | 0 | 0 | 0
CT | 0 | 0 | 0 | 0 | 0 | 0
Coal | 0 | 0 | 0 | 0 | 0 | 0
Geo | 0 | 0 | 0 | 0 | 0 | 0
H | 0 | 0 | 0 | 0 | 0 | 0
LFG | 0 | 0 | 0 | 0 | 0 | 0
Nuc | 0 | 0 | 0 | 0 | 0 | 0
PS | 0 | 0 | 0 | 0 | 0 | 0
PV | 0 | 0 | 0 | 0 | 0 | 0
PeakG | 0 | 0 | 0 | 0 | 0 | 0
PeakO | 0 | 0 | 0 | 0 | 0 | 0
ST | 0 | 0 | 0 | 0 | 0 | 0
STOG | 0 | 0 | 0 | 0 | 0 | 0
STWD | 0 | 0 | 0 | 0 | 0 | 0
WT | 0 | 0 | 0 | 0 | 0 | 0
IGCC | 0 | 0 | 0 | 0 | 0 | 0
DemandResponse | 0 | 0 | 0 | 0 | 0 | 0
IGCC-CCS | 0 | 0 | 0 | 0 | 0 | 0
WT_off | 0 | 0 | 0 | 0 | 0 | 0
PseudoUnit | 0 | 0 | 0 | 0 | 0 | 0
FixedInterchange | 0 | 0 | 0 | 0 | 0 | 0
Cumulative New Build Capacity by Reporting Type: VACAR
ReportingType | 2015 | 2020 | 2025 | 2030 | 2035 | 2040
BM | 0.92 | 333.12 | 929.5 | 986.59 | 1153.92 | 1250.44
CC | 3905.4 | 3905.4 | 3905.4 | 4188.73 | 10831.35 | 15098.6
CSP | 0 | 0 | 0 | 0 | 0 | 0
CT | 1017.18 | 1017.24 | 1032.91 | 1739.16 | 3055.58 | 3348.47
Coal | 825 | 825 | 825 | 825 | 825 | 825
Geo | 0 | 0 | 0 | 0 | 0 | 0
H | 0 | 0 | 0 | 0 | 0 | 0
LFG | 0.34 | 107.4 | 107.4 | 107.4 | 107.4 | 107.4
Nuc | 994.41 | 5558.41 | 7792.41 | 7792.41 | 7792.41 | 7792.41
PS | 0 | 0 | 0 | 0 | 0 | 0
PV | 0 | 135.2 | 146.15 | 149.74 | 162.4 | 170.01
PeakG | 0 | 0 | 0 | 0 | 0 | 0
PeakO | 0 | 0 | 0 | 0 | 0 | 0
ST | 0 | 0 | 0 | 0 | 0 | 0
STOG | 0 | 0 | 0 | 0 | 0 | 0
STWD | 0 | 0 | 0 | 0 | 0 | 0
WT | 0.9 | 3500 | 3500 | 3500 | 3500 | 3500
IGCC | 0 | 0 | 0 | 0 | 0 | 0
DemandResponse | 0 | 0 | 0 | 0 | 0 | 0
IGCC-CCS | 0 | 0 | 0 | 0 | 0 | 0
WT_off | 1 | 1 | 1 | 1 | 1 | 1
PseudoUnit | 0 | 0 | 0 | 0 | 0 | 0
FixedInterchange | 0 | 0 | 0 | 0 | 0 | 0
Cumulative New Build Capacity by Reporting Type: IESO
ReportingType | 2015 | 2020 | 2025 | 2030 | 2035 | 2040
BM | 326.33 | 326.33 | 326.33 | 326.33 | 326.33 | 326.33
CC | 1263 | 1263 | 1263 | 1263 | 1263 | 3644.7
CSP | 0 | 0 | 0 | 0 | 0 | 0
CT | 368 | 368 | 368 | 368 | 368 | 368
Coal | 0 | 0 | 0 | 0 | 0 | 0
Geo | 0 | 0 | 0 | 0 | 0 | 0
H | 0 | 0 | 0 | 0 | 0 | 250
LFG | 14.5 | 14.5 | 14.5 | 14.5 | 15 | 15
Nuc | 998.59 | 998.59 | 998.59 | 998.59 | 998.59 | 998.59
PS | 0 | 0 | 0 | 0 | 0 | 0
PV | 1067.26 | 1067.26 | 1067.26 | 1067.26 | 1067.26 | 1067.26
PeakG | 0 | 0 | 0 | 0 | 0 | 0
PeakO | 0 | 0 | 0 | 0 | 0 | 0
ST | 0 | 0 | 0 | 0 | 0 | 0
STOG | 0 | 0 | 0 | 0 | 0 | 0
STWD | 0 | 0 | 0 | 0 | 0 | 0
WT | 2105.9 | 2105.9 | 2105.9 | 2105.9 | 2105.9 | 2105.9
IGCC | 0 | 0 | 0 | 0 | 0 | 0
DemandResponse | 0 | 0 | 0 | 0 | 0 | 0
IGCC-CCS | 0 | 0 | 0 | 0 | 0 | 0
WT_off | 0 | 0 | 0 | 0 | 0 | 0
PseudoUnit | 0 | 0 | 0 | 0 | 0 | 0
FixedInterchange | 0 | 0 | 0 | 0 | 0 | 0
Cumulative New Build Capacity by Reporting Type: MAPP_CA
ReportingType | 2015 | 2020 | 2025 | 2030 | 2035 | 2040
BM | 0 | 0 | 0 | 0 | 0 | 0
CC | 0 | 0 | 0 | 0 | 0 | 0
CSP | 0 | 0 | 0 | 0 | 0 | 0
CT | 548.31 | 1100.97 | 1100.97 | 1100.97 | 1100.97 | 1100.97
Coal | 0 | 0 | 0 | 0 | 0 | 0
Geo | 0 | 0 | 0 | 0 | 0 | 0
H | 0 | 0 | 196.29 | 1671.86 | 2801.38 | 3511.17
LFG | 0 | 0 | 0 | 0 | 0 | 0
Nuc | 0 | 0 | 0 | 0 | 0 | 0
PS | 0 | 0 | 0 | 0 | 0 | 0
PV | 0 | 0 | 0 | 0 | 0 | 0
PeakG | 0 | 0 | 0 | 0 | 0 | 0
PeakO | 0 | 0 | 0 | 0 | 0 | 0
ST | 0 | 0 | 0 | 0 | 0 | 0
STOG | 0 | 0 | 0 | 0 | 0 | 0
STWD | 0 | 0 | 0 | 0 | 0 | 0
WT | 302.4 | 302.4 | 302.4 | 302.4 | 302.4 | 302.4
IGCC | 0 | 0 | 0 | 0 | 0 | 0
DemandResponse | 0 | 0 | 0 | 0 | 0 | 0
IGCC-CCS | 0 | 0 | 0 | 0 | 0 | 0
WT_off | 0 | 0 | 0 | 0 | 0 | 0
PseudoUnit | 0 | 0 | 0 | 0 | 0 | 0
FixedInterchange | 0 | 0 | 0 | 0 | 0 | 0
Cumulative New Build Capacity by Reporting Type: AZ_NM_SNV_Coal
ReportingType | 2015 | 2020 | 2025 | 2030 | 2035 | 2040
BM | 0 | 0 | 0 | 0 | 0 | 0
CC | 0 | 0 | 0 | 0 | 0 | 0
CSP | 0 | 0 | 0 | 0 | 0 | 0
CT | 0 | 0 | 0 | 0 | 0 | 0
Coal | 0 | 0 | 0 | 0 | 3218.58 | 5899.19
Geo | 0 | 0 | 0 | 0 | 0 | 0
H | 0 | 0 | 0 | 0 | 0 | 0
LFG | 0 | 0 | 0 | 0 | 0 | 0
Nuc | 0 | 0 | 0 | 0 | 0 | 0
PS | 0 | 0 | 0 | 0 | 0 | 0
PV | 0 | 0 | 0 | 0 | 0 | 0
PeakG | 0 | 0 | 0 | 0 | 0 | 0
PeakO | 0 | 0 | 0 | 0 | 0 | 0
ST | 0 | 0 | 0 | 0 | 0 | 0
STOG | 0 | 0 | 0 | 0 | 0 | 0
STWD | 0 | 0 | 0 | 0 | 0 | 0
WT | 0 | 0 | 0 | 0 | 0 | 0
IGCC | 0 | 0 | 0 | 0 | 0 | 0
DemandResponse | 0 | 0 | 0 | 0 | 0 | 0
IGCC-CCS | 0 | 0 | 0 | 0 | 0 | 0
WT_off | 0 | 0 | 0 | 0 | 0 | 0
PseudoUnit | 0 | 0 | 0 | 0 | 0 | 0
FixedInterchange | 0 | 0 | 0 | 0 | 0 | 0
Cumulative New Build Capacity by Reporting Type: AZ_NM_SNV_Gas
ReportingType | 2015 | 2020 | 2025 | 2030 | 2035 | 2040
BM | 0 | 0 | 0 | 0 | 0 | 0
CC | 668 | 668 | 668 | 2633.51 | 2633.51 | 2633.51
CSP | 0 | 0 | 0 | 0 | 0 | 0
CT | 736 | 736 | 736 | 736 | 736 | 736
Coal | 0 | 0 | 0 | 0 | 0 | 0
Geo | 0 | 0 | 0 | 0 | 0 | 0
H | 0 | 0 | 0 | 0 | 0 | 0
LFG | 0 | 0 | 0 | 0 | 0 | 0
Nuc | 0 | 0 | 0 | 0 | 0 | 0
PS | 0 | 0 | 0 | 0 | 0 | 0
PV | 0 | 0 | 0 | 0 | 0 | 0
PeakG | 0 | 0 | 0 | 0 | 0 | 0
PeakO | 0 | 0 | 0 | 0 | 0 | 0
ST | 0 | 0 | 0 | 0 | 0 | 0
STOG | 0 | 0 | 0 | 0 | 0 | 0
STWD | 0 | 0 | 0 | 0 | 0 | 0
WT | 0 | 0 | 0 | 0 | 0 | 0
IGCC | 0 | 0 | 0 | 0 | 0 | 0
DemandResponse | 0 | 0 | 0 | 0 | 0 | 0
IGCC-CCS | 0 | 0 | 0 | 0 | 0 | 0
WT_off | 0 | 0 | 0 | 0 | 0 | 0
PseudoUnit | 0 | 0 | 0 | 0 | 0 | 0
FixedInterchange | 0 | 0 | 0 | 0 | 0 | 0
Cumulative New Build Capacity by Reporting Type: AZ_NM_SNV_NucRenew
ReportingType | 2015 | 2020 | 2025 | 2030 | 2035 | 2040
BM | 0 | 0 | 0 | 0 | 0 | 0
CC | 0 | 0 | 0 | 0 | 0 | 0
CSP | 0 | 0 | 0 | 0 | 0 | 0
CT | 0 | 0 | 0 | 0 | 0 | 0
Coal | 0 | 0 | 0 | 0 | 0 | 0
Geo | 0 | 0 | 1450 | 1450 | 1450 | 1450
H | 0 | 0 | 0 | 0 | 0 | 0
LFG | 0 | 60.67 | 60.67 | 60.67 | 60.67 | 60.67
Nuc | 0 | 0 | 0 | 0 | 0 | 0
PS | 0 | 0 | 0 | 0 | 0 | 0
PV | 95.7 | 95.7 | 95.7 | 95.7 | 95.7 | 95.7
PeakG | 0 | 0 | 0 | 0 | 0 | 0
PeakO | 0 | 0 | 0 | 0 | 0 | 0
ST | 280 | 741.83 | 1020.66 | 1083.79 | 1083.79 | 1083.79
STOG | 0 | 0 | 0 | 0 | 0 | 0
STWD | 0 | 0 | 0 | 0 | 0 | 0
WT | 65.1 | 9384.74 | 9384.74 | 9622.94 | 9622.94 | 9622.94
IGCC | 0 | 0 | 0 | 0 | 0 | 0
DemandResponse | 0 | 0 | 0 | 0 | 0 | 0
IGCC-CCS | 0 | 0 | 0 | 0 | 0 | 0
WT_off | 0 | 0 | 0 | 0 | 0 | 0
PseudoUnit | 0 | 0 | 0 | 0 | 0 | 0
FixedInterchange | 0 | 0 | 0 | 0 | 0 | 0
Cumulative New Build Capacity by Reporting Type: ERCOT
ReportingType | 2015 | 2020 | 2025 | 2030 | 2035 | 2040
BM | 145 | 145 | 145 | 145 | 145 | 145
CC | 2253.27 | 5915.16 | 5915.16 | 8576.86 | 11914.06 | 15963.2
CSP | 0 | 0 | 0 | 0 | 0 | 0
CT | 250 | 250 | 250 | 250 | 250 | 250
Coal | 2020 | 2020 | 2020 | 2020 | 2020 | 2020
Geo | 0 | 0 | 0 | 0 | 0 | 0
H | 0 | 0 | 0 | 0 | 0 | 0
LFG | 0 | 0 | 0 | 354 | 354 | 354
Nuc | 0 | 0 | 0 | 0 | 0 | 0
PS | 0 | 0 | 0 | 0 | 0 | 0
PV | 14 | 14 | 14 | 14 | 14 | 14
PeakG | 0 | 0 | 0 | 0 | 0 | 0
PeakO | 0 | 0 | 0 | 0 | 0 | 0
ST | 0 | 0 | 0 | 0 | 0 | 0
STOG | 0 | 0 | 0 | 0 | 0 | 0
STWD | 0 | 0 | 0 | 0 | 0 | 0
WT | 350.1 | 350.1 | 350.1 | 350.1 | 350.1 | 350.1
IGCC | 0 | 0 | 0 | 0 | 0 | 0
DemandResponse | 0 | 0 | 0 | 0 | 0 | 0
IGCC-CCS | 0 | 0 | 0 | 0 | 0 | 0
WT_off | 0 | 0 | 0 | 0 | 0 | 0
PseudoUnit | 0 | 0 | 0 | 0 | 0 | 0
FixedInterchange | 0 | 0 | 0 | 0 | 0 | 0
Cumulative New Build Capacity by Reporting Type: NP15
ReportingType | 2015 | 2020 | 2025 | 2030 | 2035 | 2040
BM | 0 | 0 | 0 | 0 | 0 | 0
CC | 940 | 940 | 940 | 940 | 940 | 940
CSP | 0 | 0 | 0 | 0 | 0 | 0
CT | 213.19 | 750.69 | 3739.2 | 7161.71 | 7161.71 | 7161.71
Coal | 0 | 0 | 0 | 0 | 0 | 0
Geo | 0 | 332 | 600 | 600 | 600 | 600
H | 0 | 0 | 0 | 0 | 0 | 0
LFG | 0 | 565 | 565 | 565 | 565 | 565
Nuc | 0 | 0 | 0 | 0 | 4294.09 | 8916.29
PS | 0 | 0 | 0 | 0 | 0 | 0
PV | 6.5 | 6.5 | 6.5 | 6.5 | 6.5 | 6.5
PeakG | 0 | 0 | 0 | 0 | 0 | 0
PeakO | 0 | 0 | 0 | 0 | 0 | 0
ST | 29 | 29 | 29 | 29 | 29 | 29
STOG | 0 | 0 | 0 | 0 | 0 | 0
STWD | 0 | 0 | 0 | 0 | 0 | 0
WT | 101.2 | 3184.97 | 3184.97 | 3184.97 | 3184.97 | 3184.97
IGCC | 0 | 0 | 0 | 0 | 0 | 0
DemandResponse | 0 | 0 | 0 | 0 | 0 | 0
IGCC-CCS | 0 | 0 | 0 | 0 | 0 | 0
WT_off | 0 | 0 | 0 | 0 | 0 | 0
PseudoUnit | 0 | 0 | 0 | 0 | 0 | 0
FixedInterchange | 0 | 0 | 0 | 0 | 0 | 0
Cumulative New Build Capacity by Reporting Type: NWPP_Coal
ReportingType | 2015 | 2020 | 2025 | 2030 | 2035 | 2040
BM | 0 | 0 | 0 | 0 | 0 | 0
CC | 0 | 0 | 0 | 0 | 0 | 0
CSP | 0 | 0 | 0 | 0 | 0 | 0
CT | 0 | 0 | 0 | 0 | 0 | 0
Coal | 0 | 0 | 0 | 0 | 0 | 0
Geo | 0 | 0 | 0 | 0 | 0 | 0
H | 0 | 0 | 0 | 0 | 0 | 0
LFG | 0 | 0 | 0 | 0 | 0 | 0
Nuc | 0 | 0 | 0 | 0 | 0 | 0
PS | 0 | 0 | 0 | 0 | 0 | 0
PV | 0 | 0 | 0 | 0 | 0 | 0
PeakG | 0 | 0 | 0 | 0 | 0 | 0
PeakO | 0 | 0 | 0 | 0 | 0 | 0
ST | 0 | 0 | 0 | 0 | 0 | 0
STOG | 0 | 0 | 0 | 0 | 0 | 0
STWD | 0 | 0 | 0 | 0 | 0 | 0
WT | 0 | 0 | 0 | 0 | 0 | 0
IGCC | 0 | 0 | 0 | 0 | 0 | 0
DemandResponse | 0 | 0 | 0 | 0 | 0 | 0
IGCC-CCS | 0 | 0 | 0 | 0 | 0 | 0
WT_off | 0 | 0 | 0 | 0 | 0 | 0
PseudoUnit | 0 | 0 | 0 | 0 | 0 | 0
FixedInterchange | 0 | 0 | 0 | 0 | 0 | 0
Cumulative New Build Capacity by Reporting Type: NWPP_Gas
ReportingType | 2015 | 2020 | 2025 | 2030 | 2035 | 2040
BM | 0 | 0 | 0 | 0 | 0 | 0
CC | 300 | 300 | 300 | 4645.13 | 4645.13 | 4645.13
CSP | 0 | 0 | 0 | 0 | 0 | 0
CT | 150 | 150 | 150 | 150 | 150 | 150
Coal | 0 | 0 | 0 | 0 | 482.17 | 1464.49
Geo | 0 | 0 | 0 | 0 | 0 | 0
H | 0 | 0 | 0 | 0 | 0 | 0
LFG | 0 | 0 | 0 | 0 | 0 | 0
Nuc | 0 | 0 | 0 | 0 | 0 | 0
PS | 0 | 0 | 0 | 0 | 0 | 0
PV | 0 | 0 | 0 | 0 | 0 | 0
PeakG | 0 | 0 | 0 | 0 | 0 | 0
PeakO | 0 | 0 | 0 | 0 | 0 | 0
ST | 0 | 0 | 0 | 0 | 0 | 0
STOG | 0 | 0 | 0 | 0 | 0 | 0
STWD | 0 | 0 | 0 | 0 | 0 | 0
WT | 0 | 0 | 0 | 0 | 0 | 0
IGCC | 0 | 0 | 0 | 0 | 0 | 0
DemandResponse | 0 | 0 | 0 | 0 | 0 | 0
IGCC-CCS | 0 | 0 | 0 | 0 | 0 | 0
WT_off | 0 | 0 | 0 | 0 | 0 | 0
PseudoUnit | 0 | 0 | 0 | 0 | 0 | 0
FixedInterchange | 0 | 0 | 0 | 0 | 0 | 0
Cumulative New Build Capacity by Reporting Type: NWPP_NucRenew
ReportingType | 2015 | 2020 | 2025 | 2030 | 2035 | 2040
BM | 32.55 | 32.55 | 32.55 | 32.55 | 32.55 | 32.55
CC | 0 | 0 | 0 | 0 | 0 | 0
CSP | 0 | 0 | 0 | 0 | 0 | 0
CT | 0 | 0 | 0 | 0 | 0 | 0
Coal | 0 | 0 | 0 | 0 | 0 | 0
Geo | 86 | 86 | 520 | 520 | 520 | 520
H | 0 | 0 | 0 | 0 | 0 | 0
LFG | 25.5 | 25.5 | 270 | 270 | 270 | 270
Nuc | 0 | 0 | 0 | 0 | 0 | 0
PS | 0 | 0 | 0 | 0 | 0 | 0
PV | 0 | 0 | 0 | 0 | 0 | 0
PeakG | 0 | 0 | 0 | 0 | 0 | 0
PeakO | 0 | 0 | 0 | 0 | 0 | 0
ST | 0 | 0 | 0 | 0 | 0 | 0
STOG | 0 | 0 | 0 | 0 | 0 | 0
STWD | 0 | 0 | 0 | 0 | 0 | 0
WT | 977.3 | 977.3 | 977.3 | 977.3 | 977.3 | 977.3
IGCC | 0 | 0 | 0 | 0 | 0 | 0
DemandResponse | 0 | 0 | 0 | 0 | 0 | 0
IGCC-CCS | 0 | 0 | 0 | 0 | 0 | 0
WT_off | 0 | 0 | 0 | 0 | 0 | 0
PseudoUnit | 0 | 0 | 0 | 0 | 0 | 0
FixedInterchange | 0 | 0 | 0 | 0 | 0 | 0
Cumulative New Build Capacity by Reporting Type: RMPA
ReportingType | 2015 | 2020 | 2025 | 2030 | 2035 | 2040
BM | 0 | 0 | 0 | 0 | 0 | 0
CC | 0 | 0 | 0 | 0 | 0 | 0
CSP | 0 | 0 | 0 | 0 | 0 | 0
CT | 152 | 152 | 152 | 152 | 152 | 152
Coal | 390 | 444.4 | 444.4 | 688.74 | 1987.19 | 3455.85
Geo | 0 | 293 | 2570 | 2570 | 2570 | 2570
H | 0 | 0 | 0 | 0 | 0 | 0
LFG | 1.4 | 30.33 | 30.33 | 30.33 | 30.33 | 30.33
Nuc | 0 | 0 | 0 | 0 | 0 | 0
PS | 0 | 0 | 0 | 0 | 0 | 0
PV | 1 | 1 | 1 | 1 | 1 | 1
PeakG | 0 | 0 | 0 | 0 | 0 | 0
PeakO | 0 | 0 | 0 | 0 | 0 | 0
ST | 3 | 377.85 | 410.57 | 437.28 | 437.28 | 437.28
STOG | 0 | 0 | 0 | 0 | 0 | 0
STWD | 0 | 0 | 0 | 0 | 0 | 0
WT | 765.4 | 1106.16 | 1106.16 | 1106.16 | 1106.16 | 1106.16
IGCC | 0 | 0 | 0 | 0 | 0 | 0
DemandResponse | 0 | 0 | 0 | 0 | 0 | 0
IGCC-CCS | 0 | 0 | 0 | 0 | 0 | 0
WT_off | 0 | 0 | 0 | 0 | 0 | 0
PseudoUnit | 0 | 0 | 0 | 0 | 0 | 0
FixedInterchange | 0 | 0 | 0 | 0 | 0 | 0
Cumulative New Build Capacity by Reporting Type: SP15
ReportingType | 2015 | 2020 | 2025 | 2030 | 2035 | 2040
BM | 6 | 6 | 6 | 6 | 6 | 6
CC | 409.5 | 409.5 | 409.5 | 409.5 | 409.5 | 409.5
CSP | 0 | 0 | 0 | 0 | 0 | 0
CT | 0 | 0 | 0 | 0 | 0 | 0
Coal | 0 | 0 | 0 | 0 | 0 | 0
Geo | 50 | 1500 | 1500 | 1500 | 1500 | 1500
H | 0 | 0 | 0 | 0 | 0 | 0
LFG | 9.2 | 565 | 565 | 565 | 565 | 565
Nuc | 0 | 0 | 0 | 0 | 0 | 2694.84
PS | 0 | 0 | 0 | 0 | 0 | 0
PV | 3.8 | 3.8 | 3.8 | 3.8 | 3.8 | 3.8
PeakG | 0 | 0 | 0 | 0 | 0 | 0
PeakO | 0 | 0 | 0 | 0 | 0 | 0
ST | 448 | 448 | 448 | 448 | 448 | 448
STOG | 0 | 0 | 0 | 0 | 0 | 0
STWD | 0 | 0 | 0 | 0 | 0 | 0
WT | 735 | 735 | 735 | 735 | 735 | 735
IGCC | 0 | 0 | 0 | 0 | 0 | 0
DemandResponse | 0 | 0 | 0 | 0 | 0 | 0
IGCC-CCS | 0 | 0 | 0 | 0 | 0 | 0
WT_off | 0 | 0 | 0 | 0 | 0 | 0
PseudoUnit | 0 | 0 | 0 | 0 | 0 | 0
FixedInterchange | 0 | 0 | 0 | 0 | 0 | 0
Cumulative New Build Capacity by Reporting Type: ALB
ReportingType | 2015 | 2020 | 2025 | 2030 | 2035 | 2040
BM | 0 | 0 | 0 | 0 | 0 | 0
CC | 375.66 | 1082.22 | 1762.99 | 2520.17 | 3509.01 | 3509.01
CSP | 0 | 0 | 0 | 0 | 0 | 0
CT | 201.5 | 201.5 | 201.5 | 201.5 | 201.5 | 201.5
Coal | 495 | 495 | 495 | 495 | 495 | 495
Geo | 0 | 0 | 0 | 0 | 0 | 0
H | 0 | 0 | 0 | 0 | 0 | 0
LFG | 0 | 0 | 0 | 0 | 0 | 0
Nuc | 0 | 0 | 0 | 0 | 0 | 1071.98
PS | 0 | 0 | 0 | 0 | 0 | 0
PV | 0 | 0 | 0 | 0 | 0 | 0
PeakG | 0 | 0 | 0 | 0 | 0 | 0
PeakO | 0 | 0 | 0 | 0 | 0 | 0
ST | 0 | 0 | 0 | 0 | 0 | 0
STOG | 0 | 0 | 0 | 0 | 0 | 0
STWD | 0 | 0 | 0 | 0 | 0 | 0
WT | 9 | 9 | 9 | 9 | 9 | 9
IGCC | 0 | 0 | 0 | 0 | 0 | 0
DemandResponse | 0 | 0 | 0 | 0 | 0 | 0
IGCC-CCS | 0 | 0 | 0 | 0 | 0 | 0
WT_off | 0 | 0 | 0 | 0 | 0 | 0
PseudoUnit | 0 | 0 | 0 | 0 | 0 | 0
FixedInterchange | 0 | 0 | 0 | 0 | 0 | 0
Cumulative New Build Capacity by Reporting Type: BC
ReportingType | 2015 | 2020 | 2025 | 2030 | 2035 | 2040
BM | 0 | 0 | 0 | 0 | 0 | 0
CC | 1154.39 | 1647.92 | 2291.06 | 2803.48 | 3579.6 | 3579.6
CSP | 0 | 0 | 0 | 0 | 0 | 0
CT | 0 | 0 | 0 | 0 | 0 | 696.35
Coal | 0 | 0 | 0 | 0 | 0 | 0
Geo | 0 | 0 | 0 | 0 | 0 | 0
H | 0 | 0 | 0 | 0 | 0 | 0
LFG | 0 | 0 | 0 | 0 | 0 | 0
Nuc | 0 | 0 | 0 | 0 | 0 | 130.6
PS | 0 | 0 | 0 | 0 | 0 | 0
PV | 0 | 0 | 0 | 0 | 0 | 0
PeakG | 0 | 0 | 0 | 0 | 0 | 0
PeakO | 0 | 0 | 0 | 0 | 0 | 0
ST | 0 | 0 | 0 | 0 | 0 | 0
STOG | 0 | 0 | 0 | 0 | 0 | 0
STWD | 0 | 0 | 0 | 0 | 0 | 0
WT | 144 | 144 | 144 | 144 | 144 | 144
IGCC | 0 | 0 | 0 | 0 | 0 | 0
DemandResponse | 0 | 0 | 0 | 0 | 0 | 0
IGCC-CCS | 0 | 0 | 0 | 0 | 0 | 0
WT_off | 0 | 0 | 0 | 0 | 0 | 0
PseudoUnit | 0 | 0 | 0 | 0 | 0 | 0
FixedInterchange | 0 | 0 | 0 | 0 | 0 | 0
Cumulative New Build Capacity by Reporting Type: HQ_IESO
ReportingType | 2015 | 2020 | 2025 | 2030 | 2035 | 2040
BM | 0 | 0 | 0 | 0 | 0 | 0
CC | 0 | 0 | 0 | 0 | 0 | 0
CSP | 0 | 0 | 0 | 0 | 0 | 0
CT | 0 | 0 | 0 | 0 | 0 | 0
Coal | 0 | 0 | 0 | 0 | 0 | 0
Geo | 0 | 0 | 0 | 0 | 0 | 0
H | 0 | 0 | 0 | 0 | 0 | 0
LFG | 0 | 0 | 0 | 0 | 0 | 0
Nuc | 0 | 0 | 0 | 0 | 0 | 0
PS | 0 | 0 | 0 | 0 | 0 | 0
PV | 0 | 0 | 0 | 0 | 0 | 0
PeakG | 0 | 0 | 0 | 0 | 0 | 0
PeakO | 0 | 0 | 0 | 0 | 0 | 0
ST | 0 | 0 | 0 | 0 | 0 | 0
STOG | 0 | 0 | 0 | 0 | 0 | 0
STWD | 0 | 0 | 0 | 0 | 0 | 0
WT | 0 | 0 | 0 | 0 | 0 | 0
IGCC | 0 | 0 | 0 | 0 | 0 | 0
DemandResponse | 0 | 0 | 0 | 0 | 0 | 0
IGCC-CCS | 0 | 0 | 0 | 0 | 0 | 0
WT_off | 0 | 0 | 0 | 0 | 0 | 0
PseudoUnit | 0 | 0 | 0 | 0 | 0 | 0
FixedInterchange | 0 | 0 | 0 | 0 | 0 | 0
Cumulative New Build Capacity by Reporting Type: HQ_NEISO
ReportingType | 2015 | 2020 | 2025 | 2030 | 2035 | 2040
BM | 0 | 0 | 0 | 0 | 0 | 0
CC | 0 | 0 | 0 | 0 | 0 | 0
CSP | 0 | 0 | 0 | 0 | 0 | 0
CT | 0 | 0 | 0 | 0 | 0 | 0
Coal | 0 | 0 | 0 | 0 | 0 | 0
Geo | 0 | 0 | 0 | 0 | 0 | 0
H | 0 | 0 | 0 | 0 | 0 | 0
LFG | 0 | 0 | 0 | 0 | 0 | 0
Nuc | 0 | 0 | 0 | 0 | 0 | 0
PS | 0 | 0 | 0 | 0 | 0 | 0
PV | 0 | 0 | 0 | 0 | 0 | 0
PeakG | 0 | 0 | 0 | 0 | 0 | 0
PeakO | 0 | 0 | 0 | 0 | 0 | 0
ST | 0 | 0 | 0 | 0 | 0 | 0
STOG | 0 | 0 | 0 | 0 | 0 | 0
STWD | 0 | 0 | 0 | 0 | 0 | 0
WT | 0 | 0 | 0 | 0 | 0 | 0
IGCC | 0 | 0 | 0 | 0 | 0 | 0
DemandResponse | 0 | 0 | 0 | 0 | 0 | 0
IGCC-CCS | 0 | 0 | 0 | 0 | 0 | 0
WT_off | 0 | 0 | 0 | 0 | 0 | 0
PseudoUnit | 0 | 0 | 0 | 0 | 0 | 0
FixedInterchange | 0 | 0 | 0 | 0 | 0 | 0
Cumulative New Build Capacity by Reporting Type: HQ_NY
ReportingType | 2015 | 2020 | 2025 | 2030 | 2035 | 2040
BM | 0 | 0 | 0 | 0 | 0 | 0
CC | 0 | 0 | 0 | 0 | 0 | 0
CSP | 0 | 0 | 0 | 0 | 0 | 0
CT | 0 | 0 | 0 | 0 | 0 | 0
Coal | 0 | 0 | 0 | 0 | 0 | 0
Geo | 0 | 0 | 0 | 0 | 0 | 0
H | 0 | 0 | 0 | 0 | 0 | 0
LFG | 0 | 0 | 0 | 0 | 0 | 0
Nuc | 0 | 0 | 0 | 0 | 0 | 0
PS | 0 | 0 | 0 | 0 | 0 | 0
PV | 0 | 0 | 0 | 0 | 0 | 0
PeakG | 0 | 0 | 0 | 0 | 0 | 0
PeakO | 0 | 0 | 0 | 0 | 0 | 0
ST | 0 | 0 | 0 | 0 | 0 | 0
STOG | 0 | 0 | 0 | 0 | 0 | 0
STWD | 0 | 0 | 0 | 0 | 0 | 0
WT | 0 | 0 | 0 | 0 | 0 | 0
IGCC | 0 | 0 | 0 | 0 | 0 | 0
DemandResponse | 0 | 0 | 0 | 0 | 0 | 0
IGCC-CCS | 0 | 0 | 0 | 0 | 0 | 0
WT_off | 0 | 0 | 0 | 0 | 0 | 0
PseudoUnit | 0 | 0 | 0 | 0 | 0 | 0
FixedInterchange | 0 | 0 | 0 | 0 | 0 | 0
Cumulative New Build Capacity by Reporting Type: MARITIMES
ReportingType | 2015 | 2020 | 2025 | 2030 | 2035 | 2040
BM | 0 | 0 | 0 | 0 | 0 | 0
CC | 0 | 0 | 0 | 0 | 0 | 0
CSP | 0 | 0 | 0 | 0 | 0 | 0
CT | 0 | 0 | 0 | 0 | 0 | 0
Coal | 0 | 0 | 0 | 0 | 0 | 0
Geo | 0 | 0 | 0 | 0 | 0 | 0
H | 0 | 0 | 0 | 0 | 0 | 0
LFG | 0 | 0 | 0 | 0 | 0 | 0
Nuc | 0 | 0 | 0 | 0 | 0 | 0
PS | 0 | 0 | 0 | 0 | 0 | 0
PV | 0 | 0 | 0 | 0 | 0 | 0
PeakG | 0 | 0 | 0 | 0 | 0 | 0
PeakO | 0 | 0 | 0 | 0 | 0 | 0
ST | 0 | 0 | 0 | 0 | 0 | 0
STOG | 0 | 0 | 0 | 0 | 0 | 0
STWD | 0 | 0 | 0 | 0 | 0 | 0
WT | 0 | 0 | 0 | 0 | 0 | 0
IGCC | 0 | 0 | 0 | 0 | 0 | 0
DemandResponse | 0 | 0 | 0 | 0 | 0 | 0
IGCC-CCS | 0 | 0 | 0 | 0 | 0 | 0
WT_off | 0 | 0 | 0 | 0 | 0 | 0
PseudoUnit | 0 | 0 | 0 | 0.19 | 500 | 500
FixedInterchange | 0 | 0 | 0 | 0 | 0 | 0
Cumulative New Build Capacity by Reporting Type: All
ReportingType | 2015 | 2020 | 2025 | 2030 | 2035 | 2040
BM | 1251 | 1583.21 | 2179.58 | 2236.68 | 2404 | 2500.53
CC | 32484.73 | 42710.73 | 45044.58 | 67435.53 | 105816.86 | 131398.82
CSP | 0 | 0 | 0 | 0 | 0 | 0
CT | 7242.67 | 12236.58 | 16440.5 | 29241.01 | 35085.6 | 39250.79
Coal | 10763.64 | 10818.04 | 10818.04 | 11953.71 | 28039.73 | 53075.9
Geo | 136 | 2211 | 6640 | 6640 | 6640 | 6640
H | 0 | 1 | 700.29 | 2175.86 | 3308.38 | 4268.17
LFG | 192 | 2145 | 4355 | 5078.5 | 5079 | 5079
Nuc | 9853.86 | 26902.86 | 31773.86 | 31773.86 | 36067.95 | 46308.69
PS | 0 | 0 | 0 | 0 | 0 | 0
PV | 1246 | 3459.89 | 4559.71 | 4787.5 | 4915.13 | 5030.11
PeakG | 0 | 0 | 0 | 0 | 0 | 0
PeakO | 0 | 0 | 0 | 0 | 0 | 0
ST | 760 | 1596.68 | 1908.23 | 1998.06 | 1998.06 | 1998.06
STOG | 0 | 0 | 0 | 0 | 0 | 0
STWD | 0 | 0 | 0 | 0 | 0 | 0
WT | 25342 | 50429.11 | 56996.77 | 65338.04 | 82280.76 | 84082.59
IGCC | 618 | 618 | 618 | 618 | 618 | 618
DemandResponse | 0 | 0 | 0 | 0 | 0 | 0
IGCC-CCS | 0 | 0 | 0 | 0 | 0 | 0
WT_off | 469 | 469 | 1569 | 1569 | 1569 | 1569
PseudoUnit | 0 | 0 | 0 | 0.19 | 500 | 500
FixedInterchange | 0 | 0 | 0 | 0 | 0 | 0
Cumulative New Build Capacity by Reporting Type: EI_US
ReportingType | 2015 | 2020 | 2025 | 2030 | 2035 | 2040
BM | 741.12 | 1073.32 | 1669.7 | 1726.79 | 1894.12 | 1990.64
CC | 25120.9 | 30484.93 | 31494.87 | 43643.87 | 76923.04 | 96074.17
CSP | 0 | 0 | 0 | 0 | 0 | 0
CT | 4623.67 | 8527.42 | 9742.83 | 19120.82 | 24965.42 | 28434.26
Coal | 7858.64 | 7858.64 | 7858.64 | 8749.98 | 19836.8 | 39741.37
Geo | 0 | 0 | 0 | 0 | 0 | 0
H | 0 | 1 | 504 | 504 | 507 | 507
LFG | 141.4 | 884 | 2849.5 | 3219 | 3219 | 3219
Nuc | 8855.27 | 25904.27 | 30775.27 | 30775.27 | 30775.27 | 32496.39
PS | 0 | 0 | 0 | 0 | 0 | 0
PV | 57.74 | 2271.63 | 3371.45 | 3599.24 | 3726.88 | 3841.85
PeakG | 0 | 0 | 0 | 0 | 0 | 0
PeakO | 0 | 0 | 0 | 0 | 0 | 0
ST | 0 | 0 | 0 | 0 | 0 | 0
STOG | 0 | 0 | 0 | 0 | 0 | 0
STWD | 0 | 0 | 0 | 0 | 0 | 0
WT | 19786.6 | 32129.54 | 38697.2 | 46800.28 | 63743 | 65544.82
IGCC | 618 | 618 | 618 | 618 | 618 | 618
DemandResponse | 0 | 0 | 0 | 0 | 0 | 0
IGCC-CCS | 0 | 0 | 0 | 0 | 0 | 0
WT_off | 469 | 469 | 1569 | 1569 | 1569 | 1569
PseudoUnit | 0 | 0 | 0 | 0.19 | 500 | 500
FixedInterchange | 0 | 0 | 0 | 0 | 0 | 0
Cumulative New Build Capacity by Reporting Type: EI_Canada
ReportingType | 2015 | 2020 | 2025 | 2030 | 2035 | 2040
BM | 326.33 | 326.33 | 326.33 | 326.33 | 326.33 | 326.33
CC | 1263 | 1263 | 1263 | 1263 | 1263 | 3644.7
CSP | 0 | 0 | 0 | 0 | 0 | 0
CT | 916.31 | 1468.97 | 1468.97 | 1468.97 | 1468.97 | 1468.97
Coal | 0 | 0 | 0 | 0 | 0 | 0
Geo | 0 | 0 | 0 | 0 | 0 | 0
H | 0 | 0 | 196.29 | 1671.86 | 2801.38 | 3761.17
LFG | 14.5 | 14.5 | 14.5 | 14.5 | 15 | 15
Nuc | 998.59 | 998.59 | 998.59 | 998.59 | 998.59 | 998.59
PS | 0 | 0 | 0 | 0 | 0 | 0
PV | 1067.26 | 1067.26 | 1067.26 | 1067.26 | 1067.26 | 1067.26
PeakG | 0 | 0 | 0 | 0 | 0 | 0
PeakO | 0 | 0 | 0 | 0 | 0 | 0
ST | 0 | 0 | 0 | 0 | 0 | 0
STOG | 0 | 0 | 0 | 0 | 0 | 0
STWD | 0 | 0 | 0 | 0 | 0 | 0
WT | 2408.3 | 2408.3 | 2408.3 | 2408.3 | 2408.3 | 2408.3
IGCC | 0 | 0 | 0 | 0 | 0 | 0
DemandResponse | 0 | 0 | 0 | 0 | 0 | 0
IGCC-CCS | 0 | 0 | 0 | 0 | 0 | 0
WT_off | 0 | 0 | 0 | 0 | 0 | 0
PseudoUnit | 0 | 0 | 0 | 0 | 0 | 0
FixedInterchange | 0 | 0 | 0 | 0 | 0 | 0
Cumulative New Build Capacity by Reporting Type: EI
ReportingType | 2015 | 2020 | 2025 | 2030 | 2035 | 2040
BM | 1067.45 | 1399.66 | 1996.03 | 2053.13 | 2220.45 | 2316.98
CC | 26383.9 | 31747.93 | 32757.87 | 44906.87 | 78186.04 | 99718.87
CSP | 0 | 0 | 0 | 0 | 0 | 0
CT | 5539.98 | 9996.39 | 11211.81 | 20589.8 | 26434.39 | 29903.23
Coal | 7858.64 | 7858.64 | 7858.64 | 8749.98 | 19836.8 | 39741.37
Geo | 0 | 0 | 0 | 0 | 0 | 0
H | 0 | 1 | 700.29 | 2175.86 | 3308.38 | 4268.17
LFG | 155.9 | 898.5 | 2864 | 3233.5 | 3234 | 3234
Nuc | 9853.86 | 26902.86 | 31773.86 | 31773.86 | 31773.86 | 33494.98
PS | 0 | 0 | 0 | 0 | 0 | 0
PV | 1125 | 3338.89 | 4438.71 | 4666.5 | 4794.13 | 4909.11
PeakG | 0 | 0 | 0 | 0 | 0 | 0
PeakO | 0 | 0 | 0 | 0 | 0 | 0
ST | 0 | 0 | 0 | 0 | 0 | 0
STOG | 0 | 0 | 0 | 0 | 0 | 0
STWD | 0 | 0 | 0 | 0 | 0 | 0
WT | 22194.9 | 34537.84 | 41105.5 | 49208.58 | 66151.3 | 67953.12
IGCC | 618 | 618 | 618 | 618 | 618 | 618
DemandResponse | 0 | 0 | 0 | 0 | 0 | 0
IGCC-CCS | 0 | 0 | 0 | 0 | 0 | 0
WT_off | 469 | 469 | 1569 | 1569 | 1569 | 1569
PseudoUnit | 0 | 0 | 0 | 0.19 | 500 | 500
FixedInterchange | 0 | 0 | 0 | 0 | 0 | 0
Cumulative New Build Capacity by Reporting Type: Outside_EI
ReportingType | 2015 | 2020 | 2025 | 2030 | 2035 | 2040
BM | 183.55 | 183.55 | 183.55 | 183.55 | 183.55 | 183.55
CC | 6100.82 | 10962.8 | 12286.71 | 22528.66 | 27630.81 | 31679.95
CSP | 0 | 0 | 0 | 0 | 0 | 0
CT | 1702.69 | 2240.19 | 5228.7 | 8651.21 | 8651.21 | 9347.55
Coal | 2905 | 2959.4 | 2959.4 | 3203.74 | 8202.93 | 13334.53
Geo | 136 | 2211 | 6640 | 6640 | 6640 | 6640
H | 0 | 0 | 0 | 0 | 0 | 0
LFG | 36.1 | 1246.5 | 1491 | 1845 | 1845 | 1845
Nuc | 0 | 0 | 0 | 0 | 4294.09 | 12813.71
PS | 0 | 0 | 0 | 0 | 0 | 0
PV | 121 | 121 | 121 | 121 | 121 | 121
PeakG | 0 | 0 | 0 | 0 | 0 | 0
PeakO | 0 | 0 | 0 | 0 | 0 | 0
ST | 760 | 1596.68 | 1908.23 | 1998.06 | 1998.06 | 1998.06
STOG | 0 | 0 | 0 | 0 | 0 | 0
STWD | 0 | 0 | 0 | 0 | 0 | 0
WT | 3147.1 | 15891.27 | 15891.27 | 16129.47 | 16129.47 | 16129.47
IGCC | 0 | 0 | 0 | 0 | 0 | 0
DemandResponse | 0 | 0 | 0 | 0 | 0 | 0
IGCC-CCS | 0 | 0 | 0 | 0 | 0 | 0
WT_off | 0 | 0 | 0 | 0 | 0 | 0
PseudoUnit | 0 | 0 | 0 | 0 | 0 | 0
FixedInterchange | 0 | 0 | 0 | 0 | 0 | 0
#3 | Retirements of Capacity (MW)
Retirements of Capacity by Reporting Type: Entergy
ReportingType | 2015 | 2020 | 2025 | 2030 | 2035 | 2040
BM | 0 | 0 | 0 | 0 | 0 | 0
CC | 0 | 0 | 0 | 0 | 0 | 0
CSP | 0 | 0 | 0 | 0 | 0 | 0
CT | 0 | 0 | 0 | 0 | 0 | 0
Coal | 892.9 | 0 | 0 | 0 | 0 | 0
Geo | 0 | 0 | 0 | 0 | 0 | 0
H | 0 | 0 | 0 | 0 | 0 | 0
LFG | 0 | 0 | 0 | 0 | 0 | 0
Nuc | 0 | 0 | 0 | 0 | 915.25 | 1083.74
PS | 0 | 0 | 0 | 0 | 0 | 0
PV | 0 | 0 | 0 | 0 | 0 | 0
PeakG | 0 | 0 | 0 | 0 | 0 | 0
PeakO | 0 | 0 | 0 | 0 | 0 | 0
ST | 0 | 0 | 0 | 0 | 0 | 0
STOG | 11553.44 | 0 | 37.13 | 0 | 0 | 0
STWD | 0 | 0 | 0 | 0 | 0 | 0
WT | 0 | 0 | 0 | 0 | 0 | 0
IGCC | 0 | 0 | 0 | 0 | 0 | 0
DemandResponse | 0 | 0 | 0 | 0 | 0 | 0
IGCC-CCS | 0 | 0 | 0 | 0 | 0 | 0
WT_off | 0 | 0 | 0 | 0 | 0 | 0
PseudoUnit | 0 | 0 | 0 | 0 | 0 | 0
FixedInterchange | 0 | 0 | 0 | 0 | 0 | 0
Retirements of Capacity by Reporting Type: FRCC
ReportingType | 2015 | 2020 | 2025 | 2030 | 2035 | 2040
BM | 0 | 0 | 0 | 0 | 0 | 0
CC | 0 | 0 | 0 | 0 | 0 | 0
CSP | 0 | 0 | 0 | 0 | 0 | 0
CT | 0 | 0 | 0 | 0 | 0 | 0
Coal | 466 | 869 | 0 | 0 | 0 | 0
Geo | 0 | 0 | 0 | 0 | 0 | 0
H | 0 | 0 | 0 | 0 | 0 | 0
LFG | 0 | 0 | 0 | 0 | 0 | 0
Nuc | 0 | 0 | 0 | 0 | 1755.87 | 1822.9
PS | 0 | 0 | 0 | 0 | 0 | 0
PV | 0 | 0 | 0 | 0 | 0 | 0
PeakG | 0 | 0 | 0 | 0 | 0 | 0
PeakO | 0 | 0 | 0 | 0 | 0 | 0
ST | 0 | 0 | 0 | 0 | 0 | 0
STOG | 5075.02 | 162.98 | 0 | 0 | 0 | 0
STWD | 0 | 0 | 0 | 0 | 0 | 0
WT | 0 | 0 | 0 | 0 | 0 | 0
IGCC | 0 | 0 | 0 | 0 | 0 | 0
DemandResponse | 0 | 0 | 0 | 0 | 0 | 0
IGCC-CCS | 0 | 0 | 0 | 0 | 0 | 0
WT_off | 0 | 0 | 0 | 0 | 0 | 0
PseudoUnit | 0 | 0 | 0 | 0 | 0 | 0
FixedInterchange | 0 | 0 | 0 | 0 | 0 | 0
Retirements of Capacity by Reporting Type: MAPP_US
ReportingType | 2015 | 2020 | 2025 | 2030 | 2035 | 2040
BM | 0 | 0 | 0 | 0 | 0 | 0
CC | 0 | 0 | 0 | 0 | 0 | 0
CSP | 0 | 0 | 0 | 0 | 0 | 0
CT | 0 | 0 | 0 | 0 | 0 | 0
Coal | 612.6 | 352.84 | 0 | 0 | 0 | 0
Geo | 0 | 0 | 0 | 0 | 0 | 0
H | 0 | 0 | 0 | 0 | 0 | 0
LFG | 0 | 0 | 0 | 0 | 0 | 0
Nuc | 0 | 0 | 0 | 0 | 0 | 0
PS | 0 | 0 | 0 | 0 | 0 | 0
PV | 0 | 0 | 0 | 0 | 0 | 0
PeakG | 0 | 0 | 0 | 0 | 0 | 0
PeakO | 246 | 0 | 0 | 0 | 0 | 0
ST | 0 | 0 | 0 | 0 | 0 | 0
STOG | 36 | 0 | 0 | 0 | 0 | 0
STWD | 0 | 0 | 0 | 0 | 0 | 0
WT | 0 | 0 | 0 | 0 | 0 | 0
IGCC | 0 | 0 | 0 | 0 | 0 | 0
DemandResponse | 0 | 0 | 0 | 0 | 0 | 0
IGCC-CCS | 0 | 0 | 0 | 0 | 0 | 0
WT_off | 0 | 0 | 0 | 0 | 0 | 0
PseudoUnit | 0 | 0 | 0 | 0 | 0 | 0
FixedInterchange | 0 | 0 | 0 | 0 | 0 | 0
Retirements of Capacity by Reporting Type: MISO_IN
ReportingType | 2015 | 2020 | 2025 | 2030 | 2035 | 2040
BM | 0 | 0 | 0 | 0 | 0 | 0
CC | 0 | 0 | 0 | 0 | 0 | 0
CSP | 0 | 0 | 0 | 0 | 0 | 0
CT | 0 | 0 | 0 | 0 | 0 | 0
Coal | 1360.9 | 0 | 0 | 0 | 0 | 0
Geo | 0 | 0 | 0 | 0 | 0 | 0
H | 0 | 0 | 0 | 0 | 0 | 0
LFG | 0 | 0 | 0 | 0 | 0 | 0
Nuc | 0 | 0 | 0 | 0 | 0 | 0
PS | 0 | 0 | 0 | 0 | 0 | 0
PV | 0 | 0 | 0 | 0 | 0 | 0
PeakG | 0 | 0 | 0 | 0 | 0 | 0
PeakO | 0 | 0 | 0 | 0 | 0 | 0
ST | 0 | 0 | 0 | 0 | 0 | 0
STOG | 0 | 0 | 0 | 0 | 0 | 0
STWD | 0 | 0 | 0 | 0 | 0 | 0
WT | 0 | 0 | 0 | 0 | 0 | 0
IGCC | 0 | 0 | 0 | 0 | 0 | 0
DemandResponse | 0 | 0 | 0 | 0 | 0 | 0
IGCC-CCS | 0 | 0 | 0 | 0 | 0 | 0
WT_off | 0 | 0 | 0 | 0 | 0 | 0
PseudoUnit | 0 | 0 | 0 | 0 | 0 | 0
FixedInterchange | 0 | 0 | 0 | 0 | 0 | 0
Retirements of Capacity by Reporting Type: MISO_MI
ReportingType | 2015 | 2020 | 2025 | 2030 | 2035 | 2040
BM | 0 | 0 | 0 | 0 | 0 | 0
CC | 0 | 0 | 0 | 0 | 0 | 0
CSP | 0 | 0 | 0 | 0 | 0 | 0
CT | 0 | 0 | 0 | 0 | 0 | 0
Coal | 2326 | 1187 | 0 | 0 | 0 | 0
Geo | 0 | 0 | 0 | 0 | 0 | 0
H | 0 | 0 | 0 | 0 | 0 | 0
LFG | 0 | 0 | 0 | 0 | 0 | 0
Nuc | 0 | 0 | 0 | 0 | 845.69 | 0
PS | 0 | 0 | 0 | 0 | 0 | 0
PV | 0 | 0 | 0 | 0 | 0 | 0
PeakG | 0 | 0 | 0 | 0 | 0 | 0
PeakO | 0 | 0 | 0 | 0 | 0 | 0
ST | 0 | 0 | 0 | 0 | 0 | 0
STOG | 0 | 0 | 0 | 0 | 0 | 0
STWD | 0 | 0 | 0 | 0 | 0 | 0
WT | 0 | 0 | 0 | 0 | 0 | 0
IGCC | 0 | 0 | 0 | 0 | 0 | 0
DemandResponse | 0 | 0 | 0 | 0 | 0 | 0
IGCC-CCS | 0 | 0 | 0 | 0 | 0 | 0
WT_off | 0 | 0 | 0 | 0 | 0 | 0
PseudoUnit | 0 | 0 | 0 | 0 | 0 | 0
FixedInterchange | 0 | 0 | 0 | 0 | 0 | 0
Retirements of Capacity by Reporting Type: MISO_MO-IL
ReportingType | 2015 | 2020 | 2025 | 2030 | 2035 | 2040
BM | 0 | 0 | 0 | 0 | 0 | 0
CC | 0 | 0 | 0 | 0 | 0 | 0
CSP | 0 | 0 | 0 | 0 | 0 | 0
CT | 0 | 0 | 0 | 0 | 0 | 0
Coal | 1024.7 | 697 | 0 | 0 | 0 | 0
Geo | 0 | 0 | 0 | 0 | 0 | 0
H | 0 | 0 | 0 | 0 | 0 | 0
LFG | 0 | 0 | 0 | 0 | 0 | 0
Nuc | 0 | 0 | 0 | 0 | 0 | 0
PS | 0 | 0 | 0 | 0 | 0 | 0
PV | 0 | 0 | 0 | 0 | 0 | 0
PeakG | 0 | 0 | 0 | 0 | 0 | 0
PeakO | 0 | 0 | 0 | 0 | 0 | 0
ST | 0 | 0 | 0 | 0 | 0 | 0
STOG | 0 | 0 | 0 | 0 | 0 | 0
STWD | 0 | 0 | 0 | 0 | 0 | 0
WT | 0 | 0 | 0 | 0 | 0 | 0
IGCC | 0 | 0 | 0 | 0 | 0 | 0
DemandResponse | 0 | 0 | 0 | 0 | 0 | 0
IGCC-CCS | 0 | 0 | 0 | 0 | 0 | 0
WT_off | 0 | 0 | 0 | 0 | 0 | 0
PseudoUnit | 0 | 0 | 0 | 0 | 0 | 0
FixedInterchange | 0 | 0 | 0 | 0 | 0 | 0
Retirements of Capacity by Reporting Type: MISO_W
ReportingType | 2015 | 2020 | 2025 | 2030 | 2035 | 2040
BM | 0 | 0 | 0 | 0 | 0 | 0
CC | 0 | 0 | 0 | 0 | 0 | 0
CSP | 0 | 0 | 0 | 0 | 0 | 0
CT | 0 | 0 | 0 | 0 | 0 | 0
Coal | 1901.04 | 1027.52 | 0 | 0 | 0 | 0
Geo | 0 | 0 | 0 | 0 | 0 | 0
H | 0 | 0 | 0 | 0 | 0 | 0
LFG | 0 | 0 | 0 | 0 | 0 | 0
Nuc | 0 | 0 | 0 | 0 | 2464.12 | 0
PS | 0 | 0 | 0 | 0 | 0 | 0
PV | 0 | 0 | 0 | 0 | 0 | 0
PeakG | 0 | 0 | 0 | 0 | 0 | 0
PeakO | 0 | 0 | 0 | 0 | 0 | 0
ST | 0 | 0 | 0 | 0 | 0 | 0
STOG | 0 | 0 | 0 | 0 | 0 | 0
STWD | 0 | 0 | 0 | 0 | 0 | 0
WT | 0 | 0 | 0 | 0 | 0 | 0
IGCC | 0 | 0 | 0 | 0 | 0 | 0
DemandResponse | 0 | 0 | 0 | 0 | 0 | 0
IGCC-CCS | 0 | 0 | 0 | 0 | 0 | 0
WT_off | 0 | 0 | 0 | 0 | 0 | 0
PseudoUnit | 0 | 0 | 0 | 0 | 0 | 0
FixedInterchange | 0 | 0 | 0 | 0 | 0 | 0
Retirements of Capacity by Reporting Type: MISO_WUMS
ReportingType | 2015 | 2020 | 2025 | 2030 | 2035 | 2040
BM | 0 | 0 | 0 | 0 | 0 | 0
CC | 0 | 0 | 0 | 0 | 0 | 0
CSP | 0 | 0 | 0 | 0 | 0 | 0
CT | 0 | 0 | 0 | 0 | 0 | 0
Coal | 2975.1 | 0 | 0 | 0 | 0 | 0
Geo | 0 | 0 | 0 | 0 | 0 | 0
H | 0 | 0 | 0 | 0 | 0 | 0
LFG | 0 | 0 | 0 | 0 | 0 | 0
Nuc | 0 | 0 | 0 | 0 | 1816.9 | 0
PS | 0 | 0 | 0 | 0 | 0 | 0
PV | 0 | 0 | 0 | 0 | 0 | 0
PeakG | 0 | 0 | 0 | 0 | 0 | 0
PeakO | 0 | 0 | 0 | 0 | 0 | 0
ST | 0 | 0 | 0 | 0 | 0 | 0
STOG | 59.5 | 0 | 0 | 0 | 0 | 0
STWD | 0 | 0 | 0 | 0 | 0 | 0
WT | 0 | 0 | 0 | 0 | 0 | 0
IGCC | 0 | 0 | 0 | 0 | 0 | 0
DemandResponse | 0 | 0 | 0 | 0 | 0 | 0
IGCC-CCS | 0 | 0 | 0 | 0 | 0 | 0
WT_off | 0 | 0 | 0 | 0 | 0 | 0
PseudoUnit | 0 | 0 | 0 | 0 | 0 | 0
FixedInterchange | 0 | 0 | 0 | 0 | 0 | 0
Retirements of Capacity by Reporting Type: Nebraska
ReportingType | 2015 | 2020 | 2025 | 2030 | 2035 | 2040
BM | 0 | 0 | 0 | 0 | 0 | 0
CC | 0 | 0 | 0 | 0 | 0 | 0
CSP | 0 | 0 | 0 | 0 | 0 | 0
CT | 0 | 0 | 0 | 0 | 0 | 0
Coal | 0 | 0 | 0 | 0 | 0 | 0
Geo | 0 | 0 | 0 | 0 | 0 | 0
H | 0 | 0 | 0 | 0 | 0 | 0
LFG | 0 | 0 | 0 | 0 | 0 | 0
Nuc | 0 | 0 | 0 | 0 | 1360.71 | 0
PS | 0 | 0 | 0 | 0 | 0 | 0
PV | 0 | 0 | 0 | 0 | 0 | 0
PeakG | 0 | 0 | 0 | 0 | 0 | 0
PeakO | 0 | 0 | 0 | 0 | 0 | 0
ST | 0 | 0 | 0 | 0 | 0 | 0
STOG | 270 | 0 | 0 | 0 | 0 | 0
STWD | 0 | 0 | 0 | 0 | 0 | 0
WT | 0 | 0 | 0 | 0 | 0 | 0
IGCC | 0 | 0 | 0 | 0 | 0 | 0
DemandResponse | 0 | 0 | 0 | 0 | 0 | 0
IGCC-CCS | 0 | 0 | 0 | 0 | 0 | 0
WT_off | 0 | 0 | 0 | 0 | 0 | 0
PseudoUnit | 0 | 0 | 0 | 0 | 0 | 0
FixedInterchange | 0 | 0 | 0 | 0 | 0 | 0
Retirements of Capacity by Reporting Type: NEISO
ReportingType | 2015 | 2020 | 2025 | 2030 | 2035 | 2040
BM | 0 | 0 | 0 | 0 | 0 | 0
CC | 2074.43 | 0 | 0 | 0 | 0 | 0
CSP | 0 | 0 | 0 | 0 | 0 | 0
CT | 0 | 0 | 0 | 0 | 0 | 0
Coal | 2250.13 | 320 | 0 | 0 | 0 | 0
Geo | 0 | 0 | 0 | 0 | 0 | 0
H | 0 | 0 | 0 | 0 | 0 | 0
LFG | 0 | 0 | 0 | 0 | 0 | 0
Nuc | 0 | 0 | 0 | 0 | 1401.14 | 953.22
PS | 0 | 0 | 0 | 0 | 0 | 0
PV | 0 | 0 | 0 | 0 | 0 | 0
PeakG | 0 | 0 | 0 | 0 | 0 | 0
PeakO | 1183 | 0 | 0 | 0 | 0 | 0
ST | 0 | 0 | 0 | 0 | 0 | 0
STOG | 6237 | 0 | 0 | 0 | 0 | 0
STWD | 0 | 0 | 0 | 0 | 0 | 0
WT | 0 | 0 | 0 | 0 | 0 | 0
IGCC | 0 | 0 | 0 | 0 | 0 | 0
DemandResponse | 0 | 0 | 0 | 0 | 0 | 0
IGCC-CCS | 0 | 0 | 0 | 0 | 0 | 0
WT_off | 0 | 0 | 0 | 0 | 468 | 0
PseudoUnit | 0 | 0 | 0 | 0 | 0 | 0
FixedInterchange | 0 | 0 | 0 | 0 | 0 | 0
Retirements of Capacity by Reporting Type: NonRTO_Midwest
ReportingType | 2015 | 2020 | 2025 | 2030 | 2035 | 2040
BM | 0 | 0 | 0 | 0 | 0 | 0
CC | 0 | 0 | 0 | 0 | 0 | 0
CSP | 0 | 0 | 0 | 0 | 0 | 0
CT | 0 | 0 | 0 | 0 | 0 | 0
Coal | 1109.99 | 0 | 0 | 0 | 0 | 0
Geo | 0 | 0 | 0 | 0 | 0 | 0
H | 0 | 0 | 0 | 0 | 0 | 0
LFG | 0 | 0 | 0 | 0 | 0 | 0
Nuc | 0 | 0 | 0 | 0 | 0 | 0
PS | 0 | 0 | 0 | 0 | 0 | 0
PV | 0 | 0 | 0 | 0 | 0 | 0
PeakG | 0 | 0 | 0 | 0 | 0 | 0
PeakO | 0 | 0 | 0 | 0 | 0 | 0
ST | 0 | 0 | 0 | 0 | 0 | 0
STOG | 0 | 0 | 0 | 0 | 0 | 0
STWD | 0 | 0 | 0 | 0 | 0 | 0
WT | 0 | 0 | 0 | 0 | 0 | 0
IGCC | 0 | 0 | 0 | 0 | 0 | 0
DemandResponse | 0 | 0 | 0 | 0 | 0 | 0
IGCC-CCS | 0 | 0 | 0 | 0 | 0 | 0
WT_off | 0 | 0 | 0 | 0 | 0 | 0
PseudoUnit | 0 | 0 | 0 | 0 | 0 | 0
FixedInterchange | 0 | 0 | 0 | 0 | 0 | 0
Retirements of Capacity by Reporting Type: NYISO_A-F
ReportingType | 2015 | 2020 | 2025 | 2030 | 2035 | 2040
BM | 0 | 0 | 0 | 0 | 0 | 0
CC | 0 | 0 | 0 | 0 | 0 | 0
CSP | 0 | 0 | 0 | 0 | 0 | 0
CT | 0 | 0 | 0 | 0 | 0 | 0
Coal | 2251.9 | 0 | 0 | 0 | 0 | 0
Geo | 0 | 0 | 0 | 0 | 0 | 0
H | 0 | 0 | 0 | 0 | 0 | 0
LFG | 0 | 0 | 0 | 0 | 0 | 0
Nuc | 0 | 0 | 0 | 675.24 | 631 | 926.34
PS | 0 | 0 | 0 | 0 | 0 | 0
PV | 0 | 0 | 0 | 0 | 0 | 0
PeakG | 0 | 0 | 0 | 0 | 0 | 0
PeakO | 0 | 0 | 0 | 0 | 0 | 0
ST | 0 | 0 | 0 | 0 | 0 | 0
STOG | 1701 | 0 | 0 | 0 | 0 | 0
STWD | 0 | 0 | 0 | 0 | 0 | 0
WT | 0 | 0 | 0 | 0 | 0 | 0
IGCC | 0 | 0 | 0 | 0 | 0 | 0
DemandResponse | 0 | 0 | 0 | 0 | 0 | 0
IGCC-CCS | 0 | 0 | 0 | 0 | 0 | 0
WT_off | 0 | 0 | 0 | 0 | 0 | 0
PseudoUnit | 0 | 0 | 0 | 0 | 0 | 0
FixedInterchange | 0 | 0 | 0 | 0 | 0 | 0
Retirements of Capacity by Reporting Type: NYISO_G-I
ReportingType | 2015 | 2020 | 2025 | 2030 | 2035 | 2040
BM | 0 | 0 | 0 | 0 | 0 | 0
CC | 0 | 0 | 0 | 0 | 0 | 0
CSP | 0 | 0 | 0 | 0 | 0 | 0
CT | 0 | 0 | 0 | 0 | 0 | 0
Coal | 368.2 | 0 | 0 | 0 | 0 | 0
Geo | 0 | 0 | 0 | 0 | 0 | 0
H | 0 | 0 | 0 | 0 | 0 | 0
LFG | 0 | 0 | 0 | 0 | 0 | 0
Nuc | 0 | 0 | 0 | 0 | 1108.31 | 1114.18
PS | 0 | 0 | 0 | 0 | 0 | 0
PV | 0 | 0 | 0 | 0 | 0 | 0
PeakG | 0 | 0 | 0 | 0 | 0 | 0
PeakO | 0 | 0 | 0 | 0 | 0 | 0
ST | 0 | 0 | 0 | 0 | 0 | 0
STOG | 2431 | 0 | 0 | 0 | 0 | 0
STWD | 0 | 0 | 0 | 0 | 0 | 0
WT | 0 | 0 | 0 | 0 | 0 | 0
IGCC | 0 | 0 | 0 | 0 | 0 | 0
DemandResponse | 0 | 0 | 0 | 0 | 0 | 0
IGCC-CCS | 0 | 0 | 0 | 0 | 0 | 0
WT_off | 0 | 0 | 0 | 0 | 0 | 0
PseudoUnit | 0 | 0 | 0 | 0 | 0 | 0
FixedInterchange | 0 | 0 | 0 | 0 | 0 | 0
Retirements of Capacity by Reporting Type: NYISO_J-K
ReportingType | 2015 | 2020 | 2025 | 2030 | 2035 | 2040
BM | 0 | 0 | 0 | 0 | 0 | 0
CC | 0 | 0 | 0 | 0 | 0 | 0
CSP | 0 | 0 | 0 | 0 | 0 | 0
CT | 0 | 0 | 0 | 0 | 0 | 0
Coal | 0 | 0 | 0 | 0 | 0 | 0
Geo | 0 | 0 | 0 | 0 | 0 | 0
H | 0 | 0 | 0 | 0 | 0 | 0
LFG | 0 | 0 | 0 | 0 | 0 | 0
Nuc | 0 | 0 | 0 | 0 | 0 | 0
PS | 0 | 0 | 0 | 0 | 0 | 0
PV | 0 | 0 | 0 | 0 | 32 | 0
PeakG | 0 | 0 | 0 | 0 | 0 | 0
PeakO | 0 | 0 | 0 | 0 | 0 | 0
ST | 0 | 0 | 0 | 0 | 0 | 0
STOG | 1193.71 | 0 | 0 | 0 | 0 | 0
STWD | 0 | 0 | 0 | 0 | 0 | 0
WT | 0 | 0 | 0 | 0 | 0 | 0
IGCC | 0 | 0 | 0 | 0 | 0 | 0
DemandResponse | 0 | 0 | 0 | 0 | 0 | 0
IGCC-CCS | 0 | 0 | 0 | 0 | 0 | 0
WT_off | 0 | 0 | 0 | 0 | 0 | 0
PseudoUnit | 0 | 0 | 0 | 0 | 0 | 0
FixedInterchange | 0 | 0 | 0 | 0 | 0 | 0
Retirements of Capacity by Reporting Type: PJM_E
ReportingType | 2015 | 2020 | 2025 | 2030 | 2035 | 2040
BM | 0 | 0 | 0 | 0 | 0 | 0
CC | 0 | 0 | 0 | 0 | 0 | 0
CSP | 0 | 0 | 0 | 0 | 0 | 0
CT | 0 | 0 | 0 | 0 | 0 | 0
Coal | 3023 | 568 | 0 | 0 | 0 | 0
Geo | 0 | 0 | 0 | 0 | 0 | 0
H | 0 | 0 | 0 | 0 | 0 | 0
LFG | 0 | 0 | 0 | 0 | 0 | 0
Nuc | 0 | 667.96 | 0 | 0 | 2417.49 | 1276.14
PS | 0 | 0 | 0 | 0 | 0 | 0
PV | 0 | 0 | 0 | 0 | 0 | 0
PeakG | 268.5 | 0 | 0 | 0 | 0 | 0
PeakO | 2.7 | 0 | 0 | 0 | 0 | 0
ST | 0 | 0 | 0 | 0 | 0 | 0
STOG | 636.5 | 0 | 0 | 0 | 0 | 0
STWD | 0 | 0 | 0 | 0 | 0 | 0
WT | 0 | 0 | 0 | 0 | 0 | 0
IGCC | 0 | 0 | 0 | 0 | 0 | 0
DemandResponse | 0 | 0 | 0 | 0 | 0 | 0
IGCC-CCS | 0 | 0 | 0 | 0 | 0 | 0
WT_off | 0 | 0 | 0 | 0 | 0 | 0
PseudoUnit | 0 | 0 | 0 | 0 | 0 | 0
FixedInterchange | 0 | 0 | 0 | 0 | 0 | 0
Retirements of Capacity by Reporting Type: PJM_ROM
ReportingType | 2015 | 2020 | 2025 | 2030 | 2035 | 2040
BM | 0 | 0 | 0 | 0 | 0 | 0
CC | 0 | 0 | 0 | 0 | 0 | 0
CSP | 0 | 0 | 0 | 0 | 0 | 0
CT | 0 | 0 | 0 | 0 | 0 | 0
Coal | 8669.5 | 0 | 0 | 0 | 0 | 0
Geo | 0 | 0 | 0 | 0 | 0 | 0
H | 0 | 0 | 0 | 0 | 0 | 0
LFG | 0 | 0 | 0 | 0 | 0 | 0
Nuc | 0 | 0 | 0 | 0 | 1882.68 | 977.21
PS | 0 | 0 | 0 | 0 | 0 | 0
PV | 0 | 0 | 0 | 0 | 0 | 0
PeakG | 0 | 0 | 0 | 0 | 0 | 0
PeakO | 270 | 0 | 0 | 0 | 0 | 0
ST | 0 | 0 | 0 | 0 | 0 | 0
STOG | 701.14 | 0 | 0 | 0 | 0 | 0
STWD | 0 | 0 | 0 | 0 | 0 | 0
WT | 0 | 0 | 0 | 0 | 0 | 0
IGCC | 0 | 0 | 0 | 0 | 0 | 0
DemandResponse | 0 | 0 | 0 | 0 | 0 | 0
IGCC-CCS | 0 | 0 | 0 | 0 | 0 | 0
WT_off | 0 | 0 | 0 | 0 | 0 | 0
PseudoUnit | 0 | 0 | 0 | 0 | 0 | 0
FixedInterchange | 0 | 0 | 0 | 0 | 0 | 0
Retirements of Capacity by Reporting Type: PJM_ROR
ReportingType | 2015 | 2020 | 2025 | 2030 | 2035 | 2040
BM | 0 | 0 | 0 | 0 | 0 | 192
CC | 0 | 0 | 0 | 0 | 0 | 0
CSP | 0 | 0 | 0 | 0 | 0 | 0
CT | 0 | 0 | 0 | 0 | 0 | 0
Coal | 14834.46 | 6597.44 | 0 | 0 | 0 | 0
Geo | 0 | 0 | 0 | 0 | 0 | 0
H | 0 | 0 | 0 | 0 | 0 | 0
LFG | 0 | 0 | 0 | 0 | 0 | 0
Nuc | 0 | 0 | 0 | 942.43 | 4646.92 | 5307.99
PS | 0 | 0 | 0 | 0 | 0 | 0
PV | 0 | 0 | 0 | 0 | 0 | 0
PeakG | 0 | 0 | 0 | 0 | 0 | 0
PeakO | 19 | 0 | 0 | 0 | 0 | 0
ST | 0 | 0 | 0 | 0 | 0 | 0
STOG | 2122 | 0 | 0 | 0 | 0 | 0
STWD | 0 | 0 | 0 | 0 | 0 | 0
WT | 0 | 0 | 0 | 0 | 0 | 0
IGCC | 0 | 0 | 0 | 0 | 0 | 0
DemandResponse | 0 | 0 | 0 | 0 | 0 | 0
IGCC-CCS | 0 | 0 | 0 | 0 | 0 | 0
WT_off | 0 | 0 | 0 | 0 | 0 | 0
PseudoUnit | 0 | 0 | 0 | 0 | 0 | 0
FixedInterchange | 0 | 0 | 0 | 0 | 0 | 0
Retirements of Capacity by Reporting Type: SOCO
ReportingType | 2015 | 2020 | 2025 | 2030 | 2035 | 2040
BM | 0 | 0 | 0 | 0 | 0 | 0
CC | 0 | 0 | 0 | 0 | 0 | 0
CSP | 0 | 0 | 0 | 0 | 0 | 0
CT | 0 | 0 | 0 | 0 | 0 | 0
Coal | 8572.54 | 249 | 0 | 0 | 0 | 0
Geo | 0 | 0 | 0 | 0 | 0 | 0
H | 0 | 0 | 0 | 0 | 0 | 0
LFG | 0 | 0 | 0 | 0 | 0 | 0
Nuc | 0 | 0 | 0 | 0 | 0 | 2875.17
PS | 0 | 0 | 0 | 0 | 0 | 0
PV | 0 | 0 | 0 | 0 | 0 | 0
PeakG | 135.07 | 0 | 0 | 0 | 0 | 0
PeakO | 1139 | 0 | 0 | 0 | 0 | 0
ST | 0 | 0 | 0 | 0 | 0 | 0
STOG | 854 | 0 | 0 | 0 | 0 | 0
STWD | 668 | 0 | 0 | 0 | 0 | 0
WT | 0 | 0 | 0 | 0 | 0 | 0
IGCC | 0 | 0 | 0 | 0 | 0 | 0
DemandResponse | 0 | 0 | 0 | 0 | 0 | 0
IGCC-CCS | 0 | 0 | 0 | 0 | 0 | 0
WT_off | 0 | 0 | 0 | 0 | 0 | 0
PseudoUnit | 0 | 0 | 0 | 0 | 0 | 0
FixedInterchange | 0 | 0 | 0 | 0 | 0 | 0
Retirements of Capacity by Reporting Type: SPP_N
ReportingType | 2015 | 2020 | 2025 | 2030 | 2035 | 2040
BM | 0 | 0 | 0 | 0 | 0 | 0
CC | 0 | 0 | 0 | 0 | 0 | 0
CSP | 0 | 0 | 0 | 0 | 0 | 0
CT | 0 | 0 | 0 | 0 | 0 | 0
Coal | 0 | 0 | 0 | 0 | 0 | 0
Geo | 0 | 0 | 0 | 0 | 0 | 0
H | 0 | 0 | 0 | 0 | 0 | 0
LFG | 0 | 0 | 0 | 0 | 0 | 0
Nuc | 0 | 0 | 0 | 0 | 0 | 0
PS | 0 | 0 | 0 | 0 | 0 | 0
PV | 0 | 0 | 0 | 0 | 0 | 0
PeakG | 0 | 0 | 0 | 0 | 0 | 0
PeakO | 0 | 0 | 0 | 0 | 0 | 0
ST | 0 | 0 | 0 | 0 | 0 | 0
STOG | 1749 | 0 | 0 | 0 | 0 | 0
STWD | 0 | 0 | 0 | 0 | 0 | 0
WT | 0 | 0 | 0 | 0 | 0 | 0
IGCC | 0 | 0 | 0 | 0 | 0 | 0
DemandResponse | 0 | 0 | 0 | 0 | 0 | 0
IGCC-CCS | 0 | 0 | 0 | 0 | 0 | 0
WT_off | 0 | 0 | 0 | 0 | 0 | 0
PseudoUnit | 0 | 0 | 0 | 0 | 0 | 0
FixedInterchange | 0 | 0 | 0 | 0 | 0 | 0
Retirements of Capacity by Reporting Type: SPP_S
ReportingType | 2015 | 2020 | 2025 | 2030 | 2035 | 2040
BM | 0 | 0 | 0 | 0 | 0 | 0
CC | 0 | 0 | 0 | 0 | 0 | 0
CSP | 0 | 0 | 0 | 0 | 0 | 0
CT | 0 | 0 | 0 | 0 | 0 | 0
Coal | 1586 | 0 | 0 | 0 | 0 | 0
Geo | 0 | 0 | 0 | 0 | 0 | 0
H | 0 | 0 | 0 | 0 | 0 | 0
LFG | 0 | 0 | 0 | 0 | 0 | 0
Nuc | 0 | 0 | 0 | 0 | 0 | 0
PS | 0 | 0 | 0 | 0 | 0 | 0
PV | 0 | 0 | 0 | 0 | 0 | 0
PeakG | 0 | 0 | 0 | 0 | 0 | 0
PeakO | 0 | 0 | 0 | 0 | 0 | 0
ST | 0 | 0 | 0 | 0 | 0 | 0
STOG | 1906.35 | 0 | 0 | 0 | 0 | 0
STWD | 0 | 0 | 0 | 0 | 0 | 0
WT | 0 | 0 | 0 | 0 | 0 | 0
IGCC | 0 | 0 | 0 | 0 | 0 | 0
DemandResponse | 0 | 0 | 0 | 0 | 0 | 0
IGCC-CCS | 0 | 0 | 0 | 0 | 0 | 0
WT_off | 0 | 0 | 0 | 0 | 0 | 0
PseudoUnit | 0 | 0 | 0 | 0 | 0 | 0
FixedInterchange | 0 | 0 | 0 | 0 | 0 | 0
Retirements of Capacity by Reporting Type: TVA
ReportingType | 2015 | 2020 | 2025 | 2030 | 2035 | 2040
BM | 0 | 0 | 0 | 0 | 0 | 0
CC | 0 | 0 | 0 | 0 | 0 | 0
CSP | 0 | 0 | 0 | 0 | 0 | 0
CT | 0 | 0 | 0 | 0 | 0 | 0
Coal | 3801.23 | 134.68 | 0 | 0 | 0 | 0
Geo | 0 | 0 | 0 | 0 | 0 | 0
H | 0 | 0 | 0 | 0 | 0 | 0
LFG | 0 | 0 | 0 | 0 | 0 | 0
Nuc | 0 | 0 | 0 | 0 | 2730.91 | 1389.91
PS | 0 | 0 | 0 | 0 | 0 | 0
PV | 0 | 0 | 0 | 0 | 0 | 0
PeakG | 0 | 0 | 0 | 0 | 0 | 0
PeakO | 0 | 0 | 0 | 0 | 0 | 0
ST | 0 | 0 | 0 | 0 | 0 | 0
STOG | 0 | 0 | 0 | 0 | 0 | 0
STWD | 0 | 0 | 0 | 0 | 0 | 0
WT | 0 | 0 | 0 | 0 | 0 | 0
IGCC | 0 | 0 | 0 | 0 | 0 | 0
DemandResponse | 0 | 0 | 0 | 0 | 0 | 0
IGCC-CCS | 0 | 0 | 0 | 0 | 0 | 0
WT_off | 0 | 0 | 0 | 0 | 0 | 0
PseudoUnit | 0 | 0 | 0 | 0 | 0 | 0
FixedInterchange | 0 | 0 | 0 | 0 | 0 | 0
Retirements of Capacity by Reporting Type: TVA_Transmission
ReportingType | 2015 | 2020 | 2025 | 2030 | 2035 | 2040
BM | 0 | 0 | 0 | 0 | 0 | 0
CC | 0 | 0 | 0 | 0 | 0 | 0
CSP | 0 | 0 | 0 | 0 | 0 | 0
CT | 0 | 0 | 0 | 0 | 0 | 0
Coal | 0 | 0 | 0 | 0 | 0 | 0
Geo | 0 | 0 | 0 | 0 | 0 | 0
H | 0 | 0 | 0 | 0 | 0 | 0
LFG | 0 | 0 | 0 | 0 | 0 | 0
Nuc | 0 | 0 | 0 | 0 | 0 | 0
PS | 0 | 0 | 0 | 0 | 0 | 0
PV | 0 | 0 | 0 | 0 | 0 | 0
PeakG | 0 | 0 | 0 | 0 | 0 | 0
PeakO | 0 | 0 | 0 | 0 | 0 | 0
ST | 0 | 0 | 0 | 0 | 0 | 0
STOG | 0 | 0 | 0 | 0 | 0 | 0
STWD | 0 | 0 | 0 | 0 | 0 | 0
WT | 0 | 0 | 0 | 0 | 0 | 0
IGCC | 0 | 0 | 0 | 0 | 0 | 0
DemandResponse | 0 | 0 | 0 | 0 | 0 | 0
IGCC-CCS | 0 | 0 | 0 | 0 | 0 | 0
WT_off | 0 | 0 | 0 | 0 | 0 | 0
PseudoUnit | 0 | 0 | 0 | 0 | 0 | 0
FixedInterchange | 0 | 0 | 0 | 0 | 0 | 0
Retirements of Capacity by Reporting Type: VACAR
ReportingType | 2015 | 2020 | 2025 | 2030 | 2035 | 2040
BM | 0 | 0 | 0 | 0 | 0 | 0
CC | 0 | 0 | 0 | 0 | 0 | 0
CSP | 0 | 0 | 0 | 0 | 0 | 0
CT | 0 | 0 | 0 | 0 | 0 | 0
Coal | 3496.81 | 2178 | 0 | 0 | 0 | 0
Geo | 0 | 0 | 0 | 0 | 0 | 0
H | 0 | 0 | 0 | 0 | 0 | 0
LFG | 0 | 0 | 0 | 0 | 0 | 0
Nuc | 0 | 0 | 0 | 0 | 3530.58 | 2019.65
PS | 0 | 0 | 0 | 0 | 0 | 0
PV | 0 | 0 | 0 | 0 | 0 | 0
PeakG | 0 | 0 | 0 | 0 | 0 | 0
PeakO | 0 | 0 | 0 | 0 | 0 | 0
ST | 0 | 0 | 0 | 0 | 0 | 0
STOG | 0 | 0 | 0 | 0 | 0 | 0
STWD | 0 | 0 | 0 | 0 | 0 | 0
WT | 0 | 0 | 0 | 0 | 0 | 0
IGCC | 0 | 0 | 0 | 0 | 0 | 0
DemandResponse | 0 | 0 | 0 | 0 | 0 | 0
IGCC-CCS | 0 | 0 | 0 | 0 | 0 | 0
WT_off | 0 | 0 | 0 | 0 | 0 | 0
PseudoUnit | 0 | 0 | 0 | 0 | 0 | 0
FixedInterchange | 0 | 0 | 0 | 0 | 0 | 0
Retirements of Capacity by Reporting Type: IESO
ReportingType | 2015 | 2020 | 2025 | 2030 | 2035 | 2040
BM | 0 | 0 | 0 | 0 | 0 | 0
CC | 3078.57 | 0 | 0 | 0 | 0 | 0
CSP | 0 | 0 | 0 | 0 | 0 | 0
CT | 0 | 0 | 0 | 0 | 0 | 0
Coal | 6416 | 0 | 0 | 0 | 0 | 0
Geo | 0 | 0 | 0 | 0 | 0 | 0
H | 0 | 0 | 0 | 0 | 0 | 0
LFG | 0 | 0 | 0 | 0 | 0 | 0
Nuc | 0 | 0 | 0 | 0 | 1119.61 | 1673.98
PS | 0 | 0 | 0 | 0 | 0 | 0
PV | 0 | 0 | 0 | 0 | 1067.26 | 0
PeakG | 0 | 0 | 0 | 0 | 0 | 0
PeakO | 175 | 0 | 0 | 0 | 0 | 0
ST | 0 | 0 | 0 | 0 | 0 | 0
STOG | 2126 | 0 | 0 | 0 | 0 | 0
STWD | 139 | 0 | 0 | 0 | 0 | 0
WT | 0 | 0 | 0 | 0 | 2105.9 | 0
IGCC | 0 | 0 | 0 | 0 | 0 | 0
DemandResponse | 0 | 0 | 0 | 0 | 0 | 0
IGCC-CCS | 0 | 0 | 0 | 0 | 0 | 0
WT_off | 0 | 0 | 0 | 0 | 0 | 0
PseudoUnit | 0 | 0 | 0 | 0 | 0 | 0
FixedInterchange | 0 | 0 | 0 | 0 | 0 | 0
Retirements of Capacity by Reporting Type: MAPP_CA
ReportingType | 2015 | 2020 | 2025 | 2030 | 2035 | 2040
BM | 0 | 0 | 0 | 0 | 0 | 0
CC | 0 | 0 | 0 | 0 | 0 | 0
CSP | 0 | 0 | 0 | 0 | 0 | 0
CT | 0 | 0 | 0 | 0 | 548.31 | 262.49
Coal | 635.1 | 0 | 0 | 1110.8 | 0 | 0
Geo | 0 | 0 | 0 | 0 | 0 | 0
H | 0 | 0 | 0 | 0 | 0 | 0
LFG | 0 | 0 | 0 | 0 | 0 | 0
Nuc | 0 | 0 | 0 | 0 | 0 | 0
PS | 0 | 0 | 0 | 0 | 0 | 0
PV | 0 | 0 | 0 | 0 | 0 | 0
PeakG | 0 | 0 | 0 | 0 | 0 | 0
PeakO | 0 | 0 | 0 | 0 | 0 | 0
ST | 0 | 0 | 0 | 0 | 0 | 0
STOG | 0 | 0 | 0 | 0 | 126 | 0
STWD | 0 | 0 | 0 | 0 | 0 | 0
WT | 0 | 0 | 0 | 0 | 302.4 | 0
IGCC | 0 | 0 | 0 | 0 | 0 | 0
DemandResponse | 0 | 0 | 0 | 0 | 0 | 0
IGCC-CCS | 0 | 0 | 0 | 0 | 0 | 0
WT_off | 0 | 0 | 0 | 0 | 0 | 0
PseudoUnit | 0 | 0 | 0 | 0 | 0 | 0
FixedInterchange | 0 | 0 | 0 | 0 | 0 | 0
Retirements of Capacity by Reporting Type: AZ_NM_SNV_Coal
ReportingType | 2015 | 2020 | 2025 | 2030 | 2035 | 2040
BM | 0 | 0 | 0 | 0 | 0 | 0
CC | 0 | 0 | 0 | 0 | 0 | 0
CSP | 0 | 0 | 0 | 0 | 0 | 0
CT | 0 | 0 | 0 | 0 | 0 | 0
Coal | 0 | 0 | 0 | 0 | 0 | 0
Geo | 0 | 0 | 0 | 0 | 0 | 0
H | 0 | 0 | 0 | 0 | 0 | 0
LFG | 0 | 0 | 0 | 0 | 0 | 0
Nuc | 0 | 0 | 0 | 0 | 0 | 0
PS | 0 | 0 | 0 | 0 | 0 | 0
PV | 0 | 0 | 0 | 0 | 0 | 0
PeakG | 0 | 0 | 0 | 0 | 0 | 0
PeakO | 200 | 0 | 0 | 0 | 0 | 0
ST | 0 | 0 | 0 | 0 | 0 | 0
STOG | 0 | 0 | 0 | 0 | 0 | 0
STWD | 0 | 0 | 0 | 0 | 0 | 0
WT | 0 | 0 | 0 | 0 | 0 | 0
IGCC | 0 | 0 | 0 | 0 | 0 | 0
DemandResponse | 0 | 0 | 0 | 0 | 0 | 0
IGCC-CCS | 0 | 0 | 0 | 0 | 0 | 0
WT_off | 0 | 0 | 0 | 0 | 0 | 0
PseudoUnit | 0 | 0 | 0 | 0 | 0 | 0
FixedInterchange | 0 | 0 | 0 | 0 | 0 | 0
Retirements of Capacity by Reporting Type: AZ_NM_SNV_Gas
ReportingType | 2015 | 2020 | 2025 | 2030 | 2035 | 2040
BM | 0 | 0 | 0 | 0 | 0 | 0
CC | 1095 | 0 | 0 | 0 | 0 | 0
CSP | 0 | 0 | 0 | 0 | 0 | 0
CT | 0 | 0 | 0 | 0 | 736 | 0
Coal | 0 | 0 | 0 | 0 | 0 | 0
Geo | 0 | 0 | 0 | 0 | 0 | 0
H | 0 | 0 | 0 | 0 | 0 | 0
LFG | 0 | 0 | 0 | 0 | 0 | 0
Nuc | 0 | 0 | 0 | 0 | 0 | 0
PS | 0 | 0 | 0 | 0 | 0 | 0
PV | 0 | 0 | 0 | 0 | 0 | 0
PeakG | 896.59 | 0 | 0 | 0 | 0 | 0
PeakO | 0 | 0 | 0 | 0 | 0 | 0
ST | 0 | 0 | 0 | 0 | 0 | 0
STOG | 2064 | 0 | 0 | 0 | 0 | 0
STWD | 0 | 0 | 0 | 0 | 0 | 0
WT | 0 | 0 | 0 | 0 | 0 | 0
IGCC | 0 | 0 | 0 | 0 | 0 | 0
DemandResponse | 0 | 0 | 0 | 0 | 0 | 0
IGCC-CCS | 0 | 0 | 0 | 0 | 0 | 0
WT_off | 0 | 0 | 0 | 0 | 0 | 0
PseudoUnit | 0 | 0 | 0 | 0 | 0 | 0
FixedInterchange | 0 | 0 | 0 | 0 | 0 | 0
Retirements of Capacity by Reporting Type: AZ_NM_SNV_NucRenew
ReportingType | 2015 | 2020 | 2025 | 2030 | 2035 | 2040
BM | 0 | 0 | 0 | 0 | 0 | 0
CC | 0 | 0 | 0 | 0 | 0 | 0
CSP | 65 | 0 | 0 | 0 | 0 | 0
CT | 0 | 0 | 0 | 0 | 0 | 0
Coal | 0 | 0 | 0 | 0 | 0 | 0
Geo | 0 | 0 | 0 | 0 | 0 | 0
H | 0 | 0 | 0 | 0 | 0 | 0
LFG | 0 | 0 | 0 | 0 | 0 | 0
Nuc | 0 | 0 | 0 | 0 | 0 | 0
PS | 0 | 0 | 0 | 0 | 0 | 0
PV | 0 | 0 | 0 | 0 | 0 | 0
PeakG | 0 | 0 | 0 | 0 | 0 | 0
PeakO | 0 | 0 | 0 | 0 | 0 | 0
ST | 0 | 0 | 0 | 0 | 0 | 0
STOG | 0 | 0 | 0 | 0 | 0 | 0
STWD | 0 | 0 | 0 | 0 | 0 | 0
WT | 0 | 0 | 0 | 0 | 0 | 0
IGCC | 0 | 0 | 0 | 0 | 0 | 0
DemandResponse | 0 | 0 | 0 | 0 | 0 | 0
IGCC-CCS | 0 | 0 | 0 | 0 | 0 | 0
WT_off | 0 | 0 | 0 | 0 | 0 | 0
PseudoUnit | 0 | 0 | 0 | 0 | 0 | 0
FixedInterchange | 0 | 0 | 0 | 0 | 0 | 0
Retirements of Capacity by Reporting Type: ERCOT
ReportingType | 2015 | 2020 | 2025 | 2030 | 2035 | 2040
BM | 0 | 0 | 0 | 0 | 0 | 0
CC | 0 | 0 | 0 | 0 | 0 | 0
CSP | 0 | 0 | 0 | 0 | 0 | 0
CT | 0 | 0 | 0 | 0 | 0 | 0
Coal | 1144 | 0 | 0 | 0 | 0 | 0
Geo | 0 | 0 | 0 | 0 | 0 | 0
H | 0 | 0 | 0 | 0 | 0 | 0
LFG | 0 | 0 | 0 | 0 | 0 | 0
Nuc | 0 | 0 | 0 | 0 | 0 | 0
PS | 0 | 0 | 0 | 0 | 0 | 0
PV | 0 | 0 | 0 | 0 | 14 | 0
PeakG | 0 | 0 | 0 | 0 | 0 | 0
PeakO | 0 | 0 | 0 | 0 | 0 | 0
ST | 0 | 0 | 0 | 0 | 0 | 0
STOG | 3103.69 | 0 | 484.32 | 0 | 0 | 0
STWD | 0 | 0 | 0 | 0 | 0 | 0
WT | 0 | 0 | 0 | 0 | 0 | 0
IGCC | 0 | 0 | 0 | 0 | 0 | 0
DemandResponse | 0 | 0 | 0 | 0 | 0 | 0
IGCC-CCS | 0 | 0 | 0 | 0 | 0 | 0
WT_off | 0 | 0 | 0 | 0 | 0 | 0
PseudoUnit | 0 | 0 | 0 | 0 | 0 | 0
FixedInterchange | 0 | 0 | 0 | 0 | 0 | 0
Retirements of Capacity by Reporting Type: NP15
ReportingType | 2015 | 2020 | 2025 | 2030 | 2035 | 2040
BM | 0 | 0 | 0 | 0 | 0 | 0
CC | 0 | 0 | 0 | 0 | 0 | 940
CSP | 0 | 0 | 0 | 0 | 0 | 0
CT | 0 | 0 | 0 | 0 | 0 | 0
Coal | 163.7 | 0 | 0 | 0 | 28.2 | 0
Geo | 0 | 0 | 0 | 0 | 0 | 0
H | 0 | 0 | 0 | 0 | 0 | 0
LFG | 0 | 0 | 0 | 0 | 0 | 0
Nuc | 0 | 0 | 0 | 0 | 0 | 0
PS | 0 | 0 | 0 | 0 | 0 | 0
PV | 0 | 0 | 0 | 0 | 6.5 | 0
PeakG | 0 | 0 | 0 | 0 | 0 | 0
PeakO | 156 | 0 | 0 | 0 | 0 | 0
ST | 0 | 0 | 0 | 0 | 0 | 0
STOG | 1046.4 | 0 | 0 | 0 | 0 | 0
STWD | 0 | 0 | 0 | 0 | 0 | 0
WT | 0 | 0 | 0 | 0 | 0 | 0
IGCC | 0 | 0 | 0 | 0 | 0 | 0
DemandResponse | 0 | 0 | 0 | 0 | 0 | 0
IGCC-CCS | 0 | 0 | 0 | 0 | 0 | 0
WT_off | 0 | 0 | 0 | 0 | 0 | 0
PseudoUnit | 0 | 0 | 0 | 0 | 0 | 0
FixedInterchange | 0 | 0 | 0 | 0 | 0 | 0
Retirements of Capacity by Reporting Type: NWPP_Coal
ReportingType | 2015 | 2020 | 2025 | 2030 | 2035 | 2040
BM | 0 | 0 | 0 | 0 | 0 | 0
CC | 0 | 0 | 0 | 0 | 0 | 0
CSP | 0 | 0 | 0 | 0 | 0 | 0
CT | 0 | 0 | 0 | 0 | 0 | 0
Coal | 685.65 | 0 | 0 | 0 | 0 | 0
Geo | 0 | 0 | 0 | 0 | 0 | 0
H | 0 | 0 | 0 | 0 | 0 | 0
LFG | 0 | 0 | 0 | 0 | 0 | 0
Nuc | 0 | 0 | 0 | 0 | 0 | 0
PS | 0 | 0 | 0 | 0 | 0 | 0
PV | 0 | 0 | 0 | 0 | 0 | 0
PeakG | 0 | 0 | 0 | 0 | 0 | 0
PeakO | 183 | 0 | 0 | 0 | 0 | 0
ST | 0 | 0 | 0 | 0 | 0 | 0
STOG | 0 | 0 | 0 | 0 | 0 | 0
STWD | 0 | 0 | 0 | 0 | 0 | 0
WT | 0 | 0 | 0 | 0 | 0 | 0
IGCC | 0 | 0 | 0 | 0 | 0 | 0
DemandResponse | 0 | 0 | 0 | 0 | 0 | 0
IGCC-CCS | 0 | 0 | 0 | 0 | 0 | 0
WT_off | 0 | 0 | 0 | 0 | 0 | 0
PseudoUnit | 0 | 0 | 0 | 0 | 0 | 0
FixedInterchange | 0 | 0 | 0 | 0 | 0 | 0
Retirements of Capacity by Reporting Type: NWPP_Gas
ReportingType | 2015 | 2020 | 2025 | 2030 | 2035 | 2040
BM | 0 | 0 | 0 | 0 | 0 | 0
CC | 1678 | 0 | 0 | 0 | 0 | 0
CSP | 0 | 0 | 0 | 0 | 0 | 0
CT | 0 | 0 | 0 | 0 | 150 | 0
Coal | 0 | 0 | 0 | 0 | 0 | 0
Geo | 0 | 0 | 0 | 0 | 0 | 0
H | 0 | 0 | 0 | 0 | 0 | 0
LFG | 0 | 0 | 0 | 0 | 0 | 0
Nuc | 0 | 0 | 0 | 0 | 0 | 0
PS | 0 | 0 | 0 | 0 | 0 | 0
PV | 0 | 0 | 0 | 0 | 0 | 0
PeakG | 2623 | 0 | 0 | 0 | 0 | 0
PeakO | 0 | 0 | 0 | 0 | 0 | 0
ST | 0 | 0 | 0 | 0 | 0 | 0
STOG | 786 | 0 | 0 | 0 | 0 | 0
STWD | 0 | 0 | 0 | 0 | 0 | 0
WT | 0 | 0 | 0 | 0 | 0 | 0
IGCC | 0 | 0 | 0 | 0 | 0 | 0
DemandResponse | 0 | 0 | 0 | 0 | 0 | 0
IGCC-CCS | 0 | 0 | 0 | 0 | 0 | 0
WT_off | 0 | 0 | 0 | 0 | 0 | 0
PseudoUnit | 0 | 0 | 0 | 0 | 0 | 0
FixedInterchange | 0 | 0 | 0 | 0 | 0 | 0
Retirements of Capacity by Reporting Type: NWPP_NucRenew
ReportingType | 2015 | 2020 | 2025 | 2030 | 2035 | 2040
BM | 0 | 0 | 0 | 0 | 0 | 0
CC | 0 | 0 | 0 | 0 | 0 | 0
CSP | 0 | 0 | 0 | 0 | 0 | 0
CT | 0 | 0 | 0 | 0 | 0 | 0
Coal | 0 | 0 | 0 | 0 | 0 | 0
Geo | 4.8 | 0 | 0 | 0 | 0 | 0
H | 0 | 0 | 0 | 0 | 0 | 0
LFG | 0 | 0 | 0 | 0 | 0 | 0
Nuc | 0 | 0 | 0 | 0 | 0 | 0
PS | 0 | 0 | 0 | 0 | 0 | 0
PV | 0 | 0 | 0 | 0 | 0 | 0
PeakG | 0 | 0 | 0 | 0 | 0 | 0
PeakO | 0 | 0 | 0 | 0 | 0 | 0
ST | 0 | 0 | 0 | 0 | 0 | 0
STOG | 0 | 0 | 0 | 0 | 0 | 0
STWD | 560.99 | 0 | 0 | 0 | 0 | 0
WT | 0 | 0 | 0 | 0 | 0 | 0
IGCC | 0 | 0 | 0 | 0 | 0 | 0
DemandResponse | 0 | 0 | 0 | 0 | 0 | 0
IGCC-CCS | 0 | 0 | 0 | 0 | 0 | 0
WT_off | 0 | 0 | 0 | 0 | 0 | 0
PseudoUnit | 0 | 0 | 0 | 0 | 0 | 0
FixedInterchange | 0 | 0 | 0 | 0 | 0 | 0
Retirements of Capacity by Reporting Type: RMPA
ReportingType | 2015 | 2020 | 2025 | 2030 | 2035 | 2040
BM | 0 | 0 | 0 | 0 | 0 | 0
CC | 0 | 0 | 0 | 0 | 0 | 0
CSP | 1 | 0 | 0 | 0 | 0 | 0
CT | 0 | 0 | 0 | 0 | 152 | 0
Coal | 480 | 170.5 | 352 | 0 | 0 | 247
Geo | 0 | 0 | 0 | 0 | 0 | 0
H | 0 | 0 | 0 | 0 | 0 | 0
LFG | 0 | 0 | 0 | 0 | 0 | 0
Nuc | 0 | 0 | 0 | 0 | 0 | 0
PS | 0 | 0 | 0 | 0 | 0 | 0
PV | 0 | 0 | 0 | 0 | 0 | 0
PeakG | 0 | 0 | 0 | 0 | 0 | 0
PeakO | 187 | 0 | 0 | 0 | 0 | 0
ST | 0 | 0 | 0 | 0 | 0 | 0
STOG | 217 | 0 | 0 | 0 | 0 | 0
STWD | 0 | 0 | 0 | 0 | 0 | 0
WT | 0 | 0 | 0 | 0 | 0 | 0
IGCC | 0 | 0 | 0 | 0 | 0 | 0
DemandResponse | 0 | 0 | 0 | 0 | 0 | 0
IGCC-CCS | 0 | 0 | 0 | 0 | 0 | 0
WT_off | 0 | 0 | 0 | 0 | 0 | 0
PseudoUnit | 0 | 0 | 0 | 0 | 0 | 0
FixedInterchange | 0 | 0 | 0 | 0 | 0 | 0
Retirements of Capacity by Reporting Type: SP15
ReportingType | 2015 | 2020 | 2025 | 2030 | 2035 | 2040
BM | 0 | 0 | 0 | 0 | 0 | 0
CC | 0 | 0 | 0 | 0 | 0 | 409.5
CSP | 409 | 0 | 0 | 0 | 0 | 0
CT | 0 | 0 | 0 | 0 | 0 | 0
Coal | 141.5 | 0 | 0 | 0 | 0 | 101.2
Geo | 0 | 0 | 0 | 0 | 0 | 0
H | 0 | 0 | 0 | 0 | 0 | 0
LFG | 0 | 0 | 0 | 0 | 0 | 0
Nuc | 0 | 0 | 0 | 0 | 0 | 0
PS | 0 | 0 | 0 | 0 | 0 | 0
PV | 0 | 0 | 0 | 0 | 3.8 | 0
PeakG | 44 | 0 | 0 | 0 | 0 | 0
PeakO | 15 | 0 | 0 | 0 | 0 | 0
ST | 0 | 0 | 0 | 0 | 0 | 0
STOG | 958 | 0 | 0 | 0 | 0 | 0
STWD | 0 | 0 | 0 | 0 | 0 | 0
WT | 126.2 | 0 | 0 | 0 | 0 | 0
IGCC | 0 | 0 | 0 | 0 | 0 | 0
DemandResponse | 0 | 0 | 0 | 0 | 0 | 0
IGCC-CCS | 0 | 0 | 0 | 0 | 0 | 0
WT_off | 0 | 0 | 0 | 0 | 0 | 0
PseudoUnit | 0 | 0 | 0 | 0 | 0 | 0
FixedInterchange | 0 | 0 | 0 | 0 | 0 | 0
Retirements of Capacity by Reporting Type: ALB
ReportingType | 2015 | 2020 | 2025 | 2030 | 2035 | 2040
BM | 0 | 0 | 0 | 0 | 0 | 0
CC | 0 | 0 | 0 | 0 | 0 | 0
CSP | 0 | 0 | 0 | 0 | 0 | 0
CT | 0 | 0 | 0 | 0 | 0 | 0
Coal | 0 | 0 | 0 | 0 | 0 | 0
Geo | 0 | 0 | 0 | 0 | 0 | 0
H | 0 | 0 | 0 | 0 | 0 | 0
LFG | 0 | 0 | 0 | 0 | 0 | 0
Nuc | 0 | 0 | 0 | 0 | 0 | 0
PS | 0 | 0 | 0 | 0 | 0 | 0
PV | 0 | 0 | 0 | 0 | 0 | 0
PeakG | 862.93 | 0 | 0 | 0 | 0 | 0
PeakO | 6 | 0 | 0 | 0 | 0 | 0
ST | 0 | 0 | 0 | 0 | 0 | 0
STOG | 186 | 0 | 0 | 0 | 0 | 0
STWD | 174 | 0 | 0 | 0 | 0 | 0
WT | 0 | 0 | 0 | 0 | 0 | 0
IGCC | 0 | 0 | 0 | 0 | 0 | 0
DemandResponse | 0 | 0 | 0 | 0 | 0 | 0
IGCC-CCS | 0 | 0 | 0 | 0 | 0 | 0
WT_off | 0 | 0 | 0 | 0 | 0 | 0
PseudoUnit | 0 | 0 | 0 | 0 | 0 | 0
FixedInterchange | 0 | 0 | 0 | 0 | 0 | 0
Retirements of Capacity by Reporting Type: BC
ReportingType | 2015 | 2020 | 2025 | 2030 | 2035 | 2040
BM | 0 | 0 | 0 | 0 | 0 | 0
CC | 0 | 0 | 0 | 0 | 0 | 0
CSP | 0 | 0 | 0 | 0 | 0 | 0
CT | 0 | 0 | 0 | 0 | 0 | 0
Coal | 0 | 0 | 0 | 0 | 0 | 0
Geo | 0 | 0 | 0 | 0 | 0 | 0
H | 0 | 0 | 0 | 0 | 0 | 0
LFG | 0 | 0 | 0 | 0 | 0 | 0
Nuc | 0 | 0 | 0 | 0 | 0 | 0
PS | 0 | 0 | 0 | 0 | 0 | 0
PV | 0 | 0 | 0 | 0 | 0 | 0
PeakG | 0 | 0 | 0 | 0 | 0 | 0
PeakO | 0 | 0 | 0 | 0 | 0 | 0
ST | 0 | 0 | 0 | 0 | 0 | 0
STOG | 938 | 0 | 0 | 0 | 0 | 0
STWD | 0 | 0 | 0 | 0 | 0 | 0
WT | 0 | 0 | 0 | 0 | 0 | 0
IGCC | 0 | 0 | 0 | 0 | 0 | 0
DemandResponse | 0 | 0 | 0 | 0 | 0 | 0
IGCC-CCS | 0 | 0 | 0 | 0 | 0 | 0
WT_off | 0 | 0 | 0 | 0 | 0 | 0
PseudoUnit | 0 | 0 | 0 | 0 | 0 | 0
FixedInterchange | 0 | 0 | 0 | 0 | 0 | 0
Retirements of Capacity by Reporting Type: HQ_IESO
ReportingType | 2015 | 2020 | 2025 | 2030 | 2035 | 2040
BM | 0 | 0 | 0 | 0 | 0 | 0
CC | 0 | 0 | 0 | 0 | 0 | 0
CSP | 0 | 0 | 0 | 0 | 0 | 0
CT | 0 | 0 | 0 | 0 | 0 | 0
Coal | 0 | 0 | 0 | 0 | 0 | 0
Geo | 0 | 0 | 0 | 0 | 0 | 0
H | 0 | 0 | 0 | 0 | 0 | 0
LFG | 0 | 0 | 0 | 0 | 0 | 0
Nuc | 0 | 0 | 0 | 0 | 0 | 0
PS | 0 | 0 | 0 | 0 | 0 | 0
PV | 0 | 0 | 0 | 0 | 0 | 0
PeakG | 0 | 0 | 0 | 0 | 0 | 0
PeakO | 0 | 0 | 0 | 0 | 0 | 0
ST | 0 | 0 | 0 | 0 | 0 | 0
STOG | 0 | 0 | 0 | 0 | 0 | 0
STWD | 0 | 0 | 0 | 0 | 0 | 0
WT | 0 | 0 | 0 | 0 | 0 | 0
IGCC | 0 | 0 | 0 | 0 | 0 | 0
DemandResponse | 0 | 0 | 0 | 0 | 0 | 0
IGCC-CCS | 0 | 0 | 0 | 0 | 0 | 0
WT_off | 0 | 0 | 0 | 0 | 0 | 0
PseudoUnit | 0 | 0 | 0 | 0 | 0 | 0
FixedInterchange | 0 | 0 | 0 | 0 | 0 | 0
Retirements of Capacity by Reporting Type: HQ_NEISO
ReportingType | 2015 | 2020 | 2025 | 2030 | 2035 | 2040
BM | 0 | 0 | 0 | 0 | 0 | 0
CC | 0 | 0 | 0 | 0 | 0 | 0
CSP | 0 | 0 | 0 | 0 | 0 | 0
CT | 0 | 0 | 0 | 0 | 0 | 0
Coal | 0 | 0 | 0 | 0 | 0 | 0
Geo | 0 | 0 | 0 | 0 | 0 | 0
H | 0 | 0 | 0 | 0 | 0 | 0
LFG | 0 | 0 | 0 | 0 | 0 | 0
Nuc | 0 | 0 | 0 | 0 | 0 | 0
PS | 0 | 0 | 0 | 0 | 0 | 0
PV | 0 | 0 | 0 | 0 | 0 | 0
PeakG | 0 | 0 | 0 | 0 | 0 | 0
PeakO | 0 | 0 | 0 | 0 | 0 | 0
ST | 0 | 0 | 0 | 0 | 0 | 0
STOG | 0 | 0 | 0 | 0 | 0 | 0
STWD | 0 | 0 | 0 | 0 | 0 | 0
WT | 0 | 0 | 0 | 0 | 0 | 0
IGCC | 0 | 0 | 0 | 0 | 0 | 0
DemandResponse | 0 | 0 | 0 | 0 | 0 | 0
IGCC-CCS | 0 | 0 | 0 | 0 | 0 | 0
WT_off | 0 | 0 | 0 | 0 | 0 | 0
PseudoUnit | 0 | 0 | 0 | 0 | 0 | 0
FixedInterchange | 0 | 0 | 0 | 0 | 0 | 0
Retirements of Capacity by Reporting Type: HQ_NY
ReportingType | 2015 | 2020 | 2025 | 2030 | 2035 | 2040
BM | 0 | 0 | 0 | 0 | 0 | 0
CC | 0 | 0 | 0 | 0 | 0 | 0
CSP | 0 | 0 | 0 | 0 | 0 | 0
CT | 0 | 0 | 0 | 0 | 0 | 0
Coal | 0 | 0 | 0 | 0 | 0 | 0
Geo | 0 | 0 | 0 | 0 | 0 | 0
H | 0 | 0 | 0 | 0 | 0 | 0
LFG | 0 | 0 | 0 | 0 | 0 | 0
Nuc | 0 | 0 | 0 | 0 | 0 | 0
PS | 0 | 0 | 0 | 0 | 0 | 0
PV | 0 | 0 | 0 | 0 | 0 | 0
PeakG | 0 | 0 | 0 | 0 | 0 | 0
PeakO | 0 | 0 | 0 | 0 | 0 | 0
ST | 0 | 0 | 0 | 0 | 0 | 0
STOG | 0 | 0 | 0 | 0 | 0 | 0
STWD | 0 | 0 | 0 | 0 | 0 | 0
WT | 0 | 0 | 0 | 0 | 0 | 0
IGCC | 0 | 0 | 0 | 0 | 0 | 0
DemandResponse | 0 | 0 | 0 | 0 | 0 | 0
IGCC-CCS | 0 | 0 | 0 | 0 | 0 | 0
WT_off | 0 | 0 | 0 | 0 | 0 | 0
PseudoUnit | 0 | 0 | 0 | 0 | 0 | 0
FixedInterchange | 0 | 0 | 0 | 0 | 0 | 0
Retirements of Capacity by Reporting Type: MARITIMES
ReportingType | 2015 | 2020 | 2025 | 2030 | 2035 | 2040
BM | 0 | 0 | 0 | 0 | 0 | 0
CC | 0 | 0 | 0 | 0 | 0 | 0
CSP | 0 | 0 | 0 | 0 | 0 | 0
CT | 0 | 0 | 0 | 0 | 0 | 0
Coal | 0 | 0 | 0 | 0 | 0 | 0
Geo | 0 | 0 | 0 | 0 | 0 | 0
H | 0 | 0 | 0 | 0 | 0 | 0
LFG | 0 | 0 | 0 | 0 | 0 | 0
Nuc | 0 | 0 | 0 | 0 | 0 | 0
PS | 0 | 0 | 0 | 0 | 0 | 0
PV | 0 | 0 | 0 | 0 | 0 | 0
PeakG | 0 | 0 | 0 | 0 | 0 | 0
PeakO | 0 | 0 | 0 | 0 | 0 | 0
ST | 0 | 0 | 0 | 0 | 0 | 0
STOG | 0 | 0 | 0 | 0 | 0 | 0
STWD | 0 | 0 | 0 | 0 | 0 | 0
WT | 0 | 0 | 0 | 0 | 0 | 0
IGCC | 0 | 0 | 0 | 0 | 0 | 0
DemandResponse | 0 | 0 | 0 | 0 | 0 | 0
IGCC-CCS | 0 | 0 | 0 | 0 | 0 | 0
WT_off | 0 | 0 | 0 | 0 | 0 | 0
PseudoUnit | 0 | 0 | 0 | 0 | 0 | 0
FixedInterchange | 0 | 0 | 0 | 0 | 0 | 0
Retirements of Capacity by Reporting Type: All
ReportingType | 2015 | 2020 | 2025 | 2030 | 2035 | 2040
BM | 0 | 0 | 0 | 0 | 0 | 192
CC | 7926.01 | 0 | 0 | 0 | 0 | 1349.5
CSP | 475 | 0 | 0 | 0 | 0 | 0
CT | 0 | 0 | 0 | 0 | 1586.31 | 262.49
Coal | 71188.96 | 14350.97 | 352 | 1110.8 | 28.2 | 348.2
Geo | 4.8 | 0 | 0 | 0 | 0 | 0
H | 0 | 0 | 0 | 0 | 0 | 0
LFG | 0 | 0 | 0 | 0 | 0 | 0
Nuc | 0 | 667.96 | 0 | 1617.67 | 28627.17 | 21420.42
PS | 0 | 0 | 0 | 0 | 0 | 0
PV | 0 | 0 | 0 | 0 | 1123.56 | 0
PeakG | 4830.09 | 0 | 0 | 0 | 0 | 0
PeakO | 3781.7 | 0 | 0 | 0 | 0 | 0
ST | 0 | 0 | 0 | 0 | 0 | 0
STOG | 47950.75 | 162.98 | 521.44 | 0 | 126 | 0
STWD | 1541.99 | 0 | 0 | 0 | 0 | 0
WT | 126.2 | 0 | 0 | 0 | 2408.3 | 0
IGCC | 0 | 0 | 0 | 0 | 0 | 0
DemandResponse | 0 | 0 | 0 | 0 | 0 | 0
IGCC-CCS | 0 | 0 | 0 | 0 | 0 | 0
WT_off | 0 | 0 | 0 | 0 | 468 | 0
PseudoUnit | 0 | 0 | 0 | 0 | 0 | 0
FixedInterchange | 0 | 0 | 0 | 0 | 0 | 0
Retirements of Capacity by Reporting Type: EI_US
ReportingType | 2015 | 2020 | 2025 | 2030 | 2035 | 2040
BM | 0 | 0 | 0 | 0 | 0 | 192
CC | 2074.43 | 0 | 0 | 0 | 0 | 0
CSP | 0 | 0 | 0 | 0 | 0 | 0
CT | 0 | 0 | 0 | 0 | 0 | 0
Coal | 61523.01 | 14180.47 | 0 | 0 | 0 | 0
Geo | 0 | 0 | 0 | 0 | 0 | 0
H | 0 | 0 | 0 | 0 | 0 | 0
LFG | 0 | 0 | 0 | 0 | 0 | 0
Nuc | 0 | 667.96 | 0 | 1617.67 | 27507.56 | 19746.44
PS | 0 | 0 | 0 | 0 | 0 | 0
PV | 0 | 0 | 0 | 0 | 32 | 0
PeakG | 403.57 | 0 | 0 | 0 | 0 | 0
PeakO | 2859.7 | 0 | 0 | 0 | 0 | 0
ST | 0 | 0 | 0 | 0 | 0 | 0
STOG | 36525.66 | 162.98 | 37.13 | 0 | 0 | 0
STWD | 668 | 0 | 0 | 0 | 0 | 0
WT | 0 | 0 | 0 | 0 | 0 | 0
IGCC | 0 | 0 | 0 | 0 | 0 | 0
DemandResponse | 0 | 0 | 0 | 0 | 0 | 0
IGCC-CCS | 0 | 0 | 0 | 0 | 0 | 0
WT_off | 0 | 0 | 0 | 0 | 468 | 0
PseudoUnit | 0 | 0 | 0 | 0 | 0 | 0
FixedInterchange | 0 | 0 | 0 | 0 | 0 | 0
Retirements of Capacity by Reporting Type: EI_Canada
ReportingType | 2015 | 2020 | 2025 | 2030 | 2035 | 2040
BM | 0 | 0 | 0 | 0 | 0 | 0
CC | 3078.57 | 0 | 0 | 0 | 0 | 0
CSP | 0 | 0 | 0 | 0 | 0 | 0
CT | 0 | 0 | 0 | 0 | 548.31 | 262.49
Coal | 7051.1 | 0 | 0 | 1110.8 | 0 | 0
Geo | 0 | 0 | 0 | 0 | 0 | 0
H | 0 | 0 | 0 | 0 | 0 | 0
LFG | 0 | 0 | 0 | 0 | 0 | 0
Nuc | 0 | 0 | 0 | 0 | 1119.61 | 1673.98
PS | 0 | 0 | 0 | 0 | 0 | 0
PV | 0 | 0 | 0 | 0 | 1067.26 | 0
PeakG | 0 | 0 | 0 | 0 | 0 | 0
PeakO | 175 | 0 | 0 | 0 | 0 | 0
ST | 0 | 0 | 0 | 0 | 0 | 0
STOG | 2126 | 0 | 0 | 0 | 126 | 0
STWD | 139 | 0 | 0 | 0 | 0 | 0
WT | 0 | 0 | 0 | 0 | 2408.3 | 0
IGCC | 0 | 0 | 0 | 0 | 0 | 0
DemandResponse | 0 | 0 | 0 | 0 | 0 | 0
IGCC-CCS | 0 | 0 | 0 | 0 | 0 | 0
WT_off | 0 | 0 | 0 | 0 | 0 | 0
PseudoUnit | 0 | 0 | 0 | 0 | 0 | 0
FixedInterchange | 0 | 0 | 0 | 0 | 0 | 0
Retirements of Capacity by Reporting Type: EI
ReportingType | 2015 | 2020 | 2025 | 2030 | 2035 | 2040
BM | 0 | 0 | 0 | 0 | 0 | 192
CC | 5153.01 | 0 | 0 | 0 | 0 | 0
CSP | 0 | 0 | 0 | 0 | 0 | 0
CT | 0 | 0 | 0 | 0 | 548.31 | 262.49
Coal | 68574.11 | 14180.47 | 0 | 1110.8 | 0 | 0
Geo | 0 | 0 | 0 | 0 | 0 | 0
H | 0 | 0 | 0 | 0 | 0 | 0
LFG | 0 | 0 | 0 | 0 | 0 | 0
Nuc | 0 | 667.96 | 0 | 1617.67 | 28627.17 | 21420.42
PS | 0 | 0 | 0 | 0 | 0 | 0
PV | 0 | 0 | 0 | 0 | 1099.26 | 0
PeakG | 403.57 | 0 | 0 | 0 | 0 | 0
PeakO | 3034.7 | 0 | 0 | 0 | 0 | 0
ST | 0 | 0 | 0 | 0 | 0 | 0
STOG | 38651.66 | 162.98 | 37.13 | 0 | 126 | 0
STWD | 807 | 0 | 0 | 0 | 0 | 0
WT | 0 | 0 | 0 | 0 | 2408.3 | 0
IGCC | 0 | 0 | 0 | 0 | 0 | 0
DemandResponse | 0 | 0 | 0 | 0 | 0 | 0
IGCC-CCS | 0 | 0 | 0 | 0 | 0 | 0
WT_off | 0 | 0 | 0 | 0 | 468 | 0
PseudoUnit | 0 | 0 | 0 | 0 | 0 | 0
FixedInterchange | 0 | 0 | 0 | 0 | 0 | 0
Retirements of Capacity by Reporting Type: Outside_EI
ReportingType | 2015 | 2020 | 2025 | 2030 | 2035 | 2040
BM | 0 | 0 | 0 | 0 | 0 | 0
CC | 2773 | 0 | 0 | 0 | 0 | 1349.5
CSP | 475 | 0 | 0 | 0 | 0 | 0
CT | 0 | 0 | 0 | 0 | 1038 | 0
Coal | 2614.85 | 170.5 | 352 | 0 | 28.2 | 348.2
Geo | 4.8 | 0 | 0 | 0 | 0 | 0
H | 0 | 0 | 0 | 0 | 0 | 0
LFG | 0 | 0 | 0 | 0 | 0 | 0
Nuc | 0 | 0 | 0 | 0 | 0 | 0
PS | 0 | 0 | 0 | 0 | 0 | 0
PV | 0 | 0 | 0 | 0 | 24.3 | 0
PeakG | 4426.52 | 0 | 0 | 0 | 0 | 0
PeakO | 747 | 0 | 0 | 0 | 0 | 0
ST | 0 | 0 | 0 | 0 | 0 | 0
STOG | 9299.09 | 0 | 484.32 | 0 | 0 | 0
STWD | 734.99 | 0 | 0 | 0 | 0 | 0
WT | 126.2 | 0 | 0 | 0 | 0 | 0
IGCC | 0 | 0 | 0 | 0 | 0 | 0
DemandResponse | 0 | 0 | 0 | 0 | 0 | 0
IGCC-CCS | 0 | 0 | 0 | 0 | 0 | 0
WT_off | 0 | 0 | 0 | 0 | 0 | 0
PseudoUnit | 0 | 0 | 0 | 0 | 0 | 0
FixedInterchange | 0 | 0 | 0 | 0 | 0 | 0
#4 | Cumulative Retirements of Capacity (MW)
Cumulative Retirements of Capacity by Reporting Type: Entergy
ReportingType | 2015 | 2020 | 2025 | 2030 | 2035 | 2040
BM | 0 | 0 | 0 | 0 | 0 | 0
CC | 0 | 0 | 0 | 0 | 0 | 0
CSP | 0 | 0 | 0 | 0 | 0 | 0
CT | 0 | 0 | 0 | 0 | 0 | 0
Coal | 892.9 | 892.9 | 892.9 | 892.9 | 892.9 | 892.9
Geo | 0 | 0 | 0 | 0 | 0 | 0
H | 0 | 0 | 0 | 0 | 0 | 0
LFG | 0 | 0 | 0 | 0 | 0 | 0
Nuc | 0 | 0 | 0 | 0 | 915.25 | 1998.99
PS | 0 | 0 | 0 | 0 | 0 | 0
PV | 0 | 0 | 0 | 0 | 0 | 0
PeakG | 0 | 0 | 0 | 0 | 0 | 0
PeakO | 0 | 0 | 0 | 0 | 0 | 0
ST | 0 | 0 | 0 | 0 | 0 | 0
STOG | 11553.44 | 11553.44 | 11590.57 | 11590.57 | 11590.57 | 11590.57
STWD | 0 | 0 | 0 | 0 | 0 | 0
WT | 0 | 0 | 0 | 0 | 0 | 0
IGCC | 0 | 0 | 0 | 0 | 0 | 0
DemandResponse | 0 | 0 | 0 | 0 | 0 | 0
IGCC-CCS | 0 | 0 | 0 | 0 | 0 | 0
WT_off | 0 | 0 | 0 | 0 | 0 | 0
PseudoUnit | 0 | 0 | 0 | 0 | 0 | 0
FixedInterchange | 0 | 0 | 0 | 0 | 0 | 0
Cumulative Retirements of Capacity by Reporting Type: FRCC
ReportingType | 2015 | 2020 | 2025 | 2030 | 2035 | 2040
BM | 0 | 0 | 0 | 0 | 0 | 0
CC | 0 | 0 | 0 | 0 | 0 | 0
CSP | 0 | 0 | 0 | 0 | 0 | 0
CT | 0 | 0 | 0 | 0 | 0 | 0
Coal | 466 | 1335 | 1335 | 1335 | 1335 | 1335
Geo | 0 | 0 | 0 | 0 | 0 | 0
H | 0 | 0 | 0 | 0 | 0 | 0
LFG | 0 | 0 | 0 | 0 | 0 | 0
Nuc | 0 | 0 | 0 | 0 | 1755.87 | 3578.77
PS | 0 | 0 | 0 | 0 | 0 | 0
PV | 0 | 0 | 0 | 0 | 0 | 0
PeakG | 0 | 0 | 0 | 0 | 0 | 0
PeakO | 0 | 0 | 0 | 0 | 0 | 0
ST | 0 | 0 | 0 | 0 | 0 | 0
STOG | 5075.02 | 5237.99 | 5237.99 | 5237.99 | 5237.99 | 5237.99
STWD | 0 | 0 | 0 | 0 | 0 | 0
WT | 0 | 0 | 0 | 0 | 0 | 0
IGCC | 0 | 0 | 0 | 0 | 0 | 0
DemandResponse | 0 | 0 | 0 | 0 | 0 | 0
IGCC-CCS | 0 | 0 | 0 | 0 | 0 | 0
WT_off | 0 | 0 | 0 | 0 | 0 | 0
PseudoUnit | 0 | 0 | 0 | 0 | 0 | 0
FixedInterchange | 0 | 0 | 0 | 0 | 0 | 0
Cumulative Retirements of Capacity by Reporting Type: MAPP_US
ReportingType | 2015 | 2020 | 2025 | 2030 | 2035 | 2040
BM | 0 | 0 | 0 | 0 | 0 | 0
CC | 0 | 0 | 0 | 0 | 0 | 0
CSP | 0 | 0 | 0 | 0 | 0 | 0
CT | 0 | 0 | 0 | 0 | 0 | 0
Coal | 612.6 | 965.44 | 965.44 | 965.44 | 965.44 | 965.44
Geo | 0 | 0 | 0 | 0 | 0 | 0
H | 0 | 0 | 0 | 0 | 0 | 0
LFG | 0 | 0 | 0 | 0 | 0 | 0
Nuc | 0 | 0 | 0 | 0 | 0 | 0
PS | 0 | 0 | 0 | 0 | 0 | 0
PV | 0 | 0 | 0 | 0 | 0 | 0
PeakG | 0 | 0 | 0 | 0 | 0 | 0
PeakO | 246 | 246 | 246 | 246 | 246 | 246
ST | 0 | 0 | 0 | 0 | 0 | 0
STOG | 36 | 36 | 36 | 36 | 36 | 36
STWD | 0 | 0 | 0 | 0 | 0 | 0
WT | 0 | 0 | 0 | 0 | 0 | 0
IGCC | 0 | 0 | 0 | 0 | 0 | 0
DemandResponse | 0 | 0 | 0 | 0 | 0 | 0
IGCC-CCS | 0 | 0 | 0 | 0 | 0 | 0
WT_off | 0 | 0 | 0 | 0 | 0 | 0
PseudoUnit | 0 | 0 | 0 | 0 | 0 | 0
FixedInterchange | 0 | 0 | 0 | 0 | 0 | 0
Cumulative Retirements of Capacity by Reporting Type: MISO_IN
ReportingType | 2015 | 2020 | 2025 | 2030 | 2035 | 2040
BM | 0 | 0 | 0 | 0 | 0 | 0
CC | 0 | 0 | 0 | 0 | 0 | 0
CSP | 0 | 0 | 0 | 0 | 0 | 0
CT | 0 | 0 | 0 | 0 | 0 | 0
Coal | 1360.9 | 1360.9 | 1360.9 | 1360.9 | 1360.9 | 1360.9
Geo | 0 | 0 | 0 | 0 | 0 | 0
H | 0 | 0 | 0 | 0 | 0 | 0
LFG | 0 | 0 | 0 | 0 | 0 | 0
Nuc | 0 | 0 | 0 | 0 | 0 | 0
PS | 0 | 0 | 0 | 0 | 0 | 0
PV | 0 | 0 | 0 | 0 | 0 | 0
PeakG | 0 | 0 | 0 | 0 | 0 | 0
PeakO | 0 | 0 | 0 | 0 | 0 | 0
ST | 0 | 0 | 0 | 0 | 0 | 0
STOG | 0 | 0 | 0 | 0 | 0 | 0
STWD | 0 | 0 | 0 | 0 | 0 | 0
WT | 0 | 0 | 0 | 0 | 0 | 0
IGCC | 0 | 0 | 0 | 0 | 0 | 0
DemandResponse | 0 | 0 | 0 | 0 | 0 | 0
IGCC-CCS | 0 | 0 | 0 | 0 | 0 | 0
WT_off | 0 | 0 | 0 | 0 | 0 | 0
PseudoUnit | 0 | 0 | 0 | 0 | 0 | 0
FixedInterchange | 0 | 0 | 0 | 0 | 0 | 0
Cumulative Retirements of Capacity by Reporting Type: MISO_MI
ReportingType | 2015 | 2020 | 2025 | 2030 | 2035 | 2040
BM | 0 | 0 | 0 | 0 | 0 | 0
CC | 0 | 0 | 0 | 0 | 0 | 0
CSP | 0 | 0 | 0 | 0 | 0 | 0
CT | 0 | 0 | 0 | 0 | 0 | 0
Coal | 2326 | 3513 | 3513 | 3513 | 3513 | 3513
Geo | 0 | 0 | 0 | 0 | 0 | 0
H | 0 | 0 | 0 | 0 | 0 | 0
LFG | 0 | 0 | 0 | 0 | 0 | 0
Nuc | 0 | 0 | 0 | 0 | 845.69 | 845.69
PS | 0 | 0 | 0 | 0 | 0 | 0
PV | 0 | 0 | 0 | 0 | 0 | 0
PeakG | 0 | 0 | 0 | 0 | 0 | 0
PeakO | 0 | 0 | 0 | 0 | 0 | 0
ST | 0 | 0 | 0 | 0 | 0 | 0
STOG | 0 | 0 | 0 | 0 | 0 | 0
STWD | 0 | 0 | 0 | 0 | 0 | 0
WT | 0 | 0 | 0 | 0 | 0 | 0
IGCC | 0 | 0 | 0 | 0 | 0 | 0
DemandResponse | 0 | 0 | 0 | 0 | 0 | 0
IGCC-CCS | 0 | 0 | 0 | 0 | 0 | 0
WT_off | 0 | 0 | 0 | 0 | 0 | 0
PseudoUnit | 0 | 0 | 0 | 0 | 0 | 0
FixedInterchange | 0 | 0 | 0 | 0 | 0 | 0
Cumulative Retirements of Capacity by Reporting Type: MISO_MO-IL
ReportingType | 2015 | 2020 | 2025 | 2030 | 2035 | 2040
BM | 0 | 0 | 0 | 0 | 0 | 0
CC | 0 | 0 | 0 | 0 | 0 | 0
CSP | 0 | 0 | 0 | 0 | 0 | 0
CT | 0 | 0 | 0 | 0 | 0 | 0
Coal | 1024.7 | 1721.7 | 1721.7 | 1721.7 | 1721.7 | 1721.7
Geo | 0 | 0 | 0 | 0 | 0 | 0
H | 0 | 0 | 0 | 0 | 0 | 0
LFG | 0 | 0 | 0 | 0 | 0 | 0
Nuc | 0 | 0 | 0 | 0 | 0 | 0
PS | 0 | 0 | 0 | 0 | 0 | 0
PV | 0 | 0 | 0 | 0 | 0 | 0
PeakG | 0 | 0 | 0 | 0 | 0 | 0
PeakO | 0 | 0 | 0 | 0 | 0 | 0
ST | 0 | 0 | 0 | 0 | 0 | 0
STOG | 0 | 0 | 0 | 0 | 0 | 0
STWD | 0 | 0 | 0 | 0 | 0 | 0
WT | 0 | 0 | 0 | 0 | 0 | 0
IGCC | 0 | 0 | 0 | 0 | 0 | 0
DemandResponse | 0 | 0 | 0 | 0 | 0 | 0
IGCC-CCS | 0 | 0 | 0 | 0 | 0 | 0
WT_off | 0 | 0 | 0 | 0 | 0 | 0
PseudoUnit | 0 | 0 | 0 | 0 | 0 | 0
FixedInterchange | 0 | 0 | 0 | 0 | 0 | 0
Cumulative Retirements of Capacity by Reporting Type: MISO_W
ReportingType | 2015 | 2020 | 2025 | 2030 | 2035 | 2040
BM | 0 | 0 | 0 | 0 | 0 | 0
CC | 0 | 0 | 0 | 0 | 0 | 0
CSP | 0 | 0 | 0 | 0 | 0 | 0
CT | 0 | 0 | 0 | 0 | 0 | 0
Coal | 1901.04 | 2928.56 | 2928.56 | 2928.56 | 2928.56 | 2928.56
Geo | 0 | 0 | 0 | 0 | 0 | 0
H | 0 | 0 | 0 | 0 | 0 | 0
LFG | 0 | 0 | 0 | 0 | 0 | 0
Nuc | 0 | 0 | 0 | 0 | 2464.12 | 2464.12
PS | 0 | 0 | 0 | 0 | 0 | 0
PV | 0 | 0 | 0 | 0 | 0 | 0
PeakG | 0 | 0 | 0 | 0 | 0 | 0
PeakO | 0 | 0 | 0 | 0 | 0 | 0
ST | 0 | 0 | 0 | 0 | 0 | 0
STOG | 0 | 0 | 0 | 0 | 0 | 0
STWD | 0 | 0 | 0 | 0 | 0 | 0
WT | 0 | 0 | 0 | 0 | 0 | 0
IGCC | 0 | 0 | 0 | 0 | 0 | 0
DemandResponse | 0 | 0 | 0 | 0 | 0 | 0
IGCC-CCS | 0 | 0 | 0 | 0 | 0 | 0
WT_off | 0 | 0 | 0 | 0 | 0 | 0
PseudoUnit | 0 | 0 | 0 | 0 | 0 | 0
FixedInterchange | 0 | 0 | 0 | 0 | 0 | 0
Cumulative Retirements of Capacity by Reporting Type: MISO_WUMS
ReportingType | 2015 | 2020 | 2025 | 2030 | 2035 | 2040
BM | 0 | 0 | 0 | 0 | 0 | 0
CC | 0 | 0 | 0 | 0 | 0 | 0
CSP | 0 | 0 | 0 | 0 | 0 | 0
CT | 0 | 0 | 0 | 0 | 0 | 0
Coal | 2975.1 | 2975.1 | 2975.1 | 2975.1 | 2975.1 | 2975.1
Geo | 0 | 0 | 0 | 0 | 0 | 0
H | 0 | 0 | 0 | 0 | 0 | 0
LFG | 0 | 0 | 0 | 0 | 0 | 0
Nuc | 0 | 0 | 0 | 0 | 1816.9 | 1816.9
PS | 0 | 0 | 0 | 0 | 0 | 0
PV | 0 | 0 | 0 | 0 | 0 | 0
PeakG | 0 | 0 | 0 | 0 | 0 | 0
PeakO | 0 | 0 | 0 | 0 | 0 | 0
ST | 0 | 0 | 0 | 0 | 0 | 0
STOG | 59.5 | 59.5 | 59.5 | 59.5 | 59.5 | 59.5
STWD | 0 | 0 | 0 | 0 | 0 | 0
WT | 0 | 0 | 0 | 0 | 0 | 0
IGCC | 0 | 0 | 0 | 0 | 0 | 0
DemandResponse | 0 | 0 | 0 | 0 | 0 | 0
IGCC-CCS | 0 | 0 | 0 | 0 | 0 | 0
WT_off | 0 | 0 | 0 | 0 | 0 | 0
PseudoUnit | 0 | 0 | 0 | 0 | 0 | 0
FixedInterchange | 0 | 0 | 0 | 0 | 0 | 0
Cumulative Retirements of Capacity by Reporting Type: Nebraska
ReportingType | 2015 | 2020 | 2025 | 2030 | 2035 | 2040
BM | 0 | 0 | 0 | 0 | 0 | 0
CC | 0 | 0 | 0 | 0 | 0 | 0
CSP | 0 | 0 | 0 | 0 | 0 | 0
CT | 0 | 0 | 0 | 0 | 0 | 0
Coal | 0 | 0 | 0 | 0 | 0 | 0
Geo | 0 | 0 | 0 | 0 | 0 | 0
H | 0 | 0 | 0 | 0 | 0 | 0
LFG | 0 | 0 | 0 | 0 | 0 | 0
Nuc | 0 | 0 | 0 | 0 | 1360.71 | 1360.71
PS | 0 | 0 | 0 | 0 | 0 | 0
PV | 0 | 0 | 0 | 0 | 0 | 0
PeakG | 0 | 0 | 0 | 0 | 0 | 0
PeakO | 0 | 0 | 0 | 0 | 0 | 0
ST | 0 | 0 | 0 | 0 | 0 | 0
STOG | 270 | 270 | 270 | 270 | 270 | 270
STWD | 0 | 0 | 0 | 0 | 0 | 0
WT | 0 | 0 | 0 | 0 | 0 | 0
IGCC | 0 | 0 | 0 | 0 | 0 | 0
DemandResponse | 0 | 0 | 0 | 0 | 0 | 0
IGCC-CCS | 0 | 0 | 0 | 0 | 0 | 0
WT_off | 0 | 0 | 0 | 0 | 0 | 0
PseudoUnit | 0 | 0 | 0 | 0 | 0 | 0
FixedInterchange | 0 | 0 | 0 | 0 | 0 | 0
Cumulative Retirements of Capacity by Reporting Type: NEISO
ReportingType | 2015 | 2020 | 2025 | 2030 | 2035 | 2040
BM | 0 | 0 | 0 | 0 | 0 | 0
CC | 2074.43 | 2074.43 | 2074.43 | 2074.43 | 2074.43 | 2074.43
CSP | 0 | 0 | 0 | 0 | 0 | 0
CT | 0 | 0 | 0 | 0 | 0 | 0
Coal | 2250.13 | 2570.13 | 2570.13 | 2570.13 | 2570.13 | 2570.13
Geo | 0 | 0 | 0 | 0 | 0 | 0
H | 0 | 0 | 0 | 0 | 0 | 0
LFG | 0 | 0 | 0 | 0 | 0 | 0
Nuc | 0 | 0 | 0 | 0 | 1401.14 | 2354.35
PS | 0 | 0 | 0 | 0 | 0 | 0
PV | 0 | 0 | 0 | 0 | 0 | 0
PeakG | 0 | 0 | 0 | 0 | 0 | 0
PeakO | 1183 | 1183 | 1183 | 1183 | 1183 | 1183
ST | 0 | 0 | 0 | 0 | 0 | 0
STOG | 6237 | 6237 | 6237 | 6237 | 6237 | 6237
STWD | 0 | 0 | 0 | 0 | 0 | 0
WT | 0 | 0 | 0 | 0 | 0 | 0
IGCC | 0 | 0 | 0 | 0 | 0 | 0
DemandResponse | 0 | 0 | 0 | 0 | 0 | 0
IGCC-CCS | 0 | 0 | 0 | 0 | 0 | 0
WT_off | 0 | 0 | 0 | 0 | 468 | 468
PseudoUnit | 0 | 0 | 0 | 0 | 0 | 0
FixedInterchange | 0 | 0 | 0 | 0 | 0 | 0
Cumulative Retirements of Capacity by Reporting Type: NonRTO_Midwest
ReportingType | 2015 | 2020 | 2025 | 2030 | 2035 | 2040
BM | 0 | 0 | 0 | 0 | 0 | 0
CC | 0 | 0 | 0 | 0 | 0 | 0
CSP | 0 | 0 | 0 | 0 | 0 | 0
CT | 0 | 0 | 0 | 0 | 0 | 0
Coal | 1109.99 | 1109.99 | 1109.99 | 1109.99 | 1109.99 | 1109.99
Geo | 0 | 0 | 0 | 0 | 0 | 0
H | 0 | 0 | 0 | 0 | 0 | 0
LFG | 0 | 0 | 0 | 0 | 0 | 0
Nuc | 0 | 0 | 0 | 0 | 0 | 0
PS | 0 | 0 | 0 | 0 | 0 | 0
PV | 0 | 0 | 0 | 0 | 0 | 0
PeakG | 0 | 0 | 0 | 0 | 0 | 0
PeakO | 0 | 0 | 0 | 0 | 0 | 0
ST | 0 | 0 | 0 | 0 | 0 | 0
STOG | 0 | 0 | 0 | 0 | 0 | 0
STWD | 0 | 0 | 0 | 0 | 0 | 0
WT | 0 | 0 | 0 | 0 | 0 | 0
IGCC | 0 | 0 | 0 | 0 | 0 | 0
DemandResponse | 0 | 0 | 0 | 0 | 0 | 0
IGCC-CCS | 0 | 0 | 0 | 0 | 0 | 0
WT_off | 0 | 0 | 0 | 0 | 0 | 0
PseudoUnit | 0 | 0 | 0 | 0 | 0 | 0
FixedInterchange | 0 | 0 | 0 | 0 | 0 | 0
Cumulative Retirements of Capacity by Reporting Type: NYISO_A-F
ReportingType | 2015 | 2020 | 2025 | 2030 | 2035 | 2040
BM | 0 | 0 | 0 | 0 | 0 | 0
CC | 0 | 0 | 0 | 0 | 0 | 0
CSP | 0 | 0 | 0 | 0 | 0 | 0
CT | 0 | 0 | 0 | 0 | 0 | 0
Coal | 2251.9 | 2251.9 | 2251.9 | 2251.9 | 2251.9 | 2251.9
Geo | 0 | 0 | 0 | 0 | 0 | 0
H | 0 | 0 | 0 | 0 | 0 | 0
LFG | 0 | 0 | 0 | 0 | 0 | 0
Nuc | 0 | 0 | 0 | 675.24 | 1306.25 | 2232.59
PS | 0 | 0 | 0 | 0 | 0 | 0
PV | 0 | 0 | 0 | 0 | 0 | 0
PeakG | 0 | 0 | 0 | 0 | 0 | 0
PeakO | 0 | 0 | 0 | 0 | 0 | 0
ST | 0 | 0 | 0 | 0 | 0 | 0
STOG | 1701 | 1701 | 1701 | 1701 | 1701 | 1701
STWD | 0 | 0 | 0 | 0 | 0 | 0
WT | 0 | 0 | 0 | 0 | 0 | 0
IGCC | 0 | 0 | 0 | 0 | 0 | 0
DemandResponse | 0 | 0 | 0 | 0 | 0 | 0
IGCC-CCS | 0 | 0 | 0 | 0 | 0 | 0
WT_off | 0 | 0 | 0 | 0 | 0 | 0
PseudoUnit | 0 | 0 | 0 | 0 | 0 | 0
FixedInterchange | 0 | 0 | 0 | 0 | 0 | 0
Cumulative Retirements of Capacity by Reporting Type: NYISO_G-I
ReportingType | 2015 | 2020 | 2025 | 2030 | 2035 | 2040
BM | 0 | 0 | 0 | 0 | 0 | 0
CC | 0 | 0 | 0 | 0 | 0 | 0
CSP | 0 | 0 | 0 | 0 | 0 | 0
CT | 0 | 0 | 0 | 0 | 0 | 0
Coal | 368.2 | 368.2 | 368.2 | 368.2 | 368.2 | 368.2
Geo | 0 | 0 | 0 | 0 | 0 | 0
H | 0 | 0 | 0 | 0 | 0 | 0
LFG | 0 | 0 | 0 | 0 | 0 | 0
Nuc | 0 | 0 | 0 | 0 | 1108.31 | 2222.48
PS | 0 | 0 | 0 | 0 | 0 | 0
PV | 0 | 0 | 0 | 0 | 0 | 0
PeakG | 0 | 0 | 0 | 0 | 0 | 0
PeakO | 0 | 0 | 0 | 0 | 0 | 0
ST | 0 | 0 | 0 | 0 | 0 | 0
STOG | 2431 | 2431 | 2431 | 2431 | 2431 | 2431
STWD | 0 | 0 | 0 | 0 | 0 | 0
WT | 0 | 0 | 0 | 0 | 0 | 0
IGCC | 0 | 0 | 0 | 0 | 0 | 0
DemandResponse | 0 | 0 | 0 | 0 | 0 | 0
IGCC-CCS | 0 | 0 | 0 | 0 | 0 | 0
WT_off | 0 | 0 | 0 | 0 | 0 | 0
PseudoUnit | 0 | 0 | 0 | 0 | 0 | 0
FixedInterchange | 0 | 0 | 0 | 0 | 0 | 0
Cumulative Retirements of Capacity by Reporting Type: NYISO_J-K
ReportingType | 2015 | 2020 | 2025 | 2030 | 2035 | 2040
BM | 0 | 0 | 0 | 0 | 0 | 0
CC | 0 | 0 | 0 | 0 | 0 | 0
CSP | 0 | 0 | 0 | 0 | 0 | 0
CT | 0 | 0 | 0 | 0 | 0 | 0
Coal | 0 | 0 | 0 | 0 | 0 | 0
Geo | 0 | 0 | 0 | 0 | 0 | 0
H | 0 | 0 | 0 | 0 | 0 | 0
LFG | 0 | 0 | 0 | 0 | 0 | 0
Nuc | 0 | 0 | 0 | 0 | 0 | 0
PS | 0 | 0 | 0 | 0 | 0 | 0
PV | 0 | 0 | 0 | 0 | 32 | 32
PeakG | 0 | 0 | 0 | 0 | 0 | 0
PeakO | 0 | 0 | 0 | 0 | 0 | 0
ST | 0 | 0 | 0 | 0 | 0 | 0
STOG | 1193.71 | 1193.71 | 1193.71 | 1193.71 | 1193.71 | 1193.71
STWD | 0 | 0 | 0 | 0 | 0 | 0
WT | 0 | 0 | 0 | 0 | 0 | 0
IGCC | 0 | 0 | 0 | 0 | 0 | 0
DemandResponse | 0 | 0 | 0 | 0 | 0 | 0
IGCC-CCS | 0 | 0 | 0 | 0 | 0 | 0
WT_off | 0 | 0 | 0 | 0 | 0 | 0
PseudoUnit | 0 | 0 | 0 | 0 | 0 | 0
FixedInterchange | 0 | 0 | 0 | 0 | 0 | 0
Cumulative Retirements of Capacity by Reporting Type: PJM_E
ReportingType | 2015 | 2020 | 2025 | 2030 | 2035 | 2040
BM | 0 | 0 | 0 | 0 | 0 | 0
CC | 0 | 0 | 0 | 0 | 0 | 0
CSP | 0 | 0 | 0 | 0 | 0 | 0
CT | 0 | 0 | 0 | 0 | 0 | 0
Coal | 3023 | 3591 | 3591 | 3591 | 3591 | 3591
Geo | 0 | 0 | 0 | 0 | 0 | 0
H | 0 | 0 | 0 | 0 | 0 | 0
LFG | 0 | 0 | 0 | 0 | 0 | 0
Nuc | 0 | 667.96 | 667.96 | 667.96 | 3085.45 | 4361.59
PS | 0 | 0 | 0 | 0 | 0 | 0
PV | 0 | 0 | 0 | 0 | 0 | 0
PeakG | 268.5 | 268.5 | 268.5 | 268.5 | 268.5 | 268.5
PeakO | 2.7 | 2.7 | 2.7 | 2.7 | 2.7 | 2.7
ST | 0 | 0 | 0 | 0 | 0 | 0
STOG | 636.5 | 636.5 | 636.5 | 636.5 | 636.5 | 636.5
STWD | 0 | 0 | 0 | 0 | 0 | 0
WT | 0 | 0 | 0 | 0 | 0 | 0
IGCC | 0 | 0 | 0 | 0 | 0 | 0
DemandResponse | 0 | 0 | 0 | 0 | 0 | 0
IGCC-CCS | 0 | 0 | 0 | 0 | 0 | 0
WT_off | 0 | 0 | 0 | 0 | 0 | 0
PseudoUnit | 0 | 0 | 0 | 0 | 0 | 0
FixedInterchange | 0 | 0 | 0 | 0 | 0 | 0
Cumulative Retirements of Capacity by Reporting Type: PJM_ROM
ReportingType | 2015 | 2020 | 2025 | 2030 | 2035 | 2040
BM | 0 | 0 | 0 | 0 | 0 | 0
CC | 0 | 0 | 0 | 0 | 0 | 0
CSP | 0 | 0 | 0 | 0 | 0 | 0
CT | 0 | 0 | 0 | 0 | 0 | 0
Coal | 8669.5 | 8669.5 | 8669.5 | 8669.5 | 8669.5 | 8669.5
Geo | 0 | 0 | 0 | 0 | 0 | 0
H | 0 | 0 | 0 | 0 | 0 | 0
LFG | 0 | 0 | 0 | 0 | 0 | 0
Nuc | 0 | 0 | 0 | 0 | 1882.68 | 2859.9
PS | 0 | 0 | 0 | 0 | 0 | 0
PV | 0 | 0 | 0 | 0 | 0 | 0
PeakG | 0 | 0 | 0 | 0 | 0 | 0
PeakO | 270 | 270 | 270 | 270 | 270 | 270
ST | 0 | 0 | 0 | 0 | 0 | 0
STOG | 701.14 | 701.14 | 701.14 | 701.14 | 701.14 | 701.14
STWD | 0 | 0 | 0 | 0 | 0 | 0
WT | 0 | 0 | 0 | 0 | 0 | 0
IGCC | 0 | 0 | 0 | 0 | 0 | 0
DemandResponse | 0 | 0 | 0 | 0 | 0 | 0
IGCC-CCS | 0 | 0 | 0 | 0 | 0 | 0
WT_off | 0 | 0 | 0 | 0 | 0 | 0
PseudoUnit | 0 | 0 | 0 | 0 | 0 | 0
FixedInterchange | 0 | 0 | 0 | 0 | 0 | 0
Cumulative Retirements of Capacity by Reporting Type: PJM_ROR
ReportingType | 2015 | 2020 | 2025 | 2030 | 2035 | 2040
BM | 0 | 0 | 0 | 0 | 0 | 192
CC | 0 | 0 | 0 | 0 | 0 | 0
CSP | 0 | 0 | 0 | 0 | 0 | 0
CT | 0 | 0 | 0 | 0 | 0 | 0
Coal | 14834.46 | 21431.9 | 21431.9 | 21431.9 | 21431.9 | 21431.9
Geo | 0 | 0 | 0 | 0 | 0 | 0
H | 0 | 0 | 0 | 0 | 0 | 0
LFG | 0 | 0 | 0 | 0 | 0 | 0
Nuc | 0 | 0 | 0 | 942.43 | 5589.35 | 10897.35
PS | 0 | 0 | 0 | 0 | 0 | 0
PV | 0 | 0 | 0 | 0 | 0 | 0
PeakG | 0 | 0 | 0 | 0 | 0 | 0
PeakO | 19 | 19 | 19 | 19 | 19 | 19
ST | 0 | 0 | 0 | 0 | 0 | 0
STOG | 2122 | 2122 | 2122 | 2122 | 2122 | 2122
STWD | 0 | 0 | 0 | 0 | 0 | 0
WT | 0 | 0 | 0 | 0 | 0 | 0
IGCC | 0 | 0 | 0 | 0 | 0 | 0
DemandResponse | 0 | 0 | 0 | 0 | 0 | 0
IGCC-CCS | 0 | 0 | 0 | 0 | 0 | 0
WT_off | 0 | 0 | 0 | 0 | 0 | 0
PseudoUnit | 0 | 0 | 0 | 0 | 0 | 0
FixedInterchange | 0 | 0 | 0 | 0 | 0 | 0
Cumulative Retirements of Capacity by Reporting Type: SOCO
ReportingType | 2015 | 2020 | 2025 | 2030 | 2035 | 2040
BM | 0 | 0 | 0 | 0 | 0 | 0
CC | 0 | 0 | 0 | 0 | 0 | 0
CSP | 0 | 0 | 0 | 0 | 0 | 0
CT | 0 | 0 | 0 | 0 | 0 | 0
Coal | 8572.54 | 8821.54 | 8821.54 | 8821.54 | 8821.54 | 8821.54
Geo | 0 | 0 | 0 | 0 | 0 | 0
H | 0 | 0 | 0 | 0 | 0 | 0
LFG | 0 | 0 | 0 | 0 | 0 | 0
Nuc | 0 | 0 | 0 | 0 | 0 | 2875.17
PS | 0 | 0 | 0 | 0 | 0 | 0
PV | 0 | 0 | 0 | 0 | 0 | 0
PeakG | 135.07 | 135.07 | 135.07 | 135.07 | 135.07 | 135.07
PeakO | 1139 | 1139 | 1139 | 1139 | 1139 | 1139
ST | 0 | 0 | 0 | 0 | 0 | 0
STOG | 854 | 854 | 854 | 854 | 854 | 854
STWD | 668 | 668 | 668 | 668 | 668 | 668
WT | 0 | 0 | 0 | 0 | 0 | 0
IGCC | 0 | 0 | 0 | 0 | 0 | 0
DemandResponse | 0 | 0 | 0 | 0 | 0 | 0
IGCC-CCS | 0 | 0 | 0 | 0 | 0 | 0
WT_off | 0 | 0 | 0 | 0 | 0 | 0
PseudoUnit | 0 | 0 | 0 | 0 | 0 | 0
FixedInterchange | 0 | 0 | 0 | 0 | 0 | 0
Cumulative Retirements of Capacity by Reporting Type: SPP_N
ReportingType | 2015 | 2020 | 2025 | 2030 | 2035 | 2040
BM | 0 | 0 | 0 | 0 | 0 | 0
CC | 0 | 0 | 0 | 0 | 0 | 0
CSP | 0 | 0 | 0 | 0 | 0 | 0
CT | 0 | 0 | 0 | 0 | 0 | 0
Coal | 0 | 0 | 0 | 0 | 0 | 0
Geo | 0 | 0 | 0 | 0 | 0 | 0
H | 0 | 0 | 0 | 0 | 0 | 0
LFG | 0 | 0 | 0 | 0 | 0 | 0
Nuc | 0 | 0 | 0 | 0 | 0 | 0
PS | 0 | 0 | 0 | 0 | 0 | 0
PV | 0 | 0 | 0 | 0 | 0 | 0
PeakG | 0 | 0 | 0 | 0 | 0 | 0
PeakO | 0 | 0 | 0 | 0 | 0 | 0
ST | 0 | 0 | 0 | 0 | 0 | 0
STOG | 1749 | 1749 | 1749 | 1749 | 1749 | 1749
STWD | 0 | 0 | 0 | 0 | 0 | 0
WT | 0 | 0 | 0 | 0 | 0 | 0
IGCC | 0 | 0 | 0 | 0 | 0 | 0
DemandResponse | 0 | 0 | 0 | 0 | 0 | 0
IGCC-CCS | 0 | 0 | 0 | 0 | 0 | 0
WT_off | 0 | 0 | 0 | 0 | 0 | 0
PseudoUnit | 0 | 0 | 0 | 0 | 0 | 0
FixedInterchange | 0 | 0 | 0 | 0 | 0 | 0
Cumulative Retirements of Capacity by Reporting Type: SPP_S
ReportingType | 2015 | 2020 | 2025 | 2030 | 2035 | 2040
BM | 0 | 0 | 0 | 0 | 0 | 0
CC | 0 | 0 | 0 | 0 | 0 | 0
CSP | 0 | 0 | 0 | 0 | 0 | 0
CT | 0 | 0 | 0 | 0 | 0 | 0
Coal | 1586 | 1586 | 1586 | 1586 | 1586 | 1586
Geo | 0 | 0 | 0 | 0 | 0 | 0
H | 0 | 0 | 0 | 0 | 0 | 0
LFG | 0 | 0 | 0 | 0 | 0 | 0
Nuc | 0 | 0 | 0 | 0 | 0 | 0
PS | 0 | 0 | 0 | 0 | 0 | 0
PV | 0 | 0 | 0 | 0 | 0 | 0
PeakG | 0 | 0 | 0 | 0 | 0 | 0
PeakO | 0 | 0 | 0 | 0 | 0 | 0
ST | 0 | 0 | 0 | 0 | 0 | 0
STOG | 1906.35 | 1906.35 | 1906.35 | 1906.35 | 1906.35 | 1906.35
STWD | 0 | 0 | 0 | 0 | 0 | 0
WT | 0 | 0 | 0 | 0 | 0 | 0
IGCC | 0 | 0 | 0 | 0 | 0 | 0
DemandResponse | 0 | 0 | 0 | 0 | 0 | 0
IGCC-CCS | 0 | 0 | 0 | 0 | 0 | 0
WT_off | 0 | 0 | 0 | 0 | 0 | 0
PseudoUnit | 0 | 0 | 0 | 0 | 0 | 0
FixedInterchange | 0 | 0 | 0 | 0 | 0 | 0
Cumulative Retirements of Capacity by Reporting Type: TVA
ReportingType | 2015 | 2020 | 2025 | 2030 | 2035 | 2040
BM | 0 | 0 | 0 | 0 | 0 | 0
CC | 0 | 0 | 0 | 0 | 0 | 0
CSP | 0 | 0 | 0 | 0 | 0 | 0
CT | 0 | 0 | 0 | 0 | 0 | 0
Coal | 3801.23 | 3935.92 | 3935.92 | 3935.92 | 3935.92 | 3935.92
Geo | 0 | 0 | 0 | 0 | 0 | 0
H | 0 | 0 | 0 | 0 | 0 | 0
LFG | 0 | 0 | 0 | 0 | 0 | 0
Nuc | 0 | 0 | 0 | 0 | 2730.91 | 4120.82
PS | 0 | 0 | 0 | 0 | 0 | 0
PV | 0 | 0 | 0 | 0 | 0 | 0
PeakG | 0 | 0 | 0 | 0 | 0 | 0
PeakO | 0 | 0 | 0 | 0 | 0 | 0
ST | 0 | 0 | 0 | 0 | 0 | 0
STOG | 0 | 0 | 0 | 0 | 0 | 0
STWD | 0 | 0 | 0 | 0 | 0 | 0
WT | 0 | 0 | 0 | 0 | 0 | 0
IGCC | 0 | 0 | 0 | 0 | 0 | 0
DemandResponse | 0 | 0 | 0 | 0 | 0 | 0
IGCC-CCS | 0 | 0 | 0 | 0 | 0 | 0
WT_off | 0 | 0 | 0 | 0 | 0 | 0
PseudoUnit | 0 | 0 | 0 | 0 | 0 | 0
FixedInterchange | 0 | 0 | 0 | 0 | 0 | 0
Cumulative Retirements of Capacity by Reporting Type: TVA_Transmission
ReportingType | 2015 | 2020 | 2025 | 2030 | 2035 | 2040
BM | 0 | 0 | 0 | 0 | 0 | 0
CC | 0 | 0 | 0 | 0 | 0 | 0
CSP | 0 | 0 | 0 | 0 | 0 | 0
CT | 0 | 0 | 0 | 0 | 0 | 0
Coal | 0 | 0 | 0 | 0 | 0 | 0
Geo | 0 | 0 | 0 | 0 | 0 | 0
H | 0 | 0 | 0 | 0 | 0 | 0
LFG | 0 | 0 | 0 | 0 | 0 | 0
Nuc | 0 | 0 | 0 | 0 | 0 | 0
PS | 0 | 0 | 0 | 0 | 0 | 0
PV | 0 | 0 | 0 | 0 | 0 | 0
PeakG | 0 | 0 | 0 | 0 | 0 | 0
PeakO | 0 | 0 | 0 | 0 | 0 | 0
ST | 0 | 0 | 0 | 0 | 0 | 0
STOG | 0 | 0 | 0 | 0 | 0 | 0
STWD | 0 | 0 | 0 | 0 | 0 | 0
WT | 0 | 0 | 0 | 0 | 0 | 0
IGCC | 0 | 0 | 0 | 0 | 0 | 0
DemandResponse | 0 | 0 | 0 | 0 | 0 | 0
IGCC-CCS | 0 | 0 | 0 | 0 | 0 | 0
WT_off | 0 | 0 | 0 | 0 | 0 | 0
PseudoUnit | 0 | 0 | 0 | 0 | 0 | 0
FixedInterchange | 0 | 0 | 0 | 0 | 0 | 0
Cumulative Retirements of Capacity by Reporting Type: VACAR
ReportingType | 2015 | 2020 | 2025 | 2030 | 2035 | 2040
BM | 0 | 0 | 0 | 0 | 0 | 0
CC | 0 | 0 | 0 | 0 | 0 | 0
CSP | 0 | 0 | 0 | 0 | 0 | 0
CT | 0 | 0 | 0 | 0 | 0 | 0
Coal | 3496.81 | 5674.81 | 5674.81 | 5674.81 | 5674.81 | 5674.81
Geo | 0 | 0 | 0 | 0 | 0 | 0
H | 0 | 0 | 0 | 0 | 0 | 0
LFG | 0 | 0 | 0 | 0 | 0 | 0
Nuc | 0 | 0 | 0 | 0 | 3530.58 | 5550.22
PS | 0 | 0 | 0 | 0 | 0 | 0
PV | 0 | 0 | 0 | 0 | 0 | 0
PeakG | 0 | 0 | 0 | 0 | 0 | 0
PeakO | 0 | 0 | 0 | 0 | 0 | 0
ST | 0 | 0 | 0 | 0 | 0 | 0
STOG | 0 | 0 | 0 | 0 | 0 | 0
STWD | 0 | 0 | 0 | 0 | 0 | 0
WT | 0 | 0 | 0 | 0 | 0 | 0
IGCC | 0 | 0 | 0 | 0 | 0 | 0
DemandResponse | 0 | 0 | 0 | 0 | 0 | 0
IGCC-CCS | 0 | 0 | 0 | 0 | 0 | 0
WT_off | 0 | 0 | 0 | 0 | 0 | 0
PseudoUnit | 0 | 0 | 0 | 0 | 0 | 0
FixedInterchange | 0 | 0 | 0 | 0 | 0 | 0
Cumulative Retirements of Capacity by Reporting Type: IESO
ReportingType | 2015 | 2020 | 2025 | 2030 | 2035 | 2040
BM | 0 | 0 | 0 | 0 | 0 | 0
CC | 3078.57 | 3078.57 | 3078.57 | 3078.57 | 3078.57 | 3078.57
CSP | 0 | 0 | 0 | 0 | 0 | 0
CT | 0 | 0 | 0 | 0 | 0 | 0
Coal | 6416 | 6416 | 6416 | 6416 | 6416 | 6416
Geo | 0 | 0 | 0 | 0 | 0 | 0
H | 0 | 0 | 0 | 0 | 0 | 0
LFG | 0 | 0 | 0 | 0 | 0 | 0
Nuc | 0 | 0 | 0 | 0 | 1119.61 | 2793.59
PS | 0 | 0 | 0 | 0 | 0 | 0
PV | 0 | 0 | 0 | 0 | 1067.26 | 1067.26
PeakG | 0 | 0 | 0 | 0 | 0 | 0
PeakO | 175 | 175 | 175 | 175 | 175 | 175
ST | 0 | 0 | 0 | 0 | 0 | 0
STOG | 2126 | 2126 | 2126 | 2126 | 2126 | 2126
STWD | 139 | 139 | 139 | 139 | 139 | 139
WT | 0 | 0 | 0 | 0 | 2105.9 | 2105.9
IGCC | 0 | 0 | 0 | 0 | 0 | 0
DemandResponse | 0 | 0 | 0 | 0 | 0 | 0
IGCC-CCS | 0 | 0 | 0 | 0 | 0 | 0
WT_off | 0 | 0 | 0 | 0 | 0 | 0
PseudoUnit | 0 | 0 | 0 | 0 | 0 | 0
FixedInterchange | 0 | 0 | 0 | 0 | 0 | 0
Cumulative Retirements of Capacity by Reporting Type: MAPP_CA
ReportingType | 2015 | 2020 | 2025 | 2030 | 2035 | 2040
BM | 0 | 0 | 0 | 0 | 0 | 0
CC | 0 | 0 | 0 | 0 | 0 | 0
CSP | 0 | 0 | 0 | 0 | 0 | 0
CT | 0 | 0 | 0 | 0 | 548.31 | 810.81
Coal | 635.1 | 635.1 | 635.1 | 1745.9 | 1745.9 | 1745.9
Geo | 0 | 0 | 0 | 0 | 0 | 0
H | 0 | 0 | 0 | 0 | 0 | 0
LFG | 0 | 0 | 0 | 0 | 0 | 0
Nuc | 0 | 0 | 0 | 0 | 0 | 0
PS | 0 | 0 | 0 | 0 | 0 | 0
PV | 0 | 0 | 0 | 0 | 0 | 0
PeakG | 0 | 0 | 0 | 0 | 0 | 0
PeakO | 0 | 0 | 0 | 0 | 0 | 0
ST | 0 | 0 | 0 | 0 | 0 | 0
STOG | 0 | 0 | 0 | 0 | 126 | 126
STWD | 0 | 0 | 0 | 0 | 0 | 0
WT | 0 | 0 | 0 | 0 | 302.4 | 302.4
IGCC | 0 | 0 | 0 | 0 | 0 | 0
DemandResponse | 0 | 0 | 0 | 0 | 0 | 0
IGCC-CCS | 0 | 0 | 0 | 0 | 0 | 0
WT_off | 0 | 0 | 0 | 0 | 0 | 0
PseudoUnit | 0 | 0 | 0 | 0 | 0 | 0
FixedInterchange | 0 | 0 | 0 | 0 | 0 | 0
Cumulative Retirements of Capacity by Reporting Type: AZ_NM_SNV_Coal
ReportingType | 2015 | 2020 | 2025 | 2030 | 2035 | 2040
BM | 0 | 0 | 0 | 0 | 0 | 0
CC | 0 | 0 | 0 | 0 | 0 | 0
CSP | 0 | 0 | 0 | 0 | 0 | 0
CT | 0 | 0 | 0 | 0 | 0 | 0
Coal | 0 | 0 | 0 | 0 | 0 | 0
Geo | 0 | 0 | 0 | 0 | 0 | 0
H | 0 | 0 | 0 | 0 | 0 | 0
LFG | 0 | 0 | 0 | 0 | 0 | 0
Nuc | 0 | 0 | 0 | 0 | 0 | 0
PS | 0 | 0 | 0 | 0 | 0 | 0
PV | 0 | 0 | 0 | 0 | 0 | 0
PeakG | 0 | 0 | 0 | 0 | 0 | 0
PeakO | 200 | 200 | 200 | 200 | 200 | 200
ST | 0 | 0 | 0 | 0 | 0 | 0
STOG | 0 | 0 | 0 | 0 | 0 | 0
STWD | 0 | 0 | 0 | 0 | 0 | 0
WT | 0 | 0 | 0 | 0 | 0 | 0
IGCC | 0 | 0 | 0 | 0 | 0 | 0
DemandResponse | 0 | 0 | 0 | 0 | 0 | 0
IGCC-CCS | 0 | 0 | 0 | 0 | 0 | 0
WT_off | 0 | 0 | 0 | 0 | 0 | 0
PseudoUnit | 0 | 0 | 0 | 0 | 0 | 0
FixedInterchange | 0 | 0 | 0 | 0 | 0 | 0
Cumulative Retirements of Capacity by Reporting Type: AZ_NM_SNV_Gas
ReportingType | 2015 | 2020 | 2025 | 2030 | 2035 | 2040
BM | 0 | 0 | 0 | 0 | 0 | 0
CC | 1095 | 1095 | 1095 | 1095 | 1095 | 1095
CSP | 0 | 0 | 0 | 0 | 0 | 0
CT | 0 | 0 | 0 | 0 | 736 | 736
Coal | 0 | 0 | 0 | 0 | 0 | 0
Geo | 0 | 0 | 0 | 0 | 0 | 0
H | 0 | 0 | 0 | 0 | 0 | 0
LFG | 0 | 0 | 0 | 0 | 0 | 0
Nuc | 0 | 0 | 0 | 0 | 0 | 0
PS | 0 | 0 | 0 | 0 | 0 | 0
PV | 0 | 0 | 0 | 0 | 0 | 0
PeakG | 896.59 | 896.59 | 896.59 | 896.59 | 896.59 | 896.59
PeakO | 0 | 0 | 0 | 0 | 0 | 0
ST | 0 | 0 | 0 | 0 | 0 | 0
STOG | 2064 | 2064 | 2064 | 2064 | 2064 | 2064
STWD | 0 | 0 | 0 | 0 | 0 | 0
WT | 0 | 0 | 0 | 0 | 0 | 0
IGCC | 0 | 0 | 0 | 0 | 0 | 0
DemandResponse | 0 | 0 | 0 | 0 | 0 | 0
IGCC-CCS | 0 | 0 | 0 | 0 | 0 | 0
WT_off | 0 | 0 | 0 | 0 | 0 | 0
PseudoUnit | 0 | 0 | 0 | 0 | 0 | 0
FixedInterchange | 0 | 0 | 0 | 0 | 0 | 0
Cumulative Retirements of Capacity by Reporting Type: AZ_NM_SNV_NucRenew
ReportingType | 2015 | 2020 | 2025 | 2030 | 2035 | 2040
BM | 0 | 0 | 0 | 0 | 0 | 0
CC | 0 | 0 | 0 | 0 | 0 | 0
CSP | 65 | 65 | 65 | 65 | 65 | 65
CT | 0 | 0 | 0 | 0 | 0 | 0
Coal | 0 | 0 | 0 | 0 | 0 | 0
Geo | 0 | 0 | 0 | 0 | 0 | 0
H | 0 | 0 | 0 | 0 | 0 | 0
LFG | 0 | 0 | 0 | 0 | 0 | 0
Nuc | 0 | 0 | 0 | 0 | 0 | 0
PS | 0 | 0 | 0 | 0 | 0 | 0
PV | 0 | 0 | 0 | 0 | 0 | 0
PeakG | 0 | 0 | 0 | 0 | 0 | 0
PeakO | 0 | 0 | 0 | 0 | 0 | 0
ST | 0 | 0 | 0 | 0 | 0 | 0
STOG | 0 | 0 | 0 | 0 | 0 | 0
STWD | 0 | 0 | 0 | 0 | 0 | 0
WT | 0 | 0 | 0 | 0 | 0 | 0
IGCC | 0 | 0 | 0 | 0 | 0 | 0
DemandResponse | 0 | 0 | 0 | 0 | 0 | 0
IGCC-CCS | 0 | 0 | 0 | 0 | 0 | 0
WT_off | 0 | 0 | 0 | 0 | 0 | 0
PseudoUnit | 0 | 0 | 0 | 0 | 0 | 0
FixedInterchange | 0 | 0 | 0 | 0 | 0 | 0
Cumulative Retirements of Capacity by Reporting Type: ERCOT
ReportingType | 2015 | 2020 | 2025 | 2030 | 2035 | 2040
BM | 0 | 0 | 0 | 0 | 0 | 0
CC | 0 | 0 | 0 | 0 | 0 | 0
CSP | 0 | 0 | 0 | 0 | 0 | 0
CT | 0 | 0 | 0 | 0 | 0 | 0
Coal | 1144 | 1144 | 1144 | 1144 | 1144 | 1144
Geo | 0 | 0 | 0 | 0 | 0 | 0
H | 0 | 0 | 0 | 0 | 0 | 0
LFG | 0 | 0 | 0 | 0 | 0 | 0
Nuc | 0 | 0 | 0 | 0 | 0 | 0
PS | 0 | 0 | 0 | 0 | 0 | 0
PV | 0 | 0 | 0 | 0 | 14 | 14
PeakG | 0 | 0 | 0 | 0 | 0 | 0
PeakO | 0 | 0 | 0 | 0 | 0 | 0
ST | 0 | 0 | 0 | 0 | 0 | 0
STOG | 3103.69 | 3103.69 | 3588.01 | 3588.01 | 3588.01 | 3588.01
STWD | 0 | 0 | 0 | 0 | 0 | 0
WT | 0 | 0 | 0 | 0 | 0 | 0
IGCC | 0 | 0 | 0 | 0 | 0 | 0
DemandResponse | 0 | 0 | 0 | 0 | 0 | 0
IGCC-CCS | 0 | 0 | 0 | 0 | 0 | 0
WT_off | 0 | 0 | 0 | 0 | 0 | 0
PseudoUnit | 0 | 0 | 0 | 0 | 0 | 0
FixedInterchange | 0 | 0 | 0 | 0 | 0 | 0
Cumulative Retirements of Capacity by Reporting Type: NP15
ReportingType | 2015 | 2020 | 2025 | 2030 | 2035 | 2040
BM | 0 | 0 | 0 | 0 | 0 | 0
CC | 0 | 0 | 0 | 0 | 0 | 940
CSP | 0 | 0 | 0 | 0 | 0 | 0
CT | 0 | 0 | 0 | 0 | 0 | 0
Coal | 163.7 | 163.7 | 163.7 | 163.7 | 191.9 | 191.9
Geo | 0 | 0 | 0 | 0 | 0 | 0
H | 0 | 0 | 0 | 0 | 0 | 0
LFG | 0 | 0 | 0 | 0 | 0 | 0
Nuc | 0 | 0 | 0 | 0 | 0 | 0
PS | 0 | 0 | 0 | 0 | 0 | 0
PV | 0 | 0 | 0 | 0 | 6.5 | 6.5
PeakG | 0 | 0 | 0 | 0 | 0 | 0
PeakO | 156 | 156 | 156 | 156 | 156 | 156
ST | 0 | 0 | 0 | 0 | 0 | 0
STOG | 1046.4 | 1046.4 | 1046.4 | 1046.4 | 1046.4 | 1046.4
STWD | 0 | 0 | 0 | 0 | 0 | 0
WT | 0 | 0 | 0 | 0 | 0 | 0
IGCC | 0 | 0 | 0 | 0 | 0 | 0
DemandResponse | 0 | 0 | 0 | 0 | 0 | 0
IGCC-CCS | 0 | 0 | 0 | 0 | 0 | 0
WT_off | 0 | 0 | 0 | 0 | 0 | 0
PseudoUnit | 0 | 0 | 0 | 0 | 0 | 0
FixedInterchange | 0 | 0 | 0 | 0 | 0 | 0
Cumulative Retirements of Capacity by Reporting Type: NWPP_Coal
ReportingType | 2015 | 2020 | 2025 | 2030 | 2035 | 2040
BM | 0 | 0 | 0 | 0 | 0 | 0
CC | 0 | 0 | 0 | 0 | 0 | 0
CSP | 0 | 0 | 0 | 0 | 0 | 0
CT | 0 | 0 | 0 | 0 | 0 | 0
Coal | 685.65 | 685.65 | 685.65 | 685.65 | 685.65 | 685.65
Geo | 0 | 0 | 0 | 0 | 0 | 0
H | 0 | 0 | 0 | 0 | 0 | 0
LFG | 0 | 0 | 0 | 0 | 0 | 0
Nuc | 0 | 0 | 0 | 0 | 0 | 0
PS | 0 | 0 | 0 | 0 | 0 | 0
PV | 0 | 0 | 0 | 0 | 0 | 0
PeakG | 0 | 0 | 0 | 0 | 0 | 0
PeakO | 183 | 183 | 183 | 183 | 183 | 183
ST | 0 | 0 | 0 | 0 | 0 | 0
STOG | 0 | 0 | 0 | 0 | 0 | 0
STWD | 0 | 0 | 0 | 0 | 0 | 0
WT | 0 | 0 | 0 | 0 | 0 | 0
IGCC | 0 | 0 | 0 | 0 | 0 | 0
DemandResponse | 0 | 0 | 0 | 0 | 0 | 0
IGCC-CCS | 0 | 0 | 0 | 0 | 0 | 0
WT_off | 0 | 0 | 0 | 0 | 0 | 0
PseudoUnit | 0 | 0 | 0 | 0 | 0 | 0
FixedInterchange | 0 | 0 | 0 | 0 | 0 | 0
Cumulative Retirements of Capacity by Reporting Type: NWPP_Gas
ReportingType | 2015 | 2020 | 2025 | 2030 | 2035 | 2040
BM | 0 | 0 | 0 | 0 | 0 | 0
CC | 1678 | 1678 | 1678 | 1678 | 1678 | 1678
CSP | 0 | 0 | 0 | 0 | 0 | 0
CT | 0 | 0 | 0 | 0 | 150 | 150
Coal | 0 | 0 | 0 | 0 | 0 | 0
Geo | 0 | 0 | 0 | 0 | 0 | 0
H | 0 | 0 | 0 | 0 | 0 | 0
LFG | 0 | 0 | 0 | 0 | 0 | 0
Nuc | 0 | 0 | 0 | 0 | 0 | 0
PS | 0 | 0 | 0 | 0 | 0 | 0
PV | 0 | 0 | 0 | 0 | 0 | 0
PeakG | 2623 | 2623 | 2623 | 2623 | 2623 | 2623
PeakO | 0 | 0 | 0 | 0 | 0 | 0
ST | 0 | 0 | 0 | 0 | 0 | 0
STOG | 786 | 786 | 786 | 786 | 786 | 786
STWD | 0 | 0 | 0 | 0 | 0 | 0
WT | 0 | 0 | 0 | 0 | 0 | 0
IGCC | 0 | 0 | 0 | 0 | 0 | 0
DemandResponse | 0 | 0 | 0 | 0 | 0 | 0
IGCC-CCS | 0 | 0 | 0 | 0 | 0 | 0
WT_off | 0 | 0 | 0 | 0 | 0 | 0
PseudoUnit | 0 | 0 | 0 | 0 | 0 | 0
FixedInterchange | 0 | 0 | 0 | 0 | 0 | 0
Cumulative Retirements of Capacity by Reporting Type: NWPP_NucRenew
ReportingType | 2015 | 2020 | 2025 | 2030 | 2035 | 2040
BM | 0 | 0 | 0 | 0 | 0 | 0
CC | 0 | 0 | 0 | 0 | 0 | 0
CSP | 0 | 0 | 0 | 0 | 0 | 0
CT | 0 | 0 | 0 | 0 | 0 | 0
Coal | 0 | 0 | 0 | 0 | 0 | 0
Geo | 4.8 | 4.8 | 4.8 | 4.8 | 4.8 | 4.8
H | 0 | 0 | 0 | 0 | 0 | 0
LFG | 0 | 0 | 0 | 0 | 0 | 0
Nuc | 0 | 0 | 0 | 0 | 0 | 0
PS | 0 | 0 | 0 | 0 | 0 | 0
PV | 0 | 0 | 0 | 0 | 0 | 0
PeakG | 0 | 0 | 0 | 0 | 0 | 0
PeakO | 0 | 0 | 0 | 0 | 0 | 0
ST | 0 | 0 | 0 | 0 | 0 | 0
STOG | 0 | 0 | 0 | 0 | 0 | 0
STWD | 560.99 | 560.99 | 560.99 | 560.99 | 560.99 | 560.99
WT | 0 | 0 | 0 | 0 | 0 | 0
IGCC | 0 | 0 | 0 | 0 | 0 | 0
DemandResponse | 0 | 0 | 0 | 0 | 0 | 0
IGCC-CCS | 0 | 0 | 0 | 0 | 0 | 0
WT_off | 0 | 0 | 0 | 0 | 0 | 0
PseudoUnit | 0 | 0 | 0 | 0 | 0 | 0
FixedInterchange | 0 | 0 | 0 | 0 | 0 | 0
Cumulative Retirements of Capacity by Reporting Type: RMPA
ReportingType | 2015 | 2020 | 2025 | 2030 | 2035 | 2040
BM | 0 | 0 | 0 | 0 | 0 | 0
CC | 0 | 0 | 0 | 0 | 0 | 0
CSP | 1 | 1 | 1 | 1 | 1 | 1
CT | 0 | 0 | 0 | 0 | 152 | 152
Coal | 480 | 650.5 | 1002.5 | 1002.5 | 1002.5 | 1249.5
Geo | 0 | 0 | 0 | 0 | 0 | 0
H | 0 | 0 | 0 | 0 | 0 | 0
LFG | 0 | 0 | 0 | 0 | 0 | 0
Nuc | 0 | 0 | 0 | 0 | 0 | 0
PS | 0 | 0 | 0 | 0 | 0 | 0
PV | 0 | 0 | 0 | 0 | 0 | 0
PeakG | 0 | 0 | 0 | 0 | 0 | 0
PeakO | 187 | 187 | 187 | 187 | 187 | 187
ST | 0 | 0 | 0 | 0 | 0 | 0
STOG | 217 | 217 | 217 | 217 | 217 | 217
STWD | 0 | 0 | 0 | 0 | 0 | 0
WT | 0 | 0 | 0 | 0 | 0 | 0
IGCC | 0 | 0 | 0 | 0 | 0 | 0
DemandResponse | 0 | 0 | 0 | 0 | 0 | 0
IGCC-CCS | 0 | 0 | 0 | 0 | 0 | 0
WT_off | 0 | 0 | 0 | 0 | 0 | 0
PseudoUnit | 0 | 0 | 0 | 0 | 0 | 0
FixedInterchange | 0 | 0 | 0 | 0 | 0 | 0
Cumulative Retirements of Capacity by Reporting Type: SP15
ReportingType | 2015 | 2020 | 2025 | 2030 | 2035 | 2040
BM | 0 | 0 | 0 | 0 | 0 | 0
CC | 0 | 0 | 0 | 0 | 0 | 409.5
CSP | 409 | 409 | 409 | 409 | 409 | 409
CT | 0 | 0 | 0 | 0 | 0 | 0
Coal | 141.5 | 141.5 | 141.5 | 141.5 | 141.5 | 242.7
Geo | 0 | 0 | 0 | 0 | 0 | 0
H | 0 | 0 | 0 | 0 | 0 | 0
LFG | 0 | 0 | 0 | 0 | 0 | 0
Nuc | 0 | 0 | 0 | 0 | 0 | 0
PS | 0 | 0 | 0 | 0 | 0 | 0
PV | 0 | 0 | 0 | 0 | 3.8 | 3.8
PeakG | 44 | 44 | 44 | 44 | 44 | 44
PeakO | 15 | 15 | 15 | 15 | 15 | 15
ST | 0 | 0 | 0 | 0 | 0 | 0
STOG | 958 | 958 | 958 | 958 | 958 | 958
STWD | 0 | 0 | 0 | 0 | 0 | 0
WT | 126.2 | 126.2 | 126.2 | 126.2 | 126.2 | 126.2
IGCC | 0 | 0 | 0 | 0 | 0 | 0
DemandResponse | 0 | 0 | 0 | 0 | 0 | 0
IGCC-CCS | 0 | 0 | 0 | 0 | 0 | 0
WT_off | 0 | 0 | 0 | 0 | 0 | 0
PseudoUnit | 0 | 0 | 0 | 0 | 0 | 0
FixedInterchange | 0 | 0 | 0 | 0 | 0 | 0
Cumulative Retirements of Capacity by Reporting Type: ALB
ReportingType | 2015 | 2020 | 2025 | 2030 | 2035 | 2040
BM | 0 | 0 | 0 | 0 | 0 | 0
CC | 0 | 0 | 0 | 0 | 0 | 0
CSP | 0 | 0 | 0 | 0 | 0 | 0
CT | 0 | 0 | 0 | 0 | 0 | 0
Coal | 0 | 0 | 0 | 0 | 0 | 0
Geo | 0 | 0 | 0 | 0 | 0 | 0
H | 0 | 0 | 0 | 0 | 0 | 0
LFG | 0 | 0 | 0 | 0 | 0 | 0
Nuc | 0 | 0 | 0 | 0 | 0 | 0
PS | 0 | 0 | 0 | 0 | 0 | 0
PV | 0 | 0 | 0 | 0 | 0 | 0
PeakG | 862.93 | 862.93 | 862.93 | 862.93 | 862.93 | 862.93
PeakO | 6 | 6 | 6 | 6 | 6 | 6
ST | 0 | 0 | 0 | 0 | 0 | 0
STOG | 186 | 186 | 186 | 186 | 186 | 186
STWD | 174 | 174 | 174 | 174 | 174 | 174
WT | 0 | 0 | 0 | 0 | 0 | 0
IGCC | 0 | 0 | 0 | 0 | 0 | 0
DemandResponse | 0 | 0 | 0 | 0 | 0 | 0
IGCC-CCS | 0 | 0 | 0 | 0 | 0 | 0
WT_off | 0 | 0 | 0 | 0 | 0 | 0
PseudoUnit | 0 | 0 | 0 | 0 | 0 | 0
FixedInterchange | 0 | 0 | 0 | 0 | 0 | 0
Cumulative Retirements of Capacity by Reporting Type: BC
ReportingType | 2015 | 2020 | 2025 | 2030 | 2035 | 2040
BM | 0 | 0 | 0 | 0 | 0 | 0
CC | 0 | 0 | 0 | 0 | 0 | 0
CSP | 0 | 0 | 0 | 0 | 0 | 0
CT | 0 | 0 | 0 | 0 | 0 | 0
Coal | 0 | 0 | 0 | 0 | 0 | 0
Geo | 0 | 0 | 0 | 0 | 0 | 0
H | 0 | 0 | 0 | 0 | 0 | 0
LFG | 0 | 0 | 0 | 0 | 0 | 0
Nuc | 0 | 0 | 0 | 0 | 0 | 0
PS | 0 | 0 | 0 | 0 | 0 | 0
PV | 0 | 0 | 0 | 0 | 0 | 0
PeakG | 0 | 0 | 0 | 0 | 0 | 0
PeakO | 0 | 0 | 0 | 0 | 0 | 0
ST | 0 | 0 | 0 | 0 | 0 | 0
STOG | 938 | 938 | 938 | 938 | 938 | 938
STWD | 0 | 0 | 0 | 0 | 0 | 0
WT | 0 | 0 | 0 | 0 | 0 | 0
IGCC | 0 | 0 | 0 | 0 | 0 | 0
DemandResponse | 0 | 0 | 0 | 0 | 0 | 0
IGCC-CCS | 0 | 0 | 0 | 0 | 0 | 0
WT_off | 0 | 0 | 0 | 0 | 0 | 0
PseudoUnit | 0 | 0 | 0 | 0 | 0 | 0
FixedInterchange | 0 | 0 | 0 | 0 | 0 | 0
Cumulative Retirements of Capacity by Reporting Type: HQ_IESO
ReportingType | 2015 | 2020 | 2025 | 2030 | 2035 | 2040
BM | 0 | 0 | 0 | 0 | 0 | 0
CC | 0 | 0 | 0 | 0 | 0 | 0
CSP | 0 | 0 | 0 | 0 | 0 | 0
CT | 0 | 0 | 0 | 0 | 0 | 0
Coal | 0 | 0 | 0 | 0 | 0 | 0
Geo | 0 | 0 | 0 | 0 | 0 | 0
H | 0 | 0 | 0 | 0 | 0 | 0
LFG | 0 | 0 | 0 | 0 | 0 | 0
Nuc | 0 | 0 | 0 | 0 | 0 | 0
PS | 0 | 0 | 0 | 0 | 0 | 0
PV | 0 | 0 | 0 | 0 | 0 | 0
PeakG | 0 | 0 | 0 | 0 | 0 | 0
PeakO | 0 | 0 | 0 | 0 | 0 | 0
ST | 0 | 0 | 0 | 0 | 0 | 0
STOG | 0 | 0 | 0 | 0 | 0 | 0
STWD | 0 | 0 | 0 | 0 | 0 | 0
WT | 0 | 0 | 0 | 0 | 0 | 0
IGCC | 0 | 0 | 0 | 0 | 0 | 0
DemandResponse | 0 | 0 | 0 | 0 | 0 | 0
IGCC-CCS | 0 | 0 | 0 | 0 | 0 | 0
WT_off | 0 | 0 | 0 | 0 | 0 | 0
PseudoUnit | 0 | 0 | 0 | 0 | 0 | 0
FixedInterchange | 0 | 0 | 0 | 0 | 0 | 0
Cumulative Retirements of Capacity by Reporting Type: HQ_NEISO
ReportingType | 2015 | 2020 | 2025 | 2030 | 2035 | 2040
BM | 0 | 0 | 0 | 0 | 0 | 0
CC | 0 | 0 | 0 | 0 | 0 | 0
CSP | 0 | 0 | 0 | 0 | 0 | 0
CT | 0 | 0 | 0 | 0 | 0 | 0
Coal | 0 | 0 | 0 | 0 | 0 | 0
Geo | 0 | 0 | 0 | 0 | 0 | 0
H | 0 | 0 | 0 | 0 | 0 | 0
LFG | 0 | 0 | 0 | 0 | 0 | 0
Nuc | 0 | 0 | 0 | 0 | 0 | 0
PS | 0 | 0 | 0 | 0 | 0 | 0
PV | 0 | 0 | 0 | 0 | 0 | 0
PeakG | 0 | 0 | 0 | 0 | 0 | 0
PeakO | 0 | 0 | 0 | 0 | 0 | 0
ST | 0 | 0 | 0 | 0 | 0 | 0
STOG | 0 | 0 | 0 | 0 | 0 | 0
STWD | 0 | 0 | 0 | 0 | 0 | 0
WT | 0 | 0 | 0 | 0 | 0 | 0
IGCC | 0 | 0 | 0 | 0 | 0 | 0
DemandResponse | 0 | 0 | 0 | 0 | 0 | 0
IGCC-CCS | 0 | 0 | 0 | 0 | 0 | 0
WT_off | 0 | 0 | 0 | 0 | 0 | 0
PseudoUnit | 0 | 0 | 0 | 0 | 0 | 0
FixedInterchange | 0 | 0 | 0 | 0 | 0 | 0
Cumulative Retirements of Capacity by Reporting Type: HQ_NY
ReportingType | 2015 | 2020 | 2025 | 2030 | 2035 | 2040
BM | 0 | 0 | 0 | 0 | 0 | 0
CC | 0 | 0 | 0 | 0 | 0 | 0
CSP | 0 | 0 | 0 | 0 | 0 | 0
CT | 0 | 0 | 0 | 0 | 0 | 0
Coal | 0 | 0 | 0 | 0 | 0 | 0
Geo | 0 | 0 | 0 | 0 | 0 | 0
H | 0 | 0 | 0 | 0 | 0 | 0
LFG | 0 | 0 | 0 | 0 | 0 | 0
Nuc | 0 | 0 | 0 | 0 | 0 | 0
PS | 0 | 0 | 0 | 0 | 0 | 0
PV | 0 | 0 | 0 | 0 | 0 | 0
PeakG | 0 | 0 | 0 | 0 | 0 | 0
PeakO | 0 | 0 | 0 | 0 | 0 | 0
ST | 0 | 0 | 0 | 0 | 0 | 0
STOG | 0 | 0 | 0 | 0 | 0 | 0
STWD | 0 | 0 | 0 | 0 | 0 | 0
WT | 0 | 0 | 0 | 0 | 0 | 0
IGCC | 0 | 0 | 0 | 0 | 0 | 0
DemandResponse | 0 | 0 | 0 | 0 | 0 | 0
IGCC-CCS | 0 | 0 | 0 | 0 | 0 | 0
WT_off | 0 | 0 | 0 | 0 | 0 | 0
PseudoUnit | 0 | 0 | 0 | 0 | 0 | 0
FixedInterchange | 0 | 0 | 0 | 0 | 0 | 0
Cumulative Retirements of Capacity by Reporting Type: MARITIMES
ReportingType | 2015 | 2020 | 2025 | 2030 | 2035 | 2040
BM | 0 | 0 | 0 | 0 | 0 | 0
CC | 0 | 0 | 0 | 0 | 0 | 0
CSP | 0 | 0 | 0 | 0 | 0 | 0
CT | 0 | 0 | 0 | 0 | 0 | 0
Coal | 0 | 0 | 0 | 0 | 0 | 0
Geo | 0 | 0 | 0 | 0 | 0 | 0
H | 0 | 0 | 0 | 0 | 0 | 0
LFG | 0 | 0 | 0 | 0 | 0 | 0
Nuc | 0 | 0 | 0 | 0 | 0 | 0
PS | 0 | 0 | 0 | 0 | 0 | 0
PV | 0 | 0 | 0 | 0 | 0 | 0
PeakG | 0 | 0 | 0 | 0 | 0 | 0
PeakO | 0 | 0 | 0 | 0 | 0 | 0
ST | 0 | 0 | 0 | 0 | 0 | 0
STOG | 0 | 0 | 0 | 0 | 0 | 0
STWD | 0 | 0 | 0 | 0 | 0 | 0
WT | 0 | 0 | 0 | 0 | 0 | 0
IGCC | 0 | 0 | 0 | 0 | 0 | 0
DemandResponse | 0 | 0 | 0 | 0 | 0 | 0
IGCC-CCS | 0 | 0 | 0 | 0 | 0 | 0
WT_off | 0 | 0 | 0 | 0 | 0 | 0
PseudoUnit | 0 | 0 | 0 | 0 | 0 | 0
FixedInterchange | 0 | 0 | 0 | 0 | 0 | 0
Cumulative Retirements of Capacity by Reporting Type: All
ReportingType | 2015 | 2020 | 2025 | 2030 | 2035 | 2040
BM | 0 | 0 | 0 | 0 | 0 | 192
CC | 7926.01 | 7926.01 | 7926.01 | 7926.01 | 7926.01 | 9275.51
CSP | 475 | 475 | 475 | 475 | 475 | 475
CT | 0 | 0 | 0 | 0 | 1586.31 | 1848.81
Coal | 71188.96 | 85539.93 | 85891.93 | 87002.73 | 87030.93 | 87379.13
Geo | 4.8 | 4.8 | 4.8 | 4.8 | 4.8 | 4.8
H | 0 | 0 | 0 | 0 | 0 | 0
LFG | 0 | 0 | 0 | 0 | 0 | 0
Nuc | 0 | 667.96 | 667.96 | 2285.63 | 30912.81 | 52333.23
PS | 0 | 0 | 0 | 0 | 0 | 0
PV | 0 | 0 | 0 | 0 | 1123.56 | 1123.56
PeakG | 4830.09 | 4830.09 | 4830.09 | 4830.09 | 4830.09 | 4830.09
PeakO | 3781.7 | 3781.7 | 3781.7 | 3781.7 | 3781.7 | 3781.7
ST | 0 | 0 | 0 | 0 | 0 | 0
STOG | 47950.75 | 48113.73 | 48635.17 | 48635.17 | 48761.17 | 48761.17
STWD | 1541.99 | 1541.99 | 1541.99 | 1541.99 | 1541.99 | 1541.99
WT | 126.2 | 126.2 | 126.2 | 126.2 | 2534.5 | 2534.5
IGCC | 0 | 0 | 0 | 0 | 0 | 0
DemandResponse | 0 | 0 | 0 | 0 | 0 | 0
IGCC-CCS | 0 | 0 | 0 | 0 | 0 | 0
WT_off | 0 | 0 | 0 | 0 | 468 | 468
PseudoUnit | 0 | 0 | 0 | 0 | 0 | 0
FixedInterchange | 0 | 0 | 0 | 0 | 0 | 0
Cumulative Retirements of Capacity by Reporting Type: EI_US
ReportingType | 2015 | 2020 | 2025 | 2030 | 2035 | 2040
BM | 0 | 0 | 0 | 0 | 0 | 192
CC | 2074.43 | 2074.43 | 2074.43 | 2074.43 | 2074.43 | 2074.43
CSP | 0 | 0 | 0 | 0 | 0 | 0
CT | 0 | 0 | 0 | 0 | 0 | 0
Coal | 61523.01 | 75703.48 | 75703.48 | 75703.48 | 75703.48 | 75703.48
Geo | 0 | 0 | 0 | 0 | 0 | 0
H | 0 | 0 | 0 | 0 | 0 | 0
LFG | 0 | 0 | 0 | 0 | 0 | 0
Nuc | 0 | 667.96 | 667.96 | 2285.63 | 29793.2 | 49539.64
PS | 0 | 0 | 0 | 0 | 0 | 0
PV | 0 | 0 | 0 | 0 | 32 | 32
PeakG | 403.57 | 403.57 | 403.57 | 403.57 | 403.57 | 403.57
PeakO | 2859.7 | 2859.7 | 2859.7 | 2859.7 | 2859.7 | 2859.7
ST | 0 | 0 | 0 | 0 | 0 | 0
STOG | 36525.66 | 36688.64 | 36725.76 | 36725.76 | 36725.76 | 36725.76
STWD | 668 | 668 | 668 | 668 | 668 | 668
WT | 0 | 0 | 0 | 0 | 0 | 0
IGCC | 0 | 0 | 0 | 0 | 0 | 0
DemandResponse | 0 | 0 | 0 | 0 | 0 | 0
IGCC-CCS | 0 | 0 | 0 | 0 | 0 | 0
WT_off | 0 | 0 | 0 | 0 | 468 | 468
PseudoUnit | 0 | 0 | 0 | 0 | 0 | 0
FixedInterchange | 0 | 0 | 0 | 0 | 0 | 0
Cumulative Retirements of Capacity by Reporting Type: EI_Canada
ReportingType | 2015 | 2020 | 2025 | 2030 | 2035 | 2040
BM | 0 | 0 | 0 | 0 | 0 | 0
CC | 3078.57 | 3078.57 | 3078.57 | 3078.57 | 3078.57 | 3078.57
CSP | 0 | 0 | 0 | 0 | 0 | 0
CT | 0 | 0 | 0 | 0 | 548.31 | 810.81
Coal | 7051.1 | 7051.1 | 7051.1 | 8161.9 | 8161.9 | 8161.9
Geo | 0 | 0 | 0 | 0 | 0 | 0
H | 0 | 0 | 0 | 0 | 0 | 0
LFG | 0 | 0 | 0 | 0 | 0 | 0
Nuc | 0 | 0 | 0 | 0 | 1119.61 | 2793.59
PS | 0 | 0 | 0 | 0 | 0 | 0
PV | 0 | 0 | 0 | 0 | 1067.26 | 1067.26
PeakG | 0 | 0 | 0 | 0 | 0 | 0
PeakO | 175 | 175 | 175 | 175 | 175 | 175
ST | 0 | 0 | 0 | 0 | 0 | 0
STOG | 2126 | 2126 | 2126 | 2126 | 2252 | 2252
STWD | 139 | 139 | 139 | 139 | 139 | 139
WT | 0 | 0 | 0 | 0 | 2408.3 | 2408.3
IGCC | 0 | 0 | 0 | 0 | 0 | 0
DemandResponse | 0 | 0 | 0 | 0 | 0 | 0
IGCC-CCS | 0 | 0 | 0 | 0 | 0 | 0
WT_off | 0 | 0 | 0 | 0 | 0 | 0
PseudoUnit | 0 | 0 | 0 | 0 | 0 | 0
FixedInterchange | 0 | 0 | 0 | 0 | 0 | 0
Cumulative Retirements of Capacity by Reporting Type: EI
ReportingType | 2015 | 2020 | 2025 | 2030 | 2035 | 2040
BM | 0 | 0 | 0 | 0 | 0 | 192
CC | 5153.01 | 5153.01 | 5153.01 | 5153.01 | 5153.01 | 5153.01
CSP | 0 | 0 | 0 | 0 | 0 | 0
CT | 0 | 0 | 0 | 0 | 548.31 | 810.81
Coal | 68574.11 | 82754.58 | 82754.58 | 83865.38 | 83865.38 | 83865.38
Geo | 0 | 0 | 0 | 0 | 0 | 0
H | 0 | 0 | 0 | 0 | 0 | 0
LFG | 0 | 0 | 0 | 0 | 0 | 0
Nuc | 0 | 667.96 | 667.96 | 2285.63 | 30912.81 | 52333.23
PS | 0 | 0 | 0 | 0 | 0 | 0
PV | 0 | 0 | 0 | 0 | 1099.26 | 1099.26
PeakG | 403.57 | 403.57 | 403.57 | 403.57 | 403.57 | 403.57
PeakO | 3034.7 | 3034.7 | 3034.7 | 3034.7 | 3034.7 | 3034.7
ST | 0 | 0 | 0 | 0 | 0 | 0
STOG | 38651.66 | 38814.64 | 38851.76 | 38851.76 | 38977.76 | 38977.76
STWD | 807 | 807 | 807 | 807 | 807 | 807
WT | 0 | 0 | 0 | 0 | 2408.3 | 2408.3
IGCC | 0 | 0 | 0 | 0 | 0 | 0
DemandResponse | 0 | 0 | 0 | 0 | 0 | 0
IGCC-CCS | 0 | 0 | 0 | 0 | 0 | 0
WT_off | 0 | 0 | 0 | 0 | 468 | 468
PseudoUnit | 0 | 0 | 0 | 0 | 0 | 0
FixedInterchange | 0 | 0 | 0 | 0 | 0 | 0
Cumulative Retirements of Capacity by Reporting Type: Outside_EI
ReportingType | 2015 | 2020 | 2025 | 2030 | 2035 | 2040
BM | 0 | 0 | 0 | 0 | 0 | 0
CC | 2773 | 2773 | 2773 | 2773 | 2773 | 4122.5
CSP | 475 | 475 | 475 | 475 | 475 | 475
CT | 0 | 0 | 0 | 0 | 1038 | 1038
Coal | 2614.85 | 2785.35 | 3137.35 | 3137.35 | 3165.55 | 3513.75
Geo | 4.8 | 4.8 | 4.8 | 4.8 | 4.8 | 4.8
H | 0 | 0 | 0 | 0 | 0 | 0
LFG | 0 | 0 | 0 | 0 | 0 | 0
Nuc | 0 | 0 | 0 | 0 | 0 | 0
PS | 0 | 0 | 0 | 0 | 0 | 0
PV | 0 | 0 | 0 | 0 | 24.3 | 24.3
PeakG | 4426.52 | 4426.52 | 4426.52 | 4426.52 | 4426.52 | 4426.52
PeakO | 747 | 747 | 747 | 747 | 747 | 747
ST | 0 | 0 | 0 | 0 | 0 | 0
STOG | 9299.09 | 9299.09 | 9783.41 | 9783.41 | 9783.41 | 9783.41
STWD | 734.99 | 734.99 | 734.99 | 734.99 | 734.99 | 734.99
WT | 126.2 | 126.2 | 126.2 | 126.2 | 126.2 | 126.2
IGCC | 0 | 0 | 0 | 0 | 0 | 0
DemandResponse | 0 | 0 | 0 | 0 | 0 | 0
IGCC-CCS | 0 | 0 | 0 | 0 | 0 | 0
WT_off | 0 | 0 | 0 | 0 | 0 | 0
PseudoUnit | 0 | 0 | 0 | 0 | 0 | 0
FixedInterchange | 0 | 0 | 0 | 0 | 0 | 0
#5 | Total Installed ACTIVE Capacity (MW)
Total Installed Capacity by Reporting Type: Entergy
ReportingType | 2015 | 2020 | 2025 | 2030 | 2035 | 2040
BM | 0 | 0 | 0 | 0 | 0 | 0
CC | 13885 | 15006.18 | 15006.18 | 15731.75 | 17064.09 | 17064.09
CSP | 0 | 0 | 0 | 0 | 0 | 0
CT | 0 | 0 | 0 | 0 | 0 | 0
Coal | 8136 | 8136 | 8136 | 8136 | 8136 | 11221.53
Geo | 0 | 0 | 0 | 0 | 0 | 0
H | 744 | 744 | 744 | 744 | 744 | 744
LFG | 8 | 8 | 115.4 | 115.4 | 115.4 | 115.4
Nuc | 5708.92 | 5708.92 | 5708.92 | 5708.92 | 4793.67 | 3709.93
PS | 59 | 59 | 59 | 59 | 59 | 59
PV | 0.29 | 64.61 | 99.72 | 102.83 | 105.44 | 109.97
PeakG | 2787 | 2787 | 2787 | 2787 | 2787 | 2787
PeakO | 174 | 174 | 174 | 174 | 174 | 174
ST | 0 | 0 | 0 | 0 | 0 | 0
STOG | 3311.56 | 3311.56 | 3274.43 | 3274.43 | 3274.43 | 3274.43
STWD | 206 | 206 | 206 | 206 | 206 | 206
WT | 107 | 107 | 107 | 107 | 107 | 107
IGCC | 0 | 0 | 0 | 0 | 0 | 0
DemandResponse | 301.55 | 1538.95 | 2854.33 | 2930.78 | 3009.27 | 3089.87
IGCC-CCS | 0 | 0 | 0 | 0 | 0 | 0
WT_off | 0 | 0 | 0 | 0 | 0 | 0
PseudoUnit | 0 | 0 | 0 | 0 | 0 | 0
FixedInterchange | 0 | 0 | 0 | 0 | 0 | 0
Total Installed Capacity by Reporting Type: FRCC
ReportingType | 2015 | 2020 | 2025 | 2030 | 2035 | 2040
BM | 0 | 0 | 0 | 0 | 0 | 0
CC | 23300.9 | 24036.79 | 24919.44 | 28257.63 | 34871.61 | 34871.61
CSP | 0 | 0 | 0 | 0 | 0 | 0
CT | 2480 | 2480 | 2480 | 2480 | 2480 | 2480
Coal | 8997.4 | 8128.4 | 8128.4 | 8128.4 | 8128.4 | 8128.4
Geo | 0 | 0 | 0 | 0 | 0 | 0
H | 55 | 55 | 55 | 55 | 55 | 55
LFG | 486 | 486 | 684 | 684 | 684 | 684
Nuc | 4241.47 | 7592.47 | 8709.47 | 8709.47 | 6953.61 | 6851.82
PS | 0 | 0 | 0 | 0 | 0 | 0
PV | 51 | 51 | 51 | 51 | 51 | 51
PeakG | 8431 | 8431 | 8431 | 8431 | 8431 | 8431
PeakO | 2283 | 2283 | 2283 | 2283 | 2283 | 2283
ST | 0 | 0 | 0 | 0 | 0 | 0
STOG | 4757.98 | 4595.01 | 4595.01 | 4595.01 | 4595.01 | 4595.01
STWD | 195 | 195 | 195 | 195 | 195 | 195
WT | 0 | 0 | 0 | 0 | 0 | 0
IGCC | 0 | 0 | 0 | 0 | 0 | 0
DemandResponse | 2734.45 | 3962.85 | 5527.63 | 5878.95 | 6252.59 | 6649.99
IGCC-CCS | 0 | 0 | 0 | 0 | 0 | 0
WT_off | 0 | 0 | 0 | 0 | 0 | 0
PseudoUnit | 0 | 0 | 0 | 0 | 0 | 0
FixedInterchange | 0 | 0 | 0 | 0 | 0 | 0
Total Installed Capacity by Reporting Type: MAPP_US
ReportingType | 2015 | 2020 | 2025 | 2030 | 2035 | 2040
BM | 0 | 0 | 0 | 0 | 0 | 0
CC | 289 | 289 | 289 | 289 | 289 | 289
CSP | 0 | 0 | 0 | 0 | 0 | 0
CT | 308.3 | 308.3 | 308.3 | 619.36 | 619.36 | 619.36
Coal | 2933.9 | 2581.06 | 2581.06 | 2581.06 | 2890.05 | 3139.33
Geo | 44 | 44 | 44 | 44 | 44 | 44
H | 2186 | 2186 | 2186 | 2186 | 2186 | 2186
LFG | 2 | 2 | 73.67 | 73.67 | 73.67 | 73.67
Nuc | 0.1 | 0.1 | 0.1 | 0.1 | 0.1 | 0.1
PS | 0 | 0 | 0 | 0 | 0 | 0
PV | 0 | 0 | 0 | 0 | 0 | 0
PeakG | 709 | 709 | 709 | 709 | 709 | 709
PeakO | 100 | 100 | 100 | 100 | 100 | 100
ST | 0 | 0 | 0 | 0 | 0 | 0
STOG | 0 | 0 | 0 | 0 | 0 | 0
STWD | 0 | 0 | 0 | 0 | 0 | 0
WT | 1689.3 | 2288.63 | 2370.31 | 2486.35 | 2601.85 | 2696.24
IGCC | 0 | 0 | 0 | 0 | 0 | 0
DemandResponse | 59 | 199.4 | 353.8 | 367.81 | 382.38 | 397.53
IGCC-CCS | 0 | 0 | 0 | 0 | 0 | 0
WT_off | 0 | 0 | 0 | 0 | 0 | 0
PseudoUnit | 0 | 0 | 0 | 0 | 0 | 0
FixedInterchange | 0 | 0 | 0 | 0 | 0 | 0
Total Installed Capacity by Reporting Type: MISO_IN
ReportingType | 2015 | 2020 | 2025 | 2030 | 2035 | 2040
BM | 0 | 0 | 0 | 0 | 0 | 0
CC | 1396 | 1396 | 1396 | 1396 | 1396 | 1396
CSP | 0 | 0 | 0 | 0 | 0 | 0
CT | 0 | 0 | 0 | 0 | 0 | 0
Coal | 13385.8 | 13385.8 | 13385.8 | 13385.8 | 13385.8 | 13385.8
Geo | 0 | 0 | 0 | 0 | 0 | 0
H | 75 | 75 | 75 | 75 | 75 | 75
LFG | 37 | 37 | 37 | 117.13 | 117.13 | 117.13
Nuc | 0.1 | 0.1 | 0.1 | 0.1 | 0.1 | 0.1
PS | 0 | 0 | 0 | 0 | 0 | 0
PV | 0 | 247.42 | 398.52 | 403.36 | 418.95 | 430.85
PeakG | 3053 | 3053 | 3053 | 3053 | 3053 | 3053
PeakO | 361 | 361 | 361 | 361 | 361 | 361
ST | 0 | 0 | 0 | 0 | 0 | 0
STOG | 279 | 279 | 279 | 279 | 279 | 279
STWD | 0 | 0 | 0 | 0 | 0 | 0
WT | 535 | 535 | 535 | 535 | 535 | 535
IGCC | 618 | 618 | 618 | 618 | 618 | 618
DemandResponse | 1068.55 | 1287.74 | 1545.09 | 1592.8 | 1641.97 | 1692.67
IGCC-CCS | 0 | 0 | 0 | 0 | 0 | 0
WT_off | 0 | 0 | 0 | 0 | 0 | 0
PseudoUnit | 0 | 0 | 0 | 0 | 0 | 0
FixedInterchange | 0 | 0 | 0 | 0 | 0 | 0
Total Installed Capacity by Reporting Type: MISO_MI
ReportingType | 2015 | 2020 | 2025 | 2030 | 2035 | 2040
BM | 0 | 0 | 0 | 0 | 0 | 0
CC | 4338 | 4338 | 4338 | 4338 | 4338 | 4338
CSP | 0 | 0 | 0 | 0 | 0 | 0
CT | 0 | 0 | 0 | 0 | 0 | 0
Coal | 8466 | 7279 | 7279 | 7279 | 7279 | 7279
Geo | 0 | 0 | 0 | 0 | 0 | 0
H | 141 | 141 | 141 | 141 | 141 | 141
LFG | 163 | 323.25 | 323.25 | 323.25 | 323.25 | 323.25
Nuc | 2053.34 | 2053.34 | 3573.34 | 3573.34 | 2727.66 | 2727.66
PS | 1872 | 1872 | 1872 | 1872 | 1872 | 1872
PV | 0 | 0 | 0 | 0 | 0 | 0
PeakG | 3562 | 3562 | 3562 | 3562 | 3562 | 3562
PeakO | 534 | 534 | 534 | 534 | 534 | 534
ST | 0 | 0 | 0 | 0 | 0 | 0
STOG | 2852 | 2852 | 2852 | 2852 | 2852 | 2852
STWD | 163 | 163 | 163 | 163 | 163 | 163
WT | 2161 | 2161 | 2761 | 2774.67 | 2943.79 | 3176.04
IGCC | 0 | 0 | 0 | 0 | 0 | 0
DemandResponse | 1838.88 | 2351.35 | 3000.3 | 3120.7 | 3245.93 | 3376.18
IGCC-CCS | 0 | 0 | 0 | 0 | 0 | 0
WT_off | 0 | 0 | 0 | 0 | 0 | 0
PseudoUnit | 0 | 0 | 0 | 0 | 0 | 0
FixedInterchange | 0 | 0 | 0 | 0 | 0 | 0
Total Installed Capacity by Reporting Type: MISO_MO-IL
ReportingType | 2015 | 2020 | 2025 | 2030 | 2035 | 2040
BM | 0 | 0 | 0 | 0 | 0 | 0
CC | 1058 | 1058 | 1058 | 1058 | 1058 | 1058
CSP | 0 | 0 | 0 | 0 | 0 | 0
CT | 0 | 0 | 0 | 0 | 0 | 0
Coal | 14729 | 14032 | 14032 | 14032 | 14032 | 14032
Geo | 0 | 0 | 0 | 0 | 0 | 0
H | 352 | 352 | 352 | 352 | 352 | 352
LFG | 18 | 18 | 241.33 | 241.33 | 241.33 | 241.33
Nuc | 2427.27 | 2427.27 | 2427.27 | 2427.27 | 2427.27 | 2427.27
PS | 440 | 440 | 440 | 440 | 440 | 440
PV | 0 | 0 | 0 | 0 | 0 | 0
PeakG | 4595 | 4595 | 4595 | 4595 | 4595 | 4595
PeakO | 766 | 766 | 766 | 766 | 766 | 766
ST | 0 | 0 | 0 | 0 | 0 | 0
STOG | 592 | 592 | 592 | 592 | 592 | 592
STWD | 0 | 0 | 0 | 0 | 0 | 0
WT | 678 | 678 | 678 | 678 | 678 | 678
IGCC | 0 | 0 | 0 | 0 | 0 | 0
DemandResponse | 301.14 | 1139.8 | 2067.65 | 2153.82 | 2243.59 | 2337.1
IGCC-CCS | 0 | 0 | 0 | 0 | 0 | 0
WT_off | 0 | 0 | 0 | 0 | 0 | 0
PseudoUnit | 0 | 0 | 0 | 0 | 0 | 0
FixedInterchange | 0 | 0 | 0 | 0 | 0 | 0
Total Installed Capacity by Reporting Type: MISO_W
ReportingType | 2015 | 2020 | 2025 | 2030 | 2035 | 2040
BM | 0 | 0 | 0 | 0 | 0 | 0
CC | 3025 | 3025 | 3025 | 3025 | 3025 | 3025
CSP | 0 | 0 | 0 | 0 | 0 | 0
CT | 0 | 0 | 0 | 0 | 0 | 0
Coal | 12033.55 | 11006.03 | 11006.03 | 11006.03 | 16819.64 | 21596.72
Geo | 0 | 0 | 0 | 0 | 0 | 0
H | 497 | 497 | 497 | 497 | 497 | 497
LFG | 205 | 205 | 276.67 | 276.67 | 276.67 | 276.67
Nuc | 2464.22 | 2464.22 | 2464.22 | 2464.22 | 0.1 | 0.1
PS | 0 | 0 | 0 | 0 | 0 | 0
PV | 0 | 0 | 0 | 0 | 0 | 0
PeakG | 4522 | 4522 | 4522 | 4522 | 4522 | 4522
PeakO | 2154 | 2154 | 2154 | 2154 | 2154 | 2154
ST | 0 | 0 | 0 | 0 | 0 | 0
STOG | 172 | 172 | 172 | 172 | 172 | 172
STWD | 313 | 313 | 313 | 313 | 313 | 313
WT | 8358.5 | 10427.68 | 13517.77 | 14231.88 | 14876.33 | 15387.06
IGCC | 0 | 0 | 0 | 0 | 0 | 0
DemandResponse | 2622.87 | 2885.77 | 3318.4 | 3449.86 | 3586.51 | 3728.59
IGCC-CCS | 0 | 0 | 0 | 0 | 0 | 0
WT_off | 0 | 0 | 0 | 0 | 0 | 0
PseudoUnit | 0 | 0 | 0 | 0 | 0 | 0
FixedInterchange | 0 | 0 | 0 | 0 | 0 | 0
Total Installed Capacity by Reporting Type: MISO_WUMS
ReportingType | 2015 | 2020 | 2025 | 2030 | 2035 | 2040
BM | 0 | 0 | 0 | 0 | 0 | 0
CC | 2724 | 4515.53 | 4642.82 | 5952.95 | 5952.95 | 5952.95
CSP | 0 | 0 | 0 | 0 | 0 | 0
CT | 0 | 2384.92 | 2698.76 | 6701.77 | 10599.2 | 10599.2
Coal | 5185.1 | 5185.1 | 5185.1 | 5185.1 | 5185.1 | 5185.1
Geo | 0 | 0 | 0 | 0 | 0 | 0
H | 336 | 337 | 337 | 337 | 337 | 337
LFG | 71 | 78.55 | 294.33 | 294.33 | 294.33 | 294.33
Nuc | 1817 | 1817 | 1817 | 1817 | 0.1 | 0.1
PS | 0 | 0 | 0 | 0 | 0 | 0
PV | 0 | 0 | 0 | 0 | 0 | 0
PeakG | 3230 | 3230 | 3230 | 3230 | 3230 | 3230
PeakO | 490 | 490 | 490 | 490 | 490 | 490
ST | 0 | 0 | 0 | 0 | 0 | 0
STOG | 300.5 | 300.5 | 300.5 | 300.5 | 300.5 | 300.5
STWD | 105 | 105 | 105 | 105 | 105 | 105
WT | 1528.9 | 1528.9 | 1528.9 | 1528.9 | 1528.9 | 1528.9
IGCC | 0 | 0 | 0 | 0 | 0 | 0
DemandResponse | 193.34 | 453.12 | 737.75 | 762.42 | 787.92 | 814.26
IGCC-CCS | 0 | 0 | 0 | 0 | 0 | 0
WT_off | 0 | 0 | 0 | 0 | 0 | 0
PseudoUnit | 0 | 0 | 0 | 0 | 0 | 0
FixedInterchange | 0 | 0 | 0 | 0 | 0 | 0
Total Installed Capacity by Reporting Type: Nebraska
ReportingType | 2015 | 2020 | 2025 | 2030 | 2035 | 2040
BM | 0 | 0 | 0 | 0 | 0 | 0
CC | 358 | 358 | 358 | 358 | 358 | 358
CSP | 0 | 0 | 0 | 0 | 0 | 0
CT | 0 | 0 | 0 | 0 | 0 | 0
Coal | 4110.1 | 4110.1 | 4110.1 | 5001.44 | 5546.02 | 8251.11
Geo | 0 | 0 | 0 | 0 | 0 | 0
H | 167 | 167 | 167 | 167 | 167 | 167
LFG | 6 | 6 | 77.67 | 77.67 | 77.67 | 77.67
Nuc | 1360.91 | 1360.91 | 1360.91 | 1360.91 | 0.2 | 0.2
PS | 0 | 0 | 0 | 0 | 0 | 0
PV | 0 | 0 | 0 | 0 | 0 | 0
PeakG | 1305 | 1305 | 1305 | 1305 | 1305 | 1305
PeakO | 326 | 326 | 326 | 326 | 326 | 326
ST | 0 | 0 | 0 | 0 | 0 | 0
STOG | 0 | 0 | 0 | 0 | 0 | 0
STWD | 0 | 0 | 0 | 0 | 0 | 0
WT | 344 | 1786.46 | 1786.46 | 1786.46 | 1786.46 | 1786.46
IGCC | 0 | 0 | 0 | 0 | 0 | 0
DemandResponse | 624.42 | 756.13 | 918.4 | 954.78 | 992.6 | 1031.92
IGCC-CCS | 0 | 0 | 0 | 0 | 0 | 0
WT_off | 0 | 0 | 0 | 0 | 0 | 0
PseudoUnit | 0 | 0 | 0 | 0 | 0 | 0
FixedInterchange | 0 | 0 | 0 | 0 | 0 | 0
Total Installed Capacity by Reporting Type: NEISO
ReportingType | 2015 | 2020 | 2025 | 2030 | 2035 | 2040
BM | 252.2 | 252.2 | 252.2 | 252.2 | 252.2 | 252.2
CC | 11438.07 | 11438.07 | 11438.07 | 11438.07 | 11438.07 | 11438.07
CSP | 0 | 0 | 0 | 0 | 0 | 0
CT | 334 | 334 | 334 | 334 | 770.1 | 1887.51
Coal | 320 | 0 | 0 | 0 | 0 | 0
Geo | 0 | 0 | 0 | 0 | 0 | 0
H | 3257.7 | 3257.7 | 3257.7 | 3257.7 | 3260.7 | 3260.7
LFG | 581.26 | 651 | 651 | 651 | 651 | 651
Nuc | 5049.07 | 5049.07 | 5049.07 | 5049.07 | 3647.94 | 2694.72
PS | 1674 | 1674 | 1674 | 1674 | 1674 | 1674
PV | 2 | 315.75 | 315.75 | 317 | 317 | 317
PeakG | 1200 | 1200 | 1200 | 1200 | 1200 | 1200
PeakO | 0 | 0 | 0 | 0 | 0 | 0
ST | 0 | 0 | 0 | 0 | 0 | 0
STOG | 0 | 0 | 0 | 0 | 0 | 0
STWD | 610 | 610 | 610 | 610 | 610 | 610
WT | 434.2 | 3269.7 | 5098.7 | 5483 | 5483 | 5483
IGCC | 0 | 0 | 0 | 0 | 0 | 0
DemandResponse | 3092.4 | 3627.72 | 4230.66 | 4257.78 | 4282.5 | 4307.35
IGCC-CCS | 0 | 0 | 0 | 0 | 0 | 0
WT_off | 468 | 468 | 468 | 468 | 0 | 0
PseudoUnit | 0 | 0 | 0 | 0 | 0 | 0
FixedInterchange | 0 | 0 | 0 | 0 | 0 | 0
Total Installed Capacity by Reporting Type: NonRTO_Midwest
ReportingType | 2015 | 2020 | 2025 | 2030 | 2035 | 2040
BM | 0 | 0 | 0 | 0 | 0 | 0
CC | 0 | 0 | 0 | 800.75 | 1130.07 | 1476.57
CSP | 0 | 0 | 0 | 0 | 0 | 0
CT | 0 | 170.46 | 170.46 | 262.37 | 290.46 | 409.01
Coal | 9520.21 | 9520.21 | 9520.21 | 9520.21 | 9520.21 | 9520.21
Geo | 0 | 0 | 0 | 0 | 0 | 0
H | 143 | 143 | 143 | 143 | 143 | 143
LFG | 14 | 14 | 94.66 | 174.25 | 174.25 | 174.25
Nuc | 0.1 | 0.1 | 0.1 | 0.1 | 0.1 | 0.1
PS | 0 | 0 | 0 | 0 | 0 | 0
PV | 0 | 0 | 0 | 0 | 0 | 0
PeakG | 3353 | 3353 | 3353 | 3353 | 3353 | 3353
PeakO | 12 | 12 | 12 | 12 | 12 | 12
ST | 0 | 0 | 0 | 0 | 0 | 0
STOG | 0 | 0 | 0 | 0 | 0 | 0
STWD | 0 | 0 | 0 | 0 | 0 | 0
WT | 66 | 66 | 66 | 66 | 66 | 66
IGCC | 0 | 0 | 0 | 0 | 0 | 0
DemandResponse | 193.98 | 453.37 | 727.88 | 745.89 | 764.35 | 783.26
IGCC-CCS | 0 | 0 | 0 | 0 | 0 | 0
WT_off | 0 | 0 | 0 | 0 | 0 | 0
PseudoUnit | 0 | 0 | 0 | 0 | 0 | 0
FixedInterchange | 0 | 0 | 0 | 0 | 0 | 0
Total Installed Capacity by Reporting Type: NYISO_A-F
ReportingType | 2015 | 2020 | 2025 | 2030 | 2035 | 2040
BM | 0 | 0 | 0 | 0 | 0 | 0
CC | 4233 | 4233 | 4233 | 4233 | 4233 | 4233
CSP | 0 | 0 | 0 | 0 | 0 | 0
CT | 0 | 0 | 0 | 0 | 0 | 0
Coal | 0 | 0 | 0 | 0 | 0 | 0
Geo | 0 | 0 | 0 | 0 | 0 | 0
H | 4395 | 4395 | 4395 | 4395 | 4395 | 4395
LFG | 172.4 | 172.4 | 186.61 | 240.33 | 240.33 | 240.33
Nuc | 3475.1 | 3475.1 | 3475.1 | 2799.86 | 2168.86 | 1242.51
PS | 1412 | 1412 | 1412 | 1412 | 1412 | 1412
PV | 0 | 0 | 0 | 0 | 0 | 0
PeakG | 221 | 221 | 221 | 221 | 221 | 221
PeakO | 39 | 39 | 39 | 39 | 39 | 39
ST | 0 | 0 | 0 | 0 | 0 | 0
STOG | 0 | 0 | 0 | 0 | 0 | 0
STWD | 86 | 86 | 86 | 86 | 86 | 86
WT | 3759.3 | 4469.1 | 4469.1 | 4469.1 | 4469.1 | 4469.1
IGCC | 0 | 0 | 0 | 0 | 0 | 0
DemandResponse | 907.2 | 1018.15 | 1143.28 | 1172.73 | 1202.95 | 1233.94
IGCC-CCS | 0 | 0 | 0 | 0 | 0 | 0
WT_off | 0 | 0 | 0 | 0 | 0 | 0
PseudoUnit | 0 | 0 | 0 | 0 | 0 | 0
FixedInterchange | 0 | 0 | 0 | 0 | 0 | 0
Total Installed Capacity by Reporting Type: NYISO_G-I
ReportingType | 2015 | 2020 | 2025 | 2030 | 2035 | 2040
BM | 0 | 0 | 0 | 0 | 0 | 0
CC | 1157 | 1157 | 1157 | 1157 | 4310.28 | 5907.95
CSP | 0 | 0 | 0 | 0 | 0 | 0
CT | 0 | 0 | 0 | 0 | 0 | 0
Coal | 0 | 0 | 0 | 0 | 0 | 0
Geo | 0 | 0 | 0 | 0 | 0 | 0
H | 32 | 32 | 32 | 32 | 32 | 32
LFG | 64 | 64 | 138.33 | 138.33 | 138.33 | 138.33
Nuc | 2222.88 | 2222.88 | 2222.88 | 2222.88 | 1114.58 | 0.4
PS | 0 | 0 | 0 | 0 | 0 | 0
PV | 0 | 0 | 0 | 0 | 0 | 0
PeakG | 65 | 65 | 65 | 65 | 65 | 65
PeakO | 87 | 87 | 87 | 87 | 87 | 87
ST | 0 | 0 | 0 | 0 | 0 | 0
STOG | 0 | 0 | 0 | 0 | 0 | 0
STWD | 0 | 0 | 0 | 0 | 0 | 0
WT | 0 | 60 | 60 | 60 | 60 | 60
IGCC | 0 | 0 | 0 | 0 | 0 | 0
DemandResponse | 339.56 | 380.32 | 434.34 | 453.11 | 472.7 | 493.13
IGCC-CCS | 0 | 0 | 0 | 0 | 0 | 0
WT_off | 0 | 0 | 0 | 0 | 0 | 0
PseudoUnit | 0 | 0 | 0 | 0 | 0 | 0
FixedInterchange | 0 | 0 | 0 | 0 | 0 | 0
Total Installed Capacity by Reporting Type: NYISO_J-K
ReportingType | 2015 | 2020 | 2025 | 2030 | 2035 | 2040
BM | 0 | 0 | 0 | 0 | 0 | 0
CC | 4833.4 | 4833.4 | 4833.4 | 4833.4 | 4833.4 | 4833.4
CSP | 0 | 0 | 0 | 0 | 0 | 0
CT | 0 | 0 | 885.91 | 2820.86 | 2820.86 | 4760.85
Coal | 0 | 0 | 0 | 0 | 0 | 0
Geo | 0 | 0 | 0 | 0 | 0 | 0
H | 0 | 0 | 0 | 0 | 0 | 0
LFG | 124 | 124 | 124 | 198.33 | 198.33 | 198.33
Nuc | 0.1 | 0.1 | 0.1 | 0.1 | 0.1 | 0.1
PS | 0 | 0 | 0 | 0 | 0 | 0
PV | 32 | 32 | 32 | 32 | 0 | 0
PeakG | 2778 | 2778 | 2778 | 2778 | 2778 | 2778
PeakO | 2169 | 2169 | 2169 | 2169 | 2169 | 2169
ST | 0 | 0 | 0 | 0 | 0 | 0
STOG | 5605.29 | 5605.29 | 5605.29 | 5605.29 | 5605.29 | 5605.29
STWD | 0 | 0 | 0 | 0 | 0 | 0
WT | 0 | 0 | 0 | 0 | 0 | 0
IGCC | 0 | 0 | 0 | 0 | 0 | 0
DemandResponse | 1319.07 | 1502.66 | 1718.62 | 1795.58 | 1875.99 | 1960
IGCC-CCS | 0 | 0 | 0 | 0 | 0 | 0
WT_off | 0 | 0 | 0 | 0 | 0 | 0
PseudoUnit | 0 | 0 | 0 | 0 | 0 | 0
FixedInterchange | 0 | 0 | 0 | 0 | 0 | 0
Total Installed Capacity by Reporting Type: PJM_E
ReportingType | 2015 | 2020 | 2025 | 2030 | 2035 | 2040
BM | 30 | 30 | 30 | 30 | 30 | 30
CC | 12283.3 | 12283.3 | 12283.3 | 12283.3 | 12283.3 | 12283.3
CSP | 0 | 0 | 0 | 0 | 0 | 0
CT | 26.2 | 26.2 | 26.2 | 930.45 | 1097 | 1097
Coal | 857 | 289 | 289 | 289 | 289 | 289
Geo | 0 | 0 | 0 | 0 | 0 | 0
H | 269.99 | 269.99 | 269.99 | 269.99 | 269.99 | 269.99
LFG | 471.1 | 604 | 604 | 604 | 604 | 604
Nuc | 9209.02 | 8541.06 | 8541.06 | 8541.06 | 6123.57 | 4847.43
PS | 400 | 400 | 400 | 400 | 400 | 400
PV | 47.45 | 47.45 | 47.45 | 47.45 | 47.45 | 47.45
PeakG | 3877.5 | 3877.5 | 3877.5 | 3877.5 | 3877.5 | 3877.5
PeakO | 2749.3 | 2749.3 | 2749.3 | 2749.3 | 2749.3 | 2749.3
ST | 0 | 0 | 0 | 0 | 0 | 0
STOG | 2615.5 | 2615.5 | 2615.5 | 2615.5 | 2615.5 | 2615.5
STWD | 0 | 0 | 0 | 0 | 0 | 0
WT | 1160 | 1160 | 1160 | 1160 | 1160 | 1160
IGCC | 0 | 0 | 0 | 0 | 0 | 0
DemandResponse | 1256.73 | 1718.17 | 2388.62 | 2469.72 | 2553.57 | 2640.27
IGCC-CCS | 0 | 0 | 0 | 0 | 0 | 0
WT_off | 0 | 0 | 1100 | 1100 | 1100 | 1100
PseudoUnit | 0 | 0 | 0 | 0 | 0 | 0
FixedInterchange | 0 | 0 | 0 | 0 | 0 | 0
Total Installed Capacity by Reporting Type: PJM_ROM
ReportingType | 2015 | 2020 | 2025 | 2030 | 2035 | 2040
BM | 18 | 18 | 18 | 18 | 18 | 18
CC | 5664.5 | 5664.5 | 5664.5 | 5664.5 | 20872.14 | 33811.85
CSP | 0 | 0 | 0 | 0 | 0 | 0
CT | 16 | 16 | 16 | 16 | 16 | 16
Coal | 7743.5 | 7743.5 | 7743.5 | 7743.5 | 7743.5 | 7743.5
Geo | 0 | 0 | 0 | 0 | 0 | 0
H | 1392 | 1392 | 1392 | 1392 | 1392 | 1392
LFG | 356.9 | 622 | 622 | 622 | 622 | 622
Nuc | 5474.09 | 8674.09 | 8674.09 | 8674.09 | 6791.4 | 5814.19
PS | 1513 | 1513 | 1513 | 1513 | 1513 | 1513
PV | 4 | 1457.21 | 2359.87 | 2574.86 | 2671.64 | 2762.57
PeakG | 1719 | 1719 | 1719 | 1719 | 1719 | 1719
PeakO | 1566 | 1566 | 1566 | 1566 | 1566 | 1566
ST | 0 | 0 | 0 | 0 | 0 | 0
STOG | 3407.86 | 3407.86 | 3407.86 | 3407.86 | 3407.86 | 3407.86
STWD | 70 | 70 | 70 | 70 | 70 | 70
WT | 1210.8 | 1210.8 | 1961 | 7771 | 7771 | 7771
IGCC | 0 | 0 | 0 | 0 | 0 | 0
DemandResponse | 2307.31 | 2787.75 | 3373.93 | 3488.48 | 3606.92 | 3729.38
IGCC-CCS | 0 | 0 | 0 | 0 | 0 | 0
WT_off | 0 | 0 | 0 | 0 | 0 | 0
PseudoUnit | 0 | 0 | 0 | 0 | 0 | 0
FixedInterchange | 0 | 0 | 0 | 0 | 0 | 0
Total Installed Capacity by Reporting Type: PJM_ROR
ReportingType | 2015 | 2020 | 2025 | 2030 | 2035 | 2040
BM | 385 | 385 | 385 | 385 | 385 | 193
CC | 13618 | 13738 | 13738 | 13738 | 13738 | 13738
CSP | 0 | 0 | 0 | 0 | 0 | 0
CT | 29 | 29 | 29 | 29 | 29 | 29
Coal | 47197.74 | 40600.3 | 40600.3 | 40600.3 | 40600.3 | 40600.3
Geo | 0 | 0 | 0 | 0 | 0 | 0
H | 1837.4 | 1837.4 | 2340.4 | 2340.4 | 2340.4 | 2340.4
LFG | 539.4 | 539.4 | 1053.11 | 1053.11 | 1053.11 | 1053.11
Nuc | 21740.03 | 23240.03 | 23240.03 | 22297.6 | 17650.67 | 12342.68
PS | 3081 | 3081 | 3081 | 3081 | 3081 | 3081
PV | 24 | 24 | 24 | 24 | 24 | 24
PeakG | 19311 | 19311 | 19311 | 19311 | 19311 | 19311
PeakO | 1742 | 1742 | 1742 | 1742 | 1742 | 1742
ST | 0 | 0 | 0 | 0 | 0 | 0
STOG | 0 | 0 | 0 | 0 | 0 | 0
STWD | 194 | 194 | 194 | 194 | 194 | 194
WT | 10922.7 | 10922.7 | 10922.7 | 11114.4 | 11114.4 | 11114.4
IGCC | 0 | 0 | 0 | 0 | 0 | 0
DemandResponse | 3324.65 | 6282.21 | 9765.55 | 10067.05 | 10377.87 | 10698.28
IGCC-CCS | 0 | 0 | 0 | 0 | 0 | 0
WT_off | 0 | 0 | 0 | 0 | 0 | 0
PseudoUnit | 0 | 0 | 0 | 0 | 0 | 0
FixedInterchange | 0 | 0 | 0 | 0 | 0 | 0
Total Installed Capacity by Reporting Type: SOCO
ReportingType | 2015 | 2020 | 2025 | 2030 | 2035 | 2040
BM | 55 | 55 | 55 | 55 | 55 | 55
CC | 19838.9 | 20025.9 | 20025.9 | 23355.45 | 23355.45 | 23355.45
CSP | 0 | 0 | 0 | 0 | 0 | 0
CT | 0 | 0 | 0 | 0 | 0 | 0
Coal | 16762.46 | 16513.46 | 16513.46 | 16513.46 | 18610.61 | 24932.34
Geo | 0 | 0 | 0 | 0 | 0 | 0
H | 4194 | 4194 | 4194 | 4194 | 4194 | 4194
LFG | 37 | 37 | 144.4 | 144.4 | 144.4 | 144.4
Nuc | 6273.08 | 8473.08 | 8473.08 | 8473.08 | 8473.08 | 5597.91
PS | 1675 | 1675 | 1675 | 1675 | 1675 | 1675
PV | 0 | 0 | 0 | 0 | 0 | 0
PeakG | 10787.93 | 10787.93 | 10787.93 | 10787.93 | 10787.93 | 10787.93
PeakO | 0 | 0 | 0 | 0 | 0 | 0
ST | 0 | 0 | 0 | 0 | 0 | 0
STOG | 0 | 0 | 0 | 0 | 0 | 0
STWD | 0 | 0 | 0 | 0 | 0 | 0
WT | 0 | 0 | 0 | 0 | 0 | 0
IGCC | 0 | 0 | 0 | 0 | 0 | 0
DemandResponse | 2570.49 | 4773.97 | 7215.46 | 7512.46 | 7821.68 | 8143.63
IGCC-CCS | 0 | 0 | 0 | 0 | 0 | 0
WT_off | 0 | 0 | 0 | 0 | 0 | 0
PseudoUnit | 0 | 0 | 0 | 0 | 0 | 0
FixedInterchange | 0 | 0 | 0 | 0 | 0 | 0
Total Installed Capacity by Reporting Type: SPP_N
ReportingType | 2015 | 2020 | 2025 | 2030 | 2035 | 2040
BM | 0 | 0 | 0 | 0 | 0 | 0
CC | 1386 | 1386 | 1386 | 1386 | 1386 | 1386
CSP | 0 | 0 | 0 | 0 | 0 | 0
CT | 0 | 0 | 0 | 0 | 0 | 0
Coal | 8347.54 | 8347.54 | 8347.54 | 8347.54 | 8347.54 | 8347.54
Geo | 0 | 0 | 0 | 0 | 0 | 0
H | 21 | 21 | 21 | 21 | 21 | 21
LFG | 7 | 7 | 102 | 102 | 102 | 102
Nuc | 1260.92 | 1260.92 | 1260.92 | 1260.92 | 1260.92 | 1260.92
PS | 0 | 0 | 0 | 0 | 0 | 0
PV | 0 | 0 | 0 | 0 | 0 | 0
PeakG | 4397 | 4397 | 4397 | 4397 | 4397 | 4397
PeakO | 1199 | 1199 | 1199 | 1199 | 1199 | 1199
ST | 0 | 0 | 0 | 0 | 0 | 0
STOG | 0 | 0 | 0 | 0 | 0 | 0
STWD | 0 | 0 | 0 | 0 | 0 | 0
WT | 1227 | 1227 | 1227 | 1227 | 1227 | 1227
IGCC | 0 | 0 | 0 | 0 | 0 | 0
DemandResponse | 446.68 | 920.58 | 1432.75 | 1499.14 | 1568.6 | 1641.28
IGCC-CCS | 0 | 0 | 0 | 0 | 0 | 0
WT_off | 0 | 0 | 0 | 0 | 0 | 0
PseudoUnit | 0 | 0 | 0 | 0 | 0 | 0
FixedInterchange | 0 | 0 | 0 | 0 | 0 | 0
Total Installed Capacity by Reporting Type: SPP_S
ReportingType | 2015 | 2020 | 2025 | 2030 | 2035 | 2040
BM | 0 | 0 | 0 | 0 | 0 | 0
CC | 10917 | 12325.43 | 12325.43 | 13636.82 | 13636.82 | 13636.82
CSP | 0 | 0 | 0 | 0 | 0 | 0
CT | 412.99 | 712.99 | 712.99 | 860.9 | 860.9 | 860.9
Coal | 12541.93 | 12541.93 | 12541.93 | 12541.93 | 12541.93 | 12541.93
Geo | 0 | 0 | 0 | 0 | 0 | 0
H | 2108 | 2108 | 2108 | 2108 | 2108 | 2108
LFG | 19 | 19 | 32.27 | 114 | 114 | 114
Nuc | 0.1 | 0.1 | 0.1 | 0.1 | 0.1 | 0.1
PS | 446 | 446 | 446 | 446 | 446 | 446
PV | 0 | 0 | 0 | 0 | 0 | 0
PeakG | 3443 | 3443 | 3443 | 3443 | 3443 | 3443
PeakO | 122 | 122 | 122 | 122 | 122 | 122
ST | 0 | 0 | 0 | 0 | 0 | 0
STOG | 8664.65 | 8664.65 | 8664.65 | 8664.65 | 8664.65 | 8664.65
STWD | 84 | 84 | 84 | 84 | 84 | 84
WT | 2727 | 3854.57 | 4071.25 | 4944.51 | 20958.17 | 21922.63
IGCC | 0 | 0 | 0 | 0 | 0 | 0
DemandResponse | 61.11 | 1754.28 | 3560.21 | 3675.61 | 3794.74 | 3917.74
IGCC-CCS | 0 | 0 | 0 | 0 | 0 | 0
WT_off | 0 | 0 | 0 | 0 | 0 | 0
PseudoUnit | 0 | 0 | 0 | 0 | 0 | 0
FixedInterchange | 0 | 0 | 0 | 0 | 0 | 0
Total Installed Capacity by Reporting Type: TVA
ReportingType | 2015 | 2020 | 2025 | 2030 | 2035 | 2040
BM | 0 | 0 | 0 | 0 | 0 | 0
CC | 5881 | 5881 | 5881 | 6931.09 | 6931.09 | 6931.09
CSP | 0 | 0 | 0 | 0 | 0 | 0
CT | 0 | 1048.31 | 1048.31 | 2326.96 | 2326.96 | 2326.96
Coal | 11357.77 | 11223.08 | 11223.08 | 11223.08 | 13545.59 | 16311.45
Geo | 0 | 0 | 0 | 0 | 0 | 0
H | 5111 | 5111 | 5111 | 5111 | 5111 | 5111
LFG | 13 | 13 | 120.4 | 120.4 | 120.4 | 120.4
Nuc | 8483.53 | 10717.53 | 10717.53 | 10717.53 | 7986.62 | 6596.71
PS | 1743 | 1743 | 1743 | 1743 | 1743 | 1743
PV | 0 | 0 | 0 | 0 | 0 | 0
PeakG | 5865 | 5865 | 5865 | 5865 | 5865 | 5865
PeakO | 83 | 83 | 83 | 83 | 83 | 83
ST | 0 | 0 | 0 | 0 | 0 | 0
STOG | 0 | 0 | 0 | 0 | 0 | 0
STWD | 5 | 5 | 5 | 5 | 5 | 5
WT | 29 | 29 | 29 | 29 | 29 | 29
IGCC | 0 | 0 | 0 | 0 | 0 | 0
DemandResponse | 1805 | 2555.95 | 3357.9 | 3440.97 | 3526.11 | 3613.35
IGCC-CCS | 0 | 0 | 0 | 0 | 0 | 0
WT_off | 0 | 0 | 0 | 0 | 0 | 0
PseudoUnit | 0 | 0 | 0 | 0 | 0 | 0
FixedInterchange | 0 | 0 | 0 | 0 | 0 | 0
Total Installed Capacity by Reporting Type: TVA_Transmission
ReportingType | 2015 | 2020 | 2025 | 2030 | 2035 | 2040
BM | 0 | 0 | 0 | 0 | 0 | 0
CC | 0 | 0 | 0 | 0 | 0 | 0
CSP | 0 | 0 | 0 | 0 | 0 | 0
CT | 0 | 0 | 0 | 0 | 0 | 0
Coal | 0 | 0 | 0 | 0 | 0 | 0
Geo | 0 | 0 | 0 | 0 | 0 | 0
H | 0 | 0 | 0 | 0 | 0 | 0
LFG | 0 | 0 | 0 | 0 | 0 | 0
Nuc | 0 | 0 | 0 | 0 | 0 | 0
PS | 0 | 0 | 0 | 0 | 0 | 0
PV | 0 | 0 | 0 | 0 | 0 | 0
PeakG | 0 | 0 | 0 | 0 | 0 | 0
PeakO | 0 | 0 | 0 | 0 | 0 | 0
ST | 0 | 0 | 0 | 0 | 0 | 0
STOG | 0 | 0 | 0 | 0 | 0 | 0
STWD | 0 | 0 | 0 | 0 | 0 | 0
WT | 0 | 0 | 0 | 0 | 0 | 0
IGCC | 0 | 0 | 0 | 0 | 0 | 0
DemandResponse | 0 | 0 | 0 | 0 | 0 | 0
IGCC-CCS | 0 | 0 | 0 | 0 | 0 | 0
WT_off | 0 | 0 | 0 | 0 | 0 | 0
PseudoUnit | 0 | 0 | 0 | 0 | 0 | 0
FixedInterchange | 0 | 0 | 0 | 0 | 0 | 0
Total Installed Capacity by Reporting Type: VACAR
ReportingType | 2015 | 2020 | 2025 | 2030 | 2035 | 2040
BM | 0.92 | 333.12 | 929.5 | 986.59 | 1153.92 | 1250.44
CC | 7430.4 | 7430.4 | 7430.4 | 7713.73 | 14356.35 | 18623.6
CSP | 0 | 0 | 0 | 0 | 0 | 0
CT | 1017.18 | 1017.24 | 1032.91 | 1739.16 | 3055.58 | 3348.47
Coal | 17464.19 | 15286.19 | 15286.19 | 15286.19 | 15286.19 | 15286.19
Geo | 0 | 0 | 0 | 0 | 0 | 0
H | 2122 | 2122 | 2122 | 2122 | 2122 | 2122
LFG | 63.34 | 170.4 | 170.4 | 170.4 | 170.4 | 170.4
Nuc | 12424.41 | 16988.41 | 19222.41 | 19222.41 | 15691.83 | 13672.19
PS | 2616 | 2616 | 2616 | 2616 | 2616 | 2616
PV | 16 | 151.2 | 162.15 | 165.74 | 178.4 | 186.01
PeakG | 8308 | 8308 | 8308 | 8308 | 8308 | 8308
PeakO | 1268 | 1268 | 1268 | 1268 | 1268 | 1268
ST | 0 | 0 | 0 | 0 | 0 | 0
STOG | 92 | 92 | 92 | 92 | 92 | 92
STWD | 281 | 281 | 281 | 281 | 281 | 281
WT | 0.9 | 3500 | 3500 | 3500 | 3500 | 3500
IGCC | 0 | 0 | 0 | 0 | 0 | 0
DemandResponse | 2339.28 | 3868.22 | 5651.52 | 5928.05 | 6218.12 | 6522.37
IGCC-CCS | 0 | 0 | 0 | 0 | 0 | 0
WT_off | 1 | 1 | 1 | 1 | 1 | 1
PseudoUnit | 0 | 0 | 0 | 0 | 0 | 0
FixedInterchange | 0 | 0 | 0 | 0 | 0 | 0
Total Installed Capacity by Reporting Type: IESO
ReportingType | 2015 | 2020 | 2025 | 2030 | 2035 | 2040
BM | 326.33 | 326.33 | 326.33 | 326.33 | 326.33 | 326.33
CC | 4127.43 | 4127.43 | 4127.43 | 4127.43 | 4127.43 | 6509.12
CSP | 0 | 0 | 0 | 0 | 0 | 0
CT | 368 | 368 | 368 | 368 | 368 | 368
Coal | 0 | 0 | 0 | 0 | 0 | 0
Geo | 0 | 0 | 0 | 0 | 0 | 0
H | 8693.3 | 8693.3 | 8693.3 | 8693.3 | 8693.3 | 8943.3
LFG | 117.5 | 117.5 | 117.5 | 117.5 | 118 | 118
Nuc | 14016.59 | 14016.59 | 14016.59 | 14016.59 | 12896.98 | 11223
PS | 123 | 123 | 123 | 123 | 123 | 123
PV | 1097.26 | 1097.26 | 1097.26 | 1097.26 | 30 | 30
PeakG | 584 | 584 | 584 | 584 | 584 | 584
PeakO | 0 | 0 | 0 | 0 | 0 | 0
ST | 0 | 0 | 0 | 0 | 0 | 0
STOG | 0 | 0 | 0 | 0 | 0 | 0
STWD | 0 | 0 | 0 | 0 | 0 | 0
WT | 3385.9 | 3385.9 | 3385.9 | 3385.9 | 1280 | 1280
IGCC | 0 | 0 | 0 | 0 | 0 | 0
DemandResponse | 1958.79 | 2066.83 | 2340.54 | 2421.21 | 2504.65 | 2590.98
IGCC-CCS | 0 | 0 | 0 | 0 | 0 | 0
WT_off | 0 | 0 | 0 | 0 | 0 | 0
PseudoUnit | 0 | 0 | 0 | 0 | 0 | 0
FixedInterchange | 0 | 0 | 0 | 0 | 0 | 0
Total Installed Capacity by Reporting Type: MAPP_CA
ReportingType | 2015 | 2020 | 2025 | 2030 | 2035 | 2040
BM | 0 | 0 | 0 | 0 | 0 | 0
CC | 731 | 731 | 731 | 731 | 731 | 731
CSP | 0 | 0 | 0 | 0 | 0 | 0
CT | 548.31 | 1100.97 | 1100.97 | 1100.97 | 552.66 | 290.17
Coal | 1110.8 | 1110.8 | 1110.8 | 0 | 0 | 0
Geo | 0 | 0 | 0 | 0 | 0 | 0
H | 6475.4 | 6475.4 | 6671.69 | 8147.26 | 9276.78 | 9986.57
LFG | 0 | 0 | 0 | 0 | 0 | 0
Nuc | 0.1 | 0.1 | 0.1 | 0.1 | 0.1 | 0.1
PS | 0 | 0 | 0 | 0 | 0 | 0
PV | 0 | 0 | 0 | 0 | 0 | 0
PeakG | 559 | 559 | 559 | 559 | 559 | 559
PeakO | 4 | 4 | 4 | 4 | 4 | 4
ST | 0 | 0 | 0 | 0 | 0 | 0
STOG | 126 | 126 | 126 | 126 | 0 | 0
STWD | 0 | 0 | 0 | 0 | 0 | 0
WT | 577.4 | 577.4 | 577.4 | 577.4 | 275 | 275
IGCC | 0 | 0 | 0 | 0 | 0 | 0
DemandResponse | 89.5 | 308.14 | 546.73 | 568.39 | 590.9 | 614.31
IGCC-CCS | 0 | 0 | 0 | 0 | 0 | 0
WT_off | 0 | 0 | 0 | 0 | 0 | 0
PseudoUnit | 0 | 0 | 0 | 0 | 0 | 0
FixedInterchange | 0 | 0 | 0 | 0 | 0 | 0
Total Installed Capacity by Reporting Type: AZ_NM_SNV_Coal
ReportingType | 2015 | 2020 | 2025 | 2030 | 2035 | 2040
BM | 0 | 0 | 0 | 0 | 0 | 0
CC | 0 | 0 | 0 | 0 | 0 | 0
CSP | 0 | 0 | 0 | 0 | 0 | 0
CT | 0 | 0 | 0 | 0 | 0 | 0
Coal | 10466 | 10466 | 10466 | 10466 | 13684.58 | 16365.19
Geo | 0 | 0 | 0 | 0 | 0 | 0
H | 0 | 0 | 0 | 0 | 0 | 0
LFG | 0 | 0 | 0 | 0 | 0 | 0
Nuc | 0 | 0 | 0 | 0 | 0 | 0
PS | 0 | 0 | 0 | 0 | 0 | 0
PV | 0 | 0 | 0 | 0 | 0 | 0
PeakG | 0 | 0 | 0 | 0 | 0 | 0
PeakO | 0 | 0 | 0 | 0 | 0 | 0
ST | 0 | 0 | 0 | 0 | 0 | 0
STOG | 0 | 0 | 0 | 0 | 0 | 0
STWD | 0 | 0 | 0 | 0 | 0 | 0
WT | 0 | 0 | 0 | 0 | 0 | 0
IGCC | 0 | 0 | 0 | 0 | 0 | 0
DemandResponse | 0 | 0 | 0 | 0 | 0 | 0
IGCC-CCS | 0 | 0 | 0 | 0 | 0 | 0
WT_off | 0 | 0 | 0 | 0 | 0 | 0
PseudoUnit | 0 | 0 | 0 | 0 | 0 | 0
FixedInterchange | 0 | 0 | 0 | 0 | 0 | 0
Total Installed Capacity by Reporting Type: AZ_NM_SNV_Gas
ReportingType | 2015 | 2020 | 2025 | 2030 | 2035 | 2040
BM | 0 | 0 | 0 | 0 | 0 | 0
CC | 15245 | 15245 | 15245 | 17210.51 | 17210.51 | 17210.51
CSP | 0 | 0 | 0 | 0 | 0 | 0
CT | 736 | 736 | 736 | 736 | 0 | 0
Coal | 0 | 0 | 0 | 0 | 0 | 0
Geo | 0 | 0 | 0 | 0 | 0 | 0
H | 0 | 0 | 0 | 0 | 0 | 0
LFG | 0 | 0 | 0 | 0 | 0 | 0
Nuc | 0 | 0 | 0 | 0 | 0 | 0
PS | 0 | 0 | 0 | 0 | 0 | 0
PV | 0 | 0 | 0 | 0 | 0 | 0
PeakG | 2763.41 | 2763.41 | 2763.41 | 2763.41 | 2763.41 | 2763.41
PeakO | 0 | 0 | 0 | 0 | 0 | 0
ST | 0 | 0 | 0 | 0 | 0 | 0
STOG | 0 | 0 | 0 | 0 | 0 | 0
STWD | 0 | 0 | 0 | 0 | 0 | 0
WT | 0 | 0 | 0 | 0 | 0 | 0
IGCC | 0 | 0 | 0 | 0 | 0 | 0
DemandResponse | 334.55 | 1076.71 | 1928.33 | 2059.84 | 2196.64 | 2344.36
IGCC-CCS | 0 | 0 | 0 | 0 | 0 | 0
WT_off | 0 | 0 | 0 | 0 | 0 | 0
PseudoUnit | 0 | 0 | 0 | 0 | 0 | 0
FixedInterchange | 0 | 0 | 0 | 0 | 0 | 0
Total Installed Capacity by Reporting Type: AZ_NM_SNV_NucRenew
ReportingType | 2015 | 2020 | 2025 | 2030 | 2035 | 2040
BM | 0 | 0 | 0 | 0 | 0 | 0
CC | 0 | 0 | 0 | 0 | 0 | 0
CSP | 0 | 0 | 0 | 0 | 0 | 0
CT | 0 | 0 | 0 | 0 | 0 | 0
Coal | 0 | 0 | 0 | 0 | 0 | 0
Geo | 0 | 0 | 1450 | 1450 | 1450 | 1450
H | 3131 | 3131 | 3131 | 3131 | 3131 | 3131
LFG | 7 | 67.67 | 67.67 | 67.67 | 67.67 | 67.67
Nuc | 3875 | 3875 | 3875 | 3875 | 3875 | 3875
PS | 216 | 216 | 216 | 216 | 216 | 216
PV | 148.7 | 148.7 | 148.7 | 148.7 | 148.7 | 148.7
PeakG | 0 | 0 | 0 | 0 | 0 | 0
PeakO | 0 | 0 | 0 | 0 | 0 | 0
ST | 280 | 741.83 | 1020.66 | 1083.79 | 1083.79 | 1083.79
STOG | 0 | 0 | 0 | 0 | 0 | 0
STWD | 26 | 26 | 26 | 26 | 26 | 26
WT | 525.1 | 9844.74 | 9844.74 | 10082.94 | 10082.94 | 10082.94
IGCC | 0 | 0 | 0 | 0 | 0 | 0
DemandResponse | 0 | 0 | 0 | 0 | 0 | 0
IGCC-CCS | 0 | 0 | 0 | 0 | 0 | 0
WT_off | 0 | 0 | 0 | 0 | 0 | 0
PseudoUnit | 0 | 0 | 0 | 0 | 0 | 0
FixedInterchange | 0 | 0 | 0 | 0 | 0 | 0
Total Installed Capacity by Reporting Type: ERCOT
ReportingType | 2015 | 2020 | 2025 | 2030 | 2035 | 2040
BM | 145 | 145 | 145 | 145 | 145 | 145
CC | 31128.27 | 34790.16 | 34790.16 | 37451.86 | 40789.06 | 44838.2
CSP | 0 | 0 | 0 | 0 | 0 | 0
CT | 250 | 250 | 250 | 250 | 250 | 250
Coal | 18867.87 | 18867.87 | 18867.87 | 18867.87 | 18867.87 | 18867.87
Geo | 0 | 0 | 0 | 0 | 0 | 0
H | 565 | 565 | 565 | 565 | 565 | 565
LFG | 75 | 75 | 75 | 429 | 429 | 429
Nuc | 5091 | 5091 | 5091 | 5091 | 5091 | 5091
PS | 0 | 0 | 0 | 0 | 0 | 0
PV | 15 | 15 | 15 | 15 | 1 | 1
PeakG | 4768 | 4768 | 4768 | 4768 | 4768 | 4768
PeakO | 51 | 51 | 51 | 51 | 51 | 51
ST | 0 | 0 | 0 | 0 | 0 | 0
STOG | 15829.31 | 15829.31 | 15344.99 | 15344.99 | 15344.99 | 15344.99
STWD | 0 | 0 | 0 | 0 | 0 | 0
WT | 9280.1 | 9280.1 | 9280.1 | 9280.1 | 9280.1 | 9280.1
IGCC | 0 | 0 | 0 | 0 | 0 | 0
DemandResponse | 740.81 | 3617.73 | 6720.3 | 6926.25 | 7155.61 | 7391.29
IGCC-CCS | 0 | 0 | 0 | 0 | 0 | 0
WT_off | 0 | 0 | 0 | 0 | 0 | 0
PseudoUnit | 0 | 0 | 0 | 0 | 0 | 0
FixedInterchange | 0 | 0 | 0 | 0 | 0 | 0
Total Installed Capacity by Reporting Type: NP15
ReportingType | 2015 | 2020 | 2025 | 2030 | 2035 | 2040
BM | 0 | 0 | 0 | 0 | 0 | 0
CC | 7404 | 7404 | 7404 | 7404 | 7404 | 6464
CSP | 0 | 0 | 0 | 0 | 0 | 0
CT | 213.19 | 750.69 | 3739.2 | 7161.71 | 7161.71 | 7161.71
Coal | 28.2 | 28.2 | 28.2 | 28.2 | 0 | 0
Geo | 1123 | 1455 | 1723 | 1723 | 1723 | 1723
H | 8825 | 8825 | 8825 | 8825 | 8825 | 8825
LFG | 85 | 650 | 650 | 650 | 650 | 650
Nuc | 2300 | 2300 | 2300 | 2300 | 6594.09 | 11216.29
PS | 2257 | 2257 | 2257 | 2257 | 2257 | 2257
PV | 59.5 | 59.5 | 59.5 | 59.5 | 53 | 53
PeakG | 3265 | 3265 | 3265 | 3265 | 3265 | 3265
PeakO | 350 | 350 | 350 | 350 | 350 | 350
ST | 29 | 29 | 29 | 29 | 29 | 29
STOG | 3812.6 | 3812.6 | 3812.6 | 3812.6 | 3812.6 | 3812.6
STWD | 442 | 442 | 442 | 442 | 442 | 442
WT | 1193.2 | 4276.97 | 4276.97 | 4276.97 | 4276.97 | 4276.97
IGCC | 0 | 0 | 0 | 0 | 0 | 0
DemandResponse | 1828.06 | 1875.2 | 2034.02 | 2149.8 | 2261.58 | 2376.93
IGCC-CCS | 0 | 0 | 0 | 0 | 0 | 0
WT_off | 0 | 0 | 0 | 0 | 0 | 0
PseudoUnit | 0 | 0 | 0 | 0 | 0 | 0
FixedInterchange | 0 | 0 | 0 | 0 | 0 | 0
Total Installed Capacity by Reporting Type: NWPP_Coal
ReportingType | 2015 | 2020 | 2025 | 2030 | 2035 | 2040
BM | 0 | 0 | 0 | 0 | 0 | 0
CC | 0 | 0 | 0 | 0 | 0 | 0
CSP | 0 | 0 | 0 | 0 | 0 | 0
CT | 0 | 0 | 0 | 0 | 0 | 0
Coal | 13097.85 | 13097.85 | 13097.85 | 13097.85 | 13097.85 | 13097.85
Geo | 0 | 0 | 0 | 0 | 0 | 0
H | 0 | 0 | 0 | 0 | 0 | 0
LFG | 0 | 0 | 0 | 0 | 0 | 0
Nuc | 0 | 0 | 0 | 0 | 0 | 0
PS | 0 | 0 | 0 | 0 | 0 | 0
PV | 0 | 0 | 0 | 0 | 0 | 0
PeakG | 0 | 0 | 0 | 0 | 0 | 0
PeakO | 0 | 0 | 0 | 0 | 0 | 0
ST | 0 | 0 | 0 | 0 | 0 | 0
STOG | 0 | 0 | 0 | 0 | 0 | 0
STWD | 0 | 0 | 0 | 0 | 0 | 0
WT | 0 | 0 | 0 | 0 | 0 | 0
IGCC | 0 | 0 | 0 | 0 | 0 | 0
DemandResponse | 0 | 0 | 0 | 0 | 0 | 0
IGCC-CCS | 0 | 0 | 0 | 0 | 0 | 0
WT_off | 0 | 0 | 0 | 0 | 0 | 0
PseudoUnit | 0 | 0 | 0 | 0 | 0 | 0
FixedInterchange | 0 | 0 | 0 | 0 | 0 | 0
Total Installed Capacity by Reporting Type: NWPP_Gas
ReportingType | 2015 | 2020 | 2025 | 2030 | 2035 | 2040
BM | 0 | 0 | 0 | 0 | 0 | 0
CC | 6627 | 6627 | 6627 | 10972.13 | 10972.13 | 10972.13
CSP | 0 | 0 | 0 | 0 | 0 | 0
CT | 150 | 150 | 150 | 150 | 0 | 0
Coal | 0 | 0 | 0 | 0 | 482.17 | 1464.49
Geo | 0 | 0 | 0 | 0 | 0 | 0
H | 0 | 0 | 0 | 0 | 0 | 0
LFG | 0 | 0 | 0 | 0 | 0 | 0
Nuc | 0 | 0 | 0 | 0 | 0 | 0
PS | 0 | 0 | 0 | 0 | 0 | 0
PV | 0 | 0 | 0 | 0 | 0 | 0
PeakG | 0 | 0 | 0 | 0 | 0 | 0
PeakO | 0 | 0 | 0 | 0 | 0 | 0
ST | 0 | 0 | 0 | 0 | 0 | 0
STOG | 0 | 0 | 0 | 0 | 0 | 0
STWD | 0 | 0 | 0 | 0 | 0 | 0
WT | 0 | 0 | 0 | 0 | 0 | 0
IGCC | 0 | 0 | 0 | 0 | 0 | 0
DemandResponse | 0.01 | 953.34 | 1988.72 | 2091.14 | 2193.74 | 2298.72
IGCC-CCS | 0 | 0 | 0 | 0 | 0 | 0
WT_off | 0 | 0 | 0 | 0 | 0 | 0
PseudoUnit | 0 | 0 | 0 | 0 | 0 | 0
FixedInterchange | 0 | 0 | 0 | 0 | 0 | 0
Total Installed Capacity by Reporting Type: NWPP_NucRenew
ReportingType | 2015 | 2020 | 2025 | 2030 | 2035 | 2040
BM | 32.55 | 32.55 | 32.55 | 32.55 | 32.55 | 32.55
CC | 0 | 0 | 0 | 0 | 0 | 0
CSP | 0 | 0 | 0 | 0 | 0 | 0
CT | 0 | 0 | 0 | 0 | 0 | 0
Coal | 0 | 0 | 0 | 0 | 0 | 0
Geo | 404.2 | 404.2 | 838.2 | 838.2 | 838.2 | 838.2
H | 33736 | 33736 | 33736 | 33736 | 33736 | 33736
LFG | 128.5 | 128.5 | 373 | 373 | 373 | 373
Nuc | 1131 | 1131 | 1131 | 1131 | 1131 | 1131
PS | 258 | 258 | 258 | 258 | 258 | 258
PV | 3 | 3 | 3 | 3 | 3 | 3
PeakG | 0 | 0 | 0 | 0 | 0 | 0
PeakO | 0 | 0 | 0 | 0 | 0 | 0
ST | 0 | 0 | 0 | 0 | 0 | 0
STOG | 0 | 0 | 0 | 0 | 0 | 0
STWD | 0.01 | 0.01 | 0.01 | 0.01 | 0.01 | 0.01
WT | 6865.3 | 6865.3 | 6865.3 | 6865.3 | 6865.3 | 6865.3
IGCC | 0 | 0 | 0 | 0 | 0 | 0
DemandResponse | 0 | 0 | 0 | 0 | 0 | 0
IGCC-CCS | 0 | 0 | 0 | 0 | 0 | 0
WT_off | 0 | 0 | 0 | 0 | 0 | 0
PseudoUnit | 0 | 0 | 0 | 0 | 0 | 0
FixedInterchange | 0 | 0 | 0 | 0 | 0 | 0
Total Installed Capacity by Reporting Type: RMPA
ReportingType | 2015 | 2020 | 2025 | 2030 | 2035 | 2040
BM | 0 | 0 | 0 | 0 | 0 | 0
CC | 2686 | 2686 | 2686 | 2686 | 2686 | 2686
CSP | 0 | 0 | 0 | 0 | 0 | 0
CT | 152 | 152 | 152 | 152 | 0 | 0
Coal | 7475.3 | 7359.2 | 7007.2 | 7251.54 | 8549.99 | 9771.65
Geo | 0 | 293 | 2570 | 2570 | 2570 | 2570
H | 982 | 982 | 982 | 982 | 982 | 982
LFG | 7.4 | 36.33 | 36.33 | 36.33 | 36.33 | 36.33
Nuc | 0.1 | 0.1 | 0.1 | 0.1 | 0.1 | 0.1
PS | 563 | 563 | 563 | 563 | 563 | 563
PV | 21 | 21 | 21 | 21 | 21 | 21
PeakG | 2904 | 2904 | 2904 | 2904 | 2904 | 2904
PeakO | 0 | 0 | 0 | 0 | 0 | 0
ST | 3 | 377.85 | 410.57 | 437.28 | 437.28 | 437.28
STOG | 0 | 0 | 0 | 0 | 0 | 0
STWD | 0 | 0 | 0 | 0 | 0 | 0
WT | 2113.4 | 2454.16 | 2454.16 | 2454.16 | 2454.16 | 2454.16
IGCC | 0 | 0 | 0 | 0 | 0 | 0
DemandResponse | 486.05 | 622.89 | 804.5 | 856.88 | 912.57 | 971.91
IGCC-CCS | 0 | 0 | 0 | 0 | 0 | 0
WT_off | 0 | 0 | 0 | 0 | 0 | 0
PseudoUnit | 0 | 0 | 0 | 0 | 0 | 0
FixedInterchange | 0 | 0 | 0 | 0 | 0 | 0
Total Installed Capacity by Reporting Type: SP15
ReportingType | 2015 | 2020 | 2025 | 2030 | 2035 | 2040
BM | 6 | 6 | 6 | 6 | 6 | 6
CC | 10080.5 | 10080.5 | 10080.5 | 10080.5 | 10080.5 | 9671
CSP | 0 | 0 | 0 | 0 | 0 | 0
CT | 0 | 0 | 0 | 0 | 0 | 0
Coal | 101.2 | 101.2 | 101.2 | 101.2 | 101.2 | 0
Geo | 963 | 2413 | 2413 | 2413 | 2413 | 2413
H | 1163 | 1163 | 1163 | 1163 | 1163 | 1163
LFG | 223.2 | 779 | 779 | 779 | 779 | 779
Nuc | 2250 | 2250 | 2250 | 2250 | 2250 | 4944.84
PS | 1440 | 1440 | 1440 | 1440 | 1440 | 1440
PV | 126.8 | 126.8 | 126.8 | 126.8 | 123 | 123
PeakG | 4309 | 4309 | 4309 | 4309 | 4309 | 4309
PeakO | 51 | 51 | 51 | 51 | 51 | 51
ST | 448 | 448 | 448 | 448 | 448 | 448
STOG | 10242 | 10242 | 10242 | 10242 | 10242 | 10242
STWD | 119 | 119 | 119 | 119 | 119 | 119
WT | 2207.8 | 2207.8 | 2207.8 | 2207.8 | 2207.8 | 2207.8
IGCC | 0 | 0 | 0 | 0 | 0 | 0
DemandResponse | 2613.15 | 2728.17 | 2959.23 | 3127.67 | 3290.3 | 3458.12
IGCC-CCS | 0 | 0 | 0 | 0 | 0 | 0
WT_off | 0 | 0 | 0 | 0 | 0 | 0
PseudoUnit | 0 | 0 | 0 | 0 | 0 | 0
FixedInterchange | 0 | 0 | 0 | 0 | 0 | 0
Total Installed Capacity by Reporting Type: ALB
ReportingType | 2015 | 2020 | 2025 | 2030 | 2035 | 2040
BM | 0 | 0 | 0 | 0 | 0 | 0
CC | 2577.66 | 3284.22 | 3964.99 | 4722.17 | 5711.01 | 5711.01
CSP | 0 | 0 | 0 | 0 | 0 | 0
CT | 201.5 | 201.5 | 201.5 | 201.5 | 201.5 | 201.5
Coal | 6240.83 | 6240.83 | 6240.83 | 6240.83 | 6240.83 | 6240.83
Geo | 0 | 0 | 0 | 0 | 0 | 0
H | 912 | 912 | 912 | 912 | 912 | 912
LFG | 10 | 10 | 10 | 10 | 10 | 10
Nuc | 0.1 | 0.1 | 0.1 | 0.1 | 0.1 | 1072.08
PS | 0 | 0 | 0 | 0 | 0 | 0
PV | 0 | 0 | 0 | 0 | 0 | 0
PeakG | 1505.07 | 1505.07 | 1505.07 | 1505.07 | 1505.07 | 1505.07
PeakO | 0 | 0 | 0 | 0 | 0 | 0
ST | 0 | 0 | 0 | 0 | 0 | 0
STOG | 0 | 0 | 0 | 0 | 0 | 0
STWD | 0 | 0 | 0 | 0 | 0 | 0
WT | 672 | 672 | 672 | 672 | 672 | 672
IGCC | 0 | 0 | 0 | 0 | 0 | 0
DemandResponse | 105.16 | 361.08 | 660.83 | 708.64 | 759.9 | 814.88
IGCC-CCS | 0 | 0 | 0 | 0 | 0 | 0
WT_off | 0 | 0 | 0 | 0 | 0 | 0
PseudoUnit | 0 | 0 | 0 | 0 | 0 | 0
FixedInterchange | 0 | 0 | 0 | 0 | 0 | 0
Total Installed Capacity by Reporting Type: BC
ReportingType | 2015 | 2020 | 2025 | 2030 | 2035 | 2040
BM | 0 | 0 | 0 | 0 | 0 | 0
CC | 1359.39 | 1852.92 | 2496.06 | 3008.48 | 3784.6 | 3784.6
CSP | 0 | 0 | 0 | 0 | 0 | 0
CT | 0 | 0 | 0 | 0 | 0 | 696.35
Coal | 0 | 0 | 0 | 0 | 0 | 0
Geo | 0 | 0 | 0 | 0 | 0 | 0
H | 12161 | 12161 | 12161 | 12161 | 12161 | 12161
LFG | 24 | 24 | 24 | 24 | 24 | 24
Nuc | 0.1 | 0.1 | 0.1 | 0.1 | 0.1 | 130.7
PS | 0 | 0 | 0 | 0 | 0 | 0
PV | 0 | 0 | 0 | 0 | 0 | 0
PeakG | 141 | 141 | 141 | 141 | 141 | 141
PeakO | 44 | 44 | 44 | 44 | 44 | 44
ST | 0 | 0 | 0 | 0 | 0 | 0
STOG | 0 | 0 | 0 | 0 | 0 | 0
STWD | 510 | 510 | 510 | 510 | 510 | 510
WT | 246 | 246 | 246 | 246 | 246 | 246
IGCC | 0 | 0 | 0 | 0 | 0 | 0
DemandResponse | 0.01 | 264.69 | 555.31 | 582.51 | 611.05 | 640.98
IGCC-CCS | 0 | 0 | 0 | 0 | 0 | 0
WT_off | 0 | 0 | 0 | 0 | 0 | 0
PseudoUnit | 0 | 0 | 0 | 0 | 0 | 0
FixedInterchange | 0 | 0 | 0 | 0 | 0 | 0
Total Installed Capacity by Reporting Type: HQ_IESO
ReportingType | 2015 | 2020 | 2025 | 2030 | 2035 | 2040
BM | 0 | 0 | 0 | 0 | 0 | 0
CC | 0 | 0 | 0 | 0 | 0 | 0
CSP | 0 | 0 | 0 | 0 | 0 | 0
CT | 0 | 0 | 0 | 0 | 0 | 0
Coal | 0 | 0 | 0 | 0 | 0 | 0
Geo | 0 | 0 | 0 | 0 | 0 | 0
H | 0 | 0 | 0 | 0 | 0 | 0
LFG | 0 | 0 | 0 | 0 | 0 | 0
Nuc | 0.1 | 0.1 | 0.1 | 0.1 | 0.1 | 0.1
PS | 0 | 0 | 0 | 0 | 0 | 0
PV | 0 | 0 | 0 | 0 | 0 | 0
PeakG | 0 | 0 | 0 | 0 | 0 | 0
PeakO | 0 | 0 | 0 | 0 | 0 | 0
ST | 0 | 0 | 0 | 0 | 0 | 0
STOG | 0 | 0 | 0 | 0 | 0 | 0
STWD | 0 | 0 | 0 | 0 | 0 | 0
WT | 0 | 0 | 0 | 0 | 0 | 0
IGCC | 0 | 0 | 0 | 0 | 0 | 0
DemandResponse | 0 | 0 | 0 | 0 | 0 | 0
IGCC-CCS | 0 | 0 | 0 | 0 | 0 | 0
WT_off | 0 | 0 | 0 | 0 | 0 | 0
PseudoUnit | 0 | 0 | 0 | 0 | 0 | 0
FixedInterchange | 3000 | 3000 | 3000 | 3000 | 3000 | 3000
Total Installed Capacity by Reporting Type: HQ_NEISO
ReportingType | 2015 | 2020 | 2025 | 2030 | 2035 | 2040
BM | 0 | 0 | 0 | 0 | 0 | 0
CC | 0 | 0 | 0 | 0 | 0 | 0
CSP | 0 | 0 | 0 | 0 | 0 | 0
CT | 0 | 0 | 0 | 0 | 0 | 0
Coal | 0 | 0 | 0 | 0 | 0 | 0
Geo | 0 | 0 | 0 | 0 | 0 | 0
H | 0 | 0 | 0 | 0 | 0 | 0
LFG | 0 | 0 | 0 | 0 | 0 | 0
Nuc | 0.1 | 0.1 | 0.1 | 0.1 | 0.1 | 0.1
PS | 0 | 0 | 0 | 0 | 0 | 0
PV | 0 | 0 | 0 | 0 | 0 | 0
PeakG | 0 | 0 | 0 | 0 | 0 | 0
PeakO | 0 | 0 | 0 | 0 | 0 | 0
ST | 0 | 0 | 0 | 0 | 0 | 0
STOG | 0 | 0 | 0 | 0 | 0 | 0
STWD | 0 | 0 | 0 | 0 | 0 | 0
WT | 0 | 0 | 0 | 0 | 0 | 0
IGCC | 0 | 0 | 0 | 0 | 0 | 0
DemandResponse | 0 | 0 | 0 | 0 | 0 | 0
IGCC-CCS | 0 | 0 | 0 | 0 | 0 | 0
WT_off | 0 | 0 | 0 | 0 | 0 | 0
PseudoUnit | 0 | 0 | 0 | 0 | 0 | 0
FixedInterchange | 2920 | 2920 | 2920 | 2920 | 2920 | 2920
Total Installed Capacity by Reporting Type: HQ_NY
ReportingType | 2015 | 2020 | 2025 | 2030 | 2035 | 2040
BM | 0 | 0 | 0 | 0 | 0 | 0
CC | 0 | 0 | 0 | 0 | 0 | 0
CSP | 0 | 0 | 0 | 0 | 0 | 0
CT | 0 | 0 | 0 | 0 | 0 | 0
Coal | 0 | 0 | 0 | 0 | 0 | 0
Geo | 0 | 0 | 0 | 0 | 0 | 0
H | 0 | 0 | 0 | 0 | 0 | 0
LFG | 0 | 0 | 0 | 0 | 0 | 0
Nuc | 0.1 | 0.1 | 0.1 | 0.1 | 0.1 | 0.1
PS | 0 | 0 | 0 | 0 | 0 | 0
PV | 0 | 0 | 0 | 0 | 0 | 0
PeakG | 0 | 0 | 0 | 0 | 0 | 0
PeakO | 0 | 0 | 0 | 0 | 0 | 0
ST | 0 | 0 | 0 | 0 | 0 | 0
STOG | 0 | 0 | 0 | 0 | 0 | 0
STWD | 0 | 0 | 0 | 0 | 0 | 0
WT | 0 | 0 | 0 | 0 | 0 | 0
IGCC | 0 | 0 | 0 | 0 | 0 | 0
DemandResponse | 0 | 0 | 0 | 0 | 0 | 0
IGCC-CCS | 0 | 0 | 0 | 0 | 0 | 0
WT_off | 0 | 0 | 0 | 0 | 0 | 0
PseudoUnit | 0 | 0 | 0 | 0 | 0 | 0
FixedInterchange | 1500 | 1500 | 1500 | 1500 | 1500 | 1500
Total Installed Capacity by Reporting Type: MARITIMES
ReportingType | 2015 | 2020 | 2025 | 2030 | 2035 | 2040
BM | 0 | 0 | 0 | 0 | 0 | 0
CC | 0 | 0 | 0 | 0 | 0 | 0
CSP | 0 | 0 | 0 | 0 | 0 | 0
CT | 0 | 0 | 0 | 0 | 0 | 0
Coal | 0 | 0 | 0 | 0 | 0 | 0
Geo | 0 | 0 | 0 | 0 | 0 | 0
H | 0 | 0 | 0 | 0 | 0 | 0
LFG | 0 | 0 | 0 | 0 | 0 | 0
Nuc | 0.1 | 0.1 | 0.1 | 0.1 | 0.1 | 0.1
PS | 0 | 0 | 0 | 0 | 0 | 0
PV | 0 | 0 | 0 | 0 | 0 | 0
PeakG | 0 | 0 | 0 | 0 | 0 | 0
PeakO | 0 | 0 | 0 | 0 | 0 | 0
ST | 0 | 0 | 0 | 0 | 0 | 0
STOG | 0 | 0 | 0 | 0 | 0 | 0
STWD | 0 | 0 | 0 | 0 | 0 | 0
WT | 0 | 0 | 0 | 0 | 0 | 0
IGCC | 0 | 0 | 0 | 0 | 0 | 0
DemandResponse | 0 | 0 | 0 | 0 | 0 | 0
IGCC-CCS | 0 | 0 | 0 | 0 | 0 | 0
WT_off | 0 | 0 | 0 | 0 | 0 | 0
PseudoUnit | 0 | 0 | 0 | 0.19 | 500 | 500
FixedInterchange | 1400 | 1400 | 1400 | 1400 | 1400 | 1400
Total Installed Capacity by Reporting Type: All
ReportingType | 2015 | 2020 | 2025 | 2030 | 2035 | 2040
BM | 1251 | 1583.21 | 2179.58 | 2236.68 | 2404 | 2308.53
CC | 231020.72 | 241246.73 | 243580.58 | 265971.52 | 304352.85 | 328585.31
CSP | 0 | 0 | 0 | 0 | 0 | 0
CT | 7242.67 | 12236.58 | 16440.5 | 29241.01 | 33499.29 | 37401.98
Coal | 267477.23 | 253180.66 | 252828.66 | 252853.54 | 268911.36 | 293599.33
Geo | 2534.2 | 4609.2 | 9038.2 | 9038.2 | 9038.2 | 9038.2
H | 106079.79 | 106080.79 | 106780.08 | 108255.66 | 109388.18 | 110347.96
LFG | 4136 | 6089 | 8299 | 9022.5 | 9023 | 9023
Nuc | 124350.16 | 140731.2 | 145602.2 | 143984.53 | 119651.44 | 108471.76
PS | 21788 | 21788 | 21788 | 21788 | 21788 | 21788
PV | 1648 | 3861.89 | 4961.71 | 5189.5 | 4193.58 | 4308.55
PeakG | 118317.91 | 118317.91 | 118317.91 | 118317.91 | 118317.91 | 118317.91
PeakO | 18724.3 | 18724.3 | 18724.3 | 18724.3 | 18724.3 | 18724.3
ST | 760 | 1596.68 | 1908.23 | 1998.06 | 1998.06 | 1998.06
STOG | 62660.25 | 62497.27 | 61975.83 | 61975.83 | 61849.83 | 61849.83
STWD | 3409.01 | 3409.01 | 3409.01 | 3409.01 | 3409.01 | 3409.01
WT | 64004.8 | 89091.91 | 95659.57 | 104000.84 | 118535.26 | 120337.09
IGCC | 618 | 618 | 618 | 618 | 618 | 618
DemandResponse | 37863.74 | 60093.26 | 85862.57 | 89210.8 | 92685.8 | 96304.58
IGCC-CCS | 0 | 0 | 0 | 0 | 0 | 0
WT_off | 469 | 469 | 1569 | 1569 | 1101 | 1101
PseudoUnit | 0 | 0 | 0 | 0.19 | 500 | 500
FixedInterchange | 8820 | 8820 | 8820 | 8820 | 8820 | 8820
Total Installed Capacity by Reporting Type: EI_US
ReportingType | 2015 | 2020 | 2025 | 2030 | 2035 | 2040
BM | 741.12 | 1073.32 | 1669.7 | 1726.79 | 1894.12 | 1798.64
CC | 149054.47 | 154418.5 | 155428.43 | 167577.44 | 200856.61 | 220007.74
CSP | 0 | 0 | 0 | 0 | 0 | 0
CT | 4623.67 | 8527.42 | 9742.83 | 19120.82 | 24965.42 | 28434.26
Coal | 210089.19 | 195908.71 | 195908.71 | 196800.06 | 207886.88 | 227791.45
Geo | 44 | 44 | 44 | 44 | 44 | 44
H | 29436.09 | 29437.09 | 29940.09 | 29940.09 | 29943.09 | 29943.09
LFG | 3458.4 | 4201 | 6166.5 | 6536 | 6536 | 6536
Nuc | 95686.07 | 112067.11 | 116938.11 | 115320.44 | 87812.88 | 69787.55
PS | 16931 | 16931 | 16931 | 16931 | 16931 | 16931
PV | 176.74 | 2390.63 | 3490.45 | 3718.24 | 3813.88 | 3928.85
PeakG | 97519.43 | 97519.43 | 97519.43 | 97519.43 | 97519.43 | 97519.43
PeakO | 18224.3 | 18224.3 | 18224.3 | 18224.3 | 18224.3 | 18224.3
ST | 0 | 0 | 0 | 0 | 0 | 0
STOG | 32650.34 | 32487.36 | 32450.24 | 32450.24 | 32450.24 | 32450.24
STWD | 2312 | 2312 | 2312 | 2312 | 2312 | 2312
WT | 36938.6 | 49281.54 | 55849.2 | 63952.28 | 80895 | 82696.82
IGCC | 618 | 618 | 618 | 618 | 618 | 618
DemandResponse | 29707.66 | 46218.47 | 65324.07 | 67718.5 | 70208.86 | 72802.09
IGCC-CCS | 0 | 0 | 0 | 0 | 0 | 0
WT_off | 469 | 469 | 1569 | 1569 | 1101 | 1101
PseudoUnit | 0 | 0 | 0 | 0.19 | 500 | 500
FixedInterchange | 5820 | 5820 | 5820 | 5820 | 5820 | 5820
Total Installed Capacity by Reporting Type: EI_Canada
ReportingType | 2015 | 2020 | 2025 | 2030 | 2035 | 2040
BM | 326.33 | 326.33 | 326.33 | 326.33 | 326.33 | 326.33
CC | 4858.43 | 4858.43 | 4858.43 | 4858.43 | 4858.43 | 7240.12
CSP | 0 | 0 | 0 | 0 | 0 | 0
CT | 916.31 | 1468.97 | 1468.97 | 1468.97 | 920.66 | 658.17
Coal | 1110.8 | 1110.8 | 1110.8 | 0 | 0 | 0
Geo | 0 | 0 | 0 | 0 | 0 | 0
H | 15168.7 | 15168.7 | 15364.99 | 16840.56 | 17970.08 | 18929.87
LFG | 117.5 | 117.5 | 117.5 | 117.5 | 118 | 118
Nuc | 14016.79 | 14016.79 | 14016.79 | 14016.79 | 12897.18 | 11223.2
PS | 123 | 123 | 123 | 123 | 123 | 123
PV | 1097.26 | 1097.26 | 1097.26 | 1097.26 | 30 | 30
PeakG | 1143 | 1143 | 1143 | 1143 | 1143 | 1143
PeakO | 4 | 4 | 4 | 4 | 4 | 4
ST | 0 | 0 | 0 | 0 | 0 | 0
STOG | 126 | 126 | 126 | 126 | 0 | 0
STWD | 0 | 0 | 0 | 0 | 0 | 0
WT | 3963.3 | 3963.3 | 3963.3 | 3963.3 | 1555 | 1555
IGCC | 0 | 0 | 0 | 0 | 0 | 0
DemandResponse | 2048.29 | 2374.97 | 2887.27 | 2989.59 | 3095.56 | 3205.29
IGCC-CCS | 0 | 0 | 0 | 0 | 0 | 0
WT_off | 0 | 0 | 0 | 0 | 0 | 0
PseudoUnit | 0 | 0 | 0 | 0 | 0 | 0
FixedInterchange | 3000 | 3000 | 3000 | 3000 | 3000 | 3000
Total Installed Capacity by Reporting Type: EI
ReportingType | 2015 | 2020 | 2025 | 2030 | 2035 | 2040
BM | 1067.45 | 1399.66 | 1996.03 | 2053.13 | 2220.45 | 2124.98
CC | 153912.89 | 159276.93 | 160286.86 | 172435.87 | 205715.04 | 227247.86
CSP | 0 | 0 | 0 | 0 | 0 | 0
CT | 5539.98 | 9996.39 | 11211.81 | 20589.8 | 25886.08 | 29092.42
Coal | 211199.99 | 197019.51 | 197019.51 | 196800.06 | 207886.88 | 227791.45
Geo | 44 | 44 | 44 | 44 | 44 | 44
H | 44604.79 | 44605.79 | 45305.08 | 46780.66 | 47913.18 | 48872.96
LFG | 3575.9 | 4318.5 | 6284 | 6653.5 | 6654 | 6654
Nuc | 109702.86 | 126083.9 | 130954.9 | 129337.23 | 100710.05 | 81010.75
PS | 17054 | 17054 | 17054 | 17054 | 17054 | 17054
PV | 1274 | 3487.89 | 4587.71 | 4815.5 | 3843.88 | 3958.85
PeakG | 98662.43 | 98662.43 | 98662.43 | 98662.43 | 98662.43 | 98662.43
PeakO | 18228.3 | 18228.3 | 18228.3 | 18228.3 | 18228.3 | 18228.3
ST | 0 | 0 | 0 | 0 | 0 | 0
STOG | 32776.34 | 32613.36 | 32576.24 | 32576.24 | 32450.24 | 32450.24
STWD | 2312 | 2312 | 2312 | 2312 | 2312 | 2312
WT | 40901.9 | 53244.84 | 59812.5 | 67915.58 | 82450 | 84251.82
IGCC | 618 | 618 | 618 | 618 | 618 | 618
DemandResponse | 31755.95 | 48593.44 | 68211.33 | 70708.09 | 73304.41 | 76007.38
IGCC-CCS | 0 | 0 | 0 | 0 | 0 | 0
WT_off | 469 | 469 | 1569 | 1569 | 1101 | 1101
PseudoUnit | 0 | 0 | 0 | 0.19 | 500 | 500
FixedInterchange | 8820 | 8820 | 8820 | 8820 | 8820 | 8820
Total Installed Capacity by Reporting Type: Outside_EI
ReportingType | 2015 | 2020 | 2025 | 2030 | 2035 | 2040
BM | 183.55 | 183.55 | 183.55 | 183.55 | 183.55 | 183.55
CC | 77107.82 | 81969.8 | 83293.71 | 93535.66 | 98637.81 | 101337.45
CSP | 0 | 0 | 0 | 0 | 0 | 0
CT | 1702.69 | 2240.19 | 5228.7 | 8651.21 | 7613.21 | 8309.55
Coal | 56277.25 | 56161.15 | 55809.15 | 56053.48 | 61024.48 | 65807.88
Geo | 2490.2 | 4565.2 | 8994.2 | 8994.2 | 8994.2 | 8994.2
H | 61475 | 61475 | 61475 | 61475 | 61475 | 61475
LFG | 560.1 | 1770.5 | 2015 | 2369 | 2369 | 2369
Nuc | 14647.3 | 14647.3 | 14647.3 | 14647.3 | 18941.39 | 27461.01
PS | 4734 | 4734 | 4734 | 4734 | 4734 | 4734
PV | 374 | 374 | 374 | 374 | 349.7 | 349.7
PeakG | 19655.48 | 19655.48 | 19655.48 | 19655.48 | 19655.48 | 19655.48
PeakO | 496 | 496 | 496 | 496 | 496 | 496
ST | 760 | 1596.68 | 1908.23 | 1998.06 | 1998.06 | 1998.06
STOG | 29883.91 | 29883.91 | 29399.59 | 29399.59 | 29399.59 | 29399.59
STWD | 1097.01 | 1097.01 | 1097.01 | 1097.01 | 1097.01 | 1097.01
WT | 23102.9 | 35847.07 | 35847.07 | 36085.27 | 36085.27 | 36085.27
IGCC | 0 | 0 | 0 | 0 | 0 | 0
DemandResponse | 6107.8 | 11499.81 | 17651.23 | 18502.71 | 19381.39 | 20297.2
IGCC-CCS | 0 | 0 | 0 | 0 | 0 | 0
WT_off | 0 | 0 | 0 | 0 | 0 | 0
PseudoUnit | 0 | 0 | 0 | 0 | 0 | 0
FixedInterchange | 0 | 0 | 0 | 0 | 0 | 0
#6 | Retrofit Capacity (MW)
Retrofit Capacity by Reporting Type: Entergy
ReportingType | 2015 | 2020 | 2025 | 2030 | 2035 | 2040
FGD | 0 | 7356 | 7356 | 7356 | 7356 | 7356
SNCR | 0 | 0 | 0 | 0 | 0 | 0
SCR | 0 | 0 | 0 | 0 | 0 | 0
ACI90 | 0 | 0 | 0 | 0 | 0 | 0
RPJ90 | 0 | 7416 | 7416 | 7416 | 7416 | 7416
PCSEQ | 0 | 0 | 0 | 0 | 0 | 0
Retrofit Capacity by Reporting Type: FRCC
ReportingType | 2015 | 2020 | 2025 | 2030 | 2035 | 2040
FGD | 0 | 235 | 235 | 235 | 235 | 235
SNCR | 0 | 0 | 0 | 0 | 0 | 0
SCR | 3796 | 1898 | 1898 | 1898 | 1898 | 1898
ACI90 | 0 | 0 | 0 | 0 | 0 | 0
RPJ90 | 0 | 7900 | 7900 | 7900 | 7900 | 7900
PCSEQ | 0 | 0 | 0 | 0 | 0 | 0
Retrofit Capacity by Reporting Type: MAPP_US
ReportingType | 2015 | 2020 | 2025 | 2030 | 2035 | 2040
FGD | 221 | 221.06 | 221.06 | 221.06 | 221.06 | 221.06
SNCR | 0 | 0 | 0 | 0 | 0 | 0
SCR | 0 | 0 | 0 | 0 | 0 | 0
ACI90 | 0 | 0 | 0 | 0 | 0 | 0
RPJ90 | 0 | 2581.06 | 2581.06 | 2581.06 | 2581.06 | 2581.06
PCSEQ | 0 | 0 | 0 | 0 | 0 | 0
Retrofit Capacity by Reporting Type: MISO_IN
ReportingType | 2015 | 2020 | 2025 | 2030 | 2035 | 2040
FGD | 0 | 2276 | 2276 | 2276 | 2276 | 2276
SNCR | 0 | 0 | 0 | 0 | 0 | 0
SCR | 0 | 0 | 0 | 0 | 0 | 0
ACI90 | 0 | 0 | 0 | 0 | 0 | 0
RPJ90 | 0 | 13115.8 | 13115.8 | 13115.8 | 13115.8 | 13115.8
PCSEQ | 0 | 0 | 0 | 0 | 0 | 0
Retrofit Capacity by Reporting Type: MISO_MI
ReportingType | 2015 | 2020 | 2025 | 2030 | 2035 | 2040
FGD | 0 | 5477.2 | 5477.2 | 5477.2 | 5477.2 | 5477.2
SNCR | 0 | 0 | 0 | 0 | 0 | 0
SCR | 355 | 0 | 0 | 0 | 0 | 0
ACI90 | 0 | 0 | 0 | 0 | 0 | 0
RPJ90 | 0 | 7279 | 7279 | 7279 | 7279 | 7279
PCSEQ | 0 | 0 | 0 | 0 | 0 | 0
Retrofit Capacity by Reporting Type: MISO_MO-IL
ReportingType | 2015 | 2020 | 2025 | 2030 | 2035 | 2040
FGD | 0 | 8392 | 8392 | 8392 | 8392 | 8392
SNCR | 0 | 0 | 0 | 0 | 0 | 0
SCR | 400 | 200 | 200 | 200 | 200 | 200
ACI90 | 0 | 0 | 0 | 0 | 0 | 0
RPJ90 | 2490 | 12042 | 12042 | 12042 | 12042 | 12042
PCSEQ | 0 | 0 | 0 | 0 | 0 | 0
Retrofit Capacity by Reporting Type: MISO_W
ReportingType | 2015 | 2020 | 2025 | 2030 | 2035 | 2040
FGD | 0 | 5555.5 | 5555.5 | 5555.5 | 5555.5 | 5555.5
SNCR | 0 | 0 | 0 | 0 | 0 | 0
SCR | 1225.26 | 612.63 | 612.63 | 612.63 | 612.63 | 612.63
ACI90 | 0 | 0 | 0 | 0 | 0 | 0
RPJ90 | 2652.36 | 11006.03 | 11006.03 | 11006.03 | 11006.03 | 11006.03
PCSEQ | 0 | 0 | 0 | 0 | 0 | 0
Retrofit Capacity by Reporting Type: MISO_WUMS
ReportingType | 2015 | 2020 | 2025 | 2030 | 2035 | 2040
FGD | 1135 | 2202.1 | 2202.1 | 2202.1 | 2202.1 | 2202.1
SNCR | 0 | 0 | 0 | 0 | 0 | 0
SCR | 2778.6 | 2163.6 | 2163.6 | 2163.6 | 2163.6 | 2163.6
ACI90 | 0 | 0 | 0 | 0 | 0 | 0
RPJ90 | 1740.2 | 3955.1 | 3955.1 | 3955.1 | 3955.1 | 3955.1
PCSEQ | 0 | 0 | 0 | 0 | 0 | 0
Retrofit Capacity by Reporting Type: Nebraska
ReportingType | 2015 | 2020 | 2025 | 2030 | 2035 | 2040
FGD | 0 | 3195.8 | 3195.8 | 3195.8 | 3195.8 | 3195.8
SNCR | 0 | 0 | 0 | 0 | 0 | 0
SCR | 0 | 0 | 0 | 0 | 0 | 0
ACI90 | 0 | 0 | 0 | 0 | 0 | 0
RPJ90 | 1364.4 | 3878 | 3878 | 3878 | 3878 | 3878
PCSEQ | 0 | 0 | 0 | 0 | 0 | 0
Retrofit Capacity by Reporting Type: NEISO
ReportingType | 2015 | 2020 | 2025 | 2030 | 2035 | 2040
FGD | 320 | 0 | 0 | 0 | 0 | 0
SNCR | 0 | 0 | 0 | 0 | 0 | 0
SCR | 0 | 0 | 0 | 0 | 0 | 0
ACI90 | 0 | 0 | 0 | 0 | 0 | 0
RPJ90 | 870.93 | 0 | 0 | 0 | 0 | 0
PCSEQ | 0 | 0 | 0 | 0 | 0 | 0
Retrofit Capacity by Reporting Type: NonRTO_Midwest
ReportingType | 2015 | 2020 | 2025 | 2030 | 2035 | 2040
FGD | 1403 | 2487 | 2487 | 2487 | 2487 | 2487
SNCR | 0 | 0 | 0 | 0 | 0 | 0
SCR | 1463.8 | 731.9 | 731.9 | 731.9 | 731.9 | 731.9
ACI90 | 0 | 0 | 0 | 0 | 0 | 0
RPJ90 | 0 | 8788.31 | 8788.31 | 8788.31 | 8788.31 | 8788.31
PCSEQ | 0 | 0 | 0 | 0 | 0 | 0
Retrofit Capacity by Reporting Type: NYISO_A-F
ReportingType | 2015 | 2020 | 2025 | 2030 | 2035 | 2040
FGD | 0 | 0 | 0 | 0 | 0 | 0
SNCR | 0 | 0 | 0 | 0 | 0 | 0
SCR | 0 | 0 | 0 | 0 | 0 | 0
ACI90 | 0 | 0 | 0 | 0 | 0 | 0
RPJ90 | 486.3 | 0 | 0 | 0 | 0 | 0
PCSEQ | 0 | 0 | 0 | 0 | 0 | 0
Retrofit Capacity by Reporting Type: NYISO_G-I
ReportingType | 2015 | 2020 | 2025 | 2030 | 2035 | 2040
FGD | 0 | 0 | 0 | 0 | 0 | 0
SNCR | 0 | 0 | 0 | 0 | 0 | 0
SCR | 0 | 0 | 0 | 0 | 0 | 0
ACI90 | 0 | 0 | 0 | 0 | 0 | 0
RPJ90 | 0 | 0 | 0 | 0 | 0 | 0
PCSEQ | 0 | 0 | 0 | 0 | 0 | 0
Retrofit Capacity by Reporting Type: NYISO_J-K
ReportingType | 2015 | 2020 | 2025 | 2030 | 2035 | 2040
FGD | 0 | 0 | 0 | 0 | 0 | 0
SNCR | 0 | 0 | 0 | 0 | 0 | 0
SCR | 0 | 0 | 0 | 0 | 0 | 0
ACI90 | 0 | 0 | 0 | 0 | 0 | 0
RPJ90 | 0 | 0 | 0 | 0 | 0 | 0
PCSEQ | 0 | 0 | 0 | 0 | 0 | 0
Retrofit Capacity by Reporting Type: PJM_E
ReportingType | 2015 | 2020 | 2025 | 2030 | 2035 | 2040
FGD | 0 | 0 | 0 | 0 | 0 | 0
SNCR | 0 | 0 | 0 | 0 | 0 | 0
SCR | 568 | 0 | 0 | 0 | 0 | 0
ACI90 | 0 | 0 | 0 | 0 | 0 | 0
RPJ90 | 1784 | 0 | 0 | 0 | 0 | 0
PCSEQ | 0 | 0 | 0 | 0 | 0 | 0
Retrofit Capacity by Reporting Type: PJM_ROM
ReportingType | 2015 | 2020 | 2025 | 2030 | 2035 | 2040
FGD | 0 | 1234 | 1234 | 1234 | 1234 | 1234
SNCR | 0 | 0 | 0 | 0 | 0 | 0
SCR | 341 | 0 | 0 | 0 | 0 | 0
ACI90 | 0 | 0 | 0 | 0 | 0 | 0
RPJ90 | 2572 | 7711 | 7711 | 7711 | 7711 | 7711
PCSEQ | 0 | 0 | 0 | 0 | 0 | 0
Retrofit Capacity by Reporting Type: PJM_ROR
ReportingType | 2015 | 2020 | 2025 | 2030 | 2035 | 2040
FGD | 0 | 8947.5 | 8947.5 | 8947.5 | 8947.5 | 8947.5
SNCR | 0 | 0 | 0 | 0 | 0 | 0
SCR | 2400 | 1200 | 1200 | 1200 | 1200 | 1200
ACI90 | 0 | 0 | 0 | 0 | 0 | 0
RPJ90 | 0 | 38198.5 | 38198.5 | 38198.5 | 38198.5 | 38198.5
PCSEQ | 0 | 0 | 0 | 0 | 0 | 0
Retrofit Capacity by Reporting Type: SOCO
ReportingType | 2015 | 2020 | 2025 | 2030 | 2035 | 2040
FGD | 4088.7 | 6563.2 | 6563.2 | 6563.2 | 6563.2 | 6563.2
SNCR | 0 | 0 | 0 | 0 | 0 | 0
SCR | 3404.7 | 3404.7 | 3404.7 | 3404.7 | 3404.7 | 3404.7
ACI90 | 0 | 0 | 0 | 0 | 0 | 0
RPJ90 | 6809.4 | 16513.46 | 16513.46 | 16513.46 | 16513.46 | 16513.46
PCSEQ | 0 | 0 | 0 | 0 | 0 | 0
Retrofit Capacity by Reporting Type: SPP_N
ReportingType | 2015 | 2020 | 2025 | 2030 | 2035 | 2040
FGD | 0 | 2384.5 | 2384.5 | 2384.5 | 2384.5 | 2384.5
SNCR | 0 | 0 | 0 | 0 | 0 | 0
SCR | 0 | 0 | 0 | 0 | 0 | 0
ACI90 | 0 | 0 | 0 | 0 | 0 | 0
RPJ90 | 1302 | 7319.5 | 7319.5 | 7319.5 | 7319.5 | 7319.5
PCSEQ | 0 | 0 | 0 | 0 | 0 | 0
Retrofit Capacity by Reporting Type: SPP_S
ReportingType | 2015 | 2020 | 2025 | 2030 | 2035 | 2040
FGD | 0 | 8147.8 | 8147.8 | 8147.8 | 8147.8 | 8147.8
SNCR | 0 | 0 | 0 | 0 | 0 | 0
SCR | 0 | 0 | 0 | 0 | 0 | 0
ACI90 | 0 | 0 | 0 | 0 | 0 | 0
RPJ90 | 0 | 11553.93 | 11553.93 | 11553.93 | 11553.93 | 11553.93
PCSEQ | 0 | 0 | 0 | 0 | 0 | 0
Retrofit Capacity by Reporting Type: TVA
ReportingType | 2015 | 2020 | 2025 | 2030 | 2035 | 2040
FGD | 0 | 4449.32 | 4449.32 | 4449.32 | 4449.32 | 4449.32
SNCR | 0 | 0 | 0 | 0 | 0 | 0
SCR | 0 | 0 | 0 | 0 | 0 | 0
ACI90 | 0 | 0 | 0 | 0 | 0 | 0
RPJ90 | 0 | 11223.08 | 11223.08 | 11223.08 | 11223.08 | 11223.08
PCSEQ | 0 | 0 | 0 | 0 | 0 | 0
Retrofit Capacity by Reporting Type: TVA_Transmission
ReportingType | 2015 | 2020 | 2025 | 2030 | 2035 | 2040
FGD | 0 | 0 | 0 | 0 | 0 | 0
SNCR | 0 | 0 | 0 | 0 | 0 | 0
SCR | 0 | 0 | 0 | 0 | 0 | 0
ACI90 | 0 | 0 | 0 | 0 | 0 | 0
RPJ90 | 0 | 0 | 0 | 0 | 0 | 0
PCSEQ | 0 | 0 | 0 | 0 | 0 | 0
Retrofit Capacity by Reporting Type: VACAR
ReportingType | 2015 | 2020 | 2025 | 2030 | 2035 | 2040
FGD | 0 | 0 | 0 | 0 | 0 | 0
SNCR | 0 | 0 | 0 | 0 | 0 | 0
SCR | 0 | 0 | 0 | 0 | 0 | 0
ACI90 | 0 | 0 | 0 | 0 | 0 | 0
RPJ90 | 0 | 13341.19 | 13341.19 | 13341.19 | 13341.19 | 13341.19
PCSEQ | 0 | 0 | 0 | 0 | 0 | 0
Retrofit Capacity by Reporting Type: IESO
ReportingType | 2015 | 2020 | 2025 | 2030 | 2035 | 2040
FGD | 0 | 0 | 0 | 0 | 0 | 0
SNCR | 0 | 0 | 0 | 0 | 0 | 0
SCR | 0 | 0 | 0 | 0 | 0 | 0
ACI90 | 0 | 0 | 0 | 0 | 0 | 0
RPJ90 | 0 | 0 | 0 | 0 | 0 | 0
PCSEQ | 0 | 0 | 0 | 0 | 0 | 0
Retrofit Capacity by Reporting Type: MAPP_CA
ReportingType | 2015 | 2020 | 2025 | 2030 | 2035 | 2040
FGD | 0 | 0 | 0 | 0 | 0 | 0
SNCR | 0 | 0 | 0 | 0 | 0 | 0
SCR | 0 | 0 | 0 | 0 | 0 | 0
ACI90 | 0 | 0 | 0 | 0 | 0 | 0
RPJ90 | 0 | 0 | 0 | 0 | 0 | 0
PCSEQ | 0 | 0 | 0 | 0 | 0 | 0
Retrofit Capacity by Reporting Type: AZ_NM_SNV_Coal
ReportingType | 2015 | 2020 | 2025 | 2030 | 2035 | 2040
FGD | 384 | 540 | 540 | 540 | 540 | 540
SNCR | 0 | 0 | 0 | 0 | 0 | 0
SCR | 800 | 400 | 400 | 400 | 400 | 400
ACI90 | 0 | 0 | 0 | 0 | 0 | 0
RPJ90 | 3286 | 10066 | 10066 | 10066 | 10066 | 10066
PCSEQ | 0 | 0 | 0 | 0 | 0 | 0
Retrofit Capacity by Reporting Type: AZ_NM_SNV_Gas
ReportingType | 2015 | 2020 | 2025 | 2030 | 2035 | 2040
FGD | 0 | 0 | 0 | 0 | 0 | 0
SNCR | 0 | 0 | 0 | 0 | 0 | 0
SCR | 0 | 0 | 0 | 0 | 0 | 0
ACI90 | 0 | 0 | 0 | 0 | 0 | 0
RPJ90 | 0 | 0 | 0 | 0 | 0 | 0
PCSEQ | 0 | 0 | 0 | 0 | 0 | 0
Retrofit Capacity by Reporting Type: AZ_NM_SNV_NucRenew
ReportingType | 2015 | 2020 | 2025 | 2030 | 2035 | 2040
FGD | 0 | 0 | 0 | 0 | 0 | 0
SNCR | 0 | 0 | 0 | 0 | 0 | 0
SCR | 0 | 0 | 0 | 0 | 0 | 0
ACI90 | 0 | 0 | 0 | 0 | 0 | 0
RPJ90 | 0 | 0 | 0 | 0 | 0 | 0
PCSEQ | 0 | 0 | 0 | 0 | 0 | 0
Retrofit Capacity by Reporting Type: ERCOT
ReportingType | 2015 | 2020 | 2025 | 2030 | 2035 | 2040
FGD | 0 | 5125 | 5125 | 5125 | 5125 | 5125
SNCR | 0 | 0 | 0 | 0 | 0 | 0
SCR | 4370 | 2185 | 2185 | 2185 | 2185 | 2185
ACI90 | 0 | 0 | 0 | 0 | 0 | 0
RPJ90 | 9196 | 16247.87 | 16247.87 | 16247.87 | 16247.87 | 16247.87
PCSEQ | 0 | 0 | 0 | 0 | 0 | 0
Retrofit Capacity by Reporting Type: NP15
ReportingType | 2015 | 2020 | 2025 | 2030 | 2035 | 2040
FGD | 0 | 0 | 0 | 0 | 0 | 0
SNCR | 0 | 0 | 0 | 0 | 0 | 0
SCR | 0 | 0 | 0 | 0 | 0 | 0
ACI90 | 0 | 0 | 0 | 0 | 0 | 0
RPJ90 | 0 | 28.2 | 28.2 | 28.2 | 0 | 0
PCSEQ | 0 | 0 | 0 | 0 | 0 | 0
Retrofit Capacity by Reporting Type: NWPP_Coal
ReportingType | 2015 | 2020 | 2025 | 2030 | 2035 | 2040
FGD | 0 | 1601.2 | 1601.2 | 1601.2 | 1601.2 | 1601.2
SNCR | 0 | 0 | 0 | 0 | 0 | 0
SCR | 0 | 0 | 0 | 0 | 0 | 0
ACI90 | 0 | 0 | 0 | 0 | 0 | 0
RPJ90 | 453.6 | 13097.85 | 13097.85 | 13097.85 | 13097.85 | 13097.85
PCSEQ | 0 | 0 | 0 | 0 | 0 | 0
Retrofit Capacity by Reporting Type: NWPP_Gas
ReportingType | 2015 | 2020 | 2025 | 2030 | 2035 | 2040
FGD | 0 | 0 | 0 | 0 | 0 | 0
SNCR | 0 | 0 | 0 | 0 | 0 | 0
SCR | 0 | 0 | 0 | 0 | 0 | 0
ACI90 | 0 | 0 | 0 | 0 | 0 | 0
RPJ90 | 0 | 0 | 0 | 0 | 0 | 0
PCSEQ | 0 | 0 | 0 | 0 | 0 | 0
Retrofit Capacity by Reporting Type: NWPP_NucRenew
ReportingType | 2015 | 2020 | 2025 | 2030 | 2035 | 2040
FGD | 0 | 0 | 0 | 0 | 0 | 0
SNCR | 0 | 0 | 0 | 0 | 0 | 0
SCR | 0 | 0 | 0 | 0 | 0 | 0
ACI90 | 0 | 0 | 0 | 0 | 0 | 0
RPJ90 | 0 | 0 | 0 | 0 | 0 | 0
PCSEQ | 0 | 0 | 0 | 0 | 0 | 0
Retrofit Capacity by Reporting Type: RMPA
ReportingType | 2015 | 2020 | 2025 | 2030 | 2035 | 2040
FGD | 0 | 1282 | 1282 | 1282 | 1282 | 1282
SNCR | 0 | 0 | 0 | 0 | 0 | 0
SCR | 1554.6 | 777.3 | 777.3 | 777.3 | 777.3 | 777.3
ACI90 | 0 | 0 | 0 | 0 | 0 | 0
RPJ90 | 2874.6 | 6914.8 | 6562.8 | 6562.8 | 6562.8 | 6315.8
PCSEQ | 0 | 0 | 0 | 0 | 0 | 0
Retrofit Capacity by Reporting Type: SP15
ReportingType | 2015 | 2020 | 2025 | 2030 | 2035 | 2040
FGD | 0 | 0 | 0 | 0 | 0 | 0
SNCR | 0 | 0 | 0 | 0 | 0 | 0
SCR | 0 | 0 | 0 | 0 | 0 | 0
ACI90 | 0 | 0 | 0 | 0 | 0 | 0
RPJ90 | 0 | 101.2 | 101.2 | 101.2 | 101.2 | 0
PCSEQ | 0 | 0 | 0 | 0 | 0 | 0
Retrofit Capacity by Reporting Type: ALB
ReportingType | 2015 | 2020 | 2025 | 2030 | 2035 | 2040
FGD | 0 | 0 | 0 | 0 | 0 | 0
SNCR | 0 | 0 | 0 | 0 | 0 | 0
SCR | 0 | 0 | 0 | 0 | 0 | 0
ACI90 | 0 | 0 | 0 | 0 | 0 | 0
RPJ90 | 0 | 0 | 0 | 0 | 0 | 0
PCSEQ | 0 | 0 | 0 | 0 | 0 | 0
Retrofit Capacity by Reporting Type: BC
ReportingType | 2015 | 2020 | 2025 | 2030 | 2035 | 2040
FGD | 0 | 0 | 0 | 0 | 0 | 0
SNCR | 0 | 0 | 0 | 0 | 0 | 0
SCR | 0 | 0 | 0 | 0 | 0 | 0
ACI90 | 0 | 0 | 0 | 0 | 0 | 0
RPJ90 | 0 | 0 | 0 | 0 | 0 | 0
PCSEQ | 0 | 0 | 0 | 0 | 0 | 0
Retrofit Capacity by Reporting Type: HQ_IESO
ReportingType | 2015 | 2020 | 2025 | 2030 | 2035 | 2040
FGD | 0 | 0 | 0 | 0 | 0 | 0
SNCR | 0 | 0 | 0 | 0 | 0 | 0
SCR | 0 | 0 | 0 | 0 | 0 | 0
ACI90 | 0 | 0 | 0 | 0 | 0 | 0
RPJ90 | 0 | 0 | 0 | 0 | 0 | 0
PCSEQ | 0 | 0 | 0 | 0 | 0 | 0
Retrofit Capacity by Reporting Type: HQ_NEISO
ReportingType | 2015 | 2020 | 2025 | 2030 | 2035 | 2040
FGD | 0 | 0 | 0 | 0 | 0 | 0
SNCR | 0 | 0 | 0 | 0 | 0 | 0
SCR | 0 | 0 | 0 | 0 | 0 | 0
ACI90 | 0 | 0 | 0 | 0 | 0 | 0
RPJ90 | 0 | 0 | 0 | 0 | 0 | 0
PCSEQ | 0 | 0 | 0 | 0 | 0 | 0
Retrofit Capacity by Reporting Type: HQ_NY
ReportingType | 2015 | 2020 | 2025 | 2030 | 2035 | 2040
FGD | 0 | 0 | 0 | 0 | 0 | 0
SNCR | 0 | 0 | 0 | 0 | 0 | 0
SCR | 0 | 0 | 0 | 0 | 0 | 0
ACI90 | 0 | 0 | 0 | 0 | 0 | 0
RPJ90 | 0 | 0 | 0 | 0 | 0 | 0
PCSEQ | 0 | 0 | 0 | 0 | 0 | 0
Retrofit Capacity by Reporting Type: MARITIMES
ReportingType | 2015 | 2020 | 2025 | 2030 | 2035 | 2040
FGD | 0 | 0 | 0 | 0 | 0 | 0
SNCR | 0 | 0 | 0 | 0 | 0 | 0
SCR | 0 | 0 | 0 | 0 | 0 | 0
ACI90 | 0 | 0 | 0 | 0 | 0 | 0
RPJ90 | 0 | 0 | 0 | 0 | 0 | 0
PCSEQ | 0 | 0 | 0 | 0 | 0 | 0
Retrofit Capacity by Reporting Type: All
ReportingType | 2015 | 2020 | 2025 | 2030 | 2035 | 2040
FGD | 7551.7 | 77672.18 | 77672.18 | 77672.18 | 77672.18 | 77672.18
SNCR | 0 | 0 | 0 | 0 | 0 | 0
SCR | 23456.96 | 13573.13 | 13573.13 | 13573.13 | 13573.13 | 13573.13
ACI90 | 0 | 0 | 0 | 0 | 0 | 0
RPJ90 | 37881.78 | 230277.89 | 229925.89 | 229925.89 | 229897.69 | 229549.49
PCSEQ | 0 | 0 | 0 | 0 | 0 | 0
Retrofit Capacity by Reporting Type: EI_US
ReportingType | 2015 | 2020 | 2025 | 2030 | 2035 | 2040
FGD | 7167.7 | 69123.98 | 69123.98 | 69123.98 | 69123.98 | 69123.98
SNCR | 0 | 0 | 0 | 0 | 0 | 0
SCR | 16732.36 | 10210.83 | 10210.83 | 10210.83 | 10210.83 | 10210.83
ACI90 | 0 | 0 | 0 | 0 | 0 | 0
RPJ90 | 22071.59 | 183821.98 | 183821.98 | 183821.98 | 183821.98 | 183821.98
PCSEQ | 0 | 0 | 0 | 0 | 0 | 0
Retrofit Capacity by Reporting Type: EI_Canada
ReportingType | 2015 | 2020 | 2025 | 2030 | 2035 | 2040
FGD | 0 | 0 | 0 | 0 | 0 | 0
SNCR | 0 | 0 | 0 | 0 | 0 | 0
SCR | 0 | 0 | 0 | 0 | 0 | 0
ACI90 | 0 | 0 | 0 | 0 | 0 | 0
RPJ90 | 0 | 0 | 0 | 0 | 0 | 0
PCSEQ | 0 | 0 | 0 | 0 | 0 | 0
Retrofit Capacity by Reporting Type: EI
ReportingType | 2015 | 2020 | 2025 | 2030 | 2035 | 2040
FGD | 7167.7 | 69123.98 | 69123.98 | 69123.98 | 69123.98 | 69123.98
SNCR | 0 | 0 | 0 | 0 | 0 | 0
SCR | 16732.36 | 10210.83 | 10210.83 | 10210.83 | 10210.83 | 10210.83
ACI90 | 0 | 0 | 0 | 0 | 0 | 0
RPJ90 | 22071.59 | 183821.98 | 183821.98 | 183821.98 | 183821.98 | 183821.98
PCSEQ | 0 | 0 | 0 | 0 | 0 | 0
Retrofit Capacity by Reporting Type: Outside_EI
ReportingType | 2015 | 2020 | 2025 | 2030 | 2035 | 2040
FGD | 384 | 8548.2 | 8548.2 | 8548.2 | 8548.2 | 8548.2
SNCR | 0 | 0 | 0 | 0 | 0 | 0
SCR | 6724.6 | 3362.3 | 3362.3 | 3362.3 | 3362.3 | 3362.3
ACI90 | 0 | 0 | 0 | 0 | 0 | 0
RPJ90 | 15810.2 | 46455.92 | 46103.92 | 46103.92 | 46075.72 | 45727.52
PCSEQ | 0 | 0 | 0 | 0 | 0 | 0
#7 | Reserve Margin (MW)
Reserve Margin Data: ALB
| 2015 | 2020 | 2025 | 2030 | 2035 | 2040
a. Peak Demand | 9904 | 10661.75 | 11453.84 | 12232.8 | 13114.25 | 14069.31
b. Peak Demand + Reserve Margin | 11686.72 | 12580.86 | 13515.53 | 14434.71 | 15474.82 | 16601.78
c. DR MW | 105.16 | 361.08 | 660.83 | 708.64 | 759.9 | 814.88
d. Capacity Credit | 11686.72 | 12649.19 | 13629.72 | 14434.71 | 15474.82 | 16601.78
Reserve Margin Data: BC
| 2015 | 2020 | 2025 | 2030 | 2035 | 2040
a. Peak Demand | 12109.07 | 12751.62 | 13400.61 | 14000.25 | 14682.16 | 15408.33
b. Peak Demand + Reserve Margin | 14288.7 | 15046.91 | 15812.72 | 16520.3 | 17324.95 | 18181.83
c. DR MW | 0.01 | 264.69 | 555.31 | 582.51 | 611.05 | 640.98
d. Capacity Credit | 14288.7 | 15046.91 | 15980.67 | 16520.3 | 17324.95 | 18181.83
Reserve Margin Data: ENT
| 2015 | 2020 | 2025 | 2030 | 2035 | 2040
a. Peak Demand | 30997.52 | 33002.48 | 34227.2 | 34931.55 | 35366.96 | 37194.8
b. Peak Demand + Reserve Margin | 35337.17 | 37622.83 | 39019.01 | 39821.97 | 40318.33 | 42402.07
c. DR MW | 301.55 | 1538.95 | 2854.33 | 2930.78 | 3009.27 | 3089.87
d. Capacity Credit | 35337.17 | 37622.83 | 39019.01 | 39821.97 | 40318.33 | 42402.07
Reserve Margin Data: ERCOT
| 2015 | 2020 | 2025 | 2030 | 2035 | 2040
a. Peak Demand | 69645.31 | 75411.61 | 77738.94 | 80602.62 | 83769.17 | 87577.9
b. Peak Demand + Reserve Margin | 78350.97 | 84838.06 | 87456.31 | 90677.95 | 94240.31 | 98525.13
c. DR MW | 740.81 | 3617.73 | 6720.3 | 6926.25 | 7155.61 | 7391.29
d. Capacity Credit | 78350.97 | 84838.06 | 87456.31 | 90677.95 | 94240.31 | 98525.13
Reserve Margin Data: FRCC
| 2015 | 2020 | 2025 | 2030 | 2035 | 2040
a. Peak Demand | 49980.61 | 53671.69 | 56915.15 | 60095.77 | 64605.9 | 64860.74
b. Peak Demand + Reserve Margin | 57977.5 | 62259.16 | 66021.58 | 69711.09 | 74942.84 | 75238.46
c. DR MW | 2734.45 | 3962.85 | 5527.63 | 5878.95 | 6252.59 | 6649.99
d. Capacity Credit | 57977.5 | 62259.16 | 66021.58 | 69711.09 | 74942.84 | 75238.46
Reserve Margin Data: IESO
| 2015 | 2020 | 2025 | 2030 | 2035 | 2040
a. Peak Demand | 23295.9 | 23136.91 | 23977.78 | 24703.85 | 25548.37 | 26440.71
b. Peak Demand + Reserve Margin | 27256.21 | 27070.18 | 28054.01 | 28903.51 | 29891.59 | 30935.63
c. DR MW | 1958.79 | 2066.83 | 2340.54 | 2421.21 | 2504.65 | 2590.98
d. Capacity Credit | 31016.67 | 31124.71 | 31398.41 | 31479.08 | 29891.59 | 30935.63
Reserve Margin Data: MAPP_CA
| 2015 | 2020 | 2025 | 2030 | 2035 | 2040
a. Peak Demand | 8667.52 | 9356.19 | 9744.47 | 10089.5 | 10486.34 | 10906.6
b. Peak Demand + Reserve Margin | 9707.62 | 10478.93 | 10913.81 | 11300.24 | 11744.7 | 12215.4
c. DR MW | 89.5 | 308.14 | 546.73 | 568.39 | 590.9 | 614.31
d. Capacity Credit | 9707.62 | 10478.93 | 10913.81 | 11300.24 | 11744.7 | 12215.4
Reserve Margin Data: MAPP_US
| 2015 | 2020 | 2025 | 2030 | 2035 | 2040
a. Peak Demand | 5653.3 | 5925.23 | 6136.7 | 6437.12 | 6736.14 | 6980.51
b. Peak Demand + Reserve Margin | 6444.76 | 6754.76 | 6995.83 | 7338.31 | 7679.2 | 7957.78
c. DR MW | 59 | 199.4 | 353.8 | 367.81 | 382.38 | 397.53
d. Capacity Credit | 6880.05 | 6757.52 | 6995.83 | 7338.31 | 7679.2 | 7957.78
Reserve Margin Data: NEISO
| 2015 | 2020 | 2025 | 2030 | 2035 | 2040
a. Peak Demand | 27869.23 | 28302.76 | 28515.91 | 28738.15 | 28900.21 | 29063.18
b. Peak Demand + Reserve Margin | 32328.31 | 32831.21 | 33078.46 | 33336.25 | 33524.25 | 33713.29
c. DR MW | 3092.4 | 3627.72 | 4230.66 | 4257.78 | 4282.5 | 4307.35
d. Capacity Credit | 32328.31 | 33139.54 | 34016.82 | 34102.17 | 33524.25 | 33713.29
Reserve Margin Data: NonRTO_Midwest
| 2015 | 2020 | 2025 | 2030 | 2035 | 2040
a. Peak Demand | 11593.62 | 11960.93 | 12272.48 | 13141.13 | 13470.83 | 13895.36
b. Peak Demand + Reserve Margin | 13216.73 | 13635.46 | 13990.62 | 14980.88 | 15356.75 | 15840.71
c. DR MW | 193.98 | 453.37 | 727.88 | 745.89 | 764.35 | 783.26
d. Capacity Credit | 13216.73 | 13635.46 | 13990.62 | 14980.88 | 15356.75 | 15840.71
Reserve Margin Data: NYISO_J-K
| 2015 | 2020 | 2025 | 2030 | 2035 | 2040
a. Peak Demand | 15662.54 | 16840.15 | 17505.02 | 18398.03 | 19221.69 | 20122.69
b. Peak Demand + Reserve Margin | 14409.53 | 15492.93 | 16104.62 | 16926.19 | 17683.95 | 18512.87
c. DR MW | 1319.07 | 1502.66 | 1718.62 | 1795.58 | 1875.99 | 1960
d. Capacity Credit | 16838.46 | 17022.05 | 18123.91 | 20210.16 | 20280.97 | 22304.97
Reserve Margin Data: PJM_E
| 2015 | 2020 | 2025 | 2030 | 2035 | 2040
a. Peak Demand | 30526.42 | 28817.07 | 29779.62 | 30640.62 | 31761.92 | 32922.63
b. Peak Demand + Reserve Margin | 29854.84 | 28183.09 | 29124.47 | 29966.52 | 31063.16 | 32198.33
c. DR MW | 1256.73 | 1718.17 | 2388.62 | 2469.72 | 2553.57 | 2640.27
d. Capacity Credit | 34210.67 | 33569.05 | 34569.51 | 35554.86 | 33387.77 | 32198.33
Reserve Margin Data: RMPA
| 2015 | 2020 | 2025 | 2030 | 2035 | 2040
a. Peak Demand | 12926.05 | 14102.81 | 15272.08 | 16226.63 | 17281.13 | 18404.82
b. Peak Demand + Reserve Margin | 14735.7 | 16077.2 | 17410.17 | 18498.36 | 19700.49 | 20981.5
c. DR MW | 486.05 | 622.89 | 804.5 | 856.88 | 912.57 | 971.91
d. Capacity Credit | 15580.06 | 16077.2 | 18193.62 | 18498.36 | 19700.49 | 20981.5
Reserve Margin Data: SOCO
| 2015 | 2020 | 2025 | 2030 | 2035 | 2040
a. Peak Demand | 53503 | 58268.97 | 60504.88 | 63686.06 | 65796.91 | 69102.63
b. Peak Demand + Reserve Margin | 60993.42 | 66426.62 | 68975.56 | 72602.11 | 75008.48 | 78777
c. DR MW | 2570.49 | 4773.97 | 7215.46 | 7512.46 | 7821.68 | 8143.63
d. Capacity Credit | 62108 | 66426.67 | 68975.56 | 72602.11 | 75008.48 | 78777
Reserve Margin Data: TVA
| 2015 | 2020 | 2025 | 2030 | 2035 | 2040
a. Peak Demand | 35087.63 | 38446.64 | 39237.42 | 41334.65 | 41053.55 | 42325.88
b. Peak Demand + Reserve Margin | 40350.78 | 44213.63 | 45123.03 | 47534.85 | 47211.58 | 48674.77
c. DR MW | 1805 | 2555.95 | 3357.9 | 3440.97 | 3526.11 | 3613.35
d. Capacity Credit | 40350.78 | 44213.68 | 45123.03 | 47534.85 | 47211.58 | 48674.77
Reserve Margin Data: VACAR
| 2015 | 2020 | 2025 | 2030 | 2035 | 2040
a. Peak Demand | 48624.52 | 52940.04 | 57003.75 | 58165.41 | 62454.57 | 65036.64
b. Peak Demand + Reserve Margin | 55431.95 | 60351.65 | 64984.27 | 66308.57 | 71198.2 | 74141.77
c. DR MW | 2339.28 | 3868.22 | 5651.52 | 5928.05 | 6218.12 | 6522.37
d. Capacity Credit | 55431.95 | 60351.65 | 64984.27 | 66308.57 | 71198.2 | 74141.77
Reserve Margin Data: AZ_NM_SNV
| 2015 | 2020 | 2025 | 2030 | 2035 | 2040
a. Peak Demand | 27003 | 30165.85 | 32227.45 | 34087.15 | 36351.09 | 38795.63
b. Peak Demand + Reserve Margin | 31242.47 | 34901.88 | 37287.15 | 39438.83 | 42058.22 | 44886.55
c. DR MW | 334.55 | 1076.71 | 1928.33 | 2059.84 | 2196.64 | 2344.36
d. Capacity Credit | 32563.67 | 34901.88 | 37287.15 | 39438.83 | 42058.22 | 44886.55
Reserve Margin Data: CA
| 2015 | 2020 | 2025 | 2030 | 2035 | 2040
a. Peak Demand | 62417.56 | 66168.08 | 69295.34 | 72474.34 | 76365.61 | 81639.64
b. Peak Demand + Reserve Margin | 72778.88 | 77151.98 | 80798.37 | 84505.08 | 89042.31 | 95191.82
c. DR MW | 4441.2 | 4603.38 | 4993.26 | 5277.46 | 5551.88 | 5835.06
d. Capacity Credit | 72778.88 | 77151.98 | 80798.37 | 84505.08 | 89042.31 | 95191.82
Reserve Margin Data: MISO
| 2015 | 2020 | 2025 | 2030 | 2035 | 2040
a. Peak Demand | 98774.31 | 101891.34 | 106680.24 | 111717.96 | 116093.92 | 120638.19
b. Peak Demand + Reserve Margin | 115961.04 | 119620.43 | 125242.6 | 131156.88 | 136294.26 | 141629.24
c. DR MW | 6024.78 | 8117.79 | 10669.2 | 11079.6 | 11505.92 | 11948.8
d. Capacity Credit | 115961.04 | 119620.43 | 125242.6 | 131156.88 | 136294.26 | 141629.24
Reserve Margin Data: NWPP
| 2015 | 2020 | 2025 | 2030 | 2035 | 2040
a. Peak Demand | 40042.43 | 41922.23 | 43942.04 | 46298.76 | 48570.43 | 50894.86
b. Peak Demand + Reserve Margin | 47250.07 | 49468.23 | 51851.61 | 54632.54 | 57313.11 | 60055.94
c. DR MW | 0.01 | 953.34 | 1988.72 | 2091.14 | 2193.74 | 2298.72
d. Capacity Credit | 54795.87 | 55735.01 | 57448.89 | 61896.43 | 62331.2 | 63418.51
Reserve Margin Data: NYISO
| 2015 | 2020 | 2025 | 2030 | 2035 | 2040
a. Peak Demand | 30441.3 | 32584.87 | 33760.45 | 35059.13 | 36376.36 | 37777.71
b. Peak Demand + Reserve Margin | 35464.11 | 37961.37 | 39330.93 | 40843.88 | 42378.46 | 44011.03
c. DR MW | 2565.83 | 2901.13 | 3296.24 | 3421.43 | 3551.63 | 3687.07
d. Capacity Credit | 37510.6 | 37961.37 | 39330.93 | 40843.88 | 42378.46 | 44011.03
Reserve Margin Data: NYISO_G-I_J-K
| 2015 | 2020 | 2025 | 2030 | 2035 | 2040
a. Peak Demand | 19694.47 | 21105.45 | 21929.34 | 22999.98 | 24054.02 | 25184.43
b. Peak Demand + Reserve Margin | 18709.75 | 20050.18 | 20832.87 | 21849.98 | 22851.32 | 23925.21
c. DR MW | 1658.63 | 1882.98 | 2152.95 | 2248.69 | 2348.69 | 2453.13
d. Capacity Credit | 20805.9 | 21039.25 | 22269.46 | 24374.49 | 26509.86 | 29037.78
Reserve Margin Data: PJM
| 2015 | 2020 | 2025 | 2030 | 2035 | 2040
a. Peak Demand | 156152.48 | 157544.66 | 161459.56 | 164273.8 | 170318.24 | 175299.34
b. Peak Demand + Reserve Margin | 180043.81 | 181648.99 | 186162.87 | 189407.69 | 196376.93 | 202120.14
c. DR MW | 6888.69 | 10788.12 | 15528.1 | 16025.26 | 16538.36 | 17067.93
d. Capacity Credit | 180043.81 | 181648.99 | 188104 | 189407.69 | 196376.93 | 202120.14
Reserve Margin Data: SPP
| 2015 | 2020 | 2025 | 2030 | 2035 | 2040
a. Peak Demand | 57030.85 | 60774.19 | 63144.63 | 65593.14 | 67188.51 | 69903.97
b. Peak Demand + Reserve Margin | 64787.05 | 69039.48 | 71732.3 | 74513.81 | 76326.15 | 79410.91
c. DR MW | 1132.21 | 3430.99 | 5911.36 | 6129.52 | 6355.94 | 6590.94
d. Capacity Credit | 64787.05 | 69039.48 | 71732.3 | 74513.81 | 76326.15 | 79410.91

## Transmission
$/MW
[8 empty] | Transfer |  | $/MWh | $/MWh | Wheel+ | $/MWh
Year | Line | From | To | EI Internal/External | Season | Block | Duration | Limit | MW flow | From price | To price | Friction | Shadow Price
2015 | ENT_2_SOCO | ENT | SOCO | Internal | Shoulder | B11 | 25 | 2000 | 0 | 54.85 | 61.53 | 8 | 0
2015 | ENT_2_SOCO | ENT | SOCO | Internal | Shoulder | B12 | 200 | 2000 | 0 | 39.11 | 43.05 | 8 | 0
2015 | ENT_2_SOCO | ENT | SOCO | Internal | Shoulder | B13 | 600 | 2000 | 0 | 38.83 | 39.8 | 8 | 0
2015 | ENT_2_SOCO | ENT | SOCO | Internal | Shoulder | B14 | 900 | 2000 | 0 | 38.83 | 39.8 | 8 | 0
2015 | ENT_2_SOCO | ENT | SOCO | Internal | Shoulder | B15 | 1203 | 2000 | 0 | 37.57 | 39.8 | 8 | 0
2015 | ENT_2_SOCO | ENT | SOCO | Internal | Summer | B1 | 10 | 2000 | 0 | 60.45 | 66.11 | 8 | 0
2015 | ENT_2_SOCO | ENT | SOCO | Internal | Summer | B2 | 25 | 2000 | 0 | 58.95 | 66.11 | 8 | 0
2015 | ENT_2_SOCO | ENT | SOCO | Internal | Summer | B3 | 75 | 2000 | 1572.17 | 58.11 | 66.11 | 8 | 0
2015 | ENT_2_SOCO | ENT | SOCO | Internal | Summer | B4 | 100 | 2000 | 1601.85 | 58.11 | 66.11 | 8 | 0
2015 | ENT_2_SOCO | ENT | SOCO | Internal | Summer | B5 | 200 | 2000 | 1006.7 | 53.27 | 61.27 | 8 | 0
2015 | ENT_2_SOCO | ENT | SOCO | Internal | Summer | B6 | 300 | 2000 | 594.63 | 43.43 | 51.43 | 8 | 0
2015 | ENT_2_SOCO | ENT | SOCO | Internal | Summer | B7 | 400 | 2000 | 1654.79 | 41.49 | 49.49 | 8 | 0
2015 | ENT_2_SOCO | ENT | SOCO | Internal | Summer | B8 | 500 | 2000 | 0 | 37.89 | 43.36 | 8 | 0
2015 | ENT_2_SOCO | ENT | SOCO | Internal | Summer | B9 | 800 | 2000 | 0 | 37.62 | 38.63 | 8 | 0
2015 | ENT_2_SOCO | ENT | SOCO | Internal | Summer | B10 | 1262 | 2000 | 0 | 36.4 | 38.63 | 8 | 0
2015 | ENT_2_SOCO | ENT | SOCO | Internal | Winter | B16 | 25 | 2000 | 1158.09 | 50.62 | 58.62 | 8 | 0
2015 | ENT_2_SOCO | ENT | SOCO | Internal | Winter | B17 | 100 | 2000 | 0 | 41.55 | 43.68 | 8 | 0
2015 | ENT_2_SOCO | ENT | SOCO | Internal | Winter | B18 | 400 | 2000 | 0 | 41.25 | 42.18 | 8 | 0
2015 | ENT_2_SOCO | ENT | SOCO | Internal | Winter | B19 | 700 | 2000 | 0 | 41.25 | 42.18 | 8 | 0
2015 | ENT_2_SOCO | ENT | SOCO | Internal | Winter | B20 | 935 | 2000 | 0 | 39.91 | 42.18 | 8 | 0
2015 | ENT_2_TVA_Transmission | ENT | TVA_Transmission | Internal | Shoulder | B11 | 25 | 2100 | 0 | 54.85 | 54.16 | 8 | 0
2015 | ENT_2_TVA_Transmission | ENT | TVA_Transmission | Internal | Shoulder | B12 | 200 | 2100 | 0 | 39.11 | 43.76 | 8 | 0
2015 | ENT_2_TVA_Transmission | ENT | TVA_Transmission | Internal | Shoulder | B13 | 600 | 2100 | 0 | 38.83 | 42.18 | 8 | 0
2015 | ENT_2_TVA_Transmission | ENT | TVA_Transmission | Internal | Shoulder | B14 | 900 | 2100 | 0 | 38.83 | 41.04 | 8 | 0
2015 | ENT_2_TVA_Transmission | ENT | TVA_Transmission | Internal | Shoulder | B15 | 1203 | 2100 | 0 | 37.57 | 39.83 | 8 | 0
2015 | ENT_2_TVA_Transmission | ENT | TVA_Transmission | Internal | Summer | B1 | 10 | 2100 | 477.2 | 60.45 | 68.45 | 8 | 0
2015 | ENT_2_TVA_Transmission | ENT | TVA_Transmission | Internal | Summer | B2 | 25 | 2100 | 893.33 | 58.95 | 66.95 | 8 | 0
2015 | ENT_2_TVA_Transmission | ENT | TVA_Transmission | Internal | Summer | B3 | 75 | 2100 | 0 | 58.11 | 63.97 | 8 | 0
2015 | ENT_2_TVA_Transmission | ENT | TVA_Transmission | Internal | Summer | B4 | 100 | 2100 | 0 | 58.11 | 61.71 | 8 | 0
2015 | ENT_2_TVA_Transmission | ENT | TVA_Transmission | Internal | Summer | B5 | 200 | 2100 | 0 | 53.27 | 52.98 | 8 | 0
2015 | ENT_2_TVA_Transmission | ENT | TVA_Transmission | Internal | Summer | B6 | 300 | 2100 | 0 | 43.43 | 45.77 | 8 | 0
2015 | ENT_2_TVA_Transmission | ENT | TVA_Transmission | Internal | Summer | B7 | 400 | 2100 | 0 | 41.49 | 41.5 | 8 | 0
2015 | ENT_2_TVA_Transmission | ENT | TVA_Transmission | Internal | Summer | B8 | 500 | 2100 | 0 | 37.89 | 39.46 | 8 | 0
2015 | ENT_2_TVA_Transmission | ENT | TVA_Transmission | Internal | Summer | B9 | 800 | 2100 | 0 | 37.62 | 38.95 | 8 | 0
2015 | ENT_2_TVA_Transmission | ENT | TVA_Transmission | Internal | Summer | B10 | 1262 | 2100 | 0 | 36.4 | 36.97 | 8 | 0
2015 | ENT_2_TVA_Transmission | ENT | TVA_Transmission | Internal | Winter | B16 | 25 | 2100 | 0 | 50.62 | 55.59 | 8 | 0
2015 | ENT_2_TVA_Transmission | ENT | TVA_Transmission | Internal | Winter | B17 | 100 | 2100 | 0 | 41.55 | 46.25 | 8 | 0
2015 | ENT_2_TVA_Transmission | ENT | TVA_Transmission | Internal | Winter | B18 | 400 | 2100 | 0 | 41.25 | 42.89 | 8 | 0
2015 | ENT_2_TVA_Transmission | ENT | TVA_Transmission | Internal | Winter | B19 | 700 | 2100 | 0 | 41.25 | 40.99 | 8 | 0
2015 | ENT_2_TVA_Transmission | ENT | TVA_Transmission | Internal | Winter | B20 | 935 | 2100 | 0 | 39.91 | 40.04 | 8 | 0
2015 | HQ_NEISO_2_NEISO | HQ_NEISO | NEISO | Internal | Shoulder | B11 | 25 | 99999 | 2920 | 36.68 | 36.69 | 0.01 | 0
2015 | HQ_NEISO_2_NEISO | HQ_NEISO | NEISO | Internal | Shoulder | B12 | 200 | 99999 | 2920 | 36.68 | 36.69 | 0.01 | 0
2015 | HQ_NEISO_2_NEISO | HQ_NEISO | NEISO | Internal | Shoulder | B13 | 600 | 99999 | 2920 | 36.68 | 36.69 | 0.01 | 0
2015 | HQ_NEISO_2_NEISO | HQ_NEISO | NEISO | Internal | Shoulder | B14 | 900 | 99999 | 2920 | 36.68 | 36.69 | 0.01 | 0
2015 | HQ_NEISO_2_NEISO | HQ_NEISO | NEISO | Internal | Shoulder | B15 | 1203 | 99999 | 1143.24 | 36.68 | 36.69 | 0.01 | 0
2015 | HQ_NEISO_2_NEISO | HQ_NEISO | NEISO | Internal | Summer | B1 | 10 | 99999 | 2920 | 57.01 | 57.02 | 0.01 | 0
2015 | HQ_NEISO_2_NEISO | HQ_NEISO | NEISO | Internal | Summer | B2 | 25 | 99999 | 2920 | 50.96 | 50.98 | 0.01 | 0
2015 | HQ_NEISO_2_NEISO | HQ_NEISO | NEISO | Internal | Summer | B3 | 75 | 99999 | 2920 | 47.04 | 47.05 | 0.01 | 0
2015 | HQ_NEISO_2_NEISO | HQ_NEISO | NEISO | Internal | Summer | B4 | 100 | 99999 | 2920 | 45.43 | 45.45 | 0.01 | 0
2015 | HQ_NEISO_2_NEISO | HQ_NEISO | NEISO | Internal | Summer | B5 | 200 | 99999 | 2920 | 42.31 | 42.32 | 0.01 | 0
2015 | HQ_NEISO_2_NEISO | HQ_NEISO | NEISO | Internal | Summer | B6 | 300 | 99999 | 2920 | 35.01 | 35.02 | 0.01 | 0
2015 | HQ_NEISO_2_NEISO | HQ_NEISO | NEISO | Internal | Summer | B7 | 400 | 99999 | 2920 | 33.99 | 34 | 0.01 | 0
2015 | HQ_NEISO_2_NEISO | HQ_NEISO | NEISO | Internal | Summer | B8 | 500 | 99999 | 2920 | 33.99 | 34 | 0.01 | 0
2015 | HQ_NEISO_2_NEISO | HQ_NEISO | NEISO | Internal | Summer | B9 | 800 | 99999 | 2920 | 33.99 | 34 | 0.01 | 0
2015 | HQ_NEISO_2_NEISO | HQ_NEISO | NEISO | Internal | Summer | B10 | 1262 | 99999 | 795.94 | 33.99 | 34 | 0.01 | 0
2015 | HQ_NEISO_2_NEISO | HQ_NEISO | NEISO | Internal | Winter | B16 | 25 | 99999 | 2920 | 45.08 | 45.09 | 0.01 | 0
2015 | HQ_NEISO_2_NEISO | HQ_NEISO | NEISO | Internal | Winter | B17 | 100 | 99999 | 2920 | 45.08 | 45.09 | 0.01 | 0
2015 | HQ_NEISO_2_NEISO | HQ_NEISO | NEISO | Internal | Winter | B18 | 400 | 99999 | 2920 | 45.08 | 45.09 | 0.01 | 0
2015 | HQ_NEISO_2_NEISO | HQ_NEISO | NEISO | Internal | Winter | B19 | 700 | 99999 | 2920 | 45.08 | 45.09 | 0.01 | 0
2015 | HQ_NEISO_2_NEISO | HQ_NEISO | NEISO | Internal | Winter | B20 | 935 | 99999 | 1233.58 | 45.08 | 45.09 | 0.01 | 0
2015 | HQ_NY_2_NYISO_A-F | HQ_NY | NYISO_A-F | Internal | Shoulder | B11 | 25 | 99999 | 1000 | 40.11 | 40.12 | 0.01 | 0
2015 | HQ_NY_2_NYISO_A-F | HQ_NY | NYISO_A-F | Internal | Shoulder | B12 | 200 | 99999 | 1000 | 39.66 | 39.67 | 0.01 | 0
2015 | HQ_NY_2_NYISO_A-F | HQ_NY | NYISO_A-F | Internal | Shoulder | B13 | 600 | 99999 | 1000 | 37.7 | 37.71 | 0.01 | 0
2015 | HQ_NY_2_NYISO_A-F | HQ_NY | NYISO_A-F | Internal | Shoulder | B14 | 900 | 99999 | 1000 | 37.7 | 37.71 | 0.01 | 0
2015 | HQ_NY_2_NYISO_A-F | HQ_NY | NYISO_A-F | Internal | Shoulder | B15 | 1203 | 99999 | 188.69 | 37.7 | 37.71 | 0.01 | 0
2015 | HQ_NY_2_NYISO_A-F | HQ_NY | NYISO_A-F | Internal | Summer | B1 | 10 | 99999 | 1000 | 58.7 | 58.71 | 0.01 | 0
2015 | HQ_NY_2_NYISO_A-F | HQ_NY | NYISO_A-F | Internal | Summer | B2 | 25 | 99999 | 1000 | 52.96 | 52.97 | 0.01 | 0
2015 | HQ_NY_2_NYISO_A-F | HQ_NY | NYISO_A-F | Internal | Summer | B3 | 75 | 99999 | 1000 | 50.02 | 50.04 | 0.01 | 0
2015 | HQ_NY_2_NYISO_A-F | HQ_NY | NYISO_A-F | Internal | Summer | B4 | 100 | 99999 | 1000 | 48.43 | 48.45 | 0.01 | 0
2015 | HQ_NY_2_NYISO_A-F | HQ_NY | NYISO_A-F | Internal | Summer | B5 | 200 | 99999 | 1000 | 45.31 | 45.32 | 0.01 | 0
2015 | HQ_NY_2_NYISO_A-F | HQ_NY | NYISO_A-F | Internal | Summer | B6 | 300 | 99999 | 1000 | 38.59 | 38.6 | 0.01 | 0
2015 | HQ_NY_2_NYISO_A-F | HQ_NY | NYISO_A-F | Internal | Summer | B7 | 400 | 99999 | 1000 | 36.73 | 36.75 | 0.01 | 0
2015 | HQ_NY_2_NYISO_A-F | HQ_NY | NYISO_A-F | Internal | Summer | B8 | 500 | 99999 | 1000 | 35.73 | 35.75 | 0.01 | 0
2015 | HQ_NY_2_NYISO_A-F | HQ_NY | NYISO_A-F | Internal | Summer | B9 | 800 | 99999 | 1000 | 35.73 | 35.75 | 0.01 | 0
2015 | HQ_NY_2_NYISO_A-F | HQ_NY | NYISO_A-F | Internal | Summer | B10 | 1262 | 99999 | 30.11 | 35.73 | 35.75 | 0.01 | 0
2015 | HQ_NY_2_NYISO_A-F | HQ_NY | NYISO_A-F | Internal | Winter | B16 | 25 | 99999 | 1000 | 46.99 | 47 | 0.01 | 0
2015 | HQ_NY_2_NYISO_A-F | HQ_NY | NYISO_A-F | Internal | Winter | B17 | 100 | 99999 | 1000 | 44.69 | 44.71 | 0.01 | 0
2015 | HQ_NY_2_NYISO_A-F | HQ_NY | NYISO_A-F | Internal | Winter | B18 | 400 | 99999 | 1000 | 42.34 | 42.35 | 0.01 | 0
2015 | HQ_NY_2_NYISO_A-F | HQ_NY | NYISO_A-F | Internal | Winter | B19 | 700 | 99999 | 1000 | 42.34 | 42.35 | 0.01 | 0
2015 | HQ_NY_2_NYISO_A-F | HQ_NY | NYISO_A-F | Internal | Winter | B20 | 935 | 99999 | 229.95 | 41.81 | 41.82 | 0.01 | 0
2015 | HQ_IESO_2_IESO | HQ_IESO | IESO | Internal | Shoulder | B11 | 25 | 99999 | 400 | 39.24 | 39.25 | 0.01 | 0
2015 | HQ_IESO_2_IESO | HQ_IESO | IESO | Internal | Shoulder | B12 | 200 | 99999 | 400 | 32.66 | 32.67 | 0.01 | 0
2015 | HQ_IESO_2_IESO | HQ_IESO | IESO | Internal | Shoulder | B13 | 600 | 99999 | 400 | 29.88 | 29.89 | 0.01 | 0
2015 | HQ_IESO_2_IESO | HQ_IESO | IESO | Internal | Shoulder | B14 | 900 | 99999 | 400 | 29.67 | 29.69 | 0.01 | 0
2015 | HQ_IESO_2_IESO | HQ_IESO | IESO | Internal | Shoulder | B15 | 1203 | 99999 | 75.48 | 29.67 | 29.69 | 0.01 | 0
2015 | HQ_IESO_2_IESO | HQ_IESO | IESO | Internal | Summer | B1 | 10 | 99999 | 400 | 52.86 | 52.87 | 0.01 | 0
2015 | HQ_IESO_2_IESO | HQ_IESO | IESO | Internal | Summer | B2 | 25 | 99999 | 400 | 51.36 | 51.37 | 0.01 | 0
2015 | HQ_IESO_2_IESO | HQ_IESO | IESO | Internal | Summer | B3 | 75 | 99999 | 400 | 48.37 | 48.39 | 0.01 | 0
2015 | HQ_IESO_2_IESO | HQ_IESO | IESO | Internal | Summer | B4 | 100 | 99999 | 400 | 46.12 | 46.13 | 0.01 | 0
2015 | HQ_IESO_2_IESO | HQ_IESO | IESO | Internal | Summer | B5 | 200 | 99999 | 400 | 38.31 | 38.32 | 0.01 | 0
2015 | HQ_IESO_2_IESO | HQ_IESO | IESO | Internal | Summer | B6 | 300 | 99999 | 400 | 33.22 | 33.23 | 0.01 | 0
2015 | HQ_IESO_2_IESO | HQ_IESO | IESO | Internal | Summer | B7 | 400 | 99999 | 400 | 28.71 | 28.72 | 0.01 | 0
2015 | HQ_IESO_2_IESO | HQ_IESO | IESO | Internal | Summer | B8 | 500 | 99999 | 400 | 27.71 | 27.73 | 0.01 | 0
2015 | HQ_IESO_2_IESO | HQ_IESO | IESO | Internal | Summer | B9 | 800 | 99999 | 400 | 27.71 | 27.73 | 0.01 | 0
2015 | HQ_IESO_2_IESO | HQ_IESO | IESO | Internal | Summer | B10 | 1262 | 99999 | 12.04 | 27.71 | 27.73 | 0.01 | 0
2015 | HQ_IESO_2_IESO | HQ_IESO | IESO | Internal | Winter | B16 | 25 | 99999 | 400 | 39.99 | 40 | 0.01 | 0
2015 | HQ_IESO_2_IESO | HQ_IESO | IESO | Internal | Winter | B17 | 100 | 99999 | 400 | 36.67 | 36.68 | 0.01 | 0
2015 | HQ_IESO_2_IESO | HQ_IESO | IESO | Internal | Winter | B18 | 400 | 99999 | 400 | 34.32 | 34.33 | 0.01 | 0
2015 | HQ_IESO_2_IESO | HQ_IESO | IESO | Internal | Winter | B19 | 700 | 99999 | 400 | 34.32 | 34.33 | 0.01 | 0
2015 | HQ_IESO_2_IESO | HQ_IESO | IESO | Internal | Winter | B20 | 935 | 99999 | 91.98 | 34.32 | 34.33 | 0.01 | 0
2015 | IESO_2_MAPP_CA | IESO | MAPP_CA | Internal | Shoulder | B11 | 25 | 262 | 262 | 39.25 | 46.82 | 7 | 0.57
2015 | IESO_2_MAPP_CA | IESO | MAPP_CA | Internal | Shoulder | B12 | 200 | 262 | 262 | 32.67 | 39.68 | 7 | 0.01
2015 | IESO_2_MAPP_CA | IESO | MAPP_CA | Internal | Shoulder | B13 | 600 | 262 | 262 | 29.89 | 37.46 | 7 | 0.57
2015 | IESO_2_MAPP_CA | IESO | MAPP_CA | Internal | Shoulder | B14 | 900 | 262 | 0 | 29.69 | 35.72 | 7 | 0
2015 | IESO_2_MAPP_CA | IESO | MAPP_CA | Internal | Shoulder | B15 | 1203 | 262 | 0 | 29.69 | 35.29 | 7 | 0
2015 | IESO_2_MAPP_CA | IESO | MAPP_CA | Internal | Summer | B1 | 10 | 262 | 262 | 52.87 | 60.29 | 7 | 0.42
2015 | IESO_2_MAPP_CA | IESO | MAPP_CA | Internal | Summer | B2 | 25 | 262 | 262 | 51.37 | 58.8 | 7 | 0.42
2015 | IESO_2_MAPP_CA | IESO | MAPP_CA | Internal | Summer | B3 | 75 | 262 | 262 | 48.39 | 55.96 | 7 | 0.57
2015 | IESO_2_MAPP_CA | IESO | MAPP_CA | Internal | Summer | B4 | 100 | 262 | 262 | 46.13 | 53.7 | 7 | 0.57
2015 | IESO_2_MAPP_CA | IESO | MAPP_CA | Internal | Summer | B5 | 200 | 262 | 262 | 38.32 | 45.89 | 7 | 0.57
2015 | IESO_2_MAPP_CA | IESO | MAPP_CA | Internal | Summer | B6 | 300 | 262 | 262 | 33.23 | 40.8 | 7 | 0.57
2015 | IESO_2_MAPP_CA | IESO | MAPP_CA | Internal | Summer | B7 | 400 | 262 | 0 | 28.72 | 35.71 | 7 | 0
2015 | IESO_2_MAPP_CA | IESO | MAPP_CA | Internal | Summer | B8 | 500 | 262 | 0 | 27.73 | 34.52 | 7 | 0
2015 | IESO_2_MAPP_CA | IESO | MAPP_CA | Internal | Summer | B9 | 800 | 262 | 0 | 27.73 | 33.36 | 7 | 0
2015 | IESO_2_MAPP_CA | IESO | MAPP_CA | Internal | Summer | B10 | 1262 | 262 | 0 | 27.73 | 33.18 | 7 | 0
2015 | IESO_2_MAPP_CA | IESO | MAPP_CA | Internal | Winter | B16 | 25 | 262 | 262 | 40 | 47.58 | 7 | 0.58
2015 | IESO_2_MAPP_CA | IESO | MAPP_CA | Internal | Winter | B17 | 100 | 262 | 0 | 36.68 | 42.39 | 7 | 0
2015 | IESO_2_MAPP_CA | IESO | MAPP_CA | Internal | Winter | B18 | 400 | 262 | 0 | 34.33 | 38.56 | 7 | 0
2015 | IESO_2_MAPP_CA | IESO | MAPP_CA | Internal | Winter | B19 | 700 | 262 | 0 | 34.33 | 36.32 | 7 | 0
2015 | IESO_2_MAPP_CA | IESO | MAPP_CA | Internal | Winter | B20 | 935 | 262 | 0 | 34.33 | 34.52 | 7 | 0
2015 | IESO_2_MISO_MI | IESO | MISO_MI | Internal | Shoulder | B11 | 25 | 1840 | 2052.56 | 39.25 | 46.8 | 7 | 0.55
2015 | IESO_2_MISO_MI | IESO | MISO_MI | Internal | Shoulder | B12 | 200 | 1840 | 1840 | 32.67 | 39.68 | 7 | 0.01
2015 | IESO_2_MISO_MI | IESO | MISO_MI | Internal | Shoulder | B13 | 600 | 1840 | 2024.43 | 29.89 | 37.44 | 7 | 0.55
2015 | IESO_2_MISO_MI | IESO | MISO_MI | Internal | Shoulder | B14 | 900 | 1840 | 0 | 29.69 | 35.74 | 7 | 0
2015 | IESO_2_MISO_MI | IESO | MISO_MI | Internal | Shoulder | B15 | 1203 | 1840 | 0 | 29.69 | 34.18 | 7 | 0
2015 | IESO_2_MISO_MI | IESO | MISO_MI | Internal | Summer | B1 | 10 | 1840 | 1840 | 52.87 | 60.27 | 7 | 0.4
2015 | IESO_2_MISO_MI | IESO | MISO_MI | Internal | Summer | B2 | 25 | 1840 | 2365.54 | 51.37 | 58.92 | 7 | 0.55
2015 | IESO_2_MISO_MI | IESO | MISO_MI | Internal | Summer | B3 | 75 | 1840 | 1840 | 48.39 | 55.81 | 7 | 0.42
2015 | IESO_2_MISO_MI | IESO | MISO_MI | Internal | Summer | B4 | 100 | 1840 | 2356.17 | 46.13 | 53.68 | 7 | 0.55
2015 | IESO_2_MISO_MI | IESO | MISO_MI | Internal | Summer | B5 | 200 | 1840 | 1840 | 38.32 | 45.73 | 7 | 0.41
2015 | IESO_2_MISO_MI | IESO | MISO_MI | Internal | Summer | B6 | 300 | 1840 | 2184.94 | 33.23 | 40.78 | 7 | 0.55
2015 | IESO_2_MISO_MI | IESO | MISO_MI | Internal | Summer | B7 | 400 | 1840 | 1408.8 | 28.72 | 35.72 | 7 | 0
2015 | IESO_2_MISO_MI | IESO | MISO_MI | Internal | Summer | B8 | 500 | 1840 | 0 | 27.73 | 34.56 | 7 | 0
2015 | IESO_2_MISO_MI | IESO | MISO_MI | Internal | Summer | B9 | 800 | 1840 | 0 | 27.73 | 33.39 | 7 | 0
2015 | IESO_2_MISO_MI | IESO | MISO_MI | Internal | Summer | B10 | 1262 | 1840 | 0 | 27.73 | 32.46 | 7 | 0
2015 | IESO_2_MISO_MI | IESO | MISO_MI | Internal | Winter | B16 | 25 | 1840 | 1840 | 40 | 47.42 | 7 | 0.41
2015 | IESO_2_MISO_MI | IESO | MISO_MI | Internal | Winter | B17 | 100 | 1840 | 0 | 36.68 | 42.4 | 7 | 0
2015 | IESO_2_MISO_MI | IESO | MISO_MI | Internal | Winter | B18 | 400 | 1840 | 0 | 34.33 | 38.42 | 7 | 0
2015 | IESO_2_MISO_MI | IESO | MISO_MI | Internal | Winter | B19 | 700 | 1840 | 0 | 34.33 | 36.15 | 7 | 0
2015 | IESO_2_MISO_MI | IESO | MISO_MI | Internal | Winter | B20 | 935 | 1840 | 0 | 34.33 | 33.43 | 7 | 0
2015 | IESO_2_MISO_W | IESO | MISO_W | Internal | Shoulder | B11 | 25 | 140 | 2785.9 | 39.25 | 46.84 | 7 | 0.58
2015 | IESO_2_MISO_W | IESO | MISO_W | Internal | Shoulder | B12 | 200 | 140 | 140 | 32.67 | 39.69 | 7 | 0.02
2015 | IESO_2_MISO_W | IESO | MISO_W | Internal | Shoulder | B13 | 600 | 140 | 205.02 | 29.89 | 37.47 | 7 | 0.58
2015 | IESO_2_MISO_W | IESO | MISO_W | Internal | Shoulder | B14 | 900 | 140 | 0 | 29.69 | 35.73 | 7 | 0
2015 | IESO_2_MISO_W | IESO | MISO_W | Internal | Shoulder | B15 | 1203 | 140 | 0 | 29.69 | 34.36 | 7 | 0
2015 | IESO_2_MISO_W | IESO | MISO_W | Internal | Summer | B1 | 10 | 140 | 1867.43 | 52.87 | 60.45 | 7 | 0.58
2015 | IESO_2_MISO_W | IESO | MISO_W | Internal | Summer | B2 | 25 | 140 | 1864.73 | 51.37 | 58.95 | 7 | 0.58
2015 | IESO_2_MISO_W | IESO | MISO_W | Internal | Summer | B3 | 75 | 140 | 3401.33 | 48.39 | 55.97 | 7 | 0.58
2015 | IESO_2_MISO_W | IESO | MISO_W | Internal | Summer | B4 | 100 | 140 | 3735.07 | 46.13 | 53.71 | 7 | 0.58
2015 | IESO_2_MISO_W | IESO | MISO_W | Internal | Summer | B5 | 200 | 140 | 4412.03 | 38.32 | 45.9 | 7 | 0.58
2015 | IESO_2_MISO_W | IESO | MISO_W | Internal | Summer | B6 | 300 | 140 | 1074.51 | 33.23 | 40.81 | 7 | 0.58
2015 | IESO_2_MISO_W | IESO | MISO_W | Internal | Summer | B7 | 400 | 140 | 101.22 | 28.72 | 35.72 | 7 | 0
2015 | IESO_2_MISO_W | IESO | MISO_W | Internal | Summer | B8 | 500 | 140 | 0 | 27.73 | 34.54 | 7 | 0
2015 | IESO_2_MISO_W | IESO | MISO_W | Internal | Summer | B9 | 800 | 140 | 0 | 27.73 | 33.37 | 7 | 0
2015 | IESO_2_MISO_W | IESO | MISO_W | Internal | Summer | B10 | 1262 | 140 | 0 | 27.73 | 32.25 | 7 | 0
2015 | IESO_2_MISO_W | IESO | MISO_W | Internal | Winter | B16 | 25 | 140 | 859.28 | 40 | 47.58 | 7 | 0.58
2015 | IESO_2_MISO_W | IESO | MISO_W | Internal | Winter | B17 | 100 | 140 | 0 | 36.68 | 42.37 | 7 | 0
2015 | IESO_2_MISO_W | IESO | MISO_W | Internal | Winter | B18 | 400 | 140 | 0 | 34.33 | 38.42 | 7 | 0
2015 | IESO_2_MISO_W | IESO | MISO_W | Internal | Winter | B19 | 700 | 140 | 0 | 34.33 | 36.31 | 7 | 0
2015 | IESO_2_MISO_W | IESO | MISO_W | Internal | Winter | B20 | 935 | 140 | 0 | 34.33 | 33.59 | 7 | 0
2015 | IESO_2_NYISO_A-F | IESO | NYISO_A-F | Internal | Shoulder | B11 | 25 | 1725 | 0 | 39.25 | 40.12 | 7 | 0
2015 | IESO_2_NYISO_A-F | IESO | NYISO_A-F | Internal | Shoulder | B12 | 200 | 1725 | 1447.44 | 32.67 | 39.67 | 7 | 0
2015 | IESO_2_NYISO_A-F | IESO | NYISO_A-F | Internal | Shoulder | B13 | 600 | 1725 | 1725 | 29.89 | 37.71 | 7 | 0.82
2015 | IESO_2_NYISO_A-F | IESO | NYISO_A-F | Internal | Shoulder | B14 | 900 | 1725 | 1964.86 | 29.69 | 37.71 | 7 | 1.02
2015 | IESO_2_NYISO_A-F | IESO | NYISO_A-F | Internal | Shoulder | B15 | 1203 | 1725 | 1908.97 | 29.69 | 37.71 | 7 | 1.02
2015 | IESO_2_NYISO_A-F | IESO | NYISO_A-F | Internal | Summer | B1 | 10 | 1725 | 0 | 52.87 | 58.71 | 7 | 0
2015 | IESO_2_NYISO_A-F | IESO | NYISO_A-F | Internal | Summer | B2 | 25 | 1725 | 0 | 51.37 | 52.97 | 7 | 0
2015 | IESO_2_NYISO_A-F | IESO | NYISO_A-F | Internal | Summer | B3 | 75 | 1725 | 0 | 48.39 | 50.04 | 7 | 0
2015 | IESO_2_NYISO_A-F | IESO | NYISO_A-F | Internal | Summer | B4 | 100 | 1725 | 0 | 46.13 | 48.45 | 7 | 0
2015 | IESO_2_NYISO_A-F | IESO | NYISO_A-F | Internal | Summer | B5 | 200 | 1725 | 378.8 | 38.32 | 45.32 | 7 | 0
2015 | IESO_2_NYISO_A-F | IESO | NYISO_A-F | Internal | Summer | B6 | 300 | 1725 | 0 | 33.23 | 38.6 | 7 | 0
2015 | IESO_2_NYISO_A-F | IESO | NYISO_A-F | Internal | Summer | B7 | 400 | 1725 | 2723.86 | 28.72 | 36.75 | 7 | 1.02
2015 | IESO_2_NYISO_A-F | IESO | NYISO_A-F | Internal | Summer | B8 | 500 | 1725 | 4341.09 | 27.73 | 35.75 | 7 | 1.02
2015 | IESO_2_NYISO_A-F | IESO | NYISO_A-F | Internal | Summer | B9 | 800 | 1725 | 3596.81 | 27.73 | 35.75 | 7 | 1.02
2015 | IESO_2_NYISO_A-F | IESO | NYISO_A-F | Internal | Summer | B10 | 1262 | 1725 | 3008.84 | 27.73 | 35.75 | 7 | 1.02
2015 | IESO_2_NYISO_A-F | IESO | NYISO_A-F | Internal | Winter | B16 | 25 | 1725 | 1148.09 | 40 | 47 | 7 | 0
2015 | IESO_2_NYISO_A-F | IESO | NYISO_A-F | Internal | Winter | B17 | 100 | 1725 | 3733.24 | 36.68 | 44.71 | 7 | 1.02
2015 | IESO_2_NYISO_A-F | IESO | NYISO_A-F | Internal | Winter | B18 | 400 | 1725 | 4197.19 | 34.33 | 42.35 | 7 | 1.02
2015 | IESO_2_NYISO_A-F | IESO | NYISO_A-F | Internal | Winter | B19 | 700 | 1725 | 3082.9 | 34.33 | 42.35 | 7 | 1.02
2015 | IESO_2_NYISO_A-F | IESO | NYISO_A-F | Internal | Winter | B20 | 935 | 1725 | 1725 | 34.33 | 41.82 | 7 | 0.5
2015 | MAPP_CA_2_MISO_W | MAPP_CA | MISO_W | Internal | Shoulder | B11 | 25 | 1970 | 1215.76 | 46.82 | 46.84 | 0.01 | 0
2015 | MAPP_CA_2_MISO_W | MAPP_CA | MISO_W | Internal | Shoulder | B12 | 200 | 1970 | 817.36 | 39.68 | 39.69 | 0.01 | 0
2015 | MAPP_CA_2_MISO_W | MAPP_CA | MISO_W | Internal | Shoulder | B13 | 600 | 1970 | 503.3 | 37.46 | 37.47 | 0.01 | 0
2015 | MAPP_CA_2_MISO_W | MAPP_CA | MISO_W | Internal | Shoulder | B14 | 900 | 1970 | 206.2 | 35.72 | 35.73 | 0.01 | 0
2015 | MAPP_CA_2_MISO_W | MAPP_CA | MISO_W | Internal | Shoulder | B15 | 1203 | 1970 | 0 | 35.29 | 34.36 | 0.01 | 0
2015 | MAPP_CA_2_MISO_W | MAPP_CA | MISO_W | Internal | Summer | B1 | 10 | 1970 | 2828.13 | 60.29 | 60.45 | 0.01 | 0.15
2015 | MAPP_CA_2_MISO_W | MAPP_CA | MISO_W | Internal | Summer | B2 | 25 | 1970 | 2281.85 | 58.8 | 58.95 | 0.01 | 0.15
2015 | MAPP_CA_2_MISO_W | MAPP_CA | MISO_W | Internal | Summer | B3 | 75 | 1970 | 1592.09 | 55.96 | 55.97 | 0.01 | 0
2015 | MAPP_CA_2_MISO_W | MAPP_CA | MISO_W | Internal | Summer | B4 | 100 | 1970 | 1686.18 | 53.7 | 53.71 | 0.01 | 0
2015 | MAPP_CA_2_MISO_W | MAPP_CA | MISO_W | Internal | Summer | B5 | 200 | 1970 | 723.64 | 45.89 | 45.9 | 0.01 | 0
2015 | MAPP_CA_2_MISO_W | MAPP_CA | MISO_W | Internal | Summer | B6 | 300 | 1970 | 847.22 | 40.8 | 40.81 | 0.01 | 0
2015 | MAPP_CA_2_MISO_W | MAPP_CA | MISO_W | Internal | Summer | B7 | 400 | 1970 | 311.05 | 35.71 | 35.72 | 0.01 | 0
2015 | MAPP_CA_2_MISO_W | MAPP_CA | MISO_W | Internal | Summer | B8 | 500 | 1970 | 307.57 | 34.52 | 34.54 | 0.01 | 0
2015 | MAPP_CA_2_MISO_W | MAPP_CA | MISO_W | Internal | Summer | B9 | 800 | 1970 | 552.11 | 33.36 | 33.37 | 0.01 | 0
2015 | MAPP_CA_2_MISO_W | MAPP_CA | MISO_W | Internal | Summer | B10 | 1262 | 1970 | 0 | 33.18 | 32.25 | 0.01 | 0
2015 | MAPP_CA_2_MISO_W | MAPP_CA | MISO_W | Internal | Winter | B16 | 25 | 1970 | 0 | 47.58 | 47.58 | 0.01 | 0
2015 | MAPP_CA_2_MISO_W | MAPP_CA | MISO_W | Internal | Winter | B17 | 100 | 1970 | 0 | 42.39 | 42.37 | 0.01 | 0
2015 | MAPP_CA_2_MISO_W | MAPP_CA | MISO_W | Internal | Winter | B18 | 400 | 1970 | 0 | 38.56 | 38.42 | 0.01 | 0
2015 | MAPP_CA_2_MISO_W | MAPP_CA | MISO_W | Internal | Winter | B19 | 700 | 1970 | 0 | 36.32 | 36.31 | 0.01 | 0
2015 | MAPP_CA_2_MISO_W | MAPP_CA | MISO_W | Internal | Winter | B20 | 935 | 1970 | 0 | 34.52 | 33.59 | 0.01 | 0
2015 | MAPP_US_2_MAPP_CA | MAPP_US | MAPP_CA | Internal | Shoulder | B11 | 25 | 165 | 0 | 46.19 | 46.82 | 7 | 0
2015 | MAPP_US_2_MAPP_CA | MAPP_US | MAPP_CA | Internal | Shoulder | B12 | 200 | 165 | 0 | 32.69 | 39.68 | 7 | 0
2015 | MAPP_US_2_MAPP_CA | MAPP_US | MAPP_CA | Internal | Shoulder | B13 | 600 | 165 | 0 | 31.7 | 37.46 | 7 | 0
2015 | MAPP_US_2_MAPP_CA | MAPP_US | MAPP_CA | Internal | Shoulder | B14 | 900 | 165 | 0 | 31.7 | 35.72 | 7 | 0
2015 | MAPP_US_2_MAPP_CA | MAPP_US | MAPP_CA | Internal | Shoulder | B15 | 1203 | 165 | 0 | 31.7 | 35.29 | 7 | 0
2015 | MAPP_US_2_MAPP_CA | MAPP_US | MAPP_CA | Internal | Summer | B1 | 10 | 165 | 0 | 53.45 | 60.29 | 7 | 0
2015 | MAPP_US_2_MAPP_CA | MAPP_US | MAPP_CA | Internal | Summer | B2 | 25 | 165 | 0 | 53.26 | 58.8 | 7 | 0
2015 | MAPP_US_2_MAPP_CA | MAPP_US | MAPP_CA | Internal | Summer | B3 | 75 | 165 | 0 | 52.43 | 55.96 | 7 | 0
2015 | MAPP_US_2_MAPP_CA | MAPP_US | MAPP_CA | Internal | Summer | B4 | 100 | 165 | 0 | 46.71 | 53.7 | 7 | 0
2015 | MAPP_US_2_MAPP_CA | MAPP_US | MAPP_CA | Internal | Summer | B5 | 200 | 165 | 0 | 44.8 | 45.89 | 7 | 0
2015 | MAPP_US_2_MAPP_CA | MAPP_US | MAPP_CA | Internal | Summer | B6 | 300 | 165 | 0 | 40.16 | 40.8 | 7 | 0
2015 | MAPP_US_2_MAPP_CA | MAPP_US | MAPP_CA | Internal | Summer | B7 | 400 | 165 | 0 | 34.5 | 35.71 | 7 | 0
2015 | MAPP_US_2_MAPP_CA | MAPP_US | MAPP_CA | Internal | Summer | B8 | 500 | 165 | 0 | 29.75 | 34.52 | 7 | 0
2015 | MAPP_US_2_MAPP_CA | MAPP_US | MAPP_CA | Internal | Summer | B9 | 800 | 165 | 0 | 28.49 | 33.36 | 7 | 0
2015 | MAPP_US_2_MAPP_CA | MAPP_US | MAPP_CA | Internal | Summer | B10 | 1262 | 165 | 0 | 28.39 | 33.18 | 7 | 0
2015 | MAPP_US_2_MAPP_CA | MAPP_US | MAPP_CA | Internal | Winter | B16 | 25 | 165 | 34.02 | 40.58 | 47.58 | 7 | 0
2015 | MAPP_US_2_MAPP_CA | MAPP_US | MAPP_CA | Internal | Winter | B17 | 100 | 165 | 165 | 35.37 | 42.39 | 7 | 0.01
2015 | MAPP_US_2_MAPP_CA | MAPP_US | MAPP_CA | Internal | Winter | B18 | 400 | 165 | 0 | 32.15 | 38.56 | 7 | 0
2015 | MAPP_US_2_MAPP_CA | MAPP_US | MAPP_CA | Internal | Winter | B19 | 700 | 165 | 0 | 32.15 | 36.32 | 7 | 0
2015 | MAPP_US_2_MAPP_CA | MAPP_US | MAPP_CA | Internal | Winter | B20 | 935 | 165 | 0 | 31.53 | 34.52 | 7 | 0
2015 | MAPP_US_2_MISO_W | MAPP_US | MISO_W | Internal | Shoulder | B11 | 25 | 2635 | 0 | 46.19 | 46.84 | 7 | 0
2015 | MAPP_US_2_MISO_W | MAPP_US | MISO_W | Internal | Shoulder | B12 | 200 | 2635 | 841.29 | 32.69 | 39.69 | 7 | 0
2015 | MAPP_US_2_MISO_W | MAPP_US | MISO_W | Internal | Shoulder | B13 | 600 | 2635 | 0 | 31.7 | 37.47 | 7 | 0
2015 | MAPP_US_2_MISO_W | MAPP_US | MISO_W | Internal | Shoulder | B14 | 900 | 2635 | 0 | 31.7 | 35.73 | 7 | 0
2015 | MAPP_US_2_MISO_W | MAPP_US | MISO_W | Internal | Shoulder | B15 | 1203 | 2635 | 0 | 31.7 | 34.36 | 7 | 0
2015 | MAPP_US_2_MISO_W | MAPP_US | MISO_W | Internal | Summer | B1 | 10 | 2635 | 1142.6 | 53.45 | 60.45 | 7 | 0
2015 | MAPP_US_2_MISO_W | MAPP_US | MISO_W | Internal | Summer | B2 | 25 | 2635 | 0 | 53.26 | 58.95 | 7 | 0
2015 | MAPP_US_2_MISO_W | MAPP_US | MISO_W | Internal | Summer | B3 | 75 | 2635 | 0 | 52.43 | 55.97 | 7 | 0
2015 | MAPP_US_2_MISO_W | MAPP_US | MISO_W | Internal | Summer | B4 | 100 | 2635 | 472.11 | 46.71 | 53.71 | 7 | 0
2015 | MAPP_US_2_MISO_W | MAPP_US | MISO_W | Internal | Summer | B5 | 200 | 2635 | 0 | 44.8 | 45.9 | 7 | 0
2015 | MAPP_US_2_MISO_W | MAPP_US | MISO_W | Internal | Summer | B6 | 300 | 2635 | 0 | 40.16 | 40.81 | 7 | 0
2015 | MAPP_US_2_MISO_W | MAPP_US | MISO_W | Internal | Summer | B7 | 400 | 2635 | 0 | 34.5 | 35.72 | 7 | 0
2015 | MAPP_US_2_MISO_W | MAPP_US | MISO_W | Internal | Summer | B8 | 500 | 2635 | 0 | 29.75 | 34.54 | 7 | 0
2015 | MAPP_US_2_MISO_W | MAPP_US | MISO_W | Internal | Summer | B9 | 800 | 2635 | 0 | 28.49 | 33.37 | 7 | 0
2015 | MAPP_US_2_MISO_W | MAPP_US | MISO_W | Internal | Summer | B10 | 1262 | 2635 | 0 | 28.39 | 32.25 | 7 | 0
2015 | MAPP_US_2_MISO_W | MAPP_US | MISO_W | Internal | Winter | B16 | 25 | 2635 | 1530.7 | 40.58 | 47.58 | 7 | 0
2015 | MAPP_US_2_MISO_W | MAPP_US | MISO_W | Internal | Winter | B17 | 100 | 2635 | 1192.9 | 35.37 | 42.37 | 7 | 0
2015 | MAPP_US_2_MISO_W | MAPP_US | MISO_W | Internal | Winter | B18 | 400 | 2635 | 0 | 32.15 | 38.42 | 7 | 0
2015 | MAPP_US_2_MISO_W | MAPP_US | MISO_W | Internal | Winter | B19 | 700 | 2635 | 0 | 32.15 | 36.31 | 7 | 0
2015 | MAPP_US_2_MISO_W | MAPP_US | MISO_W | Internal | Winter | B20 | 935 | 2635 | 0 | 31.53 | 33.59 | 7 | 0
2015 | MAPP_US_2_NE | MAPP_US | NE | Internal | Shoulder | B11 | 25 | 2000 | 1514.81 | 46.19 | 53.19 | 7 | 0
2015 | MAPP_US_2_NE | MAPP_US | NE | Internal | Shoulder | B12 | 200 | 2000 | 266.28 | 32.69 | 39.69 | 7 | 0
2015 | MAPP_US_2_NE | MAPP_US | NE | Internal | Shoulder | B13 | 600 | 2000 | 870.95 | 31.7 | 38.7 | 7 | 0
2015 | MAPP_US_2_NE | MAPP_US | NE | Internal | Shoulder | B14 | 900 | 2000 | 0 | 31.7 | 37.75 | 7 | 0
2015 | MAPP_US_2_NE | MAPP_US | NE | Internal | Shoulder | B15 | 1203 | 2000 | 0 | 31.7 | 37.4 | 7 | 0
2015 | MAPP_US_2_NE | MAPP_US | NE | Internal | Summer | B1 | 10 | 2000 | 285.21 | 53.45 | 60.45 | 7 | 0
2015 | MAPP_US_2_NE | MAPP_US | NE | Internal | Summer | B2 | 25 | 2000 | 1603.69 | 53.26 | 60.26 | 7 | 0
2015 | MAPP_US_2_NE | MAPP_US | NE | Internal | Summer | B3 | 75 | 2000 | 1353.02 | 52.43 | 59.43 | 7 | 0
2015 | MAPP_US_2_NE | MAPP_US | NE | Internal | Summer | B4 | 100 | 2000 | 773.59 | 46.71 | 53.71 | 7 | 0
2015 | MAPP_US_2_NE | MAPP_US | NE | Internal | Summer | B5 | 200 | 2000 | 1383.89 | 44.8 | 51.8 | 7 | 0
2015 | MAPP_US_2_NE | MAPP_US | NE | Internal | Summer | B6 | 300 | 2000 | 1627.93 | 40.16 | 47.16 | 7 | 0
2015 | MAPP_US_2_NE | MAPP_US | NE | Internal | Summer | B7 | 400 | 2000 | 1944.77 | 34.5 | 41.5 | 7 | 0
2015 | MAPP_US_2_NE | MAPP_US | NE | Internal | Summer | B8 | 500 | 2000 | 1830.73 | 29.75 | 36.75 | 7 | 0
2015 | MAPP_US_2_NE | MAPP_US | NE | Internal | Summer | B9 | 800 | 2000 | 1088.45 | 28.49 | 35.49 | 7 | 0
2015 | MAPP_US_2_NE | MAPP_US | NE | Internal | Summer | B10 | 1262 | 2000 | 967.87 | 28.39 | 35.39 | 7 | 0
2015 | MAPP_US_2_NE | MAPP_US | NE | Internal | Winter | B16 | 25 | 2000 | 75.29 | 40.58 | 47.58 | 7 | 0
2015 | MAPP_US_2_NE | MAPP_US | NE | Internal | Winter | B17 | 100 | 2000 | 0 | 35.37 | 40.24 | 7 | 0
2015 | MAPP_US_2_NE | MAPP_US | NE | Internal | Winter | B18 | 400 | 2000 | 1115.5 | 32.15 | 39.15 | 7 | 0
2015 | MAPP_US_2_NE | MAPP_US | NE | Internal | Winter | B19 | 700 | 2000 | 154.38 | 32.15 | 39.15 | 7 | 0
2015 | MAPP_US_2_NE | MAPP_US | NE | Internal | Winter | B20 | 935 | 2000 | 573.81 | 31.53 | 38.53 | 7 | 0
2015 | MARITIMES_2_NEISO | MARITIMES | NEISO | Internal | Shoulder | B11 | 25 | 99999 | 1400 | 36.68 | 36.69 | 0.01 | 0
2015 | MARITIMES_2_NEISO | MARITIMES | NEISO | Internal | Shoulder | B12 | 200 | 99999 | 1400 | 36.68 | 36.69 | 0.01 | 0
2015 | MARITIMES_2_NEISO | MARITIMES | NEISO | Internal | Shoulder | B13 | 600 | 99999 | 1400 | 36.68 | 36.69 | 0.01 | 0
2015 | MARITIMES_2_NEISO | MARITIMES | NEISO | Internal | Shoulder | B14 | 900 | 99999 | 1400 | 36.68 | 36.69 | 0.01 | 0
2015 | MARITIMES_2_NEISO | MARITIMES | NEISO | Internal | Shoulder | B15 | 1203 | 99999 | 426.43 | 36.68 | 36.69 | 0.01 | 0
2015 | MARITIMES_2_NEISO | MARITIMES | NEISO | Internal | Summer | B1 | 10 | 99999 | 1400 | 57.01 | 57.02 | 0.01 | 0
2015 | MARITIMES_2_NEISO | MARITIMES | NEISO | Internal | Summer | B2 | 25 | 99999 | 1400 | 50.96 | 50.98 | 0.01 | 0
2015 | MARITIMES_2_NEISO | MARITIMES | NEISO | Internal | Summer | B3 | 75 | 99999 | 1400 | 47.04 | 47.05 | 0.01 | 0
2015 | MARITIMES_2_NEISO | MARITIMES | NEISO | Internal | Summer | B4 | 100 | 99999 | 1400 | 45.43 | 45.45 | 0.01 | 0
2015 | MARITIMES_2_NEISO | MARITIMES | NEISO | Internal | Summer | B5 | 200 | 99999 | 1400 | 42.31 | 42.32 | 0.01 | 0
2015 | MARITIMES_2_NEISO | MARITIMES | NEISO | Internal | Summer | B6 | 300 | 99999 | 1400 | 35.01 | 35.02 | 0.01 | 0
2015 | MARITIMES_2_NEISO | MARITIMES | NEISO | Internal | Summer | B7 | 400 | 99999 | 1400 | 33.99 | 34 | 0.01 | 0
2015 | MARITIMES_2_NEISO | MARITIMES | NEISO | Internal | Summer | B8 | 500 | 99999 | 1400 | 33.99 | 34 | 0.01 | 0
2015 | MARITIMES_2_NEISO | MARITIMES | NEISO | Internal | Summer | B9 | 800 | 99999 | 1400 | 33.99 | 34 | 0.01 | 0
2015 | MARITIMES_2_NEISO | MARITIMES | NEISO | Internal | Summer | B10 | 1262 | 99999 | 236.13 | 33.99 | 34 | 0.01 | 0
2015 | MARITIMES_2_NEISO | MARITIMES | NEISO | Internal | Winter | B16 | 25 | 99999 | 1400 | 45.08 | 45.09 | 0.01 | 0
2015 | MARITIMES_2_NEISO | MARITIMES | NEISO | Internal | Winter | B17 | 100 | 99999 | 1400 | 45.08 | 45.09 | 0.01 | 0
2015 | MARITIMES_2_NEISO | MARITIMES | NEISO | Internal | Winter | B18 | 400 | 99999 | 1400 | 45.08 | 45.09 | 0.01 | 0
2015 | MARITIMES_2_NEISO | MARITIMES | NEISO | Internal | Winter | B19 | 700 | 99999 | 1400 | 45.08 | 45.09 | 0.01 | 0
2015 | MARITIMES_2_NEISO | MARITIMES | NEISO | Internal | Winter | B20 | 935 | 99999 | 475.94 | 45.08 | 45.09 | 0.01 | 0
2015 | MISO_IN_2_MISO_MI | MISO_IN | MISO_MI | Internal | Shoulder | B11 | 25 | 5000 | 0 | 46.86 | 46.8 | 0.01 | 0
2015 | MISO_IN_2_MISO_MI | MISO_IN | MISO_MI | Internal | Shoulder | B12 | 200 | 5000 | 0 | 39.69 | 39.68 | 0.01 | 0
2015 | MISO_IN_2_MISO_MI | MISO_IN | MISO_MI | Internal | Shoulder | B13 | 600 | 5000 | 0 | 37.45 | 37.44 | 0.01 | 0
2015 | MISO_IN_2_MISO_MI | MISO_IN | MISO_MI | Internal | Shoulder | B14 | 900 | 5000 | 1500.53 | 35.73 | 35.74 | 0.01 | 0
2015 | MISO_IN_2_MISO_MI | MISO_IN | MISO_MI | Internal | Shoulder | B15 | 1203 | 5000 | 1397.85 | 34.17 | 34.18 | 0.01 | 0
2015 | MISO_IN_2_MISO_MI | MISO_IN | MISO_MI | Internal | Summer | B1 | 10 | 5000 | 0 | 60.46 | 60.27 | 0.01 | 0
2015 | MISO_IN_2_MISO_MI | MISO_IN | MISO_MI | Internal | Summer | B2 | 25 | 5000 | 0 | 58.97 | 58.92 | 0.01 | 0
2015 | MISO_IN_2_MISO_MI | MISO_IN | MISO_MI | Internal | Summer | B3 | 75 | 5000 | 0 | 55.98 | 55.81 | 0.01 | 0
2015 | MISO_IN_2_MISO_MI | MISO_IN | MISO_MI | Internal | Summer | B4 | 100 | 5000 | 0 | 53.72 | 53.68 | 0.01 | 0
2015 | MISO_IN_2_MISO_MI | MISO_IN | MISO_MI | Internal | Summer | B5 | 200 | 5000 | 0 | 45.9 | 45.73 | 0.01 | 0
2015 | MISO_IN_2_MISO_MI | MISO_IN | MISO_MI | Internal | Summer | B6 | 300 | 5000 | 0 | 40.79 | 40.78 | 0.01 | 0
2015 | MISO_IN_2_MISO_MI | MISO_IN | MISO_MI | Internal | Summer | B7 | 400 | 5000 | 0 | 35.73 | 35.72 | 0.01 | 0
2015 | MISO_IN_2_MISO_MI | MISO_IN | MISO_MI | Internal | Summer | B8 | 500 | 5000 | 449.68 | 34.55 | 34.56 | 0.01 | 0
2015 | MISO_IN_2_MISO_MI | MISO_IN | MISO_MI | Internal | Summer | B9 | 800 | 5000 | 1031.46 | 33.37 | 33.39 | 0.01 | 0
2015 | MISO_IN_2_MISO_MI | MISO_IN | MISO_MI | Internal | Summer | B10 | 1262 | 5000 | 3291.56 | 32.44 | 32.46 | 0.01 | 0
2015 | MISO_IN_2_MISO_MI | MISO_IN | MISO_MI | Internal | Winter | B16 | 25 | 5000 | 0 | 47.61 | 47.42 | 0.01 | 0
2015 | MISO_IN_2_MISO_MI | MISO_IN | MISO_MI | Internal | Winter | B17 | 100 | 5000 | 6.59 | 42.39 | 42.4 | 0.01 | 0
2015 | MISO_IN_2_MISO_MI | MISO_IN | MISO_MI | Internal | Winter | B18 | 400 | 5000 | 0 | 38.43 | 38.42 | 0.01 | 0
2015 | MISO_IN_2_MISO_MI | MISO_IN | MISO_MI | Internal | Winter | B19 | 700 | 5000 | 369.77 | 36.14 | 36.15 | 0.01 | 0
2015 | MISO_IN_2_MISO_MI | MISO_IN | MISO_MI | Internal | Winter | B20 | 935 | 5000 | 743.85 | 33.42 | 33.43 | 0.01 | 0
2015 | MISO_IN_2_MISO_MO-IL | MISO_IN | MISO_MO-IL | Internal | Shoulder | B11 | 25 | 5000 | 0 | 46.86 | 46.85 | 0.01 | 0
2015 | MISO_IN_2_MISO_MO-IL | MISO_IN | MISO_MO-IL | Internal | Shoulder | B12 | 200 | 5000 | 0 | 39.69 | 39.68 | 0.01 | 0
2015 | MISO_IN_2_MISO_MO-IL | MISO_IN | MISO_MO-IL | Internal | Shoulder | B13 | 600 | 5000 | 0 | 37.45 | 37.44 | 0.01 | 0
2015 | MISO_IN_2_MISO_MO-IL | MISO_IN | MISO_MO-IL | Internal | Shoulder | B14 | 900 | 5000 | 0 | 35.73 | 35.72 | 0.01 | 0
2015 | MISO_IN_2_MISO_MO-IL | MISO_IN | MISO_MO-IL | Internal | Shoulder | B15 | 1203 | 5000 | 0 | 34.17 | 34.16 | 0.01 | 0
2015 | MISO_IN_2_MISO_MO-IL | MISO_IN | MISO_MO-IL | Internal | Summer | B1 | 10 | 5000 | 0 | 60.46 | 60.45 | 0.01 | 0
2015 | MISO_IN_2_MISO_MO-IL | MISO_IN | MISO_MO-IL | Internal | Summer | B2 | 25 | 5000 | 0 | 58.97 | 58.95 | 0.01 | 0
2015 | MISO_IN_2_MISO_MO-IL | MISO_IN | MISO_MO-IL | Internal | Summer | B3 | 75 | 5000 | 0 | 55.98 | 55.97 | 0.01 | 0
2015 | MISO_IN_2_MISO_MO-IL | MISO_IN | MISO_MO-IL | Internal | Summer | B4 | 100 | 5000 | 0 | 53.72 | 53.71 | 0.01 | 0
2015 | MISO_IN_2_MISO_MO-IL | MISO_IN | MISO_MO-IL | Internal | Summer | B5 | 200 | 5000 | 0 | 45.9 | 45.9 | 0.01 | 0
2015 | MISO_IN_2_MISO_MO-IL | MISO_IN | MISO_MO-IL | Internal | Summer | B6 | 300 | 5000 | 0 | 40.79 | 40.78 | 0.01 | 0
2015 | MISO_IN_2_MISO_MO-IL | MISO_IN | MISO_MO-IL | Internal | Summer | B7 | 400 | 5000 | 0 | 35.73 | 35.72 | 0.01 | 0
2015 | MISO_IN_2_MISO_MO-IL | MISO_IN | MISO_MO-IL | Internal | Summer | B8 | 500 | 5000 | 0 | 34.55 | 34.54 | 0.01 | 0
2015 | MISO_IN_2_MISO_MO-IL | MISO_IN | MISO_MO-IL | Internal | Summer | B9 | 800 | 5000 | 0 | 33.37 | 33.36 | 0.01 | 0
2015 | MISO_IN_2_MISO_MO-IL | MISO_IN | MISO_MO-IL | Internal | Summer | B10 | 1262 | 5000 | 0 | 32.44 | 32.05 | 0.01 | 0
2015 | MISO_IN_2_MISO_MO-IL | MISO_IN | MISO_MO-IL | Internal | Winter | B16 | 25 | 5000 | 0 | 47.61 | 47.6 | 0.01 | 0
2015 | MISO_IN_2_MISO_MO-IL | MISO_IN | MISO_MO-IL | Internal | Winter | B17 | 100 | 5000 | 0 | 42.39 | 42.38 | 0.01 | 0
2015 | MISO_IN_2_MISO_MO-IL | MISO_IN | MISO_MO-IL | Internal | Winter | B18 | 400 | 5000 | 0 | 38.43 | 38.41 | 0.01 | 0
2015 | MISO_IN_2_MISO_MO-IL | MISO_IN | MISO_MO-IL | Internal | Winter | B19 | 700 | 5000 | 0 | 36.14 | 36.12 | 0.01 | 0
2015 | MISO_IN_2_MISO_MO-IL | MISO_IN | MISO_MO-IL | Internal | Winter | B20 | 935 | 5000 | 0 | 33.42 | 33.41 | 0.01 | 0
2015 | MISO_IN_2_NonRTO_Midwest | MISO_IN | NonRTO_Midwest | Internal | Shoulder | B11 | 25 | 4800 | 977.84 | 46.86 | 54.86 | 8 | 0
2015 | MISO_IN_2_NonRTO_Midwest | MISO_IN | NonRTO_Midwest | Internal | Shoulder | B12 | 200 | 4800 | 551.94 | 39.69 | 47.69 | 8 | 0
2015 | MISO_IN_2_NonRTO_Midwest | MISO_IN | NonRTO_Midwest | Internal | Shoulder | B13 | 600 | 4800 | 0 | 37.45 | 45.13 | 8 | 0
2015 | MISO_IN_2_NonRTO_Midwest | MISO_IN | NonRTO_Midwest | Internal | Shoulder | B14 | 900 | 4800 | 0 | 35.73 | 35.37 | 8 | 0
2015 | MISO_IN_2_NonRTO_Midwest | MISO_IN | NonRTO_Midwest | Internal | Shoulder | B15 | 1203 | 4800 | 0 | 34.17 | 33.2 | 8 | 0
2015 | MISO_IN_2_NonRTO_Midwest | MISO_IN | NonRTO_Midwest | Internal | Summer | B1 | 10 | 4800 | 0 | 60.46 | 64.7 | 8 | 0
2015 | MISO_IN_2_NonRTO_Midwest | MISO_IN | NonRTO_Midwest | Internal | Summer | B2 | 25 | 4800 | 0 | 58.97 | 64.7 | 8 | 0
2015 | MISO_IN_2_NonRTO_Midwest | MISO_IN | NonRTO_Midwest | Internal | Summer | B3 | 75 | 4800 | 1264.69 | 55.98 | 63.98 | 8 | 0
2015 | MISO_IN_2_NonRTO_Midwest | MISO_IN | NonRTO_Midwest | Internal | Summer | B4 | 100 | 4800 | 848.84 | 53.72 | 61.72 | 8 | 0
2015 | MISO_IN_2_NonRTO_Midwest | MISO_IN | NonRTO_Midwest | Internal | Summer | B5 | 200 | 4800 | 533.34 | 45.9 | 53.9 | 8 | 0
2015 | MISO_IN_2_NonRTO_Midwest | MISO_IN | NonRTO_Midwest | Internal | Summer | B6 | 300 | 4800 | 44.68 | 40.79 | 48.79 | 8 | 0
2015 | MISO_IN_2_NonRTO_Midwest | MISO_IN | NonRTO_Midwest | Internal | Summer | B7 | 400 | 4800 | 0 | 35.73 | 34.79 | 8 | 0
2015 | MISO_IN_2_NonRTO_Midwest | MISO_IN | NonRTO_Midwest | Internal | Summer | B8 | 500 | 4800 | 0 | 34.55 | 33.9 | 8 | 0
2015 | MISO_IN_2_NonRTO_Midwest | MISO_IN | NonRTO_Midwest | Internal | Summer | B9 | 800 | 4800 | 0 | 33.37 | 33.2 | 8 | 0
2015 | MISO_IN_2_NonRTO_Midwest | MISO_IN | NonRTO_Midwest | Internal | Summer | B10 | 1262 | 4800 | 0 | 32.44 | 32.94 | 8 | 0
2015 | MISO_IN_2_NonRTO_Midwest | MISO_IN | NonRTO_Midwest | Internal | Winter | B16 | 25 | 4800 | 2070.66 | 47.61 | 55.61 | 8 | 0
2015 | MISO_IN_2_NonRTO_Midwest | MISO_IN | NonRTO_Midwest | Internal | Winter | B17 | 100 | 4800 | 1055.85 | 42.39 | 50.39 | 8 | 0
2015 | MISO_IN_2_NonRTO_Midwest | MISO_IN | NonRTO_Midwest | Internal | Winter | B18 | 400 | 4800 | 196.26 | 38.43 | 46.43 | 8 | 0
2015 | MISO_IN_2_NonRTO_Midwest | MISO_IN | NonRTO_Midwest | Internal | Winter | B19 | 700 | 4800 | 0 | 36.14 | 35.56 | 8 | 0
2015 | MISO_IN_2_NonRTO_Midwest | MISO_IN | NonRTO_Midwest | Internal | Winter | B20 | 935 | 4800 | 0 | 33.42 | 33.24 | 8 | 0
2015 | MISO_IN_2_PJM_ROR | MISO_IN | PJM_ROR | Internal | Shoulder | B11 | 25 | 992 | 0 | 46.86 | 48.16 | 2 | 0
2015 | MISO_IN_2_PJM_ROR | MISO_IN | PJM_ROR | Internal | Shoulder | B12 | 200 | 992 | 0 | 39.69 | 41.68 | 2 | 0
2015 | MISO_IN_2_PJM_ROR | MISO_IN | PJM_ROR | Internal | Shoulder | B13 | 600 | 992 | 0 | 37.45 | 39.44 | 2 | 0
2015 | MISO_IN_2_PJM_ROR | MISO_IN | PJM_ROR | Internal | Shoulder | B14 | 900 | 992 | 0 | 35.73 | 37.72 | 2 | 0
2015 | MISO_IN_2_PJM_ROR | MISO_IN | PJM_ROR | Internal | Shoulder | B15 | 1203 | 992 | 0 | 34.17 | 35.2 | 2 | 0
2015 | MISO_IN_2_PJM_ROR | MISO_IN | PJM_ROR | Internal | Summer | B1 | 10 | 992 | 0 | 60.46 | 62.45 | 2 | 0
2015 | MISO_IN_2_PJM_ROR | MISO_IN | PJM_ROR | Internal | Summer | B2 | 25 | 992 | 0 | 58.97 | 60.96 | 2 | 0
2015 | MISO_IN_2_PJM_ROR | MISO_IN | PJM_ROR | Internal | Summer | B3 | 75 | 992 | 0 | 55.98 | 57.97 | 2 | 0
2015 | MISO_IN_2_PJM_ROR | MISO_IN | PJM_ROR | Internal | Summer | B4 | 100 | 992 | 0 | 53.72 | 55.71 | 2 | 0
2015 | MISO_IN_2_PJM_ROR | MISO_IN | PJM_ROR | Internal | Summer | B5 | 200 | 992 | 595.63 | 45.9 | 47.9 | 2 | 0
2015 | MISO_IN_2_PJM_ROR | MISO_IN | PJM_ROR | Internal | Summer | B6 | 300 | 992 | 0 | 40.79 | 42.79 | 2 | 0
2015 | MISO_IN_2_PJM_ROR | MISO_IN | PJM_ROR | Internal | Summer | B7 | 400 | 992 | 0 | 35.73 | 37.72 | 2 | 0
2015 | MISO_IN_2_PJM_ROR | MISO_IN | PJM_ROR | Internal | Summer | B8 | 500 | 992 | 0 | 34.55 | 36.54 | 2 | 0
2015 | MISO_IN_2_PJM_ROR | MISO_IN | PJM_ROR | Internal | Summer | B9 | 800 | 992 | 0 | 33.37 | 35.37 | 2 | 0
2015 | MISO_IN_2_PJM_ROR | MISO_IN | PJM_ROR | Internal | Summer | B10 | 1262 | 992 | 0 | 32.44 | 32.64 | 2 | 0
2015 | MISO_IN_2_PJM_ROR | MISO_IN | PJM_ROR | Internal | Winter | B16 | 25 | 992 | 0 | 47.61 | 49.59 | 2 | 0
2015 | MISO_IN_2_PJM_ROR | MISO_IN | PJM_ROR | Internal | Winter | B17 | 100 | 992 | 0 | 42.39 | 44.38 | 2 | 0
2015 | MISO_IN_2_PJM_ROR | MISO_IN | PJM_ROR | Internal | Winter | B18 | 400 | 992 | 0 | 38.43 | 40.42 | 2 | 0
2015 | MISO_IN_2_PJM_ROR | MISO_IN | PJM_ROR | Internal | Winter | B19 | 700 | 992 | 0 | 36.14 | 38.12 | 2 | 0
2015 | MISO_IN_2_PJM_ROR | MISO_IN | PJM_ROR | Internal | Winter | B20 | 935 | 992 | 0 | 33.42 | 35.41 | 2 | 0
2015 | MISO_MI_2_MISO_IN | MISO_MI | MISO_IN | Internal | Shoulder | B11 | 25 | 2045 | 2045 | 46.8 | 46.86 | 0.01 | 0.04
2015 | MISO_MI_2_MISO_IN | MISO_MI | MISO_IN | Internal | Shoulder | B12 | 200 | 2045 | 33.6 | 39.68 | 39.69 | 0.01 | 0
2015 | MISO_MI_2_MISO_IN | MISO_MI | MISO_IN | Internal | Shoulder | B13 | 600 | 2045 | 0 | 37.44 | 37.45 | 0.01 | 0
2015 | MISO_MI_2_MISO_IN | MISO_MI | MISO_IN | Internal | Shoulder | B14 | 900 | 2045 | 0 | 35.74 | 35.73 | 0.01 | 0
2015 | MISO_MI_2_MISO_IN | MISO_MI | MISO_IN | Internal | Shoulder | B15 | 1203 | 2045 | 0 | 34.18 | 34.17 | 0.01 | 0
2015 | MISO_MI_2_MISO_IN | MISO_MI | MISO_IN | Internal | Summer | B1 | 10 | 2045 | 2045 | 60.27 | 60.46 | 0.01 | 0.18
2015 | MISO_MI_2_MISO_IN | MISO_MI | MISO_IN | Internal | Summer | B2 | 25 | 2045 | 2045 | 58.92 | 58.97 | 0.01 | 0.03
2015 | MISO_MI_2_MISO_IN | MISO_MI | MISO_IN | Internal | Summer | B3 | 75 | 2045 | 2045 | 55.81 | 55.98 | 0.01 | 0.16
2015 | MISO_MI_2_MISO_IN | MISO_MI | MISO_IN | Internal | Summer | B4 | 100 | 2045 | 2045 | 53.68 | 53.72 | 0.01 | 0.03
2015 | MISO_MI_2_MISO_IN | MISO_MI | MISO_IN | Internal | Summer | B5 | 200 | 2045 | 2045 | 45.73 | 45.9 | 0.01 | 0.16
2015 | MISO_MI_2_MISO_IN | MISO_MI | MISO_IN | Internal | Summer | B6 | 300 | 2045 | 88.2 | 40.78 | 40.79 | 0.01 | 0
2015 | MISO_MI_2_MISO_IN | MISO_MI | MISO_IN | Internal | Summer | B7 | 400 | 2045 | 0 | 35.72 | 35.73 | 0.01 | 0
2015 | MISO_MI_2_MISO_IN | MISO_MI | MISO_IN | Internal | Summer | B8 | 500 | 2045 | 0 | 34.56 | 34.55 | 0.01 | 0
2015 | MISO_MI_2_MISO_IN | MISO_MI | MISO_IN | Internal | Summer | B9 | 800 | 2045 | 0 | 33.39 | 33.37 | 0.01 | 0
2015 | MISO_MI_2_MISO_IN | MISO_MI | MISO_IN | Internal | Summer | B10 | 1262 | 2045 | 0 | 32.46 | 32.44 | 0.01 | 0
2015 | MISO_MI_2_MISO_IN | MISO_MI | MISO_IN | Internal | Winter | B16 | 25 | 2045 | 2045 | 47.42 | 47.61 | 0.01 | 0.18
2015 | MISO_MI_2_MISO_IN | MISO_MI | MISO_IN | Internal | Winter | B17 | 100 | 2045 | 0 | 42.4 | 42.39 | 0.01 | 0
2015 | MISO_MI_2_MISO_IN | MISO_MI | MISO_IN | Internal | Winter | B18 | 400 | 2045 | 0 | 38.42 | 38.43 | 0.01 | 0
2015 | MISO_MI_2_MISO_IN | MISO_MI | MISO_IN | Internal | Winter | B19 | 700 | 2045 | 0 | 36.15 | 36.14 | 0.01 | 0
2015 | MISO_MI_2_MISO_IN | MISO_MI | MISO_IN | Internal | Winter | B20 | 935 | 2045 | 0 | 33.43 | 33.42 | 0.01 | 0
2015 | MISO_MI_2_MISO_WUMS | MISO_MI | MISO_WUMS | Internal | Shoulder | B11 | 25 | 117 | 117 | 46.8 | 46.85 | 0.01 | 0.03
2015 | MISO_MI_2_MISO_WUMS | MISO_MI | MISO_WUMS | Internal | Shoulder | B12 | 200 | 117 | 117 | 39.68 | 39.71 | 0.01 | 0.01
2015 | MISO_MI_2_MISO_WUMS | MISO_MI | MISO_WUMS | Internal | Shoulder | B13 | 600 | 117 | 117 | 37.44 | 37.48 | 0.01 | 0.03
2015 | MISO_MI_2_MISO_WUMS | MISO_MI | MISO_WUMS | Internal | Shoulder | B14 | 900 | 117 | 0 | 35.74 | 35.74 | 0.01 | 0
2015 | MISO_MI_2_MISO_WUMS | MISO_MI | MISO_WUMS | Internal | Shoulder | B15 | 1203 | 117 | 924.43 | 34.18 | 34.35 | 0.01 | 0.16
2015 | MISO_MI_2_MISO_WUMS | MISO_MI | MISO_WUMS | Internal | Summer | B1 | 10 | 117 | 1386 | 60.27 | 60.44 | 0.01 | 0.16
2015 | MISO_MI_2_MISO_WUMS | MISO_MI | MISO_WUMS | Internal | Summer | B2 | 25 | 117 | 117 | 58.92 | 58.97 | 0.01 | 0.03
2015 | MISO_MI_2_MISO_WUMS | MISO_MI | MISO_WUMS | Internal | Summer | B3 | 75 | 117 | 1029.72 | 55.81 | 55.98 | 0.01 | 0.16
2015 | MISO_MI_2_MISO_WUMS | MISO_MI | MISO_WUMS | Internal | Summer | B4 | 100 | 117 | 117 | 53.68 | 53.72 | 0.01 | 0.03
2015 | MISO_MI_2_MISO_WUMS | MISO_MI | MISO_WUMS | Internal | Summer | B5 | 200 | 117 | 405.99 | 45.73 | 45.9 | 0.01 | 0.16
2015 | MISO_MI_2_MISO_WUMS | MISO_MI | MISO_WUMS | Internal | Summer | B6 | 300 | 117 | 117 | 40.78 | 40.83 | 0.01 | 0.03
2015 | MISO_MI_2_MISO_WUMS | MISO_MI | MISO_WUMS | Internal | Summer | B7 | 400 | 117 | 78.6 | 35.72 | 35.74 | 0.01 | 0
2015 | MISO_MI_2_MISO_WUMS | MISO_MI | MISO_WUMS | Internal | Summer | B8 | 500 | 117 | 0 | 34.56 | 34.55 | 0.01 | 0
2015 | MISO_MI_2_MISO_WUMS | MISO_MI | MISO_WUMS | Internal | Summer | B9 | 800 | 117 | 0 | 33.39 | 33.39 | 0.01 | 0
2015 | MISO_MI_2_MISO_WUMS | MISO_MI | MISO_WUMS | Internal | Summer | B10 | 1262 | 117 | 770.43 | 32.46 | 32.63 | 0.01 | 0.16
2015 | MISO_MI_2_MISO_WUMS | MISO_MI | MISO_WUMS | Internal | Winter | B16 | 25 | 117 | 355.05 | 47.42 | 47.59 | 0.01 | 0.16
2015 | MISO_MI_2_MISO_WUMS | MISO_MI | MISO_WUMS | Internal | Winter | B17 | 100 | 117 | 0 | 42.4 | 42.38 | 0.01 | 0
2015 | MISO_MI_2_MISO_WUMS | MISO_MI | MISO_WUMS | Internal | Winter | B18 | 400 | 117 | 47.21 | 38.42 | 38.43 | 0.01 | 0
2015 | MISO_MI_2_MISO_WUMS | MISO_MI | MISO_WUMS | Internal | Winter | B19 | 700 | 117 | 640.01 | 36.15 | 36.32 | 0.01 | 0.16
2015 | MISO_MI_2_MISO_WUMS | MISO_MI | MISO_WUMS | Internal | Winter | B20 | 935 | 117 | 384.29 | 33.43 | 33.6 | 0.01 | 0.16
2015 | MISO_MI_2_PJM_ROR | MISO_MI | PJM_ROR | Internal | Shoulder | B11 | 25 | 1424 | 0 | 46.8 | 48.16 | 2 | 0
2015 | MISO_MI_2_PJM_ROR | MISO_MI | PJM_ROR | Internal | Shoulder | B12 | 200 | 1424 | 321.72 | 39.68 | 41.68 | 2 | 0
2015 | MISO_MI_2_PJM_ROR | MISO_MI | PJM_ROR | Internal | Shoulder | B13 | 600 | 1424 | 793.4 | 37.44 | 39.44 | 2 | 0
2015 | MISO_MI_2_PJM_ROR | MISO_MI | PJM_ROR | Internal | Shoulder | B14 | 900 | 1424 | 0 | 35.74 | 37.72 | 2 | 0
2015 | MISO_MI_2_PJM_ROR | MISO_MI | PJM_ROR | Internal | Shoulder | B15 | 1203 | 1424 | 0 | 34.18 | 35.2 | 2 | 0
2015 | MISO_MI_2_PJM_ROR | MISO_MI | PJM_ROR | Internal | Summer | B1 | 10 | 1424 | 1424 | 60.27 | 62.45 | 2 | 0.18
2015 | MISO_MI_2_PJM_ROR | MISO_MI | PJM_ROR | Internal | Summer | B2 | 25 | 1424 | 1424 | 58.92 | 60.96 | 2 | 0.03
2015 | MISO_MI_2_PJM_ROR | MISO_MI | PJM_ROR | Internal | Summer | B3 | 75 | 1424 | 1424 | 55.81 | 57.97 | 2 | 0.16
2015 | MISO_MI_2_PJM_ROR | MISO_MI | PJM_ROR | Internal | Summer | B4 | 100 | 1424 | 1424 | 53.68 | 55.71 | 2 | 0.03
2015 | MISO_MI_2_PJM_ROR | MISO_MI | PJM_ROR | Internal | Summer | B5 | 200 | 1424 | 1424 | 45.73 | 47.9 | 2 | 0.17
2015 | MISO_MI_2_PJM_ROR | MISO_MI | PJM_ROR | Internal | Summer | B6 | 300 | 1424 | 1424 | 40.78 | 42.79 | 2 | 0
2015 | MISO_MI_2_PJM_ROR | MISO_MI | PJM_ROR | Internal | Summer | B7 | 400 | 1424 | 1265.45 | 35.72 | 37.72 | 2 | 0
2015 | MISO_MI_2_PJM_ROR | MISO_MI | PJM_ROR | Internal | Summer | B8 | 500 | 1424 | 0 | 34.56 | 36.54 | 2 | 0
2015 | MISO_MI_2_PJM_ROR | MISO_MI | PJM_ROR | Internal | Summer | B9 | 800 | 1424 | 0 | 33.39 | 35.37 | 2 | 0
2015 | MISO_MI_2_PJM_ROR | MISO_MI | PJM_ROR | Internal | Summer | B10 | 1262 | 1424 | 0 | 32.46 | 32.64 | 2 | 0
2015 | MISO_MI_2_PJM_ROR | MISO_MI | PJM_ROR | Internal | Winter | B16 | 25 | 1424 | 1424 | 47.42 | 49.59 | 2 | 0.17
2015 | MISO_MI_2_PJM_ROR | MISO_MI | PJM_ROR | Internal | Winter | B17 | 100 | 1424 | 0 | 42.4 | 44.38 | 2 | 0
2015 | MISO_MI_2_PJM_ROR | MISO_MI | PJM_ROR | Internal | Winter | B18 | 400 | 1424 | 374.62 | 38.42 | 40.42 | 2 | 0
2015 | MISO_MI_2_PJM_ROR | MISO_MI | PJM_ROR | Internal | Winter | B19 | 700 | 1424 | 0 | 36.15 | 38.12 | 2 | 0
2015 | MISO_MI_2_PJM_ROR | MISO_MI | PJM_ROR | Internal | Winter | B20 | 935 | 1424 | 0 | 33.43 | 35.41 | 2 | 0
2015 | MISO_MO-IL_2_ENT | MISO_MO-IL | ENT | Internal | Shoulder | B11 | 25 | 2540 | 835.49 | 46.85 | 54.85 | 8 | 0
2015 | MISO_MO-IL_2_ENT | MISO_MO-IL | ENT | Internal | Shoulder | B12 | 200 | 2540 | 0 | 39.68 | 39.11 | 8 | 0
2015 | MISO_MO-IL_2_ENT | MISO_MO-IL | ENT | Internal | Shoulder | B13 | 600 | 2540 | 0 | 37.44 | 38.83 | 8 | 0
2015 | MISO_MO-IL_2_ENT | MISO_MO-IL | ENT | Internal | Shoulder | B14 | 900 | 2540 | 0 | 35.72 | 38.83 | 8 | 0
2015 | MISO_MO-IL_2_ENT | MISO_MO-IL | ENT | Internal | Shoulder | B15 | 1203 | 2540 | 0 | 34.16 | 37.57 | 8 | 0
2015 | MISO_MO-IL_2_ENT | MISO_MO-IL | ENT | Internal | Summer | B1 | 10 | 2540 | 0 | 60.45 | 60.45 | 8 | 0
2015 | MISO_MO-IL_2_ENT | MISO_MO-IL | ENT | Internal | Summer | B2 | 25 | 2540 | 0 | 58.95 | 58.95 | 8 | 0
2015 | MISO_MO-IL_2_ENT | MISO_MO-IL | ENT | Internal | Summer | B3 | 75 | 2540 | 0 | 55.97 | 58.11 | 8 | 0
2015 | MISO_MO-IL_2_ENT | MISO_MO-IL | ENT | Internal | Summer | B4 | 100 | 2540 | 0 | 53.71 | 58.11 | 8 | 0
2015 | MISO_MO-IL_2_ENT | MISO_MO-IL | ENT | Internal | Summer | B5 | 200 | 2540 | 0 | 45.9 | 53.27 | 8 | 0
2015 | MISO_MO-IL_2_ENT | MISO_MO-IL | ENT | Internal | Summer | B6 | 300 | 2540 | 0 | 40.78 | 43.43 | 8 | 0
2015 | MISO_MO-IL_2_ENT | MISO_MO-IL | ENT | Internal | Summer | B7 | 400 | 2540 | 0 | 35.72 | 41.49 | 8 | 0
2015 | MISO_MO-IL_2_ENT | MISO_MO-IL | ENT | Internal | Summer | B8 | 500 | 2540 | 0 | 34.54 | 37.89 | 8 | 0
2015 | MISO_MO-IL_2_ENT | MISO_MO-IL | ENT | Internal | Summer | B9 | 800 | 2540 | 0 | 33.36 | 37.62 | 8 | 0
2015 | MISO_MO-IL_2_ENT | MISO_MO-IL | ENT | Internal | Summer | B10 | 1262 | 2540 | 0 | 32.05 | 36.4 | 8 | 0
2015 | MISO_MO-IL_2_ENT | MISO_MO-IL | ENT | Internal | Winter | B16 | 25 | 2540 | 0 | 47.6 | 50.62 | 8 | 0
2015 | MISO_MO-IL_2_ENT | MISO_MO-IL | ENT | Internal | Winter | B17 | 100 | 2540 | 0 | 42.38 | 41.55 | 8 | 0
2015 | MISO_MO-IL_2_ENT | MISO_MO-IL | ENT | Internal | Winter | B18 | 400 | 2540 | 0 | 38.41 | 41.25 | 8 | 0
2015 | MISO_MO-IL_2_ENT | MISO_MO-IL | ENT | Internal | Winter | B19 | 700 | 2540 | 0 | 36.12 | 41.25 | 8 | 0
2015 | MISO_MO-IL_2_ENT | MISO_MO-IL | ENT | Internal | Winter | B20 | 935 | 2540 | 0 | 33.41 | 39.91 | 8 | 0
2015 | MISO_MO-IL_2_MISO_IN | MISO_MO-IL | MISO_IN | Internal | Shoulder | B11 | 25 | 2100 | 54.06 | 46.85 | 46.86 | 0.01 | 0
2015 | MISO_MO-IL_2_MISO_IN | MISO_MO-IL | MISO_IN | Internal | Shoulder | B12 | 200 | 2100 | 1320.47 | 39.68 | 39.69 | 0.01 | 0
2015 | MISO_MO-IL_2_MISO_IN | MISO_MO-IL | MISO_IN | Internal | Shoulder | B13 | 600 | 2100 | 350.18 | 37.44 | 37.45 | 0.01 | 0
2015 | MISO_MO-IL_2_MISO_IN | MISO_MO-IL | MISO_IN | Internal | Shoulder | B14 | 900 | 2100 | 1696.2 | 35.72 | 35.73 | 0.01 | 0
2015 | MISO_MO-IL_2_MISO_IN | MISO_MO-IL | MISO_IN | Internal | Shoulder | B15 | 1203 | 2100 | 2048.45 | 34.16 | 34.17 | 0.01 | 0
2015 | MISO_MO-IL_2_MISO_IN | MISO_MO-IL | MISO_IN | Internal | Summer | B1 | 10 | 2100 | 1043.88 | 60.45 | 60.46 | 0.01 | 0
2015 | MISO_MO-IL_2_MISO_IN | MISO_MO-IL | MISO_IN | Internal | Summer | B2 | 25 | 2100 | 815.93 | 58.95 | 58.97 | 0.01 | 0
2015 | MISO_MO-IL_2_MISO_IN | MISO_MO-IL | MISO_IN | Internal | Summer | B3 | 75 | 2100 | 1214.32 | 55.97 | 55.98 | 0.01 | 0
2015 | MISO_MO-IL_2_MISO_IN | MISO_MO-IL | MISO_IN | Internal | Summer | B4 | 100 | 2100 | 254.4 | 53.71 | 53.72 | 0.01 | 0
2015 | MISO_MO-IL_2_MISO_IN | MISO_MO-IL | MISO_IN | Internal | Summer | B5 | 200 | 2100 | 0 | 45.9 | 45.9 | 0.01 | 0
2015 | MISO_MO-IL_2_MISO_IN | MISO_MO-IL | MISO_IN | Internal | Summer | B6 | 300 | 2100 | 438.57 | 40.78 | 40.79 | 0.01 | 0
2015 | MISO_MO-IL_2_MISO_IN | MISO_MO-IL | MISO_IN | Internal | Summer | B7 | 400 | 2100 | 652.82 | 35.72 | 35.73 | 0.01 | 0
2015 | MISO_MO-IL_2_MISO_IN | MISO_MO-IL | MISO_IN | Internal | Summer | B8 | 500 | 2100 | 449.5 | 34.54 | 34.55 | 0.01 | 0
2015 | MISO_MO-IL_2_MISO_IN | MISO_MO-IL | MISO_IN | Internal | Summer | B9 | 800 | 2100 | 1683.4 | 33.36 | 33.37 | 0.01 | 0
2015 | MISO_MO-IL_2_MISO_IN | MISO_MO-IL | MISO_IN | Internal | Summer | B10 | 1262 | 2100 | 2890.7 | 32.05 | 32.44 | 0.01 | 0.39
2015 | MISO_MO-IL_2_MISO_IN | MISO_MO-IL | MISO_IN | Internal | Winter | B16 | 25 | 2100 | 1559.04 | 47.6 | 47.61 | 0.01 | 0
2015 | MISO_MO-IL_2_MISO_IN | MISO_MO-IL | MISO_IN | Internal | Winter | B17 | 100 | 2100 | 1889.56 | 42.38 | 42.39 | 0.01 | 0
2015 | MISO_MO-IL_2_MISO_IN | MISO_MO-IL | MISO_IN | Internal | Winter | B18 | 400 | 2100 | 860.95 | 38.41 | 38.43 | 0.01 | 0
2015 | MISO_MO-IL_2_MISO_IN | MISO_MO-IL | MISO_IN | Internal | Winter | B19 | 700 | 2100 | 921.24 | 36.12 | 36.14 | 0.01 | 0
2015 | MISO_MO-IL_2_MISO_IN | MISO_MO-IL | MISO_IN | Internal | Winter | B20 | 935 | 2100 | 1207.99 | 33.41 | 33.42 | 0.01 | 0
2015 | MISO_MO-IL_2_MISO_W | MISO_MO-IL | MISO_W | Internal | Shoulder | B11 | 25 | 960 | 0 | 46.85 | 46.84 | 0.01 | 0
2015 | MISO_MO-IL_2_MISO_W | MISO_MO-IL | MISO_W | Internal | Shoulder | B12 | 200 | 960 | 238.68 | 39.68 | 39.69 | 0.01 | 0
2015 | MISO_MO-IL_2_MISO_W | MISO_MO-IL | MISO_W | Internal | Shoulder | B13 | 600 | 960 | 960 | 37.44 | 37.47 | 0.01 | 0.02
2015 | MISO_MO-IL_2_MISO_W | MISO_MO-IL | MISO_W | Internal | Shoulder | B14 | 900 | 960 | 261.39 | 35.72 | 35.73 | 0.01 | 0
2015 | MISO_MO-IL_2_MISO_W | MISO_MO-IL | MISO_W | Internal | Shoulder | B15 | 1203 | 960 | 1759.96 | 34.16 | 34.36 | 0.01 | 0.19
2015 | MISO_MO-IL_2_MISO_W | MISO_MO-IL | MISO_W | Internal | Summer | B1 | 10 | 960 | 0 | 60.45 | 60.45 | 0.01 | 0
2015 | MISO_MO-IL_2_MISO_W | MISO_MO-IL | MISO_W | Internal | Summer | B2 | 25 | 960 | 0 | 58.95 | 58.95 | 0.01 | 0
2015 | MISO_MO-IL_2_MISO_W | MISO_MO-IL | MISO_W | Internal | Summer | B3 | 75 | 960 | 0 | 55.97 | 55.97 | 0.01 | 0
2015 | MISO_MO-IL_2_MISO_W | MISO_MO-IL | MISO_W | Internal | Summer | B4 | 100 | 960 | 0 | 53.71 | 53.71 | 0.01 | 0
2015 | MISO_MO-IL_2_MISO_W | MISO_MO-IL | MISO_W | Internal | Summer | B5 | 200 | 960 | 0 | 45.9 | 45.9 | 0.01 | 0
2015 | MISO_MO-IL_2_MISO_W | MISO_MO-IL | MISO_W | Internal | Summer | B6 | 300 | 960 | 960 | 40.78 | 40.81 | 0.01 | 0.02
2015 | MISO_MO-IL_2_MISO_W | MISO_MO-IL | MISO_W | Internal | Summer | B7 | 400 | 960 | 0 | 35.72 | 35.72 | 0.01 | 0
2015 | MISO_MO-IL_2_MISO_W | MISO_MO-IL | MISO_W | Internal | Summer | B8 | 500 | 960 | 0 | 34.54 | 34.54 | 0.01 | 0
2015 | MISO_MO-IL_2_MISO_W | MISO_MO-IL | MISO_W | Internal | Summer | B9 | 800 | 960 | 224.61 | 33.36 | 33.37 | 0.01 | 0
2015 | MISO_MO-IL_2_MISO_W | MISO_MO-IL | MISO_W | Internal | Summer | B10 | 1262 | 960 | 1320.17 | 32.05 | 32.25 | 0.01 | 0.19
2015 | MISO_MO-IL_2_MISO_W | MISO_MO-IL | MISO_W | Internal | Winter | B16 | 25 | 960 | 0 | 47.6 | 47.58 | 0.01 | 0
2015 | MISO_MO-IL_2_MISO_W | MISO_MO-IL | MISO_W | Internal | Winter | B17 | 100 | 960 | 0 | 42.38 | 42.37 | 0.01 | 0
2015 | MISO_MO-IL_2_MISO_W | MISO_MO-IL | MISO_W | Internal | Winter | B18 | 400 | 960 | 0 | 38.41 | 38.42 | 0.01 | 0
2015 | MISO_MO-IL_2_MISO_W | MISO_MO-IL | MISO_W | Internal | Winter | B19 | 700 | 960 | 960 | 36.12 | 36.31 | 0.01 | 0.17
2015 | MISO_MO-IL_2_MISO_W | MISO_MO-IL | MISO_W | Internal | Winter | B20 | 935 | 960 | 960 | 33.41 | 33.59 | 0.01 | 0.17
2015 | MISO_MO-IL_2_PJM_ROR | MISO_MO-IL | PJM_ROR | Internal | Shoulder | B11 | 25 | 1212 | 0 | 46.85 | 48.16 | 2 | 0
2015 | MISO_MO-IL_2_PJM_ROR | MISO_MO-IL | PJM_ROR | Internal | Shoulder | B12 | 200 | 1212 | 1174.77 | 39.68 | 41.68 | 2 | 0
2015 | MISO_MO-IL_2_PJM_ROR | MISO_MO-IL | PJM_ROR | Internal | Shoulder | B13 | 600 | 1212 | 1754.54 | 37.44 | 39.44 | 2 | 0
2015 | MISO_MO-IL_2_PJM_ROR | MISO_MO-IL | PJM_ROR | Internal | Shoulder | B14 | 900 | 1212 | 1444.79 | 35.72 | 37.72 | 2 | 0
2015 | MISO_MO-IL_2_PJM_ROR | MISO_MO-IL | PJM_ROR | Internal | Shoulder | B15 | 1203 | 1212 | 0 | 34.16 | 35.2 | 2 | 0
2015 | MISO_MO-IL_2_PJM_ROR | MISO_MO-IL | PJM_ROR | Internal | Summer | B1 | 10 | 1212 | 649.21 | 60.45 | 62.45 | 2 | 0
2015 | MISO_MO-IL_2_PJM_ROR | MISO_MO-IL | PJM_ROR | Internal | Summer | B2 | 25 | 1212 | 1571.66 | 58.95 | 60.96 | 2 | 0
2015 | MISO_MO-IL_2_PJM_ROR | MISO_MO-IL | PJM_ROR | Internal | Summer | B3 | 75 | 1212 | 45.68 | 55.97 | 57.97 | 2 | 0
2015 | MISO_MO-IL_2_PJM_ROR | MISO_MO-IL | PJM_ROR | Internal | Summer | B4 | 100 | 1212 | 1008.31 | 53.71 | 55.71 | 2 | 0
2015 | MISO_MO-IL_2_PJM_ROR | MISO_MO-IL | PJM_ROR | Internal | Summer | B5 | 200 | 1212 | 2181.01 | 45.9 | 47.9 | 2 | 0
2015 | MISO_MO-IL_2_PJM_ROR | MISO_MO-IL | PJM_ROR | Internal | Summer | B6 | 300 | 1212 | 1372.71 | 40.78 | 42.79 | 2 | 0
2015 | MISO_MO-IL_2_PJM_ROR | MISO_MO-IL | PJM_ROR | Internal | Summer | B7 | 400 | 1212 | 2269.14 | 35.72 | 37.72 | 2 | 0
2015 | MISO_MO-IL_2_PJM_ROR | MISO_MO-IL | PJM_ROR | Internal | Summer | B8 | 500 | 1212 | 3503.57 | 34.54 | 36.54 | 2 | 0
2015 | MISO_MO-IL_2_PJM_ROR | MISO_MO-IL | PJM_ROR | Internal | Summer | B9 | 800 | 1212 | 1781.55 | 33.36 | 35.37 | 2 | 0
2015 | MISO_MO-IL_2_PJM_ROR | MISO_MO-IL | PJM_ROR | Internal | Summer | B10 | 1262 | 1212 | 0 | 32.05 | 32.64 | 2 | 0
2015 | MISO_MO-IL_2_PJM_ROR | MISO_MO-IL | PJM_ROR | Internal | Winter | B16 | 25 | 1212 | 0 | 47.6 | 49.59 | 2 | 0
2015 | MISO_MO-IL_2_PJM_ROR | MISO_MO-IL | PJM_ROR | Internal | Winter | B17 | 100 | 1212 | 21.66 | 42.38 | 44.38 | 2 | 0
2015 | MISO_MO-IL_2_PJM_ROR | MISO_MO-IL | PJM_ROR | Internal | Winter | B18 | 400 | 1212 | 1510.37 | 38.41 | 40.42 | 2 | 0
2015 | MISO_MO-IL_2_PJM_ROR | MISO_MO-IL | PJM_ROR | Internal | Winter | B19 | 700 | 1212 | 380.09 | 36.12 | 38.12 | 2 | 0
2015 | MISO_MO-IL_2_PJM_ROR | MISO_MO-IL | PJM_ROR | Internal | Winter | B20 | 935 | 1212 | 629.52 | 33.41 | 35.41 | 2 | 0
2015 | MISO_MO-IL_2_TVA_Transmission | MISO_MO-IL | TVA_Transmission | Internal | Shoulder | B11 | 25 | 4000 | 0 | 46.85 | 54.16 | 8 | 0
2015 | MISO_MO-IL_2_TVA_Transmission | MISO_MO-IL | TVA_Transmission | Internal | Shoulder | B12 | 200 | 4000 | 0 | 39.68 | 43.76 | 8 | 0
2015 | MISO_MO-IL_2_TVA_Transmission | MISO_MO-IL | TVA_Transmission | Internal | Shoulder | B13 | 600 | 4000 | 0 | 37.44 | 42.18 | 8 | 0
2015 | MISO_MO-IL_2_TVA_Transmission | MISO_MO-IL | TVA_Transmission | Internal | Shoulder | B14 | 900 | 4000 | 0 | 35.72 | 41.04 | 8 | 0
2015 | MISO_MO-IL_2_TVA_Transmission | MISO_MO-IL | TVA_Transmission | Internal | Shoulder | B15 | 1203 | 4000 | 0 | 34.16 | 39.83 | 8 | 0
2015 | MISO_MO-IL_2_TVA_Transmission | MISO_MO-IL | TVA_Transmission | Internal | Summer | B1 | 10 | 4000 | 1781.72 | 60.45 | 68.45 | 8 | 0
2015 | MISO_MO-IL_2_TVA_Transmission | MISO_MO-IL | TVA_Transmission | Internal | Summer | B2 | 25 | 4000 | 1689.32 | 58.95 | 66.95 | 8 | 0
2015 | MISO_MO-IL_2_TVA_Transmission | MISO_MO-IL | TVA_Transmission | Internal | Summer | B3 | 75 | 4000 | 46.54 | 55.97 | 63.97 | 8 | 0
2015 | MISO_MO-IL_2_TVA_Transmission | MISO_MO-IL | TVA_Transmission | Internal | Summer | B4 | 100 | 4000 | 478.05 | 53.71 | 61.71 | 8 | 0
2015 | MISO_MO-IL_2_TVA_Transmission | MISO_MO-IL | TVA_Transmission | Internal | Summer | B5 | 200 | 4000 | 0 | 45.9 | 52.98 | 8 | 0
2015 | MISO_MO-IL_2_TVA_Transmission | MISO_MO-IL | TVA_Transmission | Internal | Summer | B6 | 300 | 4000 | 0 | 40.78 | 45.77 | 8 | 0
2015 | MISO_MO-IL_2_TVA_Transmission | MISO_MO-IL | TVA_Transmission | Internal | Summer | B7 | 400 | 4000 | 0 | 35.72 | 41.5 | 8 | 0
2015 | MISO_MO-IL_2_TVA_Transmission | MISO_MO-IL | TVA_Transmission | Internal | Summer | B8 | 500 | 4000 | 0 | 34.54 | 39.46 | 8 | 0
2015 | MISO_MO-IL_2_TVA_Transmission | MISO_MO-IL | TVA_Transmission | Internal | Summer | B9 | 800 | 4000 | 0 | 33.36 | 38.95 | 8 | 0
2015 | MISO_MO-IL_2_TVA_Transmission | MISO_MO-IL | TVA_Transmission | Internal | Summer | B10 | 1262 | 4000 | 0 | 32.05 | 36.97 | 8 | 0
2015 | MISO_MO-IL_2_TVA_Transmission | MISO_MO-IL | TVA_Transmission | Internal | Winter | B16 | 25 | 4000 | 0 | 47.6 | 55.59 | 8 | 0
2015 | MISO_MO-IL_2_TVA_Transmission | MISO_MO-IL | TVA_Transmission | Internal | Winter | B17 | 100 | 4000 | 0 | 42.38 | 46.25 | 8 | 0
2015 | MISO_MO-IL_2_TVA_Transmission | MISO_MO-IL | TVA_Transmission | Internal | Winter | B18 | 400 | 4000 | 0 | 38.41 | 42.89 | 8 | 0
2015 | MISO_MO-IL_2_TVA_Transmission | MISO_MO-IL | TVA_Transmission | Internal | Winter | B19 | 700 | 4000 | 0 | 36.12 | 40.99 | 8 | 0
2015 | MISO_MO-IL_2_TVA_Transmission | MISO_MO-IL | TVA_Transmission | Internal | Winter | B20 | 935 | 4000 | 0 | 33.41 | 40.04 | 8 | 0
2015 | MISO_W_2_MAPP_CA | MISO_W | MAPP_CA | Internal | Shoulder | B11 | 25 | 700 | 0 | 46.84 | 46.82 | 0.01 | 0
2015 | MISO_W_2_MAPP_CA | MISO_W | MAPP_CA | Internal | Shoulder | B12 | 200 | 700 | 0 | 39.69 | 39.68 | 0.01 | 0
2015 | MISO_W_2_MAPP_CA | MISO_W | MAPP_CA | Internal | Shoulder | B13 | 600 | 700 | 0 | 37.47 | 37.46 | 0.01 | 0
2015 | MISO_W_2_MAPP_CA | MISO_W | MAPP_CA | Internal | Shoulder | B14 | 900 | 700 | 0 | 35.73 | 35.72 | 0.01 | 0
2015 | MISO_W_2_MAPP_CA | MISO_W | MAPP_CA | Internal | Shoulder | B15 | 1203 | 700 | 2986.52 | 34.36 | 35.29 | 0.01 | 0.92
2015 | MISO_W_2_MAPP_CA | MISO_W | MAPP_CA | Internal | Summer | B1 | 10 | 700 | 0 | 60.45 | 60.29 | 0.01 | 0
2015 | MISO_W_2_MAPP_CA | MISO_W | MAPP_CA | Internal | Summer | B2 | 25 | 700 | 0 | 58.95 | 58.8 | 0.01 | 0
2015 | MISO_W_2_MAPP_CA | MISO_W | MAPP_CA | Internal | Summer | B3 | 75 | 700 | 0 | 55.97 | 55.96 | 0.01 | 0
2015 | MISO_W_2_MAPP_CA | MISO_W | MAPP_CA | Internal | Summer | B4 | 100 | 700 | 0 | 53.71 | 53.7 | 0.01 | 0
2015 | MISO_W_2_MAPP_CA | MISO_W | MAPP_CA | Internal | Summer | B5 | 200 | 700 | 0 | 45.9 | 45.89 | 0.01 | 0
2015 | MISO_W_2_MAPP_CA | MISO_W | MAPP_CA | Internal | Summer | B6 | 300 | 700 | 0 | 40.81 | 40.8 | 0.01 | 0
2015 | MISO_W_2_MAPP_CA | MISO_W | MAPP_CA | Internal | Summer | B7 | 400 | 700 | 0 | 35.72 | 35.71 | 0.01 | 0
2015 | MISO_W_2_MAPP_CA | MISO_W | MAPP_CA | Internal | Summer | B8 | 500 | 700 | 0 | 34.54 | 34.52 | 0.01 | 0
2015 | MISO_W_2_MAPP_CA | MISO_W | MAPP_CA | Internal | Summer | B9 | 800 | 700 | 0 | 33.37 | 33.36 | 0.01 | 0
2015 | MISO_W_2_MAPP_CA | MISO_W | MAPP_CA | Internal | Summer | B10 | 1262 | 700 | 3051.16 | 32.25 | 33.18 | 0.01 | 0.92
2015 | MISO_W_2_MAPP_CA | MISO_W | MAPP_CA | Internal | Winter | B16 | 25 | 700 | 0 | 47.58 | 47.58 | 0.01 | 0
2015 | MISO_W_2_MAPP_CA | MISO_W | MAPP_CA | Internal | Winter | B17 | 100 | 700 | 245.27 | 42.37 | 42.39 | 0.01 | 0
2015 | MISO_W_2_MAPP_CA | MISO_W | MAPP_CA | Internal | Winter | B18 | 400 | 700 | 700 | 38.42 | 38.56 | 0.01 | 0.13
2015 | MISO_W_2_MAPP_CA | MISO_W | MAPP_CA | Internal | Winter | B19 | 700 | 700 | 608.67 | 36.31 | 36.32 | 0.01 | 0
2015 | MISO_W_2_MAPP_CA | MISO_W | MAPP_CA | Internal | Winter | B20 | 935 | 700 | 3077.27 | 33.59 | 34.52 | 0.01 | 0.92
2015 | MISO_W_2_MISO_MO-IL | MISO_W | MISO_MO-IL | Internal | Shoulder | B11 | 25 | 3800 | 553.79 | 46.84 | 46.85 | 0.01 | 0
2015 | MISO_W_2_MISO_MO-IL | MISO_W | MISO_MO-IL | Internal | Shoulder | B12 | 200 | 3800 | 0 | 39.69 | 39.68 | 0.01 | 0
2015 | MISO_W_2_MISO_MO-IL | MISO_W | MISO_MO-IL | Internal | Shoulder | B13 | 600 | 3800 | 0 | 37.47 | 37.44 | 0.01 | 0
2015 | MISO_W_2_MISO_MO-IL | MISO_W | MISO_MO-IL | Internal | Shoulder | B14 | 900 | 3800 | 0 | 35.73 | 35.72 | 0.01 | 0
2015 | MISO_W_2_MISO_MO-IL | MISO_W | MISO_MO-IL | Internal | Shoulder | B15 | 1203 | 3800 | 0 | 34.36 | 34.16 | 0.01 | 0
2015 | MISO_W_2_MISO_MO-IL | MISO_W | MISO_MO-IL | Internal | Summer | B1 | 10 | 3800 | 0 | 60.45 | 60.45 | 0.01 | 0
2015 | MISO_W_2_MISO_MO-IL | MISO_W | MISO_MO-IL | Internal | Summer | B2 | 25 | 3800 | 0 | 58.95 | 58.95 | 0.01 | 0
2015 | MISO_W_2_MISO_MO-IL | MISO_W | MISO_MO-IL | Internal | Summer | B3 | 75 | 3800 | 0 | 55.97 | 55.97 | 0.01 | 0
2015 | MISO_W_2_MISO_MO-IL | MISO_W | MISO_MO-IL | Internal | Summer | B4 | 100 | 3800 | 0 | 53.71 | 53.71 | 0.01 | 0
2015 | MISO_W_2_MISO_MO-IL | MISO_W | MISO_MO-IL | Internal | Summer | B5 | 200 | 3800 | 0 | 45.9 | 45.9 | 0.01 | 0
2015 | MISO_W_2_MISO_MO-IL | MISO_W | MISO_MO-IL | Internal | Summer | B6 | 300 | 3800 | 0 | 40.81 | 40.78 | 0.01 | 0
2015 | MISO_W_2_MISO_MO-IL | MISO_W | MISO_MO-IL | Internal | Summer | B7 | 400 | 3800 | 0 | 35.72 | 35.72 | 0.01 | 0
2015 | MISO_W_2_MISO_MO-IL | MISO_W | MISO_MO-IL | Internal | Summer | B8 | 500 | 3800 | 0 | 34.54 | 34.54 | 0.01 | 0
2015 | MISO_W_2_MISO_MO-IL | MISO_W | MISO_MO-IL | Internal | Summer | B9 | 800 | 3800 | 0 | 33.37 | 33.36 | 0.01 | 0
2015 | MISO_W_2_MISO_MO-IL | MISO_W | MISO_MO-IL | Internal | Summer | B10 | 1262 | 3800 | 0 | 32.25 | 32.05 | 0.01 | 0
2015 | MISO_W_2_MISO_MO-IL | MISO_W | MISO_MO-IL | Internal | Winter | B16 | 25 | 3800 | 236.92 | 47.58 | 47.6 | 0.01 | 0
2015 | MISO_W_2_MISO_MO-IL | MISO_W | MISO_MO-IL | Internal | Winter | B17 | 100 | 3800 | 0 | 42.37 | 42.38 | 0.01 | 0
2015 | MISO_W_2_MISO_MO-IL | MISO_W | MISO_MO-IL | Internal | Winter | B18 | 400 | 3800 | 0 | 38.42 | 38.41 | 0.01 | 0
2015 | MISO_W_2_MISO_MO-IL | MISO_W | MISO_MO-IL | Internal | Winter | B19 | 700 | 3800 | 0 | 36.31 | 36.12 | 0.01 | 0
2015 | MISO_W_2_MISO_MO-IL | MISO_W | MISO_MO-IL | Internal | Winter | B20 | 935 | 3800 | 0 | 33.59 | 33.41 | 0.01 | 0
2015 | MISO_W_2_MISO_WUMS | MISO_W | MISO_WUMS | Internal | Shoulder | B11 | 25 | 1629 | 609.37 | 46.84 | 46.85 | 0.01 | 0
2015 | MISO_W_2_MISO_WUMS | MISO_W | MISO_WUMS | Internal | Shoulder | B12 | 200 | 1629 | 885.08 | 39.69 | 39.71 | 0.01 | 0
2015 | MISO_W_2_MISO_WUMS | MISO_W | MISO_WUMS | Internal | Shoulder | B13 | 600 | 1629 | 1002.78 | 37.47 | 37.48 | 0.01 | 0
2015 | MISO_W_2_MISO_WUMS | MISO_W | MISO_WUMS | Internal | Shoulder | B14 | 900 | 1629 | 967.05 | 35.73 | 35.74 | 0.01 | 0
2015 | MISO_W_2_MISO_WUMS | MISO_W | MISO_WUMS | Internal | Shoulder | B15 | 1203 | 1629 | 0 | 34.36 | 34.35 | 0.01 | 0
2015 | MISO_W_2_MISO_WUMS | MISO_W | MISO_WUMS | Internal | Summer | B1 | 10 | 1629 | 0 | 60.45 | 60.44 | 0.01 | 0
2015 | MISO_W_2_MISO_WUMS | MISO_W | MISO_WUMS | Internal | Summer | B2 | 25 | 1629 | 945.94 | 58.95 | 58.97 | 0.01 | 0
2015 | MISO_W_2_MISO_WUMS | MISO_W | MISO_WUMS | Internal | Summer | B3 | 75 | 1629 | 593.22 | 55.97 | 55.98 | 0.01 | 0
2015 | MISO_W_2_MISO_WUMS | MISO_W | MISO_WUMS | Internal | Summer | B4 | 100 | 1629 | 762.14 | 53.71 | 53.72 | 0.01 | 0
2015 | MISO_W_2_MISO_WUMS | MISO_W | MISO_WUMS | Internal | Summer | B5 | 200 | 1629 | 0 | 45.9 | 45.9 | 0.01 | 0
2015 | MISO_W_2_MISO_WUMS | MISO_W | MISO_WUMS | Internal | Summer | B6 | 300 | 1629 | 286.3 | 40.81 | 40.83 | 0.01 | 0
2015 | MISO_W_2_MISO_WUMS | MISO_W | MISO_WUMS | Internal | Summer | B7 | 400 | 1629 | 562.47 | 35.72 | 35.74 | 0.01 | 0
2015 | MISO_W_2_MISO_WUMS | MISO_W | MISO_WUMS | Internal | Summer | B8 | 500 | 1629 | 694.93 | 34.54 | 34.55 | 0.01 | 0
2015 | MISO_W_2_MISO_WUMS | MISO_W | MISO_WUMS | Internal | Summer | B9 | 800 | 1629 | 1392.16 | 33.37 | 33.39 | 0.01 | 0
2015 | MISO_W_2_MISO_WUMS | MISO_W | MISO_WUMS | Internal | Summer | B10 | 1262 | 1629 | 1629 | 32.25 | 32.63 | 0.01 | 0.36
2015 | MISO_W_2_MISO_WUMS | MISO_W | MISO_WUMS | Internal | Winter | B16 | 25 | 1629 | 0 | 47.58 | 47.59 | 0.01 | 0
2015 | MISO_W_2_MISO_WUMS | MISO_W | MISO_WUMS | Internal | Winter | B17 | 100 | 1629 | 0 | 42.37 | 42.38 | 0.01 | 0
2015 | MISO_W_2_MISO_WUMS | MISO_W | MISO_WUMS | Internal | Winter | B18 | 400 | 1629 | 234.34 | 38.42 | 38.43 | 0.01 | 0
2015 | MISO_W_2_MISO_WUMS | MISO_W | MISO_WUMS | Internal | Winter | B19 | 700 | 1629 | 336.44 | 36.31 | 36.32 | 0.01 | 0
2015 | MISO_W_2_MISO_WUMS | MISO_W | MISO_WUMS | Internal | Winter | B20 | 935 | 1629 | 815.04 | 33.59 | 33.6 | 0.01 | 0
2015 | MISO_W_2_PJM_ROR | MISO_W | PJM_ROR | Internal | Shoulder | B11 | 25 | 773 | 0 | 46.84 | 48.16 | 2 | 0
2015 | MISO_W_2_PJM_ROR | MISO_W | PJM_ROR | Internal | Shoulder | B12 | 200 | 773 | 0 | 39.69 | 41.68 | 2 | 0
2015 | MISO_W_2_PJM_ROR | MISO_W | PJM_ROR | Internal | Shoulder | B13 | 600 | 773 | 0 | 37.47 | 39.44 | 2 | 0
2015 | MISO_W_2_PJM_ROR | MISO_W | PJM_ROR | Internal | Shoulder | B14 | 900 | 773 | 0 | 35.73 | 37.72 | 2 | 0
2015 | MISO_W_2_PJM_ROR | MISO_W | PJM_ROR | Internal | Shoulder | B15 | 1203 | 773 | 0 | 34.36 | 35.2 | 2 | 0
2015 | MISO_W_2_PJM_ROR | MISO_W | PJM_ROR | Internal | Summer | B1 | 10 | 773 | 5284.82 | 60.45 | 62.45 | 2 | 0
2015 | MISO_W_2_PJM_ROR | MISO_W | PJM_ROR | Internal | Summer | B2 | 25 | 773 | 2812.33 | 58.95 | 60.96 | 2 | 0
2015 | MISO_W_2_PJM_ROR | MISO_W | PJM_ROR | Internal | Summer | B3 | 75 | 773 | 112.17 | 55.97 | 57.97 | 2 | 0
2015 | MISO_W_2_PJM_ROR | MISO_W | PJM_ROR | Internal | Summer | B4 | 100 | 773 | 1984.8 | 53.71 | 55.71 | 2 | 0
2015 | MISO_W_2_PJM_ROR | MISO_W | PJM_ROR | Internal | Summer | B5 | 200 | 773 | 2805.62 | 45.9 | 47.9 | 2 | 0
2015 | MISO_W_2_PJM_ROR | MISO_W | PJM_ROR | Internal | Summer | B6 | 300 | 773 | 0 | 40.81 | 42.79 | 2 | 0
2015 | MISO_W_2_PJM_ROR | MISO_W | PJM_ROR | Internal | Summer | B7 | 400 | 773 | 110.65 | 35.72 | 37.72 | 2 | 0
2015 | MISO_W_2_PJM_ROR | MISO_W | PJM_ROR | Internal | Summer | B8 | 500 | 773 | 1902.14 | 34.54 | 36.54 | 2 | 0
2015 | MISO_W_2_PJM_ROR | MISO_W | PJM_ROR | Internal | Summer | B9 | 800 | 773 | 0 | 33.37 | 35.37 | 2 | 0
2015 | MISO_W_2_PJM_ROR | MISO_W | PJM_ROR | Internal | Summer | B10 | 1262 | 773 | 0 | 32.25 | 32.64 | 2 | 0
2015 | MISO_W_2_PJM_ROR | MISO_W | PJM_ROR | Internal | Winter | B16 | 25 | 773 | 3099.56 | 47.58 | 49.59 | 2 | 0
2015 | MISO_W_2_PJM_ROR | MISO_W | PJM_ROR | Internal | Winter | B17 | 100 | 773 | 2693.75 | 42.37 | 44.38 | 2 | 0
2015 | MISO_W_2_PJM_ROR | MISO_W | PJM_ROR | Internal | Winter | B18 | 400 | 773 | 473.17 | 38.42 | 40.42 | 2 | 0
2015 | MISO_W_2_PJM_ROR | MISO_W | PJM_ROR | Internal | Winter | B19 | 700 | 773 | 0 | 36.31 | 38.12 | 2 | 0
2015 | MISO_W_2_PJM_ROR | MISO_W | PJM_ROR | Internal | Winter | B20 | 935 | 773 | 0 | 33.59 | 35.41 | 2 | 0
2015 | MISO_W_2_SPP_N | MISO_W | SPP_N | Internal | Shoulder | B11 | 25 | 3200 | 328.38 | 46.84 | 53.84 | 7 | 0
2015 | MISO_W_2_SPP_N | MISO_W | SPP_N | Internal | Shoulder | B12 | 200 | 3200 | 0 | 39.69 | 39.71 | 7 | 0
2015 | MISO_W_2_SPP_N | MISO_W | SPP_N | Internal | Shoulder | B13 | 600 | 3200 | 0 | 37.47 | 38.71 | 7 | 0
2015 | MISO_W_2_SPP_N | MISO_W | SPP_N | Internal | Shoulder | B14 | 900 | 3200 | 0 | 35.73 | 37.76 | 7 | 0
2015 | MISO_W_2_SPP_N | MISO_W | SPP_N | Internal | Shoulder | B15 | 1203 | 3200 | 0 | 34.36 | 37.41 | 7 | 0
2015 | MISO_W_2_SPP_N | MISO_W | SPP_N | Internal | Summer | B1 | 10 | 3200 | 0 | 60.45 | 60.91 | 7 | 0
2015 | MISO_W_2_SPP_N | MISO_W | SPP_N | Internal | Summer | B2 | 25 | 3200 | 0 | 58.95 | 60.91 | 7 | 0
2015 | MISO_W_2_SPP_N | MISO_W | SPP_N | Internal | Summer | B3 | 75 | 3200 | 0 | 55.97 | 60.08 | 7 | 0
2015 | MISO_W_2_SPP_N | MISO_W | SPP_N | Internal | Summer | B4 | 100 | 3200 | 0 | 53.71 | 53.72 | 7 | 0
2015 | MISO_W_2_SPP_N | MISO_W | SPP_N | Internal | Summer | B5 | 200 | 3200 | 0 | 45.9 | 52.45 | 7 | 0
2015 | MISO_W_2_SPP_N | MISO_W | SPP_N | Internal | Summer | B6 | 300 | 3200 | 1477.26 | 40.81 | 47.81 | 7 | 0
2015 | MISO_W_2_SPP_N | MISO_W | SPP_N | Internal | Summer | B7 | 400 | 3200 | 0 | 35.72 | 42.15 | 7 | 0
2015 | MISO_W_2_SPP_N | MISO_W | SPP_N | Internal | Summer | B8 | 500 | 3200 | 0 | 34.54 | 37.4 | 7 | 0
2015 | MISO_W_2_SPP_N | MISO_W | SPP_N | Internal | Summer | B9 | 800 | 3200 | 0 | 33.37 | 36.14 | 7 | 0
2015 | MISO_W_2_SPP_N | MISO_W | SPP_N | Internal | Summer | B10 | 1262 | 3200 | 0 | 32.25 | 36.04 | 7 | 0
2015 | MISO_W_2_SPP_N | MISO_W | SPP_N | Internal | Winter | B16 | 25 | 3200 | 0 | 47.58 | 47.6 | 7 | 0
2015 | MISO_W_2_SPP_N | MISO_W | SPP_N | Internal | Winter | B17 | 100 | 3200 | 0 | 42.37 | 40.25 | 7 | 0
2015 | MISO_W_2_SPP_N | MISO_W | SPP_N | Internal | Winter | B18 | 400 | 3200 | 0 | 38.42 | 39.8 | 7 | 0
2015 | MISO_W_2_SPP_N | MISO_W | SPP_N | Internal | Winter | B19 | 700 | 3200 | 0 | 36.31 | 39.8 | 7 | 0
2015 | MISO_W_2_SPP_N | MISO_W | SPP_N | Internal | Winter | B20 | 935 | 3200 | 0 | 33.59 | 39.18 | 7 | 0
2015 | MISO_WUMS_2_MISO_MI | MISO_WUMS | MISO_MI | Internal | Shoulder | B11 | 25 | 99 | 0 | 46.85 | 46.8 | 0.01 | 0
2015 | MISO_WUMS_2_MISO_MI | MISO_WUMS | MISO_MI | Internal | Shoulder | B12 | 200 | 99 | 0 | 39.71 | 39.68 | 0.01 | 0
2015 | MISO_WUMS_2_MISO_MI | MISO_WUMS | MISO_MI | Internal | Shoulder | B13 | 600 | 99 | 0 | 37.48 | 37.44 | 0.01 | 0
2015 | MISO_WUMS_2_MISO_MI | MISO_WUMS | MISO_MI | Internal | Shoulder | B14 | 900 | 99 | 0 | 35.74 | 35.74 | 0.01 | 0
2015 | MISO_WUMS_2_MISO_MI | MISO_WUMS | MISO_MI | Internal | Shoulder | B15 | 1203 | 99 | 0 | 34.35 | 34.18 | 0.01 | 0
2015 | MISO_WUMS_2_MISO_MI | MISO_WUMS | MISO_MI | Internal | Summer | B1 | 10 | 99 | 0 | 60.44 | 60.27 | 0.01 | 0
2015 | MISO_WUMS_2_MISO_MI | MISO_WUMS | MISO_MI | Internal | Summer | B2 | 25 | 99 | 0 | 58.97 | 58.92 | 0.01 | 0
2015 | MISO_WUMS_2_MISO_MI | MISO_WUMS | MISO_MI | Internal | Summer | B3 | 75 | 99 | 0 | 55.98 | 55.81 | 0.01 | 0
2015 | MISO_WUMS_2_MISO_MI | MISO_WUMS | MISO_MI | Internal | Summer | B4 | 100 | 99 | 0 | 53.72 | 53.68 | 0.01 | 0
2015 | MISO_WUMS_2_MISO_MI | MISO_WUMS | MISO_MI | Internal | Summer | B5 | 200 | 99 | 0 | 45.9 | 45.73 | 0.01 | 0
2015 | MISO_WUMS_2_MISO_MI | MISO_WUMS | MISO_MI | Internal | Summer | B6 | 300 | 99 | 0 | 40.83 | 40.78 | 0.01 | 0
2015 | MISO_WUMS_2_MISO_MI | MISO_WUMS | MISO_MI | Internal | Summer | B7 | 400 | 99 | 0 | 35.74 | 35.72 | 0.01 | 0
2015 | MISO_WUMS_2_MISO_MI | MISO_WUMS | MISO_MI | Internal | Summer | B8 | 500 | 99 | 0 | 34.55 | 34.56 | 0.01 | 0
2015 | MISO_WUMS_2_MISO_MI | MISO_WUMS | MISO_MI | Internal | Summer | B9 | 800 | 99 | 0 | 33.39 | 33.39 | 0.01 | 0
2015 | MISO_WUMS_2_MISO_MI | MISO_WUMS | MISO_MI | Internal | Summer | B10 | 1262 | 99 | 0 | 32.63 | 32.46 | 0.01 | 0
2015 | MISO_WUMS_2_MISO_MI | MISO_WUMS | MISO_MI | Internal | Winter | B16 | 25 | 99 | 0 | 47.59 | 47.42 | 0.01 | 0
2015 | MISO_WUMS_2_MISO_MI | MISO_WUMS | MISO_MI | Internal | Winter | B17 | 100 | 99 | 107.24 | 42.38 | 42.4 | 0.01 | 0.01
2015 | MISO_WUMS_2_MISO_MI | MISO_WUMS | MISO_MI | Internal | Winter | B18 | 400 | 99 | 0 | 38.43 | 38.42 | 0.01 | 0
2015 | MISO_WUMS_2_MISO_MI | MISO_WUMS | MISO_MI | Internal | Winter | B19 | 700 | 99 | 0 | 36.32 | 36.15 | 0.01 | 0
2015 | MISO_WUMS_2_MISO_MI | MISO_WUMS | MISO_MI | Internal | Winter | B20 | 935 | 99 | 0 | 33.6 | 33.43 | 0.01 | 0
2015 | MISO_WUMS_2_MISO_W | MISO_WUMS | MISO_W | Internal | Shoulder | B11 | 25 | 1137 | 0 | 46.85 | 46.84 | 0.01 | 0
2015 | MISO_WUMS_2_MISO_W | MISO_WUMS | MISO_W | Internal | Shoulder | B12 | 200 | 1137 | 0 | 39.71 | 39.69 | 0.01 | 0
2015 | MISO_WUMS_2_MISO_W | MISO_WUMS | MISO_W | Internal | Shoulder | B13 | 600 | 1137 | 0 | 37.48 | 37.47 | 0.01 | 0
2015 | MISO_WUMS_2_MISO_W | MISO_WUMS | MISO_W | Internal | Shoulder | B14 | 900 | 1137 | 0 | 35.74 | 35.73 | 0.01 | 0
2015 | MISO_WUMS_2_MISO_W | MISO_WUMS | MISO_W | Internal | Shoulder | B15 | 1203 | 1137 | 1137 | 34.35 | 34.36 | 0.01 | 0
2015 | MISO_WUMS_2_MISO_W | MISO_WUMS | MISO_W | Internal | Summer | B1 | 10 | 1137 | 0 | 60.44 | 60.45 | 0.01 | 0
2015 | MISO_WUMS_2_MISO_W | MISO_WUMS | MISO_W | Internal | Summer | B2 | 25 | 1137 | 0 | 58.97 | 58.95 | 0.01 | 0
2015 | MISO_WUMS_2_MISO_W | MISO_WUMS | MISO_W | Internal | Summer | B3 | 75 | 1137 | 0 | 55.98 | 55.97 | 0.01 | 0
2015 | MISO_WUMS_2_MISO_W | MISO_WUMS | MISO_W | Internal | Summer | B4 | 100 | 1137 | 0 | 53.72 | 53.71 | 0.01 | 0
2015 | MISO_WUMS_2_MISO_W | MISO_WUMS | MISO_W | Internal | Summer | B5 | 200 | 1137 | 0 | 45.9 | 45.9 | 0.01 | 0
2015 | MISO_WUMS_2_MISO_W | MISO_WUMS | MISO_W | Internal | Summer | B6 | 300 | 1137 | 0 | 40.83 | 40.81 | 0.01 | 0
2015 | MISO_WUMS_2_MISO_W | MISO_WUMS | MISO_W | Internal | Summer | B7 | 400 | 1137 | 0 | 35.74 | 35.72 | 0.01 | 0
2015 | MISO_WUMS_2_MISO_W | MISO_WUMS | MISO_W | Internal | Summer | B8 | 500 | 1137 | 0 | 34.55 | 34.54 | 0.01 | 0
2015 | MISO_WUMS_2_MISO_W | MISO_WUMS | MISO_W | Internal | Summer | B9 | 800 | 1137 | 0 | 33.39 | 33.37 | 0.01 | 0
2015 | MISO_WUMS_2_MISO_W | MISO_WUMS | MISO_W | Internal | Summer | B10 | 1262 | 1137 | 0 | 32.63 | 32.25 | 0.01 | 0
2015 | MISO_WUMS_2_MISO_W | MISO_WUMS | MISO_W | Internal | Winter | B16 | 25 | 1137 | 0 | 47.59 | 47.58 | 0.01 | 0
2015 | MISO_WUMS_2_MISO_W | MISO_WUMS | MISO_W | Internal | Winter | B17 | 100 | 1137 | 0 | 42.38 | 42.37 | 0.01 | 0
2015 | MISO_WUMS_2_MISO_W | MISO_WUMS | MISO_W | Internal | Winter | B18 | 400 | 1137 | 0 | 38.43 | 38.42 | 0.01 | 0
2015 | MISO_WUMS_2_MISO_W | MISO_WUMS | MISO_W | Internal | Winter | B19 | 700 | 1137 | 0 | 36.32 | 36.31 | 0.01 | 0
2015 | MISO_WUMS_2_MISO_W | MISO_WUMS | MISO_W | Internal | Winter | B20 | 935 | 1137 | 0 | 33.6 | 33.59 | 0.01 | 0
2015 | MISO_WUMS_2_PJM_ROR | MISO_WUMS | PJM_ROR | Internal | Shoulder | B11 | 25 | 1600 | 0 | 46.85 | 48.16 | 2 | 0
2015 | MISO_WUMS_2_PJM_ROR | MISO_WUMS | PJM_ROR | Internal | Shoulder | B12 | 200 | 1600 | 0 | 39.71 | 41.68 | 2 | 0
2015 | MISO_WUMS_2_PJM_ROR | MISO_WUMS | PJM_ROR | Internal | Shoulder | B13 | 600 | 1600 | 0 | 37.48 | 39.44 | 2 | 0
2015 | MISO_WUMS_2_PJM_ROR | MISO_WUMS | PJM_ROR | Internal | Shoulder | B14 | 900 | 1600 | 0 | 35.74 | 37.72 | 2 | 0
2015 | MISO_WUMS_2_PJM_ROR | MISO_WUMS | PJM_ROR | Internal | Shoulder | B15 | 1203 | 1600 | 0 | 34.35 | 35.2 | 2 | 0
2015 | MISO_WUMS_2_PJM_ROR | MISO_WUMS | PJM_ROR | Internal | Summer | B1 | 10 | 1600 | 2040.47 | 60.44 | 62.45 | 2 | 0.01
2015 | MISO_WUMS_2_PJM_ROR | MISO_WUMS | PJM_ROR | Internal | Summer | B2 | 25 | 1600 | 0 | 58.97 | 60.96 | 2 | 0
2015 | MISO_WUMS_2_PJM_ROR | MISO_WUMS | PJM_ROR | Internal | Summer | B3 | 75 | 1600 | 0 | 55.98 | 57.97 | 2 | 0
2015 | MISO_WUMS_2_PJM_ROR | MISO_WUMS | PJM_ROR | Internal | Summer | B4 | 100 | 1600 | 0 | 53.72 | 55.71 | 2 | 0
2015 | MISO_WUMS_2_PJM_ROR | MISO_WUMS | PJM_ROR | Internal | Summer | B5 | 200 | 1600 | 82.13 | 45.9 | 47.9 | 2 | 0
2015 | MISO_WUMS_2_PJM_ROR | MISO_WUMS | PJM_ROR | Internal | Summer | B6 | 300 | 1600 | 0 | 40.83 | 42.79 | 2 | 0
2015 | MISO_WUMS_2_PJM_ROR | MISO_WUMS | PJM_ROR | Internal | Summer | B7 | 400 | 1600 | 0 | 35.74 | 37.72 | 2 | 0
2015 | MISO_WUMS_2_PJM_ROR | MISO_WUMS | PJM_ROR | Internal | Summer | B8 | 500 | 1600 | 0 | 34.55 | 36.54 | 2 | 0
2015 | MISO_WUMS_2_PJM_ROR | MISO_WUMS | PJM_ROR | Internal | Summer | B9 | 800 | 1600 | 0 | 33.39 | 35.37 | 2 | 0
2015 | MISO_WUMS_2_PJM_ROR | MISO_WUMS | PJM_ROR | Internal | Summer | B10 | 1262 | 1600 | 0 | 32.63 | 32.64 | 2 | 0
2015 | MISO_WUMS_2_PJM_ROR | MISO_WUMS | PJM_ROR | Internal | Winter | B16 | 25 | 1600 | 234.76 | 47.59 | 49.59 | 2 | 0
2015 | MISO_WUMS_2_PJM_ROR | MISO_WUMS | PJM_ROR | Internal | Winter | B17 | 100 | 1600 | 71.56 | 42.38 | 44.38 | 2 | 0
2015 | MISO_WUMS_2_PJM_ROR | MISO_WUMS | PJM_ROR | Internal | Winter | B18 | 400 | 1600 | 0 | 38.43 | 40.42 | 2 | 0
2015 | MISO_WUMS_2_PJM_ROR | MISO_WUMS | PJM_ROR | Internal | Winter | B19 | 700 | 1600 | 0 | 36.32 | 38.12 | 2 | 0
2015 | MISO_WUMS_2_PJM_ROR | MISO_WUMS | PJM_ROR | Internal | Winter | B20 | 935 | 1600 | 0 | 33.6 | 35.41 | 2 | 0
2015 | NE_2_MISO_W | NE | MISO_W | Internal | Shoulder | B11 | 25 | 1600 | 0 | 53.19 | 46.84 | 5 | 0
2015 | NE_2_MISO_W | NE | MISO_W | Internal | Shoulder | B12 | 200 | 1600 | 0 | 39.69 | 39.69 | 5 | 0
2015 | NE_2_MISO_W | NE | MISO_W | Internal | Shoulder | B13 | 600 | 1600 | 0 | 38.7 | 37.47 | 5 | 0
2015 | NE_2_MISO_W | NE | MISO_W | Internal | Shoulder | B14 | 900 | 1600 | 0 | 37.75 | 35.73 | 5 | 0
2015 | NE_2_MISO_W | NE | MISO_W | Internal | Shoulder | B15 | 1203 | 1600 | 0 | 37.4 | 34.36 | 5 | 0
2015 | NE_2_MISO_W | NE | MISO_W | Internal | Summer | B1 | 10 | 1600 | 0 | 60.45 | 60.45 | 5 | 0
2015 | NE_2_MISO_W | NE | MISO_W | Internal | Summer | B2 | 25 | 1600 | 0 | 60.26 | 58.95 | 5 | 0
2015 | NE_2_MISO_W | NE | MISO_W | Internal | Summer | B3 | 75 | 1600 | 0 | 59.43 | 55.97 | 5 | 0
2015 | NE_2_MISO_W | NE | MISO_W | Internal | Summer | B4 | 100 | 1600 | 0 | 53.71 | 53.71 | 5 | 0
2015 | NE_2_MISO_W | NE | MISO_W | Internal | Summer | B5 | 200 | 1600 | 0 | 51.8 | 45.9 | 5 | 0
2015 | NE_2_MISO_W | NE | MISO_W | Internal | Summer | B6 | 300 | 1600 | 0 | 47.16 | 40.81 | 5 | 0
2015 | NE_2_MISO_W | NE | MISO_W | Internal | Summer | B7 | 400 | 1600 | 0 | 41.5 | 35.72 | 5 | 0
2015 | NE_2_MISO_W | NE | MISO_W | Internal | Summer | B8 | 500 | 1600 | 0 | 36.75 | 34.54 | 5 | 0
2015 | NE_2_MISO_W | NE | MISO_W | Internal | Summer | B9 | 800 | 1600 | 0 | 35.49 | 33.37 | 5 | 0
2015 | NE_2_MISO_W | NE | MISO_W | Internal | Summer | B10 | 1262 | 1600 | 0 | 35.39 | 32.25 | 5 | 0
2015 | NE_2_MISO_W | NE | MISO_W | Internal | Winter | B16 | 25 | 1600 | 0 | 47.58 | 47.58 | 5 | 0
2015 | NE_2_MISO_W | NE | MISO_W | Internal | Winter | B17 | 100 | 1600 | 0 | 40.24 | 42.37 | 5 | 0
2015 | NE_2_MISO_W | NE | MISO_W | Internal | Winter | B18 | 400 | 1600 | 0 | 39.15 | 38.42 | 5 | 0
2015 | NE_2_MISO_W | NE | MISO_W | Internal | Winter | B19 | 700 | 1600 | 0 | 39.15 | 36.31 | 5 | 0
2015 | NE_2_MISO_W | NE | MISO_W | Internal | Winter | B20 | 935 | 1600 | 0 | 38.53 | 33.59 | 5 | 0
2015 | NE_2_SPP_N | NE | SPP_N | Internal | Shoulder | B11 | 25 | 1800 | 2072.97 | 53.19 | 53.84 | 0.01 | 0.64
2015 | NE_2_SPP_N | NE | SPP_N | Internal | Shoulder | B12 | 200 | 1800 | 922.23 | 39.69 | 39.71 | 0.01 | 0
2015 | NE_2_SPP_N | NE | SPP_N | Internal | Shoulder | B13 | 600 | 1800 | 1664.46 | 38.7 | 38.71 | 0.01 | 0
2015 | NE_2_SPP_N | NE | SPP_N | Internal | Shoulder | B14 | 900 | 1800 | 668.73 | 37.75 | 37.76 | 0.01 | 0
2015 | NE_2_SPP_N | NE | SPP_N | Internal | Shoulder | B15 | 1203 | 1800 | 1057.71 | 37.4 | 37.41 | 0.01 | 0
2015 | NE_2_SPP_N | NE | SPP_N | Internal | Summer | B1 | 10 | 1800 | 1800 | 60.45 | 60.91 | 0.01 | 0.45
2015 | NE_2_SPP_N | NE | SPP_N | Internal | Summer | B2 | 25 | 1800 | 3112.38 | 60.26 | 60.91 | 0.01 | 0.64
2015 | NE_2_SPP_N | NE | SPP_N | Internal | Summer | B3 | 75 | 1800 | 2039.86 | 59.43 | 60.08 | 0.01 | 0.64
2015 | NE_2_SPP_N | NE | SPP_N | Internal | Summer | B4 | 100 | 1800 | 1246.35 | 53.71 | 53.72 | 0.01 | 0
2015 | NE_2_SPP_N | NE | SPP_N | Internal | Summer | B5 | 200 | 1800 | 2038.57 | 51.8 | 52.45 | 0.01 | 0.64
2015 | NE_2_SPP_N | NE | SPP_N | Internal | Summer | B6 | 300 | 1800 | 2659.14 | 47.16 | 47.81 | 0.01 | 0.64
2015 | NE_2_SPP_N | NE | SPP_N | Internal | Summer | B7 | 400 | 1800 | 3049.96 | 41.5 | 42.15 | 0.01 | 0.64
2015 | NE_2_SPP_N | NE | SPP_N | Internal | Summer | B8 | 500 | 1800 | 2984.58 | 36.75 | 37.4 | 0.01 | 0.64
2015 | NE_2_SPP_N | NE | SPP_N | Internal | Summer | B9 | 800 | 1800 | 2489.18 | 35.49 | 36.14 | 0.01 | 0.64
2015 | NE_2_SPP_N | NE | SPP_N | Internal | Summer | B10 | 1262 | 1800 | 2958.9 | 35.39 | 36.04 | 0.01 | 0.64
2015 | NE_2_SPP_N | NE | SPP_N | Internal | Winter | B16 | 25 | 1800 | 1611.06 | 47.58 | 47.6 | 0.01 | 0
2015 | NE_2_SPP_N | NE | SPP_N | Internal | Winter | B17 | 100 | 1800 | 1546.31 | 40.24 | 40.25 | 0.01 | 0
2015 | NE_2_SPP_N | NE | SPP_N | Internal | Winter | B18 | 400 | 1800 | 2689.28 | 39.15 | 39.8 | 0.01 | 0.64
2015 | NE_2_SPP_N | NE | SPP_N | Internal | Winter | B19 | 700 | 1800 | 1849.93 | 39.15 | 39.8 | 0.01 | 0.64
2015 | NE_2_SPP_N | NE | SPP_N | Internal | Winter | B20 | 935 | 1800 | 2682.18 | 38.53 | 39.18 | 0.01 | 0.64
2015 | NEISO_2_NYISO_A-F | NEISO | NYISO_A-F | Internal | Shoulder | B11 | 25 | 600 | 600 | 36.69 | 40.12 | 3 | 0.43
2015 | NEISO_2_NYISO_A-F | NEISO | NYISO_A-F | Internal | Shoulder | B12 | 200 | 600 | 0 | 36.69 | 39.67 | 3 | 0
2015 | NEISO_2_NYISO_A-F | NEISO | NYISO_A-F | Internal | Shoulder | B13 | 600 | 600 | 0 | 36.69 | 37.71 | 3 | 0
2015 | NEISO_2_NYISO_A-F | NEISO | NYISO_A-F | Internal | Shoulder | B14 | 900 | 600 | 0 | 36.69 | 37.71 | 3 | 0
2015 | NEISO_2_NYISO_A-F | NEISO | NYISO_A-F | Internal | Shoulder | B15 | 1203 | 600 | 0 | 36.69 | 37.71 | 3 | 0
2015 | NEISO_2_NYISO_A-F | NEISO | NYISO_A-F | Internal | Summer | B1 | 10 | 600 | 0 | 57.02 | 58.71 | 3 | 0
2015 | NEISO_2_NYISO_A-F | NEISO | NYISO_A-F | Internal | Summer | B2 | 25 | 600 | 0 | 50.98 | 52.97 | 3 | 0
2015 | NEISO_2_NYISO_A-F | NEISO | NYISO_A-F | Internal | Summer | B3 | 75 | 600 | 0 | 47.05 | 50.04 | 3 | 0
2015 | NEISO_2_NYISO_A-F | NEISO | NYISO_A-F | Internal | Summer | B4 | 100 | 600 | 411.65 | 45.45 | 48.45 | 3 | 0
2015 | NEISO_2_NYISO_A-F | NEISO | NYISO_A-F | Internal | Summer | B5 | 200 | 600 | 340.57 | 42.32 | 45.32 | 3 | 0
2015 | NEISO_2_NYISO_A-F | NEISO | NYISO_A-F | Internal | Summer | B6 | 300 | 600 | 2101.78 | 35.02 | 38.6 | 3 | 0.58
2015 | NEISO_2_NYISO_A-F | NEISO | NYISO_A-F | Internal | Summer | B7 | 400 | 600 | 0 | 34 | 36.75 | 3 | 0
2015 | NEISO_2_NYISO_A-F | NEISO | NYISO_A-F | Internal | Summer | B8 | 500 | 600 | 0 | 34 | 35.75 | 3 | 0
2015 | NEISO_2_NYISO_A-F | NEISO | NYISO_A-F | Internal | Summer | B9 | 800 | 600 | 0 | 34 | 35.75 | 3 | 0
2015 | NEISO_2_NYISO_A-F | NEISO | NYISO_A-F | Internal | Summer | B10 | 1262 | 600 | 0 | 34 | 35.75 | 3 | 0
2015 | NEISO_2_NYISO_A-F | NEISO | NYISO_A-F | Internal | Winter | B16 | 25 | 600 | 0 | 45.09 | 47 | 3 | 0
2015 | NEISO_2_NYISO_A-F | NEISO | NYISO_A-F | Internal | Winter | B17 | 100 | 600 | 0 | 45.09 | 44.71 | 3 | 0
2015 | NEISO_2_NYISO_A-F | NEISO | NYISO_A-F | Internal | Winter | B18 | 400 | 600 | 0 | 45.09 | 42.35 | 3 | 0
2015 | NEISO_2_NYISO_A-F | NEISO | NYISO_A-F | Internal | Winter | B19 | 700 | 600 | 0 | 45.09 | 42.35 | 3 | 0
2015 | NEISO_2_NYISO_A-F | NEISO | NYISO_A-F | Internal | Winter | B20 | 935 | 600 | 0 | 45.09 | 41.82 | 3 | 0
2015 | NEISO_2_NYISO_G-I | NEISO | NYISO_G-I | Internal | Shoulder | B11 | 25 | 600 | 600 | 36.69 | 40.14 | 3 | 0.44
2015 | NEISO_2_NYISO_G-I | NEISO | NYISO_G-I | Internal | Shoulder | B12 | 200 | 600 | 0 | 36.69 | 39.68 | 3 | 0
2015 | NEISO_2_NYISO_G-I | NEISO | NYISO_G-I | Internal | Shoulder | B13 | 600 | 600 | 0 | 36.69 | 38.7 | 3 | 0
2015 | NEISO_2_NYISO_G-I | NEISO | NYISO_G-I | Internal | Shoulder | B14 | 900 | 600 | 0 | 36.69 | 37.76 | 3 | 0
2015 | NEISO_2_NYISO_G-I | NEISO | NYISO_G-I | Internal | Shoulder | B15 | 1203 | 600 | 0 | 36.69 | 37.72 | 3 | 0
2015 | NEISO_2_NYISO_G-I | NEISO | NYISO_G-I | Internal | Summer | B1 | 10 | 600 | 0 | 57.02 | 59.7 | 3 | 0
2015 | NEISO_2_NYISO_G-I | NEISO | NYISO_G-I | Internal | Summer | B2 | 25 | 600 | 0 | 50.98 | 53.96 | 3 | 0
2015 | NEISO_2_NYISO_G-I | NEISO | NYISO_G-I | Internal | Summer | B3 | 75 | 600 | 197 | 47.05 | 50.05 | 3 | 0
2015 | NEISO_2_NYISO_G-I | NEISO | NYISO_G-I | Internal | Summer | B4 | 100 | 600 | 600 | 45.45 | 49.2 | 3 | 0.76
2015 | NEISO_2_NYISO_G-I | NEISO | NYISO_G-I | Internal | Summer | B5 | 200 | 600 | 600 | 42.32 | 46.08 | 3 | 0.76
2015 | NEISO_2_NYISO_G-I | NEISO | NYISO_G-I | Internal | Summer | B6 | 300 | 600 | 600 | 35.02 | 38.78 | 3 | 0.76
2015 | NEISO_2_NYISO_G-I | NEISO | NYISO_G-I | Internal | Summer | B7 | 400 | 600 | 600 | 34 | 37.06 | 3 | 0.06
2015 | NEISO_2_NYISO_G-I | NEISO | NYISO_G-I | Internal | Summer | B8 | 500 | 600 | 0 | 34 | 36.74 | 3 | 0
2015 | NEISO_2_NYISO_G-I | NEISO | NYISO_G-I | Internal | Summer | B9 | 800 | 600 | 0 | 34 | 36.74 | 3 | 0
2015 | NEISO_2_NYISO_G-I | NEISO | NYISO_G-I | Internal | Summer | B10 | 1262 | 600 | 0 | 34 | 35.76 | 3 | 0
2015 | NEISO_2_NYISO_G-I | NEISO | NYISO_G-I | Internal | Winter | B16 | 25 | 600 | 0 | 45.09 | 48 | 3 | 0
2015 | NEISO_2_NYISO_G-I | NEISO | NYISO_G-I | Internal | Winter | B17 | 100 | 600 | 0 | 45.09 | 45.7 | 3 | 0
2015 | NEISO_2_NYISO_G-I | NEISO | NYISO_G-I | Internal | Winter | B18 | 400 | 600 | 0 | 45.09 | 43.34 | 3 | 0
2015 | NEISO_2_NYISO_G-I | NEISO | NYISO_G-I | Internal | Winter | B19 | 700 | 600 | 0 | 45.09 | 43.34 | 3 | 0
2015 | NEISO_2_NYISO_G-I | NEISO | NYISO_G-I | Internal | Winter | B20 | 935 | 600 | 0 | 45.09 | 42.16 | 3 | 0
2015 | NEISO_2_NYISO_J-K | NEISO | NYISO_J-K | Internal | Shoulder | B11 | 25 | 430 | 430 | 36.69 | 40.15 | 3 | 0.45
2015 | NEISO_2_NYISO_J-K | NEISO | NYISO_J-K | Internal | Shoulder | B12 | 200 | 430 | 397.36 | 36.69 | 39.69 | 3 | 0
2015 | NEISO_2_NYISO_J-K | NEISO | NYISO_J-K | Internal | Shoulder | B13 | 600 | 430 | 0 | 36.69 | 38.71 | 3 | 0
2015 | NEISO_2_NYISO_J-K | NEISO | NYISO_J-K | Internal | Shoulder | B14 | 900 | 430 | 0 | 36.69 | 37.78 | 3 | 0
2015 | NEISO_2_NYISO_J-K | NEISO | NYISO_J-K | Internal | Shoulder | B15 | 1203 | 430 | 0 | 36.69 | 37.73 | 3 | 0
2015 | NEISO_2_NYISO_J-K | NEISO | NYISO_J-K | Internal | Summer | B1 | 10 | 430 | 0 | 57.02 | 59.72 | 3 | 0
2015 | NEISO_2_NYISO_J-K | NEISO | NYISO_J-K | Internal | Summer | B2 | 25 | 430 | 8 | 50.98 | 53.98 | 3 | 0
2015 | NEISO_2_NYISO_J-K | NEISO | NYISO_J-K | Internal | Summer | B3 | 75 | 430 | 430 | 47.05 | 50.06 | 3 | 0.01
2015 | NEISO_2_NYISO_J-K | NEISO | NYISO_J-K | Internal | Summer | B4 | 100 | 430 | 1273.27 | 45.45 | 49.22 | 3 | 0.77
2015 | NEISO_2_NYISO_J-K | NEISO | NYISO_J-K | Internal | Summer | B5 | 200 | 430 | 2457.91 | 42.32 | 46.09 | 3 | 0.77
2015 | NEISO_2_NYISO_J-K | NEISO | NYISO_J-K | Internal | Summer | B6 | 300 | 430 | 1424.75 | 35.02 | 38.79 | 3 | 0.77
2015 | NEISO_2_NYISO_J-K | NEISO | NYISO_J-K | Internal | Summer | B7 | 400 | 430 | 430 | 34 | 37.08 | 3 | 0.08
2015 | NEISO_2_NYISO_J-K | NEISO | NYISO_J-K | Internal | Summer | B8 | 500 | 430 | 0 | 34 | 36.75 | 3 | 0
2015 | NEISO_2_NYISO_J-K | NEISO | NYISO_J-K | Internal | Summer | B9 | 800 | 430 | 0 | 34 | 36.75 | 3 | 0
2015 | NEISO_2_NYISO_J-K | NEISO | NYISO_J-K | Internal | Summer | B10 | 1262 | 430 | 0 | 34 | 35.77 | 3 | 0
2015 | NEISO_2_NYISO_J-K | NEISO | NYISO_J-K | Internal | Winter | B16 | 25 | 430 | 0 | 45.09 | 48.02 | 3 | 0
2015 | NEISO_2_NYISO_J-K | NEISO | NYISO_J-K | Internal | Winter | B17 | 100 | 430 | 0 | 45.09 | 45.72 | 3 | 0
2015 | NEISO_2_NYISO_J-K | NEISO | NYISO_J-K | Internal | Winter | B18 | 400 | 430 | 0 | 45.09 | 43.37 | 3 | 0
2015 | NEISO_2_NYISO_J-K | NEISO | NYISO_J-K | Internal | Winter | B19 | 700 | 430 | 0 | 45.09 | 43.37 | 3 | 0
2015 | NEISO_2_NYISO_J-K | NEISO | NYISO_J-K | Internal | Winter | B20 | 935 | 430 | 0 | 45.09 | 42.17 | 3 | 0
2015 | NonRTO_Midwest_2_TVA_Transmission | NonRTO_Midwest | TVA_Transmission | Internal | Shoulder | B11 | 25 | 2400 | 0 | 54.86 | 54.16 | 8 | 0
2015 | NonRTO_Midwest_2_TVA_Transmission | NonRTO_Midwest | TVA_Transmission | Internal | Shoulder | B12 | 200 | 2400 | 0 | 47.69 | 43.76 | 8 | 0
2015 | NonRTO_Midwest_2_TVA_Transmission | NonRTO_Midwest | TVA_Transmission | Internal | Shoulder | B13 | 600 | 2400 | 0 | 45.13 | 42.18 | 8 | 0
2015 | NonRTO_Midwest_2_TVA_Transmission | NonRTO_Midwest | TVA_Transmission | Internal | Shoulder | B14 | 900 | 2400 | 0 | 35.37 | 41.04 | 8 | 0
2015 | NonRTO_Midwest_2_TVA_Transmission | NonRTO_Midwest | TVA_Transmission | Internal | Shoulder | B15 | 1203 | 2400 | 0 | 33.2 | 39.83 | 8 | 0
2015 | NonRTO_Midwest_2_TVA_Transmission | NonRTO_Midwest | TVA_Transmission | Internal | Summer | B1 | 10 | 2400 | 0 | 64.7 | 68.45 | 8 | 0
2015 | NonRTO_Midwest_2_TVA_Transmission | NonRTO_Midwest | TVA_Transmission | Internal | Summer | B2 | 25 | 2400 | 0 | 64.7 | 66.95 | 8 | 0
2015 | NonRTO_Midwest_2_TVA_Transmission | NonRTO_Midwest | TVA_Transmission | Internal | Summer | B3 | 75 | 2400 | 0 | 63.98 | 63.97 | 8 | 0
2015 | NonRTO_Midwest_2_TVA_Transmission | NonRTO_Midwest | TVA_Transmission | Internal | Summer | B4 | 100 | 2400 | 0 | 61.72 | 61.71 | 8 | 0
2015 | NonRTO_Midwest_2_TVA_Transmission | NonRTO_Midwest | TVA_Transmission | Internal | Summer | B5 | 200 | 2400 | 0 | 53.9 | 52.98 | 8 | 0
2015 | NonRTO_Midwest_2_TVA_Transmission | NonRTO_Midwest | TVA_Transmission | Internal | Summer | B6 | 300 | 2400 | 0 | 48.79 | 45.77 | 8 | 0
2015 | NonRTO_Midwest_2_TVA_Transmission | NonRTO_Midwest | TVA_Transmission | Internal | Summer | B7 | 400 | 2400 | 0 | 34.79 | 41.5 | 8 | 0
2015 | NonRTO_Midwest_2_TVA_Transmission | NonRTO_Midwest | TVA_Transmission | Internal | Summer | B8 | 500 | 2400 | 0 | 33.9 | 39.46 | 8 | 0
2015 | NonRTO_Midwest_2_TVA_Transmission | NonRTO_Midwest | TVA_Transmission | Internal | Summer | B9 | 800 | 2400 | 0 | 33.2 | 38.95 | 8 | 0
2015 | NonRTO_Midwest_2_TVA_Transmission | NonRTO_Midwest | TVA_Transmission | Internal | Summer | B10 | 1262 | 2400 | 0 | 32.94 | 36.97 | 8 | 0
2015 | NonRTO_Midwest_2_TVA_Transmission | NonRTO_Midwest | TVA_Transmission | Internal | Winter | B16 | 25 | 2400 | 0 | 55.61 | 55.59 | 8 | 0
2015 | NonRTO_Midwest_2_TVA_Transmission | NonRTO_Midwest | TVA_Transmission | Internal | Winter | B17 | 100 | 2400 | 0 | 50.39 | 46.25 | 8 | 0
2015 | NonRTO_Midwest_2_TVA_Transmission | NonRTO_Midwest | TVA_Transmission | Internal | Winter | B18 | 400 | 2400 | 0 | 46.43 | 42.89 | 8 | 0
2015 | NonRTO_Midwest_2_TVA_Transmission | NonRTO_Midwest | TVA_Transmission | Internal | Winter | B19 | 700 | 2400 | 0 | 35.56 | 40.99 | 8 | 0
2015 | NonRTO_Midwest_2_TVA_Transmission | NonRTO_Midwest | TVA_Transmission | Internal | Winter | B20 | 935 | 2400 | 0 | 33.24 | 40.04 | 8 | 0
2015 | NYISO_A-F_2_NEISO | NYISO_A-F | NEISO | Internal | Shoulder | B11 | 25 | 600 | 0 | 40.12 | 36.69 | 3 | 0
2015 | NYISO_A-F_2_NEISO | NYISO_A-F | NEISO | Internal | Shoulder | B12 | 200 | 600 | 0 | 39.67 | 36.69 | 3 | 0
2015 | NYISO_A-F_2_NEISO | NYISO_A-F | NEISO | Internal | Shoulder | B13 | 600 | 600 | 0 | 37.71 | 36.69 | 3 | 0
2015 | NYISO_A-F_2_NEISO | NYISO_A-F | NEISO | Internal | Shoulder | B14 | 900 | 600 | 0 | 37.71 | 36.69 | 3 | 0
2015 | NYISO_A-F_2_NEISO | NYISO_A-F | NEISO | Internal | Shoulder | B15 | 1203 | 600 | 0 | 37.71 | 36.69 | 3 | 0
2015 | NYISO_A-F_2_NEISO | NYISO_A-F | NEISO | Internal | Summer | B1 | 10 | 600 | 0 | 58.71 | 57.02 | 3 | 0
2015 | NYISO_A-F_2_NEISO | NYISO_A-F | NEISO | Internal | Summer | B2 | 25 | 600 | 0 | 52.97 | 50.98 | 3 | 0
2015 | NYISO_A-F_2_NEISO | NYISO_A-F | NEISO | Internal | Summer | B3 | 75 | 600 | 0 | 50.04 | 47.05 | 3 | 0
2015 | NYISO_A-F_2_NEISO | NYISO_A-F | NEISO | Internal | Summer | B4 | 100 | 600 | 0 | 48.45 | 45.45 | 3 | 0
2015 | NYISO_A-F_2_NEISO | NYISO_A-F | NEISO | Internal | Summer | B5 | 200 | 600 | 0 | 45.32 | 42.32 | 3 | 0
2015 | NYISO_A-F_2_NEISO | NYISO_A-F | NEISO | Internal | Summer | B6 | 300 | 600 | 0 | 38.6 | 35.02 | 3 | 0
2015 | NYISO_A-F_2_NEISO | NYISO_A-F | NEISO | Internal | Summer | B7 | 400 | 600 | 0 | 36.75 | 34 | 3 | 0
2015 | NYISO_A-F_2_NEISO | NYISO_A-F | NEISO | Internal | Summer | B8 | 500 | 600 | 0 | 35.75 | 34 | 3 | 0
2015 | NYISO_A-F_2_NEISO | NYISO_A-F | NEISO | Internal | Summer | B9 | 800 | 600 | 0 | 35.75 | 34 | 3 | 0
2015 | NYISO_A-F_2_NEISO | NYISO_A-F | NEISO | Internal | Summer | B10 | 1262 | 600 | 0 | 35.75 | 34 | 3 | 0
2015 | NYISO_A-F_2_NEISO | NYISO_A-F | NEISO | Internal | Winter | B16 | 25 | 600 | 0 | 47 | 45.09 | 3 | 0
2015 | NYISO_A-F_2_NEISO | NYISO_A-F | NEISO | Internal | Winter | B17 | 100 | 600 | 0 | 44.71 | 45.09 | 3 | 0
2015 | NYISO_A-F_2_NEISO | NYISO_A-F | NEISO | Internal | Winter | B18 | 400 | 600 | 0 | 42.35 | 45.09 | 3 | 0
2015 | NYISO_A-F_2_NEISO | NYISO_A-F | NEISO | Internal | Winter | B19 | 700 | 600 | 0 | 42.35 | 45.09 | 3 | 0
2015 | NYISO_A-F_2_NEISO | NYISO_A-F | NEISO | Internal | Winter | B20 | 935 | 600 | 600 | 41.82 | 45.09 | 3 | 0.26
2015 | NYISO_A-F_2_NYISO_G-I | NYISO_A-F | NYISO_G-I | Internal | Shoulder | B11 | 25 | 4250 | 3679.84 | 40.12 | 40.14 | 0.01 | 0
2015 | NYISO_A-F_2_NYISO_G-I | NYISO_A-F | NYISO_G-I | Internal | Shoulder | B12 | 200 | 4250 | 3954.51 | 39.67 | 39.68 | 0.01 | 0
2015 | NYISO_A-F_2_NYISO_G-I | NYISO_A-F | NYISO_G-I | Internal | Shoulder | B13 | 600 | 4250 | 4406.46 | 37.71 | 38.7 | 0.01 | 0.98
2015 | NYISO_A-F_2_NYISO_G-I | NYISO_A-F | NYISO_G-I | Internal | Shoulder | B14 | 900 | 4250 | 4250 | 37.71 | 37.76 | 0.01 | 0.05
2015 | NYISO_A-F_2_NYISO_G-I | NYISO_A-F | NYISO_G-I | Internal | Shoulder | B15 | 1203 | 4250 | 4190.1 | 37.71 | 37.72 | 0.01 | 0
2015 | NYISO_A-F_2_NYISO_G-I | NYISO_A-F | NYISO_G-I | Internal | Summer | B1 | 10 | 4250 | 5008.61 | 58.71 | 59.7 | 0.01 | 0.98
2015 | NYISO_A-F_2_NYISO_G-I | NYISO_A-F | NYISO_G-I | Internal | Summer | B2 | 25 | 4250 | 4381.65 | 52.97 | 53.96 | 0.01 | 0.98
2015 | NYISO_A-F_2_NYISO_G-I | NYISO_A-F | NYISO_G-I | Internal | Summer | B3 | 75 | 4250 | 3511.34 | 50.04 | 50.05 | 0.01 | 0
2015 | NYISO_A-F_2_NYISO_G-I | NYISO_A-F | NYISO_G-I | Internal | Summer | B4 | 100 | 4250 | 4250 | 48.45 | 49.2 | 0.01 | 0.75
2015 | NYISO_A-F_2_NYISO_G-I | NYISO_A-F | NYISO_G-I | Internal | Summer | B5 | 200 | 4250 | 4250 | 45.32 | 46.08 | 0.01 | 0.75
2015 | NYISO_A-F_2_NYISO_G-I | NYISO_A-F | NYISO_G-I | Internal | Summer | B6 | 300 | 4250 | 4250 | 38.6 | 38.78 | 0.01 | 0.17
2015 | NYISO_A-F_2_NYISO_G-I | NYISO_A-F | NYISO_G-I | Internal | Summer | B7 | 400 | 4250 | 4250 | 36.75 | 37.06 | 0.01 | 0.31
2015 | NYISO_A-F_2_NYISO_G-I | NYISO_A-F | NYISO_G-I | Internal | Summer | B8 | 500 | 4250 | 5643.52 | 35.75 | 36.74 | 0.01 | 0.98
2015 | NYISO_A-F_2_NYISO_G-I | NYISO_A-F | NYISO_G-I | Internal | Summer | B9 | 800 | 4250 | 4577.07 | 35.75 | 36.74 | 0.01 | 0.98
2015 | NYISO_A-F_2_NYISO_G-I | NYISO_A-F | NYISO_G-I | Internal | Summer | B10 | 1262 | 4250 | 3459.97 | 35.75 | 35.76 | 0.01 | 0
2015 | NYISO_A-F_2_NYISO_G-I | NYISO_A-F | NYISO_G-I | Internal | Winter | B16 | 25 | 4250 | 6261.11 | 47 | 48 | 0.01 | 0.98
2015 | NYISO_A-F_2_NYISO_G-I | NYISO_A-F | NYISO_G-I | Internal | Winter | B17 | 100 | 4250 | 7930.6 | 44.71 | 45.7 | 0.01 | 0.98
2015 | NYISO_A-F_2_NYISO_G-I | NYISO_A-F | NYISO_G-I | Internal | Winter | B18 | 400 | 4250 | 8597.92 | 42.35 | 43.34 | 0.01 | 0.98
2015 | NYISO_A-F_2_NYISO_G-I | NYISO_A-F | NYISO_G-I | Internal | Winter | B19 | 700 | 4250 | 7984.9 | 42.35 | 43.34 | 0.01 | 0.98
2015 | NYISO_A-F_2_NYISO_G-I | NYISO_A-F | NYISO_G-I | Internal | Winter | B20 | 935 | 4250 | 4250 | 41.82 | 42.16 | 0.01 | 0.32
2015 | NYISO_A-F_2_PJM_ROM | NYISO_A-F | PJM_ROM | Internal | Shoulder | B11 | 25 | 1000 | 1000 | 40.12 | 48.15 | 8 | 0.02
2015 | NYISO_A-F_2_PJM_ROM | NYISO_A-F | PJM_ROM | Internal | Shoulder | B12 | 200 | 1000 | 0 | 39.67 | 41.69 | 8 | 0
2015 | NYISO_A-F_2_PJM_ROM | NYISO_A-F | PJM_ROM | Internal | Shoulder | B13 | 600 | 1000 | 0 | 37.71 | 39.45 | 8 | 0
2015 | NYISO_A-F_2_PJM_ROM | NYISO_A-F | PJM_ROM | Internal | Shoulder | B14 | 900 | 1000 | 0 | 37.71 | 37.74 | 8 | 0
2015 | NYISO_A-F_2_PJM_ROM | NYISO_A-F | PJM_ROM | Internal | Shoulder | B15 | 1203 | 1000 | 0 | 37.71 | 35.44 | 8 | 0
2015 | NYISO_A-F_2_PJM_ROM | NYISO_A-F | PJM_ROM | Internal | Summer | B1 | 10 | 1000 | 0 | 58.71 | 62.46 | 8 | 0
2015 | NYISO_A-F_2_PJM_ROM | NYISO_A-F | PJM_ROM | Internal | Summer | B2 | 25 | 1000 | 253.22 | 52.97 | 60.97 | 8 | 0
2015 | NYISO_A-F_2_PJM_ROM | NYISO_A-F | PJM_ROM | Internal | Summer | B3 | 75 | 1000 | 0 | 50.04 | 57.98 | 8 | 0
2015 | NYISO_A-F_2_PJM_ROM | NYISO_A-F | PJM_ROM | Internal | Summer | B4 | 100 | 1000 | 0 | 48.45 | 55.72 | 8 | 0
2015 | NYISO_A-F_2_PJM_ROM | NYISO_A-F | PJM_ROM | Internal | Summer | B5 | 200 | 1000 | 0 | 45.32 | 47.92 | 8 | 0
2015 | NYISO_A-F_2_PJM_ROM | NYISO_A-F | PJM_ROM | Internal | Summer | B6 | 300 | 1000 | 0 | 38.6 | 42.8 | 8 | 0
2015 | NYISO_A-F_2_PJM_ROM | NYISO_A-F | PJM_ROM | Internal | Summer | B7 | 400 | 1000 | 0 | 36.75 | 37.74 | 8 | 0
2015 | NYISO_A-F_2_PJM_ROM | NYISO_A-F | PJM_ROM | Internal | Summer | B8 | 500 | 1000 | 0 | 35.75 | 36.95 | 8 | 0
2015 | NYISO_A-F_2_PJM_ROM | NYISO_A-F | PJM_ROM | Internal | Summer | B9 | 800 | 1000 | 0 | 35.75 | 35.38 | 8 | 0
2015 | NYISO_A-F_2_PJM_ROM | NYISO_A-F | PJM_ROM | Internal | Summer | B10 | 1262 | 1000 | 0 | 35.75 | 32.77 | 8 | 0
2015 | NYISO_A-F_2_PJM_ROM | NYISO_A-F | PJM_ROM | Internal | Winter | B16 | 25 | 1000 | 0 | 47 | 49.6 | 8 | 0
2015 | NYISO_A-F_2_PJM_ROM | NYISO_A-F | PJM_ROM | Internal | Winter | B17 | 100 | 1000 | 0 | 44.71 | 44.39 | 8 | 0
2015 | NYISO_A-F_2_PJM_ROM | NYISO_A-F | PJM_ROM | Internal | Winter | B18 | 400 | 1000 | 0 | 42.35 | 40.83 | 8 | 0
2015 | NYISO_A-F_2_PJM_ROM | NYISO_A-F | PJM_ROM | Internal | Winter | B19 | 700 | 1000 | 0 | 42.35 | 38.54 | 8 | 0
2015 | NYISO_A-F_2_PJM_ROM | NYISO_A-F | PJM_ROM | Internal | Winter | B20 | 935 | 1000 | 0 | 41.82 | 35.82 | 8 | 0
2015 | NYISO_G-I_2_NYISO_A-F | NYISO_G-I | NYISO_A-F | Internal | Shoulder | B11 | 25 | 1999 | 0 | 40.14 | 40.12 | 0.01 | 0
2015 | NYISO_G-I_2_NYISO_A-F | NYISO_G-I | NYISO_A-F | Internal | Shoulder | B12 | 200 | 1999 | 0 | 39.68 | 39.67 | 0.01 | 0
2015 | NYISO_G-I_2_NYISO_A-F | NYISO_G-I | NYISO_A-F | Internal | Shoulder | B13 | 600 | 1999 | 0 | 38.7 | 37.71 | 0.01 | 0
2015 | NYISO_G-I_2_NYISO_A-F | NYISO_G-I | NYISO_A-F | Internal | Shoulder | B14 | 900 | 1999 | 0 | 37.76 | 37.71 | 0.01 | 0
2015 | NYISO_G-I_2_NYISO_A-F | NYISO_G-I | NYISO_A-F | Internal | Shoulder | B15 | 1203 | 1999 | 0 | 37.72 | 37.71 | 0.01 | 0
2015 | NYISO_G-I_2_NYISO_A-F | NYISO_G-I | NYISO_A-F | Internal | Summer | B1 | 10 | 1999 | 0 | 59.7 | 58.71 | 0.01 | 0
2015 | NYISO_G-I_2_NYISO_A-F | NYISO_G-I | NYISO_A-F | Internal | Summer | B2 | 25 | 1999 | 0 | 53.96 | 52.97 | 0.01 | 0
2015 | NYISO_G-I_2_NYISO_A-F | NYISO_G-I | NYISO_A-F | Internal | Summer | B3 | 75 | 1999 | 0 | 50.05 | 50.04 | 0.01 | 0
2015 | NYISO_G-I_2_NYISO_A-F | NYISO_G-I | NYISO_A-F | Internal | Summer | B4 | 100 | 1999 | 0 | 49.2 | 48.45 | 0.01 | 0
2015 | NYISO_G-I_2_NYISO_A-F | NYISO_G-I | NYISO_A-F | Internal | Summer | B5 | 200 | 1999 | 0 | 46.08 | 45.32 | 0.01 | 0
2015 | NYISO_G-I_2_NYISO_A-F | NYISO_G-I | NYISO_A-F | Internal | Summer | B6 | 300 | 1999 | 0 | 38.78 | 38.6 | 0.01 | 0
2015 | NYISO_G-I_2_NYISO_A-F | NYISO_G-I | NYISO_A-F | Internal | Summer | B7 | 400 | 1999 | 0 | 37.06 | 36.75 | 0.01 | 0
2015 | NYISO_G-I_2_NYISO_A-F | NYISO_G-I | NYISO_A-F | Internal | Summer | B8 | 500 | 1999 | 0 | 36.74 | 35.75 | 0.01 | 0
2015 | NYISO_G-I_2_NYISO_A-F | NYISO_G-I | NYISO_A-F | Internal | Summer | B9 | 800 | 1999 | 0 | 36.74 | 35.75 | 0.01 | 0
2015 | NYISO_G-I_2_NYISO_A-F | NYISO_G-I | NYISO_A-F | Internal | Summer | B10 | 1262 | 1999 | 0 | 35.76 | 35.75 | 0.01 | 0
2015 | NYISO_G-I_2_NYISO_A-F | NYISO_G-I | NYISO_A-F | Internal | Winter | B16 | 25 | 1999 | 0 | 48 | 47 | 0.01 | 0
2015 | NYISO_G-I_2_NYISO_A-F | NYISO_G-I | NYISO_A-F | Internal | Winter | B17 | 100 | 1999 | 0 | 45.7 | 44.71 | 0.01 | 0
2015 | NYISO_G-I_2_NYISO_A-F | NYISO_G-I | NYISO_A-F | Internal | Winter | B18 | 400 | 1999 | 0 | 43.34 | 42.35 | 0.01 | 0
2015 | NYISO_G-I_2_NYISO_A-F | NYISO_G-I | NYISO_A-F | Internal | Winter | B19 | 700 | 1999 | 0 | 43.34 | 42.35 | 0.01 | 0
2015 | NYISO_G-I_2_NYISO_A-F | NYISO_G-I | NYISO_A-F | Internal | Winter | B20 | 935 | 1999 | 0 | 42.16 | 41.82 | 0.01 | 0
2015 | NYISO_G-I_2_NYISO_J-K | NYISO_G-I | NYISO_J-K | Internal | Shoulder | B11 | 25 | 6130 | 4577.68 | 40.14 | 40.15 | 0.01 | 0
2015 | NYISO_G-I_2_NYISO_J-K | NYISO_G-I | NYISO_J-K | Internal | Shoulder | B12 | 200 | 6130 | 4941.02 | 39.68 | 39.69 | 0.01 | 0
2015 | NYISO_G-I_2_NYISO_J-K | NYISO_G-I | NYISO_J-K | Internal | Shoulder | B13 | 600 | 6130 | 5062.69 | 38.7 | 38.71 | 0.01 | 0
2015 | NYISO_G-I_2_NYISO_J-K | NYISO_G-I | NYISO_J-K | Internal | Shoulder | B14 | 900 | 6130 | 4441.14 | 37.76 | 37.78 | 0.01 | 0
2015 | NYISO_G-I_2_NYISO_J-K | NYISO_G-I | NYISO_J-K | Internal | Shoulder | B15 | 1203 | 6130 | 4803.44 | 37.72 | 37.73 | 0.01 | 0
2015 | NYISO_G-I_2_NYISO_J-K | NYISO_G-I | NYISO_J-K | Internal | Summer | B1 | 10 | 6130 | 3976.54 | 59.7 | 59.72 | 0.01 | 0
2015 | NYISO_G-I_2_NYISO_J-K | NYISO_G-I | NYISO_J-K | Internal | Summer | B2 | 25 | 6130 | 3513.64 | 53.96 | 53.98 | 0.01 | 0
2015 | NYISO_G-I_2_NYISO_J-K | NYISO_G-I | NYISO_J-K | Internal | Summer | B3 | 75 | 6130 | 3245.66 | 50.05 | 50.06 | 0.01 | 0
2015 | NYISO_G-I_2_NYISO_J-K | NYISO_G-I | NYISO_J-K | Internal | Summer | B4 | 100 | 6130 | 4656.96 | 49.2 | 49.22 | 0.01 | 0
2015 | NYISO_G-I_2_NYISO_J-K | NYISO_G-I | NYISO_J-K | Internal | Summer | B5 | 200 | 6130 | 4793.02 | 46.08 | 46.09 | 0.01 | 0
2015 | NYISO_G-I_2_NYISO_J-K | NYISO_G-I | NYISO_J-K | Internal | Summer | B6 | 300 | 6130 | 4970.66 | 38.78 | 38.79 | 0.01 | 0
2015 | NYISO_G-I_2_NYISO_J-K | NYISO_G-I | NYISO_J-K | Internal | Summer | B7 | 400 | 6130 | 5166.33 | 37.06 | 37.08 | 0.01 | 0
2015 | NYISO_G-I_2_NYISO_J-K | NYISO_G-I | NYISO_J-K | Internal | Summer | B8 | 500 | 6130 | 6115.47 | 36.74 | 36.75 | 0.01 | 0
2015 | NYISO_G-I_2_NYISO_J-K | NYISO_G-I | NYISO_J-K | Internal | Summer | B9 | 800 | 6130 | 5254.74 | 36.74 | 36.75 | 0.01 | 0
2015 | NYISO_G-I_2_NYISO_J-K | NYISO_G-I | NYISO_J-K | Internal | Summer | B10 | 1262 | 6130 | 3512.86 | 35.76 | 35.77 | 0.01 | 0
2015 | NYISO_G-I_2_NYISO_J-K | NYISO_G-I | NYISO_J-K | Internal | Winter | B16 | 25 | 6130 | 6646.62 | 48 | 48.02 | 0.01 | 0.01
2015 | NYISO_G-I_2_NYISO_J-K | NYISO_G-I | NYISO_J-K | Internal | Winter | B17 | 100 | 6130 | 7743.96 | 45.7 | 45.72 | 0.01 | 0.01
2015 | NYISO_G-I_2_NYISO_J-K | NYISO_G-I | NYISO_J-K | Internal | Winter | B18 | 400 | 6130 | 8433.61 | 43.34 | 43.37 | 0.01 | 0.01
2015 | NYISO_G-I_2_NYISO_J-K | NYISO_G-I | NYISO_J-K | Internal | Winter | B19 | 700 | 6130 | 7994.13 | 43.34 | 43.37 | 0.01 | 0.01
2015 | NYISO_G-I_2_NYISO_J-K | NYISO_G-I | NYISO_J-K | Internal | Winter | B20 | 935 | 6130 | 5162.46 | 42.16 | 42.17 | 0.01 | 0
2015 | NYISO_G-I_2_PJM_E | NYISO_G-I | PJM_E | Internal | Shoulder | B11 | 25 | 1500 | 619.97 | 40.14 | 48.14 | 8 | 0
2015 | NYISO_G-I_2_PJM_E | NYISO_G-I | PJM_E | Internal | Shoulder | B12 | 200 | 1500 | 0 | 39.68 | 41.71 | 8 | 0
2015 | NYISO_G-I_2_PJM_E | NYISO_G-I | PJM_E | Internal | Shoulder | B13 | 600 | 1500 | 0 | 38.7 | 39.46 | 8 | 0
2015 | NYISO_G-I_2_PJM_E | NYISO_G-I | PJM_E | Internal | Shoulder | B14 | 900 | 1500 | 0 | 37.76 | 37.75 | 8 | 0
2015 | NYISO_G-I_2_PJM_E | NYISO_G-I | PJM_E | Internal | Shoulder | B15 | 1203 | 1500 | 0 | 37.72 | 35.46 | 8 | 0
2015 | NYISO_G-I_2_PJM_E | NYISO_G-I | PJM_E | Internal | Summer | B1 | 10 | 1500 | 0 | 59.7 | 62.48 | 8 | 0
2015 | NYISO_G-I_2_PJM_E | NYISO_G-I | PJM_E | Internal | Summer | B2 | 25 | 1500 | 0 | 53.96 | 60.98 | 8 | 0
2015 | NYISO_G-I_2_PJM_E | NYISO_G-I | PJM_E | Internal | Summer | B3 | 75 | 1500 | 0 | 50.05 | 57.99 | 8 | 0
2015 | NYISO_G-I_2_PJM_E | NYISO_G-I | PJM_E | Internal | Summer | B4 | 100 | 1500 | 0 | 49.2 | 55.74 | 8 | 0
2015 | NYISO_G-I_2_PJM_E | NYISO_G-I | PJM_E | Internal | Summer | B5 | 200 | 1500 | 0 | 46.08 | 47.93 | 8 | 0
2015 | NYISO_G-I_2_PJM_E | NYISO_G-I | PJM_E | Internal | Summer | B6 | 300 | 1500 | 0 | 38.78 | 42.81 | 8 | 0
2015 | NYISO_G-I_2_PJM_E | NYISO_G-I | PJM_E | Internal | Summer | B7 | 400 | 1500 | 0 | 37.06 | 37.75 | 8 | 0
2015 | NYISO_G-I_2_PJM_E | NYISO_G-I | PJM_E | Internal | Summer | B8 | 500 | 1500 | 0 | 36.74 | 36.97 | 8 | 0
2015 | NYISO_G-I_2_PJM_E | NYISO_G-I | PJM_E | Internal | Summer | B9 | 800 | 1500 | 0 | 36.74 | 35.39 | 8 | 0
2015 | NYISO_G-I_2_PJM_E | NYISO_G-I | PJM_E | Internal | Summer | B10 | 1262 | 1500 | 0 | 35.76 | 32.78 | 8 | 0
2015 | NYISO_G-I_2_PJM_E | NYISO_G-I | PJM_E | Internal | Winter | B16 | 25 | 1500 | 0 | 48 | 49.61 | 8 | 0
2015 | NYISO_G-I_2_PJM_E | NYISO_G-I | PJM_E | Internal | Winter | B17 | 100 | 1500 | 0 | 45.7 | 44.4 | 8 | 0
2015 | NYISO_G-I_2_PJM_E | NYISO_G-I | PJM_E | Internal | Winter | B18 | 400 | 1500 | 0 | 43.34 | 40.84 | 8 | 0
2015 | NYISO_G-I_2_PJM_E | NYISO_G-I | PJM_E | Internal | Winter | B19 | 700 | 1500 | 0 | 43.34 | 38.55 | 8 | 0
2015 | NYISO_G-I_2_PJM_E | NYISO_G-I | PJM_E | Internal | Winter | B20 | 935 | 1500 | 0 | 42.16 | 35.84 | 8 | 0
2015 | NYISO_J-K_2_PJM_E_OL | NYISO_J-K | PJM_E | Internal | Shoulder | B11 | 25 | 99999 | 0 | 40.15 | 48.14 | 8.01 | 0
2015 | NYISO_J-K_2_PJM_E_OL | NYISO_J-K | PJM_E | Internal | Shoulder | B12 | 200 | 99999 | 0 | 39.69 | 41.71 | 8.01 | 0
2015 | NYISO_J-K_2_PJM_E_OL | NYISO_J-K | PJM_E | Internal | Shoulder | B13 | 600 | 99999 | 0 | 38.71 | 39.46 | 8.01 | 0
2015 | NYISO_J-K_2_PJM_E_OL | NYISO_J-K | PJM_E | Internal | Shoulder | B14 | 900 | 99999 | 0 | 37.78 | 37.75 | 8.01 | 0
2015 | NYISO_J-K_2_PJM_E_OL | NYISO_J-K | PJM_E | Internal | Shoulder | B15 | 1203 | 99999 | 0 | 37.73 | 35.46 | 8.01 | 0
2015 | NYISO_J-K_2_PJM_E_OL | NYISO_J-K | PJM_E | Internal | Summer | B1 | 10 | 99999 | 0 | 59.72 | 62.48 | 8.01 | 0
2015 | NYISO_J-K_2_PJM_E_OL | NYISO_J-K | PJM_E | Internal | Summer | B2 | 25 | 99999 | 0 | 53.98 | 60.98 | 8.01 | 0
2015 | NYISO_J-K_2_PJM_E_OL | NYISO_J-K | PJM_E | Internal | Summer | B3 | 75 | 99999 | 0 | 50.06 | 57.99 | 8.01 | 0
2015 | NYISO_J-K_2_PJM_E_OL | NYISO_J-K | PJM_E | Internal | Summer | B4 | 100 | 99999 | 0 | 49.22 | 55.74 | 8.01 | 0
2015 | NYISO_J-K_2_PJM_E_OL | NYISO_J-K | PJM_E | Internal | Summer | B5 | 200 | 99999 | 0 | 46.09 | 47.93 | 8.01 | 0
2015 | NYISO_J-K_2_PJM_E_OL | NYISO_J-K | PJM_E | Internal | Summer | B6 | 300 | 99999 | 0 | 38.79 | 42.81 | 8.01 | 0
2015 | NYISO_J-K_2_PJM_E_OL | NYISO_J-K | PJM_E | Internal | Summer | B7 | 400 | 99999 | 0 | 37.08 | 37.75 | 8.01 | 0
2015 | NYISO_J-K_2_PJM_E_OL | NYISO_J-K | PJM_E | Internal | Summer | B8 | 500 | 99999 | 0 | 36.75 | 36.97 | 8.01 | 0
2015 | NYISO_J-K_2_PJM_E_OL | NYISO_J-K | PJM_E | Internal | Summer | B9 | 800 | 99999 | 0 | 36.75 | 35.39 | 8.01 | 0
2015 | NYISO_J-K_2_PJM_E_OL | NYISO_J-K | PJM_E | Internal | Summer | B10 | 1262 | 99999 | 0 | 35.77 | 32.78 | 8.01 | 0
2015 | NYISO_J-K_2_PJM_E_OL | NYISO_J-K | PJM_E | Internal | Winter | B16 | 25 | 99999 | 0 | 48.02 | 49.61 | 8.01 | 0
2015 | NYISO_J-K_2_PJM_E_OL | NYISO_J-K | PJM_E | Internal | Winter | B17 | 100 | 99999 | 0 | 45.72 | 44.4 | 8.01 | 0
2015 | NYISO_J-K_2_PJM_E_OL | NYISO_J-K | PJM_E | Internal | Winter | B18 | 400 | 99999 | 0 | 43.37 | 40.84 | 8.01 | 0
2015 | NYISO_J-K_2_PJM_E_OL | NYISO_J-K | PJM_E | Internal | Winter | B19 | 700 | 99999 | 0 | 43.37 | 38.55 | 8.01 | 0
2015 | NYISO_J-K_2_PJM_E_OL | NYISO_J-K | PJM_E | Internal | Winter | B20 | 935 | 99999 | 0 | 42.17 | 35.84 | 8.01 | 0
2015 | PJM_E_2_NYISO_G-I | PJM_E | NYISO_G-I | Internal | Shoulder | B11 | 25 | 500 | 0 | 48.14 | 40.14 | 6 | 0
2015 | PJM_E_2_NYISO_G-I | PJM_E | NYISO_G-I | Internal | Shoulder | B12 | 200 | 500 | 0 | 41.71 | 39.68 | 6 | 0
2015 | PJM_E_2_NYISO_G-I | PJM_E | NYISO_G-I | Internal | Shoulder | B13 | 600 | 500 | 0 | 39.46 | 38.7 | 6 | 0
2015 | PJM_E_2_NYISO_G-I | PJM_E | NYISO_G-I | Internal | Shoulder | B14 | 900 | 500 | 0 | 37.75 | 37.76 | 6 | 0
2015 | PJM_E_2_NYISO_G-I | PJM_E | NYISO_G-I | Internal | Shoulder | B15 | 1203 | 500 | 0 | 35.46 | 37.72 | 6 | 0
2015 | PJM_E_2_NYISO_G-I | PJM_E | NYISO_G-I | Internal | Summer | B1 | 10 | 500 | 0 | 62.48 | 59.7 | 6 | 0
2015 | PJM_E_2_NYISO_G-I | PJM_E | NYISO_G-I | Internal | Summer | B2 | 25 | 500 | 0 | 60.98 | 53.96 | 6 | 0
2015 | PJM_E_2_NYISO_G-I | PJM_E | NYISO_G-I | Internal | Summer | B3 | 75 | 500 | 0 | 57.99 | 50.05 | 6 | 0
2015 | PJM_E_2_NYISO_G-I | PJM_E | NYISO_G-I | Internal | Summer | B4 | 100 | 500 | 0 | 55.74 | 49.2 | 6 | 0
2015 | PJM_E_2_NYISO_G-I | PJM_E | NYISO_G-I | Internal | Summer | B5 | 200 | 500 | 0 | 47.93 | 46.08 | 6 | 0
2015 | PJM_E_2_NYISO_G-I | PJM_E | NYISO_G-I | Internal | Summer | B6 | 300 | 500 | 0 | 42.81 | 38.78 | 6 | 0
2015 | PJM_E_2_NYISO_G-I | PJM_E | NYISO_G-I | Internal | Summer | B7 | 400 | 500 | 0 | 37.75 | 37.06 | 6 | 0
2015 | PJM_E_2_NYISO_G-I | PJM_E | NYISO_G-I | Internal | Summer | B8 | 500 | 500 | 0 | 36.97 | 36.74 | 6 | 0
2015 | PJM_E_2_NYISO_G-I | PJM_E | NYISO_G-I | Internal | Summer | B9 | 800 | 500 | 0 | 35.39 | 36.74 | 6 | 0
2015 | PJM_E_2_NYISO_G-I | PJM_E | NYISO_G-I | Internal | Summer | B10 | 1262 | 500 | 0 | 32.78 | 35.76 | 6 | 0
2015 | PJM_E_2_NYISO_G-I | PJM_E | NYISO_G-I | Internal | Winter | B16 | 25 | 500 | 0 | 49.61 | 48 | 6 | 0
2015 | PJM_E_2_NYISO_G-I | PJM_E | NYISO_G-I | Internal | Winter | B17 | 100 | 500 | 0 | 44.4 | 45.7 | 6 | 0
2015 | PJM_E_2_NYISO_G-I | PJM_E | NYISO_G-I | Internal | Winter | B18 | 400 | 500 | 0 | 40.84 | 43.34 | 6 | 0
2015 | PJM_E_2_NYISO_G-I | PJM_E | NYISO_G-I | Internal | Winter | B19 | 700 | 500 | 0 | 38.55 | 43.34 | 6 | 0
2015 | PJM_E_2_NYISO_G-I | PJM_E | NYISO_G-I | Internal | Winter | B20 | 935 | 500 | 500 | 35.84 | 42.16 | 6 | 0.32
2015 | PJM_E_2_NYISO_J-K | PJM_E | NYISO_J-K | Internal | Shoulder | B11 | 25 | 330 | 0 | 48.14 | 40.15 | 6 | 0
2015 | PJM_E_2_NYISO_J-K | PJM_E | NYISO_J-K | Internal | Shoulder | B12 | 200 | 330 | 0 | 41.71 | 39.69 | 6 | 0
2015 | PJM_E_2_NYISO_J-K | PJM_E | NYISO_J-K | Internal | Shoulder | B13 | 600 | 330 | 0 | 39.46 | 38.71 | 6 | 0
2015 | PJM_E_2_NYISO_J-K | PJM_E | NYISO_J-K | Internal | Shoulder | B14 | 900 | 330 | 0 | 37.75 | 37.78 | 6 | 0
2015 | PJM_E_2_NYISO_J-K | PJM_E | NYISO_J-K | Internal | Shoulder | B15 | 1203 | 330 | 0 | 35.46 | 37.73 | 6 | 0
2015 | PJM_E_2_NYISO_J-K | PJM_E | NYISO_J-K | Internal | Summer | B1 | 10 | 330 | 0 | 62.48 | 59.72 | 6 | 0
2015 | PJM_E_2_NYISO_J-K | PJM_E | NYISO_J-K | Internal | Summer | B2 | 25 | 330 | 0 | 60.98 | 53.98 | 6 | 0
2015 | PJM_E_2_NYISO_J-K | PJM_E | NYISO_J-K | Internal | Summer | B3 | 75 | 330 | 0 | 57.99 | 50.06 | 6 | 0
2015 | PJM_E_2_NYISO_J-K | PJM_E | NYISO_J-K | Internal | Summer | B4 | 100 | 330 | 0 | 55.74 | 49.22 | 6 | 0
2015 | PJM_E_2_NYISO_J-K | PJM_E | NYISO_J-K | Internal | Summer | B5 | 200 | 330 | 0 | 47.93 | 46.09 | 6 | 0
2015 | PJM_E_2_NYISO_J-K | PJM_E | NYISO_J-K | Internal | Summer | B6 | 300 | 330 | 0 | 42.81 | 38.79 | 6 | 0
2015 | PJM_E_2_NYISO_J-K | PJM_E | NYISO_J-K | Internal | Summer | B7 | 400 | 330 | 0 | 37.75 | 37.08 | 6 | 0
2015 | PJM_E_2_NYISO_J-K | PJM_E | NYISO_J-K | Internal | Summer | B8 | 500 | 330 | 0 | 36.97 | 36.75 | 6 | 0
2015 | PJM_E_2_NYISO_J-K | PJM_E | NYISO_J-K | Internal | Summer | B9 | 800 | 330 | 0 | 35.39 | 36.75 | 6 | 0
2015 | PJM_E_2_NYISO_J-K | PJM_E | NYISO_J-K | Internal | Summer | B10 | 1262 | 330 | 0 | 32.78 | 35.77 | 6 | 0
2015 | PJM_E_2_NYISO_J-K | PJM_E | NYISO_J-K | Internal | Winter | B16 | 25 | 330 | 0 | 49.61 | 48.02 | 6 | 0
2015 | PJM_E_2_NYISO_J-K | PJM_E | NYISO_J-K | Internal | Winter | B17 | 100 | 330 | 0 | 44.4 | 45.72 | 6 | 0
2015 | PJM_E_2_NYISO_J-K | PJM_E | NYISO_J-K | Internal | Winter | B18 | 400 | 330 | 0 | 40.84 | 43.37 | 6 | 0
2015 | PJM_E_2_NYISO_J-K | PJM_E | NYISO_J-K | Internal | Winter | B19 | 700 | 330 | 0 | 38.55 | 43.37 | 6 | 0
2015 | PJM_E_2_NYISO_J-K | PJM_E | NYISO_J-K | Internal | Winter | B20 | 935 | 330 | 1190.34 | 35.84 | 42.17 | 6 | 0.33
2015 | PJM_E_2_PJM_ROM | PJM_E | PJM_ROM | Internal | Shoulder | B11 | 25 | 8000 | 2722.09 | 48.14 | 48.15 | 0.01 | 0
2015 | PJM_E_2_PJM_ROM | PJM_E | PJM_ROM | Internal | Shoulder | B12 | 200 | 8000 | 0 | 41.71 | 41.69 | 0.01 | 0
2015 | PJM_E_2_PJM_ROM | PJM_E | PJM_ROM | Internal | Shoulder | B13 | 600 | 8000 | 0 | 39.46 | 39.45 | 0.01 | 0
2015 | PJM_E_2_PJM_ROM | PJM_E | PJM_ROM | Internal | Shoulder | B14 | 900 | 8000 | 0 | 37.75 | 37.74 | 0.01 | 0
2015 | PJM_E_2_PJM_ROM | PJM_E | PJM_ROM | Internal | Shoulder | B15 | 1203 | 8000 | 0 | 35.46 | 35.44 | 0.01 | 0
2015 | PJM_E_2_PJM_ROM | PJM_E | PJM_ROM | Internal | Summer | B1 | 10 | 8000 | 0 | 62.48 | 62.46 | 0.01 | 0
2015 | PJM_E_2_PJM_ROM | PJM_E | PJM_ROM | Internal | Summer | B2 | 25 | 8000 | 0 | 60.98 | 60.97 | 0.01 | 0
2015 | PJM_E_2_PJM_ROM | PJM_E | PJM_ROM | Internal | Summer | B3 | 75 | 8000 | 0 | 57.99 | 57.98 | 0.01 | 0
2015 | PJM_E_2_PJM_ROM | PJM_E | PJM_ROM | Internal | Summer | B4 | 100 | 8000 | 0 | 55.74 | 55.72 | 0.01 | 0
2015 | PJM_E_2_PJM_ROM | PJM_E | PJM_ROM | Internal | Summer | B5 | 200 | 8000 | 0 | 47.93 | 47.92 | 0.01 | 0
2015 | PJM_E_2_PJM_ROM | PJM_E | PJM_ROM | Internal | Summer | B6 | 300 | 8000 | 0 | 42.81 | 42.8 | 0.01 | 0
2015 | PJM_E_2_PJM_ROM | PJM_E | PJM_ROM | Internal | Summer | B7 | 400 | 8000 | 0 | 37.75 | 37.74 | 0.01 | 0
2015 | PJM_E_2_PJM_ROM | PJM_E | PJM_ROM | Internal | Summer | B8 | 500 | 8000 | 0 | 36.97 | 36.95 | 0.01 | 0
2015 | PJM_E_2_PJM_ROM | PJM_E | PJM_ROM | Internal | Summer | B9 | 800 | 8000 | 0 | 35.39 | 35.38 | 0.01 | 0
2015 | PJM_E_2_PJM_ROM | PJM_E | PJM_ROM | Internal | Summer | B10 | 1262 | 8000 | 0 | 32.78 | 32.77 | 0.01 | 0
2015 | PJM_E_2_PJM_ROM | PJM_E | PJM_ROM | Internal | Winter | B16 | 25 | 8000 | 0 | 49.61 | 49.6 | 0.01 | 0
2015 | PJM_E_2_PJM_ROM | PJM_E | PJM_ROM | Internal | Winter | B17 | 100 | 8000 | 0 | 44.4 | 44.39 | 0.01 | 0
2015 | PJM_E_2_PJM_ROM | PJM_E | PJM_ROM | Internal | Winter | B18 | 400 | 8000 | 0 | 40.84 | 40.83 | 0.01 | 0
2015 | PJM_E_2_PJM_ROM | PJM_E | PJM_ROM | Internal | Winter | B19 | 700 | 8000 | 0 | 38.55 | 38.54 | 0.01 | 0
2015 | PJM_E_2_PJM_ROM | PJM_E | PJM_ROM | Internal | Winter | B20 | 935 | 8000 | 0 | 35.84 | 35.82 | 0.01 | 0
2015 | PJM_ROR_2_MISO_IN | PJM_ROR | MISO_IN | Internal | Shoulder | B11 | 25 | 909 | 0 | 48.16 | 46.86 | 2 | 0
2015 | PJM_ROR_2_MISO_IN | PJM_ROR | MISO_IN | Internal | Shoulder | B12 | 200 | 909 | 0 | 41.68 | 39.69 | 2 | 0
2015 | PJM_ROR_2_MISO_IN | PJM_ROR | MISO_IN | Internal | Shoulder | B13 | 600 | 909 | 0 | 39.44 | 37.45 | 2 | 0
2015 | PJM_ROR_2_MISO_IN | PJM_ROR | MISO_IN | Internal | Shoulder | B14 | 900 | 909 | 0 | 37.72 | 35.73 | 2 | 0
2015 | PJM_ROR_2_MISO_IN | PJM_ROR | MISO_IN | Internal | Shoulder | B15 | 1203 | 909 | 0 | 35.2 | 34.17 | 2 | 0
2015 | PJM_ROR_2_MISO_IN | PJM_ROR | MISO_IN | Internal | Summer | B1 | 10 | 909 | 0 | 62.45 | 60.46 | 2 | 0
2015 | PJM_ROR_2_MISO_IN | PJM_ROR | MISO_IN | Internal | Summer | B2 | 25 | 909 | 0 | 60.96 | 58.97 | 2 | 0
2015 | PJM_ROR_2_MISO_IN | PJM_ROR | MISO_IN | Internal | Summer | B3 | 75 | 909 | 0 | 57.97 | 55.98 | 2 | 0
2015 | PJM_ROR_2_MISO_IN | PJM_ROR | MISO_IN | Internal | Summer | B4 | 100 | 909 | 0 | 55.71 | 53.72 | 2 | 0
2015 | PJM_ROR_2_MISO_IN | PJM_ROR | MISO_IN | Internal | Summer | B5 | 200 | 909 | 0 | 47.9 | 45.9 | 2 | 0
2015 | PJM_ROR_2_MISO_IN | PJM_ROR | MISO_IN | Internal | Summer | B6 | 300 | 909 | 0 | 42.79 | 40.79 | 2 | 0
2015 | PJM_ROR_2_MISO_IN | PJM_ROR | MISO_IN | Internal | Summer | B7 | 400 | 909 | 0 | 37.72 | 35.73 | 2 | 0
2015 | PJM_ROR_2_MISO_IN | PJM_ROR | MISO_IN | Internal | Summer | B8 | 500 | 909 | 0 | 36.54 | 34.55 | 2 | 0
2015 | PJM_ROR_2_MISO_IN | PJM_ROR | MISO_IN | Internal | Summer | B9 | 800 | 909 | 0 | 35.37 | 33.37 | 2 | 0
2015 | PJM_ROR_2_MISO_IN | PJM_ROR | MISO_IN | Internal | Summer | B10 | 1262 | 909 | 0 | 32.64 | 32.44 | 2 | 0
2015 | PJM_ROR_2_MISO_IN | PJM_ROR | MISO_IN | Internal | Winter | B16 | 25 | 909 | 0 | 49.59 | 47.61 | 2 | 0
2015 | PJM_ROR_2_MISO_IN | PJM_ROR | MISO_IN | Internal | Winter | B17 | 100 | 909 | 0 | 44.38 | 42.39 | 2 | 0
2015 | PJM_ROR_2_MISO_IN | PJM_ROR | MISO_IN | Internal | Winter | B18 | 400 | 909 | 0 | 40.42 | 38.43 | 2 | 0
2015 | PJM_ROR_2_MISO_IN | PJM_ROR | MISO_IN | Internal | Winter | B19 | 700 | 909 | 0 | 38.12 | 36.14 | 2 | 0
2015 | PJM_ROR_2_MISO_IN | PJM_ROR | MISO_IN | Internal | Winter | B20 | 935 | 909 | 0 | 35.41 | 33.42 | 2 | 0
2015 | PJM_ROR_2_MISO_MI | PJM_ROR | MISO_MI | Internal | Shoulder | B11 | 25 | 1305 | 0 | 48.16 | 46.8 | 2 | 0
2015 | PJM_ROR_2_MISO_MI | PJM_ROR | MISO_MI | Internal | Shoulder | B12 | 200 | 1305 | 0 | 41.68 | 39.68 | 2 | 0
2015 | PJM_ROR_2_MISO_MI | PJM_ROR | MISO_MI | Internal | Shoulder | B13 | 600 | 1305 | 0 | 39.44 | 37.44 | 2 | 0
2015 | PJM_ROR_2_MISO_MI | PJM_ROR | MISO_MI | Internal | Shoulder | B14 | 900 | 1305 | 0 | 37.72 | 35.74 | 2 | 0
2015 | PJM_ROR_2_MISO_MI | PJM_ROR | MISO_MI | Internal | Shoulder | B15 | 1203 | 1305 | 0 | 35.2 | 34.18 | 2 | 0
2015 | PJM_ROR_2_MISO_MI | PJM_ROR | MISO_MI | Internal | Summer | B1 | 10 | 1305 | 0 | 62.45 | 60.27 | 2 | 0
2015 | PJM_ROR_2_MISO_MI | PJM_ROR | MISO_MI | Internal | Summer | B2 | 25 | 1305 | 0 | 60.96 | 58.92 | 2 | 0
2015 | PJM_ROR_2_MISO_MI | PJM_ROR | MISO_MI | Internal | Summer | B3 | 75 | 1305 | 0 | 57.97 | 55.81 | 2 | 0
2015 | PJM_ROR_2_MISO_MI | PJM_ROR | MISO_MI | Internal | Summer | B4 | 100 | 1305 | 0 | 55.71 | 53.68 | 2 | 0
2015 | PJM_ROR_2_MISO_MI | PJM_ROR | MISO_MI | Internal | Summer | B5 | 200 | 1305 | 0 | 47.9 | 45.73 | 2 | 0
2015 | PJM_ROR_2_MISO_MI | PJM_ROR | MISO_MI | Internal | Summer | B6 | 300 | 1305 | 0 | 42.79 | 40.78 | 2 | 0
2015 | PJM_ROR_2_MISO_MI | PJM_ROR | MISO_MI | Internal | Summer | B7 | 400 | 1305 | 0 | 37.72 | 35.72 | 2 | 0
2015 | PJM_ROR_2_MISO_MI | PJM_ROR | MISO_MI | Internal | Summer | B8 | 500 | 1305 | 0 | 36.54 | 34.56 | 2 | 0
2015 | PJM_ROR_2_MISO_MI | PJM_ROR | MISO_MI | Internal | Summer | B9 | 800 | 1305 | 0 | 35.37 | 33.39 | 2 | 0
2015 | PJM_ROR_2_MISO_MI | PJM_ROR | MISO_MI | Internal | Summer | B10 | 1262 | 1305 | 0 | 32.64 | 32.46 | 2 | 0
2015 | PJM_ROR_2_MISO_MI | PJM_ROR | MISO_MI | Internal | Winter | B16 | 25 | 1305 | 0 | 49.59 | 47.42 | 2 | 0
2015 | PJM_ROR_2_MISO_MI | PJM_ROR | MISO_MI | Internal | Winter | B17 | 100 | 1305 | 0 | 44.38 | 42.4 | 2 | 0
2015 | PJM_ROR_2_MISO_MI | PJM_ROR | MISO_MI | Internal | Winter | B18 | 400 | 1305 | 0 | 40.42 | 38.42 | 2 | 0
2015 | PJM_ROR_2_MISO_MI | PJM_ROR | MISO_MI | Internal | Winter | B19 | 700 | 1305 | 0 | 38.12 | 36.15 | 2 | 0
2015 | PJM_ROR_2_MISO_MI | PJM_ROR | MISO_MI | Internal | Winter | B20 | 935 | 1305 | 0 | 35.41 | 33.43 | 2 | 0
2015 | PJM_ROR_2_MISO_MO-IL | PJM_ROR | MISO_MO-IL | Internal | Shoulder | B11 | 25 | 1111 | 0 | 48.16 | 46.85 | 2 | 0
2015 | PJM_ROR_2_MISO_MO-IL | PJM_ROR | MISO_MO-IL | Internal | Shoulder | B12 | 200 | 1111 | 0 | 41.68 | 39.68 | 2 | 0
2015 | PJM_ROR_2_MISO_MO-IL | PJM_ROR | MISO_MO-IL | Internal | Shoulder | B13 | 600 | 1111 | 0 | 39.44 | 37.44 | 2 | 0
2015 | PJM_ROR_2_MISO_MO-IL | PJM_ROR | MISO_MO-IL | Internal | Shoulder | B14 | 900 | 1111 | 0 | 37.72 | 35.72 | 2 | 0
2015 | PJM_ROR_2_MISO_MO-IL | PJM_ROR | MISO_MO-IL | Internal | Shoulder | B15 | 1203 | 1111 | 0 | 35.2 | 34.16 | 2 | 0
2015 | PJM_ROR_2_MISO_MO-IL | PJM_ROR | MISO_MO-IL | Internal | Summer | B1 | 10 | 1111 | 0 | 62.45 | 60.45 | 2 | 0
2015 | PJM_ROR_2_MISO_MO-IL | PJM_ROR | MISO_MO-IL | Internal | Summer | B2 | 25 | 1111 | 0 | 60.96 | 58.95 | 2 | 0
2015 | PJM_ROR_2_MISO_MO-IL | PJM_ROR | MISO_MO-IL | Internal | Summer | B3 | 75 | 1111 | 0 | 57.97 | 55.97 | 2 | 0
2015 | PJM_ROR_2_MISO_MO-IL | PJM_ROR | MISO_MO-IL | Internal | Summer | B4 | 100 | 1111 | 0 | 55.71 | 53.71 | 2 | 0
2015 | PJM_ROR_2_MISO_MO-IL | PJM_ROR | MISO_MO-IL | Internal | Summer | B5 | 200 | 1111 | 0 | 47.9 | 45.9 | 2 | 0
2015 | PJM_ROR_2_MISO_MO-IL | PJM_ROR | MISO_MO-IL | Internal | Summer | B6 | 300 | 1111 | 0 | 42.79 | 40.78 | 2 | 0
2015 | PJM_ROR_2_MISO_MO-IL | PJM_ROR | MISO_MO-IL | Internal | Summer | B7 | 400 | 1111 | 0 | 37.72 | 35.72 | 2 | 0
2015 | PJM_ROR_2_MISO_MO-IL | PJM_ROR | MISO_MO-IL | Internal | Summer | B8 | 500 | 1111 | 0 | 36.54 | 34.54 | 2 | 0
2015 | PJM_ROR_2_MISO_MO-IL | PJM_ROR | MISO_MO-IL | Internal | Summer | B9 | 800 | 1111 | 0 | 35.37 | 33.36 | 2 | 0
2015 | PJM_ROR_2_MISO_MO-IL | PJM_ROR | MISO_MO-IL | Internal | Summer | B10 | 1262 | 1111 | 0 | 32.64 | 32.05 | 2 | 0
2015 | PJM_ROR_2_MISO_MO-IL | PJM_ROR | MISO_MO-IL | Internal | Winter | B16 | 25 | 1111 | 0 | 49.59 | 47.6 | 2 | 0
2015 | PJM_ROR_2_MISO_MO-IL | PJM_ROR | MISO_MO-IL | Internal | Winter | B17 | 100 | 1111 | 0 | 44.38 | 42.38 | 2 | 0
2015 | PJM_ROR_2_MISO_MO-IL | PJM_ROR | MISO_MO-IL | Internal | Winter | B18 | 400 | 1111 | 0 | 40.42 | 38.41 | 2 | 0
2015 | PJM_ROR_2_MISO_MO-IL | PJM_ROR | MISO_MO-IL | Internal | Winter | B19 | 700 | 1111 | 0 | 38.12 | 36.12 | 2 | 0
2015 | PJM_ROR_2_MISO_MO-IL | PJM_ROR | MISO_MO-IL | Internal | Winter | B20 | 935 | 1111 | 0 | 35.41 | 33.41 | 2 | 0
2015 | PJM_ROR_2_MISO_W | PJM_ROR | MISO_W | Internal | Shoulder | B11 | 25 | 709 | 0 | 48.16 | 46.84 | 2 | 0
2015 | PJM_ROR_2_MISO_W | PJM_ROR | MISO_W | Internal | Shoulder | B12 | 200 | 709 | 0 | 41.68 | 39.69 | 2 | 0
2015 | PJM_ROR_2_MISO_W | PJM_ROR | MISO_W | Internal | Shoulder | B13 | 600 | 709 | 0 | 39.44 | 37.47 | 2 | 0
2015 | PJM_ROR_2_MISO_W | PJM_ROR | MISO_W | Internal | Shoulder | B14 | 900 | 709 | 0 | 37.72 | 35.73 | 2 | 0
2015 | PJM_ROR_2_MISO_W | PJM_ROR | MISO_W | Internal | Shoulder | B15 | 1203 | 709 | 0 | 35.2 | 34.36 | 2 | 0
2015 | PJM_ROR_2_MISO_W | PJM_ROR | MISO_W | Internal | Summer | B1 | 10 | 709 | 0 | 62.45 | 60.45 | 2 | 0
2015 | PJM_ROR_2_MISO_W | PJM_ROR | MISO_W | Internal | Summer | B2 | 25 | 709 | 0 | 60.96 | 58.95 | 2 | 0
2015 | PJM_ROR_2_MISO_W | PJM_ROR | MISO_W | Internal | Summer | B3 | 75 | 709 | 0 | 57.97 | 55.97 | 2 | 0
2015 | PJM_ROR_2_MISO_W | PJM_ROR | MISO_W | Internal | Summer | B4 | 100 | 709 | 0 | 55.71 | 53.71 | 2 | 0
2015 | PJM_ROR_2_MISO_W | PJM_ROR | MISO_W | Internal | Summer | B5 | 200 | 709 | 0 | 47.9 | 45.9 | 2 | 0
2015 | PJM_ROR_2_MISO_W | PJM_ROR | MISO_W | Internal | Summer | B6 | 300 | 709 | 0 | 42.79 | 40.81 | 2 | 0
2015 | PJM_ROR_2_MISO_W | PJM_ROR | MISO_W | Internal | Summer | B7 | 400 | 709 | 0 | 37.72 | 35.72 | 2 | 0
2015 | PJM_ROR_2_MISO_W | PJM_ROR | MISO_W | Internal | Summer | B8 | 500 | 709 | 0 | 36.54 | 34.54 | 2 | 0
2015 | PJM_ROR_2_MISO_W | PJM_ROR | MISO_W | Internal | Summer | B9 | 800 | 709 | 0 | 35.37 | 33.37 | 2 | 0
2015 | PJM_ROR_2_MISO_W | PJM_ROR | MISO_W | Internal | Summer | B10 | 1262 | 709 | 0 | 32.64 | 32.25 | 2 | 0
2015 | PJM_ROR_2_MISO_W | PJM_ROR | MISO_W | Internal | Winter | B16 | 25 | 709 | 0 | 49.59 | 47.58 | 2 | 0
2015 | PJM_ROR_2_MISO_W | PJM_ROR | MISO_W | Internal | Winter | B17 | 100 | 709 | 0 | 44.38 | 42.37 | 2 | 0
2015 | PJM_ROR_2_MISO_W | PJM_ROR | MISO_W | Internal | Winter | B18 | 400 | 709 | 0 | 40.42 | 38.42 | 2 | 0
2015 | PJM_ROR_2_MISO_W | PJM_ROR | MISO_W | Internal | Winter | B19 | 700 | 709 | 0 | 38.12 | 36.31 | 2 | 0
2015 | PJM_ROR_2_MISO_W | PJM_ROR | MISO_W | Internal | Winter | B20 | 935 | 709 | 0 | 35.41 | 33.59 | 2 | 0
2015 | PJM_ROR_2_MISO_WUMS | PJM_ROR | MISO_WUMS | Internal | Shoulder | B11 | 25 | 1467 | 0 | 48.16 | 46.85 | 2 | 0
2015 | PJM_ROR_2_MISO_WUMS | PJM_ROR | MISO_WUMS | Internal | Shoulder | B12 | 200 | 1467 | 0 | 41.68 | 39.71 | 2 | 0
2015 | PJM_ROR_2_MISO_WUMS | PJM_ROR | MISO_WUMS | Internal | Shoulder | B13 | 600 | 1467 | 0 | 39.44 | 37.48 | 2 | 0
2015 | PJM_ROR_2_MISO_WUMS | PJM_ROR | MISO_WUMS | Internal | Shoulder | B14 | 900 | 1467 | 0 | 37.72 | 35.74 | 2 | 0
2015 | PJM_ROR_2_MISO_WUMS | PJM_ROR | MISO_WUMS | Internal | Shoulder | B15 | 1203 | 1467 | 0 | 35.2 | 34.35 | 2 | 0
2015 | PJM_ROR_2_MISO_WUMS | PJM_ROR | MISO_WUMS | Internal | Summer | B1 | 10 | 1467 | 0 | 62.45 | 60.44 | 2 | 0
2015 | PJM_ROR_2_MISO_WUMS | PJM_ROR | MISO_WUMS | Internal | Summer | B2 | 25 | 1467 | 0 | 60.96 | 58.97 | 2 | 0
2015 | PJM_ROR_2_MISO_WUMS | PJM_ROR | MISO_WUMS | Internal | Summer | B3 | 75 | 1467 | 0 | 57.97 | 55.98 | 2 | 0
2015 | PJM_ROR_2_MISO_WUMS | PJM_ROR | MISO_WUMS | Internal | Summer | B4 | 100 | 1467 | 0 | 55.71 | 53.72 | 2 | 0
2015 | PJM_ROR_2_MISO_WUMS | PJM_ROR | MISO_WUMS | Internal | Summer | B5 | 200 | 1467 | 0 | 47.9 | 45.9 | 2 | 0
2015 | PJM_ROR_2_MISO_WUMS | PJM_ROR | MISO_WUMS | Internal | Summer | B6 | 300 | 1467 | 0 | 42.79 | 40.83 | 2 | 0
2015 | PJM_ROR_2_MISO_WUMS | PJM_ROR | MISO_WUMS | Internal | Summer | B7 | 400 | 1467 | 0 | 37.72 | 35.74 | 2 | 0
2015 | PJM_ROR_2_MISO_WUMS | PJM_ROR | MISO_WUMS | Internal | Summer | B8 | 500 | 1467 | 0 | 36.54 | 34.55 | 2 | 0
2015 | PJM_ROR_2_MISO_WUMS | PJM_ROR | MISO_WUMS | Internal | Summer | B9 | 800 | 1467 | 0 | 35.37 | 33.39 | 2 | 0
2015 | PJM_ROR_2_MISO_WUMS | PJM_ROR | MISO_WUMS | Internal | Summer | B10 | 1262 | 1467 | 0 | 32.64 | 32.63 | 2 | 0
2015 | PJM_ROR_2_MISO_WUMS | PJM_ROR | MISO_WUMS | Internal | Winter | B16 | 25 | 1467 | 0 | 49.59 | 47.59 | 2 | 0
2015 | PJM_ROR_2_MISO_WUMS | PJM_ROR | MISO_WUMS | Internal | Winter | B17 | 100 | 1467 | 0 | 44.38 | 42.38 | 2 | 0
2015 | PJM_ROR_2_MISO_WUMS | PJM_ROR | MISO_WUMS | Internal | Winter | B18 | 400 | 1467 | 0 | 40.42 | 38.43 | 2 | 0
2015 | PJM_ROR_2_MISO_WUMS | PJM_ROR | MISO_WUMS | Internal | Winter | B19 | 700 | 1467 | 0 | 38.12 | 36.32 | 2 | 0
2015 | PJM_ROR_2_MISO_WUMS | PJM_ROR | MISO_WUMS | Internal | Winter | B20 | 935 | 1467 | 0 | 35.41 | 33.6 | 2 | 0
2015 | PJM_ROR_2_PJM_ROM | PJM_ROR | PJM_ROM | Internal | Shoulder | B11 | 25 | 8000 | 0 | 48.16 | 48.15 | 0.01 | 0
2015 | PJM_ROR_2_PJM_ROM | PJM_ROR | PJM_ROM | Internal | Shoulder | B12 | 200 | 8000 | 2474.26 | 41.68 | 41.69 | 0.01 | 0
2015 | PJM_ROR_2_PJM_ROM | PJM_ROR | PJM_ROM | Internal | Shoulder | B13 | 600 | 8000 | 4829.69 | 39.44 | 39.45 | 0.01 | 0
2015 | PJM_ROR_2_PJM_ROM | PJM_ROR | PJM_ROM | Internal | Shoulder | B14 | 900 | 8000 | 6374.59 | 37.72 | 37.74 | 0.01 | 0
2015 | PJM_ROR_2_PJM_ROM | PJM_ROR | PJM_ROM | Internal | Shoulder | B15 | 1203 | 8000 | 8000 | 35.2 | 35.44 | 0.01 | 0.23
2015 | PJM_ROR_2_PJM_ROM | PJM_ROR | PJM_ROM | Internal | Summer | B1 | 10 | 8000 | 4613.23 | 62.45 | 62.46 | 0.01 | 0
2015 | PJM_ROR_2_PJM_ROM | PJM_ROR | PJM_ROM | Internal | Summer | B2 | 25 | 8000 | 5230.54 | 60.96 | 60.97 | 0.01 | 0
2015 | PJM_ROR_2_PJM_ROM | PJM_ROR | PJM_ROM | Internal | Summer | B3 | 75 | 8000 | 895.03 | 57.97 | 57.98 | 0.01 | 0
2015 | PJM_ROR_2_PJM_ROM | PJM_ROR | PJM_ROM | Internal | Summer | B4 | 100 | 8000 | 125.22 | 55.71 | 55.72 | 0.01 | 0
2015 | PJM_ROR_2_PJM_ROM | PJM_ROR | PJM_ROM | Internal | Summer | B5 | 200 | 8000 | 2607.66 | 47.9 | 47.92 | 0.01 | 0
2015 | PJM_ROR_2_PJM_ROM | PJM_ROR | PJM_ROM | Internal | Summer | B6 | 300 | 8000 | 2500.26 | 42.79 | 42.8 | 0.01 | 0
2015 | PJM_ROR_2_PJM_ROM | PJM_ROR | PJM_ROM | Internal | Summer | B7 | 400 | 8000 | 4637.87 | 37.72 | 37.74 | 0.01 | 0
2015 | PJM_ROR_2_PJM_ROM | PJM_ROR | PJM_ROM | Internal | Summer | B8 | 500 | 8000 | 9699.61 | 36.54 | 36.95 | 0.01 | 0.4
2015 | PJM_ROR_2_PJM_ROM | PJM_ROR | PJM_ROM | Internal | Summer | B9 | 800 | 8000 | 7334.47 | 35.37 | 35.38 | 0.01 | 0
2015 | PJM_ROR_2_PJM_ROM | PJM_ROR | PJM_ROM | Internal | Summer | B10 | 1262 | 8000 | 8000 | 32.64 | 32.77 | 0.01 | 0.12
2015 | PJM_ROR_2_PJM_ROM | PJM_ROR | PJM_ROM | Internal | Winter | B16 | 25 | 8000 | 3615.06 | 49.59 | 49.6 | 0.01 | 0
2015 | PJM_ROR_2_PJM_ROM | PJM_ROR | PJM_ROM | Internal | Winter | B17 | 100 | 8000 | 7857.05 | 44.38 | 44.39 | 0.01 | 0
2015 | PJM_ROR_2_PJM_ROM | PJM_ROR | PJM_ROM | Internal | Winter | B18 | 400 | 8000 | 10209.3 | 40.42 | 40.83 | 0.01 | 0.4
2015 | PJM_ROR_2_PJM_ROM | PJM_ROR | PJM_ROM | Internal | Winter | B19 | 700 | 8000 | 9491.54 | 38.12 | 38.54 | 0.01 | 0.4
2015 | PJM_ROR_2_PJM_ROM | PJM_ROR | PJM_ROM | Internal | Winter | B20 | 935 | 8000 | 10514.46 | 35.41 | 35.82 | 0.01 | 0.4
2015 | PJM_ROR_2_TVA_Transmission | PJM_ROR | TVA_Transmission | Internal | Shoulder | B11 | 25 | 2500 | 705.82 | 48.16 | 54.16 | 6 | 0
2015 | PJM_ROR_2_TVA_Transmission | PJM_ROR | TVA_Transmission | Internal | Shoulder | B12 | 200 | 2500 | 0 | 41.68 | 43.76 | 6 | 0
2015 | PJM_ROR_2_TVA_Transmission | PJM_ROR | TVA_Transmission | Internal | Shoulder | B13 | 600 | 2500 | 0 | 39.44 | 42.18 | 6 | 0
2015 | PJM_ROR_2_TVA_Transmission | PJM_ROR | TVA_Transmission | Internal | Shoulder | B14 | 900 | 2500 | 0 | 37.72 | 41.04 | 6 | 0
2015 | PJM_ROR_2_TVA_Transmission | PJM_ROR | TVA_Transmission | Internal | Shoulder | B15 | 1203 | 2500 | 0 | 35.2 | 39.83 | 6 | 0
2015 | PJM_ROR_2_TVA_Transmission | PJM_ROR | TVA_Transmission | Internal | Summer | B1 | 10 | 2500 | 1018.58 | 62.45 | 68.45 | 6 | 0
2015 | PJM_ROR_2_TVA_Transmission | PJM_ROR | TVA_Transmission | Internal | Summer | B2 | 25 | 2500 | 0 | 60.96 | 66.95 | 6 | 0
2015 | PJM_ROR_2_TVA_Transmission | PJM_ROR | TVA_Transmission | Internal | Summer | B3 | 75 | 2500 | 1210.78 | 57.97 | 63.97 | 6 | 0
2015 | PJM_ROR_2_TVA_Transmission | PJM_ROR | TVA_Transmission | Internal | Summer | B4 | 100 | 2500 | 178.67 | 55.71 | 61.71 | 6 | 0
2015 | PJM_ROR_2_TVA_Transmission | PJM_ROR | TVA_Transmission | Internal | Summer | B5 | 200 | 2500 | 0 | 47.9 | 52.98 | 6 | 0
2015 | PJM_ROR_2_TVA_Transmission | PJM_ROR | TVA_Transmission | Internal | Summer | B6 | 300 | 2500 | 0 | 42.79 | 45.77 | 6 | 0
2015 | PJM_ROR_2_TVA_Transmission | PJM_ROR | TVA_Transmission | Internal | Summer | B7 | 400 | 2500 | 0 | 37.72 | 41.5 | 6 | 0
2015 | PJM_ROR_2_TVA_Transmission | PJM_ROR | TVA_Transmission | Internal | Summer | B8 | 500 | 2500 | 0 | 36.54 | 39.46 | 6 | 0
2015 | PJM_ROR_2_TVA_Transmission | PJM_ROR | TVA_Transmission | Internal | Summer | B9 | 800 | 2500 | 0 | 35.37 | 38.95 | 6 | 0
2015 | PJM_ROR_2_TVA_Transmission | PJM_ROR | TVA_Transmission | Internal | Summer | B10 | 1262 | 2500 | 0 | 32.64 | 36.97 | 6 | 0
2015 | PJM_ROR_2_TVA_Transmission | PJM_ROR | TVA_Transmission | Internal | Winter | B16 | 25 | 2500 | 36.7 | 49.59 | 55.59 | 6 | 0
2015 | PJM_ROR_2_TVA_Transmission | PJM_ROR | TVA_Transmission | Internal | Winter | B17 | 100 | 2500 | 0 | 44.38 | 46.25 | 6 | 0
2015 | PJM_ROR_2_TVA_Transmission | PJM_ROR | TVA_Transmission | Internal | Winter | B18 | 400 | 2500 | 0 | 40.42 | 42.89 | 6 | 0
2015 | PJM_ROR_2_TVA_Transmission | PJM_ROR | TVA_Transmission | Internal | Winter | B19 | 700 | 2500 | 0 | 38.12 | 40.99 | 6 | 0
2015 | PJM_ROR_2_TVA_Transmission | PJM_ROR | TVA_Transmission | Internal | Winter | B20 | 935 | 2500 | 0 | 35.41 | 40.04 | 6 | 0
2015 | PJM_ROR_2_VACAR | PJM_ROR | VACAR | Internal | Shoulder | B11 | 25 | 3000 | 4309.24 | 48.16 | 54.53 | 6 | 0.37
2015 | PJM_ROR_2_VACAR | PJM_ROR | VACAR | Internal | Shoulder | B12 | 200 | 3000 | 1283.86 | 41.68 | 47.68 | 6 | 0
2015 | PJM_ROR_2_VACAR | PJM_ROR | VACAR | Internal | Shoulder | B13 | 600 | 3000 | 1743.43 | 39.44 | 45.44 | 6 | 0
2015 | PJM_ROR_2_VACAR | PJM_ROR | VACAR | Internal | Shoulder | B14 | 900 | 3000 | 1956.35 | 37.72 | 43.72 | 6 | 0
2015 | PJM_ROR_2_VACAR | PJM_ROR | VACAR | Internal | Shoulder | B15 | 1203 | 3000 | 4262.26 | 35.2 | 41.57 | 6 | 0.37
2015 | PJM_ROR_2_VACAR | PJM_ROR | VACAR | Internal | Summer | B1 | 10 | 3000 | 6321.95 | 62.45 | 68.82 | 6 | 0.37
2015 | PJM_ROR_2_VACAR | PJM_ROR | VACAR | Internal | Summer | B2 | 25 | 3000 | 6079.37 | 60.96 | 67.33 | 6 | 0.37
2015 | PJM_ROR_2_VACAR | PJM_ROR | VACAR | Internal | Summer | B3 | 75 | 3000 | 4446.75 | 57.97 | 64.34 | 6 | 0.37
2015 | PJM_ROR_2_VACAR | PJM_ROR | VACAR | Internal | Summer | B4 | 100 | 3000 | 2451.07 | 55.71 | 61.71 | 6 | 0
2015 | PJM_ROR_2_VACAR | PJM_ROR | VACAR | Internal | Summer | B5 | 200 | 3000 | 5372.29 | 47.9 | 54.27 | 6 | 0.37
2015 | PJM_ROR_2_VACAR | PJM_ROR | VACAR | Internal | Summer | B6 | 300 | 3000 | 2019.33 | 42.79 | 48.79 | 6 | 0
2015 | PJM_ROR_2_VACAR | PJM_ROR | VACAR | Internal | Summer | B7 | 400 | 3000 | 3174.18 | 37.72 | 44.09 | 6 | 0.37
2015 | PJM_ROR_2_VACAR | PJM_ROR | VACAR | Internal | Summer | B8 | 500 | 3000 | 3000 | 36.54 | 42.88 | 6 | 0.34
2015 | PJM_ROR_2_VACAR | PJM_ROR | VACAR | Internal | Summer | B9 | 800 | 3000 | 3711.79 | 35.37 | 41.73 | 6 | 0.37
2015 | PJM_ROR_2_VACAR | PJM_ROR | VACAR | Internal | Summer | B10 | 1262 | 3000 | 4121.39 | 32.64 | 39.01 | 6 | 0.37
2015 | PJM_ROR_2_VACAR | PJM_ROR | VACAR | Internal | Winter | B16 | 25 | 3000 | 4629.36 | 49.59 | 55.96 | 6 | 0.37
2015 | PJM_ROR_2_VACAR | PJM_ROR | VACAR | Internal | Winter | B17 | 100 | 3000 | 212.47 | 44.38 | 50.38 | 6 | 0
2015 | PJM_ROR_2_VACAR | PJM_ROR | VACAR | Internal | Winter | B18 | 400 | 3000 | 403.77 | 40.42 | 46.42 | 6 | 0
2015 | PJM_ROR_2_VACAR | PJM_ROR | VACAR | Internal | Winter | B19 | 700 | 3000 | 379.68 | 38.12 | 44.12 | 6 | 0
2015 | PJM_ROR_2_VACAR | PJM_ROR | VACAR | Internal | Winter | B20 | 935 | 3000 | 4444.6 | 35.41 | 41.78 | 6 | 0.37
2015 | PJM_ROM_2_NYISO_A-F | PJM_ROM | NYISO_A-F | Internal | Shoulder | B11 | 25 | 2000 | 0 | 48.15 | 40.12 | 6 | 0
2015 | PJM_ROM_2_NYISO_A-F | PJM_ROM | NYISO_A-F | Internal | Shoulder | B12 | 200 | 2000 | 0 | 41.69 | 39.67 | 6 | 0
2015 | PJM_ROM_2_NYISO_A-F | PJM_ROM | NYISO_A-F | Internal | Shoulder | B13 | 600 | 2000 | 0 | 39.45 | 37.71 | 6 | 0
2015 | PJM_ROM_2_NYISO_A-F | PJM_ROM | NYISO_A-F | Internal | Shoulder | B14 | 900 | 2000 | 0 | 37.74 | 37.71 | 6 | 0
2015 | PJM_ROM_2_NYISO_A-F | PJM_ROM | NYISO_A-F | Internal | Shoulder | B15 | 1203 | 2000 | 0 | 35.44 | 37.71 | 6 | 0
2015 | PJM_ROM_2_NYISO_A-F | PJM_ROM | NYISO_A-F | Internal | Summer | B1 | 10 | 2000 | 0 | 62.46 | 58.71 | 6 | 0
2015 | PJM_ROM_2_NYISO_A-F | PJM_ROM | NYISO_A-F | Internal | Summer | B2 | 25 | 2000 | 0 | 60.97 | 52.97 | 6 | 0
2015 | PJM_ROM_2_NYISO_A-F | PJM_ROM | NYISO_A-F | Internal | Summer | B3 | 75 | 2000 | 0 | 57.98 | 50.04 | 6 | 0
2015 | PJM_ROM_2_NYISO_A-F | PJM_ROM | NYISO_A-F | Internal | Summer | B4 | 100 | 2000 | 0 | 55.72 | 48.45 | 6 | 0
2015 | PJM_ROM_2_NYISO_A-F | PJM_ROM | NYISO_A-F | Internal | Summer | B5 | 200 | 2000 | 0 | 47.92 | 45.32 | 6 | 0
2015 | PJM_ROM_2_NYISO_A-F | PJM_ROM | NYISO_A-F | Internal | Summer | B6 | 300 | 2000 | 0 | 42.8 | 38.6 | 6 | 0
2015 | PJM_ROM_2_NYISO_A-F | PJM_ROM | NYISO_A-F | Internal | Summer | B7 | 400 | 2000 | 0 | 37.74 | 36.75 | 6 | 0
2015 | PJM_ROM_2_NYISO_A-F | PJM_ROM | NYISO_A-F | Internal | Summer | B8 | 500 | 2000 | 0 | 36.95 | 35.75 | 6 | 0
2015 | PJM_ROM_2_NYISO_A-F | PJM_ROM | NYISO_A-F | Internal | Summer | B9 | 800 | 2000 | 0 | 35.38 | 35.75 | 6 | 0
2015 | PJM_ROM_2_NYISO_A-F | PJM_ROM | NYISO_A-F | Internal | Summer | B10 | 1262 | 2000 | 0 | 32.77 | 35.75 | 6 | 0
2015 | PJM_ROM_2_NYISO_A-F | PJM_ROM | NYISO_A-F | Internal | Winter | B16 | 25 | 2000 | 0 | 49.6 | 47 | 6 | 0
2015 | PJM_ROM_2_NYISO_A-F | PJM_ROM | NYISO_A-F | Internal | Winter | B17 | 100 | 2000 | 0 | 44.39 | 44.71 | 6 | 0
2015 | PJM_ROM_2_NYISO_A-F | PJM_ROM | NYISO_A-F | Internal | Winter | B18 | 400 | 2000 | 0 | 40.83 | 42.35 | 6 | 0
2015 | PJM_ROM_2_NYISO_A-F | PJM_ROM | NYISO_A-F | Internal | Winter | B19 | 700 | 2000 | 0 | 38.54 | 42.35 | 6 | 0
2015 | PJM_ROM_2_NYISO_A-F | PJM_ROM | NYISO_A-F | Internal | Winter | B20 | 935 | 2000 | 1645.16 | 35.82 | 41.82 | 6 | 0
2015 | PJM_ROM_2_PJM_E | PJM_ROM | PJM_E | Internal | Shoulder | B11 | 25 | 8000 | 0 | 48.15 | 48.14 | 0.01 | 0
2015 | PJM_ROM_2_PJM_E | PJM_ROM | PJM_E | Internal | Shoulder | B12 | 200 | 8000 | 523.13 | 41.69 | 41.71 | 0.01 | 0
2015 | PJM_ROM_2_PJM_E | PJM_ROM | PJM_E | Internal | Shoulder | B13 | 600 | 8000 | 3761.58 | 39.45 | 39.46 | 0.01 | 0
2015 | PJM_ROM_2_PJM_E | PJM_ROM | PJM_E | Internal | Shoulder | B14 | 900 | 8000 | 2658.56 | 37.74 | 37.75 | 0.01 | 0
2015 | PJM_ROM_2_PJM_E | PJM_ROM | PJM_E | Internal | Shoulder | B15 | 1203 | 8000 | 3921.13 | 35.44 | 35.46 | 0.01 | 0
2015 | PJM_ROM_2_PJM_E | PJM_ROM | PJM_E | Internal | Summer | B1 | 10 | 8000 | 2380.31 | 62.46 | 62.48 | 0.01 | 0
2015 | PJM_ROM_2_PJM_E | PJM_ROM | PJM_E | Internal | Summer | B2 | 25 | 8000 | 3738.96 | 60.97 | 60.98 | 0.01 | 0
2015 | PJM_ROM_2_PJM_E | PJM_ROM | PJM_E | Internal | Summer | B3 | 75 | 8000 | 740.94 | 57.98 | 57.99 | 0.01 | 0
2015 | PJM_ROM_2_PJM_E | PJM_ROM | PJM_E | Internal | Summer | B4 | 100 | 8000 | 1159.99 | 55.72 | 55.74 | 0.01 | 0
2015 | PJM_ROM_2_PJM_E | PJM_ROM | PJM_E | Internal | Summer | B5 | 200 | 8000 | 1100.91 | 47.92 | 47.93 | 0.01 | 0
2015 | PJM_ROM_2_PJM_E | PJM_ROM | PJM_E | Internal | Summer | B6 | 300 | 8000 | 328.5 | 42.8 | 42.81 | 0.01 | 0
2015 | PJM_ROM_2_PJM_E | PJM_ROM | PJM_E | Internal | Summer | B7 | 400 | 8000 | 1645.12 | 37.74 | 37.75 | 0.01 | 0
2015 | PJM_ROM_2_PJM_E | PJM_ROM | PJM_E | Internal | Summer | B8 | 500 | 8000 | 3480.83 | 36.95 | 36.97 | 0.01 | 0
2015 | PJM_ROM_2_PJM_E | PJM_ROM | PJM_E | Internal | Summer | B9 | 800 | 8000 | 1959.82 | 35.38 | 35.39 | 0.01 | 0
2015 | PJM_ROM_2_PJM_E | PJM_ROM | PJM_E | Internal | Summer | B10 | 1262 | 8000 | 3199.35 | 32.77 | 32.78 | 0.01 | 0
2015 | PJM_ROM_2_PJM_E | PJM_ROM | PJM_E | Internal | Winter | B16 | 25 | 8000 | 364.57 | 49.6 | 49.61 | 0.01 | 0
2015 | PJM_ROM_2_PJM_E | PJM_ROM | PJM_E | Internal | Winter | B17 | 100 | 8000 | 4818.86 | 44.39 | 44.4 | 0.01 | 0
2015 | PJM_ROM_2_PJM_E | PJM_ROM | PJM_E | Internal | Winter | B18 | 400 | 8000 | 6675.88 | 40.83 | 40.84 | 0.01 | 0
2015 | PJM_ROM_2_PJM_E | PJM_ROM | PJM_E | Internal | Winter | B19 | 700 | 8000 | 5403.16 | 38.54 | 38.55 | 0.01 | 0
2015 | PJM_ROM_2_PJM_E | PJM_ROM | PJM_E | Internal | Winter | B20 | 935 | 8000 | 4653.96 | 35.82 | 35.84 | 0.01 | 0
2015 | PJM_ROM_2_PJM_ROR | PJM_ROM | PJM_ROR | Internal | Shoulder | B11 | 25 | 8000 | 2809.51 | 48.15 | 48.16 | 0.01 | 0
2015 | PJM_ROM_2_PJM_ROR | PJM_ROM | PJM_ROR | Internal | Shoulder | B12 | 200 | 8000 | 0 | 41.69 | 41.68 | 0.01 | 0
2015 | PJM_ROM_2_PJM_ROR | PJM_ROM | PJM_ROR | Internal | Shoulder | B13 | 600 | 8000 | 0 | 39.45 | 39.44 | 0.01 | 0
2015 | PJM_ROM_2_PJM_ROR | PJM_ROM | PJM_ROR | Internal | Shoulder | B14 | 900 | 8000 | 0 | 37.74 | 37.72 | 0.01 | 0
2015 | PJM_ROM_2_PJM_ROR | PJM_ROM | PJM_ROR | Internal | Shoulder | B15 | 1203 | 8000 | 0 | 35.44 | 35.2 | 0.01 | 0
2015 | PJM_ROM_2_PJM_ROR | PJM_ROM | PJM_ROR | Internal | Summer | B1 | 10 | 8000 | 0 | 62.46 | 62.45 | 0.01 | 0
2015 | PJM_ROM_2_PJM_ROR | PJM_ROM | PJM_ROR | Internal | Summer | B2 | 25 | 8000 | 0 | 60.97 | 60.96 | 0.01 | 0
2015 | PJM_ROM_2_PJM_ROR | PJM_ROM | PJM_ROR | Internal | Summer | B3 | 75 | 8000 | 0 | 57.98 | 57.97 | 0.01 | 0
2015 | PJM_ROM_2_PJM_ROR | PJM_ROM | PJM_ROR | Internal | Summer | B4 | 100 | 8000 | 0 | 55.72 | 55.71 | 0.01 | 0
2015 | PJM_ROM_2_PJM_ROR | PJM_ROM | PJM_ROR | Internal | Summer | B5 | 200 | 8000 | 0 | 47.92 | 47.9 | 0.01 | 0
2015 | PJM_ROM_2_PJM_ROR | PJM_ROM | PJM_ROR | Internal | Summer | B6 | 300 | 8000 | 0 | 42.8 | 42.79 | 0.01 | 0
2015 | PJM_ROM_2_PJM_ROR | PJM_ROM | PJM_ROR | Internal | Summer | B7 | 400 | 8000 | 0 | 37.74 | 37.72 | 0.01 | 0
2015 | PJM_ROM_2_PJM_ROR | PJM_ROM | PJM_ROR | Internal | Summer | B8 | 500 | 8000 | 0 | 36.95 | 36.54 | 0.01 | 0
2015 | PJM_ROM_2_PJM_ROR | PJM_ROM | PJM_ROR | Internal | Summer | B9 | 800 | 8000 | 0 | 35.38 | 35.37 | 0.01 | 0
2015 | PJM_ROM_2_PJM_ROR | PJM_ROM | PJM_ROR | Internal | Summer | B10 | 1262 | 8000 | 0 | 32.77 | 32.64 | 0.01 | 0
2015 | PJM_ROM_2_PJM_ROR | PJM_ROM | PJM_ROR | Internal | Winter | B16 | 25 | 8000 | 0 | 49.6 | 49.59 | 0.01 | 0
2015 | PJM_ROM_2_PJM_ROR | PJM_ROM | PJM_ROR | Internal | Winter | B17 | 100 | 8000 | 0 | 44.39 | 44.38 | 0.01 | 0
2015 | PJM_ROM_2_PJM_ROR | PJM_ROM | PJM_ROR | Internal | Winter | B18 | 400 | 8000 | 0 | 40.83 | 40.42 | 0.01 | 0
2015 | PJM_ROM_2_PJM_ROR | PJM_ROM | PJM_ROR | Internal | Winter | B19 | 700 | 8000 | 0 | 38.54 | 38.12 | 0.01 | 0
2015 | PJM_ROM_2_PJM_ROR | PJM_ROM | PJM_ROR | Internal | Winter | B20 | 935 | 8000 | 0 | 35.82 | 35.41 | 0.01 | 0
2015 | SOCO_2_FRCC | SOCO | FRCC | Internal | Shoulder | B11 | 25 | 3700 | 2903.83 | 61.53 | 71.53 | 10 | 0
2015 | SOCO_2_FRCC | SOCO | FRCC | Internal | Shoulder | B12 | 200 | 3700 | 1799.6 | 43.05 | 53.05 | 10 | 0
2015 | SOCO_2_FRCC | SOCO | FRCC | Internal | Shoulder | B13 | 600 | 3700 | 513.53 | 39.8 | 49.8 | 10 | 0
2015 | SOCO_2_FRCC | SOCO | FRCC | Internal | Shoulder | B14 | 900 | 3700 | 0 | 39.8 | 46.09 | 10 | 0
2015 | SOCO_2_FRCC | SOCO | FRCC | Internal | Shoulder | B15 | 1203 | 3700 | 0 | 39.8 | 44.21 | 10 | 0
2015 | SOCO_2_FRCC | SOCO | FRCC | Internal | Summer | B1 | 10 | 3700 | 0 | 66.11 | 72.7 | 10 | 0
2015 | SOCO_2_FRCC | SOCO | FRCC | Internal | Summer | B2 | 25 | 3700 | 0 | 66.11 | 72.7 | 10 | 0
2015 | SOCO_2_FRCC | SOCO | FRCC | Internal | Summer | B3 | 75 | 3700 | 0 | 66.11 | 72.7 | 10 | 0
2015 | SOCO_2_FRCC | SOCO | FRCC | Internal | Summer | B4 | 100 | 3700 | 0 | 66.11 | 72.7 | 10 | 0
2015 | SOCO_2_FRCC | SOCO | FRCC | Internal | Summer | B5 | 200 | 3700 | 2599.87 | 61.27 | 71.27 | 10 | 0
2015 | SOCO_2_FRCC | SOCO | FRCC | Internal | Summer | B6 | 300 | 3700 | 1544.88 | 51.43 | 61.43 | 10 | 0
2015 | SOCO_2_FRCC | SOCO | FRCC | Internal | Summer | B7 | 400 | 3700 | 3284.67 | 49.49 | 59.49 | 10 | 0
2015 | SOCO_2_FRCC | SOCO | FRCC | Internal | Summer | B8 | 500 | 3700 | 1016.11 | 43.36 | 53.36 | 10 | 0
2015 | SOCO_2_FRCC | SOCO | FRCC | Internal | Summer | B9 | 800 | 3700 | 0 | 38.63 | 46.39 | 10 | 0
2015 | SOCO_2_FRCC | SOCO | FRCC | Internal | Summer | B10 | 1262 | 3700 | 0 | 38.63 | 43.54 | 10 | 0
2015 | SOCO_2_FRCC | SOCO | FRCC | Internal | Winter | B16 | 25 | 3700 | 2084.99 | 58.62 | 68.62 | 10 | 0
2015 | SOCO_2_FRCC | SOCO | FRCC | Internal | Winter | B17 | 100 | 3700 | 2152.62 | 43.68 | 53.68 | 10 | 0
2015 | SOCO_2_FRCC | SOCO | FRCC | Internal | Winter | B18 | 400 | 3700 | 352.59 | 42.18 | 52.18 | 10 | 0
2015 | SOCO_2_FRCC | SOCO | FRCC | Internal | Winter | B19 | 700 | 3700 | 0 | 42.18 | 48.21 | 10 | 0
2015 | SOCO_2_FRCC | SOCO | FRCC | Internal | Winter | B20 | 935 | 3700 | 0 | 42.18 | 46.23 | 10 | 0
2015 | SOCO_2_VACAR | SOCO | VACAR | Internal | Shoulder | B11 | 25 | 2000 | 0 | 61.53 | 54.53 | 10 | 0
2015 | SOCO_2_VACAR | SOCO | VACAR | Internal | Shoulder | B12 | 200 | 2000 | 0 | 43.05 | 47.68 | 10 | 0
2015 | SOCO_2_VACAR | SOCO | VACAR | Internal | Shoulder | B13 | 600 | 2000 | 0 | 39.8 | 45.44 | 10 | 0
2015 | SOCO_2_VACAR | SOCO | VACAR | Internal | Shoulder | B14 | 900 | 2000 | 0 | 39.8 | 43.72 | 10 | 0
2015 | SOCO_2_VACAR | SOCO | VACAR | Internal | Shoulder | B15 | 1203 | 2000 | 0 | 39.8 | 41.57 | 10 | 0
2015 | SOCO_2_VACAR | SOCO | VACAR | Internal | Summer | B1 | 10 | 2000 | 0 | 66.11 | 68.82 | 10 | 0
2015 | SOCO_2_VACAR | SOCO | VACAR | Internal | Summer | B2 | 25 | 2000 | 0 | 66.11 | 67.33 | 10 | 0
2015 | SOCO_2_VACAR | SOCO | VACAR | Internal | Summer | B3 | 75 | 2000 | 0 | 66.11 | 64.34 | 10 | 0
2015 | SOCO_2_VACAR | SOCO | VACAR | Internal | Summer | B4 | 100 | 2000 | 0 | 66.11 | 61.71 | 10 | 0
2015 | SOCO_2_VACAR | SOCO | VACAR | Internal | Summer | B5 | 200 | 2000 | 0 | 61.27 | 54.27 | 10 | 0
2015 | SOCO_2_VACAR | SOCO | VACAR | Internal | Summer | B6 | 300 | 2000 | 0 | 51.43 | 48.79 | 10 | 0
2015 | SOCO_2_VACAR | SOCO | VACAR | Internal | Summer | B7 | 400 | 2000 | 0 | 49.49 | 44.09 | 10 | 0
2015 | SOCO_2_VACAR | SOCO | VACAR | Internal | Summer | B8 | 500 | 2000 | 0 | 43.36 | 42.88 | 10 | 0
2015 | SOCO_2_VACAR | SOCO | VACAR | Internal | Summer | B9 | 800 | 2000 | 0 | 38.63 | 41.73 | 10 | 0
2015 | SOCO_2_VACAR | SOCO | VACAR | Internal | Summer | B10 | 1262 | 2000 | 0 | 38.63 | 39.01 | 10 | 0
2015 | SOCO_2_VACAR | SOCO | VACAR | Internal | Winter | B16 | 25 | 2000 | 0 | 58.62 | 55.96 | 10 | 0
2015 | SOCO_2_VACAR | SOCO | VACAR | Internal | Winter | B17 | 100 | 2000 | 0 | 43.68 | 50.38 | 10 | 0
2015 | SOCO_2_VACAR | SOCO | VACAR | Internal | Winter | B18 | 400 | 2000 | 0 | 42.18 | 46.42 | 10 | 0
2015 | SOCO_2_VACAR | SOCO | VACAR | Internal | Winter | B19 | 700 | 2000 | 0 | 42.18 | 44.12 | 10 | 0
2015 | SOCO_2_VACAR | SOCO | VACAR | Internal | Winter | B20 | 935 | 2000 | 0 | 42.18 | 41.78 | 10 | 0
2015 | SPP_N_2_ENT | SPP_N | ENT | Internal | Shoulder | B11 | 25 | 1800 | 0 | 53.84 | 54.85 | 5 | 0
2015 | SPP_N_2_ENT | SPP_N | ENT | Internal | Shoulder | B12 | 200 | 1800 | 0 | 39.71 | 39.11 | 5 | 0
2015 | SPP_N_2_ENT | SPP_N | ENT | Internal | Shoulder | B13 | 600 | 1800 | 0 | 38.71 | 38.83 | 5 | 0
2015 | SPP_N_2_ENT | SPP_N | ENT | Internal | Shoulder | B14 | 900 | 1800 | 0 | 37.76 | 38.83 | 5 | 0
2015 | SPP_N_2_ENT | SPP_N | ENT | Internal | Shoulder | B15 | 1203 | 1800 | 0 | 37.41 | 37.57 | 5 | 0
2015 | SPP_N_2_ENT | SPP_N | ENT | Internal | Summer | B1 | 10 | 1800 | 0 | 60.91 | 60.45 | 5 | 0
2015 | SPP_N_2_ENT | SPP_N | ENT | Internal | Summer | B2 | 25 | 1800 | 0 | 60.91 | 58.95 | 5 | 0
2015 | SPP_N_2_ENT | SPP_N | ENT | Internal | Summer | B3 | 75 | 1800 | 0 | 60.08 | 58.11 | 5 | 0
2015 | SPP_N_2_ENT | SPP_N | ENT | Internal | Summer | B4 | 100 | 1800 | 0 | 53.72 | 58.11 | 5 | 0
2015 | SPP_N_2_ENT | SPP_N | ENT | Internal | Summer | B5 | 200 | 1800 | 0 | 52.45 | 53.27 | 5 | 0
2015 | SPP_N_2_ENT | SPP_N | ENT | Internal | Summer | B6 | 300 | 1800 | 0 | 47.81 | 43.43 | 5 | 0
2015 | SPP_N_2_ENT | SPP_N | ENT | Internal | Summer | B7 | 400 | 1800 | 0 | 42.15 | 41.49 | 5 | 0
2015 | SPP_N_2_ENT | SPP_N | ENT | Internal | Summer | B8 | 500 | 1800 | 0 | 37.4 | 37.89 | 5 | 0
2015 | SPP_N_2_ENT | SPP_N | ENT | Internal | Summer | B9 | 800 | 1800 | 0 | 36.14 | 37.62 | 5 | 0
2015 | SPP_N_2_ENT | SPP_N | ENT | Internal | Summer | B10 | 1262 | 1800 | 0 | 36.04 | 36.4 | 5 | 0
2015 | SPP_N_2_ENT | SPP_N | ENT | Internal | Winter | B16 | 25 | 1800 | 0 | 47.6 | 50.62 | 5 | 0
2015 | SPP_N_2_ENT | SPP_N | ENT | Internal | Winter | B17 | 100 | 1800 | 0 | 40.25 | 41.55 | 5 | 0
2015 | SPP_N_2_ENT | SPP_N | ENT | Internal | Winter | B18 | 400 | 1800 | 0 | 39.8 | 41.25 | 5 | 0
2015 | SPP_N_2_ENT | SPP_N | ENT | Internal | Winter | B19 | 700 | 1800 | 0 | 39.8 | 41.25 | 5 | 0
2015 | SPP_N_2_ENT | SPP_N | ENT | Internal | Winter | B20 | 935 | 1800 | 0 | 39.18 | 39.91 | 5 | 0
2015 | SPP_N_2_MISO_MO-IL | SPP_N | MISO_MO-IL | Internal | Shoulder | B11 | 25 | 2000 | 0 | 53.84 | 46.85 | 5 | 0
2015 | SPP_N_2_MISO_MO-IL | SPP_N | MISO_MO-IL | Internal | Shoulder | B12 | 200 | 2000 | 0 | 39.71 | 39.68 | 5 | 0
2015 | SPP_N_2_MISO_MO-IL | SPP_N | MISO_MO-IL | Internal | Shoulder | B13 | 600 | 2000 | 0 | 38.71 | 37.44 | 5 | 0
2015 | SPP_N_2_MISO_MO-IL | SPP_N | MISO_MO-IL | Internal | Shoulder | B14 | 900 | 2000 | 0 | 37.76 | 35.72 | 5 | 0
2015 | SPP_N_2_MISO_MO-IL | SPP_N | MISO_MO-IL | Internal | Shoulder | B15 | 1203 | 2000 | 0 | 37.41 | 34.16 | 5 | 0
2015 | SPP_N_2_MISO_MO-IL | SPP_N | MISO_MO-IL | Internal | Summer | B1 | 10 | 2000 | 0 | 60.91 | 60.45 | 5 | 0
2015 | SPP_N_2_MISO_MO-IL | SPP_N | MISO_MO-IL | Internal | Summer | B2 | 25 | 2000 | 0 | 60.91 | 58.95 | 5 | 0
2015 | SPP_N_2_MISO_MO-IL | SPP_N | MISO_MO-IL | Internal | Summer | B3 | 75 | 2000 | 0 | 60.08 | 55.97 | 5 | 0
2015 | SPP_N_2_MISO_MO-IL | SPP_N | MISO_MO-IL | Internal | Summer | B4 | 100 | 2000 | 0 | 53.72 | 53.71 | 5 | 0
2015 | SPP_N_2_MISO_MO-IL | SPP_N | MISO_MO-IL | Internal | Summer | B5 | 200 | 2000 | 0 | 52.45 | 45.9 | 5 | 0
2015 | SPP_N_2_MISO_MO-IL | SPP_N | MISO_MO-IL | Internal | Summer | B6 | 300 | 2000 | 0 | 47.81 | 40.78 | 5 | 0
2015 | SPP_N_2_MISO_MO-IL | SPP_N | MISO_MO-IL | Internal | Summer | B7 | 400 | 2000 | 0 | 42.15 | 35.72 | 5 | 0
2015 | SPP_N_2_MISO_MO-IL | SPP_N | MISO_MO-IL | Internal | Summer | B8 | 500 | 2000 | 0 | 37.4 | 34.54 | 5 | 0
2015 | SPP_N_2_MISO_MO-IL | SPP_N | MISO_MO-IL | Internal | Summer | B9 | 800 | 2000 | 0 | 36.14 | 33.36 | 5 | 0
2015 | SPP_N_2_MISO_MO-IL | SPP_N | MISO_MO-IL | Internal | Summer | B10 | 1262 | 2000 | 0 | 36.04 | 32.05 | 5 | 0
2015 | SPP_N_2_MISO_MO-IL | SPP_N | MISO_MO-IL | Internal | Winter | B16 | 25 | 2000 | 0 | 47.6 | 47.6 | 5 | 0
2015 | SPP_N_2_MISO_MO-IL | SPP_N | MISO_MO-IL | Internal | Winter | B17 | 100 | 2000 | 0 | 40.25 | 42.38 | 5 | 0
2015 | SPP_N_2_MISO_MO-IL | SPP_N | MISO_MO-IL | Internal | Winter | B18 | 400 | 2000 | 0 | 39.8 | 38.41 | 5 | 0
2015 | SPP_N_2_MISO_MO-IL | SPP_N | MISO_MO-IL | Internal | Winter | B19 | 700 | 2000 | 0 | 39.8 | 36.12 | 5 | 0
2015 | SPP_N_2_MISO_MO-IL | SPP_N | MISO_MO-IL | Internal | Winter | B20 | 935 | 2000 | 0 | 39.18 | 33.41 | 5 | 0
2015 | SPP_N_2_NE | SPP_N | NE | Internal | Shoulder | B11 | 25 | 330 | 0 | 53.84 | 53.19 | 0.01 | 0
2015 | SPP_N_2_NE | SPP_N | NE | Internal | Shoulder | B12 | 200 | 330 | 0 | 39.71 | 39.69 | 0.01 | 0
2015 | SPP_N_2_NE | SPP_N | NE | Internal | Shoulder | B13 | 600 | 330 | 0 | 38.71 | 38.7 | 0.01 | 0
2015 | SPP_N_2_NE | SPP_N | NE | Internal | Shoulder | B14 | 900 | 330 | 0 | 37.76 | 37.75 | 0.01 | 0
2015 | SPP_N_2_NE | SPP_N | NE | Internal | Shoulder | B15 | 1203 | 330 | 0 | 37.41 | 37.4 | 0.01 | 0
2015 | SPP_N_2_NE | SPP_N | NE | Internal | Summer | B1 | 10 | 330 | 0 | 60.91 | 60.45 | 0.01 | 0
2015 | SPP_N_2_NE | SPP_N | NE | Internal | Summer | B2 | 25 | 330 | 0 | 60.91 | 60.26 | 0.01 | 0
2015 | SPP_N_2_NE | SPP_N | NE | Internal | Summer | B3 | 75 | 330 | 0 | 60.08 | 59.43 | 0.01 | 0
2015 | SPP_N_2_NE | SPP_N | NE | Internal | Summer | B4 | 100 | 330 | 0 | 53.72 | 53.71 | 0.01 | 0
2015 | SPP_N_2_NE | SPP_N | NE | Internal | Summer | B5 | 200 | 330 | 0 | 52.45 | 51.8 | 0.01 | 0
2015 | SPP_N_2_NE | SPP_N | NE | Internal | Summer | B6 | 300 | 330 | 0 | 47.81 | 47.16 | 0.01 | 0
2015 | SPP_N_2_NE | SPP_N | NE | Internal | Summer | B7 | 400 | 330 | 0 | 42.15 | 41.5 | 0.01 | 0
2015 | SPP_N_2_NE | SPP_N | NE | Internal | Summer | B8 | 500 | 330 | 0 | 37.4 | 36.75 | 0.01 | 0
2015 | SPP_N_2_NE | SPP_N | NE | Internal | Summer | B9 | 800 | 330 | 0 | 36.14 | 35.49 | 0.01 | 0
2015 | SPP_N_2_NE | SPP_N | NE | Internal | Summer | B10 | 1262 | 330 | 0 | 36.04 | 35.39 | 0.01 | 0
2015 | SPP_N_2_NE | SPP_N | NE | Internal | Winter | B16 | 25 | 330 | 0 | 47.6 | 47.58 | 0.01 | 0
2015 | SPP_N_2_NE | SPP_N | NE | Internal | Winter | B17 | 100 | 330 | 0 | 40.25 | 40.24 | 0.01 | 0
2015 | SPP_N_2_NE | SPP_N | NE | Internal | Winter | B18 | 400 | 330 | 0 | 39.8 | 39.15 | 0.01 | 0
2015 | SPP_N_2_NE | SPP_N | NE | Internal | Winter | B19 | 700 | 330 | 0 | 39.8 | 39.15 | 0.01 | 0
2015 | SPP_N_2_NE | SPP_N | NE | Internal | Winter | B20 | 935 | 330 | 0 | 39.18 | 38.53 | 0.01 | 0
2015 | SPP_N_2_SPP_S | SPP_N | SPP_S | Internal | Shoulder | B11 | 25 | 4000 | 0 | 53.84 | 53.77 | 0.01 | 0
2015 | SPP_N_2_SPP_S | SPP_N | SPP_S | Internal | Shoulder | B12 | 200 | 4000 | 0 | 39.71 | 39.69 | 0.01 | 0
2015 | SPP_N_2_SPP_S | SPP_N | SPP_S | Internal | Shoulder | B13 | 600 | 4000 | 1237.05 | 38.71 | 38.73 | 0.01 | 0
2015 | SPP_N_2_SPP_S | SPP_N | SPP_S | Internal | Shoulder | B14 | 900 | 4000 | 543.59 | 37.76 | 37.77 | 0.01 | 0
2015 | SPP_N_2_SPP_S | SPP_N | SPP_S | Internal | Shoulder | B15 | 1203 | 4000 | 2024.1 | 37.41 | 37.42 | 0.01 | 0
2015 | SPP_N_2_SPP_S | SPP_N | SPP_S | Internal | Summer | B1 | 10 | 4000 | 0 | 60.91 | 60.37 | 0.01 | 0
2015 | SPP_N_2_SPP_S | SPP_N | SPP_S | Internal | Summer | B2 | 25 | 4000 | 0 | 60.91 | 60.37 | 0.01 | 0
2015 | SPP_N_2_SPP_S | SPP_N | SPP_S | Internal | Summer | B3 | 75 | 4000 | 0 | 60.08 | 59.55 | 0.01 | 0
2015 | SPP_N_2_SPP_S | SPP_N | SPP_S | Internal | Summer | B4 | 100 | 4000 | 0 | 53.72 | 53.18 | 0.01 | 0
2015 | SPP_N_2_SPP_S | SPP_N | SPP_S | Internal | Summer | B5 | 200 | 4000 | 0 | 52.45 | 51.91 | 0.01 | 0
2015 | SPP_N_2_SPP_S | SPP_N | SPP_S | Internal | Summer | B6 | 300 | 4000 | 2516.37 | 47.81 | 47.83 | 0.01 | 0
2015 | SPP_N_2_SPP_S | SPP_N | SPP_S | Internal | Summer | B7 | 400 | 4000 | 2035.92 | 42.15 | 42.16 | 0.01 | 0
2015 | SPP_N_2_SPP_S | SPP_N | SPP_S | Internal | Summer | B8 | 500 | 4000 | 3047.48 | 37.4 | 37.41 | 0.01 | 0
2015 | SPP_N_2_SPP_S | SPP_N | SPP_S | Internal | Summer | B9 | 800 | 4000 | 3245.92 | 36.14 | 36.16 | 0.01 | 0
2015 | SPP_N_2_SPP_S | SPP_N | SPP_S | Internal | Summer | B10 | 1262 | 4000 | 5438.71 | 36.04 | 36.08 | 0.01 | 0.03
2015 | SPP_N_2_SPP_S | SPP_N | SPP_S | Internal | Winter | B16 | 25 | 4000 | 1208.27 | 47.6 | 47.61 | 0.01 | 0
2015 | SPP_N_2_SPP_S | SPP_N | SPP_S | Internal | Winter | B17 | 100 | 4000 | 1913.91 | 40.25 | 40.27 | 0.01 | 0
2015 | SPP_N_2_SPP_S | SPP_N | SPP_S | Internal | Winter | B18 | 400 | 4000 | 3331.4 | 39.8 | 39.81 | 0.01 | 0
2015 | SPP_N_2_SPP_S | SPP_N | SPP_S | Internal | Winter | B19 | 700 | 4000 | 3045.8 | 39.8 | 39.81 | 0.01 | 0
2015 | SPP_N_2_SPP_S | SPP_N | SPP_S | Internal | Winter | B20 | 935 | 4000 | 4636.62 | 39.18 | 39.22 | 0.01 | 0.03
2015 | SPP_S_2_ENT | SPP_S | ENT | Internal | Shoulder | B11 | 25 | 850 | 0 | 53.77 | 54.85 | 5 | 0
2015 | SPP_S_2_ENT | SPP_S | ENT | Internal | Shoulder | B12 | 200 | 850 | 0 | 39.69 | 39.11 | 5 | 0
2015 | SPP_S_2_ENT | SPP_S | ENT | Internal | Shoulder | B13 | 600 | 850 | 0 | 38.73 | 38.83 | 5 | 0
2015 | SPP_S_2_ENT | SPP_S | ENT | Internal | Shoulder | B14 | 900 | 850 | 0 | 37.77 | 38.83 | 5 | 0
2015 | SPP_S_2_ENT | SPP_S | ENT | Internal | Shoulder | B15 | 1203 | 850 | 0 | 37.42 | 37.57 | 5 | 0
2015 | SPP_S_2_ENT | SPP_S | ENT | Internal | Summer | B1 | 10 | 850 | 0 | 60.37 | 60.45 | 5 | 0
2015 | SPP_S_2_ENT | SPP_S | ENT | Internal | Summer | B2 | 25 | 850 | 0 | 60.37 | 58.95 | 5 | 0
2015 | SPP_S_2_ENT | SPP_S | ENT | Internal | Summer | B3 | 75 | 850 | 0 | 59.55 | 58.11 | 5 | 0
2015 | SPP_S_2_ENT | SPP_S | ENT | Internal | Summer | B4 | 100 | 850 | 0 | 53.18 | 58.11 | 5 | 0
2015 | SPP_S_2_ENT | SPP_S | ENT | Internal | Summer | B5 | 200 | 850 | 0 | 51.91 | 53.27 | 5 | 0
2015 | SPP_S_2_ENT | SPP_S | ENT | Internal | Summer | B6 | 300 | 850 | 0 | 47.83 | 43.43 | 5 | 0
2015 | SPP_S_2_ENT | SPP_S | ENT | Internal | Summer | B7 | 400 | 850 | 0 | 42.16 | 41.49 | 5 | 0
2015 | SPP_S_2_ENT | SPP_S | ENT | Internal | Summer | B8 | 500 | 850 | 0 | 37.41 | 37.89 | 5 | 0
2015 | SPP_S_2_ENT | SPP_S | ENT | Internal | Summer | B9 | 800 | 850 | 0 | 36.16 | 37.62 | 5 | 0
2015 | SPP_S_2_ENT | SPP_S | ENT | Internal | Summer | B10 | 1262 | 850 | 0 | 36.08 | 36.4 | 5 | 0
2015 | SPP_S_2_ENT | SPP_S | ENT | Internal | Winter | B16 | 25 | 850 | 0 | 47.61 | 50.62 | 5 | 0
2015 | SPP_S_2_ENT | SPP_S | ENT | Internal | Winter | B17 | 100 | 850 | 0 | 40.27 | 41.55 | 5 | 0
2015 | SPP_S_2_ENT | SPP_S | ENT | Internal | Winter | B18 | 400 | 850 | 0 | 39.81 | 41.25 | 5 | 0
2015 | SPP_S_2_ENT | SPP_S | ENT | Internal | Winter | B19 | 700 | 850 | 0 | 39.81 | 41.25 | 5 | 0
2015 | SPP_S_2_ENT | SPP_S | ENT | Internal | Winter | B20 | 935 | 850 | 0 | 39.22 | 39.91 | 5 | 0
2015 | SPP_S_2_SPP_N | SPP_S | SPP_N | Internal | Shoulder | B11 | 25 | 640 | 640 | 53.77 | 53.84 | 0.01 | 0.05
2015 | SPP_S_2_SPP_N | SPP_S | SPP_N | Internal | Shoulder | B12 | 200 | 640 | 42.26 | 39.69 | 39.71 | 0.01 | 0
2015 | SPP_S_2_SPP_N | SPP_S | SPP_N | Internal | Shoulder | B13 | 600 | 640 | 0 | 38.73 | 38.71 | 0.01 | 0
2015 | SPP_S_2_SPP_N | SPP_S | SPP_N | Internal | Shoulder | B14 | 900 | 640 | 0 | 37.77 | 37.76 | 0.01 | 0
2015 | SPP_S_2_SPP_N | SPP_S | SPP_N | Internal | Shoulder | B15 | 1203 | 640 | 0 | 37.42 | 37.41 | 0.01 | 0
2015 | SPP_S_2_SPP_N | SPP_S | SPP_N | Internal | Summer | B1 | 10 | 640 | 1424.5 | 60.37 | 60.91 | 0.01 | 0.53
2015 | SPP_S_2_SPP_N | SPP_S | SPP_N | Internal | Summer | B2 | 25 | 640 | 1278.8 | 60.37 | 60.91 | 0.01 | 0.53
2015 | SPP_S_2_SPP_N | SPP_S | SPP_N | Internal | Summer | B3 | 75 | 640 | 1968.25 | 59.55 | 60.08 | 0.01 | 0.53
2015 | SPP_S_2_SPP_N | SPP_S | SPP_N | Internal | Summer | B4 | 100 | 640 | 2168.9 | 53.18 | 53.72 | 0.01 | 0.53
2015 | SPP_S_2_SPP_N | SPP_S | SPP_N | Internal | Summer | B5 | 200 | 640 | 780.14 | 51.91 | 52.45 | 0.01 | 0.53
2015 | SPP_S_2_SPP_N | SPP_S | SPP_N | Internal | Summer | B6 | 300 | 640 | 0 | 47.83 | 47.81 | 0.01 | 0
2015 | SPP_S_2_SPP_N | SPP_S | SPP_N | Internal | Summer | B7 | 400 | 640 | 0 | 42.16 | 42.15 | 0.01 | 0
2015 | SPP_S_2_SPP_N | SPP_S | SPP_N | Internal | Summer | B8 | 500 | 640 | 0 | 37.41 | 37.4 | 0.01 | 0
2015 | SPP_S_2_SPP_N | SPP_S | SPP_N | Internal | Summer | B9 | 800 | 640 | 0 | 36.16 | 36.14 | 0.01 | 0
2015 | SPP_S_2_SPP_N | SPP_S | SPP_N | Internal | Summer | B10 | 1262 | 640 | 0 | 36.08 | 36.04 | 0.01 | 0
2015 | SPP_S_2_SPP_N | SPP_S | SPP_N | Internal | Winter | B16 | 25 | 640 | 0 | 47.61 | 47.6 | 0.01 | 0
2015 | SPP_S_2_SPP_N | SPP_S | SPP_N | Internal | Winter | B17 | 100 | 640 | 0 | 40.27 | 40.25 | 0.01 | 0
2015 | SPP_S_2_SPP_N | SPP_S | SPP_N | Internal | Winter | B18 | 400 | 640 | 0 | 39.81 | 39.8 | 0.01 | 0
2015 | SPP_S_2_SPP_N | SPP_S | SPP_N | Internal | Winter | B19 | 700 | 640 | 0 | 39.81 | 39.8 | 0.01 | 0
2015 | SPP_S_2_SPP_N | SPP_S | SPP_N | Internal | Winter | B20 | 935 | 640 | 0 | 39.22 | 39.18 | 0.01 | 0
2015 | TVA_2_NonRTO_Midwest | TVA | NonRTO_Midwest | Internal | Shoulder | B11 | 25 | 100 | 0 | 54.17 | 54.86 | 9 | 0
2015 | TVA_2_NonRTO_Midwest | TVA | NonRTO_Midwest | Internal | Shoulder | B12 | 200 | 100 | 0 | 40.95 | 47.69 | 9 | 0
2015 | TVA_2_NonRTO_Midwest | TVA | NonRTO_Midwest | Internal | Shoulder | B13 | 600 | 100 | 0 | 40.06 | 45.13 | 9 | 0
2015 | TVA_2_NonRTO_Midwest | TVA | NonRTO_Midwest | Internal | Shoulder | B14 | 900 | 100 | 0 | 40.06 | 35.37 | 9 | 0
2015 | TVA_2_NonRTO_Midwest | TVA | NonRTO_Midwest | Internal | Shoulder | B15 | 1203 | 100 | 0 | 39.28 | 33.2 | 9 | 0
2015 | TVA_2_NonRTO_Midwest | TVA | NonRTO_Midwest | Internal | Summer | B1 | 10 | 100 | 0 | 68.46 | 64.7 | 9 | 0
2015 | TVA_2_NonRTO_Midwest | TVA | NonRTO_Midwest | Internal | Summer | B2 | 25 | 100 | 0 | 66.97 | 64.7 | 9 | 0
2015 | TVA_2_NonRTO_Midwest | TVA | NonRTO_Midwest | Internal | Summer | B3 | 75 | 100 | 0 | 63.98 | 63.98 | 9 | 0
2015 | TVA_2_NonRTO_Midwest | TVA | NonRTO_Midwest | Internal | Summer | B4 | 100 | 100 | 0 | 61.72 | 61.72 | 9 | 0
2015 | TVA_2_NonRTO_Midwest | TVA | NonRTO_Midwest | Internal | Summer | B5 | 200 | 100 | 0 | 51.4 | 53.9 | 9 | 0
2015 | TVA_2_NonRTO_Midwest | TVA | NonRTO_Midwest | Internal | Summer | B6 | 300 | 100 | 0 | 41.56 | 48.79 | 9 | 0
2015 | TVA_2_NonRTO_Midwest | TVA | NonRTO_Midwest | Internal | Summer | B7 | 400 | 100 | 0 | 39.63 | 34.79 | 9 | 0
2015 | TVA_2_NonRTO_Midwest | TVA | NonRTO_Midwest | Internal | Summer | B8 | 500 | 100 | 0 | 38.02 | 33.9 | 9 | 0
2015 | TVA_2_NonRTO_Midwest | TVA | NonRTO_Midwest | Internal | Summer | B9 | 800 | 100 | 0 | 38.02 | 33.2 | 9 | 0
2015 | TVA_2_NonRTO_Midwest | TVA | NonRTO_Midwest | Internal | Summer | B10 | 1262 | 100 | 0 | 35.85 | 32.94 | 9 | 0
2015 | TVA_2_NonRTO_Midwest | TVA | NonRTO_Midwest | Internal | Winter | B16 | 25 | 100 | 0 | 55.6 | 55.61 | 9 | 0
2015 | TVA_2_NonRTO_Midwest | TVA | NonRTO_Midwest | Internal | Winter | B17 | 100 | 100 | 0 | 43.49 | 50.39 | 9 | 0
2015 | TVA_2_NonRTO_Midwest | TVA | NonRTO_Midwest | Internal | Winter | B18 | 400 | 100 | 0 | 39.56 | 46.43 | 9 | 0
2015 | TVA_2_NonRTO_Midwest | TVA | NonRTO_Midwest | Internal | Winter | B19 | 700 | 100 | 0 | 39.56 | 35.56 | 9 | 0
2015 | TVA_2_NonRTO_Midwest | TVA | NonRTO_Midwest | Internal | Winter | B20 | 935 | 100 | 0 | 39.56 | 33.24 | 9 | 0
2015 | TVA_2_SOCO | TVA | SOCO | Internal | Shoulder | B11 | 25 | 500 | 0 | 54.17 | 61.53 | 9 | 0
2015 | TVA_2_SOCO | TVA | SOCO | Internal | Shoulder | B12 | 200 | 500 | 0 | 40.95 | 43.05 | 9 | 0
2015 | TVA_2_SOCO | TVA | SOCO | Internal | Shoulder | B13 | 600 | 500 | 0 | 40.06 | 39.8 | 9 | 0
2015 | TVA_2_SOCO | TVA | SOCO | Internal | Shoulder | B14 | 900 | 500 | 0 | 40.06 | 39.8 | 9 | 0
2015 | TVA_2_SOCO | TVA | SOCO | Internal | Shoulder | B15 | 1203 | 500 | 0 | 39.28 | 39.8 | 9 | 0
2015 | TVA_2_SOCO | TVA | SOCO | Internal | Summer | B1 | 10 | 500 | 0 | 68.46 | 66.11 | 9 | 0
2015 | TVA_2_SOCO | TVA | SOCO | Internal | Summer | B2 | 25 | 500 | 0 | 66.97 | 66.11 | 9 | 0
2015 | TVA_2_SOCO | TVA | SOCO | Internal | Summer | B3 | 75 | 500 | 0 | 63.98 | 66.11 | 9 | 0
2015 | TVA_2_SOCO | TVA | SOCO | Internal | Summer | B4 | 100 | 500 | 0 | 61.72 | 66.11 | 9 | 0
2015 | TVA_2_SOCO | TVA | SOCO | Internal | Summer | B5 | 200 | 500 | 743.66 | 51.4 | 61.27 | 9 | 0.87
2015 | TVA_2_SOCO | TVA | SOCO | Internal | Summer | B6 | 300 | 500 | 1057.74 | 41.56 | 51.43 | 9 | 0.87
2015 | TVA_2_SOCO | TVA | SOCO | Internal | Summer | B7 | 400 | 500 | 1152.77 | 39.63 | 49.49 | 9 | 0.87
2015 | TVA_2_SOCO | TVA | SOCO | Internal | Summer | B8 | 500 | 500 | 0 | 38.02 | 43.36 | 9 | 0
2015 | TVA_2_SOCO | TVA | SOCO | Internal | Summer | B9 | 800 | 500 | 0 | 38.02 | 38.63 | 9 | 0
2015 | TVA_2_SOCO | TVA | SOCO | Internal | Summer | B10 | 1262 | 500 | 0 | 35.85 | 38.63 | 9 | 0
2015 | TVA_2_SOCO | TVA | SOCO | Internal | Winter | B16 | 25 | 500 | 0 | 55.6 | 58.62 | 9 | 0
2015 | TVA_2_SOCO | TVA | SOCO | Internal | Winter | B17 | 100 | 500 | 0 | 43.49 | 43.68 | 9 | 0
2015 | TVA_2_SOCO | TVA | SOCO | Internal | Winter | B18 | 400 | 500 | 0 | 39.56 | 42.18 | 9 | 0
2015 | TVA_2_SOCO | TVA | SOCO | Internal | Winter | B19 | 700 | 500 | 0 | 39.56 | 42.18 | 9 | 0
2015 | TVA_2_SOCO | TVA | SOCO | Internal | Winter | B20 | 935 | 500 | 0 | 39.56 | 42.18 | 9 | 0
2015 | TVA_2_VACAR | TVA | VACAR | Internal | Shoulder | B11 | 25 | 150 | 0 | 54.17 | 54.53 | 9 | 0
2015 | TVA_2_VACAR | TVA | VACAR | Internal | Shoulder | B12 | 200 | 150 | 0 | 40.95 | 47.68 | 9 | 0
2015 | TVA_2_VACAR | TVA | VACAR | Internal | Shoulder | B13 | 600 | 150 | 0 | 40.06 | 45.44 | 9 | 0
2015 | TVA_2_VACAR | TVA | VACAR | Internal | Shoulder | B14 | 900 | 150 | 0 | 40.06 | 43.72 | 9 | 0
2015 | TVA_2_VACAR | TVA | VACAR | Internal | Shoulder | B15 | 1203 | 150 | 0 | 39.28 | 41.57 | 9 | 0
2015 | TVA_2_VACAR | TVA | VACAR | Internal | Summer | B1 | 10 | 150 | 0 | 68.46 | 68.82 | 9 | 0
2015 | TVA_2_VACAR | TVA | VACAR | Internal | Summer | B2 | 25 | 150 | 0 | 66.97 | 67.33 | 9 | 0
2015 | TVA_2_VACAR | TVA | VACAR | Internal | Summer | B3 | 75 | 150 | 0 | 63.98 | 64.34 | 9 | 0
2015 | TVA_2_VACAR | TVA | VACAR | Internal | Summer | B4 | 100 | 150 | 0 | 61.72 | 61.71 | 9 | 0
2015 | TVA_2_VACAR | TVA | VACAR | Internal | Summer | B5 | 200 | 150 | 0 | 51.4 | 54.27 | 9 | 0
2015 | TVA_2_VACAR | TVA | VACAR | Internal | Summer | B6 | 300 | 150 | 0 | 41.56 | 48.79 | 9 | 0
2015 | TVA_2_VACAR | TVA | VACAR | Internal | Summer | B7 | 400 | 150 | 0 | 39.63 | 44.09 | 9 | 0
2015 | TVA_2_VACAR | TVA | VACAR | Internal | Summer | B8 | 500 | 150 | 0 | 38.02 | 42.88 | 9 | 0
2015 | TVA_2_VACAR | TVA | VACAR | Internal | Summer | B9 | 800 | 150 | 0 | 38.02 | 41.73 | 9 | 0
2015 | TVA_2_VACAR | TVA | VACAR | Internal | Summer | B10 | 1262 | 150 | 0 | 35.85 | 39.01 | 9 | 0
2015 | TVA_2_VACAR | TVA | VACAR | Internal | Winter | B16 | 25 | 150 | 0 | 55.6 | 55.96 | 9 | 0
2015 | TVA_2_VACAR | TVA | VACAR | Internal | Winter | B17 | 100 | 150 | 0 | 43.49 | 50.38 | 9 | 0
2015 | TVA_2_VACAR | TVA | VACAR | Internal | Winter | B18 | 400 | 150 | 0 | 39.56 | 46.42 | 9 | 0
2015 | TVA_2_VACAR | TVA | VACAR | Internal | Winter | B19 | 700 | 150 | 0 | 39.56 | 44.12 | 9 | 0
2015 | TVA_2_VACAR | TVA | VACAR | Internal | Winter | B20 | 935 | 150 | 0 | 39.56 | 41.78 | 9 | 0
2015 | TVA_Transmission_2_SOCO | TVA_Transmission | SOCO | Internal | Shoulder | B11 | 25 | 3200 | 0 | 54.16 | 61.53 | 9 | 0
2015 | TVA_Transmission_2_SOCO | TVA_Transmission | SOCO | Internal | Shoulder | B12 | 200 | 3200 | 0 | 43.76 | 43.05 | 9 | 0
2015 | TVA_Transmission_2_SOCO | TVA_Transmission | SOCO | Internal | Shoulder | B13 | 600 | 3200 | 0 | 42.18 | 39.8 | 9 | 0
2015 | TVA_Transmission_2_SOCO | TVA_Transmission | SOCO | Internal | Shoulder | B14 | 900 | 3200 | 0 | 41.04 | 39.8 | 9 | 0
2015 | TVA_Transmission_2_SOCO | TVA_Transmission | SOCO | Internal | Shoulder | B15 | 1203 | 3200 | 0 | 39.83 | 39.8 | 9 | 0
2015 | TVA_Transmission_2_SOCO | TVA_Transmission | SOCO | Internal | Summer | B1 | 10 | 3200 | 0 | 68.45 | 66.11 | 9 | 0
2015 | TVA_Transmission_2_SOCO | TVA_Transmission | SOCO | Internal | Summer | B2 | 25 | 3200 | 0 | 66.95 | 66.11 | 9 | 0
2015 | TVA_Transmission_2_SOCO | TVA_Transmission | SOCO | Internal | Summer | B3 | 75 | 3200 | 0 | 63.97 | 66.11 | 9 | 0
2015 | TVA_Transmission_2_SOCO | TVA_Transmission | SOCO | Internal | Summer | B4 | 100 | 3200 | 0 | 61.71 | 66.11 | 9 | 0
2015 | TVA_Transmission_2_SOCO | TVA_Transmission | SOCO | Internal | Summer | B5 | 200 | 3200 | 0 | 52.98 | 61.27 | 9 | 0
2015 | TVA_Transmission_2_SOCO | TVA_Transmission | SOCO | Internal | Summer | B6 | 300 | 3200 | 0 | 45.77 | 51.43 | 9 | 0
2015 | TVA_Transmission_2_SOCO | TVA_Transmission | SOCO | Internal | Summer | B7 | 400 | 3200 | 0 | 41.5 | 49.49 | 9 | 0
2015 | TVA_Transmission_2_SOCO | TVA_Transmission | SOCO | Internal | Summer | B8 | 500 | 3200 | 0 | 39.46 | 43.36 | 9 | 0
2015 | TVA_Transmission_2_SOCO | TVA_Transmission | SOCO | Internal | Summer | B9 | 800 | 3200 | 0 | 38.95 | 38.63 | 9 | 0
2015 | TVA_Transmission_2_SOCO | TVA_Transmission | SOCO | Internal | Summer | B10 | 1262 | 3200 | 0 | 36.97 | 38.63 | 9 | 0
2015 | TVA_Transmission_2_SOCO | TVA_Transmission | SOCO | Internal | Winter | B16 | 25 | 3200 | 0 | 55.59 | 58.62 | 9 | 0
2015 | TVA_Transmission_2_SOCO | TVA_Transmission | SOCO | Internal | Winter | B17 | 100 | 3200 | 0 | 46.25 | 43.68 | 9 | 0
2015 | TVA_Transmission_2_SOCO | TVA_Transmission | SOCO | Internal | Winter | B18 | 400 | 3200 | 0 | 42.89 | 42.18 | 9 | 0
2015 | TVA_Transmission_2_SOCO | TVA_Transmission | SOCO | Internal | Winter | B19 | 700 | 3200 | 0 | 40.99 | 42.18 | 9 | 0
2015 | TVA_Transmission_2_SOCO | TVA_Transmission | SOCO | Internal | Winter | B20 | 935 | 3200 | 0 | 40.04 | 42.18 | 9 | 0
2015 | TVA_Transmission_2_TVA | TVA_Transmission | TVA | Internal | Shoulder | B11 | 25 | 99999 | 705.82 | 54.16 | 54.17 | 0.01 | 0
2015 | TVA_Transmission_2_TVA | TVA_Transmission | TVA | Internal | Shoulder | B12 | 200 | 99999 | 0 | 43.76 | 40.95 | 0.01 | 0
2015 | TVA_Transmission_2_TVA | TVA_Transmission | TVA | Internal | Shoulder | B13 | 600 | 99999 | 0 | 42.18 | 40.06 | 0.01 | 0
2015 | TVA_Transmission_2_TVA | TVA_Transmission | TVA | Internal | Shoulder | B14 | 900 | 99999 | 0 | 41.04 | 40.06 | 0.01 | 0
2015 | TVA_Transmission_2_TVA | TVA_Transmission | TVA | Internal | Shoulder | B15 | 1203 | 99999 | 0 | 39.83 | 39.28 | 0.01 | 0
2015 | TVA_Transmission_2_TVA | TVA_Transmission | TVA | Internal | Summer | B1 | 10 | 99999 | 3277.5 | 68.45 | 68.46 | 0.01 | 0
2015 | TVA_Transmission_2_TVA | TVA_Transmission | TVA | Internal | Summer | B2 | 25 | 99999 | 2582.64 | 66.95 | 66.97 | 0.01 | 0
2015 | TVA_Transmission_2_TVA | TVA_Transmission | TVA | Internal | Summer | B3 | 75 | 99999 | 1257.32 | 63.97 | 63.98 | 0.01 | 0
2015 | TVA_Transmission_2_TVA | TVA_Transmission | TVA | Internal | Summer | B4 | 100 | 99999 | 656.72 | 61.71 | 61.72 | 0.01 | 0
2015 | TVA_Transmission_2_TVA | TVA_Transmission | TVA | Internal | Summer | B5 | 200 | 99999 | 0 | 52.98 | 51.4 | 0.01 | 0
2015 | TVA_Transmission_2_TVA | TVA_Transmission | TVA | Internal | Summer | B6 | 300 | 99999 | 0 | 45.77 | 41.56 | 0.01 | 0
2015 | TVA_Transmission_2_TVA | TVA_Transmission | TVA | Internal | Summer | B7 | 400 | 99999 | 0 | 41.5 | 39.63 | 0.01 | 0
2015 | TVA_Transmission_2_TVA | TVA_Transmission | TVA | Internal | Summer | B8 | 500 | 99999 | 0 | 39.46 | 38.02 | 0.01 | 0
2015 | TVA_Transmission_2_TVA | TVA_Transmission | TVA | Internal | Summer | B9 | 800 | 99999 | 0 | 38.95 | 38.02 | 0.01 | 0
2015 | TVA_Transmission_2_TVA | TVA_Transmission | TVA | Internal | Summer | B10 | 1262 | 99999 | 0 | 36.97 | 35.85 | 0.01 | 0
2015 | TVA_Transmission_2_TVA | TVA_Transmission | TVA | Internal | Winter | B16 | 25 | 99999 | 36.7 | 55.59 | 55.6 | 0.01 | 0
2015 | TVA_Transmission_2_TVA | TVA_Transmission | TVA | Internal | Winter | B17 | 100 | 99999 | 0 | 46.25 | 43.49 | 0.01 | 0
2015 | TVA_Transmission_2_TVA | TVA_Transmission | TVA | Internal | Winter | B18 | 400 | 99999 | 0 | 42.89 | 39.56 | 0.01 | 0
2015 | TVA_Transmission_2_TVA | TVA_Transmission | TVA | Internal | Winter | B19 | 700 | 99999 | 0 | 40.99 | 39.56 | 0.01 | 0
2015 | TVA_Transmission_2_TVA | TVA_Transmission | TVA | Internal | Winter | B20 | 935 | 99999 | 0 | 40.04 | 39.56 | 0.01 | 0
2015 | VACAR_2_SOCO | VACAR | SOCO | Internal | Shoulder | B11 | 25 | 3000 | 2062.15 | 54.53 | 61.53 | 7 | 0
2015 | VACAR_2_SOCO | VACAR | SOCO | Internal | Shoulder | B12 | 200 | 3000 | 0 | 47.68 | 43.05 | 7 | 0
2015 | VACAR_2_SOCO | VACAR | SOCO | Internal | Shoulder | B13 | 600 | 3000 | 0 | 45.44 | 39.8 | 7 | 0
2015 | VACAR_2_SOCO | VACAR | SOCO | Internal | Shoulder | B14 | 900 | 3000 | 0 | 43.72 | 39.8 | 7 | 0
2015 | VACAR_2_SOCO | VACAR | SOCO | Internal | Shoulder | B15 | 1203 | 3000 | 0 | 41.57 | 39.8 | 7 | 0
2015 | VACAR_2_SOCO | VACAR | SOCO | Internal | Summer | B1 | 10 | 3000 | 0 | 68.82 | 66.11 | 7 | 0
2015 | VACAR_2_SOCO | VACAR | SOCO | Internal | Summer | B2 | 25 | 3000 | 0 | 67.33 | 66.11 | 7 | 0
2015 | VACAR_2_SOCO | VACAR | SOCO | Internal | Summer | B3 | 75 | 3000 | 0 | 64.34 | 66.11 | 7 | 0
2015 | VACAR_2_SOCO | VACAR | SOCO | Internal | Summer | B4 | 100 | 3000 | 0 | 61.71 | 66.11 | 7 | 0
2015 | VACAR_2_SOCO | VACAR | SOCO | Internal | Summer | B5 | 200 | 3000 | 1797.47 | 54.27 | 61.27 | 7 | 0
2015 | VACAR_2_SOCO | VACAR | SOCO | Internal | Summer | B6 | 300 | 3000 | 0 | 48.79 | 51.43 | 7 | 0
2015 | VACAR_2_SOCO | VACAR | SOCO | Internal | Summer | B7 | 400 | 3000 | 0 | 44.09 | 49.49 | 7 | 0
2015 | VACAR_2_SOCO | VACAR | SOCO | Internal | Summer | B8 | 500 | 3000 | 0 | 42.88 | 43.36 | 7 | 0
2015 | VACAR_2_SOCO | VACAR | SOCO | Internal | Summer | B9 | 800 | 3000 | 0 | 41.73 | 38.63 | 7 | 0
2015 | VACAR_2_SOCO | VACAR | SOCO | Internal | Summer | B10 | 1262 | 3000 | 0 | 39.01 | 38.63 | 7 | 0
2015 | VACAR_2_SOCO | VACAR | SOCO | Internal | Winter | B16 | 25 | 3000 | 0 | 55.96 | 58.62 | 7 | 0
2015 | VACAR_2_SOCO | VACAR | SOCO | Internal | Winter | B17 | 100 | 3000 | 0 | 50.38 | 43.68 | 7 | 0
2015 | VACAR_2_SOCO | VACAR | SOCO | Internal | Winter | B18 | 400 | 3000 | 0 | 46.42 | 42.18 | 7 | 0
2015 | VACAR_2_SOCO | VACAR | SOCO | Internal | Winter | B19 | 700 | 3000 | 0 | 44.12 | 42.18 | 7 | 0
2015 | VACAR_2_SOCO | VACAR | SOCO | Internal | Winter | B20 | 935 | 3000 | 0 | 41.78 | 42.18 | 7 | 0
2020 | ENT_2_SOCO | ENT | SOCO | Internal | Shoulder | B11 | 25 | 2000 | 0 | 60.34 | 65.02 | 8 | 0
2020 | ENT_2_SOCO | ENT | SOCO | Internal | Shoulder | B12 | 200 | 2000 | 0 | 42.82 | 44.67 | 8 | 0
2020 | ENT_2_SOCO | ENT | SOCO | Internal | Shoulder | B13 | 600 | 2000 | 0 | 42.82 | 42.99 | 8 | 0
2020 | ENT_2_SOCO | ENT | SOCO | Internal | Shoulder | B14 | 900 | 2000 | 0 | 42.51 | 42.99 | 8 | 0
2020 | ENT_2_SOCO | ENT | SOCO | Internal | Shoulder | B15 | 1203 | 2000 | 0 | 42.51 | 42.99 | 8 | 0
2020 | ENT_2_SOCO | ENT | SOCO | Internal | Summer | B1 | 10 | 2000 | 0 | 69.54 | 72.4 | 8 | 0
2020 | ENT_2_SOCO | ENT | SOCO | Internal | Summer | B2 | 25 | 2000 | 0 | 65.06 | 71.04 | 8 | 0
2020 | ENT_2_SOCO | ENT | SOCO | Internal | Summer | B3 | 75 | 2000 | 771.52 | 63.04 | 71.04 | 8 | 0
2020 | ENT_2_SOCO | ENT | SOCO | Internal | Summer | B4 | 100 | 2000 | 804.07 | 63.04 | 71.04 | 8 | 0
2020 | ENT_2_SOCO | ENT | SOCO | Internal | Summer | B5 | 200 | 2000 | 1782.41 | 59.2 | 67.2 | 8 | 0
2020 | ENT_2_SOCO | ENT | SOCO | Internal | Summer | B6 | 300 | 2000 | 140.07 | 48.67 | 56.67 | 8 | 0
2020 | ENT_2_SOCO | ENT | SOCO | Internal | Summer | B7 | 400 | 2000 | 1096.55 | 44.65 | 52.65 | 8 | 0
2020 | ENT_2_SOCO | ENT | SOCO | Internal | Summer | B8 | 500 | 2000 | 0 | 41.44 | 44.67 | 8 | 0
2020 | ENT_2_SOCO | ENT | SOCO | Internal | Summer | B9 | 800 | 2000 | 0 | 41.44 | 41.72 | 8 | 0
2020 | ENT_2_SOCO | ENT | SOCO | Internal | Summer | B10 | 1262 | 2000 | 0 | 40.87 | 41.72 | 8 | 0
2020 | ENT_2_SOCO | ENT | SOCO | Internal | Winter | B16 | 25 | 2000 | 1244.32 | 56.86 | 64.86 | 8 | 0
2020 | ENT_2_SOCO | ENT | SOCO | Internal | Winter | B17 | 100 | 2000 | 0 | 45.54 | 45.6 | 8 | 0
2020 | ENT_2_SOCO | ENT | SOCO | Internal | Winter | B18 | 400 | 2000 | 0 | 45.54 | 45.6 | 8 | 0
2020 | ENT_2_SOCO | ENT | SOCO | Internal | Winter | B19 | 700 | 2000 | 0 | 45.21 | 45.6 | 8 | 0
2020 | ENT_2_SOCO | ENT | SOCO | Internal | Winter | B20 | 935 | 2000 | 0 | 44.08 | 45.14 | 8 | 0
2020 | ENT_2_TVA_Transmission | ENT | TVA_Transmission | Internal | Shoulder | B11 | 25 | 2100 | 0 | 60.34 | 56.48 | 8 | 0
2020 | ENT_2_TVA_Transmission | ENT | TVA_Transmission | Internal | Shoulder | B12 | 200 | 2100 | 0 | 42.82 | 47.08 | 8 | 0
2020 | ENT_2_TVA_Transmission | ENT | TVA_Transmission | Internal | Shoulder | B13 | 600 | 2100 | 0 | 42.82 | 45.43 | 8 | 0
2020 | ENT_2_TVA_Transmission | ENT | TVA_Transmission | Internal | Shoulder | B14 | 900 | 2100 | 0 | 42.51 | 44.28 | 8 | 0
2020 | ENT_2_TVA_Transmission | ENT | TVA_Transmission | Internal | Shoulder | B15 | 1203 | 2100 | 0 | 42.51 | 42.96 | 8 | 0
2020 | ENT_2_TVA_Transmission | ENT | TVA_Transmission | Internal | Summer | B1 | 10 | 2100 | 0 | 69.54 | 73.45 | 8 | 0
2020 | ENT_2_TVA_Transmission | ENT | TVA_Transmission | Internal | Summer | B2 | 25 | 2100 | 1.49 | 65.06 | 73.06 | 8 | 0
2020 | ENT_2_TVA_Transmission | ENT | TVA_Transmission | Internal | Summer | B3 | 75 | 2100 | 0 | 63.04 | 68.54 | 8 | 0
2020 | ENT_2_TVA_Transmission | ENT | TVA_Transmission | Internal | Summer | B4 | 100 | 2100 | 0 | 63.04 | 67.46 | 8 | 0
2020 | ENT_2_TVA_Transmission | ENT | TVA_Transmission | Internal | Summer | B5 | 200 | 2100 | 0 | 59.2 | 59.05 | 8 | 0
2020 | ENT_2_TVA_Transmission | ENT | TVA_Transmission | Internal | Summer | B6 | 300 | 2100 | 0 | 48.67 | 51.56 | 8 | 0
2020 | ENT_2_TVA_Transmission | ENT | TVA_Transmission | Internal | Summer | B7 | 400 | 2100 | 0 | 44.65 | 45.27 | 8 | 0
2020 | ENT_2_TVA_Transmission | ENT | TVA_Transmission | Internal | Summer | B8 | 500 | 2100 | 0 | 41.44 | 42.76 | 8 | 0
2020 | ENT_2_TVA_Transmission | ENT | TVA_Transmission | Internal | Summer | B9 | 800 | 2100 | 0 | 41.44 | 41.89 | 8 | 0
2020 | ENT_2_TVA_Transmission | ENT | TVA_Transmission | Internal | Summer | B10 | 1262 | 2100 | 0 | 40.87 | 38.95 | 8 | 0
2020 | ENT_2_TVA_Transmission | ENT | TVA_Transmission | Internal | Winter | B16 | 25 | 2100 | 0 | 56.86 | 59 | 8 | 0
2020 | ENT_2_TVA_Transmission | ENT | TVA_Transmission | Internal | Winter | B17 | 100 | 2100 | 0 | 45.54 | 49.61 | 8 | 0
2020 | ENT_2_TVA_Transmission | ENT | TVA_Transmission | Internal | Winter | B18 | 400 | 2100 | 0 | 45.54 | 46.42 | 8 | 0
2020 | ENT_2_TVA_Transmission | ENT | TVA_Transmission | Internal | Winter | B19 | 700 | 2100 | 0 | 45.21 | 44.98 | 8 | 0
2020 | ENT_2_TVA_Transmission | ENT | TVA_Transmission | Internal | Winter | B20 | 935 | 2100 | 0 | 44.08 | 42.79 | 8 | 0
2020 | HQ_NEISO_2_NEISO | HQ_NEISO | NEISO | Internal | Shoulder | B11 | 25 | 99999 | 2920 | 37.91 | 37.92 | 0.01 | 0
2020 | HQ_NEISO_2_NEISO | HQ_NEISO | NEISO | Internal | Shoulder | B12 | 200 | 99999 | 2920 | 37.91 | 37.92 | 0.01 | 0
2020 | HQ_NEISO_2_NEISO | HQ_NEISO | NEISO | Internal | Shoulder | B13 | 600 | 99999 | 2920 | 37.91 | 37.92 | 0.01 | 0
2020 | HQ_NEISO_2_NEISO | HQ_NEISO | NEISO | Internal | Shoulder | B14 | 900 | 99999 | 2920 | 37.91 | 37.92 | 0.01 | 0
2020 | HQ_NEISO_2_NEISO | HQ_NEISO | NEISO | Internal | Shoulder | B15 | 1203 | 99999 | 1143.24 | 37.91 | 37.92 | 0.01 | 0
2020 | HQ_NEISO_2_NEISO | HQ_NEISO | NEISO | Internal | Summer | B1 | 10 | 99999 | 2920 | 62.67 | 62.69 | 0.01 | 0
2020 | HQ_NEISO_2_NEISO | HQ_NEISO | NEISO | Internal | Summer | B2 | 25 | 99999 | 2920 | 61.33 | 61.34 | 0.01 | 0
2020 | HQ_NEISO_2_NEISO | HQ_NEISO | NEISO | Internal | Summer | B3 | 75 | 99999 | 2920 | 49.77 | 49.79 | 0.01 | 0
2020 | HQ_NEISO_2_NEISO | HQ_NEISO | NEISO | Internal | Summer | B4 | 100 | 99999 | 2920 | 48.7 | 48.71 | 0.01 | 0
2020 | HQ_NEISO_2_NEISO | HQ_NEISO | NEISO | Internal | Summer | B5 | 200 | 99999 | 2920 | 45.61 | 45.62 | 0.01 | 0
2020 | HQ_NEISO_2_NEISO | HQ_NEISO | NEISO | Internal | Summer | B6 | 300 | 99999 | 2920 | 38.98 | 38.99 | 0.01 | 0
2020 | HQ_NEISO_2_NEISO | HQ_NEISO | NEISO | Internal | Summer | B7 | 400 | 99999 | 2920 | 35.03 | 35.04 | 0.01 | 0
2020 | HQ_NEISO_2_NEISO | HQ_NEISO | NEISO | Internal | Summer | B8 | 500 | 99999 | 2920 | 35.03 | 35.04 | 0.01 | 0
2020 | HQ_NEISO_2_NEISO | HQ_NEISO | NEISO | Internal | Summer | B9 | 800 | 99999 | 2920 | 35.03 | 35.04 | 0.01 | 0
2020 | HQ_NEISO_2_NEISO | HQ_NEISO | NEISO | Internal | Summer | B10 | 1262 | 99999 | 795.94 | 35.03 | 35.04 | 0.01 | 0
2020 | HQ_NEISO_2_NEISO | HQ_NEISO | NEISO | Internal | Winter | B16 | 25 | 99999 | 2920 | 46.84 | 46.85 | 0.01 | 0
2020 | HQ_NEISO_2_NEISO | HQ_NEISO | NEISO | Internal | Winter | B17 | 100 | 99999 | 2920 | 46.84 | 46.85 | 0.01 | 0
2020 | HQ_NEISO_2_NEISO | HQ_NEISO | NEISO | Internal | Winter | B18 | 400 | 99999 | 2920 | 46.84 | 46.85 | 0.01 | 0
2020 | HQ_NEISO_2_NEISO | HQ_NEISO | NEISO | Internal | Winter | B19 | 700 | 99999 | 2920 | 46.74 | 46.75 | 0.01 | 0
2020 | HQ_NEISO_2_NEISO | HQ_NEISO | NEISO | Internal | Winter | B20 | 935 | 99999 | 1233.58 | 46.74 | 46.75 | 0.01 | 0
2020 | HQ_NY_2_NYISO_A-F | HQ_NY | NYISO_A-F | Internal | Shoulder | B11 | 25 | 99999 | 1000 | 41.71 | 41.72 | 0.01 | 0
2020 | HQ_NY_2_NYISO_A-F | HQ_NY | NYISO_A-F | Internal | Shoulder | B12 | 200 | 99999 | 1000 | 40.9 | 40.91 | 0.01 | 0
2020 | HQ_NY_2_NYISO_A-F | HQ_NY | NYISO_A-F | Internal | Shoulder | B13 | 600 | 99999 | 1000 | 40.43 | 40.44 | 0.01 | 0
2020 | HQ_NY_2_NYISO_A-F | HQ_NY | NYISO_A-F | Internal | Shoulder | B14 | 900 | 99999 | 1000 | 39.68 | 39.69 | 0.01 | 0
2020 | HQ_NY_2_NYISO_A-F | HQ_NY | NYISO_A-F | Internal | Shoulder | B15 | 1203 | 99999 | 188.69 | 39.68 | 39.69 | 0.01 | 0
2020 | HQ_NY_2_NYISO_A-F | HQ_NY | NYISO_A-F | Internal | Summer | B1 | 10 | 99999 | 1000 | 64.53 | 64.54 | 0.01 | 0
2020 | HQ_NY_2_NYISO_A-F | HQ_NY | NYISO_A-F | Internal | Summer | B2 | 25 | 99999 | 1000 | 64.14 | 64.15 | 0.01 | 0
2020 | HQ_NY_2_NYISO_A-F | HQ_NY | NYISO_A-F | Internal | Summer | B3 | 75 | 99999 | 1000 | 53.57 | 53.58 | 0.01 | 0
2020 | HQ_NY_2_NYISO_A-F | HQ_NY | NYISO_A-F | Internal | Summer | B4 | 100 | 99999 | 1000 | 52.5 | 52.51 | 0.01 | 0
2020 | HQ_NY_2_NYISO_A-F | HQ_NY | NYISO_A-F | Internal | Summer | B5 | 200 | 99999 | 1000 | 48.61 | 48.62 | 0.01 | 0
2020 | HQ_NY_2_NYISO_A-F | HQ_NY | NYISO_A-F | Internal | Summer | B6 | 300 | 99999 | 1000 | 42.78 | 42.79 | 0.01 | 0
2020 | HQ_NY_2_NYISO_A-F | HQ_NY | NYISO_A-F | Internal | Summer | B7 | 400 | 99999 | 1000 | 38.83 | 38.84 | 0.01 | 0
2020 | HQ_NY_2_NYISO_A-F | HQ_NY | NYISO_A-F | Internal | Summer | B8 | 500 | 99999 | 1000 | 37.84 | 37.86 | 0.01 | 0
2020 | HQ_NY_2_NYISO_A-F | HQ_NY | NYISO_A-F | Internal | Summer | B9 | 800 | 99999 | 1000 | 37.59 | 37.6 | 0.01 | 0
2020 | HQ_NY_2_NYISO_A-F | HQ_NY | NYISO_A-F | Internal | Summer | B10 | 1262 | 99999 | 30.11 | 37.59 | 37.6 | 0.01 | 0
2020 | HQ_NY_2_NYISO_A-F | HQ_NY | NYISO_A-F | Internal | Winter | B16 | 25 | 99999 | 1000 | 49.65 | 49.66 | 0.01 | 0
2020 | HQ_NY_2_NYISO_A-F | HQ_NY | NYISO_A-F | Internal | Winter | B17 | 100 | 99999 | 1000 | 46.8 | 46.81 | 0.01 | 0
2020 | HQ_NY_2_NYISO_A-F | HQ_NY | NYISO_A-F | Internal | Winter | B18 | 400 | 99999 | 1000 | 44.3 | 44.32 | 0.01 | 0
2020 | HQ_NY_2_NYISO_A-F | HQ_NY | NYISO_A-F | Internal | Winter | B19 | 700 | 99999 | 1000 | 43.74 | 43.75 | 0.01 | 0
2020 | HQ_NY_2_NYISO_A-F | HQ_NY | NYISO_A-F | Internal | Winter | B20 | 935 | 99999 | 229.95 | 43.42 | 43.43 | 0.01 | 0
2020 | HQ_IESO_2_IESO | HQ_IESO | IESO | Internal | Shoulder | B11 | 25 | 99999 | 400 | 44.75 | 44.77 | 0.01 | 0
2020 | HQ_IESO_2_IESO | HQ_IESO | IESO | Internal | Shoulder | B12 | 200 | 99999 | 400 | 36.1 | 36.12 | 0.01 | 0
2020 | HQ_IESO_2_IESO | HQ_IESO | IESO | Internal | Shoulder | B13 | 600 | 99999 | 400 | 33.43 | 33.44 | 0.01 | 0
2020 | HQ_IESO_2_IESO | HQ_IESO | IESO | Internal | Shoulder | B14 | 900 | 99999 | 400 | 32.68 | 32.69 | 0.01 | 0
2020 | HQ_IESO_2_IESO | HQ_IESO | IESO | Internal | Shoulder | B15 | 1203 | 99999 | 75.48 | 32.68 | 32.69 | 0.01 | 0
2020 | HQ_IESO_2_IESO | HQ_IESO | IESO | Internal | Summer | B1 | 10 | 99999 | 400 | 57.53 | 57.54 | 0.01 | 0
2020 | HQ_IESO_2_IESO | HQ_IESO | IESO | Internal | Summer | B2 | 25 | 99999 | 400 | 57.14 | 57.15 | 0.01 | 0
2020 | HQ_IESO_2_IESO | HQ_IESO | IESO | Internal | Summer | B3 | 75 | 99999 | 400 | 53.92 | 53.93 | 0.01 | 0
2020 | HQ_IESO_2_IESO | HQ_IESO | IESO | Internal | Summer | B4 | 100 | 99999 | 400 | 51.54 | 51.56 | 0.01 | 0
2020 | HQ_IESO_2_IESO | HQ_IESO | IESO | Internal | Summer | B5 | 200 | 99999 | 400 | 44.28 | 44.29 | 0.01 | 0
2020 | HQ_IESO_2_IESO | HQ_IESO | IESO | Internal | Summer | B6 | 300 | 99999 | 400 | 39.13 | 39.14 | 0.01 | 0
2020 | HQ_IESO_2_IESO | HQ_IESO | IESO | Internal | Summer | B7 | 400 | 99999 | 400 | 31.82 | 31.83 | 0.01 | 0
2020 | HQ_IESO_2_IESO | HQ_IESO | IESO | Internal | Summer | B8 | 500 | 99999 | 400 | 30.37 | 30.38 | 0.01 | 0
2020 | HQ_IESO_2_IESO | HQ_IESO | IESO | Internal | Summer | B9 | 800 | 99999 | 400 | 30.11 | 30.12 | 0.01 | 0
2020 | HQ_IESO_2_IESO | HQ_IESO | IESO | Internal | Summer | B10 | 1262 | 99999 | 12.04 | 30.11 | 30.12 | 0.01 | 0
2020 | HQ_IESO_2_IESO | HQ_IESO | IESO | Internal | Winter | B16 | 25 | 99999 | 400 | 43.22 | 43.23 | 0.01 | 0
2020 | HQ_IESO_2_IESO | HQ_IESO | IESO | Internal | Winter | B17 | 100 | 99999 | 400 | 39.32 | 39.33 | 0.01 | 0
2020 | HQ_IESO_2_IESO | HQ_IESO | IESO | Internal | Winter | B18 | 400 | 99999 | 400 | 36.83 | 36.84 | 0.01 | 0
2020 | HQ_IESO_2_IESO | HQ_IESO | IESO | Internal | Winter | B19 | 700 | 99999 | 400 | 36.26 | 36.27 | 0.01 | 0
2020 | HQ_IESO_2_IESO | HQ_IESO | IESO | Internal | Winter | B20 | 935 | 99999 | 91.98 | 36.26 | 36.27 | 0.01 | 0
2020 | IESO_2_MAPP_CA | IESO | MAPP_CA | Internal | Shoulder | B11 | 25 | 262 | 262 | 44.77 | 52.66 | 7 | 0.89
2020 | IESO_2_MAPP_CA | IESO | MAPP_CA | Internal | Shoulder | B12 | 200 | 262 | 262 | 36.12 | 44.02 | 7 | 0.91
2020 | IESO_2_MAPP_CA | IESO | MAPP_CA | Internal | Shoulder | B13 | 600 | 262 | 262 | 33.44 | 41.33 | 7 | 0.89
2020 | IESO_2_MAPP_CA | IESO | MAPP_CA | Internal | Shoulder | B14 | 900 | 262 | 262 | 32.69 | 40.31 | 7 | 0.62
2020 | IESO_2_MAPP_CA | IESO | MAPP_CA | Internal | Shoulder | B15 | 1203 | 262 | 262 | 32.69 | 40.31 | 7 | 0.62
2020 | IESO_2_MAPP_CA | IESO | MAPP_CA | Internal | Summer | B1 | 10 | 262 | 262 | 57.54 | 65.06 | 7 | 0.52
2020 | IESO_2_MAPP_CA | IESO | MAPP_CA | Internal | Summer | B2 | 25 | 262 | 262 | 57.15 | 65.04 | 7 | 0.89
2020 | IESO_2_MAPP_CA | IESO | MAPP_CA | Internal | Summer | B3 | 75 | 262 | 262 | 53.93 | 61.83 | 7 | 0.89
2020 | IESO_2_MAPP_CA | IESO | MAPP_CA | Internal | Summer | B4 | 100 | 262 | 262 | 51.56 | 59.45 | 7 | 0.89
2020 | IESO_2_MAPP_CA | IESO | MAPP_CA | Internal | Summer | B5 | 200 | 262 | 262 | 44.29 | 52.19 | 7 | 0.89
2020 | IESO_2_MAPP_CA | IESO | MAPP_CA | Internal | Summer | B6 | 300 | 262 | 262 | 39.14 | 47.03 | 7 | 0.89
2020 | IESO_2_MAPP_CA | IESO | MAPP_CA | Internal | Summer | B7 | 400 | 262 | 262 | 31.83 | 39.73 | 7 | 0.89
2020 | IESO_2_MAPP_CA | IESO | MAPP_CA | Internal | Summer | B8 | 500 | 262 | 262 | 30.38 | 38.27 | 7 | 0.89
2020 | IESO_2_MAPP_CA | IESO | MAPP_CA | Internal | Summer | B9 | 800 | 262 | 262 | 30.12 | 37.6 | 7 | 0.48
2020 | IESO_2_MAPP_CA | IESO | MAPP_CA | Internal | Summer | B10 | 1262 | 262 | 262 | 30.12 | 37.6 | 7 | 0.48
2020 | IESO_2_MAPP_CA | IESO | MAPP_CA | Internal | Winter | B16 | 25 | 262 | 262 | 43.23 | 51.13 | 7 | 0.89
2020 | IESO_2_MAPP_CA | IESO | MAPP_CA | Internal | Winter | B17 | 100 | 262 | 262 | 39.33 | 47.07 | 7 | 0.74
2020 | IESO_2_MAPP_CA | IESO | MAPP_CA | Internal | Winter | B18 | 400 | 262 | 172.29 | 36.84 | 43.84 | 7 | 0
2020 | IESO_2_MAPP_CA | IESO | MAPP_CA | Internal | Winter | B19 | 700 | 262 | 0 | 36.27 | 42.24 | 7 | 0
2020 | IESO_2_MAPP_CA | IESO | MAPP_CA | Internal | Winter | B20 | 935 | 262 | 0 | 36.27 | 39.22 | 7 | 0
2020 | IESO_2_MISO_MI | IESO | MISO_MI | Internal | Shoulder | B11 | 25 | 1840 | 2209.78 | 44.77 | 52.68 | 7 | 0.91
2020 | IESO_2_MISO_MI | IESO | MISO_MI | Internal | Shoulder | B12 | 200 | 1840 | 2802.28 | 36.12 | 44.03 | 7 | 0.91
2020 | IESO_2_MISO_MI | IESO | MISO_MI | Internal | Shoulder | B13 | 600 | 1840 | 2904.94 | 33.44 | 41.35 | 7 | 0.91
2020 | IESO_2_MISO_MI | IESO | MISO_MI | Internal | Shoulder | B14 | 900 | 1840 | 1840 | 32.69 | 40.21 | 7 | 0.52
2020 | IESO_2_MISO_MI | IESO | MISO_MI | Internal | Shoulder | B15 | 1203 | 1840 | 0 | 32.69 | 38.96 | 7 | 0
2020 | IESO_2_MISO_MI | IESO | MISO_MI | Internal | Summer | B1 | 10 | 1840 | 1840 | 57.54 | 65.21 | 7 | 0.67
2020 | IESO_2_MISO_MI | IESO | MISO_MI | Internal | Summer | B2 | 25 | 1840 | 1840 | 57.15 | 64.82 | 7 | 0.67
2020 | IESO_2_MISO_MI | IESO | MISO_MI | Internal | Summer | B3 | 75 | 1840 | 1840 | 53.93 | 61.42 | 7 | 0.49
2020 | IESO_2_MISO_MI | IESO | MISO_MI | Internal | Summer | B4 | 100 | 1840 | 1840 | 51.56 | 59.46 | 7 | 0.91
2020 | IESO_2_MISO_MI | IESO | MISO_MI | Internal | Summer | B5 | 200 | 1840 | 1840 | 44.29 | 52.2 | 7 | 0.91
2020 | IESO_2_MISO_MI | IESO | MISO_MI | Internal | Summer | B6 | 300 | 1840 | 1840 | 39.14 | 47.03 | 7 | 0.89
2020 | IESO_2_MISO_MI | IESO | MISO_MI | Internal | Summer | B7 | 400 | 1840 | 1840 | 31.83 | 39.7 | 7 | 0.87
2020 | IESO_2_MISO_MI | IESO | MISO_MI | Internal | Summer | B8 | 500 | 1840 | 1840 | 30.38 | 38.26 | 7 | 0.88
2020 | IESO_2_MISO_MI | IESO | MISO_MI | Internal | Summer | B9 | 800 | 1840 | 1840 | 30.12 | 37.13 | 7 | 0.01
2020 | IESO_2_MISO_MI | IESO | MISO_MI | Internal | Summer | B10 | 1262 | 1840 | 0 | 30.12 | 36.45 | 7 | 0
2020 | IESO_2_MISO_MI | IESO | MISO_MI | Internal | Winter | B16 | 25 | 1840 | 2763.83 | 43.23 | 51.14 | 7 | 0.91
2020 | IESO_2_MISO_MI | IESO | MISO_MI | Internal | Winter | B17 | 100 | 1840 | 877.48 | 39.33 | 46.33 | 7 | 0
2020 | IESO_2_MISO_MI | IESO | MISO_MI | Internal | Winter | B18 | 400 | 1840 | 0 | 36.84 | 42.63 | 7 | 0
2020 | IESO_2_MISO_MI | IESO | MISO_MI | Internal | Winter | B19 | 700 | 1840 | 0 | 36.27 | 40.94 | 7 | 0
2020 | IESO_2_MISO_MI | IESO | MISO_MI | Internal | Winter | B20 | 935 | 1840 | 0 | 36.27 | 37.94 | 7 | 0
2020 | IESO_2_MISO_W | IESO | MISO_W | Internal | Shoulder | B11 | 25 | 140 | 5122.86 | 44.77 | 52.67 | 7 | 0.91
2020 | IESO_2_MISO_W | IESO | MISO_W | Internal | Shoulder | B12 | 200 | 140 | 462.88 | 36.12 | 44.02 | 7 | 0.91
2020 | IESO_2_MISO_W | IESO | MISO_W | Internal | Shoulder | B13 | 600 | 140 | 516.17 | 33.44 | 41.35 | 7 | 0.91
2020 | IESO_2_MISO_W | IESO | MISO_W | Internal | Shoulder | B14 | 900 | 140 | 140 | 32.69 | 40.2 | 7 | 0.51
2020 | IESO_2_MISO_W | IESO | MISO_W | Internal | Shoulder | B15 | 1203 | 140 | 0 | 32.69 | 39.14 | 7 | 0
2020 | IESO_2_MISO_W | IESO | MISO_W | Internal | Summer | B1 | 10 | 140 | 1287.83 | 57.54 | 65.45 | 7 | 0.91
2020 | IESO_2_MISO_W | IESO | MISO_W | Internal | Summer | B2 | 25 | 140 | 2713.02 | 57.15 | 65.05 | 7 | 0.91
2020 | IESO_2_MISO_W | IESO | MISO_W | Internal | Summer | B3 | 75 | 140 | 3907.07 | 53.93 | 61.84 | 7 | 0.91
2020 | IESO_2_MISO_W | IESO | MISO_W | Internal | Summer | B4 | 100 | 140 | 4768.48 | 51.56 | 59.46 | 7 | 0.91
2020 | IESO_2_MISO_W | IESO | MISO_W | Internal | Summer | B5 | 200 | 140 | 5442.02 | 44.29 | 52.2 | 7 | 0.91
2020 | IESO_2_MISO_W | IESO | MISO_W | Internal | Summer | B6 | 300 | 140 | 4442.29 | 39.14 | 47.04 | 7 | 0.91
2020 | IESO_2_MISO_W | IESO | MISO_W | Internal | Summer | B7 | 400 | 140 | 961.04 | 31.83 | 39.74 | 7 | 0.91
2020 | IESO_2_MISO_W | IESO | MISO_W | Internal | Summer | B8 | 500 | 140 | 763.93 | 30.38 | 38.29 | 7 | 0.91
2020 | IESO_2_MISO_W | IESO | MISO_W | Internal | Summer | B9 | 800 | 140 | 140 | 30.12 | 37.25 | 7 | 0.12
2020 | IESO_2_MISO_W | IESO | MISO_W | Internal | Summer | B10 | 1262 | 140 | 0 | 30.12 | 36.43 | 7 | 0
2020 | IESO_2_MISO_W | IESO | MISO_W | Internal | Winter | B16 | 25 | 140 | 3212.47 | 43.23 | 51.14 | 7 | 0.91
2020 | IESO_2_MISO_W | IESO | MISO_W | Internal | Winter | B17 | 100 | 140 | 0 | 39.33 | 46.32 | 7 | 0
2020 | IESO_2_MISO_W | IESO | MISO_W | Internal | Winter | B18 | 400 | 140 | 0 | 36.84 | 42.76 | 7 | 0
2020 | IESO_2_MISO_W | IESO | MISO_W | Internal | Winter | B19 | 700 | 140 | 0 | 36.27 | 41.07 | 7 | 0
2020 | IESO_2_MISO_W | IESO | MISO_W | Internal | Winter | B20 | 935 | 140 | 0 | 36.27 | 38.06 | 7 | 0
2020 | IESO_2_NYISO_A-F | IESO | NYISO_A-F | Internal | Shoulder | B11 | 25 | 1725 | 0 | 44.77 | 41.72 | 7 | 0
2020 | IESO_2_NYISO_A-F | IESO | NYISO_A-F | Internal | Shoulder | B12 | 200 | 1725 | 0 | 36.12 | 40.91 | 7 | 0
2020 | IESO_2_NYISO_A-F | IESO | NYISO_A-F | Internal | Shoulder | B13 | 600 | 1725 | 363.35 | 33.44 | 40.44 | 7 | 0
2020 | IESO_2_NYISO_A-F | IESO | NYISO_A-F | Internal | Shoulder | B14 | 900 | 1725 | 898.31 | 32.69 | 39.69 | 7 | 0
2020 | IESO_2_NYISO_A-F | IESO | NYISO_A-F | Internal | Shoulder | B15 | 1203 | 1725 | 410.64 | 32.69 | 39.69 | 7 | 0
2020 | IESO_2_NYISO_A-F | IESO | NYISO_A-F | Internal | Summer | B1 | 10 | 1725 | 1067.07 | 57.54 | 64.54 | 7 | 0
2020 | IESO_2_NYISO_A-F | IESO | NYISO_A-F | Internal | Summer | B2 | 25 | 1725 | 174.97 | 57.15 | 64.15 | 7 | 0
2020 | IESO_2_NYISO_A-F | IESO | NYISO_A-F | Internal | Summer | B3 | 75 | 1725 | 0 | 53.93 | 53.58 | 7 | 0
2020 | IESO_2_NYISO_A-F | IESO | NYISO_A-F | Internal | Summer | B4 | 100 | 1725 | 0 | 51.56 | 52.51 | 7 | 0
2020 | IESO_2_NYISO_A-F | IESO | NYISO_A-F | Internal | Summer | B5 | 200 | 1725 | 0 | 44.29 | 48.62 | 7 | 0
2020 | IESO_2_NYISO_A-F | IESO | NYISO_A-F | Internal | Summer | B6 | 300 | 1725 | 0 | 39.14 | 42.79 | 7 | 0
2020 | IESO_2_NYISO_A-F | IESO | NYISO_A-F | Internal | Summer | B7 | 400 | 1725 | 1725 | 31.83 | 38.84 | 7 | 0.01
2020 | IESO_2_NYISO_A-F | IESO | NYISO_A-F | Internal | Summer | B8 | 500 | 1725 | 2681.79 | 30.38 | 37.86 | 7 | 0.48
2020 | IESO_2_NYISO_A-F | IESO | NYISO_A-F | Internal | Summer | B9 | 800 | 1725 | 2935.75 | 30.12 | 37.6 | 7 | 0.48
2020 | IESO_2_NYISO_A-F | IESO | NYISO_A-F | Internal | Summer | B10 | 1262 | 1725 | 2359.47 | 30.12 | 37.6 | 7 | 0.48
2020 | IESO_2_NYISO_A-F | IESO | NYISO_A-F | Internal | Winter | B16 | 25 | 1725 | 0 | 43.23 | 49.66 | 7 | 0
2020 | IESO_2_NYISO_A-F | IESO | NYISO_A-F | Internal | Winter | B17 | 100 | 1725 | 3674.53 | 39.33 | 46.81 | 7 | 0.48
2020 | IESO_2_NYISO_A-F | IESO | NYISO_A-F | Internal | Winter | B18 | 400 | 1725 | 4464.66 | 36.84 | 44.32 | 7 | 0.48
2020 | IESO_2_NYISO_A-F | IESO | NYISO_A-F | Internal | Winter | B19 | 700 | 1725 | 3506.15 | 36.27 | 43.75 | 7 | 0.48
2020 | IESO_2_NYISO_A-F | IESO | NYISO_A-F | Internal | Winter | B20 | 935 | 1725 | 1725 | 36.27 | 43.43 | 7 | 0.16
2020 | MAPP_CA_2_MISO_W | MAPP_CA | MISO_W | Internal | Shoulder | B11 | 25 | 1970 | 1785.05 | 52.66 | 52.67 | 0.01 | 0
2020 | MAPP_CA_2_MISO_W | MAPP_CA | MISO_W | Internal | Shoulder | B12 | 200 | 1970 | 0 | 44.02 | 44.02 | 0.01 | 0
2020 | MAPP_CA_2_MISO_W | MAPP_CA | MISO_W | Internal | Shoulder | B13 | 600 | 1970 | 8.78 | 41.33 | 41.35 | 0.01 | 0
2020 | MAPP_CA_2_MISO_W | MAPP_CA | MISO_W | Internal | Shoulder | B14 | 900 | 1970 | 0 | 40.31 | 40.2 | 0.01 | 0
2020 | MAPP_CA_2_MISO_W | MAPP_CA | MISO_W | Internal | Shoulder | B15 | 1203 | 1970 | 0 | 40.31 | 39.14 | 0.01 | 0
2020 | MAPP_CA_2_MISO_W | MAPP_CA | MISO_W | Internal | Summer | B1 | 10 | 1970 | 1970 | 65.06 | 65.45 | 0.01 | 0.38
2020 | MAPP_CA_2_MISO_W | MAPP_CA | MISO_W | Internal | Summer | B2 | 25 | 1970 | 1166.43 | 65.04 | 65.05 | 0.01 | 0
2020 | MAPP_CA_2_MISO_W | MAPP_CA | MISO_W | Internal | Summer | B3 | 75 | 1970 | 1107.42 | 61.83 | 61.84 | 0.01 | 0
2020 | MAPP_CA_2_MISO_W | MAPP_CA | MISO_W | Internal | Summer | B4 | 100 | 1970 | 1201.44 | 59.45 | 59.46 | 0.01 | 0
2020 | MAPP_CA_2_MISO_W | MAPP_CA | MISO_W | Internal | Summer | B5 | 200 | 1970 | 1275.57 | 52.19 | 52.2 | 0.01 | 0
2020 | MAPP_CA_2_MISO_W | MAPP_CA | MISO_W | Internal | Summer | B6 | 300 | 1970 | 364.45 | 47.03 | 47.04 | 0.01 | 0
2020 | MAPP_CA_2_MISO_W | MAPP_CA | MISO_W | Internal | Summer | B7 | 400 | 1970 | 93.62 | 39.73 | 39.74 | 0.01 | 0
2020 | MAPP_CA_2_MISO_W | MAPP_CA | MISO_W | Internal | Summer | B8 | 500 | 1970 | 14.98 | 38.27 | 38.29 | 0.01 | 0
2020 | MAPP_CA_2_MISO_W | MAPP_CA | MISO_W | Internal | Summer | B9 | 800 | 1970 | 0 | 37.6 | 37.25 | 0.01 | 0
2020 | MAPP_CA_2_MISO_W | MAPP_CA | MISO_W | Internal | Summer | B10 | 1262 | 1970 | 0 | 37.6 | 36.43 | 0.01 | 0
2020 | MAPP_CA_2_MISO_W | MAPP_CA | MISO_W | Internal | Winter | B16 | 25 | 1970 | 104.07 | 51.13 | 51.14 | 0.01 | 0
2020 | MAPP_CA_2_MISO_W | MAPP_CA | MISO_W | Internal | Winter | B17 | 100 | 1970 | 0 | 47.07 | 46.32 | 0.01 | 0
2020 | MAPP_CA_2_MISO_W | MAPP_CA | MISO_W | Internal | Winter | B18 | 400 | 1970 | 0 | 43.84 | 42.76 | 0.01 | 0
2020 | MAPP_CA_2_MISO_W | MAPP_CA | MISO_W | Internal | Winter | B19 | 700 | 1970 | 0 | 42.24 | 41.07 | 0.01 | 0
2020 | MAPP_CA_2_MISO_W | MAPP_CA | MISO_W | Internal | Winter | B20 | 935 | 1970 | 0 | 39.22 | 38.06 | 0.01 | 0
2020 | MAPP_US_2_MAPP_CA | MAPP_US | MAPP_CA | Internal | Shoulder | B11 | 25 | 165 | 0 | 52.66 | 52.66 | 7 | 0
2020 | MAPP_US_2_MAPP_CA | MAPP_US | MAPP_CA | Internal | Shoulder | B12 | 200 | 165 | 92.32 | 37.02 | 44.02 | 7 | 0
2020 | MAPP_US_2_MAPP_CA | MAPP_US | MAPP_CA | Internal | Shoulder | B13 | 600 | 165 | 0 | 35.9 | 41.33 | 7 | 0
2020 | MAPP_US_2_MAPP_CA | MAPP_US | MAPP_CA | Internal | Shoulder | B14 | 900 | 165 | 0 | 35.9 | 40.31 | 7 | 0
2020 | MAPP_US_2_MAPP_CA | MAPP_US | MAPP_CA | Internal | Shoulder | B15 | 1203 | 165 | 0 | 35.9 | 40.31 | 7 | 0
2020 | MAPP_US_2_MAPP_CA | MAPP_US | MAPP_CA | Internal | Summer | B1 | 10 | 165 | 0 | 59.73 | 65.06 | 7 | 0
2020 | MAPP_US_2_MAPP_CA | MAPP_US | MAPP_CA | Internal | Summer | B2 | 25 | 165 | 0 | 59.73 | 65.04 | 7 | 0
2020 | MAPP_US_2_MAPP_CA | MAPP_US | MAPP_CA | Internal | Summer | B3 | 75 | 165 | 0 | 59.14 | 61.83 | 7 | 0
2020 | MAPP_US_2_MAPP_CA | MAPP_US | MAPP_CA | Internal | Summer | B4 | 100 | 165 | 0 | 58.75 | 59.45 | 7 | 0
2020 | MAPP_US_2_MAPP_CA | MAPP_US | MAPP_CA | Internal | Summer | B5 | 200 | 165 | 0 | 51.61 | 52.19 | 7 | 0
2020 | MAPP_US_2_MAPP_CA | MAPP_US | MAPP_CA | Internal | Summer | B6 | 300 | 165 | 0 | 46.33 | 47.03 | 7 | 0
2020 | MAPP_US_2_MAPP_CA | MAPP_US | MAPP_CA | Internal | Summer | B7 | 400 | 165 | 0 | 39.02 | 39.73 | 7 | 0
2020 | MAPP_US_2_MAPP_CA | MAPP_US | MAPP_CA | Internal | Summer | B8 | 500 | 165 | 0 | 33.72 | 38.27 | 7 | 0
2020 | MAPP_US_2_MAPP_CA | MAPP_US | MAPP_CA | Internal | Summer | B9 | 800 | 165 | 0 | 32.63 | 37.6 | 7 | 0
2020 | MAPP_US_2_MAPP_CA | MAPP_US | MAPP_CA | Internal | Summer | B10 | 1262 | 165 | 0 | 31.73 | 37.6 | 7 | 0
2020 | MAPP_US_2_MAPP_CA | MAPP_US | MAPP_CA | Internal | Winter | B16 | 25 | 165 | 0 | 44.14 | 51.13 | 7 | 0
2020 | MAPP_US_2_MAPP_CA | MAPP_US | MAPP_CA | Internal | Winter | B17 | 100 | 165 | 307.27 | 39.32 | 47.07 | 7 | 0.75
2020 | MAPP_US_2_MAPP_CA | MAPP_US | MAPP_CA | Internal | Winter | B18 | 400 | 165 | 282.87 | 36.09 | 43.84 | 7 | 0.75
2020 | MAPP_US_2_MAPP_CA | MAPP_US | MAPP_CA | Internal | Winter | B19 | 700 | 165 | 0 | 36.09 | 42.24 | 7 | 0
2020 | MAPP_US_2_MAPP_CA | MAPP_US | MAPP_CA | Internal | Winter | B20 | 935 | 165 | 0 | 35.61 | 39.22 | 7 | 0
2020 | MAPP_US_2_MISO_W | MAPP_US | MISO_W | Internal | Shoulder | B11 | 25 | 2635 | 0 | 52.66 | 52.67 | 7 | 0
2020 | MAPP_US_2_MISO_W | MAPP_US | MISO_W | Internal | Shoulder | B12 | 200 | 2635 | 643.76 | 37.02 | 44.02 | 7 | 0
2020 | MAPP_US_2_MISO_W | MAPP_US | MISO_W | Internal | Shoulder | B13 | 600 | 2635 | 0 | 35.9 | 41.35 | 7 | 0
2020 | MAPP_US_2_MISO_W | MAPP_US | MISO_W | Internal | Shoulder | B14 | 900 | 2635 | 0 | 35.9 | 40.2 | 7 | 0
2020 | MAPP_US_2_MISO_W | MAPP_US | MISO_W | Internal | Shoulder | B15 | 1203 | 2635 | 0 | 35.9 | 39.14 | 7 | 0
2020 | MAPP_US_2_MISO_W | MAPP_US | MISO_W | Internal | Summer | B1 | 10 | 2635 | 0 | 59.73 | 65.45 | 7 | 0
2020 | MAPP_US_2_MISO_W | MAPP_US | MISO_W | Internal | Summer | B2 | 25 | 2635 | 0 | 59.73 | 65.05 | 7 | 0
2020 | MAPP_US_2_MISO_W | MAPP_US | MISO_W | Internal | Summer | B3 | 75 | 2635 | 0 | 59.14 | 61.84 | 7 | 0
2020 | MAPP_US_2_MISO_W | MAPP_US | MISO_W | Internal | Summer | B4 | 100 | 2635 | 0 | 58.75 | 59.46 | 7 | 0
2020 | MAPP_US_2_MISO_W | MAPP_US | MISO_W | Internal | Summer | B5 | 200 | 2635 | 0 | 51.61 | 52.2 | 7 | 0
2020 | MAPP_US_2_MISO_W | MAPP_US | MISO_W | Internal | Summer | B6 | 300 | 2635 | 0 | 46.33 | 47.04 | 7 | 0
2020 | MAPP_US_2_MISO_W | MAPP_US | MISO_W | Internal | Summer | B7 | 400 | 2635 | 0 | 39.02 | 39.74 | 7 | 0
2020 | MAPP_US_2_MISO_W | MAPP_US | MISO_W | Internal | Summer | B8 | 500 | 2635 | 0 | 33.72 | 38.29 | 7 | 0
2020 | MAPP_US_2_MISO_W | MAPP_US | MISO_W | Internal | Summer | B9 | 800 | 2635 | 0 | 32.63 | 37.25 | 7 | 0
2020 | MAPP_US_2_MISO_W | MAPP_US | MISO_W | Internal | Summer | B10 | 1262 | 2635 | 0 | 31.73 | 36.43 | 7 | 0
2020 | MAPP_US_2_MISO_W | MAPP_US | MISO_W | Internal | Winter | B16 | 25 | 2635 | 189.11 | 44.14 | 51.14 | 7 | 0
2020 | MAPP_US_2_MISO_W | MAPP_US | MISO_W | Internal | Winter | B17 | 100 | 2635 | 550.48 | 39.32 | 46.32 | 7 | 0
2020 | MAPP_US_2_MISO_W | MAPP_US | MISO_W | Internal | Winter | B18 | 400 | 2635 | 0 | 36.09 | 42.76 | 7 | 0
2020 | MAPP_US_2_MISO_W | MAPP_US | MISO_W | Internal | Winter | B19 | 700 | 2635 | 0 | 36.09 | 41.07 | 7 | 0
2020 | MAPP_US_2_MISO_W | MAPP_US | MISO_W | Internal | Winter | B20 | 935 | 2635 | 0 | 35.61 | 38.06 | 7 | 0
2020 | MAPP_US_2_NE | MAPP_US | NE | Internal | Shoulder | B11 | 25 | 2000 | 1347.3 | 52.66 | 59.66 | 7 | 0
2020 | MAPP_US_2_NE | MAPP_US | NE | Internal | Shoulder | B12 | 200 | 2000 | 234.32 | 37.02 | 44.02 | 7 | 0
2020 | MAPP_US_2_NE | MAPP_US | NE | Internal | Shoulder | B13 | 600 | 2000 | 425.15 | 35.9 | 42.9 | 7 | 0
2020 | MAPP_US_2_NE | MAPP_US | NE | Internal | Shoulder | B14 | 900 | 2000 | 0 | 35.9 | 41.86 | 7 | 0
2020 | MAPP_US_2_NE | MAPP_US | NE | Internal | Shoulder | B15 | 1203 | 2000 | 0 | 35.9 | 41.03 | 7 | 0
2020 | MAPP_US_2_NE | MAPP_US | NE | Internal | Summer | B1 | 10 | 2000 | 1012.2 | 59.73 | 66.73 | 7 | 0
2020 | MAPP_US_2_NE | MAPP_US | NE | Internal | Summer | B2 | 25 | 2000 | 1213.13 | 59.73 | 66.73 | 7 | 0
2020 | MAPP_US_2_NE | MAPP_US | NE | Internal | Summer | B3 | 75 | 2000 | 1204.52 | 59.14 | 66.14 | 7 | 0
2020 | MAPP_US_2_NE | MAPP_US | NE | Internal | Summer | B4 | 100 | 2000 | 1472.39 | 58.75 | 65.75 | 7 | 0
2020 | MAPP_US_2_NE | MAPP_US | NE | Internal | Summer | B5 | 200 | 2000 | 1020.8 | 51.61 | 58.61 | 7 | 0
2020 | MAPP_US_2_NE | MAPP_US | NE | Internal | Summer | B6 | 300 | 2000 | 1274.51 | 46.33 | 53.33 | 7 | 0
2020 | MAPP_US_2_NE | MAPP_US | NE | Internal | Summer | B7 | 400 | 2000 | 1636.15 | 39.02 | 46.02 | 7 | 0
2020 | MAPP_US_2_NE | MAPP_US | NE | Internal | Summer | B8 | 500 | 2000 | 1552.15 | 33.72 | 40.72 | 7 | 0
2020 | MAPP_US_2_NE | MAPP_US | NE | Internal | Summer | B9 | 800 | 2000 | 833.43 | 32.63 | 39.63 | 7 | 0
2020 | MAPP_US_2_NE | MAPP_US | NE | Internal | Summer | B10 | 1262 | 2000 | 749.56 | 31.73 | 38.73 | 7 | 0
2020 | MAPP_US_2_NE | MAPP_US | NE | Internal | Winter | B16 | 25 | 2000 | 1154.98 | 44.14 | 51.14 | 7 | 0
2020 | MAPP_US_2_NE | MAPP_US | NE | Internal | Winter | B17 | 100 | 2000 | 0 | 39.32 | 43.59 | 7 | 0
2020 | MAPP_US_2_NE | MAPP_US | NE | Internal | Winter | B18 | 400 | 2000 | 171.13 | 36.09 | 43.09 | 7 | 0
2020 | MAPP_US_2_NE | MAPP_US | NE | Internal | Winter | B19 | 700 | 2000 | 0 | 36.09 | 43.02 | 7 | 0
2020 | MAPP_US_2_NE | MAPP_US | NE | Internal | Winter | B20 | 935 | 2000 | 274.56 | 35.61 | 42.61 | 7 | 0
2020 | MARITIMES_2_NEISO | MARITIMES | NEISO | Internal | Shoulder | B11 | 25 | 99999 | 1400 | 37.91 | 37.92 | 0.01 | 0
2020 | MARITIMES_2_NEISO | MARITIMES | NEISO | Internal | Shoulder | B12 | 200 | 99999 | 1400 | 37.91 | 37.92 | 0.01 | 0
2020 | MARITIMES_2_NEISO | MARITIMES | NEISO | Internal | Shoulder | B13 | 600 | 99999 | 1400 | 37.91 | 37.92 | 0.01 | 0
2020 | MARITIMES_2_NEISO | MARITIMES | NEISO | Internal | Shoulder | B14 | 900 | 99999 | 1400 | 37.91 | 37.92 | 0.01 | 0
2020 | MARITIMES_2_NEISO | MARITIMES | NEISO | Internal | Shoulder | B15 | 1203 | 99999 | 426.43 | 37.91 | 37.92 | 0.01 | 0
2020 | MARITIMES_2_NEISO | MARITIMES | NEISO | Internal | Summer | B1 | 10 | 99999 | 1400 | 62.67 | 62.69 | 0.01 | 0
2020 | MARITIMES_2_NEISO | MARITIMES | NEISO | Internal | Summer | B2 | 25 | 99999 | 1400 | 61.33 | 61.34 | 0.01 | 0
2020 | MARITIMES_2_NEISO | MARITIMES | NEISO | Internal | Summer | B3 | 75 | 99999 | 1400 | 49.77 | 49.79 | 0.01 | 0
2020 | MARITIMES_2_NEISO | MARITIMES | NEISO | Internal | Summer | B4 | 100 | 99999 | 1400 | 48.7 | 48.71 | 0.01 | 0
2020 | MARITIMES_2_NEISO | MARITIMES | NEISO | Internal | Summer | B5 | 200 | 99999 | 1400 | 45.61 | 45.62 | 0.01 | 0
2020 | MARITIMES_2_NEISO | MARITIMES | NEISO | Internal | Summer | B6 | 300 | 99999 | 1400 | 38.98 | 38.99 | 0.01 | 0
2020 | MARITIMES_2_NEISO | MARITIMES | NEISO | Internal | Summer | B7 | 400 | 99999 | 1400 | 35.03 | 35.04 | 0.01 | 0
2020 | MARITIMES_2_NEISO | MARITIMES | NEISO | Internal | Summer | B8 | 500 | 99999 | 1400 | 35.03 | 35.04 | 0.01 | 0
2020 | MARITIMES_2_NEISO | MARITIMES | NEISO | Internal | Summer | B9 | 800 | 99999 | 1400 | 35.03 | 35.04 | 0.01 | 0
2020 | MARITIMES_2_NEISO | MARITIMES | NEISO | Internal | Summer | B10 | 1262 | 99999 | 236.13 | 35.03 | 35.04 | 0.01 | 0
2020 | MARITIMES_2_NEISO | MARITIMES | NEISO | Internal | Winter | B16 | 25 | 99999 | 1400 | 46.84 | 46.85 | 0.01 | 0
2020 | MARITIMES_2_NEISO | MARITIMES | NEISO | Internal | Winter | B17 | 100 | 99999 | 1400 | 46.84 | 46.85 | 0.01 | 0
2020 | MARITIMES_2_NEISO | MARITIMES | NEISO | Internal | Winter | B18 | 400 | 99999 | 1400 | 46.84 | 46.85 | 0.01 | 0
2020 | MARITIMES_2_NEISO | MARITIMES | NEISO | Internal | Winter | B19 | 700 | 99999 | 1400 | 46.74 | 46.75 | 0.01 | 0
2020 | MARITIMES_2_NEISO | MARITIMES | NEISO | Internal | Winter | B20 | 935 | 99999 | 475.94 | 46.74 | 46.75 | 0.01 | 0
2020 | MISO_IN_2_MISO_MI | MISO_IN | MISO_MI | Internal | Shoulder | B11 | 25 | 5000 | 0 | 52.7 | 52.68 | 0.01 | 0
2020 | MISO_IN_2_MISO_MI | MISO_IN | MISO_MI | Internal | Shoulder | B12 | 200 | 5000 | 0 | 44.04 | 44.03 | 0.01 | 0
2020 | MISO_IN_2_MISO_MI | MISO_IN | MISO_MI | Internal | Shoulder | B13 | 600 | 5000 | 0 | 41.36 | 41.35 | 0.01 | 0
2020 | MISO_IN_2_MISO_MI | MISO_IN | MISO_MI | Internal | Shoulder | B14 | 900 | 5000 | 0 | 40.22 | 40.21 | 0.01 | 0
2020 | MISO_IN_2_MISO_MI | MISO_IN | MISO_MI | Internal | Shoulder | B15 | 1203 | 5000 | 0 | 38.98 | 38.96 | 0.01 | 0
2020 | MISO_IN_2_MISO_MI | MISO_IN | MISO_MI | Internal | Summer | B1 | 10 | 5000 | 0 | 65.45 | 65.21 | 0.01 | 0
2020 | MISO_IN_2_MISO_MI | MISO_IN | MISO_MI | Internal | Summer | B2 | 25 | 5000 | 0 | 65.07 | 64.82 | 0.01 | 0
2020 | MISO_IN_2_MISO_MI | MISO_IN | MISO_MI | Internal | Summer | B3 | 75 | 5000 | 0 | 61.83 | 61.42 | 0.01 | 0
2020 | MISO_IN_2_MISO_MI | MISO_IN | MISO_MI | Internal | Summer | B4 | 100 | 5000 | 0 | 59.49 | 59.46 | 0.01 | 0
2020 | MISO_IN_2_MISO_MI | MISO_IN | MISO_MI | Internal | Summer | B5 | 200 | 5000 | 0 | 52.21 | 52.2 | 0.01 | 0
2020 | MISO_IN_2_MISO_MI | MISO_IN | MISO_MI | Internal | Summer | B6 | 300 | 5000 | 0 | 47.04 | 47.03 | 0.01 | 0
2020 | MISO_IN_2_MISO_MI | MISO_IN | MISO_MI | Internal | Summer | B7 | 400 | 5000 | 0 | 39.71 | 39.7 | 0.01 | 0
2020 | MISO_IN_2_MISO_MI | MISO_IN | MISO_MI | Internal | Summer | B8 | 500 | 5000 | 0 | 38.26 | 38.26 | 0.01 | 0
2020 | MISO_IN_2_MISO_MI | MISO_IN | MISO_MI | Internal | Summer | B9 | 800 | 5000 | 926.35 | 37.12 | 37.13 | 0.01 | 0
2020 | MISO_IN_2_MISO_MI | MISO_IN | MISO_MI | Internal | Summer | B10 | 1262 | 5000 | 1999.74 | 36.43 | 36.45 | 0.01 | 0
2020 | MISO_IN_2_MISO_MI | MISO_IN | MISO_MI | Internal | Winter | B16 | 25 | 5000 | 0 | 51.16 | 51.14 | 0.01 | 0
2020 | MISO_IN_2_MISO_MI | MISO_IN | MISO_MI | Internal | Winter | B17 | 100 | 5000 | 0 | 46.33 | 46.33 | 0.01 | 0
2020 | MISO_IN_2_MISO_MI | MISO_IN | MISO_MI | Internal | Winter | B18 | 400 | 5000 | 556.83 | 42.62 | 42.63 | 0.01 | 0
2020 | MISO_IN_2_MISO_MI | MISO_IN | MISO_MI | Internal | Winter | B19 | 700 | 5000 | 1628.09 | 40.93 | 40.94 | 0.01 | 0
2020 | MISO_IN_2_MISO_MI | MISO_IN | MISO_MI | Internal | Winter | B20 | 935 | 5000 | 978.88 | 37.93 | 37.94 | 0.01 | 0
2020 | MISO_IN_2_MISO_MO-IL | MISO_IN | MISO_MO-IL | Internal | Shoulder | B11 | 25 | 5000 | 0 | 52.7 | 52.68 | 0.01 | 0
2020 | MISO_IN_2_MISO_MO-IL | MISO_IN | MISO_MO-IL | Internal | Shoulder | B12 | 200 | 5000 | 0 | 44.04 | 44.03 | 0.01 | 0
2020 | MISO_IN_2_MISO_MO-IL | MISO_IN | MISO_MO-IL | Internal | Shoulder | B13 | 600 | 5000 | 0 | 41.36 | 41.35 | 0.01 | 0
2020 | MISO_IN_2_MISO_MO-IL | MISO_IN | MISO_MO-IL | Internal | Shoulder | B14 | 900 | 5000 | 0 | 40.22 | 40.21 | 0.01 | 0
2020 | MISO_IN_2_MISO_MO-IL | MISO_IN | MISO_MO-IL | Internal | Shoulder | B15 | 1203 | 5000 | 143.34 | 38.98 | 38.99 | 0.01 | 0
2020 | MISO_IN_2_MISO_MO-IL | MISO_IN | MISO_MO-IL | Internal | Summer | B1 | 10 | 5000 | 0 | 65.45 | 65.45 | 0.01 | 0
2020 | MISO_IN_2_MISO_MO-IL | MISO_IN | MISO_MO-IL | Internal | Summer | B2 | 25 | 5000 | 0 | 65.07 | 65.06 | 0.01 | 0
2020 | MISO_IN_2_MISO_MO-IL | MISO_IN | MISO_MO-IL | Internal | Summer | B3 | 75 | 5000 | 188.67 | 61.83 | 61.84 | 0.01 | 0
2020 | MISO_IN_2_MISO_MO-IL | MISO_IN | MISO_MO-IL | Internal | Summer | B4 | 100 | 5000 | 0 | 59.49 | 59.47 | 0.01 | 0
2020 | MISO_IN_2_MISO_MO-IL | MISO_IN | MISO_MO-IL | Internal | Summer | B5 | 200 | 5000 | 0 | 52.21 | 52.2 | 0.01 | 0
2020 | MISO_IN_2_MISO_MO-IL | MISO_IN | MISO_MO-IL | Internal | Summer | B6 | 300 | 5000 | 0 | 47.04 | 47.03 | 0.01 | 0
2020 | MISO_IN_2_MISO_MO-IL | MISO_IN | MISO_MO-IL | Internal | Summer | B7 | 400 | 5000 | 381.82 | 39.71 | 39.73 | 0.01 | 0
2020 | MISO_IN_2_MISO_MO-IL | MISO_IN | MISO_MO-IL | Internal | Summer | B8 | 500 | 5000 | 492.97 | 38.26 | 38.27 | 0.01 | 0
2020 | MISO_IN_2_MISO_MO-IL | MISO_IN | MISO_MO-IL | Internal | Summer | B9 | 800 | 5000 | 640.65 | 37.12 | 37.13 | 0.01 | 0
2020 | MISO_IN_2_MISO_MO-IL | MISO_IN | MISO_MO-IL | Internal | Summer | B10 | 1262 | 5000 | 0 | 36.43 | 36.42 | 0.01 | 0
2020 | MISO_IN_2_MISO_MO-IL | MISO_IN | MISO_MO-IL | Internal | Winter | B16 | 25 | 5000 | 0 | 51.16 | 51.14 | 0.01 | 0
2020 | MISO_IN_2_MISO_MO-IL | MISO_IN | MISO_MO-IL | Internal | Winter | B17 | 100 | 5000 | 0 | 46.33 | 46.32 | 0.01 | 0
2020 | MISO_IN_2_MISO_MO-IL | MISO_IN | MISO_MO-IL | Internal | Winter | B18 | 400 | 5000 | 0 | 42.62 | 42.61 | 0.01 | 0
2020 | MISO_IN_2_MISO_MO-IL | MISO_IN | MISO_MO-IL | Internal | Winter | B19 | 700 | 5000 | 0 | 40.93 | 40.91 | 0.01 | 0
2020 | MISO_IN_2_MISO_MO-IL | MISO_IN | MISO_MO-IL | Internal | Winter | B20 | 935 | 5000 | 0 | 37.93 | 37.94 | 0.01 | 0
2020 | MISO_IN_2_NonRTO_Midwest | MISO_IN | NonRTO_Midwest | Internal | Shoulder | B11 | 25 | 4800 | 1125.75 | 52.7 | 60.7 | 8 | 0
2020 | MISO_IN_2_NonRTO_Midwest | MISO_IN | NonRTO_Midwest | Internal | Shoulder | B12 | 200 | 4800 | 586.3 | 44.04 | 52.04 | 8 | 0
2020 | MISO_IN_2_NonRTO_Midwest | MISO_IN | NonRTO_Midwest | Internal | Shoulder | B13 | 600 | 4800 | 116.62 | 41.36 | 49.36 | 8 | 0
2020 | MISO_IN_2_NonRTO_Midwest | MISO_IN | NonRTO_Midwest | Internal | Shoulder | B14 | 900 | 4800 | 0 | 40.22 | 44.08 | 8 | 0
2020 | MISO_IN_2_NonRTO_Midwest | MISO_IN | NonRTO_Midwest | Internal | Shoulder | B15 | 1203 | 4800 | 0 | 38.98 | 35.79 | 8 | 0
2020 | MISO_IN_2_NonRTO_Midwest | MISO_IN | NonRTO_Midwest | Internal | Summer | B1 | 10 | 4800 | 0 | 65.45 | 69.83 | 8 | 0
2020 | MISO_IN_2_NonRTO_Midwest | MISO_IN | NonRTO_Midwest | Internal | Summer | B2 | 25 | 4800 | 0 | 65.07 | 69.83 | 8 | 0
2020 | MISO_IN_2_NonRTO_Midwest | MISO_IN | NonRTO_Midwest | Internal | Summer | B3 | 75 | 4800 | 1604.82 | 61.83 | 69.83 | 8 | 0
2020 | MISO_IN_2_NonRTO_Midwest | MISO_IN | NonRTO_Midwest | Internal | Summer | B4 | 100 | 4800 | 1353.3 | 59.49 | 67.49 | 8 | 0
2020 | MISO_IN_2_NonRTO_Midwest | MISO_IN | NonRTO_Midwest | Internal | Summer | B5 | 200 | 4800 | 1033.59 | 52.21 | 60.21 | 8 | 0
2020 | MISO_IN_2_NonRTO_Midwest | MISO_IN | NonRTO_Midwest | Internal | Summer | B6 | 300 | 4800 | 537.19 | 47.04 | 55.04 | 8 | 0
2020 | MISO_IN_2_NonRTO_Midwest | MISO_IN | NonRTO_Midwest | Internal | Summer | B7 | 400 | 4800 | 0 | 39.71 | 44.25 | 8 | 0
2020 | MISO_IN_2_NonRTO_Midwest | MISO_IN | NonRTO_Midwest | Internal | Summer | B8 | 500 | 4800 | 0 | 38.26 | 43.4 | 8 | 0
2020 | MISO_IN_2_NonRTO_Midwest | MISO_IN | NonRTO_Midwest | Internal | Summer | B9 | 800 | 4800 | 0 | 37.12 | 36.32 | 8 | 0
2020 | MISO_IN_2_NonRTO_Midwest | MISO_IN | NonRTO_Midwest | Internal | Summer | B10 | 1262 | 4800 | 0 | 36.43 | 35.18 | 8 | 0
2020 | MISO_IN_2_NonRTO_Midwest | MISO_IN | NonRTO_Midwest | Internal | Winter | B16 | 25 | 4800 | 2224.33 | 51.16 | 59.16 | 8 | 0
2020 | MISO_IN_2_NonRTO_Midwest | MISO_IN | NonRTO_Midwest | Internal | Winter | B17 | 100 | 4800 | 1079.78 | 46.33 | 54.33 | 8 | 0
2020 | MISO_IN_2_NonRTO_Midwest | MISO_IN | NonRTO_Midwest | Internal | Winter | B18 | 400 | 4800 | 294.2 | 42.62 | 50.62 | 8 | 0
2020 | MISO_IN_2_NonRTO_Midwest | MISO_IN | NonRTO_Midwest | Internal | Winter | B19 | 700 | 4800 | 0 | 40.93 | 44.25 | 8 | 0
2020 | MISO_IN_2_NonRTO_Midwest | MISO_IN | NonRTO_Midwest | Internal | Winter | B20 | 935 | 4800 | 0 | 37.93 | 35.87 | 8 | 0
2020 | MISO_IN_2_PJM_ROR | MISO_IN | PJM_ROR | Internal | Shoulder | B11 | 25 | 992 | 0 | 52.7 | 50.7 | 2 | 0
2020 | MISO_IN_2_PJM_ROR | MISO_IN | PJM_ROR | Internal | Shoulder | B12 | 200 | 992 | 0 | 44.04 | 46.01 | 2 | 0
2020 | MISO_IN_2_PJM_ROR | MISO_IN | PJM_ROR | Internal | Shoulder | B13 | 600 | 992 | 0 | 41.36 | 43.34 | 2 | 0
2020 | MISO_IN_2_PJM_ROR | MISO_IN | PJM_ROR | Internal | Shoulder | B14 | 900 | 992 | 0 | 40.22 | 40.59 | 2 | 0
2020 | MISO_IN_2_PJM_ROR | MISO_IN | PJM_ROR | Internal | Shoulder | B15 | 1203 | 992 | 0 | 38.98 | 37.56 | 2 | 0
2020 | MISO_IN_2_PJM_ROR | MISO_IN | PJM_ROR | Internal | Summer | B1 | 10 | 992 | 1391.83 | 65.45 | 67.45 | 2 | 0
2020 | MISO_IN_2_PJM_ROR | MISO_IN | PJM_ROR | Internal | Summer | B2 | 25 | 992 | 0 | 65.07 | 67.06 | 2 | 0
2020 | MISO_IN_2_PJM_ROR | MISO_IN | PJM_ROR | Internal | Summer | B3 | 75 | 992 | 0 | 61.83 | 62.54 | 2 | 0
2020 | MISO_IN_2_PJM_ROR | MISO_IN | PJM_ROR | Internal | Summer | B4 | 100 | 992 | 0 | 59.49 | 61.46 | 2 | 0
2020 | MISO_IN_2_PJM_ROR | MISO_IN | PJM_ROR | Internal | Summer | B5 | 200 | 992 | 0 | 52.21 | 54.2 | 2 | 0
2020 | MISO_IN_2_PJM_ROR | MISO_IN | PJM_ROR | Internal | Summer | B6 | 300 | 992 | 0 | 47.04 | 49.03 | 2 | 0
2020 | MISO_IN_2_PJM_ROR | MISO_IN | PJM_ROR | Internal | Summer | B7 | 400 | 992 | 0 | 39.71 | 41.01 | 2 | 0
2020 | MISO_IN_2_PJM_ROR | MISO_IN | PJM_ROR | Internal | Summer | B8 | 500 | 992 | 0 | 38.26 | 38.45 | 2 | 0
2020 | MISO_IN_2_PJM_ROR | MISO_IN | PJM_ROR | Internal | Summer | B9 | 800 | 992 | 0 | 37.12 | 36.76 | 2 | 0
2020 | MISO_IN_2_PJM_ROR | MISO_IN | PJM_ROR | Internal | Summer | B10 | 1262 | 992 | 0 | 36.43 | 35.21 | 2 | 0
2020 | MISO_IN_2_PJM_ROR | MISO_IN | PJM_ROR | Internal | Winter | B16 | 25 | 992 | 0 | 51.16 | 53.14 | 2 | 0
2020 | MISO_IN_2_PJM_ROR | MISO_IN | PJM_ROR | Internal | Winter | B17 | 100 | 992 | 0 | 46.33 | 48.32 | 2 | 0
2020 | MISO_IN_2_PJM_ROR | MISO_IN | PJM_ROR | Internal | Winter | B18 | 400 | 992 | 22.81 | 42.62 | 44.62 | 2 | 0
2020 | MISO_IN_2_PJM_ROR | MISO_IN | PJM_ROR | Internal | Winter | B19 | 700 | 992 | 0 | 40.93 | 42.37 | 2 | 0
2020 | MISO_IN_2_PJM_ROR | MISO_IN | PJM_ROR | Internal | Winter | B20 | 935 | 992 | 0 | 37.93 | 37.42 | 2 | 0
2020 | MISO_MI_2_MISO_IN | MISO_MI | MISO_IN | Internal | Shoulder | B11 | 25 | 2045 | 2045 | 52.68 | 52.7 | 0.01 | 0.01
2020 | MISO_MI_2_MISO_IN | MISO_MI | MISO_IN | Internal | Shoulder | B12 | 200 | 2045 | 1298.3 | 44.03 | 44.04 | 0.01 | 0
2020 | MISO_MI_2_MISO_IN | MISO_MI | MISO_IN | Internal | Shoulder | B13 | 600 | 2045 | 1270.15 | 41.35 | 41.36 | 0.01 | 0
2020 | MISO_MI_2_MISO_IN | MISO_MI | MISO_IN | Internal | Shoulder | B14 | 900 | 2045 | 582.82 | 40.21 | 40.22 | 0.01 | 0
2020 | MISO_MI_2_MISO_IN | MISO_MI | MISO_IN | Internal | Shoulder | B15 | 1203 | 2045 | 165.02 | 38.96 | 38.98 | 0.01 | 0
2020 | MISO_MI_2_MISO_IN | MISO_MI | MISO_IN | Internal | Summer | B1 | 10 | 2045 | 2045 | 65.21 | 65.45 | 0.01 | 0.23
2020 | MISO_MI_2_MISO_IN | MISO_MI | MISO_IN | Internal | Summer | B2 | 25 | 2045 | 2045 | 64.82 | 65.07 | 0.01 | 0.24
2020 | MISO_MI_2_MISO_IN | MISO_MI | MISO_IN | Internal | Summer | B3 | 75 | 2045 | 3874.72 | 61.42 | 61.83 | 0.01 | 0.4
2020 | MISO_MI_2_MISO_IN | MISO_MI | MISO_IN | Internal | Summer | B4 | 100 | 2045 | 2045 | 59.46 | 59.49 | 0.01 | 0.01
2020 | MISO_MI_2_MISO_IN | MISO_MI | MISO_IN | Internal | Summer | B5 | 200 | 2045 | 1687.23 | 52.2 | 52.21 | 0.01 | 0
2020 | MISO_MI_2_MISO_IN | MISO_MI | MISO_IN | Internal | Summer | B6 | 300 | 2045 | 482.55 | 47.03 | 47.04 | 0.01 | 0
2020 | MISO_MI_2_MISO_IN | MISO_MI | MISO_IN | Internal | Summer | B7 | 400 | 2045 | 648.7 | 39.7 | 39.71 | 0.01 | 0
2020 | MISO_MI_2_MISO_IN | MISO_MI | MISO_IN | Internal | Summer | B8 | 500 | 2045 | 0 | 38.26 | 38.26 | 0.01 | 0
2020 | MISO_MI_2_MISO_IN | MISO_MI | MISO_IN | Internal | Summer | B9 | 800 | 2045 | 0 | 37.13 | 37.12 | 0.01 | 0
2020 | MISO_MI_2_MISO_IN | MISO_MI | MISO_IN | Internal | Summer | B10 | 1262 | 2045 | 0 | 36.45 | 36.43 | 0.01 | 0
2020 | MISO_MI_2_MISO_IN | MISO_MI | MISO_IN | Internal | Winter | B16 | 25 | 2045 | 1887.87 | 51.14 | 51.16 | 0.01 | 0
2020 | MISO_MI_2_MISO_IN | MISO_MI | MISO_IN | Internal | Winter | B17 | 100 | 2045 | 0 | 46.33 | 46.33 | 0.01 | 0
2020 | MISO_MI_2_MISO_IN | MISO_MI | MISO_IN | Internal | Winter | B18 | 400 | 2045 | 0 | 42.63 | 42.62 | 0.01 | 0
2020 | MISO_MI_2_MISO_IN | MISO_MI | MISO_IN | Internal | Winter | B19 | 700 | 2045 | 0 | 40.94 | 40.93 | 0.01 | 0
2020 | MISO_MI_2_MISO_IN | MISO_MI | MISO_IN | Internal | Winter | B20 | 935 | 2045 | 0 | 37.94 | 37.93 | 0.01 | 0
2020 | MISO_MI_2_MISO_WUMS | MISO_MI | MISO_WUMS | Internal | Shoulder | B11 | 25 | 117 | 0 | 52.68 | 52.66 | 0.01 | 0
2020 | MISO_MI_2_MISO_WUMS | MISO_MI | MISO_WUMS | Internal | Shoulder | B12 | 200 | 117 | 0 | 44.03 | 44.01 | 0.01 | 0
2020 | MISO_MI_2_MISO_WUMS | MISO_MI | MISO_WUMS | Internal | Shoulder | B13 | 600 | 117 | 0 | 41.35 | 41.34 | 0.01 | 0
2020 | MISO_MI_2_MISO_WUMS | MISO_MI | MISO_WUMS | Internal | Shoulder | B14 | 900 | 117 | 0 | 40.21 | 40.2 | 0.01 | 0
2020 | MISO_MI_2_MISO_WUMS | MISO_MI | MISO_WUMS | Internal | Shoulder | B15 | 1203 | 117 | 0 | 38.96 | 38.95 | 0.01 | 0
2020 | MISO_MI_2_MISO_WUMS | MISO_MI | MISO_WUMS | Internal | Summer | B1 | 10 | 117 | 0 | 65.21 | 65.2 | 0.01 | 0
2020 | MISO_MI_2_MISO_WUMS | MISO_MI | MISO_WUMS | Internal | Summer | B2 | 25 | 117 | 0 | 64.82 | 64.8 | 0.01 | 0
2020 | MISO_MI_2_MISO_WUMS | MISO_MI | MISO_WUMS | Internal | Summer | B3 | 75 | 117 | 0 | 61.42 | 61.4 | 0.01 | 0
2020 | MISO_MI_2_MISO_WUMS | MISO_MI | MISO_WUMS | Internal | Summer | B4 | 100 | 117 | 0 | 59.46 | 59.46 | 0.01 | 0
2020 | MISO_MI_2_MISO_WUMS | MISO_MI | MISO_WUMS | Internal | Summer | B5 | 200 | 117 | 0 | 52.2 | 52.2 | 0.01 | 0
2020 | MISO_MI_2_MISO_WUMS | MISO_MI | MISO_WUMS | Internal | Summer | B6 | 300 | 117 | 0 | 47.03 | 47.03 | 0.01 | 0
2020 | MISO_MI_2_MISO_WUMS | MISO_MI | MISO_WUMS | Internal | Summer | B7 | 400 | 117 | 117 | 39.7 | 39.73 | 0.01 | 0.01
2020 | MISO_MI_2_MISO_WUMS | MISO_MI | MISO_WUMS | Internal | Summer | B8 | 500 | 117 | 4.84 | 38.26 | 38.27 | 0.01 | 0
2020 | MISO_MI_2_MISO_WUMS | MISO_MI | MISO_WUMS | Internal | Summer | B9 | 800 | 117 | 521.74 | 37.13 | 37.24 | 0.01 | 0.09
2020 | MISO_MI_2_MISO_WUMS | MISO_MI | MISO_WUMS | Internal | Summer | B10 | 1262 | 117 | 0 | 36.45 | 36.43 | 0.01 | 0
2020 | MISO_MI_2_MISO_WUMS | MISO_MI | MISO_WUMS | Internal | Winter | B16 | 25 | 117 | 0 | 51.14 | 51.14 | 0.01 | 0
2020 | MISO_MI_2_MISO_WUMS | MISO_MI | MISO_WUMS | Internal | Winter | B17 | 100 | 117 | 0 | 46.33 | 46.32 | 0.01 | 0
2020 | MISO_MI_2_MISO_WUMS | MISO_MI | MISO_WUMS | Internal | Winter | B18 | 400 | 117 | 142.91 | 42.63 | 42.73 | 0.01 | 0.09
2020 | MISO_MI_2_MISO_WUMS | MISO_MI | MISO_WUMS | Internal | Winter | B19 | 700 | 117 | 883.41 | 40.94 | 41.04 | 0.01 | 0.09
2020 | MISO_MI_2_MISO_WUMS | MISO_MI | MISO_WUMS | Internal | Winter | B20 | 935 | 117 | 754.38 | 37.94 | 38.04 | 0.01 | 0.09
2020 | MISO_MI_2_PJM_ROR | MISO_MI | PJM_ROR | Internal | Shoulder | B11 | 25 | 1424 | 0 | 52.68 | 50.7 | 2 | 0
2020 | MISO_MI_2_PJM_ROR | MISO_MI | PJM_ROR | Internal | Shoulder | B12 | 200 | 1424 | 0 | 44.03 | 46.01 | 2 | 0
2020 | MISO_MI_2_PJM_ROR | MISO_MI | PJM_ROR | Internal | Shoulder | B13 | 600 | 1424 | 0 | 41.35 | 43.34 | 2 | 0
2020 | MISO_MI_2_PJM_ROR | MISO_MI | PJM_ROR | Internal | Shoulder | B14 | 900 | 1424 | 0 | 40.21 | 40.59 | 2 | 0
2020 | MISO_MI_2_PJM_ROR | MISO_MI | PJM_ROR | Internal | Shoulder | B15 | 1203 | 1424 | 0 | 38.96 | 37.56 | 2 | 0
2020 | MISO_MI_2_PJM_ROR | MISO_MI | PJM_ROR | Internal | Summer | B1 | 10 | 1424 | 2832.4 | 65.21 | 67.45 | 2 | 0.24
2020 | MISO_MI_2_PJM_ROR | MISO_MI | PJM_ROR | Internal | Summer | B2 | 25 | 1424 | 1910.04 | 64.82 | 67.06 | 2 | 0.24
2020 | MISO_MI_2_PJM_ROR | MISO_MI | PJM_ROR | Internal | Summer | B3 | 75 | 1424 | 0 | 61.42 | 62.54 | 2 | 0
2020 | MISO_MI_2_PJM_ROR | MISO_MI | PJM_ROR | Internal | Summer | B4 | 100 | 1424 | 1127.87 | 59.46 | 61.46 | 2 | 0
2020 | MISO_MI_2_PJM_ROR | MISO_MI | PJM_ROR | Internal | Summer | B5 | 200 | 1424 | 1214.97 | 52.2 | 54.2 | 2 | 0
2020 | MISO_MI_2_PJM_ROR | MISO_MI | PJM_ROR | Internal | Summer | B6 | 300 | 1424 | 1305.94 | 47.03 | 49.03 | 2 | 0
2020 | MISO_MI_2_PJM_ROR | MISO_MI | PJM_ROR | Internal | Summer | B7 | 400 | 1424 | 0 | 39.7 | 41.01 | 2 | 0
2020 | MISO_MI_2_PJM_ROR | MISO_MI | PJM_ROR | Internal | Summer | B8 | 500 | 1424 | 0 | 38.26 | 38.45 | 2 | 0
2020 | MISO_MI_2_PJM_ROR | MISO_MI | PJM_ROR | Internal | Summer | B9 | 800 | 1424 | 0 | 37.13 | 36.76 | 2 | 0
2020 | MISO_MI_2_PJM_ROR | MISO_MI | PJM_ROR | Internal | Summer | B10 | 1262 | 1424 | 0 | 36.45 | 35.21 | 2 | 0
2020 | MISO_MI_2_PJM_ROR | MISO_MI | PJM_ROR | Internal | Winter | B16 | 25 | 1424 | 0 | 51.14 | 53.14 | 2 | 0
2020 | MISO_MI_2_PJM_ROR | MISO_MI | PJM_ROR | Internal | Winter | B17 | 100 | 1424 | 0 | 46.33 | 48.32 | 2 | 0
2020 | MISO_MI_2_PJM_ROR | MISO_MI | PJM_ROR | Internal | Winter | B18 | 400 | 1424 | 0 | 42.63 | 44.62 | 2 | 0
2020 | MISO_MI_2_PJM_ROR | MISO_MI | PJM_ROR | Internal | Winter | B19 | 700 | 1424 | 0 | 40.94 | 42.37 | 2 | 0
2020 | MISO_MI_2_PJM_ROR | MISO_MI | PJM_ROR | Internal | Winter | B20 | 935 | 1424 | 0 | 37.94 | 37.42 | 2 | 0
2020 | MISO_MO-IL_2_ENT | MISO_MO-IL | ENT | Internal | Shoulder | B11 | 25 | 2540 | 0 | 52.68 | 60.34 | 8 | 0
2020 | MISO_MO-IL_2_ENT | MISO_MO-IL | ENT | Internal | Shoulder | B12 | 200 | 2540 | 0 | 44.03 | 42.82 | 8 | 0
2020 | MISO_MO-IL_2_ENT | MISO_MO-IL | ENT | Internal | Shoulder | B13 | 600 | 2540 | 0 | 41.35 | 42.82 | 8 | 0
2020 | MISO_MO-IL_2_ENT | MISO_MO-IL | ENT | Internal | Shoulder | B14 | 900 | 2540 | 0 | 40.21 | 42.51 | 8 | 0
2020 | MISO_MO-IL_2_ENT | MISO_MO-IL | ENT | Internal | Shoulder | B15 | 1203 | 2540 | 0 | 38.99 | 42.51 | 8 | 0
2020 | MISO_MO-IL_2_ENT | MISO_MO-IL | ENT | Internal | Summer | B1 | 10 | 2540 | 0 | 65.45 | 69.54 | 8 | 0
2020 | MISO_MO-IL_2_ENT | MISO_MO-IL | ENT | Internal | Summer | B2 | 25 | 2540 | 0 | 65.06 | 65.06 | 8 | 0
2020 | MISO_MO-IL_2_ENT | MISO_MO-IL | ENT | Internal | Summer | B3 | 75 | 2540 | 0 | 61.84 | 63.04 | 8 | 0
2020 | MISO_MO-IL_2_ENT | MISO_MO-IL | ENT | Internal | Summer | B4 | 100 | 2540 | 0 | 59.47 | 63.04 | 8 | 0
2020 | MISO_MO-IL_2_ENT | MISO_MO-IL | ENT | Internal | Summer | B5 | 200 | 2540 | 0 | 52.2 | 59.2 | 8 | 0
2020 | MISO_MO-IL_2_ENT | MISO_MO-IL | ENT | Internal | Summer | B6 | 300 | 2540 | 0 | 47.03 | 48.67 | 8 | 0
2020 | MISO_MO-IL_2_ENT | MISO_MO-IL | ENT | Internal | Summer | B7 | 400 | 2540 | 0 | 39.73 | 44.65 | 8 | 0
2020 | MISO_MO-IL_2_ENT | MISO_MO-IL | ENT | Internal | Summer | B8 | 500 | 2540 | 0 | 38.27 | 41.44 | 8 | 0
2020 | MISO_MO-IL_2_ENT | MISO_MO-IL | ENT | Internal | Summer | B9 | 800 | 2540 | 0 | 37.13 | 41.44 | 8 | 0
2020 | MISO_MO-IL_2_ENT | MISO_MO-IL | ENT | Internal | Summer | B10 | 1262 | 2540 | 0 | 36.42 | 40.87 | 8 | 0
2020 | MISO_MO-IL_2_ENT | MISO_MO-IL | ENT | Internal | Winter | B16 | 25 | 2540 | 0 | 51.14 | 56.86 | 8 | 0
2020 | MISO_MO-IL_2_ENT | MISO_MO-IL | ENT | Internal | Winter | B17 | 100 | 2540 | 0 | 46.32 | 45.54 | 8 | 0
2020 | MISO_MO-IL_2_ENT | MISO_MO-IL | ENT | Internal | Winter | B18 | 400 | 2540 | 0 | 42.61 | 45.54 | 8 | 0
2020 | MISO_MO-IL_2_ENT | MISO_MO-IL | ENT | Internal | Winter | B19 | 700 | 2540 | 0 | 40.91 | 45.21 | 8 | 0
2020 | MISO_MO-IL_2_ENT | MISO_MO-IL | ENT | Internal | Winter | B20 | 935 | 2540 | 0 | 37.94 | 44.08 | 8 | 0
2020 | MISO_MO-IL_2_MISO_IN | MISO_MO-IL | MISO_IN | Internal | Shoulder | B11 | 25 | 2100 | 960.95 | 52.68 | 52.7 | 0.01 | 0
2020 | MISO_MO-IL_2_MISO_IN | MISO_MO-IL | MISO_IN | Internal | Shoulder | B12 | 200 | 2100 | 553.85 | 44.03 | 44.04 | 0.01 | 0
2020 | MISO_MO-IL_2_MISO_IN | MISO_MO-IL | MISO_IN | Internal | Shoulder | B13 | 600 | 2100 | 320.01 | 41.35 | 41.36 | 0.01 | 0
2020 | MISO_MO-IL_2_MISO_IN | MISO_MO-IL | MISO_IN | Internal | Shoulder | B14 | 900 | 2100 | 771.87 | 40.21 | 40.22 | 0.01 | 0
2020 | MISO_MO-IL_2_MISO_IN | MISO_MO-IL | MISO_IN | Internal | Shoulder | B15 | 1203 | 2100 | 0 | 38.99 | 38.98 | 0.01 | 0
2020 | MISO_MO-IL_2_MISO_IN | MISO_MO-IL | MISO_IN | Internal | Summer | B1 | 10 | 2100 | 0 | 65.45 | 65.45 | 0.01 | 0
2020 | MISO_MO-IL_2_MISO_IN | MISO_MO-IL | MISO_IN | Internal | Summer | B2 | 25 | 2100 | 918.26 | 65.06 | 65.07 | 0.01 | 0
2020 | MISO_MO-IL_2_MISO_IN | MISO_MO-IL | MISO_IN | Internal | Summer | B3 | 75 | 2100 | 0 | 61.84 | 61.83 | 0.01 | 0
2020 | MISO_MO-IL_2_MISO_IN | MISO_MO-IL | MISO_IN | Internal | Summer | B4 | 100 | 2100 | 571.05 | 59.47 | 59.49 | 0.01 | 0
2020 | MISO_MO-IL_2_MISO_IN | MISO_MO-IL | MISO_IN | Internal | Summer | B5 | 200 | 2100 | 325.95 | 52.2 | 52.21 | 0.01 | 0
2020 | MISO_MO-IL_2_MISO_IN | MISO_MO-IL | MISO_IN | Internal | Summer | B6 | 300 | 2100 | 98.2 | 47.03 | 47.04 | 0.01 | 0
2020 | MISO_MO-IL_2_MISO_IN | MISO_MO-IL | MISO_IN | Internal | Summer | B7 | 400 | 2100 | 0 | 39.73 | 39.71 | 0.01 | 0
2020 | MISO_MO-IL_2_MISO_IN | MISO_MO-IL | MISO_IN | Internal | Summer | B8 | 500 | 2100 | 0 | 38.27 | 38.26 | 0.01 | 0
2020 | MISO_MO-IL_2_MISO_IN | MISO_MO-IL | MISO_IN | Internal | Summer | B9 | 800 | 2100 | 0 | 37.13 | 37.12 | 0.01 | 0
2020 | MISO_MO-IL_2_MISO_IN | MISO_MO-IL | MISO_IN | Internal | Summer | B10 | 1262 | 2100 | 254.17 | 36.42 | 36.43 | 0.01 | 0
2020 | MISO_MO-IL_2_MISO_IN | MISO_MO-IL | MISO_IN | Internal | Winter | B16 | 25 | 2100 | 998.95 | 51.14 | 51.16 | 0.01 | 0
2020 | MISO_MO-IL_2_MISO_IN | MISO_MO-IL | MISO_IN | Internal | Winter | B17 | 100 | 2100 | 915.12 | 46.32 | 46.33 | 0.01 | 0
2020 | MISO_MO-IL_2_MISO_IN | MISO_MO-IL | MISO_IN | Internal | Winter | B18 | 400 | 2100 | 391.39 | 42.61 | 42.62 | 0.01 | 0
2020 | MISO_MO-IL_2_MISO_IN | MISO_MO-IL | MISO_IN | Internal | Winter | B19 | 700 | 2100 | 972.86 | 40.91 | 40.93 | 0.01 | 0
2020 | MISO_MO-IL_2_MISO_IN | MISO_MO-IL | MISO_IN | Internal | Winter | B20 | 935 | 2100 | 0 | 37.94 | 37.93 | 0.01 | 0
2020 | MISO_MO-IL_2_MISO_W | MISO_MO-IL | MISO_W | Internal | Shoulder | B11 | 25 | 960 | 0 | 52.68 | 52.67 | 0.01 | 0
2020 | MISO_MO-IL_2_MISO_W | MISO_MO-IL | MISO_W | Internal | Shoulder | B12 | 200 | 960 | 0 | 44.03 | 44.02 | 0.01 | 0
2020 | MISO_MO-IL_2_MISO_W | MISO_MO-IL | MISO_W | Internal | Shoulder | B13 | 600 | 960 | 0 | 41.35 | 41.35 | 0.01 | 0
2020 | MISO_MO-IL_2_MISO_W | MISO_MO-IL | MISO_W | Internal | Shoulder | B14 | 900 | 960 | 0 | 40.21 | 40.2 | 0.01 | 0
2020 | MISO_MO-IL_2_MISO_W | MISO_MO-IL | MISO_W | Internal | Shoulder | B15 | 1203 | 960 | 1194.68 | 38.99 | 39.14 | 0.01 | 0.14
2020 | MISO_MO-IL_2_MISO_W | MISO_MO-IL | MISO_W | Internal | Summer | B1 | 10 | 960 | 0 | 65.45 | 65.45 | 0.01 | 0
2020 | MISO_MO-IL_2_MISO_W | MISO_MO-IL | MISO_W | Internal | Summer | B2 | 25 | 960 | 0 | 65.06 | 65.05 | 0.01 | 0
2020 | MISO_MO-IL_2_MISO_W | MISO_MO-IL | MISO_W | Internal | Summer | B3 | 75 | 960 | 0 | 61.84 | 61.84 | 0.01 | 0
2020 | MISO_MO-IL_2_MISO_W | MISO_MO-IL | MISO_W | Internal | Summer | B4 | 100 | 960 | 0 | 59.47 | 59.46 | 0.01 | 0
2020 | MISO_MO-IL_2_MISO_W | MISO_MO-IL | MISO_W | Internal | Summer | B5 | 200 | 960 | 0 | 52.2 | 52.2 | 0.01 | 0
2020 | MISO_MO-IL_2_MISO_W | MISO_MO-IL | MISO_W | Internal | Summer | B6 | 300 | 960 | 661.21 | 47.03 | 47.04 | 0.01 | 0
2020 | MISO_MO-IL_2_MISO_W | MISO_MO-IL | MISO_W | Internal | Summer | B7 | 400 | 960 | 152.56 | 39.73 | 39.74 | 0.01 | 0
2020 | MISO_MO-IL_2_MISO_W | MISO_MO-IL | MISO_W | Internal | Summer | B8 | 500 | 960 | 270.02 | 38.27 | 38.29 | 0.01 | 0
2020 | MISO_MO-IL_2_MISO_W | MISO_MO-IL | MISO_W | Internal | Summer | B9 | 800 | 960 | 960 | 37.13 | 37.25 | 0.01 | 0.1
2020 | MISO_MO-IL_2_MISO_W | MISO_MO-IL | MISO_W | Internal | Summer | B10 | 1262 | 960 | 916.19 | 36.42 | 36.43 | 0.01 | 0
2020 | MISO_MO-IL_2_MISO_W | MISO_MO-IL | MISO_W | Internal | Winter | B16 | 25 | 960 | 0 | 51.14 | 51.14 | 0.01 | 0
2020 | MISO_MO-IL_2_MISO_W | MISO_MO-IL | MISO_W | Internal | Winter | B17 | 100 | 960 | 0 | 46.32 | 46.32 | 0.01 | 0
2020 | MISO_MO-IL_2_MISO_W | MISO_MO-IL | MISO_W | Internal | Winter | B18 | 400 | 960 | 963.08 | 42.61 | 42.76 | 0.01 | 0.14
2020 | MISO_MO-IL_2_MISO_W | MISO_MO-IL | MISO_W | Internal | Winter | B19 | 700 | 960 | 1053.49 | 40.91 | 41.07 | 0.01 | 0.14
2020 | MISO_MO-IL_2_MISO_W | MISO_MO-IL | MISO_W | Internal | Winter | B20 | 935 | 960 | 960 | 37.94 | 38.06 | 0.01 | 0.1
2020 | MISO_MO-IL_2_PJM_ROR | MISO_MO-IL | PJM_ROR | Internal | Shoulder | B11 | 25 | 1212 | 0 | 52.68 | 50.7 | 2 | 0
2020 | MISO_MO-IL_2_PJM_ROR | MISO_MO-IL | PJM_ROR | Internal | Shoulder | B12 | 200 | 1212 | 0 | 44.03 | 46.01 | 2 | 0
2020 | MISO_MO-IL_2_PJM_ROR | MISO_MO-IL | PJM_ROR | Internal | Shoulder | B13 | 600 | 1212 | 0 | 41.35 | 43.34 | 2 | 0
2020 | MISO_MO-IL_2_PJM_ROR | MISO_MO-IL | PJM_ROR | Internal | Shoulder | B14 | 900 | 1212 | 0 | 40.21 | 40.59 | 2 | 0
2020 | MISO_MO-IL_2_PJM_ROR | MISO_MO-IL | PJM_ROR | Internal | Shoulder | B15 | 1203 | 1212 | 0 | 38.99 | 37.56 | 2 | 0
2020 | MISO_MO-IL_2_PJM_ROR | MISO_MO-IL | PJM_ROR | Internal | Summer | B1 | 10 | 1212 | 495.4 | 65.45 | 67.45 | 2 | 0
2020 | MISO_MO-IL_2_PJM_ROR | MISO_MO-IL | PJM_ROR | Internal | Summer | B2 | 25 | 1212 | 562.94 | 65.06 | 67.06 | 2 | 0
2020 | MISO_MO-IL_2_PJM_ROR | MISO_MO-IL | PJM_ROR | Internal | Summer | B3 | 75 | 1212 | 0 | 61.84 | 62.54 | 2 | 0
2020 | MISO_MO-IL_2_PJM_ROR | MISO_MO-IL | PJM_ROR | Internal | Summer | B4 | 100 | 1212 | 0 | 59.47 | 61.46 | 2 | 0
2020 | MISO_MO-IL_2_PJM_ROR | MISO_MO-IL | PJM_ROR | Internal | Summer | B5 | 200 | 1212 | 430.94 | 52.2 | 54.2 | 2 | 0
2020 | MISO_MO-IL_2_PJM_ROR | MISO_MO-IL | PJM_ROR | Internal | Summer | B6 | 300 | 1212 | 637.93 | 47.03 | 49.03 | 2 | 0
2020 | MISO_MO-IL_2_PJM_ROR | MISO_MO-IL | PJM_ROR | Internal | Summer | B7 | 400 | 1212 | 0 | 39.73 | 41.01 | 2 | 0
2020 | MISO_MO-IL_2_PJM_ROR | MISO_MO-IL | PJM_ROR | Internal | Summer | B8 | 500 | 1212 | 0 | 38.27 | 38.45 | 2 | 0
2020 | MISO_MO-IL_2_PJM_ROR | MISO_MO-IL | PJM_ROR | Internal | Summer | B9 | 800 | 1212 | 0 | 37.13 | 36.76 | 2 | 0
2020 | MISO_MO-IL_2_PJM_ROR | MISO_MO-IL | PJM_ROR | Internal | Summer | B10 | 1262 | 1212 | 0 | 36.42 | 35.21 | 2 | 0
2020 | MISO_MO-IL_2_PJM_ROR | MISO_MO-IL | PJM_ROR | Internal | Winter | B16 | 25 | 1212 | 0 | 51.14 | 53.14 | 2 | 0
2020 | MISO_MO-IL_2_PJM_ROR | MISO_MO-IL | PJM_ROR | Internal | Winter | B17 | 100 | 1212 | 1180.27 | 46.32 | 48.32 | 2 | 0
2020 | MISO_MO-IL_2_PJM_ROR | MISO_MO-IL | PJM_ROR | Internal | Winter | B18 | 400 | 1212 | 1239.03 | 42.61 | 44.62 | 2 | 0.01
2020 | MISO_MO-IL_2_PJM_ROR | MISO_MO-IL | PJM_ROR | Internal | Winter | B19 | 700 | 1212 | 0 | 40.91 | 42.37 | 2 | 0
2020 | MISO_MO-IL_2_PJM_ROR | MISO_MO-IL | PJM_ROR | Internal | Winter | B20 | 935 | 1212 | 0 | 37.94 | 37.42 | 2 | 0
2020 | MISO_MO-IL_2_TVA_Transmission | MISO_MO-IL | TVA_Transmission | Internal | Shoulder | B11 | 25 | 4000 | 0 | 52.68 | 56.48 | 8 | 0
2020 | MISO_MO-IL_2_TVA_Transmission | MISO_MO-IL | TVA_Transmission | Internal | Shoulder | B12 | 200 | 4000 | 0 | 44.03 | 47.08 | 8 | 0
2020 | MISO_MO-IL_2_TVA_Transmission | MISO_MO-IL | TVA_Transmission | Internal | Shoulder | B13 | 600 | 4000 | 0 | 41.35 | 45.43 | 8 | 0
2020 | MISO_MO-IL_2_TVA_Transmission | MISO_MO-IL | TVA_Transmission | Internal | Shoulder | B14 | 900 | 4000 | 0 | 40.21 | 44.28 | 8 | 0
2020 | MISO_MO-IL_2_TVA_Transmission | MISO_MO-IL | TVA_Transmission | Internal | Shoulder | B15 | 1203 | 4000 | 0 | 38.99 | 42.96 | 8 | 0
2020 | MISO_MO-IL_2_TVA_Transmission | MISO_MO-IL | TVA_Transmission | Internal | Summer | B1 | 10 | 4000 | 1386.56 | 65.45 | 73.45 | 8 | 0
2020 | MISO_MO-IL_2_TVA_Transmission | MISO_MO-IL | TVA_Transmission | Internal | Summer | B2 | 25 | 4000 | 1036.4 | 65.06 | 73.06 | 8 | 0
2020 | MISO_MO-IL_2_TVA_Transmission | MISO_MO-IL | TVA_Transmission | Internal | Summer | B3 | 75 | 4000 | 0 | 61.84 | 68.54 | 8 | 0
2020 | MISO_MO-IL_2_TVA_Transmission | MISO_MO-IL | TVA_Transmission | Internal | Summer | B4 | 100 | 4000 | 0 | 59.47 | 67.46 | 8 | 0
2020 | MISO_MO-IL_2_TVA_Transmission | MISO_MO-IL | TVA_Transmission | Internal | Summer | B5 | 200 | 4000 | 0 | 52.2 | 59.05 | 8 | 0
2020 | MISO_MO-IL_2_TVA_Transmission | MISO_MO-IL | TVA_Transmission | Internal | Summer | B6 | 300 | 4000 | 0 | 47.03 | 51.56 | 8 | 0
2020 | MISO_MO-IL_2_TVA_Transmission | MISO_MO-IL | TVA_Transmission | Internal | Summer | B7 | 400 | 4000 | 0 | 39.73 | 45.27 | 8 | 0
2020 | MISO_MO-IL_2_TVA_Transmission | MISO_MO-IL | TVA_Transmission | Internal | Summer | B8 | 500 | 4000 | 0 | 38.27 | 42.76 | 8 | 0
2020 | MISO_MO-IL_2_TVA_Transmission | MISO_MO-IL | TVA_Transmission | Internal | Summer | B9 | 800 | 4000 | 0 | 37.13 | 41.89 | 8 | 0
2020 | MISO_MO-IL_2_TVA_Transmission | MISO_MO-IL | TVA_Transmission | Internal | Summer | B10 | 1262 | 4000 | 0 | 36.42 | 38.95 | 8 | 0
2020 | MISO_MO-IL_2_TVA_Transmission | MISO_MO-IL | TVA_Transmission | Internal | Winter | B16 | 25 | 4000 | 0 | 51.14 | 59 | 8 | 0
2020 | MISO_MO-IL_2_TVA_Transmission | MISO_MO-IL | TVA_Transmission | Internal | Winter | B17 | 100 | 4000 | 0 | 46.32 | 49.61 | 8 | 0
2020 | MISO_MO-IL_2_TVA_Transmission | MISO_MO-IL | TVA_Transmission | Internal | Winter | B18 | 400 | 4000 | 0 | 42.61 | 46.42 | 8 | 0
2020 | MISO_MO-IL_2_TVA_Transmission | MISO_MO-IL | TVA_Transmission | Internal | Winter | B19 | 700 | 4000 | 0 | 40.91 | 44.98 | 8 | 0
2020 | MISO_MO-IL_2_TVA_Transmission | MISO_MO-IL | TVA_Transmission | Internal | Winter | B20 | 935 | 4000 | 0 | 37.94 | 42.79 | 8 | 0
2020 | MISO_W_2_MAPP_CA | MISO_W | MAPP_CA | Internal | Shoulder | B11 | 25 | 700 | 0 | 52.67 | 52.66 | 0.01 | 0
2020 | MISO_W_2_MAPP_CA | MISO_W | MAPP_CA | Internal | Shoulder | B12 | 200 | 700 | 0 | 44.02 | 44.02 | 0.01 | 0
2020 | MISO_W_2_MAPP_CA | MISO_W | MAPP_CA | Internal | Shoulder | B13 | 600 | 700 | 0 | 41.35 | 41.33 | 0.01 | 0
2020 | MISO_W_2_MAPP_CA | MISO_W | MAPP_CA | Internal | Shoulder | B14 | 900 | 700 | 700 | 40.2 | 40.31 | 0.01 | 0.1
2020 | MISO_W_2_MAPP_CA | MISO_W | MAPP_CA | Internal | Shoulder | B15 | 1203 | 700 | 2629.33 | 39.14 | 40.31 | 0.01 | 1.16
2020 | MISO_W_2_MAPP_CA | MISO_W | MAPP_CA | Internal | Summer | B1 | 10 | 700 | 0 | 65.45 | 65.06 | 0.01 | 0
2020 | MISO_W_2_MAPP_CA | MISO_W | MAPP_CA | Internal | Summer | B2 | 25 | 700 | 0 | 65.05 | 65.04 | 0.01 | 0
2020 | MISO_W_2_MAPP_CA | MISO_W | MAPP_CA | Internal | Summer | B3 | 75 | 700 | 0 | 61.84 | 61.83 | 0.01 | 0
2020 | MISO_W_2_MAPP_CA | MISO_W | MAPP_CA | Internal | Summer | B4 | 100 | 700 | 0 | 59.46 | 59.45 | 0.01 | 0
2020 | MISO_W_2_MAPP_CA | MISO_W | MAPP_CA | Internal | Summer | B5 | 200 | 700 | 0 | 52.2 | 52.19 | 0.01 | 0
2020 | MISO_W_2_MAPP_CA | MISO_W | MAPP_CA | Internal | Summer | B6 | 300 | 700 | 0 | 47.04 | 47.03 | 0.01 | 0
2020 | MISO_W_2_MAPP_CA | MISO_W | MAPP_CA | Internal | Summer | B7 | 400 | 700 | 0 | 39.74 | 39.73 | 0.01 | 0
2020 | MISO_W_2_MAPP_CA | MISO_W | MAPP_CA | Internal | Summer | B8 | 500 | 700 | 0 | 38.29 | 38.27 | 0.01 | 0
2020 | MISO_W_2_MAPP_CA | MISO_W | MAPP_CA | Internal | Summer | B9 | 800 | 700 | 700 | 37.25 | 37.6 | 0.01 | 0.34
2020 | MISO_W_2_MAPP_CA | MISO_W | MAPP_CA | Internal | Summer | B10 | 1262 | 700 | 2519.06 | 36.43 | 37.6 | 0.01 | 1.16
2020 | MISO_W_2_MAPP_CA | MISO_W | MAPP_CA | Internal | Winter | B16 | 25 | 700 | 0 | 51.14 | 51.13 | 0.01 | 0
2020 | MISO_W_2_MAPP_CA | MISO_W | MAPP_CA | Internal | Winter | B17 | 100 | 700 | 700 | 46.32 | 47.07 | 0.01 | 0.74
2020 | MISO_W_2_MAPP_CA | MISO_W | MAPP_CA | Internal | Winter | B18 | 400 | 700 | 700 | 42.76 | 43.84 | 0.01 | 1.06
2020 | MISO_W_2_MAPP_CA | MISO_W | MAPP_CA | Internal | Winter | B19 | 700 | 700 | 1152.88 | 41.07 | 42.24 | 0.01 | 1.16
2020 | MISO_W_2_MAPP_CA | MISO_W | MAPP_CA | Internal | Winter | B20 | 935 | 700 | 3561.71 | 38.06 | 39.22 | 0.01 | 1.16
2020 | MISO_W_2_MISO_MO-IL | MISO_W | MISO_MO-IL | Internal | Shoulder | B11 | 25 | 3800 | 2908.85 | 52.67 | 52.68 | 0.01 | 0
2020 | MISO_W_2_MISO_MO-IL | MISO_W | MISO_MO-IL | Internal | Shoulder | B12 | 200 | 3800 | 0 | 44.02 | 44.03 | 0.01 | 0
2020 | MISO_W_2_MISO_MO-IL | MISO_W | MISO_MO-IL | Internal | Shoulder | B13 | 600 | 3800 | 0 | 41.35 | 41.35 | 0.01 | 0
2020 | MISO_W_2_MISO_MO-IL | MISO_W | MISO_MO-IL | Internal | Shoulder | B14 | 900 | 3800 | 198.37 | 40.2 | 40.21 | 0.01 | 0
2020 | MISO_W_2_MISO_MO-IL | MISO_W | MISO_MO-IL | Internal | Shoulder | B15 | 1203 | 3800 | 0 | 39.14 | 38.99 | 0.01 | 0
2020 | MISO_W_2_MISO_MO-IL | MISO_W | MISO_MO-IL | Internal | Summer | B1 | 10 | 3800 | 0 | 65.45 | 65.45 | 0.01 | 0
2020 | MISO_W_2_MISO_MO-IL | MISO_W | MISO_MO-IL | Internal | Summer | B2 | 25 | 3800 | 0 | 65.05 | 65.06 | 0.01 | 0
2020 | MISO_W_2_MISO_MO-IL | MISO_W | MISO_MO-IL | Internal | Summer | B3 | 75 | 3800 | 0 | 61.84 | 61.84 | 0.01 | 0
2020 | MISO_W_2_MISO_MO-IL | MISO_W | MISO_MO-IL | Internal | Summer | B4 | 100 | 3800 | 275.82 | 59.46 | 59.47 | 0.01 | 0
2020 | MISO_W_2_MISO_MO-IL | MISO_W | MISO_MO-IL | Internal | Summer | B5 | 200 | 3800 | 0 | 52.2 | 52.2 | 0.01 | 0
2020 | MISO_W_2_MISO_MO-IL | MISO_W | MISO_MO-IL | Internal | Summer | B6 | 300 | 3800 | 0 | 47.04 | 47.03 | 0.01 | 0
2020 | MISO_W_2_MISO_MO-IL | MISO_W | MISO_MO-IL | Internal | Summer | B7 | 400 | 3800 | 0 | 39.74 | 39.73 | 0.01 | 0
2020 | MISO_W_2_MISO_MO-IL | MISO_W | MISO_MO-IL | Internal | Summer | B8 | 500 | 3800 | 0 | 38.29 | 38.27 | 0.01 | 0
2020 | MISO_W_2_MISO_MO-IL | MISO_W | MISO_MO-IL | Internal | Summer | B9 | 800 | 3800 | 0 | 37.25 | 37.13 | 0.01 | 0
2020 | MISO_W_2_MISO_MO-IL | MISO_W | MISO_MO-IL | Internal | Summer | B10 | 1262 | 3800 | 0 | 36.43 | 36.42 | 0.01 | 0
2020 | MISO_W_2_MISO_MO-IL | MISO_W | MISO_MO-IL | Internal | Winter | B16 | 25 | 3800 | 0 | 51.14 | 51.14 | 0.01 | 0
2020 | MISO_W_2_MISO_MO-IL | MISO_W | MISO_MO-IL | Internal | Winter | B17 | 100 | 3800 | 0 | 46.32 | 46.32 | 0.01 | 0
2020 | MISO_W_2_MISO_MO-IL | MISO_W | MISO_MO-IL | Internal | Winter | B18 | 400 | 3800 | 0 | 42.76 | 42.61 | 0.01 | 0
2020 | MISO_W_2_MISO_MO-IL | MISO_W | MISO_MO-IL | Internal | Winter | B19 | 700 | 3800 | 0 | 41.07 | 40.91 | 0.01 | 0
2020 | MISO_W_2_MISO_MO-IL | MISO_W | MISO_MO-IL | Internal | Winter | B20 | 935 | 3800 | 0 | 38.06 | 37.94 | 0.01 | 0
2020 | MISO_W_2_MISO_WUMS | MISO_W | MISO_WUMS | Internal | Shoulder | B11 | 25 | 1629 | 0 | 52.67 | 52.66 | 0.01 | 0
2020 | MISO_W_2_MISO_WUMS | MISO_W | MISO_WUMS | Internal | Shoulder | B12 | 200 | 1629 | 0 | 44.02 | 44.01 | 0.01 | 0
2020 | MISO_W_2_MISO_WUMS | MISO_W | MISO_WUMS | Internal | Shoulder | B13 | 600 | 1629 | 0 | 41.35 | 41.34 | 0.01 | 0
2020 | MISO_W_2_MISO_WUMS | MISO_W | MISO_WUMS | Internal | Shoulder | B14 | 900 | 1629 | 0 | 40.2 | 40.2 | 0.01 | 0
2020 | MISO_W_2_MISO_WUMS | MISO_W | MISO_WUMS | Internal | Shoulder | B15 | 1203 | 1629 | 0 | 39.14 | 38.95 | 0.01 | 0
2020 | MISO_W_2_MISO_WUMS | MISO_W | MISO_WUMS | Internal | Summer | B1 | 10 | 1629 | 0 | 65.45 | 65.2 | 0.01 | 0
2020 | MISO_W_2_MISO_WUMS | MISO_W | MISO_WUMS | Internal | Summer | B2 | 25 | 1629 | 0 | 65.05 | 64.8 | 0.01 | 0
2020 | MISO_W_2_MISO_WUMS | MISO_W | MISO_WUMS | Internal | Summer | B3 | 75 | 1629 | 0 | 61.84 | 61.4 | 0.01 | 0
2020 | MISO_W_2_MISO_WUMS | MISO_W | MISO_WUMS | Internal | Summer | B4 | 100 | 1629 | 0 | 59.46 | 59.46 | 0.01 | 0
2020 | MISO_W_2_MISO_WUMS | MISO_W | MISO_WUMS | Internal | Summer | B5 | 200 | 1629 | 0 | 52.2 | 52.2 | 0.01 | 0
2020 | MISO_W_2_MISO_WUMS | MISO_W | MISO_WUMS | Internal | Summer | B6 | 300 | 1629 | 0 | 47.04 | 47.03 | 0.01 | 0
2020 | MISO_W_2_MISO_WUMS | MISO_W | MISO_WUMS | Internal | Summer | B7 | 400 | 1629 | 0 | 39.74 | 39.73 | 0.01 | 0
2020 | MISO_W_2_MISO_WUMS | MISO_W | MISO_WUMS | Internal | Summer | B8 | 500 | 1629 | 0 | 38.29 | 38.27 | 0.01 | 0
2020 | MISO_W_2_MISO_WUMS | MISO_W | MISO_WUMS | Internal | Summer | B9 | 800 | 1629 | 0 | 37.25 | 37.24 | 0.01 | 0
2020 | MISO_W_2_MISO_WUMS | MISO_W | MISO_WUMS | Internal | Summer | B10 | 1262 | 1629 | 0 | 36.43 | 36.43 | 0.01 | 0
2020 | MISO_W_2_MISO_WUMS | MISO_W | MISO_WUMS | Internal | Winter | B16 | 25 | 1629 | 0 | 51.14 | 51.14 | 0.01 | 0
2020 | MISO_W_2_MISO_WUMS | MISO_W | MISO_WUMS | Internal | Winter | B17 | 100 | 1629 | 0 | 46.32 | 46.32 | 0.01 | 0
2020 | MISO_W_2_MISO_WUMS | MISO_W | MISO_WUMS | Internal | Winter | B18 | 400 | 1629 | 0 | 42.76 | 42.73 | 0.01 | 0
2020 | MISO_W_2_MISO_WUMS | MISO_W | MISO_WUMS | Internal | Winter | B19 | 700 | 1629 | 0 | 41.07 | 41.04 | 0.01 | 0
2020 | MISO_W_2_MISO_WUMS | MISO_W | MISO_WUMS | Internal | Winter | B20 | 935 | 1629 | 0 | 38.06 | 38.04 | 0.01 | 0
2020 | MISO_W_2_PJM_ROR | MISO_W | PJM_ROR | Internal | Shoulder | B11 | 25 | 773 | 0 | 52.67 | 50.7 | 2 | 0
2020 | MISO_W_2_PJM_ROR | MISO_W | PJM_ROR | Internal | Shoulder | B12 | 200 | 773 | 0 | 44.02 | 46.01 | 2 | 0
2020 | MISO_W_2_PJM_ROR | MISO_W | PJM_ROR | Internal | Shoulder | B13 | 600 | 773 | 0 | 41.35 | 43.34 | 2 | 0
2020 | MISO_W_2_PJM_ROR | MISO_W | PJM_ROR | Internal | Shoulder | B14 | 900 | 773 | 0 | 40.2 | 40.59 | 2 | 0
2020 | MISO_W_2_PJM_ROR | MISO_W | PJM_ROR | Internal | Shoulder | B15 | 1203 | 773 | 0 | 39.14 | 37.56 | 2 | 0
2020 | MISO_W_2_PJM_ROR | MISO_W | PJM_ROR | Internal | Summer | B1 | 10 | 773 | 1736.97 | 65.45 | 67.45 | 2 | 0
2020 | MISO_W_2_PJM_ROR | MISO_W | PJM_ROR | Internal | Summer | B2 | 25 | 773 | 1485.97 | 65.05 | 67.06 | 2 | 0
2020 | MISO_W_2_PJM_ROR | MISO_W | PJM_ROR | Internal | Summer | B3 | 75 | 773 | 0 | 61.84 | 62.54 | 2 | 0
2020 | MISO_W_2_PJM_ROR | MISO_W | PJM_ROR | Internal | Summer | B4 | 100 | 773 | 396.84 | 59.46 | 61.46 | 2 | 0
2020 | MISO_W_2_PJM_ROR | MISO_W | PJM_ROR | Internal | Summer | B5 | 200 | 773 | 2355.26 | 52.2 | 54.2 | 2 | 0
2020 | MISO_W_2_PJM_ROR | MISO_W | PJM_ROR | Internal | Summer | B6 | 300 | 773 | 0 | 47.04 | 49.03 | 2 | 0
2020 | MISO_W_2_PJM_ROR | MISO_W | PJM_ROR | Internal | Summer | B7 | 400 | 773 | 0 | 39.74 | 41.01 | 2 | 0
2020 | MISO_W_2_PJM_ROR | MISO_W | PJM_ROR | Internal | Summer | B8 | 500 | 773 | 0 | 38.29 | 38.45 | 2 | 0
2020 | MISO_W_2_PJM_ROR | MISO_W | PJM_ROR | Internal | Summer | B9 | 800 | 773 | 0 | 37.25 | 36.76 | 2 | 0
2020 | MISO_W_2_PJM_ROR | MISO_W | PJM_ROR | Internal | Summer | B10 | 1262 | 773 | 0 | 36.43 | 35.21 | 2 | 0
2020 | MISO_W_2_PJM_ROR | MISO_W | PJM_ROR | Internal | Winter | B16 | 25 | 773 | 3720.26 | 51.14 | 53.14 | 2 | 0
2020 | MISO_W_2_PJM_ROR | MISO_W | PJM_ROR | Internal | Winter | B17 | 100 | 773 | 661.58 | 46.32 | 48.32 | 2 | 0
2020 | MISO_W_2_PJM_ROR | MISO_W | PJM_ROR | Internal | Winter | B18 | 400 | 773 | 0 | 42.76 | 44.62 | 2 | 0
2020 | MISO_W_2_PJM_ROR | MISO_W | PJM_ROR | Internal | Winter | B19 | 700 | 773 | 0 | 41.07 | 42.37 | 2 | 0
2020 | MISO_W_2_PJM_ROR | MISO_W | PJM_ROR | Internal | Winter | B20 | 935 | 773 | 0 | 38.06 | 37.42 | 2 | 0
2020 | MISO_W_2_SPP_N | MISO_W | SPP_N | Internal | Shoulder | B11 | 25 | 3200 | 1667.68 | 52.67 | 59.67 | 7 | 0
2020 | MISO_W_2_SPP_N | MISO_W | SPP_N | Internal | Shoulder | B12 | 200 | 3200 | 0 | 44.02 | 44.03 | 7 | 0
2020 | MISO_W_2_SPP_N | MISO_W | SPP_N | Internal | Shoulder | B13 | 600 | 3200 | 0 | 41.35 | 42.91 | 7 | 0
2020 | MISO_W_2_SPP_N | MISO_W | SPP_N | Internal | Shoulder | B14 | 900 | 3200 | 0 | 40.2 | 41.87 | 7 | 0
2020 | MISO_W_2_SPP_N | MISO_W | SPP_N | Internal | Shoulder | B15 | 1203 | 3200 | 0 | 39.14 | 41.04 | 7 | 0
2020 | MISO_W_2_SPP_N | MISO_W | SPP_N | Internal | Summer | B1 | 10 | 3200 | 0 | 65.45 | 67.44 | 7 | 0
2020 | MISO_W_2_SPP_N | MISO_W | SPP_N | Internal | Summer | B2 | 25 | 3200 | 0 | 65.05 | 67.44 | 7 | 0
2020 | MISO_W_2_SPP_N | MISO_W | SPP_N | Internal | Summer | B3 | 75 | 3200 | 0 | 61.84 | 66.85 | 7 | 0
2020 | MISO_W_2_SPP_N | MISO_W | SPP_N | Internal | Summer | B4 | 100 | 3200 | 101.67 | 59.46 | 66.46 | 7 | 0
2020 | MISO_W_2_SPP_N | MISO_W | SPP_N | Internal | Summer | B5 | 200 | 3200 | 0 | 52.2 | 58.62 | 7 | 0
2020 | MISO_W_2_SPP_N | MISO_W | SPP_N | Internal | Summer | B6 | 300 | 3200 | 2831.1 | 47.04 | 54.04 | 7 | 0
2020 | MISO_W_2_SPP_N | MISO_W | SPP_N | Internal | Summer | B7 | 400 | 3200 | 97.74 | 39.74 | 46.74 | 7 | 0
2020 | MISO_W_2_SPP_N | MISO_W | SPP_N | Internal | Summer | B8 | 500 | 3200 | 0 | 38.29 | 41.43 | 7 | 0
2020 | MISO_W_2_SPP_N | MISO_W | SPP_N | Internal | Summer | B9 | 800 | 3200 | 0 | 37.25 | 40.34 | 7 | 0
2020 | MISO_W_2_SPP_N | MISO_W | SPP_N | Internal | Summer | B10 | 1262 | 3200 | 0 | 36.43 | 39.45 | 7 | 0
2020 | MISO_W_2_SPP_N | MISO_W | SPP_N | Internal | Winter | B16 | 25 | 3200 | 0 | 51.14 | 51.86 | 7 | 0
2020 | MISO_W_2_SPP_N | MISO_W | SPP_N | Internal | Winter | B17 | 100 | 3200 | 0 | 46.32 | 44.31 | 7 | 0
2020 | MISO_W_2_SPP_N | MISO_W | SPP_N | Internal | Winter | B18 | 400 | 3200 | 0 | 42.76 | 43.81 | 7 | 0
2020 | MISO_W_2_SPP_N | MISO_W | SPP_N | Internal | Winter | B19 | 700 | 3200 | 0 | 41.07 | 43.71 | 7 | 0
2020 | MISO_W_2_SPP_N | MISO_W | SPP_N | Internal | Winter | B20 | 935 | 3200 | 0 | 38.06 | 43.32 | 7 | 0
2020 | MISO_WUMS_2_MISO_MI | MISO_WUMS | MISO_MI | Internal | Shoulder | B11 | 25 | 99 | 449.57 | 52.66 | 52.68 | 0.01 | 0
2020 | MISO_WUMS_2_MISO_MI | MISO_WUMS | MISO_MI | Internal | Shoulder | B12 | 200 | 99 | 587.68 | 44.01 | 44.03 | 0.01 | 0
2020 | MISO_WUMS_2_MISO_MI | MISO_WUMS | MISO_MI | Internal | Shoulder | B13 | 600 | 99 | 383.4 | 41.34 | 41.35 | 0.01 | 0
2020 | MISO_WUMS_2_MISO_MI | MISO_WUMS | MISO_MI | Internal | Shoulder | B14 | 900 | 99 | 314.43 | 40.2 | 40.21 | 0.01 | 0
2020 | MISO_WUMS_2_MISO_MI | MISO_WUMS | MISO_MI | Internal | Shoulder | B15 | 1203 | 99 | 642.26 | 38.95 | 38.96 | 0.01 | 0
2020 | MISO_WUMS_2_MISO_MI | MISO_WUMS | MISO_MI | Internal | Summer | B1 | 10 | 99 | 972.98 | 65.2 | 65.21 | 0.01 | 0
2020 | MISO_WUMS_2_MISO_MI | MISO_WUMS | MISO_MI | Internal | Summer | B2 | 25 | 99 | 1057.98 | 64.8 | 64.82 | 0.01 | 0
2020 | MISO_WUMS_2_MISO_MI | MISO_WUMS | MISO_MI | Internal | Summer | B3 | 75 | 99 | 340.09 | 61.4 | 61.42 | 0.01 | 0
2020 | MISO_WUMS_2_MISO_MI | MISO_WUMS | MISO_MI | Internal | Summer | B4 | 100 | 99 | 0 | 59.46 | 59.46 | 0.01 | 0
2020 | MISO_WUMS_2_MISO_MI | MISO_WUMS | MISO_MI | Internal | Summer | B5 | 200 | 99 | 0 | 52.2 | 52.2 | 0.01 | 0
2020 | MISO_WUMS_2_MISO_MI | MISO_WUMS | MISO_MI | Internal | Summer | B6 | 300 | 99 | 0 | 47.03 | 47.03 | 0.01 | 0
2020 | MISO_WUMS_2_MISO_MI | MISO_WUMS | MISO_MI | Internal | Summer | B7 | 400 | 99 | 0 | 39.73 | 39.7 | 0.01 | 0
2020 | MISO_WUMS_2_MISO_MI | MISO_WUMS | MISO_MI | Internal | Summer | B8 | 500 | 99 | 0 | 38.27 | 38.26 | 0.01 | 0
2020 | MISO_WUMS_2_MISO_MI | MISO_WUMS | MISO_MI | Internal | Summer | B9 | 800 | 99 | 0 | 37.24 | 37.13 | 0.01 | 0
2020 | MISO_WUMS_2_MISO_MI | MISO_WUMS | MISO_MI | Internal | Summer | B10 | 1262 | 99 | 944.01 | 36.43 | 36.45 | 0.01 | 0
2020 | MISO_WUMS_2_MISO_MI | MISO_WUMS | MISO_MI | Internal | Winter | B16 | 25 | 99 | 0 | 51.14 | 51.14 | 0.01 | 0
2020 | MISO_WUMS_2_MISO_MI | MISO_WUMS | MISO_MI | Internal | Winter | B17 | 100 | 99 | 215.89 | 46.32 | 46.33 | 0.01 | 0
2020 | MISO_WUMS_2_MISO_MI | MISO_WUMS | MISO_MI | Internal | Winter | B18 | 400 | 99 | 0 | 42.73 | 42.63 | 0.01 | 0
2020 | MISO_WUMS_2_MISO_MI | MISO_WUMS | MISO_MI | Internal | Winter | B19 | 700 | 99 | 0 | 41.04 | 40.94 | 0.01 | 0
2020 | MISO_WUMS_2_MISO_MI | MISO_WUMS | MISO_MI | Internal | Winter | B20 | 935 | 99 | 0 | 38.04 | 37.94 | 0.01 | 0
2020 | MISO_WUMS_2_MISO_W | MISO_WUMS | MISO_W | Internal | Shoulder | B11 | 25 | 1137 | 0 | 52.66 | 52.67 | 0.01 | 0
2020 | MISO_WUMS_2_MISO_W | MISO_WUMS | MISO_W | Internal | Shoulder | B12 | 200 | 1137 | 0 | 44.01 | 44.02 | 0.01 | 0
2020 | MISO_WUMS_2_MISO_W | MISO_WUMS | MISO_W | Internal | Shoulder | B13 | 600 | 1137 | 0 | 41.34 | 41.35 | 0.01 | 0
2020 | MISO_WUMS_2_MISO_W | MISO_WUMS | MISO_W | Internal | Shoulder | B14 | 900 | 1137 | 0 | 40.2 | 40.2 | 0.01 | 0
2020 | MISO_WUMS_2_MISO_W | MISO_WUMS | MISO_W | Internal | Shoulder | B15 | 1203 | 1137 | 1137 | 38.95 | 39.14 | 0.01 | 0.18
2020 | MISO_WUMS_2_MISO_W | MISO_WUMS | MISO_W | Internal | Summer | B1 | 10 | 1137 | 1137 | 65.2 | 65.45 | 0.01 | 0.24
2020 | MISO_WUMS_2_MISO_W | MISO_WUMS | MISO_W | Internal | Summer | B2 | 25 | 1137 | 1137 | 64.8 | 65.05 | 0.01 | 0.24
2020 | MISO_WUMS_2_MISO_W | MISO_WUMS | MISO_W | Internal | Summer | B3 | 75 | 1137 | 1391.1 | 61.4 | 61.84 | 0.01 | 0.42
2020 | MISO_WUMS_2_MISO_W | MISO_WUMS | MISO_W | Internal | Summer | B4 | 100 | 1137 | 0 | 59.46 | 59.46 | 0.01 | 0
2020 | MISO_WUMS_2_MISO_W | MISO_WUMS | MISO_W | Internal | Summer | B5 | 200 | 1137 | 0 | 52.2 | 52.2 | 0.01 | 0
2020 | MISO_WUMS_2_MISO_W | MISO_WUMS | MISO_W | Internal | Summer | B6 | 300 | 1137 | 736 | 47.03 | 47.04 | 0.01 | 0
2020 | MISO_WUMS_2_MISO_W | MISO_WUMS | MISO_W | Internal | Summer | B7 | 400 | 1137 | 701.19 | 39.73 | 39.74 | 0.01 | 0
2020 | MISO_WUMS_2_MISO_W | MISO_WUMS | MISO_W | Internal | Summer | B8 | 500 | 1137 | 837.91 | 38.27 | 38.29 | 0.01 | 0
2020 | MISO_WUMS_2_MISO_W | MISO_WUMS | MISO_W | Internal | Summer | B9 | 800 | 1137 | 1023.74 | 37.24 | 37.25 | 0.01 | 0
2020 | MISO_WUMS_2_MISO_W | MISO_WUMS | MISO_W | Internal | Summer | B10 | 1262 | 1137 | 0 | 36.43 | 36.43 | 0.01 | 0
2020 | MISO_WUMS_2_MISO_W | MISO_WUMS | MISO_W | Internal | Winter | B16 | 25 | 1137 | 0 | 51.14 | 51.14 | 0.01 | 0
2020 | MISO_WUMS_2_MISO_W | MISO_WUMS | MISO_W | Internal | Winter | B17 | 100 | 1137 | 0 | 46.32 | 46.32 | 0.01 | 0
2020 | MISO_WUMS_2_MISO_W | MISO_WUMS | MISO_W | Internal | Winter | B18 | 400 | 1137 | 1137 | 42.73 | 42.76 | 0.01 | 0.02
2020 | MISO_WUMS_2_MISO_W | MISO_WUMS | MISO_W | Internal | Winter | B19 | 700 | 1137 | 1137 | 41.04 | 41.07 | 0.01 | 0.02
2020 | MISO_WUMS_2_MISO_W | MISO_WUMS | MISO_W | Internal | Winter | B20 | 935 | 1137 | 690.5 | 38.04 | 38.06 | 0.01 | 0
2020 | MISO_WUMS_2_PJM_ROR | MISO_WUMS | PJM_ROR | Internal | Shoulder | B11 | 25 | 1600 | 0 | 52.66 | 50.7 | 2 | 0
2020 | MISO_WUMS_2_PJM_ROR | MISO_WUMS | PJM_ROR | Internal | Shoulder | B12 | 200 | 1600 | 28.14 | 44.01 | 46.01 | 2 | 0
2020 | MISO_WUMS_2_PJM_ROR | MISO_WUMS | PJM_ROR | Internal | Shoulder | B13 | 600 | 1600 | 39.6 | 41.34 | 43.34 | 2 | 0
2020 | MISO_WUMS_2_PJM_ROR | MISO_WUMS | PJM_ROR | Internal | Shoulder | B14 | 900 | 1600 | 0 | 40.2 | 40.59 | 2 | 0
2020 | MISO_WUMS_2_PJM_ROR | MISO_WUMS | PJM_ROR | Internal | Shoulder | B15 | 1203 | 1600 | 0 | 38.95 | 37.56 | 2 | 0
2020 | MISO_WUMS_2_PJM_ROR | MISO_WUMS | PJM_ROR | Internal | Summer | B1 | 10 | 1600 | 1600 | 65.2 | 67.45 | 2 | 0.26
2020 | MISO_WUMS_2_PJM_ROR | MISO_WUMS | PJM_ROR | Internal | Summer | B2 | 25 | 1600 | 1600 | 64.8 | 67.06 | 2 | 0.26
2020 | MISO_WUMS_2_PJM_ROR | MISO_WUMS | PJM_ROR | Internal | Summer | B3 | 75 | 1600 | 0 | 61.4 | 62.54 | 2 | 0
2020 | MISO_WUMS_2_PJM_ROR | MISO_WUMS | PJM_ROR | Internal | Summer | B4 | 100 | 1600 | 291.76 | 59.46 | 61.46 | 2 | 0
2020 | MISO_WUMS_2_PJM_ROR | MISO_WUMS | PJM_ROR | Internal | Summer | B5 | 200 | 1600 | 783.85 | 52.2 | 54.2 | 2 | 0
2020 | MISO_WUMS_2_PJM_ROR | MISO_WUMS | PJM_ROR | Internal | Summer | B6 | 300 | 1600 | 589.62 | 47.03 | 49.03 | 2 | 0
2020 | MISO_WUMS_2_PJM_ROR | MISO_WUMS | PJM_ROR | Internal | Summer | B7 | 400 | 1600 | 0 | 39.73 | 41.01 | 2 | 0
2020 | MISO_WUMS_2_PJM_ROR | MISO_WUMS | PJM_ROR | Internal | Summer | B8 | 500 | 1600 | 0 | 38.27 | 38.45 | 2 | 0
2020 | MISO_WUMS_2_PJM_ROR | MISO_WUMS | PJM_ROR | Internal | Summer | B9 | 800 | 1600 | 0 | 37.24 | 36.76 | 2 | 0
2020 | MISO_WUMS_2_PJM_ROR | MISO_WUMS | PJM_ROR | Internal | Summer | B10 | 1262 | 1600 | 0 | 36.43 | 35.21 | 2 | 0
2020 | MISO_WUMS_2_PJM_ROR | MISO_WUMS | PJM_ROR | Internal | Winter | B16 | 25 | 1600 | 510.24 | 51.14 | 53.14 | 2 | 0
2020 | MISO_WUMS_2_PJM_ROR | MISO_WUMS | PJM_ROR | Internal | Winter | B17 | 100 | 1600 | 627.2 | 46.32 | 48.32 | 2 | 0
2020 | MISO_WUMS_2_PJM_ROR | MISO_WUMS | PJM_ROR | Internal | Winter | B18 | 400 | 1600 | 0 | 42.73 | 44.62 | 2 | 0
2020 | MISO_WUMS_2_PJM_ROR | MISO_WUMS | PJM_ROR | Internal | Winter | B19 | 700 | 1600 | 0 | 41.04 | 42.37 | 2 | 0
2020 | MISO_WUMS_2_PJM_ROR | MISO_WUMS | PJM_ROR | Internal | Winter | B20 | 935 | 1600 | 0 | 38.04 | 37.42 | 2 | 0
2020 | NE_2_MISO_W | NE | MISO_W | Internal | Shoulder | B11 | 25 | 1600 | 0 | 59.66 | 52.67 | 5 | 0
2020 | NE_2_MISO_W | NE | MISO_W | Internal | Shoulder | B12 | 200 | 1600 | 0 | 44.02 | 44.02 | 5 | 0
2020 | NE_2_MISO_W | NE | MISO_W | Internal | Shoulder | B13 | 600 | 1600 | 0 | 42.9 | 41.35 | 5 | 0
2020 | NE_2_MISO_W | NE | MISO_W | Internal | Shoulder | B14 | 900 | 1600 | 0 | 41.86 | 40.2 | 5 | 0
2020 | NE_2_MISO_W | NE | MISO_W | Internal | Shoulder | B15 | 1203 | 1600 | 0 | 41.03 | 39.14 | 5 | 0
2020 | NE_2_MISO_W | NE | MISO_W | Internal | Summer | B1 | 10 | 1600 | 0 | 66.73 | 65.45 | 5 | 0
2020 | NE_2_MISO_W | NE | MISO_W | Internal | Summer | B2 | 25 | 1600 | 0 | 66.73 | 65.05 | 5 | 0
2020 | NE_2_MISO_W | NE | MISO_W | Internal | Summer | B3 | 75 | 1600 | 0 | 66.14 | 61.84 | 5 | 0
2020 | NE_2_MISO_W | NE | MISO_W | Internal | Summer | B4 | 100 | 1600 | 0 | 65.75 | 59.46 | 5 | 0
2020 | NE_2_MISO_W | NE | MISO_W | Internal | Summer | B5 | 200 | 1600 | 0 | 58.61 | 52.2 | 5 | 0
2020 | NE_2_MISO_W | NE | MISO_W | Internal | Summer | B6 | 300 | 1600 | 0 | 53.33 | 47.04 | 5 | 0
2020 | NE_2_MISO_W | NE | MISO_W | Internal | Summer | B7 | 400 | 1600 | 0 | 46.02 | 39.74 | 5 | 0
2020 | NE_2_MISO_W | NE | MISO_W | Internal | Summer | B8 | 500 | 1600 | 0 | 40.72 | 38.29 | 5 | 0
2020 | NE_2_MISO_W | NE | MISO_W | Internal | Summer | B9 | 800 | 1600 | 0 | 39.63 | 37.25 | 5 | 0
2020 | NE_2_MISO_W | NE | MISO_W | Internal | Summer | B10 | 1262 | 1600 | 0 | 38.73 | 36.43 | 5 | 0
2020 | NE_2_MISO_W | NE | MISO_W | Internal | Winter | B16 | 25 | 1600 | 0 | 51.14 | 51.14 | 5 | 0
2020 | NE_2_MISO_W | NE | MISO_W | Internal | Winter | B17 | 100 | 1600 | 0 | 43.59 | 46.32 | 5 | 0
2020 | NE_2_MISO_W | NE | MISO_W | Internal | Winter | B18 | 400 | 1600 | 0 | 43.09 | 42.76 | 5 | 0
2020 | NE_2_MISO_W | NE | MISO_W | Internal | Winter | B19 | 700 | 1600 | 0 | 43.02 | 41.07 | 5 | 0
2020 | NE_2_MISO_W | NE | MISO_W | Internal | Winter | B20 | 935 | 1600 | 0 | 42.61 | 38.06 | 5 | 0
2020 | NE_2_SPP_N | NE | SPP_N | Internal | Shoulder | B11 | 25 | 1800 | 1708.99 | 59.66 | 59.67 | 0.01 | 0
2020 | NE_2_SPP_N | NE | SPP_N | Internal | Shoulder | B12 | 200 | 1800 | 1111.86 | 44.02 | 44.03 | 0.01 | 0
2020 | NE_2_SPP_N | NE | SPP_N | Internal | Shoulder | B13 | 600 | 1800 | 1170.88 | 42.9 | 42.91 | 0.01 | 0
2020 | NE_2_SPP_N | NE | SPP_N | Internal | Shoulder | B14 | 900 | 1800 | 1003.73 | 41.86 | 41.87 | 0.01 | 0
2020 | NE_2_SPP_N | NE | SPP_N | Internal | Shoulder | B15 | 1203 | 1800 | 1472.63 | 41.03 | 41.04 | 0.01 | 0
2020 | NE_2_SPP_N | NE | SPP_N | Internal | Summer | B1 | 10 | 1800 | 2470.26 | 66.73 | 67.44 | 0.01 | 0.7
2020 | NE_2_SPP_N | NE | SPP_N | Internal | Summer | B2 | 25 | 1800 | 2821.07 | 66.73 | 67.44 | 0.01 | 0.7
2020 | NE_2_SPP_N | NE | SPP_N | Internal | Summer | B3 | 75 | 1800 | 2740.04 | 66.14 | 66.85 | 0.01 | 0.7
2020 | NE_2_SPP_N | NE | SPP_N | Internal | Summer | B4 | 100 | 1800 | 1881.8 | 65.75 | 66.46 | 0.01 | 0.7
2020 | NE_2_SPP_N | NE | SPP_N | Internal | Summer | B5 | 200 | 1800 | 1637.08 | 58.61 | 58.62 | 0.01 | 0
2020 | NE_2_SPP_N | NE | SPP_N | Internal | Summer | B6 | 300 | 1800 | 2327.14 | 53.33 | 54.04 | 0.01 | 0.7
2020 | NE_2_SPP_N | NE | SPP_N | Internal | Summer | B7 | 400 | 1800 | 2800.7 | 46.02 | 46.74 | 0.01 | 0.7
2020 | NE_2_SPP_N | NE | SPP_N | Internal | Summer | B8 | 500 | 1800 | 2875.28 | 40.72 | 41.43 | 0.01 | 0.7
2020 | NE_2_SPP_N | NE | SPP_N | Internal | Summer | B9 | 800 | 1800 | 2417.63 | 39.63 | 40.34 | 0.01 | 0.7
2020 | NE_2_SPP_N | NE | SPP_N | Internal | Summer | B10 | 1262 | 1800 | 3023.14 | 38.73 | 39.45 | 0.01 | 0.7
2020 | NE_2_SPP_N | NE | SPP_N | Internal | Winter | B16 | 25 | 1800 | 3212.91 | 51.14 | 51.86 | 0.01 | 0.7
2020 | NE_2_SPP_N | NE | SPP_N | Internal | Winter | B17 | 100 | 1800 | 2013.88 | 43.59 | 44.31 | 0.01 | 0.7
2020 | NE_2_SPP_N | NE | SPP_N | Internal | Winter | B18 | 400 | 1800 | 2204.89 | 43.09 | 43.81 | 0.01 | 0.7
2020 | NE_2_SPP_N | NE | SPP_N | Internal | Winter | B19 | 700 | 1800 | 1800 | 43.02 | 43.71 | 0.01 | 0.68
2020 | NE_2_SPP_N | NE | SPP_N | Internal | Winter | B20 | 935 | 1800 | 2784.03 | 42.61 | 43.32 | 0.01 | 0.7
2020 | NEISO_2_NYISO_A-F | NEISO | NYISO_A-F | Internal | Shoulder | B11 | 25 | 600 | 1454.34 | 37.92 | 41.72 | 3 | 0.8
2020 | NEISO_2_NYISO_A-F | NEISO | NYISO_A-F | Internal | Shoulder | B12 | 200 | 600 | 0 | 37.92 | 40.91 | 3 | 0
2020 | NEISO_2_NYISO_A-F | NEISO | NYISO_A-F | Internal | Shoulder | B13 | 600 | 600 | 0 | 37.92 | 40.44 | 3 | 0
2020 | NEISO_2_NYISO_A-F | NEISO | NYISO_A-F | Internal | Shoulder | B14 | 900 | 600 | 0 | 37.92 | 39.69 | 3 | 0
2020 | NEISO_2_NYISO_A-F | NEISO | NYISO_A-F | Internal | Shoulder | B15 | 1203 | 600 | 0 | 37.92 | 39.69 | 3 | 0
2020 | NEISO_2_NYISO_A-F | NEISO | NYISO_A-F | Internal | Summer | B1 | 10 | 600 | 0 | 62.69 | 64.54 | 3 | 0
2020 | NEISO_2_NYISO_A-F | NEISO | NYISO_A-F | Internal | Summer | B2 | 25 | 600 | 0 | 61.34 | 64.15 | 3 | 0
2020 | NEISO_2_NYISO_A-F | NEISO | NYISO_A-F | Internal | Summer | B3 | 75 | 600 | 835.31 | 49.79 | 53.58 | 3 | 0.8
2020 | NEISO_2_NYISO_A-F | NEISO | NYISO_A-F | Internal | Summer | B4 | 100 | 600 | 933.63 | 48.71 | 52.51 | 3 | 0.8
2020 | NEISO_2_NYISO_A-F | NEISO | NYISO_A-F | Internal | Summer | B5 | 200 | 600 | 446.24 | 45.62 | 48.62 | 3 | 0
2020 | NEISO_2_NYISO_A-F | NEISO | NYISO_A-F | Internal | Summer | B6 | 300 | 600 | 1634.01 | 38.99 | 42.79 | 3 | 0.8
2020 | NEISO_2_NYISO_A-F | NEISO | NYISO_A-F | Internal | Summer | B7 | 400 | 600 | 1394.31 | 35.04 | 38.84 | 3 | 0.8
2020 | NEISO_2_NYISO_A-F | NEISO | NYISO_A-F | Internal | Summer | B8 | 500 | 600 | 0 | 35.04 | 37.86 | 3 | 0
2020 | NEISO_2_NYISO_A-F | NEISO | NYISO_A-F | Internal | Summer | B9 | 800 | 600 | 0 | 35.04 | 37.6 | 3 | 0
2020 | NEISO_2_NYISO_A-F | NEISO | NYISO_A-F | Internal | Summer | B10 | 1262 | 600 | 0 | 35.04 | 37.6 | 3 | 0
2020 | NEISO_2_NYISO_A-F | NEISO | NYISO_A-F | Internal | Winter | B16 | 25 | 600 | 0 | 46.85 | 49.66 | 3 | 0
2020 | NEISO_2_NYISO_A-F | NEISO | NYISO_A-F | Internal | Winter | B17 | 100 | 600 | 0 | 46.85 | 46.81 | 3 | 0
2020 | NEISO_2_NYISO_A-F | NEISO | NYISO_A-F | Internal | Winter | B18 | 400 | 600 | 0 | 46.85 | 44.32 | 3 | 0
2020 | NEISO_2_NYISO_A-F | NEISO | NYISO_A-F | Internal | Winter | B19 | 700 | 600 | 0 | 46.75 | 43.75 | 3 | 0
2020 | NEISO_2_NYISO_A-F | NEISO | NYISO_A-F | Internal | Winter | B20 | 935 | 600 | 0 | 46.75 | 43.43 | 3 | 0
2020 | NEISO_2_NYISO_G-I | NEISO | NYISO_G-I | Internal | Shoulder | B11 | 25 | 600 | 600 | 37.92 | 41.86 | 3 | 0.94
2020 | NEISO_2_NYISO_G-I | NEISO | NYISO_G-I | Internal | Shoulder | B12 | 200 | 600 | 58.57 | 37.92 | 40.92 | 3 | 0
2020 | NEISO_2_NYISO_G-I | NEISO | NYISO_G-I | Internal | Shoulder | B13 | 600 | 600 | 0 | 37.92 | 40.48 | 3 | 0
2020 | NEISO_2_NYISO_G-I | NEISO | NYISO_G-I | Internal | Shoulder | B14 | 900 | 600 | 0 | 37.92 | 39.7 | 3 | 0
2020 | NEISO_2_NYISO_G-I | NEISO | NYISO_G-I | Internal | Shoulder | B15 | 1203 | 600 | 0 | 37.92 | 39.7 | 3 | 0
2020 | NEISO_2_NYISO_G-I | NEISO | NYISO_G-I | Internal | Summer | B1 | 10 | 600 | 0 | 62.69 | 65.67 | 3 | 0
2020 | NEISO_2_NYISO_G-I | NEISO | NYISO_G-I | Internal | Summer | B2 | 25 | 600 | 600 | 61.34 | 65.28 | 3 | 0.94
2020 | NEISO_2_NYISO_G-I | NEISO | NYISO_G-I | Internal | Summer | B3 | 75 | 600 | 600 | 49.79 | 53.72 | 3 | 0.94
2020 | NEISO_2_NYISO_G-I | NEISO | NYISO_G-I | Internal | Summer | B4 | 100 | 600 | 600 | 48.71 | 52.65 | 3 | 0.94
2020 | NEISO_2_NYISO_G-I | NEISO | NYISO_G-I | Internal | Summer | B5 | 200 | 600 | 600 | 45.62 | 49.56 | 3 | 0.94
2020 | NEISO_2_NYISO_G-I | NEISO | NYISO_G-I | Internal | Summer | B6 | 300 | 600 | 600 | 38.99 | 42.93 | 3 | 0.94
2020 | NEISO_2_NYISO_G-I | NEISO | NYISO_G-I | Internal | Summer | B7 | 400 | 600 | 600 | 35.04 | 38.98 | 3 | 0.94
2020 | NEISO_2_NYISO_G-I | NEISO | NYISO_G-I | Internal | Summer | B8 | 500 | 600 | 600 | 35.04 | 38.44 | 3 | 0.4
2020 | NEISO_2_NYISO_G-I | NEISO | NYISO_G-I | Internal | Summer | B9 | 800 | 600 | 0 | 35.04 | 37.61 | 3 | 0
2020 | NEISO_2_NYISO_G-I | NEISO | NYISO_G-I | Internal | Summer | B10 | 1262 | 600 | 0 | 35.04 | 37.61 | 3 | 0
2020 | NEISO_2_NYISO_G-I | NEISO | NYISO_G-I | Internal | Winter | B16 | 25 | 600 | 600 | 46.85 | 50.79 | 3 | 0.94
2020 | NEISO_2_NYISO_G-I | NEISO | NYISO_G-I | Internal | Winter | B17 | 100 | 600 | 0 | 46.85 | 47.94 | 3 | 0
2020 | NEISO_2_NYISO_G-I | NEISO | NYISO_G-I | Internal | Winter | B18 | 400 | 600 | 0 | 46.85 | 45.45 | 3 | 0
2020 | NEISO_2_NYISO_G-I | NEISO | NYISO_G-I | Internal | Winter | B19 | 700 | 600 | 0 | 46.75 | 44.88 | 3 | 0
2020 | NEISO_2_NYISO_G-I | NEISO | NYISO_G-I | Internal | Winter | B20 | 935 | 600 | 0 | 46.75 | 43.9 | 3 | 0
2020 | NEISO_2_NYISO_J-K | NEISO | NYISO_J-K | Internal | Shoulder | B11 | 25 | 430 | 5241.68 | 37.92 | 41.87 | 3 | 0.95
2020 | NEISO_2_NYISO_J-K | NEISO | NYISO_J-K | Internal | Shoulder | B12 | 200 | 430 | 430 | 37.92 | 40.93 | 3 | 0.01
2020 | NEISO_2_NYISO_J-K | NEISO | NYISO_J-K | Internal | Shoulder | B13 | 600 | 430 | 0 | 37.92 | 40.49 | 3 | 0
2020 | NEISO_2_NYISO_J-K | NEISO | NYISO_J-K | Internal | Shoulder | B14 | 900 | 430 | 0 | 37.92 | 39.71 | 3 | 0
2020 | NEISO_2_NYISO_J-K | NEISO | NYISO_J-K | Internal | Shoulder | B15 | 1203 | 430 | 0 | 37.92 | 39.71 | 3 | 0
2020 | NEISO_2_NYISO_J-K | NEISO | NYISO_J-K | Internal | Summer | B1 | 10 | 430 | 366.58 | 62.69 | 65.69 | 3 | 0
2020 | NEISO_2_NYISO_J-K | NEISO | NYISO_J-K | Internal | Summer | B2 | 25 | 430 | 480.07 | 61.34 | 65.29 | 3 | 0.95
2020 | NEISO_2_NYISO_J-K | NEISO | NYISO_J-K | Internal | Summer | B3 | 75 | 430 | 669.31 | 49.79 | 53.74 | 3 | 0.95
2020 | NEISO_2_NYISO_J-K | NEISO | NYISO_J-K | Internal | Summer | B4 | 100 | 430 | 882.73 | 48.71 | 52.66 | 3 | 0.95
2020 | NEISO_2_NYISO_J-K | NEISO | NYISO_J-K | Internal | Summer | B5 | 200 | 430 | 2647.11 | 45.62 | 49.57 | 3 | 0.95
2020 | NEISO_2_NYISO_J-K | NEISO | NYISO_J-K | Internal | Summer | B6 | 300 | 430 | 2475.81 | 38.99 | 42.94 | 3 | 0.95
2020 | NEISO_2_NYISO_J-K | NEISO | NYISO_J-K | Internal | Summer | B7 | 400 | 430 | 1293.11 | 35.04 | 38.99 | 3 | 0.95
2020 | NEISO_2_NYISO_J-K | NEISO | NYISO_J-K | Internal | Summer | B8 | 500 | 430 | 430 | 35.04 | 38.45 | 3 | 0.41
2020 | NEISO_2_NYISO_J-K | NEISO | NYISO_J-K | Internal | Summer | B9 | 800 | 430 | 0 | 35.04 | 37.62 | 3 | 0
2020 | NEISO_2_NYISO_J-K | NEISO | NYISO_J-K | Internal | Summer | B10 | 1262 | 430 | 0 | 35.04 | 37.62 | 3 | 0
2020 | NEISO_2_NYISO_J-K | NEISO | NYISO_J-K | Internal | Winter | B16 | 25 | 430 | 1663.41 | 46.85 | 50.8 | 3 | 0.95
2020 | NEISO_2_NYISO_J-K | NEISO | NYISO_J-K | Internal | Winter | B17 | 100 | 430 | 0 | 46.85 | 48.15 | 3 | 0
2020 | NEISO_2_NYISO_J-K | NEISO | NYISO_J-K | Internal | Winter | B18 | 400 | 430 | 0 | 46.85 | 45.65 | 3 | 0
2020 | NEISO_2_NYISO_J-K | NEISO | NYISO_J-K | Internal | Winter | B19 | 700 | 430 | 0 | 46.75 | 45.08 | 3 | 0
2020 | NEISO_2_NYISO_J-K | NEISO | NYISO_J-K | Internal | Winter | B20 | 935 | 430 | 0 | 46.75 | 43.92 | 3 | 0
2020 | NonRTO_Midwest_2_TVA_Transmission | NonRTO_Midwest | TVA_Transmission | Internal | Shoulder | B11 | 25 | 2400 | 0 | 60.7 | 56.48 | 8 | 0
2020 | NonRTO_Midwest_2_TVA_Transmission | NonRTO_Midwest | TVA_Transmission | Internal | Shoulder | B12 | 200 | 2400 | 0 | 52.04 | 47.08 | 8 | 0
2020 | NonRTO_Midwest_2_TVA_Transmission | NonRTO_Midwest | TVA_Transmission | Internal | Shoulder | B13 | 600 | 2400 | 0 | 49.36 | 45.43 | 8 | 0
2020 | NonRTO_Midwest_2_TVA_Transmission | NonRTO_Midwest | TVA_Transmission | Internal | Shoulder | B14 | 900 | 2400 | 0 | 44.08 | 44.28 | 8 | 0
2020 | NonRTO_Midwest_2_TVA_Transmission | NonRTO_Midwest | TVA_Transmission | Internal | Shoulder | B15 | 1203 | 2400 | 0 | 35.79 | 42.96 | 8 | 0
2020 | NonRTO_Midwest_2_TVA_Transmission | NonRTO_Midwest | TVA_Transmission | Internal | Summer | B1 | 10 | 2400 | 0 | 69.83 | 73.45 | 8 | 0
2020 | NonRTO_Midwest_2_TVA_Transmission | NonRTO_Midwest | TVA_Transmission | Internal | Summer | B2 | 25 | 2400 | 0 | 69.83 | 73.06 | 8 | 0
2020 | NonRTO_Midwest_2_TVA_Transmission | NonRTO_Midwest | TVA_Transmission | Internal | Summer | B3 | 75 | 2400 | 0 | 69.83 | 68.54 | 8 | 0
2020 | NonRTO_Midwest_2_TVA_Transmission | NonRTO_Midwest | TVA_Transmission | Internal | Summer | B4 | 100 | 2400 | 0 | 67.49 | 67.46 | 8 | 0
2020 | NonRTO_Midwest_2_TVA_Transmission | NonRTO_Midwest | TVA_Transmission | Internal | Summer | B5 | 200 | 2400 | 0 | 60.21 | 59.05 | 8 | 0
2020 | NonRTO_Midwest_2_TVA_Transmission | NonRTO_Midwest | TVA_Transmission | Internal | Summer | B6 | 300 | 2400 | 0 | 55.04 | 51.56 | 8 | 0
2020 | NonRTO_Midwest_2_TVA_Transmission | NonRTO_Midwest | TVA_Transmission | Internal | Summer | B7 | 400 | 2400 | 0 | 44.25 | 45.27 | 8 | 0
2020 | NonRTO_Midwest_2_TVA_Transmission | NonRTO_Midwest | TVA_Transmission | Internal | Summer | B8 | 500 | 2400 | 0 | 43.4 | 42.76 | 8 | 0
2020 | NonRTO_Midwest_2_TVA_Transmission | NonRTO_Midwest | TVA_Transmission | Internal | Summer | B9 | 800 | 2400 | 0 | 36.32 | 41.89 | 8 | 0
2020 | NonRTO_Midwest_2_TVA_Transmission | NonRTO_Midwest | TVA_Transmission | Internal | Summer | B10 | 1262 | 2400 | 0 | 35.18 | 38.95 | 8 | 0
2020 | NonRTO_Midwest_2_TVA_Transmission | NonRTO_Midwest | TVA_Transmission | Internal | Winter | B16 | 25 | 2400 | 0 | 59.16 | 59 | 8 | 0
2020 | NonRTO_Midwest_2_TVA_Transmission | NonRTO_Midwest | TVA_Transmission | Internal | Winter | B17 | 100 | 2400 | 0 | 54.33 | 49.61 | 8 | 0
2020 | NonRTO_Midwest_2_TVA_Transmission | NonRTO_Midwest | TVA_Transmission | Internal | Winter | B18 | 400 | 2400 | 0 | 50.62 | 46.42 | 8 | 0
2020 | NonRTO_Midwest_2_TVA_Transmission | NonRTO_Midwest | TVA_Transmission | Internal | Winter | B19 | 700 | 2400 | 0 | 44.25 | 44.98 | 8 | 0
2020 | NonRTO_Midwest_2_TVA_Transmission | NonRTO_Midwest | TVA_Transmission | Internal | Winter | B20 | 935 | 2400 | 0 | 35.87 | 42.79 | 8 | 0
2020 | NYISO_A-F_2_NEISO | NYISO_A-F | NEISO | Internal | Shoulder | B11 | 25 | 600 | 0 | 41.72 | 37.92 | 3 | 0
2020 | NYISO_A-F_2_NEISO | NYISO_A-F | NEISO | Internal | Shoulder | B12 | 200 | 600 | 0 | 40.91 | 37.92 | 3 | 0
2020 | NYISO_A-F_2_NEISO | NYISO_A-F | NEISO | Internal | Shoulder | B13 | 600 | 600 | 0 | 40.44 | 37.92 | 3 | 0
2020 | NYISO_A-F_2_NEISO | NYISO_A-F | NEISO | Internal | Shoulder | B14 | 900 | 600 | 0 | 39.69 | 37.92 | 3 | 0
2020 | NYISO_A-F_2_NEISO | NYISO_A-F | NEISO | Internal | Shoulder | B15 | 1203 | 600 | 0 | 39.69 | 37.92 | 3 | 0
2020 | NYISO_A-F_2_NEISO | NYISO_A-F | NEISO | Internal | Summer | B1 | 10 | 600 | 0 | 64.54 | 62.69 | 3 | 0
2020 | NYISO_A-F_2_NEISO | NYISO_A-F | NEISO | Internal | Summer | B2 | 25 | 600 | 0 | 64.15 | 61.34 | 3 | 0
2020 | NYISO_A-F_2_NEISO | NYISO_A-F | NEISO | Internal | Summer | B3 | 75 | 600 | 0 | 53.58 | 49.79 | 3 | 0
2020 | NYISO_A-F_2_NEISO | NYISO_A-F | NEISO | Internal | Summer | B4 | 100 | 600 | 0 | 52.51 | 48.71 | 3 | 0
2020 | NYISO_A-F_2_NEISO | NYISO_A-F | NEISO | Internal | Summer | B5 | 200 | 600 | 0 | 48.62 | 45.62 | 3 | 0
2020 | NYISO_A-F_2_NEISO | NYISO_A-F | NEISO | Internal | Summer | B6 | 300 | 600 | 0 | 42.79 | 38.99 | 3 | 0
2020 | NYISO_A-F_2_NEISO | NYISO_A-F | NEISO | Internal | Summer | B7 | 400 | 600 | 0 | 38.84 | 35.04 | 3 | 0
2020 | NYISO_A-F_2_NEISO | NYISO_A-F | NEISO | Internal | Summer | B8 | 500 | 600 | 0 | 37.86 | 35.04 | 3 | 0
2020 | NYISO_A-F_2_NEISO | NYISO_A-F | NEISO | Internal | Summer | B9 | 800 | 600 | 0 | 37.6 | 35.04 | 3 | 0
2020 | NYISO_A-F_2_NEISO | NYISO_A-F | NEISO | Internal | Summer | B10 | 1262 | 600 | 0 | 37.6 | 35.04 | 3 | 0
2020 | NYISO_A-F_2_NEISO | NYISO_A-F | NEISO | Internal | Winter | B16 | 25 | 600 | 0 | 49.66 | 46.85 | 3 | 0
2020 | NYISO_A-F_2_NEISO | NYISO_A-F | NEISO | Internal | Winter | B17 | 100 | 600 | 0 | 46.81 | 46.85 | 3 | 0
2020 | NYISO_A-F_2_NEISO | NYISO_A-F | NEISO | Internal | Winter | B18 | 400 | 600 | 0 | 44.32 | 46.85 | 3 | 0
2020 | NYISO_A-F_2_NEISO | NYISO_A-F | NEISO | Internal | Winter | B19 | 700 | 600 | 214.5 | 43.75 | 46.75 | 3 | 0
2020 | NYISO_A-F_2_NEISO | NYISO_A-F | NEISO | Internal | Winter | B20 | 935 | 600 | 681.5 | 43.43 | 46.75 | 3 | 0.32
2020 | NYISO_A-F_2_NYISO_G-I | NYISO_A-F | NYISO_G-I | Internal | Shoulder | B11 | 25 | 4250 | 4250 | 41.72 | 41.86 | 0.01 | 0.13
2020 | NYISO_A-F_2_NYISO_G-I | NYISO_A-F | NYISO_G-I | Internal | Shoulder | B12 | 200 | 4250 | 3414.23 | 40.91 | 40.92 | 0.01 | 0
2020 | NYISO_A-F_2_NYISO_G-I | NYISO_A-F | NYISO_G-I | Internal | Shoulder | B13 | 600 | 4250 | 4250 | 40.44 | 40.48 | 0.01 | 0.02
2020 | NYISO_A-F_2_NYISO_G-I | NYISO_A-F | NYISO_G-I | Internal | Shoulder | B14 | 900 | 4250 | 3899.71 | 39.69 | 39.7 | 0.01 | 0
2020 | NYISO_A-F_2_NYISO_G-I | NYISO_A-F | NYISO_G-I | Internal | Shoulder | B15 | 1203 | 4250 | 1674.59 | 39.69 | 39.7 | 0.01 | 0
2020 | NYISO_A-F_2_NYISO_G-I | NYISO_A-F | NYISO_G-I | Internal | Summer | B1 | 10 | 4250 | 5968.13 | 64.54 | 65.67 | 0.01 | 1.12
2020 | NYISO_A-F_2_NYISO_G-I | NYISO_A-F | NYISO_G-I | Internal | Summer | B2 | 25 | 4250 | 4612.85 | 64.15 | 65.28 | 0.01 | 1.12
2020 | NYISO_A-F_2_NYISO_G-I | NYISO_A-F | NYISO_G-I | Internal | Summer | B3 | 75 | 4250 | 4250 | 53.58 | 53.72 | 0.01 | 0.13
2020 | NYISO_A-F_2_NYISO_G-I | NYISO_A-F | NYISO_G-I | Internal | Summer | B4 | 100 | 4250 | 4250 | 52.51 | 52.65 | 0.01 | 0.13
2020 | NYISO_A-F_2_NYISO_G-I | NYISO_A-F | NYISO_G-I | Internal | Summer | B5 | 200 | 4250 | 4250 | 48.62 | 49.56 | 0.01 | 0.93
2020 | NYISO_A-F_2_NYISO_G-I | NYISO_A-F | NYISO_G-I | Internal | Summer | B6 | 300 | 4250 | 4250 | 42.79 | 42.93 | 0.01 | 0.13
2020 | NYISO_A-F_2_NYISO_G-I | NYISO_A-F | NYISO_G-I | Internal | Summer | B7 | 400 | 4250 | 4250 | 38.84 | 38.98 | 0.01 | 0.13
2020 | NYISO_A-F_2_NYISO_G-I | NYISO_A-F | NYISO_G-I | Internal | Summer | B8 | 500 | 4250 | 4250 | 37.86 | 38.44 | 0.01 | 0.57
2020 | NYISO_A-F_2_NYISO_G-I | NYISO_A-F | NYISO_G-I | Internal | Summer | B9 | 800 | 4250 | 4146.6 | 37.6 | 37.61 | 0.01 | 0
2020 | NYISO_A-F_2_NYISO_G-I | NYISO_A-F | NYISO_G-I | Internal | Summer | B10 | 1262 | 4250 | 1781.02 | 37.6 | 37.61 | 0.01 | 0
2020 | NYISO_A-F_2_NYISO_G-I | NYISO_A-F | NYISO_G-I | Internal | Winter | B16 | 25 | 4250 | 4866.4 | 49.66 | 50.79 | 0.01 | 1.12
2020 | NYISO_A-F_2_NYISO_G-I | NYISO_A-F | NYISO_G-I | Internal | Winter | B17 | 100 | 4250 | 8104.81 | 46.81 | 47.94 | 0.01 | 1.12
2020 | NYISO_A-F_2_NYISO_G-I | NYISO_A-F | NYISO_G-I | Internal | Winter | B18 | 400 | 4250 | 8701.07 | 44.32 | 45.45 | 0.01 | 1.12
2020 | NYISO_A-F_2_NYISO_G-I | NYISO_A-F | NYISO_G-I | Internal | Winter | B19 | 700 | 4250 | 8056.98 | 43.75 | 44.88 | 0.01 | 1.12
2020 | NYISO_A-F_2_NYISO_G-I | NYISO_A-F | NYISO_G-I | Internal | Winter | B20 | 935 | 4250 | 4250 | 43.43 | 43.9 | 0.01 | 0.46
2020 | NYISO_A-F_2_PJM_ROM | NYISO_A-F | PJM_ROM | Internal | Shoulder | B11 | 25 | 1000 | 1000 | 41.72 | 50.67 | 8 | 0.95
2020 | NYISO_A-F_2_PJM_ROM | NYISO_A-F | PJM_ROM | Internal | Shoulder | B12 | 200 | 1000 | 0 | 40.91 | 46 | 8 | 0
2020 | NYISO_A-F_2_PJM_ROM | NYISO_A-F | PJM_ROM | Internal | Shoulder | B13 | 600 | 1000 | 0 | 40.44 | 43.32 | 8 | 0
2020 | NYISO_A-F_2_PJM_ROM | NYISO_A-F | PJM_ROM | Internal | Shoulder | B14 | 900 | 1000 | 0 | 39.69 | 40.59 | 8 | 0
2020 | NYISO_A-F_2_PJM_ROM | NYISO_A-F | PJM_ROM | Internal | Shoulder | B15 | 1203 | 1000 | 0 | 39.69 | 37.57 | 8 | 0
2020 | NYISO_A-F_2_PJM_ROM | NYISO_A-F | PJM_ROM | Internal | Summer | B1 | 10 | 1000 | 0 | 64.54 | 67.47 | 8 | 0
2020 | NYISO_A-F_2_PJM_ROM | NYISO_A-F | PJM_ROM | Internal | Summer | B2 | 25 | 1000 | 0 | 64.15 | 67.05 | 8 | 0
2020 | NYISO_A-F_2_PJM_ROM | NYISO_A-F | PJM_ROM | Internal | Summer | B3 | 75 | 1000 | 1000 | 53.58 | 62.53 | 8 | 0.94
2020 | NYISO_A-F_2_PJM_ROM | NYISO_A-F | PJM_ROM | Internal | Summer | B4 | 100 | 1000 | 1000 | 52.51 | 61.45 | 8 | 0.94
2020 | NYISO_A-F_2_PJM_ROM | NYISO_A-F | PJM_ROM | Internal | Summer | B5 | 200 | 1000 | 0 | 48.62 | 54.19 | 8 | 0
2020 | NYISO_A-F_2_PJM_ROM | NYISO_A-F | PJM_ROM | Internal | Summer | B6 | 300 | 1000 | 0 | 42.79 | 49.02 | 8 | 0
2020 | NYISO_A-F_2_PJM_ROM | NYISO_A-F | PJM_ROM | Internal | Summer | B7 | 400 | 1000 | 0 | 38.84 | 41 | 8 | 0
2020 | NYISO_A-F_2_PJM_ROM | NYISO_A-F | PJM_ROM | Internal | Summer | B8 | 500 | 1000 | 0 | 37.86 | 38.44 | 8 | 0
2020 | NYISO_A-F_2_PJM_ROM | NYISO_A-F | PJM_ROM | Internal | Summer | B9 | 800 | 1000 | 0 | 37.6 | 36.77 | 8 | 0
2020 | NYISO_A-F_2_PJM_ROM | NYISO_A-F | PJM_ROM | Internal | Summer | B10 | 1262 | 1000 | 0 | 37.6 | 35.23 | 8 | 0
2020 | NYISO_A-F_2_PJM_ROM | NYISO_A-F | PJM_ROM | Internal | Winter | B16 | 25 | 1000 | 0 | 49.66 | 53.13 | 8 | 0
2020 | NYISO_A-F_2_PJM_ROM | NYISO_A-F | PJM_ROM | Internal | Winter | B17 | 100 | 1000 | 0 | 46.81 | 48.33 | 8 | 0
2020 | NYISO_A-F_2_PJM_ROM | NYISO_A-F | PJM_ROM | Internal | Winter | B18 | 400 | 1000 | 0 | 44.32 | 44.63 | 8 | 0
2020 | NYISO_A-F_2_PJM_ROM | NYISO_A-F | PJM_ROM | Internal | Winter | B19 | 700 | 1000 | 0 | 43.75 | 42.39 | 8 | 0
2020 | NYISO_A-F_2_PJM_ROM | NYISO_A-F | PJM_ROM | Internal | Winter | B20 | 935 | 1000 | 0 | 43.43 | 37.43 | 8 | 0
2020 | NYISO_G-I_2_NYISO_A-F | NYISO_G-I | NYISO_A-F | Internal | Shoulder | B11 | 25 | 1999 | 0 | 41.86 | 41.72 | 0.01 | 0
2020 | NYISO_G-I_2_NYISO_A-F | NYISO_G-I | NYISO_A-F | Internal | Shoulder | B12 | 200 | 1999 | 0 | 40.92 | 40.91 | 0.01 | 0
2020 | NYISO_G-I_2_NYISO_A-F | NYISO_G-I | NYISO_A-F | Internal | Shoulder | B13 | 600 | 1999 | 0 | 40.48 | 40.44 | 0.01 | 0
2020 | NYISO_G-I_2_NYISO_A-F | NYISO_G-I | NYISO_A-F | Internal | Shoulder | B14 | 900 | 1999 | 0 | 39.7 | 39.69 | 0.01 | 0
2020 | NYISO_G-I_2_NYISO_A-F | NYISO_G-I | NYISO_A-F | Internal | Shoulder | B15 | 1203 | 1999 | 0 | 39.7 | 39.69 | 0.01 | 0
2020 | NYISO_G-I_2_NYISO_A-F | NYISO_G-I | NYISO_A-F | Internal | Summer | B1 | 10 | 1999 | 0 | 65.67 | 64.54 | 0.01 | 0
2020 | NYISO_G-I_2_NYISO_A-F | NYISO_G-I | NYISO_A-F | Internal | Summer | B2 | 25 | 1999 | 0 | 65.28 | 64.15 | 0.01 | 0
2020 | NYISO_G-I_2_NYISO_A-F | NYISO_G-I | NYISO_A-F | Internal | Summer | B3 | 75 | 1999 | 0 | 53.72 | 53.58 | 0.01 | 0
2020 | NYISO_G-I_2_NYISO_A-F | NYISO_G-I | NYISO_A-F | Internal | Summer | B4 | 100 | 1999 | 0 | 52.65 | 52.51 | 0.01 | 0
2020 | NYISO_G-I_2_NYISO_A-F | NYISO_G-I | NYISO_A-F | Internal | Summer | B5 | 200 | 1999 | 0 | 49.56 | 48.62 | 0.01 | 0
2020 | NYISO_G-I_2_NYISO_A-F | NYISO_G-I | NYISO_A-F | Internal | Summer | B6 | 300 | 1999 | 0 | 42.93 | 42.79 | 0.01 | 0
2020 | NYISO_G-I_2_NYISO_A-F | NYISO_G-I | NYISO_A-F | Internal | Summer | B7 | 400 | 1999 | 0 | 38.98 | 38.84 | 0.01 | 0
2020 | NYISO_G-I_2_NYISO_A-F | NYISO_G-I | NYISO_A-F | Internal | Summer | B8 | 500 | 1999 | 0 | 38.44 | 37.86 | 0.01 | 0
2020 | NYISO_G-I_2_NYISO_A-F | NYISO_G-I | NYISO_A-F | Internal | Summer | B9 | 800 | 1999 | 0 | 37.61 | 37.6 | 0.01 | 0
2020 | NYISO_G-I_2_NYISO_A-F | NYISO_G-I | NYISO_A-F | Internal | Summer | B10 | 1262 | 1999 | 0 | 37.61 | 37.6 | 0.01 | 0
2020 | NYISO_G-I_2_NYISO_A-F | NYISO_G-I | NYISO_A-F | Internal | Winter | B16 | 25 | 1999 | 0 | 50.79 | 49.66 | 0.01 | 0
2020 | NYISO_G-I_2_NYISO_A-F | NYISO_G-I | NYISO_A-F | Internal | Winter | B17 | 100 | 1999 | 0 | 47.94 | 46.81 | 0.01 | 0
2020 | NYISO_G-I_2_NYISO_A-F | NYISO_G-I | NYISO_A-F | Internal | Winter | B18 | 400 | 1999 | 0 | 45.45 | 44.32 | 0.01 | 0
2020 | NYISO_G-I_2_NYISO_A-F | NYISO_G-I | NYISO_A-F | Internal | Winter | B19 | 700 | 1999 | 0 | 44.88 | 43.75 | 0.01 | 0
2020 | NYISO_G-I_2_NYISO_A-F | NYISO_G-I | NYISO_A-F | Internal | Winter | B20 | 935 | 1999 | 0 | 43.9 | 43.43 | 0.01 | 0
2020 | NYISO_G-I_2_NYISO_J-K | NYISO_G-I | NYISO_J-K | Internal | Shoulder | B11 | 25 | 6130 | 278.24 | 41.86 | 41.87 | 0.01 | 0
2020 | NYISO_G-I_2_NYISO_J-K | NYISO_G-I | NYISO_J-K | Internal | Shoulder | B12 | 200 | 6130 | 4315.84 | 40.92 | 40.93 | 0.01 | 0
2020 | NYISO_G-I_2_NYISO_J-K | NYISO_G-I | NYISO_J-K | Internal | Shoulder | B13 | 600 | 6130 | 5222.61 | 40.48 | 40.49 | 0.01 | 0
2020 | NYISO_G-I_2_NYISO_J-K | NYISO_G-I | NYISO_J-K | Internal | Shoulder | B14 | 900 | 6130 | 5034.12 | 39.7 | 39.71 | 0.01 | 0
2020 | NYISO_G-I_2_NYISO_J-K | NYISO_G-I | NYISO_J-K | Internal | Shoulder | B15 | 1203 | 6130 | 3259.93 | 39.7 | 39.71 | 0.01 | 0
2020 | NYISO_G-I_2_NYISO_J-K | NYISO_G-I | NYISO_J-K | Internal | Summer | B1 | 10 | 6130 | 4734.63 | 65.67 | 65.69 | 0.01 | 0
2020 | NYISO_G-I_2_NYISO_J-K | NYISO_G-I | NYISO_J-K | Internal | Summer | B2 | 25 | 6130 | 4144.44 | 65.28 | 65.29 | 0.01 | 0
2020 | NYISO_G-I_2_NYISO_J-K | NYISO_G-I | NYISO_J-K | Internal | Summer | B3 | 75 | 6130 | 2511.89 | 53.72 | 53.74 | 0.01 | 0
2020 | NYISO_G-I_2_NYISO_J-K | NYISO_G-I | NYISO_J-K | Internal | Summer | B4 | 100 | 6130 | 2635.97 | 52.65 | 52.66 | 0.01 | 0
2020 | NYISO_G-I_2_NYISO_J-K | NYISO_G-I | NYISO_J-K | Internal | Summer | B5 | 200 | 6130 | 4622.73 | 49.56 | 49.57 | 0.01 | 0
2020 | NYISO_G-I_2_NYISO_J-K | NYISO_G-I | NYISO_J-K | Internal | Summer | B6 | 300 | 6130 | 4825.63 | 42.93 | 42.94 | 0.01 | 0
2020 | NYISO_G-I_2_NYISO_J-K | NYISO_G-I | NYISO_J-K | Internal | Summer | B7 | 400 | 6130 | 5004.53 | 38.98 | 38.99 | 0.01 | 0
2020 | NYISO_G-I_2_NYISO_J-K | NYISO_G-I | NYISO_J-K | Internal | Summer | B8 | 500 | 6130 | 5164.11 | 38.44 | 38.45 | 0.01 | 0
2020 | NYISO_G-I_2_NYISO_J-K | NYISO_G-I | NYISO_J-K | Internal | Summer | B9 | 800 | 6130 | 4678.87 | 37.61 | 37.62 | 0.01 | 0
2020 | NYISO_G-I_2_NYISO_J-K | NYISO_G-I | NYISO_J-K | Internal | Summer | B10 | 1262 | 6130 | 2786.44 | 37.61 | 37.62 | 0.01 | 0
2020 | NYISO_G-I_2_NYISO_J-K | NYISO_G-I | NYISO_J-K | Internal | Winter | B16 | 25 | 6130 | 5728.81 | 50.79 | 50.8 | 0.01 | 0
2020 | NYISO_G-I_2_NYISO_J-K | NYISO_G-I | NYISO_J-K | Internal | Winter | B17 | 100 | 6130 | 8482.98 | 47.94 | 48.15 | 0.01 | 0.2
2020 | NYISO_G-I_2_NYISO_J-K | NYISO_G-I | NYISO_J-K | Internal | Winter | B18 | 400 | 6130 | 8394.91 | 45.45 | 45.65 | 0.01 | 0.2
2020 | NYISO_G-I_2_NYISO_J-K | NYISO_G-I | NYISO_J-K | Internal | Winter | B19 | 700 | 6130 | 7931.53 | 44.88 | 45.08 | 0.01 | 0.2
2020 | NYISO_G-I_2_NYISO_J-K | NYISO_G-I | NYISO_J-K | Internal | Winter | B20 | 935 | 6130 | 5057.19 | 43.9 | 43.92 | 0.01 | 0
2020 | NYISO_G-I_2_PJM_E | NYISO_G-I | PJM_E | Internal | Shoulder | B11 | 25 | 1500 | 5348.43 | 41.86 | 50.65 | 8 | 0.79
2020 | NYISO_G-I_2_PJM_E | NYISO_G-I | PJM_E | Internal | Shoulder | B12 | 200 | 1500 | 0 | 40.92 | 45.99 | 8 | 0
2020 | NYISO_G-I_2_PJM_E | NYISO_G-I | PJM_E | Internal | Shoulder | B13 | 600 | 1500 | 0 | 40.48 | 43.31 | 8 | 0
2020 | NYISO_G-I_2_PJM_E | NYISO_G-I | PJM_E | Internal | Shoulder | B14 | 900 | 1500 | 0 | 39.7 | 40.6 | 8 | 0
2020 | NYISO_G-I_2_PJM_E | NYISO_G-I | PJM_E | Internal | Shoulder | B15 | 1203 | 1500 | 0 | 39.7 | 37.59 | 8 | 0
2020 | NYISO_G-I_2_PJM_E | NYISO_G-I | PJM_E | Internal | Summer | B1 | 10 | 1500 | 0 | 65.67 | 67.48 | 8 | 0
2020 | NYISO_G-I_2_PJM_E | NYISO_G-I | PJM_E | Internal | Summer | B2 | 25 | 1500 | 0 | 65.28 | 67.06 | 8 | 0
2020 | NYISO_G-I_2_PJM_E | NYISO_G-I | PJM_E | Internal | Summer | B3 | 75 | 1500 | 1691.92 | 53.72 | 62.51 | 8 | 0.79
2020 | NYISO_G-I_2_PJM_E | NYISO_G-I | PJM_E | Internal | Summer | B4 | 100 | 1500 | 1844.39 | 52.65 | 61.44 | 8 | 0.79
2020 | NYISO_G-I_2_PJM_E | NYISO_G-I | PJM_E | Internal | Summer | B5 | 200 | 1500 | 0 | 49.56 | 54.2 | 8 | 0
2020 | NYISO_G-I_2_PJM_E | NYISO_G-I | PJM_E | Internal | Summer | B6 | 300 | 1500 | 0 | 42.93 | 49.01 | 8 | 0
2020 | NYISO_G-I_2_PJM_E | NYISO_G-I | PJM_E | Internal | Summer | B7 | 400 | 1500 | 0 | 38.98 | 40.99 | 8 | 0
2020 | NYISO_G-I_2_PJM_E | NYISO_G-I | PJM_E | Internal | Summer | B8 | 500 | 1500 | 0 | 38.44 | 38.45 | 8 | 0
2020 | NYISO_G-I_2_PJM_E | NYISO_G-I | PJM_E | Internal | Summer | B9 | 800 | 1500 | 0 | 37.61 | 36.78 | 8 | 0
2020 | NYISO_G-I_2_PJM_E | NYISO_G-I | PJM_E | Internal | Summer | B10 | 1262 | 1500 | 0 | 37.61 | 35.24 | 8 | 0
2020 | NYISO_G-I_2_PJM_E | NYISO_G-I | PJM_E | Internal | Winter | B16 | 25 | 1500 | 0 | 50.79 | 53.14 | 8 | 0
2020 | NYISO_G-I_2_PJM_E | NYISO_G-I | PJM_E | Internal | Winter | B17 | 100 | 1500 | 0 | 47.94 | 48.34 | 8 | 0
2020 | NYISO_G-I_2_PJM_E | NYISO_G-I | PJM_E | Internal | Winter | B18 | 400 | 1500 | 0 | 45.45 | 44.65 | 8 | 0
2020 | NYISO_G-I_2_PJM_E | NYISO_G-I | PJM_E | Internal | Winter | B19 | 700 | 1500 | 0 | 44.88 | 42.4 | 8 | 0
2020 | NYISO_G-I_2_PJM_E | NYISO_G-I | PJM_E | Internal | Winter | B20 | 935 | 1500 | 0 | 43.9 | 37.44 | 8 | 0
2020 | NYISO_J-K_2_PJM_E_OL | NYISO_J-K | PJM_E | Internal | Shoulder | B11 | 25 | 99999 | 0 | 41.87 | 50.65 | 8.79 | 0
2020 | NYISO_J-K_2_PJM_E_OL | NYISO_J-K | PJM_E | Internal | Shoulder | B12 | 200 | 99999 | 0 | 40.93 | 45.99 | 8.79 | 0
2020 | NYISO_J-K_2_PJM_E_OL | NYISO_J-K | PJM_E | Internal | Shoulder | B13 | 600 | 99999 | 0 | 40.49 | 43.31 | 8.79 | 0
2020 | NYISO_J-K_2_PJM_E_OL | NYISO_J-K | PJM_E | Internal | Shoulder | B14 | 900 | 99999 | 0 | 39.71 | 40.6 | 8.79 | 0
2020 | NYISO_J-K_2_PJM_E_OL | NYISO_J-K | PJM_E | Internal | Shoulder | B15 | 1203 | 99999 | 0 | 39.71 | 37.59 | 8.79 | 0
2020 | NYISO_J-K_2_PJM_E_OL | NYISO_J-K | PJM_E | Internal | Summer | B1 | 10 | 99999 | 0 | 65.69 | 67.48 | 8.79 | 0
2020 | NYISO_J-K_2_PJM_E_OL | NYISO_J-K | PJM_E | Internal | Summer | B2 | 25 | 99999 | 0 | 65.29 | 67.06 | 8.79 | 0
2020 | NYISO_J-K_2_PJM_E_OL | NYISO_J-K | PJM_E | Internal | Summer | B3 | 75 | 99999 | 0 | 53.74 | 62.51 | 8.79 | 0
2020 | NYISO_J-K_2_PJM_E_OL | NYISO_J-K | PJM_E | Internal | Summer | B4 | 100 | 99999 | 0 | 52.66 | 61.44 | 8.79 | 0
2020 | NYISO_J-K_2_PJM_E_OL | NYISO_J-K | PJM_E | Internal | Summer | B5 | 200 | 99999 | 0 | 49.57 | 54.2 | 8.79 | 0
2020 | NYISO_J-K_2_PJM_E_OL | NYISO_J-K | PJM_E | Internal | Summer | B6 | 300 | 99999 | 0 | 42.94 | 49.01 | 8.79 | 0
2020 | NYISO_J-K_2_PJM_E_OL | NYISO_J-K | PJM_E | Internal | Summer | B7 | 400 | 99999 | 0 | 38.99 | 40.99 | 8.79 | 0
2020 | NYISO_J-K_2_PJM_E_OL | NYISO_J-K | PJM_E | Internal | Summer | B8 | 500 | 99999 | 0 | 38.45 | 38.45 | 8.79 | 0
2020 | NYISO_J-K_2_PJM_E_OL | NYISO_J-K | PJM_E | Internal | Summer | B9 | 800 | 99999 | 0 | 37.62 | 36.78 | 8.79 | 0
2020 | NYISO_J-K_2_PJM_E_OL | NYISO_J-K | PJM_E | Internal | Summer | B10 | 1262 | 99999 | 0 | 37.62 | 35.24 | 8.79 | 0
2020 | NYISO_J-K_2_PJM_E_OL | NYISO_J-K | PJM_E | Internal | Winter | B16 | 25 | 99999 | 0 | 50.8 | 53.14 | 8.79 | 0
2020 | NYISO_J-K_2_PJM_E_OL | NYISO_J-K | PJM_E | Internal | Winter | B17 | 100 | 99999 | 0 | 48.15 | 48.34 | 8.79 | 0
2020 | NYISO_J-K_2_PJM_E_OL | NYISO_J-K | PJM_E | Internal | Winter | B18 | 400 | 99999 | 0 | 45.65 | 44.65 | 8.79 | 0
2020 | NYISO_J-K_2_PJM_E_OL | NYISO_J-K | PJM_E | Internal | Winter | B19 | 700 | 99999 | 0 | 45.08 | 42.4 | 8.79 | 0
2020 | NYISO_J-K_2_PJM_E_OL | NYISO_J-K | PJM_E | Internal | Winter | B20 | 935 | 99999 | 0 | 43.92 | 37.44 | 8.79 | 0
2020 | PJM_E_2_NYISO_G-I | PJM_E | NYISO_G-I | Internal | Shoulder | B11 | 25 | 500 | 0 | 50.65 | 41.86 | 6 | 0
2020 | PJM_E_2_NYISO_G-I | PJM_E | NYISO_G-I | Internal | Shoulder | B12 | 200 | 500 | 0 | 45.99 | 40.92 | 6 | 0
2020 | PJM_E_2_NYISO_G-I | PJM_E | NYISO_G-I | Internal | Shoulder | B13 | 600 | 500 | 0 | 43.31 | 40.48 | 6 | 0
2020 | PJM_E_2_NYISO_G-I | PJM_E | NYISO_G-I | Internal | Shoulder | B14 | 900 | 500 | 0 | 40.6 | 39.7 | 6 | 0
2020 | PJM_E_2_NYISO_G-I | PJM_E | NYISO_G-I | Internal | Shoulder | B15 | 1203 | 500 | 0 | 37.59 | 39.7 | 6 | 0
2020 | PJM_E_2_NYISO_G-I | PJM_E | NYISO_G-I | Internal | Summer | B1 | 10 | 500 | 0 | 67.48 | 65.67 | 6 | 0
2020 | PJM_E_2_NYISO_G-I | PJM_E | NYISO_G-I | Internal | Summer | B2 | 25 | 500 | 0 | 67.06 | 65.28 | 6 | 0
2020 | PJM_E_2_NYISO_G-I | PJM_E | NYISO_G-I | Internal | Summer | B3 | 75 | 500 | 0 | 62.51 | 53.72 | 6 | 0
2020 | PJM_E_2_NYISO_G-I | PJM_E | NYISO_G-I | Internal | Summer | B4 | 100 | 500 | 0 | 61.44 | 52.65 | 6 | 0
2020 | PJM_E_2_NYISO_G-I | PJM_E | NYISO_G-I | Internal | Summer | B5 | 200 | 500 | 0 | 54.2 | 49.56 | 6 | 0
2020 | PJM_E_2_NYISO_G-I | PJM_E | NYISO_G-I | Internal | Summer | B6 | 300 | 500 | 0 | 49.01 | 42.93 | 6 | 0
2020 | PJM_E_2_NYISO_G-I | PJM_E | NYISO_G-I | Internal | Summer | B7 | 400 | 500 | 0 | 40.99 | 38.98 | 6 | 0
2020 | PJM_E_2_NYISO_G-I | PJM_E | NYISO_G-I | Internal | Summer | B8 | 500 | 500 | 0 | 38.45 | 38.44 | 6 | 0
2020 | PJM_E_2_NYISO_G-I | PJM_E | NYISO_G-I | Internal | Summer | B9 | 800 | 500 | 0 | 36.78 | 37.61 | 6 | 0
2020 | PJM_E_2_NYISO_G-I | PJM_E | NYISO_G-I | Internal | Summer | B10 | 1262 | 500 | 0 | 35.24 | 37.61 | 6 | 0
2020 | PJM_E_2_NYISO_G-I | PJM_E | NYISO_G-I | Internal | Winter | B16 | 25 | 500 | 0 | 53.14 | 50.79 | 6 | 0
2020 | PJM_E_2_NYISO_G-I | PJM_E | NYISO_G-I | Internal | Winter | B17 | 100 | 500 | 0 | 48.34 | 47.94 | 6 | 0
2020 | PJM_E_2_NYISO_G-I | PJM_E | NYISO_G-I | Internal | Winter | B18 | 400 | 500 | 0 | 44.65 | 45.45 | 6 | 0
2020 | PJM_E_2_NYISO_G-I | PJM_E | NYISO_G-I | Internal | Winter | B19 | 700 | 500 | 0 | 42.4 | 44.88 | 6 | 0
2020 | PJM_E_2_NYISO_G-I | PJM_E | NYISO_G-I | Internal | Winter | B20 | 935 | 500 | 500 | 37.44 | 43.9 | 6 | 0.46
2020 | PJM_E_2_NYISO_J-K | PJM_E | NYISO_J-K | Internal | Shoulder | B11 | 25 | 330 | 0 | 50.65 | 41.87 | 6 | 0
2020 | PJM_E_2_NYISO_J-K | PJM_E | NYISO_J-K | Internal | Shoulder | B12 | 200 | 330 | 0 | 45.99 | 40.93 | 6 | 0
2020 | PJM_E_2_NYISO_J-K | PJM_E | NYISO_J-K | Internal | Shoulder | B13 | 600 | 330 | 0 | 43.31 | 40.49 | 6 | 0
2020 | PJM_E_2_NYISO_J-K | PJM_E | NYISO_J-K | Internal | Shoulder | B14 | 900 | 330 | 0 | 40.6 | 39.71 | 6 | 0
2020 | PJM_E_2_NYISO_J-K | PJM_E | NYISO_J-K | Internal | Shoulder | B15 | 1203 | 330 | 0 | 37.59 | 39.71 | 6 | 0
2020 | PJM_E_2_NYISO_J-K | PJM_E | NYISO_J-K | Internal | Summer | B1 | 10 | 330 | 0 | 67.48 | 65.69 | 6 | 0
2020 | PJM_E_2_NYISO_J-K | PJM_E | NYISO_J-K | Internal | Summer | B2 | 25 | 330 | 0 | 67.06 | 65.29 | 6 | 0
2020 | PJM_E_2_NYISO_J-K | PJM_E | NYISO_J-K | Internal | Summer | B3 | 75 | 330 | 0 | 62.51 | 53.74 | 6 | 0
2020 | PJM_E_2_NYISO_J-K | PJM_E | NYISO_J-K | Internal | Summer | B4 | 100 | 330 | 0 | 61.44 | 52.66 | 6 | 0
2020 | PJM_E_2_NYISO_J-K | PJM_E | NYISO_J-K | Internal | Summer | B5 | 200 | 330 | 0 | 54.2 | 49.57 | 6 | 0
2020 | PJM_E_2_NYISO_J-K | PJM_E | NYISO_J-K | Internal | Summer | B6 | 300 | 330 | 0 | 49.01 | 42.94 | 6 | 0
2020 | PJM_E_2_NYISO_J-K | PJM_E | NYISO_J-K | Internal | Summer | B7 | 400 | 330 | 0 | 40.99 | 38.99 | 6 | 0
2020 | PJM_E_2_NYISO_J-K | PJM_E | NYISO_J-K | Internal | Summer | B8 | 500 | 330 | 0 | 38.45 | 38.45 | 6 | 0
2020 | PJM_E_2_NYISO_J-K | PJM_E | NYISO_J-K | Internal | Summer | B9 | 800 | 330 | 0 | 36.78 | 37.62 | 6 | 0
2020 | PJM_E_2_NYISO_J-K | PJM_E | NYISO_J-K | Internal | Summer | B10 | 1262 | 330 | 0 | 35.24 | 37.62 | 6 | 0
2020 | PJM_E_2_NYISO_J-K | PJM_E | NYISO_J-K | Internal | Winter | B16 | 25 | 330 | 0 | 53.14 | 50.8 | 6 | 0
2020 | PJM_E_2_NYISO_J-K | PJM_E | NYISO_J-K | Internal | Winter | B17 | 100 | 330 | 0 | 48.34 | 48.15 | 6 | 0
2020 | PJM_E_2_NYISO_J-K | PJM_E | NYISO_J-K | Internal | Winter | B18 | 400 | 330 | 0 | 44.65 | 45.65 | 6 | 0
2020 | PJM_E_2_NYISO_J-K | PJM_E | NYISO_J-K | Internal | Winter | B19 | 700 | 330 | 0 | 42.4 | 45.08 | 6 | 0
2020 | PJM_E_2_NYISO_J-K | PJM_E | NYISO_J-K | Internal | Winter | B20 | 935 | 330 | 1871.62 | 37.44 | 43.92 | 6 | 0.48
2020 | PJM_E_2_PJM_ROM | PJM_E | PJM_ROM | Internal | Shoulder | B11 | 25 | 8000 | 8292.38 | 50.65 | 50.67 | 0.01 | 0.01
2020 | PJM_E_2_PJM_ROM | PJM_E | PJM_ROM | Internal | Shoulder | B12 | 200 | 8000 | 3102.45 | 45.99 | 46 | 0.01 | 0
2020 | PJM_E_2_PJM_ROM | PJM_E | PJM_ROM | Internal | Shoulder | B13 | 600 | 8000 | 1440.18 | 43.31 | 43.32 | 0.01 | 0
2020 | PJM_E_2_PJM_ROM | PJM_E | PJM_ROM | Internal | Shoulder | B14 | 900 | 8000 | 0 | 40.6 | 40.59 | 0.01 | 0
2020 | PJM_E_2_PJM_ROM | PJM_E | PJM_ROM | Internal | Shoulder | B15 | 1203 | 8000 | 0 | 37.59 | 37.57 | 0.01 | 0
2020 | PJM_E_2_PJM_ROM | PJM_E | PJM_ROM | Internal | Summer | B1 | 10 | 8000 | 0 | 67.48 | 67.47 | 0.01 | 0
2020 | PJM_E_2_PJM_ROM | PJM_E | PJM_ROM | Internal | Summer | B2 | 25 | 8000 | 0 | 67.06 | 67.05 | 0.01 | 0
2020 | PJM_E_2_PJM_ROM | PJM_E | PJM_ROM | Internal | Summer | B3 | 75 | 8000 | 850.14 | 62.51 | 62.53 | 0.01 | 0
2020 | PJM_E_2_PJM_ROM | PJM_E | PJM_ROM | Internal | Summer | B4 | 100 | 8000 | 2936.06 | 61.44 | 61.45 | 0.01 | 0
2020 | PJM_E_2_PJM_ROM | PJM_E | PJM_ROM | Internal | Summer | B5 | 200 | 8000 | 0 | 54.2 | 54.19 | 0.01 | 0
2020 | PJM_E_2_PJM_ROM | PJM_E | PJM_ROM | Internal | Summer | B6 | 300 | 8000 | 576.55 | 49.01 | 49.02 | 0.01 | 0
2020 | PJM_E_2_PJM_ROM | PJM_E | PJM_ROM | Internal | Summer | B7 | 400 | 8000 | 1880.2 | 40.99 | 41 | 0.01 | 0
2020 | PJM_E_2_PJM_ROM | PJM_E | PJM_ROM | Internal | Summer | B8 | 500 | 8000 | 0 | 38.45 | 38.44 | 0.01 | 0
2020 | PJM_E_2_PJM_ROM | PJM_E | PJM_ROM | Internal | Summer | B9 | 800 | 8000 | 0 | 36.78 | 36.77 | 0.01 | 0
2020 | PJM_E_2_PJM_ROM | PJM_E | PJM_ROM | Internal | Summer | B10 | 1262 | 8000 | 0 | 35.24 | 35.23 | 0.01 | 0
2020 | PJM_E_2_PJM_ROM | PJM_E | PJM_ROM | Internal | Winter | B16 | 25 | 8000 | 0 | 53.14 | 53.13 | 0.01 | 0
2020 | PJM_E_2_PJM_ROM | PJM_E | PJM_ROM | Internal | Winter | B17 | 100 | 8000 | 0 | 48.34 | 48.33 | 0.01 | 0
2020 | PJM_E_2_PJM_ROM | PJM_E | PJM_ROM | Internal | Winter | B18 | 400 | 8000 | 0 | 44.65 | 44.63 | 0.01 | 0
2020 | PJM_E_2_PJM_ROM | PJM_E | PJM_ROM | Internal | Winter | B19 | 700 | 8000 | 0 | 42.4 | 42.39 | 0.01 | 0
2020 | PJM_E_2_PJM_ROM | PJM_E | PJM_ROM | Internal | Winter | B20 | 935 | 8000 | 0 | 37.44 | 37.43 | 0.01 | 0
2020 | PJM_ROR_2_MISO_IN | PJM_ROR | MISO_IN | Internal | Shoulder | B11 | 25 | 909 | 77.31 | 50.7 | 52.7 | 2 | 0
2020 | PJM_ROR_2_MISO_IN | PJM_ROR | MISO_IN | Internal | Shoulder | B12 | 200 | 909 | 0 | 46.01 | 44.04 | 2 | 0
2020 | PJM_ROR_2_MISO_IN | PJM_ROR | MISO_IN | Internal | Shoulder | B13 | 600 | 909 | 0 | 43.34 | 41.36 | 2 | 0
2020 | PJM_ROR_2_MISO_IN | PJM_ROR | MISO_IN | Internal | Shoulder | B14 | 900 | 909 | 0 | 40.59 | 40.22 | 2 | 0
2020 | PJM_ROR_2_MISO_IN | PJM_ROR | MISO_IN | Internal | Shoulder | B15 | 1203 | 909 | 0 | 37.56 | 38.98 | 2 | 0
2020 | PJM_ROR_2_MISO_IN | PJM_ROR | MISO_IN | Internal | Summer | B1 | 10 | 909 | 0 | 67.45 | 65.45 | 2 | 0
2020 | PJM_ROR_2_MISO_IN | PJM_ROR | MISO_IN | Internal | Summer | B2 | 25 | 909 | 0 | 67.06 | 65.07 | 2 | 0
2020 | PJM_ROR_2_MISO_IN | PJM_ROR | MISO_IN | Internal | Summer | B3 | 75 | 909 | 0 | 62.54 | 61.83 | 2 | 0
2020 | PJM_ROR_2_MISO_IN | PJM_ROR | MISO_IN | Internal | Summer | B4 | 100 | 909 | 0 | 61.46 | 59.49 | 2 | 0
2020 | PJM_ROR_2_MISO_IN | PJM_ROR | MISO_IN | Internal | Summer | B5 | 200 | 909 | 0 | 54.2 | 52.21 | 2 | 0
2020 | PJM_ROR_2_MISO_IN | PJM_ROR | MISO_IN | Internal | Summer | B6 | 300 | 909 | 0 | 49.03 | 47.04 | 2 | 0
2020 | PJM_ROR_2_MISO_IN | PJM_ROR | MISO_IN | Internal | Summer | B7 | 400 | 909 | 0 | 41.01 | 39.71 | 2 | 0
2020 | PJM_ROR_2_MISO_IN | PJM_ROR | MISO_IN | Internal | Summer | B8 | 500 | 909 | 0 | 38.45 | 38.26 | 2 | 0
2020 | PJM_ROR_2_MISO_IN | PJM_ROR | MISO_IN | Internal | Summer | B9 | 800 | 909 | 0 | 36.76 | 37.12 | 2 | 0
2020 | PJM_ROR_2_MISO_IN | PJM_ROR | MISO_IN | Internal | Summer | B10 | 1262 | 909 | 0 | 35.21 | 36.43 | 2 | 0
2020 | PJM_ROR_2_MISO_IN | PJM_ROR | MISO_IN | Internal | Winter | B16 | 25 | 909 | 0 | 53.14 | 51.16 | 2 | 0
2020 | PJM_ROR_2_MISO_IN | PJM_ROR | MISO_IN | Internal | Winter | B17 | 100 | 909 | 0 | 48.32 | 46.33 | 2 | 0
2020 | PJM_ROR_2_MISO_IN | PJM_ROR | MISO_IN | Internal | Winter | B18 | 400 | 909 | 0 | 44.62 | 42.62 | 2 | 0
2020 | PJM_ROR_2_MISO_IN | PJM_ROR | MISO_IN | Internal | Winter | B19 | 700 | 909 | 0 | 42.37 | 40.93 | 2 | 0
2020 | PJM_ROR_2_MISO_IN | PJM_ROR | MISO_IN | Internal | Winter | B20 | 935 | 909 | 0 | 37.42 | 37.93 | 2 | 0
2020 | PJM_ROR_2_MISO_MI | PJM_ROR | MISO_MI | Internal | Shoulder | B11 | 25 | 1305 | 0 | 50.7 | 52.68 | 2 | 0
2020 | PJM_ROR_2_MISO_MI | PJM_ROR | MISO_MI | Internal | Shoulder | B12 | 200 | 1305 | 0 | 46.01 | 44.03 | 2 | 0
2020 | PJM_ROR_2_MISO_MI | PJM_ROR | MISO_MI | Internal | Shoulder | B13 | 600 | 1305 | 0 | 43.34 | 41.35 | 2 | 0
2020 | PJM_ROR_2_MISO_MI | PJM_ROR | MISO_MI | Internal | Shoulder | B14 | 900 | 1305 | 0 | 40.59 | 40.21 | 2 | 0
2020 | PJM_ROR_2_MISO_MI | PJM_ROR | MISO_MI | Internal | Shoulder | B15 | 1203 | 1305 | 0 | 37.56 | 38.96 | 2 | 0
2020 | PJM_ROR_2_MISO_MI | PJM_ROR | MISO_MI | Internal | Summer | B1 | 10 | 1305 | 0 | 67.45 | 65.21 | 2 | 0
2020 | PJM_ROR_2_MISO_MI | PJM_ROR | MISO_MI | Internal | Summer | B2 | 25 | 1305 | 0 | 67.06 | 64.82 | 2 | 0
2020 | PJM_ROR_2_MISO_MI | PJM_ROR | MISO_MI | Internal | Summer | B3 | 75 | 1305 | 0 | 62.54 | 61.42 | 2 | 0
2020 | PJM_ROR_2_MISO_MI | PJM_ROR | MISO_MI | Internal | Summer | B4 | 100 | 1305 | 0 | 61.46 | 59.46 | 2 | 0
2020 | PJM_ROR_2_MISO_MI | PJM_ROR | MISO_MI | Internal | Summer | B5 | 200 | 1305 | 0 | 54.2 | 52.2 | 2 | 0
2020 | PJM_ROR_2_MISO_MI | PJM_ROR | MISO_MI | Internal | Summer | B6 | 300 | 1305 | 0 | 49.03 | 47.03 | 2 | 0
2020 | PJM_ROR_2_MISO_MI | PJM_ROR | MISO_MI | Internal | Summer | B7 | 400 | 1305 | 0 | 41.01 | 39.7 | 2 | 0
2020 | PJM_ROR_2_MISO_MI | PJM_ROR | MISO_MI | Internal | Summer | B8 | 500 | 1305 | 0 | 38.45 | 38.26 | 2 | 0
2020 | PJM_ROR_2_MISO_MI | PJM_ROR | MISO_MI | Internal | Summer | B9 | 800 | 1305 | 0 | 36.76 | 37.13 | 2 | 0
2020 | PJM_ROR_2_MISO_MI | PJM_ROR | MISO_MI | Internal | Summer | B10 | 1262 | 1305 | 0 | 35.21 | 36.45 | 2 | 0
2020 | PJM_ROR_2_MISO_MI | PJM_ROR | MISO_MI | Internal | Winter | B16 | 25 | 1305 | 0 | 53.14 | 51.14 | 2 | 0
2020 | PJM_ROR_2_MISO_MI | PJM_ROR | MISO_MI | Internal | Winter | B17 | 100 | 1305 | 0 | 48.32 | 46.33 | 2 | 0
2020 | PJM_ROR_2_MISO_MI | PJM_ROR | MISO_MI | Internal | Winter | B18 | 400 | 1305 | 0 | 44.62 | 42.63 | 2 | 0
2020 | PJM_ROR_2_MISO_MI | PJM_ROR | MISO_MI | Internal | Winter | B19 | 700 | 1305 | 0 | 42.37 | 40.94 | 2 | 0
2020 | PJM_ROR_2_MISO_MI | PJM_ROR | MISO_MI | Internal | Winter | B20 | 935 | 1305 | 0 | 37.42 | 37.94 | 2 | 0
2020 | PJM_ROR_2_MISO_MO-IL | PJM_ROR | MISO_MO-IL | Internal | Shoulder | B11 | 25 | 1111 | 0 | 50.7 | 52.68 | 2 | 0
2020 | PJM_ROR_2_MISO_MO-IL | PJM_ROR | MISO_MO-IL | Internal | Shoulder | B12 | 200 | 1111 | 0 | 46.01 | 44.03 | 2 | 0
2020 | PJM_ROR_2_MISO_MO-IL | PJM_ROR | MISO_MO-IL | Internal | Shoulder | B13 | 600 | 1111 | 0 | 43.34 | 41.35 | 2 | 0
2020 | PJM_ROR_2_MISO_MO-IL | PJM_ROR | MISO_MO-IL | Internal | Shoulder | B14 | 900 | 1111 | 0 | 40.59 | 40.21 | 2 | 0
2020 | PJM_ROR_2_MISO_MO-IL | PJM_ROR | MISO_MO-IL | Internal | Shoulder | B15 | 1203 | 1111 | 0 | 37.56 | 38.99 | 2 | 0
2020 | PJM_ROR_2_MISO_MO-IL | PJM_ROR | MISO_MO-IL | Internal | Summer | B1 | 10 | 1111 | 0 | 67.45 | 65.45 | 2 | 0
2020 | PJM_ROR_2_MISO_MO-IL | PJM_ROR | MISO_MO-IL | Internal | Summer | B2 | 25 | 1111 | 0 | 67.06 | 65.06 | 2 | 0
2020 | PJM_ROR_2_MISO_MO-IL | PJM_ROR | MISO_MO-IL | Internal | Summer | B3 | 75 | 1111 | 0 | 62.54 | 61.84 | 2 | 0
2020 | PJM_ROR_2_MISO_MO-IL | PJM_ROR | MISO_MO-IL | Internal | Summer | B4 | 100 | 1111 | 0 | 61.46 | 59.47 | 2 | 0
2020 | PJM_ROR_2_MISO_MO-IL | PJM_ROR | MISO_MO-IL | Internal | Summer | B5 | 200 | 1111 | 0 | 54.2 | 52.2 | 2 | 0
2020 | PJM_ROR_2_MISO_MO-IL | PJM_ROR | MISO_MO-IL | Internal | Summer | B6 | 300 | 1111 | 0 | 49.03 | 47.03 | 2 | 0
2020 | PJM_ROR_2_MISO_MO-IL | PJM_ROR | MISO_MO-IL | Internal | Summer | B7 | 400 | 1111 | 0 | 41.01 | 39.73 | 2 | 0
2020 | PJM_ROR_2_MISO_MO-IL | PJM_ROR | MISO_MO-IL | Internal | Summer | B8 | 500 | 1111 | 0 | 38.45 | 38.27 | 2 | 0
2020 | PJM_ROR_2_MISO_MO-IL | PJM_ROR | MISO_MO-IL | Internal | Summer | B9 | 800 | 1111 | 0 | 36.76 | 37.13 | 2 | 0
2020 | PJM_ROR_2_MISO_MO-IL | PJM_ROR | MISO_MO-IL | Internal | Summer | B10 | 1262 | 1111 | 0 | 35.21 | 36.42 | 2 | 0
2020 | PJM_ROR_2_MISO_MO-IL | PJM_ROR | MISO_MO-IL | Internal | Winter | B16 | 25 | 1111 | 0 | 53.14 | 51.14 | 2 | 0
2020 | PJM_ROR_2_MISO_MO-IL | PJM_ROR | MISO_MO-IL | Internal | Winter | B17 | 100 | 1111 | 0 | 48.32 | 46.32 | 2 | 0
2020 | PJM_ROR_2_MISO_MO-IL | PJM_ROR | MISO_MO-IL | Internal | Winter | B18 | 400 | 1111 | 0 | 44.62 | 42.61 | 2 | 0
2020 | PJM_ROR_2_MISO_MO-IL | PJM_ROR | MISO_MO-IL | Internal | Winter | B19 | 700 | 1111 | 0 | 42.37 | 40.91 | 2 | 0
2020 | PJM_ROR_2_MISO_MO-IL | PJM_ROR | MISO_MO-IL | Internal | Winter | B20 | 935 | 1111 | 0 | 37.42 | 37.94 | 2 | 0
2020 | PJM_ROR_2_MISO_W | PJM_ROR | MISO_W | Internal | Shoulder | B11 | 25 | 709 | 0 | 50.7 | 52.67 | 2 | 0
2020 | PJM_ROR_2_MISO_W | PJM_ROR | MISO_W | Internal | Shoulder | B12 | 200 | 709 | 0 | 46.01 | 44.02 | 2 | 0
2020 | PJM_ROR_2_MISO_W | PJM_ROR | MISO_W | Internal | Shoulder | B13 | 600 | 709 | 0 | 43.34 | 41.35 | 2 | 0
2020 | PJM_ROR_2_MISO_W | PJM_ROR | MISO_W | Internal | Shoulder | B14 | 900 | 709 | 0 | 40.59 | 40.2 | 2 | 0
2020 | PJM_ROR_2_MISO_W | PJM_ROR | MISO_W | Internal | Shoulder | B15 | 1203 | 709 | 0 | 37.56 | 39.14 | 2 | 0
2020 | PJM_ROR_2_MISO_W | PJM_ROR | MISO_W | Internal | Summer | B1 | 10 | 709 | 0 | 67.45 | 65.45 | 2 | 0
2020 | PJM_ROR_2_MISO_W | PJM_ROR | MISO_W | Internal | Summer | B2 | 25 | 709 | 0 | 67.06 | 65.05 | 2 | 0
2020 | PJM_ROR_2_MISO_W | PJM_ROR | MISO_W | Internal | Summer | B3 | 75 | 709 | 0 | 62.54 | 61.84 | 2 | 0
2020 | PJM_ROR_2_MISO_W | PJM_ROR | MISO_W | Internal | Summer | B4 | 100 | 709 | 0 | 61.46 | 59.46 | 2 | 0
2020 | PJM_ROR_2_MISO_W | PJM_ROR | MISO_W | Internal | Summer | B5 | 200 | 709 | 0 | 54.2 | 52.2 | 2 | 0
2020 | PJM_ROR_2_MISO_W | PJM_ROR | MISO_W | Internal | Summer | B6 | 300 | 709 | 0 | 49.03 | 47.04 | 2 | 0
2020 | PJM_ROR_2_MISO_W | PJM_ROR | MISO_W | Internal | Summer | B7 | 400 | 709 | 0 | 41.01 | 39.74 | 2 | 0
2020 | PJM_ROR_2_MISO_W | PJM_ROR | MISO_W | Internal | Summer | B8 | 500 | 709 | 0 | 38.45 | 38.29 | 2 | 0
2020 | PJM_ROR_2_MISO_W | PJM_ROR | MISO_W | Internal | Summer | B9 | 800 | 709 | 0 | 36.76 | 37.25 | 2 | 0
2020 | PJM_ROR_2_MISO_W | PJM_ROR | MISO_W | Internal | Summer | B10 | 1262 | 709 | 0 | 35.21 | 36.43 | 2 | 0
2020 | PJM_ROR_2_MISO_W | PJM_ROR | MISO_W | Internal | Winter | B16 | 25 | 709 | 0 | 53.14 | 51.14 | 2 | 0
2020 | PJM_ROR_2_MISO_W | PJM_ROR | MISO_W | Internal | Winter | B17 | 100 | 709 | 0 | 48.32 | 46.32 | 2 | 0
2020 | PJM_ROR_2_MISO_W | PJM_ROR | MISO_W | Internal | Winter | B18 | 400 | 709 | 0 | 44.62 | 42.76 | 2 | 0
2020 | PJM_ROR_2_MISO_W | PJM_ROR | MISO_W | Internal | Winter | B19 | 700 | 709 | 0 | 42.37 | 41.07 | 2 | 0
2020 | PJM_ROR_2_MISO_W | PJM_ROR | MISO_W | Internal | Winter | B20 | 935 | 709 | 0 | 37.42 | 38.06 | 2 | 0
2020 | PJM_ROR_2_MISO_WUMS | PJM_ROR | MISO_WUMS | Internal | Shoulder | B11 | 25 | 1467 | 0 | 50.7 | 52.66 | 2 | 0
2020 | PJM_ROR_2_MISO_WUMS | PJM_ROR | MISO_WUMS | Internal | Shoulder | B12 | 200 | 1467 | 0 | 46.01 | 44.01 | 2 | 0
2020 | PJM_ROR_2_MISO_WUMS | PJM_ROR | MISO_WUMS | Internal | Shoulder | B13 | 600 | 1467 | 0 | 43.34 | 41.34 | 2 | 0
2020 | PJM_ROR_2_MISO_WUMS | PJM_ROR | MISO_WUMS | Internal | Shoulder | B14 | 900 | 1467 | 0 | 40.59 | 40.2 | 2 | 0
2020 | PJM_ROR_2_MISO_WUMS | PJM_ROR | MISO_WUMS | Internal | Shoulder | B15 | 1203 | 1467 | 0 | 37.56 | 38.95 | 2 | 0
2020 | PJM_ROR_2_MISO_WUMS | PJM_ROR | MISO_WUMS | Internal | Summer | B1 | 10 | 1467 | 0 | 67.45 | 65.2 | 2 | 0
2020 | PJM_ROR_2_MISO_WUMS | PJM_ROR | MISO_WUMS | Internal | Summer | B2 | 25 | 1467 | 0 | 67.06 | 64.8 | 2 | 0
2020 | PJM_ROR_2_MISO_WUMS | PJM_ROR | MISO_WUMS | Internal | Summer | B3 | 75 | 1467 | 0 | 62.54 | 61.4 | 2 | 0
2020 | PJM_ROR_2_MISO_WUMS | PJM_ROR | MISO_WUMS | Internal | Summer | B4 | 100 | 1467 | 0 | 61.46 | 59.46 | 2 | 0
2020 | PJM_ROR_2_MISO_WUMS | PJM_ROR | MISO_WUMS | Internal | Summer | B5 | 200 | 1467 | 0 | 54.2 | 52.2 | 2 | 0
2020 | PJM_ROR_2_MISO_WUMS | PJM_ROR | MISO_WUMS | Internal | Summer | B6 | 300 | 1467 | 0 | 49.03 | 47.03 | 2 | 0
2020 | PJM_ROR_2_MISO_WUMS | PJM_ROR | MISO_WUMS | Internal | Summer | B7 | 400 | 1467 | 0 | 41.01 | 39.73 | 2 | 0
2020 | PJM_ROR_2_MISO_WUMS | PJM_ROR | MISO_WUMS | Internal | Summer | B8 | 500 | 1467 | 0 | 38.45 | 38.27 | 2 | 0
2020 | PJM_ROR_2_MISO_WUMS | PJM_ROR | MISO_WUMS | Internal | Summer | B9 | 800 | 1467 | 0 | 36.76 | 37.24 | 2 | 0
2020 | PJM_ROR_2_MISO_WUMS | PJM_ROR | MISO_WUMS | Internal | Summer | B10 | 1262 | 1467 | 0 | 35.21 | 36.43 | 2 | 0
2020 | PJM_ROR_2_MISO_WUMS | PJM_ROR | MISO_WUMS | Internal | Winter | B16 | 25 | 1467 | 0 | 53.14 | 51.14 | 2 | 0
2020 | PJM_ROR_2_MISO_WUMS | PJM_ROR | MISO_WUMS | Internal | Winter | B17 | 100 | 1467 | 0 | 48.32 | 46.32 | 2 | 0
2020 | PJM_ROR_2_MISO_WUMS | PJM_ROR | MISO_WUMS | Internal | Winter | B18 | 400 | 1467 | 0 | 44.62 | 42.73 | 2 | 0
2020 | PJM_ROR_2_MISO_WUMS | PJM_ROR | MISO_WUMS | Internal | Winter | B19 | 700 | 1467 | 0 | 42.37 | 41.04 | 2 | 0
2020 | PJM_ROR_2_MISO_WUMS | PJM_ROR | MISO_WUMS | Internal | Winter | B20 | 935 | 1467 | 0 | 37.42 | 38.04 | 2 | 0
2020 | PJM_ROR_2_PJM_ROM | PJM_ROR | PJM_ROM | Internal | Shoulder | B11 | 25 | 8000 | 0 | 50.7 | 50.67 | 0.01 | 0
2020 | PJM_ROR_2_PJM_ROM | PJM_ROR | PJM_ROM | Internal | Shoulder | B12 | 200 | 8000 | 0 | 46.01 | 46 | 0.01 | 0
2020 | PJM_ROR_2_PJM_ROM | PJM_ROR | PJM_ROM | Internal | Shoulder | B13 | 600 | 8000 | 0 | 43.34 | 43.32 | 0.01 | 0
2020 | PJM_ROR_2_PJM_ROM | PJM_ROR | PJM_ROM | Internal | Shoulder | B14 | 900 | 8000 | 0 | 40.59 | 40.59 | 0.01 | 0
2020 | PJM_ROR_2_PJM_ROM | PJM_ROR | PJM_ROM | Internal | Shoulder | B15 | 1203 | 8000 | 513.99 | 37.56 | 37.57 | 0.01 | 0
2020 | PJM_ROR_2_PJM_ROM | PJM_ROR | PJM_ROM | Internal | Summer | B1 | 10 | 8000 | 931.91 | 67.45 | 67.47 | 0.01 | 0
2020 | PJM_ROR_2_PJM_ROM | PJM_ROR | PJM_ROM | Internal | Summer | B2 | 25 | 8000 | 0 | 67.06 | 67.05 | 0.01 | 0
2020 | PJM_ROR_2_PJM_ROM | PJM_ROR | PJM_ROM | Internal | Summer | B3 | 75 | 8000 | 0 | 62.54 | 62.53 | 0.01 | 0
2020 | PJM_ROR_2_PJM_ROM | PJM_ROR | PJM_ROM | Internal | Summer | B4 | 100 | 8000 | 0 | 61.46 | 61.45 | 0.01 | 0
2020 | PJM_ROR_2_PJM_ROM | PJM_ROR | PJM_ROM | Internal | Summer | B5 | 200 | 8000 | 0 | 54.2 | 54.19 | 0.01 | 0
2020 | PJM_ROR_2_PJM_ROM | PJM_ROR | PJM_ROM | Internal | Summer | B6 | 300 | 8000 | 0 | 49.03 | 49.02 | 0.01 | 0
2020 | PJM_ROR_2_PJM_ROM | PJM_ROR | PJM_ROM | Internal | Summer | B7 | 400 | 8000 | 0 | 41.01 | 41 | 0.01 | 0
2020 | PJM_ROR_2_PJM_ROM | PJM_ROR | PJM_ROM | Internal | Summer | B8 | 500 | 8000 | 0 | 38.45 | 38.44 | 0.01 | 0
2020 | PJM_ROR_2_PJM_ROM | PJM_ROR | PJM_ROM | Internal | Summer | B9 | 800 | 8000 | 3172.97 | 36.76 | 36.77 | 0.01 | 0
2020 | PJM_ROR_2_PJM_ROM | PJM_ROR | PJM_ROM | Internal | Summer | B10 | 1262 | 8000 | 3721.31 | 35.21 | 35.23 | 0.01 | 0
2020 | PJM_ROR_2_PJM_ROM | PJM_ROR | PJM_ROM | Internal | Winter | B16 | 25 | 8000 | 0 | 53.14 | 53.13 | 0.01 | 0
2020 | PJM_ROR_2_PJM_ROM | PJM_ROR | PJM_ROM | Internal | Winter | B17 | 100 | 8000 | 1827.33 | 48.32 | 48.33 | 0.01 | 0
2020 | PJM_ROR_2_PJM_ROM | PJM_ROR | PJM_ROM | Internal | Winter | B18 | 400 | 8000 | 4588.97 | 44.62 | 44.63 | 0.01 | 0
2020 | PJM_ROR_2_PJM_ROM | PJM_ROR | PJM_ROM | Internal | Winter | B19 | 700 | 8000 | 3968.07 | 42.37 | 42.39 | 0.01 | 0
2020 | PJM_ROR_2_PJM_ROM | PJM_ROR | PJM_ROM | Internal | Winter | B20 | 935 | 8000 | 4976.56 | 37.42 | 37.43 | 0.01 | 0
2020 | PJM_ROR_2_TVA_Transmission | PJM_ROR | TVA_Transmission | Internal | Shoulder | B11 | 25 | 2500 | 0 | 50.7 | 56.48 | 6 | 0
2020 | PJM_ROR_2_TVA_Transmission | PJM_ROR | TVA_Transmission | Internal | Shoulder | B12 | 200 | 2500 | 0 | 46.01 | 47.08 | 6 | 0
2020 | PJM_ROR_2_TVA_Transmission | PJM_ROR | TVA_Transmission | Internal | Shoulder | B13 | 600 | 2500 | 0 | 43.34 | 45.43 | 6 | 0
2020 | PJM_ROR_2_TVA_Transmission | PJM_ROR | TVA_Transmission | Internal | Shoulder | B14 | 900 | 2500 | 0 | 40.59 | 44.28 | 6 | 0
2020 | PJM_ROR_2_TVA_Transmission | PJM_ROR | TVA_Transmission | Internal | Shoulder | B15 | 1203 | 2500 | 0 | 37.56 | 42.96 | 6 | 0
2020 | PJM_ROR_2_TVA_Transmission | PJM_ROR | TVA_Transmission | Internal | Summer | B1 | 10 | 2500 | 1442.38 | 67.45 | 73.45 | 6 | 0
2020 | PJM_ROR_2_TVA_Transmission | PJM_ROR | TVA_Transmission | Internal | Summer | B2 | 25 | 2500 | 940.17 | 67.06 | 73.06 | 6 | 0
2020 | PJM_ROR_2_TVA_Transmission | PJM_ROR | TVA_Transmission | Internal | Summer | B3 | 75 | 2500 | 307.53 | 62.54 | 68.54 | 6 | 0
2020 | PJM_ROR_2_TVA_Transmission | PJM_ROR | TVA_Transmission | Internal | Summer | B4 | 100 | 2500 | 514.84 | 61.46 | 67.46 | 6 | 0
2020 | PJM_ROR_2_TVA_Transmission | PJM_ROR | TVA_Transmission | Internal | Summer | B5 | 200 | 2500 | 0 | 54.2 | 59.05 | 6 | 0
2020 | PJM_ROR_2_TVA_Transmission | PJM_ROR | TVA_Transmission | Internal | Summer | B6 | 300 | 2500 | 0 | 49.03 | 51.56 | 6 | 0
2020 | PJM_ROR_2_TVA_Transmission | PJM_ROR | TVA_Transmission | Internal | Summer | B7 | 400 | 2500 | 0 | 41.01 | 45.27 | 6 | 0
2020 | PJM_ROR_2_TVA_Transmission | PJM_ROR | TVA_Transmission | Internal | Summer | B8 | 500 | 2500 | 0 | 38.45 | 42.76 | 6 | 0
2020 | PJM_ROR_2_TVA_Transmission | PJM_ROR | TVA_Transmission | Internal | Summer | B9 | 800 | 2500 | 0 | 36.76 | 41.89 | 6 | 0
2020 | PJM_ROR_2_TVA_Transmission | PJM_ROR | TVA_Transmission | Internal | Summer | B10 | 1262 | 2500 | 0 | 35.21 | 38.95 | 6 | 0
2020 | PJM_ROR_2_TVA_Transmission | PJM_ROR | TVA_Transmission | Internal | Winter | B16 | 25 | 2500 | 0 | 53.14 | 59 | 6 | 0
2020 | PJM_ROR_2_TVA_Transmission | PJM_ROR | TVA_Transmission | Internal | Winter | B17 | 100 | 2500 | 0 | 48.32 | 49.61 | 6 | 0
2020 | PJM_ROR_2_TVA_Transmission | PJM_ROR | TVA_Transmission | Internal | Winter | B18 | 400 | 2500 | 0 | 44.62 | 46.42 | 6 | 0
2020 | PJM_ROR_2_TVA_Transmission | PJM_ROR | TVA_Transmission | Internal | Winter | B19 | 700 | 2500 | 0 | 42.37 | 44.98 | 6 | 0
2020 | PJM_ROR_2_TVA_Transmission | PJM_ROR | TVA_Transmission | Internal | Winter | B20 | 935 | 2500 | 0 | 37.42 | 42.79 | 6 | 0
2020 | PJM_ROR_2_VACAR | PJM_ROR | VACAR | Internal | Shoulder | B11 | 25 | 3000 | 5643.52 | 50.7 | 57.72 | 6 | 1.02
2020 | PJM_ROR_2_VACAR | PJM_ROR | VACAR | Internal | Shoulder | B12 | 200 | 3000 | 0 | 46.01 | 50.51 | 6 | 0
2020 | PJM_ROR_2_VACAR | PJM_ROR | VACAR | Internal | Shoulder | B13 | 600 | 3000 | 0 | 43.34 | 47.68 | 6 | 0
2020 | PJM_ROR_2_VACAR | PJM_ROR | VACAR | Internal | Shoulder | B14 | 900 | 3000 | 364.47 | 40.59 | 46.59 | 6 | 0
2020 | PJM_ROR_2_VACAR | PJM_ROR | VACAR | Internal | Shoulder | B15 | 1203 | 3000 | 0 | 37.56 | 43.46 | 6 | 0
2020 | PJM_ROR_2_VACAR | PJM_ROR | VACAR | Internal | Summer | B1 | 10 | 3000 | 3631.91 | 67.45 | 74.47 | 6 | 1.02
2020 | PJM_ROR_2_VACAR | PJM_ROR | VACAR | Internal | Summer | B2 | 25 | 3000 | 6066.47 | 67.06 | 74.08 | 6 | 1.02
2020 | PJM_ROR_2_VACAR | PJM_ROR | VACAR | Internal | Summer | B3 | 75 | 3000 | 4861.6 | 62.54 | 69.56 | 6 | 1.02
2020 | PJM_ROR_2_VACAR | PJM_ROR | VACAR | Internal | Summer | B4 | 100 | 3000 | 2638.7 | 61.46 | 67.46 | 6 | 0
2020 | PJM_ROR_2_VACAR | PJM_ROR | VACAR | Internal | Summer | B5 | 200 | 3000 | 2462.64 | 54.2 | 60.2 | 6 | 0
2020 | PJM_ROR_2_VACAR | PJM_ROR | VACAR | Internal | Summer | B6 | 300 | 3000 | 1474.01 | 49.03 | 55.03 | 6 | 0
2020 | PJM_ROR_2_VACAR | PJM_ROR | VACAR | Internal | Summer | B7 | 400 | 3000 | 2187.95 | 41.01 | 47.01 | 6 | 0
2020 | PJM_ROR_2_VACAR | PJM_ROR | VACAR | Internal | Summer | B8 | 500 | 3000 | 2927.77 | 38.45 | 44.45 | 6 | 0
2020 | PJM_ROR_2_VACAR | PJM_ROR | VACAR | Internal | Summer | B9 | 800 | 3000 | 2042.68 | 36.76 | 42.76 | 6 | 0
2020 | PJM_ROR_2_VACAR | PJM_ROR | VACAR | Internal | Summer | B10 | 1262 | 3000 | 1700.42 | 35.21 | 41.21 | 6 | 0
2020 | PJM_ROR_2_VACAR | PJM_ROR | VACAR | Internal | Winter | B16 | 25 | 3000 | 5131.59 | 53.14 | 60.16 | 6 | 1.02
2020 | PJM_ROR_2_VACAR | PJM_ROR | VACAR | Internal | Winter | B17 | 100 | 3000 | 307.05 | 48.32 | 54.32 | 6 | 0
2020 | PJM_ROR_2_VACAR | PJM_ROR | VACAR | Internal | Winter | B18 | 400 | 3000 | 0 | 44.62 | 47.34 | 6 | 0
2020 | PJM_ROR_2_VACAR | PJM_ROR | VACAR | Internal | Winter | B19 | 700 | 3000 | 0 | 42.37 | 46.65 | 6 | 0
2020 | PJM_ROR_2_VACAR | PJM_ROR | VACAR | Internal | Winter | B20 | 935 | 3000 | 1601.21 | 37.42 | 43.42 | 6 | 0
2020 | PJM_ROM_2_NYISO_A-F | PJM_ROM | NYISO_A-F | Internal | Shoulder | B11 | 25 | 2000 | 0 | 50.67 | 41.72 | 6 | 0
2020 | PJM_ROM_2_NYISO_A-F | PJM_ROM | NYISO_A-F | Internal | Shoulder | B12 | 200 | 2000 | 0 | 46 | 40.91 | 6 | 0
2020 | PJM_ROM_2_NYISO_A-F | PJM_ROM | NYISO_A-F | Internal | Shoulder | B13 | 600 | 2000 | 0 | 43.32 | 40.44 | 6 | 0
2020 | PJM_ROM_2_NYISO_A-F | PJM_ROM | NYISO_A-F | Internal | Shoulder | B14 | 900 | 2000 | 0 | 40.59 | 39.69 | 6 | 0
2020 | PJM_ROM_2_NYISO_A-F | PJM_ROM | NYISO_A-F | Internal | Shoulder | B15 | 1203 | 2000 | 0 | 37.57 | 39.69 | 6 | 0
2020 | PJM_ROM_2_NYISO_A-F | PJM_ROM | NYISO_A-F | Internal | Summer | B1 | 10 | 2000 | 0 | 67.47 | 64.54 | 6 | 0
2020 | PJM_ROM_2_NYISO_A-F | PJM_ROM | NYISO_A-F | Internal | Summer | B2 | 25 | 2000 | 0 | 67.05 | 64.15 | 6 | 0
2020 | PJM_ROM_2_NYISO_A-F | PJM_ROM | NYISO_A-F | Internal | Summer | B3 | 75 | 2000 | 0 | 62.53 | 53.58 | 6 | 0
2020 | PJM_ROM_2_NYISO_A-F | PJM_ROM | NYISO_A-F | Internal | Summer | B4 | 100 | 2000 | 0 | 61.45 | 52.51 | 6 | 0
2020 | PJM_ROM_2_NYISO_A-F | PJM_ROM | NYISO_A-F | Internal | Summer | B5 | 200 | 2000 | 0 | 54.19 | 48.62 | 6 | 0
2020 | PJM_ROM_2_NYISO_A-F | PJM_ROM | NYISO_A-F | Internal | Summer | B6 | 300 | 2000 | 0 | 49.02 | 42.79 | 6 | 0
2020 | PJM_ROM_2_NYISO_A-F | PJM_ROM | NYISO_A-F | Internal | Summer | B7 | 400 | 2000 | 0 | 41 | 38.84 | 6 | 0
2020 | PJM_ROM_2_NYISO_A-F | PJM_ROM | NYISO_A-F | Internal | Summer | B8 | 500 | 2000 | 0 | 38.44 | 37.86 | 6 | 0
2020 | PJM_ROM_2_NYISO_A-F | PJM_ROM | NYISO_A-F | Internal | Summer | B9 | 800 | 2000 | 0 | 36.77 | 37.6 | 6 | 0
2020 | PJM_ROM_2_NYISO_A-F | PJM_ROM | NYISO_A-F | Internal | Summer | B10 | 1262 | 2000 | 0 | 35.23 | 37.6 | 6 | 0
2020 | PJM_ROM_2_NYISO_A-F | PJM_ROM | NYISO_A-F | Internal | Winter | B16 | 25 | 2000 | 0 | 53.13 | 49.66 | 6 | 0
2020 | PJM_ROM_2_NYISO_A-F | PJM_ROM | NYISO_A-F | Internal | Winter | B17 | 100 | 2000 | 0 | 48.33 | 46.81 | 6 | 0
2020 | PJM_ROM_2_NYISO_A-F | PJM_ROM | NYISO_A-F | Internal | Winter | B18 | 400 | 2000 | 0 | 44.63 | 44.32 | 6 | 0
2020 | PJM_ROM_2_NYISO_A-F | PJM_ROM | NYISO_A-F | Internal | Winter | B19 | 700 | 2000 | 0 | 42.39 | 43.75 | 6 | 0
2020 | PJM_ROM_2_NYISO_A-F | PJM_ROM | NYISO_A-F | Internal | Winter | B20 | 935 | 2000 | 289.41 | 37.43 | 43.43 | 6 | 0
2020 | PJM_ROM_2_PJM_E | PJM_ROM | PJM_E | Internal | Shoulder | B11 | 25 | 8000 | 0 | 50.67 | 50.65 | 0.01 | 0
2020 | PJM_ROM_2_PJM_E | PJM_ROM | PJM_E | Internal | Shoulder | B12 | 200 | 8000 | 0 | 46 | 45.99 | 0.01 | 0
2020 | PJM_ROM_2_PJM_E | PJM_ROM | PJM_E | Internal | Shoulder | B13 | 600 | 8000 | 0 | 43.32 | 43.31 | 0.01 | 0
2020 | PJM_ROM_2_PJM_E | PJM_ROM | PJM_E | Internal | Shoulder | B14 | 900 | 8000 | 818.05 | 40.59 | 40.6 | 0.01 | 0
2020 | PJM_ROM_2_PJM_E | PJM_ROM | PJM_E | Internal | Shoulder | B15 | 1203 | 8000 | 1173.91 | 37.57 | 37.59 | 0.01 | 0
2020 | PJM_ROM_2_PJM_E | PJM_ROM | PJM_E | Internal | Summer | B1 | 10 | 8000 | 2280.98 | 67.47 | 67.48 | 0.01 | 0
2020 | PJM_ROM_2_PJM_E | PJM_ROM | PJM_E | Internal | Summer | B2 | 25 | 8000 | 1386.33 | 67.05 | 67.06 | 0.01 | 0
2020 | PJM_ROM_2_PJM_E | PJM_ROM | PJM_E | Internal | Summer | B3 | 75 | 8000 | 0 | 62.53 | 62.51 | 0.01 | 0
2020 | PJM_ROM_2_PJM_E | PJM_ROM | PJM_E | Internal | Summer | B4 | 100 | 8000 | 0 | 61.45 | 61.44 | 0.01 | 0
2020 | PJM_ROM_2_PJM_E | PJM_ROM | PJM_E | Internal | Summer | B5 | 200 | 8000 | 320.86 | 54.19 | 54.2 | 0.01 | 0
2020 | PJM_ROM_2_PJM_E | PJM_ROM | PJM_E | Internal | Summer | B6 | 300 | 8000 | 0 | 49.02 | 49.01 | 0.01 | 0
2020 | PJM_ROM_2_PJM_E | PJM_ROM | PJM_E | Internal | Summer | B7 | 400 | 8000 | 0 | 41 | 40.99 | 0.01 | 0
2020 | PJM_ROM_2_PJM_E | PJM_ROM | PJM_E | Internal | Summer | B8 | 500 | 8000 | 0 | 38.44 | 38.45 | 0.01 | 0
2020 | PJM_ROM_2_PJM_E | PJM_ROM | PJM_E | Internal | Summer | B9 | 800 | 8000 | 1957.24 | 36.77 | 36.78 | 0.01 | 0
2020 | PJM_ROM_2_PJM_E | PJM_ROM | PJM_E | Internal | Summer | B10 | 1262 | 8000 | 3342.41 | 35.23 | 35.24 | 0.01 | 0
2020 | PJM_ROM_2_PJM_E | PJM_ROM | PJM_E | Internal | Winter | B16 | 25 | 8000 | 92.22 | 53.13 | 53.14 | 0.01 | 0
2020 | PJM_ROM_2_PJM_E | PJM_ROM | PJM_E | Internal | Winter | B17 | 100 | 8000 | 1392.6 | 48.33 | 48.34 | 0.01 | 0
2020 | PJM_ROM_2_PJM_E | PJM_ROM | PJM_E | Internal | Winter | B18 | 400 | 8000 | 3688.99 | 44.63 | 44.65 | 0.01 | 0
2020 | PJM_ROM_2_PJM_E | PJM_ROM | PJM_E | Internal | Winter | B19 | 700 | 8000 | 3704.87 | 42.39 | 42.4 | 0.01 | 0
2020 | PJM_ROM_2_PJM_E | PJM_ROM | PJM_E | Internal | Winter | B20 | 935 | 8000 | 5160.57 | 37.43 | 37.44 | 0.01 | 0
2020 | PJM_ROM_2_PJM_ROR | PJM_ROM | PJM_ROR | Internal | Shoulder | B11 | 25 | 8000 | 9912.01 | 50.67 | 50.7 | 0.01 | 0.01
2020 | PJM_ROM_2_PJM_ROR | PJM_ROM | PJM_ROR | Internal | Shoulder | B12 | 200 | 8000 | 3803.04 | 46 | 46.01 | 0.01 | 0
2020 | PJM_ROM_2_PJM_ROR | PJM_ROM | PJM_ROR | Internal | Shoulder | B13 | 600 | 8000 | 1975.97 | 43.32 | 43.34 | 0.01 | 0
2020 | PJM_ROM_2_PJM_ROR | PJM_ROM | PJM_ROR | Internal | Shoulder | B14 | 900 | 8000 | 0 | 40.59 | 40.59 | 0.01 | 0
2020 | PJM_ROM_2_PJM_ROR | PJM_ROM | PJM_ROR | Internal | Shoulder | B15 | 1203 | 8000 | 0 | 37.57 | 37.56 | 0.01 | 0
2020 | PJM_ROM_2_PJM_ROR | PJM_ROM | PJM_ROR | Internal | Summer | B1 | 10 | 8000 | 0 | 67.47 | 67.45 | 0.01 | 0
2020 | PJM_ROM_2_PJM_ROR | PJM_ROM | PJM_ROR | Internal | Summer | B2 | 25 | 8000 | 474.59 | 67.05 | 67.06 | 0.01 | 0
2020 | PJM_ROM_2_PJM_ROR | PJM_ROM | PJM_ROR | Internal | Summer | B3 | 75 | 8000 | 3966.84 | 62.53 | 62.54 | 0.01 | 0
2020 | PJM_ROM_2_PJM_ROR | PJM_ROM | PJM_ROR | Internal | Summer | B4 | 100 | 8000 | 7281.98 | 61.45 | 61.46 | 0.01 | 0
2020 | PJM_ROM_2_PJM_ROR | PJM_ROM | PJM_ROR | Internal | Summer | B5 | 200 | 8000 | 503.95 | 54.19 | 54.2 | 0.01 | 0
2020 | PJM_ROM_2_PJM_ROR | PJM_ROM | PJM_ROR | Internal | Summer | B6 | 300 | 8000 | 986.03 | 49.02 | 49.03 | 0.01 | 0
2020 | PJM_ROM_2_PJM_ROR | PJM_ROM | PJM_ROR | Internal | Summer | B7 | 400 | 8000 | 1910.47 | 41 | 41.01 | 0.01 | 0
2020 | PJM_ROM_2_PJM_ROR | PJM_ROM | PJM_ROR | Internal | Summer | B8 | 500 | 8000 | 538.62 | 38.44 | 38.45 | 0.01 | 0
2020 | PJM_ROM_2_PJM_ROR | PJM_ROM | PJM_ROR | Internal | Summer | B9 | 800 | 8000 | 0 | 36.77 | 36.76 | 0.01 | 0
2020 | PJM_ROM_2_PJM_ROR | PJM_ROM | PJM_ROR | Internal | Summer | B10 | 1262 | 8000 | 0 | 35.23 | 35.21 | 0.01 | 0
2020 | PJM_ROM_2_PJM_ROR | PJM_ROM | PJM_ROR | Internal | Winter | B16 | 25 | 8000 | 942.76 | 53.13 | 53.14 | 0.01 | 0
2020 | PJM_ROM_2_PJM_ROR | PJM_ROM | PJM_ROR | Internal | Winter | B17 | 100 | 8000 | 0 | 48.33 | 48.32 | 0.01 | 0
2020 | PJM_ROM_2_PJM_ROR | PJM_ROM | PJM_ROR | Internal | Winter | B18 | 400 | 8000 | 0 | 44.63 | 44.62 | 0.01 | 0
2020 | PJM_ROM_2_PJM_ROR | PJM_ROM | PJM_ROR | Internal | Winter | B19 | 700 | 8000 | 0 | 42.39 | 42.37 | 0.01 | 0
2020 | PJM_ROM_2_PJM_ROR | PJM_ROM | PJM_ROR | Internal | Winter | B20 | 935 | 8000 | 0 | 37.43 | 37.42 | 0.01 | 0
2020 | SOCO_2_FRCC | SOCO | FRCC | Internal | Shoulder | B11 | 25 | 3700 | 3174.23 | 65.02 | 75.02 | 10 | 0
2020 | SOCO_2_FRCC | SOCO | FRCC | Internal | Shoulder | B12 | 200 | 3700 | 2127.47 | 44.67 | 54.67 | 10 | 0
2020 | SOCO_2_FRCC | SOCO | FRCC | Internal | Shoulder | B13 | 600 | 3700 | 0 | 42.99 | 49.97 | 10 | 0
2020 | SOCO_2_FRCC | SOCO | FRCC | Internal | Shoulder | B14 | 900 | 3700 | 0 | 42.99 | 49.97 | 10 | 0
2020 | SOCO_2_FRCC | SOCO | FRCC | Internal | Shoulder | B15 | 1203 | 3700 | 0 | 42.99 | 47.92 | 10 | 0
2020 | SOCO_2_FRCC | SOCO | FRCC | Internal | Summer | B1 | 10 | 3700 | 0.19 | 72.4 | 82.4 | 10 | 0
2020 | SOCO_2_FRCC | SOCO | FRCC | Internal | Summer | B2 | 25 | 3700 | 0 | 71.04 | 78.42 | 10 | 0
2020 | SOCO_2_FRCC | SOCO | FRCC | Internal | Summer | B3 | 75 | 3700 | 0 | 71.04 | 78.42 | 10 | 0
2020 | SOCO_2_FRCC | SOCO | FRCC | Internal | Summer | B4 | 100 | 3700 | 0 | 71.04 | 78.42 | 10 | 0
2020 | SOCO_2_FRCC | SOCO | FRCC | Internal | Summer | B5 | 200 | 3700 | 1328.55 | 67.2 | 77.2 | 10 | 0
2020 | SOCO_2_FRCC | SOCO | FRCC | Internal | Summer | B6 | 300 | 3700 | 270.41 | 56.67 | 66.67 | 10 | 0
2020 | SOCO_2_FRCC | SOCO | FRCC | Internal | Summer | B7 | 400 | 3700 | 2490.05 | 52.65 | 62.65 | 10 | 0
2020 | SOCO_2_FRCC | SOCO | FRCC | Internal | Summer | B8 | 500 | 3700 | 899.95 | 44.67 | 54.67 | 10 | 0
2020 | SOCO_2_FRCC | SOCO | FRCC | Internal | Summer | B9 | 800 | 3700 | 0 | 41.72 | 49.21 | 10 | 0
2020 | SOCO_2_FRCC | SOCO | FRCC | Internal | Summer | B10 | 1262 | 3700 | 0 | 41.72 | 47.19 | 10 | 0
2020 | SOCO_2_FRCC | SOCO | FRCC | Internal | Winter | B16 | 25 | 3700 | 878.35 | 64.86 | 74.86 | 10 | 0
2020 | SOCO_2_FRCC | SOCO | FRCC | Internal | Winter | B17 | 100 | 3700 | 800.3 | 45.6 | 55.6 | 10 | 0
2020 | SOCO_2_FRCC | SOCO | FRCC | Internal | Winter | B18 | 400 | 3700 | 0 | 45.6 | 52.31 | 10 | 0
2020 | SOCO_2_FRCC | SOCO | FRCC | Internal | Winter | B19 | 700 | 3700 | 0 | 45.6 | 51.91 | 10 | 0
2020 | SOCO_2_FRCC | SOCO | FRCC | Internal | Winter | B20 | 935 | 3700 | 0 | 45.14 | 50.15 | 10 | 0
2020 | SOCO_2_VACAR | SOCO | VACAR | Internal | Shoulder | B11 | 25 | 2000 | 0 | 65.02 | 57.72 | 10 | 0
2020 | SOCO_2_VACAR | SOCO | VACAR | Internal | Shoulder | B12 | 200 | 2000 | 0 | 44.67 | 50.51 | 10 | 0
2020 | SOCO_2_VACAR | SOCO | VACAR | Internal | Shoulder | B13 | 600 | 2000 | 0 | 42.99 | 47.68 | 10 | 0
2020 | SOCO_2_VACAR | SOCO | VACAR | Internal | Shoulder | B14 | 900 | 2000 | 0 | 42.99 | 46.59 | 10 | 0
2020 | SOCO_2_VACAR | SOCO | VACAR | Internal | Shoulder | B15 | 1203 | 2000 | 0 | 42.99 | 43.46 | 10 | 0
2020 | SOCO_2_VACAR | SOCO | VACAR | Internal | Summer | B1 | 10 | 2000 | 0 | 72.4 | 74.47 | 10 | 0
2020 | SOCO_2_VACAR | SOCO | VACAR | Internal | Summer | B2 | 25 | 2000 | 0 | 71.04 | 74.08 | 10 | 0
2020 | SOCO_2_VACAR | SOCO | VACAR | Internal | Summer | B3 | 75 | 2000 | 0 | 71.04 | 69.56 | 10 | 0
2020 | SOCO_2_VACAR | SOCO | VACAR | Internal | Summer | B4 | 100 | 2000 | 0 | 71.04 | 67.46 | 10 | 0
2020 | SOCO_2_VACAR | SOCO | VACAR | Internal | Summer | B5 | 200 | 2000 | 0 | 67.2 | 60.2 | 10 | 0
2020 | SOCO_2_VACAR | SOCO | VACAR | Internal | Summer | B6 | 300 | 2000 | 0 | 56.67 | 55.03 | 10 | 0
2020 | SOCO_2_VACAR | SOCO | VACAR | Internal | Summer | B7 | 400 | 2000 | 0 | 52.65 | 47.01 | 10 | 0
2020 | SOCO_2_VACAR | SOCO | VACAR | Internal | Summer | B8 | 500 | 2000 | 0 | 44.67 | 44.45 | 10 | 0
2020 | SOCO_2_VACAR | SOCO | VACAR | Internal | Summer | B9 | 800 | 2000 | 0 | 41.72 | 42.76 | 10 | 0
2020 | SOCO_2_VACAR | SOCO | VACAR | Internal | Summer | B10 | 1262 | 2000 | 0 | 41.72 | 41.21 | 10 | 0
2020 | SOCO_2_VACAR | SOCO | VACAR | Internal | Winter | B16 | 25 | 2000 | 0 | 64.86 | 60.16 | 10 | 0
2020 | SOCO_2_VACAR | SOCO | VACAR | Internal | Winter | B17 | 100 | 2000 | 0 | 45.6 | 54.32 | 10 | 0
2020 | SOCO_2_VACAR | SOCO | VACAR | Internal | Winter | B18 | 400 | 2000 | 0 | 45.6 | 47.34 | 10 | 0
2020 | SOCO_2_VACAR | SOCO | VACAR | Internal | Winter | B19 | 700 | 2000 | 0 | 45.6 | 46.65 | 10 | 0
2020 | SOCO_2_VACAR | SOCO | VACAR | Internal | Winter | B20 | 935 | 2000 | 0 | 45.14 | 43.42 | 10 | 0
2020 | SPP_N_2_ENT | SPP_N | ENT | Internal | Shoulder | B11 | 25 | 1800 | 0 | 59.67 | 60.34 | 5 | 0
2020 | SPP_N_2_ENT | SPP_N | ENT | Internal | Shoulder | B12 | 200 | 1800 | 0 | 44.03 | 42.82 | 5 | 0
2020 | SPP_N_2_ENT | SPP_N | ENT | Internal | Shoulder | B13 | 600 | 1800 | 0 | 42.91 | 42.82 | 5 | 0
2020 | SPP_N_2_ENT | SPP_N | ENT | Internal | Shoulder | B14 | 900 | 1800 | 0 | 41.87 | 42.51 | 5 | 0
2020 | SPP_N_2_ENT | SPP_N | ENT | Internal | Shoulder | B15 | 1203 | 1800 | 0 | 41.04 | 42.51 | 5 | 0
2020 | SPP_N_2_ENT | SPP_N | ENT | Internal | Summer | B1 | 10 | 1800 | 0 | 67.44 | 69.54 | 5 | 0
2020 | SPP_N_2_ENT | SPP_N | ENT | Internal | Summer | B2 | 25 | 1800 | 0 | 67.44 | 65.06 | 5 | 0
2020 | SPP_N_2_ENT | SPP_N | ENT | Internal | Summer | B3 | 75 | 1800 | 0 | 66.85 | 63.04 | 5 | 0
2020 | SPP_N_2_ENT | SPP_N | ENT | Internal | Summer | B4 | 100 | 1800 | 0 | 66.46 | 63.04 | 5 | 0
2020 | SPP_N_2_ENT | SPP_N | ENT | Internal | Summer | B5 | 200 | 1800 | 0 | 58.62 | 59.2 | 5 | 0
2020 | SPP_N_2_ENT | SPP_N | ENT | Internal | Summer | B6 | 300 | 1800 | 0 | 54.04 | 48.67 | 5 | 0
2020 | SPP_N_2_ENT | SPP_N | ENT | Internal | Summer | B7 | 400 | 1800 | 0 | 46.74 | 44.65 | 5 | 0
2020 | SPP_N_2_ENT | SPP_N | ENT | Internal | Summer | B8 | 500 | 1800 | 0 | 41.43 | 41.44 | 5 | 0
2020 | SPP_N_2_ENT | SPP_N | ENT | Internal | Summer | B9 | 800 | 1800 | 0 | 40.34 | 41.44 | 5 | 0
2020 | SPP_N_2_ENT | SPP_N | ENT | Internal | Summer | B10 | 1262 | 1800 | 0 | 39.45 | 40.87 | 5 | 0
2020 | SPP_N_2_ENT | SPP_N | ENT | Internal | Winter | B16 | 25 | 1800 | 706.96 | 51.86 | 56.86 | 5 | 0
2020 | SPP_N_2_ENT | SPP_N | ENT | Internal | Winter | B17 | 100 | 1800 | 0 | 44.31 | 45.54 | 5 | 0
2020 | SPP_N_2_ENT | SPP_N | ENT | Internal | Winter | B18 | 400 | 1800 | 0 | 43.81 | 45.54 | 5 | 0
2020 | SPP_N_2_ENT | SPP_N | ENT | Internal | Winter | B19 | 700 | 1800 | 0 | 43.71 | 45.21 | 5 | 0
2020 | SPP_N_2_ENT | SPP_N | ENT | Internal | Winter | B20 | 935 | 1800 | 0 | 43.32 | 44.08 | 5 | 0
2020 | SPP_N_2_MISO_MO-IL | SPP_N | MISO_MO-IL | Internal | Shoulder | B11 | 25 | 2000 | 0 | 59.67 | 52.68 | 5 | 0
2020 | SPP_N_2_MISO_MO-IL | SPP_N | MISO_MO-IL | Internal | Shoulder | B12 | 200 | 2000 | 0 | 44.03 | 44.03 | 5 | 0
2020 | SPP_N_2_MISO_MO-IL | SPP_N | MISO_MO-IL | Internal | Shoulder | B13 | 600 | 2000 | 0 | 42.91 | 41.35 | 5 | 0
2020 | SPP_N_2_MISO_MO-IL | SPP_N | MISO_MO-IL | Internal | Shoulder | B14 | 900 | 2000 | 0 | 41.87 | 40.21 | 5 | 0
2020 | SPP_N_2_MISO_MO-IL | SPP_N | MISO_MO-IL | Internal | Shoulder | B15 | 1203 | 2000 | 0 | 41.04 | 38.99 | 5 | 0
2020 | SPP_N_2_MISO_MO-IL | SPP_N | MISO_MO-IL | Internal | Summer | B1 | 10 | 2000 | 0 | 67.44 | 65.45 | 5 | 0
2020 | SPP_N_2_MISO_MO-IL | SPP_N | MISO_MO-IL | Internal | Summer | B2 | 25 | 2000 | 0 | 67.44 | 65.06 | 5 | 0
2020 | SPP_N_2_MISO_MO-IL | SPP_N | MISO_MO-IL | Internal | Summer | B3 | 75 | 2000 | 0 | 66.85 | 61.84 | 5 | 0
2020 | SPP_N_2_MISO_MO-IL | SPP_N | MISO_MO-IL | Internal | Summer | B4 | 100 | 2000 | 0 | 66.46 | 59.47 | 5 | 0
2020 | SPP_N_2_MISO_MO-IL | SPP_N | MISO_MO-IL | Internal | Summer | B5 | 200 | 2000 | 0 | 58.62 | 52.2 | 5 | 0
2020 | SPP_N_2_MISO_MO-IL | SPP_N | MISO_MO-IL | Internal | Summer | B6 | 300 | 2000 | 0 | 54.04 | 47.03 | 5 | 0
2020 | SPP_N_2_MISO_MO-IL | SPP_N | MISO_MO-IL | Internal | Summer | B7 | 400 | 2000 | 0 | 46.74 | 39.73 | 5 | 0
2020 | SPP_N_2_MISO_MO-IL | SPP_N | MISO_MO-IL | Internal | Summer | B8 | 500 | 2000 | 0 | 41.43 | 38.27 | 5 | 0
2020 | SPP_N_2_MISO_MO-IL | SPP_N | MISO_MO-IL | Internal | Summer | B9 | 800 | 2000 | 0 | 40.34 | 37.13 | 5 | 0
2020 | SPP_N_2_MISO_MO-IL | SPP_N | MISO_MO-IL | Internal | Summer | B10 | 1262 | 2000 | 0 | 39.45 | 36.42 | 5 | 0
2020 | SPP_N_2_MISO_MO-IL | SPP_N | MISO_MO-IL | Internal | Winter | B16 | 25 | 2000 | 0 | 51.86 | 51.14 | 5 | 0
2020 | SPP_N_2_MISO_MO-IL | SPP_N | MISO_MO-IL | Internal | Winter | B17 | 100 | 2000 | 0 | 44.31 | 46.32 | 5 | 0
2020 | SPP_N_2_MISO_MO-IL | SPP_N | MISO_MO-IL | Internal | Winter | B18 | 400 | 2000 | 0 | 43.81 | 42.61 | 5 | 0
2020 | SPP_N_2_MISO_MO-IL | SPP_N | MISO_MO-IL | Internal | Winter | B19 | 700 | 2000 | 0 | 43.71 | 40.91 | 5 | 0
2020 | SPP_N_2_MISO_MO-IL | SPP_N | MISO_MO-IL | Internal | Winter | B20 | 935 | 2000 | 0 | 43.32 | 37.94 | 5 | 0
2020 | SPP_N_2_NE | SPP_N | NE | Internal | Shoulder | B11 | 25 | 330 | 0 | 59.67 | 59.66 | 0.01 | 0
2020 | SPP_N_2_NE | SPP_N | NE | Internal | Shoulder | B12 | 200 | 330 | 0 | 44.03 | 44.02 | 0.01 | 0
2020 | SPP_N_2_NE | SPP_N | NE | Internal | Shoulder | B13 | 600 | 330 | 0 | 42.91 | 42.9 | 0.01 | 0
2020 | SPP_N_2_NE | SPP_N | NE | Internal | Shoulder | B14 | 900 | 330 | 0 | 41.87 | 41.86 | 0.01 | 0
2020 | SPP_N_2_NE | SPP_N | NE | Internal | Shoulder | B15 | 1203 | 330 | 0 | 41.04 | 41.03 | 0.01 | 0
2020 | SPP_N_2_NE | SPP_N | NE | Internal | Summer | B1 | 10 | 330 | 0 | 67.44 | 66.73 | 0.01 | 0
2020 | SPP_N_2_NE | SPP_N | NE | Internal | Summer | B2 | 25 | 330 | 0 | 67.44 | 66.73 | 0.01 | 0
2020 | SPP_N_2_NE | SPP_N | NE | Internal | Summer | B3 | 75 | 330 | 0 | 66.85 | 66.14 | 0.01 | 0
2020 | SPP_N_2_NE | SPP_N | NE | Internal | Summer | B4 | 100 | 330 | 0 | 66.46 | 65.75 | 0.01 | 0
2020 | SPP_N_2_NE | SPP_N | NE | Internal | Summer | B5 | 200 | 330 | 0 | 58.62 | 58.61 | 0.01 | 0
2020 | SPP_N_2_NE | SPP_N | NE | Internal | Summer | B6 | 300 | 330 | 0 | 54.04 | 53.33 | 0.01 | 0
2020 | SPP_N_2_NE | SPP_N | NE | Internal | Summer | B7 | 400 | 330 | 0 | 46.74 | 46.02 | 0.01 | 0
2020 | SPP_N_2_NE | SPP_N | NE | Internal | Summer | B8 | 500 | 330 | 0 | 41.43 | 40.72 | 0.01 | 0
2020 | SPP_N_2_NE | SPP_N | NE | Internal | Summer | B9 | 800 | 330 | 0 | 40.34 | 39.63 | 0.01 | 0
2020 | SPP_N_2_NE | SPP_N | NE | Internal | Summer | B10 | 1262 | 330 | 0 | 39.45 | 38.73 | 0.01 | 0
2020 | SPP_N_2_NE | SPP_N | NE | Internal | Winter | B16 | 25 | 330 | 0 | 51.86 | 51.14 | 0.01 | 0
2020 | SPP_N_2_NE | SPP_N | NE | Internal | Winter | B17 | 100 | 330 | 0 | 44.31 | 43.59 | 0.01 | 0
2020 | SPP_N_2_NE | SPP_N | NE | Internal | Winter | B18 | 400 | 330 | 0 | 43.81 | 43.09 | 0.01 | 0
2020 | SPP_N_2_NE | SPP_N | NE | Internal | Winter | B19 | 700 | 330 | 0 | 43.71 | 43.02 | 0.01 | 0
2020 | SPP_N_2_NE | SPP_N | NE | Internal | Winter | B20 | 935 | 330 | 0 | 43.32 | 42.61 | 0.01 | 0
2020 | SPP_N_2_SPP_S | SPP_N | SPP_S | Internal | Shoulder | B11 | 25 | 4000 | 0 | 59.67 | 59.09 | 0.01 | 0
2020 | SPP_N_2_SPP_S | SPP_N | SPP_S | Internal | Shoulder | B12 | 200 | 4000 | 0 | 44.03 | 43.52 | 0.01 | 0
2020 | SPP_N_2_SPP_S | SPP_N | SPP_S | Internal | Shoulder | B13 | 600 | 4000 | 0 | 42.91 | 42.92 | 0.01 | 0
2020 | SPP_N_2_SPP_S | SPP_N | SPP_S | Internal | Shoulder | B14 | 900 | 4000 | 0 | 41.87 | 41.86 | 0.01 | 0
2020 | SPP_N_2_SPP_S | SPP_N | SPP_S | Internal | Shoulder | B15 | 1203 | 4000 | 1130.4 | 41.04 | 41.05 | 0.01 | 0
2020 | SPP_N_2_SPP_S | SPP_N | SPP_S | Internal | Summer | B1 | 10 | 4000 | 0 | 67.44 | 66.33 | 0.01 | 0
2020 | SPP_N_2_SPP_S | SPP_N | SPP_S | Internal | Summer | B2 | 25 | 4000 | 0 | 67.44 | 66.33 | 0.01 | 0
2020 | SPP_N_2_SPP_S | SPP_N | SPP_S | Internal | Summer | B3 | 75 | 4000 | 0 | 66.85 | 65.74 | 0.01 | 0
2020 | SPP_N_2_SPP_S | SPP_N | SPP_S | Internal | Summer | B4 | 100 | 4000 | 0 | 66.46 | 65.35 | 0.01 | 0
2020 | SPP_N_2_SPP_S | SPP_N | SPP_S | Internal | Summer | B5 | 200 | 4000 | 0 | 58.62 | 57.51 | 0.01 | 0
2020 | SPP_N_2_SPP_S | SPP_N | SPP_S | Internal | Summer | B6 | 300 | 4000 | 2350.84 | 54.04 | 54.06 | 0.01 | 0
2020 | SPP_N_2_SPP_S | SPP_N | SPP_S | Internal | Summer | B7 | 400 | 4000 | 851.92 | 46.74 | 46.75 | 0.01 | 0
2020 | SPP_N_2_SPP_S | SPP_N | SPP_S | Internal | Summer | B8 | 500 | 4000 | 2081.01 | 41.43 | 41.44 | 0.01 | 0
2020 | SPP_N_2_SPP_S | SPP_N | SPP_S | Internal | Summer | B9 | 800 | 4000 | 2476.58 | 40.34 | 40.35 | 0.01 | 0
2020 | SPP_N_2_SPP_S | SPP_N | SPP_S | Internal | Summer | B10 | 1262 | 4000 | 4235.43 | 39.45 | 39.65 | 0.01 | 0.19
2020 | SPP_N_2_SPP_S | SPP_N | SPP_S | Internal | Winter | B16 | 25 | 4000 | 769.21 | 51.86 | 51.87 | 0.01 | 0
2020 | SPP_N_2_SPP_S | SPP_N | SPP_S | Internal | Winter | B17 | 100 | 4000 | 1176.45 | 44.31 | 44.32 | 0.01 | 0
2020 | SPP_N_2_SPP_S | SPP_N | SPP_S | Internal | Winter | B18 | 400 | 4000 | 1547.55 | 43.81 | 43.82 | 0.01 | 0
2020 | SPP_N_2_SPP_S | SPP_N | SPP_S | Internal | Winter | B19 | 700 | 4000 | 1759.8 | 43.71 | 43.72 | 0.01 | 0
2020 | SPP_N_2_SPP_S | SPP_N | SPP_S | Internal | Winter | B20 | 935 | 4000 | 4126.34 | 43.32 | 43.52 | 0.01 | 0.19
2020 | SPP_S_2_ENT | SPP_S | ENT | Internal | Shoulder | B11 | 25 | 850 | 0 | 59.09 | 60.34 | 5 | 0
2020 | SPP_S_2_ENT | SPP_S | ENT | Internal | Shoulder | B12 | 200 | 850 | 0 | 43.52 | 42.82 | 5 | 0
2020 | SPP_S_2_ENT | SPP_S | ENT | Internal | Shoulder | B13 | 600 | 850 | 0 | 42.92 | 42.82 | 5 | 0
2020 | SPP_S_2_ENT | SPP_S | ENT | Internal | Shoulder | B14 | 900 | 850 | 0 | 41.86 | 42.51 | 5 | 0
2020 | SPP_S_2_ENT | SPP_S | ENT | Internal | Shoulder | B15 | 1203 | 850 | 0 | 41.05 | 42.51 | 5 | 0
2020 | SPP_S_2_ENT | SPP_S | ENT | Internal | Summer | B1 | 10 | 850 | 0 | 66.33 | 69.54 | 5 | 0
2020 | SPP_S_2_ENT | SPP_S | ENT | Internal | Summer | B2 | 25 | 850 | 0 | 66.33 | 65.06 | 5 | 0
2020 | SPP_S_2_ENT | SPP_S | ENT | Internal | Summer | B3 | 75 | 850 | 0 | 65.74 | 63.04 | 5 | 0
2020 | SPP_S_2_ENT | SPP_S | ENT | Internal | Summer | B4 | 100 | 850 | 0 | 65.35 | 63.04 | 5 | 0
2020 | SPP_S_2_ENT | SPP_S | ENT | Internal | Summer | B5 | 200 | 850 | 0 | 57.51 | 59.2 | 5 | 0
2020 | SPP_S_2_ENT | SPP_S | ENT | Internal | Summer | B6 | 300 | 850 | 0 | 54.06 | 48.67 | 5 | 0
2020 | SPP_S_2_ENT | SPP_S | ENT | Internal | Summer | B7 | 400 | 850 | 0 | 46.75 | 44.65 | 5 | 0
2020 | SPP_S_2_ENT | SPP_S | ENT | Internal | Summer | B8 | 500 | 850 | 0 | 41.44 | 41.44 | 5 | 0
2020 | SPP_S_2_ENT | SPP_S | ENT | Internal | Summer | B9 | 800 | 850 | 0 | 40.35 | 41.44 | 5 | 0
2020 | SPP_S_2_ENT | SPP_S | ENT | Internal | Summer | B10 | 1262 | 850 | 0 | 39.65 | 40.87 | 5 | 0
2020 | SPP_S_2_ENT | SPP_S | ENT | Internal | Winter | B16 | 25 | 850 | 0 | 51.87 | 56.86 | 5 | 0
2020 | SPP_S_2_ENT | SPP_S | ENT | Internal | Winter | B17 | 100 | 850 | 0 | 44.32 | 45.54 | 5 | 0
2020 | SPP_S_2_ENT | SPP_S | ENT | Internal | Winter | B18 | 400 | 850 | 0 | 43.82 | 45.54 | 5 | 0
2020 | SPP_S_2_ENT | SPP_S | ENT | Internal | Winter | B19 | 700 | 850 | 0 | 43.72 | 45.21 | 5 | 0
2020 | SPP_S_2_ENT | SPP_S | ENT | Internal | Winter | B20 | 935 | 850 | 0 | 43.52 | 44.08 | 5 | 0
2020 | SPP_S_2_SPP_N | SPP_S | SPP_N | Internal | Shoulder | B11 | 25 | 640 | 640 | 59.09 | 59.67 | 0.01 | 0.57
2020 | SPP_S_2_SPP_N | SPP_S | SPP_N | Internal | Shoulder | B12 | 200 | 640 | 640 | 43.52 | 44.03 | 0.01 | 0.5
2020 | SPP_S_2_SPP_N | SPP_S | SPP_N | Internal | Shoulder | B13 | 600 | 640 | 0 | 42.92 | 42.91 | 0.01 | 0
2020 | SPP_S_2_SPP_N | SPP_S | SPP_N | Internal | Shoulder | B14 | 900 | 640 | 69.73 | 41.86 | 41.87 | 0.01 | 0
2020 | SPP_S_2_SPP_N | SPP_S | SPP_N | Internal | Shoulder | B15 | 1203 | 640 | 0 | 41.05 | 41.04 | 0.01 | 0
2020 | SPP_S_2_SPP_N | SPP_S | SPP_N | Internal | Summer | B1 | 10 | 640 | 2742.02 | 66.33 | 67.44 | 0.01 | 1.1
2020 | SPP_S_2_SPP_N | SPP_S | SPP_N | Internal | Summer | B2 | 25 | 640 | 2352.6 | 66.33 | 67.44 | 0.01 | 1.1
2020 | SPP_S_2_SPP_N | SPP_S | SPP_N | Internal | Summer | B3 | 75 | 640 | 2880.82 | 65.74 | 66.85 | 0.01 | 1.1
2020 | SPP_S_2_SPP_N | SPP_S | SPP_N | Internal | Summer | B4 | 100 | 640 | 2931.67 | 65.35 | 66.46 | 0.01 | 1.1
2020 | SPP_S_2_SPP_N | SPP_S | SPP_N | Internal | Summer | B5 | 200 | 640 | 2560.53 | 57.51 | 58.62 | 0.01 | 1.1
2020 | SPP_S_2_SPP_N | SPP_S | SPP_N | Internal | Summer | B6 | 300 | 640 | 0 | 54.06 | 54.04 | 0.01 | 0
2020 | SPP_S_2_SPP_N | SPP_S | SPP_N | Internal | Summer | B7 | 400 | 640 | 0 | 46.75 | 46.74 | 0.01 | 0
2020 | SPP_S_2_SPP_N | SPP_S | SPP_N | Internal | Summer | B8 | 500 | 640 | 0 | 41.44 | 41.43 | 0.01 | 0
2020 | SPP_S_2_SPP_N | SPP_S | SPP_N | Internal | Summer | B9 | 800 | 640 | 0 | 40.35 | 40.34 | 0.01 | 0
2020 | SPP_S_2_SPP_N | SPP_S | SPP_N | Internal | Summer | B10 | 1262 | 640 | 0 | 39.65 | 39.45 | 0.01 | 0
2020 | SPP_S_2_SPP_N | SPP_S | SPP_N | Internal | Winter | B16 | 25 | 640 | 0 | 51.87 | 51.86 | 0.01 | 0
2020 | SPP_S_2_SPP_N | SPP_S | SPP_N | Internal | Winter | B17 | 100 | 640 | 0 | 44.32 | 44.31 | 0.01 | 0
2020 | SPP_S_2_SPP_N | SPP_S | SPP_N | Internal | Winter | B18 | 400 | 640 | 0 | 43.82 | 43.81 | 0.01 | 0
2020 | SPP_S_2_SPP_N | SPP_S | SPP_N | Internal | Winter | B19 | 700 | 640 | 0 | 43.72 | 43.71 | 0.01 | 0
2020 | SPP_S_2_SPP_N | SPP_S | SPP_N | Internal | Winter | B20 | 935 | 640 | 0 | 43.52 | 43.32 | 0.01 | 0
2020 | TVA_2_NonRTO_Midwest | TVA | NonRTO_Midwest | Internal | Shoulder | B11 | 25 | 100 | 0 | 56.02 | 60.7 | 9 | 0
2020 | TVA_2_NonRTO_Midwest | TVA | NonRTO_Midwest | Internal | Shoulder | B12 | 200 | 100 | 100 | 42.63 | 52.04 | 9 | 0.41
2020 | TVA_2_NonRTO_Midwest | TVA | NonRTO_Midwest | Internal | Shoulder | B13 | 600 | 100 | 0 | 42.63 | 49.36 | 9 | 0
2020 | TVA_2_NonRTO_Midwest | TVA | NonRTO_Midwest | Internal | Shoulder | B14 | 900 | 100 | 0 | 42.63 | 44.08 | 9 | 0
2020 | TVA_2_NonRTO_Midwest | TVA | NonRTO_Midwest | Internal | Shoulder | B15 | 1203 | 100 | 0 | 42.63 | 35.79 | 9 | 0
2020 | TVA_2_NonRTO_Midwest | TVA | NonRTO_Midwest | Internal | Summer | B1 | 10 | 100 | 0 | 73.47 | 69.83 | 9 | 0
2020 | TVA_2_NonRTO_Midwest | TVA | NonRTO_Midwest | Internal | Summer | B2 | 25 | 100 | 0 | 73.07 | 69.83 | 9 | 0
2020 | TVA_2_NonRTO_Midwest | TVA | NonRTO_Midwest | Internal | Summer | B3 | 75 | 100 | 0 | 68.55 | 69.83 | 9 | 0
2020 | TVA_2_NonRTO_Midwest | TVA | NonRTO_Midwest | Internal | Summer | B4 | 100 | 100 | 0 | 67.47 | 67.49 | 9 | 0
2020 | TVA_2_NonRTO_Midwest | TVA | NonRTO_Midwest | Internal | Summer | B5 | 200 | 100 | 0 | 56.98 | 60.21 | 9 | 0
2020 | TVA_2_NonRTO_Midwest | TVA | NonRTO_Midwest | Internal | Summer | B6 | 300 | 100 | 0 | 46.45 | 55.04 | 9 | 0
2020 | TVA_2_NonRTO_Midwest | TVA | NonRTO_Midwest | Internal | Summer | B7 | 400 | 100 | 0 | 42.44 | 44.25 | 9 | 0
2020 | TVA_2_NonRTO_Midwest | TVA | NonRTO_Midwest | Internal | Summer | B8 | 500 | 100 | 0 | 41.31 | 43.4 | 9 | 0
2020 | TVA_2_NonRTO_Midwest | TVA | NonRTO_Midwest | Internal | Summer | B9 | 800 | 100 | 0 | 41.31 | 36.32 | 9 | 0
2020 | TVA_2_NonRTO_Midwest | TVA | NonRTO_Midwest | Internal | Summer | B10 | 1262 | 100 | 0 | 36.85 | 35.18 | 9 | 0
2020 | TVA_2_NonRTO_Midwest | TVA | NonRTO_Midwest | Internal | Winter | B16 | 25 | 100 | 0 | 58.94 | 59.16 | 9 | 0
2020 | TVA_2_NonRTO_Midwest | TVA | NonRTO_Midwest | Internal | Winter | B17 | 100 | 100 | 100 | 45.32 | 54.33 | 9 | 0.01
2020 | TVA_2_NonRTO_Midwest | TVA | NonRTO_Midwest | Internal | Winter | B18 | 400 | 100 | 0 | 42.42 | 50.62 | 9 | 0
2020 | TVA_2_NonRTO_Midwest | TVA | NonRTO_Midwest | Internal | Winter | B19 | 700 | 100 | 0 | 42.42 | 44.25 | 9 | 0
2020 | TVA_2_NonRTO_Midwest | TVA | NonRTO_Midwest | Internal | Winter | B20 | 935 | 100 | 0 | 42.42 | 35.87 | 9 | 0
2020 | TVA_2_SOCO | TVA | SOCO | Internal | Shoulder | B11 | 25 | 500 | 340.63 | 56.02 | 65.02 | 9 | 0
2020 | TVA_2_SOCO | TVA | SOCO | Internal | Shoulder | B12 | 200 | 500 | 0 | 42.63 | 44.67 | 9 | 0
2020 | TVA_2_SOCO | TVA | SOCO | Internal | Shoulder | B13 | 600 | 500 | 0 | 42.63 | 42.99 | 9 | 0
2020 | TVA_2_SOCO | TVA | SOCO | Internal | Shoulder | B14 | 900 | 500 | 0 | 42.63 | 42.99 | 9 | 0
2020 | TVA_2_SOCO | TVA | SOCO | Internal | Shoulder | B15 | 1203 | 500 | 0 | 42.63 | 42.99 | 9 | 0
2020 | TVA_2_SOCO | TVA | SOCO | Internal | Summer | B1 | 10 | 500 | 0 | 73.47 | 72.4 | 9 | 0
2020 | TVA_2_SOCO | TVA | SOCO | Internal | Summer | B2 | 25 | 500 | 0 | 73.07 | 71.04 | 9 | 0
2020 | TVA_2_SOCO | TVA | SOCO | Internal | Summer | B3 | 75 | 500 | 0 | 68.55 | 71.04 | 9 | 0
2020 | TVA_2_SOCO | TVA | SOCO | Internal | Summer | B4 | 100 | 500 | 0 | 67.47 | 71.04 | 9 | 0
2020 | TVA_2_SOCO | TVA | SOCO | Internal | Summer | B5 | 200 | 500 | 1255.32 | 56.98 | 67.2 | 9 | 1.22
2020 | TVA_2_SOCO | TVA | SOCO | Internal | Summer | B6 | 300 | 500 | 2016.66 | 46.45 | 56.67 | 9 | 1.22
2020 | TVA_2_SOCO | TVA | SOCO | Internal | Summer | B7 | 400 | 500 | 2383.82 | 42.44 | 52.65 | 9 | 1.22
2020 | TVA_2_SOCO | TVA | SOCO | Internal | Summer | B8 | 500 | 500 | 0 | 41.31 | 44.67 | 9 | 0
2020 | TVA_2_SOCO | TVA | SOCO | Internal | Summer | B9 | 800 | 500 | 0 | 41.31 | 41.72 | 9 | 0
2020 | TVA_2_SOCO | TVA | SOCO | Internal | Summer | B10 | 1262 | 500 | 0 | 36.85 | 41.72 | 9 | 0
2020 | TVA_2_SOCO | TVA | SOCO | Internal | Winter | B16 | 25 | 500 | 0 | 58.94 | 64.86 | 9 | 0
2020 | TVA_2_SOCO | TVA | SOCO | Internal | Winter | B17 | 100 | 500 | 0 | 45.32 | 45.6 | 9 | 0
2020 | TVA_2_SOCO | TVA | SOCO | Internal | Winter | B18 | 400 | 500 | 0 | 42.42 | 45.6 | 9 | 0
2020 | TVA_2_SOCO | TVA | SOCO | Internal | Winter | B19 | 700 | 500 | 0 | 42.42 | 45.6 | 9 | 0
2020 | TVA_2_SOCO | TVA | SOCO | Internal | Winter | B20 | 935 | 500 | 0 | 42.42 | 45.14 | 9 | 0
2020 | TVA_2_VACAR | TVA | VACAR | Internal | Shoulder | B11 | 25 | 150 | 0 | 56.02 | 57.72 | 9 | 0
2020 | TVA_2_VACAR | TVA | VACAR | Internal | Shoulder | B12 | 200 | 150 | 0 | 42.63 | 50.51 | 9 | 0
2020 | TVA_2_VACAR | TVA | VACAR | Internal | Shoulder | B13 | 600 | 150 | 0 | 42.63 | 47.68 | 9 | 0
2020 | TVA_2_VACAR | TVA | VACAR | Internal | Shoulder | B14 | 900 | 150 | 0 | 42.63 | 46.59 | 9 | 0
2020 | TVA_2_VACAR | TVA | VACAR | Internal | Shoulder | B15 | 1203 | 150 | 0 | 42.63 | 43.46 | 9 | 0
2020 | TVA_2_VACAR | TVA | VACAR | Internal | Summer | B1 | 10 | 150 | 0 | 73.47 | 74.47 | 9 | 0
2020 | TVA_2_VACAR | TVA | VACAR | Internal | Summer | B2 | 25 | 150 | 0 | 73.07 | 74.08 | 9 | 0
2020 | TVA_2_VACAR | TVA | VACAR | Internal | Summer | B3 | 75 | 150 | 0 | 68.55 | 69.56 | 9 | 0
2020 | TVA_2_VACAR | TVA | VACAR | Internal | Summer | B4 | 100 | 150 | 0 | 67.47 | 67.46 | 9 | 0
2020 | TVA_2_VACAR | TVA | VACAR | Internal | Summer | B5 | 200 | 150 | 0 | 56.98 | 60.2 | 9 | 0
2020 | TVA_2_VACAR | TVA | VACAR | Internal | Summer | B6 | 300 | 150 | 0 | 46.45 | 55.03 | 9 | 0
2020 | TVA_2_VACAR | TVA | VACAR | Internal | Summer | B7 | 400 | 150 | 0 | 42.44 | 47.01 | 9 | 0
2020 | TVA_2_VACAR | TVA | VACAR | Internal | Summer | B8 | 500 | 150 | 0 | 41.31 | 44.45 | 9 | 0
2020 | TVA_2_VACAR | TVA | VACAR | Internal | Summer | B9 | 800 | 150 | 0 | 41.31 | 42.76 | 9 | 0
2020 | TVA_2_VACAR | TVA | VACAR | Internal | Summer | B10 | 1262 | 150 | 0 | 36.85 | 41.21 | 9 | 0
2020 | TVA_2_VACAR | TVA | VACAR | Internal | Winter | B16 | 25 | 150 | 0 | 58.94 | 60.16 | 9 | 0
2020 | TVA_2_VACAR | TVA | VACAR | Internal | Winter | B17 | 100 | 150 | 134.16 | 45.32 | 54.32 | 9 | 0
2020 | TVA_2_VACAR | TVA | VACAR | Internal | Winter | B18 | 400 | 150 | 0 | 42.42 | 47.34 | 9 | 0
2020 | TVA_2_VACAR | TVA | VACAR | Internal | Winter | B19 | 700 | 150 | 0 | 42.42 | 46.65 | 9 | 0
2020 | TVA_2_VACAR | TVA | VACAR | Internal | Winter | B20 | 935 | 150 | 0 | 42.42 | 43.42 | 9 | 0
2020 | TVA_Transmission_2_SOCO | TVA_Transmission | SOCO | Internal | Shoulder | B11 | 25 | 3200 | 0 | 56.48 | 65.02 | 9 | 0
2020 | TVA_Transmission_2_SOCO | TVA_Transmission | SOCO | Internal | Shoulder | B12 | 200 | 3200 | 0 | 47.08 | 44.67 | 9 | 0
2020 | TVA_Transmission_2_SOCO | TVA_Transmission | SOCO | Internal | Shoulder | B13 | 600 | 3200 | 0 | 45.43 | 42.99 | 9 | 0
2020 | TVA_Transmission_2_SOCO | TVA_Transmission | SOCO | Internal | Shoulder | B14 | 900 | 3200 | 0 | 44.28 | 42.99 | 9 | 0
2020 | TVA_Transmission_2_SOCO | TVA_Transmission | SOCO | Internal | Shoulder | B15 | 1203 | 3200 | 0 | 42.96 | 42.99 | 9 | 0
2020 | TVA_Transmission_2_SOCO | TVA_Transmission | SOCO | Internal | Summer | B1 | 10 | 3200 | 0 | 73.45 | 72.4 | 9 | 0
2020 | TVA_Transmission_2_SOCO | TVA_Transmission | SOCO | Internal | Summer | B2 | 25 | 3200 | 0 | 73.06 | 71.04 | 9 | 0
2020 | TVA_Transmission_2_SOCO | TVA_Transmission | SOCO | Internal | Summer | B3 | 75 | 3200 | 0 | 68.54 | 71.04 | 9 | 0
2020 | TVA_Transmission_2_SOCO | TVA_Transmission | SOCO | Internal | Summer | B4 | 100 | 3200 | 0 | 67.46 | 71.04 | 9 | 0
2020 | TVA_Transmission_2_SOCO | TVA_Transmission | SOCO | Internal | Summer | B5 | 200 | 3200 | 0 | 59.05 | 67.2 | 9 | 0
2020 | TVA_Transmission_2_SOCO | TVA_Transmission | SOCO | Internal | Summer | B6 | 300 | 3200 | 0 | 51.56 | 56.67 | 9 | 0
2020 | TVA_Transmission_2_SOCO | TVA_Transmission | SOCO | Internal | Summer | B7 | 400 | 3200 | 0 | 45.27 | 52.65 | 9 | 0
2020 | TVA_Transmission_2_SOCO | TVA_Transmission | SOCO | Internal | Summer | B8 | 500 | 3200 | 0 | 42.76 | 44.67 | 9 | 0
2020 | TVA_Transmission_2_SOCO | TVA_Transmission | SOCO | Internal | Summer | B9 | 800 | 3200 | 0 | 41.89 | 41.72 | 9 | 0
2020 | TVA_Transmission_2_SOCO | TVA_Transmission | SOCO | Internal | Summer | B10 | 1262 | 3200 | 0 | 38.95 | 41.72 | 9 | 0
2020 | TVA_Transmission_2_SOCO | TVA_Transmission | SOCO | Internal | Winter | B16 | 25 | 3200 | 0 | 59 | 64.86 | 9 | 0
2020 | TVA_Transmission_2_SOCO | TVA_Transmission | SOCO | Internal | Winter | B17 | 100 | 3200 | 0 | 49.61 | 45.6 | 9 | 0
2020 | TVA_Transmission_2_SOCO | TVA_Transmission | SOCO | Internal | Winter | B18 | 400 | 3200 | 0 | 46.42 | 45.6 | 9 | 0
2020 | TVA_Transmission_2_SOCO | TVA_Transmission | SOCO | Internal | Winter | B19 | 700 | 3200 | 0 | 44.98 | 45.6 | 9 | 0
2020 | TVA_Transmission_2_SOCO | TVA_Transmission | SOCO | Internal | Winter | B20 | 935 | 3200 | 0 | 42.79 | 45.14 | 9 | 0
2020 | TVA_Transmission_2_TVA | TVA_Transmission | TVA | Internal | Shoulder | B11 | 25 | 99999 | 0 | 56.48 | 56.02 | 0.01 | 0
2020 | TVA_Transmission_2_TVA | TVA_Transmission | TVA | Internal | Shoulder | B12 | 200 | 99999 | 0 | 47.08 | 42.63 | 0.01 | 0
2020 | TVA_Transmission_2_TVA | TVA_Transmission | TVA | Internal | Shoulder | B13 | 600 | 99999 | 0 | 45.43 | 42.63 | 0.01 | 0
2020 | TVA_Transmission_2_TVA | TVA_Transmission | TVA | Internal | Shoulder | B14 | 900 | 99999 | 0 | 44.28 | 42.63 | 0.01 | 0
2020 | TVA_Transmission_2_TVA | TVA_Transmission | TVA | Internal | Shoulder | B15 | 1203 | 99999 | 0 | 42.96 | 42.63 | 0.01 | 0
2020 | TVA_Transmission_2_TVA | TVA_Transmission | TVA | Internal | Summer | B1 | 10 | 99999 | 2828.94 | 73.45 | 73.47 | 0.01 | 0
2020 | TVA_Transmission_2_TVA | TVA_Transmission | TVA | Internal | Summer | B2 | 25 | 99999 | 1978.06 | 73.06 | 73.07 | 0.01 | 0
2020 | TVA_Transmission_2_TVA | TVA_Transmission | TVA | Internal | Summer | B3 | 75 | 99999 | 307.53 | 68.54 | 68.55 | 0.01 | 0
2020 | TVA_Transmission_2_TVA | TVA_Transmission | TVA | Internal | Summer | B4 | 100 | 99999 | 514.84 | 67.46 | 67.47 | 0.01 | 0
2020 | TVA_Transmission_2_TVA | TVA_Transmission | TVA | Internal | Summer | B5 | 200 | 99999 | 0 | 59.05 | 56.98 | 0.01 | 0
2020 | TVA_Transmission_2_TVA | TVA_Transmission | TVA | Internal | Summer | B6 | 300 | 99999 | 0 | 51.56 | 46.45 | 0.01 | 0
2020 | TVA_Transmission_2_TVA | TVA_Transmission | TVA | Internal | Summer | B7 | 400 | 99999 | 0 | 45.27 | 42.44 | 0.01 | 0
2020 | TVA_Transmission_2_TVA | TVA_Transmission | TVA | Internal | Summer | B8 | 500 | 99999 | 0 | 42.76 | 41.31 | 0.01 | 0
2020 | TVA_Transmission_2_TVA | TVA_Transmission | TVA | Internal | Summer | B9 | 800 | 99999 | 0 | 41.89 | 41.31 | 0.01 | 0
2020 | TVA_Transmission_2_TVA | TVA_Transmission | TVA | Internal | Summer | B10 | 1262 | 99999 | 0 | 38.95 | 36.85 | 0.01 | 0
2020 | TVA_Transmission_2_TVA | TVA_Transmission | TVA | Internal | Winter | B16 | 25 | 99999 | 0 | 59 | 58.94 | 0.01 | 0
2020 | TVA_Transmission_2_TVA | TVA_Transmission | TVA | Internal | Winter | B17 | 100 | 99999 | 0 | 49.61 | 45.32 | 0.01 | 0
2020 | TVA_Transmission_2_TVA | TVA_Transmission | TVA | Internal | Winter | B18 | 400 | 99999 | 0 | 46.42 | 42.42 | 0.01 | 0
2020 | TVA_Transmission_2_TVA | TVA_Transmission | TVA | Internal | Winter | B19 | 700 | 99999 | 0 | 44.98 | 42.42 | 0.01 | 0
2020 | TVA_Transmission_2_TVA | TVA_Transmission | TVA | Internal | Winter | B20 | 935 | 99999 | 0 | 42.79 | 42.42 | 0.01 | 0
2020 | VACAR_2_SOCO | VACAR | SOCO | Internal | Shoulder | B11 | 25 | 3000 | 3650.93 | 57.72 | 65.02 | 7 | 0.3
2020 | VACAR_2_SOCO | VACAR | SOCO | Internal | Shoulder | B12 | 200 | 3000 | 0 | 50.51 | 44.67 | 7 | 0
2020 | VACAR_2_SOCO | VACAR | SOCO | Internal | Shoulder | B13 | 600 | 3000 | 0 | 47.68 | 42.99 | 7 | 0
2020 | VACAR_2_SOCO | VACAR | SOCO | Internal | Shoulder | B14 | 900 | 3000 | 0 | 46.59 | 42.99 | 7 | 0
2020 | VACAR_2_SOCO | VACAR | SOCO | Internal | Shoulder | B15 | 1203 | 3000 | 0 | 43.46 | 42.99 | 7 | 0
2020 | VACAR_2_SOCO | VACAR | SOCO | Internal | Summer | B1 | 10 | 3000 | 0 | 74.47 | 72.4 | 7 | 0
2020 | VACAR_2_SOCO | VACAR | SOCO | Internal | Summer | B2 | 25 | 3000 | 0 | 74.08 | 71.04 | 7 | 0
2020 | VACAR_2_SOCO | VACAR | SOCO | Internal | Summer | B3 | 75 | 3000 | 0 | 69.56 | 71.04 | 7 | 0
2020 | VACAR_2_SOCO | VACAR | SOCO | Internal | Summer | B4 | 100 | 3000 | 0 | 67.46 | 71.04 | 7 | 0
2020 | VACAR_2_SOCO | VACAR | SOCO | Internal | Summer | B5 | 200 | 3000 | 1263.87 | 60.2 | 67.2 | 7 | 0
2020 | VACAR_2_SOCO | VACAR | SOCO | Internal | Summer | B6 | 300 | 3000 | 0 | 55.03 | 56.67 | 7 | 0
2020 | VACAR_2_SOCO | VACAR | SOCO | Internal | Summer | B7 | 400 | 3000 | 0 | 47.01 | 52.65 | 7 | 0
2020 | VACAR_2_SOCO | VACAR | SOCO | Internal | Summer | B8 | 500 | 3000 | 0 | 44.45 | 44.67 | 7 | 0
2020 | VACAR_2_SOCO | VACAR | SOCO | Internal | Summer | B9 | 800 | 3000 | 0 | 42.76 | 41.72 | 7 | 0
2020 | VACAR_2_SOCO | VACAR | SOCO | Internal | Summer | B10 | 1262 | 3000 | 0 | 41.21 | 41.72 | 7 | 0
2020 | VACAR_2_SOCO | VACAR | SOCO | Internal | Winter | B16 | 25 | 3000 | 0 | 60.16 | 64.86 | 7 | 0
2020 | VACAR_2_SOCO | VACAR | SOCO | Internal | Winter | B17 | 100 | 3000 | 0 | 54.32 | 45.6 | 7 | 0
2020 | VACAR_2_SOCO | VACAR | SOCO | Internal | Winter | B18 | 400 | 3000 | 0 | 47.34 | 45.6 | 7 | 0
2020 | VACAR_2_SOCO | VACAR | SOCO | Internal | Winter | B19 | 700 | 3000 | 0 | 46.65 | 45.6 | 7 | 0
2020 | VACAR_2_SOCO | VACAR | SOCO | Internal | Winter | B20 | 935 | 3000 | 0 | 43.42 | 45.14 | 7 | 0
2025 | ENT_2_SOCO | ENT | SOCO | Internal | Shoulder | B11 | 25 | 2000 | 0 | 66.43 | 70.43 | 8 | 0
2025 | ENT_2_SOCO | ENT | SOCO | Internal | Shoulder | B12 | 200 | 2000 | 0 | 46.94 | 52.05 | 8 | 0
2025 | ENT_2_SOCO | ENT | SOCO | Internal | Shoulder | B13 | 600 | 2000 | 0 | 46.94 | 46.99 | 8 | 0
2025 | ENT_2_SOCO | ENT | SOCO | Internal | Shoulder | B14 | 900 | 2000 | 0 | 46.6 | 46.99 | 8 | 0
2025 | ENT_2_SOCO | ENT | SOCO | Internal | Shoulder | B15 | 1203 | 2000 | 0 | 46.6 | 46.99 | 8 | 0
2025 | ENT_2_SOCO | ENT | SOCO | Internal | Summer | B1 | 10 | 2000 | 1432.13 | 78.22 | 86.22 | 8 | 0
2025 | ENT_2_SOCO | ENT | SOCO | Internal | Summer | B2 | 25 | 2000 | 0 | 75.77 | 78.71 | 8 | 0
2025 | ENT_2_SOCO | ENT | SOCO | Internal | Summer | B3 | 75 | 2000 | 0 | 75.77 | 78.71 | 8 | 0
2025 | ENT_2_SOCO | ENT | SOCO | Internal | Summer | B4 | 100 | 2000 | 0 | 74.67 | 77.21 | 8 | 0
2025 | ENT_2_SOCO | ENT | SOCO | Internal | Summer | B5 | 200 | 2000 | 867.34 | 68.16 | 76.16 | 8 | 0
2025 | ENT_2_SOCO | ENT | SOCO | Internal | Summer | B6 | 300 | 2000 | 0 | 59.57 | 63.17 | 8 | 0
2025 | ENT_2_SOCO | ENT | SOCO | Internal | Summer | B7 | 400 | 2000 | 249 | 49.46 | 57.46 | 8 | 0
2025 | ENT_2_SOCO | ENT | SOCO | Internal | Summer | B8 | 500 | 2000 | 0 | 45.42 | 51.08 | 8 | 0
2025 | ENT_2_SOCO | ENT | SOCO | Internal | Summer | B9 | 800 | 2000 | 0 | 45.09 | 45.59 | 8 | 0
2025 | ENT_2_SOCO | ENT | SOCO | Internal | Summer | B10 | 1262 | 2000 | 0 | 43.61 | 45.59 | 8 | 0
2025 | ENT_2_SOCO | ENT | SOCO | Internal | Winter | B16 | 25 | 2000 | 830.26 | 64.31 | 72.31 | 8 | 0
2025 | ENT_2_SOCO | ENT | SOCO | Internal | Winter | B17 | 100 | 2000 | 0 | 49.93 | 53.26 | 8 | 0
2025 | ENT_2_SOCO | ENT | SOCO | Internal | Winter | B18 | 400 | 2000 | 0 | 49.93 | 49.88 | 8 | 0
2025 | ENT_2_SOCO | ENT | SOCO | Internal | Winter | B19 | 700 | 2000 | 0 | 49.57 | 49.88 | 8 | 0
2025 | ENT_2_SOCO | ENT | SOCO | Internal | Winter | B20 | 935 | 2000 | 0 | 47.93 | 49.88 | 8 | 0
2025 | ENT_2_TVA_Transmission | ENT | TVA_Transmission | Internal | Shoulder | B11 | 25 | 2100 | 0 | 66.43 | 62.28 | 8 | 0
2025 | ENT_2_TVA_Transmission | ENT | TVA_Transmission | Internal | Shoulder | B12 | 200 | 2100 | 0 | 46.94 | 51.57 | 8 | 0
2025 | ENT_2_TVA_Transmission | ENT | TVA_Transmission | Internal | Shoulder | B13 | 600 | 2100 | 0 | 46.94 | 49.25 | 8 | 0
2025 | ENT_2_TVA_Transmission | ENT | TVA_Transmission | Internal | Shoulder | B14 | 900 | 2100 | 0 | 46.6 | 47.88 | 8 | 0
2025 | ENT_2_TVA_Transmission | ENT | TVA_Transmission | Internal | Shoulder | B15 | 1203 | 2100 | 0 | 46.6 | 45.37 | 8 | 0
2025 | ENT_2_TVA_Transmission | ENT | TVA_Transmission | Internal | Summer | B1 | 10 | 2100 | 0 | 78.22 | 81.45 | 8 | 0
2025 | ENT_2_TVA_Transmission | ENT | TVA_Transmission | Internal | Summer | B2 | 25 | 2100 | 0 | 75.77 | 79.75 | 8 | 0
2025 | ENT_2_TVA_Transmission | ENT | TVA_Transmission | Internal | Summer | B3 | 75 | 2100 | 0 | 75.77 | 74.7 | 8 | 0
2025 | ENT_2_TVA_Transmission | ENT | TVA_Transmission | Internal | Summer | B4 | 100 | 2100 | 0 | 74.67 | 73.6 | 8 | 0
2025 | ENT_2_TVA_Transmission | ENT | TVA_Transmission | Internal | Summer | B5 | 200 | 2100 | 0 | 68.16 | 67.82 | 8 | 0
2025 | ENT_2_TVA_Transmission | ENT | TVA_Transmission | Internal | Summer | B6 | 300 | 2100 | 0 | 59.57 | 56.53 | 8 | 0
2025 | ENT_2_TVA_Transmission | ENT | TVA_Transmission | Internal | Summer | B7 | 400 | 2100 | 0 | 49.46 | 49.33 | 8 | 0
2025 | ENT_2_TVA_Transmission | ENT | TVA_Transmission | Internal | Summer | B8 | 500 | 2100 | 0 | 45.42 | 46.56 | 8 | 0
2025 | ENT_2_TVA_Transmission | ENT | TVA_Transmission | Internal | Summer | B9 | 800 | 2100 | 0 | 45.09 | 45.25 | 8 | 0
2025 | ENT_2_TVA_Transmission | ENT | TVA_Transmission | Internal | Summer | B10 | 1262 | 2100 | 0 | 43.61 | 40.5 | 8 | 0
2025 | ENT_2_TVA_Transmission | ENT | TVA_Transmission | Internal | Winter | B16 | 25 | 2100 | 0 | 64.31 | 64.11 | 8 | 0
2025 | ENT_2_TVA_Transmission | ENT | TVA_Transmission | Internal | Winter | B17 | 100 | 2100 | 0 | 49.93 | 54.92 | 8 | 0
2025 | ENT_2_TVA_Transmission | ENT | TVA_Transmission | Internal | Winter | B18 | 400 | 2100 | 0 | 49.93 | 50.49 | 8 | 0
2025 | ENT_2_TVA_Transmission | ENT | TVA_Transmission | Internal | Winter | B19 | 700 | 2100 | 0 | 49.57 | 48.27 | 8 | 0
2025 | ENT_2_TVA_Transmission | ENT | TVA_Transmission | Internal | Winter | B20 | 935 | 2100 | 0 | 47.93 | 45.68 | 8 | 0
2025 | HQ_NEISO_2_NEISO | HQ_NEISO | NEISO | Internal | Shoulder | B11 | 25 | 99999 | 2920 | 44.43 | 44.44 | 0.01 | 0
2025 | HQ_NEISO_2_NEISO | HQ_NEISO | NEISO | Internal | Shoulder | B12 | 200 | 99999 | 2920 | 40.92 | 40.94 | 0.01 | 0
2025 | HQ_NEISO_2_NEISO | HQ_NEISO | NEISO | Internal | Shoulder | B13 | 600 | 99999 | 2920 | 40.92 | 40.94 | 0.01 | 0
2025 | HQ_NEISO_2_NEISO | HQ_NEISO | NEISO | Internal | Shoulder | B14 | 900 | 99999 | 2920 | 40.48 | 40.49 | 0.01 | 0
2025 | HQ_NEISO_2_NEISO | HQ_NEISO | NEISO | Internal | Shoulder | B15 | 1203 | 99999 | 1143.24 | 40.48 | 40.49 | 0.01 | 0
2025 | HQ_NEISO_2_NEISO | HQ_NEISO | NEISO | Internal | Summer | B1 | 10 | 99999 | 2920 | 70.7 | 70.71 | 0.01 | 0
2025 | HQ_NEISO_2_NEISO | HQ_NEISO | NEISO | Internal | Summer | B2 | 25 | 99999 | 2920 | 63.03 | 63.04 | 0.01 | 0
2025 | HQ_NEISO_2_NEISO | HQ_NEISO | NEISO | Internal | Summer | B3 | 75 | 99999 | 2920 | 57.03 | 57.04 | 0.01 | 0
2025 | HQ_NEISO_2_NEISO | HQ_NEISO | NEISO | Internal | Summer | B4 | 100 | 99999 | 2920 | 55.36 | 55.38 | 0.01 | 0
2025 | HQ_NEISO_2_NEISO | HQ_NEISO | NEISO | Internal | Summer | B5 | 200 | 99999 | 2920 | 50.2 | 50.21 | 0.01 | 0
2025 | HQ_NEISO_2_NEISO | HQ_NEISO | NEISO | Internal | Summer | B6 | 300 | 99999 | 2920 | 42.94 | 42.95 | 0.01 | 0
2025 | HQ_NEISO_2_NEISO | HQ_NEISO | NEISO | Internal | Summer | B7 | 400 | 99999 | 2920 | 37.75 | 37.77 | 0.01 | 0
2025 | HQ_NEISO_2_NEISO | HQ_NEISO | NEISO | Internal | Summer | B8 | 500 | 99999 | 2920 | 37.75 | 37.77 | 0.01 | 0
2025 | HQ_NEISO_2_NEISO | HQ_NEISO | NEISO | Internal | Summer | B9 | 800 | 99999 | 2920 | 37.75 | 37.77 | 0.01 | 0
2025 | HQ_NEISO_2_NEISO | HQ_NEISO | NEISO | Internal | Summer | B10 | 1262 | 99999 | 795.94 | 37.75 | 37.77 | 0.01 | 0
2025 | HQ_NEISO_2_NEISO | HQ_NEISO | NEISO | Internal | Winter | B16 | 25 | 99999 | 2920 | 50.72 | 50.73 | 0.01 | 0
2025 | HQ_NEISO_2_NEISO | HQ_NEISO | NEISO | Internal | Winter | B17 | 100 | 99999 | 2920 | 50.72 | 50.73 | 0.01 | 0
2025 | HQ_NEISO_2_NEISO | HQ_NEISO | NEISO | Internal | Winter | B18 | 400 | 99999 | 2920 | 49.31 | 49.32 | 0.01 | 0
2025 | HQ_NEISO_2_NEISO | HQ_NEISO | NEISO | Internal | Winter | B19 | 700 | 99999 | 2920 | 49.31 | 49.32 | 0.01 | 0
2025 | HQ_NEISO_2_NEISO | HQ_NEISO | NEISO | Internal | Winter | B20 | 935 | 99999 | 1233.58 | 49.31 | 49.32 | 0.01 | 0
2025 | HQ_NY_2_NYISO_A-F | HQ_NY | NYISO_A-F | Internal | Shoulder | B11 | 25 | 99999 | 1000 | 48.06 | 48.07 | 0.01 | 0
2025 | HQ_NY_2_NYISO_A-F | HQ_NY | NYISO_A-F | Internal | Shoulder | B12 | 200 | 99999 | 1000 | 43.94 | 43.95 | 0.01 | 0
2025 | HQ_NY_2_NYISO_A-F | HQ_NY | NYISO_A-F | Internal | Shoulder | B13 | 600 | 99999 | 1000 | 43.92 | 43.94 | 0.01 | 0
2025 | HQ_NY_2_NYISO_A-F | HQ_NY | NYISO_A-F | Internal | Shoulder | B14 | 900 | 99999 | 1000 | 43.46 | 43.47 | 0.01 | 0
2025 | HQ_NY_2_NYISO_A-F | HQ_NY | NYISO_A-F | Internal | Shoulder | B15 | 1203 | 99999 | 188.69 | 43.46 | 43.47 | 0.01 | 0
2025 | HQ_NY_2_NYISO_A-F | HQ_NY | NYISO_A-F | Internal | Summer | B1 | 10 | 99999 | 1000 | 72.51 | 72.52 | 0.01 | 0
2025 | HQ_NY_2_NYISO_A-F | HQ_NY | NYISO_A-F | Internal | Summer | B2 | 25 | 99999 | 1000 | 66.03 | 66.04 | 0.01 | 0
2025 | HQ_NY_2_NYISO_A-F | HQ_NY | NYISO_A-F | Internal | Summer | B3 | 75 | 99999 | 1000 | 60.65 | 60.66 | 0.01 | 0
2025 | HQ_NY_2_NYISO_A-F | HQ_NY | NYISO_A-F | Internal | Summer | B4 | 100 | 99999 | 1000 | 58.99 | 59 | 0.01 | 0
2025 | HQ_NY_2_NYISO_A-F | HQ_NY | NYISO_A-F | Internal | Summer | B5 | 200 | 99999 | 1000 | 53.82 | 53.83 | 0.01 | 0
2025 | HQ_NY_2_NYISO_A-F | HQ_NY | NYISO_A-F | Internal | Summer | B6 | 300 | 99999 | 1000 | 46.56 | 46.57 | 0.01 | 0
2025 | HQ_NY_2_NYISO_A-F | HQ_NY | NYISO_A-F | Internal | Summer | B7 | 400 | 99999 | 1000 | 41.37 | 41.39 | 0.01 | 0
2025 | HQ_NY_2_NYISO_A-F | HQ_NY | NYISO_A-F | Internal | Summer | B8 | 500 | 99999 | 1000 | 40.75 | 40.77 | 0.01 | 0
2025 | HQ_NY_2_NYISO_A-F | HQ_NY | NYISO_A-F | Internal | Summer | B9 | 800 | 99999 | 1000 | 40.51 | 40.53 | 0.01 | 0
2025 | HQ_NY_2_NYISO_A-F | HQ_NY | NYISO_A-F | Internal | Summer | B10 | 1262 | 99999 | 30.11 | 40.51 | 40.53 | 0.01 | 0
2025 | HQ_NY_2_NYISO_A-F | HQ_NY | NYISO_A-F | Internal | Winter | B16 | 25 | 99999 | 1000 | 53.16 | 53.17 | 0.01 | 0
2025 | HQ_NY_2_NYISO_A-F | HQ_NY | NYISO_A-F | Internal | Winter | B17 | 100 | 99999 | 1000 | 51.51 | 51.53 | 0.01 | 0
2025 | HQ_NY_2_NYISO_A-F | HQ_NY | NYISO_A-F | Internal | Winter | B18 | 400 | 99999 | 1000 | 49.64 | 49.65 | 0.01 | 0
2025 | HQ_NY_2_NYISO_A-F | HQ_NY | NYISO_A-F | Internal | Winter | B19 | 700 | 99999 | 1000 | 49.02 | 49.03 | 0.01 | 0
2025 | HQ_NY_2_NYISO_A-F | HQ_NY | NYISO_A-F | Internal | Winter | B20 | 935 | 99999 | 229.95 | 46.3 | 46.32 | 0.01 | 0
2025 | HQ_IESO_2_IESO | HQ_IESO | IESO | Internal | Shoulder | B11 | 25 | 99999 | 400 | 50.72 | 50.73 | 0.01 | 0
2025 | HQ_IESO_2_IESO | HQ_IESO | IESO | Internal | Shoulder | B12 | 200 | 99999 | 400 | 40.63 | 40.64 | 0.01 | 0
2025 | HQ_IESO_2_IESO | HQ_IESO | IESO | Internal | Shoulder | B13 | 600 | 99999 | 400 | 37.14 | 37.15 | 0.01 | 0
2025 | HQ_IESO_2_IESO | HQ_IESO | IESO | Internal | Shoulder | B14 | 900 | 99999 | 400 | 36.46 | 36.47 | 0.01 | 0
2025 | HQ_IESO_2_IESO | HQ_IESO | IESO | Internal | Shoulder | B15 | 1203 | 99999 | 75.48 | 36.46 | 36.47 | 0.01 | 0
2025 | HQ_IESO_2_IESO | HQ_IESO | IESO | Internal | Summer | B1 | 10 | 99999 | 400 | 65.51 | 65.52 | 0.01 | 0
2025 | HQ_IESO_2_IESO | HQ_IESO | IESO | Internal | Summer | B2 | 25 | 99999 | 400 | 63.81 | 63.82 | 0.01 | 0
2025 | HQ_IESO_2_IESO | HQ_IESO | IESO | Internal | Summer | B3 | 75 | 99999 | 400 | 61.52 | 61.53 | 0.01 | 0
2025 | HQ_IESO_2_IESO | HQ_IESO | IESO | Internal | Summer | B4 | 100 | 99999 | 400 | 58.72 | 58.74 | 0.01 | 0
2025 | HQ_IESO_2_IESO | HQ_IESO | IESO | Internal | Summer | B5 | 200 | 99999 | 400 | 52.47 | 52.48 | 0.01 | 0
2025 | HQ_IESO_2_IESO | HQ_IESO | IESO | Internal | Summer | B6 | 300 | 99999 | 400 | 43.64 | 43.65 | 0.01 | 0
2025 | HQ_IESO_2_IESO | HQ_IESO | IESO | Internal | Summer | B7 | 400 | 99999 | 400 | 34.95 | 34.96 | 0.01 | 0
2025 | HQ_IESO_2_IESO | HQ_IESO | IESO | Internal | Summer | B8 | 500 | 99999 | 400 | 33.6 | 33.61 | 0.01 | 0
2025 | HQ_IESO_2_IESO | HQ_IESO | IESO | Internal | Summer | B9 | 800 | 99999 | 400 | 33.35 | 33.37 | 0.01 | 0
2025 | HQ_IESO_2_IESO | HQ_IESO | IESO | Internal | Summer | B10 | 1262 | 99999 | 12.04 | 33.35 | 33.37 | 0.01 | 0
2025 | HQ_IESO_2_IESO | HQ_IESO | IESO | Internal | Winter | B16 | 25 | 99999 | 400 | 48.94 | 48.95 | 0.01 | 0
2025 | HQ_IESO_2_IESO | HQ_IESO | IESO | Internal | Winter | B17 | 100 | 99999 | 400 | 44.36 | 44.37 | 0.01 | 0
2025 | HQ_IESO_2_IESO | HQ_IESO | IESO | Internal | Winter | B18 | 400 | 99999 | 400 | 42.48 | 42.49 | 0.01 | 0
2025 | HQ_IESO_2_IESO | HQ_IESO | IESO | Internal | Winter | B19 | 700 | 99999 | 400 | 41.86 | 41.87 | 0.01 | 0
2025 | HQ_IESO_2_IESO | HQ_IESO | IESO | Internal | Winter | B20 | 935 | 99999 | 91.98 | 39.3 | 39.32 | 0.01 | 0
2025 | IESO_2_MAPP_CA | IESO | MAPP_CA | Internal | Shoulder | B11 | 25 | 262 | 262 | 50.73 | 58.64 | 7 | 0.91
2025 | IESO_2_MAPP_CA | IESO | MAPP_CA | Internal | Shoulder | B12 | 200 | 262 | 262 | 40.64 | 48.58 | 7 | 0.94
2025 | IESO_2_MAPP_CA | IESO | MAPP_CA | Internal | Shoulder | B13 | 600 | 262 | 262 | 37.15 | 45.09 | 7 | 0.94
2025 | IESO_2_MAPP_CA | IESO | MAPP_CA | Internal | Shoulder | B14 | 900 | 262 | 0 | 36.47 | 43.36 | 7 | 0
2025 | IESO_2_MAPP_CA | IESO | MAPP_CA | Internal | Shoulder | B15 | 1203 | 262 | 0 | 36.47 | 42.98 | 7 | 0
2025 | IESO_2_MAPP_CA | IESO | MAPP_CA | Internal | Summer | B1 | 10 | 262 | 262 | 65.52 | 73.02 | 7 | 0.5
2025 | IESO_2_MAPP_CA | IESO | MAPP_CA | Internal | Summer | B2 | 25 | 262 | 262 | 63.82 | 71.73 | 7 | 0.91
2025 | IESO_2_MAPP_CA | IESO | MAPP_CA | Internal | Summer | B3 | 75 | 262 | 262 | 61.53 | 69.45 | 7 | 0.91
2025 | IESO_2_MAPP_CA | IESO | MAPP_CA | Internal | Summer | B4 | 100 | 262 | 262 | 58.74 | 66.65 | 7 | 0.91
2025 | IESO_2_MAPP_CA | IESO | MAPP_CA | Internal | Summer | B5 | 200 | 262 | 262 | 52.48 | 60.4 | 7 | 0.91
2025 | IESO_2_MAPP_CA | IESO | MAPP_CA | Internal | Summer | B6 | 300 | 262 | 262 | 43.65 | 51.57 | 7 | 0.91
2025 | IESO_2_MAPP_CA | IESO | MAPP_CA | Internal | Summer | B7 | 400 | 262 | 262 | 34.96 | 42.9 | 7 | 0.94
2025 | IESO_2_MAPP_CA | IESO | MAPP_CA | Internal | Summer | B8 | 500 | 262 | 262 | 33.61 | 41.11 | 7 | 0.5
2025 | IESO_2_MAPP_CA | IESO | MAPP_CA | Internal | Summer | B9 | 800 | 262 | 0 | 33.37 | 40.37 | 7 | 0
2025 | IESO_2_MAPP_CA | IESO | MAPP_CA | Internal | Summer | B10 | 1262 | 262 | 0 | 33.37 | 39.21 | 7 | 0
2025 | IESO_2_MAPP_CA | IESO | MAPP_CA | Internal | Winter | B16 | 25 | 262 | 262 | 48.95 | 56.87 | 7 | 0.91
2025 | IESO_2_MAPP_CA | IESO | MAPP_CA | Internal | Winter | B17 | 100 | 262 | 76.78 | 44.37 | 51.37 | 7 | 0
2025 | IESO_2_MAPP_CA | IESO | MAPP_CA | Internal | Winter | B18 | 400 | 262 | 0 | 42.49 | 48.28 | 7 | 0
2025 | IESO_2_MAPP_CA | IESO | MAPP_CA | Internal | Winter | B19 | 700 | 262 | 0 | 41.87 | 45.6 | 7 | 0
2025 | IESO_2_MAPP_CA | IESO | MAPP_CA | Internal | Winter | B20 | 935 | 262 | 0 | 39.32 | 41.43 | 7 | 0
2025 | IESO_2_MISO_MI | IESO | MISO_MI | Internal | Shoulder | B11 | 25 | 1840 | 1840 | 50.73 | 58.01 | 7 | 0.28
2025 | IESO_2_MISO_MI | IESO | MISO_MI | Internal | Shoulder | B12 | 200 | 1840 | 1840 | 40.64 | 48.56 | 7 | 0.92
2025 | IESO_2_MISO_MI | IESO | MISO_MI | Internal | Shoulder | B13 | 600 | 1840 | 1840 | 37.15 | 45.08 | 7 | 0.92
2025 | IESO_2_MISO_MI | IESO | MISO_MI | Internal | Shoulder | B14 | 900 | 1840 | 0 | 36.47 | 43.35 | 7 | 0
2025 | IESO_2_MISO_MI | IESO | MISO_MI | Internal | Shoulder | B15 | 1203 | 1840 | 0 | 36.47 | 41.75 | 7 | 0
2025 | IESO_2_MISO_MI | IESO | MISO_MI | Internal | Summer | B1 | 10 | 1840 | 1840 | 65.52 | 73.28 | 7 | 0.76
2025 | IESO_2_MISO_MI | IESO | MISO_MI | Internal | Summer | B2 | 25 | 1840 | 1840 | 63.82 | 71.51 | 7 | 0.69
2025 | IESO_2_MISO_MI | IESO | MISO_MI | Internal | Summer | B3 | 75 | 1840 | 1840 | 61.53 | 68.81 | 7 | 0.28
2025 | IESO_2_MISO_MI | IESO | MISO_MI | Internal | Summer | B4 | 100 | 1840 | 1840 | 58.74 | 66.02 | 7 | 0.28
2025 | IESO_2_MISO_MI | IESO | MISO_MI | Internal | Summer | B5 | 200 | 1840 | 1840 | 52.48 | 60.41 | 7 | 0.93
2025 | IESO_2_MISO_MI | IESO | MISO_MI | Internal | Summer | B6 | 300 | 1840 | 1840 | 43.65 | 51.54 | 7 | 0.89
2025 | IESO_2_MISO_MI | IESO | MISO_MI | Internal | Summer | B7 | 400 | 1840 | 1840 | 34.96 | 42.77 | 7 | 0.8
2025 | IESO_2_MISO_MI | IESO | MISO_MI | Internal | Summer | B8 | 500 | 1840 | 1840 | 33.61 | 41.1 | 7 | 0.49
2025 | IESO_2_MISO_MI | IESO | MISO_MI | Internal | Summer | B9 | 800 | 1840 | 638.34 | 33.37 | 40.37 | 7 | 0
2025 | IESO_2_MISO_MI | IESO | MISO_MI | Internal | Summer | B10 | 1262 | 1840 | 0 | 33.37 | 38.07 | 7 | 0
2025 | IESO_2_MISO_MI | IESO | MISO_MI | Internal | Winter | B16 | 25 | 1840 | 1840 | 48.95 | 56.75 | 7 | 0.8
2025 | IESO_2_MISO_MI | IESO | MISO_MI | Internal | Winter | B17 | 100 | 1840 | 917.49 | 44.37 | 51.37 | 7 | 0
2025 | IESO_2_MISO_MI | IESO | MISO_MI | Internal | Winter | B18 | 400 | 1840 | 0 | 42.49 | 47.04 | 7 | 0
2025 | IESO_2_MISO_MI | IESO | MISO_MI | Internal | Winter | B19 | 700 | 1840 | 0 | 41.87 | 44.37 | 7 | 0
2025 | IESO_2_MISO_MI | IESO | MISO_MI | Internal | Winter | B20 | 935 | 1840 | 0 | 39.32 | 40.2 | 7 | 0
2025 | IESO_2_MISO_W | IESO | MISO_W | Internal | Shoulder | B11 | 25 | 140 | 4394.57 | 50.73 | 58.65 | 7 | 0.92
2025 | IESO_2_MISO_W | IESO | MISO_W | Internal | Shoulder | B12 | 200 | 140 | 1496.48 | 40.64 | 48.56 | 7 | 0.92
2025 | IESO_2_MISO_W | IESO | MISO_W | Internal | Shoulder | B13 | 600 | 140 | 1105.83 | 37.15 | 45.08 | 7 | 0.92
2025 | IESO_2_MISO_W | IESO | MISO_W | Internal | Shoulder | B14 | 900 | 140 | 0 | 36.47 | 43.34 | 7 | 0
2025 | IESO_2_MISO_W | IESO | MISO_W | Internal | Shoulder | B15 | 1203 | 140 | 0 | 36.47 | 41.87 | 7 | 0
2025 | IESO_2_MISO_W | IESO | MISO_W | Internal | Summer | B1 | 10 | 140 | 1082.7 | 65.52 | 73.45 | 7 | 0.92
2025 | IESO_2_MISO_W | IESO | MISO_W | Internal | Summer | B2 | 25 | 140 | 2296.72 | 63.82 | 71.74 | 7 | 0.92
2025 | IESO_2_MISO_W | IESO | MISO_W | Internal | Summer | B3 | 75 | 140 | 3365.66 | 61.53 | 69.46 | 7 | 0.92
2025 | IESO_2_MISO_W | IESO | MISO_W | Internal | Summer | B4 | 100 | 140 | 4259.14 | 58.74 | 66.66 | 7 | 0.92
2025 | IESO_2_MISO_W | IESO | MISO_W | Internal | Summer | B5 | 200 | 140 | 4956.81 | 52.48 | 60.41 | 7 | 0.92
2025 | IESO_2_MISO_W | IESO | MISO_W | Internal | Summer | B6 | 300 | 140 | 5369.16 | 43.65 | 51.58 | 7 | 0.92
2025 | IESO_2_MISO_W | IESO | MISO_W | Internal | Summer | B7 | 400 | 140 | 2245.36 | 34.96 | 42.89 | 7 | 0.92
2025 | IESO_2_MISO_W | IESO | MISO_W | Internal | Summer | B8 | 500 | 140 | 140 | 33.61 | 41.1 | 7 | 0.49
2025 | IESO_2_MISO_W | IESO | MISO_W | Internal | Summer | B9 | 800 | 140 | 0 | 33.37 | 40.35 | 7 | 0
2025 | IESO_2_MISO_W | IESO | MISO_W | Internal | Summer | B10 | 1262 | 140 | 0 | 33.37 | 38.1 | 7 | 0
2025 | IESO_2_MISO_W | IESO | MISO_W | Internal | Winter | B16 | 25 | 140 | 3772.09 | 48.95 | 56.88 | 7 | 0.92
2025 | IESO_2_MISO_W | IESO | MISO_W | Internal | Winter | B17 | 100 | 140 | 0 | 44.37 | 51.36 | 7 | 0
2025 | IESO_2_MISO_W | IESO | MISO_W | Internal | Winter | B18 | 400 | 140 | 0 | 42.49 | 47.16 | 7 | 0
2025 | IESO_2_MISO_W | IESO | MISO_W | Internal | Winter | B19 | 700 | 140 | 0 | 41.87 | 44.49 | 7 | 0
2025 | IESO_2_MISO_W | IESO | MISO_W | Internal | Winter | B20 | 935 | 140 | 0 | 39.32 | 40.32 | 7 | 0
2025 | IESO_2_NYISO_A-F | IESO | NYISO_A-F | Internal | Shoulder | B11 | 25 | 1725 | 0 | 50.73 | 48.07 | 7 | 0
2025 | IESO_2_NYISO_A-F | IESO | NYISO_A-F | Internal | Shoulder | B12 | 200 | 1725 | 0 | 40.64 | 43.95 | 7 | 0
2025 | IESO_2_NYISO_A-F | IESO | NYISO_A-F | Internal | Shoulder | B13 | 600 | 1725 | 0 | 37.15 | 43.94 | 7 | 0
2025 | IESO_2_NYISO_A-F | IESO | NYISO_A-F | Internal | Shoulder | B14 | 900 | 1725 | 1377.04 | 36.47 | 43.47 | 7 | 0
2025 | IESO_2_NYISO_A-F | IESO | NYISO_A-F | Internal | Shoulder | B15 | 1203 | 1725 | 679.41 | 36.47 | 43.47 | 7 | 0
2025 | IESO_2_NYISO_A-F | IESO | NYISO_A-F | Internal | Summer | B1 | 10 | 1725 | 646.06 | 65.52 | 72.52 | 7 | 0
2025 | IESO_2_NYISO_A-F | IESO | NYISO_A-F | Internal | Summer | B2 | 25 | 1725 | 0 | 63.82 | 66.04 | 7 | 0
2025 | IESO_2_NYISO_A-F | IESO | NYISO_A-F | Internal | Summer | B3 | 75 | 1725 | 0 | 61.53 | 60.66 | 7 | 0
2025 | IESO_2_NYISO_A-F | IESO | NYISO_A-F | Internal | Summer | B4 | 100 | 1725 | 0 | 58.74 | 59 | 7 | 0
2025 | IESO_2_NYISO_A-F | IESO | NYISO_A-F | Internal | Summer | B5 | 200 | 1725 | 0 | 52.48 | 53.83 | 7 | 0
2025 | IESO_2_NYISO_A-F | IESO | NYISO_A-F | Internal | Summer | B6 | 300 | 1725 | 0 | 43.65 | 46.57 | 7 | 0
2025 | IESO_2_NYISO_A-F | IESO | NYISO_A-F | Internal | Summer | B7 | 400 | 1725 | 0 | 34.96 | 41.39 | 7 | 0
2025 | IESO_2_NYISO_A-F | IESO | NYISO_A-F | Internal | Summer | B8 | 500 | 1725 | 2892.26 | 33.61 | 40.77 | 7 | 0.16
2025 | IESO_2_NYISO_A-F | IESO | NYISO_A-F | Internal | Summer | B9 | 800 | 1725 | 3589.65 | 33.37 | 40.53 | 7 | 0.16
2025 | IESO_2_NYISO_A-F | IESO | NYISO_A-F | Internal | Summer | B10 | 1262 | 1725 | 2673.37 | 33.37 | 40.53 | 7 | 0.16
2025 | IESO_2_NYISO_A-F | IESO | NYISO_A-F | Internal | Winter | B16 | 25 | 1725 | 0 | 48.95 | 53.17 | 7 | 0
2025 | IESO_2_NYISO_A-F | IESO | NYISO_A-F | Internal | Winter | B17 | 100 | 1725 | 3475.08 | 44.37 | 51.53 | 7 | 0.16
2025 | IESO_2_NYISO_A-F | IESO | NYISO_A-F | Internal | Winter | B18 | 400 | 1725 | 4341.14 | 42.49 | 49.65 | 7 | 0.16
2025 | IESO_2_NYISO_A-F | IESO | NYISO_A-F | Internal | Winter | B19 | 700 | 1725 | 3442.07 | 41.87 | 49.03 | 7 | 0.16
2025 | IESO_2_NYISO_A-F | IESO | NYISO_A-F | Internal | Winter | B20 | 935 | 1725 | 772.31 | 39.32 | 46.32 | 7 | 0
2025 | MAPP_CA_2_MISO_W | MAPP_CA | MISO_W | Internal | Shoulder | B11 | 25 | 1970 | 1413.29 | 58.64 | 58.65 | 0.01 | 0
2025 | MAPP_CA_2_MISO_W | MAPP_CA | MISO_W | Internal | Shoulder | B12 | 200 | 1970 | 0 | 48.58 | 48.56 | 0.01 | 0
2025 | MAPP_CA_2_MISO_W | MAPP_CA | MISO_W | Internal | Shoulder | B13 | 600 | 1970 | 0 | 45.09 | 45.08 | 0.01 | 0
2025 | MAPP_CA_2_MISO_W | MAPP_CA | MISO_W | Internal | Shoulder | B14 | 900 | 1970 | 0 | 43.36 | 43.34 | 0.01 | 0
2025 | MAPP_CA_2_MISO_W | MAPP_CA | MISO_W | Internal | Shoulder | B15 | 1203 | 1970 | 0 | 42.98 | 41.87 | 0.01 | 0
2025 | MAPP_CA_2_MISO_W | MAPP_CA | MISO_W | Internal | Summer | B1 | 10 | 1970 | 2200.21 | 73.02 | 73.45 | 0.01 | 0.41
2025 | MAPP_CA_2_MISO_W | MAPP_CA | MISO_W | Internal | Summer | B2 | 25 | 1970 | 1938.7 | 71.73 | 71.74 | 0.01 | 0
2025 | MAPP_CA_2_MISO_W | MAPP_CA | MISO_W | Internal | Summer | B3 | 75 | 1970 | 999.01 | 69.45 | 69.46 | 0.01 | 0
2025 | MAPP_CA_2_MISO_W | MAPP_CA | MISO_W | Internal | Summer | B4 | 100 | 1970 | 1088.01 | 66.65 | 66.66 | 0.01 | 0
2025 | MAPP_CA_2_MISO_W | MAPP_CA | MISO_W | Internal | Summer | B5 | 200 | 1970 | 1157.24 | 60.4 | 60.41 | 0.01 | 0
2025 | MAPP_CA_2_MISO_W | MAPP_CA | MISO_W | Internal | Summer | B6 | 300 | 1970 | 1278.1 | 51.57 | 51.58 | 0.01 | 0
2025 | MAPP_CA_2_MISO_W | MAPP_CA | MISO_W | Internal | Summer | B7 | 400 | 1970 | 0 | 42.9 | 42.89 | 0.01 | 0
2025 | MAPP_CA_2_MISO_W | MAPP_CA | MISO_W | Internal | Summer | B8 | 500 | 1970 | 0 | 41.11 | 41.1 | 0.01 | 0
2025 | MAPP_CA_2_MISO_W | MAPP_CA | MISO_W | Internal | Summer | B9 | 800 | 1970 | 0 | 40.37 | 40.35 | 0.01 | 0
2025 | MAPP_CA_2_MISO_W | MAPP_CA | MISO_W | Internal | Summer | B10 | 1262 | 1970 | 0 | 39.21 | 38.1 | 0.01 | 0
2025 | MAPP_CA_2_MISO_W | MAPP_CA | MISO_W | Internal | Winter | B16 | 25 | 1970 | 279.78 | 56.87 | 56.88 | 0.01 | 0
2025 | MAPP_CA_2_MISO_W | MAPP_CA | MISO_W | Internal | Winter | B17 | 100 | 1970 | 0 | 51.37 | 51.36 | 0.01 | 0
2025 | MAPP_CA_2_MISO_W | MAPP_CA | MISO_W | Internal | Winter | B18 | 400 | 1970 | 0 | 48.28 | 47.16 | 0.01 | 0
2025 | MAPP_CA_2_MISO_W | MAPP_CA | MISO_W | Internal | Winter | B19 | 700 | 1970 | 0 | 45.6 | 44.49 | 0.01 | 0
2025 | MAPP_CA_2_MISO_W | MAPP_CA | MISO_W | Internal | Winter | B20 | 935 | 1970 | 0 | 41.43 | 40.32 | 0.01 | 0
2025 | MAPP_US_2_MAPP_CA | MAPP_US | MAPP_CA | Internal | Shoulder | B11 | 25 | 165 | 0 | 57.91 | 58.64 | 7 | 0
2025 | MAPP_US_2_MAPP_CA | MAPP_US | MAPP_CA | Internal | Shoulder | B12 | 200 | 165 | 22.85 | 41.58 | 48.58 | 7 | 0
2025 | MAPP_US_2_MAPP_CA | MAPP_US | MAPP_CA | Internal | Shoulder | B13 | 600 | 165 | 0 | 40.03 | 45.09 | 7 | 0
2025 | MAPP_US_2_MAPP_CA | MAPP_US | MAPP_CA | Internal | Shoulder | B14 | 900 | 165 | 0 | 40.03 | 43.36 | 7 | 0
2025 | MAPP_US_2_MAPP_CA | MAPP_US | MAPP_CA | Internal | Shoulder | B15 | 1203 | 165 | 0 | 37.95 | 42.98 | 7 | 0
2025 | MAPP_US_2_MAPP_CA | MAPP_US | MAPP_CA | Internal | Summer | B1 | 10 | 165 | 0 | 66.45 | 73.02 | 7 | 0
2025 | MAPP_US_2_MAPP_CA | MAPP_US | MAPP_CA | Internal | Summer | B2 | 25 | 165 | 0 | 66.28 | 71.73 | 7 | 0
2025 | MAPP_US_2_MAPP_CA | MAPP_US | MAPP_CA | Internal | Summer | B3 | 75 | 165 | 0 | 66.07 | 69.45 | 7 | 0
2025 | MAPP_US_2_MAPP_CA | MAPP_US | MAPP_CA | Internal | Summer | B4 | 100 | 165 | 0 | 65.39 | 66.65 | 7 | 0
2025 | MAPP_US_2_MAPP_CA | MAPP_US | MAPP_CA | Internal | Summer | B5 | 200 | 165 | 0 | 56.96 | 60.4 | 7 | 0
2025 | MAPP_US_2_MAPP_CA | MAPP_US | MAPP_CA | Internal | Summer | B6 | 300 | 165 | 0 | 50.85 | 51.57 | 7 | 0
2025 | MAPP_US_2_MAPP_CA | MAPP_US | MAPP_CA | Internal | Summer | B7 | 400 | 165 | 0 | 42.14 | 42.9 | 7 | 0
2025 | MAPP_US_2_MAPP_CA | MAPP_US | MAPP_CA | Internal | Summer | B8 | 500 | 165 | 0 | 37.64 | 41.11 | 7 | 0
2025 | MAPP_US_2_MAPP_CA | MAPP_US | MAPP_CA | Internal | Summer | B9 | 800 | 165 | 0 | 36.51 | 40.37 | 7 | 0
2025 | MAPP_US_2_MAPP_CA | MAPP_US | MAPP_CA | Internal | Summer | B10 | 1262 | 165 | 0 | 35.57 | 39.21 | 7 | 0
2025 | MAPP_US_2_MAPP_CA | MAPP_US | MAPP_CA | Internal | Winter | B16 | 25 | 165 | 0 | 56.13 | 56.87 | 7 | 0
2025 | MAPP_US_2_MAPP_CA | MAPP_US | MAPP_CA | Internal | Winter | B17 | 100 | 165 | 165 | 44.36 | 51.37 | 7 | 0.01
2025 | MAPP_US_2_MAPP_CA | MAPP_US | MAPP_CA | Internal | Winter | B18 | 400 | 165 | 258.83 | 40.28 | 48.28 | 7 | 1
2025 | MAPP_US_2_MAPP_CA | MAPP_US | MAPP_CA | Internal | Winter | B19 | 700 | 165 | 0 | 40.28 | 45.6 | 7 | 0
2025 | MAPP_US_2_MAPP_CA | MAPP_US | MAPP_CA | Internal | Winter | B20 | 935 | 165 | 0 | 39.57 | 41.43 | 7 | 0
2025 | MAPP_US_2_MISO_W | MAPP_US | MISO_W | Internal | Shoulder | B11 | 25 | 2635 | 0 | 57.91 | 58.65 | 7 | 0
2025 | MAPP_US_2_MISO_W | MAPP_US | MISO_W | Internal | Shoulder | B12 | 200 | 2635 | 0 | 41.58 | 48.56 | 7 | 0
2025 | MAPP_US_2_MISO_W | MAPP_US | MISO_W | Internal | Shoulder | B13 | 600 | 2635 | 0 | 40.03 | 45.08 | 7 | 0
2025 | MAPP_US_2_MISO_W | MAPP_US | MISO_W | Internal | Shoulder | B14 | 900 | 2635 | 0 | 40.03 | 43.34 | 7 | 0
2025 | MAPP_US_2_MISO_W | MAPP_US | MISO_W | Internal | Shoulder | B15 | 1203 | 2635 | 0 | 37.95 | 41.87 | 7 | 0
2025 | MAPP_US_2_MISO_W | MAPP_US | MISO_W | Internal | Summer | B1 | 10 | 2635 | 332.13 | 66.45 | 73.45 | 7 | 0
2025 | MAPP_US_2_MISO_W | MAPP_US | MISO_W | Internal | Summer | B2 | 25 | 2635 | 0 | 66.28 | 71.74 | 7 | 0
2025 | MAPP_US_2_MISO_W | MAPP_US | MISO_W | Internal | Summer | B3 | 75 | 2635 | 0 | 66.07 | 69.46 | 7 | 0
2025 | MAPP_US_2_MISO_W | MAPP_US | MISO_W | Internal | Summer | B4 | 100 | 2635 | 0 | 65.39 | 66.66 | 7 | 0
2025 | MAPP_US_2_MISO_W | MAPP_US | MISO_W | Internal | Summer | B5 | 200 | 2635 | 0 | 56.96 | 60.41 | 7 | 0
2025 | MAPP_US_2_MISO_W | MAPP_US | MISO_W | Internal | Summer | B6 | 300 | 2635 | 0 | 50.85 | 51.58 | 7 | 0
2025 | MAPP_US_2_MISO_W | MAPP_US | MISO_W | Internal | Summer | B7 | 400 | 2635 | 0 | 42.14 | 42.89 | 7 | 0
2025 | MAPP_US_2_MISO_W | MAPP_US | MISO_W | Internal | Summer | B8 | 500 | 2635 | 0 | 37.64 | 41.1 | 7 | 0
2025 | MAPP_US_2_MISO_W | MAPP_US | MISO_W | Internal | Summer | B9 | 800 | 2635 | 0 | 36.51 | 40.35 | 7 | 0
2025 | MAPP_US_2_MISO_W | MAPP_US | MISO_W | Internal | Summer | B10 | 1262 | 2635 | 0 | 35.57 | 38.1 | 7 | 0
2025 | MAPP_US_2_MISO_W | MAPP_US | MISO_W | Internal | Winter | B16 | 25 | 2635 | 0 | 56.13 | 56.88 | 7 | 0
2025 | MAPP_US_2_MISO_W | MAPP_US | MISO_W | Internal | Winter | B17 | 100 | 2635 | 724.78 | 44.36 | 51.36 | 7 | 0
2025 | MAPP_US_2_MISO_W | MAPP_US | MISO_W | Internal | Winter | B18 | 400 | 2635 | 0 | 40.28 | 47.16 | 7 | 0
2025 | MAPP_US_2_MISO_W | MAPP_US | MISO_W | Internal | Winter | B19 | 700 | 2635 | 0 | 40.28 | 44.49 | 7 | 0
2025 | MAPP_US_2_MISO_W | MAPP_US | MISO_W | Internal | Winter | B20 | 935 | 2635 | 0 | 39.57 | 40.32 | 7 | 0
2025 | MAPP_US_2_NE | MAPP_US | NE | Internal | Shoulder | B11 | 25 | 2000 | 1436.95 | 57.91 | 64.91 | 7 | 0
2025 | MAPP_US_2_NE | MAPP_US | NE | Internal | Shoulder | B12 | 200 | 2000 | 833.43 | 41.58 | 48.58 | 7 | 0
2025 | MAPP_US_2_NE | MAPP_US | NE | Internal | Shoulder | B13 | 600 | 2000 | 370.01 | 40.03 | 47.03 | 7 | 0
2025 | MAPP_US_2_NE | MAPP_US | NE | Internal | Shoulder | B14 | 900 | 2000 | 0 | 40.03 | 45.87 | 7 | 0
2025 | MAPP_US_2_NE | MAPP_US | NE | Internal | Shoulder | B15 | 1203 | 2000 | 6.57 | 37.95 | 44.95 | 7 | 0
2025 | MAPP_US_2_NE | MAPP_US | NE | Internal | Summer | B1 | 10 | 2000 | 596.81 | 66.45 | 73.45 | 7 | 0
2025 | MAPP_US_2_NE | MAPP_US | NE | Internal | Summer | B2 | 25 | 2000 | 1162.14 | 66.28 | 73.28 | 7 | 0
2025 | MAPP_US_2_NE | MAPP_US | NE | Internal | Summer | B3 | 75 | 2000 | 1122.76 | 66.07 | 73.07 | 7 | 0
2025 | MAPP_US_2_NE | MAPP_US | NE | Internal | Summer | B4 | 100 | 2000 | 1400.19 | 65.39 | 72.39 | 7 | 0
2025 | MAPP_US_2_NE | MAPP_US | NE | Internal | Summer | B5 | 200 | 2000 | 953.16 | 56.96 | 63.96 | 7 | 0
2025 | MAPP_US_2_NE | MAPP_US | NE | Internal | Summer | B6 | 300 | 2000 | 1215.92 | 50.85 | 57.85 | 7 | 0
2025 | MAPP_US_2_NE | MAPP_US | NE | Internal | Summer | B7 | 400 | 2000 | 1325.9 | 42.14 | 49.14 | 7 | 0
2025 | MAPP_US_2_NE | MAPP_US | NE | Internal | Summer | B8 | 500 | 2000 | 1520.29 | 37.64 | 44.64 | 7 | 0
2025 | MAPP_US_2_NE | MAPP_US | NE | Internal | Summer | B9 | 800 | 2000 | 813.42 | 36.51 | 43.51 | 7 | 0
2025 | MAPP_US_2_NE | MAPP_US | NE | Internal | Summer | B10 | 1262 | 2000 | 947.5 | 35.57 | 42.57 | 7 | 0
2025 | MAPP_US_2_NE | MAPP_US | NE | Internal | Winter | B16 | 25 | 2000 | 1591.44 | 56.13 | 63.13 | 7 | 0
2025 | MAPP_US_2_NE | MAPP_US | NE | Internal | Winter | B17 | 100 | 2000 | 0 | 44.36 | 49.02 | 7 | 0
2025 | MAPP_US_2_NE | MAPP_US | NE | Internal | Winter | B18 | 400 | 2000 | 199.85 | 40.28 | 47.28 | 7 | 0
2025 | MAPP_US_2_NE | MAPP_US | NE | Internal | Winter | B19 | 700 | 2000 | 49.97 | 40.28 | 47.28 | 7 | 0
2025 | MAPP_US_2_NE | MAPP_US | NE | Internal | Winter | B20 | 935 | 2000 | 336.92 | 39.57 | 46.57 | 7 | 0
2025 | MARITIMES_2_NEISO | MARITIMES | NEISO | Internal | Shoulder | B11 | 25 | 99999 | 1400 | 44.43 | 44.44 | 0.01 | 0
2025 | MARITIMES_2_NEISO | MARITIMES | NEISO | Internal | Shoulder | B12 | 200 | 99999 | 1400 | 40.92 | 40.94 | 0.01 | 0
2025 | MARITIMES_2_NEISO | MARITIMES | NEISO | Internal | Shoulder | B13 | 600 | 99999 | 1400 | 40.92 | 40.94 | 0.01 | 0
2025 | MARITIMES_2_NEISO | MARITIMES | NEISO | Internal | Shoulder | B14 | 900 | 99999 | 1400 | 40.48 | 40.49 | 0.01 | 0
2025 | MARITIMES_2_NEISO | MARITIMES | NEISO | Internal | Shoulder | B15 | 1203 | 99999 | 426.43 | 40.48 | 40.49 | 0.01 | 0
2025 | MARITIMES_2_NEISO | MARITIMES | NEISO | Internal | Summer | B1 | 10 | 99999 | 1400 | 70.7 | 70.71 | 0.01 | 0
2025 | MARITIMES_2_NEISO | MARITIMES | NEISO | Internal | Summer | B2 | 25 | 99999 | 1400 | 63.03 | 63.04 | 0.01 | 0
2025 | MARITIMES_2_NEISO | MARITIMES | NEISO | Internal | Summer | B3 | 75 | 99999 | 1400 | 57.03 | 57.04 | 0.01 | 0
2025 | MARITIMES_2_NEISO | MARITIMES | NEISO | Internal | Summer | B4 | 100 | 99999 | 1400 | 55.36 | 55.38 | 0.01 | 0
2025 | MARITIMES_2_NEISO | MARITIMES | NEISO | Internal | Summer | B5 | 200 | 99999 | 1400 | 50.2 | 50.21 | 0.01 | 0
2025 | MARITIMES_2_NEISO | MARITIMES | NEISO | Internal | Summer | B6 | 300 | 99999 | 1400 | 42.94 | 42.95 | 0.01 | 0
2025 | MARITIMES_2_NEISO | MARITIMES | NEISO | Internal | Summer | B7 | 400 | 99999 | 1400 | 37.75 | 37.77 | 0.01 | 0
2025 | MARITIMES_2_NEISO | MARITIMES | NEISO | Internal | Summer | B8 | 500 | 99999 | 1400 | 37.75 | 37.77 | 0.01 | 0
2025 | MARITIMES_2_NEISO | MARITIMES | NEISO | Internal | Summer | B9 | 800 | 99999 | 1400 | 37.75 | 37.77 | 0.01 | 0
2025 | MARITIMES_2_NEISO | MARITIMES | NEISO | Internal | Summer | B10 | 1262 | 99999 | 236.13 | 37.75 | 37.77 | 0.01 | 0
2025 | MARITIMES_2_NEISO | MARITIMES | NEISO | Internal | Winter | B16 | 25 | 99999 | 1400 | 50.72 | 50.73 | 0.01 | 0
2025 | MARITIMES_2_NEISO | MARITIMES | NEISO | Internal | Winter | B17 | 100 | 99999 | 1400 | 50.72 | 50.73 | 0.01 | 0
2025 | MARITIMES_2_NEISO | MARITIMES | NEISO | Internal | Winter | B18 | 400 | 99999 | 1400 | 49.31 | 49.32 | 0.01 | 0
2025 | MARITIMES_2_NEISO | MARITIMES | NEISO | Internal | Winter | B19 | 700 | 99999 | 1400 | 49.31 | 49.32 | 0.01 | 0
2025 | MARITIMES_2_NEISO | MARITIMES | NEISO | Internal | Winter | B20 | 935 | 99999 | 475.94 | 49.31 | 49.32 | 0.01 | 0
2025 | MISO_IN_2_MISO_MI | MISO_IN | MISO_MI | Internal | Shoulder | B11 | 25 | 5000 | 0 | 58.68 | 58.01 | 0.01 | 0
2025 | MISO_IN_2_MISO_MI | MISO_IN | MISO_MI | Internal | Shoulder | B12 | 200 | 5000 | 0 | 48.58 | 48.56 | 0.01 | 0
2025 | MISO_IN_2_MISO_MI | MISO_IN | MISO_MI | Internal | Shoulder | B13 | 600 | 5000 | 0 | 45.09 | 45.08 | 0.01 | 0
2025 | MISO_IN_2_MISO_MI | MISO_IN | MISO_MI | Internal | Shoulder | B14 | 900 | 5000 | 0 | 43.34 | 43.35 | 0.01 | 0
2025 | MISO_IN_2_MISO_MI | MISO_IN | MISO_MI | Internal | Shoulder | B15 | 1203 | 5000 | 0 | 41.76 | 41.75 | 0.01 | 0
2025 | MISO_IN_2_MISO_MI | MISO_IN | MISO_MI | Internal | Summer | B1 | 10 | 5000 | 0 | 73.45 | 73.28 | 0.01 | 0
2025 | MISO_IN_2_MISO_MI | MISO_IN | MISO_MI | Internal | Summer | B2 | 25 | 5000 | 0 | 71.75 | 71.51 | 0.01 | 0
2025 | MISO_IN_2_MISO_MI | MISO_IN | MISO_MI | Internal | Summer | B3 | 75 | 5000 | 0 | 69.48 | 68.81 | 0.01 | 0
2025 | MISO_IN_2_MISO_MI | MISO_IN | MISO_MI | Internal | Summer | B4 | 100 | 5000 | 0 | 66.68 | 66.02 | 0.01 | 0
2025 | MISO_IN_2_MISO_MI | MISO_IN | MISO_MI | Internal | Summer | B5 | 200 | 5000 | 0 | 60.43 | 60.41 | 0.01 | 0
2025 | MISO_IN_2_MISO_MI | MISO_IN | MISO_MI | Internal | Summer | B6 | 300 | 5000 | 0 | 51.55 | 51.54 | 0.01 | 0
2025 | MISO_IN_2_MISO_MI | MISO_IN | MISO_MI | Internal | Summer | B7 | 400 | 5000 | 0 | 42.78 | 42.77 | 0.01 | 0
2025 | MISO_IN_2_MISO_MI | MISO_IN | MISO_MI | Internal | Summer | B8 | 500 | 5000 | 0 | 41.1 | 41.1 | 0.01 | 0
2025 | MISO_IN_2_MISO_MI | MISO_IN | MISO_MI | Internal | Summer | B9 | 800 | 5000 | 1678.52 | 40.35 | 40.37 | 0.01 | 0
2025 | MISO_IN_2_MISO_MI | MISO_IN | MISO_MI | Internal | Summer | B10 | 1262 | 5000 | 1778.27 | 38.06 | 38.07 | 0.01 | 0
2025 | MISO_IN_2_MISO_MI | MISO_IN | MISO_MI | Internal | Winter | B16 | 25 | 5000 | 0 | 57.11 | 56.75 | 0.01 | 0
2025 | MISO_IN_2_MISO_MI | MISO_IN | MISO_MI | Internal | Winter | B17 | 100 | 5000 | 0 | 51.38 | 51.37 | 0.01 | 0
2025 | MISO_IN_2_MISO_MI | MISO_IN | MISO_MI | Internal | Winter | B18 | 400 | 5000 | 0 | 47.06 | 47.04 | 0.01 | 0
2025 | MISO_IN_2_MISO_MI | MISO_IN | MISO_MI | Internal | Winter | B19 | 700 | 5000 | 0 | 44.38 | 44.37 | 0.01 | 0
2025 | MISO_IN_2_MISO_MI | MISO_IN | MISO_MI | Internal | Winter | B20 | 935 | 5000 | 0 | 40.2 | 40.2 | 0.01 | 0
2025 | MISO_IN_2_MISO_MO-IL | MISO_IN | MISO_MO-IL | Internal | Shoulder | B11 | 25 | 5000 | 0 | 58.68 | 58.66 | 0.01 | 0
2025 | MISO_IN_2_MISO_MO-IL | MISO_IN | MISO_MO-IL | Internal | Shoulder | B12 | 200 | 5000 | 0 | 48.58 | 48.56 | 0.01 | 0
2025 | MISO_IN_2_MISO_MO-IL | MISO_IN | MISO_MO-IL | Internal | Shoulder | B13 | 600 | 5000 | 0 | 45.09 | 45.08 | 0.01 | 0
2025 | MISO_IN_2_MISO_MO-IL | MISO_IN | MISO_MO-IL | Internal | Shoulder | B14 | 900 | 5000 | 0 | 43.34 | 43.33 | 0.01 | 0
2025 | MISO_IN_2_MISO_MO-IL | MISO_IN | MISO_MO-IL | Internal | Shoulder | B15 | 1203 | 5000 | 0 | 41.76 | 41.75 | 0.01 | 0
2025 | MISO_IN_2_MISO_MO-IL | MISO_IN | MISO_MO-IL | Internal | Summer | B1 | 10 | 5000 | 0 | 73.45 | 73.45 | 0.01 | 0
2025 | MISO_IN_2_MISO_MO-IL | MISO_IN | MISO_MO-IL | Internal | Summer | B2 | 25 | 5000 | 0 | 71.75 | 71.75 | 0.01 | 0
2025 | MISO_IN_2_MISO_MO-IL | MISO_IN | MISO_MO-IL | Internal | Summer | B3 | 75 | 5000 | 0 | 69.48 | 69.47 | 0.01 | 0
2025 | MISO_IN_2_MISO_MO-IL | MISO_IN | MISO_MO-IL | Internal | Summer | B4 | 100 | 5000 | 0 | 66.68 | 66.67 | 0.01 | 0
2025 | MISO_IN_2_MISO_MO-IL | MISO_IN | MISO_MO-IL | Internal | Summer | B5 | 200 | 5000 | 0 | 60.43 | 60.42 | 0.01 | 0
2025 | MISO_IN_2_MISO_MO-IL | MISO_IN | MISO_MO-IL | Internal | Summer | B6 | 300 | 5000 | 19.86 | 51.55 | 51.57 | 0.01 | 0
2025 | MISO_IN_2_MISO_MO-IL | MISO_IN | MISO_MO-IL | Internal | Summer | B7 | 400 | 5000 | 0 | 42.78 | 42.77 | 0.01 | 0
2025 | MISO_IN_2_MISO_MO-IL | MISO_IN | MISO_MO-IL | Internal | Summer | B8 | 500 | 5000 | 0 | 41.1 | 41.08 | 0.01 | 0
2025 | MISO_IN_2_MISO_MO-IL | MISO_IN | MISO_MO-IL | Internal | Summer | B9 | 800 | 5000 | 0 | 40.35 | 40.34 | 0.01 | 0
2025 | MISO_IN_2_MISO_MO-IL | MISO_IN | MISO_MO-IL | Internal | Summer | B10 | 1262 | 5000 | 0 | 38.06 | 38.05 | 0.01 | 0
2025 | MISO_IN_2_MISO_MO-IL | MISO_IN | MISO_MO-IL | Internal | Winter | B16 | 25 | 5000 | 0 | 57.11 | 56.89 | 0.01 | 0
2025 | MISO_IN_2_MISO_MO-IL | MISO_IN | MISO_MO-IL | Internal | Winter | B17 | 100 | 5000 | 0 | 51.38 | 51.37 | 0.01 | 0
2025 | MISO_IN_2_MISO_MO-IL | MISO_IN | MISO_MO-IL | Internal | Winter | B18 | 400 | 5000 | 0 | 47.06 | 47.04 | 0.01 | 0
2025 | MISO_IN_2_MISO_MO-IL | MISO_IN | MISO_MO-IL | Internal | Winter | B19 | 700 | 5000 | 0 | 44.38 | 44.37 | 0.01 | 0
2025 | MISO_IN_2_MISO_MO-IL | MISO_IN | MISO_MO-IL | Internal | Winter | B20 | 935 | 5000 | 0 | 40.2 | 40.2 | 0.01 | 0
2025 | MISO_IN_2_NonRTO_Midwest | MISO_IN | NonRTO_Midwest | Internal | Shoulder | B11 | 25 | 4800 | 1365.78 | 58.68 | 66.68 | 8 | 0
2025 | MISO_IN_2_NonRTO_Midwest | MISO_IN | NonRTO_Midwest | Internal | Shoulder | B12 | 200 | 4800 | 108.55 | 48.58 | 56.58 | 8 | 0
2025 | MISO_IN_2_NonRTO_Midwest | MISO_IN | NonRTO_Midwest | Internal | Shoulder | B13 | 600 | 4800 | 330.53 | 45.09 | 53.09 | 8 | 0
2025 | MISO_IN_2_NonRTO_Midwest | MISO_IN | NonRTO_Midwest | Internal | Shoulder | B14 | 900 | 4800 | 0 | 43.34 | 44.71 | 8 | 0
2025 | MISO_IN_2_NonRTO_Midwest | MISO_IN | NonRTO_Midwest | Internal | Shoulder | B15 | 1203 | 4800 | 0 | 41.76 | 37.58 | 8 | 0
2025 | MISO_IN_2_NonRTO_Midwest | MISO_IN | NonRTO_Midwest | Internal | Summer | B1 | 10 | 4800 | 0 | 73.45 | 75.82 | 8 | 0
2025 | MISO_IN_2_NonRTO_Midwest | MISO_IN | NonRTO_Midwest | Internal | Summer | B2 | 25 | 4800 | 0 | 71.75 | 75.82 | 8 | 0
2025 | MISO_IN_2_NonRTO_Midwest | MISO_IN | NonRTO_Midwest | Internal | Summer | B3 | 75 | 4800 | 0 | 69.48 | 75.82 | 8 | 0
2025 | MISO_IN_2_NonRTO_Midwest | MISO_IN | NonRTO_Midwest | Internal | Summer | B4 | 100 | 4800 | 1292.74 | 66.68 | 74.68 | 8 | 0
2025 | MISO_IN_2_NonRTO_Midwest | MISO_IN | NonRTO_Midwest | Internal | Summer | B5 | 200 | 4800 | 1123.96 | 60.43 | 68.43 | 8 | 0
2025 | MISO_IN_2_NonRTO_Midwest | MISO_IN | NonRTO_Midwest | Internal | Summer | B6 | 300 | 4800 | 614.63 | 51.55 | 59.55 | 8 | 0
2025 | MISO_IN_2_NonRTO_Midwest | MISO_IN | NonRTO_Midwest | Internal | Summer | B7 | 400 | 4800 | 0 | 42.78 | 46.91 | 8 | 0
2025 | MISO_IN_2_NonRTO_Midwest | MISO_IN | NonRTO_Midwest | Internal | Summer | B8 | 500 | 4800 | 0 | 41.1 | 43.75 | 8 | 0
2025 | MISO_IN_2_NonRTO_Midwest | MISO_IN | NonRTO_Midwest | Internal | Summer | B9 | 800 | 4800 | 0 | 40.35 | 38.19 | 8 | 0
2025 | MISO_IN_2_NonRTO_Midwest | MISO_IN | NonRTO_Midwest | Internal | Summer | B10 | 1262 | 4800 | 0 | 38.06 | 35.53 | 8 | 0
2025 | MISO_IN_2_NonRTO_Midwest | MISO_IN | NonRTO_Midwest | Internal | Winter | B16 | 25 | 4800 | 2458.01 | 57.11 | 65.11 | 8 | 0
2025 | MISO_IN_2_NonRTO_Midwest | MISO_IN | NonRTO_Midwest | Internal | Winter | B17 | 100 | 4800 | 1386.17 | 51.38 | 59.38 | 8 | 0
2025 | MISO_IN_2_NonRTO_Midwest | MISO_IN | NonRTO_Midwest | Internal | Winter | B18 | 400 | 4800 | 377.59 | 47.06 | 55.06 | 8 | 0
2025 | MISO_IN_2_NonRTO_Midwest | MISO_IN | NonRTO_Midwest | Internal | Winter | B19 | 700 | 4800 | 0 | 44.38 | 44.71 | 8 | 0
2025 | MISO_IN_2_NonRTO_Midwest | MISO_IN | NonRTO_Midwest | Internal | Winter | B20 | 935 | 4800 | 0 | 40.2 | 37.68 | 8 | 0
2025 | MISO_IN_2_PJM_ROR | MISO_IN | PJM_ROR | Internal | Shoulder | B11 | 25 | 992 | 0 | 58.68 | 56.68 | 2 | 0
2025 | MISO_IN_2_PJM_ROR | MISO_IN | PJM_ROR | Internal | Shoulder | B12 | 200 | 992 | 0 | 48.58 | 50.56 | 2 | 0
2025 | MISO_IN_2_PJM_ROR | MISO_IN | PJM_ROR | Internal | Shoulder | B13 | 600 | 992 | 0 | 45.09 | 47.08 | 2 | 0
2025 | MISO_IN_2_PJM_ROR | MISO_IN | PJM_ROR | Internal | Shoulder | B14 | 900 | 992 | 0 | 43.34 | 44.24 | 2 | 0
2025 | MISO_IN_2_PJM_ROR | MISO_IN | PJM_ROR | Internal | Shoulder | B15 | 1203 | 992 | 0 | 41.76 | 40.7 | 2 | 0
2025 | MISO_IN_2_PJM_ROR | MISO_IN | PJM_ROR | Internal | Summer | B1 | 10 | 992 | 353.98 | 73.45 | 75.45 | 2 | 0
2025 | MISO_IN_2_PJM_ROR | MISO_IN | PJM_ROR | Internal | Summer | B2 | 25 | 992 | 645.02 | 71.75 | 73.75 | 2 | 0
2025 | MISO_IN_2_PJM_ROR | MISO_IN | PJM_ROR | Internal | Summer | B3 | 75 | 992 | 0 | 69.48 | 68.7 | 2 | 0
2025 | MISO_IN_2_PJM_ROR | MISO_IN | PJM_ROR | Internal | Summer | B4 | 100 | 992 | 0 | 66.68 | 67.6 | 2 | 0
2025 | MISO_IN_2_PJM_ROR | MISO_IN | PJM_ROR | Internal | Summer | B5 | 200 | 992 | 0 | 60.43 | 62.41 | 2 | 0
2025 | MISO_IN_2_PJM_ROR | MISO_IN | PJM_ROR | Internal | Summer | B6 | 300 | 992 | 0 | 51.55 | 52.18 | 2 | 0
2025 | MISO_IN_2_PJM_ROR | MISO_IN | PJM_ROR | Internal | Summer | B7 | 400 | 992 | 0 | 42.78 | 44.46 | 2 | 0
2025 | MISO_IN_2_PJM_ROR | MISO_IN | PJM_ROR | Internal | Summer | B8 | 500 | 992 | 0 | 41.1 | 42.5 | 2 | 0
2025 | MISO_IN_2_PJM_ROR | MISO_IN | PJM_ROR | Internal | Summer | B9 | 800 | 992 | 0 | 40.35 | 40.51 | 2 | 0
2025 | MISO_IN_2_PJM_ROR | MISO_IN | PJM_ROR | Internal | Summer | B10 | 1262 | 992 | 0 | 38.06 | 37.34 | 2 | 0
2025 | MISO_IN_2_PJM_ROR | MISO_IN | PJM_ROR | Internal | Winter | B16 | 25 | 992 | 0 | 57.11 | 58.88 | 2 | 0
2025 | MISO_IN_2_PJM_ROR | MISO_IN | PJM_ROR | Internal | Winter | B17 | 100 | 992 | 0 | 51.38 | 53.36 | 2 | 0
2025 | MISO_IN_2_PJM_ROR | MISO_IN | PJM_ROR | Internal | Winter | B18 | 400 | 992 | 0 | 47.06 | 48.74 | 2 | 0
2025 | MISO_IN_2_PJM_ROR | MISO_IN | PJM_ROR | Internal | Winter | B19 | 700 | 992 | 0 | 44.38 | 45.96 | 2 | 0
2025 | MISO_IN_2_PJM_ROR | MISO_IN | PJM_ROR | Internal | Winter | B20 | 935 | 992 | 0 | 40.2 | 39.91 | 2 | 0
2025 | MISO_MI_2_MISO_IN | MISO_MI | MISO_IN | Internal | Shoulder | B11 | 25 | 2045 | 2367.51 | 58.01 | 58.68 | 0.01 | 0.66
2025 | MISO_MI_2_MISO_IN | MISO_MI | MISO_IN | Internal | Shoulder | B12 | 200 | 2045 | 1182.44 | 48.56 | 48.58 | 0.01 | 0
2025 | MISO_MI_2_MISO_IN | MISO_MI | MISO_IN | Internal | Shoulder | B13 | 600 | 2045 | 908.68 | 45.08 | 45.09 | 0.01 | 0
2025 | MISO_MI_2_MISO_IN | MISO_MI | MISO_IN | Internal | Shoulder | B14 | 900 | 2045 | 0 | 43.35 | 43.34 | 0.01 | 0
2025 | MISO_MI_2_MISO_IN | MISO_MI | MISO_IN | Internal | Shoulder | B15 | 1203 | 2045 | 433.22 | 41.75 | 41.76 | 0.01 | 0
2025 | MISO_MI_2_MISO_IN | MISO_MI | MISO_IN | Internal | Summer | B1 | 10 | 2045 | 2045 | 73.28 | 73.45 | 0.01 | 0.16
2025 | MISO_MI_2_MISO_IN | MISO_MI | MISO_IN | Internal | Summer | B2 | 25 | 2045 | 2045 | 71.51 | 71.75 | 0.01 | 0.23
2025 | MISO_MI_2_MISO_IN | MISO_MI | MISO_IN | Internal | Summer | B3 | 75 | 2045 | 2854.71 | 68.81 | 69.48 | 0.01 | 0.66
2025 | MISO_MI_2_MISO_IN | MISO_MI | MISO_IN | Internal | Summer | B4 | 100 | 2045 | 2330.09 | 66.02 | 66.68 | 0.01 | 0.66
2025 | MISO_MI_2_MISO_IN | MISO_MI | MISO_IN | Internal | Summer | B5 | 200 | 2045 | 2045 | 60.41 | 60.43 | 0.01 | 0.01
2025 | MISO_MI_2_MISO_IN | MISO_MI | MISO_IN | Internal | Summer | B6 | 300 | 2045 | 1502.78 | 51.54 | 51.55 | 0.01 | 0
2025 | MISO_MI_2_MISO_IN | MISO_MI | MISO_IN | Internal | Summer | B7 | 400 | 2045 | 101.36 | 42.77 | 42.78 | 0.01 | 0
2025 | MISO_MI_2_MISO_IN | MISO_MI | MISO_IN | Internal | Summer | B8 | 500 | 2045 | 0 | 41.1 | 41.1 | 0.01 | 0
2025 | MISO_MI_2_MISO_IN | MISO_MI | MISO_IN | Internal | Summer | B9 | 800 | 2045 | 0 | 40.37 | 40.35 | 0.01 | 0
2025 | MISO_MI_2_MISO_IN | MISO_MI | MISO_IN | Internal | Summer | B10 | 1262 | 2045 | 0 | 38.07 | 38.06 | 0.01 | 0
2025 | MISO_MI_2_MISO_IN | MISO_MI | MISO_IN | Internal | Winter | B16 | 25 | 2045 | 2045 | 56.75 | 57.11 | 0.01 | 0.35
2025 | MISO_MI_2_MISO_IN | MISO_MI | MISO_IN | Internal | Winter | B17 | 100 | 2045 | 560.57 | 51.37 | 51.38 | 0.01 | 0
2025 | MISO_MI_2_MISO_IN | MISO_MI | MISO_IN | Internal | Winter | B18 | 400 | 2045 | 152.3 | 47.04 | 47.06 | 0.01 | 0
2025 | MISO_MI_2_MISO_IN | MISO_MI | MISO_IN | Internal | Winter | B19 | 700 | 2045 | 34.53 | 44.37 | 44.38 | 0.01 | 0
2025 | MISO_MI_2_MISO_IN | MISO_MI | MISO_IN | Internal | Winter | B20 | 935 | 2045 | 0 | 40.2 | 40.2 | 0.01 | 0
2025 | MISO_MI_2_MISO_WUMS | MISO_MI | MISO_WUMS | Internal | Shoulder | B11 | 25 | 117 | 524.23 | 58.01 | 58.14 | 0.01 | 0.12
2025 | MISO_MI_2_MISO_WUMS | MISO_MI | MISO_WUMS | Internal | Shoulder | B12 | 200 | 117 | 0 | 48.56 | 48.56 | 0.01 | 0
2025 | MISO_MI_2_MISO_WUMS | MISO_MI | MISO_WUMS | Internal | Shoulder | B13 | 600 | 117 | 0 | 45.08 | 45.08 | 0.01 | 0
2025 | MISO_MI_2_MISO_WUMS | MISO_MI | MISO_WUMS | Internal | Shoulder | B14 | 900 | 117 | 0 | 43.35 | 43.25 | 0.01 | 0
2025 | MISO_MI_2_MISO_WUMS | MISO_MI | MISO_WUMS | Internal | Shoulder | B15 | 1203 | 117 | 117 | 41.75 | 41.78 | 0.01 | 0.02
2025 | MISO_MI_2_MISO_WUMS | MISO_MI | MISO_WUMS | Internal | Summer | B1 | 10 | 117 | 0 | 73.28 | 73.19 | 0.01 | 0
2025 | MISO_MI_2_MISO_WUMS | MISO_MI | MISO_WUMS | Internal | Summer | B2 | 25 | 117 | 0 | 71.51 | 71.48 | 0.01 | 0
2025 | MISO_MI_2_MISO_WUMS | MISO_MI | MISO_WUMS | Internal | Summer | B3 | 75 | 117 | 117 | 68.81 | 68.92 | 0.01 | 0.09
2025 | MISO_MI_2_MISO_WUMS | MISO_MI | MISO_WUMS | Internal | Summer | B4 | 100 | 117 | 967.35 | 66.02 | 66.15 | 0.01 | 0.12
2025 | MISO_MI_2_MISO_WUMS | MISO_MI | MISO_WUMS | Internal | Summer | B5 | 200 | 117 | 0 | 60.41 | 60.41 | 0.01 | 0
2025 | MISO_MI_2_MISO_WUMS | MISO_MI | MISO_WUMS | Internal | Summer | B6 | 300 | 117 | 0 | 51.54 | 51.45 | 0.01 | 0
2025 | MISO_MI_2_MISO_WUMS | MISO_MI | MISO_WUMS | Internal | Summer | B7 | 400 | 117 | 0 | 42.77 | 42.67 | 0.01 | 0
2025 | MISO_MI_2_MISO_WUMS | MISO_MI | MISO_WUMS | Internal | Summer | B8 | 500 | 117 | 0 | 41.1 | 41.08 | 0.01 | 0
2025 | MISO_MI_2_MISO_WUMS | MISO_MI | MISO_WUMS | Internal | Summer | B9 | 800 | 117 | 0 | 40.37 | 40.34 | 0.01 | 0
2025 | MISO_MI_2_MISO_WUMS | MISO_MI | MISO_WUMS | Internal | Summer | B10 | 1262 | 117 | 57.42 | 38.07 | 38.09 | 0.01 | 0
2025 | MISO_MI_2_MISO_WUMS | MISO_MI | MISO_WUMS | Internal | Winter | B16 | 25 | 117 | 136.27 | 56.75 | 56.88 | 0.01 | 0.12
2025 | MISO_MI_2_MISO_WUMS | MISO_MI | MISO_WUMS | Internal | Winter | B17 | 100 | 117 | 0 | 51.37 | 51.36 | 0.01 | 0
2025 | MISO_MI_2_MISO_WUMS | MISO_MI | MISO_WUMS | Internal | Winter | B18 | 400 | 117 | 117 | 47.04 | 47.15 | 0.01 | 0.1
2025 | MISO_MI_2_MISO_WUMS | MISO_MI | MISO_WUMS | Internal | Winter | B19 | 700 | 117 | 328.14 | 44.37 | 44.5 | 0.01 | 0.12
2025 | MISO_MI_2_MISO_WUMS | MISO_MI | MISO_WUMS | Internal | Winter | B20 | 935 | 117 | 927.47 | 40.2 | 40.33 | 0.01 | 0.12
2025 | MISO_MI_2_PJM_ROR | MISO_MI | PJM_ROR | Internal | Shoulder | B11 | 25 | 1424 | 0 | 58.01 | 56.68 | 2 | 0
2025 | MISO_MI_2_PJM_ROR | MISO_MI | PJM_ROR | Internal | Shoulder | B12 | 200 | 1424 | 230.76 | 48.56 | 50.56 | 2 | 0
2025 | MISO_MI_2_PJM_ROR | MISO_MI | PJM_ROR | Internal | Shoulder | B13 | 600 | 1424 | 781.15 | 45.08 | 47.08 | 2 | 0
2025 | MISO_MI_2_PJM_ROR | MISO_MI | PJM_ROR | Internal | Shoulder | B14 | 900 | 1424 | 0 | 43.35 | 44.24 | 2 | 0
2025 | MISO_MI_2_PJM_ROR | MISO_MI | PJM_ROR | Internal | Shoulder | B15 | 1203 | 1424 | 0 | 41.75 | 40.7 | 2 | 0
2025 | MISO_MI_2_PJM_ROR | MISO_MI | PJM_ROR | Internal | Summer | B1 | 10 | 1424 | 1424 | 73.28 | 75.45 | 2 | 0.17
2025 | MISO_MI_2_PJM_ROR | MISO_MI | PJM_ROR | Internal | Summer | B2 | 25 | 1424 | 2588.46 | 71.51 | 73.75 | 2 | 0.24
2025 | MISO_MI_2_PJM_ROR | MISO_MI | PJM_ROR | Internal | Summer | B3 | 75 | 1424 | 0 | 68.81 | 68.7 | 2 | 0
2025 | MISO_MI_2_PJM_ROR | MISO_MI | PJM_ROR | Internal | Summer | B4 | 100 | 1424 | 0 | 66.02 | 67.6 | 2 | 0
2025 | MISO_MI_2_PJM_ROR | MISO_MI | PJM_ROR | Internal | Summer | B5 | 200 | 1424 | 421.85 | 60.41 | 62.41 | 2 | 0
2025 | MISO_MI_2_PJM_ROR | MISO_MI | PJM_ROR | Internal | Summer | B6 | 300 | 1424 | 0 | 51.54 | 52.18 | 2 | 0
2025 | MISO_MI_2_PJM_ROR | MISO_MI | PJM_ROR | Internal | Summer | B7 | 400 | 1424 | 0 | 42.77 | 44.46 | 2 | 0
2025 | MISO_MI_2_PJM_ROR | MISO_MI | PJM_ROR | Internal | Summer | B8 | 500 | 1424 | 0 | 41.1 | 42.5 | 2 | 0
2025 | MISO_MI_2_PJM_ROR | MISO_MI | PJM_ROR | Internal | Summer | B9 | 800 | 1424 | 0 | 40.37 | 40.51 | 2 | 0
2025 | MISO_MI_2_PJM_ROR | MISO_MI | PJM_ROR | Internal | Summer | B10 | 1262 | 1424 | 0 | 38.07 | 37.34 | 2 | 0
2025 | MISO_MI_2_PJM_ROR | MISO_MI | PJM_ROR | Internal | Winter | B16 | 25 | 1424 | 1424 | 56.75 | 58.88 | 2 | 0.13
2025 | MISO_MI_2_PJM_ROR | MISO_MI | PJM_ROR | Internal | Winter | B17 | 100 | 1424 | 0 | 51.37 | 53.36 | 2 | 0
2025 | MISO_MI_2_PJM_ROR | MISO_MI | PJM_ROR | Internal | Winter | B18 | 400 | 1424 | 0 | 47.04 | 48.74 | 2 | 0
2025 | MISO_MI_2_PJM_ROR | MISO_MI | PJM_ROR | Internal | Winter | B19 | 700 | 1424 | 0 | 44.37 | 45.96 | 2 | 0
2025 | MISO_MI_2_PJM_ROR | MISO_MI | PJM_ROR | Internal | Winter | B20 | 935 | 1424 | 0 | 40.2 | 39.91 | 2 | 0
2025 | MISO_MO-IL_2_ENT | MISO_MO-IL | ENT | Internal | Shoulder | B11 | 25 | 2540 | 0 | 58.66 | 66.43 | 8 | 0
2025 | MISO_MO-IL_2_ENT | MISO_MO-IL | ENT | Internal | Shoulder | B12 | 200 | 2540 | 0 | 48.56 | 46.94 | 8 | 0
2025 | MISO_MO-IL_2_ENT | MISO_MO-IL | ENT | Internal | Shoulder | B13 | 600 | 2540 | 0 | 45.08 | 46.94 | 8 | 0
2025 | MISO_MO-IL_2_ENT | MISO_MO-IL | ENT | Internal | Shoulder | B14 | 900 | 2540 | 0 | 43.33 | 46.6 | 8 | 0
2025 | MISO_MO-IL_2_ENT | MISO_MO-IL | ENT | Internal | Shoulder | B15 | 1203 | 2540 | 0 | 41.75 | 46.6 | 8 | 0
2025 | MISO_MO-IL_2_ENT | MISO_MO-IL | ENT | Internal | Summer | B1 | 10 | 2540 | 0 | 73.45 | 78.22 | 8 | 0
2025 | MISO_MO-IL_2_ENT | MISO_MO-IL | ENT | Internal | Summer | B2 | 25 | 2540 | 0 | 71.75 | 75.77 | 8 | 0
2025 | MISO_MO-IL_2_ENT | MISO_MO-IL | ENT | Internal | Summer | B3 | 75 | 2540 | 0 | 69.47 | 75.77 | 8 | 0
2025 | MISO_MO-IL_2_ENT | MISO_MO-IL | ENT | Internal | Summer | B4 | 100 | 2540 | 281.56 | 66.67 | 74.67 | 8 | 0
2025 | MISO_MO-IL_2_ENT | MISO_MO-IL | ENT | Internal | Summer | B5 | 200 | 2540 | 0 | 60.42 | 68.16 | 8 | 0
2025 | MISO_MO-IL_2_ENT | MISO_MO-IL | ENT | Internal | Summer | B6 | 300 | 2540 | 728.88 | 51.57 | 59.57 | 8 | 0
2025 | MISO_MO-IL_2_ENT | MISO_MO-IL | ENT | Internal | Summer | B7 | 400 | 2540 | 0 | 42.77 | 49.46 | 8 | 0
2025 | MISO_MO-IL_2_ENT | MISO_MO-IL | ENT | Internal | Summer | B8 | 500 | 2540 | 0 | 41.08 | 45.42 | 8 | 0
2025 | MISO_MO-IL_2_ENT | MISO_MO-IL | ENT | Internal | Summer | B9 | 800 | 2540 | 0 | 40.34 | 45.09 | 8 | 0
2025 | MISO_MO-IL_2_ENT | MISO_MO-IL | ENT | Internal | Summer | B10 | 1262 | 2540 | 0 | 38.05 | 43.61 | 8 | 0
2025 | MISO_MO-IL_2_ENT | MISO_MO-IL | ENT | Internal | Winter | B16 | 25 | 2540 | 0 | 56.89 | 64.31 | 8 | 0
2025 | MISO_MO-IL_2_ENT | MISO_MO-IL | ENT | Internal | Winter | B17 | 100 | 2540 | 0 | 51.37 | 49.93 | 8 | 0
2025 | MISO_MO-IL_2_ENT | MISO_MO-IL | ENT | Internal | Winter | B18 | 400 | 2540 | 0 | 47.04 | 49.93 | 8 | 0
2025 | MISO_MO-IL_2_ENT | MISO_MO-IL | ENT | Internal | Winter | B19 | 700 | 2540 | 0 | 44.37 | 49.57 | 8 | 0
2025 | MISO_MO-IL_2_ENT | MISO_MO-IL | ENT | Internal | Winter | B20 | 935 | 2540 | 0 | 40.2 | 47.93 | 8 | 0
2025 | MISO_MO-IL_2_MISO_IN | MISO_MO-IL | MISO_IN | Internal | Shoulder | B11 | 25 | 2100 | 1476.86 | 58.66 | 58.68 | 0.01 | 0
2025 | MISO_MO-IL_2_MISO_IN | MISO_MO-IL | MISO_IN | Internal | Shoulder | B12 | 200 | 2100 | 669.37 | 48.56 | 48.58 | 0.01 | 0
2025 | MISO_MO-IL_2_MISO_IN | MISO_MO-IL | MISO_IN | Internal | Shoulder | B13 | 600 | 2100 | 681.68 | 45.08 | 45.09 | 0.01 | 0
2025 | MISO_MO-IL_2_MISO_IN | MISO_MO-IL | MISO_IN | Internal | Shoulder | B14 | 900 | 2100 | 994.69 | 43.33 | 43.34 | 0.01 | 0
2025 | MISO_MO-IL_2_MISO_IN | MISO_MO-IL | MISO_IN | Internal | Shoulder | B15 | 1203 | 2100 | 617.86 | 41.75 | 41.76 | 0.01 | 0
2025 | MISO_MO-IL_2_MISO_IN | MISO_MO-IL | MISO_IN | Internal | Summer | B1 | 10 | 2100 | 0 | 73.45 | 73.45 | 0.01 | 0
2025 | MISO_MO-IL_2_MISO_IN | MISO_MO-IL | MISO_IN | Internal | Summer | B2 | 25 | 2100 | 0 | 71.75 | 71.75 | 0.01 | 0
2025 | MISO_MO-IL_2_MISO_IN | MISO_MO-IL | MISO_IN | Internal | Summer | B3 | 75 | 2100 | 190.49 | 69.47 | 69.48 | 0.01 | 0
2025 | MISO_MO-IL_2_MISO_IN | MISO_MO-IL | MISO_IN | Internal | Summer | B4 | 100 | 2100 | 1138.09 | 66.67 | 66.68 | 0.01 | 0
2025 | MISO_MO-IL_2_MISO_IN | MISO_MO-IL | MISO_IN | Internal | Summer | B5 | 200 | 2100 | 939.33 | 60.42 | 60.43 | 0.01 | 0
2025 | MISO_MO-IL_2_MISO_IN | MISO_MO-IL | MISO_IN | Internal | Summer | B6 | 300 | 2100 | 0 | 51.57 | 51.55 | 0.01 | 0
2025 | MISO_MO-IL_2_MISO_IN | MISO_MO-IL | MISO_IN | Internal | Summer | B7 | 400 | 2100 | 372.87 | 42.77 | 42.78 | 0.01 | 0
2025 | MISO_MO-IL_2_MISO_IN | MISO_MO-IL | MISO_IN | Internal | Summer | B8 | 500 | 2100 | 200.87 | 41.08 | 41.1 | 0.01 | 0
2025 | MISO_MO-IL_2_MISO_IN | MISO_MO-IL | MISO_IN | Internal | Summer | B9 | 800 | 2100 | 1743.36 | 40.34 | 40.35 | 0.01 | 0
2025 | MISO_MO-IL_2_MISO_IN | MISO_MO-IL | MISO_IN | Internal | Summer | B10 | 1262 | 2100 | 344.36 | 38.05 | 38.06 | 0.01 | 0
2025 | MISO_MO-IL_2_MISO_IN | MISO_MO-IL | MISO_IN | Internal | Winter | B16 | 25 | 2100 | 2294.19 | 56.89 | 57.11 | 0.01 | 0.21
2025 | MISO_MO-IL_2_MISO_IN | MISO_MO-IL | MISO_IN | Internal | Winter | B17 | 100 | 2100 | 1823.67 | 51.37 | 51.38 | 0.01 | 0
2025 | MISO_MO-IL_2_MISO_IN | MISO_MO-IL | MISO_IN | Internal | Winter | B18 | 400 | 2100 | 601.46 | 47.04 | 47.06 | 0.01 | 0
2025 | MISO_MO-IL_2_MISO_IN | MISO_MO-IL | MISO_IN | Internal | Winter | B19 | 700 | 2100 | 170.31 | 44.37 | 44.38 | 0.01 | 0
2025 | MISO_MO-IL_2_MISO_IN | MISO_MO-IL | MISO_IN | Internal | Winter | B20 | 935 | 2100 | 0 | 40.2 | 40.2 | 0.01 | 0
2025 | MISO_MO-IL_2_MISO_W | MISO_MO-IL | MISO_W | Internal | Shoulder | B11 | 25 | 960 | 0 | 58.66 | 58.65 | 0.01 | 0
2025 | MISO_MO-IL_2_MISO_W | MISO_MO-IL | MISO_W | Internal | Shoulder | B12 | 200 | 960 | 0 | 48.56 | 48.56 | 0.01 | 0
2025 | MISO_MO-IL_2_MISO_W | MISO_MO-IL | MISO_W | Internal | Shoulder | B13 | 600 | 960 | 0 | 45.08 | 45.08 | 0.01 | 0
2025 | MISO_MO-IL_2_MISO_W | MISO_MO-IL | MISO_W | Internal | Shoulder | B14 | 900 | 960 | 887.28 | 43.33 | 43.34 | 0.01 | 0
2025 | MISO_MO-IL_2_MISO_W | MISO_MO-IL | MISO_W | Internal | Shoulder | B15 | 1203 | 960 | 1457.6 | 41.75 | 41.87 | 0.01 | 0.11
2025 | MISO_MO-IL_2_MISO_W | MISO_MO-IL | MISO_W | Internal | Summer | B1 | 10 | 960 | 0 | 73.45 | 73.45 | 0.01 | 0
2025 | MISO_MO-IL_2_MISO_W | MISO_MO-IL | MISO_W | Internal | Summer | B2 | 25 | 960 | 0 | 71.75 | 71.74 | 0.01 | 0
2025 | MISO_MO-IL_2_MISO_W | MISO_MO-IL | MISO_W | Internal | Summer | B3 | 75 | 960 | 0 | 69.47 | 69.46 | 0.01 | 0
2025 | MISO_MO-IL_2_MISO_W | MISO_MO-IL | MISO_W | Internal | Summer | B4 | 100 | 960 | 0 | 66.67 | 66.66 | 0.01 | 0
2025 | MISO_MO-IL_2_MISO_W | MISO_MO-IL | MISO_W | Internal | Summer | B5 | 200 | 960 | 0 | 60.42 | 60.41 | 0.01 | 0
2025 | MISO_MO-IL_2_MISO_W | MISO_MO-IL | MISO_W | Internal | Summer | B6 | 300 | 960 | 414.2 | 51.57 | 51.58 | 0.01 | 0
2025 | MISO_MO-IL_2_MISO_W | MISO_MO-IL | MISO_W | Internal | Summer | B7 | 400 | 960 | 1314.83 | 42.77 | 42.89 | 0.01 | 0.11
2025 | MISO_MO-IL_2_MISO_W | MISO_MO-IL | MISO_W | Internal | Summer | B8 | 500 | 960 | 901.74 | 41.08 | 41.1 | 0.01 | 0
2025 | MISO_MO-IL_2_MISO_W | MISO_MO-IL | MISO_W | Internal | Summer | B9 | 800 | 960 | 0 | 40.34 | 40.35 | 0.01 | 0
2025 | MISO_MO-IL_2_MISO_W | MISO_MO-IL | MISO_W | Internal | Summer | B10 | 1262 | 960 | 960 | 38.05 | 38.1 | 0.01 | 0.04
2025 | MISO_MO-IL_2_MISO_W | MISO_MO-IL | MISO_W | Internal | Winter | B16 | 25 | 960 | 0 | 56.89 | 56.88 | 0.01 | 0
2025 | MISO_MO-IL_2_MISO_W | MISO_MO-IL | MISO_W | Internal | Winter | B17 | 100 | 960 | 0 | 51.37 | 51.36 | 0.01 | 0
2025 | MISO_MO-IL_2_MISO_W | MISO_MO-IL | MISO_W | Internal | Winter | B18 | 400 | 960 | 1097.45 | 47.04 | 47.16 | 0.01 | 0.11
2025 | MISO_MO-IL_2_MISO_W | MISO_MO-IL | MISO_W | Internal | Winter | B19 | 700 | 960 | 1828.98 | 44.37 | 44.49 | 0.01 | 0.11
2025 | MISO_MO-IL_2_MISO_W | MISO_MO-IL | MISO_W | Internal | Winter | B20 | 935 | 960 | 1438.5 | 40.2 | 40.32 | 0.01 | 0.11
2025 | MISO_MO-IL_2_PJM_ROR | MISO_MO-IL | PJM_ROR | Internal | Shoulder | B11 | 25 | 1212 | 0 | 58.66 | 56.68 | 2 | 0
2025 | MISO_MO-IL_2_PJM_ROR | MISO_MO-IL | PJM_ROR | Internal | Shoulder | B12 | 200 | 1212 | 175.98 | 48.56 | 50.56 | 2 | 0
2025 | MISO_MO-IL_2_PJM_ROR | MISO_MO-IL | PJM_ROR | Internal | Shoulder | B13 | 600 | 1212 | 546.34 | 45.08 | 47.08 | 2 | 0
2025 | MISO_MO-IL_2_PJM_ROR | MISO_MO-IL | PJM_ROR | Internal | Shoulder | B14 | 900 | 1212 | 0 | 43.33 | 44.24 | 2 | 0
2025 | MISO_MO-IL_2_PJM_ROR | MISO_MO-IL | PJM_ROR | Internal | Shoulder | B15 | 1203 | 1212 | 0 | 41.75 | 40.7 | 2 | 0
2025 | MISO_MO-IL_2_PJM_ROR | MISO_MO-IL | PJM_ROR | Internal | Summer | B1 | 10 | 1212 | 454.24 | 73.45 | 75.45 | 2 | 0
2025 | MISO_MO-IL_2_PJM_ROR | MISO_MO-IL | PJM_ROR | Internal | Summer | B2 | 25 | 1212 | 527.48 | 71.75 | 73.75 | 2 | 0
2025 | MISO_MO-IL_2_PJM_ROR | MISO_MO-IL | PJM_ROR | Internal | Summer | B3 | 75 | 1212 | 0 | 69.47 | 68.7 | 2 | 0
2025 | MISO_MO-IL_2_PJM_ROR | MISO_MO-IL | PJM_ROR | Internal | Summer | B4 | 100 | 1212 | 0 | 66.67 | 67.6 | 2 | 0
2025 | MISO_MO-IL_2_PJM_ROR | MISO_MO-IL | PJM_ROR | Internal | Summer | B5 | 200 | 1212 | 0 | 60.42 | 62.41 | 2 | 0
2025 | MISO_MO-IL_2_PJM_ROR | MISO_MO-IL | PJM_ROR | Internal | Summer | B6 | 300 | 1212 | 0 | 51.57 | 52.18 | 2 | 0
2025 | MISO_MO-IL_2_PJM_ROR | MISO_MO-IL | PJM_ROR | Internal | Summer | B7 | 400 | 1212 | 0 | 42.77 | 44.46 | 2 | 0
2025 | MISO_MO-IL_2_PJM_ROR | MISO_MO-IL | PJM_ROR | Internal | Summer | B8 | 500 | 1212 | 0 | 41.08 | 42.5 | 2 | 0
2025 | MISO_MO-IL_2_PJM_ROR | MISO_MO-IL | PJM_ROR | Internal | Summer | B9 | 800 | 1212 | 0 | 40.34 | 40.51 | 2 | 0
2025 | MISO_MO-IL_2_PJM_ROR | MISO_MO-IL | PJM_ROR | Internal | Summer | B10 | 1262 | 1212 | 0 | 38.05 | 37.34 | 2 | 0
2025 | MISO_MO-IL_2_PJM_ROR | MISO_MO-IL | PJM_ROR | Internal | Winter | B16 | 25 | 1212 | 0 | 56.89 | 58.88 | 2 | 0
2025 | MISO_MO-IL_2_PJM_ROR | MISO_MO-IL | PJM_ROR | Internal | Winter | B17 | 100 | 1212 | 0 | 51.37 | 53.36 | 2 | 0
2025 | MISO_MO-IL_2_PJM_ROR | MISO_MO-IL | PJM_ROR | Internal | Winter | B18 | 400 | 1212 | 0 | 47.04 | 48.74 | 2 | 0
2025 | MISO_MO-IL_2_PJM_ROR | MISO_MO-IL | PJM_ROR | Internal | Winter | B19 | 700 | 1212 | 0 | 44.37 | 45.96 | 2 | 0
2025 | MISO_MO-IL_2_PJM_ROR | MISO_MO-IL | PJM_ROR | Internal | Winter | B20 | 935 | 1212 | 0 | 40.2 | 39.91 | 2 | 0
2025 | MISO_MO-IL_2_TVA_Transmission | MISO_MO-IL | TVA_Transmission | Internal | Shoulder | B11 | 25 | 4000 | 0 | 58.66 | 62.28 | 8 | 0
2025 | MISO_MO-IL_2_TVA_Transmission | MISO_MO-IL | TVA_Transmission | Internal | Shoulder | B12 | 200 | 4000 | 0 | 48.56 | 51.57 | 8 | 0
2025 | MISO_MO-IL_2_TVA_Transmission | MISO_MO-IL | TVA_Transmission | Internal | Shoulder | B13 | 600 | 4000 | 0 | 45.08 | 49.25 | 8 | 0
2025 | MISO_MO-IL_2_TVA_Transmission | MISO_MO-IL | TVA_Transmission | Internal | Shoulder | B14 | 900 | 4000 | 0 | 43.33 | 47.88 | 8 | 0
2025 | MISO_MO-IL_2_TVA_Transmission | MISO_MO-IL | TVA_Transmission | Internal | Shoulder | B15 | 1203 | 4000 | 0 | 41.75 | 45.37 | 8 | 0
2025 | MISO_MO-IL_2_TVA_Transmission | MISO_MO-IL | TVA_Transmission | Internal | Summer | B1 | 10 | 4000 | 1008.19 | 73.45 | 81.45 | 8 | 0
2025 | MISO_MO-IL_2_TVA_Transmission | MISO_MO-IL | TVA_Transmission | Internal | Summer | B2 | 25 | 4000 | 1592.48 | 71.75 | 79.75 | 8 | 0
2025 | MISO_MO-IL_2_TVA_Transmission | MISO_MO-IL | TVA_Transmission | Internal | Summer | B3 | 75 | 4000 | 0 | 69.47 | 74.7 | 8 | 0
2025 | MISO_MO-IL_2_TVA_Transmission | MISO_MO-IL | TVA_Transmission | Internal | Summer | B4 | 100 | 4000 | 0 | 66.67 | 73.6 | 8 | 0
2025 | MISO_MO-IL_2_TVA_Transmission | MISO_MO-IL | TVA_Transmission | Internal | Summer | B5 | 200 | 4000 | 0 | 60.42 | 67.82 | 8 | 0
2025 | MISO_MO-IL_2_TVA_Transmission | MISO_MO-IL | TVA_Transmission | Internal | Summer | B6 | 300 | 4000 | 0 | 51.57 | 56.53 | 8 | 0
2025 | MISO_MO-IL_2_TVA_Transmission | MISO_MO-IL | TVA_Transmission | Internal | Summer | B7 | 400 | 4000 | 0 | 42.77 | 49.33 | 8 | 0
2025 | MISO_MO-IL_2_TVA_Transmission | MISO_MO-IL | TVA_Transmission | Internal | Summer | B8 | 500 | 4000 | 0 | 41.08 | 46.56 | 8 | 0
2025 | MISO_MO-IL_2_TVA_Transmission | MISO_MO-IL | TVA_Transmission | Internal | Summer | B9 | 800 | 4000 | 0 | 40.34 | 45.25 | 8 | 0
2025 | MISO_MO-IL_2_TVA_Transmission | MISO_MO-IL | TVA_Transmission | Internal | Summer | B10 | 1262 | 4000 | 0 | 38.05 | 40.5 | 8 | 0
2025 | MISO_MO-IL_2_TVA_Transmission | MISO_MO-IL | TVA_Transmission | Internal | Winter | B16 | 25 | 4000 | 0 | 56.89 | 64.11 | 8 | 0
2025 | MISO_MO-IL_2_TVA_Transmission | MISO_MO-IL | TVA_Transmission | Internal | Winter | B17 | 100 | 4000 | 0 | 51.37 | 54.92 | 8 | 0
2025 | MISO_MO-IL_2_TVA_Transmission | MISO_MO-IL | TVA_Transmission | Internal | Winter | B18 | 400 | 4000 | 0 | 47.04 | 50.49 | 8 | 0
2025 | MISO_MO-IL_2_TVA_Transmission | MISO_MO-IL | TVA_Transmission | Internal | Winter | B19 | 700 | 4000 | 0 | 44.37 | 48.27 | 8 | 0
2025 | MISO_MO-IL_2_TVA_Transmission | MISO_MO-IL | TVA_Transmission | Internal | Winter | B20 | 935 | 4000 | 0 | 40.2 | 45.68 | 8 | 0
2025 | MISO_W_2_MAPP_CA | MISO_W | MAPP_CA | Internal | Shoulder | B11 | 25 | 700 | 0 | 58.65 | 58.64 | 0.01 | 0
2025 | MISO_W_2_MAPP_CA | MISO_W | MAPP_CA | Internal | Shoulder | B12 | 200 | 700 | 218.81 | 48.56 | 48.58 | 0.01 | 0
2025 | MISO_W_2_MAPP_CA | MISO_W | MAPP_CA | Internal | Shoulder | B13 | 600 | 700 | 418.94 | 45.08 | 45.09 | 0.01 | 0
2025 | MISO_W_2_MAPP_CA | MISO_W | MAPP_CA | Internal | Shoulder | B14 | 900 | 700 | 417.94 | 43.34 | 43.36 | 0.01 | 0
2025 | MISO_W_2_MAPP_CA | MISO_W | MAPP_CA | Internal | Shoulder | B15 | 1203 | 700 | 3545.05 | 41.87 | 42.98 | 0.01 | 1.1
2025 | MISO_W_2_MAPP_CA | MISO_W | MAPP_CA | Internal | Summer | B1 | 10 | 700 | 0 | 73.45 | 73.02 | 0.01 | 0
2025 | MISO_W_2_MAPP_CA | MISO_W | MAPP_CA | Internal | Summer | B2 | 25 | 700 | 0 | 71.74 | 71.73 | 0.01 | 0
2025 | MISO_W_2_MAPP_CA | MISO_W | MAPP_CA | Internal | Summer | B3 | 75 | 700 | 0 | 69.46 | 69.45 | 0.01 | 0
2025 | MISO_W_2_MAPP_CA | MISO_W | MAPP_CA | Internal | Summer | B4 | 100 | 700 | 0 | 66.66 | 66.65 | 0.01 | 0
2025 | MISO_W_2_MAPP_CA | MISO_W | MAPP_CA | Internal | Summer | B5 | 200 | 700 | 0 | 60.41 | 60.4 | 0.01 | 0
2025 | MISO_W_2_MAPP_CA | MISO_W | MAPP_CA | Internal | Summer | B6 | 300 | 700 | 0 | 51.58 | 51.57 | 0.01 | 0
2025 | MISO_W_2_MAPP_CA | MISO_W | MAPP_CA | Internal | Summer | B7 | 400 | 700 | 311.13 | 42.89 | 42.9 | 0.01 | 0
2025 | MISO_W_2_MAPP_CA | MISO_W | MAPP_CA | Internal | Summer | B8 | 500 | 700 | 115.59 | 41.1 | 41.11 | 0.01 | 0
2025 | MISO_W_2_MAPP_CA | MISO_W | MAPP_CA | Internal | Summer | B9 | 800 | 700 | 30 | 40.35 | 40.37 | 0.01 | 0
2025 | MISO_W_2_MAPP_CA | MISO_W | MAPP_CA | Internal | Summer | B10 | 1262 | 700 | 3572.52 | 38.1 | 39.21 | 0.01 | 1.1
2025 | MISO_W_2_MAPP_CA | MISO_W | MAPP_CA | Internal | Winter | B16 | 25 | 700 | 0 | 56.88 | 56.87 | 0.01 | 0
2025 | MISO_W_2_MAPP_CA | MISO_W | MAPP_CA | Internal | Winter | B17 | 100 | 700 | 165.65 | 51.36 | 51.37 | 0.01 | 0
2025 | MISO_W_2_MAPP_CA | MISO_W | MAPP_CA | Internal | Winter | B18 | 400 | 700 | 1268.23 | 47.16 | 48.28 | 0.01 | 1.1
2025 | MISO_W_2_MAPP_CA | MISO_W | MAPP_CA | Internal | Winter | B19 | 700 | 700 | 1327.54 | 44.49 | 45.6 | 0.01 | 1.1
2025 | MISO_W_2_MAPP_CA | MISO_W | MAPP_CA | Internal | Winter | B20 | 935 | 700 | 3730.03 | 40.32 | 41.43 | 0.01 | 1.1
2025 | MISO_W_2_MISO_MO-IL | MISO_W | MISO_MO-IL | Internal | Shoulder | B11 | 25 | 3800 | 2774.69 | 58.65 | 58.66 | 0.01 | 0
2025 | MISO_W_2_MISO_MO-IL | MISO_W | MISO_MO-IL | Internal | Shoulder | B12 | 200 | 3800 | 0 | 48.56 | 48.56 | 0.01 | 0
2025 | MISO_W_2_MISO_MO-IL | MISO_W | MISO_MO-IL | Internal | Shoulder | B13 | 600 | 3800 | 0 | 45.08 | 45.08 | 0.01 | 0
2025 | MISO_W_2_MISO_MO-IL | MISO_W | MISO_MO-IL | Internal | Shoulder | B14 | 900 | 3800 | 0 | 43.34 | 43.33 | 0.01 | 0
2025 | MISO_W_2_MISO_MO-IL | MISO_W | MISO_MO-IL | Internal | Shoulder | B15 | 1203 | 3800 | 0 | 41.87 | 41.75 | 0.01 | 0
2025 | MISO_W_2_MISO_MO-IL | MISO_W | MISO_MO-IL | Internal | Summer | B1 | 10 | 3800 | 0 | 73.45 | 73.45 | 0.01 | 0
2025 | MISO_W_2_MISO_MO-IL | MISO_W | MISO_MO-IL | Internal | Summer | B2 | 25 | 3800 | 0 | 71.74 | 71.75 | 0.01 | 0
2025 | MISO_W_2_MISO_MO-IL | MISO_W | MISO_MO-IL | Internal | Summer | B3 | 75 | 3800 | 62.46 | 69.46 | 69.47 | 0.01 | 0
2025 | MISO_W_2_MISO_MO-IL | MISO_W | MISO_MO-IL | Internal | Summer | B4 | 100 | 3800 | 1446.39 | 66.66 | 66.67 | 0.01 | 0
2025 | MISO_W_2_MISO_MO-IL | MISO_W | MISO_MO-IL | Internal | Summer | B5 | 200 | 3800 | 490.12 | 60.41 | 60.42 | 0.01 | 0
2025 | MISO_W_2_MISO_MO-IL | MISO_W | MISO_MO-IL | Internal | Summer | B6 | 300 | 3800 | 0 | 51.58 | 51.57 | 0.01 | 0
2025 | MISO_W_2_MISO_MO-IL | MISO_W | MISO_MO-IL | Internal | Summer | B7 | 400 | 3800 | 0 | 42.89 | 42.77 | 0.01 | 0
2025 | MISO_W_2_MISO_MO-IL | MISO_W | MISO_MO-IL | Internal | Summer | B8 | 500 | 3800 | 0 | 41.1 | 41.08 | 0.01 | 0
2025 | MISO_W_2_MISO_MO-IL | MISO_W | MISO_MO-IL | Internal | Summer | B9 | 800 | 3800 | 0 | 40.35 | 40.34 | 0.01 | 0
2025 | MISO_W_2_MISO_MO-IL | MISO_W | MISO_MO-IL | Internal | Summer | B10 | 1262 | 3800 | 0 | 38.1 | 38.05 | 0.01 | 0
2025 | MISO_W_2_MISO_MO-IL | MISO_W | MISO_MO-IL | Internal | Winter | B16 | 25 | 3800 | 1811.11 | 56.88 | 56.89 | 0.01 | 0
2025 | MISO_W_2_MISO_MO-IL | MISO_W | MISO_MO-IL | Internal | Winter | B17 | 100 | 3800 | 646.49 | 51.36 | 51.37 | 0.01 | 0
2025 | MISO_W_2_MISO_MO-IL | MISO_W | MISO_MO-IL | Internal | Winter | B18 | 400 | 3800 | 0 | 47.16 | 47.04 | 0.01 | 0
2025 | MISO_W_2_MISO_MO-IL | MISO_W | MISO_MO-IL | Internal | Winter | B19 | 700 | 3800 | 0 | 44.49 | 44.37 | 0.01 | 0
2025 | MISO_W_2_MISO_MO-IL | MISO_W | MISO_MO-IL | Internal | Winter | B20 | 935 | 3800 | 0 | 40.32 | 40.2 | 0.01 | 0
2025 | MISO_W_2_MISO_WUMS | MISO_W | MISO_WUMS | Internal | Shoulder | B11 | 25 | 1629 | 0 | 58.65 | 58.14 | 0.01 | 0
2025 | MISO_W_2_MISO_WUMS | MISO_W | MISO_WUMS | Internal | Shoulder | B12 | 200 | 1629 | 0 | 48.56 | 48.56 | 0.01 | 0
2025 | MISO_W_2_MISO_WUMS | MISO_W | MISO_WUMS | Internal | Shoulder | B13 | 600 | 1629 | 0 | 45.08 | 45.08 | 0.01 | 0
2025 | MISO_W_2_MISO_WUMS | MISO_W | MISO_WUMS | Internal | Shoulder | B14 | 900 | 1629 | 0 | 43.34 | 43.25 | 0.01 | 0
2025 | MISO_W_2_MISO_WUMS | MISO_W | MISO_WUMS | Internal | Shoulder | B15 | 1203 | 1629 | 0 | 41.87 | 41.78 | 0.01 | 0
2025 | MISO_W_2_MISO_WUMS | MISO_W | MISO_WUMS | Internal | Summer | B1 | 10 | 1629 | 0 | 73.45 | 73.19 | 0.01 | 0
2025 | MISO_W_2_MISO_WUMS | MISO_W | MISO_WUMS | Internal | Summer | B2 | 25 | 1629 | 0 | 71.74 | 71.48 | 0.01 | 0
2025 | MISO_W_2_MISO_WUMS | MISO_W | MISO_WUMS | Internal | Summer | B3 | 75 | 1629 | 0 | 69.46 | 68.92 | 0.01 | 0
2025 | MISO_W_2_MISO_WUMS | MISO_W | MISO_WUMS | Internal | Summer | B4 | 100 | 1629 | 0 | 66.66 | 66.15 | 0.01 | 0
2025 | MISO_W_2_MISO_WUMS | MISO_W | MISO_WUMS | Internal | Summer | B5 | 200 | 1629 | 0 | 60.41 | 60.41 | 0.01 | 0
2025 | MISO_W_2_MISO_WUMS | MISO_W | MISO_WUMS | Internal | Summer | B6 | 300 | 1629 | 0 | 51.58 | 51.45 | 0.01 | 0
2025 | MISO_W_2_MISO_WUMS | MISO_W | MISO_WUMS | Internal | Summer | B7 | 400 | 1629 | 0 | 42.89 | 42.67 | 0.01 | 0
2025 | MISO_W_2_MISO_WUMS | MISO_W | MISO_WUMS | Internal | Summer | B8 | 500 | 1629 | 0 | 41.1 | 41.08 | 0.01 | 0
2025 | MISO_W_2_MISO_WUMS | MISO_W | MISO_WUMS | Internal | Summer | B9 | 800 | 1629 | 0 | 40.35 | 40.34 | 0.01 | 0
2025 | MISO_W_2_MISO_WUMS | MISO_W | MISO_WUMS | Internal | Summer | B10 | 1262 | 1629 | 0 | 38.1 | 38.09 | 0.01 | 0
2025 | MISO_W_2_MISO_WUMS | MISO_W | MISO_WUMS | Internal | Winter | B16 | 25 | 1629 | 0 | 56.88 | 56.88 | 0.01 | 0
2025 | MISO_W_2_MISO_WUMS | MISO_W | MISO_WUMS | Internal | Winter | B17 | 100 | 1629 | 0 | 51.36 | 51.36 | 0.01 | 0
2025 | MISO_W_2_MISO_WUMS | MISO_W | MISO_WUMS | Internal | Winter | B18 | 400 | 1629 | 0 | 47.16 | 47.15 | 0.01 | 0
2025 | MISO_W_2_MISO_WUMS | MISO_W | MISO_WUMS | Internal | Winter | B19 | 700 | 1629 | 0 | 44.49 | 44.5 | 0.01 | 0
2025 | MISO_W_2_MISO_WUMS | MISO_W | MISO_WUMS | Internal | Winter | B20 | 935 | 1629 | 333.38 | 40.32 | 40.33 | 0.01 | 0
2025 | MISO_W_2_PJM_ROR | MISO_W | PJM_ROR | Internal | Shoulder | B11 | 25 | 773 | 0 | 58.65 | 56.68 | 2 | 0
2025 | MISO_W_2_PJM_ROR | MISO_W | PJM_ROR | Internal | Shoulder | B12 | 200 | 773 | 281.25 | 48.56 | 50.56 | 2 | 0
2025 | MISO_W_2_PJM_ROR | MISO_W | PJM_ROR | Internal | Shoulder | B13 | 600 | 773 | 353.91 | 45.08 | 47.08 | 2 | 0
2025 | MISO_W_2_PJM_ROR | MISO_W | PJM_ROR | Internal | Shoulder | B14 | 900 | 773 | 0 | 43.34 | 44.24 | 2 | 0
2025 | MISO_W_2_PJM_ROR | MISO_W | PJM_ROR | Internal | Shoulder | B15 | 1203 | 773 | 0 | 41.87 | 40.7 | 2 | 0
2025 | MISO_W_2_PJM_ROR | MISO_W | PJM_ROR | Internal | Summer | B1 | 10 | 773 | 2226.62 | 73.45 | 75.45 | 2 | 0
2025 | MISO_W_2_PJM_ROR | MISO_W | PJM_ROR | Internal | Summer | B2 | 25 | 773 | 2060.44 | 71.74 | 73.75 | 2 | 0
2025 | MISO_W_2_PJM_ROR | MISO_W | PJM_ROR | Internal | Summer | B3 | 75 | 773 | 0 | 69.46 | 68.7 | 2 | 0
2025 | MISO_W_2_PJM_ROR | MISO_W | PJM_ROR | Internal | Summer | B4 | 100 | 773 | 0 | 66.66 | 67.6 | 2 | 0
2025 | MISO_W_2_PJM_ROR | MISO_W | PJM_ROR | Internal | Summer | B5 | 200 | 773 | 1118.83 | 60.41 | 62.41 | 2 | 0
2025 | MISO_W_2_PJM_ROR | MISO_W | PJM_ROR | Internal | Summer | B6 | 300 | 773 | 0 | 51.58 | 52.18 | 2 | 0
2025 | MISO_W_2_PJM_ROR | MISO_W | PJM_ROR | Internal | Summer | B7 | 400 | 773 | 0 | 42.89 | 44.46 | 2 | 0
2025 | MISO_W_2_PJM_ROR | MISO_W | PJM_ROR | Internal | Summer | B8 | 500 | 773 | 0 | 41.1 | 42.5 | 2 | 0
2025 | MISO_W_2_PJM_ROR | MISO_W | PJM_ROR | Internal | Summer | B9 | 800 | 773 | 0 | 40.35 | 40.51 | 2 | 0
2025 | MISO_W_2_PJM_ROR | MISO_W | PJM_ROR | Internal | Summer | B10 | 1262 | 773 | 0 | 38.1 | 37.34 | 2 | 0
2025 | MISO_W_2_PJM_ROR | MISO_W | PJM_ROR | Internal | Winter | B16 | 25 | 773 | 2528.13 | 56.88 | 58.88 | 2 | 0
2025 | MISO_W_2_PJM_ROR | MISO_W | PJM_ROR | Internal | Winter | B17 | 100 | 773 | 1562.67 | 51.36 | 53.36 | 2 | 0
2025 | MISO_W_2_PJM_ROR | MISO_W | PJM_ROR | Internal | Winter | B18 | 400 | 773 | 0 | 47.16 | 48.74 | 2 | 0
2025 | MISO_W_2_PJM_ROR | MISO_W | PJM_ROR | Internal | Winter | B19 | 700 | 773 | 0 | 44.49 | 45.96 | 2 | 0
2025 | MISO_W_2_PJM_ROR | MISO_W | PJM_ROR | Internal | Winter | B20 | 935 | 773 | 0 | 40.32 | 39.91 | 2 | 0
2025 | MISO_W_2_SPP_N | MISO_W | SPP_N | Internal | Shoulder | B11 | 25 | 3200 | 1418.81 | 58.65 | 65.65 | 7 | 0
2025 | MISO_W_2_SPP_N | MISO_W | SPP_N | Internal | Shoulder | B12 | 200 | 3200 | 0 | 48.56 | 48.59 | 7 | 0
2025 | MISO_W_2_SPP_N | MISO_W | SPP_N | Internal | Shoulder | B13 | 600 | 3200 | 0 | 45.08 | 47.04 | 7 | 0
2025 | MISO_W_2_SPP_N | MISO_W | SPP_N | Internal | Shoulder | B14 | 900 | 3200 | 0 | 43.34 | 45.88 | 7 | 0
2025 | MISO_W_2_SPP_N | MISO_W | SPP_N | Internal | Shoulder | B15 | 1203 | 3200 | 0 | 41.87 | 44.97 | 7 | 0
2025 | MISO_W_2_SPP_N | MISO_W | SPP_N | Internal | Summer | B1 | 10 | 3200 | 0 | 73.45 | 74.03 | 7 | 0
2025 | MISO_W_2_SPP_N | MISO_W | SPP_N | Internal | Summer | B2 | 25 | 3200 | 0 | 71.74 | 74.03 | 7 | 0
2025 | MISO_W_2_SPP_N | MISO_W | SPP_N | Internal | Summer | B3 | 75 | 3200 | 0 | 69.46 | 73.81 | 7 | 0
2025 | MISO_W_2_SPP_N | MISO_W | SPP_N | Internal | Summer | B4 | 100 | 3200 | 0 | 66.66 | 73.14 | 7 | 0
2025 | MISO_W_2_SPP_N | MISO_W | SPP_N | Internal | Summer | B5 | 200 | 3200 | 0 | 60.41 | 63.97 | 7 | 0
2025 | MISO_W_2_SPP_N | MISO_W | SPP_N | Internal | Summer | B6 | 300 | 3200 | 4991.67 | 51.58 | 58.59 | 7 | 0.01
2025 | MISO_W_2_SPP_N | MISO_W | SPP_N | Internal | Summer | B7 | 400 | 3200 | 2968.36 | 42.89 | 49.89 | 7 | 0
2025 | MISO_W_2_SPP_N | MISO_W | SPP_N | Internal | Summer | B8 | 500 | 3200 | 0 | 41.1 | 45.39 | 7 | 0
2025 | MISO_W_2_SPP_N | MISO_W | SPP_N | Internal | Summer | B9 | 800 | 3200 | 0 | 40.35 | 44.25 | 7 | 0
2025 | MISO_W_2_SPP_N | MISO_W | SPP_N | Internal | Summer | B10 | 1262 | 3200 | 0 | 38.1 | 43.31 | 7 | 0
2025 | MISO_W_2_SPP_N | MISO_W | SPP_N | Internal | Winter | B16 | 25 | 3200 | 711.66 | 56.88 | 63.88 | 7 | 0
2025 | MISO_W_2_SPP_N | MISO_W | SPP_N | Internal | Winter | B17 | 100 | 3200 | 0 | 51.36 | 49.76 | 7 | 0
2025 | MISO_W_2_SPP_N | MISO_W | SPP_N | Internal | Winter | B18 | 400 | 3200 | 0 | 47.16 | 48.02 | 7 | 0
2025 | MISO_W_2_SPP_N | MISO_W | SPP_N | Internal | Winter | B19 | 700 | 3200 | 0 | 44.49 | 48.02 | 7 | 0
2025 | MISO_W_2_SPP_N | MISO_W | SPP_N | Internal | Winter | B20 | 935 | 3200 | 37.33 | 40.32 | 47.32 | 7 | 0
2025 | MISO_WUMS_2_MISO_MI | MISO_WUMS | MISO_MI | Internal | Shoulder | B11 | 25 | 99 | 0 | 58.14 | 58.01 | 0.01 | 0
2025 | MISO_WUMS_2_MISO_MI | MISO_WUMS | MISO_MI | Internal | Shoulder | B12 | 200 | 99 | 0 | 48.56 | 48.56 | 0.01 | 0
2025 | MISO_WUMS_2_MISO_MI | MISO_WUMS | MISO_MI | Internal | Shoulder | B13 | 600 | 99 | 0 | 45.08 | 45.08 | 0.01 | 0
2025 | MISO_WUMS_2_MISO_MI | MISO_WUMS | MISO_MI | Internal | Shoulder | B14 | 900 | 99 | 285.49 | 43.25 | 43.35 | 0.01 | 0.08
2025 | MISO_WUMS_2_MISO_MI | MISO_WUMS | MISO_MI | Internal | Shoulder | B15 | 1203 | 99 | 0 | 41.78 | 41.75 | 0.01 | 0
2025 | MISO_WUMS_2_MISO_MI | MISO_WUMS | MISO_MI | Internal | Summer | B1 | 10 | 99 | 139.41 | 73.19 | 73.28 | 0.01 | 0.08
2025 | MISO_WUMS_2_MISO_MI | MISO_WUMS | MISO_MI | Internal | Summer | B2 | 25 | 99 | 99 | 71.48 | 71.51 | 0.01 | 0.01
2025 | MISO_WUMS_2_MISO_MI | MISO_WUMS | MISO_MI | Internal | Summer | B3 | 75 | 99 | 0 | 68.92 | 68.81 | 0.01 | 0
2025 | MISO_WUMS_2_MISO_MI | MISO_WUMS | MISO_MI | Internal | Summer | B4 | 100 | 99 | 0 | 66.15 | 66.02 | 0.01 | 0
2025 | MISO_WUMS_2_MISO_MI | MISO_WUMS | MISO_MI | Internal | Summer | B5 | 200 | 99 | 0 | 60.41 | 60.41 | 0.01 | 0
2025 | MISO_WUMS_2_MISO_MI | MISO_WUMS | MISO_MI | Internal | Summer | B6 | 300 | 99 | 99 | 51.45 | 51.54 | 0.01 | 0.08
2025 | MISO_WUMS_2_MISO_MI | MISO_WUMS | MISO_MI | Internal | Summer | B7 | 400 | 99 | 476.75 | 42.67 | 42.77 | 0.01 | 0.08
2025 | MISO_WUMS_2_MISO_MI | MISO_WUMS | MISO_MI | Internal | Summer | B8 | 500 | 99 | 33.19 | 41.08 | 41.1 | 0.01 | 0
2025 | MISO_WUMS_2_MISO_MI | MISO_WUMS | MISO_MI | Internal | Summer | B9 | 800 | 99 | 99 | 40.34 | 40.37 | 0.01 | 0.01
2025 | MISO_WUMS_2_MISO_MI | MISO_WUMS | MISO_MI | Internal | Summer | B10 | 1262 | 99 | 0 | 38.09 | 38.07 | 0.01 | 0
2025 | MISO_WUMS_2_MISO_MI | MISO_WUMS | MISO_MI | Internal | Winter | B16 | 25 | 99 | 0 | 56.88 | 56.75 | 0.01 | 0
2025 | MISO_WUMS_2_MISO_MI | MISO_WUMS | MISO_MI | Internal | Winter | B17 | 100 | 99 | 0 | 51.36 | 51.37 | 0.01 | 0
2025 | MISO_WUMS_2_MISO_MI | MISO_WUMS | MISO_MI | Internal | Winter | B18 | 400 | 99 | 0 | 47.15 | 47.04 | 0.01 | 0
2025 | MISO_WUMS_2_MISO_MI | MISO_WUMS | MISO_MI | Internal | Winter | B19 | 700 | 99 | 0 | 44.5 | 44.37 | 0.01 | 0
2025 | MISO_WUMS_2_MISO_MI | MISO_WUMS | MISO_MI | Internal | Winter | B20 | 935 | 99 | 0 | 40.33 | 40.2 | 0.01 | 0
2025 | MISO_WUMS_2_MISO_W | MISO_WUMS | MISO_W | Internal | Shoulder | B11 | 25 | 1137 | 1137 | 58.14 | 58.65 | 0.01 | 0.5
2025 | MISO_WUMS_2_MISO_W | MISO_WUMS | MISO_W | Internal | Shoulder | B12 | 200 | 1137 | 0 | 48.56 | 48.56 | 0.01 | 0
2025 | MISO_WUMS_2_MISO_W | MISO_WUMS | MISO_W | Internal | Shoulder | B13 | 600 | 1137 | 0 | 45.08 | 45.08 | 0.01 | 0
2025 | MISO_WUMS_2_MISO_W | MISO_WUMS | MISO_W | Internal | Shoulder | B14 | 900 | 1137 | 1137 | 43.25 | 43.34 | 0.01 | 0.08
2025 | MISO_WUMS_2_MISO_W | MISO_WUMS | MISO_W | Internal | Shoulder | B15 | 1203 | 1137 | 1137 | 41.78 | 41.87 | 0.01 | 0.08
2025 | MISO_WUMS_2_MISO_W | MISO_WUMS | MISO_W | Internal | Summer | B1 | 10 | 1137 | 1137 | 73.19 | 73.45 | 0.01 | 0.25
2025 | MISO_WUMS_2_MISO_W | MISO_WUMS | MISO_W | Internal | Summer | B2 | 25 | 1137 | 1137 | 71.48 | 71.74 | 0.01 | 0.25
2025 | MISO_WUMS_2_MISO_W | MISO_WUMS | MISO_W | Internal | Summer | B3 | 75 | 1137 | 1994.89 | 68.92 | 69.46 | 0.01 | 0.53
2025 | MISO_WUMS_2_MISO_W | MISO_WUMS | MISO_W | Internal | Summer | B4 | 100 | 1137 | 1137 | 66.15 | 66.66 | 0.01 | 0.5
2025 | MISO_WUMS_2_MISO_W | MISO_WUMS | MISO_W | Internal | Summer | B5 | 200 | 1137 | 0 | 60.41 | 60.41 | 0.01 | 0
2025 | MISO_WUMS_2_MISO_W | MISO_WUMS | MISO_W | Internal | Summer | B6 | 300 | 1137 | 1137 | 51.45 | 51.58 | 0.01 | 0.11
2025 | MISO_WUMS_2_MISO_W | MISO_WUMS | MISO_W | Internal | Summer | B7 | 400 | 1137 | 1137 | 42.67 | 42.89 | 0.01 | 0.2
2025 | MISO_WUMS_2_MISO_W | MISO_WUMS | MISO_W | Internal | Summer | B8 | 500 | 1137 | 740.79 | 41.08 | 41.1 | 0.01 | 0
2025 | MISO_WUMS_2_MISO_W | MISO_WUMS | MISO_W | Internal | Summer | B9 | 800 | 1137 | 772.41 | 40.34 | 40.35 | 0.01 | 0
2025 | MISO_WUMS_2_MISO_W | MISO_WUMS | MISO_W | Internal | Summer | B10 | 1262 | 1137 | 98.33 | 38.09 | 38.1 | 0.01 | 0
2025 | MISO_WUMS_2_MISO_W | MISO_WUMS | MISO_W | Internal | Winter | B16 | 25 | 1137 | 0 | 56.88 | 56.88 | 0.01 | 0
2025 | MISO_WUMS_2_MISO_W | MISO_WUMS | MISO_W | Internal | Winter | B17 | 100 | 1137 | 0 | 51.36 | 51.36 | 0.01 | 0
2025 | MISO_WUMS_2_MISO_W | MISO_WUMS | MISO_W | Internal | Winter | B18 | 400 | 1137 | 1124.5 | 47.15 | 47.16 | 0.01 | 0
2025 | MISO_WUMS_2_MISO_W | MISO_WUMS | MISO_W | Internal | Winter | B19 | 700 | 1137 | 0 | 44.5 | 44.49 | 0.01 | 0
2025 | MISO_WUMS_2_MISO_W | MISO_WUMS | MISO_W | Internal | Winter | B20 | 935 | 1137 | 0 | 40.33 | 40.32 | 0.01 | 0
2025 | MISO_WUMS_2_PJM_ROR | MISO_WUMS | PJM_ROR | Internal | Shoulder | B11 | 25 | 1600 | 0 | 58.14 | 56.68 | 2 | 0
2025 | MISO_WUMS_2_PJM_ROR | MISO_WUMS | PJM_ROR | Internal | Shoulder | B12 | 200 | 1600 | 783.43 | 48.56 | 50.56 | 2 | 0
2025 | MISO_WUMS_2_PJM_ROR | MISO_WUMS | PJM_ROR | Internal | Shoulder | B13 | 600 | 1600 | 869.85 | 45.08 | 47.08 | 2 | 0
2025 | MISO_WUMS_2_PJM_ROR | MISO_WUMS | PJM_ROR | Internal | Shoulder | B14 | 900 | 1600 | 0 | 43.25 | 44.24 | 2 | 0
2025 | MISO_WUMS_2_PJM_ROR | MISO_WUMS | PJM_ROR | Internal | Shoulder | B15 | 1203 | 1600 | 0 | 41.78 | 40.7 | 2 | 0
2025 | MISO_WUMS_2_PJM_ROR | MISO_WUMS | PJM_ROR | Internal | Summer | B1 | 10 | 1600 | 2777.12 | 73.19 | 75.45 | 2 | 0.26
2025 | MISO_WUMS_2_PJM_ROR | MISO_WUMS | PJM_ROR | Internal | Summer | B2 | 25 | 1600 | 2680.03 | 71.48 | 73.75 | 2 | 0.26
2025 | MISO_WUMS_2_PJM_ROR | MISO_WUMS | PJM_ROR | Internal | Summer | B3 | 75 | 1600 | 0 | 68.92 | 68.7 | 2 | 0
2025 | MISO_WUMS_2_PJM_ROR | MISO_WUMS | PJM_ROR | Internal | Summer | B4 | 100 | 1600 | 0 | 66.15 | 67.6 | 2 | 0
2025 | MISO_WUMS_2_PJM_ROR | MISO_WUMS | PJM_ROR | Internal | Summer | B5 | 200 | 1600 | 678.86 | 60.41 | 62.41 | 2 | 0
2025 | MISO_WUMS_2_PJM_ROR | MISO_WUMS | PJM_ROR | Internal | Summer | B6 | 300 | 1600 | 0 | 51.45 | 52.18 | 2 | 0
2025 | MISO_WUMS_2_PJM_ROR | MISO_WUMS | PJM_ROR | Internal | Summer | B7 | 400 | 1600 | 0 | 42.67 | 44.46 | 2 | 0
2025 | MISO_WUMS_2_PJM_ROR | MISO_WUMS | PJM_ROR | Internal | Summer | B8 | 500 | 1600 | 0 | 41.08 | 42.5 | 2 | 0
2025 | MISO_WUMS_2_PJM_ROR | MISO_WUMS | PJM_ROR | Internal | Summer | B9 | 800 | 1600 | 0 | 40.34 | 40.51 | 2 | 0
2025 | MISO_WUMS_2_PJM_ROR | MISO_WUMS | PJM_ROR | Internal | Summer | B10 | 1262 | 1600 | 0 | 38.09 | 37.34 | 2 | 0
2025 | MISO_WUMS_2_PJM_ROR | MISO_WUMS | PJM_ROR | Internal | Winter | B16 | 25 | 1600 | 631.47 | 56.88 | 58.88 | 2 | 0
2025 | MISO_WUMS_2_PJM_ROR | MISO_WUMS | PJM_ROR | Internal | Winter | B17 | 100 | 1600 | 846.51 | 51.36 | 53.36 | 2 | 0
2025 | MISO_WUMS_2_PJM_ROR | MISO_WUMS | PJM_ROR | Internal | Winter | B18 | 400 | 1600 | 0 | 47.15 | 48.74 | 2 | 0
2025 | MISO_WUMS_2_PJM_ROR | MISO_WUMS | PJM_ROR | Internal | Winter | B19 | 700 | 1600 | 0 | 44.5 | 45.96 | 2 | 0
2025 | MISO_WUMS_2_PJM_ROR | MISO_WUMS | PJM_ROR | Internal | Winter | B20 | 935 | 1600 | 0 | 40.33 | 39.91 | 2 | 0
2025 | NE_2_MISO_W | NE | MISO_W | Internal | Shoulder | B11 | 25 | 1600 | 0 | 64.91 | 58.65 | 5 | 0
2025 | NE_2_MISO_W | NE | MISO_W | Internal | Shoulder | B12 | 200 | 1600 | 0 | 48.58 | 48.56 | 5 | 0
2025 | NE_2_MISO_W | NE | MISO_W | Internal | Shoulder | B13 | 600 | 1600 | 0 | 47.03 | 45.08 | 5 | 0
2025 | NE_2_MISO_W | NE | MISO_W | Internal | Shoulder | B14 | 900 | 1600 | 0 | 45.87 | 43.34 | 5 | 0
2025 | NE_2_MISO_W | NE | MISO_W | Internal | Shoulder | B15 | 1203 | 1600 | 0 | 44.95 | 41.87 | 5 | 0
2025 | NE_2_MISO_W | NE | MISO_W | Internal | Summer | B1 | 10 | 1600 | 0 | 73.45 | 73.45 | 5 | 0
2025 | NE_2_MISO_W | NE | MISO_W | Internal | Summer | B2 | 25 | 1600 | 0 | 73.28 | 71.74 | 5 | 0
2025 | NE_2_MISO_W | NE | MISO_W | Internal | Summer | B3 | 75 | 1600 | 0 | 73.07 | 69.46 | 5 | 0
2025 | NE_2_MISO_W | NE | MISO_W | Internal | Summer | B4 | 100 | 1600 | 0 | 72.39 | 66.66 | 5 | 0
2025 | NE_2_MISO_W | NE | MISO_W | Internal | Summer | B5 | 200 | 1600 | 0 | 63.96 | 60.41 | 5 | 0
2025 | NE_2_MISO_W | NE | MISO_W | Internal | Summer | B6 | 300 | 1600 | 0 | 57.85 | 51.58 | 5 | 0
2025 | NE_2_MISO_W | NE | MISO_W | Internal | Summer | B7 | 400 | 1600 | 0 | 49.14 | 42.89 | 5 | 0
2025 | NE_2_MISO_W | NE | MISO_W | Internal | Summer | B8 | 500 | 1600 | 0 | 44.64 | 41.1 | 5 | 0
2025 | NE_2_MISO_W | NE | MISO_W | Internal | Summer | B9 | 800 | 1600 | 0 | 43.51 | 40.35 | 5 | 0
2025 | NE_2_MISO_W | NE | MISO_W | Internal | Summer | B10 | 1262 | 1600 | 0 | 42.57 | 38.1 | 5 | 0
2025 | NE_2_MISO_W | NE | MISO_W | Internal | Winter | B16 | 25 | 1600 | 0 | 63.13 | 56.88 | 5 | 0
2025 | NE_2_MISO_W | NE | MISO_W | Internal | Winter | B17 | 100 | 1600 | 0 | 49.02 | 51.36 | 5 | 0
2025 | NE_2_MISO_W | NE | MISO_W | Internal | Winter | B18 | 400 | 1600 | 0 | 47.28 | 47.16 | 5 | 0
2025 | NE_2_MISO_W | NE | MISO_W | Internal | Winter | B19 | 700 | 1600 | 0 | 47.28 | 44.49 | 5 | 0
2025 | NE_2_MISO_W | NE | MISO_W | Internal | Winter | B20 | 935 | 1600 | 0 | 46.57 | 40.32 | 5 | 0
2025 | NE_2_SPP_N | NE | SPP_N | Internal | Shoulder | B11 | 25 | 1800 | 1867.19 | 64.91 | 65.65 | 0.01 | 0.73
2025 | NE_2_SPP_N | NE | SPP_N | Internal | Shoulder | B12 | 200 | 1800 | 1541.43 | 48.58 | 48.59 | 0.01 | 0
2025 | NE_2_SPP_N | NE | SPP_N | Internal | Shoulder | B13 | 600 | 1800 | 953.6 | 47.03 | 47.04 | 0.01 | 0
2025 | NE_2_SPP_N | NE | SPP_N | Internal | Shoulder | B14 | 900 | 1800 | 856.06 | 45.87 | 45.88 | 0.01 | 0
2025 | NE_2_SPP_N | NE | SPP_N | Internal | Shoulder | B15 | 1203 | 1800 | 1361.41 | 44.95 | 44.97 | 0.01 | 0
2025 | NE_2_SPP_N | NE | SPP_N | Internal | Summer | B1 | 10 | 1800 | 1800 | 73.45 | 74.03 | 0.01 | 0.57
2025 | NE_2_SPP_N | NE | SPP_N | Internal | Summer | B2 | 25 | 1800 | 2512.62 | 73.28 | 74.03 | 0.01 | 0.73
2025 | NE_2_SPP_N | NE | SPP_N | Internal | Summer | B3 | 75 | 1800 | 2403.76 | 73.07 | 73.81 | 0.01 | 0.73
2025 | NE_2_SPP_N | NE | SPP_N | Internal | Summer | B4 | 100 | 1800 | 1873.01 | 72.39 | 73.14 | 0.01 | 0.73
2025 | NE_2_SPP_N | NE | SPP_N | Internal | Summer | B5 | 200 | 1800 | 1452.28 | 63.96 | 63.97 | 0.01 | 0
2025 | NE_2_SPP_N | NE | SPP_N | Internal | Summer | B6 | 300 | 1800 | 2171 | 57.85 | 58.59 | 0.01 | 0.73
2025 | NE_2_SPP_N | NE | SPP_N | Internal | Summer | B7 | 400 | 1800 | 2279.95 | 49.14 | 49.89 | 0.01 | 0.73
2025 | NE_2_SPP_N | NE | SPP_N | Internal | Summer | B8 | 500 | 1800 | 2654.49 | 44.64 | 45.39 | 0.01 | 0.73
2025 | NE_2_SPP_N | NE | SPP_N | Internal | Summer | B9 | 800 | 1800 | 2233.05 | 43.51 | 44.25 | 0.01 | 0.73
2025 | NE_2_SPP_N | NE | SPP_N | Internal | Summer | B10 | 1262 | 1800 | 3090.93 | 42.57 | 43.31 | 0.01 | 0.73
2025 | NE_2_SPP_N | NE | SPP_N | Internal | Winter | B16 | 25 | 1800 | 3506.29 | 63.13 | 63.88 | 0.01 | 0.73
2025 | NE_2_SPP_N | NE | SPP_N | Internal | Winter | B17 | 100 | 1800 | 1846.51 | 49.02 | 49.76 | 0.01 | 0.73
2025 | NE_2_SPP_N | NE | SPP_N | Internal | Winter | B18 | 400 | 1800 | 1911.37 | 47.28 | 48.02 | 0.01 | 0.73
2025 | NE_2_SPP_N | NE | SPP_N | Internal | Winter | B19 | 700 | 1800 | 1883.23 | 47.28 | 48.02 | 0.01 | 0.73
2025 | NE_2_SPP_N | NE | SPP_N | Internal | Winter | B20 | 935 | 1800 | 2720.43 | 46.57 | 47.32 | 0.01 | 0.73
2025 | NEISO_2_NYISO_A-F | NEISO | NYISO_A-F | Internal | Shoulder | B11 | 25 | 600 | 600 | 44.44 | 48.07 | 3 | 0.63
2025 | NEISO_2_NYISO_A-F | NEISO | NYISO_A-F | Internal | Shoulder | B12 | 200 | 600 | 600 | 40.94 | 43.95 | 3 | 0.01
2025 | NEISO_2_NYISO_A-F | NEISO | NYISO_A-F | Internal | Shoulder | B13 | 600 | 600 | 505.42 | 40.94 | 43.94 | 3 | 0
2025 | NEISO_2_NYISO_A-F | NEISO | NYISO_A-F | Internal | Shoulder | B14 | 900 | 600 | 0 | 40.49 | 43.47 | 3 | 0
2025 | NEISO_2_NYISO_A-F | NEISO | NYISO_A-F | Internal | Shoulder | B15 | 1203 | 600 | 0 | 40.49 | 43.47 | 3 | 0
2025 | NEISO_2_NYISO_A-F | NEISO | NYISO_A-F | Internal | Summer | B1 | 10 | 600 | 0 | 70.71 | 72.52 | 3 | 0
2025 | NEISO_2_NYISO_A-F | NEISO | NYISO_A-F | Internal | Summer | B2 | 25 | 600 | 112.62 | 63.04 | 66.04 | 3 | 0
2025 | NEISO_2_NYISO_A-F | NEISO | NYISO_A-F | Internal | Summer | B3 | 75 | 600 | 600 | 57.04 | 60.66 | 3 | 0.62
2025 | NEISO_2_NYISO_A-F | NEISO | NYISO_A-F | Internal | Summer | B4 | 100 | 600 | 600 | 55.38 | 59 | 3 | 0.63
2025 | NEISO_2_NYISO_A-F | NEISO | NYISO_A-F | Internal | Summer | B5 | 200 | 600 | 600 | 50.21 | 53.83 | 3 | 0.62
2025 | NEISO_2_NYISO_A-F | NEISO | NYISO_A-F | Internal | Summer | B6 | 300 | 600 | 600 | 42.95 | 46.57 | 3 | 0.62
2025 | NEISO_2_NYISO_A-F | NEISO | NYISO_A-F | Internal | Summer | B7 | 400 | 600 | 600 | 37.77 | 41.39 | 3 | 0.62
2025 | NEISO_2_NYISO_A-F | NEISO | NYISO_A-F | Internal | Summer | B8 | 500 | 600 | 8.08 | 37.77 | 40.77 | 3 | 0
2025 | NEISO_2_NYISO_A-F | NEISO | NYISO_A-F | Internal | Summer | B9 | 800 | 600 | 0 | 37.77 | 40.53 | 3 | 0
2025 | NEISO_2_NYISO_A-F | NEISO | NYISO_A-F | Internal | Summer | B10 | 1262 | 600 | 0 | 37.77 | 40.53 | 3 | 0
2025 | NEISO_2_NYISO_A-F | NEISO | NYISO_A-F | Internal | Winter | B16 | 25 | 600 | 0 | 50.73 | 53.17 | 3 | 0
2025 | NEISO_2_NYISO_A-F | NEISO | NYISO_A-F | Internal | Winter | B17 | 100 | 600 | 0 | 50.73 | 51.53 | 3 | 0
2025 | NEISO_2_NYISO_A-F | NEISO | NYISO_A-F | Internal | Winter | B18 | 400 | 600 | 0 | 49.32 | 49.65 | 3 | 0
2025 | NEISO_2_NYISO_A-F | NEISO | NYISO_A-F | Internal | Winter | B19 | 700 | 600 | 0 | 49.32 | 49.03 | 3 | 0
2025 | NEISO_2_NYISO_A-F | NEISO | NYISO_A-F | Internal | Winter | B20 | 935 | 600 | 0 | 49.32 | 46.32 | 3 | 0
2025 | NEISO_2_NYISO_G-I | NEISO | NYISO_G-I | Internal | Shoulder | B11 | 25 | 600 | 600 | 44.44 | 48.08 | 3 | 0.64
2025 | NEISO_2_NYISO_G-I | NEISO | NYISO_G-I | Internal | Shoulder | B12 | 200 | 600 | 600 | 40.94 | 43.96 | 3 | 0.03
2025 | NEISO_2_NYISO_G-I | NEISO | NYISO_G-I | Internal | Shoulder | B13 | 600 | 600 | 600 | 40.94 | 43.95 | 3 | 0.01
2025 | NEISO_2_NYISO_G-I | NEISO | NYISO_G-I | Internal | Shoulder | B14 | 900 | 600 | 0 | 40.49 | 43.48 | 3 | 0
2025 | NEISO_2_NYISO_G-I | NEISO | NYISO_G-I | Internal | Shoulder | B15 | 1203 | 600 | 0 | 40.49 | 43.48 | 3 | 0
2025 | NEISO_2_NYISO_G-I | NEISO | NYISO_G-I | Internal | Summer | B1 | 10 | 600 | 591.27 | 70.71 | 73.71 | 3 | 0
2025 | NEISO_2_NYISO_G-I | NEISO | NYISO_G-I | Internal | Summer | B2 | 25 | 600 | 600 | 63.04 | 66.67 | 3 | 0.63
2025 | NEISO_2_NYISO_G-I | NEISO | NYISO_G-I | Internal | Summer | B3 | 75 | 600 | 600 | 57.04 | 60.67 | 3 | 0.63
2025 | NEISO_2_NYISO_G-I | NEISO | NYISO_G-I | Internal | Summer | B4 | 100 | 600 | 600 | 55.38 | 59.02 | 3 | 0.64
2025 | NEISO_2_NYISO_G-I | NEISO | NYISO_G-I | Internal | Summer | B5 | 200 | 600 | 600 | 50.21 | 53.84 | 3 | 0.63
2025 | NEISO_2_NYISO_G-I | NEISO | NYISO_G-I | Internal | Summer | B6 | 300 | 600 | 600 | 42.95 | 46.58 | 3 | 0.63
2025 | NEISO_2_NYISO_G-I | NEISO | NYISO_G-I | Internal | Summer | B7 | 400 | 600 | 600 | 37.77 | 41.4 | 3 | 0.63
2025 | NEISO_2_NYISO_G-I | NEISO | NYISO_G-I | Internal | Summer | B8 | 500 | 600 | 600 | 37.77 | 41.4 | 3 | 0.63
2025 | NEISO_2_NYISO_G-I | NEISO | NYISO_G-I | Internal | Summer | B9 | 800 | 600 | 0 | 37.77 | 40.75 | 3 | 0
2025 | NEISO_2_NYISO_G-I | NEISO | NYISO_G-I | Internal | Summer | B10 | 1262 | 600 | 0 | 37.77 | 40.54 | 3 | 0
2025 | NEISO_2_NYISO_G-I | NEISO | NYISO_G-I | Internal | Winter | B16 | 25 | 600 | 600 | 50.73 | 54.36 | 3 | 0.63
2025 | NEISO_2_NYISO_G-I | NEISO | NYISO_G-I | Internal | Winter | B17 | 100 | 600 | 0 | 50.73 | 52.72 | 3 | 0
2025 | NEISO_2_NYISO_G-I | NEISO | NYISO_G-I | Internal | Winter | B18 | 400 | 600 | 0 | 49.32 | 50.84 | 3 | 0
2025 | NEISO_2_NYISO_G-I | NEISO | NYISO_G-I | Internal | Winter | B19 | 700 | 600 | 0 | 49.32 | 50.22 | 3 | 0
2025 | NEISO_2_NYISO_G-I | NEISO | NYISO_G-I | Internal | Winter | B20 | 935 | 600 | 0 | 49.32 | 46.65 | 3 | 0
2025 | NEISO_2_NYISO_J-K | NEISO | NYISO_J-K | Internal | Shoulder | B11 | 25 | 430 | 7500.23 | 44.44 | 48.09 | 3 | 0.64
2025 | NEISO_2_NYISO_J-K | NEISO | NYISO_J-K | Internal | Shoulder | B12 | 200 | 430 | 430 | 40.94 | 43.97 | 3 | 0.04
2025 | NEISO_2_NYISO_J-K | NEISO | NYISO_J-K | Internal | Shoulder | B13 | 600 | 430 | 430 | 40.94 | 43.96 | 3 | 0.02
2025 | NEISO_2_NYISO_J-K | NEISO | NYISO_J-K | Internal | Shoulder | B14 | 900 | 430 | 180.8 | 40.49 | 43.49 | 3 | 0
2025 | NEISO_2_NYISO_J-K | NEISO | NYISO_J-K | Internal | Shoulder | B15 | 1203 | 430 | 60.67 | 40.49 | 43.49 | 3 | 0
2025 | NEISO_2_NYISO_J-K | NEISO | NYISO_J-K | Internal | Summer | B1 | 10 | 430 | 430 | 70.71 | 73.73 | 3 | 0.01
2025 | NEISO_2_NYISO_J-K | NEISO | NYISO_J-K | Internal | Summer | B2 | 25 | 430 | 739 | 63.04 | 66.69 | 3 | 0.64
2025 | NEISO_2_NYISO_J-K | NEISO | NYISO_J-K | Internal | Summer | B3 | 75 | 430 | 898.5 | 57.04 | 60.69 | 3 | 0.64
2025 | NEISO_2_NYISO_J-K | NEISO | NYISO_J-K | Internal | Summer | B4 | 100 | 430 | 2936.54 | 55.38 | 59.02 | 3 | 0.64
2025 | NEISO_2_NYISO_J-K | NEISO | NYISO_J-K | Internal | Summer | B5 | 200 | 430 | 2428.1 | 50.21 | 53.85 | 3 | 0.64
2025 | NEISO_2_NYISO_J-K | NEISO | NYISO_J-K | Internal | Summer | B6 | 300 | 430 | 3705.06 | 42.95 | 46.59 | 3 | 0.64
2025 | NEISO_2_NYISO_J-K | NEISO | NYISO_J-K | Internal | Summer | B7 | 400 | 430 | 4516.33 | 37.77 | 41.41 | 3 | 0.64
2025 | NEISO_2_NYISO_J-K | NEISO | NYISO_J-K | Internal | Summer | B8 | 500 | 430 | 872.74 | 37.77 | 41.41 | 3 | 0.64
2025 | NEISO_2_NYISO_J-K | NEISO | NYISO_J-K | Internal | Summer | B9 | 800 | 430 | 295.14 | 37.77 | 40.77 | 3 | 0
2025 | NEISO_2_NYISO_J-K | NEISO | NYISO_J-K | Internal | Summer | B10 | 1262 | 430 | 0 | 37.77 | 40.55 | 3 | 0
2025 | NEISO_2_NYISO_J-K | NEISO | NYISO_J-K | Internal | Winter | B16 | 25 | 430 | 2355.18 | 50.73 | 54.37 | 3 | 0.64
2025 | NEISO_2_NYISO_J-K | NEISO | NYISO_J-K | Internal | Winter | B17 | 100 | 430 | 0 | 50.73 | 52.83 | 3 | 0
2025 | NEISO_2_NYISO_J-K | NEISO | NYISO_J-K | Internal | Winter | B18 | 400 | 430 | 0 | 49.32 | 50.96 | 3 | 0
2025 | NEISO_2_NYISO_J-K | NEISO | NYISO_J-K | Internal | Winter | B19 | 700 | 430 | 0 | 49.32 | 50.34 | 3 | 0
2025 | NEISO_2_NYISO_J-K | NEISO | NYISO_J-K | Internal | Winter | B20 | 935 | 430 | 0 | 49.32 | 46.68 | 3 | 0
2025 | NonRTO_Midwest_2_TVA_Transmission | NonRTO_Midwest | TVA_Transmission | Internal | Shoulder | B11 | 25 | 2400 | 0 | 66.68 | 62.28 | 8 | 0
2025 | NonRTO_Midwest_2_TVA_Transmission | NonRTO_Midwest | TVA_Transmission | Internal | Shoulder | B12 | 200 | 2400 | 0 | 56.58 | 51.57 | 8 | 0
2025 | NonRTO_Midwest_2_TVA_Transmission | NonRTO_Midwest | TVA_Transmission | Internal | Shoulder | B13 | 600 | 2400 | 0 | 53.09 | 49.25 | 8 | 0
2025 | NonRTO_Midwest_2_TVA_Transmission | NonRTO_Midwest | TVA_Transmission | Internal | Shoulder | B14 | 900 | 2400 | 0 | 44.71 | 47.88 | 8 | 0
2025 | NonRTO_Midwest_2_TVA_Transmission | NonRTO_Midwest | TVA_Transmission | Internal | Shoulder | B15 | 1203 | 2400 | 0 | 37.58 | 45.37 | 8 | 0
2025 | NonRTO_Midwest_2_TVA_Transmission | NonRTO_Midwest | TVA_Transmission | Internal | Summer | B1 | 10 | 2400 | 0 | 75.82 | 81.45 | 8 | 0
2025 | NonRTO_Midwest_2_TVA_Transmission | NonRTO_Midwest | TVA_Transmission | Internal | Summer | B2 | 25 | 2400 | 0 | 75.82 | 79.75 | 8 | 0
2025 | NonRTO_Midwest_2_TVA_Transmission | NonRTO_Midwest | TVA_Transmission | Internal | Summer | B3 | 75 | 2400 | 0 | 75.82 | 74.7 | 8 | 0
2025 | NonRTO_Midwest_2_TVA_Transmission | NonRTO_Midwest | TVA_Transmission | Internal | Summer | B4 | 100 | 2400 | 0 | 74.68 | 73.6 | 8 | 0
2025 | NonRTO_Midwest_2_TVA_Transmission | NonRTO_Midwest | TVA_Transmission | Internal | Summer | B5 | 200 | 2400 | 0 | 68.43 | 67.82 | 8 | 0
2025 | NonRTO_Midwest_2_TVA_Transmission | NonRTO_Midwest | TVA_Transmission | Internal | Summer | B6 | 300 | 2400 | 0 | 59.55 | 56.53 | 8 | 0
2025 | NonRTO_Midwest_2_TVA_Transmission | NonRTO_Midwest | TVA_Transmission | Internal | Summer | B7 | 400 | 2400 | 0 | 46.91 | 49.33 | 8 | 0
2025 | NonRTO_Midwest_2_TVA_Transmission | NonRTO_Midwest | TVA_Transmission | Internal | Summer | B8 | 500 | 2400 | 0 | 43.75 | 46.56 | 8 | 0
2025 | NonRTO_Midwest_2_TVA_Transmission | NonRTO_Midwest | TVA_Transmission | Internal | Summer | B9 | 800 | 2400 | 0 | 38.19 | 45.25 | 8 | 0
2025 | NonRTO_Midwest_2_TVA_Transmission | NonRTO_Midwest | TVA_Transmission | Internal | Summer | B10 | 1262 | 2400 | 0 | 35.53 | 40.5 | 8 | 0
2025 | NonRTO_Midwest_2_TVA_Transmission | NonRTO_Midwest | TVA_Transmission | Internal | Winter | B16 | 25 | 2400 | 0 | 65.11 | 64.11 | 8 | 0
2025 | NonRTO_Midwest_2_TVA_Transmission | NonRTO_Midwest | TVA_Transmission | Internal | Winter | B17 | 100 | 2400 | 0 | 59.38 | 54.92 | 8 | 0
2025 | NonRTO_Midwest_2_TVA_Transmission | NonRTO_Midwest | TVA_Transmission | Internal | Winter | B18 | 400 | 2400 | 0 | 55.06 | 50.49 | 8 | 0
2025 | NonRTO_Midwest_2_TVA_Transmission | NonRTO_Midwest | TVA_Transmission | Internal | Winter | B19 | 700 | 2400 | 0 | 44.71 | 48.27 | 8 | 0
2025 | NonRTO_Midwest_2_TVA_Transmission | NonRTO_Midwest | TVA_Transmission | Internal | Winter | B20 | 935 | 2400 | 172.15 | 37.68 | 45.68 | 8 | 0
2025 | NYISO_A-F_2_NEISO | NYISO_A-F | NEISO | Internal | Shoulder | B11 | 25 | 600 | 0 | 48.07 | 44.44 | 3 | 0
2025 | NYISO_A-F_2_NEISO | NYISO_A-F | NEISO | Internal | Shoulder | B12 | 200 | 600 | 0 | 43.95 | 40.94 | 3 | 0
2025 | NYISO_A-F_2_NEISO | NYISO_A-F | NEISO | Internal | Shoulder | B13 | 600 | 600 | 0 | 43.94 | 40.94 | 3 | 0
2025 | NYISO_A-F_2_NEISO | NYISO_A-F | NEISO | Internal | Shoulder | B14 | 900 | 600 | 0 | 43.47 | 40.49 | 3 | 0
2025 | NYISO_A-F_2_NEISO | NYISO_A-F | NEISO | Internal | Shoulder | B15 | 1203 | 600 | 0 | 43.47 | 40.49 | 3 | 0
2025 | NYISO_A-F_2_NEISO | NYISO_A-F | NEISO | Internal | Summer | B1 | 10 | 600 | 0 | 72.52 | 70.71 | 3 | 0
2025 | NYISO_A-F_2_NEISO | NYISO_A-F | NEISO | Internal | Summer | B2 | 25 | 600 | 0 | 66.04 | 63.04 | 3 | 0
2025 | NYISO_A-F_2_NEISO | NYISO_A-F | NEISO | Internal | Summer | B3 | 75 | 600 | 0 | 60.66 | 57.04 | 3 | 0
2025 | NYISO_A-F_2_NEISO | NYISO_A-F | NEISO | Internal | Summer | B4 | 100 | 600 | 0 | 59 | 55.38 | 3 | 0
2025 | NYISO_A-F_2_NEISO | NYISO_A-F | NEISO | Internal | Summer | B5 | 200 | 600 | 0 | 53.83 | 50.21 | 3 | 0
2025 | NYISO_A-F_2_NEISO | NYISO_A-F | NEISO | Internal | Summer | B6 | 300 | 600 | 0 | 46.57 | 42.95 | 3 | 0
2025 | NYISO_A-F_2_NEISO | NYISO_A-F | NEISO | Internal | Summer | B7 | 400 | 600 | 0 | 41.39 | 37.77 | 3 | 0
2025 | NYISO_A-F_2_NEISO | NYISO_A-F | NEISO | Internal | Summer | B8 | 500 | 600 | 0 | 40.77 | 37.77 | 3 | 0
2025 | NYISO_A-F_2_NEISO | NYISO_A-F | NEISO | Internal | Summer | B9 | 800 | 600 | 0 | 40.53 | 37.77 | 3 | 0
2025 | NYISO_A-F_2_NEISO | NYISO_A-F | NEISO | Internal | Summer | B10 | 1262 | 600 | 0 | 40.53 | 37.77 | 3 | 0
2025 | NYISO_A-F_2_NEISO | NYISO_A-F | NEISO | Internal | Winter | B16 | 25 | 600 | 0 | 53.17 | 50.73 | 3 | 0
2025 | NYISO_A-F_2_NEISO | NYISO_A-F | NEISO | Internal | Winter | B17 | 100 | 600 | 0 | 51.53 | 50.73 | 3 | 0
2025 | NYISO_A-F_2_NEISO | NYISO_A-F | NEISO | Internal | Winter | B18 | 400 | 600 | 0 | 49.65 | 49.32 | 3 | 0
2025 | NYISO_A-F_2_NEISO | NYISO_A-F | NEISO | Internal | Winter | B19 | 700 | 600 | 0 | 49.03 | 49.32 | 3 | 0
2025 | NYISO_A-F_2_NEISO | NYISO_A-F | NEISO | Internal | Winter | B20 | 935 | 600 | 600 | 46.32 | 49.32 | 3 | 0
2025 | NYISO_A-F_2_NYISO_G-I | NYISO_A-F | NYISO_G-I | Internal | Shoulder | B11 | 25 | 4250 | 4045.93 | 48.07 | 48.08 | 0.01 | 0
2025 | NYISO_A-F_2_NYISO_G-I | NYISO_A-F | NYISO_G-I | Internal | Shoulder | B12 | 200 | 4250 | 3786.06 | 43.95 | 43.96 | 0.01 | 0
2025 | NYISO_A-F_2_NYISO_G-I | NYISO_A-F | NYISO_G-I | Internal | Shoulder | B13 | 600 | 4250 | 4172.51 | 43.94 | 43.95 | 0.01 | 0
2025 | NYISO_A-F_2_NYISO_G-I | NYISO_A-F | NYISO_G-I | Internal | Shoulder | B14 | 900 | 4250 | 4054.87 | 43.47 | 43.48 | 0.01 | 0
2025 | NYISO_A-F_2_NYISO_G-I | NYISO_A-F | NYISO_G-I | Internal | Shoulder | B15 | 1203 | 4250 | 1862.97 | 43.47 | 43.48 | 0.01 | 0
2025 | NYISO_A-F_2_NYISO_G-I | NYISO_A-F | NYISO_G-I | Internal | Summer | B1 | 10 | 4250 | 5234.74 | 72.52 | 73.71 | 0.01 | 1.18
2025 | NYISO_A-F_2_NYISO_G-I | NYISO_A-F | NYISO_G-I | Internal | Summer | B2 | 25 | 4250 | 4250 | 66.04 | 66.67 | 0.01 | 0.62
2025 | NYISO_A-F_2_NYISO_G-I | NYISO_A-F | NYISO_G-I | Internal | Summer | B3 | 75 | 4250 | 3732.07 | 60.66 | 60.67 | 0.01 | 0
2025 | NYISO_A-F_2_NYISO_G-I | NYISO_A-F | NYISO_G-I | Internal | Summer | B4 | 100 | 4250 | 4158.37 | 59 | 59.02 | 0.01 | 0
2025 | NYISO_A-F_2_NYISO_G-I | NYISO_A-F | NYISO_G-I | Internal | Summer | B5 | 200 | 4250 | 3151.81 | 53.83 | 53.84 | 0.01 | 0
2025 | NYISO_A-F_2_NYISO_G-I | NYISO_A-F | NYISO_G-I | Internal | Summer | B6 | 300 | 4250 | 3544.34 | 46.57 | 46.58 | 0.01 | 0
2025 | NYISO_A-F_2_NYISO_G-I | NYISO_A-F | NYISO_G-I | Internal | Summer | B7 | 400 | 4250 | 1503.25 | 41.39 | 41.4 | 0.01 | 0
2025 | NYISO_A-F_2_NYISO_G-I | NYISO_A-F | NYISO_G-I | Internal | Summer | B8 | 500 | 4250 | 4250 | 40.77 | 41.4 | 0.01 | 0.62
2025 | NYISO_A-F_2_NYISO_G-I | NYISO_A-F | NYISO_G-I | Internal | Summer | B9 | 800 | 4250 | 4250 | 40.53 | 40.75 | 0.01 | 0.22
2025 | NYISO_A-F_2_NYISO_G-I | NYISO_A-F | NYISO_G-I | Internal | Summer | B10 | 1262 | 4250 | 2087.13 | 40.53 | 40.54 | 0.01 | 0
2025 | NYISO_A-F_2_NYISO_G-I | NYISO_A-F | NYISO_G-I | Internal | Winter | B16 | 25 | 4250 | 4611.49 | 53.17 | 54.36 | 0.01 | 1.18
2025 | NYISO_A-F_2_NYISO_G-I | NYISO_A-F | NYISO_G-I | Internal | Winter | B17 | 100 | 4250 | 8294.83 | 51.53 | 52.72 | 0.01 | 1.18
2025 | NYISO_A-F_2_NYISO_G-I | NYISO_A-F | NYISO_G-I | Internal | Winter | B18 | 400 | 4250 | 8338.16 | 49.65 | 50.84 | 0.01 | 1.18
2025 | NYISO_A-F_2_NYISO_G-I | NYISO_A-F | NYISO_G-I | Internal | Winter | B19 | 700 | 4250 | 7982.89 | 49.03 | 50.22 | 0.01 | 1.18
2025 | NYISO_A-F_2_NYISO_G-I | NYISO_A-F | NYISO_G-I | Internal | Winter | B20 | 935 | 4250 | 4250 | 46.32 | 46.65 | 0.01 | 0.33
2025 | NYISO_A-F_2_PJM_ROM | NYISO_A-F | PJM_ROM | Internal | Shoulder | B11 | 25 | 1000 | 1000 | 48.07 | 56.65 | 8 | 0.58
2025 | NYISO_A-F_2_PJM_ROM | NYISO_A-F | PJM_ROM | Internal | Shoulder | B12 | 200 | 1000 | 0 | 43.95 | 50.55 | 8 | 0
2025 | NYISO_A-F_2_PJM_ROM | NYISO_A-F | PJM_ROM | Internal | Shoulder | B13 | 600 | 1000 | 0 | 43.94 | 47.08 | 8 | 0
2025 | NYISO_A-F_2_PJM_ROM | NYISO_A-F | PJM_ROM | Internal | Shoulder | B14 | 900 | 1000 | 0 | 43.47 | 44.23 | 8 | 0
2025 | NYISO_A-F_2_PJM_ROM | NYISO_A-F | PJM_ROM | Internal | Shoulder | B15 | 1203 | 1000 | 0 | 43.47 | 40.71 | 8 | 0
2025 | NYISO_A-F_2_PJM_ROM | NYISO_A-F | PJM_ROM | Internal | Summer | B1 | 10 | 1000 | 0 | 72.52 | 75.46 | 8 | 0
2025 | NYISO_A-F_2_PJM_ROM | NYISO_A-F | PJM_ROM | Internal | Summer | B2 | 25 | 1000 | 0 | 66.04 | 73.74 | 8 | 0
2025 | NYISO_A-F_2_PJM_ROM | NYISO_A-F | PJM_ROM | Internal | Summer | B3 | 75 | 1000 | 1000 | 60.66 | 68.69 | 8 | 0.02
2025 | NYISO_A-F_2_PJM_ROM | NYISO_A-F | PJM_ROM | Internal | Summer | B4 | 100 | 1000 | 1000 | 59 | 67.58 | 8 | 0.57
2025 | NYISO_A-F_2_PJM_ROM | NYISO_A-F | PJM_ROM | Internal | Summer | B5 | 200 | 1000 | 1000 | 53.83 | 62.4 | 8 | 0.57
2025 | NYISO_A-F_2_PJM_ROM | NYISO_A-F | PJM_ROM | Internal | Summer | B6 | 300 | 1000 | 0 | 46.57 | 52.17 | 8 | 0
2025 | NYISO_A-F_2_PJM_ROM | NYISO_A-F | PJM_ROM | Internal | Summer | B7 | 400 | 1000 | 0 | 41.39 | 44.45 | 8 | 0
2025 | NYISO_A-F_2_PJM_ROM | NYISO_A-F | PJM_ROM | Internal | Summer | B8 | 500 | 1000 | 0 | 40.77 | 42.49 | 8 | 0
2025 | NYISO_A-F_2_PJM_ROM | NYISO_A-F | PJM_ROM | Internal | Summer | B9 | 800 | 1000 | 0 | 40.53 | 40.52 | 8 | 0
2025 | NYISO_A-F_2_PJM_ROM | NYISO_A-F | PJM_ROM | Internal | Summer | B10 | 1262 | 1000 | 0 | 40.53 | 37.35 | 8 | 0
2025 | NYISO_A-F_2_PJM_ROM | NYISO_A-F | PJM_ROM | Internal | Winter | B16 | 25 | 1000 | 0 | 53.17 | 58.87 | 8 | 0
2025 | NYISO_A-F_2_PJM_ROM | NYISO_A-F | PJM_ROM | Internal | Winter | B17 | 100 | 1000 | 0 | 51.53 | 53.36 | 8 | 0
2025 | NYISO_A-F_2_PJM_ROM | NYISO_A-F | PJM_ROM | Internal | Winter | B18 | 400 | 1000 | 0 | 49.65 | 48.75 | 8 | 0
2025 | NYISO_A-F_2_PJM_ROM | NYISO_A-F | PJM_ROM | Internal | Winter | B19 | 700 | 1000 | 0 | 49.03 | 45.97 | 8 | 0
2025 | NYISO_A-F_2_PJM_ROM | NYISO_A-F | PJM_ROM | Internal | Winter | B20 | 935 | 1000 | 0 | 46.32 | 39.92 | 8 | 0
2025 | NYISO_G-I_2_NYISO_A-F | NYISO_G-I | NYISO_A-F | Internal | Shoulder | B11 | 25 | 1999 | 0 | 48.08 | 48.07 | 0.01 | 0
2025 | NYISO_G-I_2_NYISO_A-F | NYISO_G-I | NYISO_A-F | Internal | Shoulder | B12 | 200 | 1999 | 0 | 43.96 | 43.95 | 0.01 | 0
2025 | NYISO_G-I_2_NYISO_A-F | NYISO_G-I | NYISO_A-F | Internal | Shoulder | B13 | 600 | 1999 | 0 | 43.95 | 43.94 | 0.01 | 0
2025 | NYISO_G-I_2_NYISO_A-F | NYISO_G-I | NYISO_A-F | Internal | Shoulder | B14 | 900 | 1999 | 0 | 43.48 | 43.47 | 0.01 | 0
2025 | NYISO_G-I_2_NYISO_A-F | NYISO_G-I | NYISO_A-F | Internal | Shoulder | B15 | 1203 | 1999 | 0 | 43.48 | 43.47 | 0.01 | 0
2025 | NYISO_G-I_2_NYISO_A-F | NYISO_G-I | NYISO_A-F | Internal | Summer | B1 | 10 | 1999 | 0 | 73.71 | 72.52 | 0.01 | 0
2025 | NYISO_G-I_2_NYISO_A-F | NYISO_G-I | NYISO_A-F | Internal | Summer | B2 | 25 | 1999 | 0 | 66.67 | 66.04 | 0.01 | 0
2025 | NYISO_G-I_2_NYISO_A-F | NYISO_G-I | NYISO_A-F | Internal | Summer | B3 | 75 | 1999 | 0 | 60.67 | 60.66 | 0.01 | 0
2025 | NYISO_G-I_2_NYISO_A-F | NYISO_G-I | NYISO_A-F | Internal | Summer | B4 | 100 | 1999 | 0 | 59.02 | 59 | 0.01 | 0
2025 | NYISO_G-I_2_NYISO_A-F | NYISO_G-I | NYISO_A-F | Internal | Summer | B5 | 200 | 1999 | 0 | 53.84 | 53.83 | 0.01 | 0
2025 | NYISO_G-I_2_NYISO_A-F | NYISO_G-I | NYISO_A-F | Internal | Summer | B6 | 300 | 1999 | 0 | 46.58 | 46.57 | 0.01 | 0
2025 | NYISO_G-I_2_NYISO_A-F | NYISO_G-I | NYISO_A-F | Internal | Summer | B7 | 400 | 1999 | 0 | 41.4 | 41.39 | 0.01 | 0
2025 | NYISO_G-I_2_NYISO_A-F | NYISO_G-I | NYISO_A-F | Internal | Summer | B8 | 500 | 1999 | 0 | 41.4 | 40.77 | 0.01 | 0
2025 | NYISO_G-I_2_NYISO_A-F | NYISO_G-I | NYISO_A-F | Internal | Summer | B9 | 800 | 1999 | 0 | 40.75 | 40.53 | 0.01 | 0
2025 | NYISO_G-I_2_NYISO_A-F | NYISO_G-I | NYISO_A-F | Internal | Summer | B10 | 1262 | 1999 | 0 | 40.54 | 40.53 | 0.01 | 0
2025 | NYISO_G-I_2_NYISO_A-F | NYISO_G-I | NYISO_A-F | Internal | Winter | B16 | 25 | 1999 | 0 | 54.36 | 53.17 | 0.01 | 0
2025 | NYISO_G-I_2_NYISO_A-F | NYISO_G-I | NYISO_A-F | Internal | Winter | B17 | 100 | 1999 | 0 | 52.72 | 51.53 | 0.01 | 0
2025 | NYISO_G-I_2_NYISO_A-F | NYISO_G-I | NYISO_A-F | Internal | Winter | B18 | 400 | 1999 | 0 | 50.84 | 49.65 | 0.01 | 0
2025 | NYISO_G-I_2_NYISO_A-F | NYISO_G-I | NYISO_A-F | Internal | Winter | B19 | 700 | 1999 | 0 | 50.22 | 49.03 | 0.01 | 0
2025 | NYISO_G-I_2_NYISO_A-F | NYISO_G-I | NYISO_A-F | Internal | Winter | B20 | 935 | 1999 | 0 | 46.65 | 46.32 | 0.01 | 0
2025 | NYISO_G-I_2_NYISO_J-K | NYISO_G-I | NYISO_J-K | Internal | Shoulder | B11 | 25 | 6130 | 0 | 48.08 | 48.09 | 0.01 | 0
2025 | NYISO_G-I_2_NYISO_J-K | NYISO_G-I | NYISO_J-K | Internal | Shoulder | B12 | 200 | 6130 | 5207.76 | 43.96 | 43.97 | 0.01 | 0
2025 | NYISO_G-I_2_NYISO_J-K | NYISO_G-I | NYISO_J-K | Internal | Shoulder | B13 | 600 | 6130 | 5728.64 | 43.95 | 43.96 | 0.01 | 0
2025 | NYISO_G-I_2_NYISO_J-K | NYISO_G-I | NYISO_J-K | Internal | Shoulder | B14 | 900 | 6130 | 5178.86 | 43.48 | 43.49 | 0.01 | 0
2025 | NYISO_G-I_2_NYISO_J-K | NYISO_G-I | NYISO_J-K | Internal | Shoulder | B15 | 1203 | 6130 | 3454.76 | 43.48 | 43.49 | 0.01 | 0
2025 | NYISO_G-I_2_NYISO_J-K | NYISO_G-I | NYISO_J-K | Internal | Summer | B1 | 10 | 6130 | 4498 | 73.71 | 73.73 | 0.01 | 0
2025 | NYISO_G-I_2_NYISO_J-K | NYISO_G-I | NYISO_J-K | Internal | Summer | B2 | 25 | 6130 | 3693.48 | 66.67 | 66.69 | 0.01 | 0
2025 | NYISO_G-I_2_NYISO_J-K | NYISO_G-I | NYISO_J-K | Internal | Summer | B3 | 75 | 6130 | 2861.22 | 60.67 | 60.69 | 0.01 | 0
2025 | NYISO_G-I_2_NYISO_J-K | NYISO_G-I | NYISO_J-K | Internal | Summer | B4 | 100 | 6130 | 0 | 59.02 | 59.02 | 0.01 | 0
2025 | NYISO_G-I_2_NYISO_J-K | NYISO_G-I | NYISO_J-K | Internal | Summer | B5 | 200 | 6130 | 1437 | 53.84 | 53.85 | 0.01 | 0
2025 | NYISO_G-I_2_NYISO_J-K | NYISO_G-I | NYISO_J-K | Internal | Summer | B6 | 300 | 6130 | 4071 | 46.58 | 46.59 | 0.01 | 0
2025 | NYISO_G-I_2_NYISO_J-K | NYISO_G-I | NYISO_J-K | Internal | Summer | B7 | 400 | 6130 | 2216.3 | 41.4 | 41.41 | 0.01 | 0
2025 | NYISO_G-I_2_NYISO_J-K | NYISO_G-I | NYISO_J-K | Internal | Summer | B8 | 500 | 6130 | 5128.58 | 41.4 | 41.41 | 0.01 | 0
2025 | NYISO_G-I_2_NYISO_J-K | NYISO_G-I | NYISO_J-K | Internal | Summer | B9 | 800 | 6130 | 4754.81 | 40.75 | 40.77 | 0.01 | 0
2025 | NYISO_G-I_2_NYISO_J-K | NYISO_G-I | NYISO_J-K | Internal | Summer | B10 | 1262 | 6130 | 3082.8 | 40.54 | 40.55 | 0.01 | 0
2025 | NYISO_G-I_2_NYISO_J-K | NYISO_G-I | NYISO_J-K | Internal | Winter | B16 | 25 | 6130 | 5422.82 | 54.36 | 54.37 | 0.01 | 0
2025 | NYISO_G-I_2_NYISO_J-K | NYISO_G-I | NYISO_J-K | Internal | Winter | B17 | 100 | 6130 | 8644.83 | 52.72 | 52.83 | 0.01 | 0.1
2025 | NYISO_G-I_2_NYISO_J-K | NYISO_G-I | NYISO_J-K | Internal | Winter | B18 | 400 | 6130 | 8762.26 | 50.84 | 50.96 | 0.01 | 0.1
2025 | NYISO_G-I_2_NYISO_J-K | NYISO_G-I | NYISO_J-K | Internal | Winter | B19 | 700 | 6130 | 8280.59 | 50.22 | 50.34 | 0.01 | 0.1
2025 | NYISO_G-I_2_NYISO_J-K | NYISO_G-I | NYISO_J-K | Internal | Winter | B20 | 935 | 6130 | 6130 | 46.65 | 46.68 | 0.01 | 0.01
2025 | NYISO_G-I_2_PJM_E | NYISO_G-I | PJM_E | Internal | Shoulder | B11 | 25 | 1500 | 5416.37 | 48.08 | 56.63 | 8 | 0.55
2025 | NYISO_G-I_2_PJM_E | NYISO_G-I | PJM_E | Internal | Shoulder | B12 | 200 | 1500 | 0 | 43.96 | 50.54 | 8 | 0
2025 | NYISO_G-I_2_PJM_E | NYISO_G-I | PJM_E | Internal | Shoulder | B13 | 600 | 1500 | 0 | 43.95 | 47.07 | 8 | 0
2025 | NYISO_G-I_2_PJM_E | NYISO_G-I | PJM_E | Internal | Shoulder | B14 | 900 | 1500 | 0 | 43.48 | 44.21 | 8 | 0
2025 | NYISO_G-I_2_PJM_E | NYISO_G-I | PJM_E | Internal | Shoulder | B15 | 1203 | 1500 | 0 | 43.48 | 40.72 | 8 | 0
2025 | NYISO_G-I_2_PJM_E | NYISO_G-I | PJM_E | Internal | Summer | B1 | 10 | 1500 | 0 | 73.71 | 75.47 | 8 | 0
2025 | NYISO_G-I_2_PJM_E | NYISO_G-I | PJM_E | Internal | Summer | B2 | 25 | 1500 | 0 | 66.67 | 73.75 | 8 | 0
2025 | NYISO_G-I_2_PJM_E | NYISO_G-I | PJM_E | Internal | Summer | B3 | 75 | 1500 | 752.42 | 60.67 | 68.67 | 8 | 0
2025 | NYISO_G-I_2_PJM_E | NYISO_G-I | PJM_E | Internal | Summer | B4 | 100 | 1500 | 4326.95 | 59.02 | 67.56 | 8 | 0.55
2025 | NYISO_G-I_2_PJM_E | NYISO_G-I | PJM_E | Internal | Summer | B5 | 200 | 1500 | 2031.01 | 53.84 | 62.39 | 8 | 0.55
2025 | NYISO_G-I_2_PJM_E | NYISO_G-I | PJM_E | Internal | Summer | B6 | 300 | 1500 | 0 | 46.58 | 52.16 | 8 | 0
2025 | NYISO_G-I_2_PJM_E | NYISO_G-I | PJM_E | Internal | Summer | B7 | 400 | 1500 | 0 | 41.4 | 44.44 | 8 | 0
2025 | NYISO_G-I_2_PJM_E | NYISO_G-I | PJM_E | Internal | Summer | B8 | 500 | 1500 | 0 | 41.4 | 42.48 | 8 | 0
2025 | NYISO_G-I_2_PJM_E | NYISO_G-I | PJM_E | Internal | Summer | B9 | 800 | 1500 | 0 | 40.75 | 40.54 | 8 | 0
2025 | NYISO_G-I_2_PJM_E | NYISO_G-I | PJM_E | Internal | Summer | B10 | 1262 | 1500 | 0 | 40.54 | 37.36 | 8 | 0
2025 | NYISO_G-I_2_PJM_E | NYISO_G-I | PJM_E | Internal | Winter | B16 | 25 | 1500 | 0 | 54.36 | 58.86 | 8 | 0
2025 | NYISO_G-I_2_PJM_E | NYISO_G-I | PJM_E | Internal | Winter | B17 | 100 | 1500 | 0 | 52.72 | 53.38 | 8 | 0
2025 | NYISO_G-I_2_PJM_E | NYISO_G-I | PJM_E | Internal | Winter | B18 | 400 | 1500 | 0 | 50.84 | 48.76 | 8 | 0
2025 | NYISO_G-I_2_PJM_E | NYISO_G-I | PJM_E | Internal | Winter | B19 | 700 | 1500 | 0 | 50.22 | 45.98 | 8 | 0
2025 | NYISO_G-I_2_PJM_E | NYISO_G-I | PJM_E | Internal | Winter | B20 | 935 | 1500 | 0 | 46.65 | 39.93 | 8 | 0
2025 | NYISO_J-K_2_PJM_E_OL | NYISO_J-K | PJM_E | Internal | Shoulder | B11 | 25 | 99999 | 1582.03 | 48.09 | 56.63 | 8.54 | 0
2025 | NYISO_J-K_2_PJM_E_OL | NYISO_J-K | PJM_E | Internal | Shoulder | B12 | 200 | 99999 | 0 | 43.97 | 50.54 | 8.54 | 0
2025 | NYISO_J-K_2_PJM_E_OL | NYISO_J-K | PJM_E | Internal | Shoulder | B13 | 600 | 99999 | 0 | 43.96 | 47.07 | 8.54 | 0
2025 | NYISO_J-K_2_PJM_E_OL | NYISO_J-K | PJM_E | Internal | Shoulder | B14 | 900 | 99999 | 0 | 43.49 | 44.21 | 8.54 | 0
2025 | NYISO_J-K_2_PJM_E_OL | NYISO_J-K | PJM_E | Internal | Shoulder | B15 | 1203 | 99999 | 0 | 43.49 | 40.72 | 8.54 | 0
2025 | NYISO_J-K_2_PJM_E_OL | NYISO_J-K | PJM_E | Internal | Summer | B1 | 10 | 99999 | 0 | 73.73 | 75.47 | 8.54 | 0
2025 | NYISO_J-K_2_PJM_E_OL | NYISO_J-K | PJM_E | Internal | Summer | B2 | 25 | 99999 | 0 | 66.69 | 73.75 | 8.54 | 0
2025 | NYISO_J-K_2_PJM_E_OL | NYISO_J-K | PJM_E | Internal | Summer | B3 | 75 | 99999 | 0 | 60.69 | 68.67 | 8.54 | 0
2025 | NYISO_J-K_2_PJM_E_OL | NYISO_J-K | PJM_E | Internal | Summer | B4 | 100 | 99999 | 407.04 | 59.02 | 67.56 | 8.54 | 0
2025 | NYISO_J-K_2_PJM_E_OL | NYISO_J-K | PJM_E | Internal | Summer | B5 | 200 | 99999 | 0 | 53.85 | 62.39 | 8.54 | 0
2025 | NYISO_J-K_2_PJM_E_OL | NYISO_J-K | PJM_E | Internal | Summer | B6 | 300 | 99999 | 0 | 46.59 | 52.16 | 8.54 | 0
2025 | NYISO_J-K_2_PJM_E_OL | NYISO_J-K | PJM_E | Internal | Summer | B7 | 400 | 99999 | 0 | 41.41 | 44.44 | 8.54 | 0
2025 | NYISO_J-K_2_PJM_E_OL | NYISO_J-K | PJM_E | Internal | Summer | B8 | 500 | 99999 | 0 | 41.41 | 42.48 | 8.54 | 0
2025 | NYISO_J-K_2_PJM_E_OL | NYISO_J-K | PJM_E | Internal | Summer | B9 | 800 | 99999 | 0 | 40.77 | 40.54 | 8.54 | 0
2025 | NYISO_J-K_2_PJM_E_OL | NYISO_J-K | PJM_E | Internal | Summer | B10 | 1262 | 99999 | 0 | 40.55 | 37.36 | 8.54 | 0
2025 | NYISO_J-K_2_PJM_E_OL | NYISO_J-K | PJM_E | Internal | Winter | B16 | 25 | 99999 | 0 | 54.37 | 58.86 | 8.54 | 0
2025 | NYISO_J-K_2_PJM_E_OL | NYISO_J-K | PJM_E | Internal | Winter | B17 | 100 | 99999 | 0 | 52.83 | 53.38 | 8.54 | 0
2025 | NYISO_J-K_2_PJM_E_OL | NYISO_J-K | PJM_E | Internal | Winter | B18 | 400 | 99999 | 0 | 50.96 | 48.76 | 8.54 | 0
2025 | NYISO_J-K_2_PJM_E_OL | NYISO_J-K | PJM_E | Internal | Winter | B19 | 700 | 99999 | 0 | 50.34 | 45.98 | 8.54 | 0
2025 | NYISO_J-K_2_PJM_E_OL | NYISO_J-K | PJM_E | Internal | Winter | B20 | 935 | 99999 | 0 | 46.68 | 39.93 | 8.54 | 0
2025 | PJM_E_2_NYISO_G-I | PJM_E | NYISO_G-I | Internal | Shoulder | B11 | 25 | 500 | 0 | 56.63 | 48.08 | 6 | 0
2025 | PJM_E_2_NYISO_G-I | PJM_E | NYISO_G-I | Internal | Shoulder | B12 | 200 | 500 | 0 | 50.54 | 43.96 | 6 | 0
2025 | PJM_E_2_NYISO_G-I | PJM_E | NYISO_G-I | Internal | Shoulder | B13 | 600 | 500 | 0 | 47.07 | 43.95 | 6 | 0
2025 | PJM_E_2_NYISO_G-I | PJM_E | NYISO_G-I | Internal | Shoulder | B14 | 900 | 500 | 0 | 44.21 | 43.48 | 6 | 0
2025 | PJM_E_2_NYISO_G-I | PJM_E | NYISO_G-I | Internal | Shoulder | B15 | 1203 | 500 | 0 | 40.72 | 43.48 | 6 | 0
2025 | PJM_E_2_NYISO_G-I | PJM_E | NYISO_G-I | Internal | Summer | B1 | 10 | 500 | 0 | 75.47 | 73.71 | 6 | 0
2025 | PJM_E_2_NYISO_G-I | PJM_E | NYISO_G-I | Internal | Summer | B2 | 25 | 500 | 0 | 73.75 | 66.67 | 6 | 0
2025 | PJM_E_2_NYISO_G-I | PJM_E | NYISO_G-I | Internal | Summer | B3 | 75 | 500 | 0 | 68.67 | 60.67 | 6 | 0
2025 | PJM_E_2_NYISO_G-I | PJM_E | NYISO_G-I | Internal | Summer | B4 | 100 | 500 | 0 | 67.56 | 59.02 | 6 | 0
2025 | PJM_E_2_NYISO_G-I | PJM_E | NYISO_G-I | Internal | Summer | B5 | 200 | 500 | 0 | 62.39 | 53.84 | 6 | 0
2025 | PJM_E_2_NYISO_G-I | PJM_E | NYISO_G-I | Internal | Summer | B6 | 300 | 500 | 0 | 52.16 | 46.58 | 6 | 0
2025 | PJM_E_2_NYISO_G-I | PJM_E | NYISO_G-I | Internal | Summer | B7 | 400 | 500 | 0 | 44.44 | 41.4 | 6 | 0
2025 | PJM_E_2_NYISO_G-I | PJM_E | NYISO_G-I | Internal | Summer | B8 | 500 | 500 | 0 | 42.48 | 41.4 | 6 | 0
2025 | PJM_E_2_NYISO_G-I | PJM_E | NYISO_G-I | Internal | Summer | B9 | 800 | 500 | 0 | 40.54 | 40.75 | 6 | 0
2025 | PJM_E_2_NYISO_G-I | PJM_E | NYISO_G-I | Internal | Summer | B10 | 1262 | 500 | 0 | 37.36 | 40.54 | 6 | 0
2025 | PJM_E_2_NYISO_G-I | PJM_E | NYISO_G-I | Internal | Winter | B16 | 25 | 500 | 0 | 58.86 | 54.36 | 6 | 0
2025 | PJM_E_2_NYISO_G-I | PJM_E | NYISO_G-I | Internal | Winter | B17 | 100 | 500 | 0 | 53.38 | 52.72 | 6 | 0
2025 | PJM_E_2_NYISO_G-I | PJM_E | NYISO_G-I | Internal | Winter | B18 | 400 | 500 | 0 | 48.76 | 50.84 | 6 | 0
2025 | PJM_E_2_NYISO_G-I | PJM_E | NYISO_G-I | Internal | Winter | B19 | 700 | 500 | 0 | 45.98 | 50.22 | 6 | 0
2025 | PJM_E_2_NYISO_G-I | PJM_E | NYISO_G-I | Internal | Winter | B20 | 935 | 500 | 1575.32 | 39.93 | 46.65 | 6 | 0.72
2025 | PJM_E_2_NYISO_J-K | PJM_E | NYISO_J-K | Internal | Shoulder | B11 | 25 | 330 | 0 | 56.63 | 48.09 | 6 | 0
2025 | PJM_E_2_NYISO_J-K | PJM_E | NYISO_J-K | Internal | Shoulder | B12 | 200 | 330 | 0 | 50.54 | 43.97 | 6 | 0
2025 | PJM_E_2_NYISO_J-K | PJM_E | NYISO_J-K | Internal | Shoulder | B13 | 600 | 330 | 0 | 47.07 | 43.96 | 6 | 0
2025 | PJM_E_2_NYISO_J-K | PJM_E | NYISO_J-K | Internal | Shoulder | B14 | 900 | 330 | 0 | 44.21 | 43.49 | 6 | 0
2025 | PJM_E_2_NYISO_J-K | PJM_E | NYISO_J-K | Internal | Shoulder | B15 | 1203 | 330 | 0 | 40.72 | 43.49 | 6 | 0
2025 | PJM_E_2_NYISO_J-K | PJM_E | NYISO_J-K | Internal | Summer | B1 | 10 | 330 | 0 | 75.47 | 73.73 | 6 | 0
2025 | PJM_E_2_NYISO_J-K | PJM_E | NYISO_J-K | Internal | Summer | B2 | 25 | 330 | 0 | 73.75 | 66.69 | 6 | 0
2025 | PJM_E_2_NYISO_J-K | PJM_E | NYISO_J-K | Internal | Summer | B3 | 75 | 330 | 0 | 68.67 | 60.69 | 6 | 0
2025 | PJM_E_2_NYISO_J-K | PJM_E | NYISO_J-K | Internal | Summer | B4 | 100 | 330 | 0 | 67.56 | 59.02 | 6 | 0
2025 | PJM_E_2_NYISO_J-K | PJM_E | NYISO_J-K | Internal | Summer | B5 | 200 | 330 | 0 | 62.39 | 53.85 | 6 | 0
2025 | PJM_E_2_NYISO_J-K | PJM_E | NYISO_J-K | Internal | Summer | B6 | 300 | 330 | 0 | 52.16 | 46.59 | 6 | 0
2025 | PJM_E_2_NYISO_J-K | PJM_E | NYISO_J-K | Internal | Summer | B7 | 400 | 330 | 0 | 44.44 | 41.41 | 6 | 0
2025 | PJM_E_2_NYISO_J-K | PJM_E | NYISO_J-K | Internal | Summer | B8 | 500 | 330 | 0 | 42.48 | 41.41 | 6 | 0
2025 | PJM_E_2_NYISO_J-K | PJM_E | NYISO_J-K | Internal | Summer | B9 | 800 | 330 | 0 | 40.54 | 40.77 | 6 | 0
2025 | PJM_E_2_NYISO_J-K | PJM_E | NYISO_J-K | Internal | Summer | B10 | 1262 | 330 | 0 | 37.36 | 40.55 | 6 | 0
2025 | PJM_E_2_NYISO_J-K | PJM_E | NYISO_J-K | Internal | Winter | B16 | 25 | 330 | 0 | 58.86 | 54.37 | 6 | 0
2025 | PJM_E_2_NYISO_J-K | PJM_E | NYISO_J-K | Internal | Winter | B17 | 100 | 330 | 0 | 53.38 | 52.83 | 6 | 0
2025 | PJM_E_2_NYISO_J-K | PJM_E | NYISO_J-K | Internal | Winter | B18 | 400 | 330 | 0 | 48.76 | 50.96 | 6 | 0
2025 | PJM_E_2_NYISO_J-K | PJM_E | NYISO_J-K | Internal | Winter | B19 | 700 | 330 | 0 | 45.98 | 50.34 | 6 | 0
2025 | PJM_E_2_NYISO_J-K | PJM_E | NYISO_J-K | Internal | Winter | B20 | 935 | 330 | 1077.46 | 39.93 | 46.68 | 6 | 0.75
2025 | PJM_E_2_PJM_ROM | PJM_E | PJM_ROM | Internal | Shoulder | B11 | 25 | 8000 | 9771.21 | 56.63 | 56.65 | 0.01 | 0.01
2025 | PJM_E_2_PJM_ROM | PJM_E | PJM_ROM | Internal | Shoulder | B12 | 200 | 8000 | 2846 | 50.54 | 50.55 | 0.01 | 0
2025 | PJM_E_2_PJM_ROM | PJM_E | PJM_ROM | Internal | Shoulder | B13 | 600 | 8000 | 641.77 | 47.07 | 47.08 | 0.01 | 0
2025 | PJM_E_2_PJM_ROM | PJM_E | PJM_ROM | Internal | Shoulder | B14 | 900 | 8000 | 1112.66 | 44.21 | 44.23 | 0.01 | 0
2025 | PJM_E_2_PJM_ROM | PJM_E | PJM_ROM | Internal | Shoulder | B15 | 1203 | 8000 | 0 | 40.72 | 40.71 | 0.01 | 0
2025 | PJM_E_2_PJM_ROM | PJM_E | PJM_ROM | Internal | Summer | B1 | 10 | 8000 | 0 | 75.47 | 75.46 | 0.01 | 0
2025 | PJM_E_2_PJM_ROM | PJM_E | PJM_ROM | Internal | Summer | B2 | 25 | 8000 | 0 | 73.75 | 73.74 | 0.01 | 0
2025 | PJM_E_2_PJM_ROM | PJM_E | PJM_ROM | Internal | Summer | B3 | 75 | 8000 | 2146.72 | 68.67 | 68.69 | 0.01 | 0
2025 | PJM_E_2_PJM_ROM | PJM_E | PJM_ROM | Internal | Summer | B4 | 100 | 8000 | 7515.99 | 67.56 | 67.58 | 0.01 | 0
2025 | PJM_E_2_PJM_ROM | PJM_E | PJM_ROM | Internal | Summer | B5 | 200 | 8000 | 1774.3 | 62.39 | 62.4 | 0.01 | 0
2025 | PJM_E_2_PJM_ROM | PJM_E | PJM_ROM | Internal | Summer | B6 | 300 | 8000 | 699.9 | 52.16 | 52.17 | 0.01 | 0
2025 | PJM_E_2_PJM_ROM | PJM_E | PJM_ROM | Internal | Summer | B7 | 400 | 8000 | 2048.38 | 44.44 | 44.45 | 0.01 | 0
2025 | PJM_E_2_PJM_ROM | PJM_E | PJM_ROM | Internal | Summer | B8 | 500 | 8000 | 142.14 | 42.48 | 42.49 | 0.01 | 0
2025 | PJM_E_2_PJM_ROM | PJM_E | PJM_ROM | Internal | Summer | B9 | 800 | 8000 | 0 | 40.54 | 40.52 | 0.01 | 0
2025 | PJM_E_2_PJM_ROM | PJM_E | PJM_ROM | Internal | Summer | B10 | 1262 | 8000 | 0 | 37.36 | 37.35 | 0.01 | 0
2025 | PJM_E_2_PJM_ROM | PJM_E | PJM_ROM | Internal | Winter | B16 | 25 | 8000 | 16.56 | 58.86 | 58.87 | 0.01 | 0
2025 | PJM_E_2_PJM_ROM | PJM_E | PJM_ROM | Internal | Winter | B17 | 100 | 8000 | 0 | 53.38 | 53.36 | 0.01 | 0
2025 | PJM_E_2_PJM_ROM | PJM_E | PJM_ROM | Internal | Winter | B18 | 400 | 8000 | 0 | 48.76 | 48.75 | 0.01 | 0
2025 | PJM_E_2_PJM_ROM | PJM_E | PJM_ROM | Internal | Winter | B19 | 700 | 8000 | 0 | 45.98 | 45.97 | 0.01 | 0
2025 | PJM_E_2_PJM_ROM | PJM_E | PJM_ROM | Internal | Winter | B20 | 935 | 8000 | 0 | 39.93 | 39.92 | 0.01 | 0
2025 | PJM_ROR_2_MISO_IN | PJM_ROR | MISO_IN | Internal | Shoulder | B11 | 25 | 909 | 0 | 56.68 | 58.68 | 2 | 0
2025 | PJM_ROR_2_MISO_IN | PJM_ROR | MISO_IN | Internal | Shoulder | B12 | 200 | 909 | 0 | 50.56 | 48.58 | 2 | 0
2025 | PJM_ROR_2_MISO_IN | PJM_ROR | MISO_IN | Internal | Shoulder | B13 | 600 | 909 | 0 | 47.08 | 45.09 | 2 | 0
2025 | PJM_ROR_2_MISO_IN | PJM_ROR | MISO_IN | Internal | Shoulder | B14 | 900 | 909 | 0 | 44.24 | 43.34 | 2 | 0
2025 | PJM_ROR_2_MISO_IN | PJM_ROR | MISO_IN | Internal | Shoulder | B15 | 1203 | 909 | 0 | 40.7 | 41.76 | 2 | 0
2025 | PJM_ROR_2_MISO_IN | PJM_ROR | MISO_IN | Internal | Summer | B1 | 10 | 909 | 0 | 75.45 | 73.45 | 2 | 0
2025 | PJM_ROR_2_MISO_IN | PJM_ROR | MISO_IN | Internal | Summer | B2 | 25 | 909 | 0 | 73.75 | 71.75 | 2 | 0
2025 | PJM_ROR_2_MISO_IN | PJM_ROR | MISO_IN | Internal | Summer | B3 | 75 | 909 | 0 | 68.7 | 69.48 | 2 | 0
2025 | PJM_ROR_2_MISO_IN | PJM_ROR | MISO_IN | Internal | Summer | B4 | 100 | 909 | 0 | 67.6 | 66.68 | 2 | 0
2025 | PJM_ROR_2_MISO_IN | PJM_ROR | MISO_IN | Internal | Summer | B5 | 200 | 909 | 0 | 62.41 | 60.43 | 2 | 0
2025 | PJM_ROR_2_MISO_IN | PJM_ROR | MISO_IN | Internal | Summer | B6 | 300 | 909 | 0 | 52.18 | 51.55 | 2 | 0
2025 | PJM_ROR_2_MISO_IN | PJM_ROR | MISO_IN | Internal | Summer | B7 | 400 | 909 | 0 | 44.46 | 42.78 | 2 | 0
2025 | PJM_ROR_2_MISO_IN | PJM_ROR | MISO_IN | Internal | Summer | B8 | 500 | 909 | 0 | 42.5 | 41.1 | 2 | 0
2025 | PJM_ROR_2_MISO_IN | PJM_ROR | MISO_IN | Internal | Summer | B9 | 800 | 909 | 0 | 40.51 | 40.35 | 2 | 0
2025 | PJM_ROR_2_MISO_IN | PJM_ROR | MISO_IN | Internal | Summer | B10 | 1262 | 909 | 0 | 37.34 | 38.06 | 2 | 0
2025 | PJM_ROR_2_MISO_IN | PJM_ROR | MISO_IN | Internal | Winter | B16 | 25 | 909 | 0 | 58.88 | 57.11 | 2 | 0
2025 | PJM_ROR_2_MISO_IN | PJM_ROR | MISO_IN | Internal | Winter | B17 | 100 | 909 | 0 | 53.36 | 51.38 | 2 | 0
2025 | PJM_ROR_2_MISO_IN | PJM_ROR | MISO_IN | Internal | Winter | B18 | 400 | 909 | 0 | 48.74 | 47.06 | 2 | 0
2025 | PJM_ROR_2_MISO_IN | PJM_ROR | MISO_IN | Internal | Winter | B19 | 700 | 909 | 0 | 45.96 | 44.38 | 2 | 0
2025 | PJM_ROR_2_MISO_IN | PJM_ROR | MISO_IN | Internal | Winter | B20 | 935 | 909 | 0 | 39.91 | 40.2 | 2 | 0
2025 | PJM_ROR_2_MISO_MI | PJM_ROR | MISO_MI | Internal | Shoulder | B11 | 25 | 1305 | 0 | 56.68 | 58.01 | 2 | 0
2025 | PJM_ROR_2_MISO_MI | PJM_ROR | MISO_MI | Internal | Shoulder | B12 | 200 | 1305 | 0 | 50.56 | 48.56 | 2 | 0
2025 | PJM_ROR_2_MISO_MI | PJM_ROR | MISO_MI | Internal | Shoulder | B13 | 600 | 1305 | 0 | 47.08 | 45.08 | 2 | 0
2025 | PJM_ROR_2_MISO_MI | PJM_ROR | MISO_MI | Internal | Shoulder | B14 | 900 | 1305 | 0 | 44.24 | 43.35 | 2 | 0
2025 | PJM_ROR_2_MISO_MI | PJM_ROR | MISO_MI | Internal | Shoulder | B15 | 1203 | 1305 | 0 | 40.7 | 41.75 | 2 | 0
2025 | PJM_ROR_2_MISO_MI | PJM_ROR | MISO_MI | Internal | Summer | B1 | 10 | 1305 | 0 | 75.45 | 73.28 | 2 | 0
2025 | PJM_ROR_2_MISO_MI | PJM_ROR | MISO_MI | Internal | Summer | B2 | 25 | 1305 | 0 | 73.75 | 71.51 | 2 | 0
2025 | PJM_ROR_2_MISO_MI | PJM_ROR | MISO_MI | Internal | Summer | B3 | 75 | 1305 | 0 | 68.7 | 68.81 | 2 | 0
2025 | PJM_ROR_2_MISO_MI | PJM_ROR | MISO_MI | Internal | Summer | B4 | 100 | 1305 | 0 | 67.6 | 66.02 | 2 | 0
2025 | PJM_ROR_2_MISO_MI | PJM_ROR | MISO_MI | Internal | Summer | B5 | 200 | 1305 | 0 | 62.41 | 60.41 | 2 | 0
2025 | PJM_ROR_2_MISO_MI | PJM_ROR | MISO_MI | Internal | Summer | B6 | 300 | 1305 | 0 | 52.18 | 51.54 | 2 | 0
2025 | PJM_ROR_2_MISO_MI | PJM_ROR | MISO_MI | Internal | Summer | B7 | 400 | 1305 | 0 | 44.46 | 42.77 | 2 | 0
2025 | PJM_ROR_2_MISO_MI | PJM_ROR | MISO_MI | Internal | Summer | B8 | 500 | 1305 | 0 | 42.5 | 41.1 | 2 | 0
2025 | PJM_ROR_2_MISO_MI | PJM_ROR | MISO_MI | Internal | Summer | B9 | 800 | 1305 | 0 | 40.51 | 40.37 | 2 | 0
2025 | PJM_ROR_2_MISO_MI | PJM_ROR | MISO_MI | Internal | Summer | B10 | 1262 | 1305 | 0 | 37.34 | 38.07 | 2 | 0
2025 | PJM_ROR_2_MISO_MI | PJM_ROR | MISO_MI | Internal | Winter | B16 | 25 | 1305 | 0 | 58.88 | 56.75 | 2 | 0
2025 | PJM_ROR_2_MISO_MI | PJM_ROR | MISO_MI | Internal | Winter | B17 | 100 | 1305 | 0 | 53.36 | 51.37 | 2 | 0
2025 | PJM_ROR_2_MISO_MI | PJM_ROR | MISO_MI | Internal | Winter | B18 | 400 | 1305 | 0 | 48.74 | 47.04 | 2 | 0
2025 | PJM_ROR_2_MISO_MI | PJM_ROR | MISO_MI | Internal | Winter | B19 | 700 | 1305 | 0 | 45.96 | 44.37 | 2 | 0
2025 | PJM_ROR_2_MISO_MI | PJM_ROR | MISO_MI | Internal | Winter | B20 | 935 | 1305 | 0 | 39.91 | 40.2 | 2 | 0
2025 | PJM_ROR_2_MISO_MO-IL | PJM_ROR | MISO_MO-IL | Internal | Shoulder | B11 | 25 | 1111 | 0 | 56.68 | 58.66 | 2 | 0
2025 | PJM_ROR_2_MISO_MO-IL | PJM_ROR | MISO_MO-IL | Internal | Shoulder | B12 | 200 | 1111 | 0 | 50.56 | 48.56 | 2 | 0
2025 | PJM_ROR_2_MISO_MO-IL | PJM_ROR | MISO_MO-IL | Internal | Shoulder | B13 | 600 | 1111 | 0 | 47.08 | 45.08 | 2 | 0
2025 | PJM_ROR_2_MISO_MO-IL | PJM_ROR | MISO_MO-IL | Internal | Shoulder | B14 | 900 | 1111 | 0 | 44.24 | 43.33 | 2 | 0
2025 | PJM_ROR_2_MISO_MO-IL | PJM_ROR | MISO_MO-IL | Internal | Shoulder | B15 | 1203 | 1111 | 0 | 40.7 | 41.75 | 2 | 0
2025 | PJM_ROR_2_MISO_MO-IL | PJM_ROR | MISO_MO-IL | Internal | Summer | B1 | 10 | 1111 | 0 | 75.45 | 73.45 | 2 | 0
2025 | PJM_ROR_2_MISO_MO-IL | PJM_ROR | MISO_MO-IL | Internal | Summer | B2 | 25 | 1111 | 0 | 73.75 | 71.75 | 2 | 0
2025 | PJM_ROR_2_MISO_MO-IL | PJM_ROR | MISO_MO-IL | Internal | Summer | B3 | 75 | 1111 | 0 | 68.7 | 69.47 | 2 | 0
2025 | PJM_ROR_2_MISO_MO-IL | PJM_ROR | MISO_MO-IL | Internal | Summer | B4 | 100 | 1111 | 0 | 67.6 | 66.67 | 2 | 0
2025 | PJM_ROR_2_MISO_MO-IL | PJM_ROR | MISO_MO-IL | Internal | Summer | B5 | 200 | 1111 | 0 | 62.41 | 60.42 | 2 | 0
2025 | PJM_ROR_2_MISO_MO-IL | PJM_ROR | MISO_MO-IL | Internal | Summer | B6 | 300 | 1111 | 0 | 52.18 | 51.57 | 2 | 0
2025 | PJM_ROR_2_MISO_MO-IL | PJM_ROR | MISO_MO-IL | Internal | Summer | B7 | 400 | 1111 | 0 | 44.46 | 42.77 | 2 | 0
2025 | PJM_ROR_2_MISO_MO-IL | PJM_ROR | MISO_MO-IL | Internal | Summer | B8 | 500 | 1111 | 0 | 42.5 | 41.08 | 2 | 0
2025 | PJM_ROR_2_MISO_MO-IL | PJM_ROR | MISO_MO-IL | Internal | Summer | B9 | 800 | 1111 | 0 | 40.51 | 40.34 | 2 | 0
2025 | PJM_ROR_2_MISO_MO-IL | PJM_ROR | MISO_MO-IL | Internal | Summer | B10 | 1262 | 1111 | 0 | 37.34 | 38.05 | 2 | 0
2025 | PJM_ROR_2_MISO_MO-IL | PJM_ROR | MISO_MO-IL | Internal | Winter | B16 | 25 | 1111 | 0 | 58.88 | 56.89 | 2 | 0
2025 | PJM_ROR_2_MISO_MO-IL | PJM_ROR | MISO_MO-IL | Internal | Winter | B17 | 100 | 1111 | 0 | 53.36 | 51.37 | 2 | 0
2025 | PJM_ROR_2_MISO_MO-IL | PJM_ROR | MISO_MO-IL | Internal | Winter | B18 | 400 | 1111 | 0 | 48.74 | 47.04 | 2 | 0
2025 | PJM_ROR_2_MISO_MO-IL | PJM_ROR | MISO_MO-IL | Internal | Winter | B19 | 700 | 1111 | 0 | 45.96 | 44.37 | 2 | 0
2025 | PJM_ROR_2_MISO_MO-IL | PJM_ROR | MISO_MO-IL | Internal | Winter | B20 | 935 | 1111 | 0 | 39.91 | 40.2 | 2 | 0
2025 | PJM_ROR_2_MISO_W | PJM_ROR | MISO_W | Internal | Shoulder | B11 | 25 | 709 | 0 | 56.68 | 58.65 | 2 | 0
2025 | PJM_ROR_2_MISO_W | PJM_ROR | MISO_W | Internal | Shoulder | B12 | 200 | 709 | 0 | 50.56 | 48.56 | 2 | 0
2025 | PJM_ROR_2_MISO_W | PJM_ROR | MISO_W | Internal | Shoulder | B13 | 600 | 709 | 0 | 47.08 | 45.08 | 2 | 0
2025 | PJM_ROR_2_MISO_W | PJM_ROR | MISO_W | Internal | Shoulder | B14 | 900 | 709 | 0 | 44.24 | 43.34 | 2 | 0
2025 | PJM_ROR_2_MISO_W | PJM_ROR | MISO_W | Internal | Shoulder | B15 | 1203 | 709 | 0 | 40.7 | 41.87 | 2 | 0
2025 | PJM_ROR_2_MISO_W | PJM_ROR | MISO_W | Internal | Summer | B1 | 10 | 709 | 0 | 75.45 | 73.45 | 2 | 0
2025 | PJM_ROR_2_MISO_W | PJM_ROR | MISO_W | Internal | Summer | B2 | 25 | 709 | 0 | 73.75 | 71.74 | 2 | 0
2025 | PJM_ROR_2_MISO_W | PJM_ROR | MISO_W | Internal | Summer | B3 | 75 | 709 | 0 | 68.7 | 69.46 | 2 | 0
2025 | PJM_ROR_2_MISO_W | PJM_ROR | MISO_W | Internal | Summer | B4 | 100 | 709 | 0 | 67.6 | 66.66 | 2 | 0
2025 | PJM_ROR_2_MISO_W | PJM_ROR | MISO_W | Internal | Summer | B5 | 200 | 709 | 0 | 62.41 | 60.41 | 2 | 0
2025 | PJM_ROR_2_MISO_W | PJM_ROR | MISO_W | Internal | Summer | B6 | 300 | 709 | 0 | 52.18 | 51.58 | 2 | 0
2025 | PJM_ROR_2_MISO_W | PJM_ROR | MISO_W | Internal | Summer | B7 | 400 | 709 | 0 | 44.46 | 42.89 | 2 | 0
2025 | PJM_ROR_2_MISO_W | PJM_ROR | MISO_W | Internal | Summer | B8 | 500 | 709 | 0 | 42.5 | 41.1 | 2 | 0
2025 | PJM_ROR_2_MISO_W | PJM_ROR | MISO_W | Internal | Summer | B9 | 800 | 709 | 0 | 40.51 | 40.35 | 2 | 0
2025 | PJM_ROR_2_MISO_W | PJM_ROR | MISO_W | Internal | Summer | B10 | 1262 | 709 | 0 | 37.34 | 38.1 | 2 | 0
2025 | PJM_ROR_2_MISO_W | PJM_ROR | MISO_W | Internal | Winter | B16 | 25 | 709 | 0 | 58.88 | 56.88 | 2 | 0
2025 | PJM_ROR_2_MISO_W | PJM_ROR | MISO_W | Internal | Winter | B17 | 100 | 709 | 0 | 53.36 | 51.36 | 2 | 0
2025 | PJM_ROR_2_MISO_W | PJM_ROR | MISO_W | Internal | Winter | B18 | 400 | 709 | 0 | 48.74 | 47.16 | 2 | 0
2025 | PJM_ROR_2_MISO_W | PJM_ROR | MISO_W | Internal | Winter | B19 | 700 | 709 | 0 | 45.96 | 44.49 | 2 | 0
2025 | PJM_ROR_2_MISO_W | PJM_ROR | MISO_W | Internal | Winter | B20 | 935 | 709 | 0 | 39.91 | 40.32 | 2 | 0
2025 | PJM_ROR_2_MISO_WUMS | PJM_ROR | MISO_WUMS | Internal | Shoulder | B11 | 25 | 1467 | 0 | 56.68 | 58.14 | 2 | 0
2025 | PJM_ROR_2_MISO_WUMS | PJM_ROR | MISO_WUMS | Internal | Shoulder | B12 | 200 | 1467 | 0 | 50.56 | 48.56 | 2 | 0
2025 | PJM_ROR_2_MISO_WUMS | PJM_ROR | MISO_WUMS | Internal | Shoulder | B13 | 600 | 1467 | 0 | 47.08 | 45.08 | 2 | 0
2025 | PJM_ROR_2_MISO_WUMS | PJM_ROR | MISO_WUMS | Internal | Shoulder | B14 | 900 | 1467 | 0 | 44.24 | 43.25 | 2 | 0
2025 | PJM_ROR_2_MISO_WUMS | PJM_ROR | MISO_WUMS | Internal | Shoulder | B15 | 1203 | 1467 | 0 | 40.7 | 41.78 | 2 | 0
2025 | PJM_ROR_2_MISO_WUMS | PJM_ROR | MISO_WUMS | Internal | Summer | B1 | 10 | 1467 | 0 | 75.45 | 73.19 | 2 | 0
2025 | PJM_ROR_2_MISO_WUMS | PJM_ROR | MISO_WUMS | Internal | Summer | B2 | 25 | 1467 | 0 | 73.75 | 71.48 | 2 | 0
2025 | PJM_ROR_2_MISO_WUMS | PJM_ROR | MISO_WUMS | Internal | Summer | B3 | 75 | 1467 | 0 | 68.7 | 68.92 | 2 | 0
2025 | PJM_ROR_2_MISO_WUMS | PJM_ROR | MISO_WUMS | Internal | Summer | B4 | 100 | 1467 | 0 | 67.6 | 66.15 | 2 | 0
2025 | PJM_ROR_2_MISO_WUMS | PJM_ROR | MISO_WUMS | Internal | Summer | B5 | 200 | 1467 | 0 | 62.41 | 60.41 | 2 | 0
2025 | PJM_ROR_2_MISO_WUMS | PJM_ROR | MISO_WUMS | Internal | Summer | B6 | 300 | 1467 | 0 | 52.18 | 51.45 | 2 | 0
2025 | PJM_ROR_2_MISO_WUMS | PJM_ROR | MISO_WUMS | Internal | Summer | B7 | 400 | 1467 | 0 | 44.46 | 42.67 | 2 | 0
2025 | PJM_ROR_2_MISO_WUMS | PJM_ROR | MISO_WUMS | Internal | Summer | B8 | 500 | 1467 | 0 | 42.5 | 41.08 | 2 | 0
2025 | PJM_ROR_2_MISO_WUMS | PJM_ROR | MISO_WUMS | Internal | Summer | B9 | 800 | 1467 | 0 | 40.51 | 40.34 | 2 | 0
2025 | PJM_ROR_2_MISO_WUMS | PJM_ROR | MISO_WUMS | Internal | Summer | B10 | 1262 | 1467 | 0 | 37.34 | 38.09 | 2 | 0
2025 | PJM_ROR_2_MISO_WUMS | PJM_ROR | MISO_WUMS | Internal | Winter | B16 | 25 | 1467 | 0 | 58.88 | 56.88 | 2 | 0
2025 | PJM_ROR_2_MISO_WUMS | PJM_ROR | MISO_WUMS | Internal | Winter | B17 | 100 | 1467 | 0 | 53.36 | 51.36 | 2 | 0
2025 | PJM_ROR_2_MISO_WUMS | PJM_ROR | MISO_WUMS | Internal | Winter | B18 | 400 | 1467 | 0 | 48.74 | 47.15 | 2 | 0
2025 | PJM_ROR_2_MISO_WUMS | PJM_ROR | MISO_WUMS | Internal | Winter | B19 | 700 | 1467 | 0 | 45.96 | 44.5 | 2 | 0
2025 | PJM_ROR_2_MISO_WUMS | PJM_ROR | MISO_WUMS | Internal | Winter | B20 | 935 | 1467 | 0 | 39.91 | 40.33 | 2 | 0
2025 | PJM_ROR_2_PJM_ROM | PJM_ROR | PJM_ROM | Internal | Shoulder | B11 | 25 | 8000 | 0 | 56.68 | 56.65 | 0.01 | 0
2025 | PJM_ROR_2_PJM_ROM | PJM_ROR | PJM_ROM | Internal | Shoulder | B12 | 200 | 8000 | 0 | 50.56 | 50.55 | 0.01 | 0
2025 | PJM_ROR_2_PJM_ROM | PJM_ROR | PJM_ROM | Internal | Shoulder | B13 | 600 | 8000 | 0 | 47.08 | 47.08 | 0.01 | 0
2025 | PJM_ROR_2_PJM_ROM | PJM_ROR | PJM_ROM | Internal | Shoulder | B14 | 900 | 8000 | 0 | 44.24 | 44.23 | 0.01 | 0
2025 | PJM_ROR_2_PJM_ROM | PJM_ROR | PJM_ROM | Internal | Shoulder | B15 | 1203 | 8000 | 303.81 | 40.7 | 40.71 | 0.01 | 0
2025 | PJM_ROR_2_PJM_ROM | PJM_ROR | PJM_ROM | Internal | Summer | B1 | 10 | 8000 | 853.48 | 75.45 | 75.46 | 0.01 | 0
2025 | PJM_ROR_2_PJM_ROM | PJM_ROR | PJM_ROM | Internal | Summer | B2 | 25 | 8000 | 0 | 73.75 | 73.74 | 0.01 | 0
2025 | PJM_ROR_2_PJM_ROM | PJM_ROR | PJM_ROM | Internal | Summer | B3 | 75 | 8000 | 0 | 68.7 | 68.69 | 0.01 | 0
2025 | PJM_ROR_2_PJM_ROM | PJM_ROR | PJM_ROM | Internal | Summer | B4 | 100 | 8000 | 0 | 67.6 | 67.58 | 0.01 | 0
2025 | PJM_ROR_2_PJM_ROM | PJM_ROR | PJM_ROM | Internal | Summer | B5 | 200 | 8000 | 0 | 62.41 | 62.4 | 0.01 | 0
2025 | PJM_ROR_2_PJM_ROM | PJM_ROR | PJM_ROM | Internal | Summer | B6 | 300 | 8000 | 0 | 52.18 | 52.17 | 0.01 | 0
2025 | PJM_ROR_2_PJM_ROM | PJM_ROR | PJM_ROM | Internal | Summer | B7 | 400 | 8000 | 0 | 44.46 | 44.45 | 0.01 | 0
2025 | PJM_ROR_2_PJM_ROM | PJM_ROR | PJM_ROM | Internal | Summer | B8 | 500 | 8000 | 0 | 42.5 | 42.49 | 0.01 | 0
2025 | PJM_ROR_2_PJM_ROM | PJM_ROR | PJM_ROM | Internal | Summer | B9 | 800 | 8000 | 1784.96 | 40.51 | 40.52 | 0.01 | 0
2025 | PJM_ROR_2_PJM_ROM | PJM_ROR | PJM_ROM | Internal | Summer | B10 | 1262 | 8000 | 2768.64 | 37.34 | 37.35 | 0.01 | 0
2025 | PJM_ROR_2_PJM_ROM | PJM_ROR | PJM_ROM | Internal | Winter | B16 | 25 | 8000 | 0 | 58.88 | 58.87 | 0.01 | 0
2025 | PJM_ROR_2_PJM_ROM | PJM_ROR | PJM_ROM | Internal | Winter | B17 | 100 | 8000 | 0 | 53.36 | 53.36 | 0.01 | 0
2025 | PJM_ROR_2_PJM_ROM | PJM_ROR | PJM_ROM | Internal | Winter | B18 | 400 | 8000 | 2812.5 | 48.74 | 48.75 | 0.01 | 0
2025 | PJM_ROR_2_PJM_ROM | PJM_ROR | PJM_ROM | Internal | Winter | B19 | 700 | 8000 | 4014.35 | 45.96 | 45.97 | 0.01 | 0
2025 | PJM_ROR_2_PJM_ROM | PJM_ROR | PJM_ROM | Internal | Winter | B20 | 935 | 8000 | 6295.64 | 39.91 | 39.92 | 0.01 | 0
2025 | PJM_ROR_2_TVA_Transmission | PJM_ROR | TVA_Transmission | Internal | Shoulder | B11 | 25 | 2500 | 0 | 56.68 | 62.28 | 6 | 0
2025 | PJM_ROR_2_TVA_Transmission | PJM_ROR | TVA_Transmission | Internal | Shoulder | B12 | 200 | 2500 | 0 | 50.56 | 51.57 | 6 | 0
2025 | PJM_ROR_2_TVA_Transmission | PJM_ROR | TVA_Transmission | Internal | Shoulder | B13 | 600 | 2500 | 0 | 47.08 | 49.25 | 6 | 0
2025 | PJM_ROR_2_TVA_Transmission | PJM_ROR | TVA_Transmission | Internal | Shoulder | B14 | 900 | 2500 | 0 | 44.24 | 47.88 | 6 | 0
2025 | PJM_ROR_2_TVA_Transmission | PJM_ROR | TVA_Transmission | Internal | Shoulder | B15 | 1203 | 2500 | 0 | 40.7 | 45.37 | 6 | 0
2025 | PJM_ROR_2_TVA_Transmission | PJM_ROR | TVA_Transmission | Internal | Summer | B1 | 10 | 2500 | 1404.97 | 75.45 | 81.45 | 6 | 0
2025 | PJM_ROR_2_TVA_Transmission | PJM_ROR | TVA_Transmission | Internal | Summer | B2 | 25 | 2500 | 1406.02 | 73.75 | 79.75 | 6 | 0
2025 | PJM_ROR_2_TVA_Transmission | PJM_ROR | TVA_Transmission | Internal | Summer | B3 | 75 | 2500 | 1293.64 | 68.7 | 74.7 | 6 | 0
2025 | PJM_ROR_2_TVA_Transmission | PJM_ROR | TVA_Transmission | Internal | Summer | B4 | 100 | 2500 | 1485.09 | 67.6 | 73.6 | 6 | 0
2025 | PJM_ROR_2_TVA_Transmission | PJM_ROR | TVA_Transmission | Internal | Summer | B5 | 200 | 2500 | 0 | 62.41 | 67.82 | 6 | 0
2025 | PJM_ROR_2_TVA_Transmission | PJM_ROR | TVA_Transmission | Internal | Summer | B6 | 300 | 2500 | 0 | 52.18 | 56.53 | 6 | 0
2025 | PJM_ROR_2_TVA_Transmission | PJM_ROR | TVA_Transmission | Internal | Summer | B7 | 400 | 2500 | 0 | 44.46 | 49.33 | 6 | 0
2025 | PJM_ROR_2_TVA_Transmission | PJM_ROR | TVA_Transmission | Internal | Summer | B8 | 500 | 2500 | 0 | 42.5 | 46.56 | 6 | 0
2025 | PJM_ROR_2_TVA_Transmission | PJM_ROR | TVA_Transmission | Internal | Summer | B9 | 800 | 2500 | 0 | 40.51 | 45.25 | 6 | 0
2025 | PJM_ROR_2_TVA_Transmission | PJM_ROR | TVA_Transmission | Internal | Summer | B10 | 1262 | 2500 | 0 | 37.34 | 40.5 | 6 | 0
2025 | PJM_ROR_2_TVA_Transmission | PJM_ROR | TVA_Transmission | Internal | Winter | B16 | 25 | 2500 | 0 | 58.88 | 64.11 | 6 | 0
2025 | PJM_ROR_2_TVA_Transmission | PJM_ROR | TVA_Transmission | Internal | Winter | B17 | 100 | 2500 | 0 | 53.36 | 54.92 | 6 | 0
2025 | PJM_ROR_2_TVA_Transmission | PJM_ROR | TVA_Transmission | Internal | Winter | B18 | 400 | 2500 | 0 | 48.74 | 50.49 | 6 | 0
2025 | PJM_ROR_2_TVA_Transmission | PJM_ROR | TVA_Transmission | Internal | Winter | B19 | 700 | 2500 | 0 | 45.96 | 48.27 | 6 | 0
2025 | PJM_ROR_2_TVA_Transmission | PJM_ROR | TVA_Transmission | Internal | Winter | B20 | 935 | 2500 | 0 | 39.91 | 45.68 | 6 | 0
2025 | PJM_ROR_2_VACAR | PJM_ROR | VACAR | Internal | Shoulder | B11 | 25 | 3000 | 8378.4 | 56.68 | 63.11 | 6 | 0.43
2025 | PJM_ROR_2_VACAR | PJM_ROR | VACAR | Internal | Shoulder | B12 | 200 | 3000 | 0 | 50.56 | 53.54 | 6 | 0
2025 | PJM_ROR_2_VACAR | PJM_ROR | VACAR | Internal | Shoulder | B13 | 600 | 3000 | 0 | 47.08 | 50.63 | 6 | 0
2025 | PJM_ROR_2_VACAR | PJM_ROR | VACAR | Internal | Shoulder | B14 | 900 | 3000 | 0 | 44.24 | 48.8 | 6 | 0
2025 | PJM_ROR_2_VACAR | PJM_ROR | VACAR | Internal | Shoulder | B15 | 1203 | 3000 | 0 | 40.7 | 46.55 | 6 | 0
2025 | PJM_ROR_2_VACAR | PJM_ROR | VACAR | Internal | Summer | B1 | 10 | 3000 | 1442.43 | 75.45 | 81.45 | 6 | 0
2025 | PJM_ROR_2_VACAR | PJM_ROR | VACAR | Internal | Summer | B2 | 25 | 3000 | 7210.36 | 73.75 | 80.18 | 6 | 0.43
2025 | PJM_ROR_2_VACAR | PJM_ROR | VACAR | Internal | Summer | B3 | 75 | 3000 | 5885.34 | 68.7 | 75.13 | 6 | 0.43
2025 | PJM_ROR_2_VACAR | PJM_ROR | VACAR | Internal | Summer | B4 | 100 | 3000 | 3497.73 | 67.6 | 74.03 | 6 | 0.43
2025 | PJM_ROR_2_VACAR | PJM_ROR | VACAR | Internal | Summer | B5 | 200 | 3000 | 5334.24 | 62.41 | 68.84 | 6 | 0.43
2025 | PJM_ROR_2_VACAR | PJM_ROR | VACAR | Internal | Summer | B6 | 300 | 3000 | 2004.61 | 52.18 | 58.18 | 6 | 0
2025 | PJM_ROR_2_VACAR | PJM_ROR | VACAR | Internal | Summer | B7 | 400 | 3000 | 2619.29 | 44.46 | 50.46 | 6 | 0
2025 | PJM_ROR_2_VACAR | PJM_ROR | VACAR | Internal | Summer | B8 | 500 | 3000 | 344.33 | 42.5 | 48.5 | 6 | 0
2025 | PJM_ROR_2_VACAR | PJM_ROR | VACAR | Internal | Summer | B9 | 800 | 3000 | 0 | 40.51 | 44.65 | 6 | 0
2025 | PJM_ROR_2_VACAR | PJM_ROR | VACAR | Internal | Summer | B10 | 1262 | 3000 | 1392.6 | 37.34 | 43.34 | 6 | 0
2025 | PJM_ROR_2_VACAR | PJM_ROR | VACAR | Internal | Winter | B16 | 25 | 3000 | 4575.62 | 58.88 | 65.31 | 6 | 0.43
2025 | PJM_ROR_2_VACAR | PJM_ROR | VACAR | Internal | Winter | B17 | 100 | 3000 | 1600.85 | 53.36 | 59.36 | 6 | 0
2025 | PJM_ROR_2_VACAR | PJM_ROR | VACAR | Internal | Winter | B18 | 400 | 3000 | 0 | 48.74 | 50.82 | 6 | 0
2025 | PJM_ROR_2_VACAR | PJM_ROR | VACAR | Internal | Winter | B19 | 700 | 3000 | 0 | 45.96 | 50.81 | 6 | 0
2025 | PJM_ROR_2_VACAR | PJM_ROR | VACAR | Internal | Winter | B20 | 935 | 3000 | 0 | 39.91 | 44.62 | 6 | 0
2025 | PJM_ROM_2_NYISO_A-F | PJM_ROM | NYISO_A-F | Internal | Shoulder | B11 | 25 | 2000 | 0 | 56.65 | 48.07 | 6 | 0
2025 | PJM_ROM_2_NYISO_A-F | PJM_ROM | NYISO_A-F | Internal | Shoulder | B12 | 200 | 2000 | 0 | 50.55 | 43.95 | 6 | 0
2025 | PJM_ROM_2_NYISO_A-F | PJM_ROM | NYISO_A-F | Internal | Shoulder | B13 | 600 | 2000 | 0 | 47.08 | 43.94 | 6 | 0
2025 | PJM_ROM_2_NYISO_A-F | PJM_ROM | NYISO_A-F | Internal | Shoulder | B14 | 900 | 2000 | 0 | 44.23 | 43.47 | 6 | 0
2025 | PJM_ROM_2_NYISO_A-F | PJM_ROM | NYISO_A-F | Internal | Shoulder | B15 | 1203 | 2000 | 0 | 40.71 | 43.47 | 6 | 0
2025 | PJM_ROM_2_NYISO_A-F | PJM_ROM | NYISO_A-F | Internal | Summer | B1 | 10 | 2000 | 0 | 75.46 | 72.52 | 6 | 0
2025 | PJM_ROM_2_NYISO_A-F | PJM_ROM | NYISO_A-F | Internal | Summer | B2 | 25 | 2000 | 0 | 73.74 | 66.04 | 6 | 0
2025 | PJM_ROM_2_NYISO_A-F | PJM_ROM | NYISO_A-F | Internal | Summer | B3 | 75 | 2000 | 0 | 68.69 | 60.66 | 6 | 0
2025 | PJM_ROM_2_NYISO_A-F | PJM_ROM | NYISO_A-F | Internal | Summer | B4 | 100 | 2000 | 0 | 67.58 | 59 | 6 | 0
2025 | PJM_ROM_2_NYISO_A-F | PJM_ROM | NYISO_A-F | Internal | Summer | B5 | 200 | 2000 | 0 | 62.4 | 53.83 | 6 | 0
2025 | PJM_ROM_2_NYISO_A-F | PJM_ROM | NYISO_A-F | Internal | Summer | B6 | 300 | 2000 | 0 | 52.17 | 46.57 | 6 | 0
2025 | PJM_ROM_2_NYISO_A-F | PJM_ROM | NYISO_A-F | Internal | Summer | B7 | 400 | 2000 | 0 | 44.45 | 41.39 | 6 | 0
2025 | PJM_ROM_2_NYISO_A-F | PJM_ROM | NYISO_A-F | Internal | Summer | B8 | 500 | 2000 | 0 | 42.49 | 40.77 | 6 | 0
2025 | PJM_ROM_2_NYISO_A-F | PJM_ROM | NYISO_A-F | Internal | Summer | B9 | 800 | 2000 | 0 | 40.52 | 40.53 | 6 | 0
2025 | PJM_ROM_2_NYISO_A-F | PJM_ROM | NYISO_A-F | Internal | Summer | B10 | 1262 | 2000 | 0 | 37.35 | 40.53 | 6 | 0
2025 | PJM_ROM_2_NYISO_A-F | PJM_ROM | NYISO_A-F | Internal | Winter | B16 | 25 | 2000 | 0 | 58.87 | 53.17 | 6 | 0
2025 | PJM_ROM_2_NYISO_A-F | PJM_ROM | NYISO_A-F | Internal | Winter | B17 | 100 | 2000 | 0 | 53.36 | 51.53 | 6 | 0
2025 | PJM_ROM_2_NYISO_A-F | PJM_ROM | NYISO_A-F | Internal | Winter | B18 | 400 | 2000 | 0 | 48.75 | 49.65 | 6 | 0
2025 | PJM_ROM_2_NYISO_A-F | PJM_ROM | NYISO_A-F | Internal | Winter | B19 | 700 | 2000 | 0 | 45.97 | 49.03 | 6 | 0
2025 | PJM_ROM_2_NYISO_A-F | PJM_ROM | NYISO_A-F | Internal | Winter | B20 | 935 | 2000 | 2000.27 | 39.92 | 46.32 | 6 | 0.39
2025 | PJM_ROM_2_PJM_E | PJM_ROM | PJM_E | Internal | Shoulder | B11 | 25 | 8000 | 0 | 56.65 | 56.63 | 0.01 | 0
2025 | PJM_ROM_2_PJM_E | PJM_ROM | PJM_E | Internal | Shoulder | B12 | 200 | 8000 | 0 | 50.55 | 50.54 | 0.01 | 0
2025 | PJM_ROM_2_PJM_E | PJM_ROM | PJM_E | Internal | Shoulder | B13 | 600 | 8000 | 0 | 47.08 | 47.07 | 0.01 | 0
2025 | PJM_ROM_2_PJM_E | PJM_ROM | PJM_E | Internal | Shoulder | B14 | 900 | 8000 | 0 | 44.23 | 44.21 | 0.01 | 0
2025 | PJM_ROM_2_PJM_E | PJM_ROM | PJM_E | Internal | Shoulder | B15 | 1203 | 8000 | 265.38 | 40.71 | 40.72 | 0.01 | 0
2025 | PJM_ROM_2_PJM_E | PJM_ROM | PJM_E | Internal | Summer | B1 | 10 | 8000 | 2297.85 | 75.46 | 75.47 | 0.01 | 0
2025 | PJM_ROM_2_PJM_E | PJM_ROM | PJM_E | Internal | Summer | B2 | 25 | 8000 | 1460.54 | 73.74 | 73.75 | 0.01 | 0
2025 | PJM_ROM_2_PJM_E | PJM_ROM | PJM_E | Internal | Summer | B3 | 75 | 8000 | 0 | 68.69 | 68.67 | 0.01 | 0
2025 | PJM_ROM_2_PJM_E | PJM_ROM | PJM_E | Internal | Summer | B4 | 100 | 8000 | 0 | 67.58 | 67.56 | 0.01 | 0
2025 | PJM_ROM_2_PJM_E | PJM_ROM | PJM_E | Internal | Summer | B5 | 200 | 8000 | 0 | 62.4 | 62.39 | 0.01 | 0
2025 | PJM_ROM_2_PJM_E | PJM_ROM | PJM_E | Internal | Summer | B6 | 300 | 8000 | 0 | 52.17 | 52.16 | 0.01 | 0
2025 | PJM_ROM_2_PJM_E | PJM_ROM | PJM_E | Internal | Summer | B7 | 400 | 8000 | 0 | 44.45 | 44.44 | 0.01 | 0
2025 | PJM_ROM_2_PJM_E | PJM_ROM | PJM_E | Internal | Summer | B8 | 500 | 8000 | 0 | 42.49 | 42.48 | 0.01 | 0
2025 | PJM_ROM_2_PJM_E | PJM_ROM | PJM_E | Internal | Summer | B9 | 800 | 8000 | 1715.21 | 40.52 | 40.54 | 0.01 | 0
2025 | PJM_ROM_2_PJM_E | PJM_ROM | PJM_E | Internal | Summer | B10 | 1262 | 8000 | 3100.65 | 37.35 | 37.36 | 0.01 | 0
2025 | PJM_ROM_2_PJM_E | PJM_ROM | PJM_E | Internal | Winter | B16 | 25 | 8000 | 0 | 58.87 | 58.86 | 0.01 | 0
2025 | PJM_ROM_2_PJM_E | PJM_ROM | PJM_E | Internal | Winter | B17 | 100 | 8000 | 288.64 | 53.36 | 53.38 | 0.01 | 0
2025 | PJM_ROM_2_PJM_E | PJM_ROM | PJM_E | Internal | Winter | B18 | 400 | 8000 | 3454.87 | 48.75 | 48.76 | 0.01 | 0
2025 | PJM_ROM_2_PJM_E | PJM_ROM | PJM_E | Internal | Winter | B19 | 700 | 8000 | 3752.11 | 45.97 | 45.98 | 0.01 | 0
2025 | PJM_ROM_2_PJM_E | PJM_ROM | PJM_E | Internal | Winter | B20 | 935 | 8000 | 5345.21 | 39.92 | 39.93 | 0.01 | 0
2025 | PJM_ROM_2_PJM_ROR | PJM_ROM | PJM_ROR | Internal | Shoulder | B11 | 25 | 8000 | 10214.13 | 56.65 | 56.68 | 0.01 | 0.01
2025 | PJM_ROM_2_PJM_ROR | PJM_ROM | PJM_ROR | Internal | Shoulder | B12 | 200 | 8000 | 2521.93 | 50.55 | 50.56 | 0.01 | 0
2025 | PJM_ROM_2_PJM_ROR | PJM_ROM | PJM_ROR | Internal | Shoulder | B13 | 600 | 8000 | 0 | 47.08 | 47.08 | 0.01 | 0
2025 | PJM_ROM_2_PJM_ROR | PJM_ROM | PJM_ROR | Internal | Shoulder | B14 | 900 | 8000 | 795.36 | 44.23 | 44.24 | 0.01 | 0
2025 | PJM_ROM_2_PJM_ROR | PJM_ROM | PJM_ROR | Internal | Shoulder | B15 | 1203 | 8000 | 0 | 40.71 | 40.7 | 0.01 | 0
2025 | PJM_ROM_2_PJM_ROR | PJM_ROM | PJM_ROR | Internal | Summer | B1 | 10 | 8000 | 0 | 75.46 | 75.45 | 0.01 | 0
2025 | PJM_ROM_2_PJM_ROR | PJM_ROM | PJM_ROR | Internal | Summer | B2 | 25 | 8000 | 512.61 | 73.74 | 73.75 | 0.01 | 0
2025 | PJM_ROM_2_PJM_ROR | PJM_ROM | PJM_ROR | Internal | Summer | B3 | 75 | 8000 | 5445.39 | 68.69 | 68.7 | 0.01 | 0
2025 | PJM_ROM_2_PJM_ROR | PJM_ROM | PJM_ROR | Internal | Summer | B4 | 100 | 8000 | 12041.2 | 67.58 | 67.6 | 0.01 | 0.01
2025 | PJM_ROM_2_PJM_ROR | PJM_ROM | PJM_ROR | Internal | Summer | B5 | 200 | 8000 | 6987.54 | 62.4 | 62.41 | 0.01 | 0
2025 | PJM_ROM_2_PJM_ROR | PJM_ROM | PJM_ROR | Internal | Summer | B6 | 300 | 8000 | 1569.67 | 52.17 | 52.18 | 0.01 | 0
2025 | PJM_ROM_2_PJM_ROR | PJM_ROM | PJM_ROR | Internal | Summer | B7 | 400 | 8000 | 2380.84 | 44.45 | 44.46 | 0.01 | 0
2025 | PJM_ROM_2_PJM_ROR | PJM_ROM | PJM_ROR | Internal | Summer | B8 | 500 | 8000 | 1038.04 | 42.49 | 42.5 | 0.01 | 0
2025 | PJM_ROM_2_PJM_ROR | PJM_ROM | PJM_ROR | Internal | Summer | B9 | 800 | 8000 | 0 | 40.52 | 40.51 | 0.01 | 0
2025 | PJM_ROM_2_PJM_ROR | PJM_ROM | PJM_ROR | Internal | Summer | B10 | 1262 | 8000 | 0 | 37.35 | 37.34 | 0.01 | 0
2025 | PJM_ROM_2_PJM_ROR | PJM_ROM | PJM_ROR | Internal | Winter | B16 | 25 | 8000 | 993.61 | 58.87 | 58.88 | 0.01 | 0
2025 | PJM_ROM_2_PJM_ROR | PJM_ROM | PJM_ROR | Internal | Winter | B17 | 100 | 8000 | 0 | 53.36 | 53.36 | 0.01 | 0
2025 | PJM_ROM_2_PJM_ROR | PJM_ROM | PJM_ROR | Internal | Winter | B18 | 400 | 8000 | 0 | 48.75 | 48.74 | 0.01 | 0
2025 | PJM_ROM_2_PJM_ROR | PJM_ROM | PJM_ROR | Internal | Winter | B19 | 700 | 8000 | 0 | 45.97 | 45.96 | 0.01 | 0
2025 | PJM_ROM_2_PJM_ROR | PJM_ROM | PJM_ROR | Internal | Winter | B20 | 935 | 8000 | 0 | 39.92 | 39.91 | 0.01 | 0
2025 | SOCO_2_FRCC | SOCO | FRCC | Internal | Shoulder | B11 | 25 | 3700 | 4467.34 | 70.43 | 80.44 | 10 | 0.01
2025 | SOCO_2_FRCC | SOCO | FRCC | Internal | Shoulder | B12 | 200 | 3700 | 1560.74 | 52.05 | 62.05 | 10 | 0
2025 | SOCO_2_FRCC | SOCO | FRCC | Internal | Shoulder | B13 | 600 | 3700 | 0 | 46.99 | 54.47 | 10 | 0
2025 | SOCO_2_FRCC | SOCO | FRCC | Internal | Shoulder | B14 | 900 | 3700 | 0 | 46.99 | 54.47 | 10 | 0
2025 | SOCO_2_FRCC | SOCO | FRCC | Internal | Shoulder | B15 | 1203 | 3700 | 0 | 46.99 | 52.22 | 10 | 0
2025 | SOCO_2_FRCC | SOCO | FRCC | Internal | Summer | B1 | 10 | 3700 | 999.75 | 86.22 | 96.22 | 10 | 0
2025 | SOCO_2_FRCC | SOCO | FRCC | Internal | Summer | B2 | 25 | 3700 | 0 | 78.71 | 85.03 | 10 | 0
2025 | SOCO_2_FRCC | SOCO | FRCC | Internal | Summer | B3 | 75 | 3700 | 0 | 78.71 | 85.03 | 10 | 0
2025 | SOCO_2_FRCC | SOCO | FRCC | Internal | Summer | B4 | 100 | 3700 | 0 | 77.21 | 85.03 | 10 | 0
2025 | SOCO_2_FRCC | SOCO | FRCC | Internal | Summer | B5 | 200 | 3700 | 0 | 76.16 | 85.03 | 10 | 0
2025 | SOCO_2_FRCC | SOCO | FRCC | Internal | Summer | B6 | 300 | 3700 | 744.52 | 63.17 | 73.17 | 10 | 0
2025 | SOCO_2_FRCC | SOCO | FRCC | Internal | Summer | B7 | 400 | 3700 | 2839.16 | 57.46 | 67.46 | 10 | 0
2025 | SOCO_2_FRCC | SOCO | FRCC | Internal | Summer | B8 | 500 | 3700 | 479.51 | 51.08 | 61.08 | 10 | 0
2025 | SOCO_2_FRCC | SOCO | FRCC | Internal | Summer | B9 | 800 | 3700 | 0 | 45.59 | 53.62 | 10 | 0
2025 | SOCO_2_FRCC | SOCO | FRCC | Internal | Summer | B10 | 1262 | 3700 | 0 | 45.59 | 51.42 | 10 | 0
2025 | SOCO_2_FRCC | SOCO | FRCC | Internal | Winter | B16 | 25 | 3700 | 0 | 72.31 | 82.24 | 10 | 0
2025 | SOCO_2_FRCC | SOCO | FRCC | Internal | Winter | B17 | 100 | 3700 | 1492.5 | 53.26 | 63.26 | 10 | 0
2025 | SOCO_2_FRCC | SOCO | FRCC | Internal | Winter | B18 | 400 | 3700 | 0 | 49.88 | 57.03 | 10 | 0
2025 | SOCO_2_FRCC | SOCO | FRCC | Internal | Winter | B19 | 700 | 3700 | 0 | 49.88 | 56.53 | 10 | 0
2025 | SOCO_2_FRCC | SOCO | FRCC | Internal | Winter | B20 | 935 | 3700 | 0 | 49.88 | 54.68 | 10 | 0
2025 | SOCO_2_VACAR | SOCO | VACAR | Internal | Shoulder | B11 | 25 | 2000 | 0 | 70.43 | 63.11 | 10 | 0
2025 | SOCO_2_VACAR | SOCO | VACAR | Internal | Shoulder | B12 | 200 | 2000 | 0 | 52.05 | 53.54 | 10 | 0
2025 | SOCO_2_VACAR | SOCO | VACAR | Internal | Shoulder | B13 | 600 | 2000 | 0 | 46.99 | 50.63 | 10 | 0
2025 | SOCO_2_VACAR | SOCO | VACAR | Internal | Shoulder | B14 | 900 | 2000 | 0 | 46.99 | 48.8 | 10 | 0
2025 | SOCO_2_VACAR | SOCO | VACAR | Internal | Shoulder | B15 | 1203 | 2000 | 0 | 46.99 | 46.55 | 10 | 0
2025 | SOCO_2_VACAR | SOCO | VACAR | Internal | Summer | B1 | 10 | 2000 | 0 | 86.22 | 81.45 | 10 | 0
2025 | SOCO_2_VACAR | SOCO | VACAR | Internal | Summer | B2 | 25 | 2000 | 0 | 78.71 | 80.18 | 10 | 0
2025 | SOCO_2_VACAR | SOCO | VACAR | Internal | Summer | B3 | 75 | 2000 | 0 | 78.71 | 75.13 | 10 | 0
2025 | SOCO_2_VACAR | SOCO | VACAR | Internal | Summer | B4 | 100 | 2000 | 0 | 77.21 | 74.03 | 10 | 0
2025 | SOCO_2_VACAR | SOCO | VACAR | Internal | Summer | B5 | 200 | 2000 | 0 | 76.16 | 68.84 | 10 | 0
2025 | SOCO_2_VACAR | SOCO | VACAR | Internal | Summer | B6 | 300 | 2000 | 0 | 63.17 | 58.18 | 10 | 0
2025 | SOCO_2_VACAR | SOCO | VACAR | Internal | Summer | B7 | 400 | 2000 | 0 | 57.46 | 50.46 | 10 | 0
2025 | SOCO_2_VACAR | SOCO | VACAR | Internal | Summer | B8 | 500 | 2000 | 0 | 51.08 | 48.5 | 10 | 0
2025 | SOCO_2_VACAR | SOCO | VACAR | Internal | Summer | B9 | 800 | 2000 | 0 | 45.59 | 44.65 | 10 | 0
2025 | SOCO_2_VACAR | SOCO | VACAR | Internal | Summer | B10 | 1262 | 2000 | 0 | 45.59 | 43.34 | 10 | 0
2025 | SOCO_2_VACAR | SOCO | VACAR | Internal | Winter | B16 | 25 | 2000 | 0 | 72.31 | 65.31 | 10 | 0
2025 | SOCO_2_VACAR | SOCO | VACAR | Internal | Winter | B17 | 100 | 2000 | 0 | 53.26 | 59.36 | 10 | 0
2025 | SOCO_2_VACAR | SOCO | VACAR | Internal | Winter | B18 | 400 | 2000 | 0 | 49.88 | 50.82 | 10 | 0
2025 | SOCO_2_VACAR | SOCO | VACAR | Internal | Winter | B19 | 700 | 2000 | 0 | 49.88 | 50.81 | 10 | 0
2025 | SOCO_2_VACAR | SOCO | VACAR | Internal | Winter | B20 | 935 | 2000 | 0 | 49.88 | 44.62 | 10 | 0
2025 | SPP_N_2_ENT | SPP_N | ENT | Internal | Shoulder | B11 | 25 | 1800 | 0 | 65.65 | 66.43 | 5 | 0
2025 | SPP_N_2_ENT | SPP_N | ENT | Internal | Shoulder | B12 | 200 | 1800 | 0 | 48.59 | 46.94 | 5 | 0
2025 | SPP_N_2_ENT | SPP_N | ENT | Internal | Shoulder | B13 | 600 | 1800 | 0 | 47.04 | 46.94 | 5 | 0
2025 | SPP_N_2_ENT | SPP_N | ENT | Internal | Shoulder | B14 | 900 | 1800 | 0 | 45.88 | 46.6 | 5 | 0
2025 | SPP_N_2_ENT | SPP_N | ENT | Internal | Shoulder | B15 | 1203 | 1800 | 0 | 44.97 | 46.6 | 5 | 0
2025 | SPP_N_2_ENT | SPP_N | ENT | Internal | Summer | B1 | 10 | 1800 | 0 | 74.03 | 78.22 | 5 | 0
2025 | SPP_N_2_ENT | SPP_N | ENT | Internal | Summer | B2 | 25 | 1800 | 0 | 74.03 | 75.77 | 5 | 0
2025 | SPP_N_2_ENT | SPP_N | ENT | Internal | Summer | B3 | 75 | 1800 | 0 | 73.81 | 75.77 | 5 | 0
2025 | SPP_N_2_ENT | SPP_N | ENT | Internal | Summer | B4 | 100 | 1800 | 0 | 73.14 | 74.67 | 5 | 0
2025 | SPP_N_2_ENT | SPP_N | ENT | Internal | Summer | B5 | 200 | 1800 | 0 | 63.97 | 68.16 | 5 | 0
2025 | SPP_N_2_ENT | SPP_N | ENT | Internal | Summer | B6 | 300 | 1800 | 0 | 58.59 | 59.57 | 5 | 0
2025 | SPP_N_2_ENT | SPP_N | ENT | Internal | Summer | B7 | 400 | 1800 | 0 | 49.89 | 49.46 | 5 | 0
2025 | SPP_N_2_ENT | SPP_N | ENT | Internal | Summer | B8 | 500 | 1800 | 0 | 45.39 | 45.42 | 5 | 0
2025 | SPP_N_2_ENT | SPP_N | ENT | Internal | Summer | B9 | 800 | 1800 | 0 | 44.25 | 45.09 | 5 | 0
2025 | SPP_N_2_ENT | SPP_N | ENT | Internal | Summer | B10 | 1262 | 1800 | 0 | 43.31 | 43.61 | 5 | 0
2025 | SPP_N_2_ENT | SPP_N | ENT | Internal | Winter | B16 | 25 | 1800 | 0 | 63.88 | 64.31 | 5 | 0
2025 | SPP_N_2_ENT | SPP_N | ENT | Internal | Winter | B17 | 100 | 1800 | 0 | 49.76 | 49.93 | 5 | 0
2025 | SPP_N_2_ENT | SPP_N | ENT | Internal | Winter | B18 | 400 | 1800 | 0 | 48.02 | 49.93 | 5 | 0
2025 | SPP_N_2_ENT | SPP_N | ENT | Internal | Winter | B19 | 700 | 1800 | 0 | 48.02 | 49.57 | 5 | 0
2025 | SPP_N_2_ENT | SPP_N | ENT | Internal | Winter | B20 | 935 | 1800 | 0 | 47.32 | 47.93 | 5 | 0
2025 | SPP_N_2_MISO_MO-IL | SPP_N | MISO_MO-IL | Internal | Shoulder | B11 | 25 | 2000 | 0 | 65.65 | 58.66 | 5 | 0
2025 | SPP_N_2_MISO_MO-IL | SPP_N | MISO_MO-IL | Internal | Shoulder | B12 | 200 | 2000 | 0 | 48.59 | 48.56 | 5 | 0
2025 | SPP_N_2_MISO_MO-IL | SPP_N | MISO_MO-IL | Internal | Shoulder | B13 | 600 | 2000 | 0 | 47.04 | 45.08 | 5 | 0
2025 | SPP_N_2_MISO_MO-IL | SPP_N | MISO_MO-IL | Internal | Shoulder | B14 | 900 | 2000 | 0 | 45.88 | 43.33 | 5 | 0
2025 | SPP_N_2_MISO_MO-IL | SPP_N | MISO_MO-IL | Internal | Shoulder | B15 | 1203 | 2000 | 0 | 44.97 | 41.75 | 5 | 0
2025 | SPP_N_2_MISO_MO-IL | SPP_N | MISO_MO-IL | Internal | Summer | B1 | 10 | 2000 | 0 | 74.03 | 73.45 | 5 | 0
2025 | SPP_N_2_MISO_MO-IL | SPP_N | MISO_MO-IL | Internal | Summer | B2 | 25 | 2000 | 0 | 74.03 | 71.75 | 5 | 0
2025 | SPP_N_2_MISO_MO-IL | SPP_N | MISO_MO-IL | Internal | Summer | B3 | 75 | 2000 | 0 | 73.81 | 69.47 | 5 | 0
2025 | SPP_N_2_MISO_MO-IL | SPP_N | MISO_MO-IL | Internal | Summer | B4 | 100 | 2000 | 0 | 73.14 | 66.67 | 5 | 0
2025 | SPP_N_2_MISO_MO-IL | SPP_N | MISO_MO-IL | Internal | Summer | B5 | 200 | 2000 | 0 | 63.97 | 60.42 | 5 | 0
2025 | SPP_N_2_MISO_MO-IL | SPP_N | MISO_MO-IL | Internal | Summer | B6 | 300 | 2000 | 0 | 58.59 | 51.57 | 5 | 0
2025 | SPP_N_2_MISO_MO-IL | SPP_N | MISO_MO-IL | Internal | Summer | B7 | 400 | 2000 | 0 | 49.89 | 42.77 | 5 | 0
2025 | SPP_N_2_MISO_MO-IL | SPP_N | MISO_MO-IL | Internal | Summer | B8 | 500 | 2000 | 0 | 45.39 | 41.08 | 5 | 0
2025 | SPP_N_2_MISO_MO-IL | SPP_N | MISO_MO-IL | Internal | Summer | B9 | 800 | 2000 | 0 | 44.25 | 40.34 | 5 | 0
2025 | SPP_N_2_MISO_MO-IL | SPP_N | MISO_MO-IL | Internal | Summer | B10 | 1262 | 2000 | 0 | 43.31 | 38.05 | 5 | 0
2025 | SPP_N_2_MISO_MO-IL | SPP_N | MISO_MO-IL | Internal | Winter | B16 | 25 | 2000 | 0 | 63.88 | 56.89 | 5 | 0
2025 | SPP_N_2_MISO_MO-IL | SPP_N | MISO_MO-IL | Internal | Winter | B17 | 100 | 2000 | 0 | 49.76 | 51.37 | 5 | 0
2025 | SPP_N_2_MISO_MO-IL | SPP_N | MISO_MO-IL | Internal | Winter | B18 | 400 | 2000 | 0 | 48.02 | 47.04 | 5 | 0
2025 | SPP_N_2_MISO_MO-IL | SPP_N | MISO_MO-IL | Internal | Winter | B19 | 700 | 2000 | 0 | 48.02 | 44.37 | 5 | 0
2025 | SPP_N_2_MISO_MO-IL | SPP_N | MISO_MO-IL | Internal | Winter | B20 | 935 | 2000 | 0 | 47.32 | 40.2 | 5 | 0
2025 | SPP_N_2_NE | SPP_N | NE | Internal | Shoulder | B11 | 25 | 330 | 0 | 65.65 | 64.91 | 0.01 | 0
2025 | SPP_N_2_NE | SPP_N | NE | Internal | Shoulder | B12 | 200 | 330 | 0 | 48.59 | 48.58 | 0.01 | 0
2025 | SPP_N_2_NE | SPP_N | NE | Internal | Shoulder | B13 | 600 | 330 | 0 | 47.04 | 47.03 | 0.01 | 0
2025 | SPP_N_2_NE | SPP_N | NE | Internal | Shoulder | B14 | 900 | 330 | 0 | 45.88 | 45.87 | 0.01 | 0
2025 | SPP_N_2_NE | SPP_N | NE | Internal | Shoulder | B15 | 1203 | 330 | 0 | 44.97 | 44.95 | 0.01 | 0
2025 | SPP_N_2_NE | SPP_N | NE | Internal | Summer | B1 | 10 | 330 | 0 | 74.03 | 73.45 | 0.01 | 0
2025 | SPP_N_2_NE | SPP_N | NE | Internal | Summer | B2 | 25 | 330 | 0 | 74.03 | 73.28 | 0.01 | 0
2025 | SPP_N_2_NE | SPP_N | NE | Internal | Summer | B3 | 75 | 330 | 0 | 73.81 | 73.07 | 0.01 | 0
2025 | SPP_N_2_NE | SPP_N | NE | Internal | Summer | B4 | 100 | 330 | 0 | 73.14 | 72.39 | 0.01 | 0
2025 | SPP_N_2_NE | SPP_N | NE | Internal | Summer | B5 | 200 | 330 | 0 | 63.97 | 63.96 | 0.01 | 0
2025 | SPP_N_2_NE | SPP_N | NE | Internal | Summer | B6 | 300 | 330 | 0 | 58.59 | 57.85 | 0.01 | 0
2025 | SPP_N_2_NE | SPP_N | NE | Internal | Summer | B7 | 400 | 330 | 0 | 49.89 | 49.14 | 0.01 | 0
2025 | SPP_N_2_NE | SPP_N | NE | Internal | Summer | B8 | 500 | 330 | 0 | 45.39 | 44.64 | 0.01 | 0
2025 | SPP_N_2_NE | SPP_N | NE | Internal | Summer | B9 | 800 | 330 | 0 | 44.25 | 43.51 | 0.01 | 0
2025 | SPP_N_2_NE | SPP_N | NE | Internal | Summer | B10 | 1262 | 330 | 0 | 43.31 | 42.57 | 0.01 | 0
2025 | SPP_N_2_NE | SPP_N | NE | Internal | Winter | B16 | 25 | 330 | 0 | 63.88 | 63.13 | 0.01 | 0
2025 | SPP_N_2_NE | SPP_N | NE | Internal | Winter | B17 | 100 | 330 | 0 | 49.76 | 49.02 | 0.01 | 0
2025 | SPP_N_2_NE | SPP_N | NE | Internal | Winter | B18 | 400 | 330 | 0 | 48.02 | 47.28 | 0.01 | 0
2025 | SPP_N_2_NE | SPP_N | NE | Internal | Winter | B19 | 700 | 330 | 0 | 48.02 | 47.28 | 0.01 | 0
2025 | SPP_N_2_NE | SPP_N | NE | Internal | Winter | B20 | 935 | 330 | 0 | 47.32 | 46.57 | 0.01 | 0
2025 | SPP_N_2_SPP_S | SPP_N | SPP_S | Internal | Shoulder | B11 | 25 | 4000 | 0 | 65.65 | 64.85 | 0.01 | 0
2025 | SPP_N_2_SPP_S | SPP_N | SPP_S | Internal | Shoulder | B12 | 200 | 4000 | 0 | 48.59 | 48.58 | 0.01 | 0
2025 | SPP_N_2_SPP_S | SPP_N | SPP_S | Internal | Shoulder | B13 | 600 | 4000 | 0 | 47.04 | 47.03 | 0.01 | 0
2025 | SPP_N_2_SPP_S | SPP_N | SPP_S | Internal | Shoulder | B14 | 900 | 4000 | 0 | 45.88 | 45.87 | 0.01 | 0
2025 | SPP_N_2_SPP_S | SPP_N | SPP_S | Internal | Shoulder | B15 | 1203 | 4000 | 727.26 | 44.97 | 44.98 | 0.01 | 0
2025 | SPP_N_2_SPP_S | SPP_N | SPP_S | Internal | Summer | B1 | 10 | 4000 | 0 | 74.03 | 73.22 | 0.01 | 0
2025 | SPP_N_2_SPP_S | SPP_N | SPP_S | Internal | Summer | B2 | 25 | 4000 | 0 | 74.03 | 73.22 | 0.01 | 0
2025 | SPP_N_2_SPP_S | SPP_N | SPP_S | Internal | Summer | B3 | 75 | 4000 | 0 | 73.81 | 73.01 | 0.01 | 0
2025 | SPP_N_2_SPP_S | SPP_N | SPP_S | Internal | Summer | B4 | 100 | 4000 | 0 | 73.14 | 72.33 | 0.01 | 0
2025 | SPP_N_2_SPP_S | SPP_N | SPP_S | Internal | Summer | B5 | 200 | 4000 | 0 | 63.97 | 63.16 | 0.01 | 0
2025 | SPP_N_2_SPP_S | SPP_N | SPP_S | Internal | Summer | B6 | 300 | 4000 | 3769.43 | 58.59 | 58.6 | 0.01 | 0
2025 | SPP_N_2_SPP_S | SPP_N | SPP_S | Internal | Summer | B7 | 400 | 4000 | 2662.71 | 49.89 | 49.9 | 0.01 | 0
2025 | SPP_N_2_SPP_S | SPP_N | SPP_S | Internal | Summer | B8 | 500 | 4000 | 1382 | 45.39 | 45.4 | 0.01 | 0
2025 | SPP_N_2_SPP_S | SPP_N | SPP_S | Internal | Summer | B9 | 800 | 4000 | 1166.19 | 44.25 | 44.26 | 0.01 | 0
2025 | SPP_N_2_SPP_S | SPP_N | SPP_S | Internal | Summer | B10 | 1262 | 4000 | 3986.17 | 43.31 | 43.33 | 0.01 | 0
2025 | SPP_N_2_SPP_S | SPP_N | SPP_S | Internal | Winter | B16 | 25 | 4000 | 1967.17 | 63.88 | 63.89 | 0.01 | 0
2025 | SPP_N_2_SPP_S | SPP_N | SPP_S | Internal | Winter | B17 | 100 | 4000 | 1049.3 | 49.76 | 49.77 | 0.01 | 0
2025 | SPP_N_2_SPP_S | SPP_N | SPP_S | Internal | Winter | B18 | 400 | 4000 | 831.7 | 48.02 | 48.03 | 0.01 | 0
2025 | SPP_N_2_SPP_S | SPP_N | SPP_S | Internal | Winter | B19 | 700 | 4000 | 1470.56 | 48.02 | 48.03 | 0.01 | 0
2025 | SPP_N_2_SPP_S | SPP_N | SPP_S | Internal | Winter | B20 | 935 | 4000 | 3785.2 | 47.32 | 47.33 | 0.01 | 0
2025 | SPP_S_2_ENT | SPP_S | ENT | Internal | Shoulder | B11 | 25 | 850 | 0 | 64.85 | 66.43 | 5 | 0
2025 | SPP_S_2_ENT | SPP_S | ENT | Internal | Shoulder | B12 | 200 | 850 | 0 | 48.58 | 46.94 | 5 | 0
2025 | SPP_S_2_ENT | SPP_S | ENT | Internal | Shoulder | B13 | 600 | 850 | 0 | 47.03 | 46.94 | 5 | 0
2025 | SPP_S_2_ENT | SPP_S | ENT | Internal | Shoulder | B14 | 900 | 850 | 0 | 45.87 | 46.6 | 5 | 0
2025 | SPP_S_2_ENT | SPP_S | ENT | Internal | Shoulder | B15 | 1203 | 850 | 0 | 44.98 | 46.6 | 5 | 0
2025 | SPP_S_2_ENT | SPP_S | ENT | Internal | Summer | B1 | 10 | 850 | 575.07 | 73.22 | 78.22 | 5 | 0
2025 | SPP_S_2_ENT | SPP_S | ENT | Internal | Summer | B2 | 25 | 850 | 0 | 73.22 | 75.77 | 5 | 0
2025 | SPP_S_2_ENT | SPP_S | ENT | Internal | Summer | B3 | 75 | 850 | 0 | 73.01 | 75.77 | 5 | 0
2025 | SPP_S_2_ENT | SPP_S | ENT | Internal | Summer | B4 | 100 | 850 | 0 | 72.33 | 74.67 | 5 | 0
2025 | SPP_S_2_ENT | SPP_S | ENT | Internal | Summer | B5 | 200 | 850 | 65.72 | 63.16 | 68.16 | 5 | 0
2025 | SPP_S_2_ENT | SPP_S | ENT | Internal | Summer | B6 | 300 | 850 | 0 | 58.6 | 59.57 | 5 | 0
2025 | SPP_S_2_ENT | SPP_S | ENT | Internal | Summer | B7 | 400 | 850 | 0 | 49.9 | 49.46 | 5 | 0
2025 | SPP_S_2_ENT | SPP_S | ENT | Internal | Summer | B8 | 500 | 850 | 0 | 45.4 | 45.42 | 5 | 0
2025 | SPP_S_2_ENT | SPP_S | ENT | Internal | Summer | B9 | 800 | 850 | 0 | 44.26 | 45.09 | 5 | 0
2025 | SPP_S_2_ENT | SPP_S | ENT | Internal | Summer | B10 | 1262 | 850 | 0 | 43.33 | 43.61 | 5 | 0
2025 | SPP_S_2_ENT | SPP_S | ENT | Internal | Winter | B16 | 25 | 850 | 0 | 63.89 | 64.31 | 5 | 0
2025 | SPP_S_2_ENT | SPP_S | ENT | Internal | Winter | B17 | 100 | 850 | 0 | 49.77 | 49.93 | 5 | 0
2025 | SPP_S_2_ENT | SPP_S | ENT | Internal | Winter | B18 | 400 | 850 | 0 | 48.03 | 49.93 | 5 | 0
2025 | SPP_S_2_ENT | SPP_S | ENT | Internal | Winter | B19 | 700 | 850 | 0 | 48.03 | 49.57 | 5 | 0
2025 | SPP_S_2_ENT | SPP_S | ENT | Internal | Winter | B20 | 935 | 850 | 0 | 47.33 | 47.93 | 5 | 0
2025 | SPP_S_2_SPP_N | SPP_S | SPP_N | Internal | Shoulder | B11 | 25 | 640 | 1274.9 | 64.85 | 65.65 | 0.01 | 0.79
2025 | SPP_S_2_SPP_N | SPP_S | SPP_N | Internal | Shoulder | B12 | 200 | 640 | 631.8 | 48.58 | 48.59 | 0.01 | 0
2025 | SPP_S_2_SPP_N | SPP_S | SPP_N | Internal | Shoulder | B13 | 600 | 640 | 609.96 | 47.03 | 47.04 | 0.01 | 0
2025 | SPP_S_2_SPP_N | SPP_S | SPP_N | Internal | Shoulder | B14 | 900 | 640 | 631.61 | 45.87 | 45.88 | 0.01 | 0
2025 | SPP_S_2_SPP_N | SPP_S | SPP_N | Internal | Shoulder | B15 | 1203 | 640 | 0 | 44.98 | 44.97 | 0.01 | 0
2025 | SPP_S_2_SPP_N | SPP_S | SPP_N | Internal | Summer | B1 | 10 | 640 | 4030.76 | 73.22 | 74.03 | 0.01 | 0.79
2025 | SPP_S_2_SPP_N | SPP_S | SPP_N | Internal | Summer | B2 | 25 | 640 | 4181.75 | 73.22 | 74.03 | 0.01 | 0.79
2025 | SPP_S_2_SPP_N | SPP_S | SPP_N | Internal | Summer | B3 | 75 | 640 | 3930.93 | 73.01 | 73.81 | 0.01 | 0.79
2025 | SPP_S_2_SPP_N | SPP_S | SPP_N | Internal | Summer | B4 | 100 | 640 | 3512.91 | 72.33 | 73.14 | 0.01 | 0.79
2025 | SPP_S_2_SPP_N | SPP_S | SPP_N | Internal | Summer | B5 | 200 | 640 | 3180.07 | 63.16 | 63.97 | 0.01 | 0.79
2025 | SPP_S_2_SPP_N | SPP_S | SPP_N | Internal | Summer | B6 | 300 | 640 | 0 | 58.6 | 58.59 | 0.01 | 0
2025 | SPP_S_2_SPP_N | SPP_S | SPP_N | Internal | Summer | B7 | 400 | 640 | 0 | 49.9 | 49.89 | 0.01 | 0
2025 | SPP_S_2_SPP_N | SPP_S | SPP_N | Internal | Summer | B8 | 500 | 640 | 0 | 45.4 | 45.39 | 0.01 | 0
2025 | SPP_S_2_SPP_N | SPP_S | SPP_N | Internal | Summer | B9 | 800 | 640 | 0 | 44.26 | 44.25 | 0.01 | 0
2025 | SPP_S_2_SPP_N | SPP_S | SPP_N | Internal | Summer | B10 | 1262 | 640 | 0 | 43.33 | 43.31 | 0.01 | 0
2025 | SPP_S_2_SPP_N | SPP_S | SPP_N | Internal | Winter | B16 | 25 | 640 | 0 | 63.89 | 63.88 | 0.01 | 0
2025 | SPP_S_2_SPP_N | SPP_S | SPP_N | Internal | Winter | B17 | 100 | 640 | 0 | 49.77 | 49.76 | 0.01 | 0
2025 | SPP_S_2_SPP_N | SPP_S | SPP_N | Internal | Winter | B18 | 400 | 640 | 0 | 48.03 | 48.02 | 0.01 | 0
2025 | SPP_S_2_SPP_N | SPP_S | SPP_N | Internal | Winter | B19 | 700 | 640 | 0 | 48.03 | 48.02 | 0.01 | 0
2025 | SPP_S_2_SPP_N | SPP_S | SPP_N | Internal | Winter | B20 | 935 | 640 | 0 | 47.33 | 47.32 | 0.01 | 0
2025 | TVA_2_NonRTO_Midwest | TVA | NonRTO_Midwest | Internal | Shoulder | B11 | 25 | 100 | 0 | 61.43 | 66.68 | 9 | 0
2025 | TVA_2_NonRTO_Midwest | TVA | NonRTO_Midwest | Internal | Shoulder | B12 | 200 | 100 | 806.46 | 47.2 | 56.58 | 9 | 0.37
2025 | TVA_2_NonRTO_Midwest | TVA | NonRTO_Midwest | Internal | Shoulder | B13 | 600 | 100 | 0 | 46.54 | 53.09 | 9 | 0
2025 | TVA_2_NonRTO_Midwest | TVA | NonRTO_Midwest | Internal | Shoulder | B14 | 900 | 100 | 0 | 46.54 | 44.71 | 9 | 0
2025 | TVA_2_NonRTO_Midwest | TVA | NonRTO_Midwest | Internal | Shoulder | B15 | 1203 | 100 | 0 | 45.2 | 37.58 | 9 | 0
2025 | TVA_2_NonRTO_Midwest | TVA | NonRTO_Midwest | Internal | Summer | B1 | 10 | 100 | 0 | 81.46 | 75.82 | 9 | 0
2025 | TVA_2_NonRTO_Midwest | TVA | NonRTO_Midwest | Internal | Summer | B2 | 25 | 100 | 0 | 79.76 | 75.82 | 9 | 0
2025 | TVA_2_NonRTO_Midwest | TVA | NonRTO_Midwest | Internal | Summer | B3 | 75 | 100 | 0 | 74.71 | 75.82 | 9 | 0
2025 | TVA_2_NonRTO_Midwest | TVA | NonRTO_Midwest | Internal | Summer | B4 | 100 | 100 | 0 | 73.61 | 74.68 | 9 | 0
2025 | TVA_2_NonRTO_Midwest | TVA | NonRTO_Midwest | Internal | Summer | B5 | 200 | 100 | 0 | 67.16 | 68.43 | 9 | 0
2025 | TVA_2_NonRTO_Midwest | TVA | NonRTO_Midwest | Internal | Summer | B6 | 300 | 100 | 0 | 52.8 | 59.55 | 9 | 0
2025 | TVA_2_NonRTO_Midwest | TVA | NonRTO_Midwest | Internal | Summer | B7 | 400 | 100 | 0 | 47.09 | 46.91 | 9 | 0
2025 | TVA_2_NonRTO_Midwest | TVA | NonRTO_Midwest | Internal | Summer | B8 | 500 | 100 | 0 | 45.16 | 43.75 | 9 | 0
2025 | TVA_2_NonRTO_Midwest | TVA | NonRTO_Midwest | Internal | Summer | B9 | 800 | 100 | 0 | 44.78 | 38.19 | 9 | 0
2025 | TVA_2_NonRTO_Midwest | TVA | NonRTO_Midwest | Internal | Summer | B10 | 1262 | 100 | 0 | 37.41 | 35.53 | 9 | 0
2025 | TVA_2_NonRTO_Midwest | TVA | NonRTO_Midwest | Internal | Winter | B16 | 25 | 100 | 0 | 63.29 | 65.11 | 9 | 0
2025 | TVA_2_NonRTO_Midwest | TVA | NonRTO_Midwest | Internal | Winter | B17 | 100 | 100 | 0 | 51.52 | 59.38 | 9 | 0
2025 | TVA_2_NonRTO_Midwest | TVA | NonRTO_Midwest | Internal | Winter | B18 | 400 | 100 | 100 | 45.69 | 55.06 | 9 | 0.37
2025 | TVA_2_NonRTO_Midwest | TVA | NonRTO_Midwest | Internal | Winter | B19 | 700 | 100 | 0 | 45.69 | 44.71 | 9 | 0
2025 | TVA_2_NonRTO_Midwest | TVA | NonRTO_Midwest | Internal | Winter | B20 | 935 | 100 | 0 | 45.69 | 37.68 | 9 | 0
2025 | TVA_2_SOCO | TVA | SOCO | Internal | Shoulder | B11 | 25 | 500 | 478.01 | 61.43 | 70.43 | 9 | 0
2025 | TVA_2_SOCO | TVA | SOCO | Internal | Shoulder | B12 | 200 | 500 | 0 | 47.2 | 52.05 | 9 | 0
2025 | TVA_2_SOCO | TVA | SOCO | Internal | Shoulder | B13 | 600 | 500 | 0 | 46.54 | 46.99 | 9 | 0
2025 | TVA_2_SOCO | TVA | SOCO | Internal | Shoulder | B14 | 900 | 500 | 0 | 46.54 | 46.99 | 9 | 0
2025 | TVA_2_SOCO | TVA | SOCO | Internal | Shoulder | B15 | 1203 | 500 | 0 | 45.2 | 46.99 | 9 | 0
2025 | TVA_2_SOCO | TVA | SOCO | Internal | Summer | B1 | 10 | 500 | 0 | 81.46 | 86.22 | 9 | 0
2025 | TVA_2_SOCO | TVA | SOCO | Internal | Summer | B2 | 25 | 500 | 0 | 79.76 | 78.71 | 9 | 0
2025 | TVA_2_SOCO | TVA | SOCO | Internal | Summer | B3 | 75 | 500 | 0 | 74.71 | 78.71 | 9 | 0
2025 | TVA_2_SOCO | TVA | SOCO | Internal | Summer | B4 | 100 | 500 | 0 | 73.61 | 77.21 | 9 | 0
2025 | TVA_2_SOCO | TVA | SOCO | Internal | Summer | B5 | 200 | 500 | 321.48 | 67.16 | 76.16 | 9 | 0
2025 | TVA_2_SOCO | TVA | SOCO | Internal | Summer | B6 | 300 | 500 | 2877.33 | 52.8 | 63.17 | 9 | 1.37
2025 | TVA_2_SOCO | TVA | SOCO | Internal | Summer | B7 | 400 | 500 | 3240.69 | 47.09 | 57.46 | 9 | 1.37
2025 | TVA_2_SOCO | TVA | SOCO | Internal | Summer | B8 | 500 | 500 | 0 | 45.16 | 51.08 | 9 | 0
2025 | TVA_2_SOCO | TVA | SOCO | Internal | Summer | B9 | 800 | 500 | 0 | 44.78 | 45.59 | 9 | 0
2025 | TVA_2_SOCO | TVA | SOCO | Internal | Summer | B10 | 1262 | 500 | 0 | 37.41 | 45.59 | 9 | 0
2025 | TVA_2_SOCO | TVA | SOCO | Internal | Winter | B16 | 25 | 500 | 500 | 63.29 | 72.31 | 9 | 0.02
2025 | TVA_2_SOCO | TVA | SOCO | Internal | Winter | B17 | 100 | 500 | 0 | 51.52 | 53.26 | 9 | 0
2025 | TVA_2_SOCO | TVA | SOCO | Internal | Winter | B18 | 400 | 500 | 0 | 45.69 | 49.88 | 9 | 0
2025 | TVA_2_SOCO | TVA | SOCO | Internal | Winter | B19 | 700 | 500 | 0 | 45.69 | 49.88 | 9 | 0
2025 | TVA_2_SOCO | TVA | SOCO | Internal | Winter | B20 | 935 | 500 | 0 | 45.69 | 49.88 | 9 | 0
2025 | TVA_2_VACAR | TVA | VACAR | Internal | Shoulder | B11 | 25 | 150 | 0 | 61.43 | 63.11 | 9 | 0
2025 | TVA_2_VACAR | TVA | VACAR | Internal | Shoulder | B12 | 200 | 150 | 0 | 47.2 | 53.54 | 9 | 0
2025 | TVA_2_VACAR | TVA | VACAR | Internal | Shoulder | B13 | 600 | 150 | 0 | 46.54 | 50.63 | 9 | 0
2025 | TVA_2_VACAR | TVA | VACAR | Internal | Shoulder | B14 | 900 | 150 | 0 | 46.54 | 48.8 | 9 | 0
2025 | TVA_2_VACAR | TVA | VACAR | Internal | Shoulder | B15 | 1203 | 150 | 0 | 45.2 | 46.55 | 9 | 0
2025 | TVA_2_VACAR | TVA | VACAR | Internal | Summer | B1 | 10 | 150 | 0 | 81.46 | 81.45 | 9 | 0
2025 | TVA_2_VACAR | TVA | VACAR | Internal | Summer | B2 | 25 | 150 | 0 | 79.76 | 80.18 | 9 | 0
2025 | TVA_2_VACAR | TVA | VACAR | Internal | Summer | B3 | 75 | 150 | 0 | 74.71 | 75.13 | 9 | 0
2025 | TVA_2_VACAR | TVA | VACAR | Internal | Summer | B4 | 100 | 150 | 0 | 73.61 | 74.03 | 9 | 0
2025 | TVA_2_VACAR | TVA | VACAR | Internal | Summer | B5 | 200 | 150 | 0 | 67.16 | 68.84 | 9 | 0
2025 | TVA_2_VACAR | TVA | VACAR | Internal | Summer | B6 | 300 | 150 | 0 | 52.8 | 58.18 | 9 | 0
2025 | TVA_2_VACAR | TVA | VACAR | Internal | Summer | B7 | 400 | 150 | 0 | 47.09 | 50.46 | 9 | 0
2025 | TVA_2_VACAR | TVA | VACAR | Internal | Summer | B8 | 500 | 150 | 0 | 45.16 | 48.5 | 9 | 0
2025 | TVA_2_VACAR | TVA | VACAR | Internal | Summer | B9 | 800 | 150 | 0 | 44.78 | 44.65 | 9 | 0
2025 | TVA_2_VACAR | TVA | VACAR | Internal | Summer | B10 | 1262 | 150 | 0 | 37.41 | 43.34 | 9 | 0
2025 | TVA_2_VACAR | TVA | VACAR | Internal | Winter | B16 | 25 | 150 | 0 | 63.29 | 65.31 | 9 | 0
2025 | TVA_2_VACAR | TVA | VACAR | Internal | Winter | B17 | 100 | 150 | 0 | 51.52 | 59.36 | 9 | 0
2025 | TVA_2_VACAR | TVA | VACAR | Internal | Winter | B18 | 400 | 150 | 0 | 45.69 | 50.82 | 9 | 0
2025 | TVA_2_VACAR | TVA | VACAR | Internal | Winter | B19 | 700 | 150 | 0 | 45.69 | 50.81 | 9 | 0
2025 | TVA_2_VACAR | TVA | VACAR | Internal | Winter | B20 | 935 | 150 | 0 | 45.69 | 44.62 | 9 | 0
2025 | TVA_Transmission_2_SOCO | TVA_Transmission | SOCO | Internal | Shoulder | B11 | 25 | 3200 | 0 | 62.28 | 70.43 | 9 | 0
2025 | TVA_Transmission_2_SOCO | TVA_Transmission | SOCO | Internal | Shoulder | B12 | 200 | 3200 | 0 | 51.57 | 52.05 | 9 | 0
2025 | TVA_Transmission_2_SOCO | TVA_Transmission | SOCO | Internal | Shoulder | B13 | 600 | 3200 | 0 | 49.25 | 46.99 | 9 | 0
2025 | TVA_Transmission_2_SOCO | TVA_Transmission | SOCO | Internal | Shoulder | B14 | 900 | 3200 | 0 | 47.88 | 46.99 | 9 | 0
2025 | TVA_Transmission_2_SOCO | TVA_Transmission | SOCO | Internal | Shoulder | B15 | 1203 | 3200 | 0 | 45.37 | 46.99 | 9 | 0
2025 | TVA_Transmission_2_SOCO | TVA_Transmission | SOCO | Internal | Summer | B1 | 10 | 3200 | 0 | 81.45 | 86.22 | 9 | 0
2025 | TVA_Transmission_2_SOCO | TVA_Transmission | SOCO | Internal | Summer | B2 | 25 | 3200 | 0 | 79.75 | 78.71 | 9 | 0
2025 | TVA_Transmission_2_SOCO | TVA_Transmission | SOCO | Internal | Summer | B3 | 75 | 3200 | 0 | 74.7 | 78.71 | 9 | 0
2025 | TVA_Transmission_2_SOCO | TVA_Transmission | SOCO | Internal | Summer | B4 | 100 | 3200 | 0 | 73.6 | 77.21 | 9 | 0
2025 | TVA_Transmission_2_SOCO | TVA_Transmission | SOCO | Internal | Summer | B5 | 200 | 3200 | 0 | 67.82 | 76.16 | 9 | 0
2025 | TVA_Transmission_2_SOCO | TVA_Transmission | SOCO | Internal | Summer | B6 | 300 | 3200 | 0 | 56.53 | 63.17 | 9 | 0
2025 | TVA_Transmission_2_SOCO | TVA_Transmission | SOCO | Internal | Summer | B7 | 400 | 3200 | 0 | 49.33 | 57.46 | 9 | 0
2025 | TVA_Transmission_2_SOCO | TVA_Transmission | SOCO | Internal | Summer | B8 | 500 | 3200 | 0 | 46.56 | 51.08 | 9 | 0
2025 | TVA_Transmission_2_SOCO | TVA_Transmission | SOCO | Internal | Summer | B9 | 800 | 3200 | 0 | 45.25 | 45.59 | 9 | 0
2025 | TVA_Transmission_2_SOCO | TVA_Transmission | SOCO | Internal | Summer | B10 | 1262 | 3200 | 0 | 40.5 | 45.59 | 9 | 0
2025 | TVA_Transmission_2_SOCO | TVA_Transmission | SOCO | Internal | Winter | B16 | 25 | 3200 | 0 | 64.11 | 72.31 | 9 | 0
2025 | TVA_Transmission_2_SOCO | TVA_Transmission | SOCO | Internal | Winter | B17 | 100 | 3200 | 0 | 54.92 | 53.26 | 9 | 0
2025 | TVA_Transmission_2_SOCO | TVA_Transmission | SOCO | Internal | Winter | B18 | 400 | 3200 | 0 | 50.49 | 49.88 | 9 | 0
2025 | TVA_Transmission_2_SOCO | TVA_Transmission | SOCO | Internal | Winter | B19 | 700 | 3200 | 0 | 48.27 | 49.88 | 9 | 0
2025 | TVA_Transmission_2_SOCO | TVA_Transmission | SOCO | Internal | Winter | B20 | 935 | 3200 | 0 | 45.68 | 49.88 | 9 | 0
2025 | TVA_Transmission_2_TVA | TVA_Transmission | TVA | Internal | Shoulder | B11 | 25 | 99999 | 0 | 62.28 | 61.43 | 0.01 | 0
2025 | TVA_Transmission_2_TVA | TVA_Transmission | TVA | Internal | Shoulder | B12 | 200 | 99999 | 0 | 51.57 | 47.2 | 0.01 | 0
2025 | TVA_Transmission_2_TVA | TVA_Transmission | TVA | Internal | Shoulder | B13 | 600 | 99999 | 0 | 49.25 | 46.54 | 0.01 | 0
2025 | TVA_Transmission_2_TVA | TVA_Transmission | TVA | Internal | Shoulder | B14 | 900 | 99999 | 0 | 47.88 | 46.54 | 0.01 | 0
2025 | TVA_Transmission_2_TVA | TVA_Transmission | TVA | Internal | Shoulder | B15 | 1203 | 99999 | 0 | 45.37 | 45.2 | 0.01 | 0
2025 | TVA_Transmission_2_TVA | TVA_Transmission | TVA | Internal | Summer | B1 | 10 | 99999 | 2413.15 | 81.45 | 81.46 | 0.01 | 0
2025 | TVA_Transmission_2_TVA | TVA_Transmission | TVA | Internal | Summer | B2 | 25 | 99999 | 2998.5 | 79.75 | 79.76 | 0.01 | 0
2025 | TVA_Transmission_2_TVA | TVA_Transmission | TVA | Internal | Summer | B3 | 75 | 99999 | 1293.64 | 74.7 | 74.71 | 0.01 | 0
2025 | TVA_Transmission_2_TVA | TVA_Transmission | TVA | Internal | Summer | B4 | 100 | 99999 | 1485.09 | 73.6 | 73.61 | 0.01 | 0
2025 | TVA_Transmission_2_TVA | TVA_Transmission | TVA | Internal | Summer | B5 | 200 | 99999 | 0 | 67.82 | 67.16 | 0.01 | 0
2025 | TVA_Transmission_2_TVA | TVA_Transmission | TVA | Internal | Summer | B6 | 300 | 99999 | 0 | 56.53 | 52.8 | 0.01 | 0
2025 | TVA_Transmission_2_TVA | TVA_Transmission | TVA | Internal | Summer | B7 | 400 | 99999 | 0 | 49.33 | 47.09 | 0.01 | 0
2025 | TVA_Transmission_2_TVA | TVA_Transmission | TVA | Internal | Summer | B8 | 500 | 99999 | 0 | 46.56 | 45.16 | 0.01 | 0
2025 | TVA_Transmission_2_TVA | TVA_Transmission | TVA | Internal | Summer | B9 | 800 | 99999 | 0 | 45.25 | 44.78 | 0.01 | 0
2025 | TVA_Transmission_2_TVA | TVA_Transmission | TVA | Internal | Summer | B10 | 1262 | 99999 | 0 | 40.5 | 37.41 | 0.01 | 0
2025 | TVA_Transmission_2_TVA | TVA_Transmission | TVA | Internal | Winter | B16 | 25 | 99999 | 0 | 64.11 | 63.29 | 0.01 | 0
2025 | TVA_Transmission_2_TVA | TVA_Transmission | TVA | Internal | Winter | B17 | 100 | 99999 | 0 | 54.92 | 51.52 | 0.01 | 0
2025 | TVA_Transmission_2_TVA | TVA_Transmission | TVA | Internal | Winter | B18 | 400 | 99999 | 0 | 50.49 | 45.69 | 0.01 | 0
2025 | TVA_Transmission_2_TVA | TVA_Transmission | TVA | Internal | Winter | B19 | 700 | 99999 | 0 | 48.27 | 45.69 | 0.01 | 0
2025 | TVA_Transmission_2_TVA | TVA_Transmission | TVA | Internal | Winter | B20 | 935 | 99999 | 172.15 | 45.68 | 45.69 | 0.01 | 0
2025 | VACAR_2_SOCO | VACAR | SOCO | Internal | Shoulder | B11 | 25 | 3000 | 6406.99 | 63.11 | 70.43 | 7 | 0.32
2025 | VACAR_2_SOCO | VACAR | SOCO | Internal | Shoulder | B12 | 200 | 3000 | 0 | 53.54 | 52.05 | 7 | 0
2025 | VACAR_2_SOCO | VACAR | SOCO | Internal | Shoulder | B13 | 600 | 3000 | 0 | 50.63 | 46.99 | 7 | 0
2025 | VACAR_2_SOCO | VACAR | SOCO | Internal | Shoulder | B14 | 900 | 3000 | 0 | 48.8 | 46.99 | 7 | 0
2025 | VACAR_2_SOCO | VACAR | SOCO | Internal | Shoulder | B15 | 1203 | 3000 | 0 | 46.55 | 46.99 | 7 | 0
2025 | VACAR_2_SOCO | VACAR | SOCO | Internal | Summer | B1 | 10 | 3000 | 0 | 81.45 | 86.22 | 7 | 0
2025 | VACAR_2_SOCO | VACAR | SOCO | Internal | Summer | B2 | 25 | 3000 | 0 | 80.18 | 78.71 | 7 | 0
2025 | VACAR_2_SOCO | VACAR | SOCO | Internal | Summer | B3 | 75 | 3000 | 0 | 75.13 | 78.71 | 7 | 0
2025 | VACAR_2_SOCO | VACAR | SOCO | Internal | Summer | B4 | 100 | 3000 | 0 | 74.03 | 77.21 | 7 | 0
2025 | VACAR_2_SOCO | VACAR | SOCO | Internal | Summer | B5 | 200 | 3000 | 3588.01 | 68.84 | 76.16 | 7 | 0.32
2025 | VACAR_2_SOCO | VACAR | SOCO | Internal | Summer | B6 | 300 | 3000 | 0 | 58.18 | 63.17 | 7 | 0
2025 | VACAR_2_SOCO | VACAR | SOCO | Internal | Summer | B7 | 400 | 3000 | 1952.91 | 50.46 | 57.46 | 7 | 0
2025 | VACAR_2_SOCO | VACAR | SOCO | Internal | Summer | B8 | 500 | 3000 | 0 | 48.5 | 51.08 | 7 | 0
2025 | VACAR_2_SOCO | VACAR | SOCO | Internal | Summer | B9 | 800 | 3000 | 0 | 44.65 | 45.59 | 7 | 0
2025 | VACAR_2_SOCO | VACAR | SOCO | Internal | Summer | B10 | 1262 | 3000 | 0 | 43.34 | 45.59 | 7 | 0
2025 | VACAR_2_SOCO | VACAR | SOCO | Internal | Winter | B16 | 25 | 3000 | 523.69 | 65.31 | 72.31 | 7 | 0
2025 | VACAR_2_SOCO | VACAR | SOCO | Internal | Winter | B17 | 100 | 3000 | 0 | 59.36 | 53.26 | 7 | 0
2025 | VACAR_2_SOCO | VACAR | SOCO | Internal | Winter | B18 | 400 | 3000 | 0 | 50.82 | 49.88 | 7 | 0
2025 | VACAR_2_SOCO | VACAR | SOCO | Internal | Winter | B19 | 700 | 3000 | 0 | 50.81 | 49.88 | 7 | 0
2025 | VACAR_2_SOCO | VACAR | SOCO | Internal | Winter | B20 | 935 | 3000 | 0 | 44.62 | 49.88 | 7 | 0
2030 | ENT_2_SOCO | ENT | SOCO | Internal | Shoulder | B11 | 25 | 2000 | 0 | 72.26 | 75.92 | 8 | 0
2030 | ENT_2_SOCO | ENT | SOCO | Internal | Shoulder | B12 | 200 | 2000 | 0 | 51.14 | 52.94 | 8 | 0
2030 | ENT_2_SOCO | ENT | SOCO | Internal | Shoulder | B13 | 600 | 2000 | 0 | 51.14 | 51.11 | 8 | 0
2030 | ENT_2_SOCO | ENT | SOCO | Internal | Shoulder | B14 | 900 | 2000 | 0 | 50.77 | 51.11 | 8 | 0
2030 | ENT_2_SOCO | ENT | SOCO | Internal | Shoulder | B15 | 1203 | 2000 | 0 | 49.52 | 51.11 | 8 | 0
2030 | ENT_2_SOCO | ENT | SOCO | Internal | Summer | B1 | 10 | 2000 | 1291.91 | 84.88 | 92.88 | 8 | 0
2030 | ENT_2_SOCO | ENT | SOCO | Internal | Summer | B2 | 25 | 2000 | 0 | 82.13 | 85.24 | 8 | 0
2030 | ENT_2_SOCO | ENT | SOCO | Internal | Summer | B3 | 75 | 2000 | 0 | 82.13 | 85.24 | 8 | 0
2030 | ENT_2_SOCO | ENT | SOCO | Internal | Summer | B4 | 100 | 2000 | 0 | 81.65 | 83.61 | 8 | 0
2030 | ENT_2_SOCO | ENT | SOCO | Internal | Summer | B5 | 200 | 2000 | 873 | 75.34 | 83.34 | 8 | 0
2030 | ENT_2_SOCO | ENT | SOCO | Internal | Summer | B6 | 300 | 2000 | 0 | 65.8 | 69.27 | 8 | 0
2030 | ENT_2_SOCO | ENT | SOCO | Internal | Summer | B7 | 400 | 2000 | 377.07 | 53.1 | 61.1 | 8 | 0
2030 | ENT_2_SOCO | ENT | SOCO | Internal | Summer | B8 | 500 | 2000 | 0 | 49.48 | 51.38 | 8 | 0
2030 | ENT_2_SOCO | ENT | SOCO | Internal | Summer | B9 | 800 | 2000 | 0 | 49.12 | 49.6 | 8 | 0
2030 | ENT_2_SOCO | ENT | SOCO | Internal | Summer | B10 | 1262 | 2000 | 0 | 47.5 | 49.6 | 8 | 0
2030 | ENT_2_SOCO | ENT | SOCO | Internal | Winter | B16 | 25 | 2000 | 1390.36 | 70.73 | 78.73 | 8 | 0
2030 | ENT_2_SOCO | ENT | SOCO | Internal | Winter | B17 | 100 | 2000 | 0 | 54.44 | 55.44 | 8 | 0
2030 | ENT_2_SOCO | ENT | SOCO | Internal | Winter | B18 | 400 | 2000 | 0 | 54.44 | 54.27 | 8 | 0
2030 | ENT_2_SOCO | ENT | SOCO | Internal | Winter | B19 | 700 | 2000 | 0 | 54.04 | 54.27 | 8 | 0
2030 | ENT_2_SOCO | ENT | SOCO | Internal | Winter | B20 | 935 | 2000 | 0 | 51.82 | 53.49 | 8 | 0
2030 | ENT_2_TVA_Transmission | ENT | TVA_Transmission | Internal | Shoulder | B11 | 25 | 2100 | 0 | 72.26 | 68.21 | 8 | 0
2030 | ENT_2_TVA_Transmission | ENT | TVA_Transmission | Internal | Shoulder | B12 | 200 | 2100 | 0 | 51.14 | 56.56 | 8 | 0
2030 | ENT_2_TVA_Transmission | ENT | TVA_Transmission | Internal | Shoulder | B13 | 600 | 2100 | 0 | 51.14 | 53.07 | 8 | 0
2030 | ENT_2_TVA_Transmission | ENT | TVA_Transmission | Internal | Shoulder | B14 | 900 | 2100 | 0 | 50.77 | 51.65 | 8 | 0
2030 | ENT_2_TVA_Transmission | ENT | TVA_Transmission | Internal | Shoulder | B15 | 1203 | 2100 | 0 | 49.52 | 50.11 | 8 | 0
2030 | ENT_2_TVA_Transmission | ENT | TVA_Transmission | Internal | Summer | B1 | 10 | 2100 | 0 | 84.88 | 88.32 | 8 | 0
2030 | ENT_2_TVA_Transmission | ENT | TVA_Transmission | Internal | Summer | B2 | 25 | 2100 | 0 | 82.13 | 86.38 | 8 | 0
2030 | ENT_2_TVA_Transmission | ENT | TVA_Transmission | Internal | Summer | B3 | 75 | 2100 | 0 | 82.13 | 81.03 | 8 | 0
2030 | ENT_2_TVA_Transmission | ENT | TVA_Transmission | Internal | Summer | B4 | 100 | 2100 | 0 | 81.65 | 80.44 | 8 | 0
2030 | ENT_2_TVA_Transmission | ENT | TVA_Transmission | Internal | Summer | B5 | 200 | 2100 | 0 | 75.34 | 75.64 | 8 | 0
2030 | ENT_2_TVA_Transmission | ENT | TVA_Transmission | Internal | Summer | B6 | 300 | 2100 | 0 | 65.8 | 61.57 | 8 | 0
2030 | ENT_2_TVA_Transmission | ENT | TVA_Transmission | Internal | Summer | B7 | 400 | 2100 | 0 | 53.1 | 53.12 | 8 | 0
2030 | ENT_2_TVA_Transmission | ENT | TVA_Transmission | Internal | Summer | B8 | 500 | 2100 | 0 | 49.48 | 50.13 | 8 | 0
2030 | ENT_2_TVA_Transmission | ENT | TVA_Transmission | Internal | Summer | B9 | 800 | 2100 | 0 | 49.12 | 47.67 | 8 | 0
2030 | ENT_2_TVA_Transmission | ENT | TVA_Transmission | Internal | Summer | B10 | 1262 | 2100 | 0 | 47.5 | 43.69 | 8 | 0
2030 | ENT_2_TVA_Transmission | ENT | TVA_Transmission | Internal | Winter | B16 | 25 | 2100 | 0 | 70.73 | 71.05 | 8 | 0
2030 | ENT_2_TVA_Transmission | ENT | TVA_Transmission | Internal | Winter | B17 | 100 | 2100 | 0 | 54.44 | 59.6 | 8 | 0
2030 | ENT_2_TVA_Transmission | ENT | TVA_Transmission | Internal | Winter | B18 | 400 | 2100 | 0 | 54.44 | 55.18 | 8 | 0
2030 | ENT_2_TVA_Transmission | ENT | TVA_Transmission | Internal | Winter | B19 | 700 | 2100 | 0 | 54.04 | 52.58 | 8 | 0
2030 | ENT_2_TVA_Transmission | ENT | TVA_Transmission | Internal | Winter | B20 | 935 | 2100 | 0 | 51.82 | 49.13 | 8 | 0
2030 | HQ_NEISO_2_NEISO | HQ_NEISO | NEISO | Internal | Shoulder | B11 | 25 | 99999 | 2920 | 50.27 | 50.29 | 0.01 | 0
2030 | HQ_NEISO_2_NEISO | HQ_NEISO | NEISO | Internal | Shoulder | B12 | 200 | 99999 | 2920 | 43.83 | 43.84 | 0.01 | 0
2030 | HQ_NEISO_2_NEISO | HQ_NEISO | NEISO | Internal | Shoulder | B13 | 600 | 99999 | 2920 | 43.83 | 43.84 | 0.01 | 0
2030 | HQ_NEISO_2_NEISO | HQ_NEISO | NEISO | Internal | Shoulder | B14 | 900 | 99999 | 2920 | 43.83 | 43.84 | 0.01 | 0
2030 | HQ_NEISO_2_NEISO | HQ_NEISO | NEISO | Internal | Shoulder | B15 | 1203 | 99999 | 1143.24 | 43.83 | 43.84 | 0.01 | 0
2030 | HQ_NEISO_2_NEISO | HQ_NEISO | NEISO | Internal | Summer | B1 | 10 | 99999 | 2920 | 76.95 | 76.97 | 0.01 | 0
2030 | HQ_NEISO_2_NEISO | HQ_NEISO | NEISO | Internal | Summer | B2 | 25 | 99999 | 2920 | 69.34 | 69.35 | 0.01 | 0
2030 | HQ_NEISO_2_NEISO | HQ_NEISO | NEISO | Internal | Summer | B3 | 75 | 99999 | 2920 | 63.22 | 63.24 | 0.01 | 0
2030 | HQ_NEISO_2_NEISO | HQ_NEISO | NEISO | Internal | Summer | B4 | 100 | 99999 | 2920 | 63.1 | 63.11 | 0.01 | 0
2030 | HQ_NEISO_2_NEISO | HQ_NEISO | NEISO | Internal | Summer | B5 | 200 | 99999 | 2920 | 57.71 | 57.72 | 0.01 | 0
2030 | HQ_NEISO_2_NEISO | HQ_NEISO | NEISO | Internal | Summer | B6 | 300 | 99999 | 2920 | 50.51 | 50.52 | 0.01 | 0
2030 | HQ_NEISO_2_NEISO | HQ_NEISO | NEISO | Internal | Summer | B7 | 400 | 99999 | 2920 | 41.9 | 41.91 | 0.01 | 0
2030 | HQ_NEISO_2_NEISO | HQ_NEISO | NEISO | Internal | Summer | B8 | 500 | 99999 | 2920 | 40.41 | 40.42 | 0.01 | 0
2030 | HQ_NEISO_2_NEISO | HQ_NEISO | NEISO | Internal | Summer | B9 | 800 | 99999 | 2920 | 40.41 | 40.42 | 0.01 | 0
2030 | HQ_NEISO_2_NEISO | HQ_NEISO | NEISO | Internal | Summer | B10 | 1262 | 99999 | 795.94 | 40.41 | 40.42 | 0.01 | 0
2030 | HQ_NEISO_2_NEISO | HQ_NEISO | NEISO | Internal | Winter | B16 | 25 | 99999 | 2920 | 54.51 | 54.52 | 0.01 | 0
2030 | HQ_NEISO_2_NEISO | HQ_NEISO | NEISO | Internal | Winter | B17 | 100 | 99999 | 2920 | 54.39 | 54.4 | 0.01 | 0
2030 | HQ_NEISO_2_NEISO | HQ_NEISO | NEISO | Internal | Winter | B18 | 400 | 99999 | 2920 | 53.36 | 53.37 | 0.01 | 0
2030 | HQ_NEISO_2_NEISO | HQ_NEISO | NEISO | Internal | Winter | B19 | 700 | 99999 | 2920 | 53.23 | 53.24 | 0.01 | 0
2030 | HQ_NEISO_2_NEISO | HQ_NEISO | NEISO | Internal | Winter | B20 | 935 | 99999 | 1233.58 | 53.23 | 53.24 | 0.01 | 0
2030 | HQ_NY_2_NYISO_A-F | HQ_NY | NYISO_A-F | Internal | Shoulder | B11 | 25 | 99999 | 1000 | 54.04 | 54.05 | 0.01 | 0
2030 | HQ_NY_2_NYISO_A-F | HQ_NY | NYISO_A-F | Internal | Shoulder | B12 | 200 | 99999 | 1000 | 47.59 | 47.6 | 0.01 | 0
2030 | HQ_NY_2_NYISO_A-F | HQ_NY | NYISO_A-F | Internal | Shoulder | B13 | 600 | 99999 | 1000 | 47.21 | 47.22 | 0.01 | 0
2030 | HQ_NY_2_NYISO_A-F | HQ_NY | NYISO_A-F | Internal | Shoulder | B14 | 900 | 99999 | 1000 | 46.98 | 46.99 | 0.01 | 0
2030 | HQ_NY_2_NYISO_A-F | HQ_NY | NYISO_A-F | Internal | Shoulder | B15 | 1203 | 99999 | 188.69 | 46.98 | 46.99 | 0.01 | 0
2030 | HQ_NY_2_NYISO_A-F | HQ_NY | NYISO_A-F | Internal | Summer | B1 | 10 | 99999 | 1000 | 79.57 | 79.59 | 0.01 | 0
2030 | HQ_NY_2_NYISO_A-F | HQ_NY | NYISO_A-F | Internal | Summer | B2 | 25 | 99999 | 1000 | 72.34 | 72.35 | 0.01 | 0
2030 | HQ_NY_2_NYISO_A-F | HQ_NY | NYISO_A-F | Internal | Summer | B3 | 75 | 99999 | 1000 | 66.99 | 67 | 0.01 | 0
2030 | HQ_NY_2_NYISO_A-F | HQ_NY | NYISO_A-F | Internal | Summer | B4 | 100 | 99999 | 1000 | 66.86 | 66.87 | 0.01 | 0
2030 | HQ_NY_2_NYISO_A-F | HQ_NY | NYISO_A-F | Internal | Summer | B5 | 200 | 99999 | 1000 | 61.47 | 61.49 | 0.01 | 0
2030 | HQ_NY_2_NYISO_A-F | HQ_NY | NYISO_A-F | Internal | Summer | B6 | 300 | 99999 | 1000 | 54.28 | 54.29 | 0.01 | 0
2030 | HQ_NY_2_NYISO_A-F | HQ_NY | NYISO_A-F | Internal | Summer | B7 | 400 | 99999 | 1000 | 45.66 | 45.67 | 0.01 | 0
2030 | HQ_NY_2_NYISO_A-F | HQ_NY | NYISO_A-F | Internal | Summer | B8 | 500 | 99999 | 1000 | 44.17 | 44.18 | 0.01 | 0
2030 | HQ_NY_2_NYISO_A-F | HQ_NY | NYISO_A-F | Internal | Summer | B9 | 800 | 99999 | 1000 | 43.43 | 43.45 | 0.01 | 0
2030 | HQ_NY_2_NYISO_A-F | HQ_NY | NYISO_A-F | Internal | Summer | B10 | 1262 | 99999 | 30.11 | 43.43 | 43.45 | 0.01 | 0
2030 | HQ_NY_2_NYISO_A-F | HQ_NY | NYISO_A-F | Internal | Winter | B16 | 25 | 99999 | 1000 | 58.27 | 58.29 | 0.01 | 0
2030 | HQ_NY_2_NYISO_A-F | HQ_NY | NYISO_A-F | Internal | Winter | B17 | 100 | 99999 | 1000 | 56.32 | 56.34 | 0.01 | 0
2030 | HQ_NY_2_NYISO_A-F | HQ_NY | NYISO_A-F | Internal | Winter | B18 | 400 | 99999 | 1000 | 54.5 | 54.52 | 0.01 | 0
2030 | HQ_NY_2_NYISO_A-F | HQ_NY | NYISO_A-F | Internal | Winter | B19 | 700 | 99999 | 1000 | 54.05 | 54.06 | 0.01 | 0
2030 | HQ_NY_2_NYISO_A-F | HQ_NY | NYISO_A-F | Internal | Winter | B20 | 935 | 99999 | 229.95 | 50.6 | 50.61 | 0.01 | 0
2030 | HQ_IESO_2_IESO | HQ_IESO | IESO | Internal | Shoulder | B11 | 25 | 99999 | 400 | 55.66 | 55.67 | 0.01 | 0
2030 | HQ_IESO_2_IESO | HQ_IESO | IESO | Internal | Shoulder | B12 | 200 | 99999 | 400 | 45.89 | 45.9 | 0.01 | 0
2030 | HQ_IESO_2_IESO | HQ_IESO | IESO | Internal | Shoulder | B13 | 600 | 99999 | 400 | 41.23 | 41.25 | 0.01 | 0
2030 | HQ_IESO_2_IESO | HQ_IESO | IESO | Internal | Shoulder | B14 | 900 | 99999 | 400 | 40.39 | 40.41 | 0.01 | 0
2030 | HQ_IESO_2_IESO | HQ_IESO | IESO | Internal | Shoulder | B15 | 1203 | 99999 | 75.48 | 40.39 | 40.41 | 0.01 | 0
2030 | HQ_IESO_2_IESO | HQ_IESO | IESO | Internal | Summer | B1 | 10 | 99999 | 400 | 72.57 | 72.59 | 0.01 | 0
2030 | HQ_IESO_2_IESO | HQ_IESO | IESO | Internal | Summer | B2 | 25 | 99999 | 400 | 70.19 | 70.2 | 0.01 | 0
2030 | HQ_IESO_2_IESO | HQ_IESO | IESO | Internal | Summer | B3 | 75 | 99999 | 400 | 67.75 | 67.76 | 0.01 | 0
2030 | HQ_IESO_2_IESO | HQ_IESO | IESO | Internal | Summer | B4 | 100 | 99999 | 400 | 65.06 | 65.07 | 0.01 | 0
2030 | HQ_IESO_2_IESO | HQ_IESO | IESO | Internal | Summer | B5 | 200 | 99999 | 400 | 63.03 | 63.05 | 0.01 | 0
2030 | HQ_IESO_2_IESO | HQ_IESO | IESO | Internal | Summer | B6 | 300 | 99999 | 400 | 49.24 | 49.25 | 0.01 | 0
2030 | HQ_IESO_2_IESO | HQ_IESO | IESO | Internal | Summer | B7 | 400 | 99999 | 400 | 39.98 | 39.99 | 0.01 | 0
2030 | HQ_IESO_2_IESO | HQ_IESO | IESO | Internal | Summer | B8 | 500 | 99999 | 400 | 37.04 | 37.05 | 0.01 | 0
2030 | HQ_IESO_2_IESO | HQ_IESO | IESO | Internal | Summer | B9 | 800 | 99999 | 400 | 36.3 | 36.32 | 0.01 | 0
2030 | HQ_IESO_2_IESO | HQ_IESO | IESO | Internal | Summer | B10 | 1262 | 99999 | 12.04 | 36.3 | 36.32 | 0.01 | 0
2030 | HQ_IESO_2_IESO | HQ_IESO | IESO | Internal | Winter | B16 | 25 | 99999 | 400 | 56.19 | 56.2 | 0.01 | 0
2030 | HQ_IESO_2_IESO | HQ_IESO | IESO | Internal | Winter | B17 | 100 | 99999 | 400 | 49.32 | 49.34 | 0.01 | 0
2030 | HQ_IESO_2_IESO | HQ_IESO | IESO | Internal | Winter | B18 | 400 | 99999 | 400 | 47.37 | 47.38 | 0.01 | 0
2030 | HQ_IESO_2_IESO | HQ_IESO | IESO | Internal | Winter | B19 | 700 | 99999 | 400 | 46.92 | 46.93 | 0.01 | 0
2030 | HQ_IESO_2_IESO | HQ_IESO | IESO | Internal | Winter | B20 | 935 | 99999 | 91.98 | 43.6 | 43.61 | 0.01 | 0
2030 | IESO_2_MAPP_CA | IESO | MAPP_CA | Internal | Shoulder | B11 | 25 | 262 | 732.5 | 55.67 | 63.55 | 7 | 0.88
2030 | IESO_2_MAPP_CA | IESO | MAPP_CA | Internal | Shoulder | B12 | 200 | 262 | 999.47 | 45.9 | 53.79 | 7 | 0.88
2030 | IESO_2_MAPP_CA | IESO | MAPP_CA | Internal | Shoulder | B13 | 600 | 262 | 625.88 | 41.25 | 49.13 | 7 | 0.88
2030 | IESO_2_MAPP_CA | IESO | MAPP_CA | Internal | Shoulder | B14 | 900 | 262 | 262 | 40.41 | 47.43 | 7 | 0.02
2030 | IESO_2_MAPP_CA | IESO | MAPP_CA | Internal | Shoulder | B15 | 1203 | 262 | 0 | 40.41 | 47.14 | 7 | 0
2030 | IESO_2_MAPP_CA | IESO | MAPP_CA | Internal | Summer | B1 | 10 | 262 | 0 | 72.59 | 78.67 | 7 | 0
2030 | IESO_2_MAPP_CA | IESO | MAPP_CA | Internal | Summer | B2 | 25 | 262 | 997.97 | 70.2 | 78.09 | 7 | 0.88
2030 | IESO_2_MAPP_CA | IESO | MAPP_CA | Internal | Summer | B3 | 75 | 262 | 1096.4 | 67.76 | 75.64 | 7 | 0.88
2030 | IESO_2_MAPP_CA | IESO | MAPP_CA | Internal | Summer | B4 | 100 | 262 | 1072.51 | 65.07 | 72.96 | 7 | 0.88
2030 | IESO_2_MAPP_CA | IESO | MAPP_CA | Internal | Summer | B5 | 200 | 262 | 1060.5 | 63.05 | 70.93 | 7 | 0.88
2030 | IESO_2_MAPP_CA | IESO | MAPP_CA | Internal | Summer | B6 | 300 | 262 | 1015.75 | 49.25 | 57.13 | 7 | 0.88
2030 | IESO_2_MAPP_CA | IESO | MAPP_CA | Internal | Summer | B7 | 400 | 262 | 1620.62 | 39.99 | 47.88 | 7 | 0.88
2030 | IESO_2_MAPP_CA | IESO | MAPP_CA | Internal | Summer | B8 | 500 | 262 | 262 | 37.05 | 44.76 | 7 | 0.71
2030 | IESO_2_MAPP_CA | IESO | MAPP_CA | Internal | Summer | B9 | 800 | 262 | 0 | 36.32 | 43.02 | 7 | 0
2030 | IESO_2_MAPP_CA | IESO | MAPP_CA | Internal | Summer | B10 | 1262 | 262 | 0 | 36.32 | 42.22 | 7 | 0
2030 | IESO_2_MAPP_CA | IESO | MAPP_CA | Internal | Winter | B16 | 25 | 262 | 2057.91 | 56.2 | 64.08 | 7 | 0.88
2030 | IESO_2_MAPP_CA | IESO | MAPP_CA | Internal | Winter | B17 | 100 | 262 | 262 | 49.34 | 56.61 | 7 | 0.27
2030 | IESO_2_MAPP_CA | IESO | MAPP_CA | Internal | Winter | B18 | 400 | 262 | 0 | 47.38 | 52.58 | 7 | 0
2030 | IESO_2_MAPP_CA | IESO | MAPP_CA | Internal | Winter | B19 | 700 | 262 | 0 | 46.93 | 49.19 | 7 | 0
2030 | IESO_2_MAPP_CA | IESO | MAPP_CA | Internal | Winter | B20 | 935 | 262 | 0 | 43.61 | 44.46 | 7 | 0
2030 | IESO_2_MISO_MI | IESO | MISO_MI | Internal | Shoulder | B11 | 25 | 1840 | 1840 | 55.67 | 63.64 | 7 | 0.97
2030 | IESO_2_MISO_MI | IESO | MISO_MI | Internal | Shoulder | B12 | 200 | 1840 | 1840 | 45.9 | 53.81 | 7 | 0.91
2030 | IESO_2_MISO_MI | IESO | MISO_MI | Internal | Shoulder | B13 | 600 | 1840 | 1840 | 41.25 | 49.15 | 7 | 0.91
2030 | IESO_2_MISO_MI | IESO | MISO_MI | Internal | Shoulder | B14 | 900 | 1840 | 653.39 | 40.41 | 47.41 | 7 | 0
2030 | IESO_2_MISO_MI | IESO | MISO_MI | Internal | Shoulder | B15 | 1203 | 1840 | 0 | 40.41 | 45.88 | 7 | 0
2030 | IESO_2_MISO_MI | IESO | MISO_MI | Internal | Summer | B1 | 10 | 1840 | 2591.09 | 72.59 | 80.57 | 7 | 0.99
2030 | IESO_2_MISO_MI | IESO | MISO_MI | Internal | Summer | B2 | 25 | 1840 | 2656.34 | 70.2 | 78.19 | 7 | 0.99
2030 | IESO_2_MISO_MI | IESO | MISO_MI | Internal | Summer | B3 | 75 | 1840 | 2585.52 | 67.76 | 75.74 | 7 | 0.99
2030 | IESO_2_MISO_MI | IESO | MISO_MI | Internal | Summer | B4 | 100 | 1840 | 1840 | 65.07 | 73.04 | 7 | 0.97
2030 | IESO_2_MISO_MI | IESO | MISO_MI | Internal | Summer | B5 | 200 | 1840 | 2955.66 | 63.05 | 71.03 | 7 | 0.99
2030 | IESO_2_MISO_MI | IESO | MISO_MI | Internal | Summer | B6 | 300 | 1840 | 2213.73 | 49.25 | 57.23 | 7 | 0.99
2030 | IESO_2_MISO_MI | IESO | MISO_MI | Internal | Summer | B7 | 400 | 1840 | 2111.93 | 39.99 | 47.98 | 7 | 0.99
2030 | IESO_2_MISO_MI | IESO | MISO_MI | Internal | Summer | B8 | 500 | 1840 | 1840 | 37.05 | 44.79 | 7 | 0.73
2030 | IESO_2_MISO_MI | IESO | MISO_MI | Internal | Summer | B9 | 800 | 1840 | 0 | 36.32 | 43.22 | 7 | 0
2030 | IESO_2_MISO_MI | IESO | MISO_MI | Internal | Summer | B10 | 1262 | 1840 | 0 | 36.32 | 41.14 | 7 | 0
2030 | IESO_2_MISO_MI | IESO | MISO_MI | Internal | Winter | B16 | 25 | 1840 | 3851.45 | 56.2 | 64.18 | 7 | 0.99
2030 | IESO_2_MISO_MI | IESO | MISO_MI | Internal | Winter | B17 | 100 | 1840 | 1840 | 49.34 | 56.61 | 7 | 0.27
2030 | IESO_2_MISO_MI | IESO | MISO_MI | Internal | Winter | B18 | 400 | 1840 | 0 | 47.38 | 52.46 | 7 | 0
2030 | IESO_2_MISO_MI | IESO | MISO_MI | Internal | Winter | B19 | 700 | 1840 | 0 | 46.93 | 49.1 | 7 | 0
2030 | IESO_2_MISO_MI | IESO | MISO_MI | Internal | Winter | B20 | 935 | 1840 | 0 | 43.61 | 43.28 | 7 | 0
2030 | IESO_2_MISO_W | IESO | MISO_W | Internal | Shoulder | B11 | 25 | 140 | 2738.3 | 55.67 | 64.24 | 7 | 1.57
2030 | IESO_2_MISO_W | IESO | MISO_W | Internal | Shoulder | B12 | 200 | 140 | 140 | 45.9 | 53.8 | 7 | 0.9
2030 | IESO_2_MISO_W | IESO | MISO_W | Internal | Shoulder | B13 | 600 | 140 | 140 | 41.25 | 49.14 | 7 | 0.9
2030 | IESO_2_MISO_W | IESO | MISO_W | Internal | Shoulder | B14 | 900 | 140 | 140 | 40.41 | 47.44 | 7 | 0.04
2030 | IESO_2_MISO_W | IESO | MISO_W | Internal | Shoulder | B15 | 1203 | 140 | 0 | 40.41 | 45.99 | 7 | 0
2030 | IESO_2_MISO_W | IESO | MISO_W | Internal | Summer | B1 | 10 | 140 | 140 | 72.59 | 80.75 | 7 | 1.16
2030 | IESO_2_MISO_W | IESO | MISO_W | Internal | Summer | B2 | 25 | 140 | 140 | 70.2 | 78.53 | 7 | 1.32
2030 | IESO_2_MISO_W | IESO | MISO_W | Internal | Summer | B3 | 75 | 140 | 1224.23 | 67.76 | 76.33 | 7 | 1.57
2030 | IESO_2_MISO_W | IESO | MISO_W | Internal | Summer | B4 | 100 | 140 | 2914.73 | 65.07 | 73.64 | 7 | 1.57
2030 | IESO_2_MISO_W | IESO | MISO_W | Internal | Summer | B5 | 200 | 140 | 2529.52 | 63.05 | 71.61 | 7 | 1.57
2030 | IESO_2_MISO_W | IESO | MISO_W | Internal | Summer | B6 | 300 | 140 | 3745.49 | 49.25 | 57.82 | 7 | 1.57
2030 | IESO_2_MISO_W | IESO | MISO_W | Internal | Summer | B7 | 400 | 140 | 140 | 39.99 | 48.11 | 7 | 1.12
2030 | IESO_2_MISO_W | IESO | MISO_W | Internal | Summer | B8 | 500 | 140 | 140 | 37.05 | 44.77 | 7 | 0.72
2030 | IESO_2_MISO_W | IESO | MISO_W | Internal | Summer | B9 | 800 | 140 | 0 | 36.32 | 43.03 | 7 | 0
2030 | IESO_2_MISO_W | IESO | MISO_W | Internal | Summer | B10 | 1262 | 140 | 0 | 36.32 | 41.07 | 7 | 0
2030 | IESO_2_MISO_W | IESO | MISO_W | Internal | Winter | B16 | 25 | 140 | 140 | 56.2 | 64.29 | 7 | 1.09
2030 | IESO_2_MISO_W | IESO | MISO_W | Internal | Winter | B17 | 100 | 140 | 140 | 49.34 | 56.6 | 7 | 0.26
2030 | IESO_2_MISO_W | IESO | MISO_W | Internal | Winter | B18 | 400 | 140 | 0 | 47.38 | 52.56 | 7 | 0
2030 | IESO_2_MISO_W | IESO | MISO_W | Internal | Winter | B19 | 700 | 140 | 0 | 46.93 | 49.18 | 7 | 0
2030 | IESO_2_MISO_W | IESO | MISO_W | Internal | Winter | B20 | 935 | 140 | 0 | 43.61 | 43.31 | 7 | 0
2030 | IESO_2_NYISO_A-F | IESO | NYISO_A-F | Internal | Shoulder | B11 | 25 | 1725 | 0 | 55.67 | 54.05 | 7 | 0
2030 | IESO_2_NYISO_A-F | IESO | NYISO_A-F | Internal | Shoulder | B12 | 200 | 1725 | 0 | 45.9 | 47.6 | 7 | 0
2030 | IESO_2_NYISO_A-F | IESO | NYISO_A-F | Internal | Shoulder | B13 | 600 | 1725 | 0 | 41.25 | 47.22 | 7 | 0
2030 | IESO_2_NYISO_A-F | IESO | NYISO_A-F | Internal | Shoulder | B14 | 900 | 1725 | 0 | 40.41 | 46.99 | 7 | 0
2030 | IESO_2_NYISO_A-F | IESO | NYISO_A-F | Internal | Shoulder | B15 | 1203 | 1725 | 0 | 40.41 | 46.99 | 7 | 0
2030 | IESO_2_NYISO_A-F | IESO | NYISO_A-F | Internal | Summer | B1 | 10 | 1725 | 465.25 | 72.59 | 79.59 | 7 | 0
2030 | IESO_2_NYISO_A-F | IESO | NYISO_A-F | Internal | Summer | B2 | 25 | 1725 | 0 | 70.2 | 72.35 | 7 | 0
2030 | IESO_2_NYISO_A-F | IESO | NYISO_A-F | Internal | Summer | B3 | 75 | 1725 | 0 | 67.76 | 67 | 7 | 0
2030 | IESO_2_NYISO_A-F | IESO | NYISO_A-F | Internal | Summer | B4 | 100 | 1725 | 0 | 65.07 | 66.87 | 7 | 0
2030 | IESO_2_NYISO_A-F | IESO | NYISO_A-F | Internal | Summer | B5 | 200 | 1725 | 0 | 63.05 | 61.49 | 7 | 0
2030 | IESO_2_NYISO_A-F | IESO | NYISO_A-F | Internal | Summer | B6 | 300 | 1725 | 0 | 49.25 | 54.29 | 7 | 0
2030 | IESO_2_NYISO_A-F | IESO | NYISO_A-F | Internal | Summer | B7 | 400 | 1725 | 0 | 39.99 | 45.67 | 7 | 0
2030 | IESO_2_NYISO_A-F | IESO | NYISO_A-F | Internal | Summer | B8 | 500 | 1725 | 2440.87 | 37.05 | 44.18 | 7 | 0.13
2030 | IESO_2_NYISO_A-F | IESO | NYISO_A-F | Internal | Summer | B9 | 800 | 1725 | 3558.56 | 36.32 | 43.45 | 7 | 0.13
2030 | IESO_2_NYISO_A-F | IESO | NYISO_A-F | Internal | Summer | B10 | 1262 | 1725 | 2468.15 | 36.32 | 43.45 | 7 | 0.13
2030 | IESO_2_NYISO_A-F | IESO | NYISO_A-F | Internal | Winter | B16 | 25 | 1725 | 0 | 56.2 | 58.29 | 7 | 0
2030 | IESO_2_NYISO_A-F | IESO | NYISO_A-F | Internal | Winter | B17 | 100 | 1725 | 1631.82 | 49.34 | 56.34 | 7 | 0
2030 | IESO_2_NYISO_A-F | IESO | NYISO_A-F | Internal | Winter | B18 | 400 | 1725 | 4577.28 | 47.38 | 54.52 | 7 | 0.13
2030 | IESO_2_NYISO_A-F | IESO | NYISO_A-F | Internal | Winter | B19 | 700 | 1725 | 4086.35 | 46.93 | 54.06 | 7 | 0.13
2030 | IESO_2_NYISO_A-F | IESO | NYISO_A-F | Internal | Winter | B20 | 935 | 1725 | 316.62 | 43.61 | 50.61 | 7 | 0
2030 | MAPP_CA_2_MISO_W | MAPP_CA | MISO_W | Internal | Shoulder | B11 | 25 | 1970 | 1970 | 63.55 | 64.24 | 0.01 | 0.67
2030 | MAPP_CA_2_MISO_W | MAPP_CA | MISO_W | Internal | Shoulder | B12 | 200 | 1970 | 1308.52 | 53.79 | 53.8 | 0.01 | 0
2030 | MAPP_CA_2_MISO_W | MAPP_CA | MISO_W | Internal | Shoulder | B13 | 600 | 1970 | 732.08 | 49.13 | 49.14 | 0.01 | 0
2030 | MAPP_CA_2_MISO_W | MAPP_CA | MISO_W | Internal | Shoulder | B14 | 900 | 1970 | 567.67 | 47.43 | 47.44 | 0.01 | 0
2030 | MAPP_CA_2_MISO_W | MAPP_CA | MISO_W | Internal | Shoulder | B15 | 1203 | 1970 | 0 | 47.14 | 45.99 | 0.01 | 0
2030 | MAPP_CA_2_MISO_W | MAPP_CA | MISO_W | Internal | Summer | B1 | 10 | 1970 | 2085.9 | 78.67 | 80.75 | 0.01 | 2.07
2030 | MAPP_CA_2_MISO_W | MAPP_CA | MISO_W | Internal | Summer | B2 | 25 | 1970 | 1970 | 78.09 | 78.53 | 0.01 | 0.43
2030 | MAPP_CA_2_MISO_W | MAPP_CA | MISO_W | Internal | Summer | B3 | 75 | 1970 | 1970 | 75.64 | 76.33 | 0.01 | 0.67
2030 | MAPP_CA_2_MISO_W | MAPP_CA | MISO_W | Internal | Summer | B4 | 100 | 1970 | 1970 | 72.96 | 73.64 | 0.01 | 0.67
2030 | MAPP_CA_2_MISO_W | MAPP_CA | MISO_W | Internal | Summer | B5 | 200 | 1970 | 1970 | 70.93 | 71.61 | 0.01 | 0.67
2030 | MAPP_CA_2_MISO_W | MAPP_CA | MISO_W | Internal | Summer | B6 | 300 | 1970 | 1970 | 57.13 | 57.82 | 0.01 | 0.67
2030 | MAPP_CA_2_MISO_W | MAPP_CA | MISO_W | Internal | Summer | B7 | 400 | 1970 | 1970 | 47.88 | 48.11 | 0.01 | 0.22
2030 | MAPP_CA_2_MISO_W | MAPP_CA | MISO_W | Internal | Summer | B8 | 500 | 1970 | 716.53 | 44.76 | 44.77 | 0.01 | 0
2030 | MAPP_CA_2_MISO_W | MAPP_CA | MISO_W | Internal | Summer | B9 | 800 | 1970 | 724.02 | 43.02 | 43.03 | 0.01 | 0
2030 | MAPP_CA_2_MISO_W | MAPP_CA | MISO_W | Internal | Summer | B10 | 1262 | 1970 | 0 | 42.22 | 41.07 | 0.01 | 0
2030 | MAPP_CA_2_MISO_W | MAPP_CA | MISO_W | Internal | Winter | B16 | 25 | 1970 | 1970 | 64.08 | 64.29 | 0.01 | 0.19
2030 | MAPP_CA_2_MISO_W | MAPP_CA | MISO_W | Internal | Winter | B17 | 100 | 1970 | 0 | 56.61 | 56.6 | 0.01 | 0
2030 | MAPP_CA_2_MISO_W | MAPP_CA | MISO_W | Internal | Winter | B18 | 400 | 1970 | 0 | 52.58 | 52.56 | 0.01 | 0
2030 | MAPP_CA_2_MISO_W | MAPP_CA | MISO_W | Internal | Winter | B19 | 700 | 1970 | 0 | 49.19 | 49.18 | 0.01 | 0
2030 | MAPP_CA_2_MISO_W | MAPP_CA | MISO_W | Internal | Winter | B20 | 935 | 1970 | 0 | 44.46 | 43.31 | 0.01 | 0
2030 | MAPP_US_2_MAPP_CA | MAPP_US | MAPP_CA | Internal | Shoulder | B11 | 25 | 165 | 0 | 62.7 | 63.55 | 7 | 0
2030 | MAPP_US_2_MAPP_CA | MAPP_US | MAPP_CA | Internal | Shoulder | B12 | 200 | 165 | 0 | 46.8 | 53.79 | 7 | 0
2030 | MAPP_US_2_MAPP_CA | MAPP_US | MAPP_CA | Internal | Shoulder | B13 | 600 | 165 | 0 | 44.33 | 49.13 | 7 | 0
2030 | MAPP_US_2_MAPP_CA | MAPP_US | MAPP_CA | Internal | Shoulder | B14 | 900 | 165 | 0 | 44.33 | 47.43 | 7 | 0
2030 | MAPP_US_2_MAPP_CA | MAPP_US | MAPP_CA | Internal | Shoulder | B15 | 1203 | 165 | 0 | 44.33 | 47.14 | 7 | 0
2030 | MAPP_US_2_MAPP_CA | MAPP_US | MAPP_CA | Internal | Summer | B1 | 10 | 165 | 0 | 73.75 | 78.67 | 7 | 0
2030 | MAPP_US_2_MAPP_CA | MAPP_US | MAPP_CA | Internal | Summer | B2 | 25 | 165 | 0 | 73.07 | 78.09 | 7 | 0
2030 | MAPP_US_2_MAPP_CA | MAPP_US | MAPP_CA | Internal | Summer | B3 | 75 | 165 | 0 | 73.07 | 75.64 | 7 | 0
2030 | MAPP_US_2_MAPP_CA | MAPP_US | MAPP_CA | Internal | Summer | B4 | 100 | 165 | 0 | 70.92 | 72.96 | 7 | 0
2030 | MAPP_US_2_MAPP_CA | MAPP_US | MAPP_CA | Internal | Summer | B5 | 200 | 165 | 0 | 65.38 | 70.93 | 7 | 0
2030 | MAPP_US_2_MAPP_CA | MAPP_US | MAPP_CA | Internal | Summer | B6 | 300 | 165 | 0 | 56.29 | 57.13 | 7 | 0
2030 | MAPP_US_2_MAPP_CA | MAPP_US | MAPP_CA | Internal | Summer | B7 | 400 | 165 | 0 | 46.57 | 47.88 | 7 | 0
2030 | MAPP_US_2_MAPP_CA | MAPP_US | MAPP_CA | Internal | Summer | B8 | 500 | 165 | 0 | 40.93 | 44.76 | 7 | 0
2030 | MAPP_US_2_MAPP_CA | MAPP_US | MAPP_CA | Internal | Summer | B9 | 800 | 165 | 0 | 38.76 | 43.02 | 7 | 0
2030 | MAPP_US_2_MAPP_CA | MAPP_US | MAPP_CA | Internal | Summer | B10 | 1262 | 165 | 0 | 38.66 | 42.22 | 7 | 0
2030 | MAPP_US_2_MAPP_CA | MAPP_US | MAPP_CA | Internal | Winter | B16 | 25 | 165 | 0 | 58.16 | 64.08 | 7 | 0
2030 | MAPP_US_2_MAPP_CA | MAPP_US | MAPP_CA | Internal | Winter | B17 | 100 | 165 | 165 | 49.6 | 56.61 | 7 | 0.01
2030 | MAPP_US_2_MAPP_CA | MAPP_US | MAPP_CA | Internal | Winter | B18 | 400 | 165 | 0 | 48 | 52.58 | 7 | 0
2030 | MAPP_US_2_MAPP_CA | MAPP_US | MAPP_CA | Internal | Winter | B19 | 700 | 165 | 0 | 48 | 49.19 | 7 | 0
2030 | MAPP_US_2_MAPP_CA | MAPP_US | MAPP_CA | Internal | Winter | B20 | 935 | 165 | 0 | 39.84 | 44.46 | 7 | 0
2030 | MAPP_US_2_MISO_W | MAPP_US | MISO_W | Internal | Shoulder | B11 | 25 | 2635 | 0 | 62.7 | 64.24 | 7 | 0
2030 | MAPP_US_2_MISO_W | MAPP_US | MISO_W | Internal | Shoulder | B12 | 200 | 2635 | 837.79 | 46.8 | 53.8 | 7 | 0
2030 | MAPP_US_2_MISO_W | MAPP_US | MISO_W | Internal | Shoulder | B13 | 600 | 2635 | 0 | 44.33 | 49.14 | 7 | 0
2030 | MAPP_US_2_MISO_W | MAPP_US | MISO_W | Internal | Shoulder | B14 | 900 | 2635 | 0 | 44.33 | 47.44 | 7 | 0
2030 | MAPP_US_2_MISO_W | MAPP_US | MISO_W | Internal | Shoulder | B15 | 1203 | 2635 | 0 | 44.33 | 45.99 | 7 | 0
2030 | MAPP_US_2_MISO_W | MAPP_US | MISO_W | Internal | Summer | B1 | 10 | 2635 | 772.32 | 73.75 | 80.75 | 7 | 0
2030 | MAPP_US_2_MISO_W | MAPP_US | MISO_W | Internal | Summer | B2 | 25 | 2635 | 0 | 73.07 | 78.53 | 7 | 0
2030 | MAPP_US_2_MISO_W | MAPP_US | MISO_W | Internal | Summer | B3 | 75 | 2635 | 0 | 73.07 | 76.33 | 7 | 0
2030 | MAPP_US_2_MISO_W | MAPP_US | MISO_W | Internal | Summer | B4 | 100 | 2635 | 0 | 70.92 | 73.64 | 7 | 0
2030 | MAPP_US_2_MISO_W | MAPP_US | MISO_W | Internal | Summer | B5 | 200 | 2635 | 0 | 65.38 | 71.61 | 7 | 0
2030 | MAPP_US_2_MISO_W | MAPP_US | MISO_W | Internal | Summer | B6 | 300 | 2635 | 0 | 56.29 | 57.82 | 7 | 0
2030 | MAPP_US_2_MISO_W | MAPP_US | MISO_W | Internal | Summer | B7 | 400 | 2635 | 0 | 46.57 | 48.11 | 7 | 0
2030 | MAPP_US_2_MISO_W | MAPP_US | MISO_W | Internal | Summer | B8 | 500 | 2635 | 0 | 40.93 | 44.77 | 7 | 0
2030 | MAPP_US_2_MISO_W | MAPP_US | MISO_W | Internal | Summer | B9 | 800 | 2635 | 0 | 38.76 | 43.03 | 7 | 0
2030 | MAPP_US_2_MISO_W | MAPP_US | MISO_W | Internal | Summer | B10 | 1262 | 2635 | 0 | 38.66 | 41.07 | 7 | 0
2030 | MAPP_US_2_MISO_W | MAPP_US | MISO_W | Internal | Winter | B16 | 25 | 2635 | 0 | 58.16 | 64.29 | 7 | 0
2030 | MAPP_US_2_MISO_W | MAPP_US | MISO_W | Internal | Winter | B17 | 100 | 2635 | 524.1 | 49.6 | 56.6 | 7 | 0
2030 | MAPP_US_2_MISO_W | MAPP_US | MISO_W | Internal | Winter | B18 | 400 | 2635 | 0 | 48 | 52.56 | 7 | 0
2030 | MAPP_US_2_MISO_W | MAPP_US | MISO_W | Internal | Winter | B19 | 700 | 2635 | 0 | 48 | 49.18 | 7 | 0
2030 | MAPP_US_2_MISO_W | MAPP_US | MISO_W | Internal | Winter | B20 | 935 | 2635 | 0 | 39.84 | 43.31 | 7 | 0
2030 | MAPP_US_2_NE | MAPP_US | NE | Internal | Shoulder | B11 | 25 | 2000 | 1423.82 | 62.7 | 69.7 | 7 | 0
2030 | MAPP_US_2_NE | MAPP_US | NE | Internal | Shoulder | B12 | 200 | 2000 | 0 | 46.8 | 52.34 | 7 | 0
2030 | MAPP_US_2_NE | MAPP_US | NE | Internal | Shoulder | B13 | 600 | 2000 | 0 | 44.33 | 51.22 | 7 | 0
2030 | MAPP_US_2_NE | MAPP_US | NE | Internal | Shoulder | B14 | 900 | 2000 | 0 | 44.33 | 49.59 | 7 | 0
2030 | MAPP_US_2_NE | MAPP_US | NE | Internal | Shoulder | B15 | 1203 | 2000 | 0 | 44.33 | 47.34 | 7 | 0
2030 | MAPP_US_2_NE | MAPP_US | NE | Internal | Summer | B1 | 10 | 2000 | 0 | 73.75 | 80.07 | 7 | 0
2030 | MAPP_US_2_NE | MAPP_US | NE | Internal | Summer | B2 | 25 | 2000 | 859.59 | 73.07 | 80.07 | 7 | 0
2030 | MAPP_US_2_NE | MAPP_US | NE | Internal | Summer | B3 | 75 | 2000 | 818.29 | 73.07 | 80.07 | 7 | 0
2030 | MAPP_US_2_NE | MAPP_US | NE | Internal | Summer | B4 | 100 | 2000 | 1109.31 | 70.92 | 77.92 | 7 | 0
2030 | MAPP_US_2_NE | MAPP_US | NE | Internal | Summer | B5 | 200 | 2000 | 668.74 | 65.38 | 72.38 | 7 | 0
2030 | MAPP_US_2_NE | MAPP_US | NE | Internal | Summer | B6 | 300 | 2000 | 944.36 | 56.29 | 63.29 | 7 | 0
2030 | MAPP_US_2_NE | MAPP_US | NE | Internal | Summer | B7 | 400 | 2000 | 1073.02 | 46.57 | 53.57 | 7 | 0
2030 | MAPP_US_2_NE | MAPP_US | NE | Internal | Summer | B8 | 500 | 2000 | 1286.71 | 40.93 | 47.93 | 7 | 0
2030 | MAPP_US_2_NE | MAPP_US | NE | Internal | Summer | B9 | 800 | 2000 | 596.6 | 38.76 | 45.76 | 7 | 0
2030 | MAPP_US_2_NE | MAPP_US | NE | Internal | Summer | B10 | 1262 | 2000 | 556.15 | 38.66 | 45.66 | 7 | 0
2030 | MAPP_US_2_NE | MAPP_US | NE | Internal | Winter | B16 | 25 | 2000 | 1221.81 | 58.16 | 65.16 | 7 | 0
2030 | MAPP_US_2_NE | MAPP_US | NE | Internal | Winter | B17 | 100 | 2000 | 0 | 49.6 | 53.55 | 7 | 0
2030 | MAPP_US_2_NE | MAPP_US | NE | Internal | Winter | B18 | 400 | 2000 | 0 | 48 | 51.16 | 7 | 0
2030 | MAPP_US_2_NE | MAPP_US | NE | Internal | Winter | B19 | 700 | 2000 | 0 | 48 | 51.06 | 7 | 0
2030 | MAPP_US_2_NE | MAPP_US | NE | Internal | Winter | B20 | 935 | 2000 | 0 | 39.84 | 46.45 | 7 | 0
2030 | MARITIMES_2_NEISO | MARITIMES | NEISO | Internal | Shoulder | B11 | 25 | 99999 | 1400.12 | 50.27 | 50.29 | 0.01 | 0
2030 | MARITIMES_2_NEISO | MARITIMES | NEISO | Internal | Shoulder | B12 | 200 | 99999 | 1400.12 | 43.83 | 43.84 | 0.01 | 0
2030 | MARITIMES_2_NEISO | MARITIMES | NEISO | Internal | Shoulder | B13 | 600 | 99999 | 1400.12 | 43.83 | 43.84 | 0.01 | 0
2030 | MARITIMES_2_NEISO | MARITIMES | NEISO | Internal | Shoulder | B14 | 900 | 99999 | 1400.11 | 43.83 | 43.84 | 0.01 | 0
2030 | MARITIMES_2_NEISO | MARITIMES | NEISO | Internal | Shoulder | B15 | 1203 | 99999 | 426.52 | 43.83 | 43.84 | 0.01 | 0
2030 | MARITIMES_2_NEISO | MARITIMES | NEISO | Internal | Summer | B1 | 10 | 99999 | 1400.19 | 76.95 | 76.97 | 0.01 | 0
2030 | MARITIMES_2_NEISO | MARITIMES | NEISO | Internal | Summer | B2 | 25 | 99999 | 1400.18 | 69.34 | 69.35 | 0.01 | 0
2030 | MARITIMES_2_NEISO | MARITIMES | NEISO | Internal | Summer | B3 | 75 | 99999 | 1400.17 | 63.22 | 63.24 | 0.01 | 0
2030 | MARITIMES_2_NEISO | MARITIMES | NEISO | Internal | Summer | B4 | 100 | 99999 | 1400.15 | 63.1 | 63.11 | 0.01 | 0
2030 | MARITIMES_2_NEISO | MARITIMES | NEISO | Internal | Summer | B5 | 200 | 99999 | 1400.15 | 57.71 | 57.72 | 0.01 | 0
2030 | MARITIMES_2_NEISO | MARITIMES | NEISO | Internal | Summer | B6 | 300 | 99999 | 1400.14 | 50.51 | 50.52 | 0.01 | 0
2030 | MARITIMES_2_NEISO | MARITIMES | NEISO | Internal | Summer | B7 | 400 | 99999 | 1400.13 | 41.9 | 41.91 | 0.01 | 0
2030 | MARITIMES_2_NEISO | MARITIMES | NEISO | Internal | Summer | B8 | 500 | 99999 | 1400.12 | 40.41 | 40.42 | 0.01 | 0
2030 | MARITIMES_2_NEISO | MARITIMES | NEISO | Internal | Summer | B9 | 800 | 99999 | 1400.11 | 40.41 | 40.42 | 0.01 | 0
2030 | MARITIMES_2_NEISO | MARITIMES | NEISO | Internal | Summer | B10 | 1262 | 99999 | 236.22 | 40.41 | 40.42 | 0.01 | 0
2030 | MARITIMES_2_NEISO | MARITIMES | NEISO | Internal | Winter | B16 | 25 | 99999 | 1400.14 | 54.51 | 54.52 | 0.01 | 0
2030 | MARITIMES_2_NEISO | MARITIMES | NEISO | Internal | Winter | B17 | 100 | 99999 | 1400.13 | 54.39 | 54.4 | 0.01 | 0
2030 | MARITIMES_2_NEISO | MARITIMES | NEISO | Internal | Winter | B18 | 400 | 99999 | 1400.13 | 53.36 | 53.37 | 0.01 | 0
2030 | MARITIMES_2_NEISO | MARITIMES | NEISO | Internal | Winter | B19 | 700 | 99999 | 1400.12 | 53.23 | 53.24 | 0.01 | 0
2030 | MARITIMES_2_NEISO | MARITIMES | NEISO | Internal | Winter | B20 | 935 | 99999 | 476.03 | 53.23 | 53.24 | 0.01 | 0
2030 | MISO_IN_2_MISO_MI | MISO_IN | MISO_MI | Internal | Shoulder | B11 | 25 | 5000 | 0 | 64.28 | 63.64 | 0.01 | 0
2030 | MISO_IN_2_MISO_MI | MISO_IN | MISO_MI | Internal | Shoulder | B12 | 200 | 5000 | 0 | 53.82 | 53.81 | 0.01 | 0
2030 | MISO_IN_2_MISO_MI | MISO_IN | MISO_MI | Internal | Shoulder | B13 | 600 | 5000 | 0 | 49.16 | 49.15 | 0.01 | 0
2030 | MISO_IN_2_MISO_MI | MISO_IN | MISO_MI | Internal | Shoulder | B14 | 900 | 5000 | 0 | 47.42 | 47.41 | 0.01 | 0
2030 | MISO_IN_2_MISO_MI | MISO_IN | MISO_MI | Internal | Shoulder | B15 | 1203 | 5000 | 0 | 45.89 | 45.88 | 0.01 | 0
2030 | MISO_IN_2_MISO_MI | MISO_IN | MISO_MI | Internal | Summer | B1 | 10 | 5000 | 0 | 80.77 | 80.57 | 0.01 | 0
2030 | MISO_IN_2_MISO_MI | MISO_IN | MISO_MI | Internal | Summer | B2 | 25 | 5000 | 0 | 78.53 | 78.19 | 0.01 | 0
2030 | MISO_IN_2_MISO_MI | MISO_IN | MISO_MI | Internal | Summer | B3 | 75 | 5000 | 0 | 76.35 | 75.74 | 0.01 | 0
2030 | MISO_IN_2_MISO_MI | MISO_IN | MISO_MI | Internal | Summer | B4 | 100 | 5000 | 0 | 73.7 | 73.04 | 0.01 | 0
2030 | MISO_IN_2_MISO_MI | MISO_IN | MISO_MI | Internal | Summer | B5 | 200 | 5000 | 0 | 71.64 | 71.03 | 0.01 | 0
2030 | MISO_IN_2_MISO_MI | MISO_IN | MISO_MI | Internal | Summer | B6 | 300 | 5000 | 0 | 57.82 | 57.23 | 0.01 | 0
2030 | MISO_IN_2_MISO_MI | MISO_IN | MISO_MI | Internal | Summer | B7 | 400 | 5000 | 0 | 47.99 | 47.98 | 0.01 | 0
2030 | MISO_IN_2_MISO_MI | MISO_IN | MISO_MI | Internal | Summer | B8 | 500 | 5000 | 829.95 | 44.77 | 44.79 | 0.01 | 0
2030 | MISO_IN_2_MISO_MI | MISO_IN | MISO_MI | Internal | Summer | B9 | 800 | 5000 | 1897.18 | 43.21 | 43.22 | 0.01 | 0
2030 | MISO_IN_2_MISO_MI | MISO_IN | MISO_MI | Internal | Summer | B10 | 1262 | 5000 | 3042.94 | 41.13 | 41.14 | 0.01 | 0
2030 | MISO_IN_2_MISO_MI | MISO_IN | MISO_MI | Internal | Winter | B16 | 25 | 5000 | 0 | 64.56 | 64.18 | 0.01 | 0
2030 | MISO_IN_2_MISO_MI | MISO_IN | MISO_MI | Internal | Winter | B17 | 100 | 5000 | 0 | 56.62 | 56.61 | 0.01 | 0
2030 | MISO_IN_2_MISO_MI | MISO_IN | MISO_MI | Internal | Winter | B18 | 400 | 5000 | 0 | 52.47 | 52.46 | 0.01 | 0
2030 | MISO_IN_2_MISO_MI | MISO_IN | MISO_MI | Internal | Winter | B19 | 700 | 5000 | 330.39 | 49.08 | 49.1 | 0.01 | 0
2030 | MISO_IN_2_MISO_MI | MISO_IN | MISO_MI | Internal | Winter | B20 | 935 | 5000 | 0 | 43.29 | 43.28 | 0.01 | 0
2030 | MISO_IN_2_MISO_MO-IL | MISO_IN | MISO_MO-IL | Internal | Shoulder | B11 | 25 | 5000 | 0 | 64.28 | 64.26 | 0.01 | 0
2030 | MISO_IN_2_MISO_MO-IL | MISO_IN | MISO_MO-IL | Internal | Shoulder | B12 | 200 | 5000 | 0 | 53.82 | 53.81 | 0.01 | 0
2030 | MISO_IN_2_MISO_MO-IL | MISO_IN | MISO_MO-IL | Internal | Shoulder | B13 | 600 | 5000 | 0 | 49.16 | 49.15 | 0.01 | 0
2030 | MISO_IN_2_MISO_MO-IL | MISO_IN | MISO_MO-IL | Internal | Shoulder | B14 | 900 | 5000 | 24.43 | 47.42 | 47.43 | 0.01 | 0
2030 | MISO_IN_2_MISO_MO-IL | MISO_IN | MISO_MO-IL | Internal | Shoulder | B15 | 1203 | 5000 | 0 | 45.89 | 45.88 | 0.01 | 0
2030 | MISO_IN_2_MISO_MO-IL | MISO_IN | MISO_MO-IL | Internal | Summer | B1 | 10 | 5000 | 0 | 80.77 | 80.76 | 0.01 | 0
2030 | MISO_IN_2_MISO_MO-IL | MISO_IN | MISO_MO-IL | Internal | Summer | B2 | 25 | 5000 | 0 | 78.53 | 78.51 | 0.01 | 0
2030 | MISO_IN_2_MISO_MO-IL | MISO_IN | MISO_MO-IL | Internal | Summer | B3 | 75 | 5000 | 0 | 76.35 | 76.34 | 0.01 | 0
2030 | MISO_IN_2_MISO_MO-IL | MISO_IN | MISO_MO-IL | Internal | Summer | B4 | 100 | 5000 | 0 | 73.7 | 73.65 | 0.01 | 0
2030 | MISO_IN_2_MISO_MO-IL | MISO_IN | MISO_MO-IL | Internal | Summer | B5 | 200 | 5000 | 0 | 71.64 | 71.63 | 0.01 | 0
2030 | MISO_IN_2_MISO_MO-IL | MISO_IN | MISO_MO-IL | Internal | Summer | B6 | 300 | 5000 | 0 | 57.82 | 57.8 | 0.01 | 0
2030 | MISO_IN_2_MISO_MO-IL | MISO_IN | MISO_MO-IL | Internal | Summer | B7 | 400 | 5000 | 370.76 | 47.99 | 48 | 0.01 | 0
2030 | MISO_IN_2_MISO_MO-IL | MISO_IN | MISO_MO-IL | Internal | Summer | B8 | 500 | 5000 | 0 | 44.77 | 44.76 | 0.01 | 0
2030 | MISO_IN_2_MISO_MO-IL | MISO_IN | MISO_MO-IL | Internal | Summer | B9 | 800 | 5000 | 0 | 43.21 | 43.02 | 0.01 | 0
2030 | MISO_IN_2_MISO_MO-IL | MISO_IN | MISO_MO-IL | Internal | Summer | B10 | 1262 | 5000 | 0 | 41.13 | 41.06 | 0.01 | 0
2030 | MISO_IN_2_MISO_MO-IL | MISO_IN | MISO_MO-IL | Internal | Winter | B16 | 25 | 5000 | 0 | 64.56 | 64.3 | 0.01 | 0
2030 | MISO_IN_2_MISO_MO-IL | MISO_IN | MISO_MO-IL | Internal | Winter | B17 | 100 | 5000 | 0 | 56.62 | 56.61 | 0.01 | 0
2030 | MISO_IN_2_MISO_MO-IL | MISO_IN | MISO_MO-IL | Internal | Winter | B18 | 400 | 5000 | 0 | 52.47 | 52.46 | 0.01 | 0
2030 | MISO_IN_2_MISO_MO-IL | MISO_IN | MISO_MO-IL | Internal | Winter | B19 | 700 | 5000 | 0 | 49.08 | 49.07 | 0.01 | 0
2030 | MISO_IN_2_MISO_MO-IL | MISO_IN | MISO_MO-IL | Internal | Winter | B20 | 935 | 5000 | 1102.85 | 43.29 | 43.3 | 0.01 | 0
2030 | MISO_IN_2_NonRTO_Midwest | MISO_IN | NonRTO_Midwest | Internal | Shoulder | B11 | 25 | 4800 | 1108.05 | 64.28 | 72.28 | 8 | 0
2030 | MISO_IN_2_NonRTO_Midwest | MISO_IN | NonRTO_Midwest | Internal | Shoulder | B12 | 200 | 4800 | 525.76 | 53.82 | 61.82 | 8 | 0
2030 | MISO_IN_2_NonRTO_Midwest | MISO_IN | NonRTO_Midwest | Internal | Shoulder | B13 | 600 | 4800 | 0 | 49.16 | 56.76 | 8 | 0
2030 | MISO_IN_2_NonRTO_Midwest | MISO_IN | NonRTO_Midwest | Internal | Shoulder | B14 | 900 | 4800 | 0 | 47.42 | 46.45 | 8 | 0
2030 | MISO_IN_2_NonRTO_Midwest | MISO_IN | NonRTO_Midwest | Internal | Shoulder | B15 | 1203 | 4800 | 0 | 45.89 | 42.11 | 8 | 0
2030 | MISO_IN_2_NonRTO_Midwest | MISO_IN | NonRTO_Midwest | Internal | Summer | B1 | 10 | 4800 | 0 | 80.77 | 81.89 | 8 | 0
2030 | MISO_IN_2_NonRTO_Midwest | MISO_IN | NonRTO_Midwest | Internal | Summer | B2 | 25 | 4800 | 0 | 78.53 | 81.89 | 8 | 0
2030 | MISO_IN_2_NonRTO_Midwest | MISO_IN | NonRTO_Midwest | Internal | Summer | B3 | 75 | 4800 | 0 | 76.35 | 81.89 | 8 | 0
2030 | MISO_IN_2_NonRTO_Midwest | MISO_IN | NonRTO_Midwest | Internal | Summer | B4 | 100 | 4800 | 1309.51 | 73.7 | 81.7 | 8 | 0
2030 | MISO_IN_2_NonRTO_Midwest | MISO_IN | NonRTO_Midwest | Internal | Summer | B5 | 200 | 4800 | 1118.63 | 71.64 | 79.64 | 8 | 0
2030 | MISO_IN_2_NonRTO_Midwest | MISO_IN | NonRTO_Midwest | Internal | Summer | B6 | 300 | 4800 | 658.08 | 57.82 | 65.82 | 8 | 0
2030 | MISO_IN_2_NonRTO_Midwest | MISO_IN | NonRTO_Midwest | Internal | Summer | B7 | 400 | 4800 | 0 | 47.99 | 49.02 | 8 | 0
2030 | MISO_IN_2_NonRTO_Midwest | MISO_IN | NonRTO_Midwest | Internal | Summer | B8 | 500 | 4800 | 0 | 44.77 | 44.93 | 8 | 0
2030 | MISO_IN_2_NonRTO_Midwest | MISO_IN | NonRTO_Midwest | Internal | Summer | B9 | 800 | 4800 | 0 | 43.21 | 44.17 | 8 | 0
2030 | MISO_IN_2_NonRTO_Midwest | MISO_IN | NonRTO_Midwest | Internal | Summer | B10 | 1262 | 4800 | 0 | 41.13 | 36.58 | 8 | 0
2030 | MISO_IN_2_NonRTO_Midwest | MISO_IN | NonRTO_Midwest | Internal | Winter | B16 | 25 | 4800 | 2360.4 | 64.56 | 72.56 | 8 | 0
2030 | MISO_IN_2_NonRTO_Midwest | MISO_IN | NonRTO_Midwest | Internal | Winter | B17 | 100 | 4800 | 1212.46 | 56.62 | 64.62 | 8 | 0
2030 | MISO_IN_2_NonRTO_Midwest | MISO_IN | NonRTO_Midwest | Internal | Winter | B18 | 400 | 4800 | 139.75 | 52.47 | 60.47 | 8 | 0
2030 | MISO_IN_2_NonRTO_Midwest | MISO_IN | NonRTO_Midwest | Internal | Winter | B19 | 700 | 4800 | 0 | 49.08 | 46.94 | 8 | 0
2030 | MISO_IN_2_NonRTO_Midwest | MISO_IN | NonRTO_Midwest | Internal | Winter | B20 | 935 | 4800 | 0 | 43.29 | 41.13 | 8 | 0
2030 | MISO_IN_2_PJM_ROR | MISO_IN | PJM_ROR | Internal | Shoulder | B11 | 25 | 992 | 0 | 64.28 | 62.21 | 2 | 0
2030 | MISO_IN_2_PJM_ROR | MISO_IN | PJM_ROR | Internal | Shoulder | B12 | 200 | 992 | 0 | 53.82 | 55.64 | 2 | 0
2030 | MISO_IN_2_PJM_ROR | MISO_IN | PJM_ROR | Internal | Shoulder | B13 | 600 | 992 | 0 | 49.16 | 50.43 | 2 | 0
2030 | MISO_IN_2_PJM_ROR | MISO_IN | PJM_ROR | Internal | Shoulder | B14 | 900 | 992 | 0 | 47.42 | 48.62 | 2 | 0
2030 | MISO_IN_2_PJM_ROR | MISO_IN | PJM_ROR | Internal | Shoulder | B15 | 1203 | 992 | 0 | 45.89 | 44.11 | 2 | 0
2030 | MISO_IN_2_PJM_ROR | MISO_IN | PJM_ROR | Internal | Summer | B1 | 10 | 992 | 0 | 80.77 | 82.75 | 2 | 0
2030 | MISO_IN_2_PJM_ROR | MISO_IN | PJM_ROR | Internal | Summer | B2 | 25 | 992 | 0 | 78.53 | 80.37 | 2 | 0
2030 | MISO_IN_2_PJM_ROR | MISO_IN | PJM_ROR | Internal | Summer | B3 | 75 | 992 | 0 | 76.35 | 75.03 | 2 | 0
2030 | MISO_IN_2_PJM_ROR | MISO_IN | PJM_ROR | Internal | Summer | B4 | 100 | 992 | 0 | 73.7 | 75.03 | 2 | 0
2030 | MISO_IN_2_PJM_ROR | MISO_IN | PJM_ROR | Internal | Summer | B5 | 200 | 992 | 0 | 71.64 | 69.64 | 2 | 0
2030 | MISO_IN_2_PJM_ROR | MISO_IN | PJM_ROR | Internal | Summer | B6 | 300 | 992 | 0 | 57.82 | 56.31 | 2 | 0
2030 | MISO_IN_2_PJM_ROR | MISO_IN | PJM_ROR | Internal | Summer | B7 | 400 | 992 | 0 | 47.99 | 48.1 | 2 | 0
2030 | MISO_IN_2_PJM_ROR | MISO_IN | PJM_ROR | Internal | Summer | B8 | 500 | 992 | 0 | 44.77 | 46.61 | 2 | 0
2030 | MISO_IN_2_PJM_ROR | MISO_IN | PJM_ROR | Internal | Summer | B9 | 800 | 992 | 0 | 43.21 | 44.52 | 2 | 0
2030 | MISO_IN_2_PJM_ROR | MISO_IN | PJM_ROR | Internal | Summer | B10 | 1262 | 992 | 0 | 41.13 | 39.88 | 2 | 0
2030 | MISO_IN_2_PJM_ROR | MISO_IN | PJM_ROR | Internal | Winter | B16 | 25 | 992 | 0 | 64.56 | 66.3 | 2 | 0
2030 | MISO_IN_2_PJM_ROR | MISO_IN | PJM_ROR | Internal | Winter | B17 | 100 | 992 | 0 | 56.62 | 58.61 | 2 | 0
2030 | MISO_IN_2_PJM_ROR | MISO_IN | PJM_ROR | Internal | Winter | B18 | 400 | 992 | 0 | 52.47 | 53.49 | 2 | 0
2030 | MISO_IN_2_PJM_ROR | MISO_IN | PJM_ROR | Internal | Winter | B19 | 700 | 992 | 0 | 49.08 | 49.89 | 2 | 0
2030 | MISO_IN_2_PJM_ROR | MISO_IN | PJM_ROR | Internal | Winter | B20 | 935 | 992 | 0 | 43.29 | 44.6 | 2 | 0
2030 | MISO_MI_2_MISO_IN | MISO_MI | MISO_IN | Internal | Shoulder | B11 | 25 | 2045 | 2045 | 63.64 | 64.28 | 0.01 | 0.62
2030 | MISO_MI_2_MISO_IN | MISO_MI | MISO_IN | Internal | Shoulder | B12 | 200 | 2045 | 1196.49 | 53.81 | 53.82 | 0.01 | 0
2030 | MISO_MI_2_MISO_IN | MISO_MI | MISO_IN | Internal | Shoulder | B13 | 600 | 2045 | 1747.86 | 49.15 | 49.16 | 0.01 | 0
2030 | MISO_MI_2_MISO_IN | MISO_MI | MISO_IN | Internal | Shoulder | B14 | 900 | 2045 | 1299.86 | 47.41 | 47.42 | 0.01 | 0
2030 | MISO_MI_2_MISO_IN | MISO_MI | MISO_IN | Internal | Shoulder | B15 | 1203 | 2045 | 278.93 | 45.88 | 45.89 | 0.01 | 0
2030 | MISO_MI_2_MISO_IN | MISO_MI | MISO_IN | Internal | Summer | B1 | 10 | 2045 | 2045 | 80.57 | 80.77 | 0.01 | 0.19
2030 | MISO_MI_2_MISO_IN | MISO_MI | MISO_IN | Internal | Summer | B2 | 25 | 2045 | 2045 | 78.19 | 78.53 | 0.01 | 0.33
2030 | MISO_MI_2_MISO_IN | MISO_MI | MISO_IN | Internal | Summer | B3 | 75 | 2045 | 2045 | 75.74 | 76.35 | 0.01 | 0.59
2030 | MISO_MI_2_MISO_IN | MISO_MI | MISO_IN | Internal | Summer | B4 | 100 | 2045 | 2230.4 | 73.04 | 73.7 | 0.01 | 0.64
2030 | MISO_MI_2_MISO_IN | MISO_MI | MISO_IN | Internal | Summer | B5 | 200 | 2045 | 2045 | 71.03 | 71.64 | 0.01 | 0.59
2030 | MISO_MI_2_MISO_IN | MISO_MI | MISO_IN | Internal | Summer | B6 | 300 | 2045 | 2045 | 57.23 | 57.82 | 0.01 | 0.57
2030 | MISO_MI_2_MISO_IN | MISO_MI | MISO_IN | Internal | Summer | B7 | 400 | 2045 | 746.17 | 47.98 | 47.99 | 0.01 | 0
2030 | MISO_MI_2_MISO_IN | MISO_MI | MISO_IN | Internal | Summer | B8 | 500 | 2045 | 0 | 44.79 | 44.77 | 0.01 | 0
2030 | MISO_MI_2_MISO_IN | MISO_MI | MISO_IN | Internal | Summer | B9 | 800 | 2045 | 0 | 43.22 | 43.21 | 0.01 | 0
2030 | MISO_MI_2_MISO_IN | MISO_MI | MISO_IN | Internal | Summer | B10 | 1262 | 2045 | 0 | 41.14 | 41.13 | 0.01 | 0
2030 | MISO_MI_2_MISO_IN | MISO_MI | MISO_IN | Internal | Winter | B16 | 25 | 2045 | 2045 | 64.18 | 64.56 | 0.01 | 0.36
2030 | MISO_MI_2_MISO_IN | MISO_MI | MISO_IN | Internal | Winter | B17 | 100 | 2045 | 966.6 | 56.61 | 56.62 | 0.01 | 0
2030 | MISO_MI_2_MISO_IN | MISO_MI | MISO_IN | Internal | Winter | B18 | 400 | 2045 | 282.84 | 52.46 | 52.47 | 0.01 | 0
2030 | MISO_MI_2_MISO_IN | MISO_MI | MISO_IN | Internal | Winter | B19 | 700 | 2045 | 0 | 49.1 | 49.08 | 0.01 | 0
2030 | MISO_MI_2_MISO_IN | MISO_MI | MISO_IN | Internal | Winter | B20 | 935 | 2045 | 694.71 | 43.28 | 43.29 | 0.01 | 0
2030 | MISO_MI_2_MISO_WUMS | MISO_MI | MISO_WUMS | Internal | Shoulder | B11 | 25 | 117 | 2187.91 | 63.64 | 63.73 | 0.01 | 0.08
2030 | MISO_MI_2_MISO_WUMS | MISO_MI | MISO_WUMS | Internal | Shoulder | B12 | 200 | 117 | 0 | 53.81 | 53.64 | 0.01 | 0
2030 | MISO_MI_2_MISO_WUMS | MISO_MI | MISO_WUMS | Internal | Shoulder | B13 | 600 | 117 | 0 | 49.15 | 48.98 | 0.01 | 0
2030 | MISO_MI_2_MISO_WUMS | MISO_MI | MISO_WUMS | Internal | Shoulder | B14 | 900 | 117 | 0 | 47.41 | 47.23 | 0.01 | 0
2030 | MISO_MI_2_MISO_WUMS | MISO_MI | MISO_WUMS | Internal | Shoulder | B15 | 1203 | 117 | 0 | 45.88 | 45.71 | 0.01 | 0
2030 | MISO_MI_2_MISO_WUMS | MISO_MI | MISO_WUMS | Internal | Summer | B1 | 10 | 117 | 0 | 80.57 | 80.4 | 0.01 | 0
2030 | MISO_MI_2_MISO_WUMS | MISO_MI | MISO_WUMS | Internal | Summer | B2 | 25 | 117 | 0 | 78.19 | 78.02 | 0.01 | 0
2030 | MISO_MI_2_MISO_WUMS | MISO_MI | MISO_WUMS | Internal | Summer | B3 | 75 | 117 | 117 | 75.74 | 75.82 | 0.01 | 0.06
2030 | MISO_MI_2_MISO_WUMS | MISO_MI | MISO_WUMS | Internal | Summer | B4 | 100 | 117 | 425.35 | 73.04 | 73.13 | 0.01 | 0.08
2030 | MISO_MI_2_MISO_WUMS | MISO_MI | MISO_WUMS | Internal | Summer | B5 | 200 | 117 | 117 | 71.03 | 71.11 | 0.01 | 0.06
2030 | MISO_MI_2_MISO_WUMS | MISO_MI | MISO_WUMS | Internal | Summer | B6 | 300 | 117 | 117 | 57.23 | 57.31 | 0.01 | 0.06
2030 | MISO_MI_2_MISO_WUMS | MISO_MI | MISO_WUMS | Internal | Summer | B7 | 400 | 117 | 0 | 47.98 | 47.81 | 0.01 | 0
2030 | MISO_MI_2_MISO_WUMS | MISO_MI | MISO_WUMS | Internal | Summer | B8 | 500 | 117 | 0 | 44.79 | 44.61 | 0.01 | 0
2030 | MISO_MI_2_MISO_WUMS | MISO_MI | MISO_WUMS | Internal | Summer | B9 | 800 | 117 | 0 | 43.22 | 43.05 | 0.01 | 0
2030 | MISO_MI_2_MISO_WUMS | MISO_MI | MISO_WUMS | Internal | Summer | B10 | 1262 | 117 | 0 | 41.14 | 41.06 | 0.01 | 0
2030 | MISO_MI_2_MISO_WUMS | MISO_MI | MISO_WUMS | Internal | Winter | B16 | 25 | 117 | 1567.21 | 64.18 | 64.27 | 0.01 | 0.08
2030 | MISO_MI_2_MISO_WUMS | MISO_MI | MISO_WUMS | Internal | Winter | B17 | 100 | 117 | 0 | 56.61 | 56.61 | 0.01 | 0
2030 | MISO_MI_2_MISO_WUMS | MISO_MI | MISO_WUMS | Internal | Winter | B18 | 400 | 117 | 0 | 52.46 | 52.28 | 0.01 | 0
2030 | MISO_MI_2_MISO_WUMS | MISO_MI | MISO_WUMS | Internal | Winter | B19 | 700 | 117 | 117 | 49.1 | 49.17 | 0.01 | 0.06
2030 | MISO_MI_2_MISO_WUMS | MISO_MI | MISO_WUMS | Internal | Winter | B20 | 935 | 117 | 117 | 43.28 | 43.33 | 0.01 | 0.04
2030 | MISO_MI_2_PJM_ROR | MISO_MI | PJM_ROR | Internal | Shoulder | B11 | 25 | 1424 | 0 | 63.64 | 62.21 | 2 | 0
2030 | MISO_MI_2_PJM_ROR | MISO_MI | PJM_ROR | Internal | Shoulder | B12 | 200 | 1424 | 0 | 53.81 | 55.64 | 2 | 0
2030 | MISO_MI_2_PJM_ROR | MISO_MI | PJM_ROR | Internal | Shoulder | B13 | 600 | 1424 | 0 | 49.15 | 50.43 | 2 | 0
2030 | MISO_MI_2_PJM_ROR | MISO_MI | PJM_ROR | Internal | Shoulder | B14 | 900 | 1424 | 0 | 47.41 | 48.62 | 2 | 0
2030 | MISO_MI_2_PJM_ROR | MISO_MI | PJM_ROR | Internal | Shoulder | B15 | 1203 | 1424 | 0 | 45.88 | 44.11 | 2 | 0
2030 | MISO_MI_2_PJM_ROR | MISO_MI | PJM_ROR | Internal | Summer | B1 | 10 | 1424 | 5983.64 | 80.57 | 82.75 | 2 | 0.18
2030 | MISO_MI_2_PJM_ROR | MISO_MI | PJM_ROR | Internal | Summer | B2 | 25 | 1424 | 5921.81 | 78.19 | 80.37 | 2 | 0.18
2030 | MISO_MI_2_PJM_ROR | MISO_MI | PJM_ROR | Internal | Summer | B3 | 75 | 1424 | 0 | 75.74 | 75.03 | 2 | 0
2030 | MISO_MI_2_PJM_ROR | MISO_MI | PJM_ROR | Internal | Summer | B4 | 100 | 1424 | 0 | 73.04 | 75.03 | 2 | 0
2030 | MISO_MI_2_PJM_ROR | MISO_MI | PJM_ROR | Internal | Summer | B5 | 200 | 1424 | 0 | 71.03 | 69.64 | 2 | 0
2030 | MISO_MI_2_PJM_ROR | MISO_MI | PJM_ROR | Internal | Summer | B6 | 300 | 1424 | 0 | 57.23 | 56.31 | 2 | 0
2030 | MISO_MI_2_PJM_ROR | MISO_MI | PJM_ROR | Internal | Summer | B7 | 400 | 1424 | 0 | 47.98 | 48.1 | 2 | 0
2030 | MISO_MI_2_PJM_ROR | MISO_MI | PJM_ROR | Internal | Summer | B8 | 500 | 1424 | 0 | 44.79 | 46.61 | 2 | 0
2030 | MISO_MI_2_PJM_ROR | MISO_MI | PJM_ROR | Internal | Summer | B9 | 800 | 1424 | 0 | 43.22 | 44.52 | 2 | 0
2030 | MISO_MI_2_PJM_ROR | MISO_MI | PJM_ROR | Internal | Summer | B10 | 1262 | 1424 | 0 | 41.14 | 39.88 | 2 | 0
2030 | MISO_MI_2_PJM_ROR | MISO_MI | PJM_ROR | Internal | Winter | B16 | 25 | 1424 | 1424 | 64.18 | 66.3 | 2 | 0.11
2030 | MISO_MI_2_PJM_ROR | MISO_MI | PJM_ROR | Internal | Winter | B17 | 100 | 1424 | 0 | 56.61 | 58.61 | 2 | 0
2030 | MISO_MI_2_PJM_ROR | MISO_MI | PJM_ROR | Internal | Winter | B18 | 400 | 1424 | 0 | 52.46 | 53.49 | 2 | 0
2030 | MISO_MI_2_PJM_ROR | MISO_MI | PJM_ROR | Internal | Winter | B19 | 700 | 1424 | 0 | 49.1 | 49.89 | 2 | 0
2030 | MISO_MI_2_PJM_ROR | MISO_MI | PJM_ROR | Internal | Winter | B20 | 935 | 1424 | 0 | 43.28 | 44.6 | 2 | 0
2030 | MISO_MO-IL_2_ENT | MISO_MO-IL | ENT | Internal | Shoulder | B11 | 25 | 2540 | 2209.74 | 64.26 | 72.26 | 8 | 0
2030 | MISO_MO-IL_2_ENT | MISO_MO-IL | ENT | Internal | Shoulder | B12 | 200 | 2540 | 0 | 53.81 | 51.14 | 8 | 0
2030 | MISO_MO-IL_2_ENT | MISO_MO-IL | ENT | Internal | Shoulder | B13 | 600 | 2540 | 0 | 49.15 | 51.14 | 8 | 0
2030 | MISO_MO-IL_2_ENT | MISO_MO-IL | ENT | Internal | Shoulder | B14 | 900 | 2540 | 0 | 47.43 | 50.77 | 8 | 0
2030 | MISO_MO-IL_2_ENT | MISO_MO-IL | ENT | Internal | Shoulder | B15 | 1203 | 2540 | 0 | 45.88 | 49.52 | 8 | 0
2030 | MISO_MO-IL_2_ENT | MISO_MO-IL | ENT | Internal | Summer | B1 | 10 | 2540 | 0 | 80.76 | 84.88 | 8 | 0
2030 | MISO_MO-IL_2_ENT | MISO_MO-IL | ENT | Internal | Summer | B2 | 25 | 2540 | 0 | 78.51 | 82.13 | 8 | 0
2030 | MISO_MO-IL_2_ENT | MISO_MO-IL | ENT | Internal | Summer | B3 | 75 | 2540 | 0 | 76.34 | 82.13 | 8 | 0
2030 | MISO_MO-IL_2_ENT | MISO_MO-IL | ENT | Internal | Summer | B4 | 100 | 2540 | 232.47 | 73.65 | 81.65 | 8 | 0
2030 | MISO_MO-IL_2_ENT | MISO_MO-IL | ENT | Internal | Summer | B5 | 200 | 2540 | 0 | 71.63 | 75.34 | 8 | 0
2030 | MISO_MO-IL_2_ENT | MISO_MO-IL | ENT | Internal | Summer | B6 | 300 | 2540 | 565.99 | 57.8 | 65.8 | 8 | 0
2030 | MISO_MO-IL_2_ENT | MISO_MO-IL | ENT | Internal | Summer | B7 | 400 | 2540 | 0 | 48 | 53.1 | 8 | 0
2030 | MISO_MO-IL_2_ENT | MISO_MO-IL | ENT | Internal | Summer | B8 | 500 | 2540 | 0 | 44.76 | 49.48 | 8 | 0
2030 | MISO_MO-IL_2_ENT | MISO_MO-IL | ENT | Internal | Summer | B9 | 800 | 2540 | 0 | 43.02 | 49.12 | 8 | 0
2030 | MISO_MO-IL_2_ENT | MISO_MO-IL | ENT | Internal | Summer | B10 | 1262 | 2540 | 0 | 41.06 | 47.5 | 8 | 0
2030 | MISO_MO-IL_2_ENT | MISO_MO-IL | ENT | Internal | Winter | B16 | 25 | 2540 | 0 | 64.3 | 70.73 | 8 | 0
2030 | MISO_MO-IL_2_ENT | MISO_MO-IL | ENT | Internal | Winter | B17 | 100 | 2540 | 0 | 56.61 | 54.44 | 8 | 0
2030 | MISO_MO-IL_2_ENT | MISO_MO-IL | ENT | Internal | Winter | B18 | 400 | 2540 | 0 | 52.46 | 54.44 | 8 | 0
2030 | MISO_MO-IL_2_ENT | MISO_MO-IL | ENT | Internal | Winter | B19 | 700 | 2540 | 0 | 49.07 | 54.04 | 8 | 0
2030 | MISO_MO-IL_2_ENT | MISO_MO-IL | ENT | Internal | Winter | B20 | 935 | 2540 | 3910.09 | 43.3 | 51.82 | 8 | 0.52
2030 | MISO_MO-IL_2_MISO_IN | MISO_MO-IL | MISO_IN | Internal | Shoulder | B11 | 25 | 2100 | 1217.33 | 64.26 | 64.28 | 0.01 | 0
2030 | MISO_MO-IL_2_MISO_IN | MISO_MO-IL | MISO_IN | Internal | Shoulder | B12 | 200 | 2100 | 1615.45 | 53.81 | 53.82 | 0.01 | 0
2030 | MISO_MO-IL_2_MISO_IN | MISO_MO-IL | MISO_IN | Internal | Shoulder | B13 | 600 | 2100 | 326.9 | 49.15 | 49.16 | 0.01 | 0
2030 | MISO_MO-IL_2_MISO_IN | MISO_MO-IL | MISO_IN | Internal | Shoulder | B14 | 900 | 2100 | 0 | 47.43 | 47.42 | 0.01 | 0
2030 | MISO_MO-IL_2_MISO_IN | MISO_MO-IL | MISO_IN | Internal | Shoulder | B15 | 1203 | 2100 | 505.31 | 45.88 | 45.89 | 0.01 | 0
2030 | MISO_MO-IL_2_MISO_IN | MISO_MO-IL | MISO_IN | Internal | Summer | B1 | 10 | 2100 | 611.13 | 80.76 | 80.77 | 0.01 | 0
2030 | MISO_MO-IL_2_MISO_IN | MISO_MO-IL | MISO_IN | Internal | Summer | B2 | 25 | 2100 | 301.18 | 78.51 | 78.53 | 0.01 | 0
2030 | MISO_MO-IL_2_MISO_IN | MISO_MO-IL | MISO_IN | Internal | Summer | B3 | 75 | 2100 | 1894.67 | 76.34 | 76.35 | 0.01 | 0
2030 | MISO_MO-IL_2_MISO_IN | MISO_MO-IL | MISO_IN | Internal | Summer | B4 | 100 | 2100 | 2100 | 73.65 | 73.7 | 0.01 | 0.03
2030 | MISO_MO-IL_2_MISO_IN | MISO_MO-IL | MISO_IN | Internal | Summer | B5 | 200 | 2100 | 1026.66 | 71.63 | 71.64 | 0.01 | 0
2030 | MISO_MO-IL_2_MISO_IN | MISO_MO-IL | MISO_IN | Internal | Summer | B6 | 300 | 2100 | 242.7 | 57.8 | 57.82 | 0.01 | 0
2030 | MISO_MO-IL_2_MISO_IN | MISO_MO-IL | MISO_IN | Internal | Summer | B7 | 400 | 2100 | 0 | 48 | 47.99 | 0.01 | 0
2030 | MISO_MO-IL_2_MISO_IN | MISO_MO-IL | MISO_IN | Internal | Summer | B8 | 500 | 2100 | 1323.88 | 44.76 | 44.77 | 0.01 | 0
2030 | MISO_MO-IL_2_MISO_IN | MISO_MO-IL | MISO_IN | Internal | Summer | B9 | 800 | 2100 | 2100 | 43.02 | 43.21 | 0.01 | 0.17
2030 | MISO_MO-IL_2_MISO_IN | MISO_MO-IL | MISO_IN | Internal | Summer | B10 | 1262 | 2100 | 2100 | 41.06 | 41.13 | 0.01 | 0.06
2030 | MISO_MO-IL_2_MISO_IN | MISO_MO-IL | MISO_IN | Internal | Winter | B16 | 25 | 2100 | 3106.14 | 64.3 | 64.56 | 0.01 | 0.25
2030 | MISO_MO-IL_2_MISO_IN | MISO_MO-IL | MISO_IN | Internal | Winter | B17 | 100 | 2100 | 2100 | 56.61 | 56.62 | 0.01 | 0
2030 | MISO_MO-IL_2_MISO_IN | MISO_MO-IL | MISO_IN | Internal | Winter | B18 | 400 | 2100 | 1023 | 52.46 | 52.47 | 0.01 | 0
2030 | MISO_MO-IL_2_MISO_IN | MISO_MO-IL | MISO_IN | Internal | Winter | B19 | 700 | 2100 | 1299.21 | 49.07 | 49.08 | 0.01 | 0
2030 | MISO_MO-IL_2_MISO_IN | MISO_MO-IL | MISO_IN | Internal | Winter | B20 | 935 | 2100 | 0 | 43.3 | 43.29 | 0.01 | 0
2030 | MISO_MO-IL_2_MISO_W | MISO_MO-IL | MISO_W | Internal | Shoulder | B11 | 25 | 960 | 0 | 64.26 | 64.24 | 0.01 | 0
2030 | MISO_MO-IL_2_MISO_W | MISO_MO-IL | MISO_W | Internal | Shoulder | B12 | 200 | 960 | 0 | 53.81 | 53.8 | 0.01 | 0
2030 | MISO_MO-IL_2_MISO_W | MISO_MO-IL | MISO_W | Internal | Shoulder | B13 | 600 | 960 | 0 | 49.15 | 49.14 | 0.01 | 0
2030 | MISO_MO-IL_2_MISO_W | MISO_MO-IL | MISO_W | Internal | Shoulder | B14 | 900 | 960 | 61.82 | 47.43 | 47.44 | 0.01 | 0
2030 | MISO_MO-IL_2_MISO_W | MISO_MO-IL | MISO_W | Internal | Shoulder | B15 | 1203 | 960 | 1047.46 | 45.88 | 45.99 | 0.01 | 0.1
2030 | MISO_MO-IL_2_MISO_W | MISO_MO-IL | MISO_W | Internal | Summer | B1 | 10 | 960 | 0 | 80.76 | 80.75 | 0.01 | 0
2030 | MISO_MO-IL_2_MISO_W | MISO_MO-IL | MISO_W | Internal | Summer | B2 | 25 | 960 | 911.9 | 78.51 | 78.53 | 0.01 | 0
2030 | MISO_MO-IL_2_MISO_W | MISO_MO-IL | MISO_W | Internal | Summer | B3 | 75 | 960 | 0 | 76.34 | 76.33 | 0.01 | 0
2030 | MISO_MO-IL_2_MISO_W | MISO_MO-IL | MISO_W | Internal | Summer | B4 | 100 | 960 | 0 | 73.65 | 73.64 | 0.01 | 0
2030 | MISO_MO-IL_2_MISO_W | MISO_MO-IL | MISO_W | Internal | Summer | B5 | 200 | 960 | 0 | 71.63 | 71.61 | 0.01 | 0
2030 | MISO_MO-IL_2_MISO_W | MISO_MO-IL | MISO_W | Internal | Summer | B6 | 300 | 960 | 31.32 | 57.8 | 57.82 | 0.01 | 0
2030 | MISO_MO-IL_2_MISO_W | MISO_MO-IL | MISO_W | Internal | Summer | B7 | 400 | 960 | 1375.9 | 48 | 48.11 | 0.01 | 0.1
2030 | MISO_MO-IL_2_MISO_W | MISO_MO-IL | MISO_W | Internal | Summer | B8 | 500 | 960 | 192.74 | 44.76 | 44.77 | 0.01 | 0
2030 | MISO_MO-IL_2_MISO_W | MISO_MO-IL | MISO_W | Internal | Summer | B9 | 800 | 960 | 399.63 | 43.02 | 43.03 | 0.01 | 0
2030 | MISO_MO-IL_2_MISO_W | MISO_MO-IL | MISO_W | Internal | Summer | B10 | 1262 | 960 | 743.86 | 41.06 | 41.07 | 0.01 | 0
2030 | MISO_MO-IL_2_MISO_W | MISO_MO-IL | MISO_W | Internal | Winter | B16 | 25 | 960 | 0 | 64.3 | 64.29 | 0.01 | 0
2030 | MISO_MO-IL_2_MISO_W | MISO_MO-IL | MISO_W | Internal | Winter | B17 | 100 | 960 | 0 | 56.61 | 56.6 | 0.01 | 0
2030 | MISO_MO-IL_2_MISO_W | MISO_MO-IL | MISO_W | Internal | Winter | B18 | 400 | 960 | 964.58 | 52.46 | 52.56 | 0.01 | 0.1
2030 | MISO_MO-IL_2_MISO_W | MISO_MO-IL | MISO_W | Internal | Winter | B19 | 700 | 960 | 1029.97 | 49.07 | 49.18 | 0.01 | 0.1
2030 | MISO_MO-IL_2_MISO_W | MISO_MO-IL | MISO_W | Internal | Winter | B20 | 935 | 960 | 645.28 | 43.3 | 43.31 | 0.01 | 0
2030 | MISO_MO-IL_2_PJM_ROR | MISO_MO-IL | PJM_ROR | Internal | Shoulder | B11 | 25 | 1212 | 0 | 64.26 | 62.21 | 2 | 0
2030 | MISO_MO-IL_2_PJM_ROR | MISO_MO-IL | PJM_ROR | Internal | Shoulder | B12 | 200 | 1212 | 0 | 53.81 | 55.64 | 2 | 0
2030 | MISO_MO-IL_2_PJM_ROR | MISO_MO-IL | PJM_ROR | Internal | Shoulder | B13 | 600 | 1212 | 0 | 49.15 | 50.43 | 2 | 0
2030 | MISO_MO-IL_2_PJM_ROR | MISO_MO-IL | PJM_ROR | Internal | Shoulder | B14 | 900 | 1212 | 0 | 47.43 | 48.62 | 2 | 0
2030 | MISO_MO-IL_2_PJM_ROR | MISO_MO-IL | PJM_ROR | Internal | Shoulder | B15 | 1203 | 1212 | 0 | 45.88 | 44.11 | 2 | 0
2030 | MISO_MO-IL_2_PJM_ROR | MISO_MO-IL | PJM_ROR | Internal | Summer | B1 | 10 | 1212 | 0 | 80.76 | 82.75 | 2 | 0
2030 | MISO_MO-IL_2_PJM_ROR | MISO_MO-IL | PJM_ROR | Internal | Summer | B2 | 25 | 1212 | 0 | 78.51 | 80.37 | 2 | 0
2030 | MISO_MO-IL_2_PJM_ROR | MISO_MO-IL | PJM_ROR | Internal | Summer | B3 | 75 | 1212 | 0 | 76.34 | 75.03 | 2 | 0
2030 | MISO_MO-IL_2_PJM_ROR | MISO_MO-IL | PJM_ROR | Internal | Summer | B4 | 100 | 1212 | 0 | 73.65 | 75.03 | 2 | 0
2030 | MISO_MO-IL_2_PJM_ROR | MISO_MO-IL | PJM_ROR | Internal | Summer | B5 | 200 | 1212 | 0 | 71.63 | 69.64 | 2 | 0
2030 | MISO_MO-IL_2_PJM_ROR | MISO_MO-IL | PJM_ROR | Internal | Summer | B6 | 300 | 1212 | 0 | 57.8 | 56.31 | 2 | 0
2030 | MISO_MO-IL_2_PJM_ROR | MISO_MO-IL | PJM_ROR | Internal | Summer | B7 | 400 | 1212 | 0 | 48 | 48.1 | 2 | 0
2030 | MISO_MO-IL_2_PJM_ROR | MISO_MO-IL | PJM_ROR | Internal | Summer | B8 | 500 | 1212 | 0 | 44.76 | 46.61 | 2 | 0
2030 | MISO_MO-IL_2_PJM_ROR | MISO_MO-IL | PJM_ROR | Internal | Summer | B9 | 800 | 1212 | 0 | 43.02 | 44.52 | 2 | 0
2030 | MISO_MO-IL_2_PJM_ROR | MISO_MO-IL | PJM_ROR | Internal | Summer | B10 | 1262 | 1212 | 0 | 41.06 | 39.88 | 2 | 0
2030 | MISO_MO-IL_2_PJM_ROR | MISO_MO-IL | PJM_ROR | Internal | Winter | B16 | 25 | 1212 | 413.85 | 64.3 | 66.3 | 2 | 0
2030 | MISO_MO-IL_2_PJM_ROR | MISO_MO-IL | PJM_ROR | Internal | Winter | B17 | 100 | 1212 | 210.77 | 56.61 | 58.61 | 2 | 0
2030 | MISO_MO-IL_2_PJM_ROR | MISO_MO-IL | PJM_ROR | Internal | Winter | B18 | 400 | 1212 | 0 | 52.46 | 53.49 | 2 | 0
2030 | MISO_MO-IL_2_PJM_ROR | MISO_MO-IL | PJM_ROR | Internal | Winter | B19 | 700 | 1212 | 0 | 49.07 | 49.89 | 2 | 0
2030 | MISO_MO-IL_2_PJM_ROR | MISO_MO-IL | PJM_ROR | Internal | Winter | B20 | 935 | 1212 | 0 | 43.3 | 44.6 | 2 | 0
2030 | MISO_MO-IL_2_TVA_Transmission | MISO_MO-IL | TVA_Transmission | Internal | Shoulder | B11 | 25 | 4000 | 0 | 64.26 | 68.21 | 8 | 0
2030 | MISO_MO-IL_2_TVA_Transmission | MISO_MO-IL | TVA_Transmission | Internal | Shoulder | B12 | 200 | 4000 | 0 | 53.81 | 56.56 | 8 | 0
2030 | MISO_MO-IL_2_TVA_Transmission | MISO_MO-IL | TVA_Transmission | Internal | Shoulder | B13 | 600 | 4000 | 0 | 49.15 | 53.07 | 8 | 0
2030 | MISO_MO-IL_2_TVA_Transmission | MISO_MO-IL | TVA_Transmission | Internal | Shoulder | B14 | 900 | 4000 | 0 | 47.43 | 51.65 | 8 | 0
2030 | MISO_MO-IL_2_TVA_Transmission | MISO_MO-IL | TVA_Transmission | Internal | Shoulder | B15 | 1203 | 4000 | 0 | 45.88 | 50.11 | 8 | 0
2030 | MISO_MO-IL_2_TVA_Transmission | MISO_MO-IL | TVA_Transmission | Internal | Summer | B1 | 10 | 4000 | 0 | 80.76 | 88.32 | 8 | 0
2030 | MISO_MO-IL_2_TVA_Transmission | MISO_MO-IL | TVA_Transmission | Internal | Summer | B2 | 25 | 4000 | 0 | 78.51 | 86.38 | 8 | 0
2030 | MISO_MO-IL_2_TVA_Transmission | MISO_MO-IL | TVA_Transmission | Internal | Summer | B3 | 75 | 4000 | 0 | 76.34 | 81.03 | 8 | 0
2030 | MISO_MO-IL_2_TVA_Transmission | MISO_MO-IL | TVA_Transmission | Internal | Summer | B4 | 100 | 4000 | 0 | 73.65 | 80.44 | 8 | 0
2030 | MISO_MO-IL_2_TVA_Transmission | MISO_MO-IL | TVA_Transmission | Internal | Summer | B5 | 200 | 4000 | 0 | 71.63 | 75.64 | 8 | 0
2030 | MISO_MO-IL_2_TVA_Transmission | MISO_MO-IL | TVA_Transmission | Internal | Summer | B6 | 300 | 4000 | 0 | 57.8 | 61.57 | 8 | 0
2030 | MISO_MO-IL_2_TVA_Transmission | MISO_MO-IL | TVA_Transmission | Internal | Summer | B7 | 400 | 4000 | 0 | 48 | 53.12 | 8 | 0
2030 | MISO_MO-IL_2_TVA_Transmission | MISO_MO-IL | TVA_Transmission | Internal | Summer | B8 | 500 | 4000 | 0 | 44.76 | 50.13 | 8 | 0
2030 | MISO_MO-IL_2_TVA_Transmission | MISO_MO-IL | TVA_Transmission | Internal | Summer | B9 | 800 | 4000 | 0 | 43.02 | 47.67 | 8 | 0
2030 | MISO_MO-IL_2_TVA_Transmission | MISO_MO-IL | TVA_Transmission | Internal | Summer | B10 | 1262 | 4000 | 0 | 41.06 | 43.69 | 8 | 0
2030 | MISO_MO-IL_2_TVA_Transmission | MISO_MO-IL | TVA_Transmission | Internal | Winter | B16 | 25 | 4000 | 0 | 64.3 | 71.05 | 8 | 0
2030 | MISO_MO-IL_2_TVA_Transmission | MISO_MO-IL | TVA_Transmission | Internal | Winter | B17 | 100 | 4000 | 0 | 56.61 | 59.6 | 8 | 0
2030 | MISO_MO-IL_2_TVA_Transmission | MISO_MO-IL | TVA_Transmission | Internal | Winter | B18 | 400 | 4000 | 0 | 52.46 | 55.18 | 8 | 0
2030 | MISO_MO-IL_2_TVA_Transmission | MISO_MO-IL | TVA_Transmission | Internal | Winter | B19 | 700 | 4000 | 0 | 49.07 | 52.58 | 8 | 0
2030 | MISO_MO-IL_2_TVA_Transmission | MISO_MO-IL | TVA_Transmission | Internal | Winter | B20 | 935 | 4000 | 0 | 43.3 | 49.13 | 8 | 0
2030 | MISO_W_2_MAPP_CA | MISO_W | MAPP_CA | Internal | Shoulder | B11 | 25 | 700 | 0 | 64.24 | 63.55 | 0.01 | 0
2030 | MISO_W_2_MAPP_CA | MISO_W | MAPP_CA | Internal | Shoulder | B12 | 200 | 700 | 0 | 53.8 | 53.79 | 0.01 | 0
2030 | MISO_W_2_MAPP_CA | MISO_W | MAPP_CA | Internal | Shoulder | B13 | 600 | 700 | 0 | 49.14 | 49.13 | 0.01 | 0
2030 | MISO_W_2_MAPP_CA | MISO_W | MAPP_CA | Internal | Shoulder | B14 | 900 | 700 | 0 | 47.44 | 47.43 | 0.01 | 0
2030 | MISO_W_2_MAPP_CA | MISO_W | MAPP_CA | Internal | Shoulder | B15 | 1203 | 700 | 2939.44 | 45.99 | 47.14 | 0.01 | 1.14
2030 | MISO_W_2_MAPP_CA | MISO_W | MAPP_CA | Internal | Summer | B1 | 10 | 700 | 0 | 80.75 | 78.67 | 0.01 | 0
2030 | MISO_W_2_MAPP_CA | MISO_W | MAPP_CA | Internal | Summer | B2 | 25 | 700 | 0 | 78.53 | 78.09 | 0.01 | 0
2030 | MISO_W_2_MAPP_CA | MISO_W | MAPP_CA | Internal | Summer | B3 | 75 | 700 | 0 | 76.33 | 75.64 | 0.01 | 0
2030 | MISO_W_2_MAPP_CA | MISO_W | MAPP_CA | Internal | Summer | B4 | 100 | 700 | 0 | 73.64 | 72.96 | 0.01 | 0
2030 | MISO_W_2_MAPP_CA | MISO_W | MAPP_CA | Internal | Summer | B5 | 200 | 700 | 0 | 71.61 | 70.93 | 0.01 | 0
2030 | MISO_W_2_MAPP_CA | MISO_W | MAPP_CA | Internal | Summer | B6 | 300 | 700 | 0 | 57.82 | 57.13 | 0.01 | 0
2030 | MISO_W_2_MAPP_CA | MISO_W | MAPP_CA | Internal | Summer | B7 | 400 | 700 | 0 | 48.11 | 47.88 | 0.01 | 0
2030 | MISO_W_2_MAPP_CA | MISO_W | MAPP_CA | Internal | Summer | B8 | 500 | 700 | 0 | 44.77 | 44.76 | 0.01 | 0
2030 | MISO_W_2_MAPP_CA | MISO_W | MAPP_CA | Internal | Summer | B9 | 800 | 700 | 0 | 43.03 | 43.02 | 0.01 | 0
2030 | MISO_W_2_MAPP_CA | MISO_W | MAPP_CA | Internal | Summer | B10 | 1262 | 700 | 2943.27 | 41.07 | 42.22 | 0.01 | 1.14
2030 | MISO_W_2_MAPP_CA | MISO_W | MAPP_CA | Internal | Winter | B16 | 25 | 700 | 0 | 64.29 | 64.08 | 0.01 | 0
2030 | MISO_W_2_MAPP_CA | MISO_W | MAPP_CA | Internal | Winter | B17 | 100 | 700 | 165.44 | 56.6 | 56.61 | 0.01 | 0
2030 | MISO_W_2_MAPP_CA | MISO_W | MAPP_CA | Internal | Winter | B18 | 400 | 700 | 699.11 | 52.56 | 52.58 | 0.01 | 0
2030 | MISO_W_2_MAPP_CA | MISO_W | MAPP_CA | Internal | Winter | B19 | 700 | 700 | 557.5 | 49.18 | 49.19 | 0.01 | 0
2030 | MISO_W_2_MAPP_CA | MISO_W | MAPP_CA | Internal | Winter | B20 | 935 | 700 | 3103.13 | 43.31 | 44.46 | 0.01 | 1.14
2030 | MISO_W_2_MISO_MO-IL | MISO_W | MISO_MO-IL | Internal | Shoulder | B11 | 25 | 3800 | 4009.1 | 64.24 | 64.26 | 0.01 | 0.01
2030 | MISO_W_2_MISO_MO-IL | MISO_W | MISO_MO-IL | Internal | Shoulder | B12 | 200 | 3800 | 2029.6 | 53.8 | 53.81 | 0.01 | 0
2030 | MISO_W_2_MISO_MO-IL | MISO_W | MISO_MO-IL | Internal | Shoulder | B13 | 600 | 3800 | 324.44 | 49.14 | 49.15 | 0.01 | 0
2030 | MISO_W_2_MISO_MO-IL | MISO_W | MISO_MO-IL | Internal | Shoulder | B14 | 900 | 3800 | 0 | 47.44 | 47.43 | 0.01 | 0
2030 | MISO_W_2_MISO_MO-IL | MISO_W | MISO_MO-IL | Internal | Shoulder | B15 | 1203 | 3800 | 0 | 45.99 | 45.88 | 0.01 | 0
2030 | MISO_W_2_MISO_MO-IL | MISO_W | MISO_MO-IL | Internal | Summer | B1 | 10 | 3800 | 88.16 | 80.75 | 80.76 | 0.01 | 0
2030 | MISO_W_2_MISO_MO-IL | MISO_W | MISO_MO-IL | Internal | Summer | B2 | 25 | 3800 | 0 | 78.53 | 78.51 | 0.01 | 0
2030 | MISO_W_2_MISO_MO-IL | MISO_W | MISO_MO-IL | Internal | Summer | B3 | 75 | 3800 | 2675.54 | 76.33 | 76.34 | 0.01 | 0
2030 | MISO_W_2_MISO_MO-IL | MISO_W | MISO_MO-IL | Internal | Summer | B4 | 100 | 3800 | 3153.57 | 73.64 | 73.65 | 0.01 | 0
2030 | MISO_W_2_MISO_MO-IL | MISO_W | MISO_MO-IL | Internal | Summer | B5 | 200 | 3800 | 1350.53 | 71.61 | 71.63 | 0.01 | 0
2030 | MISO_W_2_MISO_MO-IL | MISO_W | MISO_MO-IL | Internal | Summer | B6 | 300 | 3800 | 0 | 57.82 | 57.8 | 0.01 | 0
2030 | MISO_W_2_MISO_MO-IL | MISO_W | MISO_MO-IL | Internal | Summer | B7 | 400 | 3800 | 0 | 48.11 | 48 | 0.01 | 0
2030 | MISO_W_2_MISO_MO-IL | MISO_W | MISO_MO-IL | Internal | Summer | B8 | 500 | 3800 | 0 | 44.77 | 44.76 | 0.01 | 0
2030 | MISO_W_2_MISO_MO-IL | MISO_W | MISO_MO-IL | Internal | Summer | B9 | 800 | 3800 | 0 | 43.03 | 43.02 | 0.01 | 0
2030 | MISO_W_2_MISO_MO-IL | MISO_W | MISO_MO-IL | Internal | Summer | B10 | 1262 | 3800 | 0 | 41.07 | 41.06 | 0.01 | 0
2030 | MISO_W_2_MISO_MO-IL | MISO_W | MISO_MO-IL | Internal | Winter | B16 | 25 | 3800 | 2839.4 | 64.29 | 64.3 | 0.01 | 0
2030 | MISO_W_2_MISO_MO-IL | MISO_W | MISO_MO-IL | Internal | Winter | B17 | 100 | 3800 | 880.06 | 56.6 | 56.61 | 0.01 | 0
2030 | MISO_W_2_MISO_MO-IL | MISO_W | MISO_MO-IL | Internal | Winter | B18 | 400 | 3800 | 0 | 52.56 | 52.46 | 0.01 | 0
2030 | MISO_W_2_MISO_MO-IL | MISO_W | MISO_MO-IL | Internal | Winter | B19 | 700 | 3800 | 0 | 49.18 | 49.07 | 0.01 | 0
2030 | MISO_W_2_MISO_MO-IL | MISO_W | MISO_MO-IL | Internal | Winter | B20 | 935 | 3800 | 0 | 43.31 | 43.3 | 0.01 | 0
2030 | MISO_W_2_MISO_WUMS | MISO_W | MISO_WUMS | Internal | Shoulder | B11 | 25 | 1629 | 0 | 64.24 | 63.73 | 0.01 | 0
2030 | MISO_W_2_MISO_WUMS | MISO_W | MISO_WUMS | Internal | Shoulder | B12 | 200 | 1629 | 0 | 53.8 | 53.64 | 0.01 | 0
2030 | MISO_W_2_MISO_WUMS | MISO_W | MISO_WUMS | Internal | Shoulder | B13 | 600 | 1629 | 0 | 49.14 | 48.98 | 0.01 | 0
2030 | MISO_W_2_MISO_WUMS | MISO_W | MISO_WUMS | Internal | Shoulder | B14 | 900 | 1629 | 0 | 47.44 | 47.23 | 0.01 | 0
2030 | MISO_W_2_MISO_WUMS | MISO_W | MISO_WUMS | Internal | Shoulder | B15 | 1203 | 1629 | 0 | 45.99 | 45.71 | 0.01 | 0
2030 | MISO_W_2_MISO_WUMS | MISO_W | MISO_WUMS | Internal | Summer | B1 | 10 | 1629 | 0 | 80.75 | 80.4 | 0.01 | 0
2030 | MISO_W_2_MISO_WUMS | MISO_W | MISO_WUMS | Internal | Summer | B2 | 25 | 1629 | 0 | 78.53 | 78.02 | 0.01 | 0
2030 | MISO_W_2_MISO_WUMS | MISO_W | MISO_WUMS | Internal | Summer | B3 | 75 | 1629 | 0 | 76.33 | 75.82 | 0.01 | 0
2030 | MISO_W_2_MISO_WUMS | MISO_W | MISO_WUMS | Internal | Summer | B4 | 100 | 1629 | 0 | 73.64 | 73.13 | 0.01 | 0
2030 | MISO_W_2_MISO_WUMS | MISO_W | MISO_WUMS | Internal | Summer | B5 | 200 | 1629 | 0 | 71.61 | 71.11 | 0.01 | 0
2030 | MISO_W_2_MISO_WUMS | MISO_W | MISO_WUMS | Internal | Summer | B6 | 300 | 1629 | 0 | 57.82 | 57.31 | 0.01 | 0
2030 | MISO_W_2_MISO_WUMS | MISO_W | MISO_WUMS | Internal | Summer | B7 | 400 | 1629 | 0 | 48.11 | 47.81 | 0.01 | 0
2030 | MISO_W_2_MISO_WUMS | MISO_W | MISO_WUMS | Internal | Summer | B8 | 500 | 1629 | 0 | 44.77 | 44.61 | 0.01 | 0
2030 | MISO_W_2_MISO_WUMS | MISO_W | MISO_WUMS | Internal | Summer | B9 | 800 | 1629 | 167.52 | 43.03 | 43.05 | 0.01 | 0
2030 | MISO_W_2_MISO_WUMS | MISO_W | MISO_WUMS | Internal | Summer | B10 | 1262 | 1629 | 0 | 41.07 | 41.06 | 0.01 | 0
2030 | MISO_W_2_MISO_WUMS | MISO_W | MISO_WUMS | Internal | Winter | B16 | 25 | 1629 | 0 | 64.29 | 64.27 | 0.01 | 0
2030 | MISO_W_2_MISO_WUMS | MISO_W | MISO_WUMS | Internal | Winter | B17 | 100 | 1629 | 91.62 | 56.6 | 56.61 | 0.01 | 0
2030 | MISO_W_2_MISO_WUMS | MISO_W | MISO_WUMS | Internal | Winter | B18 | 400 | 1629 | 0 | 52.56 | 52.28 | 0.01 | 0
2030 | MISO_W_2_MISO_WUMS | MISO_W | MISO_WUMS | Internal | Winter | B19 | 700 | 1629 | 0 | 49.18 | 49.17 | 0.01 | 0
2030 | MISO_W_2_MISO_WUMS | MISO_W | MISO_WUMS | Internal | Winter | B20 | 935 | 1629 | 162.23 | 43.31 | 43.33 | 0.01 | 0
2030 | MISO_W_2_PJM_ROR | MISO_W | PJM_ROR | Internal | Shoulder | B11 | 25 | 773 | 0 | 64.24 | 62.21 | 2 | 0
2030 | MISO_W_2_PJM_ROR | MISO_W | PJM_ROR | Internal | Shoulder | B12 | 200 | 773 | 0 | 53.8 | 55.64 | 2 | 0
2030 | MISO_W_2_PJM_ROR | MISO_W | PJM_ROR | Internal | Shoulder | B13 | 600 | 773 | 0 | 49.14 | 50.43 | 2 | 0
2030 | MISO_W_2_PJM_ROR | MISO_W | PJM_ROR | Internal | Shoulder | B14 | 900 | 773 | 0 | 47.44 | 48.62 | 2 | 0
2030 | MISO_W_2_PJM_ROR | MISO_W | PJM_ROR | Internal | Shoulder | B15 | 1203 | 773 | 0 | 45.99 | 44.11 | 2 | 0
2030 | MISO_W_2_PJM_ROR | MISO_W | PJM_ROR | Internal | Summer | B1 | 10 | 773 | 695.96 | 80.75 | 82.75 | 2 | 0
2030 | MISO_W_2_PJM_ROR | MISO_W | PJM_ROR | Internal | Summer | B2 | 25 | 773 | 0 | 78.53 | 80.37 | 2 | 0
2030 | MISO_W_2_PJM_ROR | MISO_W | PJM_ROR | Internal | Summer | B3 | 75 | 773 | 0 | 76.33 | 75.03 | 2 | 0
2030 | MISO_W_2_PJM_ROR | MISO_W | PJM_ROR | Internal | Summer | B4 | 100 | 773 | 0 | 73.64 | 75.03 | 2 | 0
2030 | MISO_W_2_PJM_ROR | MISO_W | PJM_ROR | Internal | Summer | B5 | 200 | 773 | 0 | 71.61 | 69.64 | 2 | 0
2030 | MISO_W_2_PJM_ROR | MISO_W | PJM_ROR | Internal | Summer | B6 | 300 | 773 | 0 | 57.82 | 56.31 | 2 | 0
2030 | MISO_W_2_PJM_ROR | MISO_W | PJM_ROR | Internal | Summer | B7 | 400 | 773 | 0 | 48.11 | 48.1 | 2 | 0
2030 | MISO_W_2_PJM_ROR | MISO_W | PJM_ROR | Internal | Summer | B8 | 500 | 773 | 0 | 44.77 | 46.61 | 2 | 0
2030 | MISO_W_2_PJM_ROR | MISO_W | PJM_ROR | Internal | Summer | B9 | 800 | 773 | 0 | 43.03 | 44.52 | 2 | 0
2030 | MISO_W_2_PJM_ROR | MISO_W | PJM_ROR | Internal | Summer | B10 | 1262 | 773 | 0 | 41.07 | 39.88 | 2 | 0
2030 | MISO_W_2_PJM_ROR | MISO_W | PJM_ROR | Internal | Winter | B16 | 25 | 773 | 773 | 64.29 | 66.3 | 2 | 0.01
2030 | MISO_W_2_PJM_ROR | MISO_W | PJM_ROR | Internal | Winter | B17 | 100 | 773 | 773 | 56.6 | 58.61 | 2 | 0.01
2030 | MISO_W_2_PJM_ROR | MISO_W | PJM_ROR | Internal | Winter | B18 | 400 | 773 | 0 | 52.56 | 53.49 | 2 | 0
2030 | MISO_W_2_PJM_ROR | MISO_W | PJM_ROR | Internal | Winter | B19 | 700 | 773 | 0 | 49.18 | 49.89 | 2 | 0
2030 | MISO_W_2_PJM_ROR | MISO_W | PJM_ROR | Internal | Winter | B20 | 935 | 773 | 0 | 43.31 | 44.6 | 2 | 0
2030 | MISO_W_2_SPP_N | MISO_W | SPP_N | Internal | Shoulder | B11 | 25 | 3200 | 1688.04 | 64.24 | 71.24 | 7 | 0
2030 | MISO_W_2_SPP_N | MISO_W | SPP_N | Internal | Shoulder | B12 | 200 | 3200 | 0 | 53.8 | 52.35 | 7 | 0
2030 | MISO_W_2_SPP_N | MISO_W | SPP_N | Internal | Shoulder | B13 | 600 | 3200 | 0 | 49.14 | 51.23 | 7 | 0
2030 | MISO_W_2_SPP_N | MISO_W | SPP_N | Internal | Shoulder | B14 | 900 | 3200 | 0 | 47.44 | 50.11 | 7 | 0
2030 | MISO_W_2_SPP_N | MISO_W | SPP_N | Internal | Shoulder | B15 | 1203 | 3200 | 0 | 45.99 | 48.89 | 7 | 0
2030 | MISO_W_2_SPP_N | MISO_W | SPP_N | Internal | Summer | B1 | 10 | 3200 | 0 | 80.75 | 80.98 | 7 | 0
2030 | MISO_W_2_SPP_N | MISO_W | SPP_N | Internal | Summer | B2 | 25 | 3200 | 0 | 78.53 | 80.98 | 7 | 0
2030 | MISO_W_2_SPP_N | MISO_W | SPP_N | Internal | Summer | B3 | 75 | 3200 | 0 | 76.33 | 80.98 | 7 | 0
2030 | MISO_W_2_SPP_N | MISO_W | SPP_N | Internal | Summer | B4 | 100 | 3200 | 0 | 73.64 | 79.46 | 7 | 0
2030 | MISO_W_2_SPP_N | MISO_W | SPP_N | Internal | Summer | B5 | 200 | 3200 | 0 | 71.61 | 72.39 | 7 | 0
2030 | MISO_W_2_SPP_N | MISO_W | SPP_N | Internal | Summer | B6 | 300 | 3200 | 4135.6 | 57.82 | 64.83 | 7 | 0.01
2030 | MISO_W_2_SPP_N | MISO_W | SPP_N | Internal | Summer | B7 | 400 | 3200 | 2583.43 | 48.11 | 55.11 | 7 | 0
2030 | MISO_W_2_SPP_N | MISO_W | SPP_N | Internal | Summer | B8 | 500 | 3200 | 0 | 44.77 | 49.47 | 7 | 0
2030 | MISO_W_2_SPP_N | MISO_W | SPP_N | Internal | Summer | B9 | 800 | 3200 | 0 | 43.03 | 47.31 | 7 | 0
2030 | MISO_W_2_SPP_N | MISO_W | SPP_N | Internal | Summer | B10 | 1262 | 3200 | 0 | 41.07 | 47.2 | 7 | 0
2030 | MISO_W_2_SPP_N | MISO_W | SPP_N | Internal | Winter | B16 | 25 | 3200 | 0 | 64.29 | 66.7 | 7 | 0
2030 | MISO_W_2_SPP_N | MISO_W | SPP_N | Internal | Winter | B17 | 100 | 3200 | 0 | 56.6 | 54.76 | 7 | 0
2030 | MISO_W_2_SPP_N | MISO_W | SPP_N | Internal | Winter | B18 | 400 | 3200 | 0 | 52.56 | 52.7 | 7 | 0
2030 | MISO_W_2_SPP_N | MISO_W | SPP_N | Internal | Winter | B19 | 700 | 3200 | 0 | 49.18 | 52.36 | 7 | 0
2030 | MISO_W_2_SPP_N | MISO_W | SPP_N | Internal | Winter | B20 | 935 | 3200 | 0 | 43.31 | 47.99 | 7 | 0
2030 | MISO_WUMS_2_MISO_MI | MISO_WUMS | MISO_MI | Internal | Shoulder | B11 | 25 | 99 | 0 | 63.73 | 63.64 | 0.01 | 0
2030 | MISO_WUMS_2_MISO_MI | MISO_WUMS | MISO_MI | Internal | Shoulder | B12 | 200 | 99 | 309.96 | 53.64 | 53.81 | 0.01 | 0.16
2030 | MISO_WUMS_2_MISO_MI | MISO_WUMS | MISO_MI | Internal | Shoulder | B13 | 600 | 99 | 464.37 | 48.98 | 49.15 | 0.01 | 0.16
2030 | MISO_WUMS_2_MISO_MI | MISO_WUMS | MISO_MI | Internal | Shoulder | B14 | 900 | 99 | 1044.43 | 47.23 | 47.41 | 0.01 | 0.16
2030 | MISO_WUMS_2_MISO_MI | MISO_WUMS | MISO_MI | Internal | Shoulder | B15 | 1203 | 99 | 216.59 | 45.71 | 45.88 | 0.01 | 0.16
2030 | MISO_WUMS_2_MISO_MI | MISO_WUMS | MISO_MI | Internal | Summer | B1 | 10 | 99 | 5726.68 | 80.4 | 80.57 | 0.01 | 0.16
2030 | MISO_WUMS_2_MISO_MI | MISO_WUMS | MISO_MI | Internal | Summer | B2 | 25 | 99 | 5453.19 | 78.02 | 78.19 | 0.01 | 0.16
2030 | MISO_WUMS_2_MISO_MI | MISO_WUMS | MISO_MI | Internal | Summer | B3 | 75 | 99 | 0 | 75.82 | 75.74 | 0.01 | 0
2030 | MISO_WUMS_2_MISO_MI | MISO_WUMS | MISO_MI | Internal | Summer | B4 | 100 | 99 | 0 | 73.13 | 73.04 | 0.01 | 0
2030 | MISO_WUMS_2_MISO_MI | MISO_WUMS | MISO_MI | Internal | Summer | B5 | 200 | 99 | 0 | 71.11 | 71.03 | 0.01 | 0
2030 | MISO_WUMS_2_MISO_MI | MISO_WUMS | MISO_MI | Internal | Summer | B6 | 300 | 99 | 0 | 57.31 | 57.23 | 0.01 | 0
2030 | MISO_WUMS_2_MISO_MI | MISO_WUMS | MISO_MI | Internal | Summer | B7 | 400 | 99 | 1443.55 | 47.81 | 47.98 | 0.01 | 0.16
2030 | MISO_WUMS_2_MISO_MI | MISO_WUMS | MISO_MI | Internal | Summer | B8 | 500 | 99 | 1409.67 | 44.61 | 44.79 | 0.01 | 0.16
2030 | MISO_WUMS_2_MISO_MI | MISO_WUMS | MISO_MI | Internal | Summer | B9 | 800 | 99 | 1316.03 | 43.05 | 43.22 | 0.01 | 0.16
2030 | MISO_WUMS_2_MISO_MI | MISO_WUMS | MISO_MI | Internal | Summer | B10 | 1262 | 99 | 99 | 41.06 | 41.14 | 0.01 | 0.08
2030 | MISO_WUMS_2_MISO_MI | MISO_WUMS | MISO_MI | Internal | Winter | B16 | 25 | 99 | 0 | 64.27 | 64.18 | 0.01 | 0
2030 | MISO_WUMS_2_MISO_MI | MISO_WUMS | MISO_MI | Internal | Winter | B17 | 100 | 99 | 0 | 56.61 | 56.61 | 0.01 | 0
2030 | MISO_WUMS_2_MISO_MI | MISO_WUMS | MISO_MI | Internal | Winter | B18 | 400 | 99 | 369.73 | 52.28 | 52.46 | 0.01 | 0.16
2030 | MISO_WUMS_2_MISO_MI | MISO_WUMS | MISO_MI | Internal | Winter | B19 | 700 | 99 | 0 | 49.17 | 49.1 | 0.01 | 0
2030 | MISO_WUMS_2_MISO_MI | MISO_WUMS | MISO_MI | Internal | Winter | B20 | 935 | 99 | 0 | 43.33 | 43.28 | 0.01 | 0
2030 | MISO_WUMS_2_MISO_W | MISO_WUMS | MISO_W | Internal | Shoulder | B11 | 25 | 1137 | 3515.64 | 63.73 | 64.24 | 0.01 | 0.5
2030 | MISO_WUMS_2_MISO_W | MISO_WUMS | MISO_W | Internal | Shoulder | B12 | 200 | 1137 | 1137 | 53.64 | 53.8 | 0.01 | 0.15
2030 | MISO_WUMS_2_MISO_W | MISO_WUMS | MISO_W | Internal | Shoulder | B13 | 600 | 1137 | 1137 | 48.98 | 49.14 | 0.01 | 0.15
2030 | MISO_WUMS_2_MISO_W | MISO_WUMS | MISO_W | Internal | Shoulder | B14 | 900 | 1137 | 1137 | 47.23 | 47.44 | 0.01 | 0.2
2030 | MISO_WUMS_2_MISO_W | MISO_WUMS | MISO_W | Internal | Shoulder | B15 | 1203 | 1137 | 1137 | 45.71 | 45.99 | 0.01 | 0.27
2030 | MISO_WUMS_2_MISO_W | MISO_WUMS | MISO_W | Internal | Summer | B1 | 10 | 1137 | 1137 | 80.4 | 80.75 | 0.01 | 0.34
2030 | MISO_WUMS_2_MISO_W | MISO_WUMS | MISO_W | Internal | Summer | B2 | 25 | 1137 | 1438.08 | 78.02 | 78.53 | 0.01 | 0.5
2030 | MISO_WUMS_2_MISO_W | MISO_WUMS | MISO_W | Internal | Summer | B3 | 75 | 1137 | 6604.58 | 75.82 | 76.33 | 0.01 | 0.5
2030 | MISO_WUMS_2_MISO_W | MISO_WUMS | MISO_W | Internal | Summer | B4 | 100 | 1137 | 4085.7 | 73.13 | 73.64 | 0.01 | 0.5
2030 | MISO_WUMS_2_MISO_W | MISO_WUMS | MISO_W | Internal | Summer | B5 | 200 | 1137 | 1816.54 | 71.11 | 71.61 | 0.01 | 0.5
2030 | MISO_WUMS_2_MISO_W | MISO_WUMS | MISO_W | Internal | Summer | B6 | 300 | 1137 | 2299.82 | 57.31 | 57.82 | 0.01 | 0.5
2030 | MISO_WUMS_2_MISO_W | MISO_WUMS | MISO_W | Internal | Summer | B7 | 400 | 1137 | 1137 | 47.81 | 48.11 | 0.01 | 0.29
2030 | MISO_WUMS_2_MISO_W | MISO_WUMS | MISO_W | Internal | Summer | B8 | 500 | 1137 | 1137 | 44.61 | 44.77 | 0.01 | 0.15
2030 | MISO_WUMS_2_MISO_W | MISO_WUMS | MISO_W | Internal | Summer | B9 | 800 | 1137 | 0 | 43.05 | 43.03 | 0.01 | 0
2030 | MISO_WUMS_2_MISO_W | MISO_WUMS | MISO_W | Internal | Summer | B10 | 1262 | 1137 | 13.48 | 41.06 | 41.07 | 0.01 | 0
2030 | MISO_WUMS_2_MISO_W | MISO_WUMS | MISO_W | Internal | Winter | B16 | 25 | 1137 | 923.42 | 64.27 | 64.29 | 0.01 | 0
2030 | MISO_WUMS_2_MISO_W | MISO_WUMS | MISO_W | Internal | Winter | B17 | 100 | 1137 | 0 | 56.61 | 56.6 | 0.01 | 0
2030 | MISO_WUMS_2_MISO_W | MISO_WUMS | MISO_W | Internal | Winter | B18 | 400 | 1137 | 1137 | 52.28 | 52.56 | 0.01 | 0.27
2030 | MISO_WUMS_2_MISO_W | MISO_WUMS | MISO_W | Internal | Winter | B19 | 700 | 1137 | 453.73 | 49.17 | 49.18 | 0.01 | 0
2030 | MISO_WUMS_2_MISO_W | MISO_WUMS | MISO_W | Internal | Winter | B20 | 935 | 1137 | 0 | 43.33 | 43.31 | 0.01 | 0
2030 | MISO_WUMS_2_PJM_ROR | MISO_WUMS | PJM_ROR | Internal | Shoulder | B11 | 25 | 1600 | 0 | 63.73 | 62.21 | 2 | 0
2030 | MISO_WUMS_2_PJM_ROR | MISO_WUMS | PJM_ROR | Internal | Shoulder | B12 | 200 | 1600 | 57.34 | 53.64 | 55.64 | 2 | 0
2030 | MISO_WUMS_2_PJM_ROR | MISO_WUMS | PJM_ROR | Internal | Shoulder | B13 | 600 | 1600 | 0 | 48.98 | 50.43 | 2 | 0
2030 | MISO_WUMS_2_PJM_ROR | MISO_WUMS | PJM_ROR | Internal | Shoulder | B14 | 900 | 1600 | 0 | 47.23 | 48.62 | 2 | 0
2030 | MISO_WUMS_2_PJM_ROR | MISO_WUMS | PJM_ROR | Internal | Shoulder | B15 | 1203 | 1600 | 0 | 45.71 | 44.11 | 2 | 0
2030 | MISO_WUMS_2_PJM_ROR | MISO_WUMS | PJM_ROR | Internal | Summer | B1 | 10 | 1600 | 1600 | 80.4 | 82.75 | 2 | 0.35
2030 | MISO_WUMS_2_PJM_ROR | MISO_WUMS | PJM_ROR | Internal | Summer | B2 | 25 | 1600 | 1600 | 78.02 | 80.37 | 2 | 0.35
2030 | MISO_WUMS_2_PJM_ROR | MISO_WUMS | PJM_ROR | Internal | Summer | B3 | 75 | 1600 | 0 | 75.82 | 75.03 | 2 | 0
2030 | MISO_WUMS_2_PJM_ROR | MISO_WUMS | PJM_ROR | Internal | Summer | B4 | 100 | 1600 | 0 | 73.13 | 75.03 | 2 | 0
2030 | MISO_WUMS_2_PJM_ROR | MISO_WUMS | PJM_ROR | Internal | Summer | B5 | 200 | 1600 | 0 | 71.11 | 69.64 | 2 | 0
2030 | MISO_WUMS_2_PJM_ROR | MISO_WUMS | PJM_ROR | Internal | Summer | B6 | 300 | 1600 | 0 | 57.31 | 56.31 | 2 | 0
2030 | MISO_WUMS_2_PJM_ROR | MISO_WUMS | PJM_ROR | Internal | Summer | B7 | 400 | 1600 | 0 | 47.81 | 48.1 | 2 | 0
2030 | MISO_WUMS_2_PJM_ROR | MISO_WUMS | PJM_ROR | Internal | Summer | B8 | 500 | 1600 | 481.84 | 44.61 | 46.61 | 2 | 0
2030 | MISO_WUMS_2_PJM_ROR | MISO_WUMS | PJM_ROR | Internal | Summer | B9 | 800 | 1600 | 0 | 43.05 | 44.52 | 2 | 0
2030 | MISO_WUMS_2_PJM_ROR | MISO_WUMS | PJM_ROR | Internal | Summer | B10 | 1262 | 1600 | 0 | 41.06 | 39.88 | 2 | 0
2030 | MISO_WUMS_2_PJM_ROR | MISO_WUMS | PJM_ROR | Internal | Winter | B16 | 25 | 1600 | 1600 | 64.27 | 66.3 | 2 | 0.02
2030 | MISO_WUMS_2_PJM_ROR | MISO_WUMS | PJM_ROR | Internal | Winter | B17 | 100 | 1600 | 1423.94 | 56.61 | 58.61 | 2 | 0
2030 | MISO_WUMS_2_PJM_ROR | MISO_WUMS | PJM_ROR | Internal | Winter | B18 | 400 | 1600 | 0 | 52.28 | 53.49 | 2 | 0
2030 | MISO_WUMS_2_PJM_ROR | MISO_WUMS | PJM_ROR | Internal | Winter | B19 | 700 | 1600 | 0 | 49.17 | 49.89 | 2 | 0
2030 | MISO_WUMS_2_PJM_ROR | MISO_WUMS | PJM_ROR | Internal | Winter | B20 | 935 | 1600 | 0 | 43.33 | 44.6 | 2 | 0
2030 | NE_2_MISO_W | NE | MISO_W | Internal | Shoulder | B11 | 25 | 1600 | 0 | 69.7 | 64.24 | 5 | 0
2030 | NE_2_MISO_W | NE | MISO_W | Internal | Shoulder | B12 | 200 | 1600 | 0 | 52.34 | 53.8 | 5 | 0
2030 | NE_2_MISO_W | NE | MISO_W | Internal | Shoulder | B13 | 600 | 1600 | 0 | 51.22 | 49.14 | 5 | 0
2030 | NE_2_MISO_W | NE | MISO_W | Internal | Shoulder | B14 | 900 | 1600 | 0 | 49.59 | 47.44 | 5 | 0
2030 | NE_2_MISO_W | NE | MISO_W | Internal | Shoulder | B15 | 1203 | 1600 | 0 | 47.34 | 45.99 | 5 | 0
2030 | NE_2_MISO_W | NE | MISO_W | Internal | Summer | B1 | 10 | 1600 | 0 | 80.07 | 80.75 | 5 | 0
2030 | NE_2_MISO_W | NE | MISO_W | Internal | Summer | B2 | 25 | 1600 | 0 | 80.07 | 78.53 | 5 | 0
2030 | NE_2_MISO_W | NE | MISO_W | Internal | Summer | B3 | 75 | 1600 | 0 | 80.07 | 76.33 | 5 | 0
2030 | NE_2_MISO_W | NE | MISO_W | Internal | Summer | B4 | 100 | 1600 | 0 | 77.92 | 73.64 | 5 | 0
2030 | NE_2_MISO_W | NE | MISO_W | Internal | Summer | B5 | 200 | 1600 | 0 | 72.38 | 71.61 | 5 | 0
2030 | NE_2_MISO_W | NE | MISO_W | Internal | Summer | B6 | 300 | 1600 | 0 | 63.29 | 57.82 | 5 | 0
2030 | NE_2_MISO_W | NE | MISO_W | Internal | Summer | B7 | 400 | 1600 | 0 | 53.57 | 48.11 | 5 | 0
2030 | NE_2_MISO_W | NE | MISO_W | Internal | Summer | B8 | 500 | 1600 | 0 | 47.93 | 44.77 | 5 | 0
2030 | NE_2_MISO_W | NE | MISO_W | Internal | Summer | B9 | 800 | 1600 | 0 | 45.76 | 43.03 | 5 | 0
2030 | NE_2_MISO_W | NE | MISO_W | Internal | Summer | B10 | 1262 | 1600 | 0 | 45.66 | 41.07 | 5 | 0
2030 | NE_2_MISO_W | NE | MISO_W | Internal | Winter | B16 | 25 | 1600 | 0 | 65.16 | 64.29 | 5 | 0
2030 | NE_2_MISO_W | NE | MISO_W | Internal | Winter | B17 | 100 | 1600 | 0 | 53.55 | 56.6 | 5 | 0
2030 | NE_2_MISO_W | NE | MISO_W | Internal | Winter | B18 | 400 | 1600 | 0 | 51.16 | 52.56 | 5 | 0
2030 | NE_2_MISO_W | NE | MISO_W | Internal | Winter | B19 | 700 | 1600 | 0 | 51.06 | 49.18 | 5 | 0
2030 | NE_2_MISO_W | NE | MISO_W | Internal | Winter | B20 | 935 | 1600 | 0 | 46.45 | 43.31 | 5 | 0
2030 | NE_2_SPP_N | NE | SPP_N | Internal | Shoulder | B11 | 25 | 1800 | 2781.38 | 69.7 | 71.24 | 0.01 | 1.53
2030 | NE_2_SPP_N | NE | SPP_N | Internal | Shoulder | B12 | 200 | 1800 | 1307.6 | 52.34 | 52.35 | 0.01 | 0
2030 | NE_2_SPP_N | NE | SPP_N | Internal | Shoulder | B13 | 600 | 1800 | 1522.11 | 51.22 | 51.23 | 0.01 | 0
2030 | NE_2_SPP_N | NE | SPP_N | Internal | Shoulder | B14 | 900 | 1800 | 1800 | 49.59 | 50.11 | 0.01 | 0.5
2030 | NE_2_SPP_N | NE | SPP_N | Internal | Shoulder | B15 | 1203 | 1800 | 2013.41 | 47.34 | 48.89 | 0.01 | 1.53
2030 | NE_2_SPP_N | NE | SPP_N | Internal | Summer | B1 | 10 | 1800 | 1800 | 80.07 | 80.98 | 0.01 | 0.9
2030 | NE_2_SPP_N | NE | SPP_N | Internal | Summer | B2 | 25 | 1800 | 1800 | 80.07 | 80.98 | 0.01 | 0.9
2030 | NE_2_SPP_N | NE | SPP_N | Internal | Summer | B3 | 75 | 1800 | 1800 | 80.07 | 80.98 | 0.01 | 0.9
2030 | NE_2_SPP_N | NE | SPP_N | Internal | Summer | B4 | 100 | 1800 | 2174.27 | 77.92 | 79.46 | 0.01 | 1.53
2030 | NE_2_SPP_N | NE | SPP_N | Internal | Summer | B5 | 200 | 1800 | 1794.71 | 72.38 | 72.39 | 0.01 | 0
2030 | NE_2_SPP_N | NE | SPP_N | Internal | Summer | B6 | 300 | 1800 | 2630.07 | 63.29 | 64.83 | 0.01 | 1.53
2030 | NE_2_SPP_N | NE | SPP_N | Internal | Summer | B7 | 400 | 1800 | 2782.39 | 53.57 | 55.11 | 0.01 | 1.53
2030 | NE_2_SPP_N | NE | SPP_N | Internal | Summer | B8 | 500 | 1800 | 3184.32 | 47.93 | 49.47 | 0.01 | 1.53
2030 | NE_2_SPP_N | NE | SPP_N | Internal | Summer | B9 | 800 | 1800 | 2478.74 | 45.76 | 47.31 | 0.01 | 1.53
2030 | NE_2_SPP_N | NE | SPP_N | Internal | Summer | B10 | 1262 | 1800 | 3243.5 | 45.66 | 47.2 | 0.01 | 1.53
2030 | NE_2_SPP_N | NE | SPP_N | Internal | Winter | B16 | 25 | 1800 | 3370.91 | 65.16 | 66.7 | 0.01 | 1.53
2030 | NE_2_SPP_N | NE | SPP_N | Internal | Winter | B17 | 100 | 1800 | 1800 | 53.55 | 54.76 | 0.01 | 1.2
2030 | NE_2_SPP_N | NE | SPP_N | Internal | Winter | B18 | 400 | 1800 | 1804.81 | 51.16 | 52.7 | 0.01 | 1.53
2030 | NE_2_SPP_N | NE | SPP_N | Internal | Winter | B19 | 700 | 1800 | 1800 | 51.06 | 52.36 | 0.01 | 1.29
2030 | NE_2_SPP_N | NE | SPP_N | Internal | Winter | B20 | 935 | 1800 | 2639.08 | 46.45 | 47.99 | 0.01 | 1.53
2030 | NEISO_2_NYISO_A-F | NEISO | NYISO_A-F | Internal | Shoulder | B11 | 25 | 600 | 600 | 50.29 | 54.05 | 3 | 0.76
2030 | NEISO_2_NYISO_A-F | NEISO | NYISO_A-F | Internal | Shoulder | B12 | 200 | 600 | 600 | 43.84 | 47.6 | 3 | 0.76
2030 | NEISO_2_NYISO_A-F | NEISO | NYISO_A-F | Internal | Shoulder | B13 | 600 | 600 | 600 | 43.84 | 47.22 | 3 | 0.38
2030 | NEISO_2_NYISO_A-F | NEISO | NYISO_A-F | Internal | Shoulder | B14 | 900 | 600 | 600 | 43.84 | 46.99 | 3 | 0.15
2030 | NEISO_2_NYISO_A-F | NEISO | NYISO_A-F | Internal | Shoulder | B15 | 1203 | 600 | 600 | 43.84 | 46.99 | 3 | 0.15
2030 | NEISO_2_NYISO_A-F | NEISO | NYISO_A-F | Internal | Summer | B1 | 10 | 600 | 0 | 76.97 | 79.59 | 3 | 0
2030 | NEISO_2_NYISO_A-F | NEISO | NYISO_A-F | Internal | Summer | B2 | 25 | 600 | 456.25 | 69.35 | 72.35 | 3 | 0
2030 | NEISO_2_NYISO_A-F | NEISO | NYISO_A-F | Internal | Summer | B3 | 75 | 600 | 600 | 63.24 | 67 | 3 | 0.76
2030 | NEISO_2_NYISO_A-F | NEISO | NYISO_A-F | Internal | Summer | B4 | 100 | 600 | 600 | 63.11 | 66.87 | 3 | 0.76
2030 | NEISO_2_NYISO_A-F | NEISO | NYISO_A-F | Internal | Summer | B5 | 200 | 600 | 600 | 57.72 | 61.49 | 3 | 0.76
2030 | NEISO_2_NYISO_A-F | NEISO | NYISO_A-F | Internal | Summer | B6 | 300 | 600 | 600 | 50.52 | 54.29 | 3 | 0.76
2030 | NEISO_2_NYISO_A-F | NEISO | NYISO_A-F | Internal | Summer | B7 | 400 | 600 | 600 | 41.91 | 45.67 | 3 | 0.76
2030 | NEISO_2_NYISO_A-F | NEISO | NYISO_A-F | Internal | Summer | B8 | 500 | 600 | 600 | 40.42 | 44.18 | 3 | 0.76
2030 | NEISO_2_NYISO_A-F | NEISO | NYISO_A-F | Internal | Summer | B9 | 800 | 600 | 600 | 40.42 | 43.45 | 3 | 0.03
2030 | NEISO_2_NYISO_A-F | NEISO | NYISO_A-F | Internal | Summer | B10 | 1262 | 600 | 600 | 40.42 | 43.45 | 3 | 0.03
2030 | NEISO_2_NYISO_A-F | NEISO | NYISO_A-F | Internal | Winter | B16 | 25 | 600 | 600 | 54.52 | 58.29 | 3 | 0.76
2030 | NEISO_2_NYISO_A-F | NEISO | NYISO_A-F | Internal | Winter | B17 | 100 | 600 | 0 | 54.4 | 56.34 | 3 | 0
2030 | NEISO_2_NYISO_A-F | NEISO | NYISO_A-F | Internal | Winter | B18 | 400 | 600 | 0 | 53.37 | 54.52 | 3 | 0
2030 | NEISO_2_NYISO_A-F | NEISO | NYISO_A-F | Internal | Winter | B19 | 700 | 600 | 0 | 53.24 | 54.06 | 3 | 0
2030 | NEISO_2_NYISO_A-F | NEISO | NYISO_A-F | Internal | Winter | B20 | 935 | 600 | 0 | 53.24 | 50.61 | 3 | 0
2030 | NEISO_2_NYISO_G-I | NEISO | NYISO_G-I | Internal | Shoulder | B11 | 25 | 600 | 600 | 50.29 | 54.06 | 3 | 0.78
2030 | NEISO_2_NYISO_G-I | NEISO | NYISO_G-I | Internal | Shoulder | B12 | 200 | 600 | 600 | 43.84 | 47.62 | 3 | 0.78
2030 | NEISO_2_NYISO_G-I | NEISO | NYISO_G-I | Internal | Shoulder | B13 | 600 | 600 | 600 | 43.84 | 47.23 | 3 | 0.39
2030 | NEISO_2_NYISO_G-I | NEISO | NYISO_G-I | Internal | Shoulder | B14 | 900 | 600 | 600 | 43.84 | 47.01 | 3 | 0.17
2030 | NEISO_2_NYISO_G-I | NEISO | NYISO_G-I | Internal | Shoulder | B15 | 1203 | 600 | 600 | 43.84 | 47.01 | 3 | 0.17
2030 | NEISO_2_NYISO_G-I | NEISO | NYISO_G-I | Internal | Summer | B1 | 10 | 600 | 600 | 76.97 | 80.74 | 3 | 0.78
2030 | NEISO_2_NYISO_G-I | NEISO | NYISO_G-I | Internal | Summer | B2 | 25 | 600 | 600 | 69.35 | 72.37 | 3 | 0.01
2030 | NEISO_2_NYISO_G-I | NEISO | NYISO_G-I | Internal | Summer | B3 | 75 | 600 | 600 | 63.24 | 67.01 | 3 | 0.78
2030 | NEISO_2_NYISO_G-I | NEISO | NYISO_G-I | Internal | Summer | B4 | 100 | 600 | 600 | 63.11 | 66.88 | 3 | 0.78
2030 | NEISO_2_NYISO_G-I | NEISO | NYISO_G-I | Internal | Summer | B5 | 200 | 600 | 600 | 57.72 | 61.5 | 3 | 0.78
2030 | NEISO_2_NYISO_G-I | NEISO | NYISO_G-I | Internal | Summer | B6 | 300 | 600 | 600 | 50.52 | 54.3 | 3 | 0.78
2030 | NEISO_2_NYISO_G-I | NEISO | NYISO_G-I | Internal | Summer | B7 | 400 | 600 | 600 | 41.91 | 45.69 | 3 | 0.78
2030 | NEISO_2_NYISO_G-I | NEISO | NYISO_G-I | Internal | Summer | B8 | 500 | 600 | 600 | 40.42 | 44.19 | 3 | 0.78
2030 | NEISO_2_NYISO_G-I | NEISO | NYISO_G-I | Internal | Summer | B9 | 800 | 600 | 600 | 40.42 | 43.46 | 3 | 0.04
2030 | NEISO_2_NYISO_G-I | NEISO | NYISO_G-I | Internal | Summer | B10 | 1262 | 600 | 600 | 40.42 | 43.46 | 3 | 0.04
2030 | NEISO_2_NYISO_G-I | NEISO | NYISO_G-I | Internal | Winter | B16 | 25 | 600 | 600 | 54.52 | 58.3 | 3 | 0.78
2030 | NEISO_2_NYISO_G-I | NEISO | NYISO_G-I | Internal | Winter | B17 | 100 | 600 | 600 | 54.4 | 57.49 | 3 | 0.09
2030 | NEISO_2_NYISO_G-I | NEISO | NYISO_G-I | Internal | Winter | B18 | 400 | 600 | 0 | 53.37 | 55.67 | 3 | 0
2030 | NEISO_2_NYISO_G-I | NEISO | NYISO_G-I | Internal | Winter | B19 | 700 | 600 | 0 | 53.24 | 55.22 | 3 | 0
2030 | NEISO_2_NYISO_G-I | NEISO | NYISO_G-I | Internal | Winter | B20 | 935 | 600 | 0 | 53.24 | 51.48 | 3 | 0
2030 | NEISO_2_NYISO_J-K | NEISO | NYISO_J-K | Internal | Shoulder | B11 | 25 | 430 | 8581.07 | 50.29 | 54.07 | 3 | 0.79
2030 | NEISO_2_NYISO_J-K | NEISO | NYISO_J-K | Internal | Shoulder | B12 | 200 | 430 | 3420.79 | 43.84 | 47.63 | 3 | 0.79
2030 | NEISO_2_NYISO_J-K | NEISO | NYISO_J-K | Internal | Shoulder | B13 | 600 | 430 | 430 | 43.84 | 47.25 | 3 | 0.41
2030 | NEISO_2_NYISO_J-K | NEISO | NYISO_J-K | Internal | Shoulder | B14 | 900 | 430 | 430 | 43.84 | 47.02 | 3 | 0.18
2030 | NEISO_2_NYISO_J-K | NEISO | NYISO_J-K | Internal | Shoulder | B15 | 1203 | 430 | 430 | 43.84 | 47.02 | 3 | 0.18
2030 | NEISO_2_NYISO_J-K | NEISO | NYISO_J-K | Internal | Summer | B1 | 10 | 430 | 499.57 | 76.97 | 80.75 | 3 | 0.79
2030 | NEISO_2_NYISO_J-K | NEISO | NYISO_J-K | Internal | Summer | B2 | 25 | 430 | 430 | 69.35 | 72.38 | 3 | 0.02
2030 | NEISO_2_NYISO_J-K | NEISO | NYISO_J-K | Internal | Summer | B3 | 75 | 430 | 2150.74 | 63.24 | 67.02 | 3 | 0.79
2030 | NEISO_2_NYISO_J-K | NEISO | NYISO_J-K | Internal | Summer | B4 | 100 | 430 | 4189.55 | 63.11 | 66.89 | 3 | 0.79
2030 | NEISO_2_NYISO_J-K | NEISO | NYISO_J-K | Internal | Summer | B5 | 200 | 430 | 4663.85 | 57.72 | 61.51 | 3 | 0.79
2030 | NEISO_2_NYISO_J-K | NEISO | NYISO_J-K | Internal | Summer | B6 | 300 | 430 | 4161.98 | 50.52 | 54.31 | 3 | 0.79
2030 | NEISO_2_NYISO_J-K | NEISO | NYISO_J-K | Internal | Summer | B7 | 400 | 430 | 4579.24 | 41.91 | 45.7 | 3 | 0.79
2030 | NEISO_2_NYISO_J-K | NEISO | NYISO_J-K | Internal | Summer | B8 | 500 | 430 | 1971.08 | 40.42 | 44.21 | 3 | 0.79
2030 | NEISO_2_NYISO_J-K | NEISO | NYISO_J-K | Internal | Summer | B9 | 800 | 430 | 430 | 40.42 | 43.47 | 3 | 0.05
2030 | NEISO_2_NYISO_J-K | NEISO | NYISO_J-K | Internal | Summer | B10 | 1262 | 430 | 430 | 40.42 | 43.47 | 3 | 0.05
2030 | NEISO_2_NYISO_J-K | NEISO | NYISO_J-K | Internal | Winter | B16 | 25 | 430 | 3770.54 | 54.52 | 58.31 | 3 | 0.79
2030 | NEISO_2_NYISO_J-K | NEISO | NYISO_J-K | Internal | Winter | B17 | 100 | 430 | 1312.59 | 54.4 | 58.19 | 3 | 0.79
2030 | NEISO_2_NYISO_J-K | NEISO | NYISO_J-K | Internal | Winter | B18 | 400 | 430 | 380.15 | 53.37 | 56.37 | 3 | 0
2030 | NEISO_2_NYISO_J-K | NEISO | NYISO_J-K | Internal | Winter | B19 | 700 | 430 | 0 | 53.24 | 55.92 | 3 | 0
2030 | NEISO_2_NYISO_J-K | NEISO | NYISO_J-K | Internal | Winter | B20 | 935 | 430 | 0 | 53.24 | 51.5 | 3 | 0
2030 | NonRTO_Midwest_2_TVA_Transmission | NonRTO_Midwest | TVA_Transmission | Internal | Shoulder | B11 | 25 | 2400 | 0 | 72.28 | 68.21 | 8 | 0
2030 | NonRTO_Midwest_2_TVA_Transmission | NonRTO_Midwest | TVA_Transmission | Internal | Shoulder | B12 | 200 | 2400 | 0 | 61.82 | 56.56 | 8 | 0
2030 | NonRTO_Midwest_2_TVA_Transmission | NonRTO_Midwest | TVA_Transmission | Internal | Shoulder | B13 | 600 | 2400 | 0 | 56.76 | 53.07 | 8 | 0
2030 | NonRTO_Midwest_2_TVA_Transmission | NonRTO_Midwest | TVA_Transmission | Internal | Shoulder | B14 | 900 | 2400 | 0 | 46.45 | 51.65 | 8 | 0
2030 | NonRTO_Midwest_2_TVA_Transmission | NonRTO_Midwest | TVA_Transmission | Internal | Shoulder | B15 | 1203 | 2400 | 280.42 | 42.11 | 50.11 | 8 | 0
2030 | NonRTO_Midwest_2_TVA_Transmission | NonRTO_Midwest | TVA_Transmission | Internal | Summer | B1 | 10 | 2400 | 0 | 81.89 | 88.32 | 8 | 0
2030 | NonRTO_Midwest_2_TVA_Transmission | NonRTO_Midwest | TVA_Transmission | Internal | Summer | B2 | 25 | 2400 | 0 | 81.89 | 86.38 | 8 | 0
2030 | NonRTO_Midwest_2_TVA_Transmission | NonRTO_Midwest | TVA_Transmission | Internal | Summer | B3 | 75 | 2400 | 0 | 81.89 | 81.03 | 8 | 0
2030 | NonRTO_Midwest_2_TVA_Transmission | NonRTO_Midwest | TVA_Transmission | Internal | Summer | B4 | 100 | 2400 | 0 | 81.7 | 80.44 | 8 | 0
2030 | NonRTO_Midwest_2_TVA_Transmission | NonRTO_Midwest | TVA_Transmission | Internal | Summer | B5 | 200 | 2400 | 0 | 79.64 | 75.64 | 8 | 0
2030 | NonRTO_Midwest_2_TVA_Transmission | NonRTO_Midwest | TVA_Transmission | Internal | Summer | B6 | 300 | 2400 | 0 | 65.82 | 61.57 | 8 | 0
2030 | NonRTO_Midwest_2_TVA_Transmission | NonRTO_Midwest | TVA_Transmission | Internal | Summer | B7 | 400 | 2400 | 0 | 49.02 | 53.12 | 8 | 0
2030 | NonRTO_Midwest_2_TVA_Transmission | NonRTO_Midwest | TVA_Transmission | Internal | Summer | B8 | 500 | 2400 | 0 | 44.93 | 50.13 | 8 | 0
2030 | NonRTO_Midwest_2_TVA_Transmission | NonRTO_Midwest | TVA_Transmission | Internal | Summer | B9 | 800 | 2400 | 0 | 44.17 | 47.67 | 8 | 0
2030 | NonRTO_Midwest_2_TVA_Transmission | NonRTO_Midwest | TVA_Transmission | Internal | Summer | B10 | 1262 | 2400 | 0 | 36.58 | 43.69 | 8 | 0
2030 | NonRTO_Midwest_2_TVA_Transmission | NonRTO_Midwest | TVA_Transmission | Internal | Winter | B16 | 25 | 2400 | 0 | 72.56 | 71.05 | 8 | 0
2030 | NonRTO_Midwest_2_TVA_Transmission | NonRTO_Midwest | TVA_Transmission | Internal | Winter | B17 | 100 | 2400 | 0 | 64.62 | 59.6 | 8 | 0
2030 | NonRTO_Midwest_2_TVA_Transmission | NonRTO_Midwest | TVA_Transmission | Internal | Winter | B18 | 400 | 2400 | 0 | 60.47 | 55.18 | 8 | 0
2030 | NonRTO_Midwest_2_TVA_Transmission | NonRTO_Midwest | TVA_Transmission | Internal | Winter | B19 | 700 | 2400 | 0 | 46.94 | 52.58 | 8 | 0
2030 | NonRTO_Midwest_2_TVA_Transmission | NonRTO_Midwest | TVA_Transmission | Internal | Winter | B20 | 935 | 2400 | 369.6 | 41.13 | 49.13 | 8 | 0
2030 | NYISO_A-F_2_NEISO | NYISO_A-F | NEISO | Internal | Shoulder | B11 | 25 | 600 | 0 | 54.05 | 50.29 | 3 | 0
2030 | NYISO_A-F_2_NEISO | NYISO_A-F | NEISO | Internal | Shoulder | B12 | 200 | 600 | 0 | 47.6 | 43.84 | 3 | 0
2030 | NYISO_A-F_2_NEISO | NYISO_A-F | NEISO | Internal | Shoulder | B13 | 600 | 600 | 0 | 47.22 | 43.84 | 3 | 0
2030 | NYISO_A-F_2_NEISO | NYISO_A-F | NEISO | Internal | Shoulder | B14 | 900 | 600 | 0 | 46.99 | 43.84 | 3 | 0
2030 | NYISO_A-F_2_NEISO | NYISO_A-F | NEISO | Internal | Shoulder | B15 | 1203 | 600 | 0 | 46.99 | 43.84 | 3 | 0
2030 | NYISO_A-F_2_NEISO | NYISO_A-F | NEISO | Internal | Summer | B1 | 10 | 600 | 0 | 79.59 | 76.97 | 3 | 0
2030 | NYISO_A-F_2_NEISO | NYISO_A-F | NEISO | Internal | Summer | B2 | 25 | 600 | 0 | 72.35 | 69.35 | 3 | 0
2030 | NYISO_A-F_2_NEISO | NYISO_A-F | NEISO | Internal | Summer | B3 | 75 | 600 | 0 | 67 | 63.24 | 3 | 0
2030 | NYISO_A-F_2_NEISO | NYISO_A-F | NEISO | Internal | Summer | B4 | 100 | 600 | 0 | 66.87 | 63.11 | 3 | 0
2030 | NYISO_A-F_2_NEISO | NYISO_A-F | NEISO | Internal | Summer | B5 | 200 | 600 | 0 | 61.49 | 57.72 | 3 | 0
2030 | NYISO_A-F_2_NEISO | NYISO_A-F | NEISO | Internal | Summer | B6 | 300 | 600 | 0 | 54.29 | 50.52 | 3 | 0
2030 | NYISO_A-F_2_NEISO | NYISO_A-F | NEISO | Internal | Summer | B7 | 400 | 600 | 0 | 45.67 | 41.91 | 3 | 0
2030 | NYISO_A-F_2_NEISO | NYISO_A-F | NEISO | Internal | Summer | B8 | 500 | 600 | 0 | 44.18 | 40.42 | 3 | 0
2030 | NYISO_A-F_2_NEISO | NYISO_A-F | NEISO | Internal | Summer | B9 | 800 | 600 | 0 | 43.45 | 40.42 | 3 | 0
2030 | NYISO_A-F_2_NEISO | NYISO_A-F | NEISO | Internal | Summer | B10 | 1262 | 600 | 0 | 43.45 | 40.42 | 3 | 0
2030 | NYISO_A-F_2_NEISO | NYISO_A-F | NEISO | Internal | Winter | B16 | 25 | 600 | 0 | 58.29 | 54.52 | 3 | 0
2030 | NYISO_A-F_2_NEISO | NYISO_A-F | NEISO | Internal | Winter | B17 | 100 | 600 | 0 | 56.34 | 54.4 | 3 | 0
2030 | NYISO_A-F_2_NEISO | NYISO_A-F | NEISO | Internal | Winter | B18 | 400 | 600 | 0 | 54.52 | 53.37 | 3 | 0
2030 | NYISO_A-F_2_NEISO | NYISO_A-F | NEISO | Internal | Winter | B19 | 700 | 600 | 0 | 54.06 | 53.24 | 3 | 0
2030 | NYISO_A-F_2_NEISO | NYISO_A-F | NEISO | Internal | Winter | B20 | 935 | 600 | 0 | 50.61 | 53.24 | 3 | 0
2030 | NYISO_A-F_2_NYISO_G-I | NYISO_A-F | NYISO_G-I | Internal | Shoulder | B11 | 25 | 4250 | 3271.93 | 54.05 | 54.06 | 0.01 | 0
2030 | NYISO_A-F_2_NYISO_G-I | NYISO_A-F | NYISO_G-I | Internal | Shoulder | B12 | 200 | 4250 | 2008.71 | 47.6 | 47.62 | 0.01 | 0
2030 | NYISO_A-F_2_NYISO_G-I | NYISO_A-F | NYISO_G-I | Internal | Shoulder | B13 | 600 | 4250 | 3495.97 | 47.22 | 47.23 | 0.01 | 0
2030 | NYISO_A-F_2_NYISO_G-I | NYISO_A-F | NYISO_G-I | Internal | Shoulder | B14 | 900 | 4250 | 3669.25 | 46.99 | 47.01 | 0.01 | 0
2030 | NYISO_A-F_2_NYISO_G-I | NYISO_A-F | NYISO_G-I | Internal | Shoulder | B15 | 1203 | 4250 | 1244.21 | 46.99 | 47.01 | 0.01 | 0
2030 | NYISO_A-F_2_NYISO_G-I | NYISO_A-F | NYISO_G-I | Internal | Summer | B1 | 10 | 4250 | 4336.72 | 79.59 | 80.74 | 0.01 | 1.14
2030 | NYISO_A-F_2_NYISO_G-I | NYISO_A-F | NYISO_G-I | Internal | Summer | B2 | 25 | 4250 | 3787.72 | 72.35 | 72.37 | 0.01 | 0
2030 | NYISO_A-F_2_NYISO_G-I | NYISO_A-F | NYISO_G-I | Internal | Summer | B3 | 75 | 4250 | 3036.4 | 67 | 67.01 | 0.01 | 0
2030 | NYISO_A-F_2_NYISO_G-I | NYISO_A-F | NYISO_G-I | Internal | Summer | B4 | 100 | 4250 | 3476.54 | 66.87 | 66.88 | 0.01 | 0
2030 | NYISO_A-F_2_NYISO_G-I | NYISO_A-F | NYISO_G-I | Internal | Summer | B5 | 200 | 4250 | 3890.35 | 61.49 | 61.5 | 0.01 | 0
2030 | NYISO_A-F_2_NYISO_G-I | NYISO_A-F | NYISO_G-I | Internal | Summer | B6 | 300 | 4250 | 3782.66 | 54.29 | 54.3 | 0.01 | 0
2030 | NYISO_A-F_2_NYISO_G-I | NYISO_A-F | NYISO_G-I | Internal | Summer | B7 | 400 | 4250 | 2073.94 | 45.67 | 45.69 | 0.01 | 0
2030 | NYISO_A-F_2_NYISO_G-I | NYISO_A-F | NYISO_G-I | Internal | Summer | B8 | 500 | 4250 | 3741.27 | 44.18 | 44.19 | 0.01 | 0
2030 | NYISO_A-F_2_NYISO_G-I | NYISO_A-F | NYISO_G-I | Internal | Summer | B9 | 800 | 4250 | 4115.82 | 43.45 | 43.46 | 0.01 | 0
2030 | NYISO_A-F_2_NYISO_G-I | NYISO_A-F | NYISO_G-I | Internal | Summer | B10 | 1262 | 4250 | 1607.29 | 43.45 | 43.46 | 0.01 | 0
2030 | NYISO_A-F_2_NYISO_G-I | NYISO_A-F | NYISO_G-I | Internal | Winter | B16 | 25 | 4250 | 3848.25 | 58.29 | 58.3 | 0.01 | 0
2030 | NYISO_A-F_2_NYISO_G-I | NYISO_A-F | NYISO_G-I | Internal | Winter | B17 | 100 | 4250 | 5660.07 | 56.34 | 57.49 | 0.01 | 1.14
2030 | NYISO_A-F_2_NYISO_G-I | NYISO_A-F | NYISO_G-I | Internal | Winter | B18 | 400 | 4250 | 8488.59 | 54.52 | 55.67 | 0.01 | 1.14
2030 | NYISO_A-F_2_NYISO_G-I | NYISO_A-F | NYISO_G-I | Internal | Winter | B19 | 700 | 4250 | 7852.47 | 54.06 | 55.22 | 0.01 | 1.14
2030 | NYISO_A-F_2_NYISO_G-I | NYISO_A-F | NYISO_G-I | Internal | Winter | B20 | 935 | 4250 | 4250 | 50.61 | 51.48 | 0.01 | 0.86
2030 | NYISO_A-F_2_PJM_ROM | NYISO_A-F | PJM_ROM | Internal | Shoulder | B11 | 25 | 1000 | 1000 | 54.05 | 62.19 | 8 | 0.14
2030 | NYISO_A-F_2_PJM_ROM | NYISO_A-F | PJM_ROM | Internal | Shoulder | B12 | 200 | 1000 | 1000 | 47.6 | 55.63 | 8 | 0.02
2030 | NYISO_A-F_2_PJM_ROM | NYISO_A-F | PJM_ROM | Internal | Shoulder | B13 | 600 | 1000 | 0 | 47.22 | 50.42 | 8 | 0
2030 | NYISO_A-F_2_PJM_ROM | NYISO_A-F | PJM_ROM | Internal | Shoulder | B14 | 900 | 1000 | 0 | 46.99 | 48.61 | 8 | 0
2030 | NYISO_A-F_2_PJM_ROM | NYISO_A-F | PJM_ROM | Internal | Shoulder | B15 | 1203 | 1000 | 0 | 46.99 | 44.1 | 8 | 0
2030 | NYISO_A-F_2_PJM_ROM | NYISO_A-F | PJM_ROM | Internal | Summer | B1 | 10 | 1000 | 0 | 79.59 | 82.76 | 8 | 0
2030 | NYISO_A-F_2_PJM_ROM | NYISO_A-F | PJM_ROM | Internal | Summer | B2 | 25 | 1000 | 97.3 | 72.35 | 80.35 | 8 | 0
2030 | NYISO_A-F_2_PJM_ROM | NYISO_A-F | PJM_ROM | Internal | Summer | B3 | 75 | 1000 | 1000 | 67 | 75.02 | 8 | 0.02
2030 | NYISO_A-F_2_PJM_ROM | NYISO_A-F | PJM_ROM | Internal | Summer | B4 | 100 | 1000 | 1000 | 66.87 | 75.01 | 8 | 0.14
2030 | NYISO_A-F_2_PJM_ROM | NYISO_A-F | PJM_ROM | Internal | Summer | B5 | 200 | 1000 | 1000 | 61.49 | 69.61 | 8 | 0.13
2030 | NYISO_A-F_2_PJM_ROM | NYISO_A-F | PJM_ROM | Internal | Summer | B6 | 300 | 1000 | 0 | 54.29 | 56.3 | 8 | 0
2030 | NYISO_A-F_2_PJM_ROM | NYISO_A-F | PJM_ROM | Internal | Summer | B7 | 400 | 1000 | 0 | 45.67 | 48.09 | 8 | 0
2030 | NYISO_A-F_2_PJM_ROM | NYISO_A-F | PJM_ROM | Internal | Summer | B8 | 500 | 1000 | 0 | 44.18 | 46.6 | 8 | 0
2030 | NYISO_A-F_2_PJM_ROM | NYISO_A-F | PJM_ROM | Internal | Summer | B9 | 800 | 1000 | 0 | 43.45 | 44.5 | 8 | 0
2030 | NYISO_A-F_2_PJM_ROM | NYISO_A-F | PJM_ROM | Internal | Summer | B10 | 1262 | 1000 | 0 | 43.45 | 39.89 | 8 | 0
2030 | NYISO_A-F_2_PJM_ROM | NYISO_A-F | PJM_ROM | Internal | Winter | B16 | 25 | 1000 | 566.52 | 58.29 | 66.29 | 8 | 0
2030 | NYISO_A-F_2_PJM_ROM | NYISO_A-F | PJM_ROM | Internal | Winter | B17 | 100 | 1000 | 0 | 56.34 | 58.6 | 8 | 0
2030 | NYISO_A-F_2_PJM_ROM | NYISO_A-F | PJM_ROM | Internal | Winter | B18 | 400 | 1000 | 0 | 54.52 | 53.5 | 8 | 0
2030 | NYISO_A-F_2_PJM_ROM | NYISO_A-F | PJM_ROM | Internal | Winter | B19 | 700 | 1000 | 0 | 54.06 | 49.9 | 8 | 0
2030 | NYISO_A-F_2_PJM_ROM | NYISO_A-F | PJM_ROM | Internal | Winter | B20 | 935 | 1000 | 0 | 50.61 | 44.61 | 8 | 0
2030 | NYISO_G-I_2_NYISO_A-F | NYISO_G-I | NYISO_A-F | Internal | Shoulder | B11 | 25 | 1999 | 0 | 54.06 | 54.05 | 0.01 | 0
2030 | NYISO_G-I_2_NYISO_A-F | NYISO_G-I | NYISO_A-F | Internal | Shoulder | B12 | 200 | 1999 | 0 | 47.62 | 47.6 | 0.01 | 0
2030 | NYISO_G-I_2_NYISO_A-F | NYISO_G-I | NYISO_A-F | Internal | Shoulder | B13 | 600 | 1999 | 0 | 47.23 | 47.22 | 0.01 | 0
2030 | NYISO_G-I_2_NYISO_A-F | NYISO_G-I | NYISO_A-F | Internal | Shoulder | B14 | 900 | 1999 | 0 | 47.01 | 46.99 | 0.01 | 0
2030 | NYISO_G-I_2_NYISO_A-F | NYISO_G-I | NYISO_A-F | Internal | Shoulder | B15 | 1203 | 1999 | 0 | 47.01 | 46.99 | 0.01 | 0
2030 | NYISO_G-I_2_NYISO_A-F | NYISO_G-I | NYISO_A-F | Internal | Summer | B1 | 10 | 1999 | 0 | 80.74 | 79.59 | 0.01 | 0
2030 | NYISO_G-I_2_NYISO_A-F | NYISO_G-I | NYISO_A-F | Internal | Summer | B2 | 25 | 1999 | 0 | 72.37 | 72.35 | 0.01 | 0
2030 | NYISO_G-I_2_NYISO_A-F | NYISO_G-I | NYISO_A-F | Internal | Summer | B3 | 75 | 1999 | 0 | 67.01 | 67 | 0.01 | 0
2030 | NYISO_G-I_2_NYISO_A-F | NYISO_G-I | NYISO_A-F | Internal | Summer | B4 | 100 | 1999 | 0 | 66.88 | 66.87 | 0.01 | 0
2030 | NYISO_G-I_2_NYISO_A-F | NYISO_G-I | NYISO_A-F | Internal | Summer | B5 | 200 | 1999 | 0 | 61.5 | 61.49 | 0.01 | 0
2030 | NYISO_G-I_2_NYISO_A-F | NYISO_G-I | NYISO_A-F | Internal | Summer | B6 | 300 | 1999 | 0 | 54.3 | 54.29 | 0.01 | 0
2030 | NYISO_G-I_2_NYISO_A-F | NYISO_G-I | NYISO_A-F | Internal | Summer | B7 | 400 | 1999 | 0 | 45.69 | 45.67 | 0.01 | 0
2030 | NYISO_G-I_2_NYISO_A-F | NYISO_G-I | NYISO_A-F | Internal | Summer | B8 | 500 | 1999 | 0 | 44.19 | 44.18 | 0.01 | 0
2030 | NYISO_G-I_2_NYISO_A-F | NYISO_G-I | NYISO_A-F | Internal | Summer | B9 | 800 | 1999 | 0 | 43.46 | 43.45 | 0.01 | 0
2030 | NYISO_G-I_2_NYISO_A-F | NYISO_G-I | NYISO_A-F | Internal | Summer | B10 | 1262 | 1999 | 0 | 43.46 | 43.45 | 0.01 | 0
2030 | NYISO_G-I_2_NYISO_A-F | NYISO_G-I | NYISO_A-F | Internal | Winter | B16 | 25 | 1999 | 0 | 58.3 | 58.29 | 0.01 | 0
2030 | NYISO_G-I_2_NYISO_A-F | NYISO_G-I | NYISO_A-F | Internal | Winter | B17 | 100 | 1999 | 0 | 57.49 | 56.34 | 0.01 | 0
2030 | NYISO_G-I_2_NYISO_A-F | NYISO_G-I | NYISO_A-F | Internal | Winter | B18 | 400 | 1999 | 0 | 55.67 | 54.52 | 0.01 | 0
2030 | NYISO_G-I_2_NYISO_A-F | NYISO_G-I | NYISO_A-F | Internal | Winter | B19 | 700 | 1999 | 0 | 55.22 | 54.06 | 0.01 | 0
2030 | NYISO_G-I_2_NYISO_A-F | NYISO_G-I | NYISO_A-F | Internal | Winter | B20 | 935 | 1999 | 0 | 51.48 | 50.61 | 0.01 | 0
2030 | NYISO_G-I_2_NYISO_J-K | NYISO_G-I | NYISO_J-K | Internal | Shoulder | B11 | 25 | 6130 | 3035.09 | 54.06 | 54.07 | 0.01 | 0
2030 | NYISO_G-I_2_NYISO_J-K | NYISO_G-I | NYISO_J-K | Internal | Shoulder | B12 | 200 | 6130 | 2121.08 | 47.62 | 47.63 | 0.01 | 0
2030 | NYISO_G-I_2_NYISO_J-K | NYISO_G-I | NYISO_J-K | Internal | Shoulder | B13 | 600 | 6130 | 4953.35 | 47.23 | 47.25 | 0.01 | 0
2030 | NYISO_G-I_2_NYISO_J-K | NYISO_G-I | NYISO_J-K | Internal | Shoulder | B14 | 900 | 6130 | 5301.29 | 47.01 | 47.02 | 0.01 | 0
2030 | NYISO_G-I_2_NYISO_J-K | NYISO_G-I | NYISO_J-K | Internal | Shoulder | B15 | 1203 | 6130 | 3362.97 | 47.01 | 47.02 | 0.01 | 0
2030 | NYISO_G-I_2_NYISO_J-K | NYISO_G-I | NYISO_J-K | Internal | Summer | B1 | 10 | 6130 | 3434.08 | 80.74 | 80.75 | 0.01 | 0
2030 | NYISO_G-I_2_NYISO_J-K | NYISO_G-I | NYISO_J-K | Internal | Summer | B2 | 25 | 6130 | 2982.86 | 72.37 | 72.38 | 0.01 | 0
2030 | NYISO_G-I_2_NYISO_J-K | NYISO_G-I | NYISO_J-K | Internal | Summer | B3 | 75 | 6130 | 2320.26 | 67.01 | 67.02 | 0.01 | 0
2030 | NYISO_G-I_2_NYISO_J-K | NYISO_G-I | NYISO_J-K | Internal | Summer | B4 | 100 | 6130 | 2007.24 | 66.88 | 66.89 | 0.01 | 0
2030 | NYISO_G-I_2_NYISO_J-K | NYISO_G-I | NYISO_J-K | Internal | Summer | B5 | 200 | 6130 | 2574.58 | 61.5 | 61.51 | 0.01 | 0
2030 | NYISO_G-I_2_NYISO_J-K | NYISO_G-I | NYISO_J-K | Internal | Summer | B6 | 300 | 6130 | 4185.82 | 54.3 | 54.31 | 0.01 | 0
2030 | NYISO_G-I_2_NYISO_J-K | NYISO_G-I | NYISO_J-K | Internal | Summer | B7 | 400 | 6130 | 2671.89 | 45.69 | 45.7 | 0.01 | 0
2030 | NYISO_G-I_2_NYISO_J-K | NYISO_G-I | NYISO_J-K | Internal | Summer | B8 | 500 | 6130 | 4511.44 | 44.19 | 44.21 | 0.01 | 0
2030 | NYISO_G-I_2_NYISO_J-K | NYISO_G-I | NYISO_J-K | Internal | Summer | B9 | 800 | 6130 | 5121.28 | 43.46 | 43.47 | 0.01 | 0
2030 | NYISO_G-I_2_NYISO_J-K | NYISO_G-I | NYISO_J-K | Internal | Summer | B10 | 1262 | 6130 | 3123.49 | 43.46 | 43.47 | 0.01 | 0
2030 | NYISO_G-I_2_NYISO_J-K | NYISO_G-I | NYISO_J-K | Internal | Winter | B16 | 25 | 6130 | 4455.01 | 58.3 | 58.31 | 0.01 | 0
2030 | NYISO_G-I_2_NYISO_J-K | NYISO_G-I | NYISO_J-K | Internal | Winter | B17 | 100 | 6130 | 6499.16 | 57.49 | 58.19 | 0.01 | 0.69
2030 | NYISO_G-I_2_NYISO_J-K | NYISO_G-I | NYISO_J-K | Internal | Winter | B18 | 400 | 6130 | 8804.89 | 55.67 | 56.37 | 0.01 | 0.69
2030 | NYISO_G-I_2_NYISO_J-K | NYISO_G-I | NYISO_J-K | Internal | Winter | B19 | 700 | 6130 | 8363.94 | 55.22 | 55.92 | 0.01 | 0.69
2030 | NYISO_G-I_2_NYISO_J-K | NYISO_G-I | NYISO_J-K | Internal | Winter | B20 | 935 | 6130 | 4972.59 | 51.48 | 51.5 | 0.01 | 0
2030 | NYISO_G-I_2_PJM_E | NYISO_G-I | PJM_E | Internal | Shoulder | B11 | 25 | 1500 | 1500 | 54.06 | 62.17 | 8 | 0.1
2030 | NYISO_G-I_2_PJM_E | NYISO_G-I | PJM_E | Internal | Shoulder | B12 | 200 | 1500 | 1205.13 | 47.62 | 55.62 | 8 | 0
2030 | NYISO_G-I_2_PJM_E | NYISO_G-I | PJM_E | Internal | Shoulder | B13 | 600 | 1500 | 0 | 47.23 | 50.41 | 8 | 0
2030 | NYISO_G-I_2_PJM_E | NYISO_G-I | PJM_E | Internal | Shoulder | B14 | 900 | 1500 | 0 | 47.01 | 48.6 | 8 | 0
2030 | NYISO_G-I_2_PJM_E | NYISO_G-I | PJM_E | Internal | Shoulder | B15 | 1203 | 1500 | 0 | 47.01 | 44.11 | 8 | 0
2030 | NYISO_G-I_2_PJM_E | NYISO_G-I | PJM_E | Internal | Summer | B1 | 10 | 1500 | 0 | 80.74 | 82.77 | 8 | 0
2030 | NYISO_G-I_2_PJM_E | NYISO_G-I | PJM_E | Internal | Summer | B2 | 25 | 1500 | 80.9 | 72.37 | 80.37 | 8 | 0
2030 | NYISO_G-I_2_PJM_E | NYISO_G-I | PJM_E | Internal | Summer | B3 | 75 | 1500 | 448.09 | 67.01 | 75.01 | 8 | 0
2030 | NYISO_G-I_2_PJM_E | NYISO_G-I | PJM_E | Internal | Summer | B4 | 100 | 1500 | 1500 | 66.88 | 74.99 | 8 | 0.1
2030 | NYISO_G-I_2_PJM_E | NYISO_G-I | PJM_E | Internal | Summer | B5 | 200 | 1500 | 1500 | 61.5 | 69.6 | 8 | 0.1
2030 | NYISO_G-I_2_PJM_E | NYISO_G-I | PJM_E | Internal | Summer | B6 | 300 | 1500 | 0 | 54.3 | 56.29 | 8 | 0
2030 | NYISO_G-I_2_PJM_E | NYISO_G-I | PJM_E | Internal | Summer | B7 | 400 | 1500 | 0 | 45.69 | 48.08 | 8 | 0
2030 | NYISO_G-I_2_PJM_E | NYISO_G-I | PJM_E | Internal | Summer | B8 | 500 | 1500 | 0 | 44.19 | 46.59 | 8 | 0
2030 | NYISO_G-I_2_PJM_E | NYISO_G-I | PJM_E | Internal | Summer | B9 | 800 | 1500 | 0 | 43.46 | 44.52 | 8 | 0
2030 | NYISO_G-I_2_PJM_E | NYISO_G-I | PJM_E | Internal | Summer | B10 | 1262 | 1500 | 0 | 43.46 | 39.91 | 8 | 0
2030 | NYISO_G-I_2_PJM_E | NYISO_G-I | PJM_E | Internal | Winter | B16 | 25 | 1500 | 88.01 | 58.3 | 66.3 | 8 | 0
2030 | NYISO_G-I_2_PJM_E | NYISO_G-I | PJM_E | Internal | Winter | B17 | 100 | 1500 | 0 | 57.49 | 58.58 | 8 | 0
2030 | NYISO_G-I_2_PJM_E | NYISO_G-I | PJM_E | Internal | Winter | B18 | 400 | 1500 | 0 | 55.67 | 53.51 | 8 | 0
2030 | NYISO_G-I_2_PJM_E | NYISO_G-I | PJM_E | Internal | Winter | B19 | 700 | 1500 | 0 | 55.22 | 49.92 | 8 | 0
2030 | NYISO_G-I_2_PJM_E | NYISO_G-I | PJM_E | Internal | Winter | B20 | 935 | 1500 | 0 | 51.48 | 44.62 | 8 | 0
2030 | NYISO_J-K_2_PJM_E_OL | NYISO_J-K | PJM_E | Internal | Shoulder | B11 | 25 | 99999 | 5228.6 | 54.07 | 62.17 | 8.09 | 0
2030 | NYISO_J-K_2_PJM_E_OL | NYISO_J-K | PJM_E | Internal | Shoulder | B12 | 200 | 99999 | 0 | 47.63 | 55.62 | 8.09 | 0
2030 | NYISO_J-K_2_PJM_E_OL | NYISO_J-K | PJM_E | Internal | Shoulder | B13 | 600 | 99999 | 0 | 47.25 | 50.41 | 8.09 | 0
2030 | NYISO_J-K_2_PJM_E_OL | NYISO_J-K | PJM_E | Internal | Shoulder | B14 | 900 | 99999 | 0 | 47.02 | 48.6 | 8.09 | 0
2030 | NYISO_J-K_2_PJM_E_OL | NYISO_J-K | PJM_E | Internal | Shoulder | B15 | 1203 | 99999 | 0 | 47.02 | 44.11 | 8.09 | 0
2030 | NYISO_J-K_2_PJM_E_OL | NYISO_J-K | PJM_E | Internal | Summer | B1 | 10 | 99999 | 0 | 80.75 | 82.77 | 8.09 | 0
2030 | NYISO_J-K_2_PJM_E_OL | NYISO_J-K | PJM_E | Internal | Summer | B2 | 25 | 99999 | 0 | 72.38 | 80.37 | 8.09 | 0
2030 | NYISO_J-K_2_PJM_E_OL | NYISO_J-K | PJM_E | Internal | Summer | B3 | 75 | 99999 | 0 | 67.02 | 75.01 | 8.09 | 0
2030 | NYISO_J-K_2_PJM_E_OL | NYISO_J-K | PJM_E | Internal | Summer | B4 | 100 | 99999 | 3018.77 | 66.89 | 74.99 | 8.09 | 0
2030 | NYISO_J-K_2_PJM_E_OL | NYISO_J-K | PJM_E | Internal | Summer | B5 | 200 | 99999 | 4666.31 | 61.51 | 69.6 | 8.09 | 0
2030 | NYISO_J-K_2_PJM_E_OL | NYISO_J-K | PJM_E | Internal | Summer | B6 | 300 | 99999 | 0 | 54.31 | 56.29 | 8.09 | 0
2030 | NYISO_J-K_2_PJM_E_OL | NYISO_J-K | PJM_E | Internal | Summer | B7 | 400 | 99999 | 0 | 45.7 | 48.08 | 8.09 | 0
2030 | NYISO_J-K_2_PJM_E_OL | NYISO_J-K | PJM_E | Internal | Summer | B8 | 500 | 99999 | 0 | 44.21 | 46.59 | 8.09 | 0
2030 | NYISO_J-K_2_PJM_E_OL | NYISO_J-K | PJM_E | Internal | Summer | B9 | 800 | 99999 | 0 | 43.47 | 44.52 | 8.09 | 0
2030 | NYISO_J-K_2_PJM_E_OL | NYISO_J-K | PJM_E | Internal | Summer | B10 | 1262 | 99999 | 0 | 43.47 | 39.91 | 8.09 | 0
2030 | NYISO_J-K_2_PJM_E_OL | NYISO_J-K | PJM_E | Internal | Winter | B16 | 25 | 99999 | 0 | 58.31 | 66.3 | 8.09 | 0
2030 | NYISO_J-K_2_PJM_E_OL | NYISO_J-K | PJM_E | Internal | Winter | B17 | 100 | 99999 | 0 | 58.19 | 58.58 | 8.09 | 0
2030 | NYISO_J-K_2_PJM_E_OL | NYISO_J-K | PJM_E | Internal | Winter | B18 | 400 | 99999 | 0 | 56.37 | 53.51 | 8.09 | 0
2030 | NYISO_J-K_2_PJM_E_OL | NYISO_J-K | PJM_E | Internal | Winter | B19 | 700 | 99999 | 0 | 55.92 | 49.92 | 8.09 | 0
2030 | NYISO_J-K_2_PJM_E_OL | NYISO_J-K | PJM_E | Internal | Winter | B20 | 935 | 99999 | 0 | 51.5 | 44.62 | 8.09 | 0
2030 | PJM_E_2_NYISO_G-I | PJM_E | NYISO_G-I | Internal | Shoulder | B11 | 25 | 500 | 0 | 62.17 | 54.06 | 6 | 0
2030 | PJM_E_2_NYISO_G-I | PJM_E | NYISO_G-I | Internal | Shoulder | B12 | 200 | 500 | 0 | 55.62 | 47.62 | 6 | 0
2030 | PJM_E_2_NYISO_G-I | PJM_E | NYISO_G-I | Internal | Shoulder | B13 | 600 | 500 | 0 | 50.41 | 47.23 | 6 | 0
2030 | PJM_E_2_NYISO_G-I | PJM_E | NYISO_G-I | Internal | Shoulder | B14 | 900 | 500 | 0 | 48.6 | 47.01 | 6 | 0
2030 | PJM_E_2_NYISO_G-I | PJM_E | NYISO_G-I | Internal | Shoulder | B15 | 1203 | 500 | 0 | 44.11 | 47.01 | 6 | 0
2030 | PJM_E_2_NYISO_G-I | PJM_E | NYISO_G-I | Internal | Summer | B1 | 10 | 500 | 0 | 82.77 | 80.74 | 6 | 0
2030 | PJM_E_2_NYISO_G-I | PJM_E | NYISO_G-I | Internal | Summer | B2 | 25 | 500 | 0 | 80.37 | 72.37 | 6 | 0
2030 | PJM_E_2_NYISO_G-I | PJM_E | NYISO_G-I | Internal | Summer | B3 | 75 | 500 | 0 | 75.01 | 67.01 | 6 | 0
2030 | PJM_E_2_NYISO_G-I | PJM_E | NYISO_G-I | Internal | Summer | B4 | 100 | 500 | 0 | 74.99 | 66.88 | 6 | 0
2030 | PJM_E_2_NYISO_G-I | PJM_E | NYISO_G-I | Internal | Summer | B5 | 200 | 500 | 0 | 69.6 | 61.5 | 6 | 0
2030 | PJM_E_2_NYISO_G-I | PJM_E | NYISO_G-I | Internal | Summer | B6 | 300 | 500 | 0 | 56.29 | 54.3 | 6 | 0
2030 | PJM_E_2_NYISO_G-I | PJM_E | NYISO_G-I | Internal | Summer | B7 | 400 | 500 | 0 | 48.08 | 45.69 | 6 | 0
2030 | PJM_E_2_NYISO_G-I | PJM_E | NYISO_G-I | Internal | Summer | B8 | 500 | 500 | 0 | 46.59 | 44.19 | 6 | 0
2030 | PJM_E_2_NYISO_G-I | PJM_E | NYISO_G-I | Internal | Summer | B9 | 800 | 500 | 0 | 44.52 | 43.46 | 6 | 0
2030 | PJM_E_2_NYISO_G-I | PJM_E | NYISO_G-I | Internal | Summer | B10 | 1262 | 500 | 0 | 39.91 | 43.46 | 6 | 0
2030 | PJM_E_2_NYISO_G-I | PJM_E | NYISO_G-I | Internal | Winter | B16 | 25 | 500 | 0 | 66.3 | 58.3 | 6 | 0
2030 | PJM_E_2_NYISO_G-I | PJM_E | NYISO_G-I | Internal | Winter | B17 | 100 | 500 | 0 | 58.58 | 57.49 | 6 | 0
2030 | PJM_E_2_NYISO_G-I | PJM_E | NYISO_G-I | Internal | Winter | B18 | 400 | 500 | 0 | 53.51 | 55.67 | 6 | 0
2030 | PJM_E_2_NYISO_G-I | PJM_E | NYISO_G-I | Internal | Winter | B19 | 700 | 500 | 0 | 49.92 | 55.22 | 6 | 0
2030 | PJM_E_2_NYISO_G-I | PJM_E | NYISO_G-I | Internal | Winter | B20 | 935 | 500 | 500 | 44.62 | 51.48 | 6 | 0.86
2030 | PJM_E_2_NYISO_J-K | PJM_E | NYISO_J-K | Internal | Shoulder | B11 | 25 | 330 | 0 | 62.17 | 54.07 | 6 | 0
2030 | PJM_E_2_NYISO_J-K | PJM_E | NYISO_J-K | Internal | Shoulder | B12 | 200 | 330 | 0 | 55.62 | 47.63 | 6 | 0
2030 | PJM_E_2_NYISO_J-K | PJM_E | NYISO_J-K | Internal | Shoulder | B13 | 600 | 330 | 0 | 50.41 | 47.25 | 6 | 0
2030 | PJM_E_2_NYISO_J-K | PJM_E | NYISO_J-K | Internal | Shoulder | B14 | 900 | 330 | 0 | 48.6 | 47.02 | 6 | 0
2030 | PJM_E_2_NYISO_J-K | PJM_E | NYISO_J-K | Internal | Shoulder | B15 | 1203 | 330 | 0 | 44.11 | 47.02 | 6 | 0
2030 | PJM_E_2_NYISO_J-K | PJM_E | NYISO_J-K | Internal | Summer | B1 | 10 | 330 | 0 | 82.77 | 80.75 | 6 | 0
2030 | PJM_E_2_NYISO_J-K | PJM_E | NYISO_J-K | Internal | Summer | B2 | 25 | 330 | 0 | 80.37 | 72.38 | 6 | 0
2030 | PJM_E_2_NYISO_J-K | PJM_E | NYISO_J-K | Internal | Summer | B3 | 75 | 330 | 0 | 75.01 | 67.02 | 6 | 0
2030 | PJM_E_2_NYISO_J-K | PJM_E | NYISO_J-K | Internal | Summer | B4 | 100 | 330 | 0 | 74.99 | 66.89 | 6 | 0
2030 | PJM_E_2_NYISO_J-K | PJM_E | NYISO_J-K | Internal | Summer | B5 | 200 | 330 | 0 | 69.6 | 61.51 | 6 | 0
2030 | PJM_E_2_NYISO_J-K | PJM_E | NYISO_J-K | Internal | Summer | B6 | 300 | 330 | 0 | 56.29 | 54.31 | 6 | 0
2030 | PJM_E_2_NYISO_J-K | PJM_E | NYISO_J-K | Internal | Summer | B7 | 400 | 330 | 0 | 48.08 | 45.7 | 6 | 0
2030 | PJM_E_2_NYISO_J-K | PJM_E | NYISO_J-K | Internal | Summer | B8 | 500 | 330 | 0 | 46.59 | 44.21 | 6 | 0
2030 | PJM_E_2_NYISO_J-K | PJM_E | NYISO_J-K | Internal | Summer | B9 | 800 | 330 | 0 | 44.52 | 43.47 | 6 | 0
2030 | PJM_E_2_NYISO_J-K | PJM_E | NYISO_J-K | Internal | Summer | B10 | 1262 | 330 | 0 | 39.91 | 43.47 | 6 | 0
2030 | PJM_E_2_NYISO_J-K | PJM_E | NYISO_J-K | Internal | Winter | B16 | 25 | 330 | 0 | 66.3 | 58.31 | 6 | 0
2030 | PJM_E_2_NYISO_J-K | PJM_E | NYISO_J-K | Internal | Winter | B17 | 100 | 330 | 0 | 58.58 | 58.19 | 6 | 0
2030 | PJM_E_2_NYISO_J-K | PJM_E | NYISO_J-K | Internal | Winter | B18 | 400 | 330 | 0 | 53.51 | 56.37 | 6 | 0
2030 | PJM_E_2_NYISO_J-K | PJM_E | NYISO_J-K | Internal | Winter | B19 | 700 | 330 | 314.86 | 49.92 | 55.92 | 6 | 0
2030 | PJM_E_2_NYISO_J-K | PJM_E | NYISO_J-K | Internal | Winter | B20 | 935 | 330 | 2538.52 | 44.62 | 51.5 | 6 | 0.87
2030 | PJM_E_2_PJM_ROM | PJM_E | PJM_ROM | Internal | Shoulder | B11 | 25 | 8000 | 9424.54 | 62.17 | 62.19 | 0.01 | 0.01
2030 | PJM_E_2_PJM_ROM | PJM_E | PJM_ROM | Internal | Shoulder | B12 | 200 | 8000 | 3597.65 | 55.62 | 55.63 | 0.01 | 0
2030 | PJM_E_2_PJM_ROM | PJM_E | PJM_ROM | Internal | Shoulder | B13 | 600 | 8000 | 2811.03 | 50.41 | 50.42 | 0.01 | 0
2030 | PJM_E_2_PJM_ROM | PJM_E | PJM_ROM | Internal | Shoulder | B14 | 900 | 8000 | 1478.07 | 48.6 | 48.61 | 0.01 | 0
2030 | PJM_E_2_PJM_ROM | PJM_E | PJM_ROM | Internal | Shoulder | B15 | 1203 | 8000 | 0 | 44.11 | 44.1 | 0.01 | 0
2030 | PJM_E_2_PJM_ROM | PJM_E | PJM_ROM | Internal | Summer | B1 | 10 | 8000 | 0 | 82.77 | 82.76 | 0.01 | 0
2030 | PJM_E_2_PJM_ROM | PJM_E | PJM_ROM | Internal | Summer | B2 | 25 | 8000 | 0 | 80.37 | 80.35 | 0.01 | 0
2030 | PJM_E_2_PJM_ROM | PJM_E | PJM_ROM | Internal | Summer | B3 | 75 | 8000 | 1979.86 | 75.01 | 75.02 | 0.01 | 0
2030 | PJM_E_2_PJM_ROM | PJM_E | PJM_ROM | Internal | Summer | B4 | 100 | 8000 | 8118.06 | 74.99 | 75.01 | 0.01 | 0.01
2030 | PJM_E_2_PJM_ROM | PJM_E | PJM_ROM | Internal | Summer | B5 | 200 | 8000 | 7707.35 | 69.6 | 69.61 | 0.01 | 0
2030 | PJM_E_2_PJM_ROM | PJM_E | PJM_ROM | Internal | Summer | B6 | 300 | 8000 | 509.82 | 56.29 | 56.3 | 0.01 | 0
2030 | PJM_E_2_PJM_ROM | PJM_E | PJM_ROM | Internal | Summer | B7 | 400 | 8000 | 1518.08 | 48.08 | 48.09 | 0.01 | 0
2030 | PJM_E_2_PJM_ROM | PJM_E | PJM_ROM | Internal | Summer | B8 | 500 | 8000 | 238.01 | 46.59 | 46.6 | 0.01 | 0
2030 | PJM_E_2_PJM_ROM | PJM_E | PJM_ROM | Internal | Summer | B9 | 800 | 8000 | 0 | 44.52 | 44.5 | 0.01 | 0
2030 | PJM_E_2_PJM_ROM | PJM_E | PJM_ROM | Internal | Summer | B10 | 1262 | 8000 | 0 | 39.91 | 39.89 | 0.01 | 0
2030 | PJM_E_2_PJM_ROM | PJM_E | PJM_ROM | Internal | Winter | B16 | 25 | 8000 | 0 | 66.3 | 66.29 | 0.01 | 0
2030 | PJM_E_2_PJM_ROM | PJM_E | PJM_ROM | Internal | Winter | B17 | 100 | 8000 | 133.97 | 58.58 | 58.6 | 0.01 | 0
2030 | PJM_E_2_PJM_ROM | PJM_E | PJM_ROM | Internal | Winter | B18 | 400 | 8000 | 0 | 53.51 | 53.5 | 0.01 | 0
2030 | PJM_E_2_PJM_ROM | PJM_E | PJM_ROM | Internal | Winter | B19 | 700 | 8000 | 0 | 49.92 | 49.9 | 0.01 | 0
2030 | PJM_E_2_PJM_ROM | PJM_E | PJM_ROM | Internal | Winter | B20 | 935 | 8000 | 0 | 44.62 | 44.61 | 0.01 | 0
2030 | PJM_ROR_2_MISO_IN | PJM_ROR | MISO_IN | Internal | Shoulder | B11 | 25 | 909 | 909 | 62.21 | 64.28 | 2 | 0.06
2030 | PJM_ROR_2_MISO_IN | PJM_ROR | MISO_IN | Internal | Shoulder | B12 | 200 | 909 | 0 | 55.64 | 53.82 | 2 | 0
2030 | PJM_ROR_2_MISO_IN | PJM_ROR | MISO_IN | Internal | Shoulder | B13 | 600 | 909 | 0 | 50.43 | 49.16 | 2 | 0
2030 | PJM_ROR_2_MISO_IN | PJM_ROR | MISO_IN | Internal | Shoulder | B14 | 900 | 909 | 0 | 48.62 | 47.42 | 2 | 0
2030 | PJM_ROR_2_MISO_IN | PJM_ROR | MISO_IN | Internal | Shoulder | B15 | 1203 | 909 | 0 | 44.11 | 45.89 | 2 | 0
2030 | PJM_ROR_2_MISO_IN | PJM_ROR | MISO_IN | Internal | Summer | B1 | 10 | 909 | 0 | 82.75 | 80.77 | 2 | 0
2030 | PJM_ROR_2_MISO_IN | PJM_ROR | MISO_IN | Internal | Summer | B2 | 25 | 909 | 0 | 80.37 | 78.53 | 2 | 0
2030 | PJM_ROR_2_MISO_IN | PJM_ROR | MISO_IN | Internal | Summer | B3 | 75 | 909 | 0 | 75.03 | 76.35 | 2 | 0
2030 | PJM_ROR_2_MISO_IN | PJM_ROR | MISO_IN | Internal | Summer | B4 | 100 | 909 | 0 | 75.03 | 73.7 | 2 | 0
2030 | PJM_ROR_2_MISO_IN | PJM_ROR | MISO_IN | Internal | Summer | B5 | 200 | 909 | 722.28 | 69.64 | 71.64 | 2 | 0
2030 | PJM_ROR_2_MISO_IN | PJM_ROR | MISO_IN | Internal | Summer | B6 | 300 | 909 | 0 | 56.31 | 57.82 | 2 | 0
2030 | PJM_ROR_2_MISO_IN | PJM_ROR | MISO_IN | Internal | Summer | B7 | 400 | 909 | 0 | 48.1 | 47.99 | 2 | 0
2030 | PJM_ROR_2_MISO_IN | PJM_ROR | MISO_IN | Internal | Summer | B8 | 500 | 909 | 0 | 46.61 | 44.77 | 2 | 0
2030 | PJM_ROR_2_MISO_IN | PJM_ROR | MISO_IN | Internal | Summer | B9 | 800 | 909 | 0 | 44.52 | 43.21 | 2 | 0
2030 | PJM_ROR_2_MISO_IN | PJM_ROR | MISO_IN | Internal | Summer | B10 | 1262 | 909 | 0 | 39.88 | 41.13 | 2 | 0
2030 | PJM_ROR_2_MISO_IN | PJM_ROR | MISO_IN | Internal | Winter | B16 | 25 | 909 | 0 | 66.3 | 64.56 | 2 | 0
2030 | PJM_ROR_2_MISO_IN | PJM_ROR | MISO_IN | Internal | Winter | B17 | 100 | 909 | 0 | 58.61 | 56.62 | 2 | 0
2030 | PJM_ROR_2_MISO_IN | PJM_ROR | MISO_IN | Internal | Winter | B18 | 400 | 909 | 0 | 53.49 | 52.47 | 2 | 0
2030 | PJM_ROR_2_MISO_IN | PJM_ROR | MISO_IN | Internal | Winter | B19 | 700 | 909 | 0 | 49.89 | 49.08 | 2 | 0
2030 | PJM_ROR_2_MISO_IN | PJM_ROR | MISO_IN | Internal | Winter | B20 | 935 | 909 | 0 | 44.6 | 43.29 | 2 | 0
2030 | PJM_ROR_2_MISO_MI | PJM_ROR | MISO_MI | Internal | Shoulder | B11 | 25 | 1305 | 0 | 62.21 | 63.64 | 2 | 0
2030 | PJM_ROR_2_MISO_MI | PJM_ROR | MISO_MI | Internal | Shoulder | B12 | 200 | 1305 | 0 | 55.64 | 53.81 | 2 | 0
2030 | PJM_ROR_2_MISO_MI | PJM_ROR | MISO_MI | Internal | Shoulder | B13 | 600 | 1305 | 0 | 50.43 | 49.15 | 2 | 0
2030 | PJM_ROR_2_MISO_MI | PJM_ROR | MISO_MI | Internal | Shoulder | B14 | 900 | 1305 | 0 | 48.62 | 47.41 | 2 | 0
2030 | PJM_ROR_2_MISO_MI | PJM_ROR | MISO_MI | Internal | Shoulder | B15 | 1203 | 1305 | 0 | 44.11 | 45.88 | 2 | 0
2030 | PJM_ROR_2_MISO_MI | PJM_ROR | MISO_MI | Internal | Summer | B1 | 10 | 1305 | 0 | 82.75 | 80.57 | 2 | 0
2030 | PJM_ROR_2_MISO_MI | PJM_ROR | MISO_MI | Internal | Summer | B2 | 25 | 1305 | 0 | 80.37 | 78.19 | 2 | 0
2030 | PJM_ROR_2_MISO_MI | PJM_ROR | MISO_MI | Internal | Summer | B3 | 75 | 1305 | 0 | 75.03 | 75.74 | 2 | 0
2030 | PJM_ROR_2_MISO_MI | PJM_ROR | MISO_MI | Internal | Summer | B4 | 100 | 1305 | 0 | 75.03 | 73.04 | 2 | 0
2030 | PJM_ROR_2_MISO_MI | PJM_ROR | MISO_MI | Internal | Summer | B5 | 200 | 1305 | 0 | 69.64 | 71.03 | 2 | 0
2030 | PJM_ROR_2_MISO_MI | PJM_ROR | MISO_MI | Internal | Summer | B6 | 300 | 1305 | 0 | 56.31 | 57.23 | 2 | 0
2030 | PJM_ROR_2_MISO_MI | PJM_ROR | MISO_MI | Internal | Summer | B7 | 400 | 1305 | 0 | 48.1 | 47.98 | 2 | 0
2030 | PJM_ROR_2_MISO_MI | PJM_ROR | MISO_MI | Internal | Summer | B8 | 500 | 1305 | 0 | 46.61 | 44.79 | 2 | 0
2030 | PJM_ROR_2_MISO_MI | PJM_ROR | MISO_MI | Internal | Summer | B9 | 800 | 1305 | 0 | 44.52 | 43.22 | 2 | 0
2030 | PJM_ROR_2_MISO_MI | PJM_ROR | MISO_MI | Internal | Summer | B10 | 1262 | 1305 | 0 | 39.88 | 41.14 | 2 | 0
2030 | PJM_ROR_2_MISO_MI | PJM_ROR | MISO_MI | Internal | Winter | B16 | 25 | 1305 | 0 | 66.3 | 64.18 | 2 | 0
2030 | PJM_ROR_2_MISO_MI | PJM_ROR | MISO_MI | Internal | Winter | B17 | 100 | 1305 | 0 | 58.61 | 56.61 | 2 | 0
2030 | PJM_ROR_2_MISO_MI | PJM_ROR | MISO_MI | Internal | Winter | B18 | 400 | 1305 | 0 | 53.49 | 52.46 | 2 | 0
2030 | PJM_ROR_2_MISO_MI | PJM_ROR | MISO_MI | Internal | Winter | B19 | 700 | 1305 | 0 | 49.89 | 49.1 | 2 | 0
2030 | PJM_ROR_2_MISO_MI | PJM_ROR | MISO_MI | Internal | Winter | B20 | 935 | 1305 | 0 | 44.6 | 43.28 | 2 | 0
2030 | PJM_ROR_2_MISO_MO-IL | PJM_ROR | MISO_MO-IL | Internal | Shoulder | B11 | 25 | 1111 | 2096.38 | 62.21 | 64.26 | 2 | 0.05
2030 | PJM_ROR_2_MISO_MO-IL | PJM_ROR | MISO_MO-IL | Internal | Shoulder | B12 | 200 | 1111 | 0 | 55.64 | 53.81 | 2 | 0
2030 | PJM_ROR_2_MISO_MO-IL | PJM_ROR | MISO_MO-IL | Internal | Shoulder | B13 | 600 | 1111 | 0 | 50.43 | 49.15 | 2 | 0
2030 | PJM_ROR_2_MISO_MO-IL | PJM_ROR | MISO_MO-IL | Internal | Shoulder | B14 | 900 | 1111 | 0 | 48.62 | 47.43 | 2 | 0
2030 | PJM_ROR_2_MISO_MO-IL | PJM_ROR | MISO_MO-IL | Internal | Shoulder | B15 | 1203 | 1111 | 0 | 44.11 | 45.88 | 2 | 0
2030 | PJM_ROR_2_MISO_MO-IL | PJM_ROR | MISO_MO-IL | Internal | Summer | B1 | 10 | 1111 | 0 | 82.75 | 80.76 | 2 | 0
2030 | PJM_ROR_2_MISO_MO-IL | PJM_ROR | MISO_MO-IL | Internal | Summer | B2 | 25 | 1111 | 0 | 80.37 | 78.51 | 2 | 0
2030 | PJM_ROR_2_MISO_MO-IL | PJM_ROR | MISO_MO-IL | Internal | Summer | B3 | 75 | 1111 | 0 | 75.03 | 76.34 | 2 | 0
2030 | PJM_ROR_2_MISO_MO-IL | PJM_ROR | MISO_MO-IL | Internal | Summer | B4 | 100 | 1111 | 0 | 75.03 | 73.65 | 2 | 0
2030 | PJM_ROR_2_MISO_MO-IL | PJM_ROR | MISO_MO-IL | Internal | Summer | B5 | 200 | 1111 | 0 | 69.64 | 71.63 | 2 | 0
2030 | PJM_ROR_2_MISO_MO-IL | PJM_ROR | MISO_MO-IL | Internal | Summer | B6 | 300 | 1111 | 0 | 56.31 | 57.8 | 2 | 0
2030 | PJM_ROR_2_MISO_MO-IL | PJM_ROR | MISO_MO-IL | Internal | Summer | B7 | 400 | 1111 | 0 | 48.1 | 48 | 2 | 0
2030 | PJM_ROR_2_MISO_MO-IL | PJM_ROR | MISO_MO-IL | Internal | Summer | B8 | 500 | 1111 | 0 | 46.61 | 44.76 | 2 | 0
2030 | PJM_ROR_2_MISO_MO-IL | PJM_ROR | MISO_MO-IL | Internal | Summer | B9 | 800 | 1111 | 0 | 44.52 | 43.02 | 2 | 0
2030 | PJM_ROR_2_MISO_MO-IL | PJM_ROR | MISO_MO-IL | Internal | Summer | B10 | 1262 | 1111 | 0 | 39.88 | 41.06 | 2 | 0
2030 | PJM_ROR_2_MISO_MO-IL | PJM_ROR | MISO_MO-IL | Internal | Winter | B16 | 25 | 1111 | 0 | 66.3 | 64.3 | 2 | 0
2030 | PJM_ROR_2_MISO_MO-IL | PJM_ROR | MISO_MO-IL | Internal | Winter | B17 | 100 | 1111 | 0 | 58.61 | 56.61 | 2 | 0
2030 | PJM_ROR_2_MISO_MO-IL | PJM_ROR | MISO_MO-IL | Internal | Winter | B18 | 400 | 1111 | 0 | 53.49 | 52.46 | 2 | 0
2030 | PJM_ROR_2_MISO_MO-IL | PJM_ROR | MISO_MO-IL | Internal | Winter | B19 | 700 | 1111 | 0 | 49.89 | 49.07 | 2 | 0
2030 | PJM_ROR_2_MISO_MO-IL | PJM_ROR | MISO_MO-IL | Internal | Winter | B20 | 935 | 1111 | 0 | 44.6 | 43.3 | 2 | 0
2030 | PJM_ROR_2_MISO_W | PJM_ROR | MISO_W | Internal | Shoulder | B11 | 25 | 709 | 709 | 62.21 | 64.24 | 2 | 0.03
2030 | PJM_ROR_2_MISO_W | PJM_ROR | MISO_W | Internal | Shoulder | B12 | 200 | 709 | 0 | 55.64 | 53.8 | 2 | 0
2030 | PJM_ROR_2_MISO_W | PJM_ROR | MISO_W | Internal | Shoulder | B13 | 600 | 709 | 0 | 50.43 | 49.14 | 2 | 0
2030 | PJM_ROR_2_MISO_W | PJM_ROR | MISO_W | Internal | Shoulder | B14 | 900 | 709 | 0 | 48.62 | 47.44 | 2 | 0
2030 | PJM_ROR_2_MISO_W | PJM_ROR | MISO_W | Internal | Shoulder | B15 | 1203 | 709 | 0 | 44.11 | 45.99 | 2 | 0
2030 | PJM_ROR_2_MISO_W | PJM_ROR | MISO_W | Internal | Summer | B1 | 10 | 709 | 0 | 82.75 | 80.75 | 2 | 0
2030 | PJM_ROR_2_MISO_W | PJM_ROR | MISO_W | Internal | Summer | B2 | 25 | 709 | 0 | 80.37 | 78.53 | 2 | 0
2030 | PJM_ROR_2_MISO_W | PJM_ROR | MISO_W | Internal | Summer | B3 | 75 | 709 | 0 | 75.03 | 76.33 | 2 | 0
2030 | PJM_ROR_2_MISO_W | PJM_ROR | MISO_W | Internal | Summer | B4 | 100 | 709 | 0 | 75.03 | 73.64 | 2 | 0
2030 | PJM_ROR_2_MISO_W | PJM_ROR | MISO_W | Internal | Summer | B5 | 200 | 709 | 0 | 69.64 | 71.61 | 2 | 0
2030 | PJM_ROR_2_MISO_W | PJM_ROR | MISO_W | Internal | Summer | B6 | 300 | 709 | 0 | 56.31 | 57.82 | 2 | 0
2030 | PJM_ROR_2_MISO_W | PJM_ROR | MISO_W | Internal | Summer | B7 | 400 | 709 | 0 | 48.1 | 48.11 | 2 | 0
2030 | PJM_ROR_2_MISO_W | PJM_ROR | MISO_W | Internal | Summer | B8 | 500 | 709 | 0 | 46.61 | 44.77 | 2 | 0
2030 | PJM_ROR_2_MISO_W | PJM_ROR | MISO_W | Internal | Summer | B9 | 800 | 709 | 0 | 44.52 | 43.03 | 2 | 0
2030 | PJM_ROR_2_MISO_W | PJM_ROR | MISO_W | Internal | Summer | B10 | 1262 | 709 | 0 | 39.88 | 41.07 | 2 | 0
2030 | PJM_ROR_2_MISO_W | PJM_ROR | MISO_W | Internal | Winter | B16 | 25 | 709 | 0 | 66.3 | 64.29 | 2 | 0
2030 | PJM_ROR_2_MISO_W | PJM_ROR | MISO_W | Internal | Winter | B17 | 100 | 709 | 0 | 58.61 | 56.6 | 2 | 0
2030 | PJM_ROR_2_MISO_W | PJM_ROR | MISO_W | Internal | Winter | B18 | 400 | 709 | 0 | 53.49 | 52.56 | 2 | 0
2030 | PJM_ROR_2_MISO_W | PJM_ROR | MISO_W | Internal | Winter | B19 | 700 | 709 | 0 | 49.89 | 49.18 | 2 | 0
2030 | PJM_ROR_2_MISO_W | PJM_ROR | MISO_W | Internal | Winter | B20 | 935 | 709 | 0 | 44.6 | 43.31 | 2 | 0
2030 | PJM_ROR_2_MISO_WUMS | PJM_ROR | MISO_WUMS | Internal | Shoulder | B11 | 25 | 1467 | 0 | 62.21 | 63.73 | 2 | 0
2030 | PJM_ROR_2_MISO_WUMS | PJM_ROR | MISO_WUMS | Internal | Shoulder | B12 | 200 | 1467 | 0 | 55.64 | 53.64 | 2 | 0
2030 | PJM_ROR_2_MISO_WUMS | PJM_ROR | MISO_WUMS | Internal | Shoulder | B13 | 600 | 1467 | 0 | 50.43 | 48.98 | 2 | 0
2030 | PJM_ROR_2_MISO_WUMS | PJM_ROR | MISO_WUMS | Internal | Shoulder | B14 | 900 | 1467 | 0 | 48.62 | 47.23 | 2 | 0
2030 | PJM_ROR_2_MISO_WUMS | PJM_ROR | MISO_WUMS | Internal | Shoulder | B15 | 1203 | 1467 | 0 | 44.11 | 45.71 | 2 | 0
2030 | PJM_ROR_2_MISO_WUMS | PJM_ROR | MISO_WUMS | Internal | Summer | B1 | 10 | 1467 | 0 | 82.75 | 80.4 | 2 | 0
2030 | PJM_ROR_2_MISO_WUMS | PJM_ROR | MISO_WUMS | Internal | Summer | B2 | 25 | 1467 | 0 | 80.37 | 78.02 | 2 | 0
2030 | PJM_ROR_2_MISO_WUMS | PJM_ROR | MISO_WUMS | Internal | Summer | B3 | 75 | 1467 | 0 | 75.03 | 75.82 | 2 | 0
2030 | PJM_ROR_2_MISO_WUMS | PJM_ROR | MISO_WUMS | Internal | Summer | B4 | 100 | 1467 | 0 | 75.03 | 73.13 | 2 | 0
2030 | PJM_ROR_2_MISO_WUMS | PJM_ROR | MISO_WUMS | Internal | Summer | B5 | 200 | 1467 | 0 | 69.64 | 71.11 | 2 | 0
2030 | PJM_ROR_2_MISO_WUMS | PJM_ROR | MISO_WUMS | Internal | Summer | B6 | 300 | 1467 | 0 | 56.31 | 57.31 | 2 | 0
2030 | PJM_ROR_2_MISO_WUMS | PJM_ROR | MISO_WUMS | Internal | Summer | B7 | 400 | 1467 | 0 | 48.1 | 47.81 | 2 | 0
2030 | PJM_ROR_2_MISO_WUMS | PJM_ROR | MISO_WUMS | Internal | Summer | B8 | 500 | 1467 | 0 | 46.61 | 44.61 | 2 | 0
2030 | PJM_ROR_2_MISO_WUMS | PJM_ROR | MISO_WUMS | Internal | Summer | B9 | 800 | 1467 | 0 | 44.52 | 43.05 | 2 | 0
2030 | PJM_ROR_2_MISO_WUMS | PJM_ROR | MISO_WUMS | Internal | Summer | B10 | 1262 | 1467 | 0 | 39.88 | 41.06 | 2 | 0
2030 | PJM_ROR_2_MISO_WUMS | PJM_ROR | MISO_WUMS | Internal | Winter | B16 | 25 | 1467 | 0 | 66.3 | 64.27 | 2 | 0
2030 | PJM_ROR_2_MISO_WUMS | PJM_ROR | MISO_WUMS | Internal | Winter | B17 | 100 | 1467 | 0 | 58.61 | 56.61 | 2 | 0
2030 | PJM_ROR_2_MISO_WUMS | PJM_ROR | MISO_WUMS | Internal | Winter | B18 | 400 | 1467 | 0 | 53.49 | 52.28 | 2 | 0
2030 | PJM_ROR_2_MISO_WUMS | PJM_ROR | MISO_WUMS | Internal | Winter | B19 | 700 | 1467 | 0 | 49.89 | 49.17 | 2 | 0
2030 | PJM_ROR_2_MISO_WUMS | PJM_ROR | MISO_WUMS | Internal | Winter | B20 | 935 | 1467 | 0 | 44.6 | 43.33 | 2 | 0
2030 | PJM_ROR_2_PJM_ROM | PJM_ROR | PJM_ROM | Internal | Shoulder | B11 | 25 | 8000 | 0 | 62.21 | 62.19 | 0.01 | 0
2030 | PJM_ROR_2_PJM_ROM | PJM_ROR | PJM_ROM | Internal | Shoulder | B12 | 200 | 8000 | 0 | 55.64 | 55.63 | 0.01 | 0
2030 | PJM_ROR_2_PJM_ROM | PJM_ROR | PJM_ROM | Internal | Shoulder | B13 | 600 | 8000 | 0 | 50.43 | 50.42 | 0.01 | 0
2030 | PJM_ROR_2_PJM_ROM | PJM_ROR | PJM_ROM | Internal | Shoulder | B14 | 900 | 8000 | 0 | 48.62 | 48.61 | 0.01 | 0
2030 | PJM_ROR_2_PJM_ROM | PJM_ROR | PJM_ROM | Internal | Shoulder | B15 | 1203 | 8000 | 0 | 44.11 | 44.1 | 0.01 | 0
2030 | PJM_ROR_2_PJM_ROM | PJM_ROR | PJM_ROM | Internal | Summer | B1 | 10 | 8000 | 432.49 | 82.75 | 82.76 | 0.01 | 0
2030 | PJM_ROR_2_PJM_ROM | PJM_ROR | PJM_ROM | Internal | Summer | B2 | 25 | 8000 | 0 | 80.37 | 80.35 | 0.01 | 0
2030 | PJM_ROR_2_PJM_ROM | PJM_ROR | PJM_ROM | Internal | Summer | B3 | 75 | 8000 | 0 | 75.03 | 75.02 | 0.01 | 0
2030 | PJM_ROR_2_PJM_ROM | PJM_ROR | PJM_ROM | Internal | Summer | B4 | 100 | 8000 | 0 | 75.03 | 75.01 | 0.01 | 0
2030 | PJM_ROR_2_PJM_ROM | PJM_ROR | PJM_ROM | Internal | Summer | B5 | 200 | 8000 | 0 | 69.64 | 69.61 | 0.01 | 0
2030 | PJM_ROR_2_PJM_ROM | PJM_ROR | PJM_ROM | Internal | Summer | B6 | 300 | 8000 | 0 | 56.31 | 56.3 | 0.01 | 0
2030 | PJM_ROR_2_PJM_ROM | PJM_ROR | PJM_ROM | Internal | Summer | B7 | 400 | 8000 | 0 | 48.1 | 48.09 | 0.01 | 0
2030 | PJM_ROR_2_PJM_ROM | PJM_ROR | PJM_ROM | Internal | Summer | B8 | 500 | 8000 | 0 | 46.61 | 46.6 | 0.01 | 0
2030 | PJM_ROR_2_PJM_ROM | PJM_ROR | PJM_ROM | Internal | Summer | B9 | 800 | 8000 | 0 | 44.52 | 44.5 | 0.01 | 0
2030 | PJM_ROR_2_PJM_ROM | PJM_ROR | PJM_ROM | Internal | Summer | B10 | 1262 | 8000 | 2143.44 | 39.88 | 39.89 | 0.01 | 0
2030 | PJM_ROR_2_PJM_ROM | PJM_ROR | PJM_ROM | Internal | Winter | B16 | 25 | 8000 | 0 | 66.3 | 66.29 | 0.01 | 0
2030 | PJM_ROR_2_PJM_ROM | PJM_ROR | PJM_ROM | Internal | Winter | B17 | 100 | 8000 | 0 | 58.61 | 58.6 | 0.01 | 0
2030 | PJM_ROR_2_PJM_ROM | PJM_ROR | PJM_ROM | Internal | Winter | B18 | 400 | 8000 | 1496.73 | 53.49 | 53.5 | 0.01 | 0
2030 | PJM_ROR_2_PJM_ROM | PJM_ROR | PJM_ROM | Internal | Winter | B19 | 700 | 8000 | 1515.96 | 49.89 | 49.9 | 0.01 | 0
2030 | PJM_ROR_2_PJM_ROM | PJM_ROR | PJM_ROM | Internal | Winter | B20 | 935 | 8000 | 5316.88 | 44.6 | 44.61 | 0.01 | 0
2030 | PJM_ROR_2_TVA_Transmission | PJM_ROR | TVA_Transmission | Internal | Shoulder | B11 | 25 | 2500 | 435.33 | 62.21 | 68.21 | 6 | 0
2030 | PJM_ROR_2_TVA_Transmission | PJM_ROR | TVA_Transmission | Internal | Shoulder | B12 | 200 | 2500 | 0 | 55.64 | 56.56 | 6 | 0
2030 | PJM_ROR_2_TVA_Transmission | PJM_ROR | TVA_Transmission | Internal | Shoulder | B13 | 600 | 2500 | 0 | 50.43 | 53.07 | 6 | 0
2030 | PJM_ROR_2_TVA_Transmission | PJM_ROR | TVA_Transmission | Internal | Shoulder | B14 | 900 | 2500 | 0 | 48.62 | 51.65 | 6 | 0
2030 | PJM_ROR_2_TVA_Transmission | PJM_ROR | TVA_Transmission | Internal | Shoulder | B15 | 1203 | 2500 | 346.37 | 44.11 | 50.11 | 6 | 0
2030 | PJM_ROR_2_TVA_Transmission | PJM_ROR | TVA_Transmission | Internal | Summer | B1 | 10 | 2500 | 0 | 82.75 | 88.32 | 6 | 0
2030 | PJM_ROR_2_TVA_Transmission | PJM_ROR | TVA_Transmission | Internal | Summer | B2 | 25 | 2500 | 2593.75 | 80.37 | 86.38 | 6 | 0.01
2030 | PJM_ROR_2_TVA_Transmission | PJM_ROR | TVA_Transmission | Internal | Summer | B3 | 75 | 2500 | 797.84 | 75.03 | 81.03 | 6 | 0
2030 | PJM_ROR_2_TVA_Transmission | PJM_ROR | TVA_Transmission | Internal | Summer | B4 | 100 | 2500 | 0 | 75.03 | 80.44 | 6 | 0
2030 | PJM_ROR_2_TVA_Transmission | PJM_ROR | TVA_Transmission | Internal | Summer | B5 | 200 | 2500 | 242.95 | 69.64 | 75.64 | 6 | 0
2030 | PJM_ROR_2_TVA_Transmission | PJM_ROR | TVA_Transmission | Internal | Summer | B6 | 300 | 2500 | 0 | 56.31 | 61.57 | 6 | 0
2030 | PJM_ROR_2_TVA_Transmission | PJM_ROR | TVA_Transmission | Internal | Summer | B7 | 400 | 2500 | 0 | 48.1 | 53.12 | 6 | 0
2030 | PJM_ROR_2_TVA_Transmission | PJM_ROR | TVA_Transmission | Internal | Summer | B8 | 500 | 2500 | 0 | 46.61 | 50.13 | 6 | 0
2030 | PJM_ROR_2_TVA_Transmission | PJM_ROR | TVA_Transmission | Internal | Summer | B9 | 800 | 2500 | 0 | 44.52 | 47.67 | 6 | 0
2030 | PJM_ROR_2_TVA_Transmission | PJM_ROR | TVA_Transmission | Internal | Summer | B10 | 1262 | 2500 | 0 | 39.88 | 43.69 | 6 | 0
2030 | PJM_ROR_2_TVA_Transmission | PJM_ROR | TVA_Transmission | Internal | Winter | B16 | 25 | 2500 | 0 | 66.3 | 71.05 | 6 | 0
2030 | PJM_ROR_2_TVA_Transmission | PJM_ROR | TVA_Transmission | Internal | Winter | B17 | 100 | 2500 | 0 | 58.61 | 59.6 | 6 | 0
2030 | PJM_ROR_2_TVA_Transmission | PJM_ROR | TVA_Transmission | Internal | Winter | B18 | 400 | 2500 | 0 | 53.49 | 55.18 | 6 | 0
2030 | PJM_ROR_2_TVA_Transmission | PJM_ROR | TVA_Transmission | Internal | Winter | B19 | 700 | 2500 | 0 | 49.89 | 52.58 | 6 | 0
2030 | PJM_ROR_2_TVA_Transmission | PJM_ROR | TVA_Transmission | Internal | Winter | B20 | 935 | 2500 | 0 | 44.6 | 49.13 | 6 | 0
2030 | PJM_ROR_2_VACAR | PJM_ROR | VACAR | Internal | Shoulder | B11 | 25 | 3000 | 5275.68 | 62.21 | 68.64 | 6 | 0.43
2030 | PJM_ROR_2_VACAR | PJM_ROR | VACAR | Internal | Shoulder | B12 | 200 | 3000 | 41.1 | 55.64 | 61.64 | 6 | 0
2030 | PJM_ROR_2_VACAR | PJM_ROR | VACAR | Internal | Shoulder | B13 | 600 | 3000 | 0 | 50.43 | 54.46 | 6 | 0
2030 | PJM_ROR_2_VACAR | PJM_ROR | VACAR | Internal | Shoulder | B14 | 900 | 3000 | 0 | 48.62 | 51.04 | 6 | 0
2030 | PJM_ROR_2_VACAR | PJM_ROR | VACAR | Internal | Shoulder | B15 | 1203 | 3000 | 0 | 44.11 | 49.14 | 6 | 0
2030 | PJM_ROR_2_VACAR | PJM_ROR | VACAR | Internal | Summer | B1 | 10 | 3000 | 1598.18 | 82.75 | 88.75 | 6 | 0
2030 | PJM_ROR_2_VACAR | PJM_ROR | VACAR | Internal | Summer | B2 | 25 | 3000 | 3000 | 80.37 | 86.53 | 6 | 0.16
2030 | PJM_ROR_2_VACAR | PJM_ROR | VACAR | Internal | Summer | B3 | 75 | 3000 | 6634.25 | 75.03 | 81.46 | 6 | 0.43
2030 | PJM_ROR_2_VACAR | PJM_ROR | VACAR | Internal | Summer | B4 | 100 | 3000 | 4199.56 | 75.03 | 81.46 | 6 | 0.43
2030 | PJM_ROR_2_VACAR | PJM_ROR | VACAR | Internal | Summer | B5 | 200 | 3000 | 5969.73 | 69.64 | 76.06 | 6 | 0.43
2030 | PJM_ROR_2_VACAR | PJM_ROR | VACAR | Internal | Summer | B6 | 300 | 3000 | 1211.18 | 56.31 | 62.31 | 6 | 0
2030 | PJM_ROR_2_VACAR | PJM_ROR | VACAR | Internal | Summer | B7 | 400 | 3000 | 1344.08 | 48.1 | 54.1 | 6 | 0
2030 | PJM_ROR_2_VACAR | PJM_ROR | VACAR | Internal | Summer | B8 | 500 | 3000 | 0 | 46.61 | 51.41 | 6 | 0
2030 | PJM_ROR_2_VACAR | PJM_ROR | VACAR | Internal | Summer | B9 | 800 | 3000 | 0 | 44.52 | 47.91 | 6 | 0
2030 | PJM_ROR_2_VACAR | PJM_ROR | VACAR | Internal | Summer | B10 | 1262 | 3000 | 0 | 39.88 | 44.95 | 6 | 0
2030 | PJM_ROR_2_VACAR | PJM_ROR | VACAR | Internal | Winter | B16 | 25 | 3000 | 4900.68 | 66.3 | 72.72 | 6 | 0.43
2030 | PJM_ROR_2_VACAR | PJM_ROR | VACAR | Internal | Winter | B17 | 100 | 3000 | 1406.52 | 58.61 | 64.61 | 6 | 0
2030 | PJM_ROR_2_VACAR | PJM_ROR | VACAR | Internal | Winter | B18 | 400 | 3000 | 0 | 53.49 | 54.58 | 6 | 0
2030 | PJM_ROR_2_VACAR | PJM_ROR | VACAR | Internal | Winter | B19 | 700 | 3000 | 0 | 49.89 | 54.58 | 6 | 0
2030 | PJM_ROR_2_VACAR | PJM_ROR | VACAR | Internal | Winter | B20 | 935 | 3000 | 0 | 44.6 | 46.68 | 6 | 0
2030 | PJM_ROM_2_NYISO_A-F | PJM_ROM | NYISO_A-F | Internal | Shoulder | B11 | 25 | 2000 | 0 | 62.19 | 54.05 | 6 | 0
2030 | PJM_ROM_2_NYISO_A-F | PJM_ROM | NYISO_A-F | Internal | Shoulder | B12 | 200 | 2000 | 0 | 55.63 | 47.6 | 6 | 0
2030 | PJM_ROM_2_NYISO_A-F | PJM_ROM | NYISO_A-F | Internal | Shoulder | B13 | 600 | 2000 | 0 | 50.42 | 47.22 | 6 | 0
2030 | PJM_ROM_2_NYISO_A-F | PJM_ROM | NYISO_A-F | Internal | Shoulder | B14 | 900 | 2000 | 0 | 48.61 | 46.99 | 6 | 0
2030 | PJM_ROM_2_NYISO_A-F | PJM_ROM | NYISO_A-F | Internal | Shoulder | B15 | 1203 | 2000 | 0 | 44.1 | 46.99 | 6 | 0
2030 | PJM_ROM_2_NYISO_A-F | PJM_ROM | NYISO_A-F | Internal | Summer | B1 | 10 | 2000 | 0 | 82.76 | 79.59 | 6 | 0
2030 | PJM_ROM_2_NYISO_A-F | PJM_ROM | NYISO_A-F | Internal | Summer | B2 | 25 | 2000 | 0 | 80.35 | 72.35 | 6 | 0
2030 | PJM_ROM_2_NYISO_A-F | PJM_ROM | NYISO_A-F | Internal | Summer | B3 | 75 | 2000 | 0 | 75.02 | 67 | 6 | 0
2030 | PJM_ROM_2_NYISO_A-F | PJM_ROM | NYISO_A-F | Internal | Summer | B4 | 100 | 2000 | 0 | 75.01 | 66.87 | 6 | 0
2030 | PJM_ROM_2_NYISO_A-F | PJM_ROM | NYISO_A-F | Internal | Summer | B5 | 200 | 2000 | 0 | 69.61 | 61.49 | 6 | 0
2030 | PJM_ROM_2_NYISO_A-F | PJM_ROM | NYISO_A-F | Internal | Summer | B6 | 300 | 2000 | 0 | 56.3 | 54.29 | 6 | 0
2030 | PJM_ROM_2_NYISO_A-F | PJM_ROM | NYISO_A-F | Internal | Summer | B7 | 400 | 2000 | 0 | 48.09 | 45.67 | 6 | 0
2030 | PJM_ROM_2_NYISO_A-F | PJM_ROM | NYISO_A-F | Internal | Summer | B8 | 500 | 2000 | 0 | 46.6 | 44.18 | 6 | 0
2030 | PJM_ROM_2_NYISO_A-F | PJM_ROM | NYISO_A-F | Internal | Summer | B9 | 800 | 2000 | 0 | 44.5 | 43.45 | 6 | 0
2030 | PJM_ROM_2_NYISO_A-F | PJM_ROM | NYISO_A-F | Internal | Summer | B10 | 1262 | 2000 | 0 | 39.89 | 43.45 | 6 | 0
2030 | PJM_ROM_2_NYISO_A-F | PJM_ROM | NYISO_A-F | Internal | Winter | B16 | 25 | 2000 | 0 | 66.29 | 58.29 | 6 | 0
2030 | PJM_ROM_2_NYISO_A-F | PJM_ROM | NYISO_A-F | Internal | Winter | B17 | 100 | 2000 | 0 | 58.6 | 56.34 | 6 | 0
2030 | PJM_ROM_2_NYISO_A-F | PJM_ROM | NYISO_A-F | Internal | Winter | B18 | 400 | 2000 | 0 | 53.5 | 54.52 | 6 | 0
2030 | PJM_ROM_2_NYISO_A-F | PJM_ROM | NYISO_A-F | Internal | Winter | B19 | 700 | 2000 | 0 | 49.9 | 54.06 | 6 | 0
2030 | PJM_ROM_2_NYISO_A-F | PJM_ROM | NYISO_A-F | Internal | Winter | B20 | 935 | 2000 | 1951.01 | 44.61 | 50.61 | 6 | 0
2030 | PJM_ROM_2_PJM_E | PJM_ROM | PJM_E | Internal | Shoulder | B11 | 25 | 8000 | 0 | 62.19 | 62.17 | 0.01 | 0
2030 | PJM_ROM_2_PJM_E | PJM_ROM | PJM_E | Internal | Shoulder | B12 | 200 | 8000 | 0 | 55.63 | 55.62 | 0.01 | 0
2030 | PJM_ROM_2_PJM_E | PJM_ROM | PJM_E | Internal | Shoulder | B13 | 600 | 8000 | 0 | 50.42 | 50.41 | 0.01 | 0
2030 | PJM_ROM_2_PJM_E | PJM_ROM | PJM_E | Internal | Shoulder | B14 | 900 | 8000 | 0 | 48.61 | 48.6 | 0.01 | 0
2030 | PJM_ROM_2_PJM_E | PJM_ROM | PJM_E | Internal | Shoulder | B15 | 1203 | 8000 | 163.03 | 44.1 | 44.11 | 0.01 | 0
2030 | PJM_ROM_2_PJM_E | PJM_ROM | PJM_E | Internal | Summer | B1 | 10 | 8000 | 2296.61 | 82.76 | 82.77 | 0.01 | 0
2030 | PJM_ROM_2_PJM_E | PJM_ROM | PJM_E | Internal | Summer | B2 | 25 | 8000 | 1350.97 | 80.35 | 80.37 | 0.01 | 0
2030 | PJM_ROM_2_PJM_E | PJM_ROM | PJM_E | Internal | Summer | B3 | 75 | 8000 | 0 | 75.02 | 75.01 | 0.01 | 0
2030 | PJM_ROM_2_PJM_E | PJM_ROM | PJM_E | Internal | Summer | B4 | 100 | 8000 | 0 | 75.01 | 74.99 | 0.01 | 0
2030 | PJM_ROM_2_PJM_E | PJM_ROM | PJM_E | Internal | Summer | B5 | 200 | 8000 | 0 | 69.61 | 69.6 | 0.01 | 0
2030 | PJM_ROM_2_PJM_E | PJM_ROM | PJM_E | Internal | Summer | B6 | 300 | 8000 | 0 | 56.3 | 56.29 | 0.01 | 0
2030 | PJM_ROM_2_PJM_E | PJM_ROM | PJM_E | Internal | Summer | B7 | 400 | 8000 | 0 | 48.09 | 48.08 | 0.01 | 0
2030 | PJM_ROM_2_PJM_E | PJM_ROM | PJM_E | Internal | Summer | B8 | 500 | 8000 | 0 | 46.6 | 46.59 | 0.01 | 0
2030 | PJM_ROM_2_PJM_E | PJM_ROM | PJM_E | Internal | Summer | B9 | 800 | 8000 | 2153.55 | 44.5 | 44.52 | 0.01 | 0
2030 | PJM_ROM_2_PJM_E | PJM_ROM | PJM_E | Internal | Summer | B10 | 1262 | 8000 | 3557.63 | 39.89 | 39.91 | 0.01 | 0
2030 | PJM_ROM_2_PJM_E | PJM_ROM | PJM_E | Internal | Winter | B16 | 25 | 8000 | 109.11 | 66.29 | 66.3 | 0.01 | 0
2030 | PJM_ROM_2_PJM_E | PJM_ROM | PJM_E | Internal | Winter | B17 | 100 | 8000 | 0 | 58.6 | 58.58 | 0.01 | 0
2030 | PJM_ROM_2_PJM_E | PJM_ROM | PJM_E | Internal | Winter | B18 | 400 | 8000 | 3878.8 | 53.5 | 53.51 | 0.01 | 0
2030 | PJM_ROM_2_PJM_E | PJM_ROM | PJM_E | Internal | Winter | B19 | 700 | 8000 | 2908.82 | 49.9 | 49.92 | 0.01 | 0
2030 | PJM_ROM_2_PJM_E | PJM_ROM | PJM_E | Internal | Winter | B20 | 935 | 8000 | 6097.23 | 44.61 | 44.62 | 0.01 | 0
2030 | PJM_ROM_2_PJM_ROR | PJM_ROM | PJM_ROR | Internal | Shoulder | B11 | 25 | 8000 | 11815.83 | 62.19 | 62.21 | 0.01 | 0.01
2030 | PJM_ROM_2_PJM_ROR | PJM_ROM | PJM_ROR | Internal | Shoulder | B12 | 200 | 8000 | 4528.11 | 55.63 | 55.64 | 0.01 | 0
2030 | PJM_ROM_2_PJM_ROR | PJM_ROM | PJM_ROR | Internal | Shoulder | B13 | 600 | 8000 | 2624.3 | 50.42 | 50.43 | 0.01 | 0
2030 | PJM_ROM_2_PJM_ROR | PJM_ROM | PJM_ROR | Internal | Shoulder | B14 | 900 | 8000 | 1653.54 | 48.61 | 48.62 | 0.01 | 0
2030 | PJM_ROM_2_PJM_ROR | PJM_ROM | PJM_ROR | Internal | Shoulder | B15 | 1203 | 8000 | 395.12 | 44.1 | 44.11 | 0.01 | 0
2030 | PJM_ROM_2_PJM_ROR | PJM_ROM | PJM_ROR | Internal | Summer | B1 | 10 | 8000 | 0 | 82.76 | 82.75 | 0.01 | 0
2030 | PJM_ROM_2_PJM_ROR | PJM_ROM | PJM_ROR | Internal | Summer | B2 | 25 | 8000 | 1154.36 | 80.35 | 80.37 | 0.01 | 0
2030 | PJM_ROM_2_PJM_ROR | PJM_ROM | PJM_ROR | Internal | Summer | B3 | 75 | 8000 | 5762.41 | 75.02 | 75.03 | 0.01 | 0
2030 | PJM_ROM_2_PJM_ROR | PJM_ROM | PJM_ROR | Internal | Summer | B4 | 100 | 8000 | 13005.57 | 75.01 | 75.03 | 0.01 | 0.01
2030 | PJM_ROM_2_PJM_ROR | PJM_ROM | PJM_ROR | Internal | Summer | B5 | 200 | 8000 | 13345.17 | 69.61 | 69.64 | 0.01 | 0.01
2030 | PJM_ROM_2_PJM_ROR | PJM_ROM | PJM_ROR | Internal | Summer | B6 | 300 | 8000 | 3263.54 | 56.3 | 56.31 | 0.01 | 0
2030 | PJM_ROM_2_PJM_ROR | PJM_ROM | PJM_ROR | Internal | Summer | B7 | 400 | 8000 | 3310.39 | 48.09 | 48.1 | 0.01 | 0
2030 | PJM_ROM_2_PJM_ROR | PJM_ROM | PJM_ROR | Internal | Summer | B8 | 500 | 8000 | 1787.81 | 46.6 | 46.61 | 0.01 | 0
2030 | PJM_ROM_2_PJM_ROR | PJM_ROM | PJM_ROR | Internal | Summer | B9 | 800 | 8000 | 1133.78 | 44.5 | 44.52 | 0.01 | 0
2030 | PJM_ROM_2_PJM_ROR | PJM_ROM | PJM_ROR | Internal | Summer | B10 | 1262 | 8000 | 0 | 39.89 | 39.88 | 0.01 | 0
2030 | PJM_ROM_2_PJM_ROR | PJM_ROM | PJM_ROR | Internal | Winter | B16 | 25 | 8000 | 3441.37 | 66.29 | 66.3 | 0.01 | 0
2030 | PJM_ROM_2_PJM_ROR | PJM_ROM | PJM_ROR | Internal | Winter | B17 | 100 | 8000 | 2227.26 | 58.6 | 58.61 | 0.01 | 0
2030 | PJM_ROM_2_PJM_ROR | PJM_ROM | PJM_ROR | Internal | Winter | B18 | 400 | 8000 | 0 | 53.5 | 53.49 | 0.01 | 0
2030 | PJM_ROM_2_PJM_ROR | PJM_ROM | PJM_ROR | Internal | Winter | B19 | 700 | 8000 | 0 | 49.9 | 49.89 | 0.01 | 0
2030 | PJM_ROM_2_PJM_ROR | PJM_ROM | PJM_ROR | Internal | Winter | B20 | 935 | 8000 | 0 | 44.61 | 44.6 | 0.01 | 0
2030 | SOCO_2_FRCC | SOCO | FRCC | Internal | Shoulder | B11 | 25 | 3700 | 3685.04 | 75.92 | 85.92 | 10 | 0
2030 | SOCO_2_FRCC | SOCO | FRCC | Internal | Shoulder | B12 | 200 | 3700 | 1742.55 | 52.94 | 62.94 | 10 | 0
2030 | SOCO_2_FRCC | SOCO | FRCC | Internal | Shoulder | B13 | 600 | 3700 | 0 | 51.11 | 58.77 | 10 | 0
2030 | SOCO_2_FRCC | SOCO | FRCC | Internal | Shoulder | B14 | 900 | 3700 | 0 | 51.11 | 56.34 | 10 | 0
2030 | SOCO_2_FRCC | SOCO | FRCC | Internal | Shoulder | B15 | 1203 | 3700 | 0 | 51.11 | 56.34 | 10 | 0
2030 | SOCO_2_FRCC | SOCO | FRCC | Internal | Summer | B1 | 10 | 3700 | 902.44 | 92.88 | 102.88 | 10 | 0
2030 | SOCO_2_FRCC | SOCO | FRCC | Internal | Summer | B2 | 25 | 3700 | 0 | 85.24 | 91.31 | 10 | 0
2030 | SOCO_2_FRCC | SOCO | FRCC | Internal | Summer | B3 | 75 | 3700 | 0 | 85.24 | 91.31 | 10 | 0
2030 | SOCO_2_FRCC | SOCO | FRCC | Internal | Summer | B4 | 100 | 3700 | 0 | 83.61 | 91.31 | 10 | 0
2030 | SOCO_2_FRCC | SOCO | FRCC | Internal | Summer | B5 | 200 | 3700 | 0 | 83.34 | 91.31 | 10 | 0
2030 | SOCO_2_FRCC | SOCO | FRCC | Internal | Summer | B6 | 300 | 3700 | 0 | 69.27 | 78.5 | 10 | 0
2030 | SOCO_2_FRCC | SOCO | FRCC | Internal | Summer | B7 | 400 | 3700 | 2104.01 | 61.1 | 71.1 | 10 | 0
2030 | SOCO_2_FRCC | SOCO | FRCC | Internal | Summer | B8 | 500 | 3700 | 213.21 | 51.38 | 61.38 | 10 | 0
2030 | SOCO_2_FRCC | SOCO | FRCC | Internal | Summer | B9 | 800 | 3700 | 0 | 49.6 | 57.82 | 10 | 0
2030 | SOCO_2_FRCC | SOCO | FRCC | Internal | Summer | B10 | 1262 | 3700 | 0 | 49.6 | 55.43 | 10 | 0
2030 | SOCO_2_FRCC | SOCO | FRCC | Internal | Winter | B16 | 25 | 3700 | 0 | 78.73 | 88.13 | 10 | 0
2030 | SOCO_2_FRCC | SOCO | FRCC | Internal | Winter | B17 | 100 | 3700 | 48.64 | 55.44 | 65.44 | 10 | 0
2030 | SOCO_2_FRCC | SOCO | FRCC | Internal | Winter | B18 | 400 | 3700 | 0 | 54.27 | 60.53 | 10 | 0
2030 | SOCO_2_FRCC | SOCO | FRCC | Internal | Winter | B19 | 700 | 3700 | 0 | 54.27 | 59 | 10 | 0
2030 | SOCO_2_FRCC | SOCO | FRCC | Internal | Winter | B20 | 935 | 3700 | 0 | 53.49 | 59 | 10 | 0
2030 | SOCO_2_VACAR | SOCO | VACAR | Internal | Shoulder | B11 | 25 | 2000 | 0 | 75.92 | 68.64 | 10 | 0
2030 | SOCO_2_VACAR | SOCO | VACAR | Internal | Shoulder | B12 | 200 | 2000 | 0 | 52.94 | 61.64 | 10 | 0
2030 | SOCO_2_VACAR | SOCO | VACAR | Internal | Shoulder | B13 | 600 | 2000 | 0 | 51.11 | 54.46 | 10 | 0
2030 | SOCO_2_VACAR | SOCO | VACAR | Internal | Shoulder | B14 | 900 | 2000 | 0 | 51.11 | 51.04 | 10 | 0
2030 | SOCO_2_VACAR | SOCO | VACAR | Internal | Shoulder | B15 | 1203 | 2000 | 0 | 51.11 | 49.14 | 10 | 0
2030 | SOCO_2_VACAR | SOCO | VACAR | Internal | Summer | B1 | 10 | 2000 | 0 | 92.88 | 88.75 | 10 | 0
2030 | SOCO_2_VACAR | SOCO | VACAR | Internal | Summer | B2 | 25 | 2000 | 0 | 85.24 | 86.53 | 10 | 0
2030 | SOCO_2_VACAR | SOCO | VACAR | Internal | Summer | B3 | 75 | 2000 | 0 | 85.24 | 81.46 | 10 | 0
2030 | SOCO_2_VACAR | SOCO | VACAR | Internal | Summer | B4 | 100 | 2000 | 0 | 83.61 | 81.46 | 10 | 0
2030 | SOCO_2_VACAR | SOCO | VACAR | Internal | Summer | B5 | 200 | 2000 | 0 | 83.34 | 76.06 | 10 | 0
2030 | SOCO_2_VACAR | SOCO | VACAR | Internal | Summer | B6 | 300 | 2000 | 0 | 69.27 | 62.31 | 10 | 0
2030 | SOCO_2_VACAR | SOCO | VACAR | Internal | Summer | B7 | 400 | 2000 | 0 | 61.1 | 54.1 | 10 | 0
2030 | SOCO_2_VACAR | SOCO | VACAR | Internal | Summer | B8 | 500 | 2000 | 0 | 51.38 | 51.41 | 10 | 0
2030 | SOCO_2_VACAR | SOCO | VACAR | Internal | Summer | B9 | 800 | 2000 | 0 | 49.6 | 47.91 | 10 | 0
2030 | SOCO_2_VACAR | SOCO | VACAR | Internal | Summer | B10 | 1262 | 2000 | 0 | 49.6 | 44.95 | 10 | 0
2030 | SOCO_2_VACAR | SOCO | VACAR | Internal | Winter | B16 | 25 | 2000 | 0 | 78.73 | 72.72 | 10 | 0
2030 | SOCO_2_VACAR | SOCO | VACAR | Internal | Winter | B17 | 100 | 2000 | 0 | 55.44 | 64.61 | 10 | 0
2030 | SOCO_2_VACAR | SOCO | VACAR | Internal | Winter | B18 | 400 | 2000 | 0 | 54.27 | 54.58 | 10 | 0
2030 | SOCO_2_VACAR | SOCO | VACAR | Internal | Winter | B19 | 700 | 2000 | 0 | 54.27 | 54.58 | 10 | 0
2030 | SOCO_2_VACAR | SOCO | VACAR | Internal | Winter | B20 | 935 | 2000 | 0 | 53.49 | 46.68 | 10 | 0
2030 | SPP_N_2_ENT | SPP_N | ENT | Internal | Shoulder | B11 | 25 | 1800 | 0 | 71.24 | 72.26 | 5 | 0
2030 | SPP_N_2_ENT | SPP_N | ENT | Internal | Shoulder | B12 | 200 | 1800 | 0 | 52.35 | 51.14 | 5 | 0
2030 | SPP_N_2_ENT | SPP_N | ENT | Internal | Shoulder | B13 | 600 | 1800 | 0 | 51.23 | 51.14 | 5 | 0
2030 | SPP_N_2_ENT | SPP_N | ENT | Internal | Shoulder | B14 | 900 | 1800 | 0 | 50.11 | 50.77 | 5 | 0
2030 | SPP_N_2_ENT | SPP_N | ENT | Internal | Shoulder | B15 | 1203 | 1800 | 0 | 48.89 | 49.52 | 5 | 0
2030 | SPP_N_2_ENT | SPP_N | ENT | Internal | Summer | B1 | 10 | 1800 | 0 | 80.98 | 84.88 | 5 | 0
2030 | SPP_N_2_ENT | SPP_N | ENT | Internal | Summer | B2 | 25 | 1800 | 0 | 80.98 | 82.13 | 5 | 0
2030 | SPP_N_2_ENT | SPP_N | ENT | Internal | Summer | B3 | 75 | 1800 | 0 | 80.98 | 82.13 | 5 | 0
2030 | SPP_N_2_ENT | SPP_N | ENT | Internal | Summer | B4 | 100 | 1800 | 0 | 79.46 | 81.65 | 5 | 0
2030 | SPP_N_2_ENT | SPP_N | ENT | Internal | Summer | B5 | 200 | 1800 | 0 | 72.39 | 75.34 | 5 | 0
2030 | SPP_N_2_ENT | SPP_N | ENT | Internal | Summer | B6 | 300 | 1800 | 0 | 64.83 | 65.8 | 5 | 0
2030 | SPP_N_2_ENT | SPP_N | ENT | Internal | Summer | B7 | 400 | 1800 | 0 | 55.11 | 53.1 | 5 | 0
2030 | SPP_N_2_ENT | SPP_N | ENT | Internal | Summer | B8 | 500 | 1800 | 0 | 49.47 | 49.48 | 5 | 0
2030 | SPP_N_2_ENT | SPP_N | ENT | Internal | Summer | B9 | 800 | 1800 | 0 | 47.31 | 49.12 | 5 | 0
2030 | SPP_N_2_ENT | SPP_N | ENT | Internal | Summer | B10 | 1262 | 1800 | 0 | 47.2 | 47.5 | 5 | 0
2030 | SPP_N_2_ENT | SPP_N | ENT | Internal | Winter | B16 | 25 | 1800 | 0 | 66.7 | 70.73 | 5 | 0
2030 | SPP_N_2_ENT | SPP_N | ENT | Internal | Winter | B17 | 100 | 1800 | 0 | 54.76 | 54.44 | 5 | 0
2030 | SPP_N_2_ENT | SPP_N | ENT | Internal | Winter | B18 | 400 | 1800 | 0 | 52.7 | 54.44 | 5 | 0
2030 | SPP_N_2_ENT | SPP_N | ENT | Internal | Winter | B19 | 700 | 1800 | 0 | 52.36 | 54.04 | 5 | 0
2030 | SPP_N_2_ENT | SPP_N | ENT | Internal | Winter | B20 | 935 | 1800 | 0 | 47.99 | 51.82 | 5 | 0
2030 | SPP_N_2_MISO_MO-IL | SPP_N | MISO_MO-IL | Internal | Shoulder | B11 | 25 | 2000 | 0 | 71.24 | 64.26 | 5 | 0
2030 | SPP_N_2_MISO_MO-IL | SPP_N | MISO_MO-IL | Internal | Shoulder | B12 | 200 | 2000 | 0 | 52.35 | 53.81 | 5 | 0
2030 | SPP_N_2_MISO_MO-IL | SPP_N | MISO_MO-IL | Internal | Shoulder | B13 | 600 | 2000 | 0 | 51.23 | 49.15 | 5 | 0
2030 | SPP_N_2_MISO_MO-IL | SPP_N | MISO_MO-IL | Internal | Shoulder | B14 | 900 | 2000 | 0 | 50.11 | 47.43 | 5 | 0
2030 | SPP_N_2_MISO_MO-IL | SPP_N | MISO_MO-IL | Internal | Shoulder | B15 | 1203 | 2000 | 0 | 48.89 | 45.88 | 5 | 0
2030 | SPP_N_2_MISO_MO-IL | SPP_N | MISO_MO-IL | Internal | Summer | B1 | 10 | 2000 | 0 | 80.98 | 80.76 | 5 | 0
2030 | SPP_N_2_MISO_MO-IL | SPP_N | MISO_MO-IL | Internal | Summer | B2 | 25 | 2000 | 0 | 80.98 | 78.51 | 5 | 0
2030 | SPP_N_2_MISO_MO-IL | SPP_N | MISO_MO-IL | Internal | Summer | B3 | 75 | 2000 | 0 | 80.98 | 76.34 | 5 | 0
2030 | SPP_N_2_MISO_MO-IL | SPP_N | MISO_MO-IL | Internal | Summer | B4 | 100 | 2000 | 0 | 79.46 | 73.65 | 5 | 0
2030 | SPP_N_2_MISO_MO-IL | SPP_N | MISO_MO-IL | Internal | Summer | B5 | 200 | 2000 | 0 | 72.39 | 71.63 | 5 | 0
2030 | SPP_N_2_MISO_MO-IL | SPP_N | MISO_MO-IL | Internal | Summer | B6 | 300 | 2000 | 0 | 64.83 | 57.8 | 5 | 0
2030 | SPP_N_2_MISO_MO-IL | SPP_N | MISO_MO-IL | Internal | Summer | B7 | 400 | 2000 | 0 | 55.11 | 48 | 5 | 0
2030 | SPP_N_2_MISO_MO-IL | SPP_N | MISO_MO-IL | Internal | Summer | B8 | 500 | 2000 | 0 | 49.47 | 44.76 | 5 | 0
2030 | SPP_N_2_MISO_MO-IL | SPP_N | MISO_MO-IL | Internal | Summer | B9 | 800 | 2000 | 0 | 47.31 | 43.02 | 5 | 0
2030 | SPP_N_2_MISO_MO-IL | SPP_N | MISO_MO-IL | Internal | Summer | B10 | 1262 | 2000 | 0 | 47.2 | 41.06 | 5 | 0
2030 | SPP_N_2_MISO_MO-IL | SPP_N | MISO_MO-IL | Internal | Winter | B16 | 25 | 2000 | 0 | 66.7 | 64.3 | 5 | 0
2030 | SPP_N_2_MISO_MO-IL | SPP_N | MISO_MO-IL | Internal | Winter | B17 | 100 | 2000 | 0 | 54.76 | 56.61 | 5 | 0
2030 | SPP_N_2_MISO_MO-IL | SPP_N | MISO_MO-IL | Internal | Winter | B18 | 400 | 2000 | 0 | 52.7 | 52.46 | 5 | 0
2030 | SPP_N_2_MISO_MO-IL | SPP_N | MISO_MO-IL | Internal | Winter | B19 | 700 | 2000 | 0 | 52.36 | 49.07 | 5 | 0
2030 | SPP_N_2_MISO_MO-IL | SPP_N | MISO_MO-IL | Internal | Winter | B20 | 935 | 2000 | 0 | 47.99 | 43.3 | 5 | 0
2030 | SPP_N_2_NE | SPP_N | NE | Internal | Shoulder | B11 | 25 | 330 | 0 | 71.24 | 69.7 | 0.01 | 0
2030 | SPP_N_2_NE | SPP_N | NE | Internal | Shoulder | B12 | 200 | 330 | 0 | 52.35 | 52.34 | 0.01 | 0
2030 | SPP_N_2_NE | SPP_N | NE | Internal | Shoulder | B13 | 600 | 330 | 0 | 51.23 | 51.22 | 0.01 | 0
2030 | SPP_N_2_NE | SPP_N | NE | Internal | Shoulder | B14 | 900 | 330 | 0 | 50.11 | 49.59 | 0.01 | 0
2030 | SPP_N_2_NE | SPP_N | NE | Internal | Shoulder | B15 | 1203 | 330 | 0 | 48.89 | 47.34 | 0.01 | 0
2030 | SPP_N_2_NE | SPP_N | NE | Internal | Summer | B1 | 10 | 330 | 0 | 80.98 | 80.07 | 0.01 | 0
2030 | SPP_N_2_NE | SPP_N | NE | Internal | Summer | B2 | 25 | 330 | 0 | 80.98 | 80.07 | 0.01 | 0
2030 | SPP_N_2_NE | SPP_N | NE | Internal | Summer | B3 | 75 | 330 | 0 | 80.98 | 80.07 | 0.01 | 0
2030 | SPP_N_2_NE | SPP_N | NE | Internal | Summer | B4 | 100 | 330 | 0 | 79.46 | 77.92 | 0.01 | 0
2030 | SPP_N_2_NE | SPP_N | NE | Internal | Summer | B5 | 200 | 330 | 0 | 72.39 | 72.38 | 0.01 | 0
2030 | SPP_N_2_NE | SPP_N | NE | Internal | Summer | B6 | 300 | 330 | 0 | 64.83 | 63.29 | 0.01 | 0
2030 | SPP_N_2_NE | SPP_N | NE | Internal | Summer | B7 | 400 | 330 | 0 | 55.11 | 53.57 | 0.01 | 0
2030 | SPP_N_2_NE | SPP_N | NE | Internal | Summer | B8 | 500 | 330 | 0 | 49.47 | 47.93 | 0.01 | 0
2030 | SPP_N_2_NE | SPP_N | NE | Internal | Summer | B9 | 800 | 330 | 0 | 47.31 | 45.76 | 0.01 | 0
2030 | SPP_N_2_NE | SPP_N | NE | Internal | Summer | B10 | 1262 | 330 | 0 | 47.2 | 45.66 | 0.01 | 0
2030 | SPP_N_2_NE | SPP_N | NE | Internal | Winter | B16 | 25 | 330 | 0 | 66.7 | 65.16 | 0.01 | 0
2030 | SPP_N_2_NE | SPP_N | NE | Internal | Winter | B17 | 100 | 330 | 0 | 54.76 | 53.55 | 0.01 | 0
2030 | SPP_N_2_NE | SPP_N | NE | Internal | Winter | B18 | 400 | 330 | 0 | 52.7 | 51.16 | 0.01 | 0
2030 | SPP_N_2_NE | SPP_N | NE | Internal | Winter | B19 | 700 | 330 | 0 | 52.36 | 51.06 | 0.01 | 0
2030 | SPP_N_2_NE | SPP_N | NE | Internal | Winter | B20 | 935 | 330 | 0 | 47.99 | 46.45 | 0.01 | 0
2030 | SPP_N_2_SPP_S | SPP_N | SPP_S | Internal | Shoulder | B11 | 25 | 4000 | 0 | 71.24 | 70.76 | 0.01 | 0
2030 | SPP_N_2_SPP_S | SPP_N | SPP_S | Internal | Shoulder | B12 | 200 | 4000 | 0 | 52.35 | 51.25 | 0.01 | 0
2030 | SPP_N_2_SPP_S | SPP_N | SPP_S | Internal | Shoulder | B13 | 600 | 4000 | 0 | 51.23 | 50.74 | 0.01 | 0
2030 | SPP_N_2_SPP_S | SPP_N | SPP_S | Internal | Shoulder | B14 | 900 | 4000 | 0 | 50.11 | 49.01 | 0.01 | 0
2030 | SPP_N_2_SPP_S | SPP_N | SPP_S | Internal | Shoulder | B15 | 1203 | 4000 | 1053.88 | 48.89 | 48.9 | 0.01 | 0
2030 | SPP_N_2_SPP_S | SPP_N | SPP_S | Internal | Summer | B1 | 10 | 4000 | 0 | 80.98 | 79.88 | 0.01 | 0
2030 | SPP_N_2_SPP_S | SPP_N | SPP_S | Internal | Summer | B2 | 25 | 4000 | 0 | 80.98 | 79.88 | 0.01 | 0
2030 | SPP_N_2_SPP_S | SPP_N | SPP_S | Internal | Summer | B3 | 75 | 4000 | 0 | 80.98 | 79.88 | 0.01 | 0
2030 | SPP_N_2_SPP_S | SPP_N | SPP_S | Internal | Summer | B4 | 100 | 4000 | 0 | 79.46 | 78.36 | 0.01 | 0
2030 | SPP_N_2_SPP_S | SPP_N | SPP_S | Internal | Summer | B5 | 200 | 4000 | 0 | 72.39 | 71.29 | 0.01 | 0
2030 | SPP_N_2_SPP_S | SPP_N | SPP_S | Internal | Summer | B6 | 300 | 4000 | 2774.58 | 64.83 | 64.84 | 0.01 | 0
2030 | SPP_N_2_SPP_S | SPP_N | SPP_S | Internal | Summer | B7 | 400 | 4000 | 2223.69 | 55.11 | 55.12 | 0.01 | 0
2030 | SPP_N_2_SPP_S | SPP_N | SPP_S | Internal | Summer | B8 | 500 | 4000 | 826.93 | 49.47 | 49.48 | 0.01 | 0
2030 | SPP_N_2_SPP_S | SPP_N | SPP_S | Internal | Summer | B9 | 800 | 4000 | 972.57 | 47.31 | 47.32 | 0.01 | 0
2030 | SPP_N_2_SPP_S | SPP_N | SPP_S | Internal | Summer | B10 | 1262 | 4000 | 3778.55 | 47.2 | 47.21 | 0.01 | 0
2030 | SPP_N_2_SPP_S | SPP_N | SPP_S | Internal | Winter | B16 | 25 | 4000 | 585.75 | 66.7 | 66.71 | 0.01 | 0
2030 | SPP_N_2_SPP_S | SPP_N | SPP_S | Internal | Winter | B17 | 100 | 4000 | 648.87 | 54.76 | 54.77 | 0.01 | 0
2030 | SPP_N_2_SPP_S | SPP_N | SPP_S | Internal | Winter | B18 | 400 | 4000 | 147.38 | 52.7 | 52.72 | 0.01 | 0
2030 | SPP_N_2_SPP_S | SPP_N | SPP_S | Internal | Winter | B19 | 700 | 4000 | 754.63 | 52.36 | 52.37 | 0.01 | 0
2030 | SPP_N_2_SPP_S | SPP_N | SPP_S | Internal | Winter | B20 | 935 | 4000 | 3308.27 | 47.99 | 48 | 0.01 | 0
2030 | SPP_S_2_ENT | SPP_S | ENT | Internal | Shoulder | B11 | 25 | 850 | 0 | 70.76 | 72.26 | 5 | 0
2030 | SPP_S_2_ENT | SPP_S | ENT | Internal | Shoulder | B12 | 200 | 850 | 0 | 51.25 | 51.14 | 5 | 0
2030 | SPP_S_2_ENT | SPP_S | ENT | Internal | Shoulder | B13 | 600 | 850 | 0 | 50.74 | 51.14 | 5 | 0
2030 | SPP_S_2_ENT | SPP_S | ENT | Internal | Shoulder | B14 | 900 | 850 | 0 | 49.01 | 50.77 | 5 | 0
2030 | SPP_S_2_ENT | SPP_S | ENT | Internal | Shoulder | B15 | 1203 | 850 | 0 | 48.9 | 49.52 | 5 | 0
2030 | SPP_S_2_ENT | SPP_S | ENT | Internal | Summer | B1 | 10 | 850 | 426.11 | 79.88 | 84.88 | 5 | 0
2030 | SPP_S_2_ENT | SPP_S | ENT | Internal | Summer | B2 | 25 | 850 | 0 | 79.88 | 82.13 | 5 | 0
2030 | SPP_S_2_ENT | SPP_S | ENT | Internal | Summer | B3 | 75 | 850 | 0 | 79.88 | 82.13 | 5 | 0
2030 | SPP_S_2_ENT | SPP_S | ENT | Internal | Summer | B4 | 100 | 850 | 0 | 78.36 | 81.65 | 5 | 0
2030 | SPP_S_2_ENT | SPP_S | ENT | Internal | Summer | B5 | 200 | 850 | 0 | 71.29 | 75.34 | 5 | 0
2030 | SPP_S_2_ENT | SPP_S | ENT | Internal | Summer | B6 | 300 | 850 | 0 | 64.84 | 65.8 | 5 | 0
2030 | SPP_S_2_ENT | SPP_S | ENT | Internal | Summer | B7 | 400 | 850 | 0 | 55.12 | 53.1 | 5 | 0
2030 | SPP_S_2_ENT | SPP_S | ENT | Internal | Summer | B8 | 500 | 850 | 0 | 49.48 | 49.48 | 5 | 0
2030 | SPP_S_2_ENT | SPP_S | ENT | Internal | Summer | B9 | 800 | 850 | 0 | 47.32 | 49.12 | 5 | 0
2030 | SPP_S_2_ENT | SPP_S | ENT | Internal | Summer | B10 | 1262 | 850 | 0 | 47.21 | 47.5 | 5 | 0
2030 | SPP_S_2_ENT | SPP_S | ENT | Internal | Winter | B16 | 25 | 850 | 0 | 66.71 | 70.73 | 5 | 0
2030 | SPP_S_2_ENT | SPP_S | ENT | Internal | Winter | B17 | 100 | 850 | 0 | 54.77 | 54.44 | 5 | 0
2030 | SPP_S_2_ENT | SPP_S | ENT | Internal | Winter | B18 | 400 | 850 | 0 | 52.72 | 54.44 | 5 | 0
2030 | SPP_S_2_ENT | SPP_S | ENT | Internal | Winter | B19 | 700 | 850 | 0 | 52.37 | 54.04 | 5 | 0
2030 | SPP_S_2_ENT | SPP_S | ENT | Internal | Winter | B20 | 935 | 850 | 0 | 48 | 51.82 | 5 | 0
2030 | SPP_S_2_SPP_N | SPP_S | SPP_N | Internal | Shoulder | B11 | 25 | 640 | 640 | 70.76 | 71.24 | 0.01 | 0.47
2030 | SPP_S_2_SPP_N | SPP_S | SPP_N | Internal | Shoulder | B12 | 200 | 640 | 1305.51 | 51.25 | 52.35 | 0.01 | 1.09
2030 | SPP_S_2_SPP_N | SPP_S | SPP_N | Internal | Shoulder | B13 | 600 | 640 | 640 | 50.74 | 51.23 | 0.01 | 0.48
2030 | SPP_S_2_SPP_N | SPP_S | SPP_N | Internal | Shoulder | B14 | 900 | 640 | 743.55 | 49.01 | 50.11 | 0.01 | 1.09
2030 | SPP_S_2_SPP_N | SPP_S | SPP_N | Internal | Shoulder | B15 | 1203 | 640 | 0 | 48.9 | 48.89 | 0.01 | 0
2030 | SPP_S_2_SPP_N | SPP_S | SPP_N | Internal | Summer | B1 | 10 | 640 | 4754.71 | 79.88 | 80.98 | 0.01 | 1.09
2030 | SPP_S_2_SPP_N | SPP_S | SPP_N | Internal | Summer | B2 | 25 | 640 | 4576.75 | 79.88 | 80.98 | 0.01 | 1.09
2030 | SPP_S_2_SPP_N | SPP_S | SPP_N | Internal | Summer | B3 | 75 | 640 | 5043.33 | 79.88 | 80.98 | 0.01 | 1.09
2030 | SPP_S_2_SPP_N | SPP_S | SPP_N | Internal | Summer | B4 | 100 | 640 | 3893.5 | 78.36 | 79.46 | 0.01 | 1.09
2030 | SPP_S_2_SPP_N | SPP_S | SPP_N | Internal | Summer | B5 | 200 | 640 | 3651.53 | 71.29 | 72.39 | 0.01 | 1.09
2030 | SPP_S_2_SPP_N | SPP_S | SPP_N | Internal | Summer | B6 | 300 | 640 | 0 | 64.84 | 64.83 | 0.01 | 0
2030 | SPP_S_2_SPP_N | SPP_S | SPP_N | Internal | Summer | B7 | 400 | 640 | 0 | 55.12 | 55.11 | 0.01 | 0
2030 | SPP_S_2_SPP_N | SPP_S | SPP_N | Internal | Summer | B8 | 500 | 640 | 0 | 49.48 | 49.47 | 0.01 | 0
2030 | SPP_S_2_SPP_N | SPP_S | SPP_N | Internal | Summer | B9 | 800 | 640 | 0 | 47.32 | 47.31 | 0.01 | 0
2030 | SPP_S_2_SPP_N | SPP_S | SPP_N | Internal | Summer | B10 | 1262 | 640 | 0 | 47.21 | 47.2 | 0.01 | 0
2030 | SPP_S_2_SPP_N | SPP_S | SPP_N | Internal | Winter | B16 | 25 | 640 | 0 | 66.71 | 66.7 | 0.01 | 0
2030 | SPP_S_2_SPP_N | SPP_S | SPP_N | Internal | Winter | B17 | 100 | 640 | 0 | 54.77 | 54.76 | 0.01 | 0
2030 | SPP_S_2_SPP_N | SPP_S | SPP_N | Internal | Winter | B18 | 400 | 640 | 0 | 52.72 | 52.7 | 0.01 | 0
2030 | SPP_S_2_SPP_N | SPP_S | SPP_N | Internal | Winter | B19 | 700 | 640 | 0 | 52.37 | 52.36 | 0.01 | 0
2030 | SPP_S_2_SPP_N | SPP_S | SPP_N | Internal | Winter | B20 | 935 | 640 | 0 | 48 | 47.99 | 0.01 | 0
2030 | TVA_2_NonRTO_Midwest | TVA | NonRTO_Midwest | Internal | Shoulder | B11 | 25 | 100 | 0 | 68.23 | 72.28 | 9 | 0
2030 | TVA_2_NonRTO_Midwest | TVA | NonRTO_Midwest | Internal | Shoulder | B12 | 200 | 100 | 100 | 52.59 | 61.82 | 9 | 0.23
2030 | TVA_2_NonRTO_Midwest | TVA | NonRTO_Midwest | Internal | Shoulder | B13 | 600 | 100 | 0 | 50.5 | 56.76 | 9 | 0
2030 | TVA_2_NonRTO_Midwest | TVA | NonRTO_Midwest | Internal | Shoulder | B14 | 900 | 100 | 0 | 50.5 | 46.45 | 9 | 0
2030 | TVA_2_NonRTO_Midwest | TVA | NonRTO_Midwest | Internal | Shoulder | B15 | 1203 | 100 | 0 | 50.12 | 42.11 | 9 | 0
2030 | TVA_2_NonRTO_Midwest | TVA | NonRTO_Midwest | Internal | Summer | B1 | 10 | 100 | 0 | 88.13 | 81.89 | 9 | 0
2030 | TVA_2_NonRTO_Midwest | TVA | NonRTO_Midwest | Internal | Summer | B2 | 25 | 100 | 0 | 86.39 | 81.89 | 9 | 0
2030 | TVA_2_NonRTO_Midwest | TVA | NonRTO_Midwest | Internal | Summer | B3 | 75 | 100 | 0 | 81.05 | 81.89 | 9 | 0
2030 | TVA_2_NonRTO_Midwest | TVA | NonRTO_Midwest | Internal | Summer | B4 | 100 | 100 | 0 | 80.02 | 81.7 | 9 | 0
2030 | TVA_2_NonRTO_Midwest | TVA | NonRTO_Midwest | Internal | Summer | B5 | 200 | 100 | 0 | 75.65 | 79.64 | 9 | 0
2030 | TVA_2_NonRTO_Midwest | TVA | NonRTO_Midwest | Internal | Summer | B6 | 300 | 100 | 0 | 59.47 | 65.82 | 9 | 0
2030 | TVA_2_NonRTO_Midwest | TVA | NonRTO_Midwest | Internal | Summer | B7 | 400 | 100 | 0 | 51.3 | 49.02 | 9 | 0
2030 | TVA_2_NonRTO_Midwest | TVA | NonRTO_Midwest | Internal | Summer | B8 | 500 | 100 | 0 | 49.07 | 44.93 | 9 | 0
2030 | TVA_2_NonRTO_Midwest | TVA | NonRTO_Midwest | Internal | Summer | B9 | 800 | 100 | 0 | 45.95 | 44.17 | 9 | 0
2030 | TVA_2_NonRTO_Midwest | TVA | NonRTO_Midwest | Internal | Summer | B10 | 1262 | 100 | 0 | 42.82 | 36.58 | 9 | 0
2030 | TVA_2_NonRTO_Midwest | TVA | NonRTO_Midwest | Internal | Winter | B16 | 25 | 100 | 0 | 69.73 | 72.56 | 9 | 0
2030 | TVA_2_NonRTO_Midwest | TVA | NonRTO_Midwest | Internal | Winter | B17 | 100 | 100 | 0 | 55.84 | 64.62 | 9 | 0
2030 | TVA_2_NonRTO_Midwest | TVA | NonRTO_Midwest | Internal | Winter | B18 | 400 | 100 | 100 | 51 | 60.47 | 9 | 0.47
2030 | TVA_2_NonRTO_Midwest | TVA | NonRTO_Midwest | Internal | Winter | B19 | 700 | 100 | 0 | 51 | 46.94 | 9 | 0
2030 | TVA_2_NonRTO_Midwest | TVA | NonRTO_Midwest | Internal | Winter | B20 | 935 | 100 | 0 | 49.14 | 41.13 | 9 | 0
2030 | TVA_2_SOCO | TVA | SOCO | Internal | Shoulder | B11 | 25 | 500 | 0 | 68.23 | 75.92 | 9 | 0
2030 | TVA_2_SOCO | TVA | SOCO | Internal | Shoulder | B12 | 200 | 500 | 0 | 52.59 | 52.94 | 9 | 0
2030 | TVA_2_SOCO | TVA | SOCO | Internal | Shoulder | B13 | 600 | 500 | 0 | 50.5 | 51.11 | 9 | 0
2030 | TVA_2_SOCO | TVA | SOCO | Internal | Shoulder | B14 | 900 | 500 | 0 | 50.5 | 51.11 | 9 | 0
2030 | TVA_2_SOCO | TVA | SOCO | Internal | Shoulder | B15 | 1203 | 500 | 0 | 50.12 | 51.11 | 9 | 0
2030 | TVA_2_SOCO | TVA | SOCO | Internal | Summer | B1 | 10 | 500 | 0 | 88.13 | 92.88 | 9 | 0
2030 | TVA_2_SOCO | TVA | SOCO | Internal | Summer | B2 | 25 | 500 | 0 | 86.39 | 85.24 | 9 | 0
2030 | TVA_2_SOCO | TVA | SOCO | Internal | Summer | B3 | 75 | 500 | 0 | 81.05 | 85.24 | 9 | 0
2030 | TVA_2_SOCO | TVA | SOCO | Internal | Summer | B4 | 100 | 500 | 0 | 80.02 | 83.61 | 9 | 0
2030 | TVA_2_SOCO | TVA | SOCO | Internal | Summer | B5 | 200 | 500 | 0 | 75.65 | 83.34 | 9 | 0
2030 | TVA_2_SOCO | TVA | SOCO | Internal | Summer | B6 | 300 | 500 | 1466.3 | 59.47 | 69.27 | 9 | 0.8
2030 | TVA_2_SOCO | TVA | SOCO | Internal | Summer | B7 | 400 | 500 | 3492.1 | 51.3 | 61.1 | 9 | 0.8
2030 | TVA_2_SOCO | TVA | SOCO | Internal | Summer | B8 | 500 | 500 | 0 | 49.07 | 51.38 | 9 | 0
2030 | TVA_2_SOCO | TVA | SOCO | Internal | Summer | B9 | 800 | 500 | 0 | 45.95 | 49.6 | 9 | 0
2030 | TVA_2_SOCO | TVA | SOCO | Internal | Summer | B10 | 1262 | 500 | 0 | 42.82 | 49.6 | 9 | 0
2030 | TVA_2_SOCO | TVA | SOCO | Internal | Winter | B16 | 25 | 500 | 172.46 | 69.73 | 78.73 | 9 | 0
2030 | TVA_2_SOCO | TVA | SOCO | Internal | Winter | B17 | 100 | 500 | 0 | 55.84 | 55.44 | 9 | 0
2030 | TVA_2_SOCO | TVA | SOCO | Internal | Winter | B18 | 400 | 500 | 0 | 51 | 54.27 | 9 | 0
2030 | TVA_2_SOCO | TVA | SOCO | Internal | Winter | B19 | 700 | 500 | 0 | 51 | 54.27 | 9 | 0
2030 | TVA_2_SOCO | TVA | SOCO | Internal | Winter | B20 | 935 | 500 | 0 | 49.14 | 53.49 | 9 | 0
2030 | TVA_2_VACAR | TVA | VACAR | Internal | Shoulder | B11 | 25 | 150 | 0 | 68.23 | 68.64 | 9 | 0
2030 | TVA_2_VACAR | TVA | VACAR | Internal | Shoulder | B12 | 200 | 150 | 150 | 52.59 | 61.64 | 9 | 0.05
2030 | TVA_2_VACAR | TVA | VACAR | Internal | Shoulder | B13 | 600 | 150 | 0 | 50.5 | 54.46 | 9 | 0
2030 | TVA_2_VACAR | TVA | VACAR | Internal | Shoulder | B14 | 900 | 150 | 0 | 50.5 | 51.04 | 9 | 0
2030 | TVA_2_VACAR | TVA | VACAR | Internal | Shoulder | B15 | 1203 | 150 | 0 | 50.12 | 49.14 | 9 | 0
2030 | TVA_2_VACAR | TVA | VACAR | Internal | Summer | B1 | 10 | 150 | 0 | 88.13 | 88.75 | 9 | 0
2030 | TVA_2_VACAR | TVA | VACAR | Internal | Summer | B2 | 25 | 150 | 0 | 86.39 | 86.53 | 9 | 0
2030 | TVA_2_VACAR | TVA | VACAR | Internal | Summer | B3 | 75 | 150 | 0 | 81.05 | 81.46 | 9 | 0
2030 | TVA_2_VACAR | TVA | VACAR | Internal | Summer | B4 | 100 | 150 | 0 | 80.02 | 81.46 | 9 | 0
2030 | TVA_2_VACAR | TVA | VACAR | Internal | Summer | B5 | 200 | 150 | 0 | 75.65 | 76.06 | 9 | 0
2030 | TVA_2_VACAR | TVA | VACAR | Internal | Summer | B6 | 300 | 150 | 0 | 59.47 | 62.31 | 9 | 0
2030 | TVA_2_VACAR | TVA | VACAR | Internal | Summer | B7 | 400 | 150 | 0 | 51.3 | 54.1 | 9 | 0
2030 | TVA_2_VACAR | TVA | VACAR | Internal | Summer | B8 | 500 | 150 | 0 | 49.07 | 51.41 | 9 | 0
2030 | TVA_2_VACAR | TVA | VACAR | Internal | Summer | B9 | 800 | 150 | 0 | 45.95 | 47.91 | 9 | 0
2030 | TVA_2_VACAR | TVA | VACAR | Internal | Summer | B10 | 1262 | 150 | 0 | 42.82 | 44.95 | 9 | 0
2030 | TVA_2_VACAR | TVA | VACAR | Internal | Winter | B16 | 25 | 150 | 0 | 69.73 | 72.72 | 9 | 0
2030 | TVA_2_VACAR | TVA | VACAR | Internal | Winter | B17 | 100 | 150 | 0 | 55.84 | 64.61 | 9 | 0
2030 | TVA_2_VACAR | TVA | VACAR | Internal | Winter | B18 | 400 | 150 | 0 | 51 | 54.58 | 9 | 0
2030 | TVA_2_VACAR | TVA | VACAR | Internal | Winter | B19 | 700 | 150 | 0 | 51 | 54.58 | 9 | 0
2030 | TVA_2_VACAR | TVA | VACAR | Internal | Winter | B20 | 935 | 150 | 0 | 49.14 | 46.68 | 9 | 0
2030 | TVA_Transmission_2_SOCO | TVA_Transmission | SOCO | Internal | Shoulder | B11 | 25 | 3200 | 0 | 68.21 | 75.92 | 9 | 0
2030 | TVA_Transmission_2_SOCO | TVA_Transmission | SOCO | Internal | Shoulder | B12 | 200 | 3200 | 0 | 56.56 | 52.94 | 9 | 0
2030 | TVA_Transmission_2_SOCO | TVA_Transmission | SOCO | Internal | Shoulder | B13 | 600 | 3200 | 0 | 53.07 | 51.11 | 9 | 0
2030 | TVA_Transmission_2_SOCO | TVA_Transmission | SOCO | Internal | Shoulder | B14 | 900 | 3200 | 0 | 51.65 | 51.11 | 9 | 0
2030 | TVA_Transmission_2_SOCO | TVA_Transmission | SOCO | Internal | Shoulder | B15 | 1203 | 3200 | 0 | 50.11 | 51.11 | 9 | 0
2030 | TVA_Transmission_2_SOCO | TVA_Transmission | SOCO | Internal | Summer | B1 | 10 | 3200 | 0 | 88.32 | 92.88 | 9 | 0
2030 | TVA_Transmission_2_SOCO | TVA_Transmission | SOCO | Internal | Summer | B2 | 25 | 3200 | 0 | 86.38 | 85.24 | 9 | 0
2030 | TVA_Transmission_2_SOCO | TVA_Transmission | SOCO | Internal | Summer | B3 | 75 | 3200 | 0 | 81.03 | 85.24 | 9 | 0
2030 | TVA_Transmission_2_SOCO | TVA_Transmission | SOCO | Internal | Summer | B4 | 100 | 3200 | 0 | 80.44 | 83.61 | 9 | 0
2030 | TVA_Transmission_2_SOCO | TVA_Transmission | SOCO | Internal | Summer | B5 | 200 | 3200 | 0 | 75.64 | 83.34 | 9 | 0
2030 | TVA_Transmission_2_SOCO | TVA_Transmission | SOCO | Internal | Summer | B6 | 300 | 3200 | 0 | 61.57 | 69.27 | 9 | 0
2030 | TVA_Transmission_2_SOCO | TVA_Transmission | SOCO | Internal | Summer | B7 | 400 | 3200 | 0 | 53.12 | 61.1 | 9 | 0
2030 | TVA_Transmission_2_SOCO | TVA_Transmission | SOCO | Internal | Summer | B8 | 500 | 3200 | 0 | 50.13 | 51.38 | 9 | 0
2030 | TVA_Transmission_2_SOCO | TVA_Transmission | SOCO | Internal | Summer | B9 | 800 | 3200 | 0 | 47.67 | 49.6 | 9 | 0
2030 | TVA_Transmission_2_SOCO | TVA_Transmission | SOCO | Internal | Summer | B10 | 1262 | 3200 | 0 | 43.69 | 49.6 | 9 | 0
2030 | TVA_Transmission_2_SOCO | TVA_Transmission | SOCO | Internal | Winter | B16 | 25 | 3200 | 0 | 71.05 | 78.73 | 9 | 0
2030 | TVA_Transmission_2_SOCO | TVA_Transmission | SOCO | Internal | Winter | B17 | 100 | 3200 | 0 | 59.6 | 55.44 | 9 | 0
2030 | TVA_Transmission_2_SOCO | TVA_Transmission | SOCO | Internal | Winter | B18 | 400 | 3200 | 0 | 55.18 | 54.27 | 9 | 0
2030 | TVA_Transmission_2_SOCO | TVA_Transmission | SOCO | Internal | Winter | B19 | 700 | 3200 | 0 | 52.58 | 54.27 | 9 | 0
2030 | TVA_Transmission_2_SOCO | TVA_Transmission | SOCO | Internal | Winter | B20 | 935 | 3200 | 0 | 49.13 | 53.49 | 9 | 0
2030 | TVA_Transmission_2_TVA | TVA_Transmission | TVA | Internal | Shoulder | B11 | 25 | 99999 | 435.33 | 68.21 | 68.23 | 0.01 | 0
2030 | TVA_Transmission_2_TVA | TVA_Transmission | TVA | Internal | Shoulder | B12 | 200 | 99999 | 0 | 56.56 | 52.59 | 0.01 | 0
2030 | TVA_Transmission_2_TVA | TVA_Transmission | TVA | Internal | Shoulder | B13 | 600 | 99999 | 0 | 53.07 | 50.5 | 0.01 | 0
2030 | TVA_Transmission_2_TVA | TVA_Transmission | TVA | Internal | Shoulder | B14 | 900 | 99999 | 0 | 51.65 | 50.5 | 0.01 | 0
2030 | TVA_Transmission_2_TVA | TVA_Transmission | TVA | Internal | Shoulder | B15 | 1203 | 99999 | 626.79 | 50.11 | 50.12 | 0.01 | 0
2030 | TVA_Transmission_2_TVA | TVA_Transmission | TVA | Internal | Summer | B1 | 10 | 99999 | 0 | 88.32 | 88.13 | 0.01 | 0
2030 | TVA_Transmission_2_TVA | TVA_Transmission | TVA | Internal | Summer | B2 | 25 | 99999 | 2593.75 | 86.38 | 86.39 | 0.01 | 0
2030 | TVA_Transmission_2_TVA | TVA_Transmission | TVA | Internal | Summer | B3 | 75 | 99999 | 797.84 | 81.03 | 81.05 | 0.01 | 0
2030 | TVA_Transmission_2_TVA | TVA_Transmission | TVA | Internal | Summer | B4 | 100 | 99999 | 0 | 80.44 | 80.02 | 0.01 | 0
2030 | TVA_Transmission_2_TVA | TVA_Transmission | TVA | Internal | Summer | B5 | 200 | 99999 | 242.95 | 75.64 | 75.65 | 0.01 | 0
2030 | TVA_Transmission_2_TVA | TVA_Transmission | TVA | Internal | Summer | B6 | 300 | 99999 | 0 | 61.57 | 59.47 | 0.01 | 0
2030 | TVA_Transmission_2_TVA | TVA_Transmission | TVA | Internal | Summer | B7 | 400 | 99999 | 0 | 53.12 | 51.3 | 0.01 | 0
2030 | TVA_Transmission_2_TVA | TVA_Transmission | TVA | Internal | Summer | B8 | 500 | 99999 | 0 | 50.13 | 49.07 | 0.01 | 0
2030 | TVA_Transmission_2_TVA | TVA_Transmission | TVA | Internal | Summer | B9 | 800 | 99999 | 0 | 47.67 | 45.95 | 0.01 | 0
2030 | TVA_Transmission_2_TVA | TVA_Transmission | TVA | Internal | Summer | B10 | 1262 | 99999 | 0 | 43.69 | 42.82 | 0.01 | 0
2030 | TVA_Transmission_2_TVA | TVA_Transmission | TVA | Internal | Winter | B16 | 25 | 99999 | 0 | 71.05 | 69.73 | 0.01 | 0
2030 | TVA_Transmission_2_TVA | TVA_Transmission | TVA | Internal | Winter | B17 | 100 | 99999 | 0 | 59.6 | 55.84 | 0.01 | 0
2030 | TVA_Transmission_2_TVA | TVA_Transmission | TVA | Internal | Winter | B18 | 400 | 99999 | 0 | 55.18 | 51 | 0.01 | 0
2030 | TVA_Transmission_2_TVA | TVA_Transmission | TVA | Internal | Winter | B19 | 700 | 99999 | 0 | 52.58 | 51 | 0.01 | 0
2030 | TVA_Transmission_2_TVA | TVA_Transmission | TVA | Internal | Winter | B20 | 935 | 99999 | 369.6 | 49.13 | 49.14 | 0.01 | 0
2030 | VACAR_2_SOCO | VACAR | SOCO | Internal | Shoulder | B11 | 25 | 3000 | 5551.41 | 68.64 | 75.92 | 7 | 0.28
2030 | VACAR_2_SOCO | VACAR | SOCO | Internal | Shoulder | B12 | 200 | 3000 | 0 | 61.64 | 52.94 | 7 | 0
2030 | VACAR_2_SOCO | VACAR | SOCO | Internal | Shoulder | B13 | 600 | 3000 | 0 | 54.46 | 51.11 | 7 | 0
2030 | VACAR_2_SOCO | VACAR | SOCO | Internal | Shoulder | B14 | 900 | 3000 | 0 | 51.04 | 51.11 | 7 | 0
2030 | VACAR_2_SOCO | VACAR | SOCO | Internal | Shoulder | B15 | 1203 | 3000 | 0 | 49.14 | 51.11 | 7 | 0
2030 | VACAR_2_SOCO | VACAR | SOCO | Internal | Summer | B1 | 10 | 3000 | 0 | 88.75 | 92.88 | 7 | 0
2030 | VACAR_2_SOCO | VACAR | SOCO | Internal | Summer | B2 | 25 | 3000 | 0 | 86.53 | 85.24 | 7 | 0
2030 | VACAR_2_SOCO | VACAR | SOCO | Internal | Summer | B3 | 75 | 3000 | 0 | 81.46 | 85.24 | 7 | 0
2030 | VACAR_2_SOCO | VACAR | SOCO | Internal | Summer | B4 | 100 | 3000 | 0 | 81.46 | 83.61 | 7 | 0
2030 | VACAR_2_SOCO | VACAR | SOCO | Internal | Summer | B5 | 200 | 3000 | 3561.07 | 76.06 | 83.34 | 7 | 0.28
2030 | VACAR_2_SOCO | VACAR | SOCO | Internal | Summer | B6 | 300 | 3000 | 0 | 62.31 | 69.27 | 7 | 0
2030 | VACAR_2_SOCO | VACAR | SOCO | Internal | Summer | B7 | 400 | 3000 | 152.07 | 54.1 | 61.1 | 7 | 0
2030 | VACAR_2_SOCO | VACAR | SOCO | Internal | Summer | B8 | 500 | 3000 | 0 | 51.41 | 51.38 | 7 | 0
2030 | VACAR_2_SOCO | VACAR | SOCO | Internal | Summer | B9 | 800 | 3000 | 0 | 47.91 | 49.6 | 7 | 0
2030 | VACAR_2_SOCO | VACAR | SOCO | Internal | Summer | B10 | 1262 | 3000 | 0 | 44.95 | 49.6 | 7 | 0
2030 | VACAR_2_SOCO | VACAR | SOCO | Internal | Winter | B16 | 25 | 3000 | 0 | 72.72 | 78.73 | 7 | 0
2030 | VACAR_2_SOCO | VACAR | SOCO | Internal | Winter | B17 | 100 | 3000 | 0 | 64.61 | 55.44 | 7 | 0
2030 | VACAR_2_SOCO | VACAR | SOCO | Internal | Winter | B18 | 400 | 3000 | 0 | 54.58 | 54.27 | 7 | 0
2030 | VACAR_2_SOCO | VACAR | SOCO | Internal | Winter | B19 | 700 | 3000 | 0 | 54.58 | 54.27 | 7 | 0
2030 | VACAR_2_SOCO | VACAR | SOCO | Internal | Winter | B20 | 935 | 3000 | 0 | 46.68 | 53.49 | 7 | 0
2035 | ENT_2_SOCO | ENT | SOCO | Internal | Shoulder | B11 | 25 | 2000 | 0 | 80.37 | 84.01 | 8 | 0
2035 | ENT_2_SOCO | ENT | SOCO | Internal | Shoulder | B12 | 200 | 2000 | 0 | 56.8 | 57 | 8 | 0
2035 | ENT_2_SOCO | ENT | SOCO | Internal | Shoulder | B13 | 600 | 2000 | 0 | 56.8 | 56.72 | 8 | 0
2035 | ENT_2_SOCO | ENT | SOCO | Internal | Shoulder | B14 | 900 | 2000 | 0 | 56.38 | 56.72 | 8 | 0
2035 | ENT_2_SOCO | ENT | SOCO | Internal | Shoulder | B15 | 1203 | 2000 | 0 | 54.51 | 56.72 | 8 | 0
2035 | ENT_2_SOCO | ENT | SOCO | Internal | Summer | B1 | 10 | 2000 | 1110.79 | 90.7 | 98.7 | 8 | 0
2035 | ENT_2_SOCO | ENT | SOCO | Internal | Summer | B2 | 25 | 2000 | 0 | 90.7 | 94.27 | 8 | 0
2035 | ENT_2_SOCO | ENT | SOCO | Internal | Summer | B3 | 75 | 2000 | 0 | 88.01 | 94.27 | 8 | 0
2035 | ENT_2_SOCO | ENT | SOCO | Internal | Summer | B4 | 100 | 2000 | 0 | 85.03 | 92.45 | 8 | 0
2035 | ENT_2_SOCO | ENT | SOCO | Internal | Summer | B5 | 200 | 2000 | 1258.68 | 81.62 | 89.62 | 8 | 0
2035 | ENT_2_SOCO | ENT | SOCO | Internal | Summer | B6 | 300 | 2000 | 0 | 73.29 | 76.28 | 8 | 0
2035 | ENT_2_SOCO | ENT | SOCO | Internal | Summer | B7 | 400 | 2000 | 400.78 | 57.07 | 65.07 | 8 | 0
2035 | ENT_2_SOCO | ENT | SOCO | Internal | Summer | B8 | 500 | 2000 | 0 | 54.94 | 57.14 | 8 | 0
2035 | ENT_2_SOCO | ENT | SOCO | Internal | Summer | B9 | 800 | 2000 | 0 | 54.54 | 55.15 | 8 | 0
2035 | ENT_2_SOCO | ENT | SOCO | Internal | Summer | B10 | 1262 | 2000 | 0 | 52.74 | 54.4 | 8 | 0
2035 | ENT_2_SOCO | ENT | SOCO | Internal | Winter | B16 | 25 | 2000 | 1464.98 | 73.98 | 81.98 | 8 | 0
2035 | ENT_2_SOCO | ENT | SOCO | Internal | Winter | B17 | 100 | 2000 | 0 | 60.57 | 60.2 | 8 | 0
2035 | ENT_2_SOCO | ENT | SOCO | Internal | Winter | B18 | 400 | 2000 | 0 | 60.57 | 60.2 | 8 | 0
2035 | ENT_2_SOCO | ENT | SOCO | Internal | Winter | B19 | 700 | 2000 | 0 | 60.13 | 60.2 | 8 | 0
2035 | ENT_2_SOCO | ENT | SOCO | Internal | Winter | B20 | 935 | 2000 | 0 | 56.33 | 59.34 | 8 | 0
2035 | ENT_2_TVA_Transmission | ENT | TVA_Transmission | Internal | Shoulder | B11 | 25 | 2100 | 0 | 80.37 | 75.87 | 8 | 0
2035 | ENT_2_TVA_Transmission | ENT | TVA_Transmission | Internal | Shoulder | B12 | 200 | 2100 | 0 | 56.8 | 61.76 | 8 | 0
2035 | ENT_2_TVA_Transmission | ENT | TVA_Transmission | Internal | Shoulder | B13 | 600 | 2100 | 0 | 56.8 | 57.88 | 8 | 0
2035 | ENT_2_TVA_Transmission | ENT | TVA_Transmission | Internal | Shoulder | B14 | 900 | 2100 | 0 | 56.38 | 56.64 | 8 | 0
2035 | ENT_2_TVA_Transmission | ENT | TVA_Transmission | Internal | Shoulder | B15 | 1203 | 2100 | 0 | 54.51 | 53.89 | 8 | 0
2035 | ENT_2_TVA_Transmission | ENT | TVA_Transmission | Internal | Summer | B1 | 10 | 2100 | 0 | 90.7 | 97.62 | 8 | 0
2035 | ENT_2_TVA_Transmission | ENT | TVA_Transmission | Internal | Summer | B2 | 25 | 2100 | 0 | 90.7 | 94.88 | 8 | 0
2035 | ENT_2_TVA_Transmission | ENT | TVA_Transmission | Internal | Summer | B3 | 75 | 2100 | 0 | 88.01 | 88.99 | 8 | 0
2035 | ENT_2_TVA_Transmission | ENT | TVA_Transmission | Internal | Summer | B4 | 100 | 2100 | 0 | 85.03 | 85.29 | 8 | 0
2035 | ENT_2_TVA_Transmission | ENT | TVA_Transmission | Internal | Summer | B5 | 200 | 2100 | 0 | 81.62 | 81.86 | 8 | 0
2035 | ENT_2_TVA_Transmission | ENT | TVA_Transmission | Internal | Summer | B6 | 300 | 2100 | 0 | 73.29 | 68.73 | 8 | 0
2035 | ENT_2_TVA_Transmission | ENT | TVA_Transmission | Internal | Summer | B7 | 400 | 2100 | 0 | 57.07 | 57.36 | 8 | 0
2035 | ENT_2_TVA_Transmission | ENT | TVA_Transmission | Internal | Summer | B8 | 500 | 2100 | 0 | 54.94 | 54.98 | 8 | 0
2035 | ENT_2_TVA_Transmission | ENT | TVA_Transmission | Internal | Summer | B9 | 800 | 2100 | 0 | 54.54 | 52.37 | 8 | 0
2035 | ENT_2_TVA_Transmission | ENT | TVA_Transmission | Internal | Summer | B10 | 1262 | 2100 | 0 | 52.74 | 45.4 | 8 | 0
2035 | ENT_2_TVA_Transmission | ENT | TVA_Transmission | Internal | Winter | B16 | 25 | 2100 | 0 | 73.98 | 78.95 | 8 | 0
2035 | ENT_2_TVA_Transmission | ENT | TVA_Transmission | Internal | Winter | B17 | 100 | 2100 | 0 | 60.57 | 65.34 | 8 | 0
2035 | ENT_2_TVA_Transmission | ENT | TVA_Transmission | Internal | Winter | B18 | 400 | 2100 | 0 | 60.57 | 60.22 | 8 | 0
2035 | ENT_2_TVA_Transmission | ENT | TVA_Transmission | Internal | Winter | B19 | 700 | 2100 | 0 | 60.13 | 56.01 | 8 | 0
2035 | ENT_2_TVA_Transmission | ENT | TVA_Transmission | Internal | Winter | B20 | 935 | 2100 | 0 | 56.33 | 54.2 | 8 | 0
2035 | HQ_NEISO_2_NEISO | HQ_NEISO | NEISO | Internal | Shoulder | B11 | 25 | 99999 | 2920 | 58.14 | 58.16 | 0.01 | 0
2035 | HQ_NEISO_2_NEISO | HQ_NEISO | NEISO | Internal | Shoulder | B12 | 200 | 99999 | 2920 | 46.81 | 46.83 | 0.01 | 0
2035 | HQ_NEISO_2_NEISO | HQ_NEISO | NEISO | Internal | Shoulder | B13 | 600 | 99999 | 2920 | 45.99 | 46 | 0.01 | 0
2035 | HQ_NEISO_2_NEISO | HQ_NEISO | NEISO | Internal | Shoulder | B14 | 900 | 99999 | 2920 | 45.99 | 46 | 0.01 | 0
2035 | HQ_NEISO_2_NEISO | HQ_NEISO | NEISO | Internal | Shoulder | B15 | 1203 | 99999 | 1143.24 | 45.99 | 46 | 0.01 | 0
2035 | HQ_NEISO_2_NEISO | HQ_NEISO | NEISO | Internal | Summer | B1 | 10 | 99999 | 2920 | 81.93 | 81.94 | 0.01 | 0
2035 | HQ_NEISO_2_NEISO | HQ_NEISO | NEISO | Internal | Summer | B2 | 25 | 99999 | 2920 | 77.7 | 77.71 | 0.01 | 0
2035 | HQ_NEISO_2_NEISO | HQ_NEISO | NEISO | Internal | Summer | B3 | 75 | 99999 | 2920 | 71.15 | 71.17 | 0.01 | 0
2035 | HQ_NEISO_2_NEISO | HQ_NEISO | NEISO | Internal | Summer | B4 | 100 | 99999 | 2920 | 67.18 | 67.2 | 0.01 | 0
2035 | HQ_NEISO_2_NEISO | HQ_NEISO | NEISO | Internal | Summer | B5 | 200 | 99999 | 2920 | 63.77 | 63.78 | 0.01 | 0
2035 | HQ_NEISO_2_NEISO | HQ_NEISO | NEISO | Internal | Summer | B6 | 300 | 99999 | 2920 | 51.72 | 51.73 | 0.01 | 0
2035 | HQ_NEISO_2_NEISO | HQ_NEISO | NEISO | Internal | Summer | B7 | 400 | 99999 | 2920 | 44.63 | 44.64 | 0.01 | 0
2035 | HQ_NEISO_2_NEISO | HQ_NEISO | NEISO | Internal | Summer | B8 | 500 | 99999 | 2920 | 42.36 | 42.37 | 0.01 | 0
2035 | HQ_NEISO_2_NEISO | HQ_NEISO | NEISO | Internal | Summer | B9 | 800 | 99999 | 2920 | 42.36 | 42.37 | 0.01 | 0
2035 | HQ_NEISO_2_NEISO | HQ_NEISO | NEISO | Internal | Summer | B10 | 1262 | 99999 | 795.94 | 42.36 | 42.37 | 0.01 | 0
2035 | HQ_NEISO_2_NEISO | HQ_NEISO | NEISO | Internal | Winter | B16 | 25 | 99999 | 2920 | 64.95 | 64.96 | 0.01 | 0
2035 | HQ_NEISO_2_NEISO | HQ_NEISO | NEISO | Internal | Winter | B17 | 100 | 99999 | 2920 | 57.17 | 57.18 | 0.01 | 0
2035 | HQ_NEISO_2_NEISO | HQ_NEISO | NEISO | Internal | Winter | B18 | 400 | 99999 | 2920 | 57.17 | 57.18 | 0.01 | 0
2035 | HQ_NEISO_2_NEISO | HQ_NEISO | NEISO | Internal | Winter | B19 | 700 | 99999 | 2920 | 57.17 | 57.18 | 0.01 | 0
2035 | HQ_NEISO_2_NEISO | HQ_NEISO | NEISO | Internal | Winter | B20 | 935 | 99999 | 1233.58 | 57.17 | 57.18 | 0.01 | 0
2035 | HQ_NY_2_NYISO_A-F | HQ_NY | NYISO_A-F | Internal | Shoulder | B11 | 25 | 99999 | 1000 | 61.67 | 61.68 | 0.01 | 0
2035 | HQ_NY_2_NYISO_A-F | HQ_NY | NYISO_A-F | Internal | Shoulder | B12 | 200 | 99999 | 1000 | 50.34 | 50.35 | 0.01 | 0
2035 | HQ_NY_2_NYISO_A-F | HQ_NY | NYISO_A-F | Internal | Shoulder | B13 | 600 | 99999 | 1000 | 49.52 | 49.53 | 0.01 | 0
2035 | HQ_NY_2_NYISO_A-F | HQ_NY | NYISO_A-F | Internal | Shoulder | B14 | 900 | 99999 | 1000 | 49.52 | 49.53 | 0.01 | 0
2035 | HQ_NY_2_NYISO_A-F | HQ_NY | NYISO_A-F | Internal | Shoulder | B15 | 1203 | 99999 | 188.69 | 49.45 | 49.46 | 0.01 | 0
2035 | HQ_NY_2_NYISO_A-F | HQ_NY | NYISO_A-F | Internal | Summer | B1 | 10 | 99999 | 1000 | 84.93 | 84.94 | 0.01 | 0
2035 | HQ_NY_2_NYISO_A-F | HQ_NY | NYISO_A-F | Internal | Summer | B2 | 25 | 99999 | 1000 | 80.7 | 80.71 | 0.01 | 0
2035 | HQ_NY_2_NYISO_A-F | HQ_NY | NYISO_A-F | Internal | Summer | B3 | 75 | 99999 | 1000 | 74.68 | 74.69 | 0.01 | 0
2035 | HQ_NY_2_NYISO_A-F | HQ_NY | NYISO_A-F | Internal | Summer | B4 | 100 | 99999 | 1000 | 70.71 | 70.72 | 0.01 | 0
2035 | HQ_NY_2_NYISO_A-F | HQ_NY | NYISO_A-F | Internal | Summer | B5 | 200 | 99999 | 1000 | 67.3 | 67.31 | 0.01 | 0
2035 | HQ_NY_2_NYISO_A-F | HQ_NY | NYISO_A-F | Internal | Summer | B6 | 300 | 99999 | 1000 | 55.24 | 55.26 | 0.01 | 0
2035 | HQ_NY_2_NYISO_A-F | HQ_NY | NYISO_A-F | Internal | Summer | B7 | 400 | 99999 | 1000 | 48.15 | 48.17 | 0.01 | 0
2035 | HQ_NY_2_NYISO_A-F | HQ_NY | NYISO_A-F | Internal | Summer | B8 | 500 | 99999 | 1000 | 45.89 | 45.9 | 0.01 | 0
2035 | HQ_NY_2_NYISO_A-F | HQ_NY | NYISO_A-F | Internal | Summer | B9 | 800 | 99999 | 1000 | 45.89 | 45.9 | 0.01 | 0
2035 | HQ_NY_2_NYISO_A-F | HQ_NY | NYISO_A-F | Internal | Summer | B10 | 1262 | 99999 | 30.11 | 45.89 | 45.9 | 0.01 | 0
2035 | HQ_NY_2_NYISO_A-F | HQ_NY | NYISO_A-F | Internal | Winter | B16 | 25 | 99999 | 1000 | 68.48 | 68.49 | 0.01 | 0
2035 | HQ_NY_2_NYISO_A-F | HQ_NY | NYISO_A-F | Internal | Winter | B17 | 100 | 99999 | 1000 | 60.17 | 60.18 | 0.01 | 0
2035 | HQ_NY_2_NYISO_A-F | HQ_NY | NYISO_A-F | Internal | Winter | B18 | 400 | 99999 | 1000 | 59.03 | 59.04 | 0.01 | 0
2035 | HQ_NY_2_NYISO_A-F | HQ_NY | NYISO_A-F | Internal | Winter | B19 | 700 | 99999 | 1000 | 59 | 59.02 | 0.01 | 0
2035 | HQ_NY_2_NYISO_A-F | HQ_NY | NYISO_A-F | Internal | Winter | B20 | 935 | 99999 | 229.95 | 56.36 | 56.37 | 0.01 | 0
2035 | HQ_IESO_2_IESO | HQ_IESO | IESO | Internal | Shoulder | B11 | 25 | 99999 | 400 | 63.8 | 63.81 | 0.01 | 0
2035 | HQ_IESO_2_IESO | HQ_IESO | IESO | Internal | Shoulder | B12 | 200 | 99999 | 400 | 50.94 | 50.95 | 0.01 | 0
2035 | HQ_IESO_2_IESO | HQ_IESO | IESO | Internal | Shoulder | B13 | 600 | 99999 | 400 | 48.03 | 48.04 | 0.01 | 0
2035 | HQ_IESO_2_IESO | HQ_IESO | IESO | Internal | Shoulder | B14 | 900 | 99999 | 400 | 46.51 | 46.52 | 0.01 | 0
2035 | HQ_IESO_2_IESO | HQ_IESO | IESO | Internal | Shoulder | B15 | 1203 | 99999 | 75.48 | 46.51 | 46.52 | 0.01 | 0
2035 | HQ_IESO_2_IESO | HQ_IESO | IESO | Internal | Summer | B1 | 10 | 99999 | 400 | 83.6 | 83.62 | 0.01 | 0
2035 | HQ_IESO_2_IESO | HQ_IESO | IESO | Internal | Summer | B2 | 25 | 99999 | 400 | 79.72 | 79.73 | 0.01 | 0
2035 | HQ_IESO_2_IESO | HQ_IESO | IESO | Internal | Summer | B3 | 75 | 99999 | 400 | 77.34 | 77.35 | 0.01 | 0
2035 | HQ_IESO_2_IESO | HQ_IESO | IESO | Internal | Summer | B4 | 100 | 99999 | 400 | 72.84 | 72.86 | 0.01 | 0
2035 | HQ_IESO_2_IESO | HQ_IESO | IESO | Internal | Summer | B5 | 200 | 99999 | 400 | 69.44 | 69.45 | 0.01 | 0
2035 | HQ_IESO_2_IESO | HQ_IESO | IESO | Internal | Summer | B6 | 300 | 99999 | 400 | 56.84 | 56.86 | 0.01 | 0
2035 | HQ_IESO_2_IESO | HQ_IESO | IESO | Internal | Summer | B7 | 400 | 99999 | 400 | 47.01 | 47.02 | 0.01 | 0
2035 | HQ_IESO_2_IESO | HQ_IESO | IESO | Internal | Summer | B8 | 500 | 99999 | 400 | 44.12 | 44.13 | 0.01 | 0
2035 | HQ_IESO_2_IESO | HQ_IESO | IESO | Internal | Summer | B9 | 800 | 99999 | 400 | 41.64 | 41.65 | 0.01 | 0
2035 | HQ_IESO_2_IESO | HQ_IESO | IESO | Internal | Summer | B10 | 1262 | 99999 | 12.04 | 41.64 | 41.65 | 0.01 | 0
2035 | HQ_IESO_2_IESO | HQ_IESO | IESO | Internal | Winter | B16 | 25 | 99999 | 400 | 65.47 | 65.49 | 0.01 | 0
2035 | HQ_IESO_2_IESO | HQ_IESO | IESO | Internal | Winter | B17 | 100 | 99999 | 400 | 53.17 | 53.18 | 0.01 | 0
2035 | HQ_IESO_2_IESO | HQ_IESO | IESO | Internal | Winter | B18 | 400 | 99999 | 400 | 52 | 52.02 | 0.01 | 0
2035 | HQ_IESO_2_IESO | HQ_IESO | IESO | Internal | Winter | B19 | 700 | 99999 | 400 | 52 | 52.02 | 0.01 | 0
2035 | HQ_IESO_2_IESO | HQ_IESO | IESO | Internal | Winter | B20 | 935 | 99999 | 91.98 | 52 | 52.02 | 0.01 | 0
2035 | IESO_2_MAPP_CA | IESO | MAPP_CA | Internal | Shoulder | B11 | 25 | 262 | 231.14 | 63.81 | 70.81 | 7 | 0
2035 | IESO_2_MAPP_CA | IESO | MAPP_CA | Internal | Shoulder | B12 | 200 | 262 | 1238.44 | 50.95 | 58.44 | 7 | 0.49
2035 | IESO_2_MAPP_CA | IESO | MAPP_CA | Internal | Shoulder | B13 | 600 | 262 | 474 | 48.04 | 55.53 | 7 | 0.49
2035 | IESO_2_MAPP_CA | IESO | MAPP_CA | Internal | Shoulder | B14 | 900 | 262 | 0 | 46.52 | 53.44 | 7 | 0
2035 | IESO_2_MAPP_CA | IESO | MAPP_CA | Internal | Shoulder | B15 | 1203 | 262 | 0 | 46.52 | 51.72 | 7 | 0
2035 | IESO_2_MAPP_CA | IESO | MAPP_CA | Internal | Summer | B1 | 10 | 262 | 0 | 83.62 | 86.98 | 7 | 0
2035 | IESO_2_MAPP_CA | IESO | MAPP_CA | Internal | Summer | B2 | 25 | 262 | 262 | 79.73 | 86.85 | 7 | 0.12
2035 | IESO_2_MAPP_CA | IESO | MAPP_CA | Internal | Summer | B3 | 75 | 262 | 262 | 77.35 | 84.47 | 7 | 0.12
2035 | IESO_2_MAPP_CA | IESO | MAPP_CA | Internal | Summer | B4 | 100 | 262 | 385.42 | 72.86 | 80.35 | 7 | 0.49
2035 | IESO_2_MAPP_CA | IESO | MAPP_CA | Internal | Summer | B5 | 200 | 262 | 416.15 | 69.45 | 76.95 | 7 | 0.49
2035 | IESO_2_MAPP_CA | IESO | MAPP_CA | Internal | Summer | B6 | 300 | 262 | 424.77 | 56.86 | 64.35 | 7 | 0.49
2035 | IESO_2_MAPP_CA | IESO | MAPP_CA | Internal | Summer | B7 | 400 | 262 | 133.37 | 47.02 | 54.02 | 7 | 0
2035 | IESO_2_MAPP_CA | IESO | MAPP_CA | Internal | Summer | B8 | 500 | 262 | 0 | 44.13 | 51.08 | 7 | 0
2035 | IESO_2_MAPP_CA | IESO | MAPP_CA | Internal | Summer | B9 | 800 | 262 | 0 | 41.65 | 47.79 | 7 | 0
2035 | IESO_2_MAPP_CA | IESO | MAPP_CA | Internal | Summer | B10 | 1262 | 262 | 0 | 41.65 | 46.56 | 7 | 0
2035 | IESO_2_MAPP_CA | IESO | MAPP_CA | Internal | Winter | B16 | 25 | 262 | 820.76 | 65.49 | 72.98 | 7 | 0.49
2035 | IESO_2_MAPP_CA | IESO | MAPP_CA | Internal | Winter | B17 | 100 | 262 | 1696.5 | 53.18 | 60.67 | 7 | 0.49
2035 | IESO_2_MAPP_CA | IESO | MAPP_CA | Internal | Winter | B18 | 400 | 262 | 0 | 52.02 | 58.42 | 7 | 0
2035 | IESO_2_MAPP_CA | IESO | MAPP_CA | Internal | Winter | B19 | 700 | 262 | 0 | 52.02 | 54.28 | 7 | 0
2035 | IESO_2_MAPP_CA | IESO | MAPP_CA | Internal | Winter | B20 | 935 | 262 | 0 | 52.02 | 50.18 | 7 | 0
2035 | IESO_2_MISO_MI | IESO | MISO_MI | Internal | Shoulder | B11 | 25 | 1840 | 1840 | 63.81 | 71.86 | 7 | 1.05
2035 | IESO_2_MISO_MI | IESO | MISO_MI | Internal | Shoulder | B12 | 200 | 1840 | 1840 | 50.95 | 59.97 | 7 | 2.02
2035 | IESO_2_MISO_MI | IESO | MISO_MI | Internal | Shoulder | B13 | 600 | 1840 | 1840 | 48.04 | 55.87 | 7 | 0.83
2035 | IESO_2_MISO_MI | IESO | MISO_MI | Internal | Shoulder | B14 | 900 | 1840 | 857.17 | 46.52 | 53.52 | 7 | 0
2035 | IESO_2_MISO_MI | IESO | MISO_MI | Internal | Shoulder | B15 | 1203 | 1840 | 0 | 46.52 | 49.89 | 7 | 0
2035 | IESO_2_MISO_MI | IESO | MISO_MI | Internal | Summer | B1 | 10 | 1840 | 172.63 | 83.62 | 90.62 | 7 | 0
2035 | IESO_2_MISO_MI | IESO | MISO_MI | Internal | Summer | B2 | 25 | 1840 | 387.26 | 79.73 | 86.73 | 7 | 0
2035 | IESO_2_MISO_MI | IESO | MISO_MI | Internal | Summer | B3 | 75 | 1840 | 1436.98 | 77.35 | 84.35 | 7 | 0
2035 | IESO_2_MISO_MI | IESO | MISO_MI | Internal | Summer | B4 | 100 | 1840 | 1840 | 72.86 | 81.15 | 7 | 1.29
2035 | IESO_2_MISO_MI | IESO | MISO_MI | Internal | Summer | B5 | 200 | 1840 | 1840 | 69.45 | 77.88 | 7 | 1.42
2035 | IESO_2_MISO_MI | IESO | MISO_MI | Internal | Summer | B6 | 300 | 1840 | 1840 | 56.86 | 65.28 | 7 | 1.42
2035 | IESO_2_MISO_MI | IESO | MISO_MI | Internal | Summer | B7 | 400 | 1840 | 1840 | 47.02 | 54.07 | 7 | 0.05
2035 | IESO_2_MISO_MI | IESO | MISO_MI | Internal | Summer | B8 | 500 | 1840 | 1765.02 | 44.13 | 51.13 | 7 | 0
2035 | IESO_2_MISO_MI | IESO | MISO_MI | Internal | Summer | B9 | 800 | 1840 | 0 | 41.65 | 48.37 | 7 | 0
2035 | IESO_2_MISO_MI | IESO | MISO_MI | Internal | Summer | B10 | 1262 | 1840 | 0 | 41.65 | 44.73 | 7 | 0
2035 | IESO_2_MISO_MI | IESO | MISO_MI | Internal | Winter | B16 | 25 | 1840 | 2266.47 | 65.49 | 74.57 | 7 | 2.08
2035 | IESO_2_MISO_MI | IESO | MISO_MI | Internal | Winter | B17 | 100 | 1840 | 1840 | 53.18 | 62.21 | 7 | 2.03
2035 | IESO_2_MISO_MI | IESO | MISO_MI | Internal | Winter | B18 | 400 | 1840 | 0 | 52.02 | 58.44 | 7 | 0
2035 | IESO_2_MISO_MI | IESO | MISO_MI | Internal | Winter | B19 | 700 | 1840 | 0 | 52.02 | 54.42 | 7 | 0
2035 | IESO_2_MISO_MI | IESO | MISO_MI | Internal | Winter | B20 | 935 | 1840 | 0 | 52.02 | 48.35 | 7 | 0
2035 | IESO_2_MISO_W | IESO | MISO_W | Internal | Shoulder | B11 | 25 | 140 | 2453.21 | 63.81 | 72.24 | 7 | 1.42
2035 | IESO_2_MISO_W | IESO | MISO_W | Internal | Shoulder | B12 | 200 | 140 | 1038.16 | 50.95 | 59.37 | 7 | 1.42
2035 | IESO_2_MISO_W | IESO | MISO_W | Internal | Shoulder | B13 | 600 | 140 | 140 | 48.04 | 55.55 | 7 | 0.51
2035 | IESO_2_MISO_W | IESO | MISO_W | Internal | Shoulder | B14 | 900 | 140 | 0 | 46.52 | 53.46 | 7 | 0
2035 | IESO_2_MISO_W | IESO | MISO_W | Internal | Shoulder | B15 | 1203 | 140 | 0 | 46.52 | 49.86 | 7 | 0
2035 | IESO_2_MISO_W | IESO | MISO_W | Internal | Summer | B1 | 10 | 140 | 140 | 83.62 | 90.75 | 7 | 0.13
2035 | IESO_2_MISO_W | IESO | MISO_W | Internal | Summer | B2 | 25 | 140 | 140 | 79.73 | 86.86 | 7 | 0.13
2035 | IESO_2_MISO_W | IESO | MISO_W | Internal | Summer | B3 | 75 | 140 | 140 | 77.35 | 84.48 | 7 | 0.13
2035 | IESO_2_MISO_W | IESO | MISO_W | Internal | Summer | B4 | 100 | 140 | 587.87 | 72.86 | 81.28 | 7 | 1.42
2035 | IESO_2_MISO_W | IESO | MISO_W | Internal | Summer | B5 | 200 | 140 | 1299.76 | 69.45 | 77.88 | 7 | 1.42
2035 | IESO_2_MISO_W | IESO | MISO_W | Internal | Summer | B6 | 300 | 140 | 1761.24 | 56.86 | 65.28 | 7 | 1.42
2035 | IESO_2_MISO_W | IESO | MISO_W | Internal | Summer | B7 | 400 | 140 | 140 | 47.02 | 54.03 | 7 | 0.01
2035 | IESO_2_MISO_W | IESO | MISO_W | Internal | Summer | B8 | 500 | 140 | 0 | 44.13 | 51.09 | 7 | 0
2035 | IESO_2_MISO_W | IESO | MISO_W | Internal | Summer | B9 | 800 | 140 | 0 | 41.65 | 47.8 | 7 | 0
2035 | IESO_2_MISO_W | IESO | MISO_W | Internal | Summer | B10 | 1262 | 140 | 0 | 41.65 | 44.7 | 7 | 0
2035 | IESO_2_MISO_W | IESO | MISO_W | Internal | Winter | B16 | 25 | 140 | 140 | 65.49 | 72.99 | 7 | 0.51
2035 | IESO_2_MISO_W | IESO | MISO_W | Internal | Winter | B17 | 100 | 140 | 140 | 53.18 | 60.68 | 7 | 0.51
2035 | IESO_2_MISO_W | IESO | MISO_W | Internal | Winter | B18 | 400 | 140 | 0 | 52.02 | 58.4 | 7 | 0
2035 | IESO_2_MISO_W | IESO | MISO_W | Internal | Winter | B19 | 700 | 140 | 0 | 52.02 | 54.27 | 7 | 0
2035 | IESO_2_MISO_W | IESO | MISO_W | Internal | Winter | B20 | 935 | 140 | 0 | 52.02 | 48.32 | 7 | 0
2035 | IESO_2_NYISO_A-F | IESO | NYISO_A-F | Internal | Shoulder | B11 | 25 | 1725 | 0 | 63.81 | 61.68 | 7 | 0
2035 | IESO_2_NYISO_A-F | IESO | NYISO_A-F | Internal | Shoulder | B12 | 200 | 1725 | 0 | 50.95 | 50.35 | 7 | 0
2035 | IESO_2_NYISO_A-F | IESO | NYISO_A-F | Internal | Shoulder | B13 | 600 | 1725 | 0 | 48.04 | 49.53 | 7 | 0
2035 | IESO_2_NYISO_A-F | IESO | NYISO_A-F | Internal | Shoulder | B14 | 900 | 1725 | 0 | 46.52 | 49.53 | 7 | 0
2035 | IESO_2_NYISO_A-F | IESO | NYISO_A-F | Internal | Shoulder | B15 | 1203 | 1725 | 0 | 46.52 | 49.46 | 7 | 0
2035 | IESO_2_NYISO_A-F | IESO | NYISO_A-F | Internal | Summer | B1 | 10 | 1725 | 0 | 83.62 | 84.94 | 7 | 0
2035 | IESO_2_NYISO_A-F | IESO | NYISO_A-F | Internal | Summer | B2 | 25 | 1725 | 0 | 79.73 | 80.71 | 7 | 0
2035 | IESO_2_NYISO_A-F | IESO | NYISO_A-F | Internal | Summer | B3 | 75 | 1725 | 0 | 77.35 | 74.69 | 7 | 0
2035 | IESO_2_NYISO_A-F | IESO | NYISO_A-F | Internal | Summer | B4 | 100 | 1725 | 0 | 72.86 | 70.72 | 7 | 0
2035 | IESO_2_NYISO_A-F | IESO | NYISO_A-F | Internal | Summer | B5 | 200 | 1725 | 0 | 69.45 | 67.31 | 7 | 0
2035 | IESO_2_NYISO_A-F | IESO | NYISO_A-F | Internal | Summer | B6 | 300 | 1725 | 0 | 56.86 | 55.26 | 7 | 0
2035 | IESO_2_NYISO_A-F | IESO | NYISO_A-F | Internal | Summer | B7 | 400 | 1725 | 0 | 47.02 | 48.17 | 7 | 0
2035 | IESO_2_NYISO_A-F | IESO | NYISO_A-F | Internal | Summer | B8 | 500 | 1725 | 0 | 44.13 | 45.9 | 7 | 0
2035 | IESO_2_NYISO_A-F | IESO | NYISO_A-F | Internal | Summer | B9 | 800 | 1725 | 0 | 41.65 | 45.9 | 7 | 0
2035 | IESO_2_NYISO_A-F | IESO | NYISO_A-F | Internal | Summer | B10 | 1262 | 1725 | 0 | 41.65 | 45.9 | 7 | 0
2035 | IESO_2_NYISO_A-F | IESO | NYISO_A-F | Internal | Winter | B16 | 25 | 1725 | 0 | 65.49 | 68.49 | 7 | 0
2035 | IESO_2_NYISO_A-F | IESO | NYISO_A-F | Internal | Winter | B17 | 100 | 1725 | 126.6 | 53.18 | 60.18 | 7 | 0
2035 | IESO_2_NYISO_A-F | IESO | NYISO_A-F | Internal | Winter | B18 | 400 | 1725 | 1725 | 52.02 | 59.04 | 7 | 0.02
2035 | IESO_2_NYISO_A-F | IESO | NYISO_A-F | Internal | Winter | B19 | 700 | 1725 | 873.43 | 52.02 | 59.02 | 7 | 0
2035 | IESO_2_NYISO_A-F | IESO | NYISO_A-F | Internal | Winter | B20 | 935 | 1725 | 0 | 52.02 | 56.37 | 7 | 0
2035 | MAPP_CA_2_MISO_W | MAPP_CA | MISO_W | Internal | Shoulder | B11 | 25 | 1970 | 1970 | 70.81 | 72.24 | 0.01 | 1.41
2035 | MAPP_CA_2_MISO_W | MAPP_CA | MISO_W | Internal | Shoulder | B12 | 200 | 1970 | 1970 | 58.44 | 59.37 | 0.01 | 0.92
2035 | MAPP_CA_2_MISO_W | MAPP_CA | MISO_W | Internal | Shoulder | B13 | 600 | 1970 | 987.69 | 55.53 | 55.55 | 0.01 | 0
2035 | MAPP_CA_2_MISO_W | MAPP_CA | MISO_W | Internal | Shoulder | B14 | 900 | 1970 | 665.14 | 53.44 | 53.46 | 0.01 | 0
2035 | MAPP_CA_2_MISO_W | MAPP_CA | MISO_W | Internal | Shoulder | B15 | 1203 | 1970 | 0 | 51.72 | 49.86 | 0.01 | 0
2035 | MAPP_CA_2_MISO_W | MAPP_CA | MISO_W | Internal | Summer | B1 | 10 | 1970 | 1970 | 86.98 | 90.75 | 0.01 | 3.75
2035 | MAPP_CA_2_MISO_W | MAPP_CA | MISO_W | Internal | Summer | B2 | 25 | 1970 | 1959.95 | 86.85 | 86.86 | 0.01 | 0
2035 | MAPP_CA_2_MISO_W | MAPP_CA | MISO_W | Internal | Summer | B3 | 75 | 1970 | 1868.1 | 84.47 | 84.48 | 0.01 | 0
2035 | MAPP_CA_2_MISO_W | MAPP_CA | MISO_W | Internal | Summer | B4 | 100 | 1970 | 1970 | 80.35 | 81.28 | 0.01 | 0.92
2035 | MAPP_CA_2_MISO_W | MAPP_CA | MISO_W | Internal | Summer | B5 | 200 | 1970 | 1970 | 76.95 | 77.88 | 0.01 | 0.92
2035 | MAPP_CA_2_MISO_W | MAPP_CA | MISO_W | Internal | Summer | B6 | 300 | 1970 | 1970 | 64.35 | 65.28 | 0.01 | 0.92
2035 | MAPP_CA_2_MISO_W | MAPP_CA | MISO_W | Internal | Summer | B7 | 400 | 1970 | 1310.96 | 54.02 | 54.03 | 0.01 | 0
2035 | MAPP_CA_2_MISO_W | MAPP_CA | MISO_W | Internal | Summer | B8 | 500 | 1970 | 937.49 | 51.08 | 51.09 | 0.01 | 0
2035 | MAPP_CA_2_MISO_W | MAPP_CA | MISO_W | Internal | Summer | B9 | 800 | 1970 | 1142.79 | 47.79 | 47.8 | 0.01 | 0
2035 | MAPP_CA_2_MISO_W | MAPP_CA | MISO_W | Internal | Summer | B10 | 1262 | 1970 | 0 | 46.56 | 44.7 | 0.01 | 0
2035 | MAPP_CA_2_MISO_W | MAPP_CA | MISO_W | Internal | Winter | B16 | 25 | 1970 | 1217.64 | 72.98 | 72.99 | 0.01 | 0
2035 | MAPP_CA_2_MISO_W | MAPP_CA | MISO_W | Internal | Winter | B17 | 100 | 1970 | 1532.61 | 60.67 | 60.68 | 0.01 | 0
2035 | MAPP_CA_2_MISO_W | MAPP_CA | MISO_W | Internal | Winter | B18 | 400 | 1970 | 0 | 58.42 | 58.4 | 0.01 | 0
2035 | MAPP_CA_2_MISO_W | MAPP_CA | MISO_W | Internal | Winter | B19 | 700 | 1970 | 0 | 54.28 | 54.27 | 0.01 | 0
2035 | MAPP_CA_2_MISO_W | MAPP_CA | MISO_W | Internal | Winter | B20 | 935 | 1970 | 0 | 50.18 | 48.32 | 0.01 | 0
2035 | MAPP_US_2_MAPP_CA | MAPP_US | MAPP_CA | Internal | Shoulder | B11 | 25 | 165 | 0 | 70.63 | 70.81 | 7 | 0
2035 | MAPP_US_2_MAPP_CA | MAPP_US | MAPP_CA | Internal | Shoulder | B12 | 200 | 165 | 0 | 52.37 | 58.44 | 7 | 0
2035 | MAPP_US_2_MAPP_CA | MAPP_US | MAPP_CA | Internal | Shoulder | B13 | 600 | 165 | 0 | 48.55 | 55.53 | 7 | 0
2035 | MAPP_US_2_MAPP_CA | MAPP_US | MAPP_CA | Internal | Shoulder | B14 | 900 | 165 | 0 | 48.55 | 53.44 | 7 | 0
2035 | MAPP_US_2_MAPP_CA | MAPP_US | MAPP_CA | Internal | Shoulder | B15 | 1203 | 165 | 0 | 46.17 | 51.72 | 7 | 0
2035 | MAPP_US_2_MAPP_CA | MAPP_US | MAPP_CA | Internal | Summer | B1 | 10 | 165 | 0 | 83.75 | 86.98 | 7 | 0
2035 | MAPP_US_2_MAPP_CA | MAPP_US | MAPP_CA | Internal | Summer | B2 | 25 | 165 | 0 | 79.95 | 86.85 | 7 | 0
2035 | MAPP_US_2_MAPP_CA | MAPP_US | MAPP_CA | Internal | Summer | B3 | 75 | 165 | 0 | 80.85 | 84.47 | 7 | 0
2035 | MAPP_US_2_MAPP_CA | MAPP_US | MAPP_CA | Internal | Summer | B4 | 100 | 165 | 0 | 74.28 | 80.35 | 7 | 0
2035 | MAPP_US_2_MAPP_CA | MAPP_US | MAPP_CA | Internal | Summer | B5 | 200 | 165 | 0 | 70.88 | 76.95 | 7 | 0
2035 | MAPP_US_2_MAPP_CA | MAPP_US | MAPP_CA | Internal | Summer | B6 | 300 | 165 | 0 | 63.67 | 64.35 | 7 | 0
2035 | MAPP_US_2_MAPP_CA | MAPP_US | MAPP_CA | Internal | Summer | B7 | 400 | 165 | 0 | 50.1 | 54.02 | 7 | 0
2035 | MAPP_US_2_MAPP_CA | MAPP_US | MAPP_CA | Internal | Summer | B8 | 500 | 165 | 0 | 45.23 | 51.08 | 7 | 0
2035 | MAPP_US_2_MAPP_CA | MAPP_US | MAPP_CA | Internal | Summer | B9 | 800 | 165 | 0 | 43.86 | 47.79 | 7 | 0
2035 | MAPP_US_2_MAPP_CA | MAPP_US | MAPP_CA | Internal | Summer | B10 | 1262 | 165 | 165 | 39.13 | 46.56 | 7 | 0.43
2035 | MAPP_US_2_MAPP_CA | MAPP_US | MAPP_CA | Internal | Winter | B16 | 25 | 165 | 0 | 65.99 | 72.98 | 7 | 0
2035 | MAPP_US_2_MAPP_CA | MAPP_US | MAPP_CA | Internal | Winter | B17 | 100 | 165 | 0 | 53.68 | 60.67 | 7 | 0
2035 | MAPP_US_2_MAPP_CA | MAPP_US | MAPP_CA | Internal | Winter | B18 | 400 | 165 | 0 | 52.8 | 58.42 | 7 | 0
2035 | MAPP_US_2_MAPP_CA | MAPP_US | MAPP_CA | Internal | Winter | B19 | 700 | 165 | 0 | 52.8 | 54.28 | 7 | 0
2035 | MAPP_US_2_MAPP_CA | MAPP_US | MAPP_CA | Internal | Winter | B20 | 935 | 165 | 220.12 | 41.32 | 50.18 | 7 | 1.85
2035 | MAPP_US_2_MISO_W | MAPP_US | MISO_W | Internal | Shoulder | B11 | 25 | 2635 | 0 | 70.63 | 72.24 | 7 | 0
2035 | MAPP_US_2_MISO_W | MAPP_US | MISO_W | Internal | Shoulder | B12 | 200 | 2635 | 882.13 | 52.37 | 59.37 | 7 | 0
2035 | MAPP_US_2_MISO_W | MAPP_US | MISO_W | Internal | Shoulder | B13 | 600 | 2635 | 0 | 48.55 | 55.55 | 7 | 0
2035 | MAPP_US_2_MISO_W | MAPP_US | MISO_W | Internal | Shoulder | B14 | 900 | 2635 | 0 | 48.55 | 53.46 | 7 | 0
2035 | MAPP_US_2_MISO_W | MAPP_US | MISO_W | Internal | Shoulder | B15 | 1203 | 2635 | 0 | 46.17 | 49.86 | 7 | 0
2035 | MAPP_US_2_MISO_W | MAPP_US | MISO_W | Internal | Summer | B1 | 10 | 2635 | 1134.05 | 83.75 | 90.75 | 7 | 0
2035 | MAPP_US_2_MISO_W | MAPP_US | MISO_W | Internal | Summer | B2 | 25 | 2635 | 0 | 79.95 | 86.86 | 7 | 0
2035 | MAPP_US_2_MISO_W | MAPP_US | MISO_W | Internal | Summer | B3 | 75 | 2635 | 0 | 80.85 | 84.48 | 7 | 0
2035 | MAPP_US_2_MISO_W | MAPP_US | MISO_W | Internal | Summer | B4 | 100 | 2635 | 485.42 | 74.28 | 81.28 | 7 | 0
2035 | MAPP_US_2_MISO_W | MAPP_US | MISO_W | Internal | Summer | B5 | 200 | 2635 | 793.11 | 70.88 | 77.88 | 7 | 0
2035 | MAPP_US_2_MISO_W | MAPP_US | MISO_W | Internal | Summer | B6 | 300 | 2635 | 0 | 63.67 | 65.28 | 7 | 0
2035 | MAPP_US_2_MISO_W | MAPP_US | MISO_W | Internal | Summer | B7 | 400 | 2635 | 0 | 50.1 | 54.03 | 7 | 0
2035 | MAPP_US_2_MISO_W | MAPP_US | MISO_W | Internal | Summer | B8 | 500 | 2635 | 0 | 45.23 | 51.09 | 7 | 0
2035 | MAPP_US_2_MISO_W | MAPP_US | MISO_W | Internal | Summer | B9 | 800 | 2635 | 0 | 43.86 | 47.8 | 7 | 0
2035 | MAPP_US_2_MISO_W | MAPP_US | MISO_W | Internal | Summer | B10 | 1262 | 2635 | 0 | 39.13 | 44.7 | 7 | 0
2035 | MAPP_US_2_MISO_W | MAPP_US | MISO_W | Internal | Winter | B16 | 25 | 2635 | 1418.93 | 65.99 | 72.99 | 7 | 0
2035 | MAPP_US_2_MISO_W | MAPP_US | MISO_W | Internal | Winter | B17 | 100 | 2635 | 687.02 | 53.68 | 60.68 | 7 | 0
2035 | MAPP_US_2_MISO_W | MAPP_US | MISO_W | Internal | Winter | B18 | 400 | 2635 | 0 | 52.8 | 58.4 | 7 | 0
2035 | MAPP_US_2_MISO_W | MAPP_US | MISO_W | Internal | Winter | B19 | 700 | 2635 | 0 | 52.8 | 54.27 | 7 | 0
2035 | MAPP_US_2_MISO_W | MAPP_US | MISO_W | Internal | Winter | B20 | 935 | 2635 | 0 | 41.32 | 48.32 | 7 | 0
2035 | MAPP_US_2_NE | MAPP_US | NE | Internal | Shoulder | B11 | 25 | 2000 | 1473.48 | 70.63 | 77.63 | 7 | 0
2035 | MAPP_US_2_NE | MAPP_US | NE | Internal | Shoulder | B12 | 200 | 2000 | 0 | 52.37 | 55.68 | 7 | 0
2035 | MAPP_US_2_NE | MAPP_US | NE | Internal | Shoulder | B13 | 600 | 2000 | 482.8 | 48.55 | 55.55 | 7 | 0
2035 | MAPP_US_2_NE | MAPP_US | NE | Internal | Shoulder | B14 | 900 | 2000 | 0 | 48.55 | 53.1 | 7 | 0
2035 | MAPP_US_2_NE | MAPP_US | NE | Internal | Shoulder | B15 | 1203 | 2000 | 0 | 46.17 | 49.5 | 7 | 0
2035 | MAPP_US_2_NE | MAPP_US | NE | Internal | Summer | B1 | 10 | 2000 | 0 | 83.75 | 85.97 | 7 | 0
2035 | MAPP_US_2_NE | MAPP_US | NE | Internal | Summer | B2 | 25 | 2000 | 1039.22 | 79.95 | 86.95 | 7 | 0
2035 | MAPP_US_2_NE | MAPP_US | NE | Internal | Summer | B3 | 75 | 2000 | 996 | 80.85 | 87.85 | 7 | 0
2035 | MAPP_US_2_NE | MAPP_US | NE | Internal | Summer | B4 | 100 | 2000 | 235.96 | 74.28 | 81.28 | 7 | 0
2035 | MAPP_US_2_NE | MAPP_US | NE | Internal | Summer | B5 | 200 | 2000 | 73.3 | 70.88 | 77.88 | 7 | 0
2035 | MAPP_US_2_NE | MAPP_US | NE | Internal | Summer | B6 | 300 | 2000 | 1154.83 | 63.67 | 70.67 | 7 | 0
2035 | MAPP_US_2_NE | MAPP_US | NE | Internal | Summer | B7 | 400 | 2000 | 1302.07 | 50.1 | 57.1 | 7 | 0
2035 | MAPP_US_2_NE | MAPP_US | NE | Internal | Summer | B8 | 500 | 2000 | 1534.98 | 45.23 | 52.23 | 7 | 0
2035 | MAPP_US_2_NE | MAPP_US | NE | Internal | Summer | B9 | 800 | 2000 | 861.54 | 43.86 | 50.86 | 7 | 0
2035 | MAPP_US_2_NE | MAPP_US | NE | Internal | Summer | B10 | 1262 | 2000 | 681.46 | 39.13 | 46.13 | 7 | 0
2035 | MAPP_US_2_NE | MAPP_US | NE | Internal | Winter | B16 | 25 | 2000 | 0 | 65.99 | 68.97 | 7 | 0
2035 | MAPP_US_2_NE | MAPP_US | NE | Internal | Winter | B17 | 100 | 2000 | 0 | 53.68 | 59.32 | 7 | 0
2035 | MAPP_US_2_NE | MAPP_US | NE | Internal | Winter | B18 | 400 | 2000 | 0 | 52.8 | 59.32 | 7 | 0
2035 | MAPP_US_2_NE | MAPP_US | NE | Internal | Winter | B19 | 700 | 2000 | 0 | 52.8 | 55.12 | 7 | 0
2035 | MAPP_US_2_NE | MAPP_US | NE | Internal | Winter | B20 | 935 | 2000 | 0 | 41.32 | 46.48 | 7 | 0
2035 | MARITIMES_2_NEISO | MARITIMES | NEISO | Internal | Shoulder | B11 | 25 | 99999 | 1720.66 | 58.14 | 58.16 | 0.01 | 0
2035 | MARITIMES_2_NEISO | MARITIMES | NEISO | Internal | Shoulder | B12 | 200 | 99999 | 1717.44 | 46.81 | 46.83 | 0.01 | 0
2035 | MARITIMES_2_NEISO | MARITIMES | NEISO | Internal | Shoulder | B13 | 600 | 99999 | 1704.78 | 45.99 | 46 | 0.01 | 0
2035 | MARITIMES_2_NEISO | MARITIMES | NEISO | Internal | Shoulder | B14 | 900 | 99999 | 1682.64 | 45.99 | 46 | 0.01 | 0
2035 | MARITIMES_2_NEISO | MARITIMES | NEISO | Internal | Shoulder | B15 | 1203 | 99999 | 648.08 | 45.99 | 46 | 0.01 | 0
2035 | MARITIMES_2_NEISO | MARITIMES | NEISO | Internal | Summer | B1 | 10 | 99999 | 1900 | 81.93 | 81.94 | 0.01 | 0
2035 | MARITIMES_2_NEISO | MARITIMES | NEISO | Internal | Summer | B2 | 25 | 99999 | 1878.75 | 77.7 | 77.71 | 0.01 | 0
2035 | MARITIMES_2_NEISO | MARITIMES | NEISO | Internal | Summer | B3 | 75 | 99999 | 1836.38 | 71.15 | 71.17 | 0.01 | 0
2035 | MARITIMES_2_NEISO | MARITIMES | NEISO | Internal | Summer | B4 | 100 | 99999 | 1799.97 | 67.18 | 67.2 | 0.01 | 0
2035 | MARITIMES_2_NEISO | MARITIMES | NEISO | Internal | Summer | B5 | 200 | 99999 | 1780.16 | 63.77 | 63.78 | 0.01 | 0
2035 | MARITIMES_2_NEISO | MARITIMES | NEISO | Internal | Summer | B6 | 300 | 99999 | 1757.82 | 51.72 | 51.73 | 0.01 | 0
2035 | MARITIMES_2_NEISO | MARITIMES | NEISO | Internal | Summer | B7 | 400 | 99999 | 1732.23 | 44.63 | 44.64 | 0.01 | 0
2035 | MARITIMES_2_NEISO | MARITIMES | NEISO | Internal | Summer | B8 | 500 | 99999 | 1712.1 | 42.36 | 42.37 | 0.01 | 0
2035 | MARITIMES_2_NEISO | MARITIMES | NEISO | Internal | Summer | B9 | 800 | 99999 | 1687.45 | 42.36 | 42.37 | 0.01 | 0
2035 | MARITIMES_2_NEISO | MARITIMES | NEISO | Internal | Summer | B10 | 1262 | 99999 | 465.06 | 42.36 | 42.37 | 0.01 | 0
2035 | MARITIMES_2_NEISO | MARITIMES | NEISO | Internal | Winter | B16 | 25 | 99999 | 1765.23 | 64.95 | 64.96 | 0.01 | 0
2035 | MARITIMES_2_NEISO | MARITIMES | NEISO | Internal | Winter | B17 | 100 | 99999 | 1747.34 | 57.17 | 57.18 | 0.01 | 0
2035 | MARITIMES_2_NEISO | MARITIMES | NEISO | Internal | Winter | B18 | 400 | 99999 | 1733.65 | 57.17 | 57.18 | 0.01 | 0
2035 | MARITIMES_2_NEISO | MARITIMES | NEISO | Internal | Winter | B19 | 700 | 99999 | 1708.15 | 57.17 | 57.18 | 0.01 | 0
2035 | MARITIMES_2_NEISO | MARITIMES | NEISO | Internal | Winter | B20 | 935 | 99999 | 723.43 | 57.17 | 57.18 | 0.01 | 0
2035 | MISO_IN_2_MISO_MI | MISO_IN | MISO_MI | Internal | Shoulder | B11 | 25 | 5000 | 0 | 72.38 | 71.86 | 0.01 | 0
2035 | MISO_IN_2_MISO_MI | MISO_IN | MISO_MI | Internal | Shoulder | B12 | 200 | 5000 | 0 | 59.98 | 59.97 | 0.01 | 0
2035 | MISO_IN_2_MISO_MI | MISO_IN | MISO_MI | Internal | Shoulder | B13 | 600 | 5000 | 0 | 55.88 | 55.87 | 0.01 | 0
2035 | MISO_IN_2_MISO_MI | MISO_IN | MISO_MI | Internal | Shoulder | B14 | 900 | 5000 | 0 | 53.52 | 53.52 | 0.01 | 0
2035 | MISO_IN_2_MISO_MI | MISO_IN | MISO_MI | Internal | Shoulder | B15 | 1203 | 5000 | 22.21 | 49.88 | 49.89 | 0.01 | 0
2035 | MISO_IN_2_MISO_MI | MISO_IN | MISO_MI | Internal | Summer | B1 | 10 | 5000 | 0 | 90.97 | 90.62 | 0.01 | 0
2035 | MISO_IN_2_MISO_MI | MISO_IN | MISO_MI | Internal | Summer | B2 | 25 | 5000 | 0 | 86.89 | 86.73 | 0.01 | 0
2035 | MISO_IN_2_MISO_MI | MISO_IN | MISO_MI | Internal | Summer | B3 | 75 | 5000 | 0 | 84.99 | 84.35 | 0.01 | 0
2035 | MISO_IN_2_MISO_MI | MISO_IN | MISO_MI | Internal | Summer | B4 | 100 | 5000 | 0 | 81.3 | 81.15 | 0.01 | 0
2035 | MISO_IN_2_MISO_MI | MISO_IN | MISO_MI | Internal | Summer | B5 | 200 | 5000 | 0 | 77.9 | 77.88 | 0.01 | 0
2035 | MISO_IN_2_MISO_MI | MISO_IN | MISO_MI | Internal | Summer | B6 | 300 | 5000 | 0 | 65.29 | 65.28 | 0.01 | 0
2035 | MISO_IN_2_MISO_MI | MISO_IN | MISO_MI | Internal | Summer | B7 | 400 | 5000 | 484.58 | 54.05 | 54.07 | 0.01 | 0
2035 | MISO_IN_2_MISO_MI | MISO_IN | MISO_MI | Internal | Summer | B8 | 500 | 5000 | 1770.94 | 51.12 | 51.13 | 0.01 | 0
2035 | MISO_IN_2_MISO_MI | MISO_IN | MISO_MI | Internal | Summer | B9 | 800 | 5000 | 2456.77 | 48.36 | 48.37 | 0.01 | 0
2035 | MISO_IN_2_MISO_MI | MISO_IN | MISO_MI | Internal | Summer | B10 | 1262 | 5000 | 3002.34 | 44.72 | 44.73 | 0.01 | 0
2035 | MISO_IN_2_MISO_MI | MISO_IN | MISO_MI | Internal | Winter | B16 | 25 | 5000 | 0 | 74.58 | 74.57 | 0.01 | 0
2035 | MISO_IN_2_MISO_MI | MISO_IN | MISO_MI | Internal | Winter | B17 | 100 | 5000 | 535.2 | 62.2 | 62.21 | 0.01 | 0
2035 | MISO_IN_2_MISO_MI | MISO_IN | MISO_MI | Internal | Winter | B18 | 400 | 5000 | 1482.96 | 58.43 | 58.44 | 0.01 | 0
2035 | MISO_IN_2_MISO_MI | MISO_IN | MISO_MI | Internal | Winter | B19 | 700 | 5000 | 1692.5 | 54.41 | 54.42 | 0.01 | 0
2035 | MISO_IN_2_MISO_MI | MISO_IN | MISO_MI | Internal | Winter | B20 | 935 | 5000 | 1422.43 | 48.34 | 48.35 | 0.01 | 0
2035 | MISO_IN_2_MISO_MO-IL | MISO_IN | MISO_MO-IL | Internal | Shoulder | B11 | 25 | 5000 | 0 | 72.38 | 72.37 | 0.01 | 0
2035 | MISO_IN_2_MISO_MO-IL | MISO_IN | MISO_MO-IL | Internal | Shoulder | B12 | 200 | 5000 | 0 | 59.98 | 59.38 | 0.01 | 0
2035 | MISO_IN_2_MISO_MO-IL | MISO_IN | MISO_MO-IL | Internal | Shoulder | B13 | 600 | 5000 | 0 | 55.88 | 55.56 | 0.01 | 0
2035 | MISO_IN_2_MISO_MO-IL | MISO_IN | MISO_MO-IL | Internal | Shoulder | B14 | 900 | 5000 | 0 | 53.52 | 53.47 | 0.01 | 0
2035 | MISO_IN_2_MISO_MO-IL | MISO_IN | MISO_MO-IL | Internal | Shoulder | B15 | 1203 | 5000 | 0 | 49.88 | 49.87 | 0.01 | 0
2035 | MISO_IN_2_MISO_MO-IL | MISO_IN | MISO_MO-IL | Internal | Summer | B1 | 10 | 5000 | 0 | 90.97 | 90.95 | 0.01 | 0
2035 | MISO_IN_2_MISO_MO-IL | MISO_IN | MISO_MO-IL | Internal | Summer | B2 | 25 | 5000 | 0 | 86.89 | 86.88 | 0.01 | 0
2035 | MISO_IN_2_MISO_MO-IL | MISO_IN | MISO_MO-IL | Internal | Summer | B3 | 75 | 5000 | 0 | 84.99 | 84.49 | 0.01 | 0
2035 | MISO_IN_2_MISO_MO-IL | MISO_IN | MISO_MO-IL | Internal | Summer | B4 | 100 | 5000 | 0 | 81.3 | 81.29 | 0.01 | 0
2035 | MISO_IN_2_MISO_MO-IL | MISO_IN | MISO_MO-IL | Internal | Summer | B5 | 200 | 5000 | 0 | 77.9 | 77.89 | 0.01 | 0
2035 | MISO_IN_2_MISO_MO-IL | MISO_IN | MISO_MO-IL | Internal | Summer | B6 | 300 | 5000 | 0 | 65.29 | 65.29 | 0.01 | 0
2035 | MISO_IN_2_MISO_MO-IL | MISO_IN | MISO_MO-IL | Internal | Summer | B7 | 400 | 5000 | 0 | 54.05 | 54.04 | 0.01 | 0
2035 | MISO_IN_2_MISO_MO-IL | MISO_IN | MISO_MO-IL | Internal | Summer | B8 | 500 | 5000 | 0 | 51.12 | 51.1 | 0.01 | 0
2035 | MISO_IN_2_MISO_MO-IL | MISO_IN | MISO_MO-IL | Internal | Summer | B9 | 800 | 5000 | 0 | 48.36 | 47.81 | 0.01 | 0
2035 | MISO_IN_2_MISO_MO-IL | MISO_IN | MISO_MO-IL | Internal | Summer | B10 | 1262 | 5000 | 0 | 44.72 | 44.71 | 0.01 | 0
2035 | MISO_IN_2_MISO_MO-IL | MISO_IN | MISO_MO-IL | Internal | Winter | B16 | 25 | 5000 | 0 | 74.58 | 73.98 | 0.01 | 0
2035 | MISO_IN_2_MISO_MO-IL | MISO_IN | MISO_MO-IL | Internal | Winter | B17 | 100 | 5000 | 0 | 62.2 | 61.6 | 0.01 | 0
2035 | MISO_IN_2_MISO_MO-IL | MISO_IN | MISO_MO-IL | Internal | Winter | B18 | 400 | 5000 | 0 | 58.43 | 58.42 | 0.01 | 0
2035 | MISO_IN_2_MISO_MO-IL | MISO_IN | MISO_MO-IL | Internal | Winter | B19 | 700 | 5000 | 0 | 54.41 | 54.25 | 0.01 | 0
2035 | MISO_IN_2_MISO_MO-IL | MISO_IN | MISO_MO-IL | Internal | Winter | B20 | 935 | 5000 | 0 | 48.34 | 48.33 | 0.01 | 0
2035 | MISO_IN_2_NonRTO_Midwest | MISO_IN | NonRTO_Midwest | Internal | Shoulder | B11 | 25 | 4800 | 1135.69 | 72.38 | 80.38 | 8 | 0
2035 | MISO_IN_2_NonRTO_Midwest | MISO_IN | NonRTO_Midwest | Internal | Shoulder | B12 | 200 | 4800 | 541.43 | 59.98 | 67.98 | 8 | 0
2035 | MISO_IN_2_NonRTO_Midwest | MISO_IN | NonRTO_Midwest | Internal | Shoulder | B13 | 600 | 4800 | 0 | 55.88 | 56.98 | 8 | 0
2035 | MISO_IN_2_NonRTO_Midwest | MISO_IN | NonRTO_Midwest | Internal | Shoulder | B14 | 900 | 4800 | 0 | 53.52 | 51.23 | 8 | 0
2035 | MISO_IN_2_NonRTO_Midwest | MISO_IN | NonRTO_Midwest | Internal | Shoulder | B15 | 1203 | 4800 | 0 | 49.88 | 45.89 | 8 | 0
2035 | MISO_IN_2_NonRTO_Midwest | MISO_IN | NonRTO_Midwest | Internal | Summer | B1 | 10 | 4800 | 0 | 90.97 | 90.25 | 8 | 0
2035 | MISO_IN_2_NonRTO_Midwest | MISO_IN | NonRTO_Midwest | Internal | Summer | B2 | 25 | 4800 | 0 | 86.89 | 90.25 | 8 | 0
2035 | MISO_IN_2_NonRTO_Midwest | MISO_IN | NonRTO_Midwest | Internal | Summer | B3 | 75 | 4800 | 0 | 84.99 | 90.25 | 8 | 0
2035 | MISO_IN_2_NonRTO_Midwest | MISO_IN | NonRTO_Midwest | Internal | Summer | B4 | 100 | 4800 | 1322.22 | 81.3 | 89.3 | 8 | 0
2035 | MISO_IN_2_NonRTO_Midwest | MISO_IN | NonRTO_Midwest | Internal | Summer | B5 | 200 | 4800 | 1233.65 | 77.9 | 85.9 | 8 | 0
2035 | MISO_IN_2_NonRTO_Midwest | MISO_IN | NonRTO_Midwest | Internal | Summer | B6 | 300 | 4800 | 674.58 | 65.29 | 73.29 | 8 | 0
2035 | MISO_IN_2_NonRTO_Midwest | MISO_IN | NonRTO_Midwest | Internal | Summer | B7 | 400 | 4800 | 0 | 54.05 | 56.84 | 8 | 0
2035 | MISO_IN_2_NonRTO_Midwest | MISO_IN | NonRTO_Midwest | Internal | Summer | B8 | 500 | 4800 | 0 | 51.12 | 49.64 | 8 | 0
2035 | MISO_IN_2_NonRTO_Midwest | MISO_IN | NonRTO_Midwest | Internal | Summer | B9 | 800 | 4800 | 0 | 48.36 | 45.91 | 8 | 0
2035 | MISO_IN_2_NonRTO_Midwest | MISO_IN | NonRTO_Midwest | Internal | Summer | B10 | 1262 | 4800 | 0 | 44.72 | 37.4 | 8 | 0
2035 | MISO_IN_2_NonRTO_Midwest | MISO_IN | NonRTO_Midwest | Internal | Winter | B16 | 25 | 4800 | 2173.87 | 74.58 | 82.58 | 8 | 0
2035 | MISO_IN_2_NonRTO_Midwest | MISO_IN | NonRTO_Midwest | Internal | Winter | B17 | 100 | 4800 | 997.04 | 62.2 | 70.2 | 8 | 0
2035 | MISO_IN_2_NonRTO_Midwest | MISO_IN | NonRTO_Midwest | Internal | Winter | B18 | 400 | 4800 | 0 | 58.43 | 62.99 | 8 | 0
2035 | MISO_IN_2_NonRTO_Midwest | MISO_IN | NonRTO_Midwest | Internal | Winter | B19 | 700 | 4800 | 0 | 54.41 | 48.59 | 8 | 0
2035 | MISO_IN_2_NonRTO_Midwest | MISO_IN | NonRTO_Midwest | Internal | Winter | B20 | 935 | 4800 | 0 | 48.34 | 46.2 | 8 | 0
2035 | MISO_IN_2_PJM_ROR | MISO_IN | PJM_ROR | Internal | Shoulder | B11 | 25 | 992 | 0 | 72.38 | 70.24 | 2 | 0
2035 | MISO_IN_2_PJM_ROR | MISO_IN | PJM_ROR | Internal | Shoulder | B12 | 200 | 992 | 0 | 59.98 | 58.91 | 2 | 0
2035 | MISO_IN_2_PJM_ROR | MISO_IN | PJM_ROR | Internal | Shoulder | B13 | 600 | 992 | 0 | 55.88 | 54.09 | 2 | 0
2035 | MISO_IN_2_PJM_ROR | MISO_IN | PJM_ROR | Internal | Shoulder | B14 | 900 | 992 | 0 | 53.52 | 51.52 | 2 | 0
2035 | MISO_IN_2_PJM_ROR | MISO_IN | PJM_ROR | Internal | Shoulder | B15 | 1203 | 992 | 0 | 49.88 | 47.89 | 2 | 0
2035 | MISO_IN_2_PJM_ROR | MISO_IN | PJM_ROR | Internal | Summer | B1 | 10 | 992 | 473.43 | 90.97 | 92.97 | 2 | 0
2035 | MISO_IN_2_PJM_ROR | MISO_IN | PJM_ROR | Internal | Summer | B2 | 25 | 992 | 0 | 86.89 | 88.73 | 2 | 0
2035 | MISO_IN_2_PJM_ROR | MISO_IN | PJM_ROR | Internal | Summer | B3 | 75 | 992 | 0 | 84.99 | 82.99 | 2 | 0
2035 | MISO_IN_2_PJM_ROR | MISO_IN | PJM_ROR | Internal | Summer | B4 | 100 | 992 | 0 | 81.3 | 79.29 | 2 | 0
2035 | MISO_IN_2_PJM_ROR | MISO_IN | PJM_ROR | Internal | Summer | B5 | 200 | 992 | 0 | 77.9 | 75.86 | 2 | 0
2035 | MISO_IN_2_PJM_ROR | MISO_IN | PJM_ROR | Internal | Summer | B6 | 300 | 992 | 0 | 65.29 | 63.28 | 2 | 0
2035 | MISO_IN_2_PJM_ROR | MISO_IN | PJM_ROR | Internal | Summer | B7 | 400 | 992 | 0 | 54.05 | 52.07 | 2 | 0
2035 | MISO_IN_2_PJM_ROR | MISO_IN | PJM_ROR | Internal | Summer | B8 | 500 | 992 | 0 | 51.12 | 49.54 | 2 | 0
2035 | MISO_IN_2_PJM_ROR | MISO_IN | PJM_ROR | Internal | Summer | B9 | 800 | 992 | 0 | 48.36 | 46.37 | 2 | 0
2035 | MISO_IN_2_PJM_ROR | MISO_IN | PJM_ROR | Internal | Summer | B10 | 1262 | 992 | 0 | 44.72 | 42.73 | 2 | 0
2035 | MISO_IN_2_PJM_ROR | MISO_IN | PJM_ROR | Internal | Winter | B16 | 25 | 992 | 408.8 | 74.58 | 76.58 | 2 | 0
2035 | MISO_IN_2_PJM_ROR | MISO_IN | PJM_ROR | Internal | Winter | B17 | 100 | 992 | 967.8 | 62.2 | 64.2 | 2 | 0
2035 | MISO_IN_2_PJM_ROR | MISO_IN | PJM_ROR | Internal | Winter | B18 | 400 | 992 | 0 | 58.43 | 58.42 | 2 | 0
2035 | MISO_IN_2_PJM_ROR | MISO_IN | PJM_ROR | Internal | Winter | B19 | 700 | 992 | 0 | 54.41 | 55.58 | 2 | 0
2035 | MISO_IN_2_PJM_ROR | MISO_IN | PJM_ROR | Internal | Winter | B20 | 935 | 992 | 992 | 48.34 | 50.35 | 2 | 0.01
2035 | MISO_MI_2_MISO_IN | MISO_MI | MISO_IN | Internal | Shoulder | B11 | 25 | 2045 | 2045 | 71.86 | 72.38 | 0.01 | 0.5
2035 | MISO_MI_2_MISO_IN | MISO_MI | MISO_IN | Internal | Shoulder | B12 | 200 | 2045 | 1316.36 | 59.97 | 59.98 | 0.01 | 0
2035 | MISO_MI_2_MISO_IN | MISO_MI | MISO_IN | Internal | Shoulder | B13 | 600 | 2045 | 681.05 | 55.87 | 55.88 | 0.01 | 0
2035 | MISO_MI_2_MISO_IN | MISO_MI | MISO_IN | Internal | Shoulder | B14 | 900 | 2045 | 0 | 53.52 | 53.52 | 0.01 | 0
2035 | MISO_MI_2_MISO_IN | MISO_MI | MISO_IN | Internal | Shoulder | B15 | 1203 | 2045 | 0 | 49.89 | 49.88 | 0.01 | 0
2035 | MISO_MI_2_MISO_IN | MISO_MI | MISO_IN | Internal | Summer | B1 | 10 | 2045 | 2045 | 90.62 | 90.97 | 0.01 | 0.34
2035 | MISO_MI_2_MISO_IN | MISO_MI | MISO_IN | Internal | Summer | B2 | 25 | 2045 | 2045 | 86.73 | 86.89 | 0.01 | 0.14
2035 | MISO_MI_2_MISO_IN | MISO_MI | MISO_IN | Internal | Summer | B3 | 75 | 2045 | 2045 | 84.35 | 84.99 | 0.01 | 0.63
2035 | MISO_MI_2_MISO_IN | MISO_MI | MISO_IN | Internal | Summer | B4 | 100 | 2045 | 2045 | 81.15 | 81.3 | 0.01 | 0.14
2035 | MISO_MI_2_MISO_IN | MISO_MI | MISO_IN | Internal | Summer | B5 | 200 | 2045 | 2045 | 77.88 | 77.9 | 0.01 | 0.01
2035 | MISO_MI_2_MISO_IN | MISO_MI | MISO_IN | Internal | Summer | B6 | 300 | 2045 | 1841.76 | 65.28 | 65.29 | 0.01 | 0
2035 | MISO_MI_2_MISO_IN | MISO_MI | MISO_IN | Internal | Summer | B7 | 400 | 2045 | 0 | 54.07 | 54.05 | 0.01 | 0
2035 | MISO_MI_2_MISO_IN | MISO_MI | MISO_IN | Internal | Summer | B8 | 500 | 2045 | 0 | 51.13 | 51.12 | 0.01 | 0
2035 | MISO_MI_2_MISO_IN | MISO_MI | MISO_IN | Internal | Summer | B9 | 800 | 2045 | 0 | 48.37 | 48.36 | 0.01 | 0
2035 | MISO_MI_2_MISO_IN | MISO_MI | MISO_IN | Internal | Summer | B10 | 1262 | 2045 | 0 | 44.73 | 44.72 | 0.01 | 0
2035 | MISO_MI_2_MISO_IN | MISO_MI | MISO_IN | Internal | Winter | B16 | 25 | 2045 | 869.05 | 74.57 | 74.58 | 0.01 | 0
2035 | MISO_MI_2_MISO_IN | MISO_MI | MISO_IN | Internal | Winter | B17 | 100 | 2045 | 0 | 62.21 | 62.2 | 0.01 | 0
2035 | MISO_MI_2_MISO_IN | MISO_MI | MISO_IN | Internal | Winter | B18 | 400 | 2045 | 0 | 58.44 | 58.43 | 0.01 | 0
2035 | MISO_MI_2_MISO_IN | MISO_MI | MISO_IN | Internal | Winter | B19 | 700 | 2045 | 0 | 54.42 | 54.41 | 0.01 | 0
2035 | MISO_MI_2_MISO_IN | MISO_MI | MISO_IN | Internal | Winter | B20 | 935 | 2045 | 0 | 48.35 | 48.34 | 0.01 | 0
2035 | MISO_MI_2_MISO_WUMS | MISO_MI | MISO_WUMS | Internal | Shoulder | B11 | 25 | 117 | 910.78 | 71.86 | 72.23 | 0.01 | 0.35
2035 | MISO_MI_2_MISO_WUMS | MISO_MI | MISO_WUMS | Internal | Shoulder | B12 | 200 | 117 | 0 | 59.97 | 59.66 | 0.01 | 0
2035 | MISO_MI_2_MISO_WUMS | MISO_MI | MISO_WUMS | Internal | Shoulder | B13 | 600 | 117 | 0 | 55.87 | 55.56 | 0.01 | 0
2035 | MISO_MI_2_MISO_WUMS | MISO_MI | MISO_WUMS | Internal | Shoulder | B14 | 900 | 117 | 0 | 53.52 | 53.44 | 0.01 | 0
2035 | MISO_MI_2_MISO_WUMS | MISO_MI | MISO_WUMS | Internal | Shoulder | B15 | 1203 | 117 | 0 | 49.89 | 49.87 | 0.01 | 0
2035 | MISO_MI_2_MISO_WUMS | MISO_MI | MISO_WUMS | Internal | Summer | B1 | 10 | 117 | 0 | 90.62 | 90.31 | 0.01 | 0
2035 | MISO_MI_2_MISO_WUMS | MISO_MI | MISO_WUMS | Internal | Summer | B2 | 25 | 117 | 0 | 86.73 | 86.42 | 0.01 | 0
2035 | MISO_MI_2_MISO_WUMS | MISO_MI | MISO_WUMS | Internal | Summer | B3 | 75 | 117 | 0 | 84.35 | 84.04 | 0.01 | 0
2035 | MISO_MI_2_MISO_WUMS | MISO_MI | MISO_WUMS | Internal | Summer | B4 | 100 | 117 | 0 | 81.15 | 80.84 | 0.01 | 0
2035 | MISO_MI_2_MISO_WUMS | MISO_MI | MISO_WUMS | Internal | Summer | B5 | 200 | 117 | 0 | 77.88 | 77.86 | 0.01 | 0
2035 | MISO_MI_2_MISO_WUMS | MISO_MI | MISO_WUMS | Internal | Summer | B6 | 300 | 117 | 0 | 65.28 | 65.28 | 0.01 | 0
2035 | MISO_MI_2_MISO_WUMS | MISO_MI | MISO_WUMS | Internal | Summer | B7 | 400 | 117 | 0 | 54.07 | 54.02 | 0.01 | 0
2035 | MISO_MI_2_MISO_WUMS | MISO_MI | MISO_WUMS | Internal | Summer | B8 | 500 | 117 | 0 | 51.13 | 51.08 | 0.01 | 0
2035 | MISO_MI_2_MISO_WUMS | MISO_MI | MISO_WUMS | Internal | Summer | B9 | 800 | 117 | 0 | 48.37 | 48.06 | 0.01 | 0
2035 | MISO_MI_2_MISO_WUMS | MISO_MI | MISO_WUMS | Internal | Summer | B10 | 1262 | 117 | 0 | 44.73 | 44.73 | 0.01 | 0
2035 | MISO_MI_2_MISO_WUMS | MISO_MI | MISO_WUMS | Internal | Winter | B16 | 25 | 117 | 58.51 | 74.57 | 74.58 | 0.01 | 0
2035 | MISO_MI_2_MISO_WUMS | MISO_MI | MISO_WUMS | Internal | Winter | B17 | 100 | 117 | 0 | 62.21 | 62.2 | 0.01 | 0
2035 | MISO_MI_2_MISO_WUMS | MISO_MI | MISO_WUMS | Internal | Winter | B18 | 400 | 117 | 0 | 58.44 | 58.42 | 0.01 | 0
2035 | MISO_MI_2_MISO_WUMS | MISO_MI | MISO_WUMS | Internal | Winter | B19 | 700 | 117 | 328.48 | 54.42 | 54.79 | 0.01 | 0.35
2035 | MISO_MI_2_MISO_WUMS | MISO_MI | MISO_WUMS | Internal | Winter | B20 | 935 | 117 | 732.51 | 48.35 | 48.71 | 0.01 | 0.35
2035 | MISO_MI_2_PJM_ROR | MISO_MI | PJM_ROR | Internal | Shoulder | B11 | 25 | 1424 | 0 | 71.86 | 70.24 | 2 | 0
2035 | MISO_MI_2_PJM_ROR | MISO_MI | PJM_ROR | Internal | Shoulder | B12 | 200 | 1424 | 0 | 59.97 | 58.91 | 2 | 0
2035 | MISO_MI_2_PJM_ROR | MISO_MI | PJM_ROR | Internal | Shoulder | B13 | 600 | 1424 | 0 | 55.87 | 54.09 | 2 | 0
2035 | MISO_MI_2_PJM_ROR | MISO_MI | PJM_ROR | Internal | Shoulder | B14 | 900 | 1424 | 0 | 53.52 | 51.52 | 2 | 0
2035 | MISO_MI_2_PJM_ROR | MISO_MI | PJM_ROR | Internal | Shoulder | B15 | 1203 | 1424 | 0 | 49.89 | 47.89 | 2 | 0
2035 | MISO_MI_2_PJM_ROR | MISO_MI | PJM_ROR | Internal | Summer | B1 | 10 | 1424 | 1424 | 90.62 | 92.97 | 2 | 0.35
2035 | MISO_MI_2_PJM_ROR | MISO_MI | PJM_ROR | Internal | Summer | B2 | 25 | 1424 | 280.23 | 86.73 | 88.73 | 2 | 0
2035 | MISO_MI_2_PJM_ROR | MISO_MI | PJM_ROR | Internal | Summer | B3 | 75 | 1424 | 0 | 84.35 | 82.99 | 2 | 0
2035 | MISO_MI_2_PJM_ROR | MISO_MI | PJM_ROR | Internal | Summer | B4 | 100 | 1424 | 0 | 81.15 | 79.29 | 2 | 0
2035 | MISO_MI_2_PJM_ROR | MISO_MI | PJM_ROR | Internal | Summer | B5 | 200 | 1424 | 0 | 77.88 | 75.86 | 2 | 0
2035 | MISO_MI_2_PJM_ROR | MISO_MI | PJM_ROR | Internal | Summer | B6 | 300 | 1424 | 0 | 65.28 | 63.28 | 2 | 0
2035 | MISO_MI_2_PJM_ROR | MISO_MI | PJM_ROR | Internal | Summer | B7 | 400 | 1424 | 0 | 54.07 | 52.07 | 2 | 0
2035 | MISO_MI_2_PJM_ROR | MISO_MI | PJM_ROR | Internal | Summer | B8 | 500 | 1424 | 0 | 51.13 | 49.54 | 2 | 0
2035 | MISO_MI_2_PJM_ROR | MISO_MI | PJM_ROR | Internal | Summer | B9 | 800 | 1424 | 0 | 48.37 | 46.37 | 2 | 0
2035 | MISO_MI_2_PJM_ROR | MISO_MI | PJM_ROR | Internal | Summer | B10 | 1262 | 1424 | 0 | 44.73 | 42.73 | 2 | 0
2035 | MISO_MI_2_PJM_ROR | MISO_MI | PJM_ROR | Internal | Winter | B16 | 25 | 1424 | 1424 | 74.57 | 76.58 | 2 | 0.01
2035 | MISO_MI_2_PJM_ROR | MISO_MI | PJM_ROR | Internal | Winter | B17 | 100 | 1424 | 0 | 62.21 | 64.2 | 2 | 0
2035 | MISO_MI_2_PJM_ROR | MISO_MI | PJM_ROR | Internal | Winter | B18 | 400 | 1424 | 0 | 58.44 | 58.42 | 2 | 0
2035 | MISO_MI_2_PJM_ROR | MISO_MI | PJM_ROR | Internal | Winter | B19 | 700 | 1424 | 0 | 54.42 | 55.58 | 2 | 0
2035 | MISO_MI_2_PJM_ROR | MISO_MI | PJM_ROR | Internal | Winter | B20 | 935 | 1424 | 348.75 | 48.35 | 50.35 | 2 | 0
2035 | MISO_MO-IL_2_ENT | MISO_MO-IL | ENT | Internal | Shoulder | B11 | 25 | 2540 | 1412.64 | 72.37 | 80.37 | 8 | 0
2035 | MISO_MO-IL_2_ENT | MISO_MO-IL | ENT | Internal | Shoulder | B12 | 200 | 2540 | 0 | 59.38 | 56.8 | 8 | 0
2035 | MISO_MO-IL_2_ENT | MISO_MO-IL | ENT | Internal | Shoulder | B13 | 600 | 2540 | 0 | 55.56 | 56.8 | 8 | 0
2035 | MISO_MO-IL_2_ENT | MISO_MO-IL | ENT | Internal | Shoulder | B14 | 900 | 2540 | 0 | 53.47 | 56.38 | 8 | 0
2035 | MISO_MO-IL_2_ENT | MISO_MO-IL | ENT | Internal | Shoulder | B15 | 1203 | 2540 | 0 | 49.87 | 54.51 | 8 | 0
2035 | MISO_MO-IL_2_ENT | MISO_MO-IL | ENT | Internal | Summer | B1 | 10 | 2540 | 0 | 90.95 | 90.7 | 8 | 0
2035 | MISO_MO-IL_2_ENT | MISO_MO-IL | ENT | Internal | Summer | B2 | 25 | 2540 | 0 | 86.88 | 90.7 | 8 | 0
2035 | MISO_MO-IL_2_ENT | MISO_MO-IL | ENT | Internal | Summer | B3 | 75 | 2540 | 0 | 84.49 | 88.01 | 8 | 0
2035 | MISO_MO-IL_2_ENT | MISO_MO-IL | ENT | Internal | Summer | B4 | 100 | 2540 | 0 | 81.29 | 85.03 | 8 | 0
2035 | MISO_MO-IL_2_ENT | MISO_MO-IL | ENT | Internal | Summer | B5 | 200 | 2540 | 0 | 77.89 | 81.62 | 8 | 0
2035 | MISO_MO-IL_2_ENT | MISO_MO-IL | ENT | Internal | Summer | B6 | 300 | 2540 | 557.23 | 65.29 | 73.29 | 8 | 0
2035 | MISO_MO-IL_2_ENT | MISO_MO-IL | ENT | Internal | Summer | B7 | 400 | 2540 | 0 | 54.04 | 57.07 | 8 | 0
2035 | MISO_MO-IL_2_ENT | MISO_MO-IL | ENT | Internal | Summer | B8 | 500 | 2540 | 0 | 51.1 | 54.94 | 8 | 0
2035 | MISO_MO-IL_2_ENT | MISO_MO-IL | ENT | Internal | Summer | B9 | 800 | 2540 | 0 | 47.81 | 54.54 | 8 | 0
2035 | MISO_MO-IL_2_ENT | MISO_MO-IL | ENT | Internal | Summer | B10 | 1262 | 2540 | 2540 | 44.71 | 52.74 | 8 | 0.03
2035 | MISO_MO-IL_2_ENT | MISO_MO-IL | ENT | Internal | Winter | B16 | 25 | 2540 | 0 | 73.98 | 73.98 | 8 | 0
2035 | MISO_MO-IL_2_ENT | MISO_MO-IL | ENT | Internal | Winter | B17 | 100 | 2540 | 0 | 61.6 | 60.57 | 8 | 0
2035 | MISO_MO-IL_2_ENT | MISO_MO-IL | ENT | Internal | Winter | B18 | 400 | 2540 | 0 | 58.42 | 60.57 | 8 | 0
2035 | MISO_MO-IL_2_ENT | MISO_MO-IL | ENT | Internal | Winter | B19 | 700 | 2540 | 0 | 54.25 | 60.13 | 8 | 0
2035 | MISO_MO-IL_2_ENT | MISO_MO-IL | ENT | Internal | Winter | B20 | 935 | 2540 | 1778.16 | 48.33 | 56.33 | 8 | 0
2035 | MISO_MO-IL_2_MISO_IN | MISO_MO-IL | MISO_IN | Internal | Shoulder | B11 | 25 | 2100 | 706.97 | 72.37 | 72.38 | 0.01 | 0
2035 | MISO_MO-IL_2_MISO_IN | MISO_MO-IL | MISO_IN | Internal | Shoulder | B12 | 200 | 2100 | 2530.44 | 59.38 | 59.98 | 0.01 | 0.58
2035 | MISO_MO-IL_2_MISO_IN | MISO_MO-IL | MISO_IN | Internal | Shoulder | B13 | 600 | 2100 | 2100 | 55.56 | 55.88 | 0.01 | 0.31
2035 | MISO_MO-IL_2_MISO_IN | MISO_MO-IL | MISO_IN | Internal | Shoulder | B14 | 900 | 2100 | 2100 | 53.47 | 53.52 | 0.01 | 0.04
2035 | MISO_MO-IL_2_MISO_IN | MISO_MO-IL | MISO_IN | Internal | Shoulder | B15 | 1203 | 2100 | 1750.01 | 49.87 | 49.88 | 0.01 | 0
2035 | MISO_MO-IL_2_MISO_IN | MISO_MO-IL | MISO_IN | Internal | Summer | B1 | 10 | 2100 | 1636.06 | 90.95 | 90.97 | 0.01 | 0
2035 | MISO_MO-IL_2_MISO_IN | MISO_MO-IL | MISO_IN | Internal | Summer | B2 | 25 | 2100 | 842.95 | 86.88 | 86.89 | 0.01 | 0
2035 | MISO_MO-IL_2_MISO_IN | MISO_MO-IL | MISO_IN | Internal | Summer | B3 | 75 | 2100 | 2100 | 84.49 | 84.99 | 0.01 | 0.49
2035 | MISO_MO-IL_2_MISO_IN | MISO_MO-IL | MISO_IN | Internal | Summer | B4 | 100 | 2100 | 1878.99 | 81.29 | 81.3 | 0.01 | 0
2035 | MISO_MO-IL_2_MISO_IN | MISO_MO-IL | MISO_IN | Internal | Summer | B5 | 200 | 2100 | 1429.12 | 77.89 | 77.9 | 0.01 | 0
2035 | MISO_MO-IL_2_MISO_IN | MISO_MO-IL | MISO_IN | Internal | Summer | B6 | 300 | 2100 | 0 | 65.29 | 65.29 | 0.01 | 0
2035 | MISO_MO-IL_2_MISO_IN | MISO_MO-IL | MISO_IN | Internal | Summer | B7 | 400 | 2100 | 1273.44 | 54.04 | 54.05 | 0.01 | 0
2035 | MISO_MO-IL_2_MISO_IN | MISO_MO-IL | MISO_IN | Internal | Summer | B8 | 500 | 2100 | 1644.13 | 51.1 | 51.12 | 0.01 | 0
2035 | MISO_MO-IL_2_MISO_IN | MISO_MO-IL | MISO_IN | Internal | Summer | B9 | 800 | 2100 | 2100 | 47.81 | 48.36 | 0.01 | 0.53
2035 | MISO_MO-IL_2_MISO_IN | MISO_MO-IL | MISO_IN | Internal | Summer | B10 | 1262 | 2100 | 1278.32 | 44.71 | 44.72 | 0.01 | 0
2035 | MISO_MO-IL_2_MISO_IN | MISO_MO-IL | MISO_IN | Internal | Winter | B16 | 25 | 2100 | 4018 | 73.98 | 74.58 | 0.01 | 0.58
2035 | MISO_MO-IL_2_MISO_IN | MISO_MO-IL | MISO_IN | Internal | Winter | B17 | 100 | 2100 | 3840.28 | 61.6 | 62.2 | 0.01 | 0.58
2035 | MISO_MO-IL_2_MISO_IN | MISO_MO-IL | MISO_IN | Internal | Winter | B18 | 400 | 2100 | 1947.78 | 58.42 | 58.43 | 0.01 | 0
2035 | MISO_MO-IL_2_MISO_IN | MISO_MO-IL | MISO_IN | Internal | Winter | B19 | 700 | 2100 | 2100 | 54.25 | 54.41 | 0.01 | 0.14
2035 | MISO_MO-IL_2_MISO_IN | MISO_MO-IL | MISO_IN | Internal | Winter | B20 | 935 | 2100 | 1144.29 | 48.33 | 48.34 | 0.01 | 0
2035 | MISO_MO-IL_2_MISO_W | MISO_MO-IL | MISO_W | Internal | Shoulder | B11 | 25 | 960 | 0 | 72.37 | 72.24 | 0.01 | 0
2035 | MISO_MO-IL_2_MISO_W | MISO_MO-IL | MISO_W | Internal | Shoulder | B12 | 200 | 960 | 0 | 59.38 | 59.37 | 0.01 | 0
2035 | MISO_MO-IL_2_MISO_W | MISO_MO-IL | MISO_W | Internal | Shoulder | B13 | 600 | 960 | 0 | 55.56 | 55.55 | 0.01 | 0
2035 | MISO_MO-IL_2_MISO_W | MISO_MO-IL | MISO_W | Internal | Shoulder | B14 | 900 | 960 | 0 | 53.47 | 53.46 | 0.01 | 0
2035 | MISO_MO-IL_2_MISO_W | MISO_MO-IL | MISO_W | Internal | Shoulder | B15 | 1203 | 960 | 0 | 49.87 | 49.86 | 0.01 | 0
2035 | MISO_MO-IL_2_MISO_W | MISO_MO-IL | MISO_W | Internal | Summer | B1 | 10 | 960 | 0 | 90.95 | 90.75 | 0.01 | 0
2035 | MISO_MO-IL_2_MISO_W | MISO_MO-IL | MISO_W | Internal | Summer | B2 | 25 | 960 | 0 | 86.88 | 86.86 | 0.01 | 0
2035 | MISO_MO-IL_2_MISO_W | MISO_MO-IL | MISO_W | Internal | Summer | B3 | 75 | 960 | 0 | 84.49 | 84.48 | 0.01 | 0
2035 | MISO_MO-IL_2_MISO_W | MISO_MO-IL | MISO_W | Internal | Summer | B4 | 100 | 960 | 0 | 81.29 | 81.28 | 0.01 | 0
2035 | MISO_MO-IL_2_MISO_W | MISO_MO-IL | MISO_W | Internal | Summer | B5 | 200 | 960 | 0 | 77.89 | 77.88 | 0.01 | 0
2035 | MISO_MO-IL_2_MISO_W | MISO_MO-IL | MISO_W | Internal | Summer | B6 | 300 | 960 | 0 | 65.29 | 65.28 | 0.01 | 0
2035 | MISO_MO-IL_2_MISO_W | MISO_MO-IL | MISO_W | Internal | Summer | B7 | 400 | 960 | 0 | 54.04 | 54.03 | 0.01 | 0
2035 | MISO_MO-IL_2_MISO_W | MISO_MO-IL | MISO_W | Internal | Summer | B8 | 500 | 960 | 0 | 51.1 | 51.09 | 0.01 | 0
2035 | MISO_MO-IL_2_MISO_W | MISO_MO-IL | MISO_W | Internal | Summer | B9 | 800 | 960 | 0 | 47.81 | 47.8 | 0.01 | 0
2035 | MISO_MO-IL_2_MISO_W | MISO_MO-IL | MISO_W | Internal | Summer | B10 | 1262 | 960 | 0 | 44.71 | 44.7 | 0.01 | 0
2035 | MISO_MO-IL_2_MISO_W | MISO_MO-IL | MISO_W | Internal | Winter | B16 | 25 | 960 | 0 | 73.98 | 72.99 | 0.01 | 0
2035 | MISO_MO-IL_2_MISO_W | MISO_MO-IL | MISO_W | Internal | Winter | B17 | 100 | 960 | 0 | 61.6 | 60.68 | 0.01 | 0
2035 | MISO_MO-IL_2_MISO_W | MISO_MO-IL | MISO_W | Internal | Winter | B18 | 400 | 960 | 0 | 58.42 | 58.4 | 0.01 | 0
2035 | MISO_MO-IL_2_MISO_W | MISO_MO-IL | MISO_W | Internal | Winter | B19 | 700 | 960 | 140.4 | 54.25 | 54.27 | 0.01 | 0
2035 | MISO_MO-IL_2_MISO_W | MISO_MO-IL | MISO_W | Internal | Winter | B20 | 935 | 960 | 0 | 48.33 | 48.32 | 0.01 | 0
2035 | MISO_MO-IL_2_PJM_ROR | MISO_MO-IL | PJM_ROR | Internal | Shoulder | B11 | 25 | 1212 | 0 | 72.37 | 70.24 | 2 | 0
2035 | MISO_MO-IL_2_PJM_ROR | MISO_MO-IL | PJM_ROR | Internal | Shoulder | B12 | 200 | 1212 | 0 | 59.38 | 58.91 | 2 | 0
2035 | MISO_MO-IL_2_PJM_ROR | MISO_MO-IL | PJM_ROR | Internal | Shoulder | B13 | 600 | 1212 | 0 | 55.56 | 54.09 | 2 | 0
2035 | MISO_MO-IL_2_PJM_ROR | MISO_MO-IL | PJM_ROR | Internal | Shoulder | B14 | 900 | 1212 | 0 | 53.47 | 51.52 | 2 | 0
2035 | MISO_MO-IL_2_PJM_ROR | MISO_MO-IL | PJM_ROR | Internal | Shoulder | B15 | 1203 | 1212 | 0 | 49.87 | 47.89 | 2 | 0
2035 | MISO_MO-IL_2_PJM_ROR | MISO_MO-IL | PJM_ROR | Internal | Summer | B1 | 10 | 1212 | 1212 | 90.95 | 92.97 | 2 | 0.01
2035 | MISO_MO-IL_2_PJM_ROR | MISO_MO-IL | PJM_ROR | Internal | Summer | B2 | 25 | 1212 | 0 | 86.88 | 88.73 | 2 | 0
2035 | MISO_MO-IL_2_PJM_ROR | MISO_MO-IL | PJM_ROR | Internal | Summer | B3 | 75 | 1212 | 0 | 84.49 | 82.99 | 2 | 0
2035 | MISO_MO-IL_2_PJM_ROR | MISO_MO-IL | PJM_ROR | Internal | Summer | B4 | 100 | 1212 | 0 | 81.29 | 79.29 | 2 | 0
2035 | MISO_MO-IL_2_PJM_ROR | MISO_MO-IL | PJM_ROR | Internal | Summer | B5 | 200 | 1212 | 0 | 77.89 | 75.86 | 2 | 0
2035 | MISO_MO-IL_2_PJM_ROR | MISO_MO-IL | PJM_ROR | Internal | Summer | B6 | 300 | 1212 | 0 | 65.29 | 63.28 | 2 | 0
2035 | MISO_MO-IL_2_PJM_ROR | MISO_MO-IL | PJM_ROR | Internal | Summer | B7 | 400 | 1212 | 0 | 54.04 | 52.07 | 2 | 0
2035 | MISO_MO-IL_2_PJM_ROR | MISO_MO-IL | PJM_ROR | Internal | Summer | B8 | 500 | 1212 | 0 | 51.1 | 49.54 | 2 | 0
2035 | MISO_MO-IL_2_PJM_ROR | MISO_MO-IL | PJM_ROR | Internal | Summer | B9 | 800 | 1212 | 0 | 47.81 | 46.37 | 2 | 0
2035 | MISO_MO-IL_2_PJM_ROR | MISO_MO-IL | PJM_ROR | Internal | Summer | B10 | 1262 | 1212 | 0 | 44.71 | 42.73 | 2 | 0
2035 | MISO_MO-IL_2_PJM_ROR | MISO_MO-IL | PJM_ROR | Internal | Winter | B16 | 25 | 1212 | 1212 | 73.98 | 76.58 | 2 | 0.6
2035 | MISO_MO-IL_2_PJM_ROR | MISO_MO-IL | PJM_ROR | Internal | Winter | B17 | 100 | 1212 | 1212 | 61.6 | 64.2 | 2 | 0.6
2035 | MISO_MO-IL_2_PJM_ROR | MISO_MO-IL | PJM_ROR | Internal | Winter | B18 | 400 | 1212 | 0 | 58.42 | 58.42 | 2 | 0
2035 | MISO_MO-IL_2_PJM_ROR | MISO_MO-IL | PJM_ROR | Internal | Winter | B19 | 700 | 1212 | 0 | 54.25 | 55.58 | 2 | 0
2035 | MISO_MO-IL_2_PJM_ROR | MISO_MO-IL | PJM_ROR | Internal | Winter | B20 | 935 | 1212 | 1212 | 48.33 | 50.35 | 2 | 0.02
2035 | MISO_MO-IL_2_TVA_Transmission | MISO_MO-IL | TVA_Transmission | Internal | Shoulder | B11 | 25 | 4000 | 0 | 72.37 | 75.87 | 8 | 0
2035 | MISO_MO-IL_2_TVA_Transmission | MISO_MO-IL | TVA_Transmission | Internal | Shoulder | B12 | 200 | 4000 | 0 | 59.38 | 61.76 | 8 | 0
2035 | MISO_MO-IL_2_TVA_Transmission | MISO_MO-IL | TVA_Transmission | Internal | Shoulder | B13 | 600 | 4000 | 0 | 55.56 | 57.88 | 8 | 0
2035 | MISO_MO-IL_2_TVA_Transmission | MISO_MO-IL | TVA_Transmission | Internal | Shoulder | B14 | 900 | 4000 | 0 | 53.47 | 56.64 | 8 | 0
2035 | MISO_MO-IL_2_TVA_Transmission | MISO_MO-IL | TVA_Transmission | Internal | Shoulder | B15 | 1203 | 4000 | 0 | 49.87 | 53.89 | 8 | 0
2035 | MISO_MO-IL_2_TVA_Transmission | MISO_MO-IL | TVA_Transmission | Internal | Summer | B1 | 10 | 4000 | 0 | 90.95 | 97.62 | 8 | 0
2035 | MISO_MO-IL_2_TVA_Transmission | MISO_MO-IL | TVA_Transmission | Internal | Summer | B2 | 25 | 4000 | 275.22 | 86.88 | 94.88 | 8 | 0
2035 | MISO_MO-IL_2_TVA_Transmission | MISO_MO-IL | TVA_Transmission | Internal | Summer | B3 | 75 | 4000 | 0 | 84.49 | 88.99 | 8 | 0
2035 | MISO_MO-IL_2_TVA_Transmission | MISO_MO-IL | TVA_Transmission | Internal | Summer | B4 | 100 | 4000 | 0 | 81.29 | 85.29 | 8 | 0
2035 | MISO_MO-IL_2_TVA_Transmission | MISO_MO-IL | TVA_Transmission | Internal | Summer | B5 | 200 | 4000 | 0 | 77.89 | 81.86 | 8 | 0
2035 | MISO_MO-IL_2_TVA_Transmission | MISO_MO-IL | TVA_Transmission | Internal | Summer | B6 | 300 | 4000 | 0 | 65.29 | 68.73 | 8 | 0
2035 | MISO_MO-IL_2_TVA_Transmission | MISO_MO-IL | TVA_Transmission | Internal | Summer | B7 | 400 | 4000 | 0 | 54.04 | 57.36 | 8 | 0
2035 | MISO_MO-IL_2_TVA_Transmission | MISO_MO-IL | TVA_Transmission | Internal | Summer | B8 | 500 | 4000 | 0 | 51.1 | 54.98 | 8 | 0
2035 | MISO_MO-IL_2_TVA_Transmission | MISO_MO-IL | TVA_Transmission | Internal | Summer | B9 | 800 | 4000 | 0 | 47.81 | 52.37 | 8 | 0
2035 | MISO_MO-IL_2_TVA_Transmission | MISO_MO-IL | TVA_Transmission | Internal | Summer | B10 | 1262 | 4000 | 0 | 44.71 | 45.4 | 8 | 0
2035 | MISO_MO-IL_2_TVA_Transmission | MISO_MO-IL | TVA_Transmission | Internal | Winter | B16 | 25 | 4000 | 0 | 73.98 | 78.95 | 8 | 0
2035 | MISO_MO-IL_2_TVA_Transmission | MISO_MO-IL | TVA_Transmission | Internal | Winter | B17 | 100 | 4000 | 0 | 61.6 | 65.34 | 8 | 0
2035 | MISO_MO-IL_2_TVA_Transmission | MISO_MO-IL | TVA_Transmission | Internal | Winter | B18 | 400 | 4000 | 0 | 58.42 | 60.22 | 8 | 0
2035 | MISO_MO-IL_2_TVA_Transmission | MISO_MO-IL | TVA_Transmission | Internal | Winter | B19 | 700 | 4000 | 0 | 54.25 | 56.01 | 8 | 0
2035 | MISO_MO-IL_2_TVA_Transmission | MISO_MO-IL | TVA_Transmission | Internal | Winter | B20 | 935 | 4000 | 0 | 48.33 | 54.2 | 8 | 0
2035 | MISO_W_2_MAPP_CA | MISO_W | MAPP_CA | Internal | Shoulder | B11 | 25 | 700 | 0 | 72.24 | 70.81 | 0.01 | 0
2035 | MISO_W_2_MAPP_CA | MISO_W | MAPP_CA | Internal | Shoulder | B12 | 200 | 700 | 0 | 59.37 | 58.44 | 0.01 | 0
2035 | MISO_W_2_MAPP_CA | MISO_W | MAPP_CA | Internal | Shoulder | B13 | 600 | 700 | 0 | 55.55 | 55.53 | 0.01 | 0
2035 | MISO_W_2_MAPP_CA | MISO_W | MAPP_CA | Internal | Shoulder | B14 | 900 | 700 | 0 | 53.46 | 53.44 | 0.01 | 0
2035 | MISO_W_2_MAPP_CA | MISO_W | MAPP_CA | Internal | Shoulder | B15 | 1203 | 700 | 2659.61 | 49.86 | 51.72 | 0.01 | 1.85
2035 | MISO_W_2_MAPP_CA | MISO_W | MAPP_CA | Internal | Summer | B1 | 10 | 700 | 0 | 90.75 | 86.98 | 0.01 | 0
2035 | MISO_W_2_MAPP_CA | MISO_W | MAPP_CA | Internal | Summer | B2 | 25 | 700 | 0 | 86.86 | 86.85 | 0.01 | 0
2035 | MISO_W_2_MAPP_CA | MISO_W | MAPP_CA | Internal | Summer | B3 | 75 | 700 | 0 | 84.48 | 84.47 | 0.01 | 0
2035 | MISO_W_2_MAPP_CA | MISO_W | MAPP_CA | Internal | Summer | B4 | 100 | 700 | 0 | 81.28 | 80.35 | 0.01 | 0
2035 | MISO_W_2_MAPP_CA | MISO_W | MAPP_CA | Internal | Summer | B5 | 200 | 700 | 0 | 77.88 | 76.95 | 0.01 | 0
2035 | MISO_W_2_MAPP_CA | MISO_W | MAPP_CA | Internal | Summer | B6 | 300 | 700 | 0 | 65.28 | 64.35 | 0.01 | 0
2035 | MISO_W_2_MAPP_CA | MISO_W | MAPP_CA | Internal | Summer | B7 | 400 | 700 | 0 | 54.03 | 54.02 | 0.01 | 0
2035 | MISO_W_2_MAPP_CA | MISO_W | MAPP_CA | Internal | Summer | B8 | 500 | 700 | 0 | 51.09 | 51.08 | 0.01 | 0
2035 | MISO_W_2_MAPP_CA | MISO_W | MAPP_CA | Internal | Summer | B9 | 800 | 700 | 0 | 47.8 | 47.79 | 0.01 | 0
2035 | MISO_W_2_MAPP_CA | MISO_W | MAPP_CA | Internal | Summer | B10 | 1262 | 700 | 2441.67 | 44.7 | 46.56 | 0.01 | 1.85
2035 | MISO_W_2_MAPP_CA | MISO_W | MAPP_CA | Internal | Winter | B16 | 25 | 700 | 0 | 72.99 | 72.98 | 0.01 | 0
2035 | MISO_W_2_MAPP_CA | MISO_W | MAPP_CA | Internal | Winter | B17 | 100 | 700 | 0 | 60.68 | 60.67 | 0.01 | 0
2035 | MISO_W_2_MAPP_CA | MISO_W | MAPP_CA | Internal | Winter | B18 | 400 | 700 | 290.65 | 58.4 | 58.42 | 0.01 | 0
2035 | MISO_W_2_MAPP_CA | MISO_W | MAPP_CA | Internal | Winter | B19 | 700 | 700 | 184.33 | 54.27 | 54.28 | 0.01 | 0
2035 | MISO_W_2_MAPP_CA | MISO_W | MAPP_CA | Internal | Winter | B20 | 935 | 700 | 2600.5 | 48.32 | 50.18 | 0.01 | 1.85
2035 | MISO_W_2_MISO_MO-IL | MISO_W | MISO_MO-IL | Internal | Shoulder | B11 | 25 | 3800 | 3800 | 72.24 | 72.37 | 0.01 | 0.12
2035 | MISO_W_2_MISO_MO-IL | MISO_W | MISO_MO-IL | Internal | Shoulder | B12 | 200 | 3800 | 2915.4 | 59.37 | 59.38 | 0.01 | 0
2035 | MISO_W_2_MISO_MO-IL | MISO_W | MISO_MO-IL | Internal | Shoulder | B13 | 600 | 3800 | 2028.5 | 55.55 | 55.56 | 0.01 | 0
2035 | MISO_W_2_MISO_MO-IL | MISO_W | MISO_MO-IL | Internal | Shoulder | B14 | 900 | 3800 | 1297.44 | 53.46 | 53.47 | 0.01 | 0
2035 | MISO_W_2_MISO_MO-IL | MISO_W | MISO_MO-IL | Internal | Shoulder | B15 | 1203 | 3800 | 0 | 49.86 | 49.87 | 0.01 | 0
2035 | MISO_W_2_MISO_MO-IL | MISO_W | MISO_MO-IL | Internal | Summer | B1 | 10 | 3800 | 3800 | 90.75 | 90.95 | 0.01 | 0.2
2035 | MISO_W_2_MISO_MO-IL | MISO_W | MISO_MO-IL | Internal | Summer | B2 | 25 | 3800 | 1892.25 | 86.86 | 86.88 | 0.01 | 0
2035 | MISO_W_2_MISO_MO-IL | MISO_W | MISO_MO-IL | Internal | Summer | B3 | 75 | 3800 | 2360.47 | 84.48 | 84.49 | 0.01 | 0
2035 | MISO_W_2_MISO_MO-IL | MISO_W | MISO_MO-IL | Internal | Summer | B4 | 100 | 3800 | 3503.3 | 81.28 | 81.29 | 0.01 | 0
2035 | MISO_W_2_MISO_MO-IL | MISO_W | MISO_MO-IL | Internal | Summer | B5 | 200 | 3800 | 2472.07 | 77.88 | 77.89 | 0.01 | 0
2035 | MISO_W_2_MISO_MO-IL | MISO_W | MISO_MO-IL | Internal | Summer | B6 | 300 | 3800 | 377.74 | 65.28 | 65.29 | 0.01 | 0
2035 | MISO_W_2_MISO_MO-IL | MISO_W | MISO_MO-IL | Internal | Summer | B7 | 400 | 3800 | 1992.09 | 54.03 | 54.04 | 0.01 | 0
2035 | MISO_W_2_MISO_MO-IL | MISO_W | MISO_MO-IL | Internal | Summer | B8 | 500 | 3800 | 1755.76 | 51.09 | 51.1 | 0.01 | 0
2035 | MISO_W_2_MISO_MO-IL | MISO_W | MISO_MO-IL | Internal | Summer | B9 | 800 | 3800 | 874 | 47.8 | 47.81 | 0.01 | 0
2035 | MISO_W_2_MISO_MO-IL | MISO_W | MISO_MO-IL | Internal | Summer | B10 | 1262 | 3800 | 827.2 | 44.7 | 44.71 | 0.01 | 0
2035 | MISO_W_2_MISO_MO-IL | MISO_W | MISO_MO-IL | Internal | Winter | B16 | 25 | 3800 | 3800 | 72.99 | 73.98 | 0.01 | 0.98
2035 | MISO_W_2_MISO_MO-IL | MISO_W | MISO_MO-IL | Internal | Winter | B17 | 100 | 3800 | 3800 | 60.68 | 61.6 | 0.01 | 0.9
2035 | MISO_W_2_MISO_MO-IL | MISO_W | MISO_MO-IL | Internal | Winter | B18 | 400 | 3800 | 97.39 | 58.4 | 58.42 | 0.01 | 0
2035 | MISO_W_2_MISO_MO-IL | MISO_W | MISO_MO-IL | Internal | Winter | B19 | 700 | 3800 | 0 | 54.27 | 54.25 | 0.01 | 0
2035 | MISO_W_2_MISO_MO-IL | MISO_W | MISO_MO-IL | Internal | Winter | B20 | 935 | 3800 | 379.8 | 48.32 | 48.33 | 0.01 | 0
2035 | MISO_W_2_MISO_WUMS | MISO_W | MISO_WUMS | Internal | Shoulder | B11 | 25 | 1629 | 0 | 72.24 | 72.23 | 0.01 | 0
2035 | MISO_W_2_MISO_WUMS | MISO_W | MISO_WUMS | Internal | Shoulder | B12 | 200 | 1629 | 1629 | 59.37 | 59.66 | 0.01 | 0.27
2035 | MISO_W_2_MISO_WUMS | MISO_W | MISO_WUMS | Internal | Shoulder | B13 | 600 | 1629 | 474.42 | 55.55 | 55.56 | 0.01 | 0
2035 | MISO_W_2_MISO_WUMS | MISO_W | MISO_WUMS | Internal | Shoulder | B14 | 900 | 1629 | 0 | 53.46 | 53.44 | 0.01 | 0
2035 | MISO_W_2_MISO_WUMS | MISO_W | MISO_WUMS | Internal | Shoulder | B15 | 1203 | 1629 | 380.27 | 49.86 | 49.87 | 0.01 | 0
2035 | MISO_W_2_MISO_WUMS | MISO_W | MISO_WUMS | Internal | Summer | B1 | 10 | 1629 | 0 | 90.75 | 90.31 | 0.01 | 0
2035 | MISO_W_2_MISO_WUMS | MISO_W | MISO_WUMS | Internal | Summer | B2 | 25 | 1629 | 0 | 86.86 | 86.42 | 0.01 | 0
2035 | MISO_W_2_MISO_WUMS | MISO_W | MISO_WUMS | Internal | Summer | B3 | 75 | 1629 | 0 | 84.48 | 84.04 | 0.01 | 0
2035 | MISO_W_2_MISO_WUMS | MISO_W | MISO_WUMS | Internal | Summer | B4 | 100 | 1629 | 0 | 81.28 | 80.84 | 0.01 | 0
2035 | MISO_W_2_MISO_WUMS | MISO_W | MISO_WUMS | Internal | Summer | B5 | 200 | 1629 | 0 | 77.88 | 77.86 | 0.01 | 0
2035 | MISO_W_2_MISO_WUMS | MISO_W | MISO_WUMS | Internal | Summer | B6 | 300 | 1629 | 0 | 65.28 | 65.28 | 0.01 | 0
2035 | MISO_W_2_MISO_WUMS | MISO_W | MISO_WUMS | Internal | Summer | B7 | 400 | 1629 | 0 | 54.03 | 54.02 | 0.01 | 0
2035 | MISO_W_2_MISO_WUMS | MISO_W | MISO_WUMS | Internal | Summer | B8 | 500 | 1629 | 0 | 51.09 | 51.08 | 0.01 | 0
2035 | MISO_W_2_MISO_WUMS | MISO_W | MISO_WUMS | Internal | Summer | B9 | 800 | 1629 | 1629 | 47.8 | 48.06 | 0.01 | 0.25
2035 | MISO_W_2_MISO_WUMS | MISO_W | MISO_WUMS | Internal | Summer | B10 | 1262 | 1629 | 1629 | 44.7 | 44.73 | 0.01 | 0.02
2035 | MISO_W_2_MISO_WUMS | MISO_W | MISO_WUMS | Internal | Winter | B16 | 25 | 1629 | 1629 | 72.99 | 74.58 | 0.01 | 1.57
2035 | MISO_W_2_MISO_WUMS | MISO_W | MISO_WUMS | Internal | Winter | B17 | 100 | 1629 | 1629 | 60.68 | 62.2 | 0.01 | 1.5
2035 | MISO_W_2_MISO_WUMS | MISO_W | MISO_WUMS | Internal | Winter | B18 | 400 | 1629 | 771.94 | 58.4 | 58.42 | 0.01 | 0
2035 | MISO_W_2_MISO_WUMS | MISO_W | MISO_WUMS | Internal | Winter | B19 | 700 | 1629 | 1629 | 54.27 | 54.79 | 0.01 | 0.51
2035 | MISO_W_2_MISO_WUMS | MISO_W | MISO_WUMS | Internal | Winter | B20 | 935 | 1629 | 1629 | 48.32 | 48.71 | 0.01 | 0.39
2035 | MISO_W_2_PJM_ROR | MISO_W | PJM_ROR | Internal | Shoulder | B11 | 25 | 773 | 0 | 72.24 | 70.24 | 2 | 0
2035 | MISO_W_2_PJM_ROR | MISO_W | PJM_ROR | Internal | Shoulder | B12 | 200 | 773 | 0 | 59.37 | 58.91 | 2 | 0
2035 | MISO_W_2_PJM_ROR | MISO_W | PJM_ROR | Internal | Shoulder | B13 | 600 | 773 | 0 | 55.55 | 54.09 | 2 | 0
2035 | MISO_W_2_PJM_ROR | MISO_W | PJM_ROR | Internal | Shoulder | B14 | 900 | 773 | 0 | 53.46 | 51.52 | 2 | 0
2035 | MISO_W_2_PJM_ROR | MISO_W | PJM_ROR | Internal | Shoulder | B15 | 1203 | 773 | 0 | 49.86 | 47.89 | 2 | 0
2035 | MISO_W_2_PJM_ROR | MISO_W | PJM_ROR | Internal | Summer | B1 | 10 | 773 | 773 | 90.75 | 92.97 | 2 | 0.22
2035 | MISO_W_2_PJM_ROR | MISO_W | PJM_ROR | Internal | Summer | B2 | 25 | 773 | 0 | 86.86 | 88.73 | 2 | 0
2035 | MISO_W_2_PJM_ROR | MISO_W | PJM_ROR | Internal | Summer | B3 | 75 | 773 | 0 | 84.48 | 82.99 | 2 | 0
2035 | MISO_W_2_PJM_ROR | MISO_W | PJM_ROR | Internal | Summer | B4 | 100 | 773 | 0 | 81.28 | 79.29 | 2 | 0
2035 | MISO_W_2_PJM_ROR | MISO_W | PJM_ROR | Internal | Summer | B5 | 200 | 773 | 0 | 77.88 | 75.86 | 2 | 0
2035 | MISO_W_2_PJM_ROR | MISO_W | PJM_ROR | Internal | Summer | B6 | 300 | 773 | 0 | 65.28 | 63.28 | 2 | 0
2035 | MISO_W_2_PJM_ROR | MISO_W | PJM_ROR | Internal | Summer | B7 | 400 | 773 | 0 | 54.03 | 52.07 | 2 | 0
2035 | MISO_W_2_PJM_ROR | MISO_W | PJM_ROR | Internal | Summer | B8 | 500 | 773 | 0 | 51.09 | 49.54 | 2 | 0
2035 | MISO_W_2_PJM_ROR | MISO_W | PJM_ROR | Internal | Summer | B9 | 800 | 773 | 0 | 47.8 | 46.37 | 2 | 0
2035 | MISO_W_2_PJM_ROR | MISO_W | PJM_ROR | Internal | Summer | B10 | 1262 | 773 | 0 | 44.7 | 42.73 | 2 | 0
2035 | MISO_W_2_PJM_ROR | MISO_W | PJM_ROR | Internal | Winter | B16 | 25 | 773 | 773 | 72.99 | 76.58 | 2 | 1.59
2035 | MISO_W_2_PJM_ROR | MISO_W | PJM_ROR | Internal | Winter | B17 | 100 | 773 | 773 | 60.68 | 64.2 | 2 | 1.51
2035 | MISO_W_2_PJM_ROR | MISO_W | PJM_ROR | Internal | Winter | B18 | 400 | 773 | 0 | 58.4 | 58.42 | 2 | 0
2035 | MISO_W_2_PJM_ROR | MISO_W | PJM_ROR | Internal | Winter | B19 | 700 | 773 | 0 | 54.27 | 55.58 | 2 | 0
2035 | MISO_W_2_PJM_ROR | MISO_W | PJM_ROR | Internal | Winter | B20 | 935 | 773 | 773 | 48.32 | 50.35 | 2 | 0.04
2035 | MISO_W_2_SPP_N | MISO_W | SPP_N | Internal | Shoulder | B11 | 25 | 3200 | 322.51 | 72.24 | 79.24 | 7 | 0
2035 | MISO_W_2_SPP_N | MISO_W | SPP_N | Internal | Shoulder | B12 | 200 | 3200 | 0 | 59.37 | 55.69 | 7 | 0
2035 | MISO_W_2_SPP_N | MISO_W | SPP_N | Internal | Shoulder | B13 | 600 | 3200 | 0 | 55.55 | 55.56 | 7 | 0
2035 | MISO_W_2_SPP_N | MISO_W | SPP_N | Internal | Shoulder | B14 | 900 | 3200 | 0 | 53.46 | 53.11 | 7 | 0
2035 | MISO_W_2_SPP_N | MISO_W | SPP_N | Internal | Shoulder | B15 | 1203 | 3200 | 0 | 49.86 | 49.51 | 7 | 0
2035 | MISO_W_2_SPP_N | MISO_W | SPP_N | Internal | Summer | B1 | 10 | 3200 | 0 | 90.75 | 85.95 | 7 | 0
2035 | MISO_W_2_SPP_N | MISO_W | SPP_N | Internal | Summer | B2 | 25 | 3200 | 0 | 86.86 | 86.96 | 7 | 0
2035 | MISO_W_2_SPP_N | MISO_W | SPP_N | Internal | Summer | B3 | 75 | 3200 | 0 | 84.48 | 87.87 | 7 | 0
2035 | MISO_W_2_SPP_N | MISO_W | SPP_N | Internal | Summer | B4 | 100 | 3200 | 0 | 81.28 | 81.29 | 7 | 0
2035 | MISO_W_2_SPP_N | MISO_W | SPP_N | Internal | Summer | B5 | 200 | 3200 | 0 | 77.88 | 77.89 | 7 | 0
2035 | MISO_W_2_SPP_N | MISO_W | SPP_N | Internal | Summer | B6 | 300 | 3200 | 1639.93 | 65.28 | 72.28 | 7 | 0
2035 | MISO_W_2_SPP_N | MISO_W | SPP_N | Internal | Summer | B7 | 400 | 3200 | 0 | 54.03 | 57.11 | 7 | 0
2035 | MISO_W_2_SPP_N | MISO_W | SPP_N | Internal | Summer | B8 | 500 | 3200 | 0 | 51.09 | 53.84 | 7 | 0
2035 | MISO_W_2_SPP_N | MISO_W | SPP_N | Internal | Summer | B9 | 800 | 3200 | 0 | 47.8 | 52.47 | 7 | 0
2035 | MISO_W_2_SPP_N | MISO_W | SPP_N | Internal | Summer | B10 | 1262 | 3200 | 0 | 44.7 | 47.74 | 7 | 0
2035 | MISO_W_2_SPP_N | MISO_W | SPP_N | Internal | Winter | B16 | 25 | 3200 | 0 | 72.99 | 68.98 | 7 | 0
2035 | MISO_W_2_SPP_N | MISO_W | SPP_N | Internal | Winter | B17 | 100 | 3200 | 0 | 60.68 | 59.33 | 7 | 0
2035 | MISO_W_2_SPP_N | MISO_W | SPP_N | Internal | Winter | B18 | 400 | 3200 | 0 | 58.4 | 59.33 | 7 | 0
2035 | MISO_W_2_SPP_N | MISO_W | SPP_N | Internal | Winter | B19 | 700 | 3200 | 0 | 54.27 | 55.13 | 7 | 0
2035 | MISO_W_2_SPP_N | MISO_W | SPP_N | Internal | Winter | B20 | 935 | 3200 | 0 | 48.32 | 46.52 | 7 | 0
2035 | MISO_WUMS_2_MISO_MI | MISO_WUMS | MISO_MI | Internal | Shoulder | B11 | 25 | 99 | 0 | 72.23 | 71.86 | 0.01 | 0
2035 | MISO_WUMS_2_MISO_MI | MISO_WUMS | MISO_MI | Internal | Shoulder | B12 | 200 | 99 | 1388.19 | 59.66 | 59.97 | 0.01 | 0.3
2035 | MISO_WUMS_2_MISO_MI | MISO_WUMS | MISO_MI | Internal | Shoulder | B13 | 600 | 99 | 342.78 | 55.56 | 55.87 | 0.01 | 0.3
2035 | MISO_WUMS_2_MISO_MI | MISO_WUMS | MISO_MI | Internal | Shoulder | B14 | 900 | 99 | 99 | 53.44 | 53.52 | 0.01 | 0.07
2035 | MISO_WUMS_2_MISO_MI | MISO_WUMS | MISO_MI | Internal | Shoulder | B15 | 1203 | 99 | 99 | 49.87 | 49.89 | 0.01 | 0.01
2035 | MISO_WUMS_2_MISO_MI | MISO_WUMS | MISO_MI | Internal | Summer | B1 | 10 | 99 | 4846.64 | 90.31 | 90.62 | 0.01 | 0.3
2035 | MISO_WUMS_2_MISO_MI | MISO_WUMS | MISO_MI | Internal | Summer | B2 | 25 | 99 | 3129.71 | 86.42 | 86.73 | 0.01 | 0.3
2035 | MISO_WUMS_2_MISO_MI | MISO_WUMS | MISO_MI | Internal | Summer | B3 | 75 | 99 | 2234.58 | 84.04 | 84.35 | 0.01 | 0.3
2035 | MISO_WUMS_2_MISO_MI | MISO_WUMS | MISO_MI | Internal | Summer | B4 | 100 | 99 | 3130.97 | 80.84 | 81.15 | 0.01 | 0.3
2035 | MISO_WUMS_2_MISO_MI | MISO_WUMS | MISO_MI | Internal | Summer | B5 | 200 | 99 | 41.74 | 77.86 | 77.88 | 0.01 | 0
2035 | MISO_WUMS_2_MISO_MI | MISO_WUMS | MISO_MI | Internal | Summer | B6 | 300 | 99 | 0 | 65.28 | 65.28 | 0.01 | 0
2035 | MISO_WUMS_2_MISO_MI | MISO_WUMS | MISO_MI | Internal | Summer | B7 | 400 | 99 | 99 | 54.02 | 54.07 | 0.01 | 0.04
2035 | MISO_WUMS_2_MISO_MI | MISO_WUMS | MISO_MI | Internal | Summer | B8 | 500 | 99 | 99 | 51.08 | 51.13 | 0.01 | 0.04
2035 | MISO_WUMS_2_MISO_MI | MISO_WUMS | MISO_MI | Internal | Summer | B9 | 800 | 99 | 638.18 | 48.06 | 48.37 | 0.01 | 0.3
2035 | MISO_WUMS_2_MISO_MI | MISO_WUMS | MISO_MI | Internal | Summer | B10 | 1262 | 99 | 0 | 44.73 | 44.73 | 0.01 | 0
2035 | MISO_WUMS_2_MISO_MI | MISO_WUMS | MISO_MI | Internal | Winter | B16 | 25 | 99 | 0 | 74.58 | 74.57 | 0.01 | 0
2035 | MISO_WUMS_2_MISO_MI | MISO_WUMS | MISO_MI | Internal | Winter | B17 | 100 | 99 | 18.62 | 62.2 | 62.21 | 0.01 | 0
2035 | MISO_WUMS_2_MISO_MI | MISO_WUMS | MISO_MI | Internal | Winter | B18 | 400 | 99 | 99 | 58.42 | 58.44 | 0.01 | 0.01
2035 | MISO_WUMS_2_MISO_MI | MISO_WUMS | MISO_MI | Internal | Winter | B19 | 700 | 99 | 0 | 54.79 | 54.42 | 0.01 | 0
2035 | MISO_WUMS_2_MISO_MI | MISO_WUMS | MISO_MI | Internal | Winter | B20 | 935 | 99 | 0 | 48.71 | 48.35 | 0.01 | 0
2035 | MISO_WUMS_2_MISO_W | MISO_WUMS | MISO_W | Internal | Shoulder | B11 | 25 | 1137 | 549.76 | 72.23 | 72.24 | 0.01 | 0
2035 | MISO_WUMS_2_MISO_W | MISO_WUMS | MISO_W | Internal | Shoulder | B12 | 200 | 1137 | 0 | 59.66 | 59.37 | 0.01 | 0
2035 | MISO_WUMS_2_MISO_W | MISO_WUMS | MISO_W | Internal | Shoulder | B13 | 600 | 1137 | 0 | 55.56 | 55.55 | 0.01 | 0
2035 | MISO_WUMS_2_MISO_W | MISO_WUMS | MISO_W | Internal | Shoulder | B14 | 900 | 1137 | 380.62 | 53.44 | 53.46 | 0.01 | 0
2035 | MISO_WUMS_2_MISO_W | MISO_WUMS | MISO_W | Internal | Shoulder | B15 | 1203 | 1137 | 0 | 49.87 | 49.86 | 0.01 | 0
2035 | MISO_WUMS_2_MISO_W | MISO_WUMS | MISO_W | Internal | Summer | B1 | 10 | 1137 | 2800.23 | 90.31 | 90.75 | 0.01 | 0.43
2035 | MISO_WUMS_2_MISO_W | MISO_WUMS | MISO_W | Internal | Summer | B2 | 25 | 1137 | 2366.58 | 86.42 | 86.86 | 0.01 | 0.43
2035 | MISO_WUMS_2_MISO_W | MISO_WUMS | MISO_W | Internal | Summer | B3 | 75 | 1137 | 5594.08 | 84.04 | 84.48 | 0.01 | 0.43
2035 | MISO_WUMS_2_MISO_W | MISO_WUMS | MISO_W | Internal | Summer | B4 | 100 | 1137 | 4337.25 | 80.84 | 81.28 | 0.01 | 0.43
2035 | MISO_WUMS_2_MISO_W | MISO_WUMS | MISO_W | Internal | Summer | B5 | 200 | 1137 | 688.52 | 77.86 | 77.88 | 0.01 | 0
2035 | MISO_WUMS_2_MISO_W | MISO_WUMS | MISO_W | Internal | Summer | B6 | 300 | 1137 | 0 | 65.28 | 65.28 | 0.01 | 0
2035 | MISO_WUMS_2_MISO_W | MISO_WUMS | MISO_W | Internal | Summer | B7 | 400 | 1137 | 454.03 | 54.02 | 54.03 | 0.01 | 0
2035 | MISO_WUMS_2_MISO_W | MISO_WUMS | MISO_W | Internal | Summer | B8 | 500 | 1137 | 763.42 | 51.08 | 51.09 | 0.01 | 0
2035 | MISO_WUMS_2_MISO_W | MISO_WUMS | MISO_W | Internal | Summer | B9 | 800 | 1137 | 0 | 48.06 | 47.8 | 0.01 | 0
2035 | MISO_WUMS_2_MISO_W | MISO_WUMS | MISO_W | Internal | Summer | B10 | 1262 | 1137 | 0 | 44.73 | 44.7 | 0.01 | 0
2035 | MISO_WUMS_2_MISO_W | MISO_WUMS | MISO_W | Internal | Winter | B16 | 25 | 1137 | 0 | 74.58 | 72.99 | 0.01 | 0
2035 | MISO_WUMS_2_MISO_W | MISO_WUMS | MISO_W | Internal | Winter | B17 | 100 | 1137 | 0 | 62.2 | 60.68 | 0.01 | 0
2035 | MISO_WUMS_2_MISO_W | MISO_WUMS | MISO_W | Internal | Winter | B18 | 400 | 1137 | 0 | 58.42 | 58.4 | 0.01 | 0
2035 | MISO_WUMS_2_MISO_W | MISO_WUMS | MISO_W | Internal | Winter | B19 | 700 | 1137 | 0 | 54.79 | 54.27 | 0.01 | 0
2035 | MISO_WUMS_2_MISO_W | MISO_WUMS | MISO_W | Internal | Winter | B20 | 935 | 1137 | 0 | 48.71 | 48.32 | 0.01 | 0
2035 | MISO_WUMS_2_PJM_ROR | MISO_WUMS | PJM_ROR | Internal | Shoulder | B11 | 25 | 1600 | 0 | 72.23 | 70.24 | 2 | 0
2035 | MISO_WUMS_2_PJM_ROR | MISO_WUMS | PJM_ROR | Internal | Shoulder | B12 | 200 | 1600 | 0 | 59.66 | 58.91 | 2 | 0
2035 | MISO_WUMS_2_PJM_ROR | MISO_WUMS | PJM_ROR | Internal | Shoulder | B13 | 600 | 1600 | 0 | 55.56 | 54.09 | 2 | 0
2035 | MISO_WUMS_2_PJM_ROR | MISO_WUMS | PJM_ROR | Internal | Shoulder | B14 | 900 | 1600 | 0 | 53.44 | 51.52 | 2 | 0
2035 | MISO_WUMS_2_PJM_ROR | MISO_WUMS | PJM_ROR | Internal | Shoulder | B15 | 1203 | 1600 | 0 | 49.87 | 47.89 | 2 | 0
2035 | MISO_WUMS_2_PJM_ROR | MISO_WUMS | PJM_ROR | Internal | Summer | B1 | 10 | 1600 | 2254.15 | 90.31 | 92.97 | 2 | 0.66
2035 | MISO_WUMS_2_PJM_ROR | MISO_WUMS | PJM_ROR | Internal | Summer | B2 | 25 | 1600 | 1600 | 86.42 | 88.73 | 2 | 0.31
2035 | MISO_WUMS_2_PJM_ROR | MISO_WUMS | PJM_ROR | Internal | Summer | B3 | 75 | 1600 | 0 | 84.04 | 82.99 | 2 | 0
2035 | MISO_WUMS_2_PJM_ROR | MISO_WUMS | PJM_ROR | Internal | Summer | B4 | 100 | 1600 | 0 | 80.84 | 79.29 | 2 | 0
2035 | MISO_WUMS_2_PJM_ROR | MISO_WUMS | PJM_ROR | Internal | Summer | B5 | 200 | 1600 | 0 | 77.86 | 75.86 | 2 | 0
2035 | MISO_WUMS_2_PJM_ROR | MISO_WUMS | PJM_ROR | Internal | Summer | B6 | 300 | 1600 | 0 | 65.28 | 63.28 | 2 | 0
2035 | MISO_WUMS_2_PJM_ROR | MISO_WUMS | PJM_ROR | Internal | Summer | B7 | 400 | 1600 | 0 | 54.02 | 52.07 | 2 | 0
2035 | MISO_WUMS_2_PJM_ROR | MISO_WUMS | PJM_ROR | Internal | Summer | B8 | 500 | 1600 | 0 | 51.08 | 49.54 | 2 | 0
2035 | MISO_WUMS_2_PJM_ROR | MISO_WUMS | PJM_ROR | Internal | Summer | B9 | 800 | 1600 | 0 | 48.06 | 46.37 | 2 | 0
2035 | MISO_WUMS_2_PJM_ROR | MISO_WUMS | PJM_ROR | Internal | Summer | B10 | 1262 | 1600 | 0 | 44.73 | 42.73 | 2 | 0
2035 | MISO_WUMS_2_PJM_ROR | MISO_WUMS | PJM_ROR | Internal | Winter | B16 | 25 | 1600 | 515.11 | 74.58 | 76.58 | 2 | 0
2035 | MISO_WUMS_2_PJM_ROR | MISO_WUMS | PJM_ROR | Internal | Winter | B17 | 100 | 1600 | 747.76 | 62.2 | 64.2 | 2 | 0
2035 | MISO_WUMS_2_PJM_ROR | MISO_WUMS | PJM_ROR | Internal | Winter | B18 | 400 | 1600 | 0 | 58.42 | 58.42 | 2 | 0
2035 | MISO_WUMS_2_PJM_ROR | MISO_WUMS | PJM_ROR | Internal | Winter | B19 | 700 | 1600 | 0 | 54.79 | 55.58 | 2 | 0
2035 | MISO_WUMS_2_PJM_ROR | MISO_WUMS | PJM_ROR | Internal | Winter | B20 | 935 | 1600 | 0 | 48.71 | 50.35 | 2 | 0
2035 | NE_2_MISO_W | NE | MISO_W | Internal | Shoulder | B11 | 25 | 1600 | 0 | 77.63 | 72.24 | 5 | 0
2035 | NE_2_MISO_W | NE | MISO_W | Internal | Shoulder | B12 | 200 | 1600 | 0 | 55.68 | 59.37 | 5 | 0
2035 | NE_2_MISO_W | NE | MISO_W | Internal | Shoulder | B13 | 600 | 1600 | 0 | 55.55 | 55.55 | 5 | 0
2035 | NE_2_MISO_W | NE | MISO_W | Internal | Shoulder | B14 | 900 | 1600 | 0 | 53.1 | 53.46 | 5 | 0
2035 | NE_2_MISO_W | NE | MISO_W | Internal | Shoulder | B15 | 1203 | 1600 | 0 | 49.5 | 49.86 | 5 | 0
2035 | NE_2_MISO_W | NE | MISO_W | Internal | Summer | B1 | 10 | 1600 | 0 | 85.97 | 90.75 | 5 | 0
2035 | NE_2_MISO_W | NE | MISO_W | Internal | Summer | B2 | 25 | 1600 | 0 | 86.95 | 86.86 | 5 | 0
2035 | NE_2_MISO_W | NE | MISO_W | Internal | Summer | B3 | 75 | 1600 | 0 | 87.85 | 84.48 | 5 | 0
2035 | NE_2_MISO_W | NE | MISO_W | Internal | Summer | B4 | 100 | 1600 | 0 | 81.28 | 81.28 | 5 | 0
2035 | NE_2_MISO_W | NE | MISO_W | Internal | Summer | B5 | 200 | 1600 | 0 | 77.88 | 77.88 | 5 | 0
2035 | NE_2_MISO_W | NE | MISO_W | Internal | Summer | B6 | 300 | 1600 | 0 | 70.67 | 65.28 | 5 | 0
2035 | NE_2_MISO_W | NE | MISO_W | Internal | Summer | B7 | 400 | 1600 | 0 | 57.1 | 54.03 | 5 | 0
2035 | NE_2_MISO_W | NE | MISO_W | Internal | Summer | B8 | 500 | 1600 | 0 | 52.23 | 51.09 | 5 | 0
2035 | NE_2_MISO_W | NE | MISO_W | Internal | Summer | B9 | 800 | 1600 | 0 | 50.86 | 47.8 | 5 | 0
2035 | NE_2_MISO_W | NE | MISO_W | Internal | Summer | B10 | 1262 | 1600 | 0 | 46.13 | 44.7 | 5 | 0
2035 | NE_2_MISO_W | NE | MISO_W | Internal | Winter | B16 | 25 | 1600 | 0 | 68.97 | 72.99 | 5 | 0
2035 | NE_2_MISO_W | NE | MISO_W | Internal | Winter | B17 | 100 | 1600 | 0 | 59.32 | 60.68 | 5 | 0
2035 | NE_2_MISO_W | NE | MISO_W | Internal | Winter | B18 | 400 | 1600 | 0 | 59.32 | 58.4 | 5 | 0
2035 | NE_2_MISO_W | NE | MISO_W | Internal | Winter | B19 | 700 | 1600 | 0 | 55.12 | 54.27 | 5 | 0
2035 | NE_2_MISO_W | NE | MISO_W | Internal | Winter | B20 | 935 | 1600 | 0 | 46.48 | 48.32 | 5 | 0
2035 | NE_2_SPP_N | NE | SPP_N | Internal | Shoulder | B11 | 25 | 1800 | 1934.46 | 77.63 | 79.24 | 0.01 | 1.59
2035 | NE_2_SPP_N | NE | SPP_N | Internal | Shoulder | B12 | 200 | 1800 | 429.28 | 55.68 | 55.69 | 0.01 | 0
2035 | NE_2_SPP_N | NE | SPP_N | Internal | Shoulder | B13 | 600 | 1800 | 1132.6 | 55.55 | 55.56 | 0.01 | 0
2035 | NE_2_SPP_N | NE | SPP_N | Internal | Shoulder | B14 | 900 | 1800 | 629.43 | 53.1 | 53.11 | 0.01 | 0
2035 | NE_2_SPP_N | NE | SPP_N | Internal | Shoulder | B15 | 1203 | 1800 | 1473.61 | 49.5 | 49.51 | 0.01 | 0
2035 | NE_2_SPP_N | NE | SPP_N | Internal | Summer | B1 | 10 | 1800 | 0 | 85.97 | 85.95 | 0.01 | 0
2035 | NE_2_SPP_N | NE | SPP_N | Internal | Summer | B2 | 25 | 1800 | 892.76 | 86.95 | 86.96 | 0.01 | 0
2035 | NE_2_SPP_N | NE | SPP_N | Internal | Summer | B3 | 75 | 1800 | 783.53 | 87.85 | 87.87 | 0.01 | 0
2035 | NE_2_SPP_N | NE | SPP_N | Internal | Summer | B4 | 100 | 1800 | 93.97 | 81.28 | 81.29 | 0.01 | 0
2035 | NE_2_SPP_N | NE | SPP_N | Internal | Summer | B5 | 200 | 1800 | 471.18 | 77.88 | 77.89 | 0.01 | 0
2035 | NE_2_SPP_N | NE | SPP_N | Internal | Summer | B6 | 300 | 1800 | 1833.02 | 70.67 | 72.28 | 0.01 | 1.59
2035 | NE_2_SPP_N | NE | SPP_N | Internal | Summer | B7 | 400 | 1800 | 1689.23 | 57.1 | 57.11 | 0.01 | 0
2035 | NE_2_SPP_N | NE | SPP_N | Internal | Summer | B8 | 500 | 1800 | 2122.72 | 52.23 | 53.84 | 0.01 | 1.59
2035 | NE_2_SPP_N | NE | SPP_N | Internal | Summer | B9 | 800 | 1800 | 1835.73 | 50.86 | 52.47 | 0.01 | 1.59
2035 | NE_2_SPP_N | NE | SPP_N | Internal | Summer | B10 | 1262 | 1800 | 2658.12 | 46.13 | 47.74 | 0.01 | 1.59
2035 | NE_2_SPP_N | NE | SPP_N | Internal | Winter | B16 | 25 | 1800 | 1238.64 | 68.97 | 68.98 | 0.01 | 0
2035 | NE_2_SPP_N | NE | SPP_N | Internal | Winter | B17 | 100 | 1800 | 903.9 | 59.32 | 59.33 | 0.01 | 0
2035 | NE_2_SPP_N | NE | SPP_N | Internal | Winter | B18 | 400 | 1800 | 1092.82 | 59.32 | 59.33 | 0.01 | 0
2035 | NE_2_SPP_N | NE | SPP_N | Internal | Winter | B19 | 700 | 1800 | 940.27 | 55.12 | 55.13 | 0.01 | 0
2035 | NE_2_SPP_N | NE | SPP_N | Internal | Winter | B20 | 935 | 1800 | 1800 | 46.48 | 46.52 | 0.01 | 0.03
2035 | NEISO_2_NYISO_A-F | NEISO | NYISO_A-F | Internal | Shoulder | B11 | 25 | 600 | 2389.2 | 58.16 | 61.68 | 3 | 0.53
2035 | NEISO_2_NYISO_A-F | NEISO | NYISO_A-F | Internal | Shoulder | B12 | 200 | 600 | 4191.35 | 46.83 | 50.35 | 3 | 0.53
2035 | NEISO_2_NYISO_A-F | NEISO | NYISO_A-F | Internal | Shoulder | B13 | 600 | 600 | 2280 | 46 | 49.53 | 3 | 0.53
2035 | NEISO_2_NYISO_A-F | NEISO | NYISO_A-F | Internal | Shoulder | B14 | 900 | 600 | 1194.55 | 46 | 49.53 | 3 | 0.53
2035 | NEISO_2_NYISO_A-F | NEISO | NYISO_A-F | Internal | Shoulder | B15 | 1203 | 600 | 600 | 46 | 49.46 | 3 | 0.46
2035 | NEISO_2_NYISO_A-F | NEISO | NYISO_A-F | Internal | Summer | B1 | 10 | 600 | 143.52 | 81.94 | 84.94 | 3 | 0
2035 | NEISO_2_NYISO_A-F | NEISO | NYISO_A-F | Internal | Summer | B2 | 25 | 600 | 579.19 | 77.71 | 80.71 | 3 | 0
2035 | NEISO_2_NYISO_A-F | NEISO | NYISO_A-F | Internal | Summer | B3 | 75 | 600 | 1921.19 | 71.17 | 74.69 | 3 | 0.53
2035 | NEISO_2_NYISO_A-F | NEISO | NYISO_A-F | Internal | Summer | B4 | 100 | 600 | 1653.62 | 67.2 | 70.72 | 3 | 0.53
2035 | NEISO_2_NYISO_A-F | NEISO | NYISO_A-F | Internal | Summer | B5 | 200 | 600 | 1230.5 | 63.78 | 67.31 | 3 | 0.53
2035 | NEISO_2_NYISO_A-F | NEISO | NYISO_A-F | Internal | Summer | B6 | 300 | 600 | 1489.1 | 51.73 | 55.26 | 3 | 0.53
2035 | NEISO_2_NYISO_A-F | NEISO | NYISO_A-F | Internal | Summer | B7 | 400 | 600 | 3205.01 | 44.64 | 48.17 | 3 | 0.53
2035 | NEISO_2_NYISO_A-F | NEISO | NYISO_A-F | Internal | Summer | B8 | 500 | 600 | 2943.63 | 42.37 | 45.9 | 3 | 0.53
2035 | NEISO_2_NYISO_A-F | NEISO | NYISO_A-F | Internal | Summer | B9 | 800 | 600 | 2447.22 | 42.37 | 45.9 | 3 | 0.53
2035 | NEISO_2_NYISO_A-F | NEISO | NYISO_A-F | Internal | Summer | B10 | 1262 | 600 | 1243.64 | 42.37 | 45.9 | 3 | 0.53
2035 | NEISO_2_NYISO_A-F | NEISO | NYISO_A-F | Internal | Winter | B16 | 25 | 600 | 1579.51 | 64.96 | 68.49 | 3 | 0.53
2035 | NEISO_2_NYISO_A-F | NEISO | NYISO_A-F | Internal | Winter | B17 | 100 | 600 | 211.31 | 57.18 | 60.18 | 3 | 0
2035 | NEISO_2_NYISO_A-F | NEISO | NYISO_A-F | Internal | Winter | B18 | 400 | 600 | 0 | 57.18 | 59.04 | 3 | 0
2035 | NEISO_2_NYISO_A-F | NEISO | NYISO_A-F | Internal | Winter | B19 | 700 | 600 | 0 | 57.18 | 59.02 | 3 | 0
2035 | NEISO_2_NYISO_A-F | NEISO | NYISO_A-F | Internal | Winter | B20 | 935 | 600 | 0 | 57.18 | 56.37 | 3 | 0
2035 | NEISO_2_NYISO_G-I | NEISO | NYISO_G-I | Internal | Shoulder | B11 | 25 | 600 | 1888.06 | 58.16 | 61.76 | 3 | 0.61
2035 | NEISO_2_NYISO_G-I | NEISO | NYISO_G-I | Internal | Shoulder | B12 | 200 | 600 | 1829.76 | 46.83 | 50.43 | 3 | 0.61
2035 | NEISO_2_NYISO_G-I | NEISO | NYISO_G-I | Internal | Shoulder | B13 | 600 | 600 | 600 | 46 | 49.54 | 3 | 0.54
2035 | NEISO_2_NYISO_G-I | NEISO | NYISO_G-I | Internal | Shoulder | B14 | 900 | 600 | 600 | 46 | 49.54 | 3 | 0.54
2035 | NEISO_2_NYISO_G-I | NEISO | NYISO_G-I | Internal | Shoulder | B15 | 1203 | 600 | 600 | 46 | 49.48 | 3 | 0.48
2035 | NEISO_2_NYISO_G-I | NEISO | NYISO_G-I | Internal | Summer | B1 | 10 | 600 | 600 | 81.94 | 84.95 | 3 | 0.01
2035 | NEISO_2_NYISO_G-I | NEISO | NYISO_G-I | Internal | Summer | B2 | 25 | 600 | 600 | 77.71 | 80.72 | 3 | 0.01
2035 | NEISO_2_NYISO_G-I | NEISO | NYISO_G-I | Internal | Summer | B3 | 75 | 600 | 1673.41 | 71.17 | 74.77 | 3 | 0.61
2035 | NEISO_2_NYISO_G-I | NEISO | NYISO_G-I | Internal | Summer | B4 | 100 | 600 | 1805.89 | 67.2 | 70.8 | 3 | 0.61
2035 | NEISO_2_NYISO_G-I | NEISO | NYISO_G-I | Internal | Summer | B5 | 200 | 600 | 1644.75 | 63.78 | 67.39 | 3 | 0.61
2035 | NEISO_2_NYISO_G-I | NEISO | NYISO_G-I | Internal | Summer | B6 | 300 | 600 | 600 | 51.73 | 55.27 | 3 | 0.54
2035 | NEISO_2_NYISO_G-I | NEISO | NYISO_G-I | Internal | Summer | B7 | 400 | 600 | 600 | 44.64 | 48.18 | 3 | 0.54
2035 | NEISO_2_NYISO_G-I | NEISO | NYISO_G-I | Internal | Summer | B8 | 500 | 600 | 600 | 42.37 | 45.91 | 3 | 0.54
2035 | NEISO_2_NYISO_G-I | NEISO | NYISO_G-I | Internal | Summer | B9 | 800 | 600 | 600 | 42.37 | 45.91 | 3 | 0.54
2035 | NEISO_2_NYISO_G-I | NEISO | NYISO_G-I | Internal | Summer | B10 | 1262 | 600 | 600 | 42.37 | 45.89 | 3 | 0.52
2035 | NEISO_2_NYISO_G-I | NEISO | NYISO_G-I | Internal | Winter | B16 | 25 | 600 | 1346.92 | 64.96 | 68.57 | 3 | 0.61
2035 | NEISO_2_NYISO_G-I | NEISO | NYISO_G-I | Internal | Winter | B17 | 100 | 600 | 600 | 57.18 | 60.19 | 3 | 0.01
2035 | NEISO_2_NYISO_G-I | NEISO | NYISO_G-I | Internal | Winter | B18 | 400 | 600 | 0 | 57.18 | 59.79 | 3 | 0
2035 | NEISO_2_NYISO_G-I | NEISO | NYISO_G-I | Internal | Winter | B19 | 700 | 600 | 0 | 57.18 | 59.77 | 3 | 0
2035 | NEISO_2_NYISO_G-I | NEISO | NYISO_G-I | Internal | Winter | B20 | 935 | 600 | 0 | 57.18 | 56.39 | 3 | 0
2035 | NEISO_2_NYISO_J-K | NEISO | NYISO_J-K | Internal | Shoulder | B11 | 25 | 430 | 3227.48 | 58.16 | 62.03 | 3 | 0.87
2035 | NEISO_2_NYISO_J-K | NEISO | NYISO_J-K | Internal | Shoulder | B12 | 200 | 430 | 450.99 | 46.83 | 50.7 | 3 | 0.87
2035 | NEISO_2_NYISO_J-K | NEISO | NYISO_J-K | Internal | Shoulder | B13 | 600 | 430 | 430 | 46 | 49.74 | 3 | 0.74
2035 | NEISO_2_NYISO_J-K | NEISO | NYISO_J-K | Internal | Shoulder | B14 | 900 | 430 | 430 | 46 | 49.55 | 3 | 0.55
2035 | NEISO_2_NYISO_J-K | NEISO | NYISO_J-K | Internal | Shoulder | B15 | 1203 | 430 | 430 | 46 | 49.49 | 3 | 0.49
2035 | NEISO_2_NYISO_J-K | NEISO | NYISO_J-K | Internal | Summer | B1 | 10 | 430 | 430 | 81.94 | 84.97 | 3 | 0.02
2035 | NEISO_2_NYISO_J-K | NEISO | NYISO_J-K | Internal | Summer | B2 | 25 | 430 | 430 | 77.71 | 80.73 | 3 | 0.02
2035 | NEISO_2_NYISO_J-K | NEISO | NYISO_J-K | Internal | Summer | B3 | 75 | 430 | 430 | 71.17 | 74.79 | 3 | 0.62
2035 | NEISO_2_NYISO_J-K | NEISO | NYISO_J-K | Internal | Summer | B4 | 100 | 430 | 1632.52 | 67.2 | 71.07 | 3 | 0.87
2035 | NEISO_2_NYISO_J-K | NEISO | NYISO_J-K | Internal | Summer | B5 | 200 | 430 | 2676.06 | 63.78 | 67.66 | 3 | 0.87
2035 | NEISO_2_NYISO_J-K | NEISO | NYISO_J-K | Internal | Summer | B6 | 300 | 430 | 2778.42 | 51.73 | 55.6 | 3 | 0.87
2035 | NEISO_2_NYISO_J-K | NEISO | NYISO_J-K | Internal | Summer | B7 | 400 | 430 | 1632.65 | 44.64 | 48.51 | 3 | 0.87
2035 | NEISO_2_NYISO_J-K | NEISO | NYISO_J-K | Internal | Summer | B8 | 500 | 430 | 829.63 | 42.37 | 46.24 | 3 | 0.87
2035 | NEISO_2_NYISO_J-K | NEISO | NYISO_J-K | Internal | Summer | B9 | 800 | 430 | 430 | 42.37 | 45.92 | 3 | 0.55
2035 | NEISO_2_NYISO_J-K | NEISO | NYISO_J-K | Internal | Summer | B10 | 1262 | 430 | 430 | 42.37 | 45.9 | 3 | 0.53
2035 | NEISO_2_NYISO_J-K | NEISO | NYISO_J-K | Internal | Winter | B16 | 25 | 430 | 1625.13 | 64.96 | 68.83 | 3 | 0.87
2035 | NEISO_2_NYISO_J-K | NEISO | NYISO_J-K | Internal | Winter | B17 | 100 | 430 | 2152.34 | 57.18 | 61.05 | 3 | 0.87
2035 | NEISO_2_NYISO_J-K | NEISO | NYISO_J-K | Internal | Winter | B18 | 400 | 430 | 878.92 | 57.18 | 61.05 | 3 | 0.87
2035 | NEISO_2_NYISO_J-K | NEISO | NYISO_J-K | Internal | Winter | B19 | 700 | 430 | 430 | 57.18 | 61.03 | 3 | 0.85
2035 | NEISO_2_NYISO_J-K | NEISO | NYISO_J-K | Internal | Winter | B20 | 935 | 430 | 0 | 57.18 | 56.97 | 3 | 0
2035 | NonRTO_Midwest_2_TVA_Transmission | NonRTO_Midwest | TVA_Transmission | Internal | Shoulder | B11 | 25 | 2400 | 0 | 80.38 | 75.87 | 8 | 0
2035 | NonRTO_Midwest_2_TVA_Transmission | NonRTO_Midwest | TVA_Transmission | Internal | Shoulder | B12 | 200 | 2400 | 0 | 67.98 | 61.76 | 8 | 0
2035 | NonRTO_Midwest_2_TVA_Transmission | NonRTO_Midwest | TVA_Transmission | Internal | Shoulder | B13 | 600 | 2400 | 0 | 56.98 | 57.88 | 8 | 0
2035 | NonRTO_Midwest_2_TVA_Transmission | NonRTO_Midwest | TVA_Transmission | Internal | Shoulder | B14 | 900 | 2400 | 0 | 51.23 | 56.64 | 8 | 0
2035 | NonRTO_Midwest_2_TVA_Transmission | NonRTO_Midwest | TVA_Transmission | Internal | Shoulder | B15 | 1203 | 2400 | 85.09 | 45.89 | 53.89 | 8 | 0
2035 | NonRTO_Midwest_2_TVA_Transmission | NonRTO_Midwest | TVA_Transmission | Internal | Summer | B1 | 10 | 2400 | 0 | 90.25 | 97.62 | 8 | 0
2035 | NonRTO_Midwest_2_TVA_Transmission | NonRTO_Midwest | TVA_Transmission | Internal | Summer | B2 | 25 | 2400 | 0 | 90.25 | 94.88 | 8 | 0
2035 | NonRTO_Midwest_2_TVA_Transmission | NonRTO_Midwest | TVA_Transmission | Internal | Summer | B3 | 75 | 2400 | 0 | 90.25 | 88.99 | 8 | 0
2035 | NonRTO_Midwest_2_TVA_Transmission | NonRTO_Midwest | TVA_Transmission | Internal | Summer | B4 | 100 | 2400 | 0 | 89.3 | 85.29 | 8 | 0
2035 | NonRTO_Midwest_2_TVA_Transmission | NonRTO_Midwest | TVA_Transmission | Internal | Summer | B5 | 200 | 2400 | 0 | 85.9 | 81.86 | 8 | 0
2035 | NonRTO_Midwest_2_TVA_Transmission | NonRTO_Midwest | TVA_Transmission | Internal | Summer | B6 | 300 | 2400 | 0 | 73.29 | 68.73 | 8 | 0
2035 | NonRTO_Midwest_2_TVA_Transmission | NonRTO_Midwest | TVA_Transmission | Internal | Summer | B7 | 400 | 2400 | 0 | 56.84 | 57.36 | 8 | 0
2035 | NonRTO_Midwest_2_TVA_Transmission | NonRTO_Midwest | TVA_Transmission | Internal | Summer | B8 | 500 | 2400 | 0 | 49.64 | 54.98 | 8 | 0
2035 | NonRTO_Midwest_2_TVA_Transmission | NonRTO_Midwest | TVA_Transmission | Internal | Summer | B9 | 800 | 2400 | 0 | 45.91 | 52.37 | 8 | 0
2035 | NonRTO_Midwest_2_TVA_Transmission | NonRTO_Midwest | TVA_Transmission | Internal | Summer | B10 | 1262 | 2400 | 82.65 | 37.4 | 45.4 | 8 | 0
2035 | NonRTO_Midwest_2_TVA_Transmission | NonRTO_Midwest | TVA_Transmission | Internal | Winter | B16 | 25 | 2400 | 0 | 82.58 | 78.95 | 8 | 0
2035 | NonRTO_Midwest_2_TVA_Transmission | NonRTO_Midwest | TVA_Transmission | Internal | Winter | B17 | 100 | 2400 | 0 | 70.2 | 65.34 | 8 | 0
2035 | NonRTO_Midwest_2_TVA_Transmission | NonRTO_Midwest | TVA_Transmission | Internal | Winter | B18 | 400 | 2400 | 0 | 62.99 | 60.22 | 8 | 0
2035 | NonRTO_Midwest_2_TVA_Transmission | NonRTO_Midwest | TVA_Transmission | Internal | Winter | B19 | 700 | 2400 | 0 | 48.59 | 56.01 | 8 | 0
2035 | NonRTO_Midwest_2_TVA_Transmission | NonRTO_Midwest | TVA_Transmission | Internal | Winter | B20 | 935 | 2400 | 1037.93 | 46.2 | 54.2 | 8 | 0
2035 | NYISO_A-F_2_NEISO | NYISO_A-F | NEISO | Internal | Shoulder | B11 | 25 | 600 | 0 | 61.68 | 58.16 | 3 | 0
2035 | NYISO_A-F_2_NEISO | NYISO_A-F | NEISO | Internal | Shoulder | B12 | 200 | 600 | 0 | 50.35 | 46.83 | 3 | 0
2035 | NYISO_A-F_2_NEISO | NYISO_A-F | NEISO | Internal | Shoulder | B13 | 600 | 600 | 0 | 49.53 | 46 | 3 | 0
2035 | NYISO_A-F_2_NEISO | NYISO_A-F | NEISO | Internal | Shoulder | B14 | 900 | 600 | 0 | 49.53 | 46 | 3 | 0
2035 | NYISO_A-F_2_NEISO | NYISO_A-F | NEISO | Internal | Shoulder | B15 | 1203 | 600 | 0 | 49.46 | 46 | 3 | 0
2035 | NYISO_A-F_2_NEISO | NYISO_A-F | NEISO | Internal | Summer | B1 | 10 | 600 | 0 | 84.94 | 81.94 | 3 | 0
2035 | NYISO_A-F_2_NEISO | NYISO_A-F | NEISO | Internal | Summer | B2 | 25 | 600 | 0 | 80.71 | 77.71 | 3 | 0
2035 | NYISO_A-F_2_NEISO | NYISO_A-F | NEISO | Internal | Summer | B3 | 75 | 600 | 0 | 74.69 | 71.17 | 3 | 0
2035 | NYISO_A-F_2_NEISO | NYISO_A-F | NEISO | Internal | Summer | B4 | 100 | 600 | 0 | 70.72 | 67.2 | 3 | 0
2035 | NYISO_A-F_2_NEISO | NYISO_A-F | NEISO | Internal | Summer | B5 | 200 | 600 | 0 | 67.31 | 63.78 | 3 | 0
2035 | NYISO_A-F_2_NEISO | NYISO_A-F | NEISO | Internal | Summer | B6 | 300 | 600 | 0 | 55.26 | 51.73 | 3 | 0
2035 | NYISO_A-F_2_NEISO | NYISO_A-F | NEISO | Internal | Summer | B7 | 400 | 600 | 0 | 48.17 | 44.64 | 3 | 0
2035 | NYISO_A-F_2_NEISO | NYISO_A-F | NEISO | Internal | Summer | B8 | 500 | 600 | 0 | 45.9 | 42.37 | 3 | 0
2035 | NYISO_A-F_2_NEISO | NYISO_A-F | NEISO | Internal | Summer | B9 | 800 | 600 | 0 | 45.9 | 42.37 | 3 | 0
2035 | NYISO_A-F_2_NEISO | NYISO_A-F | NEISO | Internal | Summer | B10 | 1262 | 600 | 0 | 45.9 | 42.37 | 3 | 0
2035 | NYISO_A-F_2_NEISO | NYISO_A-F | NEISO | Internal | Winter | B16 | 25 | 600 | 0 | 68.49 | 64.96 | 3 | 0
2035 | NYISO_A-F_2_NEISO | NYISO_A-F | NEISO | Internal | Winter | B17 | 100 | 600 | 0 | 60.18 | 57.18 | 3 | 0
2035 | NYISO_A-F_2_NEISO | NYISO_A-F | NEISO | Internal | Winter | B18 | 400 | 600 | 0 | 59.04 | 57.18 | 3 | 0
2035 | NYISO_A-F_2_NEISO | NYISO_A-F | NEISO | Internal | Winter | B19 | 700 | 600 | 0 | 59.02 | 57.18 | 3 | 0
2035 | NYISO_A-F_2_NEISO | NYISO_A-F | NEISO | Internal | Winter | B20 | 935 | 600 | 0 | 56.37 | 57.18 | 3 | 0
2035 | NYISO_A-F_2_NYISO_G-I | NYISO_A-F | NYISO_G-I | Internal | Shoulder | B11 | 25 | 4250 | 4250 | 61.68 | 61.76 | 0.01 | 0.07
2035 | NYISO_A-F_2_NYISO_G-I | NYISO_A-F | NYISO_G-I | Internal | Shoulder | B12 | 200 | 4250 | 4250 | 50.35 | 50.43 | 0.01 | 0.07
2035 | NYISO_A-F_2_NYISO_G-I | NYISO_A-F | NYISO_G-I | Internal | Shoulder | B13 | 600 | 4250 | 3832.87 | 49.53 | 49.54 | 0.01 | 0
2035 | NYISO_A-F_2_NYISO_G-I | NYISO_A-F | NYISO_G-I | Internal | Shoulder | B14 | 900 | 4250 | 3268.25 | 49.53 | 49.54 | 0.01 | 0
2035 | NYISO_A-F_2_NYISO_G-I | NYISO_A-F | NYISO_G-I | Internal | Shoulder | B15 | 1203 | 4250 | 732.08 | 49.46 | 49.48 | 0.01 | 0
2035 | NYISO_A-F_2_NYISO_G-I | NYISO_A-F | NYISO_G-I | Internal | Summer | B1 | 10 | 4250 | 3410.36 | 84.94 | 84.95 | 0.01 | 0
2035 | NYISO_A-F_2_NYISO_G-I | NYISO_A-F | NYISO_G-I | Internal | Summer | B2 | 25 | 4250 | 3117.15 | 80.71 | 80.72 | 0.01 | 0
2035 | NYISO_A-F_2_NYISO_G-I | NYISO_A-F | NYISO_G-I | Internal | Summer | B3 | 75 | 4250 | 4250 | 74.69 | 74.77 | 0.01 | 0.07
2035 | NYISO_A-F_2_NYISO_G-I | NYISO_A-F | NYISO_G-I | Internal | Summer | B4 | 100 | 4250 | 4250 | 70.72 | 70.8 | 0.01 | 0.07
2035 | NYISO_A-F_2_NYISO_G-I | NYISO_A-F | NYISO_G-I | Internal | Summer | B5 | 200 | 4250 | 4250 | 67.31 | 67.39 | 0.01 | 0.07
2035 | NYISO_A-F_2_NYISO_G-I | NYISO_A-F | NYISO_G-I | Internal | Summer | B6 | 300 | 4250 | 3686.41 | 55.26 | 55.27 | 0.01 | 0
2035 | NYISO_A-F_2_NYISO_G-I | NYISO_A-F | NYISO_G-I | Internal | Summer | B7 | 400 | 4250 | 3359.31 | 48.17 | 48.18 | 0.01 | 0
2035 | NYISO_A-F_2_NYISO_G-I | NYISO_A-F | NYISO_G-I | Internal | Summer | B8 | 500 | 4250 | 3178.5 | 45.9 | 45.91 | 0.01 | 0
2035 | NYISO_A-F_2_NYISO_G-I | NYISO_A-F | NYISO_G-I | Internal | Summer | B9 | 800 | 4250 | 2286.52 | 45.9 | 45.91 | 0.01 | 0
2035 | NYISO_A-F_2_NYISO_G-I | NYISO_A-F | NYISO_G-I | Internal | Summer | B10 | 1262 | 4250 | 0 | 45.9 | 45.89 | 0.01 | 0
2035 | NYISO_A-F_2_NYISO_G-I | NYISO_A-F | NYISO_G-I | Internal | Winter | B16 | 25 | 4250 | 4250 | 68.49 | 68.57 | 0.01 | 0.07
2035 | NYISO_A-F_2_NYISO_G-I | NYISO_A-F | NYISO_G-I | Internal | Winter | B17 | 100 | 4250 | 3545.04 | 60.18 | 60.19 | 0.01 | 0
2035 | NYISO_A-F_2_NYISO_G-I | NYISO_A-F | NYISO_G-I | Internal | Winter | B18 | 400 | 4250 | 5236.72 | 59.04 | 59.79 | 0.01 | 0.74
2035 | NYISO_A-F_2_NYISO_G-I | NYISO_A-F | NYISO_G-I | Internal | Winter | B19 | 700 | 4250 | 4951.73 | 59.02 | 59.77 | 0.01 | 0.74
2035 | NYISO_A-F_2_NYISO_G-I | NYISO_A-F | NYISO_G-I | Internal | Winter | B20 | 935 | 4250 | 3422.3 | 56.37 | 56.39 | 0.01 | 0
2035 | NYISO_A-F_2_PJM_ROM | NYISO_A-F | PJM_ROM | Internal | Shoulder | B11 | 25 | 1000 | 1000 | 61.68 | 70.21 | 8 | 0.53
2035 | NYISO_A-F_2_PJM_ROM | NYISO_A-F | PJM_ROM | Internal | Shoulder | B12 | 200 | 1000 | 1000 | 50.35 | 58.88 | 8 | 0.53
2035 | NYISO_A-F_2_PJM_ROM | NYISO_A-F | PJM_ROM | Internal | Shoulder | B13 | 600 | 1000 | 0 | 49.53 | 54.06 | 8 | 0
2035 | NYISO_A-F_2_PJM_ROM | NYISO_A-F | PJM_ROM | Internal | Shoulder | B14 | 900 | 1000 | 0 | 49.53 | 51.5 | 8 | 0
2035 | NYISO_A-F_2_PJM_ROM | NYISO_A-F | PJM_ROM | Internal | Shoulder | B15 | 1203 | 1000 | 0 | 49.46 | 47.87 | 8 | 0
2035 | NYISO_A-F_2_PJM_ROM | NYISO_A-F | PJM_ROM | Internal | Summer | B1 | 10 | 1000 | 362.47 | 84.94 | 92.94 | 8 | 0
2035 | NYISO_A-F_2_PJM_ROM | NYISO_A-F | PJM_ROM | Internal | Summer | B2 | 25 | 1000 | 580.83 | 80.71 | 88.71 | 8 | 0
2035 | NYISO_A-F_2_PJM_ROM | NYISO_A-F | PJM_ROM | Internal | Summer | B3 | 75 | 1000 | 1000 | 74.69 | 82.97 | 8 | 0.28
2035 | NYISO_A-F_2_PJM_ROM | NYISO_A-F | PJM_ROM | Internal | Summer | B4 | 100 | 1000 | 1000 | 70.72 | 79.27 | 8 | 0.54
2035 | NYISO_A-F_2_PJM_ROM | NYISO_A-F | PJM_ROM | Internal | Summer | B5 | 200 | 1000 | 1000 | 67.31 | 75.84 | 8 | 0.53
2035 | NYISO_A-F_2_PJM_ROM | NYISO_A-F | PJM_ROM | Internal | Summer | B6 | 300 | 1000 | 145.16 | 55.26 | 63.26 | 8 | 0
2035 | NYISO_A-F_2_PJM_ROM | NYISO_A-F | PJM_ROM | Internal | Summer | B7 | 400 | 1000 | 0 | 48.17 | 52.04 | 8 | 0
2035 | NYISO_A-F_2_PJM_ROM | NYISO_A-F | PJM_ROM | Internal | Summer | B8 | 500 | 1000 | 0 | 45.9 | 49.52 | 8 | 0
2035 | NYISO_A-F_2_PJM_ROM | NYISO_A-F | PJM_ROM | Internal | Summer | B9 | 800 | 1000 | 0 | 45.9 | 46.35 | 8 | 0
2035 | NYISO_A-F_2_PJM_ROM | NYISO_A-F | PJM_ROM | Internal | Summer | B10 | 1262 | 1000 | 0 | 45.9 | 42.72 | 8 | 0
2035 | NYISO_A-F_2_PJM_ROM | NYISO_A-F | PJM_ROM | Internal | Winter | B16 | 25 | 1000 | 1000 | 68.49 | 76.56 | 8 | 0.07
2035 | NYISO_A-F_2_PJM_ROM | NYISO_A-F | PJM_ROM | Internal | Winter | B17 | 100 | 1000 | 0 | 60.18 | 64.18 | 8 | 0
2035 | NYISO_A-F_2_PJM_ROM | NYISO_A-F | PJM_ROM | Internal | Winter | B18 | 400 | 1000 | 0 | 59.04 | 58.41 | 8 | 0
2035 | NYISO_A-F_2_PJM_ROM | NYISO_A-F | PJM_ROM | Internal | Winter | B19 | 700 | 1000 | 0 | 59.02 | 55.56 | 8 | 0
2035 | NYISO_A-F_2_PJM_ROM | NYISO_A-F | PJM_ROM | Internal | Winter | B20 | 935 | 1000 | 0 | 56.37 | 50.36 | 8 | 0
2035 | NYISO_G-I_2_NYISO_A-F | NYISO_G-I | NYISO_A-F | Internal | Shoulder | B11 | 25 | 1999 | 0 | 61.76 | 61.68 | 0.01 | 0
2035 | NYISO_G-I_2_NYISO_A-F | NYISO_G-I | NYISO_A-F | Internal | Shoulder | B12 | 200 | 1999 | 0 | 50.43 | 50.35 | 0.01 | 0
2035 | NYISO_G-I_2_NYISO_A-F | NYISO_G-I | NYISO_A-F | Internal | Shoulder | B13 | 600 | 1999 | 0 | 49.54 | 49.53 | 0.01 | 0
2035 | NYISO_G-I_2_NYISO_A-F | NYISO_G-I | NYISO_A-F | Internal | Shoulder | B14 | 900 | 1999 | 0 | 49.54 | 49.53 | 0.01 | 0
2035 | NYISO_G-I_2_NYISO_A-F | NYISO_G-I | NYISO_A-F | Internal | Shoulder | B15 | 1203 | 1999 | 0 | 49.48 | 49.46 | 0.01 | 0
2035 | NYISO_G-I_2_NYISO_A-F | NYISO_G-I | NYISO_A-F | Internal | Summer | B1 | 10 | 1999 | 0 | 84.95 | 84.94 | 0.01 | 0
2035 | NYISO_G-I_2_NYISO_A-F | NYISO_G-I | NYISO_A-F | Internal | Summer | B2 | 25 | 1999 | 0 | 80.72 | 80.71 | 0.01 | 0
2035 | NYISO_G-I_2_NYISO_A-F | NYISO_G-I | NYISO_A-F | Internal | Summer | B3 | 75 | 1999 | 0 | 74.77 | 74.69 | 0.01 | 0
2035 | NYISO_G-I_2_NYISO_A-F | NYISO_G-I | NYISO_A-F | Internal | Summer | B4 | 100 | 1999 | 0 | 70.8 | 70.72 | 0.01 | 0
2035 | NYISO_G-I_2_NYISO_A-F | NYISO_G-I | NYISO_A-F | Internal | Summer | B5 | 200 | 1999 | 0 | 67.39 | 67.31 | 0.01 | 0
2035 | NYISO_G-I_2_NYISO_A-F | NYISO_G-I | NYISO_A-F | Internal | Summer | B6 | 300 | 1999 | 0 | 55.27 | 55.26 | 0.01 | 0
2035 | NYISO_G-I_2_NYISO_A-F | NYISO_G-I | NYISO_A-F | Internal | Summer | B7 | 400 | 1999 | 0 | 48.18 | 48.17 | 0.01 | 0
2035 | NYISO_G-I_2_NYISO_A-F | NYISO_G-I | NYISO_A-F | Internal | Summer | B8 | 500 | 1999 | 0 | 45.91 | 45.9 | 0.01 | 0
2035 | NYISO_G-I_2_NYISO_A-F | NYISO_G-I | NYISO_A-F | Internal | Summer | B9 | 800 | 1999 | 0 | 45.91 | 45.9 | 0.01 | 0
2035 | NYISO_G-I_2_NYISO_A-F | NYISO_G-I | NYISO_A-F | Internal | Summer | B10 | 1262 | 1999 | 409.87 | 45.89 | 45.9 | 0.01 | 0
2035 | NYISO_G-I_2_NYISO_A-F | NYISO_G-I | NYISO_A-F | Internal | Winter | B16 | 25 | 1999 | 0 | 68.57 | 68.49 | 0.01 | 0
2035 | NYISO_G-I_2_NYISO_A-F | NYISO_G-I | NYISO_A-F | Internal | Winter | B17 | 100 | 1999 | 0 | 60.19 | 60.18 | 0.01 | 0
2035 | NYISO_G-I_2_NYISO_A-F | NYISO_G-I | NYISO_A-F | Internal | Winter | B18 | 400 | 1999 | 0 | 59.79 | 59.04 | 0.01 | 0
2035 | NYISO_G-I_2_NYISO_A-F | NYISO_G-I | NYISO_A-F | Internal | Winter | B19 | 700 | 1999 | 0 | 59.77 | 59.02 | 0.01 | 0
2035 | NYISO_G-I_2_NYISO_A-F | NYISO_G-I | NYISO_A-F | Internal | Winter | B20 | 935 | 1999 | 0 | 56.39 | 56.37 | 0.01 | 0
2035 | NYISO_G-I_2_NYISO_J-K | NYISO_G-I | NYISO_J-K | Internal | Shoulder | B11 | 25 | 6130 | 6130 | 61.76 | 62.03 | 0.01 | 0.25
2035 | NYISO_G-I_2_NYISO_J-K | NYISO_G-I | NYISO_J-K | Internal | Shoulder | B12 | 200 | 6130 | 6130 | 50.43 | 50.7 | 0.01 | 0.25
2035 | NYISO_G-I_2_NYISO_J-K | NYISO_G-I | NYISO_J-K | Internal | Shoulder | B13 | 600 | 6130 | 6130 | 49.54 | 49.74 | 0.01 | 0.19
2035 | NYISO_G-I_2_NYISO_J-K | NYISO_G-I | NYISO_J-K | Internal | Shoulder | B14 | 900 | 6130 | 5748.79 | 49.54 | 49.55 | 0.01 | 0
2035 | NYISO_G-I_2_NYISO_J-K | NYISO_G-I | NYISO_J-K | Internal | Shoulder | B15 | 1203 | 6130 | 3723.7 | 49.48 | 49.49 | 0.01 | 0
2035 | NYISO_G-I_2_NYISO_J-K | NYISO_G-I | NYISO_J-K | Internal | Summer | B1 | 10 | 6130 | 4286.9 | 84.95 | 84.97 | 0.01 | 0
2035 | NYISO_G-I_2_NYISO_J-K | NYISO_G-I | NYISO_J-K | Internal | Summer | B2 | 25 | 6130 | 3742.79 | 80.72 | 80.73 | 0.01 | 0
2035 | NYISO_G-I_2_NYISO_J-K | NYISO_G-I | NYISO_J-K | Internal | Summer | B3 | 75 | 6130 | 5684.69 | 74.77 | 74.79 | 0.01 | 0
2035 | NYISO_G-I_2_NYISO_J-K | NYISO_G-I | NYISO_J-K | Internal | Summer | B4 | 100 | 6130 | 6130 | 70.8 | 71.07 | 0.01 | 0.25
2035 | NYISO_G-I_2_NYISO_J-K | NYISO_G-I | NYISO_J-K | Internal | Summer | B5 | 200 | 6130 | 6130 | 67.39 | 67.66 | 0.01 | 0.25
2035 | NYISO_G-I_2_NYISO_J-K | NYISO_G-I | NYISO_J-K | Internal | Summer | B6 | 300 | 6130 | 6130 | 55.27 | 55.6 | 0.01 | 0.32
2035 | NYISO_G-I_2_NYISO_J-K | NYISO_G-I | NYISO_J-K | Internal | Summer | B7 | 400 | 6130 | 6130 | 48.18 | 48.51 | 0.01 | 0.32
2035 | NYISO_G-I_2_NYISO_J-K | NYISO_G-I | NYISO_J-K | Internal | Summer | B8 | 500 | 6130 | 6130 | 45.91 | 46.24 | 0.01 | 0.32
2035 | NYISO_G-I_2_NYISO_J-K | NYISO_G-I | NYISO_J-K | Internal | Summer | B9 | 800 | 6130 | 5484.96 | 45.91 | 45.92 | 0.01 | 0
2035 | NYISO_G-I_2_NYISO_J-K | NYISO_G-I | NYISO_J-K | Internal | Summer | B10 | 1262 | 6130 | 3324.9 | 45.89 | 45.9 | 0.01 | 0
2035 | NYISO_G-I_2_NYISO_J-K | NYISO_G-I | NYISO_J-K | Internal | Winter | B16 | 25 | 6130 | 6130 | 68.57 | 68.83 | 0.01 | 0.25
2035 | NYISO_G-I_2_NYISO_J-K | NYISO_G-I | NYISO_J-K | Internal | Winter | B17 | 100 | 6130 | 6130 | 60.19 | 61.05 | 0.01 | 0.85
2035 | NYISO_G-I_2_NYISO_J-K | NYISO_G-I | NYISO_J-K | Internal | Winter | B18 | 400 | 6130 | 7302.9 | 59.79 | 61.05 | 0.01 | 1.25
2035 | NYISO_G-I_2_NYISO_J-K | NYISO_G-I | NYISO_J-K | Internal | Winter | B19 | 700 | 6130 | 7222.91 | 59.77 | 61.03 | 0.01 | 1.25
2035 | NYISO_G-I_2_NYISO_J-K | NYISO_G-I | NYISO_J-K | Internal | Winter | B20 | 935 | 6130 | 6130 | 56.39 | 56.97 | 0.01 | 0.57
2035 | NYISO_G-I_2_PJM_E | NYISO_G-I | PJM_E | Internal | Shoulder | B11 | 25 | 1500 | 1500 | 61.76 | 70.2 | 8 | 0.44
2035 | NYISO_G-I_2_PJM_E | NYISO_G-I | PJM_E | Internal | Shoulder | B12 | 200 | 1500 | 1500 | 50.43 | 58.87 | 8 | 0.44
2035 | NYISO_G-I_2_PJM_E | NYISO_G-I | PJM_E | Internal | Shoulder | B13 | 600 | 1500 | 0 | 49.54 | 54.05 | 8 | 0
2035 | NYISO_G-I_2_PJM_E | NYISO_G-I | PJM_E | Internal | Shoulder | B14 | 900 | 1500 | 0 | 49.54 | 51.51 | 8 | 0
2035 | NYISO_G-I_2_PJM_E | NYISO_G-I | PJM_E | Internal | Shoulder | B15 | 1203 | 1500 | 0 | 49.48 | 47.88 | 8 | 0
2035 | NYISO_G-I_2_PJM_E | NYISO_G-I | PJM_E | Internal | Summer | B1 | 10 | 1500 | 316.99 | 84.95 | 92.95 | 8 | 0
2035 | NYISO_G-I_2_PJM_E | NYISO_G-I | PJM_E | Internal | Summer | B2 | 25 | 1500 | 755.81 | 80.72 | 88.72 | 8 | 0
2035 | NYISO_G-I_2_PJM_E | NYISO_G-I | PJM_E | Internal | Summer | B3 | 75 | 1500 | 1500 | 74.77 | 82.96 | 8 | 0.18
2035 | NYISO_G-I_2_PJM_E | NYISO_G-I | PJM_E | Internal | Summer | B4 | 100 | 1500 | 1500 | 70.8 | 79.24 | 8 | 0.44
2035 | NYISO_G-I_2_PJM_E | NYISO_G-I | PJM_E | Internal | Summer | B5 | 200 | 1500 | 1500 | 67.39 | 75.83 | 8 | 0.44
2035 | NYISO_G-I_2_PJM_E | NYISO_G-I | PJM_E | Internal | Summer | B6 | 300 | 1500 | 121.47 | 55.27 | 63.27 | 8 | 0
2035 | NYISO_G-I_2_PJM_E | NYISO_G-I | PJM_E | Internal | Summer | B7 | 400 | 1500 | 0 | 48.18 | 52.05 | 8 | 0
2035 | NYISO_G-I_2_PJM_E | NYISO_G-I | PJM_E | Internal | Summer | B8 | 500 | 1500 | 0 | 45.91 | 49.53 | 8 | 0
2035 | NYISO_G-I_2_PJM_E | NYISO_G-I | PJM_E | Internal | Summer | B9 | 800 | 1500 | 0 | 45.91 | 46.36 | 8 | 0
2035 | NYISO_G-I_2_PJM_E | NYISO_G-I | PJM_E | Internal | Summer | B10 | 1262 | 1500 | 0 | 45.89 | 42.73 | 8 | 0
2035 | NYISO_G-I_2_PJM_E | NYISO_G-I | PJM_E | Internal | Winter | B16 | 25 | 1500 | 1312.88 | 68.57 | 76.57 | 8 | 0
2035 | NYISO_G-I_2_PJM_E | NYISO_G-I | PJM_E | Internal | Winter | B17 | 100 | 1500 | 0 | 60.19 | 64.2 | 8 | 0
2035 | NYISO_G-I_2_PJM_E | NYISO_G-I | PJM_E | Internal | Winter | B18 | 400 | 1500 | 0 | 59.79 | 58.42 | 8 | 0
2035 | NYISO_G-I_2_PJM_E | NYISO_G-I | PJM_E | Internal | Winter | B19 | 700 | 1500 | 0 | 59.77 | 55.58 | 8 | 0
2035 | NYISO_G-I_2_PJM_E | NYISO_G-I | PJM_E | Internal | Winter | B20 | 935 | 1500 | 0 | 56.39 | 50.37 | 8 | 0
2035 | NYISO_J-K_2_PJM_E_OL | NYISO_J-K | PJM_E | Internal | Shoulder | B11 | 25 | 99999 | 2432.3 | 62.03 | 70.2 | 8.17 | 0
2035 | NYISO_J-K_2_PJM_E_OL | NYISO_J-K | PJM_E | Internal | Shoulder | B12 | 200 | 99999 | 539.36 | 50.7 | 58.87 | 8.17 | 0
2035 | NYISO_J-K_2_PJM_E_OL | NYISO_J-K | PJM_E | Internal | Shoulder | B13 | 600 | 99999 | 0 | 49.74 | 54.05 | 8.17 | 0
2035 | NYISO_J-K_2_PJM_E_OL | NYISO_J-K | PJM_E | Internal | Shoulder | B14 | 900 | 99999 | 0 | 49.55 | 51.51 | 8.17 | 0
2035 | NYISO_J-K_2_PJM_E_OL | NYISO_J-K | PJM_E | Internal | Shoulder | B15 | 1203 | 99999 | 0 | 49.49 | 47.88 | 8.17 | 0
2035 | NYISO_J-K_2_PJM_E_OL | NYISO_J-K | PJM_E | Internal | Summer | B1 | 10 | 99999 | 0 | 84.97 | 92.95 | 8.17 | 0
2035 | NYISO_J-K_2_PJM_E_OL | NYISO_J-K | PJM_E | Internal | Summer | B2 | 25 | 99999 | 0 | 80.73 | 88.72 | 8.17 | 0
2035 | NYISO_J-K_2_PJM_E_OL | NYISO_J-K | PJM_E | Internal | Summer | B3 | 75 | 99999 | 3589.32 | 74.79 | 82.96 | 8.17 | 0
2035 | NYISO_J-K_2_PJM_E_OL | NYISO_J-K | PJM_E | Internal | Summer | B4 | 100 | 99999 | 6588.01 | 71.07 | 79.24 | 8.17 | 0
2035 | NYISO_J-K_2_PJM_E_OL | NYISO_J-K | PJM_E | Internal | Summer | B5 | 200 | 99999 | 5629.62 | 67.66 | 75.83 | 8.17 | 0
2035 | NYISO_J-K_2_PJM_E_OL | NYISO_J-K | PJM_E | Internal | Summer | B6 | 300 | 99999 | 0 | 55.6 | 63.27 | 8.17 | 0
2035 | NYISO_J-K_2_PJM_E_OL | NYISO_J-K | PJM_E | Internal | Summer | B7 | 400 | 99999 | 0 | 48.51 | 52.05 | 8.17 | 0
2035 | NYISO_J-K_2_PJM_E_OL | NYISO_J-K | PJM_E | Internal | Summer | B8 | 500 | 99999 | 0 | 46.24 | 49.53 | 8.17 | 0
2035 | NYISO_J-K_2_PJM_E_OL | NYISO_J-K | PJM_E | Internal | Summer | B9 | 800 | 99999 | 0 | 45.92 | 46.36 | 8.17 | 0
2035 | NYISO_J-K_2_PJM_E_OL | NYISO_J-K | PJM_E | Internal | Summer | B10 | 1262 | 99999 | 0 | 45.9 | 42.73 | 8.17 | 0
2035 | NYISO_J-K_2_PJM_E_OL | NYISO_J-K | PJM_E | Internal | Winter | B16 | 25 | 99999 | 0 | 68.83 | 76.57 | 8.17 | 0
2035 | NYISO_J-K_2_PJM_E_OL | NYISO_J-K | PJM_E | Internal | Winter | B17 | 100 | 99999 | 0 | 61.05 | 64.2 | 8.17 | 0
2035 | NYISO_J-K_2_PJM_E_OL | NYISO_J-K | PJM_E | Internal | Winter | B18 | 400 | 99999 | 0 | 61.05 | 58.42 | 8.17 | 0
2035 | NYISO_J-K_2_PJM_E_OL | NYISO_J-K | PJM_E | Internal | Winter | B19 | 700 | 99999 | 0 | 61.03 | 55.58 | 8.17 | 0
2035 | NYISO_J-K_2_PJM_E_OL | NYISO_J-K | PJM_E | Internal | Winter | B20 | 935 | 99999 | 0 | 56.97 | 50.37 | 8.17 | 0
2035 | PJM_E_2_NYISO_G-I | PJM_E | NYISO_G-I | Internal | Shoulder | B11 | 25 | 500 | 0 | 70.2 | 61.76 | 6 | 0
2035 | PJM_E_2_NYISO_G-I | PJM_E | NYISO_G-I | Internal | Shoulder | B12 | 200 | 500 | 0 | 58.87 | 50.43 | 6 | 0
2035 | PJM_E_2_NYISO_G-I | PJM_E | NYISO_G-I | Internal | Shoulder | B13 | 600 | 500 | 0 | 54.05 | 49.54 | 6 | 0
2035 | PJM_E_2_NYISO_G-I | PJM_E | NYISO_G-I | Internal | Shoulder | B14 | 900 | 500 | 0 | 51.51 | 49.54 | 6 | 0
2035 | PJM_E_2_NYISO_G-I | PJM_E | NYISO_G-I | Internal | Shoulder | B15 | 1203 | 500 | 0 | 47.88 | 49.48 | 6 | 0
2035 | PJM_E_2_NYISO_G-I | PJM_E | NYISO_G-I | Internal | Summer | B1 | 10 | 500 | 0 | 92.95 | 84.95 | 6 | 0
2035 | PJM_E_2_NYISO_G-I | PJM_E | NYISO_G-I | Internal | Summer | B2 | 25 | 500 | 0 | 88.72 | 80.72 | 6 | 0
2035 | PJM_E_2_NYISO_G-I | PJM_E | NYISO_G-I | Internal | Summer | B3 | 75 | 500 | 0 | 82.96 | 74.77 | 6 | 0
2035 | PJM_E_2_NYISO_G-I | PJM_E | NYISO_G-I | Internal | Summer | B4 | 100 | 500 | 0 | 79.24 | 70.8 | 6 | 0
2035 | PJM_E_2_NYISO_G-I | PJM_E | NYISO_G-I | Internal | Summer | B5 | 200 | 500 | 0 | 75.83 | 67.39 | 6 | 0
2035 | PJM_E_2_NYISO_G-I | PJM_E | NYISO_G-I | Internal | Summer | B6 | 300 | 500 | 0 | 63.27 | 55.27 | 6 | 0
2035 | PJM_E_2_NYISO_G-I | PJM_E | NYISO_G-I | Internal | Summer | B7 | 400 | 500 | 0 | 52.05 | 48.18 | 6 | 0
2035 | PJM_E_2_NYISO_G-I | PJM_E | NYISO_G-I | Internal | Summer | B8 | 500 | 500 | 0 | 49.53 | 45.91 | 6 | 0
2035 | PJM_E_2_NYISO_G-I | PJM_E | NYISO_G-I | Internal | Summer | B9 | 800 | 500 | 0 | 46.36 | 45.91 | 6 | 0
2035 | PJM_E_2_NYISO_G-I | PJM_E | NYISO_G-I | Internal | Summer | B10 | 1262 | 500 | 0 | 42.73 | 45.89 | 6 | 0
2035 | PJM_E_2_NYISO_G-I | PJM_E | NYISO_G-I | Internal | Winter | B16 | 25 | 500 | 0 | 76.57 | 68.57 | 6 | 0
2035 | PJM_E_2_NYISO_G-I | PJM_E | NYISO_G-I | Internal | Winter | B17 | 100 | 500 | 0 | 64.2 | 60.19 | 6 | 0
2035 | PJM_E_2_NYISO_G-I | PJM_E | NYISO_G-I | Internal | Winter | B18 | 400 | 500 | 0 | 58.42 | 59.79 | 6 | 0
2035 | PJM_E_2_NYISO_G-I | PJM_E | NYISO_G-I | Internal | Winter | B19 | 700 | 500 | 0 | 55.58 | 59.77 | 6 | 0
2035 | PJM_E_2_NYISO_G-I | PJM_E | NYISO_G-I | Internal | Winter | B20 | 935 | 500 | 702.17 | 50.37 | 56.39 | 6 | 0.01
2035 | PJM_E_2_NYISO_J-K | PJM_E | NYISO_J-K | Internal | Shoulder | B11 | 25 | 330 | 0 | 70.2 | 62.03 | 6 | 0
2035 | PJM_E_2_NYISO_J-K | PJM_E | NYISO_J-K | Internal | Shoulder | B12 | 200 | 330 | 0 | 58.87 | 50.7 | 6 | 0
2035 | PJM_E_2_NYISO_J-K | PJM_E | NYISO_J-K | Internal | Shoulder | B13 | 600 | 330 | 0 | 54.05 | 49.74 | 6 | 0
2035 | PJM_E_2_NYISO_J-K | PJM_E | NYISO_J-K | Internal | Shoulder | B14 | 900 | 330 | 0 | 51.51 | 49.55 | 6 | 0
2035 | PJM_E_2_NYISO_J-K | PJM_E | NYISO_J-K | Internal | Shoulder | B15 | 1203 | 330 | 0 | 47.88 | 49.49 | 6 | 0
2035 | PJM_E_2_NYISO_J-K | PJM_E | NYISO_J-K | Internal | Summer | B1 | 10 | 330 | 0 | 92.95 | 84.97 | 6 | 0
2035 | PJM_E_2_NYISO_J-K | PJM_E | NYISO_J-K | Internal | Summer | B2 | 25 | 330 | 0 | 88.72 | 80.73 | 6 | 0
2035 | PJM_E_2_NYISO_J-K | PJM_E | NYISO_J-K | Internal | Summer | B3 | 75 | 330 | 0 | 82.96 | 74.79 | 6 | 0
2035 | PJM_E_2_NYISO_J-K | PJM_E | NYISO_J-K | Internal | Summer | B4 | 100 | 330 | 0 | 79.24 | 71.07 | 6 | 0
2035 | PJM_E_2_NYISO_J-K | PJM_E | NYISO_J-K | Internal | Summer | B5 | 200 | 330 | 0 | 75.83 | 67.66 | 6 | 0
2035 | PJM_E_2_NYISO_J-K | PJM_E | NYISO_J-K | Internal | Summer | B6 | 300 | 330 | 0 | 63.27 | 55.6 | 6 | 0
2035 | PJM_E_2_NYISO_J-K | PJM_E | NYISO_J-K | Internal | Summer | B7 | 400 | 330 | 0 | 52.05 | 48.51 | 6 | 0
2035 | PJM_E_2_NYISO_J-K | PJM_E | NYISO_J-K | Internal | Summer | B8 | 500 | 330 | 0 | 49.53 | 46.24 | 6 | 0
2035 | PJM_E_2_NYISO_J-K | PJM_E | NYISO_J-K | Internal | Summer | B9 | 800 | 330 | 0 | 46.36 | 45.92 | 6 | 0
2035 | PJM_E_2_NYISO_J-K | PJM_E | NYISO_J-K | Internal | Summer | B10 | 1262 | 330 | 0 | 42.73 | 45.9 | 6 | 0
2035 | PJM_E_2_NYISO_J-K | PJM_E | NYISO_J-K | Internal | Winter | B16 | 25 | 330 | 0 | 76.57 | 68.83 | 6 | 0
2035 | PJM_E_2_NYISO_J-K | PJM_E | NYISO_J-K | Internal | Winter | B17 | 100 | 330 | 0 | 64.2 | 61.05 | 6 | 0
2035 | PJM_E_2_NYISO_J-K | PJM_E | NYISO_J-K | Internal | Winter | B18 | 400 | 330 | 0 | 58.42 | 61.05 | 6 | 0
2035 | PJM_E_2_NYISO_J-K | PJM_E | NYISO_J-K | Internal | Winter | B19 | 700 | 330 | 0 | 55.58 | 61.03 | 6 | 0
2035 | PJM_E_2_NYISO_J-K | PJM_E | NYISO_J-K | Internal | Winter | B20 | 935 | 330 | 957 | 50.37 | 56.97 | 6 | 0.59
2035 | PJM_E_2_PJM_ROM | PJM_E | PJM_ROM | Internal | Shoulder | B11 | 25 | 8000 | 4628.8 | 70.2 | 70.21 | 0.01 | 0
2035 | PJM_E_2_PJM_ROM | PJM_E | PJM_ROM | Internal | Shoulder | B12 | 200 | 8000 | 2069.19 | 58.87 | 58.88 | 0.01 | 0
2035 | PJM_E_2_PJM_ROM | PJM_E | PJM_ROM | Internal | Shoulder | B13 | 600 | 8000 | 865.75 | 54.05 | 54.06 | 0.01 | 0
2035 | PJM_E_2_PJM_ROM | PJM_E | PJM_ROM | Internal | Shoulder | B14 | 900 | 8000 | 0 | 51.51 | 51.5 | 0.01 | 0
2035 | PJM_E_2_PJM_ROM | PJM_E | PJM_ROM | Internal | Shoulder | B15 | 1203 | 8000 | 0 | 47.88 | 47.87 | 0.01 | 0
2035 | PJM_E_2_PJM_ROM | PJM_E | PJM_ROM | Internal | Summer | B1 | 10 | 8000 | 0 | 92.95 | 92.94 | 0.01 | 0
2035 | PJM_E_2_PJM_ROM | PJM_E | PJM_ROM | Internal | Summer | B2 | 25 | 8000 | 0 | 88.72 | 88.71 | 0.01 | 0
2035 | PJM_E_2_PJM_ROM | PJM_E | PJM_ROM | Internal | Summer | B3 | 75 | 8000 | 3484.65 | 82.96 | 82.97 | 0.01 | 0
2035 | PJM_E_2_PJM_ROM | PJM_E | PJM_ROM | Internal | Summer | B4 | 100 | 8000 | 8626.54 | 79.24 | 79.27 | 0.01 | 0.01
2035 | PJM_E_2_PJM_ROM | PJM_E | PJM_ROM | Internal | Summer | B5 | 200 | 8000 | 7787.06 | 75.83 | 75.84 | 0.01 | 0
2035 | PJM_E_2_PJM_ROM | PJM_E | PJM_ROM | Internal | Summer | B6 | 300 | 8000 | 0 | 63.27 | 63.26 | 0.01 | 0
2035 | PJM_E_2_PJM_ROM | PJM_E | PJM_ROM | Internal | Summer | B7 | 400 | 8000 | 0 | 52.05 | 52.04 | 0.01 | 0
2035 | PJM_E_2_PJM_ROM | PJM_E | PJM_ROM | Internal | Summer | B8 | 500 | 8000 | 0 | 49.53 | 49.52 | 0.01 | 0
2035 | PJM_E_2_PJM_ROM | PJM_E | PJM_ROM | Internal | Summer | B9 | 800 | 8000 | 0 | 46.36 | 46.35 | 0.01 | 0
2035 | PJM_E_2_PJM_ROM | PJM_E | PJM_ROM | Internal | Summer | B10 | 1262 | 8000 | 0 | 42.73 | 42.72 | 0.01 | 0
2035 | PJM_E_2_PJM_ROM | PJM_E | PJM_ROM | Internal | Winter | B16 | 25 | 8000 | 0 | 76.57 | 76.56 | 0.01 | 0
2035 | PJM_E_2_PJM_ROM | PJM_E | PJM_ROM | Internal | Winter | B17 | 100 | 8000 | 0 | 64.2 | 64.18 | 0.01 | 0
2035 | PJM_E_2_PJM_ROM | PJM_E | PJM_ROM | Internal | Winter | B18 | 400 | 8000 | 0 | 58.42 | 58.41 | 0.01 | 0
2035 | PJM_E_2_PJM_ROM | PJM_E | PJM_ROM | Internal | Winter | B19 | 700 | 8000 | 0 | 55.58 | 55.56 | 0.01 | 0
2035 | PJM_E_2_PJM_ROM | PJM_E | PJM_ROM | Internal | Winter | B20 | 935 | 8000 | 0 | 50.37 | 50.36 | 0.01 | 0
2035 | PJM_ROR_2_MISO_IN | PJM_ROR | MISO_IN | Internal | Shoulder | B11 | 25 | 909 | 2487.69 | 70.24 | 72.38 | 2 | 0.14
2035 | PJM_ROR_2_MISO_IN | PJM_ROR | MISO_IN | Internal | Shoulder | B12 | 200 | 909 | 0 | 58.91 | 59.98 | 2 | 0
2035 | PJM_ROR_2_MISO_IN | PJM_ROR | MISO_IN | Internal | Shoulder | B13 | 600 | 909 | 0 | 54.09 | 55.88 | 2 | 0
2035 | PJM_ROR_2_MISO_IN | PJM_ROR | MISO_IN | Internal | Shoulder | B14 | 900 | 909 | 159.53 | 51.52 | 53.52 | 2 | 0
2035 | PJM_ROR_2_MISO_IN | PJM_ROR | MISO_IN | Internal | Shoulder | B15 | 1203 | 909 | 0 | 47.89 | 49.88 | 2 | 0
2035 | PJM_ROR_2_MISO_IN | PJM_ROR | MISO_IN | Internal | Summer | B1 | 10 | 909 | 0 | 92.97 | 90.97 | 2 | 0
2035 | PJM_ROR_2_MISO_IN | PJM_ROR | MISO_IN | Internal | Summer | B2 | 25 | 909 | 0 | 88.73 | 86.89 | 2 | 0
2035 | PJM_ROR_2_MISO_IN | PJM_ROR | MISO_IN | Internal | Summer | B3 | 75 | 909 | 309.79 | 82.99 | 84.99 | 2 | 0
2035 | PJM_ROR_2_MISO_IN | PJM_ROR | MISO_IN | Internal | Summer | B4 | 100 | 909 | 909 | 79.29 | 81.3 | 2 | 0.01
2035 | PJM_ROR_2_MISO_IN | PJM_ROR | MISO_IN | Internal | Summer | B5 | 200 | 909 | 909 | 75.86 | 77.9 | 2 | 0.04
2035 | PJM_ROR_2_MISO_IN | PJM_ROR | MISO_IN | Internal | Summer | B6 | 300 | 909 | 909 | 63.28 | 65.29 | 2 | 0.01
2035 | PJM_ROR_2_MISO_IN | PJM_ROR | MISO_IN | Internal | Summer | B7 | 400 | 909 | 0 | 52.07 | 54.05 | 2 | 0
2035 | PJM_ROR_2_MISO_IN | PJM_ROR | MISO_IN | Internal | Summer | B8 | 500 | 909 | 0 | 49.54 | 51.12 | 2 | 0
2035 | PJM_ROR_2_MISO_IN | PJM_ROR | MISO_IN | Internal | Summer | B9 | 800 | 909 | 0 | 46.37 | 48.36 | 2 | 0
2035 | PJM_ROR_2_MISO_IN | PJM_ROR | MISO_IN | Internal | Summer | B10 | 1262 | 909 | 0 | 42.73 | 44.72 | 2 | 0
2035 | PJM_ROR_2_MISO_IN | PJM_ROR | MISO_IN | Internal | Winter | B16 | 25 | 909 | 0 | 76.58 | 74.58 | 2 | 0
2035 | PJM_ROR_2_MISO_IN | PJM_ROR | MISO_IN | Internal | Winter | B17 | 100 | 909 | 0 | 64.2 | 62.2 | 2 | 0
2035 | PJM_ROR_2_MISO_IN | PJM_ROR | MISO_IN | Internal | Winter | B18 | 400 | 909 | 0 | 58.42 | 58.43 | 2 | 0
2035 | PJM_ROR_2_MISO_IN | PJM_ROR | MISO_IN | Internal | Winter | B19 | 700 | 909 | 0 | 55.58 | 54.41 | 2 | 0
2035 | PJM_ROR_2_MISO_IN | PJM_ROR | MISO_IN | Internal | Winter | B20 | 935 | 909 | 0 | 50.35 | 48.34 | 2 | 0
2035 | PJM_ROR_2_MISO_MI | PJM_ROR | MISO_MI | Internal | Shoulder | B11 | 25 | 1305 | 0 | 70.24 | 71.86 | 2 | 0
2035 | PJM_ROR_2_MISO_MI | PJM_ROR | MISO_MI | Internal | Shoulder | B12 | 200 | 1305 | 0 | 58.91 | 59.97 | 2 | 0
2035 | PJM_ROR_2_MISO_MI | PJM_ROR | MISO_MI | Internal | Shoulder | B13 | 600 | 1305 | 0 | 54.09 | 55.87 | 2 | 0
2035 | PJM_ROR_2_MISO_MI | PJM_ROR | MISO_MI | Internal | Shoulder | B14 | 900 | 1305 | 585.37 | 51.52 | 53.52 | 2 | 0
2035 | PJM_ROR_2_MISO_MI | PJM_ROR | MISO_MI | Internal | Shoulder | B15 | 1203 | 1305 | 896.56 | 47.89 | 49.89 | 2 | 0
2035 | PJM_ROR_2_MISO_MI | PJM_ROR | MISO_MI | Internal | Summer | B1 | 10 | 1305 | 0 | 92.97 | 90.62 | 2 | 0
2035 | PJM_ROR_2_MISO_MI | PJM_ROR | MISO_MI | Internal | Summer | B2 | 25 | 1305 | 0 | 88.73 | 86.73 | 2 | 0
2035 | PJM_ROR_2_MISO_MI | PJM_ROR | MISO_MI | Internal | Summer | B3 | 75 | 1305 | 0 | 82.99 | 84.35 | 2 | 0
2035 | PJM_ROR_2_MISO_MI | PJM_ROR | MISO_MI | Internal | Summer | B4 | 100 | 1305 | 0 | 79.29 | 81.15 | 2 | 0
2035 | PJM_ROR_2_MISO_MI | PJM_ROR | MISO_MI | Internal | Summer | B5 | 200 | 1305 | 2095.59 | 75.86 | 77.88 | 2 | 0.01
2035 | PJM_ROR_2_MISO_MI | PJM_ROR | MISO_MI | Internal | Summer | B6 | 300 | 1305 | 1045.57 | 63.28 | 65.28 | 2 | 0
2035 | PJM_ROR_2_MISO_MI | PJM_ROR | MISO_MI | Internal | Summer | B7 | 400 | 1305 | 963.8 | 52.07 | 54.07 | 2 | 0
2035 | PJM_ROR_2_MISO_MI | PJM_ROR | MISO_MI | Internal | Summer | B8 | 500 | 1305 | 0 | 49.54 | 51.13 | 2 | 0
2035 | PJM_ROR_2_MISO_MI | PJM_ROR | MISO_MI | Internal | Summer | B9 | 800 | 1305 | 1139.63 | 46.37 | 48.37 | 2 | 0
2035 | PJM_ROR_2_MISO_MI | PJM_ROR | MISO_MI | Internal | Summer | B10 | 1262 | 1305 | 740.95 | 42.73 | 44.73 | 2 | 0
2035 | PJM_ROR_2_MISO_MI | PJM_ROR | MISO_MI | Internal | Winter | B16 | 25 | 1305 | 0 | 76.58 | 74.57 | 2 | 0
2035 | PJM_ROR_2_MISO_MI | PJM_ROR | MISO_MI | Internal | Winter | B17 | 100 | 1305 | 0 | 64.2 | 62.21 | 2 | 0
2035 | PJM_ROR_2_MISO_MI | PJM_ROR | MISO_MI | Internal | Winter | B18 | 400 | 1305 | 0 | 58.42 | 58.44 | 2 | 0
2035 | PJM_ROR_2_MISO_MI | PJM_ROR | MISO_MI | Internal | Winter | B19 | 700 | 1305 | 0 | 55.58 | 54.42 | 2 | 0
2035 | PJM_ROR_2_MISO_MI | PJM_ROR | MISO_MI | Internal | Winter | B20 | 935 | 1305 | 0 | 50.35 | 48.35 | 2 | 0
2035 | PJM_ROR_2_MISO_MO-IL | PJM_ROR | MISO_MO-IL | Internal | Shoulder | B11 | 25 | 1111 | 1111 | 70.24 | 72.37 | 2 | 0.13
2035 | PJM_ROR_2_MISO_MO-IL | PJM_ROR | MISO_MO-IL | Internal | Shoulder | B12 | 200 | 1111 | 0 | 58.91 | 59.38 | 2 | 0
2035 | PJM_ROR_2_MISO_MO-IL | PJM_ROR | MISO_MO-IL | Internal | Shoulder | B13 | 600 | 1111 | 0 | 54.09 | 55.56 | 2 | 0
2035 | PJM_ROR_2_MISO_MO-IL | PJM_ROR | MISO_MO-IL | Internal | Shoulder | B14 | 900 | 1111 | 0 | 51.52 | 53.47 | 2 | 0
2035 | PJM_ROR_2_MISO_MO-IL | PJM_ROR | MISO_MO-IL | Internal | Shoulder | B15 | 1203 | 1111 | 0 | 47.89 | 49.87 | 2 | 0
2035 | PJM_ROR_2_MISO_MO-IL | PJM_ROR | MISO_MO-IL | Internal | Summer | B1 | 10 | 1111 | 0 | 92.97 | 90.95 | 2 | 0
2035 | PJM_ROR_2_MISO_MO-IL | PJM_ROR | MISO_MO-IL | Internal | Summer | B2 | 25 | 1111 | 0 | 88.73 | 86.88 | 2 | 0
2035 | PJM_ROR_2_MISO_MO-IL | PJM_ROR | MISO_MO-IL | Internal | Summer | B3 | 75 | 1111 | 0 | 82.99 | 84.49 | 2 | 0
2035 | PJM_ROR_2_MISO_MO-IL | PJM_ROR | MISO_MO-IL | Internal | Summer | B4 | 100 | 1111 | 1051.85 | 79.29 | 81.29 | 2 | 0
2035 | PJM_ROR_2_MISO_MO-IL | PJM_ROR | MISO_MO-IL | Internal | Summer | B5 | 200 | 1111 | 1111 | 75.86 | 77.89 | 2 | 0.02
2035 | PJM_ROR_2_MISO_MO-IL | PJM_ROR | MISO_MO-IL | Internal | Summer | B6 | 300 | 1111 | 1111 | 63.28 | 65.29 | 2 | 0.01
2035 | PJM_ROR_2_MISO_MO-IL | PJM_ROR | MISO_MO-IL | Internal | Summer | B7 | 400 | 1111 | 0 | 52.07 | 54.04 | 2 | 0
2035 | PJM_ROR_2_MISO_MO-IL | PJM_ROR | MISO_MO-IL | Internal | Summer | B8 | 500 | 1111 | 0 | 49.54 | 51.1 | 2 | 0
2035 | PJM_ROR_2_MISO_MO-IL | PJM_ROR | MISO_MO-IL | Internal | Summer | B9 | 800 | 1111 | 0 | 46.37 | 47.81 | 2 | 0
2035 | PJM_ROR_2_MISO_MO-IL | PJM_ROR | MISO_MO-IL | Internal | Summer | B10 | 1262 | 1111 | 0 | 42.73 | 44.71 | 2 | 0
2035 | PJM_ROR_2_MISO_MO-IL | PJM_ROR | MISO_MO-IL | Internal | Winter | B16 | 25 | 1111 | 0 | 76.58 | 73.98 | 2 | 0
2035 | PJM_ROR_2_MISO_MO-IL | PJM_ROR | MISO_MO-IL | Internal | Winter | B17 | 100 | 1111 | 0 | 64.2 | 61.6 | 2 | 0
2035 | PJM_ROR_2_MISO_MO-IL | PJM_ROR | MISO_MO-IL | Internal | Winter | B18 | 400 | 1111 | 0 | 58.42 | 58.42 | 2 | 0
2035 | PJM_ROR_2_MISO_MO-IL | PJM_ROR | MISO_MO-IL | Internal | Winter | B19 | 700 | 1111 | 0 | 55.58 | 54.25 | 2 | 0
2035 | PJM_ROR_2_MISO_MO-IL | PJM_ROR | MISO_MO-IL | Internal | Winter | B20 | 935 | 1111 | 0 | 50.35 | 48.33 | 2 | 0
2035 | PJM_ROR_2_MISO_W | PJM_ROR | MISO_W | Internal | Shoulder | B11 | 25 | 709 | 238.05 | 70.24 | 72.24 | 2 | 0
2035 | PJM_ROR_2_MISO_W | PJM_ROR | MISO_W | Internal | Shoulder | B12 | 200 | 709 | 0 | 58.91 | 59.37 | 2 | 0
2035 | PJM_ROR_2_MISO_W | PJM_ROR | MISO_W | Internal | Shoulder | B13 | 600 | 709 | 0 | 54.09 | 55.55 | 2 | 0
2035 | PJM_ROR_2_MISO_W | PJM_ROR | MISO_W | Internal | Shoulder | B14 | 900 | 709 | 0 | 51.52 | 53.46 | 2 | 0
2035 | PJM_ROR_2_MISO_W | PJM_ROR | MISO_W | Internal | Shoulder | B15 | 1203 | 709 | 0 | 47.89 | 49.86 | 2 | 0
2035 | PJM_ROR_2_MISO_W | PJM_ROR | MISO_W | Internal | Summer | B1 | 10 | 709 | 0 | 92.97 | 90.75 | 2 | 0
2035 | PJM_ROR_2_MISO_W | PJM_ROR | MISO_W | Internal | Summer | B2 | 25 | 709 | 0 | 88.73 | 86.86 | 2 | 0
2035 | PJM_ROR_2_MISO_W | PJM_ROR | MISO_W | Internal | Summer | B3 | 75 | 709 | 0 | 82.99 | 84.48 | 2 | 0
2035 | PJM_ROR_2_MISO_W | PJM_ROR | MISO_W | Internal | Summer | B4 | 100 | 709 | 0 | 79.29 | 81.28 | 2 | 0
2035 | PJM_ROR_2_MISO_W | PJM_ROR | MISO_W | Internal | Summer | B5 | 200 | 709 | 709 | 75.86 | 77.88 | 2 | 0.01
2035 | PJM_ROR_2_MISO_W | PJM_ROR | MISO_W | Internal | Summer | B6 | 300 | 709 | 110.5 | 63.28 | 65.28 | 2 | 0
2035 | PJM_ROR_2_MISO_W | PJM_ROR | MISO_W | Internal | Summer | B7 | 400 | 709 | 0 | 52.07 | 54.03 | 2 | 0
2035 | PJM_ROR_2_MISO_W | PJM_ROR | MISO_W | Internal | Summer | B8 | 500 | 709 | 0 | 49.54 | 51.09 | 2 | 0
2035 | PJM_ROR_2_MISO_W | PJM_ROR | MISO_W | Internal | Summer | B9 | 800 | 709 | 0 | 46.37 | 47.8 | 2 | 0
2035 | PJM_ROR_2_MISO_W | PJM_ROR | MISO_W | Internal | Summer | B10 | 1262 | 709 | 0 | 42.73 | 44.7 | 2 | 0
2035 | PJM_ROR_2_MISO_W | PJM_ROR | MISO_W | Internal | Winter | B16 | 25 | 709 | 0 | 76.58 | 72.99 | 2 | 0
2035 | PJM_ROR_2_MISO_W | PJM_ROR | MISO_W | Internal | Winter | B17 | 100 | 709 | 0 | 64.2 | 60.68 | 2 | 0
2035 | PJM_ROR_2_MISO_W | PJM_ROR | MISO_W | Internal | Winter | B18 | 400 | 709 | 0 | 58.42 | 58.4 | 2 | 0
2035 | PJM_ROR_2_MISO_W | PJM_ROR | MISO_W | Internal | Winter | B19 | 700 | 709 | 0 | 55.58 | 54.27 | 2 | 0
2035 | PJM_ROR_2_MISO_W | PJM_ROR | MISO_W | Internal | Winter | B20 | 935 | 709 | 0 | 50.35 | 48.32 | 2 | 0
2035 | PJM_ROR_2_MISO_WUMS | PJM_ROR | MISO_WUMS | Internal | Shoulder | B11 | 25 | 1467 | 0 | 70.24 | 72.23 | 2 | 0
2035 | PJM_ROR_2_MISO_WUMS | PJM_ROR | MISO_WUMS | Internal | Shoulder | B12 | 200 | 1467 | 0 | 58.91 | 59.66 | 2 | 0
2035 | PJM_ROR_2_MISO_WUMS | PJM_ROR | MISO_WUMS | Internal | Shoulder | B13 | 600 | 1467 | 0 | 54.09 | 55.56 | 2 | 0
2035 | PJM_ROR_2_MISO_WUMS | PJM_ROR | MISO_WUMS | Internal | Shoulder | B14 | 900 | 1467 | 0 | 51.52 | 53.44 | 2 | 0
2035 | PJM_ROR_2_MISO_WUMS | PJM_ROR | MISO_WUMS | Internal | Shoulder | B15 | 1203 | 1467 | 0 | 47.89 | 49.87 | 2 | 0
2035 | PJM_ROR_2_MISO_WUMS | PJM_ROR | MISO_WUMS | Internal | Summer | B1 | 10 | 1467 | 0 | 92.97 | 90.31 | 2 | 0
2035 | PJM_ROR_2_MISO_WUMS | PJM_ROR | MISO_WUMS | Internal | Summer | B2 | 25 | 1467 | 0 | 88.73 | 86.42 | 2 | 0
2035 | PJM_ROR_2_MISO_WUMS | PJM_ROR | MISO_WUMS | Internal | Summer | B3 | 75 | 1467 | 0 | 82.99 | 84.04 | 2 | 0
2035 | PJM_ROR_2_MISO_WUMS | PJM_ROR | MISO_WUMS | Internal | Summer | B4 | 100 | 1467 | 0 | 79.29 | 80.84 | 2 | 0
2035 | PJM_ROR_2_MISO_WUMS | PJM_ROR | MISO_WUMS | Internal | Summer | B5 | 200 | 1467 | 1266.9 | 75.86 | 77.86 | 2 | 0
2035 | PJM_ROR_2_MISO_WUMS | PJM_ROR | MISO_WUMS | Internal | Summer | B6 | 300 | 1467 | 29.89 | 63.28 | 65.28 | 2 | 0
2035 | PJM_ROR_2_MISO_WUMS | PJM_ROR | MISO_WUMS | Internal | Summer | B7 | 400 | 1467 | 0 | 52.07 | 54.02 | 2 | 0
2035 | PJM_ROR_2_MISO_WUMS | PJM_ROR | MISO_WUMS | Internal | Summer | B8 | 500 | 1467 | 0 | 49.54 | 51.08 | 2 | 0
2035 | PJM_ROR_2_MISO_WUMS | PJM_ROR | MISO_WUMS | Internal | Summer | B9 | 800 | 1467 | 0 | 46.37 | 48.06 | 2 | 0
2035 | PJM_ROR_2_MISO_WUMS | PJM_ROR | MISO_WUMS | Internal | Summer | B10 | 1262 | 1467 | 769.85 | 42.73 | 44.73 | 2 | 0
2035 | PJM_ROR_2_MISO_WUMS | PJM_ROR | MISO_WUMS | Internal | Winter | B16 | 25 | 1467 | 0 | 76.58 | 74.58 | 2 | 0
2035 | PJM_ROR_2_MISO_WUMS | PJM_ROR | MISO_WUMS | Internal | Winter | B17 | 100 | 1467 | 0 | 64.2 | 62.2 | 2 | 0
2035 | PJM_ROR_2_MISO_WUMS | PJM_ROR | MISO_WUMS | Internal | Winter | B18 | 400 | 1467 | 0 | 58.42 | 58.42 | 2 | 0
2035 | PJM_ROR_2_MISO_WUMS | PJM_ROR | MISO_WUMS | Internal | Winter | B19 | 700 | 1467 | 0 | 55.58 | 54.79 | 2 | 0
2035 | PJM_ROR_2_MISO_WUMS | PJM_ROR | MISO_WUMS | Internal | Winter | B20 | 935 | 1467 | 0 | 50.35 | 48.71 | 2 | 0
2035 | PJM_ROR_2_PJM_ROM | PJM_ROR | PJM_ROM | Internal | Shoulder | B11 | 25 | 8000 | 0 | 70.24 | 70.21 | 0.01 | 0
2035 | PJM_ROR_2_PJM_ROM | PJM_ROR | PJM_ROM | Internal | Shoulder | B12 | 200 | 8000 | 0 | 58.91 | 58.88 | 0.01 | 0
2035 | PJM_ROR_2_PJM_ROM | PJM_ROR | PJM_ROM | Internal | Shoulder | B13 | 600 | 8000 | 0 | 54.09 | 54.06 | 0.01 | 0
2035 | PJM_ROR_2_PJM_ROM | PJM_ROR | PJM_ROM | Internal | Shoulder | B14 | 900 | 8000 | 0 | 51.52 | 51.5 | 0.01 | 0
2035 | PJM_ROR_2_PJM_ROM | PJM_ROR | PJM_ROM | Internal | Shoulder | B15 | 1203 | 8000 | 0 | 47.89 | 47.87 | 0.01 | 0
2035 | PJM_ROR_2_PJM_ROM | PJM_ROR | PJM_ROM | Internal | Summer | B1 | 10 | 8000 | 0 | 92.97 | 92.94 | 0.01 | 0
2035 | PJM_ROR_2_PJM_ROM | PJM_ROR | PJM_ROM | Internal | Summer | B2 | 25 | 8000 | 0 | 88.73 | 88.71 | 0.01 | 0
2035 | PJM_ROR_2_PJM_ROM | PJM_ROR | PJM_ROM | Internal | Summer | B3 | 75 | 8000 | 0 | 82.99 | 82.97 | 0.01 | 0
2035 | PJM_ROR_2_PJM_ROM | PJM_ROR | PJM_ROM | Internal | Summer | B4 | 100 | 8000 | 0 | 79.29 | 79.27 | 0.01 | 0
2035 | PJM_ROR_2_PJM_ROM | PJM_ROR | PJM_ROM | Internal | Summer | B5 | 200 | 8000 | 0 | 75.86 | 75.84 | 0.01 | 0
2035 | PJM_ROR_2_PJM_ROM | PJM_ROR | PJM_ROM | Internal | Summer | B6 | 300 | 8000 | 0 | 63.28 | 63.26 | 0.01 | 0
2035 | PJM_ROR_2_PJM_ROM | PJM_ROR | PJM_ROM | Internal | Summer | B7 | 400 | 8000 | 0 | 52.07 | 52.04 | 0.01 | 0
2035 | PJM_ROR_2_PJM_ROM | PJM_ROR | PJM_ROM | Internal | Summer | B8 | 500 | 8000 | 0 | 49.54 | 49.52 | 0.01 | 0
2035 | PJM_ROR_2_PJM_ROM | PJM_ROR | PJM_ROM | Internal | Summer | B9 | 800 | 8000 | 0 | 46.37 | 46.35 | 0.01 | 0
2035 | PJM_ROR_2_PJM_ROM | PJM_ROR | PJM_ROM | Internal | Summer | B10 | 1262 | 8000 | 0 | 42.73 | 42.72 | 0.01 | 0
2035 | PJM_ROR_2_PJM_ROM | PJM_ROR | PJM_ROM | Internal | Winter | B16 | 25 | 8000 | 0 | 76.58 | 76.56 | 0.01 | 0
2035 | PJM_ROR_2_PJM_ROM | PJM_ROR | PJM_ROM | Internal | Winter | B17 | 100 | 8000 | 0 | 64.2 | 64.18 | 0.01 | 0
2035 | PJM_ROR_2_PJM_ROM | PJM_ROR | PJM_ROM | Internal | Winter | B18 | 400 | 8000 | 0 | 58.42 | 58.41 | 0.01 | 0
2035 | PJM_ROR_2_PJM_ROM | PJM_ROR | PJM_ROM | Internal | Winter | B19 | 700 | 8000 | 0 | 55.58 | 55.56 | 0.01 | 0
2035 | PJM_ROR_2_PJM_ROM | PJM_ROR | PJM_ROM | Internal | Winter | B20 | 935 | 8000 | 2666.5 | 50.35 | 50.36 | 0.01 | 0
2035 | PJM_ROR_2_TVA_Transmission | PJM_ROR | TVA_Transmission | Internal | Shoulder | B11 | 25 | 2500 | 0 | 70.24 | 75.87 | 6 | 0
2035 | PJM_ROR_2_TVA_Transmission | PJM_ROR | TVA_Transmission | Internal | Shoulder | B12 | 200 | 2500 | 0 | 58.91 | 61.76 | 6 | 0
2035 | PJM_ROR_2_TVA_Transmission | PJM_ROR | TVA_Transmission | Internal | Shoulder | B13 | 600 | 2500 | 0 | 54.09 | 57.88 | 6 | 0
2035 | PJM_ROR_2_TVA_Transmission | PJM_ROR | TVA_Transmission | Internal | Shoulder | B14 | 900 | 2500 | 0 | 51.52 | 56.64 | 6 | 0
2035 | PJM_ROR_2_TVA_Transmission | PJM_ROR | TVA_Transmission | Internal | Shoulder | B15 | 1203 | 2500 | 916.85 | 47.89 | 53.89 | 6 | 0
2035 | PJM_ROR_2_TVA_Transmission | PJM_ROR | TVA_Transmission | Internal | Summer | B1 | 10 | 2500 | 0 | 92.97 | 97.62 | 6 | 0
2035 | PJM_ROR_2_TVA_Transmission | PJM_ROR | TVA_Transmission | Internal | Summer | B2 | 25 | 2500 | 2500 | 88.73 | 94.88 | 6 | 0.14
2035 | PJM_ROR_2_TVA_Transmission | PJM_ROR | TVA_Transmission | Internal | Summer | B3 | 75 | 2500 | 991.51 | 82.99 | 88.99 | 6 | 0
2035 | PJM_ROR_2_TVA_Transmission | PJM_ROR | TVA_Transmission | Internal | Summer | B4 | 100 | 2500 | 2340.91 | 79.29 | 85.29 | 6 | 0
2035 | PJM_ROR_2_TVA_Transmission | PJM_ROR | TVA_Transmission | Internal | Summer | B5 | 200 | 2500 | 450.7 | 75.86 | 81.86 | 6 | 0
2035 | PJM_ROR_2_TVA_Transmission | PJM_ROR | TVA_Transmission | Internal | Summer | B6 | 300 | 2500 | 0 | 63.28 | 68.73 | 6 | 0
2035 | PJM_ROR_2_TVA_Transmission | PJM_ROR | TVA_Transmission | Internal | Summer | B7 | 400 | 2500 | 0 | 52.07 | 57.36 | 6 | 0
2035 | PJM_ROR_2_TVA_Transmission | PJM_ROR | TVA_Transmission | Internal | Summer | B8 | 500 | 2500 | 0 | 49.54 | 54.98 | 6 | 0
2035 | PJM_ROR_2_TVA_Transmission | PJM_ROR | TVA_Transmission | Internal | Summer | B9 | 800 | 2500 | 287.91 | 46.37 | 52.37 | 6 | 0
2035 | PJM_ROR_2_TVA_Transmission | PJM_ROR | TVA_Transmission | Internal | Summer | B10 | 1262 | 2500 | 0 | 42.73 | 45.4 | 6 | 0
2035 | PJM_ROR_2_TVA_Transmission | PJM_ROR | TVA_Transmission | Internal | Winter | B16 | 25 | 2500 | 0 | 76.58 | 78.95 | 6 | 0
2035 | PJM_ROR_2_TVA_Transmission | PJM_ROR | TVA_Transmission | Internal | Winter | B17 | 100 | 2500 | 0 | 64.2 | 65.34 | 6 | 0
2035 | PJM_ROR_2_TVA_Transmission | PJM_ROR | TVA_Transmission | Internal | Winter | B18 | 400 | 2500 | 0 | 58.42 | 60.22 | 6 | 0
2035 | PJM_ROR_2_TVA_Transmission | PJM_ROR | TVA_Transmission | Internal | Winter | B19 | 700 | 2500 | 0 | 55.58 | 56.01 | 6 | 0
2035 | PJM_ROR_2_TVA_Transmission | PJM_ROR | TVA_Transmission | Internal | Winter | B20 | 935 | 2500 | 0 | 50.35 | 54.2 | 6 | 0
2035 | PJM_ROR_2_VACAR | PJM_ROR | VACAR | Internal | Shoulder | B11 | 25 | 3000 | 3798.37 | 70.24 | 76.51 | 6 | 0.27
2035 | PJM_ROR_2_VACAR | PJM_ROR | VACAR | Internal | Shoulder | B12 | 200 | 3000 | 571.8 | 58.91 | 64.91 | 6 | 0
2035 | PJM_ROR_2_VACAR | PJM_ROR | VACAR | Internal | Shoulder | B13 | 600 | 3000 | 0 | 54.09 | 58.85 | 6 | 0
2035 | PJM_ROR_2_VACAR | PJM_ROR | VACAR | Internal | Shoulder | B14 | 900 | 3000 | 0 | 51.52 | 54.25 | 6 | 0
2035 | PJM_ROR_2_VACAR | PJM_ROR | VACAR | Internal | Shoulder | B15 | 1203 | 3000 | 1828.27 | 47.89 | 53.89 | 6 | 0
2035 | PJM_ROR_2_VACAR | PJM_ROR | VACAR | Internal | Summer | B1 | 10 | 3000 | 1585.89 | 92.97 | 98.97 | 6 | 0
2035 | PJM_ROR_2_VACAR | PJM_ROR | VACAR | Internal | Summer | B2 | 25 | 3000 | 261.37 | 88.73 | 94.73 | 6 | 0
2035 | PJM_ROR_2_VACAR | PJM_ROR | VACAR | Internal | Summer | B3 | 75 | 3000 | 7605.89 | 82.99 | 89.26 | 6 | 0.27
2035 | PJM_ROR_2_VACAR | PJM_ROR | VACAR | Internal | Summer | B4 | 100 | 3000 | 4997.34 | 79.29 | 85.56 | 6 | 0.27
2035 | PJM_ROR_2_VACAR | PJM_ROR | VACAR | Internal | Summer | B5 | 200 | 3000 | 6060.95 | 75.86 | 82.13 | 6 | 0.27
2035 | PJM_ROR_2_VACAR | PJM_ROR | VACAR | Internal | Summer | B6 | 300 | 3000 | 950.45 | 63.28 | 69.28 | 6 | 0
2035 | PJM_ROR_2_VACAR | PJM_ROR | VACAR | Internal | Summer | B7 | 400 | 3000 | 2862.95 | 52.07 | 58.07 | 6 | 0
2035 | PJM_ROR_2_VACAR | PJM_ROR | VACAR | Internal | Summer | B8 | 500 | 3000 | 0 | 49.54 | 51.71 | 6 | 0
2035 | PJM_ROR_2_VACAR | PJM_ROR | VACAR | Internal | Summer | B9 | 800 | 3000 | 0 | 46.37 | 51.67 | 6 | 0
2035 | PJM_ROR_2_VACAR | PJM_ROR | VACAR | Internal | Summer | B10 | 1262 | 3000 | 3000 | 42.73 | 48.76 | 6 | 0.03
2035 | PJM_ROR_2_VACAR | PJM_ROR | VACAR | Internal | Winter | B16 | 25 | 3000 | 5348.69 | 76.58 | 82.85 | 6 | 0.27
2035 | PJM_ROR_2_VACAR | PJM_ROR | VACAR | Internal | Winter | B17 | 100 | 3000 | 785.86 | 64.2 | 70.2 | 6 | 0
2035 | PJM_ROR_2_VACAR | PJM_ROR | VACAR | Internal | Winter | B18 | 400 | 3000 | 0 | 58.42 | 58.97 | 6 | 0
2035 | PJM_ROR_2_VACAR | PJM_ROR | VACAR | Internal | Winter | B19 | 700 | 3000 | 0 | 55.58 | 58.97 | 6 | 0
2035 | PJM_ROR_2_VACAR | PJM_ROR | VACAR | Internal | Winter | B20 | 935 | 3000 | 141.22 | 50.35 | 56.35 | 6 | 0
2035 | PJM_ROM_2_NYISO_A-F | PJM_ROM | NYISO_A-F | Internal | Shoulder | B11 | 25 | 2000 | 0 | 70.21 | 61.68 | 6 | 0
2035 | PJM_ROM_2_NYISO_A-F | PJM_ROM | NYISO_A-F | Internal | Shoulder | B12 | 200 | 2000 | 0 | 58.88 | 50.35 | 6 | 0
2035 | PJM_ROM_2_NYISO_A-F | PJM_ROM | NYISO_A-F | Internal | Shoulder | B13 | 600 | 2000 | 0 | 54.06 | 49.53 | 6 | 0
2035 | PJM_ROM_2_NYISO_A-F | PJM_ROM | NYISO_A-F | Internal | Shoulder | B14 | 900 | 2000 | 0 | 51.5 | 49.53 | 6 | 0
2035 | PJM_ROM_2_NYISO_A-F | PJM_ROM | NYISO_A-F | Internal | Shoulder | B15 | 1203 | 2000 | 0 | 47.87 | 49.46 | 6 | 0
2035 | PJM_ROM_2_NYISO_A-F | PJM_ROM | NYISO_A-F | Internal | Summer | B1 | 10 | 2000 | 0 | 92.94 | 84.94 | 6 | 0
2035 | PJM_ROM_2_NYISO_A-F | PJM_ROM | NYISO_A-F | Internal | Summer | B2 | 25 | 2000 | 0 | 88.71 | 80.71 | 6 | 0
2035 | PJM_ROM_2_NYISO_A-F | PJM_ROM | NYISO_A-F | Internal | Summer | B3 | 75 | 2000 | 0 | 82.97 | 74.69 | 6 | 0
2035 | PJM_ROM_2_NYISO_A-F | PJM_ROM | NYISO_A-F | Internal | Summer | B4 | 100 | 2000 | 0 | 79.27 | 70.72 | 6 | 0
2035 | PJM_ROM_2_NYISO_A-F | PJM_ROM | NYISO_A-F | Internal | Summer | B5 | 200 | 2000 | 0 | 75.84 | 67.31 | 6 | 0
2035 | PJM_ROM_2_NYISO_A-F | PJM_ROM | NYISO_A-F | Internal | Summer | B6 | 300 | 2000 | 0 | 63.26 | 55.26 | 6 | 0
2035 | PJM_ROM_2_NYISO_A-F | PJM_ROM | NYISO_A-F | Internal | Summer | B7 | 400 | 2000 | 0 | 52.04 | 48.17 | 6 | 0
2035 | PJM_ROM_2_NYISO_A-F | PJM_ROM | NYISO_A-F | Internal | Summer | B8 | 500 | 2000 | 0 | 49.52 | 45.9 | 6 | 0
2035 | PJM_ROM_2_NYISO_A-F | PJM_ROM | NYISO_A-F | Internal | Summer | B9 | 800 | 2000 | 0 | 46.35 | 45.9 | 6 | 0
2035 | PJM_ROM_2_NYISO_A-F | PJM_ROM | NYISO_A-F | Internal | Summer | B10 | 1262 | 2000 | 0 | 42.72 | 45.9 | 6 | 0
2035 | PJM_ROM_2_NYISO_A-F | PJM_ROM | NYISO_A-F | Internal | Winter | B16 | 25 | 2000 | 0 | 76.56 | 68.49 | 6 | 0
2035 | PJM_ROM_2_NYISO_A-F | PJM_ROM | NYISO_A-F | Internal | Winter | B17 | 100 | 2000 | 0 | 64.18 | 60.18 | 6 | 0
2035 | PJM_ROM_2_NYISO_A-F | PJM_ROM | NYISO_A-F | Internal | Winter | B18 | 400 | 2000 | 0 | 58.41 | 59.04 | 6 | 0
2035 | PJM_ROM_2_NYISO_A-F | PJM_ROM | NYISO_A-F | Internal | Winter | B19 | 700 | 2000 | 0 | 55.56 | 59.02 | 6 | 0
2035 | PJM_ROM_2_NYISO_A-F | PJM_ROM | NYISO_A-F | Internal | Winter | B20 | 935 | 2000 | 2212.21 | 50.36 | 56.37 | 6 | 0.01
2035 | PJM_ROM_2_PJM_E | PJM_ROM | PJM_E | Internal | Shoulder | B11 | 25 | 8000 | 0 | 70.21 | 70.2 | 0.01 | 0
2035 | PJM_ROM_2_PJM_E | PJM_ROM | PJM_E | Internal | Shoulder | B12 | 200 | 8000 | 0 | 58.88 | 58.87 | 0.01 | 0
2035 | PJM_ROM_2_PJM_E | PJM_ROM | PJM_E | Internal | Shoulder | B13 | 600 | 8000 | 0 | 54.06 | 54.05 | 0.01 | 0
2035 | PJM_ROM_2_PJM_E | PJM_ROM | PJM_E | Internal | Shoulder | B14 | 900 | 8000 | 815.91 | 51.5 | 51.51 | 0.01 | 0
2035 | PJM_ROM_2_PJM_E | PJM_ROM | PJM_E | Internal | Shoulder | B15 | 1203 | 8000 | 2362.41 | 47.87 | 47.88 | 0.01 | 0
2035 | PJM_ROM_2_PJM_E | PJM_ROM | PJM_E | Internal | Summer | B1 | 10 | 8000 | 5261.61 | 92.94 | 92.95 | 0.01 | 0
2035 | PJM_ROM_2_PJM_E | PJM_ROM | PJM_E | Internal | Summer | B2 | 25 | 8000 | 3922.34 | 88.71 | 88.72 | 0.01 | 0
2035 | PJM_ROM_2_PJM_E | PJM_ROM | PJM_E | Internal | Summer | B3 | 75 | 8000 | 0 | 82.97 | 82.96 | 0.01 | 0
2035 | PJM_ROM_2_PJM_E | PJM_ROM | PJM_E | Internal | Summer | B4 | 100 | 8000 | 0 | 79.27 | 79.24 | 0.01 | 0
2035 | PJM_ROM_2_PJM_E | PJM_ROM | PJM_E | Internal | Summer | B5 | 200 | 8000 | 0 | 75.84 | 75.83 | 0.01 | 0
2035 | PJM_ROM_2_PJM_E | PJM_ROM | PJM_E | Internal | Summer | B6 | 300 | 8000 | 2476.34 | 63.26 | 63.27 | 0.01 | 0
2035 | PJM_ROM_2_PJM_E | PJM_ROM | PJM_E | Internal | Summer | B7 | 400 | 8000 | 1265.43 | 52.04 | 52.05 | 0.01 | 0
2035 | PJM_ROM_2_PJM_E | PJM_ROM | PJM_E | Internal | Summer | B8 | 500 | 8000 | 2486.12 | 49.52 | 49.53 | 0.01 | 0
2035 | PJM_ROM_2_PJM_E | PJM_ROM | PJM_E | Internal | Summer | B9 | 800 | 8000 | 5063.57 | 46.35 | 46.36 | 0.01 | 0
2035 | PJM_ROM_2_PJM_E | PJM_ROM | PJM_E | Internal | Summer | B10 | 1262 | 8000 | 6360.74 | 42.72 | 42.73 | 0.01 | 0
2035 | PJM_ROM_2_PJM_E | PJM_ROM | PJM_E | Internal | Winter | B16 | 25 | 8000 | 1437.51 | 76.56 | 76.57 | 0.01 | 0
2035 | PJM_ROM_2_PJM_E | PJM_ROM | PJM_E | Internal | Winter | B17 | 100 | 8000 | 2853.6 | 64.18 | 64.2 | 0.01 | 0
2035 | PJM_ROM_2_PJM_E | PJM_ROM | PJM_E | Internal | Winter | B18 | 400 | 8000 | 4058.13 | 58.41 | 58.42 | 0.01 | 0
2035 | PJM_ROM_2_PJM_E | PJM_ROM | PJM_E | Internal | Winter | B19 | 700 | 8000 | 5503.02 | 55.56 | 55.58 | 0.01 | 0
2035 | PJM_ROM_2_PJM_E | PJM_ROM | PJM_E | Internal | Winter | B20 | 935 | 8000 | 7287.78 | 50.36 | 50.37 | 0.01 | 0
2035 | PJM_ROM_2_PJM_ROR | PJM_ROM | PJM_ROR | Internal | Shoulder | B11 | 25 | 8000 | 19146.25 | 70.21 | 70.24 | 0.01 | 0.01
2035 | PJM_ROM_2_PJM_ROR | PJM_ROM | PJM_ROR | Internal | Shoulder | B12 | 200 | 8000 | 15139.16 | 58.88 | 58.91 | 0.01 | 0.01
2035 | PJM_ROM_2_PJM_ROR | PJM_ROM | PJM_ROR | Internal | Shoulder | B13 | 600 | 8000 | 13952.78 | 54.06 | 54.09 | 0.01 | 0.01
2035 | PJM_ROM_2_PJM_ROR | PJM_ROM | PJM_ROR | Internal | Shoulder | B14 | 900 | 8000 | 11583.68 | 51.5 | 51.52 | 0.01 | 0.01
2035 | PJM_ROM_2_PJM_ROR | PJM_ROM | PJM_ROR | Internal | Shoulder | B15 | 1203 | 8000 | 10534.26 | 47.87 | 47.89 | 0.01 | 0.01
2035 | PJM_ROM_2_PJM_ROR | PJM_ROM | PJM_ROR | Internal | Summer | B1 | 10 | 8000 | 8377.88 | 92.94 | 92.97 | 0.01 | 0.01
2035 | PJM_ROM_2_PJM_ROR | PJM_ROM | PJM_ROR | Internal | Summer | B2 | 25 | 8000 | 10499.45 | 88.71 | 88.73 | 0.01 | 0.01
2035 | PJM_ROM_2_PJM_ROR | PJM_ROM | PJM_ROR | Internal | Summer | B3 | 75 | 8000 | 20150.93 | 82.97 | 82.99 | 0.01 | 0.01
2035 | PJM_ROM_2_PJM_ROR | PJM_ROM | PJM_ROR | Internal | Summer | B4 | 100 | 8000 | 25061.77 | 79.27 | 79.29 | 0.01 | 0.01
2035 | PJM_ROM_2_PJM_ROR | PJM_ROM | PJM_ROR | Internal | Summer | B5 | 200 | 8000 | 24997.91 | 75.84 | 75.86 | 0.01 | 0.01
2035 | PJM_ROM_2_PJM_ROR | PJM_ROM | PJM_ROR | Internal | Summer | B6 | 300 | 8000 | 12037.56 | 63.26 | 63.28 | 0.01 | 0.01
2035 | PJM_ROM_2_PJM_ROR | PJM_ROM | PJM_ROR | Internal | Summer | B7 | 400 | 8000 | 12401.92 | 52.04 | 52.07 | 0.01 | 0.01
2035 | PJM_ROM_2_PJM_ROR | PJM_ROM | PJM_ROR | Internal | Summer | B8 | 500 | 8000 | 10786.38 | 49.52 | 49.54 | 0.01 | 0.01
2035 | PJM_ROM_2_PJM_ROR | PJM_ROM | PJM_ROR | Internal | Summer | B9 | 800 | 8000 | 8723.3 | 46.35 | 46.37 | 0.01 | 0.01
2035 | PJM_ROM_2_PJM_ROR | PJM_ROM | PJM_ROR | Internal | Summer | B10 | 1262 | 8000 | 7279.19 | 42.72 | 42.73 | 0.01 | 0
2035 | PJM_ROM_2_PJM_ROR | PJM_ROM | PJM_ROR | Internal | Winter | B16 | 25 | 8000 | 9953.57 | 76.56 | 76.58 | 0.01 | 0.01
2035 | PJM_ROM_2_PJM_ROR | PJM_ROM | PJM_ROR | Internal | Winter | B17 | 100 | 8000 | 6836.75 | 64.18 | 64.2 | 0.01 | 0
2035 | PJM_ROM_2_PJM_ROR | PJM_ROM | PJM_ROR | Internal | Winter | B18 | 400 | 8000 | 5822.36 | 58.41 | 58.42 | 0.01 | 0
2035 | PJM_ROM_2_PJM_ROR | PJM_ROM | PJM_ROR | Internal | Winter | B19 | 700 | 8000 | 5165.64 | 55.56 | 55.58 | 0.01 | 0
2035 | PJM_ROM_2_PJM_ROR | PJM_ROM | PJM_ROR | Internal | Winter | B20 | 935 | 8000 | 0 | 50.36 | 50.35 | 0.01 | 0
2035 | SOCO_2_FRCC | SOCO | FRCC | Internal | Shoulder | B11 | 25 | 3700 | 1967.38 | 84.01 | 94.01 | 10 | 0
2035 | SOCO_2_FRCC | SOCO | FRCC | Internal | Shoulder | B12 | 200 | 3700 | 0 | 57 | 65.05 | 10 | 0
2035 | SOCO_2_FRCC | SOCO | FRCC | Internal | Shoulder | B13 | 600 | 3700 | 0 | 56.72 | 64.6 | 10 | 0
2035 | SOCO_2_FRCC | SOCO | FRCC | Internal | Shoulder | B14 | 900 | 3700 | 0 | 56.72 | 61.92 | 10 | 0
2035 | SOCO_2_FRCC | SOCO | FRCC | Internal | Shoulder | B15 | 1203 | 3700 | 0 | 56.72 | 61.92 | 10 | 0
2035 | SOCO_2_FRCC | SOCO | FRCC | Internal | Summer | B1 | 10 | 3700 | 697.74 | 98.7 | 108.7 | 10 | 0
2035 | SOCO_2_FRCC | SOCO | FRCC | Internal | Summer | B2 | 25 | 3700 | 0 | 94.27 | 99.8 | 10 | 0
2035 | SOCO_2_FRCC | SOCO | FRCC | Internal | Summer | B3 | 75 | 3700 | 0 | 94.27 | 99.8 | 10 | 0
2035 | SOCO_2_FRCC | SOCO | FRCC | Internal | Summer | B4 | 100 | 3700 | 0 | 92.45 | 99.8 | 10 | 0
2035 | SOCO_2_FRCC | SOCO | FRCC | Internal | Summer | B5 | 200 | 3700 | 0 | 89.62 | 97.73 | 10 | 0
2035 | SOCO_2_FRCC | SOCO | FRCC | Internal | Summer | B6 | 300 | 3700 | 1581.53 | 76.28 | 86.28 | 10 | 0
2035 | SOCO_2_FRCC | SOCO | FRCC | Internal | Summer | B7 | 400 | 3700 | 994.84 | 65.07 | 75.07 | 10 | 0
2035 | SOCO_2_FRCC | SOCO | FRCC | Internal | Summer | B8 | 500 | 3700 | 0 | 57.14 | 63.49 | 10 | 0
2035 | SOCO_2_FRCC | SOCO | FRCC | Internal | Summer | B9 | 800 | 3700 | 0 | 55.15 | 60.86 | 10 | 0
2035 | SOCO_2_FRCC | SOCO | FRCC | Internal | Summer | B10 | 1262 | 3700 | 0 | 54.4 | 60.86 | 10 | 0
2035 | SOCO_2_FRCC | SOCO | FRCC | Internal | Winter | B16 | 25 | 3700 | 1497.45 | 81.98 | 91.98 | 10 | 0
2035 | SOCO_2_FRCC | SOCO | FRCC | Internal | Winter | B17 | 100 | 3700 | 0 | 60.2 | 67.65 | 10 | 0
2035 | SOCO_2_FRCC | SOCO | FRCC | Internal | Winter | B18 | 400 | 3700 | 0 | 60.2 | 66.36 | 10 | 0
2035 | SOCO_2_FRCC | SOCO | FRCC | Internal | Winter | B19 | 700 | 3700 | 0 | 60.2 | 64.83 | 10 | 0
2035 | SOCO_2_FRCC | SOCO | FRCC | Internal | Winter | B20 | 935 | 3700 | 0 | 59.34 | 64.83 | 10 | 0
2035 | SOCO_2_VACAR | SOCO | VACAR | Internal | Shoulder | B11 | 25 | 2000 | 0 | 84.01 | 76.51 | 10 | 0
2035 | SOCO_2_VACAR | SOCO | VACAR | Internal | Shoulder | B12 | 200 | 2000 | 0 | 57 | 64.91 | 10 | 0
2035 | SOCO_2_VACAR | SOCO | VACAR | Internal | Shoulder | B13 | 600 | 2000 | 0 | 56.72 | 58.85 | 10 | 0
2035 | SOCO_2_VACAR | SOCO | VACAR | Internal | Shoulder | B14 | 900 | 2000 | 0 | 56.72 | 54.25 | 10 | 0
2035 | SOCO_2_VACAR | SOCO | VACAR | Internal | Shoulder | B15 | 1203 | 2000 | 0 | 56.72 | 53.89 | 10 | 0
2035 | SOCO_2_VACAR | SOCO | VACAR | Internal | Summer | B1 | 10 | 2000 | 0 | 98.7 | 98.97 | 10 | 0
2035 | SOCO_2_VACAR | SOCO | VACAR | Internal | Summer | B2 | 25 | 2000 | 0 | 94.27 | 94.73 | 10 | 0
2035 | SOCO_2_VACAR | SOCO | VACAR | Internal | Summer | B3 | 75 | 2000 | 0 | 94.27 | 89.26 | 10 | 0
2035 | SOCO_2_VACAR | SOCO | VACAR | Internal | Summer | B4 | 100 | 2000 | 0 | 92.45 | 85.56 | 10 | 0
2035 | SOCO_2_VACAR | SOCO | VACAR | Internal | Summer | B5 | 200 | 2000 | 0 | 89.62 | 82.13 | 10 | 0
2035 | SOCO_2_VACAR | SOCO | VACAR | Internal | Summer | B6 | 300 | 2000 | 0 | 76.28 | 69.28 | 10 | 0
2035 | SOCO_2_VACAR | SOCO | VACAR | Internal | Summer | B7 | 400 | 2000 | 0 | 65.07 | 58.07 | 10 | 0
2035 | SOCO_2_VACAR | SOCO | VACAR | Internal | Summer | B8 | 500 | 2000 | 0 | 57.14 | 51.71 | 10 | 0
2035 | SOCO_2_VACAR | SOCO | VACAR | Internal | Summer | B9 | 800 | 2000 | 0 | 55.15 | 51.67 | 10 | 0
2035 | SOCO_2_VACAR | SOCO | VACAR | Internal | Summer | B10 | 1262 | 2000 | 0 | 54.4 | 48.76 | 10 | 0
2035 | SOCO_2_VACAR | SOCO | VACAR | Internal | Winter | B16 | 25 | 2000 | 0 | 81.98 | 82.85 | 10 | 0
2035 | SOCO_2_VACAR | SOCO | VACAR | Internal | Winter | B17 | 100 | 2000 | 1606.47 | 60.2 | 70.2 | 10 | 0
2035 | SOCO_2_VACAR | SOCO | VACAR | Internal | Winter | B18 | 400 | 2000 | 0 | 60.2 | 58.97 | 10 | 0
2035 | SOCO_2_VACAR | SOCO | VACAR | Internal | Winter | B19 | 700 | 2000 | 0 | 60.2 | 58.97 | 10 | 0
2035 | SOCO_2_VACAR | SOCO | VACAR | Internal | Winter | B20 | 935 | 2000 | 0 | 59.34 | 56.35 | 10 | 0
2035 | SPP_N_2_ENT | SPP_N | ENT | Internal | Shoulder | B11 | 25 | 1800 | 0 | 79.24 | 80.37 | 5 | 0
2035 | SPP_N_2_ENT | SPP_N | ENT | Internal | Shoulder | B12 | 200 | 1800 | 0 | 55.69 | 56.8 | 5 | 0
2035 | SPP_N_2_ENT | SPP_N | ENT | Internal | Shoulder | B13 | 600 | 1800 | 0 | 55.56 | 56.8 | 5 | 0
2035 | SPP_N_2_ENT | SPP_N | ENT | Internal | Shoulder | B14 | 900 | 1800 | 0 | 53.11 | 56.38 | 5 | 0
2035 | SPP_N_2_ENT | SPP_N | ENT | Internal | Shoulder | B15 | 1203 | 1800 | 699.45 | 49.51 | 54.51 | 5 | 0
2035 | SPP_N_2_ENT | SPP_N | ENT | Internal | Summer | B1 | 10 | 1800 | 0 | 85.95 | 90.7 | 5 | 0
2035 | SPP_N_2_ENT | SPP_N | ENT | Internal | Summer | B2 | 25 | 1800 | 0 | 86.96 | 90.7 | 5 | 0
2035 | SPP_N_2_ENT | SPP_N | ENT | Internal | Summer | B3 | 75 | 1800 | 0 | 87.87 | 88.01 | 5 | 0
2035 | SPP_N_2_ENT | SPP_N | ENT | Internal | Summer | B4 | 100 | 1800 | 0 | 81.29 | 85.03 | 5 | 0
2035 | SPP_N_2_ENT | SPP_N | ENT | Internal | Summer | B5 | 200 | 1800 | 0 | 77.89 | 81.62 | 5 | 0
2035 | SPP_N_2_ENT | SPP_N | ENT | Internal | Summer | B6 | 300 | 1800 | 0 | 72.28 | 73.29 | 5 | 0
2035 | SPP_N_2_ENT | SPP_N | ENT | Internal | Summer | B7 | 400 | 1800 | 0 | 57.11 | 57.07 | 5 | 0
2035 | SPP_N_2_ENT | SPP_N | ENT | Internal | Summer | B8 | 500 | 1800 | 0 | 53.84 | 54.94 | 5 | 0
2035 | SPP_N_2_ENT | SPP_N | ENT | Internal | Summer | B9 | 800 | 1800 | 0 | 52.47 | 54.54 | 5 | 0
2035 | SPP_N_2_ENT | SPP_N | ENT | Internal | Summer | B10 | 1262 | 1800 | 1669.14 | 47.74 | 52.74 | 5 | 0
2035 | SPP_N_2_ENT | SPP_N | ENT | Internal | Winter | B16 | 25 | 1800 | 1158.07 | 68.98 | 73.98 | 5 | 0
2035 | SPP_N_2_ENT | SPP_N | ENT | Internal | Winter | B17 | 100 | 1800 | 0 | 59.33 | 60.57 | 5 | 0
2035 | SPP_N_2_ENT | SPP_N | ENT | Internal | Winter | B18 | 400 | 1800 | 0 | 59.33 | 60.57 | 5 | 0
2035 | SPP_N_2_ENT | SPP_N | ENT | Internal | Winter | B19 | 700 | 1800 | 394.17 | 55.13 | 60.13 | 5 | 0
2035 | SPP_N_2_ENT | SPP_N | ENT | Internal | Winter | B20 | 935 | 1800 | 1800 | 46.52 | 56.33 | 5 | 4.81
2035 | SPP_N_2_MISO_MO-IL | SPP_N | MISO_MO-IL | Internal | Shoulder | B11 | 25 | 2000 | 0 | 79.24 | 72.37 | 5 | 0
2035 | SPP_N_2_MISO_MO-IL | SPP_N | MISO_MO-IL | Internal | Shoulder | B12 | 200 | 2000 | 0 | 55.69 | 59.38 | 5 | 0
2035 | SPP_N_2_MISO_MO-IL | SPP_N | MISO_MO-IL | Internal | Shoulder | B13 | 600 | 2000 | 0 | 55.56 | 55.56 | 5 | 0
2035 | SPP_N_2_MISO_MO-IL | SPP_N | MISO_MO-IL | Internal | Shoulder | B14 | 900 | 2000 | 0 | 53.11 | 53.47 | 5 | 0
2035 | SPP_N_2_MISO_MO-IL | SPP_N | MISO_MO-IL | Internal | Shoulder | B15 | 1203 | 2000 | 0 | 49.51 | 49.87 | 5 | 0
2035 | SPP_N_2_MISO_MO-IL | SPP_N | MISO_MO-IL | Internal | Summer | B1 | 10 | 2000 | 550.51 | 85.95 | 90.95 | 5 | 0
2035 | SPP_N_2_MISO_MO-IL | SPP_N | MISO_MO-IL | Internal | Summer | B2 | 25 | 2000 | 0 | 86.96 | 86.88 | 5 | 0
2035 | SPP_N_2_MISO_MO-IL | SPP_N | MISO_MO-IL | Internal | Summer | B3 | 75 | 2000 | 0 | 87.87 | 84.49 | 5 | 0
2035 | SPP_N_2_MISO_MO-IL | SPP_N | MISO_MO-IL | Internal | Summer | B4 | 100 | 2000 | 0 | 81.29 | 81.29 | 5 | 0
2035 | SPP_N_2_MISO_MO-IL | SPP_N | MISO_MO-IL | Internal | Summer | B5 | 200 | 2000 | 0 | 77.89 | 77.89 | 5 | 0
2035 | SPP_N_2_MISO_MO-IL | SPP_N | MISO_MO-IL | Internal | Summer | B6 | 300 | 2000 | 0 | 72.28 | 65.29 | 5 | 0
2035 | SPP_N_2_MISO_MO-IL | SPP_N | MISO_MO-IL | Internal | Summer | B7 | 400 | 2000 | 0 | 57.11 | 54.04 | 5 | 0
2035 | SPP_N_2_MISO_MO-IL | SPP_N | MISO_MO-IL | Internal | Summer | B8 | 500 | 2000 | 0 | 53.84 | 51.1 | 5 | 0
2035 | SPP_N_2_MISO_MO-IL | SPP_N | MISO_MO-IL | Internal | Summer | B9 | 800 | 2000 | 0 | 52.47 | 47.81 | 5 | 0
2035 | SPP_N_2_MISO_MO-IL | SPP_N | MISO_MO-IL | Internal | Summer | B10 | 1262 | 2000 | 0 | 47.74 | 44.71 | 5 | 0
2035 | SPP_N_2_MISO_MO-IL | SPP_N | MISO_MO-IL | Internal | Winter | B16 | 25 | 2000 | 993.63 | 68.98 | 73.98 | 5 | 0
2035 | SPP_N_2_MISO_MO-IL | SPP_N | MISO_MO-IL | Internal | Winter | B17 | 100 | 2000 | 0 | 59.33 | 61.6 | 5 | 0
2035 | SPP_N_2_MISO_MO-IL | SPP_N | MISO_MO-IL | Internal | Winter | B18 | 400 | 2000 | 0 | 59.33 | 58.42 | 5 | 0
2035 | SPP_N_2_MISO_MO-IL | SPP_N | MISO_MO-IL | Internal | Winter | B19 | 700 | 2000 | 0 | 55.13 | 54.25 | 5 | 0
2035 | SPP_N_2_MISO_MO-IL | SPP_N | MISO_MO-IL | Internal | Winter | B20 | 935 | 2000 | 0 | 46.52 | 48.33 | 5 | 0
2035 | SPP_N_2_NE | SPP_N | NE | Internal | Shoulder | B11 | 25 | 330 | 0 | 79.24 | 77.63 | 0.01 | 0
2035 | SPP_N_2_NE | SPP_N | NE | Internal | Shoulder | B12 | 200 | 330 | 0 | 55.69 | 55.68 | 0.01 | 0
2035 | SPP_N_2_NE | SPP_N | NE | Internal | Shoulder | B13 | 600 | 330 | 0 | 55.56 | 55.55 | 0.01 | 0
2035 | SPP_N_2_NE | SPP_N | NE | Internal | Shoulder | B14 | 900 | 330 | 0 | 53.11 | 53.1 | 0.01 | 0
2035 | SPP_N_2_NE | SPP_N | NE | Internal | Shoulder | B15 | 1203 | 330 | 0 | 49.51 | 49.5 | 0.01 | 0
2035 | SPP_N_2_NE | SPP_N | NE | Internal | Summer | B1 | 10 | 330 | 290.68 | 85.95 | 85.97 | 0.01 | 0
2035 | SPP_N_2_NE | SPP_N | NE | Internal | Summer | B2 | 25 | 330 | 0 | 86.96 | 86.95 | 0.01 | 0
2035 | SPP_N_2_NE | SPP_N | NE | Internal | Summer | B3 | 75 | 330 | 0 | 87.87 | 87.85 | 0.01 | 0
2035 | SPP_N_2_NE | SPP_N | NE | Internal | Summer | B4 | 100 | 330 | 0 | 81.29 | 81.28 | 0.01 | 0
2035 | SPP_N_2_NE | SPP_N | NE | Internal | Summer | B5 | 200 | 330 | 0 | 77.89 | 77.88 | 0.01 | 0
2035 | SPP_N_2_NE | SPP_N | NE | Internal | Summer | B6 | 300 | 330 | 0 | 72.28 | 70.67 | 0.01 | 0
2035 | SPP_N_2_NE | SPP_N | NE | Internal | Summer | B7 | 400 | 330 | 0 | 57.11 | 57.1 | 0.01 | 0
2035 | SPP_N_2_NE | SPP_N | NE | Internal | Summer | B8 | 500 | 330 | 0 | 53.84 | 52.23 | 0.01 | 0
2035 | SPP_N_2_NE | SPP_N | NE | Internal | Summer | B9 | 800 | 330 | 0 | 52.47 | 50.86 | 0.01 | 0
2035 | SPP_N_2_NE | SPP_N | NE | Internal | Summer | B10 | 1262 | 330 | 0 | 47.74 | 46.13 | 0.01 | 0
2035 | SPP_N_2_NE | SPP_N | NE | Internal | Winter | B16 | 25 | 330 | 0 | 68.98 | 68.97 | 0.01 | 0
2035 | SPP_N_2_NE | SPP_N | NE | Internal | Winter | B17 | 100 | 330 | 0 | 59.33 | 59.32 | 0.01 | 0
2035 | SPP_N_2_NE | SPP_N | NE | Internal | Winter | B18 | 400 | 330 | 0 | 59.33 | 59.32 | 0.01 | 0
2035 | SPP_N_2_NE | SPP_N | NE | Internal | Winter | B19 | 700 | 330 | 0 | 55.13 | 55.12 | 0.01 | 0
2035 | SPP_N_2_NE | SPP_N | NE | Internal | Winter | B20 | 935 | 330 | 0 | 46.52 | 46.48 | 0.01 | 0
2035 | SPP_N_2_SPP_S | SPP_N | SPP_S | Internal | Shoulder | B11 | 25 | 4000 | 0 | 79.24 | 77.97 | 0.01 | 0
2035 | SPP_N_2_SPP_S | SPP_N | SPP_S | Internal | Shoulder | B12 | 200 | 4000 | 0 | 55.69 | 54.42 | 0.01 | 0
2035 | SPP_N_2_SPP_S | SPP_N | SPP_S | Internal | Shoulder | B13 | 600 | 4000 | 0 | 55.56 | 54.3 | 0.01 | 0
2035 | SPP_N_2_SPP_S | SPP_N | SPP_S | Internal | Shoulder | B14 | 900 | 4000 | 0 | 53.11 | 51.85 | 0.01 | 0
2035 | SPP_N_2_SPP_S | SPP_N | SPP_S | Internal | Shoulder | B15 | 1203 | 4000 | 0 | 49.51 | 49.5 | 0.01 | 0
2035 | SPP_N_2_SPP_S | SPP_N | SPP_S | Internal | Summer | B1 | 10 | 4000 | 0 | 85.95 | 84.69 | 0.01 | 0
2035 | SPP_N_2_SPP_S | SPP_N | SPP_S | Internal | Summer | B2 | 25 | 4000 | 0 | 86.96 | 85.7 | 0.01 | 0
2035 | SPP_N_2_SPP_S | SPP_N | SPP_S | Internal | Summer | B3 | 75 | 4000 | 0 | 87.87 | 86.6 | 0.01 | 0
2035 | SPP_N_2_SPP_S | SPP_N | SPP_S | Internal | Summer | B4 | 100 | 4000 | 0 | 81.29 | 80.03 | 0.01 | 0
2035 | SPP_N_2_SPP_S | SPP_N | SPP_S | Internal | Summer | B5 | 200 | 4000 | 0 | 77.89 | 76.62 | 0.01 | 0
2035 | SPP_N_2_SPP_S | SPP_N | SPP_S | Internal | Summer | B6 | 300 | 4000 | 0 | 72.28 | 71.02 | 0.01 | 0
2035 | SPP_N_2_SPP_S | SPP_N | SPP_S | Internal | Summer | B7 | 400 | 4000 | 0 | 57.11 | 55.84 | 0.01 | 0
2035 | SPP_N_2_SPP_S | SPP_N | SPP_S | Internal | Summer | B8 | 500 | 4000 | 0 | 53.84 | 52.57 | 0.01 | 0
2035 | SPP_N_2_SPP_S | SPP_N | SPP_S | Internal | Summer | B9 | 800 | 4000 | 0 | 52.47 | 52.45 | 0.01 | 0
2035 | SPP_N_2_SPP_S | SPP_N | SPP_S | Internal | Summer | B10 | 1262 | 4000 | 1143.36 | 47.74 | 47.75 | 0.01 | 0
2035 | SPP_N_2_SPP_S | SPP_N | SPP_S | Internal | Winter | B16 | 25 | 4000 | 0 | 68.98 | 67.72 | 0.01 | 0
2035 | SPP_N_2_SPP_S | SPP_N | SPP_S | Internal | Winter | B17 | 100 | 4000 | 0 | 59.33 | 58.06 | 0.01 | 0
2035 | SPP_N_2_SPP_S | SPP_N | SPP_S | Internal | Winter | B18 | 400 | 4000 | 0 | 59.33 | 58.06 | 0.01 | 0
2035 | SPP_N_2_SPP_S | SPP_N | SPP_S | Internal | Winter | B19 | 700 | 4000 | 0 | 55.13 | 53.87 | 0.01 | 0
2035 | SPP_N_2_SPP_S | SPP_N | SPP_S | Internal | Winter | B20 | 935 | 4000 | 0 | 46.52 | 46.51 | 0.01 | 0
2035 | SPP_S_2_ENT | SPP_S | ENT | Internal | Shoulder | B11 | 25 | 850 | 0 | 77.97 | 80.37 | 5 | 0
2035 | SPP_S_2_ENT | SPP_S | ENT | Internal | Shoulder | B12 | 200 | 850 | 0 | 54.42 | 56.8 | 5 | 0
2035 | SPP_S_2_ENT | SPP_S | ENT | Internal | Shoulder | B13 | 600 | 850 | 0 | 54.3 | 56.8 | 5 | 0
2035 | SPP_S_2_ENT | SPP_S | ENT | Internal | Shoulder | B14 | 900 | 850 | 0 | 51.85 | 56.38 | 5 | 0
2035 | SPP_S_2_ENT | SPP_S | ENT | Internal | Shoulder | B15 | 1203 | 850 | 850 | 49.5 | 54.51 | 5 | 0.01
2035 | SPP_S_2_ENT | SPP_S | ENT | Internal | Summer | B1 | 10 | 850 | 850 | 84.69 | 90.7 | 5 | 1.01
2035 | SPP_S_2_ENT | SPP_S | ENT | Internal | Summer | B2 | 25 | 850 | 295 | 85.7 | 90.7 | 5 | 0
2035 | SPP_S_2_ENT | SPP_S | ENT | Internal | Summer | B3 | 75 | 850 | 0 | 86.6 | 88.01 | 5 | 0
2035 | SPP_S_2_ENT | SPP_S | ENT | Internal | Summer | B4 | 100 | 850 | 257.59 | 80.03 | 85.03 | 5 | 0
2035 | SPP_S_2_ENT | SPP_S | ENT | Internal | Summer | B5 | 200 | 850 | 397.01 | 76.62 | 81.62 | 5 | 0
2035 | SPP_S_2_ENT | SPP_S | ENT | Internal | Summer | B6 | 300 | 850 | 0 | 71.02 | 73.29 | 5 | 0
2035 | SPP_S_2_ENT | SPP_S | ENT | Internal | Summer | B7 | 400 | 850 | 0 | 55.84 | 57.07 | 5 | 0
2035 | SPP_S_2_ENT | SPP_S | ENT | Internal | Summer | B8 | 500 | 850 | 0 | 52.57 | 54.94 | 5 | 0
2035 | SPP_S_2_ENT | SPP_S | ENT | Internal | Summer | B9 | 800 | 850 | 0 | 52.45 | 54.54 | 5 | 0
2035 | SPP_S_2_ENT | SPP_S | ENT | Internal | Summer | B10 | 1262 | 850 | 0 | 47.75 | 52.74 | 5 | 0
2035 | SPP_S_2_ENT | SPP_S | ENT | Internal | Winter | B16 | 25 | 850 | 850 | 67.72 | 73.98 | 5 | 1.26
2035 | SPP_S_2_ENT | SPP_S | ENT | Internal | Winter | B17 | 100 | 850 | 0 | 58.06 | 60.57 | 5 | 0
2035 | SPP_S_2_ENT | SPP_S | ENT | Internal | Winter | B18 | 400 | 850 | 0 | 58.06 | 60.57 | 5 | 0
2035 | SPP_S_2_ENT | SPP_S | ENT | Internal | Winter | B19 | 700 | 850 | 850 | 53.87 | 60.13 | 5 | 1.26
2035 | SPP_S_2_ENT | SPP_S | ENT | Internal | Winter | B20 | 935 | 850 | 850 | 46.51 | 56.33 | 5 | 4.82
2035 | SPP_S_2_SPP_N | SPP_S | SPP_N | Internal | Shoulder | B11 | 25 | 640 | 2979.71 | 77.97 | 79.24 | 0.01 | 1.25
2035 | SPP_S_2_SPP_N | SPP_S | SPP_N | Internal | Shoulder | B12 | 200 | 640 | 3497.71 | 54.42 | 55.69 | 0.01 | 1.25
2035 | SPP_S_2_SPP_N | SPP_S | SPP_N | Internal | Shoulder | B13 | 600 | 640 | 2132.5 | 54.3 | 55.56 | 0.01 | 1.25
2035 | SPP_S_2_SPP_N | SPP_S | SPP_N | Internal | Shoulder | B14 | 900 | 640 | 2081.78 | 51.85 | 53.11 | 0.01 | 1.25
2035 | SPP_S_2_SPP_N | SPP_S | SPP_N | Internal | Shoulder | B15 | 1203 | 640 | 76.81 | 49.5 | 49.51 | 0.01 | 0
2035 | SPP_S_2_SPP_N | SPP_S | SPP_N | Internal | Summer | B1 | 10 | 640 | 9816.48 | 84.69 | 85.95 | 0.01 | 1.25
2035 | SPP_S_2_SPP_N | SPP_S | SPP_N | Internal | Summer | B2 | 25 | 640 | 7661.79 | 85.7 | 86.96 | 0.01 | 1.25
2035 | SPP_S_2_SPP_N | SPP_S | SPP_N | Internal | Summer | B3 | 75 | 640 | 7013.73 | 86.6 | 87.87 | 0.01 | 1.25
2035 | SPP_S_2_SPP_N | SPP_S | SPP_N | Internal | Summer | B4 | 100 | 640 | 6904.41 | 80.03 | 81.29 | 0.01 | 1.25
2035 | SPP_S_2_SPP_N | SPP_S | SPP_N | Internal | Summer | B5 | 200 | 640 | 5498.05 | 76.62 | 77.89 | 0.01 | 1.25
2035 | SPP_S_2_SPP_N | SPP_S | SPP_N | Internal | Summer | B6 | 300 | 640 | 1150.01 | 71.02 | 72.28 | 0.01 | 1.25
2035 | SPP_S_2_SPP_N | SPP_S | SPP_N | Internal | Summer | B7 | 400 | 640 | 2041.07 | 55.84 | 57.11 | 0.01 | 1.25
2035 | SPP_S_2_SPP_N | SPP_S | SPP_N | Internal | Summer | B8 | 500 | 640 | 1485.24 | 52.57 | 53.84 | 0.01 | 1.25
2035 | SPP_S_2_SPP_N | SPP_S | SPP_N | Internal | Summer | B9 | 800 | 640 | 134.73 | 52.45 | 52.47 | 0.01 | 0
2035 | SPP_S_2_SPP_N | SPP_S | SPP_N | Internal | Summer | B10 | 1262 | 640 | 0 | 47.75 | 47.74 | 0.01 | 0
2035 | SPP_S_2_SPP_N | SPP_S | SPP_N | Internal | Winter | B16 | 25 | 640 | 4876.32 | 67.72 | 68.98 | 0.01 | 1.25
2035 | SPP_S_2_SPP_N | SPP_S | SPP_N | Internal | Winter | B17 | 100 | 640 | 2416.63 | 58.06 | 59.33 | 0.01 | 1.25
2035 | SPP_S_2_SPP_N | SPP_S | SPP_N | Internal | Winter | B18 | 400 | 640 | 1497.19 | 58.06 | 59.33 | 0.01 | 1.25
2035 | SPP_S_2_SPP_N | SPP_S | SPP_N | Internal | Winter | B19 | 700 | 640 | 1551.77 | 53.87 | 55.13 | 0.01 | 1.25
2035 | SPP_S_2_SPP_N | SPP_S | SPP_N | Internal | Winter | B20 | 935 | 640 | 322.78 | 46.51 | 46.52 | 0.01 | 0
2035 | TVA_2_NonRTO_Midwest | TVA | NonRTO_Midwest | Internal | Shoulder | B11 | 25 | 100 | 0 | 74.32 | 80.38 | 9 | 0
2035 | TVA_2_NonRTO_Midwest | TVA | NonRTO_Midwest | Internal | Shoulder | B12 | 200 | 100 | 100 | 58.24 | 67.98 | 9 | 0.74
2035 | TVA_2_NonRTO_Midwest | TVA | NonRTO_Midwest | Internal | Shoulder | B13 | 600 | 100 | 0 | 55.94 | 56.98 | 9 | 0
2035 | TVA_2_NonRTO_Midwest | TVA | NonRTO_Midwest | Internal | Shoulder | B14 | 900 | 100 | 0 | 55.94 | 51.23 | 9 | 0
2035 | TVA_2_NonRTO_Midwest | TVA | NonRTO_Midwest | Internal | Shoulder | B15 | 1203 | 100 | 0 | 53.9 | 45.89 | 9 | 0
2035 | TVA_2_NonRTO_Midwest | TVA | NonRTO_Midwest | Internal | Summer | B1 | 10 | 100 | 0 | 97.33 | 90.25 | 9 | 0
2035 | TVA_2_NonRTO_Midwest | TVA | NonRTO_Midwest | Internal | Summer | B2 | 25 | 100 | 0 | 94.89 | 90.25 | 9 | 0
2035 | TVA_2_NonRTO_Midwest | TVA | NonRTO_Midwest | Internal | Summer | B3 | 75 | 100 | 0 | 89.01 | 90.25 | 9 | 0
2035 | TVA_2_NonRTO_Midwest | TVA | NonRTO_Midwest | Internal | Summer | B4 | 100 | 100 | 0 | 85.3 | 89.3 | 9 | 0
2035 | TVA_2_NonRTO_Midwest | TVA | NonRTO_Midwest | Internal | Summer | B5 | 200 | 100 | 0 | 81.88 | 85.9 | 9 | 0
2035 | TVA_2_NonRTO_Midwest | TVA | NonRTO_Midwest | Internal | Summer | B6 | 300 | 100 | 0 | 66.59 | 73.29 | 9 | 0
2035 | TVA_2_NonRTO_Midwest | TVA | NonRTO_Midwest | Internal | Summer | B7 | 400 | 100 | 0 | 55.37 | 56.84 | 9 | 0
2035 | TVA_2_NonRTO_Midwest | TVA | NonRTO_Midwest | Internal | Summer | B8 | 500 | 100 | 0 | 54.44 | 49.64 | 9 | 0
2035 | TVA_2_NonRTO_Midwest | TVA | NonRTO_Midwest | Internal | Summer | B9 | 800 | 100 | 0 | 52.38 | 45.91 | 9 | 0
2035 | TVA_2_NonRTO_Midwest | TVA | NonRTO_Midwest | Internal | Summer | B10 | 1262 | 100 | 0 | 45.41 | 37.4 | 9 | 0
2035 | TVA_2_NonRTO_Midwest | TVA | NonRTO_Midwest | Internal | Winter | B16 | 25 | 100 | 0 | 76.13 | 82.58 | 9 | 0
2035 | TVA_2_NonRTO_Midwest | TVA | NonRTO_Midwest | Internal | Winter | B17 | 100 | 100 | 0 | 61.77 | 70.2 | 9 | 0
2035 | TVA_2_NonRTO_Midwest | TVA | NonRTO_Midwest | Internal | Winter | B18 | 400 | 100 | 0 | 55.39 | 62.99 | 9 | 0
2035 | TVA_2_NonRTO_Midwest | TVA | NonRTO_Midwest | Internal | Winter | B19 | 700 | 100 | 0 | 55.39 | 48.59 | 9 | 0
2035 | TVA_2_NonRTO_Midwest | TVA | NonRTO_Midwest | Internal | Winter | B20 | 935 | 100 | 0 | 54.21 | 46.2 | 9 | 0
2035 | TVA_2_SOCO | TVA | SOCO | Internal | Shoulder | B11 | 25 | 500 | 1173.93 | 74.32 | 84.01 | 9 | 0.69
2035 | TVA_2_SOCO | TVA | SOCO | Internal | Shoulder | B12 | 200 | 500 | 0 | 58.24 | 57 | 9 | 0
2035 | TVA_2_SOCO | TVA | SOCO | Internal | Shoulder | B13 | 600 | 500 | 0 | 55.94 | 56.72 | 9 | 0
2035 | TVA_2_SOCO | TVA | SOCO | Internal | Shoulder | B14 | 900 | 500 | 0 | 55.94 | 56.72 | 9 | 0
2035 | TVA_2_SOCO | TVA | SOCO | Internal | Shoulder | B15 | 1203 | 500 | 0 | 53.9 | 56.72 | 9 | 0
2035 | TVA_2_SOCO | TVA | SOCO | Internal | Summer | B1 | 10 | 500 | 0 | 97.33 | 98.7 | 9 | 0
2035 | TVA_2_SOCO | TVA | SOCO | Internal | Summer | B2 | 25 | 500 | 0 | 94.89 | 94.27 | 9 | 0
2035 | TVA_2_SOCO | TVA | SOCO | Internal | Summer | B3 | 75 | 500 | 0 | 89.01 | 94.27 | 9 | 0
2035 | TVA_2_SOCO | TVA | SOCO | Internal | Summer | B4 | 100 | 500 | 0 | 85.3 | 92.45 | 9 | 0
2035 | TVA_2_SOCO | TVA | SOCO | Internal | Summer | B5 | 200 | 500 | 0 | 81.88 | 89.62 | 9 | 0
2035 | TVA_2_SOCO | TVA | SOCO | Internal | Summer | B6 | 300 | 500 | 2218.92 | 66.59 | 76.28 | 9 | 0.69
2035 | TVA_2_SOCO | TVA | SOCO | Internal | Summer | B7 | 400 | 500 | 758.95 | 55.37 | 65.07 | 9 | 0.69
2035 | TVA_2_SOCO | TVA | SOCO | Internal | Summer | B8 | 500 | 500 | 0 | 54.44 | 57.14 | 9 | 0
2035 | TVA_2_SOCO | TVA | SOCO | Internal | Summer | B9 | 800 | 500 | 0 | 52.38 | 55.15 | 9 | 0
2035 | TVA_2_SOCO | TVA | SOCO | Internal | Summer | B10 | 1262 | 500 | 0 | 45.41 | 54.4 | 9 | 0
2035 | TVA_2_SOCO | TVA | SOCO | Internal | Winter | B16 | 25 | 500 | 0 | 76.13 | 81.98 | 9 | 0
2035 | TVA_2_SOCO | TVA | SOCO | Internal | Winter | B17 | 100 | 500 | 0 | 61.77 | 60.2 | 9 | 0
2035 | TVA_2_SOCO | TVA | SOCO | Internal | Winter | B18 | 400 | 500 | 0 | 55.39 | 60.2 | 9 | 0
2035 | TVA_2_SOCO | TVA | SOCO | Internal | Winter | B19 | 700 | 500 | 0 | 55.39 | 60.2 | 9 | 0
2035 | TVA_2_SOCO | TVA | SOCO | Internal | Winter | B20 | 935 | 500 | 0 | 54.21 | 59.34 | 9 | 0
2035 | TVA_2_VACAR | TVA | VACAR | Internal | Shoulder | B11 | 25 | 150 | 0 | 74.32 | 76.51 | 9 | 0
2035 | TVA_2_VACAR | TVA | VACAR | Internal | Shoulder | B12 | 200 | 150 | 0 | 58.24 | 64.91 | 9 | 0
2035 | TVA_2_VACAR | TVA | VACAR | Internal | Shoulder | B13 | 600 | 150 | 0 | 55.94 | 58.85 | 9 | 0
2035 | TVA_2_VACAR | TVA | VACAR | Internal | Shoulder | B14 | 900 | 150 | 0 | 55.94 | 54.25 | 9 | 0
2035 | TVA_2_VACAR | TVA | VACAR | Internal | Shoulder | B15 | 1203 | 150 | 0 | 53.9 | 53.89 | 9 | 0
2035 | TVA_2_VACAR | TVA | VACAR | Internal | Summer | B1 | 10 | 150 | 0 | 97.33 | 98.97 | 9 | 0
2035 | TVA_2_VACAR | TVA | VACAR | Internal | Summer | B2 | 25 | 150 | 0 | 94.89 | 94.73 | 9 | 0
2035 | TVA_2_VACAR | TVA | VACAR | Internal | Summer | B3 | 75 | 150 | 0 | 89.01 | 89.26 | 9 | 0
2035 | TVA_2_VACAR | TVA | VACAR | Internal | Summer | B4 | 100 | 150 | 0 | 85.3 | 85.56 | 9 | 0
2035 | TVA_2_VACAR | TVA | VACAR | Internal | Summer | B5 | 200 | 150 | 0 | 81.88 | 82.13 | 9 | 0
2035 | TVA_2_VACAR | TVA | VACAR | Internal | Summer | B6 | 300 | 150 | 0 | 66.59 | 69.28 | 9 | 0
2035 | TVA_2_VACAR | TVA | VACAR | Internal | Summer | B7 | 400 | 150 | 0 | 55.37 | 58.07 | 9 | 0
2035 | TVA_2_VACAR | TVA | VACAR | Internal | Summer | B8 | 500 | 150 | 0 | 54.44 | 51.71 | 9 | 0
2035 | TVA_2_VACAR | TVA | VACAR | Internal | Summer | B9 | 800 | 150 | 0 | 52.38 | 51.67 | 9 | 0
2035 | TVA_2_VACAR | TVA | VACAR | Internal | Summer | B10 | 1262 | 150 | 0 | 45.41 | 48.76 | 9 | 0
2035 | TVA_2_VACAR | TVA | VACAR | Internal | Winter | B16 | 25 | 150 | 0 | 76.13 | 82.85 | 9 | 0
2035 | TVA_2_VACAR | TVA | VACAR | Internal | Winter | B17 | 100 | 150 | 0 | 61.77 | 70.2 | 9 | 0
2035 | TVA_2_VACAR | TVA | VACAR | Internal | Winter | B18 | 400 | 150 | 0 | 55.39 | 58.97 | 9 | 0
2035 | TVA_2_VACAR | TVA | VACAR | Internal | Winter | B19 | 700 | 150 | 0 | 55.39 | 58.97 | 9 | 0
2035 | TVA_2_VACAR | TVA | VACAR | Internal | Winter | B20 | 935 | 150 | 0 | 54.21 | 56.35 | 9 | 0
2035 | TVA_Transmission_2_SOCO | TVA_Transmission | SOCO | Internal | Shoulder | B11 | 25 | 3200 | 0 | 75.87 | 84.01 | 9 | 0
2035 | TVA_Transmission_2_SOCO | TVA_Transmission | SOCO | Internal | Shoulder | B12 | 200 | 3200 | 0 | 61.76 | 57 | 9 | 0
2035 | TVA_Transmission_2_SOCO | TVA_Transmission | SOCO | Internal | Shoulder | B13 | 600 | 3200 | 0 | 57.88 | 56.72 | 9 | 0
2035 | TVA_Transmission_2_SOCO | TVA_Transmission | SOCO | Internal | Shoulder | B14 | 900 | 3200 | 0 | 56.64 | 56.72 | 9 | 0
2035 | TVA_Transmission_2_SOCO | TVA_Transmission | SOCO | Internal | Shoulder | B15 | 1203 | 3200 | 0 | 53.89 | 56.72 | 9 | 0
2035 | TVA_Transmission_2_SOCO | TVA_Transmission | SOCO | Internal | Summer | B1 | 10 | 3200 | 0 | 97.62 | 98.7 | 9 | 0
2035 | TVA_Transmission_2_SOCO | TVA_Transmission | SOCO | Internal | Summer | B2 | 25 | 3200 | 0 | 94.88 | 94.27 | 9 | 0
2035 | TVA_Transmission_2_SOCO | TVA_Transmission | SOCO | Internal | Summer | B3 | 75 | 3200 | 0 | 88.99 | 94.27 | 9 | 0
2035 | TVA_Transmission_2_SOCO | TVA_Transmission | SOCO | Internal | Summer | B4 | 100 | 3200 | 0 | 85.29 | 92.45 | 9 | 0
2035 | TVA_Transmission_2_SOCO | TVA_Transmission | SOCO | Internal | Summer | B5 | 200 | 3200 | 0 | 81.86 | 89.62 | 9 | 0
2035 | TVA_Transmission_2_SOCO | TVA_Transmission | SOCO | Internal | Summer | B6 | 300 | 3200 | 0 | 68.73 | 76.28 | 9 | 0
2035 | TVA_Transmission_2_SOCO | TVA_Transmission | SOCO | Internal | Summer | B7 | 400 | 3200 | 0 | 57.36 | 65.07 | 9 | 0
2035 | TVA_Transmission_2_SOCO | TVA_Transmission | SOCO | Internal | Summer | B8 | 500 | 3200 | 0 | 54.98 | 57.14 | 9 | 0
2035 | TVA_Transmission_2_SOCO | TVA_Transmission | SOCO | Internal | Summer | B9 | 800 | 3200 | 0 | 52.37 | 55.15 | 9 | 0
2035 | TVA_Transmission_2_SOCO | TVA_Transmission | SOCO | Internal | Summer | B10 | 1262 | 3200 | 22.29 | 45.4 | 54.4 | 9 | 0
2035 | TVA_Transmission_2_SOCO | TVA_Transmission | SOCO | Internal | Winter | B16 | 25 | 3200 | 0 | 78.95 | 81.98 | 9 | 0
2035 | TVA_Transmission_2_SOCO | TVA_Transmission | SOCO | Internal | Winter | B17 | 100 | 3200 | 0 | 65.34 | 60.2 | 9 | 0
2035 | TVA_Transmission_2_SOCO | TVA_Transmission | SOCO | Internal | Winter | B18 | 400 | 3200 | 0 | 60.22 | 60.2 | 9 | 0
2035 | TVA_Transmission_2_SOCO | TVA_Transmission | SOCO | Internal | Winter | B19 | 700 | 3200 | 0 | 56.01 | 60.2 | 9 | 0
2035 | TVA_Transmission_2_SOCO | TVA_Transmission | SOCO | Internal | Winter | B20 | 935 | 3200 | 0 | 54.2 | 59.34 | 9 | 0
2035 | TVA_Transmission_2_TVA | TVA_Transmission | TVA | Internal | Shoulder | B11 | 25 | 99999 | 0 | 75.87 | 74.32 | 0.01 | 0
2035 | TVA_Transmission_2_TVA | TVA_Transmission | TVA | Internal | Shoulder | B12 | 200 | 99999 | 0 | 61.76 | 58.24 | 0.01 | 0
2035 | TVA_Transmission_2_TVA | TVA_Transmission | TVA | Internal | Shoulder | B13 | 600 | 99999 | 0 | 57.88 | 55.94 | 0.01 | 0
2035 | TVA_Transmission_2_TVA | TVA_Transmission | TVA | Internal | Shoulder | B14 | 900 | 99999 | 0 | 56.64 | 55.94 | 0.01 | 0
2035 | TVA_Transmission_2_TVA | TVA_Transmission | TVA | Internal | Shoulder | B15 | 1203 | 99999 | 1001.94 | 53.89 | 53.9 | 0.01 | 0
2035 | TVA_Transmission_2_TVA | TVA_Transmission | TVA | Internal | Summer | B1 | 10 | 99999 | 0 | 97.62 | 97.33 | 0.01 | 0
2035 | TVA_Transmission_2_TVA | TVA_Transmission | TVA | Internal | Summer | B2 | 25 | 99999 | 2775.22 | 94.88 | 94.89 | 0.01 | 0
2035 | TVA_Transmission_2_TVA | TVA_Transmission | TVA | Internal | Summer | B3 | 75 | 99999 | 991.51 | 88.99 | 89.01 | 0.01 | 0
2035 | TVA_Transmission_2_TVA | TVA_Transmission | TVA | Internal | Summer | B4 | 100 | 99999 | 2340.91 | 85.29 | 85.3 | 0.01 | 0
2035 | TVA_Transmission_2_TVA | TVA_Transmission | TVA | Internal | Summer | B5 | 200 | 99999 | 450.7 | 81.86 | 81.88 | 0.01 | 0
2035 | TVA_Transmission_2_TVA | TVA_Transmission | TVA | Internal | Summer | B6 | 300 | 99999 | 0 | 68.73 | 66.59 | 0.01 | 0
2035 | TVA_Transmission_2_TVA | TVA_Transmission | TVA | Internal | Summer | B7 | 400 | 99999 | 0 | 57.36 | 55.37 | 0.01 | 0
2035 | TVA_Transmission_2_TVA | TVA_Transmission | TVA | Internal | Summer | B8 | 500 | 99999 | 0 | 54.98 | 54.44 | 0.01 | 0
2035 | TVA_Transmission_2_TVA | TVA_Transmission | TVA | Internal | Summer | B9 | 800 | 99999 | 287.91 | 52.37 | 52.38 | 0.01 | 0
2035 | TVA_Transmission_2_TVA | TVA_Transmission | TVA | Internal | Summer | B10 | 1262 | 99999 | 60.36 | 45.4 | 45.41 | 0.01 | 0
2035 | TVA_Transmission_2_TVA | TVA_Transmission | TVA | Internal | Winter | B16 | 25 | 99999 | 0 | 78.95 | 76.13 | 0.01 | 0
2035 | TVA_Transmission_2_TVA | TVA_Transmission | TVA | Internal | Winter | B17 | 100 | 99999 | 0 | 65.34 | 61.77 | 0.01 | 0
2035 | TVA_Transmission_2_TVA | TVA_Transmission | TVA | Internal | Winter | B18 | 400 | 99999 | 0 | 60.22 | 55.39 | 0.01 | 0
2035 | TVA_Transmission_2_TVA | TVA_Transmission | TVA | Internal | Winter | B19 | 700 | 99999 | 0 | 56.01 | 55.39 | 0.01 | 0
2035 | TVA_Transmission_2_TVA | TVA_Transmission | TVA | Internal | Winter | B20 | 935 | 99999 | 1037.93 | 54.2 | 54.21 | 0.01 | 0
2035 | VACAR_2_SOCO | VACAR | SOCO | Internal | Shoulder | B11 | 25 | 3000 | 3564.87 | 76.51 | 84.01 | 7 | 0.5
2035 | VACAR_2_SOCO | VACAR | SOCO | Internal | Shoulder | B12 | 200 | 3000 | 0 | 64.91 | 57 | 7 | 0
2035 | VACAR_2_SOCO | VACAR | SOCO | Internal | Shoulder | B13 | 600 | 3000 | 0 | 58.85 | 56.72 | 7 | 0
2035 | VACAR_2_SOCO | VACAR | SOCO | Internal | Shoulder | B14 | 900 | 3000 | 0 | 54.25 | 56.72 | 7 | 0
2035 | VACAR_2_SOCO | VACAR | SOCO | Internal | Shoulder | B15 | 1203 | 3000 | 0 | 53.89 | 56.72 | 7 | 0
2035 | VACAR_2_SOCO | VACAR | SOCO | Internal | Summer | B1 | 10 | 3000 | 0 | 98.97 | 98.7 | 7 | 0
2035 | VACAR_2_SOCO | VACAR | SOCO | Internal | Summer | B2 | 25 | 3000 | 0 | 94.73 | 94.27 | 7 | 0
2035 | VACAR_2_SOCO | VACAR | SOCO | Internal | Summer | B3 | 75 | 3000 | 0 | 89.26 | 94.27 | 7 | 0
2035 | VACAR_2_SOCO | VACAR | SOCO | Internal | Summer | B4 | 100 | 3000 | 0 | 85.56 | 92.45 | 7 | 0
2035 | VACAR_2_SOCO | VACAR | SOCO | Internal | Summer | B5 | 200 | 3000 | 3000 | 82.13 | 89.62 | 7 | 0.49
2035 | VACAR_2_SOCO | VACAR | SOCO | Internal | Summer | B6 | 300 | 3000 | 502.75 | 69.28 | 76.28 | 7 | 0
2035 | VACAR_2_SOCO | VACAR | SOCO | Internal | Summer | B7 | 400 | 3000 | 1523.74 | 58.07 | 65.07 | 7 | 0
2035 | VACAR_2_SOCO | VACAR | SOCO | Internal | Summer | B8 | 500 | 3000 | 0 | 51.71 | 57.14 | 7 | 0
2035 | VACAR_2_SOCO | VACAR | SOCO | Internal | Summer | B9 | 800 | 3000 | 0 | 51.67 | 55.15 | 7 | 0
2035 | VACAR_2_SOCO | VACAR | SOCO | Internal | Summer | B10 | 1262 | 3000 | 0 | 48.76 | 54.4 | 7 | 0
2035 | VACAR_2_SOCO | VACAR | SOCO | Internal | Winter | B16 | 25 | 3000 | 0 | 82.85 | 81.98 | 7 | 0
2035 | VACAR_2_SOCO | VACAR | SOCO | Internal | Winter | B17 | 100 | 3000 | 0 | 70.2 | 60.2 | 7 | 0
2035 | VACAR_2_SOCO | VACAR | SOCO | Internal | Winter | B18 | 400 | 3000 | 0 | 58.97 | 60.2 | 7 | 0
2035 | VACAR_2_SOCO | VACAR | SOCO | Internal | Winter | B19 | 700 | 3000 | 0 | 58.97 | 60.2 | 7 | 0
2035 | VACAR_2_SOCO | VACAR | SOCO | Internal | Winter | B20 | 935 | 3000 | 0 | 56.35 | 59.34 | 7 | 0
2040 | ENT_2_SOCO | ENT | SOCO | Internal | Shoulder | B11 | 25 | 2000 | 0 | 84.68 | 88.36 | 8 | 0
2040 | ENT_2_SOCO | ENT | SOCO | Internal | Shoulder | B12 | 200 | 2000 | 0 | 62.8 | 63.29 | 8 | 0
2040 | ENT_2_SOCO | ENT | SOCO | Internal | Shoulder | B13 | 600 | 2000 | 0 | 62.34 | 62.73 | 8 | 0
2040 | ENT_2_SOCO | ENT | SOCO | Internal | Shoulder | B14 | 900 | 2000 | 0 | 60.76 | 62.73 | 8 | 0
2040 | ENT_2_SOCO | ENT | SOCO | Internal | Shoulder | B15 | 1203 | 2000 | 0 | 60.26 | 62.73 | 8 | 0
2040 | ENT_2_SOCO | ENT | SOCO | Internal | Summer | B1 | 10 | 2000 | 1336.94 | 99.83 | 107.83 | 8 | 0
2040 | ENT_2_SOCO | ENT | SOCO | Internal | Summer | B2 | 25 | 2000 | 0 | 99.83 | 103.96 | 8 | 0
2040 | ENT_2_SOCO | ENT | SOCO | Internal | Summer | B3 | 75 | 2000 | 325.92 | 95.96 | 103.96 | 8 | 0
2040 | ENT_2_SOCO | ENT | SOCO | Internal | Summer | B4 | 100 | 2000 | 857.26 | 93.93 | 101.93 | 8 | 0
2040 | ENT_2_SOCO | ENT | SOCO | Internal | Summer | B5 | 200 | 2000 | 1390.03 | 88.15 | 96.15 | 8 | 0
2040 | ENT_2_SOCO | ENT | SOCO | Internal | Summer | B6 | 300 | 2000 | 0 | 76.5 | 79.67 | 8 | 0
2040 | ENT_2_SOCO | ENT | SOCO | Internal | Summer | B7 | 400 | 2000 | 890.88 | 62.3 | 70.3 | 8 | 0
2040 | ENT_2_SOCO | ENT | SOCO | Internal | Summer | B8 | 500 | 2000 | 0 | 60.77 | 61.1 | 8 | 0
2040 | ENT_2_SOCO | ENT | SOCO | Internal | Summer | B9 | 800 | 2000 | 0 | 59.03 | 61.1 | 8 | 0
2040 | ENT_2_SOCO | ENT | SOCO | Internal | Summer | B10 | 1262 | 2000 | 0 | 53.52 | 56.46 | 8 | 0
2040 | ENT_2_SOCO | ENT | SOCO | Internal | Winter | B16 | 25 | 2000 | 2395.72 | 79.52 | 88.75 | 8 | 1.22
2040 | ENT_2_SOCO | ENT | SOCO | Internal | Winter | B17 | 100 | 2000 | 0 | 67.15 | 66.55 | 8 | 0
2040 | ENT_2_SOCO | ENT | SOCO | Internal | Winter | B18 | 400 | 2000 | 0 | 66.93 | 66.55 | 8 | 0
2040 | ENT_2_SOCO | ENT | SOCO | Internal | Winter | B19 | 700 | 2000 | 0 | 64.43 | 66.55 | 8 | 0
2040 | ENT_2_SOCO | ENT | SOCO | Internal | Winter | B20 | 935 | 2000 | 0 | 57.66 | 60.87 | 8 | 0
2040 | ENT_2_TVA_Transmission | ENT | TVA_Transmission | Internal | Shoulder | B11 | 25 | 2100 | 0 | 84.68 | 80.17 | 8 | 0
2040 | ENT_2_TVA_Transmission | ENT | TVA_Transmission | Internal | Shoulder | B12 | 200 | 2100 | 0 | 62.8 | 65.76 | 8 | 0
2040 | ENT_2_TVA_Transmission | ENT | TVA_Transmission | Internal | Shoulder | B13 | 600 | 2100 | 0 | 62.34 | 62.55 | 8 | 0
2040 | ENT_2_TVA_Transmission | ENT | TVA_Transmission | Internal | Shoulder | B14 | 900 | 2100 | 0 | 60.76 | 61.68 | 8 | 0
2040 | ENT_2_TVA_Transmission | ENT | TVA_Transmission | Internal | Shoulder | B15 | 1203 | 2100 | 0 | 60.26 | 56.39 | 8 | 0
2040 | ENT_2_TVA_Transmission | ENT | TVA_Transmission | Internal | Summer | B1 | 10 | 2100 | 0 | 99.83 | 106.99 | 8 | 0
2040 | ENT_2_TVA_Transmission | ENT | TVA_Transmission | Internal | Summer | B2 | 25 | 2100 | 0 | 99.83 | 103.23 | 8 | 0
2040 | ENT_2_TVA_Transmission | ENT | TVA_Transmission | Internal | Summer | B3 | 75 | 2100 | 0 | 95.96 | 97.45 | 8 | 0
2040 | ENT_2_TVA_Transmission | ENT | TVA_Transmission | Internal | Summer | B4 | 100 | 2100 | 0 | 93.93 | 94.39 | 8 | 0
2040 | ENT_2_TVA_Transmission | ENT | TVA_Transmission | Internal | Summer | B5 | 200 | 2100 | 0 | 88.15 | 88.46 | 8 | 0
2040 | ENT_2_TVA_Transmission | ENT | TVA_Transmission | Internal | Summer | B6 | 300 | 2100 | 0 | 76.5 | 71.96 | 8 | 0
2040 | ENT_2_TVA_Transmission | ENT | TVA_Transmission | Internal | Summer | B7 | 400 | 2100 | 0 | 62.3 | 62.59 | 8 | 0
2040 | ENT_2_TVA_Transmission | ENT | TVA_Transmission | Internal | Summer | B8 | 500 | 2100 | 0 | 60.77 | 59.71 | 8 | 0
2040 | ENT_2_TVA_Transmission | ENT | TVA_Transmission | Internal | Summer | B9 | 800 | 2100 | 0 | 59.03 | 55.77 | 8 | 0
2040 | ENT_2_TVA_Transmission | ENT | TVA_Transmission | Internal | Summer | B10 | 1262 | 2100 | 0 | 53.52 | 47.73 | 8 | 0
2040 | ENT_2_TVA_Transmission | ENT | TVA_Transmission | Internal | Winter | B16 | 25 | 2100 | 0 | 79.52 | 84.51 | 8 | 0
2040 | ENT_2_TVA_Transmission | ENT | TVA_Transmission | Internal | Winter | B17 | 100 | 2100 | 0 | 67.15 | 71.66 | 8 | 0
2040 | ENT_2_TVA_Transmission | ENT | TVA_Transmission | Internal | Winter | B18 | 400 | 2100 | 0 | 66.93 | 64.03 | 8 | 0
2040 | ENT_2_TVA_Transmission | ENT | TVA_Transmission | Internal | Winter | B19 | 700 | 2100 | 0 | 64.43 | 63.15 | 8 | 0
2040 | ENT_2_TVA_Transmission | ENT | TVA_Transmission | Internal | Winter | B20 | 935 | 2100 | 0 | 57.66 | 57.66 | 8 | 0
2040 | HQ_NEISO_2_NEISO | HQ_NEISO | NEISO | Internal | Shoulder | B11 | 25 | 99999 | 2920 | 61.95 | 61.97 | 0.01 | 0
2040 | HQ_NEISO_2_NEISO | HQ_NEISO | NEISO | Internal | Shoulder | B12 | 200 | 99999 | 2920 | 50.47 | 50.49 | 0.01 | 0
2040 | HQ_NEISO_2_NEISO | HQ_NEISO | NEISO | Internal | Shoulder | B13 | 600 | 99999 | 2920 | 48.35 | 48.36 | 0.01 | 0
2040 | HQ_NEISO_2_NEISO | HQ_NEISO | NEISO | Internal | Shoulder | B14 | 900 | 99999 | 2920 | 48.35 | 48.36 | 0.01 | 0
2040 | HQ_NEISO_2_NEISO | HQ_NEISO | NEISO | Internal | Shoulder | B15 | 1203 | 99999 | 1143.24 | 48.35 | 48.36 | 0.01 | 0
2040 | HQ_NEISO_2_NEISO | HQ_NEISO | NEISO | Internal | Summer | B1 | 10 | 99999 | 2920 | 90.04 | 90.05 | 0.01 | 0
2040 | HQ_NEISO_2_NEISO | HQ_NEISO | NEISO | Internal | Summer | B2 | 25 | 99999 | 2920 | 84.45 | 84.46 | 0.01 | 0
2040 | HQ_NEISO_2_NEISO | HQ_NEISO | NEISO | Internal | Summer | B3 | 75 | 99999 | 2920 | 78.78 | 78.79 | 0.01 | 0
2040 | HQ_NEISO_2_NEISO | HQ_NEISO | NEISO | Internal | Summer | B4 | 100 | 99999 | 2920 | 75.52 | 75.53 | 0.01 | 0
2040 | HQ_NEISO_2_NEISO | HQ_NEISO | NEISO | Internal | Summer | B5 | 200 | 99999 | 2920 | 69.75 | 69.76 | 0.01 | 0
2040 | HQ_NEISO_2_NEISO | HQ_NEISO | NEISO | Internal | Summer | B6 | 300 | 99999 | 2920 | 59.83 | 59.84 | 0.01 | 0
2040 | HQ_NEISO_2_NEISO | HQ_NEISO | NEISO | Internal | Summer | B7 | 400 | 99999 | 2920 | 51.16 | 51.17 | 0.01 | 0
2040 | HQ_NEISO_2_NEISO | HQ_NEISO | NEISO | Internal | Summer | B8 | 500 | 99999 | 2920 | 47.06 | 47.07 | 0.01 | 0
2040 | HQ_NEISO_2_NEISO | HQ_NEISO | NEISO | Internal | Summer | B9 | 800 | 99999 | 2920 | 44.48 | 44.49 | 0.01 | 0
2040 | HQ_NEISO_2_NEISO | HQ_NEISO | NEISO | Internal | Summer | B10 | 1262 | 99999 | 795.94 | 44.48 | 44.49 | 0.01 | 0
2040 | HQ_NEISO_2_NEISO | HQ_NEISO | NEISO | Internal | Winter | B16 | 25 | 99999 | 2920 | 70.16 | 70.17 | 0.01 | 0
2040 | HQ_NEISO_2_NEISO | HQ_NEISO | NEISO | Internal | Winter | B17 | 100 | 99999 | 2920 | 61.62 | 61.63 | 0.01 | 0
2040 | HQ_NEISO_2_NEISO | HQ_NEISO | NEISO | Internal | Winter | B18 | 400 | 99999 | 2920 | 60.25 | 60.26 | 0.01 | 0
2040 | HQ_NEISO_2_NEISO | HQ_NEISO | NEISO | Internal | Winter | B19 | 700 | 99999 | 2920 | 60.25 | 60.26 | 0.01 | 0
2040 | HQ_NEISO_2_NEISO | HQ_NEISO | NEISO | Internal | Winter | B20 | 935 | 99999 | 1233.58 | 60.25 | 60.26 | 0.01 | 0
2040 | HQ_NY_2_NYISO_A-F | HQ_NY | NYISO_A-F | Internal | Shoulder | B11 | 25 | 99999 | 1000 | 65.77 | 65.78 | 0.01 | 0
2040 | HQ_NY_2_NYISO_A-F | HQ_NY | NYISO_A-F | Internal | Shoulder | B12 | 200 | 99999 | 1000 | 54.29 | 54.3 | 0.01 | 0
2040 | HQ_NY_2_NYISO_A-F | HQ_NY | NYISO_A-F | Internal | Shoulder | B13 | 600 | 99999 | 1000 | 52.17 | 52.18 | 0.01 | 0
2040 | HQ_NY_2_NYISO_A-F | HQ_NY | NYISO_A-F | Internal | Shoulder | B14 | 900 | 99999 | 1000 | 52.17 | 52.18 | 0.01 | 0
2040 | HQ_NY_2_NYISO_A-F | HQ_NY | NYISO_A-F | Internal | Shoulder | B15 | 1203 | 99999 | 188.69 | 52.17 | 52.18 | 0.01 | 0
2040 | HQ_NY_2_NYISO_A-F | HQ_NY | NYISO_A-F | Internal | Summer | B1 | 10 | 99999 | 1000.1 | 93.04 | 93.05 | 0.01 | 0
2040 | HQ_NY_2_NYISO_A-F | HQ_NY | NYISO_A-F | Internal | Summer | B2 | 25 | 99999 | 1000 | 88.27 | 88.28 | 0.01 | 0
2040 | HQ_NY_2_NYISO_A-F | HQ_NY | NYISO_A-F | Internal | Summer | B3 | 75 | 99999 | 1000 | 82.59 | 82.61 | 0.01 | 0
2040 | HQ_NY_2_NYISO_A-F | HQ_NY | NYISO_A-F | Internal | Summer | B4 | 100 | 99999 | 1000 | 79.34 | 79.35 | 0.01 | 0
2040 | HQ_NY_2_NYISO_A-F | HQ_NY | NYISO_A-F | Internal | Summer | B5 | 200 | 99999 | 1000 | 73.56 | 73.58 | 0.01 | 0
2040 | HQ_NY_2_NYISO_A-F | HQ_NY | NYISO_A-F | Internal | Summer | B6 | 300 | 99999 | 1000 | 63.65 | 63.66 | 0.01 | 0
2040 | HQ_NY_2_NYISO_A-F | HQ_NY | NYISO_A-F | Internal | Summer | B7 | 400 | 99999 | 1000 | 54.98 | 54.99 | 0.01 | 0
2040 | HQ_NY_2_NYISO_A-F | HQ_NY | NYISO_A-F | Internal | Summer | B8 | 500 | 99999 | 1000 | 50.88 | 50.89 | 0.01 | 0
2040 | HQ_NY_2_NYISO_A-F | HQ_NY | NYISO_A-F | Internal | Summer | B9 | 800 | 99999 | 1000 | 48.3 | 48.31 | 0.01 | 0
2040 | HQ_NY_2_NYISO_A-F | HQ_NY | NYISO_A-F | Internal | Summer | B10 | 1262 | 99999 | 30.11 | 48.3 | 48.31 | 0.01 | 0
2040 | HQ_NY_2_NYISO_A-F | HQ_NY | NYISO_A-F | Internal | Winter | B16 | 25 | 99999 | 1000 | 73.98 | 73.99 | 0.01 | 0
2040 | HQ_NY_2_NYISO_A-F | HQ_NY | NYISO_A-F | Internal | Winter | B17 | 100 | 99999 | 1000 | 65.43 | 65.45 | 0.01 | 0
2040 | HQ_NY_2_NYISO_A-F | HQ_NY | NYISO_A-F | Internal | Winter | B18 | 400 | 99999 | 1000 | 62.08 | 62.1 | 0.01 | 0
2040 | HQ_NY_2_NYISO_A-F | HQ_NY | NYISO_A-F | Internal | Winter | B19 | 700 | 99999 | 1000 | 62.05 | 62.07 | 0.01 | 0
2040 | HQ_NY_2_NYISO_A-F | HQ_NY | NYISO_A-F | Internal | Winter | B20 | 935 | 99999 | 229.95 | 58.97 | 58.98 | 0.01 | 0
2040 | HQ_IESO_2_IESO | HQ_IESO | IESO | Internal | Shoulder | B11 | 25 | 99999 | 400 | 68.08 | 68.09 | 0.01 | 0
2040 | HQ_IESO_2_IESO | HQ_IESO | IESO | Internal | Shoulder | B12 | 200 | 99999 | 400 | 54.05 | 54.06 | 0.01 | 0
2040 | HQ_IESO_2_IESO | HQ_IESO | IESO | Internal | Shoulder | B13 | 600 | 99999 | 400 | 52.5 | 52.51 | 0.01 | 0
2040 | HQ_IESO_2_IESO | HQ_IESO | IESO | Internal | Shoulder | B14 | 900 | 99999 | 400 | 52.5 | 52.51 | 0.01 | 0
2040 | HQ_IESO_2_IESO | HQ_IESO | IESO | Internal | Shoulder | B15 | 1203 | 99999 | 75.48 | 52.5 | 52.51 | 0.01 | 0
2040 | HQ_IESO_2_IESO | HQ_IESO | IESO | Internal | Summer | B1 | 10 | 99999 | 400.1 | 92.81 | 92.82 | 0.01 | 0
2040 | HQ_IESO_2_IESO | HQ_IESO | IESO | Internal | Summer | B2 | 25 | 99999 | 400 | 88.81 | 88.83 | 0.01 | 0
2040 | HQ_IESO_2_IESO | HQ_IESO | IESO | Internal | Summer | B3 | 75 | 99999 | 400 | 84.72 | 84.73 | 0.01 | 0
2040 | HQ_IESO_2_IESO | HQ_IESO | IESO | Internal | Summer | B4 | 100 | 99999 | 400 | 81.65 | 81.66 | 0.01 | 0
2040 | HQ_IESO_2_IESO | HQ_IESO | IESO | Internal | Summer | B5 | 200 | 99999 | 400 | 75.9 | 75.91 | 0.01 | 0
2040 | HQ_IESO_2_IESO | HQ_IESO | IESO | Internal | Summer | B6 | 300 | 99999 | 400 | 60.1 | 60.11 | 0.01 | 0
2040 | HQ_IESO_2_IESO | HQ_IESO | IESO | Internal | Summer | B7 | 400 | 99999 | 400 | 51 | 51.02 | 0.01 | 0
2040 | HQ_IESO_2_IESO | HQ_IESO | IESO | Internal | Summer | B8 | 500 | 99999 | 400 | 47.77 | 47.78 | 0.01 | 0
2040 | HQ_IESO_2_IESO | HQ_IESO | IESO | Internal | Summer | B9 | 800 | 99999 | 400 | 47.77 | 47.78 | 0.01 | 0
2040 | HQ_IESO_2_IESO | HQ_IESO | IESO | Internal | Summer | B10 | 1262 | 99999 | 12.04 | 47.77 | 47.78 | 0.01 | 0
2040 | HQ_IESO_2_IESO | HQ_IESO | IESO | Internal | Winter | B16 | 25 | 99999 | 400 | 71.7 | 71.71 | 0.01 | 0
2040 | HQ_IESO_2_IESO | HQ_IESO | IESO | Internal | Winter | B17 | 100 | 99999 | 400 | 59.99 | 60 | 0.01 | 0
2040 | HQ_IESO_2_IESO | HQ_IESO | IESO | Internal | Winter | B18 | 400 | 99999 | 400 | 55.07 | 55.08 | 0.01 | 0
2040 | HQ_IESO_2_IESO | HQ_IESO | IESO | Internal | Winter | B19 | 700 | 99999 | 400 | 55.04 | 55.05 | 0.01 | 0
2040 | HQ_IESO_2_IESO | HQ_IESO | IESO | Internal | Winter | B20 | 935 | 99999 | 91.98 | 55.04 | 55.05 | 0.01 | 0
2040 | IESO_2_MAPP_CA | IESO | MAPP_CA | Internal | Shoulder | B11 | 25 | 262 | 0 | 68.09 | 74.66 | 7 | 0
2040 | IESO_2_MAPP_CA | IESO | MAPP_CA | Internal | Shoulder | B12 | 200 | 262 | 230.76 | 54.06 | 61.06 | 7 | 0
2040 | IESO_2_MAPP_CA | IESO | MAPP_CA | Internal | Shoulder | B13 | 600 | 262 | 0 | 52.51 | 59.09 | 7 | 0
2040 | IESO_2_MAPP_CA | IESO | MAPP_CA | Internal | Shoulder | B14 | 900 | 262 | 0 | 52.51 | 54.55 | 7 | 0
2040 | IESO_2_MAPP_CA | IESO | MAPP_CA | Internal | Shoulder | B15 | 1203 | 262 | 0 | 52.51 | 54.39 | 7 | 0
2040 | IESO_2_MAPP_CA | IESO | MAPP_CA | Internal | Summer | B1 | 10 | 262 | 0 | 92.82 | 95.58 | 7 | 0
2040 | IESO_2_MAPP_CA | IESO | MAPP_CA | Internal | Summer | B2 | 25 | 262 | 0 | 88.83 | 91.59 | 7 | 0
2040 | IESO_2_MAPP_CA | IESO | MAPP_CA | Internal | Summer | B3 | 75 | 262 | 0 | 84.73 | 89.62 | 7 | 0
2040 | IESO_2_MAPP_CA | IESO | MAPP_CA | Internal | Summer | B4 | 100 | 262 | 45.87 | 81.66 | 88.66 | 7 | 0
2040 | IESO_2_MAPP_CA | IESO | MAPP_CA | Internal | Summer | B5 | 200 | 262 | 102.12 | 75.91 | 82.91 | 7 | 0
2040 | IESO_2_MAPP_CA | IESO | MAPP_CA | Internal | Summer | B6 | 300 | 262 | 143.76 | 60.11 | 67.11 | 7 | 0
2040 | IESO_2_MAPP_CA | IESO | MAPP_CA | Internal | Summer | B7 | 400 | 262 | 716.06 | 51.02 | 58.52 | 7 | 0.51
2040 | IESO_2_MAPP_CA | IESO | MAPP_CA | Internal | Summer | B8 | 500 | 262 | 262 | 47.78 | 54.94 | 7 | 0.17
2040 | IESO_2_MAPP_CA | IESO | MAPP_CA | Internal | Summer | B9 | 800 | 262 | 0 | 47.78 | 49.71 | 7 | 0
2040 | IESO_2_MAPP_CA | IESO | MAPP_CA | Internal | Summer | B10 | 1262 | 262 | 0 | 47.78 | 45.83 | 7 | 0
2040 | IESO_2_MAPP_CA | IESO | MAPP_CA | Internal | Winter | B16 | 25 | 262 | 0 | 71.71 | 76.5 | 7 | 0
2040 | IESO_2_MAPP_CA | IESO | MAPP_CA | Internal | Winter | B17 | 100 | 262 | 0 | 60 | 65.46 | 7 | 0
2040 | IESO_2_MAPP_CA | IESO | MAPP_CA | Internal | Winter | B18 | 400 | 262 | 0 | 55.08 | 61.92 | 7 | 0
2040 | IESO_2_MAPP_CA | IESO | MAPP_CA | Internal | Winter | B19 | 700 | 262 | 0 | 55.05 | 59.62 | 7 | 0
2040 | IESO_2_MAPP_CA | IESO | MAPP_CA | Internal | Winter | B20 | 935 | 262 | 0 | 55.05 | 49.43 | 7 | 0
2040 | IESO_2_MISO_MI | IESO | MISO_MI | Internal | Shoulder | B11 | 25 | 1840 | 3757.99 | 68.09 | 76.64 | 7 | 1.55
2040 | IESO_2_MISO_MI | IESO | MISO_MI | Internal | Shoulder | B12 | 200 | 1840 | 3107.07 | 54.06 | 62.61 | 7 | 1.55
2040 | IESO_2_MISO_MI | IESO | MISO_MI | Internal | Shoulder | B13 | 600 | 1840 | 1840 | 52.51 | 59.88 | 7 | 0.37
2040 | IESO_2_MISO_MI | IESO | MISO_MI | Internal | Shoulder | B14 | 900 | 1840 | 0 | 52.51 | 57.95 | 7 | 0
2040 | IESO_2_MISO_MI | IESO | MISO_MI | Internal | Shoulder | B15 | 1203 | 1840 | 0 | 52.51 | 52.85 | 7 | 0
2040 | IESO_2_MISO_MI | IESO | MISO_MI | Internal | Summer | B1 | 10 | 1840 | 1057.39 | 92.82 | 99.82 | 7 | 0
2040 | IESO_2_MISO_MI | IESO | MISO_MI | Internal | Summer | B2 | 25 | 1840 | 1689.2 | 88.83 | 95.83 | 7 | 0
2040 | IESO_2_MISO_MI | IESO | MISO_MI | Internal | Summer | B3 | 75 | 1840 | 1840 | 84.73 | 93.1 | 7 | 1.38
2040 | IESO_2_MISO_MI | IESO | MISO_MI | Internal | Summer | B4 | 100 | 1840 | 2342.98 | 81.66 | 90.21 | 7 | 1.55
2040 | IESO_2_MISO_MI | IESO | MISO_MI | Internal | Summer | B5 | 200 | 1840 | 2180.44 | 75.91 | 84.46 | 7 | 1.55
2040 | IESO_2_MISO_MI | IESO | MISO_MI | Internal | Summer | B6 | 300 | 1840 | 2809.93 | 60.11 | 68.66 | 7 | 1.55
2040 | IESO_2_MISO_MI | IESO | MISO_MI | Internal | Summer | B7 | 400 | 1840 | 1840 | 51.02 | 59.31 | 7 | 1.29
2040 | IESO_2_MISO_MI | IESO | MISO_MI | Internal | Summer | B8 | 500 | 1840 | 1840 | 47.78 | 55.72 | 7 | 0.94
2040 | IESO_2_MISO_MI | IESO | MISO_MI | Internal | Summer | B9 | 800 | 1840 | 0 | 47.78 | 51.78 | 7 | 0
2040 | IESO_2_MISO_MI | IESO | MISO_MI | Internal | Summer | B10 | 1262 | 1840 | 0 | 47.78 | 46.28 | 7 | 0
2040 | IESO_2_MISO_MI | IESO | MISO_MI | Internal | Winter | B16 | 25 | 1840 | 3515.89 | 71.71 | 80.26 | 7 | 1.55
2040 | IESO_2_MISO_MI | IESO | MISO_MI | Internal | Winter | B17 | 100 | 1840 | 4106.39 | 60 | 68.55 | 7 | 1.55
2040 | IESO_2_MISO_MI | IESO | MISO_MI | Internal | Winter | B18 | 400 | 1840 | 1840 | 55.08 | 62.67 | 7 | 0.59
2040 | IESO_2_MISO_MI | IESO | MISO_MI | Internal | Winter | B19 | 700 | 1840 | 0 | 55.05 | 60.38 | 7 | 0
2040 | IESO_2_MISO_MI | IESO | MISO_MI | Internal | Winter | B20 | 935 | 1840 | 0 | 55.05 | 50.41 | 7 | 0
2040 | IESO_2_MISO_W | IESO | MISO_W | Internal | Shoulder | B11 | 25 | 140 | 140 | 68.09 | 75.86 | 7 | 0.77
2040 | IESO_2_MISO_W | IESO | MISO_W | Internal | Shoulder | B12 | 200 | 140 | 140 | 54.06 | 61.07 | 7 | 0.01
2040 | IESO_2_MISO_W | IESO | MISO_W | Internal | Shoulder | B13 | 600 | 140 | 0 | 52.51 | 59.1 | 7 | 0
2040 | IESO_2_MISO_W | IESO | MISO_W | Internal | Shoulder | B14 | 900 | 140 | 0 | 52.51 | 54.56 | 7 | 0
2040 | IESO_2_MISO_W | IESO | MISO_W | Internal | Shoulder | B15 | 1203 | 140 | 0 | 52.51 | 52.25 | 7 | 0
2040 | IESO_2_MISO_W | IESO | MISO_W | Internal | Summer | B1 | 10 | 140 | 0 | 92.82 | 99.07 | 7 | 0
2040 | IESO_2_MISO_W | IESO | MISO_W | Internal | Summer | B2 | 25 | 140 | 0 | 88.83 | 95.07 | 7 | 0
2040 | IESO_2_MISO_W | IESO | MISO_W | Internal | Summer | B3 | 75 | 140 | 849.95 | 84.73 | 93.1 | 7 | 1.38
2040 | IESO_2_MISO_W | IESO | MISO_W | Internal | Summer | B4 | 100 | 140 | 955.68 | 81.66 | 90.04 | 7 | 1.38
2040 | IESO_2_MISO_W | IESO | MISO_W | Internal | Summer | B5 | 200 | 140 | 1822.69 | 75.91 | 84.29 | 7 | 1.38
2040 | IESO_2_MISO_W | IESO | MISO_W | Internal | Summer | B6 | 300 | 140 | 1636.39 | 60.11 | 68.49 | 7 | 1.38
2040 | IESO_2_MISO_W | IESO | MISO_W | Internal | Summer | B7 | 400 | 140 | 140 | 51.02 | 58.53 | 7 | 0.52
2040 | IESO_2_MISO_W | IESO | MISO_W | Internal | Summer | B8 | 500 | 140 | 140 | 47.78 | 54.95 | 7 | 0.18
2040 | IESO_2_MISO_W | IESO | MISO_W | Internal | Summer | B9 | 800 | 140 | 0 | 47.78 | 49.73 | 7 | 0
2040 | IESO_2_MISO_W | IESO | MISO_W | Internal | Summer | B10 | 1262 | 140 | 0 | 47.78 | 43.7 | 7 | 0
2040 | IESO_2_MISO_W | IESO | MISO_W | Internal | Winter | B16 | 25 | 140 | 0 | 71.71 | 76.51 | 7 | 0
2040 | IESO_2_MISO_W | IESO | MISO_W | Internal | Winter | B17 | 100 | 140 | 0 | 60 | 65.44 | 7 | 0
2040 | IESO_2_MISO_W | IESO | MISO_W | Internal | Winter | B18 | 400 | 140 | 0 | 55.08 | 61.91 | 7 | 0
2040 | IESO_2_MISO_W | IESO | MISO_W | Internal | Winter | B19 | 700 | 140 | 0 | 55.05 | 59.61 | 7 | 0
2040 | IESO_2_MISO_W | IESO | MISO_W | Internal | Winter | B20 | 935 | 140 | 0 | 55.05 | 47.29 | 7 | 0
2040 | IESO_2_NYISO_A-F | IESO | NYISO_A-F | Internal | Shoulder | B11 | 25 | 1725 | 0 | 68.09 | 65.78 | 7 | 0
2040 | IESO_2_NYISO_A-F | IESO | NYISO_A-F | Internal | Shoulder | B12 | 200 | 1725 | 0 | 54.06 | 54.3 | 7 | 0
2040 | IESO_2_NYISO_A-F | IESO | NYISO_A-F | Internal | Shoulder | B13 | 600 | 1725 | 0 | 52.51 | 52.18 | 7 | 0
2040 | IESO_2_NYISO_A-F | IESO | NYISO_A-F | Internal | Shoulder | B14 | 900 | 1725 | 0 | 52.51 | 52.18 | 7 | 0
2040 | IESO_2_NYISO_A-F | IESO | NYISO_A-F | Internal | Shoulder | B15 | 1203 | 1725 | 0 | 52.51 | 52.18 | 7 | 0
2040 | IESO_2_NYISO_A-F | IESO | NYISO_A-F | Internal | Summer | B1 | 10 | 1725 | 0 | 92.82 | 93.05 | 7 | 0
2040 | IESO_2_NYISO_A-F | IESO | NYISO_A-F | Internal | Summer | B2 | 25 | 1725 | 0 | 88.83 | 88.28 | 7 | 0
2040 | IESO_2_NYISO_A-F | IESO | NYISO_A-F | Internal | Summer | B3 | 75 | 1725 | 0 | 84.73 | 82.61 | 7 | 0
2040 | IESO_2_NYISO_A-F | IESO | NYISO_A-F | Internal | Summer | B4 | 100 | 1725 | 0 | 81.66 | 79.35 | 7 | 0
2040 | IESO_2_NYISO_A-F | IESO | NYISO_A-F | Internal | Summer | B5 | 200 | 1725 | 0 | 75.91 | 73.58 | 7 | 0
2040 | IESO_2_NYISO_A-F | IESO | NYISO_A-F | Internal | Summer | B6 | 300 | 1725 | 0 | 60.11 | 63.66 | 7 | 0
2040 | IESO_2_NYISO_A-F | IESO | NYISO_A-F | Internal | Summer | B7 | 400 | 1725 | 0 | 51.02 | 54.99 | 7 | 0
2040 | IESO_2_NYISO_A-F | IESO | NYISO_A-F | Internal | Summer | B8 | 500 | 1725 | 0 | 47.78 | 50.89 | 7 | 0
2040 | IESO_2_NYISO_A-F | IESO | NYISO_A-F | Internal | Summer | B9 | 800 | 1725 | 0 | 47.78 | 48.31 | 7 | 0
2040 | IESO_2_NYISO_A-F | IESO | NYISO_A-F | Internal | Summer | B10 | 1262 | 1725 | 0 | 47.78 | 48.31 | 7 | 0
2040 | IESO_2_NYISO_A-F | IESO | NYISO_A-F | Internal | Winter | B16 | 25 | 1725 | 0 | 71.71 | 73.99 | 7 | 0
2040 | IESO_2_NYISO_A-F | IESO | NYISO_A-F | Internal | Winter | B17 | 100 | 1725 | 0 | 60 | 65.45 | 7 | 0
2040 | IESO_2_NYISO_A-F | IESO | NYISO_A-F | Internal | Winter | B18 | 400 | 1725 | 2988.19 | 55.08 | 62.1 | 7 | 0.01
2040 | IESO_2_NYISO_A-F | IESO | NYISO_A-F | Internal | Winter | B19 | 700 | 1725 | 2148 | 55.05 | 62.07 | 7 | 0.01
2040 | IESO_2_NYISO_A-F | IESO | NYISO_A-F | Internal | Winter | B20 | 935 | 1725 | 0 | 55.05 | 58.98 | 7 | 0
2040 | MAPP_CA_2_MISO_W | MAPP_CA | MISO_W | Internal | Shoulder | B11 | 25 | 1970 | 1970 | 74.66 | 75.86 | 0.01 | 1.2
2040 | MAPP_CA_2_MISO_W | MAPP_CA | MISO_W | Internal | Shoulder | B12 | 200 | 1970 | 883.15 | 61.06 | 61.07 | 0.01 | 0
2040 | MAPP_CA_2_MISO_W | MAPP_CA | MISO_W | Internal | Shoulder | B13 | 600 | 1970 | 704.01 | 59.09 | 59.1 | 0.01 | 0
2040 | MAPP_CA_2_MISO_W | MAPP_CA | MISO_W | Internal | Shoulder | B14 | 900 | 1970 | 831.87 | 54.55 | 54.56 | 0.01 | 0
2040 | MAPP_CA_2_MISO_W | MAPP_CA | MISO_W | Internal | Shoulder | B15 | 1203 | 1970 | 0 | 54.39 | 52.25 | 0.01 | 0
2040 | MAPP_CA_2_MISO_W | MAPP_CA | MISO_W | Internal | Summer | B1 | 10 | 1970 | 2100.79 | 95.58 | 99.07 | 0.01 | 3.47
2040 | MAPP_CA_2_MISO_W | MAPP_CA | MISO_W | Internal | Summer | B2 | 25 | 1970 | 2082.89 | 91.59 | 95.07 | 0.01 | 3.47
2040 | MAPP_CA_2_MISO_W | MAPP_CA | MISO_W | Internal | Summer | B3 | 75 | 1970 | 1974.25 | 89.62 | 93.1 | 0.01 | 3.47
2040 | MAPP_CA_2_MISO_W | MAPP_CA | MISO_W | Internal | Summer | B4 | 100 | 1970 | 1970 | 88.66 | 90.04 | 0.01 | 1.36
2040 | MAPP_CA_2_MISO_W | MAPP_CA | MISO_W | Internal | Summer | B5 | 200 | 1970 | 1970 | 82.91 | 84.29 | 0.01 | 1.36
2040 | MAPP_CA_2_MISO_W | MAPP_CA | MISO_W | Internal | Summer | B6 | 300 | 1970 | 1970 | 67.11 | 68.49 | 0.01 | 1.36
2040 | MAPP_CA_2_MISO_W | MAPP_CA | MISO_W | Internal | Summer | B7 | 400 | 1970 | 1873.88 | 58.52 | 58.53 | 0.01 | 0
2040 | MAPP_CA_2_MISO_W | MAPP_CA | MISO_W | Internal | Summer | B8 | 500 | 1970 | 1420.57 | 54.94 | 54.95 | 0.01 | 0
2040 | MAPP_CA_2_MISO_W | MAPP_CA | MISO_W | Internal | Summer | B9 | 800 | 1970 | 1335.23 | 49.71 | 49.73 | 0.01 | 0
2040 | MAPP_CA_2_MISO_W | MAPP_CA | MISO_W | Internal | Summer | B10 | 1262 | 1970 | 0 | 45.83 | 43.7 | 0.01 | 0
2040 | MAPP_CA_2_MISO_W | MAPP_CA | MISO_W | Internal | Winter | B16 | 25 | 1970 | 649.3 | 76.5 | 76.51 | 0.01 | 0
2040 | MAPP_CA_2_MISO_W | MAPP_CA | MISO_W | Internal | Winter | B17 | 100 | 1970 | 0 | 65.46 | 65.44 | 0.01 | 0
2040 | MAPP_CA_2_MISO_W | MAPP_CA | MISO_W | Internal | Winter | B18 | 400 | 1970 | 0 | 61.92 | 61.91 | 0.01 | 0
2040 | MAPP_CA_2_MISO_W | MAPP_CA | MISO_W | Internal | Winter | B19 | 700 | 1970 | 0 | 59.62 | 59.61 | 0.01 | 0
2040 | MAPP_CA_2_MISO_W | MAPP_CA | MISO_W | Internal | Winter | B20 | 935 | 1970 | 0 | 49.43 | 47.29 | 0.01 | 0
2040 | MAPP_US_2_MAPP_CA | MAPP_US | MAPP_CA | Internal | Shoulder | B11 | 25 | 165 | 0 | 74.33 | 74.66 | 7 | 0
2040 | MAPP_US_2_MAPP_CA | MAPP_US | MAPP_CA | Internal | Shoulder | B12 | 200 | 165 | 0 | 54.07 | 61.06 | 7 | 0
2040 | MAPP_US_2_MAPP_CA | MAPP_US | MAPP_CA | Internal | Shoulder | B13 | 600 | 165 | 0 | 52.1 | 59.09 | 7 | 0
2040 | MAPP_US_2_MAPP_CA | MAPP_US | MAPP_CA | Internal | Shoulder | B14 | 900 | 165 | 0 | 52.1 | 54.55 | 7 | 0
2040 | MAPP_US_2_MAPP_CA | MAPP_US | MAPP_CA | Internal | Shoulder | B15 | 1203 | 165 | 265.72 | 45.69 | 54.39 | 7 | 1.69
2040 | MAPP_US_2_MAPP_CA | MAPP_US | MAPP_CA | Internal | Summer | B1 | 10 | 165 | 0 | 92.07 | 95.58 | 7 | 0
2040 | MAPP_US_2_MAPP_CA | MAPP_US | MAPP_CA | Internal | Summer | B2 | 25 | 165 | 0 | 88.07 | 91.59 | 7 | 0
2040 | MAPP_US_2_MAPP_CA | MAPP_US | MAPP_CA | Internal | Summer | B3 | 75 | 165 | 0 | 88.16 | 89.62 | 7 | 0
2040 | MAPP_US_2_MAPP_CA | MAPP_US | MAPP_CA | Internal | Summer | B4 | 100 | 165 | 0 | 83.04 | 88.66 | 7 | 0
2040 | MAPP_US_2_MAPP_CA | MAPP_US | MAPP_CA | Internal | Summer | B5 | 200 | 165 | 0 | 77.29 | 82.91 | 7 | 0
2040 | MAPP_US_2_MAPP_CA | MAPP_US | MAPP_CA | Internal | Summer | B6 | 300 | 165 | 0 | 66.95 | 67.11 | 7 | 0
2040 | MAPP_US_2_MAPP_CA | MAPP_US | MAPP_CA | Internal | Summer | B7 | 400 | 165 | 0 | 53.72 | 58.52 | 7 | 0
2040 | MAPP_US_2_MAPP_CA | MAPP_US | MAPP_CA | Internal | Summer | B8 | 500 | 165 | 0 | 49.62 | 54.94 | 7 | 0
2040 | MAPP_US_2_MAPP_CA | MAPP_US | MAPP_CA | Internal | Summer | B9 | 800 | 165 | 0 | 48.19 | 49.71 | 7 | 0
2040 | MAPP_US_2_MAPP_CA | MAPP_US | MAPP_CA | Internal | Summer | B10 | 1262 | 165 | 165 | 38.01 | 45.83 | 7 | 0.82
2040 | MAPP_US_2_MAPP_CA | MAPP_US | MAPP_CA | Internal | Winter | B16 | 25 | 165 | 0 | 69.51 | 76.5 | 7 | 0
2040 | MAPP_US_2_MAPP_CA | MAPP_US | MAPP_CA | Internal | Winter | B17 | 100 | 165 | 165 | 58.44 | 65.46 | 7 | 0.01
2040 | MAPP_US_2_MAPP_CA | MAPP_US | MAPP_CA | Internal | Winter | B18 | 400 | 165 | 0 | 56.26 | 61.92 | 7 | 0
2040 | MAPP_US_2_MAPP_CA | MAPP_US | MAPP_CA | Internal | Winter | B19 | 700 | 165 | 0 | 56.26 | 59.62 | 7 | 0
2040 | MAPP_US_2_MAPP_CA | MAPP_US | MAPP_CA | Internal | Winter | B20 | 935 | 165 | 253.47 | 40.73 | 49.43 | 7 | 1.69
2040 | MAPP_US_2_MISO_W | MAPP_US | MISO_W | Internal | Shoulder | B11 | 25 | 2635 | 0 | 74.33 | 75.86 | 7 | 0
2040 | MAPP_US_2_MISO_W | MAPP_US | MISO_W | Internal | Shoulder | B12 | 200 | 2635 | 1007.65 | 54.07 | 61.07 | 7 | 0
2040 | MAPP_US_2_MISO_W | MAPP_US | MISO_W | Internal | Shoulder | B13 | 600 | 2635 | 603.26 | 52.1 | 59.1 | 7 | 0
2040 | MAPP_US_2_MISO_W | MAPP_US | MISO_W | Internal | Shoulder | B14 | 900 | 2635 | 0 | 52.1 | 54.56 | 7 | 0
2040 | MAPP_US_2_MISO_W | MAPP_US | MISO_W | Internal | Shoulder | B15 | 1203 | 2635 | 0 | 45.69 | 52.25 | 7 | 0
2040 | MAPP_US_2_MISO_W | MAPP_US | MISO_W | Internal | Summer | B1 | 10 | 2635 | 1013.5 | 92.07 | 99.07 | 7 | 0
2040 | MAPP_US_2_MISO_W | MAPP_US | MISO_W | Internal | Summer | B2 | 25 | 2635 | 703.91 | 88.07 | 95.07 | 7 | 0
2040 | MAPP_US_2_MISO_W | MAPP_US | MISO_W | Internal | Summer | B3 | 75 | 2635 | 0 | 88.16 | 93.1 | 7 | 0
2040 | MAPP_US_2_MISO_W | MAPP_US | MISO_W | Internal | Summer | B4 | 100 | 2635 | 799.68 | 83.04 | 90.04 | 7 | 0
2040 | MAPP_US_2_MISO_W | MAPP_US | MISO_W | Internal | Summer | B5 | 200 | 2635 | 1149.97 | 77.29 | 84.29 | 7 | 0
2040 | MAPP_US_2_MISO_W | MAPP_US | MISO_W | Internal | Summer | B6 | 300 | 2635 | 0 | 66.95 | 68.49 | 7 | 0
2040 | MAPP_US_2_MISO_W | MAPP_US | MISO_W | Internal | Summer | B7 | 400 | 2635 | 0 | 53.72 | 58.53 | 7 | 0
2040 | MAPP_US_2_MISO_W | MAPP_US | MISO_W | Internal | Summer | B8 | 500 | 2635 | 0 | 49.62 | 54.95 | 7 | 0
2040 | MAPP_US_2_MISO_W | MAPP_US | MISO_W | Internal | Summer | B9 | 800 | 2635 | 0 | 48.19 | 49.73 | 7 | 0
2040 | MAPP_US_2_MISO_W | MAPP_US | MISO_W | Internal | Summer | B10 | 1262 | 2635 | 0 | 38.01 | 43.7 | 7 | 0
2040 | MAPP_US_2_MISO_W | MAPP_US | MISO_W | Internal | Winter | B16 | 25 | 2635 | 1424.92 | 69.51 | 76.51 | 7 | 0
2040 | MAPP_US_2_MISO_W | MAPP_US | MISO_W | Internal | Winter | B17 | 100 | 2635 | 520.32 | 58.44 | 65.44 | 7 | 0
2040 | MAPP_US_2_MISO_W | MAPP_US | MISO_W | Internal | Winter | B18 | 400 | 2635 | 0 | 56.26 | 61.91 | 7 | 0
2040 | MAPP_US_2_MISO_W | MAPP_US | MISO_W | Internal | Winter | B19 | 700 | 2635 | 0 | 56.26 | 59.61 | 7 | 0
2040 | MAPP_US_2_MISO_W | MAPP_US | MISO_W | Internal | Winter | B20 | 935 | 2635 | 0 | 40.73 | 47.29 | 7 | 0
2040 | MAPP_US_2_NE | MAPP_US | NE | Internal | Shoulder | B11 | 25 | 2000 | 1603.35 | 74.33 | 81.33 | 7 | 0
2040 | MAPP_US_2_NE | MAPP_US | NE | Internal | Shoulder | B12 | 200 | 2000 | 0 | 54.07 | 60.17 | 7 | 0
2040 | MAPP_US_2_NE | MAPP_US | NE | Internal | Shoulder | B13 | 600 | 2000 | 212.98 | 52.1 | 59.1 | 7 | 0
2040 | MAPP_US_2_NE | MAPP_US | NE | Internal | Shoulder | B14 | 900 | 2000 | 0 | 52.1 | 54.22 | 7 | 0
2040 | MAPP_US_2_NE | MAPP_US | NE | Internal | Shoulder | B15 | 1203 | 2000 | 0 | 45.69 | 48.36 | 7 | 0
2040 | MAPP_US_2_NE | MAPP_US | NE | Internal | Summer | B1 | 10 | 2000 | 0 | 92.07 | 94.07 | 7 | 0
2040 | MAPP_US_2_NE | MAPP_US | NE | Internal | Summer | B2 | 25 | 2000 | 204.13 | 88.07 | 95.07 | 7 | 0
2040 | MAPP_US_2_NE | MAPP_US | NE | Internal | Summer | B3 | 75 | 2000 | 921.32 | 88.16 | 95.16 | 7 | 0
2040 | MAPP_US_2_NE | MAPP_US | NE | Internal | Summer | B4 | 100 | 2000 | 0 | 83.04 | 88.91 | 7 | 0
2040 | MAPP_US_2_NE | MAPP_US | NE | Internal | Summer | B5 | 200 | 2000 | 0 | 77.29 | 84.18 | 7 | 0
2040 | MAPP_US_2_NE | MAPP_US | NE | Internal | Summer | B6 | 300 | 2000 | 1248.85 | 66.95 | 73.95 | 7 | 0
2040 | MAPP_US_2_NE | MAPP_US | NE | Internal | Summer | B7 | 400 | 2000 | 1211.28 | 53.72 | 60.72 | 7 | 0
2040 | MAPP_US_2_NE | MAPP_US | NE | Internal | Summer | B8 | 500 | 2000 | 1659.9 | 49.62 | 56.62 | 7 | 0
2040 | MAPP_US_2_NE | MAPP_US | NE | Internal | Summer | B9 | 800 | 2000 | 1000.08 | 48.19 | 55.19 | 7 | 0
2040 | MAPP_US_2_NE | MAPP_US | NE | Internal | Summer | B10 | 1262 | 2000 | 979.96 | 38.01 | 45.01 | 7 | 0
2040 | MAPP_US_2_NE | MAPP_US | NE | Internal | Winter | B16 | 25 | 2000 | 0 | 69.51 | 72.99 | 7 | 0
2040 | MAPP_US_2_NE | MAPP_US | NE | Internal | Winter | B17 | 100 | 2000 | 0 | 58.44 | 64.24 | 7 | 0
2040 | MAPP_US_2_NE | MAPP_US | NE | Internal | Winter | B18 | 400 | 2000 | 0 | 56.26 | 60.4 | 7 | 0
2040 | MAPP_US_2_NE | MAPP_US | NE | Internal | Winter | B19 | 700 | 2000 | 0 | 56.26 | 57.89 | 7 | 0
2040 | MAPP_US_2_NE | MAPP_US | NE | Internal | Winter | B20 | 935 | 2000 | 0 | 40.73 | 45.48 | 7 | 0
2040 | MARITIMES_2_NEISO | MARITIMES | NEISO | Internal | Shoulder | B11 | 25 | 99999 | 1720.66 | 61.95 | 61.97 | 0.01 | 0
2040 | MARITIMES_2_NEISO | MARITIMES | NEISO | Internal | Shoulder | B12 | 200 | 99999 | 1717.44 | 50.47 | 50.49 | 0.01 | 0
2040 | MARITIMES_2_NEISO | MARITIMES | NEISO | Internal | Shoulder | B13 | 600 | 99999 | 1704.78 | 48.35 | 48.36 | 0.01 | 0
2040 | MARITIMES_2_NEISO | MARITIMES | NEISO | Internal | Shoulder | B14 | 900 | 99999 | 1682.64 | 48.35 | 48.36 | 0.01 | 0
2040 | MARITIMES_2_NEISO | MARITIMES | NEISO | Internal | Shoulder | B15 | 1203 | 99999 | 648.08 | 48.35 | 48.36 | 0.01 | 0
2040 | MARITIMES_2_NEISO | MARITIMES | NEISO | Internal | Summer | B1 | 10 | 99999 | 1900 | 90.04 | 90.05 | 0.01 | 0
2040 | MARITIMES_2_NEISO | MARITIMES | NEISO | Internal | Summer | B2 | 25 | 99999 | 1878.75 | 84.45 | 84.46 | 0.01 | 0
2040 | MARITIMES_2_NEISO | MARITIMES | NEISO | Internal | Summer | B3 | 75 | 99999 | 1836.38 | 78.78 | 78.79 | 0.01 | 0
2040 | MARITIMES_2_NEISO | MARITIMES | NEISO | Internal | Summer | B4 | 100 | 99999 | 1799.97 | 75.52 | 75.53 | 0.01 | 0
2040 | MARITIMES_2_NEISO | MARITIMES | NEISO | Internal | Summer | B5 | 200 | 99999 | 1780.16 | 69.75 | 69.76 | 0.01 | 0
2040 | MARITIMES_2_NEISO | MARITIMES | NEISO | Internal | Summer | B6 | 300 | 99999 | 1757.82 | 59.83 | 59.84 | 0.01 | 0
2040 | MARITIMES_2_NEISO | MARITIMES | NEISO | Internal | Summer | B7 | 400 | 99999 | 1732.23 | 51.16 | 51.17 | 0.01 | 0
2040 | MARITIMES_2_NEISO | MARITIMES | NEISO | Internal | Summer | B8 | 500 | 99999 | 1712.1 | 47.06 | 47.07 | 0.01 | 0
2040 | MARITIMES_2_NEISO | MARITIMES | NEISO | Internal | Summer | B9 | 800 | 99999 | 1687.45 | 44.48 | 44.49 | 0.01 | 0
2040 | MARITIMES_2_NEISO | MARITIMES | NEISO | Internal | Summer | B10 | 1262 | 99999 | 465.06 | 44.48 | 44.49 | 0.01 | 0
2040 | MARITIMES_2_NEISO | MARITIMES | NEISO | Internal | Winter | B16 | 25 | 99999 | 1765.23 | 70.16 | 70.17 | 0.01 | 0
2040 | MARITIMES_2_NEISO | MARITIMES | NEISO | Internal | Winter | B17 | 100 | 99999 | 1747.34 | 61.62 | 61.63 | 0.01 | 0
2040 | MARITIMES_2_NEISO | MARITIMES | NEISO | Internal | Winter | B18 | 400 | 99999 | 1733.65 | 60.25 | 60.26 | 0.01 | 0
2040 | MARITIMES_2_NEISO | MARITIMES | NEISO | Internal | Winter | B19 | 700 | 99999 | 1708.15 | 60.25 | 60.26 | 0.01 | 0
2040 | MARITIMES_2_NEISO | MARITIMES | NEISO | Internal | Winter | B20 | 935 | 99999 | 723.43 | 60.25 | 60.26 | 0.01 | 0
2040 | MISO_IN_2_MISO_MI | MISO_IN | MISO_MI | Internal | Shoulder | B11 | 25 | 5000 | 0 | 76.66 | 76.64 | 0.01 | 0
2040 | MISO_IN_2_MISO_MI | MISO_IN | MISO_MI | Internal | Shoulder | B12 | 200 | 5000 | 0 | 62.62 | 62.61 | 0.01 | 0
2040 | MISO_IN_2_MISO_MI | MISO_IN | MISO_MI | Internal | Shoulder | B13 | 600 | 5000 | 376.06 | 59.87 | 59.88 | 0.01 | 0
2040 | MISO_IN_2_MISO_MI | MISO_IN | MISO_MI | Internal | Shoulder | B14 | 900 | 5000 | 1966.49 | 57.93 | 57.95 | 0.01 | 0
2040 | MISO_IN_2_MISO_MI | MISO_IN | MISO_MI | Internal | Shoulder | B15 | 1203 | 5000 | 1683.29 | 52.84 | 52.85 | 0.01 | 0
2040 | MISO_IN_2_MISO_MI | MISO_IN | MISO_MI | Internal | Summer | B1 | 10 | 5000 | 0 | 99.84 | 99.82 | 0.01 | 0
2040 | MISO_IN_2_MISO_MI | MISO_IN | MISO_MI | Internal | Summer | B2 | 25 | 5000 | 0 | 95.85 | 95.83 | 0.01 | 0
2040 | MISO_IN_2_MISO_MI | MISO_IN | MISO_MI | Internal | Summer | B3 | 75 | 5000 | 0 | 93.13 | 93.1 | 0.01 | 0
2040 | MISO_IN_2_MISO_MI | MISO_IN | MISO_MI | Internal | Summer | B4 | 100 | 5000 | 0 | 90.23 | 90.21 | 0.01 | 0
2040 | MISO_IN_2_MISO_MI | MISO_IN | MISO_MI | Internal | Summer | B5 | 200 | 5000 | 0 | 84.46 | 84.46 | 0.01 | 0
2040 | MISO_IN_2_MISO_MI | MISO_IN | MISO_MI | Internal | Summer | B6 | 300 | 5000 | 0 | 68.67 | 68.66 | 0.01 | 0
2040 | MISO_IN_2_MISO_MI | MISO_IN | MISO_MI | Internal | Summer | B7 | 400 | 5000 | 255.72 | 59.3 | 59.31 | 0.01 | 0
2040 | MISO_IN_2_MISO_MI | MISO_IN | MISO_MI | Internal | Summer | B8 | 500 | 5000 | 1057.22 | 55.71 | 55.72 | 0.01 | 0
2040 | MISO_IN_2_MISO_MI | MISO_IN | MISO_MI | Internal | Summer | B9 | 800 | 5000 | 2494.01 | 51.77 | 51.78 | 0.01 | 0
2040 | MISO_IN_2_MISO_MI | MISO_IN | MISO_MI | Internal | Summer | B10 | 1262 | 5000 | 5000 | 46.26 | 46.28 | 0.01 | 0.01
2040 | MISO_IN_2_MISO_MI | MISO_IN | MISO_MI | Internal | Winter | B16 | 25 | 5000 | 0 | 80.27 | 80.26 | 0.01 | 0
2040 | MISO_IN_2_MISO_MI | MISO_IN | MISO_MI | Internal | Winter | B17 | 100 | 5000 | 0 | 68.55 | 68.55 | 0.01 | 0
2040 | MISO_IN_2_MISO_MI | MISO_IN | MISO_MI | Internal | Winter | B18 | 400 | 5000 | 1011.99 | 62.66 | 62.67 | 0.01 | 0
2040 | MISO_IN_2_MISO_MI | MISO_IN | MISO_MI | Internal | Winter | B19 | 700 | 5000 | 3397.28 | 60.36 | 60.38 | 0.01 | 0
2040 | MISO_IN_2_MISO_MI | MISO_IN | MISO_MI | Internal | Winter | B20 | 935 | 5000 | 3555.82 | 50.4 | 50.41 | 0.01 | 0
2040 | MISO_IN_2_MISO_MO-IL | MISO_IN | MISO_MO-IL | Internal | Shoulder | B11 | 25 | 5000 | 579.06 | 76.66 | 76.68 | 0.01 | 0
2040 | MISO_IN_2_MISO_MO-IL | MISO_IN | MISO_MO-IL | Internal | Shoulder | B12 | 200 | 5000 | 0 | 62.62 | 62.61 | 0.01 | 0
2040 | MISO_IN_2_MISO_MO-IL | MISO_IN | MISO_MO-IL | Internal | Shoulder | B13 | 600 | 5000 | 0 | 59.87 | 59.12 | 0.01 | 0
2040 | MISO_IN_2_MISO_MO-IL | MISO_IN | MISO_MO-IL | Internal | Shoulder | B14 | 900 | 5000 | 0 | 57.93 | 57.19 | 0.01 | 0
2040 | MISO_IN_2_MISO_MO-IL | MISO_IN | MISO_MO-IL | Internal | Shoulder | B15 | 1203 | 5000 | 0 | 52.84 | 52.26 | 0.01 | 0
2040 | MISO_IN_2_MISO_MO-IL | MISO_IN | MISO_MO-IL | Internal | Summer | B1 | 10 | 5000 | 0 | 99.84 | 99.83 | 0.01 | 0
2040 | MISO_IN_2_MISO_MO-IL | MISO_IN | MISO_MO-IL | Internal | Summer | B2 | 25 | 5000 | 0 | 95.85 | 95.23 | 0.01 | 0
2040 | MISO_IN_2_MISO_MO-IL | MISO_IN | MISO_MO-IL | Internal | Summer | B3 | 75 | 5000 | 0 | 93.13 | 93.12 | 0.01 | 0
2040 | MISO_IN_2_MISO_MO-IL | MISO_IN | MISO_MO-IL | Internal | Summer | B4 | 100 | 5000 | 0 | 90.23 | 90.22 | 0.01 | 0
2040 | MISO_IN_2_MISO_MO-IL | MISO_IN | MISO_MO-IL | Internal | Summer | B5 | 200 | 5000 | 0 | 84.46 | 84.45 | 0.01 | 0
2040 | MISO_IN_2_MISO_MO-IL | MISO_IN | MISO_MO-IL | Internal | Summer | B6 | 300 | 5000 | 0 | 68.67 | 68.5 | 0.01 | 0
2040 | MISO_IN_2_MISO_MO-IL | MISO_IN | MISO_MO-IL | Internal | Summer | B7 | 400 | 5000 | 0 | 59.3 | 58.56 | 0.01 | 0
2040 | MISO_IN_2_MISO_MO-IL | MISO_IN | MISO_MO-IL | Internal | Summer | B8 | 500 | 5000 | 0 | 55.71 | 54.97 | 0.01 | 0
2040 | MISO_IN_2_MISO_MO-IL | MISO_IN | MISO_MO-IL | Internal | Summer | B9 | 800 | 5000 | 0 | 51.77 | 51.03 | 0.01 | 0
2040 | MISO_IN_2_MISO_MO-IL | MISO_IN | MISO_MO-IL | Internal | Summer | B10 | 1262 | 5000 | 0 | 46.26 | 45.52 | 0.01 | 0
2040 | MISO_IN_2_MISO_MO-IL | MISO_IN | MISO_MO-IL | Internal | Winter | B16 | 25 | 5000 | 0 | 80.27 | 79.52 | 0.01 | 0
2040 | MISO_IN_2_MISO_MO-IL | MISO_IN | MISO_MO-IL | Internal | Winter | B17 | 100 | 5000 | 0 | 68.55 | 67.8 | 0.01 | 0
2040 | MISO_IN_2_MISO_MO-IL | MISO_IN | MISO_MO-IL | Internal | Winter | B18 | 400 | 5000 | 0 | 62.66 | 61.92 | 0.01 | 0
2040 | MISO_IN_2_MISO_MO-IL | MISO_IN | MISO_MO-IL | Internal | Winter | B19 | 700 | 5000 | 0 | 60.36 | 59.62 | 0.01 | 0
2040 | MISO_IN_2_MISO_MO-IL | MISO_IN | MISO_MO-IL | Internal | Winter | B20 | 935 | 5000 | 0 | 50.4 | 49.66 | 0.01 | 0
2040 | MISO_IN_2_NonRTO_Midwest | MISO_IN | NonRTO_Midwest | Internal | Shoulder | B11 | 25 | 4800 | 1171.27 | 76.66 | 84.66 | 8 | 0
2040 | MISO_IN_2_NonRTO_Midwest | MISO_IN | NonRTO_Midwest | Internal | Shoulder | B12 | 200 | 4800 | 661.6 | 62.62 | 70.62 | 8 | 0
2040 | MISO_IN_2_NonRTO_Midwest | MISO_IN | NonRTO_Midwest | Internal | Shoulder | B13 | 600 | 4800 | 0 | 59.87 | 67.82 | 8 | 0
2040 | MISO_IN_2_NonRTO_Midwest | MISO_IN | NonRTO_Midwest | Internal | Shoulder | B14 | 900 | 4800 | 0 | 57.93 | 56.24 | 8 | 0
2040 | MISO_IN_2_NonRTO_Midwest | MISO_IN | NonRTO_Midwest | Internal | Shoulder | B15 | 1203 | 4800 | 0 | 52.84 | 48.39 | 8 | 0
2040 | MISO_IN_2_NonRTO_Midwest | MISO_IN | NonRTO_Midwest | Internal | Summer | B1 | 10 | 4800 | 0 | 99.84 | 99.03 | 8 | 0
2040 | MISO_IN_2_NonRTO_Midwest | MISO_IN | NonRTO_Midwest | Internal | Summer | B2 | 25 | 4800 | 0 | 95.85 | 99.03 | 8 | 0
2040 | MISO_IN_2_NonRTO_Midwest | MISO_IN | NonRTO_Midwest | Internal | Summer | B3 | 75 | 4800 | 0 | 93.13 | 99.03 | 8 | 0
2040 | MISO_IN_2_NonRTO_Midwest | MISO_IN | NonRTO_Midwest | Internal | Summer | B4 | 100 | 4800 | 1261.55 | 90.23 | 98.23 | 8 | 0
2040 | MISO_IN_2_NonRTO_Midwest | MISO_IN | NonRTO_Midwest | Internal | Summer | B5 | 200 | 4800 | 1272.41 | 84.46 | 92.46 | 8 | 0
2040 | MISO_IN_2_NonRTO_Midwest | MISO_IN | NonRTO_Midwest | Internal | Summer | B6 | 300 | 4800 | 695.82 | 68.67 | 76.67 | 8 | 0
2040 | MISO_IN_2_NonRTO_Midwest | MISO_IN | NonRTO_Midwest | Internal | Summer | B7 | 400 | 4800 | 0 | 59.3 | 61.37 | 8 | 0
2040 | MISO_IN_2_NonRTO_Midwest | MISO_IN | NonRTO_Midwest | Internal | Summer | B8 | 500 | 4800 | 0 | 55.71 | 54.6 | 8 | 0
2040 | MISO_IN_2_NonRTO_Midwest | MISO_IN | NonRTO_Midwest | Internal | Summer | B9 | 800 | 4800 | 0 | 51.77 | 54.6 | 8 | 0
2040 | MISO_IN_2_NonRTO_Midwest | MISO_IN | NonRTO_Midwest | Internal | Summer | B10 | 1262 | 4800 | 0 | 46.26 | 39.73 | 8 | 0
2040 | MISO_IN_2_NonRTO_Midwest | MISO_IN | NonRTO_Midwest | Internal | Winter | B16 | 25 | 4800 | 2207.59 | 80.27 | 88.27 | 8 | 0
2040 | MISO_IN_2_NonRTO_Midwest | MISO_IN | NonRTO_Midwest | Internal | Winter | B17 | 100 | 4800 | 993.58 | 68.55 | 76.55 | 8 | 0
2040 | MISO_IN_2_NonRTO_Midwest | MISO_IN | NonRTO_Midwest | Internal | Winter | B18 | 400 | 4800 | 0 | 62.66 | 60.31 | 8 | 0
2040 | MISO_IN_2_NonRTO_Midwest | MISO_IN | NonRTO_Midwest | Internal | Winter | B19 | 700 | 4800 | 0 | 60.36 | 60.31 | 8 | 0
2040 | MISO_IN_2_NonRTO_Midwest | MISO_IN | NonRTO_Midwest | Internal | Winter | B20 | 935 | 4800 | 0 | 50.4 | 49.66 | 8 | 0
2040 | MISO_IN_2_PJM_ROR | MISO_IN | PJM_ROR | Internal | Shoulder | B11 | 25 | 992 | 0 | 76.66 | 74.66 | 2 | 0
2040 | MISO_IN_2_PJM_ROR | MISO_IN | PJM_ROR | Internal | Shoulder | B12 | 200 | 992 | 0 | 62.62 | 63.1 | 2 | 0
2040 | MISO_IN_2_PJM_ROR | MISO_IN | PJM_ROR | Internal | Shoulder | B13 | 600 | 992 | 0 | 59.87 | 57.88 | 2 | 0
2040 | MISO_IN_2_PJM_ROR | MISO_IN | PJM_ROR | Internal | Shoulder | B14 | 900 | 992 | 0 | 57.93 | 56.56 | 2 | 0
2040 | MISO_IN_2_PJM_ROR | MISO_IN | PJM_ROR | Internal | Shoulder | B15 | 1203 | 992 | 0 | 52.84 | 51.25 | 2 | 0
2040 | MISO_IN_2_PJM_ROR | MISO_IN | PJM_ROR | Internal | Summer | B1 | 10 | 992 | 932.08 | 99.84 | 101.84 | 2 | 0
2040 | MISO_IN_2_PJM_ROR | MISO_IN | PJM_ROR | Internal | Summer | B2 | 25 | 992 | 0 | 95.85 | 97.07 | 2 | 0
2040 | MISO_IN_2_PJM_ROR | MISO_IN | PJM_ROR | Internal | Summer | B3 | 75 | 992 | 0 | 93.13 | 91.45 | 2 | 0
2040 | MISO_IN_2_PJM_ROR | MISO_IN | PJM_ROR | Internal | Summer | B4 | 100 | 992 | 0 | 90.23 | 88.23 | 2 | 0
2040 | MISO_IN_2_PJM_ROR | MISO_IN | PJM_ROR | Internal | Summer | B5 | 200 | 992 | 0 | 84.46 | 82.46 | 2 | 0
2040 | MISO_IN_2_PJM_ROR | MISO_IN | PJM_ROR | Internal | Summer | B6 | 300 | 992 | 0 | 68.67 | 66.67 | 2 | 0
2040 | MISO_IN_2_PJM_ROR | MISO_IN | PJM_ROR | Internal | Summer | B7 | 400 | 992 | 0 | 59.3 | 57.3 | 2 | 0
2040 | MISO_IN_2_PJM_ROR | MISO_IN | PJM_ROR | Internal | Summer | B8 | 500 | 992 | 0 | 55.71 | 53.71 | 2 | 0
2040 | MISO_IN_2_PJM_ROR | MISO_IN | PJM_ROR | Internal | Summer | B9 | 800 | 992 | 0 | 51.77 | 49.77 | 2 | 0
2040 | MISO_IN_2_PJM_ROR | MISO_IN | PJM_ROR | Internal | Summer | B10 | 1262 | 992 | 0 | 46.26 | 45.7 | 2 | 0
2040 | MISO_IN_2_PJM_ROR | MISO_IN | PJM_ROR | Internal | Winter | B16 | 25 | 992 | 992 | 80.27 | 82.78 | 2 | 0.52
2040 | MISO_IN_2_PJM_ROR | MISO_IN | PJM_ROR | Internal | Winter | B17 | 100 | 992 | 405.53 | 68.55 | 70.55 | 2 | 0
2040 | MISO_IN_2_PJM_ROR | MISO_IN | PJM_ROR | Internal | Winter | B18 | 400 | 992 | 0 | 62.66 | 63.92 | 2 | 0
2040 | MISO_IN_2_PJM_ROR | MISO_IN | PJM_ROR | Internal | Winter | B19 | 700 | 992 | 0 | 60.36 | 61.62 | 2 | 0
2040 | MISO_IN_2_PJM_ROR | MISO_IN | PJM_ROR | Internal | Winter | B20 | 935 | 992 | 992 | 50.4 | 52.98 | 2 | 0.58
2040 | MISO_MI_2_MISO_IN | MISO_MI | MISO_IN | Internal | Shoulder | B11 | 25 | 2045 | 4311.74 | 76.64 | 76.66 | 0.01 | 0.01
2040 | MISO_MI_2_MISO_IN | MISO_MI | MISO_IN | Internal | Shoulder | B12 | 200 | 2045 | 935.55 | 62.61 | 62.62 | 0.01 | 0
2040 | MISO_MI_2_MISO_IN | MISO_MI | MISO_IN | Internal | Shoulder | B13 | 600 | 2045 | 0 | 59.88 | 59.87 | 0.01 | 0
2040 | MISO_MI_2_MISO_IN | MISO_MI | MISO_IN | Internal | Shoulder | B14 | 900 | 2045 | 0 | 57.95 | 57.93 | 0.01 | 0
2040 | MISO_MI_2_MISO_IN | MISO_MI | MISO_IN | Internal | Shoulder | B15 | 1203 | 2045 | 0 | 52.85 | 52.84 | 0.01 | 0
2040 | MISO_MI_2_MISO_IN | MISO_MI | MISO_IN | Internal | Summer | B1 | 10 | 2045 | 4935.5 | 99.82 | 99.84 | 0.01 | 0.01
2040 | MISO_MI_2_MISO_IN | MISO_MI | MISO_IN | Internal | Summer | B2 | 25 | 2045 | 2996.81 | 95.83 | 95.85 | 0.01 | 0.01
2040 | MISO_MI_2_MISO_IN | MISO_MI | MISO_IN | Internal | Summer | B3 | 75 | 2045 | 5861.08 | 93.1 | 93.13 | 0.01 | 0.01
2040 | MISO_MI_2_MISO_IN | MISO_MI | MISO_IN | Internal | Summer | B4 | 100 | 2045 | 6033.78 | 90.21 | 90.23 | 0.01 | 0.01
2040 | MISO_MI_2_MISO_IN | MISO_MI | MISO_IN | Internal | Summer | B5 | 200 | 2045 | 0 | 84.46 | 84.46 | 0.01 | 0
2040 | MISO_MI_2_MISO_IN | MISO_MI | MISO_IN | Internal | Summer | B6 | 300 | 2045 | 396.56 | 68.66 | 68.67 | 0.01 | 0
2040 | MISO_MI_2_MISO_IN | MISO_MI | MISO_IN | Internal | Summer | B7 | 400 | 2045 | 0 | 59.31 | 59.3 | 0.01 | 0
2040 | MISO_MI_2_MISO_IN | MISO_MI | MISO_IN | Internal | Summer | B8 | 500 | 2045 | 0 | 55.72 | 55.71 | 0.01 | 0
2040 | MISO_MI_2_MISO_IN | MISO_MI | MISO_IN | Internal | Summer | B9 | 800 | 2045 | 0 | 51.78 | 51.77 | 0.01 | 0
2040 | MISO_MI_2_MISO_IN | MISO_MI | MISO_IN | Internal | Summer | B10 | 1262 | 2045 | 0 | 46.28 | 46.26 | 0.01 | 0
2040 | MISO_MI_2_MISO_IN | MISO_MI | MISO_IN | Internal | Winter | B16 | 25 | 2045 | 1911.25 | 80.26 | 80.27 | 0.01 | 0
2040 | MISO_MI_2_MISO_IN | MISO_MI | MISO_IN | Internal | Winter | B17 | 100 | 2045 | 0 | 68.55 | 68.55 | 0.01 | 0
2040 | MISO_MI_2_MISO_IN | MISO_MI | MISO_IN | Internal | Winter | B18 | 400 | 2045 | 0 | 62.67 | 62.66 | 0.01 | 0
2040 | MISO_MI_2_MISO_IN | MISO_MI | MISO_IN | Internal | Winter | B19 | 700 | 2045 | 0 | 60.38 | 60.36 | 0.01 | 0
2040 | MISO_MI_2_MISO_IN | MISO_MI | MISO_IN | Internal | Winter | B20 | 935 | 2045 | 0 | 50.41 | 50.4 | 0.01 | 0
2040 | MISO_MI_2_MISO_WUMS | MISO_MI | MISO_WUMS | Internal | Shoulder | B11 | 25 | 117 | 0 | 76.64 | 75.88 | 0.01 | 0
2040 | MISO_MI_2_MISO_WUMS | MISO_MI | MISO_WUMS | Internal | Shoulder | B12 | 200 | 117 | 0 | 62.61 | 61.84 | 0.01 | 0
2040 | MISO_MI_2_MISO_WUMS | MISO_MI | MISO_WUMS | Internal | Shoulder | B13 | 600 | 117 | 0 | 59.88 | 59.11 | 0.01 | 0
2040 | MISO_MI_2_MISO_WUMS | MISO_MI | MISO_WUMS | Internal | Shoulder | B14 | 900 | 117 | 0 | 57.95 | 57.18 | 0.01 | 0
2040 | MISO_MI_2_MISO_WUMS | MISO_MI | MISO_WUMS | Internal | Shoulder | B15 | 1203 | 117 | 0 | 52.85 | 52.4 | 0.01 | 0
2040 | MISO_MI_2_MISO_WUMS | MISO_MI | MISO_WUMS | Internal | Summer | B1 | 10 | 117 | 0 | 99.82 | 99.05 | 0.01 | 0
2040 | MISO_MI_2_MISO_WUMS | MISO_MI | MISO_WUMS | Internal | Summer | B2 | 25 | 117 | 0 | 95.83 | 95.06 | 0.01 | 0
2040 | MISO_MI_2_MISO_WUMS | MISO_MI | MISO_WUMS | Internal | Summer | B3 | 75 | 117 | 0 | 93.1 | 92.34 | 0.01 | 0
2040 | MISO_MI_2_MISO_WUMS | MISO_MI | MISO_WUMS | Internal | Summer | B4 | 100 | 117 | 0 | 90.21 | 89.44 | 0.01 | 0
2040 | MISO_MI_2_MISO_WUMS | MISO_MI | MISO_WUMS | Internal | Summer | B5 | 200 | 117 | 0 | 84.46 | 84.3 | 0.01 | 0
2040 | MISO_MI_2_MISO_WUMS | MISO_MI | MISO_WUMS | Internal | Summer | B6 | 300 | 117 | 0 | 68.66 | 68.5 | 0.01 | 0
2040 | MISO_MI_2_MISO_WUMS | MISO_MI | MISO_WUMS | Internal | Summer | B7 | 400 | 117 | 0 | 59.31 | 58.55 | 0.01 | 0
2040 | MISO_MI_2_MISO_WUMS | MISO_MI | MISO_WUMS | Internal | Summer | B8 | 500 | 117 | 0 | 55.72 | 55.06 | 0.01 | 0
2040 | MISO_MI_2_MISO_WUMS | MISO_MI | MISO_WUMS | Internal | Summer | B9 | 800 | 117 | 0 | 51.78 | 51.02 | 0.01 | 0
2040 | MISO_MI_2_MISO_WUMS | MISO_MI | MISO_WUMS | Internal | Summer | B10 | 1262 | 117 | 1008.9 | 46.28 | 46.85 | 0.01 | 0.56
2040 | MISO_MI_2_MISO_WUMS | MISO_MI | MISO_WUMS | Internal | Winter | B16 | 25 | 117 | 0 | 80.26 | 80.21 | 0.01 | 0
2040 | MISO_MI_2_MISO_WUMS | MISO_MI | MISO_WUMS | Internal | Winter | B17 | 100 | 117 | 0 | 68.55 | 68.55 | 0.01 | 0
2040 | MISO_MI_2_MISO_WUMS | MISO_MI | MISO_WUMS | Internal | Winter | B18 | 400 | 117 | 0 | 62.67 | 61.92 | 0.01 | 0
2040 | MISO_MI_2_MISO_WUMS | MISO_MI | MISO_WUMS | Internal | Winter | B19 | 700 | 117 | 624.93 | 60.38 | 60.95 | 0.01 | 0.56
2040 | MISO_MI_2_MISO_WUMS | MISO_MI | MISO_WUMS | Internal | Winter | B20 | 935 | 117 | 784.43 | 50.41 | 50.98 | 0.01 | 0.56
2040 | MISO_MI_2_PJM_ROR | MISO_MI | PJM_ROR | Internal | Shoulder | B11 | 25 | 1424 | 0 | 76.64 | 74.66 | 2 | 0
2040 | MISO_MI_2_PJM_ROR | MISO_MI | PJM_ROR | Internal | Shoulder | B12 | 200 | 1424 | 0 | 62.61 | 63.1 | 2 | 0
2040 | MISO_MI_2_PJM_ROR | MISO_MI | PJM_ROR | Internal | Shoulder | B13 | 600 | 1424 | 0 | 59.88 | 57.88 | 2 | 0
2040 | MISO_MI_2_PJM_ROR | MISO_MI | PJM_ROR | Internal | Shoulder | B14 | 900 | 1424 | 0 | 57.95 | 56.56 | 2 | 0
2040 | MISO_MI_2_PJM_ROR | MISO_MI | PJM_ROR | Internal | Shoulder | B15 | 1203 | 1424 | 0 | 52.85 | 51.25 | 2 | 0
2040 | MISO_MI_2_PJM_ROR | MISO_MI | PJM_ROR | Internal | Summer | B1 | 10 | 1424 | 1424 | 99.82 | 101.84 | 2 | 0.02
2040 | MISO_MI_2_PJM_ROR | MISO_MI | PJM_ROR | Internal | Summer | B2 | 25 | 1424 | 0 | 95.83 | 97.07 | 2 | 0
2040 | MISO_MI_2_PJM_ROR | MISO_MI | PJM_ROR | Internal | Summer | B3 | 75 | 1424 | 0 | 93.1 | 91.45 | 2 | 0
2040 | MISO_MI_2_PJM_ROR | MISO_MI | PJM_ROR | Internal | Summer | B4 | 100 | 1424 | 0 | 90.21 | 88.23 | 2 | 0
2040 | MISO_MI_2_PJM_ROR | MISO_MI | PJM_ROR | Internal | Summer | B5 | 200 | 1424 | 0 | 84.46 | 82.46 | 2 | 0
2040 | MISO_MI_2_PJM_ROR | MISO_MI | PJM_ROR | Internal | Summer | B6 | 300 | 1424 | 0 | 68.66 | 66.67 | 2 | 0
2040 | MISO_MI_2_PJM_ROR | MISO_MI | PJM_ROR | Internal | Summer | B7 | 400 | 1424 | 0 | 59.31 | 57.3 | 2 | 0
2040 | MISO_MI_2_PJM_ROR | MISO_MI | PJM_ROR | Internal | Summer | B8 | 500 | 1424 | 0 | 55.72 | 53.71 | 2 | 0
2040 | MISO_MI_2_PJM_ROR | MISO_MI | PJM_ROR | Internal | Summer | B9 | 800 | 1424 | 0 | 51.78 | 49.77 | 2 | 0
2040 | MISO_MI_2_PJM_ROR | MISO_MI | PJM_ROR | Internal | Summer | B10 | 1262 | 1424 | 0 | 46.28 | 45.7 | 2 | 0
2040 | MISO_MI_2_PJM_ROR | MISO_MI | PJM_ROR | Internal | Winter | B16 | 25 | 1424 | 1424 | 80.26 | 82.78 | 2 | 0.53
2040 | MISO_MI_2_PJM_ROR | MISO_MI | PJM_ROR | Internal | Winter | B17 | 100 | 1424 | 1376.3 | 68.55 | 70.55 | 2 | 0
2040 | MISO_MI_2_PJM_ROR | MISO_MI | PJM_ROR | Internal | Winter | B18 | 400 | 1424 | 0 | 62.67 | 63.92 | 2 | 0
2040 | MISO_MI_2_PJM_ROR | MISO_MI | PJM_ROR | Internal | Winter | B19 | 700 | 1424 | 0 | 60.38 | 61.62 | 2 | 0
2040 | MISO_MI_2_PJM_ROR | MISO_MI | PJM_ROR | Internal | Winter | B20 | 935 | 1424 | 1981.81 | 50.41 | 52.98 | 2 | 0.57
2040 | MISO_MO-IL_2_ENT | MISO_MO-IL | ENT | Internal | Shoulder | B11 | 25 | 2540 | 1983.63 | 76.68 | 84.68 | 8 | 0
2040 | MISO_MO-IL_2_ENT | MISO_MO-IL | ENT | Internal | Shoulder | B12 | 200 | 2540 | 0 | 62.61 | 62.8 | 8 | 0
2040 | MISO_MO-IL_2_ENT | MISO_MO-IL | ENT | Internal | Shoulder | B13 | 600 | 2540 | 0 | 59.12 | 62.34 | 8 | 0
2040 | MISO_MO-IL_2_ENT | MISO_MO-IL | ENT | Internal | Shoulder | B14 | 900 | 2540 | 0 | 57.19 | 60.76 | 8 | 0
2040 | MISO_MO-IL_2_ENT | MISO_MO-IL | ENT | Internal | Shoulder | B15 | 1203 | 2540 | 2470.83 | 52.26 | 60.26 | 8 | 0
2040 | MISO_MO-IL_2_ENT | MISO_MO-IL | ENT | Internal | Summer | B1 | 10 | 2540 | 0 | 99.83 | 99.83 | 8 | 0
2040 | MISO_MO-IL_2_ENT | MISO_MO-IL | ENT | Internal | Summer | B2 | 25 | 2540 | 0 | 95.23 | 99.83 | 8 | 0
2040 | MISO_MO-IL_2_ENT | MISO_MO-IL | ENT | Internal | Summer | B3 | 75 | 2540 | 0 | 93.12 | 95.96 | 8 | 0
2040 | MISO_MO-IL_2_ENT | MISO_MO-IL | ENT | Internal | Summer | B4 | 100 | 2540 | 0 | 90.22 | 93.93 | 8 | 0
2040 | MISO_MO-IL_2_ENT | MISO_MO-IL | ENT | Internal | Summer | B5 | 200 | 2540 | 0 | 84.45 | 88.15 | 8 | 0
2040 | MISO_MO-IL_2_ENT | MISO_MO-IL | ENT | Internal | Summer | B6 | 300 | 2540 | 129.88 | 68.5 | 76.5 | 8 | 0
2040 | MISO_MO-IL_2_ENT | MISO_MO-IL | ENT | Internal | Summer | B7 | 400 | 2540 | 0 | 58.56 | 62.3 | 8 | 0
2040 | MISO_MO-IL_2_ENT | MISO_MO-IL | ENT | Internal | Summer | B8 | 500 | 2540 | 0 | 54.97 | 60.77 | 8 | 0
2040 | MISO_MO-IL_2_ENT | MISO_MO-IL | ENT | Internal | Summer | B9 | 800 | 2540 | 1077.86 | 51.03 | 59.03 | 8 | 0
2040 | MISO_MO-IL_2_ENT | MISO_MO-IL | ENT | Internal | Summer | B10 | 1262 | 2540 | 1444.9 | 45.52 | 53.52 | 8 | 0
2040 | MISO_MO-IL_2_ENT | MISO_MO-IL | ENT | Internal | Winter | B16 | 25 | 2540 | 0 | 79.52 | 79.52 | 8 | 0
2040 | MISO_MO-IL_2_ENT | MISO_MO-IL | ENT | Internal | Winter | B17 | 100 | 2540 | 0 | 67.8 | 67.15 | 8 | 0
2040 | MISO_MO-IL_2_ENT | MISO_MO-IL | ENT | Internal | Winter | B18 | 400 | 2540 | 0 | 61.92 | 66.93 | 8 | 0
2040 | MISO_MO-IL_2_ENT | MISO_MO-IL | ENT | Internal | Winter | B19 | 700 | 2540 | 0 | 59.62 | 64.43 | 8 | 0
2040 | MISO_MO-IL_2_ENT | MISO_MO-IL | ENT | Internal | Winter | B20 | 935 | 2540 | 2112.6 | 49.66 | 57.66 | 8 | 0
2040 | MISO_MO-IL_2_MISO_IN | MISO_MO-IL | MISO_IN | Internal | Shoulder | B11 | 25 | 2100 | 0 | 76.68 | 76.66 | 0.01 | 0
2040 | MISO_MO-IL_2_MISO_IN | MISO_MO-IL | MISO_IN | Internal | Shoulder | B12 | 200 | 2100 | 1900.58 | 62.61 | 62.62 | 0.01 | 0
2040 | MISO_MO-IL_2_MISO_IN | MISO_MO-IL | MISO_IN | Internal | Shoulder | B13 | 600 | 2100 | 2246.83 | 59.12 | 59.87 | 0.01 | 0.73
2040 | MISO_MO-IL_2_MISO_IN | MISO_MO-IL | MISO_IN | Internal | Shoulder | B14 | 900 | 2100 | 2975.87 | 57.19 | 57.93 | 0.01 | 0.73
2040 | MISO_MO-IL_2_MISO_IN | MISO_MO-IL | MISO_IN | Internal | Shoulder | B15 | 1203 | 2100 | 2100 | 52.26 | 52.84 | 0.01 | 0.57
2040 | MISO_MO-IL_2_MISO_IN | MISO_MO-IL | MISO_IN | Internal | Summer | B1 | 10 | 2100 | 1427.72 | 99.83 | 99.84 | 0.01 | 0
2040 | MISO_MO-IL_2_MISO_IN | MISO_MO-IL | MISO_IN | Internal | Summer | B2 | 25 | 2100 | 2100 | 95.23 | 95.85 | 0.01 | 0.61
2040 | MISO_MO-IL_2_MISO_IN | MISO_MO-IL | MISO_IN | Internal | Summer | B3 | 75 | 2100 | 762.52 | 93.12 | 93.13 | 0.01 | 0
2040 | MISO_MO-IL_2_MISO_IN | MISO_MO-IL | MISO_IN | Internal | Summer | B4 | 100 | 2100 | 816.83 | 90.22 | 90.23 | 0.01 | 0
2040 | MISO_MO-IL_2_MISO_IN | MISO_MO-IL | MISO_IN | Internal | Summer | B5 | 200 | 2100 | 1357.99 | 84.45 | 84.46 | 0.01 | 0
2040 | MISO_MO-IL_2_MISO_IN | MISO_MO-IL | MISO_IN | Internal | Summer | B6 | 300 | 2100 | 2100 | 68.5 | 68.67 | 0.01 | 0.16
2040 | MISO_MO-IL_2_MISO_IN | MISO_MO-IL | MISO_IN | Internal | Summer | B7 | 400 | 2100 | 2874.03 | 58.56 | 59.3 | 0.01 | 0.73
2040 | MISO_MO-IL_2_MISO_IN | MISO_MO-IL | MISO_IN | Internal | Summer | B8 | 500 | 2100 | 2760.14 | 54.97 | 55.71 | 0.01 | 0.73
2040 | MISO_MO-IL_2_MISO_IN | MISO_MO-IL | MISO_IN | Internal | Summer | B9 | 800 | 2100 | 3847.32 | 51.03 | 51.77 | 0.01 | 0.73
2040 | MISO_MO-IL_2_MISO_IN | MISO_MO-IL | MISO_IN | Internal | Summer | B10 | 1262 | 2100 | 5012.51 | 45.52 | 46.26 | 0.01 | 0.73
2040 | MISO_MO-IL_2_MISO_IN | MISO_MO-IL | MISO_IN | Internal | Winter | B16 | 25 | 2100 | 4109.88 | 79.52 | 80.27 | 0.01 | 0.73
2040 | MISO_MO-IL_2_MISO_IN | MISO_MO-IL | MISO_IN | Internal | Winter | B17 | 100 | 2100 | 3215.06 | 67.8 | 68.55 | 0.01 | 0.73
2040 | MISO_MO-IL_2_MISO_IN | MISO_MO-IL | MISO_IN | Internal | Winter | B18 | 400 | 2100 | 2194.37 | 61.92 | 62.66 | 0.01 | 0.73
2040 | MISO_MO-IL_2_MISO_IN | MISO_MO-IL | MISO_IN | Internal | Winter | B19 | 700 | 2100 | 4299.4 | 59.62 | 60.36 | 0.01 | 0.73
2040 | MISO_MO-IL_2_MISO_IN | MISO_MO-IL | MISO_IN | Internal | Winter | B20 | 935 | 2100 | 3707.49 | 49.66 | 50.4 | 0.01 | 0.73
2040 | MISO_MO-IL_2_MISO_W | MISO_MO-IL | MISO_W | Internal | Shoulder | B11 | 25 | 960 | 0 | 76.68 | 75.86 | 0.01 | 0
2040 | MISO_MO-IL_2_MISO_W | MISO_MO-IL | MISO_W | Internal | Shoulder | B12 | 200 | 960 | 0 | 62.61 | 61.07 | 0.01 | 0
2040 | MISO_MO-IL_2_MISO_W | MISO_MO-IL | MISO_W | Internal | Shoulder | B13 | 600 | 960 | 0 | 59.12 | 59.1 | 0.01 | 0
2040 | MISO_MO-IL_2_MISO_W | MISO_MO-IL | MISO_W | Internal | Shoulder | B14 | 900 | 960 | 0 | 57.19 | 54.56 | 0.01 | 0
2040 | MISO_MO-IL_2_MISO_W | MISO_MO-IL | MISO_W | Internal | Shoulder | B15 | 1203 | 960 | 0 | 52.26 | 52.25 | 0.01 | 0
2040 | MISO_MO-IL_2_MISO_W | MISO_MO-IL | MISO_W | Internal | Summer | B1 | 10 | 960 | 0 | 99.83 | 99.07 | 0.01 | 0
2040 | MISO_MO-IL_2_MISO_W | MISO_MO-IL | MISO_W | Internal | Summer | B2 | 25 | 960 | 0 | 95.23 | 95.07 | 0.01 | 0
2040 | MISO_MO-IL_2_MISO_W | MISO_MO-IL | MISO_W | Internal | Summer | B3 | 75 | 960 | 0 | 93.12 | 93.1 | 0.01 | 0
2040 | MISO_MO-IL_2_MISO_W | MISO_MO-IL | MISO_W | Internal | Summer | B4 | 100 | 960 | 0 | 90.22 | 90.04 | 0.01 | 0
2040 | MISO_MO-IL_2_MISO_W | MISO_MO-IL | MISO_W | Internal | Summer | B5 | 200 | 960 | 0 | 84.45 | 84.29 | 0.01 | 0
2040 | MISO_MO-IL_2_MISO_W | MISO_MO-IL | MISO_W | Internal | Summer | B6 | 300 | 960 | 0 | 68.5 | 68.49 | 0.01 | 0
2040 | MISO_MO-IL_2_MISO_W | MISO_MO-IL | MISO_W | Internal | Summer | B7 | 400 | 960 | 0 | 58.56 | 58.53 | 0.01 | 0
2040 | MISO_MO-IL_2_MISO_W | MISO_MO-IL | MISO_W | Internal | Summer | B8 | 500 | 960 | 0 | 54.97 | 54.95 | 0.01 | 0
2040 | MISO_MO-IL_2_MISO_W | MISO_MO-IL | MISO_W | Internal | Summer | B9 | 800 | 960 | 0 | 51.03 | 49.73 | 0.01 | 0
2040 | MISO_MO-IL_2_MISO_W | MISO_MO-IL | MISO_W | Internal | Summer | B10 | 1262 | 960 | 0 | 45.52 | 43.7 | 0.01 | 0
2040 | MISO_MO-IL_2_MISO_W | MISO_MO-IL | MISO_W | Internal | Winter | B16 | 25 | 960 | 0 | 79.52 | 76.51 | 0.01 | 0
2040 | MISO_MO-IL_2_MISO_W | MISO_MO-IL | MISO_W | Internal | Winter | B17 | 100 | 960 | 0 | 67.8 | 65.44 | 0.01 | 0
2040 | MISO_MO-IL_2_MISO_W | MISO_MO-IL | MISO_W | Internal | Winter | B18 | 400 | 960 | 0 | 61.92 | 61.91 | 0.01 | 0
2040 | MISO_MO-IL_2_MISO_W | MISO_MO-IL | MISO_W | Internal | Winter | B19 | 700 | 960 | 0 | 59.62 | 59.61 | 0.01 | 0
2040 | MISO_MO-IL_2_MISO_W | MISO_MO-IL | MISO_W | Internal | Winter | B20 | 935 | 960 | 0 | 49.66 | 47.29 | 0.01 | 0
2040 | MISO_MO-IL_2_PJM_ROR | MISO_MO-IL | PJM_ROR | Internal | Shoulder | B11 | 25 | 1212 | 0 | 76.68 | 74.66 | 2 | 0
2040 | MISO_MO-IL_2_PJM_ROR | MISO_MO-IL | PJM_ROR | Internal | Shoulder | B12 | 200 | 1212 | 0 | 62.61 | 63.1 | 2 | 0
2040 | MISO_MO-IL_2_PJM_ROR | MISO_MO-IL | PJM_ROR | Internal | Shoulder | B13 | 600 | 1212 | 0 | 59.12 | 57.88 | 2 | 0
2040 | MISO_MO-IL_2_PJM_ROR | MISO_MO-IL | PJM_ROR | Internal | Shoulder | B14 | 900 | 1212 | 0 | 57.19 | 56.56 | 2 | 0
2040 | MISO_MO-IL_2_PJM_ROR | MISO_MO-IL | PJM_ROR | Internal | Shoulder | B15 | 1203 | 1212 | 0 | 52.26 | 51.25 | 2 | 0
2040 | MISO_MO-IL_2_PJM_ROR | MISO_MO-IL | PJM_ROR | Internal | Summer | B1 | 10 | 1212 | 1212 | 99.83 | 101.84 | 2 | 0.01
2040 | MISO_MO-IL_2_PJM_ROR | MISO_MO-IL | PJM_ROR | Internal | Summer | B2 | 25 | 1212 | 0 | 95.23 | 97.07 | 2 | 0
2040 | MISO_MO-IL_2_PJM_ROR | MISO_MO-IL | PJM_ROR | Internal | Summer | B3 | 75 | 1212 | 0 | 93.12 | 91.45 | 2 | 0
2040 | MISO_MO-IL_2_PJM_ROR | MISO_MO-IL | PJM_ROR | Internal | Summer | B4 | 100 | 1212 | 0 | 90.22 | 88.23 | 2 | 0
2040 | MISO_MO-IL_2_PJM_ROR | MISO_MO-IL | PJM_ROR | Internal | Summer | B5 | 200 | 1212 | 0 | 84.45 | 82.46 | 2 | 0
2040 | MISO_MO-IL_2_PJM_ROR | MISO_MO-IL | PJM_ROR | Internal | Summer | B6 | 300 | 1212 | 0 | 68.5 | 66.67 | 2 | 0
2040 | MISO_MO-IL_2_PJM_ROR | MISO_MO-IL | PJM_ROR | Internal | Summer | B7 | 400 | 1212 | 0 | 58.56 | 57.3 | 2 | 0
2040 | MISO_MO-IL_2_PJM_ROR | MISO_MO-IL | PJM_ROR | Internal | Summer | B8 | 500 | 1212 | 0 | 54.97 | 53.71 | 2 | 0
2040 | MISO_MO-IL_2_PJM_ROR | MISO_MO-IL | PJM_ROR | Internal | Summer | B9 | 800 | 1212 | 0 | 51.03 | 49.77 | 2 | 0
2040 | MISO_MO-IL_2_PJM_ROR | MISO_MO-IL | PJM_ROR | Internal | Summer | B10 | 1262 | 1212 | 0 | 45.52 | 45.7 | 2 | 0
2040 | MISO_MO-IL_2_PJM_ROR | MISO_MO-IL | PJM_ROR | Internal | Winter | B16 | 25 | 1212 | 1212 | 79.52 | 82.78 | 2 | 1.26
2040 | MISO_MO-IL_2_PJM_ROR | MISO_MO-IL | PJM_ROR | Internal | Winter | B17 | 100 | 1212 | 1212 | 67.8 | 70.55 | 2 | 0.74
2040 | MISO_MO-IL_2_PJM_ROR | MISO_MO-IL | PJM_ROR | Internal | Winter | B18 | 400 | 1212 | 795.87 | 61.92 | 63.92 | 2 | 0
2040 | MISO_MO-IL_2_PJM_ROR | MISO_MO-IL | PJM_ROR | Internal | Winter | B19 | 700 | 1212 | 0 | 59.62 | 61.62 | 2 | 0
2040 | MISO_MO-IL_2_PJM_ROR | MISO_MO-IL | PJM_ROR | Internal | Winter | B20 | 935 | 1212 | 1212 | 49.66 | 52.98 | 2 | 1.33
2040 | MISO_MO-IL_2_TVA_Transmission | MISO_MO-IL | TVA_Transmission | Internal | Shoulder | B11 | 25 | 4000 | 0 | 76.68 | 80.17 | 8 | 0
2040 | MISO_MO-IL_2_TVA_Transmission | MISO_MO-IL | TVA_Transmission | Internal | Shoulder | B12 | 200 | 4000 | 0 | 62.61 | 65.76 | 8 | 0
2040 | MISO_MO-IL_2_TVA_Transmission | MISO_MO-IL | TVA_Transmission | Internal | Shoulder | B13 | 600 | 4000 | 0 | 59.12 | 62.55 | 8 | 0
2040 | MISO_MO-IL_2_TVA_Transmission | MISO_MO-IL | TVA_Transmission | Internal | Shoulder | B14 | 900 | 4000 | 0 | 57.19 | 61.68 | 8 | 0
2040 | MISO_MO-IL_2_TVA_Transmission | MISO_MO-IL | TVA_Transmission | Internal | Shoulder | B15 | 1203 | 4000 | 0 | 52.26 | 56.39 | 8 | 0
2040 | MISO_MO-IL_2_TVA_Transmission | MISO_MO-IL | TVA_Transmission | Internal | Summer | B1 | 10 | 4000 | 0 | 99.83 | 106.99 | 8 | 0
2040 | MISO_MO-IL_2_TVA_Transmission | MISO_MO-IL | TVA_Transmission | Internal | Summer | B2 | 25 | 4000 | 518.54 | 95.23 | 103.23 | 8 | 0
2040 | MISO_MO-IL_2_TVA_Transmission | MISO_MO-IL | TVA_Transmission | Internal | Summer | B3 | 75 | 4000 | 0 | 93.12 | 97.45 | 8 | 0
2040 | MISO_MO-IL_2_TVA_Transmission | MISO_MO-IL | TVA_Transmission | Internal | Summer | B4 | 100 | 4000 | 0 | 90.22 | 94.39 | 8 | 0
2040 | MISO_MO-IL_2_TVA_Transmission | MISO_MO-IL | TVA_Transmission | Internal | Summer | B5 | 200 | 4000 | 0 | 84.45 | 88.46 | 8 | 0
2040 | MISO_MO-IL_2_TVA_Transmission | MISO_MO-IL | TVA_Transmission | Internal | Summer | B6 | 300 | 4000 | 0 | 68.5 | 71.96 | 8 | 0
2040 | MISO_MO-IL_2_TVA_Transmission | MISO_MO-IL | TVA_Transmission | Internal | Summer | B7 | 400 | 4000 | 0 | 58.56 | 62.59 | 8 | 0
2040 | MISO_MO-IL_2_TVA_Transmission | MISO_MO-IL | TVA_Transmission | Internal | Summer | B8 | 500 | 4000 | 0 | 54.97 | 59.71 | 8 | 0
2040 | MISO_MO-IL_2_TVA_Transmission | MISO_MO-IL | TVA_Transmission | Internal | Summer | B9 | 800 | 4000 | 0 | 51.03 | 55.77 | 8 | 0
2040 | MISO_MO-IL_2_TVA_Transmission | MISO_MO-IL | TVA_Transmission | Internal | Summer | B10 | 1262 | 4000 | 0 | 45.52 | 47.73 | 8 | 0
2040 | MISO_MO-IL_2_TVA_Transmission | MISO_MO-IL | TVA_Transmission | Internal | Winter | B16 | 25 | 4000 | 0 | 79.52 | 84.51 | 8 | 0
2040 | MISO_MO-IL_2_TVA_Transmission | MISO_MO-IL | TVA_Transmission | Internal | Winter | B17 | 100 | 4000 | 0 | 67.8 | 71.66 | 8 | 0
2040 | MISO_MO-IL_2_TVA_Transmission | MISO_MO-IL | TVA_Transmission | Internal | Winter | B18 | 400 | 4000 | 0 | 61.92 | 64.03 | 8 | 0
2040 | MISO_MO-IL_2_TVA_Transmission | MISO_MO-IL | TVA_Transmission | Internal | Winter | B19 | 700 | 4000 | 0 | 59.62 | 63.15 | 8 | 0
2040 | MISO_MO-IL_2_TVA_Transmission | MISO_MO-IL | TVA_Transmission | Internal | Winter | B20 | 935 | 4000 | 74.98 | 49.66 | 57.66 | 8 | 0
2040 | MISO_W_2_MAPP_CA | MISO_W | MAPP_CA | Internal | Shoulder | B11 | 25 | 700 | 0 | 75.86 | 74.66 | 0.01 | 0
2040 | MISO_W_2_MAPP_CA | MISO_W | MAPP_CA | Internal | Shoulder | B12 | 200 | 700 | 0 | 61.07 | 61.06 | 0.01 | 0
2040 | MISO_W_2_MAPP_CA | MISO_W | MAPP_CA | Internal | Shoulder | B13 | 600 | 700 | 0 | 59.1 | 59.09 | 0.01 | 0
2040 | MISO_W_2_MAPP_CA | MISO_W | MAPP_CA | Internal | Shoulder | B14 | 900 | 700 | 0 | 54.56 | 54.55 | 0.01 | 0
2040 | MISO_W_2_MAPP_CA | MISO_W | MAPP_CA | Internal | Shoulder | B15 | 1203 | 700 | 2263.46 | 52.25 | 54.39 | 0.01 | 2.12
2040 | MISO_W_2_MAPP_CA | MISO_W | MAPP_CA | Internal | Summer | B1 | 10 | 700 | 0 | 99.07 | 95.58 | 0.01 | 0
2040 | MISO_W_2_MAPP_CA | MISO_W | MAPP_CA | Internal | Summer | B2 | 25 | 700 | 0 | 95.07 | 91.59 | 0.01 | 0
2040 | MISO_W_2_MAPP_CA | MISO_W | MAPP_CA | Internal | Summer | B3 | 75 | 700 | 0 | 93.1 | 89.62 | 0.01 | 0
2040 | MISO_W_2_MAPP_CA | MISO_W | MAPP_CA | Internal | Summer | B4 | 100 | 700 | 0 | 90.04 | 88.66 | 0.01 | 0
2040 | MISO_W_2_MAPP_CA | MISO_W | MAPP_CA | Internal | Summer | B5 | 200 | 700 | 0 | 84.29 | 82.91 | 0.01 | 0
2040 | MISO_W_2_MAPP_CA | MISO_W | MAPP_CA | Internal | Summer | B6 | 300 | 700 | 0 | 68.49 | 67.11 | 0.01 | 0
2040 | MISO_W_2_MAPP_CA | MISO_W | MAPP_CA | Internal | Summer | B7 | 400 | 700 | 0 | 58.53 | 58.52 | 0.01 | 0
2040 | MISO_W_2_MAPP_CA | MISO_W | MAPP_CA | Internal | Summer | B8 | 500 | 700 | 0 | 54.95 | 54.94 | 0.01 | 0
2040 | MISO_W_2_MAPP_CA | MISO_W | MAPP_CA | Internal | Summer | B9 | 800 | 700 | 0 | 49.73 | 49.71 | 0.01 | 0
2040 | MISO_W_2_MAPP_CA | MISO_W | MAPP_CA | Internal | Summer | B10 | 1262 | 700 | 2289.48 | 43.7 | 45.83 | 0.01 | 2.12
2040 | MISO_W_2_MAPP_CA | MISO_W | MAPP_CA | Internal | Winter | B16 | 25 | 700 | 0 | 76.51 | 76.5 | 0.01 | 0
2040 | MISO_W_2_MAPP_CA | MISO_W | MAPP_CA | Internal | Winter | B17 | 100 | 700 | 0.65 | 65.44 | 65.46 | 0.01 | 0
2040 | MISO_W_2_MAPP_CA | MISO_W | MAPP_CA | Internal | Winter | B18 | 400 | 700 | 103.93 | 61.91 | 61.92 | 0.01 | 0
2040 | MISO_W_2_MAPP_CA | MISO_W | MAPP_CA | Internal | Winter | B19 | 700 | 700 | 19.73 | 59.61 | 59.62 | 0.01 | 0
2040 | MISO_W_2_MAPP_CA | MISO_W | MAPP_CA | Internal | Winter | B20 | 935 | 700 | 2452.55 | 47.29 | 49.43 | 0.01 | 2.12
2040 | MISO_W_2_MISO_MO-IL | MISO_W | MISO_MO-IL | Internal | Shoulder | B11 | 25 | 3800 | 3800 | 75.86 | 76.68 | 0.01 | 0.8
2040 | MISO_W_2_MISO_MO-IL | MISO_W | MISO_MO-IL | Internal | Shoulder | B12 | 200 | 3800 | 3800 | 61.07 | 62.61 | 0.01 | 1.52
2040 | MISO_W_2_MISO_MO-IL | MISO_W | MISO_MO-IL | Internal | Shoulder | B13 | 600 | 3800 | 3800 | 59.1 | 59.12 | 0.01 | 0.01
2040 | MISO_W_2_MISO_MO-IL | MISO_W | MISO_MO-IL | Internal | Shoulder | B14 | 900 | 3800 | 3800 | 54.56 | 57.19 | 0.01 | 2.62
2040 | MISO_W_2_MISO_MO-IL | MISO_W | MISO_MO-IL | Internal | Shoulder | B15 | 1203 | 3800 | 3727.28 | 52.25 | 52.26 | 0.01 | 0
2040 | MISO_W_2_MISO_MO-IL | MISO_W | MISO_MO-IL | Internal | Summer | B1 | 10 | 3800 | 3800 | 99.07 | 99.83 | 0.01 | 0.75
2040 | MISO_W_2_MISO_MO-IL | MISO_W | MISO_MO-IL | Internal | Summer | B2 | 25 | 3800 | 3800 | 95.07 | 95.23 | 0.01 | 0.15
2040 | MISO_W_2_MISO_MO-IL | MISO_W | MISO_MO-IL | Internal | Summer | B3 | 75 | 3800 | 1481.13 | 93.1 | 93.12 | 0.01 | 0
2040 | MISO_W_2_MISO_MO-IL | MISO_W | MISO_MO-IL | Internal | Summer | B4 | 100 | 3800 | 3800 | 90.04 | 90.22 | 0.01 | 0.17
2040 | MISO_W_2_MISO_MO-IL | MISO_W | MISO_MO-IL | Internal | Summer | B5 | 200 | 3800 | 3800 | 84.29 | 84.45 | 0.01 | 0.15
2040 | MISO_W_2_MISO_MO-IL | MISO_W | MISO_MO-IL | Internal | Summer | B6 | 300 | 3800 | 3404.96 | 68.49 | 68.5 | 0.01 | 0
2040 | MISO_W_2_MISO_MO-IL | MISO_W | MISO_MO-IL | Internal | Summer | B7 | 400 | 3800 | 3800 | 58.53 | 58.56 | 0.01 | 0.01
2040 | MISO_W_2_MISO_MO-IL | MISO_W | MISO_MO-IL | Internal | Summer | B8 | 500 | 3800 | 3071.4 | 54.95 | 54.97 | 0.01 | 0
2040 | MISO_W_2_MISO_MO-IL | MISO_W | MISO_MO-IL | Internal | Summer | B9 | 800 | 3800 | 3800 | 49.73 | 51.03 | 0.01 | 1.29
2040 | MISO_W_2_MISO_MO-IL | MISO_W | MISO_MO-IL | Internal | Summer | B10 | 1262 | 3800 | 3800 | 43.7 | 45.52 | 0.01 | 1.8
2040 | MISO_W_2_MISO_MO-IL | MISO_W | MISO_MO-IL | Internal | Winter | B16 | 25 | 3800 | 4178.93 | 76.51 | 79.52 | 0.01 | 3
2040 | MISO_W_2_MISO_MO-IL | MISO_W | MISO_MO-IL | Internal | Winter | B17 | 100 | 3800 | 3800 | 65.44 | 67.8 | 0.01 | 2.35
2040 | MISO_W_2_MISO_MO-IL | MISO_W | MISO_MO-IL | Internal | Winter | B18 | 400 | 3800 | 2148.51 | 61.91 | 61.92 | 0.01 | 0
2040 | MISO_W_2_MISO_MO-IL | MISO_W | MISO_MO-IL | Internal | Winter | B19 | 700 | 3800 | 2568.05 | 59.61 | 59.62 | 0.01 | 0
2040 | MISO_W_2_MISO_MO-IL | MISO_W | MISO_MO-IL | Internal | Winter | B20 | 935 | 3800 | 3800 | 47.29 | 49.66 | 0.01 | 2.35
2040 | MISO_W_2_MISO_WUMS | MISO_W | MISO_WUMS | Internal | Shoulder | B11 | 25 | 1629 | 1323.64 | 75.86 | 75.88 | 0.01 | 0
2040 | MISO_W_2_MISO_WUMS | MISO_W | MISO_WUMS | Internal | Shoulder | B12 | 200 | 1629 | 1629 | 61.07 | 61.84 | 0.01 | 0.76
2040 | MISO_W_2_MISO_WUMS | MISO_W | MISO_WUMS | Internal | Shoulder | B13 | 600 | 1629 | 575.77 | 59.1 | 59.11 | 0.01 | 0
2040 | MISO_W_2_MISO_WUMS | MISO_W | MISO_WUMS | Internal | Shoulder | B14 | 900 | 1629 | 1629 | 54.56 | 57.18 | 0.01 | 2.61
2040 | MISO_W_2_MISO_WUMS | MISO_W | MISO_WUMS | Internal | Shoulder | B15 | 1203 | 1629 | 1629 | 52.25 | 52.4 | 0.01 | 0.14
2040 | MISO_W_2_MISO_WUMS | MISO_W | MISO_WUMS | Internal | Summer | B1 | 10 | 1629 | 0 | 99.07 | 99.05 | 0.01 | 0
2040 | MISO_W_2_MISO_WUMS | MISO_W | MISO_WUMS | Internal | Summer | B2 | 25 | 1629 | 0 | 95.07 | 95.06 | 0.01 | 0
2040 | MISO_W_2_MISO_WUMS | MISO_W | MISO_WUMS | Internal | Summer | B3 | 75 | 1629 | 0 | 93.1 | 92.34 | 0.01 | 0
2040 | MISO_W_2_MISO_WUMS | MISO_W | MISO_WUMS | Internal | Summer | B4 | 100 | 1629 | 0 | 90.04 | 89.44 | 0.01 | 0
2040 | MISO_W_2_MISO_WUMS | MISO_W | MISO_WUMS | Internal | Summer | B5 | 200 | 1629 | 994.98 | 84.29 | 84.3 | 0.01 | 0
2040 | MISO_W_2_MISO_WUMS | MISO_W | MISO_WUMS | Internal | Summer | B6 | 300 | 1629 | 470.6 | 68.49 | 68.5 | 0.01 | 0
2040 | MISO_W_2_MISO_WUMS | MISO_W | MISO_WUMS | Internal | Summer | B7 | 400 | 1629 | 1284.93 | 58.53 | 58.55 | 0.01 | 0
2040 | MISO_W_2_MISO_WUMS | MISO_W | MISO_WUMS | Internal | Summer | B8 | 500 | 1629 | 1629 | 54.95 | 55.06 | 0.01 | 0.09
2040 | MISO_W_2_MISO_WUMS | MISO_W | MISO_WUMS | Internal | Summer | B9 | 800 | 1629 | 1629 | 49.73 | 51.02 | 0.01 | 1.28
2040 | MISO_W_2_MISO_WUMS | MISO_W | MISO_WUMS | Internal | Summer | B10 | 1262 | 1629 | 1629 | 43.7 | 46.85 | 0.01 | 3.14
2040 | MISO_W_2_MISO_WUMS | MISO_W | MISO_WUMS | Internal | Winter | B16 | 25 | 1629 | 3173.38 | 76.51 | 80.21 | 0.01 | 3.68
2040 | MISO_W_2_MISO_WUMS | MISO_W | MISO_WUMS | Internal | Winter | B17 | 100 | 1629 | 1629 | 65.44 | 68.55 | 0.01 | 3.09
2040 | MISO_W_2_MISO_WUMS | MISO_W | MISO_WUMS | Internal | Winter | B18 | 400 | 1629 | 1415.35 | 61.91 | 61.92 | 0.01 | 0
2040 | MISO_W_2_MISO_WUMS | MISO_W | MISO_WUMS | Internal | Winter | B19 | 700 | 1629 | 1629 | 59.61 | 60.95 | 0.01 | 1.33
2040 | MISO_W_2_MISO_WUMS | MISO_W | MISO_WUMS | Internal | Winter | B20 | 935 | 1629 | 1820.77 | 47.29 | 50.98 | 0.01 | 3.68
2040 | MISO_W_2_PJM_ROR | MISO_W | PJM_ROR | Internal | Shoulder | B11 | 25 | 773 | 0 | 75.86 | 74.66 | 2 | 0
2040 | MISO_W_2_PJM_ROR | MISO_W | PJM_ROR | Internal | Shoulder | B12 | 200 | 773 | 773 | 61.07 | 63.1 | 2 | 0.02
2040 | MISO_W_2_PJM_ROR | MISO_W | PJM_ROR | Internal | Shoulder | B13 | 600 | 773 | 0 | 59.1 | 57.88 | 2 | 0
2040 | MISO_W_2_PJM_ROR | MISO_W | PJM_ROR | Internal | Shoulder | B14 | 900 | 773 | 118.96 | 54.56 | 56.56 | 2 | 0
2040 | MISO_W_2_PJM_ROR | MISO_W | PJM_ROR | Internal | Shoulder | B15 | 1203 | 773 | 0 | 52.25 | 51.25 | 2 | 0
2040 | MISO_W_2_PJM_ROR | MISO_W | PJM_ROR | Internal | Summer | B1 | 10 | 773 | 773 | 99.07 | 101.84 | 2 | 0.78
2040 | MISO_W_2_PJM_ROR | MISO_W | PJM_ROR | Internal | Summer | B2 | 25 | 773 | 95.17 | 95.07 | 97.07 | 2 | 0
2040 | MISO_W_2_PJM_ROR | MISO_W | PJM_ROR | Internal | Summer | B3 | 75 | 773 | 0 | 93.1 | 91.45 | 2 | 0
2040 | MISO_W_2_PJM_ROR | MISO_W | PJM_ROR | Internal | Summer | B4 | 100 | 773 | 0 | 90.04 | 88.23 | 2 | 0
2040 | MISO_W_2_PJM_ROR | MISO_W | PJM_ROR | Internal | Summer | B5 | 200 | 773 | 0 | 84.29 | 82.46 | 2 | 0
2040 | MISO_W_2_PJM_ROR | MISO_W | PJM_ROR | Internal | Summer | B6 | 300 | 773 | 0 | 68.49 | 66.67 | 2 | 0
2040 | MISO_W_2_PJM_ROR | MISO_W | PJM_ROR | Internal | Summer | B7 | 400 | 773 | 0 | 58.53 | 57.3 | 2 | 0
2040 | MISO_W_2_PJM_ROR | MISO_W | PJM_ROR | Internal | Summer | B8 | 500 | 773 | 0 | 54.95 | 53.71 | 2 | 0
2040 | MISO_W_2_PJM_ROR | MISO_W | PJM_ROR | Internal | Summer | B9 | 800 | 773 | 0 | 49.73 | 49.77 | 2 | 0
2040 | MISO_W_2_PJM_ROR | MISO_W | PJM_ROR | Internal | Summer | B10 | 1262 | 773 | 223.99 | 43.7 | 45.7 | 2 | 0
2040 | MISO_W_2_PJM_ROR | MISO_W | PJM_ROR | Internal | Winter | B16 | 25 | 773 | 1419.01 | 76.51 | 82.78 | 2 | 4.27
2040 | MISO_W_2_PJM_ROR | MISO_W | PJM_ROR | Internal | Winter | B17 | 100 | 773 | 773 | 65.44 | 70.55 | 2 | 3.1
2040 | MISO_W_2_PJM_ROR | MISO_W | PJM_ROR | Internal | Winter | B18 | 400 | 773 | 773 | 61.91 | 63.92 | 2 | 0.01
2040 | MISO_W_2_PJM_ROR | MISO_W | PJM_ROR | Internal | Winter | B19 | 700 | 773 | 773 | 59.61 | 61.62 | 2 | 0.01
2040 | MISO_W_2_PJM_ROR | MISO_W | PJM_ROR | Internal | Winter | B20 | 935 | 773 | 773 | 47.29 | 52.98 | 2 | 3.69
2040 | MISO_W_2_SPP_N | MISO_W | SPP_N | Internal | Shoulder | B11 | 25 | 3200 | 189.44 | 75.86 | 82.86 | 7 | 0
2040 | MISO_W_2_SPP_N | MISO_W | SPP_N | Internal | Shoulder | B12 | 200 | 3200 | 0 | 61.07 | 61.71 | 7 | 0
2040 | MISO_W_2_SPP_N | MISO_W | SPP_N | Internal | Shoulder | B13 | 600 | 3200 | 0 | 59.1 | 60.64 | 7 | 0
2040 | MISO_W_2_SPP_N | MISO_W | SPP_N | Internal | Shoulder | B14 | 900 | 3200 | 0 | 54.56 | 55.76 | 7 | 0
2040 | MISO_W_2_SPP_N | MISO_W | SPP_N | Internal | Shoulder | B15 | 1203 | 3200 | 0 | 52.25 | 49.9 | 7 | 0
2040 | MISO_W_2_SPP_N | MISO_W | SPP_N | Internal | Summer | B1 | 10 | 3200 | 0 | 99.07 | 94.83 | 7 | 0
2040 | MISO_W_2_SPP_N | MISO_W | SPP_N | Internal | Summer | B2 | 25 | 3200 | 0 | 95.07 | 96.61 | 7 | 0
2040 | MISO_W_2_SPP_N | MISO_W | SPP_N | Internal | Summer | B3 | 75 | 3200 | 0 | 93.1 | 96.7 | 7 | 0
2040 | MISO_W_2_SPP_N | MISO_W | SPP_N | Internal | Summer | B4 | 100 | 3200 | 0 | 90.04 | 90.45 | 7 | 0
2040 | MISO_W_2_SPP_N | MISO_W | SPP_N | Internal | Summer | B5 | 200 | 3200 | 0 | 84.29 | 85.72 | 7 | 0
2040 | MISO_W_2_SPP_N | MISO_W | SPP_N | Internal | Summer | B6 | 300 | 3200 | 767.37 | 68.49 | 75.49 | 7 | 0
2040 | MISO_W_2_SPP_N | MISO_W | SPP_N | Internal | Summer | B7 | 400 | 3200 | 0 | 58.53 | 62.25 | 7 | 0
2040 | MISO_W_2_SPP_N | MISO_W | SPP_N | Internal | Summer | B8 | 500 | 3200 | 0 | 54.95 | 58.16 | 7 | 0
2040 | MISO_W_2_SPP_N | MISO_W | SPP_N | Internal | Summer | B9 | 800 | 3200 | 420.41 | 49.73 | 56.73 | 7 | 0
2040 | MISO_W_2_SPP_N | MISO_W | SPP_N | Internal | Summer | B10 | 1262 | 3200 | 0 | 43.7 | 46.55 | 7 | 0
2040 | MISO_W_2_SPP_N | MISO_W | SPP_N | Internal | Winter | B16 | 25 | 3200 | 0 | 76.51 | 74.52 | 7 | 0
2040 | MISO_W_2_SPP_N | MISO_W | SPP_N | Internal | Winter | B17 | 100 | 3200 | 0 | 65.44 | 65.78 | 7 | 0
2040 | MISO_W_2_SPP_N | MISO_W | SPP_N | Internal | Winter | B18 | 400 | 3200 | 0 | 61.91 | 61.94 | 7 | 0
2040 | MISO_W_2_SPP_N | MISO_W | SPP_N | Internal | Winter | B19 | 700 | 3200 | 0 | 59.61 | 59.43 | 7 | 0
2040 | MISO_W_2_SPP_N | MISO_W | SPP_N | Internal | Winter | B20 | 935 | 3200 | 0 | 47.29 | 47.02 | 7 | 0
2040 | MISO_WUMS_2_MISO_MI | MISO_WUMS | MISO_MI | Internal | Shoulder | B11 | 25 | 99 | 611.9 | 75.88 | 76.64 | 0.01 | 0.75
2040 | MISO_WUMS_2_MISO_MI | MISO_WUMS | MISO_MI | Internal | Shoulder | B12 | 200 | 99 | 915.17 | 61.84 | 62.61 | 0.01 | 0.75
2040 | MISO_WUMS_2_MISO_MI | MISO_WUMS | MISO_MI | Internal | Shoulder | B13 | 600 | 99 | 142.66 | 59.11 | 59.88 | 0.01 | 0.75
2040 | MISO_WUMS_2_MISO_MI | MISO_WUMS | MISO_MI | Internal | Shoulder | B14 | 900 | 99 | 442.79 | 57.18 | 57.95 | 0.01 | 0.75
2040 | MISO_WUMS_2_MISO_MI | MISO_WUMS | MISO_MI | Internal | Shoulder | B15 | 1203 | 99 | 99 | 52.4 | 52.85 | 0.01 | 0.44
2040 | MISO_WUMS_2_MISO_MI | MISO_WUMS | MISO_MI | Internal | Summer | B1 | 10 | 99 | 7599.74 | 99.05 | 99.82 | 0.01 | 0.75
2040 | MISO_WUMS_2_MISO_MI | MISO_WUMS | MISO_MI | Internal | Summer | B2 | 25 | 99 | 4152.5 | 95.06 | 95.83 | 0.01 | 0.75
2040 | MISO_WUMS_2_MISO_MI | MISO_WUMS | MISO_MI | Internal | Summer | B3 | 75 | 99 | 6284.71 | 92.34 | 93.1 | 0.01 | 0.75
2040 | MISO_WUMS_2_MISO_MI | MISO_WUMS | MISO_MI | Internal | Summer | B4 | 100 | 99 | 7195.22 | 89.44 | 90.21 | 0.01 | 0.75
2040 | MISO_WUMS_2_MISO_MI | MISO_WUMS | MISO_MI | Internal | Summer | B5 | 200 | 99 | 99 | 84.3 | 84.46 | 0.01 | 0.15
2040 | MISO_WUMS_2_MISO_MI | MISO_WUMS | MISO_MI | Internal | Summer | B6 | 300 | 99 | 99 | 68.5 | 68.66 | 0.01 | 0.15
2040 | MISO_WUMS_2_MISO_MI | MISO_WUMS | MISO_MI | Internal | Summer | B7 | 400 | 99 | 1350.9 | 58.55 | 59.31 | 0.01 | 0.75
2040 | MISO_WUMS_2_MISO_MI | MISO_WUMS | MISO_MI | Internal | Summer | B8 | 500 | 99 | 99 | 55.06 | 55.72 | 0.01 | 0.65
2040 | MISO_WUMS_2_MISO_MI | MISO_WUMS | MISO_MI | Internal | Summer | B9 | 800 | 99 | 351.62 | 51.02 | 51.78 | 0.01 | 0.75
2040 | MISO_WUMS_2_MISO_MI | MISO_WUMS | MISO_MI | Internal | Summer | B10 | 1262 | 99 | 0 | 46.85 | 46.28 | 0.01 | 0
2040 | MISO_WUMS_2_MISO_MI | MISO_WUMS | MISO_MI | Internal | Winter | B16 | 25 | 99 | 99 | 80.21 | 80.26 | 0.01 | 0.04
2040 | MISO_WUMS_2_MISO_MI | MISO_WUMS | MISO_MI | Internal | Winter | B17 | 100 | 99 | 0 | 68.55 | 68.55 | 0.01 | 0
2040 | MISO_WUMS_2_MISO_MI | MISO_WUMS | MISO_MI | Internal | Winter | B18 | 400 | 99 | 99 | 61.92 | 62.67 | 0.01 | 0.74
2040 | MISO_WUMS_2_MISO_MI | MISO_WUMS | MISO_MI | Internal | Winter | B19 | 700 | 99 | 0 | 60.95 | 60.38 | 0.01 | 0
2040 | MISO_WUMS_2_MISO_MI | MISO_WUMS | MISO_MI | Internal | Winter | B20 | 935 | 99 | 0 | 50.98 | 50.41 | 0.01 | 0
2040 | MISO_WUMS_2_MISO_W | MISO_WUMS | MISO_W | Internal | Shoulder | B11 | 25 | 1137 | 0 | 75.88 | 75.86 | 0.01 | 0
2040 | MISO_WUMS_2_MISO_W | MISO_WUMS | MISO_W | Internal | Shoulder | B12 | 200 | 1137 | 0 | 61.84 | 61.07 | 0.01 | 0
2040 | MISO_WUMS_2_MISO_W | MISO_WUMS | MISO_W | Internal | Shoulder | B13 | 600 | 1137 | 0 | 59.11 | 59.1 | 0.01 | 0
2040 | MISO_WUMS_2_MISO_W | MISO_WUMS | MISO_W | Internal | Shoulder | B14 | 900 | 1137 | 0 | 57.18 | 54.56 | 0.01 | 0
2040 | MISO_WUMS_2_MISO_W | MISO_WUMS | MISO_W | Internal | Shoulder | B15 | 1203 | 1137 | 0 | 52.4 | 52.25 | 0.01 | 0
2040 | MISO_WUMS_2_MISO_W | MISO_WUMS | MISO_W | Internal | Summer | B1 | 10 | 1137 | 20.21 | 99.05 | 99.07 | 0.01 | 0
2040 | MISO_WUMS_2_MISO_W | MISO_WUMS | MISO_W | Internal | Summer | B2 | 25 | 1137 | 907.39 | 95.06 | 95.07 | 0.01 | 0
2040 | MISO_WUMS_2_MISO_W | MISO_WUMS | MISO_W | Internal | Summer | B3 | 75 | 1137 | 1137 | 92.34 | 93.1 | 0.01 | 0.75
2040 | MISO_WUMS_2_MISO_W | MISO_WUMS | MISO_W | Internal | Summer | B4 | 100 | 1137 | 1137 | 89.44 | 90.04 | 0.01 | 0.58
2040 | MISO_WUMS_2_MISO_W | MISO_WUMS | MISO_W | Internal | Summer | B5 | 200 | 1137 | 0 | 84.3 | 84.29 | 0.01 | 0
2040 | MISO_WUMS_2_MISO_W | MISO_WUMS | MISO_W | Internal | Summer | B6 | 300 | 1137 | 0 | 68.5 | 68.49 | 0.01 | 0
2040 | MISO_WUMS_2_MISO_W | MISO_WUMS | MISO_W | Internal | Summer | B7 | 400 | 1137 | 0 | 58.55 | 58.53 | 0.01 | 0
2040 | MISO_WUMS_2_MISO_W | MISO_WUMS | MISO_W | Internal | Summer | B8 | 500 | 1137 | 0 | 55.06 | 54.95 | 0.01 | 0
2040 | MISO_WUMS_2_MISO_W | MISO_WUMS | MISO_W | Internal | Summer | B9 | 800 | 1137 | 0 | 51.02 | 49.73 | 0.01 | 0
2040 | MISO_WUMS_2_MISO_W | MISO_WUMS | MISO_W | Internal | Summer | B10 | 1262 | 1137 | 0 | 46.85 | 43.7 | 0.01 | 0
2040 | MISO_WUMS_2_MISO_W | MISO_WUMS | MISO_W | Internal | Winter | B16 | 25 | 1137 | 0 | 80.21 | 76.51 | 0.01 | 0
2040 | MISO_WUMS_2_MISO_W | MISO_WUMS | MISO_W | Internal | Winter | B17 | 100 | 1137 | 0 | 68.55 | 65.44 | 0.01 | 0
2040 | MISO_WUMS_2_MISO_W | MISO_WUMS | MISO_W | Internal | Winter | B18 | 400 | 1137 | 0 | 61.92 | 61.91 | 0.01 | 0
2040 | MISO_WUMS_2_MISO_W | MISO_WUMS | MISO_W | Internal | Winter | B19 | 700 | 1137 | 0 | 60.95 | 59.61 | 0.01 | 0
2040 | MISO_WUMS_2_MISO_W | MISO_WUMS | MISO_W | Internal | Winter | B20 | 935 | 1137 | 0 | 50.98 | 47.29 | 0.01 | 0
2040 | MISO_WUMS_2_PJM_ROR | MISO_WUMS | PJM_ROR | Internal | Shoulder | B11 | 25 | 1600 | 0 | 75.88 | 74.66 | 2 | 0
2040 | MISO_WUMS_2_PJM_ROR | MISO_WUMS | PJM_ROR | Internal | Shoulder | B12 | 200 | 1600 | 0 | 61.84 | 63.1 | 2 | 0
2040 | MISO_WUMS_2_PJM_ROR | MISO_WUMS | PJM_ROR | Internal | Shoulder | B13 | 600 | 1600 | 0 | 59.11 | 57.88 | 2 | 0
2040 | MISO_WUMS_2_PJM_ROR | MISO_WUMS | PJM_ROR | Internal | Shoulder | B14 | 900 | 1600 | 0 | 57.18 | 56.56 | 2 | 0
2040 | MISO_WUMS_2_PJM_ROR | MISO_WUMS | PJM_ROR | Internal | Shoulder | B15 | 1203 | 1600 | 0 | 52.4 | 51.25 | 2 | 0
2040 | MISO_WUMS_2_PJM_ROR | MISO_WUMS | PJM_ROR | Internal | Summer | B1 | 10 | 1600 | 1600 | 99.05 | 101.84 | 2 | 0.79
2040 | MISO_WUMS_2_PJM_ROR | MISO_WUMS | PJM_ROR | Internal | Summer | B2 | 25 | 1600 | 1600 | 95.06 | 97.07 | 2 | 0.01
2040 | MISO_WUMS_2_PJM_ROR | MISO_WUMS | PJM_ROR | Internal | Summer | B3 | 75 | 1600 | 0 | 92.34 | 91.45 | 2 | 0
2040 | MISO_WUMS_2_PJM_ROR | MISO_WUMS | PJM_ROR | Internal | Summer | B4 | 100 | 1600 | 0 | 89.44 | 88.23 | 2 | 0
2040 | MISO_WUMS_2_PJM_ROR | MISO_WUMS | PJM_ROR | Internal | Summer | B5 | 200 | 1600 | 0 | 84.3 | 82.46 | 2 | 0
2040 | MISO_WUMS_2_PJM_ROR | MISO_WUMS | PJM_ROR | Internal | Summer | B6 | 300 | 1600 | 0 | 68.5 | 66.67 | 2 | 0
2040 | MISO_WUMS_2_PJM_ROR | MISO_WUMS | PJM_ROR | Internal | Summer | B7 | 400 | 1600 | 0 | 58.55 | 57.3 | 2 | 0
2040 | MISO_WUMS_2_PJM_ROR | MISO_WUMS | PJM_ROR | Internal | Summer | B8 | 500 | 1600 | 0 | 55.06 | 53.71 | 2 | 0
2040 | MISO_WUMS_2_PJM_ROR | MISO_WUMS | PJM_ROR | Internal | Summer | B9 | 800 | 1600 | 0 | 51.02 | 49.77 | 2 | 0
2040 | MISO_WUMS_2_PJM_ROR | MISO_WUMS | PJM_ROR | Internal | Summer | B10 | 1262 | 1600 | 0 | 46.85 | 45.7 | 2 | 0
2040 | MISO_WUMS_2_PJM_ROR | MISO_WUMS | PJM_ROR | Internal | Winter | B16 | 25 | 1600 | 1600 | 80.21 | 82.78 | 2 | 0.58
2040 | MISO_WUMS_2_PJM_ROR | MISO_WUMS | PJM_ROR | Internal | Winter | B17 | 100 | 1600 | 485.6 | 68.55 | 70.55 | 2 | 0
2040 | MISO_WUMS_2_PJM_ROR | MISO_WUMS | PJM_ROR | Internal | Winter | B18 | 400 | 1600 | 326.53 | 61.92 | 63.92 | 2 | 0
2040 | MISO_WUMS_2_PJM_ROR | MISO_WUMS | PJM_ROR | Internal | Winter | B19 | 700 | 1600 | 0 | 60.95 | 61.62 | 2 | 0
2040 | MISO_WUMS_2_PJM_ROR | MISO_WUMS | PJM_ROR | Internal | Winter | B20 | 935 | 1600 | 0 | 50.98 | 52.98 | 2 | 0
2040 | NE_2_MISO_W | NE | MISO_W | Internal | Shoulder | B11 | 25 | 1600 | 0 | 81.33 | 75.86 | 5 | 0
2040 | NE_2_MISO_W | NE | MISO_W | Internal | Shoulder | B12 | 200 | 1600 | 0 | 60.17 | 61.07 | 5 | 0
2040 | NE_2_MISO_W | NE | MISO_W | Internal | Shoulder | B13 | 600 | 1600 | 0 | 59.1 | 59.1 | 5 | 0
2040 | NE_2_MISO_W | NE | MISO_W | Internal | Shoulder | B14 | 900 | 1600 | 0 | 54.22 | 54.56 | 5 | 0
2040 | NE_2_MISO_W | NE | MISO_W | Internal | Shoulder | B15 | 1203 | 1600 | 0 | 48.36 | 52.25 | 5 | 0
2040 | NE_2_MISO_W | NE | MISO_W | Internal | Summer | B1 | 10 | 1600 | 262.54 | 94.07 | 99.07 | 5 | 0
2040 | NE_2_MISO_W | NE | MISO_W | Internal | Summer | B2 | 25 | 1600 | 0 | 95.07 | 95.07 | 5 | 0
2040 | NE_2_MISO_W | NE | MISO_W | Internal | Summer | B3 | 75 | 1600 | 0 | 95.16 | 93.1 | 5 | 0
2040 | NE_2_MISO_W | NE | MISO_W | Internal | Summer | B4 | 100 | 1600 | 0 | 88.91 | 90.04 | 5 | 0
2040 | NE_2_MISO_W | NE | MISO_W | Internal | Summer | B5 | 200 | 1600 | 0 | 84.18 | 84.29 | 5 | 0
2040 | NE_2_MISO_W | NE | MISO_W | Internal | Summer | B6 | 300 | 1600 | 0 | 73.95 | 68.49 | 5 | 0
2040 | NE_2_MISO_W | NE | MISO_W | Internal | Summer | B7 | 400 | 1600 | 0 | 60.72 | 58.53 | 5 | 0
2040 | NE_2_MISO_W | NE | MISO_W | Internal | Summer | B8 | 500 | 1600 | 0 | 56.62 | 54.95 | 5 | 0
2040 | NE_2_MISO_W | NE | MISO_W | Internal | Summer | B9 | 800 | 1600 | 0 | 55.19 | 49.73 | 5 | 0
2040 | NE_2_MISO_W | NE | MISO_W | Internal | Summer | B10 | 1262 | 1600 | 0 | 45.01 | 43.7 | 5 | 0
2040 | NE_2_MISO_W | NE | MISO_W | Internal | Winter | B16 | 25 | 1600 | 0 | 72.99 | 76.51 | 5 | 0
2040 | NE_2_MISO_W | NE | MISO_W | Internal | Winter | B17 | 100 | 1600 | 0 | 64.24 | 65.44 | 5 | 0
2040 | NE_2_MISO_W | NE | MISO_W | Internal | Winter | B18 | 400 | 1600 | 0 | 60.4 | 61.91 | 5 | 0
2040 | NE_2_MISO_W | NE | MISO_W | Internal | Winter | B19 | 700 | 1600 | 0 | 57.89 | 59.61 | 5 | 0
2040 | NE_2_MISO_W | NE | MISO_W | Internal | Winter | B20 | 935 | 1600 | 0 | 45.48 | 47.29 | 5 | 0
2040 | NE_2_SPP_N | NE | SPP_N | Internal | Shoulder | B11 | 25 | 1800 | 4028.71 | 81.33 | 82.86 | 0.01 | 1.53
2040 | NE_2_SPP_N | NE | SPP_N | Internal | Shoulder | B12 | 200 | 1800 | 2411.48 | 60.17 | 61.71 | 0.01 | 1.53
2040 | NE_2_SPP_N | NE | SPP_N | Internal | Shoulder | B13 | 600 | 1800 | 2850.83 | 59.1 | 60.64 | 0.01 | 1.53
2040 | NE_2_SPP_N | NE | SPP_N | Internal | Shoulder | B14 | 900 | 1800 | 2628.94 | 54.22 | 55.76 | 0.01 | 1.53
2040 | NE_2_SPP_N | NE | SPP_N | Internal | Shoulder | B15 | 1203 | 1800 | 3408.03 | 48.36 | 49.9 | 0.01 | 1.53
2040 | NE_2_SPP_N | NE | SPP_N | Internal | Summer | B1 | 10 | 1800 | 1800 | 94.07 | 94.83 | 0.01 | 0.75
2040 | NE_2_SPP_N | NE | SPP_N | Internal | Summer | B2 | 25 | 1800 | 2408.83 | 95.07 | 96.61 | 0.01 | 1.53
2040 | NE_2_SPP_N | NE | SPP_N | Internal | Summer | B3 | 75 | 1800 | 3062.34 | 95.16 | 96.7 | 0.01 | 1.53
2040 | NE_2_SPP_N | NE | SPP_N | Internal | Summer | B4 | 100 | 1800 | 2217.78 | 88.91 | 90.45 | 0.01 | 1.53
2040 | NE_2_SPP_N | NE | SPP_N | Internal | Summer | B5 | 200 | 1800 | 2765.97 | 84.18 | 85.72 | 0.01 | 1.53
2040 | NE_2_SPP_N | NE | SPP_N | Internal | Summer | B6 | 300 | 1800 | 4305.45 | 73.95 | 75.49 | 0.01 | 1.53
2040 | NE_2_SPP_N | NE | SPP_N | Internal | Summer | B7 | 400 | 1800 | 3955.44 | 60.72 | 62.25 | 0.01 | 1.53
2040 | NE_2_SPP_N | NE | SPP_N | Internal | Summer | B8 | 500 | 1800 | 4653.04 | 56.62 | 58.16 | 0.01 | 1.53
2040 | NE_2_SPP_N | NE | SPP_N | Internal | Summer | B9 | 800 | 1800 | 4636.78 | 55.19 | 56.73 | 0.01 | 1.53
2040 | NE_2_SPP_N | NE | SPP_N | Internal | Summer | B10 | 1262 | 1800 | 5408.53 | 45.01 | 46.55 | 0.01 | 1.53
2040 | NE_2_SPP_N | NE | SPP_N | Internal | Winter | B16 | 25 | 1800 | 3329.9 | 72.99 | 74.52 | 0.01 | 1.53
2040 | NE_2_SPP_N | NE | SPP_N | Internal | Winter | B17 | 100 | 1800 | 2982.27 | 64.24 | 65.78 | 0.01 | 1.53
2040 | NE_2_SPP_N | NE | SPP_N | Internal | Winter | B18 | 400 | 1800 | 3330.25 | 60.4 | 61.94 | 0.01 | 1.53
2040 | NE_2_SPP_N | NE | SPP_N | Internal | Winter | B19 | 700 | 1800 | 3031.26 | 57.89 | 59.43 | 0.01 | 1.53
2040 | NE_2_SPP_N | NE | SPP_N | Internal | Winter | B20 | 935 | 1800 | 3911.14 | 45.48 | 47.02 | 0.01 | 1.53
2040 | NEISO_2_NYISO_A-F | NEISO | NYISO_A-F | Internal | Shoulder | B11 | 25 | 600 | 600 | 61.97 | 65.78 | 3 | 0.82
2040 | NEISO_2_NYISO_A-F | NEISO | NYISO_A-F | Internal | Shoulder | B12 | 200 | 600 | 600 | 50.49 | 54.3 | 3 | 0.82
2040 | NEISO_2_NYISO_A-F | NEISO | NYISO_A-F | Internal | Shoulder | B13 | 600 | 600 | 600 | 48.36 | 52.18 | 3 | 0.82
2040 | NEISO_2_NYISO_A-F | NEISO | NYISO_A-F | Internal | Shoulder | B14 | 900 | 600 | 600 | 48.36 | 52.18 | 3 | 0.82
2040 | NEISO_2_NYISO_A-F | NEISO | NYISO_A-F | Internal | Shoulder | B15 | 1203 | 600 | 600 | 48.36 | 52.18 | 3 | 0.82
2040 | NEISO_2_NYISO_A-F | NEISO | NYISO_A-F | Internal | Summer | B1 | 10 | 600 | 504.6 | 90.05 | 93.05 | 3 | 0
2040 | NEISO_2_NYISO_A-F | NEISO | NYISO_A-F | Internal | Summer | B2 | 25 | 600 | 600 | 84.46 | 88.28 | 3 | 0.82
2040 | NEISO_2_NYISO_A-F | NEISO | NYISO_A-F | Internal | Summer | B3 | 75 | 600 | 600 | 78.79 | 82.61 | 3 | 0.82
2040 | NEISO_2_NYISO_A-F | NEISO | NYISO_A-F | Internal | Summer | B4 | 100 | 600 | 600 | 75.53 | 79.35 | 3 | 0.82
2040 | NEISO_2_NYISO_A-F | NEISO | NYISO_A-F | Internal | Summer | B5 | 200 | 600 | 600 | 69.76 | 73.58 | 3 | 0.82
2040 | NEISO_2_NYISO_A-F | NEISO | NYISO_A-F | Internal | Summer | B6 | 300 | 600 | 600 | 59.84 | 63.66 | 3 | 0.82
2040 | NEISO_2_NYISO_A-F | NEISO | NYISO_A-F | Internal | Summer | B7 | 400 | 600 | 600 | 51.17 | 54.99 | 3 | 0.82
2040 | NEISO_2_NYISO_A-F | NEISO | NYISO_A-F | Internal | Summer | B8 | 500 | 600 | 600 | 47.07 | 50.89 | 3 | 0.82
2040 | NEISO_2_NYISO_A-F | NEISO | NYISO_A-F | Internal | Summer | B9 | 800 | 600 | 979.61 | 44.49 | 48.31 | 3 | 0.82
2040 | NEISO_2_NYISO_A-F | NEISO | NYISO_A-F | Internal | Summer | B10 | 1262 | 600 | 2623.82 | 44.49 | 48.31 | 3 | 0.82
2040 | NEISO_2_NYISO_A-F | NEISO | NYISO_A-F | Internal | Winter | B16 | 25 | 600 | 600 | 70.17 | 73.99 | 3 | 0.82
2040 | NEISO_2_NYISO_A-F | NEISO | NYISO_A-F | Internal | Winter | B17 | 100 | 600 | 600 | 61.63 | 65.45 | 3 | 0.82
2040 | NEISO_2_NYISO_A-F | NEISO | NYISO_A-F | Internal | Winter | B18 | 400 | 600 | 0 | 60.26 | 62.1 | 3 | 0
2040 | NEISO_2_NYISO_A-F | NEISO | NYISO_A-F | Internal | Winter | B19 | 700 | 600 | 0 | 60.26 | 62.07 | 3 | 0
2040 | NEISO_2_NYISO_A-F | NEISO | NYISO_A-F | Internal | Winter | B20 | 935 | 600 | 0 | 60.26 | 58.98 | 3 | 0
2040 | NEISO_2_NYISO_G-I | NEISO | NYISO_G-I | Internal | Shoulder | B11 | 25 | 600 | 4565.49 | 61.97 | 65.79 | 3 | 0.83
2040 | NEISO_2_NYISO_G-I | NEISO | NYISO_G-I | Internal | Shoulder | B12 | 200 | 600 | 4442.81 | 50.49 | 54.31 | 3 | 0.83
2040 | NEISO_2_NYISO_G-I | NEISO | NYISO_G-I | Internal | Shoulder | B13 | 600 | 600 | 3245.53 | 48.36 | 52.19 | 3 | 0.83
2040 | NEISO_2_NYISO_G-I | NEISO | NYISO_G-I | Internal | Shoulder | B14 | 900 | 600 | 2710.84 | 48.36 | 52.19 | 3 | 0.83
2040 | NEISO_2_NYISO_G-I | NEISO | NYISO_G-I | Internal | Shoulder | B15 | 1203 | 600 | 906.77 | 48.36 | 52.19 | 3 | 0.83
2040 | NEISO_2_NYISO_G-I | NEISO | NYISO_G-I | Internal | Summer | B1 | 10 | 600 | 600 | 90.05 | 93.06 | 3 | 0.01
2040 | NEISO_2_NYISO_G-I | NEISO | NYISO_G-I | Internal | Summer | B2 | 25 | 600 | 940.27 | 84.46 | 88.29 | 3 | 0.83
2040 | NEISO_2_NYISO_G-I | NEISO | NYISO_G-I | Internal | Summer | B3 | 75 | 600 | 3355.68 | 78.79 | 82.62 | 3 | 0.83
2040 | NEISO_2_NYISO_G-I | NEISO | NYISO_G-I | Internal | Summer | B4 | 100 | 600 | 5390.96 | 75.53 | 79.36 | 3 | 0.83
2040 | NEISO_2_NYISO_G-I | NEISO | NYISO_G-I | Internal | Summer | B5 | 200 | 600 | 4690.52 | 69.76 | 73.59 | 3 | 0.83
2040 | NEISO_2_NYISO_G-I | NEISO | NYISO_G-I | Internal | Summer | B6 | 300 | 600 | 1383.32 | 59.84 | 63.67 | 3 | 0.83
2040 | NEISO_2_NYISO_G-I | NEISO | NYISO_G-I | Internal | Summer | B7 | 400 | 600 | 2589.26 | 51.17 | 55 | 3 | 0.83
2040 | NEISO_2_NYISO_G-I | NEISO | NYISO_G-I | Internal | Summer | B8 | 500 | 600 | 2305.33 | 47.07 | 50.9 | 3 | 0.83
2040 | NEISO_2_NYISO_G-I | NEISO | NYISO_G-I | Internal | Summer | B9 | 800 | 600 | 3090.73 | 44.49 | 48.32 | 3 | 0.83
2040 | NEISO_2_NYISO_G-I | NEISO | NYISO_G-I | Internal | Summer | B10 | 1262 | 600 | 600 | 44.49 | 48.3 | 3 | 0.81
2040 | NEISO_2_NYISO_G-I | NEISO | NYISO_G-I | Internal | Winter | B16 | 25 | 600 | 881.31 | 70.17 | 74 | 3 | 0.83
2040 | NEISO_2_NYISO_G-I | NEISO | NYISO_G-I | Internal | Winter | B17 | 100 | 600 | 657 | 61.63 | 65.46 | 3 | 0.83
2040 | NEISO_2_NYISO_G-I | NEISO | NYISO_G-I | Internal | Winter | B18 | 400 | 600 | 0 | 60.26 | 62.86 | 3 | 0
2040 | NEISO_2_NYISO_G-I | NEISO | NYISO_G-I | Internal | Winter | B19 | 700 | 600 | 0 | 60.26 | 62.83 | 3 | 0
2040 | NEISO_2_NYISO_G-I | NEISO | NYISO_G-I | Internal | Winter | B20 | 935 | 600 | 0 | 60.26 | 58.99 | 3 | 0
2040 | NEISO_2_NYISO_J-K | NEISO | NYISO_J-K | Internal | Shoulder | B11 | 25 | 430 | 1339.97 | 61.97 | 66.31 | 3 | 1.35
2040 | NEISO_2_NYISO_J-K | NEISO | NYISO_J-K | Internal | Shoulder | B12 | 200 | 430 | 430 | 50.49 | 54.33 | 3 | 0.84
2040 | NEISO_2_NYISO_J-K | NEISO | NYISO_J-K | Internal | Shoulder | B13 | 600 | 430 | 430 | 48.36 | 52.45 | 3 | 1.09
2040 | NEISO_2_NYISO_J-K | NEISO | NYISO_J-K | Internal | Shoulder | B14 | 900 | 430 | 430 | 48.36 | 52.45 | 3 | 1.09
2040 | NEISO_2_NYISO_J-K | NEISO | NYISO_J-K | Internal | Shoulder | B15 | 1203 | 430 | 430 | 48.36 | 52.2 | 3 | 0.84
2040 | NEISO_2_NYISO_J-K | NEISO | NYISO_J-K | Internal | Summer | B1 | 10 | 430 | 430 | 90.05 | 93.07 | 3 | 0.02
2040 | NEISO_2_NYISO_J-K | NEISO | NYISO_J-K | Internal | Summer | B2 | 25 | 430 | 430 | 84.46 | 88.3 | 3 | 0.84
2040 | NEISO_2_NYISO_J-K | NEISO | NYISO_J-K | Internal | Summer | B3 | 75 | 430 | 430 | 78.79 | 82.63 | 3 | 0.84
2040 | NEISO_2_NYISO_J-K | NEISO | NYISO_J-K | Internal | Summer | B4 | 100 | 430 | 430 | 75.53 | 79.41 | 3 | 0.88
2040 | NEISO_2_NYISO_J-K | NEISO | NYISO_J-K | Internal | Summer | B5 | 200 | 430 | 430 | 69.76 | 73.64 | 3 | 0.88
2040 | NEISO_2_NYISO_J-K | NEISO | NYISO_J-K | Internal | Summer | B6 | 300 | 430 | 2351.81 | 59.84 | 64.19 | 3 | 1.35
2040 | NEISO_2_NYISO_J-K | NEISO | NYISO_J-K | Internal | Summer | B7 | 400 | 430 | 2218.09 | 51.17 | 55.52 | 3 | 1.35
2040 | NEISO_2_NYISO_J-K | NEISO | NYISO_J-K | Internal | Summer | B8 | 500 | 430 | 1377.43 | 47.07 | 51.42 | 3 | 1.35
2040 | NEISO_2_NYISO_J-K | NEISO | NYISO_J-K | Internal | Summer | B9 | 800 | 430 | 430 | 44.49 | 48.33 | 3 | 0.84
2040 | NEISO_2_NYISO_J-K | NEISO | NYISO_J-K | Internal | Summer | B10 | 1262 | 430 | 430 | 44.49 | 48.31 | 3 | 0.82
2040 | NEISO_2_NYISO_J-K | NEISO | NYISO_J-K | Internal | Winter | B16 | 25 | 430 | 2147.92 | 70.17 | 74.52 | 3 | 1.35
2040 | NEISO_2_NYISO_J-K | NEISO | NYISO_J-K | Internal | Winter | B17 | 100 | 430 | 2654.87 | 61.63 | 65.98 | 3 | 1.35
2040 | NEISO_2_NYISO_J-K | NEISO | NYISO_J-K | Internal | Winter | B18 | 400 | 430 | 937.33 | 60.26 | 64.61 | 3 | 1.35
2040 | NEISO_2_NYISO_J-K | NEISO | NYISO_J-K | Internal | Winter | B19 | 700 | 430 | 430 | 60.26 | 64.58 | 3 | 1.31
2040 | NEISO_2_NYISO_J-K | NEISO | NYISO_J-K | Internal | Winter | B20 | 935 | 430 | 0 | 60.26 | 59.8 | 3 | 0
2040 | NonRTO_Midwest_2_TVA_Transmission | NonRTO_Midwest | TVA_Transmission | Internal | Shoulder | B11 | 25 | 2400 | 0 | 84.66 | 80.17 | 8 | 0
2040 | NonRTO_Midwest_2_TVA_Transmission | NonRTO_Midwest | TVA_Transmission | Internal | Shoulder | B12 | 200 | 2400 | 0 | 70.62 | 65.76 | 8 | 0
2040 | NonRTO_Midwest_2_TVA_Transmission | NonRTO_Midwest | TVA_Transmission | Internal | Shoulder | B13 | 600 | 2400 | 0 | 67.82 | 62.55 | 8 | 0
2040 | NonRTO_Midwest_2_TVA_Transmission | NonRTO_Midwest | TVA_Transmission | Internal | Shoulder | B14 | 900 | 2400 | 0 | 56.24 | 61.68 | 8 | 0
2040 | NonRTO_Midwest_2_TVA_Transmission | NonRTO_Midwest | TVA_Transmission | Internal | Shoulder | B15 | 1203 | 2400 | 194.8 | 48.39 | 56.39 | 8 | 0
2040 | NonRTO_Midwest_2_TVA_Transmission | NonRTO_Midwest | TVA_Transmission | Internal | Summer | B1 | 10 | 2400 | 0 | 99.03 | 106.99 | 8 | 0
2040 | NonRTO_Midwest_2_TVA_Transmission | NonRTO_Midwest | TVA_Transmission | Internal | Summer | B2 | 25 | 2400 | 0 | 99.03 | 103.23 | 8 | 0
2040 | NonRTO_Midwest_2_TVA_Transmission | NonRTO_Midwest | TVA_Transmission | Internal | Summer | B3 | 75 | 2400 | 0 | 99.03 | 97.45 | 8 | 0
2040 | NonRTO_Midwest_2_TVA_Transmission | NonRTO_Midwest | TVA_Transmission | Internal | Summer | B4 | 100 | 2400 | 0 | 98.23 | 94.39 | 8 | 0
2040 | NonRTO_Midwest_2_TVA_Transmission | NonRTO_Midwest | TVA_Transmission | Internal | Summer | B5 | 200 | 2400 | 0 | 92.46 | 88.46 | 8 | 0
2040 | NonRTO_Midwest_2_TVA_Transmission | NonRTO_Midwest | TVA_Transmission | Internal | Summer | B6 | 300 | 2400 | 0 | 76.67 | 71.96 | 8 | 0
2040 | NonRTO_Midwest_2_TVA_Transmission | NonRTO_Midwest | TVA_Transmission | Internal | Summer | B7 | 400 | 2400 | 0 | 61.37 | 62.59 | 8 | 0
2040 | NonRTO_Midwest_2_TVA_Transmission | NonRTO_Midwest | TVA_Transmission | Internal | Summer | B8 | 500 | 2400 | 0 | 54.6 | 59.71 | 8 | 0
2040 | NonRTO_Midwest_2_TVA_Transmission | NonRTO_Midwest | TVA_Transmission | Internal | Summer | B9 | 800 | 2400 | 0 | 54.6 | 55.77 | 8 | 0
2040 | NonRTO_Midwest_2_TVA_Transmission | NonRTO_Midwest | TVA_Transmission | Internal | Summer | B10 | 1262 | 2400 | 69.94 | 39.73 | 47.73 | 8 | 0
2040 | NonRTO_Midwest_2_TVA_Transmission | NonRTO_Midwest | TVA_Transmission | Internal | Winter | B16 | 25 | 2400 | 0 | 88.27 | 84.51 | 8 | 0
2040 | NonRTO_Midwest_2_TVA_Transmission | NonRTO_Midwest | TVA_Transmission | Internal | Winter | B17 | 100 | 2400 | 0 | 76.55 | 71.66 | 8 | 0
2040 | NonRTO_Midwest_2_TVA_Transmission | NonRTO_Midwest | TVA_Transmission | Internal | Winter | B18 | 400 | 2400 | 0 | 60.31 | 64.03 | 8 | 0
2040 | NonRTO_Midwest_2_TVA_Transmission | NonRTO_Midwest | TVA_Transmission | Internal | Winter | B19 | 700 | 2400 | 0 | 60.31 | 63.15 | 8 | 0
2040 | NonRTO_Midwest_2_TVA_Transmission | NonRTO_Midwest | TVA_Transmission | Internal | Winter | B20 | 935 | 2400 | 947.37 | 49.66 | 57.66 | 8 | 0
2040 | NYISO_A-F_2_NEISO | NYISO_A-F | NEISO | Internal | Shoulder | B11 | 25 | 600 | 0 | 65.78 | 61.97 | 3 | 0
2040 | NYISO_A-F_2_NEISO | NYISO_A-F | NEISO | Internal | Shoulder | B12 | 200 | 600 | 0 | 54.3 | 50.49 | 3 | 0
2040 | NYISO_A-F_2_NEISO | NYISO_A-F | NEISO | Internal | Shoulder | B13 | 600 | 600 | 0 | 52.18 | 48.36 | 3 | 0
2040 | NYISO_A-F_2_NEISO | NYISO_A-F | NEISO | Internal | Shoulder | B14 | 900 | 600 | 0 | 52.18 | 48.36 | 3 | 0
2040 | NYISO_A-F_2_NEISO | NYISO_A-F | NEISO | Internal | Shoulder | B15 | 1203 | 600 | 0 | 52.18 | 48.36 | 3 | 0
2040 | NYISO_A-F_2_NEISO | NYISO_A-F | NEISO | Internal | Summer | B1 | 10 | 600 | 0 | 93.05 | 90.05 | 3 | 0
2040 | NYISO_A-F_2_NEISO | NYISO_A-F | NEISO | Internal | Summer | B2 | 25 | 600 | 0 | 88.28 | 84.46 | 3 | 0
2040 | NYISO_A-F_2_NEISO | NYISO_A-F | NEISO | Internal | Summer | B3 | 75 | 600 | 0 | 82.61 | 78.79 | 3 | 0
2040 | NYISO_A-F_2_NEISO | NYISO_A-F | NEISO | Internal | Summer | B4 | 100 | 600 | 0 | 79.35 | 75.53 | 3 | 0
2040 | NYISO_A-F_2_NEISO | NYISO_A-F | NEISO | Internal | Summer | B5 | 200 | 600 | 0 | 73.58 | 69.76 | 3 | 0
2040 | NYISO_A-F_2_NEISO | NYISO_A-F | NEISO | Internal | Summer | B6 | 300 | 600 | 0 | 63.66 | 59.84 | 3 | 0
2040 | NYISO_A-F_2_NEISO | NYISO_A-F | NEISO | Internal | Summer | B7 | 400 | 600 | 0 | 54.99 | 51.17 | 3 | 0
2040 | NYISO_A-F_2_NEISO | NYISO_A-F | NEISO | Internal | Summer | B8 | 500 | 600 | 0 | 50.89 | 47.07 | 3 | 0
2040 | NYISO_A-F_2_NEISO | NYISO_A-F | NEISO | Internal | Summer | B9 | 800 | 600 | 0 | 48.31 | 44.49 | 3 | 0
2040 | NYISO_A-F_2_NEISO | NYISO_A-F | NEISO | Internal | Summer | B10 | 1262 | 600 | 0 | 48.31 | 44.49 | 3 | 0
2040 | NYISO_A-F_2_NEISO | NYISO_A-F | NEISO | Internal | Winter | B16 | 25 | 600 | 0 | 73.99 | 70.17 | 3 | 0
2040 | NYISO_A-F_2_NEISO | NYISO_A-F | NEISO | Internal | Winter | B17 | 100 | 600 | 0 | 65.45 | 61.63 | 3 | 0
2040 | NYISO_A-F_2_NEISO | NYISO_A-F | NEISO | Internal | Winter | B18 | 400 | 600 | 0 | 62.1 | 60.26 | 3 | 0
2040 | NYISO_A-F_2_NEISO | NYISO_A-F | NEISO | Internal | Winter | B19 | 700 | 600 | 0 | 62.07 | 60.26 | 3 | 0
2040 | NYISO_A-F_2_NEISO | NYISO_A-F | NEISO | Internal | Winter | B20 | 935 | 600 | 0 | 58.98 | 60.26 | 3 | 0
2040 | NYISO_A-F_2_NYISO_G-I | NYISO_A-F | NYISO_G-I | Internal | Shoulder | B11 | 25 | 4250 | 1354.73 | 65.78 | 65.79 | 0.01 | 0
2040 | NYISO_A-F_2_NYISO_G-I | NYISO_A-F | NYISO_G-I | Internal | Shoulder | B12 | 200 | 4250 | 449.06 | 54.3 | 54.31 | 0.01 | 0
2040 | NYISO_A-F_2_NYISO_G-I | NYISO_A-F | NYISO_G-I | Internal | Shoulder | B13 | 600 | 4250 | 954.68 | 52.18 | 52.19 | 0.01 | 0
2040 | NYISO_A-F_2_NYISO_G-I | NYISO_A-F | NYISO_G-I | Internal | Shoulder | B14 | 900 | 4250 | 1297.25 | 52.18 | 52.19 | 0.01 | 0
2040 | NYISO_A-F_2_NYISO_G-I | NYISO_A-F | NYISO_G-I | Internal | Shoulder | B15 | 1203 | 4250 | 510.93 | 52.18 | 52.19 | 0.01 | 0
2040 | NYISO_A-F_2_NYISO_G-I | NYISO_A-F | NYISO_G-I | Internal | Summer | B1 | 10 | 4250 | 2623.7 | 93.05 | 93.06 | 0.01 | 0
2040 | NYISO_A-F_2_NYISO_G-I | NYISO_A-F | NYISO_G-I | Internal | Summer | B2 | 25 | 4250 | 1984.38 | 88.28 | 88.29 | 0.01 | 0
2040 | NYISO_A-F_2_NYISO_G-I | NYISO_A-F | NYISO_G-I | Internal | Summer | B3 | 75 | 4250 | 1786.54 | 82.61 | 82.62 | 0.01 | 0
2040 | NYISO_A-F_2_NYISO_G-I | NYISO_A-F | NYISO_G-I | Internal | Summer | B4 | 100 | 4250 | 418.76 | 79.35 | 79.36 | 0.01 | 0
2040 | NYISO_A-F_2_NYISO_G-I | NYISO_A-F | NYISO_G-I | Internal | Summer | B5 | 200 | 4250 | 951.49 | 73.58 | 73.59 | 0.01 | 0
2040 | NYISO_A-F_2_NYISO_G-I | NYISO_A-F | NYISO_G-I | Internal | Summer | B6 | 300 | 4250 | 2517.99 | 63.66 | 63.67 | 0.01 | 0
2040 | NYISO_A-F_2_NYISO_G-I | NYISO_A-F | NYISO_G-I | Internal | Summer | B7 | 400 | 4250 | 1077.8 | 54.99 | 55 | 0.01 | 0
2040 | NYISO_A-F_2_NYISO_G-I | NYISO_A-F | NYISO_G-I | Internal | Summer | B8 | 500 | 4250 | 1190.18 | 50.89 | 50.9 | 0.01 | 0
2040 | NYISO_A-F_2_NYISO_G-I | NYISO_A-F | NYISO_G-I | Internal | Summer | B9 | 800 | 4250 | 0 | 48.31 | 48.32 | 0.01 | 0
2040 | NYISO_A-F_2_NYISO_G-I | NYISO_A-F | NYISO_G-I | Internal | Summer | B10 | 1262 | 4250 | 0 | 48.31 | 48.3 | 0.01 | 0
2040 | NYISO_A-F_2_NYISO_G-I | NYISO_A-F | NYISO_G-I | Internal | Winter | B16 | 25 | 4250 | 3137.39 | 73.99 | 74 | 0.01 | 0
2040 | NYISO_A-F_2_NYISO_G-I | NYISO_A-F | NYISO_G-I | Internal | Winter | B17 | 100 | 4250 | 3190.4 | 65.45 | 65.46 | 0.01 | 0
2040 | NYISO_A-F_2_NYISO_G-I | NYISO_A-F | NYISO_G-I | Internal | Winter | B18 | 400 | 4250 | 5392.33 | 62.1 | 62.86 | 0.01 | 0.75
2040 | NYISO_A-F_2_NYISO_G-I | NYISO_A-F | NYISO_G-I | Internal | Winter | B19 | 700 | 4250 | 5131.16 | 62.07 | 62.83 | 0.01 | 0.75
2040 | NYISO_A-F_2_NYISO_G-I | NYISO_A-F | NYISO_G-I | Internal | Winter | B20 | 935 | 4250 | 3520.1 | 58.98 | 58.99 | 0.01 | 0
2040 | NYISO_A-F_2_PJM_ROM | NYISO_A-F | PJM_ROM | Internal | Shoulder | B11 | 25 | 1000 | 1229.02 | 65.78 | 73.87 | 8 | 0.09
2040 | NYISO_A-F_2_PJM_ROM | NYISO_A-F | PJM_ROM | Internal | Shoulder | B12 | 200 | 1000 | 328.67 | 54.3 | 62.3 | 8 | 0
2040 | NYISO_A-F_2_PJM_ROM | NYISO_A-F | PJM_ROM | Internal | Shoulder | B13 | 600 | 1000 | 0 | 52.18 | 57.08 | 8 | 0
2040 | NYISO_A-F_2_PJM_ROM | NYISO_A-F | PJM_ROM | Internal | Shoulder | B14 | 900 | 1000 | 0 | 52.18 | 55.76 | 8 | 0
2040 | NYISO_A-F_2_PJM_ROM | NYISO_A-F | PJM_ROM | Internal | Shoulder | B15 | 1203 | 1000 | 0 | 52.18 | 50.46 | 8 | 0
2040 | NYISO_A-F_2_PJM_ROM | NYISO_A-F | PJM_ROM | Internal | Summer | B1 | 10 | 1000 | 343.19 | 93.05 | 101.05 | 8 | 0
2040 | NYISO_A-F_2_PJM_ROM | NYISO_A-F | PJM_ROM | Internal | Summer | B2 | 25 | 1000 | 654.6 | 88.28 | 96.28 | 8 | 0
2040 | NYISO_A-F_2_PJM_ROM | NYISO_A-F | PJM_ROM | Internal | Summer | B3 | 75 | 1000 | 1000 | 82.61 | 90.66 | 8 | 0.05
2040 | NYISO_A-F_2_PJM_ROM | NYISO_A-F | PJM_ROM | Internal | Summer | B4 | 100 | 1000 | 2839.3 | 79.35 | 87.44 | 8 | 0.09
2040 | NYISO_A-F_2_PJM_ROM | NYISO_A-F | PJM_ROM | Internal | Summer | B5 | 200 | 1000 | 2551.36 | 73.58 | 81.66 | 8 | 0.09
2040 | NYISO_A-F_2_PJM_ROM | NYISO_A-F | PJM_ROM | Internal | Summer | B6 | 300 | 1000 | 0 | 63.66 | 65.87 | 8 | 0
2040 | NYISO_A-F_2_PJM_ROM | NYISO_A-F | PJM_ROM | Internal | Summer | B7 | 400 | 1000 | 0 | 54.99 | 56.5 | 8 | 0
2040 | NYISO_A-F_2_PJM_ROM | NYISO_A-F | PJM_ROM | Internal | Summer | B8 | 500 | 1000 | 0 | 50.89 | 52.92 | 8 | 0
2040 | NYISO_A-F_2_PJM_ROM | NYISO_A-F | PJM_ROM | Internal | Summer | B9 | 800 | 1000 | 0 | 48.31 | 48.98 | 8 | 0
2040 | NYISO_A-F_2_PJM_ROM | NYISO_A-F | PJM_ROM | Internal | Summer | B10 | 1262 | 1000 | 0 | 48.31 | 44.9 | 8 | 0
2040 | NYISO_A-F_2_PJM_ROM | NYISO_A-F | PJM_ROM | Internal | Winter | B16 | 25 | 1000 | 12.55 | 73.99 | 81.99 | 8 | 0
2040 | NYISO_A-F_2_PJM_ROM | NYISO_A-F | PJM_ROM | Internal | Winter | B17 | 100 | 1000 | 0 | 65.45 | 69.75 | 8 | 0
2040 | NYISO_A-F_2_PJM_ROM | NYISO_A-F | PJM_ROM | Internal | Winter | B18 | 400 | 1000 | 0 | 62.1 | 63.12 | 8 | 0
2040 | NYISO_A-F_2_PJM_ROM | NYISO_A-F | PJM_ROM | Internal | Winter | B19 | 700 | 1000 | 0 | 62.07 | 60.82 | 8 | 0
2040 | NYISO_A-F_2_PJM_ROM | NYISO_A-F | PJM_ROM | Internal | Winter | B20 | 935 | 1000 | 0 | 58.98 | 52.97 | 8 | 0
2040 | NYISO_G-I_2_NYISO_A-F | NYISO_G-I | NYISO_A-F | Internal | Shoulder | B11 | 25 | 1999 | 0 | 65.79 | 65.78 | 0.01 | 0
2040 | NYISO_G-I_2_NYISO_A-F | NYISO_G-I | NYISO_A-F | Internal | Shoulder | B12 | 200 | 1999 | 0 | 54.31 | 54.3 | 0.01 | 0
2040 | NYISO_G-I_2_NYISO_A-F | NYISO_G-I | NYISO_A-F | Internal | Shoulder | B13 | 600 | 1999 | 0 | 52.19 | 52.18 | 0.01 | 0
2040 | NYISO_G-I_2_NYISO_A-F | NYISO_G-I | NYISO_A-F | Internal | Shoulder | B14 | 900 | 1999 | 0 | 52.19 | 52.18 | 0.01 | 0
2040 | NYISO_G-I_2_NYISO_A-F | NYISO_G-I | NYISO_A-F | Internal | Shoulder | B15 | 1203 | 1999 | 0 | 52.19 | 52.18 | 0.01 | 0
2040 | NYISO_G-I_2_NYISO_A-F | NYISO_G-I | NYISO_A-F | Internal | Summer | B1 | 10 | 1999 | 0 | 93.06 | 93.05 | 0.01 | 0
2040 | NYISO_G-I_2_NYISO_A-F | NYISO_G-I | NYISO_A-F | Internal | Summer | B2 | 25 | 1999 | 0 | 88.29 | 88.28 | 0.01 | 0
2040 | NYISO_G-I_2_NYISO_A-F | NYISO_G-I | NYISO_A-F | Internal | Summer | B3 | 75 | 1999 | 0 | 82.62 | 82.61 | 0.01 | 0
2040 | NYISO_G-I_2_NYISO_A-F | NYISO_G-I | NYISO_A-F | Internal | Summer | B4 | 100 | 1999 | 0 | 79.36 | 79.35 | 0.01 | 0
2040 | NYISO_G-I_2_NYISO_A-F | NYISO_G-I | NYISO_A-F | Internal | Summer | B5 | 200 | 1999 | 0 | 73.59 | 73.58 | 0.01 | 0
2040 | NYISO_G-I_2_NYISO_A-F | NYISO_G-I | NYISO_A-F | Internal | Summer | B6 | 300 | 1999 | 0 | 63.67 | 63.66 | 0.01 | 0
2040 | NYISO_G-I_2_NYISO_A-F | NYISO_G-I | NYISO_A-F | Internal | Summer | B7 | 400 | 1999 | 0 | 55 | 54.99 | 0.01 | 0
2040 | NYISO_G-I_2_NYISO_A-F | NYISO_G-I | NYISO_A-F | Internal | Summer | B8 | 500 | 1999 | 0 | 50.9 | 50.89 | 0.01 | 0
2040 | NYISO_G-I_2_NYISO_A-F | NYISO_G-I | NYISO_A-F | Internal | Summer | B9 | 800 | 1999 | 0 | 48.32 | 48.31 | 0.01 | 0
2040 | NYISO_G-I_2_NYISO_A-F | NYISO_G-I | NYISO_A-F | Internal | Summer | B10 | 1262 | 1999 | 332.42 | 48.3 | 48.31 | 0.01 | 0
2040 | NYISO_G-I_2_NYISO_A-F | NYISO_G-I | NYISO_A-F | Internal | Winter | B16 | 25 | 1999 | 0 | 74 | 73.99 | 0.01 | 0
2040 | NYISO_G-I_2_NYISO_A-F | NYISO_G-I | NYISO_A-F | Internal | Winter | B17 | 100 | 1999 | 0 | 65.46 | 65.45 | 0.01 | 0
2040 | NYISO_G-I_2_NYISO_A-F | NYISO_G-I | NYISO_A-F | Internal | Winter | B18 | 400 | 1999 | 0 | 62.86 | 62.1 | 0.01 | 0
2040 | NYISO_G-I_2_NYISO_A-F | NYISO_G-I | NYISO_A-F | Internal | Winter | B19 | 700 | 1999 | 0 | 62.83 | 62.07 | 0.01 | 0
2040 | NYISO_G-I_2_NYISO_A-F | NYISO_G-I | NYISO_A-F | Internal | Winter | B20 | 935 | 1999 | 0 | 58.99 | 58.98 | 0.01 | 0
2040 | NYISO_G-I_2_NYISO_J-K | NYISO_G-I | NYISO_J-K | Internal | Shoulder | B11 | 25 | 6130 | 6130 | 65.79 | 66.31 | 0.01 | 0.51
2040 | NYISO_G-I_2_NYISO_J-K | NYISO_G-I | NYISO_J-K | Internal | Shoulder | B12 | 200 | 6130 | 6115.01 | 54.31 | 54.33 | 0.01 | 0
2040 | NYISO_G-I_2_NYISO_J-K | NYISO_G-I | NYISO_J-K | Internal | Shoulder | B13 | 600 | 6130 | 6130 | 52.19 | 52.45 | 0.01 | 0.25
2040 | NYISO_G-I_2_NYISO_J-K | NYISO_G-I | NYISO_J-K | Internal | Shoulder | B14 | 900 | 6130 | 6130 | 52.19 | 52.45 | 0.01 | 0.25
2040 | NYISO_G-I_2_NYISO_J-K | NYISO_G-I | NYISO_J-K | Internal | Shoulder | B15 | 1203 | 6130 | 4074.98 | 52.19 | 52.2 | 0.01 | 0
2040 | NYISO_G-I_2_NYISO_J-K | NYISO_G-I | NYISO_J-K | Internal | Summer | B1 | 10 | 6130 | 3357.33 | 93.06 | 93.07 | 0.01 | 0
2040 | NYISO_G-I_2_NYISO_J-K | NYISO_G-I | NYISO_J-K | Internal | Summer | B2 | 25 | 6130 | 2787.81 | 88.29 | 88.3 | 0.01 | 0
2040 | NYISO_G-I_2_NYISO_J-K | NYISO_G-I | NYISO_J-K | Internal | Summer | B3 | 75 | 6130 | 5133.62 | 82.62 | 82.63 | 0.01 | 0
2040 | NYISO_G-I_2_NYISO_J-K | NYISO_G-I | NYISO_J-K | Internal | Summer | B4 | 100 | 6130 | 6130 | 79.36 | 79.41 | 0.01 | 0.04
2040 | NYISO_G-I_2_NYISO_J-K | NYISO_G-I | NYISO_J-K | Internal | Summer | B5 | 200 | 6130 | 6130 | 73.59 | 73.64 | 0.01 | 0.04
2040 | NYISO_G-I_2_NYISO_J-K | NYISO_G-I | NYISO_J-K | Internal | Summer | B6 | 300 | 6130 | 6130 | 63.67 | 64.19 | 0.01 | 0.51
2040 | NYISO_G-I_2_NYISO_J-K | NYISO_G-I | NYISO_J-K | Internal | Summer | B7 | 400 | 6130 | 6130 | 55 | 55.52 | 0.01 | 0.51
2040 | NYISO_G-I_2_NYISO_J-K | NYISO_G-I | NYISO_J-K | Internal | Summer | B8 | 500 | 6130 | 6130 | 50.9 | 51.42 | 0.01 | 0.51
2040 | NYISO_G-I_2_NYISO_J-K | NYISO_G-I | NYISO_J-K | Internal | Summer | B9 | 800 | 6130 | 5983.79 | 48.32 | 48.33 | 0.01 | 0
2040 | NYISO_G-I_2_NYISO_J-K | NYISO_G-I | NYISO_J-K | Internal | Summer | B10 | 1262 | 6130 | 3722.48 | 48.3 | 48.31 | 0.01 | 0
2040 | NYISO_G-I_2_NYISO_J-K | NYISO_G-I | NYISO_J-K | Internal | Winter | B16 | 25 | 6130 | 6130 | 74 | 74.52 | 0.01 | 0.51
2040 | NYISO_G-I_2_NYISO_J-K | NYISO_G-I | NYISO_J-K | Internal | Winter | B17 | 100 | 6130 | 6130 | 65.46 | 65.98 | 0.01 | 0.51
2040 | NYISO_G-I_2_NYISO_J-K | NYISO_G-I | NYISO_J-K | Internal | Winter | B18 | 400 | 6130 | 7742.31 | 62.86 | 64.61 | 0.01 | 1.74
2040 | NYISO_G-I_2_NYISO_J-K | NYISO_G-I | NYISO_J-K | Internal | Winter | B19 | 700 | 6130 | 7695.93 | 62.83 | 64.58 | 0.01 | 1.74
2040 | NYISO_G-I_2_NYISO_J-K | NYISO_G-I | NYISO_J-K | Internal | Winter | B20 | 935 | 6130 | 6130 | 58.99 | 59.8 | 0.01 | 0.79
2040 | NYISO_G-I_2_PJM_E | NYISO_G-I | PJM_E | Internal | Shoulder | B11 | 25 | 1500 | 1500 | 65.79 | 73.86 | 8 | 0.06
2040 | NYISO_G-I_2_PJM_E | NYISO_G-I | PJM_E | Internal | Shoulder | B12 | 200 | 1500 | 552.75 | 54.31 | 62.31 | 8 | 0
2040 | NYISO_G-I_2_PJM_E | NYISO_G-I | PJM_E | Internal | Shoulder | B13 | 600 | 1500 | 0 | 52.19 | 57.1 | 8 | 0
2040 | NYISO_G-I_2_PJM_E | NYISO_G-I | PJM_E | Internal | Shoulder | B14 | 900 | 1500 | 0 | 52.19 | 55.78 | 8 | 0
2040 | NYISO_G-I_2_PJM_E | NYISO_G-I | PJM_E | Internal | Shoulder | B15 | 1203 | 1500 | 0 | 52.19 | 50.47 | 8 | 0
2040 | NYISO_G-I_2_PJM_E | NYISO_G-I | PJM_E | Internal | Summer | B1 | 10 | 1500 | 657.9 | 93.06 | 101.06 | 8 | 0
2040 | NYISO_G-I_2_PJM_E | NYISO_G-I | PJM_E | Internal | Summer | B2 | 25 | 1500 | 1125.54 | 88.29 | 96.29 | 8 | 0
2040 | NYISO_G-I_2_PJM_E | NYISO_G-I | PJM_E | Internal | Summer | B3 | 75 | 1500 | 1500 | 82.62 | 90.65 | 8 | 0.03
2040 | NYISO_G-I_2_PJM_E | NYISO_G-I | PJM_E | Internal | Summer | B4 | 100 | 1500 | 1500 | 79.36 | 87.43 | 8 | 0.06
2040 | NYISO_G-I_2_PJM_E | NYISO_G-I | PJM_E | Internal | Summer | B5 | 200 | 1500 | 1500 | 73.59 | 81.65 | 8 | 0.06
2040 | NYISO_G-I_2_PJM_E | NYISO_G-I | PJM_E | Internal | Summer | B6 | 300 | 1500 | 0 | 63.67 | 65.88 | 8 | 0
2040 | NYISO_G-I_2_PJM_E | NYISO_G-I | PJM_E | Internal | Summer | B7 | 400 | 1500 | 0 | 55 | 56.52 | 8 | 0
2040 | NYISO_G-I_2_PJM_E | NYISO_G-I | PJM_E | Internal | Summer | B8 | 500 | 1500 | 0 | 50.9 | 52.93 | 8 | 0
2040 | NYISO_G-I_2_PJM_E | NYISO_G-I | PJM_E | Internal | Summer | B9 | 800 | 1500 | 0 | 48.32 | 48.99 | 8 | 0
2040 | NYISO_G-I_2_PJM_E | NYISO_G-I | PJM_E | Internal | Summer | B10 | 1262 | 1500 | 0 | 48.3 | 44.93 | 8 | 0
2040 | NYISO_G-I_2_PJM_E | NYISO_G-I | PJM_E | Internal | Winter | B16 | 25 | 1500 | 12.41 | 74 | 82 | 8 | 0
2040 | NYISO_G-I_2_PJM_E | NYISO_G-I | PJM_E | Internal | Winter | B17 | 100 | 1500 | 0 | 65.46 | 69.76 | 8 | 0
2040 | NYISO_G-I_2_PJM_E | NYISO_G-I | PJM_E | Internal | Winter | B18 | 400 | 1500 | 0 | 62.86 | 63.14 | 8 | 0
2040 | NYISO_G-I_2_PJM_E | NYISO_G-I | PJM_E | Internal | Winter | B19 | 700 | 1500 | 0 | 62.83 | 60.84 | 8 | 0
2040 | NYISO_G-I_2_PJM_E | NYISO_G-I | PJM_E | Internal | Winter | B20 | 935 | 1500 | 0 | 58.99 | 52.99 | 8 | 0
2040 | NYISO_J-K_2_PJM_E_OL | NYISO_J-K | PJM_E | Internal | Shoulder | B11 | 25 | 99999 | 0 | 66.31 | 73.86 | 8.02 | 0
2040 | NYISO_J-K_2_PJM_E_OL | NYISO_J-K | PJM_E | Internal | Shoulder | B12 | 200 | 99999 | 0 | 54.33 | 62.31 | 8.02 | 0
2040 | NYISO_J-K_2_PJM_E_OL | NYISO_J-K | PJM_E | Internal | Shoulder | B13 | 600 | 99999 | 0 | 52.45 | 57.1 | 8.02 | 0
2040 | NYISO_J-K_2_PJM_E_OL | NYISO_J-K | PJM_E | Internal | Shoulder | B14 | 900 | 99999 | 0 | 52.45 | 55.78 | 8.02 | 0
2040 | NYISO_J-K_2_PJM_E_OL | NYISO_J-K | PJM_E | Internal | Shoulder | B15 | 1203 | 99999 | 0 | 52.2 | 50.47 | 8.02 | 0
2040 | NYISO_J-K_2_PJM_E_OL | NYISO_J-K | PJM_E | Internal | Summer | B1 | 10 | 99999 | 0 | 93.07 | 101.06 | 8.02 | 0
2040 | NYISO_J-K_2_PJM_E_OL | NYISO_J-K | PJM_E | Internal | Summer | B2 | 25 | 99999 | 0 | 88.3 | 96.29 | 8.02 | 0
2040 | NYISO_J-K_2_PJM_E_OL | NYISO_J-K | PJM_E | Internal | Summer | B3 | 75 | 99999 | 4070.45 | 82.63 | 90.65 | 8.02 | 0
2040 | NYISO_J-K_2_PJM_E_OL | NYISO_J-K | PJM_E | Internal | Summer | B4 | 100 | 99999 | 6481.01 | 79.41 | 87.43 | 8.02 | 0
2040 | NYISO_J-K_2_PJM_E_OL | NYISO_J-K | PJM_E | Internal | Summer | B5 | 200 | 99999 | 2696.6 | 73.64 | 81.65 | 8.02 | 0
2040 | NYISO_J-K_2_PJM_E_OL | NYISO_J-K | PJM_E | Internal | Summer | B6 | 300 | 99999 | 0 | 64.19 | 65.88 | 8.02 | 0
2040 | NYISO_J-K_2_PJM_E_OL | NYISO_J-K | PJM_E | Internal | Summer | B7 | 400 | 99999 | 0 | 55.52 | 56.52 | 8.02 | 0
2040 | NYISO_J-K_2_PJM_E_OL | NYISO_J-K | PJM_E | Internal | Summer | B8 | 500 | 99999 | 0 | 51.42 | 52.93 | 8.02 | 0
2040 | NYISO_J-K_2_PJM_E_OL | NYISO_J-K | PJM_E | Internal | Summer | B9 | 800 | 99999 | 0 | 48.33 | 48.99 | 8.02 | 0
2040 | NYISO_J-K_2_PJM_E_OL | NYISO_J-K | PJM_E | Internal | Summer | B10 | 1262 | 99999 | 0 | 48.31 | 44.93 | 8.02 | 0
2040 | NYISO_J-K_2_PJM_E_OL | NYISO_J-K | PJM_E | Internal | Winter | B16 | 25 | 99999 | 0 | 74.52 | 82 | 8.02 | 0
2040 | NYISO_J-K_2_PJM_E_OL | NYISO_J-K | PJM_E | Internal | Winter | B17 | 100 | 99999 | 0 | 65.98 | 69.76 | 8.02 | 0
2040 | NYISO_J-K_2_PJM_E_OL | NYISO_J-K | PJM_E | Internal | Winter | B18 | 400 | 99999 | 0 | 64.61 | 63.14 | 8.02 | 0
2040 | NYISO_J-K_2_PJM_E_OL | NYISO_J-K | PJM_E | Internal | Winter | B19 | 700 | 99999 | 0 | 64.58 | 60.84 | 8.02 | 0
2040 | NYISO_J-K_2_PJM_E_OL | NYISO_J-K | PJM_E | Internal | Winter | B20 | 935 | 99999 | 0 | 59.8 | 52.99 | 8.02 | 0
2040 | PJM_E_2_NYISO_G-I | PJM_E | NYISO_G-I | Internal | Shoulder | B11 | 25 | 500 | 0 | 73.86 | 65.79 | 6 | 0
2040 | PJM_E_2_NYISO_G-I | PJM_E | NYISO_G-I | Internal | Shoulder | B12 | 200 | 500 | 0 | 62.31 | 54.31 | 6 | 0
2040 | PJM_E_2_NYISO_G-I | PJM_E | NYISO_G-I | Internal | Shoulder | B13 | 600 | 500 | 0 | 57.1 | 52.19 | 6 | 0
2040 | PJM_E_2_NYISO_G-I | PJM_E | NYISO_G-I | Internal | Shoulder | B14 | 900 | 500 | 0 | 55.78 | 52.19 | 6 | 0
2040 | PJM_E_2_NYISO_G-I | PJM_E | NYISO_G-I | Internal | Shoulder | B15 | 1203 | 500 | 0 | 50.47 | 52.19 | 6 | 0
2040 | PJM_E_2_NYISO_G-I | PJM_E | NYISO_G-I | Internal | Summer | B1 | 10 | 500 | 0 | 101.06 | 93.06 | 6 | 0
2040 | PJM_E_2_NYISO_G-I | PJM_E | NYISO_G-I | Internal | Summer | B2 | 25 | 500 | 0 | 96.29 | 88.29 | 6 | 0
2040 | PJM_E_2_NYISO_G-I | PJM_E | NYISO_G-I | Internal | Summer | B3 | 75 | 500 | 0 | 90.65 | 82.62 | 6 | 0
2040 | PJM_E_2_NYISO_G-I | PJM_E | NYISO_G-I | Internal | Summer | B4 | 100 | 500 | 0 | 87.43 | 79.36 | 6 | 0
2040 | PJM_E_2_NYISO_G-I | PJM_E | NYISO_G-I | Internal | Summer | B5 | 200 | 500 | 0 | 81.65 | 73.59 | 6 | 0
2040 | PJM_E_2_NYISO_G-I | PJM_E | NYISO_G-I | Internal | Summer | B6 | 300 | 500 | 0 | 65.88 | 63.67 | 6 | 0
2040 | PJM_E_2_NYISO_G-I | PJM_E | NYISO_G-I | Internal | Summer | B7 | 400 | 500 | 0 | 56.52 | 55 | 6 | 0
2040 | PJM_E_2_NYISO_G-I | PJM_E | NYISO_G-I | Internal | Summer | B8 | 500 | 500 | 0 | 52.93 | 50.9 | 6 | 0
2040 | PJM_E_2_NYISO_G-I | PJM_E | NYISO_G-I | Internal | Summer | B9 | 800 | 500 | 0 | 48.99 | 48.32 | 6 | 0
2040 | PJM_E_2_NYISO_G-I | PJM_E | NYISO_G-I | Internal | Summer | B10 | 1262 | 500 | 0 | 44.93 | 48.3 | 6 | 0
2040 | PJM_E_2_NYISO_G-I | PJM_E | NYISO_G-I | Internal | Winter | B16 | 25 | 500 | 0 | 82 | 74 | 6 | 0
2040 | PJM_E_2_NYISO_G-I | PJM_E | NYISO_G-I | Internal | Winter | B17 | 100 | 500 | 0 | 69.76 | 65.46 | 6 | 0
2040 | PJM_E_2_NYISO_G-I | PJM_E | NYISO_G-I | Internal | Winter | B18 | 400 | 500 | 0 | 63.14 | 62.86 | 6 | 0
2040 | PJM_E_2_NYISO_G-I | PJM_E | NYISO_G-I | Internal | Winter | B19 | 700 | 500 | 0 | 60.84 | 62.83 | 6 | 0
2040 | PJM_E_2_NYISO_G-I | PJM_E | NYISO_G-I | Internal | Winter | B20 | 935 | 500 | 287.59 | 52.99 | 58.99 | 6 | 0
2040 | PJM_E_2_NYISO_J-K | PJM_E | NYISO_J-K | Internal | Shoulder | B11 | 25 | 330 | 0 | 73.86 | 66.31 | 6 | 0
2040 | PJM_E_2_NYISO_J-K | PJM_E | NYISO_J-K | Internal | Shoulder | B12 | 200 | 330 | 0 | 62.31 | 54.33 | 6 | 0
2040 | PJM_E_2_NYISO_J-K | PJM_E | NYISO_J-K | Internal | Shoulder | B13 | 600 | 330 | 0 | 57.1 | 52.45 | 6 | 0
2040 | PJM_E_2_NYISO_J-K | PJM_E | NYISO_J-K | Internal | Shoulder | B14 | 900 | 330 | 0 | 55.78 | 52.45 | 6 | 0
2040 | PJM_E_2_NYISO_J-K | PJM_E | NYISO_J-K | Internal | Shoulder | B15 | 1203 | 330 | 0 | 50.47 | 52.2 | 6 | 0
2040 | PJM_E_2_NYISO_J-K | PJM_E | NYISO_J-K | Internal | Summer | B1 | 10 | 330 | 0 | 101.06 | 93.07 | 6 | 0
2040 | PJM_E_2_NYISO_J-K | PJM_E | NYISO_J-K | Internal | Summer | B2 | 25 | 330 | 0 | 96.29 | 88.3 | 6 | 0
2040 | PJM_E_2_NYISO_J-K | PJM_E | NYISO_J-K | Internal | Summer | B3 | 75 | 330 | 0 | 90.65 | 82.63 | 6 | 0
2040 | PJM_E_2_NYISO_J-K | PJM_E | NYISO_J-K | Internal | Summer | B4 | 100 | 330 | 0 | 87.43 | 79.41 | 6 | 0
2040 | PJM_E_2_NYISO_J-K | PJM_E | NYISO_J-K | Internal | Summer | B5 | 200 | 330 | 0 | 81.65 | 73.64 | 6 | 0
2040 | PJM_E_2_NYISO_J-K | PJM_E | NYISO_J-K | Internal | Summer | B6 | 300 | 330 | 0 | 65.88 | 64.19 | 6 | 0
2040 | PJM_E_2_NYISO_J-K | PJM_E | NYISO_J-K | Internal | Summer | B7 | 400 | 330 | 0 | 56.52 | 55.52 | 6 | 0
2040 | PJM_E_2_NYISO_J-K | PJM_E | NYISO_J-K | Internal | Summer | B8 | 500 | 330 | 0 | 52.93 | 51.42 | 6 | 0
2040 | PJM_E_2_NYISO_J-K | PJM_E | NYISO_J-K | Internal | Summer | B9 | 800 | 330 | 0 | 48.99 | 48.33 | 6 | 0
2040 | PJM_E_2_NYISO_J-K | PJM_E | NYISO_J-K | Internal | Summer | B10 | 1262 | 330 | 0 | 44.93 | 48.31 | 6 | 0
2040 | PJM_E_2_NYISO_J-K | PJM_E | NYISO_J-K | Internal | Winter | B16 | 25 | 330 | 0 | 82 | 74.52 | 6 | 0
2040 | PJM_E_2_NYISO_J-K | PJM_E | NYISO_J-K | Internal | Winter | B17 | 100 | 330 | 0 | 69.76 | 65.98 | 6 | 0
2040 | PJM_E_2_NYISO_J-K | PJM_E | NYISO_J-K | Internal | Winter | B18 | 400 | 330 | 0 | 63.14 | 64.61 | 6 | 0
2040 | PJM_E_2_NYISO_J-K | PJM_E | NYISO_J-K | Internal | Winter | B19 | 700 | 330 | 0 | 60.84 | 64.58 | 6 | 0
2040 | PJM_E_2_NYISO_J-K | PJM_E | NYISO_J-K | Internal | Winter | B20 | 935 | 330 | 1334.62 | 52.99 | 59.8 | 6 | 0.8
2040 | PJM_E_2_PJM_ROM | PJM_E | PJM_ROM | Internal | Shoulder | B11 | 25 | 8000 | 618.16 | 73.86 | 73.87 | 0.01 | 0
2040 | PJM_E_2_PJM_ROM | PJM_E | PJM_ROM | Internal | Shoulder | B12 | 200 | 8000 | 0 | 62.31 | 62.3 | 0.01 | 0
2040 | PJM_E_2_PJM_ROM | PJM_E | PJM_ROM | Internal | Shoulder | B13 | 600 | 8000 | 0 | 57.1 | 57.08 | 0.01 | 0
2040 | PJM_E_2_PJM_ROM | PJM_E | PJM_ROM | Internal | Shoulder | B14 | 900 | 8000 | 0 | 55.78 | 55.76 | 0.01 | 0
2040 | PJM_E_2_PJM_ROM | PJM_E | PJM_ROM | Internal | Shoulder | B15 | 1203 | 8000 | 0 | 50.47 | 50.46 | 0.01 | 0
2040 | PJM_E_2_PJM_ROM | PJM_E | PJM_ROM | Internal | Summer | B1 | 10 | 8000 | 0 | 101.06 | 101.05 | 0.01 | 0
2040 | PJM_E_2_PJM_ROM | PJM_E | PJM_ROM | Internal | Summer | B2 | 25 | 8000 | 0 | 96.29 | 96.28 | 0.01 | 0
2040 | PJM_E_2_PJM_ROM | PJM_E | PJM_ROM | Internal | Summer | B3 | 75 | 8000 | 1744.64 | 90.65 | 90.66 | 0.01 | 0
2040 | PJM_E_2_PJM_ROM | PJM_E | PJM_ROM | Internal | Summer | B4 | 100 | 8000 | 6376.76 | 87.43 | 87.44 | 0.01 | 0
2040 | PJM_E_2_PJM_ROM | PJM_E | PJM_ROM | Internal | Summer | B5 | 200 | 8000 | 3777.1 | 81.65 | 81.66 | 0.01 | 0
2040 | PJM_E_2_PJM_ROM | PJM_E | PJM_ROM | Internal | Summer | B6 | 300 | 8000 | 0 | 65.88 | 65.87 | 0.01 | 0
2040 | PJM_E_2_PJM_ROM | PJM_E | PJM_ROM | Internal | Summer | B7 | 400 | 8000 | 0 | 56.52 | 56.5 | 0.01 | 0
2040 | PJM_E_2_PJM_ROM | PJM_E | PJM_ROM | Internal | Summer | B8 | 500 | 8000 | 0 | 52.93 | 52.92 | 0.01 | 0
2040 | PJM_E_2_PJM_ROM | PJM_E | PJM_ROM | Internal | Summer | B9 | 800 | 8000 | 0 | 48.99 | 48.98 | 0.01 | 0
2040 | PJM_E_2_PJM_ROM | PJM_E | PJM_ROM | Internal | Summer | B10 | 1262 | 8000 | 0 | 44.93 | 44.9 | 0.01 | 0
2040 | PJM_E_2_PJM_ROM | PJM_E | PJM_ROM | Internal | Winter | B16 | 25 | 8000 | 0 | 82 | 81.99 | 0.01 | 0
2040 | PJM_E_2_PJM_ROM | PJM_E | PJM_ROM | Internal | Winter | B17 | 100 | 8000 | 0 | 69.76 | 69.75 | 0.01 | 0
2040 | PJM_E_2_PJM_ROM | PJM_E | PJM_ROM | Internal | Winter | B18 | 400 | 8000 | 0 | 63.14 | 63.12 | 0.01 | 0
2040 | PJM_E_2_PJM_ROM | PJM_E | PJM_ROM | Internal | Winter | B19 | 700 | 8000 | 0 | 60.84 | 60.82 | 0.01 | 0
2040 | PJM_E_2_PJM_ROM | PJM_E | PJM_ROM | Internal | Winter | B20 | 935 | 8000 | 0 | 52.99 | 52.97 | 0.01 | 0
2040 | PJM_ROR_2_MISO_IN | PJM_ROR | MISO_IN | Internal | Shoulder | B11 | 25 | 909 | 444.04 | 74.66 | 76.66 | 2 | 0
2040 | PJM_ROR_2_MISO_IN | PJM_ROR | MISO_IN | Internal | Shoulder | B12 | 200 | 909 | 0 | 63.1 | 62.62 | 2 | 0
2040 | PJM_ROR_2_MISO_IN | PJM_ROR | MISO_IN | Internal | Shoulder | B13 | 600 | 909 | 0 | 57.88 | 59.87 | 2 | 0
2040 | PJM_ROR_2_MISO_IN | PJM_ROR | MISO_IN | Internal | Shoulder | B14 | 900 | 909 | 0 | 56.56 | 57.93 | 2 | 0
2040 | PJM_ROR_2_MISO_IN | PJM_ROR | MISO_IN | Internal | Shoulder | B15 | 1203 | 909 | 0 | 51.25 | 52.84 | 2 | 0
2040 | PJM_ROR_2_MISO_IN | PJM_ROR | MISO_IN | Internal | Summer | B1 | 10 | 909 | 0 | 101.84 | 99.84 | 2 | 0
2040 | PJM_ROR_2_MISO_IN | PJM_ROR | MISO_IN | Internal | Summer | B2 | 25 | 909 | 0 | 97.07 | 95.85 | 2 | 0
2040 | PJM_ROR_2_MISO_IN | PJM_ROR | MISO_IN | Internal | Summer | B3 | 75 | 909 | 0 | 91.45 | 93.13 | 2 | 0
2040 | PJM_ROR_2_MISO_IN | PJM_ROR | MISO_IN | Internal | Summer | B4 | 100 | 909 | 52.66 | 88.23 | 90.23 | 2 | 0
2040 | PJM_ROR_2_MISO_IN | PJM_ROR | MISO_IN | Internal | Summer | B5 | 200 | 909 | 5171.22 | 82.46 | 84.46 | 2 | 0
2040 | PJM_ROR_2_MISO_IN | PJM_ROR | MISO_IN | Internal | Summer | B6 | 300 | 909 | 2341.26 | 66.67 | 68.67 | 2 | 0
2040 | PJM_ROR_2_MISO_IN | PJM_ROR | MISO_IN | Internal | Summer | B7 | 400 | 909 | 186.61 | 57.3 | 59.3 | 2 | 0
2040 | PJM_ROR_2_MISO_IN | PJM_ROR | MISO_IN | Internal | Summer | B8 | 500 | 909 | 139.21 | 53.71 | 55.71 | 2 | 0
2040 | PJM_ROR_2_MISO_IN | PJM_ROR | MISO_IN | Internal | Summer | B9 | 800 | 909 | 210.86 | 49.77 | 51.77 | 2 | 0
2040 | PJM_ROR_2_MISO_IN | PJM_ROR | MISO_IN | Internal | Summer | B10 | 1262 | 909 | 0 | 45.7 | 46.26 | 2 | 0
2040 | PJM_ROR_2_MISO_IN | PJM_ROR | MISO_IN | Internal | Winter | B16 | 25 | 909 | 0 | 82.78 | 80.27 | 2 | 0
2040 | PJM_ROR_2_MISO_IN | PJM_ROR | MISO_IN | Internal | Winter | B17 | 100 | 909 | 0 | 70.55 | 68.55 | 2 | 0
2040 | PJM_ROR_2_MISO_IN | PJM_ROR | MISO_IN | Internal | Winter | B18 | 400 | 909 | 0 | 63.92 | 62.66 | 2 | 0
2040 | PJM_ROR_2_MISO_IN | PJM_ROR | MISO_IN | Internal | Winter | B19 | 700 | 909 | 0 | 61.62 | 60.36 | 2 | 0
2040 | PJM_ROR_2_MISO_IN | PJM_ROR | MISO_IN | Internal | Winter | B20 | 935 | 909 | 0 | 52.98 | 50.4 | 2 | 0
2040 | PJM_ROR_2_MISO_MI | PJM_ROR | MISO_MI | Internal | Shoulder | B11 | 25 | 1305 | 0 | 74.66 | 76.64 | 2 | 0
2040 | PJM_ROR_2_MISO_MI | PJM_ROR | MISO_MI | Internal | Shoulder | B12 | 200 | 1305 | 0 | 63.1 | 62.61 | 2 | 0
2040 | PJM_ROR_2_MISO_MI | PJM_ROR | MISO_MI | Internal | Shoulder | B13 | 600 | 1305 | 1138.28 | 57.88 | 59.88 | 2 | 0
2040 | PJM_ROR_2_MISO_MI | PJM_ROR | MISO_MI | Internal | Shoulder | B14 | 900 | 1305 | 0 | 56.56 | 57.95 | 2 | 0
2040 | PJM_ROR_2_MISO_MI | PJM_ROR | MISO_MI | Internal | Shoulder | B15 | 1203 | 1305 | 0 | 51.25 | 52.85 | 2 | 0
2040 | PJM_ROR_2_MISO_MI | PJM_ROR | MISO_MI | Internal | Summer | B1 | 10 | 1305 | 0 | 101.84 | 99.82 | 2 | 0
2040 | PJM_ROR_2_MISO_MI | PJM_ROR | MISO_MI | Internal | Summer | B2 | 25 | 1305 | 0 | 97.07 | 95.83 | 2 | 0
2040 | PJM_ROR_2_MISO_MI | PJM_ROR | MISO_MI | Internal | Summer | B3 | 75 | 1305 | 0 | 91.45 | 93.1 | 2 | 0
2040 | PJM_ROR_2_MISO_MI | PJM_ROR | MISO_MI | Internal | Summer | B4 | 100 | 1305 | 0 | 88.23 | 90.21 | 2 | 0
2040 | PJM_ROR_2_MISO_MI | PJM_ROR | MISO_MI | Internal | Summer | B5 | 200 | 1305 | 183.52 | 82.46 | 84.46 | 2 | 0
2040 | PJM_ROR_2_MISO_MI | PJM_ROR | MISO_MI | Internal | Summer | B6 | 300 | 1305 | 0 | 66.67 | 68.66 | 2 | 0
2040 | PJM_ROR_2_MISO_MI | PJM_ROR | MISO_MI | Internal | Summer | B7 | 400 | 1305 | 1451.96 | 57.3 | 59.31 | 2 | 0.01
2040 | PJM_ROR_2_MISO_MI | PJM_ROR | MISO_MI | Internal | Summer | B8 | 500 | 1305 | 1489.84 | 53.71 | 55.72 | 2 | 0.01
2040 | PJM_ROR_2_MISO_MI | PJM_ROR | MISO_MI | Internal | Summer | B9 | 800 | 1305 | 1728.9 | 49.77 | 51.78 | 2 | 0.01
2040 | PJM_ROR_2_MISO_MI | PJM_ROR | MISO_MI | Internal | Summer | B10 | 1262 | 1305 | 0 | 45.7 | 46.28 | 2 | 0
2040 | PJM_ROR_2_MISO_MI | PJM_ROR | MISO_MI | Internal | Winter | B16 | 25 | 1305 | 0 | 82.78 | 80.26 | 2 | 0
2040 | PJM_ROR_2_MISO_MI | PJM_ROR | MISO_MI | Internal | Winter | B17 | 100 | 1305 | 0 | 70.55 | 68.55 | 2 | 0
2040 | PJM_ROR_2_MISO_MI | PJM_ROR | MISO_MI | Internal | Winter | B18 | 400 | 1305 | 0 | 63.92 | 62.67 | 2 | 0
2040 | PJM_ROR_2_MISO_MI | PJM_ROR | MISO_MI | Internal | Winter | B19 | 700 | 1305 | 0 | 61.62 | 60.38 | 2 | 0
2040 | PJM_ROR_2_MISO_MI | PJM_ROR | MISO_MI | Internal | Winter | B20 | 935 | 1305 | 0 | 52.98 | 50.41 | 2 | 0
2040 | PJM_ROR_2_MISO_MO-IL | PJM_ROR | MISO_MO-IL | Internal | Shoulder | B11 | 25 | 1111 | 1752.66 | 74.66 | 76.68 | 2 | 0.01
2040 | PJM_ROR_2_MISO_MO-IL | PJM_ROR | MISO_MO-IL | Internal | Shoulder | B12 | 200 | 1111 | 0 | 63.1 | 62.61 | 2 | 0
2040 | PJM_ROR_2_MISO_MO-IL | PJM_ROR | MISO_MO-IL | Internal | Shoulder | B13 | 600 | 1111 | 0 | 57.88 | 59.12 | 2 | 0
2040 | PJM_ROR_2_MISO_MO-IL | PJM_ROR | MISO_MO-IL | Internal | Shoulder | B14 | 900 | 1111 | 0 | 56.56 | 57.19 | 2 | 0
2040 | PJM_ROR_2_MISO_MO-IL | PJM_ROR | MISO_MO-IL | Internal | Shoulder | B15 | 1203 | 1111 | 0 | 51.25 | 52.26 | 2 | 0
2040 | PJM_ROR_2_MISO_MO-IL | PJM_ROR | MISO_MO-IL | Internal | Summer | B1 | 10 | 1111 | 0 | 101.84 | 99.83 | 2 | 0
2040 | PJM_ROR_2_MISO_MO-IL | PJM_ROR | MISO_MO-IL | Internal | Summer | B2 | 25 | 1111 | 0 | 97.07 | 95.23 | 2 | 0
2040 | PJM_ROR_2_MISO_MO-IL | PJM_ROR | MISO_MO-IL | Internal | Summer | B3 | 75 | 1111 | 0 | 91.45 | 93.12 | 2 | 0
2040 | PJM_ROR_2_MISO_MO-IL | PJM_ROR | MISO_MO-IL | Internal | Summer | B4 | 100 | 1111 | 0 | 88.23 | 90.22 | 2 | 0
2040 | PJM_ROR_2_MISO_MO-IL | PJM_ROR | MISO_MO-IL | Internal | Summer | B5 | 200 | 1111 | 0 | 82.46 | 84.45 | 2 | 0
2040 | PJM_ROR_2_MISO_MO-IL | PJM_ROR | MISO_MO-IL | Internal | Summer | B6 | 300 | 1111 | 0 | 66.67 | 68.5 | 2 | 0
2040 | PJM_ROR_2_MISO_MO-IL | PJM_ROR | MISO_MO-IL | Internal | Summer | B7 | 400 | 1111 | 0 | 57.3 | 58.56 | 2 | 0
2040 | PJM_ROR_2_MISO_MO-IL | PJM_ROR | MISO_MO-IL | Internal | Summer | B8 | 500 | 1111 | 0 | 53.71 | 54.97 | 2 | 0
2040 | PJM_ROR_2_MISO_MO-IL | PJM_ROR | MISO_MO-IL | Internal | Summer | B9 | 800 | 1111 | 0 | 49.77 | 51.03 | 2 | 0
2040 | PJM_ROR_2_MISO_MO-IL | PJM_ROR | MISO_MO-IL | Internal | Summer | B10 | 1262 | 1111 | 0 | 45.7 | 45.52 | 2 | 0
2040 | PJM_ROR_2_MISO_MO-IL | PJM_ROR | MISO_MO-IL | Internal | Winter | B16 | 25 | 1111 | 0 | 82.78 | 79.52 | 2 | 0
2040 | PJM_ROR_2_MISO_MO-IL | PJM_ROR | MISO_MO-IL | Internal | Winter | B17 | 100 | 1111 | 0 | 70.55 | 67.8 | 2 | 0
2040 | PJM_ROR_2_MISO_MO-IL | PJM_ROR | MISO_MO-IL | Internal | Winter | B18 | 400 | 1111 | 0 | 63.92 | 61.92 | 2 | 0
2040 | PJM_ROR_2_MISO_MO-IL | PJM_ROR | MISO_MO-IL | Internal | Winter | B19 | 700 | 1111 | 0 | 61.62 | 59.62 | 2 | 0
2040 | PJM_ROR_2_MISO_MO-IL | PJM_ROR | MISO_MO-IL | Internal | Winter | B20 | 935 | 1111 | 0 | 52.98 | 49.66 | 2 | 0
2040 | PJM_ROR_2_MISO_W | PJM_ROR | MISO_W | Internal | Shoulder | B11 | 25 | 709 | 0 | 74.66 | 75.86 | 2 | 0
2040 | PJM_ROR_2_MISO_W | PJM_ROR | MISO_W | Internal | Shoulder | B12 | 200 | 709 | 0 | 63.1 | 61.07 | 2 | 0
2040 | PJM_ROR_2_MISO_W | PJM_ROR | MISO_W | Internal | Shoulder | B13 | 600 | 709 | 0 | 57.88 | 59.1 | 2 | 0
2040 | PJM_ROR_2_MISO_W | PJM_ROR | MISO_W | Internal | Shoulder | B14 | 900 | 709 | 0 | 56.56 | 54.56 | 2 | 0
2040 | PJM_ROR_2_MISO_W | PJM_ROR | MISO_W | Internal | Shoulder | B15 | 1203 | 709 | 0 | 51.25 | 52.25 | 2 | 0
2040 | PJM_ROR_2_MISO_W | PJM_ROR | MISO_W | Internal | Summer | B1 | 10 | 709 | 0 | 101.84 | 99.07 | 2 | 0
2040 | PJM_ROR_2_MISO_W | PJM_ROR | MISO_W | Internal | Summer | B2 | 25 | 709 | 0 | 97.07 | 95.07 | 2 | 0
2040 | PJM_ROR_2_MISO_W | PJM_ROR | MISO_W | Internal | Summer | B3 | 75 | 709 | 0 | 91.45 | 93.1 | 2 | 0
2040 | PJM_ROR_2_MISO_W | PJM_ROR | MISO_W | Internal | Summer | B4 | 100 | 709 | 0 | 88.23 | 90.04 | 2 | 0
2040 | PJM_ROR_2_MISO_W | PJM_ROR | MISO_W | Internal | Summer | B5 | 200 | 709 | 0 | 82.46 | 84.29 | 2 | 0
2040 | PJM_ROR_2_MISO_W | PJM_ROR | MISO_W | Internal | Summer | B6 | 300 | 709 | 0 | 66.67 | 68.49 | 2 | 0
2040 | PJM_ROR_2_MISO_W | PJM_ROR | MISO_W | Internal | Summer | B7 | 400 | 709 | 0 | 57.3 | 58.53 | 2 | 0
2040 | PJM_ROR_2_MISO_W | PJM_ROR | MISO_W | Internal | Summer | B8 | 500 | 709 | 0 | 53.71 | 54.95 | 2 | 0
2040 | PJM_ROR_2_MISO_W | PJM_ROR | MISO_W | Internal | Summer | B9 | 800 | 709 | 0 | 49.77 | 49.73 | 2 | 0
2040 | PJM_ROR_2_MISO_W | PJM_ROR | MISO_W | Internal | Summer | B10 | 1262 | 709 | 0 | 45.7 | 43.7 | 2 | 0
2040 | PJM_ROR_2_MISO_W | PJM_ROR | MISO_W | Internal | Winter | B16 | 25 | 709 | 0 | 82.78 | 76.51 | 2 | 0
2040 | PJM_ROR_2_MISO_W | PJM_ROR | MISO_W | Internal | Winter | B17 | 100 | 709 | 0 | 70.55 | 65.44 | 2 | 0
2040 | PJM_ROR_2_MISO_W | PJM_ROR | MISO_W | Internal | Winter | B18 | 400 | 709 | 0 | 63.92 | 61.91 | 2 | 0
2040 | PJM_ROR_2_MISO_W | PJM_ROR | MISO_W | Internal | Winter | B19 | 700 | 709 | 0 | 61.62 | 59.61 | 2 | 0
2040 | PJM_ROR_2_MISO_W | PJM_ROR | MISO_W | Internal | Winter | B20 | 935 | 709 | 0 | 52.98 | 47.29 | 2 | 0
2040 | PJM_ROR_2_MISO_WUMS | PJM_ROR | MISO_WUMS | Internal | Shoulder | B11 | 25 | 1467 | 0 | 74.66 | 75.88 | 2 | 0
2040 | PJM_ROR_2_MISO_WUMS | PJM_ROR | MISO_WUMS | Internal | Shoulder | B12 | 200 | 1467 | 0 | 63.1 | 61.84 | 2 | 0
2040 | PJM_ROR_2_MISO_WUMS | PJM_ROR | MISO_WUMS | Internal | Shoulder | B13 | 600 | 1467 | 0 | 57.88 | 59.11 | 2 | 0
2040 | PJM_ROR_2_MISO_WUMS | PJM_ROR | MISO_WUMS | Internal | Shoulder | B14 | 900 | 1467 | 0 | 56.56 | 57.18 | 2 | 0
2040 | PJM_ROR_2_MISO_WUMS | PJM_ROR | MISO_WUMS | Internal | Shoulder | B15 | 1203 | 1467 | 0 | 51.25 | 52.4 | 2 | 0
2040 | PJM_ROR_2_MISO_WUMS | PJM_ROR | MISO_WUMS | Internal | Summer | B1 | 10 | 1467 | 0 | 101.84 | 99.05 | 2 | 0
2040 | PJM_ROR_2_MISO_WUMS | PJM_ROR | MISO_WUMS | Internal | Summer | B2 | 25 | 1467 | 0 | 97.07 | 95.06 | 2 | 0
2040 | PJM_ROR_2_MISO_WUMS | PJM_ROR | MISO_WUMS | Internal | Summer | B3 | 75 | 1467 | 0 | 91.45 | 92.34 | 2 | 0
2040 | PJM_ROR_2_MISO_WUMS | PJM_ROR | MISO_WUMS | Internal | Summer | B4 | 100 | 1467 | 0 | 88.23 | 89.44 | 2 | 0
2040 | PJM_ROR_2_MISO_WUMS | PJM_ROR | MISO_WUMS | Internal | Summer | B5 | 200 | 1467 | 0 | 82.46 | 84.3 | 2 | 0
2040 | PJM_ROR_2_MISO_WUMS | PJM_ROR | MISO_WUMS | Internal | Summer | B6 | 300 | 1467 | 0 | 66.67 | 68.5 | 2 | 0
2040 | PJM_ROR_2_MISO_WUMS | PJM_ROR | MISO_WUMS | Internal | Summer | B7 | 400 | 1467 | 0 | 57.3 | 58.55 | 2 | 0
2040 | PJM_ROR_2_MISO_WUMS | PJM_ROR | MISO_WUMS | Internal | Summer | B8 | 500 | 1467 | 0 | 53.71 | 55.06 | 2 | 0
2040 | PJM_ROR_2_MISO_WUMS | PJM_ROR | MISO_WUMS | Internal | Summer | B9 | 800 | 1467 | 0 | 49.77 | 51.02 | 2 | 0
2040 | PJM_ROR_2_MISO_WUMS | PJM_ROR | MISO_WUMS | Internal | Summer | B10 | 1262 | 1467 | 0 | 45.7 | 46.85 | 2 | 0
2040 | PJM_ROR_2_MISO_WUMS | PJM_ROR | MISO_WUMS | Internal | Winter | B16 | 25 | 1467 | 0 | 82.78 | 80.21 | 2 | 0
2040 | PJM_ROR_2_MISO_WUMS | PJM_ROR | MISO_WUMS | Internal | Winter | B17 | 100 | 1467 | 0 | 70.55 | 68.55 | 2 | 0
2040 | PJM_ROR_2_MISO_WUMS | PJM_ROR | MISO_WUMS | Internal | Winter | B18 | 400 | 1467 | 0 | 63.92 | 61.92 | 2 | 0
2040 | PJM_ROR_2_MISO_WUMS | PJM_ROR | MISO_WUMS | Internal | Winter | B19 | 700 | 1467 | 0 | 61.62 | 60.95 | 2 | 0
2040 | PJM_ROR_2_MISO_WUMS | PJM_ROR | MISO_WUMS | Internal | Winter | B20 | 935 | 1467 | 0 | 52.98 | 50.98 | 2 | 0
2040 | PJM_ROR_2_PJM_ROM | PJM_ROR | PJM_ROM | Internal | Shoulder | B11 | 25 | 8000 | 0 | 74.66 | 73.87 | 0.01 | 0
2040 | PJM_ROR_2_PJM_ROM | PJM_ROR | PJM_ROM | Internal | Shoulder | B12 | 200 | 8000 | 0 | 63.1 | 62.3 | 0.01 | 0
2040 | PJM_ROR_2_PJM_ROM | PJM_ROR | PJM_ROM | Internal | Shoulder | B13 | 600 | 8000 | 0 | 57.88 | 57.08 | 0.01 | 0
2040 | PJM_ROR_2_PJM_ROM | PJM_ROR | PJM_ROM | Internal | Shoulder | B14 | 900 | 8000 | 0 | 56.56 | 55.76 | 0.01 | 0
2040 | PJM_ROR_2_PJM_ROM | PJM_ROR | PJM_ROM | Internal | Shoulder | B15 | 1203 | 8000 | 0 | 51.25 | 50.46 | 0.01 | 0
2040 | PJM_ROR_2_PJM_ROM | PJM_ROR | PJM_ROM | Internal | Summer | B1 | 10 | 8000 | 0 | 101.84 | 101.05 | 0.01 | 0
2040 | PJM_ROR_2_PJM_ROM | PJM_ROR | PJM_ROM | Internal | Summer | B2 | 25 | 8000 | 0 | 97.07 | 96.28 | 0.01 | 0
2040 | PJM_ROR_2_PJM_ROM | PJM_ROR | PJM_ROM | Internal | Summer | B3 | 75 | 8000 | 0 | 91.45 | 90.66 | 0.01 | 0
2040 | PJM_ROR_2_PJM_ROM | PJM_ROR | PJM_ROM | Internal | Summer | B4 | 100 | 8000 | 0 | 88.23 | 87.44 | 0.01 | 0
2040 | PJM_ROR_2_PJM_ROM | PJM_ROR | PJM_ROM | Internal | Summer | B5 | 200 | 8000 | 0 | 82.46 | 81.66 | 0.01 | 0
2040 | PJM_ROR_2_PJM_ROM | PJM_ROR | PJM_ROM | Internal | Summer | B6 | 300 | 8000 | 0 | 66.67 | 65.87 | 0.01 | 0
2040 | PJM_ROR_2_PJM_ROM | PJM_ROR | PJM_ROM | Internal | Summer | B7 | 400 | 8000 | 0 | 57.3 | 56.5 | 0.01 | 0
2040 | PJM_ROR_2_PJM_ROM | PJM_ROR | PJM_ROM | Internal | Summer | B8 | 500 | 8000 | 0 | 53.71 | 52.92 | 0.01 | 0
2040 | PJM_ROR_2_PJM_ROM | PJM_ROR | PJM_ROM | Internal | Summer | B9 | 800 | 8000 | 0 | 49.77 | 48.98 | 0.01 | 0
2040 | PJM_ROR_2_PJM_ROM | PJM_ROR | PJM_ROM | Internal | Summer | B10 | 1262 | 8000 | 0 | 45.7 | 44.9 | 0.01 | 0
2040 | PJM_ROR_2_PJM_ROM | PJM_ROR | PJM_ROM | Internal | Winter | B16 | 25 | 8000 | 0 | 82.78 | 81.99 | 0.01 | 0
2040 | PJM_ROR_2_PJM_ROM | PJM_ROR | PJM_ROM | Internal | Winter | B17 | 100 | 8000 | 0 | 70.55 | 69.75 | 0.01 | 0
2040 | PJM_ROR_2_PJM_ROM | PJM_ROR | PJM_ROM | Internal | Winter | B18 | 400 | 8000 | 0 | 63.92 | 63.12 | 0.01 | 0
2040 | PJM_ROR_2_PJM_ROM | PJM_ROR | PJM_ROM | Internal | Winter | B19 | 700 | 8000 | 0 | 61.62 | 60.82 | 0.01 | 0
2040 | PJM_ROR_2_PJM_ROM | PJM_ROR | PJM_ROM | Internal | Winter | B20 | 935 | 8000 | 0 | 52.98 | 52.97 | 0.01 | 0
2040 | PJM_ROR_2_TVA_Transmission | PJM_ROR | TVA_Transmission | Internal | Shoulder | B11 | 25 | 2500 | 0 | 74.66 | 80.17 | 6 | 0
2040 | PJM_ROR_2_TVA_Transmission | PJM_ROR | TVA_Transmission | Internal | Shoulder | B12 | 200 | 2500 | 0 | 63.1 | 65.76 | 6 | 0
2040 | PJM_ROR_2_TVA_Transmission | PJM_ROR | TVA_Transmission | Internal | Shoulder | B13 | 600 | 2500 | 0 | 57.88 | 62.55 | 6 | 0
2040 | PJM_ROR_2_TVA_Transmission | PJM_ROR | TVA_Transmission | Internal | Shoulder | B14 | 900 | 2500 | 0 | 56.56 | 61.68 | 6 | 0
2040 | PJM_ROR_2_TVA_Transmission | PJM_ROR | TVA_Transmission | Internal | Shoulder | B15 | 1203 | 2500 | 0 | 51.25 | 56.39 | 6 | 0
2040 | PJM_ROR_2_TVA_Transmission | PJM_ROR | TVA_Transmission | Internal | Summer | B1 | 10 | 2500 | 0 | 101.84 | 106.99 | 6 | 0
2040 | PJM_ROR_2_TVA_Transmission | PJM_ROR | TVA_Transmission | Internal | Summer | B2 | 25 | 2500 | 2858.53 | 97.07 | 103.23 | 6 | 0.16
2040 | PJM_ROR_2_TVA_Transmission | PJM_ROR | TVA_Transmission | Internal | Summer | B3 | 75 | 2500 | 1538.12 | 91.45 | 97.45 | 6 | 0
2040 | PJM_ROR_2_TVA_Transmission | PJM_ROR | TVA_Transmission | Internal | Summer | B4 | 100 | 2500 | 2861.99 | 88.23 | 94.39 | 6 | 0.16
2040 | PJM_ROR_2_TVA_Transmission | PJM_ROR | TVA_Transmission | Internal | Summer | B5 | 200 | 2500 | 913.2 | 82.46 | 88.46 | 6 | 0
2040 | PJM_ROR_2_TVA_Transmission | PJM_ROR | TVA_Transmission | Internal | Summer | B6 | 300 | 2500 | 0 | 66.67 | 71.96 | 6 | 0
2040 | PJM_ROR_2_TVA_Transmission | PJM_ROR | TVA_Transmission | Internal | Summer | B7 | 400 | 2500 | 0 | 57.3 | 62.59 | 6 | 0
2040 | PJM_ROR_2_TVA_Transmission | PJM_ROR | TVA_Transmission | Internal | Summer | B8 | 500 | 2500 | 1042.55 | 53.71 | 59.71 | 6 | 0
2040 | PJM_ROR_2_TVA_Transmission | PJM_ROR | TVA_Transmission | Internal | Summer | B9 | 800 | 2500 | 407.97 | 49.77 | 55.77 | 6 | 0
2040 | PJM_ROR_2_TVA_Transmission | PJM_ROR | TVA_Transmission | Internal | Summer | B10 | 1262 | 2500 | 0 | 45.7 | 47.73 | 6 | 0
2040 | PJM_ROR_2_TVA_Transmission | PJM_ROR | TVA_Transmission | Internal | Winter | B16 | 25 | 2500 | 0 | 82.78 | 84.51 | 6 | 0
2040 | PJM_ROR_2_TVA_Transmission | PJM_ROR | TVA_Transmission | Internal | Winter | B17 | 100 | 2500 | 0 | 70.55 | 71.66 | 6 | 0
2040 | PJM_ROR_2_TVA_Transmission | PJM_ROR | TVA_Transmission | Internal | Winter | B18 | 400 | 2500 | 0 | 63.92 | 64.03 | 6 | 0
2040 | PJM_ROR_2_TVA_Transmission | PJM_ROR | TVA_Transmission | Internal | Winter | B19 | 700 | 2500 | 0 | 61.62 | 63.15 | 6 | 0
2040 | PJM_ROR_2_TVA_Transmission | PJM_ROR | TVA_Transmission | Internal | Winter | B20 | 935 | 2500 | 0 | 52.98 | 57.66 | 6 | 0
2040 | PJM_ROR_2_VACAR | PJM_ROR | VACAR | Internal | Shoulder | B11 | 25 | 3000 | 4253.25 | 74.66 | 81.28 | 6 | 0.62
2040 | PJM_ROR_2_VACAR | PJM_ROR | VACAR | Internal | Shoulder | B12 | 200 | 3000 | 290.36 | 63.1 | 69.1 | 6 | 0
2040 | PJM_ROR_2_VACAR | PJM_ROR | VACAR | Internal | Shoulder | B13 | 600 | 3000 | 0 | 57.88 | 59.67 | 6 | 0
2040 | PJM_ROR_2_VACAR | PJM_ROR | VACAR | Internal | Shoulder | B14 | 900 | 3000 | 0 | 56.56 | 57.87 | 6 | 0
2040 | PJM_ROR_2_VACAR | PJM_ROR | VACAR | Internal | Shoulder | B15 | 1203 | 3000 | 5151.56 | 51.25 | 57.87 | 6 | 0.62
2040 | PJM_ROR_2_VACAR | PJM_ROR | VACAR | Internal | Summer | B1 | 10 | 3000 | 1691.88 | 101.84 | 107.84 | 6 | 0
2040 | PJM_ROR_2_VACAR | PJM_ROR | VACAR | Internal | Summer | B2 | 25 | 3000 | 305.07 | 97.07 | 103.07 | 6 | 0
2040 | PJM_ROR_2_VACAR | PJM_ROR | VACAR | Internal | Summer | B3 | 75 | 3000 | 4709.72 | 91.45 | 98.07 | 6 | 0.62
2040 | PJM_ROR_2_VACAR | PJM_ROR | VACAR | Internal | Summer | B4 | 100 | 3000 | 10268.88 | 88.23 | 94.85 | 6 | 0.62
2040 | PJM_ROR_2_VACAR | PJM_ROR | VACAR | Internal | Summer | B5 | 200 | 3000 | 6911.7 | 82.46 | 89.07 | 6 | 0.62
2040 | PJM_ROR_2_VACAR | PJM_ROR | VACAR | Internal | Summer | B6 | 300 | 3000 | 2693.5 | 66.67 | 72.67 | 6 | 0
2040 | PJM_ROR_2_VACAR | PJM_ROR | VACAR | Internal | Summer | B7 | 400 | 3000 | 1699.32 | 57.3 | 63.3 | 6 | 0
2040 | PJM_ROR_2_VACAR | PJM_ROR | VACAR | Internal | Summer | B8 | 500 | 3000 | 0 | 53.71 | 55.5 | 6 | 0
2040 | PJM_ROR_2_VACAR | PJM_ROR | VACAR | Internal | Summer | B9 | 800 | 3000 | 0 | 49.77 | 55.5 | 6 | 0
2040 | PJM_ROR_2_VACAR | PJM_ROR | VACAR | Internal | Summer | B10 | 1262 | 3000 | 4501.76 | 45.7 | 52.31 | 6 | 0.62
2040 | PJM_ROR_2_VACAR | PJM_ROR | VACAR | Internal | Winter | B16 | 25 | 3000 | 5079.46 | 82.78 | 89.4 | 6 | 0.62
2040 | PJM_ROR_2_VACAR | PJM_ROR | VACAR | Internal | Winter | B17 | 100 | 3000 | 1269.64 | 70.55 | 76.55 | 6 | 0
2040 | PJM_ROR_2_VACAR | PJM_ROR | VACAR | Internal | Winter | B18 | 400 | 3000 | 0 | 63.92 | 63.48 | 6 | 0
2040 | PJM_ROR_2_VACAR | PJM_ROR | VACAR | Internal | Winter | B19 | 700 | 3000 | 0 | 61.62 | 63.48 | 6 | 0
2040 | PJM_ROR_2_VACAR | PJM_ROR | VACAR | Internal | Winter | B20 | 935 | 3000 | 3343.16 | 52.98 | 59.6 | 6 | 0.62
2040 | PJM_ROM_2_NYISO_A-F | PJM_ROM | NYISO_A-F | Internal | Shoulder | B11 | 25 | 2000 | 0 | 73.87 | 65.78 | 6 | 0
2040 | PJM_ROM_2_NYISO_A-F | PJM_ROM | NYISO_A-F | Internal | Shoulder | B12 | 200 | 2000 | 0 | 62.3 | 54.3 | 6 | 0
2040 | PJM_ROM_2_NYISO_A-F | PJM_ROM | NYISO_A-F | Internal | Shoulder | B13 | 600 | 2000 | 0 | 57.08 | 52.18 | 6 | 0
2040 | PJM_ROM_2_NYISO_A-F | PJM_ROM | NYISO_A-F | Internal | Shoulder | B14 | 900 | 2000 | 0 | 55.76 | 52.18 | 6 | 0
2040 | PJM_ROM_2_NYISO_A-F | PJM_ROM | NYISO_A-F | Internal | Shoulder | B15 | 1203 | 2000 | 0 | 50.46 | 52.18 | 6 | 0
2040 | PJM_ROM_2_NYISO_A-F | PJM_ROM | NYISO_A-F | Internal | Summer | B1 | 10 | 2000 | 0 | 101.05 | 93.05 | 6 | 0
2040 | PJM_ROM_2_NYISO_A-F | PJM_ROM | NYISO_A-F | Internal | Summer | B2 | 25 | 2000 | 0 | 96.28 | 88.28 | 6 | 0
2040 | PJM_ROM_2_NYISO_A-F | PJM_ROM | NYISO_A-F | Internal | Summer | B3 | 75 | 2000 | 0 | 90.66 | 82.61 | 6 | 0
2040 | PJM_ROM_2_NYISO_A-F | PJM_ROM | NYISO_A-F | Internal | Summer | B4 | 100 | 2000 | 0 | 87.44 | 79.35 | 6 | 0
2040 | PJM_ROM_2_NYISO_A-F | PJM_ROM | NYISO_A-F | Internal | Summer | B5 | 200 | 2000 | 0 | 81.66 | 73.58 | 6 | 0
2040 | PJM_ROM_2_NYISO_A-F | PJM_ROM | NYISO_A-F | Internal | Summer | B6 | 300 | 2000 | 0 | 65.87 | 63.66 | 6 | 0
2040 | PJM_ROM_2_NYISO_A-F | PJM_ROM | NYISO_A-F | Internal | Summer | B7 | 400 | 2000 | 0 | 56.5 | 54.99 | 6 | 0
2040 | PJM_ROM_2_NYISO_A-F | PJM_ROM | NYISO_A-F | Internal | Summer | B8 | 500 | 2000 | 0 | 52.92 | 50.89 | 6 | 0
2040 | PJM_ROM_2_NYISO_A-F | PJM_ROM | NYISO_A-F | Internal | Summer | B9 | 800 | 2000 | 0 | 48.98 | 48.31 | 6 | 0
2040 | PJM_ROM_2_NYISO_A-F | PJM_ROM | NYISO_A-F | Internal | Summer | B10 | 1262 | 2000 | 0 | 44.9 | 48.31 | 6 | 0
2040 | PJM_ROM_2_NYISO_A-F | PJM_ROM | NYISO_A-F | Internal | Winter | B16 | 25 | 2000 | 0 | 81.99 | 73.99 | 6 | 0
2040 | PJM_ROM_2_NYISO_A-F | PJM_ROM | NYISO_A-F | Internal | Winter | B17 | 100 | 2000 | 0 | 69.75 | 65.45 | 6 | 0
2040 | PJM_ROM_2_NYISO_A-F | PJM_ROM | NYISO_A-F | Internal | Winter | B18 | 400 | 2000 | 0 | 63.12 | 62.1 | 6 | 0
2040 | PJM_ROM_2_NYISO_A-F | PJM_ROM | NYISO_A-F | Internal | Winter | B19 | 700 | 2000 | 0 | 60.82 | 62.07 | 6 | 0
2040 | PJM_ROM_2_NYISO_A-F | PJM_ROM | NYISO_A-F | Internal | Winter | B20 | 935 | 2000 | 3373.92 | 52.97 | 58.98 | 6 | 0.01
2040 | PJM_ROM_2_PJM_E | PJM_ROM | PJM_E | Internal | Shoulder | B11 | 25 | 8000 | 0 | 73.87 | 73.86 | 0.01 | 0
2040 | PJM_ROM_2_PJM_E | PJM_ROM | PJM_E | Internal | Shoulder | B12 | 200 | 8000 | 964.21 | 62.3 | 62.31 | 0.01 | 0
2040 | PJM_ROM_2_PJM_E | PJM_ROM | PJM_E | Internal | Shoulder | B13 | 600 | 8000 | 652.53 | 57.08 | 57.1 | 0.01 | 0
2040 | PJM_ROM_2_PJM_E | PJM_ROM | PJM_E | Internal | Shoulder | B14 | 900 | 8000 | 545.09 | 55.76 | 55.78 | 0.01 | 0
2040 | PJM_ROM_2_PJM_E | PJM_ROM | PJM_E | Internal | Shoulder | B15 | 1203 | 8000 | 3554.61 | 50.46 | 50.47 | 0.01 | 0
2040 | PJM_ROM_2_PJM_E | PJM_ROM | PJM_E | Internal | Summer | B1 | 10 | 8000 | 7292.49 | 101.05 | 101.06 | 0.01 | 0
2040 | PJM_ROM_2_PJM_E | PJM_ROM | PJM_E | Internal | Summer | B2 | 25 | 8000 | 5887.43 | 96.28 | 96.29 | 0.01 | 0
2040 | PJM_ROM_2_PJM_E | PJM_ROM | PJM_E | Internal | Summer | B3 | 75 | 8000 | 0 | 90.66 | 90.65 | 0.01 | 0
2040 | PJM_ROM_2_PJM_E | PJM_ROM | PJM_E | Internal | Summer | B4 | 100 | 8000 | 0 | 87.44 | 87.43 | 0.01 | 0
2040 | PJM_ROM_2_PJM_E | PJM_ROM | PJM_E | Internal | Summer | B5 | 200 | 8000 | 0 | 81.66 | 81.65 | 0.01 | 0
2040 | PJM_ROM_2_PJM_E | PJM_ROM | PJM_E | Internal | Summer | B6 | 300 | 8000 | 4628.08 | 65.87 | 65.88 | 0.01 | 0
2040 | PJM_ROM_2_PJM_E | PJM_ROM | PJM_E | Internal | Summer | B7 | 400 | 8000 | 3215.11 | 56.5 | 56.52 | 0.01 | 0
2040 | PJM_ROM_2_PJM_E | PJM_ROM | PJM_E | Internal | Summer | B8 | 500 | 8000 | 1548.9 | 52.92 | 52.93 | 0.01 | 0
2040 | PJM_ROM_2_PJM_E | PJM_ROM | PJM_E | Internal | Summer | B9 | 800 | 8000 | 6889.27 | 48.98 | 48.99 | 0.01 | 0
2040 | PJM_ROM_2_PJM_E | PJM_ROM | PJM_E | Internal | Summer | B10 | 1262 | 8000 | 8075.78 | 44.9 | 44.93 | 0.01 | 0.01
2040 | PJM_ROM_2_PJM_E | PJM_ROM | PJM_E | Internal | Winter | B16 | 25 | 8000 | 4690.53 | 81.99 | 82 | 0.01 | 0
2040 | PJM_ROM_2_PJM_E | PJM_ROM | PJM_E | Internal | Winter | B17 | 100 | 8000 | 4759.59 | 69.75 | 69.76 | 0.01 | 0
2040 | PJM_ROM_2_PJM_E | PJM_ROM | PJM_E | Internal | Winter | B18 | 400 | 8000 | 5633.81 | 63.12 | 63.14 | 0.01 | 0
2040 | PJM_ROM_2_PJM_E | PJM_ROM | PJM_E | Internal | Winter | B19 | 700 | 8000 | 4502.07 | 60.82 | 60.84 | 0.01 | 0
2040 | PJM_ROM_2_PJM_E | PJM_ROM | PJM_E | Internal | Winter | B20 | 935 | 8000 | 8979.38 | 52.97 | 52.99 | 0.01 | 0.01
2040 | PJM_ROM_2_PJM_ROR | PJM_ROM | PJM_ROR | Internal | Shoulder | B11 | 25 | 8000 | 26379.75 | 73.87 | 74.66 | 0.01 | 0.78
2040 | PJM_ROM_2_PJM_ROR | PJM_ROM | PJM_ROR | Internal | Shoulder | B12 | 200 | 8000 | 22461.11 | 62.3 | 63.1 | 0.01 | 0.78
2040 | PJM_ROM_2_PJM_ROR | PJM_ROM | PJM_ROR | Internal | Shoulder | B13 | 600 | 8000 | 23536.96 | 57.08 | 57.88 | 0.01 | 0.78
2040 | PJM_ROM_2_PJM_ROR | PJM_ROM | PJM_ROR | Internal | Shoulder | B14 | 900 | 8000 | 23000.06 | 55.76 | 56.56 | 0.01 | 0.78
2040 | PJM_ROM_2_PJM_ROR | PJM_ROM | PJM_ROR | Internal | Shoulder | B15 | 1203 | 8000 | 20586.42 | 50.46 | 51.25 | 0.01 | 0.78
2040 | PJM_ROM_2_PJM_ROR | PJM_ROM | PJM_ROR | Internal | Summer | B1 | 10 | 8000 | 16396.5 | 101.05 | 101.84 | 0.01 | 0.78
2040 | PJM_ROM_2_PJM_ROR | PJM_ROM | PJM_ROR | Internal | Summer | B2 | 25 | 8000 | 18694.19 | 96.28 | 97.07 | 0.01 | 0.78
2040 | PJM_ROM_2_PJM_ROR | PJM_ROM | PJM_ROR | Internal | Summer | B3 | 75 | 8000 | 28552.96 | 90.66 | 91.45 | 0.01 | 0.78
2040 | PJM_ROM_2_PJM_ROR | PJM_ROM | PJM_ROR | Internal | Summer | B4 | 100 | 8000 | 36222.49 | 87.44 | 88.23 | 0.01 | 0.78
2040 | PJM_ROM_2_PJM_ROR | PJM_ROM | PJM_ROR | Internal | Summer | B5 | 200 | 8000 | 32761.31 | 81.66 | 82.46 | 0.01 | 0.78
2040 | PJM_ROM_2_PJM_ROR | PJM_ROM | PJM_ROR | Internal | Summer | B6 | 300 | 8000 | 19983.98 | 65.87 | 66.67 | 0.01 | 0.78
2040 | PJM_ROM_2_PJM_ROR | PJM_ROM | PJM_ROR | Internal | Summer | B7 | 400 | 8000 | 20926.46 | 56.5 | 57.3 | 0.01 | 0.78
2040 | PJM_ROM_2_PJM_ROR | PJM_ROM | PJM_ROR | Internal | Summer | B8 | 500 | 8000 | 22059.91 | 52.92 | 53.71 | 0.01 | 0.78
2040 | PJM_ROM_2_PJM_ROR | PJM_ROM | PJM_ROR | Internal | Summer | B9 | 800 | 8000 | 18554.94 | 48.98 | 49.77 | 0.01 | 0.78
2040 | PJM_ROM_2_PJM_ROR | PJM_ROM | PJM_ROR | Internal | Summer | B10 | 1262 | 8000 | 13237.71 | 44.9 | 45.7 | 0.01 | 0.78
2040 | PJM_ROM_2_PJM_ROR | PJM_ROM | PJM_ROR | Internal | Winter | B16 | 25 | 8000 | 12673.74 | 81.99 | 82.78 | 0.01 | 0.78
2040 | PJM_ROM_2_PJM_ROR | PJM_ROM | PJM_ROR | Internal | Winter | B17 | 100 | 8000 | 11925.84 | 69.75 | 70.55 | 0.01 | 0.78
2040 | PJM_ROM_2_PJM_ROR | PJM_ROM | PJM_ROR | Internal | Winter | B18 | 400 | 8000 | 11224.02 | 63.12 | 63.92 | 0.01 | 0.78
2040 | PJM_ROM_2_PJM_ROR | PJM_ROM | PJM_ROR | Internal | Winter | B19 | 700 | 8000 | 13194.18 | 60.82 | 61.62 | 0.01 | 0.78
2040 | PJM_ROM_2_PJM_ROR | PJM_ROM | PJM_ROR | Internal | Winter | B20 | 935 | 8000 | 5888.15 | 52.97 | 52.98 | 0.01 | 0
2040 | SOCO_2_FRCC | SOCO | FRCC | Internal | Shoulder | B11 | 25 | 3700 | 2201.28 | 88.36 | 98.36 | 10 | 0
2040 | SOCO_2_FRCC | SOCO | FRCC | Internal | Shoulder | B12 | 200 | 3700 | 6.5 | 63.29 | 73.29 | 10 | 0
2040 | SOCO_2_FRCC | SOCO | FRCC | Internal | Shoulder | B13 | 600 | 3700 | 0 | 62.73 | 70.65 | 10 | 0
2040 | SOCO_2_FRCC | SOCO | FRCC | Internal | Shoulder | B14 | 900 | 3700 | 0 | 62.73 | 67.71 | 10 | 0
2040 | SOCO_2_FRCC | SOCO | FRCC | Internal | Shoulder | B15 | 1203 | 3700 | 0 | 62.73 | 67.71 | 10 | 0
2040 | SOCO_2_FRCC | SOCO | FRCC | Internal | Summer | B1 | 10 | 3700 | 1034.31 | 107.83 | 117.83 | 10 | 0
2040 | SOCO_2_FRCC | SOCO | FRCC | Internal | Summer | B2 | 25 | 3700 | 0 | 103.96 | 108.57 | 10 | 0
2040 | SOCO_2_FRCC | SOCO | FRCC | Internal | Summer | B3 | 75 | 3700 | 0 | 103.96 | 108.57 | 10 | 0
2040 | SOCO_2_FRCC | SOCO | FRCC | Internal | Summer | B4 | 100 | 3700 | 0 | 101.93 | 108.57 | 10 | 0
2040 | SOCO_2_FRCC | SOCO | FRCC | Internal | Summer | B5 | 200 | 3700 | 1364.72 | 96.15 | 106.15 | 10 | 0
2040 | SOCO_2_FRCC | SOCO | FRCC | Internal | Summer | B6 | 300 | 3700 | 3605.32 | 79.67 | 89.67 | 10 | 0
2040 | SOCO_2_FRCC | SOCO | FRCC | Internal | Summer | B7 | 400 | 3700 | 1105.91 | 70.3 | 80.3 | 10 | 0
2040 | SOCO_2_FRCC | SOCO | FRCC | Internal | Summer | B8 | 500 | 3700 | 0 | 61.1 | 69.35 | 10 | 0
2040 | SOCO_2_FRCC | SOCO | FRCC | Internal | Summer | B9 | 800 | 3700 | 0 | 61.1 | 66.46 | 10 | 0
2040 | SOCO_2_FRCC | SOCO | FRCC | Internal | Summer | B10 | 1262 | 3700 | 1636.52 | 56.46 | 66.46 | 10 | 0
2040 | SOCO_2_FRCC | SOCO | FRCC | Internal | Winter | B16 | 25 | 3700 | 3619.66 | 88.75 | 98.75 | 10 | 0
2040 | SOCO_2_FRCC | SOCO | FRCC | Internal | Winter | B17 | 100 | 3700 | 122.39 | 66.55 | 76.55 | 10 | 0
2040 | SOCO_2_FRCC | SOCO | FRCC | Internal | Winter | B18 | 400 | 3700 | 0 | 66.55 | 72.62 | 10 | 0
2040 | SOCO_2_FRCC | SOCO | FRCC | Internal | Winter | B19 | 700 | 3700 | 0 | 66.55 | 70.87 | 10 | 0
2040 | SOCO_2_FRCC | SOCO | FRCC | Internal | Winter | B20 | 935 | 3700 | 1600.55 | 60.87 | 70.87 | 10 | 0
2040 | SOCO_2_VACAR | SOCO | VACAR | Internal | Shoulder | B11 | 25 | 2000 | 0 | 88.36 | 81.28 | 10 | 0
2040 | SOCO_2_VACAR | SOCO | VACAR | Internal | Shoulder | B12 | 200 | 2000 | 0 | 63.29 | 69.1 | 10 | 0
2040 | SOCO_2_VACAR | SOCO | VACAR | Internal | Shoulder | B13 | 600 | 2000 | 0 | 62.73 | 59.67 | 10 | 0
2040 | SOCO_2_VACAR | SOCO | VACAR | Internal | Shoulder | B14 | 900 | 2000 | 0 | 62.73 | 57.87 | 10 | 0
2040 | SOCO_2_VACAR | SOCO | VACAR | Internal | Shoulder | B15 | 1203 | 2000 | 0 | 62.73 | 57.87 | 10 | 0
2040 | SOCO_2_VACAR | SOCO | VACAR | Internal | Summer | B1 | 10 | 2000 | 0 | 107.83 | 107.84 | 10 | 0
2040 | SOCO_2_VACAR | SOCO | VACAR | Internal | Summer | B2 | 25 | 2000 | 0 | 103.96 | 103.07 | 10 | 0
2040 | SOCO_2_VACAR | SOCO | VACAR | Internal | Summer | B3 | 75 | 2000 | 0 | 103.96 | 98.07 | 10 | 0
2040 | SOCO_2_VACAR | SOCO | VACAR | Internal | Summer | B4 | 100 | 2000 | 0 | 101.93 | 94.85 | 10 | 0
2040 | SOCO_2_VACAR | SOCO | VACAR | Internal | Summer | B5 | 200 | 2000 | 0 | 96.15 | 89.07 | 10 | 0
2040 | SOCO_2_VACAR | SOCO | VACAR | Internal | Summer | B6 | 300 | 2000 | 0 | 79.67 | 72.67 | 10 | 0
2040 | SOCO_2_VACAR | SOCO | VACAR | Internal | Summer | B7 | 400 | 2000 | 0 | 70.3 | 63.3 | 10 | 0
2040 | SOCO_2_VACAR | SOCO | VACAR | Internal | Summer | B8 | 500 | 2000 | 0 | 61.1 | 55.5 | 10 | 0
2040 | SOCO_2_VACAR | SOCO | VACAR | Internal | Summer | B9 | 800 | 2000 | 0 | 61.1 | 55.5 | 10 | 0
2040 | SOCO_2_VACAR | SOCO | VACAR | Internal | Summer | B10 | 1262 | 2000 | 0 | 56.46 | 52.31 | 10 | 0
2040 | SOCO_2_VACAR | SOCO | VACAR | Internal | Winter | B16 | 25 | 2000 | 0 | 88.75 | 89.4 | 10 | 0
2040 | SOCO_2_VACAR | SOCO | VACAR | Internal | Winter | B17 | 100 | 2000 | 1130.63 | 66.55 | 76.55 | 10 | 0
2040 | SOCO_2_VACAR | SOCO | VACAR | Internal | Winter | B18 | 400 | 2000 | 0 | 66.55 | 63.48 | 10 | 0
2040 | SOCO_2_VACAR | SOCO | VACAR | Internal | Winter | B19 | 700 | 2000 | 0 | 66.55 | 63.48 | 10 | 0
2040 | SOCO_2_VACAR | SOCO | VACAR | Internal | Winter | B20 | 935 | 2000 | 0 | 60.87 | 59.6 | 10 | 0
2040 | SPP_N_2_ENT | SPP_N | ENT | Internal | Shoulder | B11 | 25 | 1800 | 0 | 82.86 | 84.68 | 5 | 0
2040 | SPP_N_2_ENT | SPP_N | ENT | Internal | Shoulder | B12 | 200 | 1800 | 0 | 61.71 | 62.8 | 5 | 0
2040 | SPP_N_2_ENT | SPP_N | ENT | Internal | Shoulder | B13 | 600 | 1800 | 0 | 60.64 | 62.34 | 5 | 0
2040 | SPP_N_2_ENT | SPP_N | ENT | Internal | Shoulder | B14 | 900 | 1800 | 373.12 | 55.76 | 60.76 | 5 | 0
2040 | SPP_N_2_ENT | SPP_N | ENT | Internal | Shoulder | B15 | 1203 | 1800 | 1800 | 49.9 | 60.26 | 5 | 5.37
2040 | SPP_N_2_ENT | SPP_N | ENT | Internal | Summer | B1 | 10 | 1800 | 184 | 94.83 | 99.83 | 5 | 0
2040 | SPP_N_2_ENT | SPP_N | ENT | Internal | Summer | B2 | 25 | 1800 | 0 | 96.61 | 99.83 | 5 | 0
2040 | SPP_N_2_ENT | SPP_N | ENT | Internal | Summer | B3 | 75 | 1800 | 0 | 96.7 | 95.96 | 5 | 0
2040 | SPP_N_2_ENT | SPP_N | ENT | Internal | Summer | B4 | 100 | 1800 | 0 | 90.45 | 93.93 | 5 | 0
2040 | SPP_N_2_ENT | SPP_N | ENT | Internal | Summer | B5 | 200 | 1800 | 0 | 85.72 | 88.15 | 5 | 0
2040 | SPP_N_2_ENT | SPP_N | ENT | Internal | Summer | B6 | 300 | 1800 | 0 | 75.49 | 76.5 | 5 | 0
2040 | SPP_N_2_ENT | SPP_N | ENT | Internal | Summer | B7 | 400 | 1800 | 0 | 62.25 | 62.3 | 5 | 0
2040 | SPP_N_2_ENT | SPP_N | ENT | Internal | Summer | B8 | 500 | 1800 | 0 | 58.16 | 60.77 | 5 | 0
2040 | SPP_N_2_ENT | SPP_N | ENT | Internal | Summer | B9 | 800 | 1800 | 0 | 56.73 | 59.03 | 5 | 0
2040 | SPP_N_2_ENT | SPP_N | ENT | Internal | Summer | B10 | 1262 | 1800 | 1800 | 46.55 | 53.52 | 5 | 1.97
2040 | SPP_N_2_ENT | SPP_N | ENT | Internal | Winter | B16 | 25 | 1800 | 1386.87 | 74.52 | 79.52 | 5 | 0
2040 | SPP_N_2_ENT | SPP_N | ENT | Internal | Winter | B17 | 100 | 1800 | 0 | 65.78 | 67.15 | 5 | 0
2040 | SPP_N_2_ENT | SPP_N | ENT | Internal | Winter | B18 | 400 | 1800 | 0 | 61.94 | 66.93 | 5 | 0
2040 | SPP_N_2_ENT | SPP_N | ENT | Internal | Winter | B19 | 700 | 1800 | 359.97 | 59.43 | 64.43 | 5 | 0
2040 | SPP_N_2_ENT | SPP_N | ENT | Internal | Winter | B20 | 935 | 1800 | 1800 | 47.02 | 57.66 | 5 | 5.64
2040 | SPP_N_2_MISO_MO-IL | SPP_N | MISO_MO-IL | Internal | Shoulder | B11 | 25 | 2000 | 0 | 82.86 | 76.68 | 5 | 0
2040 | SPP_N_2_MISO_MO-IL | SPP_N | MISO_MO-IL | Internal | Shoulder | B12 | 200 | 2000 | 0 | 61.71 | 62.61 | 5 | 0
2040 | SPP_N_2_MISO_MO-IL | SPP_N | MISO_MO-IL | Internal | Shoulder | B13 | 600 | 2000 | 0 | 60.64 | 59.12 | 5 | 0
2040 | SPP_N_2_MISO_MO-IL | SPP_N | MISO_MO-IL | Internal | Shoulder | B14 | 900 | 2000 | 0 | 55.76 | 57.19 | 5 | 0
2040 | SPP_N_2_MISO_MO-IL | SPP_N | MISO_MO-IL | Internal | Shoulder | B15 | 1203 | 2000 | 0 | 49.9 | 52.26 | 5 | 0
2040 | SPP_N_2_MISO_MO-IL | SPP_N | MISO_MO-IL | Internal | Summer | B1 | 10 | 2000 | 778.59 | 94.83 | 99.83 | 5 | 0
2040 | SPP_N_2_MISO_MO-IL | SPP_N | MISO_MO-IL | Internal | Summer | B2 | 25 | 2000 | 0 | 96.61 | 95.23 | 5 | 0
2040 | SPP_N_2_MISO_MO-IL | SPP_N | MISO_MO-IL | Internal | Summer | B3 | 75 | 2000 | 0 | 96.7 | 93.12 | 5 | 0
2040 | SPP_N_2_MISO_MO-IL | SPP_N | MISO_MO-IL | Internal | Summer | B4 | 100 | 2000 | 0 | 90.45 | 90.22 | 5 | 0
2040 | SPP_N_2_MISO_MO-IL | SPP_N | MISO_MO-IL | Internal | Summer | B5 | 200 | 2000 | 0 | 85.72 | 84.45 | 5 | 0
2040 | SPP_N_2_MISO_MO-IL | SPP_N | MISO_MO-IL | Internal | Summer | B6 | 300 | 2000 | 0 | 75.49 | 68.5 | 5 | 0
2040 | SPP_N_2_MISO_MO-IL | SPP_N | MISO_MO-IL | Internal | Summer | B7 | 400 | 2000 | 0 | 62.25 | 58.56 | 5 | 0
2040 | SPP_N_2_MISO_MO-IL | SPP_N | MISO_MO-IL | Internal | Summer | B8 | 500 | 2000 | 0 | 58.16 | 54.97 | 5 | 0
2040 | SPP_N_2_MISO_MO-IL | SPP_N | MISO_MO-IL | Internal | Summer | B9 | 800 | 2000 | 0 | 56.73 | 51.03 | 5 | 0
2040 | SPP_N_2_MISO_MO-IL | SPP_N | MISO_MO-IL | Internal | Summer | B10 | 1262 | 2000 | 0 | 46.55 | 45.52 | 5 | 0
2040 | SPP_N_2_MISO_MO-IL | SPP_N | MISO_MO-IL | Internal | Winter | B16 | 25 | 2000 | 1042.77 | 74.52 | 79.52 | 5 | 0
2040 | SPP_N_2_MISO_MO-IL | SPP_N | MISO_MO-IL | Internal | Winter | B17 | 100 | 2000 | 0 | 65.78 | 67.8 | 5 | 0
2040 | SPP_N_2_MISO_MO-IL | SPP_N | MISO_MO-IL | Internal | Winter | B18 | 400 | 2000 | 0 | 61.94 | 61.92 | 5 | 0
2040 | SPP_N_2_MISO_MO-IL | SPP_N | MISO_MO-IL | Internal | Winter | B19 | 700 | 2000 | 0 | 59.43 | 59.62 | 5 | 0
2040 | SPP_N_2_MISO_MO-IL | SPP_N | MISO_MO-IL | Internal | Winter | B20 | 935 | 2000 | 0 | 47.02 | 49.66 | 5 | 0
2040 | SPP_N_2_NE | SPP_N | NE | Internal | Shoulder | B11 | 25 | 330 | 0 | 82.86 | 81.33 | 0.01 | 0
2040 | SPP_N_2_NE | SPP_N | NE | Internal | Shoulder | B12 | 200 | 330 | 0 | 61.71 | 60.17 | 0.01 | 0
2040 | SPP_N_2_NE | SPP_N | NE | Internal | Shoulder | B13 | 600 | 330 | 0 | 60.64 | 59.1 | 0.01 | 0
2040 | SPP_N_2_NE | SPP_N | NE | Internal | Shoulder | B14 | 900 | 330 | 0 | 55.76 | 54.22 | 0.01 | 0
2040 | SPP_N_2_NE | SPP_N | NE | Internal | Shoulder | B15 | 1203 | 330 | 0 | 49.9 | 48.36 | 0.01 | 0
2040 | SPP_N_2_NE | SPP_N | NE | Internal | Summer | B1 | 10 | 330 | 0 | 94.83 | 94.07 | 0.01 | 0
2040 | SPP_N_2_NE | SPP_N | NE | Internal | Summer | B2 | 25 | 330 | 0 | 96.61 | 95.07 | 0.01 | 0
2040 | SPP_N_2_NE | SPP_N | NE | Internal | Summer | B3 | 75 | 330 | 0 | 96.7 | 95.16 | 0.01 | 0
2040 | SPP_N_2_NE | SPP_N | NE | Internal | Summer | B4 | 100 | 330 | 0 | 90.45 | 88.91 | 0.01 | 0
2040 | SPP_N_2_NE | SPP_N | NE | Internal | Summer | B5 | 200 | 330 | 0 | 85.72 | 84.18 | 0.01 | 0
2040 | SPP_N_2_NE | SPP_N | NE | Internal | Summer | B6 | 300 | 330 | 0 | 75.49 | 73.95 | 0.01 | 0
2040 | SPP_N_2_NE | SPP_N | NE | Internal | Summer | B7 | 400 | 330 | 0 | 62.25 | 60.72 | 0.01 | 0
2040 | SPP_N_2_NE | SPP_N | NE | Internal | Summer | B8 | 500 | 330 | 0 | 58.16 | 56.62 | 0.01 | 0
2040 | SPP_N_2_NE | SPP_N | NE | Internal | Summer | B9 | 800 | 330 | 0 | 56.73 | 55.19 | 0.01 | 0
2040 | SPP_N_2_NE | SPP_N | NE | Internal | Summer | B10 | 1262 | 330 | 0 | 46.55 | 45.01 | 0.01 | 0
2040 | SPP_N_2_NE | SPP_N | NE | Internal | Winter | B16 | 25 | 330 | 0 | 74.52 | 72.99 | 0.01 | 0
2040 | SPP_N_2_NE | SPP_N | NE | Internal | Winter | B17 | 100 | 330 | 0 | 65.78 | 64.24 | 0.01 | 0
2040 | SPP_N_2_NE | SPP_N | NE | Internal | Winter | B18 | 400 | 330 | 0 | 61.94 | 60.4 | 0.01 | 0
2040 | SPP_N_2_NE | SPP_N | NE | Internal | Winter | B19 | 700 | 330 | 0 | 59.43 | 57.89 | 0.01 | 0
2040 | SPP_N_2_NE | SPP_N | NE | Internal | Winter | B20 | 935 | 330 | 0 | 47.02 | 45.48 | 0.01 | 0
2040 | SPP_N_2_SPP_S | SPP_N | SPP_S | Internal | Shoulder | B11 | 25 | 4000 | 0 | 82.86 | 81.34 | 0.01 | 0
2040 | SPP_N_2_SPP_S | SPP_N | SPP_S | Internal | Shoulder | B12 | 200 | 4000 | 0 | 61.71 | 60.19 | 0.01 | 0
2040 | SPP_N_2_SPP_S | SPP_N | SPP_S | Internal | Shoulder | B13 | 600 | 4000 | 0 | 60.64 | 60.05 | 0.01 | 0
2040 | SPP_N_2_SPP_S | SPP_N | SPP_S | Internal | Shoulder | B14 | 900 | 4000 | 0 | 55.76 | 54.99 | 0.01 | 0
2040 | SPP_N_2_SPP_S | SPP_N | SPP_S | Internal | Shoulder | B15 | 1203 | 4000 | 669.85 | 49.9 | 49.91 | 0.01 | 0
2040 | SPP_N_2_SPP_S | SPP_N | SPP_S | Internal | Summer | B1 | 10 | 4000 | 0 | 94.83 | 93.31 | 0.01 | 0
2040 | SPP_N_2_SPP_S | SPP_N | SPP_S | Internal | Summer | B2 | 25 | 4000 | 0 | 96.61 | 95.09 | 0.01 | 0
2040 | SPP_N_2_SPP_S | SPP_N | SPP_S | Internal | Summer | B3 | 75 | 4000 | 0 | 96.7 | 95.18 | 0.01 | 0
2040 | SPP_N_2_SPP_S | SPP_N | SPP_S | Internal | Summer | B4 | 100 | 4000 | 0 | 90.45 | 88.93 | 0.01 | 0
2040 | SPP_N_2_SPP_S | SPP_N | SPP_S | Internal | Summer | B5 | 200 | 4000 | 0 | 85.72 | 84.2 | 0.01 | 0
2040 | SPP_N_2_SPP_S | SPP_N | SPP_S | Internal | Summer | B6 | 300 | 4000 | 0 | 75.49 | 75.48 | 0.01 | 0
2040 | SPP_N_2_SPP_S | SPP_N | SPP_S | Internal | Summer | B7 | 400 | 4000 | 0 | 62.25 | 60.86 | 0.01 | 0
2040 | SPP_N_2_SPP_S | SPP_N | SPP_S | Internal | Summer | B8 | 500 | 4000 | 53.57 | 58.16 | 58.17 | 0.01 | 0
2040 | SPP_N_2_SPP_S | SPP_N | SPP_S | Internal | Summer | B9 | 800 | 4000 | 2403.8 | 56.73 | 56.74 | 0.01 | 0
2040 | SPP_N_2_SPP_S | SPP_N | SPP_S | Internal | Summer | B10 | 1262 | 4000 | 3202.99 | 46.55 | 46.56 | 0.01 | 0
2040 | SPP_N_2_SPP_S | SPP_N | SPP_S | Internal | Winter | B16 | 25 | 4000 | 0 | 74.52 | 73 | 0.01 | 0
2040 | SPP_N_2_SPP_S | SPP_N | SPP_S | Internal | Winter | B17 | 100 | 4000 | 0 | 65.78 | 64.25 | 0.01 | 0
2040 | SPP_N_2_SPP_S | SPP_N | SPP_S | Internal | Winter | B18 | 400 | 4000 | 0 | 61.94 | 61.93 | 0.01 | 0
2040 | SPP_N_2_SPP_S | SPP_N | SPP_S | Internal | Winter | B19 | 700 | 4000 | 0 | 59.43 | 58.72 | 0.01 | 0
2040 | SPP_N_2_SPP_S | SPP_N | SPP_S | Internal | Winter | B20 | 935 | 4000 | 663.97 | 47.02 | 47.03 | 0.01 | 0
2040 | SPP_S_2_ENT | SPP_S | ENT | Internal | Shoulder | B11 | 25 | 850 | 0 | 81.34 | 84.68 | 5 | 0
2040 | SPP_S_2_ENT | SPP_S | ENT | Internal | Shoulder | B12 | 200 | 850 | 0 | 60.19 | 62.8 | 5 | 0
2040 | SPP_S_2_ENT | SPP_S | ENT | Internal | Shoulder | B13 | 600 | 850 | 0 | 60.05 | 62.34 | 5 | 0
2040 | SPP_S_2_ENT | SPP_S | ENT | Internal | Shoulder | B14 | 900 | 850 | 850 | 54.99 | 60.76 | 5 | 0.78
2040 | SPP_S_2_ENT | SPP_S | ENT | Internal | Shoulder | B15 | 1203 | 850 | 850 | 49.91 | 60.26 | 5 | 5.35
2040 | SPP_S_2_ENT | SPP_S | ENT | Internal | Summer | B1 | 10 | 850 | 850 | 93.31 | 99.83 | 5 | 1.52
2040 | SPP_S_2_ENT | SPP_S | ENT | Internal | Summer | B2 | 25 | 850 | 0 | 95.09 | 99.83 | 5 | 0
2040 | SPP_S_2_ENT | SPP_S | ENT | Internal | Summer | B3 | 75 | 850 | 0 | 95.18 | 95.96 | 5 | 0
2040 | SPP_S_2_ENT | SPP_S | ENT | Internal | Summer | B4 | 100 | 850 | 644.32 | 88.93 | 93.93 | 5 | 0
2040 | SPP_S_2_ENT | SPP_S | ENT | Internal | Summer | B5 | 200 | 850 | 0 | 84.2 | 88.15 | 5 | 0
2040 | SPP_S_2_ENT | SPP_S | ENT | Internal | Summer | B6 | 300 | 850 | 0 | 75.48 | 76.5 | 5 | 0
2040 | SPP_S_2_ENT | SPP_S | ENT | Internal | Summer | B7 | 400 | 850 | 0 | 60.86 | 62.3 | 5 | 0
2040 | SPP_S_2_ENT | SPP_S | ENT | Internal | Summer | B8 | 500 | 850 | 0 | 58.17 | 60.77 | 5 | 0
2040 | SPP_S_2_ENT | SPP_S | ENT | Internal | Summer | B9 | 800 | 850 | 0 | 56.74 | 59.03 | 5 | 0
2040 | SPP_S_2_ENT | SPP_S | ENT | Internal | Summer | B10 | 1262 | 850 | 850 | 46.56 | 53.52 | 5 | 1.95
2040 | SPP_S_2_ENT | SPP_S | ENT | Internal | Winter | B16 | 25 | 850 | 850 | 73 | 79.52 | 5 | 1.52
2040 | SPP_S_2_ENT | SPP_S | ENT | Internal | Winter | B17 | 100 | 850 | 0 | 64.25 | 67.15 | 5 | 0
2040 | SPP_S_2_ENT | SPP_S | ENT | Internal | Winter | B18 | 400 | 850 | 173.01 | 61.93 | 66.93 | 5 | 0
2040 | SPP_S_2_ENT | SPP_S | ENT | Internal | Winter | B19 | 700 | 850 | 850 | 58.72 | 64.43 | 5 | 0.71
2040 | SPP_S_2_ENT | SPP_S | ENT | Internal | Winter | B20 | 935 | 850 | 1680.89 | 47.03 | 57.66 | 5 | 5.63
2040 | SPP_S_2_SPP_N | SPP_S | SPP_N | Internal | Shoulder | B11 | 25 | 640 | 1452.62 | 81.34 | 82.86 | 0.01 | 1.51
2040 | SPP_S_2_SPP_N | SPP_S | SPP_N | Internal | Shoulder | B12 | 200 | 640 | 1780.69 | 60.19 | 61.71 | 0.01 | 1.51
2040 | SPP_S_2_SPP_N | SPP_S | SPP_N | Internal | Shoulder | B13 | 600 | 640 | 640 | 60.05 | 60.64 | 0.01 | 0.57
2040 | SPP_S_2_SPP_N | SPP_S | SPP_N | Internal | Shoulder | B14 | 900 | 640 | 640 | 54.99 | 55.76 | 0.01 | 0.77
2040 | SPP_S_2_SPP_N | SPP_S | SPP_N | Internal | Shoulder | B15 | 1203 | 640 | 0 | 49.91 | 49.9 | 0.01 | 0
2040 | SPP_S_2_SPP_N | SPP_S | SPP_N | Internal | Summer | B1 | 10 | 640 | 9336.9 | 93.31 | 94.83 | 0.01 | 1.51
2040 | SPP_S_2_SPP_N | SPP_S | SPP_N | Internal | Summer | B2 | 25 | 640 | 7305.03 | 95.09 | 96.61 | 0.01 | 1.51
2040 | SPP_S_2_SPP_N | SPP_S | SPP_N | Internal | Summer | B3 | 75 | 640 | 5840.31 | 95.18 | 96.7 | 0.01 | 1.51
2040 | SPP_S_2_SPP_N | SPP_S | SPP_N | Internal | Summer | B4 | 100 | 640 | 5840.56 | 88.93 | 90.45 | 0.01 | 1.51
2040 | SPP_S_2_SPP_N | SPP_S | SPP_N | Internal | Summer | B5 | 200 | 640 | 4213.65 | 84.2 | 85.72 | 0.01 | 1.51
2040 | SPP_S_2_SPP_N | SPP_S | SPP_N | Internal | Summer | B6 | 300 | 640 | 479.56 | 75.48 | 75.49 | 0.01 | 0
2040 | SPP_S_2_SPP_N | SPP_S | SPP_N | Internal | Summer | B7 | 400 | 640 | 640 | 60.86 | 62.25 | 0.01 | 1.39
2040 | SPP_S_2_SPP_N | SPP_S | SPP_N | Internal | Summer | B8 | 500 | 640 | 0 | 58.17 | 58.16 | 0.01 | 0
2040 | SPP_S_2_SPP_N | SPP_S | SPP_N | Internal | Summer | B9 | 800 | 640 | 0 | 56.74 | 56.73 | 0.01 | 0
2040 | SPP_S_2_SPP_N | SPP_S | SPP_N | Internal | Summer | B10 | 1262 | 640 | 0 | 46.56 | 46.55 | 0.01 | 0
2040 | SPP_S_2_SPP_N | SPP_S | SPP_N | Internal | Winter | B16 | 25 | 640 | 4461.18 | 73 | 74.52 | 0.01 | 1.51
2040 | SPP_S_2_SPP_N | SPP_S | SPP_N | Internal | Winter | B17 | 100 | 640 | 1629.29 | 64.25 | 65.78 | 0.01 | 1.51
2040 | SPP_S_2_SPP_N | SPP_S | SPP_N | Internal | Winter | B18 | 400 | 640 | 514.63 | 61.93 | 61.94 | 0.01 | 0
2040 | SPP_S_2_SPP_N | SPP_S | SPP_N | Internal | Winter | B19 | 700 | 640 | 640 | 58.72 | 59.43 | 0.01 | 0.69
2040 | SPP_S_2_SPP_N | SPP_S | SPP_N | Internal | Winter | B20 | 935 | 640 | 0 | 47.03 | 47.02 | 0.01 | 0
2040 | TVA_2_NonRTO_Midwest | TVA | NonRTO_Midwest | Internal | Shoulder | B11 | 25 | 100 | 0 | 77.57 | 84.66 | 9 | 0
2040 | TVA_2_NonRTO_Midwest | TVA | NonRTO_Midwest | Internal | Shoulder | B12 | 200 | 100 | 0 | 61.65 | 70.62 | 9 | 0
2040 | TVA_2_NonRTO_Midwest | TVA | NonRTO_Midwest | Internal | Shoulder | B13 | 600 | 100 | 0 | 61.12 | 67.82 | 9 | 0
2040 | TVA_2_NonRTO_Midwest | TVA | NonRTO_Midwest | Internal | Shoulder | B14 | 900 | 100 | 0 | 61.12 | 56.24 | 9 | 0
2040 | TVA_2_NonRTO_Midwest | TVA | NonRTO_Midwest | Internal | Shoulder | B15 | 1203 | 100 | 0 | 56.4 | 48.39 | 9 | 0
2040 | TVA_2_NonRTO_Midwest | TVA | NonRTO_Midwest | Internal | Summer | B1 | 10 | 100 | 0 | 106.98 | 99.03 | 9 | 0
2040 | TVA_2_NonRTO_Midwest | TVA | NonRTO_Midwest | Internal | Summer | B2 | 25 | 100 | 0 | 103.24 | 99.03 | 9 | 0
2040 | TVA_2_NonRTO_Midwest | TVA | NonRTO_Midwest | Internal | Summer | B3 | 75 | 100 | 0 | 97.46 | 99.03 | 9 | 0
2040 | TVA_2_NonRTO_Midwest | TVA | NonRTO_Midwest | Internal | Summer | B4 | 100 | 100 | 0 | 94.4 | 98.23 | 9 | 0
2040 | TVA_2_NonRTO_Midwest | TVA | NonRTO_Midwest | Internal | Summer | B5 | 200 | 100 | 0 | 88.47 | 92.46 | 9 | 0
2040 | TVA_2_NonRTO_Midwest | TVA | NonRTO_Midwest | Internal | Summer | B6 | 300 | 100 | 0 | 68.88 | 76.67 | 9 | 0
2040 | TVA_2_NonRTO_Midwest | TVA | NonRTO_Midwest | Internal | Summer | B7 | 400 | 100 | 0 | 61.14 | 61.37 | 9 | 0
2040 | TVA_2_NonRTO_Midwest | TVA | NonRTO_Midwest | Internal | Summer | B8 | 500 | 100 | 0 | 59.72 | 54.6 | 9 | 0
2040 | TVA_2_NonRTO_Midwest | TVA | NonRTO_Midwest | Internal | Summer | B9 | 800 | 100 | 0 | 55.78 | 54.6 | 9 | 0
2040 | TVA_2_NonRTO_Midwest | TVA | NonRTO_Midwest | Internal | Summer | B10 | 1262 | 100 | 0 | 47.74 | 39.73 | 9 | 0
2040 | TVA_2_NonRTO_Midwest | TVA | NonRTO_Midwest | Internal | Winter | B16 | 25 | 100 | 0 | 80.24 | 88.27 | 9 | 0
2040 | TVA_2_NonRTO_Midwest | TVA | NonRTO_Midwest | Internal | Winter | B17 | 100 | 100 | 0 | 67.99 | 76.55 | 9 | 0
2040 | TVA_2_NonRTO_Midwest | TVA | NonRTO_Midwest | Internal | Winter | B18 | 400 | 100 | 0 | 59.53 | 60.31 | 9 | 0
2040 | TVA_2_NonRTO_Midwest | TVA | NonRTO_Midwest | Internal | Winter | B19 | 700 | 100 | 0 | 59.53 | 60.31 | 9 | 0
2040 | TVA_2_NonRTO_Midwest | TVA | NonRTO_Midwest | Internal | Winter | B20 | 935 | 100 | 0 | 57.67 | 49.66 | 9 | 0
2040 | TVA_2_SOCO | TVA | SOCO | Internal | Shoulder | B11 | 25 | 500 | 1058.73 | 77.57 | 88.36 | 9 | 1.79
2040 | TVA_2_SOCO | TVA | SOCO | Internal | Shoulder | B12 | 200 | 500 | 0 | 61.65 | 63.29 | 9 | 0
2040 | TVA_2_SOCO | TVA | SOCO | Internal | Shoulder | B13 | 600 | 500 | 0 | 61.12 | 62.73 | 9 | 0
2040 | TVA_2_SOCO | TVA | SOCO | Internal | Shoulder | B14 | 900 | 500 | 0 | 61.12 | 62.73 | 9 | 0
2040 | TVA_2_SOCO | TVA | SOCO | Internal | Shoulder | B15 | 1203 | 500 | 0 | 56.4 | 62.73 | 9 | 0
2040 | TVA_2_SOCO | TVA | SOCO | Internal | Summer | B1 | 10 | 500 | 0 | 106.98 | 107.83 | 9 | 0
2040 | TVA_2_SOCO | TVA | SOCO | Internal | Summer | B2 | 25 | 500 | 0 | 103.24 | 103.96 | 9 | 0
2040 | TVA_2_SOCO | TVA | SOCO | Internal | Summer | B3 | 75 | 500 | 0 | 97.46 | 103.96 | 9 | 0
2040 | TVA_2_SOCO | TVA | SOCO | Internal | Summer | B4 | 100 | 500 | 0 | 94.4 | 101.93 | 9 | 0
2040 | TVA_2_SOCO | TVA | SOCO | Internal | Summer | B5 | 200 | 500 | 0 | 88.47 | 96.15 | 9 | 0
2040 | TVA_2_SOCO | TVA | SOCO | Internal | Summer | B6 | 300 | 500 | 1839.3 | 68.88 | 79.67 | 9 | 1.79
2040 | TVA_2_SOCO | TVA | SOCO | Internal | Summer | B7 | 400 | 500 | 500 | 61.14 | 70.3 | 9 | 0.15
2040 | TVA_2_SOCO | TVA | SOCO | Internal | Summer | B8 | 500 | 500 | 0 | 59.72 | 61.1 | 9 | 0
2040 | TVA_2_SOCO | TVA | SOCO | Internal | Summer | B9 | 800 | 500 | 0 | 55.78 | 61.1 | 9 | 0
2040 | TVA_2_SOCO | TVA | SOCO | Internal | Summer | B10 | 1262 | 500 | 0 | 47.74 | 56.46 | 9 | 0
2040 | TVA_2_SOCO | TVA | SOCO | Internal | Winter | B16 | 25 | 500 | 0 | 80.24 | 88.75 | 9 | 0
2040 | TVA_2_SOCO | TVA | SOCO | Internal | Winter | B17 | 100 | 500 | 0 | 67.99 | 66.55 | 9 | 0
2040 | TVA_2_SOCO | TVA | SOCO | Internal | Winter | B18 | 400 | 500 | 0 | 59.53 | 66.55 | 9 | 0
2040 | TVA_2_SOCO | TVA | SOCO | Internal | Winter | B19 | 700 | 500 | 0 | 59.53 | 66.55 | 9 | 0
2040 | TVA_2_SOCO | TVA | SOCO | Internal | Winter | B20 | 935 | 500 | 0 | 57.67 | 60.87 | 9 | 0
2040 | TVA_2_VACAR | TVA | VACAR | Internal | Shoulder | B11 | 25 | 150 | 0 | 77.57 | 81.28 | 9 | 0
2040 | TVA_2_VACAR | TVA | VACAR | Internal | Shoulder | B12 | 200 | 150 | 0 | 61.65 | 69.1 | 9 | 0
2040 | TVA_2_VACAR | TVA | VACAR | Internal | Shoulder | B13 | 600 | 150 | 0 | 61.12 | 59.67 | 9 | 0
2040 | TVA_2_VACAR | TVA | VACAR | Internal | Shoulder | B14 | 900 | 150 | 0 | 61.12 | 57.87 | 9 | 0
2040 | TVA_2_VACAR | TVA | VACAR | Internal | Shoulder | B15 | 1203 | 150 | 0 | 56.4 | 57.87 | 9 | 0
2040 | TVA_2_VACAR | TVA | VACAR | Internal | Summer | B1 | 10 | 150 | 0 | 106.98 | 107.84 | 9 | 0
2040 | TVA_2_VACAR | TVA | VACAR | Internal | Summer | B2 | 25 | 150 | 0 | 103.24 | 103.07 | 9 | 0
2040 | TVA_2_VACAR | TVA | VACAR | Internal | Summer | B3 | 75 | 150 | 0 | 97.46 | 98.07 | 9 | 0
2040 | TVA_2_VACAR | TVA | VACAR | Internal | Summer | B4 | 100 | 150 | 0 | 94.4 | 94.85 | 9 | 0
2040 | TVA_2_VACAR | TVA | VACAR | Internal | Summer | B5 | 200 | 150 | 0 | 88.47 | 89.07 | 9 | 0
2040 | TVA_2_VACAR | TVA | VACAR | Internal | Summer | B6 | 300 | 150 | 0 | 68.88 | 72.67 | 9 | 0
2040 | TVA_2_VACAR | TVA | VACAR | Internal | Summer | B7 | 400 | 150 | 0 | 61.14 | 63.3 | 9 | 0
2040 | TVA_2_VACAR | TVA | VACAR | Internal | Summer | B8 | 500 | 150 | 0 | 59.72 | 55.5 | 9 | 0
2040 | TVA_2_VACAR | TVA | VACAR | Internal | Summer | B9 | 800 | 150 | 0 | 55.78 | 55.5 | 9 | 0
2040 | TVA_2_VACAR | TVA | VACAR | Internal | Summer | B10 | 1262 | 150 | 0 | 47.74 | 52.31 | 9 | 0
2040 | TVA_2_VACAR | TVA | VACAR | Internal | Winter | B16 | 25 | 150 | 516.53 | 80.24 | 89.4 | 9 | 0.16
2040 | TVA_2_VACAR | TVA | VACAR | Internal | Winter | B17 | 100 | 150 | 0 | 67.99 | 76.55 | 9 | 0
2040 | TVA_2_VACAR | TVA | VACAR | Internal | Winter | B18 | 400 | 150 | 0 | 59.53 | 63.48 | 9 | 0
2040 | TVA_2_VACAR | TVA | VACAR | Internal | Winter | B19 | 700 | 150 | 0 | 59.53 | 63.48 | 9 | 0
2040 | TVA_2_VACAR | TVA | VACAR | Internal | Winter | B20 | 935 | 150 | 0 | 57.67 | 59.6 | 9 | 0
2040 | TVA_Transmission_2_SOCO | TVA_Transmission | SOCO | Internal | Shoulder | B11 | 25 | 3200 | 0 | 80.17 | 88.36 | 9 | 0
2040 | TVA_Transmission_2_SOCO | TVA_Transmission | SOCO | Internal | Shoulder | B12 | 200 | 3200 | 0 | 65.76 | 63.29 | 9 | 0
2040 | TVA_Transmission_2_SOCO | TVA_Transmission | SOCO | Internal | Shoulder | B13 | 600 | 3200 | 0 | 62.55 | 62.73 | 9 | 0
2040 | TVA_Transmission_2_SOCO | TVA_Transmission | SOCO | Internal | Shoulder | B14 | 900 | 3200 | 0 | 61.68 | 62.73 | 9 | 0
2040 | TVA_Transmission_2_SOCO | TVA_Transmission | SOCO | Internal | Shoulder | B15 | 1203 | 3200 | 0 | 56.39 | 62.73 | 9 | 0
2040 | TVA_Transmission_2_SOCO | TVA_Transmission | SOCO | Internal | Summer | B1 | 10 | 3200 | 0 | 106.99 | 107.83 | 9 | 0
2040 | TVA_Transmission_2_SOCO | TVA_Transmission | SOCO | Internal | Summer | B2 | 25 | 3200 | 0 | 103.23 | 103.96 | 9 | 0
2040 | TVA_Transmission_2_SOCO | TVA_Transmission | SOCO | Internal | Summer | B3 | 75 | 3200 | 0 | 97.45 | 103.96 | 9 | 0
2040 | TVA_Transmission_2_SOCO | TVA_Transmission | SOCO | Internal | Summer | B4 | 100 | 3200 | 0 | 94.39 | 101.93 | 9 | 0
2040 | TVA_Transmission_2_SOCO | TVA_Transmission | SOCO | Internal | Summer | B5 | 200 | 3200 | 0 | 88.46 | 96.15 | 9 | 0
2040 | TVA_Transmission_2_SOCO | TVA_Transmission | SOCO | Internal | Summer | B6 | 300 | 3200 | 0 | 71.96 | 79.67 | 9 | 0
2040 | TVA_Transmission_2_SOCO | TVA_Transmission | SOCO | Internal | Summer | B7 | 400 | 3200 | 0 | 62.59 | 70.3 | 9 | 0
2040 | TVA_Transmission_2_SOCO | TVA_Transmission | SOCO | Internal | Summer | B8 | 500 | 3200 | 0 | 59.71 | 61.1 | 9 | 0
2040 | TVA_Transmission_2_SOCO | TVA_Transmission | SOCO | Internal | Summer | B9 | 800 | 3200 | 0 | 55.77 | 61.1 | 9 | 0
2040 | TVA_Transmission_2_SOCO | TVA_Transmission | SOCO | Internal | Summer | B10 | 1262 | 3200 | 0 | 47.73 | 56.46 | 9 | 0
2040 | TVA_Transmission_2_SOCO | TVA_Transmission | SOCO | Internal | Winter | B16 | 25 | 3200 | 0 | 84.51 | 88.75 | 9 | 0
2040 | TVA_Transmission_2_SOCO | TVA_Transmission | SOCO | Internal | Winter | B17 | 100 | 3200 | 0 | 71.66 | 66.55 | 9 | 0
2040 | TVA_Transmission_2_SOCO | TVA_Transmission | SOCO | Internal | Winter | B18 | 400 | 3200 | 0 | 64.03 | 66.55 | 9 | 0
2040 | TVA_Transmission_2_SOCO | TVA_Transmission | SOCO | Internal | Winter | B19 | 700 | 3200 | 0 | 63.15 | 66.55 | 9 | 0
2040 | TVA_Transmission_2_SOCO | TVA_Transmission | SOCO | Internal | Winter | B20 | 935 | 3200 | 0 | 57.66 | 60.87 | 9 | 0
2040 | TVA_Transmission_2_TVA | TVA_Transmission | TVA | Internal | Shoulder | B11 | 25 | 99999 | 0 | 80.17 | 77.57 | 0.01 | 0
2040 | TVA_Transmission_2_TVA | TVA_Transmission | TVA | Internal | Shoulder | B12 | 200 | 99999 | 0 | 65.76 | 61.65 | 0.01 | 0
2040 | TVA_Transmission_2_TVA | TVA_Transmission | TVA | Internal | Shoulder | B13 | 600 | 99999 | 0 | 62.55 | 61.12 | 0.01 | 0
2040 | TVA_Transmission_2_TVA | TVA_Transmission | TVA | Internal | Shoulder | B14 | 900 | 99999 | 0 | 61.68 | 61.12 | 0.01 | 0
2040 | TVA_Transmission_2_TVA | TVA_Transmission | TVA | Internal | Shoulder | B15 | 1203 | 99999 | 194.8 | 56.39 | 56.4 | 0.01 | 0
2040 | TVA_Transmission_2_TVA | TVA_Transmission | TVA | Internal | Summer | B1 | 10 | 99999 | 0 | 106.99 | 106.98 | 0.01 | 0
2040 | TVA_Transmission_2_TVA | TVA_Transmission | TVA | Internal | Summer | B2 | 25 | 99999 | 3377.06 | 103.23 | 103.24 | 0.01 | 0
2040 | TVA_Transmission_2_TVA | TVA_Transmission | TVA | Internal | Summer | B3 | 75 | 99999 | 1538.12 | 97.45 | 97.46 | 0.01 | 0
2040 | TVA_Transmission_2_TVA | TVA_Transmission | TVA | Internal | Summer | B4 | 100 | 99999 | 2861.99 | 94.39 | 94.4 | 0.01 | 0
2040 | TVA_Transmission_2_TVA | TVA_Transmission | TVA | Internal | Summer | B5 | 200 | 99999 | 913.2 | 88.46 | 88.47 | 0.01 | 0
2040 | TVA_Transmission_2_TVA | TVA_Transmission | TVA | Internal | Summer | B6 | 300 | 99999 | 0 | 71.96 | 68.88 | 0.01 | 0
2040 | TVA_Transmission_2_TVA | TVA_Transmission | TVA | Internal | Summer | B7 | 400 | 99999 | 0 | 62.59 | 61.14 | 0.01 | 0
2040 | TVA_Transmission_2_TVA | TVA_Transmission | TVA | Internal | Summer | B8 | 500 | 99999 | 1042.55 | 59.71 | 59.72 | 0.01 | 0
2040 | TVA_Transmission_2_TVA | TVA_Transmission | TVA | Internal | Summer | B9 | 800 | 99999 | 407.97 | 55.77 | 55.78 | 0.01 | 0
2040 | TVA_Transmission_2_TVA | TVA_Transmission | TVA | Internal | Summer | B10 | 1262 | 99999 | 69.94 | 47.73 | 47.74 | 0.01 | 0
2040 | TVA_Transmission_2_TVA | TVA_Transmission | TVA | Internal | Winter | B16 | 25 | 99999 | 0 | 84.51 | 80.24 | 0.01 | 0
2040 | TVA_Transmission_2_TVA | TVA_Transmission | TVA | Internal | Winter | B17 | 100 | 99999 | 0 | 71.66 | 67.99 | 0.01 | 0
2040 | TVA_Transmission_2_TVA | TVA_Transmission | TVA | Internal | Winter | B18 | 400 | 99999 | 0 | 64.03 | 59.53 | 0.01 | 0
2040 | TVA_Transmission_2_TVA | TVA_Transmission | TVA | Internal | Winter | B19 | 700 | 99999 | 0 | 63.15 | 59.53 | 0.01 | 0
2040 | TVA_Transmission_2_TVA | TVA_Transmission | TVA | Internal | Winter | B20 | 935 | 99999 | 1022.35 | 57.66 | 57.67 | 0.01 | 0
2040 | VACAR_2_SOCO | VACAR | SOCO | Internal | Shoulder | B11 | 25 | 3000 | 4223.82 | 81.28 | 88.36 | 7 | 0.08
2040 | VACAR_2_SOCO | VACAR | SOCO | Internal | Shoulder | B12 | 200 | 3000 | 0 | 69.1 | 63.29 | 7 | 0
2040 | VACAR_2_SOCO | VACAR | SOCO | Internal | Shoulder | B13 | 600 | 3000 | 0 | 59.67 | 62.73 | 7 | 0
2040 | VACAR_2_SOCO | VACAR | SOCO | Internal | Shoulder | B14 | 900 | 3000 | 0 | 57.87 | 62.73 | 7 | 0
2040 | VACAR_2_SOCO | VACAR | SOCO | Internal | Shoulder | B15 | 1203 | 3000 | 0 | 57.87 | 62.73 | 7 | 0
2040 | VACAR_2_SOCO | VACAR | SOCO | Internal | Summer | B1 | 10 | 3000 | 0 | 107.84 | 107.83 | 7 | 0
2040 | VACAR_2_SOCO | VACAR | SOCO | Internal | Summer | B2 | 25 | 3000 | 0 | 103.07 | 103.96 | 7 | 0
2040 | VACAR_2_SOCO | VACAR | SOCO | Internal | Summer | B3 | 75 | 3000 | 0 | 98.07 | 103.96 | 7 | 0
2040 | VACAR_2_SOCO | VACAR | SOCO | Internal | Summer | B4 | 100 | 3000 | 5144.56 | 94.85 | 101.93 | 7 | 0.08
2040 | VACAR_2_SOCO | VACAR | SOCO | Internal | Summer | B5 | 200 | 3000 | 3811.35 | 89.07 | 96.15 | 7 | 0.08
2040 | VACAR_2_SOCO | VACAR | SOCO | Internal | Summer | B6 | 300 | 3000 | 2327.49 | 72.67 | 79.67 | 7 | 0
2040 | VACAR_2_SOCO | VACAR | SOCO | Internal | Summer | B7 | 400 | 3000 | 624.77 | 63.3 | 70.3 | 7 | 0
2040 | VACAR_2_SOCO | VACAR | SOCO | Internal | Summer | B8 | 500 | 3000 | 0 | 55.5 | 61.1 | 7 | 0
2040 | VACAR_2_SOCO | VACAR | SOCO | Internal | Summer | B9 | 800 | 3000 | 0 | 55.5 | 61.1 | 7 | 0
2040 | VACAR_2_SOCO | VACAR | SOCO | Internal | Summer | B10 | 1262 | 3000 | 0 | 52.31 | 56.46 | 7 | 0
2040 | VACAR_2_SOCO | VACAR | SOCO | Internal | Winter | B16 | 25 | 3000 | 0 | 89.4 | 88.75 | 7 | 0
2040 | VACAR_2_SOCO | VACAR | SOCO | Internal | Winter | B17 | 100 | 3000 | 0 | 76.55 | 66.55 | 7 | 0
2040 | VACAR_2_SOCO | VACAR | SOCO | Internal | Winter | B18 | 400 | 3000 | 0 | 63.48 | 66.55 | 7 | 0
2040 | VACAR_2_SOCO | VACAR | SOCO | Internal | Winter | B19 | 700 | 3000 | 0 | 63.48 | 66.55 | 7 | 0
2040 | VACAR_2_SOCO | VACAR | SOCO | Internal | Winter | B20 | 935 | 3000 | 0 | 59.6 | 60.87 | 7 | 0
2015 | AZ_NM_SNV_Coal_2_SPP_S | AZ_NM_SNV_Coal | SPP_S | External | Shoulder | B11 | 25 | 400 | 400 | 38.81 | 53.77 | 8.17 | 6.8
2015 | AZ_NM_SNV_Coal_2_SPP_S | AZ_NM_SNV_Coal | SPP_S | External | Shoulder | B12 | 200 | 400 | 0 | 38.81 | 39.69 | 8.17 | 0
2015 | AZ_NM_SNV_Coal_2_SPP_S | AZ_NM_SNV_Coal | SPP_S | External | Shoulder | B13 | 600 | 400 | 0 | 38.77 | 38.73 | 8.17 | 0
2015 | AZ_NM_SNV_Coal_2_SPP_S | AZ_NM_SNV_Coal | SPP_S | External | Shoulder | B14 | 900 | 400 | 0 | 38.77 | 37.77 | 8.17 | 0
2015 | AZ_NM_SNV_Coal_2_SPP_S | AZ_NM_SNV_Coal | SPP_S | External | Shoulder | B15 | 1203 | 400 | 0 | 38.75 | 37.42 | 8.17 | 0
2015 | AZ_NM_SNV_Coal_2_SPP_S | AZ_NM_SNV_Coal | SPP_S | External | Summer | B1 | 10 | 400 | 0 | 57.26 | 60.37 | 8.17 | 0
2015 | AZ_NM_SNV_Coal_2_SPP_S | AZ_NM_SNV_Coal | SPP_S | External | Summer | B2 | 25 | 400 | 0 | 57.26 | 60.37 | 8.17 | 0
2015 | AZ_NM_SNV_Coal_2_SPP_S | AZ_NM_SNV_Coal | SPP_S | External | Summer | B3 | 75 | 400 | 0 | 57.26 | 59.55 | 8.17 | 0
2015 | AZ_NM_SNV_Coal_2_SPP_S | AZ_NM_SNV_Coal | SPP_S | External | Summer | B4 | 100 | 400 | 0 | 55.27 | 53.18 | 8.17 | 0
2015 | AZ_NM_SNV_Coal_2_SPP_S | AZ_NM_SNV_Coal | SPP_S | External | Summer | B5 | 200 | 400 | 0 | 46.89 | 51.91 | 8.17 | 0
2015 | AZ_NM_SNV_Coal_2_SPP_S | AZ_NM_SNV_Coal | SPP_S | External | Summer | B6 | 300 | 400 | 186.76 | 39.66 | 47.83 | 8.17 | 0
2015 | AZ_NM_SNV_Coal_2_SPP_S | AZ_NM_SNV_Coal | SPP_S | External | Summer | B7 | 400 | 400 | 0 | 38.75 | 42.16 | 8.17 | 0
2015 | AZ_NM_SNV_Coal_2_SPP_S | AZ_NM_SNV_Coal | SPP_S | External | Summer | B8 | 500 | 400 | 0 | 38.73 | 37.41 | 8.17 | 0
2015 | AZ_NM_SNV_Coal_2_SPP_S | AZ_NM_SNV_Coal | SPP_S | External | Summer | B9 | 800 | 400 | 0 | 38.72 | 36.16 | 8.17 | 0
2015 | AZ_NM_SNV_Coal_2_SPP_S | AZ_NM_SNV_Coal | SPP_S | External | Summer | B10 | 1262 | 400 | 0 | 37.63 | 36.08 | 8.17 | 0
2015 | AZ_NM_SNV_Coal_2_SPP_S | AZ_NM_SNV_Coal | SPP_S | External | Winter | B16 | 25 | 400 | 0 | 41.27 | 47.61 | 8.17 | 0
2015 | AZ_NM_SNV_Coal_2_SPP_S | AZ_NM_SNV_Coal | SPP_S | External | Winter | B17 | 100 | 400 | 0 | 41.27 | 40.27 | 8.17 | 0
2015 | AZ_NM_SNV_Coal_2_SPP_S | AZ_NM_SNV_Coal | SPP_S | External | Winter | B18 | 400 | 400 | 0 | 41.27 | 39.81 | 8.17 | 0
2015 | AZ_NM_SNV_Coal_2_SPP_S | AZ_NM_SNV_Coal | SPP_S | External | Winter | B19 | 700 | 400 | 0 | 41.27 | 39.81 | 8.17 | 0
2015 | AZ_NM_SNV_Coal_2_SPP_S | AZ_NM_SNV_Coal | SPP_S | External | Winter | B20 | 935 | 400 | 0 | 41.24 | 39.22 | 8.17 | 0
2015 | ERCOT_2_SPP_S | ERCOT | SPP_S | External | Shoulder | B11 | 25 | 800 | 0 | 54.36 | 53.77 | 8 | 0
2015 | ERCOT_2_SPP_S | ERCOT | SPP_S | External | Shoulder | B12 | 200 | 800 | 0 | 40.66 | 39.69 | 8 | 0
2015 | ERCOT_2_SPP_S | ERCOT | SPP_S | External | Shoulder | B13 | 600 | 800 | 0 | 37.32 | 38.73 | 8 | 0
2015 | ERCOT_2_SPP_S | ERCOT | SPP_S | External | Shoulder | B14 | 900 | 800 | 0 | 37.32 | 37.77 | 8 | 0
2015 | ERCOT_2_SPP_S | ERCOT | SPP_S | External | Shoulder | B15 | 1203 | 800 | 0 | 37.32 | 37.42 | 8 | 0
2015 | ERCOT_2_SPP_S | ERCOT | SPP_S | External | Summer | B1 | 10 | 800 | 0 | 52.8 | 60.37 | 8 | 0
2015 | ERCOT_2_SPP_S | ERCOT | SPP_S | External | Summer | B2 | 25 | 800 | 0 | 52.8 | 60.37 | 8 | 0
2015 | ERCOT_2_SPP_S | ERCOT | SPP_S | External | Summer | B3 | 75 | 800 | 0 | 52.8 | 59.55 | 8 | 0
2015 | ERCOT_2_SPP_S | ERCOT | SPP_S | External | Summer | B4 | 100 | 800 | 0 | 52.8 | 53.18 | 8 | 0
2015 | ERCOT_2_SPP_S | ERCOT | SPP_S | External | Summer | B5 | 200 | 800 | 0 | 52.8 | 51.91 | 8 | 0
2015 | ERCOT_2_SPP_S | ERCOT | SPP_S | External | Summer | B6 | 300 | 800 | 0 | 52.8 | 47.83 | 8 | 0
2015 | ERCOT_2_SPP_S | ERCOT | SPP_S | External | Summer | B7 | 400 | 800 | 0 | 39.51 | 42.16 | 8 | 0
2015 | ERCOT_2_SPP_S | ERCOT | SPP_S | External | Summer | B8 | 500 | 800 | 0 | 38.96 | 37.41 | 8 | 0
2015 | ERCOT_2_SPP_S | ERCOT | SPP_S | External | Summer | B9 | 800 | 800 | 0 | 36.28 | 36.16 | 8 | 0
2015 | ERCOT_2_SPP_S | ERCOT | SPP_S | External | Summer | B10 | 1262 | 800 | 0 | 36.28 | 36.08 | 8 | 0
2015 | ERCOT_2_SPP_S | ERCOT | SPP_S | External | Winter | B16 | 25 | 800 | 0 | 43.07 | 47.61 | 8 | 0
2015 | ERCOT_2_SPP_S | ERCOT | SPP_S | External | Winter | B17 | 100 | 800 | 0 | 39.52 | 40.27 | 8 | 0
2015 | ERCOT_2_SPP_S | ERCOT | SPP_S | External | Winter | B18 | 400 | 800 | 0 | 39.52 | 39.81 | 8 | 0
2015 | ERCOT_2_SPP_S | ERCOT | SPP_S | External | Winter | B19 | 700 | 800 | 0 | 39.52 | 39.81 | 8 | 0
2015 | ERCOT_2_SPP_S | ERCOT | SPP_S | External | Winter | B20 | 935 | 800 | 0 | 39.52 | 39.22 | 8 | 0
2015 | MAPP_US_2_RMPA | MAPP_US | RMPA | External | Shoulder | B11 | 25 | 200 | 0 | 46.19 | 39.82 | 8 | 0
2015 | MAPP_US_2_RMPA | MAPP_US | RMPA | External | Shoulder | B12 | 200 | 200 | 0 | 32.69 | 39.82 | 8 | 0
2015 | MAPP_US_2_RMPA | MAPP_US | RMPA | External | Shoulder | B13 | 600 | 200 | 200 | 31.7 | 39.82 | 8 | 0.12
2015 | MAPP_US_2_RMPA | MAPP_US | RMPA | External | Shoulder | B14 | 900 | 200 | 200 | 31.7 | 39.82 | 8 | 0.12
2015 | MAPP_US_2_RMPA | MAPP_US | RMPA | External | Shoulder | B15 | 1203 | 200 | 200 | 31.7 | 39.82 | 8 | 0.12
2015 | MAPP_US_2_RMPA | MAPP_US | RMPA | External | Summer | B1 | 10 | 200 | 0 | 53.45 | 59.98 | 8 | 0
2015 | MAPP_US_2_RMPA | MAPP_US | RMPA | External | Summer | B2 | 25 | 200 | 0 | 53.26 | 59.98 | 8 | 0
2015 | MAPP_US_2_RMPA | MAPP_US | RMPA | External | Summer | B3 | 75 | 200 | 0 | 52.43 | 59.98 | 8 | 0
2015 | MAPP_US_2_RMPA | MAPP_US | RMPA | External | Summer | B4 | 100 | 200 | 0 | 46.71 | 53.42 | 8 | 0
2015 | MAPP_US_2_RMPA | MAPP_US | RMPA | External | Summer | B5 | 200 | 200 | 0 | 44.8 | 45.66 | 8 | 0
2015 | MAPP_US_2_RMPA | MAPP_US | RMPA | External | Summer | B6 | 300 | 200 | 0 | 40.16 | 39.16 | 8 | 0
2015 | MAPP_US_2_RMPA | MAPP_US | RMPA | External | Summer | B7 | 400 | 200 | 0 | 34.5 | 38.29 | 8 | 0
2015 | MAPP_US_2_RMPA | MAPP_US | RMPA | External | Summer | B8 | 500 | 200 | 200 | 29.75 | 38.29 | 8 | 0.54
2015 | MAPP_US_2_RMPA | MAPP_US | RMPA | External | Summer | B9 | 800 | 200 | 200 | 28.49 | 38.29 | 8 | 1.79
2015 | MAPP_US_2_RMPA | MAPP_US | RMPA | External | Summer | B10 | 1262 | 200 | 200 | 28.39 | 38.29 | 8 | 1.9
2015 | MAPP_US_2_RMPA | MAPP_US | RMPA | External | Winter | B16 | 25 | 200 | 141.06 | 40.58 | 48.58 | 8 | 0
2015 | MAPP_US_2_RMPA | MAPP_US | RMPA | External | Winter | B17 | 100 | 200 | 0 | 35.37 | 42.74 | 8 | 0
2015 | MAPP_US_2_RMPA | MAPP_US | RMPA | External | Winter | B18 | 400 | 200 | 200 | 32.15 | 42.74 | 8 | 2.58
2015 | MAPP_US_2_RMPA | MAPP_US | RMPA | External | Winter | B19 | 700 | 200 | 200 | 32.15 | 42.74 | 8 | 2.58
2015 | MAPP_US_2_RMPA | MAPP_US | RMPA | External | Winter | B20 | 935 | 200 | 0 | 31.53 | 35.85 | 8 | 0
2015 | NE_2_RMPA | NE | RMPA | External | Shoulder | B11 | 25 | 310 | 0 | 53.19 | 39.82 | 5 | 0
2015 | NE_2_RMPA | NE | RMPA | External | Shoulder | B12 | 200 | 310 | 0 | 39.69 | 39.82 | 5 | 0
2015 | NE_2_RMPA | NE | RMPA | External | Shoulder | B13 | 600 | 310 | 0 | 38.7 | 39.82 | 5 | 0
2015 | NE_2_RMPA | NE | RMPA | External | Shoulder | B14 | 900 | 310 | 0 | 37.75 | 39.82 | 5 | 0
2015 | NE_2_RMPA | NE | RMPA | External | Shoulder | B15 | 1203 | 310 | 0 | 37.4 | 39.82 | 5 | 0
2015 | NE_2_RMPA | NE | RMPA | External | Summer | B1 | 10 | 310 | 0 | 60.45 | 59.98 | 5 | 0
2015 | NE_2_RMPA | NE | RMPA | External | Summer | B2 | 25 | 310 | 0 | 60.26 | 59.98 | 5 | 0
2015 | NE_2_RMPA | NE | RMPA | External | Summer | B3 | 75 | 310 | 0 | 59.43 | 59.98 | 5 | 0
2015 | NE_2_RMPA | NE | RMPA | External | Summer | B4 | 100 | 310 | 0 | 53.71 | 53.42 | 5 | 0
2015 | NE_2_RMPA | NE | RMPA | External | Summer | B5 | 200 | 310 | 0 | 51.8 | 45.66 | 5 | 0
2015 | NE_2_RMPA | NE | RMPA | External | Summer | B6 | 300 | 310 | 0 | 47.16 | 39.16 | 5 | 0
2015 | NE_2_RMPA | NE | RMPA | External | Summer | B7 | 400 | 310 | 0 | 41.5 | 38.29 | 5 | 0
2015 | NE_2_RMPA | NE | RMPA | External | Summer | B8 | 500 | 310 | 0 | 36.75 | 38.29 | 5 | 0
2015 | NE_2_RMPA | NE | RMPA | External | Summer | B9 | 800 | 310 | 0 | 35.49 | 38.29 | 5 | 0
2015 | NE_2_RMPA | NE | RMPA | External | Summer | B10 | 1262 | 310 | 0 | 35.39 | 38.29 | 5 | 0
2015 | NE_2_RMPA | NE | RMPA | External | Winter | B16 | 25 | 310 | 0 | 47.58 | 48.58 | 5 | 0
2015 | NE_2_RMPA | NE | RMPA | External | Winter | B17 | 100 | 310 | 0 | 40.24 | 42.74 | 5 | 0
2015 | NE_2_RMPA | NE | RMPA | External | Winter | B18 | 400 | 310 | 0 | 39.15 | 42.74 | 5 | 0
2015 | NE_2_RMPA | NE | RMPA | External | Winter | B19 | 700 | 310 | 0 | 39.15 | 42.74 | 5 | 0
2015 | NE_2_RMPA | NE | RMPA | External | Winter | B20 | 935 | 310 | 0 | 38.53 | 35.85 | 5 | 0
2015 | NWPP_Coal_2_MAPP_US | NWPP_Coal | MAPP_US | External | Shoulder | B11 | 25 | 150 | 0 | 38.75 | 46.19 | 8 | 0
2015 | NWPP_Coal_2_MAPP_US | NWPP_Coal | MAPP_US | External | Shoulder | B12 | 200 | 150 | 0 | 38.75 | 32.69 | 8 | 0
2015 | NWPP_Coal_2_MAPP_US | NWPP_Coal | MAPP_US | External | Shoulder | B13 | 600 | 150 | 0 | 38.75 | 31.7 | 8 | 0
2015 | NWPP_Coal_2_MAPP_US | NWPP_Coal | MAPP_US | External | Shoulder | B14 | 900 | 150 | 0 | 38.75 | 31.7 | 8 | 0
2015 | NWPP_Coal_2_MAPP_US | NWPP_Coal | MAPP_US | External | Shoulder | B15 | 1203 | 150 | 0 | 38.75 | 31.7 | 8 | 0
2015 | NWPP_Coal_2_MAPP_US | NWPP_Coal | MAPP_US | External | Summer | B1 | 10 | 150 | 0 | 49.09 | 53.45 | 8 | 0
2015 | NWPP_Coal_2_MAPP_US | NWPP_Coal | MAPP_US | External | Summer | B2 | 25 | 150 | 150 | 38.72 | 53.26 | 8 | 6.53
2015 | NWPP_Coal_2_MAPP_US | NWPP_Coal | MAPP_US | External | Summer | B3 | 75 | 150 | 150 | 38.72 | 52.43 | 8 | 5.71
2015 | NWPP_Coal_2_MAPP_US | NWPP_Coal | MAPP_US | External | Summer | B4 | 100 | 150 | 0 | 38.72 | 46.71 | 8 | 0
2015 | NWPP_Coal_2_MAPP_US | NWPP_Coal | MAPP_US | External | Summer | B5 | 200 | 150 | 0 | 38.72 | 44.8 | 8 | 0
2015 | NWPP_Coal_2_MAPP_US | NWPP_Coal | MAPP_US | External | Summer | B6 | 300 | 150 | 0 | 38.72 | 40.16 | 8 | 0
2015 | NWPP_Coal_2_MAPP_US | NWPP_Coal | MAPP_US | External | Summer | B7 | 400 | 150 | 0 | 38.72 | 34.5 | 8 | 0
2015 | NWPP_Coal_2_MAPP_US | NWPP_Coal | MAPP_US | External | Summer | B8 | 500 | 150 | 0 | 38.72 | 29.75 | 8 | 0
2015 | NWPP_Coal_2_MAPP_US | NWPP_Coal | MAPP_US | External | Summer | B9 | 800 | 150 | 0 | 38.72 | 28.49 | 8 | 0
2015 | NWPP_Coal_2_MAPP_US | NWPP_Coal | MAPP_US | External | Summer | B10 | 1262 | 150 | 0 | 38.72 | 28.39 | 8 | 0
2015 | NWPP_Coal_2_MAPP_US | NWPP_Coal | MAPP_US | External | Winter | B16 | 25 | 150 | 0 | 41.24 | 40.58 | 8 | 0
2015 | NWPP_Coal_2_MAPP_US | NWPP_Coal | MAPP_US | External | Winter | B17 | 100 | 150 | 0 | 41.24 | 35.37 | 8 | 0
2015 | NWPP_Coal_2_MAPP_US | NWPP_Coal | MAPP_US | External | Winter | B18 | 400 | 150 | 0 | 41.24 | 32.15 | 8 | 0
2015 | NWPP_Coal_2_MAPP_US | NWPP_Coal | MAPP_US | External | Winter | B19 | 700 | 150 | 0 | 41.24 | 32.15 | 8 | 0
2015 | NWPP_Coal_2_MAPP_US | NWPP_Coal | MAPP_US | External | Winter | B20 | 935 | 150 | 0 | 41.24 | 31.53 | 8 | 0
2015 | RMPA_2_MAPP_US | RMPA | MAPP_US | External | Shoulder | B11 | 25 | 200 | 0 | 39.82 | 46.19 | 8 | 0
2015 | RMPA_2_MAPP_US | RMPA | MAPP_US | External | Shoulder | B12 | 200 | 200 | 0 | 39.82 | 32.69 | 8 | 0
2015 | RMPA_2_MAPP_US | RMPA | MAPP_US | External | Shoulder | B13 | 600 | 200 | 0 | 39.82 | 31.7 | 8 | 0
2015 | RMPA_2_MAPP_US | RMPA | MAPP_US | External | Shoulder | B14 | 900 | 200 | 0 | 39.82 | 31.7 | 8 | 0
2015 | RMPA_2_MAPP_US | RMPA | MAPP_US | External | Shoulder | B15 | 1203 | 200 | 0 | 39.82 | 31.7 | 8 | 0
2015 | RMPA_2_MAPP_US | RMPA | MAPP_US | External | Summer | B1 | 10 | 200 | 0 | 59.98 | 53.45 | 8 | 0
2015 | RMPA_2_MAPP_US | RMPA | MAPP_US | External | Summer | B2 | 25 | 200 | 0 | 59.98 | 53.26 | 8 | 0
2015 | RMPA_2_MAPP_US | RMPA | MAPP_US | External | Summer | B3 | 75 | 200 | 0 | 59.98 | 52.43 | 8 | 0
2015 | RMPA_2_MAPP_US | RMPA | MAPP_US | External | Summer | B4 | 100 | 200 | 0 | 53.42 | 46.71 | 8 | 0
2015 | RMPA_2_MAPP_US | RMPA | MAPP_US | External | Summer | B5 | 200 | 200 | 0 | 45.66 | 44.8 | 8 | 0
2015 | RMPA_2_MAPP_US | RMPA | MAPP_US | External | Summer | B6 | 300 | 200 | 0 | 39.16 | 40.16 | 8 | 0
2015 | RMPA_2_MAPP_US | RMPA | MAPP_US | External | Summer | B7 | 400 | 200 | 0 | 38.29 | 34.5 | 8 | 0
2015 | RMPA_2_MAPP_US | RMPA | MAPP_US | External | Summer | B8 | 500 | 200 | 0 | 38.29 | 29.75 | 8 | 0
2015 | RMPA_2_MAPP_US | RMPA | MAPP_US | External | Summer | B9 | 800 | 200 | 0 | 38.29 | 28.49 | 8 | 0
2015 | RMPA_2_MAPP_US | RMPA | MAPP_US | External | Summer | B10 | 1262 | 200 | 0 | 38.29 | 28.39 | 8 | 0
2015 | RMPA_2_MAPP_US | RMPA | MAPP_US | External | Winter | B16 | 25 | 200 | 0 | 48.58 | 40.58 | 8 | 0
2015 | RMPA_2_MAPP_US | RMPA | MAPP_US | External | Winter | B17 | 100 | 200 | 0 | 42.74 | 35.37 | 8 | 0
2015 | RMPA_2_MAPP_US | RMPA | MAPP_US | External | Winter | B18 | 400 | 200 | 0 | 42.74 | 32.15 | 8 | 0
2015 | RMPA_2_MAPP_US | RMPA | MAPP_US | External | Winter | B19 | 700 | 200 | 0 | 42.74 | 32.15 | 8 | 0
2015 | RMPA_2_MAPP_US | RMPA | MAPP_US | External | Winter | B20 | 935 | 200 | 0 | 35.85 | 31.53 | 8 | 0
2015 | RMPA_2_NE | RMPA | NE | External | Shoulder | B11 | 25 | 310 | 310 | 39.82 | 53.19 | 8 | 5.36
2015 | RMPA_2_NE | RMPA | NE | External | Shoulder | B12 | 200 | 310 | 0 | 39.82 | 39.69 | 8 | 0
2015 | RMPA_2_NE | RMPA | NE | External | Shoulder | B13 | 600 | 310 | 0 | 39.82 | 38.7 | 8 | 0
2015 | RMPA_2_NE | RMPA | NE | External | Shoulder | B14 | 900 | 310 | 0 | 39.82 | 37.75 | 8 | 0
2015 | RMPA_2_NE | RMPA | NE | External | Shoulder | B15 | 1203 | 310 | 0 | 39.82 | 37.4 | 8 | 0
2015 | RMPA_2_NE | RMPA | NE | External | Summer | B1 | 10 | 310 | 0 | 59.98 | 60.45 | 8 | 0
2015 | RMPA_2_NE | RMPA | NE | External | Summer | B2 | 25 | 310 | 0 | 59.98 | 60.26 | 8 | 0
2015 | RMPA_2_NE | RMPA | NE | External | Summer | B3 | 75 | 310 | 0 | 59.98 | 59.43 | 8 | 0
2015 | RMPA_2_NE | RMPA | NE | External | Summer | B4 | 100 | 310 | 0 | 53.42 | 53.71 | 8 | 0
2015 | RMPA_2_NE | RMPA | NE | External | Summer | B5 | 200 | 310 | 0 | 45.66 | 51.8 | 8 | 0
2015 | RMPA_2_NE | RMPA | NE | External | Summer | B6 | 300 | 310 | 151.75 | 39.16 | 47.16 | 8 | 0
2015 | RMPA_2_NE | RMPA | NE | External | Summer | B7 | 400 | 310 | 0 | 38.29 | 41.5 | 8 | 0
2015 | RMPA_2_NE | RMPA | NE | External | Summer | B8 | 500 | 310 | 0 | 38.29 | 36.75 | 8 | 0
2015 | RMPA_2_NE | RMPA | NE | External | Summer | B9 | 800 | 310 | 0 | 38.29 | 35.49 | 8 | 0
2015 | RMPA_2_NE | RMPA | NE | External | Summer | B10 | 1262 | 310 | 0 | 38.29 | 35.39 | 8 | 0
2015 | RMPA_2_NE | RMPA | NE | External | Winter | B16 | 25 | 310 | 0 | 48.58 | 47.58 | 8 | 0
2015 | RMPA_2_NE | RMPA | NE | External | Winter | B17 | 100 | 310 | 0 | 42.74 | 40.24 | 8 | 0
2015 | RMPA_2_NE | RMPA | NE | External | Winter | B18 | 400 | 310 | 0 | 42.74 | 39.15 | 8 | 0
2015 | RMPA_2_NE | RMPA | NE | External | Winter | B19 | 700 | 310 | 0 | 42.74 | 39.15 | 8 | 0
2015 | RMPA_2_NE | RMPA | NE | External | Winter | B20 | 935 | 310 | 0 | 35.85 | 38.53 | 8 | 0
2015 | RMPA_2_SPP_N | RMPA | SPP_N | External | Shoulder | B11 | 25 | 210 | 210 | 39.82 | 53.84 | 8 | 6.01
2015 | RMPA_2_SPP_N | RMPA | SPP_N | External | Shoulder | B12 | 200 | 210 | 0 | 39.82 | 39.71 | 8 | 0
2015 | RMPA_2_SPP_N | RMPA | SPP_N | External | Shoulder | B13 | 600 | 210 | 0 | 39.82 | 38.71 | 8 | 0
2015 | RMPA_2_SPP_N | RMPA | SPP_N | External | Shoulder | B14 | 900 | 210 | 0 | 39.82 | 37.76 | 8 | 0
2015 | RMPA_2_SPP_N | RMPA | SPP_N | External | Shoulder | B15 | 1203 | 210 | 0 | 39.82 | 37.41 | 8 | 0
2015 | RMPA_2_SPP_N | RMPA | SPP_N | External | Summer | B1 | 10 | 210 | 0 | 59.98 | 60.91 | 8 | 0
2015 | RMPA_2_SPP_N | RMPA | SPP_N | External | Summer | B2 | 25 | 210 | 0 | 59.98 | 60.91 | 8 | 0
2015 | RMPA_2_SPP_N | RMPA | SPP_N | External | Summer | B3 | 75 | 210 | 0 | 59.98 | 60.08 | 8 | 0
2015 | RMPA_2_SPP_N | RMPA | SPP_N | External | Summer | B4 | 100 | 210 | 0 | 53.42 | 53.72 | 8 | 0
2015 | RMPA_2_SPP_N | RMPA | SPP_N | External | Summer | B5 | 200 | 210 | 0 | 45.66 | 52.45 | 8 | 0
2015 | RMPA_2_SPP_N | RMPA | SPP_N | External | Summer | B6 | 300 | 210 | 210 | 39.16 | 47.81 | 8 | 0.65
2015 | RMPA_2_SPP_N | RMPA | SPP_N | External | Summer | B7 | 400 | 210 | 0 | 38.29 | 42.15 | 8 | 0
2015 | RMPA_2_SPP_N | RMPA | SPP_N | External | Summer | B8 | 500 | 210 | 0 | 38.29 | 37.4 | 8 | 0
2015 | RMPA_2_SPP_N | RMPA | SPP_N | External | Summer | B9 | 800 | 210 | 0 | 38.29 | 36.14 | 8 | 0
2015 | RMPA_2_SPP_N | RMPA | SPP_N | External | Summer | B10 | 1262 | 210 | 0 | 38.29 | 36.04 | 8 | 0
2015 | RMPA_2_SPP_N | RMPA | SPP_N | External | Winter | B16 | 25 | 210 | 0 | 48.58 | 47.6 | 8 | 0
2015 | RMPA_2_SPP_N | RMPA | SPP_N | External | Winter | B17 | 100 | 210 | 0 | 42.74 | 40.25 | 8 | 0
2015 | RMPA_2_SPP_N | RMPA | SPP_N | External | Winter | B18 | 400 | 210 | 0 | 42.74 | 39.8 | 8 | 0
2015 | RMPA_2_SPP_N | RMPA | SPP_N | External | Winter | B19 | 700 | 210 | 0 | 42.74 | 39.8 | 8 | 0
2015 | RMPA_2_SPP_N | RMPA | SPP_N | External | Winter | B20 | 935 | 210 | 0 | 35.85 | 39.18 | 8 | 0
2015 | SPP_N_2_RMPA | SPP_N | RMPA | External | Shoulder | B11 | 25 | 210 | 0 | 53.84 | 39.82 | 5 | 0
2015 | SPP_N_2_RMPA | SPP_N | RMPA | External | Shoulder | B12 | 200 | 210 | 0 | 39.71 | 39.82 | 5 | 0
2015 | SPP_N_2_RMPA | SPP_N | RMPA | External | Shoulder | B13 | 600 | 210 | 0 | 38.71 | 39.82 | 5 | 0
2015 | SPP_N_2_RMPA | SPP_N | RMPA | External | Shoulder | B14 | 900 | 210 | 0 | 37.76 | 39.82 | 5 | 0
2015 | SPP_N_2_RMPA | SPP_N | RMPA | External | Shoulder | B15 | 1203 | 210 | 0 | 37.41 | 39.82 | 5 | 0
2015 | SPP_N_2_RMPA | SPP_N | RMPA | External | Summer | B1 | 10 | 210 | 0 | 60.91 | 59.98 | 5 | 0
2015 | SPP_N_2_RMPA | SPP_N | RMPA | External | Summer | B2 | 25 | 210 | 0 | 60.91 | 59.98 | 5 | 0
2015 | SPP_N_2_RMPA | SPP_N | RMPA | External | Summer | B3 | 75 | 210 | 0 | 60.08 | 59.98 | 5 | 0
2015 | SPP_N_2_RMPA | SPP_N | RMPA | External | Summer | B4 | 100 | 210 | 0 | 53.72 | 53.42 | 5 | 0
2015 | SPP_N_2_RMPA | SPP_N | RMPA | External | Summer | B5 | 200 | 210 | 0 | 52.45 | 45.66 | 5 | 0
2015 | SPP_N_2_RMPA | SPP_N | RMPA | External | Summer | B6 | 300 | 210 | 0 | 47.81 | 39.16 | 5 | 0
2015 | SPP_N_2_RMPA | SPP_N | RMPA | External | Summer | B7 | 400 | 210 | 0 | 42.15 | 38.29 | 5 | 0
2015 | SPP_N_2_RMPA | SPP_N | RMPA | External | Summer | B8 | 500 | 210 | 0 | 37.4 | 38.29 | 5 | 0
2015 | SPP_N_2_RMPA | SPP_N | RMPA | External | Summer | B9 | 800 | 210 | 0 | 36.14 | 38.29 | 5 | 0
2015 | SPP_N_2_RMPA | SPP_N | RMPA | External | Summer | B10 | 1262 | 210 | 0 | 36.04 | 38.29 | 5 | 0
2015 | SPP_N_2_RMPA | SPP_N | RMPA | External | Winter | B16 | 25 | 210 | 0 | 47.6 | 48.58 | 5 | 0
2015 | SPP_N_2_RMPA | SPP_N | RMPA | External | Winter | B17 | 100 | 210 | 0 | 40.25 | 42.74 | 5 | 0
2015 | SPP_N_2_RMPA | SPP_N | RMPA | External | Winter | B18 | 400 | 210 | 0 | 39.8 | 42.74 | 5 | 0
2015 | SPP_N_2_RMPA | SPP_N | RMPA | External | Winter | B19 | 700 | 210 | 0 | 39.8 | 42.74 | 5 | 0
2015 | SPP_N_2_RMPA | SPP_N | RMPA | External | Winter | B20 | 935 | 210 | 0 | 39.18 | 35.85 | 5 | 0
2015 | SPP_S_2_ERCOT | SPP_S | ERCOT | External | Shoulder | B11 | 25 | 800 | 0 | 53.77 | 54.36 | 5 | 0
2015 | SPP_S_2_ERCOT | SPP_S | ERCOT | External | Shoulder | B12 | 200 | 800 | 0 | 39.69 | 40.66 | 5 | 0
2015 | SPP_S_2_ERCOT | SPP_S | ERCOT | External | Shoulder | B13 | 600 | 800 | 0 | 38.73 | 37.32 | 5 | 0
2015 | SPP_S_2_ERCOT | SPP_S | ERCOT | External | Shoulder | B14 | 900 | 800 | 0 | 37.77 | 37.32 | 5 | 0
2015 | SPP_S_2_ERCOT | SPP_S | ERCOT | External | Shoulder | B15 | 1203 | 800 | 0 | 37.42 | 37.32 | 5 | 0
2015 | SPP_S_2_ERCOT | SPP_S | ERCOT | External | Summer | B1 | 10 | 800 | 0 | 60.37 | 52.8 | 5 | 0
2015 | SPP_S_2_ERCOT | SPP_S | ERCOT | External | Summer | B2 | 25 | 800 | 0 | 60.37 | 52.8 | 5 | 0
2015 | SPP_S_2_ERCOT | SPP_S | ERCOT | External | Summer | B3 | 75 | 800 | 0 | 59.55 | 52.8 | 5 | 0
2015 | SPP_S_2_ERCOT | SPP_S | ERCOT | External | Summer | B4 | 100 | 800 | 0 | 53.18 | 52.8 | 5 | 0
2015 | SPP_S_2_ERCOT | SPP_S | ERCOT | External | Summer | B5 | 200 | 800 | 0 | 51.91 | 52.8 | 5 | 0
2015 | SPP_S_2_ERCOT | SPP_S | ERCOT | External | Summer | B6 | 300 | 800 | 0 | 47.83 | 52.8 | 5 | 0
2015 | SPP_S_2_ERCOT | SPP_S | ERCOT | External | Summer | B7 | 400 | 800 | 0 | 42.16 | 39.51 | 5 | 0
2015 | SPP_S_2_ERCOT | SPP_S | ERCOT | External | Summer | B8 | 500 | 800 | 0 | 37.41 | 38.96 | 5 | 0
2015 | SPP_S_2_ERCOT | SPP_S | ERCOT | External | Summer | B9 | 800 | 800 | 0 | 36.16 | 36.28 | 5 | 0
2015 | SPP_S_2_ERCOT | SPP_S | ERCOT | External | Summer | B10 | 1262 | 800 | 0 | 36.08 | 36.28 | 5 | 0
2015 | SPP_S_2_ERCOT | SPP_S | ERCOT | External | Winter | B16 | 25 | 800 | 0 | 47.61 | 43.07 | 5 | 0
2015 | SPP_S_2_ERCOT | SPP_S | ERCOT | External | Winter | B17 | 100 | 800 | 0 | 40.27 | 39.52 | 5 | 0
2015 | SPP_S_2_ERCOT | SPP_S | ERCOT | External | Winter | B18 | 400 | 800 | 0 | 39.81 | 39.52 | 5 | 0
2015 | SPP_S_2_ERCOT | SPP_S | ERCOT | External | Winter | B19 | 700 | 800 | 0 | 39.81 | 39.52 | 5 | 0
2015 | SPP_S_2_ERCOT | SPP_S | ERCOT | External | Winter | B20 | 935 | 800 | 0 | 39.22 | 39.52 | 5 | 0
2020 | AZ_NM_SNV_Coal_2_SPP_S | AZ_NM_SNV_Coal | SPP_S | External | Shoulder | B11 | 25 | 400 | 400 | 45.87 | 59.09 | 8.17 | 5.06
2020 | AZ_NM_SNV_Coal_2_SPP_S | AZ_NM_SNV_Coal | SPP_S | External | Shoulder | B12 | 200 | 400 | 0 | 45.84 | 43.52 | 8.17 | 0
2020 | AZ_NM_SNV_Coal_2_SPP_S | AZ_NM_SNV_Coal | SPP_S | External | Shoulder | B13 | 600 | 400 | 0 | 45.82 | 42.92 | 8.17 | 0
2020 | AZ_NM_SNV_Coal_2_SPP_S | AZ_NM_SNV_Coal | SPP_S | External | Shoulder | B14 | 900 | 400 | 0 | 45.81 | 41.86 | 8.17 | 0
2020 | AZ_NM_SNV_Coal_2_SPP_S | AZ_NM_SNV_Coal | SPP_S | External | Shoulder | B15 | 1203 | 400 | 0 | 42.46 | 41.05 | 8.17 | 0
2020 | AZ_NM_SNV_Coal_2_SPP_S | AZ_NM_SNV_Coal | SPP_S | External | Summer | B1 | 10 | 400 | 0 | 67.26 | 66.33 | 8.17 | 0
2020 | AZ_NM_SNV_Coal_2_SPP_S | AZ_NM_SNV_Coal | SPP_S | External | Summer | B2 | 25 | 400 | 0 | 67.26 | 66.33 | 8.17 | 0
2020 | AZ_NM_SNV_Coal_2_SPP_S | AZ_NM_SNV_Coal | SPP_S | External | Summer | B3 | 75 | 400 | 0 | 67.26 | 65.74 | 8.17 | 0
2020 | AZ_NM_SNV_Coal_2_SPP_S | AZ_NM_SNV_Coal | SPP_S | External | Summer | B4 | 100 | 400 | 0 | 64.45 | 65.35 | 8.17 | 0
2020 | AZ_NM_SNV_Coal_2_SPP_S | AZ_NM_SNV_Coal | SPP_S | External | Summer | B5 | 200 | 400 | 0 | 53.9 | 57.51 | 8.17 | 0
2020 | AZ_NM_SNV_Coal_2_SPP_S | AZ_NM_SNV_Coal | SPP_S | External | Summer | B6 | 300 | 400 | 0 | 48.92 | 54.06 | 8.17 | 0
2020 | AZ_NM_SNV_Coal_2_SPP_S | AZ_NM_SNV_Coal | SPP_S | External | Summer | B7 | 400 | 400 | 0 | 45.76 | 46.75 | 8.17 | 0
2020 | AZ_NM_SNV_Coal_2_SPP_S | AZ_NM_SNV_Coal | SPP_S | External | Summer | B8 | 500 | 400 | 0 | 45.75 | 41.44 | 8.17 | 0
2020 | AZ_NM_SNV_Coal_2_SPP_S | AZ_NM_SNV_Coal | SPP_S | External | Summer | B9 | 800 | 400 | 0 | 45.74 | 40.35 | 8.17 | 0
2020 | AZ_NM_SNV_Coal_2_SPP_S | AZ_NM_SNV_Coal | SPP_S | External | Summer | B10 | 1262 | 400 | 0 | 44.52 | 39.65 | 8.17 | 0
2020 | AZ_NM_SNV_Coal_2_SPP_S | AZ_NM_SNV_Coal | SPP_S | External | Winter | B16 | 25 | 400 | 0 | 48.51 | 51.87 | 8.17 | 0
2020 | AZ_NM_SNV_Coal_2_SPP_S | AZ_NM_SNV_Coal | SPP_S | External | Winter | B17 | 100 | 400 | 0 | 48.5 | 44.32 | 8.17 | 0
2020 | AZ_NM_SNV_Coal_2_SPP_S | AZ_NM_SNV_Coal | SPP_S | External | Winter | B18 | 400 | 400 | 0 | 48.49 | 43.82 | 8.17 | 0
2020 | AZ_NM_SNV_Coal_2_SPP_S | AZ_NM_SNV_Coal | SPP_S | External | Winter | B19 | 700 | 400 | 0 | 48.49 | 43.72 | 8.17 | 0
2020 | AZ_NM_SNV_Coal_2_SPP_S | AZ_NM_SNV_Coal | SPP_S | External | Winter | B20 | 935 | 400 | 0 | 45.5 | 43.52 | 8.17 | 0
2020 | ERCOT_2_SPP_S | ERCOT | SPP_S | External | Shoulder | B11 | 25 | 800 | 0 | 59.67 | 59.09 | 8 | 0
2020 | ERCOT_2_SPP_S | ERCOT | SPP_S | External | Shoulder | B12 | 200 | 800 | 0 | 44.56 | 43.52 | 8 | 0
2020 | ERCOT_2_SPP_S | ERCOT | SPP_S | External | Shoulder | B13 | 600 | 800 | 0 | 40.89 | 42.92 | 8 | 0
2020 | ERCOT_2_SPP_S | ERCOT | SPP_S | External | Shoulder | B14 | 900 | 800 | 0 | 40.89 | 41.86 | 8 | 0
2020 | ERCOT_2_SPP_S | ERCOT | SPP_S | External | Shoulder | B15 | 1203 | 800 | 0 | 40.89 | 41.05 | 8 | 0
2020 | ERCOT_2_SPP_S | ERCOT | SPP_S | External | Summer | B1 | 10 | 800 | 0 | 68.79 | 66.33 | 8 | 0
2020 | ERCOT_2_SPP_S | ERCOT | SPP_S | External | Summer | B2 | 25 | 800 | 0 | 66.02 | 66.33 | 8 | 0
2020 | ERCOT_2_SPP_S | ERCOT | SPP_S | External | Summer | B3 | 75 | 800 | 0 | 57.97 | 65.74 | 8 | 0
2020 | ERCOT_2_SPP_S | ERCOT | SPP_S | External | Summer | B4 | 100 | 800 | 0 | 57.97 | 65.35 | 8 | 0
2020 | ERCOT_2_SPP_S | ERCOT | SPP_S | External | Summer | B5 | 200 | 800 | 0 | 57.97 | 57.51 | 8 | 0
2020 | ERCOT_2_SPP_S | ERCOT | SPP_S | External | Summer | B6 | 300 | 800 | 0 | 57.97 | 54.06 | 8 | 0
2020 | ERCOT_2_SPP_S | ERCOT | SPP_S | External | Summer | B7 | 400 | 800 | 0 | 45.1 | 46.75 | 8 | 0
2020 | ERCOT_2_SPP_S | ERCOT | SPP_S | External | Summer | B8 | 500 | 800 | 0 | 43.2 | 41.44 | 8 | 0
2020 | ERCOT_2_SPP_S | ERCOT | SPP_S | External | Summer | B9 | 800 | 800 | 0 | 39.75 | 40.35 | 8 | 0
2020 | ERCOT_2_SPP_S | ERCOT | SPP_S | External | Summer | B10 | 1262 | 800 | 0 | 39.75 | 39.65 | 8 | 0
2020 | ERCOT_2_SPP_S | ERCOT | SPP_S | External | Winter | B16 | 25 | 800 | 0 | 55.88 | 51.87 | 8 | 0
2020 | ERCOT_2_SPP_S | ERCOT | SPP_S | External | Winter | B17 | 100 | 800 | 0 | 43.36 | 44.32 | 8 | 0
2020 | ERCOT_2_SPP_S | ERCOT | SPP_S | External | Winter | B18 | 400 | 800 | 0 | 43.36 | 43.82 | 8 | 0
2020 | ERCOT_2_SPP_S | ERCOT | SPP_S | External | Winter | B19 | 700 | 800 | 0 | 43.36 | 43.72 | 8 | 0
2020 | ERCOT_2_SPP_S | ERCOT | SPP_S | External | Winter | B20 | 935 | 800 | 0 | 43.36 | 43.52 | 8 | 0
2020 | MAPP_US_2_RMPA | MAPP_US | RMPA | External | Shoulder | B11 | 25 | 200 | 0 | 52.66 | 51.66 | 8 | 0
2020 | MAPP_US_2_RMPA | MAPP_US | RMPA | External | Shoulder | B12 | 200 | 200 | 0 | 37.02 | 44.67 | 8 | 0
2020 | MAPP_US_2_RMPA | MAPP_US | RMPA | External | Shoulder | B13 | 600 | 200 | 200 | 35.9 | 44.67 | 8 | 0.77
2020 | MAPP_US_2_RMPA | MAPP_US | RMPA | External | Shoulder | B14 | 900 | 200 | 200 | 35.9 | 44.67 | 8 | 0.77
2020 | MAPP_US_2_RMPA | MAPP_US | RMPA | External | Shoulder | B15 | 1203 | 200 | 200 | 35.9 | 44.67 | 8 | 0.77
2020 | MAPP_US_2_RMPA | MAPP_US | RMPA | External | Summer | B1 | 10 | 200 | 0 | 59.73 | 66.62 | 8 | 0
2020 | MAPP_US_2_RMPA | MAPP_US | RMPA | External | Summer | B2 | 25 | 200 | 0 | 59.73 | 66.62 | 8 | 0
2020 | MAPP_US_2_RMPA | MAPP_US | RMPA | External | Summer | B3 | 75 | 200 | 0 | 59.14 | 66.62 | 8 | 0
2020 | MAPP_US_2_RMPA | MAPP_US | RMPA | External | Summer | B4 | 100 | 200 | 0 | 58.75 | 59.58 | 8 | 0
2020 | MAPP_US_2_RMPA | MAPP_US | RMPA | External | Summer | B5 | 200 | 200 | 0 | 51.61 | 51.47 | 8 | 0
2020 | MAPP_US_2_RMPA | MAPP_US | RMPA | External | Summer | B6 | 300 | 200 | 0 | 46.33 | 45.33 | 8 | 0
2020 | MAPP_US_2_RMPA | MAPP_US | RMPA | External | Summer | B7 | 400 | 200 | 0 | 39.02 | 42.9 | 8 | 0
2020 | MAPP_US_2_RMPA | MAPP_US | RMPA | External | Summer | B8 | 500 | 200 | 200 | 33.72 | 42.9 | 8 | 1.19
2020 | MAPP_US_2_RMPA | MAPP_US | RMPA | External | Summer | B9 | 800 | 200 | 200 | 32.63 | 42.9 | 8 | 2.28
2020 | MAPP_US_2_RMPA | MAPP_US | RMPA | External | Summer | B10 | 1262 | 200 | 200 | 31.73 | 42.9 | 8 | 3.17
2020 | MAPP_US_2_RMPA | MAPP_US | RMPA | External | Winter | B16 | 25 | 200 | 200 | 44.14 | 56.14 | 8 | 4
2020 | MAPP_US_2_RMPA | MAPP_US | RMPA | External | Winter | B17 | 100 | 200 | 200 | 39.32 | 48.02 | 8 | 0.7
2020 | MAPP_US_2_RMPA | MAPP_US | RMPA | External | Winter | B18 | 400 | 200 | 200 | 36.09 | 48.02 | 8 | 3.93
2020 | MAPP_US_2_RMPA | MAPP_US | RMPA | External | Winter | B19 | 700 | 200 | 200 | 36.09 | 48.02 | 8 | 3.93
2020 | MAPP_US_2_RMPA | MAPP_US | RMPA | External | Winter | B20 | 935 | 200 | 0 | 35.61 | 40.32 | 8 | 0
2020 | NE_2_RMPA | NE | RMPA | External | Shoulder | B11 | 25 | 310 | 0 | 59.66 | 51.66 | 5 | 0
2020 | NE_2_RMPA | NE | RMPA | External | Shoulder | B12 | 200 | 310 | 0 | 44.02 | 44.67 | 5 | 0
2020 | NE_2_RMPA | NE | RMPA | External | Shoulder | B13 | 600 | 310 | 0 | 42.9 | 44.67 | 5 | 0
2020 | NE_2_RMPA | NE | RMPA | External | Shoulder | B14 | 900 | 310 | 0 | 41.86 | 44.67 | 5 | 0
2020 | NE_2_RMPA | NE | RMPA | External | Shoulder | B15 | 1203 | 310 | 0 | 41.03 | 44.67 | 5 | 0
2020 | NE_2_RMPA | NE | RMPA | External | Summer | B1 | 10 | 310 | 0 | 66.73 | 66.62 | 5 | 0
2020 | NE_2_RMPA | NE | RMPA | External | Summer | B2 | 25 | 310 | 0 | 66.73 | 66.62 | 5 | 0
2020 | NE_2_RMPA | NE | RMPA | External | Summer | B3 | 75 | 310 | 0 | 66.14 | 66.62 | 5 | 0
2020 | NE_2_RMPA | NE | RMPA | External | Summer | B4 | 100 | 310 | 0 | 65.75 | 59.58 | 5 | 0
2020 | NE_2_RMPA | NE | RMPA | External | Summer | B5 | 200 | 310 | 0 | 58.61 | 51.47 | 5 | 0
2020 | NE_2_RMPA | NE | RMPA | External | Summer | B6 | 300 | 310 | 0 | 53.33 | 45.33 | 5 | 0
2020 | NE_2_RMPA | NE | RMPA | External | Summer | B7 | 400 | 310 | 0 | 46.02 | 42.9 | 5 | 0
2020 | NE_2_RMPA | NE | RMPA | External | Summer | B8 | 500 | 310 | 0 | 40.72 | 42.9 | 5 | 0
2020 | NE_2_RMPA | NE | RMPA | External | Summer | B9 | 800 | 310 | 0 | 39.63 | 42.9 | 5 | 0
2020 | NE_2_RMPA | NE | RMPA | External | Summer | B10 | 1262 | 310 | 0 | 38.73 | 42.9 | 5 | 0
2020 | NE_2_RMPA | NE | RMPA | External | Winter | B16 | 25 | 310 | 39.82 | 51.14 | 56.14 | 5 | 0
2020 | NE_2_RMPA | NE | RMPA | External | Winter | B17 | 100 | 310 | 0 | 43.59 | 48.02 | 5 | 0
2020 | NE_2_RMPA | NE | RMPA | External | Winter | B18 | 400 | 310 | 0 | 43.09 | 48.02 | 5 | 0
2020 | NE_2_RMPA | NE | RMPA | External | Winter | B19 | 700 | 310 | 215.37 | 43.02 | 48.02 | 5 | 0
2020 | NE_2_RMPA | NE | RMPA | External | Winter | B20 | 935 | 310 | 0 | 42.61 | 40.32 | 5 | 0
2020 | NWPP_Coal_2_MAPP_US | NWPP_Coal | MAPP_US | External | Shoulder | B11 | 25 | 150 | 0 | 45.81 | 52.66 | 8 | 0
2020 | NWPP_Coal_2_MAPP_US | NWPP_Coal | MAPP_US | External | Shoulder | B12 | 200 | 150 | 0 | 45.81 | 37.02 | 8 | 0
2020 | NWPP_Coal_2_MAPP_US | NWPP_Coal | MAPP_US | External | Shoulder | B13 | 600 | 150 | 0 | 45.81 | 35.9 | 8 | 0
2020 | NWPP_Coal_2_MAPP_US | NWPP_Coal | MAPP_US | External | Shoulder | B14 | 900 | 150 | 0 | 45.81 | 35.9 | 8 | 0
2020 | NWPP_Coal_2_MAPP_US | NWPP_Coal | MAPP_US | External | Shoulder | B15 | 1203 | 150 | 0 | 45.81 | 35.9 | 8 | 0
2020 | NWPP_Coal_2_MAPP_US | NWPP_Coal | MAPP_US | External | Summer | B1 | 10 | 150 | 0 | 58.49 | 59.73 | 8 | 0
2020 | NWPP_Coal_2_MAPP_US | NWPP_Coal | MAPP_US | External | Summer | B2 | 25 | 150 | 120.59 | 51.73 | 59.73 | 8 | 0
2020 | NWPP_Coal_2_MAPP_US | NWPP_Coal | MAPP_US | External | Summer | B3 | 75 | 150 | 150 | 45.74 | 59.14 | 8 | 5.4
2020 | NWPP_Coal_2_MAPP_US | NWPP_Coal | MAPP_US | External | Summer | B4 | 100 | 150 | 150 | 45.74 | 58.75 | 8 | 5.01
2020 | NWPP_Coal_2_MAPP_US | NWPP_Coal | MAPP_US | External | Summer | B5 | 200 | 150 | 0 | 45.74 | 51.61 | 8 | 0
2020 | NWPP_Coal_2_MAPP_US | NWPP_Coal | MAPP_US | External | Summer | B6 | 300 | 150 | 0 | 45.74 | 46.33 | 8 | 0
2020 | NWPP_Coal_2_MAPP_US | NWPP_Coal | MAPP_US | External | Summer | B7 | 400 | 150 | 0 | 45.74 | 39.02 | 8 | 0
2020 | NWPP_Coal_2_MAPP_US | NWPP_Coal | MAPP_US | External | Summer | B8 | 500 | 150 | 0 | 45.74 | 33.72 | 8 | 0
2020 | NWPP_Coal_2_MAPP_US | NWPP_Coal | MAPP_US | External | Summer | B9 | 800 | 150 | 0 | 45.74 | 32.63 | 8 | 0
2020 | NWPP_Coal_2_MAPP_US | NWPP_Coal | MAPP_US | External | Summer | B10 | 1262 | 150 | 0 | 45.74 | 31.73 | 8 | 0
2020 | NWPP_Coal_2_MAPP_US | NWPP_Coal | MAPP_US | External | Winter | B16 | 25 | 150 | 0 | 48.49 | 44.14 | 8 | 0
2020 | NWPP_Coal_2_MAPP_US | NWPP_Coal | MAPP_US | External | Winter | B17 | 100 | 150 | 0 | 48.49 | 39.32 | 8 | 0
2020 | NWPP_Coal_2_MAPP_US | NWPP_Coal | MAPP_US | External | Winter | B18 | 400 | 150 | 0 | 48.49 | 36.09 | 8 | 0
2020 | NWPP_Coal_2_MAPP_US | NWPP_Coal | MAPP_US | External | Winter | B19 | 700 | 150 | 0 | 48.49 | 36.09 | 8 | 0
2020 | NWPP_Coal_2_MAPP_US | NWPP_Coal | MAPP_US | External | Winter | B20 | 935 | 150 | 0 | 48.49 | 35.61 | 8 | 0
2020 | RMPA_2_MAPP_US | RMPA | MAPP_US | External | Shoulder | B11 | 25 | 200 | 0 | 51.66 | 52.66 | 8 | 0
2020 | RMPA_2_MAPP_US | RMPA | MAPP_US | External | Shoulder | B12 | 200 | 200 | 0 | 44.67 | 37.02 | 8 | 0
2020 | RMPA_2_MAPP_US | RMPA | MAPP_US | External | Shoulder | B13 | 600 | 200 | 0 | 44.67 | 35.9 | 8 | 0
2020 | RMPA_2_MAPP_US | RMPA | MAPP_US | External | Shoulder | B14 | 900 | 200 | 0 | 44.67 | 35.9 | 8 | 0
2020 | RMPA_2_MAPP_US | RMPA | MAPP_US | External | Shoulder | B15 | 1203 | 200 | 0 | 44.67 | 35.9 | 8 | 0
2020 | RMPA_2_MAPP_US | RMPA | MAPP_US | External | Summer | B1 | 10 | 200 | 0 | 66.62 | 59.73 | 8 | 0
2020 | RMPA_2_MAPP_US | RMPA | MAPP_US | External | Summer | B2 | 25 | 200 | 0 | 66.62 | 59.73 | 8 | 0
2020 | RMPA_2_MAPP_US | RMPA | MAPP_US | External | Summer | B3 | 75 | 200 | 0 | 66.62 | 59.14 | 8 | 0
2020 | RMPA_2_MAPP_US | RMPA | MAPP_US | External | Summer | B4 | 100 | 200 | 0 | 59.58 | 58.75 | 8 | 0
2020 | RMPA_2_MAPP_US | RMPA | MAPP_US | External | Summer | B5 | 200 | 200 | 0 | 51.47 | 51.61 | 8 | 0
2020 | RMPA_2_MAPP_US | RMPA | MAPP_US | External | Summer | B6 | 300 | 200 | 0 | 45.33 | 46.33 | 8 | 0
2020 | RMPA_2_MAPP_US | RMPA | MAPP_US | External | Summer | B7 | 400 | 200 | 0 | 42.9 | 39.02 | 8 | 0
2020 | RMPA_2_MAPP_US | RMPA | MAPP_US | External | Summer | B8 | 500 | 200 | 0 | 42.9 | 33.72 | 8 | 0
2020 | RMPA_2_MAPP_US | RMPA | MAPP_US | External | Summer | B9 | 800 | 200 | 0 | 42.9 | 32.63 | 8 | 0
2020 | RMPA_2_MAPP_US | RMPA | MAPP_US | External | Summer | B10 | 1262 | 200 | 0 | 42.9 | 31.73 | 8 | 0
2020 | RMPA_2_MAPP_US | RMPA | MAPP_US | External | Winter | B16 | 25 | 200 | 0 | 56.14 | 44.14 | 8 | 0
2020 | RMPA_2_MAPP_US | RMPA | MAPP_US | External | Winter | B17 | 100 | 200 | 0 | 48.02 | 39.32 | 8 | 0
2020 | RMPA_2_MAPP_US | RMPA | MAPP_US | External | Winter | B18 | 400 | 200 | 0 | 48.02 | 36.09 | 8 | 0
2020 | RMPA_2_MAPP_US | RMPA | MAPP_US | External | Winter | B19 | 700 | 200 | 0 | 48.02 | 36.09 | 8 | 0
2020 | RMPA_2_MAPP_US | RMPA | MAPP_US | External | Winter | B20 | 935 | 200 | 0 | 40.32 | 35.61 | 8 | 0
2020 | RMPA_2_NE | RMPA | NE | External | Shoulder | B11 | 25 | 310 | 49.38 | 51.66 | 59.66 | 8 | 0
2020 | RMPA_2_NE | RMPA | NE | External | Shoulder | B12 | 200 | 310 | 0 | 44.67 | 44.02 | 8 | 0
2020 | RMPA_2_NE | RMPA | NE | External | Shoulder | B13 | 600 | 310 | 0 | 44.67 | 42.9 | 8 | 0
2020 | RMPA_2_NE | RMPA | NE | External | Shoulder | B14 | 900 | 310 | 0 | 44.67 | 41.86 | 8 | 0
2020 | RMPA_2_NE | RMPA | NE | External | Shoulder | B15 | 1203 | 310 | 0 | 44.67 | 41.03 | 8 | 0
2020 | RMPA_2_NE | RMPA | NE | External | Summer | B1 | 10 | 310 | 0 | 66.62 | 66.73 | 8 | 0
2020 | RMPA_2_NE | RMPA | NE | External | Summer | B2 | 25 | 310 | 0 | 66.62 | 66.73 | 8 | 0
2020 | RMPA_2_NE | RMPA | NE | External | Summer | B3 | 75 | 310 | 0 | 66.62 | 66.14 | 8 | 0
2020 | RMPA_2_NE | RMPA | NE | External | Summer | B4 | 100 | 310 | 0 | 59.58 | 65.75 | 8 | 0
2020 | RMPA_2_NE | RMPA | NE | External | Summer | B5 | 200 | 310 | 0 | 51.47 | 58.61 | 8 | 0
2020 | RMPA_2_NE | RMPA | NE | External | Summer | B6 | 300 | 310 | 184.52 | 45.33 | 53.33 | 8 | 0
2020 | RMPA_2_NE | RMPA | NE | External | Summer | B7 | 400 | 310 | 0 | 42.9 | 46.02 | 8 | 0
2020 | RMPA_2_NE | RMPA | NE | External | Summer | B8 | 500 | 310 | 0 | 42.9 | 40.72 | 8 | 0
2020 | RMPA_2_NE | RMPA | NE | External | Summer | B9 | 800 | 310 | 0 | 42.9 | 39.63 | 8 | 0
2020 | RMPA_2_NE | RMPA | NE | External | Summer | B10 | 1262 | 310 | 0 | 42.9 | 38.73 | 8 | 0
2020 | RMPA_2_NE | RMPA | NE | External | Winter | B16 | 25 | 310 | 0 | 56.14 | 51.14 | 8 | 0
2020 | RMPA_2_NE | RMPA | NE | External | Winter | B17 | 100 | 310 | 0 | 48.02 | 43.59 | 8 | 0
2020 | RMPA_2_NE | RMPA | NE | External | Winter | B18 | 400 | 310 | 0 | 48.02 | 43.09 | 8 | 0
2020 | RMPA_2_NE | RMPA | NE | External | Winter | B19 | 700 | 310 | 0 | 48.02 | 43.02 | 8 | 0
2020 | RMPA_2_NE | RMPA | NE | External | Winter | B20 | 935 | 310 | 0 | 40.32 | 42.61 | 8 | 0
2020 | RMPA_2_SPP_N | RMPA | SPP_N | External | Shoulder | B11 | 25 | 210 | 210 | 51.66 | 59.67 | 8 | 0.01
2020 | RMPA_2_SPP_N | RMPA | SPP_N | External | Shoulder | B12 | 200 | 210 | 0 | 44.67 | 44.03 | 8 | 0
2020 | RMPA_2_SPP_N | RMPA | SPP_N | External | Shoulder | B13 | 600 | 210 | 0 | 44.67 | 42.91 | 8 | 0
2020 | RMPA_2_SPP_N | RMPA | SPP_N | External | Shoulder | B14 | 900 | 210 | 0 | 44.67 | 41.87 | 8 | 0
2020 | RMPA_2_SPP_N | RMPA | SPP_N | External | Shoulder | B15 | 1203 | 210 | 0 | 44.67 | 41.04 | 8 | 0
2020 | RMPA_2_SPP_N | RMPA | SPP_N | External | Summer | B1 | 10 | 210 | 0 | 66.62 | 67.44 | 8 | 0
2020 | RMPA_2_SPP_N | RMPA | SPP_N | External | Summer | B2 | 25 | 210 | 0 | 66.62 | 67.44 | 8 | 0
2020 | RMPA_2_SPP_N | RMPA | SPP_N | External | Summer | B3 | 75 | 210 | 0 | 66.62 | 66.85 | 8 | 0
2020 | RMPA_2_SPP_N | RMPA | SPP_N | External | Summer | B4 | 100 | 210 | 0 | 59.58 | 66.46 | 8 | 0
2020 | RMPA_2_SPP_N | RMPA | SPP_N | External | Summer | B5 | 200 | 210 | 0 | 51.47 | 58.62 | 8 | 0
2020 | RMPA_2_SPP_N | RMPA | SPP_N | External | Summer | B6 | 300 | 210 | 210 | 45.33 | 54.04 | 8 | 0.72
2020 | RMPA_2_SPP_N | RMPA | SPP_N | External | Summer | B7 | 400 | 210 | 0 | 42.9 | 46.74 | 8 | 0
2020 | RMPA_2_SPP_N | RMPA | SPP_N | External | Summer | B8 | 500 | 210 | 0 | 42.9 | 41.43 | 8 | 0
2020 | RMPA_2_SPP_N | RMPA | SPP_N | External | Summer | B9 | 800 | 210 | 0 | 42.9 | 40.34 | 8 | 0
2020 | RMPA_2_SPP_N | RMPA | SPP_N | External | Summer | B10 | 1262 | 210 | 0 | 42.9 | 39.45 | 8 | 0
2020 | RMPA_2_SPP_N | RMPA | SPP_N | External | Winter | B16 | 25 | 210 | 0 | 56.14 | 51.86 | 8 | 0
2020 | RMPA_2_SPP_N | RMPA | SPP_N | External | Winter | B17 | 100 | 210 | 0 | 48.02 | 44.31 | 8 | 0
2020 | RMPA_2_SPP_N | RMPA | SPP_N | External | Winter | B18 | 400 | 210 | 0 | 48.02 | 43.81 | 8 | 0
2020 | RMPA_2_SPP_N | RMPA | SPP_N | External | Winter | B19 | 700 | 210 | 0 | 48.02 | 43.71 | 8 | 0
2020 | RMPA_2_SPP_N | RMPA | SPP_N | External | Winter | B20 | 935 | 210 | 0 | 40.32 | 43.32 | 8 | 0
2020 | SPP_N_2_RMPA | SPP_N | RMPA | External | Shoulder | B11 | 25 | 210 | 0 | 59.67 | 51.66 | 5 | 0
2020 | SPP_N_2_RMPA | SPP_N | RMPA | External | Shoulder | B12 | 200 | 210 | 0 | 44.03 | 44.67 | 5 | 0
2020 | SPP_N_2_RMPA | SPP_N | RMPA | External | Shoulder | B13 | 600 | 210 | 0 | 42.91 | 44.67 | 5 | 0
2020 | SPP_N_2_RMPA | SPP_N | RMPA | External | Shoulder | B14 | 900 | 210 | 0 | 41.87 | 44.67 | 5 | 0
2020 | SPP_N_2_RMPA | SPP_N | RMPA | External | Shoulder | B15 | 1203 | 210 | 0 | 41.04 | 44.67 | 5 | 0
2020 | SPP_N_2_RMPA | SPP_N | RMPA | External | Summer | B1 | 10 | 210 | 0 | 67.44 | 66.62 | 5 | 0
2020 | SPP_N_2_RMPA | SPP_N | RMPA | External | Summer | B2 | 25 | 210 | 0 | 67.44 | 66.62 | 5 | 0
2020 | SPP_N_2_RMPA | SPP_N | RMPA | External | Summer | B3 | 75 | 210 | 0 | 66.85 | 66.62 | 5 | 0
2020 | SPP_N_2_RMPA | SPP_N | RMPA | External | Summer | B4 | 100 | 210 | 0 | 66.46 | 59.58 | 5 | 0
2020 | SPP_N_2_RMPA | SPP_N | RMPA | External | Summer | B5 | 200 | 210 | 0 | 58.62 | 51.47 | 5 | 0
2020 | SPP_N_2_RMPA | SPP_N | RMPA | External | Summer | B6 | 300 | 210 | 0 | 54.04 | 45.33 | 5 | 0
2020 | SPP_N_2_RMPA | SPP_N | RMPA | External | Summer | B7 | 400 | 210 | 0 | 46.74 | 42.9 | 5 | 0
2020 | SPP_N_2_RMPA | SPP_N | RMPA | External | Summer | B8 | 500 | 210 | 0 | 41.43 | 42.9 | 5 | 0
2020 | SPP_N_2_RMPA | SPP_N | RMPA | External | Summer | B9 | 800 | 210 | 0 | 40.34 | 42.9 | 5 | 0
2020 | SPP_N_2_RMPA | SPP_N | RMPA | External | Summer | B10 | 1262 | 210 | 0 | 39.45 | 42.9 | 5 | 0
2020 | SPP_N_2_RMPA | SPP_N | RMPA | External | Winter | B16 | 25 | 210 | 0 | 51.86 | 56.14 | 5 | 0
2020 | SPP_N_2_RMPA | SPP_N | RMPA | External | Winter | B17 | 100 | 210 | 0 | 44.31 | 48.02 | 5 | 0
2020 | SPP_N_2_RMPA | SPP_N | RMPA | External | Winter | B18 | 400 | 210 | 0 | 43.81 | 48.02 | 5 | 0
2020 | SPP_N_2_RMPA | SPP_N | RMPA | External | Winter | B19 | 700 | 210 | 0 | 43.71 | 48.02 | 5 | 0
2020 | SPP_N_2_RMPA | SPP_N | RMPA | External | Winter | B20 | 935 | 210 | 0 | 43.32 | 40.32 | 5 | 0
2020 | SPP_S_2_ERCOT | SPP_S | ERCOT | External | Shoulder | B11 | 25 | 800 | 0 | 59.09 | 59.67 | 5 | 0
2020 | SPP_S_2_ERCOT | SPP_S | ERCOT | External | Shoulder | B12 | 200 | 800 | 0 | 43.52 | 44.56 | 5 | 0
2020 | SPP_S_2_ERCOT | SPP_S | ERCOT | External | Shoulder | B13 | 600 | 800 | 0 | 42.92 | 40.89 | 5 | 0
2020 | SPP_S_2_ERCOT | SPP_S | ERCOT | External | Shoulder | B14 | 900 | 800 | 0 | 41.86 | 40.89 | 5 | 0
2020 | SPP_S_2_ERCOT | SPP_S | ERCOT | External | Shoulder | B15 | 1203 | 800 | 0 | 41.05 | 40.89 | 5 | 0
2020 | SPP_S_2_ERCOT | SPP_S | ERCOT | External | Summer | B1 | 10 | 800 | 0 | 66.33 | 68.79 | 5 | 0
2020 | SPP_S_2_ERCOT | SPP_S | ERCOT | External | Summer | B2 | 25 | 800 | 0 | 66.33 | 66.02 | 5 | 0
2020 | SPP_S_2_ERCOT | SPP_S | ERCOT | External | Summer | B3 | 75 | 800 | 0 | 65.74 | 57.97 | 5 | 0
2020 | SPP_S_2_ERCOT | SPP_S | ERCOT | External | Summer | B4 | 100 | 800 | 0 | 65.35 | 57.97 | 5 | 0
2020 | SPP_S_2_ERCOT | SPP_S | ERCOT | External | Summer | B5 | 200 | 800 | 0 | 57.51 | 57.97 | 5 | 0
2020 | SPP_S_2_ERCOT | SPP_S | ERCOT | External | Summer | B6 | 300 | 800 | 0 | 54.06 | 57.97 | 5 | 0
2020 | SPP_S_2_ERCOT | SPP_S | ERCOT | External | Summer | B7 | 400 | 800 | 0 | 46.75 | 45.1 | 5 | 0
2020 | SPP_S_2_ERCOT | SPP_S | ERCOT | External | Summer | B8 | 500 | 800 | 0 | 41.44 | 43.2 | 5 | 0
2020 | SPP_S_2_ERCOT | SPP_S | ERCOT | External | Summer | B9 | 800 | 800 | 0 | 40.35 | 39.75 | 5 | 0
2020 | SPP_S_2_ERCOT | SPP_S | ERCOT | External | Summer | B10 | 1262 | 800 | 0 | 39.65 | 39.75 | 5 | 0
2020 | SPP_S_2_ERCOT | SPP_S | ERCOT | External | Winter | B16 | 25 | 800 | 0 | 51.87 | 55.88 | 5 | 0
2020 | SPP_S_2_ERCOT | SPP_S | ERCOT | External | Winter | B17 | 100 | 800 | 0 | 44.32 | 43.36 | 5 | 0
2020 | SPP_S_2_ERCOT | SPP_S | ERCOT | External | Winter | B18 | 400 | 800 | 0 | 43.82 | 43.36 | 5 | 0
2020 | SPP_S_2_ERCOT | SPP_S | ERCOT | External | Winter | B19 | 700 | 800 | 0 | 43.72 | 43.36 | 5 | 0
2020 | SPP_S_2_ERCOT | SPP_S | ERCOT | External | Winter | B20 | 935 | 800 | 0 | 43.52 | 43.36 | 5 | 0
2025 | AZ_NM_SNV_Coal_2_SPP_S | AZ_NM_SNV_Coal | SPP_S | External | Shoulder | B11 | 25 | 400 | 400 | 53.05 | 64.85 | 8.17 | 3.64
2025 | AZ_NM_SNV_Coal_2_SPP_S | AZ_NM_SNV_Coal | SPP_S | External | Shoulder | B12 | 200 | 400 | 0 | 53.03 | 48.58 | 8.17 | 0
2025 | AZ_NM_SNV_Coal_2_SPP_S | AZ_NM_SNV_Coal | SPP_S | External | Shoulder | B13 | 600 | 400 | 0 | 53.03 | 47.03 | 8.17 | 0
2025 | AZ_NM_SNV_Coal_2_SPP_S | AZ_NM_SNV_Coal | SPP_S | External | Shoulder | B14 | 900 | 400 | 0 | 53.03 | 45.87 | 8.17 | 0
2025 | AZ_NM_SNV_Coal_2_SPP_S | AZ_NM_SNV_Coal | SPP_S | External | Shoulder | B15 | 1203 | 400 | 0 | 46.94 | 44.98 | 8.17 | 0
2025 | AZ_NM_SNV_Coal_2_SPP_S | AZ_NM_SNV_Coal | SPP_S | External | Summer | B1 | 10 | 400 | 0 | 77.41 | 73.22 | 8.17 | 0
2025 | AZ_NM_SNV_Coal_2_SPP_S | AZ_NM_SNV_Coal | SPP_S | External | Summer | B2 | 25 | 400 | 0 | 77.41 | 73.22 | 8.17 | 0
2025 | AZ_NM_SNV_Coal_2_SPP_S | AZ_NM_SNV_Coal | SPP_S | External | Summer | B3 | 75 | 400 | 0 | 77.41 | 73.01 | 8.17 | 0
2025 | AZ_NM_SNV_Coal_2_SPP_S | AZ_NM_SNV_Coal | SPP_S | External | Summer | B4 | 100 | 400 | 0 | 74.72 | 72.33 | 8.17 | 0
2025 | AZ_NM_SNV_Coal_2_SPP_S | AZ_NM_SNV_Coal | SPP_S | External | Summer | B5 | 200 | 400 | 0 | 64.12 | 63.16 | 8.17 | 0
2025 | AZ_NM_SNV_Coal_2_SPP_S | AZ_NM_SNV_Coal | SPP_S | External | Summer | B6 | 300 | 400 | 0 | 56.53 | 58.6 | 8.17 | 0
2025 | AZ_NM_SNV_Coal_2_SPP_S | AZ_NM_SNV_Coal | SPP_S | External | Summer | B7 | 400 | 400 | 0 | 55.66 | 49.9 | 8.17 | 0
2025 | AZ_NM_SNV_Coal_2_SPP_S | AZ_NM_SNV_Coal | SPP_S | External | Summer | B8 | 500 | 400 | 0 | 55.66 | 45.4 | 8.17 | 0
2025 | AZ_NM_SNV_Coal_2_SPP_S | AZ_NM_SNV_Coal | SPP_S | External | Summer | B9 | 800 | 400 | 0 | 55.64 | 44.26 | 8.17 | 0
2025 | AZ_NM_SNV_Coal_2_SPP_S | AZ_NM_SNV_Coal | SPP_S | External | Summer | B10 | 1262 | 400 | 0 | 51.51 | 43.33 | 8.17 | 0
2025 | AZ_NM_SNV_Coal_2_SPP_S | AZ_NM_SNV_Coal | SPP_S | External | Winter | B16 | 25 | 400 | 0 | 56.07 | 63.89 | 8.17 | 0
2025 | AZ_NM_SNV_Coal_2_SPP_S | AZ_NM_SNV_Coal | SPP_S | External | Winter | B17 | 100 | 400 | 0 | 56.07 | 49.77 | 8.17 | 0
2025 | AZ_NM_SNV_Coal_2_SPP_S | AZ_NM_SNV_Coal | SPP_S | External | Winter | B18 | 400 | 400 | 0 | 56.05 | 48.03 | 8.17 | 0
2025 | AZ_NM_SNV_Coal_2_SPP_S | AZ_NM_SNV_Coal | SPP_S | External | Winter | B19 | 700 | 400 | 0 | 56.05 | 48.03 | 8.17 | 0
2025 | AZ_NM_SNV_Coal_2_SPP_S | AZ_NM_SNV_Coal | SPP_S | External | Winter | B20 | 935 | 400 | 0 | 50.23 | 47.33 | 8.17 | 0
2025 | ERCOT_2_SPP_S | ERCOT | SPP_S | External | Shoulder | B11 | 25 | 800 | 0 | 65.47 | 64.85 | 8 | 0
2025 | ERCOT_2_SPP_S | ERCOT | SPP_S | External | Shoulder | B12 | 200 | 800 | 0 | 53.58 | 48.58 | 8 | 0
2025 | ERCOT_2_SPP_S | ERCOT | SPP_S | External | Shoulder | B13 | 600 | 800 | 0 | 44.79 | 47.03 | 8 | 0
2025 | ERCOT_2_SPP_S | ERCOT | SPP_S | External | Shoulder | B14 | 900 | 800 | 0 | 44.79 | 45.87 | 8 | 0
2025 | ERCOT_2_SPP_S | ERCOT | SPP_S | External | Shoulder | B15 | 1203 | 800 | 0 | 44.79 | 44.98 | 8 | 0
2025 | ERCOT_2_SPP_S | ERCOT | SPP_S | External | Summer | B1 | 10 | 800 | 0 | 74.91 | 73.22 | 8 | 0
2025 | ERCOT_2_SPP_S | ERCOT | SPP_S | External | Summer | B2 | 25 | 800 | 0 | 74.91 | 73.22 | 8 | 0
2025 | ERCOT_2_SPP_S | ERCOT | SPP_S | External | Summer | B3 | 75 | 800 | 0 | 73.5 | 73.01 | 8 | 0
2025 | ERCOT_2_SPP_S | ERCOT | SPP_S | External | Summer | B4 | 100 | 800 | 800 | 63.6 | 72.33 | 8 | 0.73
2025 | ERCOT_2_SPP_S | ERCOT | SPP_S | External | Summer | B5 | 200 | 800 | 0 | 63.6 | 63.16 | 8 | 0
2025 | ERCOT_2_SPP_S | ERCOT | SPP_S | External | Summer | B6 | 300 | 800 | 0 | 63.6 | 58.6 | 8 | 0
2025 | ERCOT_2_SPP_S | ERCOT | SPP_S | External | Summer | B7 | 400 | 800 | 0 | 63.6 | 49.9 | 8 | 0
2025 | ERCOT_2_SPP_S | ERCOT | SPP_S | External | Summer | B8 | 500 | 800 | 0 | 47.46 | 45.4 | 8 | 0
2025 | ERCOT_2_SPP_S | ERCOT | SPP_S | External | Summer | B9 | 800 | 800 | 0 | 43.54 | 44.26 | 8 | 0
2025 | ERCOT_2_SPP_S | ERCOT | SPP_S | External | Summer | B10 | 1262 | 800 | 0 | 43.54 | 43.33 | 8 | 0
2025 | ERCOT_2_SPP_S | ERCOT | SPP_S | External | Winter | B16 | 25 | 800 | 0 | 69.51 | 63.89 | 8 | 0
2025 | ERCOT_2_SPP_S | ERCOT | SPP_S | External | Winter | B17 | 100 | 800 | 0 | 51.81 | 49.77 | 8 | 0
2025 | ERCOT_2_SPP_S | ERCOT | SPP_S | External | Winter | B18 | 400 | 800 | 0 | 47.51 | 48.03 | 8 | 0
2025 | ERCOT_2_SPP_S | ERCOT | SPP_S | External | Winter | B19 | 700 | 800 | 0 | 47.51 | 48.03 | 8 | 0
2025 | ERCOT_2_SPP_S | ERCOT | SPP_S | External | Winter | B20 | 935 | 800 | 0 | 47.51 | 47.33 | 8 | 0
2025 | MAPP_US_2_RMPA | MAPP_US | RMPA | External | Shoulder | B11 | 25 | 200 | 0 | 57.91 | 49.47 | 8 | 0
2025 | MAPP_US_2_RMPA | MAPP_US | RMPA | External | Shoulder | B12 | 200 | 200 | 0 | 41.58 | 49.47 | 8 | 0
2025 | MAPP_US_2_RMPA | MAPP_US | RMPA | External | Shoulder | B13 | 600 | 200 | 200 | 40.03 | 49.42 | 8 | 1.39
2025 | MAPP_US_2_RMPA | MAPP_US | RMPA | External | Shoulder | B14 | 900 | 200 | 200 | 40.03 | 49.42 | 8 | 1.39
2025 | MAPP_US_2_RMPA | MAPP_US | RMPA | External | Shoulder | B15 | 1203 | 200 | 0 | 37.95 | 44.87 | 8 | 0
2025 | MAPP_US_2_RMPA | MAPP_US | RMPA | External | Summer | B1 | 10 | 200 | 0 | 66.45 | 73.19 | 8 | 0
2025 | MAPP_US_2_RMPA | MAPP_US | RMPA | External | Summer | B2 | 25 | 200 | 0 | 66.28 | 66.03 | 8 | 0
2025 | MAPP_US_2_RMPA | MAPP_US | RMPA | External | Summer | B3 | 75 | 200 | 0 | 66.07 | 66.9 | 8 | 0
2025 | MAPP_US_2_RMPA | MAPP_US | RMPA | External | Summer | B4 | 100 | 200 | 0 | 65.39 | 63.8 | 8 | 0
2025 | MAPP_US_2_RMPA | MAPP_US | RMPA | External | Summer | B5 | 200 | 200 | 0 | 56.96 | 55.96 | 8 | 0
2025 | MAPP_US_2_RMPA | MAPP_US | RMPA | External | Summer | B6 | 300 | 200 | 0 | 50.85 | 47.47 | 8 | 0
2025 | MAPP_US_2_RMPA | MAPP_US | RMPA | External | Summer | B7 | 400 | 200 | 0 | 42.14 | 47.47 | 8 | 0
2025 | MAPP_US_2_RMPA | MAPP_US | RMPA | External | Summer | B8 | 500 | 200 | 200 | 37.64 | 47.47 | 8 | 1.83
2025 | MAPP_US_2_RMPA | MAPP_US | RMPA | External | Summer | B9 | 800 | 200 | 200 | 36.51 | 47.47 | 8 | 2.97
2025 | MAPP_US_2_RMPA | MAPP_US | RMPA | External | Summer | B10 | 1262 | 200 | 0 | 35.57 | 43.34 | 8 | 0
2025 | MAPP_US_2_RMPA | MAPP_US | RMPA | External | Winter | B16 | 25 | 200 | 0 | 56.13 | 57.22 | 8 | 0
2025 | MAPP_US_2_RMPA | MAPP_US | RMPA | External | Winter | B17 | 100 | 200 | 200 | 44.36 | 53.2 | 8 | 0.85
2025 | MAPP_US_2_RMPA | MAPP_US | RMPA | External | Winter | B18 | 400 | 200 | 200 | 40.28 | 52.28 | 8 | 4
2025 | MAPP_US_2_RMPA | MAPP_US | RMPA | External | Winter | B19 | 700 | 200 | 200 | 40.28 | 52.28 | 8 | 4
2025 | MAPP_US_2_RMPA | MAPP_US | RMPA | External | Winter | B20 | 935 | 200 | 0 | 39.57 | 41.14 | 8 | 0
2025 | NE_2_RMPA | NE | RMPA | External | Shoulder | B11 | 25 | 310 | 0 | 64.91 | 49.47 | 5 | 0
2025 | NE_2_RMPA | NE | RMPA | External | Shoulder | B12 | 200 | 310 | 0 | 48.58 | 49.47 | 5 | 0
2025 | NE_2_RMPA | NE | RMPA | External | Shoulder | B13 | 600 | 310 | 0 | 47.03 | 49.42 | 5 | 0
2025 | NE_2_RMPA | NE | RMPA | External | Shoulder | B14 | 900 | 310 | 0 | 45.87 | 49.42 | 5 | 0
2025 | NE_2_RMPA | NE | RMPA | External | Shoulder | B15 | 1203 | 310 | 0 | 44.95 | 44.87 | 5 | 0
2025 | NE_2_RMPA | NE | RMPA | External | Summer | B1 | 10 | 310 | 0 | 73.45 | 73.19 | 5 | 0
2025 | NE_2_RMPA | NE | RMPA | External | Summer | B2 | 25 | 310 | 0 | 73.28 | 66.03 | 5 | 0
2025 | NE_2_RMPA | NE | RMPA | External | Summer | B3 | 75 | 310 | 0 | 73.07 | 66.9 | 5 | 0
2025 | NE_2_RMPA | NE | RMPA | External | Summer | B4 | 100 | 310 | 0 | 72.39 | 63.8 | 5 | 0
2025 | NE_2_RMPA | NE | RMPA | External | Summer | B5 | 200 | 310 | 0 | 63.96 | 55.96 | 5 | 0
2025 | NE_2_RMPA | NE | RMPA | External | Summer | B6 | 300 | 310 | 0 | 57.85 | 47.47 | 5 | 0
2025 | NE_2_RMPA | NE | RMPA | External | Summer | B7 | 400 | 310 | 0 | 49.14 | 47.47 | 5 | 0
2025 | NE_2_RMPA | NE | RMPA | External | Summer | B8 | 500 | 310 | 0 | 44.64 | 47.47 | 5 | 0
2025 | NE_2_RMPA | NE | RMPA | External | Summer | B9 | 800 | 310 | 0 | 43.51 | 47.47 | 5 | 0
2025 | NE_2_RMPA | NE | RMPA | External | Summer | B10 | 1262 | 310 | 0 | 42.57 | 43.34 | 5 | 0
2025 | NE_2_RMPA | NE | RMPA | External | Winter | B16 | 25 | 310 | 0 | 63.13 | 57.22 | 5 | 0
2025 | NE_2_RMPA | NE | RMPA | External | Winter | B17 | 100 | 310 | 0 | 49.02 | 53.2 | 5 | 0
2025 | NE_2_RMPA | NE | RMPA | External | Winter | B18 | 400 | 310 | 78.78 | 47.28 | 52.28 | 5 | 0
2025 | NE_2_RMPA | NE | RMPA | External | Winter | B19 | 700 | 310 | 77.64 | 47.28 | 52.28 | 5 | 0
2025 | NE_2_RMPA | NE | RMPA | External | Winter | B20 | 935 | 310 | 0 | 46.57 | 41.14 | 5 | 0
2025 | NWPP_Coal_2_MAPP_US | NWPP_Coal | MAPP_US | External | Shoulder | B11 | 25 | 150 | 0 | 53.03 | 57.91 | 8 | 0
2025 | NWPP_Coal_2_MAPP_US | NWPP_Coal | MAPP_US | External | Shoulder | B12 | 200 | 150 | 0 | 53.03 | 41.58 | 8 | 0
2025 | NWPP_Coal_2_MAPP_US | NWPP_Coal | MAPP_US | External | Shoulder | B13 | 600 | 150 | 0 | 53.03 | 40.03 | 8 | 0
2025 | NWPP_Coal_2_MAPP_US | NWPP_Coal | MAPP_US | External | Shoulder | B14 | 900 | 150 | 0 | 53.03 | 40.03 | 8 | 0
2025 | NWPP_Coal_2_MAPP_US | NWPP_Coal | MAPP_US | External | Shoulder | B15 | 1203 | 150 | 0 | 53.03 | 37.95 | 8 | 0
2025 | NWPP_Coal_2_MAPP_US | NWPP_Coal | MAPP_US | External | Summer | B1 | 10 | 150 | 0 | 60.9 | 66.45 | 8 | 0
2025 | NWPP_Coal_2_MAPP_US | NWPP_Coal | MAPP_US | External | Summer | B2 | 25 | 150 | 150 | 55.64 | 66.28 | 8 | 2.64
2025 | NWPP_Coal_2_MAPP_US | NWPP_Coal | MAPP_US | External | Summer | B3 | 75 | 150 | 150 | 55.64 | 66.07 | 8 | 2.43
2025 | NWPP_Coal_2_MAPP_US | NWPP_Coal | MAPP_US | External | Summer | B4 | 100 | 150 | 150 | 55.64 | 65.39 | 8 | 1.76
2025 | NWPP_Coal_2_MAPP_US | NWPP_Coal | MAPP_US | External | Summer | B5 | 200 | 150 | 0 | 55.64 | 56.96 | 8 | 0
2025 | NWPP_Coal_2_MAPP_US | NWPP_Coal | MAPP_US | External | Summer | B6 | 300 | 150 | 0 | 55.64 | 50.85 | 8 | 0
2025 | NWPP_Coal_2_MAPP_US | NWPP_Coal | MAPP_US | External | Summer | B7 | 400 | 150 | 0 | 55.64 | 42.14 | 8 | 0
2025 | NWPP_Coal_2_MAPP_US | NWPP_Coal | MAPP_US | External | Summer | B8 | 500 | 150 | 0 | 55.64 | 37.64 | 8 | 0
2025 | NWPP_Coal_2_MAPP_US | NWPP_Coal | MAPP_US | External | Summer | B9 | 800 | 150 | 0 | 55.64 | 36.51 | 8 | 0
2025 | NWPP_Coal_2_MAPP_US | NWPP_Coal | MAPP_US | External | Summer | B10 | 1262 | 150 | 0 | 55.64 | 35.57 | 8 | 0
2025 | NWPP_Coal_2_MAPP_US | NWPP_Coal | MAPP_US | External | Winter | B16 | 25 | 150 | 0 | 56.04 | 56.13 | 8 | 0
2025 | NWPP_Coal_2_MAPP_US | NWPP_Coal | MAPP_US | External | Winter | B17 | 100 | 150 | 0 | 56.04 | 44.36 | 8 | 0
2025 | NWPP_Coal_2_MAPP_US | NWPP_Coal | MAPP_US | External | Winter | B18 | 400 | 150 | 0 | 56.04 | 40.28 | 8 | 0
2025 | NWPP_Coal_2_MAPP_US | NWPP_Coal | MAPP_US | External | Winter | B19 | 700 | 150 | 0 | 56.04 | 40.28 | 8 | 0
2025 | NWPP_Coal_2_MAPP_US | NWPP_Coal | MAPP_US | External | Winter | B20 | 935 | 150 | 0 | 56.04 | 39.57 | 8 | 0
2025 | RMPA_2_MAPP_US | RMPA | MAPP_US | External | Shoulder | B11 | 25 | 200 | 200 | 49.47 | 57.91 | 8 | 0.44
2025 | RMPA_2_MAPP_US | RMPA | MAPP_US | External | Shoulder | B12 | 200 | 200 | 0 | 49.47 | 41.58 | 8 | 0
2025 | RMPA_2_MAPP_US | RMPA | MAPP_US | External | Shoulder | B13 | 600 | 200 | 0 | 49.42 | 40.03 | 8 | 0
2025 | RMPA_2_MAPP_US | RMPA | MAPP_US | External | Shoulder | B14 | 900 | 200 | 0 | 49.42 | 40.03 | 8 | 0
2025 | RMPA_2_MAPP_US | RMPA | MAPP_US | External | Shoulder | B15 | 1203 | 200 | 0 | 44.87 | 37.95 | 8 | 0
2025 | RMPA_2_MAPP_US | RMPA | MAPP_US | External | Summer | B1 | 10 | 200 | 0 | 73.19 | 66.45 | 8 | 0
2025 | RMPA_2_MAPP_US | RMPA | MAPP_US | External | Summer | B2 | 25 | 200 | 0 | 66.03 | 66.28 | 8 | 0
2025 | RMPA_2_MAPP_US | RMPA | MAPP_US | External | Summer | B3 | 75 | 200 | 0 | 66.9 | 66.07 | 8 | 0
2025 | RMPA_2_MAPP_US | RMPA | MAPP_US | External | Summer | B4 | 100 | 200 | 0 | 63.8 | 65.39 | 8 | 0
2025 | RMPA_2_MAPP_US | RMPA | MAPP_US | External | Summer | B5 | 200 | 200 | 0 | 55.96 | 56.96 | 8 | 0
2025 | RMPA_2_MAPP_US | RMPA | MAPP_US | External | Summer | B6 | 300 | 200 | 0 | 47.47 | 50.85 | 8 | 0
2025 | RMPA_2_MAPP_US | RMPA | MAPP_US | External | Summer | B7 | 400 | 200 | 0 | 47.47 | 42.14 | 8 | 0
2025 | RMPA_2_MAPP_US | RMPA | MAPP_US | External | Summer | B8 | 500 | 200 | 0 | 47.47 | 37.64 | 8 | 0
2025 | RMPA_2_MAPP_US | RMPA | MAPP_US | External | Summer | B9 | 800 | 200 | 0 | 47.47 | 36.51 | 8 | 0
2025 | RMPA_2_MAPP_US | RMPA | MAPP_US | External | Summer | B10 | 1262 | 200 | 0 | 43.34 | 35.57 | 8 | 0
2025 | RMPA_2_MAPP_US | RMPA | MAPP_US | External | Winter | B16 | 25 | 200 | 0 | 57.22 | 56.13 | 8 | 0
2025 | RMPA_2_MAPP_US | RMPA | MAPP_US | External | Winter | B17 | 100 | 200 | 0 | 53.2 | 44.36 | 8 | 0
2025 | RMPA_2_MAPP_US | RMPA | MAPP_US | External | Winter | B18 | 400 | 200 | 0 | 52.28 | 40.28 | 8 | 0
2025 | RMPA_2_MAPP_US | RMPA | MAPP_US | External | Winter | B19 | 700 | 200 | 0 | 52.28 | 40.28 | 8 | 0
2025 | RMPA_2_MAPP_US | RMPA | MAPP_US | External | Winter | B20 | 935 | 200 | 0 | 41.14 | 39.57 | 8 | 0
2025 | RMPA_2_NE | RMPA | NE | External | Shoulder | B11 | 25 | 310 | 310 | 49.47 | 64.91 | 8 | 7.44
2025 | RMPA_2_NE | RMPA | NE | External | Shoulder | B12 | 200 | 310 | 0 | 49.47 | 48.58 | 8 | 0
2025 | RMPA_2_NE | RMPA | NE | External | Shoulder | B13 | 600 | 310 | 0 | 49.42 | 47.03 | 8 | 0
2025 | RMPA_2_NE | RMPA | NE | External | Shoulder | B14 | 900 | 310 | 0 | 49.42 | 45.87 | 8 | 0
2025 | RMPA_2_NE | RMPA | NE | External | Shoulder | B15 | 1203 | 310 | 0 | 44.87 | 44.95 | 8 | 0
2025 | RMPA_2_NE | RMPA | NE | External | Summer | B1 | 10 | 310 | 0 | 73.19 | 73.45 | 8 | 0
2025 | RMPA_2_NE | RMPA | NE | External | Summer | B2 | 25 | 310 | 0 | 66.03 | 73.28 | 8 | 0
2025 | RMPA_2_NE | RMPA | NE | External | Summer | B3 | 75 | 310 | 0 | 66.9 | 73.07 | 8 | 0
2025 | RMPA_2_NE | RMPA | NE | External | Summer | B4 | 100 | 310 | 310 | 63.8 | 72.39 | 8 | 0.59
2025 | RMPA_2_NE | RMPA | NE | External | Summer | B5 | 200 | 310 | 118.9 | 55.96 | 63.96 | 8 | 0
2025 | RMPA_2_NE | RMPA | NE | External | Summer | B6 | 300 | 310 | 310 | 47.47 | 57.85 | 8 | 2.37
2025 | RMPA_2_NE | RMPA | NE | External | Summer | B7 | 400 | 310 | 0 | 47.47 | 49.14 | 8 | 0
2025 | RMPA_2_NE | RMPA | NE | External | Summer | B8 | 500 | 310 | 0 | 47.47 | 44.64 | 8 | 0
2025 | RMPA_2_NE | RMPA | NE | External | Summer | B9 | 800 | 310 | 0 | 47.47 | 43.51 | 8 | 0
2025 | RMPA_2_NE | RMPA | NE | External | Summer | B10 | 1262 | 310 | 0 | 43.34 | 42.57 | 8 | 0
2025 | RMPA_2_NE | RMPA | NE | External | Winter | B16 | 25 | 310 | 0 | 57.22 | 63.13 | 8 | 0
2025 | RMPA_2_NE | RMPA | NE | External | Winter | B17 | 100 | 310 | 0 | 53.2 | 49.02 | 8 | 0
2025 | RMPA_2_NE | RMPA | NE | External | Winter | B18 | 400 | 310 | 0 | 52.28 | 47.28 | 8 | 0
2025 | RMPA_2_NE | RMPA | NE | External | Winter | B19 | 700 | 310 | 0 | 52.28 | 47.28 | 8 | 0
2025 | RMPA_2_NE | RMPA | NE | External | Winter | B20 | 935 | 310 | 0 | 41.14 | 46.57 | 8 | 0
2025 | RMPA_2_SPP_N | RMPA | SPP_N | External | Shoulder | B11 | 25 | 210 | 210 | 49.47 | 65.65 | 8 | 8.18
2025 | RMPA_2_SPP_N | RMPA | SPP_N | External | Shoulder | B12 | 200 | 210 | 0 | 49.47 | 48.59 | 8 | 0
2025 | RMPA_2_SPP_N | RMPA | SPP_N | External | Shoulder | B13 | 600 | 210 | 0 | 49.42 | 47.04 | 8 | 0
2025 | RMPA_2_SPP_N | RMPA | SPP_N | External | Shoulder | B14 | 900 | 210 | 0 | 49.42 | 45.88 | 8 | 0
2025 | RMPA_2_SPP_N | RMPA | SPP_N | External | Shoulder | B15 | 1203 | 210 | 0 | 44.87 | 44.97 | 8 | 0
2025 | RMPA_2_SPP_N | RMPA | SPP_N | External | Summer | B1 | 10 | 210 | 0 | 73.19 | 74.03 | 8 | 0
2025 | RMPA_2_SPP_N | RMPA | SPP_N | External | Summer | B2 | 25 | 210 | 59.09 | 66.03 | 74.03 | 8 | 0
2025 | RMPA_2_SPP_N | RMPA | SPP_N | External | Summer | B3 | 75 | 210 | 0 | 66.9 | 73.81 | 8 | 0
2025 | RMPA_2_SPP_N | RMPA | SPP_N | External | Summer | B4 | 100 | 210 | 210 | 63.8 | 73.14 | 8 | 1.33
2025 | RMPA_2_SPP_N | RMPA | SPP_N | External | Summer | B5 | 200 | 210 | 210 | 55.96 | 63.97 | 8 | 0.01
2025 | RMPA_2_SPP_N | RMPA | SPP_N | External | Summer | B6 | 300 | 210 | 210 | 47.47 | 58.59 | 8 | 3.12
2025 | RMPA_2_SPP_N | RMPA | SPP_N | External | Summer | B7 | 400 | 210 | 0 | 47.47 | 49.89 | 8 | 0
2025 | RMPA_2_SPP_N | RMPA | SPP_N | External | Summer | B8 | 500 | 210 | 0 | 47.47 | 45.39 | 8 | 0
2025 | RMPA_2_SPP_N | RMPA | SPP_N | External | Summer | B9 | 800 | 210 | 0 | 47.47 | 44.25 | 8 | 0
2025 | RMPA_2_SPP_N | RMPA | SPP_N | External | Summer | B10 | 1262 | 210 | 0 | 43.34 | 43.31 | 8 | 0
2025 | RMPA_2_SPP_N | RMPA | SPP_N | External | Winter | B16 | 25 | 210 | 0 | 57.22 | 63.88 | 8 | 0
2025 | RMPA_2_SPP_N | RMPA | SPP_N | External | Winter | B17 | 100 | 210 | 0 | 53.2 | 49.76 | 8 | 0
2025 | RMPA_2_SPP_N | RMPA | SPP_N | External | Winter | B18 | 400 | 210 | 0 | 52.28 | 48.02 | 8 | 0
2025 | RMPA_2_SPP_N | RMPA | SPP_N | External | Winter | B19 | 700 | 210 | 0 | 52.28 | 48.02 | 8 | 0
2025 | RMPA_2_SPP_N | RMPA | SPP_N | External | Winter | B20 | 935 | 210 | 0 | 41.14 | 47.32 | 8 | 0
2025 | SPP_N_2_RMPA | SPP_N | RMPA | External | Shoulder | B11 | 25 | 210 | 0 | 65.65 | 49.47 | 5 | 0
2025 | SPP_N_2_RMPA | SPP_N | RMPA | External | Shoulder | B12 | 200 | 210 | 0 | 48.59 | 49.47 | 5 | 0
2025 | SPP_N_2_RMPA | SPP_N | RMPA | External | Shoulder | B13 | 600 | 210 | 0 | 47.04 | 49.42 | 5 | 0
2025 | SPP_N_2_RMPA | SPP_N | RMPA | External | Shoulder | B14 | 900 | 210 | 0 | 45.88 | 49.42 | 5 | 0
2025 | SPP_N_2_RMPA | SPP_N | RMPA | External | Shoulder | B15 | 1203 | 210 | 0 | 44.97 | 44.87 | 5 | 0
2025 | SPP_N_2_RMPA | SPP_N | RMPA | External | Summer | B1 | 10 | 210 | 0 | 74.03 | 73.19 | 5 | 0
2025 | SPP_N_2_RMPA | SPP_N | RMPA | External | Summer | B2 | 25 | 210 | 0 | 74.03 | 66.03 | 5 | 0
2025 | SPP_N_2_RMPA | SPP_N | RMPA | External | Summer | B3 | 75 | 210 | 0 | 73.81 | 66.9 | 5 | 0
2025 | SPP_N_2_RMPA | SPP_N | RMPA | External | Summer | B4 | 100 | 210 | 0 | 73.14 | 63.8 | 5 | 0
2025 | SPP_N_2_RMPA | SPP_N | RMPA | External | Summer | B5 | 200 | 210 | 0 | 63.97 | 55.96 | 5 | 0
2025 | SPP_N_2_RMPA | SPP_N | RMPA | External | Summer | B6 | 300 | 210 | 0 | 58.59 | 47.47 | 5 | 0
2025 | SPP_N_2_RMPA | SPP_N | RMPA | External | Summer | B7 | 400 | 210 | 0 | 49.89 | 47.47 | 5 | 0
2025 | SPP_N_2_RMPA | SPP_N | RMPA | External | Summer | B8 | 500 | 210 | 0 | 45.39 | 47.47 | 5 | 0
2025 | SPP_N_2_RMPA | SPP_N | RMPA | External | Summer | B9 | 800 | 210 | 0 | 44.25 | 47.47 | 5 | 0
2025 | SPP_N_2_RMPA | SPP_N | RMPA | External | Summer | B10 | 1262 | 210 | 0 | 43.31 | 43.34 | 5 | 0
2025 | SPP_N_2_RMPA | SPP_N | RMPA | External | Winter | B16 | 25 | 210 | 0 | 63.88 | 57.22 | 5 | 0
2025 | SPP_N_2_RMPA | SPP_N | RMPA | External | Winter | B17 | 100 | 210 | 0 | 49.76 | 53.2 | 5 | 0
2025 | SPP_N_2_RMPA | SPP_N | RMPA | External | Winter | B18 | 400 | 210 | 0 | 48.02 | 52.28 | 5 | 0
2025 | SPP_N_2_RMPA | SPP_N | RMPA | External | Winter | B19 | 700 | 210 | 0 | 48.02 | 52.28 | 5 | 0
2025 | SPP_N_2_RMPA | SPP_N | RMPA | External | Winter | B20 | 935 | 210 | 0 | 47.32 | 41.14 | 5 | 0
2025 | SPP_S_2_ERCOT | SPP_S | ERCOT | External | Shoulder | B11 | 25 | 800 | 0 | 64.85 | 65.47 | 5 | 0
2025 | SPP_S_2_ERCOT | SPP_S | ERCOT | External | Shoulder | B12 | 200 | 800 | 65.12 | 48.58 | 53.58 | 5 | 0
2025 | SPP_S_2_ERCOT | SPP_S | ERCOT | External | Shoulder | B13 | 600 | 800 | 0 | 47.03 | 44.79 | 5 | 0
2025 | SPP_S_2_ERCOT | SPP_S | ERCOT | External | Shoulder | B14 | 900 | 800 | 0 | 45.87 | 44.79 | 5 | 0
2025 | SPP_S_2_ERCOT | SPP_S | ERCOT | External | Shoulder | B15 | 1203 | 800 | 0 | 44.98 | 44.79 | 5 | 0
2025 | SPP_S_2_ERCOT | SPP_S | ERCOT | External | Summer | B1 | 10 | 800 | 0 | 73.22 | 74.91 | 5 | 0
2025 | SPP_S_2_ERCOT | SPP_S | ERCOT | External | Summer | B2 | 25 | 800 | 0 | 73.22 | 74.91 | 5 | 0
2025 | SPP_S_2_ERCOT | SPP_S | ERCOT | External | Summer | B3 | 75 | 800 | 0 | 73.01 | 73.5 | 5 | 0
2025 | SPP_S_2_ERCOT | SPP_S | ERCOT | External | Summer | B4 | 100 | 800 | 0 | 72.33 | 63.6 | 5 | 0
2025 | SPP_S_2_ERCOT | SPP_S | ERCOT | External | Summer | B5 | 200 | 800 | 0 | 63.16 | 63.6 | 5 | 0
2025 | SPP_S_2_ERCOT | SPP_S | ERCOT | External | Summer | B6 | 300 | 800 | 625.85 | 58.6 | 63.6 | 5 | 0
2025 | SPP_S_2_ERCOT | SPP_S | ERCOT | External | Summer | B7 | 400 | 800 | 800 | 49.9 | 63.6 | 5 | 8.7
2025 | SPP_S_2_ERCOT | SPP_S | ERCOT | External | Summer | B8 | 500 | 800 | 0 | 45.4 | 47.46 | 5 | 0
2025 | SPP_S_2_ERCOT | SPP_S | ERCOT | External | Summer | B9 | 800 | 800 | 0 | 44.26 | 43.54 | 5 | 0
2025 | SPP_S_2_ERCOT | SPP_S | ERCOT | External | Summer | B10 | 1262 | 800 | 0 | 43.33 | 43.54 | 5 | 0
2025 | SPP_S_2_ERCOT | SPP_S | ERCOT | External | Winter | B16 | 25 | 800 | 800 | 63.89 | 69.51 | 5 | 0.62
2025 | SPP_S_2_ERCOT | SPP_S | ERCOT | External | Winter | B17 | 100 | 800 | 0 | 49.77 | 51.81 | 5 | 0
2025 | SPP_S_2_ERCOT | SPP_S | ERCOT | External | Winter | B18 | 400 | 800 | 0 | 48.03 | 47.51 | 5 | 0
2025 | SPP_S_2_ERCOT | SPP_S | ERCOT | External | Winter | B19 | 700 | 800 | 0 | 48.03 | 47.51 | 5 | 0
2025 | SPP_S_2_ERCOT | SPP_S | ERCOT | External | Winter | B20 | 935 | 800 | 0 | 47.33 | 47.51 | 5 | 0
2030 | AZ_NM_SNV_Coal_2_SPP_S | AZ_NM_SNV_Coal | SPP_S | External | Shoulder | B11 | 25 | 400 | 400 | 60.96 | 70.76 | 8.17 | 1.63
2030 | AZ_NM_SNV_Coal_2_SPP_S | AZ_NM_SNV_Coal | SPP_S | External | Shoulder | B12 | 200 | 400 | 0 | 60.07 | 51.25 | 8.17 | 0
2030 | AZ_NM_SNV_Coal_2_SPP_S | AZ_NM_SNV_Coal | SPP_S | External | Shoulder | B13 | 600 | 400 | 0 | 60.06 | 50.74 | 8.17 | 0
2030 | AZ_NM_SNV_Coal_2_SPP_S | AZ_NM_SNV_Coal | SPP_S | External | Shoulder | B14 | 900 | 400 | 0 | 60.06 | 49.01 | 8.17 | 0
2030 | AZ_NM_SNV_Coal_2_SPP_S | AZ_NM_SNV_Coal | SPP_S | External | Shoulder | B15 | 1203 | 400 | 0 | 53.29 | 48.9 | 8.17 | 0
2030 | AZ_NM_SNV_Coal_2_SPP_S | AZ_NM_SNV_Coal | SPP_S | External | Summer | B1 | 10 | 400 | 0 | 88.75 | 79.88 | 8.17 | 0
2030 | AZ_NM_SNV_Coal_2_SPP_S | AZ_NM_SNV_Coal | SPP_S | External | Summer | B2 | 25 | 400 | 0 | 88.75 | 79.88 | 8.17 | 0
2030 | AZ_NM_SNV_Coal_2_SPP_S | AZ_NM_SNV_Coal | SPP_S | External | Summer | B3 | 75 | 400 | 0 | 88.75 | 79.88 | 8.17 | 0
2030 | AZ_NM_SNV_Coal_2_SPP_S | AZ_NM_SNV_Coal | SPP_S | External | Summer | B4 | 100 | 400 | 0 | 83.52 | 78.36 | 8.17 | 0
2030 | AZ_NM_SNV_Coal_2_SPP_S | AZ_NM_SNV_Coal | SPP_S | External | Summer | B5 | 200 | 400 | 0 | 81.56 | 71.29 | 8.17 | 0
2030 | AZ_NM_SNV_Coal_2_SPP_S | AZ_NM_SNV_Coal | SPP_S | External | Summer | B6 | 300 | 400 | 0 | 68.21 | 64.84 | 8.17 | 0
2030 | AZ_NM_SNV_Coal_2_SPP_S | AZ_NM_SNV_Coal | SPP_S | External | Summer | B7 | 400 | 400 | 0 | 60.07 | 55.12 | 8.17 | 0
2030 | AZ_NM_SNV_Coal_2_SPP_S | AZ_NM_SNV_Coal | SPP_S | External | Summer | B8 | 500 | 400 | 0 | 60.07 | 49.48 | 8.17 | 0
2030 | AZ_NM_SNV_Coal_2_SPP_S | AZ_NM_SNV_Coal | SPP_S | External | Summer | B9 | 800 | 400 | 0 | 60.05 | 47.32 | 8.17 | 0
2030 | AZ_NM_SNV_Coal_2_SPP_S | AZ_NM_SNV_Coal | SPP_S | External | Summer | B10 | 1262 | 400 | 0 | 58.82 | 47.21 | 8.17 | 0
2030 | AZ_NM_SNV_Coal_2_SPP_S | AZ_NM_SNV_Coal | SPP_S | External | Winter | B16 | 25 | 400 | 0 | 64.19 | 66.71 | 8.17 | 0
2030 | AZ_NM_SNV_Coal_2_SPP_S | AZ_NM_SNV_Coal | SPP_S | External | Winter | B17 | 100 | 400 | 0 | 64.19 | 54.77 | 8.17 | 0
2030 | AZ_NM_SNV_Coal_2_SPP_S | AZ_NM_SNV_Coal | SPP_S | External | Winter | B18 | 400 | 400 | 0 | 64.18 | 52.72 | 8.17 | 0
2030 | AZ_NM_SNV_Coal_2_SPP_S | AZ_NM_SNV_Coal | SPP_S | External | Winter | B19 | 700 | 400 | 0 | 64.18 | 52.37 | 8.17 | 0
2030 | AZ_NM_SNV_Coal_2_SPP_S | AZ_NM_SNV_Coal | SPP_S | External | Winter | B20 | 935 | 400 | 0 | 56 | 48 | 8.17 | 0
2030 | ERCOT_2_SPP_S | ERCOT | SPP_S | External | Shoulder | B11 | 25 | 800 | 0 | 71.43 | 70.76 | 8 | 0
2030 | ERCOT_2_SPP_S | ERCOT | SPP_S | External | Shoulder | B12 | 200 | 800 | 0 | 53.97 | 51.25 | 8 | 0
2030 | ERCOT_2_SPP_S | ERCOT | SPP_S | External | Shoulder | B13 | 600 | 800 | 0 | 48.8 | 50.74 | 8 | 0
2030 | ERCOT_2_SPP_S | ERCOT | SPP_S | External | Shoulder | B14 | 900 | 800 | 0 | 48.8 | 49.01 | 8 | 0
2030 | ERCOT_2_SPP_S | ERCOT | SPP_S | External | Shoulder | B15 | 1203 | 800 | 0 | 48.8 | 48.9 | 8 | 0
2030 | ERCOT_2_SPP_S | ERCOT | SPP_S | External | Summer | B1 | 10 | 800 | 0 | 81.2 | 79.88 | 8 | 0
2030 | ERCOT_2_SPP_S | ERCOT | SPP_S | External | Summer | B2 | 25 | 800 | 0 | 81.2 | 79.88 | 8 | 0
2030 | ERCOT_2_SPP_S | ERCOT | SPP_S | External | Summer | B3 | 75 | 800 | 0 | 73.5 | 79.88 | 8 | 0
2030 | ERCOT_2_SPP_S | ERCOT | SPP_S | External | Summer | B4 | 100 | 800 | 800 | 69.38 | 78.36 | 8 | 0.98
2030 | ERCOT_2_SPP_S | ERCOT | SPP_S | External | Summer | B5 | 200 | 800 | 0 | 69.38 | 71.29 | 8 | 0
2030 | ERCOT_2_SPP_S | ERCOT | SPP_S | External | Summer | B6 | 300 | 800 | 0 | 69.38 | 64.84 | 8 | 0
2030 | ERCOT_2_SPP_S | ERCOT | SPP_S | External | Summer | B7 | 400 | 800 | 0 | 61.18 | 55.12 | 8 | 0
2030 | ERCOT_2_SPP_S | ERCOT | SPP_S | External | Summer | B8 | 500 | 800 | 0 | 51.71 | 49.48 | 8 | 0
2030 | ERCOT_2_SPP_S | ERCOT | SPP_S | External | Summer | B9 | 800 | 800 | 0 | 47.42 | 47.32 | 8 | 0
2030 | ERCOT_2_SPP_S | ERCOT | SPP_S | External | Summer | B10 | 1262 | 800 | 0 | 47.42 | 47.21 | 8 | 0
2030 | ERCOT_2_SPP_S | ERCOT | SPP_S | External | Winter | B16 | 25 | 800 | 0 | 71.71 | 66.71 | 8 | 0
2030 | ERCOT_2_SPP_S | ERCOT | SPP_S | External | Winter | B17 | 100 | 800 | 0 | 51.77 | 54.77 | 8 | 0
2030 | ERCOT_2_SPP_S | ERCOT | SPP_S | External | Winter | B18 | 400 | 800 | 0 | 51.77 | 52.72 | 8 | 0
2030 | ERCOT_2_SPP_S | ERCOT | SPP_S | External | Winter | B19 | 700 | 800 | 0 | 51.77 | 52.37 | 8 | 0
2030 | ERCOT_2_SPP_S | ERCOT | SPP_S | External | Winter | B20 | 935 | 800 | 0 | 51.77 | 48 | 8 | 0
2030 | MAPP_US_2_RMPA | MAPP_US | RMPA | External | Shoulder | B11 | 25 | 200 | 0 | 62.7 | 54.43 | 8 | 0
2030 | MAPP_US_2_RMPA | MAPP_US | RMPA | External | Shoulder | B12 | 200 | 200 | 0 | 46.8 | 54.43 | 8 | 0
2030 | MAPP_US_2_RMPA | MAPP_US | RMPA | External | Shoulder | B13 | 600 | 200 | 200 | 44.33 | 54.43 | 8 | 2.09
2030 | MAPP_US_2_RMPA | MAPP_US | RMPA | External | Shoulder | B14 | 900 | 200 | 200 | 44.33 | 54.43 | 8 | 2.09
2030 | MAPP_US_2_RMPA | MAPP_US | RMPA | External | Shoulder | B15 | 1203 | 200 | 200 | 44.33 | 52.34 | 8 | 0.01
2030 | MAPP_US_2_RMPA | MAPP_US | RMPA | External | Summer | B1 | 10 | 200 | 0 | 73.75 | 80.02 | 8 | 0
2030 | MAPP_US_2_RMPA | MAPP_US | RMPA | External | Summer | B2 | 25 | 200 | 0 | 73.07 | 80.02 | 8 | 0
2030 | MAPP_US_2_RMPA | MAPP_US | RMPA | External | Summer | B3 | 75 | 200 | 0 | 73.07 | 80.02 | 8 | 0
2030 | MAPP_US_2_RMPA | MAPP_US | RMPA | External | Summer | B4 | 100 | 200 | 0 | 70.92 | 69.92 | 8 | 0
2030 | MAPP_US_2_RMPA | MAPP_US | RMPA | External | Summer | B5 | 200 | 200 | 0 | 65.38 | 64.39 | 8 | 0
2030 | MAPP_US_2_RMPA | MAPP_US | RMPA | External | Summer | B6 | 300 | 200 | 0 | 56.29 | 55.29 | 8 | 0
2030 | MAPP_US_2_RMPA | MAPP_US | RMPA | External | Summer | B7 | 400 | 200 | 0 | 46.57 | 52.22 | 8 | 0
2030 | MAPP_US_2_RMPA | MAPP_US | RMPA | External | Summer | B8 | 500 | 200 | 200 | 40.93 | 52.22 | 8 | 3.29
2030 | MAPP_US_2_RMPA | MAPP_US | RMPA | External | Summer | B9 | 800 | 200 | 200 | 38.76 | 51.88 | 8 | 5.12
2030 | MAPP_US_2_RMPA | MAPP_US | RMPA | External | Summer | B10 | 1262 | 200 | 200 | 38.66 | 50.66 | 8 | 4
2030 | MAPP_US_2_RMPA | MAPP_US | RMPA | External | Winter | B16 | 25 | 200 | 179.46 | 58.16 | 66.16 | 8 | 0
2030 | MAPP_US_2_RMPA | MAPP_US | RMPA | External | Winter | B17 | 100 | 200 | 200 | 49.6 | 58.55 | 8 | 0.95
2030 | MAPP_US_2_RMPA | MAPP_US | RMPA | External | Winter | B18 | 400 | 200 | 200 | 48 | 57.7 | 8 | 1.71
2030 | MAPP_US_2_RMPA | MAPP_US | RMPA | External | Winter | B19 | 700 | 200 | 200 | 48 | 57.7 | 8 | 1.71
2030 | MAPP_US_2_RMPA | MAPP_US | RMPA | External | Winter | B20 | 935 | 200 | 179.32 | 39.84 | 47.84 | 8 | 0
2030 | NE_2_RMPA | NE | RMPA | External | Shoulder | B11 | 25 | 310 | 0 | 69.7 | 54.43 | 5 | 0
2030 | NE_2_RMPA | NE | RMPA | External | Shoulder | B12 | 200 | 310 | 0 | 52.34 | 54.43 | 5 | 0
2030 | NE_2_RMPA | NE | RMPA | External | Shoulder | B13 | 600 | 310 | 0 | 51.22 | 54.43 | 5 | 0
2030 | NE_2_RMPA | NE | RMPA | External | Shoulder | B14 | 900 | 310 | 0 | 49.59 | 54.43 | 5 | 0
2030 | NE_2_RMPA | NE | RMPA | External | Shoulder | B15 | 1203 | 310 | 296.55 | 47.34 | 52.34 | 5 | 0
2030 | NE_2_RMPA | NE | RMPA | External | Summer | B1 | 10 | 310 | 0 | 80.07 | 80.02 | 5 | 0
2030 | NE_2_RMPA | NE | RMPA | External | Summer | B2 | 25 | 310 | 0 | 80.07 | 80.02 | 5 | 0
2030 | NE_2_RMPA | NE | RMPA | External | Summer | B3 | 75 | 310 | 0 | 80.07 | 80.02 | 5 | 0
2030 | NE_2_RMPA | NE | RMPA | External | Summer | B4 | 100 | 310 | 0 | 77.92 | 69.92 | 5 | 0
2030 | NE_2_RMPA | NE | RMPA | External | Summer | B5 | 200 | 310 | 0 | 72.38 | 64.39 | 5 | 0
2030 | NE_2_RMPA | NE | RMPA | External | Summer | B6 | 300 | 310 | 0 | 63.29 | 55.29 | 5 | 0
2030 | NE_2_RMPA | NE | RMPA | External | Summer | B7 | 400 | 310 | 0 | 53.57 | 52.22 | 5 | 0
2030 | NE_2_RMPA | NE | RMPA | External | Summer | B8 | 500 | 310 | 0 | 47.93 | 52.22 | 5 | 0
2030 | NE_2_RMPA | NE | RMPA | External | Summer | B9 | 800 | 310 | 310 | 45.76 | 51.88 | 5 | 1.12
2030 | NE_2_RMPA | NE | RMPA | External | Summer | B10 | 1262 | 310 | 241.5 | 45.66 | 50.66 | 5 | 0
2030 | NE_2_RMPA | NE | RMPA | External | Winter | B16 | 25 | 310 | 0 | 65.16 | 66.16 | 5 | 0
2030 | NE_2_RMPA | NE | RMPA | External | Winter | B17 | 100 | 310 | 286.58 | 53.55 | 58.55 | 5 | 0
2030 | NE_2_RMPA | NE | RMPA | External | Winter | B18 | 400 | 310 | 310 | 51.16 | 57.7 | 5 | 1.54
2030 | NE_2_RMPA | NE | RMPA | External | Winter | B19 | 700 | 310 | 310 | 51.06 | 57.7 | 5 | 1.65
2030 | NE_2_RMPA | NE | RMPA | External | Winter | B20 | 935 | 310 | 0 | 46.45 | 47.84 | 5 | 0
2030 | NWPP_Coal_2_MAPP_US | NWPP_Coal | MAPP_US | External | Shoulder | B11 | 25 | 150 | 0 | 60.05 | 62.7 | 8 | 0
2030 | NWPP_Coal_2_MAPP_US | NWPP_Coal | MAPP_US | External | Shoulder | B12 | 200 | 150 | 0 | 60.05 | 46.8 | 8 | 0
2030 | NWPP_Coal_2_MAPP_US | NWPP_Coal | MAPP_US | External | Shoulder | B13 | 600 | 150 | 0 | 60.05 | 44.33 | 8 | 0
2030 | NWPP_Coal_2_MAPP_US | NWPP_Coal | MAPP_US | External | Shoulder | B14 | 900 | 150 | 0 | 60.05 | 44.33 | 8 | 0
2030 | NWPP_Coal_2_MAPP_US | NWPP_Coal | MAPP_US | External | Shoulder | B15 | 1203 | 150 | 0 | 60.05 | 44.33 | 8 | 0
2030 | NWPP_Coal_2_MAPP_US | NWPP_Coal | MAPP_US | External | Summer | B1 | 10 | 150 | 150 | 60.05 | 73.75 | 8 | 5.7
2030 | NWPP_Coal_2_MAPP_US | NWPP_Coal | MAPP_US | External | Summer | B2 | 25 | 150 | 150 | 60.05 | 73.07 | 8 | 5.02
2030 | NWPP_Coal_2_MAPP_US | NWPP_Coal | MAPP_US | External | Summer | B3 | 75 | 150 | 150 | 60.05 | 73.07 | 8 | 5.02
2030 | NWPP_Coal_2_MAPP_US | NWPP_Coal | MAPP_US | External | Summer | B4 | 100 | 150 | 150 | 60.05 | 70.92 | 8 | 2.87
2030 | NWPP_Coal_2_MAPP_US | NWPP_Coal | MAPP_US | External | Summer | B5 | 200 | 150 | 0 | 60.05 | 65.38 | 8 | 0
2030 | NWPP_Coal_2_MAPP_US | NWPP_Coal | MAPP_US | External | Summer | B6 | 300 | 150 | 0 | 60.05 | 56.29 | 8 | 0
2030 | NWPP_Coal_2_MAPP_US | NWPP_Coal | MAPP_US | External | Summer | B7 | 400 | 150 | 0 | 60.05 | 46.57 | 8 | 0
2030 | NWPP_Coal_2_MAPP_US | NWPP_Coal | MAPP_US | External | Summer | B8 | 500 | 150 | 0 | 60.05 | 40.93 | 8 | 0
2030 | NWPP_Coal_2_MAPP_US | NWPP_Coal | MAPP_US | External | Summer | B9 | 800 | 150 | 0 | 60.05 | 38.76 | 8 | 0
2030 | NWPP_Coal_2_MAPP_US | NWPP_Coal | MAPP_US | External | Summer | B10 | 1262 | 150 | 0 | 60.05 | 38.66 | 8 | 0
2030 | NWPP_Coal_2_MAPP_US | NWPP_Coal | MAPP_US | External | Winter | B16 | 25 | 150 | 0 | 64.17 | 58.16 | 8 | 0
2030 | NWPP_Coal_2_MAPP_US | NWPP_Coal | MAPP_US | External | Winter | B17 | 100 | 150 | 0 | 64.17 | 49.6 | 8 | 0
2030 | NWPP_Coal_2_MAPP_US | NWPP_Coal | MAPP_US | External | Winter | B18 | 400 | 150 | 0 | 64.17 | 48 | 8 | 0
2030 | NWPP_Coal_2_MAPP_US | NWPP_Coal | MAPP_US | External | Winter | B19 | 700 | 150 | 0 | 64.17 | 48 | 8 | 0
2030 | NWPP_Coal_2_MAPP_US | NWPP_Coal | MAPP_US | External | Winter | B20 | 935 | 150 | 0 | 64.17 | 39.84 | 8 | 0
2030 | RMPA_2_MAPP_US | RMPA | MAPP_US | External | Shoulder | B11 | 25 | 200 | 200 | 54.43 | 62.7 | 8 | 0.27
2030 | RMPA_2_MAPP_US | RMPA | MAPP_US | External | Shoulder | B12 | 200 | 200 | 0 | 54.43 | 46.8 | 8 | 0
2030 | RMPA_2_MAPP_US | RMPA | MAPP_US | External | Shoulder | B13 | 600 | 200 | 0 | 54.43 | 44.33 | 8 | 0
2030 | RMPA_2_MAPP_US | RMPA | MAPP_US | External | Shoulder | B14 | 900 | 200 | 0 | 54.43 | 44.33 | 8 | 0
2030 | RMPA_2_MAPP_US | RMPA | MAPP_US | External | Shoulder | B15 | 1203 | 200 | 0 | 52.34 | 44.33 | 8 | 0
2030 | RMPA_2_MAPP_US | RMPA | MAPP_US | External | Summer | B1 | 10 | 200 | 0 | 80.02 | 73.75 | 8 | 0
2030 | RMPA_2_MAPP_US | RMPA | MAPP_US | External | Summer | B2 | 25 | 200 | 0 | 80.02 | 73.07 | 8 | 0
2030 | RMPA_2_MAPP_US | RMPA | MAPP_US | External | Summer | B3 | 75 | 200 | 0 | 80.02 | 73.07 | 8 | 0
2030 | RMPA_2_MAPP_US | RMPA | MAPP_US | External | Summer | B4 | 100 | 200 | 0 | 69.92 | 70.92 | 8 | 0
2030 | RMPA_2_MAPP_US | RMPA | MAPP_US | External | Summer | B5 | 200 | 200 | 0 | 64.39 | 65.38 | 8 | 0
2030 | RMPA_2_MAPP_US | RMPA | MAPP_US | External | Summer | B6 | 300 | 200 | 0 | 55.29 | 56.29 | 8 | 0
2030 | RMPA_2_MAPP_US | RMPA | MAPP_US | External | Summer | B7 | 400 | 200 | 0 | 52.22 | 46.57 | 8 | 0
2030 | RMPA_2_MAPP_US | RMPA | MAPP_US | External | Summer | B8 | 500 | 200 | 0 | 52.22 | 40.93 | 8 | 0
2030 | RMPA_2_MAPP_US | RMPA | MAPP_US | External | Summer | B9 | 800 | 200 | 0 | 51.88 | 38.76 | 8 | 0
2030 | RMPA_2_MAPP_US | RMPA | MAPP_US | External | Summer | B10 | 1262 | 200 | 0 | 50.66 | 38.66 | 8 | 0
2030 | RMPA_2_MAPP_US | RMPA | MAPP_US | External | Winter | B16 | 25 | 200 | 0 | 66.16 | 58.16 | 8 | 0
2030 | RMPA_2_MAPP_US | RMPA | MAPP_US | External | Winter | B17 | 100 | 200 | 0 | 58.55 | 49.6 | 8 | 0
2030 | RMPA_2_MAPP_US | RMPA | MAPP_US | External | Winter | B18 | 400 | 200 | 0 | 57.7 | 48 | 8 | 0
2030 | RMPA_2_MAPP_US | RMPA | MAPP_US | External | Winter | B19 | 700 | 200 | 0 | 57.7 | 48 | 8 | 0
2030 | RMPA_2_MAPP_US | RMPA | MAPP_US | External | Winter | B20 | 935 | 200 | 0 | 47.84 | 39.84 | 8 | 0
2030 | RMPA_2_NE | RMPA | NE | External | Shoulder | B11 | 25 | 310 | 310 | 54.43 | 69.7 | 8 | 7.27
2030 | RMPA_2_NE | RMPA | NE | External | Shoulder | B12 | 200 | 310 | 0 | 54.43 | 52.34 | 8 | 0
2030 | RMPA_2_NE | RMPA | NE | External | Shoulder | B13 | 600 | 310 | 0 | 54.43 | 51.22 | 8 | 0
2030 | RMPA_2_NE | RMPA | NE | External | Shoulder | B14 | 900 | 310 | 0 | 54.43 | 49.59 | 8 | 0
2030 | RMPA_2_NE | RMPA | NE | External | Shoulder | B15 | 1203 | 310 | 0 | 52.34 | 47.34 | 8 | 0
2030 | RMPA_2_NE | RMPA | NE | External | Summer | B1 | 10 | 310 | 0 | 80.02 | 80.07 | 8 | 0
2030 | RMPA_2_NE | RMPA | NE | External | Summer | B2 | 25 | 310 | 0 | 80.02 | 80.07 | 8 | 0
2030 | RMPA_2_NE | RMPA | NE | External | Summer | B3 | 75 | 310 | 0 | 80.02 | 80.07 | 8 | 0
2030 | RMPA_2_NE | RMPA | NE | External | Summer | B4 | 100 | 310 | 160.32 | 69.92 | 77.92 | 8 | 0
2030 | RMPA_2_NE | RMPA | NE | External | Summer | B5 | 200 | 310 | 0 | 64.39 | 72.38 | 8 | 0
2030 | RMPA_2_NE | RMPA | NE | External | Summer | B6 | 300 | 310 | 290 | 55.29 | 63.29 | 8 | 0
2030 | RMPA_2_NE | RMPA | NE | External | Summer | B7 | 400 | 310 | 0 | 52.22 | 53.57 | 8 | 0
2030 | RMPA_2_NE | RMPA | NE | External | Summer | B8 | 500 | 310 | 0 | 52.22 | 47.93 | 8 | 0
2030 | RMPA_2_NE | RMPA | NE | External | Summer | B9 | 800 | 310 | 0 | 51.88 | 45.76 | 8 | 0
2030 | RMPA_2_NE | RMPA | NE | External | Summer | B10 | 1262 | 310 | 0 | 50.66 | 45.66 | 8 | 0
2030 | RMPA_2_NE | RMPA | NE | External | Winter | B16 | 25 | 310 | 0 | 66.16 | 65.16 | 8 | 0
2030 | RMPA_2_NE | RMPA | NE | External | Winter | B17 | 100 | 310 | 0 | 58.55 | 53.55 | 8 | 0
2030 | RMPA_2_NE | RMPA | NE | External | Winter | B18 | 400 | 310 | 0 | 57.7 | 51.16 | 8 | 0
2030 | RMPA_2_NE | RMPA | NE | External | Winter | B19 | 700 | 310 | 0 | 57.7 | 51.06 | 8 | 0
2030 | RMPA_2_NE | RMPA | NE | External | Winter | B20 | 935 | 310 | 0 | 47.84 | 46.45 | 8 | 0
2030 | RMPA_2_SPP_N | RMPA | SPP_N | External | Shoulder | B11 | 25 | 210 | 210 | 54.43 | 71.24 | 8 | 8.81
2030 | RMPA_2_SPP_N | RMPA | SPP_N | External | Shoulder | B12 | 200 | 210 | 0 | 54.43 | 52.35 | 8 | 0
2030 | RMPA_2_SPP_N | RMPA | SPP_N | External | Shoulder | B13 | 600 | 210 | 0 | 54.43 | 51.23 | 8 | 0
2030 | RMPA_2_SPP_N | RMPA | SPP_N | External | Shoulder | B14 | 900 | 210 | 0 | 54.43 | 50.11 | 8 | 0
2030 | RMPA_2_SPP_N | RMPA | SPP_N | External | Shoulder | B15 | 1203 | 210 | 0 | 52.34 | 48.89 | 8 | 0
2030 | RMPA_2_SPP_N | RMPA | SPP_N | External | Summer | B1 | 10 | 210 | 0 | 80.02 | 80.98 | 8 | 0
2030 | RMPA_2_SPP_N | RMPA | SPP_N | External | Summer | B2 | 25 | 210 | 0 | 80.02 | 80.98 | 8 | 0
2030 | RMPA_2_SPP_N | RMPA | SPP_N | External | Summer | B3 | 75 | 210 | 0 | 80.02 | 80.98 | 8 | 0
2030 | RMPA_2_SPP_N | RMPA | SPP_N | External | Summer | B4 | 100 | 210 | 210 | 69.92 | 79.46 | 8 | 1.54
2030 | RMPA_2_SPP_N | RMPA | SPP_N | External | Summer | B5 | 200 | 210 | 46.07 | 64.39 | 72.39 | 8 | 0
2030 | RMPA_2_SPP_N | RMPA | SPP_N | External | Summer | B6 | 300 | 210 | 210 | 55.29 | 64.83 | 8 | 1.54
2030 | RMPA_2_SPP_N | RMPA | SPP_N | External | Summer | B7 | 400 | 210 | 0 | 52.22 | 55.11 | 8 | 0
2030 | RMPA_2_SPP_N | RMPA | SPP_N | External | Summer | B8 | 500 | 210 | 0 | 52.22 | 49.47 | 8 | 0
2030 | RMPA_2_SPP_N | RMPA | SPP_N | External | Summer | B9 | 800 | 210 | 0 | 51.88 | 47.31 | 8 | 0
2030 | RMPA_2_SPP_N | RMPA | SPP_N | External | Summer | B10 | 1262 | 210 | 0 | 50.66 | 47.2 | 8 | 0
2030 | RMPA_2_SPP_N | RMPA | SPP_N | External | Winter | B16 | 25 | 210 | 0 | 66.16 | 66.7 | 8 | 0
2030 | RMPA_2_SPP_N | RMPA | SPP_N | External | Winter | B17 | 100 | 210 | 0 | 58.55 | 54.76 | 8 | 0
2030 | RMPA_2_SPP_N | RMPA | SPP_N | External | Winter | B18 | 400 | 210 | 0 | 57.7 | 52.7 | 8 | 0
2030 | RMPA_2_SPP_N | RMPA | SPP_N | External | Winter | B19 | 700 | 210 | 0 | 57.7 | 52.36 | 8 | 0
2030 | RMPA_2_SPP_N | RMPA | SPP_N | External | Winter | B20 | 935 | 210 | 0 | 47.84 | 47.99 | 8 | 0
2030 | SPP_N_2_RMPA | SPP_N | RMPA | External | Shoulder | B11 | 25 | 210 | 0 | 71.24 | 54.43 | 5 | 0
2030 | SPP_N_2_RMPA | SPP_N | RMPA | External | Shoulder | B12 | 200 | 210 | 0 | 52.35 | 54.43 | 5 | 0
2030 | SPP_N_2_RMPA | SPP_N | RMPA | External | Shoulder | B13 | 600 | 210 | 0 | 51.23 | 54.43 | 5 | 0
2030 | SPP_N_2_RMPA | SPP_N | RMPA | External | Shoulder | B14 | 900 | 210 | 0 | 50.11 | 54.43 | 5 | 0
2030 | SPP_N_2_RMPA | SPP_N | RMPA | External | Shoulder | B15 | 1203 | 210 | 0 | 48.89 | 52.34 | 5 | 0
2030 | SPP_N_2_RMPA | SPP_N | RMPA | External | Summer | B1 | 10 | 210 | 0 | 80.98 | 80.02 | 5 | 0
2030 | SPP_N_2_RMPA | SPP_N | RMPA | External | Summer | B2 | 25 | 210 | 0 | 80.98 | 80.02 | 5 | 0
2030 | SPP_N_2_RMPA | SPP_N | RMPA | External | Summer | B3 | 75 | 210 | 0 | 80.98 | 80.02 | 5 | 0
2030 | SPP_N_2_RMPA | SPP_N | RMPA | External | Summer | B4 | 100 | 210 | 0 | 79.46 | 69.92 | 5 | 0
2030 | SPP_N_2_RMPA | SPP_N | RMPA | External | Summer | B5 | 200 | 210 | 0 | 72.39 | 64.39 | 5 | 0
2030 | SPP_N_2_RMPA | SPP_N | RMPA | External | Summer | B6 | 300 | 210 | 0 | 64.83 | 55.29 | 5 | 0
2030 | SPP_N_2_RMPA | SPP_N | RMPA | External | Summer | B7 | 400 | 210 | 0 | 55.11 | 52.22 | 5 | 0
2030 | SPP_N_2_RMPA | SPP_N | RMPA | External | Summer | B8 | 500 | 210 | 0 | 49.47 | 52.22 | 5 | 0
2030 | SPP_N_2_RMPA | SPP_N | RMPA | External | Summer | B9 | 800 | 210 | 0 | 47.31 | 51.88 | 5 | 0
2030 | SPP_N_2_RMPA | SPP_N | RMPA | External | Summer | B10 | 1262 | 210 | 0 | 47.2 | 50.66 | 5 | 0
2030 | SPP_N_2_RMPA | SPP_N | RMPA | External | Winter | B16 | 25 | 210 | 0 | 66.7 | 66.16 | 5 | 0
2030 | SPP_N_2_RMPA | SPP_N | RMPA | External | Winter | B17 | 100 | 210 | 0 | 54.76 | 58.55 | 5 | 0
2030 | SPP_N_2_RMPA | SPP_N | RMPA | External | Winter | B18 | 400 | 210 | 148.1 | 52.7 | 57.7 | 5 | 0
2030 | SPP_N_2_RMPA | SPP_N | RMPA | External | Winter | B19 | 700 | 210 | 210 | 52.36 | 57.7 | 5 | 0.34
2030 | SPP_N_2_RMPA | SPP_N | RMPA | External | Winter | B20 | 935 | 210 | 0 | 47.99 | 47.84 | 5 | 0
2030 | SPP_S_2_ERCOT | SPP_S | ERCOT | External | Shoulder | B11 | 25 | 800 | 0 | 70.76 | 71.43 | 5 | 0
2030 | SPP_S_2_ERCOT | SPP_S | ERCOT | External | Shoulder | B12 | 200 | 800 | 0 | 51.25 | 53.97 | 5 | 0
2030 | SPP_S_2_ERCOT | SPP_S | ERCOT | External | Shoulder | B13 | 600 | 800 | 0 | 50.74 | 48.8 | 5 | 0
2030 | SPP_S_2_ERCOT | SPP_S | ERCOT | External | Shoulder | B14 | 900 | 800 | 0 | 49.01 | 48.8 | 5 | 0
2030 | SPP_S_2_ERCOT | SPP_S | ERCOT | External | Shoulder | B15 | 1203 | 800 | 0 | 48.9 | 48.8 | 5 | 0
2030 | SPP_S_2_ERCOT | SPP_S | ERCOT | External | Summer | B1 | 10 | 800 | 0 | 79.88 | 81.2 | 5 | 0
2030 | SPP_S_2_ERCOT | SPP_S | ERCOT | External | Summer | B2 | 25 | 800 | 0 | 79.88 | 81.2 | 5 | 0
2030 | SPP_S_2_ERCOT | SPP_S | ERCOT | External | Summer | B3 | 75 | 800 | 0 | 79.88 | 73.5 | 5 | 0
2030 | SPP_S_2_ERCOT | SPP_S | ERCOT | External | Summer | B4 | 100 | 800 | 0 | 78.36 | 69.38 | 5 | 0
2030 | SPP_S_2_ERCOT | SPP_S | ERCOT | External | Summer | B5 | 200 | 800 | 0 | 71.29 | 69.38 | 5 | 0
2030 | SPP_S_2_ERCOT | SPP_S | ERCOT | External | Summer | B6 | 300 | 800 | 0 | 64.84 | 69.38 | 5 | 0
2030 | SPP_S_2_ERCOT | SPP_S | ERCOT | External | Summer | B7 | 400 | 800 | 800 | 55.12 | 61.18 | 5 | 1.06
2030 | SPP_S_2_ERCOT | SPP_S | ERCOT | External | Summer | B8 | 500 | 800 | 0 | 49.48 | 51.71 | 5 | 0
2030 | SPP_S_2_ERCOT | SPP_S | ERCOT | External | Summer | B9 | 800 | 800 | 0 | 47.32 | 47.42 | 5 | 0
2030 | SPP_S_2_ERCOT | SPP_S | ERCOT | External | Summer | B10 | 1262 | 800 | 0 | 47.21 | 47.42 | 5 | 0
2030 | SPP_S_2_ERCOT | SPP_S | ERCOT | External | Winter | B16 | 25 | 800 | 183.87 | 66.71 | 71.71 | 5 | 0
2030 | SPP_S_2_ERCOT | SPP_S | ERCOT | External | Winter | B17 | 100 | 800 | 0 | 54.77 | 51.77 | 5 | 0
2030 | SPP_S_2_ERCOT | SPP_S | ERCOT | External | Winter | B18 | 400 | 800 | 0 | 52.72 | 51.77 | 5 | 0
2030 | SPP_S_2_ERCOT | SPP_S | ERCOT | External | Winter | B19 | 700 | 800 | 0 | 52.37 | 51.77 | 5 | 0
2030 | SPP_S_2_ERCOT | SPP_S | ERCOT | External | Winter | B20 | 935 | 800 | 0 | 48 | 51.77 | 5 | 0
2035 | AZ_NM_SNV_Coal_2_SPP_S | AZ_NM_SNV_Coal | SPP_S | External | Shoulder | B11 | 25 | 400 | 0 | 70.79 | 77.97 | 8.17 | 0
2035 | AZ_NM_SNV_Coal_2_SPP_S | AZ_NM_SNV_Coal | SPP_S | External | Shoulder | B12 | 200 | 400 | 0 | 66.65 | 54.42 | 8.17 | 0
2035 | AZ_NM_SNV_Coal_2_SPP_S | AZ_NM_SNV_Coal | SPP_S | External | Shoulder | B13 | 600 | 400 | 0 | 66.64 | 54.3 | 8.17 | 0
2035 | AZ_NM_SNV_Coal_2_SPP_S | AZ_NM_SNV_Coal | SPP_S | External | Shoulder | B14 | 900 | 400 | 0 | 66.63 | 51.85 | 8.17 | 0
2035 | AZ_NM_SNV_Coal_2_SPP_S | AZ_NM_SNV_Coal | SPP_S | External | Shoulder | B15 | 1203 | 400 | 0 | 58.46 | 49.5 | 8.17 | 0
2035 | AZ_NM_SNV_Coal_2_SPP_S | AZ_NM_SNV_Coal | SPP_S | External | Summer | B1 | 10 | 400 | 0 | 102.82 | 84.69 | 8.17 | 0
2035 | AZ_NM_SNV_Coal_2_SPP_S | AZ_NM_SNV_Coal | SPP_S | External | Summer | B2 | 25 | 400 | 0 | 102.82 | 85.7 | 8.17 | 0
2035 | AZ_NM_SNV_Coal_2_SPP_S | AZ_NM_SNV_Coal | SPP_S | External | Summer | B3 | 75 | 400 | 0 | 102.82 | 86.6 | 8.17 | 0
2035 | AZ_NM_SNV_Coal_2_SPP_S | AZ_NM_SNV_Coal | SPP_S | External | Summer | B4 | 100 | 400 | 0 | 102.82 | 80.03 | 8.17 | 0
2035 | AZ_NM_SNV_Coal_2_SPP_S | AZ_NM_SNV_Coal | SPP_S | External | Summer | B5 | 200 | 400 | 0 | 85.42 | 76.62 | 8.17 | 0
2035 | AZ_NM_SNV_Coal_2_SPP_S | AZ_NM_SNV_Coal | SPP_S | External | Summer | B6 | 300 | 400 | 0 | 75.56 | 71.02 | 8.17 | 0
2035 | AZ_NM_SNV_Coal_2_SPP_S | AZ_NM_SNV_Coal | SPP_S | External | Summer | B7 | 400 | 400 | 0 | 69.03 | 55.84 | 8.17 | 0
2035 | AZ_NM_SNV_Coal_2_SPP_S | AZ_NM_SNV_Coal | SPP_S | External | Summer | B8 | 500 | 400 | 0 | 69.03 | 52.57 | 8.17 | 0
2035 | AZ_NM_SNV_Coal_2_SPP_S | AZ_NM_SNV_Coal | SPP_S | External | Summer | B9 | 800 | 400 | 0 | 69.01 | 52.45 | 8.17 | 0
2035 | AZ_NM_SNV_Coal_2_SPP_S | AZ_NM_SNV_Coal | SPP_S | External | Summer | B10 | 1262 | 400 | 0 | 58.46 | 47.75 | 8.17 | 0
2035 | AZ_NM_SNV_Coal_2_SPP_S | AZ_NM_SNV_Coal | SPP_S | External | Winter | B16 | 25 | 400 | 0 | 74.42 | 67.72 | 8.17 | 0
2035 | AZ_NM_SNV_Coal_2_SPP_S | AZ_NM_SNV_Coal | SPP_S | External | Winter | B17 | 100 | 400 | 0 | 71.31 | 58.06 | 8.17 | 0
2035 | AZ_NM_SNV_Coal_2_SPP_S | AZ_NM_SNV_Coal | SPP_S | External | Winter | B18 | 400 | 400 | 0 | 71.3 | 58.06 | 8.17 | 0
2035 | AZ_NM_SNV_Coal_2_SPP_S | AZ_NM_SNV_Coal | SPP_S | External | Winter | B19 | 700 | 400 | 0 | 71.3 | 53.87 | 8.17 | 0
2035 | AZ_NM_SNV_Coal_2_SPP_S | AZ_NM_SNV_Coal | SPP_S | External | Winter | B20 | 935 | 400 | 0 | 60.93 | 46.51 | 8.17 | 0
2035 | ERCOT_2_SPP_S | ERCOT | SPP_S | External | Shoulder | B11 | 25 | 800 | 0 | 79.51 | 77.97 | 8 | 0
2035 | ERCOT_2_SPP_S | ERCOT | SPP_S | External | Shoulder | B12 | 200 | 800 | 0 | 59.17 | 54.42 | 8 | 0
2035 | ERCOT_2_SPP_S | ERCOT | SPP_S | External | Shoulder | B13 | 600 | 800 | 0 | 54.23 | 54.3 | 8 | 0
2035 | ERCOT_2_SPP_S | ERCOT | SPP_S | External | Shoulder | B14 | 900 | 800 | 0 | 54.23 | 51.85 | 8 | 0
2035 | ERCOT_2_SPP_S | ERCOT | SPP_S | External | Shoulder | B15 | 1203 | 800 | 0 | 54.23 | 49.5 | 8 | 0
2035 | ERCOT_2_SPP_S | ERCOT | SPP_S | External | Summer | B1 | 10 | 800 | 0 | 89.69 | 84.69 | 8 | 0
2035 | ERCOT_2_SPP_S | ERCOT | SPP_S | External | Summer | B2 | 25 | 800 | 0 | 89.69 | 85.7 | 8 | 0
2035 | ERCOT_2_SPP_S | ERCOT | SPP_S | External | Summer | B3 | 75 | 800 | 168.49 | 78.6 | 86.6 | 8 | 0
2035 | ERCOT_2_SPP_S | ERCOT | SPP_S | External | Summer | B4 | 100 | 800 | 0 | 77.19 | 80.03 | 8 | 0
2035 | ERCOT_2_SPP_S | ERCOT | SPP_S | External | Summer | B5 | 200 | 800 | 0 | 77.19 | 76.62 | 8 | 0
2035 | ERCOT_2_SPP_S | ERCOT | SPP_S | External | Summer | B6 | 300 | 800 | 0 | 77.19 | 71.02 | 8 | 0
2035 | ERCOT_2_SPP_S | ERCOT | SPP_S | External | Summer | B7 | 400 | 800 | 0 | 60.84 | 55.84 | 8 | 0
2035 | ERCOT_2_SPP_S | ERCOT | SPP_S | External | Summer | B8 | 500 | 800 | 0 | 52.67 | 52.57 | 8 | 0
2035 | ERCOT_2_SPP_S | ERCOT | SPP_S | External | Summer | B9 | 800 | 800 | 0 | 52.67 | 52.45 | 8 | 0
2035 | ERCOT_2_SPP_S | ERCOT | SPP_S | External | Summer | B10 | 1262 | 800 | 0 | 52.67 | 47.75 | 8 | 0
2035 | ERCOT_2_SPP_S | ERCOT | SPP_S | External | Winter | B16 | 25 | 800 | 0 | 72.72 | 67.72 | 8 | 0
2035 | ERCOT_2_SPP_S | ERCOT | SPP_S | External | Winter | B17 | 100 | 800 | 0 | 58.14 | 58.06 | 8 | 0
2035 | ERCOT_2_SPP_S | ERCOT | SPP_S | External | Winter | B18 | 400 | 800 | 0 | 57.5 | 58.06 | 8 | 0
2035 | ERCOT_2_SPP_S | ERCOT | SPP_S | External | Winter | B19 | 700 | 800 | 0 | 57.5 | 53.87 | 8 | 0
2035 | ERCOT_2_SPP_S | ERCOT | SPP_S | External | Winter | B20 | 935 | 800 | 0 | 57.5 | 46.51 | 8 | 0
2035 | MAPP_US_2_RMPA | MAPP_US | RMPA | External | Shoulder | B11 | 25 | 200 | 0 | 70.63 | 60.2 | 8 | 0
2035 | MAPP_US_2_RMPA | MAPP_US | RMPA | External | Shoulder | B12 | 200 | 200 | 0 | 52.37 | 60.2 | 8 | 0
2035 | MAPP_US_2_RMPA | MAPP_US | RMPA | External | Shoulder | B13 | 600 | 200 | 200 | 48.55 | 58.47 | 8 | 1.92
2035 | MAPP_US_2_RMPA | MAPP_US | RMPA | External | Shoulder | B14 | 900 | 200 | 200 | 48.55 | 58.46 | 8 | 1.91
2035 | MAPP_US_2_RMPA | MAPP_US | RMPA | External | Shoulder | B15 | 1203 | 200 | 108.99 | 46.17 | 54.17 | 8 | 0
2035 | MAPP_US_2_RMPA | MAPP_US | RMPA | External | Summer | B1 | 10 | 200 | 0 | 83.75 | 87.95 | 8 | 0
2035 | MAPP_US_2_RMPA | MAPP_US | RMPA | External | Summer | B2 | 25 | 200 | 0 | 79.95 | 87.95 | 8 | 0
2035 | MAPP_US_2_RMPA | MAPP_US | RMPA | External | Summer | B3 | 75 | 200 | 0 | 80.85 | 87.95 | 8 | 0
2035 | MAPP_US_2_RMPA | MAPP_US | RMPA | External | Summer | B4 | 100 | 200 | 0 | 74.28 | 74.79 | 8 | 0
2035 | MAPP_US_2_RMPA | MAPP_US | RMPA | External | Summer | B5 | 200 | 200 | 0 | 70.88 | 69.44 | 8 | 0
2035 | MAPP_US_2_RMPA | MAPP_US | RMPA | External | Summer | B6 | 300 | 200 | 0 | 63.67 | 58.46 | 8 | 0
2035 | MAPP_US_2_RMPA | MAPP_US | RMPA | External | Summer | B7 | 400 | 200 | 0 | 50.1 | 57.73 | 8 | 0
2035 | MAPP_US_2_RMPA | MAPP_US | RMPA | External | Summer | B8 | 500 | 200 | 200 | 45.23 | 57.73 | 8 | 4.5
2035 | MAPP_US_2_RMPA | MAPP_US | RMPA | External | Summer | B9 | 800 | 200 | 200 | 43.86 | 55.86 | 8 | 4
2035 | MAPP_US_2_RMPA | MAPP_US | RMPA | External | Summer | B10 | 1262 | 200 | 200 | 39.13 | 50.3 | 8 | 3.16
2035 | MAPP_US_2_RMPA | MAPP_US | RMPA | External | Winter | B16 | 25 | 200 | 0 | 65.99 | 73.97 | 8 | 0
2035 | MAPP_US_2_RMPA | MAPP_US | RMPA | External | Winter | B17 | 100 | 200 | 200 | 53.68 | 64.83 | 8 | 3.15
2035 | MAPP_US_2_RMPA | MAPP_US | RMPA | External | Winter | B18 | 400 | 200 | 200 | 52.8 | 64.32 | 8 | 3.52
2035 | MAPP_US_2_RMPA | MAPP_US | RMPA | External | Winter | B19 | 700 | 200 | 200 | 52.8 | 63.13 | 8 | 2.34
2035 | MAPP_US_2_RMPA | MAPP_US | RMPA | External | Winter | B20 | 935 | 200 | 0 | 41.32 | 47.61 | 8 | 0
2035 | NE_2_RMPA | NE | RMPA | External | Shoulder | B11 | 25 | 310 | 0 | 77.63 | 60.2 | 5 | 0
2035 | NE_2_RMPA | NE | RMPA | External | Shoulder | B12 | 200 | 310 | 0 | 55.68 | 60.2 | 5 | 0
2035 | NE_2_RMPA | NE | RMPA | External | Shoulder | B13 | 600 | 310 | 0 | 55.55 | 58.47 | 5 | 0
2035 | NE_2_RMPA | NE | RMPA | External | Shoulder | B14 | 900 | 310 | 310 | 53.1 | 58.46 | 5 | 0.36
2035 | NE_2_RMPA | NE | RMPA | External | Shoulder | B15 | 1203 | 310 | 0 | 49.5 | 54.17 | 5 | 0
2035 | NE_2_RMPA | NE | RMPA | External | Summer | B1 | 10 | 310 | 0 | 85.97 | 87.95 | 5 | 0
2035 | NE_2_RMPA | NE | RMPA | External | Summer | B2 | 25 | 310 | 0 | 86.95 | 87.95 | 5 | 0
2035 | NE_2_RMPA | NE | RMPA | External | Summer | B3 | 75 | 310 | 0 | 87.85 | 87.95 | 5 | 0
2035 | NE_2_RMPA | NE | RMPA | External | Summer | B4 | 100 | 310 | 0 | 81.28 | 74.79 | 5 | 0
2035 | NE_2_RMPA | NE | RMPA | External | Summer | B5 | 200 | 310 | 0 | 77.88 | 69.44 | 5 | 0
2035 | NE_2_RMPA | NE | RMPA | External | Summer | B6 | 300 | 310 | 0 | 70.67 | 58.46 | 5 | 0
2035 | NE_2_RMPA | NE | RMPA | External | Summer | B7 | 400 | 310 | 0 | 57.1 | 57.73 | 5 | 0
2035 | NE_2_RMPA | NE | RMPA | External | Summer | B8 | 500 | 310 | 310 | 52.23 | 57.73 | 5 | 0.5
2035 | NE_2_RMPA | NE | RMPA | External | Summer | B9 | 800 | 310 | 237.84 | 50.86 | 55.86 | 5 | 0
2035 | NE_2_RMPA | NE | RMPA | External | Summer | B10 | 1262 | 310 | 0 | 46.13 | 50.3 | 5 | 0
2035 | NE_2_RMPA | NE | RMPA | External | Winter | B16 | 25 | 310 | 25.2 | 68.97 | 73.97 | 5 | 0
2035 | NE_2_RMPA | NE | RMPA | External | Winter | B17 | 100 | 310 | 310 | 59.32 | 64.83 | 5 | 0.52
2035 | NE_2_RMPA | NE | RMPA | External | Winter | B18 | 400 | 310 | 154.25 | 59.32 | 64.32 | 5 | 0
2035 | NE_2_RMPA | NE | RMPA | External | Winter | B19 | 700 | 310 | 310 | 55.12 | 63.13 | 5 | 3.01
2035 | NE_2_RMPA | NE | RMPA | External | Winter | B20 | 935 | 310 | 0 | 46.48 | 47.61 | 5 | 0
2035 | NWPP_Coal_2_MAPP_US | NWPP_Coal | MAPP_US | External | Shoulder | B11 | 25 | 150 | 0 | 66.63 | 70.63 | 8 | 0
2035 | NWPP_Coal_2_MAPP_US | NWPP_Coal | MAPP_US | External | Shoulder | B12 | 200 | 150 | 0 | 66.63 | 52.37 | 8 | 0
2035 | NWPP_Coal_2_MAPP_US | NWPP_Coal | MAPP_US | External | Shoulder | B13 | 600 | 150 | 0 | 66.63 | 48.55 | 8 | 0
2035 | NWPP_Coal_2_MAPP_US | NWPP_Coal | MAPP_US | External | Shoulder | B14 | 900 | 150 | 0 | 66.63 | 48.55 | 8 | 0
2035 | NWPP_Coal_2_MAPP_US | NWPP_Coal | MAPP_US | External | Shoulder | B15 | 1203 | 150 | 0 | 66.63 | 46.17 | 8 | 0
2035 | NWPP_Coal_2_MAPP_US | NWPP_Coal | MAPP_US | External | Summer | B1 | 10 | 150 | 150 | 66.63 | 83.75 | 8 | 9.12
2035 | NWPP_Coal_2_MAPP_US | NWPP_Coal | MAPP_US | External | Summer | B2 | 25 | 150 | 150 | 66.63 | 79.95 | 8 | 5.33
2035 | NWPP_Coal_2_MAPP_US | NWPP_Coal | MAPP_US | External | Summer | B3 | 75 | 150 | 150 | 66.63 | 80.85 | 8 | 6.23
2035 | NWPP_Coal_2_MAPP_US | NWPP_Coal | MAPP_US | External | Summer | B4 | 100 | 150 | 0 | 66.63 | 74.28 | 8 | 0
2035 | NWPP_Coal_2_MAPP_US | NWPP_Coal | MAPP_US | External | Summer | B5 | 200 | 150 | 0 | 66.63 | 70.88 | 8 | 0
2035 | NWPP_Coal_2_MAPP_US | NWPP_Coal | MAPP_US | External | Summer | B6 | 300 | 150 | 0 | 66.63 | 63.67 | 8 | 0
2035 | NWPP_Coal_2_MAPP_US | NWPP_Coal | MAPP_US | External | Summer | B7 | 400 | 150 | 0 | 66.63 | 50.1 | 8 | 0
2035 | NWPP_Coal_2_MAPP_US | NWPP_Coal | MAPP_US | External | Summer | B8 | 500 | 150 | 0 | 66.63 | 45.23 | 8 | 0
2035 | NWPP_Coal_2_MAPP_US | NWPP_Coal | MAPP_US | External | Summer | B9 | 800 | 150 | 0 | 66.63 | 43.86 | 8 | 0
2035 | NWPP_Coal_2_MAPP_US | NWPP_Coal | MAPP_US | External | Summer | B10 | 1262 | 150 | 0 | 66.63 | 39.13 | 8 | 0
2035 | NWPP_Coal_2_MAPP_US | NWPP_Coal | MAPP_US | External | Winter | B16 | 25 | 150 | 0 | 74.39 | 65.99 | 8 | 0
2035 | NWPP_Coal_2_MAPP_US | NWPP_Coal | MAPP_US | External | Winter | B17 | 100 | 150 | 0 | 71.28 | 53.68 | 8 | 0
2035 | NWPP_Coal_2_MAPP_US | NWPP_Coal | MAPP_US | External | Winter | B18 | 400 | 150 | 0 | 71.28 | 52.8 | 8 | 0
2035 | NWPP_Coal_2_MAPP_US | NWPP_Coal | MAPP_US | External | Winter | B19 | 700 | 150 | 0 | 71.28 | 52.8 | 8 | 0
2035 | NWPP_Coal_2_MAPP_US | NWPP_Coal | MAPP_US | External | Winter | B20 | 935 | 150 | 0 | 71.28 | 41.32 | 8 | 0
2035 | RMPA_2_MAPP_US | RMPA | MAPP_US | External | Shoulder | B11 | 25 | 200 | 200 | 60.2 | 70.63 | 8 | 2.43
2035 | RMPA_2_MAPP_US | RMPA | MAPP_US | External | Shoulder | B12 | 200 | 200 | 0 | 60.2 | 52.37 | 8 | 0
2035 | RMPA_2_MAPP_US | RMPA | MAPP_US | External | Shoulder | B13 | 600 | 200 | 0 | 58.47 | 48.55 | 8 | 0
2035 | RMPA_2_MAPP_US | RMPA | MAPP_US | External | Shoulder | B14 | 900 | 200 | 0 | 58.46 | 48.55 | 8 | 0
2035 | RMPA_2_MAPP_US | RMPA | MAPP_US | External | Shoulder | B15 | 1203 | 200 | 0 | 54.17 | 46.17 | 8 | 0
2035 | RMPA_2_MAPP_US | RMPA | MAPP_US | External | Summer | B1 | 10 | 200 | 0 | 87.95 | 83.75 | 8 | 0
2035 | RMPA_2_MAPP_US | RMPA | MAPP_US | External | Summer | B2 | 25 | 200 | 0 | 87.95 | 79.95 | 8 | 0
2035 | RMPA_2_MAPP_US | RMPA | MAPP_US | External | Summer | B3 | 75 | 200 | 0 | 87.95 | 80.85 | 8 | 0
2035 | RMPA_2_MAPP_US | RMPA | MAPP_US | External | Summer | B4 | 100 | 200 | 0 | 74.79 | 74.28 | 8 | 0
2035 | RMPA_2_MAPP_US | RMPA | MAPP_US | External | Summer | B5 | 200 | 200 | 0 | 69.44 | 70.88 | 8 | 0
2035 | RMPA_2_MAPP_US | RMPA | MAPP_US | External | Summer | B6 | 300 | 200 | 0 | 58.46 | 63.67 | 8 | 0
2035 | RMPA_2_MAPP_US | RMPA | MAPP_US | External | Summer | B7 | 400 | 200 | 0 | 57.73 | 50.1 | 8 | 0
2035 | RMPA_2_MAPP_US | RMPA | MAPP_US | External | Summer | B8 | 500 | 200 | 0 | 57.73 | 45.23 | 8 | 0
2035 | RMPA_2_MAPP_US | RMPA | MAPP_US | External | Summer | B9 | 800 | 200 | 0 | 55.86 | 43.86 | 8 | 0
2035 | RMPA_2_MAPP_US | RMPA | MAPP_US | External | Summer | B10 | 1262 | 200 | 0 | 50.3 | 39.13 | 8 | 0
2035 | RMPA_2_MAPP_US | RMPA | MAPP_US | External | Winter | B16 | 25 | 200 | 0 | 73.97 | 65.99 | 8 | 0
2035 | RMPA_2_MAPP_US | RMPA | MAPP_US | External | Winter | B17 | 100 | 200 | 0 | 64.83 | 53.68 | 8 | 0
2035 | RMPA_2_MAPP_US | RMPA | MAPP_US | External | Winter | B18 | 400 | 200 | 0 | 64.32 | 52.8 | 8 | 0
2035 | RMPA_2_MAPP_US | RMPA | MAPP_US | External | Winter | B19 | 700 | 200 | 0 | 63.13 | 52.8 | 8 | 0
2035 | RMPA_2_MAPP_US | RMPA | MAPP_US | External | Winter | B20 | 935 | 200 | 0 | 47.61 | 41.32 | 8 | 0
2035 | RMPA_2_NE | RMPA | NE | External | Shoulder | B11 | 25 | 310 | 310 | 60.2 | 77.63 | 8 | 9.43
2035 | RMPA_2_NE | RMPA | NE | External | Shoulder | B12 | 200 | 310 | 0 | 60.2 | 55.68 | 8 | 0
2035 | RMPA_2_NE | RMPA | NE | External | Shoulder | B13 | 600 | 310 | 0 | 58.47 | 55.55 | 8 | 0
2035 | RMPA_2_NE | RMPA | NE | External | Shoulder | B14 | 900 | 310 | 0 | 58.46 | 53.1 | 8 | 0
2035 | RMPA_2_NE | RMPA | NE | External | Shoulder | B15 | 1203 | 310 | 0 | 54.17 | 49.5 | 8 | 0
2035 | RMPA_2_NE | RMPA | NE | External | Summer | B1 | 10 | 310 | 0 | 87.95 | 85.97 | 8 | 0
2035 | RMPA_2_NE | RMPA | NE | External | Summer | B2 | 25 | 310 | 0 | 87.95 | 86.95 | 8 | 0
2035 | RMPA_2_NE | RMPA | NE | External | Summer | B3 | 75 | 310 | 0 | 87.95 | 87.85 | 8 | 0
2035 | RMPA_2_NE | RMPA | NE | External | Summer | B4 | 100 | 310 | 0 | 74.79 | 81.28 | 8 | 0
2035 | RMPA_2_NE | RMPA | NE | External | Summer | B5 | 200 | 310 | 310 | 69.44 | 77.88 | 8 | 0.44
2035 | RMPA_2_NE | RMPA | NE | External | Summer | B6 | 300 | 310 | 310 | 58.46 | 70.67 | 8 | 4.21
2035 | RMPA_2_NE | RMPA | NE | External | Summer | B7 | 400 | 310 | 0 | 57.73 | 57.1 | 8 | 0
2035 | RMPA_2_NE | RMPA | NE | External | Summer | B8 | 500 | 310 | 0 | 57.73 | 52.23 | 8 | 0
2035 | RMPA_2_NE | RMPA | NE | External | Summer | B9 | 800 | 310 | 0 | 55.86 | 50.86 | 8 | 0
2035 | RMPA_2_NE | RMPA | NE | External | Summer | B10 | 1262 | 310 | 0 | 50.3 | 46.13 | 8 | 0
2035 | RMPA_2_NE | RMPA | NE | External | Winter | B16 | 25 | 310 | 0 | 73.97 | 68.97 | 8 | 0
2035 | RMPA_2_NE | RMPA | NE | External | Winter | B17 | 100 | 310 | 0 | 64.83 | 59.32 | 8 | 0
2035 | RMPA_2_NE | RMPA | NE | External | Winter | B18 | 400 | 310 | 0 | 64.32 | 59.32 | 8 | 0
2035 | RMPA_2_NE | RMPA | NE | External | Winter | B19 | 700 | 310 | 0 | 63.13 | 55.12 | 8 | 0
2035 | RMPA_2_NE | RMPA | NE | External | Winter | B20 | 935 | 310 | 0 | 47.61 | 46.48 | 8 | 0
2035 | RMPA_2_SPP_N | RMPA | SPP_N | External | Shoulder | B11 | 25 | 210 | 210 | 60.2 | 79.24 | 8 | 11.04
2035 | RMPA_2_SPP_N | RMPA | SPP_N | External | Shoulder | B12 | 200 | 210 | 0 | 60.2 | 55.69 | 8 | 0
2035 | RMPA_2_SPP_N | RMPA | SPP_N | External | Shoulder | B13 | 600 | 210 | 0 | 58.47 | 55.56 | 8 | 0
2035 | RMPA_2_SPP_N | RMPA | SPP_N | External | Shoulder | B14 | 900 | 210 | 0 | 58.46 | 53.11 | 8 | 0
2035 | RMPA_2_SPP_N | RMPA | SPP_N | External | Shoulder | B15 | 1203 | 210 | 0 | 54.17 | 49.51 | 8 | 0
2035 | RMPA_2_SPP_N | RMPA | SPP_N | External | Summer | B1 | 10 | 210 | 0 | 87.95 | 85.95 | 8 | 0
2035 | RMPA_2_SPP_N | RMPA | SPP_N | External | Summer | B2 | 25 | 210 | 0 | 87.95 | 86.96 | 8 | 0
2035 | RMPA_2_SPP_N | RMPA | SPP_N | External | Summer | B3 | 75 | 210 | 0 | 87.95 | 87.87 | 8 | 0
2035 | RMPA_2_SPP_N | RMPA | SPP_N | External | Summer | B4 | 100 | 210 | 0 | 74.79 | 81.29 | 8 | 0
2035 | RMPA_2_SPP_N | RMPA | SPP_N | External | Summer | B5 | 200 | 210 | 210 | 69.44 | 77.89 | 8 | 0.45
2035 | RMPA_2_SPP_N | RMPA | SPP_N | External | Summer | B6 | 300 | 210 | 210 | 58.46 | 72.28 | 8 | 5.82
2035 | RMPA_2_SPP_N | RMPA | SPP_N | External | Summer | B7 | 400 | 210 | 0 | 57.73 | 57.11 | 8 | 0
2035 | RMPA_2_SPP_N | RMPA | SPP_N | External | Summer | B8 | 500 | 210 | 0 | 57.73 | 53.84 | 8 | 0
2035 | RMPA_2_SPP_N | RMPA | SPP_N | External | Summer | B9 | 800 | 210 | 0 | 55.86 | 52.47 | 8 | 0
2035 | RMPA_2_SPP_N | RMPA | SPP_N | External | Summer | B10 | 1262 | 210 | 0 | 50.3 | 47.74 | 8 | 0
2035 | RMPA_2_SPP_N | RMPA | SPP_N | External | Winter | B16 | 25 | 210 | 0 | 73.97 | 68.98 | 8 | 0
2035 | RMPA_2_SPP_N | RMPA | SPP_N | External | Winter | B17 | 100 | 210 | 0 | 64.83 | 59.33 | 8 | 0
2035 | RMPA_2_SPP_N | RMPA | SPP_N | External | Winter | B18 | 400 | 210 | 0 | 64.32 | 59.33 | 8 | 0
2035 | RMPA_2_SPP_N | RMPA | SPP_N | External | Winter | B19 | 700 | 210 | 0 | 63.13 | 55.13 | 8 | 0
2035 | RMPA_2_SPP_N | RMPA | SPP_N | External | Winter | B20 | 935 | 210 | 0 | 47.61 | 46.52 | 8 | 0
2035 | SPP_N_2_RMPA | SPP_N | RMPA | External | Shoulder | B11 | 25 | 210 | 0 | 79.24 | 60.2 | 5 | 0
2035 | SPP_N_2_RMPA | SPP_N | RMPA | External | Shoulder | B12 | 200 | 210 | 0 | 55.69 | 60.2 | 5 | 0
2035 | SPP_N_2_RMPA | SPP_N | RMPA | External | Shoulder | B13 | 600 | 210 | 0 | 55.56 | 58.47 | 5 | 0
2035 | SPP_N_2_RMPA | SPP_N | RMPA | External | Shoulder | B14 | 900 | 210 | 210 | 53.11 | 58.46 | 5 | 0.35
2035 | SPP_N_2_RMPA | SPP_N | RMPA | External | Shoulder | B15 | 1203 | 210 | 0 | 49.51 | 54.17 | 5 | 0
2035 | SPP_N_2_RMPA | SPP_N | RMPA | External | Summer | B1 | 10 | 210 | 0 | 85.95 | 87.95 | 5 | 0
2035 | SPP_N_2_RMPA | SPP_N | RMPA | External | Summer | B2 | 25 | 210 | 0 | 86.96 | 87.95 | 5 | 0
2035 | SPP_N_2_RMPA | SPP_N | RMPA | External | Summer | B3 | 75 | 210 | 0 | 87.87 | 87.95 | 5 | 0
2035 | SPP_N_2_RMPA | SPP_N | RMPA | External | Summer | B4 | 100 | 210 | 0 | 81.29 | 74.79 | 5 | 0
2035 | SPP_N_2_RMPA | SPP_N | RMPA | External | Summer | B5 | 200 | 210 | 0 | 77.89 | 69.44 | 5 | 0
2035 | SPP_N_2_RMPA | SPP_N | RMPA | External | Summer | B6 | 300 | 210 | 0 | 72.28 | 58.46 | 5 | 0
2035 | SPP_N_2_RMPA | SPP_N | RMPA | External | Summer | B7 | 400 | 210 | 0 | 57.11 | 57.73 | 5 | 0
2035 | SPP_N_2_RMPA | SPP_N | RMPA | External | Summer | B8 | 500 | 210 | 0 | 53.84 | 57.73 | 5 | 0
2035 | SPP_N_2_RMPA | SPP_N | RMPA | External | Summer | B9 | 800 | 210 | 0 | 52.47 | 55.86 | 5 | 0
2035 | SPP_N_2_RMPA | SPP_N | RMPA | External | Summer | B10 | 1262 | 210 | 0 | 47.74 | 50.3 | 5 | 0
2035 | SPP_N_2_RMPA | SPP_N | RMPA | External | Winter | B16 | 25 | 210 | 0 | 68.98 | 73.97 | 5 | 0
2035 | SPP_N_2_RMPA | SPP_N | RMPA | External | Winter | B17 | 100 | 210 | 210 | 59.33 | 64.83 | 5 | 0.51
2035 | SPP_N_2_RMPA | SPP_N | RMPA | External | Winter | B18 | 400 | 210 | 0 | 59.33 | 64.32 | 5 | 0
2035 | SPP_N_2_RMPA | SPP_N | RMPA | External | Winter | B19 | 700 | 210 | 210 | 55.13 | 63.13 | 5 | 3
2035 | SPP_N_2_RMPA | SPP_N | RMPA | External | Winter | B20 | 935 | 210 | 0 | 46.52 | 47.61 | 5 | 0
2035 | SPP_S_2_ERCOT | SPP_S | ERCOT | External | Shoulder | B11 | 25 | 800 | 0 | 77.97 | 79.51 | 5 | 0
2035 | SPP_S_2_ERCOT | SPP_S | ERCOT | External | Shoulder | B12 | 200 | 800 | 0 | 54.42 | 59.17 | 5 | 0
2035 | SPP_S_2_ERCOT | SPP_S | ERCOT | External | Shoulder | B13 | 600 | 800 | 0 | 54.3 | 54.23 | 5 | 0
2035 | SPP_S_2_ERCOT | SPP_S | ERCOT | External | Shoulder | B14 | 900 | 800 | 0 | 51.85 | 54.23 | 5 | 0
2035 | SPP_S_2_ERCOT | SPP_S | ERCOT | External | Shoulder | B15 | 1203 | 800 | 0 | 49.5 | 54.23 | 5 | 0
2035 | SPP_S_2_ERCOT | SPP_S | ERCOT | External | Summer | B1 | 10 | 800 | 766.97 | 84.69 | 89.69 | 5 | 0
2035 | SPP_S_2_ERCOT | SPP_S | ERCOT | External | Summer | B2 | 25 | 800 | 0 | 85.7 | 89.69 | 5 | 0
2035 | SPP_S_2_ERCOT | SPP_S | ERCOT | External | Summer | B3 | 75 | 800 | 0 | 86.6 | 78.6 | 5 | 0
2035 | SPP_S_2_ERCOT | SPP_S | ERCOT | External | Summer | B4 | 100 | 800 | 0 | 80.03 | 77.19 | 5 | 0
2035 | SPP_S_2_ERCOT | SPP_S | ERCOT | External | Summer | B5 | 200 | 800 | 0 | 76.62 | 77.19 | 5 | 0
2035 | SPP_S_2_ERCOT | SPP_S | ERCOT | External | Summer | B6 | 300 | 800 | 800 | 71.02 | 77.19 | 5 | 1.17
2035 | SPP_S_2_ERCOT | SPP_S | ERCOT | External | Summer | B7 | 400 | 800 | 388.01 | 55.84 | 60.84 | 5 | 0
2035 | SPP_S_2_ERCOT | SPP_S | ERCOT | External | Summer | B8 | 500 | 800 | 0 | 52.57 | 52.67 | 5 | 0
2035 | SPP_S_2_ERCOT | SPP_S | ERCOT | External | Summer | B9 | 800 | 800 | 0 | 52.45 | 52.67 | 5 | 0
2035 | SPP_S_2_ERCOT | SPP_S | ERCOT | External | Summer | B10 | 1262 | 800 | 0 | 47.75 | 52.67 | 5 | 0
2035 | SPP_S_2_ERCOT | SPP_S | ERCOT | External | Winter | B16 | 25 | 800 | 742.63 | 67.72 | 72.72 | 5 | 0
2035 | SPP_S_2_ERCOT | SPP_S | ERCOT | External | Winter | B17 | 100 | 800 | 0 | 58.06 | 58.14 | 5 | 0
2035 | SPP_S_2_ERCOT | SPP_S | ERCOT | External | Winter | B18 | 400 | 800 | 0 | 58.06 | 57.5 | 5 | 0
2035 | SPP_S_2_ERCOT | SPP_S | ERCOT | External | Winter | B19 | 700 | 800 | 0 | 53.87 | 57.5 | 5 | 0
2035 | SPP_S_2_ERCOT | SPP_S | ERCOT | External | Winter | B20 | 935 | 800 | 800 | 46.51 | 57.5 | 5 | 5.99
2040 | AZ_NM_SNV_Coal_2_SPP_S | AZ_NM_SNV_Coal | SPP_S | External | Shoulder | B11 | 25 | 400 | 0 | 77.2 | 81.34 | 8.17 | 0
2040 | AZ_NM_SNV_Coal_2_SPP_S | AZ_NM_SNV_Coal | SPP_S | External | Shoulder | B12 | 200 | 400 | 0 | 69.06 | 60.19 | 8.17 | 0
2040 | AZ_NM_SNV_Coal_2_SPP_S | AZ_NM_SNV_Coal | SPP_S | External | Shoulder | B13 | 600 | 400 | 0 | 69.05 | 60.05 | 8.17 | 0
2040 | AZ_NM_SNV_Coal_2_SPP_S | AZ_NM_SNV_Coal | SPP_S | External | Shoulder | B14 | 900 | 400 | 0 | 69.04 | 54.99 | 8.17 | 0
2040 | AZ_NM_SNV_Coal_2_SPP_S | AZ_NM_SNV_Coal | SPP_S | External | Shoulder | B15 | 1203 | 400 | 0 | 61.99 | 49.91 | 8.17 | 0
2040 | AZ_NM_SNV_Coal_2_SPP_S | AZ_NM_SNV_Coal | SPP_S | External | Summer | B1 | 10 | 400 | 0 | 118.79 | 93.31 | 8.17 | 0
2040 | AZ_NM_SNV_Coal_2_SPP_S | AZ_NM_SNV_Coal | SPP_S | External | Summer | B2 | 25 | 400 | 0 | 118.79 | 95.09 | 8.17 | 0
2040 | AZ_NM_SNV_Coal_2_SPP_S | AZ_NM_SNV_Coal | SPP_S | External | Summer | B3 | 75 | 400 | 0 | 118.79 | 95.18 | 8.17 | 0
2040 | AZ_NM_SNV_Coal_2_SPP_S | AZ_NM_SNV_Coal | SPP_S | External | Summer | B4 | 100 | 400 | 0 | 98.84 | 88.93 | 8.17 | 0
2040 | AZ_NM_SNV_Coal_2_SPP_S | AZ_NM_SNV_Coal | SPP_S | External | Summer | B5 | 200 | 400 | 0 | 89.74 | 84.2 | 8.17 | 0
2040 | AZ_NM_SNV_Coal_2_SPP_S | AZ_NM_SNV_Coal | SPP_S | External | Summer | B6 | 300 | 400 | 0 | 84.68 | 75.48 | 8.17 | 0
2040 | AZ_NM_SNV_Coal_2_SPP_S | AZ_NM_SNV_Coal | SPP_S | External | Summer | B7 | 400 | 400 | 0 | 80.01 | 60.86 | 8.17 | 0
2040 | AZ_NM_SNV_Coal_2_SPP_S | AZ_NM_SNV_Coal | SPP_S | External | Summer | B8 | 500 | 400 | 0 | 80.01 | 58.17 | 8.17 | 0
2040 | AZ_NM_SNV_Coal_2_SPP_S | AZ_NM_SNV_Coal | SPP_S | External | Summer | B9 | 800 | 400 | 0 | 75.5 | 56.74 | 8.17 | 0
2040 | AZ_NM_SNV_Coal_2_SPP_S | AZ_NM_SNV_Coal | SPP_S | External | Summer | B10 | 1262 | 400 | 0 | 59.69 | 46.56 | 8.17 | 0
2040 | AZ_NM_SNV_Coal_2_SPP_S | AZ_NM_SNV_Coal | SPP_S | External | Winter | B16 | 25 | 400 | 0 | 74.4 | 73 | 8.17 | 0
2040 | AZ_NM_SNV_Coal_2_SPP_S | AZ_NM_SNV_Coal | SPP_S | External | Winter | B17 | 100 | 400 | 0 | 71.3 | 64.25 | 8.17 | 0
2040 | AZ_NM_SNV_Coal_2_SPP_S | AZ_NM_SNV_Coal | SPP_S | External | Winter | B18 | 400 | 400 | 0 | 66.94 | 61.93 | 8.17 | 0
2040 | AZ_NM_SNV_Coal_2_SPP_S | AZ_NM_SNV_Coal | SPP_S | External | Winter | B19 | 700 | 400 | 0 | 66.94 | 58.72 | 8.17 | 0
2040 | AZ_NM_SNV_Coal_2_SPP_S | AZ_NM_SNV_Coal | SPP_S | External | Winter | B20 | 935 | 400 | 0 | 66.21 | 47.03 | 8.17 | 0
2040 | ERCOT_2_SPP_S | ERCOT | SPP_S | External | Shoulder | B11 | 25 | 800 | 0 | 88.07 | 81.34 | 8 | 0
2040 | ERCOT_2_SPP_S | ERCOT | SPP_S | External | Shoulder | B12 | 200 | 800 | 0 | 65.48 | 60.19 | 8 | 0
2040 | ERCOT_2_SPP_S | ERCOT | SPP_S | External | Shoulder | B13 | 600 | 800 | 0 | 59.99 | 60.05 | 8 | 0
2040 | ERCOT_2_SPP_S | ERCOT | SPP_S | External | Shoulder | B14 | 900 | 800 | 0 | 59.99 | 54.99 | 8 | 0
2040 | ERCOT_2_SPP_S | ERCOT | SPP_S | External | Shoulder | B15 | 1203 | 800 | 0 | 54.91 | 49.91 | 8 | 0
2040 | ERCOT_2_SPP_S | ERCOT | SPP_S | External | Summer | B1 | 10 | 800 | 0 | 98.72 | 93.31 | 8 | 0
2040 | ERCOT_2_SPP_S | ERCOT | SPP_S | External | Summer | B2 | 25 | 800 | 0 | 98.72 | 95.09 | 8 | 0
2040 | ERCOT_2_SPP_S | ERCOT | SPP_S | External | Summer | B3 | 75 | 800 | 395.65 | 87.18 | 95.18 | 8 | 0
2040 | ERCOT_2_SPP_S | ERCOT | SPP_S | External | Summer | B4 | 100 | 800 | 0 | 85.49 | 88.93 | 8 | 0
2040 | ERCOT_2_SPP_S | ERCOT | SPP_S | External | Summer | B5 | 200 | 800 | 0 | 85.49 | 84.2 | 8 | 0
2040 | ERCOT_2_SPP_S | ERCOT | SPP_S | External | Summer | B6 | 300 | 800 | 0 | 85.49 | 75.48 | 8 | 0
2040 | ERCOT_2_SPP_S | ERCOT | SPP_S | External | Summer | B7 | 400 | 800 | 0 | 63.58 | 60.86 | 8 | 0
2040 | ERCOT_2_SPP_S | ERCOT | SPP_S | External | Summer | B8 | 500 | 800 | 0 | 58.25 | 58.17 | 8 | 0
2040 | ERCOT_2_SPP_S | ERCOT | SPP_S | External | Summer | B9 | 800 | 800 | 0 | 58.25 | 56.74 | 8 | 0
2040 | ERCOT_2_SPP_S | ERCOT | SPP_S | External | Summer | B10 | 1262 | 800 | 0 | 58.25 | 46.56 | 8 | 0
2040 | ERCOT_2_SPP_S | ERCOT | SPP_S | External | Winter | B16 | 25 | 800 | 0 | 82.3 | 73 | 8 | 0
2040 | ERCOT_2_SPP_S | ERCOT | SPP_S | External | Winter | B17 | 100 | 800 | 0 | 69.25 | 64.25 | 8 | 0
2040 | ERCOT_2_SPP_S | ERCOT | SPP_S | External | Winter | B18 | 400 | 800 | 0 | 63.59 | 61.93 | 8 | 0
2040 | ERCOT_2_SPP_S | ERCOT | SPP_S | External | Winter | B19 | 700 | 800 | 0 | 63.59 | 58.72 | 8 | 0
2040 | ERCOT_2_SPP_S | ERCOT | SPP_S | External | Winter | B20 | 935 | 800 | 0 | 58.13 | 47.03 | 8 | 0
2040 | MAPP_US_2_RMPA | MAPP_US | RMPA | External | Shoulder | B11 | 25 | 200 | 0 | 74.33 | 66.18 | 8 | 0
2040 | MAPP_US_2_RMPA | MAPP_US | RMPA | External | Shoulder | B12 | 200 | 200 | 0 | 54.07 | 60.89 | 8 | 0
2040 | MAPP_US_2_RMPA | MAPP_US | RMPA | External | Shoulder | B13 | 600 | 200 | 200 | 52.1 | 60.87 | 8 | 0.77
2040 | MAPP_US_2_RMPA | MAPP_US | RMPA | External | Shoulder | B14 | 900 | 200 | 200 | 52.1 | 60.87 | 8 | 0.77
2040 | MAPP_US_2_RMPA | MAPP_US | RMPA | External | Shoulder | B15 | 1203 | 200 | 0 | 45.69 | 53.36 | 8 | 0
2040 | MAPP_US_2_RMPA | MAPP_US | RMPA | External | Summer | B1 | 10 | 200 | 0 | 92.07 | 96.16 | 8 | 0
2040 | MAPP_US_2_RMPA | MAPP_US | RMPA | External | Summer | B2 | 25 | 200 | 200 | 88.07 | 96.16 | 8 | 0.09
2040 | MAPP_US_2_RMPA | MAPP_US | RMPA | External | Summer | B3 | 75 | 200 | 141.93 | 88.16 | 96.16 | 8 | 0
2040 | MAPP_US_2_RMPA | MAPP_US | RMPA | External | Summer | B4 | 100 | 200 | 0 | 83.04 | 83.65 | 8 | 0
2040 | MAPP_US_2_RMPA | MAPP_US | RMPA | External | Summer | B5 | 200 | 200 | 0 | 77.29 | 67.32 | 8 | 0
2040 | MAPP_US_2_RMPA | MAPP_US | RMPA | External | Summer | B6 | 300 | 200 | 0 | 66.95 | 63.72 | 8 | 0
2040 | MAPP_US_2_RMPA | MAPP_US | RMPA | External | Summer | B7 | 400 | 200 | 200 | 53.72 | 63.44 | 8 | 1.72
2040 | MAPP_US_2_RMPA | MAPP_US | RMPA | External | Summer | B8 | 500 | 200 | 200 | 49.62 | 63.44 | 8 | 5.82
2040 | MAPP_US_2_RMPA | MAPP_US | RMPA | External | Summer | B9 | 800 | 200 | 200 | 48.19 | 57.09 | 8 | 0.9
2040 | MAPP_US_2_RMPA | MAPP_US | RMPA | External | Summer | B10 | 1262 | 200 | 60.78 | 38.01 | 46.01 | 8 | 0
2040 | MAPP_US_2_RMPA | MAPP_US | RMPA | External | Winter | B16 | 25 | 200 | 0 | 69.51 | 71.37 | 8 | 0
2040 | MAPP_US_2_RMPA | MAPP_US | RMPA | External | Winter | B17 | 100 | 200 | 200 | 58.44 | 71.37 | 8 | 4.93
2040 | MAPP_US_2_RMPA | MAPP_US | RMPA | External | Winter | B18 | 400 | 200 | 200 | 56.26 | 65.32 | 8 | 1.06
2040 | MAPP_US_2_RMPA | MAPP_US | RMPA | External | Winter | B19 | 700 | 200 | 200 | 56.26 | 65.32 | 8 | 1.06
2040 | MAPP_US_2_RMPA | MAPP_US | RMPA | External | Winter | B20 | 935 | 200 | 0 | 40.73 | 47.21 | 8 | 0
2040 | NE_2_RMPA | NE | RMPA | External | Shoulder | B11 | 25 | 310 | 0 | 81.33 | 66.18 | 5 | 0
2040 | NE_2_RMPA | NE | RMPA | External | Shoulder | B12 | 200 | 310 | 0 | 60.17 | 60.89 | 5 | 0
2040 | NE_2_RMPA | NE | RMPA | External | Shoulder | B13 | 600 | 310 | 0 | 59.1 | 60.87 | 5 | 0
2040 | NE_2_RMPA | NE | RMPA | External | Shoulder | B14 | 900 | 310 | 310 | 54.22 | 60.87 | 5 | 1.65
2040 | NE_2_RMPA | NE | RMPA | External | Shoulder | B15 | 1203 | 310 | 88.73 | 48.36 | 53.36 | 5 | 0
2040 | NE_2_RMPA | NE | RMPA | External | Summer | B1 | 10 | 310 | 0 | 94.07 | 96.16 | 5 | 0
2040 | NE_2_RMPA | NE | RMPA | External | Summer | B2 | 25 | 310 | 0 | 95.07 | 96.16 | 5 | 0
2040 | NE_2_RMPA | NE | RMPA | External | Summer | B3 | 75 | 310 | 0 | 95.16 | 96.16 | 5 | 0
2040 | NE_2_RMPA | NE | RMPA | External | Summer | B4 | 100 | 310 | 0 | 88.91 | 83.65 | 5 | 0
2040 | NE_2_RMPA | NE | RMPA | External | Summer | B5 | 200 | 310 | 0 | 84.18 | 67.32 | 5 | 0
2040 | NE_2_RMPA | NE | RMPA | External | Summer | B6 | 300 | 310 | 0 | 73.95 | 63.72 | 5 | 0
2040 | NE_2_RMPA | NE | RMPA | External | Summer | B7 | 400 | 310 | 0 | 60.72 | 63.44 | 5 | 0
2040 | NE_2_RMPA | NE | RMPA | External | Summer | B8 | 500 | 310 | 310 | 56.62 | 63.44 | 5 | 1.82
2040 | NE_2_RMPA | NE | RMPA | External | Summer | B9 | 800 | 310 | 0 | 55.19 | 57.09 | 5 | 0
2040 | NE_2_RMPA | NE | RMPA | External | Summer | B10 | 1262 | 310 | 0 | 45.01 | 46.01 | 5 | 0
2040 | NE_2_RMPA | NE | RMPA | External | Winter | B16 | 25 | 310 | 0 | 72.99 | 71.37 | 5 | 0
2040 | NE_2_RMPA | NE | RMPA | External | Winter | B17 | 100 | 310 | 310 | 64.24 | 71.37 | 5 | 2.13
2040 | NE_2_RMPA | NE | RMPA | External | Winter | B18 | 400 | 310 | 0 | 60.4 | 65.32 | 5 | 0
2040 | NE_2_RMPA | NE | RMPA | External | Winter | B19 | 700 | 310 | 310 | 57.89 | 65.32 | 5 | 2.43
2040 | NE_2_RMPA | NE | RMPA | External | Winter | B20 | 935 | 310 | 0 | 45.48 | 47.21 | 5 | 0
2040 | NWPP_Coal_2_MAPP_US | NWPP_Coal | MAPP_US | External | Shoulder | B11 | 25 | 150 | 0 | 69.04 | 74.33 | 8 | 0
2040 | NWPP_Coal_2_MAPP_US | NWPP_Coal | MAPP_US | External | Shoulder | B12 | 200 | 150 | 0 | 69.04 | 54.07 | 8 | 0
2040 | NWPP_Coal_2_MAPP_US | NWPP_Coal | MAPP_US | External | Shoulder | B13 | 600 | 150 | 0 | 69.04 | 52.1 | 8 | 0
2040 | NWPP_Coal_2_MAPP_US | NWPP_Coal | MAPP_US | External | Shoulder | B14 | 900 | 150 | 0 | 69.04 | 52.1 | 8 | 0
2040 | NWPP_Coal_2_MAPP_US | NWPP_Coal | MAPP_US | External | Shoulder | B15 | 1203 | 150 | 0 | 69.04 | 45.69 | 8 | 0
2040 | NWPP_Coal_2_MAPP_US | NWPP_Coal | MAPP_US | External | Summer | B1 | 10 | 150 | 150 | 75.48 | 92.07 | 8 | 8.58
2040 | NWPP_Coal_2_MAPP_US | NWPP_Coal | MAPP_US | External | Summer | B2 | 25 | 150 | 150 | 75.48 | 88.07 | 8 | 4.59
2040 | NWPP_Coal_2_MAPP_US | NWPP_Coal | MAPP_US | External | Summer | B3 | 75 | 150 | 150 | 75.48 | 88.16 | 8 | 4.68
2040 | NWPP_Coal_2_MAPP_US | NWPP_Coal | MAPP_US | External | Summer | B4 | 100 | 150 | 0 | 75.48 | 83.04 | 8 | 0
2040 | NWPP_Coal_2_MAPP_US | NWPP_Coal | MAPP_US | External | Summer | B5 | 200 | 150 | 0 | 75.48 | 77.29 | 8 | 0
2040 | NWPP_Coal_2_MAPP_US | NWPP_Coal | MAPP_US | External | Summer | B6 | 300 | 150 | 0 | 75.48 | 66.95 | 8 | 0
2040 | NWPP_Coal_2_MAPP_US | NWPP_Coal | MAPP_US | External | Summer | B7 | 400 | 150 | 0 | 75.48 | 53.72 | 8 | 0
2040 | NWPP_Coal_2_MAPP_US | NWPP_Coal | MAPP_US | External | Summer | B8 | 500 | 150 | 0 | 75.48 | 49.62 | 8 | 0
2040 | NWPP_Coal_2_MAPP_US | NWPP_Coal | MAPP_US | External | Summer | B9 | 800 | 150 | 0 | 75.48 | 48.19 | 8 | 0
2040 | NWPP_Coal_2_MAPP_US | NWPP_Coal | MAPP_US | External | Summer | B10 | 1262 | 150 | 0 | 75.48 | 38.01 | 8 | 0
2040 | NWPP_Coal_2_MAPP_US | NWPP_Coal | MAPP_US | External | Winter | B16 | 25 | 150 | 0 | 74.38 | 69.51 | 8 | 0
2040 | NWPP_Coal_2_MAPP_US | NWPP_Coal | MAPP_US | External | Winter | B17 | 100 | 150 | 0 | 74.38 | 58.44 | 8 | 0
2040 | NWPP_Coal_2_MAPP_US | NWPP_Coal | MAPP_US | External | Winter | B18 | 400 | 150 | 0 | 74.38 | 56.26 | 8 | 0
2040 | NWPP_Coal_2_MAPP_US | NWPP_Coal | MAPP_US | External | Winter | B19 | 700 | 150 | 0 | 74.38 | 56.26 | 8 | 0
2040 | NWPP_Coal_2_MAPP_US | NWPP_Coal | MAPP_US | External | Winter | B20 | 935 | 150 | 0 | 74.38 | 40.73 | 8 | 0
2040 | RMPA_2_MAPP_US | RMPA | MAPP_US | External | Shoulder | B11 | 25 | 200 | 200 | 66.18 | 74.33 | 8 | 0.14
2040 | RMPA_2_MAPP_US | RMPA | MAPP_US | External | Shoulder | B12 | 200 | 200 | 0 | 60.89 | 54.07 | 8 | 0
2040 | RMPA_2_MAPP_US | RMPA | MAPP_US | External | Shoulder | B13 | 600 | 200 | 0 | 60.87 | 52.1 | 8 | 0
2040 | RMPA_2_MAPP_US | RMPA | MAPP_US | External | Shoulder | B14 | 900 | 200 | 0 | 60.87 | 52.1 | 8 | 0
2040 | RMPA_2_MAPP_US | RMPA | MAPP_US | External | Shoulder | B15 | 1203 | 200 | 0 | 53.36 | 45.69 | 8 | 0
2040 | RMPA_2_MAPP_US | RMPA | MAPP_US | External | Summer | B1 | 10 | 200 | 0 | 96.16 | 92.07 | 8 | 0
2040 | RMPA_2_MAPP_US | RMPA | MAPP_US | External | Summer | B2 | 25 | 200 | 0 | 96.16 | 88.07 | 8 | 0
2040 | RMPA_2_MAPP_US | RMPA | MAPP_US | External | Summer | B3 | 75 | 200 | 0 | 96.16 | 88.16 | 8 | 0
2040 | RMPA_2_MAPP_US | RMPA | MAPP_US | External | Summer | B4 | 100 | 200 | 0 | 83.65 | 83.04 | 8 | 0
2040 | RMPA_2_MAPP_US | RMPA | MAPP_US | External | Summer | B5 | 200 | 200 | 200 | 67.32 | 77.29 | 8 | 1.97
2040 | RMPA_2_MAPP_US | RMPA | MAPP_US | External | Summer | B6 | 300 | 200 | 0 | 63.72 | 66.95 | 8 | 0
2040 | RMPA_2_MAPP_US | RMPA | MAPP_US | External | Summer | B7 | 400 | 200 | 0 | 63.44 | 53.72 | 8 | 0
2040 | RMPA_2_MAPP_US | RMPA | MAPP_US | External | Summer | B8 | 500 | 200 | 0 | 63.44 | 49.62 | 8 | 0
2040 | RMPA_2_MAPP_US | RMPA | MAPP_US | External | Summer | B9 | 800 | 200 | 0 | 57.09 | 48.19 | 8 | 0
2040 | RMPA_2_MAPP_US | RMPA | MAPP_US | External | Summer | B10 | 1262 | 200 | 0 | 46.01 | 38.01 | 8 | 0
2040 | RMPA_2_MAPP_US | RMPA | MAPP_US | External | Winter | B16 | 25 | 200 | 0 | 71.37 | 69.51 | 8 | 0
2040 | RMPA_2_MAPP_US | RMPA | MAPP_US | External | Winter | B17 | 100 | 200 | 0 | 71.37 | 58.44 | 8 | 0
2040 | RMPA_2_MAPP_US | RMPA | MAPP_US | External | Winter | B18 | 400 | 200 | 0 | 65.32 | 56.26 | 8 | 0
2040 | RMPA_2_MAPP_US | RMPA | MAPP_US | External | Winter | B19 | 700 | 200 | 0 | 65.32 | 56.26 | 8 | 0
2040 | RMPA_2_MAPP_US | RMPA | MAPP_US | External | Winter | B20 | 935 | 200 | 0 | 47.21 | 40.73 | 8 | 0
2040 | RMPA_2_NE | RMPA | NE | External | Shoulder | B11 | 25 | 310 | 310 | 66.18 | 81.33 | 8 | 7.14
2040 | RMPA_2_NE | RMPA | NE | External | Shoulder | B12 | 200 | 310 | 0 | 60.89 | 60.17 | 8 | 0
2040 | RMPA_2_NE | RMPA | NE | External | Shoulder | B13 | 600 | 310 | 0 | 60.87 | 59.1 | 8 | 0
2040 | RMPA_2_NE | RMPA | NE | External | Shoulder | B14 | 900 | 310 | 0 | 60.87 | 54.22 | 8 | 0
2040 | RMPA_2_NE | RMPA | NE | External | Shoulder | B15 | 1203 | 310 | 0 | 53.36 | 48.36 | 8 | 0
2040 | RMPA_2_NE | RMPA | NE | External | Summer | B1 | 10 | 310 | 0 | 96.16 | 94.07 | 8 | 0
2040 | RMPA_2_NE | RMPA | NE | External | Summer | B2 | 25 | 310 | 0 | 96.16 | 95.07 | 8 | 0
2040 | RMPA_2_NE | RMPA | NE | External | Summer | B3 | 75 | 310 | 0 | 96.16 | 95.16 | 8 | 0
2040 | RMPA_2_NE | RMPA | NE | External | Summer | B4 | 100 | 310 | 0 | 83.65 | 88.91 | 8 | 0
2040 | RMPA_2_NE | RMPA | NE | External | Summer | B5 | 200 | 310 | 310 | 67.32 | 84.18 | 8 | 8.86
2040 | RMPA_2_NE | RMPA | NE | External | Summer | B6 | 300 | 310 | 310 | 63.72 | 73.95 | 8 | 2.23
2040 | RMPA_2_NE | RMPA | NE | External | Summer | B7 | 400 | 310 | 0 | 63.44 | 60.72 | 8 | 0
2040 | RMPA_2_NE | RMPA | NE | External | Summer | B8 | 500 | 310 | 0 | 63.44 | 56.62 | 8 | 0
2040 | RMPA_2_NE | RMPA | NE | External | Summer | B9 | 800 | 310 | 0 | 57.09 | 55.19 | 8 | 0
2040 | RMPA_2_NE | RMPA | NE | External | Summer | B10 | 1262 | 310 | 0 | 46.01 | 45.01 | 8 | 0
2040 | RMPA_2_NE | RMPA | NE | External | Winter | B16 | 25 | 310 | 0 | 71.37 | 72.99 | 8 | 0
2040 | RMPA_2_NE | RMPA | NE | External | Winter | B17 | 100 | 310 | 0 | 71.37 | 64.24 | 8 | 0
2040 | RMPA_2_NE | RMPA | NE | External | Winter | B18 | 400 | 310 | 0 | 65.32 | 60.4 | 8 | 0
2040 | RMPA_2_NE | RMPA | NE | External | Winter | B19 | 700 | 310 | 0 | 65.32 | 57.89 | 8 | 0
2040 | RMPA_2_NE | RMPA | NE | External | Winter | B20 | 935 | 310 | 0 | 47.21 | 45.48 | 8 | 0
2040 | RMPA_2_SPP_N | RMPA | SPP_N | External | Shoulder | B11 | 25 | 210 | 210 | 66.18 | 82.86 | 8 | 8.68
2040 | RMPA_2_SPP_N | RMPA | SPP_N | External | Shoulder | B12 | 200 | 210 | 0 | 60.89 | 61.71 | 8 | 0
2040 | RMPA_2_SPP_N | RMPA | SPP_N | External | Shoulder | B13 | 600 | 210 | 0 | 60.87 | 60.64 | 8 | 0
2040 | RMPA_2_SPP_N | RMPA | SPP_N | External | Shoulder | B14 | 900 | 210 | 0 | 60.87 | 55.76 | 8 | 0
2040 | RMPA_2_SPP_N | RMPA | SPP_N | External | Shoulder | B15 | 1203 | 210 | 0 | 53.36 | 49.9 | 8 | 0
2040 | RMPA_2_SPP_N | RMPA | SPP_N | External | Summer | B1 | 10 | 210 | 0 | 96.16 | 94.83 | 8 | 0
2040 | RMPA_2_SPP_N | RMPA | SPP_N | External | Summer | B2 | 25 | 210 | 0 | 96.16 | 96.61 | 8 | 0
2040 | RMPA_2_SPP_N | RMPA | SPP_N | External | Summer | B3 | 75 | 210 | 0 | 96.16 | 96.7 | 8 | 0
2040 | RMPA_2_SPP_N | RMPA | SPP_N | External | Summer | B4 | 100 | 210 | 0 | 83.65 | 90.45 | 8 | 0
2040 | RMPA_2_SPP_N | RMPA | SPP_N | External | Summer | B5 | 200 | 210 | 210 | 67.32 | 85.72 | 8 | 10.4
2040 | RMPA_2_SPP_N | RMPA | SPP_N | External | Summer | B6 | 300 | 210 | 210 | 63.72 | 75.49 | 8 | 3.77
2040 | RMPA_2_SPP_N | RMPA | SPP_N | External | Summer | B7 | 400 | 210 | 0 | 63.44 | 62.25 | 8 | 0
2040 | RMPA_2_SPP_N | RMPA | SPP_N | External | Summer | B8 | 500 | 210 | 0 | 63.44 | 58.16 | 8 | 0
2040 | RMPA_2_SPP_N | RMPA | SPP_N | External | Summer | B9 | 800 | 210 | 0 | 57.09 | 56.73 | 8 | 0
2040 | RMPA_2_SPP_N | RMPA | SPP_N | External | Summer | B10 | 1262 | 210 | 0 | 46.01 | 46.55 | 8 | 0
2040 | RMPA_2_SPP_N | RMPA | SPP_N | External | Winter | B16 | 25 | 210 | 0 | 71.37 | 74.52 | 8 | 0
2040 | RMPA_2_SPP_N | RMPA | SPP_N | External | Winter | B17 | 100 | 210 | 0 | 71.37 | 65.78 | 8 | 0
2040 | RMPA_2_SPP_N | RMPA | SPP_N | External | Winter | B18 | 400 | 210 | 0 | 65.32 | 61.94 | 8 | 0
2040 | RMPA_2_SPP_N | RMPA | SPP_N | External | Winter | B19 | 700 | 210 | 0 | 65.32 | 59.43 | 8 | 0
2040 | RMPA_2_SPP_N | RMPA | SPP_N | External | Winter | B20 | 935 | 210 | 0 | 47.21 | 47.02 | 8 | 0
2040 | SPP_N_2_RMPA | SPP_N | RMPA | External | Shoulder | B11 | 25 | 210 | 0 | 82.86 | 66.18 | 5 | 0
2040 | SPP_N_2_RMPA | SPP_N | RMPA | External | Shoulder | B12 | 200 | 210 | 0 | 61.71 | 60.89 | 5 | 0
2040 | SPP_N_2_RMPA | SPP_N | RMPA | External | Shoulder | B13 | 600 | 210 | 0 | 60.64 | 60.87 | 5 | 0
2040 | SPP_N_2_RMPA | SPP_N | RMPA | External | Shoulder | B14 | 900 | 210 | 210 | 55.76 | 60.87 | 5 | 0.11
2040 | SPP_N_2_RMPA | SPP_N | RMPA | External | Shoulder | B15 | 1203 | 210 | 0 | 49.9 | 53.36 | 5 | 0
2040 | SPP_N_2_RMPA | SPP_N | RMPA | External | Summer | B1 | 10 | 210 | 0 | 94.83 | 96.16 | 5 | 0
2040 | SPP_N_2_RMPA | SPP_N | RMPA | External | Summer | B2 | 25 | 210 | 0 | 96.61 | 96.16 | 5 | 0
2040 | SPP_N_2_RMPA | SPP_N | RMPA | External | Summer | B3 | 75 | 210 | 0 | 96.7 | 96.16 | 5 | 0
2040 | SPP_N_2_RMPA | SPP_N | RMPA | External | Summer | B4 | 100 | 210 | 0 | 90.45 | 83.65 | 5 | 0
2040 | SPP_N_2_RMPA | SPP_N | RMPA | External | Summer | B5 | 200 | 210 | 0 | 85.72 | 67.32 | 5 | 0
2040 | SPP_N_2_RMPA | SPP_N | RMPA | External | Summer | B6 | 300 | 210 | 0 | 75.49 | 63.72 | 5 | 0
2040 | SPP_N_2_RMPA | SPP_N | RMPA | External | Summer | B7 | 400 | 210 | 0 | 62.25 | 63.44 | 5 | 0
2040 | SPP_N_2_RMPA | SPP_N | RMPA | External | Summer | B8 | 500 | 210 | 210 | 58.16 | 63.44 | 5 | 0.28
2040 | SPP_N_2_RMPA | SPP_N | RMPA | External | Summer | B9 | 800 | 210 | 0 | 56.73 | 57.09 | 5 | 0
2040 | SPP_N_2_RMPA | SPP_N | RMPA | External | Summer | B10 | 1262 | 210 | 0 | 46.55 | 46.01 | 5 | 0
2040 | SPP_N_2_RMPA | SPP_N | RMPA | External | Winter | B16 | 25 | 210 | 0 | 74.52 | 71.37 | 5 | 0
2040 | SPP_N_2_RMPA | SPP_N | RMPA | External | Winter | B17 | 100 | 210 | 210 | 65.78 | 71.37 | 5 | 0.59
2040 | SPP_N_2_RMPA | SPP_N | RMPA | External | Winter | B18 | 400 | 210 | 0 | 61.94 | 65.32 | 5 | 0
2040 | SPP_N_2_RMPA | SPP_N | RMPA | External | Winter | B19 | 700 | 210 | 210 | 59.43 | 65.32 | 5 | 0.89
2040 | SPP_N_2_RMPA | SPP_N | RMPA | External | Winter | B20 | 935 | 210 | 0 | 47.02 | 47.21 | 5 | 0
2040 | SPP_S_2_ERCOT | SPP_S | ERCOT | External | Shoulder | B11 | 25 | 800 | 800 | 81.34 | 88.07 | 5 | 1.73
2040 | SPP_S_2_ERCOT | SPP_S | ERCOT | External | Shoulder | B12 | 200 | 800 | 800 | 60.19 | 65.48 | 5 | 0.29
2040 | SPP_S_2_ERCOT | SPP_S | ERCOT | External | Shoulder | B13 | 600 | 800 | 0 | 60.05 | 59.99 | 5 | 0
2040 | SPP_S_2_ERCOT | SPP_S | ERCOT | External | Shoulder | B14 | 900 | 800 | 410.19 | 54.99 | 59.99 | 5 | 0
2040 | SPP_S_2_ERCOT | SPP_S | ERCOT | External | Shoulder | B15 | 1203 | 800 | 674.67 | 49.91 | 54.91 | 5 | 0
2040 | SPP_S_2_ERCOT | SPP_S | ERCOT | External | Summer | B1 | 10 | 800 | 800 | 93.31 | 98.72 | 5 | 0.41
2040 | SPP_S_2_ERCOT | SPP_S | ERCOT | External | Summer | B2 | 25 | 800 | 0 | 95.09 | 98.72 | 5 | 0
2040 | SPP_S_2_ERCOT | SPP_S | ERCOT | External | Summer | B3 | 75 | 800 | 0 | 95.18 | 87.18 | 5 | 0
2040 | SPP_S_2_ERCOT | SPP_S | ERCOT | External | Summer | B4 | 100 | 800 | 0 | 88.93 | 85.49 | 5 | 0
2040 | SPP_S_2_ERCOT | SPP_S | ERCOT | External | Summer | B5 | 200 | 800 | 0 | 84.2 | 85.49 | 5 | 0
2040 | SPP_S_2_ERCOT | SPP_S | ERCOT | External | Summer | B6 | 300 | 800 | 800 | 75.48 | 85.49 | 5 | 5.01
2040 | SPP_S_2_ERCOT | SPP_S | ERCOT | External | Summer | B7 | 400 | 800 | 0 | 60.86 | 63.58 | 5 | 0
2040 | SPP_S_2_ERCOT | SPP_S | ERCOT | External | Summer | B8 | 500 | 800 | 0 | 58.17 | 58.25 | 5 | 0
2040 | SPP_S_2_ERCOT | SPP_S | ERCOT | External | Summer | B9 | 800 | 800 | 0 | 56.74 | 58.25 | 5 | 0
2040 | SPP_S_2_ERCOT | SPP_S | ERCOT | External | Summer | B10 | 1262 | 800 | 800 | 46.56 | 58.25 | 5 | 6.69
2040 | SPP_S_2_ERCOT | SPP_S | ERCOT | External | Winter | B16 | 25 | 800 | 800 | 73 | 82.3 | 5 | 4.3
2040 | SPP_S_2_ERCOT | SPP_S | ERCOT | External | Winter | B17 | 100 | 800 | 279.82 | 64.25 | 69.25 | 5 | 0
2040 | SPP_S_2_ERCOT | SPP_S | ERCOT | External | Winter | B18 | 400 | 800 | 0 | 61.93 | 63.59 | 5 | 0
2040 | SPP_S_2_ERCOT | SPP_S | ERCOT | External | Winter | B19 | 700 | 800 | 0 | 58.72 | 63.59 | 5 | 0
2040 | SPP_S_2_ERCOT | SPP_S | ERCOT | External | Winter | B20 | 935 | 800 | 800 | 47.03 | 58.13 | 5 | 6.11