## all years single line
Transmission Capacity Calculations | [6 empty] | OL75 | OL25 |  |  |  |  | F7B Total Cong Max Shadow | 2.595 | 0.75
| From | To |  |  | Base Capacity |  | 4250 | 4250 |  | 9.846e-06% | 41.05% |  | F7B Cong Hour Max Shadow | 7.2627 | 0.75
Line of Interest | NYISO_A-F | NYISO_G-I |  |  | Max OL Capacity |  | 0.00079 | 4451.07 |  | 52.97% | 100%
[5 empty] | OL Cap Factor at Max Capacity |  | 52.97% | 9.482%
[5 empty] | Base Total Hour Shadow Price |  | 1.7958 | 1.7958
[5 empty] | Base Congested Hour Shadow Price |  | 4.3897 | 4.3897
| OL75 | OL25 |  |  | Overload Charge |  | 0 | 0.97649 |  | Ruthven/Hadley/Chattopadhyay Curves
Minimum Overload Charge (RHC Parameter 0) | 0 | 0 |  |  | Weightd Avg OL Capacity |  | 0.00041845 | 422.0622 |  | shadow price | Total Flow target capacity factor | Overload Flow Target Capacity Factor
Total Flow CF-Shadow Price Curve Parameter (RHC Parameter 1) | 0.75 |  | Target Total Flow CF | 40% | OL Cap to Meet Total Target Cap Factor |  | 0 | 4451.07 |  | 0.5 | 80.73% | 35%
OL Flow CL-Shadow Price Curve Parameter (RHC Parameter 2) | 0.75 |  | Target Overload Flow CF | 35% | OL Capacity to meet OL Target Cap Factor |  | 0.00079 | 0.0012852 |  | 1 | 61.46% | 35%
Max OL Flow Target CF (RHC Parameter 3) | 35% |  |  | Average of Total and OL target Cap factor that meets min Charge (RHC) |  |  | 0.000395 | 2225.5356 |  | 1.5 | 42.2% | 35%
Threshold Interface Utilization (Johnson Parameter 1) | 90% | [7 empty] | Johnson Combined Method | 2 | 40% | 35%
Avg Cap Factor for Total Line (Johnson Parameter 2) | 75% |  |  | OL Line to give Avg CF = 75% (Johnson) |  |  | 0 | 0 | 0 | 2.5 | 40% | 35%
Flow Duration Curve Target (NGO Parameter 1) | 20% | 20% | OL Capacity that meets Thrshold Duration using all years (NGO) |  |  |  | 0 | 0.00012 |  | 3 | 40% | 35%
Total Flow Max CF (RHC 6) | 85% |  |  |  |  | average | 0.00013167 | 741.8453 |  | 3.5 | 40% | 35%
Total Flow Min CF (RHC 4) | 40% |  |  |  |  | median | 0 | 0.00012 |  | 4 | 40% | 35%
OL Flow Min CF (RHC 5) | 15% | [8 empty] | 4.5 | 40% | 31.15%
[10 empty] | 5 | 40% | 24.27%
[10 empty] | 5.5 | 40% | 17.39%
[10 empty] | 6 | 40% | 15%
[10 empty] | 6.5 | 40% | 15%
[10 empty] | 7 | 40% | 15%
[10 empty] | 7.5 | 40% | 15%
[10 empty] | 8 | 40% | 15%
[10 empty] | 8.5 | 40% | 15%
[10 empty] | 9 | 40% | 15%
[10 empty] | 9.5 | 40% | 15%
[10 empty] | 10 | 40% | 15%
[10 empty] | 10.5 | 40% | 15%
[10 empty] | 11 | 40% | 15%
[10 empty] | 11.5 | 40% | 15%
[10 empty] | 12 | 40% | 15%
[10 empty] | 12.5 | 40% | 15%
[10 empty] | 13 | 40% | 15%
[10 empty] | 13.5 | 40% | 15%
[10 empty] | 14 | 40% | 15%
[10 empty] | 14.5 | 40% | 15%
[10 empty] | 15 | 40% | 15%
[10 empty] | 15.5 | 40% | 15%
[10 empty] | 16 | 40% | 15%
[10 empty] | 16.5 | 40% | 15%
[10 empty] | 17 | 40% | 15%
[10 empty] | 17.5 | 40% | 15%
[10 empty] | 18 | 40% | 15%
[10 empty] | 18.5 | 40% | 15%
[10 empty] | 19 | 40% | 15%
[10 empty] | 19.5 | 40% | 15%
[10 empty] | 20 | 40% | 15%
[10 empty] | 20.5 | 40% | 15%
[10 empty] | 21 | 40% | 15%
[10 empty] | 21.5 | 40% | 15%
[10 empty] | 22 | 40% | 15%
[10 empty] | 22.5 | 40% | 15%
[10 empty] | 23 | 40% | 15%
[10 empty] | 23.5 | 40% | 15%
[10 empty] | 24 | 40% | 15%
[10 empty] | 24.5 | 40% | 15%
[10 empty] | 25 | 40% | 15%
[10 empty] | 25.5 | 40% | 15%
[10 empty] | 26 | 40% | 15%
[10 empty] | 26.5 | 40% | 15%
[10 empty] | 27 | 40% | 15%
[10 empty] | 27.5 | 40% | 15%
[10 empty] | 28 | 40% | 15%
[10 empty] | 28.5 | 40% | 15%
[10 empty] | 29 | 40% | 15%
[10 empty] | 29.5 | 40% | 15%
[10 empty] | 30 | 40% | 15%
[10 empty] | 30.5 | 40% | 15%
[10 empty] | 31 | 40% | 15%
[10 empty] | 31.5 | 40% | 15%
[10 empty] | 32 | 40% | 15%
[10 empty] | 32.5 | 40% | 15%
[10 empty] | 33 | 40% | 15%
[10 empty] | 33.5 | 40% | 15%
[10 empty] | 34 | 40% | 35%
Note on B12: johnrm: Inserted this cell as needed this parameter to implement johnson suggested criteria

## AllLines
|  |  |  | Potential Hardened Overload Line Capacity | [5 empty] | 4250 | 75%
From | To | Base Transfer Limit | Line name | Average of Total and OL target Cap factor that meets min Charge (RHC) |  | OL Capacity that meets Thrshold Duration using all years (NGO) |  | OL Line to give Avg CF = 75% (Johnson) |  | Johnson | Johnson | Johnson | Johnson | Johnson | OL75 Average | OL25 Average
|  |  |  | OL75 | OL25 | OL75 | OL25 | OL75 | OL25 | Combined | Average MW | Average MW | OL25/OL75 Ratio | Design Capacity Factor |  |  | OL75
|  |  | NYISO_A-F_2_NYISO_G-I | 0.000395 | 2225.5356 | 0 | 0.00012 | 0 | 0 | 0 | 0 | 0 | 0 | 0% | 0.00013167 | 741.8453 | Top 20 Lines | Average | Index |  | RHC | Johnson | NGO | Median | Average
ENT | MISO_MO-IL | 2260 | ENT_2_MISO_MO-IL | 0.000395 | 0.000395 | 0 | 0 | 0 | 0 | 0 | 0 | 0 | 0 | 0% | 0.00013167 | 0.00013167 | 1 | 0.00013167 | 1 | ENT_2_MISO_MO-IL | 0.000395 | 0 | 0 | 0 | 0.00013167
ENT | SOCO | 2000 | ENT_2_SOCO | 0.000395 | 0.000395 | 0 | 0 | 0 | 0 | 0 | 0 | 0 | 0 | 0% | 0.00013167 | 0.00013167 | 2 | 0.00013167 | 1 | ENT_2_MISO_MO-IL | 0.000395 | 0 | 0 | 0 | 0.00013167
ENT | SPP_N | 1300 | ENT_2_SPP_N | 0.000395 | 0.000395 | 0 | 0 | 0 | 0 | 0 | 0 | 0 | 0 | 0% | 0.00013167 | 0.00013167 | 3 | 0.00013167 | 1 | ENT_2_MISO_MO-IL | 0.000395 | 0 | 0 | 0 | 0.00013167
ENT | SPP_S | 1300 | ENT_2_SPP_S | 0.000395 | 0.000395 | 0 | 0 | 0 | 0 | 0 | 0 | 0 | 0 | 0% | 0.00013167 | 0.00013167 | 4 | 0.00013167 | 1 | ENT_2_MISO_MO-IL | 0.000395 | 0 | 0 | 0 | 0.00013167
ENT | TVA_Transmission | 2100 | ENT_2_TVA_Transmission | 0.000395 | 0.000395 | 0 | 0 | 0 | 0 | 0 | 0 | 0 | 0 | 0% | 0.00013167 | 0.00013167 | 5 | 0.00013167 | 1 | ENT_2_MISO_MO-IL | 0.000395 | 0 | 0 | 0 | 0.00013167
FRCC | SOCO | 900 | FRCC_2_SOCO | 0.000395 | 0.000395 | 0 | 0 | 0 | 0 | 0 | 0 | 0 | 0 | 0% | 0.00013167 | 0.00013167 | 6 | 0.00013167 | 1 | ENT_2_MISO_MO-IL | 0.000395 | 0 | 0 | 0 | 0.00013167
IESO | MAPP_CA | 262 | IESO_2_MAPP_CA | 0.000395 | 9.4709 | 0 | 0.00022 | 0 | 0 | 0 | 0 | 0 | 0 | 0% | 0.00013167 | 3.157 | 7 | 0.00013167 | 1 | ENT_2_MISO_MO-IL | 0.000395 | 0 | 0 | 0 | 0.00013167
IESO | MISO_MI | 1840 | IESO_2_MISO_MI | 0.000395 | 0.00057008 | 0 | 0.00016 | 0 | 0 | 0 | 0 | 0 | 0 | 0% | 0.00013167 | 0.00024336 | 8 | 0.00013167 | 1 | ENT_2_MISO_MO-IL | 0.000395 | 0 | 0 | 0 | 0.00013167
IESO | MISO_W | 140 | IESO_2_MISO_W | 0.000395 | 0.00049089 | 0 | 0.00015 | 0 | 397.5643 | 331.3036 | 0 | 298.1732 | 0.5 | 90% | 0.00013167 | 132.5216 | 9 | 0.00013167 | 1 | ENT_2_MISO_MO-IL | 0.000395 | 0 | 0 | 0 | 0.00013167
IESO | NYISO_A-F | 1725 | IESO_2_NYISO_A-F | 0.000395 | 0.0038799 | 0 | 948.37 | 0 | 0 | 0 | 0 | 0 | 0 | 0% | 0.00013167 | 316.1246 | 10 | 0.00013167 | 1 | ENT_2_MISO_MO-IL | 0.000395 | 0 | 0 | 0 | 0.00013167
MAPP_CA | IESO | 330 | MAPP_CA_2_IESO | 0.000395 | 0.000395 | 0 | 0 | 0 | 0 | 0 | 0 | 0 | 0 | 0% | 0.00013167 | 0.00013167 | 11 | 0.00013167 | 1 | ENT_2_MISO_MO-IL | 0.000395 | 0 | 0 | 0 | 0.00013167
MAPP_CA | MAPP_US | 372 | MAPP_CA_2_MAPP_US | 0.000395 | 0.000395 | 0 | 0 | 0 | 0 | 0 | 0 | 0 | 0 | 0% | 0.00013167 | 0.00013167 | 12 | 0.00013167 | 1 | ENT_2_MISO_MO-IL | 0.000395 | 0 | 0 | 0 | 0.00013167
MAPP_CA | MISO_W | 1970 | MAPP_CA_2_MISO_W | 0.000395 | 0.0013578 | 0 | 0 | 0 | 0 | 0 | 0 | 0 | 0 | 0% | 0.00013167 | 0.0004526 | 13 | 0.00013167 | 1 | ENT_2_MISO_MO-IL | 0.000395 | 0 | 0 | 0 | 0.00013167
MAPP_US | MAPP_CA | 165 | MAPP_US_2_MAPP_CA | 0.000395 | 0.00062221 | 0 | 0 | 0 | 0 | 0 | 0 | 0 | 0 | 0% | 0.00013167 | 0.0002074 | 14 | 0.00013167 | 1 | ENT_2_MISO_MO-IL | 0.000395 | 0 | 0 | 0 | 0.00013167
MAPP_US | MISO_W | 2635 | MAPP_US_2_MISO_W | 0.000395 | 0.000395 | 0 | 0 | 0 | 0 | 0 | 0 | 0 | 0 | 0% | 0.00013167 | 0.00013167 | 15 | 0.00013167 | 1 | ENT_2_MISO_MO-IL | 0.000395 | 0 | 0 | 0 | 0.00013167
MAPP_US | NE | 2000 | MAPP_US_2_NE | 0.000395 | 0.000395 | 0 | 0 | 0 | 0 | 0 | 0 | 0 | 0 | 0% | 0.00013167 | 0.00013167 | 16 | 0.00013167 | 1 | ENT_2_MISO_MO-IL | 0.000395 | 0 | 0 | 0 | 0.00013167
MISO_IN | MISO_MI | 5000 | MISO_IN_2_MISO_MI | 0.000395 | 0.000395 | 0 | 0 | 0 | 0 | 0 | 0 | 0 | 0 | 0% | 0.00013167 | 0.00013167 | 17 | 0.00013167 | 1 | ENT_2_MISO_MO-IL | 0.000395 | 0 | 0 | 0 | 0.00013167
MISO_IN | MISO_MO-IL | 5000 | MISO_IN_2_MISO_MO-IL | 0.000395 | 0.000395 | 0 | 0 | 0 | 0 | 0 | 0 | 0 | 0 | 0% | 0.00013167 | 0.00013167 | 18 | 0.00013167 | 1 | ENT_2_MISO_MO-IL | 0.000395 | 0 | 0 | 0 | 0.00013167
MISO_IN | NonRTO_Midwest | 4800 | MISO_IN_2_NonRTO_Midwest | 0.000395 | 0.000395 | 0 | 0 | 0 | 0 | 0 | 0 | 0 | 0 | 0% | 0.00013167 | 0.00013167 | 19 | 0.00013167 | 1 | ENT_2_MISO_MO-IL | 0.000395 | 0 | 0 | 0 | 0.00013167
MISO_IN | PJM_ROR | 992 | MISO_IN_2_PJM_ROR | 0.000395 | 0.00058398 | 0 | 0 | 0 | 0 | 0 | 0 | 0 | 0 | 0% | 0.00013167 | 0.00019466 | 20 | 0.00013167 | 1 | ENT_2_MISO_MO-IL | 0.000395 | 0 | 0 | 0 | 0.00013167
MISO_MI | IESO | 1580 | MISO_MI_2_IESO | 0.000395 | 0.000395 | 0 | 0 | 0 | 0 | 0 | 0 | 0 | 0 | 0% | 0.00013167 | 0.00013167
MISO_MI | MISO_IN | 2045 | MISO_MI_2_MISO_IN | 0.000395 | 0.00055968 | 0 | 0 | 0 | 0 | 0 | 0 | 0 | 0 | 0% | 0.00013167 | 0.00018656
MISO_MI | MISO_WUMS | 117 | MISO_MI_2_MISO_WUMS | 0.000395 | 0.00085172 | 0 | 8e-05 | 0 | 60.3395 | 50.283 | 0 | 45.2547 | 0.5 | 90% | 0.00013167 | 20.1135 | OL25
MISO_MI | PJM_ROR | 1424 | MISO_MI_2_PJM_ROR | 0.000395 | 0.00054779 | 0 | 0 | 0 | 0 | 0 | 0 | 0 | 0 | 0% | 0.00013167 | 0.0001826 | Top 20 Lines | Average | Index |  | RHC | Johnson | NGO | Median | Average
MISO_MO-IL | ENT | 2540 | MISO_MO-IL_2_ENT | 0.000395 | 0.00061891 | 0 | 0 | 0 | 0 | 0 | 0 | 0 | 0 | 0% | 0.00013167 | 0.0002063 | 1 | 1947.3516 | 32 | MISO_W_2_MAPP_CA | 2536.7518 | 1065.8629 | 2239.44 | 2239.44 | 1947.3516
MISO_MO-IL | MISO_IN | 2100 | MISO_MO-IL_2_MISO_IN | 0.000395 | 0.00058947 | 0 | 0 | 0 | 0 | 0 | 0 | 0 | 0 | 0% | 0.00013167 | 0.00019649 | 2 | 1054.9055 | 44 | NE_2_SPP_N | 1390.7814 | 853.5052 | 920.43 | 920.43 | 1054.9055
MISO_MO-IL | MISO_W | 960 | MISO_MO-IL_2_MISO_W | 0.000395 | 0.001339 | 0 | 87.46 | 0 | 0 | 0 | 0 | 0 | 0 | 0% | 0.00013167 | 29.1538 | 3 | 741.8453 | 52 | NYISO_A-F_2_NYISO_G-I | 2225.5356 | 0 | 0.00012 | 0.00012 | 741.8453
MISO_MO-IL | PJM_ROR | 1212 | MISO_MO-IL_2_PJM_ROR | 0.000395 | 0.00060331 | 0 | 0 | 0 | 0 | 0 | 0 | 0 | 0 | 0% | 0.00013167 | 0.0002011 | 4 | 316.1246 | 10 | IESO_2_NYISO_A-F | 0.0038799 | 0 | 948.37 | 0.0038799 | 316.1246
MISO_MO-IL | SPP_N | 2000 | MISO_MO-IL_2_SPP_N | 0.000395 | 0.000395 | 0 | 0 | 0 | 0 | 0 | 0 | 0 | 0 | 0% | 0.00013167 | 0.00013167 | 5 | 235.1274 | 39 | MISO_WUMS_2_MISO_MI | 75.3483 | 264.6639 | 365.37 | 264.6639 | 235.1274
MISO_MO-IL | TVA_Transmission | 4000 | MISO_MO-IL_2_TVA_Transmission | 0.000395 | 0.000395 | 0 | 0 | 0 | 0 | 0 | 0 | 0 | 0 | 0% | 0.00013167 | 0.00013167 | 6 | 206.9546 | 56 | NYISO_G-I_2_NYISO_J-K | 620.8637 | 0 | 5e-05 | 5e-05 | 206.9546
MISO_W | IESO | 90 | MISO_W_2_IESO | 0.000395 | 0.000395 | 0 | 0 | 0 | 0 | 0 | 0 | 0 | 0 | 0% | 0.00013167 | 0.00013167 | 7 | 202.8158 | 47 | NEISO_2_NYISO_J-K | 186.1453 | 422.3018 | 0.00019 | 186.1453 | 202.8158
MISO_W | MAPP_CA | 700 | MISO_W_2_MAPP_CA | 0.000395 | 2536.7518 | 0 | 2239.44 | 0 | 1065.8629 | 888.2191 | 0 | 799.3972 | 0.5 | 90% | 0.00013167 | 1947.3516 | 8 | 132.5216 | 9 | IESO_2_MISO_W | 0.00049089 | 397.5643 | 0.00015 | 0.00049089 | 132.5216
MISO_W | MAPP_US | 2300 | MISO_W_2_MAPP_US | 0.000395 | 0.000395 | 0 | 0 | 0 | 0 | 0 | 0 | 0 | 0 | 0% | 0.00013167 | 0.00013167 | 9 | 46.5337 | 60 | NYISO_J-K_2_PJM_E | 0.00071132 | 139.6004 | 0 | 0.00071132 | 46.5337
MISO_W | MISO_MO-IL | 3800 | MISO_W_2_MISO_MO-IL | 0.000395 | 0.00059285 | 0 | 0 | 0 | 0 | 0 | 0 | 0 | 0 | 0% | 0.00013167 | 0.00019762 | 10 | 29.1538 | 27 | MISO_MO-IL_2_MISO_W | 0.001339 | 0 | 87.46 | 0.001339 | 29.1538
MISO_W | MISO_WUMS | 1629 | MISO_W_2_MISO_WUMS | 0.000395 | 0.000395 | 0 | 0 | 0 | 0 | 0 | 0 | 0 | 0 | 0% | 0.00013167 | 0.00013167 | 11 | 26.6106 | 46 | NEISO_2_NYISO_G-I | 79.8316 | 0 | 0.00034 | 0.00034 | 26.6106
MISO_W | NE | 2800 | MISO_W_2_NE | 0.000395 | 0.000395 | 0 | 0 | 0 | 0 | 0 | 0 | 0 | 0 | 0% | 0.00013167 | 0.00013167 | 12 | 20.1135 | 23 | MISO_MI_2_MISO_WUMS | 0.00085172 | 60.3395 | 8e-05 | 0.00085172 | 20.1135
MISO_W | PJM_ROR | 773 | MISO_W_2_PJM_ROR | 0.000395 | 0.00051839 | 0 | 0 | 0 | 0 | 0 | 0 | 0 | 0 | 0% | 0.00013167 | 0.0001728 | 13 | 3.157 | 7 | IESO_2_MAPP_CA | 9.4709 | 0 | 0.00022 | 0.00022 | 3.157
MISO_W | SPP_N | 3200 | MISO_W_2_SPP_N | 0.000395 | 0.0006015 | 0 | 0 | 0 | 0 | 0 | 0 | 0 | 0 | 0% | 0.00013167 | 0.0002005 | 14 | 0.0004526 | 13 | MAPP_CA_2_MISO_W | 0.0013578 | 0 | 0 | 0 | 0.0004526
MISO_WUMS | MISO_MI | 99 | MISO_WUMS_2_MISO_MI | 0.000395 | 75.3483 | 0 | 365.37 | 0 | 264.6639 | 220.5532 | 0 | 198.4979 | 0.5 | 90% | 0.00013167 | 235.1274 | 15 | 0.00032311 | 45 | NEISO_2_NYISO_A-F | 0.00075932 | 0 | 0.00021 | 0.00021 | 0.00032311
MISO_WUMS | MISO_W | 1137 | MISO_WUMS_2_MISO_W | 0.000395 | 0.00054992 | 0 | 0.00011 | 0 | 0 | 0 | 0 | 0 | 0 | 0% | 0.00013167 | 0.00021997 | 16 | 0.00024336 | 8 | IESO_2_MISO_MI | 0.00057008 | 0 | 0.00016 | 0.00016 | 0.00024336
MISO_WUMS | PJM_ROR | 1600 | MISO_WUMS_2_PJM_ROR | 0.000395 | 0.0005744 | 0 | 0 | 0 | 0 | 0 | 0 | 0 | 0 | 0% | 0.00013167 | 0.00019147 | 17 | 0.00024254 | 66 | PJM_ROM_2_PJM_ROR | 0.00072761 | 0 | 0 | 0 | 0.00024254
NE | MAPP_US | 1600 | NE_2_MAPP_US | 0.000395 | 0.000395 | 0 | 0 | 0 | 0 | 0 | 0 | 0 | 0 | 0% | 0.00013167 | 0.00013167 | 18 | 0.00024168 | 62 | PJM_E_2_NYISO_J-K | 0.00072504 | 0 | 0 | 0 | 0.00024168
NE | MISO_W | 1600 | NE_2_MISO_W | 0.000395 | 0.000395 | 0 | 0 | 0 | 0 | 0 | 0 | 0 | 0 | 0% | 0.00013167 | 0.00013167 | 19 | 0.00022854 | 83 | SPP_N_2_SPP_S | 0.00068562 | 0 | 0 | 0 | 0.00022854
NE | SPP_N | 1800 | NE_2_SPP_N | 0.000395 | 1390.7814 | 0 | 920.43 | 0 | 853.5052 | 711.2543 | 0 | 640.1289 | 0.5 | 90% | 0.00013167 | 1054.9055 | 20 | 0.00022346 | 57 | NYISO_G-I_2_PJM_E | 0.00067039 | 0 | 0 | 0 | 0.00022346
NEISO | NYISO_A-F | 600 | NEISO_2_NYISO_A-F | 0.000395 | 0.00075932 | 0 | 0.00021 | 0 | 0 | 0 | 0 | 0 | 0 | 0% | 0.00013167 | 0.00032311 | 21 | 0.00022166 | 85 | SPP_S_2_SPP_N | 0.00063498 | 0 | 3e-05 | 3e-05 | 0.00022166
NEISO | NYISO_G-I | 600 | NEISO_2_NYISO_G-I | 0.000395 | 79.8316 | 0 | 0.00034 | 0 | 0 | 0 | 0 | 0 | 0 | 0% | 0.00013167 | 26.6106
NEISO | NYISO_J-K | 430 | NEISO_2_NYISO_J-K | 0.000395 | 186.1453 | 0 | 0.00019 | 0 | 422.3018 | 351.9182 | 0 | 316.7263 | 0.5 | 90% | 0.00013167 | 202.8158
NonRTO_Midwest | MISO_IN | 4450 | NonRTO_Midwest_2_MISO_IN | 0.000395 | 0.000395 | 0 | 0 | 0 | 0 | 0 | 0 | 0 | 0 | 0% | 0.00013167 | 0.00013167
NonRTO_Midwest | TVA_Transmission | 2400 | NonRTO_Midwest_2_TVA_Transmission | 0.000395 | 0.000395 | 0 | 0 | 0 | 0 | 0 | 0 | 0 | 0 | 0% | 0.00013167 | 0.00013167
NYISO_A-F | IESO | 1600 | NYISO_A-F_2_IESO | 0.000395 | 0.000395 | 0 | 0 | 0 | 0 | 0 | 0 | 0 | 0 | 0% | 0.00013167 | 0.00013167
NYISO_A-F | NEISO | 600 | NYISO_A-F_2_NEISO | 0.000395 | 0.00062769 | 0 | 0 | 0 | 0 | 0 | 0 | 0 | 0 | 0% | 0.00013167 | 0.00020923
NYISO_A-F | NYISO_G-I | 4250 | NYISO_A-F_2_NYISO_G-I | 0.000395 | 2225.5356 | 0 | 0.00012 | 0 | 0 | 0 | 0 | 0 | 0 | 0% | 0.00013167 | 741.8453
NYISO_A-F | PJM_ROM | 1000 | NYISO_A-F_2_PJM_ROM | 0.000395 | 0.000395 | 0 | 0 | 0 | 0 | 0 | 0 | 0 | 0 | 0% | 0.00013167 | 0.00013167
NYISO_G-I | NEISO | 600 | NYISO_G-I_2_NEISO | 0.000395 | 0.000395 | 0 | 0 | 0 | 0 | 0 | 0 | 0 | 0 | 0% | 0.00013167 | 0.00013167
NYISO_G-I | NYISO_A-F | 1999 | NYISO_G-I_2_NYISO_A-F | 0.000395 | 0.000395 | 0 | 0 | 0 | 0 | 0 | 0 | 0 | 0 | 0% | 0.00013167 | 0.00013167
NYISO_G-I | NYISO_J-K | 6130 | NYISO_G-I_2_NYISO_J-K | 0.000395 | 620.8637 | 0 | 5e-05 | 0 | 0 | 0 | 0 | 0 | 0 | 0% | 0.00013167 | 206.9546
NYISO_G-I | PJM_E | 1500 | NYISO_G-I_2_PJM_E | 0.000395 | 0.00067039 | 0 | 0 | 0 | 0 | 0 | 0 | 0 | 0 | 0% | 0.00013167 | 0.00022346
NYISO_J-K | NEISO | 0.001 | NYISO_J-K_2_NEISO | 0.000395 | 0.000395 | 0 | 0 | 0 | 0 | 0 | 0 | 0 | 0 | 0% | 0.00013167 | 0.00013167
NYISO_J-K | NYISO_G-I | 1999 | NYISO_J-K_2_NYISO_G-I | 0.000395 | 0.000395 | 0 | 0 | 0 | 0 | 0 | 0 | 0 | 0 | 0% | 0.00013167 | 0.00013167
NYISO_J-K | PJM_E | 0.001 | NYISO_J-K_2_PJM_E | 0.000395 | 0.00071132 | 0 | 0 | 0 | 139.6004 | 116.3337 | 0 | 104.7003 | 0.5 | 90% | 0.00013167 | 46.5337
PJM_E | NYISO_G-I | 500 | PJM_E_2_NYISO_G-I | 0.000395 | 0.00064429 | 0 | 0 | 0 | 0 | 0 | 0 | 0 | 0 | 0% | 0.00013167 | 0.00021476
PJM_E | NYISO_J-K | 330 | PJM_E_2_NYISO_J-K | 0.000395 | 0.00072504 | 0 | 0 | 0 | 0 | 0 | 0 | 0 | 0 | 0% | 0.00013167 | 0.00024168
PJM_E | PJM_ROM | 8000 | PJM_E_2_PJM_ROM | 0.000395 | 0.0005674 | 0 | 0 | 0 | 0 | 0 | 0 | 0 | 0 | 0% | 0.00013167 | 0.00018913
PJM_ROM | NYISO_A-F | 2000 | PJM_ROM_2_NYISO_A-F | 0.000395 | 0.00064429 | 0 | 0 | 0 | 0 | 0 | 0 | 0 | 0 | 0% | 0.00013167 | 0.00021476
PJM_ROM | PJM_E | 8000 | PJM_ROM_2_PJM_E | 0.000395 | 0.000395 | 0 | 0 | 0 | 0 | 0 | 0 | 0 | 0 | 0% | 0.00013167 | 0.00013167
PJM_ROM | PJM_ROR | 8000 | PJM_ROM_2_PJM_ROR | 0.000395 | 0.00072761 | 0 | 0 | 0 | 0 | 0 | 0 | 0 | 0 | 0% | 0.00013167 | 0.00024254
PJM_ROR | MISO_IN | 909 | PJM_ROR_2_MISO_IN | 0.000395 | 0.00059623 | 0 | 0 | 0 | 0 | 0 | 0 | 0 | 0 | 0% | 0.00013167 | 0.00019874
PJM_ROR | MISO_MI | 1305 | PJM_ROR_2_MISO_MI | 0.000395 | 0.00059893 | 0 | 0 | 0 | 0 | 0 | 0 | 0 | 0 | 0% | 0.00013167 | 0.00019964
PJM_ROR | MISO_MO-IL | 1111 | PJM_ROR_2_MISO_MO-IL | 0.000395 | 0.00059285 | 0 | 0 | 0 | 0 | 0 | 0 | 0 | 0 | 0% | 0.00013167 | 0.00019762
PJM_ROR | MISO_W | 709 | PJM_ROR_2_MISO_W | 0.000395 | 0.000395 | 0 | 0 | 0 | 0 | 0 | 0 | 0 | 0 | 0% | 0.00013167 | 0.00013167
PJM_ROR | MISO_WUMS | 1467 | PJM_ROR_2_MISO_WUMS | 0.000395 | 0.000395 | 0 | 0 | 0 | 0 | 0 | 0 | 0 | 0 | 0% | 0.00013167 | 0.00013167
PJM_ROR | PJM_ROM | 8000 | PJM_ROR_2_PJM_ROM | 0.000395 | 0.000395 | 0 | 0 | 0 | 0 | 0 | 0 | 0 | 0 | 0% | 0.00013167 | 0.00013167
PJM_ROR | TVA_Transmission | 2500 | PJM_ROR_2_TVA_Transmission | 0.000395 | 0.00059145 | 0 | 0 | 0 | 0 | 0 | 0 | 0 | 0 | 0% | 0.00013167 | 0.00019715
PJM_ROR | VACAR | 3000 | PJM_ROR_2_VACAR | 0.000395 | 0.00046475 | 0 | 0 | 0 | 0 | 0 | 0 | 0 | 0 | 0% | 0.00013167 | 0.00015492
SOCO | ENT | 2400 | SOCO_2_ENT | 0.000395 | 0.000395 | 0 | 0 | 0 | 0 | 0 | 0 | 0 | 0 | 0% | 0.00013167 | 0.00013167
SOCO | FRCC | 3700 | SOCO_2_FRCC | 0.000395 | 0.00058948 | 0 | 0 | 0 | 0 | 0 | 0 | 0 | 0 | 0% | 0.00013167 | 0.00019649
SOCO | TVA_Transmission | 2600 | SOCO_2_TVA_Transmission | 0.000395 | 0.000395 | 0 | 0 | 0 | 0 | 0 | 0 | 0 | 0 | 0% | 0.00013167 | 0.00013167
SOCO | VACAR | 2000 | SOCO_2_VACAR | 0.000395 | 0.000395 | 0 | 0 | 0 | 0 | 0 | 0 | 0 | 0 | 0% | 0.00013167 | 0.00013167
SPP_N | ENT | 1800 | SPP_N_2_ENT | 0.000395 | 0.000395 | 0 | 0 | 0 | 0 | 0 | 0 | 0 | 0 | 0% | 0.00013167 | 0.00013167
SPP_N | MISO_MO-IL | 2000 | SPP_N_2_MISO_MO-IL | 0.000395 | 0.000395 | 0 | 0 | 0 | 0 | 0 | 0 | 0 | 0 | 0% | 0.00013167 | 0.00013167
SPP_N | MISO_W | 750 | SPP_N_2_MISO_W | 0.000395 | 0.000395 | 0 | 0 | 0 | 0 | 0 | 0 | 0 | 0 | 0% | 0.00013167 | 0.00013167
SPP_N | NE | 330 | SPP_N_2_NE | 0.000395 | 0.000395 | 0 | 0 | 0 | 0 | 0 | 0 | 0 | 0 | 0% | 0.00013167 | 0.00013167
SPP_N | SPP_S | 4000 | SPP_N_2_SPP_S | 0.000395 | 0.00068562 | 0 | 0 | 0 | 0 | 0 | 0 | 0 | 0 | 0% | 0.00013167 | 0.00022854
SPP_S | ENT | 850 | SPP_S_2_ENT | 0.000395 | 0.000395 | 0 | 0 | 0 | 0 | 0 | 0 | 0 | 0 | 0% | 0.00013167 | 0.00013167
SPP_S | SPP_N | 640 | SPP_S_2_SPP_N | 0.000395 | 0.00063498 | 0 | 3e-05 | 0 | 0 | 0 | 0 | 0 | 0 | 0% | 0.00013167 | 0.00022166
TVA | ENT | 500 | TVA_2_ENT | 0.000395 | 0.000395 | 0 | 0 | 0 | 0 | 0 | 0 | 0 | 0 | 0% | 0.00013167 | 0.00013167
TVA | MISO_MO-IL | 50 | TVA_2_MISO_MO-IL | 0.000395 | 0.000395 | 0 | 0 | 0 | 0 | 0 | 0 | 0 | 0 | 0% | 0.00013167 | 0.00013167
TVA | NonRTO_Midwest | 100 | TVA_2_NonRTO_Midwest | 0.000395 | 0.00059585 | 0 | 0 | 0 | 0 | 0 | 0 | 0 | 0 | 0% | 0.00013167 | 0.00019862
TVA | PJM_ROR | 50 | TVA_2_PJM_ROR | 0.000395 | 0.000395 | 0 | 0 | 0 | 0 | 0 | 0 | 0 | 0 | 0% | 0.00013167 | 0.00013167
TVA | SOCO | 500 | TVA_2_SOCO | 0.000395 | 0.00065708 | 0 | 0 | 0 | 0 | 0 | 0 | 0 | 0 | 0% | 0.00013167 | 0.00021903
TVA | VACAR | 150 | TVA_2_VACAR | 0.000395 | 0.000395 | 0 | 0 | 0 | 0 | 0 | 0 | 0 | 0 | 0% | 0.00013167 | 0.00013167
TVA_Transmission | ENT | 3000 | TVA_Transmission_2_ENT | 0.000395 | 0.000395 | 0 | 0 | 0 | 0 | 0 | 0 | 0 | 0 | 0% | 0.00013167 | 0.00013167
TVA_Transmission | MISO_MO-IL | 4000 | TVA_Transmission_2_MISO_MO-IL | 0.000395 | 0.000395 | 0 | 0 | 0 | 0 | 0 | 0 | 0 | 0 | 0% | 0.00013167 | 0.00013167
TVA_Transmission | NonRTO_Midwest | 700 | TVA_Transmission_2_NonRTO_Midwest | 0.000395 | 0.000395 | 0 | 0 | 0 | 0 | 0 | 0 | 0 | 0 | 0% | 0.00013167 | 0.00013167
TVA_Transmission | PJM_ROR | 2000 | TVA_Transmission_2_PJM_ROR | 0.000395 | 0.000395 | 0 | 0 | 0 | 0 | 0 | 0 | 0 | 0 | 0% | 0.00013167 | 0.00013167
TVA_Transmission | SOCO | 3200 | TVA_Transmission_2_SOCO | 0.000395 | 0.000395 | 0 | 0 | 0 | 0 | 0 | 0 | 0 | 0 | 0% | 0.00013167 | 0.00013167
TVA_Transmission | TVA | 99999 | TVA_Transmission_2_TVA | 0.000395 | 0.000395 | 0 | 0 | 0 | 0 | 0 | 0 | 0 | 0 | 0% | 0.00013167 | 0.00013167
TVA_Transmission | VACAR | 900 | TVA_Transmission_2_VACAR | 0.000395 | 0.000395 | 0 | 0 | 0 | 0 | 0 | 0 | 0 | 0 | 0% | 0.00013167 | 0.00013167
VACAR | PJM_ROR | 2000 | VACAR_2_PJM_ROR | 0.000395 | 0.000395 | 0 | 0 | 0 | 0 | 0 | 0 | 0 | 0 | 0% | 0.00013167 | 0.00013167
VACAR | SOCO | 3000 | VACAR_2_SOCO | 0.000395 | 0.00056696 | 0 | 0 | 0 | 0 | 0 | 0 | 0 | 0 | 0% | 0.00013167 | 0.00018899
VACAR | TVA_Transmission | 900 | VACAR_2_TVA_Transmission | 0.000395 | 0.000395 | 0 | 0 | 0 | 0 | 0 | 0 | 0 | 0 | 0% | 0.00013167 | 0.00013167

## shadow prices
| Total Marginal Congestion (block shadow price*block hours)/total hours |  | Average of congested hour congestion (marginal congestion/congested hours)
Line name | F2B | F8B | F5B | F8B
ENT_2_MISO_MO-IL | 0.0023116 | 0 | 0 | 0
ENT_2_SOCO | 0.39643 | 0 | 2.051 | 0
ENT_2_SPP_N | 0 | 0 | 0 | 0
ENT_2_SPP_S | 0 | 0 | 0 | 0
ENT_2_TVA_Transmission | 0.0068636 | 0 | 2.6114 | 0
FRCC_2_SOCO | 0 | 0 | 0 | 0
IESO_2_MAPP_CA | 25.5991 | 3.46 | 3.538 | 3.9194
IESO_2_MISO_MI | 41.0393 | 1.4947 | 4.4596 | 4.3267
IESO_2_MISO_W | 32.3597 | 1.8079 | 4.3743 | 4.1869
IESO_2_NYISO_A-F | 32.1127 | 0.60212 | 0.47763 | 1.2289
MAPP_CA_2_IESO | 0.22542 | 0 | 5.5841 | 0
MAPP_CA_2_MAPP_US | 5.5565 | 0.034545 | 16.1534 | 9.6835
MAPP_CA_2_MISO_W | 10.0468 | 0.20851 | 13.2629 | 8.6977
MAPP_US_2_MAPP_CA | 3.4868 | 1.7137 | 5.2288 | 4.0048
MAPP_US_2_MISO_W | 0.51189 | 0 | 3.3236 | 0
MAPP_US_2_NE | 0 | 0 | 0 | 0
MISO_IN_2_MISO_MI | 1.2984 | 0 | 2.9763 | 0
MISO_IN_2_MISO_MO-IL | 0.73136 | 0 | 0 | 0
MISO_IN_2_NonRTO_Midwest | 0.00014983 | 0 | 0 | 0
MISO_IN_2_PJM_ROR | 2.6713 | 0.00074018 | 3.0819 | 0.026877
MISO_MI_2_IESO | 0 | 0 | 0 | 0
MISO_MI_2_MISO_IN | 0 | 0.14397 | 1.3896 | 2.4668
MISO_MI_2_MISO_WUMS | 0.28445 | 0.28356 | 0.73132 | 0.72424
MISO_MI_2_PJM_ROR | 1.4965 | 0.008811 | 1.9908 | 0.93557
MISO_MO-IL_2_ENT | 0.56037 | 0.07264 | 4.3595 | 1.1585
MISO_MO-IL_2_MISO_IN | 1.0054 | 0.010496 | 2.6049 | 0.23928
MISO_MO-IL_2_MISO_W | 0.52035 | 0.24464 | 0.21671 | 0.69693
MISO_MO-IL_2_PJM_ROR | 3.0743 | 0.0010976 | 4.5158 | 0.036112
MISO_MO-IL_2_SPP_N | 0 | 0 | 0 | 0
MISO_MO-IL_2_TVA_Transmission | 0.38043 | 0 | 3.1632 | 0
MISO_W_2_IESO | 0.78645 | 0 | 8.4438 | 0
MISO_W_2_MAPP_CA | 3.5083 | 3.4431 | 7.3304 | 4.7875
MISO_W_2_MAPP_US | 0 | 0 | 0 | 0
MISO_W_2_MISO_MO-IL | 10.3831 | 0 | 11.0044 | 0
MISO_W_2_MISO_WUMS | 11.1017 | 0.10024 | 13.9836 | 0.72854
MISO_W_2_NE | 0 | 0 | 0 | 0
MISO_W_2_PJM_ROR | 13.3877 | 0.0015803 | 13.4099 | 0.038859
MISO_W_2_SPP_N | 0 | 0 | 0 | 0
MISO_WUMS_2_MISO_MI | 1.682 | 0.094132 | 0.90171 | 0.60912
MISO_WUMS_2_MISO_W | 1.0545 | 0.2795 | 2.9618 | 1.8871
MISO_WUMS_2_PJM_ROR | 2.8678 | 0.022109 | 2.322 | 4.0773
NE_2_MAPP_US | 8.2536 | 0 | 7.1813 | 0
NE_2_MISO_W | 12.2833 | 0 | 4.3249 | 0
NE_2_SPP_N | 1.7828 | 1.316 | 5.646 | 3.0664
NEISO_2_NYISO_A-F | 0.25616 | 0.96655 | 2.9928 | 2.5509
NEISO_2_NYISO_G-I | 11.1514 | 1.649 | 3.902 | 3.6491
NEISO_2_NYISO_J-K | 11.2757 | 2.3894 | 3.0968 | 3.3064
NonRTO_Midwest_2_MISO_IN | 0 | 0 | 0 | 0
NonRTO_Midwest_2_TVA_Transmission | 0 | 0 | 0 | 0
NYISO_A-F_2_IESO | 0 | 0 | 0 | 0
NYISO_A-F_2_NEISO | 0.13343 | 0.10763 | 1.9811 | 0.64581
NYISO_A-F_2_NYISO_G-I | 12.5684 | 1.7958 | 4.6145 | 4.3897
NYISO_A-F_2_PJM_ROM | 8.5723 | 0.3172 | 5.4085 | 6.4997
NYISO_G-I_2_NEISO | 0 | 0 | 0 | 0
NYISO_G-I_2_NYISO_A-F | 0 | 0 | 0 | 0
NYISO_G-I_2_NYISO_J-K | 0.11747 | 0.89758 | 2.7502 | 4.4643
NYISO_G-I_2_PJM_E | 0.13693 | 0.17336 | 3.648 | 5.1698
NYISO_J-K_2_NEISO | 0.05755 | 0 | 0.021531 | 0
NYISO_J-K_2_NYISO_G-I | 0 | 0 | 0 | 0
NYISO_J-K_2_PJM_E | 0.20067 | 0.16991 | 0.21293 | 5.1771
PJM_E_2_NYISO_G-I | 0.13285 | 0.48945 | 3.1464 | 3.4198
PJM_E_2_NYISO_J-K | 0.17215 | 0.9125 | 1.8703 | 3.2183
PJM_E_2_PJM_ROM | 0 | 0 | 0 | 0
PJM_ROM_2_NYISO_A-F | 0 | 0.094388 | 0 | 1.7686
PJM_ROM_2_PJM_E | 0 | 0 | 0 | 0
PJM_ROM_2_PJM_ROR | 0 | 0 | 0 | 0
PJM_ROR_2_MISO_IN | 0 | 0.006394 | 4.0477 | 0.81471
PJM_ROR_2_MISO_MI | 0 | 0 | 0 | 0
PJM_ROR_2_MISO_MO-IL | 0.015668 | 0.0065549 | 0.46161 | 0.39945
PJM_ROR_2_MISO_W | 0.084047 | 0.024602 | 0.46029 | 0.74962
PJM_ROR_2_MISO_WUMS | 0 | 0 | 0.27301 | 0
PJM_ROR_2_PJM_ROM | 0.84628 | 0 | 0.95395 | 0
PJM_ROR_2_TVA_Transmission | 0.0017694 | 1.6938e-05 | 3.2168 | 0.02374
PJM_ROR_2_VACAR | 0.23228 | 0.16952 | 1.252 | 1.7716
SOCO_2_ENT | 0 | 0 | 0 | 0
SOCO_2_FRCC | 0.0056935 | 0 | 1.3057 | 0
SOCO_2_TVA_Transmission | 0 | 0 | 0 | 0
SOCO_2_VACAR | 0.020983 | 0 | 0 | 0
SPP_N_2_ENT | 25.957 | 0.11224 | 18.2939 | 1.79
SPP_N_2_MISO_MO-IL | 22.0766 | 0 | 16.4122 | 0
SPP_N_2_MISO_W | 12.0218 | 0 | 16.5319 | 0
SPP_N_2_NE | 0.45487 | 0 | 22.3232 | 0
SPP_N_2_SPP_S | 0.35087 | 0.051301 | 4.4144 | 0.7122
SPP_S_2_ENT | 25.9391 | 0.22843 | 20.0956 | 2.1586
SPP_S_2_SPP_N | 0.25498 | 0.70883 | 5.5453 | 3.7126
TVA_2_ENT | 0.11712 | 0 | 0 | 0
TVA_2_MISO_MO-IL | 0.035046 | 0 | 0 | 0
TVA_2_NonRTO_Midwest | 0.16299 | 0.10302 | 2.3507 | 3.0081
TVA_2_PJM_ROR | 0.14643 | 0 | 0 | 0
TVA_2_SOCO | 0.49977 | 0.34525 | 4.2842 | 4.7911
TVA_2_VACAR | 0.246 | 0.041421 | 0.92982 | 3.6744
TVA_Transmission_2_ENT | 0 | 0 | 0 | 0
TVA_Transmission_2_MISO_MO-IL | 0 | 0 | 0 | 0
TVA_Transmission_2_NonRTO_Midwest | 0 | 0 | 0 | 0
TVA_Transmission_2_PJM_ROR | 0.046861 | 0 | 0 | 0
TVA_Transmission_2_SOCO | 7.1347e-06 | 0 | 0.08309 | 0
TVA_Transmission_2_TVA | 0 | 0 | 0 | 0
TVA_Transmission_2_VACAR | 0.058776 | 0.00013211 | 1.2055 | 0.46293
VACAR_2_PJM_ROR | 0.16376 | 0 | 0 | 0
VACAR_2_SOCO | 0.0014983 | 0.031199 | 1.6974 | 1.2147
VACAR_2_TVA_Transmission | 0.017352 | 0 | 0 | 0
Average | 3.6138 | 0.26867 | 3.2019 | 1.2581
Average of non-zero | 5.0693 | 0.56533 | 4.9752 | 2.6473
| 41.0393 | 3.46 | 22.3232 | 9.6835

## Data
Transmission Table 1 - Eastern Interconnection
[8 empty] | Base Flow |  |  | Overload flow |  | Base Flow Shadow Price (2010$) |  |  | Overload Charge (2010$)
Line name | From | To | Year | Block | Duration | Dur w/OL | Base Transfer Limit | BAU | OL75 | OL25 | OL75 | OL25 | BAU | OL75 | OL25 | Duration Weight | OL75 | OL25 | flag
ENT_2_MISO_MO-IL | ENT | MISO_MO-IL | 2015 | B1 | 10 | 0 | 2260 | 0 | 0 | 0 | 0 | 0 | 0 | 0 | 0 | 0 | 0 | 0
ENT_2_MISO_MO-IL | ENT | MISO_MO-IL | 2015 | B2 | 25 | 0 | 2260 | 0 | 0 | 0 | 0 | 0 | 0 | 0 | 0 | 0 | 0 | 0
ENT_2_MISO_MO-IL | ENT | MISO_MO-IL | 2015 | B3 | 75 | 0 | 2260 | 0 | 0 | 0 | 0 | 0 | 0 | 0 | 0 | 0 | 0 | 0
ENT_2_MISO_MO-IL | ENT | MISO_MO-IL | 2015 | B4 | 100 | 0 | 2260 | 0 | 0 | 0 | 0 | 0 | 0 | 0 | 0 | 0 | 0 | 0
ENT_2_MISO_MO-IL | ENT | MISO_MO-IL | 2015 | B5 | 200 | 0 | 2260 | 0 | 0 | 0 | 0 | 0 | 0 | 0 | 0 | 0 | 0 | 0
ENT_2_MISO_MO-IL | ENT | MISO_MO-IL | 2015 | B6 | 300 | 0 | 2260 | 0 | 0 | 0 | 0 | 0 | 0 | 0 | 0 | 0 | 0 | 0
ENT_2_MISO_MO-IL | ENT | MISO_MO-IL | 2015 | B7 | 400 | 0 | 2260 | 0 | 0 | 0 | 0 | 0 | 0 | 0 | 0 | 0 | 0 | 0
ENT_2_MISO_MO-IL | ENT | MISO_MO-IL | 2015 | B8 | 500 | 0 | 2260 | 0 | 0 | 0 | 0 | 0 | 0 | 0 | 0 | 0 | 0 | 0
ENT_2_MISO_MO-IL | ENT | MISO_MO-IL | 2015 | B9 | 800 | 0 | 2260 | 0 | 0 | 0 | 0 | 0 | 0 | 0 | 0 | 0 | 0 | 0
ENT_2_MISO_MO-IL | ENT | MISO_MO-IL | 2015 | B10 | 1262 | 0 | 2260 | 0 | 0 | 0 | 0 | 0 | 0 | 0 | 0 | 0 | 0 | 0
ENT_2_MISO_MO-IL | ENT | MISO_MO-IL | 2015 | B11 | 25 | 0 | 2260 | 0 | 0 | 0 | 0 | 0 | 0 | 0 | 0 | 0 | 0 | 0
ENT_2_MISO_MO-IL | ENT | MISO_MO-IL | 2015 | B12 | 200 | 0 | 2260 | 0 | 0 | 0 | 0 | 0 | 0 | 0 | 0 | 0 | 0 | 0
ENT_2_MISO_MO-IL | ENT | MISO_MO-IL | 2015 | B13 | 600 | 0 | 2260 | 0 | 0 | 0 | 0 | 0 | 0 | 0 | 0 | 0 | 0 | 0
ENT_2_MISO_MO-IL | ENT | MISO_MO-IL | 2015 | B14 | 900 | 0 | 2260 | 0 | 0 | 0 | 0 | 0 | 0 | 0 | 0 | 0 | 0 | 0
ENT_2_MISO_MO-IL | ENT | MISO_MO-IL | 2015 | B15 | 1203 | 0 | 2260 | 0 | 0 | 0 | 0 | 0 | 0 | 0 | 0 | 0 | 0 | 0
ENT_2_MISO_MO-IL | ENT | MISO_MO-IL | 2015 | B16 | 25 | 0 | 2260 | 0 | 0 | 0 | 0 | 0 | 0 | 0 | 0 | 0 | 0 | 0
ENT_2_MISO_MO-IL | ENT | MISO_MO-IL | 2015 | B17 | 100 | 0 | 2260 | 0 | 0 | 0 | 0 | 0 | 0 | 0 | 0 | 0 | 0 | 0
ENT_2_MISO_MO-IL | ENT | MISO_MO-IL | 2015 | B18 | 400 | 0 | 2260 | 0 | 0 | 0 | 0 | 0 | 0 | 0 | 0 | 0 | 0 | 0
ENT_2_MISO_MO-IL | ENT | MISO_MO-IL | 2015 | B19 | 700 | 0 | 2260 | 0 | 0 | 0 | 0 | 0 | 0 | 0 | 0 | 0 | 0 | 0
ENT_2_MISO_MO-IL | ENT | MISO_MO-IL | 2015 | B20 | 935 | 0 | 2260 | 0 | 0 | 0 | 0 | 0 | 0 | 0 | 0 | 0 | 0 | 0
ENT_2_MISO_MO-IL | ENT | MISO_MO-IL | 2020 | B1 | 10 | 0 | 2260 | 0 | 0 | 0 | 0 | 0 | 0 | 0 | 0 | 0 | 0 | 0
ENT_2_MISO_MO-IL | ENT | MISO_MO-IL | 2020 | B2 | 25 | 0 | 2260 | 0 | 0 | 0 | 0 | 0 | 0 | 0 | 0 | 0 | 0 | 0
ENT_2_MISO_MO-IL | ENT | MISO_MO-IL | 2020 | B3 | 75 | 0 | 2260 | 0 | 0 | 0 | 0 | 0 | 0 | 0 | 0 | 0 | 0 | 0
ENT_2_MISO_MO-IL | ENT | MISO_MO-IL | 2020 | B4 | 100 | 0 | 2260 | 0 | 0 | 0 | 0 | 0 | 0 | 0 | 0 | 0 | 0 | 0
ENT_2_MISO_MO-IL | ENT | MISO_MO-IL | 2020 | B5 | 200 | 0 | 2260 | 0 | 0 | 0 | 0 | 0 | 0 | 0 | 0 | 0 | 0 | 0
ENT_2_MISO_MO-IL | ENT | MISO_MO-IL | 2020 | B6 | 300 | 0 | 2260 | 0 | 0 | 0 | 0 | 0 | 0 | 0 | 0 | 0 | 0 | 0
ENT_2_MISO_MO-IL | ENT | MISO_MO-IL | 2020 | B7 | 400 | 0 | 2260 | 0 | 0 | 0 | 0 | 0 | 0 | 0 | 0 | 0 | 0 | 0
ENT_2_MISO_MO-IL | ENT | MISO_MO-IL | 2020 | B8 | 500 | 0 | 2260 | 0 | 0 | 0 | 0 | 0 | 0 | 0 | 0 | 0 | 0 | 0
ENT_2_MISO_MO-IL | ENT | MISO_MO-IL | 2020 | B9 | 800 | 0 | 2260 | 0 | 0 | 0 | 0 | 0 | 0 | 0 | 0 | 0 | 0 | 0
ENT_2_MISO_MO-IL | ENT | MISO_MO-IL | 2020 | B10 | 1262 | 0 | 2260 | 0 | 0 | 0 | 0 | 0 | 0 | 0 | 0 | 0 | 0 | 0
ENT_2_MISO_MO-IL | ENT | MISO_MO-IL | 2020 | B11 | 25 | 0 | 2260 | 0 | 0 | 0 | 0 | 0 | 0 | 0 | 0 | 0 | 0 | 0
ENT_2_MISO_MO-IL | ENT | MISO_MO-IL | 2020 | B12 | 200 | 0 | 2260 | 0 | 0 | 0 | 0 | 0 | 0 | 0 | 0 | 0 | 0 | 0
ENT_2_MISO_MO-IL | ENT | MISO_MO-IL | 2020 | B13 | 600 | 0 | 2260 | 0 | 0 | 0 | 0 | 0 | 0 | 0 | 0 | 0 | 0 | 0
ENT_2_MISO_MO-IL | ENT | MISO_MO-IL | 2020 | B14 | 900 | 0 | 2260 | 0 | 0 | 0 | 0 | 0 | 0 | 0 | 0 | 0 | 0 | 0
ENT_2_MISO_MO-IL | ENT | MISO_MO-IL | 2020 | B15 | 1203 | 0 | 2260 | 0 | 0 | 0 | 0 | 0 | 0 | 0 | 0 | 0 | 0 | 0
ENT_2_MISO_MO-IL | ENT | MISO_MO-IL | 2020 | B16 | 25 | 0 | 2260 | 0 | 0 | 0 | 0 | 0 | 0 | 0 | 0 | 0 | 0 | 0
ENT_2_MISO_MO-IL | ENT | MISO_MO-IL | 2020 | B17 | 100 | 0 | 2260 | 0 | 0 | 0 | 0 | 0 | 0 | 0 | 0 | 0 | 0 | 0
ENT_2_MISO_MO-IL | ENT | MISO_MO-IL | 2020 | B18 | 400 | 0 | 2260 | 0 | 0 | 0 | 0 | 0 | 0 | 0 | 0 | 0 | 0 | 0
ENT_2_MISO_MO-IL | ENT | MISO_MO-IL | 2020 | B19 | 700 | 0 | 2260 | 0 | 0 | 0 | 0 | 0 | 0 | 0 | 0 | 0 | 0 | 0
ENT_2_MISO_MO-IL | ENT | MISO_MO-IL | 2020 | B20 | 935 | 0 | 2260 | 0 | 0 | 0 | 0 | 0 | 0 | 0 | 0 | 0 | 0 | 0
ENT_2_MISO_MO-IL | ENT | MISO_MO-IL | 2025 | B1 | 10 | 0 | 2260 | 0 | 0 | 0 | 0 | 0 | 0 | 0 | 0 | 0 | 0 | 0
ENT_2_MISO_MO-IL | ENT | MISO_MO-IL | 2025 | B2 | 25 | 0 | 2260 | 0 | 0 | 0 | 0 | 0 | 0 | 0 | 0 | 0 | 0 | 0
ENT_2_MISO_MO-IL | ENT | MISO_MO-IL | 2025 | B3 | 75 | 0 | 2260 | 0 | 0 | 0 | 0 | 0 | 0 | 0 | 0 | 0 | 0 | 0
ENT_2_MISO_MO-IL | ENT | MISO_MO-IL | 2025 | B4 | 100 | 0 | 2260 | 0 | 0 | 0 | 0 | 0 | 0 | 0 | 0 | 0 | 0 | 0
ENT_2_MISO_MO-IL | ENT | MISO_MO-IL | 2025 | B5 | 200 | 0 | 2260 | 0 | 0 | 0 | 0 | 0 | 0 | 0 | 0 | 0 | 0 | 0
ENT_2_MISO_MO-IL | ENT | MISO_MO-IL | 2025 | B6 | 300 | 0 | 2260 | 0 | 0 | 0 | 0 | 0 | 0 | 0 | 0 | 0 | 0 | 0
ENT_2_MISO_MO-IL | ENT | MISO_MO-IL | 2025 | B7 | 400 | 0 | 2260 | 0 | 0 | 0 | 0 | 0 | 0 | 0 | 0 | 0 | 0 | 0
ENT_2_MISO_MO-IL | ENT | MISO_MO-IL | 2025 | B8 | 500 | 0 | 2260 | 0 | 0 | 0 | 0 | 0 | 0 | 0 | 0 | 0 | 0 | 0
ENT_2_MISO_MO-IL | ENT | MISO_MO-IL | 2025 | B9 | 800 | 0 | 2260 | 0 | 0 | 0 | 0 | 0 | 0 | 0 | 0 | 0 | 0 | 0
ENT_2_MISO_MO-IL | ENT | MISO_MO-IL | 2025 | B10 | 1262 | 0 | 2260 | 0 | 0 | 0 | 0 | 0 | 0 | 0 | 0 | 0 | 0 | 0
ENT_2_MISO_MO-IL | ENT | MISO_MO-IL | 2025 | B11 | 25 | 0 | 2260 | 0 | 0 | 0 | 0 | 0 | 0 | 0 | 0 | 0 | 0 | 0
ENT_2_MISO_MO-IL | ENT | MISO_MO-IL | 2025 | B12 | 200 | 0 | 2260 | 0 | 0 | 0 | 0 | 0 | 0 | 0 | 0 | 0 | 0 | 0
ENT_2_MISO_MO-IL | ENT | MISO_MO-IL | 2025 | B13 | 600 | 0 | 2260 | 0 | 0 | 0 | 0 | 0 | 0 | 0 | 0 | 0 | 0 | 0
ENT_2_MISO_MO-IL | ENT | MISO_MO-IL | 2025 | B14 | 900 | 0 | 2260 | 0 | 0 | 0 | 0 | 0 | 0 | 0 | 0 | 0 | 0 | 0
ENT_2_MISO_MO-IL | ENT | MISO_MO-IL | 2025 | B15 | 1203 | 0 | 2260 | 0 | 0 | 0 | 0 | 0 | 0 | 0 | 0 | 0 | 0 | 0
ENT_2_MISO_MO-IL | ENT | MISO_MO-IL | 2025 | B16 | 25 | 0 | 2260 | 0 | 0 | 0 | 0 | 0 | 0 | 0 | 0 | 0 | 0 | 0
ENT_2_MISO_MO-IL | ENT | MISO_MO-IL | 2025 | B17 | 100 | 0 | 2260 | 0 | 0 | 0 | 0 | 0 | 0 | 0 | 0 | 0 | 0 | 0
ENT_2_MISO_MO-IL | ENT | MISO_MO-IL | 2025 | B18 | 400 | 0 | 2260 | 0 | 0 | 0 | 0 | 0 | 0 | 0 | 0 | 0 | 0 | 0
ENT_2_MISO_MO-IL | ENT | MISO_MO-IL | 2025 | B19 | 700 | 0 | 2260 | 0 | 0 | 0 | 0 | 0 | 0 | 0 | 0 | 0 | 0 | 0
ENT_2_MISO_MO-IL | ENT | MISO_MO-IL | 2025 | B20 | 935 | 0 | 2260 | 0 | 0 | 0 | 0 | 0 | 0 | 0 | 0 | 0 | 0 | 0
ENT_2_MISO_MO-IL | ENT | MISO_MO-IL | 2030 | B1 | 10 | 0 | 2260 | 0 | 0 | 0 | 0 | 0 | 0 | 0 | 0 | 0 | 0 | 0
ENT_2_MISO_MO-IL | ENT | MISO_MO-IL | 2030 | B2 | 25 | 0 | 2260 | 0 | 0 | 0 | 0 | 0 | 0 | 0 | 0 | 0 | 0 | 0
ENT_2_MISO_MO-IL | ENT | MISO_MO-IL | 2030 | B3 | 75 | 0 | 2260 | 0 | 0 | 0 | 0 | 0 | 0 | 0 | 0 | 0 | 0 | 0
ENT_2_MISO_MO-IL | ENT | MISO_MO-IL | 2030 | B4 | 100 | 0 | 2260 | 0 | 0 | 0 | 0 | 0 | 0 | 0 | 0 | 0 | 0 | 0
ENT_2_MISO_MO-IL | ENT | MISO_MO-IL | 2030 | B5 | 200 | 0 | 2260 | 0 | 0 | 0 | 0 | 0 | 0 | 0 | 0 | 0 | 0 | 0
ENT_2_MISO_MO-IL | ENT | MISO_MO-IL | 2030 | B6 | 300 | 0 | 2260 | 0 | 0 | 0 | 0 | 0 | 0 | 0 | 0 | 0 | 0 | 0
ENT_2_MISO_MO-IL | ENT | MISO_MO-IL | 2030 | B7 | 400 | 0 | 2260 | 0 | 0 | 0 | 0 | 0 | 0 | 0 | 0 | 0 | 0 | 0
ENT_2_MISO_MO-IL | ENT | MISO_MO-IL | 2030 | B8 | 500 | 0 | 2260 | 0 | 0 | 0 | 0 | 0 | 0 | 0 | 0 | 0 | 0 | 0
ENT_2_MISO_MO-IL | ENT | MISO_MO-IL | 2030 | B9 | 800 | 0 | 2260 | 0 | 0 | 0 | 0 | 0 | 0 | 0 | 0 | 0 | 0 | 0
ENT_2_MISO_MO-IL | ENT | MISO_MO-IL | 2030 | B10 | 1262 | 0 | 2260 | 0 | 0 | 0 | 0 | 0 | 0 | 0 | 0 | 0 | 0 | 0
ENT_2_MISO_MO-IL | ENT | MISO_MO-IL | 2030 | B11 | 25 | 0 | 2260 | 0 | 0 | 0 | 0 | 0 | 0 | 0 | 0 | 0 | 0 | 0
ENT_2_MISO_MO-IL | ENT | MISO_MO-IL | 2030 | B12 | 200 | 0 | 2260 | 0 | 0 | 0 | 0 | 0 | 0 | 0 | 0 | 0 | 0 | 0
ENT_2_MISO_MO-IL | ENT | MISO_MO-IL | 2030 | B13 | 600 | 0 | 2260 | 0 | 0 | 0 | 0 | 0 | 0 | 0 | 0 | 0 | 0 | 0
ENT_2_MISO_MO-IL | ENT | MISO_MO-IL | 2030 | B14 | 900 | 0 | 2260 | 0 | 0 | 0 | 0 | 0 | 0 | 0 | 0 | 0 | 0 | 0
ENT_2_MISO_MO-IL | ENT | MISO_MO-IL | 2030 | B15 | 1203 | 0 | 2260 | 0 | 0 | 0 | 0 | 0 | 0 | 0 | 0 | 0 | 0 | 0
ENT_2_MISO_MO-IL | ENT | MISO_MO-IL | 2030 | B16 | 25 | 0 | 2260 | 0 | 0 | 0 | 0 | 0 | 0 | 0 | 0 | 0 | 0 | 0
ENT_2_MISO_MO-IL | ENT | MISO_MO-IL | 2030 | B17 | 100 | 0 | 2260 | 0 | 0 | 0 | 0 | 0 | 0 | 0 | 0 | 0 | 0 | 0
ENT_2_MISO_MO-IL | ENT | MISO_MO-IL | 2030 | B18 | 400 | 0 | 2260 | 0 | 0 | 0 | 0 | 0 | 0 | 0 | 0 | 0 | 0 | 0
ENT_2_MISO_MO-IL | ENT | MISO_MO-IL | 2030 | B19 | 700 | 0 | 2260 | 0 | 0 | 0 | 0 | 0 | 0 | 0 | 0 | 0 | 0 | 0
ENT_2_MISO_MO-IL | ENT | MISO_MO-IL | 2030 | B20 | 935 | 0 | 2260 | 0 | 0 | 0 | 0 | 0 | 0 | 0 | 0 | 0 | 0 | 0
ENT_2_MISO_MO-IL | ENT | MISO_MO-IL | 2035 | B1 | 10 | 0 | 2260 | 809.79 | 0 | 0 | 0 | 0 | 0 | 0 | 0 | 0 | 0 | 0
ENT_2_MISO_MO-IL | ENT | MISO_MO-IL | 2035 | B2 | 25 | 0 | 2260 | 0 | 0 | 0 | 0 | 0 | 0 | 0 | 0 | 0 | 0 | 0
ENT_2_MISO_MO-IL | ENT | MISO_MO-IL | 2035 | B3 | 75 | 0 | 2260 | 0 | 0 | 0 | 0 | 0 | 0 | 0 | 0 | 0 | 0 | 0
ENT_2_MISO_MO-IL | ENT | MISO_MO-IL | 2035 | B4 | 100 | 0 | 2260 | 0 | 0 | 0 | 0 | 0 | 0 | 0 | 0 | 0 | 0 | 0
ENT_2_MISO_MO-IL | ENT | MISO_MO-IL | 2035 | B5 | 200 | 0 | 2260 | 0 | 0 | 0 | 0 | 0 | 0 | 0 | 0 | 0 | 0 | 0
ENT_2_MISO_MO-IL | ENT | MISO_MO-IL | 2035 | B6 | 300 | 0 | 2260 | 0 | 0 | 0 | 0 | 0 | 0 | 0 | 0 | 0 | 0 | 0
ENT_2_MISO_MO-IL | ENT | MISO_MO-IL | 2035 | B7 | 400 | 0 | 2260 | 0 | 0 | 0 | 0 | 0 | 0 | 0 | 0 | 0 | 0 | 0
ENT_2_MISO_MO-IL | ENT | MISO_MO-IL | 2035 | B8 | 500 | 0 | 2260 | 0 | 0 | 0 | 0 | 0 | 0 | 0 | 0 | 0 | 0 | 0
ENT_2_MISO_MO-IL | ENT | MISO_MO-IL | 2035 | B9 | 800 | 0 | 2260 | 0 | 0 | 0 | 0 | 0 | 0 | 0 | 0 | 0 | 0 | 0
ENT_2_MISO_MO-IL | ENT | MISO_MO-IL | 2035 | B10 | 1262 | 0 | 2260 | 0 | 0 | 0 | 0 | 0 | 0 | 0 | 0 | 0 | 0 | 0
ENT_2_MISO_MO-IL | ENT | MISO_MO-IL | 2035 | B11 | 25 | 0 | 2260 | 0 | 0 | 0 | 0 | 0 | 0 | 0 | 0 | 0 | 0 | 0
ENT_2_MISO_MO-IL | ENT | MISO_MO-IL | 2035 | B12 | 200 | 0 | 2260 | 0 | 0 | 0 | 0 | 0 | 0 | 0 | 0 | 0 | 0 | 0
ENT_2_MISO_MO-IL | ENT | MISO_MO-IL | 2035 | B13 | 600 | 0 | 2260 | 0 | 0 | 0 | 0 | 0 | 0 | 0 | 0 | 0 | 0 | 0
ENT_2_MISO_MO-IL | ENT | MISO_MO-IL | 2035 | B14 | 900 | 0 | 2260 | 0 | 0 | 0 | 0 | 0 | 0 | 0 | 0 | 0 | 0 | 0
ENT_2_MISO_MO-IL | ENT | MISO_MO-IL | 2035 | B15 | 1203 | 0 | 2260 | 0 | 0 | 0 | 0 | 0 | 0 | 0 | 0 | 0 | 0 | 0
ENT_2_MISO_MO-IL | ENT | MISO_MO-IL | 2035 | B16 | 25 | 0 | 2260 | 0 | 0 | 0 | 0 | 0 | 0 | 0 | 0 | 0 | 0 | 0
ENT_2_MISO_MO-IL | ENT | MISO_MO-IL | 2035 | B17 | 100 | 0 | 2260 | 0 | 0 | 0 | 0 | 0 | 0 | 0 | 0 | 0 | 0 | 0
ENT_2_MISO_MO-IL | ENT | MISO_MO-IL | 2035 | B18 | 400 | 0 | 2260 | 0 | 0 | 0 | 0 | 0 | 0 | 0 | 0 | 0 | 0 | 0
ENT_2_MISO_MO-IL | ENT | MISO_MO-IL | 2035 | B19 | 700 | 0 | 2260 | 0 | 0 | 0 | 0 | 0 | 0 | 0 | 0 | 0 | 0 | 0
ENT_2_MISO_MO-IL | ENT | MISO_MO-IL | 2035 | B20 | 935 | 0 | 2260 | 0 | 0 | 0 | 0 | 0 | 0 | 0 | 0 | 0 | 0 | 0
ENT_2_MISO_MO-IL | ENT | MISO_MO-IL | 2040 | B1 | 10 | 0 | 2260 | 767.33 | 0 | 0 | 0 | 0 | 0 | 0 | 0 | 0 | 0 | 0
ENT_2_MISO_MO-IL | ENT | MISO_MO-IL | 2040 | B2 | 25 | 0 | 2260 | 0 | 0 | 0 | 0 | 0 | 0 | 0 | 0 | 0 | 0 | 0
ENT_2_MISO_MO-IL | ENT | MISO_MO-IL | 2040 | B3 | 75 | 0 | 2260 | 0 | 0 | 0 | 0 | 0 | 0 | 0 | 0 | 0 | 0 | 0
ENT_2_MISO_MO-IL | ENT | MISO_MO-IL | 2040 | B4 | 100 | 0 | 2260 | 0 | 0 | 0 | 0 | 0 | 0 | 0 | 0 | 0 | 0 | 0
ENT_2_MISO_MO-IL | ENT | MISO_MO-IL | 2040 | B5 | 200 | 0 | 2260 | 0 | 0 | 0 | 0 | 0 | 0 | 0 | 0 | 0 | 0 | 0
ENT_2_MISO_MO-IL | ENT | MISO_MO-IL | 2040 | B6 | 300 | 0 | 2260 | 0 | 0 | 0 | 0 | 0 | 0 | 0 | 0 | 0 | 0 | 0
ENT_2_MISO_MO-IL | ENT | MISO_MO-IL | 2040 | B7 | 400 | 0 | 2260 | 0 | 0 | 0 | 0 | 0 | 0 | 0 | 0 | 0 | 0 | 0
ENT_2_MISO_MO-IL | ENT | MISO_MO-IL | 2040 | B8 | 500 | 0 | 2260 | 0 | 0 | 0 | 0 | 0 | 0 | 0 | 0 | 0 | 0 | 0
ENT_2_MISO_MO-IL | ENT | MISO_MO-IL | 2040 | B9 | 800 | 0 | 2260 | 0 | 0 | 0 | 0 | 0 | 0 | 0 | 0 | 0 | 0 | 0
ENT_2_MISO_MO-IL | ENT | MISO_MO-IL | 2040 | B10 | 1262 | 0 | 2260 | 0 | 0 | 0 | 0 | 0 | 0 | 0 | 0 | 0 | 0 | 0
ENT_2_MISO_MO-IL | ENT | MISO_MO-IL | 2040 | B11 | 25 | 0 | 2260 | 0 | 0 | 0 | 0 | 0 | 0 | 0 | 0 | 0 | 0 | 0
ENT_2_MISO_MO-IL | ENT | MISO_MO-IL | 2040 | B12 | 200 | 0 | 2260 | 0 | 0 | 0 | 0 | 0 | 0 | 0 | 0 | 0 | 0 | 0
ENT_2_MISO_MO-IL | ENT | MISO_MO-IL | 2040 | B13 | 600 | 0 | 2260 | 0 | 0 | 0 | 0 | 0 | 0 | 0 | 0 | 0 | 0 | 0
ENT_2_MISO_MO-IL | ENT | MISO_MO-IL | 2040 | B14 | 900 | 0 | 2260 | 0 | 0 | 0 | 0 | 0 | 0 | 0 | 0 | 0 | 0 | 0
ENT_2_MISO_MO-IL | ENT | MISO_MO-IL | 2040 | B15 | 1203 | 0 | 2260 | 0 | 0 | 0 | 0 | 0 | 0 | 0 | 0 | 0 | 0 | 0
ENT_2_MISO_MO-IL | ENT | MISO_MO-IL | 2040 | B16 | 25 | 0 | 2260 | 0 | 0 | 0 | 0 | 0 | 0 | 0 | 0 | 0 | 0 | 0
ENT_2_MISO_MO-IL | ENT | MISO_MO-IL | 2040 | B17 | 100 | 0 | 2260 | 0 | 0 | 0 | 0 | 0 | 0 | 0 | 0 | 0 | 0 | 0
ENT_2_MISO_MO-IL | ENT | MISO_MO-IL | 2040 | B18 | 400 | 0 | 2260 | 0 | 0 | 0 | 0 | 0 | 0 | 0 | 0 | 0 | 0 | 0
ENT_2_MISO_MO-IL | ENT | MISO_MO-IL | 2040 | B19 | 700 | 0 | 2260 | 0 | 0 | 0 | 0 | 0 | 0 | 0 | 0 | 0 | 0 | 0
ENT_2_MISO_MO-IL | ENT | MISO_MO-IL | 2040 | B20 | 935 | 0 | 2260 | 0 | 0 | 0 | 0 | 0 | 0 | 0 | 0 | 0 | 0 | 0
ENT_2_MISO_MO-IL | ENT | MISO_MO-IL | 2045 | B1 | 10 | 0 | 2260 | 1371.37 | 0 | 0 | 0 | 0 | 0 | 0 | 0 | 0 | 0 | 0
ENT_2_MISO_MO-IL | ENT | MISO_MO-IL | 2045 | B2 | 25 | 0 | 2260 | 0 | 0 | 0 | 0 | 0 | 0 | 0 | 0 | 0 | 0 | 0
ENT_2_MISO_MO-IL | ENT | MISO_MO-IL | 2045 | B3 | 75 | 0 | 2260 | 0 | 0 | 0 | 0 | 0 | 0 | 0 | 0 | 0 | 0 | 0
ENT_2_MISO_MO-IL | ENT | MISO_MO-IL | 2045 | B4 | 100 | 0 | 2260 | 0 | 0 | 0 | 0 | 0 | 0 | 0 | 0 | 0 | 0 | 0
ENT_2_MISO_MO-IL | ENT | MISO_MO-IL | 2045 | B5 | 200 | 0 | 2260 | 0 | 0 | 0 | 0 | 0 | 0 | 0 | 0 | 0 | 0 | 0
ENT_2_MISO_MO-IL | ENT | MISO_MO-IL | 2045 | B6 | 300 | 0 | 2260 | 0 | 0 | 0 | 0 | 0 | 0 | 0 | 0 | 0 | 0 | 0
ENT_2_MISO_MO-IL | ENT | MISO_MO-IL | 2045 | B7 | 400 | 0 | 2260 | 0 | 0 | 0 | 0 | 0 | 0 | 0 | 0 | 0 | 0 | 0
ENT_2_MISO_MO-IL | ENT | MISO_MO-IL | 2045 | B8 | 500 | 0 | 2260 | 0 | 0 | 0 | 0 | 0 | 0 | 0 | 0 | 0 | 0 | 0
ENT_2_MISO_MO-IL | ENT | MISO_MO-IL | 2045 | B9 | 800 | 0 | 2260 | 0 | 0 | 0 | 0 | 0 | 0 | 0 | 0 | 0 | 0 | 0
ENT_2_MISO_MO-IL | ENT | MISO_MO-IL | 2045 | B10 | 1262 | 0 | 2260 | 0 | 0 | 0 | 0 | 0 | 0 | 0 | 0 | 0 | 0 | 0
ENT_2_MISO_MO-IL | ENT | MISO_MO-IL | 2045 | B11 | 25 | 0 | 2260 | 0 | 0 | 0 | 0 | 0 | 0 | 0 | 0 | 0 | 0 | 0
ENT_2_MISO_MO-IL | ENT | MISO_MO-IL | 2045 | B12 | 200 | 0 | 2260 | 0 | 0 | 0 | 0 | 0 | 0 | 0 | 0 | 0 | 0 | 0
ENT_2_MISO_MO-IL | ENT | MISO_MO-IL | 2045 | B13 | 600 | 0 | 2260 | 0 | 0 | 0 | 0 | 0 | 0 | 0 | 0 | 0 | 0 | 0
ENT_2_MISO_MO-IL | ENT | MISO_MO-IL | 2045 | B14 | 900 | 0 | 2260 | 0 | 0 | 0 | 0 | 0 | 0 | 0 | 0 | 0 | 0 | 0
ENT_2_MISO_MO-IL | ENT | MISO_MO-IL | 2045 | B15 | 1203 | 0 | 2260 | 0 | 0 | 0 | 0 | 0 | 0 | 0 | 0 | 0 | 0 | 0
ENT_2_MISO_MO-IL | ENT | MISO_MO-IL | 2045 | B16 | 25 | 0 | 2260 | 0 | 0 | 0 | 0 | 0 | 0 | 0 | 0 | 0 | 0 | 0
ENT_2_MISO_MO-IL | ENT | MISO_MO-IL | 2045 | B17 | 100 | 0 | 2260 | 0 | 0 | 0 | 0 | 0 | 0 | 0 | 0 | 0 | 0 | 0
ENT_2_MISO_MO-IL | ENT | MISO_MO-IL | 2045 | B18 | 400 | 0 | 2260 | 0 | 0 | 0 | 0 | 0 | 0 | 0 | 0 | 0 | 0 | 0
ENT_2_MISO_MO-IL | ENT | MISO_MO-IL | 2045 | B19 | 700 | 0 | 2260 | 0 | 0 | 0 | 0 | 0 | 0 | 0 | 0 | 0 | 0 | 0
ENT_2_MISO_MO-IL | ENT | MISO_MO-IL | 2045 | B20 | 935 | 0 | 2260 | 0 | 0 | 0 | 0 | 0 | 0 | 0 | 0 | 0 | 0 | 0
ENT_2_MISO_MO-IL | ENT | MISO_MO-IL | 2050 | B1 | 10 | 0 | 2260 | 1153.92 | 0 | 0 | 0 | 0 | 0 | 0 | 0 | 0 | 0 | 0
ENT_2_MISO_MO-IL | ENT | MISO_MO-IL | 2050 | B2 | 25 | 0 | 2260 | 0 | 0 | 0 | 0 | 0 | 0 | 0 | 0 | 0 | 0 | 0
ENT_2_MISO_MO-IL | ENT | MISO_MO-IL | 2050 | B3 | 75 | 0 | 2260 | 0 | 0 | 0 | 0 | 0 | 0 | 0 | 0 | 0 | 0 | 0
ENT_2_MISO_MO-IL | ENT | MISO_MO-IL | 2050 | B4 | 100 | 0 | 2260 | 0 | 0 | 0 | 0 | 0 | 0 | 0 | 0 | 0 | 0 | 0
ENT_2_MISO_MO-IL | ENT | MISO_MO-IL | 2050 | B5 | 200 | 0 | 2260 | 0 | 0 | 0 | 0 | 0 | 0 | 0 | 0 | 0 | 0 | 0
ENT_2_MISO_MO-IL | ENT | MISO_MO-IL | 2050 | B6 | 300 | 0 | 2260 | 0 | 0 | 0 | 0 | 0 | 0 | 0 | 0 | 0 | 0 | 0
ENT_2_MISO_MO-IL | ENT | MISO_MO-IL | 2050 | B7 | 400 | 0 | 2260 | 0 | 0 | 0 | 0 | 0 | 0 | 0 | 0 | 0 | 0 | 0
ENT_2_MISO_MO-IL | ENT | MISO_MO-IL | 2050 | B8 | 500 | 0 | 2260 | 0 | 0 | 0 | 0 | 0 | 0 | 0 | 0 | 0 | 0 | 0
ENT_2_MISO_MO-IL | ENT | MISO_MO-IL | 2050 | B9 | 800 | 0 | 2260 | 0 | 0 | 0 | 0 | 0 | 0 | 0 | 0 | 0 | 0 | 0
ENT_2_MISO_MO-IL | ENT | MISO_MO-IL | 2050 | B10 | 1262 | 0 | 2260 | 0 | 0 | 0 | 0 | 0 | 0 | 0 | 0 | 0 | 0 | 0
ENT_2_MISO_MO-IL | ENT | MISO_MO-IL | 2050 | B11 | 25 | 0 | 2260 | 0 | 0 | 0 | 0 | 0 | 0 | 0 | 0 | 0 | 0 | 0
ENT_2_MISO_MO-IL | ENT | MISO_MO-IL | 2050 | B12 | 200 | 0 | 2260 | 0 | 0 | 0 | 0 | 0 | 0 | 0 | 0 | 0 | 0 | 0
ENT_2_MISO_MO-IL | ENT | MISO_MO-IL | 2050 | B13 | 600 | 0 | 2260 | 0 | 0 | 0 | 0 | 0 | 0 | 0 | 0 | 0 | 0 | 0
ENT_2_MISO_MO-IL | ENT | MISO_MO-IL | 2050 | B14 | 900 | 0 | 2260 | 0 | 0 | 0 | 0 | 0 | 0 | 0 | 0 | 0 | 0 | 0
ENT_2_MISO_MO-IL | ENT | MISO_MO-IL | 2050 | B15 | 1203 | 0 | 2260 | 0 | 0 | 0 | 0 | 0 | 0 | 0 | 0 | 0 | 0 | 0
ENT_2_MISO_MO-IL | ENT | MISO_MO-IL | 2050 | B16 | 25 | 0 | 2260 | 1402.25 | 0 | 0 | 0 | 0 | 0 | 0 | 0 | 0 | 0 | 0
ENT_2_MISO_MO-IL | ENT | MISO_MO-IL | 2050 | B17 | 100 | 0 | 2260 | 0 | 0 | 0 | 0 | 0 | 0 | 0 | 0 | 0 | 0 | 0
ENT_2_MISO_MO-IL | ENT | MISO_MO-IL | 2050 | B18 | 400 | 0 | 2260 | 0 | 0 | 0 | 0 | 0 | 0 | 0 | 0 | 0 | 0 | 0
ENT_2_MISO_MO-IL | ENT | MISO_MO-IL | 2050 | B19 | 700 | 0 | 2260 | 0 | 0 | 0 | 0 | 0 | 0 | 0 | 0 | 0 | 0 | 0
ENT_2_MISO_MO-IL | ENT | MISO_MO-IL | 2050 | B20 | 935 | 0 | 2260 | 0 | 0 | 0 | 0 | 0 | 0 | 0 | 0 | 0 | 0 | 0
ENT_2_SOCO | ENT | SOCO | 2015 | B1 | 10 | 0 | 2000 | 0 | 0 | 0 | 0 | 0 | 0 | 0 | 0 | 0 | 0 | 0.1098
ENT_2_SOCO | ENT | SOCO | 2015 | B2 | 25 | 0 | 2000 | 153.38 | 0 | 0 | 0 | 0 | 0 | 0 | 0 | 0 | 0 | 0.1098
ENT_2_SOCO | ENT | SOCO | 2015 | B3 | 75 | 0 | 2000 | 1668.43 | 0 | 1572.17 | 0 | 0 | 0 | 0 | 0 | 0 | 0 | 0.1098
ENT_2_SOCO | ENT | SOCO | 2015 | B4 | 100 | 0 | 2000 | 1966.88 | 0 | 1601.85 | 0 | 0 | 0 | 0 | 0 | 0 | 0 | 0.1098
ENT_2_SOCO | ENT | SOCO | 2015 | B5 | 200 | 0 | 2000 | 2000 | 0 | 1006.7 | 0 | 0 | 0.43919 | 0 | 0 | 0.43919 | 0 | 0.1098
ENT_2_SOCO | ENT | SOCO | 2015 | B6 | 300 | 0 | 2000 | 613.54 | 0 | 594.63 | 0 | 0 | 0 | 0 | 0 | 0 | 0 | 0.1098
ENT_2_SOCO | ENT | SOCO | 2015 | B7 | 400 | 0 | 2000 | 1673.7 | 0 | 1654.79 | 0 | 0 | 0 | 0 | 0 | 0 | 0 | 0.1098
ENT_2_SOCO | ENT | SOCO | 2015 | B8 | 500 | 0 | 2000 | 0 | 0 | 0 | 0 | 0 | 0 | 0 | 0 | 0 | 0 | 0.1098
ENT_2_SOCO | ENT | SOCO | 2015 | B9 | 800 | 0 | 2000 | 0 | 0 | 0 | 0 | 0 | 0 | 0 | 0 | 0 | 0 | 0.1098
ENT_2_SOCO | ENT | SOCO | 2015 | B10 | 1262 | 0 | 2000 | 0 | 0 | 0 | 0 | 0 | 0 | 0 | 0 | 0 | 0 | 0.1098
ENT_2_SOCO | ENT | SOCO | 2015 | B11 | 25 | 0 | 2000 | 0 | 0 | 0 | 0 | 0 | 0 | 0 | 0 | 0 | 0 | 0.1098
ENT_2_SOCO | ENT | SOCO | 2015 | B12 | 200 | 0 | 2000 | 0 | 0 | 0 | 0 | 0 | 0 | 0 | 0 | 0 | 0 | 0.1098
ENT_2_SOCO | ENT | SOCO | 2015 | B13 | 600 | 0 | 2000 | 0 | 0 | 0 | 0 | 0 | 0 | 0 | 0 | 0 | 0 | 0.1098
ENT_2_SOCO | ENT | SOCO | 2015 | B14 | 900 | 0 | 2000 | 0 | 0 | 0 | 0 | 0 | 0 | 0 | 0 | 0 | 0 | 0.1098
ENT_2_SOCO | ENT | SOCO | 2015 | B15 | 1203 | 0 | 2000 | 0 | 0 | 0 | 0 | 0 | 0 | 0 | 0 | 0 | 0 | 0.1098
ENT_2_SOCO | ENT | SOCO | 2015 | B16 | 25 | 0 | 2000 | 1177 | 0 | 1158.09 | 0 | 0 | 0 | 0 | 0 | 0 | 0 | 0.1098
ENT_2_SOCO | ENT | SOCO | 2015 | B17 | 100 | 0 | 2000 | 0 | 0 | 0 | 0 | 0 | 0 | 0 | 0 | 0 | 0 | 0.1098
ENT_2_SOCO | ENT | SOCO | 2015 | B18 | 400 | 0 | 2000 | 0 | 0 | 0 | 0 | 0 | 0 | 0 | 0 | 0 | 0 | 0.1098
ENT_2_SOCO | ENT | SOCO | 2015 | B19 | 700 | 0 | 2000 | 0 | 0 | 0 | 0 | 0 | 0 | 0 | 0 | 0 | 0 | 0.1098
ENT_2_SOCO | ENT | SOCO | 2015 | B20 | 935 | 0 | 2000 | 0 | 0 | 0 | 0 | 0 | 0 | 0 | 0 | 0 | 0 | 0.1098
ENT_2_SOCO | ENT | SOCO | 2020 | B1 | 10 | 0 | 2000 | 0 | 0 | 0 | 0 | 0 | 0 | 0 | 0 | 0 | 0 | 0
ENT_2_SOCO | ENT | SOCO | 2020 | B2 | 25 | 0 | 2000 | 0 | 0 | 0 | 0 | 0 | 0 | 0 | 0 | 0 | 0 | 0
ENT_2_SOCO | ENT | SOCO | 2020 | B3 | 75 | 0 | 2000 | 771.99 | 0 | 771.52 | 0 | 0 | 0 | 0 | 0 | 0 | 0 | 0
ENT_2_SOCO | ENT | SOCO | 2020 | B4 | 100 | 0 | 2000 | 954.76 | 0 | 804.07 | 0 | 0 | 0 | 0 | 0 | 0 | 0 | 0
ENT_2_SOCO | ENT | SOCO | 2020 | B5 | 200 | 0 | 2000 | 1782.52 | 0 | 1782.41 | 0 | 0 | 0 | 0 | 0 | 0 | 0 | 0
ENT_2_SOCO | ENT | SOCO | 2020 | B6 | 300 | 0 | 2000 | 179.64 | 0 | 140.07 | 0 | 0 | 0 | 0 | 0 | 0 | 0 | 0
ENT_2_SOCO | ENT | SOCO | 2020 | B7 | 400 | 0 | 2000 | 1115.46 | 0 | 1096.55 | 0 | 0 | 0 | 0 | 0 | 0 | 0 | 0
ENT_2_SOCO | ENT | SOCO | 2020 | B8 | 500 | 0 | 2000 | 0 | 0 | 0 | 0 | 0 | 0 | 0 | 0 | 0 | 0 | 0
ENT_2_SOCO | ENT | SOCO | 2020 | B9 | 800 | 0 | 2000 | 0 | 0 | 0 | 0 | 0 | 0 | 0 | 0 | 0 | 0 | 0
ENT_2_SOCO | ENT | SOCO | 2020 | B10 | 1262 | 0 | 2000 | 0 | 0 | 0 | 0 | 0 | 0 | 0 | 0 | 0 | 0 | 0
ENT_2_SOCO | ENT | SOCO | 2020 | B11 | 25 | 0 | 2000 | 0 | 0 | 0 | 0 | 0 | 0 | 0 | 0 | 0 | 0 | 0
ENT_2_SOCO | ENT | SOCO | 2020 | B12 | 200 | 0 | 2000 | 0 | 0 | 0 | 0 | 0 | 0 | 0 | 0 | 0 | 0 | 0
ENT_2_SOCO | ENT | SOCO | 2020 | B13 | 600 | 0 | 2000 | 0 | 0 | 0 | 0 | 0 | 0 | 0 | 0 | 0 | 0 | 0
ENT_2_SOCO | ENT | SOCO | 2020 | B14 | 900 | 0 | 2000 | 0 | 0 | 0 | 0 | 0 | 0 | 0 | 0 | 0 | 0 | 0
ENT_2_SOCO | ENT | SOCO | 2020 | B15 | 1203 | 0 | 2000 | 0 | 0 | 0 | 0 | 0 | 0 | 0 | 0 | 0 | 0 | 0
ENT_2_SOCO | ENT | SOCO | 2020 | B16 | 25 | 0 | 2000 | 1180.44 | 0 | 1244.32 | 0 | 0 | 0 | 0 | 0 | 0 | 0 | 0
ENT_2_SOCO | ENT | SOCO | 2020 | B17 | 100 | 0 | 2000 | 0 | 0 | 0 | 0 | 0 | 0 | 0 | 0 | 0 | 0 | 0
ENT_2_SOCO | ENT | SOCO | 2020 | B18 | 400 | 0 | 2000 | 0 | 0 | 0 | 0 | 0 | 0 | 0 | 0 | 0 | 0 | 0
ENT_2_SOCO | ENT | SOCO | 2020 | B19 | 700 | 0 | 2000 | 0 | 0 | 0 | 0 | 0 | 0 | 0 | 0 | 0 | 0 | 0
ENT_2_SOCO | ENT | SOCO | 2020 | B20 | 935 | 0 | 2000 | 0 | 0 | 0 | 0 | 0 | 0 | 0 | 0 | 0 | 0 | 0
ENT_2_SOCO | ENT | SOCO | 2025 | B1 | 10 | 0 | 2000 | 1359.54 | 0 | 1432.13 | 0 | 0 | 0 | 0 | 0 | 0 | 0 | 0
ENT_2_SOCO | ENT | SOCO | 2025 | B2 | 25 | 0 | 2000 | 0 | 0 | 0 | 0 | 0 | 0 | 0 | 0 | 0 | 0 | 0
ENT_2_SOCO | ENT | SOCO | 2025 | B3 | 75 | 0 | 2000 | 0 | 0 | 0 | 0 | 0 | 0 | 0 | 0 | 0 | 0 | 0
ENT_2_SOCO | ENT | SOCO | 2025 | B4 | 100 | 0 | 2000 | 0 | 0 | 0 | 0 | 0 | 0 | 0 | 0 | 0 | 0 | 0
ENT_2_SOCO | ENT | SOCO | 2025 | B5 | 200 | 0 | 2000 | 1651.74 | 0 | 867.34 | 0 | 0 | 0 | 0 | 0 | 0 | 0 | 0
ENT_2_SOCO | ENT | SOCO | 2025 | B6 | 300 | 0 | 2000 | 0 | 0 | 0 | 0 | 0 | 0 | 0 | 0 | 0 | 0 | 0
ENT_2_SOCO | ENT | SOCO | 2025 | B7 | 400 | 0 | 2000 | 1817.33 | 0 | 249 | 0 | 0 | 0 | 0 | 0 | 0 | 0 | 0
ENT_2_SOCO | ENT | SOCO | 2025 | B8 | 500 | 0 | 2000 | 0 | 0 | 0 | 0 | 0 | 0 | 0 | 0 | 0 | 0 | 0
ENT_2_SOCO | ENT | SOCO | 2025 | B9 | 800 | 0 | 2000 | 0 | 0 | 0 | 0 | 0 | 0 | 0 | 0 | 0 | 0 | 0
ENT_2_SOCO | ENT | SOCO | 2025 | B10 | 1262 | 0 | 2000 | 0 | 0 | 0 | 0 | 0 | 0 | 0 | 0 | 0 | 0 | 0
ENT_2_SOCO | ENT | SOCO | 2025 | B11 | 25 | 0 | 2000 | 0 | 0 | 0 | 0 | 0 | 0 | 0 | 0 | 0 | 0 | 0
ENT_2_SOCO | ENT | SOCO | 2025 | B12 | 200 | 0 | 2000 | 0 | 0 | 0 | 0 | 0 | 0 | 0 | 0 | 0 | 0 | 0
ENT_2_SOCO | ENT | SOCO | 2025 | B13 | 600 | 0 | 2000 | 0 | 0 | 0 | 0 | 0 | 0 | 0 | 0 | 0 | 0 | 0
ENT_2_SOCO | ENT | SOCO | 2025 | B14 | 900 | 0 | 2000 | 0 | 0 | 0 | 0 | 0 | 0 | 0 | 0 | 0 | 0 | 0
ENT_2_SOCO | ENT | SOCO | 2025 | B15 | 1203 | 0 | 2000 | 0 | 0 | 0 | 0 | 0 | 0 | 0 | 0 | 0 | 0 | 0
ENT_2_SOCO | ENT | SOCO | 2025 | B16 | 25 | 0 | 2000 | 1491.7 | 0 | 830.26 | 0 | 0 | 0 | 0 | 0 | 0 | 0 | 0
ENT_2_SOCO | ENT | SOCO | 2025 | B17 | 100 | 0 | 2000 | 0 | 0 | 0 | 0 | 0 | 0 | 0 | 0 | 0 | 0 | 0
ENT_2_SOCO | ENT | SOCO | 2025 | B18 | 400 | 0 | 2000 | 0 | 0 | 0 | 0 | 0 | 0 | 0 | 0 | 0 | 0 | 0
ENT_2_SOCO | ENT | SOCO | 2025 | B19 | 700 | 0 | 2000 | 0 | 0 | 0 | 0 | 0 | 0 | 0 | 0 | 0 | 0 | 0
ENT_2_SOCO | ENT | SOCO | 2025 | B20 | 935 | 0 | 2000 | 0 | 0 | 0 | 0 | 0 | 0 | 0 | 0 | 0 | 0 | 0
ENT_2_SOCO | ENT | SOCO | 2030 | B1 | 10 | 0 | 2000 | 1219.32 | 0 | 1291.91 | 0 | 0 | 0 | 0 | 0 | 0 | 0 | 0
ENT_2_SOCO | ENT | SOCO | 2030 | B2 | 25 | 0 | 2000 | 0 | 0 | 0 | 0 | 0 | 0 | 0 | 0 | 0 | 0 | 0
ENT_2_SOCO | ENT | SOCO | 2030 | B3 | 75 | 0 | 2000 | 0 | 0 | 0 | 0 | 0 | 0 | 0 | 0 | 0 | 0 | 0
ENT_2_SOCO | ENT | SOCO | 2030 | B4 | 100 | 0 | 2000 | 0 | 0 | 0 | 0 | 0 | 0 | 0 | 0 | 0 | 0 | 0
ENT_2_SOCO | ENT | SOCO | 2030 | B5 | 200 | 0 | 2000 | 1723.12 | 0 | 873 | 0 | 0 | 0 | 0 | 0 | 0 | 0 | 0
ENT_2_SOCO | ENT | SOCO | 2030 | B6 | 300 | 0 | 2000 | 0 | 0 | 0 | 0 | 0 | 0 | 0 | 0 | 0 | 0 | 0
ENT_2_SOCO | ENT | SOCO | 2030 | B7 | 400 | 0 | 2000 | 395.98 | 0 | 377.07 | 0 | 0 | 0 | 0 | 0 | 0 | 0 | 0
ENT_2_SOCO | ENT | SOCO | 2030 | B8 | 500 | 0 | 2000 | 0 | 0 | 0 | 0 | 0 | 0 | 0 | 0 | 0 | 0 | 0
ENT_2_SOCO | ENT | SOCO | 2030 | B9 | 800 | 0 | 2000 | 0 | 0 | 0 | 0 | 0 | 0 | 0 | 0 | 0 | 0 | 0
ENT_2_SOCO | ENT | SOCO | 2030 | B10 | 1262 | 0 | 2000 | 0 | 0 | 0 | 0 | 0 | 0 | 0 | 0 | 0 | 0 | 0
ENT_2_SOCO | ENT | SOCO | 2030 | B11 | 25 | 0 | 2000 | 0 | 0 | 0 | 0 | 0 | 0 | 0 | 0 | 0 | 0 | 0
ENT_2_SOCO | ENT | SOCO | 2030 | B12 | 200 | 0 | 2000 | 0 | 0 | 0 | 0 | 0 | 0 | 0 | 0 | 0 | 0 | 0
ENT_2_SOCO | ENT | SOCO | 2030 | B13 | 600 | 0 | 2000 | 0 | 0 | 0 | 0 | 0 | 0 | 0 | 0 | 0 | 0 | 0
ENT_2_SOCO | ENT | SOCO | 2030 | B14 | 900 | 0 | 2000 | 0 | 0 | 0 | 0 | 0 | 0 | 0 | 0 | 0 | 0 | 0
ENT_2_SOCO | ENT | SOCO | 2030 | B15 | 1203 | 0 | 2000 | 0 | 0 | 0 | 0 | 0 | 0 | 0 | 0 | 0 | 0 | 0
ENT_2_SOCO | ENT | SOCO | 2030 | B16 | 25 | 0 | 2000 | 1675.09 | 0 | 1390.36 | 0 | 0 | 0 | 0 | 0 | 0 | 0 | 0
ENT_2_SOCO | ENT | SOCO | 2030 | B17 | 100 | 0 | 2000 | 0 | 0 | 0 | 0 | 0 | 0 | 0 | 0 | 0 | 0 | 0
ENT_2_SOCO | ENT | SOCO | 2030 | B18 | 400 | 0 | 2000 | 0 | 0 | 0 | 0 | 0 | 0 | 0 | 0 | 0 | 0 | 0
ENT_2_SOCO | ENT | SOCO | 2030 | B19 | 700 | 0 | 2000 | 0 | 0 | 0 | 0 | 0 | 0 | 0 | 0 | 0 | 0 | 0
ENT_2_SOCO | ENT | SOCO | 2030 | B20 | 935 | 0 | 2000 | 0 | 0 | 0 | 0 | 0 | 0 | 0 | 0 | 0 | 0 | 0
ENT_2_SOCO | ENT | SOCO | 2035 | B1 | 10 | 0 | 2000 | 1038.2 | 0 | 1110.79 | 0 | 0 | 0 | 0 | 0 | 0 | 0 | 0
ENT_2_SOCO | ENT | SOCO | 2035 | B2 | 25 | 0 | 2000 | 0 | 0 | 0 | 0 | 0 | 0 | 0 | 0 | 0 | 0 | 0
ENT_2_SOCO | ENT | SOCO | 2035 | B3 | 75 | 0 | 2000 | 658.82 | 0 | 0 | 0 | 0 | 0 | 0 | 0 | 0 | 0 | 0
ENT_2_SOCO | ENT | SOCO | 2035 | B4 | 100 | 0 | 2000 | 609.15 | 0 | 0 | 0 | 0 | 0 | 0 | 0 | 0 | 0 | 0
ENT_2_SOCO | ENT | SOCO | 2035 | B5 | 200 | 0 | 2000 | 1716.26 | 0 | 1258.68 | 0 | 0 | 0 | 0 | 0 | 0 | 0 | 0
ENT_2_SOCO | ENT | SOCO | 2035 | B6 | 300 | 0 | 2000 | 0 | 0 | 0 | 0 | 0 | 0 | 0 | 0 | 0 | 0 | 0
ENT_2_SOCO | ENT | SOCO | 2035 | B7 | 400 | 0 | 2000 | 416.42 | 0 | 400.78 | 0 | 0 | 0 | 0 | 0 | 0 | 0 | 0
ENT_2_SOCO | ENT | SOCO | 2035 | B8 | 500 | 0 | 2000 | 0 | 0 | 0 | 0 | 0 | 0 | 0 | 0 | 0 | 0 | 0
ENT_2_SOCO | ENT | SOCO | 2035 | B9 | 800 | 0 | 2000 | 0 | 0 | 0 | 0 | 0 | 0 | 0 | 0 | 0 | 0 | 0
ENT_2_SOCO | ENT | SOCO | 2035 | B10 | 1262 | 0 | 2000 | 0 | 0 | 0 | 0 | 0 | 0 | 0 | 0 | 0 | 0 | 0
ENT_2_SOCO | ENT | SOCO | 2035 | B11 | 25 | 0 | 2000 | 579.76 | 0 | 0 | 0 | 0 | 0 | 0 | 0 | 0 | 0 | 0
ENT_2_SOCO | ENT | SOCO | 2035 | B12 | 200 | 0 | 2000 | 0 | 0 | 0 | 0 | 0 | 0 | 0 | 0 | 0 | 0 | 0
ENT_2_SOCO | ENT | SOCO | 2035 | B13 | 600 | 0 | 2000 | 0 | 0 | 0 | 0 | 0 | 0 | 0 | 0 | 0 | 0 | 0
ENT_2_SOCO | ENT | SOCO | 2035 | B14 | 900 | 0 | 2000 | 0 | 0 | 0 | 0 | 0 | 0 | 0 | 0 | 0 | 0 | 0
ENT_2_SOCO | ENT | SOCO | 2035 | B15 | 1203 | 0 | 2000 | 0 | 0 | 0 | 0 | 0 | 0 | 0 | 0 | 0 | 0 | 0
ENT_2_SOCO | ENT | SOCO | 2035 | B16 | 25 | 0 | 2000 | 251.61 | 0 | 1464.98 | 0 | 0 | 0 | 0 | 0 | 0 | 0 | 0
ENT_2_SOCO | ENT | SOCO | 2035 | B17 | 100 | 0 | 2000 | 0 | 0 | 0 | 0 | 0 | 0 | 0 | 0 | 0 | 0 | 0
ENT_2_SOCO | ENT | SOCO | 2035 | B18 | 400 | 0 | 2000 | 0 | 0 | 0 | 0 | 0 | 0 | 0 | 0 | 0 | 0 | 0
ENT_2_SOCO | ENT | SOCO | 2035 | B19 | 700 | 0 | 2000 | 0 | 0 | 0 | 0 | 0 | 0 | 0 | 0 | 0 | 0 | 0
ENT_2_SOCO | ENT | SOCO | 2035 | B20 | 935 | 0 | 2000 | 0 | 0 | 0 | 0 | 0 | 0 | 0 | 0 | 0 | 0 | 0
ENT_2_SOCO | ENT | SOCO | 2040 | B1 | 10 | 0 | 2000 | 1264.35 | 0 | 1336.94 | 0 | 0 | 0 | 0 | 0 | 0 | 0 | 1.1811
ENT_2_SOCO | ENT | SOCO | 2040 | B2 | 25 | 0 | 2000 | 143.67 | 0 | 0 | 0 | 0 | 0 | 0 | 0 | 0 | 0 | 1.1811
ENT_2_SOCO | ENT | SOCO | 2040 | B3 | 75 | 0 | 2000 | 1089.82 | 0 | 325.92 | 0 | 0 | 0 | 0 | 0 | 0 | 0 | 1.1811
ENT_2_SOCO | ENT | SOCO | 2040 | B4 | 100 | 0 | 2000 | 1127.71 | 0 | 857.26 | 0 | 0 | 0 | 0 | 0 | 0 | 0 | 1.1811
ENT_2_SOCO | ENT | SOCO | 2040 | B5 | 200 | 0 | 2000 | 2000 | 0 | 1390.03 | 0 | 0 | 4.7243 | 0 | 0 | 4.7243 | 0 | 1.1811
ENT_2_SOCO | ENT | SOCO | 2040 | B6 | 300 | 0 | 2000 | 0 | 0 | 0 | 0 | 0 | 0 | 0 | 0 | 0 | 0 | 1.1811
ENT_2_SOCO | ENT | SOCO | 2040 | B7 | 400 | 0 | 2000 | 909.79 | 0 | 890.88 | 0 | 0 | 0 | 0 | 0 | 0 | 0 | 1.1811
ENT_2_SOCO | ENT | SOCO | 2040 | B8 | 500 | 0 | 2000 | 0 | 0 | 0 | 0 | 0 | 0 | 0 | 0 | 0 | 0 | 1.1811
ENT_2_SOCO | ENT | SOCO | 2040 | B9 | 800 | 0 | 2000 | 0 | 0 | 0 | 0 | 0 | 0 | 0 | 0 | 0 | 0 | 1.1811
ENT_2_SOCO | ENT | SOCO | 2040 | B10 | 1262 | 0 | 2000 | 0 | 0 | 0 | 0 | 0 | 0 | 0 | 0 | 0 | 0 | 1.1811
ENT_2_SOCO | ENT | SOCO | 2040 | B11 | 25 | 0 | 2000 | 0 | 0 | 0 | 0 | 0 | 0 | 0 | 0 | 0 | 0 | 1.1811
ENT_2_SOCO | ENT | SOCO | 2040 | B12 | 200 | 0 | 2000 | 0 | 0 | 0 | 0 | 0 | 0 | 0 | 0 | 0 | 0 | 1.1811
ENT_2_SOCO | ENT | SOCO | 2040 | B13 | 600 | 0 | 2000 | 0 | 0 | 0 | 0 | 0 | 0 | 0 | 0 | 0 | 0 | 1.1811
ENT_2_SOCO | ENT | SOCO | 2040 | B14 | 900 | 0 | 2000 | 0 | 0 | 0 | 0 | 0 | 0 | 0 | 0 | 0 | 0 | 1.1811
ENT_2_SOCO | ENT | SOCO | 2040 | B15 | 1203 | 0 | 2000 | 0 | 0 | 0 | 0 | 0 | 0 | 0 | 0 | 0 | 0 | 1.1811
ENT_2_SOCO | ENT | SOCO | 2040 | B16 | 25 | 0 | 2000 | 1072.78 | 0 | 2000 | 0 | 395.72 | 0 | 0 | 1.2226 | 0 | 0 | 1.1811
ENT_2_SOCO | ENT | SOCO | 2040 | B17 | 100 | 0 | 2000 | 0 | 0 | 0 | 0 | 0 | 0 | 0 | 0 | 0 | 0 | 1.1811
ENT_2_SOCO | ENT | SOCO | 2040 | B18 | 400 | 0 | 2000 | 0 | 0 | 0 | 0 | 0 | 0 | 0 | 0 | 0 | 0 | 1.1811
ENT_2_SOCO | ENT | SOCO | 2040 | B19 | 700 | 0 | 2000 | 0 | 0 | 0 | 0 | 0 | 0 | 0 | 0 | 0 | 0 | 1.1811
ENT_2_SOCO | ENT | SOCO | 2040 | B20 | 935 | 0 | 2000 | 0 | 0 | 0 | 0 | 0 | 0 | 0 | 0 | 0 | 0 | 1.1811
ENT_2_SOCO | ENT | SOCO | 2045 | B1 | 10 | 0 | 2000 | 417.87 | 0 | 490.13 | 0 | 0 | 0 | 0 | 0 | 0 | 0 | 1.3532
ENT_2_SOCO | ENT | SOCO | 2045 | B2 | 25 | 0 | 2000 | 0 | 0 | 0 | 0 | 0 | 0 | 0 | 0 | 0 | 0 | 1.3532
ENT_2_SOCO | ENT | SOCO | 2045 | B3 | 75 | 0 | 2000 | 431.79 | 0 | 431.67 | 0 | 0 | 0 | 0 | 0 | 0 | 0 | 1.3532
ENT_2_SOCO | ENT | SOCO | 2045 | B4 | 100 | 0 | 2000 | 1170.73 | 0 | 2000 | 0 | 0 | 0 | 0 | 0.42732 | 0 | 0 | 1.3532
ENT_2_SOCO | ENT | SOCO | 2045 | B5 | 200 | 0 | 2000 | 2000 | 0 | 0 | 0 | 0 | 5.4127 | 0 | 0 | 5.4127 | 0 | 1.3532
ENT_2_SOCO | ENT | SOCO | 2045 | B6 | 300 | 0 | 2000 | 10.43 | 0 | 0 | 0 | 0 | 0 | 0 | 0 | 0 | 0 | 1.3532
ENT_2_SOCO | ENT | SOCO | 2045 | B7 | 400 | 0 | 2000 | 762.05 | 0 | 834.31 | 0 | 0 | 0 | 0 | 0 | 0 | 0 | 1.3532
ENT_2_SOCO | ENT | SOCO | 2045 | B8 | 500 | 0 | 2000 | 0 | 0 | 0 | 0 | 0 | 0 | 0 | 0 | 0 | 0 | 1.3532
ENT_2_SOCO | ENT | SOCO | 2045 | B9 | 800 | 0 | 2000 | 0 | 0 | 0 | 0 | 0 | 0 | 0 | 0 | 0 | 0 | 1.3532
ENT_2_SOCO | ENT | SOCO | 2045 | B10 | 1262 | 0 | 2000 | 0 | 0 | 0 | 0 | 0 | 0 | 0 | 0 | 0 | 0 | 1.3532
ENT_2_SOCO | ENT | SOCO | 2045 | B11 | 25 | 0 | 2000 | 0 | 0 | 0 | 0 | 0 | 0 | 0 | 0 | 0 | 0 | 1.3532
ENT_2_SOCO | ENT | SOCO | 2045 | B12 | 200 | 0 | 2000 | 0 | 0 | 0 | 0 | 0 | 0 | 0 | 0 | 0 | 0 | 1.3532
ENT_2_SOCO | ENT | SOCO | 2045 | B13 | 600 | 0 | 2000 | 0 | 0 | 0 | 0 | 0 | 0 | 0 | 0 | 0 | 0 | 1.3532
ENT_2_SOCO | ENT | SOCO | 2045 | B14 | 900 | 0 | 2000 | 0 | 0 | 0 | 0 | 0 | 0 | 0 | 0 | 0 | 0 | 1.3532
ENT_2_SOCO | ENT | SOCO | 2045 | B15 | 1203 | 0 | 2000 | 0 | 0 | 0 | 0 | 0 | 0 | 0 | 0 | 0 | 0 | 1.3532
ENT_2_SOCO | ENT | SOCO | 2045 | B16 | 25 | 0 | 2000 | 1859.39 | 0 | 1594.74 | 0 | 0 | 0 | 0 | 0 | 0 | 0 | 1.3532
ENT_2_SOCO | ENT | SOCO | 2045 | B17 | 100 | 0 | 2000 | 0 | 0 | 0 | 0 | 0 | 0 | 0 | 0 | 0 | 0 | 1.3532
ENT_2_SOCO | ENT | SOCO | 2045 | B18 | 400 | 0 | 2000 | 0 | 0 | 0 | 0 | 0 | 0 | 0 | 0 | 0 | 0 | 1.3532
ENT_2_SOCO | ENT | SOCO | 2045 | B19 | 700 | 0 | 2000 | 0 | 0 | 0 | 0 | 0 | 0 | 0 | 0 | 0 | 0 | 1.3532
ENT_2_SOCO | ENT | SOCO | 2045 | B20 | 935 | 0 | 2000 | 0 | 0 | 0 | 0 | 0 | 0 | 0 | 0 | 0 | 0 | 1.3532
ENT_2_SOCO | ENT | SOCO | 2050 | B1 | 10 | 0 | 2000 | 174.62 | 0 | 246.88 | 0 | 0 | 0 | 0 | 0 | 0 | 0 | 1.1929
ENT_2_SOCO | ENT | SOCO | 2050 | B2 | 25 | 0 | 2000 | 0 | 0 | 0 | 0 | 0 | 0 | 0 | 0 | 0 | 0 | 1.1929
ENT_2_SOCO | ENT | SOCO | 2050 | B3 | 75 | 0 | 2000 | 464.68 | 0 | 623.08 | 0 | 0 | 0 | 0 | 0 | 0 | 0 | 1.1929
ENT_2_SOCO | ENT | SOCO | 2050 | B4 | 100 | 0 | 2000 | 1332.95 | 0 | 1365.04 | 0 | 0 | 0 | 0 | 0 | 0 | 0 | 1.1929
ENT_2_SOCO | ENT | SOCO | 2050 | B5 | 200 | 0 | 2000 | 2000 | 0 | 0 | 0 | 0 | 4.7717 | 0 | 0 | 4.7717 | 0 | 1.1929
ENT_2_SOCO | ENT | SOCO | 2050 | B6 | 300 | 0 | 2000 | 35.59 | 0 | 103.03 | 0 | 0 | 0 | 0 | 0 | 0 | 0 | 1.1929
ENT_2_SOCO | ENT | SOCO | 2050 | B7 | 400 | 0 | 2000 | 0 | 0 | 0 | 0 | 0 | 0 | 0 | 0 | 0 | 0 | 1.1929
ENT_2_SOCO | ENT | SOCO | 2050 | B8 | 500 | 0 | 2000 | 0 | 0 | 0 | 0 | 0 | 0 | 0 | 0 | 0 | 0 | 1.1929
ENT_2_SOCO | ENT | SOCO | 2050 | B9 | 800 | 0 | 2000 | 0 | 0 | 0 | 0 | 0 | 0 | 0 | 0 | 0 | 0 | 1.1929
ENT_2_SOCO | ENT | SOCO | 2050 | B10 | 1262 | 0 | 2000 | 0 | 0 | 0 | 0 | 0 | 0 | 0 | 0 | 0 | 0 | 1.1929
ENT_2_SOCO | ENT | SOCO | 2050 | B11 | 25 | 0 | 2000 | 306.74 | 0 | 0 | 0 | 0 | 0 | 0 | 0 | 0 | 0 | 1.1929
ENT_2_SOCO | ENT | SOCO | 2050 | B12 | 200 | 0 | 2000 | 0 | 0 | 0 | 0 | 0 | 0 | 0 | 0 | 0 | 0 | 1.1929
ENT_2_SOCO | ENT | SOCO | 2050 | B13 | 600 | 0 | 2000 | 0 | 0 | 0 | 0 | 0 | 0 | 0 | 0 | 0 | 0 | 1.1929
ENT_2_SOCO | ENT | SOCO | 2050 | B14 | 900 | 0 | 2000 | 0 | 0 | 0 | 0 | 0 | 0 | 0 | 0 | 0 | 0 | 1.1929
ENT_2_SOCO | ENT | SOCO | 2050 | B15 | 1203 | 0 | 2000 | 0 | 0 | 0 | 0 | 0 | 0 | 0 | 0 | 0 | 0 | 1.1929
ENT_2_SOCO | ENT | SOCO | 2050 | B16 | 25 | 0 | 2000 | 101.49 | 0 | 1663.56 | 0 | 0 | 0 | 0 | 0 | 0 | 0 | 1.1929
ENT_2_SOCO | ENT | SOCO | 2050 | B17 | 100 | 0 | 2000 | 0 | 0 | 0 | 0 | 0 | 0 | 0 | 0 | 0 | 0 | 1.1929
ENT_2_SOCO | ENT | SOCO | 2050 | B18 | 400 | 0 | 2000 | 0 | 0 | 0 | 0 | 0 | 0 | 0 | 0 | 0 | 0 | 1.1929
ENT_2_SOCO | ENT | SOCO | 2050 | B19 | 700 | 0 | 2000 | 0 | 0 | 0 | 0 | 0 | 0 | 0 | 0 | 0 | 0 | 1.1929
ENT_2_SOCO | ENT | SOCO | 2050 | B20 | 935 | 0 | 2000 | 0 | 0 | 0 | 0 | 0 | 0 | 0 | 0 | 0 | 0 | 1.1929
ENT_2_SPP_N | ENT | SPP_N | 2015 | B1 | 10 | 0 | 1300 | 0 | 0 | 0 | 0 | 0 | 0 | 0 | 0 | 0 | 0 | 0
ENT_2_SPP_N | ENT | SPP_N | 2015 | B2 | 25 | 0 | 1300 | 0 | 0 | 0 | 0 | 0 | 0 | 0 | 0 | 0 | 0 | 0
ENT_2_SPP_N | ENT | SPP_N | 2015 | B3 | 75 | 0 | 1300 | 0 | 0 | 0 | 0 | 0 | 0 | 0 | 0 | 0 | 0 | 0
ENT_2_SPP_N | ENT | SPP_N | 2015 | B4 | 100 | 0 | 1300 | 0 | 0 | 0 | 0 | 0 | 0 | 0 | 0 | 0 | 0 | 0
ENT_2_SPP_N | ENT | SPP_N | 2015 | B5 | 200 | 0 | 1300 | 0 | 0 | 0 | 0 | 0 | 0 | 0 | 0 | 0 | 0 | 0
ENT_2_SPP_N | ENT | SPP_N | 2015 | B6 | 300 | 0 | 1300 | 0 | 0 | 0 | 0 | 0 | 0 | 0 | 0 | 0 | 0 | 0
ENT_2_SPP_N | ENT | SPP_N | 2015 | B7 | 400 | 0 | 1300 | 0 | 0 | 0 | 0 | 0 | 0 | 0 | 0 | 0 | 0 | 0
ENT_2_SPP_N | ENT | SPP_N | 2015 | B8 | 500 | 0 | 1300 | 0 | 0 | 0 | 0 | 0 | 0 | 0 | 0 | 0 | 0 | 0
ENT_2_SPP_N | ENT | SPP_N | 2015 | B9 | 800 | 0 | 1300 | 0 | 0 | 0 | 0 | 0 | 0 | 0 | 0 | 0 | 0 | 0
ENT_2_SPP_N | ENT | SPP_N | 2015 | B10 | 1262 | 0 | 1300 | 0 | 0 | 0 | 0 | 0 | 0 | 0 | 0 | 0 | 0 | 0
ENT_2_SPP_N | ENT | SPP_N | 2015 | B11 | 25 | 0 | 1300 | 0 | 0 | 0 | 0 | 0 | 0 | 0 | 0 | 0 | 0 | 0
ENT_2_SPP_N | ENT | SPP_N | 2015 | B12 | 200 | 0 | 1300 | 0 | 0 | 0 | 0 | 0 | 0 | 0 | 0 | 0 | 0 | 0
ENT_2_SPP_N | ENT | SPP_N | 2015 | B13 | 600 | 0 | 1300 | 0 | 0 | 0 | 0 | 0 | 0 | 0 | 0 | 0 | 0 | 0
ENT_2_SPP_N | ENT | SPP_N | 2015 | B14 | 900 | 0 | 1300 | 0 | 0 | 0 | 0 | 0 | 0 | 0 | 0 | 0 | 0 | 0
ENT_2_SPP_N | ENT | SPP_N | 2015 | B15 | 1203 | 0 | 1300 | 0 | 0 | 0 | 0 | 0 | 0 | 0 | 0 | 0 | 0 | 0
ENT_2_SPP_N | ENT | SPP_N | 2015 | B16 | 25 | 0 | 1300 | 0 | 0 | 0 | 0 | 0 | 0 | 0 | 0 | 0 | 0 | 0
ENT_2_SPP_N | ENT | SPP_N | 2015 | B17 | 100 | 0 | 1300 | 0 | 0 | 0 | 0 | 0 | 0 | 0 | 0 | 0 | 0 | 0
ENT_2_SPP_N | ENT | SPP_N | 2015 | B18 | 400 | 0 | 1300 | 0 | 0 | 0 | 0 | 0 | 0 | 0 | 0 | 0 | 0 | 0
ENT_2_SPP_N | ENT | SPP_N | 2015 | B19 | 700 | 0 | 1300 | 0 | 0 | 0 | 0 | 0 | 0 | 0 | 0 | 0 | 0 | 0
ENT_2_SPP_N | ENT | SPP_N | 2015 | B20 | 935 | 0 | 1300 | 0 | 0 | 0 | 0 | 0 | 0 | 0 | 0 | 0 | 0 | 0
ENT_2_SPP_N | ENT | SPP_N | 2020 | B1 | 10 | 0 | 1300 | 0 | 0 | 0 | 0 | 0 | 0 | 0 | 0 | 0 | 0 | 0
ENT_2_SPP_N | ENT | SPP_N | 2020 | B2 | 25 | 0 | 1300 | 0 | 0 | 0 | 0 | 0 | 0 | 0 | 0 | 0 | 0 | 0
ENT_2_SPP_N | ENT | SPP_N | 2020 | B3 | 75 | 0 | 1300 | 0 | 0 | 0 | 0 | 0 | 0 | 0 | 0 | 0 | 0 | 0
ENT_2_SPP_N | ENT | SPP_N | 2020 | B4 | 100 | 0 | 1300 | 0 | 0 | 0 | 0 | 0 | 0 | 0 | 0 | 0 | 0 | 0
ENT_2_SPP_N | ENT | SPP_N | 2020 | B5 | 200 | 0 | 1300 | 0 | 0 | 0 | 0 | 0 | 0 | 0 | 0 | 0 | 0 | 0
ENT_2_SPP_N | ENT | SPP_N | 2020 | B6 | 300 | 0 | 1300 | 0 | 0 | 0 | 0 | 0 | 0 | 0 | 0 | 0 | 0 | 0
ENT_2_SPP_N | ENT | SPP_N | 2020 | B7 | 400 | 0 | 1300 | 0 | 0 | 0 | 0 | 0 | 0 | 0 | 0 | 0 | 0 | 0
ENT_2_SPP_N | ENT | SPP_N | 2020 | B8 | 500 | 0 | 1300 | 0 | 0 | 0 | 0 | 0 | 0 | 0 | 0 | 0 | 0 | 0
ENT_2_SPP_N | ENT | SPP_N | 2020 | B9 | 800 | 0 | 1300 | 0 | 0 | 0 | 0 | 0 | 0 | 0 | 0 | 0 | 0 | 0
ENT_2_SPP_N | ENT | SPP_N | 2020 | B10 | 1262 | 0 | 1300 | 0 | 0 | 0 | 0 | 0 | 0 | 0 | 0 | 0 | 0 | 0
ENT_2_SPP_N | ENT | SPP_N | 2020 | B11 | 25 | 0 | 1300 | 0 | 0 | 0 | 0 | 0 | 0 | 0 | 0 | 0 | 0 | 0
ENT_2_SPP_N | ENT | SPP_N | 2020 | B12 | 200 | 0 | 1300 | 0 | 0 | 0 | 0 | 0 | 0 | 0 | 0 | 0 | 0 | 0
ENT_2_SPP_N | ENT | SPP_N | 2020 | B13 | 600 | 0 | 1300 | 0 | 0 | 0 | 0 | 0 | 0 | 0 | 0 | 0 | 0 | 0
ENT_2_SPP_N | ENT | SPP_N | 2020 | B14 | 900 | 0 | 1300 | 0 | 0 | 0 | 0 | 0 | 0 | 0 | 0 | 0 | 0 | 0
ENT_2_SPP_N | ENT | SPP_N | 2020 | B15 | 1203 | 0 | 1300 | 0 | 0 | 0 | 0 | 0 | 0 | 0 | 0 | 0 | 0 | 0
ENT_2_SPP_N | ENT | SPP_N | 2020 | B16 | 25 | 0 | 1300 | 0 | 0 | 0 | 0 | 0 | 0 | 0 | 0 | 0 | 0 | 0
ENT_2_SPP_N | ENT | SPP_N | 2020 | B17 | 100 | 0 | 1300 | 0 | 0 | 0 | 0 | 0 | 0 | 0 | 0 | 0 | 0 | 0
ENT_2_SPP_N | ENT | SPP_N | 2020 | B18 | 400 | 0 | 1300 | 0 | 0 | 0 | 0 | 0 | 0 | 0 | 0 | 0 | 0 | 0
ENT_2_SPP_N | ENT | SPP_N | 2020 | B19 | 700 | 0 | 1300 | 0 | 0 | 0 | 0 | 0 | 0 | 0 | 0 | 0 | 0 | 0
ENT_2_SPP_N | ENT | SPP_N | 2020 | B20 | 935 | 0 | 1300 | 0 | 0 | 0 | 0 | 0 | 0 | 0 | 0 | 0 | 0 | 0
ENT_2_SPP_N | ENT | SPP_N | 2025 | B1 | 10 | 0 | 1300 | 0 | 0 | 0 | 0 | 0 | 0 | 0 | 0 | 0 | 0 | 0
ENT_2_SPP_N | ENT | SPP_N | 2025 | B2 | 25 | 0 | 1300 | 0 | 0 | 0 | 0 | 0 | 0 | 0 | 0 | 0 | 0 | 0
ENT_2_SPP_N | ENT | SPP_N | 2025 | B3 | 75 | 0 | 1300 | 0 | 0 | 0 | 0 | 0 | 0 | 0 | 0 | 0 | 0 | 0
ENT_2_SPP_N | ENT | SPP_N | 2025 | B4 | 100 | 0 | 1300 | 0 | 0 | 0 | 0 | 0 | 0 | 0 | 0 | 0 | 0 | 0
ENT_2_SPP_N | ENT | SPP_N | 2025 | B5 | 200 | 0 | 1300 | 0 | 0 | 0 | 0 | 0 | 0 | 0 | 0 | 0 | 0 | 0
ENT_2_SPP_N | ENT | SPP_N | 2025 | B6 | 300 | 0 | 1300 | 0 | 0 | 0 | 0 | 0 | 0 | 0 | 0 | 0 | 0 | 0
ENT_2_SPP_N | ENT | SPP_N | 2025 | B7 | 400 | 0 | 1300 | 0 | 0 | 0 | 0 | 0 | 0 | 0 | 0 | 0 | 0 | 0
ENT_2_SPP_N | ENT | SPP_N | 2025 | B8 | 500 | 0 | 1300 | 0 | 0 | 0 | 0 | 0 | 0 | 0 | 0 | 0 | 0 | 0
ENT_2_SPP_N | ENT | SPP_N | 2025 | B9 | 800 | 0 | 1300 | 0 | 0 | 0 | 0 | 0 | 0 | 0 | 0 | 0 | 0 | 0
ENT_2_SPP_N | ENT | SPP_N | 2025 | B10 | 1262 | 0 | 1300 | 0 | 0 | 0 | 0 | 0 | 0 | 0 | 0 | 0 | 0 | 0
ENT_2_SPP_N | ENT | SPP_N | 2025 | B11 | 25 | 0 | 1300 | 0 | 0 | 0 | 0 | 0 | 0 | 0 | 0 | 0 | 0 | 0
ENT_2_SPP_N | ENT | SPP_N | 2025 | B12 | 200 | 0 | 1300 | 0 | 0 | 0 | 0 | 0 | 0 | 0 | 0 | 0 | 0 | 0
ENT_2_SPP_N | ENT | SPP_N | 2025 | B13 | 600 | 0 | 1300 | 0 | 0 | 0 | 0 | 0 | 0 | 0 | 0 | 0 | 0 | 0
ENT_2_SPP_N | ENT | SPP_N | 2025 | B14 | 900 | 0 | 1300 | 0 | 0 | 0 | 0 | 0 | 0 | 0 | 0 | 0 | 0 | 0
ENT_2_SPP_N | ENT | SPP_N | 2025 | B15 | 1203 | 0 | 1300 | 0 | 0 | 0 | 0 | 0 | 0 | 0 | 0 | 0 | 0 | 0
ENT_2_SPP_N | ENT | SPP_N | 2025 | B16 | 25 | 0 | 1300 | 0 | 0 | 0 | 0 | 0 | 0 | 0 | 0 | 0 | 0 | 0
ENT_2_SPP_N | ENT | SPP_N | 2025 | B17 | 100 | 0 | 1300 | 0 | 0 | 0 | 0 | 0 | 0 | 0 | 0 | 0 | 0 | 0
ENT_2_SPP_N | ENT | SPP_N | 2025 | B18 | 400 | 0 | 1300 | 0 | 0 | 0 | 0 | 0 | 0 | 0 | 0 | 0 | 0 | 0
ENT_2_SPP_N | ENT | SPP_N | 2025 | B19 | 700 | 0 | 1300 | 0 | 0 | 0 | 0 | 0 | 0 | 0 | 0 | 0 | 0 | 0
ENT_2_SPP_N | ENT | SPP_N | 2025 | B20 | 935 | 0 | 1300 | 0 | 0 | 0 | 0 | 0 | 0 | 0 | 0 | 0 | 0 | 0
ENT_2_SPP_N | ENT | SPP_N | 2030 | B1 | 10 | 0 | 1300 | 0 | 0 | 0 | 0 | 0 | 0 | 0 | 0 | 0 | 0 | 0
ENT_2_SPP_N | ENT | SPP_N | 2030 | B2 | 25 | 0 | 1300 | 0 | 0 | 0 | 0 | 0 | 0 | 0 | 0 | 0 | 0 | 0
ENT_2_SPP_N | ENT | SPP_N | 2030 | B3 | 75 | 0 | 1300 | 0 | 0 | 0 | 0 | 0 | 0 | 0 | 0 | 0 | 0 | 0
ENT_2_SPP_N | ENT | SPP_N | 2030 | B4 | 100 | 0 | 1300 | 0 | 0 | 0 | 0 | 0 | 0 | 0 | 0 | 0 | 0 | 0
ENT_2_SPP_N | ENT | SPP_N | 2030 | B5 | 200 | 0 | 1300 | 0 | 0 | 0 | 0 | 0 | 0 | 0 | 0 | 0 | 0 | 0
ENT_2_SPP_N | ENT | SPP_N | 2030 | B6 | 300 | 0 | 1300 | 0 | 0 | 0 | 0 | 0 | 0 | 0 | 0 | 0 | 0 | 0
ENT_2_SPP_N | ENT | SPP_N | 2030 | B7 | 400 | 0 | 1300 | 0 | 0 | 0 | 0 | 0 | 0 | 0 | 0 | 0 | 0 | 0
ENT_2_SPP_N | ENT | SPP_N | 2030 | B8 | 500 | 0 | 1300 | 0 | 0 | 0 | 0 | 0 | 0 | 0 | 0 | 0 | 0 | 0
ENT_2_SPP_N | ENT | SPP_N | 2030 | B9 | 800 | 0 | 1300 | 0 | 0 | 0 | 0 | 0 | 0 | 0 | 0 | 0 | 0 | 0
ENT_2_SPP_N | ENT | SPP_N | 2030 | B10 | 1262 | 0 | 1300 | 0 | 0 | 0 | 0 | 0 | 0 | 0 | 0 | 0 | 0 | 0
ENT_2_SPP_N | ENT | SPP_N | 2030 | B11 | 25 | 0 | 1300 | 0 | 0 | 0 | 0 | 0 | 0 | 0 | 0 | 0 | 0 | 0
ENT_2_SPP_N | ENT | SPP_N | 2030 | B12 | 200 | 0 | 1300 | 0 | 0 | 0 | 0 | 0 | 0 | 0 | 0 | 0 | 0 | 0
ENT_2_SPP_N | ENT | SPP_N | 2030 | B13 | 600 | 0 | 1300 | 0 | 0 | 0 | 0 | 0 | 0 | 0 | 0 | 0 | 0 | 0
ENT_2_SPP_N | ENT | SPP_N | 2030 | B14 | 900 | 0 | 1300 | 0 | 0 | 0 | 0 | 0 | 0 | 0 | 0 | 0 | 0 | 0
ENT_2_SPP_N | ENT | SPP_N | 2030 | B15 | 1203 | 0 | 1300 | 0 | 0 | 0 | 0 | 0 | 0 | 0 | 0 | 0 | 0 | 0
ENT_2_SPP_N | ENT | SPP_N | 2030 | B16 | 25 | 0 | 1300 | 0 | 0 | 0 | 0 | 0 | 0 | 0 | 0 | 0 | 0 | 0
ENT_2_SPP_N | ENT | SPP_N | 2030 | B17 | 100 | 0 | 1300 | 0 | 0 | 0 | 0 | 0 | 0 | 0 | 0 | 0 | 0 | 0
ENT_2_SPP_N | ENT | SPP_N | 2030 | B18 | 400 | 0 | 1300 | 0 | 0 | 0 | 0 | 0 | 0 | 0 | 0 | 0 | 0 | 0
ENT_2_SPP_N | ENT | SPP_N | 2030 | B19 | 700 | 0 | 1300 | 0 | 0 | 0 | 0 | 0 | 0 | 0 | 0 | 0 | 0 | 0
ENT_2_SPP_N | ENT | SPP_N | 2030 | B20 | 935 | 0 | 1300 | 0 | 0 | 0 | 0 | 0 | 0 | 0 | 0 | 0 | 0 | 0
ENT_2_SPP_N | ENT | SPP_N | 2035 | B1 | 10 | 0 | 1300 | 0 | 0 | 0 | 0 | 0 | 0 | 0 | 0 | 0 | 0 | 0
ENT_2_SPP_N | ENT | SPP_N | 2035 | B2 | 25 | 0 | 1300 | 0 | 0 | 0 | 0 | 0 | 0 | 0 | 0 | 0 | 0 | 0
ENT_2_SPP_N | ENT | SPP_N | 2035 | B3 | 75 | 0 | 1300 | 0 | 0 | 0 | 0 | 0 | 0 | 0 | 0 | 0 | 0 | 0
ENT_2_SPP_N | ENT | SPP_N | 2035 | B4 | 100 | 0 | 1300 | 0 | 0 | 0 | 0 | 0 | 0 | 0 | 0 | 0 | 0 | 0
ENT_2_SPP_N | ENT | SPP_N | 2035 | B5 | 200 | 0 | 1300 | 0 | 0 | 0 | 0 | 0 | 0 | 0 | 0 | 0 | 0 | 0
ENT_2_SPP_N | ENT | SPP_N | 2035 | B6 | 300 | 0 | 1300 | 0 | 0 | 0 | 0 | 0 | 0 | 0 | 0 | 0 | 0 | 0
ENT_2_SPP_N | ENT | SPP_N | 2035 | B7 | 400 | 0 | 1300 | 0 | 0 | 0 | 0 | 0 | 0 | 0 | 0 | 0 | 0 | 0
ENT_2_SPP_N | ENT | SPP_N | 2035 | B8 | 500 | 0 | 1300 | 0 | 0 | 0 | 0 | 0 | 0 | 0 | 0 | 0 | 0 | 0
ENT_2_SPP_N | ENT | SPP_N | 2035 | B9 | 800 | 0 | 1300 | 0 | 0 | 0 | 0 | 0 | 0 | 0 | 0 | 0 | 0 | 0
ENT_2_SPP_N | ENT | SPP_N | 2035 | B10 | 1262 | 0 | 1300 | 0 | 0 | 0 | 0 | 0 | 0 | 0 | 0 | 0 | 0 | 0
ENT_2_SPP_N | ENT | SPP_N | 2035 | B11 | 25 | 0 | 1300 | 0 | 0 | 0 | 0 | 0 | 0 | 0 | 0 | 0 | 0 | 0
ENT_2_SPP_N | ENT | SPP_N | 2035 | B12 | 200 | 0 | 1300 | 0 | 0 | 0 | 0 | 0 | 0 | 0 | 0 | 0 | 0 | 0
ENT_2_SPP_N | ENT | SPP_N | 2035 | B13 | 600 | 0 | 1300 | 0 | 0 | 0 | 0 | 0 | 0 | 0 | 0 | 0 | 0 | 0
ENT_2_SPP_N | ENT | SPP_N | 2035 | B14 | 900 | 0 | 1300 | 0 | 0 | 0 | 0 | 0 | 0 | 0 | 0 | 0 | 0 | 0
ENT_2_SPP_N | ENT | SPP_N | 2035 | B15 | 1203 | 0 | 1300 | 0 | 0 | 0 | 0 | 0 | 0 | 0 | 0 | 0 | 0 | 0
ENT_2_SPP_N | ENT | SPP_N | 2035 | B16 | 25 | 0 | 1300 | 0 | 0 | 0 | 0 | 0 | 0 | 0 | 0 | 0 | 0 | 0
ENT_2_SPP_N | ENT | SPP_N | 2035 | B17 | 100 | 0 | 1300 | 0 | 0 | 0 | 0 | 0 | 0 | 0 | 0 | 0 | 0 | 0
ENT_2_SPP_N | ENT | SPP_N | 2035 | B18 | 400 | 0 | 1300 | 0 | 0 | 0 | 0 | 0 | 0 | 0 | 0 | 0 | 0 | 0
ENT_2_SPP_N | ENT | SPP_N | 2035 | B19 | 700 | 0 | 1300 | 0 | 0 | 0 | 0 | 0 | 0 | 0 | 0 | 0 | 0 | 0
ENT_2_SPP_N | ENT | SPP_N | 2035 | B20 | 935 | 0 | 1300 | 0 | 0 | 0 | 0 | 0 | 0 | 0 | 0 | 0 | 0 | 0
ENT_2_SPP_N | ENT | SPP_N | 2040 | B1 | 10 | 0 | 1300 | 0 | 0 | 0 | 0 | 0 | 0 | 0 | 0 | 0 | 0 | 0
ENT_2_SPP_N | ENT | SPP_N | 2040 | B2 | 25 | 0 | 1300 | 0 | 0 | 0 | 0 | 0 | 0 | 0 | 0 | 0 | 0 | 0
ENT_2_SPP_N | ENT | SPP_N | 2040 | B3 | 75 | 0 | 1300 | 0 | 0 | 0 | 0 | 0 | 0 | 0 | 0 | 0 | 0 | 0
ENT_2_SPP_N | ENT | SPP_N | 2040 | B4 | 100 | 0 | 1300 | 0 | 0 | 0 | 0 | 0 | 0 | 0 | 0 | 0 | 0 | 0
ENT_2_SPP_N | ENT | SPP_N | 2040 | B5 | 200 | 0 | 1300 | 165.29 | 0 | 0 | 0 | 0 | 0 | 0 | 0 | 0 | 0 | 0
ENT_2_SPP_N | ENT | SPP_N | 2040 | B6 | 300 | 0 | 1300 | 0 | 0 | 0 | 0 | 0 | 0 | 0 | 0 | 0 | 0 | 0
ENT_2_SPP_N | ENT | SPP_N | 2040 | B7 | 400 | 0 | 1300 | 0 | 0 | 0 | 0 | 0 | 0 | 0 | 0 | 0 | 0 | 0
ENT_2_SPP_N | ENT | SPP_N | 2040 | B8 | 500 | 0 | 1300 | 0 | 0 | 0 | 0 | 0 | 0 | 0 | 0 | 0 | 0 | 0
ENT_2_SPP_N | ENT | SPP_N | 2040 | B9 | 800 | 0 | 1300 | 0 | 0 | 0 | 0 | 0 | 0 | 0 | 0 | 0 | 0 | 0
ENT_2_SPP_N | ENT | SPP_N | 2040 | B10 | 1262 | 0 | 1300 | 0 | 0 | 0 | 0 | 0 | 0 | 0 | 0 | 0 | 0 | 0
ENT_2_SPP_N | ENT | SPP_N | 2040 | B11 | 25 | 0 | 1300 | 0 | 0 | 0 | 0 | 0 | 0 | 0 | 0 | 0 | 0 | 0
ENT_2_SPP_N | ENT | SPP_N | 2040 | B12 | 200 | 0 | 1300 | 0 | 0 | 0 | 0 | 0 | 0 | 0 | 0 | 0 | 0 | 0
ENT_2_SPP_N | ENT | SPP_N | 2040 | B13 | 600 | 0 | 1300 | 0 | 0 | 0 | 0 | 0 | 0 | 0 | 0 | 0 | 0 | 0
ENT_2_SPP_N | ENT | SPP_N | 2040 | B14 | 900 | 0 | 1300 | 0 | 0 | 0 | 0 | 0 | 0 | 0 | 0 | 0 | 0 | 0
ENT_2_SPP_N | ENT | SPP_N | 2040 | B15 | 1203 | 0 | 1300 | 0 | 0 | 0 | 0 | 0 | 0 | 0 | 0 | 0 | 0 | 0
ENT_2_SPP_N | ENT | SPP_N | 2040 | B16 | 25 | 0 | 1300 | 0 | 0 | 0 | 0 | 0 | 0 | 0 | 0 | 0 | 0 | 0
ENT_2_SPP_N | ENT | SPP_N | 2040 | B17 | 100 | 0 | 1300 | 0 | 0 | 0 | 0 | 0 | 0 | 0 | 0 | 0 | 0 | 0
ENT_2_SPP_N | ENT | SPP_N | 2040 | B18 | 400 | 0 | 1300 | 0 | 0 | 0 | 0 | 0 | 0 | 0 | 0 | 0 | 0 | 0
ENT_2_SPP_N | ENT | SPP_N | 2040 | B19 | 700 | 0 | 1300 | 0 | 0 | 0 | 0 | 0 | 0 | 0 | 0 | 0 | 0 | 0
ENT_2_SPP_N | ENT | SPP_N | 2040 | B20 | 935 | 0 | 1300 | 0 | 0 | 0 | 0 | 0 | 0 | 0 | 0 | 0 | 0 | 0
ENT_2_SPP_N | ENT | SPP_N | 2045 | B1 | 10 | 0 | 1300 | 0 | 0 | 0 | 0 | 0 | 0 | 0 | 0 | 0 | 0 | 0
ENT_2_SPP_N | ENT | SPP_N | 2045 | B2 | 25 | 0 | 1300 | 0 | 0 | 0 | 0 | 0 | 0 | 0 | 0 | 0 | 0 | 0
ENT_2_SPP_N | ENT | SPP_N | 2045 | B3 | 75 | 0 | 1300 | 0 | 0 | 0 | 0 | 0 | 0 | 0 | 0 | 0 | 0 | 0
ENT_2_SPP_N | ENT | SPP_N | 2045 | B4 | 100 | 0 | 1300 | 0 | 0 | 0 | 0 | 0 | 0 | 0 | 0 | 0 | 0 | 0
ENT_2_SPP_N | ENT | SPP_N | 2045 | B5 | 200 | 0 | 1300 | 0 | 0 | 0 | 0 | 0 | 0 | 0 | 0 | 0 | 0 | 0
ENT_2_SPP_N | ENT | SPP_N | 2045 | B6 | 300 | 0 | 1300 | 0 | 0 | 0 | 0 | 0 | 0 | 0 | 0 | 0 | 0 | 0
ENT_2_SPP_N | ENT | SPP_N | 2045 | B7 | 400 | 0 | 1300 | 0 | 0 | 0 | 0 | 0 | 0 | 0 | 0 | 0 | 0 | 0
ENT_2_SPP_N | ENT | SPP_N | 2045 | B8 | 500 | 0 | 1300 | 0 | 0 | 0 | 0 | 0 | 0 | 0 | 0 | 0 | 0 | 0
ENT_2_SPP_N | ENT | SPP_N | 2045 | B9 | 800 | 0 | 1300 | 0 | 0 | 0 | 0 | 0 | 0 | 0 | 0 | 0 | 0 | 0
ENT_2_SPP_N | ENT | SPP_N | 2045 | B10 | 1262 | 0 | 1300 | 0 | 0 | 0 | 0 | 0 | 0 | 0 | 0 | 0 | 0 | 0
ENT_2_SPP_N | ENT | SPP_N | 2045 | B11 | 25 | 0 | 1300 | 0 | 0 | 0 | 0 | 0 | 0 | 0 | 0 | 0 | 0 | 0
ENT_2_SPP_N | ENT | SPP_N | 2045 | B12 | 200 | 0 | 1300 | 0 | 0 | 0 | 0 | 0 | 0 | 0 | 0 | 0 | 0 | 0
ENT_2_SPP_N | ENT | SPP_N | 2045 | B13 | 600 | 0 | 1300 | 0 | 0 | 0 | 0 | 0 | 0 | 0 | 0 | 0 | 0 | 0
ENT_2_SPP_N | ENT | SPP_N | 2045 | B14 | 900 | 0 | 1300 | 0 | 0 | 0 | 0 | 0 | 0 | 0 | 0 | 0 | 0 | 0
ENT_2_SPP_N | ENT | SPP_N | 2045 | B15 | 1203 | 0 | 1300 | 0 | 0 | 0 | 0 | 0 | 0 | 0 | 0 | 0 | 0 | 0
ENT_2_SPP_N | ENT | SPP_N | 2045 | B16 | 25 | 0 | 1300 | 0 | 0 | 0 | 0 | 0 | 0 | 0 | 0 | 0 | 0 | 0
ENT_2_SPP_N | ENT | SPP_N | 2045 | B17 | 100 | 0 | 1300 | 0 | 0 | 0 | 0 | 0 | 0 | 0 | 0 | 0 | 0 | 0
ENT_2_SPP_N | ENT | SPP_N | 2045 | B18 | 400 | 0 | 1300 | 0 | 0 | 0 | 0 | 0 | 0 | 0 | 0 | 0 | 0 | 0
ENT_2_SPP_N | ENT | SPP_N | 2045 | B19 | 700 | 0 | 1300 | 0 | 0 | 0 | 0 | 0 | 0 | 0 | 0 | 0 | 0 | 0
ENT_2_SPP_N | ENT | SPP_N | 2045 | B20 | 935 | 0 | 1300 | 0 | 0 | 0 | 0 | 0 | 0 | 0 | 0 | 0 | 0 | 0
ENT_2_SPP_N | ENT | SPP_N | 2050 | B1 | 10 | 0 | 1300 | 0 | 0 | 0 | 0 | 0 | 0 | 0 | 0 | 0 | 0 | 0
ENT_2_SPP_N | ENT | SPP_N | 2050 | B2 | 25 | 0 | 1300 | 0 | 0 | 0 | 0 | 0 | 0 | 0 | 0 | 0 | 0 | 0
ENT_2_SPP_N | ENT | SPP_N | 2050 | B3 | 75 | 0 | 1300 | 0 | 0 | 0 | 0 | 0 | 0 | 0 | 0 | 0 | 0 | 0
ENT_2_SPP_N | ENT | SPP_N | 2050 | B4 | 100 | 0 | 1300 | 0 | 0 | 0 | 0 | 0 | 0 | 0 | 0 | 0 | 0 | 0
ENT_2_SPP_N | ENT | SPP_N | 2050 | B5 | 200 | 0 | 1300 | 0 | 0 | 0 | 0 | 0 | 0 | 0 | 0 | 0 | 0 | 0
ENT_2_SPP_N | ENT | SPP_N | 2050 | B6 | 300 | 0 | 1300 | 0 | 0 | 0 | 0 | 0 | 0 | 0 | 0 | 0 | 0 | 0
ENT_2_SPP_N | ENT | SPP_N | 2050 | B7 | 400 | 0 | 1300 | 0 | 0 | 0 | 0 | 0 | 0 | 0 | 0 | 0 | 0 | 0
ENT_2_SPP_N | ENT | SPP_N | 2050 | B8 | 500 | 0 | 1300 | 0 | 0 | 0 | 0 | 0 | 0 | 0 | 0 | 0 | 0 | 0
ENT_2_SPP_N | ENT | SPP_N | 2050 | B9 | 800 | 0 | 1300 | 0 | 0 | 0 | 0 | 0 | 0 | 0 | 0 | 0 | 0 | 0
ENT_2_SPP_N | ENT | SPP_N | 2050 | B10 | 1262 | 0 | 1300 | 0 | 0 | 0 | 0 | 0 | 0 | 0 | 0 | 0 | 0 | 0
ENT_2_SPP_N | ENT | SPP_N | 2050 | B11 | 25 | 0 | 1300 | 0 | 0 | 0 | 0 | 0 | 0 | 0 | 0 | 0 | 0 | 0
ENT_2_SPP_N | ENT | SPP_N | 2050 | B12 | 200 | 0 | 1300 | 0 | 0 | 0 | 0 | 0 | 0 | 0 | 0 | 0 | 0 | 0
ENT_2_SPP_N | ENT | SPP_N | 2050 | B13 | 600 | 0 | 1300 | 0 | 0 | 0 | 0 | 0 | 0 | 0 | 0 | 0 | 0 | 0
ENT_2_SPP_N | ENT | SPP_N | 2050 | B14 | 900 | 0 | 1300 | 0 | 0 | 0 | 0 | 0 | 0 | 0 | 0 | 0 | 0 | 0
ENT_2_SPP_N | ENT | SPP_N | 2050 | B15 | 1203 | 0 | 1300 | 0 | 0 | 0 | 0 | 0 | 0 | 0 | 0 | 0 | 0 | 0
ENT_2_SPP_N | ENT | SPP_N | 2050 | B16 | 25 | 0 | 1300 | 0 | 0 | 0 | 0 | 0 | 0 | 0 | 0 | 0 | 0 | 0
ENT_2_SPP_N | ENT | SPP_N | 2050 | B17 | 100 | 0 | 1300 | 0 | 0 | 0 | 0 | 0 | 0 | 0 | 0 | 0 | 0 | 0
ENT_2_SPP_N | ENT | SPP_N | 2050 | B18 | 400 | 0 | 1300 | 0 | 0 | 0 | 0 | 0 | 0 | 0 | 0 | 0 | 0 | 0
ENT_2_SPP_N | ENT | SPP_N | 2050 | B19 | 700 | 0 | 1300 | 0 | 0 | 0 | 0 | 0 | 0 | 0 | 0 | 0 | 0 | 0
ENT_2_SPP_N | ENT | SPP_N | 2050 | B20 | 935 | 0 | 1300 | 0 | 0 | 0 | 0 | 0 | 0 | 0 | 0 | 0 | 0 | 0
ENT_2_SPP_S | ENT | SPP_S | 2015 | B1 | 10 | 0 | 1300 | 0 | 0 | 0 | 0 | 0 | 0 | 0 | 0 | 0 | 0 | 0
ENT_2_SPP_S | ENT | SPP_S | 2015 | B2 | 25 | 0 | 1300 | 0 | 0 | 0 | 0 | 0 | 0 | 0 | 0 | 0 | 0 | 0
ENT_2_SPP_S | ENT | SPP_S | 2015 | B3 | 75 | 0 | 1300 | 0 | 0 | 0 | 0 | 0 | 0 | 0 | 0 | 0 | 0 | 0
ENT_2_SPP_S | ENT | SPP_S | 2015 | B4 | 100 | 0 | 1300 | 0 | 0 | 0 | 0 | 0 | 0 | 0 | 0 | 0 | 0 | 0
ENT_2_SPP_S | ENT | SPP_S | 2015 | B5 | 200 | 0 | 1300 | 0 | 0 | 0 | 0 | 0 | 0 | 0 | 0 | 0 | 0 | 0
ENT_2_SPP_S | ENT | SPP_S | 2015 | B6 | 300 | 0 | 1300 | 0 | 0 | 0 | 0 | 0 | 0 | 0 | 0 | 0 | 0 | 0
ENT_2_SPP_S | ENT | SPP_S | 2015 | B7 | 400 | 0 | 1300 | 0 | 0 | 0 | 0 | 0 | 0 | 0 | 0 | 0 | 0 | 0
ENT_2_SPP_S | ENT | SPP_S | 2015 | B8 | 500 | 0 | 1300 | 0 | 0 | 0 | 0 | 0 | 0 | 0 | 0 | 0 | 0 | 0
ENT_2_SPP_S | ENT | SPP_S | 2015 | B9 | 800 | 0 | 1300 | 0 | 0 | 0 | 0 | 0 | 0 | 0 | 0 | 0 | 0 | 0
ENT_2_SPP_S | ENT | SPP_S | 2015 | B10 | 1262 | 0 | 1300 | 0 | 0 | 0 | 0 | 0 | 0 | 0 | 0 | 0 | 0 | 0
ENT_2_SPP_S | ENT | SPP_S | 2015 | B11 | 25 | 0 | 1300 | 0 | 0 | 0 | 0 | 0 | 0 | 0 | 0 | 0 | 0 | 0
ENT_2_SPP_S | ENT | SPP_S | 2015 | B12 | 200 | 0 | 1300 | 0 | 0 | 0 | 0 | 0 | 0 | 0 | 0 | 0 | 0 | 0
ENT_2_SPP_S | ENT | SPP_S | 2015 | B13 | 600 | 0 | 1300 | 0 | 0 | 0 | 0 | 0 | 0 | 0 | 0 | 0 | 0 | 0
ENT_2_SPP_S | ENT | SPP_S | 2015 | B14 | 900 | 0 | 1300 | 0 | 0 | 0 | 0 | 0 | 0 | 0 | 0 | 0 | 0 | 0
ENT_2_SPP_S | ENT | SPP_S | 2015 | B15 | 1203 | 0 | 1300 | 0 | 0 | 0 | 0 | 0 | 0 | 0 | 0 | 0 | 0 | 0
ENT_2_SPP_S | ENT | SPP_S | 2015 | B16 | 25 | 0 | 1300 | 0 | 0 | 0 | 0 | 0 | 0 | 0 | 0 | 0 | 0 | 0
ENT_2_SPP_S | ENT | SPP_S | 2015 | B17 | 100 | 0 | 1300 | 0 | 0 | 0 | 0 | 0 | 0 | 0 | 0 | 0 | 0 | 0
ENT_2_SPP_S | ENT | SPP_S | 2015 | B18 | 400 | 0 | 1300 | 0 | 0 | 0 | 0 | 0 | 0 | 0 | 0 | 0 | 0 | 0
ENT_2_SPP_S | ENT | SPP_S | 2015 | B19 | 700 | 0 | 1300 | 0 | 0 | 0 | 0 | 0 | 0 | 0 | 0 | 0 | 0 | 0
ENT_2_SPP_S | ENT | SPP_S | 2015 | B20 | 935 | 0 | 1300 | 0 | 0 | 0 | 0 | 0 | 0 | 0 | 0 | 0 | 0 | 0
ENT_2_SPP_S | ENT | SPP_S | 2020 | B1 | 10 | 0 | 1300 | 0 | 0 | 0 | 0 | 0 | 0 | 0 | 0 | 0 | 0 | 0
ENT_2_SPP_S | ENT | SPP_S | 2020 | B2 | 25 | 0 | 1300 | 0 | 0 | 0 | 0 | 0 | 0 | 0 | 0 | 0 | 0 | 0
ENT_2_SPP_S | ENT | SPP_S | 2020 | B3 | 75 | 0 | 1300 | 0 | 0 | 0 | 0 | 0 | 0 | 0 | 0 | 0 | 0 | 0
ENT_2_SPP_S | ENT | SPP_S | 2020 | B4 | 100 | 0 | 1300 | 0 | 0 | 0 | 0 | 0 | 0 | 0 | 0 | 0 | 0 | 0
ENT_2_SPP_S | ENT | SPP_S | 2020 | B5 | 200 | 0 | 1300 | 0 | 0 | 0 | 0 | 0 | 0 | 0 | 0 | 0 | 0 | 0
ENT_2_SPP_S | ENT | SPP_S | 2020 | B6 | 300 | 0 | 1300 | 0 | 0 | 0 | 0 | 0 | 0 | 0 | 0 | 0 | 0 | 0
ENT_2_SPP_S | ENT | SPP_S | 2020 | B7 | 400 | 0 | 1300 | 0 | 0 | 0 | 0 | 0 | 0 | 0 | 0 | 0 | 0 | 0
ENT_2_SPP_S | ENT | SPP_S | 2020 | B8 | 500 | 0 | 1300 | 0 | 0 | 0 | 0 | 0 | 0 | 0 | 0 | 0 | 0 | 0
ENT_2_SPP_S | ENT | SPP_S | 2020 | B9 | 800 | 0 | 1300 | 0 | 0 | 0 | 0 | 0 | 0 | 0 | 0 | 0 | 0 | 0
ENT_2_SPP_S | ENT | SPP_S | 2020 | B10 | 1262 | 0 | 1300 | 0 | 0 | 0 | 0 | 0 | 0 | 0 | 0 | 0 | 0 | 0
ENT_2_SPP_S | ENT | SPP_S | 2020 | B11 | 25 | 0 | 1300 | 0 | 0 | 0 | 0 | 0 | 0 | 0 | 0 | 0 | 0 | 0
ENT_2_SPP_S | ENT | SPP_S | 2020 | B12 | 200 | 0 | 1300 | 0 | 0 | 0 | 0 | 0 | 0 | 0 | 0 | 0 | 0 | 0
ENT_2_SPP_S | ENT | SPP_S | 2020 | B13 | 600 | 0 | 1300 | 0 | 0 | 0 | 0 | 0 | 0 | 0 | 0 | 0 | 0 | 0
ENT_2_SPP_S | ENT | SPP_S | 2020 | B14 | 900 | 0 | 1300 | 0 | 0 | 0 | 0 | 0 | 0 | 0 | 0 | 0 | 0 | 0
ENT_2_SPP_S | ENT | SPP_S | 2020 | B15 | 1203 | 0 | 1300 | 0 | 0 | 0 | 0 | 0 | 0 | 0 | 0 | 0 | 0 | 0
ENT_2_SPP_S | ENT | SPP_S | 2020 | B16 | 25 | 0 | 1300 | 0 | 0 | 0 | 0 | 0 | 0 | 0 | 0 | 0 | 0 | 0
ENT_2_SPP_S | ENT | SPP_S | 2020 | B17 | 100 | 0 | 1300 | 0 | 0 | 0 | 0 | 0 | 0 | 0 | 0 | 0 | 0 | 0
ENT_2_SPP_S | ENT | SPP_S | 2020 | B18 | 400 | 0 | 1300 | 0 | 0 | 0 | 0 | 0 | 0 | 0 | 0 | 0 | 0 | 0
ENT_2_SPP_S | ENT | SPP_S | 2020 | B19 | 700 | 0 | 1300 | 0 | 0 | 0 | 0 | 0 | 0 | 0 | 0 | 0 | 0 | 0
ENT_2_SPP_S | ENT | SPP_S | 2020 | B20 | 935 | 0 | 1300 | 0 | 0 | 0 | 0 | 0 | 0 | 0 | 0 | 0 | 0 | 0
ENT_2_SPP_S | ENT | SPP_S | 2025 | B1 | 10 | 0 | 1300 | 0 | 0 | 0 | 0 | 0 | 0 | 0 | 0 | 0 | 0 | 0
ENT_2_SPP_S | ENT | SPP_S | 2025 | B2 | 25 | 0 | 1300 | 0 | 0 | 0 | 0 | 0 | 0 | 0 | 0 | 0 | 0 | 0
ENT_2_SPP_S | ENT | SPP_S | 2025 | B3 | 75 | 0 | 1300 | 0 | 0 | 0 | 0 | 0 | 0 | 0 | 0 | 0 | 0 | 0
ENT_2_SPP_S | ENT | SPP_S | 2025 | B4 | 100 | 0 | 1300 | 0 | 0 | 0 | 0 | 0 | 0 | 0 | 0 | 0 | 0 | 0
ENT_2_SPP_S | ENT | SPP_S | 2025 | B5 | 200 | 0 | 1300 | 0 | 0 | 0 | 0 | 0 | 0 | 0 | 0 | 0 | 0 | 0
ENT_2_SPP_S | ENT | SPP_S | 2025 | B6 | 300 | 0 | 1300 | 0 | 0 | 0 | 0 | 0 | 0 | 0 | 0 | 0 | 0 | 0
ENT_2_SPP_S | ENT | SPP_S | 2025 | B7 | 400 | 0 | 1300 | 0 | 0 | 0 | 0 | 0 | 0 | 0 | 0 | 0 | 0 | 0
ENT_2_SPP_S | ENT | SPP_S | 2025 | B8 | 500 | 0 | 1300 | 0 | 0 | 0 | 0 | 0 | 0 | 0 | 0 | 0 | 0 | 0
ENT_2_SPP_S | ENT | SPP_S | 2025 | B9 | 800 | 0 | 1300 | 0 | 0 | 0 | 0 | 0 | 0 | 0 | 0 | 0 | 0 | 0
ENT_2_SPP_S | ENT | SPP_S | 2025 | B10 | 1262 | 0 | 1300 | 0 | 0 | 0 | 0 | 0 | 0 | 0 | 0 | 0 | 0 | 0
ENT_2_SPP_S | ENT | SPP_S | 2025 | B11 | 25 | 0 | 1300 | 0 | 0 | 0 | 0 | 0 | 0 | 0 | 0 | 0 | 0 | 0
ENT_2_SPP_S | ENT | SPP_S | 2025 | B12 | 200 | 0 | 1300 | 0 | 0 | 0 | 0 | 0 | 0 | 0 | 0 | 0 | 0 | 0
ENT_2_SPP_S | ENT | SPP_S | 2025 | B13 | 600 | 0 | 1300 | 0 | 0 | 0 | 0 | 0 | 0 | 0 | 0 | 0 | 0 | 0
ENT_2_SPP_S | ENT | SPP_S | 2025 | B14 | 900 | 0 | 1300 | 0 | 0 | 0 | 0 | 0 | 0 | 0 | 0 | 0 | 0 | 0
ENT_2_SPP_S | ENT | SPP_S | 2025 | B15 | 1203 | 0 | 1300 | 0 | 0 | 0 | 0 | 0 | 0 | 0 | 0 | 0 | 0 | 0
ENT_2_SPP_S | ENT | SPP_S | 2025 | B16 | 25 | 0 | 1300 | 0 | 0 | 0 | 0 | 0 | 0 | 0 | 0 | 0 | 0 | 0
ENT_2_SPP_S | ENT | SPP_S | 2025 | B17 | 100 | 0 | 1300 | 0 | 0 | 0 | 0 | 0 | 0 | 0 | 0 | 0 | 0 | 0
ENT_2_SPP_S | ENT | SPP_S | 2025 | B18 | 400 | 0 | 1300 | 0 | 0 | 0 | 0 | 0 | 0 | 0 | 0 | 0 | 0 | 0
ENT_2_SPP_S | ENT | SPP_S | 2025 | B19 | 700 | 0 | 1300 | 0 | 0 | 0 | 0 | 0 | 0 | 0 | 0 | 0 | 0 | 0
ENT_2_SPP_S | ENT | SPP_S | 2025 | B20 | 935 | 0 | 1300 | 0 | 0 | 0 | 0 | 0 | 0 | 0 | 0 | 0 | 0 | 0
ENT_2_SPP_S | ENT | SPP_S | 2030 | B1 | 10 | 0 | 1300 | 0 | 0 | 0 | 0 | 0 | 0 | 0 | 0 | 0 | 0 | 0
ENT_2_SPP_S | ENT | SPP_S | 2030 | B2 | 25 | 0 | 1300 | 0 | 0 | 0 | 0 | 0 | 0 | 0 | 0 | 0 | 0 | 0
ENT_2_SPP_S | ENT | SPP_S | 2030 | B3 | 75 | 0 | 1300 | 0 | 0 | 0 | 0 | 0 | 0 | 0 | 0 | 0 | 0 | 0
ENT_2_SPP_S | ENT | SPP_S | 2030 | B4 | 100 | 0 | 1300 | 0 | 0 | 0 | 0 | 0 | 0 | 0 | 0 | 0 | 0 | 0
ENT_2_SPP_S | ENT | SPP_S | 2030 | B5 | 200 | 0 | 1300 | 0 | 0 | 0 | 0 | 0 | 0 | 0 | 0 | 0 | 0 | 0
ENT_2_SPP_S | ENT | SPP_S | 2030 | B6 | 300 | 0 | 1300 | 0 | 0 | 0 | 0 | 0 | 0 | 0 | 0 | 0 | 0 | 0
ENT_2_SPP_S | ENT | SPP_S | 2030 | B7 | 400 | 0 | 1300 | 0 | 0 | 0 | 0 | 0 | 0 | 0 | 0 | 0 | 0 | 0
ENT_2_SPP_S | ENT | SPP_S | 2030 | B8 | 500 | 0 | 1300 | 0 | 0 | 0 | 0 | 0 | 0 | 0 | 0 | 0 | 0 | 0
ENT_2_SPP_S | ENT | SPP_S | 2030 | B9 | 800 | 0 | 1300 | 0 | 0 | 0 | 0 | 0 | 0 | 0 | 0 | 0 | 0 | 0
ENT_2_SPP_S | ENT | SPP_S | 2030 | B10 | 1262 | 0 | 1300 | 0 | 0 | 0 | 0 | 0 | 0 | 0 | 0 | 0 | 0 | 0
ENT_2_SPP_S | ENT | SPP_S | 2030 | B11 | 25 | 0 | 1300 | 0 | 0 | 0 | 0 | 0 | 0 | 0 | 0 | 0 | 0 | 0
ENT_2_SPP_S | ENT | SPP_S | 2030 | B12 | 200 | 0 | 1300 | 0 | 0 | 0 | 0 | 0 | 0 | 0 | 0 | 0 | 0 | 0
ENT_2_SPP_S | ENT | SPP_S | 2030 | B13 | 600 | 0 | 1300 | 0 | 0 | 0 | 0 | 0 | 0 | 0 | 0 | 0 | 0 | 0
ENT_2_SPP_S | ENT | SPP_S | 2030 | B14 | 900 | 0 | 1300 | 0 | 0 | 0 | 0 | 0 | 0 | 0 | 0 | 0 | 0 | 0
ENT_2_SPP_S | ENT | SPP_S | 2030 | B15 | 1203 | 0 | 1300 | 0 | 0 | 0 | 0 | 0 | 0 | 0 | 0 | 0 | 0 | 0
ENT_2_SPP_S | ENT | SPP_S | 2030 | B16 | 25 | 0 | 1300 | 0 | 0 | 0 | 0 | 0 | 0 | 0 | 0 | 0 | 0 | 0
ENT_2_SPP_S | ENT | SPP_S | 2030 | B17 | 100 | 0 | 1300 | 0 | 0 | 0 | 0 | 0 | 0 | 0 | 0 | 0 | 0 | 0
ENT_2_SPP_S | ENT | SPP_S | 2030 | B18 | 400 | 0 | 1300 | 0 | 0 | 0 | 0 | 0 | 0 | 0 | 0 | 0 | 0 | 0
ENT_2_SPP_S | ENT | SPP_S | 2030 | B19 | 700 | 0 | 1300 | 0 | 0 | 0 | 0 | 0 | 0 | 0 | 0 | 0 | 0 | 0
ENT_2_SPP_S | ENT | SPP_S | 2030 | B20 | 935 | 0 | 1300 | 0 | 0 | 0 | 0 | 0 | 0 | 0 | 0 | 0 | 0 | 0
ENT_2_SPP_S | ENT | SPP_S | 2035 | B1 | 10 | 0 | 1300 | 0 | 0 | 0 | 0 | 0 | 0 | 0 | 0 | 0 | 0 | 0
ENT_2_SPP_S | ENT | SPP_S | 2035 | B2 | 25 | 0 | 1300 | 0 | 0 | 0 | 0 | 0 | 0 | 0 | 0 | 0 | 0 | 0
ENT_2_SPP_S | ENT | SPP_S | 2035 | B3 | 75 | 0 | 1300 | 0 | 0 | 0 | 0 | 0 | 0 | 0 | 0 | 0 | 0 | 0
ENT_2_SPP_S | ENT | SPP_S | 2035 | B4 | 100 | 0 | 1300 | 0 | 0 | 0 | 0 | 0 | 0 | 0 | 0 | 0 | 0 | 0
ENT_2_SPP_S | ENT | SPP_S | 2035 | B5 | 200 | 0 | 1300 | 0 | 0 | 0 | 0 | 0 | 0 | 0 | 0 | 0 | 0 | 0
ENT_2_SPP_S | ENT | SPP_S | 2035 | B6 | 300 | 0 | 1300 | 0 | 0 | 0 | 0 | 0 | 0 | 0 | 0 | 0 | 0 | 0
ENT_2_SPP_S | ENT | SPP_S | 2035 | B7 | 400 | 0 | 1300 | 0 | 0 | 0 | 0 | 0 | 0 | 0 | 0 | 0 | 0 | 0
ENT_2_SPP_S | ENT | SPP_S | 2035 | B8 | 500 | 0 | 1300 | 0 | 0 | 0 | 0 | 0 | 0 | 0 | 0 | 0 | 0 | 0
ENT_2_SPP_S | ENT | SPP_S | 2035 | B9 | 800 | 0 | 1300 | 0 | 0 | 0 | 0 | 0 | 0 | 0 | 0 | 0 | 0 | 0
ENT_2_SPP_S | ENT | SPP_S | 2035 | B10 | 1262 | 0 | 1300 | 0 | 0 | 0 | 0 | 0 | 0 | 0 | 0 | 0 | 0 | 0
ENT_2_SPP_S | ENT | SPP_S | 2035 | B11 | 25 | 0 | 1300 | 0 | 0 | 0 | 0 | 0 | 0 | 0 | 0 | 0 | 0 | 0
ENT_2_SPP_S | ENT | SPP_S | 2035 | B12 | 200 | 0 | 1300 | 0 | 0 | 0 | 0 | 0 | 0 | 0 | 0 | 0 | 0 | 0
ENT_2_SPP_S | ENT | SPP_S | 2035 | B13 | 600 | 0 | 1300 | 0 | 0 | 0 | 0 | 0 | 0 | 0 | 0 | 0 | 0 | 0
ENT_2_SPP_S | ENT | SPP_S | 2035 | B14 | 900 | 0 | 1300 | 0 | 0 | 0 | 0 | 0 | 0 | 0 | 0 | 0 | 0 | 0
ENT_2_SPP_S | ENT | SPP_S | 2035 | B15 | 1203 | 0 | 1300 | 0 | 0 | 0 | 0 | 0 | 0 | 0 | 0 | 0 | 0 | 0
ENT_2_SPP_S | ENT | SPP_S | 2035 | B16 | 25 | 0 | 1300 | 0 | 0 | 0 | 0 | 0 | 0 | 0 | 0 | 0 | 0 | 0
ENT_2_SPP_S | ENT | SPP_S | 2035 | B17 | 100 | 0 | 1300 | 0 | 0 | 0 | 0 | 0 | 0 | 0 | 0 | 0 | 0 | 0
ENT_2_SPP_S | ENT | SPP_S | 2035 | B18 | 400 | 0 | 1300 | 0 | 0 | 0 | 0 | 0 | 0 | 0 | 0 | 0 | 0 | 0
ENT_2_SPP_S | ENT | SPP_S | 2035 | B19 | 700 | 0 | 1300 | 0 | 0 | 0 | 0 | 0 | 0 | 0 | 0 | 0 | 0 | 0
ENT_2_SPP_S | ENT | SPP_S | 2035 | B20 | 935 | 0 | 1300 | 0 | 0 | 0 | 0 | 0 | 0 | 0 | 0 | 0 | 0 | 0
ENT_2_SPP_S | ENT | SPP_S | 2040 | B1 | 10 | 0 | 1300 | 0 | 0 | 0 | 0 | 0 | 0 | 0 | 0 | 0 | 0 | 0
ENT_2_SPP_S | ENT | SPP_S | 2040 | B2 | 25 | 0 | 1300 | 0 | 0 | 0 | 0 | 0 | 0 | 0 | 0 | 0 | 0 | 0
ENT_2_SPP_S | ENT | SPP_S | 2040 | B3 | 75 | 0 | 1300 | 0 | 0 | 0 | 0 | 0 | 0 | 0 | 0 | 0 | 0 | 0
ENT_2_SPP_S | ENT | SPP_S | 2040 | B4 | 100 | 0 | 1300 | 0 | 0 | 0 | 0 | 0 | 0 | 0 | 0 | 0 | 0 | 0
ENT_2_SPP_S | ENT | SPP_S | 2040 | B5 | 200 | 0 | 1300 | 0 | 0 | 0 | 0 | 0 | 0 | 0 | 0 | 0 | 0 | 0
ENT_2_SPP_S | ENT | SPP_S | 2040 | B6 | 300 | 0 | 1300 | 0 | 0 | 0 | 0 | 0 | 0 | 0 | 0 | 0 | 0 | 0
ENT_2_SPP_S | ENT | SPP_S | 2040 | B7 | 400 | 0 | 1300 | 0 | 0 | 0 | 0 | 0 | 0 | 0 | 0 | 0 | 0 | 0
ENT_2_SPP_S | ENT | SPP_S | 2040 | B8 | 500 | 0 | 1300 | 0 | 0 | 0 | 0 | 0 | 0 | 0 | 0 | 0 | 0 | 0
ENT_2_SPP_S | ENT | SPP_S | 2040 | B9 | 800 | 0 | 1300 | 0 | 0 | 0 | 0 | 0 | 0 | 0 | 0 | 0 | 0 | 0
ENT_2_SPP_S | ENT | SPP_S | 2040 | B10 | 1262 | 0 | 1300 | 0 | 0 | 0 | 0 | 0 | 0 | 0 | 0 | 0 | 0 | 0
ENT_2_SPP_S | ENT | SPP_S | 2040 | B11 | 25 | 0 | 1300 | 0 | 0 | 0 | 0 | 0 | 0 | 0 | 0 | 0 | 0 | 0
ENT_2_SPP_S | ENT | SPP_S | 2040 | B12 | 200 | 0 | 1300 | 0 | 0 | 0 | 0 | 0 | 0 | 0 | 0 | 0 | 0 | 0
ENT_2_SPP_S | ENT | SPP_S | 2040 | B13 | 600 | 0 | 1300 | 0 | 0 | 0 | 0 | 0 | 0 | 0 | 0 | 0 | 0 | 0
ENT_2_SPP_S | ENT | SPP_S | 2040 | B14 | 900 | 0 | 1300 | 0 | 0 | 0 | 0 | 0 | 0 | 0 | 0 | 0 | 0 | 0
ENT_2_SPP_S | ENT | SPP_S | 2040 | B15 | 1203 | 0 | 1300 | 0 | 0 | 0 | 0 | 0 | 0 | 0 | 0 | 0 | 0 | 0
ENT_2_SPP_S | ENT | SPP_S | 2040 | B16 | 25 | 0 | 1300 | 0 | 0 | 0 | 0 | 0 | 0 | 0 | 0 | 0 | 0 | 0
ENT_2_SPP_S | ENT | SPP_S | 2040 | B17 | 100 | 0 | 1300 | 0 | 0 | 0 | 0 | 0 | 0 | 0 | 0 | 0 | 0 | 0
ENT_2_SPP_S | ENT | SPP_S | 2040 | B18 | 400 | 0 | 1300 | 0 | 0 | 0 | 0 | 0 | 0 | 0 | 0 | 0 | 0 | 0
ENT_2_SPP_S | ENT | SPP_S | 2040 | B19 | 700 | 0 | 1300 | 0 | 0 | 0 | 0 | 0 | 0 | 0 | 0 | 0 | 0 | 0
ENT_2_SPP_S | ENT | SPP_S | 2040 | B20 | 935 | 0 | 1300 | 0 | 0 | 0 | 0 | 0 | 0 | 0 | 0 | 0 | 0 | 0
ENT_2_SPP_S | ENT | SPP_S | 2045 | B1 | 10 | 0 | 1300 | 0 | 0 | 0 | 0 | 0 | 0 | 0 | 0 | 0 | 0 | 0
ENT_2_SPP_S | ENT | SPP_S | 2045 | B2 | 25 | 0 | 1300 | 0 | 0 | 0 | 0 | 0 | 0 | 0 | 0 | 0 | 0 | 0
ENT_2_SPP_S | ENT | SPP_S | 2045 | B3 | 75 | 0 | 1300 | 0 | 0 | 0 | 0 | 0 | 0 | 0 | 0 | 0 | 0 | 0
ENT_2_SPP_S | ENT | SPP_S | 2045 | B4 | 100 | 0 | 1300 | 0 | 0 | 0 | 0 | 0 | 0 | 0 | 0 | 0 | 0 | 0
ENT_2_SPP_S | ENT | SPP_S | 2045 | B5 | 200 | 0 | 1300 | 0 | 0 | 0 | 0 | 0 | 0 | 0 | 0 | 0 | 0 | 0
ENT_2_SPP_S | ENT | SPP_S | 2045 | B6 | 300 | 0 | 1300 | 0 | 0 | 0 | 0 | 0 | 0 | 0 | 0 | 0 | 0 | 0
ENT_2_SPP_S | ENT | SPP_S | 2045 | B7 | 400 | 0 | 1300 | 0 | 0 | 0 | 0 | 0 | 0 | 0 | 0 | 0 | 0 | 0
ENT_2_SPP_S | ENT | SPP_S | 2045 | B8 | 500 | 0 | 1300 | 0 | 0 | 0 | 0 | 0 | 0 | 0 | 0 | 0 | 0 | 0
ENT_2_SPP_S | ENT | SPP_S | 2045 | B9 | 800 | 0 | 1300 | 0 | 0 | 0 | 0 | 0 | 0 | 0 | 0 | 0 | 0 | 0
ENT_2_SPP_S | ENT | SPP_S | 2045 | B10 | 1262 | 0 | 1300 | 0 | 0 | 0 | 0 | 0 | 0 | 0 | 0 | 0 | 0 | 0
ENT_2_SPP_S | ENT | SPP_S | 2045 | B11 | 25 | 0 | 1300 | 0 | 0 | 0 | 0 | 0 | 0 | 0 | 0 | 0 | 0 | 0
ENT_2_SPP_S | ENT | SPP_S | 2045 | B12 | 200 | 0 | 1300 | 0 | 0 | 0 | 0 | 0 | 0 | 0 | 0 | 0 | 0 | 0
ENT_2_SPP_S | ENT | SPP_S | 2045 | B13 | 600 | 0 | 1300 | 0 | 0 | 0 | 0 | 0 | 0 | 0 | 0 | 0 | 0 | 0
ENT_2_SPP_S | ENT | SPP_S | 2045 | B14 | 900 | 0 | 1300 | 0 | 0 | 0 | 0 | 0 | 0 | 0 | 0 | 0 | 0 | 0
ENT_2_SPP_S | ENT | SPP_S | 2045 | B15 | 1203 | 0 | 1300 | 0 | 0 | 0 | 0 | 0 | 0 | 0 | 0 | 0 | 0 | 0
ENT_2_SPP_S | ENT | SPP_S | 2045 | B16 | 25 | 0 | 1300 | 0 | 0 | 0 | 0 | 0 | 0 | 0 | 0 | 0 | 0 | 0
ENT_2_SPP_S | ENT | SPP_S | 2045 | B17 | 100 | 0 | 1300 | 0 | 0 | 0 | 0 | 0 | 0 | 0 | 0 | 0 | 0 | 0
ENT_2_SPP_S | ENT | SPP_S | 2045 | B18 | 400 | 0 | 1300 | 0 | 0 | 0 | 0 | 0 | 0 | 0 | 0 | 0 | 0 | 0
ENT_2_SPP_S | ENT | SPP_S | 2045 | B19 | 700 | 0 | 1300 | 0 | 0 | 0 | 0 | 0 | 0 | 0 | 0 | 0 | 0 | 0
ENT_2_SPP_S | ENT | SPP_S | 2045 | B20 | 935 | 0 | 1300 | 0 | 0 | 0 | 0 | 0 | 0 | 0 | 0 | 0 | 0 | 0
ENT_2_SPP_S | ENT | SPP_S | 2050 | B1 | 10 | 0 | 1300 | 0 | 0 | 0 | 0 | 0 | 0 | 0 | 0 | 0 | 0 | 0
ENT_2_SPP_S | ENT | SPP_S | 2050 | B2 | 25 | 0 | 1300 | 0 | 0 | 0 | 0 | 0 | 0 | 0 | 0 | 0 | 0 | 0
ENT_2_SPP_S | ENT | SPP_S | 2050 | B3 | 75 | 0 | 1300 | 0 | 0 | 0 | 0 | 0 | 0 | 0 | 0 | 0 | 0 | 0
ENT_2_SPP_S | ENT | SPP_S | 2050 | B4 | 100 | 0 | 1300 | 0 | 0 | 0 | 0 | 0 | 0 | 0 | 0 | 0 | 0 | 0
ENT_2_SPP_S | ENT | SPP_S | 2050 | B5 | 200 | 0 | 1300 | 0 | 0 | 0 | 0 | 0 | 0 | 0 | 0 | 0 | 0 | 0
ENT_2_SPP_S | ENT | SPP_S | 2050 | B6 | 300 | 0 | 1300 | 0 | 0 | 0 | 0 | 0 | 0 | 0 | 0 | 0 | 0 | 0
ENT_2_SPP_S | ENT | SPP_S | 2050 | B7 | 400 | 0 | 1300 | 0 | 0 | 0 | 0 | 0 | 0 | 0 | 0 | 0 | 0 | 0
ENT_2_SPP_S | ENT | SPP_S | 2050 | B8 | 500 | 0 | 1300 | 0 | 0 | 0 | 0 | 0 | 0 | 0 | 0 | 0 | 0 | 0
ENT_2_SPP_S | ENT | SPP_S | 2050 | B9 | 800 | 0 | 1300 | 0 | 0 | 0 | 0 | 0 | 0 | 0 | 0 | 0 | 0 | 0
ENT_2_SPP_S | ENT | SPP_S | 2050 | B10 | 1262 | 0 | 1300 | 0 | 0 | 0 | 0 | 0 | 0 | 0 | 0 | 0 | 0 | 0
ENT_2_SPP_S | ENT | SPP_S | 2050 | B11 | 25 | 0 | 1300 | 0 | 0 | 0 | 0 | 0 | 0 | 0 | 0 | 0 | 0 | 0
ENT_2_SPP_S | ENT | SPP_S | 2050 | B12 | 200 | 0 | 1300 | 0 | 0 | 0 | 0 | 0 | 0 | 0 | 0 | 0 | 0 | 0
ENT_2_SPP_S | ENT | SPP_S | 2050 | B13 | 600 | 0 | 1300 | 0 | 0 | 0 | 0 | 0 | 0 | 0 | 0 | 0 | 0 | 0
ENT_2_SPP_S | ENT | SPP_S | 2050 | B14 | 900 | 0 | 1300 | 0 | 0 | 0 | 0 | 0 | 0 | 0 | 0 | 0 | 0 | 0
ENT_2_SPP_S | ENT | SPP_S | 2050 | B15 | 1203 | 0 | 1300 | 0 | 0 | 0 | 0 | 0 | 0 | 0 | 0 | 0 | 0 | 0
ENT_2_SPP_S | ENT | SPP_S | 2050 | B16 | 25 | 0 | 1300 | 0 | 0 | 0 | 0 | 0 | 0 | 0 | 0 | 0 | 0 | 0
ENT_2_SPP_S | ENT | SPP_S | 2050 | B17 | 100 | 0 | 1300 | 0 | 0 | 0 | 0 | 0 | 0 | 0 | 0 | 0 | 0 | 0
ENT_2_SPP_S | ENT | SPP_S | 2050 | B18 | 400 | 0 | 1300 | 0 | 0 | 0 | 0 | 0 | 0 | 0 | 0 | 0 | 0 | 0
ENT_2_SPP_S | ENT | SPP_S | 2050 | B19 | 700 | 0 | 1300 | 0 | 0 | 0 | 0 | 0 | 0 | 0 | 0 | 0 | 0 | 0
ENT_2_SPP_S | ENT | SPP_S | 2050 | B20 | 935 | 0 | 1300 | 0 | 0 | 0 | 0 | 0 | 0 | 0 | 0 | 0 | 0 | 0
ENT_2_TVA_Transmission | ENT | TVA_Transmission | 2015 | B1 | 10 | 0 | 2100 | 477.31 | 0 | 477.2 | 0 | 0 | 0 | 0 | 0 | 0 | 0 | 0
ENT_2_TVA_Transmission | ENT | TVA_Transmission | 2015 | B2 | 25 | 0 | 2100 | 594.19 | 0 | 893.33 | 0 | 0 | 0 | 0 | 0 | 0 | 0 | 0
ENT_2_TVA_Transmission | ENT | TVA_Transmission | 2015 | B3 | 75 | 0 | 2100 | 0 | 0 | 0 | 0 | 0 | 0 | 0 | 0 | 0 | 0 | 0
ENT_2_TVA_Transmission | ENT | TVA_Transmission | 2015 | B4 | 100 | 0 | 2100 | 0 | 0 | 0 | 0 | 0 | 0 | 0 | 0 | 0 | 0 | 0
ENT_2_TVA_Transmission | ENT | TVA_Transmission | 2015 | B5 | 200 | 0 | 2100 | 0 | 0 | 0 | 0 | 0 | 0 | 0 | 0 | 0 | 0 | 0
ENT_2_TVA_Transmission | ENT | TVA_Transmission | 2015 | B6 | 300 | 0 | 2100 | 0 | 0 | 0 | 0 | 0 | 0 | 0 | 0 | 0 | 0 | 0
ENT_2_TVA_Transmission | ENT | TVA_Transmission | 2015 | B7 | 400 | 0 | 2100 | 0 | 0 | 0 | 0 | 0 | 0 | 0 | 0 | 0 | 0 | 0
ENT_2_TVA_Transmission | ENT | TVA_Transmission | 2015 | B8 | 500 | 0 | 2100 | 0 | 0 | 0 | 0 | 0 | 0 | 0 | 0 | 0 | 0 | 0
ENT_2_TVA_Transmission | ENT | TVA_Transmission | 2015 | B9 | 800 | 0 | 2100 | 0 | 0 | 0 | 0 | 0 | 0 | 0 | 0 | 0 | 0 | 0
ENT_2_TVA_Transmission | ENT | TVA_Transmission | 2015 | B10 | 1262 | 0 | 2100 | 0 | 0 | 0 | 0 | 0 | 0 | 0 | 0 | 0 | 0 | 0
ENT_2_TVA_Transmission | ENT | TVA_Transmission | 2015 | B11 | 25 | 0 | 2100 | 0 | 0 | 0 | 0 | 0 | 0 | 0 | 0 | 0 | 0 | 0
ENT_2_TVA_Transmission | ENT | TVA_Transmission | 2015 | B12 | 200 | 0 | 2100 | 0 | 0 | 0 | 0 | 0 | 0 | 0 | 0 | 0 | 0 | 0
ENT_2_TVA_Transmission | ENT | TVA_Transmission | 2015 | B13 | 600 | 0 | 2100 | 0 | 0 | 0 | 0 | 0 | 0 | 0 | 0 | 0 | 0 | 0
ENT_2_TVA_Transmission | ENT | TVA_Transmission | 2015 | B14 | 900 | 0 | 2100 | 0 | 0 | 0 | 0 | 0 | 0 | 0 | 0 | 0 | 0 | 0
ENT_2_TVA_Transmission | ENT | TVA_Transmission | 2015 | B15 | 1203 | 0 | 2100 | 0 | 0 | 0 | 0 | 0 | 0 | 0 | 0 | 0 | 0 | 0
ENT_2_TVA_Transmission | ENT | TVA_Transmission | 2015 | B16 | 25 | 0 | 2100 | 0 | 0 | 0 | 0 | 0 | 0 | 0 | 0 | 0 | 0 | 0
ENT_2_TVA_Transmission | ENT | TVA_Transmission | 2015 | B17 | 100 | 0 | 2100 | 0 | 0 | 0 | 0 | 0 | 0 | 0 | 0 | 0 | 0 | 0
ENT_2_TVA_Transmission | ENT | TVA_Transmission | 2015 | B18 | 400 | 0 | 2100 | 0 | 0 | 0 | 0 | 0 | 0 | 0 | 0 | 0 | 0 | 0
ENT_2_TVA_Transmission | ENT | TVA_Transmission | 2015 | B19 | 700 | 0 | 2100 | 0 | 0 | 0 | 0 | 0 | 0 | 0 | 0 | 0 | 0 | 0
ENT_2_TVA_Transmission | ENT | TVA_Transmission | 2015 | B20 | 935 | 0 | 2100 | 0 | 0 | 0 | 0 | 0 | 0 | 0 | 0 | 0 | 0 | 0
ENT_2_TVA_Transmission | ENT | TVA_Transmission | 2020 | B1 | 10 | 0 | 2100 | 0 | 0 | 0 | 0 | 0 | 0 | 0 | 0 | 0 | 0 | 0
ENT_2_TVA_Transmission | ENT | TVA_Transmission | 2020 | B2 | 25 | 0 | 2100 | 1.6 | 0 | 1.49 | 0 | 0 | 0 | 0 | 0 | 0 | 0 | 0
ENT_2_TVA_Transmission | ENT | TVA_Transmission | 2020 | B3 | 75 | 0 | 2100 | 0 | 0 | 0 | 0 | 0 | 0 | 0 | 0 | 0 | 0 | 0
ENT_2_TVA_Transmission | ENT | TVA_Transmission | 2020 | B4 | 100 | 0 | 2100 | 0 | 0 | 0 | 0 | 0 | 0 | 0 | 0 | 0 | 0 | 0
ENT_2_TVA_Transmission | ENT | TVA_Transmission | 2020 | B5 | 200 | 0 | 2100 | 0 | 0 | 0 | 0 | 0 | 0 | 0 | 0 | 0 | 0 | 0
ENT_2_TVA_Transmission | ENT | TVA_Transmission | 2020 | B6 | 300 | 0 | 2100 | 0 | 0 | 0 | 0 | 0 | 0 | 0 | 0 | 0 | 0 | 0
ENT_2_TVA_Transmission | ENT | TVA_Transmission | 2020 | B7 | 400 | 0 | 2100 | 0 | 0 | 0 | 0 | 0 | 0 | 0 | 0 | 0 | 0 | 0
ENT_2_TVA_Transmission | ENT | TVA_Transmission | 2020 | B8 | 500 | 0 | 2100 | 0 | 0 | 0 | 0 | 0 | 0 | 0 | 0 | 0 | 0 | 0
ENT_2_TVA_Transmission | ENT | TVA_Transmission | 2020 | B9 | 800 | 0 | 2100 | 0 | 0 | 0 | 0 | 0 | 0 | 0 | 0 | 0 | 0 | 0
ENT_2_TVA_Transmission | ENT | TVA_Transmission | 2020 | B10 | 1262 | 0 | 2100 | 0 | 0 | 0 | 0 | 0 | 0 | 0 | 0 | 0 | 0 | 0
ENT_2_TVA_Transmission | ENT | TVA_Transmission | 2020 | B11 | 25 | 0 | 2100 | 0 | 0 | 0 | 0 | 0 | 0 | 0 | 0 | 0 | 0 | 0
ENT_2_TVA_Transmission | ENT | TVA_Transmission | 2020 | B12 | 200 | 0 | 2100 | 0 | 0 | 0 | 0 | 0 | 0 | 0 | 0 | 0 | 0 | 0
ENT_2_TVA_Transmission | ENT | TVA_Transmission | 2020 | B13 | 600 | 0 | 2100 | 0 | 0 | 0 | 0 | 0 | 0 | 0 | 0 | 0 | 0 | 0
ENT_2_TVA_Transmission | ENT | TVA_Transmission | 2020 | B14 | 900 | 0 | 2100 | 0 | 0 | 0 | 0 | 0 | 0 | 0 | 0 | 0 | 0 | 0
ENT_2_TVA_Transmission | ENT | TVA_Transmission | 2020 | B15 | 1203 | 0 | 2100 | 0 | 0 | 0 | 0 | 0 | 0 | 0 | 0 | 0 | 0 | 0
ENT_2_TVA_Transmission | ENT | TVA_Transmission | 2020 | B16 | 25 | 0 | 2100 | 0 | 0 | 0 | 0 | 0 | 0 | 0 | 0 | 0 | 0 | 0
ENT_2_TVA_Transmission | ENT | TVA_Transmission | 2020 | B17 | 100 | 0 | 2100 | 0 | 0 | 0 | 0 | 0 | 0 | 0 | 0 | 0 | 0 | 0
ENT_2_TVA_Transmission | ENT | TVA_Transmission | 2020 | B18 | 400 | 0 | 2100 | 0 | 0 | 0 | 0 | 0 | 0 | 0 | 0 | 0 | 0 | 0
ENT_2_TVA_Transmission | ENT | TVA_Transmission | 2020 | B19 | 700 | 0 | 2100 | 0 | 0 | 0 | 0 | 0 | 0 | 0 | 0 | 0 | 0 | 0
ENT_2_TVA_Transmission | ENT | TVA_Transmission | 2020 | B20 | 935 | 0 | 2100 | 0 | 0 | 0 | 0 | 0 | 0 | 0 | 0 | 0 | 0 | 0
ENT_2_TVA_Transmission | ENT | TVA_Transmission | 2025 | B1 | 10 | 0 | 2100 | 0 | 0 | 0 | 0 | 0 | 0 | 0 | 0 | 0 | 0 | 0
ENT_2_TVA_Transmission | ENT | TVA_Transmission | 2025 | B2 | 25 | 0 | 2100 | 0 | 0 | 0 | 0 | 0 | 0 | 0 | 0 | 0 | 0 | 0
ENT_2_TVA_Transmission | ENT | TVA_Transmission | 2025 | B3 | 75 | 0 | 2100 | 0 | 0 | 0 | 0 | 0 | 0 | 0 | 0 | 0 | 0 | 0
ENT_2_TVA_Transmission | ENT | TVA_Transmission | 2025 | B4 | 100 | 0 | 2100 | 0 | 0 | 0 | 0 | 0 | 0 | 0 | 0 | 0 | 0 | 0
ENT_2_TVA_Transmission | ENT | TVA_Transmission | 2025 | B5 | 200 | 0 | 2100 | 0 | 0 | 0 | 0 | 0 | 0 | 0 | 0 | 0 | 0 | 0
ENT_2_TVA_Transmission | ENT | TVA_Transmission | 2025 | B6 | 300 | 0 | 2100 | 0 | 0 | 0 | 0 | 0 | 0 | 0 | 0 | 0 | 0 | 0
ENT_2_TVA_Transmission | ENT | TVA_Transmission | 2025 | B7 | 400 | 0 | 2100 | 0 | 0 | 0 | 0 | 0 | 0 | 0 | 0 | 0 | 0 | 0
ENT_2_TVA_Transmission | ENT | TVA_Transmission | 2025 | B8 | 500 | 0 | 2100 | 0 | 0 | 0 | 0 | 0 | 0 | 0 | 0 | 0 | 0 | 0
ENT_2_TVA_Transmission | ENT | TVA_Transmission | 2025 | B9 | 800 | 0 | 2100 | 0 | 0 | 0 | 0 | 0 | 0 | 0 | 0 | 0 | 0 | 0
ENT_2_TVA_Transmission | ENT | TVA_Transmission | 2025 | B10 | 1262 | 0 | 2100 | 0 | 0 | 0 | 0 | 0 | 0 | 0 | 0 | 0 | 0 | 0
ENT_2_TVA_Transmission | ENT | TVA_Transmission | 2025 | B11 | 25 | 0 | 2100 | 0 | 0 | 0 | 0 | 0 | 0 | 0 | 0 | 0 | 0 | 0
ENT_2_TVA_Transmission | ENT | TVA_Transmission | 2025 | B12 | 200 | 0 | 2100 | 0 | 0 | 0 | 0 | 0 | 0 | 0 | 0 | 0 | 0 | 0
ENT_2_TVA_Transmission | ENT | TVA_Transmission | 2025 | B13 | 600 | 0 | 2100 | 0 | 0 | 0 | 0 | 0 | 0 | 0 | 0 | 0 | 0 | 0
ENT_2_TVA_Transmission | ENT | TVA_Transmission | 2025 | B14 | 900 | 0 | 2100 | 0 | 0 | 0 | 0 | 0 | 0 | 0 | 0 | 0 | 0 | 0
ENT_2_TVA_Transmission | ENT | TVA_Transmission | 2025 | B15 | 1203 | 0 | 2100 | 0 | 0 | 0 | 0 | 0 | 0 | 0 | 0 | 0 | 0 | 0
ENT_2_TVA_Transmission | ENT | TVA_Transmission | 2025 | B16 | 25 | 0 | 2100 | 0 | 0 | 0 | 0 | 0 | 0 | 0 | 0 | 0 | 0 | 0
ENT_2_TVA_Transmission | ENT | TVA_Transmission | 2025 | B17 | 100 | 0 | 2100 | 0 | 0 | 0 | 0 | 0 | 0 | 0 | 0 | 0 | 0 | 0
ENT_2_TVA_Transmission | ENT | TVA_Transmission | 2025 | B18 | 400 | 0 | 2100 | 0 | 0 | 0 | 0 | 0 | 0 | 0 | 0 | 0 | 0 | 0
ENT_2_TVA_Transmission | ENT | TVA_Transmission | 2025 | B19 | 700 | 0 | 2100 | 0 | 0 | 0 | 0 | 0 | 0 | 0 | 0 | 0 | 0 | 0
ENT_2_TVA_Transmission | ENT | TVA_Transmission | 2025 | B20 | 935 | 0 | 2100 | 0 | 0 | 0 | 0 | 0 | 0 | 0 | 0 | 0 | 0 | 0
ENT_2_TVA_Transmission | ENT | TVA_Transmission | 2030 | B1 | 10 | 0 | 2100 | 496.6 | 0 | 0 | 0 | 0 | 0 | 0 | 0 | 0 | 0 | 0
ENT_2_TVA_Transmission | ENT | TVA_Transmission | 2030 | B2 | 25 | 0 | 2100 | 0 | 0 | 0 | 0 | 0 | 0 | 0 | 0 | 0 | 0 | 0
ENT_2_TVA_Transmission | ENT | TVA_Transmission | 2030 | B3 | 75 | 0 | 2100 | 0 | 0 | 0 | 0 | 0 | 0 | 0 | 0 | 0 | 0 | 0
ENT_2_TVA_Transmission | ENT | TVA_Transmission | 2030 | B4 | 100 | 0 | 2100 | 0 | 0 | 0 | 0 | 0 | 0 | 0 | 0 | 0 | 0 | 0
ENT_2_TVA_Transmission | ENT | TVA_Transmission | 2030 | B5 | 200 | 0 | 2100 | 0 | 0 | 0 | 0 | 0 | 0 | 0 | 0 | 0 | 0 | 0
ENT_2_TVA_Transmission | ENT | TVA_Transmission | 2030 | B6 | 300 | 0 | 2100 | 0 | 0 | 0 | 0 | 0 | 0 | 0 | 0 | 0 | 0 | 0
ENT_2_TVA_Transmission | ENT | TVA_Transmission | 2030 | B7 | 400 | 0 | 2100 | 0 | 0 | 0 | 0 | 0 | 0 | 0 | 0 | 0 | 0 | 0
ENT_2_TVA_Transmission | ENT | TVA_Transmission | 2030 | B8 | 500 | 0 | 2100 | 0 | 0 | 0 | 0 | 0 | 0 | 0 | 0 | 0 | 0 | 0
ENT_2_TVA_Transmission | ENT | TVA_Transmission | 2030 | B9 | 800 | 0 | 2100 | 0 | 0 | 0 | 0 | 0 | 0 | 0 | 0 | 0 | 0 | 0
ENT_2_TVA_Transmission | ENT | TVA_Transmission | 2030 | B10 | 1262 | 0 | 2100 | 0 | 0 | 0 | 0 | 0 | 0 | 0 | 0 | 0 | 0 | 0
ENT_2_TVA_Transmission | ENT | TVA_Transmission | 2030 | B11 | 25 | 0 | 2100 | 0 | 0 | 0 | 0 | 0 | 0 | 0 | 0 | 0 | 0 | 0
ENT_2_TVA_Transmission | ENT | TVA_Transmission | 2030 | B12 | 200 | 0 | 2100 | 0 | 0 | 0 | 0 | 0 | 0 | 0 | 0 | 0 | 0 | 0
ENT_2_TVA_Transmission | ENT | TVA_Transmission | 2030 | B13 | 600 | 0 | 2100 | 0 | 0 | 0 | 0 | 0 | 0 | 0 | 0 | 0 | 0 | 0
ENT_2_TVA_Transmission | ENT | TVA_Transmission | 2030 | B14 | 900 | 0 | 2100 | 0 | 0 | 0 | 0 | 0 | 0 | 0 | 0 | 0 | 0 | 0
ENT_2_TVA_Transmission | ENT | TVA_Transmission | 2030 | B15 | 1203 | 0 | 2100 | 0 | 0 | 0 | 0 | 0 | 0 | 0 | 0 | 0 | 0 | 0
ENT_2_TVA_Transmission | ENT | TVA_Transmission | 2030 | B16 | 25 | 0 | 2100 | 0 | 0 | 0 | 0 | 0 | 0 | 0 | 0 | 0 | 0 | 0
ENT_2_TVA_Transmission | ENT | TVA_Transmission | 2030 | B17 | 100 | 0 | 2100 | 0 | 0 | 0 | 0 | 0 | 0 | 0 | 0 | 0 | 0 | 0
ENT_2_TVA_Transmission | ENT | TVA_Transmission | 2030 | B18 | 400 | 0 | 2100 | 0 | 0 | 0 | 0 | 0 | 0 | 0 | 0 | 0 | 0 | 0
ENT_2_TVA_Transmission | ENT | TVA_Transmission | 2030 | B19 | 700 | 0 | 2100 | 0 | 0 | 0 | 0 | 0 | 0 | 0 | 0 | 0 | 0 | 0
ENT_2_TVA_Transmission | ENT | TVA_Transmission | 2030 | B20 | 935 | 0 | 2100 | 0 | 0 | 0 | 0 | 0 | 0 | 0 | 0 | 0 | 0 | 0
ENT_2_TVA_Transmission | ENT | TVA_Transmission | 2035 | B1 | 10 | 0 | 2100 | 0 | 0 | 0 | 0 | 0 | 0 | 0 | 0 | 0 | 0 | 0
ENT_2_TVA_Transmission | ENT | TVA_Transmission | 2035 | B2 | 25 | 0 | 2100 | 0 | 0 | 0 | 0 | 0 | 0 | 0 | 0 | 0 | 0 | 0
ENT_2_TVA_Transmission | ENT | TVA_Transmission | 2035 | B3 | 75 | 0 | 2100 | 0 | 0 | 0 | 0 | 0 | 0 | 0 | 0 | 0 | 0 | 0
ENT_2_TVA_Transmission | ENT | TVA_Transmission | 2035 | B4 | 100 | 0 | 2100 | 0 | 0 | 0 | 0 | 0 | 0 | 0 | 0 | 0 | 0 | 0
ENT_2_TVA_Transmission | ENT | TVA_Transmission | 2035 | B5 | 200 | 0 | 2100 | 0 | 0 | 0 | 0 | 0 | 0 | 0 | 0 | 0 | 0 | 0
ENT_2_TVA_Transmission | ENT | TVA_Transmission | 2035 | B6 | 300 | 0 | 2100 | 0 | 0 | 0 | 0 | 0 | 0 | 0 | 0 | 0 | 0 | 0
ENT_2_TVA_Transmission | ENT | TVA_Transmission | 2035 | B7 | 400 | 0 | 2100 | 0 | 0 | 0 | 0 | 0 | 0 | 0 | 0 | 0 | 0 | 0
ENT_2_TVA_Transmission | ENT | TVA_Transmission | 2035 | B8 | 500 | 0 | 2100 | 0 | 0 | 0 | 0 | 0 | 0 | 0 | 0 | 0 | 0 | 0
ENT_2_TVA_Transmission | ENT | TVA_Transmission | 2035 | B9 | 800 | 0 | 2100 | 0 | 0 | 0 | 0 | 0 | 0 | 0 | 0 | 0 | 0 | 0
ENT_2_TVA_Transmission | ENT | TVA_Transmission | 2035 | B10 | 1262 | 0 | 2100 | 0 | 0 | 0 | 0 | 0 | 0 | 0 | 0 | 0 | 0 | 0
ENT_2_TVA_Transmission | ENT | TVA_Transmission | 2035 | B11 | 25 | 0 | 2100 | 0 | 0 | 0 | 0 | 0 | 0 | 0 | 0 | 0 | 0 | 0
ENT_2_TVA_Transmission | ENT | TVA_Transmission | 2035 | B12 | 200 | 0 | 2100 | 0 | 0 | 0 | 0 | 0 | 0 | 0 | 0 | 0 | 0 | 0
ENT_2_TVA_Transmission | ENT | TVA_Transmission | 2035 | B13 | 600 | 0 | 2100 | 0 | 0 | 0 | 0 | 0 | 0 | 0 | 0 | 0 | 0 | 0
ENT_2_TVA_Transmission | ENT | TVA_Transmission | 2035 | B14 | 900 | 0 | 2100 | 0 | 0 | 0 | 0 | 0 | 0 | 0 | 0 | 0 | 0 | 0
ENT_2_TVA_Transmission | ENT | TVA_Transmission | 2035 | B15 | 1203 | 0 | 2100 | 0 | 0 | 0 | 0 | 0 | 0 | 0 | 0 | 0 | 0 | 0
ENT_2_TVA_Transmission | ENT | TVA_Transmission | 2035 | B16 | 25 | 0 | 2100 | 542.43 | 0 | 0 | 0 | 0 | 0 | 0 | 0 | 0 | 0 | 0
ENT_2_TVA_Transmission | ENT | TVA_Transmission | 2035 | B17 | 100 | 0 | 2100 | 0 | 0 | 0 | 0 | 0 | 0 | 0 | 0 | 0 | 0 | 0
ENT_2_TVA_Transmission | ENT | TVA_Transmission | 2035 | B18 | 400 | 0 | 2100 | 0 | 0 | 0 | 0 | 0 | 0 | 0 | 0 | 0 | 0 | 0
ENT_2_TVA_Transmission | ENT | TVA_Transmission | 2035 | B19 | 700 | 0 | 2100 | 0 | 0 | 0 | 0 | 0 | 0 | 0 | 0 | 0 | 0 | 0
ENT_2_TVA_Transmission | ENT | TVA_Transmission | 2035 | B20 | 935 | 0 | 2100 | 0 | 0 | 0 | 0 | 0 | 0 | 0 | 0 | 0 | 0 | 0
ENT_2_TVA_Transmission | ENT | TVA_Transmission | 2040 | B1 | 10 | 0 | 2100 | 0 | 0 | 0 | 0 | 0 | 0 | 0 | 0 | 0 | 0 | 0
ENT_2_TVA_Transmission | ENT | TVA_Transmission | 2040 | B2 | 25 | 0 | 2100 | 0 | 0 | 0 | 0 | 0 | 0 | 0 | 0 | 0 | 0 | 0
ENT_2_TVA_Transmission | ENT | TVA_Transmission | 2040 | B3 | 75 | 0 | 2100 | 0 | 0 | 0 | 0 | 0 | 0 | 0 | 0 | 0 | 0 | 0
ENT_2_TVA_Transmission | ENT | TVA_Transmission | 2040 | B4 | 100 | 0 | 2100 | 0 | 0 | 0 | 0 | 0 | 0 | 0 | 0 | 0 | 0 | 0
ENT_2_TVA_Transmission | ENT | TVA_Transmission | 2040 | B5 | 200 | 0 | 2100 | 0 | 0 | 0 | 0 | 0 | 0 | 0 | 0 | 0 | 0 | 0
ENT_2_TVA_Transmission | ENT | TVA_Transmission | 2040 | B6 | 300 | 0 | 2100 | 0 | 0 | 0 | 0 | 0 | 0 | 0 | 0 | 0 | 0 | 0
ENT_2_TVA_Transmission | ENT | TVA_Transmission | 2040 | B7 | 400 | 0 | 2100 | 0 | 0 | 0 | 0 | 0 | 0 | 0 | 0 | 0 | 0 | 0
ENT_2_TVA_Transmission | ENT | TVA_Transmission | 2040 | B8 | 500 | 0 | 2100 | 0 | 0 | 0 | 0 | 0 | 0 | 0 | 0 | 0 | 0 | 0
ENT_2_TVA_Transmission | ENT | TVA_Transmission | 2040 | B9 | 800 | 0 | 2100 | 0 | 0 | 0 | 0 | 0 | 0 | 0 | 0 | 0 | 0 | 0
ENT_2_TVA_Transmission | ENT | TVA_Transmission | 2040 | B10 | 1262 | 0 | 2100 | 0 | 0 | 0 | 0 | 0 | 0 | 0 | 0 | 0 | 0 | 0
ENT_2_TVA_Transmission | ENT | TVA_Transmission | 2040 | B11 | 25 | 0 | 2100 | 0 | 0 | 0 | 0 | 0 | 0 | 0 | 0 | 0 | 0 | 0
ENT_2_TVA_Transmission | ENT | TVA_Transmission | 2040 | B12 | 200 | 0 | 2100 | 0 | 0 | 0 | 0 | 0 | 0 | 0 | 0 | 0 | 0 | 0
ENT_2_TVA_Transmission | ENT | TVA_Transmission | 2040 | B13 | 600 | 0 | 2100 | 0 | 0 | 0 | 0 | 0 | 0 | 0 | 0 | 0 | 0 | 0
ENT_2_TVA_Transmission | ENT | TVA_Transmission | 2040 | B14 | 900 | 0 | 2100 | 0 | 0 | 0 | 0 | 0 | 0 | 0 | 0 | 0 | 0 | 0
ENT_2_TVA_Transmission | ENT | TVA_Transmission | 2040 | B15 | 1203 | 0 | 2100 | 0 | 0 | 0 | 0 | 0 | 0 | 0 | 0 | 0 | 0 | 0
ENT_2_TVA_Transmission | ENT | TVA_Transmission | 2040 | B16 | 25 | 0 | 2100 | 0 | 0 | 0 | 0 | 0 | 0 | 0 | 0 | 0 | 0 | 0
ENT_2_TVA_Transmission | ENT | TVA_Transmission | 2040 | B17 | 100 | 0 | 2100 | 0 | 0 | 0 | 0 | 0 | 0 | 0 | 0 | 0 | 0 | 0
ENT_2_TVA_Transmission | ENT | TVA_Transmission | 2040 | B18 | 400 | 0 | 2100 | 0 | 0 | 0 | 0 | 0 | 0 | 0 | 0 | 0 | 0 | 0
ENT_2_TVA_Transmission | ENT | TVA_Transmission | 2040 | B19 | 700 | 0 | 2100 | 0 | 0 | 0 | 0 | 0 | 0 | 0 | 0 | 0 | 0 | 0
ENT_2_TVA_Transmission | ENT | TVA_Transmission | 2040 | B20 | 935 | 0 | 2100 | 0 | 0 | 0 | 0 | 0 | 0 | 0 | 0 | 0 | 0 | 0
ENT_2_TVA_Transmission | ENT | TVA_Transmission | 2045 | B1 | 10 | 0 | 2100 | 296.59 | 0 | 84.93 | 0 | 0 | 0 | 0 | 0 | 0 | 0 | 0
ENT_2_TVA_Transmission | ENT | TVA_Transmission | 2045 | B2 | 25 | 0 | 2100 | 210.58 | 0 | 0 | 0 | 0 | 0 | 0 | 0 | 0 | 0 | 0
ENT_2_TVA_Transmission | ENT | TVA_Transmission | 2045 | B3 | 75 | 0 | 2100 | 0 | 0 | 0 | 0 | 0 | 0 | 0 | 0 | 0 | 0 | 0
ENT_2_TVA_Transmission | ENT | TVA_Transmission | 2045 | B4 | 100 | 0 | 2100 | 0 | 0 | 0 | 0 | 0 | 0 | 0 | 0 | 0 | 0 | 0
ENT_2_TVA_Transmission | ENT | TVA_Transmission | 2045 | B5 | 200 | 0 | 2100 | 0 | 0 | 0 | 0 | 0 | 0 | 0 | 0 | 0 | 0 | 0
ENT_2_TVA_Transmission | ENT | TVA_Transmission | 2045 | B6 | 300 | 0 | 2100 | 0 | 0 | 0 | 0 | 0 | 0 | 0 | 0 | 0 | 0 | 0
ENT_2_TVA_Transmission | ENT | TVA_Transmission | 2045 | B7 | 400 | 0 | 2100 | 0 | 0 | 0 | 0 | 0 | 0 | 0 | 0 | 0 | 0 | 0
ENT_2_TVA_Transmission | ENT | TVA_Transmission | 2045 | B8 | 500 | 0 | 2100 | 0 | 0 | 0 | 0 | 0 | 0 | 0 | 0 | 0 | 0 | 0
ENT_2_TVA_Transmission | ENT | TVA_Transmission | 2045 | B9 | 800 | 0 | 2100 | 0 | 0 | 0 | 0 | 0 | 0 | 0 | 0 | 0 | 0 | 0
ENT_2_TVA_Transmission | ENT | TVA_Transmission | 2045 | B10 | 1262 | 0 | 2100 | 0 | 0 | 0 | 0 | 0 | 0 | 0 | 0 | 0 | 0 | 0
ENT_2_TVA_Transmission | ENT | TVA_Transmission | 2045 | B11 | 25 | 0 | 2100 | 0 | 0 | 0 | 0 | 0 | 0 | 0 | 0 | 0 | 0 | 0
ENT_2_TVA_Transmission | ENT | TVA_Transmission | 2045 | B12 | 200 | 0 | 2100 | 0 | 0 | 0 | 0 | 0 | 0 | 0 | 0 | 0 | 0 | 0
ENT_2_TVA_Transmission | ENT | TVA_Transmission | 2045 | B13 | 600 | 0 | 2100 | 0 | 0 | 0 | 0 | 0 | 0 | 0 | 0 | 0 | 0 | 0
ENT_2_TVA_Transmission | ENT | TVA_Transmission | 2045 | B14 | 900 | 0 | 2100 | 0 | 0 | 0 | 0 | 0 | 0 | 0 | 0 | 0 | 0 | 0
ENT_2_TVA_Transmission | ENT | TVA_Transmission | 2045 | B15 | 1203 | 0 | 2100 | 0 | 0 | 0 | 0 | 0 | 0 | 0 | 0 | 0 | 0 | 0
ENT_2_TVA_Transmission | ENT | TVA_Transmission | 2045 | B16 | 25 | 0 | 2100 | 1344.36 | 0 | 0 | 0 | 0 | 0 | 0 | 0 | 0 | 0 | 0
ENT_2_TVA_Transmission | ENT | TVA_Transmission | 2045 | B17 | 100 | 0 | 2100 | 0 | 0 | 0 | 0 | 0 | 0 | 0 | 0 | 0 | 0 | 0
ENT_2_TVA_Transmission | ENT | TVA_Transmission | 2045 | B18 | 400 | 0 | 2100 | 0 | 0 | 0 | 0 | 0 | 0 | 0 | 0 | 0 | 0 | 0
ENT_2_TVA_Transmission | ENT | TVA_Transmission | 2045 | B19 | 700 | 0 | 2100 | 0 | 0 | 0 | 0 | 0 | 0 | 0 | 0 | 0 | 0 | 0
ENT_2_TVA_Transmission | ENT | TVA_Transmission | 2045 | B20 | 935 | 0 | 2100 | 0 | 0 | 0 | 0 | 0 | 0 | 0 | 0 | 0 | 0 | 0
ENT_2_TVA_Transmission | ENT | TVA_Transmission | 2050 | B1 | 10 | 0 | 2100 | 0 | 0 | 1207.53 | 0 | 0 | 0 | 0 | 0 | 0 | 0 | 0
ENT_2_TVA_Transmission | ENT | TVA_Transmission | 2050 | B2 | 25 | 0 | 2100 | 0 | 0 | 0 | 0 | 0 | 0 | 0 | 0 | 0 | 0 | 0
ENT_2_TVA_Transmission | ENT | TVA_Transmission | 2050 | B3 | 75 | 0 | 2100 | 0 | 0 | 0 | 0 | 0 | 0 | 0 | 0 | 0 | 0 | 0
ENT_2_TVA_Transmission | ENT | TVA_Transmission | 2050 | B4 | 100 | 0 | 2100 | 0 | 0 | 0 | 0 | 0 | 0 | 0 | 0 | 0 | 0 | 0
ENT_2_TVA_Transmission | ENT | TVA_Transmission | 2050 | B5 | 200 | 0 | 2100 | 0 | 0 | 0 | 0 | 0 | 0 | 0 | 0 | 0 | 0 | 0
ENT_2_TVA_Transmission | ENT | TVA_Transmission | 2050 | B6 | 300 | 0 | 2100 | 0 | 0 | 0 | 0 | 0 | 0 | 0 | 0 | 0 | 0 | 0
ENT_2_TVA_Transmission | ENT | TVA_Transmission | 2050 | B7 | 400 | 0 | 2100 | 0 | 0 | 0 | 0 | 0 | 0 | 0 | 0 | 0 | 0 | 0
ENT_2_TVA_Transmission | ENT | TVA_Transmission | 2050 | B8 | 500 | 0 | 2100 | 0 | 0 | 0 | 0 | 0 | 0 | 0 | 0 | 0 | 0 | 0
ENT_2_TVA_Transmission | ENT | TVA_Transmission | 2050 | B9 | 800 | 0 | 2100 | 0 | 0 | 0 | 0 | 0 | 0 | 0 | 0 | 0 | 0 | 0
ENT_2_TVA_Transmission | ENT | TVA_Transmission | 2050 | B10 | 1262 | 0 | 2100 | 0 | 0 | 0 | 0 | 0 | 0 | 0 | 0 | 0 | 0 | 0
ENT_2_TVA_Transmission | ENT | TVA_Transmission | 2050 | B11 | 25 | 0 | 2100 | 0 | 0 | 0 | 0 | 0 | 0 | 0 | 0 | 0 | 0 | 0
ENT_2_TVA_Transmission | ENT | TVA_Transmission | 2050 | B12 | 200 | 0 | 2100 | 0 | 0 | 0 | 0 | 0 | 0 | 0 | 0 | 0 | 0 | 0
ENT_2_TVA_Transmission | ENT | TVA_Transmission | 2050 | B13 | 600 | 0 | 2100 | 0 | 0 | 0 | 0 | 0 | 0 | 0 | 0 | 0 | 0 | 0
ENT_2_TVA_Transmission | ENT | TVA_Transmission | 2050 | B14 | 900 | 0 | 2100 | 0 | 0 | 0 | 0 | 0 | 0 | 0 | 0 | 0 | 0 | 0
ENT_2_TVA_Transmission | ENT | TVA_Transmission | 2050 | B15 | 1203 | 0 | 2100 | 0 | 0 | 0 | 0 | 0 | 0 | 0 | 0 | 0 | 0 | 0
ENT_2_TVA_Transmission | ENT | TVA_Transmission | 2050 | B16 | 25 | 0 | 2100 | 1162.76 | 0 | 0 | 0 | 0 | 0 | 0 | 0 | 0 | 0 | 0
ENT_2_TVA_Transmission | ENT | TVA_Transmission | 2050 | B17 | 100 | 0 | 2100 | 0 | 0 | 0 | 0 | 0 | 0 | 0 | 0 | 0 | 0 | 0
ENT_2_TVA_Transmission | ENT | TVA_Transmission | 2050 | B18 | 400 | 0 | 2100 | 0 | 0 | 0 | 0 | 0 | 0 | 0 | 0 | 0 | 0 | 0
ENT_2_TVA_Transmission | ENT | TVA_Transmission | 2050 | B19 | 700 | 0 | 2100 | 0 | 0 | 0 | 0 | 0 | 0 | 0 | 0 | 0 | 0 | 0
ENT_2_TVA_Transmission | ENT | TVA_Transmission | 2050 | B20 | 935 | 0 | 2100 | 0 | 0 | 0 | 0 | 0 | 0 | 0 | 0 | 0 | 0 | 0
FRCC_2_SOCO | FRCC | SOCO | 2015 | B1 | 10 | 0 | 900 | 0 | 0 | 0 | 0 | 0 | 0 | 0 | 0 | 0 | 0 | 0
FRCC_2_SOCO | FRCC | SOCO | 2015 | B2 | 25 | 0 | 900 | 0 | 0 | 0 | 0 | 0 | 0 | 0 | 0 | 0 | 0 | 0
FRCC_2_SOCO | FRCC | SOCO | 2015 | B3 | 75 | 0 | 900 | 0 | 0 | 0 | 0 | 0 | 0 | 0 | 0 | 0 | 0 | 0
FRCC_2_SOCO | FRCC | SOCO | 2015 | B4 | 100 | 0 | 900 | 0 | 0 | 0 | 0 | 0 | 0 | 0 | 0 | 0 | 0 | 0
FRCC_2_SOCO | FRCC | SOCO | 2015 | B5 | 200 | 0 | 900 | 0 | 0 | 0 | 0 | 0 | 0 | 0 | 0 | 0 | 0 | 0
FRCC_2_SOCO | FRCC | SOCO | 2015 | B6 | 300 | 0 | 900 | 0 | 0 | 0 | 0 | 0 | 0 | 0 | 0 | 0 | 0 | 0
FRCC_2_SOCO | FRCC | SOCO | 2015 | B7 | 400 | 0 | 900 | 0 | 0 | 0 | 0 | 0 | 0 | 0 | 0 | 0 | 0 | 0
FRCC_2_SOCO | FRCC | SOCO | 2015 | B8 | 500 | 0 | 900 | 0 | 0 | 0 | 0 | 0 | 0 | 0 | 0 | 0 | 0 | 0
FRCC_2_SOCO | FRCC | SOCO | 2015 | B9 | 800 | 0 | 900 | 0 | 0 | 0 | 0 | 0 | 0 | 0 | 0 | 0 | 0 | 0
FRCC_2_SOCO | FRCC | SOCO | 2015 | B10 | 1262 | 0 | 900 | 0 | 0 | 0 | 0 | 0 | 0 | 0 | 0 | 0 | 0 | 0
FRCC_2_SOCO | FRCC | SOCO | 2015 | B11 | 25 | 0 | 900 | 0 | 0 | 0 | 0 | 0 | 0 | 0 | 0 | 0 | 0 | 0
FRCC_2_SOCO | FRCC | SOCO | 2015 | B12 | 200 | 0 | 900 | 0 | 0 | 0 | 0 | 0 | 0 | 0 | 0 | 0 | 0 | 0
FRCC_2_SOCO | FRCC | SOCO | 2015 | B13 | 600 | 0 | 900 | 0 | 0 | 0 | 0 | 0 | 0 | 0 | 0 | 0 | 0 | 0
FRCC_2_SOCO | FRCC | SOCO | 2015 | B14 | 900 | 0 | 900 | 0 | 0 | 0 | 0 | 0 | 0 | 0 | 0 | 0 | 0 | 0
FRCC_2_SOCO | FRCC | SOCO | 2015 | B15 | 1203 | 0 | 900 | 0 | 0 | 0 | 0 | 0 | 0 | 0 | 0 | 0 | 0 | 0
FRCC_2_SOCO | FRCC | SOCO | 2015 | B16 | 25 | 0 | 900 | 0 | 0 | 0 | 0 | 0 | 0 | 0 | 0 | 0 | 0 | 0
FRCC_2_SOCO | FRCC | SOCO | 2015 | B17 | 100 | 0 | 900 | 0 | 0 | 0 | 0 | 0 | 0 | 0 | 0 | 0 | 0 | 0
FRCC_2_SOCO | FRCC | SOCO | 2015 | B18 | 400 | 0 | 900 | 0 | 0 | 0 | 0 | 0 | 0 | 0 | 0 | 0 | 0 | 0
FRCC_2_SOCO | FRCC | SOCO | 2015 | B19 | 700 | 0 | 900 | 0 | 0 | 0 | 0 | 0 | 0 | 0 | 0 | 0 | 0 | 0
FRCC_2_SOCO | FRCC | SOCO | 2015 | B20 | 935 | 0 | 900 | 0 | 0 | 0 | 0 | 0 | 0 | 0 | 0 | 0 | 0 | 0
FRCC_2_SOCO | FRCC | SOCO | 2020 | B1 | 10 | 0 | 900 | 0 | 0 | 0 | 0 | 0 | 0 | 0 | 0 | 0 | 0 | 0
FRCC_2_SOCO | FRCC | SOCO | 2020 | B2 | 25 | 0 | 900 | 0 | 0 | 0 | 0 | 0 | 0 | 0 | 0 | 0 | 0 | 0
FRCC_2_SOCO | FRCC | SOCO | 2020 | B3 | 75 | 0 | 900 | 0 | 0 | 0 | 0 | 0 | 0 | 0 | 0 | 0 | 0 | 0
FRCC_2_SOCO | FRCC | SOCO | 2020 | B4 | 100 | 0 | 900 | 0 | 0 | 0 | 0 | 0 | 0 | 0 | 0 | 0 | 0 | 0
FRCC_2_SOCO | FRCC | SOCO | 2020 | B5 | 200 | 0 | 900 | 0 | 0 | 0 | 0 | 0 | 0 | 0 | 0 | 0 | 0 | 0
FRCC_2_SOCO | FRCC | SOCO | 2020 | B6 | 300 | 0 | 900 | 0 | 0 | 0 | 0 | 0 | 0 | 0 | 0 | 0 | 0 | 0
FRCC_2_SOCO | FRCC | SOCO | 2020 | B7 | 400 | 0 | 900 | 0 | 0 | 0 | 0 | 0 | 0 | 0 | 0 | 0 | 0 | 0
FRCC_2_SOCO | FRCC | SOCO | 2020 | B8 | 500 | 0 | 900 | 0 | 0 | 0 | 0 | 0 | 0 | 0 | 0 | 0 | 0 | 0
FRCC_2_SOCO | FRCC | SOCO | 2020 | B9 | 800 | 0 | 900 | 0 | 0 | 0 | 0 | 0 | 0 | 0 | 0 | 0 | 0 | 0
FRCC_2_SOCO | FRCC | SOCO | 2020 | B10 | 1262 | 0 | 900 | 0 | 0 | 0 | 0 | 0 | 0 | 0 | 0 | 0 | 0 | 0
FRCC_2_SOCO | FRCC | SOCO | 2020 | B11 | 25 | 0 | 900 | 0 | 0 | 0 | 0 | 0 | 0 | 0 | 0 | 0 | 0 | 0
FRCC_2_SOCO | FRCC | SOCO | 2020 | B12 | 200 | 0 | 900 | 0 | 0 | 0 | 0 | 0 | 0 | 0 | 0 | 0 | 0 | 0
FRCC_2_SOCO | FRCC | SOCO | 2020 | B13 | 600 | 0 | 900 | 0 | 0 | 0 | 0 | 0 | 0 | 0 | 0 | 0 | 0 | 0
FRCC_2_SOCO | FRCC | SOCO | 2020 | B14 | 900 | 0 | 900 | 0 | 0 | 0 | 0 | 0 | 0 | 0 | 0 | 0 | 0 | 0
FRCC_2_SOCO | FRCC | SOCO | 2020 | B15 | 1203 | 0 | 900 | 0 | 0 | 0 | 0 | 0 | 0 | 0 | 0 | 0 | 0 | 0
FRCC_2_SOCO | FRCC | SOCO | 2020 | B16 | 25 | 0 | 900 | 0 | 0 | 0 | 0 | 0 | 0 | 0 | 0 | 0 | 0 | 0
FRCC_2_SOCO | FRCC | SOCO | 2020 | B17 | 100 | 0 | 900 | 0 | 0 | 0 | 0 | 0 | 0 | 0 | 0 | 0 | 0 | 0
FRCC_2_SOCO | FRCC | SOCO | 2020 | B18 | 400 | 0 | 900 | 0 | 0 | 0 | 0 | 0 | 0 | 0 | 0 | 0 | 0 | 0
FRCC_2_SOCO | FRCC | SOCO | 2020 | B19 | 700 | 0 | 900 | 0 | 0 | 0 | 0 | 0 | 0 | 0 | 0 | 0 | 0 | 0
FRCC_2_SOCO | FRCC | SOCO | 2020 | B20 | 935 | 0 | 900 | 0 | 0 | 0 | 0 | 0 | 0 | 0 | 0 | 0 | 0 | 0
FRCC_2_SOCO | FRCC | SOCO | 2025 | B1 | 10 | 0 | 900 | 0 | 0 | 0 | 0 | 0 | 0 | 0 | 0 | 0 | 0 | 0
FRCC_2_SOCO | FRCC | SOCO | 2025 | B2 | 25 | 0 | 900 | 0 | 0 | 0 | 0 | 0 | 0 | 0 | 0 | 0 | 0 | 0
FRCC_2_SOCO | FRCC | SOCO | 2025 | B3 | 75 | 0 | 900 | 0 | 0 | 0 | 0 | 0 | 0 | 0 | 0 | 0 | 0 | 0
FRCC_2_SOCO | FRCC | SOCO | 2025 | B4 | 100 | 0 | 900 | 0 | 0 | 0 | 0 | 0 | 0 | 0 | 0 | 0 | 0 | 0
FRCC_2_SOCO | FRCC | SOCO | 2025 | B5 | 200 | 0 | 900 | 0 | 0 | 0 | 0 | 0 | 0 | 0 | 0 | 0 | 0 | 0
FRCC_2_SOCO | FRCC | SOCO | 2025 | B6 | 300 | 0 | 900 | 0 | 0 | 0 | 0 | 0 | 0 | 0 | 0 | 0 | 0 | 0
FRCC_2_SOCO | FRCC | SOCO | 2025 | B7 | 400 | 0 | 900 | 0 | 0 | 0 | 0 | 0 | 0 | 0 | 0 | 0 | 0 | 0
FRCC_2_SOCO | FRCC | SOCO | 2025 | B8 | 500 | 0 | 900 | 0 | 0 | 0 | 0 | 0 | 0 | 0 | 0 | 0 | 0 | 0
FRCC_2_SOCO | FRCC | SOCO | 2025 | B9 | 800 | 0 | 900 | 0 | 0 | 0 | 0 | 0 | 0 | 0 | 0 | 0 | 0 | 0
FRCC_2_SOCO | FRCC | SOCO | 2025 | B10 | 1262 | 0 | 900 | 0 | 0 | 0 | 0 | 0 | 0 | 0 | 0 | 0 | 0 | 0
FRCC_2_SOCO | FRCC | SOCO | 2025 | B11 | 25 | 0 | 900 | 0 | 0 | 0 | 0 | 0 | 0 | 0 | 0 | 0 | 0 | 0
FRCC_2_SOCO | FRCC | SOCO | 2025 | B12 | 200 | 0 | 900 | 0 | 0 | 0 | 0 | 0 | 0 | 0 | 0 | 0 | 0 | 0
FRCC_2_SOCO | FRCC | SOCO | 2025 | B13 | 600 | 0 | 900 | 0 | 0 | 0 | 0 | 0 | 0 | 0 | 0 | 0 | 0 | 0
FRCC_2_SOCO | FRCC | SOCO | 2025 | B14 | 900 | 0 | 900 | 0 | 0 | 0 | 0 | 0 | 0 | 0 | 0 | 0 | 0 | 0
FRCC_2_SOCO | FRCC | SOCO | 2025 | B15 | 1203 | 0 | 900 | 0 | 0 | 0 | 0 | 0 | 0 | 0 | 0 | 0 | 0 | 0
FRCC_2_SOCO | FRCC | SOCO | 2025 | B16 | 25 | 0 | 900 | 0 | 0 | 0 | 0 | 0 | 0 | 0 | 0 | 0 | 0 | 0
FRCC_2_SOCO | FRCC | SOCO | 2025 | B17 | 100 | 0 | 900 | 0 | 0 | 0 | 0 | 0 | 0 | 0 | 0 | 0 | 0 | 0
FRCC_2_SOCO | FRCC | SOCO | 2025 | B18 | 400 | 0 | 900 | 0 | 0 | 0 | 0 | 0 | 0 | 0 | 0 | 0 | 0 | 0
FRCC_2_SOCO | FRCC | SOCO | 2025 | B19 | 700 | 0 | 900 | 0 | 0 | 0 | 0 | 0 | 0 | 0 | 0 | 0 | 0 | 0
FRCC_2_SOCO | FRCC | SOCO | 2025 | B20 | 935 | 0 | 900 | 0 | 0 | 0 | 0 | 0 | 0 | 0 | 0 | 0 | 0 | 0
FRCC_2_SOCO | FRCC | SOCO | 2030 | B1 | 10 | 0 | 900 | 0 | 0 | 0 | 0 | 0 | 0 | 0 | 0 | 0 | 0 | 0
FRCC_2_SOCO | FRCC | SOCO | 2030 | B2 | 25 | 0 | 900 | 0 | 0 | 0 | 0 | 0 | 0 | 0 | 0 | 0 | 0 | 0
FRCC_2_SOCO | FRCC | SOCO | 2030 | B3 | 75 | 0 | 900 | 0 | 0 | 0 | 0 | 0 | 0 | 0 | 0 | 0 | 0 | 0
FRCC_2_SOCO | FRCC | SOCO | 2030 | B4 | 100 | 0 | 900 | 0 | 0 | 0 | 0 | 0 | 0 | 0 | 0 | 0 | 0 | 0
FRCC_2_SOCO | FRCC | SOCO | 2030 | B5 | 200 | 0 | 900 | 0 | 0 | 0 | 0 | 0 | 0 | 0 | 0 | 0 | 0 | 0
FRCC_2_SOCO | FRCC | SOCO | 2030 | B6 | 300 | 0 | 900 | 0 | 0 | 0 | 0 | 0 | 0 | 0 | 0 | 0 | 0 | 0
FRCC_2_SOCO | FRCC | SOCO | 2030 | B7 | 400 | 0 | 900 | 0 | 0 | 0 | 0 | 0 | 0 | 0 | 0 | 0 | 0 | 0
FRCC_2_SOCO | FRCC | SOCO | 2030 | B8 | 500 | 0 | 900 | 0 | 0 | 0 | 0 | 0 | 0 | 0 | 0 | 0 | 0 | 0
FRCC_2_SOCO | FRCC | SOCO | 2030 | B9 | 800 | 0 | 900 | 0 | 0 | 0 | 0 | 0 | 0 | 0 | 0 | 0 | 0 | 0
FRCC_2_SOCO | FRCC | SOCO | 2030 | B10 | 1262 | 0 | 900 | 0 | 0 | 0 | 0 | 0 | 0 | 0 | 0 | 0 | 0 | 0
FRCC_2_SOCO | FRCC | SOCO | 2030 | B11 | 25 | 0 | 900 | 0 | 0 | 0 | 0 | 0 | 0 | 0 | 0 | 0 | 0 | 0
FRCC_2_SOCO | FRCC | SOCO | 2030 | B12 | 200 | 0 | 900 | 0 | 0 | 0 | 0 | 0 | 0 | 0 | 0 | 0 | 0 | 0
FRCC_2_SOCO | FRCC | SOCO | 2030 | B13 | 600 | 0 | 900 | 0 | 0 | 0 | 0 | 0 | 0 | 0 | 0 | 0 | 0 | 0
FRCC_2_SOCO | FRCC | SOCO | 2030 | B14 | 900 | 0 | 900 | 0 | 0 | 0 | 0 | 0 | 0 | 0 | 0 | 0 | 0 | 0
FRCC_2_SOCO | FRCC | SOCO | 2030 | B15 | 1203 | 0 | 900 | 0 | 0 | 0 | 0 | 0 | 0 | 0 | 0 | 0 | 0 | 0
FRCC_2_SOCO | FRCC | SOCO | 2030 | B16 | 25 | 0 | 900 | 0 | 0 | 0 | 0 | 0 | 0 | 0 | 0 | 0 | 0 | 0
FRCC_2_SOCO | FRCC | SOCO | 2030 | B17 | 100 | 0 | 900 | 0 | 0 | 0 | 0 | 0 | 0 | 0 | 0 | 0 | 0 | 0
FRCC_2_SOCO | FRCC | SOCO | 2030 | B18 | 400 | 0 | 900 | 0 | 0 | 0 | 0 | 0 | 0 | 0 | 0 | 0 | 0 | 0
FRCC_2_SOCO | FRCC | SOCO | 2030 | B19 | 700 | 0 | 900 | 0 | 0 | 0 | 0 | 0 | 0 | 0 | 0 | 0 | 0 | 0
FRCC_2_SOCO | FRCC | SOCO | 2030 | B20 | 935 | 0 | 900 | 0 | 0 | 0 | 0 | 0 | 0 | 0 | 0 | 0 | 0 | 0
FRCC_2_SOCO | FRCC | SOCO | 2035 | B1 | 10 | 0 | 900 | 0 | 0 | 0 | 0 | 0 | 0 | 0 | 0 | 0 | 0 | 0
FRCC_2_SOCO | FRCC | SOCO | 2035 | B2 | 25 | 0 | 900 | 0 | 0 | 0 | 0 | 0 | 0 | 0 | 0 | 0 | 0 | 0
FRCC_2_SOCO | FRCC | SOCO | 2035 | B3 | 75 | 0 | 900 | 0 | 0 | 0 | 0 | 0 | 0 | 0 | 0 | 0 | 0 | 0
FRCC_2_SOCO | FRCC | SOCO | 2035 | B4 | 100 | 0 | 900 | 0 | 0 | 0 | 0 | 0 | 0 | 0 | 0 | 0 | 0 | 0
FRCC_2_SOCO | FRCC | SOCO | 2035 | B5 | 200 | 0 | 900 | 0 | 0 | 0 | 0 | 0 | 0 | 0 | 0 | 0 | 0 | 0
FRCC_2_SOCO | FRCC | SOCO | 2035 | B6 | 300 | 0 | 900 | 0 | 0 | 0 | 0 | 0 | 0 | 0 | 0 | 0 | 0 | 0
FRCC_2_SOCO | FRCC | SOCO | 2035 | B7 | 400 | 0 | 900 | 0 | 0 | 0 | 0 | 0 | 0 | 0 | 0 | 0 | 0 | 0
FRCC_2_SOCO | FRCC | SOCO | 2035 | B8 | 500 | 0 | 900 | 0 | 0 | 0 | 0 | 0 | 0 | 0 | 0 | 0 | 0 | 0
FRCC_2_SOCO | FRCC | SOCO | 2035 | B9 | 800 | 0 | 900 | 0 | 0 | 0 | 0 | 0 | 0 | 0 | 0 | 0 | 0 | 0
FRCC_2_SOCO | FRCC | SOCO | 2035 | B10 | 1262 | 0 | 900 | 0 | 0 | 0 | 0 | 0 | 0 | 0 | 0 | 0 | 0 | 0
FRCC_2_SOCO | FRCC | SOCO | 2035 | B11 | 25 | 0 | 900 | 0 | 0 | 0 | 0 | 0 | 0 | 0 | 0 | 0 | 0 | 0
FRCC_2_SOCO | FRCC | SOCO | 2035 | B12 | 200 | 0 | 900 | 0 | 0 | 0 | 0 | 0 | 0 | 0 | 0 | 0 | 0 | 0
FRCC_2_SOCO | FRCC | SOCO | 2035 | B13 | 600 | 0 | 900 | 0 | 0 | 0 | 0 | 0 | 0 | 0 | 0 | 0 | 0 | 0
FRCC_2_SOCO | FRCC | SOCO | 2035 | B14 | 900 | 0 | 900 | 0 | 0 | 0 | 0 | 0 | 0 | 0 | 0 | 0 | 0 | 0
FRCC_2_SOCO | FRCC | SOCO | 2035 | B15 | 1203 | 0 | 900 | 0 | 0 | 0 | 0 | 0 | 0 | 0 | 0 | 0 | 0 | 0
FRCC_2_SOCO | FRCC | SOCO | 2035 | B16 | 25 | 0 | 900 | 0 | 0 | 0 | 0 | 0 | 0 | 0 | 0 | 0 | 0 | 0
FRCC_2_SOCO | FRCC | SOCO | 2035 | B17 | 100 | 0 | 900 | 0 | 0 | 0 | 0 | 0 | 0 | 0 | 0 | 0 | 0 | 0
FRCC_2_SOCO | FRCC | SOCO | 2035 | B18 | 400 | 0 | 900 | 0 | 0 | 0 | 0 | 0 | 0 | 0 | 0 | 0 | 0 | 0
FRCC_2_SOCO | FRCC | SOCO | 2035 | B19 | 700 | 0 | 900 | 0 | 0 | 0 | 0 | 0 | 0 | 0 | 0 | 0 | 0 | 0
FRCC_2_SOCO | FRCC | SOCO | 2035 | B20 | 935 | 0 | 900 | 0 | 0 | 0 | 0 | 0 | 0 | 0 | 0 | 0 | 0 | 0
FRCC_2_SOCO | FRCC | SOCO | 2040 | B1 | 10 | 0 | 900 | 0 | 0 | 0 | 0 | 0 | 0 | 0 | 0 | 0 | 0 | 0
FRCC_2_SOCO | FRCC | SOCO | 2040 | B2 | 25 | 0 | 900 | 0 | 0 | 0 | 0 | 0 | 0 | 0 | 0 | 0 | 0 | 0
FRCC_2_SOCO | FRCC | SOCO | 2040 | B3 | 75 | 0 | 900 | 0 | 0 | 0 | 0 | 0 | 0 | 0 | 0 | 0 | 0 | 0
FRCC_2_SOCO | FRCC | SOCO | 2040 | B4 | 100 | 0 | 900 | 0 | 0 | 0 | 0 | 0 | 0 | 0 | 0 | 0 | 0 | 0
FRCC_2_SOCO | FRCC | SOCO | 2040 | B5 | 200 | 0 | 900 | 0 | 0 | 0 | 0 | 0 | 0 | 0 | 0 | 0 | 0 | 0
FRCC_2_SOCO | FRCC | SOCO | 2040 | B6 | 300 | 0 | 900 | 0 | 0 | 0 | 0 | 0 | 0 | 0 | 0 | 0 | 0 | 0
FRCC_2_SOCO | FRCC | SOCO | 2040 | B7 | 400 | 0 | 900 | 0 | 0 | 0 | 0 | 0 | 0 | 0 | 0 | 0 | 0 | 0
FRCC_2_SOCO | FRCC | SOCO | 2040 | B8 | 500 | 0 | 900 | 0 | 0 | 0 | 0 | 0 | 0 | 0 | 0 | 0 | 0 | 0
FRCC_2_SOCO | FRCC | SOCO | 2040 | B9 | 800 | 0 | 900 | 0 | 0 | 0 | 0 | 0 | 0 | 0 | 0 | 0 | 0 | 0
FRCC_2_SOCO | FRCC | SOCO | 2040 | B10 | 1262 | 0 | 900 | 0 | 0 | 0 | 0 | 0 | 0 | 0 | 0 | 0 | 0 | 0
FRCC_2_SOCO | FRCC | SOCO | 2040 | B11 | 25 | 0 | 900 | 0 | 0 | 0 | 0 | 0 | 0 | 0 | 0 | 0 | 0 | 0
FRCC_2_SOCO | FRCC | SOCO | 2040 | B12 | 200 | 0 | 900 | 0 | 0 | 0 | 0 | 0 | 0 | 0 | 0 | 0 | 0 | 0
FRCC_2_SOCO | FRCC | SOCO | 2040 | B13 | 600 | 0 | 900 | 0 | 0 | 0 | 0 | 0 | 0 | 0 | 0 | 0 | 0 | 0
FRCC_2_SOCO | FRCC | SOCO | 2040 | B14 | 900 | 0 | 900 | 0 | 0 | 0 | 0 | 0 | 0 | 0 | 0 | 0 | 0 | 0
FRCC_2_SOCO | FRCC | SOCO | 2040 | B15 | 1203 | 0 | 900 | 0 | 0 | 0 | 0 | 0 | 0 | 0 | 0 | 0 | 0 | 0
FRCC_2_SOCO | FRCC | SOCO | 2040 | B16 | 25 | 0 | 900 | 0 | 0 | 0 | 0 | 0 | 0 | 0 | 0 | 0 | 0 | 0
FRCC_2_SOCO | FRCC | SOCO | 2040 | B17 | 100 | 0 | 900 | 0 | 0 | 0 | 0 | 0 | 0 | 0 | 0 | 0 | 0 | 0
FRCC_2_SOCO | FRCC | SOCO | 2040 | B18 | 400 | 0 | 900 | 0 | 0 | 0 | 0 | 0 | 0 | 0 | 0 | 0 | 0 | 0
FRCC_2_SOCO | FRCC | SOCO | 2040 | B19 | 700 | 0 | 900 | 0 | 0 | 0 | 0 | 0 | 0 | 0 | 0 | 0 | 0 | 0
FRCC_2_SOCO | FRCC | SOCO | 2040 | B20 | 935 | 0 | 900 | 0 | 0 | 0 | 0 | 0 | 0 | 0 | 0 | 0 | 0 | 0
FRCC_2_SOCO | FRCC | SOCO | 2045 | B1 | 10 | 0 | 900 | 0 | 0 | 0 | 0 | 0 | 0 | 0 | 0 | 0 | 0 | 0.1276
FRCC_2_SOCO | FRCC | SOCO | 2045 | B2 | 25 | 0 | 900 | 0 | 0 | 0 | 0 | 0 | 0 | 0 | 0 | 0 | 0 | 0.1276
FRCC_2_SOCO | FRCC | SOCO | 2045 | B3 | 75 | 0 | 900 | 0 | 0 | 0 | 0 | 0 | 0 | 0 | 0 | 0 | 0 | 0.1276
FRCC_2_SOCO | FRCC | SOCO | 2045 | B4 | 100 | 0 | 900 | 0 | 0 | 0 | 0 | 0 | 0 | 0 | 0 | 0 | 0 | 0.1276
FRCC_2_SOCO | FRCC | SOCO | 2045 | B5 | 200 | 0 | 900 | 900 | 0 | 0 | 0 | 0 | 0.51041 | 0 | 0 | 0.51041 | 0 | 0.1276
FRCC_2_SOCO | FRCC | SOCO | 2045 | B6 | 300 | 0 | 900 | 0 | 0 | 0 | 0 | 0 | 0 | 0 | 0 | 0 | 0 | 0.1276
FRCC_2_SOCO | FRCC | SOCO | 2045 | B7 | 400 | 0 | 900 | 0 | 0 | 0 | 0 | 0 | 0 | 0 | 0 | 0 | 0 | 0.1276
FRCC_2_SOCO | FRCC | SOCO | 2045 | B8 | 500 | 0 | 900 | 0 | 0 | 0 | 0 | 0 | 0 | 0 | 0 | 0 | 0 | 0.1276
FRCC_2_SOCO | FRCC | SOCO | 2045 | B9 | 800 | 0 | 900 | 0 | 0 | 0 | 0 | 0 | 0 | 0 | 0 | 0 | 0 | 0.1276
FRCC_2_SOCO | FRCC | SOCO | 2045 | B10 | 1262 | 0 | 900 | 0 | 0 | 0 | 0 | 0 | 0 | 0 | 0 | 0 | 0 | 0.1276
FRCC_2_SOCO | FRCC | SOCO | 2045 | B11 | 25 | 0 | 900 | 0 | 0 | 0 | 0 | 0 | 0 | 0 | 0 | 0 | 0 | 0.1276
FRCC_2_SOCO | FRCC | SOCO | 2045 | B12 | 200 | 0 | 900 | 0 | 0 | 0 | 0 | 0 | 0 | 0 | 0 | 0 | 0 | 0.1276
FRCC_2_SOCO | FRCC | SOCO | 2045 | B13 | 600 | 0 | 900 | 0 | 0 | 0 | 0 | 0 | 0 | 0 | 0 | 0 | 0 | 0.1276
FRCC_2_SOCO | FRCC | SOCO | 2045 | B14 | 900 | 0 | 900 | 0 | 0 | 0 | 0 | 0 | 0 | 0 | 0 | 0 | 0 | 0.1276
FRCC_2_SOCO | FRCC | SOCO | 2045 | B15 | 1203 | 0 | 900 | 0 | 0 | 0 | 0 | 0 | 0 | 0 | 0 | 0 | 0 | 0.1276
FRCC_2_SOCO | FRCC | SOCO | 2045 | B16 | 25 | 0 | 900 | 0 | 0 | 0 | 0 | 0 | 0 | 0 | 0 | 0 | 0 | 0.1276
FRCC_2_SOCO | FRCC | SOCO | 2045 | B17 | 100 | 0 | 900 | 0 | 0 | 0 | 0 | 0 | 0 | 0 | 0 | 0 | 0 | 0.1276
FRCC_2_SOCO | FRCC | SOCO | 2045 | B18 | 400 | 0 | 900 | 0 | 0 | 0 | 0 | 0 | 0 | 0 | 0 | 0 | 0 | 0.1276
FRCC_2_SOCO | FRCC | SOCO | 2045 | B19 | 700 | 0 | 900 | 0 | 0 | 0 | 0 | 0 | 0 | 0 | 0 | 0 | 0 | 0.1276
FRCC_2_SOCO | FRCC | SOCO | 2045 | B20 | 935 | 0 | 900 | 0 | 0 | 0 | 0 | 0 | 0 | 0 | 0 | 0 | 0 | 0.1276
FRCC_2_SOCO | FRCC | SOCO | 2050 | B1 | 10 | 0 | 900 | 0 | 0 | 0 | 0 | 0 | 0 | 0 | 0 | 0 | 0 | 3.0595
FRCC_2_SOCO | FRCC | SOCO | 2050 | B2 | 25 | 0 | 900 | 0 | 0 | 0 | 0 | 0 | 0 | 0 | 0 | 0 | 0 | 3.0595
FRCC_2_SOCO | FRCC | SOCO | 2050 | B3 | 75 | 0 | 900 | 0 | 0 | 0 | 0 | 0 | 0 | 0 | 0 | 0 | 0 | 3.0595
FRCC_2_SOCO | FRCC | SOCO | 2050 | B4 | 100 | 0 | 900 | 351.21 | 0 | 350.89 | 0 | 0 | 0 | 0 | 0 | 0 | 0 | 3.0595
FRCC_2_SOCO | FRCC | SOCO | 2050 | B5 | 200 | 0 | 900 | 672.81 | 0 | 0 | 0 | 0 | 0 | 0 | 0 | 0 | 0 | 3.0595
FRCC_2_SOCO | FRCC | SOCO | 2050 | B6 | 300 | 0 | 900 | 701.01 | 0 | 0 | 0 | 0 | 0 | 0 | 0 | 0 | 0 | 3.0595
FRCC_2_SOCO | FRCC | SOCO | 2050 | B7 | 400 | 0 | 900 | 0 | 0 | 0 | 0 | 0 | 0 | 0 | 0 | 0 | 0 | 3.0595
FRCC_2_SOCO | FRCC | SOCO | 2050 | B8 | 500 | 0 | 900 | 0 | 0 | 0 | 0 | 0 | 0 | 0 | 0 | 0 | 0 | 3.0595
FRCC_2_SOCO | FRCC | SOCO | 2050 | B9 | 800 | 0 | 900 | 0 | 0 | 0 | 0 | 0 | 0 | 0 | 0 | 0 | 0 | 3.0595
FRCC_2_SOCO | FRCC | SOCO | 2050 | B10 | 1262 | 0 | 900 | 0 | 0 | 0 | 0 | 0 | 0 | 0 | 0 | 0 | 0 | 3.0595
FRCC_2_SOCO | FRCC | SOCO | 2050 | B11 | 25 | 0 | 900 | 0 | 0 | 0 | 0 | 0 | 0 | 0 | 0 | 0 | 0 | 3.0595
FRCC_2_SOCO | FRCC | SOCO | 2050 | B12 | 200 | 0 | 900 | 0 | 0 | 0 | 0 | 0 | 0 | 0 | 0 | 0 | 0 | 3.0595
FRCC_2_SOCO | FRCC | SOCO | 2050 | B13 | 600 | 0 | 900 | 0 | 0 | 0 | 0 | 0 | 0 | 0 | 0 | 0 | 0 | 3.0595
FRCC_2_SOCO | FRCC | SOCO | 2050 | B14 | 900 | 0 | 900 | 0 | 0 | 0 | 0 | 0 | 0 | 0 | 0 | 0 | 0 | 3.0595
FRCC_2_SOCO | FRCC | SOCO | 2050 | B15 | 1203 | 0 | 900 | 0 | 0 | 0 | 0 | 0 | 0 | 0 | 0 | 0 | 0 | 3.0595
FRCC_2_SOCO | FRCC | SOCO | 2050 | B16 | 25 | 0 | 900 | 900 | 0 | 900 | 0 | 220.88 | 12.238 | 0 | 3.0625 | 12.238 | 0 | 3.0595
FRCC_2_SOCO | FRCC | SOCO | 2050 | B17 | 100 | 0 | 900 | 0 | 0 | 0 | 0 | 0 | 0 | 0 | 0 | 0 | 0 | 3.0595
FRCC_2_SOCO | FRCC | SOCO | 2050 | B18 | 400 | 0 | 900 | 0 | 0 | 0 | 0 | 0 | 0 | 0 | 0 | 0 | 0 | 3.0595
FRCC_2_SOCO | FRCC | SOCO | 2050 | B19 | 700 | 0 | 900 | 0 | 0 | 0 | 0 | 0 | 0 | 0 | 0 | 0 | 0 | 3.0595
FRCC_2_SOCO | FRCC | SOCO | 2050 | B20 | 935 | 0 | 900 | 0 | 0 | 0 | 0 | 0 | 0 | 0 | 0 | 0 | 0 | 3.0595
IESO_2_MAPP_CA | IESO | MAPP_CA | 2015 | B1 | 10 | 0 | 262 | 262 | 0 | 262 | 0 | 0 | 6.4929 | 0 | 0.42732 | 0.0078606 | 0 | 0.89215
IESO_2_MAPP_CA | IESO | MAPP_CA | 2015 | B2 | 25 | 0 | 262 | 262 | 0 | 262 | 0 | 0 | 13.0926 | 0 | 0.42732 | 0.039627 | 0 | 0.89215
IESO_2_MAPP_CA | IESO | MAPP_CA | 2015 | B3 | 75 | 0 | 262 | 262 | 0 | 262 | 0 | 0 | 13.0926 | 0 | 0.56976 | 0.11888 | 0 | 0.89215
IESO_2_MAPP_CA | IESO | MAPP_CA | 2015 | B4 | 100 | 0 | 262 | 262 | 0 | 262 | 0 | 0 | 12.6178 | 0 | 0.56976 | 0.15276 | 0 | 0.89215
IESO_2_MAPP_CA | IESO | MAPP_CA | 2015 | B5 | 200 | 0 | 262 | 262 | 0 | 262 | 0 | 0 | 7.7036 | 0 | 0.56976 | 0.18653 | 0 | 0.89215
IESO_2_MAPP_CA | IESO | MAPP_CA | 2015 | B6 | 300 | 0 | 262 | 262 | 0 | 262 | 0 | 0 | 3.2168 | 0 | 0.56976 | 0.11683 | 0 | 0.89215
IESO_2_MAPP_CA | IESO | MAPP_CA | 2015 | B7 | 400 | 0 | 262 | 186.15 | 0 | 0 | 0 | 0 | 0 | 0 | 0 | 0 | 0 | 0.89215
IESO_2_MAPP_CA | IESO | MAPP_CA | 2015 | B8 | 500 | 0 | 262 | 262 | 0 | 0 | 0 | 0 | 1.5312 | 0 | 0 | 0.092689 | 0 | 0.89215
IESO_2_MAPP_CA | IESO | MAPP_CA | 2015 | B9 | 800 | 0 | 262 | 262 | 0 | 0 | 0 | 0 | 1.5312 | 0 | 0 | 0.1483 | 0 | 0.89215
IESO_2_MAPP_CA | IESO | MAPP_CA | 2015 | B10 | 1262 | 0 | 262 | 262 | 0 | 0 | 0 | 0 | 1.5312 | 0 | 0 | 0.23395 | 0 | 0.89215
IESO_2_MAPP_CA | IESO | MAPP_CA | 2015 | B11 | 25 | 0 | 262 | 262 | 0 | 262 | 0 | 0 | 12.8671 | 0 | 0.56976 | 0.038944 | 0 | 0.89215
IESO_2_MAPP_CA | IESO | MAPP_CA | 2015 | B12 | 200 | 0 | 262 | 262 | 0 | 262 | 0 | 0 | 4.0833 | 0 | 0.01187 | 0.098869 | 0 | 0.89215
IESO_2_MAPP_CA | IESO | MAPP_CA | 2015 | B13 | 600 | 0 | 262 | 262 | 0 | 262 | 0 | 0 | 2.469 | 0 | 0.56976 | 0.17934 | 0 | 0.89215
IESO_2_MAPP_CA | IESO | MAPP_CA | 2015 | B14 | 900 | 0 | 262 | 262 | 0 | 0 | 0 | 0 | 2.469 | 0 | 0 | 0.26902 | 0 | 0.89215
IESO_2_MAPP_CA | IESO | MAPP_CA | 2015 | B15 | 1203 | 0 | 262 | 262 | 0 | 0 | 0 | 0 | 2.469 | 0 | 0 | 0.35958 | 0 | 0.89215
IESO_2_MAPP_CA | IESO | MAPP_CA | 2015 | B16 | 25 | 0 | 262 | 262 | 0 | 262 | 0 | 0 | 4.4631 | 0 | 0.58163 | 0.013508 | 0 | 0.89215
IESO_2_MAPP_CA | IESO | MAPP_CA | 2015 | B17 | 100 | 0 | 262 | 190.03 | 0 | 0 | 0 | 0 | 0 | 0 | 0 | 0 | 0 | 0.89215
IESO_2_MAPP_CA | IESO | MAPP_CA | 2015 | B18 | 400 | 0 | 262 | 262 | 0 | 0 | 0 | 0 | 6.1368 | 0 | 0 | 0.29718 | 0 | 0.89215
IESO_2_MAPP_CA | IESO | MAPP_CA | 2015 | B19 | 700 | 0 | 262 | 262 | 0 | 0 | 0 | 0 | 6.1368 | 0 | 0 | 0.52007 | 0 | 0.89215
IESO_2_MAPP_CA | IESO | MAPP_CA | 2015 | B20 | 935 | 0 | 262 | 262 | 0 | 0 | 0 | 0 | 6.1368 | 0 | 0 | 0.69466 | 0 | 0.89215
IESO_2_MAPP_CA | IESO | MAPP_CA | 2020 | B1 | 10 | 0 | 262 | 262 | 0 | 262 | 0 | 0 | 12.1549 | 0 | 0.52228 | 0.013875 | 0 | 1.3758
IESO_2_MAPP_CA | IESO | MAPP_CA | 2020 | B2 | 25 | 0 | 262 | 262 | 0 | 262 | 0 | 0 | 16.8317 | 0 | 0.89025 | 0.048036 | 0 | 1.3758
IESO_2_MAPP_CA | IESO | MAPP_CA | 2020 | B3 | 75 | 0 | 262 | 262 | 0 | 262 | 0 | 0 | 17.8881 | 0 | 0.89025 | 0.15315 | 0 | 1.3758
IESO_2_MAPP_CA | IESO | MAPP_CA | 2020 | B4 | 100 | 0 | 262 | 262 | 0 | 262 | 0 | 0 | 17.8881 | 0 | 0.89025 | 0.2042 | 0 | 1.3758
IESO_2_MAPP_CA | IESO | MAPP_CA | 2020 | B5 | 200 | 0 | 262 | 262 | 0 | 262 | 0 | 0 | 11.2053 | 0 | 0.89025 | 0.25583 | 0 | 1.3758
IESO_2_MAPP_CA | IESO | MAPP_CA | 2020 | B6 | 300 | 0 | 262 | 262 | 0 | 262 | 0 | 0 | 5.3296 | 0 | 0.89025 | 0.18252 | 0 | 1.3758
IESO_2_MAPP_CA | IESO | MAPP_CA | 2020 | B7 | 400 | 0 | 262 | 262 | 0 | 262 | 0 | 0 | 0.84277 | 0 | 0.89025 | 0.038483 | 0 | 1.3758
IESO_2_MAPP_CA | IESO | MAPP_CA | 2020 | B8 | 500 | 0 | 262 | 262 | 0 | 262 | 0 | 0 | 3.2643 | 0 | 0.89025 | 0.18632 | 0 | 1.3758
IESO_2_MAPP_CA | IESO | MAPP_CA | 2020 | B9 | 800 | 0 | 262 | 262 | 0 | 262 | 0 | 0 | 3.2643 | 0 | 0.4748 | 0.29811 | 0 | 1.3758
IESO_2_MAPP_CA | IESO | MAPP_CA | 2020 | B10 | 1262 | 0 | 262 | 262 | 0 | 262 | 0 | 0 | 3.2643 | 0 | 0.4748 | 0.47026 | 0 | 1.3758
IESO_2_MAPP_CA | IESO | MAPP_CA | 2020 | B11 | 25 | 0 | 262 | 262 | 0 | 262 | 0 | 0 | 15.6328 | 0 | 0.89025 | 0.044614 | 0 | 1.3758
IESO_2_MAPP_CA | IESO | MAPP_CA | 2020 | B12 | 200 | 0 | 262 | 262 | 0 | 262 | 0 | 0 | 7.0864 | 0 | 0.90212 | 0.16179 | 0 | 1.3758
IESO_2_MAPP_CA | IESO | MAPP_CA | 2020 | B13 | 600 | 0 | 262 | 262 | 0 | 262 | 0 | 0 | 4.8311 | 0 | 0.89025 | 0.3309 | 0 | 1.3758
IESO_2_MAPP_CA | IESO | MAPP_CA | 2020 | B14 | 900 | 0 | 262 | 262 | 0 | 262 | 0 | 0 | 4.8311 | 0 | 0.61724 | 0.49634 | 0 | 1.3758
IESO_2_MAPP_CA | IESO | MAPP_CA | 2020 | B15 | 1203 | 0 | 262 | 262 | 0 | 262 | 0 | 0 | 4.8311 | 0 | 0.61724 | 0.66345 | 0 | 1.3758
IESO_2_MAPP_CA | IESO | MAPP_CA | 2020 | B16 | 25 | 0 | 262 | 262 | 0 | 262 | 0 | 0 | 5.9943 | 0 | 0.89025 | 0.017107 | 0 | 1.3758
IESO_2_MAPP_CA | IESO | MAPP_CA | 2020 | B17 | 100 | 0 | 262 | 262 | 0 | 262 | 0 | 0 | 7.9529 | 0 | 0.73594 | 0.090787 | 0 | 1.3758
IESO_2_MAPP_CA | IESO | MAPP_CA | 2020 | B18 | 400 | 0 | 262 | 262 | 0 | 172.29 | 0 | 0 | 7.9529 | 0 | 0 | 0.36315 | 0 | 1.3758
IESO_2_MAPP_CA | IESO | MAPP_CA | 2020 | B19 | 700 | 0 | 262 | 262 | 0 | 0 | 0 | 0 | 7.9529 | 0 | 0 | 0.63551 | 0 | 1.3758
IESO_2_MAPP_CA | IESO | MAPP_CA | 2020 | B20 | 935 | 0 | 262 | 262 | 0 | 0 | 0 | 0 | 7.9529 | 0 | 0 | 0.84885 | 0 | 1.3758
IESO_2_MAPP_CA | IESO | MAPP_CA | 2025 | B1 | 10 | 0 | 262 | 262 | 0 | 262 | 0 | 0 | 4.2613 | 0 | 0.49854 | 0.0048645 | 0 | 0.97979
IESO_2_MAPP_CA | IESO | MAPP_CA | 2025 | B2 | 25 | 0 | 262 | 262 | 0 | 262 | 0 | 0 | 5.9706 | 0 | 0.91399 | 0.017039 | 0 | 0.97979
IESO_2_MAPP_CA | IESO | MAPP_CA | 2025 | B3 | 75 | 0 | 262 | 262 | 0 | 262 | 0 | 0 | 20.8081 | 0 | 0.91399 | 0.17815 | 0 | 0.97979
IESO_2_MAPP_CA | IESO | MAPP_CA | 2025 | B4 | 100 | 0 | 262 | 262 | 0 | 262 | 0 | 0 | 20.8081 | 0 | 0.91399 | 0.23754 | 0 | 0.97979
IESO_2_MAPP_CA | IESO | MAPP_CA | 2025 | B5 | 200 | 0 | 262 | 262 | 0 | 262 | 0 | 0 | 15.7752 | 0 | 0.91399 | 0.36017 | 0 | 0.97979
IESO_2_MAPP_CA | IESO | MAPP_CA | 2025 | B6 | 300 | 0 | 262 | 262 | 0 | 262 | 0 | 0 | 7.6205 | 0 | 0.91399 | 0.26098 | 0 | 0.97979
IESO_2_MAPP_CA | IESO | MAPP_CA | 2025 | B7 | 400 | 0 | 262 | 262 | 0 | 262 | 0 | 0 | 0.2374 | 0 | 0.93773 | 0.01084 | 0 | 0.97979
IESO_2_MAPP_CA | IESO | MAPP_CA | 2025 | B8 | 500 | 0 | 262 | 262 | 0 | 262 | 0 | 0 | 2.3977 | 0 | 0.49854 | 0.13686 | 0 | 0.97979
IESO_2_MAPP_CA | IESO | MAPP_CA | 2025 | B9 | 800 | 0 | 262 | 262 | 0 | 0 | 0 | 0 | 3.1574 | 0 | 0 | 0.28835 | 0 | 0.97979
IESO_2_MAPP_CA | IESO | MAPP_CA | 2025 | B10 | 1262 | 0 | 262 | 262 | 0 | 0 | 0 | 0 | 3.1574 | 0 | 0 | 0.45487 | 0 | 0.97979
IESO_2_MAPP_CA | IESO | MAPP_CA | 2025 | B11 | 25 | 0 | 262 | 262 | 0 | 262 | 0 | 0 | 21.0218 | 0 | 0.91399 | 0.059994 | 0 | 0.97979
IESO_2_MAPP_CA | IESO | MAPP_CA | 2025 | B12 | 200 | 0 | 262 | 262 | 0 | 262 | 0 | 0 | 6.4454 | 0 | 0.93773 | 0.14716 | 0 | 0.97979
IESO_2_MAPP_CA | IESO | MAPP_CA | 2025 | B13 | 600 | 0 | 262 | 262 | 0 | 262 | 0 | 0 | 3.2761 | 0 | 0.93773 | 0.22439 | 0 | 0.97979
IESO_2_MAPP_CA | IESO | MAPP_CA | 2025 | B14 | 900 | 0 | 262 | 262 | 0 | 0 | 0 | 0 | 3.2761 | 0 | 0 | 0.33659 | 0 | 0.97979
IESO_2_MAPP_CA | IESO | MAPP_CA | 2025 | B15 | 1203 | 0 | 262 | 262 | 0 | 0 | 0 | 0 | 3.2761 | 0 | 0 | 0.44991 | 0 | 0.97979
IESO_2_MAPP_CA | IESO | MAPP_CA | 2025 | B16 | 25 | 0 | 262 | 262 | 0 | 262 | 0 | 0 | 13.4606 | 0 | 0.91399 | 0.038415 | 0 | 0.97979
IESO_2_MAPP_CA | IESO | MAPP_CA | 2025 | B17 | 100 | 0 | 262 | 262 | 0 | 76.78 | 0 | 0 | 3.5254 | 0 | 0 | 0.040244 | 0 | 0.97979
IESO_2_MAPP_CA | IESO | MAPP_CA | 2025 | B18 | 400 | 0 | 262 | 262 | 0 | 0 | 0 | 0 | 2.8963 | 0 | 0 | 0.13225 | 0 | 0.97979
IESO_2_MAPP_CA | IESO | MAPP_CA | 2025 | B19 | 700 | 0 | 262 | 262 | 0 | 0 | 0 | 0 | 2.8963 | 0 | 0 | 0.23144 | 0 | 0.97979
IESO_2_MAPP_CA | IESO | MAPP_CA | 2025 | B20 | 935 | 0 | 262 | 262 | 0 | 0 | 0 | 0 | 2.8963 | 0 | 0 | 0.30913 | 0 | 0.97979
IESO_2_MAPP_CA | IESO | MAPP_CA | 2030 | B1 | 10 | 0 | 262 | 0 | 0 | 0 | 0 | 0 | 0 | 0 | 0 | 0 | 0 | 0.88348
IESO_2_MAPP_CA | IESO | MAPP_CA | 2030 | B2 | 25 | 0 | 262 | 244.43 | 0 | 262 | 0 | 735.97 | 0 | 0 | 0.87838 | 0 | 0 | 0.88348
IESO_2_MAPP_CA | IESO | MAPP_CA | 2030 | B3 | 75 | 0 | 262 | 262 | 0 | 262 | 0 | 834.4 | 10.4575 | 0 | 0.87838 | 0.10023 | 0 | 0.88348
IESO_2_MAPP_CA | IESO | MAPP_CA | 2030 | B4 | 100 | 0 | 262 | 262 | 0 | 262 | 0 | 810.51 | 24.3335 | 0 | 0.87838 | 0.31097 | 0 | 0.88348
IESO_2_MAPP_CA | IESO | MAPP_CA | 2030 | B5 | 200 | 0 | 262 | 262 | 0 | 262 | 0 | 798.5 | 20.7725 | 0 | 0.87838 | 0.53093 | 0 | 0.88348
IESO_2_MAPP_CA | IESO | MAPP_CA | 2030 | B6 | 300 | 0 | 262 | 262 | 0 | 262 | 0 | 753.75 | 6.3267 | 0 | 0.87838 | 0.24256 | 0 | 0.88348
IESO_2_MAPP_CA | IESO | MAPP_CA | 2030 | B7 | 400 | 0 | 262 | 0 | 0 | 262 | 0 | 1358.62 | 0 | 0 | 0.87838 | 0 | 0 | 0.88348
IESO_2_MAPP_CA | IESO | MAPP_CA | 2030 | B8 | 500 | 0 | 262 | 0 | 0 | 262 | 0 | 0 | 0 | 0 | 0.7122 | 0 | 0 | 0.88348
IESO_2_MAPP_CA | IESO | MAPP_CA | 2030 | B9 | 800 | 0 | 262 | 262 | 0 | 0 | 0 | 0 | 0.49854 | 0 | 0 | 0.050969 | 0 | 0.88348
IESO_2_MAPP_CA | IESO | MAPP_CA | 2030 | B10 | 1262 | 0 | 262 | 262 | 0 | 0 | 0 | 0 | 0.49854 | 0 | 0 | 0.080404 | 0 | 0.88348
IESO_2_MAPP_CA | IESO | MAPP_CA | 2030 | B11 | 25 | 0 | 262 | 262 | 0 | 262 | 0 | 470.5 | 10.0064 | 0 | 0.87838 | 0.031969 | 0 | 0.88348
IESO_2_MAPP_CA | IESO | MAPP_CA | 2030 | B12 | 200 | 0 | 262 | 262 | 0 | 262 | 0 | 737.47 | 9.2349 | 0 | 0.87838 | 0.23603 | 0 | 0.88348
IESO_2_MAPP_CA | IESO | MAPP_CA | 2030 | B13 | 600 | 0 | 262 | 262 | 0 | 262 | 0 | 363.88 | 2.4571 | 0 | 0.87838 | 0.1884 | 0 | 0.88348
IESO_2_MAPP_CA | IESO | MAPP_CA | 2030 | B14 | 900 | 0 | 262 | 262 | 0 | 262 | 0 | 0 | 2.4571 | 0 | 0.02374 | 0.2826 | 0 | 0.88348
IESO_2_MAPP_CA | IESO | MAPP_CA | 2030 | B15 | 1203 | 0 | 262 | 262 | 0 | 0 | 0 | 0 | 2.4571 | 0 | 0 | 0.37775 | 0 | 0.88348
IESO_2_MAPP_CA | IESO | MAPP_CA | 2030 | B16 | 25 | 0 | 262 | 262 | 0 | 262 | 0 | 1795.91 | 13.1401 | 0 | 0.87838 | 0.041981 | 0 | 0.88348
IESO_2_MAPP_CA | IESO | MAPP_CA | 2030 | B17 | 100 | 0 | 262 | 262 | 0 | 262 | 0 | 0 | 3.5254 | 0 | 0.27301 | 0.045053 | 0 | 0.88348
IESO_2_MAPP_CA | IESO | MAPP_CA | 2030 | B18 | 400 | 0 | 262 | 262 | 0 | 0 | 0 | 0 | 2.5164 | 0 | 0 | 0.12864 | 0 | 0.88348
IESO_2_MAPP_CA | IESO | MAPP_CA | 2030 | B19 | 700 | 0 | 262 | 262 | 0 | 0 | 0 | 0 | 4.2376 | 0 | 0 | 0.37908 | 0 | 0.88348
IESO_2_MAPP_CA | IESO | MAPP_CA | 2030 | B20 | 935 | 0 | 262 | 262 | 0 | 0 | 0 | 0 | 4.2376 | 0 | 0 | 0.50634 | 0 | 0.88348
IESO_2_MAPP_CA | IESO | MAPP_CA | 2035 | B1 | 10 | 0 | 262 | 0 | 0 | 0 | 0 | 0 | 0 | 0 | 0 | 0 | 0 | 0.49414
IESO_2_MAPP_CA | IESO | MAPP_CA | 2035 | B2 | 25 | 0 | 262 | 0 | 0 | 262 | 0 | 0 | 0 | 0 | 0.1187 | 0 | 0 | 0.49414
IESO_2_MAPP_CA | IESO | MAPP_CA | 2035 | B3 | 75 | 0 | 262 | 0 | 0 | 262 | 0 | 0 | 0 | 0 | 0.1187 | 0 | 0 | 0.49414
IESO_2_MAPP_CA | IESO | MAPP_CA | 2035 | B4 | 100 | 0 | 262 | 252.77 | 0 | 262 | 0 | 123.42 | 0 | 0 | 0.49854 | 0 | 0 | 0.49414
IESO_2_MAPP_CA | IESO | MAPP_CA | 2035 | B5 | 200 | 0 | 262 | 262 | 0 | 262 | 0 | 154.15 | 10.4693 | 0 | 0.49854 | 0.37471 | 0 | 0.49414
IESO_2_MAPP_CA | IESO | MAPP_CA | 2035 | B6 | 300 | 0 | 262 | 262 | 0 | 262 | 0 | 162.77 | 2.6114 | 0 | 0.49854 | 0.1402 | 0 | 0.49414
IESO_2_MAPP_CA | IESO | MAPP_CA | 2035 | B7 | 400 | 0 | 262 | 0 | 0 | 133.37 | 0 | 0 | 0 | 0 | 0 | 0 | 0 | 0.49414
IESO_2_MAPP_CA | IESO | MAPP_CA | 2035 | B8 | 500 | 0 | 262 | 0 | 0 | 0 | 0 | 0 | 0 | 0 | 0 | 0 | 0 | 0.49414
IESO_2_MAPP_CA | IESO | MAPP_CA | 2035 | B9 | 800 | 0 | 262 | 0 | 0 | 0 | 0 | 0 | 0 | 0 | 0 | 0 | 0 | 0.49414
IESO_2_MAPP_CA | IESO | MAPP_CA | 2035 | B10 | 1262 | 0 | 262 | 0 | 0 | 0 | 0 | 0 | 0 | 0 | 0 | 0 | 0 | 0.49414
IESO_2_MAPP_CA | IESO | MAPP_CA | 2035 | B11 | 25 | 0 | 262 | 262 | 0 | 231.14 | 0 | 0 | 4.2138 | 0 | 0 | 0.018852 | 0 | 0.49414
IESO_2_MAPP_CA | IESO | MAPP_CA | 2035 | B12 | 200 | 0 | 262 | 262 | 0 | 262 | 0 | 976.44 | 7.5256 | 0 | 0.49854 | 0.26935 | 0 | 0.49414
IESO_2_MAPP_CA | IESO | MAPP_CA | 2035 | B13 | 600 | 0 | 262 | 262 | 0 | 262 | 0 | 212 | 1.733 | 0 | 0.49854 | 0.18608 | 0 | 0.49414
IESO_2_MAPP_CA | IESO | MAPP_CA | 2035 | B14 | 900 | 0 | 262 | 262 | 0 | 0 | 0 | 0 | 0.77155 | 0 | 0 | 0.12427 | 0 | 0.49414
IESO_2_MAPP_CA | IESO | MAPP_CA | 2035 | B15 | 1203 | 0 | 262 | 262 | 0 | 0 | 0 | 0 | 0.77155 | 0 | 0 | 0.1661 | 0 | 0.49414
IESO_2_MAPP_CA | IESO | MAPP_CA | 2035 | B16 | 25 | 0 | 262 | 262 | 0 | 262 | 0 | 558.76 | 15.6684 | 0 | 0.49854 | 0.070098 | 0 | 0.49414
IESO_2_MAPP_CA | IESO | MAPP_CA | 2035 | B17 | 100 | 0 | 262 | 262 | 0 | 262 | 0 | 1434.5 | 3.1456 | 0 | 0.49854 | 0.056291 | 0 | 0.49414
IESO_2_MAPP_CA | IESO | MAPP_CA | 2035 | B18 | 400 | 0 | 262 | 262 | 0 | 0 | 0 | 0 | 1.5668 | 0 | 0 | 0.11216 | 0 | 0.49414
IESO_2_MAPP_CA | IESO | MAPP_CA | 2035 | B19 | 700 | 0 | 262 | 262 | 0 | 0 | 0 | 0 | 1.5668 | 0 | 0 | 0.19628 | 0 | 0.49414
IESO_2_MAPP_CA | IESO | MAPP_CA | 2035 | B20 | 935 | 0 | 262 | 262 | 0 | 0 | 0 | 0 | 1.5668 | 0 | 0 | 0.26217 | 0 | 0.49414
IESO_2_MAPP_CA | IESO | MAPP_CA | 2040 | B1 | 10 | 0 | 262 | 0 | 0 | 0 | 0 | 0 | 0 | 0 | 0 | 0 | 0 | 0.50542
IESO_2_MAPP_CA | IESO | MAPP_CA | 2040 | B2 | 25 | 0 | 262 | 0 | 0 | 0 | 0 | 0 | 0 | 0 | 0 | 0 | 0 | 0.50542
IESO_2_MAPP_CA | IESO | MAPP_CA | 2040 | B3 | 75 | 0 | 262 | 0 | 0 | 0 | 0 | 0 | 0 | 0 | 0 | 0 | 0 | 0.50542
IESO_2_MAPP_CA | IESO | MAPP_CA | 2040 | B4 | 100 | 0 | 262 | 0 | 0 | 45.87 | 0 | 0 | 0 | 0 | 0 | 0 | 0 | 0.50542
IESO_2_MAPP_CA | IESO | MAPP_CA | 2040 | B5 | 200 | 0 | 262 | 0 | 0 | 102.12 | 0 | 0 | 0 | 0 | 0 | 0 | 0 | 0.50542
IESO_2_MAPP_CA | IESO | MAPP_CA | 2040 | B6 | 300 | 0 | 262 | 262 | 0 | 143.76 | 0 | 0 | 0.86651 | 0 | 0 | 0.41592 | 0 | 0.50542
IESO_2_MAPP_CA | IESO | MAPP_CA | 2040 | B7 | 400 | 0 | 262 | 0 | 0 | 262 | 0 | 454.06 | 0 | 0 | 0.51041 | 0 | 0 | 0.50542
IESO_2_MAPP_CA | IESO | MAPP_CA | 2040 | B8 | 500 | 0 | 262 | 0 | 0 | 262 | 0 | 0 | 0 | 0 | 0.16618 | 0 | 0 | 0.50542
IESO_2_MAPP_CA | IESO | MAPP_CA | 2040 | B9 | 800 | 0 | 262 | 0 | 0 | 0 | 0 | 0 | 0 | 0 | 0 | 0 | 0 | 0.50542
IESO_2_MAPP_CA | IESO | MAPP_CA | 2040 | B10 | 1262 | 0 | 262 | 0 | 0 | 0 | 0 | 0 | 0 | 0 | 0 | 0 | 0 | 0.50542
IESO_2_MAPP_CA | IESO | MAPP_CA | 2040 | B11 | 25 | 0 | 262 | 262 | 0 | 0 | 0 | 0 | 7.4781 | 0 | 0 | 0.29912 | 0 | 0.50542
IESO_2_MAPP_CA | IESO | MAPP_CA | 2040 | B12 | 200 | 0 | 262 | 262 | 0 | 230.76 | 0 | 0 | 2.2434 | 0 | 0 | 0.7179 | 0 | 0.50542
IESO_2_MAPP_CA | IESO | MAPP_CA | 2040 | B13 | 600 | 0 | 262 | 51.18 | 0 | 0 | 0 | 0 | 0 | 0 | 0 | 0 | 0 | 0.50542
IESO_2_MAPP_CA | IESO | MAPP_CA | 2040 | B14 | 900 | 0 | 262 | 0 | 0 | 0 | 0 | 0 | 0 | 0 | 0 | 0 | 0 | 0.50542
IESO_2_MAPP_CA | IESO | MAPP_CA | 2040 | B15 | 1203 | 0 | 262 | 0 | 0 | 0 | 0 | 0 | 0 | 0 | 0 | 0 | 0 | 0.50542
IESO_2_MAPP_CA | IESO | MAPP_CA | 2040 | B16 | 25 | 0 | 262 | 0 | 0 | 0 | 0 | 0 | 0 | 0 | 0 | 0 | 0 | 0.50542
IESO_2_MAPP_CA | IESO | MAPP_CA | 2040 | B17 | 100 | 0 | 262 | 262 | 0 | 0 | 0 | 0 | 3.6797 | 0 | 0 | 0.58875 | 0 | 0.50542
IESO_2_MAPP_CA | IESO | MAPP_CA | 2040 | B18 | 400 | 0 | 262 | 154.97 | 0 | 0 | 0 | 0 | 0 | 0 | 0 | 0 | 0 | 0.50542
IESO_2_MAPP_CA | IESO | MAPP_CA | 2040 | B19 | 700 | 0 | 262 | 170.7 | 0 | 0 | 0 | 0 | 0 | 0 | 0 | 0 | 0 | 0.50542
IESO_2_MAPP_CA | IESO | MAPP_CA | 2040 | B20 | 935 | 0 | 262 | 181.63 | 0 | 0 | 0 | 0 | 0 | 0 | 0 | 0 | 0 | 0.50542
IESO_2_MAPP_CA | IESO | MAPP_CA | 2045 | B1 | 10 | 0 | 262 | 0 | 0 | 0 | 0 | 0 | 0 | 0 | 0 | 0 | 0 | 0.37378
IESO_2_MAPP_CA | IESO | MAPP_CA | 2045 | B2 | 25 | 0 | 262 | 0 | 0 | 0 | 0 | 0 | 0 | 0 | 0 | 0 | 0 | 0.37378
IESO_2_MAPP_CA | IESO | MAPP_CA | 2045 | B3 | 75 | 0 | 262 | 0 | 0 | 0 | 0 | 0 | 0 | 0 | 0 | 0 | 0 | 0.37378
IESO_2_MAPP_CA | IESO | MAPP_CA | 2045 | B4 | 100 | 0 | 262 | 0 | 0 | 0 | 0 | 0 | 0 | 0 | 0 | 0 | 0 | 0.37378
IESO_2_MAPP_CA | IESO | MAPP_CA | 2045 | B5 | 200 | 0 | 262 | 0 | 0 | 0 | 0 | 0 | 0 | 0 | 0 | 0 | 0 | 0.37378
IESO_2_MAPP_CA | IESO | MAPP_CA | 2045 | B6 | 300 | 0 | 262 | 193.94 | 0 | 0 | 0 | 0 | 0 | 0 | 0 | 0 | 0 | 0.37378
IESO_2_MAPP_CA | IESO | MAPP_CA | 2045 | B7 | 400 | 0 | 262 | 125.53 | 0 | 0 | 0 | 0 | 0 | 0 | 0 | 0 | 0 | 0.37378
IESO_2_MAPP_CA | IESO | MAPP_CA | 2045 | B8 | 500 | 0 | 262 | 0 | 0 | 0 | 0 | 0 | 0 | 0 | 0 | 0 | 0 | 0.37378
IESO_2_MAPP_CA | IESO | MAPP_CA | 2045 | B9 | 800 | 0 | 262 | 0 | 0 | 0 | 0 | 0 | 0 | 0 | 0 | 0 | 0 | 0.37378
IESO_2_MAPP_CA | IESO | MAPP_CA | 2045 | B10 | 1262 | 0 | 262 | 0 | 0 | 0 | 0 | 0 | 0 | 0 | 0 | 0 | 0 | 0.37378
IESO_2_MAPP_CA | IESO | MAPP_CA | 2045 | B11 | 25 | 0 | 262 | 262 | 0 | 0 | 0 | 0 | 2.4215 | 0 | 0 | 0.029387 | 0 | 0.37378
IESO_2_MAPP_CA | IESO | MAPP_CA | 2045 | B12 | 200 | 0 | 262 | 0 | 0 | 0 | 0 | 0 | 0 | 0 | 0 | 0 | 0 | 0.37378
IESO_2_MAPP_CA | IESO | MAPP_CA | 2045 | B13 | 600 | 0 | 262 | 86.13 | 0 | 0 | 0 | 0 | 0 | 0 | 0 | 0 | 0 | 0.37378
IESO_2_MAPP_CA | IESO | MAPP_CA | 2045 | B14 | 900 | 0 | 262 | 0 | 0 | 0 | 0 | 0 | 0 | 0 | 0 | 0 | 0 | 0.37378
IESO_2_MAPP_CA | IESO | MAPP_CA | 2045 | B15 | 1203 | 0 | 262 | 0 | 0 | 0 | 0 | 0 | 0 | 0 | 0 | 0 | 0 | 0.37378
IESO_2_MAPP_CA | IESO | MAPP_CA | 2045 | B16 | 25 | 0 | 262 | 0 | 0 | 0 | 0 | 0 | 0 | 0 | 0 | 0 | 0 | 0.37378
IESO_2_MAPP_CA | IESO | MAPP_CA | 2045 | B17 | 100 | 0 | 262 | 0 | 0 | 0 | 0 | 0 | 0 | 0 | 0 | 0 | 0 | 0.37378
IESO_2_MAPP_CA | IESO | MAPP_CA | 2045 | B18 | 400 | 0 | 262 | 262 | 0 | 0 | 0 | 0 | 1.4838 | 0 | 0 | 0.28811 | 0 | 0.37378
IESO_2_MAPP_CA | IESO | MAPP_CA | 2045 | B19 | 700 | 0 | 262 | 262 | 0 | 0 | 0 | 0 | 1.4838 | 0 | 0 | 0.50419 | 0 | 0.37378
IESO_2_MAPP_CA | IESO | MAPP_CA | 2045 | B20 | 935 | 0 | 262 | 262 | 0 | 0 | 0 | 0 | 1.4838 | 0 | 0 | 0.67345 | 0 | 0.37378
IESO_2_MAPP_CA | IESO | MAPP_CA | 2050 | B1 | 10 | 0 | 262 | 0 | 0 | 0 | 0 | 0 | 0 | 0 | 0 | 0 | 0 | 1.4022
IESO_2_MAPP_CA | IESO | MAPP_CA | 2050 | B2 | 25 | 0 | 262 | 0 | 0 | 0 | 0 | 0 | 0 | 0 | 0 | 0 | 0 | 1.4022
IESO_2_MAPP_CA | IESO | MAPP_CA | 2050 | B3 | 75 | 0 | 262 | 0 | 0 | 0 | 0 | 0 | 0 | 0 | 0 | 0 | 0 | 1.4022
IESO_2_MAPP_CA | IESO | MAPP_CA | 2050 | B4 | 100 | 0 | 262 | 0 | 0 | 0 | 0 | 0 | 0 | 0 | 0 | 0 | 0 | 1.4022
IESO_2_MAPP_CA | IESO | MAPP_CA | 2050 | B5 | 200 | 0 | 262 | 0 | 0 | 0 | 0 | 0 | 0 | 0 | 0 | 0 | 0 | 1.4022
IESO_2_MAPP_CA | IESO | MAPP_CA | 2050 | B6 | 300 | 0 | 262 | 262 | 0 | 0 | 0 | 0 | 8.9619 | 0 | 0 | 0.50132 | 0 | 1.4022
IESO_2_MAPP_CA | IESO | MAPP_CA | 2050 | B7 | 400 | 0 | 262 | 0 | 0 | 146.44 | 0 | 0 | 0 | 0 | 0 | 0 | 0 | 1.4022
IESO_2_MAPP_CA | IESO | MAPP_CA | 2050 | B8 | 500 | 0 | 262 | 0 | 0 | 0 | 0 | 0 | 0 | 0 | 0 | 0 | 0 | 1.4022
IESO_2_MAPP_CA | IESO | MAPP_CA | 2050 | B9 | 800 | 0 | 262 | 0 | 0 | 0 | 0 | 0 | 0 | 0 | 0 | 0 | 0 | 1.4022
IESO_2_MAPP_CA | IESO | MAPP_CA | 2050 | B10 | 1262 | 0 | 262 | 0 | 0 | 0 | 0 | 0 | 0 | 0 | 0 | 0 | 0 | 1.4022
IESO_2_MAPP_CA | IESO | MAPP_CA | 2050 | B11 | 25 | 0 | 262 | 262 | 0 | 0 | 0 | 0 | 12.4754 | 0 | 0 | 0.058155 | 0 | 1.4022
IESO_2_MAPP_CA | IESO | MAPP_CA | 2050 | B12 | 200 | 0 | 262 | 262 | 0 | 0 | 0 | 0 | 3.2168 | 0 | 0 | 0.11996 | 0 | 1.4022
IESO_2_MAPP_CA | IESO | MAPP_CA | 2050 | B13 | 600 | 0 | 262 | 262 | 0 | 262 | 0 | 0 | 2.9675 | 0 | 0.45106 | 0.332 | 0 | 1.4022
IESO_2_MAPP_CA | IESO | MAPP_CA | 2050 | B14 | 900 | 0 | 262 | 262 | 0 | 0 | 0 | 0 | 0.98521 | 0 | 0 | 0.16533 | 0 | 1.4022
IESO_2_MAPP_CA | IESO | MAPP_CA | 2050 | B15 | 1203 | 0 | 262 | 262 | 0 | 0 | 0 | 0 | 0.98521 | 0 | 0 | 0.221 | 0 | 1.4022
IESO_2_MAPP_CA | IESO | MAPP_CA | 2050 | B16 | 25 | 0 | 262 | 0 | 0 | 0 | 0 | 0 | 0 | 0 | 0 | 0 | 0 | 1.4022
IESO_2_MAPP_CA | IESO | MAPP_CA | 2050 | B17 | 100 | 0 | 262 | 262 | 0 | 0 | 0 | 0 | 3.6085 | 0 | 0 | 0.067285 | 0 | 1.4022
IESO_2_MAPP_CA | IESO | MAPP_CA | 2050 | B18 | 400 | 0 | 262 | 262 | 0 | 0 | 0 | 0 | 10.9204 | 0 | 0 | 0.8145 | 0 | 1.4022
IESO_2_MAPP_CA | IESO | MAPP_CA | 2050 | B19 | 700 | 0 | 262 | 262 | 0 | 0 | 0 | 0 | 10.9204 | 0 | 0 | 1.4254 | 0 | 1.4022
IESO_2_MAPP_CA | IESO | MAPP_CA | 2050 | B20 | 935 | 0 | 262 | 262 | 0 | 0 | 0 | 0 | 10.9204 | 0 | 0 | 1.9039 | 0 | 1.4022
IESO_2_MISO_MI | IESO | MISO_MI | 2015 | B1 | 10 | 0 | 1840 | 1840 | 0 | 1840 | 0 | 0 | 7.4188 | 0 | 0.40358 | 0.02208 | 0 | 0.55029
IESO_2_MISO_MI | IESO | MISO_MI | 2015 | B2 | 25 | 0 | 1840 | 1840 | 0 | 1840 | 0 | 525.54 | 13.0333 | 0 | 0.54602 | 0.096974 | 0 | 0.55029
IESO_2_MISO_MI | IESO | MISO_MI | 2015 | B3 | 75 | 0 | 1840 | 1840 | 0 | 1840 | 0 | 0 | 8.6058 | 0 | 0.42732 | 0.19209 | 0 | 0.55029
IESO_2_MISO_MI | IESO | MISO_MI | 2015 | B4 | 100 | 0 | 1840 | 1840 | 0 | 1840 | 0 | 516.17 | 8.6058 | 0 | 0.54602 | 0.25612 | 0 | 0.55029
IESO_2_MISO_MI | IESO | MISO_MI | 2015 | B5 | 200 | 0 | 1840 | 1840 | 0 | 1840 | 0 | 0 | 3.5491 | 0 | 0.41545 | 0.21126 | 0 | 0.55029
IESO_2_MISO_MI | IESO | MISO_MI | 2015 | B6 | 300 | 0 | 1840 | 1840 | 0 | 1840 | 0 | 344.94 | 2.2197 | 0 | 0.54602 | 0.19819 | 0 | 0.55029
IESO_2_MISO_MI | IESO | MISO_MI | 2015 | B7 | 400 | 0 | 1840 | 1691.55 | 0 | 1408.8 | 0 | 0 | 0 | 0 | 0 | 0 | 0 | 0.55029
IESO_2_MISO_MI | IESO | MISO_MI | 2015 | B8 | 500 | 0 | 1840 | 1840 | 0 | 0 | 0 | 0 | 1.1989 | 0 | 0 | 0.1784 | 0 | 0.55029
IESO_2_MISO_MI | IESO | MISO_MI | 2015 | B9 | 800 | 0 | 1840 | 1742.55 | 0 | 0 | 0 | 0 | 0 | 0 | 0 | 0 | 0 | 0.55029
IESO_2_MISO_MI | IESO | MISO_MI | 2015 | B10 | 1262 | 0 | 1840 | 0 | 0 | 0 | 0 | 0 | 0 | 0 | 0 | 0 | 0 | 0.55029
IESO_2_MISO_MI | IESO | MISO_MI | 2015 | B11 | 25 | 0 | 1840 | 1840 | 0 | 1840 | 0 | 212.56 | 12.8433 | 0 | 0.54602 | 0.095561 | 0 | 0.55029
IESO_2_MISO_MI | IESO | MISO_MI | 2015 | B12 | 200 | 0 | 1840 | 1840 | 0 | 1840 | 0 | 0 | 4.0952 | 0 | 0.01187 | 0.24376 | 0 | 0.55029
IESO_2_MISO_MI | IESO | MISO_MI | 2015 | B13 | 600 | 0 | 1840 | 1840 | 0 | 1840 | 0 | 184.43 | 2.2909 | 0 | 0.54602 | 0.40909 | 0 | 0.55029
IESO_2_MISO_MI | IESO | MISO_MI | 2015 | B14 | 900 | 0 | 1840 | 1840 | 0 | 0 | 0 | 0 | 0.18992 | 0 | 0 | 0.050871 | 0 | 0.55029
IESO_2_MISO_MI | IESO | MISO_MI | 2015 | B15 | 1203 | 0 | 1840 | 0 | 0 | 0 | 0 | 0 | 0 | 0 | 0 | 0 | 0 | 0.55029
IESO_2_MISO_MI | IESO | MISO_MI | 2015 | B16 | 25 | 0 | 1840 | 1840 | 0 | 1840 | 0 | 0 | 4.4869 | 0 | 0.41545 | 0.033384 | 0 | 0.55029
IESO_2_MISO_MI | IESO | MISO_MI | 2015 | B17 | 100 | 0 | 1840 | 1818.21 | 0 | 0 | 0 | 0 | 0 | 0 | 0 | 0 | 0 | 0.55029
IESO_2_MISO_MI | IESO | MISO_MI | 2015 | B18 | 400 | 0 | 1840 | 1840 | 0 | 0 | 0 | 0 | 1.7924 | 0 | 0 | 0.21338 | 0 | 0.55029
IESO_2_MISO_MI | IESO | MISO_MI | 2015 | B19 | 700 | 0 | 1840 | 737.48 | 0 | 0 | 0 | 0 | 0 | 0 | 0 | 0 | 0 | 0.55029
IESO_2_MISO_MI | IESO | MISO_MI | 2015 | B20 | 935 | 0 | 1840 | 0 | 0 | 0 | 0 | 0 | 0 | 0 | 0 | 0 | 0 | 0.55029
IESO_2_MISO_MI | IESO | MISO_MI | 2020 | B1 | 10 | 0 | 1840 | 1840 | 0 | 1840 | 0 | 0 | 11.9056 | 0 | 0.66472 | 0.025549 | 0 | 0.91034
IESO_2_MISO_MI | IESO | MISO_MI | 2020 | B2 | 25 | 0 | 1840 | 1840 | 0 | 1840 | 0 | 0 | 16.8317 | 0 | 0.66472 | 0.090299 | 0 | 0.91034
IESO_2_MISO_MI | IESO | MISO_MI | 2020 | B3 | 75 | 0 | 1840 | 1840 | 0 | 1840 | 0 | 0 | 14.3983 | 0 | 0.48667 | 0.23173 | 0 | 0.91034
IESO_2_MISO_MI | IESO | MISO_MI | 2020 | B4 | 100 | 0 | 1840 | 1840 | 0 | 1840 | 0 | 0 | 13.3181 | 0 | 0.90212 | 0.2858 | 0 | 0.91034
IESO_2_MISO_MI | IESO | MISO_MI | 2020 | B5 | 200 | 0 | 1840 | 1840 | 0 | 1840 | 0 | 0 | 9.1874 | 0 | 0.91399 | 0.39431 | 0 | 0.91034
IESO_2_MISO_MI | IESO | MISO_MI | 2020 | B6 | 300 | 0 | 1840 | 1840 | 0 | 1840 | 0 | 0 | 4.3207 | 0 | 0.89025 | 0.27816 | 0 | 0.91034
IESO_2_MISO_MI | IESO | MISO_MI | 2020 | B7 | 400 | 0 | 1840 | 1840 | 0 | 1840 | 0 | 0 | 0.81903 | 0 | 0.86651 | 0.070303 | 0 | 0.91034
IESO_2_MISO_MI | IESO | MISO_MI | 2020 | B8 | 500 | 0 | 1840 | 1840 | 0 | 1840 | 0 | 0 | 2.4452 | 0 | 0.87838 | 0.26236 | 0 | 0.91034
IESO_2_MISO_MI | IESO | MISO_MI | 2020 | B9 | 800 | 0 | 1840 | 1840 | 0 | 1840 | 0 | 0 | 1.282 | 0 | 0.01187 | 0.22008 | 0 | 0.91034
IESO_2_MISO_MI | IESO | MISO_MI | 2020 | B10 | 1262 | 0 | 1840 | 153.57 | 0 | 0 | 0 | 0 | 0 | 0 | 0 | 0 | 0 | 0.91034
IESO_2_MISO_MI | IESO | MISO_MI | 2020 | B11 | 25 | 0 | 1840 | 1840 | 0 | 1840 | 0 | 369.78 | 14.9681 | 0 | 0.91399 | 0.080301 | 0 | 0.91034
IESO_2_MISO_MI | IESO | MISO_MI | 2020 | B12 | 200 | 0 | 1840 | 1840 | 0 | 1840 | 0 | 962.28 | 7.1339 | 0 | 0.91399 | 0.30617 | 0 | 0.91034
IESO_2_MISO_MI | IESO | MISO_MI | 2020 | B13 | 600 | 0 | 1840 | 1840 | 0 | 1840 | 0 | 1064.94 | 4.4038 | 0 | 0.91399 | 0.56701 | 0 | 0.91034
IESO_2_MISO_MI | IESO | MISO_MI | 2020 | B14 | 900 | 0 | 1840 | 1840 | 0 | 1840 | 0 | 0 | 2.6233 | 0 | 0.52228 | 0.50664 | 0 | 0.91034
IESO_2_MISO_MI | IESO | MISO_MI | 2020 | B15 | 1203 | 0 | 1840 | 834.95 | 0 | 0 | 0 | 0 | 0 | 0 | 0 | 0 | 0 | 0.91034
IESO_2_MISO_MI | IESO | MISO_MI | 2020 | B16 | 25 | 0 | 1840 | 1840 | 0 | 1840 | 0 | 923.83 | 6.2555 | 0 | 0.91399 | 0.033559 | 0 | 0.91034
IESO_2_MISO_MI | IESO | MISO_MI | 2020 | B17 | 100 | 0 | 1840 | 1840 | 0 | 877.48 | 0 | 0 | 5.4958 | 0 | 0 | 0.11794 | 0 | 0.91034
IESO_2_MISO_MI | IESO | MISO_MI | 2020 | B18 | 400 | 0 | 1840 | 1840 | 0 | 0 | 0 | 0 | 1.9942 | 0 | 0 | 0.17117 | 0 | 0.91034
IESO_2_MISO_MI | IESO | MISO_MI | 2020 | B19 | 700 | 0 | 1840 | 1413.21 | 0 | 0 | 0 | 0 | 0 | 0 | 0 | 0 | 0 | 0.91034
IESO_2_MISO_MI | IESO | MISO_MI | 2020 | B20 | 935 | 0 | 1840 | 0 | 0 | 0 | 0 | 0 | 0 | 0 | 0 | 0 | 0 | 0.91034
IESO_2_MISO_MI | IESO | MISO_MI | 2025 | B1 | 10 | 0 | 1840 | 1840 | 0 | 1840 | 0 | 0 | 3.834 | 0 | 0.75968 | 0.012953 | 0 | 0.94118
IESO_2_MISO_MI | IESO | MISO_MI | 2025 | B2 | 25 | 0 | 1840 | 1840 | 0 | 1840 | 0 | 0 | 5.5908 | 0 | 0.68846 | 0.047219 | 0 | 0.94118
IESO_2_MISO_MI | IESO | MISO_MI | 2025 | B3 | 75 | 0 | 1840 | 1840 | 0 | 1840 | 0 | 0 | 16.8554 | 0 | 0.28488 | 0.42708 | 0 | 0.94118
IESO_2_MISO_MI | IESO | MISO_MI | 2025 | B4 | 100 | 0 | 1840 | 1840 | 0 | 1840 | 0 | 0 | 16.1788 | 0 | 0.28488 | 0.54658 | 0 | 0.94118
IESO_2_MISO_MI | IESO | MISO_MI | 2025 | B5 | 200 | 0 | 1840 | 1840 | 0 | 1840 | 0 | 0 | 11.7869 | 0 | 0.92586 | 0.79641 | 0 | 0.94118
IESO_2_MISO_MI | IESO | MISO_MI | 2025 | B6 | 300 | 0 | 1840 | 1840 | 0 | 1840 | 0 | 0 | 5.2347 | 0 | 0.89025 | 0.53054 | 0 | 0.94118
IESO_2_MISO_MI | IESO | MISO_MI | 2025 | B7 | 400 | 0 | 1840 | 1646.64 | 0 | 1840 | 0 | 0 | 0 | 0 | 0.80716 | 0 | 0 | 0.94118
IESO_2_MISO_MI | IESO | MISO_MI | 2025 | B8 | 500 | 0 | 1840 | 1741.9 | 0 | 1840 | 0 | 0 | 0 | 0 | 0.48667 | 0 | 0 | 0.94118
IESO_2_MISO_MI | IESO | MISO_MI | 2025 | B9 | 800 | 0 | 1840 | 139.16 | 0 | 638.34 | 0 | 0 | 0 | 0 | 0 | 0 | 0 | 0.94118
IESO_2_MISO_MI | IESO | MISO_MI | 2025 | B10 | 1262 | 0 | 1840 | 0 | 0 | 0 | 0 | 0 | 0 | 0 | 0 | 0 | 0 | 0.94118
IESO_2_MISO_MI | IESO | MISO_MI | 2025 | B11 | 25 | 0 | 1840 | 1840 | 0 | 1840 | 0 | 0 | 15.431 | 0 | 0.28488 | 0.13033 | 0 | 0.94118
IESO_2_MISO_MI | IESO | MISO_MI | 2025 | B12 | 200 | 0 | 1840 | 1840 | 0 | 1840 | 0 | 0 | 6.4692 | 0 | 0.92586 | 0.4371 | 0 | 0.94118
IESO_2_MISO_MI | IESO | MISO_MI | 2025 | B13 | 600 | 0 | 1840 | 1840 | 0 | 1840 | 0 | 0 | 2.552 | 0 | 0.92586 | 0.51731 | 0 | 0.94118
IESO_2_MISO_MI | IESO | MISO_MI | 2025 | B14 | 900 | 0 | 1840 | 1840 | 0 | 0 | 0 | 0 | 0.07122 | 0 | 0 | 0.021655 | 0 | 0.94118
IESO_2_MISO_MI | IESO | MISO_MI | 2025 | B15 | 1203 | 0 | 1840 | 0 | 0 | 0 | 0 | 0 | 0 | 0 | 0 | 0 | 0 | 0.94118
IESO_2_MISO_MI | IESO | MISO_MI | 2025 | B16 | 25 | 0 | 1840 | 1840 | 0 | 1840 | 0 | 0 | 10.3981 | 0 | 0.79529 | 0.087822 | 0 | 0.94118
IESO_2_MISO_MI | IESO | MISO_MI | 2025 | B17 | 100 | 0 | 1840 | 1840 | 0 | 917.49 | 0 | 0 | 3.5491 | 0 | 0 | 0.1199 | 0 | 0.94118
IESO_2_MISO_MI | IESO | MISO_MI | 2025 | B18 | 400 | 0 | 1840 | 1840 | 0 | 0 | 0 | 0 | 0.66472 | 0 | 0 | 0.089827 | 0 | 0.94118
IESO_2_MISO_MI | IESO | MISO_MI | 2025 | B19 | 700 | 0 | 1840 | 0 | 0 | 0 | 0 | 0 | 0 | 0 | 0 | 0 | 0 | 0.94118
IESO_2_MISO_MI | IESO | MISO_MI | 2025 | B20 | 935 | 0 | 1840 | 0 | 0 | 0 | 0 | 0 | 0 | 0 | 0 | 0 | 0 | 0.94118
IESO_2_MISO_MI | IESO | MISO_MI | 2030 | B1 | 10 | 0 | 1840 | 1840 | 0 | 1840 | 0 | 751.09 | 4.5106 | 0 | 0.98521 | 0.015368 | 0 | 1.1335
IESO_2_MISO_MI | IESO | MISO_MI | 2030 | B2 | 25 | 0 | 1840 | 1675.83 | 0 | 1840 | 0 | 816.34 | 0 | 0 | 0.98521 | 0 | 0 | 1.1335
IESO_2_MISO_MI | IESO | MISO_MI | 2030 | B3 | 75 | 0 | 1840 | 1840 | 0 | 1840 | 0 | 745.52 | 6.03 | 0 | 0.98521 | 0.15409 | 0 | 1.1335
IESO_2_MISO_MI | IESO | MISO_MI | 2030 | B4 | 100 | 0 | 1840 | 1840 | 0 | 1840 | 0 | 0 | 19.906 | 0 | 0.97334 | 0.67823 | 0 | 1.1335
IESO_2_MISO_MI | IESO | MISO_MI | 2030 | B5 | 200 | 0 | 1840 | 1840 | 0 | 1840 | 0 | 1115.66 | 19.8466 | 0 | 0.98521 | 1.3524 | 0 | 1.1335
IESO_2_MISO_MI | IESO | MISO_MI | 2030 | B6 | 300 | 0 | 1840 | 1840 | 0 | 1840 | 0 | 373.73 | 2.1722 | 0 | 0.98521 | 0.22203 | 0 | 1.1335
IESO_2_MISO_MI | IESO | MISO_MI | 2030 | B7 | 400 | 0 | 1840 | 578.65 | 0 | 1840 | 0 | 271.93 | 0 | 0 | 0.98521 | 0 | 0 | 1.1335
IESO_2_MISO_MI | IESO | MISO_MI | 2030 | B8 | 500 | 0 | 1840 | 1254.9 | 0 | 1840 | 0 | 0 | 0 | 0 | 0.73594 | 0 | 0 | 1.1335
IESO_2_MISO_MI | IESO | MISO_MI | 2030 | B9 | 800 | 0 | 1840 | 0 | 0 | 0 | 0 | 0 | 0 | 0 | 0 | 0 | 0 | 1.1335
IESO_2_MISO_MI | IESO | MISO_MI | 2030 | B10 | 1262 | 0 | 1840 | 0 | 0 | 0 | 0 | 0 | 0 | 0 | 0 | 0 | 0 | 1.1335
IESO_2_MISO_MI | IESO | MISO_MI | 2030 | B11 | 25 | 0 | 1840 | 1840 | 0 | 1840 | 0 | 0 | 17.5676 | 0 | 0.97334 | 0.14964 | 0 | 1.1335
IESO_2_MISO_MI | IESO | MISO_MI | 2030 | B12 | 200 | 0 | 1840 | 1840 | 0 | 1840 | 0 | 0 | 9.9352 | 0 | 0.90212 | 0.67701 | 0 | 1.1335
IESO_2_MISO_MI | IESO | MISO_MI | 2030 | B13 | 600 | 0 | 1840 | 1840 | 0 | 1840 | 0 | 0 | 2.4808 | 0 | 0.90212 | 0.50715 | 0 | 1.1335
IESO_2_MISO_MI | IESO | MISO_MI | 2030 | B14 | 900 | 0 | 1840 | 1840 | 0 | 653.39 | 0 | 0 | 1.6618 | 0 | 0 | 0.50958 | 0 | 1.1335
IESO_2_MISO_MI | IESO | MISO_MI | 2030 | B15 | 1203 | 0 | 1840 | 0 | 0 | 0 | 0 | 0 | 0 | 0 | 0 | 0 | 0 | 1.1335
IESO_2_MISO_MI | IESO | MISO_MI | 2030 | B16 | 25 | 0 | 1840 | 1840 | 0 | 1840 | 0 | 2011.45 | 13.152 | 0 | 0.98521 | 0.11203 | 0 | 1.1335
IESO_2_MISO_MI | IESO | MISO_MI | 2030 | B17 | 100 | 0 | 1840 | 1840 | 0 | 1840 | 0 | 0 | 3.5491 | 0 | 0.27301 | 0.12092 | 0 | 1.1335
IESO_2_MISO_MI | IESO | MISO_MI | 2030 | B18 | 400 | 0 | 1840 | 1840 | 0 | 0 | 0 | 0 | 0.26114 | 0 | 0 | 0.03559 | 0 | 1.1335
IESO_2_MISO_MI | IESO | MISO_MI | 2030 | B19 | 700 | 0 | 1840 | 0 | 0 | 0 | 0 | 0 | 0 | 0 | 0 | 0 | 0 | 1.1335
IESO_2_MISO_MI | IESO | MISO_MI | 2030 | B20 | 935 | 0 | 1840 | 0 | 0 | 0 | 0 | 0 | 0 | 0 | 0 | 0 | 0 | 1.1335
IESO_2_MISO_MI | IESO | MISO_MI | 2035 | B1 | 10 | 0 | 1840 | 222.4 | 0 | 172.63 | 0 | 0 | 0 | 0 | 0 | 0 | 0 | 1.767
IESO_2_MISO_MI | IESO | MISO_MI | 2035 | B2 | 25 | 0 | 1840 | 258.02 | 0 | 387.26 | 0 | 0 | 0 | 0 | 0 | 0 | 0 | 1.767
IESO_2_MISO_MI | IESO | MISO_MI | 2035 | B3 | 75 | 0 | 1840 | 1330.76 | 0 | 1436.98 | 0 | 0 | 0 | 0 | 0 | 0 | 0 | 1.767
IESO_2_MISO_MI | IESO | MISO_MI | 2035 | B4 | 100 | 0 | 1840 | 1840 | 0 | 1840 | 0 | 0 | 17.2709 | 0 | 1.2938 | 1.1142 | 0 | 1.767
IESO_2_MISO_MI | IESO | MISO_MI | 2035 | B5 | 200 | 0 | 1840 | 1840 | 0 | 1840 | 0 | 0 | 18.5884 | 0 | 1.4244 | 2.3985 | 0 | 1.767
IESO_2_MISO_MI | IESO | MISO_MI | 2035 | B6 | 300 | 0 | 1840 | 1840 | 0 | 1840 | 0 | 0 | 5.9231 | 0 | 1.4244 | 1.1464 | 0 | 1.767
IESO_2_MISO_MI | IESO | MISO_MI | 2035 | B7 | 400 | 0 | 1840 | 1363.24 | 0 | 1840 | 0 | 0 | 0 | 0 | 0.04748 | 0 | 0 | 1.767
IESO_2_MISO_MI | IESO | MISO_MI | 2035 | B8 | 500 | 0 | 1840 | 0 | 0 | 1765.02 | 0 | 0 | 0 | 0 | 0 | 0 | 0 | 1.767
IESO_2_MISO_MI | IESO | MISO_MI | 2035 | B9 | 800 | 0 | 1840 | 0 | 0 | 0 | 0 | 0 | 0 | 0 | 0 | 0 | 0 | 1.767
IESO_2_MISO_MI | IESO | MISO_MI | 2035 | B10 | 1262 | 0 | 1840 | 0 | 0 | 0 | 0 | 0 | 0 | 0 | 0 | 0 | 0 | 1.767
IESO_2_MISO_MI | IESO | MISO_MI | 2035 | B11 | 25 | 0 | 1840 | 1840 | 0 | 1840 | 0 | 0 | 18.7071 | 0 | 1.0446 | 0.30173 | 0 | 1.767
IESO_2_MISO_MI | IESO | MISO_MI | 2035 | B12 | 200 | 0 | 1840 | 1840 | 0 | 1840 | 0 | 0 | 7.5731 | 0 | 2.0179 | 0.97717 | 0 | 1.767
IESO_2_MISO_MI | IESO | MISO_MI | 2035 | B13 | 600 | 0 | 1840 | 1840 | 0 | 1840 | 0 | 0 | 1.733 | 0 | 0.8309 | 0.67085 | 0 | 1.767
IESO_2_MISO_MI | IESO | MISO_MI | 2035 | B14 | 900 | 0 | 1840 | 1616.04 | 0 | 857.17 | 0 | 0 | 0 | 0 | 0 | 0 | 0 | 1.767
IESO_2_MISO_MI | IESO | MISO_MI | 2035 | B15 | 1203 | 0 | 1840 | 0 | 0 | 0 | 0 | 0 | 0 | 0 | 0 | 0 | 0 | 1.767
IESO_2_MISO_MI | IESO | MISO_MI | 2035 | B16 | 25 | 0 | 1840 | 1840 | 0 | 1840 | 0 | 426.47 | 15.6921 | 0 | 2.0773 | 0.2531 | 0 | 1.767
IESO_2_MISO_MI | IESO | MISO_MI | 2035 | B17 | 100 | 0 | 1840 | 1840 | 0 | 1840 | 0 | 0 | 3.193 | 0 | 2.0298 | 0.206 | 0 | 1.767
IESO_2_MISO_MI | IESO | MISO_MI | 2035 | B18 | 400 | 0 | 1840 | 0 | 0 | 0 | 0 | 0 | 0 | 0 | 0 | 0 | 0 | 1.767
IESO_2_MISO_MI | IESO | MISO_MI | 2035 | B19 | 700 | 0 | 1840 | 0 | 0 | 0 | 0 | 0 | 0 | 0 | 0 | 0 | 0 | 1.767
IESO_2_MISO_MI | IESO | MISO_MI | 2035 | B20 | 935 | 0 | 1840 | 0 | 0 | 0 | 0 | 0 | 0 | 0 | 0 | 0 | 0 | 1.767
IESO_2_MISO_MI | IESO | MISO_MI | 2040 | B1 | 10 | 0 | 1840 | 442.04 | 0 | 1057.39 | 0 | 0 | 0 | 0 | 0 | 0 | 0 | 1.3734
IESO_2_MISO_MI | IESO | MISO_MI | 2040 | B2 | 25 | 0 | 1840 | 945.6 | 0 | 1689.2 | 0 | 0 | 0 | 0 | 0 | 0 | 0 | 1.3734
IESO_2_MISO_MI | IESO | MISO_MI | 2040 | B3 | 75 | 0 | 1840 | 1840 | 0 | 1840 | 0 | 0 | 2.0179 | 0 | 1.3769 | 0.093134 | 0 | 1.3734
IESO_2_MISO_MI | IESO | MISO_MI | 2040 | B4 | 100 | 0 | 1840 | 1840 | 0 | 1840 | 0 | 502.98 | 8.8669 | 0 | 1.5431 | 0.54565 | 0 | 1.3734
IESO_2_MISO_MI | IESO | MISO_MI | 2040 | B5 | 200 | 0 | 1840 | 1840 | 0 | 1840 | 0 | 340.44 | 9.4723 | 0 | 1.5431 | 1.1658 | 0 | 1.3734
IESO_2_MISO_MI | IESO | MISO_MI | 2040 | B6 | 300 | 0 | 1840 | 1840 | 0 | 1840 | 0 | 969.93 | 9.6503 | 0 | 1.5431 | 1.7816 | 0 | 1.3734
IESO_2_MISO_MI | IESO | MISO_MI | 2040 | B7 | 400 | 0 | 1840 | 601.9 | 0 | 1840 | 0 | 0 | 0 | 0 | 1.2938 | 0 | 0 | 1.3734
IESO_2_MISO_MI | IESO | MISO_MI | 2040 | B8 | 500 | 0 | 1840 | 353.9 | 0 | 1840 | 0 | 0 | 0 | 0 | 0.9496 | 0 | 0 | 1.3734
IESO_2_MISO_MI | IESO | MISO_MI | 2040 | B9 | 800 | 0 | 1840 | 0 | 0 | 0 | 0 | 0 | 0 | 0 | 0 | 0 | 0 | 1.3734
IESO_2_MISO_MI | IESO | MISO_MI | 2040 | B10 | 1262 | 0 | 1840 | 0 | 0 | 0 | 0 | 0 | 0 | 0 | 0 | 0 | 0 | 1.3734
IESO_2_MISO_MI | IESO | MISO_MI | 2040 | B11 | 25 | 0 | 1840 | 1840 | 0 | 1840 | 0 | 1917.99 | 24.108 | 0 | 1.5431 | 0.37089 | 0 | 1.3734
IESO_2_MISO_MI | IESO | MISO_MI | 2040 | B12 | 200 | 0 | 1840 | 1840 | 0 | 1840 | 0 | 1267.07 | 6.2674 | 0 | 1.5431 | 0.77137 | 0 | 1.3734
IESO_2_MISO_MI | IESO | MISO_MI | 2040 | B13 | 600 | 0 | 1840 | 1840 | 0 | 1840 | 0 | 0 | 0.81903 | 0 | 0.36797 | 0.30241 | 0 | 1.3734
IESO_2_MISO_MI | IESO | MISO_MI | 2040 | B14 | 900 | 0 | 1840 | 0 | 0 | 0 | 0 | 0 | 0 | 0 | 0 | 0 | 0 | 1.3734
IESO_2_MISO_MI | IESO | MISO_MI | 2040 | B15 | 1203 | 0 | 1840 | 0 | 0 | 0 | 0 | 0 | 0 | 0 | 0 | 0 | 0 | 1.3734
IESO_2_MISO_MI | IESO | MISO_MI | 2040 | B16 | 25 | 0 | 1840 | 1840 | 0 | 1840 | 0 | 1675.89 | 6.0062 | 0 | 1.5431 | 0.092403 | 0 | 1.3734
IESO_2_MISO_MI | IESO | MISO_MI | 2040 | B17 | 100 | 0 | 1840 | 1840 | 0 | 1840 | 0 | 2266.39 | 6.0181 | 0 | 1.5431 | 0.37034 | 0 | 1.3734
IESO_2_MISO_MI | IESO | MISO_MI | 2040 | B18 | 400 | 0 | 1840 | 89.13 | 0 | 1840 | 0 | 0 | 0 | 0 | 0.5935 | 0 | 0 | 1.3734
IESO_2_MISO_MI | IESO | MISO_MI | 2040 | B19 | 700 | 0 | 1840 | 0 | 0 | 0 | 0 | 0 | 0 | 0 | 0 | 0 | 0 | 1.3734
IESO_2_MISO_MI | IESO | MISO_MI | 2040 | B20 | 935 | 0 | 1840 | 0 | 0 | 0 | 0 | 0 | 0 | 0 | 0 | 0 | 0 | 1.3734
IESO_2_MISO_MI | IESO | MISO_MI | 2045 | B1 | 10 | 0 | 1840 | 1309.28 | 0 | 1318.67 | 0 | 0 | 0 | 0 | 0 | 0 | 0 | 1.3646
IESO_2_MISO_MI | IESO | MISO_MI | 2045 | B2 | 25 | 0 | 1840 | 1840 | 0 | 1840 | 0 | 458.59 | 6.0062 | 0 | 2.0179 | 0.061288 | 0 | 1.3646
IESO_2_MISO_MI | IESO | MISO_MI | 2045 | B3 | 75 | 0 | 1840 | 1840 | 0 | 1840 | 0 | 1386.67 | 8.5464 | 0 | 2.0179 | 0.26162 | 0 | 1.3646
IESO_2_MISO_MI | IESO | MISO_MI | 2045 | B4 | 100 | 0 | 1840 | 1840 | 0 | 1840 | 0 | 2224.48 | 12.3329 | 0 | 2.0179 | 0.50338 | 0 | 1.3646
IESO_2_MISO_MI | IESO | MISO_MI | 2045 | B5 | 200 | 0 | 1840 | 1840 | 0 | 1840 | 0 | 3017.79 | 13.971 | 0 | 2.0179 | 1.1405 | 0 | 1.3646
IESO_2_MISO_MI | IESO | MISO_MI | 2045 | B6 | 300 | 0 | 1840 | 1840 | 0 | 1840 | 0 | 3529.23 | 10.0064 | 0 | 2.0179 | 1.2253 | 0 | 1.3646
IESO_2_MISO_MI | IESO | MISO_MI | 2045 | B7 | 400 | 0 | 1840 | 1840 | 0 | 1840 | 0 | 4048.66 | 0.26114 | 0 | 2.0179 | 0.042635 | 0 | 1.3646
IESO_2_MISO_MI | IESO | MISO_MI | 2045 | B8 | 500 | 0 | 1840 | 1241.86 | 0 | 1840 | 0 | 2563.5 | 0 | 0 | 2.0179 | 0 | 0 | 1.3646
IESO_2_MISO_MI | IESO | MISO_MI | 2045 | B9 | 800 | 0 | 1840 | 0 | 0 | 0 | 0 | 0 | 0 | 0 | 0 | 0 | 0 | 1.3646
IESO_2_MISO_MI | IESO | MISO_MI | 2045 | B10 | 1262 | 0 | 1840 | 0 | 0 | 0 | 0 | 0 | 0 | 0 | 0 | 0 | 0 | 1.3646
IESO_2_MISO_MI | IESO | MISO_MI | 2045 | B11 | 25 | 0 | 1840 | 1840 | 0 | 1840 | 0 | 1961.25 | 29.6631 | 0 | 2.0179 | 0.30268 | 0 | 1.3646
IESO_2_MISO_MI | IESO | MISO_MI | 2045 | B12 | 200 | 0 | 1840 | 1840 | 0 | 1840 | 0 | 1518.69 | 4.3682 | 0 | 2.0179 | 0.35658 | 0 | 1.3646
IESO_2_MISO_MI | IESO | MISO_MI | 2045 | B13 | 600 | 0 | 1840 | 1840 | 0 | 1840 | 0 | 0 | 3.8934 | 0 | 1.2582 | 0.95348 | 0 | 1.3646
IESO_2_MISO_MI | IESO | MISO_MI | 2045 | B14 | 900 | 0 | 1840 | 1637.82 | 0 | 0 | 0 | 0 | 0 | 0 | 0 | 0 | 0 | 1.3646
IESO_2_MISO_MI | IESO | MISO_MI | 2045 | B15 | 1203 | 0 | 1840 | 0 | 0 | 0 | 0 | 0 | 0 | 0 | 0 | 0 | 0 | 1.3646
IESO_2_MISO_MI | IESO | MISO_MI | 2045 | B16 | 25 | 0 | 1840 | 1840 | 0 | 1840 | 0 | 2015.79 | 8.8194 | 0 | 2.0179 | 0.089994 | 0 | 1.3646
IESO_2_MISO_MI | IESO | MISO_MI | 2045 | B17 | 100 | 0 | 1840 | 1840 | 0 | 1840 | 0 | 2632.69 | 6.7303 | 0 | 2.0179 | 0.27471 | 0 | 1.3646
IESO_2_MISO_MI | IESO | MISO_MI | 2045 | B18 | 400 | 0 | 1840 | 1840 | 0 | 1840 | 0 | 0 | 1.5075 | 0 | 1.1989 | 0.24612 | 0 | 1.3646
IESO_2_MISO_MI | IESO | MISO_MI | 2045 | B19 | 700 | 0 | 1840 | 1076.28 | 0 | 759.45 | 0 | 0 | 0 | 0 | 0 | 0 | 0 | 1.3646
IESO_2_MISO_MI | IESO | MISO_MI | 2045 | B20 | 935 | 0 | 1840 | 0 | 0 | 0 | 0 | 0 | 0 | 0 | 0 | 0 | 0 | 1.3646
IESO_2_MISO_MI | IESO | MISO_MI | 2050 | B1 | 10 | 0 | 1840 | 1019.83 | 0 | 1243.74 | 0 | 0 | 0 | 0 | 0 | 0 | 0 | 1.2941
IESO_2_MISO_MI | IESO | MISO_MI | 2050 | B2 | 25 | 0 | 1840 | 1840 | 0 | 1840 | 0 | 291.33 | 1.3176 | 0 | 2.1129 | 0.011166 | 0 | 1.2941
IESO_2_MISO_MI | IESO | MISO_MI | 2050 | B3 | 75 | 0 | 1840 | 1840 | 0 | 1840 | 0 | 1857.64 | 5.4839 | 0 | 2.1129 | 0.13942 | 0 | 1.2941
IESO_2_MISO_MI | IESO | MISO_MI | 2050 | B4 | 100 | 0 | 1840 | 1840 | 0 | 1840 | 0 | 2512.98 | 13.3894 | 0 | 2.1129 | 0.45388 | 0 | 1.2941
IESO_2_MISO_MI | IESO | MISO_MI | 2050 | B5 | 200 | 0 | 1840 | 1840 | 0 | 1840 | 0 | 2995.53 | 13.1401 | 0 | 2.1129 | 0.89085 | 0 | 1.2941
IESO_2_MISO_MI | IESO | MISO_MI | 2050 | B6 | 300 | 0 | 1840 | 1840 | 0 | 1840 | 0 | 3673.88 | 11.0866 | 0 | 2.1129 | 1.1274 | 0 | 1.2941
IESO_2_MISO_MI | IESO | MISO_MI | 2050 | B7 | 400 | 0 | 1840 | 1210.65 | 0 | 1840 | 0 | 3949.74 | 0 | 0 | 2.1129 | 0 | 0 | 1.2941
IESO_2_MISO_MI | IESO | MISO_MI | 2050 | B8 | 500 | 0 | 1840 | 1580.19 | 0 | 1840 | 0 | 2256.23 | 0 | 0 | 2.1129 | 0 | 0 | 1.2941
IESO_2_MISO_MI | IESO | MISO_MI | 2050 | B9 | 800 | 0 | 1840 | 0 | 0 | 0 | 0 | 0 | 0 | 0 | 0 | 0 | 0 | 1.2941
IESO_2_MISO_MI | IESO | MISO_MI | 2050 | B10 | 1262 | 0 | 1840 | 0 | 0 | 0 | 0 | 0 | 0 | 0 | 0 | 0 | 0 | 1.2941
IESO_2_MISO_MI | IESO | MISO_MI | 2050 | B11 | 25 | 0 | 1840 | 1840 | 0 | 1840 | 0 | 2498.02 | 31.1113 | 0 | 2.1129 | 0.26365 | 0 | 1.2941
IESO_2_MISO_MI | IESO | MISO_MI | 2050 | B12 | 200 | 0 | 1840 | 1840 | 0 | 1840 | 0 | 2172.8 | 8.5464 | 0 | 2.1129 | 0.57942 | 0 | 1.2941
IESO_2_MISO_MI | IESO | MISO_MI | 2050 | B13 | 600 | 0 | 1840 | 1840 | 0 | 1840 | 0 | 725.73 | 4.4038 | 0 | 2.1129 | 0.89568 | 0 | 1.2941
IESO_2_MISO_MI | IESO | MISO_MI | 2050 | B14 | 900 | 0 | 1840 | 1840 | 0 | 1840 | 0 | 0 | 0.07122 | 0 | 0.08309 | 0.021728 | 0 | 1.2941
IESO_2_MISO_MI | IESO | MISO_MI | 2050 | B15 | 1203 | 0 | 1840 | 0 | 0 | 0 | 0 | 0 | 0 | 0 | 0 | 0 | 0 | 1.2941
IESO_2_MISO_MI | IESO | MISO_MI | 2050 | B16 | 25 | 0 | 1840 | 1840 | 0 | 1840 | 0 | 1666.75 | 9.2586 | 0 | 2.1129 | 0.078463 | 0 | 1.2941
IESO_2_MISO_MI | IESO | MISO_MI | 2050 | B17 | 100 | 0 | 1840 | 1840 | 0 | 1840 | 0 | 2310.37 | 5.5552 | 0 | 2.1129 | 0.18831 | 0 | 1.2941
IESO_2_MISO_MI | IESO | MISO_MI | 2050 | B18 | 400 | 0 | 1840 | 1840 | 0 | 1840 | 0 | 2894.55 | 3.8815 | 0 | 2.1129 | 0.5263 | 0 | 1.2941
IESO_2_MISO_MI | IESO | MISO_MI | 2050 | B19 | 700 | 0 | 1840 | 601.34 | 0 | 1840 | 0 | 0 | 0 | 0 | 2.0416 | 0 | 0 | 1.2941
IESO_2_MISO_MI | IESO | MISO_MI | 2050 | B20 | 935 | 0 | 1840 | 0 | 0 | 0 | 0 | 0 | 0 | 0 | 0 | 0 | 0 | 1.2941
IESO_2_MISO_W | IESO | MISO_W | 2015 | B1 | 10 | 0 | 140 | 140 | 0 | 140 | 0 | 1727.43 | 8.0953 | 0 | 0.58163 | 0.01539 | 0 | 0.58209
IESO_2_MISO_W | IESO | MISO_W | 2015 | B2 | 25 | 0 | 140 | 140 | 0 | 140 | 0 | 1724.73 | 13.6505 | 0 | 0.58163 | 0.064879 | 0 | 0.58209
IESO_2_MISO_W | IESO | MISO_W | 2015 | B3 | 75 | 0 | 140 | 140 | 0 | 140 | 0 | 3261.33 | 13.6505 | 0 | 0.58163 | 0.19464 | 0 | 0.58209
IESO_2_MISO_W | IESO | MISO_W | 2015 | B4 | 100 | 0 | 140 | 140 | 0 | 140 | 0 | 3595.07 | 12.6297 | 0 | 0.58163 | 0.24011 | 0 | 0.58209
IESO_2_MISO_W | IESO | MISO_W | 2015 | B5 | 200 | 0 | 140 | 140 | 0 | 140 | 0 | 4272.03 | 7.7155 | 0 | 0.58163 | 0.29337 | 0 | 0.58209
IESO_2_MISO_W | IESO | MISO_W | 2015 | B6 | 300 | 0 | 140 | 140 | 0 | 140 | 0 | 934.51 | 3.2286 | 0 | 0.58163 | 0.18414 | 0 | 0.58209
IESO_2_MISO_W | IESO | MISO_W | 2015 | B7 | 400 | 0 | 140 | 140 | 0 | 101.22 | 0 | 0 | 0.01187 | 0 | 0 | 0.00090266 | 0 | 0.58209
IESO_2_MISO_W | IESO | MISO_W | 2015 | B8 | 500 | 0 | 140 | 140 | 0 | 0 | 0 | 0 | 1.1989 | 0 | 0 | 0.11396 | 0 | 0.58209
IESO_2_MISO_W | IESO | MISO_W | 2015 | B9 | 800 | 0 | 140 | 140 | 0 | 0 | 0 | 0 | 0.92586 | 0 | 0 | 0.14082 | 0 | 0.58209
IESO_2_MISO_W | IESO | MISO_W | 2015 | B10 | 1262 | 0 | 140 | 0 | 0 | 0 | 0 | 0 | 0 | 0 | 0 | 0 | 0 | 0.58209
IESO_2_MISO_W | IESO | MISO_W | 2015 | B11 | 25 | 0 | 140 | 140 | 0 | 140 | 0 | 2645.9 | 12.8789 | 0 | 0.58163 | 0.061212 | 0 | 0.58209
IESO_2_MISO_W | IESO | MISO_W | 2015 | B12 | 200 | 0 | 140 | 140 | 0 | 140 | 0 | 0 | 4.0952 | 0 | 0.02374 | 0.15571 | 0 | 0.58209
IESO_2_MISO_W | IESO | MISO_W | 2015 | B13 | 600 | 0 | 140 | 140 | 0 | 140 | 0 | 65.02 | 2.4571 | 0 | 0.58163 | 0.28028 | 0 | 0.58209
IESO_2_MISO_W | IESO | MISO_W | 2015 | B14 | 900 | 0 | 140 | 140 | 0 | 0 | 0 | 0 | 0.75968 | 0 | 0 | 0.12998 | 0 | 0.58209
IESO_2_MISO_W | IESO | MISO_W | 2015 | B15 | 1203 | 0 | 140 | 0 | 0 | 0 | 0 | 0 | 0 | 0 | 0 | 0 | 0 | 0.58209
IESO_2_MISO_W | IESO | MISO_W | 2015 | B16 | 25 | 0 | 140 | 140 | 0 | 140 | 0 | 719.28 | 4.475 | 0 | 0.58163 | 0.021269 | 0 | 0.58209
IESO_2_MISO_W | IESO | MISO_W | 2015 | B17 | 100 | 0 | 140 | 0 | 0 | 0 | 0 | 0 | 0 | 0 | 0 | 0 | 0 | 0.58209
IESO_2_MISO_W | IESO | MISO_W | 2015 | B18 | 400 | 0 | 140 | 140 | 0 | 0 | 0 | 0 | 2.2909 | 0 | 0 | 0.17421 | 0 | 0.58209
IESO_2_MISO_W | IESO | MISO_W | 2015 | B19 | 700 | 0 | 140 | 140 | 0 | 0 | 0 | 0 | 1.9348 | 0 | 0 | 0.25748 | 0 | 0.58209
IESO_2_MISO_W | IESO | MISO_W | 2015 | B20 | 935 | 0 | 140 | 0 | 0 | 0 | 0 | 0 | 0 | 0 | 0 | 0 | 0 | 0.58209
IESO_2_MISO_W | IESO | MISO_W | 2020 | B1 | 10 | 0 | 140 | 140 | 0 | 140 | 0 | 1147.83 | 13.5555 | 0 | 0.90212 | 0.02529 | 0 | 0.90611
IESO_2_MISO_W | IESO | MISO_W | 2020 | B2 | 25 | 0 | 140 | 140 | 0 | 140 | 0 | 2573.02 | 16.8435 | 0 | 0.90212 | 0.078561 | 0 | 0.90611
IESO_2_MISO_W | IESO | MISO_W | 2020 | B3 | 75 | 0 | 140 | 140 | 0 | 140 | 0 | 3767.07 | 17.9 | 0 | 0.90212 | 0.25047 | 0 | 0.90611
IESO_2_MISO_W | IESO | MISO_W | 2020 | B4 | 100 | 0 | 140 | 140 | 0 | 140 | 0 | 4628.48 | 17.9 | 0 | 0.90212 | 0.33395 | 0 | 0.90611
IESO_2_MISO_W | IESO | MISO_W | 2020 | B5 | 200 | 0 | 140 | 140 | 0 | 140 | 0 | 5302.02 | 11.2172 | 0 | 0.90212 | 0.41855 | 0 | 0.90611
IESO_2_MISO_W | IESO | MISO_W | 2020 | B6 | 300 | 0 | 140 | 140 | 0 | 140 | 0 | 4302.29 | 5.3415 | 0 | 0.90212 | 0.29896 | 0 | 0.90611
IESO_2_MISO_W | IESO | MISO_W | 2020 | B7 | 400 | 0 | 140 | 140 | 0 | 140 | 0 | 821.04 | 0.85464 | 0 | 0.90212 | 0.063779 | 0 | 0.90611
IESO_2_MISO_W | IESO | MISO_W | 2020 | B8 | 500 | 0 | 140 | 140 | 0 | 140 | 0 | 623.93 | 2.4571 | 0 | 0.90212 | 0.22921 | 0 | 0.90611
IESO_2_MISO_W | IESO | MISO_W | 2020 | B9 | 800 | 0 | 140 | 140 | 0 | 140 | 0 | 0 | 1.7093 | 0 | 0.1187 | 0.25512 | 0 | 0.90611
IESO_2_MISO_W | IESO | MISO_W | 2020 | B10 | 1262 | 0 | 140 | 0 | 0 | 0 | 0 | 0 | 0 | 0 | 0 | 0 | 0 | 0.90611
IESO_2_MISO_W | IESO | MISO_W | 2020 | B11 | 25 | 0 | 140 | 140 | 0 | 140 | 0 | 4982.86 | 17.5201 | 0 | 0.90212 | 0.081717 | 0 | 0.90611
IESO_2_MISO_W | IESO | MISO_W | 2020 | B12 | 200 | 0 | 140 | 140 | 0 | 140 | 0 | 322.88 | 7.0983 | 0 | 0.90212 | 0.26486 | 0 | 0.90611
IESO_2_MISO_W | IESO | MISO_W | 2020 | B13 | 600 | 0 | 140 | 140 | 0 | 140 | 0 | 376.17 | 4.8192 | 0 | 0.90212 | 0.53946 | 0 | 0.90611
IESO_2_MISO_W | IESO | MISO_W | 2020 | B14 | 900 | 0 | 140 | 140 | 0 | 140 | 0 | 0 | 2.6351 | 0 | 0.51041 | 0.44247 | 0 | 0.90611
IESO_2_MISO_W | IESO | MISO_W | 2020 | B15 | 1203 | 0 | 140 | 87.27 | 0 | 0 | 0 | 0 | 0 | 0 | 0 | 0 | 0 | 0.90611
IESO_2_MISO_W | IESO | MISO_W | 2020 | B16 | 25 | 0 | 140 | 140 | 0 | 140 | 0 | 3072.47 | 6.0062 | 0 | 0.90212 | 0.028014 | 0 | 0.90611
IESO_2_MISO_W | IESO | MISO_W | 2020 | B17 | 100 | 0 | 140 | 140 | 0 | 0 | 0 | 0 | 5.4839 | 0 | 0 | 0.10231 | 0 | 0.90611
IESO_2_MISO_W | IESO | MISO_W | 2020 | B18 | 400 | 0 | 140 | 140 | 0 | 0 | 0 | 0 | 2.006 | 0 | 0 | 0.1497 | 0 | 0.90611
IESO_2_MISO_W | IESO | MISO_W | 2020 | B19 | 700 | 0 | 140 | 140 | 0 | 0 | 0 | 0 | 0.4748 | 0 | 0 | 0.062007 | 0 | 0.90611
IESO_2_MISO_W | IESO | MISO_W | 2020 | B20 | 935 | 0 | 140 | 0 | 0 | 0 | 0 | 0 | 0 | 0 | 0 | 0 | 0 | 0.90611
IESO_2_MISO_W | IESO | MISO_W | 2025 | B1 | 10 | 0 | 140 | 140 | 0 | 140 | 0 | 942.7 | 5.9587 | 0 | 0.92586 | 0.015437 | 0 | 0.92442
IESO_2_MISO_W | IESO | MISO_W | 2025 | B2 | 25 | 0 | 140 | 140 | 0 | 140 | 0 | 2156.72 | 5.9825 | 0 | 0.92586 | 0.038747 | 0 | 0.92442
IESO_2_MISO_W | IESO | MISO_W | 2025 | B3 | 75 | 0 | 140 | 140 | 0 | 140 | 0 | 3225.66 | 20.82 | 0 | 0.92586 | 0.40453 | 0 | 0.92442
IESO_2_MISO_W | IESO | MISO_W | 2025 | B4 | 100 | 0 | 140 | 140 | 0 | 140 | 0 | 4119.14 | 20.82 | 0 | 0.92586 | 0.53938 | 0 | 0.92442
IESO_2_MISO_W | IESO | MISO_W | 2025 | B5 | 200 | 0 | 140 | 140 | 0 | 140 | 0 | 4816.81 | 15.7871 | 0 | 0.92586 | 0.81798 | 0 | 0.92442
IESO_2_MISO_W | IESO | MISO_W | 2025 | B6 | 300 | 0 | 140 | 140 | 0 | 140 | 0 | 5229.16 | 7.6324 | 0 | 0.92586 | 0.59319 | 0 | 0.92442
IESO_2_MISO_W | IESO | MISO_W | 2025 | B7 | 400 | 0 | 140 | 140 | 0 | 140 | 0 | 2105.36 | 0.24927 | 0 | 0.92586 | 0.025831 | 0 | 0.92442
IESO_2_MISO_W | IESO | MISO_W | 2025 | B8 | 500 | 0 | 140 | 140 | 0 | 140 | 0 | 0 | 0.02374 | 0 | 0.48667 | 0.0030751 | 0 | 0.92442
IESO_2_MISO_W | IESO | MISO_W | 2025 | B9 | 800 | 0 | 140 | 0 | 0 | 0 | 0 | 0 | 0 | 0 | 0 | 0 | 0 | 0.92442
IESO_2_MISO_W | IESO | MISO_W | 2025 | B10 | 1262 | 0 | 140 | 0 | 0 | 0 | 0 | 0 | 0 | 0 | 0 | 0 | 0 | 0.92442
IESO_2_MISO_W | IESO | MISO_W | 2025 | B11 | 25 | 0 | 140 | 140 | 0 | 140 | 0 | 4254.57 | 21.0336 | 0 | 0.92586 | 0.13623 | 0 | 0.92442
IESO_2_MISO_W | IESO | MISO_W | 2025 | B12 | 200 | 0 | 140 | 140 | 0 | 140 | 0 | 1356.48 | 6.4573 | 0 | 0.92586 | 0.33457 | 0 | 0.92442
IESO_2_MISO_W | IESO | MISO_W | 2025 | B13 | 600 | 0 | 140 | 140 | 0 | 140 | 0 | 965.83 | 2.5639 | 0 | 0.92586 | 0.39854 | 0 | 0.92442
IESO_2_MISO_W | IESO | MISO_W | 2025 | B14 | 900 | 0 | 140 | 140 | 0 | 0 | 0 | 0 | 0.60537 | 0 | 0 | 0.14115 | 0 | 0.92442
IESO_2_MISO_W | IESO | MISO_W | 2025 | B15 | 1203 | 0 | 140 | 0 | 0 | 0 | 0 | 0 | 0 | 0 | 0 | 0 | 0 | 0.92442
IESO_2_MISO_W | IESO | MISO_W | 2025 | B16 | 25 | 0 | 140 | 140 | 0 | 140 | 0 | 3632.09 | 13.4725 | 0 | 0.92586 | 0.087257 | 0 | 0.92442
IESO_2_MISO_W | IESO | MISO_W | 2025 | B17 | 100 | 0 | 140 | 140 | 0 | 0 | 0 | 0 | 3.5373 | 0 | 0 | 0.091639 | 0 | 0.92442
IESO_2_MISO_W | IESO | MISO_W | 2025 | B18 | 400 | 0 | 140 | 140 | 0 | 0 | 0 | 0 | 0.67659 | 0 | 0 | 0.070113 | 0 | 0.92442
IESO_2_MISO_W | IESO | MISO_W | 2025 | B19 | 700 | 0 | 140 | 0 | 0 | 0 | 0 | 0 | 0 | 0 | 0 | 0 | 0 | 0.92442
IESO_2_MISO_W | IESO | MISO_W | 2025 | B20 | 935 | 0 | 140 | 0 | 0 | 0 | 0 | 0 | 0 | 0 | 0 | 0 | 0 | 0.92442
IESO_2_MISO_W | IESO | MISO_W | 2030 | B1 | 10 | 0 | 140 | 140 | 0 | 140 | 0 | 0 | 4.4987 | 0 | 1.1633 | 0.015198 | 0 | 1.3886
IESO_2_MISO_W | IESO | MISO_W | 2030 | B2 | 25 | 0 | 140 | 140 | 0 | 140 | 0 | 0 | 0.41545 | 0 | 1.3176 | 0.0035089 | 0 | 1.3886
IESO_2_MISO_W | IESO | MISO_W | 2030 | B3 | 75 | 0 | 140 | 140 | 0 | 140 | 0 | 1084.23 | 10.4693 | 0 | 1.5668 | 0.26527 | 0 | 1.3886
IESO_2_MISO_W | IESO | MISO_W | 2030 | B4 | 100 | 0 | 140 | 140 | 0 | 140 | 0 | 2774.73 | 24.3454 | 0 | 1.5668 | 0.82248 | 0 | 1.3886
IESO_2_MISO_W | IESO | MISO_W | 2030 | B5 | 200 | 0 | 140 | 140 | 0 | 140 | 0 | 2389.52 | 20.7844 | 0 | 1.5668 | 1.4043 | 0 | 1.3886
IESO_2_MISO_W | IESO | MISO_W | 2030 | B6 | 300 | 0 | 140 | 140 | 0 | 140 | 0 | 3605.49 | 6.3386 | 0 | 1.5668 | 0.64242 | 0 | 1.3886
IESO_2_MISO_W | IESO | MISO_W | 2030 | B7 | 400 | 0 | 140 | 0 | 0 | 140 | 0 | 0 | 0 | 0 | 1.1158 | 0 | 0 | 1.3886
IESO_2_MISO_W | IESO | MISO_W | 2030 | B8 | 500 | 0 | 140 | 0 | 0 | 140 | 0 | 0 | 0 | 0 | 0.72407 | 0 | 0 | 1.3886
IESO_2_MISO_W | IESO | MISO_W | 2030 | B9 | 800 | 0 | 140 | 0 | 0 | 0 | 0 | 0 | 0 | 0 | 0 | 0 | 0 | 1.3886
IESO_2_MISO_W | IESO | MISO_W | 2030 | B10 | 1262 | 0 | 140 | 0 | 0 | 0 | 0 | 0 | 0 | 0 | 0 | 0 | 0 | 1.3886
IESO_2_MISO_W | IESO | MISO_W | 2030 | B11 | 25 | 0 | 140 | 140 | 0 | 140 | 0 | 2598.3 | 24.013 | 0 | 1.5668 | 0.20281 | 0 | 1.3886
IESO_2_MISO_W | IESO | MISO_W | 2030 | B12 | 200 | 0 | 140 | 140 | 0 | 140 | 0 | 0 | 9.2467 | 0 | 0.89025 | 0.62478 | 0 | 1.3886
IESO_2_MISO_W | IESO | MISO_W | 2030 | B13 | 600 | 0 | 140 | 140 | 0 | 140 | 0 | 0 | 2.469 | 0 | 0.89025 | 0.50046 | 0 | 1.3886
IESO_2_MISO_W | IESO | MISO_W | 2030 | B14 | 900 | 0 | 140 | 140 | 0 | 140 | 0 | 0 | 2.2434 | 0 | 0.03561 | 0.68212 | 0 | 1.3886
IESO_2_MISO_W | IESO | MISO_W | 2030 | B15 | 1203 | 0 | 140 | 0 | 0 | 0 | 0 | 0 | 0 | 0 | 0 | 0 | 0 | 1.3886
IESO_2_MISO_W | IESO | MISO_W | 2030 | B16 | 25 | 0 | 140 | 140 | 0 | 140 | 0 | 0 | 13.152 | 0 | 1.092 | 0.11108 | 0 | 1.3886
IESO_2_MISO_W | IESO | MISO_W | 2030 | B17 | 100 | 0 | 140 | 140 | 0 | 140 | 0 | 0 | 3.5373 | 0 | 0.26114 | 0.1195 | 0 | 1.3886
IESO_2_MISO_W | IESO | MISO_W | 2030 | B18 | 400 | 0 | 140 | 140 | 0 | 0 | 0 | 0 | 1.187 | 0 | 0 | 0.16041 | 0 | 1.3886
IESO_2_MISO_W | IESO | MISO_W | 2030 | B19 | 700 | 0 | 140 | 0 | 0 | 0 | 0 | 0 | 0 | 0 | 0 | 0 | 0 | 1.3886
IESO_2_MISO_W | IESO | MISO_W | 2030 | B20 | 935 | 0 | 140 | 0 | 0 | 0 | 0 | 0 | 0 | 0 | 0 | 0 | 0 | 1.3886
IESO_2_MISO_W | IESO | MISO_W | 2035 | B1 | 10 | 0 | 140 | 0 | 0 | 140 | 0 | 0 | 0 | 0 | 0.13057 | 0 | 0 | 1.1193
IESO_2_MISO_W | IESO | MISO_W | 2035 | B2 | 25 | 0 | 140 | 140 | 0 | 140 | 0 | 0 | 0.03561 | 0 | 0.13057 | 0.00030178 | 0 | 1.1193
IESO_2_MISO_W | IESO | MISO_W | 2035 | B3 | 75 | 0 | 140 | 140 | 0 | 140 | 0 | 0 | 1.0446 | 0 | 0.13057 | 0.026557 | 0 | 1.1193
IESO_2_MISO_W | IESO | MISO_W | 2035 | B4 | 100 | 0 | 140 | 140 | 0 | 140 | 0 | 447.87 | 21.5915 | 0 | 1.4244 | 0.73192 | 0 | 1.1193
IESO_2_MISO_W | IESO | MISO_W | 2035 | B5 | 200 | 0 | 140 | 140 | 0 | 140 | 0 | 1159.76 | 18.624 | 0 | 1.4244 | 1.2626 | 0 | 1.1193
IESO_2_MISO_W | IESO | MISO_W | 2035 | B6 | 300 | 0 | 140 | 140 | 0 | 140 | 0 | 1621.24 | 6.944 | 0 | 1.4244 | 0.70616 | 0 | 1.1193
IESO_2_MISO_W | IESO | MISO_W | 2035 | B7 | 400 | 0 | 140 | 126.84 | 0 | 140 | 0 | 0 | 0 | 0 | 0.01187 | 0 | 0 | 1.1193
IESO_2_MISO_W | IESO | MISO_W | 2035 | B8 | 500 | 0 | 140 | 0 | 0 | 0 | 0 | 0 | 0 | 0 | 0 | 0 | 0 | 1.1193
IESO_2_MISO_W | IESO | MISO_W | 2035 | B9 | 800 | 0 | 140 | 0 | 0 | 0 | 0 | 0 | 0 | 0 | 0 | 0 | 0 | 1.1193
IESO_2_MISO_W | IESO | MISO_W | 2035 | B10 | 1262 | 0 | 140 | 0 | 0 | 0 | 0 | 0 | 0 | 0 | 0 | 0 | 0 | 1.1193
IESO_2_MISO_W | IESO | MISO_W | 2035 | B11 | 25 | 0 | 140 | 140 | 0 | 140 | 0 | 2313.21 | 23.7163 | 0 | 1.4244 | 0.20099 | 0 | 1.1193
IESO_2_MISO_W | IESO | MISO_W | 2035 | B12 | 200 | 0 | 140 | 140 | 0 | 140 | 0 | 898.16 | 7.5374 | 0 | 1.4244 | 0.51101 | 0 | 1.1193
IESO_2_MISO_W | IESO | MISO_W | 2035 | B13 | 600 | 0 | 140 | 140 | 0 | 140 | 0 | 0 | 1.7449 | 0 | 0.51041 | 0.35489 | 0 | 1.1193
IESO_2_MISO_W | IESO | MISO_W | 2035 | B14 | 900 | 0 | 140 | 140 | 0 | 0 | 0 | 0 | 0.75968 | 0 | 0 | 0.23177 | 0 | 1.1193
IESO_2_MISO_W | IESO | MISO_W | 2035 | B15 | 1203 | 0 | 140 | 0 | 0 | 0 | 0 | 0 | 0 | 0 | 0 | 0 | 0 | 1.1193
IESO_2_MISO_W | IESO | MISO_W | 2035 | B16 | 25 | 0 | 140 | 140 | 0 | 140 | 0 | 0 | 15.6803 | 0 | 0.51041 | 0.13288 | 0 | 1.1193
IESO_2_MISO_W | IESO | MISO_W | 2035 | B17 | 100 | 0 | 140 | 140 | 0 | 140 | 0 | 0 | 3.1574 | 0 | 0.51041 | 0.10703 | 0 | 1.1193
IESO_2_MISO_W | IESO | MISO_W | 2035 | B18 | 400 | 0 | 140 | 140 | 0 | 0 | 0 | 0 | 1.555 | 0 | 0 | 0.21084 | 0 | 1.1193
IESO_2_MISO_W | IESO | MISO_W | 2035 | B19 | 700 | 0 | 140 | 0 | 0 | 0 | 0 | 0 | 0 | 0 | 0 | 0 | 0 | 1.1193
IESO_2_MISO_W | IESO | MISO_W | 2035 | B20 | 935 | 0 | 140 | 0 | 0 | 0 | 0 | 0 | 0 | 0 | 0 | 0 | 0 | 1.1193
IESO_2_MISO_W | IESO | MISO_W | 2040 | B1 | 10 | 0 | 140 | 0 | 0 | 0 | 0 | 0 | 0 | 0 | 0 | 0 | 0 | 1.1238
IESO_2_MISO_W | IESO | MISO_W | 2040 | B2 | 25 | 0 | 140 | 68.75 | 0 | 0 | 0 | 0 | 0 | 0 | 0 | 0 | 0 | 1.1238
IESO_2_MISO_W | IESO | MISO_W | 2040 | B3 | 75 | 0 | 140 | 140 | 0 | 140 | 0 | 709.95 | 2.0298 | 0 | 1.3769 | 0.095145 | 0 | 1.1238
IESO_2_MISO_W | IESO | MISO_W | 2040 | B4 | 100 | 0 | 140 | 140 | 0 | 140 | 0 | 815.68 | 8.8788 | 0 | 1.3769 | 0.55492 | 0 | 1.1238
IESO_2_MISO_W | IESO | MISO_W | 2040 | B5 | 200 | 0 | 140 | 140 | 0 | 140 | 0 | 1682.69 | 9.4841 | 0 | 1.3769 | 1.1855 | 0 | 1.1238
IESO_2_MISO_W | IESO | MISO_W | 2040 | B6 | 300 | 0 | 140 | 140 | 0 | 140 | 0 | 1496.39 | 9.6384 | 0 | 1.3769 | 1.8072 | 0 | 1.1238
IESO_2_MISO_W | IESO | MISO_W | 2040 | B7 | 400 | 0 | 140 | 0 | 0 | 140 | 0 | 0 | 0 | 0 | 0.52228 | 0 | 0 | 1.1238
IESO_2_MISO_W | IESO | MISO_W | 2040 | B8 | 500 | 0 | 140 | 0 | 0 | 140 | 0 | 0 | 0 | 0 | 0.17805 | 0 | 0 | 1.1238
IESO_2_MISO_W | IESO | MISO_W | 2040 | B9 | 800 | 0 | 140 | 0 | 0 | 0 | 0 | 0 | 0 | 0 | 0 | 0 | 0 | 1.1238
IESO_2_MISO_W | IESO | MISO_W | 2040 | B10 | 1262 | 0 | 140 | 0 | 0 | 0 | 0 | 0 | 0 | 0 | 0 | 0 | 0 | 1.1238
IESO_2_MISO_W | IESO | MISO_W | 2040 | B11 | 25 | 0 | 140 | 140 | 0 | 140 | 0 | 0 | 21.4728 | 0 | 0.77155 | 0.33551 | 0 | 1.1238
IESO_2_MISO_W | IESO | MISO_W | 2040 | B12 | 200 | 0 | 140 | 140 | 0 | 140 | 0 | 0 | 2.2553 | 0 | 0.01187 | 0.28191 | 0 | 1.1238
IESO_2_MISO_W | IESO | MISO_W | 2040 | B13 | 600 | 0 | 140 | 140 | 0 | 0 | 0 | 0 | 0.01187 | 0 | 0 | 0.0044513 | 0 | 1.1238
IESO_2_MISO_W | IESO | MISO_W | 2040 | B14 | 900 | 0 | 140 | 0 | 0 | 0 | 0 | 0 | 0 | 0 | 0 | 0 | 0 | 1.1238
IESO_2_MISO_W | IESO | MISO_W | 2040 | B15 | 1203 | 0 | 140 | 0 | 0 | 0 | 0 | 0 | 0 | 0 | 0 | 0 | 0 | 1.1238
IESO_2_MISO_W | IESO | MISO_W | 2040 | B16 | 25 | 0 | 140 | 70.13 | 0 | 0 | 0 | 0 | 0 | 0 | 0 | 0 | 0 | 1.1238
IESO_2_MISO_W | IESO | MISO_W | 2040 | B17 | 100 | 0 | 140 | 140 | 0 | 0 | 0 | 0 | 3.6916 | 0 | 0 | 0.23072 | 0 | 1.1238
IESO_2_MISO_W | IESO | MISO_W | 2040 | B18 | 400 | 0 | 140 | 0 | 0 | 0 | 0 | 0 | 0 | 0 | 0 | 0 | 0 | 1.1238
IESO_2_MISO_W | IESO | MISO_W | 2040 | B19 | 700 | 0 | 140 | 0 | 0 | 0 | 0 | 0 | 0 | 0 | 0 | 0 | 0 | 1.1238
IESO_2_MISO_W | IESO | MISO_W | 2040 | B20 | 935 | 0 | 140 | 0 | 0 | 0 | 0 | 0 | 0 | 0 | 0 | 0 | 0 | 1.1238
IESO_2_MISO_W | IESO | MISO_W | 2045 | B1 | 10 | 0 | 140 | 0 | 0 | 0 | 0 | 0 | 0 | 0 | 0 | 0 | 0 | 0.90268
IESO_2_MISO_W | IESO | MISO_W | 2045 | B2 | 25 | 0 | 140 | 140 | 0 | 0 | 0 | 0 | 3.3948 | 0 | 0 | 0.039939 | 0 | 0.90268
IESO_2_MISO_W | IESO | MISO_W | 2045 | B3 | 75 | 0 | 140 | 140 | 0 | 140 | 0 | 0 | 8.5345 | 0 | 1.1158 | 0.30122 | 0 | 0.90268
IESO_2_MISO_W | IESO | MISO_W | 2045 | B4 | 100 | 0 | 140 | 140 | 0 | 0 | 0 | 0 | 12.3211 | 0 | 0 | 0.57981 | 0 | 0.90268
IESO_2_MISO_W | IESO | MISO_W | 2045 | B5 | 200 | 0 | 140 | 140 | 0 | 0 | 0 | 0 | 11.3477 | 0 | 0 | 1.068 | 0 | 0.90268
IESO_2_MISO_W | IESO | MISO_W | 2045 | B6 | 300 | 0 | 140 | 140 | 0 | 0 | 0 | 0 | 7.763 | 0 | 0 | 1.096 | 0 | 0.90268
IESO_2_MISO_W | IESO | MISO_W | 2045 | B7 | 400 | 0 | 140 | 140 | 0 | 0 | 0 | 0 | 0.01187 | 0 | 0 | 0.0022344 | 0 | 0.90268
IESO_2_MISO_W | IESO | MISO_W | 2045 | B8 | 500 | 0 | 140 | 0 | 0 | 0 | 0 | 0 | 0 | 0 | 0 | 0 | 0 | 0.90268
IESO_2_MISO_W | IESO | MISO_W | 2045 | B9 | 800 | 0 | 140 | 0 | 0 | 0 | 0 | 0 | 0 | 0 | 0 | 0 | 0 | 0.90268
IESO_2_MISO_W | IESO | MISO_W | 2045 | B10 | 1262 | 0 | 140 | 0 | 0 | 0 | 0 | 0 | 0 | 0 | 0 | 0 | 0 | 0.90268
IESO_2_MISO_W | IESO | MISO_W | 2045 | B11 | 25 | 0 | 140 | 140 | 0 | 0 | 0 | 0 | 20.6657 | 0 | 0 | 0.24313 | 0 | 0.90268
IESO_2_MISO_W | IESO | MISO_W | 2045 | B12 | 200 | 0 | 140 | 0 | 0 | 0 | 0 | 0 | 0 | 0 | 0 | 0 | 0 | 0.90268
IESO_2_MISO_W | IESO | MISO_W | 2045 | B13 | 600 | 0 | 140 | 140 | 0 | 0 | 0 | 0 | 0.01187 | 0 | 0 | 0.0033515 | 0 | 0.90268
IESO_2_MISO_W | IESO | MISO_W | 2045 | B14 | 900 | 0 | 140 | 0 | 0 | 0 | 0 | 0 | 0 | 0 | 0 | 0 | 0 | 0.90268
IESO_2_MISO_W | IESO | MISO_W | 2045 | B15 | 1203 | 0 | 140 | 0 | 0 | 0 | 0 | 0 | 0 | 0 | 0 | 0 | 0 | 0.90268
IESO_2_MISO_W | IESO | MISO_W | 2045 | B16 | 25 | 0 | 140 | 0 | 0 | 0 | 0 | 0 | 0 | 0 | 0 | 0 | 0 | 0.90268
IESO_2_MISO_W | IESO | MISO_W | 2045 | B17 | 100 | 0 | 140 | 47.56 | 0 | 0 | 0 | 0 | 0 | 0 | 0 | 0 | 0 | 0.90268
IESO_2_MISO_W | IESO | MISO_W | 2045 | B18 | 400 | 0 | 140 | 140 | 0 | 0 | 0 | 0 | 1.4719 | 0 | 0 | 0.27706 | 0 | 0.90268
IESO_2_MISO_W | IESO | MISO_W | 2045 | B19 | 700 | 0 | 140 | 0 | 0 | 0 | 0 | 0 | 0 | 0 | 0 | 0 | 0 | 0.90268
IESO_2_MISO_W | IESO | MISO_W | 2045 | B20 | 935 | 0 | 140 | 0 | 0 | 0 | 0 | 0 | 0 | 0 | 0 | 0 | 0 | 0.90268
IESO_2_MISO_W | IESO | MISO_W | 2050 | B1 | 10 | 0 | 140 | 0 | 0 | 0 | 0 | 0 | 0 | 0 | 0 | 0 | 0 | 1.0011
IESO_2_MISO_W | IESO | MISO_W | 2050 | B2 | 25 | 0 | 140 | 11.47 | 0 | 140 | 0 | 0 | 0 | 0 | 0.73594 | 0 | 0 | 1.0011
IESO_2_MISO_W | IESO | MISO_W | 2050 | B3 | 75 | 0 | 140 | 140 | 0 | 140 | 0 | 0 | 5.4721 | 0 | 0.75968 | 0.14657 | 0 | 1.0011
IESO_2_MISO_W | IESO | MISO_W | 2050 | B4 | 100 | 0 | 140 | 140 | 0 | 140 | 0 | 0 | 9.9471 | 0 | 0.34423 | 0.35525 | 0 | 1.0011
IESO_2_MISO_W | IESO | MISO_W | 2050 | B5 | 200 | 0 | 140 | 140 | 0 | 140 | 0 | 0 | 11.1815 | 0 | 1.6737 | 0.79868 | 0 | 1.0011
IESO_2_MISO_W | IESO | MISO_W | 2050 | B6 | 300 | 0 | 140 | 140 | 0 | 0 | 0 | 0 | 9.5435 | 0 | 0 | 1.0225 | 0 | 1.0011
IESO_2_MISO_W | IESO | MISO_W | 2050 | B7 | 400 | 0 | 140 | 0 | 0 | 140 | 0 | 0 | 0 | 0 | 0.01187 | 0 | 0 | 1.0011
IESO_2_MISO_W | IESO | MISO_W | 2050 | B8 | 500 | 0 | 140 | 0 | 0 | 0 | 0 | 0 | 0 | 0 | 0 | 0 | 0 | 1.0011
IESO_2_MISO_W | IESO | MISO_W | 2050 | B9 | 800 | 0 | 140 | 0 | 0 | 0 | 0 | 0 | 0 | 0 | 0 | 0 | 0 | 1.0011
IESO_2_MISO_W | IESO | MISO_W | 2050 | B10 | 1262 | 0 | 140 | 0 | 0 | 0 | 0 | 0 | 0 | 0 | 0 | 0 | 0 | 1.0011
IESO_2_MISO_W | IESO | MISO_W | 2050 | B11 | 25 | 0 | 140 | 140 | 0 | 140 | 0 | 0 | 27.0992 | 0 | 0.89025 | 0.24196 | 0 | 1.0011
IESO_2_MISO_W | IESO | MISO_W | 2050 | B12 | 200 | 0 | 140 | 140 | 0 | 0 | 0 | 0 | 3.2286 | 0 | 0 | 0.23062 | 0 | 1.0011
IESO_2_MISO_W | IESO | MISO_W | 2050 | B13 | 600 | 0 | 140 | 140 | 0 | 140 | 0 | 0 | 2.9794 | 0 | 0.46293 | 0.63844 | 0 | 1.0011
IESO_2_MISO_W | IESO | MISO_W | 2050 | B14 | 900 | 0 | 140 | 140 | 0 | 0 | 0 | 0 | 0.05935 | 0 | 0 | 0.019077 | 0 | 1.0011
IESO_2_MISO_W | IESO | MISO_W | 2050 | B15 | 1203 | 0 | 140 | 0 | 0 | 0 | 0 | 0 | 0 | 0 | 0 | 0 | 0 | 1.0011
IESO_2_MISO_W | IESO | MISO_W | 2050 | B16 | 25 | 0 | 140 | 0 | 0 | 0 | 0 | 0 | 0 | 0 | 0 | 0 | 0 | 1.0011
IESO_2_MISO_W | IESO | MISO_W | 2050 | B17 | 100 | 0 | 140 | 46.62 | 0 | 0 | 0 | 0 | 0 | 0 | 0 | 0 | 0 | 1.0011
IESO_2_MISO_W | IESO | MISO_W | 2050 | B18 | 400 | 0 | 140 | 140 | 0 | 0 | 0 | 0 | 3.8578 | 0 | 0 | 0.55111 | 0 | 1.0011
IESO_2_MISO_W | IESO | MISO_W | 2050 | B19 | 700 | 0 | 140 | 0 | 0 | 0 | 0 | 0 | 0 | 0 | 0 | 0 | 0 | 1.0011
IESO_2_MISO_W | IESO | MISO_W | 2050 | B20 | 935 | 0 | 140 | 0 | 0 | 0 | 0 | 0 | 0 | 0 | 0 | 0 | 0 | 1.0011
IESO_2_NYISO_A-F | IESO | NYISO_A-F | 2015 | B1 | 10 | 0 | 1725 | 1205.17 | 0 | 0 | 0 | 0 | 0 | 0 | 0 | 0 | 0 | 1.0214
IESO_2_NYISO_A-F | IESO | NYISO_A-F | 2015 | B2 | 25 | 0 | 1725 | 1725 | 0 | 0 | 0 | 0 | 5.4721 | 0 | 0 | 0.016837 | 0 | 1.0214
IESO_2_NYISO_A-F | IESO | NYISO_A-F | 2015 | B3 | 75 | 0 | 1725 | 1725 | 0 | 0 | 0 | 0 | 0.73594 | 0 | 0 | 0.0067933 | 0 | 1.0214
IESO_2_NYISO_A-F | IESO | NYISO_A-F | 2015 | B4 | 100 | 0 | 1725 | 1169.22 | 0 | 0 | 0 | 0 | 0 | 0 | 0 | 0 | 0 | 1.0214
IESO_2_NYISO_A-F | IESO | NYISO_A-F | 2015 | B5 | 200 | 0 | 1725 | 284 | 0 | 378.8 | 0 | 0 | 0 | 0 | 0 | 0 | 0 | 1.0214
IESO_2_NYISO_A-F | IESO | NYISO_A-F | 2015 | B6 | 300 | 0 | 1725 | 788.27 | 0 | 0 | 0 | 0 | 0 | 0 | 0 | 0 | 0 | 1.0214
IESO_2_NYISO_A-F | IESO | NYISO_A-F | 2015 | B7 | 400 | 0 | 1725 | 1725 | 0 | 1725 | 0 | 998.86 | 1.5312 | 0 | 1.0208 | 0.075384 | 0 | 1.0214
IESO_2_NYISO_A-F | IESO | NYISO_A-F | 2015 | B8 | 500 | 0 | 1725 | 1725 | 0 | 1725 | 0 | 2616.09 | 4.0002 | 0 | 1.0208 | 0.24617 | 0 | 1.0214
IESO_2_NYISO_A-F | IESO | NYISO_A-F | 2015 | B9 | 800 | 0 | 1725 | 1725 | 0 | 1725 | 0 | 1871.81 | 3.9765 | 0 | 1.0208 | 0.39153 | 0 | 1.0214
IESO_2_NYISO_A-F | IESO | NYISO_A-F | 2015 | B10 | 1262 | 0 | 1725 | 1725 | 0 | 1725 | 0 | 1283.84 | 3.9765 | 0 | 1.0208 | 0.61763 | 0 | 1.0214
IESO_2_NYISO_A-F | IESO | NYISO_A-F | 2015 | B11 | 25 | 0 | 1725 | 1725 | 0 | 0 | 0 | 0 | 4.9854 | 0 | 0 | 0.01534 | 0 | 1.0214
IESO_2_NYISO_A-F | IESO | NYISO_A-F | 2015 | B12 | 200 | 0 | 1725 | 1725 | 0 | 1447.44 | 0 | 0 | 4.748 | 0 | 0 | 0.11687 | 0 | 1.0214
IESO_2_NYISO_A-F | IESO | NYISO_A-F | 2015 | B13 | 600 | 0 | 1725 | 1725 | 0 | 1725 | 0 | 0 | 3.0031 | 0 | 0.81903 | 0.22177 | 0 | 1.0214
IESO_2_NYISO_A-F | IESO | NYISO_A-F | 2015 | B14 | 900 | 0 | 1725 | 1725 | 0 | 1725 | 0 | 239.86 | 2.8132 | 0 | 1.0208 | 0.31161 | 0 | 1.0214
IESO_2_NYISO_A-F | IESO | NYISO_A-F | 2015 | B15 | 1203 | 0 | 1725 | 1725 | 0 | 1725 | 0 | 183.97 | 2.8132 | 0 | 1.0208 | 0.41653 | 0 | 1.0214
IESO_2_NYISO_A-F | IESO | NYISO_A-F | 2015 | B16 | 25 | 0 | 1725 | 1028.7 | 0 | 1148.09 | 0 | 0 | 0 | 0 | 0 | 0 | 0 | 1.0214
IESO_2_NYISO_A-F | IESO | NYISO_A-F | 2015 | B17 | 100 | 0 | 1725 | 1725 | 0 | 1725 | 0 | 2008.24 | 0.41545 | 0 | 1.0208 | 0.0051132 | 0 | 1.0214
IESO_2_NYISO_A-F | IESO | NYISO_A-F | 2015 | B18 | 400 | 0 | 1725 | 1725 | 0 | 1725 | 0 | 2472.19 | 6.5641 | 0 | 1.0208 | 0.32316 | 0 | 1.0214
IESO_2_NYISO_A-F | IESO | NYISO_A-F | 2015 | B19 | 700 | 0 | 1725 | 1725 | 0 | 1725 | 0 | 1357.9 | 6.5641 | 0 | 1.0208 | 0.56552 | 0 | 1.0214
IESO_2_NYISO_A-F | IESO | NYISO_A-F | 2015 | B20 | 935 | 0 | 1725 | 1725 | 0 | 1725 | 0 | 0 | 6.5641 | 0 | 0.49854 | 0.75538 | 0 | 1.0214
IESO_2_NYISO_A-F | IESO | NYISO_A-F | 2020 | B1 | 10 | 0 | 1725 | 1235.8 | 0 | 1067.07 | 0 | 0 | 0 | 0 | 0 | 0 | 0 | 0.47702
IESO_2_NYISO_A-F | IESO | NYISO_A-F | 2020 | B2 | 25 | 0 | 1725 | 1725 | 0 | 174.97 | 0 | 0 | 5.0685 | 0 | 0 | 0.016403 | 0 | 0.47702
IESO_2_NYISO_A-F | IESO | NYISO_A-F | 2020 | B3 | 75 | 0 | 1725 | 1725 | 0 | 0 | 0 | 0 | 5.9587 | 0 | 0 | 0.057852 | 0 | 0.47702
IESO_2_NYISO_A-F | IESO | NYISO_A-F | 2020 | B4 | 100 | 0 | 1725 | 1671.5 | 0 | 0 | 0 | 0 | 0 | 0 | 0 | 0 | 0 | 0.47702
IESO_2_NYISO_A-F | IESO | NYISO_A-F | 2020 | B5 | 200 | 0 | 1725 | 1249.34 | 0 | 0 | 0 | 0 | 0 | 0 | 0 | 0 | 0 | 0.47702
IESO_2_NYISO_A-F | IESO | NYISO_A-F | 2020 | B6 | 300 | 0 | 1725 | 871.01 | 0 | 0 | 0 | 0 | 0 | 0 | 0 | 0 | 0 | 0.47702
IESO_2_NYISO_A-F | IESO | NYISO_A-F | 2020 | B7 | 400 | 0 | 1725 | 1598.03 | 0 | 1725 | 0 | 0 | 0 | 0 | 0.01187 | 0 | 0 | 0.47702
IESO_2_NYISO_A-F | IESO | NYISO_A-F | 2020 | B8 | 500 | 0 | 1725 | 1725 | 0 | 1725 | 0 | 956.79 | 2.196 | 0 | 0.4748 | 0.14213 | 0 | 0.47702
IESO_2_NYISO_A-F | IESO | NYISO_A-F | 2020 | B9 | 800 | 0 | 1725 | 1725 | 0 | 1725 | 0 | 1210.75 | 2.0535 | 0 | 0.4748 | 0.21266 | 0 | 0.47702
IESO_2_NYISO_A-F | IESO | NYISO_A-F | 2020 | B10 | 1262 | 0 | 1725 | 1725 | 0 | 1725 | 0 | 634.47 | 2.0535 | 0 | 0.4748 | 0.33547 | 0 | 0.47702
IESO_2_NYISO_A-F | IESO | NYISO_A-F | 2020 | B11 | 25 | 0 | 1725 | 1725 | 0 | 0 | 0 | 0 | 3.1337 | 0 | 0 | 0.010141 | 0 | 0.47702
IESO_2_NYISO_A-F | IESO | NYISO_A-F | 2020 | B12 | 200 | 0 | 1725 | 1725 | 0 | 0 | 0 | 0 | 2.5046 | 0 | 0 | 0.064843 | 0 | 0.47702
IESO_2_NYISO_A-F | IESO | NYISO_A-F | 2020 | B13 | 600 | 0 | 1725 | 1725 | 0 | 363.35 | 0 | 0 | 2.5046 | 0 | 0 | 0.19453 | 0 | 0.47702
IESO_2_NYISO_A-F | IESO | NYISO_A-F | 2020 | B14 | 900 | 0 | 1725 | 1725 | 0 | 898.31 | 0 | 0 | 1.2464 | 0 | 0 | 0.14521 | 0 | 0.47702
IESO_2_NYISO_A-F | IESO | NYISO_A-F | 2020 | B15 | 1203 | 0 | 1725 | 1725 | 0 | 410.64 | 0 | 0 | 1.2464 | 0 | 0 | 0.19409 | 0 | 0.47702
IESO_2_NYISO_A-F | IESO | NYISO_A-F | 2020 | B16 | 25 | 0 | 1725 | 1486.4 | 0 | 0 | 0 | 0 | 0 | 0 | 0 | 0 | 0 | 0.47702
IESO_2_NYISO_A-F | IESO | NYISO_A-F | 2020 | B17 | 100 | 0 | 1725 | 1725 | 0 | 1725 | 0 | 1949.53 | 1.9348 | 0 | 0.4748 | 0.025046 | 0 | 0.47702
IESO_2_NYISO_A-F | IESO | NYISO_A-F | 2020 | B18 | 400 | 0 | 1725 | 1725 | 0 | 1725 | 0 | 2739.66 | 1.9348 | 0 | 0.4748 | 0.10018 | 0 | 0.47702
IESO_2_NYISO_A-F | IESO | NYISO_A-F | 2020 | B19 | 700 | 0 | 1725 | 1725 | 0 | 1725 | 0 | 1781.15 | 1.9348 | 0 | 0.4748 | 0.17532 | 0 | 0.47702
IESO_2_NYISO_A-F | IESO | NYISO_A-F | 2020 | B20 | 935 | 0 | 1725 | 1725 | 0 | 1725 | 0 | 0 | 1.9348 | 0 | 0.15431 | 0.23418 | 0 | 0.47702
IESO_2_NYISO_A-F | IESO | NYISO_A-F | 2025 | B1 | 10 | 0 | 1725 | 292.32 | 0 | 646.06 | 0 | 0 | 0 | 0 | 0 | 0 | 0 | 0.15876
IESO_2_NYISO_A-F | IESO | NYISO_A-F | 2025 | B2 | 25 | 0 | 1725 | 860.28 | 0 | 0 | 0 | 0 | 0 | 0 | 0 | 0 | 0 | 0.15876
IESO_2_NYISO_A-F | IESO | NYISO_A-F | 2025 | B3 | 75 | 0 | 1725 | 1725 | 0 | 0 | 0 | 0 | 6.8727 | 0 | 0 | 0.09059 | 0 | 0.15876
IESO_2_NYISO_A-F | IESO | NYISO_A-F | 2025 | B4 | 100 | 0 | 1725 | 1725 | 0 | 0 | 0 | 0 | 0.60537 | 0 | 0 | 0.010639 | 0 | 0.15876
IESO_2_NYISO_A-F | IESO | NYISO_A-F | 2025 | B5 | 200 | 0 | 1725 | 1644.98 | 0 | 0 | 0 | 0 | 0 | 0 | 0 | 0 | 0 | 0.15876
IESO_2_NYISO_A-F | IESO | NYISO_A-F | 2025 | B6 | 300 | 0 | 1725 | 244.81 | 0 | 0 | 0 | 0 | 0 | 0 | 0 | 0 | 0 | 0.15876
IESO_2_NYISO_A-F | IESO | NYISO_A-F | 2025 | B7 | 400 | 0 | 1725 | 1033.36 | 0 | 0 | 0 | 0 | 0 | 0 | 0 | 0 | 0 | 0.15876
IESO_2_NYISO_A-F | IESO | NYISO_A-F | 2025 | B8 | 500 | 0 | 1725 | 1725 | 0 | 1725 | 0 | 1167.26 | 1.3176 | 0 | 0.15431 | 0.11578 | 0 | 0.15876
IESO_2_NYISO_A-F | IESO | NYISO_A-F | 2025 | B9 | 800 | 0 | 1725 | 1725 | 0 | 1725 | 0 | 1864.65 | 0.36797 | 0 | 0.15431 | 0.051736 | 0 | 0.15876
IESO_2_NYISO_A-F | IESO | NYISO_A-F | 2025 | B10 | 1262 | 0 | 1725 | 1725 | 0 | 1725 | 0 | 948.37 | 0.36797 | 0 | 0.15431 | 0.081613 | 0 | 0.15876
IESO_2_NYISO_A-F | IESO | NYISO_A-F | 2025 | B11 | 25 | 0 | 1725 | 1725 | 0 | 0 | 0 | 0 | 1.3888 | 0 | 0 | 0.0061019 | 0 | 0.15876
IESO_2_NYISO_A-F | IESO | NYISO_A-F | 2025 | B12 | 200 | 0 | 1725 | 1725 | 0 | 0 | 0 | 0 | 1.2226 | 0 | 0 | 0.042974 | 0 | 0.15876
IESO_2_NYISO_A-F | IESO | NYISO_A-F | 2025 | B13 | 600 | 0 | 1725 | 1725 | 0 | 0 | 0 | 0 | 1.2226 | 0 | 0 | 0.12892 | 0 | 0.15876
IESO_2_NYISO_A-F | IESO | NYISO_A-F | 2025 | B14 | 900 | 0 | 1725 | 1725 | 0 | 1377.04 | 0 | 0 | 0.27301 | 0 | 0 | 0.043183 | 0 | 0.15876
IESO_2_NYISO_A-F | IESO | NYISO_A-F | 2025 | B15 | 1203 | 0 | 1725 | 1725 | 0 | 679.41 | 0 | 0 | 0.27301 | 0 | 0 | 0.057721 | 0 | 0.15876
IESO_2_NYISO_A-F | IESO | NYISO_A-F | 2025 | B16 | 25 | 0 | 1725 | 1725 | 0 | 0 | 0 | 0 | 1.3176 | 0 | 0 | 0.005789 | 0 | 0.15876
IESO_2_NYISO_A-F | IESO | NYISO_A-F | 2025 | B17 | 100 | 0 | 1725 | 1041.39 | 0 | 1725 | 0 | 1750.08 | 0 | 0 | 0.15431 | 0 | 0 | 0.15876
IESO_2_NYISO_A-F | IESO | NYISO_A-F | 2025 | B18 | 400 | 0 | 1725 | 1666.49 | 0 | 1725 | 0 | 2616.14 | 0 | 0 | 0.15431 | 0 | 0 | 0.15876
IESO_2_NYISO_A-F | IESO | NYISO_A-F | 2025 | B19 | 700 | 0 | 1725 | 1705.12 | 0 | 1725 | 0 | 1717.07 | 0 | 0 | 0.15431 | 0 | 0 | 0.15876
IESO_2_NYISO_A-F | IESO | NYISO_A-F | 2025 | B20 | 935 | 0 | 1725 | 1639.79 | 0 | 772.31 | 0 | 0 | 0 | 0 | 0 | 0 | 0 | 0.15876
IESO_2_NYISO_A-F | IESO | NYISO_A-F | 2030 | B1 | 10 | 0 | 1725 | 256.1 | 0 | 465.25 | 0 | 0 | 0 | 0 | 0 | 0 | 0 | 0.18042
IESO_2_NYISO_A-F | IESO | NYISO_A-F | 2030 | B2 | 25 | 0 | 1725 | 0 | 0 | 0 | 0 | 0 | 0 | 0 | 0 | 0 | 0 | 0.18042
IESO_2_NYISO_A-F | IESO | NYISO_A-F | 2030 | B3 | 75 | 0 | 1725 | 930.1 | 0 | 0 | 0 | 0 | 0 | 0 | 0 | 0 | 0 | 0.18042
IESO_2_NYISO_A-F | IESO | NYISO_A-F | 2030 | B4 | 100 | 0 | 1725 | 1725 | 0 | 0 | 0 | 0 | 7.5018 | 0 | 0 | 0.20123 | 0 | 0.18042
IESO_2_NYISO_A-F | IESO | NYISO_A-F | 2030 | B5 | 200 | 0 | 1725 | 1725 | 0 | 0 | 0 | 0 | 1.1633 | 0 | 0 | 0.062407 | 0 | 0.18042
IESO_2_NYISO_A-F | IESO | NYISO_A-F | 2030 | B6 | 300 | 0 | 1725 | 794.89 | 0 | 0 | 0 | 0 | 0 | 0 | 0 | 0 | 0 | 0.18042
IESO_2_NYISO_A-F | IESO | NYISO_A-F | 2030 | B7 | 400 | 0 | 1725 | 1590.93 | 0 | 0 | 0 | 0 | 0 | 0 | 0 | 0 | 0 | 0.18042
IESO_2_NYISO_A-F | IESO | NYISO_A-F | 2030 | B8 | 500 | 0 | 1725 | 1725 | 0 | 1725 | 0 | 715.87 | 1.1395 | 0 | 0.13057 | 0.15283 | 0 | 0.18042
IESO_2_NYISO_A-F | IESO | NYISO_A-F | 2030 | B9 | 800 | 0 | 1725 | 1258.04 | 0 | 1725 | 0 | 1833.56 | 0 | 0 | 0.13057 | 0 | 0 | 0.18042
IESO_2_NYISO_A-F | IESO | NYISO_A-F | 2030 | B10 | 1262 | 0 | 1725 | 754.87 | 0 | 1725 | 0 | 743.15 | 0 | 0 | 0.13057 | 0 | 0 | 0.18042
IESO_2_NYISO_A-F | IESO | NYISO_A-F | 2030 | B11 | 25 | 0 | 1725 | 1725 | 0 | 0 | 0 | 0 | 4.8548 | 0 | 0 | 0.032557 | 0 | 0.18042
IESO_2_NYISO_A-F | IESO | NYISO_A-F | 2030 | B12 | 200 | 0 | 1725 | 1725 | 0 | 0 | 0 | 0 | 2.7657 | 0 | 0 | 0.14838 | 0 | 0.18042
IESO_2_NYISO_A-F | IESO | NYISO_A-F | 2030 | B13 | 600 | 0 | 1725 | 1725 | 0 | 0 | 0 | 0 | 0.29675 | 0 | 0 | 0.04776 | 0 | 0.18042
IESO_2_NYISO_A-F | IESO | NYISO_A-F | 2030 | B14 | 900 | 0 | 1725 | 1725 | 0 | 0 | 0 | 0 | 0.14244 | 0 | 0 | 0.034387 | 0 | 0.18042
IESO_2_NYISO_A-F | IESO | NYISO_A-F | 2030 | B15 | 1203 | 0 | 1725 | 1725 | 0 | 0 | 0 | 0 | 0.13057 | 0 | 0 | 0.042134 | 0 | 0.18042
IESO_2_NYISO_A-F | IESO | NYISO_A-F | 2030 | B16 | 25 | 0 | 1725 | 1197.52 | 0 | 0 | 0 | 0 | 0 | 0 | 0 | 0 | 0 | 0.18042
IESO_2_NYISO_A-F | IESO | NYISO_A-F | 2030 | B17 | 100 | 0 | 1725 | 1104.29 | 0 | 1631.82 | 0 | 0 | 0 | 0 | 0 | 0 | 0 | 0.18042
IESO_2_NYISO_A-F | IESO | NYISO_A-F | 2030 | B18 | 400 | 0 | 1725 | 1149.32 | 0 | 1725 | 0 | 2852.28 | 0 | 0 | 0.13057 | 0 | 0 | 0.18042
IESO_2_NYISO_A-F | IESO | NYISO_A-F | 2030 | B19 | 700 | 0 | 1725 | 1407.12 | 0 | 1725 | 0 | 2361.35 | 0 | 0 | 0.13057 | 0 | 0 | 0.18042
IESO_2_NYISO_A-F | IESO | NYISO_A-F | 2030 | B20 | 935 | 0 | 1725 | 976.43 | 0 | 316.62 | 0 | 0 | 0 | 0 | 0 | 0 | 0 | 0.18042
IESO_2_NYISO_A-F | IESO | NYISO_A-F | 2035 | B1 | 10 | 0 | 1725 | 0 | 0 | 0 | 0 | 0 | 0 | 0 | 0 | 0 | 0 | 0.54602
IESO_2_NYISO_A-F | IESO | NYISO_A-F | 2035 | B2 | 25 | 0 | 1725 | 0 | 0 | 0 | 0 | 0 | 0 | 0 | 0 | 0 | 0 | 0.54602
IESO_2_NYISO_A-F | IESO | NYISO_A-F | 2035 | B3 | 75 | 0 | 1725 | 0 | 0 | 0 | 0 | 0 | 0 | 0 | 0 | 0 | 0 | 0.54602
IESO_2_NYISO_A-F | IESO | NYISO_A-F | 2035 | B4 | 100 | 0 | 1725 | 62.77 | 0 | 0 | 0 | 0 | 0 | 0 | 0 | 0 | 0 | 0.54602
IESO_2_NYISO_A-F | IESO | NYISO_A-F | 2035 | B5 | 200 | 0 | 1725 | 796.17 | 0 | 0 | 0 | 0 | 0 | 0 | 0 | 0 | 0 | 0.54602
IESO_2_NYISO_A-F | IESO | NYISO_A-F | 2035 | B6 | 300 | 0 | 1725 | 0 | 0 | 0 | 0 | 0 | 0 | 0 | 0 | 0 | 0 | 0.54602
IESO_2_NYISO_A-F | IESO | NYISO_A-F | 2035 | B7 | 400 | 0 | 1725 | 259.63 | 0 | 0 | 0 | 0 | 0 | 0 | 0 | 0 | 0 | 0.54602
IESO_2_NYISO_A-F | IESO | NYISO_A-F | 2035 | B8 | 500 | 0 | 1725 | 0 | 0 | 0 | 0 | 0 | 0 | 0 | 0 | 0 | 0 | 0.54602
IESO_2_NYISO_A-F | IESO | NYISO_A-F | 2035 | B9 | 800 | 0 | 1725 | 0 | 0 | 0 | 0 | 0 | 0 | 0 | 0 | 0 | 0 | 0.54602
IESO_2_NYISO_A-F | IESO | NYISO_A-F | 2035 | B10 | 1262 | 0 | 1725 | 0 | 0 | 0 | 0 | 0 | 0 | 0 | 0 | 0 | 0 | 0.54602
IESO_2_NYISO_A-F | IESO | NYISO_A-F | 2035 | B11 | 25 | 0 | 1725 | 1725 | 0 | 0 | 0 | 0 | 2.1841 | 0 | 0 | 2.1841 | 0 | 0.54602
IESO_2_NYISO_A-F | IESO | NYISO_A-F | 2035 | B12 | 200 | 0 | 1725 | 70.97 | 0 | 0 | 0 | 0 | 0 | 0 | 0 | 0 | 0 | 0.54602
IESO_2_NYISO_A-F | IESO | NYISO_A-F | 2035 | B13 | 600 | 0 | 1725 | 0 | 0 | 0 | 0 | 0 | 0 | 0 | 0 | 0 | 0 | 0.54602
IESO_2_NYISO_A-F | IESO | NYISO_A-F | 2035 | B14 | 900 | 0 | 1725 | 0 | 0 | 0 | 0 | 0 | 0 | 0 | 0 | 0 | 0 | 0.54602
IESO_2_NYISO_A-F | IESO | NYISO_A-F | 2035 | B15 | 1203 | 0 | 1725 | 0 | 0 | 0 | 0 | 0 | 0 | 0 | 0 | 0 | 0 | 0.54602
IESO_2_NYISO_A-F | IESO | NYISO_A-F | 2035 | B16 | 25 | 0 | 1725 | 1158.89 | 0 | 0 | 0 | 0 | 0 | 0 | 0 | 0 | 0 | 0.54602
IESO_2_NYISO_A-F | IESO | NYISO_A-F | 2035 | B17 | 100 | 0 | 1725 | 693.48 | 0 | 126.6 | 0 | 0 | 0 | 0 | 0 | 0 | 0 | 0.54602
IESO_2_NYISO_A-F | IESO | NYISO_A-F | 2035 | B18 | 400 | 0 | 1725 | 817.79 | 0 | 1725 | 0 | 0 | 0 | 0 | 0.02374 | 0 | 0 | 0.54602
IESO_2_NYISO_A-F | IESO | NYISO_A-F | 2035 | B19 | 700 | 0 | 1725 | 384.92 | 0 | 873.43 | 0 | 0 | 0 | 0 | 0 | 0 | 0 | 0.54602
IESO_2_NYISO_A-F | IESO | NYISO_A-F | 2035 | B20 | 935 | 0 | 1725 | 0 | 0 | 0 | 0 | 0 | 0 | 0 | 0 | 0 | 0 | 0.54602
IESO_2_NYISO_A-F | IESO | NYISO_A-F | 2040 | B1 | 10 | 0 | 1725 | 0 | 0 | 0 | 0 | 0 | 0 | 0 | 0 | 0 | 0 | 0
IESO_2_NYISO_A-F | IESO | NYISO_A-F | 2040 | B2 | 25 | 0 | 1725 | 0 | 0 | 0 | 0 | 0 | 0 | 0 | 0 | 0 | 0 | 0
IESO_2_NYISO_A-F | IESO | NYISO_A-F | 2040 | B3 | 75 | 0 | 1725 | 0 | 0 | 0 | 0 | 0 | 0 | 0 | 0 | 0 | 0 | 0
IESO_2_NYISO_A-F | IESO | NYISO_A-F | 2040 | B4 | 100 | 0 | 1725 | 0 | 0 | 0 | 0 | 0 | 0 | 0 | 0 | 0 | 0 | 0
IESO_2_NYISO_A-F | IESO | NYISO_A-F | 2040 | B5 | 200 | 0 | 1725 | 0 | 0 | 0 | 0 | 0 | 0 | 0 | 0 | 0 | 0 | 0
IESO_2_NYISO_A-F | IESO | NYISO_A-F | 2040 | B6 | 300 | 0 | 1725 | 0 | 0 | 0 | 0 | 0 | 0 | 0 | 0 | 0 | 0 | 0
IESO_2_NYISO_A-F | IESO | NYISO_A-F | 2040 | B7 | 400 | 0 | 1725 | 0 | 0 | 0 | 0 | 0 | 0 | 0 | 0 | 0 | 0 | 0
IESO_2_NYISO_A-F | IESO | NYISO_A-F | 2040 | B8 | 500 | 0 | 1725 | 0 | 0 | 0 | 0 | 0 | 0 | 0 | 0 | 0 | 0 | 0
IESO_2_NYISO_A-F | IESO | NYISO_A-F | 2040 | B9 | 800 | 0 | 1725 | 0 | 0 | 0 | 0 | 0 | 0 | 0 | 0 | 0 | 0 | 0
IESO_2_NYISO_A-F | IESO | NYISO_A-F | 2040 | B10 | 1262 | 0 | 1725 | 0 | 0 | 0 | 0 | 0 | 0 | 0 | 0 | 0 | 0 | 0
IESO_2_NYISO_A-F | IESO | NYISO_A-F | 2040 | B11 | 25 | 0 | 1725 | 0 | 0 | 0 | 0 | 0 | 0 | 0 | 0 | 0 | 0 | 0
IESO_2_NYISO_A-F | IESO | NYISO_A-F | 2040 | B12 | 200 | 0 | 1725 | 0 | 0 | 0 | 0 | 0 | 0 | 0 | 0 | 0 | 0 | 0
IESO_2_NYISO_A-F | IESO | NYISO_A-F | 2040 | B13 | 600 | 0 | 1725 | 0 | 0 | 0 | 0 | 0 | 0 | 0 | 0 | 0 | 0 | 0
IESO_2_NYISO_A-F | IESO | NYISO_A-F | 2040 | B14 | 900 | 0 | 1725 | 0 | 0 | 0 | 0 | 0 | 0 | 0 | 0 | 0 | 0 | 0
IESO_2_NYISO_A-F | IESO | NYISO_A-F | 2040 | B15 | 1203 | 0 | 1725 | 0 | 0 | 0 | 0 | 0 | 0 | 0 | 0 | 0 | 0 | 0
IESO_2_NYISO_A-F | IESO | NYISO_A-F | 2040 | B16 | 25 | 0 | 1725 | 305.82 | 0 | 0 | 0 | 0 | 0 | 0 | 0 | 0 | 0 | 0
IESO_2_NYISO_A-F | IESO | NYISO_A-F | 2040 | B17 | 100 | 0 | 1725 | 308.91 | 0 | 0 | 0 | 0 | 0 | 0 | 0 | 0 | 0 | 0
IESO_2_NYISO_A-F | IESO | NYISO_A-F | 2040 | B18 | 400 | 0 | 1725 | 0 | 0 | 1725 | 0 | 1263.19 | 0 | 0 | 0.01187 | 0 | 0 | 0
IESO_2_NYISO_A-F | IESO | NYISO_A-F | 2040 | B19 | 700 | 0 | 1725 | 0 | 0 | 1725 | 0 | 423 | 0 | 0 | 0.01187 | 0 | 0 | 0
IESO_2_NYISO_A-F | IESO | NYISO_A-F | 2040 | B20 | 935 | 0 | 1725 | 0 | 0 | 0 | 0 | 0 | 0 | 0 | 0 | 0 | 0 | 0
IESO_2_NYISO_A-F | IESO | NYISO_A-F | 2045 | B1 | 10 | 0 | 1725 | 0 | 0 | 0 | 0 | 0 | 0 | 0 | 0 | 0 | 0 | 0
IESO_2_NYISO_A-F | IESO | NYISO_A-F | 2045 | B2 | 25 | 0 | 1725 | 219.2 | 0 | 0 | 0 | 0 | 0 | 0 | 0 | 0 | 0 | 0
IESO_2_NYISO_A-F | IESO | NYISO_A-F | 2045 | B3 | 75 | 0 | 1725 | 0 | 0 | 0 | 0 | 0 | 0 | 0 | 0 | 0 | 0 | 0
IESO_2_NYISO_A-F | IESO | NYISO_A-F | 2045 | B4 | 100 | 0 | 1725 | 0 | 0 | 0 | 0 | 0 | 0 | 0 | 0 | 0 | 0 | 0
IESO_2_NYISO_A-F | IESO | NYISO_A-F | 2045 | B5 | 200 | 0 | 1725 | 0 | 0 | 0 | 0 | 0 | 0 | 0 | 0 | 0 | 0 | 0
IESO_2_NYISO_A-F | IESO | NYISO_A-F | 2045 | B6 | 300 | 0 | 1725 | 249.59 | 0 | 0 | 0 | 0 | 0 | 0 | 0 | 0 | 0 | 0
IESO_2_NYISO_A-F | IESO | NYISO_A-F | 2045 | B7 | 400 | 0 | 1725 | 0 | 0 | 0 | 0 | 0 | 0 | 0 | 0 | 0 | 0 | 0
IESO_2_NYISO_A-F | IESO | NYISO_A-F | 2045 | B8 | 500 | 0 | 1725 | 0 | 0 | 0 | 0 | 0 | 0 | 0 | 0 | 0 | 0 | 0
IESO_2_NYISO_A-F | IESO | NYISO_A-F | 2045 | B9 | 800 | 0 | 1725 | 0 | 0 | 0 | 0 | 0 | 0 | 0 | 0 | 0 | 0 | 0
IESO_2_NYISO_A-F | IESO | NYISO_A-F | 2045 | B10 | 1262 | 0 | 1725 | 0 | 0 | 0 | 0 | 0 | 0 | 0 | 0 | 0 | 0 | 0
IESO_2_NYISO_A-F | IESO | NYISO_A-F | 2045 | B11 | 25 | 0 | 1725 | 40.56 | 0 | 0 | 0 | 0 | 0 | 0 | 0 | 0 | 0 | 0
IESO_2_NYISO_A-F | IESO | NYISO_A-F | 2045 | B12 | 200 | 0 | 1725 | 0 | 0 | 0 | 0 | 0 | 0 | 0 | 0 | 0 | 0 | 0
IESO_2_NYISO_A-F | IESO | NYISO_A-F | 2045 | B13 | 600 | 0 | 1725 | 0 | 0 | 0 | 0 | 0 | 0 | 0 | 0 | 0 | 0 | 0
IESO_2_NYISO_A-F | IESO | NYISO_A-F | 2045 | B14 | 900 | 0 | 1725 | 0 | 0 | 0 | 0 | 0 | 0 | 0 | 0 | 0 | 0 | 0
IESO_2_NYISO_A-F | IESO | NYISO_A-F | 2045 | B15 | 1203 | 0 | 1725 | 0 | 0 | 0 | 0 | 0 | 0 | 0 | 0 | 0 | 0 | 0
IESO_2_NYISO_A-F | IESO | NYISO_A-F | 2045 | B16 | 25 | 0 | 1725 | 0 | 0 | 0 | 0 | 0 | 0 | 0 | 0 | 0 | 0 | 0
IESO_2_NYISO_A-F | IESO | NYISO_A-F | 2045 | B17 | 100 | 0 | 1725 | 29.96 | 0 | 0 | 0 | 0 | 0 | 0 | 0 | 0 | 0 | 0
IESO_2_NYISO_A-F | IESO | NYISO_A-F | 2045 | B18 | 400 | 0 | 1725 | 167.07 | 0 | 1725 | 0 | 1025.17 | 0 | 0 | 0.01187 | 0 | 0 | 0
IESO_2_NYISO_A-F | IESO | NYISO_A-F | 2045 | B19 | 700 | 0 | 1725 | 0 | 0 | 1451.19 | 0 | 0 | 0 | 0 | 0 | 0 | 0 | 0
IESO_2_NYISO_A-F | IESO | NYISO_A-F | 2045 | B20 | 935 | 0 | 1725 | 0 | 0 | 0 | 0 | 0 | 0 | 0 | 0 | 0 | 0 | 0
IESO_2_NYISO_A-F | IESO | NYISO_A-F | 2050 | B1 | 10 | 0 | 1725 | 0 | 0 | 0 | 0 | 0 | 0 | 0 | 0 | 0 | 0 | 0
IESO_2_NYISO_A-F | IESO | NYISO_A-F | 2050 | B2 | 25 | 0 | 1725 | 0 | 0 | 0 | 0 | 0 | 0 | 0 | 0 | 0 | 0 | 0
IESO_2_NYISO_A-F | IESO | NYISO_A-F | 2050 | B3 | 75 | 0 | 1725 | 0 | 0 | 0 | 0 | 0 | 0 | 0 | 0 | 0 | 0 | 0
IESO_2_NYISO_A-F | IESO | NYISO_A-F | 2050 | B4 | 100 | 0 | 1725 | 0 | 0 | 0 | 0 | 0 | 0 | 0 | 0 | 0 | 0 | 0
IESO_2_NYISO_A-F | IESO | NYISO_A-F | 2050 | B5 | 200 | 0 | 1725 | 0 | 0 | 0 | 0 | 0 | 0 | 0 | 0 | 0 | 0 | 0
IESO_2_NYISO_A-F | IESO | NYISO_A-F | 2050 | B6 | 300 | 0 | 1725 | 201.67 | 0 | 0 | 0 | 0 | 0 | 0 | 0 | 0 | 0 | 0
IESO_2_NYISO_A-F | IESO | NYISO_A-F | 2050 | B7 | 400 | 0 | 1725 | 0 | 0 | 0 | 0 | 0 | 0 | 0 | 0 | 0 | 0 | 0
IESO_2_NYISO_A-F | IESO | NYISO_A-F | 2050 | B8 | 500 | 0 | 1725 | 0 | 0 | 0 | 0 | 0 | 0 | 0 | 0 | 0 | 0 | 0
IESO_2_NYISO_A-F | IESO | NYISO_A-F | 2050 | B9 | 800 | 0 | 1725 | 0 | 0 | 0 | 0 | 0 | 0 | 0 | 0 | 0 | 0 | 0
IESO_2_NYISO_A-F | IESO | NYISO_A-F | 2050 | B10 | 1262 | 0 | 1725 | 0 | 0 | 0 | 0 | 0 | 0 | 0 | 0 | 0 | 0 | 0
IESO_2_NYISO_A-F | IESO | NYISO_A-F | 2050 | B11 | 25 | 0 | 1725 | 465.22 | 0 | 0 | 0 | 0 | 0 | 0 | 0 | 0 | 0 | 0
IESO_2_NYISO_A-F | IESO | NYISO_A-F | 2050 | B12 | 200 | 0 | 1725 | 0 | 0 | 0 | 0 | 0 | 0 | 0 | 0 | 0 | 0 | 0
IESO_2_NYISO_A-F | IESO | NYISO_A-F | 2050 | B13 | 600 | 0 | 1725 | 0 | 0 | 0 | 0 | 0 | 0 | 0 | 0 | 0 | 0 | 0
IESO_2_NYISO_A-F | IESO | NYISO_A-F | 2050 | B14 | 900 | 0 | 1725 | 0 | 0 | 0 | 0 | 0 | 0 | 0 | 0 | 0 | 0 | 0
IESO_2_NYISO_A-F | IESO | NYISO_A-F | 2050 | B15 | 1203 | 0 | 1725 | 0 | 0 | 0 | 0 | 0 | 0 | 0 | 0 | 0 | 0 | 0
IESO_2_NYISO_A-F | IESO | NYISO_A-F | 2050 | B16 | 25 | 0 | 1725 | 0 | 0 | 0 | 0 | 0 | 0 | 0 | 0 | 0 | 0 | 0
IESO_2_NYISO_A-F | IESO | NYISO_A-F | 2050 | B17 | 100 | 0 | 1725 | 0 | 0 | 0 | 0 | 0 | 0 | 0 | 0 | 0 | 0 | 0
IESO_2_NYISO_A-F | IESO | NYISO_A-F | 2050 | B18 | 400 | 0 | 1725 | 0 | 0 | 0 | 0 | 0 | 0 | 0 | 0 | 0 | 0 | 0
IESO_2_NYISO_A-F | IESO | NYISO_A-F | 2050 | B19 | 700 | 0 | 1725 | 0 | 0 | 0 | 0 | 0 | 0 | 0 | 0 | 0 | 0 | 0
IESO_2_NYISO_A-F | IESO | NYISO_A-F | 2050 | B20 | 935 | 0 | 1725 | 0 | 0 | 0 | 0 | 0 | 0 | 0 | 0 | 0 | 0 | 0
MAPP_CA_2_IESO | MAPP_CA | IESO | 2015 | B1 | 10 | 0 | 330 | 0 | 0 | 0 | 0 | 0 | 0 | 0 | 0 | 0 | 0 | 0
MAPP_CA_2_IESO | MAPP_CA | IESO | 2015 | B2 | 25 | 0 | 330 | 0 | 0 | 0 | 0 | 0 | 0 | 0 | 0 | 0 | 0 | 0
MAPP_CA_2_IESO | MAPP_CA | IESO | 2015 | B3 | 75 | 0 | 330 | 0 | 0 | 0 | 0 | 0 | 0 | 0 | 0 | 0 | 0 | 0
MAPP_CA_2_IESO | MAPP_CA | IESO | 2015 | B4 | 100 | 0 | 330 | 0 | 0 | 0 | 0 | 0 | 0 | 0 | 0 | 0 | 0 | 0
MAPP_CA_2_IESO | MAPP_CA | IESO | 2015 | B5 | 200 | 0 | 330 | 0 | 0 | 0 | 0 | 0 | 0 | 0 | 0 | 0 | 0 | 0
MAPP_CA_2_IESO | MAPP_CA | IESO | 2015 | B6 | 300 | 0 | 330 | 0 | 0 | 0 | 0 | 0 | 0 | 0 | 0 | 0 | 0 | 0
MAPP_CA_2_IESO | MAPP_CA | IESO | 2015 | B7 | 400 | 0 | 330 | 0 | 0 | 0 | 0 | 0 | 0 | 0 | 0 | 0 | 0 | 0
MAPP_CA_2_IESO | MAPP_CA | IESO | 2015 | B8 | 500 | 0 | 330 | 0 | 0 | 0 | 0 | 0 | 0 | 0 | 0 | 0 | 0 | 0
MAPP_CA_2_IESO | MAPP_CA | IESO | 2015 | B9 | 800 | 0 | 330 | 0 | 0 | 0 | 0 | 0 | 0 | 0 | 0 | 0 | 0 | 0
MAPP_CA_2_IESO | MAPP_CA | IESO | 2015 | B10 | 1262 | 0 | 330 | 0 | 0 | 0 | 0 | 0 | 0 | 0 | 0 | 0 | 0 | 0
MAPP_CA_2_IESO | MAPP_CA | IESO | 2015 | B11 | 25 | 0 | 330 | 0 | 0 | 0 | 0 | 0 | 0 | 0 | 0 | 0 | 0 | 0
MAPP_CA_2_IESO | MAPP_CA | IESO | 2015 | B12 | 200 | 0 | 330 | 0 | 0 | 0 | 0 | 0 | 0 | 0 | 0 | 0 | 0 | 0
MAPP_CA_2_IESO | MAPP_CA | IESO | 2015 | B13 | 600 | 0 | 330 | 0 | 0 | 0 | 0 | 0 | 0 | 0 | 0 | 0 | 0 | 0
MAPP_CA_2_IESO | MAPP_CA | IESO | 2015 | B14 | 900 | 0 | 330 | 0 | 0 | 0 | 0 | 0 | 0 | 0 | 0 | 0 | 0 | 0
MAPP_CA_2_IESO | MAPP_CA | IESO | 2015 | B15 | 1203 | 0 | 330 | 0 | 0 | 0 | 0 | 0 | 0 | 0 | 0 | 0 | 0 | 0
MAPP_CA_2_IESO | MAPP_CA | IESO | 2015 | B16 | 25 | 0 | 330 | 0 | 0 | 0 | 0 | 0 | 0 | 0 | 0 | 0 | 0 | 0
MAPP_CA_2_IESO | MAPP_CA | IESO | 2015 | B17 | 100 | 0 | 330 | 0 | 0 | 0 | 0 | 0 | 0 | 0 | 0 | 0 | 0 | 0
MAPP_CA_2_IESO | MAPP_CA | IESO | 2015 | B18 | 400 | 0 | 330 | 0 | 0 | 0 | 0 | 0 | 0 | 0 | 0 | 0 | 0 | 0
MAPP_CA_2_IESO | MAPP_CA | IESO | 2015 | B19 | 700 | 0 | 330 | 0 | 0 | 0 | 0 | 0 | 0 | 0 | 0 | 0 | 0 | 0
MAPP_CA_2_IESO | MAPP_CA | IESO | 2015 | B20 | 935 | 0 | 330 | 0 | 0 | 0 | 0 | 0 | 0 | 0 | 0 | 0 | 0 | 0
MAPP_CA_2_IESO | MAPP_CA | IESO | 2020 | B1 | 10 | 0 | 330 | 0 | 0 | 0 | 0 | 0 | 0 | 0 | 0 | 0 | 0 | 0
MAPP_CA_2_IESO | MAPP_CA | IESO | 2020 | B2 | 25 | 0 | 330 | 0 | 0 | 0 | 0 | 0 | 0 | 0 | 0 | 0 | 0 | 0
MAPP_CA_2_IESO | MAPP_CA | IESO | 2020 | B3 | 75 | 0 | 330 | 0 | 0 | 0 | 0 | 0 | 0 | 0 | 0 | 0 | 0 | 0
MAPP_CA_2_IESO | MAPP_CA | IESO | 2020 | B4 | 100 | 0 | 330 | 0 | 0 | 0 | 0 | 0 | 0 | 0 | 0 | 0 | 0 | 0
MAPP_CA_2_IESO | MAPP_CA | IESO | 2020 | B5 | 200 | 0 | 330 | 0 | 0 | 0 | 0 | 0 | 0 | 0 | 0 | 0 | 0 | 0
MAPP_CA_2_IESO | MAPP_CA | IESO | 2020 | B6 | 300 | 0 | 330 | 0 | 0 | 0 | 0 | 0 | 0 | 0 | 0 | 0 | 0 | 0
MAPP_CA_2_IESO | MAPP_CA | IESO | 2020 | B7 | 400 | 0 | 330 | 0 | 0 | 0 | 0 | 0 | 0 | 0 | 0 | 0 | 0 | 0
MAPP_CA_2_IESO | MAPP_CA | IESO | 2020 | B8 | 500 | 0 | 330 | 0 | 0 | 0 | 0 | 0 | 0 | 0 | 0 | 0 | 0 | 0
MAPP_CA_2_IESO | MAPP_CA | IESO | 2020 | B9 | 800 | 0 | 330 | 0 | 0 | 0 | 0 | 0 | 0 | 0 | 0 | 0 | 0 | 0
MAPP_CA_2_IESO | MAPP_CA | IESO | 2020 | B10 | 1262 | 0 | 330 | 0 | 0 | 0 | 0 | 0 | 0 | 0 | 0 | 0 | 0 | 0
MAPP_CA_2_IESO | MAPP_CA | IESO | 2020 | B11 | 25 | 0 | 330 | 0 | 0 | 0 | 0 | 0 | 0 | 0 | 0 | 0 | 0 | 0
MAPP_CA_2_IESO | MAPP_CA | IESO | 2020 | B12 | 200 | 0 | 330 | 0 | 0 | 0 | 0 | 0 | 0 | 0 | 0 | 0 | 0 | 0
MAPP_CA_2_IESO | MAPP_CA | IESO | 2020 | B13 | 600 | 0 | 330 | 0 | 0 | 0 | 0 | 0 | 0 | 0 | 0 | 0 | 0 | 0
MAPP_CA_2_IESO | MAPP_CA | IESO | 2020 | B14 | 900 | 0 | 330 | 0 | 0 | 0 | 0 | 0 | 0 | 0 | 0 | 0 | 0 | 0
MAPP_CA_2_IESO | MAPP_CA | IESO | 2020 | B15 | 1203 | 0 | 330 | 0 | 0 | 0 | 0 | 0 | 0 | 0 | 0 | 0 | 0 | 0
MAPP_CA_2_IESO | MAPP_CA | IESO | 2020 | B16 | 25 | 0 | 330 | 0 | 0 | 0 | 0 | 0 | 0 | 0 | 0 | 0 | 0 | 0
MAPP_CA_2_IESO | MAPP_CA | IESO | 2020 | B17 | 100 | 0 | 330 | 0 | 0 | 0 | 0 | 0 | 0 | 0 | 0 | 0 | 0 | 0
MAPP_CA_2_IESO | MAPP_CA | IESO | 2020 | B18 | 400 | 0 | 330 | 0 | 0 | 0 | 0 | 0 | 0 | 0 | 0 | 0 | 0 | 0
MAPP_CA_2_IESO | MAPP_CA | IESO | 2020 | B19 | 700 | 0 | 330 | 0 | 0 | 0 | 0 | 0 | 0 | 0 | 0 | 0 | 0 | 0
MAPP_CA_2_IESO | MAPP_CA | IESO | 2020 | B20 | 935 | 0 | 330 | 0 | 0 | 0 | 0 | 0 | 0 | 0 | 0 | 0 | 0 | 0
MAPP_CA_2_IESO | MAPP_CA | IESO | 2025 | B1 | 10 | 0 | 330 | 0 | 0 | 0 | 0 | 0 | 0 | 0 | 0 | 0 | 0 | 0
MAPP_CA_2_IESO | MAPP_CA | IESO | 2025 | B2 | 25 | 0 | 330 | 0 | 0 | 0 | 0 | 0 | 0 | 0 | 0 | 0 | 0 | 0
MAPP_CA_2_IESO | MAPP_CA | IESO | 2025 | B3 | 75 | 0 | 330 | 0 | 0 | 0 | 0 | 0 | 0 | 0 | 0 | 0 | 0 | 0
MAPP_CA_2_IESO | MAPP_CA | IESO | 2025 | B4 | 100 | 0 | 330 | 0 | 0 | 0 | 0 | 0 | 0 | 0 | 0 | 0 | 0 | 0
MAPP_CA_2_IESO | MAPP_CA | IESO | 2025 | B5 | 200 | 0 | 330 | 0 | 0 | 0 | 0 | 0 | 0 | 0 | 0 | 0 | 0 | 0
MAPP_CA_2_IESO | MAPP_CA | IESO | 2025 | B6 | 300 | 0 | 330 | 0 | 0 | 0 | 0 | 0 | 0 | 0 | 0 | 0 | 0 | 0
MAPP_CA_2_IESO | MAPP_CA | IESO | 2025 | B7 | 400 | 0 | 330 | 0 | 0 | 0 | 0 | 0 | 0 | 0 | 0 | 0 | 0 | 0
MAPP_CA_2_IESO | MAPP_CA | IESO | 2025 | B8 | 500 | 0 | 330 | 0 | 0 | 0 | 0 | 0 | 0 | 0 | 0 | 0 | 0 | 0
MAPP_CA_2_IESO | MAPP_CA | IESO | 2025 | B9 | 800 | 0 | 330 | 0 | 0 | 0 | 0 | 0 | 0 | 0 | 0 | 0 | 0 | 0
MAPP_CA_2_IESO | MAPP_CA | IESO | 2025 | B10 | 1262 | 0 | 330 | 0 | 0 | 0 | 0 | 0 | 0 | 0 | 0 | 0 | 0 | 0
MAPP_CA_2_IESO | MAPP_CA | IESO | 2025 | B11 | 25 | 0 | 330 | 0 | 0 | 0 | 0 | 0 | 0 | 0 | 0 | 0 | 0 | 0
MAPP_CA_2_IESO | MAPP_CA | IESO | 2025 | B12 | 200 | 0 | 330 | 0 | 0 | 0 | 0 | 0 | 0 | 0 | 0 | 0 | 0 | 0
MAPP_CA_2_IESO | MAPP_CA | IESO | 2025 | B13 | 600 | 0 | 330 | 0 | 0 | 0 | 0 | 0 | 0 | 0 | 0 | 0 | 0 | 0
MAPP_CA_2_IESO | MAPP_CA | IESO | 2025 | B14 | 900 | 0 | 330 | 0 | 0 | 0 | 0 | 0 | 0 | 0 | 0 | 0 | 0 | 0
MAPP_CA_2_IESO | MAPP_CA | IESO | 2025 | B15 | 1203 | 0 | 330 | 0 | 0 | 0 | 0 | 0 | 0 | 0 | 0 | 0 | 0 | 0
MAPP_CA_2_IESO | MAPP_CA | IESO | 2025 | B16 | 25 | 0 | 330 | 0 | 0 | 0 | 0 | 0 | 0 | 0 | 0 | 0 | 0 | 0
MAPP_CA_2_IESO | MAPP_CA | IESO | 2025 | B17 | 100 | 0 | 330 | 0 | 0 | 0 | 0 | 0 | 0 | 0 | 0 | 0 | 0 | 0
MAPP_CA_2_IESO | MAPP_CA | IESO | 2025 | B18 | 400 | 0 | 330 | 0 | 0 | 0 | 0 | 0 | 0 | 0 | 0 | 0 | 0 | 0
MAPP_CA_2_IESO | MAPP_CA | IESO | 2025 | B19 | 700 | 0 | 330 | 0 | 0 | 0 | 0 | 0 | 0 | 0 | 0 | 0 | 0 | 0
MAPP_CA_2_IESO | MAPP_CA | IESO | 2025 | B20 | 935 | 0 | 330 | 0 | 0 | 0 | 0 | 0 | 0 | 0 | 0 | 0 | 0 | 0
MAPP_CA_2_IESO | MAPP_CA | IESO | 2030 | B1 | 10 | 0 | 330 | 0 | 0 | 0 | 0 | 0 | 0 | 0 | 0 | 0 | 0 | 0
MAPP_CA_2_IESO | MAPP_CA | IESO | 2030 | B2 | 25 | 0 | 330 | 0 | 0 | 0 | 0 | 0 | 0 | 0 | 0 | 0 | 0 | 0
MAPP_CA_2_IESO | MAPP_CA | IESO | 2030 | B3 | 75 | 0 | 330 | 0 | 0 | 0 | 0 | 0 | 0 | 0 | 0 | 0 | 0 | 0
MAPP_CA_2_IESO | MAPP_CA | IESO | 2030 | B4 | 100 | 0 | 330 | 0 | 0 | 0 | 0 | 0 | 0 | 0 | 0 | 0 | 0 | 0
MAPP_CA_2_IESO | MAPP_CA | IESO | 2030 | B5 | 200 | 0 | 330 | 0 | 0 | 0 | 0 | 0 | 0 | 0 | 0 | 0 | 0 | 0
MAPP_CA_2_IESO | MAPP_CA | IESO | 2030 | B6 | 300 | 0 | 330 | 0 | 0 | 0 | 0 | 0 | 0 | 0 | 0 | 0 | 0 | 0
MAPP_CA_2_IESO | MAPP_CA | IESO | 2030 | B7 | 400 | 0 | 330 | 0 | 0 | 0 | 0 | 0 | 0 | 0 | 0 | 0 | 0 | 0
MAPP_CA_2_IESO | MAPP_CA | IESO | 2030 | B8 | 500 | 0 | 330 | 0 | 0 | 0 | 0 | 0 | 0 | 0 | 0 | 0 | 0 | 0
MAPP_CA_2_IESO | MAPP_CA | IESO | 2030 | B9 | 800 | 0 | 330 | 0 | 0 | 0 | 0 | 0 | 0 | 0 | 0 | 0 | 0 | 0
MAPP_CA_2_IESO | MAPP_CA | IESO | 2030 | B10 | 1262 | 0 | 330 | 0 | 0 | 0 | 0 | 0 | 0 | 0 | 0 | 0 | 0 | 0
MAPP_CA_2_IESO | MAPP_CA | IESO | 2030 | B11 | 25 | 0 | 330 | 0 | 0 | 0 | 0 | 0 | 0 | 0 | 0 | 0 | 0 | 0
MAPP_CA_2_IESO | MAPP_CA | IESO | 2030 | B12 | 200 | 0 | 330 | 0 | 0 | 0 | 0 | 0 | 0 | 0 | 0 | 0 | 0 | 0
MAPP_CA_2_IESO | MAPP_CA | IESO | 2030 | B13 | 600 | 0 | 330 | 0 | 0 | 0 | 0 | 0 | 0 | 0 | 0 | 0 | 0 | 0
MAPP_CA_2_IESO | MAPP_CA | IESO | 2030 | B14 | 900 | 0 | 330 | 0 | 0 | 0 | 0 | 0 | 0 | 0 | 0 | 0 | 0 | 0
MAPP_CA_2_IESO | MAPP_CA | IESO | 2030 | B15 | 1203 | 0 | 330 | 0 | 0 | 0 | 0 | 0 | 0 | 0 | 0 | 0 | 0 | 0
MAPP_CA_2_IESO | MAPP_CA | IESO | 2030 | B16 | 25 | 0 | 330 | 0 | 0 | 0 | 0 | 0 | 0 | 0 | 0 | 0 | 0 | 0
MAPP_CA_2_IESO | MAPP_CA | IESO | 2030 | B17 | 100 | 0 | 330 | 0 | 0 | 0 | 0 | 0 | 0 | 0 | 0 | 0 | 0 | 0
MAPP_CA_2_IESO | MAPP_CA | IESO | 2030 | B18 | 400 | 0 | 330 | 0 | 0 | 0 | 0 | 0 | 0 | 0 | 0 | 0 | 0 | 0
MAPP_CA_2_IESO | MAPP_CA | IESO | 2030 | B19 | 700 | 0 | 330 | 0 | 0 | 0 | 0 | 0 | 0 | 0 | 0 | 0 | 0 | 0
MAPP_CA_2_IESO | MAPP_CA | IESO | 2030 | B20 | 935 | 0 | 330 | 0 | 0 | 0 | 0 | 0 | 0 | 0 | 0 | 0 | 0 | 0
MAPP_CA_2_IESO | MAPP_CA | IESO | 2035 | B1 | 10 | 0 | 330 | 0 | 0 | 0 | 0 | 0 | 0 | 0 | 0 | 0 | 0 | 0
MAPP_CA_2_IESO | MAPP_CA | IESO | 2035 | B2 | 25 | 0 | 330 | 0 | 0 | 0 | 0 | 0 | 0 | 0 | 0 | 0 | 0 | 0
MAPP_CA_2_IESO | MAPP_CA | IESO | 2035 | B3 | 75 | 0 | 330 | 0 | 0 | 0 | 0 | 0 | 0 | 0 | 0 | 0 | 0 | 0
MAPP_CA_2_IESO | MAPP_CA | IESO | 2035 | B4 | 100 | 0 | 330 | 0 | 0 | 0 | 0 | 0 | 0 | 0 | 0 | 0 | 0 | 0
MAPP_CA_2_IESO | MAPP_CA | IESO | 2035 | B5 | 200 | 0 | 330 | 0 | 0 | 0 | 0 | 0 | 0 | 0 | 0 | 0 | 0 | 0
MAPP_CA_2_IESO | MAPP_CA | IESO | 2035 | B6 | 300 | 0 | 330 | 0 | 0 | 0 | 0 | 0 | 0 | 0 | 0 | 0 | 0 | 0
MAPP_CA_2_IESO | MAPP_CA | IESO | 2035 | B7 | 400 | 0 | 330 | 0 | 0 | 0 | 0 | 0 | 0 | 0 | 0 | 0 | 0 | 0
MAPP_CA_2_IESO | MAPP_CA | IESO | 2035 | B8 | 500 | 0 | 330 | 0 | 0 | 0 | 0 | 0 | 0 | 0 | 0 | 0 | 0 | 0
MAPP_CA_2_IESO | MAPP_CA | IESO | 2035 | B9 | 800 | 0 | 330 | 0 | 0 | 0 | 0 | 0 | 0 | 0 | 0 | 0 | 0 | 0
MAPP_CA_2_IESO | MAPP_CA | IESO | 2035 | B10 | 1262 | 0 | 330 | 0 | 0 | 0 | 0 | 0 | 0 | 0 | 0 | 0 | 0 | 0
MAPP_CA_2_IESO | MAPP_CA | IESO | 2035 | B11 | 25 | 0 | 330 | 0 | 0 | 0 | 0 | 0 | 0 | 0 | 0 | 0 | 0 | 0
MAPP_CA_2_IESO | MAPP_CA | IESO | 2035 | B12 | 200 | 0 | 330 | 0 | 0 | 0 | 0 | 0 | 0 | 0 | 0 | 0 | 0 | 0
MAPP_CA_2_IESO | MAPP_CA | IESO | 2035 | B13 | 600 | 0 | 330 | 0 | 0 | 0 | 0 | 0 | 0 | 0 | 0 | 0 | 0 | 0
MAPP_CA_2_IESO | MAPP_CA | IESO | 2035 | B14 | 900 | 0 | 330 | 0 | 0 | 0 | 0 | 0 | 0 | 0 | 0 | 0 | 0 | 0
MAPP_CA_2_IESO | MAPP_CA | IESO | 2035 | B15 | 1203 | 0 | 330 | 0 | 0 | 0 | 0 | 0 | 0 | 0 | 0 | 0 | 0 | 0
MAPP_CA_2_IESO | MAPP_CA | IESO | 2035 | B16 | 25 | 0 | 330 | 0 | 0 | 0 | 0 | 0 | 0 | 0 | 0 | 0 | 0 | 0
MAPP_CA_2_IESO | MAPP_CA | IESO | 2035 | B17 | 100 | 0 | 330 | 0 | 0 | 0 | 0 | 0 | 0 | 0 | 0 | 0 | 0 | 0
MAPP_CA_2_IESO | MAPP_CA | IESO | 2035 | B18 | 400 | 0 | 330 | 0 | 0 | 0 | 0 | 0 | 0 | 0 | 0 | 0 | 0 | 0
MAPP_CA_2_IESO | MAPP_CA | IESO | 2035 | B19 | 700 | 0 | 330 | 0 | 0 | 0 | 0 | 0 | 0 | 0 | 0 | 0 | 0 | 0
MAPP_CA_2_IESO | MAPP_CA | IESO | 2035 | B20 | 935 | 0 | 330 | 0 | 0 | 0 | 0 | 0 | 0 | 0 | 0 | 0 | 0 | 0
MAPP_CA_2_IESO | MAPP_CA | IESO | 2040 | B1 | 10 | 0 | 330 | 244.16 | 0 | 0 | 0 | 0 | 0 | 0 | 0 | 0 | 0 | 0
MAPP_CA_2_IESO | MAPP_CA | IESO | 2040 | B2 | 25 | 0 | 330 | 184.65 | 0 | 0 | 0 | 0 | 0 | 0 | 0 | 0 | 0 | 0
MAPP_CA_2_IESO | MAPP_CA | IESO | 2040 | B3 | 75 | 0 | 330 | 67.33 | 0 | 0 | 0 | 0 | 0 | 0 | 0 | 0 | 0 | 0
MAPP_CA_2_IESO | MAPP_CA | IESO | 2040 | B4 | 100 | 0 | 330 | 0 | 0 | 0 | 0 | 0 | 0 | 0 | 0 | 0 | 0 | 0
MAPP_CA_2_IESO | MAPP_CA | IESO | 2040 | B5 | 200 | 0 | 330 | 0 | 0 | 0 | 0 | 0 | 0 | 0 | 0 | 0 | 0 | 0
MAPP_CA_2_IESO | MAPP_CA | IESO | 2040 | B6 | 300 | 0 | 330 | 0 | 0 | 0 | 0 | 0 | 0 | 0 | 0 | 0 | 0 | 0
MAPP_CA_2_IESO | MAPP_CA | IESO | 2040 | B7 | 400 | 0 | 330 | 0 | 0 | 0 | 0 | 0 | 0 | 0 | 0 | 0 | 0 | 0
MAPP_CA_2_IESO | MAPP_CA | IESO | 2040 | B8 | 500 | 0 | 330 | 0 | 0 | 0 | 0 | 0 | 0 | 0 | 0 | 0 | 0 | 0
MAPP_CA_2_IESO | MAPP_CA | IESO | 2040 | B9 | 800 | 0 | 330 | 0 | 0 | 0 | 0 | 0 | 0 | 0 | 0 | 0 | 0 | 0
MAPP_CA_2_IESO | MAPP_CA | IESO | 2040 | B10 | 1262 | 0 | 330 | 0 | 0 | 0 | 0 | 0 | 0 | 0 | 0 | 0 | 0 | 0
MAPP_CA_2_IESO | MAPP_CA | IESO | 2040 | B11 | 25 | 0 | 330 | 0 | 0 | 0 | 0 | 0 | 0 | 0 | 0 | 0 | 0 | 0
MAPP_CA_2_IESO | MAPP_CA | IESO | 2040 | B12 | 200 | 0 | 330 | 0 | 0 | 0 | 0 | 0 | 0 | 0 | 0 | 0 | 0 | 0
MAPP_CA_2_IESO | MAPP_CA | IESO | 2040 | B13 | 600 | 0 | 330 | 0 | 0 | 0 | 0 | 0 | 0 | 0 | 0 | 0 | 0 | 0
MAPP_CA_2_IESO | MAPP_CA | IESO | 2040 | B14 | 900 | 0 | 330 | 0 | 0 | 0 | 0 | 0 | 0 | 0 | 0 | 0 | 0 | 0
MAPP_CA_2_IESO | MAPP_CA | IESO | 2040 | B15 | 1203 | 0 | 330 | 0 | 0 | 0 | 0 | 0 | 0 | 0 | 0 | 0 | 0 | 0
MAPP_CA_2_IESO | MAPP_CA | IESO | 2040 | B16 | 25 | 0 | 330 | 0 | 0 | 0 | 0 | 0 | 0 | 0 | 0 | 0 | 0 | 0
MAPP_CA_2_IESO | MAPP_CA | IESO | 2040 | B17 | 100 | 0 | 330 | 0 | 0 | 0 | 0 | 0 | 0 | 0 | 0 | 0 | 0 | 0
MAPP_CA_2_IESO | MAPP_CA | IESO | 2040 | B18 | 400 | 0 | 330 | 0 | 0 | 0 | 0 | 0 | 0 | 0 | 0 | 0 | 0 | 0
MAPP_CA_2_IESO | MAPP_CA | IESO | 2040 | B19 | 700 | 0 | 330 | 0 | 0 | 0 | 0 | 0 | 0 | 0 | 0 | 0 | 0 | 0
MAPP_CA_2_IESO | MAPP_CA | IESO | 2040 | B20 | 935 | 0 | 330 | 0 | 0 | 0 | 0 | 0 | 0 | 0 | 0 | 0 | 0 | 0
MAPP_CA_2_IESO | MAPP_CA | IESO | 2045 | B1 | 10 | 0 | 330 | 330 | 0 | 0 | 0 | 0 | 33.058 | 0 | 0 | 2.4487 | 0 | 1.9855
MAPP_CA_2_IESO | MAPP_CA | IESO | 2045 | B2 | 25 | 0 | 330 | 330 | 0 | 0 | 0 | 0 | 13.698 | 0 | 0 | 2.5367 | 0 | 1.9855
MAPP_CA_2_IESO | MAPP_CA | IESO | 2045 | B3 | 75 | 0 | 330 | 330 | 0 | 0 | 0 | 0 | 5.3178 | 0 | 0 | 2.9543 | 0 | 1.9855
MAPP_CA_2_IESO | MAPP_CA | IESO | 2045 | B4 | 100 | 0 | 330 | 315.56 | 0 | 0 | 0 | 0 | 0 | 0 | 0 | 0 | 0 | 1.9855
MAPP_CA_2_IESO | MAPP_CA | IESO | 2045 | B5 | 200 | 0 | 330 | 0 | 0 | 0 | 0 | 0 | 0 | 0 | 0 | 0 | 0 | 1.9855
MAPP_CA_2_IESO | MAPP_CA | IESO | 2045 | B6 | 300 | 0 | 330 | 0 | 0 | 0 | 0 | 0 | 0 | 0 | 0 | 0 | 0 | 1.9855
MAPP_CA_2_IESO | MAPP_CA | IESO | 2045 | B7 | 400 | 0 | 330 | 0 | 0 | 0 | 0 | 0 | 0 | 0 | 0 | 0 | 0 | 1.9855
MAPP_CA_2_IESO | MAPP_CA | IESO | 2045 | B8 | 500 | 0 | 330 | 0 | 0 | 0 | 0 | 0 | 0 | 0 | 0 | 0 | 0 | 1.9855
MAPP_CA_2_IESO | MAPP_CA | IESO | 2045 | B9 | 800 | 0 | 330 | 0 | 0 | 0 | 0 | 0 | 0 | 0 | 0 | 0 | 0 | 1.9855
MAPP_CA_2_IESO | MAPP_CA | IESO | 2045 | B10 | 1262 | 0 | 330 | 0 | 0 | 0 | 0 | 0 | 0 | 0 | 0 | 0 | 0 | 1.9855
MAPP_CA_2_IESO | MAPP_CA | IESO | 2045 | B11 | 25 | 0 | 330 | 0 | 0 | 0 | 0 | 0 | 0 | 0 | 0 | 0 | 0 | 1.9855
MAPP_CA_2_IESO | MAPP_CA | IESO | 2045 | B12 | 200 | 0 | 330 | 0 | 0 | 0 | 0 | 0 | 0 | 0 | 0 | 0 | 0 | 1.9855
MAPP_CA_2_IESO | MAPP_CA | IESO | 2045 | B13 | 600 | 0 | 330 | 0 | 0 | 0 | 0 | 0 | 0 | 0 | 0 | 0 | 0 | 1.9855
MAPP_CA_2_IESO | MAPP_CA | IESO | 2045 | B14 | 900 | 0 | 330 | 0 | 0 | 0 | 0 | 0 | 0 | 0 | 0 | 0 | 0 | 1.9855
MAPP_CA_2_IESO | MAPP_CA | IESO | 2045 | B15 | 1203 | 0 | 330 | 0 | 0 | 0 | 0 | 0 | 0 | 0 | 0 | 0 | 0 | 1.9855
MAPP_CA_2_IESO | MAPP_CA | IESO | 2045 | B16 | 25 | 0 | 330 | 330 | 0 | 0 | 0 | 0 | 0.01187 | 0 | 0 | 0.0021981 | 0 | 1.9855
MAPP_CA_2_IESO | MAPP_CA | IESO | 2045 | B17 | 100 | 0 | 330 | 0 | 0 | 0 | 0 | 0 | 0 | 0 | 0 | 0 | 0 | 1.9855
MAPP_CA_2_IESO | MAPP_CA | IESO | 2045 | B18 | 400 | 0 | 330 | 0 | 0 | 0 | 0 | 0 | 0 | 0 | 0 | 0 | 0 | 1.9855
MAPP_CA_2_IESO | MAPP_CA | IESO | 2045 | B19 | 700 | 0 | 330 | 0 | 0 | 0 | 0 | 0 | 0 | 0 | 0 | 0 | 0 | 1.9855
MAPP_CA_2_IESO | MAPP_CA | IESO | 2045 | B20 | 935 | 0 | 330 | 0 | 0 | 0 | 0 | 0 | 0 | 0 | 0 | 0 | 0 | 1.9855
MAPP_CA_2_IESO | MAPP_CA | IESO | 2050 | B1 | 10 | 0 | 330 | 330 | 0 | 0 | 0 | 0 | 7.7511 | 0 | 0 | 7.7511 | 0 | 1.9378
MAPP_CA_2_IESO | MAPP_CA | IESO | 2050 | B2 | 25 | 0 | 330 | 134.05 | 0 | 0 | 0 | 0 | 0 | 0 | 0 | 0 | 0 | 1.9378
MAPP_CA_2_IESO | MAPP_CA | IESO | 2050 | B3 | 75 | 0 | 330 | 0 | 0 | 0 | 0 | 0 | 0 | 0 | 0 | 0 | 0 | 1.9378
MAPP_CA_2_IESO | MAPP_CA | IESO | 2050 | B4 | 100 | 0 | 330 | 0 | 0 | 0 | 0 | 0 | 0 | 0 | 0 | 0 | 0 | 1.9378
MAPP_CA_2_IESO | MAPP_CA | IESO | 2050 | B5 | 200 | 0 | 330 | 0 | 0 | 0 | 0 | 0 | 0 | 0 | 0 | 0 | 0 | 1.9378
MAPP_CA_2_IESO | MAPP_CA | IESO | 2050 | B6 | 300 | 0 | 330 | 0 | 0 | 0 | 0 | 0 | 0 | 0 | 0 | 0 | 0 | 1.9378
MAPP_CA_2_IESO | MAPP_CA | IESO | 2050 | B7 | 400 | 0 | 330 | 0 | 0 | 0 | 0 | 0 | 0 | 0 | 0 | 0 | 0 | 1.9378
MAPP_CA_2_IESO | MAPP_CA | IESO | 2050 | B8 | 500 | 0 | 330 | 0 | 0 | 0 | 0 | 0 | 0 | 0 | 0 | 0 | 0 | 1.9378
MAPP_CA_2_IESO | MAPP_CA | IESO | 2050 | B9 | 800 | 0 | 330 | 0 | 0 | 0 | 0 | 0 | 0 | 0 | 0 | 0 | 0 | 1.9378
MAPP_CA_2_IESO | MAPP_CA | IESO | 2050 | B10 | 1262 | 0 | 330 | 0 | 0 | 0 | 0 | 0 | 0 | 0 | 0 | 0 | 0 | 1.9378
MAPP_CA_2_IESO | MAPP_CA | IESO | 2050 | B11 | 25 | 0 | 330 | 0 | 0 | 0 | 0 | 0 | 0 | 0 | 0 | 0 | 0 | 1.9378
MAPP_CA_2_IESO | MAPP_CA | IESO | 2050 | B12 | 200 | 0 | 330 | 0 | 0 | 0 | 0 | 0 | 0 | 0 | 0 | 0 | 0 | 1.9378
MAPP_CA_2_IESO | MAPP_CA | IESO | 2050 | B13 | 600 | 0 | 330 | 0 | 0 | 0 | 0 | 0 | 0 | 0 | 0 | 0 | 0 | 1.9378
MAPP_CA_2_IESO | MAPP_CA | IESO | 2050 | B14 | 900 | 0 | 330 | 0 | 0 | 0 | 0 | 0 | 0 | 0 | 0 | 0 | 0 | 1.9378
MAPP_CA_2_IESO | MAPP_CA | IESO | 2050 | B15 | 1203 | 0 | 330 | 0 | 0 | 0 | 0 | 0 | 0 | 0 | 0 | 0 | 0 | 1.9378
MAPP_CA_2_IESO | MAPP_CA | IESO | 2050 | B16 | 25 | 0 | 330 | 23.54 | 0 | 0 | 0 | 0 | 0 | 0 | 0 | 0 | 0 | 1.9378
MAPP_CA_2_IESO | MAPP_CA | IESO | 2050 | B17 | 100 | 0 | 330 | 0 | 0 | 0 | 0 | 0 | 0 | 0 | 0 | 0 | 0 | 1.9378
MAPP_CA_2_IESO | MAPP_CA | IESO | 2050 | B18 | 400 | 0 | 330 | 0 | 0 | 0 | 0 | 0 | 0 | 0 | 0 | 0 | 0 | 1.9378
MAPP_CA_2_IESO | MAPP_CA | IESO | 2050 | B19 | 700 | 0 | 330 | 0 | 0 | 0 | 0 | 0 | 0 | 0 | 0 | 0 | 0 | 1.9378
MAPP_CA_2_IESO | MAPP_CA | IESO | 2050 | B20 | 935 | 0 | 330 | 0 | 0 | 0 | 0 | 0 | 0 | 0 | 0 | 0 | 0 | 1.9378
MAPP_CA_2_MAPP_US | MAPP_CA | MAPP_US | 2015 | B1 | 10 | 0 | 372 | 0 | 0 | 0 | 0 | 0 | 0 | 0 | 0 | 0 | 0 | 0
MAPP_CA_2_MAPP_US | MAPP_CA | MAPP_US | 2015 | B2 | 25 | 0 | 372 | 0 | 0 | 0 | 0 | 0 | 0 | 0 | 0 | 0 | 0 | 0
MAPP_CA_2_MAPP_US | MAPP_CA | MAPP_US | 2015 | B3 | 75 | 0 | 372 | 0 | 0 | 0 | 0 | 0 | 0 | 0 | 0 | 0 | 0 | 0
MAPP_CA_2_MAPP_US | MAPP_CA | MAPP_US | 2015 | B4 | 100 | 0 | 372 | 0 | 0 | 0 | 0 | 0 | 0 | 0 | 0 | 0 | 0 | 0
MAPP_CA_2_MAPP_US | MAPP_CA | MAPP_US | 2015 | B5 | 200 | 0 | 372 | 0 | 0 | 0 | 0 | 0 | 0 | 0 | 0 | 0 | 0 | 0
MAPP_CA_2_MAPP_US | MAPP_CA | MAPP_US | 2015 | B6 | 300 | 0 | 372 | 0 | 0 | 0 | 0 | 0 | 0 | 0 | 0 | 0 | 0 | 0
MAPP_CA_2_MAPP_US | MAPP_CA | MAPP_US | 2015 | B7 | 400 | 0 | 372 | 0 | 0 | 0 | 0 | 0 | 0 | 0 | 0 | 0 | 0 | 0
MAPP_CA_2_MAPP_US | MAPP_CA | MAPP_US | 2015 | B8 | 500 | 0 | 372 | 0 | 0 | 0 | 0 | 0 | 0 | 0 | 0 | 0 | 0 | 0
MAPP_CA_2_MAPP_US | MAPP_CA | MAPP_US | 2015 | B9 | 800 | 0 | 372 | 0 | 0 | 0 | 0 | 0 | 0 | 0 | 0 | 0 | 0 | 0
MAPP_CA_2_MAPP_US | MAPP_CA | MAPP_US | 2015 | B10 | 1262 | 0 | 372 | 0 | 0 | 0 | 0 | 0 | 0 | 0 | 0 | 0 | 0 | 0
MAPP_CA_2_MAPP_US | MAPP_CA | MAPP_US | 2015 | B11 | 25 | 0 | 372 | 0 | 0 | 0 | 0 | 0 | 0 | 0 | 0 | 0 | 0 | 0
MAPP_CA_2_MAPP_US | MAPP_CA | MAPP_US | 2015 | B12 | 200 | 0 | 372 | 0 | 0 | 0 | 0 | 0 | 0 | 0 | 0 | 0 | 0 | 0
MAPP_CA_2_MAPP_US | MAPP_CA | MAPP_US | 2015 | B13 | 600 | 0 | 372 | 0 | 0 | 0 | 0 | 0 | 0 | 0 | 0 | 0 | 0 | 0
MAPP_CA_2_MAPP_US | MAPP_CA | MAPP_US | 2015 | B14 | 900 | 0 | 372 | 0 | 0 | 0 | 0 | 0 | 0 | 0 | 0 | 0 | 0 | 0
MAPP_CA_2_MAPP_US | MAPP_CA | MAPP_US | 2015 | B15 | 1203 | 0 | 372 | 0 | 0 | 0 | 0 | 0 | 0 | 0 | 0 | 0 | 0 | 0
MAPP_CA_2_MAPP_US | MAPP_CA | MAPP_US | 2015 | B16 | 25 | 0 | 372 | 0 | 0 | 0 | 0 | 0 | 0 | 0 | 0 | 0 | 0 | 0
MAPP_CA_2_MAPP_US | MAPP_CA | MAPP_US | 2015 | B17 | 100 | 0 | 372 | 0 | 0 | 0 | 0 | 0 | 0 | 0 | 0 | 0 | 0 | 0
MAPP_CA_2_MAPP_US | MAPP_CA | MAPP_US | 2015 | B18 | 400 | 0 | 372 | 0 | 0 | 0 | 0 | 0 | 0 | 0 | 0 | 0 | 0 | 0
MAPP_CA_2_MAPP_US | MAPP_CA | MAPP_US | 2015 | B19 | 700 | 0 | 372 | 0 | 0 | 0 | 0 | 0 | 0 | 0 | 0 | 0 | 0 | 0
MAPP_CA_2_MAPP_US | MAPP_CA | MAPP_US | 2015 | B20 | 935 | 0 | 372 | 0 | 0 | 0 | 0 | 0 | 0 | 0 | 0 | 0 | 0 | 0
MAPP_CA_2_MAPP_US | MAPP_CA | MAPP_US | 2020 | B1 | 10 | 0 | 372 | 0 | 0 | 0 | 0 | 0 | 0 | 0 | 0 | 0 | 0 | 0
MAPP_CA_2_MAPP_US | MAPP_CA | MAPP_US | 2020 | B2 | 25 | 0 | 372 | 0 | 0 | 0 | 0 | 0 | 0 | 0 | 0 | 0 | 0 | 0
MAPP_CA_2_MAPP_US | MAPP_CA | MAPP_US | 2020 | B3 | 75 | 0 | 372 | 0 | 0 | 0 | 0 | 0 | 0 | 0 | 0 | 0 | 0 | 0
MAPP_CA_2_MAPP_US | MAPP_CA | MAPP_US | 2020 | B4 | 100 | 0 | 372 | 0 | 0 | 0 | 0 | 0 | 0 | 0 | 0 | 0 | 0 | 0
MAPP_CA_2_MAPP_US | MAPP_CA | MAPP_US | 2020 | B5 | 200 | 0 | 372 | 0 | 0 | 0 | 0 | 0 | 0 | 0 | 0 | 0 | 0 | 0
MAPP_CA_2_MAPP_US | MAPP_CA | MAPP_US | 2020 | B6 | 300 | 0 | 372 | 0 | 0 | 0 | 0 | 0 | 0 | 0 | 0 | 0 | 0 | 0
MAPP_CA_2_MAPP_US | MAPP_CA | MAPP_US | 2020 | B7 | 400 | 0 | 372 | 0 | 0 | 0 | 0 | 0 | 0 | 0 | 0 | 0 | 0 | 0
MAPP_CA_2_MAPP_US | MAPP_CA | MAPP_US | 2020 | B8 | 500 | 0 | 372 | 0 | 0 | 0 | 0 | 0 | 0 | 0 | 0 | 0 | 0 | 0
MAPP_CA_2_MAPP_US | MAPP_CA | MAPP_US | 2020 | B9 | 800 | 0 | 372 | 0 | 0 | 0 | 0 | 0 | 0 | 0 | 0 | 0 | 0 | 0
MAPP_CA_2_MAPP_US | MAPP_CA | MAPP_US | 2020 | B10 | 1262 | 0 | 372 | 0 | 0 | 0 | 0 | 0 | 0 | 0 | 0 | 0 | 0 | 0
MAPP_CA_2_MAPP_US | MAPP_CA | MAPP_US | 2020 | B11 | 25 | 0 | 372 | 0 | 0 | 0 | 0 | 0 | 0 | 0 | 0 | 0 | 0 | 0
MAPP_CA_2_MAPP_US | MAPP_CA | MAPP_US | 2020 | B12 | 200 | 0 | 372 | 0 | 0 | 0 | 0 | 0 | 0 | 0 | 0 | 0 | 0 | 0
MAPP_CA_2_MAPP_US | MAPP_CA | MAPP_US | 2020 | B13 | 600 | 0 | 372 | 0 | 0 | 0 | 0 | 0 | 0 | 0 | 0 | 0 | 0 | 0
MAPP_CA_2_MAPP_US | MAPP_CA | MAPP_US | 2020 | B14 | 900 | 0 | 372 | 0 | 0 | 0 | 0 | 0 | 0 | 0 | 0 | 0 | 0 | 0
MAPP_CA_2_MAPP_US | MAPP_CA | MAPP_US | 2020 | B15 | 1203 | 0 | 372 | 0 | 0 | 0 | 0 | 0 | 0 | 0 | 0 | 0 | 0 | 0
MAPP_CA_2_MAPP_US | MAPP_CA | MAPP_US | 2020 | B16 | 25 | 0 | 372 | 0 | 0 | 0 | 0 | 0 | 0 | 0 | 0 | 0 | 0 | 0
MAPP_CA_2_MAPP_US | MAPP_CA | MAPP_US | 2020 | B17 | 100 | 0 | 372 | 0 | 0 | 0 | 0 | 0 | 0 | 0 | 0 | 0 | 0 | 0
MAPP_CA_2_MAPP_US | MAPP_CA | MAPP_US | 2020 | B18 | 400 | 0 | 372 | 0 | 0 | 0 | 0 | 0 | 0 | 0 | 0 | 0 | 0 | 0
MAPP_CA_2_MAPP_US | MAPP_CA | MAPP_US | 2020 | B19 | 700 | 0 | 372 | 0 | 0 | 0 | 0 | 0 | 0 | 0 | 0 | 0 | 0 | 0
MAPP_CA_2_MAPP_US | MAPP_CA | MAPP_US | 2020 | B20 | 935 | 0 | 372 | 0 | 0 | 0 | 0 | 0 | 0 | 0 | 0 | 0 | 0 | 0
MAPP_CA_2_MAPP_US | MAPP_CA | MAPP_US | 2025 | B1 | 10 | 0 | 372 | 0 | 0 | 0 | 0 | 0 | 0 | 0 | 0 | 0 | 0 | 0
MAPP_CA_2_MAPP_US | MAPP_CA | MAPP_US | 2025 | B2 | 25 | 0 | 372 | 0 | 0 | 0 | 0 | 0 | 0 | 0 | 0 | 0 | 0 | 0
MAPP_CA_2_MAPP_US | MAPP_CA | MAPP_US | 2025 | B3 | 75 | 0 | 372 | 0 | 0 | 0 | 0 | 0 | 0 | 0 | 0 | 0 | 0 | 0
MAPP_CA_2_MAPP_US | MAPP_CA | MAPP_US | 2025 | B4 | 100 | 0 | 372 | 0 | 0 | 0 | 0 | 0 | 0 | 0 | 0 | 0 | 0 | 0
MAPP_CA_2_MAPP_US | MAPP_CA | MAPP_US | 2025 | B5 | 200 | 0 | 372 | 0 | 0 | 0 | 0 | 0 | 0 | 0 | 0 | 0 | 0 | 0
MAPP_CA_2_MAPP_US | MAPP_CA | MAPP_US | 2025 | B6 | 300 | 0 | 372 | 0 | 0 | 0 | 0 | 0 | 0 | 0 | 0 | 0 | 0 | 0
MAPP_CA_2_MAPP_US | MAPP_CA | MAPP_US | 2025 | B7 | 400 | 0 | 372 | 0 | 0 | 0 | 0 | 0 | 0 | 0 | 0 | 0 | 0 | 0
MAPP_CA_2_MAPP_US | MAPP_CA | MAPP_US | 2025 | B8 | 500 | 0 | 372 | 0 | 0 | 0 | 0 | 0 | 0 | 0 | 0 | 0 | 0 | 0
MAPP_CA_2_MAPP_US | MAPP_CA | MAPP_US | 2025 | B9 | 800 | 0 | 372 | 0 | 0 | 0 | 0 | 0 | 0 | 0 | 0 | 0 | 0 | 0
MAPP_CA_2_MAPP_US | MAPP_CA | MAPP_US | 2025 | B10 | 1262 | 0 | 372 | 0 | 0 | 0 | 0 | 0 | 0 | 0 | 0 | 0 | 0 | 0
MAPP_CA_2_MAPP_US | MAPP_CA | MAPP_US | 2025 | B11 | 25 | 0 | 372 | 0 | 0 | 0 | 0 | 0 | 0 | 0 | 0 | 0 | 0 | 0
MAPP_CA_2_MAPP_US | MAPP_CA | MAPP_US | 2025 | B12 | 200 | 0 | 372 | 0 | 0 | 0 | 0 | 0 | 0 | 0 | 0 | 0 | 0 | 0
MAPP_CA_2_MAPP_US | MAPP_CA | MAPP_US | 2025 | B13 | 600 | 0 | 372 | 0 | 0 | 0 | 0 | 0 | 0 | 0 | 0 | 0 | 0 | 0
MAPP_CA_2_MAPP_US | MAPP_CA | MAPP_US | 2025 | B14 | 900 | 0 | 372 | 0 | 0 | 0 | 0 | 0 | 0 | 0 | 0 | 0 | 0 | 0
MAPP_CA_2_MAPP_US | MAPP_CA | MAPP_US | 2025 | B15 | 1203 | 0 | 372 | 0 | 0 | 0 | 0 | 0 | 0 | 0 | 0 | 0 | 0 | 0
MAPP_CA_2_MAPP_US | MAPP_CA | MAPP_US | 2025 | B16 | 25 | 0 | 372 | 0 | 0 | 0 | 0 | 0 | 0 | 0 | 0 | 0 | 0 | 0
MAPP_CA_2_MAPP_US | MAPP_CA | MAPP_US | 2025 | B17 | 100 | 0 | 372 | 0 | 0 | 0 | 0 | 0 | 0 | 0 | 0 | 0 | 0 | 0
MAPP_CA_2_MAPP_US | MAPP_CA | MAPP_US | 2025 | B18 | 400 | 0 | 372 | 0 | 0 | 0 | 0 | 0 | 0 | 0 | 0 | 0 | 0 | 0
MAPP_CA_2_MAPP_US | MAPP_CA | MAPP_US | 2025 | B19 | 700 | 0 | 372 | 0 | 0 | 0 | 0 | 0 | 0 | 0 | 0 | 0 | 0 | 0
MAPP_CA_2_MAPP_US | MAPP_CA | MAPP_US | 2025 | B20 | 935 | 0 | 372 | 0 | 0 | 0 | 0 | 0 | 0 | 0 | 0 | 0 | 0 | 0
MAPP_CA_2_MAPP_US | MAPP_CA | MAPP_US | 2030 | B1 | 10 | 0 | 372 | 267.13 | 0 | 0 | 0 | 0 | 0 | 0 | 0 | 0 | 0 | 0
MAPP_CA_2_MAPP_US | MAPP_CA | MAPP_US | 2030 | B2 | 25 | 0 | 372 | 0 | 0 | 0 | 0 | 0 | 0 | 0 | 0 | 0 | 0 | 0
MAPP_CA_2_MAPP_US | MAPP_CA | MAPP_US | 2030 | B3 | 75 | 0 | 372 | 0 | 0 | 0 | 0 | 0 | 0 | 0 | 0 | 0 | 0 | 0
MAPP_CA_2_MAPP_US | MAPP_CA | MAPP_US | 2030 | B4 | 100 | 0 | 372 | 0 | 0 | 0 | 0 | 0 | 0 | 0 | 0 | 0 | 0 | 0
MAPP_CA_2_MAPP_US | MAPP_CA | MAPP_US | 2030 | B5 | 200 | 0 | 372 | 0 | 0 | 0 | 0 | 0 | 0 | 0 | 0 | 0 | 0 | 0
MAPP_CA_2_MAPP_US | MAPP_CA | MAPP_US | 2030 | B6 | 300 | 0 | 372 | 0 | 0 | 0 | 0 | 0 | 0 | 0 | 0 | 0 | 0 | 0
MAPP_CA_2_MAPP_US | MAPP_CA | MAPP_US | 2030 | B7 | 400 | 0 | 372 | 0 | 0 | 0 | 0 | 0 | 0 | 0 | 0 | 0 | 0 | 0
MAPP_CA_2_MAPP_US | MAPP_CA | MAPP_US | 2030 | B8 | 500 | 0 | 372 | 0 | 0 | 0 | 0 | 0 | 0 | 0 | 0 | 0 | 0 | 0
MAPP_CA_2_MAPP_US | MAPP_CA | MAPP_US | 2030 | B9 | 800 | 0 | 372 | 0 | 0 | 0 | 0 | 0 | 0 | 0 | 0 | 0 | 0 | 0
MAPP_CA_2_MAPP_US | MAPP_CA | MAPP_US | 2030 | B10 | 1262 | 0 | 372 | 0 | 0 | 0 | 0 | 0 | 0 | 0 | 0 | 0 | 0 | 0
MAPP_CA_2_MAPP_US | MAPP_CA | MAPP_US | 2030 | B11 | 25 | 0 | 372 | 13.91 | 0 | 0 | 0 | 0 | 0 | 0 | 0 | 0 | 0 | 0
MAPP_CA_2_MAPP_US | MAPP_CA | MAPP_US | 2030 | B12 | 200 | 0 | 372 | 0 | 0 | 0 | 0 | 0 | 0 | 0 | 0 | 0 | 0 | 0
MAPP_CA_2_MAPP_US | MAPP_CA | MAPP_US | 2030 | B13 | 600 | 0 | 372 | 0 | 0 | 0 | 0 | 0 | 0 | 0 | 0 | 0 | 0 | 0
MAPP_CA_2_MAPP_US | MAPP_CA | MAPP_US | 2030 | B14 | 900 | 0 | 372 | 0 | 0 | 0 | 0 | 0 | 0 | 0 | 0 | 0 | 0 | 0
MAPP_CA_2_MAPP_US | MAPP_CA | MAPP_US | 2030 | B15 | 1203 | 0 | 372 | 0 | 0 | 0 | 0 | 0 | 0 | 0 | 0 | 0 | 0 | 0
MAPP_CA_2_MAPP_US | MAPP_CA | MAPP_US | 2030 | B16 | 25 | 0 | 372 | 0 | 0 | 0 | 0 | 0 | 0 | 0 | 0 | 0 | 0 | 0
MAPP_CA_2_MAPP_US | MAPP_CA | MAPP_US | 2030 | B17 | 100 | 0 | 372 | 0 | 0 | 0 | 0 | 0 | 0 | 0 | 0 | 0 | 0 | 0
MAPP_CA_2_MAPP_US | MAPP_CA | MAPP_US | 2030 | B18 | 400 | 0 | 372 | 0 | 0 | 0 | 0 | 0 | 0 | 0 | 0 | 0 | 0 | 0
MAPP_CA_2_MAPP_US | MAPP_CA | MAPP_US | 2030 | B19 | 700 | 0 | 372 | 0 | 0 | 0 | 0 | 0 | 0 | 0 | 0 | 0 | 0 | 0
MAPP_CA_2_MAPP_US | MAPP_CA | MAPP_US | 2030 | B20 | 935 | 0 | 372 | 0 | 0 | 0 | 0 | 0 | 0 | 0 | 0 | 0 | 0 | 0
MAPP_CA_2_MAPP_US | MAPP_CA | MAPP_US | 2035 | B1 | 10 | 0 | 372 | 286.22 | 0 | 0 | 0 | 0 | 0 | 0 | 0 | 0 | 0 | 2.4209
MAPP_CA_2_MAPP_US | MAPP_CA | MAPP_US | 2035 | B2 | 25 | 0 | 372 | 265.91 | 0 | 0 | 0 | 0 | 0 | 0 | 0 | 0 | 0 | 2.4209
MAPP_CA_2_MAPP_US | MAPP_CA | MAPP_US | 2035 | B3 | 75 | 0 | 372 | 162.8 | 0 | 0 | 0 | 0 | 0 | 0 | 0 | 0 | 0 | 2.4209
MAPP_CA_2_MAPP_US | MAPP_CA | MAPP_US | 2035 | B4 | 100 | 0 | 372 | 372 | 0 | 0 | 0 | 0 | 10.7305 | 0 | 0 | 8.5844 | 0 | 2.4209
MAPP_CA_2_MAPP_US | MAPP_CA | MAPP_US | 2035 | B5 | 200 | 0 | 372 | 331.29 | 0 | 0 | 0 | 0 | 0 | 0 | 0 | 0 | 0 | 2.4209
MAPP_CA_2_MAPP_US | MAPP_CA | MAPP_US | 2035 | B6 | 300 | 0 | 372 | 0 | 0 | 0 | 0 | 0 | 0 | 0 | 0 | 0 | 0 | 2.4209
MAPP_CA_2_MAPP_US | MAPP_CA | MAPP_US | 2035 | B7 | 400 | 0 | 372 | 0 | 0 | 0 | 0 | 0 | 0 | 0 | 0 | 0 | 0 | 2.4209
MAPP_CA_2_MAPP_US | MAPP_CA | MAPP_US | 2035 | B8 | 500 | 0 | 372 | 0 | 0 | 0 | 0 | 0 | 0 | 0 | 0 | 0 | 0 | 2.4209
MAPP_CA_2_MAPP_US | MAPP_CA | MAPP_US | 2035 | B9 | 800 | 0 | 372 | 0 | 0 | 0 | 0 | 0 | 0 | 0 | 0 | 0 | 0 | 2.4209
MAPP_CA_2_MAPP_US | MAPP_CA | MAPP_US | 2035 | B10 | 1262 | 0 | 372 | 0 | 0 | 0 | 0 | 0 | 0 | 0 | 0 | 0 | 0 | 2.4209
MAPP_CA_2_MAPP_US | MAPP_CA | MAPP_US | 2035 | B11 | 25 | 0 | 372 | 372 | 0 | 0 | 0 | 0 | 5.4958 | 0 | 0 | 1.0992 | 0 | 2.4209
MAPP_CA_2_MAPP_US | MAPP_CA | MAPP_US | 2035 | B12 | 200 | 0 | 372 | 0 | 0 | 0 | 0 | 0 | 0 | 0 | 0 | 0 | 0 | 2.4209
MAPP_CA_2_MAPP_US | MAPP_CA | MAPP_US | 2035 | B13 | 600 | 0 | 372 | 0 | 0 | 0 | 0 | 0 | 0 | 0 | 0 | 0 | 0 | 2.4209
MAPP_CA_2_MAPP_US | MAPP_CA | MAPP_US | 2035 | B14 | 900 | 0 | 372 | 0 | 0 | 0 | 0 | 0 | 0 | 0 | 0 | 0 | 0 | 2.4209
MAPP_CA_2_MAPP_US | MAPP_CA | MAPP_US | 2035 | B15 | 1203 | 0 | 372 | 0 | 0 | 0 | 0 | 0 | 0 | 0 | 0 | 0 | 0 | 2.4209
MAPP_CA_2_MAPP_US | MAPP_CA | MAPP_US | 2035 | B16 | 25 | 0 | 372 | 0 | 0 | 0 | 0 | 0 | 0 | 0 | 0 | 0 | 0 | 2.4209
MAPP_CA_2_MAPP_US | MAPP_CA | MAPP_US | 2035 | B17 | 100 | 0 | 372 | 0 | 0 | 0 | 0 | 0 | 0 | 0 | 0 | 0 | 0 | 2.4209
MAPP_CA_2_MAPP_US | MAPP_CA | MAPP_US | 2035 | B18 | 400 | 0 | 372 | 0 | 0 | 0 | 0 | 0 | 0 | 0 | 0 | 0 | 0 | 2.4209
MAPP_CA_2_MAPP_US | MAPP_CA | MAPP_US | 2035 | B19 | 700 | 0 | 372 | 0 | 0 | 0 | 0 | 0 | 0 | 0 | 0 | 0 | 0 | 2.4209
MAPP_CA_2_MAPP_US | MAPP_CA | MAPP_US | 2035 | B20 | 935 | 0 | 372 | 0 | 0 | 0 | 0 | 0 | 0 | 0 | 0 | 0 | 0 | 2.4209
MAPP_CA_2_MAPP_US | MAPP_CA | MAPP_US | 2040 | B1 | 10 | 0 | 372 | 324.19 | 0 | 0 | 0 | 0 | 0 | 0 | 0 | 0 | 0 | 2.0079
MAPP_CA_2_MAPP_US | MAPP_CA | MAPP_US | 2040 | B2 | 25 | 0 | 372 | 372 | 0 | 0 | 0 | 0 | 3.7034 | 0 | 0 | 0.46293 | 0 | 2.0079
MAPP_CA_2_MAPP_US | MAPP_CA | MAPP_US | 2040 | B3 | 75 | 0 | 372 | 372 | 0 | 0 | 0 | 0 | 8.1072 | 0 | 0 | 3.0402 | 0 | 2.0079
MAPP_CA_2_MAPP_US | MAPP_CA | MAPP_US | 2040 | B4 | 100 | 0 | 372 | 372 | 0 | 0 | 0 | 0 | 9.0568 | 0 | 0 | 4.5284 | 0 | 2.0079
MAPP_CA_2_MAPP_US | MAPP_CA | MAPP_US | 2040 | B5 | 200 | 0 | 372 | 300.77 | 0 | 0 | 0 | 0 | 0 | 0 | 0 | 0 | 0 | 2.0079
MAPP_CA_2_MAPP_US | MAPP_CA | MAPP_US | 2040 | B6 | 300 | 0 | 372 | 0 | 0 | 0 | 0 | 0 | 0 | 0 | 0 | 0 | 0 | 2.0079
MAPP_CA_2_MAPP_US | MAPP_CA | MAPP_US | 2040 | B7 | 400 | 0 | 372 | 0 | 0 | 0 | 0 | 0 | 0 | 0 | 0 | 0 | 0 | 2.0079
MAPP_CA_2_MAPP_US | MAPP_CA | MAPP_US | 2040 | B8 | 500 | 0 | 372 | 0 | 0 | 0 | 0 | 0 | 0 | 0 | 0 | 0 | 0 | 2.0079
MAPP_CA_2_MAPP_US | MAPP_CA | MAPP_US | 2040 | B9 | 800 | 0 | 372 | 0 | 0 | 0 | 0 | 0 | 0 | 0 | 0 | 0 | 0 | 2.0079
MAPP_CA_2_MAPP_US | MAPP_CA | MAPP_US | 2040 | B10 | 1262 | 0 | 372 | 0 | 0 | 0 | 0 | 0 | 0 | 0 | 0 | 0 | 0 | 2.0079
MAPP_CA_2_MAPP_US | MAPP_CA | MAPP_US | 2040 | B11 | 25 | 0 | 372 | 160.08 | 0 | 0 | 0 | 0 | 0 | 0 | 0 | 0 | 0 | 2.0079
MAPP_CA_2_MAPP_US | MAPP_CA | MAPP_US | 2040 | B12 | 200 | 0 | 372 | 0 | 0 | 0 | 0 | 0 | 0 | 0 | 0 | 0 | 0 | 2.0079
MAPP_CA_2_MAPP_US | MAPP_CA | MAPP_US | 2040 | B13 | 600 | 0 | 372 | 0 | 0 | 0 | 0 | 0 | 0 | 0 | 0 | 0 | 0 | 2.0079
MAPP_CA_2_MAPP_US | MAPP_CA | MAPP_US | 2040 | B14 | 900 | 0 | 372 | 0 | 0 | 0 | 0 | 0 | 0 | 0 | 0 | 0 | 0 | 2.0079
MAPP_CA_2_MAPP_US | MAPP_CA | MAPP_US | 2040 | B15 | 1203 | 0 | 372 | 0 | 0 | 0 | 0 | 0 | 0 | 0 | 0 | 0 | 0 | 2.0079
MAPP_CA_2_MAPP_US | MAPP_CA | MAPP_US | 2040 | B16 | 25 | 0 | 372 | 0 | 0 | 0 | 0 | 0 | 0 | 0 | 0 | 0 | 0 | 2.0079
MAPP_CA_2_MAPP_US | MAPP_CA | MAPP_US | 2040 | B17 | 100 | 0 | 372 | 0 | 0 | 0 | 0 | 0 | 0 | 0 | 0 | 0 | 0 | 2.0079
MAPP_CA_2_MAPP_US | MAPP_CA | MAPP_US | 2040 | B18 | 400 | 0 | 372 | 0 | 0 | 0 | 0 | 0 | 0 | 0 | 0 | 0 | 0 | 2.0079
MAPP_CA_2_MAPP_US | MAPP_CA | MAPP_US | 2040 | B19 | 700 | 0 | 372 | 0 | 0 | 0 | 0 | 0 | 0 | 0 | 0 | 0 | 0 | 2.0079
MAPP_CA_2_MAPP_US | MAPP_CA | MAPP_US | 2040 | B20 | 935 | 0 | 372 | 0 | 0 | 0 | 0 | 0 | 0 | 0 | 0 | 0 | 0 | 2.0079
MAPP_CA_2_MAPP_US | MAPP_CA | MAPP_US | 2045 | B1 | 10 | 0 | 372 | 372 | 0 | 0 | 0 | 0 | 20.9031 | 0 | 0 | 0.48053 | 0 | 3.1613
MAPP_CA_2_MAPP_US | MAPP_CA | MAPP_US | 2045 | B2 | 25 | 0 | 372 | 372 | 0 | 0 | 0 | 0 | 20.9031 | 0 | 0 | 1.2013 | 0 | 3.1613
MAPP_CA_2_MAPP_US | MAPP_CA | MAPP_US | 2045 | B3 | 75 | 0 | 372 | 372 | 0 | 0 | 0 | 0 | 17.1284 | 0 | 0 | 2.9532 | 0 | 3.1613
MAPP_CA_2_MAPP_US | MAPP_CA | MAPP_US | 2045 | B4 | 100 | 0 | 372 | 372 | 0 | 0 | 0 | 0 | 13.3181 | 0 | 0 | 3.0616 | 0 | 3.1613
MAPP_CA_2_MAPP_US | MAPP_CA | MAPP_US | 2045 | B5 | 200 | 0 | 372 | 372 | 0 | 0 | 0 | 0 | 10.2319 | 0 | 0 | 4.7043 | 0 | 3.1613
MAPP_CA_2_MAPP_US | MAPP_CA | MAPP_US | 2045 | B6 | 300 | 0 | 372 | 0 | 0 | 0 | 0 | 0 | 0 | 0 | 0 | 0 | 0 | 3.1613
MAPP_CA_2_MAPP_US | MAPP_CA | MAPP_US | 2045 | B7 | 400 | 0 | 372 | 0 | 0 | 0 | 0 | 0 | 0 | 0 | 0 | 0 | 0 | 3.1613
MAPP_CA_2_MAPP_US | MAPP_CA | MAPP_US | 2045 | B8 | 500 | 0 | 372 | 0 | 0 | 0 | 0 | 0 | 0 | 0 | 0 | 0 | 0 | 3.1613
MAPP_CA_2_MAPP_US | MAPP_CA | MAPP_US | 2045 | B9 | 800 | 0 | 372 | 0 | 0 | 0 | 0 | 0 | 0 | 0 | 0 | 0 | 0 | 3.1613
MAPP_CA_2_MAPP_US | MAPP_CA | MAPP_US | 2045 | B10 | 1262 | 0 | 372 | 0 | 0 | 0 | 0 | 0 | 0 | 0 | 0 | 0 | 0 | 3.1613
MAPP_CA_2_MAPP_US | MAPP_CA | MAPP_US | 2045 | B11 | 25 | 0 | 372 | 372 | 0 | 0 | 0 | 0 | 4.2495 | 0 | 0 | 0.24422 | 0 | 3.1613
MAPP_CA_2_MAPP_US | MAPP_CA | MAPP_US | 2045 | B12 | 200 | 0 | 372 | 0 | 0 | 0 | 0 | 0 | 0 | 0 | 0 | 0 | 0 | 3.1613
MAPP_CA_2_MAPP_US | MAPP_CA | MAPP_US | 2045 | B13 | 600 | 0 | 372 | 0 | 0 | 0 | 0 | 0 | 0 | 0 | 0 | 0 | 0 | 3.1613
MAPP_CA_2_MAPP_US | MAPP_CA | MAPP_US | 2045 | B14 | 900 | 0 | 372 | 0 | 0 | 0 | 0 | 0 | 0 | 0 | 0 | 0 | 0 | 3.1613
MAPP_CA_2_MAPP_US | MAPP_CA | MAPP_US | 2045 | B15 | 1203 | 0 | 372 | 0 | 0 | 0 | 0 | 0 | 0 | 0 | 0 | 0 | 0 | 3.1613
MAPP_CA_2_MAPP_US | MAPP_CA | MAPP_US | 2045 | B16 | 25 | 0 | 372 | 0 | 0 | 0 | 0 | 0 | 0 | 0 | 0 | 0 | 0 | 3.1613
MAPP_CA_2_MAPP_US | MAPP_CA | MAPP_US | 2045 | B17 | 100 | 0 | 372 | 0 | 0 | 0 | 0 | 0 | 0 | 0 | 0 | 0 | 0 | 3.1613
MAPP_CA_2_MAPP_US | MAPP_CA | MAPP_US | 2045 | B18 | 400 | 0 | 372 | 0 | 0 | 0 | 0 | 0 | 0 | 0 | 0 | 0 | 0 | 3.1613
MAPP_CA_2_MAPP_US | MAPP_CA | MAPP_US | 2045 | B19 | 700 | 0 | 372 | 0 | 0 | 0 | 0 | 0 | 0 | 0 | 0 | 0 | 0 | 3.1613
MAPP_CA_2_MAPP_US | MAPP_CA | MAPP_US | 2045 | B20 | 935 | 0 | 372 | 0 | 0 | 0 | 0 | 0 | 0 | 0 | 0 | 0 | 0 | 3.1613
MAPP_CA_2_MAPP_US | MAPP_CA | MAPP_US | 2050 | B1 | 10 | 0 | 372 | 178.7 | 0 | 0 | 0 | 0 | 0 | 0 | 0 | 0 | 0 | 0.7582
MAPP_CA_2_MAPP_US | MAPP_CA | MAPP_US | 2050 | B2 | 25 | 0 | 372 | 372 | 0 | 0 | 0 | 0 | 5.4365 | 0 | 0 | 2.7182 | 0 | 0.7582
MAPP_CA_2_MAPP_US | MAPP_CA | MAPP_US | 2050 | B3 | 75 | 0 | 372 | 371.02 | 0 | 0 | 0 | 0 | 0 | 0 | 0 | 0 | 0 | 0.7582
MAPP_CA_2_MAPP_US | MAPP_CA | MAPP_US | 2050 | B4 | 100 | 0 | 372 | 279.01 | 0 | 0 | 0 | 0 | 0 | 0 | 0 | 0 | 0 | 0.7582
MAPP_CA_2_MAPP_US | MAPP_CA | MAPP_US | 2050 | B5 | 200 | 0 | 372 | 184.91 | 0 | 0 | 0 | 0 | 0 | 0 | 0 | 0 | 0 | 0.7582
MAPP_CA_2_MAPP_US | MAPP_CA | MAPP_US | 2050 | B6 | 300 | 0 | 372 | 0 | 0 | 0 | 0 | 0 | 0 | 0 | 0 | 0 | 0 | 0.7582
MAPP_CA_2_MAPP_US | MAPP_CA | MAPP_US | 2050 | B7 | 400 | 0 | 372 | 0 | 0 | 0 | 0 | 0 | 0 | 0 | 0 | 0 | 0 | 0.7582
MAPP_CA_2_MAPP_US | MAPP_CA | MAPP_US | 2050 | B8 | 500 | 0 | 372 | 0 | 0 | 0 | 0 | 0 | 0 | 0 | 0 | 0 | 0 | 0.7582
MAPP_CA_2_MAPP_US | MAPP_CA | MAPP_US | 2050 | B9 | 800 | 0 | 372 | 0 | 0 | 0 | 0 | 0 | 0 | 0 | 0 | 0 | 0 | 0.7582
MAPP_CA_2_MAPP_US | MAPP_CA | MAPP_US | 2050 | B10 | 1262 | 0 | 372 | 0 | 0 | 0 | 0 | 0 | 0 | 0 | 0 | 0 | 0 | 0.7582
MAPP_CA_2_MAPP_US | MAPP_CA | MAPP_US | 2050 | B11 | 25 | 0 | 372 | 372 | 0 | 0 | 0 | 0 | 0.62911 | 0 | 0 | 0.31456 | 0 | 0.7582
MAPP_CA_2_MAPP_US | MAPP_CA | MAPP_US | 2050 | B12 | 200 | 0 | 372 | 0 | 0 | 0 | 0 | 0 | 0 | 0 | 0 | 0 | 0 | 0.7582
MAPP_CA_2_MAPP_US | MAPP_CA | MAPP_US | 2050 | B13 | 600 | 0 | 372 | 0 | 0 | 0 | 0 | 0 | 0 | 0 | 0 | 0 | 0 | 0.7582
MAPP_CA_2_MAPP_US | MAPP_CA | MAPP_US | 2050 | B14 | 900 | 0 | 372 | 0 | 0 | 0 | 0 | 0 | 0 | 0 | 0 | 0 | 0 | 0.7582
MAPP_CA_2_MAPP_US | MAPP_CA | MAPP_US | 2050 | B15 | 1203 | 0 | 372 | 0 | 0 | 0 | 0 | 0 | 0 | 0 | 0 | 0 | 0 | 0.7582
MAPP_CA_2_MAPP_US | MAPP_CA | MAPP_US | 2050 | B16 | 25 | 0 | 372 | 0 | 0 | 0 | 0 | 0 | 0 | 0 | 0 | 0 | 0 | 0.7582
MAPP_CA_2_MAPP_US | MAPP_CA | MAPP_US | 2050 | B17 | 100 | 0 | 372 | 0 | 0 | 0 | 0 | 0 | 0 | 0 | 0 | 0 | 0 | 0.7582
MAPP_CA_2_MAPP_US | MAPP_CA | MAPP_US | 2050 | B18 | 400 | 0 | 372 | 0 | 0 | 0 | 0 | 0 | 0 | 0 | 0 | 0 | 0 | 0.7582
MAPP_CA_2_MAPP_US | MAPP_CA | MAPP_US | 2050 | B19 | 700 | 0 | 372 | 0 | 0 | 0 | 0 | 0 | 0 | 0 | 0 | 0 | 0 | 0.7582
MAPP_CA_2_MAPP_US | MAPP_CA | MAPP_US | 2050 | B20 | 935 | 0 | 372 | 0 | 0 | 0 | 0 | 0 | 0 | 0 | 0 | 0 | 0 | 0.7582
MAPP_CA_2_MISO_W | MAPP_CA | MISO_W | 2015 | B1 | 10 | 0 | 1970 | 1970 | 0 | 1970 | 0 | 858.13 | 1.5906 | 0 | 0.14244 | 0.1446 | 0 | 0.15755
MAPP_CA_2_MISO_W | MAPP_CA | MISO_W | 2015 | B2 | 25 | 0 | 1970 | 1970 | 0 | 1970 | 0 | 311.85 | 0.53415 | 0 | 0.14244 | 0.1214 | 0 | 0.15755
MAPP_CA_2_MISO_W | MAPP_CA | MISO_W | 2015 | B3 | 75 | 0 | 1970 | 1970 | 0 | 1592.09 | 0 | 0 | 0.53415 | 0 | 0 | 0.36419 | 0 | 0.15755
MAPP_CA_2_MISO_W | MAPP_CA | MISO_W | 2015 | B4 | 100 | 0 | 1970 | 1761.05 | 0 | 1686.18 | 0 | 0 | 0 | 0 | 0 | 0 | 0 | 0.15755
MAPP_CA_2_MISO_W | MAPP_CA | MISO_W | 2015 | B5 | 200 | 0 | 1970 | 1835.78 | 0 | 723.64 | 0 | 0 | 0 | 0 | 0 | 0 | 0 | 0.15755
MAPP_CA_2_MISO_W | MAPP_CA | MISO_W | 2015 | B6 | 300 | 0 | 1970 | 922.1 | 0 | 847.22 | 0 | 0 | 0 | 0 | 0 | 0 | 0 | 0.15755
MAPP_CA_2_MISO_W | MAPP_CA | MISO_W | 2015 | B7 | 400 | 0 | 1970 | 572.07 | 0 | 311.05 | 0 | 0 | 0 | 0 | 0 | 0 | 0 | 0.15755
MAPP_CA_2_MISO_W | MAPP_CA | MISO_W | 2015 | B8 | 500 | 0 | 1970 | 0 | 0 | 307.57 | 0 | 0 | 0 | 0 | 0 | 0 | 0 | 0.15755
MAPP_CA_2_MISO_W | MAPP_CA | MISO_W | 2015 | B9 | 800 | 0 | 1970 | 0 | 0 | 552.11 | 0 | 0 | 0 | 0 | 0 | 0 | 0 | 0.15755
MAPP_CA_2_MISO_W | MAPP_CA | MISO_W | 2015 | B10 | 1262 | 0 | 1970 | 0 | 0 | 0 | 0 | 0 | 0 | 0 | 0 | 0 | 0 | 0.15755
MAPP_CA_2_MISO_W | MAPP_CA | MISO_W | 2015 | B11 | 25 | 0 | 1970 | 1212.02 | 0 | 1215.76 | 0 | 0 | 0 | 0 | 0 | 0 | 0 | 0.15755
MAPP_CA_2_MISO_W | MAPP_CA | MISO_W | 2015 | B12 | 200 | 0 | 1970 | 813.62 | 0 | 817.36 | 0 | 0 | 0 | 0 | 0 | 0 | 0 | 0.15755
MAPP_CA_2_MISO_W | MAPP_CA | MISO_W | 2015 | B13 | 600 | 0 | 1970 | 0 | 0 | 503.3 | 0 | 0 | 0 | 0 | 0 | 0 | 0 | 0.15755
MAPP_CA_2_MISO_W | MAPP_CA | MISO_W | 2015 | B14 | 900 | 0 | 1970 | 0 | 0 | 206.2 | 0 | 0 | 0 | 0 | 0 | 0 | 0 | 0.15755
MAPP_CA_2_MISO_W | MAPP_CA | MISO_W | 2015 | B15 | 1203 | 0 | 1970 | 0 | 0 | 0 | 0 | 0 | 0 | 0 | 0 | 0 | 0 | 0.15755
MAPP_CA_2_MISO_W | MAPP_CA | MISO_W | 2015 | B16 | 25 | 0 | 1970 | 125.49 | 0 | 0 | 0 | 0 | 0 | 0 | 0 | 0 | 0 | 0.15755
MAPP_CA_2_MISO_W | MAPP_CA | MISO_W | 2015 | B17 | 100 | 0 | 1970 | 0 | 0 | 0 | 0 | 0 | 0 | 0 | 0 | 0 | 0 | 0.15755
MAPP_CA_2_MISO_W | MAPP_CA | MISO_W | 2015 | B18 | 400 | 0 | 1970 | 0 | 0 | 0 | 0 | 0 | 0 | 0 | 0 | 0 | 0 | 0.15755
MAPP_CA_2_MISO_W | MAPP_CA | MISO_W | 2015 | B19 | 700 | 0 | 1970 | 0 | 0 | 0 | 0 | 0 | 0 | 0 | 0 | 0 | 0 | 0.15755
MAPP_CA_2_MISO_W | MAPP_CA | MISO_W | 2015 | B20 | 935 | 0 | 1970 | 0 | 0 | 0 | 0 | 0 | 0 | 0 | 0 | 0 | 0 | 0.15755
MAPP_CA_2_MISO_W | MAPP_CA | MISO_W | 2020 | B1 | 10 | 0 | 1970 | 1970 | 0 | 1970 | 0 | 0 | 1.3888 | 0 | 0.37984 | 0.3968 | 0 | 0.4341
MAPP_CA_2_MISO_W | MAPP_CA | MISO_W | 2020 | B2 | 25 | 0 | 1970 | 1793.96 | 0 | 1166.43 | 0 | 0 | 0 | 0 | 0 | 0 | 0 | 0.4341
MAPP_CA_2_MISO_W | MAPP_CA | MISO_W | 2020 | B3 | 75 | 0 | 1970 | 1721.81 | 0 | 1107.42 | 0 | 0 | 0 | 0 | 0 | 0 | 0 | 0.4341
MAPP_CA_2_MISO_W | MAPP_CA | MISO_W | 2020 | B4 | 100 | 0 | 1970 | 1790.06 | 0 | 1201.44 | 0 | 0 | 0 | 0 | 0 | 0 | 0 | 0.4341
MAPP_CA_2_MISO_W | MAPP_CA | MISO_W | 2020 | B5 | 200 | 0 | 1970 | 1841.73 | 0 | 1275.57 | 0 | 0 | 0 | 0 | 0 | 0 | 0 | 0.4341
MAPP_CA_2_MISO_W | MAPP_CA | MISO_W | 2020 | B6 | 300 | 0 | 1970 | 900.29 | 0 | 364.45 | 0 | 0 | 0 | 0 | 0 | 0 | 0 | 0.4341
MAPP_CA_2_MISO_W | MAPP_CA | MISO_W | 2020 | B7 | 400 | 0 | 1970 | 607.84 | 0 | 93.62 | 0 | 0 | 0 | 0 | 0 | 0 | 0 | 0.4341
MAPP_CA_2_MISO_W | MAPP_CA | MISO_W | 2020 | B8 | 500 | 0 | 1970 | 0 | 0 | 14.98 | 0 | 0 | 0 | 0 | 0 | 0 | 0 | 0.4341
MAPP_CA_2_MISO_W | MAPP_CA | MISO_W | 2020 | B9 | 800 | 0 | 1970 | 0 | 0 | 0 | 0 | 0 | 0 | 0 | 0 | 0 | 0 | 0.4341
MAPP_CA_2_MISO_W | MAPP_CA | MISO_W | 2020 | B10 | 1262 | 0 | 1970 | 0 | 0 | 0 | 0 | 0 | 0 | 0 | 0 | 0 | 0 | 0.4341
MAPP_CA_2_MISO_W | MAPP_CA | MISO_W | 2020 | B11 | 25 | 0 | 1970 | 1970 | 0 | 1785.05 | 0 | 0 | 1.8755 | 0 | 0 | 1.3396 | 0 | 0.4341
MAPP_CA_2_MISO_W | MAPP_CA | MISO_W | 2020 | B12 | 200 | 0 | 1970 | 627.19 | 0 | 0 | 0 | 0 | 0 | 0 | 0 | 0 | 0 | 0.4341
MAPP_CA_2_MISO_W | MAPP_CA | MISO_W | 2020 | B13 | 600 | 0 | 1970 | 0 | 0 | 8.78 | 0 | 0 | 0 | 0 | 0 | 0 | 0 | 0.4341
MAPP_CA_2_MISO_W | MAPP_CA | MISO_W | 2020 | B14 | 900 | 0 | 1970 | 0 | 0 | 0 | 0 | 0 | 0 | 0 | 0 | 0 | 0 | 0.4341
MAPP_CA_2_MISO_W | MAPP_CA | MISO_W | 2020 | B15 | 1203 | 0 | 1970 | 0 | 0 | 0 | 0 | 0 | 0 | 0 | 0 | 0 | 0 | 0.4341
MAPP_CA_2_MISO_W | MAPP_CA | MISO_W | 2020 | B16 | 25 | 0 | 1970 | 1031.3 | 0 | 104.07 | 0 | 0 | 0 | 0 | 0 | 0 | 0 | 0.4341
MAPP_CA_2_MISO_W | MAPP_CA | MISO_W | 2020 | B17 | 100 | 0 | 1970 | 0 | 0 | 0 | 0 | 0 | 0 | 0 | 0 | 0 | 0 | 0.4341
MAPP_CA_2_MISO_W | MAPP_CA | MISO_W | 2020 | B18 | 400 | 0 | 1970 | 0 | 0 | 0 | 0 | 0 | 0 | 0 | 0 | 0 | 0 | 0.4341
MAPP_CA_2_MISO_W | MAPP_CA | MISO_W | 2020 | B19 | 700 | 0 | 1970 | 0 | 0 | 0 | 0 | 0 | 0 | 0 | 0 | 0 | 0 | 0.4341
MAPP_CA_2_MISO_W | MAPP_CA | MISO_W | 2020 | B20 | 935 | 0 | 1970 | 0 | 0 | 0 | 0 | 0 | 0 | 0 | 0 | 0 | 0 | 0.4341
MAPP_CA_2_MISO_W | MAPP_CA | MISO_W | 2025 | B1 | 10 | 0 | 1970 | 1970 | 0 | 1970 | 0 | 230.21 | 1.6974 | 0 | 0.41545 | 1.6974 | 0 | 0.42435
MAPP_CA_2_MISO_W | MAPP_CA | MISO_W | 2025 | B2 | 25 | 0 | 1970 | 1706.15 | 0 | 1938.7 | 0 | 0 | 0 | 0 | 0 | 0 | 0 | 0.42435
MAPP_CA_2_MISO_W | MAPP_CA | MISO_W | 2025 | B3 | 75 | 0 | 1970 | 1623.71 | 0 | 999.01 | 0 | 0 | 0 | 0 | 0 | 0 | 0 | 0.42435
MAPP_CA_2_MISO_W | MAPP_CA | MISO_W | 2025 | B4 | 100 | 0 | 1970 | 1675.61 | 0 | 1088.01 | 0 | 0 | 0 | 0 | 0 | 0 | 0 | 0.42435
MAPP_CA_2_MISO_W | MAPP_CA | MISO_W | 2025 | B5 | 200 | 0 | 1970 | 1712.49 | 0 | 1157.24 | 0 | 0 | 0 | 0 | 0 | 0 | 0 | 0.42435
MAPP_CA_2_MISO_W | MAPP_CA | MISO_W | 2025 | B6 | 300 | 0 | 1970 | 1789.66 | 0 | 1278.1 | 0 | 0 | 0 | 0 | 0 | 0 | 0 | 0.42435
MAPP_CA_2_MISO_W | MAPP_CA | MISO_W | 2025 | B7 | 400 | 0 | 1970 | 675.46 | 0 | 0 | 0 | 0 | 0 | 0 | 0 | 0 | 0 | 0.42435
MAPP_CA_2_MISO_W | MAPP_CA | MISO_W | 2025 | B8 | 500 | 0 | 1970 | 0 | 0 | 0 | 0 | 0 | 0 | 0 | 0 | 0 | 0 | 0.42435
MAPP_CA_2_MISO_W | MAPP_CA | MISO_W | 2025 | B9 | 800 | 0 | 1970 | 0 | 0 | 0 | 0 | 0 | 0 | 0 | 0 | 0 | 0 | 0.42435
MAPP_CA_2_MISO_W | MAPP_CA | MISO_W | 2025 | B10 | 1262 | 0 | 1970 | 0 | 0 | 0 | 0 | 0 | 0 | 0 | 0 | 0 | 0 | 0.42435
MAPP_CA_2_MISO_W | MAPP_CA | MISO_W | 2025 | B11 | 25 | 0 | 1970 | 1901.72 | 0 | 1413.29 | 0 | 0 | 0 | 0 | 0 | 0 | 0 | 0.42435
MAPP_CA_2_MISO_W | MAPP_CA | MISO_W | 2025 | B12 | 200 | 0 | 1970 | 395.46 | 0 | 0 | 0 | 0 | 0 | 0 | 0 | 0 | 0 | 0.42435
MAPP_CA_2_MISO_W | MAPP_CA | MISO_W | 2025 | B13 | 600 | 0 | 1970 | 0 | 0 | 0 | 0 | 0 | 0 | 0 | 0 | 0 | 0 | 0.42435
MAPP_CA_2_MISO_W | MAPP_CA | MISO_W | 2025 | B14 | 900 | 0 | 1970 | 0 | 0 | 0 | 0 | 0 | 0 | 0 | 0 | 0 | 0 | 0.42435
MAPP_CA_2_MISO_W | MAPP_CA | MISO_W | 2025 | B15 | 1203 | 0 | 1970 | 0 | 0 | 0 | 0 | 0 | 0 | 0 | 0 | 0 | 0 | 0.42435
MAPP_CA_2_MISO_W | MAPP_CA | MISO_W | 2025 | B16 | 25 | 0 | 1970 | 784.74 | 0 | 279.78 | 0 | 0 | 0 | 0 | 0 | 0 | 0 | 0.42435
MAPP_CA_2_MISO_W | MAPP_CA | MISO_W | 2025 | B17 | 100 | 0 | 1970 | 318.95 | 0 | 0 | 0 | 0 | 0 | 0 | 0 | 0 | 0 | 0.42435
MAPP_CA_2_MISO_W | MAPP_CA | MISO_W | 2025 | B18 | 400 | 0 | 1970 | 0 | 0 | 0 | 0 | 0 | 0 | 0 | 0 | 0 | 0 | 0.42435
MAPP_CA_2_MISO_W | MAPP_CA | MISO_W | 2025 | B19 | 700 | 0 | 1970 | 0 | 0 | 0 | 0 | 0 | 0 | 0 | 0 | 0 | 0 | 0.42435
MAPP_CA_2_MISO_W | MAPP_CA | MISO_W | 2025 | B20 | 935 | 0 | 1970 | 0 | 0 | 0 | 0 | 0 | 0 | 0 | 0 | 0 | 0 | 0.42435
MAPP_CA_2_MISO_W | MAPP_CA | MISO_W | 2030 | B1 | 10 | 0 | 1970 | 1970 | 0 | 1970 | 0 | 115.9 | 13.9829 | 0 | 2.0654 | 2.3305 | 0 | 2.0812
MAPP_CA_2_MISO_W | MAPP_CA | MISO_W | 2030 | B2 | 25 | 0 | 1970 | 1970 | 0 | 1970 | 0 | 0 | 0.40358 | 0 | 0.42732 | 0.16816 | 0 | 2.0812
MAPP_CA_2_MISO_W | MAPP_CA | MISO_W | 2030 | B3 | 75 | 0 | 1970 | 1872.99 | 0 | 1970 | 0 | 0 | 0 | 0 | 0.67659 | 0 | 0 | 2.0812
MAPP_CA_2_MISO_W | MAPP_CA | MISO_W | 2030 | B4 | 100 | 0 | 1970 | 1865.24 | 0 | 1970 | 0 | 0 | 0 | 0 | 0.67659 | 0 | 0 | 2.0812
MAPP_CA_2_MISO_W | MAPP_CA | MISO_W | 2030 | B5 | 200 | 0 | 1970 | 1849.68 | 0 | 1970 | 0 | 0 | 0 | 0 | 0.67659 | 0 | 0 | 2.0812
MAPP_CA_2_MISO_W | MAPP_CA | MISO_W | 2030 | B6 | 300 | 0 | 1970 | 1857.18 | 0 | 1970 | 0 | 0 | 0 | 0 | 0.67659 | 0 | 0 | 2.0812
MAPP_CA_2_MISO_W | MAPP_CA | MISO_W | 2030 | B7 | 400 | 0 | 1970 | 1242.64 | 0 | 1970 | 0 | 0 | 0 | 0 | 0.22553 | 0 | 0 | 2.0812
MAPP_CA_2_MISO_W | MAPP_CA | MISO_W | 2030 | B8 | 500 | 0 | 1970 | 1023.93 | 0 | 716.53 | 0 | 0 | 0 | 0 | 0 | 0 | 0 | 2.0812
MAPP_CA_2_MISO_W | MAPP_CA | MISO_W | 2030 | B9 | 800 | 0 | 1970 | 0 | 0 | 724.02 | 0 | 0 | 0 | 0 | 0 | 0 | 0 | 2.0812
MAPP_CA_2_MISO_W | MAPP_CA | MISO_W | 2030 | B10 | 1262 | 0 | 1970 | 0 | 0 | 0 | 0 | 0 | 0 | 0 | 0 | 0 | 0 | 2.0812
MAPP_CA_2_MISO_W | MAPP_CA | MISO_W | 2030 | B11 | 25 | 0 | 1970 | 1970 | 0 | 1970 | 0 | 0 | 13.9829 | 0 | 0.67659 | 5.8262 | 0 | 2.0812
MAPP_CA_2_MISO_W | MAPP_CA | MISO_W | 2030 | B12 | 200 | 0 | 1970 | 1442.35 | 0 | 1308.52 | 0 | 0 | 0 | 0 | 0 | 0 | 0 | 2.0812
MAPP_CA_2_MISO_W | MAPP_CA | MISO_W | 2030 | B13 | 600 | 0 | 1970 | 512.75 | 0 | 732.08 | 0 | 0 | 0 | 0 | 0 | 0 | 0 | 2.0812
MAPP_CA_2_MISO_W | MAPP_CA | MISO_W | 2030 | B14 | 900 | 0 | 1970 | 0 | 0 | 567.67 | 0 | 0 | 0 | 0 | 0 | 0 | 0 | 2.0812
MAPP_CA_2_MISO_W | MAPP_CA | MISO_W | 2030 | B15 | 1203 | 0 | 1970 | 0 | 0 | 0 | 0 | 0 | 0 | 0 | 0 | 0 | 0 | 2.0812
MAPP_CA_2_MISO_W | MAPP_CA | MISO_W | 2030 | B16 | 25 | 0 | 1970 | 928.72 | 0 | 1970 | 0 | 0 | 0 | 0 | 0.18992 | 0 | 0 | 2.0812
MAPP_CA_2_MISO_W | MAPP_CA | MISO_W | 2030 | B17 | 100 | 0 | 1970 | 270.27 | 0 | 0 | 0 | 0 | 0 | 0 | 0 | 0 | 0 | 2.0812
MAPP_CA_2_MISO_W | MAPP_CA | MISO_W | 2030 | B18 | 400 | 0 | 1970 | 0 | 0 | 0 | 0 | 0 | 0 | 0 | 0 | 0 | 0 | 2.0812
MAPP_CA_2_MISO_W | MAPP_CA | MISO_W | 2030 | B19 | 700 | 0 | 1970 | 0 | 0 | 0 | 0 | 0 | 0 | 0 | 0 | 0 | 0 | 2.0812
MAPP_CA_2_MISO_W | MAPP_CA | MISO_W | 2030 | B20 | 935 | 0 | 1970 | 0 | 0 | 0 | 0 | 0 | 0 | 0 | 0 | 0 | 0 | 2.0812
MAPP_CA_2_MISO_W | MAPP_CA | MISO_W | 2035 | B1 | 10 | 0 | 1970 | 1970 | 0 | 1970 | 0 | 0 | 13.9829 | 0 | 3.7509 | 0.19024 | 0 | 2.2887
MAPP_CA_2_MISO_W | MAPP_CA | MISO_W | 2035 | B2 | 25 | 0 | 1970 | 1970 | 0 | 1959.95 | 0 | 0 | 10.2201 | 0 | 0 | 0.34762 | 0 | 2.2887
MAPP_CA_2_MISO_W | MAPP_CA | MISO_W | 2035 | B3 | 75 | 0 | 1970 | 1970 | 0 | 1868.1 | 0 | 0 | 10.1489 | 0 | 0 | 1.0356 | 0 | 2.2887
MAPP_CA_2_MISO_W | MAPP_CA | MISO_W | 2035 | B4 | 100 | 0 | 1970 | 1970 | 0 | 1970 | 0 | 0 | 21.5797 | 0 | 0.91399 | 2.936 | 0 | 2.2887
MAPP_CA_2_MISO_W | MAPP_CA | MISO_W | 2035 | B5 | 200 | 0 | 1970 | 1970 | 0 | 1970 | 0 | 0 | 8.1547 | 0 | 0.91399 | 2.219 | 0 | 2.2887
MAPP_CA_2_MISO_W | MAPP_CA | MISO_W | 2035 | B6 | 300 | 0 | 1970 | 1970 | 0 | 1970 | 0 | 0 | 4.3207 | 0 | 0.91399 | 1.7635 | 0 | 2.2887
MAPP_CA_2_MISO_W | MAPP_CA | MISO_W | 2035 | B7 | 400 | 0 | 1970 | 1339.68 | 0 | 1310.96 | 0 | 0 | 0 | 0 | 0 | 0 | 0 | 2.2887
MAPP_CA_2_MISO_W | MAPP_CA | MISO_W | 2035 | B8 | 500 | 0 | 1970 | 1347.13 | 0 | 937.49 | 0 | 0 | 0 | 0 | 0 | 0 | 0 | 2.2887
MAPP_CA_2_MISO_W | MAPP_CA | MISO_W | 2035 | B9 | 800 | 0 | 1970 | 0 | 0 | 1142.79 | 0 | 0 | 0 | 0 | 0 | 0 | 0 | 2.2887
MAPP_CA_2_MISO_W | MAPP_CA | MISO_W | 2035 | B10 | 1262 | 0 | 1970 | 0 | 0 | 0 | 0 | 0 | 0 | 0 | 0 | 0 | 0 | 2.2887
MAPP_CA_2_MISO_W | MAPP_CA | MISO_W | 2035 | B11 | 25 | 0 | 1970 | 1970 | 0 | 1970 | 0 | 0 | 19.4905 | 0 | 1.4125 | 0.66294 | 0 | 2.2887
MAPP_CA_2_MISO_W | MAPP_CA | MISO_W | 2035 | B12 | 200 | 0 | 1970 | 1815.76 | 0 | 1970 | 0 | 0 | 0 | 0 | 0.91399 | 0 | 0 | 2.2887
MAPP_CA_2_MISO_W | MAPP_CA | MISO_W | 2035 | B13 | 600 | 0 | 1970 | 1180.9 | 0 | 987.69 | 0 | 0 | 0 | 0 | 0 | 0 | 0 | 2.2887
MAPP_CA_2_MISO_W | MAPP_CA | MISO_W | 2035 | B14 | 900 | 0 | 1970 | 0 | 0 | 665.14 | 0 | 0 | 0 | 0 | 0 | 0 | 0 | 2.2887
MAPP_CA_2_MISO_W | MAPP_CA | MISO_W | 2035 | B15 | 1203 | 0 | 1970 | 0 | 0 | 0 | 0 | 0 | 0 | 0 | 0 | 0 | 0 | 2.2887
MAPP_CA_2_MISO_W | MAPP_CA | MISO_W | 2035 | B16 | 25 | 0 | 1970 | 1124.28 | 0 | 1217.64 | 0 | 0 | 0 | 0 | 0 | 0 | 0 | 2.2887
MAPP_CA_2_MISO_W | MAPP_CA | MISO_W | 2035 | B17 | 100 | 0 | 1970 | 539.4 | 0 | 1532.61 | 0 | 0 | 0 | 0 | 0 | 0 | 0 | 2.2887
MAPP_CA_2_MISO_W | MAPP_CA | MISO_W | 2035 | B18 | 400 | 0 | 1970 | 0 | 0 | 0 | 0 | 0 | 0 | 0 | 0 | 0 | 0 | 2.2887
MAPP_CA_2_MISO_W | MAPP_CA | MISO_W | 2035 | B19 | 700 | 0 | 1970 | 0 | 0 | 0 | 0 | 0 | 0 | 0 | 0 | 0 | 0 | 2.2887
MAPP_CA_2_MISO_W | MAPP_CA | MISO_W | 2035 | B20 | 935 | 0 | 1970 | 0 | 0 | 0 | 0 | 0 | 0 | 0 | 0 | 0 | 0 | 2.2887
MAPP_CA_2_MISO_W | MAPP_CA | MISO_W | 2040 | B1 | 10 | 0 | 1970 | 1970 | 0 | 1970 | 0 | 130.79 | 13.9829 | 0 | 3.4779 | 0.19024 | 0 | 3.3581
MAPP_CA_2_MISO_W | MAPP_CA | MISO_W | 2040 | B2 | 25 | 0 | 1970 | 1970 | 0 | 1970 | 0 | 112.89 | 14.9918 | 0 | 3.4779 | 0.50993 | 0 | 3.3581
MAPP_CA_2_MISO_W | MAPP_CA | MISO_W | 2040 | B3 | 75 | 0 | 1970 | 1970 | 0 | 1970 | 0 | 4.25 | 17.0216 | 0 | 3.4779 | 1.7369 | 0 | 3.3581
MAPP_CA_2_MISO_W | MAPP_CA | MISO_W | 2040 | B4 | 100 | 0 | 1970 | 1970 | 0 | 1970 | 0 | 0 | 23.0397 | 0 | 1.365 | 3.1346 | 0 | 3.3581
MAPP_CA_2_MISO_W | MAPP_CA | MISO_W | 2040 | B5 | 200 | 0 | 1970 | 1970 | 0 | 1970 | 0 | 0 | 13.9829 | 0 | 1.365 | 3.8049 | 0 | 3.3581
MAPP_CA_2_MISO_W | MAPP_CA | MISO_W | 2040 | B6 | 300 | 0 | 1970 | 1970 | 0 | 1970 | 0 | 0 | 8.7719 | 0 | 1.365 | 3.5804 | 0 | 3.3581
MAPP_CA_2_MISO_W | MAPP_CA | MISO_W | 2040 | B7 | 400 | 0 | 1970 | 1526.01 | 0 | 1873.88 | 0 | 0 | 0 | 0 | 0 | 0 | 0 | 3.3581
MAPP_CA_2_MISO_W | MAPP_CA | MISO_W | 2040 | B8 | 500 | 0 | 1970 | 1427.44 | 0 | 1420.57 | 0 | 0 | 0 | 0 | 0 | 0 | 0 | 3.3581
MAPP_CA_2_MISO_W | MAPP_CA | MISO_W | 2040 | B9 | 800 | 0 | 1970 | 0 | 0 | 1335.23 | 0 | 0 | 0 | 0 | 0 | 0 | 0 | 3.3581
MAPP_CA_2_MISO_W | MAPP_CA | MISO_W | 2040 | B10 | 1262 | 0 | 1970 | 0 | 0 | 0 | 0 | 0 | 0 | 0 | 0 | 0 | 0 | 3.3581
MAPP_CA_2_MISO_W | MAPP_CA | MISO_W | 2040 | B11 | 25 | 0 | 1970 | 1970 | 0 | 1970 | 0 | 0 | 13.9829 | 0 | 1.1989 | 0.47561 | 0 | 3.3581
MAPP_CA_2_MISO_W | MAPP_CA | MISO_W | 2040 | B12 | 200 | 0 | 1970 | 1257.37 | 0 | 883.15 | 0 | 0 | 0 | 0 | 0 | 0 | 0 | 3.3581
MAPP_CA_2_MISO_W | MAPP_CA | MISO_W | 2040 | B13 | 600 | 0 | 1970 | 1090.79 | 0 | 704.01 | 0 | 0 | 0 | 0 | 0 | 0 | 0 | 3.3581
MAPP_CA_2_MISO_W | MAPP_CA | MISO_W | 2040 | B14 | 900 | 0 | 1970 | 0 | 0 | 831.87 | 0 | 0 | 0 | 0 | 0 | 0 | 0 | 3.3581
MAPP_CA_2_MISO_W | MAPP_CA | MISO_W | 2040 | B15 | 1203 | 0 | 1970 | 0 | 0 | 0 | 0 | 0 | 0 | 0 | 0 | 0 | 0 | 3.3581
MAPP_CA_2_MISO_W | MAPP_CA | MISO_W | 2040 | B16 | 25 | 0 | 1970 | 1192.15 | 0 | 649.3 | 0 | 0 | 0 | 0 | 0 | 0 | 0 | 3.3581
MAPP_CA_2_MISO_W | MAPP_CA | MISO_W | 2040 | B17 | 100 | 0 | 1970 | 435.19 | 0 | 0 | 0 | 0 | 0 | 0 | 0 | 0 | 0 | 3.3581
MAPP_CA_2_MISO_W | MAPP_CA | MISO_W | 2040 | B18 | 400 | 0 | 1970 | 0 | 0 | 0 | 0 | 0 | 0 | 0 | 0 | 0 | 0 | 3.3581
MAPP_CA_2_MISO_W | MAPP_CA | MISO_W | 2040 | B19 | 700 | 0 | 1970 | 0 | 0 | 0 | 0 | 0 | 0 | 0 | 0 | 0 | 0 | 3.3581
MAPP_CA_2_MISO_W | MAPP_CA | MISO_W | 2040 | B20 | 935 | 0 | 1970 | 0 | 0 | 0 | 0 | 0 | 0 | 0 | 0 | 0 | 0 | 3.3581
MAPP_CA_2_MISO_W | MAPP_CA | MISO_W | 2045 | B1 | 10 | 0 | 1970 | 1970 | 0 | 1970 | 0 | 846.27 | 32.4763 | 0 | 3.5135 | 0.44185 | 0 | 4.6414
MAPP_CA_2_MISO_W | MAPP_CA | MISO_W | 2045 | B2 | 25 | 0 | 1970 | 1970 | 0 | 1970 | 0 | 845.78 | 32.0727 | 0 | 3.5135 | 1.0909 | 0 | 4.6414
MAPP_CA_2_MISO_W | MAPP_CA | MISO_W | 2045 | B3 | 75 | 0 | 1970 | 1970 | 0 | 1970 | 0 | 710.4 | 28.8441 | 0 | 3.5135 | 2.9433 | 0 | 4.6414
MAPP_CA_2_MISO_W | MAPP_CA | MISO_W | 2045 | B4 | 100 | 0 | 1970 | 1970 | 0 | 1970 | 0 | 612.68 | 27.3129 | 0 | 3.5135 | 3.716 | 0 | 4.6414
MAPP_CA_2_MISO_W | MAPP_CA | MISO_W | 2045 | B5 | 200 | 0 | 1970 | 1970 | 0 | 1970 | 0 | 514.33 | 24.2148 | 0 | 3.5135 | 6.5891 | 0 | 4.6414
MAPP_CA_2_MISO_W | MAPP_CA | MISO_W | 2045 | B6 | 300 | 0 | 1970 | 1970 | 0 | 1970 | 0 | 0 | 7.7511 | 0 | 2.9794 | 3.1637 | 0 | 4.6414
MAPP_CA_2_MISO_W | MAPP_CA | MISO_W | 2045 | B7 | 400 | 0 | 1970 | 1882.36 | 0 | 1681.96 | 0 | 0 | 0 | 0 | 0 | 0 | 0 | 4.6414
MAPP_CA_2_MISO_W | MAPP_CA | MISO_W | 2045 | B8 | 500 | 0 | 1970 | 1618.48 | 0 | 1618.48 | 0 | 0 | 0 | 0 | 0 | 0 | 0 | 4.6414
MAPP_CA_2_MISO_W | MAPP_CA | MISO_W | 2045 | B9 | 800 | 0 | 1970 | 0 | 0 | 1743.95 | 0 | 0 | 0 | 0 | 0 | 0 | 0 | 4.6414
MAPP_CA_2_MISO_W | MAPP_CA | MISO_W | 2045 | B10 | 1262 | 0 | 1970 | 0 | 0 | 0 | 0 | 0 | 0 | 0 | 0 | 0 | 0 | 4.6414
MAPP_CA_2_MISO_W | MAPP_CA | MISO_W | 2045 | B11 | 25 | 0 | 1970 | 1970 | 0 | 1970 | 0 | 445.59 | 18.2442 | 0 | 3.5135 | 0.62055 | 0 | 4.6414
MAPP_CA_2_MISO_W | MAPP_CA | MISO_W | 2045 | B12 | 200 | 0 | 1970 | 1159.96 | 0 | 1085.09 | 0 | 0 | 0 | 0 | 0 | 0 | 0 | 4.6414
MAPP_CA_2_MISO_W | MAPP_CA | MISO_W | 2045 | B13 | 600 | 0 | 1970 | 1280.93 | 0 | 1119.92 | 0 | 0 | 0 | 0 | 0 | 0 | 0 | 4.6414
MAPP_CA_2_MISO_W | MAPP_CA | MISO_W | 2045 | B14 | 900 | 0 | 1970 | 0 | 0 | 1205.84 | 0 | 0 | 0 | 0 | 0 | 0 | 0 | 4.6414
MAPP_CA_2_MISO_W | MAPP_CA | MISO_W | 2045 | B15 | 1203 | 0 | 1970 | 0 | 0 | 0 | 0 | 0 | 0 | 0 | 0 | 0 | 0 | 4.6414
MAPP_CA_2_MISO_W | MAPP_CA | MISO_W | 2045 | B16 | 25 | 0 | 1970 | 409.31 | 0 | 930.79 | 0 | 0 | 0 | 0 | 0 | 0 | 0 | 4.6414
MAPP_CA_2_MISO_W | MAPP_CA | MISO_W | 2045 | B17 | 100 | 0 | 1970 | 326.84 | 0 | 273.89 | 0 | 0 | 0 | 0 | 0 | 0 | 0 | 4.6414
MAPP_CA_2_MISO_W | MAPP_CA | MISO_W | 2045 | B18 | 400 | 0 | 1970 | 0 | 0 | 319.85 | 0 | 0 | 0 | 0 | 0 | 0 | 0 | 4.6414
MAPP_CA_2_MISO_W | MAPP_CA | MISO_W | 2045 | B19 | 700 | 0 | 1970 | 0 | 0 | 365.19 | 0 | 0 | 0 | 0 | 0 | 0 | 0 | 4.6414
MAPP_CA_2_MISO_W | MAPP_CA | MISO_W | 2045 | B20 | 935 | 0 | 1970 | 0 | 0 | 0 | 0 | 0 | 0 | 0 | 0 | 0 | 0 | 4.6414
MAPP_CA_2_MISO_W | MAPP_CA | MISO_W | 2050 | B1 | 10 | 0 | 1970 | 1970 | 0 | 1970 | 0 | 433.82 | 10.9916 | 0 | 2.9082 | 0.14955 | 0 | 1.7953
MAPP_CA_2_MISO_W | MAPP_CA | MISO_W | 2050 | B2 | 25 | 0 | 1970 | 1970 | 0 | 1970 | 0 | 431.27 | 14.9918 | 0 | 2.9082 | 0.50993 | 0 | 1.7953
MAPP_CA_2_MISO_W | MAPP_CA | MISO_W | 2050 | B3 | 75 | 0 | 1970 | 1970 | 0 | 1970 | 0 | 296.14 | 11.5732 | 0 | 2.9082 | 1.1809 | 0 | 1.7953
MAPP_CA_2_MISO_W | MAPP_CA | MISO_W | 2050 | B4 | 100 | 0 | 1970 | 1970 | 0 | 1970 | 0 | 204.23 | 10.6593 | 0 | 2.9082 | 1.4502 | 0 | 1.7953
MAPP_CA_2_MISO_W | MAPP_CA | MISO_W | 2050 | B5 | 200 | 0 | 1970 | 1970 | 0 | 1970 | 0 | 110.03 | 11.6326 | 0 | 2.9082 | 3.1653 | 0 | 1.7953
MAPP_CA_2_MISO_W | MAPP_CA | MISO_W | 2050 | B6 | 300 | 0 | 1970 | 1970 | 0 | 1583.33 | 0 | 0 | 0.55789 | 0 | 0 | 0.22771 | 0 | 1.7953
MAPP_CA_2_MISO_W | MAPP_CA | MISO_W | 2050 | B7 | 400 | 0 | 1970 | 1367.6 | 0 | 1439.17 | 0 | 0 | 0 | 0 | 0 | 0 | 0 | 1.7953
MAPP_CA_2_MISO_W | MAPP_CA | MISO_W | 2050 | B8 | 500 | 0 | 1970 | 867.46 | 0 | 1240.72 | 0 | 0 | 0 | 0 | 0 | 0 | 0 | 1.7953
MAPP_CA_2_MISO_W | MAPP_CA | MISO_W | 2050 | B9 | 800 | 0 | 1970 | 0 | 0 | 229.65 | 0 | 0 | 0 | 0 | 0 | 0 | 0 | 1.7953
MAPP_CA_2_MISO_W | MAPP_CA | MISO_W | 2050 | B10 | 1262 | 0 | 1970 | 0 | 0 | 0 | 0 | 0 | 0 | 0 | 0 | 0 | 0 | 1.7953
MAPP_CA_2_MISO_W | MAPP_CA | MISO_W | 2050 | B11 | 25 | 0 | 1970 | 1970 | 0 | 1970 | 0 | 69.91 | 14.6238 | 0 | 2.9082 | 0.49741 | 0 | 1.7953
MAPP_CA_2_MISO_W | MAPP_CA | MISO_W | 2050 | B12 | 200 | 0 | 1970 | 1002.67 | 0 | 681.97 | 0 | 0 | 0 | 0 | 0 | 0 | 0 | 1.7953
MAPP_CA_2_MISO_W | MAPP_CA | MISO_W | 2050 | B13 | 600 | 0 | 1970 | 1043.63 | 0 | 984.93 | 0 | 0 | 0 | 0 | 0 | 0 | 0 | 1.7953
MAPP_CA_2_MISO_W | MAPP_CA | MISO_W | 2050 | B14 | 900 | 0 | 1970 | 0 | 0 | 823.53 | 0 | 0 | 0 | 0 | 0 | 0 | 0 | 1.7953
MAPP_CA_2_MISO_W | MAPP_CA | MISO_W | 2050 | B15 | 1203 | 0 | 1970 | 0 | 0 | 0 | 0 | 0 | 0 | 0 | 0 | 0 | 0 | 1.7953
MAPP_CA_2_MISO_W | MAPP_CA | MISO_W | 2050 | B16 | 25 | 0 | 1970 | 454.62 | 0 | 484.95 | 0 | 0 | 0 | 0 | 0 | 0 | 0 | 1.7953
MAPP_CA_2_MISO_W | MAPP_CA | MISO_W | 2050 | B17 | 100 | 0 | 1970 | 0 | 0 | 0 | 0 | 0 | 0 | 0 | 0 | 0 | 0 | 1.7953
MAPP_CA_2_MISO_W | MAPP_CA | MISO_W | 2050 | B18 | 400 | 0 | 1970 | 0 | 0 | 0 | 0 | 0 | 0 | 0 | 0 | 0 | 0 | 1.7953
MAPP_CA_2_MISO_W | MAPP_CA | MISO_W | 2050 | B19 | 700 | 0 | 1970 | 0 | 0 | 0 | 0 | 0 | 0 | 0 | 0 | 0 | 0 | 1.7953
MAPP_CA_2_MISO_W | MAPP_CA | MISO_W | 2050 | B20 | 935 | 0 | 1970 | 0 | 0 | 0 | 0 | 0 | 0 | 0 | 0 | 0 | 0 | 1.7953
MAPP_US_2_MAPP_CA | MAPP_US | MAPP_CA | 2015 | B1 | 10 | 0 | 165 | 0 | 0 | 0 | 0 | 0 | 0 | 0 | 0 | 0 | 0 | 0.43371
MAPP_US_2_MAPP_CA | MAPP_US | MAPP_CA | 2015 | B2 | 25 | 0 | 165 | 0 | 0 | 0 | 0 | 0 | 0 | 0 | 0 | 0 | 0 | 0.43371
MAPP_US_2_MAPP_CA | MAPP_US | MAPP_CA | 2015 | B3 | 75 | 0 | 165 | 0 | 0 | 0 | 0 | 0 | 0 | 0 | 0 | 0 | 0 | 0.43371
MAPP_US_2_MAPP_CA | MAPP_US | MAPP_CA | 2015 | B4 | 100 | 0 | 165 | 0 | 0 | 0 | 0 | 0 | 0 | 0 | 0 | 0 | 0 | 0.43371
MAPP_US_2_MAPP_CA | MAPP_US | MAPP_CA | 2015 | B5 | 200 | 0 | 165 | 0 | 0 | 0 | 0 | 0 | 0 | 0 | 0 | 0 | 0 | 0.43371
MAPP_US_2_MAPP_CA | MAPP_US | MAPP_CA | 2015 | B6 | 300 | 0 | 165 | 0 | 0 | 0 | 0 | 0 | 0 | 0 | 0 | 0 | 0 | 0.43371
MAPP_US_2_MAPP_CA | MAPP_US | MAPP_CA | 2015 | B7 | 400 | 0 | 165 | 0 | 0 | 0 | 0 | 0 | 0 | 0 | 0 | 0 | 0 | 0.43371
MAPP_US_2_MAPP_CA | MAPP_US | MAPP_CA | 2015 | B8 | 500 | 0 | 165 | 165 | 0 | 0 | 0 | 0 | 0.32049 | 0 | 0 | 0.021655 | 0 | 0.43371
MAPP_US_2_MAPP_CA | MAPP_US | MAPP_CA | 2015 | B9 | 800 | 0 | 165 | 165 | 0 | 0 | 0 | 0 | 0.32049 | 0 | 0 | 0.034648 | 0 | 0.43371
MAPP_US_2_MAPP_CA | MAPP_US | MAPP_CA | 2015 | B10 | 1262 | 0 | 165 | 165 | 0 | 0 | 0 | 0 | 1.2345 | 0 | 0 | 0.21053 | 0 | 0.43371
MAPP_US_2_MAPP_CA | MAPP_US | MAPP_CA | 2015 | B11 | 25 | 0 | 165 | 0 | 0 | 0 | 0 | 0 | 0 | 0 | 0 | 0 | 0 | 0.43371
MAPP_US_2_MAPP_CA | MAPP_US | MAPP_CA | 2015 | B12 | 200 | 0 | 165 | 0 | 0 | 0 | 0 | 0 | 0 | 0 | 0 | 0 | 0 | 0.43371
MAPP_US_2_MAPP_CA | MAPP_US | MAPP_CA | 2015 | B13 | 600 | 0 | 165 | 165 | 0 | 0 | 0 | 0 | 0.01187 | 0 | 0 | 0.00096243 | 0 | 0.43371
MAPP_US_2_MAPP_CA | MAPP_US | MAPP_CA | 2015 | B14 | 900 | 0 | 165 | 165 | 0 | 0 | 0 | 0 | 0.01187 | 0 | 0 | 0.0014436 | 0 | 0.43371
MAPP_US_2_MAPP_CA | MAPP_US | MAPP_CA | 2015 | B15 | 1203 | 0 | 165 | 165 | 0 | 0 | 0 | 0 | 0.75968 | 0 | 0 | 0.1235 | 0 | 0.43371
MAPP_US_2_MAPP_CA | MAPP_US | MAPP_CA | 2015 | B16 | 25 | 0 | 165 | 0 | 0 | 34.02 | 0 | 0 | 0 | 0 | 0 | 0 | 0 | 0.43371
MAPP_US_2_MAPP_CA | MAPP_US | MAPP_CA | 2015 | B17 | 100 | 0 | 165 | 165 | 0 | 165 | 0 | 0 | 0.01187 | 0 | 0.01187 | 0.00016041 | 0 | 0.43371
MAPP_US_2_MAPP_CA | MAPP_US | MAPP_CA | 2015 | B18 | 400 | 0 | 165 | 165 | 0 | 0 | 0 | 0 | 2.1366 | 0 | 0 | 0.11549 | 0 | 0.43371
MAPP_US_2_MAPP_CA | MAPP_US | MAPP_CA | 2015 | B19 | 700 | 0 | 165 | 165 | 0 | 0 | 0 | 0 | 2.1366 | 0 | 0 | 0.20211 | 0 | 0.43371
MAPP_US_2_MAPP_CA | MAPP_US | MAPP_CA | 2015 | B20 | 935 | 0 | 165 | 165 | 0 | 0 | 0 | 0 | 8.1072 | 0 | 0 | 1.0244 | 0 | 0.43371
MAPP_US_2_MAPP_CA | MAPP_US | MAPP_CA | 2020 | B1 | 10 | 0 | 165 | 0 | 0 | 0 | 0 | 0 | 0 | 0 | 0 | 0 | 0 | 0.75028
MAPP_US_2_MAPP_CA | MAPP_US | MAPP_CA | 2020 | B2 | 25 | 0 | 165 | 0 | 0 | 0 | 0 | 0 | 0 | 0 | 0 | 0 | 0 | 0.75028
MAPP_US_2_MAPP_CA | MAPP_US | MAPP_CA | 2020 | B3 | 75 | 0 | 165 | 0 | 0 | 0 | 0 | 0 | 0 | 0 | 0 | 0 | 0 | 0.75028
MAPP_US_2_MAPP_CA | MAPP_US | MAPP_CA | 2020 | B4 | 100 | 0 | 165 | 0 | 0 | 0 | 0 | 0 | 0 | 0 | 0 | 0 | 0 | 0.75028
MAPP_US_2_MAPP_CA | MAPP_US | MAPP_CA | 2020 | B5 | 200 | 0 | 165 | 0 | 0 | 0 | 0 | 0 | 0 | 0 | 0 | 0 | 0 | 0.75028
MAPP_US_2_MAPP_CA | MAPP_US | MAPP_CA | 2020 | B6 | 300 | 0 | 165 | 0 | 0 | 0 | 0 | 0 | 0 | 0 | 0 | 0 | 0 | 0.75028
MAPP_US_2_MAPP_CA | MAPP_US | MAPP_CA | 2020 | B7 | 400 | 0 | 165 | 0 | 0 | 0 | 0 | 0 | 0 | 0 | 0 | 0 | 0 | 0.75028
MAPP_US_2_MAPP_CA | MAPP_US | MAPP_CA | 2020 | B8 | 500 | 0 | 165 | 86.29 | 0 | 0 | 0 | 0 | 0 | 0 | 0 | 0 | 0 | 0.75028
MAPP_US_2_MAPP_CA | MAPP_US | MAPP_CA | 2020 | B9 | 800 | 0 | 165 | 104.72 | 0 | 0 | 0 | 0 | 0 | 0 | 0 | 0 | 0 | 0.75028
MAPP_US_2_MAPP_CA | MAPP_US | MAPP_CA | 2020 | B10 | 1262 | 0 | 165 | 165 | 0 | 0 | 0 | 0 | 2.8488 | 0 | 0 | 0.58937 | 0 | 0.75028
MAPP_US_2_MAPP_CA | MAPP_US | MAPP_CA | 2020 | B11 | 25 | 0 | 165 | 0 | 0 | 0 | 0 | 0 | 0 | 0 | 0 | 0 | 0 | 0.75028
MAPP_US_2_MAPP_CA | MAPP_US | MAPP_CA | 2020 | B12 | 200 | 0 | 165 | 0 | 0 | 92.32 | 0 | 0 | 0 | 0 | 0 | 0 | 0 | 0.75028
MAPP_US_2_MAPP_CA | MAPP_US | MAPP_CA | 2020 | B13 | 600 | 0 | 165 | 165 | 0 | 0 | 0 | 0 | 0.01187 | 0 | 0 | 0.0011675 | 0 | 0.75028
MAPP_US_2_MAPP_CA | MAPP_US | MAPP_CA | 2020 | B14 | 900 | 0 | 165 | 165 | 0 | 0 | 0 | 0 | 0.01187 | 0 | 0 | 0.0017513 | 0 | 0.75028
MAPP_US_2_MAPP_CA | MAPP_US | MAPP_CA | 2020 | B15 | 1203 | 0 | 165 | 165 | 0 | 0 | 0 | 0 | 1.009 | 0 | 0 | 0.19898 | 0 | 0.75028
MAPP_US_2_MAPP_CA | MAPP_US | MAPP_CA | 2020 | B16 | 25 | 0 | 165 | 0 | 0 | 0 | 0 | 0 | 0 | 0 | 0 | 0 | 0 | 0.75028
MAPP_US_2_MAPP_CA | MAPP_US | MAPP_CA | 2020 | B17 | 100 | 0 | 165 | 165 | 0 | 165 | 0 | 142.27 | 2.469 | 0 | 0.74781 | 0.040475 | 0 | 0.75028
MAPP_US_2_MAPP_CA | MAPP_US | MAPP_CA | 2020 | B18 | 400 | 0 | 165 | 165 | 0 | 165 | 0 | 117.87 | 4.0595 | 0 | 0.74781 | 0.2662 | 0 | 0.75028
MAPP_US_2_MAPP_CA | MAPP_US | MAPP_CA | 2020 | B19 | 700 | 0 | 165 | 165 | 0 | 0 | 0 | 0 | 4.0595 | 0 | 0 | 0.46585 | 0 | 0.75028
MAPP_US_2_MAPP_CA | MAPP_US | MAPP_CA | 2020 | B20 | 935 | 0 | 165 | 165 | 0 | 0 | 0 | 0 | 9.3773 | 0 | 0 | 1.4373 | 0 | 0.75028
MAPP_US_2_MAPP_CA | MAPP_US | MAPP_CA | 2025 | B1 | 10 | 0 | 165 | 0 | 0 | 0 | 0 | 0 | 0 | 0 | 0 | 0 | 0 | 1.0007
MAPP_US_2_MAPP_CA | MAPP_US | MAPP_CA | 2025 | B2 | 25 | 0 | 165 | 0 | 0 | 0 | 0 | 0 | 0 | 0 | 0 | 0 | 0 | 1.0007
MAPP_US_2_MAPP_CA | MAPP_US | MAPP_CA | 2025 | B3 | 75 | 0 | 165 | 0 | 0 | 0 | 0 | 0 | 0 | 0 | 0 | 0 | 0 | 1.0007
MAPP_US_2_MAPP_CA | MAPP_US | MAPP_CA | 2025 | B4 | 100 | 0 | 165 | 0 | 0 | 0 | 0 | 0 | 0 | 0 | 0 | 0 | 0 | 1.0007
MAPP_US_2_MAPP_CA | MAPP_US | MAPP_CA | 2025 | B5 | 200 | 0 | 165 | 0 | 0 | 0 | 0 | 0 | 0 | 0 | 0 | 0 | 0 | 1.0007
MAPP_US_2_MAPP_CA | MAPP_US | MAPP_CA | 2025 | B6 | 300 | 0 | 165 | 0 | 0 | 0 | 0 | 0 | 0 | 0 | 0 | 0 | 0 | 1.0007
MAPP_US_2_MAPP_CA | MAPP_US | MAPP_CA | 2025 | B7 | 400 | 0 | 165 | 0 | 0 | 0 | 0 | 0 | 0 | 0 | 0 | 0 | 0 | 1.0007
MAPP_US_2_MAPP_CA | MAPP_US | MAPP_CA | 2025 | B8 | 500 | 0 | 165 | 39.85 | 0 | 0 | 0 | 0 | 0 | 0 | 0 | 0 | 0 | 1.0007
MAPP_US_2_MAPP_CA | MAPP_US | MAPP_CA | 2025 | B9 | 800 | 0 | 165 | 36.07 | 0 | 0 | 0 | 0 | 0 | 0 | 0 | 0 | 0 | 1.0007
MAPP_US_2_MAPP_CA | MAPP_US | MAPP_CA | 2025 | B10 | 1262 | 0 | 165 | 165 | 0 | 0 | 0 | 0 | 5.6383 | 0 | 0 | 2.1582 | 0 | 1.0007
MAPP_US_2_MAPP_CA | MAPP_US | MAPP_CA | 2025 | B11 | 25 | 0 | 165 | 0 | 0 | 0 | 0 | 0 | 0 | 0 | 0 | 0 | 0 | 1.0007
MAPP_US_2_MAPP_CA | MAPP_US | MAPP_CA | 2025 | B12 | 200 | 0 | 165 | 0 | 0 | 22.85 | 0 | 0 | 0 | 0 | 0 | 0 | 0 | 1.0007
MAPP_US_2_MAPP_CA | MAPP_US | MAPP_CA | 2025 | B13 | 600 | 0 | 165 | 0 | 0 | 0 | 0 | 0 | 0 | 0 | 0 | 0 | 0 | 1.0007
MAPP_US_2_MAPP_CA | MAPP_US | MAPP_CA | 2025 | B14 | 900 | 0 | 165 | 0 | 0 | 0 | 0 | 0 | 0 | 0 | 0 | 0 | 0 | 1.0007
MAPP_US_2_MAPP_CA | MAPP_US | MAPP_CA | 2025 | B15 | 1203 | 0 | 165 | 160.93 | 0 | 0 | 0 | 0 | 0 | 0 | 0 | 0 | 0 | 1.0007
MAPP_US_2_MAPP_CA | MAPP_US | MAPP_CA | 2025 | B16 | 25 | 0 | 165 | 0 | 0 | 0 | 0 | 0 | 0 | 0 | 0 | 0 | 0 | 1.0007
MAPP_US_2_MAPP_CA | MAPP_US | MAPP_CA | 2025 | B17 | 100 | 0 | 165 | 0 | 0 | 165 | 0 | 0 | 0 | 0 | 0.01187 | 0 | 0 | 1.0007
MAPP_US_2_MAPP_CA | MAPP_US | MAPP_CA | 2025 | B18 | 400 | 0 | 165 | 165 | 0 | 165 | 0 | 93.83 | 0.20179 | 0 | 0.99708 | 0.024482 | 0 | 1.0007
MAPP_US_2_MAPP_CA | MAPP_US | MAPP_CA | 2025 | B19 | 700 | 0 | 165 | 165 | 0 | 0 | 0 | 0 | 0.20179 | 0 | 0 | 0.042843 | 0 | 1.0007
MAPP_US_2_MAPP_CA | MAPP_US | MAPP_CA | 2025 | B20 | 935 | 0 | 165 | 165 | 0 | 0 | 0 | 0 | 6.2674 | 0 | 0 | 1.7774 | 0 | 1.0007
MAPP_US_2_MAPP_CA | MAPP_US | MAPP_CA | 2030 | B1 | 10 | 0 | 165 | 0 | 0 | 0 | 0 | 0 | 0 | 0 | 0 | 0 | 0 | 1.3825
MAPP_US_2_MAPP_CA | MAPP_US | MAPP_CA | 2030 | B2 | 25 | 0 | 165 | 0 | 0 | 0 | 0 | 0 | 0 | 0 | 0 | 0 | 0 | 1.3825
MAPP_US_2_MAPP_CA | MAPP_US | MAPP_CA | 2030 | B3 | 75 | 0 | 165 | 0 | 0 | 0 | 0 | 0 | 0 | 0 | 0 | 0 | 0 | 1.3825
MAPP_US_2_MAPP_CA | MAPP_US | MAPP_CA | 2030 | B4 | 100 | 0 | 165 | 0 | 0 | 0 | 0 | 0 | 0 | 0 | 0 | 0 | 0 | 1.3825
MAPP_US_2_MAPP_CA | MAPP_US | MAPP_CA | 2030 | B5 | 200 | 0 | 165 | 0 | 0 | 0 | 0 | 0 | 0 | 0 | 0 | 0 | 0 | 1.3825
MAPP_US_2_MAPP_CA | MAPP_US | MAPP_CA | 2030 | B6 | 300 | 0 | 165 | 0 | 0 | 0 | 0 | 0 | 0 | 0 | 0 | 0 | 0 | 1.3825
MAPP_US_2_MAPP_CA | MAPP_US | MAPP_CA | 2030 | B7 | 400 | 0 | 165 | 0 | 0 | 0 | 0 | 0 | 0 | 0 | 0 | 0 | 0 | 1.3825
MAPP_US_2_MAPP_CA | MAPP_US | MAPP_CA | 2030 | B8 | 500 | 0 | 165 | 0 | 0 | 0 | 0 | 0 | 0 | 0 | 0 | 0 | 0 | 1.3825
MAPP_US_2_MAPP_CA | MAPP_US | MAPP_CA | 2030 | B9 | 800 | 0 | 165 | 0 | 0 | 0 | 0 | 0 | 0 | 0 | 0 | 0 | 0 | 1.3825
MAPP_US_2_MAPP_CA | MAPP_US | MAPP_CA | 2030 | B10 | 1262 | 0 | 165 | 165 | 0 | 0 | 0 | 0 | 4.6056 | 0 | 0 | 2.6455 | 0 | 1.3825
MAPP_US_2_MAPP_CA | MAPP_US | MAPP_CA | 2030 | B11 | 25 | 0 | 165 | 0 | 0 | 0 | 0 | 0 | 0 | 0 | 0 | 0 | 0 | 1.3825
MAPP_US_2_MAPP_CA | MAPP_US | MAPP_CA | 2030 | B12 | 200 | 0 | 165 | 0 | 0 | 0 | 0 | 0 | 0 | 0 | 0 | 0 | 0 | 1.3825
MAPP_US_2_MAPP_CA | MAPP_US | MAPP_CA | 2030 | B13 | 600 | 0 | 165 | 0 | 0 | 0 | 0 | 0 | 0 | 0 | 0 | 0 | 0 | 1.3825
MAPP_US_2_MAPP_CA | MAPP_US | MAPP_CA | 2030 | B14 | 900 | 0 | 165 | 0 | 0 | 0 | 0 | 0 | 0 | 0 | 0 | 0 | 0 | 1.3825
MAPP_US_2_MAPP_CA | MAPP_US | MAPP_CA | 2030 | B15 | 1203 | 0 | 165 | 17.5 | 0 | 0 | 0 | 0 | 0 | 0 | 0 | 0 | 0 | 1.3825
MAPP_US_2_MAPP_CA | MAPP_US | MAPP_CA | 2030 | B16 | 25 | 0 | 165 | 0 | 0 | 0 | 0 | 0 | 0 | 0 | 0 | 0 | 0 | 1.3825
MAPP_US_2_MAPP_CA | MAPP_US | MAPP_CA | 2030 | B17 | 100 | 0 | 165 | 0 | 0 | 165 | 0 | 0 | 0 | 0 | 0.01187 | 0 | 0 | 1.3825
MAPP_US_2_MAPP_CA | MAPP_US | MAPP_CA | 2030 | B18 | 400 | 0 | 165 | 61.29 | 0 | 0 | 0 | 0 | 0 | 0 | 0 | 0 | 0 | 1.3825
MAPP_US_2_MAPP_CA | MAPP_US | MAPP_CA | 2030 | B19 | 700 | 0 | 165 | 48.64 | 0 | 0 | 0 | 0 | 0 | 0 | 0 | 0 | 0 | 1.3825
MAPP_US_2_MAPP_CA | MAPP_US | MAPP_CA | 2030 | B20 | 935 | 0 | 165 | 165 | 0 | 0 | 0 | 0 | 6.7778 | 0 | 0 | 2.8845 | 0 | 1.3825
MAPP_US_2_MAPP_CA | MAPP_US | MAPP_CA | 2035 | B1 | 10 | 0 | 165 | 0 | 0 | 0 | 0 | 0 | 0 | 0 | 0 | 0 | 0 | 1.2055
MAPP_US_2_MAPP_CA | MAPP_US | MAPP_CA | 2035 | B2 | 25 | 0 | 165 | 0 | 0 | 0 | 0 | 0 | 0 | 0 | 0 | 0 | 0 | 1.2055
MAPP_US_2_MAPP_CA | MAPP_US | MAPP_CA | 2035 | B3 | 75 | 0 | 165 | 0 | 0 | 0 | 0 | 0 | 0 | 0 | 0 | 0 | 0 | 1.2055
MAPP_US_2_MAPP_CA | MAPP_US | MAPP_CA | 2035 | B4 | 100 | 0 | 165 | 0 | 0 | 0 | 0 | 0 | 0 | 0 | 0 | 0 | 0 | 1.2055
MAPP_US_2_MAPP_CA | MAPP_US | MAPP_CA | 2035 | B5 | 200 | 0 | 165 | 0 | 0 | 0 | 0 | 0 | 0 | 0 | 0 | 0 | 0 | 1.2055
MAPP_US_2_MAPP_CA | MAPP_US | MAPP_CA | 2035 | B6 | 300 | 0 | 165 | 0 | 0 | 0 | 0 | 0 | 0 | 0 | 0 | 0 | 0 | 1.2055
MAPP_US_2_MAPP_CA | MAPP_US | MAPP_CA | 2035 | B7 | 400 | 0 | 165 | 0 | 0 | 0 | 0 | 0 | 0 | 0 | 0 | 0 | 0 | 1.2055
MAPP_US_2_MAPP_CA | MAPP_US | MAPP_CA | 2035 | B8 | 500 | 0 | 165 | 0 | 0 | 0 | 0 | 0 | 0 | 0 | 0 | 0 | 0 | 1.2055
MAPP_US_2_MAPP_CA | MAPP_US | MAPP_CA | 2035 | B9 | 800 | 0 | 165 | 0 | 0 | 0 | 0 | 0 | 0 | 0 | 0 | 0 | 0 | 1.2055
MAPP_US_2_MAPP_CA | MAPP_US | MAPP_CA | 2035 | B10 | 1262 | 0 | 165 | 165 | 0 | 165 | 0 | 0 | 5.1635 | 0 | 0.42732 | 1.9166 | 0 | 1.2055
MAPP_US_2_MAPP_CA | MAPP_US | MAPP_CA | 2035 | B11 | 25 | 0 | 165 | 0 | 0 | 0 | 0 | 0 | 0 | 0 | 0 | 0 | 0 | 1.2055
MAPP_US_2_MAPP_CA | MAPP_US | MAPP_CA | 2035 | B12 | 200 | 0 | 165 | 0 | 0 | 0 | 0 | 0 | 0 | 0 | 0 | 0 | 0 | 1.2055
MAPP_US_2_MAPP_CA | MAPP_US | MAPP_CA | 2035 | B13 | 600 | 0 | 165 | 0 | 0 | 0 | 0 | 0 | 0 | 0 | 0 | 0 | 0 | 1.2055
MAPP_US_2_MAPP_CA | MAPP_US | MAPP_CA | 2035 | B14 | 900 | 0 | 165 | 0 | 0 | 0 | 0 | 0 | 0 | 0 | 0 | 0 | 0 | 1.2055
MAPP_US_2_MAPP_CA | MAPP_US | MAPP_CA | 2035 | B15 | 1203 | 0 | 165 | 165 | 0 | 0 | 0 | 0 | 0.49854 | 0 | 0 | 0.1764 | 0 | 1.2055
MAPP_US_2_MAPP_CA | MAPP_US | MAPP_CA | 2035 | B16 | 25 | 0 | 165 | 0 | 0 | 0 | 0 | 0 | 0 | 0 | 0 | 0 | 0 | 1.2055
MAPP_US_2_MAPP_CA | MAPP_US | MAPP_CA | 2035 | B17 | 100 | 0 | 165 | 0 | 0 | 0 | 0 | 0 | 0 | 0 | 0 | 0 | 0 | 1.2055
MAPP_US_2_MAPP_CA | MAPP_US | MAPP_CA | 2035 | B18 | 400 | 0 | 165 | 0 | 0 | 0 | 0 | 0 | 0 | 0 | 0 | 0 | 0 | 1.2055
MAPP_US_2_MAPP_CA | MAPP_US | MAPP_CA | 2035 | B19 | 700 | 0 | 165 | 0 | 0 | 0 | 0 | 0 | 0 | 0 | 0 | 0 | 0 | 1.2055
MAPP_US_2_MAPP_CA | MAPP_US | MAPP_CA | 2035 | B20 | 935 | 0 | 165 | 165 | 0 | 165 | 0 | 55.12 | 9.9233 | 0 | 1.8517 | 2.7289 | 0 | 1.2055
MAPP_US_2_MAPP_CA | MAPP_US | MAPP_CA | 2040 | B1 | 10 | 0 | 165 | 0 | 0 | 0 | 0 | 0 | 0 | 0 | 0 | 0 | 0 | 1.8202
MAPP_US_2_MAPP_CA | MAPP_US | MAPP_CA | 2040 | B2 | 25 | 0 | 165 | 0 | 0 | 0 | 0 | 0 | 0 | 0 | 0 | 0 | 0 | 1.8202
MAPP_US_2_MAPP_CA | MAPP_US | MAPP_CA | 2040 | B3 | 75 | 0 | 165 | 0 | 0 | 0 | 0 | 0 | 0 | 0 | 0 | 0 | 0 | 1.8202
MAPP_US_2_MAPP_CA | MAPP_US | MAPP_CA | 2040 | B4 | 100 | 0 | 165 | 0 | 0 | 0 | 0 | 0 | 0 | 0 | 0 | 0 | 0 | 1.8202
MAPP_US_2_MAPP_CA | MAPP_US | MAPP_CA | 2040 | B5 | 200 | 0 | 165 | 0 | 0 | 0 | 0 | 0 | 0 | 0 | 0 | 0 | 0 | 1.8202
MAPP_US_2_MAPP_CA | MAPP_US | MAPP_CA | 2040 | B6 | 300 | 0 | 165 | 0 | 0 | 0 | 0 | 0 | 0 | 0 | 0 | 0 | 0 | 1.8202
MAPP_US_2_MAPP_CA | MAPP_US | MAPP_CA | 2040 | B7 | 400 | 0 | 165 | 0 | 0 | 0 | 0 | 0 | 0 | 0 | 0 | 0 | 0 | 1.8202
MAPP_US_2_MAPP_CA | MAPP_US | MAPP_CA | 2040 | B8 | 500 | 0 | 165 | 0 | 0 | 0 | 0 | 0 | 0 | 0 | 0 | 0 | 0 | 1.8202
MAPP_US_2_MAPP_CA | MAPP_US | MAPP_CA | 2040 | B9 | 800 | 0 | 165 | 165 | 0 | 0 | 0 | 0 | 0.01187 | 0 | 0 | 0.002261 | 0 | 1.8202
MAPP_US_2_MAPP_CA | MAPP_US | MAPP_CA | 2040 | B10 | 1262 | 0 | 165 | 165 | 0 | 165 | 0 | 0 | 7.7392 | 0 | 0.81903 | 2.3255 | 0 | 1.8202
MAPP_US_2_MAPP_CA | MAPP_US | MAPP_CA | 2040 | B11 | 25 | 0 | 165 | 0 | 0 | 0 | 0 | 0 | 0 | 0 | 0 | 0 | 0 | 1.8202
MAPP_US_2_MAPP_CA | MAPP_US | MAPP_CA | 2040 | B12 | 200 | 0 | 165 | 0 | 0 | 0 | 0 | 0 | 0 | 0 | 0 | 0 | 0 | 1.8202
MAPP_US_2_MAPP_CA | MAPP_US | MAPP_CA | 2040 | B13 | 600 | 0 | 165 | 0 | 0 | 0 | 0 | 0 | 0 | 0 | 0 | 0 | 0 | 1.8202
MAPP_US_2_MAPP_CA | MAPP_US | MAPP_CA | 2040 | B14 | 900 | 0 | 165 | 0 | 0 | 0 | 0 | 0 | 0 | 0 | 0 | 0 | 0 | 1.8202
MAPP_US_2_MAPP_CA | MAPP_US | MAPP_CA | 2040 | B15 | 1203 | 0 | 165 | 165 | 0 | 165 | 0 | 100.72 | 6.7659 | 0 | 1.6974 | 1.9379 | 0 | 1.8202
MAPP_US_2_MAPP_CA | MAPP_US | MAPP_CA | 2040 | B16 | 25 | 0 | 165 | 0 | 0 | 0 | 0 | 0 | 0 | 0 | 0 | 0 | 0 | 1.8202
MAPP_US_2_MAPP_CA | MAPP_US | MAPP_CA | 2040 | B17 | 100 | 0 | 165 | 0 | 0 | 165 | 0 | 0 | 0 | 0 | 0.01187 | 0 | 0 | 1.8202
MAPP_US_2_MAPP_CA | MAPP_US | MAPP_CA | 2040 | B18 | 400 | 0 | 165 | 48.9 | 0 | 0 | 0 | 0 | 0 | 0 | 0 | 0 | 0 | 1.8202
MAPP_US_2_MAPP_CA | MAPP_US | MAPP_CA | 2040 | B19 | 700 | 0 | 165 | 38.65 | 0 | 0 | 0 | 0 | 0 | 0 | 0 | 0 | 0 | 1.8202
MAPP_US_2_MAPP_CA | MAPP_US | MAPP_CA | 2040 | B20 | 935 | 0 | 165 | 165 | 0 | 165 | 0 | 88.47 | 13.5437 | 0 | 1.6974 | 3.0151 | 0 | 1.8202
MAPP_US_2_MAPP_CA | MAPP_US | MAPP_CA | 2045 | B1 | 10 | 0 | 165 | 0 | 0 | 0 | 0 | 0 | 0 | 0 | 0 | 0 | 0 | 3.4756
MAPP_US_2_MAPP_CA | MAPP_US | MAPP_CA | 2045 | B2 | 25 | 0 | 165 | 0 | 0 | 0 | 0 | 0 | 0 | 0 | 0 | 0 | 0 | 3.4756
MAPP_US_2_MAPP_CA | MAPP_US | MAPP_CA | 2045 | B3 | 75 | 0 | 165 | 0 | 0 | 0 | 0 | 0 | 0 | 0 | 0 | 0 | 0 | 3.4756
MAPP_US_2_MAPP_CA | MAPP_US | MAPP_CA | 2045 | B4 | 100 | 0 | 165 | 0 | 0 | 0 | 0 | 0 | 0 | 0 | 0 | 0 | 0 | 3.4756
MAPP_US_2_MAPP_CA | MAPP_US | MAPP_CA | 2045 | B5 | 200 | 0 | 165 | 0 | 0 | 0 | 0 | 0 | 0 | 0 | 0 | 0 | 0 | 3.4756
MAPP_US_2_MAPP_CA | MAPP_US | MAPP_CA | 2045 | B6 | 300 | 0 | 165 | 0 | 0 | 0 | 0 | 0 | 0 | 0 | 0 | 0 | 0 | 3.4756
MAPP_US_2_MAPP_CA | MAPP_US | MAPP_CA | 2045 | B7 | 400 | 0 | 165 | 0 | 0 | 0 | 0 | 0 | 0 | 0 | 0 | 0 | 0 | 3.4756
MAPP_US_2_MAPP_CA | MAPP_US | MAPP_CA | 2045 | B8 | 500 | 0 | 165 | 0 | 0 | 0 | 0 | 0 | 0 | 0 | 0 | 0 | 0 | 3.4756
MAPP_US_2_MAPP_CA | MAPP_US | MAPP_CA | 2045 | B9 | 800 | 0 | 165 | 165 | 0 | 0 | 0 | 0 | 0.01187 | 0 | 0 | 0.002261 | 0 | 3.4756
MAPP_US_2_MAPP_CA | MAPP_US | MAPP_CA | 2045 | B10 | 1262 | 0 | 165 | 165 | 0 | 165 | 0 | 1256.94 | 13.2113 | 0 | 2.9438 | 3.9697 | 0 | 3.4756
MAPP_US_2_MAPP_CA | MAPP_US | MAPP_CA | 2045 | B11 | 25 | 0 | 165 | 0 | 0 | 0 | 0 | 0 | 0 | 0 | 0 | 0 | 0 | 3.4756
MAPP_US_2_MAPP_CA | MAPP_US | MAPP_CA | 2045 | B12 | 200 | 0 | 165 | 0 | 0 | 0 | 0 | 0 | 0 | 0 | 0 | 0 | 0 | 3.4756
MAPP_US_2_MAPP_CA | MAPP_US | MAPP_CA | 2045 | B13 | 600 | 0 | 165 | 0 | 0 | 0 | 0 | 0 | 0 | 0 | 0 | 0 | 0 | 3.4756
MAPP_US_2_MAPP_CA | MAPP_US | MAPP_CA | 2045 | B14 | 900 | 0 | 165 | 0 | 0 | 0 | 0 | 0 | 0 | 0 | 0 | 0 | 0 | 3.4756
MAPP_US_2_MAPP_CA | MAPP_US | MAPP_CA | 2045 | B15 | 1203 | 0 | 165 | 165 | 0 | 165 | 0 | 46.18 | 15.6921 | 0 | 2.9438 | 4.4947 | 0 | 3.4756
MAPP_US_2_MAPP_CA | MAPP_US | MAPP_CA | 2045 | B16 | 25 | 0 | 165 | 0 | 0 | 0 | 0 | 0 | 0 | 0 | 0 | 0 | 0 | 3.4756
MAPP_US_2_MAPP_CA | MAPP_US | MAPP_CA | 2045 | B17 | 100 | 0 | 165 | 0 | 0 | 0 | 0 | 0 | 0 | 0 | 0 | 0 | 0 | 3.4756
MAPP_US_2_MAPP_CA | MAPP_US | MAPP_CA | 2045 | B18 | 400 | 0 | 165 | 0 | 0 | 0 | 0 | 0 | 0 | 0 | 0 | 0 | 0 | 3.4756
MAPP_US_2_MAPP_CA | MAPP_US | MAPP_CA | 2045 | B19 | 700 | 0 | 165 | 0 | 0 | 0 | 0 | 0 | 0 | 0 | 0 | 0 | 0 | 3.4756
MAPP_US_2_MAPP_CA | MAPP_US | MAPP_CA | 2045 | B20 | 935 | 0 | 165 | 165 | 0 | 165 | 0 | 567.18 | 24.4166 | 0 | 2.9438 | 5.4356 | 0 | 3.4756
MAPP_US_2_MAPP_CA | MAPP_US | MAPP_CA | 2050 | B1 | 10 | 0 | 165 | 0 | 0 | 0 | 0 | 0 | 0 | 0 | 0 | 0 | 0 | 3.3643
MAPP_US_2_MAPP_CA | MAPP_US | MAPP_CA | 2050 | B2 | 25 | 0 | 165 | 0 | 0 | 0 | 0 | 0 | 0 | 0 | 0 | 0 | 0 | 3.3643
MAPP_US_2_MAPP_CA | MAPP_US | MAPP_CA | 2050 | B3 | 75 | 0 | 165 | 0 | 0 | 0 | 0 | 0 | 0 | 0 | 0 | 0 | 0 | 3.3643
MAPP_US_2_MAPP_CA | MAPP_US | MAPP_CA | 2050 | B4 | 100 | 0 | 165 | 0 | 0 | 0 | 0 | 0 | 0 | 0 | 0 | 0 | 0 | 3.3643
MAPP_US_2_MAPP_CA | MAPP_US | MAPP_CA | 2050 | B5 | 200 | 0 | 165 | 0 | 0 | 0 | 0 | 0 | 0 | 0 | 0 | 0 | 0 | 3.3643
MAPP_US_2_MAPP_CA | MAPP_US | MAPP_CA | 2050 | B6 | 300 | 0 | 165 | 0 | 0 | 0 | 0 | 0 | 0 | 0 | 0 | 0 | 0 | 3.3643
MAPP_US_2_MAPP_CA | MAPP_US | MAPP_CA | 2050 | B7 | 400 | 0 | 165 | 0 | 0 | 0 | 0 | 0 | 0 | 0 | 0 | 0 | 0 | 3.3643
MAPP_US_2_MAPP_CA | MAPP_US | MAPP_CA | 2050 | B8 | 500 | 0 | 165 | 0 | 0 | 0 | 0 | 0 | 0 | 0 | 0 | 0 | 0 | 3.3643
MAPP_US_2_MAPP_CA | MAPP_US | MAPP_CA | 2050 | B9 | 800 | 0 | 165 | 165 | 0 | 0 | 0 | 0 | 4.1189 | 0 | 0 | 0.61021 | 0 | 3.3643
MAPP_US_2_MAPP_CA | MAPP_US | MAPP_CA | 2050 | B10 | 1262 | 0 | 165 | 165 | 0 | 165 | 0 | 0 | 13.0451 | 0 | 2.5402 | 3.0487 | 0 | 3.3643
MAPP_US_2_MAPP_CA | MAPP_US | MAPP_CA | 2050 | B11 | 25 | 0 | 165 | 0 | 0 | 0 | 0 | 0 | 0 | 0 | 0 | 0 | 0 | 3.3643
MAPP_US_2_MAPP_CA | MAPP_US | MAPP_CA | 2050 | B12 | 200 | 0 | 165 | 0 | 0 | 0 | 0 | 0 | 0 | 0 | 0 | 0 | 0 | 3.3643
MAPP_US_2_MAPP_CA | MAPP_US | MAPP_CA | 2050 | B13 | 600 | 0 | 165 | 0 | 0 | 0 | 0 | 0 | 0 | 0 | 0 | 0 | 0 | 3.3643
MAPP_US_2_MAPP_CA | MAPP_US | MAPP_CA | 2050 | B14 | 900 | 0 | 165 | 0 | 0 | 0 | 0 | 0 | 0 | 0 | 0 | 0 | 0 | 3.3643
MAPP_US_2_MAPP_CA | MAPP_US | MAPP_CA | 2050 | B15 | 1203 | 0 | 165 | 165 | 0 | 165 | 0 | 0 | 14.9918 | 0 | 4.8786 | 3.3398 | 0 | 3.3643
MAPP_US_2_MAPP_CA | MAPP_US | MAPP_CA | 2050 | B16 | 25 | 0 | 165 | 0 | 0 | 0 | 0 | 0 | 0 | 0 | 0 | 0 | 0 | 3.3643
MAPP_US_2_MAPP_CA | MAPP_US | MAPP_CA | 2050 | B17 | 100 | 0 | 165 | 165 | 0 | 165 | 0 | 0 | 3.6085 | 0 | 0.01187 | 0.066824 | 0 | 3.3643
MAPP_US_2_MAPP_CA | MAPP_US | MAPP_CA | 2050 | B18 | 400 | 0 | 165 | 165 | 0 | 126.14 | 0 | 0 | 7.0508 | 0 | 0 | 0.52228 | 0 | 3.3643
MAPP_US_2_MAPP_CA | MAPP_US | MAPP_CA | 2050 | B19 | 700 | 0 | 165 | 165 | 0 | 0 | 0 | 0 | 7.0508 | 0 | 0 | 0.91399 | 0 | 3.3643
MAPP_US_2_MAPP_CA | MAPP_US | MAPP_CA | 2050 | B20 | 935 | 0 | 165 | 165 | 0 | 165 | 0 | 0 | 28.6186 | 0 | 4.8786 | 4.9553 | 0 | 3.3643
MAPP_US_2_MISO_W | MAPP_US | MISO_W | 2015 | B1 | 10 | 0 | 2635 | 369.98 | 0 | 1142.6 | 0 | 0 | 0 | 0 | 0 | 0 | 0 | 0
MAPP_US_2_MISO_W | MAPP_US | MISO_W | 2015 | B2 | 25 | 0 | 2635 | 0 | 0 | 0 | 0 | 0 | 0 | 0 | 0 | 0 | 0 | 0
MAPP_US_2_MISO_W | MAPP_US | MISO_W | 2015 | B3 | 75 | 0 | 2635 | 0 | 0 | 0 | 0 | 0 | 0 | 0 | 0 | 0 | 0 | 0
MAPP_US_2_MISO_W | MAPP_US | MISO_W | 2015 | B4 | 100 | 0 | 2635 | 29.26 | 0 | 472.11 | 0 | 0 | 0 | 0 | 0 | 0 | 0 | 0
MAPP_US_2_MISO_W | MAPP_US | MISO_W | 2015 | B5 | 200 | 0 | 2635 | 0 | 0 | 0 | 0 | 0 | 0 | 0 | 0 | 0 | 0 | 0
MAPP_US_2_MISO_W | MAPP_US | MISO_W | 2015 | B6 | 300 | 0 | 2635 | 46.7 | 0 | 0 | 0 | 0 | 0 | 0 | 0 | 0 | 0 | 0
MAPP_US_2_MISO_W | MAPP_US | MISO_W | 2015 | B7 | 400 | 0 | 2635 | 0 | 0 | 0 | 0 | 0 | 0 | 0 | 0 | 0 | 0 | 0
MAPP_US_2_MISO_W | MAPP_US | MISO_W | 2015 | B8 | 500 | 0 | 2635 | 157.55 | 0 | 0 | 0 | 0 | 0 | 0 | 0 | 0 | 0 | 0
MAPP_US_2_MISO_W | MAPP_US | MISO_W | 2015 | B9 | 800 | 0 | 2635 | 0 | 0 | 0 | 0 | 0 | 0 | 0 | 0 | 0 | 0 | 0
MAPP_US_2_MISO_W | MAPP_US | MISO_W | 2015 | B10 | 1262 | 0 | 2635 | 0 | 0 | 0 | 0 | 0 | 0 | 0 | 0 | 0 | 0 | 0
MAPP_US_2_MISO_W | MAPP_US | MISO_W | 2015 | B11 | 25 | 0 | 2635 | 1190.94 | 0 | 0 | 0 | 0 | 0 | 0 | 0 | 0 | 0 | 0
MAPP_US_2_MISO_W | MAPP_US | MISO_W | 2015 | B12 | 200 | 0 | 2635 | 902.99 | 0 | 841.29 | 0 | 0 | 0 | 0 | 0 | 0 | 0 | 0
MAPP_US_2_MISO_W | MAPP_US | MISO_W | 2015 | B13 | 600 | 0 | 2635 | 213.82 | 0 | 0 | 0 | 0 | 0 | 0 | 0 | 0 | 0 | 0
MAPP_US_2_MISO_W | MAPP_US | MISO_W | 2015 | B14 | 900 | 0 | 2635 | 0 | 0 | 0 | 0 | 0 | 0 | 0 | 0 | 0 | 0 | 0
MAPP_US_2_MISO_W | MAPP_US | MISO_W | 2015 | B15 | 1203 | 0 | 2635 | 0 | 0 | 0 | 0 | 0 | 0 | 0 | 0 | 0 | 0 | 0
MAPP_US_2_MISO_W | MAPP_US | MISO_W | 2015 | B16 | 25 | 0 | 2635 | 1480.08 | 0 | 1530.7 | 0 | 0 | 0 | 0 | 0 | 0 | 0 | 0
MAPP_US_2_MISO_W | MAPP_US | MISO_W | 2015 | B17 | 100 | 0 | 2635 | 1098.01 | 0 | 1192.9 | 0 | 0 | 0 | 0 | 0 | 0 | 0 | 0
MAPP_US_2_MISO_W | MAPP_US | MISO_W | 2015 | B18 | 400 | 0 | 2635 | 0 | 0 | 0 | 0 | 0 | 0 | 0 | 0 | 0 | 0 | 0
MAPP_US_2_MISO_W | MAPP_US | MISO_W | 2015 | B19 | 700 | 0 | 2635 | 0 | 0 | 0 | 0 | 0 | 0 | 0 | 0 | 0 | 0 | 0
MAPP_US_2_MISO_W | MAPP_US | MISO_W | 2015 | B20 | 935 | 0 | 2635 | 0 | 0 | 0 | 0 | 0 | 0 | 0 | 0 | 0 | 0 | 0
MAPP_US_2_MISO_W | MAPP_US | MISO_W | 2020 | B1 | 10 | 0 | 2635 | 149.46 | 0 | 0 | 0 | 0 | 0 | 0 | 0 | 0 | 0 | 0
MAPP_US_2_MISO_W | MAPP_US | MISO_W | 2020 | B2 | 25 | 0 | 2635 | 0 | 0 | 0 | 0 | 0 | 0 | 0 | 0 | 0 | 0 | 0
MAPP_US_2_MISO_W | MAPP_US | MISO_W | 2020 | B3 | 75 | 0 | 2635 | 0 | 0 | 0 | 0 | 0 | 0 | 0 | 0 | 0 | 0 | 0
MAPP_US_2_MISO_W | MAPP_US | MISO_W | 2020 | B4 | 100 | 0 | 2635 | 0 | 0 | 0 | 0 | 0 | 0 | 0 | 0 | 0 | 0 | 0
MAPP_US_2_MISO_W | MAPP_US | MISO_W | 2020 | B5 | 200 | 0 | 2635 | 0 | 0 | 0 | 0 | 0 | 0 | 0 | 0 | 0 | 0 | 0
MAPP_US_2_MISO_W | MAPP_US | MISO_W | 2020 | B6 | 300 | 0 | 2635 | 0 | 0 | 0 | 0 | 0 | 0 | 0 | 0 | 0 | 0 | 0
MAPP_US_2_MISO_W | MAPP_US | MISO_W | 2020 | B7 | 400 | 0 | 2635 | 0 | 0 | 0 | 0 | 0 | 0 | 0 | 0 | 0 | 0 | 0
MAPP_US_2_MISO_W | MAPP_US | MISO_W | 2020 | B8 | 500 | 0 | 2635 | 0 | 0 | 0 | 0 | 0 | 0 | 0 | 0 | 0 | 0 | 0
MAPP_US_2_MISO_W | MAPP_US | MISO_W | 2020 | B9 | 800 | 0 | 2635 | 0 | 0 | 0 | 0 | 0 | 0 | 0 | 0 | 0 | 0 | 0
MAPP_US_2_MISO_W | MAPP_US | MISO_W | 2020 | B10 | 1262 | 0 | 2635 | 0 | 0 | 0 | 0 | 0 | 0 | 0 | 0 | 0 | 0 | 0
MAPP_US_2_MISO_W | MAPP_US | MISO_W | 2020 | B11 | 25 | 0 | 2635 | 0 | 0 | 0 | 0 | 0 | 0 | 0 | 0 | 0 | 0 | 0
MAPP_US_2_MISO_W | MAPP_US | MISO_W | 2020 | B12 | 200 | 0 | 2635 | 1241.71 | 0 | 643.76 | 0 | 0 | 0 | 0 | 0 | 0 | 0 | 0
MAPP_US_2_MISO_W | MAPP_US | MISO_W | 2020 | B13 | 600 | 0 | 2635 | 318.36 | 0 | 0 | 0 | 0 | 0 | 0 | 0 | 0 | 0 | 0
MAPP_US_2_MISO_W | MAPP_US | MISO_W | 2020 | B14 | 900 | 0 | 2635 | 0 | 0 | 0 | 0 | 0 | 0 | 0 | 0 | 0 | 0 | 0
MAPP_US_2_MISO_W | MAPP_US | MISO_W | 2020 | B15 | 1203 | 0 | 2635 | 0 | 0 | 0 | 0 | 0 | 0 | 0 | 0 | 0 | 0 | 0
MAPP_US_2_MISO_W | MAPP_US | MISO_W | 2020 | B16 | 25 | 0 | 2635 | 759.19 | 0 | 189.11 | 0 | 0 | 0 | 0 | 0 | 0 | 0 | 0
MAPP_US_2_MISO_W | MAPP_US | MISO_W | 2020 | B17 | 100 | 0 | 2635 | 692.67 | 0 | 550.48 | 0 | 0 | 0 | 0 | 0 | 0 | 0 | 0
MAPP_US_2_MISO_W | MAPP_US | MISO_W | 2020 | B18 | 400 | 0 | 2635 | 0 | 0 | 0 | 0 | 0 | 0 | 0 | 0 | 0 | 0 | 0
MAPP_US_2_MISO_W | MAPP_US | MISO_W | 2020 | B19 | 700 | 0 | 2635 | 0 | 0 | 0 | 0 | 0 | 0 | 0 | 0 | 0 | 0 | 0
MAPP_US_2_MISO_W | MAPP_US | MISO_W | 2020 | B20 | 935 | 0 | 2635 | 0 | 0 | 0 | 0 | 0 | 0 | 0 | 0 | 0 | 0 | 0
MAPP_US_2_MISO_W | MAPP_US | MISO_W | 2025 | B1 | 10 | 0 | 2635 | 0 | 0 | 332.13 | 0 | 0 | 0 | 0 | 0 | 0 | 0 | 0
MAPP_US_2_MISO_W | MAPP_US | MISO_W | 2025 | B2 | 25 | 0 | 2635 | 0 | 0 | 0 | 0 | 0 | 0 | 0 | 0 | 0 | 0 | 0
MAPP_US_2_MISO_W | MAPP_US | MISO_W | 2025 | B3 | 75 | 0 | 2635 | 0 | 0 | 0 | 0 | 0 | 0 | 0 | 0 | 0 | 0 | 0
MAPP_US_2_MISO_W | MAPP_US | MISO_W | 2025 | B4 | 100 | 0 | 2635 | 0 | 0 | 0 | 0 | 0 | 0 | 0 | 0 | 0 | 0 | 0
MAPP_US_2_MISO_W | MAPP_US | MISO_W | 2025 | B5 | 200 | 0 | 2635 | 0 | 0 | 0 | 0 | 0 | 0 | 0 | 0 | 0 | 0 | 0
MAPP_US_2_MISO_W | MAPP_US | MISO_W | 2025 | B6 | 300 | 0 | 2635 | 0 | 0 | 0 | 0 | 0 | 0 | 0 | 0 | 0 | 0 | 0
MAPP_US_2_MISO_W | MAPP_US | MISO_W | 2025 | B7 | 400 | 0 | 2635 | 0 | 0 | 0 | 0 | 0 | 0 | 0 | 0 | 0 | 0 | 0
MAPP_US_2_MISO_W | MAPP_US | MISO_W | 2025 | B8 | 500 | 0 | 2635 | 0 | 0 | 0 | 0 | 0 | 0 | 0 | 0 | 0 | 0 | 0
MAPP_US_2_MISO_W | MAPP_US | MISO_W | 2025 | B9 | 800 | 0 | 2635 | 0 | 0 | 0 | 0 | 0 | 0 | 0 | 0 | 0 | 0 | 0
MAPP_US_2_MISO_W | MAPP_US | MISO_W | 2025 | B10 | 1262 | 0 | 2635 | 0 | 0 | 0 | 0 | 0 | 0 | 0 | 0 | 0 | 0 | 0
MAPP_US_2_MISO_W | MAPP_US | MISO_W | 2025 | B11 | 25 | 0 | 2635 | 0 | 0 | 0 | 0 | 0 | 0 | 0 | 0 | 0 | 0 | 0
MAPP_US_2_MISO_W | MAPP_US | MISO_W | 2025 | B12 | 200 | 0 | 2635 | 741.91 | 0 | 0 | 0 | 0 | 0 | 0 | 0 | 0 | 0 | 0
MAPP_US_2_MISO_W | MAPP_US | MISO_W | 2025 | B13 | 600 | 0 | 2635 | 0 | 0 | 0 | 0 | 0 | 0 | 0 | 0 | 0 | 0 | 0
MAPP_US_2_MISO_W | MAPP_US | MISO_W | 2025 | B14 | 900 | 0 | 2635 | 0 | 0 | 0 | 0 | 0 | 0 | 0 | 0 | 0 | 0 | 0
MAPP_US_2_MISO_W | MAPP_US | MISO_W | 2025 | B15 | 1203 | 0 | 2635 | 0 | 0 | 0 | 0 | 0 | 0 | 0 | 0 | 0 | 0 | 0
MAPP_US_2_MISO_W | MAPP_US | MISO_W | 2025 | B16 | 25 | 0 | 2635 | 777.76 | 0 | 0 | 0 | 0 | 0 | 0 | 0 | 0 | 0 | 0
MAPP_US_2_MISO_W | MAPP_US | MISO_W | 2025 | B17 | 100 | 0 | 2635 | 856.19 | 0 | 724.78 | 0 | 0 | 0 | 0 | 0 | 0 | 0 | 0
MAPP_US_2_MISO_W | MAPP_US | MISO_W | 2025 | B18 | 400 | 0 | 2635 | 0 | 0 | 0 | 0 | 0 | 0 | 0 | 0 | 0 | 0 | 0
MAPP_US_2_MISO_W | MAPP_US | MISO_W | 2025 | B19 | 700 | 0 | 2635 | 0 | 0 | 0 | 0 | 0 | 0 | 0 | 0 | 0 | 0 | 0
MAPP_US_2_MISO_W | MAPP_US | MISO_W | 2025 | B20 | 935 | 0 | 2635 | 0 | 0 | 0 | 0 | 0 | 0 | 0 | 0 | 0 | 0 | 0
MAPP_US_2_MISO_W | MAPP_US | MISO_W | 2030 | B1 | 10 | 0 | 2635 | 1676.6 | 0 | 772.32 | 0 | 0 | 0 | 0 | 0 | 0 | 0 | 0
MAPP_US_2_MISO_W | MAPP_US | MISO_W | 2030 | B2 | 25 | 0 | 2635 | 0 | 0 | 0 | 0 | 0 | 0 | 0 | 0 | 0 | 0 | 0
MAPP_US_2_MISO_W | MAPP_US | MISO_W | 2030 | B3 | 75 | 0 | 2635 | 0 | 0 | 0 | 0 | 0 | 0 | 0 | 0 | 0 | 0 | 0
MAPP_US_2_MISO_W | MAPP_US | MISO_W | 2030 | B4 | 100 | 0 | 2635 | 0 | 0 | 0 | 0 | 0 | 0 | 0 | 0 | 0 | 0 | 0
MAPP_US_2_MISO_W | MAPP_US | MISO_W | 2030 | B5 | 200 | 0 | 2635 | 0 | 0 | 0 | 0 | 0 | 0 | 0 | 0 | 0 | 0 | 0
MAPP_US_2_MISO_W | MAPP_US | MISO_W | 2030 | B6 | 300 | 0 | 2635 | 0 | 0 | 0 | 0 | 0 | 0 | 0 | 0 | 0 | 0 | 0
MAPP_US_2_MISO_W | MAPP_US | MISO_W | 2030 | B7 | 400 | 0 | 2635 | 0 | 0 | 0 | 0 | 0 | 0 | 0 | 0 | 0 | 0 | 0
MAPP_US_2_MISO_W | MAPP_US | MISO_W | 2030 | B8 | 500 | 0 | 2635 | 0 | 0 | 0 | 0 | 0 | 0 | 0 | 0 | 0 | 0 | 0
MAPP_US_2_MISO_W | MAPP_US | MISO_W | 2030 | B9 | 800 | 0 | 2635 | 0 | 0 | 0 | 0 | 0 | 0 | 0 | 0 | 0 | 0 | 0
MAPP_US_2_MISO_W | MAPP_US | MISO_W | 2030 | B10 | 1262 | 0 | 2635 | 238.15 | 0 | 0 | 0 | 0 | 0 | 0 | 0 | 0 | 0 | 0
MAPP_US_2_MISO_W | MAPP_US | MISO_W | 2030 | B11 | 25 | 0 | 2635 | 826.2 | 0 | 0 | 0 | 0 | 0 | 0 | 0 | 0 | 0 | 0
MAPP_US_2_MISO_W | MAPP_US | MISO_W | 2030 | B12 | 200 | 0 | 2635 | 1293.63 | 0 | 837.79 | 0 | 0 | 0 | 0 | 0 | 0 | 0 | 0
MAPP_US_2_MISO_W | MAPP_US | MISO_W | 2030 | B13 | 600 | 0 | 2635 | 0 | 0 | 0 | 0 | 0 | 0 | 0 | 0 | 0 | 0 | 0
MAPP_US_2_MISO_W | MAPP_US | MISO_W | 2030 | B14 | 900 | 0 | 2635 | 0 | 0 | 0 | 0 | 0 | 0 | 0 | 0 | 0 | 0 | 0
MAPP_US_2_MISO_W | MAPP_US | MISO_W | 2030 | B15 | 1203 | 0 | 2635 | 0 | 0 | 0 | 0 | 0 | 0 | 0 | 0 | 0 | 0 | 0
MAPP_US_2_MISO_W | MAPP_US | MISO_W | 2030 | B16 | 25 | 0 | 2635 | 1006.52 | 0 | 0 | 0 | 0 | 0 | 0 | 0 | 0 | 0 | 0
MAPP_US_2_MISO_W | MAPP_US | MISO_W | 2030 | B17 | 100 | 0 | 2635 | 742.34 | 0 | 524.1 | 0 | 0 | 0 | 0 | 0 | 0 | 0 | 0
MAPP_US_2_MISO_W | MAPP_US | MISO_W | 2030 | B18 | 400 | 0 | 2635 | 0 | 0 | 0 | 0 | 0 | 0 | 0 | 0 | 0 | 0 | 0
MAPP_US_2_MISO_W | MAPP_US | MISO_W | 2030 | B19 | 700 | 0 | 2635 | 0 | 0 | 0 | 0 | 0 | 0 | 0 | 0 | 0 | 0 | 0
MAPP_US_2_MISO_W | MAPP_US | MISO_W | 2030 | B20 | 935 | 0 | 2635 | 0 | 0 | 0 | 0 | 0 | 0 | 0 | 0 | 0 | 0 | 0
MAPP_US_2_MISO_W | MAPP_US | MISO_W | 2035 | B1 | 10 | 0 | 2635 | 1948.45 | 0 | 1134.05 | 0 | 0 | 0 | 0 | 0 | 0 | 0 | 0
MAPP_US_2_MISO_W | MAPP_US | MISO_W | 2035 | B2 | 25 | 0 | 2635 | 0 | 0 | 0 | 0 | 0 | 0 | 0 | 0 | 0 | 0 | 0
MAPP_US_2_MISO_W | MAPP_US | MISO_W | 2035 | B3 | 75 | 0 | 2635 | 0 | 0 | 0 | 0 | 0 | 0 | 0 | 0 | 0 | 0 | 0
MAPP_US_2_MISO_W | MAPP_US | MISO_W | 2035 | B4 | 100 | 0 | 2635 | 0 | 0 | 485.42 | 0 | 0 | 0 | 0 | 0 | 0 | 0 | 0
MAPP_US_2_MISO_W | MAPP_US | MISO_W | 2035 | B5 | 200 | 0 | 2635 | 0 | 0 | 793.11 | 0 | 0 | 0 | 0 | 0 | 0 | 0 | 0
MAPP_US_2_MISO_W | MAPP_US | MISO_W | 2035 | B6 | 300 | 0 | 2635 | 0 | 0 | 0 | 0 | 0 | 0 | 0 | 0 | 0 | 0 | 0
MAPP_US_2_MISO_W | MAPP_US | MISO_W | 2035 | B7 | 400 | 0 | 2635 | 0 | 0 | 0 | 0 | 0 | 0 | 0 | 0 | 0 | 0 | 0
MAPP_US_2_MISO_W | MAPP_US | MISO_W | 2035 | B8 | 500 | 0 | 2635 | 0 | 0 | 0 | 0 | 0 | 0 | 0 | 0 | 0 | 0 | 0
MAPP_US_2_MISO_W | MAPP_US | MISO_W | 2035 | B9 | 800 | 0 | 2635 | 0 | 0 | 0 | 0 | 0 | 0 | 0 | 0 | 0 | 0 | 0
MAPP_US_2_MISO_W | MAPP_US | MISO_W | 2035 | B10 | 1262 | 0 | 2635 | 142.02 | 0 | 0 | 0 | 0 | 0 | 0 | 0 | 0 | 0 | 0
MAPP_US_2_MISO_W | MAPP_US | MISO_W | 2035 | B11 | 25 | 0 | 2635 | 151.32 | 0 | 0 | 0 | 0 | 0 | 0 | 0 | 0 | 0 | 0
MAPP_US_2_MISO_W | MAPP_US | MISO_W | 2035 | B12 | 200 | 0 | 2635 | 1225.97 | 0 | 882.13 | 0 | 0 | 0 | 0 | 0 | 0 | 0 | 0
MAPP_US_2_MISO_W | MAPP_US | MISO_W | 2035 | B13 | 600 | 0 | 2635 | 0 | 0 | 0 | 0 | 0 | 0 | 0 | 0 | 0 | 0 | 0
MAPP_US_2_MISO_W | MAPP_US | MISO_W | 2035 | B14 | 900 | 0 | 2635 | 0 | 0 | 0 | 0 | 0 | 0 | 0 | 0 | 0 | 0 | 0
MAPP_US_2_MISO_W | MAPP_US | MISO_W | 2035 | B15 | 1203 | 0 | 2635 | 0 | 0 | 0 | 0 | 0 | 0 | 0 | 0 | 0 | 0 | 0
MAPP_US_2_MISO_W | MAPP_US | MISO_W | 2035 | B16 | 25 | 0 | 2635 | 28.36 | 0 | 1418.93 | 0 | 0 | 0 | 0 | 0 | 0 | 0 | 0
MAPP_US_2_MISO_W | MAPP_US | MISO_W | 2035 | B17 | 100 | 0 | 2635 | 687.02 | 0 | 687.02 | 0 | 0 | 0 | 0 | 0 | 0 | 0 | 0
MAPP_US_2_MISO_W | MAPP_US | MISO_W | 2035 | B18 | 400 | 0 | 2635 | 0 | 0 | 0 | 0 | 0 | 0 | 0 | 0 | 0 | 0 | 0
MAPP_US_2_MISO_W | MAPP_US | MISO_W | 2035 | B19 | 700 | 0 | 2635 | 0 | 0 | 0 | 0 | 0 | 0 | 0 | 0 | 0 | 0 | 0
MAPP_US_2_MISO_W | MAPP_US | MISO_W | 2035 | B20 | 935 | 0 | 2635 | 55.12 | 0 | 0 | 0 | 0 | 0 | 0 | 0 | 0 | 0 | 0
MAPP_US_2_MISO_W | MAPP_US | MISO_W | 2040 | B1 | 10 | 0 | 2635 | 1783.16 | 0 | 1013.5 | 0 | 0 | 0 | 0 | 0 | 0 | 0 | 0
MAPP_US_2_MISO_W | MAPP_US | MISO_W | 2040 | B2 | 25 | 0 | 2635 | 0 | 0 | 703.91 | 0 | 0 | 0 | 0 | 0 | 0 | 0 | 0
MAPP_US_2_MISO_W | MAPP_US | MISO_W | 2040 | B3 | 75 | 0 | 2635 | 0 | 0 | 0 | 0 | 0 | 0 | 0 | 0 | 0 | 0 | 0
MAPP_US_2_MISO_W | MAPP_US | MISO_W | 2040 | B4 | 100 | 0 | 2635 | 44.39 | 0 | 799.68 | 0 | 0 | 0 | 0 | 0 | 0 | 0 | 0
MAPP_US_2_MISO_W | MAPP_US | MISO_W | 2040 | B5 | 200 | 0 | 2635 | 392.26 | 0 | 1149.97 | 0 | 0 | 0 | 0 | 0 | 0 | 0 | 0
MAPP_US_2_MISO_W | MAPP_US | MISO_W | 2040 | B6 | 300 | 0 | 2635 | 0 | 0 | 0 | 0 | 0 | 0 | 0 | 0 | 0 | 0 | 0
MAPP_US_2_MISO_W | MAPP_US | MISO_W | 2040 | B7 | 400 | 0 | 2635 | 0 | 0 | 0 | 0 | 0 | 0 | 0 | 0 | 0 | 0 | 0
MAPP_US_2_MISO_W | MAPP_US | MISO_W | 2040 | B8 | 500 | 0 | 2635 | 519.91 | 0 | 0 | 0 | 0 | 0 | 0 | 0 | 0 | 0 | 0
MAPP_US_2_MISO_W | MAPP_US | MISO_W | 2040 | B9 | 800 | 0 | 2635 | 282.81 | 0 | 0 | 0 | 0 | 0 | 0 | 0 | 0 | 0 | 0
MAPP_US_2_MISO_W | MAPP_US | MISO_W | 2040 | B10 | 1262 | 0 | 2635 | 452.37 | 0 | 0 | 0 | 0 | 0 | 0 | 0 | 0 | 0 | 0
MAPP_US_2_MISO_W | MAPP_US | MISO_W | 2040 | B11 | 25 | 0 | 2635 | 985.97 | 0 | 0 | 0 | 0 | 0 | 0 | 0 | 0 | 0 | 0
MAPP_US_2_MISO_W | MAPP_US | MISO_W | 2040 | B12 | 200 | 0 | 2635 | 936.82 | 0 | 1007.65 | 0 | 0 | 0 | 0 | 0 | 0 | 0 | 0
MAPP_US_2_MISO_W | MAPP_US | MISO_W | 2040 | B13 | 600 | 0 | 2635 | 278.79 | 0 | 603.26 | 0 | 0 | 0 | 0 | 0 | 0 | 0 | 0
MAPP_US_2_MISO_W | MAPP_US | MISO_W | 2040 | B14 | 900 | 0 | 2635 | 0 | 0 | 0 | 0 | 0 | 0 | 0 | 0 | 0 | 0 | 0
MAPP_US_2_MISO_W | MAPP_US | MISO_W | 2040 | B15 | 1203 | 0 | 2635 | 59.72 | 0 | 0 | 0 | 0 | 0 | 0 | 0 | 0 | 0 | 0
MAPP_US_2_MISO_W | MAPP_US | MISO_W | 2040 | B16 | 25 | 0 | 2635 | 941.99 | 0 | 1424.92 | 0 | 0 | 0 | 0 | 0 | 0 | 0 | 0
MAPP_US_2_MISO_W | MAPP_US | MISO_W | 2040 | B17 | 100 | 0 | 2635 | 727.69 | 0 | 520.32 | 0 | 0 | 0 | 0 | 0 | 0 | 0 | 0
MAPP_US_2_MISO_W | MAPP_US | MISO_W | 2040 | B18 | 400 | 0 | 2635 | 0 | 0 | 0 | 0 | 0 | 0 | 0 | 0 | 0 | 0 | 0
MAPP_US_2_MISO_W | MAPP_US | MISO_W | 2040 | B19 | 700 | 0 | 2635 | 0 | 0 | 0 | 0 | 0 | 0 | 0 | 0 | 0 | 0 | 0
MAPP_US_2_MISO_W | MAPP_US | MISO_W | 2040 | B20 | 935 | 0 | 2635 | 130.85 | 0 | 0 | 0 | 0 | 0 | 0 | 0 | 0 | 0 | 0
MAPP_US_2_MISO_W | MAPP_US | MISO_W | 2045 | B1 | 10 | 0 | 2635 | 0 | 0 | 975.08 | 0 | 0 | 0 | 0 | 0 | 0 | 0 | 0
MAPP_US_2_MISO_W | MAPP_US | MISO_W | 2045 | B2 | 25 | 0 | 2635 | 0 | 0 | 561.62 | 0 | 0 | 0 | 0 | 0 | 0 | 0 | 0
MAPP_US_2_MISO_W | MAPP_US | MISO_W | 2045 | B3 | 75 | 0 | 2635 | 0 | 0 | 0 | 0 | 0 | 0 | 0 | 0 | 0 | 0 | 0
MAPP_US_2_MISO_W | MAPP_US | MISO_W | 2045 | B4 | 100 | 0 | 2635 | 81.74 | 0 | 848.88 | 0 | 0 | 0 | 0 | 0 | 0 | 0 | 0
MAPP_US_2_MISO_W | MAPP_US | MISO_W | 2045 | B5 | 200 | 0 | 2635 | 1110.32 | 0 | 0 | 0 | 0 | 0 | 0 | 0 | 0 | 0 | 0
MAPP_US_2_MISO_W | MAPP_US | MISO_W | 2045 | B6 | 300 | 0 | 2635 | 0 | 0 | 0 | 0 | 0 | 0 | 0 | 0 | 0 | 0 | 0
MAPP_US_2_MISO_W | MAPP_US | MISO_W | 2045 | B7 | 400 | 0 | 2635 | 0 | 0 | 0 | 0 | 0 | 0 | 0 | 0 | 0 | 0 | 0
MAPP_US_2_MISO_W | MAPP_US | MISO_W | 2045 | B8 | 500 | 0 | 2635 | 417.8 | 0 | 0 | 0 | 0 | 0 | 0 | 0 | 0 | 0 | 0
MAPP_US_2_MISO_W | MAPP_US | MISO_W | 2045 | B9 | 800 | 0 | 2635 | 490.24 | 0 | 0 | 0 | 0 | 0 | 0 | 0 | 0 | 0 | 0
MAPP_US_2_MISO_W | MAPP_US | MISO_W | 2045 | B10 | 1262 | 0 | 2635 | 0 | 0 | 43.76 | 0 | 0 | 0 | 0 | 0 | 0 | 0 | 0
MAPP_US_2_MISO_W | MAPP_US | MISO_W | 2045 | B11 | 25 | 0 | 2635 | 966.39 | 0 | 0 | 0 | 0 | 0 | 0 | 0 | 0 | 0 | 0
MAPP_US_2_MISO_W | MAPP_US | MISO_W | 2045 | B12 | 200 | 0 | 2635 | 677.12 | 0 | 903.71 | 0 | 0 | 0 | 0 | 0 | 0 | 0 | 0
MAPP_US_2_MISO_W | MAPP_US | MISO_W | 2045 | B13 | 600 | 0 | 2635 | 153.01 | 0 | 735.94 | 0 | 0 | 0 | 0 | 0 | 0 | 0 | 0
MAPP_US_2_MISO_W | MAPP_US | MISO_W | 2045 | B14 | 900 | 0 | 2635 | 0 | 0 | 0 | 0 | 0 | 0 | 0 | 0 | 0 | 0 | 0
MAPP_US_2_MISO_W | MAPP_US | MISO_W | 2045 | B15 | 1203 | 0 | 2635 | 0 | 0 | 0 | 0 | 0 | 0 | 0 | 0 | 0 | 0 | 0
MAPP_US_2_MISO_W | MAPP_US | MISO_W | 2045 | B16 | 25 | 0 | 2635 | 0 | 0 | 1867.68 | 0 | 0 | 0 | 0 | 0 | 0 | 0 | 0
MAPP_US_2_MISO_W | MAPP_US | MISO_W | 2045 | B17 | 100 | 0 | 2635 | 566.84 | 0 | 1108.56 | 0 | 0 | 0 | 0 | 0 | 0 | 0 | 0
MAPP_US_2_MISO_W | MAPP_US | MISO_W | 2045 | B18 | 400 | 0 | 2635 | 0 | 0 | 80.3 | 0 | 0 | 0 | 0 | 0 | 0 | 0 | 0
MAPP_US_2_MISO_W | MAPP_US | MISO_W | 2045 | B19 | 700 | 0 | 2635 | 0 | 0 | 0 | 0 | 0 | 0 | 0 | 0 | 0 | 0 | 0
MAPP_US_2_MISO_W | MAPP_US | MISO_W | 2045 | B20 | 935 | 0 | 2635 | 0 | 0 | 0 | 0 | 0 | 0 | 0 | 0 | 0 | 0 | 0
MAPP_US_2_MISO_W | MAPP_US | MISO_W | 2050 | B1 | 10 | 0 | 2635 | 0 | 0 | 1005.08 | 0 | 0 | 0 | 0 | 0 | 0 | 0 | 0
MAPP_US_2_MISO_W | MAPP_US | MISO_W | 2050 | B2 | 25 | 0 | 2635 | 0 | 0 | 595.43 | 0 | 0 | 0 | 0 | 0 | 0 | 0 | 0
MAPP_US_2_MISO_W | MAPP_US | MISO_W | 2050 | B3 | 75 | 0 | 2635 | 0 | 0 | 0 | 0 | 0 | 0 | 0 | 0 | 0 | 0 | 0
MAPP_US_2_MISO_W | MAPP_US | MISO_W | 2050 | B4 | 100 | 0 | 2635 | 0 | 0 | 1029.95 | 0 | 0 | 0 | 0 | 0 | 0 | 0 | 0
MAPP_US_2_MISO_W | MAPP_US | MISO_W | 2050 | B5 | 200 | 0 | 2635 | 0 | 0 | 0 | 0 | 0 | 0 | 0 | 0 | 0 | 0 | 0
MAPP_US_2_MISO_W | MAPP_US | MISO_W | 2050 | B6 | 300 | 0 | 2635 | 0 | 0 | 0 | 0 | 0 | 0 | 0 | 0 | 0 | 0 | 0
MAPP_US_2_MISO_W | MAPP_US | MISO_W | 2050 | B7 | 400 | 0 | 2635 | 0 | 0 | 0 | 0 | 0 | 0 | 0 | 0 | 0 | 0 | 0
MAPP_US_2_MISO_W | MAPP_US | MISO_W | 2050 | B8 | 500 | 0 | 2635 | 639.47 | 0 | 0 | 0 | 0 | 0 | 0 | 0 | 0 | 0 | 0
MAPP_US_2_MISO_W | MAPP_US | MISO_W | 2050 | B9 | 800 | 0 | 2635 | 633.45 | 0 | 0 | 0 | 0 | 0 | 0 | 0 | 0 | 0 | 0
MAPP_US_2_MISO_W | MAPP_US | MISO_W | 2050 | B10 | 1262 | 0 | 2635 | 0 | 0 | 0 | 0 | 0 | 0 | 0 | 0 | 0 | 0 | 0
MAPP_US_2_MISO_W | MAPP_US | MISO_W | 2050 | B11 | 25 | 0 | 2635 | 1025.25 | 0 | 0 | 0 | 0 | 0 | 0 | 0 | 0 | 0 | 0
MAPP_US_2_MISO_W | MAPP_US | MISO_W | 2050 | B12 | 200 | 0 | 2635 | 0 | 0 | 927.2 | 0 | 0 | 0 | 0 | 0 | 0 | 0 | 0
MAPP_US_2_MISO_W | MAPP_US | MISO_W | 2050 | B13 | 600 | 0 | 2635 | 351.1 | 0 | 0 | 0 | 0 | 0 | 0 | 0 | 0 | 0 | 0
MAPP_US_2_MISO_W | MAPP_US | MISO_W | 2050 | B14 | 900 | 0 | 2635 | 0 | 0 | 0 | 0 | 0 | 0 | 0 | 0 | 0 | 0 | 0
MAPP_US_2_MISO_W | MAPP_US | MISO_W | 2050 | B15 | 1203 | 0 | 2635 | 0 | 0 | 87.51 | 0 | 0 | 0 | 0 | 0 | 0 | 0 | 0
MAPP_US_2_MISO_W | MAPP_US | MISO_W | 2050 | B16 | 25 | 0 | 2635 | 27.4 | 0 | 1924.32 | 0 | 0 | 0 | 0 | 0 | 0 | 0 | 0
MAPP_US_2_MISO_W | MAPP_US | MISO_W | 2050 | B17 | 100 | 0 | 2635 | 517.47 | 0 | 993.15 | 0 | 0 | 0 | 0 | 0 | 0 | 0 | 0
MAPP_US_2_MISO_W | MAPP_US | MISO_W | 2050 | B18 | 400 | 0 | 2635 | 98.51 | 0 | 350.22 | 0 | 0 | 0 | 0 | 0 | 0 | 0 | 0
MAPP_US_2_MISO_W | MAPP_US | MISO_W | 2050 | B19 | 700 | 0 | 2635 | 0 | 0 | 0 | 0 | 0 | 0 | 0 | 0 | 0 | 0 | 0
MAPP_US_2_MISO_W | MAPP_US | MISO_W | 2050 | B20 | 935 | 0 | 2635 | 0 | 0 | 636.79 | 0 | 0 | 0 | 0 | 0 | 0 | 0 | 0
MAPP_US_2_NE | MAPP_US | NE | 2015 | B1 | 10 | 0 | 2000 | 583.19 | 0 | 285.21 | 0 | 0 | 0 | 0 | 0 | 0 | 0 | 0
MAPP_US_2_NE | MAPP_US | NE | 2015 | B2 | 25 | 0 | 2000 | 1028.39 | 0 | 1603.69 | 0 | 0 | 0 | 0 | 0 | 0 | 0 | 0
MAPP_US_2_NE | MAPP_US | NE | 2015 | B3 | 75 | 0 | 2000 | 996.88 | 0 | 1353.02 | 0 | 0 | 0 | 0 | 0 | 0 | 0 | 0
MAPP_US_2_NE | MAPP_US | NE | 2015 | B4 | 100 | 0 | 2000 | 1010.3 | 0 | 773.59 | 0 | 0 | 0 | 0 | 0 | 0 | 0 | 0
MAPP_US_2_NE | MAPP_US | NE | 2015 | B5 | 200 | 0 | 2000 | 1177.75 | 0 | 1383.89 | 0 | 0 | 0 | 0 | 0 | 0 | 0 | 0
MAPP_US_2_NE | MAPP_US | NE | 2015 | B6 | 300 | 0 | 2000 | 1218.52 | 0 | 1627.93 | 0 | 0 | 0 | 0 | 0 | 0 | 0 | 0
MAPP_US_2_NE | MAPP_US | NE | 2015 | B7 | 400 | 0 | 2000 | 1123.83 | 0 | 1944.77 | 0 | 0 | 0 | 0 | 0 | 0 | 0 | 0
MAPP_US_2_NE | MAPP_US | NE | 2015 | B8 | 500 | 0 | 2000 | 1020.49 | 0 | 1830.73 | 0 | 0 | 0 | 0 | 0 | 0 | 0 | 0
MAPP_US_2_NE | MAPP_US | NE | 2015 | B9 | 800 | 0 | 2000 | 649.53 | 0 | 1088.45 | 0 | 0 | 0 | 0 | 0 | 0 | 0 | 0
MAPP_US_2_NE | MAPP_US | NE | 2015 | B10 | 1262 | 0 | 2000 | 242.83 | 0 | 967.87 | 0 | 0 | 0 | 0 | 0 | 0 | 0 | 0
MAPP_US_2_NE | MAPP_US | NE | 2015 | B11 | 25 | 0 | 2000 | 578.11 | 0 | 1514.81 | 0 | 0 | 0 | 0 | 0 | 0 | 0 | 0
MAPP_US_2_NE | MAPP_US | NE | 2015 | B12 | 200 | 0 | 2000 | 458.83 | 0 | 266.28 | 0 | 0 | 0 | 0 | 0 | 0 | 0 | 0
MAPP_US_2_NE | MAPP_US | NE | 2015 | B13 | 600 | 0 | 2000 | 681.6 | 0 | 870.95 | 0 | 0 | 0 | 0 | 0 | 0 | 0 | 0
MAPP_US_2_NE | MAPP_US | NE | 2015 | B14 | 900 | 0 | 2000 | 175.45 | 0 | 0 | 0 | 0 | 0 | 0 | 0 | 0 | 0 | 0
MAPP_US_2_NE | MAPP_US | NE | 2015 | B15 | 1203 | 0 | 2000 | 57.06 | 0 | 0 | 0 | 0 | 0 | 0 | 0 | 0 | 0 | 0
MAPP_US_2_NE | MAPP_US | NE | 2015 | B16 | 25 | 0 | 2000 | 6.11 | 0 | 75.29 | 0 | 0 | 0 | 0 | 0 | 0 | 0 | 0
MAPP_US_2_NE | MAPP_US | NE | 2015 | B17 | 100 | 0 | 2000 | 0 | 0 | 0 | 0 | 0 | 0 | 0 | 0 | 0 | 0 | 0
MAPP_US_2_NE | MAPP_US | NE | 2015 | B18 | 400 | 0 | 2000 | 631.09 | 0 | 1115.5 | 0 | 0 | 0 | 0 | 0 | 0 | 0 | 0
MAPP_US_2_NE | MAPP_US | NE | 2015 | B19 | 700 | 0 | 2000 | 22.79 | 0 | 154.38 | 0 | 0 | 0 | 0 | 0 | 0 | 0 | 0
MAPP_US_2_NE | MAPP_US | NE | 2015 | B20 | 935 | 0 | 2000 | 113.93 | 0 | 573.81 | 0 | 0 | 0 | 0 | 0 | 0 | 0 | 0
MAPP_US_2_NE | MAPP_US | NE | 2020 | B1 | 10 | 0 | 2000 | 702.56 | 0 | 1012.2 | 0 | 0 | 0 | 0 | 0 | 0 | 0 | 0
MAPP_US_2_NE | MAPP_US | NE | 2020 | B2 | 25 | 0 | 2000 | 1076.6 | 0 | 1213.13 | 0 | 0 | 0 | 0 | 0 | 0 | 0 | 0
MAPP_US_2_NE | MAPP_US | NE | 2020 | B3 | 75 | 0 | 2000 | 1044.34 | 0 | 1204.52 | 0 | 0 | 0 | 0 | 0 | 0 | 0 | 0
MAPP_US_2_NE | MAPP_US | NE | 2020 | B4 | 100 | 0 | 2000 | 1312.21 | 0 | 1472.39 | 0 | 0 | 0 | 0 | 0 | 0 | 0 | 0
MAPP_US_2_NE | MAPP_US | NE | 2020 | B5 | 200 | 0 | 2000 | 1010.62 | 0 | 1020.8 | 0 | 0 | 0 | 0 | 0 | 0 | 0 | 0
MAPP_US_2_NE | MAPP_US | NE | 2020 | B6 | 300 | 0 | 2000 | 1114.33 | 0 | 1274.51 | 0 | 0 | 0 | 0 | 0 | 0 | 0 | 0
MAPP_US_2_NE | MAPP_US | NE | 2020 | B7 | 400 | 0 | 2000 | 1068.18 | 0 | 1636.15 | 0 | 0 | 0 | 0 | 0 | 0 | 0 | 0
MAPP_US_2_NE | MAPP_US | NE | 2020 | B8 | 500 | 0 | 2000 | 1079.08 | 0 | 1552.15 | 0 | 0 | 0 | 0 | 0 | 0 | 0 | 0
MAPP_US_2_NE | MAPP_US | NE | 2020 | B9 | 800 | 0 | 2000 | 668.83 | 0 | 833.43 | 0 | 0 | 0 | 0 | 0 | 0 | 0 | 0
MAPP_US_2_NE | MAPP_US | NE | 2020 | B10 | 1262 | 0 | 2000 | 398.98 | 0 | 749.56 | 0 | 0 | 0 | 0 | 0 | 0 | 0 | 0
MAPP_US_2_NE | MAPP_US | NE | 2020 | B11 | 25 | 0 | 2000 | 1699.95 | 0 | 1347.3 | 0 | 0 | 0 | 0 | 0 | 0 | 0 | 0
MAPP_US_2_NE | MAPP_US | NE | 2020 | B12 | 200 | 0 | 2000 | 0 | 0 | 234.32 | 0 | 0 | 0 | 0 | 0 | 0 | 0 | 0
MAPP_US_2_NE | MAPP_US | NE | 2020 | B13 | 600 | 0 | 2000 | 585.75 | 0 | 425.15 | 0 | 0 | 0 | 0 | 0 | 0 | 0 | 0
MAPP_US_2_NE | MAPP_US | NE | 2020 | B14 | 900 | 0 | 2000 | 0 | 0 | 0 | 0 | 0 | 0 | 0 | 0 | 0 | 0 | 0
MAPP_US_2_NE | MAPP_US | NE | 2020 | B15 | 1203 | 0 | 2000 | 0 | 0 | 0 | 0 | 0 | 0 | 0 | 0 | 0 | 0 | 0
MAPP_US_2_NE | MAPP_US | NE | 2020 | B16 | 25 | 0 | 2000 | 584.82 | 0 | 1154.98 | 0 | 0 | 0 | 0 | 0 | 0 | 0 | 0
MAPP_US_2_NE | MAPP_US | NE | 2020 | B17 | 100 | 0 | 2000 | 0 | 0 | 0 | 0 | 0 | 0 | 0 | 0 | 0 | 0 | 0
MAPP_US_2_NE | MAPP_US | NE | 2020 | B18 | 400 | 0 | 2000 | 0 | 0 | 171.13 | 0 | 0 | 0 | 0 | 0 | 0 | 0 | 0
MAPP_US_2_NE | MAPP_US | NE | 2020 | B19 | 700 | 0 | 2000 | 0 | 0 | 0 | 0 | 0 | 0 | 0 | 0 | 0 | 0 | 0
MAPP_US_2_NE | MAPP_US | NE | 2020 | B20 | 935 | 0 | 2000 | 0 | 0 | 274.56 | 0 | 0 | 0 | 0 | 0 | 0 | 0 | 0
MAPP_US_2_NE | MAPP_US | NE | 2025 | B1 | 10 | 0 | 2000 | 881.72 | 0 | 596.81 | 0 | 0 | 0 | 0 | 0 | 0 | 0 | 0
MAPP_US_2_NE | MAPP_US | NE | 2025 | B2 | 25 | 0 | 2000 | 1114.92 | 0 | 1162.14 | 0 | 0 | 0 | 0 | 0 | 0 | 0 | 0
MAPP_US_2_NE | MAPP_US | NE | 2025 | B3 | 75 | 0 | 2000 | 1075.55 | 0 | 1122.76 | 0 | 0 | 0 | 0 | 0 | 0 | 0 | 0
MAPP_US_2_NE | MAPP_US | NE | 2025 | B4 | 100 | 0 | 2000 | 1352.98 | 0 | 1400.19 | 0 | 0 | 0 | 0 | 0 | 0 | 0 | 0
MAPP_US_2_NE | MAPP_US | NE | 2025 | B5 | 200 | 0 | 2000 | 1043.29 | 0 | 953.16 | 0 | 0 | 0 | 0 | 0 | 0 | 0 | 0
MAPP_US_2_NE | MAPP_US | NE | 2025 | B6 | 300 | 0 | 2000 | 1168.71 | 0 | 1215.92 | 0 | 0 | 0 | 0 | 0 | 0 | 0 | 0
MAPP_US_2_NE | MAPP_US | NE | 2025 | B7 | 400 | 0 | 2000 | 1278.69 | 0 | 1325.9 | 0 | 0 | 0 | 0 | 0 | 0 | 0 | 0
MAPP_US_2_NE | MAPP_US | NE | 2025 | B8 | 500 | 0 | 2000 | 1263.1 | 0 | 1520.29 | 0 | 0 | 0 | 0 | 0 | 0 | 0 | 0
MAPP_US_2_NE | MAPP_US | NE | 2025 | B9 | 800 | 0 | 2000 | 836.47 | 0 | 813.42 | 0 | 0 | 0 | 0 | 0 | 0 | 0 | 0
MAPP_US_2_NE | MAPP_US | NE | 2025 | B10 | 1262 | 0 | 2000 | 509.82 | 0 | 947.5 | 0 | 0 | 0 | 0 | 0 | 0 | 0 | 0
MAPP_US_2_NE | MAPP_US | NE | 2025 | B11 | 25 | 0 | 2000 | 1741.31 | 0 | 1436.95 | 0 | 0 | 0 | 0 | 0 | 0 | 0 | 0
MAPP_US_2_NE | MAPP_US | NE | 2025 | B12 | 200 | 0 | 2000 | 268.73 | 0 | 833.43 | 0 | 0 | 0 | 0 | 0 | 0 | 0 | 0
MAPP_US_2_NE | MAPP_US | NE | 2025 | B13 | 600 | 0 | 2000 | 755.9 | 0 | 370.01 | 0 | 0 | 0 | 0 | 0 | 0 | 0 | 0
MAPP_US_2_NE | MAPP_US | NE | 2025 | B14 | 900 | 0 | 2000 | 0 | 0 | 0 | 0 | 0 | 0 | 0 | 0 | 0 | 0 | 0
MAPP_US_2_NE | MAPP_US | NE | 2025 | B15 | 1203 | 0 | 2000 | 0 | 0 | 6.57 | 0 | 0 | 0 | 0 | 0 | 0 | 0 | 0
MAPP_US_2_NE | MAPP_US | NE | 2025 | B16 | 25 | 0 | 2000 | 780.09 | 0 | 1591.44 | 0 | 0 | 0 | 0 | 0 | 0 | 0 | 0
MAPP_US_2_NE | MAPP_US | NE | 2025 | B17 | 100 | 0 | 2000 | 0 | 0 | 0 | 0 | 0 | 0 | 0 | 0 | 0 | 0 | 0
MAPP_US_2_NE | MAPP_US | NE | 2025 | B18 | 400 | 0 | 2000 | 0 | 0 | 199.85 | 0 | 0 | 0 | 0 | 0 | 0 | 0 | 0
MAPP_US_2_NE | MAPP_US | NE | 2025 | B19 | 700 | 0 | 2000 | 0 | 0 | 49.97 | 0 | 0 | 0 | 0 | 0 | 0 | 0 | 0
MAPP_US_2_NE | MAPP_US | NE | 2025 | B20 | 935 | 0 | 2000 | 138.33 | 0 | 336.92 | 0 | 0 | 0 | 0 | 0 | 0 | 0 | 0
MAPP_US_2_NE | MAPP_US | NE | 2030 | B1 | 10 | 0 | 2000 | 0 | 0 | 0 | 0 | 0 | 0 | 0 | 0 | 0 | 0 | 0
MAPP_US_2_NE | MAPP_US | NE | 2030 | B2 | 25 | 0 | 2000 | 732.05 | 0 | 859.59 | 0 | 0 | 0 | 0 | 0 | 0 | 0 | 0
MAPP_US_2_NE | MAPP_US | NE | 2030 | B3 | 75 | 0 | 2000 | 690.75 | 0 | 818.29 | 0 | 0 | 0 | 0 | 0 | 0 | 0 | 0
MAPP_US_2_NE | MAPP_US | NE | 2030 | B4 | 100 | 0 | 2000 | 981.77 | 0 | 1109.31 | 0 | 0 | 0 | 0 | 0 | 0 | 0 | 0
MAPP_US_2_NE | MAPP_US | NE | 2030 | B5 | 200 | 0 | 2000 | 980.93 | 0 | 668.74 | 0 | 0 | 0 | 0 | 0 | 0 | 0 | 0
MAPP_US_2_NE | MAPP_US | NE | 2030 | B6 | 300 | 0 | 2000 | 816.82 | 0 | 944.36 | 0 | 0 | 0 | 0 | 0 | 0 | 0 | 0
MAPP_US_2_NE | MAPP_US | NE | 2030 | B7 | 400 | 0 | 2000 | 779.65 | 0 | 1073.02 | 0 | 0 | 0 | 0 | 0 | 0 | 0 | 0
MAPP_US_2_NE | MAPP_US | NE | 2030 | B8 | 500 | 0 | 2000 | 1058.2 | 0 | 1286.71 | 0 | 0 | 0 | 0 | 0 | 0 | 0 | 0
MAPP_US_2_NE | MAPP_US | NE | 2030 | B9 | 800 | 0 | 2000 | 532.16 | 0 | 596.6 | 0 | 0 | 0 | 0 | 0 | 0 | 0 | 0
MAPP_US_2_NE | MAPP_US | NE | 2030 | B10 | 1262 | 0 | 2000 | 0 | 0 | 556.15 | 0 | 0 | 0 | 0 | 0 | 0 | 0 | 0
MAPP_US_2_NE | MAPP_US | NE | 2030 | B11 | 25 | 0 | 2000 | 802.57 | 0 | 1423.82 | 0 | 0 | 0 | 0 | 0 | 0 | 0 | 0
MAPP_US_2_NE | MAPP_US | NE | 2030 | B12 | 200 | 0 | 2000 | 0 | 0 | 0 | 0 | 0 | 0 | 0 | 0 | 0 | 0 | 0
MAPP_US_2_NE | MAPP_US | NE | 2030 | B13 | 600 | 0 | 2000 | 825.54 | 0 | 0 | 0 | 0 | 0 | 0 | 0 | 0 | 0 | 0
MAPP_US_2_NE | MAPP_US | NE | 2030 | B14 | 900 | 0 | 2000 | 0 | 0 | 0 | 0 | 0 | 0 | 0 | 0 | 0 | 0 | 0
MAPP_US_2_NE | MAPP_US | NE | 2030 | B15 | 1203 | 0 | 2000 | 0 | 0 | 0 | 0 | 0 | 0 | 0 | 0 | 0 | 0 | 0
MAPP_US_2_NE | MAPP_US | NE | 2030 | B16 | 25 | 0 | 2000 | 252.64 | 0 | 1221.81 | 0 | 0 | 0 | 0 | 0 | 0 | 0 | 0
MAPP_US_2_NE | MAPP_US | NE | 2030 | B17 | 100 | 0 | 2000 | 0 | 0 | 0 | 0 | 0 | 0 | 0 | 0 | 0 | 0 | 0
MAPP_US_2_NE | MAPP_US | NE | 2030 | B18 | 400 | 0 | 2000 | 0 | 0 | 0 | 0 | 0 | 0 | 0 | 0 | 0 | 0 | 0
MAPP_US_2_NE | MAPP_US | NE | 2030 | B19 | 700 | 0 | 2000 | 0 | 0 | 0 | 0 | 0 | 0 | 0 | 0 | 0 | 0 | 0
MAPP_US_2_NE | MAPP_US | NE | 2030 | B20 | 935 | 0 | 2000 | 0 | 0 | 0 | 0 | 0 | 0 | 0 | 0 | 0 | 0 | 0
MAPP_US_2_NE | MAPP_US | NE | 2035 | B1 | 10 | 0 | 2000 | 0 | 0 | 0 | 0 | 0 | 0 | 0 | 0 | 0 | 0 | 0
MAPP_US_2_NE | MAPP_US | NE | 2035 | B2 | 25 | 0 | 2000 | 1327.99 | 0 | 1039.22 | 0 | 0 | 0 | 0 | 0 | 0 | 0 | 0
MAPP_US_2_NE | MAPP_US | NE | 2035 | B3 | 75 | 0 | 2000 | 1108.34 | 0 | 996 | 0 | 0 | 0 | 0 | 0 | 0 | 0 | 0
MAPP_US_2_NE | MAPP_US | NE | 2035 | B4 | 100 | 0 | 2000 | 1622.08 | 0 | 235.96 | 0 | 0 | 0 | 0 | 0 | 0 | 0 | 0
MAPP_US_2_NE | MAPP_US | NE | 2035 | B5 | 200 | 0 | 2000 | 1804.24 | 0 | 73.3 | 0 | 0 | 0 | 0 | 0 | 0 | 0 | 0
MAPP_US_2_NE | MAPP_US | NE | 2035 | B6 | 300 | 0 | 2000 | 1104.37 | 0 | 1154.83 | 0 | 0 | 0 | 0 | 0 | 0 | 0 | 0
MAPP_US_2_NE | MAPP_US | NE | 2035 | B7 | 400 | 0 | 2000 | 1251.61 | 0 | 1302.07 | 0 | 0 | 0 | 0 | 0 | 0 | 0 | 0
MAPP_US_2_NE | MAPP_US | NE | 2035 | B8 | 500 | 0 | 2000 | 1484.52 | 0 | 1534.98 | 0 | 0 | 0 | 0 | 0 | 0 | 0 | 0
MAPP_US_2_NE | MAPP_US | NE | 2035 | B9 | 800 | 0 | 2000 | 811.08 | 0 | 861.54 | 0 | 0 | 0 | 0 | 0 | 0 | 0 | 0
MAPP_US_2_NE | MAPP_US | NE | 2035 | B10 | 1262 | 0 | 2000 | 488.98 | 0 | 681.46 | 0 | 0 | 0 | 0 | 0 | 0 | 0 | 0
MAPP_US_2_NE | MAPP_US | NE | 2035 | B11 | 25 | 0 | 2000 | 1827.8 | 0 | 1473.48 | 0 | 0 | 0 | 0 | 0 | 0 | 0 | 0
MAPP_US_2_NE | MAPP_US | NE | 2035 | B12 | 200 | 0 | 2000 | 54.61 | 0 | 0 | 0 | 0 | 0 | 0 | 0 | 0 | 0 | 0
MAPP_US_2_NE | MAPP_US | NE | 2035 | B13 | 600 | 0 | 2000 | 816.93 | 0 | 482.8 | 0 | 0 | 0 | 0 | 0 | 0 | 0 | 0
MAPP_US_2_NE | MAPP_US | NE | 2035 | B14 | 900 | 0 | 2000 | 0 | 0 | 0 | 0 | 0 | 0 | 0 | 0 | 0 | 0 | 0
MAPP_US_2_NE | MAPP_US | NE | 2035 | B15 | 1203 | 0 | 2000 | 0 | 0 | 0 | 0 | 0 | 0 | 0 | 0 | 0 | 0 | 0
MAPP_US_2_NE | MAPP_US | NE | 2035 | B16 | 25 | 0 | 2000 | 1369.21 | 0 | 0 | 0 | 0 | 0 | 0 | 0 | 0 | 0 | 0
MAPP_US_2_NE | MAPP_US | NE | 2035 | B17 | 100 | 0 | 2000 | 0 | 0 | 0 | 0 | 0 | 0 | 0 | 0 | 0 | 0 | 0
MAPP_US_2_NE | MAPP_US | NE | 2035 | B18 | 400 | 0 | 2000 | 0 | 0 | 0 | 0 | 0 | 0 | 0 | 0 | 0 | 0 | 0
MAPP_US_2_NE | MAPP_US | NE | 2035 | B19 | 700 | 0 | 2000 | 0 | 0 | 0 | 0 | 0 | 0 | 0 | 0 | 0 | 0 | 0
MAPP_US_2_NE | MAPP_US | NE | 2035 | B20 | 935 | 0 | 2000 | 0 | 0 | 0 | 0 | 0 | 0 | 0 | 0 | 0 | 0 | 0
MAPP_US_2_NE | MAPP_US | NE | 2040 | B1 | 10 | 0 | 2000 | 0 | 0 | 0 | 0 | 0 | 0 | 0 | 0 | 0 | 0 | 0
MAPP_US_2_NE | MAPP_US | NE | 2040 | B2 | 25 | 0 | 2000 | 928.06 | 0 | 204.13 | 0 | 0 | 0 | 0 | 0 | 0 | 0 | 0
MAPP_US_2_NE | MAPP_US | NE | 2040 | B3 | 75 | 0 | 2000 | 883.27 | 0 | 921.32 | 0 | 0 | 0 | 0 | 0 | 0 | 0 | 0
MAPP_US_2_NE | MAPP_US | NE | 2040 | B4 | 100 | 0 | 2000 | 935.2 | 0 | 0 | 0 | 0 | 0 | 0 | 0 | 0 | 0 | 0
MAPP_US_2_NE | MAPP_US | NE | 2040 | B5 | 200 | 0 | 2000 | 656.4 | 0 | 0 | 0 | 0 | 0 | 0 | 0 | 0 | 0 | 0
MAPP_US_2_NE | MAPP_US | NE | 2040 | B6 | 300 | 0 | 2000 | 690.21 | 0 | 1248.85 | 0 | 0 | 0 | 0 | 0 | 0 | 0 | 0
MAPP_US_2_NE | MAPP_US | NE | 2040 | B7 | 400 | 0 | 2000 | 659.2 | 0 | 1211.28 | 0 | 0 | 0 | 0 | 0 | 0 | 0 | 0
MAPP_US_2_NE | MAPP_US | NE | 2040 | B8 | 500 | 0 | 2000 | 587.91 | 0 | 1659.9 | 0 | 0 | 0 | 0 | 0 | 0 | 0 | 0
MAPP_US_2_NE | MAPP_US | NE | 2040 | B9 | 800 | 0 | 2000 | 0.2 | 0 | 1000.08 | 0 | 0 | 0 | 0 | 0 | 0 | 0 | 0
MAPP_US_2_NE | MAPP_US | NE | 2040 | B10 | 1262 | 0 | 2000 | 0 | 0 | 979.96 | 0 | 0 | 0 | 0 | 0 | 0 | 0 | 0
MAPP_US_2_NE | MAPP_US | NE | 2040 | B11 | 25 | 0 | 2000 | 754.45 | 0 | 1603.35 | 0 | 0 | 0 | 0 | 0 | 0 | 0 | 0
MAPP_US_2_NE | MAPP_US | NE | 2040 | B12 | 200 | 0 | 2000 | 147.63 | 0 | 0 | 0 | 0 | 0 | 0 | 0 | 0 | 0 | 0
MAPP_US_2_NE | MAPP_US | NE | 2040 | B13 | 600 | 0 | 2000 | 729.48 | 0 | 212.98 | 0 | 0 | 0 | 0 | 0 | 0 | 0 | 0
MAPP_US_2_NE | MAPP_US | NE | 2040 | B14 | 900 | 0 | 2000 | 0 | 0 | 0 | 0 | 0 | 0 | 0 | 0 | 0 | 0 | 0
MAPP_US_2_NE | MAPP_US | NE | 2040 | B15 | 1203 | 0 | 2000 | 0 | 0 | 0 | 0 | 0 | 0 | 0 | 0 | 0 | 0 | 0
MAPP_US_2_NE | MAPP_US | NE | 2040 | B16 | 25 | 0 | 2000 | 525.3 | 0 | 0 | 0 | 0 | 0 | 0 | 0 | 0 | 0 | 0
MAPP_US_2_NE | MAPP_US | NE | 2040 | B17 | 100 | 0 | 2000 | 0 | 0 | 0 | 0 | 0 | 0 | 0 | 0 | 0 | 0 | 0
MAPP_US_2_NE | MAPP_US | NE | 2040 | B18 | 400 | 0 | 2000 | 0 | 0 | 0 | 0 | 0 | 0 | 0 | 0 | 0 | 0 | 0
MAPP_US_2_NE | MAPP_US | NE | 2040 | B19 | 700 | 0 | 2000 | 0 | 0 | 0 | 0 | 0 | 0 | 0 | 0 | 0 | 0 | 0
MAPP_US_2_NE | MAPP_US | NE | 2040 | B20 | 935 | 0 | 2000 | 0 | 0 | 0 | 0 | 0 | 0 | 0 | 0 | 0 | 0 | 0
MAPP_US_2_NE | MAPP_US | NE | 2045 | B1 | 10 | 0 | 2000 | 670.62 | 0 | 0 | 0 | 0 | 0 | 0 | 0 | 0 | 0 | 0
MAPP_US_2_NE | MAPP_US | NE | 2045 | B2 | 25 | 0 | 2000 | 770.51 | 0 | 313.35 | 0 | 0 | 0 | 0 | 0 | 0 | 0 | 0
MAPP_US_2_NE | MAPP_US | NE | 2045 | B3 | 75 | 0 | 2000 | 873.24 | 0 | 1141.68 | 0 | 0 | 0 | 0 | 0 | 0 | 0 | 0
MAPP_US_2_NE | MAPP_US | NE | 2045 | B4 | 100 | 0 | 2000 | 1105.4 | 0 | 232.63 | 0 | 0 | 0 | 0 | 0 | 0 | 0 | 0
MAPP_US_2_NE | MAPP_US | NE | 2045 | B5 | 200 | 0 | 2000 | 25.34 | 0 | 1290.13 | 0 | 0 | 0 | 0 | 0 | 0 | 0 | 0
MAPP_US_2_NE | MAPP_US | NE | 2045 | B6 | 300 | 0 | 2000 | 722.54 | 0 | 1399 | 0 | 0 | 0 | 0 | 0 | 0 | 0 | 0
MAPP_US_2_NE | MAPP_US | NE | 2045 | B7 | 400 | 0 | 2000 | 715.57 | 0 | 1392.02 | 0 | 0 | 0 | 0 | 0 | 0 | 0 | 0
MAPP_US_2_NE | MAPP_US | NE | 2045 | B8 | 500 | 0 | 2000 | 771.24 | 0 | 1865.5 | 0 | 0 | 0 | 0 | 0 | 0 | 0 | 0
MAPP_US_2_NE | MAPP_US | NE | 2045 | B9 | 800 | 0 | 2000 | 95.55 | 0 | 1427.24 | 0 | 0 | 0 | 0 | 0 | 0 | 0 | 0
MAPP_US_2_NE | MAPP_US | NE | 2045 | B10 | 1262 | 0 | 2000 | 0 | 0 | 0 | 0 | 0 | 0 | 0 | 0 | 0 | 0 | 0
MAPP_US_2_NE | MAPP_US | NE | 2045 | B11 | 25 | 0 | 2000 | 865.73 | 0 | 1306.3 | 0 | 0 | 0 | 0 | 0 | 0 | 0 | 0
MAPP_US_2_NE | MAPP_US | NE | 2045 | B12 | 200 | 0 | 2000 | 180.41 | 0 | 0 | 0 | 0 | 0 | 0 | 0 | 0 | 0 | 0
MAPP_US_2_NE | MAPP_US | NE | 2045 | B13 | 600 | 0 | 2000 | 819.01 | 0 | 298.44 | 0 | 0 | 0 | 0 | 0 | 0 | 0 | 0
MAPP_US_2_NE | MAPP_US | NE | 2045 | B14 | 900 | 0 | 2000 | 0 | 0 | 0 | 0 | 0 | 0 | 0 | 0 | 0 | 0 | 0
MAPP_US_2_NE | MAPP_US | NE | 2045 | B15 | 1203 | 0 | 2000 | 0 | 0 | 0 | 0 | 0 | 0 | 0 | 0 | 0 | 0 | 0
MAPP_US_2_NE | MAPP_US | NE | 2045 | B16 | 25 | 0 | 2000 | 1033.43 | 0 | 0 | 0 | 0 | 0 | 0 | 0 | 0 | 0 | 0
MAPP_US_2_NE | MAPP_US | NE | 2045 | B17 | 100 | 0 | 2000 | 0 | 0 | 0 | 0 | 0 | 0 | 0 | 0 | 0 | 0 | 0
MAPP_US_2_NE | MAPP_US | NE | 2045 | B18 | 400 | 0 | 2000 | 0 | 0 | 1040.09 | 0 | 0 | 0 | 0 | 0 | 0 | 0 | 0
MAPP_US_2_NE | MAPP_US | NE | 2045 | B19 | 700 | 0 | 2000 | 0 | 0 | 29.11 | 0 | 0 | 0 | 0 | 0 | 0 | 0 | 0
MAPP_US_2_NE | MAPP_US | NE | 2045 | B20 | 935 | 0 | 2000 | 0 | 0 | 0 | 0 | 0 | 0 | 0 | 0 | 0 | 0 | 0
MAPP_US_2_NE | MAPP_US | NE | 2050 | B1 | 10 | 0 | 2000 | 669.41 | 0 | 0 | 0 | 0 | 0 | 0 | 0 | 0 | 0 | 0
MAPP_US_2_NE | MAPP_US | NE | 2050 | B2 | 25 | 0 | 2000 | 944.9 | 0 | 311.42 | 0 | 0 | 0 | 0 | 0 | 0 | 0 | 0
MAPP_US_2_NE | MAPP_US | NE | 2050 | B3 | 75 | 0 | 2000 | 879.18 | 0 | 1208.68 | 0 | 0 | 0 | 0 | 0 | 0 | 0 | 0
MAPP_US_2_NE | MAPP_US | NE | 2050 | B4 | 100 | 0 | 2000 | 1292.46 | 0 | 288.96 | 0 | 0 | 0 | 0 | 0 | 0 | 0 | 0
MAPP_US_2_NE | MAPP_US | NE | 2050 | B5 | 200 | 0 | 2000 | 1050.3 | 0 | 1480.43 | 0 | 0 | 0 | 0 | 0 | 0 | 0 | 0
MAPP_US_2_NE | MAPP_US | NE | 2050 | B6 | 300 | 0 | 2000 | 751.34 | 0 | 1445.28 | 0 | 0 | 0 | 0 | 0 | 0 | 0 | 0
MAPP_US_2_NE | MAPP_US | NE | 2050 | B7 | 400 | 0 | 2000 | 946.47 | 0 | 1646.99 | 0 | 0 | 0 | 0 | 0 | 0 | 0 | 0
MAPP_US_2_NE | MAPP_US | NE | 2050 | B8 | 500 | 0 | 2000 | 589.44 | 0 | 2000 | 0 | 129.43 | 0 | 0 | 0.01187 | 0 | 0 | 0
MAPP_US_2_NE | MAPP_US | NE | 2050 | B9 | 800 | 0 | 2000 | 0 | 0 | 1498.97 | 0 | 0 | 0 | 0 | 0 | 0 | 0 | 0
MAPP_US_2_NE | MAPP_US | NE | 2050 | B10 | 1262 | 0 | 2000 | 32.19 | 0 | 1180.37 | 0 | 0 | 0 | 0 | 0 | 0 | 0 | 0
MAPP_US_2_NE | MAPP_US | NE | 2050 | B11 | 25 | 0 | 2000 | 964.31 | 0 | 1532.28 | 0 | 0 | 0 | 0 | 0 | 0 | 0 | 0
MAPP_US_2_NE | MAPP_US | NE | 2050 | B12 | 200 | 0 | 2000 | 862.49 | 0 | 0 | 0 | 0 | 0 | 0 | 0 | 0 | 0 | 0
MAPP_US_2_NE | MAPP_US | NE | 2050 | B13 | 600 | 0 | 2000 | 644.53 | 0 | 1060.35 | 0 | 0 | 0 | 0 | 0 | 0 | 0 | 0
MAPP_US_2_NE | MAPP_US | NE | 2050 | B14 | 900 | 0 | 2000 | 0 | 0 | 64.72 | 0 | 0 | 0 | 0 | 0 | 0 | 0 | 0
MAPP_US_2_NE | MAPP_US | NE | 2050 | B15 | 1203 | 0 | 2000 | 22.79 | 0 | 0 | 0 | 0 | 0 | 0 | 0 | 0 | 0 | 0
MAPP_US_2_NE | MAPP_US | NE | 2050 | B16 | 25 | 0 | 2000 | 1233.98 | 0 | 0 | 0 | 0 | 0 | 0 | 0 | 0 | 0 | 0
MAPP_US_2_NE | MAPP_US | NE | 2050 | B17 | 100 | 0 | 2000 | 0 | 0 | 0 | 0 | 0 | 0 | 0 | 0 | 0 | 0 | 0
MAPP_US_2_NE | MAPP_US | NE | 2050 | B18 | 400 | 0 | 2000 | 0 | 0 | 893.84 | 0 | 0 | 0 | 0 | 0 | 0 | 0 | 0
MAPP_US_2_NE | MAPP_US | NE | 2050 | B19 | 700 | 0 | 2000 | 0 | 0 | 280.1 | 0 | 0 | 0 | 0 | 0 | 0 | 0 | 0
MAPP_US_2_NE | MAPP_US | NE | 2050 | B20 | 935 | 0 | 2000 | 142.44 | 0 | 0 | 0 | 0 | 0 | 0 | 0 | 0 | 0 | 0
MISO_IN_2_MISO_MI | MISO_IN | MISO_MI | 2015 | B1 | 10 | 0 | 5000 | 0 | 0 | 0 | 0 | 0 | 0 | 0 | 0 | 0 | 0 | 0
MISO_IN_2_MISO_MI | MISO_IN | MISO_MI | 2015 | B2 | 25 | 0 | 5000 | 0 | 0 | 0 | 0 | 0 | 0 | 0 | 0 | 0 | 0 | 0
MISO_IN_2_MISO_MI | MISO_IN | MISO_MI | 2015 | B3 | 75 | 0 | 5000 | 0 | 0 | 0 | 0 | 0 | 0 | 0 | 0 | 0 | 0 | 0
MISO_IN_2_MISO_MI | MISO_IN | MISO_MI | 2015 | B4 | 100 | 0 | 5000 | 0 | 0 | 0 | 0 | 0 | 0 | 0 | 0 | 0 | 0 | 0
MISO_IN_2_MISO_MI | MISO_IN | MISO_MI | 2015 | B5 | 200 | 0 | 5000 | 0 | 0 | 0 | 0 | 0 | 0 | 0 | 0 | 0 | 0 | 0
MISO_IN_2_MISO_MI | MISO_IN | MISO_MI | 2015 | B6 | 300 | 0 | 5000 | 0 | 0 | 0 | 0 | 0 | 0 | 0 | 0 | 0 | 0 | 0
MISO_IN_2_MISO_MI | MISO_IN | MISO_MI | 2015 | B7 | 400 | 0 | 5000 | 0 | 0 | 0 | 0 | 0 | 0 | 0 | 0 | 0 | 0 | 0
MISO_IN_2_MISO_MI | MISO_IN | MISO_MI | 2015 | B8 | 500 | 0 | 5000 | 346.96 | 0 | 449.68 | 0 | 0 | 0 | 0 | 0 | 0 | 0 | 0
MISO_IN_2_MISO_MI | MISO_IN | MISO_MI | 2015 | B9 | 800 | 0 | 5000 | 1046.59 | 0 | 1031.46 | 0 | 0 | 0 | 0 | 0 | 0 | 0 | 0
MISO_IN_2_MISO_MI | MISO_IN | MISO_MI | 2015 | B10 | 1262 | 0 | 5000 | 2747.24 | 0 | 3291.56 | 0 | 0 | 0 | 0 | 0 | 0 | 0 | 0
MISO_IN_2_MISO_MI | MISO_IN | MISO_MI | 2015 | B11 | 25 | 0 | 5000 | 0 | 0 | 0 | 0 | 0 | 0 | 0 | 0 | 0 | 0 | 0
MISO_IN_2_MISO_MI | MISO_IN | MISO_MI | 2015 | B12 | 200 | 0 | 5000 | 0 | 0 | 0 | 0 | 0 | 0 | 0 | 0 | 0 | 0 | 0
MISO_IN_2_MISO_MI | MISO_IN | MISO_MI | 2015 | B13 | 600 | 0 | 5000 | 0 | 0 | 0 | 0 | 0 | 0 | 0 | 0 | 0 | 0 | 0
MISO_IN_2_MISO_MI | MISO_IN | MISO_MI | 2015 | B14 | 900 | 0 | 5000 | 0 | 0 | 1500.53 | 0 | 0 | 0 | 0 | 0 | 0 | 0 | 0
MISO_IN_2_MISO_MI | MISO_IN | MISO_MI | 2015 | B15 | 1203 | 0 | 5000 | 1912.02 | 0 | 1397.85 | 0 | 0 | 0 | 0 | 0 | 0 | 0 | 0
MISO_IN_2_MISO_MI | MISO_IN | MISO_MI | 2015 | B16 | 25 | 0 | 5000 | 0 | 0 | 0 | 0 | 0 | 0 | 0 | 0 | 0 | 0 | 0
MISO_IN_2_MISO_MI | MISO_IN | MISO_MI | 2015 | B17 | 100 | 0 | 5000 | 0 | 0 | 6.59 | 0 | 0 | 0 | 0 | 0 | 0 | 0 | 0
MISO_IN_2_MISO_MI | MISO_IN | MISO_MI | 2015 | B18 | 400 | 0 | 5000 | 0 | 0 | 0 | 0 | 0 | 0 | 0 | 0 | 0 | 0 | 0
MISO_IN_2_MISO_MI | MISO_IN | MISO_MI | 2015 | B19 | 700 | 0 | 5000 | 311.12 | 0 | 369.77 | 0 | 0 | 0 | 0 | 0 | 0 | 0 | 0
MISO_IN_2_MISO_MI | MISO_IN | MISO_MI | 2015 | B20 | 935 | 0 | 5000 | 551.86 | 0 | 743.85 | 0 | 0 | 0 | 0 | 0 | 0 | 0 | 0
MISO_IN_2_MISO_MI | MISO_IN | MISO_MI | 2020 | B1 | 10 | 0 | 5000 | 0 | 0 | 0 | 0 | 0 | 0 | 0 | 0 | 0 | 0 | 0
MISO_IN_2_MISO_MI | MISO_IN | MISO_MI | 2020 | B2 | 25 | 0 | 5000 | 0 | 0 | 0 | 0 | 0 | 0 | 0 | 0 | 0 | 0 | 0
MISO_IN_2_MISO_MI | MISO_IN | MISO_MI | 2020 | B3 | 75 | 0 | 5000 | 0 | 0 | 0 | 0 | 0 | 0 | 0 | 0 | 0 | 0 | 0
MISO_IN_2_MISO_MI | MISO_IN | MISO_MI | 2020 | B4 | 100 | 0 | 5000 | 0 | 0 | 0 | 0 | 0 | 0 | 0 | 0 | 0 | 0 | 0
MISO_IN_2_MISO_MI | MISO_IN | MISO_MI | 2020 | B5 | 200 | 0 | 5000 | 0 | 0 | 0 | 0 | 0 | 0 | 0 | 0 | 0 | 0 | 0
MISO_IN_2_MISO_MI | MISO_IN | MISO_MI | 2020 | B6 | 300 | 0 | 5000 | 0 | 0 | 0 | 0 | 0 | 0 | 0 | 0 | 0 | 0 | 0
MISO_IN_2_MISO_MI | MISO_IN | MISO_MI | 2020 | B7 | 400 | 0 | 5000 | 0 | 0 | 0 | 0 | 0 | 0 | 0 | 0 | 0 | 0 | 0
MISO_IN_2_MISO_MI | MISO_IN | MISO_MI | 2020 | B8 | 500 | 0 | 5000 | 136.19 | 0 | 0 | 0 | 0 | 0 | 0 | 0 | 0 | 0 | 0
MISO_IN_2_MISO_MI | MISO_IN | MISO_MI | 2020 | B9 | 800 | 0 | 5000 | 521.62 | 0 | 926.35 | 0 | 0 | 0 | 0 | 0 | 0 | 0 | 0
MISO_IN_2_MISO_MI | MISO_IN | MISO_MI | 2020 | B10 | 1262 | 0 | 5000 | 2790.18 | 0 | 1999.74 | 0 | 0 | 0 | 0 | 0 | 0 | 0 | 0
MISO_IN_2_MISO_MI | MISO_IN | MISO_MI | 2020 | B11 | 25 | 0 | 5000 | 0 | 0 | 0 | 0 | 0 | 0 | 0 | 0 | 0 | 0 | 0
MISO_IN_2_MISO_MI | MISO_IN | MISO_MI | 2020 | B12 | 200 | 0 | 5000 | 259.7 | 0 | 0 | 0 | 0 | 0 | 0 | 0 | 0 | 0 | 0
MISO_IN_2_MISO_MI | MISO_IN | MISO_MI | 2020 | B13 | 600 | 0 | 5000 | 125.13 | 0 | 0 | 0 | 0 | 0 | 0 | 0 | 0 | 0 | 0
MISO_IN_2_MISO_MI | MISO_IN | MISO_MI | 2020 | B14 | 900 | 0 | 5000 | 0 | 0 | 0 | 0 | 0 | 0 | 0 | 0 | 0 | 0 | 0
MISO_IN_2_MISO_MI | MISO_IN | MISO_MI | 2020 | B15 | 1203 | 0 | 5000 | 0 | 0 | 0 | 0 | 0 | 0 | 0 | 0 | 0 | 0 | 0
MISO_IN_2_MISO_MI | MISO_IN | MISO_MI | 2020 | B16 | 25 | 0 | 5000 | 0 | 0 | 0 | 0 | 0 | 0 | 0 | 0 | 0 | 0 | 0
MISO_IN_2_MISO_MI | MISO_IN | MISO_MI | 2020 | B17 | 100 | 0 | 5000 | 0 | 0 | 0 | 0 | 0 | 0 | 0 | 0 | 0 | 0 | 0
MISO_IN_2_MISO_MI | MISO_IN | MISO_MI | 2020 | B18 | 400 | 0 | 5000 | 0 | 0 | 556.83 | 0 | 0 | 0 | 0 | 0 | 0 | 0 | 0
MISO_IN_2_MISO_MI | MISO_IN | MISO_MI | 2020 | B19 | 700 | 0 | 5000 | 0 | 0 | 1628.09 | 0 | 0 | 0 | 0 | 0 | 0 | 0 | 0
MISO_IN_2_MISO_MI | MISO_IN | MISO_MI | 2020 | B20 | 935 | 0 | 5000 | 281.79 | 0 | 978.88 | 0 | 0 | 0 | 0 | 0 | 0 | 0 | 0
MISO_IN_2_MISO_MI | MISO_IN | MISO_MI | 2025 | B1 | 10 | 0 | 5000 | 0 | 0 | 0 | 0 | 0 | 0 | 0 | 0 | 0 | 0 | 0
MISO_IN_2_MISO_MI | MISO_IN | MISO_MI | 2025 | B2 | 25 | 0 | 5000 | 0 | 0 | 0 | 0 | 0 | 0 | 0 | 0 | 0 | 0 | 0
MISO_IN_2_MISO_MI | MISO_IN | MISO_MI | 2025 | B3 | 75 | 0 | 5000 | 0 | 0 | 0 | 0 | 0 | 0 | 0 | 0 | 0 | 0 | 0
MISO_IN_2_MISO_MI | MISO_IN | MISO_MI | 2025 | B4 | 100 | 0 | 5000 | 0 | 0 | 0 | 0 | 0 | 0 | 0 | 0 | 0 | 0 | 0
MISO_IN_2_MISO_MI | MISO_IN | MISO_MI | 2025 | B5 | 200 | 0 | 5000 | 0 | 0 | 0 | 0 | 0 | 0 | 0 | 0 | 0 | 0 | 0
MISO_IN_2_MISO_MI | MISO_IN | MISO_MI | 2025 | B6 | 300 | 0 | 5000 | 0 | 0 | 0 | 0 | 0 | 0 | 0 | 0 | 0 | 0 | 0
MISO_IN_2_MISO_MI | MISO_IN | MISO_MI | 2025 | B7 | 400 | 0 | 5000 | 0 | 0 | 0 | 0 | 0 | 0 | 0 | 0 | 0 | 0 | 0
MISO_IN_2_MISO_MI | MISO_IN | MISO_MI | 2025 | B8 | 500 | 0 | 5000 | 0 | 0 | 0 | 0 | 0 | 0 | 0 | 0 | 0 | 0 | 0
MISO_IN_2_MISO_MI | MISO_IN | MISO_MI | 2025 | B9 | 800 | 0 | 5000 | 1948.72 | 0 | 1678.52 | 0 | 0 | 0 | 0 | 0 | 0 | 0 | 0
MISO_IN_2_MISO_MI | MISO_IN | MISO_MI | 2025 | B10 | 1262 | 0 | 5000 | 2853.28 | 0 | 1778.27 | 0 | 0 | 0 | 0 | 0 | 0 | 0 | 0
MISO_IN_2_MISO_MI | MISO_IN | MISO_MI | 2025 | B11 | 25 | 0 | 5000 | 0 | 0 | 0 | 0 | 0 | 0 | 0 | 0 | 0 | 0 | 0
MISO_IN_2_MISO_MI | MISO_IN | MISO_MI | 2025 | B12 | 200 | 0 | 5000 | 0 | 0 | 0 | 0 | 0 | 0 | 0 | 0 | 0 | 0 | 0
MISO_IN_2_MISO_MI | MISO_IN | MISO_MI | 2025 | B13 | 600 | 0 | 5000 | 0 | 0 | 0 | 0 | 0 | 0 | 0 | 0 | 0 | 0 | 0
MISO_IN_2_MISO_MI | MISO_IN | MISO_MI | 2025 | B14 | 900 | 0 | 5000 | 0 | 0 | 0 | 0 | 0 | 0 | 0 | 0 | 0 | 0 | 0
MISO_IN_2_MISO_MI | MISO_IN | MISO_MI | 2025 | B15 | 1203 | 0 | 5000 | 538.29 | 0 | 0 | 0 | 0 | 0 | 0 | 0 | 0 | 0 | 0
MISO_IN_2_MISO_MI | MISO_IN | MISO_MI | 2025 | B16 | 25 | 0 | 5000 | 0 | 0 | 0 | 0 | 0 | 0 | 0 | 0 | 0 | 0 | 0
MISO_IN_2_MISO_MI | MISO_IN | MISO_MI | 2025 | B17 | 100 | 0 | 5000 | 0 | 0 | 0 | 0 | 0 | 0 | 0 | 0 | 0 | 0 | 0
MISO_IN_2_MISO_MI | MISO_IN | MISO_MI | 2025 | B18 | 400 | 0 | 5000 | 0 | 0 | 0 | 0 | 0 | 0 | 0 | 0 | 0 | 0 | 0
MISO_IN_2_MISO_MI | MISO_IN | MISO_MI | 2025 | B19 | 700 | 0 | 5000 | 932.69 | 0 | 0 | 0 | 0 | 0 | 0 | 0 | 0 | 0 | 0
MISO_IN_2_MISO_MI | MISO_IN | MISO_MI | 2025 | B20 | 935 | 0 | 5000 | 0 | 0 | 0 | 0 | 0 | 0 | 0 | 0 | 0 | 0 | 0
MISO_IN_2_MISO_MI | MISO_IN | MISO_MI | 2030 | B1 | 10 | 0 | 5000 | 0 | 0 | 0 | 0 | 0 | 0 | 0 | 0 | 0 | 0 | 0
MISO_IN_2_MISO_MI | MISO_IN | MISO_MI | 2030 | B2 | 25 | 0 | 5000 | 0 | 0 | 0 | 0 | 0 | 0 | 0 | 0 | 0 | 0 | 0
MISO_IN_2_MISO_MI | MISO_IN | MISO_MI | 2030 | B3 | 75 | 0 | 5000 | 0 | 0 | 0 | 0 | 0 | 0 | 0 | 0 | 0 | 0 | 0
MISO_IN_2_MISO_MI | MISO_IN | MISO_MI | 2030 | B4 | 100 | 0 | 5000 | 0 | 0 | 0 | 0 | 0 | 0 | 0 | 0 | 0 | 0 | 0
MISO_IN_2_MISO_MI | MISO_IN | MISO_MI | 2030 | B5 | 200 | 0 | 5000 | 0 | 0 | 0 | 0 | 0 | 0 | 0 | 0 | 0 | 0 | 0
MISO_IN_2_MISO_MI | MISO_IN | MISO_MI | 2030 | B6 | 300 | 0 | 5000 | 0 | 0 | 0 | 0 | 0 | 0 | 0 | 0 | 0 | 0 | 0
MISO_IN_2_MISO_MI | MISO_IN | MISO_MI | 2030 | B7 | 400 | 0 | 5000 | 790.59 | 0 | 0 | 0 | 0 | 0 | 0 | 0 | 0 | 0 | 0
MISO_IN_2_MISO_MI | MISO_IN | MISO_MI | 2030 | B8 | 500 | 0 | 5000 | 1888.48 | 0 | 829.95 | 0 | 0 | 0 | 0 | 0 | 0 | 0 | 0
MISO_IN_2_MISO_MI | MISO_IN | MISO_MI | 2030 | B9 | 800 | 0 | 5000 | 2327.15 | 0 | 1897.18 | 0 | 0 | 0 | 0 | 0 | 0 | 0 | 0
MISO_IN_2_MISO_MI | MISO_IN | MISO_MI | 2030 | B10 | 1262 | 0 | 5000 | 2600.48 | 0 | 3042.94 | 0 | 0 | 0 | 0 | 0 | 0 | 0 | 0
MISO_IN_2_MISO_MI | MISO_IN | MISO_MI | 2030 | B11 | 25 | 0 | 5000 | 0 | 0 | 0 | 0 | 0 | 0 | 0 | 0 | 0 | 0 | 0
MISO_IN_2_MISO_MI | MISO_IN | MISO_MI | 2030 | B12 | 200 | 0 | 5000 | 0 | 0 | 0 | 0 | 0 | 0 | 0 | 0 | 0 | 0 | 0
MISO_IN_2_MISO_MI | MISO_IN | MISO_MI | 2030 | B13 | 600 | 0 | 5000 | 0 | 0 | 0 | 0 | 0 | 0 | 0 | 0 | 0 | 0 | 0
MISO_IN_2_MISO_MI | MISO_IN | MISO_MI | 2030 | B14 | 900 | 0 | 5000 | 0 | 0 | 0 | 0 | 0 | 0 | 0 | 0 | 0 | 0 | 0
MISO_IN_2_MISO_MI | MISO_IN | MISO_MI | 2030 | B15 | 1203 | 0 | 5000 | 1233.73 | 0 | 0 | 0 | 0 | 0 | 0 | 0 | 0 | 0 | 0
MISO_IN_2_MISO_MI | MISO_IN | MISO_MI | 2030 | B16 | 25 | 0 | 5000 | 0 | 0 | 0 | 0 | 0 | 0 | 0 | 0 | 0 | 0 | 0
MISO_IN_2_MISO_MI | MISO_IN | MISO_MI | 2030 | B17 | 100 | 0 | 5000 | 0 | 0 | 0 | 0 | 0 | 0 | 0 | 0 | 0 | 0 | 0
MISO_IN_2_MISO_MI | MISO_IN | MISO_MI | 2030 | B18 | 400 | 0 | 5000 | 0 | 0 | 0 | 0 | 0 | 0 | 0 | 0 | 0 | 0 | 0
MISO_IN_2_MISO_MI | MISO_IN | MISO_MI | 2030 | B19 | 700 | 0 | 5000 | 365.95 | 0 | 330.39 | 0 | 0 | 0 | 0 | 0 | 0 | 0 | 0
MISO_IN_2_MISO_MI | MISO_IN | MISO_MI | 2030 | B20 | 935 | 0 | 5000 | 0 | 0 | 0 | 0 | 0 | 0 | 0 | 0 | 0 | 0 | 0
MISO_IN_2_MISO_MI | MISO_IN | MISO_MI | 2035 | B1 | 10 | 0 | 5000 | 699.18 | 0 | 0 | 0 | 0 | 0 | 0 | 0 | 0 | 0 | 0
MISO_IN_2_MISO_MI | MISO_IN | MISO_MI | 2035 | B2 | 25 | 0 | 5000 | 0 | 0 | 0 | 0 | 0 | 0 | 0 | 0 | 0 | 0 | 0
MISO_IN_2_MISO_MI | MISO_IN | MISO_MI | 2035 | B3 | 75 | 0 | 5000 | 0 | 0 | 0 | 0 | 0 | 0 | 0 | 0 | 0 | 0 | 0
MISO_IN_2_MISO_MI | MISO_IN | MISO_MI | 2035 | B4 | 100 | 0 | 5000 | 0 | 0 | 0 | 0 | 0 | 0 | 0 | 0 | 0 | 0 | 0
MISO_IN_2_MISO_MI | MISO_IN | MISO_MI | 2035 | B5 | 200 | 0 | 5000 | 0 | 0 | 0 | 0 | 0 | 0 | 0 | 0 | 0 | 0 | 0
MISO_IN_2_MISO_MI | MISO_IN | MISO_MI | 2035 | B6 | 300 | 0 | 5000 | 0 | 0 | 0 | 0 | 0 | 0 | 0 | 0 | 0 | 0 | 0
MISO_IN_2_MISO_MI | MISO_IN | MISO_MI | 2035 | B7 | 400 | 0 | 5000 | 2592.52 | 0 | 484.58 | 0 | 0 | 0 | 0 | 0 | 0 | 0 | 0
MISO_IN_2_MISO_MI | MISO_IN | MISO_MI | 2035 | B8 | 500 | 0 | 5000 | 4547.31 | 0 | 1770.94 | 0 | 0 | 0 | 0 | 0 | 0 | 0 | 0
MISO_IN_2_MISO_MI | MISO_IN | MISO_MI | 2035 | B9 | 800 | 0 | 5000 | 3864.46 | 0 | 2456.77 | 0 | 0 | 0 | 0 | 0 | 0 | 0 | 0
MISO_IN_2_MISO_MI | MISO_IN | MISO_MI | 2035 | B10 | 1262 | 0 | 5000 | 3373.24 | 0 | 3002.34 | 0 | 0 | 0 | 0 | 0 | 0 | 0 | 0
MISO_IN_2_MISO_MI | MISO_IN | MISO_MI | 2035 | B11 | 25 | 0 | 5000 | 0 | 0 | 0 | 0 | 0 | 0 | 0 | 0 | 0 | 0 | 0
MISO_IN_2_MISO_MI | MISO_IN | MISO_MI | 2035 | B12 | 200 | 0 | 5000 | 620.08 | 0 | 0 | 0 | 0 | 0 | 0 | 0 | 0 | 0 | 0
MISO_IN_2_MISO_MI | MISO_IN | MISO_MI | 2035 | B13 | 600 | 0 | 5000 | 560.73 | 0 | 0 | 0 | 0 | 0 | 0 | 0 | 0 | 0 | 0
MISO_IN_2_MISO_MI | MISO_IN | MISO_MI | 2035 | B14 | 900 | 0 | 5000 | 941.59 | 0 | 0 | 0 | 0 | 0 | 0 | 0 | 0 | 0 | 0
MISO_IN_2_MISO_MI | MISO_IN | MISO_MI | 2035 | B15 | 1203 | 0 | 5000 | 2014.87 | 0 | 22.21 | 0 | 0 | 0 | 0 | 0 | 0 | 0 | 0
MISO_IN_2_MISO_MI | MISO_IN | MISO_MI | 2035 | B16 | 25 | 0 | 5000 | 0 | 0 | 0 | 0 | 0 | 0 | 0 | 0 | 0 | 0 | 0
MISO_IN_2_MISO_MI | MISO_IN | MISO_MI | 2035 | B17 | 100 | 0 | 5000 | 649.15 | 0 | 535.2 | 0 | 0 | 0 | 0 | 0 | 0 | 0 | 0
MISO_IN_2_MISO_MI | MISO_IN | MISO_MI | 2035 | B18 | 400 | 0 | 5000 | 2602.34 | 0 | 1482.96 | 0 | 0 | 0 | 0 | 0 | 0 | 0 | 0
MISO_IN_2_MISO_MI | MISO_IN | MISO_MI | 2035 | B19 | 700 | 0 | 5000 | 2685.05 | 0 | 1692.5 | 0 | 0 | 0 | 0 | 0 | 0 | 0 | 0
MISO_IN_2_MISO_MI | MISO_IN | MISO_MI | 2035 | B20 | 935 | 0 | 5000 | 1596.07 | 0 | 1422.43 | 0 | 0 | 0 | 0 | 0 | 0 | 0 | 0
MISO_IN_2_MISO_MI | MISO_IN | MISO_MI | 2040 | B1 | 10 | 0 | 5000 | 1498.53 | 0 | 0 | 0 | 0 | 0 | 0 | 0 | 0 | 0 | 0
MISO_IN_2_MISO_MI | MISO_IN | MISO_MI | 2040 | B2 | 25 | 0 | 5000 | 0 | 0 | 0 | 0 | 0 | 0 | 0 | 0 | 0 | 0 | 0
MISO_IN_2_MISO_MI | MISO_IN | MISO_MI | 2040 | B3 | 75 | 0 | 5000 | 0 | 0 | 0 | 0 | 0 | 0 | 0 | 0 | 0 | 0 | 0
MISO_IN_2_MISO_MI | MISO_IN | MISO_MI | 2040 | B4 | 100 | 0 | 5000 | 0 | 0 | 0 | 0 | 0 | 0 | 0 | 0 | 0 | 0 | 0
MISO_IN_2_MISO_MI | MISO_IN | MISO_MI | 2040 | B5 | 200 | 0 | 5000 | 0 | 0 | 0 | 0 | 0 | 0 | 0 | 0 | 0 | 0 | 0
MISO_IN_2_MISO_MI | MISO_IN | MISO_MI | 2040 | B6 | 300 | 0 | 5000 | 361.83 | 0 | 0 | 0 | 0 | 0 | 0 | 0 | 0 | 0 | 0
MISO_IN_2_MISO_MI | MISO_IN | MISO_MI | 2040 | B7 | 400 | 0 | 5000 | 2383.54 | 0 | 255.72 | 0 | 0 | 0 | 0 | 0 | 0 | 0 | 0
MISO_IN_2_MISO_MI | MISO_IN | MISO_MI | 2040 | B8 | 500 | 0 | 5000 | 4551.25 | 0 | 1057.22 | 0 | 0 | 0 | 0 | 0 | 0 | 0 | 0
MISO_IN_2_MISO_MI | MISO_IN | MISO_MI | 2040 | B9 | 800 | 0 | 5000 | 3954.93 | 0 | 2494.01 | 0 | 0 | 0 | 0 | 0 | 0 | 0 | 0
MISO_IN_2_MISO_MI | MISO_IN | MISO_MI | 2040 | B10 | 1262 | 0 | 5000 | 3588.06 | 0 | 5000 | 0 | 0 | 0 | 0 | 0.01187 | 0 | 0 | 0
MISO_IN_2_MISO_MI | MISO_IN | MISO_MI | 2040 | B11 | 25 | 0 | 5000 | 0 | 0 | 0 | 0 | 0 | 0 | 0 | 0 | 0 | 0 | 0
MISO_IN_2_MISO_MI | MISO_IN | MISO_MI | 2040 | B12 | 200 | 0 | 5000 | 1617.1 | 0 | 0 | 0 | 0 | 0 | 0 | 0 | 0 | 0 | 0
MISO_IN_2_MISO_MI | MISO_IN | MISO_MI | 2040 | B13 | 600 | 0 | 5000 | 2524.45 | 0 | 376.06 | 0 | 0 | 0 | 0 | 0 | 0 | 0 | 0
MISO_IN_2_MISO_MI | MISO_IN | MISO_MI | 2040 | B14 | 900 | 0 | 5000 | 3277.32 | 0 | 1966.49 | 0 | 0 | 0 | 0 | 0 | 0 | 0 | 0
MISO_IN_2_MISO_MI | MISO_IN | MISO_MI | 2040 | B15 | 1203 | 0 | 5000 | 2866.9 | 0 | 1683.29 | 0 | 0 | 0 | 0 | 0 | 0 | 0 | 0
MISO_IN_2_MISO_MI | MISO_IN | MISO_MI | 2040 | B16 | 25 | 0 | 5000 | 0 | 0 | 0 | 0 | 0 | 0 | 0 | 0 | 0 | 0 | 0
MISO_IN_2_MISO_MI | MISO_IN | MISO_MI | 2040 | B17 | 100 | 0 | 5000 | 1322.52 | 0 | 0 | 0 | 0 | 0 | 0 | 0 | 0 | 0 | 0
MISO_IN_2_MISO_MI | MISO_IN | MISO_MI | 2040 | B18 | 400 | 0 | 5000 | 2927.69 | 0 | 1011.99 | 0 | 0 | 0 | 0 | 0 | 0 | 0 | 0
MISO_IN_2_MISO_MI | MISO_IN | MISO_MI | 2040 | B19 | 700 | 0 | 5000 | 3138.13 | 0 | 3397.28 | 0 | 0 | 0 | 0 | 0 | 0 | 0 | 0
MISO_IN_2_MISO_MI | MISO_IN | MISO_MI | 2040 | B20 | 935 | 0 | 5000 | 2191.75 | 0 | 3555.82 | 0 | 0 | 0 | 0 | 0 | 0 | 0 | 0
MISO_IN_2_MISO_MI | MISO_IN | MISO_MI | 2045 | B1 | 10 | 0 | 5000 | 1234.79 | 0 | 0 | 0 | 0 | 0 | 0 | 0 | 0 | 0 | 0
MISO_IN_2_MISO_MI | MISO_IN | MISO_MI | 2045 | B2 | 25 | 0 | 5000 | 0 | 0 | 0 | 0 | 0 | 0 | 0 | 0 | 0 | 0 | 0
MISO_IN_2_MISO_MI | MISO_IN | MISO_MI | 2045 | B3 | 75 | 0 | 5000 | 0 | 0 | 0 | 0 | 0 | 0 | 0 | 0 | 0 | 0 | 0
MISO_IN_2_MISO_MI | MISO_IN | MISO_MI | 2045 | B4 | 100 | 0 | 5000 | 0 | 0 | 0 | 0 | 0 | 0 | 0 | 0 | 0 | 0 | 0
MISO_IN_2_MISO_MI | MISO_IN | MISO_MI | 2045 | B5 | 200 | 0 | 5000 | 0 | 0 | 0 | 0 | 0 | 0 | 0 | 0 | 0 | 0 | 0
MISO_IN_2_MISO_MI | MISO_IN | MISO_MI | 2045 | B6 | 300 | 0 | 5000 | 1023.98 | 0 | 0 | 0 | 0 | 0 | 0 | 0 | 0 | 0 | 0
MISO_IN_2_MISO_MI | MISO_IN | MISO_MI | 2045 | B7 | 400 | 0 | 5000 | 3021.75 | 0 | 0 | 0 | 0 | 0 | 0 | 0 | 0 | 0 | 0
MISO_IN_2_MISO_MI | MISO_IN | MISO_MI | 2045 | B8 | 500 | 0 | 5000 | 3995.55 | 0 | 538.71 | 0 | 0 | 0 | 0 | 0 | 0 | 0 | 0
MISO_IN_2_MISO_MI | MISO_IN | MISO_MI | 2045 | B9 | 800 | 0 | 5000 | 4436.64 | 0 | 2821.4 | 0 | 0 | 0 | 0 | 0 | 0 | 0 | 0
MISO_IN_2_MISO_MI | MISO_IN | MISO_MI | 2045 | B10 | 1262 | 0 | 5000 | 3974.04 | 0 | 5000 | 0 | 0 | 0 | 0 | 0.08309 | 0 | 0 | 0
MISO_IN_2_MISO_MI | MISO_IN | MISO_MI | 2045 | B11 | 25 | 0 | 5000 | 0 | 0 | 0 | 0 | 0 | 0 | 0 | 0 | 0 | 0 | 0
MISO_IN_2_MISO_MI | MISO_IN | MISO_MI | 2045 | B12 | 200 | 0 | 5000 | 1365.24 | 0 | 643.92 | 0 | 0 | 0 | 0 | 0 | 0 | 0 | 0
MISO_IN_2_MISO_MI | MISO_IN | MISO_MI | 2045 | B13 | 600 | 0 | 5000 | 1544.03 | 0 | 1082.66 | 0 | 0 | 0 | 0 | 0 | 0 | 0 | 0
MISO_IN_2_MISO_MI | MISO_IN | MISO_MI | 2045 | B14 | 900 | 0 | 5000 | 2349.28 | 0 | 4325.32 | 0 | 0 | 0 | 0 | 0 | 0 | 0 | 0
MISO_IN_2_MISO_MI | MISO_IN | MISO_MI | 2045 | B15 | 1203 | 0 | 5000 | 3428.81 | 0 | 5000 | 0 | 0 | 0 | 0 | 0.02374 | 0 | 0 | 0
MISO_IN_2_MISO_MI | MISO_IN | MISO_MI | 2045 | B16 | 25 | 0 | 5000 | 0 | 0 | 4490.71 | 0 | 0 | 0 | 0 | 0 | 0 | 0 | 0
MISO_IN_2_MISO_MI | MISO_IN | MISO_MI | 2045 | B17 | 100 | 0 | 5000 | 1490.68 | 0 | 1615.7 | 0 | 0 | 0 | 0 | 0 | 0 | 0 | 0
MISO_IN_2_MISO_MI | MISO_IN | MISO_MI | 2045 | B18 | 400 | 0 | 5000 | 1788.57 | 0 | 1860.09 | 0 | 0 | 0 | 0 | 0 | 0 | 0 | 0
MISO_IN_2_MISO_MI | MISO_IN | MISO_MI | 2045 | B19 | 700 | 0 | 5000 | 2748.96 | 0 | 3771.79 | 0 | 0 | 0 | 0 | 0 | 0 | 0 | 0
MISO_IN_2_MISO_MI | MISO_IN | MISO_MI | 2045 | B20 | 935 | 0 | 5000 | 1721.31 | 0 | 5000 | 0 | 0 | 0 | 0 | 0.4748 | 0 | 0 | 0
MISO_IN_2_MISO_MI | MISO_IN | MISO_MI | 2050 | B1 | 10 | 0 | 5000 | 3588.54 | 0 | 0 | 0 | 0 | 0 | 0 | 0 | 0 | 0 | 0.17348
MISO_IN_2_MISO_MI | MISO_IN | MISO_MI | 2050 | B2 | 25 | 0 | 5000 | 1914.81 | 0 | 0 | 0 | 0 | 0 | 0 | 0 | 0 | 0 | 0.17348
MISO_IN_2_MISO_MI | MISO_IN | MISO_MI | 2050 | B3 | 75 | 0 | 5000 | 1544.25 | 0 | 0 | 0 | 0 | 0 | 0 | 0 | 0 | 0 | 0.17348
MISO_IN_2_MISO_MI | MISO_IN | MISO_MI | 2050 | B4 | 100 | 0 | 5000 | 982.1 | 0 | 0 | 0 | 0 | 0 | 0 | 0 | 0 | 0 | 0.17348
MISO_IN_2_MISO_MI | MISO_IN | MISO_MI | 2050 | B5 | 200 | 0 | 5000 | 1787.56 | 0 | 0 | 0 | 0 | 0 | 0 | 0 | 0 | 0 | 0.17348
MISO_IN_2_MISO_MI | MISO_IN | MISO_MI | 2050 | B6 | 300 | 0 | 5000 | 3695.42 | 0 | 0 | 0 | 0 | 0 | 0 | 0 | 0 | 0 | 0.17348
MISO_IN_2_MISO_MI | MISO_IN | MISO_MI | 2050 | B7 | 400 | 0 | 5000 | 5000 | 0 | 0 | 0 | 0 | 0.17805 | 0 | 0 | 0.022952 | 0 | 0.17348
MISO_IN_2_MISO_MI | MISO_IN | MISO_MI | 2050 | B8 | 500 | 0 | 5000 | 4940.85 | 0 | 495.54 | 0 | 0 | 0 | 0 | 0 | 0 | 0 | 0.17348
MISO_IN_2_MISO_MI | MISO_IN | MISO_MI | 2050 | B9 | 800 | 0 | 5000 | 5000 | 0 | 1866.19 | 0 | 0 | 1.7568 | 0 | 0 | 0.45292 | 0 | 0.17348
MISO_IN_2_MISO_MI | MISO_IN | MISO_MI | 2050 | B10 | 1262 | 0 | 5000 | 4714.62 | 0 | 5000 | 0 | 0 | 0 | 0 | 0.02374 | 0 | 0 | 0.17348
MISO_IN_2_MISO_MI | MISO_IN | MISO_MI | 2050 | B11 | 25 | 0 | 5000 | 352.08 | 0 | 0 | 0 | 0 | 0 | 0 | 0 | 0 | 0 | 0.17348
MISO_IN_2_MISO_MI | MISO_IN | MISO_MI | 2050 | B12 | 200 | 0 | 5000 | 4678.41 | 0 | 0 | 0 | 0 | 0 | 0 | 0 | 0 | 0 | 0.17348
MISO_IN_2_MISO_MI | MISO_IN | MISO_MI | 2050 | B13 | 600 | 0 | 5000 | 4835.09 | 0 | 1300.69 | 0 | 0 | 0 | 0 | 0 | 0 | 0 | 0.17348
MISO_IN_2_MISO_MI | MISO_IN | MISO_MI | 2050 | B14 | 900 | 0 | 5000 | 4420.4 | 0 | 2646.98 | 0 | 0 | 0 | 0 | 0 | 0 | 0 | 0.17348
MISO_IN_2_MISO_MI | MISO_IN | MISO_MI | 2050 | B15 | 1203 | 0 | 5000 | 5000 | 0 | 2258.04 | 0 | 0 | 0.40358 | 0 | 0 | 0.15646 | 0 | 0.17348
MISO_IN_2_MISO_MI | MISO_IN | MISO_MI | 2050 | B16 | 25 | 0 | 5000 | 1649.35 | 0 | 2365.82 | 0 | 0 | 0 | 0 | 0 | 0 | 0 | 0.17348
MISO_IN_2_MISO_MI | MISO_IN | MISO_MI | 2050 | B17 | 100 | 0 | 5000 | 3522.3 | 0 | 1231.45 | 0 | 0 | 0 | 0 | 0 | 0 | 0 | 0.17348
MISO_IN_2_MISO_MI | MISO_IN | MISO_MI | 2050 | B18 | 400 | 0 | 5000 | 3691.57 | 0 | 792.82 | 0 | 0 | 0 | 0 | 0 | 0 | 0 | 0.17348
MISO_IN_2_MISO_MI | MISO_IN | MISO_MI | 2050 | B19 | 700 | 0 | 5000 | 5000 | 0 | 2790.93 | 0 | 0 | 0.27301 | 0 | 0 | 0.061588 | 0 | 0.17348
MISO_IN_2_MISO_MI | MISO_IN | MISO_MI | 2050 | B20 | 935 | 0 | 5000 | 3038.75 | 0 | 5000 | 0 | 0 | 0 | 0 | 0.09496 | 0 | 0 | 0.17348
MISO_IN_2_MISO_MO-IL | MISO_IN | MISO_MO-IL | 2015 | B1 | 10 | 0 | 5000 | 0 | 0 | 0 | 0 | 0 | 0 | 0 | 0 | 0 | 0 | 0
MISO_IN_2_MISO_MO-IL | MISO_IN | MISO_MO-IL | 2015 | B2 | 25 | 0 | 5000 | 0 | 0 | 0 | 0 | 0 | 0 | 0 | 0 | 0 | 0 | 0
MISO_IN_2_MISO_MO-IL | MISO_IN | MISO_MO-IL | 2015 | B3 | 75 | 0 | 5000 | 0 | 0 | 0 | 0 | 0 | 0 | 0 | 0 | 0 | 0 | 0
MISO_IN_2_MISO_MO-IL | MISO_IN | MISO_MO-IL | 2015 | B4 | 100 | 0 | 5000 | 0 | 0 | 0 | 0 | 0 | 0 | 0 | 0 | 0 | 0 | 0
MISO_IN_2_MISO_MO-IL | MISO_IN | MISO_MO-IL | 2015 | B5 | 200 | 0 | 5000 | 0 | 0 | 0 | 0 | 0 | 0 | 0 | 0 | 0 | 0 | 0
MISO_IN_2_MISO_MO-IL | MISO_IN | MISO_MO-IL | 2015 | B6 | 300 | 0 | 5000 | 0 | 0 | 0 | 0 | 0 | 0 | 0 | 0 | 0 | 0 | 0
MISO_IN_2_MISO_MO-IL | MISO_IN | MISO_MO-IL | 2015 | B7 | 400 | 0 | 5000 | 0 | 0 | 0 | 0 | 0 | 0 | 0 | 0 | 0 | 0 | 0
MISO_IN_2_MISO_MO-IL | MISO_IN | MISO_MO-IL | 2015 | B8 | 500 | 0 | 5000 | 0 | 0 | 0 | 0 | 0 | 0 | 0 | 0 | 0 | 0 | 0
MISO_IN_2_MISO_MO-IL | MISO_IN | MISO_MO-IL | 2015 | B9 | 800 | 0 | 5000 | 0 | 0 | 0 | 0 | 0 | 0 | 0 | 0 | 0 | 0 | 0
MISO_IN_2_MISO_MO-IL | MISO_IN | MISO_MO-IL | 2015 | B10 | 1262 | 0 | 5000 | 0 | 0 | 0 | 0 | 0 | 0 | 0 | 0 | 0 | 0 | 0
MISO_IN_2_MISO_MO-IL | MISO_IN | MISO_MO-IL | 2015 | B11 | 25 | 0 | 5000 | 87.95 | 0 | 0 | 0 | 0 | 0 | 0 | 0 | 0 | 0 | 0
MISO_IN_2_MISO_MO-IL | MISO_IN | MISO_MO-IL | 2015 | B12 | 200 | 0 | 5000 | 0 | 0 | 0 | 0 | 0 | 0 | 0 | 0 | 0 | 0 | 0
MISO_IN_2_MISO_MO-IL | MISO_IN | MISO_MO-IL | 2015 | B13 | 600 | 0 | 5000 | 0 | 0 | 0 | 0 | 0 | 0 | 0 | 0 | 0 | 0 | 0
MISO_IN_2_MISO_MO-IL | MISO_IN | MISO_MO-IL | 2015 | B14 | 900 | 0 | 5000 | 0 | 0 | 0 | 0 | 0 | 0 | 0 | 0 | 0 | 0 | 0
MISO_IN_2_MISO_MO-IL | MISO_IN | MISO_MO-IL | 2015 | B15 | 1203 | 0 | 5000 | 0 | 0 | 0 | 0 | 0 | 0 | 0 | 0 | 0 | 0 | 0
MISO_IN_2_MISO_MO-IL | MISO_IN | MISO_MO-IL | 2015 | B16 | 25 | 0 | 5000 | 0 | 0 | 0 | 0 | 0 | 0 | 0 | 0 | 0 | 0 | 0
MISO_IN_2_MISO_MO-IL | MISO_IN | MISO_MO-IL | 2015 | B17 | 100 | 0 | 5000 | 0 | 0 | 0 | 0 | 0 | 0 | 0 | 0 | 0 | 0 | 0
MISO_IN_2_MISO_MO-IL | MISO_IN | MISO_MO-IL | 2015 | B18 | 400 | 0 | 5000 | 0 | 0 | 0 | 0 | 0 | 0 | 0 | 0 | 0 | 0 | 0
MISO_IN_2_MISO_MO-IL | MISO_IN | MISO_MO-IL | 2015 | B19 | 700 | 0 | 5000 | 0 | 0 | 0 | 0 | 0 | 0 | 0 | 0 | 0 | 0 | 0
MISO_IN_2_MISO_MO-IL | MISO_IN | MISO_MO-IL | 2015 | B20 | 935 | 0 | 5000 | 0 | 0 | 0 | 0 | 0 | 0 | 0 | 0 | 0 | 0 | 0
MISO_IN_2_MISO_MO-IL | MISO_IN | MISO_MO-IL | 2020 | B1 | 10 | 0 | 5000 | 643.25 | 0 | 0 | 0 | 0 | 0 | 0 | 0 | 0 | 0 | 0
MISO_IN_2_MISO_MO-IL | MISO_IN | MISO_MO-IL | 2020 | B2 | 25 | 0 | 5000 | 0 | 0 | 0 | 0 | 0 | 0 | 0 | 0 | 0 | 0 | 0
MISO_IN_2_MISO_MO-IL | MISO_IN | MISO_MO-IL | 2020 | B3 | 75 | 0 | 5000 | 207.18 | 0 | 188.67 | 0 | 0 | 0 | 0 | 0 | 0 | 0 | 0
MISO_IN_2_MISO_MO-IL | MISO_IN | MISO_MO-IL | 2020 | B4 | 100 | 0 | 5000 | 138.44 | 0 | 0 | 0 | 0 | 0 | 0 | 0 | 0 | 0 | 0
MISO_IN_2_MISO_MO-IL | MISO_IN | MISO_MO-IL | 2020 | B5 | 200 | 0 | 5000 | 324 | 0 | 0 | 0 | 0 | 0 | 0 | 0 | 0 | 0 | 0
MISO_IN_2_MISO_MO-IL | MISO_IN | MISO_MO-IL | 2020 | B6 | 300 | 0 | 5000 | 1243.74 | 0 | 0 | 0 | 0 | 0 | 0 | 0 | 0 | 0 | 0
MISO_IN_2_MISO_MO-IL | MISO_IN | MISO_MO-IL | 2020 | B7 | 400 | 0 | 5000 | 240.78 | 0 | 381.82 | 0 | 0 | 0 | 0 | 0 | 0 | 0 | 0
MISO_IN_2_MISO_MO-IL | MISO_IN | MISO_MO-IL | 2020 | B8 | 500 | 0 | 5000 | 356.78 | 0 | 492.97 | 0 | 0 | 0 | 0 | 0 | 0 | 0 | 0
MISO_IN_2_MISO_MO-IL | MISO_IN | MISO_MO-IL | 2020 | B9 | 800 | 0 | 5000 | 1045.38 | 0 | 640.65 | 0 | 0 | 0 | 0 | 0 | 0 | 0 | 0
MISO_IN_2_MISO_MO-IL | MISO_IN | MISO_MO-IL | 2020 | B10 | 1262 | 0 | 5000 | 0 | 0 | 0 | 0 | 0 | 0 | 0 | 0 | 0 | 0 | 0
MISO_IN_2_MISO_MO-IL | MISO_IN | MISO_MO-IL | 2020 | B11 | 25 | 0 | 5000 | 0 | 0 | 0 | 0 | 0 | 0 | 0 | 0 | 0 | 0 | 0
MISO_IN_2_MISO_MO-IL | MISO_IN | MISO_MO-IL | 2020 | B12 | 200 | 0 | 5000 | 0 | 0 | 0 | 0 | 0 | 0 | 0 | 0 | 0 | 0 | 0
MISO_IN_2_MISO_MO-IL | MISO_IN | MISO_MO-IL | 2020 | B13 | 600 | 0 | 5000 | 0 | 0 | 0 | 0 | 0 | 0 | 0 | 0 | 0 | 0 | 0
MISO_IN_2_MISO_MO-IL | MISO_IN | MISO_MO-IL | 2020 | B14 | 900 | 0 | 5000 | 0 | 0 | 0 | 0 | 0 | 0 | 0 | 0 | 0 | 0 | 0
MISO_IN_2_MISO_MO-IL | MISO_IN | MISO_MO-IL | 2020 | B15 | 1203 | 0 | 5000 | 0 | 0 | 143.34 | 0 | 0 | 0 | 0 | 0 | 0 | 0 | 0
MISO_IN_2_MISO_MO-IL | MISO_IN | MISO_MO-IL | 2020 | B16 | 25 | 0 | 5000 | 0 | 0 | 0 | 0 | 0 | 0 | 0 | 0 | 0 | 0 | 0
MISO_IN_2_MISO_MO-IL | MISO_IN | MISO_MO-IL | 2020 | B17 | 100 | 0 | 5000 | 0 | 0 | 0 | 0 | 0 | 0 | 0 | 0 | 0 | 0 | 0
MISO_IN_2_MISO_MO-IL | MISO_IN | MISO_MO-IL | 2020 | B18 | 400 | 0 | 5000 | 0 | 0 | 0 | 0 | 0 | 0 | 0 | 0 | 0 | 0 | 0
MISO_IN_2_MISO_MO-IL | MISO_IN | MISO_MO-IL | 2020 | B19 | 700 | 0 | 5000 | 0 | 0 | 0 | 0 | 0 | 0 | 0 | 0 | 0 | 0 | 0
MISO_IN_2_MISO_MO-IL | MISO_IN | MISO_MO-IL | 2020 | B20 | 935 | 0 | 5000 | 0 | 0 | 0 | 0 | 0 | 0 | 0 | 0 | 0 | 0 | 0
MISO_IN_2_MISO_MO-IL | MISO_IN | MISO_MO-IL | 2025 | B1 | 10 | 0 | 5000 | 0 | 0 | 0 | 0 | 0 | 0 | 0 | 0 | 0 | 0 | 0
MISO_IN_2_MISO_MO-IL | MISO_IN | MISO_MO-IL | 2025 | B2 | 25 | 0 | 5000 | 0 | 0 | 0 | 0 | 0 | 0 | 0 | 0 | 0 | 0 | 0
MISO_IN_2_MISO_MO-IL | MISO_IN | MISO_MO-IL | 2025 | B3 | 75 | 0 | 5000 | 0 | 0 | 0 | 0 | 0 | 0 | 0 | 0 | 0 | 0 | 0
MISO_IN_2_MISO_MO-IL | MISO_IN | MISO_MO-IL | 2025 | B4 | 100 | 0 | 5000 | 112.98 | 0 | 0 | 0 | 0 | 0 | 0 | 0 | 0 | 0 | 0
MISO_IN_2_MISO_MO-IL | MISO_IN | MISO_MO-IL | 2025 | B5 | 200 | 0 | 5000 | 0 | 0 | 0 | 0 | 0 | 0 | 0 | 0 | 0 | 0 | 0
MISO_IN_2_MISO_MO-IL | MISO_IN | MISO_MO-IL | 2025 | B6 | 300 | 0 | 5000 | 901.94 | 0 | 19.86 | 0 | 0 | 0 | 0 | 0 | 0 | 0 | 0
MISO_IN_2_MISO_MO-IL | MISO_IN | MISO_MO-IL | 2025 | B7 | 400 | 0 | 5000 | 821.71 | 0 | 0 | 0 | 0 | 0 | 0 | 0 | 0 | 0 | 0
MISO_IN_2_MISO_MO-IL | MISO_IN | MISO_MO-IL | 2025 | B8 | 500 | 0 | 5000 | 0 | 0 | 0 | 0 | 0 | 0 | 0 | 0 | 0 | 0 | 0
MISO_IN_2_MISO_MO-IL | MISO_IN | MISO_MO-IL | 2025 | B9 | 800 | 0 | 5000 | 0 | 0 | 0 | 0 | 0 | 0 | 0 | 0 | 0 | 0 | 0
MISO_IN_2_MISO_MO-IL | MISO_IN | MISO_MO-IL | 2025 | B10 | 1262 | 0 | 5000 | 0 | 0 | 0 | 0 | 0 | 0 | 0 | 0 | 0 | 0 | 0
MISO_IN_2_MISO_MO-IL | MISO_IN | MISO_MO-IL | 2025 | B11 | 25 | 0 | 5000 | 0 | 0 | 0 | 0 | 0 | 0 | 0 | 0 | 0 | 0 | 0
MISO_IN_2_MISO_MO-IL | MISO_IN | MISO_MO-IL | 2025 | B12 | 200 | 0 | 5000 | 0 | 0 | 0 | 0 | 0 | 0 | 0 | 0 | 0 | 0 | 0
MISO_IN_2_MISO_MO-IL | MISO_IN | MISO_MO-IL | 2025 | B13 | 600 | 0 | 5000 | 0 | 0 | 0 | 0 | 0 | 0 | 0 | 0 | 0 | 0 | 0
MISO_IN_2_MISO_MO-IL | MISO_IN | MISO_MO-IL | 2025 | B14 | 900 | 0 | 5000 | 0 | 0 | 0 | 0 | 0 | 0 | 0 | 0 | 0 | 0 | 0
MISO_IN_2_MISO_MO-IL | MISO_IN | MISO_MO-IL | 2025 | B15 | 1203 | 0 | 5000 | 0 | 0 | 0 | 0 | 0 | 0 | 0 | 0 | 0 | 0 | 0
MISO_IN_2_MISO_MO-IL | MISO_IN | MISO_MO-IL | 2025 | B16 | 25 | 0 | 5000 | 0 | 0 | 0 | 0 | 0 | 0 | 0 | 0 | 0 | 0 | 0
MISO_IN_2_MISO_MO-IL | MISO_IN | MISO_MO-IL | 2025 | B17 | 100 | 0 | 5000 | 0 | 0 | 0 | 0 | 0 | 0 | 0 | 0 | 0 | 0 | 0
MISO_IN_2_MISO_MO-IL | MISO_IN | MISO_MO-IL | 2025 | B18 | 400 | 0 | 5000 | 0 | 0 | 0 | 0 | 0 | 0 | 0 | 0 | 0 | 0 | 0
MISO_IN_2_MISO_MO-IL | MISO_IN | MISO_MO-IL | 2025 | B19 | 700 | 0 | 5000 | 0 | 0 | 0 | 0 | 0 | 0 | 0 | 0 | 0 | 0 | 0
MISO_IN_2_MISO_MO-IL | MISO_IN | MISO_MO-IL | 2025 | B20 | 935 | 0 | 5000 | 408.59 | 0 | 0 | 0 | 0 | 0 | 0 | 0 | 0 | 0 | 0
MISO_IN_2_MISO_MO-IL | MISO_IN | MISO_MO-IL | 2030 | B1 | 10 | 0 | 5000 | 0 | 0 | 0 | 0 | 0 | 0 | 0 | 0 | 0 | 0 | 0
MISO_IN_2_MISO_MO-IL | MISO_IN | MISO_MO-IL | 2030 | B2 | 25 | 0 | 5000 | 0 | 0 | 0 | 0 | 0 | 0 | 0 | 0 | 0 | 0 | 0
MISO_IN_2_MISO_MO-IL | MISO_IN | MISO_MO-IL | 2030 | B3 | 75 | 0 | 5000 | 0 | 0 | 0 | 0 | 0 | 0 | 0 | 0 | 0 | 0 | 0
MISO_IN_2_MISO_MO-IL | MISO_IN | MISO_MO-IL | 2030 | B4 | 100 | 0 | 5000 | 0 | 0 | 0 | 0 | 0 | 0 | 0 | 0 | 0 | 0 | 0
MISO_IN_2_MISO_MO-IL | MISO_IN | MISO_MO-IL | 2030 | B5 | 200 | 0 | 5000 | 332.03 | 0 | 0 | 0 | 0 | 0 | 0 | 0 | 0 | 0 | 0
MISO_IN_2_MISO_MO-IL | MISO_IN | MISO_MO-IL | 2030 | B6 | 300 | 0 | 5000 | 710.22 | 0 | 0 | 0 | 0 | 0 | 0 | 0 | 0 | 0 | 0
MISO_IN_2_MISO_MO-IL | MISO_IN | MISO_MO-IL | 2030 | B7 | 400 | 0 | 5000 | 0 | 0 | 370.76 | 0 | 0 | 0 | 0 | 0 | 0 | 0 | 0
MISO_IN_2_MISO_MO-IL | MISO_IN | MISO_MO-IL | 2030 | B8 | 500 | 0 | 5000 | 0 | 0 | 0 | 0 | 0 | 0 | 0 | 0 | 0 | 0 | 0
MISO_IN_2_MISO_MO-IL | MISO_IN | MISO_MO-IL | 2030 | B9 | 800 | 0 | 5000 | 0 | 0 | 0 | 0 | 0 | 0 | 0 | 0 | 0 | 0 | 0
MISO_IN_2_MISO_MO-IL | MISO_IN | MISO_MO-IL | 2030 | B10 | 1262 | 0 | 5000 | 0 | 0 | 0 | 0 | 0 | 0 | 0 | 0 | 0 | 0 | 0
MISO_IN_2_MISO_MO-IL | MISO_IN | MISO_MO-IL | 2030 | B11 | 25 | 0 | 5000 | 0 | 0 | 0 | 0 | 0 | 0 | 0 | 0 | 0 | 0 | 0
MISO_IN_2_MISO_MO-IL | MISO_IN | MISO_MO-IL | 2030 | B12 | 200 | 0 | 5000 | 0 | 0 | 0 | 0 | 0 | 0 | 0 | 0 | 0 | 0 | 0
MISO_IN_2_MISO_MO-IL | MISO_IN | MISO_MO-IL | 2030 | B13 | 600 | 0 | 5000 | 0 | 0 | 0 | 0 | 0 | 0 | 0 | 0 | 0 | 0 | 0
MISO_IN_2_MISO_MO-IL | MISO_IN | MISO_MO-IL | 2030 | B14 | 900 | 0 | 5000 | 0 | 0 | 24.43 | 0 | 0 | 0 | 0 | 0 | 0 | 0 | 0
MISO_IN_2_MISO_MO-IL | MISO_IN | MISO_MO-IL | 2030 | B15 | 1203 | 0 | 5000 | 0 | 0 | 0 | 0 | 0 | 0 | 0 | 0 | 0 | 0 | 0
MISO_IN_2_MISO_MO-IL | MISO_IN | MISO_MO-IL | 2030 | B16 | 25 | 0 | 5000 | 0 | 0 | 0 | 0 | 0 | 0 | 0 | 0 | 0 | 0 | 0
MISO_IN_2_MISO_MO-IL | MISO_IN | MISO_MO-IL | 2030 | B17 | 100 | 0 | 5000 | 0 | 0 | 0 | 0 | 0 | 0 | 0 | 0 | 0 | 0 | 0
MISO_IN_2_MISO_MO-IL | MISO_IN | MISO_MO-IL | 2030 | B18 | 400 | 0 | 5000 | 0 | 0 | 0 | 0 | 0 | 0 | 0 | 0 | 0 | 0 | 0
MISO_IN_2_MISO_MO-IL | MISO_IN | MISO_MO-IL | 2030 | B19 | 700 | 0 | 5000 | 0 | 0 | 0 | 0 | 0 | 0 | 0 | 0 | 0 | 0 | 0
MISO_IN_2_MISO_MO-IL | MISO_IN | MISO_MO-IL | 2030 | B20 | 935 | 0 | 5000 | 0 | 0 | 1102.85 | 0 | 0 | 0 | 0 | 0 | 0 | 0 | 0
MISO_IN_2_MISO_MO-IL | MISO_IN | MISO_MO-IL | 2035 | B1 | 10 | 0 | 5000 | 0 | 0 | 0 | 0 | 0 | 0 | 0 | 0 | 0 | 0 | 0
MISO_IN_2_MISO_MO-IL | MISO_IN | MISO_MO-IL | 2035 | B2 | 25 | 0 | 5000 | 1357.63 | 0 | 0 | 0 | 0 | 0 | 0 | 0 | 0 | 0 | 0
MISO_IN_2_MISO_MO-IL | MISO_IN | MISO_MO-IL | 2035 | B3 | 75 | 0 | 5000 | 0 | 0 | 0 | 0 | 0 | 0 | 0 | 0 | 0 | 0 | 0
MISO_IN_2_MISO_MO-IL | MISO_IN | MISO_MO-IL | 2035 | B4 | 100 | 0 | 5000 | 2523.88 | 0 | 0 | 0 | 0 | 0 | 0 | 0 | 0 | 0 | 0
MISO_IN_2_MISO_MO-IL | MISO_IN | MISO_MO-IL | 2035 | B5 | 200 | 0 | 5000 | 1202.49 | 0 | 0 | 0 | 0 | 0 | 0 | 0 | 0 | 0 | 0
MISO_IN_2_MISO_MO-IL | MISO_IN | MISO_MO-IL | 2035 | B6 | 300 | 0 | 5000 | 2291.18 | 0 | 0 | 0 | 0 | 0 | 0 | 0 | 0 | 0 | 0
MISO_IN_2_MISO_MO-IL | MISO_IN | MISO_MO-IL | 2035 | B7 | 400 | 0 | 5000 | 300.27 | 0 | 0 | 0 | 0 | 0 | 0 | 0 | 0 | 0 | 0
MISO_IN_2_MISO_MO-IL | MISO_IN | MISO_MO-IL | 2035 | B8 | 500 | 0 | 5000 | 0 | 0 | 0 | 0 | 0 | 0 | 0 | 0 | 0 | 0 | 0
MISO_IN_2_MISO_MO-IL | MISO_IN | MISO_MO-IL | 2035 | B9 | 800 | 0 | 5000 | 238.54 | 0 | 0 | 0 | 0 | 0 | 0 | 0 | 0 | 0 | 0
MISO_IN_2_MISO_MO-IL | MISO_IN | MISO_MO-IL | 2035 | B10 | 1262 | 0 | 5000 | 0 | 0 | 0 | 0 | 0 | 0 | 0 | 0 | 0 | 0 | 0
MISO_IN_2_MISO_MO-IL | MISO_IN | MISO_MO-IL | 2035 | B11 | 25 | 0 | 5000 | 1771.65 | 0 | 0 | 0 | 0 | 0 | 0 | 0 | 0 | 0 | 0
MISO_IN_2_MISO_MO-IL | MISO_IN | MISO_MO-IL | 2035 | B12 | 200 | 0 | 5000 | 0 | 0 | 0 | 0 | 0 | 0 | 0 | 0 | 0 | 0 | 0
MISO_IN_2_MISO_MO-IL | MISO_IN | MISO_MO-IL | 2035 | B13 | 600 | 0 | 5000 | 595.65 | 0 | 0 | 0 | 0 | 0 | 0 | 0 | 0 | 0 | 0
MISO_IN_2_MISO_MO-IL | MISO_IN | MISO_MO-IL | 2035 | B14 | 900 | 0 | 5000 | 736.32 | 0 | 0 | 0 | 0 | 0 | 0 | 0 | 0 | 0 | 0
MISO_IN_2_MISO_MO-IL | MISO_IN | MISO_MO-IL | 2035 | B15 | 1203 | 0 | 5000 | 0 | 0 | 0 | 0 | 0 | 0 | 0 | 0 | 0 | 0 | 0
MISO_IN_2_MISO_MO-IL | MISO_IN | MISO_MO-IL | 2035 | B16 | 25 | 0 | 5000 | 0 | 0 | 0 | 0 | 0 | 0 | 0 | 0 | 0 | 0 | 0
MISO_IN_2_MISO_MO-IL | MISO_IN | MISO_MO-IL | 2035 | B17 | 100 | 0 | 5000 | 0 | 0 | 0 | 0 | 0 | 0 | 0 | 0 | 0 | 0 | 0
MISO_IN_2_MISO_MO-IL | MISO_IN | MISO_MO-IL | 2035 | B18 | 400 | 0 | 5000 | 0 | 0 | 0 | 0 | 0 | 0 | 0 | 0 | 0 | 0 | 0
MISO_IN_2_MISO_MO-IL | MISO_IN | MISO_MO-IL | 2035 | B19 | 700 | 0 | 5000 | 0 | 0 | 0 | 0 | 0 | 0 | 0 | 0 | 0 | 0 | 0
MISO_IN_2_MISO_MO-IL | MISO_IN | MISO_MO-IL | 2035 | B20 | 935 | 0 | 5000 | 0 | 0 | 0 | 0 | 0 | 0 | 0 | 0 | 0 | 0 | 0
MISO_IN_2_MISO_MO-IL | MISO_IN | MISO_MO-IL | 2040 | B1 | 10 | 0 | 5000 | 0 | 0 | 0 | 0 | 0 | 0 | 0 | 0 | 0 | 0 | 0
MISO_IN_2_MISO_MO-IL | MISO_IN | MISO_MO-IL | 2040 | B2 | 25 | 0 | 5000 | 196.74 | 0 | 0 | 0 | 0 | 0 | 0 | 0 | 0 | 0 | 0
MISO_IN_2_MISO_MO-IL | MISO_IN | MISO_MO-IL | 2040 | B3 | 75 | 0 | 5000 | 0 | 0 | 0 | 0 | 0 | 0 | 0 | 0 | 0 | 0 | 0
MISO_IN_2_MISO_MO-IL | MISO_IN | MISO_MO-IL | 2040 | B4 | 100 | 0 | 5000 | 1297.26 | 0 | 0 | 0 | 0 | 0 | 0 | 0 | 0 | 0 | 0
MISO_IN_2_MISO_MO-IL | MISO_IN | MISO_MO-IL | 2040 | B5 | 200 | 0 | 5000 | 489.42 | 0 | 0 | 0 | 0 | 0 | 0 | 0 | 0 | 0 | 0
MISO_IN_2_MISO_MO-IL | MISO_IN | MISO_MO-IL | 2040 | B6 | 300 | 0 | 5000 | 309.1 | 0 | 0 | 0 | 0 | 0 | 0 | 0 | 0 | 0 | 0
MISO_IN_2_MISO_MO-IL | MISO_IN | MISO_MO-IL | 2040 | B7 | 400 | 0 | 5000 | 0 | 0 | 0 | 0 | 0 | 0 | 0 | 0 | 0 | 0 | 0
MISO_IN_2_MISO_MO-IL | MISO_IN | MISO_MO-IL | 2040 | B8 | 500 | 0 | 5000 | 0 | 0 | 0 | 0 | 0 | 0 | 0 | 0 | 0 | 0 | 0
MISO_IN_2_MISO_MO-IL | MISO_IN | MISO_MO-IL | 2040 | B9 | 800 | 0 | 5000 | 0 | 0 | 0 | 0 | 0 | 0 | 0 | 0 | 0 | 0 | 0
MISO_IN_2_MISO_MO-IL | MISO_IN | MISO_MO-IL | 2040 | B10 | 1262 | 0 | 5000 | 0 | 0 | 0 | 0 | 0 | 0 | 0 | 0 | 0 | 0 | 0
MISO_IN_2_MISO_MO-IL | MISO_IN | MISO_MO-IL | 2040 | B11 | 25 | 0 | 5000 | 0 | 0 | 579.06 | 0 | 0 | 0 | 0 | 0 | 0 | 0 | 0
MISO_IN_2_MISO_MO-IL | MISO_IN | MISO_MO-IL | 2040 | B12 | 200 | 0 | 5000 | 0 | 0 | 0 | 0 | 0 | 0 | 0 | 0 | 0 | 0 | 0
MISO_IN_2_MISO_MO-IL | MISO_IN | MISO_MO-IL | 2040 | B13 | 600 | 0 | 5000 | 0 | 0 | 0 | 0 | 0 | 0 | 0 | 0 | 0 | 0 | 0
MISO_IN_2_MISO_MO-IL | MISO_IN | MISO_MO-IL | 2040 | B14 | 900 | 0 | 5000 | 0 | 0 | 0 | 0 | 0 | 0 | 0 | 0 | 0 | 0 | 0
MISO_IN_2_MISO_MO-IL | MISO_IN | MISO_MO-IL | 2040 | B15 | 1203 | 0 | 5000 | 0 | 0 | 0 | 0 | 0 | 0 | 0 | 0 | 0 | 0 | 0
MISO_IN_2_MISO_MO-IL | MISO_IN | MISO_MO-IL | 2040 | B16 | 25 | 0 | 5000 | 0 | 0 | 0 | 0 | 0 | 0 | 0 | 0 | 0 | 0 | 0
MISO_IN_2_MISO_MO-IL | MISO_IN | MISO_MO-IL | 2040 | B17 | 100 | 0 | 5000 | 0 | 0 | 0 | 0 | 0 | 0 | 0 | 0 | 0 | 0 | 0
MISO_IN_2_MISO_MO-IL | MISO_IN | MISO_MO-IL | 2040 | B18 | 400 | 0 | 5000 | 0 | 0 | 0 | 0 | 0 | 0 | 0 | 0 | 0 | 0 | 0
MISO_IN_2_MISO_MO-IL | MISO_IN | MISO_MO-IL | 2040 | B19 | 700 | 0 | 5000 | 0 | 0 | 0 | 0 | 0 | 0 | 0 | 0 | 0 | 0 | 0
MISO_IN_2_MISO_MO-IL | MISO_IN | MISO_MO-IL | 2040 | B20 | 935 | 0 | 5000 | 0 | 0 | 0 | 0 | 0 | 0 | 0 | 0 | 0 | 0 | 0
MISO_IN_2_MISO_MO-IL | MISO_IN | MISO_MO-IL | 2045 | B1 | 10 | 0 | 5000 | 0 | 0 | 0 | 0 | 0 | 0 | 0 | 0 | 0 | 0 | 0
MISO_IN_2_MISO_MO-IL | MISO_IN | MISO_MO-IL | 2045 | B2 | 25 | 0 | 5000 | 0 | 0 | 517.13 | 0 | 0 | 0 | 0 | 0 | 0 | 0 | 0
MISO_IN_2_MISO_MO-IL | MISO_IN | MISO_MO-IL | 2045 | B3 | 75 | 0 | 5000 | 0 | 0 | 1951.29 | 0 | 0 | 0 | 0 | 0 | 0 | 0 | 0
MISO_IN_2_MISO_MO-IL | MISO_IN | MISO_MO-IL | 2045 | B4 | 100 | 0 | 5000 | 0 | 0 | 37.39 | 0 | 0 | 0 | 0 | 0 | 0 | 0 | 0
MISO_IN_2_MISO_MO-IL | MISO_IN | MISO_MO-IL | 2045 | B5 | 200 | 0 | 5000 | 0 | 0 | 0 | 0 | 0 | 0 | 0 | 0 | 0 | 0 | 0
MISO_IN_2_MISO_MO-IL | MISO_IN | MISO_MO-IL | 2045 | B6 | 300 | 0 | 5000 | 0 | 0 | 0 | 0 | 0 | 0 | 0 | 0 | 0 | 0 | 0
MISO_IN_2_MISO_MO-IL | MISO_IN | MISO_MO-IL | 2045 | B7 | 400 | 0 | 5000 | 0 | 0 | 0 | 0 | 0 | 0 | 0 | 0 | 0 | 0 | 0
MISO_IN_2_MISO_MO-IL | MISO_IN | MISO_MO-IL | 2045 | B8 | 500 | 0 | 5000 | 0 | 0 | 0 | 0 | 0 | 0 | 0 | 0 | 0 | 0 | 0
MISO_IN_2_MISO_MO-IL | MISO_IN | MISO_MO-IL | 2045 | B9 | 800 | 0 | 5000 | 0 | 0 | 0 | 0 | 0 | 0 | 0 | 0 | 0 | 0 | 0
MISO_IN_2_MISO_MO-IL | MISO_IN | MISO_MO-IL | 2045 | B10 | 1262 | 0 | 5000 | 0 | 0 | 0 | 0 | 0 | 0 | 0 | 0 | 0 | 0 | 0
MISO_IN_2_MISO_MO-IL | MISO_IN | MISO_MO-IL | 2045 | B11 | 25 | 0 | 5000 | 556.6 | 0 | 1031.59 | 0 | 0 | 0 | 0 | 0 | 0 | 0 | 0
MISO_IN_2_MISO_MO-IL | MISO_IN | MISO_MO-IL | 2045 | B12 | 200 | 0 | 5000 | 0 | 0 | 0 | 0 | 0 | 0 | 0 | 0 | 0 | 0 | 0
MISO_IN_2_MISO_MO-IL | MISO_IN | MISO_MO-IL | 2045 | B13 | 600 | 0 | 5000 | 0 | 0 | 0 | 0 | 0 | 0 | 0 | 0 | 0 | 0 | 0
MISO_IN_2_MISO_MO-IL | MISO_IN | MISO_MO-IL | 2045 | B14 | 900 | 0 | 5000 | 0 | 0 | 0 | 0 | 0 | 0 | 0 | 0 | 0 | 0 | 0
MISO_IN_2_MISO_MO-IL | MISO_IN | MISO_MO-IL | 2045 | B15 | 1203 | 0 | 5000 | 0 | 0 | 0 | 0 | 0 | 0 | 0 | 0 | 0 | 0 | 0
MISO_IN_2_MISO_MO-IL | MISO_IN | MISO_MO-IL | 2045 | B16 | 25 | 0 | 5000 | 0 | 0 | 0 | 0 | 0 | 0 | 0 | 0 | 0 | 0 | 0
MISO_IN_2_MISO_MO-IL | MISO_IN | MISO_MO-IL | 2045 | B17 | 100 | 0 | 5000 | 0 | 0 | 0 | 0 | 0 | 0 | 0 | 0 | 0 | 0 | 0
MISO_IN_2_MISO_MO-IL | MISO_IN | MISO_MO-IL | 2045 | B18 | 400 | 0 | 5000 | 0 | 0 | 0 | 0 | 0 | 0 | 0 | 0 | 0 | 0 | 0
MISO_IN_2_MISO_MO-IL | MISO_IN | MISO_MO-IL | 2045 | B19 | 700 | 0 | 5000 | 0 | 0 | 0 | 0 | 0 | 0 | 0 | 0 | 0 | 0 | 0
MISO_IN_2_MISO_MO-IL | MISO_IN | MISO_MO-IL | 2045 | B20 | 935 | 0 | 5000 | 0 | 0 | 0 | 0 | 0 | 0 | 0 | 0 | 0 | 0 | 0
MISO_IN_2_MISO_MO-IL | MISO_IN | MISO_MO-IL | 2050 | B1 | 10 | 0 | 5000 | 0 | 0 | 1070.63 | 0 | 0 | 0 | 0 | 0 | 0 | 0 | 0
MISO_IN_2_MISO_MO-IL | MISO_IN | MISO_MO-IL | 2050 | B2 | 25 | 0 | 5000 | 2267.42 | 0 | 2212.19 | 0 | 0 | 0 | 0 | 0 | 0 | 0 | 0
MISO_IN_2_MISO_MO-IL | MISO_IN | MISO_MO-IL | 2050 | B3 | 75 | 0 | 5000 | 1186.15 | 0 | 4244.64 | 0 | 0 | 0 | 0 | 0 | 0 | 0 | 0
MISO_IN_2_MISO_MO-IL | MISO_IN | MISO_MO-IL | 2050 | B4 | 100 | 0 | 5000 | 2801.29 | 0 | 0 | 0 | 0 | 0 | 0 | 0 | 0 | 0 | 0
MISO_IN_2_MISO_MO-IL | MISO_IN | MISO_MO-IL | 2050 | B5 | 200 | 0 | 5000 | 1887.09 | 0 | 0 | 0 | 0 | 0 | 0 | 0 | 0 | 0 | 0
MISO_IN_2_MISO_MO-IL | MISO_IN | MISO_MO-IL | 2050 | B6 | 300 | 0 | 5000 | 1098.02 | 0 | 0 | 0 | 0 | 0 | 0 | 0 | 0 | 0 | 0
MISO_IN_2_MISO_MO-IL | MISO_IN | MISO_MO-IL | 2050 | B7 | 400 | 0 | 5000 | 1527.13 | 0 | 0 | 0 | 0 | 0 | 0 | 0 | 0 | 0 | 0
MISO_IN_2_MISO_MO-IL | MISO_IN | MISO_MO-IL | 2050 | B8 | 500 | 0 | 5000 | 1942.36 | 0 | 0 | 0 | 0 | 0 | 0 | 0 | 0 | 0 | 0
MISO_IN_2_MISO_MO-IL | MISO_IN | MISO_MO-IL | 2050 | B9 | 800 | 0 | 5000 | 965.15 | 0 | 0 | 0 | 0 | 0 | 0 | 0 | 0 | 0 | 0
MISO_IN_2_MISO_MO-IL | MISO_IN | MISO_MO-IL | 2050 | B10 | 1262 | 0 | 5000 | 0 | 0 | 0 | 0 | 0 | 0 | 0 | 0 | 0 | 0 | 0
MISO_IN_2_MISO_MO-IL | MISO_IN | MISO_MO-IL | 2050 | B11 | 25 | 0 | 5000 | 2440.43 | 0 | 171.69 | 0 | 0 | 0 | 0 | 0 | 0 | 0 | 0
MISO_IN_2_MISO_MO-IL | MISO_IN | MISO_MO-IL | 2050 | B12 | 200 | 0 | 5000 | 0 | 0 | 0 | 0 | 0 | 0 | 0 | 0 | 0 | 0 | 0
MISO_IN_2_MISO_MO-IL | MISO_IN | MISO_MO-IL | 2050 | B13 | 600 | 0 | 5000 | 138.31 | 0 | 0 | 0 | 0 | 0 | 0 | 0 | 0 | 0 | 0
MISO_IN_2_MISO_MO-IL | MISO_IN | MISO_MO-IL | 2050 | B14 | 900 | 0 | 5000 | 1166.02 | 0 | 0 | 0 | 0 | 0 | 0 | 0 | 0 | 0 | 0
MISO_IN_2_MISO_MO-IL | MISO_IN | MISO_MO-IL | 2050 | B15 | 1203 | 0 | 5000 | 0 | 0 | 0 | 0 | 0 | 0 | 0 | 0 | 0 | 0 | 0
MISO_IN_2_MISO_MO-IL | MISO_IN | MISO_MO-IL | 2050 | B16 | 25 | 0 | 5000 | 0 | 0 | 0 | 0 | 0 | 0 | 0 | 0 | 0 | 0 | 0
MISO_IN_2_MISO_MO-IL | MISO_IN | MISO_MO-IL | 2050 | B17 | 100 | 0 | 5000 | 0 | 0 | 0 | 0 | 0 | 0 | 0 | 0 | 0 | 0 | 0
MISO_IN_2_MISO_MO-IL | MISO_IN | MISO_MO-IL | 2050 | B18 | 400 | 0 | 5000 | 0 | 0 | 0 | 0 | 0 | 0 | 0 | 0 | 0 | 0 | 0
MISO_IN_2_MISO_MO-IL | MISO_IN | MISO_MO-IL | 2050 | B19 | 700 | 0 | 5000 | 0 | 0 | 0 | 0 | 0 | 0 | 0 | 0 | 0 | 0 | 0
MISO_IN_2_MISO_MO-IL | MISO_IN | MISO_MO-IL | 2050 | B20 | 935 | 0 | 5000 | 0 | 0 | 0 | 0 | 0 | 0 | 0 | 0 | 0 | 0 | 0
MISO_IN_2_NonRTO_Midwest | MISO_IN | NonRTO_Midwest | 2015 | B1 | 10 | 0 | 4800 | 0 | 0 | 0 | 0 | 0 | 0 | 0 | 0 | 0 | 0 | 0
MISO_IN_2_NonRTO_Midwest | MISO_IN | NonRTO_Midwest | 2015 | B2 | 25 | 0 | 4800 | 0 | 0 | 0 | 0 | 0 | 0 | 0 | 0 | 0 | 0 | 0
MISO_IN_2_NonRTO_Midwest | MISO_IN | NonRTO_Midwest | 2015 | B3 | 75 | 0 | 4800 | 358.89 | 0 | 1264.69 | 0 | 0 | 0 | 0 | 0 | 0 | 0 | 0
MISO_IN_2_NonRTO_Midwest | MISO_IN | NonRTO_Midwest | 2015 | B4 | 100 | 0 | 4800 | 804.16 | 0 | 848.84 | 0 | 0 | 0 | 0 | 0 | 0 | 0 | 0
MISO_IN_2_NonRTO_Midwest | MISO_IN | NonRTO_Midwest | 2015 | B5 | 200 | 0 | 4800 | 488.66 | 0 | 533.34 | 0 | 0 | 0 | 0 | 0 | 0 | 0 | 0
MISO_IN_2_NonRTO_Midwest | MISO_IN | NonRTO_Midwest | 2015 | B6 | 300 | 0 | 4800 | 0 | 0 | 44.68 | 0 | 0 | 0 | 0 | 0 | 0 | 0 | 0
MISO_IN_2_NonRTO_Midwest | MISO_IN | NonRTO_Midwest | 2015 | B7 | 400 | 0 | 4800 | 0 | 0 | 0 | 0 | 0 | 0 | 0 | 0 | 0 | 0 | 0
MISO_IN_2_NonRTO_Midwest | MISO_IN | NonRTO_Midwest | 2015 | B8 | 500 | 0 | 4800 | 0 | 0 | 0 | 0 | 0 | 0 | 0 | 0 | 0 | 0 | 0
MISO_IN_2_NonRTO_Midwest | MISO_IN | NonRTO_Midwest | 2015 | B9 | 800 | 0 | 4800 | 0 | 0 | 0 | 0 | 0 | 0 | 0 | 0 | 0 | 0 | 0
MISO_IN_2_NonRTO_Midwest | MISO_IN | NonRTO_Midwest | 2015 | B10 | 1262 | 0 | 4800 | 0 | 0 | 0 | 0 | 0 | 0 | 0 | 0 | 0 | 0 | 0
MISO_IN_2_NonRTO_Midwest | MISO_IN | NonRTO_Midwest | 2015 | B11 | 25 | 0 | 4800 | 977.84 | 0 | 977.84 | 0 | 0 | 0 | 0 | 0 | 0 | 0 | 0
MISO_IN_2_NonRTO_Midwest | MISO_IN | NonRTO_Midwest | 2015 | B12 | 200 | 0 | 4800 | 551.94 | 0 | 551.94 | 0 | 0 | 0 | 0 | 0 | 0 | 0 | 0
MISO_IN_2_NonRTO_Midwest | MISO_IN | NonRTO_Midwest | 2015 | B13 | 600 | 0 | 4800 | 0 | 0 | 0 | 0 | 0 | 0 | 0 | 0 | 0 | 0 | 0
MISO_IN_2_NonRTO_Midwest | MISO_IN | NonRTO_Midwest | 2015 | B14 | 900 | 0 | 4800 | 0 | 0 | 0 | 0 | 0 | 0 | 0 | 0 | 0 | 0 | 0
MISO_IN_2_NonRTO_Midwest | MISO_IN | NonRTO_Midwest | 2015 | B15 | 1203 | 0 | 4800 | 0 | 0 | 0 | 0 | 0 | 0 | 0 | 0 | 0 | 0 | 0
MISO_IN_2_NonRTO_Midwest | MISO_IN | NonRTO_Midwest | 2015 | B16 | 25 | 0 | 4800 | 2146.62 | 0 | 2070.66 | 0 | 0 | 0 | 0 | 0 | 0 | 0 | 0
MISO_IN_2_NonRTO_Midwest | MISO_IN | NonRTO_Midwest | 2015 | B17 | 100 | 0 | 4800 | 1131.81 | 0 | 1055.85 | 0 | 0 | 0 | 0 | 0 | 0 | 0 | 0
MISO_IN_2_NonRTO_Midwest | MISO_IN | NonRTO_Midwest | 2015 | B18 | 400 | 0 | 4800 | 272.21 | 0 | 196.26 | 0 | 0 | 0 | 0 | 0 | 0 | 0 | 0
MISO_IN_2_NonRTO_Midwest | MISO_IN | NonRTO_Midwest | 2015 | B19 | 700 | 0 | 4800 | 0 | 0 | 0 | 0 | 0 | 0 | 0 | 0 | 0 | 0 | 0
MISO_IN_2_NonRTO_Midwest | MISO_IN | NonRTO_Midwest | 2015 | B20 | 935 | 0 | 4800 | 0 | 0 | 0 | 0 | 0 | 0 | 0 | 0 | 0 | 0 | 0
MISO_IN_2_NonRTO_Midwest | MISO_IN | NonRTO_Midwest | 2020 | B1 | 10 | 0 | 4800 | 0 | 0 | 0 | 0 | 0 | 0 | 0 | 0 | 0 | 0 | 0
MISO_IN_2_NonRTO_Midwest | MISO_IN | NonRTO_Midwest | 2020 | B2 | 25 | 0 | 4800 | 0 | 0 | 0 | 0 | 0 | 0 | 0 | 0 | 0 | 0 | 0
MISO_IN_2_NonRTO_Midwest | MISO_IN | NonRTO_Midwest | 2020 | B3 | 75 | 0 | 4800 | 0 | 0 | 1604.82 | 0 | 0 | 0 | 0 | 0 | 0 | 0 | 0
MISO_IN_2_NonRTO_Midwest | MISO_IN | NonRTO_Midwest | 2020 | B4 | 100 | 0 | 4800 | 887.23 | 0 | 1353.3 | 0 | 0 | 0 | 0 | 0 | 0 | 0 | 0
MISO_IN_2_NonRTO_Midwest | MISO_IN | NonRTO_Midwest | 2020 | B5 | 200 | 0 | 4800 | 984.83 | 0 | 1033.59 | 0 | 0 | 0 | 0 | 0 | 0 | 0 | 0
MISO_IN_2_NonRTO_Midwest | MISO_IN | NonRTO_Midwest | 2020 | B6 | 300 | 0 | 4800 | 388.43 | 0 | 537.19 | 0 | 0 | 0 | 0 | 0 | 0 | 0 | 0
MISO_IN_2_NonRTO_Midwest | MISO_IN | NonRTO_Midwest | 2020 | B7 | 400 | 0 | 4800 | 0 | 0 | 0 | 0 | 0 | 0 | 0 | 0 | 0 | 0 | 0
MISO_IN_2_NonRTO_Midwest | MISO_IN | NonRTO_Midwest | 2020 | B8 | 500 | 0 | 4800 | 0 | 0 | 0 | 0 | 0 | 0 | 0 | 0 | 0 | 0 | 0
MISO_IN_2_NonRTO_Midwest | MISO_IN | NonRTO_Midwest | 2020 | B9 | 800 | 0 | 4800 | 0 | 0 | 0 | 0 | 0 | 0 | 0 | 0 | 0 | 0 | 0
MISO_IN_2_NonRTO_Midwest | MISO_IN | NonRTO_Midwest | 2020 | B10 | 1262 | 0 | 4800 | 0 | 0 | 0 | 0 | 0 | 0 | 0 | 0 | 0 | 0 | 0
MISO_IN_2_NonRTO_Midwest | MISO_IN | NonRTO_Midwest | 2020 | B11 | 25 | 0 | 4800 | 909.13 | 0 | 1125.75 | 0 | 0 | 0 | 0 | 0 | 0 | 0 | 0
MISO_IN_2_NonRTO_Midwest | MISO_IN | NonRTO_Midwest | 2020 | B12 | 200 | 0 | 4800 | 469.68 | 0 | 586.3 | 0 | 0 | 0 | 0 | 0 | 0 | 0 | 0
MISO_IN_2_NonRTO_Midwest | MISO_IN | NonRTO_Midwest | 2020 | B13 | 600 | 0 | 4800 | 0 | 0 | 116.62 | 0 | 0 | 0 | 0 | 0 | 0 | 0 | 0
MISO_IN_2_NonRTO_Midwest | MISO_IN | NonRTO_Midwest | 2020 | B14 | 900 | 0 | 4800 | 0 | 0 | 0 | 0 | 0 | 0 | 0 | 0 | 0 | 0 | 0
MISO_IN_2_NonRTO_Midwest | MISO_IN | NonRTO_Midwest | 2020 | B15 | 1203 | 0 | 4800 | 0 | 0 | 0 | 0 | 0 | 0 | 0 | 0 | 0 | 0 | 0
MISO_IN_2_NonRTO_Midwest | MISO_IN | NonRTO_Midwest | 2020 | B16 | 25 | 0 | 4800 | 2348.43 | 0 | 2224.33 | 0 | 0 | 0 | 0 | 0 | 0 | 0 | 0
MISO_IN_2_NonRTO_Midwest | MISO_IN | NonRTO_Midwest | 2020 | B17 | 100 | 0 | 4800 | 1279.14 | 0 | 1079.78 | 0 | 0 | 0 | 0 | 0 | 0 | 0 | 0
MISO_IN_2_NonRTO_Midwest | MISO_IN | NonRTO_Midwest | 2020 | B18 | 400 | 0 | 4800 | 418.3 | 0 | 294.2 | 0 | 0 | 0 | 0 | 0 | 0 | 0 | 0
MISO_IN_2_NonRTO_Midwest | MISO_IN | NonRTO_Midwest | 2020 | B19 | 700 | 0 | 4800 | 0 | 0 | 0 | 0 | 0 | 0 | 0 | 0 | 0 | 0 | 0
MISO_IN_2_NonRTO_Midwest | MISO_IN | NonRTO_Midwest | 2020 | B20 | 935 | 0 | 4800 | 0 | 0 | 0 | 0 | 0 | 0 | 0 | 0 | 0 | 0 | 0
MISO_IN_2_NonRTO_Midwest | MISO_IN | NonRTO_Midwest | 2025 | B1 | 10 | 0 | 4800 | 0 | 0 | 0 | 0 | 0 | 0 | 0 | 0 | 0 | 0 | 0
MISO_IN_2_NonRTO_Midwest | MISO_IN | NonRTO_Midwest | 2025 | B2 | 25 | 0 | 4800 | 0 | 0 | 0 | 0 | 0 | 0 | 0 | 0 | 0 | 0 | 0
MISO_IN_2_NonRTO_Midwest | MISO_IN | NonRTO_Midwest | 2025 | B3 | 75 | 0 | 4800 | 0 | 0 | 0 | 0 | 0 | 0 | 0 | 0 | 0 | 0 | 0
MISO_IN_2_NonRTO_Midwest | MISO_IN | NonRTO_Midwest | 2025 | B4 | 100 | 0 | 4800 | 0 | 0 | 1292.74 | 0 | 0 | 0 | 0 | 0 | 0 | 0 | 0
MISO_IN_2_NonRTO_Midwest | MISO_IN | NonRTO_Midwest | 2025 | B5 | 200 | 0 | 4800 | 1027.53 | 0 | 1123.96 | 0 | 0 | 0 | 0 | 0 | 0 | 0 | 0
MISO_IN_2_NonRTO_Midwest | MISO_IN | NonRTO_Midwest | 2025 | B6 | 300 | 0 | 4800 | 518.19 | 0 | 614.63 | 0 | 0 | 0 | 0 | 0 | 0 | 0 | 0
MISO_IN_2_NonRTO_Midwest | MISO_IN | NonRTO_Midwest | 2025 | B7 | 400 | 0 | 4800 | 0 | 0 | 0 | 0 | 0 | 0 | 0 | 0 | 0 | 0 | 0
MISO_IN_2_NonRTO_Midwest | MISO_IN | NonRTO_Midwest | 2025 | B8 | 500 | 0 | 4800 | 0 | 0 | 0 | 0 | 0 | 0 | 0 | 0 | 0 | 0 | 0
MISO_IN_2_NonRTO_Midwest | MISO_IN | NonRTO_Midwest | 2025 | B9 | 800 | 0 | 4800 | 0 | 0 | 0 | 0 | 0 | 0 | 0 | 0 | 0 | 0 | 0
MISO_IN_2_NonRTO_Midwest | MISO_IN | NonRTO_Midwest | 2025 | B10 | 1262 | 0 | 4800 | 0 | 0 | 0 | 0 | 0 | 0 | 0 | 0 | 0 | 0 | 0
MISO_IN_2_NonRTO_Midwest | MISO_IN | NonRTO_Midwest | 2025 | B11 | 25 | 0 | 4800 | 1289.71 | 0 | 1365.78 | 0 | 0 | 0 | 0 | 0 | 0 | 0 | 0
MISO_IN_2_NonRTO_Midwest | MISO_IN | NonRTO_Midwest | 2025 | B12 | 200 | 0 | 4800 | 738.95 | 0 | 108.55 | 0 | 0 | 0 | 0 | 0 | 0 | 0 | 0
MISO_IN_2_NonRTO_Midwest | MISO_IN | NonRTO_Midwest | 2025 | B13 | 600 | 0 | 4800 | 254.47 | 0 | 330.53 | 0 | 0 | 0 | 0 | 0 | 0 | 0 | 0
MISO_IN_2_NonRTO_Midwest | MISO_IN | NonRTO_Midwest | 2025 | B14 | 900 | 0 | 4800 | 0 | 0 | 0 | 0 | 0 | 0 | 0 | 0 | 0 | 0 | 0
MISO_IN_2_NonRTO_Midwest | MISO_IN | NonRTO_Midwest | 2025 | B15 | 1203 | 0 | 4800 | 0 | 0 | 0 | 0 | 0 | 0 | 0 | 0 | 0 | 0 | 0
MISO_IN_2_NonRTO_Midwest | MISO_IN | NonRTO_Midwest | 2025 | B16 | 25 | 0 | 4800 | 2572.85 | 0 | 2458.01 | 0 | 0 | 0 | 0 | 0 | 0 | 0 | 0
MISO_IN_2_NonRTO_Midwest | MISO_IN | NonRTO_Midwest | 2025 | B17 | 100 | 0 | 4800 | 1536.35 | 0 | 1386.17 | 0 | 0 | 0 | 0 | 0 | 0 | 0 | 0
MISO_IN_2_NonRTO_Midwest | MISO_IN | NonRTO_Midwest | 2025 | B18 | 400 | 0 | 4800 | 627.77 | 0 | 377.59 | 0 | 0 | 0 | 0 | 0 | 0 | 0 | 0
MISO_IN_2_NonRTO_Midwest | MISO_IN | NonRTO_Midwest | 2025 | B19 | 700 | 0 | 4800 | 0 | 0 | 0 | 0 | 0 | 0 | 0 | 0 | 0 | 0 | 0
MISO_IN_2_NonRTO_Midwest | MISO_IN | NonRTO_Midwest | 2025 | B20 | 935 | 0 | 4800 | 0 | 0 | 0 | 0 | 0 | 0 | 0 | 0 | 0 | 0 | 0
MISO_IN_2_NonRTO_Midwest | MISO_IN | NonRTO_Midwest | 2030 | B1 | 10 | 0 | 4800 | 0 | 0 | 0 | 0 | 0 | 0 | 0 | 0 | 0 | 0 | 0
MISO_IN_2_NonRTO_Midwest | MISO_IN | NonRTO_Midwest | 2030 | B2 | 25 | 0 | 4800 | 0 | 0 | 0 | 0 | 0 | 0 | 0 | 0 | 0 | 0 | 0
MISO_IN_2_NonRTO_Midwest | MISO_IN | NonRTO_Midwest | 2030 | B3 | 75 | 0 | 4800 | 0 | 0 | 0 | 0 | 0 | 0 | 0 | 0 | 0 | 0 | 0
MISO_IN_2_NonRTO_Midwest | MISO_IN | NonRTO_Midwest | 2030 | B4 | 100 | 0 | 4800 | 0 | 0 | 1309.51 | 0 | 0 | 0 | 0 | 0 | 0 | 0 | 0
MISO_IN_2_NonRTO_Midwest | MISO_IN | NonRTO_Midwest | 2030 | B5 | 200 | 0 | 4800 | 178.97 | 0 | 1118.63 | 0 | 0 | 0 | 0 | 0 | 0 | 0 | 0
MISO_IN_2_NonRTO_Midwest | MISO_IN | NonRTO_Midwest | 2030 | B6 | 300 | 0 | 4800 | 658.08 | 0 | 658.08 | 0 | 0 | 0 | 0 | 0 | 0 | 0 | 0
MISO_IN_2_NonRTO_Midwest | MISO_IN | NonRTO_Midwest | 2030 | B7 | 400 | 0 | 4800 | 0 | 0 | 0 | 0 | 0 | 0 | 0 | 0 | 0 | 0 | 0
MISO_IN_2_NonRTO_Midwest | MISO_IN | NonRTO_Midwest | 2030 | B8 | 500 | 0 | 4800 | 0 | 0 | 0 | 0 | 0 | 0 | 0 | 0 | 0 | 0 | 0
MISO_IN_2_NonRTO_Midwest | MISO_IN | NonRTO_Midwest | 2030 | B9 | 800 | 0 | 4800 | 0 | 0 | 0 | 0 | 0 | 0 | 0 | 0 | 0 | 0 | 0
MISO_IN_2_NonRTO_Midwest | MISO_IN | NonRTO_Midwest | 2030 | B10 | 1262 | 0 | 4800 | 0 | 0 | 0 | 0 | 0 | 0 | 0 | 0 | 0 | 0 | 0
MISO_IN_2_NonRTO_Midwest | MISO_IN | NonRTO_Midwest | 2030 | B11 | 25 | 0 | 4800 | 1008.05 | 0 | 1108.05 | 0 | 0 | 0 | 0 | 0 | 0 | 0 | 0
MISO_IN_2_NonRTO_Midwest | MISO_IN | NonRTO_Midwest | 2030 | B12 | 200 | 0 | 4800 | 525.76 | 0 | 525.76 | 0 | 0 | 0 | 0 | 0 | 0 | 0 | 0
MISO_IN_2_NonRTO_Midwest | MISO_IN | NonRTO_Midwest | 2030 | B13 | 600 | 0 | 4800 | 0 | 0 | 0 | 0 | 0 | 0 | 0 | 0 | 0 | 0 | 0
MISO_IN_2_NonRTO_Midwest | MISO_IN | NonRTO_Midwest | 2030 | B14 | 900 | 0 | 4800 | 0 | 0 | 0 | 0 | 0 | 0 | 0 | 0 | 0 | 0 | 0
MISO_IN_2_NonRTO_Midwest | MISO_IN | NonRTO_Midwest | 2030 | B15 | 1203 | 0 | 4800 | 0 | 0 | 0 | 0 | 0 | 0 | 0 | 0 | 0 | 0 | 0
MISO_IN_2_NonRTO_Midwest | MISO_IN | NonRTO_Midwest | 2030 | B16 | 25 | 0 | 4800 | 2360.4 | 0 | 2360.4 | 0 | 0 | 0 | 0 | 0 | 0 | 0 | 0
MISO_IN_2_NonRTO_Midwest | MISO_IN | NonRTO_Midwest | 2030 | B17 | 100 | 0 | 4800 | 1212.46 | 0 | 1212.46 | 0 | 0 | 0 | 0 | 0 | 0 | 0 | 0
MISO_IN_2_NonRTO_Midwest | MISO_IN | NonRTO_Midwest | 2030 | B18 | 400 | 0 | 4800 | 239.75 | 0 | 139.75 | 0 | 0 | 0 | 0 | 0 | 0 | 0 | 0
MISO_IN_2_NonRTO_Midwest | MISO_IN | NonRTO_Midwest | 2030 | B19 | 700 | 0 | 4800 | 0 | 0 | 0 | 0 | 0 | 0 | 0 | 0 | 0 | 0 | 0
MISO_IN_2_NonRTO_Midwest | MISO_IN | NonRTO_Midwest | 2030 | B20 | 935 | 0 | 4800 | 0 | 0 | 0 | 0 | 0 | 0 | 0 | 0 | 0 | 0 | 0
MISO_IN_2_NonRTO_Midwest | MISO_IN | NonRTO_Midwest | 2035 | B1 | 10 | 0 | 4800 | 0 | 0 | 0 | 0 | 0 | 0 | 0 | 0 | 0 | 0 | 0
MISO_IN_2_NonRTO_Midwest | MISO_IN | NonRTO_Midwest | 2035 | B2 | 25 | 0 | 4800 | 0 | 0 | 0 | 0 | 0 | 0 | 0 | 0 | 0 | 0 | 0
MISO_IN_2_NonRTO_Midwest | MISO_IN | NonRTO_Midwest | 2035 | B3 | 75 | 0 | 4800 | 0 | 0 | 0 | 0 | 0 | 0 | 0 | 0 | 0 | 0 | 0
MISO_IN_2_NonRTO_Midwest | MISO_IN | NonRTO_Midwest | 2035 | B4 | 100 | 0 | 4800 | 0 | 0 | 1322.22 | 0 | 0 | 0 | 0 | 0 | 0 | 0 | 0
MISO_IN_2_NonRTO_Midwest | MISO_IN | NonRTO_Midwest | 2035 | B5 | 200 | 0 | 4800 | 1233.65 | 0 | 1233.65 | 0 | 0 | 0 | 0 | 0 | 0 | 0 | 0
MISO_IN_2_NonRTO_Midwest | MISO_IN | NonRTO_Midwest | 2035 | B6 | 300 | 0 | 4800 | 674.58 | 0 | 674.58 | 0 | 0 | 0 | 0 | 0 | 0 | 0 | 0
MISO_IN_2_NonRTO_Midwest | MISO_IN | NonRTO_Midwest | 2035 | B7 | 400 | 0 | 4800 | 0 | 0 | 0 | 0 | 0 | 0 | 0 | 0 | 0 | 0 | 0
MISO_IN_2_NonRTO_Midwest | MISO_IN | NonRTO_Midwest | 2035 | B8 | 500 | 0 | 4800 | 0 | 0 | 0 | 0 | 0 | 0 | 0 | 0 | 0 | 0 | 0
MISO_IN_2_NonRTO_Midwest | MISO_IN | NonRTO_Midwest | 2035 | B9 | 800 | 0 | 4800 | 0 | 0 | 0 | 0 | 0 | 0 | 0 | 0 | 0 | 0 | 0
MISO_IN_2_NonRTO_Midwest | MISO_IN | NonRTO_Midwest | 2035 | B10 | 1262 | 0 | 4800 | 0 | 0 | 0 | 0 | 0 | 0 | 0 | 0 | 0 | 0 | 0
MISO_IN_2_NonRTO_Midwest | MISO_IN | NonRTO_Midwest | 2035 | B11 | 25 | 0 | 4800 | 1015.81 | 0 | 1135.69 | 0 | 0 | 0 | 0 | 0 | 0 | 0 | 0
MISO_IN_2_NonRTO_Midwest | MISO_IN | NonRTO_Midwest | 2035 | B12 | 200 | 0 | 4800 | 541.43 | 0 | 541.43 | 0 | 0 | 0 | 0 | 0 | 0 | 0 | 0
MISO_IN_2_NonRTO_Midwest | MISO_IN | NonRTO_Midwest | 2035 | B13 | 600 | 0 | 4800 | 0 | 0 | 0 | 0 | 0 | 0 | 0 | 0 | 0 | 0 | 0
MISO_IN_2_NonRTO_Midwest | MISO_IN | NonRTO_Midwest | 2035 | B14 | 900 | 0 | 4800 | 0 | 0 | 0 | 0 | 0 | 0 | 0 | 0 | 0 | 0 | 0
MISO_IN_2_NonRTO_Midwest | MISO_IN | NonRTO_Midwest | 2035 | B15 | 1203 | 0 | 4800 | 0 | 0 | 0 | 0 | 0 | 0 | 0 | 0 | 0 | 0 | 0
MISO_IN_2_NonRTO_Midwest | MISO_IN | NonRTO_Midwest | 2035 | B16 | 25 | 0 | 4800 | 2073.87 | 0 | 2173.87 | 0 | 0 | 0 | 0 | 0 | 0 | 0 | 0
MISO_IN_2_NonRTO_Midwest | MISO_IN | NonRTO_Midwest | 2035 | B17 | 100 | 0 | 4800 | 997.04 | 0 | 997.04 | 0 | 0 | 0 | 0 | 0 | 0 | 0 | 0
MISO_IN_2_NonRTO_Midwest | MISO_IN | NonRTO_Midwest | 2035 | B18 | 400 | 0 | 4800 | 0 | 0 | 0 | 0 | 0 | 0 | 0 | 0 | 0 | 0 | 0
MISO_IN_2_NonRTO_Midwest | MISO_IN | NonRTO_Midwest | 2035 | B19 | 700 | 0 | 4800 | 0 | 0 | 0 | 0 | 0 | 0 | 0 | 0 | 0 | 0 | 0
MISO_IN_2_NonRTO_Midwest | MISO_IN | NonRTO_Midwest | 2035 | B20 | 935 | 0 | 4800 | 0 | 0 | 0 | 0 | 0 | 0 | 0 | 0 | 0 | 0 | 0
MISO_IN_2_NonRTO_Midwest | MISO_IN | NonRTO_Midwest | 2040 | B1 | 10 | 0 | 4800 | 0 | 0 | 0 | 0 | 0 | 0 | 0 | 0 | 0 | 0 | 0
MISO_IN_2_NonRTO_Midwest | MISO_IN | NonRTO_Midwest | 2040 | B2 | 25 | 0 | 4800 | 0 | 0 | 0 | 0 | 0 | 0 | 0 | 0 | 0 | 0 | 0
MISO_IN_2_NonRTO_Midwest | MISO_IN | NonRTO_Midwest | 2040 | B3 | 75 | 0 | 4800 | 0 | 0 | 0 | 0 | 0 | 0 | 0 | 0 | 0 | 0 | 0
MISO_IN_2_NonRTO_Midwest | MISO_IN | NonRTO_Midwest | 2040 | B4 | 100 | 0 | 4800 | 0 | 0 | 1261.55 | 0 | 0 | 0 | 0 | 0 | 0 | 0 | 0
MISO_IN_2_NonRTO_Midwest | MISO_IN | NonRTO_Midwest | 2040 | B5 | 200 | 0 | 4800 | 890.35 | 0 | 1272.41 | 0 | 0 | 0 | 0 | 0 | 0 | 0 | 0
MISO_IN_2_NonRTO_Midwest | MISO_IN | NonRTO_Midwest | 2040 | B6 | 300 | 0 | 4800 | 595.82 | 0 | 695.82 | 0 | 0 | 0 | 0 | 0 | 0 | 0 | 0
MISO_IN_2_NonRTO_Midwest | MISO_IN | NonRTO_Midwest | 2040 | B7 | 400 | 0 | 4800 | 0 | 0 | 0 | 0 | 0 | 0 | 0 | 0 | 0 | 0 | 0
MISO_IN_2_NonRTO_Midwest | MISO_IN | NonRTO_Midwest | 2040 | B8 | 500 | 0 | 4800 | 0 | 0 | 0 | 0 | 0 | 0 | 0 | 0 | 0 | 0 | 0
MISO_IN_2_NonRTO_Midwest | MISO_IN | NonRTO_Midwest | 2040 | B9 | 800 | 0 | 4800 | 0 | 0 | 0 | 0 | 0 | 0 | 0 | 0 | 0 | 0 | 0
MISO_IN_2_NonRTO_Midwest | MISO_IN | NonRTO_Midwest | 2040 | B10 | 1262 | 0 | 4800 | 0 | 0 | 0 | 0 | 0 | 0 | 0 | 0 | 0 | 0 | 0
MISO_IN_2_NonRTO_Midwest | MISO_IN | NonRTO_Midwest | 2040 | B11 | 25 | 0 | 4800 | 1071.17 | 0 | 1171.27 | 0 | 0 | 0 | 0 | 0 | 0 | 0 | 0
MISO_IN_2_NonRTO_Midwest | MISO_IN | NonRTO_Midwest | 2040 | B12 | 200 | 0 | 4800 | 561.6 | 0 | 661.6 | 0 | 0 | 0 | 0 | 0 | 0 | 0 | 0
MISO_IN_2_NonRTO_Midwest | MISO_IN | NonRTO_Midwest | 2040 | B13 | 600 | 0 | 4800 | 0 | 0 | 0 | 0 | 0 | 0 | 0 | 0 | 0 | 0 | 0
MISO_IN_2_NonRTO_Midwest | MISO_IN | NonRTO_Midwest | 2040 | B14 | 900 | 0 | 4800 | 0 | 0 | 0 | 0 | 0 | 0 | 0 | 0 | 0 | 0 | 0
MISO_IN_2_NonRTO_Midwest | MISO_IN | NonRTO_Midwest | 2040 | B15 | 1203 | 0 | 4800 | 0 | 0 | 0 | 0 | 0 | 0 | 0 | 0 | 0 | 0 | 0
MISO_IN_2_NonRTO_Midwest | MISO_IN | NonRTO_Midwest | 2040 | B16 | 25 | 0 | 4800 | 2207.61 | 0 | 2207.59 | 0 | 0 | 0 | 0 | 0 | 0 | 0 | 0
MISO_IN_2_NonRTO_Midwest | MISO_IN | NonRTO_Midwest | 2040 | B17 | 100 | 0 | 4800 | 993.59 | 0 | 993.58 | 0 | 0 | 0 | 0 | 0 | 0 | 0 | 0
MISO_IN_2_NonRTO_Midwest | MISO_IN | NonRTO_Midwest | 2040 | B18 | 400 | 0 | 4800 | 0 | 0 | 0 | 0 | 0 | 0 | 0 | 0 | 0 | 0 | 0
MISO_IN_2_NonRTO_Midwest | MISO_IN | NonRTO_Midwest | 2040 | B19 | 700 | 0 | 4800 | 0 | 0 | 0 | 0 | 0 | 0 | 0 | 0 | 0 | 0 | 0
MISO_IN_2_NonRTO_Midwest | MISO_IN | NonRTO_Midwest | 2040 | B20 | 935 | 0 | 4800 | 0 | 0 | 0 | 0 | 0 | 0 | 0 | 0 | 0 | 0 | 0
MISO_IN_2_NonRTO_Midwest | MISO_IN | NonRTO_Midwest | 2045 | B1 | 10 | 0 | 4800 | 0 | 0 | 0 | 0 | 0 | 0 | 0 | 0 | 0 | 0 | 0
MISO_IN_2_NonRTO_Midwest | MISO_IN | NonRTO_Midwest | 2045 | B2 | 25 | 0 | 4800 | 0 | 0 | 0 | 0 | 0 | 0 | 0 | 0 | 0 | 0 | 0
MISO_IN_2_NonRTO_Midwest | MISO_IN | NonRTO_Midwest | 2045 | B3 | 75 | 0 | 4800 | 0 | 0 | 0 | 0 | 0 | 0 | 0 | 0 | 0 | 0 | 0
MISO_IN_2_NonRTO_Midwest | MISO_IN | NonRTO_Midwest | 2045 | B4 | 100 | 0 | 4800 | 0 | 0 | 1176.11 | 0 | 0 | 0 | 0 | 0 | 0 | 0 | 0
MISO_IN_2_NonRTO_Midwest | MISO_IN | NonRTO_Midwest | 2045 | B5 | 200 | 0 | 4800 | 0 | 0 | 1475.17 | 0 | 0 | 0 | 0 | 0 | 0 | 0 | 0
MISO_IN_2_NonRTO_Midwest | MISO_IN | NonRTO_Midwest | 2045 | B6 | 300 | 0 | 4800 | 610.58 | 0 | 886.34 | 0 | 0 | 0 | 0 | 0 | 0 | 0 | 0
MISO_IN_2_NonRTO_Midwest | MISO_IN | NonRTO_Midwest | 2045 | B7 | 400 | 0 | 4800 | 0 | 0 | 175.76 | 0 | 0 | 0 | 0 | 0 | 0 | 0 | 0
MISO_IN_2_NonRTO_Midwest | MISO_IN | NonRTO_Midwest | 2045 | B8 | 500 | 0 | 4800 | 0 | 0 | 0 | 0 | 0 | 0 | 0 | 0 | 0 | 0 | 0
MISO_IN_2_NonRTO_Midwest | MISO_IN | NonRTO_Midwest | 2045 | B9 | 800 | 0 | 4800 | 0 | 0 | 0 | 0 | 0 | 0 | 0 | 0 | 0 | 0 | 0
MISO_IN_2_NonRTO_Midwest | MISO_IN | NonRTO_Midwest | 2045 | B10 | 1262 | 0 | 4800 | 0 | 0 | 0 | 0 | 0 | 0 | 0 | 0 | 0 | 0 | 0
MISO_IN_2_NonRTO_Midwest | MISO_IN | NonRTO_Midwest | 2045 | B11 | 25 | 0 | 4800 | 672.08 | 0 | 1427.19 | 0 | 0 | 0 | 0 | 0 | 0 | 0 | 0
MISO_IN_2_NonRTO_Midwest | MISO_IN | NonRTO_Midwest | 2045 | B12 | 200 | 0 | 4800 | 629.9 | 0 | 110.93 | 0 | 0 | 0 | 0 | 0 | 0 | 0 | 0
MISO_IN_2_NonRTO_Midwest | MISO_IN | NonRTO_Midwest | 2045 | B13 | 600 | 0 | 4800 | 54.28 | 0 | 231.19 | 0 | 0 | 0 | 0 | 0 | 0 | 0 | 0
MISO_IN_2_NonRTO_Midwest | MISO_IN | NonRTO_Midwest | 2045 | B14 | 900 | 0 | 4800 | 0 | 0 | 0 | 0 | 0 | 0 | 0 | 0 | 0 | 0 | 0
MISO_IN_2_NonRTO_Midwest | MISO_IN | NonRTO_Midwest | 2045 | B15 | 1203 | 0 | 4800 | 0 | 0 | 0 | 0 | 0 | 0 | 0 | 0 | 0 | 0 | 0
MISO_IN_2_NonRTO_Midwest | MISO_IN | NonRTO_Midwest | 2045 | B16 | 25 | 0 | 4800 | 1950.24 | 0 | 2469.55 | 0 | 0 | 0 | 0 | 0 | 0 | 0 | 0
MISO_IN_2_NonRTO_Midwest | MISO_IN | NonRTO_Midwest | 2045 | B17 | 100 | 0 | 4800 | 1005.13 | 0 | 1129.79 | 0 | 0 | 0 | 0 | 0 | 0 | 0 | 0
MISO_IN_2_NonRTO_Midwest | MISO_IN | NonRTO_Midwest | 2045 | B18 | 400 | 0 | 4800 | 0 | 0 | 79.63 | 0 | 0 | 0 | 0 | 0 | 0 | 0 | 0
MISO_IN_2_NonRTO_Midwest | MISO_IN | NonRTO_Midwest | 2045 | B19 | 700 | 0 | 4800 | 0 | 0 | 0 | 0 | 0 | 0 | 0 | 0 | 0 | 0 | 0
MISO_IN_2_NonRTO_Midwest | MISO_IN | NonRTO_Midwest | 2045 | B20 | 935 | 0 | 4800 | 0 | 0 | 0 | 0 | 0 | 0 | 0 | 0 | 0 | 0 | 0
MISO_IN_2_NonRTO_Midwest | MISO_IN | NonRTO_Midwest | 2050 | B1 | 10 | 0 | 4800 | 0 | 0 | 0 | 0 | 0 | 0 | 0 | 0 | 0 | 0 | 0
MISO_IN_2_NonRTO_Midwest | MISO_IN | NonRTO_Midwest | 2050 | B2 | 25 | 0 | 4800 | 0 | 0 | 0 | 0 | 0 | 0 | 0 | 0 | 0 | 0 | 0
MISO_IN_2_NonRTO_Midwest | MISO_IN | NonRTO_Midwest | 2050 | B3 | 75 | 0 | 4800 | 0 | 0 | 0 | 0 | 0 | 0 | 0 | 0 | 0 | 0 | 0
MISO_IN_2_NonRTO_Midwest | MISO_IN | NonRTO_Midwest | 2050 | B4 | 100 | 0 | 4800 | 0 | 0 | 1197.71 | 0 | 0 | 0 | 0 | 0 | 0 | 0 | 0
MISO_IN_2_NonRTO_Midwest | MISO_IN | NonRTO_Midwest | 2050 | B5 | 200 | 0 | 4800 | 798.24 | 0 | 1496.32 | 0 | 0 | 0 | 0 | 0 | 0 | 0 | 0
MISO_IN_2_NonRTO_Midwest | MISO_IN | NonRTO_Midwest | 2050 | B6 | 300 | 0 | 4800 | 611.45 | 0 | 0 | 0 | 0 | 0 | 0 | 0 | 0 | 0 | 0
MISO_IN_2_NonRTO_Midwest | MISO_IN | NonRTO_Midwest | 2050 | B7 | 400 | 0 | 4800 | 0 | 0 | 195.31 | 0 | 0 | 0 | 0 | 0 | 0 | 0 | 0
MISO_IN_2_NonRTO_Midwest | MISO_IN | NonRTO_Midwest | 2050 | B8 | 500 | 0 | 4800 | 0 | 0 | 0 | 0 | 0 | 0 | 0 | 0 | 0 | 0 | 0
MISO_IN_2_NonRTO_Midwest | MISO_IN | NonRTO_Midwest | 2050 | B9 | 800 | 0 | 4800 | 0 | 0 | 0 | 0 | 0 | 0 | 0 | 0 | 0 | 0 | 0
MISO_IN_2_NonRTO_Midwest | MISO_IN | NonRTO_Midwest | 2050 | B10 | 1262 | 0 | 4800 | 0 | 0 | 0 | 0 | 0 | 0 | 0 | 0 | 0 | 0 | 0
MISO_IN_2_NonRTO_Midwest | MISO_IN | NonRTO_Midwest | 2050 | B11 | 25 | 0 | 4800 | 1154.45 | 0 | 1430.8 | 0 | 0 | 0 | 0 | 0 | 0 | 0 | 0
MISO_IN_2_NonRTO_Midwest | MISO_IN | NonRTO_Midwest | 2050 | B12 | 200 | 0 | 4800 | 633.52 | 0 | 163.43 | 0 | 0 | 0 | 0 | 0 | 0 | 0 | 0
MISO_IN_2_NonRTO_Midwest | MISO_IN | NonRTO_Midwest | 2050 | B13 | 600 | 0 | 4800 | 0 | 0 | 133.34 | 0 | 0 | 0 | 0 | 0 | 0 | 0 | 0
MISO_IN_2_NonRTO_Midwest | MISO_IN | NonRTO_Midwest | 2050 | B14 | 900 | 0 | 4800 | 0 | 0 | 0 | 0 | 0 | 0 | 0 | 0 | 0 | 0 | 0
MISO_IN_2_NonRTO_Midwest | MISO_IN | NonRTO_Midwest | 2050 | B15 | 1203 | 0 | 4800 | 0 | 0 | 0 | 0 | 0 | 0 | 0 | 0 | 0 | 0 | 0
MISO_IN_2_NonRTO_Midwest | MISO_IN | NonRTO_Midwest | 2050 | B16 | 25 | 0 | 4800 | 2029.98 | 0 | 2485.02 | 0 | 0 | 0 | 0 | 0 | 0 | 0 | 0
MISO_IN_2_NonRTO_Midwest | MISO_IN | NonRTO_Midwest | 2050 | B17 | 100 | 0 | 4800 | 1051.44 | 0 | 1143.73 | 0 | 0 | 0 | 0 | 0 | 0 | 0 | 0
MISO_IN_2_NonRTO_Midwest | MISO_IN | NonRTO_Midwest | 2050 | B18 | 400 | 0 | 4800 | 0 | 0 | 0 | 0 | 0 | 0 | 0 | 0 | 0 | 0 | 0
MISO_IN_2_NonRTO_Midwest | MISO_IN | NonRTO_Midwest | 2050 | B19 | 700 | 0 | 4800 | 0 | 0 | 0 | 0 | 0 | 0 | 0 | 0 | 0 | 0 | 0
MISO_IN_2_NonRTO_Midwest | MISO_IN | NonRTO_Midwest | 2050 | B20 | 935 | 0 | 4800 | 0 | 0 | 0 | 0 | 0 | 0 | 0 | 0 | 0 | 0 | 0
MISO_IN_2_PJM_ROR | MISO_IN | PJM_ROR | 2015 | B1 | 10 | 0 | 992 | 0 | 0 | 0 | 0 | 0 | 0 | 0 | 0 | 0 | 0 | 0.0029675
MISO_IN_2_PJM_ROR | MISO_IN | PJM_ROR | 2015 | B2 | 25 | 0 | 992 | 0 | 0 | 0 | 0 | 0 | 0 | 0 | 0 | 0 | 0 | 0.0029675
MISO_IN_2_PJM_ROR | MISO_IN | PJM_ROR | 2015 | B3 | 75 | 0 | 992 | 0 | 0 | 0 | 0 | 0 | 0 | 0 | 0 | 0 | 0 | 0.0029675
MISO_IN_2_PJM_ROR | MISO_IN | PJM_ROR | 2015 | B4 | 100 | 0 | 992 | 297.01 | 0 | 0 | 0 | 0 | 0 | 0 | 0 | 0 | 0 | 0.0029675
MISO_IN_2_PJM_ROR | MISO_IN | PJM_ROR | 2015 | B5 | 200 | 0 | 992 | 886.69 | 0 | 595.63 | 0 | 0 | 0 | 0 | 0 | 0 | 0 | 0.0029675
MISO_IN_2_PJM_ROR | MISO_IN | PJM_ROR | 2015 | B6 | 300 | 0 | 992 | 0 | 0 | 0 | 0 | 0 | 0 | 0 | 0 | 0 | 0 | 0.0029675
MISO_IN_2_PJM_ROR | MISO_IN | PJM_ROR | 2015 | B7 | 400 | 0 | 992 | 0 | 0 | 0 | 0 | 0 | 0 | 0 | 0 | 0 | 0 | 0.0029675
MISO_IN_2_PJM_ROR | MISO_IN | PJM_ROR | 2015 | B8 | 500 | 0 | 992 | 992 | 0 | 0 | 0 | 0 | 0.01187 | 0 | 0 | 0.01187 | 0 | 0.0029675
MISO_IN_2_PJM_ROR | MISO_IN | PJM_ROR | 2015 | B9 | 800 | 0 | 992 | 0 | 0 | 0 | 0 | 0 | 0 | 0 | 0 | 0 | 0 | 0.0029675
MISO_IN_2_PJM_ROR | MISO_IN | PJM_ROR | 2015 | B10 | 1262 | 0 | 992 | 0 | 0 | 0 | 0 | 0 | 0 | 0 | 0 | 0 | 0 | 0.0029675
MISO_IN_2_PJM_ROR | MISO_IN | PJM_ROR | 2015 | B11 | 25 | 0 | 992 | 0 | 0 | 0 | 0 | 0 | 0 | 0 | 0 | 0 | 0 | 0.0029675
MISO_IN_2_PJM_ROR | MISO_IN | PJM_ROR | 2015 | B12 | 200 | 0 | 992 | 252.1 | 0 | 0 | 0 | 0 | 0 | 0 | 0 | 0 | 0 | 0.0029675
MISO_IN_2_PJM_ROR | MISO_IN | PJM_ROR | 2015 | B13 | 600 | 0 | 992 | 883.33 | 0 | 0 | 0 | 0 | 0 | 0 | 0 | 0 | 0 | 0.0029675
MISO_IN_2_PJM_ROR | MISO_IN | PJM_ROR | 2015 | B14 | 900 | 0 | 992 | 148.22 | 0 | 0 | 0 | 0 | 0 | 0 | 0 | 0 | 0 | 0.0029675
MISO_IN_2_PJM_ROR | MISO_IN | PJM_ROR | 2015 | B15 | 1203 | 0 | 992 | 0 | 0 | 0 | 0 | 0 | 0 | 0 | 0 | 0 | 0 | 0.0029675
MISO_IN_2_PJM_ROR | MISO_IN | PJM_ROR | 2015 | B16 | 25 | 0 | 992 | 0 | 0 | 0 | 0 | 0 | 0 | 0 | 0 | 0 | 0 | 0.0029675
MISO_IN_2_PJM_ROR | MISO_IN | PJM_ROR | 2015 | B17 | 100 | 0 | 992 | 0 | 0 | 0 | 0 | 0 | 0 | 0 | 0 | 0 | 0 | 0.0029675
MISO_IN_2_PJM_ROR | MISO_IN | PJM_ROR | 2015 | B18 | 400 | 0 | 992 | 0 | 0 | 0 | 0 | 0 | 0 | 0 | 0 | 0 | 0 | 0.0029675
MISO_IN_2_PJM_ROR | MISO_IN | PJM_ROR | 2015 | B19 | 700 | 0 | 992 | 0 | 0 | 0 | 0 | 0 | 0 | 0 | 0 | 0 | 0 | 0.0029675
MISO_IN_2_PJM_ROR | MISO_IN | PJM_ROR | 2015 | B20 | 935 | 0 | 992 | 0 | 0 | 0 | 0 | 0 | 0 | 0 | 0 | 0 | 0 | 0.0029675
MISO_IN_2_PJM_ROR | MISO_IN | PJM_ROR | 2020 | B1 | 10 | 0 | 992 | 992 | 0 | 992 | 0 | 399.83 | 0.01187 | 0 | 0 | 0.01187 | 0 | 0.0029675
MISO_IN_2_PJM_ROR | MISO_IN | PJM_ROR | 2020 | B2 | 25 | 0 | 992 | 0 | 0 | 0 | 0 | 0 | 0 | 0 | 0 | 0 | 0 | 0.0029675
MISO_IN_2_PJM_ROR | MISO_IN | PJM_ROR | 2020 | B3 | 75 | 0 | 992 | 0 | 0 | 0 | 0 | 0 | 0 | 0 | 0 | 0 | 0 | 0.0029675
MISO_IN_2_PJM_ROR | MISO_IN | PJM_ROR | 2020 | B4 | 100 | 0 | 992 | 0 | 0 | 0 | 0 | 0 | 0 | 0 | 0 | 0 | 0 | 0.0029675
MISO_IN_2_PJM_ROR | MISO_IN | PJM_ROR | 2020 | B5 | 200 | 0 | 992 | 0 | 0 | 0 | 0 | 0 | 0 | 0 | 0 | 0 | 0 | 0.0029675
MISO_IN_2_PJM_ROR | MISO_IN | PJM_ROR | 2020 | B6 | 300 | 0 | 992 | 0 | 0 | 0 | 0 | 0 | 0 | 0 | 0 | 0 | 0 | 0.0029675
MISO_IN_2_PJM_ROR | MISO_IN | PJM_ROR | 2020 | B7 | 400 | 0 | 992 | 0 | 0 | 0 | 0 | 0 | 0 | 0 | 0 | 0 | 0 | 0.0029675
MISO_IN_2_PJM_ROR | MISO_IN | PJM_ROR | 2020 | B8 | 500 | 0 | 992 | 0 | 0 | 0 | 0 | 0 | 0 | 0 | 0 | 0 | 0 | 0.0029675
MISO_IN_2_PJM_ROR | MISO_IN | PJM_ROR | 2020 | B9 | 800 | 0 | 992 | 0 | 0 | 0 | 0 | 0 | 0 | 0 | 0 | 0 | 0 | 0.0029675
MISO_IN_2_PJM_ROR | MISO_IN | PJM_ROR | 2020 | B10 | 1262 | 0 | 992 | 0 | 0 | 0 | 0 | 0 | 0 | 0 | 0 | 0 | 0 | 0.0029675
MISO_IN_2_PJM_ROR | MISO_IN | PJM_ROR | 2020 | B11 | 25 | 0 | 992 | 0 | 0 | 0 | 0 | 0 | 0 | 0 | 0 | 0 | 0 | 0.0029675
MISO_IN_2_PJM_ROR | MISO_IN | PJM_ROR | 2020 | B12 | 200 | 0 | 992 | 0 | 0 | 0 | 0 | 0 | 0 | 0 | 0 | 0 | 0 | 0.0029675
MISO_IN_2_PJM_ROR | MISO_IN | PJM_ROR | 2020 | B13 | 600 | 0 | 992 | 0 | 0 | 0 | 0 | 0 | 0 | 0 | 0 | 0 | 0 | 0.0029675
MISO_IN_2_PJM_ROR | MISO_IN | PJM_ROR | 2020 | B14 | 900 | 0 | 992 | 0 | 0 | 0 | 0 | 0 | 0 | 0 | 0 | 0 | 0 | 0.0029675
MISO_IN_2_PJM_ROR | MISO_IN | PJM_ROR | 2020 | B15 | 1203 | 0 | 992 | 0 | 0 | 0 | 0 | 0 | 0 | 0 | 0 | 0 | 0 | 0.0029675
MISO_IN_2_PJM_ROR | MISO_IN | PJM_ROR | 2020 | B16 | 25 | 0 | 992 | 0 | 0 | 0 | 0 | 0 | 0 | 0 | 0 | 0 | 0 | 0.0029675
MISO_IN_2_PJM_ROR | MISO_IN | PJM_ROR | 2020 | B17 | 100 | 0 | 992 | 0 | 0 | 0 | 0 | 0 | 0 | 0 | 0 | 0 | 0 | 0.0029675
MISO_IN_2_PJM_ROR | MISO_IN | PJM_ROR | 2020 | B18 | 400 | 0 | 992 | 0 | 0 | 22.81 | 0 | 0 | 0 | 0 | 0 | 0 | 0 | 0.0029675
MISO_IN_2_PJM_ROR | MISO_IN | PJM_ROR | 2020 | B19 | 700 | 0 | 992 | 0 | 0 | 0 | 0 | 0 | 0 | 0 | 0 | 0 | 0 | 0.0029675
MISO_IN_2_PJM_ROR | MISO_IN | PJM_ROR | 2020 | B20 | 935 | 0 | 992 | 0 | 0 | 0 | 0 | 0 | 0 | 0 | 0 | 0 | 0 | 0.0029675
MISO_IN_2_PJM_ROR | MISO_IN | PJM_ROR | 2025 | B1 | 10 | 0 | 992 | 958.15 | 0 | 353.98 | 0 | 0 | 0 | 0 | 0 | 0 | 0 | 0
MISO_IN_2_PJM_ROR | MISO_IN | PJM_ROR | 2025 | B2 | 25 | 0 | 992 | 0 | 0 | 645.02 | 0 | 0 | 0 | 0 | 0 | 0 | 0 | 0
MISO_IN_2_PJM_ROR | MISO_IN | PJM_ROR | 2025 | B3 | 75 | 0 | 992 | 0 | 0 | 0 | 0 | 0 | 0 | 0 | 0 | 0 | 0 | 0
MISO_IN_2_PJM_ROR | MISO_IN | PJM_ROR | 2025 | B4 | 100 | 0 | 992 | 0 | 0 | 0 | 0 | 0 | 0 | 0 | 0 | 0 | 0 | 0
MISO_IN_2_PJM_ROR | MISO_IN | PJM_ROR | 2025 | B5 | 200 | 0 | 992 | 0 | 0 | 0 | 0 | 0 | 0 | 0 | 0 | 0 | 0 | 0
MISO_IN_2_PJM_ROR | MISO_IN | PJM_ROR | 2025 | B6 | 300 | 0 | 992 | 0 | 0 | 0 | 0 | 0 | 0 | 0 | 0 | 0 | 0 | 0
MISO_IN_2_PJM_ROR | MISO_IN | PJM_ROR | 2025 | B7 | 400 | 0 | 992 | 0 | 0 | 0 | 0 | 0 | 0 | 0 | 0 | 0 | 0 | 0
MISO_IN_2_PJM_ROR | MISO_IN | PJM_ROR | 2025 | B8 | 500 | 0 | 992 | 0 | 0 | 0 | 0 | 0 | 0 | 0 | 0 | 0 | 0 | 0
MISO_IN_2_PJM_ROR | MISO_IN | PJM_ROR | 2025 | B9 | 800 | 0 | 992 | 0 | 0 | 0 | 0 | 0 | 0 | 0 | 0 | 0 | 0 | 0
MISO_IN_2_PJM_ROR | MISO_IN | PJM_ROR | 2025 | B10 | 1262 | 0 | 992 | 0 | 0 | 0 | 0 | 0 | 0 | 0 | 0 | 0 | 0 | 0
MISO_IN_2_PJM_ROR | MISO_IN | PJM_ROR | 2025 | B11 | 25 | 0 | 992 | 0 | 0 | 0 | 0 | 0 | 0 | 0 | 0 | 0 | 0 | 0
MISO_IN_2_PJM_ROR | MISO_IN | PJM_ROR | 2025 | B12 | 200 | 0 | 992 | 0 | 0 | 0 | 0 | 0 | 0 | 0 | 0 | 0 | 0 | 0
MISO_IN_2_PJM_ROR | MISO_IN | PJM_ROR | 2025 | B13 | 600 | 0 | 992 | 0 | 0 | 0 | 0 | 0 | 0 | 0 | 0 | 0 | 0 | 0
MISO_IN_2_PJM_ROR | MISO_IN | PJM_ROR | 2025 | B14 | 900 | 0 | 992 | 0 | 0 | 0 | 0 | 0 | 0 | 0 | 0 | 0 | 0 | 0
MISO_IN_2_PJM_ROR | MISO_IN | PJM_ROR | 2025 | B15 | 1203 | 0 | 992 | 0 | 0 | 0 | 0 | 0 | 0 | 0 | 0 | 0 | 0 | 0
MISO_IN_2_PJM_ROR | MISO_IN | PJM_ROR | 2025 | B16 | 25 | 0 | 992 | 0 | 0 | 0 | 0 | 0 | 0 | 0 | 0 | 0 | 0 | 0
MISO_IN_2_PJM_ROR | MISO_IN | PJM_ROR | 2025 | B17 | 100 | 0 | 992 | 0 | 0 | 0 | 0 | 0 | 0 | 0 | 0 | 0 | 0 | 0
MISO_IN_2_PJM_ROR | MISO_IN | PJM_ROR | 2025 | B18 | 400 | 0 | 992 | 0 | 0 | 0 | 0 | 0 | 0 | 0 | 0 | 0 | 0 | 0
MISO_IN_2_PJM_ROR | MISO_IN | PJM_ROR | 2025 | B19 | 700 | 0 | 992 | 0 | 0 | 0 | 0 | 0 | 0 | 0 | 0 | 0 | 0 | 0
MISO_IN_2_PJM_ROR | MISO_IN | PJM_ROR | 2025 | B20 | 935 | 0 | 992 | 0 | 0 | 0 | 0 | 0 | 0 | 0 | 0 | 0 | 0 | 0
MISO_IN_2_PJM_ROR | MISO_IN | PJM_ROR | 2030 | B1 | 10 | 0 | 992 | 992 | 0 | 0 | 0 | 0 | 1.46 | 0 | 0 | 1.46 | 0 | 0.365
MISO_IN_2_PJM_ROR | MISO_IN | PJM_ROR | 2030 | B2 | 25 | 0 | 992 | 579.76 | 0 | 0 | 0 | 0 | 0 | 0 | 0 | 0 | 0 | 0.365
MISO_IN_2_PJM_ROR | MISO_IN | PJM_ROR | 2030 | B3 | 75 | 0 | 992 | 0 | 0 | 0 | 0 | 0 | 0 | 0 | 0 | 0 | 0 | 0.365
MISO_IN_2_PJM_ROR | MISO_IN | PJM_ROR | 2030 | B4 | 100 | 0 | 992 | 0 | 0 | 0 | 0 | 0 | 0 | 0 | 0 | 0 | 0 | 0.365
MISO_IN_2_PJM_ROR | MISO_IN | PJM_ROR | 2030 | B5 | 200 | 0 | 992 | 0 | 0 | 0 | 0 | 0 | 0 | 0 | 0 | 0 | 0 | 0.365
MISO_IN_2_PJM_ROR | MISO_IN | PJM_ROR | 2030 | B6 | 300 | 0 | 992 | 0 | 0 | 0 | 0 | 0 | 0 | 0 | 0 | 0 | 0 | 0.365
MISO_IN_2_PJM_ROR | MISO_IN | PJM_ROR | 2030 | B7 | 400 | 0 | 992 | 0 | 0 | 0 | 0 | 0 | 0 | 0 | 0 | 0 | 0 | 0.365
MISO_IN_2_PJM_ROR | MISO_IN | PJM_ROR | 2030 | B8 | 500 | 0 | 992 | 0 | 0 | 0 | 0 | 0 | 0 | 0 | 0 | 0 | 0 | 0.365
MISO_IN_2_PJM_ROR | MISO_IN | PJM_ROR | 2030 | B9 | 800 | 0 | 992 | 0 | 0 | 0 | 0 | 0 | 0 | 0 | 0 | 0 | 0 | 0.365
MISO_IN_2_PJM_ROR | MISO_IN | PJM_ROR | 2030 | B10 | 1262 | 0 | 992 | 0 | 0 | 0 | 0 | 0 | 0 | 0 | 0 | 0 | 0 | 0.365
MISO_IN_2_PJM_ROR | MISO_IN | PJM_ROR | 2030 | B11 | 25 | 0 | 992 | 0 | 0 | 0 | 0 | 0 | 0 | 0 | 0 | 0 | 0 | 0.365
MISO_IN_2_PJM_ROR | MISO_IN | PJM_ROR | 2030 | B12 | 200 | 0 | 992 | 0 | 0 | 0 | 0 | 0 | 0 | 0 | 0 | 0 | 0 | 0.365
MISO_IN_2_PJM_ROR | MISO_IN | PJM_ROR | 2030 | B13 | 600 | 0 | 992 | 0 | 0 | 0 | 0 | 0 | 0 | 0 | 0 | 0 | 0 | 0.365
MISO_IN_2_PJM_ROR | MISO_IN | PJM_ROR | 2030 | B14 | 900 | 0 | 992 | 0 | 0 | 0 | 0 | 0 | 0 | 0 | 0 | 0 | 0 | 0.365
MISO_IN_2_PJM_ROR | MISO_IN | PJM_ROR | 2030 | B15 | 1203 | 0 | 992 | 0 | 0 | 0 | 0 | 0 | 0 | 0 | 0 | 0 | 0 | 0.365
MISO_IN_2_PJM_ROR | MISO_IN | PJM_ROR | 2030 | B16 | 25 | 0 | 992 | 0 | 0 | 0 | 0 | 0 | 0 | 0 | 0 | 0 | 0 | 0.365
MISO_IN_2_PJM_ROR | MISO_IN | PJM_ROR | 2030 | B17 | 100 | 0 | 992 | 0 | 0 | 0 | 0 | 0 | 0 | 0 | 0 | 0 | 0 | 0.365
MISO_IN_2_PJM_ROR | MISO_IN | PJM_ROR | 2030 | B18 | 400 | 0 | 992 | 0 | 0 | 0 | 0 | 0 | 0 | 0 | 0 | 0 | 0 | 0.365
MISO_IN_2_PJM_ROR | MISO_IN | PJM_ROR | 2030 | B19 | 700 | 0 | 992 | 0 | 0 | 0 | 0 | 0 | 0 | 0 | 0 | 0 | 0 | 0.365
MISO_IN_2_PJM_ROR | MISO_IN | PJM_ROR | 2030 | B20 | 935 | 0 | 992 | 0 | 0 | 0 | 0 | 0 | 0 | 0 | 0 | 0 | 0 | 0.365
MISO_IN_2_PJM_ROR | MISO_IN | PJM_ROR | 2035 | B1 | 10 | 0 | 992 | 992 | 0 | 473.43 | 0 | 0 | 0.01187 | 0 | 0 | 0.00012561 | 0 | 0.0029675
MISO_IN_2_PJM_ROR | MISO_IN | PJM_ROR | 2035 | B2 | 25 | 0 | 992 | 0 | 0 | 0 | 0 | 0 | 0 | 0 | 0 | 0 | 0 | 0.0029675
MISO_IN_2_PJM_ROR | MISO_IN | PJM_ROR | 2035 | B3 | 75 | 0 | 992 | 0 | 0 | 0 | 0 | 0 | 0 | 0 | 0 | 0 | 0 | 0.0029675
MISO_IN_2_PJM_ROR | MISO_IN | PJM_ROR | 2035 | B4 | 100 | 0 | 992 | 0 | 0 | 0 | 0 | 0 | 0 | 0 | 0 | 0 | 0 | 0.0029675
MISO_IN_2_PJM_ROR | MISO_IN | PJM_ROR | 2035 | B5 | 200 | 0 | 992 | 0 | 0 | 0 | 0 | 0 | 0 | 0 | 0 | 0 | 0 | 0.0029675
MISO_IN_2_PJM_ROR | MISO_IN | PJM_ROR | 2035 | B6 | 300 | 0 | 992 | 0 | 0 | 0 | 0 | 0 | 0 | 0 | 0 | 0 | 0 | 0.0029675
MISO_IN_2_PJM_ROR | MISO_IN | PJM_ROR | 2035 | B7 | 400 | 0 | 992 | 0 | 0 | 0 | 0 | 0 | 0 | 0 | 0 | 0 | 0 | 0.0029675
MISO_IN_2_PJM_ROR | MISO_IN | PJM_ROR | 2035 | B8 | 500 | 0 | 992 | 0 | 0 | 0 | 0 | 0 | 0 | 0 | 0 | 0 | 0 | 0.0029675
MISO_IN_2_PJM_ROR | MISO_IN | PJM_ROR | 2035 | B9 | 800 | 0 | 992 | 0 | 0 | 0 | 0 | 0 | 0 | 0 | 0 | 0 | 0 | 0.0029675
MISO_IN_2_PJM_ROR | MISO_IN | PJM_ROR | 2035 | B10 | 1262 | 0 | 992 | 0 | 0 | 0 | 0 | 0 | 0 | 0 | 0 | 0 | 0 | 0.0029675
MISO_IN_2_PJM_ROR | MISO_IN | PJM_ROR | 2035 | B11 | 25 | 0 | 992 | 0 | 0 | 0 | 0 | 0 | 0 | 0 | 0 | 0 | 0 | 0.0029675
MISO_IN_2_PJM_ROR | MISO_IN | PJM_ROR | 2035 | B12 | 200 | 0 | 992 | 0 | 0 | 0 | 0 | 0 | 0 | 0 | 0 | 0 | 0 | 0.0029675
MISO_IN_2_PJM_ROR | MISO_IN | PJM_ROR | 2035 | B13 | 600 | 0 | 992 | 0 | 0 | 0 | 0 | 0 | 0 | 0 | 0 | 0 | 0 | 0.0029675
MISO_IN_2_PJM_ROR | MISO_IN | PJM_ROR | 2035 | B14 | 900 | 0 | 992 | 0 | 0 | 0 | 0 | 0 | 0 | 0 | 0 | 0 | 0 | 0.0029675
MISO_IN_2_PJM_ROR | MISO_IN | PJM_ROR | 2035 | B15 | 1203 | 0 | 992 | 0 | 0 | 0 | 0 | 0 | 0 | 0 | 0 | 0 | 0 | 0.0029675
MISO_IN_2_PJM_ROR | MISO_IN | PJM_ROR | 2035 | B16 | 25 | 0 | 992 | 0 | 0 | 408.8 | 0 | 0 | 0 | 0 | 0 | 0 | 0 | 0.0029675
MISO_IN_2_PJM_ROR | MISO_IN | PJM_ROR | 2035 | B17 | 100 | 0 | 992 | 725.32 | 0 | 967.8 | 0 | 0 | 0 | 0 | 0 | 0 | 0 | 0.0029675
MISO_IN_2_PJM_ROR | MISO_IN | PJM_ROR | 2035 | B18 | 400 | 0 | 992 | 0 | 0 | 0 | 0 | 0 | 0 | 0 | 0 | 0 | 0 | 0.0029675
MISO_IN_2_PJM_ROR | MISO_IN | PJM_ROR | 2035 | B19 | 700 | 0 | 992 | 0 | 0 | 0 | 0 | 0 | 0 | 0 | 0 | 0 | 0 | 0.0029675
MISO_IN_2_PJM_ROR | MISO_IN | PJM_ROR | 2035 | B20 | 935 | 0 | 992 | 992 | 0 | 992 | 0 | 0 | 0.01187 | 0 | 0.01187 | 0.011744 | 0 | 0.0029675
MISO_IN_2_PJM_ROR | MISO_IN | PJM_ROR | 2040 | B1 | 10 | 0 | 992 | 992 | 0 | 932.08 | 0 | 0 | 0.01187 | 0 | 0 | 0.00012561 | 0 | 0.0029675
MISO_IN_2_PJM_ROR | MISO_IN | PJM_ROR | 2040 | B2 | 25 | 0 | 992 | 115.2 | 0 | 0 | 0 | 0 | 0 | 0 | 0 | 0 | 0 | 0.0029675
MISO_IN_2_PJM_ROR | MISO_IN | PJM_ROR | 2040 | B3 | 75 | 0 | 992 | 0 | 0 | 0 | 0 | 0 | 0 | 0 | 0 | 0 | 0 | 0.0029675
MISO_IN_2_PJM_ROR | MISO_IN | PJM_ROR | 2040 | B4 | 100 | 0 | 992 | 0 | 0 | 0 | 0 | 0 | 0 | 0 | 0 | 0 | 0 | 0.0029675
MISO_IN_2_PJM_ROR | MISO_IN | PJM_ROR | 2040 | B5 | 200 | 0 | 992 | 0 | 0 | 0 | 0 | 0 | 0 | 0 | 0 | 0 | 0 | 0.0029675
MISO_IN_2_PJM_ROR | MISO_IN | PJM_ROR | 2040 | B6 | 300 | 0 | 992 | 0 | 0 | 0 | 0 | 0 | 0 | 0 | 0 | 0 | 0 | 0.0029675
MISO_IN_2_PJM_ROR | MISO_IN | PJM_ROR | 2040 | B7 | 400 | 0 | 992 | 0 | 0 | 0 | 0 | 0 | 0 | 0 | 0 | 0 | 0 | 0.0029675
MISO_IN_2_PJM_ROR | MISO_IN | PJM_ROR | 2040 | B8 | 500 | 0 | 992 | 0 | 0 | 0 | 0 | 0 | 0 | 0 | 0 | 0 | 0 | 0.0029675
MISO_IN_2_PJM_ROR | MISO_IN | PJM_ROR | 2040 | B9 | 800 | 0 | 992 | 0 | 0 | 0 | 0 | 0 | 0 | 0 | 0 | 0 | 0 | 0.0029675
MISO_IN_2_PJM_ROR | MISO_IN | PJM_ROR | 2040 | B10 | 1262 | 0 | 992 | 33.02 | 0 | 0 | 0 | 0 | 0 | 0 | 0 | 0 | 0 | 0.0029675
MISO_IN_2_PJM_ROR | MISO_IN | PJM_ROR | 2040 | B11 | 25 | 0 | 992 | 0 | 0 | 0 | 0 | 0 | 0 | 0 | 0 | 0 | 0 | 0.0029675
MISO_IN_2_PJM_ROR | MISO_IN | PJM_ROR | 2040 | B12 | 200 | 0 | 992 | 0 | 0 | 0 | 0 | 0 | 0 | 0 | 0 | 0 | 0 | 0.0029675
MISO_IN_2_PJM_ROR | MISO_IN | PJM_ROR | 2040 | B13 | 600 | 0 | 992 | 0 | 0 | 0 | 0 | 0 | 0 | 0 | 0 | 0 | 0 | 0.0029675
MISO_IN_2_PJM_ROR | MISO_IN | PJM_ROR | 2040 | B14 | 900 | 0 | 992 | 0 | 0 | 0 | 0 | 0 | 0 | 0 | 0 | 0 | 0 | 0.0029675
MISO_IN_2_PJM_ROR | MISO_IN | PJM_ROR | 2040 | B15 | 1203 | 0 | 992 | 0 | 0 | 0 | 0 | 0 | 0 | 0 | 0 | 0 | 0 | 0.0029675
MISO_IN_2_PJM_ROR | MISO_IN | PJM_ROR | 2040 | B16 | 25 | 0 | 992 | 0 | 0 | 992 | 0 | 0 | 0 | 0 | 0.51041 | 0 | 0 | 0.0029675
MISO_IN_2_PJM_ROR | MISO_IN | PJM_ROR | 2040 | B17 | 100 | 0 | 992 | 786.71 | 0 | 405.53 | 0 | 0 | 0 | 0 | 0 | 0 | 0 | 0.0029675
MISO_IN_2_PJM_ROR | MISO_IN | PJM_ROR | 2040 | B18 | 400 | 0 | 992 | 0 | 0 | 0 | 0 | 0 | 0 | 0 | 0 | 0 | 0 | 0.0029675
MISO_IN_2_PJM_ROR | MISO_IN | PJM_ROR | 2040 | B19 | 700 | 0 | 992 | 0 | 0 | 0 | 0 | 0 | 0 | 0 | 0 | 0 | 0 | 0.0029675
MISO_IN_2_PJM_ROR | MISO_IN | PJM_ROR | 2040 | B20 | 935 | 0 | 992 | 992 | 0 | 992 | 0 | 0 | 0.01187 | 0 | 0.58163 | 0.011744 | 0 | 0.0029675
MISO_IN_2_PJM_ROR | MISO_IN | PJM_ROR | 2045 | B1 | 10 | 0 | 992 | 506.79 | 0 | 992 | 0 | 0 | 0 | 0 | 0.67659 | 0 | 0 | 0.0029675
MISO_IN_2_PJM_ROR | MISO_IN | PJM_ROR | 2045 | B2 | 25 | 0 | 992 | 0 | 0 | 0 | 0 | 0 | 0 | 0 | 0 | 0 | 0 | 0.0029675
MISO_IN_2_PJM_ROR | MISO_IN | PJM_ROR | 2045 | B3 | 75 | 0 | 992 | 0 | 0 | 0 | 0 | 0 | 0 | 0 | 0 | 0 | 0 | 0.0029675
MISO_IN_2_PJM_ROR | MISO_IN | PJM_ROR | 2045 | B4 | 100 | 0 | 992 | 0 | 0 | 0 | 0 | 0 | 0 | 0 | 0 | 0 | 0 | 0.0029675
MISO_IN_2_PJM_ROR | MISO_IN | PJM_ROR | 2045 | B5 | 200 | 0 | 992 | 0 | 0 | 0 | 0 | 0 | 0 | 0 | 0 | 0 | 0 | 0.0029675
MISO_IN_2_PJM_ROR | MISO_IN | PJM_ROR | 2045 | B6 | 300 | 0 | 992 | 0 | 0 | 0 | 0 | 0 | 0 | 0 | 0 | 0 | 0 | 0.0029675
MISO_IN_2_PJM_ROR | MISO_IN | PJM_ROR | 2045 | B7 | 400 | 0 | 992 | 0 | 0 | 0 | 0 | 0 | 0 | 0 | 0 | 0 | 0 | 0.0029675
MISO_IN_2_PJM_ROR | MISO_IN | PJM_ROR | 2045 | B8 | 500 | 0 | 992 | 0 | 0 | 0 | 0 | 0 | 0 | 0 | 0 | 0 | 0 | 0.0029675
MISO_IN_2_PJM_ROR | MISO_IN | PJM_ROR | 2045 | B9 | 800 | 0 | 992 | 0 | 0 | 0 | 0 | 0 | 0 | 0 | 0 | 0 | 0 | 0.0029675
MISO_IN_2_PJM_ROR | MISO_IN | PJM_ROR | 2045 | B10 | 1262 | 0 | 992 | 0 | 0 | 0 | 0 | 0 | 0 | 0 | 0 | 0 | 0 | 0.0029675
MISO_IN_2_PJM_ROR | MISO_IN | PJM_ROR | 2045 | B11 | 25 | 0 | 992 | 0 | 0 | 0 | 0 | 0 | 0 | 0 | 0 | 0 | 0 | 0.0029675
MISO_IN_2_PJM_ROR | MISO_IN | PJM_ROR | 2045 | B12 | 200 | 0 | 992 | 0 | 0 | 0 | 0 | 0 | 0 | 0 | 0 | 0 | 0 | 0.0029675
MISO_IN_2_PJM_ROR | MISO_IN | PJM_ROR | 2045 | B13 | 600 | 0 | 992 | 0 | 0 | 0 | 0 | 0 | 0 | 0 | 0 | 0 | 0 | 0.0029675
MISO_IN_2_PJM_ROR | MISO_IN | PJM_ROR | 2045 | B14 | 900 | 0 | 992 | 0 | 0 | 0 | 0 | 0 | 0 | 0 | 0 | 0 | 0 | 0.0029675
MISO_IN_2_PJM_ROR | MISO_IN | PJM_ROR | 2045 | B15 | 1203 | 0 | 992 | 0 | 0 | 0 | 0 | 0 | 0 | 0 | 0 | 0 | 0 | 0.0029675
MISO_IN_2_PJM_ROR | MISO_IN | PJM_ROR | 2045 | B16 | 25 | 0 | 992 | 0 | 0 | 992 | 0 | 0 | 0 | 0 | 0.7122 | 0 | 0 | 0.0029675
MISO_IN_2_PJM_ROR | MISO_IN | PJM_ROR | 2045 | B17 | 100 | 0 | 992 | 0 | 0 | 992 | 0 | 0 | 0 | 0 | 0.58163 | 0 | 0 | 0.0029675
MISO_IN_2_PJM_ROR | MISO_IN | PJM_ROR | 2045 | B18 | 400 | 0 | 992 | 0 | 0 | 335.1 | 0 | 0 | 0 | 0 | 0 | 0 | 0 | 0.0029675
MISO_IN_2_PJM_ROR | MISO_IN | PJM_ROR | 2045 | B19 | 700 | 0 | 992 | 0 | 0 | 992 | 0 | 0 | 0 | 0 | 0.01187 | 0 | 0 | 0.0029675
MISO_IN_2_PJM_ROR | MISO_IN | PJM_ROR | 2045 | B20 | 935 | 0 | 992 | 992 | 0 | 992 | 0 | 0 | 0.01187 | 0 | 1.187 | 0.01187 | 0 | 0.0029675
MISO_IN_2_PJM_ROR | MISO_IN | PJM_ROR | 2050 | B1 | 10 | 0 | 992 | 699.34 | 0 | 0 | 0 | 0 | 0 | 0 | 0 | 0 | 0 | 0.0029675
MISO_IN_2_PJM_ROR | MISO_IN | PJM_ROR | 2050 | B2 | 25 | 0 | 992 | 0 | 0 | 0 | 0 | 0 | 0 | 0 | 0 | 0 | 0 | 0.0029675
MISO_IN_2_PJM_ROR | MISO_IN | PJM_ROR | 2050 | B3 | 75 | 0 | 992 | 0 | 0 | 0 | 0 | 0 | 0 | 0 | 0 | 0 | 0 | 0.0029675
MISO_IN_2_PJM_ROR | MISO_IN | PJM_ROR | 2050 | B4 | 100 | 0 | 992 | 0 | 0 | 0 | 0 | 0 | 0 | 0 | 0 | 0 | 0 | 0.0029675
MISO_IN_2_PJM_ROR | MISO_IN | PJM_ROR | 2050 | B5 | 200 | 0 | 992 | 0 | 0 | 0 | 0 | 0 | 0 | 0 | 0 | 0 | 0 | 0.0029675
MISO_IN_2_PJM_ROR | MISO_IN | PJM_ROR | 2050 | B6 | 300 | 0 | 992 | 0 | 0 | 0 | 0 | 0 | 0 | 0 | 0 | 0 | 0 | 0.0029675
MISO_IN_2_PJM_ROR | MISO_IN | PJM_ROR | 2050 | B7 | 400 | 0 | 992 | 0 | 0 | 0 | 0 | 0 | 0 | 0 | 0 | 0 | 0 | 0.0029675
MISO_IN_2_PJM_ROR | MISO_IN | PJM_ROR | 2050 | B8 | 500 | 0 | 992 | 0 | 0 | 0 | 0 | 0 | 0 | 0 | 0 | 0 | 0 | 0.0029675
MISO_IN_2_PJM_ROR | MISO_IN | PJM_ROR | 2050 | B9 | 800 | 0 | 992 | 0 | 0 | 0 | 0 | 0 | 0 | 0 | 0 | 0 | 0 | 0.0029675
MISO_IN_2_PJM_ROR | MISO_IN | PJM_ROR | 2050 | B10 | 1262 | 0 | 992 | 0 | 0 | 0 | 0 | 0 | 0 | 0 | 0 | 0 | 0 | 0.0029675
MISO_IN_2_PJM_ROR | MISO_IN | PJM_ROR | 2050 | B11 | 25 | 0 | 992 | 0 | 0 | 0 | 0 | 0 | 0 | 0 | 0 | 0 | 0 | 0.0029675
MISO_IN_2_PJM_ROR | MISO_IN | PJM_ROR | 2050 | B12 | 200 | 0 | 992 | 0 | 0 | 0 | 0 | 0 | 0 | 0 | 0 | 0 | 0 | 0.0029675
MISO_IN_2_PJM_ROR | MISO_IN | PJM_ROR | 2050 | B13 | 600 | 0 | 992 | 0 | 0 | 0 | 0 | 0 | 0 | 0 | 0 | 0 | 0 | 0.0029675
MISO_IN_2_PJM_ROR | MISO_IN | PJM_ROR | 2050 | B14 | 900 | 0 | 992 | 0 | 0 | 0 | 0 | 0 | 0 | 0 | 0 | 0 | 0 | 0.0029675
MISO_IN_2_PJM_ROR | MISO_IN | PJM_ROR | 2050 | B15 | 1203 | 0 | 992 | 0 | 0 | 0 | 0 | 0 | 0 | 0 | 0 | 0 | 0 | 0.0029675
MISO_IN_2_PJM_ROR | MISO_IN | PJM_ROR | 2050 | B16 | 25 | 0 | 992 | 992 | 0 | 992 | 0 | 0 | 0.01187 | 0 | 0.02374 | 0.01187 | 0 | 0.0029675
MISO_IN_2_PJM_ROR | MISO_IN | PJM_ROR | 2050 | B17 | 100 | 0 | 992 | 748.88 | 0 | 504.37 | 0 | 0 | 0 | 0 | 0 | 0 | 0 | 0.0029675
MISO_IN_2_PJM_ROR | MISO_IN | PJM_ROR | 2050 | B18 | 400 | 0 | 992 | 750.99 | 0 | 0 | 0 | 0 | 0 | 0 | 0 | 0 | 0 | 0.0029675
MISO_IN_2_PJM_ROR | MISO_IN | PJM_ROR | 2050 | B19 | 700 | 0 | 992 | 0 | 0 | 0 | 0 | 0 | 0 | 0 | 0 | 0 | 0 | 0.0029675
MISO_IN_2_PJM_ROR | MISO_IN | PJM_ROR | 2050 | B20 | 935 | 0 | 992 | 4.13 | 0 | 992 | 0 | 0 | 0 | 0 | 0.1187 | 0 | 0 | 0.0029675
MISO_MI_2_IESO | MISO_MI | IESO | 2015 | B1 | 10 | 0 | 1580 | 0 | 0 | 0 | 0 | 0 | 0 | 0 | 0 | 0 | 0 | 0
MISO_MI_2_IESO | MISO_MI | IESO | 2015 | B2 | 25 | 0 | 1580 | 0 | 0 | 0 | 0 | 0 | 0 | 0 | 0 | 0 | 0 | 0
MISO_MI_2_IESO | MISO_MI | IESO | 2015 | B3 | 75 | 0 | 1580 | 0 | 0 | 0 | 0 | 0 | 0 | 0 | 0 | 0 | 0 | 0
MISO_MI_2_IESO | MISO_MI | IESO | 2015 | B4 | 100 | 0 | 1580 | 0 | 0 | 0 | 0 | 0 | 0 | 0 | 0 | 0 | 0 | 0
MISO_MI_2_IESO | MISO_MI | IESO | 2015 | B5 | 200 | 0 | 1580 | 0 | 0 | 0 | 0 | 0 | 0 | 0 | 0 | 0 | 0 | 0
MISO_MI_2_IESO | MISO_MI | IESO | 2015 | B6 | 300 | 0 | 1580 | 0 | 0 | 0 | 0 | 0 | 0 | 0 | 0 | 0 | 0 | 0
MISO_MI_2_IESO | MISO_MI | IESO | 2015 | B7 | 400 | 0 | 1580 | 0 | 0 | 0 | 0 | 0 | 0 | 0 | 0 | 0 | 0 | 0
MISO_MI_2_IESO | MISO_MI | IESO | 2015 | B8 | 500 | 0 | 1580 | 0 | 0 | 0 | 0 | 0 | 0 | 0 | 0 | 0 | 0 | 0
MISO_MI_2_IESO | MISO_MI | IESO | 2015 | B9 | 800 | 0 | 1580 | 0 | 0 | 0 | 0 | 0 | 0 | 0 | 0 | 0 | 0 | 0
MISO_MI_2_IESO | MISO_MI | IESO | 2015 | B10 | 1262 | 0 | 1580 | 0 | 0 | 0 | 0 | 0 | 0 | 0 | 0 | 0 | 0 | 0
MISO_MI_2_IESO | MISO_MI | IESO | 2015 | B11 | 25 | 0 | 1580 | 0 | 0 | 0 | 0 | 0 | 0 | 0 | 0 | 0 | 0 | 0
MISO_MI_2_IESO | MISO_MI | IESO | 2015 | B12 | 200 | 0 | 1580 | 0 | 0 | 0 | 0 | 0 | 0 | 0 | 0 | 0 | 0 | 0
MISO_MI_2_IESO | MISO_MI | IESO | 2015 | B13 | 600 | 0 | 1580 | 0 | 0 | 0 | 0 | 0 | 0 | 0 | 0 | 0 | 0 | 0
MISO_MI_2_IESO | MISO_MI | IESO | 2015 | B14 | 900 | 0 | 1580 | 0 | 0 | 0 | 0 | 0 | 0 | 0 | 0 | 0 | 0 | 0
MISO_MI_2_IESO | MISO_MI | IESO | 2015 | B15 | 1203 | 0 | 1580 | 0 | 0 | 0 | 0 | 0 | 0 | 0 | 0 | 0 | 0 | 0
MISO_MI_2_IESO | MISO_MI | IESO | 2015 | B16 | 25 | 0 | 1580 | 0 | 0 | 0 | 0 | 0 | 0 | 0 | 0 | 0 | 0 | 0
MISO_MI_2_IESO | MISO_MI | IESO | 2015 | B17 | 100 | 0 | 1580 | 0 | 0 | 0 | 0 | 0 | 0 | 0 | 0 | 0 | 0 | 0
MISO_MI_2_IESO | MISO_MI | IESO | 2015 | B18 | 400 | 0 | 1580 | 0 | 0 | 0 | 0 | 0 | 0 | 0 | 0 | 0 | 0 | 0
MISO_MI_2_IESO | MISO_MI | IESO | 2015 | B19 | 700 | 0 | 1580 | 0 | 0 | 0 | 0 | 0 | 0 | 0 | 0 | 0 | 0 | 0
MISO_MI_2_IESO | MISO_MI | IESO | 2015 | B20 | 935 | 0 | 1580 | 0 | 0 | 0 | 0 | 0 | 0 | 0 | 0 | 0 | 0 | 0
MISO_MI_2_IESO | MISO_MI | IESO | 2020 | B1 | 10 | 0 | 1580 | 0 | 0 | 0 | 0 | 0 | 0 | 0 | 0 | 0 | 0 | 0
MISO_MI_2_IESO | MISO_MI | IESO | 2020 | B2 | 25 | 0 | 1580 | 0 | 0 | 0 | 0 | 0 | 0 | 0 | 0 | 0 | 0 | 0
MISO_MI_2_IESO | MISO_MI | IESO | 2020 | B3 | 75 | 0 | 1580 | 0 | 0 | 0 | 0 | 0 | 0 | 0 | 0 | 0 | 0 | 0
MISO_MI_2_IESO | MISO_MI | IESO | 2020 | B4 | 100 | 0 | 1580 | 0 | 0 | 0 | 0 | 0 | 0 | 0 | 0 | 0 | 0 | 0
MISO_MI_2_IESO | MISO_MI | IESO | 2020 | B5 | 200 | 0 | 1580 | 0 | 0 | 0 | 0 | 0 | 0 | 0 | 0 | 0 | 0 | 0
MISO_MI_2_IESO | MISO_MI | IESO | 2020 | B6 | 300 | 0 | 1580 | 0 | 0 | 0 | 0 | 0 | 0 | 0 | 0 | 0 | 0 | 0
MISO_MI_2_IESO | MISO_MI | IESO | 2020 | B7 | 400 | 0 | 1580 | 0 | 0 | 0 | 0 | 0 | 0 | 0 | 0 | 0 | 0 | 0
MISO_MI_2_IESO | MISO_MI | IESO | 2020 | B8 | 500 | 0 | 1580 | 0 | 0 | 0 | 0 | 0 | 0 | 0 | 0 | 0 | 0 | 0
MISO_MI_2_IESO | MISO_MI | IESO | 2020 | B9 | 800 | 0 | 1580 | 0 | 0 | 0 | 0 | 0 | 0 | 0 | 0 | 0 | 0 | 0
MISO_MI_2_IESO | MISO_MI | IESO | 2020 | B10 | 1262 | 0 | 1580 | 0 | 0 | 0 | 0 | 0 | 0 | 0 | 0 | 0 | 0 | 0
MISO_MI_2_IESO | MISO_MI | IESO | 2020 | B11 | 25 | 0 | 1580 | 0 | 0 | 0 | 0 | 0 | 0 | 0 | 0 | 0 | 0 | 0
MISO_MI_2_IESO | MISO_MI | IESO | 2020 | B12 | 200 | 0 | 1580 | 0 | 0 | 0 | 0 | 0 | 0 | 0 | 0 | 0 | 0 | 0
MISO_MI_2_IESO | MISO_MI | IESO | 2020 | B13 | 600 | 0 | 1580 | 0 | 0 | 0 | 0 | 0 | 0 | 0 | 0 | 0 | 0 | 0
MISO_MI_2_IESO | MISO_MI | IESO | 2020 | B14 | 900 | 0 | 1580 | 0 | 0 | 0 | 0 | 0 | 0 | 0 | 0 | 0 | 0 | 0
MISO_MI_2_IESO | MISO_MI | IESO | 2020 | B15 | 1203 | 0 | 1580 | 0 | 0 | 0 | 0 | 0 | 0 | 0 | 0 | 0 | 0 | 0
MISO_MI_2_IESO | MISO_MI | IESO | 2020 | B16 | 25 | 0 | 1580 | 0 | 0 | 0 | 0 | 0 | 0 | 0 | 0 | 0 | 0 | 0
MISO_MI_2_IESO | MISO_MI | IESO | 2020 | B17 | 100 | 0 | 1580 | 0 | 0 | 0 | 0 | 0 | 0 | 0 | 0 | 0 | 0 | 0
MISO_MI_2_IESO | MISO_MI | IESO | 2020 | B18 | 400 | 0 | 1580 | 0 | 0 | 0 | 0 | 0 | 0 | 0 | 0 | 0 | 0 | 0
MISO_MI_2_IESO | MISO_MI | IESO | 2020 | B19 | 700 | 0 | 1580 | 0 | 0 | 0 | 0 | 0 | 0 | 0 | 0 | 0 | 0 | 0
MISO_MI_2_IESO | MISO_MI | IESO | 2020 | B20 | 935 | 0 | 1580 | 0 | 0 | 0 | 0 | 0 | 0 | 0 | 0 | 0 | 0 | 0
MISO_MI_2_IESO | MISO_MI | IESO | 2025 | B1 | 10 | 0 | 1580 | 0 | 0 | 0 | 0 | 0 | 0 | 0 | 0 | 0 | 0 | 0
MISO_MI_2_IESO | MISO_MI | IESO | 2025 | B2 | 25 | 0 | 1580 | 0 | 0 | 0 | 0 | 0 | 0 | 0 | 0 | 0 | 0 | 0
MISO_MI_2_IESO | MISO_MI | IESO | 2025 | B3 | 75 | 0 | 1580 | 0 | 0 | 0 | 0 | 0 | 0 | 0 | 0 | 0 | 0 | 0
MISO_MI_2_IESO | MISO_MI | IESO | 2025 | B4 | 100 | 0 | 1580 | 0 | 0 | 0 | 0 | 0 | 0 | 0 | 0 | 0 | 0 | 0
MISO_MI_2_IESO | MISO_MI | IESO | 2025 | B5 | 200 | 0 | 1580 | 0 | 0 | 0 | 0 | 0 | 0 | 0 | 0 | 0 | 0 | 0
MISO_MI_2_IESO | MISO_MI | IESO | 2025 | B6 | 300 | 0 | 1580 | 0 | 0 | 0 | 0 | 0 | 0 | 0 | 0 | 0 | 0 | 0
MISO_MI_2_IESO | MISO_MI | IESO | 2025 | B7 | 400 | 0 | 1580 | 0 | 0 | 0 | 0 | 0 | 0 | 0 | 0 | 0 | 0 | 0
MISO_MI_2_IESO | MISO_MI | IESO | 2025 | B8 | 500 | 0 | 1580 | 0 | 0 | 0 | 0 | 0 | 0 | 0 | 0 | 0 | 0 | 0
MISO_MI_2_IESO | MISO_MI | IESO | 2025 | B9 | 800 | 0 | 1580 | 0 | 0 | 0 | 0 | 0 | 0 | 0 | 0 | 0 | 0 | 0
MISO_MI_2_IESO | MISO_MI | IESO | 2025 | B10 | 1262 | 0 | 1580 | 0 | 0 | 0 | 0 | 0 | 0 | 0 | 0 | 0 | 0 | 0
MISO_MI_2_IESO | MISO_MI | IESO | 2025 | B11 | 25 | 0 | 1580 | 0 | 0 | 0 | 0 | 0 | 0 | 0 | 0 | 0 | 0 | 0
MISO_MI_2_IESO | MISO_MI | IESO | 2025 | B12 | 200 | 0 | 1580 | 0 | 0 | 0 | 0 | 0 | 0 | 0 | 0 | 0 | 0 | 0
MISO_MI_2_IESO | MISO_MI | IESO | 2025 | B13 | 600 | 0 | 1580 | 0 | 0 | 0 | 0 | 0 | 0 | 0 | 0 | 0 | 0 | 0
MISO_MI_2_IESO | MISO_MI | IESO | 2025 | B14 | 900 | 0 | 1580 | 0 | 0 | 0 | 0 | 0 | 0 | 0 | 0 | 0 | 0 | 0
MISO_MI_2_IESO | MISO_MI | IESO | 2025 | B15 | 1203 | 0 | 1580 | 0 | 0 | 0 | 0 | 0 | 0 | 0 | 0 | 0 | 0 | 0
MISO_MI_2_IESO | MISO_MI | IESO | 2025 | B16 | 25 | 0 | 1580 | 0 | 0 | 0 | 0 | 0 | 0 | 0 | 0 | 0 | 0 | 0
MISO_MI_2_IESO | MISO_MI | IESO | 2025 | B17 | 100 | 0 | 1580 | 0 | 0 | 0 | 0 | 0 | 0 | 0 | 0 | 0 | 0 | 0
MISO_MI_2_IESO | MISO_MI | IESO | 2025 | B18 | 400 | 0 | 1580 | 0 | 0 | 0 | 0 | 0 | 0 | 0 | 0 | 0 | 0 | 0
MISO_MI_2_IESO | MISO_MI | IESO | 2025 | B19 | 700 | 0 | 1580 | 0 | 0 | 0 | 0 | 0 | 0 | 0 | 0 | 0 | 0 | 0
MISO_MI_2_IESO | MISO_MI | IESO | 2025 | B20 | 935 | 0 | 1580 | 0 | 0 | 0 | 0 | 0 | 0 | 0 | 0 | 0 | 0 | 0
MISO_MI_2_IESO | MISO_MI | IESO | 2030 | B1 | 10 | 0 | 1580 | 0 | 0 | 0 | 0 | 0 | 0 | 0 | 0 | 0 | 0 | 0
MISO_MI_2_IESO | MISO_MI | IESO | 2030 | B2 | 25 | 0 | 1580 | 0 | 0 | 0 | 0 | 0 | 0 | 0 | 0 | 0 | 0 | 0
MISO_MI_2_IESO | MISO_MI | IESO | 2030 | B3 | 75 | 0 | 1580 | 0 | 0 | 0 | 0 | 0 | 0 | 0 | 0 | 0 | 0 | 0
MISO_MI_2_IESO | MISO_MI | IESO | 2030 | B4 | 100 | 0 | 1580 | 0 | 0 | 0 | 0 | 0 | 0 | 0 | 0 | 0 | 0 | 0
MISO_MI_2_IESO | MISO_MI | IESO | 2030 | B5 | 200 | 0 | 1580 | 0 | 0 | 0 | 0 | 0 | 0 | 0 | 0 | 0 | 0 | 0
MISO_MI_2_IESO | MISO_MI | IESO | 2030 | B6 | 300 | 0 | 1580 | 0 | 0 | 0 | 0 | 0 | 0 | 0 | 0 | 0 | 0 | 0
MISO_MI_2_IESO | MISO_MI | IESO | 2030 | B7 | 400 | 0 | 1580 | 0 | 0 | 0 | 0 | 0 | 0 | 0 | 0 | 0 | 0 | 0
MISO_MI_2_IESO | MISO_MI | IESO | 2030 | B8 | 500 | 0 | 1580 | 0 | 0 | 0 | 0 | 0 | 0 | 0 | 0 | 0 | 0 | 0
MISO_MI_2_IESO | MISO_MI | IESO | 2030 | B9 | 800 | 0 | 1580 | 0 | 0 | 0 | 0 | 0 | 0 | 0 | 0 | 0 | 0 | 0
MISO_MI_2_IESO | MISO_MI | IESO | 2030 | B10 | 1262 | 0 | 1580 | 0 | 0 | 0 | 0 | 0 | 0 | 0 | 0 | 0 | 0 | 0
MISO_MI_2_IESO | MISO_MI | IESO | 2030 | B11 | 25 | 0 | 1580 | 0 | 0 | 0 | 0 | 0 | 0 | 0 | 0 | 0 | 0 | 0
MISO_MI_2_IESO | MISO_MI | IESO | 2030 | B12 | 200 | 0 | 1580 | 0 | 0 | 0 | 0 | 0 | 0 | 0 | 0 | 0 | 0 | 0
MISO_MI_2_IESO | MISO_MI | IESO | 2030 | B13 | 600 | 0 | 1580 | 0 | 0 | 0 | 0 | 0 | 0 | 0 | 0 | 0 | 0 | 0
MISO_MI_2_IESO | MISO_MI | IESO | 2030 | B14 | 900 | 0 | 1580 | 0 | 0 | 0 | 0 | 0 | 0 | 0 | 0 | 0 | 0 | 0
MISO_MI_2_IESO | MISO_MI | IESO | 2030 | B15 | 1203 | 0 | 1580 | 0 | 0 | 0 | 0 | 0 | 0 | 0 | 0 | 0 | 0 | 0
MISO_MI_2_IESO | MISO_MI | IESO | 2030 | B16 | 25 | 0 | 1580 | 0 | 0 | 0 | 0 | 0 | 0 | 0 | 0 | 0 | 0 | 0
MISO_MI_2_IESO | MISO_MI | IESO | 2030 | B17 | 100 | 0 | 1580 | 0 | 0 | 0 | 0 | 0 | 0 | 0 | 0 | 0 | 0 | 0
MISO_MI_2_IESO | MISO_MI | IESO | 2030 | B18 | 400 | 0 | 1580 | 0 | 0 | 0 | 0 | 0 | 0 | 0 | 0 | 0 | 0 | 0
MISO_MI_2_IESO | MISO_MI | IESO | 2030 | B19 | 700 | 0 | 1580 | 0 | 0 | 0 | 0 | 0 | 0 | 0 | 0 | 0 | 0 | 0
MISO_MI_2_IESO | MISO_MI | IESO | 2030 | B20 | 935 | 0 | 1580 | 0 | 0 | 0 | 0 | 0 | 0 | 0 | 0 | 0 | 0 | 0
MISO_MI_2_IESO | MISO_MI | IESO | 2035 | B1 | 10 | 0 | 1580 | 0 | 0 | 0 | 0 | 0 | 0 | 0 | 0 | 0 | 0 | 0
MISO_MI_2_IESO | MISO_MI | IESO | 2035 | B2 | 25 | 0 | 1580 | 0 | 0 | 0 | 0 | 0 | 0 | 0 | 0 | 0 | 0 | 0
MISO_MI_2_IESO | MISO_MI | IESO | 2035 | B3 | 75 | 0 | 1580 | 0 | 0 | 0 | 0 | 0 | 0 | 0 | 0 | 0 | 0 | 0
MISO_MI_2_IESO | MISO_MI | IESO | 2035 | B4 | 100 | 0 | 1580 | 0 | 0 | 0 | 0 | 0 | 0 | 0 | 0 | 0 | 0 | 0
MISO_MI_2_IESO | MISO_MI | IESO | 2035 | B5 | 200 | 0 | 1580 | 0 | 0 | 0 | 0 | 0 | 0 | 0 | 0 | 0 | 0 | 0
MISO_MI_2_IESO | MISO_MI | IESO | 2035 | B6 | 300 | 0 | 1580 | 0 | 0 | 0 | 0 | 0 | 0 | 0 | 0 | 0 | 0 | 0
MISO_MI_2_IESO | MISO_MI | IESO | 2035 | B7 | 400 | 0 | 1580 | 0 | 0 | 0 | 0 | 0 | 0 | 0 | 0 | 0 | 0 | 0
MISO_MI_2_IESO | MISO_MI | IESO | 2035 | B8 | 500 | 0 | 1580 | 0 | 0 | 0 | 0 | 0 | 0 | 0 | 0 | 0 | 0 | 0
MISO_MI_2_IESO | MISO_MI | IESO | 2035 | B9 | 800 | 0 | 1580 | 0 | 0 | 0 | 0 | 0 | 0 | 0 | 0 | 0 | 0 | 0
MISO_MI_2_IESO | MISO_MI | IESO | 2035 | B10 | 1262 | 0 | 1580 | 0 | 0 | 0 | 0 | 0 | 0 | 0 | 0 | 0 | 0 | 0
MISO_MI_2_IESO | MISO_MI | IESO | 2035 | B11 | 25 | 0 | 1580 | 0 | 0 | 0 | 0 | 0 | 0 | 0 | 0 | 0 | 0 | 0
MISO_MI_2_IESO | MISO_MI | IESO | 2035 | B12 | 200 | 0 | 1580 | 0 | 0 | 0 | 0 | 0 | 0 | 0 | 0 | 0 | 0 | 0
MISO_MI_2_IESO | MISO_MI | IESO | 2035 | B13 | 600 | 0 | 1580 | 0 | 0 | 0 | 0 | 0 | 0 | 0 | 0 | 0 | 0 | 0
MISO_MI_2_IESO | MISO_MI | IESO | 2035 | B14 | 900 | 0 | 1580 | 0 | 0 | 0 | 0 | 0 | 0 | 0 | 0 | 0 | 0 | 0
MISO_MI_2_IESO | MISO_MI | IESO | 2035 | B15 | 1203 | 0 | 1580 | 0 | 0 | 0 | 0 | 0 | 0 | 0 | 0 | 0 | 0 | 0
MISO_MI_2_IESO | MISO_MI | IESO | 2035 | B16 | 25 | 0 | 1580 | 0 | 0 | 0 | 0 | 0 | 0 | 0 | 0 | 0 | 0 | 0
MISO_MI_2_IESO | MISO_MI | IESO | 2035 | B17 | 100 | 0 | 1580 | 0 | 0 | 0 | 0 | 0 | 0 | 0 | 0 | 0 | 0 | 0
MISO_MI_2_IESO | MISO_MI | IESO | 2035 | B18 | 400 | 0 | 1580 | 0 | 0 | 0 | 0 | 0 | 0 | 0 | 0 | 0 | 0 | 0
MISO_MI_2_IESO | MISO_MI | IESO | 2035 | B19 | 700 | 0 | 1580 | 0 | 0 | 0 | 0 | 0 | 0 | 0 | 0 | 0 | 0 | 0
MISO_MI_2_IESO | MISO_MI | IESO | 2035 | B20 | 935 | 0 | 1580 | 0 | 0 | 0 | 0 | 0 | 0 | 0 | 0 | 0 | 0 | 0
MISO_MI_2_IESO | MISO_MI | IESO | 2040 | B1 | 10 | 0 | 1580 | 0 | 0 | 0 | 0 | 0 | 0 | 0 | 0 | 0 | 0 | 0
MISO_MI_2_IESO | MISO_MI | IESO | 2040 | B2 | 25 | 0 | 1580 | 0 | 0 | 0 | 0 | 0 | 0 | 0 | 0 | 0 | 0 | 0
MISO_MI_2_IESO | MISO_MI | IESO | 2040 | B3 | 75 | 0 | 1580 | 0 | 0 | 0 | 0 | 0 | 0 | 0 | 0 | 0 | 0 | 0
MISO_MI_2_IESO | MISO_MI | IESO | 2040 | B4 | 100 | 0 | 1580 | 0 | 0 | 0 | 0 | 0 | 0 | 0 | 0 | 0 | 0 | 0
MISO_MI_2_IESO | MISO_MI | IESO | 2040 | B5 | 200 | 0 | 1580 | 0 | 0 | 0 | 0 | 0 | 0 | 0 | 0 | 0 | 0 | 0
MISO_MI_2_IESO | MISO_MI | IESO | 2040 | B6 | 300 | 0 | 1580 | 0 | 0 | 0 | 0 | 0 | 0 | 0 | 0 | 0 | 0 | 0
MISO_MI_2_IESO | MISO_MI | IESO | 2040 | B7 | 400 | 0 | 1580 | 0 | 0 | 0 | 0 | 0 | 0 | 0 | 0 | 0 | 0 | 0
MISO_MI_2_IESO | MISO_MI | IESO | 2040 | B8 | 500 | 0 | 1580 | 0 | 0 | 0 | 0 | 0 | 0 | 0 | 0 | 0 | 0 | 0
MISO_MI_2_IESO | MISO_MI | IESO | 2040 | B9 | 800 | 0 | 1580 | 0 | 0 | 0 | 0 | 0 | 0 | 0 | 0 | 0 | 0 | 0
MISO_MI_2_IESO | MISO_MI | IESO | 2040 | B10 | 1262 | 0 | 1580 | 0 | 0 | 0 | 0 | 0 | 0 | 0 | 0 | 0 | 0 | 0
MISO_MI_2_IESO | MISO_MI | IESO | 2040 | B11 | 25 | 0 | 1580 | 0 | 0 | 0 | 0 | 0 | 0 | 0 | 0 | 0 | 0 | 0
MISO_MI_2_IESO | MISO_MI | IESO | 2040 | B12 | 200 | 0 | 1580 | 0 | 0 | 0 | 0 | 0 | 0 | 0 | 0 | 0 | 0 | 0
MISO_MI_2_IESO | MISO_MI | IESO | 2040 | B13 | 600 | 0 | 1580 | 0 | 0 | 0 | 0 | 0 | 0 | 0 | 0 | 0 | 0 | 0
MISO_MI_2_IESO | MISO_MI | IESO | 2040 | B14 | 900 | 0 | 1580 | 0 | 0 | 0 | 0 | 0 | 0 | 0 | 0 | 0 | 0 | 0
MISO_MI_2_IESO | MISO_MI | IESO | 2040 | B15 | 1203 | 0 | 1580 | 0 | 0 | 0 | 0 | 0 | 0 | 0 | 0 | 0 | 0 | 0
MISO_MI_2_IESO | MISO_MI | IESO | 2040 | B16 | 25 | 0 | 1580 | 0 | 0 | 0 | 0 | 0 | 0 | 0 | 0 | 0 | 0 | 0
MISO_MI_2_IESO | MISO_MI | IESO | 2040 | B17 | 100 | 0 | 1580 | 0 | 0 | 0 | 0 | 0 | 0 | 0 | 0 | 0 | 0 | 0
MISO_MI_2_IESO | MISO_MI | IESO | 2040 | B18 | 400 | 0 | 1580 | 0 | 0 | 0 | 0 | 0 | 0 | 0 | 0 | 0 | 0 | 0
MISO_MI_2_IESO | MISO_MI | IESO | 2040 | B19 | 700 | 0 | 1580 | 0 | 0 | 0 | 0 | 0 | 0 | 0 | 0 | 0 | 0 | 0
MISO_MI_2_IESO | MISO_MI | IESO | 2040 | B20 | 935 | 0 | 1580 | 0 | 0 | 0 | 0 | 0 | 0 | 0 | 0 | 0 | 0 | 0
MISO_MI_2_IESO | MISO_MI | IESO | 2045 | B1 | 10 | 0 | 1580 | 0 | 0 | 0 | 0 | 0 | 0 | 0 | 0 | 0 | 0 | 0
MISO_MI_2_IESO | MISO_MI | IESO | 2045 | B2 | 25 | 0 | 1580 | 0 | 0 | 0 | 0 | 0 | 0 | 0 | 0 | 0 | 0 | 0
MISO_MI_2_IESO | MISO_MI | IESO | 2045 | B3 | 75 | 0 | 1580 | 0 | 0 | 0 | 0 | 0 | 0 | 0 | 0 | 0 | 0 | 0
MISO_MI_2_IESO | MISO_MI | IESO | 2045 | B4 | 100 | 0 | 1580 | 0 | 0 | 0 | 0 | 0 | 0 | 0 | 0 | 0 | 0 | 0
MISO_MI_2_IESO | MISO_MI | IESO | 2045 | B5 | 200 | 0 | 1580 | 0 | 0 | 0 | 0 | 0 | 0 | 0 | 0 | 0 | 0 | 0
MISO_MI_2_IESO | MISO_MI | IESO | 2045 | B6 | 300 | 0 | 1580 | 0 | 0 | 0 | 0 | 0 | 0 | 0 | 0 | 0 | 0 | 0
MISO_MI_2_IESO | MISO_MI | IESO | 2045 | B7 | 400 | 0 | 1580 | 0 | 0 | 0 | 0 | 0 | 0 | 0 | 0 | 0 | 0 | 0
MISO_MI_2_IESO | MISO_MI | IESO | 2045 | B8 | 500 | 0 | 1580 | 0 | 0 | 0 | 0 | 0 | 0 | 0 | 0 | 0 | 0 | 0
MISO_MI_2_IESO | MISO_MI | IESO | 2045 | B9 | 800 | 0 | 1580 | 0 | 0 | 0 | 0 | 0 | 0 | 0 | 0 | 0 | 0 | 0
MISO_MI_2_IESO | MISO_MI | IESO | 2045 | B10 | 1262 | 0 | 1580 | 0 | 0 | 0 | 0 | 0 | 0 | 0 | 0 | 0 | 0 | 0
MISO_MI_2_IESO | MISO_MI | IESO | 2045 | B11 | 25 | 0 | 1580 | 0 | 0 | 0 | 0 | 0 | 0 | 0 | 0 | 0 | 0 | 0
MISO_MI_2_IESO | MISO_MI | IESO | 2045 | B12 | 200 | 0 | 1580 | 0 | 0 | 0 | 0 | 0 | 0 | 0 | 0 | 0 | 0 | 0
MISO_MI_2_IESO | MISO_MI | IESO | 2045 | B13 | 600 | 0 | 1580 | 0 | 0 | 0 | 0 | 0 | 0 | 0 | 0 | 0 | 0 | 0
MISO_MI_2_IESO | MISO_MI | IESO | 2045 | B14 | 900 | 0 | 1580 | 0 | 0 | 0 | 0 | 0 | 0 | 0 | 0 | 0 | 0 | 0
MISO_MI_2_IESO | MISO_MI | IESO | 2045 | B15 | 1203 | 0 | 1580 | 0 | 0 | 0 | 0 | 0 | 0 | 0 | 0 | 0 | 0 | 0
MISO_MI_2_IESO | MISO_MI | IESO | 2045 | B16 | 25 | 0 | 1580 | 0 | 0 | 0 | 0 | 0 | 0 | 0 | 0 | 0 | 0 | 0
MISO_MI_2_IESO | MISO_MI | IESO | 2045 | B17 | 100 | 0 | 1580 | 0 | 0 | 0 | 0 | 0 | 0 | 0 | 0 | 0 | 0 | 0
MISO_MI_2_IESO | MISO_MI | IESO | 2045 | B18 | 400 | 0 | 1580 | 0 | 0 | 0 | 0 | 0 | 0 | 0 | 0 | 0 | 0 | 0
MISO_MI_2_IESO | MISO_MI | IESO | 2045 | B19 | 700 | 0 | 1580 | 0 | 0 | 0 | 0 | 0 | 0 | 0 | 0 | 0 | 0 | 0
MISO_MI_2_IESO | MISO_MI | IESO | 2045 | B20 | 935 | 0 | 1580 | 0 | 0 | 0 | 0 | 0 | 0 | 0 | 0 | 0 | 0 | 0
MISO_MI_2_IESO | MISO_MI | IESO | 2050 | B1 | 10 | 0 | 1580 | 0 | 0 | 0 | 0 | 0 | 0 | 0 | 0 | 0 | 0 | 0
MISO_MI_2_IESO | MISO_MI | IESO | 2050 | B2 | 25 | 0 | 1580 | 0 | 0 | 0 | 0 | 0 | 0 | 0 | 0 | 0 | 0 | 0
MISO_MI_2_IESO | MISO_MI | IESO | 2050 | B3 | 75 | 0 | 1580 | 0 | 0 | 0 | 0 | 0 | 0 | 0 | 0 | 0 | 0 | 0
MISO_MI_2_IESO | MISO_MI | IESO | 2050 | B4 | 100 | 0 | 1580 | 0 | 0 | 0 | 0 | 0 | 0 | 0 | 0 | 0 | 0 | 0
MISO_MI_2_IESO | MISO_MI | IESO | 2050 | B5 | 200 | 0 | 1580 | 0 | 0 | 0 | 0 | 0 | 0 | 0 | 0 | 0 | 0 | 0
MISO_MI_2_IESO | MISO_MI | IESO | 2050 | B6 | 300 | 0 | 1580 | 0 | 0 | 0 | 0 | 0 | 0 | 0 | 0 | 0 | 0 | 0
MISO_MI_2_IESO | MISO_MI | IESO | 2050 | B7 | 400 | 0 | 1580 | 0 | 0 | 0 | 0 | 0 | 0 | 0 | 0 | 0 | 0 | 0
MISO_MI_2_IESO | MISO_MI | IESO | 2050 | B8 | 500 | 0 | 1580 | 0 | 0 | 0 | 0 | 0 | 0 | 0 | 0 | 0 | 0 | 0
MISO_MI_2_IESO | MISO_MI | IESO | 2050 | B9 | 800 | 0 | 1580 | 0 | 0 | 0 | 0 | 0 | 0 | 0 | 0 | 0 | 0 | 0
MISO_MI_2_IESO | MISO_MI | IESO | 2050 | B10 | 1262 | 0 | 1580 | 0 | 0 | 0 | 0 | 0 | 0 | 0 | 0 | 0 | 0 | 0
MISO_MI_2_IESO | MISO_MI | IESO | 2050 | B11 | 25 | 0 | 1580 | 0 | 0 | 0 | 0 | 0 | 0 | 0 | 0 | 0 | 0 | 0
MISO_MI_2_IESO | MISO_MI | IESO | 2050 | B12 | 200 | 0 | 1580 | 0 | 0 | 0 | 0 | 0 | 0 | 0 | 0 | 0 | 0 | 0
MISO_MI_2_IESO | MISO_MI | IESO | 2050 | B13 | 600 | 0 | 1580 | 0 | 0 | 0 | 0 | 0 | 0 | 0 | 0 | 0 | 0 | 0
MISO_MI_2_IESO | MISO_MI | IESO | 2050 | B14 | 900 | 0 | 1580 | 0 | 0 | 0 | 0 | 0 | 0 | 0 | 0 | 0 | 0 | 0
MISO_MI_2_IESO | MISO_MI | IESO | 2050 | B15 | 1203 | 0 | 1580 | 0 | 0 | 0 | 0 | 0 | 0 | 0 | 0 | 0 | 0 | 0
MISO_MI_2_IESO | MISO_MI | IESO | 2050 | B16 | 25 | 0 | 1580 | 0 | 0 | 0 | 0 | 0 | 0 | 0 | 0 | 0 | 0 | 0
MISO_MI_2_IESO | MISO_MI | IESO | 2050 | B17 | 100 | 0 | 1580 | 0 | 0 | 0 | 0 | 0 | 0 | 0 | 0 | 0 | 0 | 0
MISO_MI_2_IESO | MISO_MI | IESO | 2050 | B18 | 400 | 0 | 1580 | 0 | 0 | 0 | 0 | 0 | 0 | 0 | 0 | 0 | 0 | 0
MISO_MI_2_IESO | MISO_MI | IESO | 2050 | B19 | 700 | 0 | 1580 | 0 | 0 | 0 | 0 | 0 | 0 | 0 | 0 | 0 | 0 | 0
MISO_MI_2_IESO | MISO_MI | IESO | 2050 | B20 | 935 | 0 | 1580 | 0 | 0 | 0 | 0 | 0 | 0 | 0 | 0 | 0 | 0 | 0
MISO_MI_2_MISO_IN | MISO_MI | MISO_IN | 2015 | B1 | 10 | 0 | 2045 | 2045 | 0 | 2045 | 0 | 0 | 0.68846 | 0 | 0.17805 | 0.017882 | 0 | 0.27
MISO_MI_2_MISO_IN | MISO_MI | MISO_IN | 2015 | B2 | 25 | 0 | 2045 | 1672.57 | 0 | 2045 | 0 | 0 | 0 | 0 | 0.03561 | 0 | 0 | 0.27
MISO_MI_2_MISO_IN | MISO_MI | MISO_IN | 2015 | B3 | 75 | 0 | 2045 | 2045 | 0 | 2045 | 0 | 0 | 3.015 | 0 | 0.15431 | 0.58733 | 0 | 0.27
MISO_MI_2_MISO_IN | MISO_MI | MISO_IN | 2015 | B4 | 100 | 0 | 2045 | 2045 | 0 | 2045 | 0 | 0 | 1.4956 | 0 | 0.03561 | 0.38847 | 0 | 0.27
MISO_MI_2_MISO_IN | MISO_MI | MISO_IN | 2015 | B5 | 200 | 0 | 2045 | 2045 | 0 | 2045 | 0 | 0 | 0.16618 | 0 | 0.15431 | 0.086327 | 0 | 0.27
MISO_MI_2_MISO_IN | MISO_MI | MISO_IN | 2015 | B6 | 300 | 0 | 2045 | 137.65 | 0 | 88.2 | 0 | 0 | 0 | 0 | 0 | 0 | 0 | 0.27
MISO_MI_2_MISO_IN | MISO_MI | MISO_IN | 2015 | B7 | 400 | 0 | 2045 | 69.46 | 0 | 0 | 0 | 0 | 0 | 0 | 0 | 0 | 0 | 0.27
MISO_MI_2_MISO_IN | MISO_MI | MISO_IN | 2015 | B8 | 500 | 0 | 2045 | 0 | 0 | 0 | 0 | 0 | 0 | 0 | 0 | 0 | 0 | 0.27
MISO_MI_2_MISO_IN | MISO_MI | MISO_IN | 2015 | B9 | 800 | 0 | 2045 | 0 | 0 | 0 | 0 | 0 | 0 | 0 | 0 | 0 | 0 | 0.27
MISO_MI_2_MISO_IN | MISO_MI | MISO_IN | 2015 | B10 | 1262 | 0 | 2045 | 0 | 0 | 0 | 0 | 0 | 0 | 0 | 0 | 0 | 0 | 0.27
MISO_MI_2_MISO_IN | MISO_MI | MISO_IN | 2015 | B11 | 25 | 0 | 2045 | 1724.39 | 0 | 2045 | 0 | 0 | 0 | 0 | 0.04748 | 0 | 0 | 0.27
MISO_MI_2_MISO_IN | MISO_MI | MISO_IN | 2015 | B12 | 200 | 0 | 2045 | 0 | 0 | 33.6 | 0 | 0 | 0 | 0 | 0 | 0 | 0 | 0.27
MISO_MI_2_MISO_IN | MISO_MI | MISO_IN | 2015 | B13 | 600 | 0 | 2045 | 0 | 0 | 0 | 0 | 0 | 0 | 0 | 0 | 0 | 0 | 0.27
MISO_MI_2_MISO_IN | MISO_MI | MISO_IN | 2015 | B14 | 900 | 0 | 2045 | 0 | 0 | 0 | 0 | 0 | 0 | 0 | 0 | 0 | 0 | 0.27
MISO_MI_2_MISO_IN | MISO_MI | MISO_IN | 2015 | B15 | 1203 | 0 | 2045 | 0 | 0 | 0 | 0 | 0 | 0 | 0 | 0 | 0 | 0 | 0.27
MISO_MI_2_MISO_IN | MISO_MI | MISO_IN | 2015 | B16 | 25 | 0 | 2045 | 1759.82 | 0 | 2045 | 0 | 0 | 0 | 0 | 0.17805 | 0 | 0 | 0.27
MISO_MI_2_MISO_IN | MISO_MI | MISO_IN | 2015 | B17 | 100 | 0 | 2045 | 325.37 | 0 | 0 | 0 | 0 | 0 | 0 | 0 | 0 | 0 | 0.27
MISO_MI_2_MISO_IN | MISO_MI | MISO_IN | 2015 | B18 | 400 | 0 | 2045 | 133.97 | 0 | 0 | 0 | 0 | 0 | 0 | 0 | 0 | 0 | 0.27
MISO_MI_2_MISO_IN | MISO_MI | MISO_IN | 2015 | B19 | 700 | 0 | 2045 | 0 | 0 | 0 | 0 | 0 | 0 | 0 | 0 | 0 | 0 | 0.27
MISO_MI_2_MISO_IN | MISO_MI | MISO_IN | 2015 | B20 | 935 | 0 | 2045 | 0 | 0 | 0 | 0 | 0 | 0 | 0 | 0 | 0 | 0 | 0.27
MISO_MI_2_MISO_IN | MISO_MI | MISO_IN | 2020 | B1 | 10 | 0 | 2045 | 2045 | 0 | 2045 | 0 | 0 | 1.6381 | 0 | 0.22553 | 0.039953 | 0 | 0.4097
MISO_MI_2_MISO_IN | MISO_MI | MISO_IN | 2020 | B2 | 25 | 0 | 2045 | 1508.96 | 0 | 2045 | 0 | 0 | 0 | 0 | 0.2374 | 0 | 0 | 0.4097
MISO_MI_2_MISO_IN | MISO_MI | MISO_IN | 2020 | B3 | 75 | 0 | 2045 | 2045 | 0 | 2045 | 0 | 1829.72 | 2.0891 | 0 | 0.40358 | 0.38216 | 0 | 0.4097
MISO_MI_2_MISO_IN | MISO_MI | MISO_IN | 2020 | B4 | 100 | 0 | 2045 | 2045 | 0 | 2045 | 0 | 0 | 2.3621 | 0 | 0.01187 | 0.57613 | 0 | 0.4097
MISO_MI_2_MISO_IN | MISO_MI | MISO_IN | 2020 | B5 | 200 | 0 | 2045 | 2045 | 0 | 1687.23 | 0 | 0 | 0.99708 | 0 | 0 | 0.48638 | 0 | 0.4097
MISO_MI_2_MISO_IN | MISO_MI | MISO_IN | 2020 | B6 | 300 | 0 | 2045 | 1432.32 | 0 | 482.55 | 0 | 0 | 0 | 0 | 0 | 0 | 0 | 0.4097
MISO_MI_2_MISO_IN | MISO_MI | MISO_IN | 2020 | B7 | 400 | 0 | 2045 | 507.66 | 0 | 648.7 | 0 | 0 | 0 | 0 | 0 | 0 | 0 | 0.4097
MISO_MI_2_MISO_IN | MISO_MI | MISO_IN | 2020 | B8 | 500 | 0 | 2045 | 0 | 0 | 0 | 0 | 0 | 0 | 0 | 0 | 0 | 0 | 0.4097
MISO_MI_2_MISO_IN | MISO_MI | MISO_IN | 2020 | B9 | 800 | 0 | 2045 | 0 | 0 | 0 | 0 | 0 | 0 | 0 | 0 | 0 | 0 | 0.4097
MISO_MI_2_MISO_IN | MISO_MI | MISO_IN | 2020 | B10 | 1262 | 0 | 2045 | 0 | 0 | 0 | 0 | 0 | 0 | 0 | 0 | 0 | 0 | 0.4097
MISO_MI_2_MISO_IN | MISO_MI | MISO_IN | 2020 | B11 | 25 | 0 | 2045 | 2045 | 0 | 2045 | 0 | 0 | 2.5283 | 0 | 0.01187 | 0.15417 | 0 | 0.4097
MISO_MI_2_MISO_IN | MISO_MI | MISO_IN | 2020 | B12 | 200 | 0 | 2045 | 0 | 0 | 1298.3 | 0 | 0 | 0 | 0 | 0 | 0 | 0 | 0.4097
MISO_MI_2_MISO_IN | MISO_MI | MISO_IN | 2020 | B13 | 600 | 0 | 2045 | 0 | 0 | 1270.15 | 0 | 0 | 0 | 0 | 0 | 0 | 0 | 0.4097
MISO_MI_2_MISO_IN | MISO_MI | MISO_IN | 2020 | B14 | 900 | 0 | 2045 | 457.06 | 0 | 582.82 | 0 | 0 | 0 | 0 | 0 | 0 | 0 | 0.4097
MISO_MI_2_MISO_IN | MISO_MI | MISO_IN | 2020 | B15 | 1203 | 0 | 2045 | 0 | 0 | 165.02 | 0 | 0 | 0 | 0 | 0 | 0 | 0 | 0.4097
MISO_MI_2_MISO_IN | MISO_MI | MISO_IN | 2020 | B16 | 25 | 0 | 2045 | 1364.59 | 0 | 1887.87 | 0 | 0 | 0 | 0 | 0 | 0 | 0 | 0.4097
MISO_MI_2_MISO_IN | MISO_MI | MISO_IN | 2020 | B17 | 100 | 0 | 2045 | 357.87 | 0 | 0 | 0 | 0 | 0 | 0 | 0 | 0 | 0 | 0.4097
MISO_MI_2_MISO_IN | MISO_MI | MISO_IN | 2020 | B18 | 400 | 0 | 2045 | 343.7 | 0 | 0 | 0 | 0 | 0 | 0 | 0 | 0 | 0 | 0.4097
MISO_MI_2_MISO_IN | MISO_MI | MISO_IN | 2020 | B19 | 700 | 0 | 2045 | 410.49 | 0 | 0 | 0 | 0 | 0 | 0 | 0 | 0 | 0 | 0.4097
MISO_MI_2_MISO_IN | MISO_MI | MISO_IN | 2020 | B20 | 935 | 0 | 2045 | 0 | 0 | 0 | 0 | 0 | 0 | 0 | 0 | 0 | 0 | 0.4097
MISO_MI_2_MISO_IN | MISO_MI | MISO_IN | 2025 | B1 | 10 | 0 | 2045 | 2045 | 0 | 2045 | 0 | 0 | 2.1485 | 0 | 0.15431 | 0.028269 | 0 | 0.6688
MISO_MI_2_MISO_IN | MISO_MI | MISO_IN | 2025 | B2 | 25 | 0 | 2045 | 2045 | 0 | 2045 | 0 | 0 | 0.40358 | 0 | 0.22553 | 0.013276 | 0 | 0.6688
MISO_MI_2_MISO_IN | MISO_MI | MISO_IN | 2025 | B3 | 75 | 0 | 2045 | 2045 | 0 | 2045 | 0 | 809.71 | 2.7776 | 0 | 0.65285 | 0.2741 | 0 | 0.6688
MISO_MI_2_MISO_IN | MISO_MI | MISO_IN | 2025 | B4 | 100 | 0 | 2045 | 2045 | 0 | 2045 | 0 | 285.09 | 3.4304 | 0 | 0.65285 | 0.45137 | 0 | 0.6688
MISO_MI_2_MISO_IN | MISO_MI | MISO_IN | 2025 | B5 | 200 | 0 | 2045 | 2045 | 0 | 2045 | 0 | 0 | 3.9883 | 0 | 0.01187 | 1.0496 | 0 | 0.6688
MISO_MI_2_MISO_IN | MISO_MI | MISO_IN | 2025 | B6 | 300 | 0 | 2045 | 2045 | 0 | 1502.78 | 0 | 0 | 1.3769 | 0 | 0 | 0.54352 | 0 | 0.6688
MISO_MI_2_MISO_IN | MISO_MI | MISO_IN | 2025 | B7 | 400 | 0 | 2045 | 757.65 | 0 | 101.36 | 0 | 0 | 0 | 0 | 0 | 0 | 0 | 0.6688
MISO_MI_2_MISO_IN | MISO_MI | MISO_IN | 2025 | B8 | 500 | 0 | 2045 | 92.13 | 0 | 0 | 0 | 0 | 0 | 0 | 0 | 0 | 0 | 0.6688
MISO_MI_2_MISO_IN | MISO_MI | MISO_IN | 2025 | B9 | 800 | 0 | 2045 | 0 | 0 | 0 | 0 | 0 | 0 | 0 | 0 | 0 | 0 | 0.6688
MISO_MI_2_MISO_IN | MISO_MI | MISO_IN | 2025 | B10 | 1262 | 0 | 2045 | 0 | 0 | 0 | 0 | 0 | 0 | 0 | 0 | 0 | 0 | 0.6688
MISO_MI_2_MISO_IN | MISO_MI | MISO_IN | 2025 | B11 | 25 | 0 | 2045 | 2045 | 0 | 2045 | 0 | 322.51 | 5.6145 | 0 | 0.65285 | 0.18469 | 0 | 0.6688
MISO_MI_2_MISO_IN | MISO_MI | MISO_IN | 2025 | B12 | 200 | 0 | 2045 | 1181.95 | 0 | 1182.44 | 0 | 0 | 0 | 0 | 0 | 0 | 0 | 0.6688
MISO_MI_2_MISO_IN | MISO_MI | MISO_IN | 2025 | B13 | 600 | 0 | 2045 | 1020.53 | 0 | 908.68 | 0 | 0 | 0 | 0 | 0 | 0 | 0 | 0.6688
MISO_MI_2_MISO_IN | MISO_MI | MISO_IN | 2025 | B14 | 900 | 0 | 2045 | 1107.26 | 0 | 0 | 0 | 0 | 0 | 0 | 0 | 0 | 0 | 0.6688
MISO_MI_2_MISO_IN | MISO_MI | MISO_IN | 2025 | B15 | 1203 | 0 | 2045 | 0 | 0 | 433.22 | 0 | 0 | 0 | 0 | 0 | 0 | 0 | 0.6688
MISO_MI_2_MISO_IN | MISO_MI | MISO_IN | 2025 | B16 | 25 | 0 | 2045 | 2045 | 0 | 2045 | 0 | 0 | 3.9646 | 0 | 0.34423 | 0.13041 | 0 | 0.6688
MISO_MI_2_MISO_IN | MISO_MI | MISO_IN | 2025 | B17 | 100 | 0 | 2045 | 428.85 | 0 | 560.57 | 0 | 0 | 0 | 0 | 0 | 0 | 0 | 0.6688
MISO_MI_2_MISO_IN | MISO_MI | MISO_IN | 2025 | B18 | 400 | 0 | 2045 | 334.22 | 0 | 152.3 | 0 | 0 | 0 | 0 | 0 | 0 | 0 | 0.6688
MISO_MI_2_MISO_IN | MISO_MI | MISO_IN | 2025 | B19 | 700 | 0 | 2045 | 0 | 0 | 34.53 | 0 | 0 | 0 | 0 | 0 | 0 | 0 | 0.6688
MISO_MI_2_MISO_IN | MISO_MI | MISO_IN | 2025 | B20 | 935 | 0 | 2045 | 342.98 | 0 | 0 | 0 | 0 | 0 | 0 | 0 | 0 | 0 | 0.6688
MISO_MI_2_MISO_IN | MISO_MI | MISO_IN | 2030 | B1 | 10 | 0 | 2045 | 1145.64 | 0 | 2045 | 0 | 0 | 0 | 0 | 0.18992 | 0 | 0 | 0.65631
MISO_MI_2_MISO_IN | MISO_MI | MISO_IN | 2030 | B2 | 25 | 0 | 2045 | 2045 | 0 | 2045 | 0 | 0 | 0.39171 | 0 | 0.32049 | 0.013057 | 0 | 0.65631
MISO_MI_2_MISO_IN | MISO_MI | MISO_IN | 2030 | B3 | 75 | 0 | 2045 | 2045 | 0 | 2045 | 0 | 0 | 3.2999 | 0 | 0.5935 | 0.32999 | 0 | 0.65631
MISO_MI_2_MISO_IN | MISO_MI | MISO_IN | 2030 | B4 | 100 | 0 | 2045 | 2045 | 0 | 2045 | 0 | 185.4 | 3.2999 | 0 | 0.64098 | 0.43998 | 0 | 0.65631
MISO_MI_2_MISO_IN | MISO_MI | MISO_IN | 2030 | B5 | 200 | 0 | 2045 | 2045 | 0 | 2045 | 0 | 0 | 0.90212 | 0 | 0.5935 | 0.24057 | 0 | 0.65631
MISO_MI_2_MISO_IN | MISO_MI | MISO_IN | 2030 | B6 | 300 | 0 | 2045 | 2045 | 0 | 2045 | 0 | 0 | 3.1337 | 0 | 0.56976 | 1.2535 | 0 | 0.65631
MISO_MI_2_MISO_IN | MISO_MI | MISO_IN | 2030 | B7 | 400 | 0 | 2045 | 0 | 0 | 746.17 | 0 | 0 | 0 | 0 | 0 | 0 | 0 | 0.65631
MISO_MI_2_MISO_IN | MISO_MI | MISO_IN | 2030 | B8 | 500 | 0 | 2045 | 0 | 0 | 0 | 0 | 0 | 0 | 0 | 0 | 0 | 0 | 0.65631
MISO_MI_2_MISO_IN | MISO_MI | MISO_IN | 2030 | B9 | 800 | 0 | 2045 | 0 | 0 | 0 | 0 | 0 | 0 | 0 | 0 | 0 | 0 | 0.65631
MISO_MI_2_MISO_IN | MISO_MI | MISO_IN | 2030 | B10 | 1262 | 0 | 2045 | 0 | 0 | 0 | 0 | 0 | 0 | 0 | 0 | 0 | 0 | 0.65631
MISO_MI_2_MISO_IN | MISO_MI | MISO_IN | 2030 | B11 | 25 | 0 | 2045 | 2045 | 0 | 2045 | 0 | 0 | 6.4573 | 0 | 0.62911 | 0.21524 | 0 | 0.65631
MISO_MI_2_MISO_IN | MISO_MI | MISO_IN | 2030 | B12 | 200 | 0 | 2045 | 25.43 | 0 | 1196.49 | 0 | 0 | 0 | 0 | 0 | 0 | 0 | 0.65631
MISO_MI_2_MISO_IN | MISO_MI | MISO_IN | 2030 | B13 | 600 | 0 | 2045 | 273.82 | 0 | 1747.86 | 0 | 0 | 0 | 0 | 0 | 0 | 0 | 0.65631
MISO_MI_2_MISO_IN | MISO_MI | MISO_IN | 2030 | B14 | 900 | 0 | 2045 | 200.38 | 0 | 1299.86 | 0 | 0 | 0 | 0 | 0 | 0 | 0 | 0.65631
MISO_MI_2_MISO_IN | MISO_MI | MISO_IN | 2030 | B15 | 1203 | 0 | 2045 | 0 | 0 | 278.93 | 0 | 0 | 0 | 0 | 0 | 0 | 0 | 0.65631
MISO_MI_2_MISO_IN | MISO_MI | MISO_IN | 2030 | B16 | 25 | 0 | 2045 | 2045 | 0 | 2045 | 0 | 0 | 3.9883 | 0 | 0.36797 | 0.13294 | 0 | 0.65631
MISO_MI_2_MISO_IN | MISO_MI | MISO_IN | 2030 | B17 | 100 | 0 | 2045 | 402.53 | 0 | 966.6 | 0 | 0 | 0 | 0 | 0 | 0 | 0 | 0.65631
MISO_MI_2_MISO_IN | MISO_MI | MISO_IN | 2030 | B18 | 400 | 0 | 2045 | 434.33 | 0 | 282.84 | 0 | 0 | 0 | 0 | 0 | 0 | 0 | 0.65631
MISO_MI_2_MISO_IN | MISO_MI | MISO_IN | 2030 | B19 | 700 | 0 | 2045 | 0 | 0 | 0 | 0 | 0 | 0 | 0 | 0 | 0 | 0 | 0.65631
MISO_MI_2_MISO_IN | MISO_MI | MISO_IN | 2030 | B20 | 935 | 0 | 2045 | 193.97 | 0 | 694.71 | 0 | 0 | 0 | 0 | 0 | 0 | 0 | 0.65631
MISO_MI_2_MISO_IN | MISO_MI | MISO_IN | 2035 | B1 | 10 | 0 | 2045 | 0 | 0 | 2045 | 0 | 0 | 0 | 0 | 0.33236 | 0 | 0 | 0.74128
MISO_MI_2_MISO_IN | MISO_MI | MISO_IN | 2035 | B2 | 25 | 0 | 2045 | 255.93 | 0 | 2045 | 0 | 0 | 0 | 0 | 0.14244 | 0 | 0 | 0.74128
MISO_MI_2_MISO_IN | MISO_MI | MISO_IN | 2035 | B3 | 75 | 0 | 2045 | 290.24 | 0 | 2045 | 0 | 0 | 0 | 0 | 0.62911 | 0 | 0 | 0.74128
MISO_MI_2_MISO_IN | MISO_MI | MISO_IN | 2035 | B4 | 100 | 0 | 2045 | 2045 | 0 | 2045 | 0 | 0 | 2.4571 | 0 | 0.14244 | 1.9657 | 0 | 0.74128
MISO_MI_2_MISO_IN | MISO_MI | MISO_IN | 2035 | B5 | 200 | 0 | 2045 | 686.96 | 0 | 2045 | 0 | 0 | 0 | 0 | 0.01187 | 0 | 0 | 0.74128
MISO_MI_2_MISO_IN | MISO_MI | MISO_IN | 2035 | B6 | 300 | 0 | 2045 | 1052.29 | 0 | 1841.76 | 0 | 0 | 0 | 0 | 0 | 0 | 0 | 0.74128
MISO_MI_2_MISO_IN | MISO_MI | MISO_IN | 2035 | B7 | 400 | 0 | 2045 | 0 | 0 | 0 | 0 | 0 | 0 | 0 | 0 | 0 | 0 | 0.74128
MISO_MI_2_MISO_IN | MISO_MI | MISO_IN | 2035 | B8 | 500 | 0 | 2045 | 0 | 0 | 0 | 0 | 0 | 0 | 0 | 0 | 0 | 0 | 0.74128
MISO_MI_2_MISO_IN | MISO_MI | MISO_IN | 2035 | B9 | 800 | 0 | 2045 | 0 | 0 | 0 | 0 | 0 | 0 | 0 | 0 | 0 | 0 | 0.74128
MISO_MI_2_MISO_IN | MISO_MI | MISO_IN | 2035 | B10 | 1262 | 0 | 2045 | 0 | 0 | 0 | 0 | 0 | 0 | 0 | 0 | 0 | 0 | 0.74128
MISO_MI_2_MISO_IN | MISO_MI | MISO_IN | 2035 | B11 | 25 | 0 | 2045 | 2045 | 0 | 2045 | 0 | 0 | 4.9973 | 0 | 0.51041 | 0.99945 | 0 | 0.74128
MISO_MI_2_MISO_IN | MISO_MI | MISO_IN | 2035 | B12 | 200 | 0 | 2045 | 0 | 0 | 1316.36 | 0 | 0 | 0 | 0 | 0 | 0 | 0 | 0.74128
MISO_MI_2_MISO_IN | MISO_MI | MISO_IN | 2035 | B13 | 600 | 0 | 2045 | 0 | 0 | 681.05 | 0 | 0 | 0 | 0 | 0 | 0 | 0 | 0.74128
MISO_MI_2_MISO_IN | MISO_MI | MISO_IN | 2035 | B14 | 900 | 0 | 2045 | 0 | 0 | 0 | 0 | 0 | 0 | 0 | 0 | 0 | 0 | 0.74128
MISO_MI_2_MISO_IN | MISO_MI | MISO_IN | 2035 | B15 | 1203 | 0 | 2045 | 0 | 0 | 0 | 0 | 0 | 0 | 0 | 0 | 0 | 0 | 0.74128
MISO_MI_2_MISO_IN | MISO_MI | MISO_IN | 2035 | B16 | 25 | 0 | 2045 | 864.96 | 0 | 869.05 | 0 | 0 | 0 | 0 | 0 | 0 | 0 | 0.74128
MISO_MI_2_MISO_IN | MISO_MI | MISO_IN | 2035 | B17 | 100 | 0 | 2045 | 0 | 0 | 0 | 0 | 0 | 0 | 0 | 0 | 0 | 0 | 0.74128
MISO_MI_2_MISO_IN | MISO_MI | MISO_IN | 2035 | B18 | 400 | 0 | 2045 | 0 | 0 | 0 | 0 | 0 | 0 | 0 | 0 | 0 | 0 | 0.74128
MISO_MI_2_MISO_IN | MISO_MI | MISO_IN | 2035 | B19 | 700 | 0 | 2045 | 0 | 0 | 0 | 0 | 0 | 0 | 0 | 0 | 0 | 0 | 0.74128
MISO_MI_2_MISO_IN | MISO_MI | MISO_IN | 2035 | B20 | 935 | 0 | 2045 | 0 | 0 | 0 | 0 | 0 | 0 | 0 | 0 | 0 | 0 | 0.74128
MISO_MI_2_MISO_IN | MISO_MI | MISO_IN | 2040 | B1 | 10 | 0 | 2045 | 0 | 0 | 2045 | 0 | 2890.5 | 0 | 0 | 0.01187 | 0 | 0 | 0
MISO_MI_2_MISO_IN | MISO_MI | MISO_IN | 2040 | B2 | 25 | 0 | 2045 | 0 | 0 | 2045 | 0 | 951.81 | 0 | 0 | 0.01187 | 0 | 0 | 0
MISO_MI_2_MISO_IN | MISO_MI | MISO_IN | 2040 | B3 | 75 | 0 | 2045 | 253.47 | 0 | 2045 | 0 | 3816.08 | 0 | 0 | 0.01187 | 0 | 0 | 0
MISO_MI_2_MISO_IN | MISO_MI | MISO_IN | 2040 | B4 | 100 | 0 | 2045 | 1530.13 | 0 | 2045 | 0 | 3988.78 | 0 | 0 | 0.01187 | 0 | 0 | 0
MISO_MI_2_MISO_IN | MISO_MI | MISO_IN | 2040 | B5 | 200 | 0 | 2045 | 967.45 | 0 | 0 | 0 | 0 | 0 | 0 | 0 | 0 | 0 | 0
MISO_MI_2_MISO_IN | MISO_MI | MISO_IN | 2040 | B6 | 300 | 0 | 2045 | 0 | 0 | 396.56 | 0 | 0 | 0 | 0 | 0 | 0 | 0 | 0
MISO_MI_2_MISO_IN | MISO_MI | MISO_IN | 2040 | B7 | 400 | 0 | 2045 | 0 | 0 | 0 | 0 | 0 | 0 | 0 | 0 | 0 | 0 | 0
MISO_MI_2_MISO_IN | MISO_MI | MISO_IN | 2040 | B8 | 500 | 0 | 2045 | 0 | 0 | 0 | 0 | 0 | 0 | 0 | 0 | 0 | 0 | 0
MISO_MI_2_MISO_IN | MISO_MI | MISO_IN | 2040 | B9 | 800 | 0 | 2045 | 0 | 0 | 0 | 0 | 0 | 0 | 0 | 0 | 0 | 0 | 0
MISO_MI_2_MISO_IN | MISO_MI | MISO_IN | 2040 | B10 | 1262 | 0 | 2045 | 0 | 0 | 0 | 0 | 0 | 0 | 0 | 0 | 0 | 0 | 0
MISO_MI_2_MISO_IN | MISO_MI | MISO_IN | 2040 | B11 | 25 | 0 | 2045 | 1465.55 | 0 | 2045 | 0 | 2266.74 | 0 | 0 | 0.01187 | 0 | 0 | 0
MISO_MI_2_MISO_IN | MISO_MI | MISO_IN | 2040 | B12 | 200 | 0 | 2045 | 0 | 0 | 935.55 | 0 | 0 | 0 | 0 | 0 | 0 | 0 | 0
MISO_MI_2_MISO_IN | MISO_MI | MISO_IN | 2040 | B13 | 600 | 0 | 2045 | 0 | 0 | 0 | 0 | 0 | 0 | 0 | 0 | 0 | 0 | 0
MISO_MI_2_MISO_IN | MISO_MI | MISO_IN | 2040 | B14 | 900 | 0 | 2045 | 0 | 0 | 0 | 0 | 0 | 0 | 0 | 0 | 0 | 0 | 0
MISO_MI_2_MISO_IN | MISO_MI | MISO_IN | 2040 | B15 | 1203 | 0 | 2045 | 0 | 0 | 0 | 0 | 0 | 0 | 0 | 0 | 0 | 0 | 0
MISO_MI_2_MISO_IN | MISO_MI | MISO_IN | 2040 | B16 | 25 | 0 | 2045 | 145.83 | 0 | 1911.25 | 0 | 0 | 0 | 0 | 0 | 0 | 0 | 0
MISO_MI_2_MISO_IN | MISO_MI | MISO_IN | 2040 | B17 | 100 | 0 | 2045 | 0 | 0 | 0 | 0 | 0 | 0 | 0 | 0 | 0 | 0 | 0
MISO_MI_2_MISO_IN | MISO_MI | MISO_IN | 2040 | B18 | 400 | 0 | 2045 | 0 | 0 | 0 | 0 | 0 | 0 | 0 | 0 | 0 | 0 | 0
MISO_MI_2_MISO_IN | MISO_MI | MISO_IN | 2040 | B19 | 700 | 0 | 2045 | 0 | 0 | 0 | 0 | 0 | 0 | 0 | 0 | 0 | 0 | 0
MISO_MI_2_MISO_IN | MISO_MI | MISO_IN | 2040 | B20 | 935 | 0 | 2045 | 0 | 0 | 0 | 0 | 0 | 0 | 0 | 0 | 0 | 0 | 0
MISO_MI_2_MISO_IN | MISO_MI | MISO_IN | 2045 | B1 | 10 | 0 | 2045 | 0 | 0 | 2045 | 0 | 5525.7 | 0 | 0 | 0.01187 | 0 | 0 | 0
MISO_MI_2_MISO_IN | MISO_MI | MISO_IN | 2045 | B2 | 25 | 0 | 2045 | 369.17 | 0 | 2045 | 0 | 5665.28 | 0 | 0 | 0.01187 | 0 | 0 | 0
MISO_MI_2_MISO_IN | MISO_MI | MISO_IN | 2045 | B3 | 75 | 0 | 2045 | 481.83 | 0 | 2045 | 0 | 8586.04 | 0 | 0 | 0.01187 | 0 | 0 | 0
MISO_MI_2_MISO_IN | MISO_MI | MISO_IN | 2045 | B4 | 100 | 0 | 2045 | 800.88 | 0 | 2045 | 0 | 6828.19 | 0 | 0 | 0.01187 | 0 | 0 | 0
MISO_MI_2_MISO_IN | MISO_MI | MISO_IN | 2045 | B5 | 200 | 0 | 2045 | 0 | 0 | 2045 | 0 | 1940.79 | 0 | 0 | 0.01187 | 0 | 0 | 0
MISO_MI_2_MISO_IN | MISO_MI | MISO_IN | 2045 | B6 | 300 | 0 | 2045 | 0 | 0 | 2045 | 0 | 1927.06 | 0 | 0 | 0.01187 | 0 | 0 | 0
MISO_MI_2_MISO_IN | MISO_MI | MISO_IN | 2045 | B7 | 400 | 0 | 2045 | 0 | 0 | 2045 | 0 | 327.82 | 0 | 0 | 0.01187 | 0 | 0 | 0
MISO_MI_2_MISO_IN | MISO_MI | MISO_IN | 2045 | B8 | 500 | 0 | 2045 | 0 | 0 | 0 | 0 | 0 | 0 | 0 | 0 | 0 | 0 | 0
MISO_MI_2_MISO_IN | MISO_MI | MISO_IN | 2045 | B9 | 800 | 0 | 2045 | 0 | 0 | 0 | 0 | 0 | 0 | 0 | 0 | 0 | 0 | 0
MISO_MI_2_MISO_IN | MISO_MI | MISO_IN | 2045 | B10 | 1262 | 0 | 2045 | 0 | 0 | 0 | 0 | 0 | 0 | 0 | 0 | 0 | 0 | 0
MISO_MI_2_MISO_IN | MISO_MI | MISO_IN | 2045 | B11 | 25 | 0 | 2045 | 1659.55 | 0 | 2045 | 0 | 1396.16 | 0 | 0 | 0.01187 | 0 | 0 | 0
MISO_MI_2_MISO_IN | MISO_MI | MISO_IN | 2045 | B12 | 200 | 0 | 2045 | 0 | 0 | 0 | 0 | 0 | 0 | 0 | 0 | 0 | 0 | 0
MISO_MI_2_MISO_IN | MISO_MI | MISO_IN | 2045 | B13 | 600 | 0 | 2045 | 0 | 0 | 0 | 0 | 0 | 0 | 0 | 0 | 0 | 0 | 0
MISO_MI_2_MISO_IN | MISO_MI | MISO_IN | 2045 | B14 | 900 | 0 | 2045 | 0 | 0 | 0 | 0 | 0 | 0 | 0 | 0 | 0 | 0 | 0
MISO_MI_2_MISO_IN | MISO_MI | MISO_IN | 2045 | B15 | 1203 | 0 | 2045 | 0 | 0 | 0 | 0 | 0 | 0 | 0 | 0 | 0 | 0 | 0
MISO_MI_2_MISO_IN | MISO_MI | MISO_IN | 2045 | B16 | 25 | 0 | 2045 | 501.46 | 0 | 0 | 0 | 0 | 0 | 0 | 0 | 0 | 0 | 0
MISO_MI_2_MISO_IN | MISO_MI | MISO_IN | 2045 | B17 | 100 | 0 | 2045 | 0 | 0 | 0 | 0 | 0 | 0 | 0 | 0 | 0 | 0 | 0
MISO_MI_2_MISO_IN | MISO_MI | MISO_IN | 2045 | B18 | 400 | 0 | 2045 | 0 | 0 | 0 | 0 | 0 | 0 | 0 | 0 | 0 | 0 | 0
MISO_MI_2_MISO_IN | MISO_MI | MISO_IN | 2045 | B19 | 700 | 0 | 2045 | 0 | 0 | 0 | 0 | 0 | 0 | 0 | 0 | 0 | 0 | 0
MISO_MI_2_MISO_IN | MISO_MI | MISO_IN | 2045 | B20 | 935 | 0 | 2045 | 0 | 0 | 0 | 0 | 0 | 0 | 0 | 0 | 0 | 0 | 0
MISO_MI_2_MISO_IN | MISO_MI | MISO_IN | 2050 | B1 | 10 | 0 | 2045 | 0 | 0 | 2045 | 0 | 4601.78 | 0 | 0 | 0.01187 | 0 | 0 | 0
MISO_MI_2_MISO_IN | MISO_MI | MISO_IN | 2050 | B2 | 25 | 0 | 2045 | 0 | 0 | 2045 | 0 | 5621.39 | 0 | 0 | 0.01187 | 0 | 0 | 0
MISO_MI_2_MISO_IN | MISO_MI | MISO_IN | 2050 | B3 | 75 | 0 | 2045 | 0 | 0 | 2045 | 0 | 8865.9 | 0 | 0 | 0.01187 | 0 | 0 | 0
MISO_MI_2_MISO_IN | MISO_MI | MISO_IN | 2050 | B4 | 100 | 0 | 2045 | 0 | 0 | 2045 | 0 | 1756.99 | 0 | 0 | 0.01187 | 0 | 0 | 0
MISO_MI_2_MISO_IN | MISO_MI | MISO_IN | 2050 | B5 | 200 | 0 | 2045 | 0 | 0 | 2045 | 0 | 1626.56 | 0 | 0 | 0.01187 | 0 | 0 | 0
MISO_MI_2_MISO_IN | MISO_MI | MISO_IN | 2050 | B6 | 300 | 0 | 2045 | 0 | 0 | 1761.7 | 0 | 0 | 0 | 0 | 0 | 0 | 0 | 0
MISO_MI_2_MISO_IN | MISO_MI | MISO_IN | 2050 | B7 | 400 | 0 | 2045 | 0 | 0 | 627.59 | 0 | 0 | 0 | 0 | 0 | 0 | 0 | 0
MISO_MI_2_MISO_IN | MISO_MI | MISO_IN | 2050 | B8 | 500 | 0 | 2045 | 0 | 0 | 0 | 0 | 0 | 0 | 0 | 0 | 0 | 0 | 0
MISO_MI_2_MISO_IN | MISO_MI | MISO_IN | 2050 | B9 | 800 | 0 | 2045 | 0 | 0 | 0 | 0 | 0 | 0 | 0 | 0 | 0 | 0 | 0
MISO_MI_2_MISO_IN | MISO_MI | MISO_IN | 2050 | B10 | 1262 | 0 | 2045 | 0 | 0 | 0 | 0 | 0 | 0 | 0 | 0 | 0 | 0 | 0
MISO_MI_2_MISO_IN | MISO_MI | MISO_IN | 2050 | B11 | 25 | 0 | 2045 | 0 | 0 | 2045 | 0 | 1391.2 | 0 | 0 | 0.01187 | 0 | 0 | 0
MISO_MI_2_MISO_IN | MISO_MI | MISO_IN | 2050 | B12 | 200 | 0 | 2045 | 0 | 0 | 0 | 0 | 0 | 0 | 0 | 0 | 0 | 0 | 0
MISO_MI_2_MISO_IN | MISO_MI | MISO_IN | 2050 | B13 | 600 | 0 | 2045 | 0 | 0 | 0 | 0 | 0 | 0 | 0 | 0 | 0 | 0 | 0
MISO_MI_2_MISO_IN | MISO_MI | MISO_IN | 2050 | B14 | 900 | 0 | 2045 | 0 | 0 | 0 | 0 | 0 | 0 | 0 | 0 | 0 | 0 | 0
MISO_MI_2_MISO_IN | MISO_MI | MISO_IN | 2050 | B15 | 1203 | 0 | 2045 | 0 | 0 | 0 | 0 | 0 | 0 | 0 | 0 | 0 | 0 | 0
MISO_MI_2_MISO_IN | MISO_MI | MISO_IN | 2050 | B16 | 25 | 0 | 2045 | 0 | 0 | 0 | 0 | 0 | 0 | 0 | 0 | 0 | 0 | 0
MISO_MI_2_MISO_IN | MISO_MI | MISO_IN | 2050 | B17 | 100 | 0 | 2045 | 0 | 0 | 0 | 0 | 0 | 0 | 0 | 0 | 0 | 0 | 0
MISO_MI_2_MISO_IN | MISO_MI | MISO_IN | 2050 | B18 | 400 | 0 | 2045 | 0 | 0 | 0 | 0 | 0 | 0 | 0 | 0 | 0 | 0 | 0
MISO_MI_2_MISO_IN | MISO_MI | MISO_IN | 2050 | B19 | 700 | 0 | 2045 | 0 | 0 | 0 | 0 | 0 | 0 | 0 | 0 | 0 | 0 | 0
MISO_MI_2_MISO_IN | MISO_MI | MISO_IN | 2050 | B20 | 935 | 0 | 2045 | 0 | 0 | 0 | 0 | 0 | 0 | 0 | 0 | 0 | 0 | 0
MISO_MI_2_MISO_WUMS | MISO_MI | MISO_WUMS | 2015 | B1 | 10 | 0 | 117 | 117 | 0 | 117 | 0 | 1269 | 0.67659 | 0 | 0.15431 | 0.00085267 | 0 | 0.17075
MISO_MI_2_MISO_WUMS | MISO_MI | MISO_WUMS | 2015 | B2 | 25 | 0 | 117 | 117 | 0 | 117 | 0 | 0 | 0.61724 | 0 | 0.03561 | 0.0019447 | 0 | 0.17075
MISO_MI_2_MISO_WUMS | MISO_MI | MISO_WUMS | 2015 | B3 | 75 | 0 | 117 | 117 | 0 | 117 | 0 | 912.72 | 5.0448 | 0 | 0.15431 | 0.047682 | 0 | 0.17075
MISO_MI_2_MISO_WUMS | MISO_MI | MISO_WUMS | 2015 | B4 | 100 | 0 | 117 | 117 | 0 | 117 | 0 | 0 | 4.0239 | 0 | 0.03561 | 0.050711 | 0 | 0.17075
MISO_MI_2_MISO_WUMS | MISO_MI | MISO_WUMS | 2015 | B5 | 200 | 0 | 117 | 117 | 0 | 117 | 0 | 288.99 | 4.1545 | 0 | 0.15431 | 0.10471 | 0 | 0.17075
MISO_MI_2_MISO_WUMS | MISO_MI | MISO_WUMS | 2015 | B6 | 300 | 0 | 117 | 117 | 0 | 117 | 0 | 0 | 0.97334 | 0 | 0.03561 | 0.036799 | 0 | 0.17075
MISO_MI_2_MISO_WUMS | MISO_MI | MISO_WUMS | 2015 | B7 | 400 | 0 | 117 | 117 | 0 | 78.6 | 0 | 0 | 0.01187 | 0 | 0 | 0.00059836 | 0 | 0.17075
MISO_MI_2_MISO_WUMS | MISO_MI | MISO_WUMS | 2015 | B8 | 500 | 0 | 117 | 43.42 | 0 | 0 | 0 | 0 | 0 | 0 | 0 | 0 | 0 | 0.17075
MISO_MI_2_MISO_WUMS | MISO_MI | MISO_WUMS | 2015 | B9 | 800 | 0 | 117 | 117 | 0 | 0 | 0 | 0 | 0.90212 | 0 | 0 | 0.090951 | 0 | 0.17075
MISO_MI_2_MISO_WUMS | MISO_MI | MISO_WUMS | 2015 | B10 | 1262 | 0 | 117 | 117 | 0 | 117 | 0 | 653.43 | 0.36797 | 0 | 0.15431 | 0.058523 | 0 | 0.17075
MISO_MI_2_MISO_WUMS | MISO_MI | MISO_WUMS | 2015 | B11 | 25 | 0 | 117 | 117 | 0 | 117 | 0 | 0 | 0.03561 | 0 | 0.03561 | 0.00011219 | 0 | 0.17075
MISO_MI_2_MISO_WUMS | MISO_MI | MISO_WUMS | 2015 | B12 | 200 | 0 | 117 | 53.19 | 0 | 117 | 0 | 0 | 0 | 0 | 0.01187 | 0 | 0 | 0.17075
MISO_MI_2_MISO_WUMS | MISO_MI | MISO_WUMS | 2015 | B13 | 600 | 0 | 117 | 117 | 0 | 117 | 0 | 0 | 0.16618 | 0 | 0.03561 | 0.012566 | 0 | 0.17075
MISO_MI_2_MISO_WUMS | MISO_MI | MISO_WUMS | 2015 | B14 | 900 | 0 | 117 | 117 | 0 | 0 | 0 | 0 | 0.56976 | 0 | 0 | 0.064623 | 0 | 0.17075
MISO_MI_2_MISO_WUMS | MISO_MI | MISO_WUMS | 2015 | B15 | 1203 | 0 | 117 | 117 | 0 | 117 | 0 | 807.43 | 0.02374 | 0 | 0.15431 | 0.0035991 | 0 | 0.17075
MISO_MI_2_MISO_WUMS | MISO_MI | MISO_WUMS | 2015 | B16 | 25 | 0 | 117 | 0 | 0 | 117 | 0 | 238.05 | 0 | 0 | 0.15431 | 0 | 0 | 0.17075
MISO_MI_2_MISO_WUMS | MISO_MI | MISO_WUMS | 2015 | B17 | 100 | 0 | 117 | 0 | 0 | 0 | 0 | 0 | 0 | 0 | 0 | 0 | 0 | 0.17075
MISO_MI_2_MISO_WUMS | MISO_MI | MISO_WUMS | 2015 | B18 | 400 | 0 | 117 | 117 | 0 | 47.21 | 0 | 0 | 0.4748 | 0 | 0 | 0.023934 | 0 | 0.17075
MISO_MI_2_MISO_WUMS | MISO_MI | MISO_WUMS | 2015 | B19 | 700 | 0 | 117 | 117 | 0 | 117 | 0 | 523.01 | 1.9111 | 0 | 0.15431 | 0.16859 | 0 | 0.17075
MISO_MI_2_MISO_WUMS | MISO_MI | MISO_WUMS | 2015 | B20 | 935 | 0 | 117 | 117 | 0 | 117 | 0 | 267.29 | 0.14244 | 0 | 0.15431 | 0.016784 | 0 | 0.17075
MISO_MI_2_MISO_WUMS | MISO_MI | MISO_WUMS | 2020 | B1 | 10 | 0 | 117 | 0 | 0 | 0 | 0 | 0 | 0 | 0 | 0 | 0 | 0 | 0.10097
MISO_MI_2_MISO_WUMS | MISO_MI | MISO_WUMS | 2020 | B2 | 25 | 0 | 117 | 0 | 0 | 0 | 0 | 0 | 0 | 0 | 0 | 0 | 0 | 0.10097
MISO_MI_2_MISO_WUMS | MISO_MI | MISO_WUMS | 2020 | B3 | 75 | 0 | 117 | 117 | 0 | 0 | 0 | 0 | 0.48667 | 0 | 0 | 0.0096053 | 0 | 0.10097
MISO_MI_2_MISO_WUMS | MISO_MI | MISO_WUMS | 2020 | B4 | 100 | 0 | 117 | 117 | 0 | 0 | 0 | 0 | 1.5668 | 0 | 0 | 0.041233 | 0 | 0.10097
MISO_MI_2_MISO_WUMS | MISO_MI | MISO_WUMS | 2020 | B5 | 200 | 0 | 117 | 117 | 0 | 0 | 0 | 0 | 1.9942 | 0 | 0 | 0.10496 | 0 | 0.10097
MISO_MI_2_MISO_WUMS | MISO_MI | MISO_WUMS | 2020 | B6 | 300 | 0 | 117 | 0 | 0 | 0 | 0 | 0 | 0 | 0 | 0 | 0 | 0 | 0.10097
MISO_MI_2_MISO_WUMS | MISO_MI | MISO_WUMS | 2020 | B7 | 400 | 0 | 117 | 117 | 0 | 117 | 0 | 0 | 0.01187 | 0 | 0.01187 | 0.0012495 | 0 | 0.10097
MISO_MI_2_MISO_WUMS | MISO_MI | MISO_WUMS | 2020 | B8 | 500 | 0 | 117 | 0 | 0 | 4.84 | 0 | 0 | 0 | 0 | 0 | 0 | 0 | 0.10097
MISO_MI_2_MISO_WUMS | MISO_MI | MISO_WUMS | 2020 | B9 | 800 | 0 | 117 | 117 | 0 | 117 | 0 | 404.74 | 0.39171 | 0 | 0.09496 | 0.082465 | 0 | 0.10097
MISO_MI_2_MISO_WUMS | MISO_MI | MISO_WUMS | 2020 | B10 | 1262 | 0 | 117 | 0 | 0 | 0 | 0 | 0 | 0 | 0 | 0 | 0 | 0 | 0.10097
MISO_MI_2_MISO_WUMS | MISO_MI | MISO_WUMS | 2020 | B11 | 25 | 0 | 117 | 117 | 0 | 0 | 0 | 0 | 2.5283 | 0 | 0 | 0.016634 | 0 | 0.10097
MISO_MI_2_MISO_WUMS | MISO_MI | MISO_WUMS | 2020 | B12 | 200 | 0 | 117 | 0 | 0 | 0 | 0 | 0 | 0 | 0 | 0 | 0 | 0 | 0.10097
MISO_MI_2_MISO_WUMS | MISO_MI | MISO_WUMS | 2020 | B13 | 600 | 0 | 117 | 117 | 0 | 0 | 0 | 0 | 0.39171 | 0 | 0 | 0.061849 | 0 | 0.10097
MISO_MI_2_MISO_WUMS | MISO_MI | MISO_WUMS | 2020 | B14 | 900 | 0 | 117 | 117 | 0 | 0 | 0 | 0 | 0.01187 | 0 | 0 | 0.0028113 | 0 | 0.10097
MISO_MI_2_MISO_WUMS | MISO_MI | MISO_WUMS | 2020 | B15 | 1203 | 0 | 117 | 0 | 0 | 0 | 0 | 0 | 0 | 0 | 0 | 0 | 0 | 0.10097
MISO_MI_2_MISO_WUMS | MISO_MI | MISO_WUMS | 2020 | B16 | 25 | 0 | 117 | 0 | 0 | 0 | 0 | 0 | 0 | 0 | 0 | 0 | 0 | 0.10097
MISO_MI_2_MISO_WUMS | MISO_MI | MISO_WUMS | 2020 | B17 | 100 | 0 | 117 | 0 | 0 | 0 | 0 | 0 | 0 | 0 | 0 | 0 | 0 | 0.10097
MISO_MI_2_MISO_WUMS | MISO_MI | MISO_WUMS | 2020 | B18 | 400 | 0 | 117 | 0 | 0 | 117 | 0 | 25.91 | 0 | 0 | 0.09496 | 0 | 0 | 0.10097
MISO_MI_2_MISO_WUMS | MISO_MI | MISO_WUMS | 2020 | B19 | 700 | 0 | 117 | 117 | 0 | 117 | 0 | 766.41 | 0.45106 | 0 | 0.09496 | 0.08309 | 0 | 0.10097
MISO_MI_2_MISO_WUMS | MISO_MI | MISO_WUMS | 2020 | B20 | 935 | 0 | 117 | 0 | 0 | 117 | 0 | 637.38 | 0 | 0 | 0.09496 | 0 | 0 | 0.10097
MISO_MI_2_MISO_WUMS | MISO_MI | MISO_WUMS | 2025 | B1 | 10 | 0 | 117 | 0 | 0 | 0 | 0 | 0 | 0 | 0 | 0 | 0 | 0 | 0.13062
MISO_MI_2_MISO_WUMS | MISO_MI | MISO_WUMS | 2025 | B2 | 25 | 0 | 117 | 0 | 0 | 0 | 0 | 0 | 0 | 0 | 0 | 0 | 0 | 0.13062
MISO_MI_2_MISO_WUMS | MISO_MI | MISO_WUMS | 2025 | B3 | 75 | 0 | 117 | 117 | 0 | 117 | 0 | 0 | 0.20179 | 0 | 0.09496 | 0.0035846 | 0 | 0.13062
MISO_MI_2_MISO_WUMS | MISO_MI | MISO_WUMS | 2025 | B4 | 100 | 0 | 117 | 117 | 0 | 117 | 0 | 850.35 | 0.87838 | 0 | 0.1187 | 0.020805 | 0 | 0.13062
MISO_MI_2_MISO_WUMS | MISO_MI | MISO_WUMS | 2025 | B5 | 200 | 0 | 117 | 117 | 0 | 0 | 0 | 0 | 3.9765 | 0 | 0 | 0.18837 | 0 | 0.13062
MISO_MI_2_MISO_WUMS | MISO_MI | MISO_WUMS | 2025 | B6 | 300 | 0 | 117 | 0 | 0 | 0 | 0 | 0 | 0 | 0 | 0 | 0 | 0 | 0.13062
MISO_MI_2_MISO_WUMS | MISO_MI | MISO_WUMS | 2025 | B7 | 400 | 0 | 117 | 0 | 0 | 0 | 0 | 0 | 0 | 0 | 0 | 0 | 0 | 0.13062
MISO_MI_2_MISO_WUMS | MISO_MI | MISO_WUMS | 2025 | B8 | 500 | 0 | 117 | 5.57 | 0 | 0 | 0 | 0 | 0 | 0 | 0 | 0 | 0 | 0.13062
MISO_MI_2_MISO_WUMS | MISO_MI | MISO_WUMS | 2025 | B9 | 800 | 0 | 117 | 0 | 0 | 0 | 0 | 0 | 0 | 0 | 0 | 0 | 0 | 0.13062
MISO_MI_2_MISO_WUMS | MISO_MI | MISO_WUMS | 2025 | B10 | 1262 | 0 | 117 | 117 | 0 | 57.42 | 0 | 0 | 0.24927 | 0 | 0 | 0.074509 | 0 | 0.13062
MISO_MI_2_MISO_WUMS | MISO_MI | MISO_WUMS | 2025 | B11 | 25 | 0 | 117 | 117 | 0 | 117 | 0 | 407.23 | 4.2138 | 0 | 0.1187 | 0.024952 | 0 | 0.13062
MISO_MI_2_MISO_WUMS | MISO_MI | MISO_WUMS | 2025 | B12 | 200 | 0 | 117 | 0 | 0 | 0 | 0 | 0 | 0 | 0 | 0 | 0 | 0 | 0.13062
MISO_MI_2_MISO_WUMS | MISO_MI | MISO_WUMS | 2025 | B13 | 600 | 0 | 117 | 0 | 0 | 0 | 0 | 0 | 0 | 0 | 0 | 0 | 0 | 0.13062
MISO_MI_2_MISO_WUMS | MISO_MI | MISO_WUMS | 2025 | B14 | 900 | 0 | 117 | 117 | 0 | 0 | 0 | 0 | 0.51041 | 0 | 0 | 0.1088 | 0 | 0.13062
MISO_MI_2_MISO_WUMS | MISO_MI | MISO_WUMS | 2025 | B15 | 1203 | 0 | 117 | 0 | 0 | 117 | 0 | 0 | 0 | 0 | 0.02374 | 0 | 0 | 0.13062
MISO_MI_2_MISO_WUMS | MISO_MI | MISO_WUMS | 2025 | B16 | 25 | 0 | 117 | 117 | 0 | 117 | 0 | 19.27 | 3.0625 | 0 | 0.1187 | 0.018134 | 0 | 0.13062
MISO_MI_2_MISO_WUMS | MISO_MI | MISO_WUMS | 2025 | B17 | 100 | 0 | 117 | 0 | 0 | 0 | 0 | 0 | 0 | 0 | 0 | 0 | 0 | 0.13062
MISO_MI_2_MISO_WUMS | MISO_MI | MISO_WUMS | 2025 | B18 | 400 | 0 | 117 | 0 | 0 | 117 | 0 | 0 | 0 | 0 | 0.09496 | 0 | 0 | 0.13062
MISO_MI_2_MISO_WUMS | MISO_MI | MISO_WUMS | 2025 | B19 | 700 | 0 | 117 | 117 | 0 | 117 | 0 | 211.14 | 0.48667 | 0 | 0.1187 | 0.080689 | 0 | 0.13062
MISO_MI_2_MISO_WUMS | MISO_MI | MISO_WUMS | 2025 | B20 | 935 | 0 | 117 | 117 | 0 | 117 | 0 | 810.47 | 0.01187 | 0 | 0.1187 | 0.0026287 | 0 | 0.13062
MISO_MI_2_MISO_WUMS | MISO_MI | MISO_WUMS | 2030 | B1 | 10 | 0 | 117 | 0 | 0 | 0 | 0 | 0 | 0 | 0 | 0 | 0 | 0 | 0.090694
MISO_MI_2_MISO_WUMS | MISO_MI | MISO_WUMS | 2030 | B2 | 25 | 0 | 117 | 0 | 0 | 0 | 0 | 0 | 0 | 0 | 0 | 0 | 0 | 0.090694
MISO_MI_2_MISO_WUMS | MISO_MI | MISO_WUMS | 2030 | B3 | 75 | 0 | 117 | 117 | 0 | 117 | 0 | 0 | 0.08309 | 0 | 0.05935 | 0.015579 | 0 | 0.090694
MISO_MI_2_MISO_WUMS | MISO_MI | MISO_WUMS | 2030 | B4 | 100 | 0 | 117 | 117 | 0 | 117 | 0 | 308.35 | 0.08309 | 0 | 0.08309 | 0.020773 | 0 | 0.090694
MISO_MI_2_MISO_WUMS | MISO_MI | MISO_WUMS | 2030 | B5 | 200 | 0 | 117 | 117 | 0 | 117 | 0 | 0 | 0.15431 | 0 | 0.05935 | 0.077155 | 0 | 0.090694
MISO_MI_2_MISO_WUMS | MISO_MI | MISO_WUMS | 2030 | B6 | 300 | 0 | 117 | 0 | 0 | 117 | 0 | 0 | 0 | 0 | 0.05935 | 0 | 0 | 0.090694
MISO_MI_2_MISO_WUMS | MISO_MI | MISO_WUMS | 2030 | B7 | 400 | 0 | 117 | 0 | 0 | 0 | 0 | 0 | 0 | 0 | 0 | 0 | 0 | 0.090694
MISO_MI_2_MISO_WUMS | MISO_MI | MISO_WUMS | 2030 | B8 | 500 | 0 | 117 | 0 | 0 | 0 | 0 | 0 | 0 | 0 | 0 | 0 | 0 | 0.090694
MISO_MI_2_MISO_WUMS | MISO_MI | MISO_WUMS | 2030 | B9 | 800 | 0 | 117 | 83.18 | 0 | 0 | 0 | 0 | 0 | 0 | 0 | 0 | 0 | 0.090694
MISO_MI_2_MISO_WUMS | MISO_MI | MISO_WUMS | 2030 | B10 | 1262 | 0 | 117 | 31.68 | 0 | 0 | 0 | 0 | 0 | 0 | 0 | 0 | 0 | 0.090694
MISO_MI_2_MISO_WUMS | MISO_MI | MISO_WUMS | 2030 | B11 | 25 | 0 | 117 | 117 | 0 | 117 | 0 | 2070.91 | 3.9883 | 0 | 0.08309 | 0.24927 | 0 | 0.090694
MISO_MI_2_MISO_WUMS | MISO_MI | MISO_WUMS | 2030 | B12 | 200 | 0 | 117 | 0 | 0 | 0 | 0 | 0 | 0 | 0 | 0 | 0 | 0 | 0.090694
MISO_MI_2_MISO_WUMS | MISO_MI | MISO_WUMS | 2030 | B13 | 600 | 0 | 117 | 0 | 0 | 0 | 0 | 0 | 0 | 0 | 0 | 0 | 0 | 0.090694
MISO_MI_2_MISO_WUMS | MISO_MI | MISO_WUMS | 2030 | B14 | 900 | 0 | 117 | 0 | 0 | 0 | 0 | 0 | 0 | 0 | 0 | 0 | 0 | 0.090694
MISO_MI_2_MISO_WUMS | MISO_MI | MISO_WUMS | 2030 | B15 | 1203 | 0 | 117 | 0 | 0 | 0 | 0 | 0 | 0 | 0 | 0 | 0 | 0 | 0.090694
MISO_MI_2_MISO_WUMS | MISO_MI | MISO_WUMS | 2030 | B16 | 25 | 0 | 117 | 0 | 0 | 117 | 0 | 1450.21 | 0 | 0 | 0.08309 | 0 | 0 | 0.090694
MISO_MI_2_MISO_WUMS | MISO_MI | MISO_WUMS | 2030 | B17 | 100 | 0 | 117 | 0 | 0 | 0 | 0 | 0 | 0 | 0 | 0 | 0 | 0 | 0.090694
MISO_MI_2_MISO_WUMS | MISO_MI | MISO_WUMS | 2030 | B18 | 400 | 0 | 117 | 98.87 | 0 | 0 | 0 | 0 | 0 | 0 | 0 | 0 | 0 | 0.090694
MISO_MI_2_MISO_WUMS | MISO_MI | MISO_WUMS | 2030 | B19 | 700 | 0 | 117 | 6.19 | 0 | 117 | 0 | 0 | 0 | 0 | 0.05935 | 0 | 0 | 0.090694
MISO_MI_2_MISO_WUMS | MISO_MI | MISO_WUMS | 2030 | B20 | 935 | 0 | 117 | 0 | 0 | 117 | 0 | 0 | 0 | 0 | 0.03561 | 0 | 0 | 0.090694
MISO_MI_2_MISO_WUMS | MISO_MI | MISO_WUMS | 2035 | B1 | 10 | 0 | 117 | 0 | 0 | 0 | 0 | 0 | 0 | 0 | 0 | 0 | 0 | 0.28554
MISO_MI_2_MISO_WUMS | MISO_MI | MISO_WUMS | 2035 | B2 | 25 | 0 | 117 | 0 | 0 | 0 | 0 | 0 | 0 | 0 | 0 | 0 | 0 | 0.28554
MISO_MI_2_MISO_WUMS | MISO_MI | MISO_WUMS | 2035 | B3 | 75 | 0 | 117 | 0 | 0 | 0 | 0 | 0 | 0 | 0 | 0 | 0 | 0 | 0.28554
MISO_MI_2_MISO_WUMS | MISO_MI | MISO_WUMS | 2035 | B4 | 100 | 0 | 117 | 0 | 0 | 0 | 0 | 0 | 0 | 0 | 0 | 0 | 0 | 0.28554
MISO_MI_2_MISO_WUMS | MISO_MI | MISO_WUMS | 2035 | B5 | 200 | 0 | 117 | 0 | 0 | 0 | 0 | 0 | 0 | 0 | 0 | 0 | 0 | 0.28554
MISO_MI_2_MISO_WUMS | MISO_MI | MISO_WUMS | 2035 | B6 | 300 | 0 | 117 | 117 | 0 | 0 | 0 | 0 | 0.99708 | 0 | 0 | 0.05647 | 0 | 0.28554
MISO_MI_2_MISO_WUMS | MISO_MI | MISO_WUMS | 2035 | B7 | 400 | 0 | 117 | 0 | 0 | 0 | 0 | 0 | 0 | 0 | 0 | 0 | 0 | 0.28554
MISO_MI_2_MISO_WUMS | MISO_MI | MISO_WUMS | 2035 | B8 | 500 | 0 | 117 | 0 | 0 | 0 | 0 | 0 | 0 | 0 | 0 | 0 | 0 | 0.28554
MISO_MI_2_MISO_WUMS | MISO_MI | MISO_WUMS | 2035 | B9 | 800 | 0 | 117 | 117 | 0 | 0 | 0 | 0 | 1.1039 | 0 | 0 | 0.16672 | 0 | 0.28554
MISO_MI_2_MISO_WUMS | MISO_MI | MISO_WUMS | 2035 | B10 | 1262 | 0 | 117 | 117 | 0 | 0 | 0 | 0 | 1.2701 | 0 | 0 | 0.3026 | 0 | 0.28554
MISO_MI_2_MISO_WUMS | MISO_MI | MISO_WUMS | 2035 | B11 | 25 | 0 | 117 | 7.23 | 0 | 117 | 0 | 793.78 | 0 | 0 | 0.3561 | 0 | 0 | 0.28554
MISO_MI_2_MISO_WUMS | MISO_MI | MISO_WUMS | 2035 | B12 | 200 | 0 | 117 | 0 | 0 | 0 | 0 | 0 | 0 | 0 | 0 | 0 | 0 | 0.28554
MISO_MI_2_MISO_WUMS | MISO_MI | MISO_WUMS | 2035 | B13 | 600 | 0 | 117 | 0 | 0 | 0 | 0 | 0 | 0 | 0 | 0 | 0 | 0 | 0.28554
MISO_MI_2_MISO_WUMS | MISO_MI | MISO_WUMS | 2035 | B14 | 900 | 0 | 117 | 117 | 0 | 0 | 0 | 0 | 0.07122 | 0 | 0 | 0.012101 | 0 | 0.28554
MISO_MI_2_MISO_WUMS | MISO_MI | MISO_WUMS | 2035 | B15 | 1203 | 0 | 117 | 0 | 0 | 0 | 0 | 0 | 0 | 0 | 0 | 0 | 0 | 0.28554
MISO_MI_2_MISO_WUMS | MISO_MI | MISO_WUMS | 2035 | B16 | 25 | 0 | 117 | 0 | 0 | 58.51 | 0 | 0 | 0 | 0 | 0 | 0 | 0 | 0.28554
MISO_MI_2_MISO_WUMS | MISO_MI | MISO_WUMS | 2035 | B17 | 100 | 0 | 117 | 0 | 0 | 0 | 0 | 0 | 0 | 0 | 0 | 0 | 0 | 0.28554
MISO_MI_2_MISO_WUMS | MISO_MI | MISO_WUMS | 2035 | B18 | 400 | 0 | 117 | 117 | 0 | 0 | 0 | 0 | 2.374 | 0 | 0 | 0.17927 | 0 | 0.28554
MISO_MI_2_MISO_WUMS | MISO_MI | MISO_WUMS | 2035 | B19 | 700 | 0 | 117 | 117 | 0 | 117 | 0 | 211.48 | 1.3294 | 0 | 0.3561 | 0.17569 | 0 | 0.28554
MISO_MI_2_MISO_WUMS | MISO_MI | MISO_WUMS | 2035 | B20 | 935 | 0 | 117 | 117 | 0 | 117 | 0 | 615.51 | 1.4125 | 0 | 0.3561 | 0.24933 | 0 | 0.28554
MISO_MI_2_MISO_WUMS | MISO_MI | MISO_WUMS | 2040 | B1 | 10 | 0 | 117 | 0 | 0 | 0 | 0 | 0 | 0 | 0 | 0 | 0 | 0 | 0.57022
MISO_MI_2_MISO_WUMS | MISO_MI | MISO_WUMS | 2040 | B2 | 25 | 0 | 117 | 0 | 0 | 0 | 0 | 0 | 0 | 0 | 0 | 0 | 0 | 0.57022
MISO_MI_2_MISO_WUMS | MISO_MI | MISO_WUMS | 2040 | B3 | 75 | 0 | 117 | 0 | 0 | 0 | 0 | 0 | 0 | 0 | 0 | 0 | 0 | 0.57022
MISO_MI_2_MISO_WUMS | MISO_MI | MISO_WUMS | 2040 | B4 | 100 | 0 | 117 | 0 | 0 | 0 | 0 | 0 | 0 | 0 | 0 | 0 | 0 | 0.57022
MISO_MI_2_MISO_WUMS | MISO_MI | MISO_WUMS | 2040 | B5 | 200 | 0 | 117 | 0 | 0 | 0 | 0 | 0 | 0 | 0 | 0 | 0 | 0 | 0.57022
MISO_MI_2_MISO_WUMS | MISO_MI | MISO_WUMS | 2040 | B6 | 300 | 0 | 117 | 0 | 0 | 0 | 0 | 0 | 0 | 0 | 0 | 0 | 0 | 0.57022
MISO_MI_2_MISO_WUMS | MISO_MI | MISO_WUMS | 2040 | B7 | 400 | 0 | 117 | 0 | 0 | 0 | 0 | 0 | 0 | 0 | 0 | 0 | 0 | 0.57022
MISO_MI_2_MISO_WUMS | MISO_MI | MISO_WUMS | 2040 | B8 | 500 | 0 | 117 | 0 | 0 | 0 | 0 | 0 | 0 | 0 | 0 | 0 | 0 | 0.57022
MISO_MI_2_MISO_WUMS | MISO_MI | MISO_WUMS | 2040 | B9 | 800 | 0 | 117 | 0 | 0 | 0 | 0 | 0 | 0 | 0 | 0 | 0 | 0 | 0.57022
MISO_MI_2_MISO_WUMS | MISO_MI | MISO_WUMS | 2040 | B10 | 1262 | 0 | 117 | 117 | 0 | 117 | 0 | 891.9 | 3.9765 | 0 | 0.55789 | 1.476 | 0 | 0.57022
MISO_MI_2_MISO_WUMS | MISO_MI | MISO_WUMS | 2040 | B11 | 25 | 0 | 117 | 0 | 0 | 0 | 0 | 0 | 0 | 0 | 0 | 0 | 0 | 0.57022
MISO_MI_2_MISO_WUMS | MISO_MI | MISO_WUMS | 2040 | B12 | 200 | 0 | 117 | 0 | 0 | 0 | 0 | 0 | 0 | 0 | 0 | 0 | 0 | 0.57022
MISO_MI_2_MISO_WUMS | MISO_MI | MISO_WUMS | 2040 | B13 | 600 | 0 | 117 | 0 | 0 | 0 | 0 | 0 | 0 | 0 | 0 | 0 | 0 | 0.57022
MISO_MI_2_MISO_WUMS | MISO_MI | MISO_WUMS | 2040 | B14 | 900 | 0 | 117 | 0 | 0 | 0 | 0 | 0 | 0 | 0 | 0 | 0 | 0 | 0.57022
MISO_MI_2_MISO_WUMS | MISO_MI | MISO_WUMS | 2040 | B15 | 1203 | 0 | 117 | 117 | 0 | 0 | 0 | 0 | 0.10683 | 0 | 0 | 0.037799 | 0 | 0.57022
MISO_MI_2_MISO_WUMS | MISO_MI | MISO_WUMS | 2040 | B16 | 25 | 0 | 117 | 0 | 0 | 0 | 0 | 0 | 0 | 0 | 0 | 0 | 0 | 0.57022
MISO_MI_2_MISO_WUMS | MISO_MI | MISO_WUMS | 2040 | B17 | 100 | 0 | 117 | 0 | 0 | 0 | 0 | 0 | 0 | 0 | 0 | 0 | 0 | 0.57022
MISO_MI_2_MISO_WUMS | MISO_MI | MISO_WUMS | 2040 | B18 | 400 | 0 | 117 | 0 | 0 | 0 | 0 | 0 | 0 | 0 | 0 | 0 | 0 | 0.57022
MISO_MI_2_MISO_WUMS | MISO_MI | MISO_WUMS | 2040 | B19 | 700 | 0 | 117 | 0 | 0 | 117 | 0 | 507.93 | 0 | 0 | 0.55789 | 0 | 0 | 0.57022
MISO_MI_2_MISO_WUMS | MISO_MI | MISO_WUMS | 2040 | B20 | 935 | 0 | 117 | 117 | 0 | 117 | 0 | 667.43 | 2.7895 | 0 | 0.55789 | 0.7671 | 0 | 0.57022
MISO_MI_2_MISO_WUMS | MISO_MI | MISO_WUMS | 2045 | B1 | 10 | 0 | 117 | 0 | 0 | 0 | 0 | 0 | 0 | 0 | 0 | 0 | 0 | 0.57032
MISO_MI_2_MISO_WUMS | MISO_MI | MISO_WUMS | 2045 | B2 | 25 | 0 | 117 | 0 | 0 | 0 | 0 | 0 | 0 | 0 | 0 | 0 | 0 | 0.57032
MISO_MI_2_MISO_WUMS | MISO_MI | MISO_WUMS | 2045 | B3 | 75 | 0 | 117 | 0 | 0 | 0 | 0 | 0 | 0 | 0 | 0 | 0 | 0 | 0.57032
MISO_MI_2_MISO_WUMS | MISO_MI | MISO_WUMS | 2045 | B4 | 100 | 0 | 117 | 0 | 0 | 0 | 0 | 0 | 0 | 0 | 0 | 0 | 0 | 0.57032
MISO_MI_2_MISO_WUMS | MISO_MI | MISO_WUMS | 2045 | B5 | 200 | 0 | 117 | 0 | 0 | 0 | 0 | 0 | 0 | 0 | 0 | 0 | 0 | 0.57032
MISO_MI_2_MISO_WUMS | MISO_MI | MISO_WUMS | 2045 | B6 | 300 | 0 | 117 | 0 | 0 | 0 | 0 | 0 | 0 | 0 | 0 | 0 | 0 | 0.57032
MISO_MI_2_MISO_WUMS | MISO_MI | MISO_WUMS | 2045 | B7 | 400 | 0 | 117 | 0 | 0 | 0 | 0 | 0 | 0 | 0 | 0 | 0 | 0 | 0.57032
MISO_MI_2_MISO_WUMS | MISO_MI | MISO_WUMS | 2045 | B8 | 500 | 0 | 117 | 0 | 0 | 0 | 0 | 0 | 0 | 0 | 0 | 0 | 0 | 0.57032
MISO_MI_2_MISO_WUMS | MISO_MI | MISO_WUMS | 2045 | B9 | 800 | 0 | 117 | 0 | 0 | 0 | 0 | 0 | 0 | 0 | 0 | 0 | 0 | 0.57032
MISO_MI_2_MISO_WUMS | MISO_MI | MISO_WUMS | 2045 | B10 | 1262 | 0 | 117 | 117 | 0 | 117 | 0 | 1371.19 | 1.5906 | 0 | 0.55789 | 0.69289 | 0 | 0.57032
MISO_MI_2_MISO_WUMS | MISO_MI | MISO_WUMS | 2045 | B11 | 25 | 0 | 117 | 0 | 0 | 0 | 0 | 0 | 0 | 0 | 0 | 0 | 0 | 0.57032
MISO_MI_2_MISO_WUMS | MISO_MI | MISO_WUMS | 2045 | B12 | 200 | 0 | 117 | 0 | 0 | 0 | 0 | 0 | 0 | 0 | 0 | 0 | 0 | 0.57032
MISO_MI_2_MISO_WUMS | MISO_MI | MISO_WUMS | 2045 | B13 | 600 | 0 | 117 | 0 | 0 | 0 | 0 | 0 | 0 | 0 | 0 | 0 | 0 | 0.57032
MISO_MI_2_MISO_WUMS | MISO_MI | MISO_WUMS | 2045 | B14 | 900 | 0 | 117 | 0 | 0 | 0 | 0 | 0 | 0 | 0 | 0 | 0 | 0 | 0.57032
MISO_MI_2_MISO_WUMS | MISO_MI | MISO_WUMS | 2045 | B15 | 1203 | 0 | 117 | 76.32 | 0 | 117 | 0 | 1386.03 | 0 | 0 | 0.55789 | 0 | 0 | 0.57032
MISO_MI_2_MISO_WUMS | MISO_MI | MISO_WUMS | 2045 | B16 | 25 | 0 | 117 | 0 | 0 | 117 | 0 | 1720.71 | 0 | 0 | 0.55789 | 0 | 0 | 0.57032
MISO_MI_2_MISO_WUMS | MISO_MI | MISO_WUMS | 2045 | B17 | 100 | 0 | 117 | 0 | 0 | 117 | 0 | 1143.36 | 0 | 0 | 0.55789 | 0 | 0 | 0.57032
MISO_MI_2_MISO_WUMS | MISO_MI | MISO_WUMS | 2045 | B18 | 400 | 0 | 117 | 0 | 0 | 117 | 0 | 0 | 0 | 0 | 0.28488 | 0 | 0 | 0.57032
MISO_MI_2_MISO_WUMS | MISO_MI | MISO_WUMS | 2045 | B19 | 700 | 0 | 117 | 117 | 0 | 117 | 0 | 840.67 | 1.2464 | 0 | 0.55789 | 0.30115 | 0 | 0.57032
MISO_MI_2_MISO_WUMS | MISO_MI | MISO_WUMS | 2045 | B20 | 935 | 0 | 117 | 117 | 0 | 117 | 0 | 0 | 3.9883 | 0 | 0.2374 | 1.2872 | 0 | 0.57032
MISO_MI_2_MISO_WUMS | MISO_MI | MISO_WUMS | 2050 | B1 | 10 | 0 | 117 | 0 | 0 | 0 | 0 | 0 | 0 | 0 | 0 | 0 | 0 | 0.21684
MISO_MI_2_MISO_WUMS | MISO_MI | MISO_WUMS | 2050 | B2 | 25 | 0 | 117 | 0 | 0 | 0 | 0 | 0 | 0 | 0 | 0 | 0 | 0 | 0.21684
MISO_MI_2_MISO_WUMS | MISO_MI | MISO_WUMS | 2050 | B3 | 75 | 0 | 117 | 0 | 0 | 0 | 0 | 0 | 0 | 0 | 0 | 0 | 0 | 0.21684
MISO_MI_2_MISO_WUMS | MISO_MI | MISO_WUMS | 2050 | B4 | 100 | 0 | 117 | 0 | 0 | 0 | 0 | 0 | 0 | 0 | 0 | 0 | 0 | 0.21684
MISO_MI_2_MISO_WUMS | MISO_MI | MISO_WUMS | 2050 | B5 | 200 | 0 | 117 | 0 | 0 | 0 | 0 | 0 | 0 | 0 | 0 | 0 | 0 | 0.21684
MISO_MI_2_MISO_WUMS | MISO_MI | MISO_WUMS | 2050 | B6 | 300 | 0 | 117 | 0 | 0 | 0 | 0 | 0 | 0 | 0 | 0 | 0 | 0 | 0.21684
MISO_MI_2_MISO_WUMS | MISO_MI | MISO_WUMS | 2050 | B7 | 400 | 0 | 117 | 0 | 0 | 0 | 0 | 0 | 0 | 0 | 0 | 0 | 0 | 0.21684
MISO_MI_2_MISO_WUMS | MISO_MI | MISO_WUMS | 2050 | B8 | 500 | 0 | 117 | 0 | 0 | 0 | 0 | 0 | 0 | 0 | 0 | 0 | 0 | 0.21684
MISO_MI_2_MISO_WUMS | MISO_MI | MISO_WUMS | 2050 | B9 | 800 | 0 | 117 | 0 | 0 | 0 | 0 | 0 | 0 | 0 | 0 | 0 | 0 | 0.21684
MISO_MI_2_MISO_WUMS | MISO_MI | MISO_WUMS | 2050 | B10 | 1262 | 0 | 117 | 117 | 0 | 0 | 0 | 0 | 0.04748 | 0 | 0 | 0.015781 | 0 | 0.21684
MISO_MI_2_MISO_WUMS | MISO_MI | MISO_WUMS | 2050 | B11 | 25 | 0 | 117 | 0 | 0 | 0 | 0 | 0 | 0 | 0 | 0 | 0 | 0 | 0.21684
MISO_MI_2_MISO_WUMS | MISO_MI | MISO_WUMS | 2050 | B12 | 200 | 0 | 117 | 0 | 0 | 0 | 0 | 0 | 0 | 0 | 0 | 0 | 0 | 0.21684
MISO_MI_2_MISO_WUMS | MISO_MI | MISO_WUMS | 2050 | B13 | 600 | 0 | 117 | 0 | 0 | 0 | 0 | 0 | 0 | 0 | 0 | 0 | 0 | 0.21684
MISO_MI_2_MISO_WUMS | MISO_MI | MISO_WUMS | 2050 | B14 | 900 | 0 | 117 | 117 | 0 | 0 | 0 | 0 | 0.04748 | 0 | 0 | 0.011254 | 0 | 0.21684
MISO_MI_2_MISO_WUMS | MISO_MI | MISO_WUMS | 2050 | B15 | 1203 | 0 | 117 | 31.42 | 0 | 0 | 0 | 0 | 0 | 0 | 0 | 0 | 0 | 0.21684
MISO_MI_2_MISO_WUMS | MISO_MI | MISO_WUMS | 2050 | B16 | 25 | 0 | 117 | 0 | 0 | 117 | 0 | 0 | 0 | 0 | 0.09496 | 0 | 0 | 0.21684
MISO_MI_2_MISO_WUMS | MISO_MI | MISO_WUMS | 2050 | B17 | 100 | 0 | 117 | 0 | 0 | 117 | 0 | 0 | 0 | 0 | 0.09496 | 0 | 0 | 0.21684
MISO_MI_2_MISO_WUMS | MISO_MI | MISO_WUMS | 2050 | B18 | 400 | 0 | 117 | 0 | 0 | 117 | 0 | 0 | 0 | 0 | 0.16618 | 0 | 0 | 0.21684
MISO_MI_2_MISO_WUMS | MISO_MI | MISO_WUMS | 2050 | B19 | 700 | 0 | 117 | 117 | 0 | 117 | 0 | 0 | 2.2909 | 0 | 0.09496 | 0.42234 | 0 | 0.21684
MISO_MI_2_MISO_WUMS | MISO_MI | MISO_WUMS | 2050 | B20 | 935 | 0 | 117 | 117 | 0 | 56.69 | 0 | 0 | 1.6974 | 0 | 0 | 0.41798 | 0 | 0.21684
MISO_MI_2_PJM_ROR | MISO_MI | PJM_ROR | 2015 | B1 | 10 | 0 | 1424 | 1424 | 0 | 1424 | 0 | 0 | 0.68846 | 0 | 0.17805 | 0.017882 | 0 | 0.23705
MISO_MI_2_PJM_ROR | MISO_MI | PJM_ROR | 2015 | B2 | 25 | 0 | 1424 | 1128.85 | 0 | 1424 | 0 | 0 | 0 | 0 | 0.03561 | 0 | 0 | 0.23705
MISO_MI_2_PJM_ROR | MISO_MI | PJM_ROR | 2015 | B3 | 75 | 0 | 1424 | 1424 | 0 | 1424 | 0 | 0 | 2.2909 | 0 | 0.15431 | 0.44628 | 0 | 0.23705
MISO_MI_2_PJM_ROR | MISO_MI | PJM_ROR | 2015 | B4 | 100 | 0 | 1424 | 1424 | 0 | 1424 | 0 | 0 | 1.5075 | 0 | 0.03561 | 0.39156 | 0 | 0.23705
MISO_MI_2_PJM_ROR | MISO_MI | PJM_ROR | 2015 | B5 | 200 | 0 | 1424 | 1424 | 0 | 1424 | 0 | 0 | 0.17805 | 0 | 0.16618 | 0.092494 | 0 | 0.23705
MISO_MI_2_PJM_ROR | MISO_MI | PJM_ROR | 2015 | B6 | 300 | 0 | 1424 | 887.56 | 0 | 1424 | 0 | 0 | 0 | 0 | 0 | 0 | 0 | 0.23705
MISO_MI_2_PJM_ROR | MISO_MI | PJM_ROR | 2015 | B7 | 400 | 0 | 1424 | 1076.67 | 0 | 1265.45 | 0 | 0 | 0 | 0 | 0 | 0 | 0 | 0.23705
MISO_MI_2_PJM_ROR | MISO_MI | PJM_ROR | 2015 | B8 | 500 | 0 | 1424 | 89.93 | 0 | 0 | 0 | 0 | 0 | 0 | 0 | 0 | 0 | 0.23705
MISO_MI_2_PJM_ROR | MISO_MI | PJM_ROR | 2015 | B9 | 800 | 0 | 1424 | 0 | 0 | 0 | 0 | 0 | 0 | 0 | 0 | 0 | 0 | 0.23705
MISO_MI_2_PJM_ROR | MISO_MI | PJM_ROR | 2015 | B10 | 1262 | 0 | 1424 | 0 | 0 | 0 | 0 | 0 | 0 | 0 | 0 | 0 | 0 | 0.23705
MISO_MI_2_PJM_ROR | MISO_MI | PJM_ROR | 2015 | B11 | 25 | 0 | 1424 | 0 | 0 | 0 | 0 | 0 | 0 | 0 | 0 | 0 | 0 | 0.23705
MISO_MI_2_PJM_ROR | MISO_MI | PJM_ROR | 2015 | B12 | 200 | 0 | 1424 | 311.09 | 0 | 321.72 | 0 | 0 | 0 | 0 | 0 | 0 | 0 | 0.23705
MISO_MI_2_PJM_ROR | MISO_MI | PJM_ROR | 2015 | B13 | 600 | 0 | 1424 | 500.92 | 0 | 793.4 | 0 | 0 | 0 | 0 | 0 | 0 | 0 | 0.23705
MISO_MI_2_PJM_ROR | MISO_MI | PJM_ROR | 2015 | B14 | 900 | 0 | 1424 | 114.42 | 0 | 0 | 0 | 0 | 0 | 0 | 0 | 0 | 0 | 0.23705
MISO_MI_2_PJM_ROR | MISO_MI | PJM_ROR | 2015 | B15 | 1203 | 0 | 1424 | 0 | 0 | 0 | 0 | 0 | 0 | 0 | 0 | 0 | 0 | 0.23705
MISO_MI_2_PJM_ROR | MISO_MI | PJM_ROR | 2015 | B16 | 25 | 0 | 1424 | 35.58 | 0 | 1424 | 0 | 0 | 0 | 0 | 0.16618 | 0 | 0 | 0.23705
MISO_MI_2_PJM_ROR | MISO_MI | PJM_ROR | 2015 | B17 | 100 | 0 | 1424 | 1236.96 | 0 | 0 | 0 | 0 | 0 | 0 | 0 | 0 | 0 | 0.23705
MISO_MI_2_PJM_ROR | MISO_MI | PJM_ROR | 2015 | B18 | 400 | 0 | 1424 | 1109.82 | 0 | 374.62 | 0 | 0 | 0 | 0 | 0 | 0 | 0 | 0.23705
MISO_MI_2_PJM_ROR | MISO_MI | PJM_ROR | 2015 | B19 | 700 | 0 | 1424 | 0 | 0 | 0 | 0 | 0 | 0 | 0 | 0 | 0 | 0 | 0.23705
MISO_MI_2_PJM_ROR | MISO_MI | PJM_ROR | 2015 | B20 | 935 | 0 | 1424 | 0 | 0 | 0 | 0 | 0 | 0 | 0 | 0 | 0 | 0 | 0.23705
MISO_MI_2_PJM_ROR | MISO_MI | PJM_ROR | 2020 | B1 | 10 | 0 | 1424 | 1424 | 0 | 1424 | 0 | 1408.4 | 1.6618 | 0 | 0.2374 | 0.15107 | 0 | 0.2401
MISO_MI_2_PJM_ROR | MISO_MI | PJM_ROR | 2020 | B2 | 25 | 0 | 1424 | 453.54 | 0 | 1424 | 0 | 486.04 | 0 | 0 | 0.2374 | 0 | 0 | 0.2401
MISO_MI_2_PJM_ROR | MISO_MI | PJM_ROR | 2020 | B3 | 75 | 0 | 1424 | 1231.6 | 0 | 0 | 0 | 0 | 0 | 0 | 0 | 0 | 0 | 0.2401
MISO_MI_2_PJM_ROR | MISO_MI | PJM_ROR | 2020 | B4 | 100 | 0 | 1424 | 1424 | 0 | 1127.87 | 0 | 0 | 0.89025 | 0 | 0 | 0.80932 | 0 | 0.2401
MISO_MI_2_PJM_ROR | MISO_MI | PJM_ROR | 2020 | B5 | 200 | 0 | 1424 | 599.17 | 0 | 1214.97 | 0 | 0 | 0 | 0 | 0 | 0 | 0 | 0.2401
MISO_MI_2_PJM_ROR | MISO_MI | PJM_ROR | 2020 | B6 | 300 | 0 | 1424 | 215.13 | 0 | 1305.94 | 0 | 0 | 0 | 0 | 0 | 0 | 0 | 0.2401
MISO_MI_2_PJM_ROR | MISO_MI | PJM_ROR | 2020 | B7 | 400 | 0 | 1424 | 0 | 0 | 0 | 0 | 0 | 0 | 0 | 0 | 0 | 0 | 0.2401
MISO_MI_2_PJM_ROR | MISO_MI | PJM_ROR | 2020 | B8 | 500 | 0 | 1424 | 0 | 0 | 0 | 0 | 0 | 0 | 0 | 0 | 0 | 0 | 0.2401
MISO_MI_2_PJM_ROR | MISO_MI | PJM_ROR | 2020 | B9 | 800 | 0 | 1424 | 0 | 0 | 0 | 0 | 0 | 0 | 0 | 0 | 0 | 0 | 0.2401
MISO_MI_2_PJM_ROR | MISO_MI | PJM_ROR | 2020 | B10 | 1262 | 0 | 1424 | 0 | 0 | 0 | 0 | 0 | 0 | 0 | 0 | 0 | 0 | 0.2401
MISO_MI_2_PJM_ROR | MISO_MI | PJM_ROR | 2020 | B11 | 25 | 0 | 1424 | 0 | 0 | 0 | 0 | 0 | 0 | 0 | 0 | 0 | 0 | 0.2401
MISO_MI_2_PJM_ROR | MISO_MI | PJM_ROR | 2020 | B12 | 200 | 0 | 1424 | 0 | 0 | 0 | 0 | 0 | 0 | 0 | 0 | 0 | 0 | 0.2401
MISO_MI_2_PJM_ROR | MISO_MI | PJM_ROR | 2020 | B13 | 600 | 0 | 1424 | 0 | 0 | 0 | 0 | 0 | 0 | 0 | 0 | 0 | 0 | 0.2401
MISO_MI_2_PJM_ROR | MISO_MI | PJM_ROR | 2020 | B14 | 900 | 0 | 1424 | 0 | 0 | 0 | 0 | 0 | 0 | 0 | 0 | 0 | 0 | 0.2401
MISO_MI_2_PJM_ROR | MISO_MI | PJM_ROR | 2020 | B15 | 1203 | 0 | 1424 | 0 | 0 | 0 | 0 | 0 | 0 | 0 | 0 | 0 | 0 | 0.2401
MISO_MI_2_PJM_ROR | MISO_MI | PJM_ROR | 2020 | B16 | 25 | 0 | 1424 | 0 | 0 | 0 | 0 | 0 | 0 | 0 | 0 | 0 | 0 | 0.2401
MISO_MI_2_PJM_ROR | MISO_MI | PJM_ROR | 2020 | B17 | 100 | 0 | 1424 | 247.73 | 0 | 0 | 0 | 0 | 0 | 0 | 0 | 0 | 0 | 0.2401
MISO_MI_2_PJM_ROR | MISO_MI | PJM_ROR | 2020 | B18 | 400 | 0 | 1424 | 941.34 | 0 | 0 | 0 | 0 | 0 | 0 | 0 | 0 | 0 | 0.2401
MISO_MI_2_PJM_ROR | MISO_MI | PJM_ROR | 2020 | B19 | 700 | 0 | 1424 | 0 | 0 | 0 | 0 | 0 | 0 | 0 | 0 | 0 | 0 | 0.2401
MISO_MI_2_PJM_ROR | MISO_MI | PJM_ROR | 2020 | B20 | 935 | 0 | 1424 | 0 | 0 | 0 | 0 | 0 | 0 | 0 | 0 | 0 | 0 | 0.2401
MISO_MI_2_PJM_ROR | MISO_MI | PJM_ROR | 2025 | B1 | 10 | 0 | 1424 | 1424 | 0 | 1424 | 0 | 0 | 2.1603 | 0 | 0.16618 | 0.11678 | 0 | 0.24093
MISO_MI_2_PJM_ROR | MISO_MI | PJM_ROR | 2025 | B2 | 25 | 0 | 1424 | 1424 | 0 | 1424 | 0 | 1164.46 | 0.40358 | 0 | 0.2374 | 0.054538 | 0 | 0.24093
MISO_MI_2_PJM_ROR | MISO_MI | PJM_ROR | 2025 | B3 | 75 | 0 | 1424 | 1038.7 | 0 | 0 | 0 | 0 | 0 | 0 | 0 | 0 | 0 | 0.24093
MISO_MI_2_PJM_ROR | MISO_MI | PJM_ROR | 2025 | B4 | 100 | 0 | 1424 | 1424 | 0 | 0 | 0 | 0 | 0.64098 | 0 | 0 | 0.34648 | 0 | 0.24093
MISO_MI_2_PJM_ROR | MISO_MI | PJM_ROR | 2025 | B5 | 200 | 0 | 1424 | 533.84 | 0 | 421.85 | 0 | 0 | 0 | 0 | 0 | 0 | 0 | 0.24093
MISO_MI_2_PJM_ROR | MISO_MI | PJM_ROR | 2025 | B6 | 300 | 0 | 1424 | 0 | 0 | 0 | 0 | 0 | 0 | 0 | 0 | 0 | 0 | 0.24093
MISO_MI_2_PJM_ROR | MISO_MI | PJM_ROR | 2025 | B7 | 400 | 0 | 1424 | 0 | 0 | 0 | 0 | 0 | 0 | 0 | 0 | 0 | 0 | 0.24093
MISO_MI_2_PJM_ROR | MISO_MI | PJM_ROR | 2025 | B8 | 500 | 0 | 1424 | 0 | 0 | 0 | 0 | 0 | 0 | 0 | 0 | 0 | 0 | 0.24093
MISO_MI_2_PJM_ROR | MISO_MI | PJM_ROR | 2025 | B9 | 800 | 0 | 1424 | 0 | 0 | 0 | 0 | 0 | 0 | 0 | 0 | 0 | 0 | 0.24093
MISO_MI_2_PJM_ROR | MISO_MI | PJM_ROR | 2025 | B10 | 1262 | 0 | 1424 | 0 | 0 | 0 | 0 | 0 | 0 | 0 | 0 | 0 | 0 | 0.24093
MISO_MI_2_PJM_ROR | MISO_MI | PJM_ROR | 2025 | B11 | 25 | 0 | 1424 | 1424 | 0 | 0 | 0 | 0 | 0.22553 | 0 | 0 | 0.030477 | 0 | 0.24093
MISO_MI_2_PJM_ROR | MISO_MI | PJM_ROR | 2025 | B12 | 200 | 0 | 1424 | 0 | 0 | 230.76 | 0 | 0 | 0 | 0 | 0 | 0 | 0 | 0.24093
MISO_MI_2_PJM_ROR | MISO_MI | PJM_ROR | 2025 | B13 | 600 | 0 | 1424 | 339.05 | 0 | 781.15 | 0 | 0 | 0 | 0 | 0 | 0 | 0 | 0.24093
MISO_MI_2_PJM_ROR | MISO_MI | PJM_ROR | 2025 | B14 | 900 | 0 | 1424 | 0 | 0 | 0 | 0 | 0 | 0 | 0 | 0 | 0 | 0 | 0.24093
MISO_MI_2_PJM_ROR | MISO_MI | PJM_ROR | 2025 | B15 | 1203 | 0 | 1424 | 0 | 0 | 0 | 0 | 0 | 0 | 0 | 0 | 0 | 0 | 0.24093
MISO_MI_2_PJM_ROR | MISO_MI | PJM_ROR | 2025 | B16 | 25 | 0 | 1424 | 1424 | 0 | 1424 | 0 | 0 | 3.0743 | 0 | 0.13057 | 0.41545 | 0 | 0.24093
MISO_MI_2_PJM_ROR | MISO_MI | PJM_ROR | 2025 | B17 | 100 | 0 | 1424 | 586.73 | 0 | 0 | 0 | 0 | 0 | 0 | 0 | 0 | 0 | 0.24093
MISO_MI_2_PJM_ROR | MISO_MI | PJM_ROR | 2025 | B18 | 400 | 0 | 1424 | 773.15 | 0 | 0 | 0 | 0 | 0 | 0 | 0 | 0 | 0 | 0.24093
MISO_MI_2_PJM_ROR | MISO_MI | PJM_ROR | 2025 | B19 | 700 | 0 | 1424 | 0 | 0 | 0 | 0 | 0 | 0 | 0 | 0 | 0 | 0 | 0.24093
MISO_MI_2_PJM_ROR | MISO_MI | PJM_ROR | 2025 | B20 | 935 | 0 | 1424 | 0 | 0 | 0 | 0 | 0 | 0 | 0 | 0 | 0 | 0 | 0.24093
MISO_MI_2_PJM_ROR | MISO_MI | PJM_ROR | 2030 | B1 | 10 | 0 | 1424 | 1424 | 0 | 1424 | 0 | 4559.64 | 1.4719 | 0 | 0.17805 | 0.42054 | 0 | 0.1772
MISO_MI_2_PJM_ROR | MISO_MI | PJM_ROR | 2030 | B2 | 25 | 0 | 1424 | 1424 | 0 | 1424 | 0 | 4497.81 | 0.40358 | 0 | 0.17805 | 0.28827 | 0 | 0.1772
MISO_MI_2_PJM_ROR | MISO_MI | PJM_ROR | 2030 | B3 | 75 | 0 | 1424 | 91.3 | 0 | 0 | 0 | 0 | 0 | 0 | 0 | 0 | 0 | 0.1772
MISO_MI_2_PJM_ROR | MISO_MI | PJM_ROR | 2030 | B4 | 100 | 0 | 1424 | 1330.99 | 0 | 0 | 0 | 0 | 0 | 0 | 0 | 0 | 0 | 0.1772
MISO_MI_2_PJM_ROR | MISO_MI | PJM_ROR | 2030 | B5 | 200 | 0 | 1424 | 0 | 0 | 0 | 0 | 0 | 0 | 0 | 0 | 0 | 0 | 0.1772
MISO_MI_2_PJM_ROR | MISO_MI | PJM_ROR | 2030 | B6 | 300 | 0 | 1424 | 0 | 0 | 0 | 0 | 0 | 0 | 0 | 0 | 0 | 0 | 0.1772
MISO_MI_2_PJM_ROR | MISO_MI | PJM_ROR | 2030 | B7 | 400 | 0 | 1424 | 0 | 0 | 0 | 0 | 0 | 0 | 0 | 0 | 0 | 0 | 0.1772
MISO_MI_2_PJM_ROR | MISO_MI | PJM_ROR | 2030 | B8 | 500 | 0 | 1424 | 0 | 0 | 0 | 0 | 0 | 0 | 0 | 0 | 0 | 0 | 0.1772
MISO_MI_2_PJM_ROR | MISO_MI | PJM_ROR | 2030 | B9 | 800 | 0 | 1424 | 0 | 0 | 0 | 0 | 0 | 0 | 0 | 0 | 0 | 0 | 0.1772
MISO_MI_2_PJM_ROR | MISO_MI | PJM_ROR | 2030 | B10 | 1262 | 0 | 1424 | 0 | 0 | 0 | 0 | 0 | 0 | 0 | 0 | 0 | 0 | 0.1772
MISO_MI_2_PJM_ROR | MISO_MI | PJM_ROR | 2030 | B11 | 25 | 0 | 1424 | 637.75 | 0 | 0 | 0 | 0 | 0 | 0 | 0 | 0 | 0 | 0.1772
MISO_MI_2_PJM_ROR | MISO_MI | PJM_ROR | 2030 | B12 | 200 | 0 | 1424 | 0 | 0 | 0 | 0 | 0 | 0 | 0 | 0 | 0 | 0 | 0.1772
MISO_MI_2_PJM_ROR | MISO_MI | PJM_ROR | 2030 | B13 | 600 | 0 | 1424 | 0 | 0 | 0 | 0 | 0 | 0 | 0 | 0 | 0 | 0 | 0.1772
MISO_MI_2_PJM_ROR | MISO_MI | PJM_ROR | 2030 | B14 | 900 | 0 | 1424 | 0 | 0 | 0 | 0 | 0 | 0 | 0 | 0 | 0 | 0 | 0.1772
MISO_MI_2_PJM_ROR | MISO_MI | PJM_ROR | 2030 | B15 | 1203 | 0 | 1424 | 0 | 0 | 0 | 0 | 0 | 0 | 0 | 0 | 0 | 0 | 0.1772
MISO_MI_2_PJM_ROR | MISO_MI | PJM_ROR | 2030 | B16 | 25 | 0 | 1424 | 956.45 | 0 | 1424 | 0 | 0 | 0 | 0 | 0.1187 | 0 | 0 | 0.1772
MISO_MI_2_PJM_ROR | MISO_MI | PJM_ROR | 2030 | B17 | 100 | 0 | 1424 | 103.42 | 0 | 0 | 0 | 0 | 0 | 0 | 0 | 0 | 0 | 0.1772
MISO_MI_2_PJM_ROR | MISO_MI | PJM_ROR | 2030 | B18 | 400 | 0 | 1424 | 0 | 0 | 0 | 0 | 0 | 0 | 0 | 0 | 0 | 0 | 0.1772
MISO_MI_2_PJM_ROR | MISO_MI | PJM_ROR | 2030 | B19 | 700 | 0 | 1424 | 0 | 0 | 0 | 0 | 0 | 0 | 0 | 0 | 0 | 0 | 0.1772
MISO_MI_2_PJM_ROR | MISO_MI | PJM_ROR | 2030 | B20 | 935 | 0 | 1424 | 0 | 0 | 0 | 0 | 0 | 0 | 0 | 0 | 0 | 0 | 0.1772
MISO_MI_2_PJM_ROR | MISO_MI | PJM_ROR | 2035 | B1 | 10 | 0 | 1424 | 42.21 | 0 | 1424 | 0 | 0 | 0 | 0 | 0.34423 | 0 | 0 | 0
MISO_MI_2_PJM_ROR | MISO_MI | PJM_ROR | 2035 | B2 | 25 | 0 | 1424 | 262.53 | 0 | 280.23 | 0 | 0 | 0 | 0 | 0 | 0 | 0 | 0
MISO_MI_2_PJM_ROR | MISO_MI | PJM_ROR | 2035 | B3 | 75 | 0 | 1424 | 0 | 0 | 0 | 0 | 0 | 0 | 0 | 0 | 0 | 0 | 0
MISO_MI_2_PJM_ROR | MISO_MI | PJM_ROR | 2035 | B4 | 100 | 0 | 1424 | 0 | 0 | 0 | 0 | 0 | 0 | 0 | 0 | 0 | 0 | 0
MISO_MI_2_PJM_ROR | MISO_MI | PJM_ROR | 2035 | B5 | 200 | 0 | 1424 | 0 | 0 | 0 | 0 | 0 | 0 | 0 | 0 | 0 | 0 | 0
MISO_MI_2_PJM_ROR | MISO_MI | PJM_ROR | 2035 | B6 | 300 | 0 | 1424 | 0 | 0 | 0 | 0 | 0 | 0 | 0 | 0 | 0 | 0 | 0
MISO_MI_2_PJM_ROR | MISO_MI | PJM_ROR | 2035 | B7 | 400 | 0 | 1424 | 0 | 0 | 0 | 0 | 0 | 0 | 0 | 0 | 0 | 0 | 0
MISO_MI_2_PJM_ROR | MISO_MI | PJM_ROR | 2035 | B8 | 500 | 0 | 1424 | 0 | 0 | 0 | 0 | 0 | 0 | 0 | 0 | 0 | 0 | 0
MISO_MI_2_PJM_ROR | MISO_MI | PJM_ROR | 2035 | B9 | 800 | 0 | 1424 | 0 | 0 | 0 | 0 | 0 | 0 | 0 | 0 | 0 | 0 | 0
MISO_MI_2_PJM_ROR | MISO_MI | PJM_ROR | 2035 | B10 | 1262 | 0 | 1424 | 0 | 0 | 0 | 0 | 0 | 0 | 0 | 0 | 0 | 0 | 0
MISO_MI_2_PJM_ROR | MISO_MI | PJM_ROR | 2035 | B11 | 25 | 0 | 1424 | 0 | 0 | 0 | 0 | 0 | 0 | 0 | 0 | 0 | 0 | 0
MISO_MI_2_PJM_ROR | MISO_MI | PJM_ROR | 2035 | B12 | 200 | 0 | 1424 | 0 | 0 | 0 | 0 | 0 | 0 | 0 | 0 | 0 | 0 | 0
MISO_MI_2_PJM_ROR | MISO_MI | PJM_ROR | 2035 | B13 | 600 | 0 | 1424 | 0 | 0 | 0 | 0 | 0 | 0 | 0 | 0 | 0 | 0 | 0
MISO_MI_2_PJM_ROR | MISO_MI | PJM_ROR | 2035 | B14 | 900 | 0 | 1424 | 0 | 0 | 0 | 0 | 0 | 0 | 0 | 0 | 0 | 0 | 0
MISO_MI_2_PJM_ROR | MISO_MI | PJM_ROR | 2035 | B15 | 1203 | 0 | 1424 | 0 | 0 | 0 | 0 | 0 | 0 | 0 | 0 | 0 | 0 | 0
MISO_MI_2_PJM_ROR | MISO_MI | PJM_ROR | 2035 | B16 | 25 | 0 | 1424 | 920.56 | 0 | 1424 | 0 | 0 | 0 | 0 | 0.01187 | 0 | 0 | 0
MISO_MI_2_PJM_ROR | MISO_MI | PJM_ROR | 2035 | B17 | 100 | 0 | 1424 | 0 | 0 | 0 | 0 | 0 | 0 | 0 | 0 | 0 | 0 | 0
MISO_MI_2_PJM_ROR | MISO_MI | PJM_ROR | 2035 | B18 | 400 | 0 | 1424 | 0 | 0 | 0 | 0 | 0 | 0 | 0 | 0 | 0 | 0 | 0
MISO_MI_2_PJM_ROR | MISO_MI | PJM_ROR | 2035 | B19 | 700 | 0 | 1424 | 0 | 0 | 0 | 0 | 0 | 0 | 0 | 0 | 0 | 0 | 0
MISO_MI_2_PJM_ROR | MISO_MI | PJM_ROR | 2035 | B20 | 935 | 0 | 1424 | 1140.45 | 0 | 348.75 | 0 | 0 | 0 | 0 | 0 | 0 | 0 | 0
MISO_MI_2_PJM_ROR | MISO_MI | PJM_ROR | 2040 | B1 | 10 | 0 | 1424 | 241.67 | 0 | 1424 | 0 | 0 | 0 | 0 | 0.02374 | 0 | 0 | 0
MISO_MI_2_PJM_ROR | MISO_MI | PJM_ROR | 2040 | B2 | 25 | 0 | 1424 | 275.56 | 0 | 0 | 0 | 0 | 0 | 0 | 0 | 0 | 0 | 0
MISO_MI_2_PJM_ROR | MISO_MI | PJM_ROR | 2040 | B3 | 75 | 0 | 1424 | 0 | 0 | 0 | 0 | 0 | 0 | 0 | 0 | 0 | 0 | 0
MISO_MI_2_PJM_ROR | MISO_MI | PJM_ROR | 2040 | B4 | 100 | 0 | 1424 | 0 | 0 | 0 | 0 | 0 | 0 | 0 | 0 | 0 | 0 | 0
MISO_MI_2_PJM_ROR | MISO_MI | PJM_ROR | 2040 | B5 | 200 | 0 | 1424 | 0 | 0 | 0 | 0 | 0 | 0 | 0 | 0 | 0 | 0 | 0
MISO_MI_2_PJM_ROR | MISO_MI | PJM_ROR | 2040 | B6 | 300 | 0 | 1424 | 0 | 0 | 0 | 0 | 0 | 0 | 0 | 0 | 0 | 0 | 0
MISO_MI_2_PJM_ROR | MISO_MI | PJM_ROR | 2040 | B7 | 400 | 0 | 1424 | 0 | 0 | 0 | 0 | 0 | 0 | 0 | 0 | 0 | 0 | 0
MISO_MI_2_PJM_ROR | MISO_MI | PJM_ROR | 2040 | B8 | 500 | 0 | 1424 | 0 | 0 | 0 | 0 | 0 | 0 | 0 | 0 | 0 | 0 | 0
MISO_MI_2_PJM_ROR | MISO_MI | PJM_ROR | 2040 | B9 | 800 | 0 | 1424 | 0 | 0 | 0 | 0 | 0 | 0 | 0 | 0 | 0 | 0 | 0
MISO_MI_2_PJM_ROR | MISO_MI | PJM_ROR | 2040 | B10 | 1262 | 0 | 1424 | 0 | 0 | 0 | 0 | 0 | 0 | 0 | 0 | 0 | 0 | 0
MISO_MI_2_PJM_ROR | MISO_MI | PJM_ROR | 2040 | B11 | 25 | 0 | 1424 | 0 | 0 | 0 | 0 | 0 | 0 | 0 | 0 | 0 | 0 | 0
MISO_MI_2_PJM_ROR | MISO_MI | PJM_ROR | 2040 | B12 | 200 | 0 | 1424 | 0 | 0 | 0 | 0 | 0 | 0 | 0 | 0 | 0 | 0 | 0
MISO_MI_2_PJM_ROR | MISO_MI | PJM_ROR | 2040 | B13 | 600 | 0 | 1424 | 0 | 0 | 0 | 0 | 0 | 0 | 0 | 0 | 0 | 0 | 0
MISO_MI_2_PJM_ROR | MISO_MI | PJM_ROR | 2040 | B14 | 900 | 0 | 1424 | 0 | 0 | 0 | 0 | 0 | 0 | 0 | 0 | 0 | 0 | 0
MISO_MI_2_PJM_ROR | MISO_MI | PJM_ROR | 2040 | B15 | 1203 | 0 | 1424 | 0 | 0 | 0 | 0 | 0 | 0 | 0 | 0 | 0 | 0 | 0
MISO_MI_2_PJM_ROR | MISO_MI | PJM_ROR | 2040 | B16 | 25 | 0 | 1424 | 493.09 | 0 | 1424 | 0 | 0 | 0 | 0 | 0.52228 | 0 | 0 | 0
MISO_MI_2_PJM_ROR | MISO_MI | PJM_ROR | 2040 | B17 | 100 | 0 | 1424 | 0 | 0 | 1376.3 | 0 | 0 | 0 | 0 | 0 | 0 | 0 | 0
MISO_MI_2_PJM_ROR | MISO_MI | PJM_ROR | 2040 | B18 | 400 | 0 | 1424 | 0 | 0 | 0 | 0 | 0 | 0 | 0 | 0 | 0 | 0 | 0
MISO_MI_2_PJM_ROR | MISO_MI | PJM_ROR | 2040 | B19 | 700 | 0 | 1424 | 0 | 0 | 0 | 0 | 0 | 0 | 0 | 0 | 0 | 0 | 0
MISO_MI_2_PJM_ROR | MISO_MI | PJM_ROR | 2040 | B20 | 935 | 0 | 1424 | 1268.79 | 0 | 1424 | 0 | 557.81 | 0 | 0 | 0.56976 | 0 | 0 | 0
MISO_MI_2_PJM_ROR | MISO_MI | PJM_ROR | 2045 | B1 | 10 | 0 | 1424 | 0 | 0 | 1424 | 0 | 34.98 | 0 | 0 | 0.70033 | 0 | 0 | 0
MISO_MI_2_PJM_ROR | MISO_MI | PJM_ROR | 2045 | B2 | 25 | 0 | 1424 | 322.18 | 0 | 0 | 0 | 0 | 0 | 0 | 0 | 0 | 0 | 0
MISO_MI_2_PJM_ROR | MISO_MI | PJM_ROR | 2045 | B3 | 75 | 0 | 1424 | 0 | 0 | 0 | 0 | 0 | 0 | 0 | 0 | 0 | 0 | 0
MISO_MI_2_PJM_ROR | MISO_MI | PJM_ROR | 2045 | B4 | 100 | 0 | 1424 | 0 | 0 | 0 | 0 | 0 | 0 | 0 | 0 | 0 | 0 | 0
MISO_MI_2_PJM_ROR | MISO_MI | PJM_ROR | 2045 | B5 | 200 | 0 | 1424 | 0 | 0 | 0 | 0 | 0 | 0 | 0 | 0 | 0 | 0 | 0
MISO_MI_2_PJM_ROR | MISO_MI | PJM_ROR | 2045 | B6 | 300 | 0 | 1424 | 0 | 0 | 0 | 0 | 0 | 0 | 0 | 0 | 0 | 0 | 0
MISO_MI_2_PJM_ROR | MISO_MI | PJM_ROR | 2045 | B7 | 400 | 0 | 1424 | 0 | 0 | 0 | 0 | 0 | 0 | 0 | 0 | 0 | 0 | 0
MISO_MI_2_PJM_ROR | MISO_MI | PJM_ROR | 2045 | B8 | 500 | 0 | 1424 | 0 | 0 | 0 | 0 | 0 | 0 | 0 | 0 | 0 | 0 | 0
MISO_MI_2_PJM_ROR | MISO_MI | PJM_ROR | 2045 | B9 | 800 | 0 | 1424 | 0 | 0 | 0 | 0 | 0 | 0 | 0 | 0 | 0 | 0 | 0
MISO_MI_2_PJM_ROR | MISO_MI | PJM_ROR | 2045 | B10 | 1262 | 0 | 1424 | 0 | 0 | 0 | 0 | 0 | 0 | 0 | 0 | 0 | 0 | 0
MISO_MI_2_PJM_ROR | MISO_MI | PJM_ROR | 2045 | B11 | 25 | 0 | 1424 | 0 | 0 | 0 | 0 | 0 | 0 | 0 | 0 | 0 | 0 | 0
MISO_MI_2_PJM_ROR | MISO_MI | PJM_ROR | 2045 | B12 | 200 | 0 | 1424 | 0 | 0 | 0 | 0 | 0 | 0 | 0 | 0 | 0 | 0 | 0
MISO_MI_2_PJM_ROR | MISO_MI | PJM_ROR | 2045 | B13 | 600 | 0 | 1424 | 0 | 0 | 0 | 0 | 0 | 0 | 0 | 0 | 0 | 0 | 0
MISO_MI_2_PJM_ROR | MISO_MI | PJM_ROR | 2045 | B14 | 900 | 0 | 1424 | 0 | 0 | 0 | 0 | 0 | 0 | 0 | 0 | 0 | 0 | 0
MISO_MI_2_PJM_ROR | MISO_MI | PJM_ROR | 2045 | B15 | 1203 | 0 | 1424 | 0 | 0 | 0 | 0 | 0 | 0 | 0 | 0 | 0 | 0 | 0
MISO_MI_2_PJM_ROR | MISO_MI | PJM_ROR | 2045 | B16 | 25 | 0 | 1424 | 0 | 0 | 1424 | 0 | 4086.62 | 0 | 0 | 0.70033 | 0 | 0 | 0
MISO_MI_2_PJM_ROR | MISO_MI | PJM_ROR | 2045 | B17 | 100 | 0 | 1424 | 0 | 0 | 1424 | 0 | 0 | 0 | 0 | 0.56976 | 0 | 0 | 0
MISO_MI_2_PJM_ROR | MISO_MI | PJM_ROR | 2045 | B18 | 400 | 0 | 1424 | 0 | 0 | 0 | 0 | 0 | 0 | 0 | 0 | 0 | 0 | 0
MISO_MI_2_PJM_ROR | MISO_MI | PJM_ROR | 2045 | B19 | 700 | 0 | 1424 | 0 | 0 | 9.64 | 0 | 0 | 0 | 0 | 0 | 0 | 0 | 0
MISO_MI_2_PJM_ROR | MISO_MI | PJM_ROR | 2045 | B20 | 935 | 0 | 1424 | 167.97 | 0 | 1424 | 0 | 2204.54 | 0 | 0 | 0.70033 | 0 | 0 | 0
MISO_MI_2_PJM_ROR | MISO_MI | PJM_ROR | 2050 | B1 | 10 | 0 | 1424 | 0 | 0 | 1424 | 0 | 2620.68 | 0 | 0 | 0.01187 | 0 | 0 | 0
MISO_MI_2_PJM_ROR | MISO_MI | PJM_ROR | 2050 | B2 | 25 | 0 | 1424 | 0 | 0 | 0 | 0 | 0 | 0 | 0 | 0 | 0 | 0 | 0
MISO_MI_2_PJM_ROR | MISO_MI | PJM_ROR | 2050 | B3 | 75 | 0 | 1424 | 0 | 0 | 0 | 0 | 0 | 0 | 0 | 0 | 0 | 0 | 0
MISO_MI_2_PJM_ROR | MISO_MI | PJM_ROR | 2050 | B4 | 100 | 0 | 1424 | 0 | 0 | 0 | 0 | 0 | 0 | 0 | 0 | 0 | 0 | 0
MISO_MI_2_PJM_ROR | MISO_MI | PJM_ROR | 2050 | B5 | 200 | 0 | 1424 | 0 | 0 | 0 | 0 | 0 | 0 | 0 | 0 | 0 | 0 | 0
MISO_MI_2_PJM_ROR | MISO_MI | PJM_ROR | 2050 | B6 | 300 | 0 | 1424 | 0 | 0 | 0 | 0 | 0 | 0 | 0 | 0 | 0 | 0 | 0
MISO_MI_2_PJM_ROR | MISO_MI | PJM_ROR | 2050 | B7 | 400 | 0 | 1424 | 0 | 0 | 0 | 0 | 0 | 0 | 0 | 0 | 0 | 0 | 0
MISO_MI_2_PJM_ROR | MISO_MI | PJM_ROR | 2050 | B8 | 500 | 0 | 1424 | 0 | 0 | 0 | 0 | 0 | 0 | 0 | 0 | 0 | 0 | 0
MISO_MI_2_PJM_ROR | MISO_MI | PJM_ROR | 2050 | B9 | 800 | 0 | 1424 | 0 | 0 | 0 | 0 | 0 | 0 | 0 | 0 | 0 | 0 | 0
MISO_MI_2_PJM_ROR | MISO_MI | PJM_ROR | 2050 | B10 | 1262 | 0 | 1424 | 0 | 0 | 0 | 0 | 0 | 0 | 0 | 0 | 0 | 0 | 0
MISO_MI_2_PJM_ROR | MISO_MI | PJM_ROR | 2050 | B11 | 25 | 0 | 1424 | 0 | 0 | 0 | 0 | 0 | 0 | 0 | 0 | 0 | 0 | 0
MISO_MI_2_PJM_ROR | MISO_MI | PJM_ROR | 2050 | B12 | 200 | 0 | 1424 | 0 | 0 | 0 | 0 | 0 | 0 | 0 | 0 | 0 | 0 | 0
MISO_MI_2_PJM_ROR | MISO_MI | PJM_ROR | 2050 | B13 | 600 | 0 | 1424 | 0 | 0 | 0 | 0 | 0 | 0 | 0 | 0 | 0 | 0 | 0
MISO_MI_2_PJM_ROR | MISO_MI | PJM_ROR | 2050 | B14 | 900 | 0 | 1424 | 0 | 0 | 0 | 0 | 0 | 0 | 0 | 0 | 0 | 0 | 0
MISO_MI_2_PJM_ROR | MISO_MI | PJM_ROR | 2050 | B15 | 1203 | 0 | 1424 | 0 | 0 | 0 | 0 | 0 | 0 | 0 | 0 | 0 | 0 | 0
MISO_MI_2_PJM_ROR | MISO_MI | PJM_ROR | 2050 | B16 | 25 | 0 | 1424 | 441.84 | 0 | 1424 | 0 | 1409.14 | 0 | 0 | 0.01187 | 0 | 0 | 0
MISO_MI_2_PJM_ROR | MISO_MI | PJM_ROR | 2050 | B17 | 100 | 0 | 1424 | 0 | 0 | 0 | 0 | 0 | 0 | 0 | 0 | 0 | 0 | 0
MISO_MI_2_PJM_ROR | MISO_MI | PJM_ROR | 2050 | B18 | 400 | 0 | 1424 | 0 | 0 | 0 | 0 | 0 | 0 | 0 | 0 | 0 | 0 | 0
MISO_MI_2_PJM_ROR | MISO_MI | PJM_ROR | 2050 | B19 | 700 | 0 | 1424 | 0 | 0 | 0 | 0 | 0 | 0 | 0 | 0 | 0 | 0 | 0
MISO_MI_2_PJM_ROR | MISO_MI | PJM_ROR | 2050 | B20 | 935 | 0 | 1424 | 0 | 0 | 1424 | 0 | 741.79 | 0 | 0 | 0.01187 | 0 | 0 | 0
MISO_MO-IL_2_ENT | MISO_MO-IL | ENT | 2015 | B1 | 10 | 0 | 2540 | 0 | 0 | 0 | 0 | 0 | 0 | 0 | 0 | 0 | 0 | 0
MISO_MO-IL_2_ENT | MISO_MO-IL | ENT | 2015 | B2 | 25 | 0 | 2540 | 0 | 0 | 0 | 0 | 0 | 0 | 0 | 0 | 0 | 0 | 0
MISO_MO-IL_2_ENT | MISO_MO-IL | ENT | 2015 | B3 | 75 | 0 | 2540 | 0 | 0 | 0 | 0 | 0 | 0 | 0 | 0 | 0 | 0 | 0
MISO_MO-IL_2_ENT | MISO_MO-IL | ENT | 2015 | B4 | 100 | 0 | 2540 | 0 | 0 | 0 | 0 | 0 | 0 | 0 | 0 | 0 | 0 | 0
MISO_MO-IL_2_ENT | MISO_MO-IL | ENT | 2015 | B5 | 200 | 0 | 2540 | 0 | 0 | 0 | 0 | 0 | 0 | 0 | 0 | 0 | 0 | 0
MISO_MO-IL_2_ENT | MISO_MO-IL | ENT | 2015 | B6 | 300 | 0 | 2540 | 0 | 0 | 0 | 0 | 0 | 0 | 0 | 0 | 0 | 0 | 0
MISO_MO-IL_2_ENT | MISO_MO-IL | ENT | 2015 | B7 | 400 | 0 | 2540 | 0 | 0 | 0 | 0 | 0 | 0 | 0 | 0 | 0 | 0 | 0
MISO_MO-IL_2_ENT | MISO_MO-IL | ENT | 2015 | B8 | 500 | 0 | 2540 | 0 | 0 | 0 | 0 | 0 | 0 | 0 | 0 | 0 | 0 | 0
MISO_MO-IL_2_ENT | MISO_MO-IL | ENT | 2015 | B9 | 800 | 0 | 2540 | 0 | 0 | 0 | 0 | 0 | 0 | 0 | 0 | 0 | 0 | 0
MISO_MO-IL_2_ENT | MISO_MO-IL | ENT | 2015 | B10 | 1262 | 0 | 2540 | 0 | 0 | 0 | 0 | 0 | 0 | 0 | 0 | 0 | 0 | 0
MISO_MO-IL_2_ENT | MISO_MO-IL | ENT | 2015 | B11 | 25 | 0 | 2540 | 0 | 0 | 835.49 | 0 | 0 | 0 | 0 | 0 | 0 | 0 | 0
MISO_MO-IL_2_ENT | MISO_MO-IL | ENT | 2015 | B12 | 200 | 0 | 2540 | 0 | 0 | 0 | 0 | 0 | 0 | 0 | 0 | 0 | 0 | 0
MISO_MO-IL_2_ENT | MISO_MO-IL | ENT | 2015 | B13 | 600 | 0 | 2540 | 0 | 0 | 0 | 0 | 0 | 0 | 0 | 0 | 0 | 0 | 0
MISO_MO-IL_2_ENT | MISO_MO-IL | ENT | 2015 | B14 | 900 | 0 | 2540 | 0 | 0 | 0 | 0 | 0 | 0 | 0 | 0 | 0 | 0 | 0
MISO_MO-IL_2_ENT | MISO_MO-IL | ENT | 2015 | B15 | 1203 | 0 | 2540 | 0 | 0 | 0 | 0 | 0 | 0 | 0 | 0 | 0 | 0 | 0
MISO_MO-IL_2_ENT | MISO_MO-IL | ENT | 2015 | B16 | 25 | 0 | 2540 | 0 | 0 | 0 | 0 | 0 | 0 | 0 | 0 | 0 | 0 | 0
MISO_MO-IL_2_ENT | MISO_MO-IL | ENT | 2015 | B17 | 100 | 0 | 2540 | 0 | 0 | 0 | 0 | 0 | 0 | 0 | 0 | 0 | 0 | 0
MISO_MO-IL_2_ENT | MISO_MO-IL | ENT | 2015 | B18 | 400 | 0 | 2540 | 0 | 0 | 0 | 0 | 0 | 0 | 0 | 0 | 0 | 0 | 0
MISO_MO-IL_2_ENT | MISO_MO-IL | ENT | 2015 | B19 | 700 | 0 | 2540 | 0 | 0 | 0 | 0 | 0 | 0 | 0 | 0 | 0 | 0 | 0
MISO_MO-IL_2_ENT | MISO_MO-IL | ENT | 2015 | B20 | 935 | 0 | 2540 | 0 | 0 | 0 | 0 | 0 | 0 | 0 | 0 | 0 | 0 | 0
MISO_MO-IL_2_ENT | MISO_MO-IL | ENT | 2020 | B1 | 10 | 0 | 2540 | 0 | 0 | 0 | 0 | 0 | 0 | 0 | 0 | 0 | 0 | 0
MISO_MO-IL_2_ENT | MISO_MO-IL | ENT | 2020 | B2 | 25 | 0 | 2540 | 0 | 0 | 0 | 0 | 0 | 0 | 0 | 0 | 0 | 0 | 0
MISO_MO-IL_2_ENT | MISO_MO-IL | ENT | 2020 | B3 | 75 | 0 | 2540 | 0 | 0 | 0 | 0 | 0 | 0 | 0 | 0 | 0 | 0 | 0
MISO_MO-IL_2_ENT | MISO_MO-IL | ENT | 2020 | B4 | 100 | 0 | 2540 | 0 | 0 | 0 | 0 | 0 | 0 | 0 | 0 | 0 | 0 | 0
MISO_MO-IL_2_ENT | MISO_MO-IL | ENT | 2020 | B5 | 200 | 0 | 2540 | 0 | 0 | 0 | 0 | 0 | 0 | 0 | 0 | 0 | 0 | 0
MISO_MO-IL_2_ENT | MISO_MO-IL | ENT | 2020 | B6 | 300 | 0 | 2540 | 0 | 0 | 0 | 0 | 0 | 0 | 0 | 0 | 0 | 0 | 0
MISO_MO-IL_2_ENT | MISO_MO-IL | ENT | 2020 | B7 | 400 | 0 | 2540 | 0 | 0 | 0 | 0 | 0 | 0 | 0 | 0 | 0 | 0 | 0
MISO_MO-IL_2_ENT | MISO_MO-IL | ENT | 2020 | B8 | 500 | 0 | 2540 | 0 | 0 | 0 | 0 | 0 | 0 | 0 | 0 | 0 | 0 | 0
MISO_MO-IL_2_ENT | MISO_MO-IL | ENT | 2020 | B9 | 800 | 0 | 2540 | 0 | 0 | 0 | 0 | 0 | 0 | 0 | 0 | 0 | 0 | 0
MISO_MO-IL_2_ENT | MISO_MO-IL | ENT | 2020 | B10 | 1262 | 0 | 2540 | 0 | 0 | 0 | 0 | 0 | 0 | 0 | 0 | 0 | 0 | 0
MISO_MO-IL_2_ENT | MISO_MO-IL | ENT | 2020 | B11 | 25 | 0 | 2540 | 0 | 0 | 0 | 0 | 0 | 0 | 0 | 0 | 0 | 0 | 0
MISO_MO-IL_2_ENT | MISO_MO-IL | ENT | 2020 | B12 | 200 | 0 | 2540 | 0 | 0 | 0 | 0 | 0 | 0 | 0 | 0 | 0 | 0 | 0
MISO_MO-IL_2_ENT | MISO_MO-IL | ENT | 2020 | B13 | 600 | 0 | 2540 | 0 | 0 | 0 | 0 | 0 | 0 | 0 | 0 | 0 | 0 | 0
MISO_MO-IL_2_ENT | MISO_MO-IL | ENT | 2020 | B14 | 900 | 0 | 2540 | 0 | 0 | 0 | 0 | 0 | 0 | 0 | 0 | 0 | 0 | 0
MISO_MO-IL_2_ENT | MISO_MO-IL | ENT | 2020 | B15 | 1203 | 0 | 2540 | 0 | 0 | 0 | 0 | 0 | 0 | 0 | 0 | 0 | 0 | 0
MISO_MO-IL_2_ENT | MISO_MO-IL | ENT | 2020 | B16 | 25 | 0 | 2540 | 0 | 0 | 0 | 0 | 0 | 0 | 0 | 0 | 0 | 0 | 0
MISO_MO-IL_2_ENT | MISO_MO-IL | ENT | 2020 | B17 | 100 | 0 | 2540 | 0 | 0 | 0 | 0 | 0 | 0 | 0 | 0 | 0 | 0 | 0
MISO_MO-IL_2_ENT | MISO_MO-IL | ENT | 2020 | B18 | 400 | 0 | 2540 | 0 | 0 | 0 | 0 | 0 | 0 | 0 | 0 | 0 | 0 | 0
MISO_MO-IL_2_ENT | MISO_MO-IL | ENT | 2020 | B19 | 700 | 0 | 2540 | 0 | 0 | 0 | 0 | 0 | 0 | 0 | 0 | 0 | 0 | 0
MISO_MO-IL_2_ENT | MISO_MO-IL | ENT | 2020 | B20 | 935 | 0 | 2540 | 0 | 0 | 0 | 0 | 0 | 0 | 0 | 0 | 0 | 0 | 0
MISO_MO-IL_2_ENT | MISO_MO-IL | ENT | 2025 | B1 | 10 | 0 | 2540 | 0 | 0 | 0 | 0 | 0 | 0 | 0 | 0 | 0 | 0 | 0
MISO_MO-IL_2_ENT | MISO_MO-IL | ENT | 2025 | B2 | 25 | 0 | 2540 | 0 | 0 | 0 | 0 | 0 | 0 | 0 | 0 | 0 | 0 | 0
MISO_MO-IL_2_ENT | MISO_MO-IL | ENT | 2025 | B3 | 75 | 0 | 2540 | 0 | 0 | 0 | 0 | 0 | 0 | 0 | 0 | 0 | 0 | 0
MISO_MO-IL_2_ENT | MISO_MO-IL | ENT | 2025 | B4 | 100 | 0 | 2540 | 0 | 0 | 281.56 | 0 | 0 | 0 | 0 | 0 | 0 | 0 | 0
MISO_MO-IL_2_ENT | MISO_MO-IL | ENT | 2025 | B5 | 200 | 0 | 2540 | 0 | 0 | 0 | 0 | 0 | 0 | 0 | 0 | 0 | 0 | 0
MISO_MO-IL_2_ENT | MISO_MO-IL | ENT | 2025 | B6 | 300 | 0 | 2540 | 372.64 | 0 | 728.88 | 0 | 0 | 0 | 0 | 0 | 0 | 0 | 0
MISO_MO-IL_2_ENT | MISO_MO-IL | ENT | 2025 | B7 | 400 | 0 | 2540 | 1549.42 | 0 | 0 | 0 | 0 | 0 | 0 | 0 | 0 | 0 | 0
MISO_MO-IL_2_ENT | MISO_MO-IL | ENT | 2025 | B8 | 500 | 0 | 2540 | 0 | 0 | 0 | 0 | 0 | 0 | 0 | 0 | 0 | 0 | 0
MISO_MO-IL_2_ENT | MISO_MO-IL | ENT | 2025 | B9 | 800 | 0 | 2540 | 0 | 0 | 0 | 0 | 0 | 0 | 0 | 0 | 0 | 0 | 0
MISO_MO-IL_2_ENT | MISO_MO-IL | ENT | 2025 | B10 | 1262 | 0 | 2540 | 0 | 0 | 0 | 0 | 0 | 0 | 0 | 0 | 0 | 0 | 0
MISO_MO-IL_2_ENT | MISO_MO-IL | ENT | 2025 | B11 | 25 | 0 | 2540 | 0 | 0 | 0 | 0 | 0 | 0 | 0 | 0 | 0 | 0 | 0
MISO_MO-IL_2_ENT | MISO_MO-IL | ENT | 2025 | B12 | 200 | 0 | 2540 | 0 | 0 | 0 | 0 | 0 | 0 | 0 | 0 | 0 | 0 | 0
MISO_MO-IL_2_ENT | MISO_MO-IL | ENT | 2025 | B13 | 600 | 0 | 2540 | 0 | 0 | 0 | 0 | 0 | 0 | 0 | 0 | 0 | 0 | 0
MISO_MO-IL_2_ENT | MISO_MO-IL | ENT | 2025 | B14 | 900 | 0 | 2540 | 0 | 0 | 0 | 0 | 0 | 0 | 0 | 0 | 0 | 0 | 0
MISO_MO-IL_2_ENT | MISO_MO-IL | ENT | 2025 | B15 | 1203 | 0 | 2540 | 0 | 0 | 0 | 0 | 0 | 0 | 0 | 0 | 0 | 0 | 0
MISO_MO-IL_2_ENT | MISO_MO-IL | ENT | 2025 | B16 | 25 | 0 | 2540 | 0 | 0 | 0 | 0 | 0 | 0 | 0 | 0 | 0 | 0 | 0
MISO_MO-IL_2_ENT | MISO_MO-IL | ENT | 2025 | B17 | 100 | 0 | 2540 | 0 | 0 | 0 | 0 | 0 | 0 | 0 | 0 | 0 | 0 | 0
MISO_MO-IL_2_ENT | MISO_MO-IL | ENT | 2025 | B18 | 400 | 0 | 2540 | 0 | 0 | 0 | 0 | 0 | 0 | 0 | 0 | 0 | 0 | 0
MISO_MO-IL_2_ENT | MISO_MO-IL | ENT | 2025 | B19 | 700 | 0 | 2540 | 0 | 0 | 0 | 0 | 0 | 0 | 0 | 0 | 0 | 0 | 0
MISO_MO-IL_2_ENT | MISO_MO-IL | ENT | 2025 | B20 | 935 | 0 | 2540 | 2236.4 | 0 | 0 | 0 | 0 | 0 | 0 | 0 | 0 | 0 | 0
MISO_MO-IL_2_ENT | MISO_MO-IL | ENT | 2030 | B1 | 10 | 0 | 2540 | 0 | 0 | 0 | 0 | 0 | 0 | 0 | 0 | 0 | 0 | 0.51635
MISO_MO-IL_2_ENT | MISO_MO-IL | ENT | 2030 | B2 | 25 | 0 | 2540 | 0 | 0 | 0 | 0 | 0 | 0 | 0 | 0 | 0 | 0 | 0.51635
MISO_MO-IL_2_ENT | MISO_MO-IL | ENT | 2030 | B3 | 75 | 0 | 2540 | 0 | 0 | 0 | 0 | 0 | 0 | 0 | 0 | 0 | 0 | 0.51635
MISO_MO-IL_2_ENT | MISO_MO-IL | ENT | 2030 | B4 | 100 | 0 | 2540 | 0 | 0 | 232.47 | 0 | 0 | 0 | 0 | 0 | 0 | 0 | 0.51635
MISO_MO-IL_2_ENT | MISO_MO-IL | ENT | 2030 | B5 | 200 | 0 | 2540 | 0 | 0 | 0 | 0 | 0 | 0 | 0 | 0 | 0 | 0 | 0.51635
MISO_MO-IL_2_ENT | MISO_MO-IL | ENT | 2030 | B6 | 300 | 0 | 2540 | 340.59 | 0 | 565.99 | 0 | 0 | 0 | 0 | 0 | 0 | 0 | 0.51635
MISO_MO-IL_2_ENT | MISO_MO-IL | ENT | 2030 | B7 | 400 | 0 | 2540 | 0 | 0 | 0 | 0 | 0 | 0 | 0 | 0 | 0 | 0 | 0.51635
MISO_MO-IL_2_ENT | MISO_MO-IL | ENT | 2030 | B8 | 500 | 0 | 2540 | 0 | 0 | 0 | 0 | 0 | 0 | 0 | 0 | 0 | 0 | 0.51635
MISO_MO-IL_2_ENT | MISO_MO-IL | ENT | 2030 | B9 | 800 | 0 | 2540 | 0 | 0 | 0 | 0 | 0 | 0 | 0 | 0 | 0 | 0 | 0.51635
MISO_MO-IL_2_ENT | MISO_MO-IL | ENT | 2030 | B10 | 1262 | 0 | 2540 | 0 | 0 | 0 | 0 | 0 | 0 | 0 | 0 | 0 | 0 | 0.51635
MISO_MO-IL_2_ENT | MISO_MO-IL | ENT | 2030 | B11 | 25 | 0 | 2540 | 0 | 0 | 2209.74 | 0 | 0 | 0 | 0 | 0 | 0 | 0 | 0.51635
MISO_MO-IL_2_ENT | MISO_MO-IL | ENT | 2030 | B12 | 200 | 0 | 2540 | 0 | 0 | 0 | 0 | 0 | 0 | 0 | 0 | 0 | 0 | 0.51635
MISO_MO-IL_2_ENT | MISO_MO-IL | ENT | 2030 | B13 | 600 | 0 | 2540 | 0 | 0 | 0 | 0 | 0 | 0 | 0 | 0 | 0 | 0 | 0.51635
MISO_MO-IL_2_ENT | MISO_MO-IL | ENT | 2030 | B14 | 900 | 0 | 2540 | 0 | 0 | 0 | 0 | 0 | 0 | 0 | 0 | 0 | 0 | 0.51635
MISO_MO-IL_2_ENT | MISO_MO-IL | ENT | 2030 | B15 | 1203 | 0 | 2540 | 0 | 0 | 0 | 0 | 0 | 0 | 0 | 0 | 0 | 0 | 0.51635
MISO_MO-IL_2_ENT | MISO_MO-IL | ENT | 2030 | B16 | 25 | 0 | 2540 | 0 | 0 | 0 | 0 | 0 | 0 | 0 | 0 | 0 | 0 | 0.51635
MISO_MO-IL_2_ENT | MISO_MO-IL | ENT | 2030 | B17 | 100 | 0 | 2540 | 0 | 0 | 0 | 0 | 0 | 0 | 0 | 0 | 0 | 0 | 0.51635
MISO_MO-IL_2_ENT | MISO_MO-IL | ENT | 2030 | B18 | 400 | 0 | 2540 | 0 | 0 | 0 | 0 | 0 | 0 | 0 | 0 | 0 | 0 | 0.51635
MISO_MO-IL_2_ENT | MISO_MO-IL | ENT | 2030 | B19 | 700 | 0 | 2540 | 0 | 0 | 0 | 0 | 0 | 0 | 0 | 0 | 0 | 0 | 0.51635
MISO_MO-IL_2_ENT | MISO_MO-IL | ENT | 2030 | B20 | 935 | 0 | 2540 | 2540 | 0 | 2540 | 0 | 1370.09 | 2.0654 | 0 | 0.51041 | 2.0654 | 0 | 0.51635
MISO_MO-IL_2_ENT | MISO_MO-IL | ENT | 2035 | B1 | 10 | 0 | 2540 | 0 | 0 | 0 | 0 | 0 | 0 | 0 | 0 | 0 | 0 | 0.12167
MISO_MO-IL_2_ENT | MISO_MO-IL | ENT | 2035 | B2 | 25 | 0 | 2540 | 0 | 0 | 0 | 0 | 0 | 0 | 0 | 0 | 0 | 0 | 0.12167
MISO_MO-IL_2_ENT | MISO_MO-IL | ENT | 2035 | B3 | 75 | 0 | 2540 | 0 | 0 | 0 | 0 | 0 | 0 | 0 | 0 | 0 | 0 | 0.12167
MISO_MO-IL_2_ENT | MISO_MO-IL | ENT | 2035 | B4 | 100 | 0 | 2540 | 0 | 0 | 0 | 0 | 0 | 0 | 0 | 0 | 0 | 0 | 0.12167
MISO_MO-IL_2_ENT | MISO_MO-IL | ENT | 2035 | B5 | 200 | 0 | 2540 | 0 | 0 | 0 | 0 | 0 | 0 | 0 | 0 | 0 | 0 | 0.12167
MISO_MO-IL_2_ENT | MISO_MO-IL | ENT | 2035 | B6 | 300 | 0 | 2540 | 600.59 | 0 | 557.23 | 0 | 0 | 0 | 0 | 0 | 0 | 0 | 0.12167
MISO_MO-IL_2_ENT | MISO_MO-IL | ENT | 2035 | B7 | 400 | 0 | 2540 | 0 | 0 | 0 | 0 | 0 | 0 | 0 | 0 | 0 | 0 | 0.12167
MISO_MO-IL_2_ENT | MISO_MO-IL | ENT | 2035 | B8 | 500 | 0 | 2540 | 0 | 0 | 0 | 0 | 0 | 0 | 0 | 0 | 0 | 0 | 0.12167
MISO_MO-IL_2_ENT | MISO_MO-IL | ENT | 2035 | B9 | 800 | 0 | 2540 | 922.92 | 0 | 0 | 0 | 0 | 0 | 0 | 0 | 0 | 0 | 0.12167
MISO_MO-IL_2_ENT | MISO_MO-IL | ENT | 2035 | B10 | 1262 | 0 | 2540 | 2540 | 0 | 2540 | 0 | 0 | 0.48667 | 0 | 0.02374 | 0.48667 | 0 | 0.12167
MISO_MO-IL_2_ENT | MISO_MO-IL | ENT | 2035 | B11 | 25 | 0 | 2540 | 0 | 0 | 1412.64 | 0 | 0 | 0 | 0 | 0 | 0 | 0 | 0.12167
MISO_MO-IL_2_ENT | MISO_MO-IL | ENT | 2035 | B12 | 200 | 0 | 2540 | 0 | 0 | 0 | 0 | 0 | 0 | 0 | 0 | 0 | 0 | 0.12167
MISO_MO-IL_2_ENT | MISO_MO-IL | ENT | 2035 | B13 | 600 | 0 | 2540 | 0 | 0 | 0 | 0 | 0 | 0 | 0 | 0 | 0 | 0 | 0.12167
MISO_MO-IL_2_ENT | MISO_MO-IL | ENT | 2035 | B14 | 900 | 0 | 2540 | 0 | 0 | 0 | 0 | 0 | 0 | 0 | 0 | 0 | 0 | 0.12167
MISO_MO-IL_2_ENT | MISO_MO-IL | ENT | 2035 | B15 | 1203 | 0 | 2540 | 0 | 0 | 0 | 0 | 0 | 0 | 0 | 0 | 0 | 0 | 0.12167
MISO_MO-IL_2_ENT | MISO_MO-IL | ENT | 2035 | B16 | 25 | 0 | 2540 | 0 | 0 | 0 | 0 | 0 | 0 | 0 | 0 | 0 | 0 | 0.12167
MISO_MO-IL_2_ENT | MISO_MO-IL | ENT | 2035 | B17 | 100 | 0 | 2540 | 0 | 0 | 0 | 0 | 0 | 0 | 0 | 0 | 0 | 0 | 0.12167
MISO_MO-IL_2_ENT | MISO_MO-IL | ENT | 2035 | B18 | 400 | 0 | 2540 | 0 | 0 | 0 | 0 | 0 | 0 | 0 | 0 | 0 | 0 | 0.12167
MISO_MO-IL_2_ENT | MISO_MO-IL | ENT | 2035 | B19 | 700 | 0 | 2540 | 0 | 0 | 0 | 0 | 0 | 0 | 0 | 0 | 0 | 0 | 0.12167
MISO_MO-IL_2_ENT | MISO_MO-IL | ENT | 2035 | B20 | 935 | 0 | 2540 | 1759.22 | 0 | 1778.16 | 0 | 0 | 0 | 0 | 0 | 0 | 0 | 0.12167
MISO_MO-IL_2_ENT | MISO_MO-IL | ENT | 2040 | B1 | 10 | 0 | 2540 | 0 | 0 | 0 | 0 | 0 | 0 | 0 | 0 | 0 | 0 | 0.67551
MISO_MO-IL_2_ENT | MISO_MO-IL | ENT | 2040 | B2 | 25 | 0 | 2540 | 0 | 0 | 0 | 0 | 0 | 0 | 0 | 0 | 0 | 0 | 0.67551
MISO_MO-IL_2_ENT | MISO_MO-IL | ENT | 2040 | B3 | 75 | 0 | 2540 | 0 | 0 | 0 | 0 | 0 | 0 | 0 | 0 | 0 | 0 | 0.67551
MISO_MO-IL_2_ENT | MISO_MO-IL | ENT | 2040 | B4 | 100 | 0 | 2540 | 0 | 0 | 0 | 0 | 0 | 0 | 0 | 0 | 0 | 0 | 0.67551
MISO_MO-IL_2_ENT | MISO_MO-IL | ENT | 2040 | B5 | 200 | 0 | 2540 | 0 | 0 | 0 | 0 | 0 | 0 | 0 | 0 | 0 | 0 | 0.67551
MISO_MO-IL_2_ENT | MISO_MO-IL | ENT | 2040 | B6 | 300 | 0 | 2540 | 0 | 0 | 129.88 | 0 | 0 | 0 | 0 | 0 | 0 | 0 | 0.67551
MISO_MO-IL_2_ENT | MISO_MO-IL | ENT | 2040 | B7 | 400 | 0 | 2540 | 0 | 0 | 0 | 0 | 0 | 0 | 0 | 0 | 0 | 0 | 0.67551
MISO_MO-IL_2_ENT | MISO_MO-IL | ENT | 2040 | B8 | 500 | 0 | 2540 | 0 | 0 | 0 | 0 | 0 | 0 | 0 | 0 | 0 | 0 | 0.67551
MISO_MO-IL_2_ENT | MISO_MO-IL | ENT | 2040 | B9 | 800 | 0 | 2540 | 1058.95 | 0 | 1077.86 | 0 | 0 | 0 | 0 | 0 | 0 | 0 | 0.67551
MISO_MO-IL_2_ENT | MISO_MO-IL | ENT | 2040 | B10 | 1262 | 0 | 2540 | 2540 | 0 | 1444.9 | 0 | 0 | 3.7984 | 0 | 0 | 1.4099 | 0 | 0.67551
MISO_MO-IL_2_ENT | MISO_MO-IL | ENT | 2040 | B11 | 25 | 0 | 2540 | 0 | 0 | 1983.63 | 0 | 0 | 0 | 0 | 0 | 0 | 0 | 0.67551
MISO_MO-IL_2_ENT | MISO_MO-IL | ENT | 2040 | B12 | 200 | 0 | 2540 | 0 | 0 | 0 | 0 | 0 | 0 | 0 | 0 | 0 | 0 | 0.67551
MISO_MO-IL_2_ENT | MISO_MO-IL | ENT | 2040 | B13 | 600 | 0 | 2540 | 0 | 0 | 0 | 0 | 0 | 0 | 0 | 0 | 0 | 0 | 0.67551
MISO_MO-IL_2_ENT | MISO_MO-IL | ENT | 2040 | B14 | 900 | 0 | 2540 | 0 | 0 | 0 | 0 | 0 | 0 | 0 | 0 | 0 | 0 | 0.67551
MISO_MO-IL_2_ENT | MISO_MO-IL | ENT | 2040 | B15 | 1203 | 0 | 2540 | 2540 | 0 | 2470.83 | 0 | 0 | 1.8161 | 0 | 0 | 0.64258 | 0 | 0.67551
MISO_MO-IL_2_ENT | MISO_MO-IL | ENT | 2040 | B16 | 25 | 0 | 2540 | 0 | 0 | 0 | 0 | 0 | 0 | 0 | 0 | 0 | 0 | 0.67551
MISO_MO-IL_2_ENT | MISO_MO-IL | ENT | 2040 | B17 | 100 | 0 | 2540 | 0 | 0 | 0 | 0 | 0 | 0 | 0 | 0 | 0 | 0 | 0.67551
MISO_MO-IL_2_ENT | MISO_MO-IL | ENT | 2040 | B18 | 400 | 0 | 2540 | 0 | 0 | 0 | 0 | 0 | 0 | 0 | 0 | 0 | 0 | 0.67551
MISO_MO-IL_2_ENT | MISO_MO-IL | ENT | 2040 | B19 | 700 | 0 | 2540 | 0 | 0 | 0 | 0 | 0 | 0 | 0 | 0 | 0 | 0 | 0.67551
MISO_MO-IL_2_ENT | MISO_MO-IL | ENT | 2040 | B20 | 935 | 0 | 2540 | 2540 | 0 | 2112.6 | 0 | 0 | 2.3621 | 0 | 0 | 0.64959 | 0 | 0.67551
MISO_MO-IL_2_ENT | MISO_MO-IL | ENT | 2045 | B1 | 10 | 0 | 2540 | 0 | 0 | 0 | 0 | 0 | 0 | 0 | 0 | 0 | 0 | 0.20057
MISO_MO-IL_2_ENT | MISO_MO-IL | ENT | 2045 | B2 | 25 | 0 | 2540 | 0 | 0 | 0 | 0 | 0 | 0 | 0 | 0 | 0 | 0 | 0.20057
MISO_MO-IL_2_ENT | MISO_MO-IL | ENT | 2045 | B3 | 75 | 0 | 2540 | 0 | 0 | 0 | 0 | 0 | 0 | 0 | 0 | 0 | 0 | 0.20057
MISO_MO-IL_2_ENT | MISO_MO-IL | ENT | 2045 | B4 | 100 | 0 | 2540 | 0 | 0 | 0 | 0 | 0 | 0 | 0 | 0 | 0 | 0 | 0.20057
MISO_MO-IL_2_ENT | MISO_MO-IL | ENT | 2045 | B5 | 200 | 0 | 2540 | 0 | 0 | 0 | 0 | 0 | 0 | 0 | 0 | 0 | 0 | 0.20057
MISO_MO-IL_2_ENT | MISO_MO-IL | ENT | 2045 | B6 | 300 | 0 | 2540 | 0 | 0 | 0 | 0 | 0 | 0 | 0 | 0 | 0 | 0 | 0.20057
MISO_MO-IL_2_ENT | MISO_MO-IL | ENT | 2045 | B7 | 400 | 0 | 2540 | 0 | 0 | 0 | 0 | 0 | 0 | 0 | 0 | 0 | 0 | 0.20057
MISO_MO-IL_2_ENT | MISO_MO-IL | ENT | 2045 | B8 | 500 | 0 | 2540 | 0 | 0 | 0 | 0 | 0 | 0 | 0 | 0 | 0 | 0 | 0.20057
MISO_MO-IL_2_ENT | MISO_MO-IL | ENT | 2045 | B9 | 800 | 0 | 2540 | 2425.12 | 0 | 2540 | 0 | 0 | 0 | 0 | 0.81903 | 0 | 0 | 0.20057
MISO_MO-IL_2_ENT | MISO_MO-IL | ENT | 2045 | B10 | 1262 | 0 | 2540 | 2540 | 0 | 2540 | 0 | 1137.75 | 0.1187 | 0 | 1.2107 | 0.060771 | 0 | 0.20057
MISO_MO-IL_2_ENT | MISO_MO-IL | ENT | 2045 | B11 | 25 | 0 | 2540 | 0 | 0 | 1416.27 | 0 | 0 | 0 | 0 | 0 | 0 | 0 | 0.20057
MISO_MO-IL_2_ENT | MISO_MO-IL | ENT | 2045 | B12 | 200 | 0 | 2540 | 0 | 0 | 0 | 0 | 0 | 0 | 0 | 0 | 0 | 0 | 0.20057
MISO_MO-IL_2_ENT | MISO_MO-IL | ENT | 2045 | B13 | 600 | 0 | 2540 | 0 | 0 | 0 | 0 | 0 | 0 | 0 | 0 | 0 | 0 | 0.20057
MISO_MO-IL_2_ENT | MISO_MO-IL | ENT | 2045 | B14 | 900 | 0 | 2540 | 0 | 0 | 0 | 0 | 0 | 0 | 0 | 0 | 0 | 0 | 0.20057
MISO_MO-IL_2_ENT | MISO_MO-IL | ENT | 2045 | B15 | 1203 | 0 | 2540 | 2540 | 0 | 369.29 | 0 | 0 | 1.5194 | 0 | 0 | 0.7415 | 0 | 0.20057
MISO_MO-IL_2_ENT | MISO_MO-IL | ENT | 2045 | B16 | 25 | 0 | 2540 | 0 | 0 | 0 | 0 | 0 | 0 | 0 | 0 | 0 | 0 | 0.20057
MISO_MO-IL_2_ENT | MISO_MO-IL | ENT | 2045 | B17 | 100 | 0 | 2540 | 0 | 0 | 0 | 0 | 0 | 0 | 0 | 0 | 0 | 0 | 0.20057
MISO_MO-IL_2_ENT | MISO_MO-IL | ENT | 2045 | B18 | 400 | 0 | 2540 | 0 | 0 | 0 | 0 | 0 | 0 | 0 | 0 | 0 | 0 | 0.20057
MISO_MO-IL_2_ENT | MISO_MO-IL | ENT | 2045 | B19 | 700 | 0 | 2540 | 0 | 0 | 0 | 0 | 0 | 0 | 0 | 0 | 0 | 0 | 0.20057
MISO_MO-IL_2_ENT | MISO_MO-IL | ENT | 2045 | B20 | 935 | 0 | 2540 | 2497.11 | 0 | 0 | 0 | 0 | 0 | 0 | 0 | 0 | 0 | 0.20057
MISO_MO-IL_2_ENT | MISO_MO-IL | ENT | 2050 | B1 | 10 | 0 | 2540 | 0 | 0 | 0 | 0 | 0 | 0 | 0 | 0 | 0 | 0 | 0.17211
MISO_MO-IL_2_ENT | MISO_MO-IL | ENT | 2050 | B2 | 25 | 0 | 2540 | 0 | 0 | 0 | 0 | 0 | 0 | 0 | 0 | 0 | 0 | 0.17211
MISO_MO-IL_2_ENT | MISO_MO-IL | ENT | 2050 | B3 | 75 | 0 | 2540 | 0 | 0 | 0 | 0 | 0 | 0 | 0 | 0 | 0 | 0 | 0.17211
MISO_MO-IL_2_ENT | MISO_MO-IL | ENT | 2050 | B4 | 100 | 0 | 2540 | 0 | 0 | 0 | 0 | 0 | 0 | 0 | 0 | 0 | 0 | 0.17211
MISO_MO-IL_2_ENT | MISO_MO-IL | ENT | 2050 | B5 | 200 | 0 | 2540 | 0 | 0 | 0 | 0 | 0 | 0 | 0 | 0 | 0 | 0 | 0.17211
MISO_MO-IL_2_ENT | MISO_MO-IL | ENT | 2050 | B6 | 300 | 0 | 2540 | 0 | 0 | 0 | 0 | 0 | 0 | 0 | 0 | 0 | 0 | 0.17211
MISO_MO-IL_2_ENT | MISO_MO-IL | ENT | 2050 | B7 | 400 | 0 | 2540 | 0 | 0 | 0 | 0 | 0 | 0 | 0 | 0 | 0 | 0 | 0.17211
MISO_MO-IL_2_ENT | MISO_MO-IL | ENT | 2050 | B8 | 500 | 0 | 2540 | 1939.32 | 0 | 0 | 0 | 0 | 0 | 0 | 0 | 0 | 0 | 0.17211
MISO_MO-IL_2_ENT | MISO_MO-IL | ENT | 2050 | B9 | 800 | 0 | 2540 | 2540 | 0 | 2540 | 0 | 0 | 0.68846 | 0 | 0.62911 | 0.68846 | 0 | 0.17211
MISO_MO-IL_2_ENT | MISO_MO-IL | ENT | 2050 | B10 | 1262 | 0 | 2540 | 0 | 0 | 349.26 | 0 | 0 | 0 | 0 | 0 | 0 | 0 | 0.17211
MISO_MO-IL_2_ENT | MISO_MO-IL | ENT | 2050 | B11 | 25 | 0 | 2540 | 0 | 0 | 1959.87 | 0 | 0 | 0 | 0 | 0 | 0 | 0 | 0.17211
MISO_MO-IL_2_ENT | MISO_MO-IL | ENT | 2050 | B12 | 200 | 0 | 2540 | 0 | 0 | 0 | 0 | 0 | 0 | 0 | 0 | 0 | 0 | 0.17211
MISO_MO-IL_2_ENT | MISO_MO-IL | ENT | 2050 | B13 | 600 | 0 | 2540 | 0 | 0 | 0 | 0 | 0 | 0 | 0 | 0 | 0 | 0 | 0.17211
MISO_MO-IL_2_ENT | MISO_MO-IL | ENT | 2050 | B14 | 900 | 0 | 2540 | 0 | 0 | 0 | 0 | 0 | 0 | 0 | 0 | 0 | 0 | 0.17211
MISO_MO-IL_2_ENT | MISO_MO-IL | ENT | 2050 | B15 | 1203 | 0 | 2540 | 1477.62 | 0 | 2290.94 | 0 | 0 | 0 | 0 | 0 | 0 | 0 | 0.17211
MISO_MO-IL_2_ENT | MISO_MO-IL | ENT | 2050 | B16 | 25 | 0 | 2540 | 0 | 0 | 0 | 0 | 0 | 0 | 0 | 0 | 0 | 0 | 0.17211
MISO_MO-IL_2_ENT | MISO_MO-IL | ENT | 2050 | B17 | 100 | 0 | 2540 | 0 | 0 | 0 | 0 | 0 | 0 | 0 | 0 | 0 | 0 | 0.17211
MISO_MO-IL_2_ENT | MISO_MO-IL | ENT | 2050 | B18 | 400 | 0 | 2540 | 0 | 0 | 0 | 0 | 0 | 0 | 0 | 0 | 0 | 0 | 0.17211
MISO_MO-IL_2_ENT | MISO_MO-IL | ENT | 2050 | B19 | 700 | 0 | 2540 | 0 | 0 | 0 | 0 | 0 | 0 | 0 | 0 | 0 | 0 | 0.17211
MISO_MO-IL_2_ENT | MISO_MO-IL | ENT | 2050 | B20 | 935 | 0 | 2540 | 2305.9 | 0 | 0 | 0 | 0 | 0 | 0 | 0 | 0 | 0 | 0.17211
MISO_MO-IL_2_MISO_IN | MISO_MO-IL | MISO_IN | 2015 | B1 | 10 | 0 | 2100 | 836.16 | 0 | 1043.88 | 0 | 0 | 0 | 0 | 0 | 0 | 0 | 0.39728
MISO_MO-IL_2_MISO_IN | MISO_MO-IL | MISO_IN | 2015 | B2 | 25 | 0 | 2100 | 941.98 | 0 | 815.93 | 0 | 0 | 0 | 0 | 0 | 0 | 0 | 0.39728
MISO_MO-IL_2_MISO_IN | MISO_MO-IL | MISO_IN | 2015 | B3 | 75 | 0 | 2100 | 62.15 | 0 | 1214.32 | 0 | 0 | 0 | 0 | 0 | 0 | 0 | 0.39728
MISO_MO-IL_2_MISO_IN | MISO_MO-IL | MISO_IN | 2015 | B4 | 100 | 0 | 2100 | 0 | 0 | 254.4 | 0 | 0 | 0 | 0 | 0 | 0 | 0 | 0.39728
MISO_MO-IL_2_MISO_IN | MISO_MO-IL | MISO_IN | 2015 | B5 | 200 | 0 | 2100 | 0 | 0 | 0 | 0 | 0 | 0 | 0 | 0 | 0 | 0 | 0.39728
MISO_MO-IL_2_MISO_IN | MISO_MO-IL | MISO_IN | 2015 | B6 | 300 | 0 | 2100 | 98.06 | 0 | 438.57 | 0 | 0 | 0 | 0 | 0 | 0 | 0 | 0.39728
MISO_MO-IL_2_MISO_IN | MISO_MO-IL | MISO_IN | 2015 | B7 | 400 | 0 | 2100 | 622.46 | 0 | 652.82 | 0 | 0 | 0 | 0 | 0 | 0 | 0 | 0.39728
MISO_MO-IL_2_MISO_IN | MISO_MO-IL | MISO_IN | 2015 | B8 | 500 | 0 | 2100 | 1092.39 | 0 | 449.5 | 0 | 0 | 0 | 0 | 0 | 0 | 0 | 0.39728
MISO_MO-IL_2_MISO_IN | MISO_MO-IL | MISO_IN | 2015 | B9 | 800 | 0 | 2100 | 1800.62 | 0 | 1683.4 | 0 | 0 | 0 | 0 | 0 | 0 | 0 | 0.39728
MISO_MO-IL_2_MISO_IN | MISO_MO-IL | MISO_IN | 2015 | B10 | 1262 | 0 | 2100 | 2100 | 0 | 2100 | 0 | 790.7 | 2.5758 | 0 | 0.37984 | 0.95607 | 0 | 0.39728
MISO_MO-IL_2_MISO_IN | MISO_MO-IL | MISO_IN | 2015 | B11 | 25 | 0 | 2100 | 0 | 0 | 54.06 | 0 | 0 | 0 | 0 | 0 | 0 | 0 | 0.39728
MISO_MO-IL_2_MISO_IN | MISO_MO-IL | MISO_IN | 2015 | B12 | 200 | 0 | 2100 | 1143.55 | 0 | 1320.47 | 0 | 0 | 0 | 0 | 0 | 0 | 0 | 0.39728
MISO_MO-IL_2_MISO_IN | MISO_MO-IL | MISO_IN | 2015 | B13 | 600 | 0 | 2100 | 770.89 | 0 | 350.18 | 0 | 0 | 0 | 0 | 0 | 0 | 0 | 0.39728
MISO_MO-IL_2_MISO_IN | MISO_MO-IL | MISO_IN | 2015 | B14 | 900 | 0 | 2100 | 569.24 | 0 | 1696.2 | 0 | 0 | 0 | 0 | 0 | 0 | 0 | 0.39728
MISO_MO-IL_2_MISO_IN | MISO_MO-IL | MISO_IN | 2015 | B15 | 1203 | 0 | 2100 | 2100 | 0 | 2048.45 | 0 | 0 | 1.0327 | 0 | 0 | 0.36539 | 0 | 0.39728
MISO_MO-IL_2_MISO_IN | MISO_MO-IL | MISO_IN | 2015 | B16 | 25 | 0 | 2100 | 2069.01 | 0 | 1559.04 | 0 | 0 | 0 | 0 | 0 | 0 | 0 | 0.39728
MISO_MO-IL_2_MISO_IN | MISO_MO-IL | MISO_IN | 2015 | B17 | 100 | 0 | 2100 | 1945.81 | 0 | 1889.56 | 0 | 0 | 0 | 0 | 0 | 0 | 0 | 0.39728
MISO_MO-IL_2_MISO_IN | MISO_MO-IL | MISO_IN | 2015 | B18 | 400 | 0 | 2100 | 951.76 | 0 | 860.95 | 0 | 0 | 0 | 0 | 0 | 0 | 0 | 0.39728
MISO_MO-IL_2_MISO_IN | MISO_MO-IL | MISO_IN | 2015 | B19 | 700 | 0 | 2100 | 1949.96 | 0 | 921.24 | 0 | 0 | 0 | 0 | 0 | 0 | 0 | 0.39728
MISO_MO-IL_2_MISO_IN | MISO_MO-IL | MISO_IN | 2015 | B20 | 935 | 0 | 2100 | 2100 | 0 | 1207.99 | 0 | 0 | 0.97334 | 0 | 0 | 0.26767 | 0 | 0.39728
MISO_MO-IL_2_MISO_IN | MISO_MO-IL | MISO_IN | 2020 | B1 | 10 | 0 | 2100 | 0 | 0 | 0 | 0 | 0 | 0 | 0 | 0 | 0 | 0 | 0.05935
MISO_MO-IL_2_MISO_IN | MISO_MO-IL | MISO_IN | 2020 | B2 | 25 | 0 | 2100 | 1210.88 | 0 | 918.26 | 0 | 0 | 0 | 0 | 0 | 0 | 0 | 0.05935
MISO_MO-IL_2_MISO_IN | MISO_MO-IL | MISO_IN | 2020 | B3 | 75 | 0 | 2100 | 0 | 0 | 0 | 0 | 0 | 0 | 0 | 0 | 0 | 0 | 0.05935
MISO_MO-IL_2_MISO_IN | MISO_MO-IL | MISO_IN | 2020 | B4 | 100 | 0 | 2100 | 0 | 0 | 571.05 | 0 | 0 | 0 | 0 | 0 | 0 | 0 | 0.05935
MISO_MO-IL_2_MISO_IN | MISO_MO-IL | MISO_IN | 2020 | B5 | 200 | 0 | 2100 | 0 | 0 | 325.95 | 0 | 0 | 0 | 0 | 0 | 0 | 0 | 0.05935
MISO_MO-IL_2_MISO_IN | MISO_MO-IL | MISO_IN | 2020 | B6 | 300 | 0 | 2100 | 0 | 0 | 98.2 | 0 | 0 | 0 | 0 | 0 | 0 | 0 | 0.05935
MISO_MO-IL_2_MISO_IN | MISO_MO-IL | MISO_IN | 2020 | B7 | 400 | 0 | 2100 | 0 | 0 | 0 | 0 | 0 | 0 | 0 | 0 | 0 | 0 | 0.05935
MISO_MO-IL_2_MISO_IN | MISO_MO-IL | MISO_IN | 2020 | B8 | 500 | 0 | 2100 | 0 | 0 | 0 | 0 | 0 | 0 | 0 | 0 | 0 | 0 | 0.05935
MISO_MO-IL_2_MISO_IN | MISO_MO-IL | MISO_IN | 2020 | B9 | 800 | 0 | 2100 | 0 | 0 | 0 | 0 | 0 | 0 | 0 | 0 | 0 | 0 | 0.05935
MISO_MO-IL_2_MISO_IN | MISO_MO-IL | MISO_IN | 2020 | B10 | 1262 | 0 | 2100 | 1157.41 | 0 | 254.17 | 0 | 0 | 0 | 0 | 0 | 0 | 0 | 0.05935
MISO_MO-IL_2_MISO_IN | MISO_MO-IL | MISO_IN | 2020 | B11 | 25 | 0 | 2100 | 0 | 0 | 960.95 | 0 | 0 | 0 | 0 | 0 | 0 | 0 | 0.05935
MISO_MO-IL_2_MISO_IN | MISO_MO-IL | MISO_IN | 2020 | B12 | 200 | 0 | 2100 | 1312.88 | 0 | 553.85 | 0 | 0 | 0 | 0 | 0 | 0 | 0 | 0.05935
MISO_MO-IL_2_MISO_IN | MISO_MO-IL | MISO_IN | 2020 | B13 | 600 | 0 | 2100 | 789.04 | 0 | 320.01 | 0 | 0 | 0 | 0 | 0 | 0 | 0 | 0.05935
MISO_MO-IL_2_MISO_IN | MISO_MO-IL | MISO_IN | 2020 | B14 | 900 | 0 | 2100 | 285.3 | 0 | 771.87 | 0 | 0 | 0 | 0 | 0 | 0 | 0 | 0.05935
MISO_MO-IL_2_MISO_IN | MISO_MO-IL | MISO_IN | 2020 | B15 | 1203 | 0 | 2100 | 510.29 | 0 | 0 | 0 | 0 | 0 | 0 | 0 | 0 | 0 | 0.05935
MISO_MO-IL_2_MISO_IN | MISO_MO-IL | MISO_IN | 2020 | B16 | 25 | 0 | 2100 | 2100 | 0 | 998.95 | 0 | 0 | 0.2374 | 0 | 0 | 0.2374 | 0 | 0.05935
MISO_MO-IL_2_MISO_IN | MISO_MO-IL | MISO_IN | 2020 | B17 | 100 | 0 | 2100 | 1210.28 | 0 | 915.12 | 0 | 0 | 0 | 0 | 0 | 0 | 0 | 0.05935
MISO_MO-IL_2_MISO_IN | MISO_MO-IL | MISO_IN | 2020 | B18 | 400 | 0 | 2100 | 289.24 | 0 | 391.39 | 0 | 0 | 0 | 0 | 0 | 0 | 0 | 0.05935
MISO_MO-IL_2_MISO_IN | MISO_MO-IL | MISO_IN | 2020 | B19 | 700 | 0 | 2100 | 61.8 | 0 | 972.86 | 0 | 0 | 0 | 0 | 0 | 0 | 0 | 0.05935
MISO_MO-IL_2_MISO_IN | MISO_MO-IL | MISO_IN | 2020 | B20 | 935 | 0 | 2100 | 0 | 0 | 0 | 0 | 0 | 0 | 0 | 0 | 0 | 0 | 0.05935
MISO_MO-IL_2_MISO_IN | MISO_MO-IL | MISO_IN | 2025 | B1 | 10 | 0 | 2100 | 360.74 | 0 | 0 | 0 | 0 | 0 | 0 | 0 | 0 | 0 | 0.22256
MISO_MO-IL_2_MISO_IN | MISO_MO-IL | MISO_IN | 2025 | B2 | 25 | 0 | 2100 | 609.75 | 0 | 0 | 0 | 0 | 0 | 0 | 0 | 0 | 0 | 0.22256
MISO_MO-IL_2_MISO_IN | MISO_MO-IL | MISO_IN | 2025 | B3 | 75 | 0 | 2100 | 756.78 | 0 | 190.49 | 0 | 0 | 0 | 0 | 0 | 0 | 0 | 0.22256
MISO_MO-IL_2_MISO_IN | MISO_MO-IL | MISO_IN | 2025 | B4 | 100 | 0 | 2100 | 0 | 0 | 1138.09 | 0 | 0 | 0 | 0 | 0 | 0 | 0 | 0.22256
MISO_MO-IL_2_MISO_IN | MISO_MO-IL | MISO_IN | 2025 | B5 | 200 | 0 | 2100 | 187.87 | 0 | 939.33 | 0 | 0 | 0 | 0 | 0 | 0 | 0 | 0.22256
MISO_MO-IL_2_MISO_IN | MISO_MO-IL | MISO_IN | 2025 | B6 | 300 | 0 | 2100 | 0 | 0 | 0 | 0 | 0 | 0 | 0 | 0 | 0 | 0 | 0.22256
MISO_MO-IL_2_MISO_IN | MISO_MO-IL | MISO_IN | 2025 | B7 | 400 | 0 | 2100 | 0 | 0 | 372.87 | 0 | 0 | 0 | 0 | 0 | 0 | 0 | 0.22256
MISO_MO-IL_2_MISO_IN | MISO_MO-IL | MISO_IN | 2025 | B8 | 500 | 0 | 2100 | 108.74 | 0 | 200.87 | 0 | 0 | 0 | 0 | 0 | 0 | 0 | 0.22256
MISO_MO-IL_2_MISO_IN | MISO_MO-IL | MISO_IN | 2025 | B9 | 800 | 0 | 2100 | 2013.56 | 0 | 1743.36 | 0 | 0 | 0 | 0 | 0 | 0 | 0 | 0.22256
MISO_MO-IL_2_MISO_IN | MISO_MO-IL | MISO_IN | 2025 | B10 | 1262 | 0 | 2100 | 1649.67 | 0 | 344.36 | 0 | 0 | 0 | 0 | 0 | 0 | 0 | 0.22256
MISO_MO-IL_2_MISO_IN | MISO_MO-IL | MISO_IN | 2025 | B11 | 25 | 0 | 2100 | 694.6 | 0 | 1476.86 | 0 | 0 | 0 | 0 | 0 | 0 | 0 | 0.22256
MISO_MO-IL_2_MISO_IN | MISO_MO-IL | MISO_IN | 2025 | B12 | 200 | 0 | 2100 | 1180.55 | 0 | 669.37 | 0 | 0 | 0 | 0 | 0 | 0 | 0 | 0.22256
MISO_MO-IL_2_MISO_IN | MISO_MO-IL | MISO_IN | 2025 | B13 | 600 | 0 | 2100 | 374.05 | 0 | 681.68 | 0 | 0 | 0 | 0 | 0 | 0 | 0 | 0.22256
MISO_MO-IL_2_MISO_IN | MISO_MO-IL | MISO_IN | 2025 | B14 | 900 | 0 | 2100 | 109.32 | 0 | 994.69 | 0 | 0 | 0 | 0 | 0 | 0 | 0 | 0.22256
MISO_MO-IL_2_MISO_IN | MISO_MO-IL | MISO_IN | 2025 | B15 | 1203 | 0 | 2100 | 1637.77 | 0 | 617.86 | 0 | 0 | 0 | 0 | 0 | 0 | 0 | 0.22256
MISO_MO-IL_2_MISO_IN | MISO_MO-IL | MISO_IN | 2025 | B16 | 25 | 0 | 2100 | 2100 | 0 | 2100 | 0 | 194.19 | 0.89025 | 0 | 0.21366 | 0.89025 | 0 | 0.22256
MISO_MO-IL_2_MISO_IN | MISO_MO-IL | MISO_IN | 2025 | B17 | 100 | 0 | 2100 | 1796.54 | 0 | 1823.67 | 0 | 0 | 0 | 0 | 0 | 0 | 0 | 0.22256
MISO_MO-IL_2_MISO_IN | MISO_MO-IL | MISO_IN | 2025 | B18 | 400 | 0 | 2100 | 360.7 | 0 | 601.46 | 0 | 0 | 0 | 0 | 0 | 0 | 0 | 0.22256
MISO_MO-IL_2_MISO_IN | MISO_MO-IL | MISO_IN | 2025 | B19 | 700 | 0 | 2100 | 1071.92 | 0 | 170.31 | 0 | 0 | 0 | 0 | 0 | 0 | 0 | 0.22256
MISO_MO-IL_2_MISO_IN | MISO_MO-IL | MISO_IN | 2025 | B20 | 935 | 0 | 2100 | 0 | 0 | 0 | 0 | 0 | 0 | 0 | 0 | 0 | 0 | 0.22256
MISO_MO-IL_2_MISO_IN | MISO_MO-IL | MISO_IN | 2030 | B1 | 10 | 0 | 2100 | 1589.09 | 0 | 611.13 | 0 | 0 | 0 | 0 | 0 | 0 | 0 | 0.26081
MISO_MO-IL_2_MISO_IN | MISO_MO-IL | MISO_IN | 2030 | B2 | 25 | 0 | 2100 | 0 | 0 | 301.18 | 0 | 0 | 0 | 0 | 0 | 0 | 0 | 0.26081
MISO_MO-IL_2_MISO_IN | MISO_MO-IL | MISO_IN | 2030 | B3 | 75 | 0 | 2100 | 1013.72 | 0 | 1894.67 | 0 | 0 | 0 | 0 | 0 | 0 | 0 | 0.26081
MISO_MO-IL_2_MISO_IN | MISO_MO-IL | MISO_IN | 2030 | B4 | 100 | 0 | 2100 | 94.95 | 0 | 2100 | 0 | 0 | 0 | 0 | 0.03561 | 0 | 0 | 0.26081
MISO_MO-IL_2_MISO_IN | MISO_MO-IL | MISO_IN | 2030 | B5 | 200 | 0 | 2100 | 0 | 0 | 1026.66 | 0 | 0 | 0 | 0 | 0 | 0 | 0 | 0.26081
MISO_MO-IL_2_MISO_IN | MISO_MO-IL | MISO_IN | 2030 | B6 | 300 | 0 | 2100 | 0 | 0 | 242.7 | 0 | 0 | 0 | 0 | 0 | 0 | 0 | 0.26081
MISO_MO-IL_2_MISO_IN | MISO_MO-IL | MISO_IN | 2030 | B7 | 400 | 0 | 2100 | 285.06 | 0 | 0 | 0 | 0 | 0 | 0 | 0 | 0 | 0 | 0.26081
MISO_MO-IL_2_MISO_IN | MISO_MO-IL | MISO_IN | 2030 | B8 | 500 | 0 | 2100 | 1744.88 | 0 | 1323.88 | 0 | 0 | 0 | 0 | 0 | 0 | 0 | 0.26081
MISO_MO-IL_2_MISO_IN | MISO_MO-IL | MISO_IN | 2030 | B9 | 800 | 0 | 2100 | 1539.63 | 0 | 2100 | 0 | 0 | 0 | 0 | 0.16618 | 0 | 0 | 0.26081
MISO_MO-IL_2_MISO_IN | MISO_MO-IL | MISO_IN | 2030 | B10 | 1262 | 0 | 2100 | 1657.54 | 0 | 2100 | 0 | 0 | 0 | 0 | 0.05935 | 0 | 0 | 0.26081
MISO_MO-IL_2_MISO_IN | MISO_MO-IL | MISO_IN | 2030 | B11 | 25 | 0 | 2100 | 430.82 | 0 | 1217.33 | 0 | 0 | 0 | 0 | 0 | 0 | 0 | 0.26081
MISO_MO-IL_2_MISO_IN | MISO_MO-IL | MISO_IN | 2030 | B12 | 200 | 0 | 2100 | 2100 | 0 | 1615.45 | 0 | 0 | 0.67659 | 0 | 0 | 0.60141 | 0 | 0.26081
MISO_MO-IL_2_MISO_IN | MISO_MO-IL | MISO_IN | 2030 | B13 | 600 | 0 | 2100 | 815.43 | 0 | 326.9 | 0 | 0 | 0 | 0 | 0 | 0 | 0 | 0.26081
MISO_MO-IL_2_MISO_IN | MISO_MO-IL | MISO_IN | 2030 | B14 | 900 | 0 | 2100 | 388.54 | 0 | 0 | 0 | 0 | 0 | 0 | 0 | 0 | 0 | 0.26081
MISO_MO-IL_2_MISO_IN | MISO_MO-IL | MISO_IN | 2030 | B15 | 1203 | 0 | 2100 | 1870.22 | 0 | 505.31 | 0 | 0 | 0 | 0 | 0 | 0 | 0 | 0.26081
MISO_MO-IL_2_MISO_IN | MISO_MO-IL | MISO_IN | 2030 | B16 | 25 | 0 | 2100 | 2100 | 0 | 2100 | 0 | 1006.14 | 3.9765 | 0 | 0.24927 | 0.44183 | 0 | 0.26081
MISO_MO-IL_2_MISO_IN | MISO_MO-IL | MISO_IN | 2030 | B17 | 100 | 0 | 2100 | 1808.33 | 0 | 2100 | 0 | 0 | 0 | 0 | 0 | 0 | 0 | 0.26081
MISO_MO-IL_2_MISO_IN | MISO_MO-IL | MISO_IN | 2030 | B18 | 400 | 0 | 2100 | 137.43 | 0 | 1023 | 0 | 0 | 0 | 0 | 0 | 0 | 0 | 0.26081
MISO_MO-IL_2_MISO_IN | MISO_MO-IL | MISO_IN | 2030 | B19 | 700 | 0 | 2100 | 479.03 | 0 | 1299.21 | 0 | 0 | 0 | 0 | 0 | 0 | 0 | 0.26081
MISO_MO-IL_2_MISO_IN | MISO_MO-IL | MISO_IN | 2030 | B20 | 935 | 0 | 2100 | 324.82 | 0 | 0 | 0 | 0 | 0 | 0 | 0 | 0 | 0 | 0.26081
MISO_MO-IL_2_MISO_IN | MISO_MO-IL | MISO_IN | 2035 | B1 | 10 | 0 | 2100 | 516.87 | 0 | 1636.06 | 0 | 0 | 0 | 0 | 0 | 0 | 0 | 0.020773
MISO_MO-IL_2_MISO_IN | MISO_MO-IL | MISO_IN | 2035 | B2 | 25 | 0 | 2100 | 0 | 0 | 842.95 | 0 | 0 | 0 | 0 | 0 | 0 | 0 | 0.020773
MISO_MO-IL_2_MISO_IN | MISO_MO-IL | MISO_IN | 2035 | B3 | 75 | 0 | 2100 | 174.9 | 0 | 2100 | 0 | 0 | 0 | 0 | 0.48667 | 0 | 0 | 0.020773
MISO_MO-IL_2_MISO_IN | MISO_MO-IL | MISO_IN | 2035 | B4 | 100 | 0 | 2100 | 0 | 0 | 1878.99 | 0 | 0 | 0 | 0 | 0 | 0 | 0 | 0.020773
MISO_MO-IL_2_MISO_IN | MISO_MO-IL | MISO_IN | 2035 | B5 | 200 | 0 | 2100 | 0 | 0 | 1429.12 | 0 | 0 | 0 | 0 | 0 | 0 | 0 | 0.020773
MISO_MO-IL_2_MISO_IN | MISO_MO-IL | MISO_IN | 2035 | B6 | 300 | 0 | 2100 | 0 | 0 | 0 | 0 | 0 | 0 | 0 | 0 | 0 | 0 | 0.020773
MISO_MO-IL_2_MISO_IN | MISO_MO-IL | MISO_IN | 2035 | B7 | 400 | 0 | 2100 | 0 | 0 | 1273.44 | 0 | 0 | 0 | 0 | 0 | 0 | 0 | 0.020773
MISO_MO-IL_2_MISO_IN | MISO_MO-IL | MISO_IN | 2035 | B8 | 500 | 0 | 2100 | 1433.7 | 0 | 1644.13 | 0 | 0 | 0 | 0 | 0 | 0 | 0 | 0.020773
MISO_MO-IL_2_MISO_IN | MISO_MO-IL | MISO_IN | 2035 | B9 | 800 | 0 | 2100 | 0 | 0 | 2100 | 0 | 0 | 0 | 0 | 0.53415 | 0 | 0 | 0.020773
MISO_MO-IL_2_MISO_IN | MISO_MO-IL | MISO_IN | 2035 | B10 | 1262 | 0 | 2100 | 2100 | 0 | 1278.32 | 0 | 0 | 0.08309 | 0 | 0 | 0.08309 | 0 | 0.020773
MISO_MO-IL_2_MISO_IN | MISO_MO-IL | MISO_IN | 2035 | B11 | 25 | 0 | 2100 | 0 | 0 | 706.97 | 0 | 0 | 0 | 0 | 0 | 0 | 0 | 0.020773
MISO_MO-IL_2_MISO_IN | MISO_MO-IL | MISO_IN | 2035 | B12 | 200 | 0 | 2100 | 529.45 | 0 | 2100 | 0 | 430.44 | 0 | 0 | 0.58163 | 0 | 0 | 0.020773
MISO_MO-IL_2_MISO_IN | MISO_MO-IL | MISO_IN | 2035 | B13 | 600 | 0 | 2100 | 0 | 0 | 2100 | 0 | 0 | 0 | 0 | 0.30862 | 0 | 0 | 0.020773
MISO_MO-IL_2_MISO_IN | MISO_MO-IL | MISO_IN | 2035 | B14 | 900 | 0 | 2100 | 0 | 0 | 2100 | 0 | 0 | 0 | 0 | 0.04748 | 0 | 0 | 0.020773
MISO_MO-IL_2_MISO_IN | MISO_MO-IL | MISO_IN | 2035 | B15 | 1203 | 0 | 2100 | 790.12 | 0 | 1750.01 | 0 | 0 | 0 | 0 | 0 | 0 | 0 | 0.020773
MISO_MO-IL_2_MISO_IN | MISO_MO-IL | MISO_IN | 2035 | B16 | 25 | 0 | 2100 | 565.05 | 0 | 2100 | 0 | 1918 | 0 | 0 | 0.58163 | 0 | 0 | 0.020773
MISO_MO-IL_2_MISO_IN | MISO_MO-IL | MISO_IN | 2035 | B17 | 100 | 0 | 2100 | 763.5 | 0 | 2100 | 0 | 1740.28 | 0 | 0 | 0.58163 | 0 | 0 | 0.020773
MISO_MO-IL_2_MISO_IN | MISO_MO-IL | MISO_IN | 2035 | B18 | 400 | 0 | 2100 | 305.02 | 0 | 1947.78 | 0 | 0 | 0 | 0 | 0 | 0 | 0 | 0.020773
MISO_MO-IL_2_MISO_IN | MISO_MO-IL | MISO_IN | 2035 | B19 | 700 | 0 | 2100 | 144.3 | 0 | 2100 | 0 | 0 | 0 | 0 | 0.14244 | 0 | 0 | 0.020773
MISO_MO-IL_2_MISO_IN | MISO_MO-IL | MISO_IN | 2035 | B20 | 935 | 0 | 2100 | 1035.25 | 0 | 1144.29 | 0 | 0 | 0 | 0 | 0 | 0 | 0 | 0.020773
MISO_MO-IL_2_MISO_IN | MISO_MO-IL | MISO_IN | 2040 | B1 | 10 | 0 | 2100 | 2100 | 0 | 1427.72 | 0 | 0 | 0.96147 | 0 | 0 | 0.0018454 | 0 | 0.59133
MISO_MO-IL_2_MISO_IN | MISO_MO-IL | MISO_IN | 2040 | B2 | 25 | 0 | 2100 | 0 | 0 | 2100 | 0 | 0 | 0 | 0 | 0.60537 | 0 | 0 | 0.59133
MISO_MO-IL_2_MISO_IN | MISO_MO-IL | MISO_IN | 2040 | B3 | 75 | 0 | 2100 | 52.37 | 0 | 762.52 | 0 | 0 | 0 | 0 | 0 | 0 | 0 | 0.59133
MISO_MO-IL_2_MISO_IN | MISO_MO-IL | MISO_IN | 2040 | B4 | 100 | 0 | 2100 | 0 | 0 | 816.83 | 0 | 0 | 0 | 0 | 0 | 0 | 0 | 0.59133
MISO_MO-IL_2_MISO_IN | MISO_MO-IL | MISO_IN | 2040 | B5 | 200 | 0 | 2100 | 0 | 0 | 1357.99 | 0 | 0 | 0 | 0 | 0 | 0 | 0 | 0.59133
MISO_MO-IL_2_MISO_IN | MISO_MO-IL | MISO_IN | 2040 | B6 | 300 | 0 | 2100 | 0 | 0 | 2100 | 0 | 0 | 0 | 0 | 0.15431 | 0 | 0 | 0.59133
MISO_MO-IL_2_MISO_IN | MISO_MO-IL | MISO_IN | 2040 | B7 | 400 | 0 | 2100 | 87.69 | 0 | 2100 | 0 | 774.03 | 0 | 0 | 0.73594 | 0 | 0 | 0.59133
MISO_MO-IL_2_MISO_IN | MISO_MO-IL | MISO_IN | 2040 | B8 | 500 | 0 | 2100 | 1987.48 | 0 | 2100 | 0 | 660.14 | 0 | 0 | 0.73594 | 0 | 0 | 0.59133
MISO_MO-IL_2_MISO_IN | MISO_MO-IL | MISO_IN | 2040 | B9 | 800 | 0 | 2100 | 1323.01 | 0 | 2100 | 0 | 1747.32 | 0 | 0 | 0.73594 | 0 | 0 | 0.59133
MISO_MO-IL_2_MISO_IN | MISO_MO-IL | MISO_IN | 2040 | B10 | 1262 | 0 | 2100 | 2100 | 0 | 2100 | 0 | 2912.51 | 3.4542 | 0 | 0.73594 | 0.83669 | 0 | 0.59133
MISO_MO-IL_2_MISO_IN | MISO_MO-IL | MISO_IN | 2040 | B11 | 25 | 0 | 2100 | 0 | 0 | 0 | 0 | 0 | 0 | 0 | 0 | 0 | 0 | 0.59133
MISO_MO-IL_2_MISO_IN | MISO_MO-IL | MISO_IN | 2040 | B12 | 200 | 0 | 2100 | 2100 | 0 | 1900.58 | 0 | 0 | 3.3473 | 0 | 0 | 0.1285 | 0 | 0.59133
MISO_MO-IL_2_MISO_IN | MISO_MO-IL | MISO_IN | 2040 | B13 | 600 | 0 | 2100 | 2100 | 0 | 2100 | 0 | 146.83 | 0.77155 | 0 | 0.73594 | 0.088854 | 0 | 0.59133
MISO_MO-IL_2_MISO_IN | MISO_MO-IL | MISO_IN | 2040 | B14 | 900 | 0 | 2100 | 2100 | 0 | 2100 | 0 | 875.87 | 0.16618 | 0 | 0.73594 | 0.028707 | 0 | 0.59133
MISO_MO-IL_2_MISO_IN | MISO_MO-IL | MISO_IN | 2040 | B15 | 1203 | 0 | 2100 | 2100 | 0 | 2100 | 0 | 0 | 1.8042 | 0 | 0.56976 | 0.4166 | 0 | 0.59133
MISO_MO-IL_2_MISO_IN | MISO_MO-IL | MISO_IN | 2040 | B16 | 25 | 0 | 2100 | 2064.52 | 0 | 2100 | 0 | 2009.88 | 0 | 0 | 0.73594 | 0 | 0 | 0.59133
MISO_MO-IL_2_MISO_IN | MISO_MO-IL | MISO_IN | 2040 | B17 | 100 | 0 | 2100 | 2100 | 0 | 2100 | 0 | 1115.06 | 2.2909 | 0 | 0.73594 | 0.043971 | 0 | 0.59133
MISO_MO-IL_2_MISO_IN | MISO_MO-IL | MISO_IN | 2040 | B18 | 400 | 0 | 2100 | 1201.09 | 0 | 2100 | 0 | 94.37 | 0 | 0 | 0.73594 | 0 | 0 | 0.59133
MISO_MO-IL_2_MISO_IN | MISO_MO-IL | MISO_IN | 2040 | B19 | 700 | 0 | 2100 | 1131.27 | 0 | 2100 | 0 | 2199.4 | 0 | 0 | 0.73594 | 0 | 0 | 0.59133
MISO_MO-IL_2_MISO_IN | MISO_MO-IL | MISO_IN | 2040 | B20 | 935 | 0 | 2100 | 2100 | 0 | 2100 | 0 | 1607.49 | 4.57 | 0 | 0.73594 | 0.82013 | 0 | 0.59133
MISO_MO-IL_2_MISO_IN | MISO_MO-IL | MISO_IN | 2045 | B1 | 10 | 0 | 2100 | 2100 | 0 | 963.47 | 0 | 0 | 0.98521 | 0 | 0 | 0.0026378 | 0 | 0.70894
MISO_MO-IL_2_MISO_IN | MISO_MO-IL | MISO_IN | 2045 | B2 | 25 | 0 | 2100 | 111.3 | 0 | 0 | 0 | 0 | 0 | 0 | 0 | 0 | 0 | 0.70894
MISO_MO-IL_2_MISO_IN | MISO_MO-IL | MISO_IN | 2045 | B3 | 75 | 0 | 2100 | 576.23 | 0 | 0 | 0 | 0 | 0 | 0 | 0 | 0 | 0 | 0.70894
MISO_MO-IL_2_MISO_IN | MISO_MO-IL | MISO_IN | 2045 | B4 | 100 | 0 | 2100 | 146.12 | 0 | 0 | 0 | 0 | 0 | 0 | 0 | 0 | 0 | 0.70894
MISO_MO-IL_2_MISO_IN | MISO_MO-IL | MISO_IN | 2045 | B5 | 200 | 0 | 2100 | 0 | 0 | 1297.36 | 0 | 0 | 0 | 0 | 0 | 0 | 0 | 0.70894
MISO_MO-IL_2_MISO_IN | MISO_MO-IL | MISO_IN | 2045 | B6 | 300 | 0 | 2100 | 1016.59 | 0 | 2100 | 0 | 0 | 0 | 0 | 0.22553 | 0 | 0 | 0.70894
MISO_MO-IL_2_MISO_IN | MISO_MO-IL | MISO_IN | 2045 | B7 | 400 | 0 | 2100 | 1324.73 | 0 | 1679.34 | 0 | 0 | 0 | 0 | 0 | 0 | 0 | 0.70894
MISO_MO-IL_2_MISO_IN | MISO_MO-IL | MISO_IN | 2045 | B8 | 500 | 0 | 2100 | 1983.33 | 0 | 2100 | 0 | 3047.55 | 0 | 0 | 0.81903 | 0 | 0 | 0.70894
MISO_MO-IL_2_MISO_IN | MISO_MO-IL | MISO_IN | 2045 | B9 | 800 | 0 | 2100 | 1095.44 | 0 | 2100 | 0 | 3615.43 | 0 | 0 | 0.81903 | 0 | 0 | 0.70894
MISO_MO-IL_2_MISO_IN | MISO_MO-IL | MISO_IN | 2045 | B10 | 1262 | 0 | 2100 | 2100 | 0 | 2100 | 0 | 4517.6 | 3.1456 | 0 | 0.81903 | 1.0628 | 0 | 0.70894
MISO_MO-IL_2_MISO_IN | MISO_MO-IL | MISO_IN | 2045 | B11 | 25 | 0 | 2100 | 0 | 0 | 0 | 0 | 0 | 0 | 0 | 0 | 0 | 0 | 0.70894
MISO_MO-IL_2_MISO_IN | MISO_MO-IL | MISO_IN | 2045 | B12 | 200 | 0 | 2100 | 2100 | 0 | 1782.87 | 0 | 0 | 3.0743 | 0 | 0 | 0.16462 | 0 | 0.70894
MISO_MO-IL_2_MISO_IN | MISO_MO-IL | MISO_IN | 2045 | B13 | 600 | 0 | 2100 | 1508.69 | 0 | 1918.72 | 0 | 0 | 0 | 0 | 0 | 0 | 0 | 0.70894
MISO_MO-IL_2_MISO_IN | MISO_MO-IL | MISO_IN | 2045 | B14 | 900 | 0 | 2100 | 1674.29 | 0 | 2100 | 0 | 1708.83 | 0 | 0 | 0.81903 | 0 | 0 | 0.70894
MISO_MO-IL_2_MISO_IN | MISO_MO-IL | MISO_IN | 2045 | B15 | 1203 | 0 | 2100 | 2100 | 0 | 2100 | 0 | 2122.63 | 2.1129 | 0 | 0.81903 | 0.68053 | 0 | 0.70894
MISO_MO-IL_2_MISO_IN | MISO_MO-IL | MISO_IN | 2045 | B16 | 25 | 0 | 2100 | 2100 | 0 | 2100 | 0 | 9412.56 | 3.7747 | 0 | 0.81903 | 0.025265 | 0 | 0.70894
MISO_MO-IL_2_MISO_IN | MISO_MO-IL | MISO_IN | 2045 | B17 | 100 | 0 | 2100 | 2100 | 0 | 2100 | 0 | 4150.65 | 3.3117 | 0 | 0.81903 | 0.088667 | 0 | 0.70894
MISO_MO-IL_2_MISO_IN | MISO_MO-IL | MISO_IN | 2045 | B18 | 400 | 0 | 2100 | 634.41 | 0 | 2100 | 0 | 2613.64 | 0 | 0 | 0.81903 | 0 | 0 | 0.70894
MISO_MO-IL_2_MISO_IN | MISO_MO-IL | MISO_IN | 2045 | B19 | 700 | 0 | 2100 | 1277.58 | 0 | 2100 | 0 | 4101.39 | 0 | 0 | 0.81903 | 0 | 0 | 0.70894
MISO_MO-IL_2_MISO_IN | MISO_MO-IL | MISO_IN | 2045 | B20 | 935 | 0 | 2100 | 2100 | 0 | 2100 | 0 | 3522.11 | 3.2405 | 0 | 0.81903 | 0.81121 | 0 | 0.70894
MISO_MO-IL_2_MISO_IN | MISO_MO-IL | MISO_IN | 2050 | B1 | 10 | 0 | 2100 | 0 | 0 | 0 | 0 | 0 | 0 | 0 | 0 | 0 | 0 | 0.67831
MISO_MO-IL_2_MISO_IN | MISO_MO-IL | MISO_IN | 2050 | B2 | 25 | 0 | 2100 | 0 | 0 | 0 | 0 | 0 | 0 | 0 | 0 | 0 | 0 | 0.67831
MISO_MO-IL_2_MISO_IN | MISO_MO-IL | MISO_IN | 2050 | B3 | 75 | 0 | 2100 | 0 | 0 | 0 | 0 | 0 | 0 | 0 | 0 | 0 | 0 | 0.67831
MISO_MO-IL_2_MISO_IN | MISO_MO-IL | MISO_IN | 2050 | B4 | 100 | 0 | 2100 | 0 | 0 | 2100 | 0 | 0 | 0 | 0 | 0.24927 | 0 | 0 | 0.67831
MISO_MO-IL_2_MISO_IN | MISO_MO-IL | MISO_IN | 2050 | B5 | 200 | 0 | 2100 | 0 | 0 | 2100 | 0 | 0 | 0 | 0 | 0.24927 | 0 | 0 | 0.67831
MISO_MO-IL_2_MISO_IN | MISO_MO-IL | MISO_IN | 2050 | B6 | 300 | 0 | 2100 | 0 | 0 | 1321.08 | 0 | 0 | 0 | 0 | 0 | 0 | 0 | 0.67831
MISO_MO-IL_2_MISO_IN | MISO_MO-IL | MISO_IN | 2050 | B7 | 400 | 0 | 2100 | 0 | 0 | 1220.27 | 0 | 0 | 0 | 0 | 0 | 0 | 0 | 0.67831
MISO_MO-IL_2_MISO_IN | MISO_MO-IL | MISO_IN | 2050 | B8 | 500 | 0 | 2100 | 0 | 0 | 2100 | 0 | 0 | 0 | 0 | 0.40358 | 0 | 0 | 0.67831
MISO_MO-IL_2_MISO_IN | MISO_MO-IL | MISO_IN | 2050 | B9 | 800 | 0 | 2100 | 0 | 0 | 2100 | 0 | 0 | 0 | 0 | 0.40358 | 0 | 0 | 0.67831
MISO_MO-IL_2_MISO_IN | MISO_MO-IL | MISO_IN | 2050 | B10 | 1262 | 0 | 2100 | 2100 | 0 | 2100 | 0 | 3338.06 | 2.4096 | 0 | 0.78342 | 1.3686 | 0 | 0.67831
MISO_MO-IL_2_MISO_IN | MISO_MO-IL | MISO_IN | 2050 | B11 | 25 | 0 | 2100 | 0 | 0 | 0 | 0 | 0 | 0 | 0 | 0 | 0 | 0 | 0.67831
MISO_MO-IL_2_MISO_IN | MISO_MO-IL | MISO_IN | 2050 | B12 | 200 | 0 | 2100 | 922.85 | 0 | 1296.57 | 0 | 0 | 0 | 0 | 0 | 0 | 0 | 0.67831
MISO_MO-IL_2_MISO_IN | MISO_MO-IL | MISO_IN | 2050 | B13 | 600 | 0 | 2100 | 0 | 0 | 2100 | 0 | 0 | 0 | 0 | 0.18992 | 0 | 0 | 0.67831
MISO_MO-IL_2_MISO_IN | MISO_MO-IL | MISO_IN | 2050 | B14 | 900 | 0 | 2100 | 0 | 0 | 2100 | 0 | 291.92 | 0 | 0 | 0.78342 | 0 | 0 | 0.67831
MISO_MO-IL_2_MISO_IN | MISO_MO-IL | MISO_IN | 2050 | B15 | 1203 | 0 | 2100 | 418.93 | 0 | 2100 | 0 | 0 | 0 | 0 | 0.36797 | 0 | 0 | 0.67831
MISO_MO-IL_2_MISO_IN | MISO_MO-IL | MISO_IN | 2050 | B16 | 25 | 0 | 2100 | 2100 | 0 | 2100 | 0 | 6921.35 | 0.98521 | 0 | 0.78342 | 0.011085 | 0 | 0.67831
MISO_MO-IL_2_MISO_IN | MISO_MO-IL | MISO_IN | 2050 | B17 | 100 | 0 | 2100 | 1668.32 | 0 | 2100 | 0 | 2874.99 | 0 | 0 | 0.78342 | 0 | 0 | 0.67831
MISO_MO-IL_2_MISO_IN | MISO_MO-IL | MISO_IN | 2050 | B18 | 400 | 0 | 2100 | 0 | 0 | 2100 | 0 | 0 | 0 | 0 | 0.7122 | 0 | 0 | 0.67831
MISO_MO-IL_2_MISO_IN | MISO_MO-IL | MISO_IN | 2050 | B19 | 700 | 0 | 2100 | 208.26 | 0 | 2100 | 0 | 1648.93 | 0 | 0 | 0.78342 | 0 | 0 | 0.67831
MISO_MO-IL_2_MISO_IN | MISO_MO-IL | MISO_IN | 2050 | B20 | 935 | 0 | 2100 | 2100 | 0 | 2100 | 0 | 3925.95 | 3.1693 | 0 | 0.78342 | 1.3336 | 0 | 0.67831
MISO_MO-IL_2_MISO_W | MISO_MO-IL | MISO_W | 2015 | B1 | 10 | 0 | 960 | 0 | 0 | 0 | 0 | 0 | 0 | 0 | 0 | 0 | 0 | 0.20669
MISO_MO-IL_2_MISO_W | MISO_MO-IL | MISO_W | 2015 | B2 | 25 | 0 | 960 | 960 | 0 | 0 | 0 | 0 | 0.60537 | 0 | 0 | 0.0021421 | 0 | 0.20669
MISO_MO-IL_2_MISO_W | MISO_MO-IL | MISO_W | 2015 | B3 | 75 | 0 | 960 | 960 | 0 | 0 | 0 | 0 | 2.0179 | 0 | 0 | 0.021421 | 0 | 0.20669
MISO_MO-IL_2_MISO_W | MISO_MO-IL | MISO_W | 2015 | B4 | 100 | 0 | 960 | 960 | 0 | 0 | 0 | 0 | 2.5046 | 0 | 0 | 0.03545 | 0 | 0.20669
MISO_MO-IL_2_MISO_W | MISO_MO-IL | MISO_W | 2015 | B5 | 200 | 0 | 960 | 960 | 0 | 0 | 0 | 0 | 3.9883 | 0 | 0 | 0.1129 | 0 | 0.20669
MISO_MO-IL_2_MISO_W | MISO_MO-IL | MISO_W | 2015 | B6 | 300 | 0 | 960 | 960 | 0 | 960 | 0 | 0 | 0.98521 | 0 | 0.02374 | 0.041835 | 0 | 0.20669
MISO_MO-IL_2_MISO_W | MISO_MO-IL | MISO_W | 2015 | B7 | 400 | 0 | 960 | 867.6 | 0 | 0 | 0 | 0 | 0 | 0 | 0 | 0 | 0 | 0.20669
MISO_MO-IL_2_MISO_W | MISO_MO-IL | MISO_W | 2015 | B8 | 500 | 0 | 960 | 960 | 0 | 0 | 0 | 0 | 0.01187 | 0 | 0 | 0.00084006 | 0 | 0.20669
MISO_MO-IL_2_MISO_W | MISO_MO-IL | MISO_W | 2015 | B9 | 800 | 0 | 960 | 960 | 0 | 224.61 | 0 | 0 | 0.93773 | 0 | 0 | 0.10618 | 0 | 0.20669
MISO_MO-IL_2_MISO_W | MISO_MO-IL | MISO_W | 2015 | B10 | 1262 | 0 | 960 | 960 | 0 | 960 | 0 | 360.17 | 0.09496 | 0 | 0.18992 | 0.016962 | 0 | 0.20669
MISO_MO-IL_2_MISO_W | MISO_MO-IL | MISO_W | 2015 | B11 | 25 | 0 | 960 | 741.89 | 0 | 0 | 0 | 0 | 0 | 0 | 0 | 0 | 0 | 0.20669
MISO_MO-IL_2_MISO_W | MISO_MO-IL | MISO_W | 2015 | B12 | 200 | 0 | 960 | 256.53 | 0 | 238.68 | 0 | 0 | 0 | 0 | 0 | 0 | 0 | 0.20669
MISO_MO-IL_2_MISO_W | MISO_MO-IL | MISO_W | 2015 | B13 | 600 | 0 | 960 | 960 | 0 | 960 | 0 | 0 | 0.16618 | 0 | 0.02374 | 0.014113 | 0 | 0.20669
MISO_MO-IL_2_MISO_W | MISO_MO-IL | MISO_W | 2015 | B14 | 900 | 0 | 960 | 960 | 0 | 261.39 | 0 | 0 | 0.56976 | 0 | 0 | 0.072581 | 0 | 0.20669
MISO_MO-IL_2_MISO_W | MISO_MO-IL | MISO_W | 2015 | B15 | 1203 | 0 | 960 | 960 | 0 | 960 | 0 | 799.96 | 1.0683 | 0 | 0.18992 | 0.18191 | 0 | 0.20669
MISO_MO-IL_2_MISO_W | MISO_MO-IL | MISO_W | 2015 | B16 | 25 | 0 | 960 | 0 | 0 | 0 | 0 | 0 | 0 | 0 | 0 | 0 | 0 | 0.20669
MISO_MO-IL_2_MISO_W | MISO_MO-IL | MISO_W | 2015 | B17 | 100 | 0 | 960 | 0 | 0 | 0 | 0 | 0 | 0 | 0 | 0 | 0 | 0 | 0.20669
MISO_MO-IL_2_MISO_W | MISO_MO-IL | MISO_W | 2015 | B18 | 400 | 0 | 960 | 960 | 0 | 0 | 0 | 0 | 0.48667 | 0 | 0 | 0.027554 | 0 | 0.20669
MISO_MO-IL_2_MISO_W | MISO_MO-IL | MISO_W | 2015 | B19 | 700 | 0 | 960 | 960 | 0 | 960 | 0 | 0 | 1.9467 | 0 | 0.16618 | 0.19288 | 0 | 0.20669
MISO_MO-IL_2_MISO_W | MISO_MO-IL | MISO_W | 2015 | B20 | 935 | 0 | 960 | 567.92 | 0 | 960 | 0 | 0 | 0 | 0 | 0.16618 | 0 | 0 | 0.20669
MISO_MO-IL_2_MISO_W | MISO_MO-IL | MISO_W | 2020 | B1 | 10 | 0 | 960 | 0 | 0 | 0 | 0 | 0 | 0 | 0 | 0 | 0 | 0 | 0.15474
MISO_MO-IL_2_MISO_W | MISO_MO-IL | MISO_W | 2020 | B2 | 25 | 0 | 960 | 179.76 | 0 | 0 | 0 | 0 | 0 | 0 | 0 | 0 | 0 | 0.15474
MISO_MO-IL_2_MISO_W | MISO_MO-IL | MISO_W | 2020 | B3 | 75 | 0 | 960 | 960 | 0 | 0 | 0 | 0 | 1.3769 | 0 | 0 | 0.037214 | 0 | 0.15474
MISO_MO-IL_2_MISO_W | MISO_MO-IL | MISO_W | 2020 | B4 | 100 | 0 | 960 | 960 | 0 | 0 | 0 | 0 | 2.1841 | 0 | 0 | 0.078706 | 0 | 0.15474
MISO_MO-IL_2_MISO_W | MISO_MO-IL | MISO_W | 2020 | B5 | 200 | 0 | 960 | 960 | 0 | 0 | 0 | 0 | 0.98521 | 0 | 0 | 0.071006 | 0 | 0.15474
MISO_MO-IL_2_MISO_W | MISO_MO-IL | MISO_W | 2020 | B6 | 300 | 0 | 960 | 960 | 0 | 661.21 | 0 | 0 | 0.98521 | 0 | 0 | 0.10651 | 0 | 0.15474
MISO_MO-IL_2_MISO_W | MISO_MO-IL | MISO_W | 2020 | B7 | 400 | 0 | 960 | 130.33 | 0 | 152.56 | 0 | 0 | 0 | 0 | 0 | 0 | 0 | 0.15474
MISO_MO-IL_2_MISO_W | MISO_MO-IL | MISO_W | 2020 | B8 | 500 | 0 | 960 | 133.83 | 0 | 270.02 | 0 | 0 | 0 | 0 | 0 | 0 | 0 | 0.15474
MISO_MO-IL_2_MISO_W | MISO_MO-IL | MISO_W | 2020 | B9 | 800 | 0 | 960 | 960 | 0 | 960 | 0 | 0 | 0.40358 | 0 | 0.10683 | 0.11635 | 0 | 0.15474
MISO_MO-IL_2_MISO_W | MISO_MO-IL | MISO_W | 2020 | B10 | 1262 | 0 | 960 | 12.95 | 0 | 916.19 | 0 | 0 | 0 | 0 | 0 | 0 | 0 | 0.15474
MISO_MO-IL_2_MISO_W | MISO_MO-IL | MISO_W | 2020 | B11 | 25 | 0 | 960 | 43.88 | 0 | 0 | 0 | 0 | 0 | 0 | 0 | 0 | 0 | 0.15474
MISO_MO-IL_2_MISO_W | MISO_MO-IL | MISO_W | 2020 | B12 | 200 | 0 | 960 | 0 | 0 | 0 | 0 | 0 | 0 | 0 | 0 | 0 | 0 | 0.15474
MISO_MO-IL_2_MISO_W | MISO_MO-IL | MISO_W | 2020 | B13 | 600 | 0 | 960 | 960 | 0 | 0 | 0 | 0 | 0.42732 | 0 | 0 | 0.092394 | 0 | 0.15474
MISO_MO-IL_2_MISO_W | MISO_MO-IL | MISO_W | 2020 | B14 | 900 | 0 | 960 | 784.56 | 0 | 0 | 0 | 0 | 0 | 0 | 0 | 0 | 0 | 0.15474
MISO_MO-IL_2_MISO_W | MISO_MO-IL | MISO_W | 2020 | B15 | 1203 | 0 | 960 | 1.69 | 0 | 960 | 0 | 234.68 | 0 | 0 | 0.14244 | 0 | 0 | 0.15474
MISO_MO-IL_2_MISO_W | MISO_MO-IL | MISO_W | 2020 | B16 | 25 | 0 | 960 | 0 | 0 | 0 | 0 | 0 | 0 | 0 | 0 | 0 | 0 | 0.15474
MISO_MO-IL_2_MISO_W | MISO_MO-IL | MISO_W | 2020 | B17 | 100 | 0 | 960 | 0 | 0 | 0 | 0 | 0 | 0 | 0 | 0 | 0 | 0 | 0.15474
MISO_MO-IL_2_MISO_W | MISO_MO-IL | MISO_W | 2020 | B18 | 400 | 0 | 960 | 955.05 | 0 | 960 | 0 | 3.08 | 0 | 0 | 0.14244 | 0 | 0 | 0.15474
MISO_MO-IL_2_MISO_W | MISO_MO-IL | MISO_W | 2020 | B19 | 700 | 0 | 960 | 960 | 0 | 960 | 0 | 93.49 | 0.46293 | 0 | 0.14244 | 0.11678 | 0 | 0.15474
MISO_MO-IL_2_MISO_W | MISO_MO-IL | MISO_W | 2020 | B20 | 935 | 0 | 960 | 0 | 0 | 960 | 0 | 0 | 0 | 0 | 0.10683 | 0 | 0 | 0.15474
MISO_MO-IL_2_MISO_W | MISO_MO-IL | MISO_W | 2025 | B1 | 10 | 0 | 960 | 0 | 0 | 0 | 0 | 0 | 0 | 0 | 0 | 0 | 0 | 0.12002
MISO_MO-IL_2_MISO_W | MISO_MO-IL | MISO_W | 2025 | B2 | 25 | 0 | 960 | 0 | 0 | 0 | 0 | 0 | 0 | 0 | 0 | 0 | 0 | 0.12002
MISO_MO-IL_2_MISO_W | MISO_MO-IL | MISO_W | 2025 | B3 | 75 | 0 | 960 | 960 | 0 | 0 | 0 | 0 | 1.1751 | 0 | 0 | 0.029625 | 0 | 0.12002
MISO_MO-IL_2_MISO_W | MISO_MO-IL | MISO_W | 2025 | B4 | 100 | 0 | 960 | 960 | 0 | 0 | 0 | 0 | 1.1751 | 0 | 0 | 0.0395 | 0 | 0.12002
MISO_MO-IL_2_MISO_W | MISO_MO-IL | MISO_W | 2025 | B5 | 200 | 0 | 960 | 261.35 | 0 | 0 | 0 | 0 | 0 | 0 | 0 | 0 | 0 | 0.12002
MISO_MO-IL_2_MISO_W | MISO_MO-IL | MISO_W | 2025 | B6 | 300 | 0 | 960 | 960 | 0 | 414.2 | 0 | 0 | 0.98521 | 0 | 0 | 0.099349 | 0 | 0.12002
MISO_MO-IL_2_MISO_W | MISO_MO-IL | MISO_W | 2025 | B7 | 400 | 0 | 960 | 960 | 0 | 960 | 0 | 354.83 | 0.21366 | 0 | 0.10683 | 0.028727 | 0 | 0.12002
MISO_MO-IL_2_MISO_W | MISO_MO-IL | MISO_W | 2025 | B8 | 500 | 0 | 960 | 960 | 0 | 901.74 | 0 | 0 | 0.01187 | 0 | 0 | 0.001995 | 0 | 0.12002
MISO_MO-IL_2_MISO_W | MISO_MO-IL | MISO_W | 2025 | B9 | 800 | 0 | 960 | 0 | 0 | 0 | 0 | 0 | 0 | 0 | 0 | 0 | 0 | 0.12002
MISO_MO-IL_2_MISO_W | MISO_MO-IL | MISO_W | 2025 | B10 | 1262 | 0 | 960 | 0 | 0 | 960 | 0 | 0 | 0 | 0 | 0.03561 | 0 | 0 | 0.12002
MISO_MO-IL_2_MISO_W | MISO_MO-IL | MISO_W | 2025 | B11 | 25 | 0 | 960 | 0 | 0 | 0 | 0 | 0 | 0 | 0 | 0 | 0 | 0 | 0.12002
MISO_MO-IL_2_MISO_W | MISO_MO-IL | MISO_W | 2025 | B12 | 200 | 0 | 960 | 0 | 0 | 0 | 0 | 0 | 0 | 0 | 0 | 0 | 0 | 0.12002
MISO_MO-IL_2_MISO_W | MISO_MO-IL | MISO_W | 2025 | B13 | 600 | 0 | 960 | 503 | 0 | 0 | 0 | 0 | 0 | 0 | 0 | 0 | 0 | 0.12002
MISO_MO-IL_2_MISO_W | MISO_MO-IL | MISO_W | 2025 | B14 | 900 | 0 | 960 | 960 | 0 | 887.28 | 0 | 0 | 0.52228 | 0 | 0 | 0.158 | 0 | 0.12002
MISO_MO-IL_2_MISO_W | MISO_MO-IL | MISO_W | 2025 | B15 | 1203 | 0 | 960 | 279.52 | 0 | 960 | 0 | 497.6 | 0 | 0 | 0.10683 | 0 | 0 | 0.12002
MISO_MO-IL_2_MISO_W | MISO_MO-IL | MISO_W | 2025 | B16 | 25 | 0 | 960 | 0 | 0 | 0 | 0 | 0 | 0 | 0 | 0 | 0 | 0 | 0.12002
MISO_MO-IL_2_MISO_W | MISO_MO-IL | MISO_W | 2025 | B17 | 100 | 0 | 960 | 0 | 0 | 0 | 0 | 0 | 0 | 0 | 0 | 0 | 0 | 0.12002
MISO_MO-IL_2_MISO_W | MISO_MO-IL | MISO_W | 2025 | B18 | 400 | 0 | 960 | 877.59 | 0 | 960 | 0 | 137.45 | 0 | 0 | 0.10683 | 0 | 0 | 0.12002
MISO_MO-IL_2_MISO_W | MISO_MO-IL | MISO_W | 2025 | B19 | 700 | 0 | 960 | 960 | 0 | 960 | 0 | 868.98 | 0.52228 | 0 | 0.10683 | 0.12289 | 0 | 0.12002
MISO_MO-IL_2_MISO_W | MISO_MO-IL | MISO_W | 2025 | B20 | 935 | 0 | 960 | 0 | 0 | 960 | 0 | 478.5 | 0 | 0 | 0.10683 | 0 | 0 | 0.12002
MISO_MO-IL_2_MISO_W | MISO_MO-IL | MISO_W | 2030 | B1 | 10 | 0 | 960 | 0 | 0 | 0 | 0 | 0 | 0 | 0 | 0 | 0 | 0 | 0.10731
MISO_MO-IL_2_MISO_W | MISO_MO-IL | MISO_W | 2030 | B2 | 25 | 0 | 960 | 46.32 | 0 | 911.9 | 0 | 0 | 0 | 0 | 0 | 0 | 0 | 0.10731
MISO_MO-IL_2_MISO_W | MISO_MO-IL | MISO_W | 2030 | B3 | 75 | 0 | 960 | 960 | 0 | 0 | 0 | 0 | 1.1277 | 0 | 0 | 0.025824 | 0 | 0.10731
MISO_MO-IL_2_MISO_W | MISO_MO-IL | MISO_W | 2030 | B4 | 100 | 0 | 960 | 960 | 0 | 0 | 0 | 0 | 1.1277 | 0 | 0 | 0.034432 | 0 | 0.10731
MISO_MO-IL_2_MISO_W | MISO_MO-IL | MISO_W | 2030 | B5 | 200 | 0 | 960 | 426.99 | 0 | 0 | 0 | 0 | 0 | 0 | 0 | 0 | 0 | 0.10731
MISO_MO-IL_2_MISO_W | MISO_MO-IL | MISO_W | 2030 | B6 | 300 | 0 | 960 | 960 | 0 | 31.32 | 0 | 0 | 0.98521 | 0 | 0 | 0.090248 | 0 | 0.10731
MISO_MO-IL_2_MISO_W | MISO_MO-IL | MISO_W | 2030 | B7 | 400 | 0 | 960 | 720.09 | 0 | 960 | 0 | 415.9 | 0 | 0 | 0.09496 | 0 | 0 | 0.10731
MISO_MO-IL_2_MISO_W | MISO_MO-IL | MISO_W | 2030 | B8 | 500 | 0 | 960 | 0 | 0 | 192.74 | 0 | 0 | 0 | 0 | 0 | 0 | 0 | 0.10731
MISO_MO-IL_2_MISO_W | MISO_MO-IL | MISO_W | 2030 | B9 | 800 | 0 | 960 | 960 | 0 | 399.63 | 0 | 0 | 0.01187 | 0 | 0 | 0.0028995 | 0 | 0.10731
MISO_MO-IL_2_MISO_W | MISO_MO-IL | MISO_W | 2030 | B10 | 1262 | 0 | 960 | 0 | 0 | 743.86 | 0 | 0 | 0 | 0 | 0 | 0 | 0 | 0.10731
MISO_MO-IL_2_MISO_W | MISO_MO-IL | MISO_W | 2030 | B11 | 25 | 0 | 960 | 0 | 0 | 0 | 0 | 0 | 0 | 0 | 0 | 0 | 0 | 0.10731
MISO_MO-IL_2_MISO_W | MISO_MO-IL | MISO_W | 2030 | B12 | 200 | 0 | 960 | 0 | 0 | 0 | 0 | 0 | 0 | 0 | 0 | 0 | 0 | 0.10731
MISO_MO-IL_2_MISO_W | MISO_MO-IL | MISO_W | 2030 | B13 | 600 | 0 | 960 | 0 | 0 | 0 | 0 | 0 | 0 | 0 | 0 | 0 | 0 | 0.10731
MISO_MO-IL_2_MISO_W | MISO_MO-IL | MISO_W | 2030 | B14 | 900 | 0 | 960 | 960 | 0 | 61.82 | 0 | 0 | 0.56976 | 0 | 0 | 0.15658 | 0 | 0.10731
MISO_MO-IL_2_MISO_W | MISO_MO-IL | MISO_W | 2030 | B15 | 1203 | 0 | 960 | 111.44 | 0 | 960 | 0 | 87.46 | 0 | 0 | 0.09496 | 0 | 0 | 0.10731
MISO_MO-IL_2_MISO_W | MISO_MO-IL | MISO_W | 2030 | B16 | 25 | 0 | 960 | 0 | 0 | 0 | 0 | 0 | 0 | 0 | 0 | 0 | 0 | 0.10731
MISO_MO-IL_2_MISO_W | MISO_MO-IL | MISO_W | 2030 | B17 | 100 | 0 | 960 | 0 | 0 | 0 | 0 | 0 | 0 | 0 | 0 | 0 | 0 | 0.10731
MISO_MO-IL_2_MISO_W | MISO_MO-IL | MISO_W | 2030 | B18 | 400 | 0 | 960 | 960 | 0 | 960 | 0 | 4.58 | 0.91399 | 0 | 0.09496 | 0.11163 | 0 | 0.10731
MISO_MO-IL_2_MISO_W | MISO_MO-IL | MISO_W | 2030 | B19 | 700 | 0 | 960 | 960 | 0 | 960 | 0 | 69.97 | 0.03561 | 0 | 0.09496 | 0.0076113 | 0 | 0.10731
MISO_MO-IL_2_MISO_W | MISO_MO-IL | MISO_W | 2030 | B20 | 935 | 0 | 960 | 0 | 0 | 645.28 | 0 | 0 | 0 | 0 | 0 | 0 | 0 | 0.10731
MISO_MO-IL_2_MISO_W | MISO_MO-IL | MISO_W | 2035 | B1 | 10 | 0 | 960 | 0 | 0 | 0 | 0 | 0 | 0 | 0 | 0 | 0 | 0 | 0.30692
MISO_MO-IL_2_MISO_W | MISO_MO-IL | MISO_W | 2035 | B2 | 25 | 0 | 960 | 497.71 | 0 | 0 | 0 | 0 | 0 | 0 | 0 | 0 | 0 | 0.30692
MISO_MO-IL_2_MISO_W | MISO_MO-IL | MISO_W | 2035 | B3 | 75 | 0 | 960 | 960 | 0 | 0 | 0 | 0 | 1.0327 | 0 | 0 | 0.023649 | 0 | 0.30692
MISO_MO-IL_2_MISO_W | MISO_MO-IL | MISO_W | 2035 | B4 | 100 | 0 | 960 | 960 | 0 | 0 | 0 | 0 | 1.8161 | 0 | 0 | 0.055454 | 0 | 0.30692
MISO_MO-IL_2_MISO_W | MISO_MO-IL | MISO_W | 2035 | B5 | 200 | 0 | 960 | 577.91 | 0 | 0 | 0 | 0 | 0 | 0 | 0 | 0 | 0 | 0.30692
MISO_MO-IL_2_MISO_W | MISO_MO-IL | MISO_W | 2035 | B6 | 300 | 0 | 960 | 960 | 0 | 0 | 0 | 0 | 0.98521 | 0 | 0 | 0.090248 | 0 | 0.30692
MISO_MO-IL_2_MISO_W | MISO_MO-IL | MISO_W | 2035 | B7 | 400 | 0 | 960 | 0 | 0 | 0 | 0 | 0 | 0 | 0 | 0 | 0 | 0 | 0.30692
MISO_MO-IL_2_MISO_W | MISO_MO-IL | MISO_W | 2035 | B8 | 500 | 0 | 960 | 0 | 0 | 0 | 0 | 0 | 0 | 0 | 0 | 0 | 0 | 0.30692
MISO_MO-IL_2_MISO_W | MISO_MO-IL | MISO_W | 2035 | B9 | 800 | 0 | 960 | 960 | 0 | 0 | 0 | 0 | 1.092 | 0 | 0 | 0.26676 | 0 | 0.30692
MISO_MO-IL_2_MISO_W | MISO_MO-IL | MISO_W | 2035 | B10 | 1262 | 0 | 960 | 0 | 0 | 0 | 0 | 0 | 0 | 0 | 0 | 0 | 0 | 0.30692
MISO_MO-IL_2_MISO_W | MISO_MO-IL | MISO_W | 2035 | B11 | 25 | 0 | 960 | 0 | 0 | 0 | 0 | 0 | 0 | 0 | 0 | 0 | 0 | 0.30692
MISO_MO-IL_2_MISO_W | MISO_MO-IL | MISO_W | 2035 | B12 | 200 | 0 | 960 | 0 | 0 | 0 | 0 | 0 | 0 | 0 | 0 | 0 | 0 | 0.30692
MISO_MO-IL_2_MISO_W | MISO_MO-IL | MISO_W | 2035 | B13 | 600 | 0 | 960 | 142.47 | 0 | 0 | 0 | 0 | 0 | 0 | 0 | 0 | 0 | 0.30692
MISO_MO-IL_2_MISO_W | MISO_MO-IL | MISO_W | 2035 | B14 | 900 | 0 | 960 | 960 | 0 | 0 | 0 | 0 | 0.74781 | 0 | 0 | 0.20551 | 0 | 0.30692
MISO_MO-IL_2_MISO_W | MISO_MO-IL | MISO_W | 2035 | B15 | 1203 | 0 | 960 | 435.21 | 0 | 0 | 0 | 0 | 0 | 0 | 0 | 0 | 0 | 0.30692
MISO_MO-IL_2_MISO_W | MISO_MO-IL | MISO_W | 2035 | B16 | 25 | 0 | 960 | 0 | 0 | 0 | 0 | 0 | 0 | 0 | 0 | 0 | 0 | 0.30692
MISO_MO-IL_2_MISO_W | MISO_MO-IL | MISO_W | 2035 | B17 | 100 | 0 | 960 | 0 | 0 | 0 | 0 | 0 | 0 | 0 | 0 | 0 | 0 | 0.30692
MISO_MO-IL_2_MISO_W | MISO_MO-IL | MISO_W | 2035 | B18 | 400 | 0 | 960 | 960 | 0 | 0 | 0 | 0 | 2.4096 | 0 | 0 | 0.2943 | 0 | 0.30692
MISO_MO-IL_2_MISO_W | MISO_MO-IL | MISO_W | 2035 | B19 | 700 | 0 | 960 | 960 | 0 | 140.4 | 0 | 0 | 1.365 | 0 | 0 | 0.29177 | 0 | 0.30692
MISO_MO-IL_2_MISO_W | MISO_MO-IL | MISO_W | 2035 | B20 | 935 | 0 | 960 | 0 | 0 | 0 | 0 | 0 | 0 | 0 | 0 | 0 | 0 | 0.30692
MISO_MO-IL_2_MISO_W | MISO_MO-IL | MISO_W | 2040 | B1 | 10 | 0 | 960 | 0 | 0 | 0 | 0 | 0 | 0 | 0 | 0 | 0 | 0 | 0
MISO_MO-IL_2_MISO_W | MISO_MO-IL | MISO_W | 2040 | B2 | 25 | 0 | 960 | 0 | 0 | 0 | 0 | 0 | 0 | 0 | 0 | 0 | 0 | 0
MISO_MO-IL_2_MISO_W | MISO_MO-IL | MISO_W | 2040 | B3 | 75 | 0 | 960 | 242.06 | 0 | 0 | 0 | 0 | 0 | 0 | 0 | 0 | 0 | 0
MISO_MO-IL_2_MISO_W | MISO_MO-IL | MISO_W | 2040 | B4 | 100 | 0 | 960 | 0 | 0 | 0 | 0 | 0 | 0 | 0 | 0 | 0 | 0 | 0
MISO_MO-IL_2_MISO_W | MISO_MO-IL | MISO_W | 2040 | B5 | 200 | 0 | 960 | 0 | 0 | 0 | 0 | 0 | 0 | 0 | 0 | 0 | 0 | 0
MISO_MO-IL_2_MISO_W | MISO_MO-IL | MISO_W | 2040 | B6 | 300 | 0 | 960 | 0 | 0 | 0 | 0 | 0 | 0 | 0 | 0 | 0 | 0 | 0
MISO_MO-IL_2_MISO_W | MISO_MO-IL | MISO_W | 2040 | B7 | 400 | 0 | 960 | 0 | 0 | 0 | 0 | 0 | 0 | 0 | 0 | 0 | 0 | 0
MISO_MO-IL_2_MISO_W | MISO_MO-IL | MISO_W | 2040 | B8 | 500 | 0 | 960 | 0 | 0 | 0 | 0 | 0 | 0 | 0 | 0 | 0 | 0 | 0
MISO_MO-IL_2_MISO_W | MISO_MO-IL | MISO_W | 2040 | B9 | 800 | 0 | 960 | 0 | 0 | 0 | 0 | 0 | 0 | 0 | 0 | 0 | 0 | 0
MISO_MO-IL_2_MISO_W | MISO_MO-IL | MISO_W | 2040 | B10 | 1262 | 0 | 960 | 0 | 0 | 0 | 0 | 0 | 0 | 0 | 0 | 0 | 0 | 0
MISO_MO-IL_2_MISO_W | MISO_MO-IL | MISO_W | 2040 | B11 | 25 | 0 | 960 | 0 | 0 | 0 | 0 | 0 | 0 | 0 | 0 | 0 | 0 | 0
MISO_MO-IL_2_MISO_W | MISO_MO-IL | MISO_W | 2040 | B12 | 200 | 0 | 960 | 0 | 0 | 0 | 0 | 0 | 0 | 0 | 0 | 0 | 0 | 0
MISO_MO-IL_2_MISO_W | MISO_MO-IL | MISO_W | 2040 | B13 | 600 | 0 | 960 | 0 | 0 | 0 | 0 | 0 | 0 | 0 | 0 | 0 | 0 | 0
MISO_MO-IL_2_MISO_W | MISO_MO-IL | MISO_W | 2040 | B14 | 900 | 0 | 960 | 0 | 0 | 0 | 0 | 0 | 0 | 0 | 0 | 0 | 0 | 0
MISO_MO-IL_2_MISO_W | MISO_MO-IL | MISO_W | 2040 | B15 | 1203 | 0 | 960 | 0 | 0 | 0 | 0 | 0 | 0 | 0 | 0 | 0 | 0 | 0
MISO_MO-IL_2_MISO_W | MISO_MO-IL | MISO_W | 2040 | B16 | 25 | 0 | 960 | 0 | 0 | 0 | 0 | 0 | 0 | 0 | 0 | 0 | 0 | 0
MISO_MO-IL_2_MISO_W | MISO_MO-IL | MISO_W | 2040 | B17 | 100 | 0 | 960 | 0 | 0 | 0 | 0 | 0 | 0 | 0 | 0 | 0 | 0 | 0
MISO_MO-IL_2_MISO_W | MISO_MO-IL | MISO_W | 2040 | B18 | 400 | 0 | 960 | 0 | 0 | 0 | 0 | 0 | 0 | 0 | 0 | 0 | 0 | 0
MISO_MO-IL_2_MISO_W | MISO_MO-IL | MISO_W | 2040 | B19 | 700 | 0 | 960 | 0 | 0 | 0 | 0 | 0 | 0 | 0 | 0 | 0 | 0 | 0
MISO_MO-IL_2_MISO_W | MISO_MO-IL | MISO_W | 2040 | B20 | 935 | 0 | 960 | 0 | 0 | 0 | 0 | 0 | 0 | 0 | 0 | 0 | 0 | 0
MISO_MO-IL_2_MISO_W | MISO_MO-IL | MISO_W | 2045 | B1 | 10 | 0 | 960 | 0 | 0 | 0 | 0 | 0 | 0 | 0 | 0 | 0 | 0 | 0
MISO_MO-IL_2_MISO_W | MISO_MO-IL | MISO_W | 2045 | B2 | 25 | 0 | 960 | 0 | 0 | 0 | 0 | 0 | 0 | 0 | 0 | 0 | 0 | 0
MISO_MO-IL_2_MISO_W | MISO_MO-IL | MISO_W | 2045 | B3 | 75 | 0 | 960 | 0 | 0 | 0 | 0 | 0 | 0 | 0 | 0 | 0 | 0 | 0
MISO_MO-IL_2_MISO_W | MISO_MO-IL | MISO_W | 2045 | B4 | 100 | 0 | 960 | 0 | 0 | 0 | 0 | 0 | 0 | 0 | 0 | 0 | 0 | 0
MISO_MO-IL_2_MISO_W | MISO_MO-IL | MISO_W | 2045 | B5 | 200 | 0 | 960 | 0 | 0 | 0 | 0 | 0 | 0 | 0 | 0 | 0 | 0 | 0
MISO_MO-IL_2_MISO_W | MISO_MO-IL | MISO_W | 2045 | B6 | 300 | 0 | 960 | 0 | 0 | 0 | 0 | 0 | 0 | 0 | 0 | 0 | 0 | 0
MISO_MO-IL_2_MISO_W | MISO_MO-IL | MISO_W | 2045 | B7 | 400 | 0 | 960 | 0 | 0 | 0 | 0 | 0 | 0 | 0 | 0 | 0 | 0 | 0
MISO_MO-IL_2_MISO_W | MISO_MO-IL | MISO_W | 2045 | B8 | 500 | 0 | 960 | 0 | 0 | 0 | 0 | 0 | 0 | 0 | 0 | 0 | 0 | 0
MISO_MO-IL_2_MISO_W | MISO_MO-IL | MISO_W | 2045 | B9 | 800 | 0 | 960 | 0 | 0 | 0 | 0 | 0 | 0 | 0 | 0 | 0 | 0 | 0
MISO_MO-IL_2_MISO_W | MISO_MO-IL | MISO_W | 2045 | B10 | 1262 | 0 | 960 | 0 | 0 | 0 | 0 | 0 | 0 | 0 | 0 | 0 | 0 | 0
MISO_MO-IL_2_MISO_W | MISO_MO-IL | MISO_W | 2045 | B11 | 25 | 0 | 960 | 0 | 0 | 0 | 0 | 0 | 0 | 0 | 0 | 0 | 0 | 0
MISO_MO-IL_2_MISO_W | MISO_MO-IL | MISO_W | 2045 | B12 | 200 | 0 | 960 | 0 | 0 | 0 | 0 | 0 | 0 | 0 | 0 | 0 | 0 | 0
MISO_MO-IL_2_MISO_W | MISO_MO-IL | MISO_W | 2045 | B13 | 600 | 0 | 960 | 0 | 0 | 0 | 0 | 0 | 0 | 0 | 0 | 0 | 0 | 0
MISO_MO-IL_2_MISO_W | MISO_MO-IL | MISO_W | 2045 | B14 | 900 | 0 | 960 | 0 | 0 | 0 | 0 | 0 | 0 | 0 | 0 | 0 | 0 | 0
MISO_MO-IL_2_MISO_W | MISO_MO-IL | MISO_W | 2045 | B15 | 1203 | 0 | 960 | 0 | 0 | 0 | 0 | 0 | 0 | 0 | 0 | 0 | 0 | 0
MISO_MO-IL_2_MISO_W | MISO_MO-IL | MISO_W | 2045 | B16 | 25 | 0 | 960 | 0 | 0 | 0 | 0 | 0 | 0 | 0 | 0 | 0 | 0 | 0
MISO_MO-IL_2_MISO_W | MISO_MO-IL | MISO_W | 2045 | B17 | 100 | 0 | 960 | 0 | 0 | 0 | 0 | 0 | 0 | 0 | 0 | 0 | 0 | 0
MISO_MO-IL_2_MISO_W | MISO_MO-IL | MISO_W | 2045 | B18 | 400 | 0 | 960 | 0 | 0 | 0 | 0 | 0 | 0 | 0 | 0 | 0 | 0 | 0
MISO_MO-IL_2_MISO_W | MISO_MO-IL | MISO_W | 2045 | B19 | 700 | 0 | 960 | 0 | 0 | 0 | 0 | 0 | 0 | 0 | 0 | 0 | 0 | 0
MISO_MO-IL_2_MISO_W | MISO_MO-IL | MISO_W | 2045 | B20 | 935 | 0 | 960 | 0 | 0 | 0 | 0 | 0 | 0 | 0 | 0 | 0 | 0 | 0
MISO_MO-IL_2_MISO_W | MISO_MO-IL | MISO_W | 2050 | B1 | 10 | 0 | 960 | 0 | 0 | 0 | 0 | 0 | 0 | 0 | 0 | 0 | 0 | 0
MISO_MO-IL_2_MISO_W | MISO_MO-IL | MISO_W | 2050 | B2 | 25 | 0 | 960 | 0 | 0 | 0 | 0 | 0 | 0 | 0 | 0 | 0 | 0 | 0
MISO_MO-IL_2_MISO_W | MISO_MO-IL | MISO_W | 2050 | B3 | 75 | 0 | 960 | 0 | 0 | 0 | 0 | 0 | 0 | 0 | 0 | 0 | 0 | 0
MISO_MO-IL_2_MISO_W | MISO_MO-IL | MISO_W | 2050 | B4 | 100 | 0 | 960 | 0 | 0 | 0 | 0 | 0 | 0 | 0 | 0 | 0 | 0 | 0
MISO_MO-IL_2_MISO_W | MISO_MO-IL | MISO_W | 2050 | B5 | 200 | 0 | 960 | 0 | 0 | 0 | 0 | 0 | 0 | 0 | 0 | 0 | 0 | 0
MISO_MO-IL_2_MISO_W | MISO_MO-IL | MISO_W | 2050 | B6 | 300 | 0 | 960 | 0 | 0 | 0 | 0 | 0 | 0 | 0 | 0 | 0 | 0 | 0
MISO_MO-IL_2_MISO_W | MISO_MO-IL | MISO_W | 2050 | B7 | 400 | 0 | 960 | 0 | 0 | 0 | 0 | 0 | 0 | 0 | 0 | 0 | 0 | 0
MISO_MO-IL_2_MISO_W | MISO_MO-IL | MISO_W | 2050 | B8 | 500 | 0 | 960 | 0 | 0 | 0 | 0 | 0 | 0 | 0 | 0 | 0 | 0 | 0
MISO_MO-IL_2_MISO_W | MISO_MO-IL | MISO_W | 2050 | B9 | 800 | 0 | 960 | 0 | 0 | 0 | 0 | 0 | 0 | 0 | 0 | 0 | 0 | 0
MISO_MO-IL_2_MISO_W | MISO_MO-IL | MISO_W | 2050 | B10 | 1262 | 0 | 960 | 0 | 0 | 0 | 0 | 0 | 0 | 0 | 0 | 0 | 0 | 0
MISO_MO-IL_2_MISO_W | MISO_MO-IL | MISO_W | 2050 | B11 | 25 | 0 | 960 | 0 | 0 | 0 | 0 | 0 | 0 | 0 | 0 | 0 | 0 | 0
MISO_MO-IL_2_MISO_W | MISO_MO-IL | MISO_W | 2050 | B12 | 200 | 0 | 960 | 0 | 0 | 0 | 0 | 0 | 0 | 0 | 0 | 0 | 0 | 0
MISO_MO-IL_2_MISO_W | MISO_MO-IL | MISO_W | 2050 | B13 | 600 | 0 | 960 | 0 | 0 | 0 | 0 | 0 | 0 | 0 | 0 | 0 | 0 | 0
MISO_MO-IL_2_MISO_W | MISO_MO-IL | MISO_W | 2050 | B14 | 900 | 0 | 960 | 0 | 0 | 0 | 0 | 0 | 0 | 0 | 0 | 0 | 0 | 0
MISO_MO-IL_2_MISO_W | MISO_MO-IL | MISO_W | 2050 | B15 | 1203 | 0 | 960 | 0 | 0 | 0 | 0 | 0 | 0 | 0 | 0 | 0 | 0 | 0
MISO_MO-IL_2_MISO_W | MISO_MO-IL | MISO_W | 2050 | B16 | 25 | 0 | 960 | 0 | 0 | 0 | 0 | 0 | 0 | 0 | 0 | 0 | 0 | 0
MISO_MO-IL_2_MISO_W | MISO_MO-IL | MISO_W | 2050 | B17 | 100 | 0 | 960 | 0 | 0 | 0 | 0 | 0 | 0 | 0 | 0 | 0 | 0 | 0
MISO_MO-IL_2_MISO_W | MISO_MO-IL | MISO_W | 2050 | B18 | 400 | 0 | 960 | 0 | 0 | 0 | 0 | 0 | 0 | 0 | 0 | 0 | 0 | 0
MISO_MO-IL_2_MISO_W | MISO_MO-IL | MISO_W | 2050 | B19 | 700 | 0 | 960 | 0 | 0 | 0 | 0 | 0 | 0 | 0 | 0 | 0 | 0 | 0
MISO_MO-IL_2_MISO_W | MISO_MO-IL | MISO_W | 2050 | B20 | 935 | 0 | 960 | 0 | 0 | 0 | 0 | 0 | 0 | 0 | 0 | 0 | 0 | 0
MISO_MO-IL_2_PJM_ROR | MISO_MO-IL | PJM_ROR | 2015 | B1 | 10 | 0 | 1212 | 616 | 0 | 649.21 | 0 | 0 | 0 | 0 | 0 | 0 | 0 | 0.0036419
MISO_MO-IL_2_PJM_ROR | MISO_MO-IL | PJM_ROR | 2015 | B2 | 25 | 0 | 1212 | 649.13 | 0 | 1212 | 0 | 359.66 | 0 | 0 | 0 | 0 | 0 | 0.0036419
MISO_MO-IL_2_PJM_ROR | MISO_MO-IL | PJM_ROR | 2015 | B3 | 75 | 0 | 1212 | 0 | 0 | 45.68 | 0 | 0 | 0 | 0 | 0 | 0 | 0 | 0.0036419
MISO_MO-IL_2_PJM_ROR | MISO_MO-IL | PJM_ROR | 2015 | B4 | 100 | 0 | 1212 | 269.64 | 0 | 1008.31 | 0 | 0 | 0 | 0 | 0 | 0 | 0 | 0.0036419
MISO_MO-IL_2_PJM_ROR | MISO_MO-IL | PJM_ROR | 2015 | B5 | 200 | 0 | 1212 | 347.17 | 0 | 1212 | 0 | 969.01 | 0 | 0 | 0 | 0 | 0 | 0.0036419
MISO_MO-IL_2_PJM_ROR | MISO_MO-IL | PJM_ROR | 2015 | B6 | 300 | 0 | 1212 | 287.14 | 0 | 1212 | 0 | 160.71 | 0 | 0 | 0 | 0 | 0 | 0.0036419
MISO_MO-IL_2_PJM_ROR | MISO_MO-IL | PJM_ROR | 2015 | B7 | 400 | 0 | 1212 | 1147.5 | 0 | 1212 | 0 | 1057.14 | 0 | 0 | 0 | 0 | 0 | 0.0036419
MISO_MO-IL_2_PJM_ROR | MISO_MO-IL | PJM_ROR | 2015 | B8 | 500 | 0 | 1212 | 1212 | 0 | 1212 | 0 | 2291.57 | 0.02374 | 0 | 0 | 0.0053955 | 0 | 0.0036419
MISO_MO-IL_2_PJM_ROR | MISO_MO-IL | PJM_ROR | 2015 | B9 | 800 | 0 | 1212 | 98.13 | 0 | 1212 | 0 | 569.55 | 0 | 0 | 0 | 0 | 0 | 0.0036419
MISO_MO-IL_2_PJM_ROR | MISO_MO-IL | PJM_ROR | 2015 | B10 | 1262 | 0 | 1212 | 664.36 | 0 | 0 | 0 | 0 | 0 | 0 | 0 | 0 | 0 | 0.0036419
MISO_MO-IL_2_PJM_ROR | MISO_MO-IL | PJM_ROR | 2015 | B11 | 25 | 0 | 1212 | 0 | 0 | 0 | 0 | 0 | 0 | 0 | 0 | 0 | 0 | 0.0036419
MISO_MO-IL_2_PJM_ROR | MISO_MO-IL | PJM_ROR | 2015 | B12 | 200 | 0 | 1212 | 1212 | 0 | 1174.77 | 0 | 0 | 0.01187 | 0 | 0 | 0.0010791 | 0 | 0.0036419
MISO_MO-IL_2_PJM_ROR | MISO_MO-IL | PJM_ROR | 2015 | B13 | 600 | 0 | 1212 | 1212 | 0 | 1212 | 0 | 542.54 | 0.01187 | 0 | 0 | 0.0032373 | 0 | 0.0036419
MISO_MO-IL_2_PJM_ROR | MISO_MO-IL | PJM_ROR | 2015 | B14 | 900 | 0 | 1212 | 1212 | 0 | 1212 | 0 | 232.79 | 0.01187 | 0 | 0 | 0.0048559 | 0 | 0.0036419
MISO_MO-IL_2_PJM_ROR | MISO_MO-IL | PJM_ROR | 2015 | B15 | 1203 | 0 | 1212 | 0 | 0 | 0 | 0 | 0 | 0 | 0 | 0 | 0 | 0 | 0.0036419
MISO_MO-IL_2_PJM_ROR | MISO_MO-IL | PJM_ROR | 2015 | B16 | 25 | 0 | 1212 | 642.48 | 0 | 0 | 0 | 0 | 0 | 0 | 0 | 0 | 0 | 0.0036419
MISO_MO-IL_2_PJM_ROR | MISO_MO-IL | PJM_ROR | 2015 | B17 | 100 | 0 | 1212 | 1146.9 | 0 | 21.66 | 0 | 0 | 0 | 0 | 0 | 0 | 0 | 0.0036419
MISO_MO-IL_2_PJM_ROR | MISO_MO-IL | PJM_ROR | 2015 | B18 | 400 | 0 | 1212 | 1108.18 | 0 | 1212 | 0 | 298.37 | 0 | 0 | 0 | 0 | 0 | 0.0036419
MISO_MO-IL_2_PJM_ROR | MISO_MO-IL | PJM_ROR | 2015 | B19 | 700 | 0 | 1212 | 0 | 0 | 380.09 | 0 | 0 | 0 | 0 | 0 | 0 | 0 | 0.0036419
MISO_MO-IL_2_PJM_ROR | MISO_MO-IL | PJM_ROR | 2015 | B20 | 935 | 0 | 1212 | 231.8 | 0 | 629.52 | 0 | 0 | 0 | 0 | 0 | 0 | 0 | 0.0036419
MISO_MO-IL_2_PJM_ROR | MISO_MO-IL | PJM_ROR | 2020 | B1 | 10 | 0 | 1212 | 824.75 | 0 | 495.4 | 0 | 0 | 0 | 0 | 0 | 0 | 0 | 0
MISO_MO-IL_2_PJM_ROR | MISO_MO-IL | PJM_ROR | 2020 | B2 | 25 | 0 | 1212 | 317.86 | 0 | 562.94 | 0 | 0 | 0 | 0 | 0 | 0 | 0 | 0
MISO_MO-IL_2_PJM_ROR | MISO_MO-IL | PJM_ROR | 2020 | B3 | 75 | 0 | 1212 | 0 | 0 | 0 | 0 | 0 | 0 | 0 | 0 | 0 | 0 | 0
MISO_MO-IL_2_PJM_ROR | MISO_MO-IL | PJM_ROR | 2020 | B4 | 100 | 0 | 1212 | 0 | 0 | 0 | 0 | 0 | 0 | 0 | 0 | 0 | 0 | 0
MISO_MO-IL_2_PJM_ROR | MISO_MO-IL | PJM_ROR | 2020 | B5 | 200 | 0 | 1212 | 0 | 0 | 430.94 | 0 | 0 | 0 | 0 | 0 | 0 | 0 | 0
MISO_MO-IL_2_PJM_ROR | MISO_MO-IL | PJM_ROR | 2020 | B6 | 300 | 0 | 1212 | 0 | 0 | 637.93 | 0 | 0 | 0 | 0 | 0 | 0 | 0 | 0
MISO_MO-IL_2_PJM_ROR | MISO_MO-IL | PJM_ROR | 2020 | B7 | 400 | 0 | 1212 | 0 | 0 | 0 | 0 | 0 | 0 | 0 | 0 | 0 | 0 | 0
MISO_MO-IL_2_PJM_ROR | MISO_MO-IL | PJM_ROR | 2020 | B8 | 500 | 0 | 1212 | 0 | 0 | 0 | 0 | 0 | 0 | 0 | 0 | 0 | 0 | 0
MISO_MO-IL_2_PJM_ROR | MISO_MO-IL | PJM_ROR | 2020 | B9 | 800 | 0 | 1212 | 0 | 0 | 0 | 0 | 0 | 0 | 0 | 0 | 0 | 0 | 0
MISO_MO-IL_2_PJM_ROR | MISO_MO-IL | PJM_ROR | 2020 | B10 | 1262 | 0 | 1212 | 0 | 0 | 0 | 0 | 0 | 0 | 0 | 0 | 0 | 0 | 0
MISO_MO-IL_2_PJM_ROR | MISO_MO-IL | PJM_ROR | 2020 | B11 | 25 | 0 | 1212 | 0 | 0 | 0 | 0 | 0 | 0 | 0 | 0 | 0 | 0 | 0
MISO_MO-IL_2_PJM_ROR | MISO_MO-IL | PJM_ROR | 2020 | B12 | 200 | 0 | 1212 | 0 | 0 | 0 | 0 | 0 | 0 | 0 | 0 | 0 | 0 | 0
MISO_MO-IL_2_PJM_ROR | MISO_MO-IL | PJM_ROR | 2020 | B13 | 600 | 0 | 1212 | 0 | 0 | 0 | 0 | 0 | 0 | 0 | 0 | 0 | 0 | 0
MISO_MO-IL_2_PJM_ROR | MISO_MO-IL | PJM_ROR | 2020 | B14 | 900 | 0 | 1212 | 0 | 0 | 0 | 0 | 0 | 0 | 0 | 0 | 0 | 0 | 0
MISO_MO-IL_2_PJM_ROR | MISO_MO-IL | PJM_ROR | 2020 | B15 | 1203 | 0 | 1212 | 0 | 0 | 0 | 0 | 0 | 0 | 0 | 0 | 0 | 0 | 0
MISO_MO-IL_2_PJM_ROR | MISO_MO-IL | PJM_ROR | 2020 | B16 | 25 | 0 | 1212 | 0 | 0 | 0 | 0 | 0 | 0 | 0 | 0 | 0 | 0 | 0
MISO_MO-IL_2_PJM_ROR | MISO_MO-IL | PJM_ROR | 2020 | B17 | 100 | 0 | 1212 | 497.98 | 0 | 1180.27 | 0 | 0 | 0 | 0 | 0 | 0 | 0 | 0
MISO_MO-IL_2_PJM_ROR | MISO_MO-IL | PJM_ROR | 2020 | B18 | 400 | 0 | 1212 | 676.36 | 0 | 1212 | 0 | 27.03 | 0 | 0 | 0.01187 | 0 | 0 | 0
MISO_MO-IL_2_PJM_ROR | MISO_MO-IL | PJM_ROR | 2020 | B19 | 700 | 0 | 1212 | 0 | 0 | 0 | 0 | 0 | 0 | 0 | 0 | 0 | 0 | 0
MISO_MO-IL_2_PJM_ROR | MISO_MO-IL | PJM_ROR | 2020 | B20 | 935 | 0 | 1212 | 0 | 0 | 0 | 0 | 0 | 0 | 0 | 0 | 0 | 0 | 0
MISO_MO-IL_2_PJM_ROR | MISO_MO-IL | PJM_ROR | 2025 | B1 | 10 | 0 | 1212 | 1212 | 0 | 454.24 | 0 | 0 | 0.01187 | 0 | 0 | 0.01187 | 0 | 0.0029675
MISO_MO-IL_2_PJM_ROR | MISO_MO-IL | PJM_ROR | 2025 | B2 | 25 | 0 | 1212 | 322.33 | 0 | 527.48 | 0 | 0 | 0 | 0 | 0 | 0 | 0 | 0.0029675
MISO_MO-IL_2_PJM_ROR | MISO_MO-IL | PJM_ROR | 2025 | B3 | 75 | 0 | 1212 | 0 | 0 | 0 | 0 | 0 | 0 | 0 | 0 | 0 | 0 | 0.0029675
MISO_MO-IL_2_PJM_ROR | MISO_MO-IL | PJM_ROR | 2025 | B4 | 100 | 0 | 1212 | 0 | 0 | 0 | 0 | 0 | 0 | 0 | 0 | 0 | 0 | 0.0029675
MISO_MO-IL_2_PJM_ROR | MISO_MO-IL | PJM_ROR | 2025 | B5 | 200 | 0 | 1212 | 0 | 0 | 0 | 0 | 0 | 0 | 0 | 0 | 0 | 0 | 0.0029675
MISO_MO-IL_2_PJM_ROR | MISO_MO-IL | PJM_ROR | 2025 | B6 | 300 | 0 | 1212 | 0 | 0 | 0 | 0 | 0 | 0 | 0 | 0 | 0 | 0 | 0.0029675
MISO_MO-IL_2_PJM_ROR | MISO_MO-IL | PJM_ROR | 2025 | B7 | 400 | 0 | 1212 | 0 | 0 | 0 | 0 | 0 | 0 | 0 | 0 | 0 | 0 | 0.0029675
MISO_MO-IL_2_PJM_ROR | MISO_MO-IL | PJM_ROR | 2025 | B8 | 500 | 0 | 1212 | 0 | 0 | 0 | 0 | 0 | 0 | 0 | 0 | 0 | 0 | 0.0029675
MISO_MO-IL_2_PJM_ROR | MISO_MO-IL | PJM_ROR | 2025 | B9 | 800 | 0 | 1212 | 0 | 0 | 0 | 0 | 0 | 0 | 0 | 0 | 0 | 0 | 0.0029675
MISO_MO-IL_2_PJM_ROR | MISO_MO-IL | PJM_ROR | 2025 | B10 | 1262 | 0 | 1212 | 0 | 0 | 0 | 0 | 0 | 0 | 0 | 0 | 0 | 0 | 0.0029675
MISO_MO-IL_2_PJM_ROR | MISO_MO-IL | PJM_ROR | 2025 | B11 | 25 | 0 | 1212 | 0 | 0 | 0 | 0 | 0 | 0 | 0 | 0 | 0 | 0 | 0.0029675
MISO_MO-IL_2_PJM_ROR | MISO_MO-IL | PJM_ROR | 2025 | B12 | 200 | 0 | 1212 | 0 | 0 | 175.98 | 0 | 0 | 0 | 0 | 0 | 0 | 0 | 0.0029675
MISO_MO-IL_2_PJM_ROR | MISO_MO-IL | PJM_ROR | 2025 | B13 | 600 | 0 | 1212 | 192.8 | 0 | 546.34 | 0 | 0 | 0 | 0 | 0 | 0 | 0 | 0.0029675
MISO_MO-IL_2_PJM_ROR | MISO_MO-IL | PJM_ROR | 2025 | B14 | 900 | 0 | 1212 | 0 | 0 | 0 | 0 | 0 | 0 | 0 | 0 | 0 | 0 | 0.0029675
MISO_MO-IL_2_PJM_ROR | MISO_MO-IL | PJM_ROR | 2025 | B15 | 1203 | 0 | 1212 | 0 | 0 | 0 | 0 | 0 | 0 | 0 | 0 | 0 | 0 | 0.0029675
MISO_MO-IL_2_PJM_ROR | MISO_MO-IL | PJM_ROR | 2025 | B16 | 25 | 0 | 1212 | 162.51 | 0 | 0 | 0 | 0 | 0 | 0 | 0 | 0 | 0 | 0.0029675
MISO_MO-IL_2_PJM_ROR | MISO_MO-IL | PJM_ROR | 2025 | B17 | 100 | 0 | 1212 | 1013.04 | 0 | 0 | 0 | 0 | 0 | 0 | 0 | 0 | 0 | 0.0029675
MISO_MO-IL_2_PJM_ROR | MISO_MO-IL | PJM_ROR | 2025 | B18 | 400 | 0 | 1212 | 675.02 | 0 | 0 | 0 | 0 | 0 | 0 | 0 | 0 | 0 | 0.0029675
MISO_MO-IL_2_PJM_ROR | MISO_MO-IL | PJM_ROR | 2025 | B19 | 700 | 0 | 1212 | 181.77 | 0 | 0 | 0 | 0 | 0 | 0 | 0 | 0 | 0 | 0.0029675
MISO_MO-IL_2_PJM_ROR | MISO_MO-IL | PJM_ROR | 2025 | B20 | 935 | 0 | 1212 | 0 | 0 | 0 | 0 | 0 | 0 | 0 | 0 | 0 | 0 | 0.0029675
MISO_MO-IL_2_PJM_ROR | MISO_MO-IL | PJM_ROR | 2030 | B1 | 10 | 0 | 1212 | 1212 | 0 | 0 | 0 | 0 | 1.4719 | 0 | 0 | 1.4719 | 0 | 0.36797
MISO_MO-IL_2_PJM_ROR | MISO_MO-IL | PJM_ROR | 2030 | B2 | 25 | 0 | 1212 | 331.19 | 0 | 0 | 0 | 0 | 0 | 0 | 0 | 0 | 0 | 0.36797
MISO_MO-IL_2_PJM_ROR | MISO_MO-IL | PJM_ROR | 2030 | B3 | 75 | 0 | 1212 | 0 | 0 | 0 | 0 | 0 | 0 | 0 | 0 | 0 | 0 | 0.36797
MISO_MO-IL_2_PJM_ROR | MISO_MO-IL | PJM_ROR | 2030 | B4 | 100 | 0 | 1212 | 0 | 0 | 0 | 0 | 0 | 0 | 0 | 0 | 0 | 0 | 0.36797
MISO_MO-IL_2_PJM_ROR | MISO_MO-IL | PJM_ROR | 2030 | B5 | 200 | 0 | 1212 | 0 | 0 | 0 | 0 | 0 | 0 | 0 | 0 | 0 | 0 | 0.36797
MISO_MO-IL_2_PJM_ROR | MISO_MO-IL | PJM_ROR | 2030 | B6 | 300 | 0 | 1212 | 0 | 0 | 0 | 0 | 0 | 0 | 0 | 0 | 0 | 0 | 0.36797
MISO_MO-IL_2_PJM_ROR | MISO_MO-IL | PJM_ROR | 2030 | B7 | 400 | 0 | 1212 | 0 | 0 | 0 | 0 | 0 | 0 | 0 | 0 | 0 | 0 | 0.36797
MISO_MO-IL_2_PJM_ROR | MISO_MO-IL | PJM_ROR | 2030 | B8 | 500 | 0 | 1212 | 0 | 0 | 0 | 0 | 0 | 0 | 0 | 0 | 0 | 0 | 0.36797
MISO_MO-IL_2_PJM_ROR | MISO_MO-IL | PJM_ROR | 2030 | B9 | 800 | 0 | 1212 | 0 | 0 | 0 | 0 | 0 | 0 | 0 | 0 | 0 | 0 | 0.36797
MISO_MO-IL_2_PJM_ROR | MISO_MO-IL | PJM_ROR | 2030 | B10 | 1262 | 0 | 1212 | 0 | 0 | 0 | 0 | 0 | 0 | 0 | 0 | 0 | 0 | 0.36797
MISO_MO-IL_2_PJM_ROR | MISO_MO-IL | PJM_ROR | 2030 | B11 | 25 | 0 | 1212 | 0 | 0 | 0 | 0 | 0 | 0 | 0 | 0 | 0 | 0 | 0.36797
MISO_MO-IL_2_PJM_ROR | MISO_MO-IL | PJM_ROR | 2030 | B12 | 200 | 0 | 1212 | 0 | 0 | 0 | 0 | 0 | 0 | 0 | 0 | 0 | 0 | 0.36797
MISO_MO-IL_2_PJM_ROR | MISO_MO-IL | PJM_ROR | 2030 | B13 | 600 | 0 | 1212 | 0 | 0 | 0 | 0 | 0 | 0 | 0 | 0 | 0 | 0 | 0.36797
MISO_MO-IL_2_PJM_ROR | MISO_MO-IL | PJM_ROR | 2030 | B14 | 900 | 0 | 1212 | 0 | 0 | 0 | 0 | 0 | 0 | 0 | 0 | 0 | 0 | 0.36797
MISO_MO-IL_2_PJM_ROR | MISO_MO-IL | PJM_ROR | 2030 | B15 | 1203 | 0 | 1212 | 0 | 0 | 0 | 0 | 0 | 0 | 0 | 0 | 0 | 0 | 0.36797
MISO_MO-IL_2_PJM_ROR | MISO_MO-IL | PJM_ROR | 2030 | B16 | 25 | 0 | 1212 | 0 | 0 | 413.85 | 0 | 0 | 0 | 0 | 0 | 0 | 0 | 0.36797
MISO_MO-IL_2_PJM_ROR | MISO_MO-IL | PJM_ROR | 2030 | B17 | 100 | 0 | 1212 | 115.78 | 0 | 210.77 | 0 | 0 | 0 | 0 | 0 | 0 | 0 | 0.36797
MISO_MO-IL_2_PJM_ROR | MISO_MO-IL | PJM_ROR | 2030 | B18 | 400 | 0 | 1212 | 0 | 0 | 0 | 0 | 0 | 0 | 0 | 0 | 0 | 0 | 0.36797
MISO_MO-IL_2_PJM_ROR | MISO_MO-IL | PJM_ROR | 2030 | B19 | 700 | 0 | 1212 | 0 | 0 | 0 | 0 | 0 | 0 | 0 | 0 | 0 | 0 | 0.36797
MISO_MO-IL_2_PJM_ROR | MISO_MO-IL | PJM_ROR | 2030 | B20 | 935 | 0 | 1212 | 0 | 0 | 0 | 0 | 0 | 0 | 0 | 0 | 0 | 0 | 0.36797
MISO_MO-IL_2_PJM_ROR | MISO_MO-IL | PJM_ROR | 2035 | B1 | 10 | 0 | 1212 | 1212 | 0 | 1212 | 0 | 0 | 0.02374 | 0 | 0.01187 | 0.00022718 | 0 | 0.005651
MISO_MO-IL_2_PJM_ROR | MISO_MO-IL | PJM_ROR | 2035 | B2 | 25 | 0 | 1212 | 0 | 0 | 0 | 0 | 0 | 0 | 0 | 0 | 0 | 0 | 0.005651
MISO_MO-IL_2_PJM_ROR | MISO_MO-IL | PJM_ROR | 2035 | B3 | 75 | 0 | 1212 | 0 | 0 | 0 | 0 | 0 | 0 | 0 | 0 | 0 | 0 | 0.005651
MISO_MO-IL_2_PJM_ROR | MISO_MO-IL | PJM_ROR | 2035 | B4 | 100 | 0 | 1212 | 0 | 0 | 0 | 0 | 0 | 0 | 0 | 0 | 0 | 0 | 0.005651
MISO_MO-IL_2_PJM_ROR | MISO_MO-IL | PJM_ROR | 2035 | B5 | 200 | 0 | 1212 | 0 | 0 | 0 | 0 | 0 | 0 | 0 | 0 | 0 | 0 | 0.005651
MISO_MO-IL_2_PJM_ROR | MISO_MO-IL | PJM_ROR | 2035 | B6 | 300 | 0 | 1212 | 0 | 0 | 0 | 0 | 0 | 0 | 0 | 0 | 0 | 0 | 0.005651
MISO_MO-IL_2_PJM_ROR | MISO_MO-IL | PJM_ROR | 2035 | B7 | 400 | 0 | 1212 | 0 | 0 | 0 | 0 | 0 | 0 | 0 | 0 | 0 | 0 | 0.005651
MISO_MO-IL_2_PJM_ROR | MISO_MO-IL | PJM_ROR | 2035 | B8 | 500 | 0 | 1212 | 0 | 0 | 0 | 0 | 0 | 0 | 0 | 0 | 0 | 0 | 0.005651
MISO_MO-IL_2_PJM_ROR | MISO_MO-IL | PJM_ROR | 2035 | B9 | 800 | 0 | 1212 | 0 | 0 | 0 | 0 | 0 | 0 | 0 | 0 | 0 | 0 | 0.005651
MISO_MO-IL_2_PJM_ROR | MISO_MO-IL | PJM_ROR | 2035 | B10 | 1262 | 0 | 1212 | 0 | 0 | 0 | 0 | 0 | 0 | 0 | 0 | 0 | 0 | 0.005651
MISO_MO-IL_2_PJM_ROR | MISO_MO-IL | PJM_ROR | 2035 | B11 | 25 | 0 | 1212 | 0 | 0 | 0 | 0 | 0 | 0 | 0 | 0 | 0 | 0 | 0.005651
MISO_MO-IL_2_PJM_ROR | MISO_MO-IL | PJM_ROR | 2035 | B12 | 200 | 0 | 1212 | 0 | 0 | 0 | 0 | 0 | 0 | 0 | 0 | 0 | 0 | 0.005651
MISO_MO-IL_2_PJM_ROR | MISO_MO-IL | PJM_ROR | 2035 | B13 | 600 | 0 | 1212 | 0 | 0 | 0 | 0 | 0 | 0 | 0 | 0 | 0 | 0 | 0.005651
MISO_MO-IL_2_PJM_ROR | MISO_MO-IL | PJM_ROR | 2035 | B14 | 900 | 0 | 1212 | 0 | 0 | 0 | 0 | 0 | 0 | 0 | 0 | 0 | 0 | 0.005651
MISO_MO-IL_2_PJM_ROR | MISO_MO-IL | PJM_ROR | 2035 | B15 | 1203 | 0 | 1212 | 0 | 0 | 0 | 0 | 0 | 0 | 0 | 0 | 0 | 0 | 0.005651
MISO_MO-IL_2_PJM_ROR | MISO_MO-IL | PJM_ROR | 2035 | B16 | 25 | 0 | 1212 | 645.03 | 0 | 1212 | 0 | 0 | 0 | 0 | 0.5935 | 0 | 0 | 0.005651
MISO_MO-IL_2_PJM_ROR | MISO_MO-IL | PJM_ROR | 2035 | B17 | 100 | 0 | 1212 | 1212 | 0 | 1212 | 0 | 0 | 0.01187 | 0 | 0.5935 | 0.0011359 | 0 | 0.005651
MISO_MO-IL_2_PJM_ROR | MISO_MO-IL | PJM_ROR | 2035 | B18 | 400 | 0 | 1212 | 122.53 | 0 | 0 | 0 | 0 | 0 | 0 | 0 | 0 | 0 | 0.005651
MISO_MO-IL_2_PJM_ROR | MISO_MO-IL | PJM_ROR | 2035 | B19 | 700 | 0 | 1212 | 1136.1 | 0 | 0 | 0 | 0 | 0 | 0 | 0 | 0 | 0 | 0.005651
MISO_MO-IL_2_PJM_ROR | MISO_MO-IL | PJM_ROR | 2035 | B20 | 935 | 0 | 1212 | 1212 | 0 | 1212 | 0 | 0 | 0.02374 | 0 | 0.02374 | 0.021241 | 0 | 0.005651
MISO_MO-IL_2_PJM_ROR | MISO_MO-IL | PJM_ROR | 2040 | B1 | 10 | 0 | 1212 | 1212 | 0 | 1212 | 0 | 0 | 0.98521 | 0 | 0.01187 | 0.0042705 | 0 | 0.96547
MISO_MO-IL_2_PJM_ROR | MISO_MO-IL | PJM_ROR | 2040 | B2 | 25 | 0 | 1212 | 0 | 0 | 0 | 0 | 0 | 0 | 0 | 0 | 0 | 0 | 0.96547
MISO_MO-IL_2_PJM_ROR | MISO_MO-IL | PJM_ROR | 2040 | B3 | 75 | 0 | 1212 | 0 | 0 | 0 | 0 | 0 | 0 | 0 | 0 | 0 | 0 | 0.96547
MISO_MO-IL_2_PJM_ROR | MISO_MO-IL | PJM_ROR | 2040 | B4 | 100 | 0 | 1212 | 0 | 0 | 0 | 0 | 0 | 0 | 0 | 0 | 0 | 0 | 0.96547
MISO_MO-IL_2_PJM_ROR | MISO_MO-IL | PJM_ROR | 2040 | B5 | 200 | 0 | 1212 | 0 | 0 | 0 | 0 | 0 | 0 | 0 | 0 | 0 | 0 | 0.96547
MISO_MO-IL_2_PJM_ROR | MISO_MO-IL | PJM_ROR | 2040 | B6 | 300 | 0 | 1212 | 0 | 0 | 0 | 0 | 0 | 0 | 0 | 0 | 0 | 0 | 0.96547
MISO_MO-IL_2_PJM_ROR | MISO_MO-IL | PJM_ROR | 2040 | B7 | 400 | 0 | 1212 | 0 | 0 | 0 | 0 | 0 | 0 | 0 | 0 | 0 | 0 | 0.96547
MISO_MO-IL_2_PJM_ROR | MISO_MO-IL | PJM_ROR | 2040 | B8 | 500 | 0 | 1212 | 0 | 0 | 0 | 0 | 0 | 0 | 0 | 0 | 0 | 0 | 0.96547
MISO_MO-IL_2_PJM_ROR | MISO_MO-IL | PJM_ROR | 2040 | B9 | 800 | 0 | 1212 | 0 | 0 | 0 | 0 | 0 | 0 | 0 | 0 | 0 | 0 | 0.96547
MISO_MO-IL_2_PJM_ROR | MISO_MO-IL | PJM_ROR | 2040 | B10 | 1262 | 0 | 1212 | 1212 | 0 | 0 | 0 | 0 | 3.466 | 0 | 0 | 1.896 | 0 | 0.96547
MISO_MO-IL_2_PJM_ROR | MISO_MO-IL | PJM_ROR | 2040 | B11 | 25 | 0 | 1212 | 0 | 0 | 0 | 0 | 0 | 0 | 0 | 0 | 0 | 0 | 0.96547
MISO_MO-IL_2_PJM_ROR | MISO_MO-IL | PJM_ROR | 2040 | B12 | 200 | 0 | 1212 | 0 | 0 | 0 | 0 | 0 | 0 | 0 | 0 | 0 | 0 | 0.96547
MISO_MO-IL_2_PJM_ROR | MISO_MO-IL | PJM_ROR | 2040 | B13 | 600 | 0 | 1212 | 0 | 0 | 0 | 0 | 0 | 0 | 0 | 0 | 0 | 0 | 0.96547
MISO_MO-IL_2_PJM_ROR | MISO_MO-IL | PJM_ROR | 2040 | B14 | 900 | 0 | 1212 | 0 | 0 | 0 | 0 | 0 | 0 | 0 | 0 | 0 | 0 | 0.96547
MISO_MO-IL_2_PJM_ROR | MISO_MO-IL | PJM_ROR | 2040 | B15 | 1203 | 0 | 1212 | 0 | 0 | 0 | 0 | 0 | 0 | 0 | 0 | 0 | 0 | 0.96547
MISO_MO-IL_2_PJM_ROR | MISO_MO-IL | PJM_ROR | 2040 | B16 | 25 | 0 | 1212 | 1179.31 | 0 | 1212 | 0 | 0 | 0 | 0 | 1.2582 | 0 | 0 | 0.96547
MISO_MO-IL_2_PJM_ROR | MISO_MO-IL | PJM_ROR | 2040 | B17 | 100 | 0 | 1212 | 1212 | 0 | 1212 | 0 | 0 | 2.3028 | 0 | 0.74781 | 0.099817 | 0 | 0.96547
MISO_MO-IL_2_PJM_ROR | MISO_MO-IL | PJM_ROR | 2040 | B18 | 400 | 0 | 1212 | 0 | 0 | 795.87 | 0 | 0 | 0 | 0 | 0 | 0 | 0 | 0.96547
MISO_MO-IL_2_PJM_ROR | MISO_MO-IL | PJM_ROR | 2040 | B19 | 700 | 0 | 1212 | 234.65 | 0 | 0 | 0 | 0 | 0 | 0 | 0 | 0 | 0 | 0.96547
MISO_MO-IL_2_PJM_ROR | MISO_MO-IL | PJM_ROR | 2040 | B20 | 935 | 0 | 1212 | 1212 | 0 | 1212 | 0 | 0 | 4.5937 | 0 | 1.3294 | 1.8618 | 0 | 0.96547
MISO_MO-IL_2_PJM_ROR | MISO_MO-IL | PJM_ROR | 2045 | B1 | 10 | 0 | 1212 | 1212 | 0 | 1212 | 0 | 0 | 0.99708 | 0 | 0.68846 | 0.004322 | 0 | 0.46576
MISO_MO-IL_2_PJM_ROR | MISO_MO-IL | PJM_ROR | 2045 | B2 | 25 | 0 | 1212 | 103.89 | 0 | 0 | 0 | 0 | 0 | 0 | 0 | 0 | 0 | 0.46576
MISO_MO-IL_2_PJM_ROR | MISO_MO-IL | PJM_ROR | 2045 | B3 | 75 | 0 | 1212 | 0 | 0 | 0 | 0 | 0 | 0 | 0 | 0 | 0 | 0 | 0.46576
MISO_MO-IL_2_PJM_ROR | MISO_MO-IL | PJM_ROR | 2045 | B4 | 100 | 0 | 1212 | 0 | 0 | 0 | 0 | 0 | 0 | 0 | 0 | 0 | 0 | 0.46576
MISO_MO-IL_2_PJM_ROR | MISO_MO-IL | PJM_ROR | 2045 | B5 | 200 | 0 | 1212 | 0 | 0 | 0 | 0 | 0 | 0 | 0 | 0 | 0 | 0 | 0.46576
MISO_MO-IL_2_PJM_ROR | MISO_MO-IL | PJM_ROR | 2045 | B6 | 300 | 0 | 1212 | 0 | 0 | 0 | 0 | 0 | 0 | 0 | 0 | 0 | 0 | 0.46576
MISO_MO-IL_2_PJM_ROR | MISO_MO-IL | PJM_ROR | 2045 | B7 | 400 | 0 | 1212 | 0 | 0 | 0 | 0 | 0 | 0 | 0 | 0 | 0 | 0 | 0.46576
MISO_MO-IL_2_PJM_ROR | MISO_MO-IL | PJM_ROR | 2045 | B8 | 500 | 0 | 1212 | 0 | 0 | 0 | 0 | 0 | 0 | 0 | 0 | 0 | 0 | 0.46576
MISO_MO-IL_2_PJM_ROR | MISO_MO-IL | PJM_ROR | 2045 | B9 | 800 | 0 | 1212 | 0 | 0 | 0 | 0 | 0 | 0 | 0 | 0 | 0 | 0 | 0.46576
MISO_MO-IL_2_PJM_ROR | MISO_MO-IL | PJM_ROR | 2045 | B10 | 1262 | 0 | 1212 | 1212 | 0 | 0 | 0 | 0 | 0.77155 | 0 | 0 | 0.42206 | 0 | 0.46576
MISO_MO-IL_2_PJM_ROR | MISO_MO-IL | PJM_ROR | 2045 | B11 | 25 | 0 | 1212 | 0 | 0 | 0 | 0 | 0 | 0 | 0 | 0 | 0 | 0 | 0.46576
MISO_MO-IL_2_PJM_ROR | MISO_MO-IL | PJM_ROR | 2045 | B12 | 200 | 0 | 1212 | 0 | 0 | 0 | 0 | 0 | 0 | 0 | 0 | 0 | 0 | 0.46576
MISO_MO-IL_2_PJM_ROR | MISO_MO-IL | PJM_ROR | 2045 | B13 | 600 | 0 | 1212 | 0 | 0 | 0 | 0 | 0 | 0 | 0 | 0 | 0 | 0 | 0.46576
MISO_MO-IL_2_PJM_ROR | MISO_MO-IL | PJM_ROR | 2045 | B14 | 900 | 0 | 1212 | 0 | 0 | 0 | 0 | 0 | 0 | 0 | 0 | 0 | 0 | 0.46576
MISO_MO-IL_2_PJM_ROR | MISO_MO-IL | PJM_ROR | 2045 | B15 | 1203 | 0 | 1212 | 0 | 0 | 0 | 0 | 0 | 0 | 0 | 0 | 0 | 0 | 0.46576
MISO_MO-IL_2_PJM_ROR | MISO_MO-IL | PJM_ROR | 2045 | B16 | 25 | 0 | 1212 | 777.48 | 0 | 1212 | 0 | 0 | 0 | 0 | 1.5431 | 0 | 0 | 0.46576
MISO_MO-IL_2_PJM_ROR | MISO_MO-IL | PJM_ROR | 2045 | B17 | 100 | 0 | 1212 | 1212 | 0 | 1212 | 0 | 0 | 2.6233 | 0 | 1.4125 | 0.11371 | 0 | 0.46576
MISO_MO-IL_2_PJM_ROR | MISO_MO-IL | PJM_ROR | 2045 | B18 | 400 | 0 | 1212 | 0 | 0 | 1212 | 0 | 0 | 0 | 0 | 0.8309 | 0 | 0 | 0.46576
MISO_MO-IL_2_PJM_ROR | MISO_MO-IL | PJM_ROR | 2045 | B19 | 700 | 0 | 1212 | 0 | 0 | 1212 | 0 | 0 | 0 | 0 | 0.84277 | 0 | 0 | 0.46576
MISO_MO-IL_2_PJM_ROR | MISO_MO-IL | PJM_ROR | 2045 | B20 | 935 | 0 | 1212 | 1212 | 0 | 1212 | 0 | 0 | 3.2643 | 0 | 2.0179 | 1.323 | 0 | 0.46576
MISO_MO-IL_2_PJM_ROR | MISO_MO-IL | PJM_ROR | 2050 | B1 | 10 | 0 | 1212 | 751.74 | 0 | 0 | 0 | 0 | 0 | 0 | 0 | 0 | 0 | 0.34889
MISO_MO-IL_2_PJM_ROR | MISO_MO-IL | PJM_ROR | 2050 | B2 | 25 | 0 | 1212 | 0 | 0 | 0 | 0 | 0 | 0 | 0 | 0 | 0 | 0 | 0.34889
MISO_MO-IL_2_PJM_ROR | MISO_MO-IL | PJM_ROR | 2050 | B3 | 75 | 0 | 1212 | 0 | 0 | 0 | 0 | 0 | 0 | 0 | 0 | 0 | 0 | 0.34889
MISO_MO-IL_2_PJM_ROR | MISO_MO-IL | PJM_ROR | 2050 | B4 | 100 | 0 | 1212 | 0 | 0 | 0 | 0 | 0 | 0 | 0 | 0 | 0 | 0 | 0.34889
MISO_MO-IL_2_PJM_ROR | MISO_MO-IL | PJM_ROR | 2050 | B5 | 200 | 0 | 1212 | 0 | 0 | 0 | 0 | 0 | 0 | 0 | 0 | 0 | 0 | 0.34889
MISO_MO-IL_2_PJM_ROR | MISO_MO-IL | PJM_ROR | 2050 | B6 | 300 | 0 | 1212 | 0 | 0 | 0 | 0 | 0 | 0 | 0 | 0 | 0 | 0 | 0.34889
MISO_MO-IL_2_PJM_ROR | MISO_MO-IL | PJM_ROR | 2050 | B7 | 400 | 0 | 1212 | 0 | 0 | 0 | 0 | 0 | 0 | 0 | 0 | 0 | 0 | 0.34889
MISO_MO-IL_2_PJM_ROR | MISO_MO-IL | PJM_ROR | 2050 | B8 | 500 | 0 | 1212 | 0 | 0 | 0 | 0 | 0 | 0 | 0 | 0 | 0 | 0 | 0.34889
MISO_MO-IL_2_PJM_ROR | MISO_MO-IL | PJM_ROR | 2050 | B9 | 800 | 0 | 1212 | 0 | 0 | 0 | 0 | 0 | 0 | 0 | 0 | 0 | 0 | 0.34889
MISO_MO-IL_2_PJM_ROR | MISO_MO-IL | PJM_ROR | 2050 | B10 | 1262 | 0 | 1212 | 1212 | 0 | 0 | 0 | 0 | 0.18992 | 0 | 0 | 0.10322 | 0 | 0.34889
MISO_MO-IL_2_PJM_ROR | MISO_MO-IL | PJM_ROR | 2050 | B11 | 25 | 0 | 1212 | 0 | 0 | 0 | 0 | 0 | 0 | 0 | 0 | 0 | 0 | 0.34889
MISO_MO-IL_2_PJM_ROR | MISO_MO-IL | PJM_ROR | 2050 | B12 | 200 | 0 | 1212 | 0 | 0 | 0 | 0 | 0 | 0 | 0 | 0 | 0 | 0 | 0.34889
MISO_MO-IL_2_PJM_ROR | MISO_MO-IL | PJM_ROR | 2050 | B13 | 600 | 0 | 1212 | 0 | 0 | 0 | 0 | 0 | 0 | 0 | 0 | 0 | 0 | 0.34889
MISO_MO-IL_2_PJM_ROR | MISO_MO-IL | PJM_ROR | 2050 | B14 | 900 | 0 | 1212 | 0 | 0 | 0 | 0 | 0 | 0 | 0 | 0 | 0 | 0 | 0.34889
MISO_MO-IL_2_PJM_ROR | MISO_MO-IL | PJM_ROR | 2050 | B15 | 1203 | 0 | 1212 | 0 | 0 | 0 | 0 | 0 | 0 | 0 | 0 | 0 | 0 | 0.34889
MISO_MO-IL_2_PJM_ROR | MISO_MO-IL | PJM_ROR | 2050 | B16 | 25 | 0 | 1212 | 1212 | 0 | 1212 | 0 | 0 | 1.009 | 0 | 0.81903 | 0.010863 | 0 | 0.34889
MISO_MO-IL_2_PJM_ROR | MISO_MO-IL | PJM_ROR | 2050 | B17 | 100 | 0 | 1212 | 1212 | 0 | 1212 | 0 | 0 | 0.01187 | 0 | 0.79529 | 0.0005112 | 0 | 0.34889
MISO_MO-IL_2_PJM_ROR | MISO_MO-IL | PJM_ROR | 2050 | B18 | 400 | 0 | 1212 | 31.6 | 0 | 0 | 0 | 0 | 0 | 0 | 0 | 0 | 0 | 0.34889
MISO_MO-IL_2_PJM_ROR | MISO_MO-IL | PJM_ROR | 2050 | B19 | 700 | 0 | 1212 | 139.64 | 0 | 0 | 0 | 0 | 0 | 0 | 0 | 0 | 0 | 0.34889
MISO_MO-IL_2_PJM_ROR | MISO_MO-IL | PJM_ROR | 2050 | B20 | 935 | 0 | 1212 | 1212 | 0 | 1212 | 0 | 0 | 3.1812 | 0 | 0.91399 | 1.281 | 0 | 0.34889
MISO_MO-IL_2_SPP_N | MISO_MO-IL | SPP_N | 2015 | B1 | 10 | 0 | 2000 | 0 | 0 | 0 | 0 | 0 | 0 | 0 | 0 | 0 | 0 | 0
MISO_MO-IL_2_SPP_N | MISO_MO-IL | SPP_N | 2015 | B2 | 25 | 0 | 2000 | 0 | 0 | 0 | 0 | 0 | 0 | 0 | 0 | 0 | 0 | 0
MISO_MO-IL_2_SPP_N | MISO_MO-IL | SPP_N | 2015 | B3 | 75 | 0 | 2000 | 0 | 0 | 0 | 0 | 0 | 0 | 0 | 0 | 0 | 0 | 0
MISO_MO-IL_2_SPP_N | MISO_MO-IL | SPP_N | 2015 | B4 | 100 | 0 | 2000 | 0 | 0 | 0 | 0 | 0 | 0 | 0 | 0 | 0 | 0 | 0
MISO_MO-IL_2_SPP_N | MISO_MO-IL | SPP_N | 2015 | B5 | 200 | 0 | 2000 | 589.44 | 0 | 0 | 0 | 0 | 0 | 0 | 0 | 0 | 0 | 0
MISO_MO-IL_2_SPP_N | MISO_MO-IL | SPP_N | 2015 | B6 | 300 | 0 | 2000 | 1141.68 | 0 | 0 | 0 | 0 | 0 | 0 | 0 | 0 | 0 | 0
MISO_MO-IL_2_SPP_N | MISO_MO-IL | SPP_N | 2015 | B7 | 400 | 0 | 2000 | 0 | 0 | 0 | 0 | 0 | 0 | 0 | 0 | 0 | 0 | 0
MISO_MO-IL_2_SPP_N | MISO_MO-IL | SPP_N | 2015 | B8 | 500 | 0 | 2000 | 0 | 0 | 0 | 0 | 0 | 0 | 0 | 0 | 0 | 0 | 0
MISO_MO-IL_2_SPP_N | MISO_MO-IL | SPP_N | 2015 | B9 | 800 | 0 | 2000 | 0 | 0 | 0 | 0 | 0 | 0 | 0 | 0 | 0 | 0 | 0
MISO_MO-IL_2_SPP_N | MISO_MO-IL | SPP_N | 2015 | B10 | 1262 | 0 | 2000 | 0 | 0 | 0 | 0 | 0 | 0 | 0 | 0 | 0 | 0 | 0
MISO_MO-IL_2_SPP_N | MISO_MO-IL | SPP_N | 2015 | B11 | 25 | 0 | 2000 | 0 | 0 | 0 | 0 | 0 | 0 | 0 | 0 | 0 | 0 | 0
MISO_MO-IL_2_SPP_N | MISO_MO-IL | SPP_N | 2015 | B12 | 200 | 0 | 2000 | 0 | 0 | 0 | 0 | 0 | 0 | 0 | 0 | 0 | 0 | 0
MISO_MO-IL_2_SPP_N | MISO_MO-IL | SPP_N | 2015 | B13 | 600 | 0 | 2000 | 0 | 0 | 0 | 0 | 0 | 0 | 0 | 0 | 0 | 0 | 0
MISO_MO-IL_2_SPP_N | MISO_MO-IL | SPP_N | 2015 | B14 | 900 | 0 | 2000 | 0 | 0 | 0 | 0 | 0 | 0 | 0 | 0 | 0 | 0 | 0
MISO_MO-IL_2_SPP_N | MISO_MO-IL | SPP_N | 2015 | B15 | 1203 | 0 | 2000 | 0 | 0 | 0 | 0 | 0 | 0 | 0 | 0 | 0 | 0 | 0
MISO_MO-IL_2_SPP_N | MISO_MO-IL | SPP_N | 2015 | B16 | 25 | 0 | 2000 | 0 | 0 | 0 | 0 | 0 | 0 | 0 | 0 | 0 | 0 | 0
MISO_MO-IL_2_SPP_N | MISO_MO-IL | SPP_N | 2015 | B17 | 100 | 0 | 2000 | 0 | 0 | 0 | 0 | 0 | 0 | 0 | 0 | 0 | 0 | 0
MISO_MO-IL_2_SPP_N | MISO_MO-IL | SPP_N | 2015 | B18 | 400 | 0 | 2000 | 0 | 0 | 0 | 0 | 0 | 0 | 0 | 0 | 0 | 0 | 0
MISO_MO-IL_2_SPP_N | MISO_MO-IL | SPP_N | 2015 | B19 | 700 | 0 | 2000 | 0 | 0 | 0 | 0 | 0 | 0 | 0 | 0 | 0 | 0 | 0
MISO_MO-IL_2_SPP_N | MISO_MO-IL | SPP_N | 2015 | B20 | 935 | 0 | 2000 | 0 | 0 | 0 | 0 | 0 | 0 | 0 | 0 | 0 | 0 | 0
MISO_MO-IL_2_SPP_N | MISO_MO-IL | SPP_N | 2020 | B1 | 10 | 0 | 2000 | 0 | 0 | 0 | 0 | 0 | 0 | 0 | 0 | 0 | 0 | 0
MISO_MO-IL_2_SPP_N | MISO_MO-IL | SPP_N | 2020 | B2 | 25 | 0 | 2000 | 0 | 0 | 0 | 0 | 0 | 0 | 0 | 0 | 0 | 0 | 0
MISO_MO-IL_2_SPP_N | MISO_MO-IL | SPP_N | 2020 | B3 | 75 | 0 | 2000 | 0 | 0 | 0 | 0 | 0 | 0 | 0 | 0 | 0 | 0 | 0
MISO_MO-IL_2_SPP_N | MISO_MO-IL | SPP_N | 2020 | B4 | 100 | 0 | 2000 | 0 | 0 | 0 | 0 | 0 | 0 | 0 | 0 | 0 | 0 | 0
MISO_MO-IL_2_SPP_N | MISO_MO-IL | SPP_N | 2020 | B5 | 200 | 0 | 2000 | 120.88 | 0 | 0 | 0 | 0 | 0 | 0 | 0 | 0 | 0 | 0
MISO_MO-IL_2_SPP_N | MISO_MO-IL | SPP_N | 2020 | B6 | 300 | 0 | 2000 | 1681.08 | 0 | 0 | 0 | 0 | 0 | 0 | 0 | 0 | 0 | 0
MISO_MO-IL_2_SPP_N | MISO_MO-IL | SPP_N | 2020 | B7 | 400 | 0 | 2000 | 0 | 0 | 0 | 0 | 0 | 0 | 0 | 0 | 0 | 0 | 0
MISO_MO-IL_2_SPP_N | MISO_MO-IL | SPP_N | 2020 | B8 | 500 | 0 | 2000 | 0 | 0 | 0 | 0 | 0 | 0 | 0 | 0 | 0 | 0 | 0
MISO_MO-IL_2_SPP_N | MISO_MO-IL | SPP_N | 2020 | B9 | 800 | 0 | 2000 | 0 | 0 | 0 | 0 | 0 | 0 | 0 | 0 | 0 | 0 | 0
MISO_MO-IL_2_SPP_N | MISO_MO-IL | SPP_N | 2020 | B10 | 1262 | 0 | 2000 | 0 | 0 | 0 | 0 | 0 | 0 | 0 | 0 | 0 | 0 | 0
MISO_MO-IL_2_SPP_N | MISO_MO-IL | SPP_N | 2020 | B11 | 25 | 0 | 2000 | 0 | 0 | 0 | 0 | 0 | 0 | 0 | 0 | 0 | 0 | 0
MISO_MO-IL_2_SPP_N | MISO_MO-IL | SPP_N | 2020 | B12 | 200 | 0 | 2000 | 0 | 0 | 0 | 0 | 0 | 0 | 0 | 0 | 0 | 0 | 0
MISO_MO-IL_2_SPP_N | MISO_MO-IL | SPP_N | 2020 | B13 | 600 | 0 | 2000 | 0 | 0 | 0 | 0 | 0 | 0 | 0 | 0 | 0 | 0 | 0
MISO_MO-IL_2_SPP_N | MISO_MO-IL | SPP_N | 2020 | B14 | 900 | 0 | 2000 | 0 | 0 | 0 | 0 | 0 | 0 | 0 | 0 | 0 | 0 | 0
MISO_MO-IL_2_SPP_N | MISO_MO-IL | SPP_N | 2020 | B15 | 1203 | 0 | 2000 | 0 | 0 | 0 | 0 | 0 | 0 | 0 | 0 | 0 | 0 | 0
MISO_MO-IL_2_SPP_N | MISO_MO-IL | SPP_N | 2020 | B16 | 25 | 0 | 2000 | 0 | 0 | 0 | 0 | 0 | 0 | 0 | 0 | 0 | 0 | 0
MISO_MO-IL_2_SPP_N | MISO_MO-IL | SPP_N | 2020 | B17 | 100 | 0 | 2000 | 0 | 0 | 0 | 0 | 0 | 0 | 0 | 0 | 0 | 0 | 0
MISO_MO-IL_2_SPP_N | MISO_MO-IL | SPP_N | 2020 | B18 | 400 | 0 | 2000 | 0 | 0 | 0 | 0 | 0 | 0 | 0 | 0 | 0 | 0 | 0
MISO_MO-IL_2_SPP_N | MISO_MO-IL | SPP_N | 2020 | B19 | 700 | 0 | 2000 | 0 | 0 | 0 | 0 | 0 | 0 | 0 | 0 | 0 | 0 | 0
MISO_MO-IL_2_SPP_N | MISO_MO-IL | SPP_N | 2020 | B20 | 935 | 0 | 2000 | 0 | 0 | 0 | 0 | 0 | 0 | 0 | 0 | 0 | 0 | 0
MISO_MO-IL_2_SPP_N | MISO_MO-IL | SPP_N | 2025 | B1 | 10 | 0 | 2000 | 0 | 0 | 0 | 0 | 0 | 0 | 0 | 0 | 0 | 0 | 0
MISO_MO-IL_2_SPP_N | MISO_MO-IL | SPP_N | 2025 | B2 | 25 | 0 | 2000 | 0 | 0 | 0 | 0 | 0 | 0 | 0 | 0 | 0 | 0 | 0
MISO_MO-IL_2_SPP_N | MISO_MO-IL | SPP_N | 2025 | B3 | 75 | 0 | 2000 | 0 | 0 | 0 | 0 | 0 | 0 | 0 | 0 | 0 | 0 | 0
MISO_MO-IL_2_SPP_N | MISO_MO-IL | SPP_N | 2025 | B4 | 100 | 0 | 2000 | 0 | 0 | 0 | 0 | 0 | 0 | 0 | 0 | 0 | 0 | 0
MISO_MO-IL_2_SPP_N | MISO_MO-IL | SPP_N | 2025 | B5 | 200 | 0 | 2000 | 0 | 0 | 0 | 0 | 0 | 0 | 0 | 0 | 0 | 0 | 0
MISO_MO-IL_2_SPP_N | MISO_MO-IL | SPP_N | 2025 | B6 | 300 | 0 | 2000 | 1132.52 | 0 | 0 | 0 | 0 | 0 | 0 | 0 | 0 | 0 | 0
MISO_MO-IL_2_SPP_N | MISO_MO-IL | SPP_N | 2025 | B7 | 400 | 0 | 2000 | 0 | 0 | 0 | 0 | 0 | 0 | 0 | 0 | 0 | 0 | 0
MISO_MO-IL_2_SPP_N | MISO_MO-IL | SPP_N | 2025 | B8 | 500 | 0 | 2000 | 0 | 0 | 0 | 0 | 0 | 0 | 0 | 0 | 0 | 0 | 0
MISO_MO-IL_2_SPP_N | MISO_MO-IL | SPP_N | 2025 | B9 | 800 | 0 | 2000 | 0 | 0 | 0 | 0 | 0 | 0 | 0 | 0 | 0 | 0 | 0
MISO_MO-IL_2_SPP_N | MISO_MO-IL | SPP_N | 2025 | B10 | 1262 | 0 | 2000 | 0 | 0 | 0 | 0 | 0 | 0 | 0 | 0 | 0 | 0 | 0
MISO_MO-IL_2_SPP_N | MISO_MO-IL | SPP_N | 2025 | B11 | 25 | 0 | 2000 | 0 | 0 | 0 | 0 | 0 | 0 | 0 | 0 | 0 | 0 | 0
MISO_MO-IL_2_SPP_N | MISO_MO-IL | SPP_N | 2025 | B12 | 200 | 0 | 2000 | 0 | 0 | 0 | 0 | 0 | 0 | 0 | 0 | 0 | 0 | 0
MISO_MO-IL_2_SPP_N | MISO_MO-IL | SPP_N | 2025 | B13 | 600 | 0 | 2000 | 0 | 0 | 0 | 0 | 0 | 0 | 0 | 0 | 0 | 0 | 0
MISO_MO-IL_2_SPP_N | MISO_MO-IL | SPP_N | 2025 | B14 | 900 | 0 | 2000 | 0 | 0 | 0 | 0 | 0 | 0 | 0 | 0 | 0 | 0 | 0
MISO_MO-IL_2_SPP_N | MISO_MO-IL | SPP_N | 2025 | B15 | 1203 | 0 | 2000 | 0 | 0 | 0 | 0 | 0 | 0 | 0 | 0 | 0 | 0 | 0
MISO_MO-IL_2_SPP_N | MISO_MO-IL | SPP_N | 2025 | B16 | 25 | 0 | 2000 | 0 | 0 | 0 | 0 | 0 | 0 | 0 | 0 | 0 | 0 | 0
MISO_MO-IL_2_SPP_N | MISO_MO-IL | SPP_N | 2025 | B17 | 100 | 0 | 2000 | 0 | 0 | 0 | 0 | 0 | 0 | 0 | 0 | 0 | 0 | 0
MISO_MO-IL_2_SPP_N | MISO_MO-IL | SPP_N | 2025 | B18 | 400 | 0 | 2000 | 0 | 0 | 0 | 0 | 0 | 0 | 0 | 0 | 0 | 0 | 0
MISO_MO-IL_2_SPP_N | MISO_MO-IL | SPP_N | 2025 | B19 | 700 | 0 | 2000 | 0 | 0 | 0 | 0 | 0 | 0 | 0 | 0 | 0 | 0 | 0
MISO_MO-IL_2_SPP_N | MISO_MO-IL | SPP_N | 2025 | B20 | 935 | 0 | 2000 | 0 | 0 | 0 | 0 | 0 | 0 | 0 | 0 | 0 | 0 | 0
MISO_MO-IL_2_SPP_N | MISO_MO-IL | SPP_N | 2030 | B1 | 10 | 0 | 2000 | 0 | 0 | 0 | 0 | 0 | 0 | 0 | 0 | 0 | 0 | 0
MISO_MO-IL_2_SPP_N | MISO_MO-IL | SPP_N | 2030 | B2 | 25 | 0 | 2000 | 0 | 0 | 0 | 0 | 0 | 0 | 0 | 0 | 0 | 0 | 0
MISO_MO-IL_2_SPP_N | MISO_MO-IL | SPP_N | 2030 | B3 | 75 | 0 | 2000 | 0 | 0 | 0 | 0 | 0 | 0 | 0 | 0 | 0 | 0 | 0
MISO_MO-IL_2_SPP_N | MISO_MO-IL | SPP_N | 2030 | B4 | 100 | 0 | 2000 | 0 | 0 | 0 | 0 | 0 | 0 | 0 | 0 | 0 | 0 | 0
MISO_MO-IL_2_SPP_N | MISO_MO-IL | SPP_N | 2030 | B5 | 200 | 0 | 2000 | 0 | 0 | 0 | 0 | 0 | 0 | 0 | 0 | 0 | 0 | 0
MISO_MO-IL_2_SPP_N | MISO_MO-IL | SPP_N | 2030 | B6 | 300 | 0 | 2000 | 1360.64 | 0 | 0 | 0 | 0 | 0 | 0 | 0 | 0 | 0 | 0
MISO_MO-IL_2_SPP_N | MISO_MO-IL | SPP_N | 2030 | B7 | 400 | 0 | 2000 | 0 | 0 | 0 | 0 | 0 | 0 | 0 | 0 | 0 | 0 | 0
MISO_MO-IL_2_SPP_N | MISO_MO-IL | SPP_N | 2030 | B8 | 500 | 0 | 2000 | 0 | 0 | 0 | 0 | 0 | 0 | 0 | 0 | 0 | 0 | 0
MISO_MO-IL_2_SPP_N | MISO_MO-IL | SPP_N | 2030 | B9 | 800 | 0 | 2000 | 0 | 0 | 0 | 0 | 0 | 0 | 0 | 0 | 0 | 0 | 0
MISO_MO-IL_2_SPP_N | MISO_MO-IL | SPP_N | 2030 | B10 | 1262 | 0 | 2000 | 0 | 0 | 0 | 0 | 0 | 0 | 0 | 0 | 0 | 0 | 0
MISO_MO-IL_2_SPP_N | MISO_MO-IL | SPP_N | 2030 | B11 | 25 | 0 | 2000 | 0 | 0 | 0 | 0 | 0 | 0 | 0 | 0 | 0 | 0 | 0
MISO_MO-IL_2_SPP_N | MISO_MO-IL | SPP_N | 2030 | B12 | 200 | 0 | 2000 | 0 | 0 | 0 | 0 | 0 | 0 | 0 | 0 | 0 | 0 | 0
MISO_MO-IL_2_SPP_N | MISO_MO-IL | SPP_N | 2030 | B13 | 600 | 0 | 2000 | 0 | 0 | 0 | 0 | 0 | 0 | 0 | 0 | 0 | 0 | 0
MISO_MO-IL_2_SPP_N | MISO_MO-IL | SPP_N | 2030 | B14 | 900 | 0 | 2000 | 0 | 0 | 0 | 0 | 0 | 0 | 0 | 0 | 0 | 0 | 0
MISO_MO-IL_2_SPP_N | MISO_MO-IL | SPP_N | 2030 | B15 | 1203 | 0 | 2000 | 0 | 0 | 0 | 0 | 0 | 0 | 0 | 0 | 0 | 0 | 0
MISO_MO-IL_2_SPP_N | MISO_MO-IL | SPP_N | 2030 | B16 | 25 | 0 | 2000 | 0 | 0 | 0 | 0 | 0 | 0 | 0 | 0 | 0 | 0 | 0
MISO_MO-IL_2_SPP_N | MISO_MO-IL | SPP_N | 2030 | B17 | 100 | 0 | 2000 | 0 | 0 | 0 | 0 | 0 | 0 | 0 | 0 | 0 | 0 | 0
MISO_MO-IL_2_SPP_N | MISO_MO-IL | SPP_N | 2030 | B18 | 400 | 0 | 2000 | 0 | 0 | 0 | 0 | 0 | 0 | 0 | 0 | 0 | 0 | 0
MISO_MO-IL_2_SPP_N | MISO_MO-IL | SPP_N | 2030 | B19 | 700 | 0 | 2000 | 0 | 0 | 0 | 0 | 0 | 0 | 0 | 0 | 0 | 0 | 0
MISO_MO-IL_2_SPP_N | MISO_MO-IL | SPP_N | 2030 | B20 | 935 | 0 | 2000 | 0 | 0 | 0 | 0 | 0 | 0 | 0 | 0 | 0 | 0 | 0
MISO_MO-IL_2_SPP_N | MISO_MO-IL | SPP_N | 2035 | B1 | 10 | 0 | 2000 | 0 | 0 | 0 | 0 | 0 | 0 | 0 | 0 | 0 | 0 | 0
MISO_MO-IL_2_SPP_N | MISO_MO-IL | SPP_N | 2035 | B2 | 25 | 0 | 2000 | 0 | 0 | 0 | 0 | 0 | 0 | 0 | 0 | 0 | 0 | 0
MISO_MO-IL_2_SPP_N | MISO_MO-IL | SPP_N | 2035 | B3 | 75 | 0 | 2000 | 0 | 0 | 0 | 0 | 0 | 0 | 0 | 0 | 0 | 0 | 0
MISO_MO-IL_2_SPP_N | MISO_MO-IL | SPP_N | 2035 | B4 | 100 | 0 | 2000 | 0 | 0 | 0 | 0 | 0 | 0 | 0 | 0 | 0 | 0 | 0
MISO_MO-IL_2_SPP_N | MISO_MO-IL | SPP_N | 2035 | B5 | 200 | 0 | 2000 | 0 | 0 | 0 | 0 | 0 | 0 | 0 | 0 | 0 | 0 | 0
MISO_MO-IL_2_SPP_N | MISO_MO-IL | SPP_N | 2035 | B6 | 300 | 0 | 2000 | 217.46 | 0 | 0 | 0 | 0 | 0 | 0 | 0 | 0 | 0 | 0
MISO_MO-IL_2_SPP_N | MISO_MO-IL | SPP_N | 2035 | B7 | 400 | 0 | 2000 | 0 | 0 | 0 | 0 | 0 | 0 | 0 | 0 | 0 | 0 | 0
MISO_MO-IL_2_SPP_N | MISO_MO-IL | SPP_N | 2035 | B8 | 500 | 0 | 2000 | 0 | 0 | 0 | 0 | 0 | 0 | 0 | 0 | 0 | 0 | 0
MISO_MO-IL_2_SPP_N | MISO_MO-IL | SPP_N | 2035 | B9 | 800 | 0 | 2000 | 0 | 0 | 0 | 0 | 0 | 0 | 0 | 0 | 0 | 0 | 0
MISO_MO-IL_2_SPP_N | MISO_MO-IL | SPP_N | 2035 | B10 | 1262 | 0 | 2000 | 0 | 0 | 0 | 0 | 0 | 0 | 0 | 0 | 0 | 0 | 0
MISO_MO-IL_2_SPP_N | MISO_MO-IL | SPP_N | 2035 | B11 | 25 | 0 | 2000 | 0 | 0 | 0 | 0 | 0 | 0 | 0 | 0 | 0 | 0 | 0
MISO_MO-IL_2_SPP_N | MISO_MO-IL | SPP_N | 2035 | B12 | 200 | 0 | 2000 | 0 | 0 | 0 | 0 | 0 | 0 | 0 | 0 | 0 | 0 | 0
MISO_MO-IL_2_SPP_N | MISO_MO-IL | SPP_N | 2035 | B13 | 600 | 0 | 2000 | 0 | 0 | 0 | 0 | 0 | 0 | 0 | 0 | 0 | 0 | 0
MISO_MO-IL_2_SPP_N | MISO_MO-IL | SPP_N | 2035 | B14 | 900 | 0 | 2000 | 0 | 0 | 0 | 0 | 0 | 0 | 0 | 0 | 0 | 0 | 0
MISO_MO-IL_2_SPP_N | MISO_MO-IL | SPP_N | 2035 | B15 | 1203 | 0 | 2000 | 0 | 0 | 0 | 0 | 0 | 0 | 0 | 0 | 0 | 0 | 0
MISO_MO-IL_2_SPP_N | MISO_MO-IL | SPP_N | 2035 | B16 | 25 | 0 | 2000 | 0 | 0 | 0 | 0 | 0 | 0 | 0 | 0 | 0 | 0 | 0
MISO_MO-IL_2_SPP_N | MISO_MO-IL | SPP_N | 2035 | B17 | 100 | 0 | 2000 | 0 | 0 | 0 | 0 | 0 | 0 | 0 | 0 | 0 | 0 | 0
MISO_MO-IL_2_SPP_N | MISO_MO-IL | SPP_N | 2035 | B18 | 400 | 0 | 2000 | 0 | 0 | 0 | 0 | 0 | 0 | 0 | 0 | 0 | 0 | 0
MISO_MO-IL_2_SPP_N | MISO_MO-IL | SPP_N | 2035 | B19 | 700 | 0 | 2000 | 0 | 0 | 0 | 0 | 0 | 0 | 0 | 0 | 0 | 0 | 0
MISO_MO-IL_2_SPP_N | MISO_MO-IL | SPP_N | 2035 | B20 | 935 | 0 | 2000 | 0 | 0 | 0 | 0 | 0 | 0 | 0 | 0 | 0 | 0 | 0
MISO_MO-IL_2_SPP_N | MISO_MO-IL | SPP_N | 2040 | B1 | 10 | 0 | 2000 | 0 | 0 | 0 | 0 | 0 | 0 | 0 | 0 | 0 | 0 | 0
MISO_MO-IL_2_SPP_N | MISO_MO-IL | SPP_N | 2040 | B2 | 25 | 0 | 2000 | 0 | 0 | 0 | 0 | 0 | 0 | 0 | 0 | 0 | 0 | 0
MISO_MO-IL_2_SPP_N | MISO_MO-IL | SPP_N | 2040 | B3 | 75 | 0 | 2000 | 0 | 0 | 0 | 0 | 0 | 0 | 0 | 0 | 0 | 0 | 0
MISO_MO-IL_2_SPP_N | MISO_MO-IL | SPP_N | 2040 | B4 | 100 | 0 | 2000 | 0 | 0 | 0 | 0 | 0 | 0 | 0 | 0 | 0 | 0 | 0
MISO_MO-IL_2_SPP_N | MISO_MO-IL | SPP_N | 2040 | B5 | 200 | 0 | 2000 | 0 | 0 | 0 | 0 | 0 | 0 | 0 | 0 | 0 | 0 | 0
MISO_MO-IL_2_SPP_N | MISO_MO-IL | SPP_N | 2040 | B6 | 300 | 0 | 2000 | 0 | 0 | 0 | 0 | 0 | 0 | 0 | 0 | 0 | 0 | 0
MISO_MO-IL_2_SPP_N | MISO_MO-IL | SPP_N | 2040 | B7 | 400 | 0 | 2000 | 0 | 0 | 0 | 0 | 0 | 0 | 0 | 0 | 0 | 0 | 0
MISO_MO-IL_2_SPP_N | MISO_MO-IL | SPP_N | 2040 | B8 | 500 | 0 | 2000 | 0 | 0 | 0 | 0 | 0 | 0 | 0 | 0 | 0 | 0 | 0
MISO_MO-IL_2_SPP_N | MISO_MO-IL | SPP_N | 2040 | B9 | 800 | 0 | 2000 | 0 | 0 | 0 | 0 | 0 | 0 | 0 | 0 | 0 | 0 | 0
MISO_MO-IL_2_SPP_N | MISO_MO-IL | SPP_N | 2040 | B10 | 1262 | 0 | 2000 | 0 | 0 | 0 | 0 | 0 | 0 | 0 | 0 | 0 | 0 | 0
MISO_MO-IL_2_SPP_N | MISO_MO-IL | SPP_N | 2040 | B11 | 25 | 0 | 2000 | 0 | 0 | 0 | 0 | 0 | 0 | 0 | 0 | 0 | 0 | 0
MISO_MO-IL_2_SPP_N | MISO_MO-IL | SPP_N | 2040 | B12 | 200 | 0 | 2000 | 0 | 0 | 0 | 0 | 0 | 0 | 0 | 0 | 0 | 0 | 0
MISO_MO-IL_2_SPP_N | MISO_MO-IL | SPP_N | 2040 | B13 | 600 | 0 | 2000 | 0 | 0 | 0 | 0 | 0 | 0 | 0 | 0 | 0 | 0 | 0
MISO_MO-IL_2_SPP_N | MISO_MO-IL | SPP_N | 2040 | B14 | 900 | 0 | 2000 | 0 | 0 | 0 | 0 | 0 | 0 | 0 | 0 | 0 | 0 | 0
MISO_MO-IL_2_SPP_N | MISO_MO-IL | SPP_N | 2040 | B15 | 1203 | 0 | 2000 | 0 | 0 | 0 | 0 | 0 | 0 | 0 | 0 | 0 | 0 | 0
MISO_MO-IL_2_SPP_N | MISO_MO-IL | SPP_N | 2040 | B16 | 25 | 0 | 2000 | 0 | 0 | 0 | 0 | 0 | 0 | 0 | 0 | 0 | 0 | 0
MISO_MO-IL_2_SPP_N | MISO_MO-IL | SPP_N | 2040 | B17 | 100 | 0 | 2000 | 0 | 0 | 0 | 0 | 0 | 0 | 0 | 0 | 0 | 0 | 0
MISO_MO-IL_2_SPP_N | MISO_MO-IL | SPP_N | 2040 | B18 | 400 | 0 | 2000 | 0 | 0 | 0 | 0 | 0 | 0 | 0 | 0 | 0 | 0 | 0
MISO_MO-IL_2_SPP_N | MISO_MO-IL | SPP_N | 2040 | B19 | 700 | 0 | 2000 | 0 | 0 | 0 | 0 | 0 | 0 | 0 | 0 | 0 | 0 | 0
MISO_MO-IL_2_SPP_N | MISO_MO-IL | SPP_N | 2040 | B20 | 935 | 0 | 2000 | 0 | 0 | 0 | 0 | 0 | 0 | 0 | 0 | 0 | 0 | 0
MISO_MO-IL_2_SPP_N | MISO_MO-IL | SPP_N | 2045 | B1 | 10 | 0 | 2000 | 0 | 0 | 0 | 0 | 0 | 0 | 0 | 0 | 0 | 0 | 0
MISO_MO-IL_2_SPP_N | MISO_MO-IL | SPP_N | 2045 | B2 | 25 | 0 | 2000 | 0 | 0 | 0 | 0 | 0 | 0 | 0 | 0 | 0 | 0 | 0
MISO_MO-IL_2_SPP_N | MISO_MO-IL | SPP_N | 2045 | B3 | 75 | 0 | 2000 | 0 | 0 | 0 | 0 | 0 | 0 | 0 | 0 | 0 | 0 | 0
MISO_MO-IL_2_SPP_N | MISO_MO-IL | SPP_N | 2045 | B4 | 100 | 0 | 2000 | 0 | 0 | 0 | 0 | 0 | 0 | 0 | 0 | 0 | 0 | 0
MISO_MO-IL_2_SPP_N | MISO_MO-IL | SPP_N | 2045 | B5 | 200 | 0 | 2000 | 0 | 0 | 0 | 0 | 0 | 0 | 0 | 0 | 0 | 0 | 0
MISO_MO-IL_2_SPP_N | MISO_MO-IL | SPP_N | 2045 | B6 | 300 | 0 | 2000 | 0 | 0 | 0 | 0 | 0 | 0 | 0 | 0 | 0 | 0 | 0
MISO_MO-IL_2_SPP_N | MISO_MO-IL | SPP_N | 2045 | B7 | 400 | 0 | 2000 | 0 | 0 | 0 | 0 | 0 | 0 | 0 | 0 | 0 | 0 | 0
MISO_MO-IL_2_SPP_N | MISO_MO-IL | SPP_N | 2045 | B8 | 500 | 0 | 2000 | 0 | 0 | 0 | 0 | 0 | 0 | 0 | 0 | 0 | 0 | 0
MISO_MO-IL_2_SPP_N | MISO_MO-IL | SPP_N | 2045 | B9 | 800 | 0 | 2000 | 0 | 0 | 0 | 0 | 0 | 0 | 0 | 0 | 0 | 0 | 0
MISO_MO-IL_2_SPP_N | MISO_MO-IL | SPP_N | 2045 | B10 | 1262 | 0 | 2000 | 0 | 0 | 0 | 0 | 0 | 0 | 0 | 0 | 0 | 0 | 0
MISO_MO-IL_2_SPP_N | MISO_MO-IL | SPP_N | 2045 | B11 | 25 | 0 | 2000 | 0 | 0 | 0 | 0 | 0 | 0 | 0 | 0 | 0 | 0 | 0
MISO_MO-IL_2_SPP_N | MISO_MO-IL | SPP_N | 2045 | B12 | 200 | 0 | 2000 | 0 | 0 | 0 | 0 | 0 | 0 | 0 | 0 | 0 | 0 | 0
MISO_MO-IL_2_SPP_N | MISO_MO-IL | SPP_N | 2045 | B13 | 600 | 0 | 2000 | 0 | 0 | 0 | 0 | 0 | 0 | 0 | 0 | 0 | 0 | 0
MISO_MO-IL_2_SPP_N | MISO_MO-IL | SPP_N | 2045 | B14 | 900 | 0 | 2000 | 0 | 0 | 0 | 0 | 0 | 0 | 0 | 0 | 0 | 0 | 0
MISO_MO-IL_2_SPP_N | MISO_MO-IL | SPP_N | 2045 | B15 | 1203 | 0 | 2000 | 0 | 0 | 0 | 0 | 0 | 0 | 0 | 0 | 0 | 0 | 0
MISO_MO-IL_2_SPP_N | MISO_MO-IL | SPP_N | 2045 | B16 | 25 | 0 | 2000 | 0 | 0 | 0 | 0 | 0 | 0 | 0 | 0 | 0 | 0 | 0
MISO_MO-IL_2_SPP_N | MISO_MO-IL | SPP_N | 2045 | B17 | 100 | 0 | 2000 | 0 | 0 | 0 | 0 | 0 | 0 | 0 | 0 | 0 | 0 | 0
MISO_MO-IL_2_SPP_N | MISO_MO-IL | SPP_N | 2045 | B18 | 400 | 0 | 2000 | 0 | 0 | 0 | 0 | 0 | 0 | 0 | 0 | 0 | 0 | 0
MISO_MO-IL_2_SPP_N | MISO_MO-IL | SPP_N | 2045 | B19 | 700 | 0 | 2000 | 0 | 0 | 0 | 0 | 0 | 0 | 0 | 0 | 0 | 0 | 0
MISO_MO-IL_2_SPP_N | MISO_MO-IL | SPP_N | 2045 | B20 | 935 | 0 | 2000 | 0 | 0 | 0 | 0 | 0 | 0 | 0 | 0 | 0 | 0 | 0
MISO_MO-IL_2_SPP_N | MISO_MO-IL | SPP_N | 2050 | B1 | 10 | 0 | 2000 | 0 | 0 | 0 | 0 | 0 | 0 | 0 | 0 | 0 | 0 | 0
MISO_MO-IL_2_SPP_N | MISO_MO-IL | SPP_N | 2050 | B2 | 25 | 0 | 2000 | 0 | 0 | 0 | 0 | 0 | 0 | 0 | 0 | 0 | 0 | 0
MISO_MO-IL_2_SPP_N | MISO_MO-IL | SPP_N | 2050 | B3 | 75 | 0 | 2000 | 0 | 0 | 0 | 0 | 0 | 0 | 0 | 0 | 0 | 0 | 0
MISO_MO-IL_2_SPP_N | MISO_MO-IL | SPP_N | 2050 | B4 | 100 | 0 | 2000 | 0 | 0 | 0 | 0 | 0 | 0 | 0 | 0 | 0 | 0 | 0
MISO_MO-IL_2_SPP_N | MISO_MO-IL | SPP_N | 2050 | B5 | 200 | 0 | 2000 | 0 | 0 | 0 | 0 | 0 | 0 | 0 | 0 | 0 | 0 | 0
MISO_MO-IL_2_SPP_N | MISO_MO-IL | SPP_N | 2050 | B6 | 300 | 0 | 2000 | 0 | 0 | 0 | 0 | 0 | 0 | 0 | 0 | 0 | 0 | 0
MISO_MO-IL_2_SPP_N | MISO_MO-IL | SPP_N | 2050 | B7 | 400 | 0 | 2000 | 0 | 0 | 0 | 0 | 0 | 0 | 0 | 0 | 0 | 0 | 0
MISO_MO-IL_2_SPP_N | MISO_MO-IL | SPP_N | 2050 | B8 | 500 | 0 | 2000 | 0 | 0 | 0 | 0 | 0 | 0 | 0 | 0 | 0 | 0 | 0
MISO_MO-IL_2_SPP_N | MISO_MO-IL | SPP_N | 2050 | B9 | 800 | 0 | 2000 | 0 | 0 | 0 | 0 | 0 | 0 | 0 | 0 | 0 | 0 | 0
MISO_MO-IL_2_SPP_N | MISO_MO-IL | SPP_N | 2050 | B10 | 1262 | 0 | 2000 | 0 | 0 | 0 | 0 | 0 | 0 | 0 | 0 | 0 | 0 | 0
MISO_MO-IL_2_SPP_N | MISO_MO-IL | SPP_N | 2050 | B11 | 25 | 0 | 2000 | 0 | 0 | 0 | 0 | 0 | 0 | 0 | 0 | 0 | 0 | 0
MISO_MO-IL_2_SPP_N | MISO_MO-IL | SPP_N | 2050 | B12 | 200 | 0 | 2000 | 0 | 0 | 0 | 0 | 0 | 0 | 0 | 0 | 0 | 0 | 0
MISO_MO-IL_2_SPP_N | MISO_MO-IL | SPP_N | 2050 | B13 | 600 | 0 | 2000 | 0 | 0 | 0 | 0 | 0 | 0 | 0 | 0 | 0 | 0 | 0
MISO_MO-IL_2_SPP_N | MISO_MO-IL | SPP_N | 2050 | B14 | 900 | 0 | 2000 | 0 | 0 | 0 | 0 | 0 | 0 | 0 | 0 | 0 | 0 | 0
MISO_MO-IL_2_SPP_N | MISO_MO-IL | SPP_N | 2050 | B15 | 1203 | 0 | 2000 | 0 | 0 | 0 | 0 | 0 | 0 | 0 | 0 | 0 | 0 | 0
MISO_MO-IL_2_SPP_N | MISO_MO-IL | SPP_N | 2050 | B16 | 25 | 0 | 2000 | 0 | 0 | 0 | 0 | 0 | 0 | 0 | 0 | 0 | 0 | 0
MISO_MO-IL_2_SPP_N | MISO_MO-IL | SPP_N | 2050 | B17 | 100 | 0 | 2000 | 0 | 0 | 0 | 0 | 0 | 0 | 0 | 0 | 0 | 0 | 0
MISO_MO-IL_2_SPP_N | MISO_MO-IL | SPP_N | 2050 | B18 | 400 | 0 | 2000 | 0 | 0 | 0 | 0 | 0 | 0 | 0 | 0 | 0 | 0 | 0
MISO_MO-IL_2_SPP_N | MISO_MO-IL | SPP_N | 2050 | B19 | 700 | 0 | 2000 | 0 | 0 | 0 | 0 | 0 | 0 | 0 | 0 | 0 | 0 | 0
MISO_MO-IL_2_SPP_N | MISO_MO-IL | SPP_N | 2050 | B20 | 935 | 0 | 2000 | 0 | 0 | 0 | 0 | 0 | 0 | 0 | 0 | 0 | 0 | 0
MISO_MO-IL_2_TVA_Transmission | MISO_MO-IL | TVA_Transmission | 2015 | B1 | 10 | 0 | 4000 | 1781.93 | 0 | 1781.72 | 0 | 0 | 0 | 0 | 0 | 0 | 0 | 0
MISO_MO-IL_2_TVA_Transmission | MISO_MO-IL | TVA_Transmission | 2015 | B2 | 25 | 0 | 4000 | 1241.39 | 0 | 1689.32 | 0 | 0 | 0 | 0 | 0 | 0 | 0 | 0
MISO_MO-IL_2_TVA_Transmission | MISO_MO-IL | TVA_Transmission | 2015 | B3 | 75 | 0 | 4000 | 0 | 0 | 46.54 | 0 | 0 | 0 | 0 | 0 | 0 | 0 | 0
MISO_MO-IL_2_TVA_Transmission | MISO_MO-IL | TVA_Transmission | 2015 | B4 | 100 | 0 | 4000 | 226.72 | 0 | 478.05 | 0 | 0 | 0 | 0 | 0 | 0 | 0 | 0
MISO_MO-IL_2_TVA_Transmission | MISO_MO-IL | TVA_Transmission | 2015 | B5 | 200 | 0 | 4000 | 0 | 0 | 0 | 0 | 0 | 0 | 0 | 0 | 0 | 0 | 0
MISO_MO-IL_2_TVA_Transmission | MISO_MO-IL | TVA_Transmission | 2015 | B6 | 300 | 0 | 4000 | 0 | 0 | 0 | 0 | 0 | 0 | 0 | 0 | 0 | 0 | 0
MISO_MO-IL_2_TVA_Transmission | MISO_MO-IL | TVA_Transmission | 2015 | B7 | 400 | 0 | 4000 | 0 | 0 | 0 | 0 | 0 | 0 | 0 | 0 | 0 | 0 | 0
MISO_MO-IL_2_TVA_Transmission | MISO_MO-IL | TVA_Transmission | 2015 | B8 | 500 | 0 | 4000 | 0 | 0 | 0 | 0 | 0 | 0 | 0 | 0 | 0 | 0 | 0
MISO_MO-IL_2_TVA_Transmission | MISO_MO-IL | TVA_Transmission | 2015 | B9 | 800 | 0 | 4000 | 0 | 0 | 0 | 0 | 0 | 0 | 0 | 0 | 0 | 0 | 0
MISO_MO-IL_2_TVA_Transmission | MISO_MO-IL | TVA_Transmission | 2015 | B10 | 1262 | 0 | 4000 | 0 | 0 | 0 | 0 | 0 | 0 | 0 | 0 | 0 | 0 | 0
MISO_MO-IL_2_TVA_Transmission | MISO_MO-IL | TVA_Transmission | 2015 | B11 | 25 | 0 | 4000 | 0 | 0 | 0 | 0 | 0 | 0 | 0 | 0 | 0 | 0 | 0
MISO_MO-IL_2_TVA_Transmission | MISO_MO-IL | TVA_Transmission | 2015 | B12 | 200 | 0 | 4000 | 0 | 0 | 0 | 0 | 0 | 0 | 0 | 0 | 0 | 0 | 0
MISO_MO-IL_2_TVA_Transmission | MISO_MO-IL | TVA_Transmission | 2015 | B13 | 600 | 0 | 4000 | 0 | 0 | 0 | 0 | 0 | 0 | 0 | 0 | 0 | 0 | 0
MISO_MO-IL_2_TVA_Transmission | MISO_MO-IL | TVA_Transmission | 2015 | B14 | 900 | 0 | 4000 | 0 | 0 | 0 | 0 | 0 | 0 | 0 | 0 | 0 | 0 | 0
MISO_MO-IL_2_TVA_Transmission | MISO_MO-IL | TVA_Transmission | 2015 | B15 | 1203 | 0 | 4000 | 0 | 0 | 0 | 0 | 0 | 0 | 0 | 0 | 0 | 0 | 0
MISO_MO-IL_2_TVA_Transmission | MISO_MO-IL | TVA_Transmission | 2015 | B16 | 25 | 0 | 4000 | 18.54 | 0 | 0 | 0 | 0 | 0 | 0 | 0 | 0 | 0 | 0
MISO_MO-IL_2_TVA_Transmission | MISO_MO-IL | TVA_Transmission | 2015 | B17 | 100 | 0 | 4000 | 0 | 0 | 0 | 0 | 0 | 0 | 0 | 0 | 0 | 0 | 0
MISO_MO-IL_2_TVA_Transmission | MISO_MO-IL | TVA_Transmission | 2015 | B18 | 400 | 0 | 4000 | 0 | 0 | 0 | 0 | 0 | 0 | 0 | 0 | 0 | 0 | 0
MISO_MO-IL_2_TVA_Transmission | MISO_MO-IL | TVA_Transmission | 2015 | B19 | 700 | 0 | 4000 | 0 | 0 | 0 | 0 | 0 | 0 | 0 | 0 | 0 | 0 | 0
MISO_MO-IL_2_TVA_Transmission | MISO_MO-IL | TVA_Transmission | 2015 | B20 | 935 | 0 | 4000 | 0 | 0 | 0 | 0 | 0 | 0 | 0 | 0 | 0 | 0 | 0
MISO_MO-IL_2_TVA_Transmission | MISO_MO-IL | TVA_Transmission | 2020 | B1 | 10 | 0 | 4000 | 2762.32 | 0 | 1386.56 | 0 | 0 | 0 | 0 | 0 | 0 | 0 | 0
MISO_MO-IL_2_TVA_Transmission | MISO_MO-IL | TVA_Transmission | 2020 | B2 | 25 | 0 | 4000 | 809.1 | 0 | 1036.4 | 0 | 0 | 0 | 0 | 0 | 0 | 0 | 0
MISO_MO-IL_2_TVA_Transmission | MISO_MO-IL | TVA_Transmission | 2020 | B3 | 75 | 0 | 4000 | 0 | 0 | 0 | 0 | 0 | 0 | 0 | 0 | 0 | 0 | 0
MISO_MO-IL_2_TVA_Transmission | MISO_MO-IL | TVA_Transmission | 2020 | B4 | 100 | 0 | 4000 | 0 | 0 | 0 | 0 | 0 | 0 | 0 | 0 | 0 | 0 | 0
MISO_MO-IL_2_TVA_Transmission | MISO_MO-IL | TVA_Transmission | 2020 | B5 | 200 | 0 | 4000 | 0 | 0 | 0 | 0 | 0 | 0 | 0 | 0 | 0 | 0 | 0
MISO_MO-IL_2_TVA_Transmission | MISO_MO-IL | TVA_Transmission | 2020 | B6 | 300 | 0 | 4000 | 0 | 0 | 0 | 0 | 0 | 0 | 0 | 0 | 0 | 0 | 0
MISO_MO-IL_2_TVA_Transmission | MISO_MO-IL | TVA_Transmission | 2020 | B7 | 400 | 0 | 4000 | 0 | 0 | 0 | 0 | 0 | 0 | 0 | 0 | 0 | 0 | 0
MISO_MO-IL_2_TVA_Transmission | MISO_MO-IL | TVA_Transmission | 2020 | B8 | 500 | 0 | 4000 | 0 | 0 | 0 | 0 | 0 | 0 | 0 | 0 | 0 | 0 | 0
MISO_MO-IL_2_TVA_Transmission | MISO_MO-IL | TVA_Transmission | 2020 | B9 | 800 | 0 | 4000 | 0 | 0 | 0 | 0 | 0 | 0 | 0 | 0 | 0 | 0 | 0
MISO_MO-IL_2_TVA_Transmission | MISO_MO-IL | TVA_Transmission | 2020 | B10 | 1262 | 0 | 4000 | 0 | 0 | 0 | 0 | 0 | 0 | 0 | 0 | 0 | 0 | 0
MISO_MO-IL_2_TVA_Transmission | MISO_MO-IL | TVA_Transmission | 2020 | B11 | 25 | 0 | 4000 | 0 | 0 | 0 | 0 | 0 | 0 | 0 | 0 | 0 | 0 | 0
MISO_MO-IL_2_TVA_Transmission | MISO_MO-IL | TVA_Transmission | 2020 | B12 | 200 | 0 | 4000 | 0 | 0 | 0 | 0 | 0 | 0 | 0 | 0 | 0 | 0 | 0
MISO_MO-IL_2_TVA_Transmission | MISO_MO-IL | TVA_Transmission | 2020 | B13 | 600 | 0 | 4000 | 0 | 0 | 0 | 0 | 0 | 0 | 0 | 0 | 0 | 0 | 0
MISO_MO-IL_2_TVA_Transmission | MISO_MO-IL | TVA_Transmission | 2020 | B14 | 900 | 0 | 4000 | 0 | 0 | 0 | 0 | 0 | 0 | 0 | 0 | 0 | 0 | 0
MISO_MO-IL_2_TVA_Transmission | MISO_MO-IL | TVA_Transmission | 2020 | B15 | 1203 | 0 | 4000 | 0 | 0 | 0 | 0 | 0 | 0 | 0 | 0 | 0 | 0 | 0
MISO_MO-IL_2_TVA_Transmission | MISO_MO-IL | TVA_Transmission | 2020 | B16 | 25 | 0 | 4000 | 0 | 0 | 0 | 0 | 0 | 0 | 0 | 0 | 0 | 0 | 0
MISO_MO-IL_2_TVA_Transmission | MISO_MO-IL | TVA_Transmission | 2020 | B17 | 100 | 0 | 4000 | 0 | 0 | 0 | 0 | 0 | 0 | 0 | 0 | 0 | 0 | 0
MISO_MO-IL_2_TVA_Transmission | MISO_MO-IL | TVA_Transmission | 2020 | B18 | 400 | 0 | 4000 | 0 | 0 | 0 | 0 | 0 | 0 | 0 | 0 | 0 | 0 | 0
MISO_MO-IL_2_TVA_Transmission | MISO_MO-IL | TVA_Transmission | 2020 | B19 | 700 | 0 | 4000 | 0 | 0 | 0 | 0 | 0 | 0 | 0 | 0 | 0 | 0 | 0
MISO_MO-IL_2_TVA_Transmission | MISO_MO-IL | TVA_Transmission | 2020 | B20 | 935 | 0 | 4000 | 0 | 0 | 0 | 0 | 0 | 0 | 0 | 0 | 0 | 0 | 0
MISO_MO-IL_2_TVA_Transmission | MISO_MO-IL | TVA_Transmission | 2025 | B1 | 10 | 0 | 4000 | 708.16 | 0 | 1008.19 | 0 | 0 | 0 | 0 | 0 | 0 | 0 | 0
MISO_MO-IL_2_TVA_Transmission | MISO_MO-IL | TVA_Transmission | 2025 | B2 | 25 | 0 | 4000 | 1187.89 | 0 | 1592.48 | 0 | 0 | 0 | 0 | 0 | 0 | 0 | 0
MISO_MO-IL_2_TVA_Transmission | MISO_MO-IL | TVA_Transmission | 2025 | B3 | 75 | 0 | 4000 | 0 | 0 | 0 | 0 | 0 | 0 | 0 | 0 | 0 | 0 | 0
MISO_MO-IL_2_TVA_Transmission | MISO_MO-IL | TVA_Transmission | 2025 | B4 | 100 | 0 | 4000 | 0 | 0 | 0 | 0 | 0 | 0 | 0 | 0 | 0 | 0 | 0
MISO_MO-IL_2_TVA_Transmission | MISO_MO-IL | TVA_Transmission | 2025 | B5 | 200 | 0 | 4000 | 0 | 0 | 0 | 0 | 0 | 0 | 0 | 0 | 0 | 0 | 0
MISO_MO-IL_2_TVA_Transmission | MISO_MO-IL | TVA_Transmission | 2025 | B6 | 300 | 0 | 4000 | 0 | 0 | 0 | 0 | 0 | 0 | 0 | 0 | 0 | 0 | 0
MISO_MO-IL_2_TVA_Transmission | MISO_MO-IL | TVA_Transmission | 2025 | B7 | 400 | 0 | 4000 | 0 | 0 | 0 | 0 | 0 | 0 | 0 | 0 | 0 | 0 | 0
MISO_MO-IL_2_TVA_Transmission | MISO_MO-IL | TVA_Transmission | 2025 | B8 | 500 | 0 | 4000 | 0 | 0 | 0 | 0 | 0 | 0 | 0 | 0 | 0 | 0 | 0
MISO_MO-IL_2_TVA_Transmission | MISO_MO-IL | TVA_Transmission | 2025 | B9 | 800 | 0 | 4000 | 0 | 0 | 0 | 0 | 0 | 0 | 0 | 0 | 0 | 0 | 0
MISO_MO-IL_2_TVA_Transmission | MISO_MO-IL | TVA_Transmission | 2025 | B10 | 1262 | 0 | 4000 | 0 | 0 | 0 | 0 | 0 | 0 | 0 | 0 | 0 | 0 | 0
MISO_MO-IL_2_TVA_Transmission | MISO_MO-IL | TVA_Transmission | 2025 | B11 | 25 | 0 | 4000 | 0 | 0 | 0 | 0 | 0 | 0 | 0 | 0 | 0 | 0 | 0
MISO_MO-IL_2_TVA_Transmission | MISO_MO-IL | TVA_Transmission | 2025 | B12 | 200 | 0 | 4000 | 0 | 0 | 0 | 0 | 0 | 0 | 0 | 0 | 0 | 0 | 0
MISO_MO-IL_2_TVA_Transmission | MISO_MO-IL | TVA_Transmission | 2025 | B13 | 600 | 0 | 4000 | 0 | 0 | 0 | 0 | 0 | 0 | 0 | 0 | 0 | 0 | 0
MISO_MO-IL_2_TVA_Transmission | MISO_MO-IL | TVA_Transmission | 2025 | B14 | 900 | 0 | 4000 | 0 | 0 | 0 | 0 | 0 | 0 | 0 | 0 | 0 | 0 | 0
MISO_MO-IL_2_TVA_Transmission | MISO_MO-IL | TVA_Transmission | 2025 | B15 | 1203 | 0 | 4000 | 0 | 0 | 0 | 0 | 0 | 0 | 0 | 0 | 0 | 0 | 0
MISO_MO-IL_2_TVA_Transmission | MISO_MO-IL | TVA_Transmission | 2025 | B16 | 25 | 0 | 4000 | 0 | 0 | 0 | 0 | 0 | 0 | 0 | 0 | 0 | 0 | 0
MISO_MO-IL_2_TVA_Transmission | MISO_MO-IL | TVA_Transmission | 2025 | B17 | 100 | 0 | 4000 | 0 | 0 | 0 | 0 | 0 | 0 | 0 | 0 | 0 | 0 | 0
MISO_MO-IL_2_TVA_Transmission | MISO_MO-IL | TVA_Transmission | 2025 | B18 | 400 | 0 | 4000 | 0 | 0 | 0 | 0 | 0 | 0 | 0 | 0 | 0 | 0 | 0
MISO_MO-IL_2_TVA_Transmission | MISO_MO-IL | TVA_Transmission | 2025 | B19 | 700 | 0 | 4000 | 0 | 0 | 0 | 0 | 0 | 0 | 0 | 0 | 0 | 0 | 0
MISO_MO-IL_2_TVA_Transmission | MISO_MO-IL | TVA_Transmission | 2025 | B20 | 935 | 0 | 4000 | 0 | 0 | 0 | 0 | 0 | 0 | 0 | 0 | 0 | 0 | 0
MISO_MO-IL_2_TVA_Transmission | MISO_MO-IL | TVA_Transmission | 2030 | B1 | 10 | 0 | 4000 | 0 | 0 | 0 | 0 | 0 | 0 | 0 | 0 | 0 | 0 | 0
MISO_MO-IL_2_TVA_Transmission | MISO_MO-IL | TVA_Transmission | 2030 | B2 | 25 | 0 | 4000 | 835.57 | 0 | 0 | 0 | 0 | 0 | 0 | 0 | 0 | 0 | 0
MISO_MO-IL_2_TVA_Transmission | MISO_MO-IL | TVA_Transmission | 2030 | B3 | 75 | 0 | 4000 | 0 | 0 | 0 | 0 | 0 | 0 | 0 | 0 | 0 | 0 | 0
MISO_MO-IL_2_TVA_Transmission | MISO_MO-IL | TVA_Transmission | 2030 | B4 | 100 | 0 | 4000 | 0 | 0 | 0 | 0 | 0 | 0 | 0 | 0 | 0 | 0 | 0
MISO_MO-IL_2_TVA_Transmission | MISO_MO-IL | TVA_Transmission | 2030 | B5 | 200 | 0 | 4000 | 0 | 0 | 0 | 0 | 0 | 0 | 0 | 0 | 0 | 0 | 0
MISO_MO-IL_2_TVA_Transmission | MISO_MO-IL | TVA_Transmission | 2030 | B6 | 300 | 0 | 4000 | 0 | 0 | 0 | 0 | 0 | 0 | 0 | 0 | 0 | 0 | 0
MISO_MO-IL_2_TVA_Transmission | MISO_MO-IL | TVA_Transmission | 2030 | B7 | 400 | 0 | 4000 | 0 | 0 | 0 | 0 | 0 | 0 | 0 | 0 | 0 | 0 | 0
MISO_MO-IL_2_TVA_Transmission | MISO_MO-IL | TVA_Transmission | 2030 | B8 | 500 | 0 | 4000 | 0 | 0 | 0 | 0 | 0 | 0 | 0 | 0 | 0 | 0 | 0
MISO_MO-IL_2_TVA_Transmission | MISO_MO-IL | TVA_Transmission | 2030 | B9 | 800 | 0 | 4000 | 0 | 0 | 0 | 0 | 0 | 0 | 0 | 0 | 0 | 0 | 0
MISO_MO-IL_2_TVA_Transmission | MISO_MO-IL | TVA_Transmission | 2030 | B10 | 1262 | 0 | 4000 | 0 | 0 | 0 | 0 | 0 | 0 | 0 | 0 | 0 | 0 | 0
MISO_MO-IL_2_TVA_Transmission | MISO_MO-IL | TVA_Transmission | 2030 | B11 | 25 | 0 | 4000 | 0 | 0 | 0 | 0 | 0 | 0 | 0 | 0 | 0 | 0 | 0
MISO_MO-IL_2_TVA_Transmission | MISO_MO-IL | TVA_Transmission | 2030 | B12 | 200 | 0 | 4000 | 0 | 0 | 0 | 0 | 0 | 0 | 0 | 0 | 0 | 0 | 0
MISO_MO-IL_2_TVA_Transmission | MISO_MO-IL | TVA_Transmission | 2030 | B13 | 600 | 0 | 4000 | 0 | 0 | 0 | 0 | 0 | 0 | 0 | 0 | 0 | 0 | 0
MISO_MO-IL_2_TVA_Transmission | MISO_MO-IL | TVA_Transmission | 2030 | B14 | 900 | 0 | 4000 | 0 | 0 | 0 | 0 | 0 | 0 | 0 | 0 | 0 | 0 | 0
MISO_MO-IL_2_TVA_Transmission | MISO_MO-IL | TVA_Transmission | 2030 | B15 | 1203 | 0 | 4000 | 0 | 0 | 0 | 0 | 0 | 0 | 0 | 0 | 0 | 0 | 0
MISO_MO-IL_2_TVA_Transmission | MISO_MO-IL | TVA_Transmission | 2030 | B16 | 25 | 0 | 4000 | 0 | 0 | 0 | 0 | 0 | 0 | 0 | 0 | 0 | 0 | 0
MISO_MO-IL_2_TVA_Transmission | MISO_MO-IL | TVA_Transmission | 2030 | B17 | 100 | 0 | 4000 | 0 | 0 | 0 | 0 | 0 | 0 | 0 | 0 | 0 | 0 | 0
MISO_MO-IL_2_TVA_Transmission | MISO_MO-IL | TVA_Transmission | 2030 | B18 | 400 | 0 | 4000 | 0 | 0 | 0 | 0 | 0 | 0 | 0 | 0 | 0 | 0 | 0
MISO_MO-IL_2_TVA_Transmission | MISO_MO-IL | TVA_Transmission | 2030 | B19 | 700 | 0 | 4000 | 0 | 0 | 0 | 0 | 0 | 0 | 0 | 0 | 0 | 0 | 0
MISO_MO-IL_2_TVA_Transmission | MISO_MO-IL | TVA_Transmission | 2030 | B20 | 935 | 0 | 4000 | 0 | 0 | 0 | 0 | 0 | 0 | 0 | 0 | 0 | 0 | 0
MISO_MO-IL_2_TVA_Transmission | MISO_MO-IL | TVA_Transmission | 2035 | B1 | 10 | 0 | 4000 | 0 | 0 | 0 | 0 | 0 | 0 | 0 | 0 | 0 | 0 | 0
MISO_MO-IL_2_TVA_Transmission | MISO_MO-IL | TVA_Transmission | 2035 | B2 | 25 | 0 | 4000 | 504.22 | 0 | 275.22 | 0 | 0 | 0 | 0 | 0 | 0 | 0 | 0
MISO_MO-IL_2_TVA_Transmission | MISO_MO-IL | TVA_Transmission | 2035 | B3 | 75 | 0 | 4000 | 0 | 0 | 0 | 0 | 0 | 0 | 0 | 0 | 0 | 0 | 0
MISO_MO-IL_2_TVA_Transmission | MISO_MO-IL | TVA_Transmission | 2035 | B4 | 100 | 0 | 4000 | 0 | 0 | 0 | 0 | 0 | 0 | 0 | 0 | 0 | 0 | 0
MISO_MO-IL_2_TVA_Transmission | MISO_MO-IL | TVA_Transmission | 2035 | B5 | 200 | 0 | 4000 | 0 | 0 | 0 | 0 | 0 | 0 | 0 | 0 | 0 | 0 | 0
MISO_MO-IL_2_TVA_Transmission | MISO_MO-IL | TVA_Transmission | 2035 | B6 | 300 | 0 | 4000 | 0 | 0 | 0 | 0 | 0 | 0 | 0 | 0 | 0 | 0 | 0
MISO_MO-IL_2_TVA_Transmission | MISO_MO-IL | TVA_Transmission | 2035 | B7 | 400 | 0 | 4000 | 0 | 0 | 0 | 0 | 0 | 0 | 0 | 0 | 0 | 0 | 0
MISO_MO-IL_2_TVA_Transmission | MISO_MO-IL | TVA_Transmission | 2035 | B8 | 500 | 0 | 4000 | 0 | 0 | 0 | 0 | 0 | 0 | 0 | 0 | 0 | 0 | 0
MISO_MO-IL_2_TVA_Transmission | MISO_MO-IL | TVA_Transmission | 2035 | B9 | 800 | 0 | 4000 | 0 | 0 | 0 | 0 | 0 | 0 | 0 | 0 | 0 | 0 | 0
MISO_MO-IL_2_TVA_Transmission | MISO_MO-IL | TVA_Transmission | 2035 | B10 | 1262 | 0 | 4000 | 0 | 0 | 0 | 0 | 0 | 0 | 0 | 0 | 0 | 0 | 0
MISO_MO-IL_2_TVA_Transmission | MISO_MO-IL | TVA_Transmission | 2035 | B11 | 25 | 0 | 4000 | 0 | 0 | 0 | 0 | 0 | 0 | 0 | 0 | 0 | 0 | 0
MISO_MO-IL_2_TVA_Transmission | MISO_MO-IL | TVA_Transmission | 2035 | B12 | 200 | 0 | 4000 | 0 | 0 | 0 | 0 | 0 | 0 | 0 | 0 | 0 | 0 | 0
MISO_MO-IL_2_TVA_Transmission | MISO_MO-IL | TVA_Transmission | 2035 | B13 | 600 | 0 | 4000 | 0 | 0 | 0 | 0 | 0 | 0 | 0 | 0 | 0 | 0 | 0
MISO_MO-IL_2_TVA_Transmission | MISO_MO-IL | TVA_Transmission | 2035 | B14 | 900 | 0 | 4000 | 0 | 0 | 0 | 0 | 0 | 0 | 0 | 0 | 0 | 0 | 0
MISO_MO-IL_2_TVA_Transmission | MISO_MO-IL | TVA_Transmission | 2035 | B15 | 1203 | 0 | 4000 | 0 | 0 | 0 | 0 | 0 | 0 | 0 | 0 | 0 | 0 | 0
MISO_MO-IL_2_TVA_Transmission | MISO_MO-IL | TVA_Transmission | 2035 | B16 | 25 | 0 | 4000 | 0 | 0 | 0 | 0 | 0 | 0 | 0 | 0 | 0 | 0 | 0
MISO_MO-IL_2_TVA_Transmission | MISO_MO-IL | TVA_Transmission | 2035 | B17 | 100 | 0 | 4000 | 0 | 0 | 0 | 0 | 0 | 0 | 0 | 0 | 0 | 0 | 0
MISO_MO-IL_2_TVA_Transmission | MISO_MO-IL | TVA_Transmission | 2035 | B18 | 400 | 0 | 4000 | 0 | 0 | 0 | 0 | 0 | 0 | 0 | 0 | 0 | 0 | 0
MISO_MO-IL_2_TVA_Transmission | MISO_MO-IL | TVA_Transmission | 2035 | B19 | 700 | 0 | 4000 | 0 | 0 | 0 | 0 | 0 | 0 | 0 | 0 | 0 | 0 | 0
MISO_MO-IL_2_TVA_Transmission | MISO_MO-IL | TVA_Transmission | 2035 | B20 | 935 | 0 | 4000 | 0 | 0 | 0 | 0 | 0 | 0 | 0 | 0 | 0 | 0 | 0
MISO_MO-IL_2_TVA_Transmission | MISO_MO-IL | TVA_Transmission | 2040 | B1 | 10 | 0 | 4000 | 0 | 0 | 0 | 0 | 0 | 0 | 0 | 0 | 0 | 0 | 0
MISO_MO-IL_2_TVA_Transmission | MISO_MO-IL | TVA_Transmission | 2040 | B2 | 25 | 0 | 4000 | 600.61 | 0 | 518.54 | 0 | 0 | 0 | 0 | 0 | 0 | 0 | 0
MISO_MO-IL_2_TVA_Transmission | MISO_MO-IL | TVA_Transmission | 2040 | B3 | 75 | 0 | 4000 | 0 | 0 | 0 | 0 | 0 | 0 | 0 | 0 | 0 | 0 | 0
MISO_MO-IL_2_TVA_Transmission | MISO_MO-IL | TVA_Transmission | 2040 | B4 | 100 | 0 | 4000 | 0 | 0 | 0 | 0 | 0 | 0 | 0 | 0 | 0 | 0 | 0
MISO_MO-IL_2_TVA_Transmission | MISO_MO-IL | TVA_Transmission | 2040 | B5 | 200 | 0 | 4000 | 0 | 0 | 0 | 0 | 0 | 0 | 0 | 0 | 0 | 0 | 0
MISO_MO-IL_2_TVA_Transmission | MISO_MO-IL | TVA_Transmission | 2040 | B6 | 300 | 0 | 4000 | 0 | 0 | 0 | 0 | 0 | 0 | 0 | 0 | 0 | 0 | 0
MISO_MO-IL_2_TVA_Transmission | MISO_MO-IL | TVA_Transmission | 2040 | B7 | 400 | 0 | 4000 | 0 | 0 | 0 | 0 | 0 | 0 | 0 | 0 | 0 | 0 | 0
MISO_MO-IL_2_TVA_Transmission | MISO_MO-IL | TVA_Transmission | 2040 | B8 | 500 | 0 | 4000 | 0 | 0 | 0 | 0 | 0 | 0 | 0 | 0 | 0 | 0 | 0
MISO_MO-IL_2_TVA_Transmission | MISO_MO-IL | TVA_Transmission | 2040 | B9 | 800 | 0 | 4000 | 0 | 0 | 0 | 0 | 0 | 0 | 0 | 0 | 0 | 0 | 0
MISO_MO-IL_2_TVA_Transmission | MISO_MO-IL | TVA_Transmission | 2040 | B10 | 1262 | 0 | 4000 | 0 | 0 | 0 | 0 | 0 | 0 | 0 | 0 | 0 | 0 | 0
MISO_MO-IL_2_TVA_Transmission | MISO_MO-IL | TVA_Transmission | 2040 | B11 | 25 | 0 | 4000 | 0 | 0 | 0 | 0 | 0 | 0 | 0 | 0 | 0 | 0 | 0
MISO_MO-IL_2_TVA_Transmission | MISO_MO-IL | TVA_Transmission | 2040 | B12 | 200 | 0 | 4000 | 0 | 0 | 0 | 0 | 0 | 0 | 0 | 0 | 0 | 0 | 0
MISO_MO-IL_2_TVA_Transmission | MISO_MO-IL | TVA_Transmission | 2040 | B13 | 600 | 0 | 4000 | 0 | 0 | 0 | 0 | 0 | 0 | 0 | 0 | 0 | 0 | 0
MISO_MO-IL_2_TVA_Transmission | MISO_MO-IL | TVA_Transmission | 2040 | B14 | 900 | 0 | 4000 | 0 | 0 | 0 | 0 | 0 | 0 | 0 | 0 | 0 | 0 | 0
MISO_MO-IL_2_TVA_Transmission | MISO_MO-IL | TVA_Transmission | 2040 | B15 | 1203 | 0 | 4000 | 0 | 0 | 0 | 0 | 0 | 0 | 0 | 0 | 0 | 0 | 0
MISO_MO-IL_2_TVA_Transmission | MISO_MO-IL | TVA_Transmission | 2040 | B16 | 25 | 0 | 4000 | 0 | 0 | 0 | 0 | 0 | 0 | 0 | 0 | 0 | 0 | 0
MISO_MO-IL_2_TVA_Transmission | MISO_MO-IL | TVA_Transmission | 2040 | B17 | 100 | 0 | 4000 | 0 | 0 | 0 | 0 | 0 | 0 | 0 | 0 | 0 | 0 | 0
MISO_MO-IL_2_TVA_Transmission | MISO_MO-IL | TVA_Transmission | 2040 | B18 | 400 | 0 | 4000 | 0 | 0 | 0 | 0 | 0 | 0 | 0 | 0 | 0 | 0 | 0
MISO_MO-IL_2_TVA_Transmission | MISO_MO-IL | TVA_Transmission | 2040 | B19 | 700 | 0 | 4000 | 0 | 0 | 0 | 0 | 0 | 0 | 0 | 0 | 0 | 0 | 0
MISO_MO-IL_2_TVA_Transmission | MISO_MO-IL | TVA_Transmission | 2040 | B20 | 935 | 0 | 4000 | 621.37 | 0 | 74.98 | 0 | 0 | 0 | 0 | 0 | 0 | 0 | 0
MISO_MO-IL_2_TVA_Transmission | MISO_MO-IL | TVA_Transmission | 2045 | B1 | 10 | 0 | 4000 | 0 | 0 | 96.47 | 0 | 0 | 0 | 0 | 0 | 0 | 0 | 0
MISO_MO-IL_2_TVA_Transmission | MISO_MO-IL | TVA_Transmission | 2045 | B2 | 25 | 0 | 4000 | 549.51 | 0 | 0 | 0 | 0 | 0 | 0 | 0 | 0 | 0 | 0
MISO_MO-IL_2_TVA_Transmission | MISO_MO-IL | TVA_Transmission | 2045 | B3 | 75 | 0 | 4000 | 0 | 0 | 0 | 0 | 0 | 0 | 0 | 0 | 0 | 0 | 0
MISO_MO-IL_2_TVA_Transmission | MISO_MO-IL | TVA_Transmission | 2045 | B4 | 100 | 0 | 4000 | 0 | 0 | 0 | 0 | 0 | 0 | 0 | 0 | 0 | 0 | 0
MISO_MO-IL_2_TVA_Transmission | MISO_MO-IL | TVA_Transmission | 2045 | B5 | 200 | 0 | 4000 | 0 | 0 | 0 | 0 | 0 | 0 | 0 | 0 | 0 | 0 | 0
MISO_MO-IL_2_TVA_Transmission | MISO_MO-IL | TVA_Transmission | 2045 | B6 | 300 | 0 | 4000 | 0 | 0 | 0 | 0 | 0 | 0 | 0 | 0 | 0 | 0 | 0
MISO_MO-IL_2_TVA_Transmission | MISO_MO-IL | TVA_Transmission | 2045 | B7 | 400 | 0 | 4000 | 0 | 0 | 0 | 0 | 0 | 0 | 0 | 0 | 0 | 0 | 0
MISO_MO-IL_2_TVA_Transmission | MISO_MO-IL | TVA_Transmission | 2045 | B8 | 500 | 0 | 4000 | 0 | 0 | 0 | 0 | 0 | 0 | 0 | 0 | 0 | 0 | 0
MISO_MO-IL_2_TVA_Transmission | MISO_MO-IL | TVA_Transmission | 2045 | B9 | 800 | 0 | 4000 | 0 | 0 | 0 | 0 | 0 | 0 | 0 | 0 | 0 | 0 | 0
MISO_MO-IL_2_TVA_Transmission | MISO_MO-IL | TVA_Transmission | 2045 | B10 | 1262 | 0 | 4000 | 0 | 0 | 0 | 0 | 0 | 0 | 0 | 0 | 0 | 0 | 0
MISO_MO-IL_2_TVA_Transmission | MISO_MO-IL | TVA_Transmission | 2045 | B11 | 25 | 0 | 4000 | 0 | 0 | 0 | 0 | 0 | 0 | 0 | 0 | 0 | 0 | 0
MISO_MO-IL_2_TVA_Transmission | MISO_MO-IL | TVA_Transmission | 2045 | B12 | 200 | 0 | 4000 | 0 | 0 | 0 | 0 | 0 | 0 | 0 | 0 | 0 | 0 | 0
MISO_MO-IL_2_TVA_Transmission | MISO_MO-IL | TVA_Transmission | 2045 | B13 | 600 | 0 | 4000 | 0 | 0 | 0 | 0 | 0 | 0 | 0 | 0 | 0 | 0 | 0
MISO_MO-IL_2_TVA_Transmission | MISO_MO-IL | TVA_Transmission | 2045 | B14 | 900 | 0 | 4000 | 0 | 0 | 0 | 0 | 0 | 0 | 0 | 0 | 0 | 0 | 0
MISO_MO-IL_2_TVA_Transmission | MISO_MO-IL | TVA_Transmission | 2045 | B15 | 1203 | 0 | 4000 | 0 | 0 | 0 | 0 | 0 | 0 | 0 | 0 | 0 | 0 | 0
MISO_MO-IL_2_TVA_Transmission | MISO_MO-IL | TVA_Transmission | 2045 | B16 | 25 | 0 | 4000 | 0 | 0 | 0 | 0 | 0 | 0 | 0 | 0 | 0 | 0 | 0
MISO_MO-IL_2_TVA_Transmission | MISO_MO-IL | TVA_Transmission | 2045 | B17 | 100 | 0 | 4000 | 0 | 0 | 0 | 0 | 0 | 0 | 0 | 0 | 0 | 0 | 0
MISO_MO-IL_2_TVA_Transmission | MISO_MO-IL | TVA_Transmission | 2045 | B18 | 400 | 0 | 4000 | 0 | 0 | 0 | 0 | 0 | 0 | 0 | 0 | 0 | 0 | 0
MISO_MO-IL_2_TVA_Transmission | MISO_MO-IL | TVA_Transmission | 2045 | B19 | 700 | 0 | 4000 | 0 | 0 | 0 | 0 | 0 | 0 | 0 | 0 | 0 | 0 | 0
MISO_MO-IL_2_TVA_Transmission | MISO_MO-IL | TVA_Transmission | 2045 | B20 | 935 | 0 | 4000 | 752.17 | 0 | 0 | 0 | 0 | 0 | 0 | 0 | 0 | 0 | 0
MISO_MO-IL_2_TVA_Transmission | MISO_MO-IL | TVA_Transmission | 2050 | B1 | 10 | 0 | 4000 | 0 | 0 | 0 | 0 | 0 | 0 | 0 | 0 | 0 | 0 | 0
MISO_MO-IL_2_TVA_Transmission | MISO_MO-IL | TVA_Transmission | 2050 | B2 | 25 | 0 | 4000 | 723.69 | 0 | 0 | 0 | 0 | 0 | 0 | 0 | 0 | 0 | 0
MISO_MO-IL_2_TVA_Transmission | MISO_MO-IL | TVA_Transmission | 2050 | B3 | 75 | 0 | 4000 | 0 | 0 | 0 | 0 | 0 | 0 | 0 | 0 | 0 | 0 | 0
MISO_MO-IL_2_TVA_Transmission | MISO_MO-IL | TVA_Transmission | 2050 | B4 | 100 | 0 | 4000 | 0 | 0 | 0 | 0 | 0 | 0 | 0 | 0 | 0 | 0 | 0
MISO_MO-IL_2_TVA_Transmission | MISO_MO-IL | TVA_Transmission | 2050 | B5 | 200 | 0 | 4000 | 0 | 0 | 0 | 0 | 0 | 0 | 0 | 0 | 0 | 0 | 0
MISO_MO-IL_2_TVA_Transmission | MISO_MO-IL | TVA_Transmission | 2050 | B6 | 300 | 0 | 4000 | 0 | 0 | 0 | 0 | 0 | 0 | 0 | 0 | 0 | 0 | 0
MISO_MO-IL_2_TVA_Transmission | MISO_MO-IL | TVA_Transmission | 2050 | B7 | 400 | 0 | 4000 | 0 | 0 | 0 | 0 | 0 | 0 | 0 | 0 | 0 | 0 | 0
MISO_MO-IL_2_TVA_Transmission | MISO_MO-IL | TVA_Transmission | 2050 | B8 | 500 | 0 | 4000 | 0 | 0 | 0 | 0 | 0 | 0 | 0 | 0 | 0 | 0 | 0
MISO_MO-IL_2_TVA_Transmission | MISO_MO-IL | TVA_Transmission | 2050 | B9 | 800 | 0 | 4000 | 0 | 0 | 0 | 0 | 0 | 0 | 0 | 0 | 0 | 0 | 0
MISO_MO-IL_2_TVA_Transmission | MISO_MO-IL | TVA_Transmission | 2050 | B10 | 1262 | 0 | 4000 | 0 | 0 | 0 | 0 | 0 | 0 | 0 | 0 | 0 | 0 | 0
MISO_MO-IL_2_TVA_Transmission | MISO_MO-IL | TVA_Transmission | 2050 | B11 | 25 | 0 | 4000 | 0 | 0 | 0 | 0 | 0 | 0 | 0 | 0 | 0 | 0 | 0
MISO_MO-IL_2_TVA_Transmission | MISO_MO-IL | TVA_Transmission | 2050 | B12 | 200 | 0 | 4000 | 0 | 0 | 0 | 0 | 0 | 0 | 0 | 0 | 0 | 0 | 0
MISO_MO-IL_2_TVA_Transmission | MISO_MO-IL | TVA_Transmission | 2050 | B13 | 600 | 0 | 4000 | 0 | 0 | 0 | 0 | 0 | 0 | 0 | 0 | 0 | 0 | 0
MISO_MO-IL_2_TVA_Transmission | MISO_MO-IL | TVA_Transmission | 2050 | B14 | 900 | 0 | 4000 | 0 | 0 | 0 | 0 | 0 | 0 | 0 | 0 | 0 | 0 | 0
MISO_MO-IL_2_TVA_Transmission | MISO_MO-IL | TVA_Transmission | 2050 | B15 | 1203 | 0 | 4000 | 0 | 0 | 0 | 0 | 0 | 0 | 0 | 0 | 0 | 0 | 0
MISO_MO-IL_2_TVA_Transmission | MISO_MO-IL | TVA_Transmission | 2050 | B16 | 25 | 0 | 4000 | 0 | 0 | 0 | 0 | 0 | 0 | 0 | 0 | 0 | 0 | 0
MISO_MO-IL_2_TVA_Transmission | MISO_MO-IL | TVA_Transmission | 2050 | B17 | 100 | 0 | 4000 | 0 | 0 | 0 | 0 | 0 | 0 | 0 | 0 | 0 | 0 | 0
MISO_MO-IL_2_TVA_Transmission | MISO_MO-IL | TVA_Transmission | 2050 | B18 | 400 | 0 | 4000 | 0 | 0 | 0 | 0 | 0 | 0 | 0 | 0 | 0 | 0 | 0
MISO_MO-IL_2_TVA_Transmission | MISO_MO-IL | TVA_Transmission | 2050 | B19 | 700 | 0 | 4000 | 0 | 0 | 0 | 0 | 0 | 0 | 0 | 0 | 0 | 0 | 0
MISO_MO-IL_2_TVA_Transmission | MISO_MO-IL | TVA_Transmission | 2050 | B20 | 935 | 0 | 4000 | 0 | 0 | 0 | 0 | 0 | 0 | 0 | 0 | 0 | 0 | 0
MISO_W_2_IESO | MISO_W | IESO | 2015 | B1 | 10 | 0 | 90 | 0 | 0 | 0 | 0 | 0 | 0 | 0 | 0 | 0 | 0 | 0
MISO_W_2_IESO | MISO_W | IESO | 2015 | B2 | 25 | 0 | 90 | 0 | 0 | 0 | 0 | 0 | 0 | 0 | 0 | 0 | 0 | 0
MISO_W_2_IESO | MISO_W | IESO | 2015 | B3 | 75 | 0 | 90 | 0 | 0 | 0 | 0 | 0 | 0 | 0 | 0 | 0 | 0 | 0
MISO_W_2_IESO | MISO_W | IESO | 2015 | B4 | 100 | 0 | 90 | 0 | 0 | 0 | 0 | 0 | 0 | 0 | 0 | 0 | 0 | 0
MISO_W_2_IESO | MISO_W | IESO | 2015 | B5 | 200 | 0 | 90 | 0 | 0 | 0 | 0 | 0 | 0 | 0 | 0 | 0 | 0 | 0
MISO_W_2_IESO | MISO_W | IESO | 2015 | B6 | 300 | 0 | 90 | 0 | 0 | 0 | 0 | 0 | 0 | 0 | 0 | 0 | 0 | 0
MISO_W_2_IESO | MISO_W | IESO | 2015 | B7 | 400 | 0 | 90 | 0 | 0 | 0 | 0 | 0 | 0 | 0 | 0 | 0 | 0 | 0
MISO_W_2_IESO | MISO_W | IESO | 2015 | B8 | 500 | 0 | 90 | 0 | 0 | 0 | 0 | 0 | 0 | 0 | 0 | 0 | 0 | 0
MISO_W_2_IESO | MISO_W | IESO | 2015 | B9 | 800 | 0 | 90 | 0 | 0 | 0 | 0 | 0 | 0 | 0 | 0 | 0 | 0 | 0
MISO_W_2_IESO | MISO_W | IESO | 2015 | B10 | 1262 | 0 | 90 | 0 | 0 | 0 | 0 | 0 | 0 | 0 | 0 | 0 | 0 | 0
MISO_W_2_IESO | MISO_W | IESO | 2015 | B11 | 25 | 0 | 90 | 0 | 0 | 0 | 0 | 0 | 0 | 0 | 0 | 0 | 0 | 0
MISO_W_2_IESO | MISO_W | IESO | 2015 | B12 | 200 | 0 | 90 | 0 | 0 | 0 | 0 | 0 | 0 | 0 | 0 | 0 | 0 | 0
MISO_W_2_IESO | MISO_W | IESO | 2015 | B13 | 600 | 0 | 90 | 0 | 0 | 0 | 0 | 0 | 0 | 0 | 0 | 0 | 0 | 0
MISO_W_2_IESO | MISO_W | IESO | 2015 | B14 | 900 | 0 | 90 | 0 | 0 | 0 | 0 | 0 | 0 | 0 | 0 | 0 | 0 | 0
MISO_W_2_IESO | MISO_W | IESO | 2015 | B15 | 1203 | 0 | 90 | 0 | 0 | 0 | 0 | 0 | 0 | 0 | 0 | 0 | 0 | 0
MISO_W_2_IESO | MISO_W | IESO | 2015 | B16 | 25 | 0 | 90 | 0 | 0 | 0 | 0 | 0 | 0 | 0 | 0 | 0 | 0 | 0
MISO_W_2_IESO | MISO_W | IESO | 2015 | B17 | 100 | 0 | 90 | 0 | 0 | 0 | 0 | 0 | 0 | 0 | 0 | 0 | 0 | 0
MISO_W_2_IESO | MISO_W | IESO | 2015 | B18 | 400 | 0 | 90 | 0 | 0 | 0 | 0 | 0 | 0 | 0 | 0 | 0 | 0 | 0
MISO_W_2_IESO | MISO_W | IESO | 2015 | B19 | 700 | 0 | 90 | 0 | 0 | 0 | 0 | 0 | 0 | 0 | 0 | 0 | 0 | 0
MISO_W_2_IESO | MISO_W | IESO | 2015 | B20 | 935 | 0 | 90 | 0 | 0 | 0 | 0 | 0 | 0 | 0 | 0 | 0 | 0 | 0
MISO_W_2_IESO | MISO_W | IESO | 2020 | B1 | 10 | 0 | 90 | 0 | 0 | 0 | 0 | 0 | 0 | 0 | 0 | 0 | 0 | 0
MISO_W_2_IESO | MISO_W | IESO | 2020 | B2 | 25 | 0 | 90 | 0 | 0 | 0 | 0 | 0 | 0 | 0 | 0 | 0 | 0 | 0
MISO_W_2_IESO | MISO_W | IESO | 2020 | B3 | 75 | 0 | 90 | 0 | 0 | 0 | 0 | 0 | 0 | 0 | 0 | 0 | 0 | 0
MISO_W_2_IESO | MISO_W | IESO | 2020 | B4 | 100 | 0 | 90 | 0 | 0 | 0 | 0 | 0 | 0 | 0 | 0 | 0 | 0 | 0
MISO_W_2_IESO | MISO_W | IESO | 2020 | B5 | 200 | 0 | 90 | 0 | 0 | 0 | 0 | 0 | 0 | 0 | 0 | 0 | 0 | 0
MISO_W_2_IESO | MISO_W | IESO | 2020 | B6 | 300 | 0 | 90 | 0 | 0 | 0 | 0 | 0 | 0 | 0 | 0 | 0 | 0 | 0
MISO_W_2_IESO | MISO_W | IESO | 2020 | B7 | 400 | 0 | 90 | 0 | 0 | 0 | 0 | 0 | 0 | 0 | 0 | 0 | 0 | 0
MISO_W_2_IESO | MISO_W | IESO | 2020 | B8 | 500 | 0 | 90 | 0 | 0 | 0 | 0 | 0 | 0 | 0 | 0 | 0 | 0 | 0
MISO_W_2_IESO | MISO_W | IESO | 2020 | B9 | 800 | 0 | 90 | 0 | 0 | 0 | 0 | 0 | 0 | 0 | 0 | 0 | 0 | 0
MISO_W_2_IESO | MISO_W | IESO | 2020 | B10 | 1262 | 0 | 90 | 0 | 0 | 0 | 0 | 0 | 0 | 0 | 0 | 0 | 0 | 0
MISO_W_2_IESO | MISO_W | IESO | 2020 | B11 | 25 | 0 | 90 | 0 | 0 | 0 | 0 | 0 | 0 | 0 | 0 | 0 | 0 | 0
MISO_W_2_IESO | MISO_W | IESO | 2020 | B12 | 200 | 0 | 90 | 0 | 0 | 0 | 0 | 0 | 0 | 0 | 0 | 0 | 0 | 0
MISO_W_2_IESO | MISO_W | IESO | 2020 | B13 | 600 | 0 | 90 | 0 | 0 | 0 | 0 | 0 | 0 | 0 | 0 | 0 | 0 | 0
MISO_W_2_IESO | MISO_W | IESO | 2020 | B14 | 900 | 0 | 90 | 0 | 0 | 0 | 0 | 0 | 0 | 0 | 0 | 0 | 0 | 0
MISO_W_2_IESO | MISO_W | IESO | 2020 | B15 | 1203 | 0 | 90 | 0 | 0 | 0 | 0 | 0 | 0 | 0 | 0 | 0 | 0 | 0
MISO_W_2_IESO | MISO_W | IESO | 2020 | B16 | 25 | 0 | 90 | 0 | 0 | 0 | 0 | 0 | 0 | 0 | 0 | 0 | 0 | 0
MISO_W_2_IESO | MISO_W | IESO | 2020 | B17 | 100 | 0 | 90 | 0 | 0 | 0 | 0 | 0 | 0 | 0 | 0 | 0 | 0 | 0
MISO_W_2_IESO | MISO_W | IESO | 2020 | B18 | 400 | 0 | 90 | 0 | 0 | 0 | 0 | 0 | 0 | 0 | 0 | 0 | 0 | 0
MISO_W_2_IESO | MISO_W | IESO | 2020 | B19 | 700 | 0 | 90 | 0 | 0 | 0 | 0 | 0 | 0 | 0 | 0 | 0 | 0 | 0
MISO_W_2_IESO | MISO_W | IESO | 2020 | B20 | 935 | 0 | 90 | 0 | 0 | 0 | 0 | 0 | 0 | 0 | 0 | 0 | 0 | 0
MISO_W_2_IESO | MISO_W | IESO | 2025 | B1 | 10 | 0 | 90 | 0 | 0 | 0 | 0 | 0 | 0 | 0 | 0 | 0 | 0 | 0
MISO_W_2_IESO | MISO_W | IESO | 2025 | B2 | 25 | 0 | 90 | 0 | 0 | 0 | 0 | 0 | 0 | 0 | 0 | 0 | 0 | 0
MISO_W_2_IESO | MISO_W | IESO | 2025 | B3 | 75 | 0 | 90 | 0 | 0 | 0 | 0 | 0 | 0 | 0 | 0 | 0 | 0 | 0
MISO_W_2_IESO | MISO_W | IESO | 2025 | B4 | 100 | 0 | 90 | 0 | 0 | 0 | 0 | 0 | 0 | 0 | 0 | 0 | 0 | 0
MISO_W_2_IESO | MISO_W | IESO | 2025 | B5 | 200 | 0 | 90 | 0 | 0 | 0 | 0 | 0 | 0 | 0 | 0 | 0 | 0 | 0
MISO_W_2_IESO | MISO_W | IESO | 2025 | B6 | 300 | 0 | 90 | 0 | 0 | 0 | 0 | 0 | 0 | 0 | 0 | 0 | 0 | 0
MISO_W_2_IESO | MISO_W | IESO | 2025 | B7 | 400 | 0 | 90 | 0 | 0 | 0 | 0 | 0 | 0 | 0 | 0 | 0 | 0 | 0
MISO_W_2_IESO | MISO_W | IESO | 2025 | B8 | 500 | 0 | 90 | 0 | 0 | 0 | 0 | 0 | 0 | 0 | 0 | 0 | 0 | 0
MISO_W_2_IESO | MISO_W | IESO | 2025 | B9 | 800 | 0 | 90 | 0 | 0 | 0 | 0 | 0 | 0 | 0 | 0 | 0 | 0 | 0
MISO_W_2_IESO | MISO_W | IESO | 2025 | B10 | 1262 | 0 | 90 | 0 | 0 | 0 | 0 | 0 | 0 | 0 | 0 | 0 | 0 | 0
MISO_W_2_IESO | MISO_W | IESO | 2025 | B11 | 25 | 0 | 90 | 0 | 0 | 0 | 0 | 0 | 0 | 0 | 0 | 0 | 0 | 0
MISO_W_2_IESO | MISO_W | IESO | 2025 | B12 | 200 | 0 | 90 | 0 | 0 | 0 | 0 | 0 | 0 | 0 | 0 | 0 | 0 | 0
MISO_W_2_IESO | MISO_W | IESO | 2025 | B13 | 600 | 0 | 90 | 0 | 0 | 0 | 0 | 0 | 0 | 0 | 0 | 0 | 0 | 0
MISO_W_2_IESO | MISO_W | IESO | 2025 | B14 | 900 | 0 | 90 | 0 | 0 | 0 | 0 | 0 | 0 | 0 | 0 | 0 | 0 | 0
MISO_W_2_IESO | MISO_W | IESO | 2025 | B15 | 1203 | 0 | 90 | 0 | 0 | 0 | 0 | 0 | 0 | 0 | 0 | 0 | 0 | 0
MISO_W_2_IESO | MISO_W | IESO | 2025 | B16 | 25 | 0 | 90 | 0 | 0 | 0 | 0 | 0 | 0 | 0 | 0 | 0 | 0 | 0
MISO_W_2_IESO | MISO_W | IESO | 2025 | B17 | 100 | 0 | 90 | 0 | 0 | 0 | 0 | 0 | 0 | 0 | 0 | 0 | 0 | 0
MISO_W_2_IESO | MISO_W | IESO | 2025 | B18 | 400 | 0 | 90 | 0 | 0 | 0 | 0 | 0 | 0 | 0 | 0 | 0 | 0 | 0
MISO_W_2_IESO | MISO_W | IESO | 2025 | B19 | 700 | 0 | 90 | 0 | 0 | 0 | 0 | 0 | 0 | 0 | 0 | 0 | 0 | 0
MISO_W_2_IESO | MISO_W | IESO | 2025 | B20 | 935 | 0 | 90 | 0 | 0 | 0 | 0 | 0 | 0 | 0 | 0 | 0 | 0 | 0
MISO_W_2_IESO | MISO_W | IESO | 2030 | B1 | 10 | 0 | 90 | 0 | 0 | 0 | 0 | 0 | 0 | 0 | 0 | 0 | 0 | 0
MISO_W_2_IESO | MISO_W | IESO | 2030 | B2 | 25 | 0 | 90 | 0 | 0 | 0 | 0 | 0 | 0 | 0 | 0 | 0 | 0 | 0
MISO_W_2_IESO | MISO_W | IESO | 2030 | B3 | 75 | 0 | 90 | 0 | 0 | 0 | 0 | 0 | 0 | 0 | 0 | 0 | 0 | 0
MISO_W_2_IESO | MISO_W | IESO | 2030 | B4 | 100 | 0 | 90 | 0 | 0 | 0 | 0 | 0 | 0 | 0 | 0 | 0 | 0 | 0
MISO_W_2_IESO | MISO_W | IESO | 2030 | B5 | 200 | 0 | 90 | 0 | 0 | 0 | 0 | 0 | 0 | 0 | 0 | 0 | 0 | 0
MISO_W_2_IESO | MISO_W | IESO | 2030 | B6 | 300 | 0 | 90 | 0 | 0 | 0 | 0 | 0 | 0 | 0 | 0 | 0 | 0 | 0
MISO_W_2_IESO | MISO_W | IESO | 2030 | B7 | 400 | 0 | 90 | 0 | 0 | 0 | 0 | 0 | 0 | 0 | 0 | 0 | 0 | 0
MISO_W_2_IESO | MISO_W | IESO | 2030 | B8 | 500 | 0 | 90 | 0 | 0 | 0 | 0 | 0 | 0 | 0 | 0 | 0 | 0 | 0
MISO_W_2_IESO | MISO_W | IESO | 2030 | B9 | 800 | 0 | 90 | 0 | 0 | 0 | 0 | 0 | 0 | 0 | 0 | 0 | 0 | 0
MISO_W_2_IESO | MISO_W | IESO | 2030 | B10 | 1262 | 0 | 90 | 0 | 0 | 0 | 0 | 0 | 0 | 0 | 0 | 0 | 0 | 0
MISO_W_2_IESO | MISO_W | IESO | 2030 | B11 | 25 | 0 | 90 | 0 | 0 | 0 | 0 | 0 | 0 | 0 | 0 | 0 | 0 | 0
MISO_W_2_IESO | MISO_W | IESO | 2030 | B12 | 200 | 0 | 90 | 0 | 0 | 0 | 0 | 0 | 0 | 0 | 0 | 0 | 0 | 0
MISO_W_2_IESO | MISO_W | IESO | 2030 | B13 | 600 | 0 | 90 | 0 | 0 | 0 | 0 | 0 | 0 | 0 | 0 | 0 | 0 | 0
MISO_W_2_IESO | MISO_W | IESO | 2030 | B14 | 900 | 0 | 90 | 0 | 0 | 0 | 0 | 0 | 0 | 0 | 0 | 0 | 0 | 0
MISO_W_2_IESO | MISO_W | IESO | 2030 | B15 | 1203 | 0 | 90 | 0 | 0 | 0 | 0 | 0 | 0 | 0 | 0 | 0 | 0 | 0
MISO_W_2_IESO | MISO_W | IESO | 2030 | B16 | 25 | 0 | 90 | 0 | 0 | 0 | 0 | 0 | 0 | 0 | 0 | 0 | 0 | 0
MISO_W_2_IESO | MISO_W | IESO | 2030 | B17 | 100 | 0 | 90 | 0 | 0 | 0 | 0 | 0 | 0 | 0 | 0 | 0 | 0 | 0
MISO_W_2_IESO | MISO_W | IESO | 2030 | B18 | 400 | 0 | 90 | 0 | 0 | 0 | 0 | 0 | 0 | 0 | 0 | 0 | 0 | 0
MISO_W_2_IESO | MISO_W | IESO | 2030 | B19 | 700 | 0 | 90 | 0 | 0 | 0 | 0 | 0 | 0 | 0 | 0 | 0 | 0 | 0
MISO_W_2_IESO | MISO_W | IESO | 2030 | B20 | 935 | 0 | 90 | 0 | 0 | 0 | 0 | 0 | 0 | 0 | 0 | 0 | 0 | 0
MISO_W_2_IESO | MISO_W | IESO | 2035 | B1 | 10 | 0 | 90 | 0 | 0 | 0 | 0 | 0 | 0 | 0 | 0 | 0 | 0 | 0
MISO_W_2_IESO | MISO_W | IESO | 2035 | B2 | 25 | 0 | 90 | 0 | 0 | 0 | 0 | 0 | 0 | 0 | 0 | 0 | 0 | 0
MISO_W_2_IESO | MISO_W | IESO | 2035 | B3 | 75 | 0 | 90 | 0 | 0 | 0 | 0 | 0 | 0 | 0 | 0 | 0 | 0 | 0
MISO_W_2_IESO | MISO_W | IESO | 2035 | B4 | 100 | 0 | 90 | 0 | 0 | 0 | 0 | 0 | 0 | 0 | 0 | 0 | 0 | 0
MISO_W_2_IESO | MISO_W | IESO | 2035 | B5 | 200 | 0 | 90 | 0 | 0 | 0 | 0 | 0 | 0 | 0 | 0 | 0 | 0 | 0
MISO_W_2_IESO | MISO_W | IESO | 2035 | B6 | 300 | 0 | 90 | 0 | 0 | 0 | 0 | 0 | 0 | 0 | 0 | 0 | 0 | 0
MISO_W_2_IESO | MISO_W | IESO | 2035 | B7 | 400 | 0 | 90 | 0 | 0 | 0 | 0 | 0 | 0 | 0 | 0 | 0 | 0 | 0
MISO_W_2_IESO | MISO_W | IESO | 2035 | B8 | 500 | 0 | 90 | 0 | 0 | 0 | 0 | 0 | 0 | 0 | 0 | 0 | 0 | 0
MISO_W_2_IESO | MISO_W | IESO | 2035 | B9 | 800 | 0 | 90 | 0 | 0 | 0 | 0 | 0 | 0 | 0 | 0 | 0 | 0 | 0
MISO_W_2_IESO | MISO_W | IESO | 2035 | B10 | 1262 | 0 | 90 | 0 | 0 | 0 | 0 | 0 | 0 | 0 | 0 | 0 | 0 | 0
MISO_W_2_IESO | MISO_W | IESO | 2035 | B11 | 25 | 0 | 90 | 0 | 0 | 0 | 0 | 0 | 0 | 0 | 0 | 0 | 0 | 0
MISO_W_2_IESO | MISO_W | IESO | 2035 | B12 | 200 | 0 | 90 | 0 | 0 | 0 | 0 | 0 | 0 | 0 | 0 | 0 | 0 | 0
MISO_W_2_IESO | MISO_W | IESO | 2035 | B13 | 600 | 0 | 90 | 0 | 0 | 0 | 0 | 0 | 0 | 0 | 0 | 0 | 0 | 0
MISO_W_2_IESO | MISO_W | IESO | 2035 | B14 | 900 | 0 | 90 | 0 | 0 | 0 | 0 | 0 | 0 | 0 | 0 | 0 | 0 | 0
MISO_W_2_IESO | MISO_W | IESO | 2035 | B15 | 1203 | 0 | 90 | 0 | 0 | 0 | 0 | 0 | 0 | 0 | 0 | 0 | 0 | 0
MISO_W_2_IESO | MISO_W | IESO | 2035 | B16 | 25 | 0 | 90 | 0 | 0 | 0 | 0 | 0 | 0 | 0 | 0 | 0 | 0 | 0
MISO_W_2_IESO | MISO_W | IESO | 2035 | B17 | 100 | 0 | 90 | 0 | 0 | 0 | 0 | 0 | 0 | 0 | 0 | 0 | 0 | 0
MISO_W_2_IESO | MISO_W | IESO | 2035 | B18 | 400 | 0 | 90 | 0 | 0 | 0 | 0 | 0 | 0 | 0 | 0 | 0 | 0 | 0
MISO_W_2_IESO | MISO_W | IESO | 2035 | B19 | 700 | 0 | 90 | 0 | 0 | 0 | 0 | 0 | 0 | 0 | 0 | 0 | 0 | 0
MISO_W_2_IESO | MISO_W | IESO | 2035 | B20 | 935 | 0 | 90 | 0 | 0 | 0 | 0 | 0 | 0 | 0 | 0 | 0 | 0 | 0
MISO_W_2_IESO | MISO_W | IESO | 2040 | B1 | 10 | 0 | 90 | 0 | 0 | 0 | 0 | 0 | 0 | 0 | 0 | 0 | 0 | 0
MISO_W_2_IESO | MISO_W | IESO | 2040 | B2 | 25 | 0 | 90 | 0 | 0 | 0 | 0 | 0 | 0 | 0 | 0 | 0 | 0 | 0
MISO_W_2_IESO | MISO_W | IESO | 2040 | B3 | 75 | 0 | 90 | 0 | 0 | 0 | 0 | 0 | 0 | 0 | 0 | 0 | 0 | 0
MISO_W_2_IESO | MISO_W | IESO | 2040 | B4 | 100 | 0 | 90 | 0 | 0 | 0 | 0 | 0 | 0 | 0 | 0 | 0 | 0 | 0
MISO_W_2_IESO | MISO_W | IESO | 2040 | B5 | 200 | 0 | 90 | 0 | 0 | 0 | 0 | 0 | 0 | 0 | 0 | 0 | 0 | 0
MISO_W_2_IESO | MISO_W | IESO | 2040 | B6 | 300 | 0 | 90 | 0 | 0 | 0 | 0 | 0 | 0 | 0 | 0 | 0 | 0 | 0
MISO_W_2_IESO | MISO_W | IESO | 2040 | B7 | 400 | 0 | 90 | 0 | 0 | 0 | 0 | 0 | 0 | 0 | 0 | 0 | 0 | 0
MISO_W_2_IESO | MISO_W | IESO | 2040 | B8 | 500 | 0 | 90 | 0 | 0 | 0 | 0 | 0 | 0 | 0 | 0 | 0 | 0 | 0
MISO_W_2_IESO | MISO_W | IESO | 2040 | B9 | 800 | 0 | 90 | 0 | 0 | 0 | 0 | 0 | 0 | 0 | 0 | 0 | 0 | 0
MISO_W_2_IESO | MISO_W | IESO | 2040 | B10 | 1262 | 0 | 90 | 0 | 0 | 0 | 0 | 0 | 0 | 0 | 0 | 0 | 0 | 0
MISO_W_2_IESO | MISO_W | IESO | 2040 | B11 | 25 | 0 | 90 | 0 | 0 | 0 | 0 | 0 | 0 | 0 | 0 | 0 | 0 | 0
MISO_W_2_IESO | MISO_W | IESO | 2040 | B12 | 200 | 0 | 90 | 0 | 0 | 0 | 0 | 0 | 0 | 0 | 0 | 0 | 0 | 0
MISO_W_2_IESO | MISO_W | IESO | 2040 | B13 | 600 | 0 | 90 | 0 | 0 | 0 | 0 | 0 | 0 | 0 | 0 | 0 | 0 | 0
MISO_W_2_IESO | MISO_W | IESO | 2040 | B14 | 900 | 0 | 90 | 0 | 0 | 0 | 0 | 0 | 0 | 0 | 0 | 0 | 0 | 0
MISO_W_2_IESO | MISO_W | IESO | 2040 | B15 | 1203 | 0 | 90 | 0 | 0 | 0 | 0 | 0 | 0 | 0 | 0 | 0 | 0 | 0
MISO_W_2_IESO | MISO_W | IESO | 2040 | B16 | 25 | 0 | 90 | 0 | 0 | 0 | 0 | 0 | 0 | 0 | 0 | 0 | 0 | 0
MISO_W_2_IESO | MISO_W | IESO | 2040 | B17 | 100 | 0 | 90 | 0 | 0 | 0 | 0 | 0 | 0 | 0 | 0 | 0 | 0 | 0
MISO_W_2_IESO | MISO_W | IESO | 2040 | B18 | 400 | 0 | 90 | 0 | 0 | 0 | 0 | 0 | 0 | 0 | 0 | 0 | 0 | 0
MISO_W_2_IESO | MISO_W | IESO | 2040 | B19 | 700 | 0 | 90 | 0 | 0 | 0 | 0 | 0 | 0 | 0 | 0 | 0 | 0 | 0
MISO_W_2_IESO | MISO_W | IESO | 2040 | B20 | 935 | 0 | 90 | 0 | 0 | 0 | 0 | 0 | 0 | 0 | 0 | 0 | 0 | 0
MISO_W_2_IESO | MISO_W | IESO | 2045 | B1 | 10 | 0 | 90 | 90 | 0 | 0 | 0 | 0 | 0.55789 | 0 | 0 | 0.001636 | 0 | 1.4407
MISO_W_2_IESO | MISO_W | IESO | 2045 | B2 | 25 | 0 | 90 | 0 | 0 | 0 | 0 | 0 | 0 | 0 | 0 | 0 | 0 | 1.4407
MISO_W_2_IESO | MISO_W | IESO | 2045 | B3 | 75 | 0 | 90 | 0 | 0 | 0 | 0 | 0 | 0 | 0 | 0 | 0 | 0 | 1.4407
MISO_W_2_IESO | MISO_W | IESO | 2045 | B4 | 100 | 0 | 90 | 0 | 0 | 0 | 0 | 0 | 0 | 0 | 0 | 0 | 0 | 1.4407
MISO_W_2_IESO | MISO_W | IESO | 2045 | B5 | 200 | 0 | 90 | 0 | 0 | 0 | 0 | 0 | 0 | 0 | 0 | 0 | 0 | 1.4407
MISO_W_2_IESO | MISO_W | IESO | 2045 | B6 | 300 | 0 | 90 | 0 | 0 | 0 | 0 | 0 | 0 | 0 | 0 | 0 | 0 | 1.4407
MISO_W_2_IESO | MISO_W | IESO | 2045 | B7 | 400 | 0 | 90 | 0 | 0 | 0 | 0 | 0 | 0 | 0 | 0 | 0 | 0 | 1.4407
MISO_W_2_IESO | MISO_W | IESO | 2045 | B8 | 500 | 0 | 90 | 0 | 0 | 0 | 0 | 0 | 0 | 0 | 0 | 0 | 0 | 1.4407
MISO_W_2_IESO | MISO_W | IESO | 2045 | B9 | 800 | 0 | 90 | 0 | 0 | 0 | 0 | 0 | 0 | 0 | 0 | 0 | 0 | 1.4407
MISO_W_2_IESO | MISO_W | IESO | 2045 | B10 | 1262 | 0 | 90 | 90 | 0 | 0 | 0 | 0 | 5.8282 | 0 | 0 | 2.1569 | 0 | 1.4407
MISO_W_2_IESO | MISO_W | IESO | 2045 | B11 | 25 | 0 | 90 | 0 | 0 | 0 | 0 | 0 | 0 | 0 | 0 | 0 | 0 | 1.4407
MISO_W_2_IESO | MISO_W | IESO | 2045 | B12 | 200 | 0 | 90 | 0 | 0 | 0 | 0 | 0 | 0 | 0 | 0 | 0 | 0 | 1.4407
MISO_W_2_IESO | MISO_W | IESO | 2045 | B13 | 600 | 0 | 90 | 0 | 0 | 0 | 0 | 0 | 0 | 0 | 0 | 0 | 0 | 1.4407
MISO_W_2_IESO | MISO_W | IESO | 2045 | B14 | 900 | 0 | 90 | 0 | 0 | 0 | 0 | 0 | 0 | 0 | 0 | 0 | 0 | 1.4407
MISO_W_2_IESO | MISO_W | IESO | 2045 | B15 | 1203 | 0 | 90 | 90 | 0 | 0 | 0 | 0 | 3.4542 | 0 | 0 | 1.2186 | 0 | 1.4407
MISO_W_2_IESO | MISO_W | IESO | 2045 | B16 | 25 | 0 | 90 | 86.39 | 0 | 0 | 0 | 0 | 0 | 0 | 0 | 0 | 0 | 1.4407
MISO_W_2_IESO | MISO_W | IESO | 2045 | B17 | 100 | 0 | 90 | 0 | 0 | 0 | 0 | 0 | 0 | 0 | 0 | 0 | 0 | 1.4407
MISO_W_2_IESO | MISO_W | IESO | 2045 | B18 | 400 | 0 | 90 | 0 | 0 | 0 | 0 | 0 | 0 | 0 | 0 | 0 | 0 | 1.4407
MISO_W_2_IESO | MISO_W | IESO | 2045 | B19 | 700 | 0 | 90 | 0 | 0 | 0 | 0 | 0 | 0 | 0 | 0 | 0 | 0 | 1.4407
MISO_W_2_IESO | MISO_W | IESO | 2045 | B20 | 935 | 0 | 90 | 90 | 0 | 0 | 0 | 0 | 8.7007 | 0 | 0 | 2.3857 | 0 | 1.4407
MISO_W_2_IESO | MISO_W | IESO | 2050 | B1 | 10 | 0 | 90 | 0 | 0 | 0 | 0 | 0 | 0 | 0 | 0 | 0 | 0 | 0.4363
MISO_W_2_IESO | MISO_W | IESO | 2050 | B2 | 25 | 0 | 90 | 0 | 0 | 0 | 0 | 0 | 0 | 0 | 0 | 0 | 0 | 0.4363
MISO_W_2_IESO | MISO_W | IESO | 2050 | B3 | 75 | 0 | 90 | 0 | 0 | 0 | 0 | 0 | 0 | 0 | 0 | 0 | 0 | 0.4363
MISO_W_2_IESO | MISO_W | IESO | 2050 | B4 | 100 | 0 | 90 | 0 | 0 | 0 | 0 | 0 | 0 | 0 | 0 | 0 | 0 | 0.4363
MISO_W_2_IESO | MISO_W | IESO | 2050 | B5 | 200 | 0 | 90 | 0 | 0 | 0 | 0 | 0 | 0 | 0 | 0 | 0 | 0 | 0.4363
MISO_W_2_IESO | MISO_W | IESO | 2050 | B6 | 300 | 0 | 90 | 0 | 0 | 0 | 0 | 0 | 0 | 0 | 0 | 0 | 0 | 0.4363
MISO_W_2_IESO | MISO_W | IESO | 2050 | B7 | 400 | 0 | 90 | 0 | 0 | 0 | 0 | 0 | 0 | 0 | 0 | 0 | 0 | 0.4363
MISO_W_2_IESO | MISO_W | IESO | 2050 | B8 | 500 | 0 | 90 | 0 | 0 | 0 | 0 | 0 | 0 | 0 | 0 | 0 | 0 | 0.4363
MISO_W_2_IESO | MISO_W | IESO | 2050 | B9 | 800 | 0 | 90 | 0 | 0 | 0 | 0 | 0 | 0 | 0 | 0 | 0 | 0 | 0.4363
MISO_W_2_IESO | MISO_W | IESO | 2050 | B10 | 1262 | 0 | 90 | 90 | 0 | 0 | 0 | 0 | 0.32049 | 0 | 0 | 0.11896 | 0 | 0.4363
MISO_W_2_IESO | MISO_W | IESO | 2050 | B11 | 25 | 0 | 90 | 0 | 0 | 0 | 0 | 0 | 0 | 0 | 0 | 0 | 0 | 0.4363
MISO_W_2_IESO | MISO_W | IESO | 2050 | B12 | 200 | 0 | 90 | 0 | 0 | 0 | 0 | 0 | 0 | 0 | 0 | 0 | 0 | 0.4363
MISO_W_2_IESO | MISO_W | IESO | 2050 | B13 | 600 | 0 | 90 | 0 | 0 | 0 | 0 | 0 | 0 | 0 | 0 | 0 | 0 | 0.4363
MISO_W_2_IESO | MISO_W | IESO | 2050 | B14 | 900 | 0 | 90 | 0 | 0 | 0 | 0 | 0 | 0 | 0 | 0 | 0 | 0 | 0.4363
MISO_W_2_IESO | MISO_W | IESO | 2050 | B15 | 1203 | 0 | 90 | 90 | 0 | 0 | 0 | 0 | 0.7122 | 0 | 0 | 0.25199 | 0 | 0.4363
MISO_W_2_IESO | MISO_W | IESO | 2050 | B16 | 25 | 0 | 90 | 0 | 0 | 0 | 0 | 0 | 0 | 0 | 0 | 0 | 0 | 0.4363
MISO_W_2_IESO | MISO_W | IESO | 2050 | B17 | 100 | 0 | 90 | 0 | 0 | 0 | 0 | 0 | 0 | 0 | 0 | 0 | 0 | 0.4363
MISO_W_2_IESO | MISO_W | IESO | 2050 | B18 | 400 | 0 | 90 | 0 | 0 | 0 | 0 | 0 | 0 | 0 | 0 | 0 | 0 | 0.4363
MISO_W_2_IESO | MISO_W | IESO | 2050 | B19 | 700 | 0 | 90 | 0 | 0 | 0 | 0 | 0 | 0 | 0 | 0 | 0 | 0 | 0.4363
MISO_W_2_IESO | MISO_W | IESO | 2050 | B20 | 935 | 0 | 90 | 90 | 0 | 0 | 0 | 0 | 4.9973 | 0 | 0 | 1.3742 | 0 | 0.4363
MISO_W_2_MAPP_CA | MISO_W | MAPP_CA | 2015 | B1 | 10 | 0 | 700 | 0 | 0 | 0 | 0 | 0 | 0 | 0 | 0 | 0 | 0 | 0.9309
MISO_W_2_MAPP_CA | MISO_W | MAPP_CA | 2015 | B2 | 25 | 0 | 700 | 0 | 0 | 0 | 0 | 0 | 0 | 0 | 0 | 0 | 0 | 0.9309
MISO_W_2_MAPP_CA | MISO_W | MAPP_CA | 2015 | B3 | 75 | 0 | 700 | 0 | 0 | 0 | 0 | 0 | 0 | 0 | 0 | 0 | 0 | 0.9309
MISO_W_2_MAPP_CA | MISO_W | MAPP_CA | 2015 | B4 | 100 | 0 | 700 | 0 | 0 | 0 | 0 | 0 | 0 | 0 | 0 | 0 | 0 | 0.9309
MISO_W_2_MAPP_CA | MISO_W | MAPP_CA | 2015 | B5 | 200 | 0 | 700 | 0 | 0 | 0 | 0 | 0 | 0 | 0 | 0 | 0 | 0 | 0.9309
MISO_W_2_MAPP_CA | MISO_W | MAPP_CA | 2015 | B6 | 300 | 0 | 700 | 0 | 0 | 0 | 0 | 0 | 0 | 0 | 0 | 0 | 0 | 0.9309
MISO_W_2_MAPP_CA | MISO_W | MAPP_CA | 2015 | B7 | 400 | 0 | 700 | 0 | 0 | 0 | 0 | 0 | 0 | 0 | 0 | 0 | 0 | 0.9309
MISO_W_2_MAPP_CA | MISO_W | MAPP_CA | 2015 | B8 | 500 | 0 | 700 | 700 | 0 | 0 | 0 | 0 | 0.30862 | 0 | 0 | 0.023031 | 0 | 0.9309
MISO_W_2_MAPP_CA | MISO_W | MAPP_CA | 2015 | B9 | 800 | 0 | 700 | 700 | 0 | 0 | 0 | 0 | 0.58163 | 0 | 0 | 0.069448 | 0 | 0.9309
MISO_W_2_MAPP_CA | MISO_W | MAPP_CA | 2015 | B10 | 1262 | 0 | 700 | 700 | 0 | 700 | 0 | 2351.16 | 4.4156 | 0 | 0.91399 | 0.83172 | 0 | 0.9309
MISO_W_2_MAPP_CA | MISO_W | MAPP_CA | 2015 | B11 | 25 | 0 | 700 | 0 | 0 | 0 | 0 | 0 | 0 | 0 | 0 | 0 | 0 | 0.9309
MISO_W_2_MAPP_CA | MISO_W | MAPP_CA | 2015 | B12 | 200 | 0 | 700 | 0 | 0 | 0 | 0 | 0 | 0 | 0 | 0 | 0 | 0 | 0.9309
MISO_W_2_MAPP_CA | MISO_W | MAPP_CA | 2015 | B13 | 600 | 0 | 700 | 89.71 | 0 | 0 | 0 | 0 | 0 | 0 | 0 | 0 | 0 | 0.9309
MISO_W_2_MAPP_CA | MISO_W | MAPP_CA | 2015 | B14 | 900 | 0 | 700 | 700 | 0 | 0 | 0 | 0 | 1.6855 | 0 | 0 | 0.22642 | 0 | 0.9309
MISO_W_2_MAPP_CA | MISO_W | MAPP_CA | 2015 | B15 | 1203 | 0 | 700 | 700 | 0 | 700 | 0 | 2286.52 | 3.2643 | 0 | 0.91399 | 0.5861 | 0 | 0.9309
MISO_W_2_MAPP_CA | MISO_W | MAPP_CA | 2015 | B16 | 25 | 0 | 700 | 0 | 0 | 0 | 0 | 0 | 0 | 0 | 0 | 0 | 0 | 0.9309
MISO_W_2_MAPP_CA | MISO_W | MAPP_CA | 2015 | B17 | 100 | 0 | 700 | 32.15 | 0 | 245.27 | 0 | 0 | 0 | 0 | 0 | 0 | 0 | 0.9309
MISO_W_2_MAPP_CA | MISO_W | MAPP_CA | 2015 | B18 | 400 | 0 | 700 | 700 | 0 | 700 | 0 | 0 | 3.834 | 0 | 0.13057 | 0.2289 | 0 | 0.9309
MISO_W_2_MAPP_CA | MISO_W | MAPP_CA | 2015 | B19 | 700 | 0 | 700 | 700 | 0 | 608.67 | 0 | 0 | 4.1901 | 0 | 0 | 0.43777 | 0 | 0.9309
MISO_W_2_MAPP_CA | MISO_W | MAPP_CA | 2015 | B20 | 935 | 0 | 700 | 700 | 0 | 700 | 0 | 2377.27 | 9.4604 | 0 | 0.91399 | 1.3202 | 0 | 0.9309
MISO_W_2_MAPP_CA | MISO_W | MAPP_CA | 2020 | B1 | 10 | 0 | 700 | 0 | 0 | 0 | 0 | 0 | 0 | 0 | 0 | 0 | 0 | 1.1693
MISO_W_2_MAPP_CA | MISO_W | MAPP_CA | 2020 | B2 | 25 | 0 | 700 | 0 | 0 | 0 | 0 | 0 | 0 | 0 | 0 | 0 | 0 | 1.1693
MISO_W_2_MAPP_CA | MISO_W | MAPP_CA | 2020 | B3 | 75 | 0 | 700 | 0 | 0 | 0 | 0 | 0 | 0 | 0 | 0 | 0 | 0 | 1.1693
MISO_W_2_MAPP_CA | MISO_W | MAPP_CA | 2020 | B4 | 100 | 0 | 700 | 0 | 0 | 0 | 0 | 0 | 0 | 0 | 0 | 0 | 0 | 1.1693
MISO_W_2_MAPP_CA | MISO_W | MAPP_CA | 2020 | B5 | 200 | 0 | 700 | 0 | 0 | 0 | 0 | 0 | 0 | 0 | 0 | 0 | 0 | 1.1693
MISO_W_2_MAPP_CA | MISO_W | MAPP_CA | 2020 | B6 | 300 | 0 | 700 | 0 | 0 | 0 | 0 | 0 | 0 | 0 | 0 | 0 | 0 | 1.1693
MISO_W_2_MAPP_CA | MISO_W | MAPP_CA | 2020 | B7 | 400 | 0 | 700 | 0 | 0 | 0 | 0 | 0 | 0 | 0 | 0 | 0 | 0 | 1.1693
MISO_W_2_MAPP_CA | MISO_W | MAPP_CA | 2020 | B8 | 500 | 0 | 700 | 700 | 0 | 0 | 0 | 0 | 0.79529 | 0 | 0 | 0.058477 | 0 | 1.1693
MISO_W_2_MAPP_CA | MISO_W | MAPP_CA | 2020 | B9 | 800 | 0 | 700 | 700 | 0 | 700 | 0 | 0 | 1.5431 | 0 | 0.34423 | 0.18154 | 0 | 1.1693
MISO_W_2_MAPP_CA | MISO_W | MAPP_CA | 2020 | B10 | 1262 | 0 | 700 | 700 | 0 | 700 | 0 | 1819.06 | 3.2643 | 0 | 1.1633 | 0.60581 | 0 | 1.1693
MISO_W_2_MAPP_CA | MISO_W | MAPP_CA | 2020 | B11 | 25 | 0 | 700 | 0 | 0 | 0 | 0 | 0 | 0 | 0 | 0 | 0 | 0 | 1.1693
MISO_W_2_MAPP_CA | MISO_W | MAPP_CA | 2020 | B12 | 200 | 0 | 700 | 0 | 0 | 0 | 0 | 0 | 0 | 0 | 0 | 0 | 0 | 1.1693
MISO_W_2_MAPP_CA | MISO_W | MAPP_CA | 2020 | B13 | 600 | 0 | 700 | 591.69 | 0 | 0 | 0 | 0 | 0 | 0 | 0 | 0 | 0 | 1.1693
MISO_W_2_MAPP_CA | MISO_W | MAPP_CA | 2020 | B14 | 900 | 0 | 700 | 700 | 0 | 700 | 0 | 0 | 2.1841 | 0 | 0.09496 | 0.28907 | 0 | 1.1693
MISO_W_2_MAPP_CA | MISO_W | MAPP_CA | 2020 | B15 | 1203 | 0 | 700 | 700 | 0 | 700 | 0 | 1929.33 | 4.8192 | 0 | 1.1633 | 0.85258 | 0 | 1.1693
MISO_W_2_MAPP_CA | MISO_W | MAPP_CA | 2020 | B16 | 25 | 0 | 700 | 0 | 0 | 0 | 0 | 0 | 0 | 0 | 0 | 0 | 0 | 1.1693
MISO_W_2_MAPP_CA | MISO_W | MAPP_CA | 2020 | B17 | 100 | 0 | 700 | 700 | 0 | 700 | 0 | 0 | 2.4571 | 0 | 0.73594 | 0.036134 | 0 | 1.1693
MISO_W_2_MAPP_CA | MISO_W | MAPP_CA | 2020 | B18 | 400 | 0 | 700 | 700 | 0 | 700 | 0 | 0 | 5.935 | 0 | 1.0683 | 0.34912 | 0 | 1.1693
MISO_W_2_MAPP_CA | MISO_W | MAPP_CA | 2020 | B19 | 700 | 0 | 700 | 700 | 0 | 700 | 0 | 452.88 | 7.4662 | 0 | 1.1633 | 0.76858 | 0 | 1.1693
MISO_W_2_MAPP_CA | MISO_W | MAPP_CA | 2020 | B20 | 935 | 0 | 700 | 700 | 0 | 700 | 0 | 2861.71 | 11.1697 | 0 | 1.1633 | 1.5358 | 0 | 1.1693
MISO_W_2_MAPP_CA | MISO_W | MAPP_CA | 2025 | B1 | 10 | 0 | 700 | 0 | 0 | 0 | 0 | 0 | 0 | 0 | 0 | 0 | 0 | 1.1119
MISO_W_2_MAPP_CA | MISO_W | MAPP_CA | 2025 | B2 | 25 | 0 | 700 | 0 | 0 | 0 | 0 | 0 | 0 | 0 | 0 | 0 | 0 | 1.1119
MISO_W_2_MAPP_CA | MISO_W | MAPP_CA | 2025 | B3 | 75 | 0 | 700 | 0 | 0 | 0 | 0 | 0 | 0 | 0 | 0 | 0 | 0 | 1.1119
MISO_W_2_MAPP_CA | MISO_W | MAPP_CA | 2025 | B4 | 100 | 0 | 700 | 0 | 0 | 0 | 0 | 0 | 0 | 0 | 0 | 0 | 0 | 1.1119
MISO_W_2_MAPP_CA | MISO_W | MAPP_CA | 2025 | B5 | 200 | 0 | 700 | 0 | 0 | 0 | 0 | 0 | 0 | 0 | 0 | 0 | 0 | 1.1119
MISO_W_2_MAPP_CA | MISO_W | MAPP_CA | 2025 | B6 | 300 | 0 | 700 | 0 | 0 | 0 | 0 | 0 | 0 | 0 | 0 | 0 | 0 | 1.1119
MISO_W_2_MAPP_CA | MISO_W | MAPP_CA | 2025 | B7 | 400 | 0 | 700 | 0 | 0 | 311.13 | 0 | 0 | 0 | 0 | 0 | 0 | 0 | 1.1119
MISO_W_2_MAPP_CA | MISO_W | MAPP_CA | 2025 | B8 | 500 | 0 | 700 | 700 | 0 | 115.59 | 0 | 0 | 2.3621 | 0 | 0 | 0.16179 | 0 | 1.1119
MISO_W_2_MAPP_CA | MISO_W | MAPP_CA | 2025 | B9 | 800 | 0 | 700 | 700 | 0 | 30 | 0 | 0 | 3.1812 | 0 | 0 | 0.34862 | 0 | 1.1119
MISO_W_2_MAPP_CA | MISO_W | MAPP_CA | 2025 | B10 | 1262 | 0 | 700 | 700 | 0 | 700 | 0 | 2872.52 | 6.481 | 0 | 1.1039 | 1.1204 | 0 | 1.1119
MISO_W_2_MAPP_CA | MISO_W | MAPP_CA | 2025 | B11 | 25 | 0 | 700 | 0 | 0 | 0 | 0 | 0 | 0 | 0 | 0 | 0 | 0 | 1.1119
MISO_W_2_MAPP_CA | MISO_W | MAPP_CA | 2025 | B12 | 200 | 0 | 700 | 0 | 0 | 218.81 | 0 | 0 | 0 | 0 | 0 | 0 | 0 | 1.1119
MISO_W_2_MAPP_CA | MISO_W | MAPP_CA | 2025 | B13 | 600 | 0 | 700 | 700 | 0 | 418.94 | 0 | 0 | 0.70033 | 0 | 0 | 0.057561 | 0 | 1.1119
MISO_W_2_MAPP_CA | MISO_W | MAPP_CA | 2025 | B14 | 900 | 0 | 700 | 700 | 0 | 417.94 | 0 | 0 | 2.6589 | 0 | 0 | 0.32781 | 0 | 1.1119
MISO_W_2_MAPP_CA | MISO_W | MAPP_CA | 2025 | B15 | 1203 | 0 | 700 | 700 | 0 | 700 | 0 | 2845.05 | 4.1189 | 0 | 1.1039 | 0.67877 | 0 | 1.1119
MISO_W_2_MAPP_CA | MISO_W | MAPP_CA | 2025 | B16 | 25 | 0 | 700 | 0 | 0 | 0 | 0 | 0 | 0 | 0 | 0 | 0 | 0 | 1.1119
MISO_W_2_MAPP_CA | MISO_W | MAPP_CA | 2025 | B17 | 100 | 0 | 700 | 0 | 0 | 165.65 | 0 | 0 | 0 | 0 | 0 | 0 | 0 | 1.1119
MISO_W_2_MAPP_CA | MISO_W | MAPP_CA | 2025 | B18 | 400 | 0 | 700 | 700 | 0 | 700 | 0 | 568.23 | 2.196 | 0 | 1.1039 | 0.12033 | 0 | 1.1119
MISO_W_2_MAPP_CA | MISO_W | MAPP_CA | 2025 | B19 | 700 | 0 | 700 | 700 | 0 | 700 | 0 | 627.54 | 4.6412 | 0 | 1.1039 | 0.44504 | 0 | 1.1119
MISO_W_2_MAPP_CA | MISO_W | MAPP_CA | 2025 | B20 | 935 | 0 | 700 | 700 | 0 | 700 | 0 | 3030.03 | 9.2705 | 0 | 1.1039 | 1.1874 | 0 | 1.1119
MISO_W_2_MAPP_CA | MISO_W | MAPP_CA | 2030 | B1 | 10 | 0 | 700 | 0 | 0 | 0 | 0 | 0 | 0 | 0 | 0 | 0 | 0 | 1.1492
MISO_W_2_MAPP_CA | MISO_W | MAPP_CA | 2030 | B2 | 25 | 0 | 700 | 0 | 0 | 0 | 0 | 0 | 0 | 0 | 0 | 0 | 0 | 1.1492
MISO_W_2_MAPP_CA | MISO_W | MAPP_CA | 2030 | B3 | 75 | 0 | 700 | 0 | 0 | 0 | 0 | 0 | 0 | 0 | 0 | 0 | 0 | 1.1492
MISO_W_2_MAPP_CA | MISO_W | MAPP_CA | 2030 | B4 | 100 | 0 | 700 | 0 | 0 | 0 | 0 | 0 | 0 | 0 | 0 | 0 | 0 | 1.1492
MISO_W_2_MAPP_CA | MISO_W | MAPP_CA | 2030 | B5 | 200 | 0 | 700 | 0 | 0 | 0 | 0 | 0 | 0 | 0 | 0 | 0 | 0 | 1.1492
MISO_W_2_MAPP_CA | MISO_W | MAPP_CA | 2030 | B6 | 300 | 0 | 700 | 0 | 0 | 0 | 0 | 0 | 0 | 0 | 0 | 0 | 0 | 1.1492
MISO_W_2_MAPP_CA | MISO_W | MAPP_CA | 2030 | B7 | 400 | 0 | 700 | 0 | 0 | 0 | 0 | 0 | 0 | 0 | 0 | 0 | 0 | 1.1492
MISO_W_2_MAPP_CA | MISO_W | MAPP_CA | 2030 | B8 | 500 | 0 | 700 | 0 | 0 | 0 | 0 | 0 | 0 | 0 | 0 | 0 | 0 | 1.1492
MISO_W_2_MAPP_CA | MISO_W | MAPP_CA | 2030 | B9 | 800 | 0 | 700 | 700 | 0 | 0 | 0 | 0 | 0.86651 | 0 | 0 | 0.11181 | 0 | 1.1492
MISO_W_2_MAPP_CA | MISO_W | MAPP_CA | 2030 | B10 | 1262 | 0 | 700 | 700 | 0 | 700 | 0 | 2243.27 | 4.5937 | 0 | 1.1395 | 0.93504 | 0 | 1.1492
MISO_W_2_MAPP_CA | MISO_W | MAPP_CA | 2030 | B11 | 25 | 0 | 700 | 0 | 0 | 0 | 0 | 0 | 0 | 0 | 0 | 0 | 0 | 1.1492
MISO_W_2_MAPP_CA | MISO_W | MAPP_CA | 2030 | B12 | 200 | 0 | 700 | 0 | 0 | 0 | 0 | 0 | 0 | 0 | 0 | 0 | 0 | 1.1492
MISO_W_2_MAPP_CA | MISO_W | MAPP_CA | 2030 | B13 | 600 | 0 | 700 | 0 | 0 | 0 | 0 | 0 | 0 | 0 | 0 | 0 | 0 | 1.1492
MISO_W_2_MAPP_CA | MISO_W | MAPP_CA | 2030 | B14 | 900 | 0 | 700 | 700 | 0 | 0 | 0 | 0 | 0.20179 | 0 | 0 | 0.029292 | 0 | 1.1492
MISO_W_2_MAPP_CA | MISO_W | MAPP_CA | 2030 | B15 | 1203 | 0 | 700 | 700 | 0 | 700 | 0 | 2239.44 | 5.8519 | 0 | 1.1395 | 1.1355 | 0 | 1.1492
MISO_W_2_MAPP_CA | MISO_W | MAPP_CA | 2030 | B16 | 25 | 0 | 700 | 0 | 0 | 0 | 0 | 0 | 0 | 0 | 0 | 0 | 0 | 1.1492
MISO_W_2_MAPP_CA | MISO_W | MAPP_CA | 2030 | B17 | 100 | 0 | 700 | 0 | 0 | 165.44 | 0 | 0 | 0 | 0 | 0 | 0 | 0 | 1.1492
MISO_W_2_MAPP_CA | MISO_W | MAPP_CA | 2030 | B18 | 400 | 0 | 700 | 700 | 0 | 699.11 | 0 | 0 | 1.3176 | 0 | 0 | 0.085005 | 0 | 1.1492
MISO_W_2_MAPP_CA | MISO_W | MAPP_CA | 2030 | B19 | 700 | 0 | 700 | 700 | 0 | 557.5 | 0 | 0 | 4.7243 | 0 | 0 | 0.53338 | 0 | 1.1492
MISO_W_2_MAPP_CA | MISO_W | MAPP_CA | 2030 | B20 | 935 | 0 | 700 | 700 | 0 | 700 | 0 | 2403.13 | 11.7157 | 0 | 1.1395 | 1.7668 | 0 | 1.1492
MISO_W_2_MAPP_CA | MISO_W | MAPP_CA | 2035 | B1 | 10 | 0 | 700 | 0 | 0 | 0 | 0 | 0 | 0 | 0 | 0 | 0 | 0 | 1.422
MISO_W_2_MAPP_CA | MISO_W | MAPP_CA | 2035 | B2 | 25 | 0 | 700 | 0 | 0 | 0 | 0 | 0 | 0 | 0 | 0 | 0 | 0 | 1.422
MISO_W_2_MAPP_CA | MISO_W | MAPP_CA | 2035 | B3 | 75 | 0 | 700 | 0 | 0 | 0 | 0 | 0 | 0 | 0 | 0 | 0 | 0 | 1.422
MISO_W_2_MAPP_CA | MISO_W | MAPP_CA | 2035 | B4 | 100 | 0 | 700 | 0 | 0 | 0 | 0 | 0 | 0 | 0 | 0 | 0 | 0 | 1.422
MISO_W_2_MAPP_CA | MISO_W | MAPP_CA | 2035 | B5 | 200 | 0 | 700 | 0 | 0 | 0 | 0 | 0 | 0 | 0 | 0 | 0 | 0 | 1.422
MISO_W_2_MAPP_CA | MISO_W | MAPP_CA | 2035 | B6 | 300 | 0 | 700 | 0 | 0 | 0 | 0 | 0 | 0 | 0 | 0 | 0 | 0 | 1.422
MISO_W_2_MAPP_CA | MISO_W | MAPP_CA | 2035 | B7 | 400 | 0 | 700 | 0 | 0 | 0 | 0 | 0 | 0 | 0 | 0 | 0 | 0 | 1.422
MISO_W_2_MAPP_CA | MISO_W | MAPP_CA | 2035 | B8 | 500 | 0 | 700 | 0 | 0 | 0 | 0 | 0 | 0 | 0 | 0 | 0 | 0 | 1.422
MISO_W_2_MAPP_CA | MISO_W | MAPP_CA | 2035 | B9 | 800 | 0 | 700 | 700 | 0 | 0 | 0 | 0 | 1.7449 | 0 | 0 | 0.28488 | 0 | 1.422
MISO_W_2_MAPP_CA | MISO_W | MAPP_CA | 2035 | B10 | 1262 | 0 | 700 | 700 | 0 | 700 | 0 | 1741.67 | 5.1516 | 0 | 1.8517 | 1.3268 | 0 | 1.422
MISO_W_2_MAPP_CA | MISO_W | MAPP_CA | 2035 | B11 | 25 | 0 | 700 | 0 | 0 | 0 | 0 | 0 | 0 | 0 | 0 | 0 | 0 | 1.422
MISO_W_2_MAPP_CA | MISO_W | MAPP_CA | 2035 | B12 | 200 | 0 | 700 | 0 | 0 | 0 | 0 | 0 | 0 | 0 | 0 | 0 | 0 | 1.422
MISO_W_2_MAPP_CA | MISO_W | MAPP_CA | 2035 | B13 | 600 | 0 | 700 | 0 | 0 | 0 | 0 | 0 | 0 | 0 | 0 | 0 | 0 | 1.422
MISO_W_2_MAPP_CA | MISO_W | MAPP_CA | 2035 | B14 | 900 | 0 | 700 | 291.71 | 0 | 0 | 0 | 0 | 0 | 0 | 0 | 0 | 0 | 1.422
MISO_W_2_MAPP_CA | MISO_W | MAPP_CA | 2035 | B15 | 1203 | 0 | 700 | 700 | 0 | 700 | 0 | 1959.61 | 6.6353 | 0 | 1.8517 | 1.629 | 0 | 1.422
MISO_W_2_MAPP_CA | MISO_W | MAPP_CA | 2035 | B16 | 25 | 0 | 700 | 0 | 0 | 0 | 0 | 0 | 0 | 0 | 0 | 0 | 0 | 1.422
MISO_W_2_MAPP_CA | MISO_W | MAPP_CA | 2035 | B17 | 100 | 0 | 700 | 0 | 0 | 0 | 0 | 0 | 0 | 0 | 0 | 0 | 0 | 1.422
MISO_W_2_MAPP_CA | MISO_W | MAPP_CA | 2035 | B18 | 400 | 0 | 700 | 640.08 | 0 | 290.65 | 0 | 0 | 0 | 0 | 0 | 0 | 0 | 1.422
MISO_W_2_MAPP_CA | MISO_W | MAPP_CA | 2035 | B19 | 700 | 0 | 700 | 700 | 0 | 184.33 | 0 | 0 | 3.8934 | 0 | 0 | 0.55619 | 0 | 1.422
MISO_W_2_MAPP_CA | MISO_W | MAPP_CA | 2035 | B20 | 935 | 0 | 700 | 700 | 0 | 700 | 0 | 1900.5 | 9.9115 | 0 | 1.8517 | 1.8913 | 0 | 1.422
MISO_W_2_MAPP_CA | MISO_W | MAPP_CA | 2040 | B1 | 10 | 0 | 700 | 0 | 0 | 0 | 0 | 0 | 0 | 0 | 0 | 0 | 0 | 1.8222
MISO_W_2_MAPP_CA | MISO_W | MAPP_CA | 2040 | B2 | 25 | 0 | 700 | 0 | 0 | 0 | 0 | 0 | 0 | 0 | 0 | 0 | 0 | 1.8222
MISO_W_2_MAPP_CA | MISO_W | MAPP_CA | 2040 | B3 | 75 | 0 | 700 | 0 | 0 | 0 | 0 | 0 | 0 | 0 | 0 | 0 | 0 | 1.8222
MISO_W_2_MAPP_CA | MISO_W | MAPP_CA | 2040 | B4 | 100 | 0 | 700 | 0 | 0 | 0 | 0 | 0 | 0 | 0 | 0 | 0 | 0 | 1.8222
MISO_W_2_MAPP_CA | MISO_W | MAPP_CA | 2040 | B5 | 200 | 0 | 700 | 0 | 0 | 0 | 0 | 0 | 0 | 0 | 0 | 0 | 0 | 1.8222
MISO_W_2_MAPP_CA | MISO_W | MAPP_CA | 2040 | B6 | 300 | 0 | 700 | 0 | 0 | 0 | 0 | 0 | 0 | 0 | 0 | 0 | 0 | 1.8222
MISO_W_2_MAPP_CA | MISO_W | MAPP_CA | 2040 | B7 | 400 | 0 | 700 | 0 | 0 | 0 | 0 | 0 | 0 | 0 | 0 | 0 | 0 | 1.8222
MISO_W_2_MAPP_CA | MISO_W | MAPP_CA | 2040 | B8 | 500 | 0 | 700 | 0 | 0 | 0 | 0 | 0 | 0 | 0 | 0 | 0 | 0 | 1.8222
MISO_W_2_MAPP_CA | MISO_W | MAPP_CA | 2040 | B9 | 800 | 0 | 700 | 432.09 | 0 | 0 | 0 | 0 | 0 | 0 | 0 | 0 | 0 | 1.8222
MISO_W_2_MAPP_CA | MISO_W | MAPP_CA | 2040 | B10 | 1262 | 0 | 700 | 700 | 0 | 700 | 0 | 1589.48 | 7.7274 | 0 | 2.1247 | 2.1671 | 0 | 1.8222
MISO_W_2_MAPP_CA | MISO_W | MAPP_CA | 2040 | B11 | 25 | 0 | 700 | 0 | 0 | 0 | 0 | 0 | 0 | 0 | 0 | 0 | 0 | 1.8222
MISO_W_2_MAPP_CA | MISO_W | MAPP_CA | 2040 | B12 | 200 | 0 | 700 | 0 | 0 | 0 | 0 | 0 | 0 | 0 | 0 | 0 | 0 | 1.8222
MISO_W_2_MAPP_CA | MISO_W | MAPP_CA | 2040 | B13 | 600 | 0 | 700 | 0 | 0 | 0 | 0 | 0 | 0 | 0 | 0 | 0 | 0 | 1.8222
MISO_W_2_MAPP_CA | MISO_W | MAPP_CA | 2040 | B14 | 900 | 0 | 700 | 699.77 | 0 | 0 | 0 | 0 | 0 | 0 | 0 | 0 | 0 | 1.8222
MISO_W_2_MAPP_CA | MISO_W | MAPP_CA | 2040 | B15 | 1203 | 0 | 700 | 700 | 0 | 700 | 0 | 1563.46 | 6.754 | 0 | 2.1247 | 1.8056 | 0 | 1.8222
MISO_W_2_MAPP_CA | MISO_W | MAPP_CA | 2040 | B16 | 25 | 0 | 700 | 0 | 0 | 0 | 0 | 0 | 0 | 0 | 0 | 0 | 0 | 1.8222
MISO_W_2_MAPP_CA | MISO_W | MAPP_CA | 2040 | B17 | 100 | 0 | 700 | 0 | 0 | 0.65 | 0 | 0 | 0 | 0 | 0 | 0 | 0 | 1.8222
MISO_W_2_MAPP_CA | MISO_W | MAPP_CA | 2040 | B18 | 400 | 0 | 700 | 700 | 0 | 103.93 | 0 | 0 | 0.02374 | 0 | 0 | 0.0021102 | 0 | 1.8222
MISO_W_2_MAPP_CA | MISO_W | MAPP_CA | 2040 | B19 | 700 | 0 | 700 | 700 | 0 | 19.73 | 0 | 0 | 3.2286 | 0 | 0 | 0.50223 | 0 | 1.8222
MISO_W_2_MAPP_CA | MISO_W | MAPP_CA | 2040 | B20 | 935 | 0 | 700 | 700 | 0 | 700 | 0 | 1752.55 | 13.5318 | 0 | 2.1247 | 2.8116 | 0 | 1.8222
MISO_W_2_MAPP_CA | MISO_W | MAPP_CA | 2045 | B1 | 10 | 0 | 700 | 0 | 0 | 0 | 0 | 0 | 0 | 0 | 0 | 0 | 0 | 3.8832
MISO_W_2_MAPP_CA | MISO_W | MAPP_CA | 2045 | B2 | 25 | 0 | 700 | 0 | 0 | 0 | 0 | 0 | 0 | 0 | 0 | 0 | 0 | 3.8832
MISO_W_2_MAPP_CA | MISO_W | MAPP_CA | 2045 | B3 | 75 | 0 | 700 | 0 | 0 | 0 | 0 | 0 | 0 | 0 | 0 | 0 | 0 | 3.8832
MISO_W_2_MAPP_CA | MISO_W | MAPP_CA | 2045 | B4 | 100 | 0 | 700 | 0 | 0 | 0 | 0 | 0 | 0 | 0 | 0 | 0 | 0 | 3.8832
MISO_W_2_MAPP_CA | MISO_W | MAPP_CA | 2045 | B5 | 200 | 0 | 700 | 0 | 0 | 0 | 0 | 0 | 0 | 0 | 0 | 0 | 0 | 3.8832
MISO_W_2_MAPP_CA | MISO_W | MAPP_CA | 2045 | B6 | 300 | 0 | 700 | 0 | 0 | 0 | 0 | 0 | 0 | 0 | 0 | 0 | 0 | 3.8832
MISO_W_2_MAPP_CA | MISO_W | MAPP_CA | 2045 | B7 | 400 | 0 | 700 | 0 | 0 | 0 | 0 | 0 | 0 | 0 | 0 | 0 | 0 | 3.8832
MISO_W_2_MAPP_CA | MISO_W | MAPP_CA | 2045 | B8 | 500 | 0 | 700 | 0 | 0 | 0 | 0 | 0 | 0 | 0 | 0 | 0 | 0 | 3.8832
MISO_W_2_MAPP_CA | MISO_W | MAPP_CA | 2045 | B9 | 800 | 0 | 700 | 73.87 | 0 | 0 | 0 | 0 | 0 | 0 | 0 | 0 | 0 | 3.8832
MISO_W_2_MAPP_CA | MISO_W | MAPP_CA | 2045 | B10 | 1262 | 0 | 700 | 700 | 0 | 700 | 0 | 0 | 13.8879 | 0 | 2.9319 | 4.2748 | 0 | 3.8832
MISO_W_2_MAPP_CA | MISO_W | MAPP_CA | 2045 | B11 | 25 | 0 | 700 | 0 | 0 | 0 | 0 | 0 | 0 | 0 | 0 | 0 | 0 | 3.8832
MISO_W_2_MAPP_CA | MISO_W | MAPP_CA | 2045 | B12 | 200 | 0 | 700 | 0 | 0 | 0 | 0 | 0 | 0 | 0 | 0 | 0 | 0 | 3.8832
MISO_W_2_MAPP_CA | MISO_W | MAPP_CA | 2045 | B13 | 600 | 0 | 700 | 0 | 0 | 0 | 0 | 0 | 0 | 0 | 0 | 0 | 0 | 3.8832
MISO_W_2_MAPP_CA | MISO_W | MAPP_CA | 2045 | B14 | 900 | 0 | 700 | 612.63 | 0 | 0 | 0 | 0 | 0 | 0 | 0 | 0 | 0 | 3.8832
MISO_W_2_MAPP_CA | MISO_W | MAPP_CA | 2045 | B15 | 1203 | 0 | 700 | 700 | 0 | 700 | 0 | 1314.27 | 17.9237 | 0 | 3.656 | 5.2591 | 0 | 3.8832
MISO_W_2_MAPP_CA | MISO_W | MAPP_CA | 2045 | B16 | 25 | 0 | 700 | 0 | 0 | 0 | 0 | 0 | 0 | 0 | 0 | 0 | 0 | 3.8832
MISO_W_2_MAPP_CA | MISO_W | MAPP_CA | 2045 | B17 | 100 | 0 | 700 | 0 | 0 | 0 | 0 | 0 | 0 | 0 | 0 | 0 | 0 | 3.8832
MISO_W_2_MAPP_CA | MISO_W | MAPP_CA | 2045 | B18 | 400 | 0 | 700 | 100.18 | 0 | 0 | 0 | 0 | 0 | 0 | 0 | 0 | 0 | 3.8832
MISO_W_2_MAPP_CA | MISO_W | MAPP_CA | 2045 | B19 | 700 | 0 | 700 | 700 | 0 | 0 | 0 | 0 | 1.5075 | 0 | 0 | 0.25738 | 0 | 3.8832
MISO_W_2_MAPP_CA | MISO_W | MAPP_CA | 2045 | B20 | 935 | 0 | 700 | 700 | 0 | 700 | 0 | 980.22 | 25.1763 | 0 | 3.656 | 5.7414 | 0 | 3.8832
MISO_W_2_MAPP_CA | MISO_W | MAPP_CA | 2050 | B1 | 10 | 0 | 700 | 0 | 0 | 0 | 0 | 0 | 0 | 0 | 0 | 0 | 0 | 3.2583
MISO_W_2_MAPP_CA | MISO_W | MAPP_CA | 2050 | B2 | 25 | 0 | 700 | 0 | 0 | 0 | 0 | 0 | 0 | 0 | 0 | 0 | 0 | 3.2583
MISO_W_2_MAPP_CA | MISO_W | MAPP_CA | 2050 | B3 | 75 | 0 | 700 | 0 | 0 | 0 | 0 | 0 | 0 | 0 | 0 | 0 | 0 | 3.2583
MISO_W_2_MAPP_CA | MISO_W | MAPP_CA | 2050 | B4 | 100 | 0 | 700 | 0 | 0 | 0 | 0 | 0 | 0 | 0 | 0 | 0 | 0 | 3.2583
MISO_W_2_MAPP_CA | MISO_W | MAPP_CA | 2050 | B5 | 200 | 0 | 700 | 0 | 0 | 0 | 0 | 0 | 0 | 0 | 0 | 0 | 0 | 3.2583
MISO_W_2_MAPP_CA | MISO_W | MAPP_CA | 2050 | B6 | 300 | 0 | 700 | 0 | 0 | 0 | 0 | 0 | 0 | 0 | 0 | 0 | 0 | 3.2583
MISO_W_2_MAPP_CA | MISO_W | MAPP_CA | 2050 | B7 | 400 | 0 | 700 | 0 | 0 | 0 | 0 | 0 | 0 | 0 | 0 | 0 | 0 | 3.2583
MISO_W_2_MAPP_CA | MISO_W | MAPP_CA | 2050 | B8 | 500 | 0 | 700 | 0 | 0 | 0 | 0 | 0 | 0 | 0 | 0 | 0 | 0 | 3.2583
MISO_W_2_MAPP_CA | MISO_W | MAPP_CA | 2050 | B9 | 800 | 0 | 700 | 700 | 0 | 0 | 0 | 0 | 4.107 | 0 | 0 | 0.52153 | 0 | 3.2583
MISO_W_2_MAPP_CA | MISO_W | MAPP_CA | 2050 | B10 | 1262 | 0 | 700 | 700 | 0 | 700 | 0 | 841.8 | 14.2796 | 0 | 4.8667 | 2.8605 | 0 | 3.2583
MISO_W_2_MAPP_CA | MISO_W | MAPP_CA | 2050 | B11 | 25 | 0 | 700 | 0 | 0 | 0 | 0 | 0 | 0 | 0 | 0 | 0 | 0 | 3.2583
MISO_W_2_MAPP_CA | MISO_W | MAPP_CA | 2050 | B12 | 200 | 0 | 700 | 0 | 0 | 0 | 0 | 0 | 0 | 0 | 0 | 0 | 0 | 3.2583
MISO_W_2_MAPP_CA | MISO_W | MAPP_CA | 2050 | B13 | 600 | 0 | 700 | 0 | 0 | 0 | 0 | 0 | 0 | 0 | 0 | 0 | 0 | 3.2583
MISO_W_2_MAPP_CA | MISO_W | MAPP_CA | 2050 | B14 | 900 | 0 | 700 | 700 | 0 | 0 | 0 | 0 | 0.91399 | 0 | 0 | 0.13057 | 0 | 3.2583
MISO_W_2_MAPP_CA | MISO_W | MAPP_CA | 2050 | B15 | 1203 | 0 | 700 | 700 | 0 | 700 | 0 | 1699.62 | 16.6774 | 0 | 4.8667 | 3.1846 | 0 | 3.2583
MISO_W_2_MAPP_CA | MISO_W | MAPP_CA | 2050 | B16 | 25 | 0 | 700 | 0 | 0 | 0 | 0 | 0 | 0 | 0 | 0 | 0 | 0 | 3.2583
MISO_W_2_MAPP_CA | MISO_W | MAPP_CA | 2050 | B17 | 100 | 0 | 700 | 700 | 0 | 13.3 | 0 | 0 | 3.5966 | 0 | 0 | 0.057089 | 0 | 3.2583
MISO_W_2_MAPP_CA | MISO_W | MAPP_CA | 2050 | B18 | 400 | 0 | 700 | 700 | 0 | 0 | 0 | 0 | 7.0389 | 0 | 0 | 0.44691 | 0 | 3.2583
MISO_W_2_MAPP_CA | MISO_W | MAPP_CA | 2050 | B19 | 700 | 0 | 700 | 700 | 0 | 68.7 | 0 | 0 | 11.2172 | 0 | 0 | 1.2463 | 0 | 3.2583
MISO_W_2_MAPP_CA | MISO_W | MAPP_CA | 2050 | B20 | 935 | 0 | 700 | 700 | 0 | 700 | 0 | 1941.53 | 30.8976 | 0 | 4.8667 | 4.5856 | 0 | 3.2583
MISO_W_2_MAPP_US | MISO_W | MAPP_US | 2015 | B1 | 10 | 0 | 2300 | 0 | 0 | 0 | 0 | 0 | 0 | 0 | 0 | 0 | 0 | 0
MISO_W_2_MAPP_US | MISO_W | MAPP_US | 2015 | B2 | 25 | 0 | 2300 | 0 | 0 | 0 | 0 | 0 | 0 | 0 | 0 | 0 | 0 | 0
MISO_W_2_MAPP_US | MISO_W | MAPP_US | 2015 | B3 | 75 | 0 | 2300 | 0 | 0 | 0 | 0 | 0 | 0 | 0 | 0 | 0 | 0 | 0
MISO_W_2_MAPP_US | MISO_W | MAPP_US | 2015 | B4 | 100 | 0 | 2300 | 0 | 0 | 0 | 0 | 0 | 0 | 0 | 0 | 0 | 0 | 0
MISO_W_2_MAPP_US | MISO_W | MAPP_US | 2015 | B5 | 200 | 0 | 2300 | 0 | 0 | 0 | 0 | 0 | 0 | 0 | 0 | 0 | 0 | 0
MISO_W_2_MAPP_US | MISO_W | MAPP_US | 2015 | B6 | 300 | 0 | 2300 | 0 | 0 | 0 | 0 | 0 | 0 | 0 | 0 | 0 | 0 | 0
MISO_W_2_MAPP_US | MISO_W | MAPP_US | 2015 | B7 | 400 | 0 | 2300 | 0 | 0 | 0 | 0 | 0 | 0 | 0 | 0 | 0 | 0 | 0
MISO_W_2_MAPP_US | MISO_W | MAPP_US | 2015 | B8 | 500 | 0 | 2300 | 0 | 0 | 0 | 0 | 0 | 0 | 0 | 0 | 0 | 0 | 0
MISO_W_2_MAPP_US | MISO_W | MAPP_US | 2015 | B9 | 800 | 0 | 2300 | 0 | 0 | 0 | 0 | 0 | 0 | 0 | 0 | 0 | 0 | 0
MISO_W_2_MAPP_US | MISO_W | MAPP_US | 2015 | B10 | 1262 | 0 | 2300 | 0 | 0 | 0 | 0 | 0 | 0 | 0 | 0 | 0 | 0 | 0
MISO_W_2_MAPP_US | MISO_W | MAPP_US | 2015 | B11 | 25 | 0 | 2300 | 0 | 0 | 0 | 0 | 0 | 0 | 0 | 0 | 0 | 0 | 0
MISO_W_2_MAPP_US | MISO_W | MAPP_US | 2015 | B12 | 200 | 0 | 2300 | 0 | 0 | 0 | 0 | 0 | 0 | 0 | 0 | 0 | 0 | 0
MISO_W_2_MAPP_US | MISO_W | MAPP_US | 2015 | B13 | 600 | 0 | 2300 | 0 | 0 | 0 | 0 | 0 | 0 | 0 | 0 | 0 | 0 | 0
MISO_W_2_MAPP_US | MISO_W | MAPP_US | 2015 | B14 | 900 | 0 | 2300 | 0 | 0 | 0 | 0 | 0 | 0 | 0 | 0 | 0 | 0 | 0
MISO_W_2_MAPP_US | MISO_W | MAPP_US | 2015 | B15 | 1203 | 0 | 2300 | 0 | 0 | 0 | 0 | 0 | 0 | 0 | 0 | 0 | 0 | 0
MISO_W_2_MAPP_US | MISO_W | MAPP_US | 2015 | B16 | 25 | 0 | 2300 | 0 | 0 | 0 | 0 | 0 | 0 | 0 | 0 | 0 | 0 | 0
MISO_W_2_MAPP_US | MISO_W | MAPP_US | 2015 | B17 | 100 | 0 | 2300 | 0 | 0 | 0 | 0 | 0 | 0 | 0 | 0 | 0 | 0 | 0
MISO_W_2_MAPP_US | MISO_W | MAPP_US | 2015 | B18 | 400 | 0 | 2300 | 0 | 0 | 0 | 0 | 0 | 0 | 0 | 0 | 0 | 0 | 0
MISO_W_2_MAPP_US | MISO_W | MAPP_US | 2015 | B19 | 700 | 0 | 2300 | 0 | 0 | 0 | 0 | 0 | 0 | 0 | 0 | 0 | 0 | 0
MISO_W_2_MAPP_US | MISO_W | MAPP_US | 2015 | B20 | 935 | 0 | 2300 | 0 | 0 | 0 | 0 | 0 | 0 | 0 | 0 | 0 | 0 | 0
MISO_W_2_MAPP_US | MISO_W | MAPP_US | 2020 | B1 | 10 | 0 | 2300 | 0 | 0 | 0 | 0 | 0 | 0 | 0 | 0 | 0 | 0 | 0
MISO_W_2_MAPP_US | MISO_W | MAPP_US | 2020 | B2 | 25 | 0 | 2300 | 0 | 0 | 0 | 0 | 0 | 0 | 0 | 0 | 0 | 0 | 0
MISO_W_2_MAPP_US | MISO_W | MAPP_US | 2020 | B3 | 75 | 0 | 2300 | 0 | 0 | 0 | 0 | 0 | 0 | 0 | 0 | 0 | 0 | 0
MISO_W_2_MAPP_US | MISO_W | MAPP_US | 2020 | B4 | 100 | 0 | 2300 | 0 | 0 | 0 | 0 | 0 | 0 | 0 | 0 | 0 | 0 | 0
MISO_W_2_MAPP_US | MISO_W | MAPP_US | 2020 | B5 | 200 | 0 | 2300 | 0 | 0 | 0 | 0 | 0 | 0 | 0 | 0 | 0 | 0 | 0
MISO_W_2_MAPP_US | MISO_W | MAPP_US | 2020 | B6 | 300 | 0 | 2300 | 0 | 0 | 0 | 0 | 0 | 0 | 0 | 0 | 0 | 0 | 0
MISO_W_2_MAPP_US | MISO_W | MAPP_US | 2020 | B7 | 400 | 0 | 2300 | 0 | 0 | 0 | 0 | 0 | 0 | 0 | 0 | 0 | 0 | 0
MISO_W_2_MAPP_US | MISO_W | MAPP_US | 2020 | B8 | 500 | 0 | 2300 | 0 | 0 | 0 | 0 | 0 | 0 | 0 | 0 | 0 | 0 | 0
MISO_W_2_MAPP_US | MISO_W | MAPP_US | 2020 | B9 | 800 | 0 | 2300 | 0 | 0 | 0 | 0 | 0 | 0 | 0 | 0 | 0 | 0 | 0
MISO_W_2_MAPP_US | MISO_W | MAPP_US | 2020 | B10 | 1262 | 0 | 2300 | 0 | 0 | 0 | 0 | 0 | 0 | 0 | 0 | 0 | 0 | 0
MISO_W_2_MAPP_US | MISO_W | MAPP_US | 2020 | B11 | 25 | 0 | 2300 | 0 | 0 | 0 | 0 | 0 | 0 | 0 | 0 | 0 | 0 | 0
MISO_W_2_MAPP_US | MISO_W | MAPP_US | 2020 | B12 | 200 | 0 | 2300 | 0 | 0 | 0 | 0 | 0 | 0 | 0 | 0 | 0 | 0 | 0
MISO_W_2_MAPP_US | MISO_W | MAPP_US | 2020 | B13 | 600 | 0 | 2300 | 0 | 0 | 0 | 0 | 0 | 0 | 0 | 0 | 0 | 0 | 0
MISO_W_2_MAPP_US | MISO_W | MAPP_US | 2020 | B14 | 900 | 0 | 2300 | 0 | 0 | 0 | 0 | 0 | 0 | 0 | 0 | 0 | 0 | 0
MISO_W_2_MAPP_US | MISO_W | MAPP_US | 2020 | B15 | 1203 | 0 | 2300 | 0 | 0 | 0 | 0 | 0 | 0 | 0 | 0 | 0 | 0 | 0
MISO_W_2_MAPP_US | MISO_W | MAPP_US | 2020 | B16 | 25 | 0 | 2300 | 0 | 0 | 0 | 0 | 0 | 0 | 0 | 0 | 0 | 0 | 0
MISO_W_2_MAPP_US | MISO_W | MAPP_US | 2020 | B17 | 100 | 0 | 2300 | 0 | 0 | 0 | 0 | 0 | 0 | 0 | 0 | 0 | 0 | 0
MISO_W_2_MAPP_US | MISO_W | MAPP_US | 2020 | B18 | 400 | 0 | 2300 | 0 | 0 | 0 | 0 | 0 | 0 | 0 | 0 | 0 | 0 | 0
MISO_W_2_MAPP_US | MISO_W | MAPP_US | 2020 | B19 | 700 | 0 | 2300 | 0 | 0 | 0 | 0 | 0 | 0 | 0 | 0 | 0 | 0 | 0
MISO_W_2_MAPP_US | MISO_W | MAPP_US | 2020 | B20 | 935 | 0 | 2300 | 0 | 0 | 0 | 0 | 0 | 0 | 0 | 0 | 0 | 0 | 0
MISO_W_2_MAPP_US | MISO_W | MAPP_US | 2025 | B1 | 10 | 0 | 2300 | 0 | 0 | 0 | 0 | 0 | 0 | 0 | 0 | 0 | 0 | 0
MISO_W_2_MAPP_US | MISO_W | MAPP_US | 2025 | B2 | 25 | 0 | 2300 | 0 | 0 | 0 | 0 | 0 | 0 | 0 | 0 | 0 | 0 | 0
MISO_W_2_MAPP_US | MISO_W | MAPP_US | 2025 | B3 | 75 | 0 | 2300 | 0 | 0 | 0 | 0 | 0 | 0 | 0 | 0 | 0 | 0 | 0
MISO_W_2_MAPP_US | MISO_W | MAPP_US | 2025 | B4 | 100 | 0 | 2300 | 0 | 0 | 0 | 0 | 0 | 0 | 0 | 0 | 0 | 0 | 0
MISO_W_2_MAPP_US | MISO_W | MAPP_US | 2025 | B5 | 200 | 0 | 2300 | 0 | 0 | 0 | 0 | 0 | 0 | 0 | 0 | 0 | 0 | 0
MISO_W_2_MAPP_US | MISO_W | MAPP_US | 2025 | B6 | 300 | 0 | 2300 | 0 | 0 | 0 | 0 | 0 | 0 | 0 | 0 | 0 | 0 | 0
MISO_W_2_MAPP_US | MISO_W | MAPP_US | 2025 | B7 | 400 | 0 | 2300 | 0 | 0 | 0 | 0 | 0 | 0 | 0 | 0 | 0 | 0 | 0
MISO_W_2_MAPP_US | MISO_W | MAPP_US | 2025 | B8 | 500 | 0 | 2300 | 0 | 0 | 0 | 0 | 0 | 0 | 0 | 0 | 0 | 0 | 0
MISO_W_2_MAPP_US | MISO_W | MAPP_US | 2025 | B9 | 800 | 0 | 2300 | 0 | 0 | 0 | 0 | 0 | 0 | 0 | 0 | 0 | 0 | 0
MISO_W_2_MAPP_US | MISO_W | MAPP_US | 2025 | B10 | 1262 | 0 | 2300 | 0 | 0 | 0 | 0 | 0 | 0 | 0 | 0 | 0 | 0 | 0
MISO_W_2_MAPP_US | MISO_W | MAPP_US | 2025 | B11 | 25 | 0 | 2300 | 0 | 0 | 0 | 0 | 0 | 0 | 0 | 0 | 0 | 0 | 0
MISO_W_2_MAPP_US | MISO_W | MAPP_US | 2025 | B12 | 200 | 0 | 2300 | 0 | 0 | 0 | 0 | 0 | 0 | 0 | 0 | 0 | 0 | 0
MISO_W_2_MAPP_US | MISO_W | MAPP_US | 2025 | B13 | 600 | 0 | 2300 | 0 | 0 | 0 | 0 | 0 | 0 | 0 | 0 | 0 | 0 | 0
MISO_W_2_MAPP_US | MISO_W | MAPP_US | 2025 | B14 | 900 | 0 | 2300 | 0 | 0 | 0 | 0 | 0 | 0 | 0 | 0 | 0 | 0 | 0
MISO_W_2_MAPP_US | MISO_W | MAPP_US | 2025 | B15 | 1203 | 0 | 2300 | 0 | 0 | 0 | 0 | 0 | 0 | 0 | 0 | 0 | 0 | 0
MISO_W_2_MAPP_US | MISO_W | MAPP_US | 2025 | B16 | 25 | 0 | 2300 | 0 | 0 | 0 | 0 | 0 | 0 | 0 | 0 | 0 | 0 | 0
MISO_W_2_MAPP_US | MISO_W | MAPP_US | 2025 | B17 | 100 | 0 | 2300 | 0 | 0 | 0 | 0 | 0 | 0 | 0 | 0 | 0 | 0 | 0
MISO_W_2_MAPP_US | MISO_W | MAPP_US | 2025 | B18 | 400 | 0 | 2300 | 0 | 0 | 0 | 0 | 0 | 0 | 0 | 0 | 0 | 0 | 0
MISO_W_2_MAPP_US | MISO_W | MAPP_US | 2025 | B19 | 700 | 0 | 2300 | 0 | 0 | 0 | 0 | 0 | 0 | 0 | 0 | 0 | 0 | 0
MISO_W_2_MAPP_US | MISO_W | MAPP_US | 2025 | B20 | 935 | 0 | 2300 | 0 | 0 | 0 | 0 | 0 | 0 | 0 | 0 | 0 | 0 | 0
MISO_W_2_MAPP_US | MISO_W | MAPP_US | 2030 | B1 | 10 | 0 | 2300 | 0 | 0 | 0 | 0 | 0 | 0 | 0 | 0 | 0 | 0 | 0
MISO_W_2_MAPP_US | MISO_W | MAPP_US | 2030 | B2 | 25 | 0 | 2300 | 0 | 0 | 0 | 0 | 0 | 0 | 0 | 0 | 0 | 0 | 0
MISO_W_2_MAPP_US | MISO_W | MAPP_US | 2030 | B3 | 75 | 0 | 2300 | 0 | 0 | 0 | 0 | 0 | 0 | 0 | 0 | 0 | 0 | 0
MISO_W_2_MAPP_US | MISO_W | MAPP_US | 2030 | B4 | 100 | 0 | 2300 | 0 | 0 | 0 | 0 | 0 | 0 | 0 | 0 | 0 | 0 | 0
MISO_W_2_MAPP_US | MISO_W | MAPP_US | 2030 | B5 | 200 | 0 | 2300 | 0 | 0 | 0 | 0 | 0 | 0 | 0 | 0 | 0 | 0 | 0
MISO_W_2_MAPP_US | MISO_W | MAPP_US | 2030 | B6 | 300 | 0 | 2300 | 0 | 0 | 0 | 0 | 0 | 0 | 0 | 0 | 0 | 0 | 0
MISO_W_2_MAPP_US | MISO_W | MAPP_US | 2030 | B7 | 400 | 0 | 2300 | 0 | 0 | 0 | 0 | 0 | 0 | 0 | 0 | 0 | 0 | 0
MISO_W_2_MAPP_US | MISO_W | MAPP_US | 2030 | B8 | 500 | 0 | 2300 | 0 | 0 | 0 | 0 | 0 | 0 | 0 | 0 | 0 | 0 | 0
MISO_W_2_MAPP_US | MISO_W | MAPP_US | 2030 | B9 | 800 | 0 | 2300 | 0 | 0 | 0 | 0 | 0 | 0 | 0 | 0 | 0 | 0 | 0
MISO_W_2_MAPP_US | MISO_W | MAPP_US | 2030 | B10 | 1262 | 0 | 2300 | 0 | 0 | 0 | 0 | 0 | 0 | 0 | 0 | 0 | 0 | 0
MISO_W_2_MAPP_US | MISO_W | MAPP_US | 2030 | B11 | 25 | 0 | 2300 | 0 | 0 | 0 | 0 | 0 | 0 | 0 | 0 | 0 | 0 | 0
MISO_W_2_MAPP_US | MISO_W | MAPP_US | 2030 | B12 | 200 | 0 | 2300 | 0 | 0 | 0 | 0 | 0 | 0 | 0 | 0 | 0 | 0 | 0
MISO_W_2_MAPP_US | MISO_W | MAPP_US | 2030 | B13 | 600 | 0 | 2300 | 0 | 0 | 0 | 0 | 0 | 0 | 0 | 0 | 0 | 0 | 0
MISO_W_2_MAPP_US | MISO_W | MAPP_US | 2030 | B14 | 900 | 0 | 2300 | 0 | 0 | 0 | 0 | 0 | 0 | 0 | 0 | 0 | 0 | 0
MISO_W_2_MAPP_US | MISO_W | MAPP_US | 2030 | B15 | 1203 | 0 | 2300 | 0 | 0 | 0 | 0 | 0 | 0 | 0 | 0 | 0 | 0 | 0
MISO_W_2_MAPP_US | MISO_W | MAPP_US | 2030 | B16 | 25 | 0 | 2300 | 0 | 0 | 0 | 0 | 0 | 0 | 0 | 0 | 0 | 0 | 0
MISO_W_2_MAPP_US | MISO_W | MAPP_US | 2030 | B17 | 100 | 0 | 2300 | 0 | 0 | 0 | 0 | 0 | 0 | 0 | 0 | 0 | 0 | 0
MISO_W_2_MAPP_US | MISO_W | MAPP_US | 2030 | B18 | 400 | 0 | 2300 | 0 | 0 | 0 | 0 | 0 | 0 | 0 | 0 | 0 | 0 | 0
MISO_W_2_MAPP_US | MISO_W | MAPP_US | 2030 | B19 | 700 | 0 | 2300 | 0 | 0 | 0 | 0 | 0 | 0 | 0 | 0 | 0 | 0 | 0
MISO_W_2_MAPP_US | MISO_W | MAPP_US | 2030 | B20 | 935 | 0 | 2300 | 0 | 0 | 0 | 0 | 0 | 0 | 0 | 0 | 0 | 0 | 0
MISO_W_2_MAPP_US | MISO_W | MAPP_US | 2035 | B1 | 10 | 0 | 2300 | 0 | 0 | 0 | 0 | 0 | 0 | 0 | 0 | 0 | 0 | 0
MISO_W_2_MAPP_US | MISO_W | MAPP_US | 2035 | B2 | 25 | 0 | 2300 | 0 | 0 | 0 | 0 | 0 | 0 | 0 | 0 | 0 | 0 | 0
MISO_W_2_MAPP_US | MISO_W | MAPP_US | 2035 | B3 | 75 | 0 | 2300 | 0 | 0 | 0 | 0 | 0 | 0 | 0 | 0 | 0 | 0 | 0
MISO_W_2_MAPP_US | MISO_W | MAPP_US | 2035 | B4 | 100 | 0 | 2300 | 0 | 0 | 0 | 0 | 0 | 0 | 0 | 0 | 0 | 0 | 0
MISO_W_2_MAPP_US | MISO_W | MAPP_US | 2035 | B5 | 200 | 0 | 2300 | 0 | 0 | 0 | 0 | 0 | 0 | 0 | 0 | 0 | 0 | 0
MISO_W_2_MAPP_US | MISO_W | MAPP_US | 2035 | B6 | 300 | 0 | 2300 | 0 | 0 | 0 | 0 | 0 | 0 | 0 | 0 | 0 | 0 | 0
MISO_W_2_MAPP_US | MISO_W | MAPP_US | 2035 | B7 | 400 | 0 | 2300 | 0 | 0 | 0 | 0 | 0 | 0 | 0 | 0 | 0 | 0 | 0
MISO_W_2_MAPP_US | MISO_W | MAPP_US | 2035 | B8 | 500 | 0 | 2300 | 0 | 0 | 0 | 0 | 0 | 0 | 0 | 0 | 0 | 0 | 0
MISO_W_2_MAPP_US | MISO_W | MAPP_US | 2035 | B9 | 800 | 0 | 2300 | 0 | 0 | 0 | 0 | 0 | 0 | 0 | 0 | 0 | 0 | 0
MISO_W_2_MAPP_US | MISO_W | MAPP_US | 2035 | B10 | 1262 | 0 | 2300 | 0 | 0 | 0 | 0 | 0 | 0 | 0 | 0 | 0 | 0 | 0
MISO_W_2_MAPP_US | MISO_W | MAPP_US | 2035 | B11 | 25 | 0 | 2300 | 0 | 0 | 0 | 0 | 0 | 0 | 0 | 0 | 0 | 0 | 0
MISO_W_2_MAPP_US | MISO_W | MAPP_US | 2035 | B12 | 200 | 0 | 2300 | 0 | 0 | 0 | 0 | 0 | 0 | 0 | 0 | 0 | 0 | 0
MISO_W_2_MAPP_US | MISO_W | MAPP_US | 2035 | B13 | 600 | 0 | 2300 | 0 | 0 | 0 | 0 | 0 | 0 | 0 | 0 | 0 | 0 | 0
MISO_W_2_MAPP_US | MISO_W | MAPP_US | 2035 | B14 | 900 | 0 | 2300 | 0 | 0 | 0 | 0 | 0 | 0 | 0 | 0 | 0 | 0 | 0
MISO_W_2_MAPP_US | MISO_W | MAPP_US | 2035 | B15 | 1203 | 0 | 2300 | 0 | 0 | 0 | 0 | 0 | 0 | 0 | 0 | 0 | 0 | 0
MISO_W_2_MAPP_US | MISO_W | MAPP_US | 2035 | B16 | 25 | 0 | 2300 | 0 | 0 | 0 | 0 | 0 | 0 | 0 | 0 | 0 | 0 | 0
MISO_W_2_MAPP_US | MISO_W | MAPP_US | 2035 | B17 | 100 | 0 | 2300 | 0 | 0 | 0 | 0 | 0 | 0 | 0 | 0 | 0 | 0 | 0
MISO_W_2_MAPP_US | MISO_W | MAPP_US | 2035 | B18 | 400 | 0 | 2300 | 0 | 0 | 0 | 0 | 0 | 0 | 0 | 0 | 0 | 0 | 0
MISO_W_2_MAPP_US | MISO_W | MAPP_US | 2035 | B19 | 700 | 0 | 2300 | 0 | 0 | 0 | 0 | 0 | 0 | 0 | 0 | 0 | 0 | 0
MISO_W_2_MAPP_US | MISO_W | MAPP_US | 2035 | B20 | 935 | 0 | 2300 | 0 | 0 | 0 | 0 | 0 | 0 | 0 | 0 | 0 | 0 | 0
MISO_W_2_MAPP_US | MISO_W | MAPP_US | 2040 | B1 | 10 | 0 | 2300 | 0 | 0 | 0 | 0 | 0 | 0 | 0 | 0 | 0 | 0 | 0
MISO_W_2_MAPP_US | MISO_W | MAPP_US | 2040 | B2 | 25 | 0 | 2300 | 0 | 0 | 0 | 0 | 0 | 0 | 0 | 0 | 0 | 0 | 0
MISO_W_2_MAPP_US | MISO_W | MAPP_US | 2040 | B3 | 75 | 0 | 2300 | 0 | 0 | 0 | 0 | 0 | 0 | 0 | 0 | 0 | 0 | 0
MISO_W_2_MAPP_US | MISO_W | MAPP_US | 2040 | B4 | 100 | 0 | 2300 | 0 | 0 | 0 | 0 | 0 | 0 | 0 | 0 | 0 | 0 | 0
MISO_W_2_MAPP_US | MISO_W | MAPP_US | 2040 | B5 | 200 | 0 | 2300 | 0 | 0 | 0 | 0 | 0 | 0 | 0 | 0 | 0 | 0 | 0
MISO_W_2_MAPP_US | MISO_W | MAPP_US | 2040 | B6 | 300 | 0 | 2300 | 0 | 0 | 0 | 0 | 0 | 0 | 0 | 0 | 0 | 0 | 0
MISO_W_2_MAPP_US | MISO_W | MAPP_US | 2040 | B7 | 400 | 0 | 2300 | 0 | 0 | 0 | 0 | 0 | 0 | 0 | 0 | 0 | 0 | 0
MISO_W_2_MAPP_US | MISO_W | MAPP_US | 2040 | B8 | 500 | 0 | 2300 | 0 | 0 | 0 | 0 | 0 | 0 | 0 | 0 | 0 | 0 | 0
MISO_W_2_MAPP_US | MISO_W | MAPP_US | 2040 | B9 | 800 | 0 | 2300 | 0 | 0 | 0 | 0 | 0 | 0 | 0 | 0 | 0 | 0 | 0
MISO_W_2_MAPP_US | MISO_W | MAPP_US | 2040 | B10 | 1262 | 0 | 2300 | 0 | 0 | 0 | 0 | 0 | 0 | 0 | 0 | 0 | 0 | 0
MISO_W_2_MAPP_US | MISO_W | MAPP_US | 2040 | B11 | 25 | 0 | 2300 | 0 | 0 | 0 | 0 | 0 | 0 | 0 | 0 | 0 | 0 | 0
MISO_W_2_MAPP_US | MISO_W | MAPP_US | 2040 | B12 | 200 | 0 | 2300 | 0 | 0 | 0 | 0 | 0 | 0 | 0 | 0 | 0 | 0 | 0
MISO_W_2_MAPP_US | MISO_W | MAPP_US | 2040 | B13 | 600 | 0 | 2300 | 0 | 0 | 0 | 0 | 0 | 0 | 0 | 0 | 0 | 0 | 0
MISO_W_2_MAPP_US | MISO_W | MAPP_US | 2040 | B14 | 900 | 0 | 2300 | 0 | 0 | 0 | 0 | 0 | 0 | 0 | 0 | 0 | 0 | 0
MISO_W_2_MAPP_US | MISO_W | MAPP_US | 2040 | B15 | 1203 | 0 | 2300 | 0 | 0 | 0 | 0 | 0 | 0 | 0 | 0 | 0 | 0 | 0
MISO_W_2_MAPP_US | MISO_W | MAPP_US | 2040 | B16 | 25 | 0 | 2300 | 0 | 0 | 0 | 0 | 0 | 0 | 0 | 0 | 0 | 0 | 0
MISO_W_2_MAPP_US | MISO_W | MAPP_US | 2040 | B17 | 100 | 0 | 2300 | 0 | 0 | 0 | 0 | 0 | 0 | 0 | 0 | 0 | 0 | 0
MISO_W_2_MAPP_US | MISO_W | MAPP_US | 2040 | B18 | 400 | 0 | 2300 | 0 | 0 | 0 | 0 | 0 | 0 | 0 | 0 | 0 | 0 | 0
MISO_W_2_MAPP_US | MISO_W | MAPP_US | 2040 | B19 | 700 | 0 | 2300 | 0 | 0 | 0 | 0 | 0 | 0 | 0 | 0 | 0 | 0 | 0
MISO_W_2_MAPP_US | MISO_W | MAPP_US | 2040 | B20 | 935 | 0 | 2300 | 0 | 0 | 0 | 0 | 0 | 0 | 0 | 0 | 0 | 0 | 0
MISO_W_2_MAPP_US | MISO_W | MAPP_US | 2045 | B1 | 10 | 0 | 2300 | 0 | 0 | 0 | 0 | 0 | 0 | 0 | 0 | 0 | 0 | 0
MISO_W_2_MAPP_US | MISO_W | MAPP_US | 2045 | B2 | 25 | 0 | 2300 | 0 | 0 | 0 | 0 | 0 | 0 | 0 | 0 | 0 | 0 | 0
MISO_W_2_MAPP_US | MISO_W | MAPP_US | 2045 | B3 | 75 | 0 | 2300 | 0 | 0 | 0 | 0 | 0 | 0 | 0 | 0 | 0 | 0 | 0
MISO_W_2_MAPP_US | MISO_W | MAPP_US | 2045 | B4 | 100 | 0 | 2300 | 0 | 0 | 0 | 0 | 0 | 0 | 0 | 0 | 0 | 0 | 0
MISO_W_2_MAPP_US | MISO_W | MAPP_US | 2045 | B5 | 200 | 0 | 2300 | 0 | 0 | 0 | 0 | 0 | 0 | 0 | 0 | 0 | 0 | 0
MISO_W_2_MAPP_US | MISO_W | MAPP_US | 2045 | B6 | 300 | 0 | 2300 | 0 | 0 | 0 | 0 | 0 | 0 | 0 | 0 | 0 | 0 | 0
MISO_W_2_MAPP_US | MISO_W | MAPP_US | 2045 | B7 | 400 | 0 | 2300 | 0 | 0 | 0 | 0 | 0 | 0 | 0 | 0 | 0 | 0 | 0
MISO_W_2_MAPP_US | MISO_W | MAPP_US | 2045 | B8 | 500 | 0 | 2300 | 0 | 0 | 0 | 0 | 0 | 0 | 0 | 0 | 0 | 0 | 0
MISO_W_2_MAPP_US | MISO_W | MAPP_US | 2045 | B9 | 800 | 0 | 2300 | 0 | 0 | 0 | 0 | 0 | 0 | 0 | 0 | 0 | 0 | 0
MISO_W_2_MAPP_US | MISO_W | MAPP_US | 2045 | B10 | 1262 | 0 | 2300 | 0 | 0 | 0 | 0 | 0 | 0 | 0 | 0 | 0 | 0 | 0
MISO_W_2_MAPP_US | MISO_W | MAPP_US | 2045 | B11 | 25 | 0 | 2300 | 0 | 0 | 0 | 0 | 0 | 0 | 0 | 0 | 0 | 0 | 0
MISO_W_2_MAPP_US | MISO_W | MAPP_US | 2045 | B12 | 200 | 0 | 2300 | 0 | 0 | 0 | 0 | 0 | 0 | 0 | 0 | 0 | 0 | 0
MISO_W_2_MAPP_US | MISO_W | MAPP_US | 2045 | B13 | 600 | 0 | 2300 | 0 | 0 | 0 | 0 | 0 | 0 | 0 | 0 | 0 | 0 | 0
MISO_W_2_MAPP_US | MISO_W | MAPP_US | 2045 | B14 | 900 | 0 | 2300 | 0 | 0 | 0 | 0 | 0 | 0 | 0 | 0 | 0 | 0 | 0
MISO_W_2_MAPP_US | MISO_W | MAPP_US | 2045 | B15 | 1203 | 0 | 2300 | 0 | 0 | 0 | 0 | 0 | 0 | 0 | 0 | 0 | 0 | 0
MISO_W_2_MAPP_US | MISO_W | MAPP_US | 2045 | B16 | 25 | 0 | 2300 | 0 | 0 | 0 | 0 | 0 | 0 | 0 | 0 | 0 | 0 | 0
MISO_W_2_MAPP_US | MISO_W | MAPP_US | 2045 | B17 | 100 | 0 | 2300 | 0 | 0 | 0 | 0 | 0 | 0 | 0 | 0 | 0 | 0 | 0
MISO_W_2_MAPP_US | MISO_W | MAPP_US | 2045 | B18 | 400 | 0 | 2300 | 0 | 0 | 0 | 0 | 0 | 0 | 0 | 0 | 0 | 0 | 0
MISO_W_2_MAPP_US | MISO_W | MAPP_US | 2045 | B19 | 700 | 0 | 2300 | 0 | 0 | 0 | 0 | 0 | 0 | 0 | 0 | 0 | 0 | 0
MISO_W_2_MAPP_US | MISO_W | MAPP_US | 2045 | B20 | 935 | 0 | 2300 | 0 | 0 | 0 | 0 | 0 | 0 | 0 | 0 | 0 | 0 | 0
MISO_W_2_MAPP_US | MISO_W | MAPP_US | 2050 | B1 | 10 | 0 | 2300 | 0 | 0 | 0 | 0 | 0 | 0 | 0 | 0 | 0 | 0 | 0
MISO_W_2_MAPP_US | MISO_W | MAPP_US | 2050 | B2 | 25 | 0 | 2300 | 0 | 0 | 0 | 0 | 0 | 0 | 0 | 0 | 0 | 0 | 0
MISO_W_2_MAPP_US | MISO_W | MAPP_US | 2050 | B3 | 75 | 0 | 2300 | 0 | 0 | 0 | 0 | 0 | 0 | 0 | 0 | 0 | 0 | 0
MISO_W_2_MAPP_US | MISO_W | MAPP_US | 2050 | B4 | 100 | 0 | 2300 | 0 | 0 | 0 | 0 | 0 | 0 | 0 | 0 | 0 | 0 | 0
MISO_W_2_MAPP_US | MISO_W | MAPP_US | 2050 | B5 | 200 | 0 | 2300 | 0 | 0 | 0 | 0 | 0 | 0 | 0 | 0 | 0 | 0 | 0
MISO_W_2_MAPP_US | MISO_W | MAPP_US | 2050 | B6 | 300 | 0 | 2300 | 0 | 0 | 0 | 0 | 0 | 0 | 0 | 0 | 0 | 0 | 0
MISO_W_2_MAPP_US | MISO_W | MAPP_US | 2050 | B7 | 400 | 0 | 2300 | 0 | 0 | 0 | 0 | 0 | 0 | 0 | 0 | 0 | 0 | 0
MISO_W_2_MAPP_US | MISO_W | MAPP_US | 2050 | B8 | 500 | 0 | 2300 | 0 | 0 | 0 | 0 | 0 | 0 | 0 | 0 | 0 | 0 | 0
MISO_W_2_MAPP_US | MISO_W | MAPP_US | 2050 | B9 | 800 | 0 | 2300 | 0 | 0 | 0 | 0 | 0 | 0 | 0 | 0 | 0 | 0 | 0
MISO_W_2_MAPP_US | MISO_W | MAPP_US | 2050 | B10 | 1262 | 0 | 2300 | 0 | 0 | 0 | 0 | 0 | 0 | 0 | 0 | 0 | 0 | 0
MISO_W_2_MAPP_US | MISO_W | MAPP_US | 2050 | B11 | 25 | 0 | 2300 | 0 | 0 | 0 | 0 | 0 | 0 | 0 | 0 | 0 | 0 | 0
MISO_W_2_MAPP_US | MISO_W | MAPP_US | 2050 | B12 | 200 | 0 | 2300 | 0 | 0 | 0 | 0 | 0 | 0 | 0 | 0 | 0 | 0 | 0
MISO_W_2_MAPP_US | MISO_W | MAPP_US | 2050 | B13 | 600 | 0 | 2300 | 0 | 0 | 0 | 0 | 0 | 0 | 0 | 0 | 0 | 0 | 0
MISO_W_2_MAPP_US | MISO_W | MAPP_US | 2050 | B14 | 900 | 0 | 2300 | 0 | 0 | 0 | 0 | 0 | 0 | 0 | 0 | 0 | 0 | 0
MISO_W_2_MAPP_US | MISO_W | MAPP_US | 2050 | B15 | 1203 | 0 | 2300 | 0 | 0 | 0 | 0 | 0 | 0 | 0 | 0 | 0 | 0 | 0
MISO_W_2_MAPP_US | MISO_W | MAPP_US | 2050 | B16 | 25 | 0 | 2300 | 0 | 0 | 0 | 0 | 0 | 0 | 0 | 0 | 0 | 0 | 0
MISO_W_2_MAPP_US | MISO_W | MAPP_US | 2050 | B17 | 100 | 0 | 2300 | 0 | 0 | 0 | 0 | 0 | 0 | 0 | 0 | 0 | 0 | 0
MISO_W_2_MAPP_US | MISO_W | MAPP_US | 2050 | B18 | 400 | 0 | 2300 | 0 | 0 | 0 | 0 | 0 | 0 | 0 | 0 | 0 | 0 | 0
MISO_W_2_MAPP_US | MISO_W | MAPP_US | 2050 | B19 | 700 | 0 | 2300 | 0 | 0 | 0 | 0 | 0 | 0 | 0 | 0 | 0 | 0 | 0
MISO_W_2_MAPP_US | MISO_W | MAPP_US | 2050 | B20 | 935 | 0 | 2300 | 0 | 0 | 0 | 0 | 0 | 0 | 0 | 0 | 0 | 0 | 0
MISO_W_2_MISO_MO-IL | MISO_W | MISO_MO-IL | 2015 | B1 | 10 | 0 | 3800 | 43.68 | 0 | 0 | 0 | 0 | 0 | 0 | 0 | 0 | 0 | 0
MISO_W_2_MISO_MO-IL | MISO_W | MISO_MO-IL | 2015 | B2 | 25 | 0 | 3800 | 0 | 0 | 0 | 0 | 0 | 0 | 0 | 0 | 0 | 0 | 0
MISO_W_2_MISO_MO-IL | MISO_W | MISO_MO-IL | 2015 | B3 | 75 | 0 | 3800 | 0 | 0 | 0 | 0 | 0 | 0 | 0 | 0 | 0 | 0 | 0
MISO_W_2_MISO_MO-IL | MISO_W | MISO_MO-IL | 2015 | B4 | 100 | 0 | 3800 | 0 | 0 | 0 | 0 | 0 | 0 | 0 | 0 | 0 | 0 | 0
MISO_W_2_MISO_MO-IL | MISO_W | MISO_MO-IL | 2015 | B5 | 200 | 0 | 3800 | 0 | 0 | 0 | 0 | 0 | 0 | 0 | 0 | 0 | 0 | 0
MISO_W_2_MISO_MO-IL | MISO_W | MISO_MO-IL | 2015 | B6 | 300 | 0 | 3800 | 0 | 0 | 0 | 0 | 0 | 0 | 0 | 0 | 0 | 0 | 0
MISO_W_2_MISO_MO-IL | MISO_W | MISO_MO-IL | 2015 | B7 | 400 | 0 | 3800 | 0 | 0 | 0 | 0 | 0 | 0 | 0 | 0 | 0 | 0 | 0
MISO_W_2_MISO_MO-IL | MISO_W | MISO_MO-IL | 2015 | B8 | 500 | 0 | 3800 | 0 | 0 | 0 | 0 | 0 | 0 | 0 | 0 | 0 | 0 | 0
MISO_W_2_MISO_MO-IL | MISO_W | MISO_MO-IL | 2015 | B9 | 800 | 0 | 3800 | 0 | 0 | 0 | 0 | 0 | 0 | 0 | 0 | 0 | 0 | 0
MISO_W_2_MISO_MO-IL | MISO_W | MISO_MO-IL | 2015 | B10 | 1262 | 0 | 3800 | 0 | 0 | 0 | 0 | 0 | 0 | 0 | 0 | 0 | 0 | 0
MISO_W_2_MISO_MO-IL | MISO_W | MISO_MO-IL | 2015 | B11 | 25 | 0 | 3800 | 0 | 0 | 553.79 | 0 | 0 | 0 | 0 | 0 | 0 | 0 | 0
MISO_W_2_MISO_MO-IL | MISO_W | MISO_MO-IL | 2015 | B12 | 200 | 0 | 3800 | 0 | 0 | 0 | 0 | 0 | 0 | 0 | 0 | 0 | 0 | 0
MISO_W_2_MISO_MO-IL | MISO_W | MISO_MO-IL | 2015 | B13 | 600 | 0 | 3800 | 0 | 0 | 0 | 0 | 0 | 0 | 0 | 0 | 0 | 0 | 0
MISO_W_2_MISO_MO-IL | MISO_W | MISO_MO-IL | 2015 | B14 | 900 | 0 | 3800 | 0 | 0 | 0 | 0 | 0 | 0 | 0 | 0 | 0 | 0 | 0
MISO_W_2_MISO_MO-IL | MISO_W | MISO_MO-IL | 2015 | B15 | 1203 | 0 | 3800 | 0 | 0 | 0 | 0 | 0 | 0 | 0 | 0 | 0 | 0 | 0
MISO_W_2_MISO_MO-IL | MISO_W | MISO_MO-IL | 2015 | B16 | 25 | 0 | 3800 | 759.29 | 0 | 236.92 | 0 | 0 | 0 | 0 | 0 | 0 | 0 | 0
MISO_W_2_MISO_MO-IL | MISO_W | MISO_MO-IL | 2015 | B17 | 100 | 0 | 3800 | 532.88 | 0 | 0 | 0 | 0 | 0 | 0 | 0 | 0 | 0 | 0
MISO_W_2_MISO_MO-IL | MISO_W | MISO_MO-IL | 2015 | B18 | 400 | 0 | 3800 | 0 | 0 | 0 | 0 | 0 | 0 | 0 | 0 | 0 | 0 | 0
MISO_W_2_MISO_MO-IL | MISO_W | MISO_MO-IL | 2015 | B19 | 700 | 0 | 3800 | 0 | 0 | 0 | 0 | 0 | 0 | 0 | 0 | 0 | 0 | 0
MISO_W_2_MISO_MO-IL | MISO_W | MISO_MO-IL | 2015 | B20 | 935 | 0 | 3800 | 0 | 0 | 0 | 0 | 0 | 0 | 0 | 0 | 0 | 0 | 0
MISO_W_2_MISO_MO-IL | MISO_W | MISO_MO-IL | 2020 | B1 | 10 | 0 | 3800 | 1061.86 | 0 | 0 | 0 | 0 | 0 | 0 | 0 | 0 | 0 | 0
MISO_W_2_MISO_MO-IL | MISO_W | MISO_MO-IL | 2020 | B2 | 25 | 0 | 3800 | 0 | 0 | 0 | 0 | 0 | 0 | 0 | 0 | 0 | 0 | 0
MISO_W_2_MISO_MO-IL | MISO_W | MISO_MO-IL | 2020 | B3 | 75 | 0 | 3800 | 0 | 0 | 0 | 0 | 0 | 0 | 0 | 0 | 0 | 0 | 0
MISO_W_2_MISO_MO-IL | MISO_W | MISO_MO-IL | 2020 | B4 | 100 | 0 | 3800 | 0 | 0 | 275.82 | 0 | 0 | 0 | 0 | 0 | 0 | 0 | 0
MISO_W_2_MISO_MO-IL | MISO_W | MISO_MO-IL | 2020 | B5 | 200 | 0 | 3800 | 0 | 0 | 0 | 0 | 0 | 0 | 0 | 0 | 0 | 0 | 0
MISO_W_2_MISO_MO-IL | MISO_W | MISO_MO-IL | 2020 | B6 | 300 | 0 | 3800 | 0 | 0 | 0 | 0 | 0 | 0 | 0 | 0 | 0 | 0 | 0
MISO_W_2_MISO_MO-IL | MISO_W | MISO_MO-IL | 2020 | B7 | 400 | 0 | 3800 | 0 | 0 | 0 | 0 | 0 | 0 | 0 | 0 | 0 | 0 | 0
MISO_W_2_MISO_MO-IL | MISO_W | MISO_MO-IL | 2020 | B8 | 500 | 0 | 3800 | 0 | 0 | 0 | 0 | 0 | 0 | 0 | 0 | 0 | 0 | 0
MISO_W_2_MISO_MO-IL | MISO_W | MISO_MO-IL | 2020 | B9 | 800 | 0 | 3800 | 0 | 0 | 0 | 0 | 0 | 0 | 0 | 0 | 0 | 0 | 0
MISO_W_2_MISO_MO-IL | MISO_W | MISO_MO-IL | 2020 | B10 | 1262 | 0 | 3800 | 0 | 0 | 0 | 0 | 0 | 0 | 0 | 0 | 0 | 0 | 0
MISO_W_2_MISO_MO-IL | MISO_W | MISO_MO-IL | 2020 | B11 | 25 | 0 | 3800 | 0 | 0 | 2908.85 | 0 | 0 | 0 | 0 | 0 | 0 | 0 | 0
MISO_W_2_MISO_MO-IL | MISO_W | MISO_MO-IL | 2020 | B12 | 200 | 0 | 3800 | 262.66 | 0 | 0 | 0 | 0 | 0 | 0 | 0 | 0 | 0 | 0
MISO_W_2_MISO_MO-IL | MISO_W | MISO_MO-IL | 2020 | B13 | 600 | 0 | 3800 | 0 | 0 | 0 | 0 | 0 | 0 | 0 | 0 | 0 | 0 | 0
MISO_W_2_MISO_MO-IL | MISO_W | MISO_MO-IL | 2020 | B14 | 900 | 0 | 3800 | 0 | 0 | 198.37 | 0 | 0 | 0 | 0 | 0 | 0 | 0 | 0
MISO_W_2_MISO_MO-IL | MISO_W | MISO_MO-IL | 2020 | B15 | 1203 | 0 | 3800 | 0 | 0 | 0 | 0 | 0 | 0 | 0 | 0 | 0 | 0 | 0
MISO_W_2_MISO_MO-IL | MISO_W | MISO_MO-IL | 2020 | B16 | 25 | 0 | 3800 | 1773.91 | 0 | 0 | 0 | 0 | 0 | 0 | 0 | 0 | 0 | 0
MISO_W_2_MISO_MO-IL | MISO_W | MISO_MO-IL | 2020 | B17 | 100 | 0 | 3800 | 285.72 | 0 | 0 | 0 | 0 | 0 | 0 | 0 | 0 | 0 | 0
MISO_W_2_MISO_MO-IL | MISO_W | MISO_MO-IL | 2020 | B18 | 400 | 0 | 3800 | 0 | 0 | 0 | 0 | 0 | 0 | 0 | 0 | 0 | 0 | 0
MISO_W_2_MISO_MO-IL | MISO_W | MISO_MO-IL | 2020 | B19 | 700 | 0 | 3800 | 0 | 0 | 0 | 0 | 0 | 0 | 0 | 0 | 0 | 0 | 0
MISO_W_2_MISO_MO-IL | MISO_W | MISO_MO-IL | 2020 | B20 | 935 | 0 | 3800 | 258.09 | 0 | 0 | 0 | 0 | 0 | 0 | 0 | 0 | 0 | 0
MISO_W_2_MISO_MO-IL | MISO_W | MISO_MO-IL | 2025 | B1 | 10 | 0 | 3800 | 818.48 | 0 | 0 | 0 | 0 | 0 | 0 | 0 | 0 | 0 | 0
MISO_W_2_MISO_MO-IL | MISO_W | MISO_MO-IL | 2025 | B2 | 25 | 0 | 3800 | 0 | 0 | 0 | 0 | 0 | 0 | 0 | 0 | 0 | 0 | 0
MISO_W_2_MISO_MO-IL | MISO_W | MISO_MO-IL | 2025 | B3 | 75 | 0 | 3800 | 0 | 0 | 62.46 | 0 | 0 | 0 | 0 | 0 | 0 | 0 | 0
MISO_W_2_MISO_MO-IL | MISO_W | MISO_MO-IL | 2025 | B4 | 100 | 0 | 3800 | 0 | 0 | 1446.39 | 0 | 0 | 0 | 0 | 0 | 0 | 0 | 0
MISO_W_2_MISO_MO-IL | MISO_W | MISO_MO-IL | 2025 | B5 | 200 | 0 | 3800 | 0 | 0 | 490.12 | 0 | 0 | 0 | 0 | 0 | 0 | 0 | 0
MISO_W_2_MISO_MO-IL | MISO_W | MISO_MO-IL | 2025 | B6 | 300 | 0 | 3800 | 0 | 0 | 0 | 0 | 0 | 0 | 0 | 0 | 0 | 0 | 0
MISO_W_2_MISO_MO-IL | MISO_W | MISO_MO-IL | 2025 | B7 | 400 | 0 | 3800 | 0 | 0 | 0 | 0 | 0 | 0 | 0 | 0 | 0 | 0 | 0
MISO_W_2_MISO_MO-IL | MISO_W | MISO_MO-IL | 2025 | B8 | 500 | 0 | 3800 | 0 | 0 | 0 | 0 | 0 | 0 | 0 | 0 | 0 | 0 | 0
MISO_W_2_MISO_MO-IL | MISO_W | MISO_MO-IL | 2025 | B9 | 800 | 0 | 3800 | 270.2 | 0 | 0 | 0 | 0 | 0 | 0 | 0 | 0 | 0 | 0
MISO_W_2_MISO_MO-IL | MISO_W | MISO_MO-IL | 2025 | B10 | 1262 | 0 | 3800 | 727.17 | 0 | 0 | 0 | 0 | 0 | 0 | 0 | 0 | 0 | 0
MISO_W_2_MISO_MO-IL | MISO_W | MISO_MO-IL | 2025 | B11 | 25 | 0 | 3800 | 1039.59 | 0 | 2774.69 | 0 | 0 | 0 | 0 | 0 | 0 | 0 | 0
MISO_W_2_MISO_MO-IL | MISO_W | MISO_MO-IL | 2025 | B12 | 200 | 0 | 3800 | 493.37 | 0 | 0 | 0 | 0 | 0 | 0 | 0 | 0 | 0 | 0
MISO_W_2_MISO_MO-IL | MISO_W | MISO_MO-IL | 2025 | B13 | 600 | 0 | 3800 | 0 | 0 | 0 | 0 | 0 | 0 | 0 | 0 | 0 | 0 | 0
MISO_W_2_MISO_MO-IL | MISO_W | MISO_MO-IL | 2025 | B14 | 900 | 0 | 3800 | 0 | 0 | 0 | 0 | 0 | 0 | 0 | 0 | 0 | 0 | 0
MISO_W_2_MISO_MO-IL | MISO_W | MISO_MO-IL | 2025 | B15 | 1203 | 0 | 3800 | 0 | 0 | 0 | 0 | 0 | 0 | 0 | 0 | 0 | 0 | 0
MISO_W_2_MISO_MO-IL | MISO_W | MISO_MO-IL | 2025 | B16 | 25 | 0 | 3800 | 1565.03 | 0 | 1811.11 | 0 | 0 | 0 | 0 | 0 | 0 | 0 | 0
MISO_W_2_MISO_MO-IL | MISO_W | MISO_MO-IL | 2025 | B17 | 100 | 0 | 3800 | 1418 | 0 | 646.49 | 0 | 0 | 0 | 0 | 0 | 0 | 0 | 0
MISO_W_2_MISO_MO-IL | MISO_W | MISO_MO-IL | 2025 | B18 | 400 | 0 | 3800 | 0 | 0 | 0 | 0 | 0 | 0 | 0 | 0 | 0 | 0 | 0
MISO_W_2_MISO_MO-IL | MISO_W | MISO_MO-IL | 2025 | B19 | 700 | 0 | 3800 | 0 | 0 | 0 | 0 | 0 | 0 | 0 | 0 | 0 | 0 | 0
MISO_W_2_MISO_MO-IL | MISO_W | MISO_MO-IL | 2025 | B20 | 935 | 0 | 3800 | 413.53 | 0 | 0 | 0 | 0 | 0 | 0 | 0 | 0 | 0 | 0
MISO_W_2_MISO_MO-IL | MISO_W | MISO_MO-IL | 2030 | B1 | 10 | 0 | 3800 | 2005.82 | 0 | 88.16 | 0 | 0 | 0 | 0 | 0 | 0 | 0 | 0
MISO_W_2_MISO_MO-IL | MISO_W | MISO_MO-IL | 2030 | B2 | 25 | 0 | 3800 | 0 | 0 | 0 | 0 | 0 | 0 | 0 | 0 | 0 | 0 | 0
MISO_W_2_MISO_MO-IL | MISO_W | MISO_MO-IL | 2030 | B3 | 75 | 0 | 3800 | 0 | 0 | 2675.54 | 0 | 0 | 0 | 0 | 0 | 0 | 0 | 0
MISO_W_2_MISO_MO-IL | MISO_W | MISO_MO-IL | 2030 | B4 | 100 | 0 | 3800 | 0 | 0 | 3153.57 | 0 | 0 | 0 | 0 | 0 | 0 | 0 | 0
MISO_W_2_MISO_MO-IL | MISO_W | MISO_MO-IL | 2030 | B5 | 200 | 0 | 3800 | 0 | 0 | 1350.53 | 0 | 0 | 0 | 0 | 0 | 0 | 0 | 0
MISO_W_2_MISO_MO-IL | MISO_W | MISO_MO-IL | 2030 | B6 | 300 | 0 | 3800 | 0 | 0 | 0 | 0 | 0 | 0 | 0 | 0 | 0 | 0 | 0
MISO_W_2_MISO_MO-IL | MISO_W | MISO_MO-IL | 2030 | B7 | 400 | 0 | 3800 | 0 | 0 | 0 | 0 | 0 | 0 | 0 | 0 | 0 | 0 | 0
MISO_W_2_MISO_MO-IL | MISO_W | MISO_MO-IL | 2030 | B8 | 500 | 0 | 3800 | 228.27 | 0 | 0 | 0 | 0 | 0 | 0 | 0 | 0 | 0 | 0
MISO_W_2_MISO_MO-IL | MISO_W | MISO_MO-IL | 2030 | B9 | 800 | 0 | 3800 | 0 | 0 | 0 | 0 | 0 | 0 | 0 | 0 | 0 | 0 | 0
MISO_W_2_MISO_MO-IL | MISO_W | MISO_MO-IL | 2030 | B10 | 1262 | 0 | 3800 | 424.14 | 0 | 0 | 0 | 0 | 0 | 0 | 0 | 0 | 0 | 0
MISO_W_2_MISO_MO-IL | MISO_W | MISO_MO-IL | 2030 | B11 | 25 | 0 | 3800 | 1341.56 | 0 | 3800 | 0 | 209.1 | 0 | 0 | 0.01187 | 0 | 0 | 0
MISO_W_2_MISO_MO-IL | MISO_W | MISO_MO-IL | 2030 | B12 | 200 | 0 | 3800 | 1857.49 | 0 | 2029.6 | 0 | 0 | 0 | 0 | 0 | 0 | 0 | 0
MISO_W_2_MISO_MO-IL | MISO_W | MISO_MO-IL | 2030 | B13 | 600 | 0 | 3800 | 156.3 | 0 | 324.44 | 0 | 0 | 0 | 0 | 0 | 0 | 0 | 0
MISO_W_2_MISO_MO-IL | MISO_W | MISO_MO-IL | 2030 | B14 | 900 | 0 | 3800 | 0 | 0 | 0 | 0 | 0 | 0 | 0 | 0 | 0 | 0 | 0
MISO_W_2_MISO_MO-IL | MISO_W | MISO_MO-IL | 2030 | B15 | 1203 | 0 | 3800 | 0 | 0 | 0 | 0 | 0 | 0 | 0 | 0 | 0 | 0 | 0
MISO_W_2_MISO_MO-IL | MISO_W | MISO_MO-IL | 2030 | B16 | 25 | 0 | 3800 | 2309.56 | 0 | 2839.4 | 0 | 0 | 0 | 0 | 0 | 0 | 0 | 0
MISO_W_2_MISO_MO-IL | MISO_W | MISO_MO-IL | 2030 | B17 | 100 | 0 | 3800 | 1383.54 | 0 | 880.06 | 0 | 0 | 0 | 0 | 0 | 0 | 0 | 0
MISO_W_2_MISO_MO-IL | MISO_W | MISO_MO-IL | 2030 | B18 | 400 | 0 | 3800 | 0 | 0 | 0 | 0 | 0 | 0 | 0 | 0 | 0 | 0 | 0
MISO_W_2_MISO_MO-IL | MISO_W | MISO_MO-IL | 2030 | B19 | 700 | 0 | 3800 | 0 | 0 | 0 | 0 | 0 | 0 | 0 | 0 | 0 | 0 | 0
MISO_W_2_MISO_MO-IL | MISO_W | MISO_MO-IL | 2030 | B20 | 935 | 0 | 3800 | 832.28 | 0 | 0 | 0 | 0 | 0 | 0 | 0 | 0 | 0 | 0
MISO_W_2_MISO_MO-IL | MISO_W | MISO_MO-IL | 2035 | B1 | 10 | 0 | 3800 | 1805.63 | 0 | 3800 | 0 | 0 | 0 | 0 | 0.18992 | 0 | 0 | 0
MISO_W_2_MISO_MO-IL | MISO_W | MISO_MO-IL | 2035 | B2 | 25 | 0 | 3800 | 0 | 0 | 1892.25 | 0 | 0 | 0 | 0 | 0 | 0 | 0 | 0
MISO_W_2_MISO_MO-IL | MISO_W | MISO_MO-IL | 2035 | B3 | 75 | 0 | 3800 | 0 | 0 | 2360.47 | 0 | 0 | 0 | 0 | 0 | 0 | 0 | 0
MISO_W_2_MISO_MO-IL | MISO_W | MISO_MO-IL | 2035 | B4 | 100 | 0 | 3800 | 0 | 0 | 3503.3 | 0 | 0 | 0 | 0 | 0 | 0 | 0 | 0
MISO_W_2_MISO_MO-IL | MISO_W | MISO_MO-IL | 2035 | B5 | 200 | 0 | 3800 | 0 | 0 | 2472.07 | 0 | 0 | 0 | 0 | 0 | 0 | 0 | 0
MISO_W_2_MISO_MO-IL | MISO_W | MISO_MO-IL | 2035 | B6 | 300 | 0 | 3800 | 0 | 0 | 377.74 | 0 | 0 | 0 | 0 | 0 | 0 | 0 | 0
MISO_W_2_MISO_MO-IL | MISO_W | MISO_MO-IL | 2035 | B7 | 400 | 0 | 3800 | 0 | 0 | 1992.09 | 0 | 0 | 0 | 0 | 0 | 0 | 0 | 0
MISO_W_2_MISO_MO-IL | MISO_W | MISO_MO-IL | 2035 | B8 | 500 | 0 | 3800 | 1163.83 | 0 | 1755.76 | 0 | 0 | 0 | 0 | 0 | 0 | 0 | 0
MISO_W_2_MISO_MO-IL | MISO_W | MISO_MO-IL | 2035 | B9 | 800 | 0 | 3800 | 0 | 0 | 874 | 0 | 0 | 0 | 0 | 0 | 0 | 0 | 0
MISO_W_2_MISO_MO-IL | MISO_W | MISO_MO-IL | 2035 | B10 | 1262 | 0 | 3800 | 1540.47 | 0 | 827.2 | 0 | 0 | 0 | 0 | 0 | 0 | 0 | 0
MISO_W_2_MISO_MO-IL | MISO_W | MISO_MO-IL | 2035 | B11 | 25 | 0 | 3800 | 433.42 | 0 | 3800 | 0 | 0 | 0 | 0 | 0.1187 | 0 | 0 | 0
MISO_W_2_MISO_MO-IL | MISO_W | MISO_MO-IL | 2035 | B12 | 200 | 0 | 3800 | 1439.09 | 0 | 2915.4 | 0 | 0 | 0 | 0 | 0 | 0 | 0 | 0
MISO_W_2_MISO_MO-IL | MISO_W | MISO_MO-IL | 2035 | B13 | 600 | 0 | 3800 | 0 | 0 | 2028.5 | 0 | 0 | 0 | 0 | 0 | 0 | 0 | 0
MISO_W_2_MISO_MO-IL | MISO_W | MISO_MO-IL | 2035 | B14 | 900 | 0 | 3800 | 0 | 0 | 1297.44 | 0 | 0 | 0 | 0 | 0 | 0 | 0 | 0
MISO_W_2_MISO_MO-IL | MISO_W | MISO_MO-IL | 2035 | B15 | 1203 | 0 | 3800 | 0 | 0 | 0 | 0 | 0 | 0 | 0 | 0 | 0 | 0 | 0
MISO_W_2_MISO_MO-IL | MISO_W | MISO_MO-IL | 2035 | B16 | 25 | 0 | 3800 | 773.7 | 0 | 3800 | 0 | 0 | 0 | 0 | 0.97334 | 0 | 0 | 0
MISO_W_2_MISO_MO-IL | MISO_W | MISO_MO-IL | 2035 | B17 | 100 | 0 | 3800 | 723.22 | 0 | 3800 | 0 | 0 | 0 | 0 | 0.90212 | 0 | 0 | 0
MISO_W_2_MISO_MO-IL | MISO_W | MISO_MO-IL | 2035 | B18 | 400 | 0 | 3800 | 0 | 0 | 97.39 | 0 | 0 | 0 | 0 | 0 | 0 | 0 | 0
MISO_W_2_MISO_MO-IL | MISO_W | MISO_MO-IL | 2035 | B19 | 700 | 0 | 3800 | 0 | 0 | 0 | 0 | 0 | 0 | 0 | 0 | 0 | 0 | 0
MISO_W_2_MISO_MO-IL | MISO_W | MISO_MO-IL | 2035 | B20 | 935 | 0 | 3800 | 251.83 | 0 | 379.8 | 0 | 0 | 0 | 0 | 0 | 0 | 0 | 0
MISO_W_2_MISO_MO-IL | MISO_W | MISO_MO-IL | 2040 | B1 | 10 | 0 | 3800 | 3746.42 | 0 | 3800 | 0 | 0 | 0 | 0 | 0.74781 | 0 | 0 | 0.096104
MISO_W_2_MISO_MO-IL | MISO_W | MISO_MO-IL | 2040 | B2 | 25 | 0 | 3800 | 1416.65 | 0 | 3800 | 0 | 0 | 0 | 0 | 0.14244 | 0 | 0 | 0.096104
MISO_W_2_MISO_MO-IL | MISO_W | MISO_MO-IL | 2040 | B3 | 75 | 0 | 3800 | 0 | 0 | 1481.13 | 0 | 0 | 0 | 0 | 0 | 0 | 0 | 0.096104
MISO_W_2_MISO_MO-IL | MISO_W | MISO_MO-IL | 2040 | B4 | 100 | 0 | 3800 | 511.04 | 0 | 3800 | 0 | 0 | 0 | 0 | 0.16618 | 0 | 0 | 0.096104
MISO_W_2_MISO_MO-IL | MISO_W | MISO_MO-IL | 2040 | B5 | 200 | 0 | 3800 | 1783.91 | 0 | 3800 | 0 | 0 | 0 | 0 | 0.15431 | 0 | 0 | 0.096104
MISO_W_2_MISO_MO-IL | MISO_W | MISO_MO-IL | 2040 | B6 | 300 | 0 | 3800 | 697.3 | 0 | 3404.96 | 0 | 0 | 0 | 0 | 0 | 0 | 0 | 0.096104
MISO_W_2_MISO_MO-IL | MISO_W | MISO_MO-IL | 2040 | B7 | 400 | 0 | 3800 | 844.98 | 0 | 3800 | 0 | 0 | 0 | 0 | 0.01187 | 0 | 0 | 0.096104
MISO_W_2_MISO_MO-IL | MISO_W | MISO_MO-IL | 2040 | B8 | 500 | 0 | 3800 | 2130.06 | 0 | 3071.4 | 0 | 0 | 0 | 0 | 0 | 0 | 0 | 0.096104
MISO_W_2_MISO_MO-IL | MISO_W | MISO_MO-IL | 2040 | B9 | 800 | 0 | 3800 | 1088.11 | 0 | 3800 | 0 | 0 | 0 | 0 | 1.2938 | 0 | 0 | 0.096104
MISO_W_2_MISO_MO-IL | MISO_W | MISO_MO-IL | 2040 | B10 | 1262 | 0 | 3800 | 3800 | 0 | 3800 | 0 | 0 | 0.18992 | 0 | 1.8042 | 0.15852 | 0 | 0.096104
MISO_W_2_MISO_MO-IL | MISO_W | MISO_MO-IL | 2040 | B11 | 25 | 0 | 3800 | 3800 | 0 | 3800 | 0 | 0 | 2.6351 | 0 | 0.79529 | 0.04357 | 0 | 0.096104
MISO_W_2_MISO_MO-IL | MISO_W | MISO_MO-IL | 2040 | B12 | 200 | 0 | 3800 | 3800 | 0 | 3800 | 0 | 0 | 0.62911 | 0 | 1.5194 | 0.083216 | 0 | 0.096104
MISO_W_2_MISO_MO-IL | MISO_W | MISO_MO-IL | 2040 | B13 | 600 | 0 | 3800 | 2974.29 | 0 | 3800 | 0 | 0 | 0 | 0 | 0.01187 | 0 | 0 | 0.096104
MISO_W_2_MISO_MO-IL | MISO_W | MISO_MO-IL | 2040 | B14 | 900 | 0 | 3800 | 2866.09 | 0 | 3800 | 0 | 0 | 0 | 0 | 2.6233 | 0 | 0 | 0.096104
MISO_W_2_MISO_MO-IL | MISO_W | MISO_MO-IL | 2040 | B15 | 1203 | 0 | 3800 | 3738.41 | 0 | 3727.28 | 0 | 0 | 0 | 0 | 0 | 0 | 0 | 0.096104
MISO_W_2_MISO_MO-IL | MISO_W | MISO_MO-IL | 2040 | B16 | 25 | 0 | 3800 | 3800 | 0 | 3800 | 0 | 378.93 | 5.9943 | 0 | 3.0031 | 0.099113 | 0 | 0.096104
MISO_W_2_MISO_MO-IL | MISO_W | MISO_MO-IL | 2040 | B17 | 100 | 0 | 3800 | 3242.02 | 0 | 3800 | 0 | 0 | 0 | 0 | 2.3503 | 0 | 0 | 0.096104
MISO_W_2_MISO_MO-IL | MISO_W | MISO_MO-IL | 2040 | B18 | 400 | 0 | 3800 | 724.78 | 0 | 2148.51 | 0 | 0 | 0 | 0 | 0 | 0 | 0 | 0.096104
MISO_W_2_MISO_MO-IL | MISO_W | MISO_MO-IL | 2040 | B19 | 700 | 0 | 3800 | 0 | 0 | 2568.05 | 0 | 0 | 0 | 0 | 0 | 0 | 0 | 0.096104
MISO_W_2_MISO_MO-IL | MISO_W | MISO_MO-IL | 2040 | B20 | 935 | 0 | 3800 | 3531.73 | 0 | 3800 | 0 | 0 | 0 | 0 | 2.3503 | 0 | 0 | 0.096104
MISO_W_2_MISO_MO-IL | MISO_W | MISO_MO-IL | 2045 | B1 | 10 | 0 | 3800 | 3800 | 0 | 3800 | 0 | 2375.35 | 14.5408 | 0 | 2.9556 | 0.019427 | 0 | 1.6556
MISO_W_2_MISO_MO-IL | MISO_W | MISO_MO-IL | 2045 | B2 | 25 | 0 | 3800 | 3800 | 0 | 3800 | 0 | 0 | 2.6114 | 0 | 2.2197 | 0.0087221 | 0 | 1.6556
MISO_W_2_MISO_MO-IL | MISO_W | MISO_MO-IL | 2045 | B3 | 75 | 0 | 3800 | 1637.78 | 0 | 3800 | 0 | 0 | 0 | 0 | 0.93773 | 0 | 0 | 1.6556
MISO_W_2_MISO_MO-IL | MISO_W | MISO_MO-IL | 2045 | B4 | 100 | 0 | 3800 | 3191.9 | 0 | 3800 | 0 | 1779.61 | 0 | 0 | 2.9556 | 0 | 0 | 1.6556
MISO_W_2_MISO_MO-IL | MISO_W | MISO_MO-IL | 2045 | B5 | 200 | 0 | 3800 | 3800 | 0 | 3800 | 0 | 1784.1 | 2.6114 | 0 | 2.9556 | 0.069777 | 0 | 1.6556
MISO_W_2_MISO_MO-IL | MISO_W | MISO_MO-IL | 2045 | B6 | 300 | 0 | 3800 | 3800 | 0 | 3800 | 0 | 2365.24 | 2.2197 | 0 | 2.9556 | 0.088966 | 0 | 1.6556
MISO_W_2_MISO_MO-IL | MISO_W | MISO_MO-IL | 2045 | B7 | 400 | 0 | 3800 | 3800 | 0 | 3800 | 0 | 1636.44 | 0.21366 | 0 | 2.9556 | 0.011418 | 0 | 1.6556
MISO_W_2_MISO_MO-IL | MISO_W | MISO_MO-IL | 2045 | B8 | 500 | 0 | 3800 | 3800 | 0 | 3800 | 0 | 4446.05 | 2.552 | 0 | 2.9556 | 0.17048 | 0 | 1.6556
MISO_W_2_MISO_MO-IL | MISO_W | MISO_MO-IL | 2045 | B9 | 800 | 0 | 3800 | 3800 | 0 | 3800 | 0 | 6016.71 | 3.6085 | 0 | 2.9556 | 0.38568 | 0 | 1.6556
MISO_W_2_MISO_MO-IL | MISO_W | MISO_MO-IL | 2045 | B10 | 1262 | 0 | 3800 | 3800 | 0 | 3800 | 0 | 6410.68 | 11.9887 | 0 | 2.9556 | 2.0213 | 0 | 1.6556
MISO_W_2_MISO_MO-IL | MISO_W | MISO_MO-IL | 2045 | B11 | 25 | 0 | 3800 | 3800 | 0 | 3800 | 0 | 0 | 9.0093 | 0 | 2.552 | 0.030091 | 0 | 1.6556
MISO_W_2_MISO_MO-IL | MISO_W | MISO_MO-IL | 2045 | B12 | 200 | 0 | 3800 | 3800 | 0 | 3800 | 0 | 80.87 | 4.9973 | 0 | 2.9556 | 0.13353 | 0 | 1.6556
MISO_W_2_MISO_MO-IL | MISO_W | MISO_MO-IL | 2045 | B13 | 600 | 0 | 3800 | 3800 | 0 | 3800 | 0 | 0 | 3.8459 | 0 | 2.742 | 0.30829 | 0 | 1.6556
MISO_W_2_MISO_MO-IL | MISO_W | MISO_MO-IL | 2045 | B14 | 900 | 0 | 3800 | 3800 | 0 | 3800 | 0 | 1070.02 | 0.48667 | 0 | 2.9556 | 0.058517 | 0 | 1.6556
MISO_W_2_MISO_MO-IL | MISO_W | MISO_MO-IL | 2045 | B15 | 1203 | 0 | 3800 | 3800 | 0 | 3800 | 0 | 99.08 | 10.4693 | 0 | 2.9556 | 1.6826 | 0 | 1.6556
MISO_W_2_MISO_MO-IL | MISO_W | MISO_MO-IL | 2045 | B16 | 25 | 0 | 3800 | 3800 | 0 | 3800 | 0 | 9011.71 | 20.0366 | 0 | 2.9556 | 0.066922 | 0 | 1.6556
MISO_W_2_MISO_MO-IL | MISO_W | MISO_MO-IL | 2045 | B17 | 100 | 0 | 3800 | 3800 | 0 | 3800 | 0 | 4962.46 | 3.383 | 0 | 2.9556 | 0.045196 | 0 | 1.6556
MISO_W_2_MISO_MO-IL | MISO_W | MISO_MO-IL | 2045 | B18 | 400 | 0 | 3800 | 2404.02 | 0 | 3800 | 0 | 3159.13 | 0 | 0 | 2.9556 | 0 | 0 | 1.6556
MISO_W_2_MISO_MO-IL | MISO_W | MISO_MO-IL | 2045 | B19 | 700 | 0 | 3800 | 2110.48 | 0 | 3800 | 0 | 3710.17 | 0 | 0 | 2.9556 | 0 | 0 | 1.6556
MISO_W_2_MISO_MO-IL | MISO_W | MISO_MO-IL | 2045 | B20 | 935 | 0 | 3800 | 3800 | 0 | 3800 | 0 | 1473.98 | 12.1786 | 0 | 2.9556 | 1.5213 | 0 | 1.6556
MISO_W_2_MISO_MO-IL | MISO_W | MISO_MO-IL | 2050 | B1 | 10 | 0 | 3800 | 3800 | 0 | 3800 | 0 | 0 | 11.7276 | 0 | 3.4779 | 0.01866 | 0 | 1.7198
MISO_W_2_MISO_MO-IL | MISO_W | MISO_MO-IL | 2050 | B2 | 25 | 0 | 3800 | 3800 | 0 | 3800 | 0 | 0 | 1.3057 | 0 | 1.4007 | 0.0051937 | 0 | 1.7198
MISO_W_2_MISO_MO-IL | MISO_W | MISO_MO-IL | 2050 | B3 | 75 | 0 | 3800 | 2279.87 | 0 | 3800 | 0 | 0 | 0 | 0 | 1.3769 | 0 | 0 | 1.7198
MISO_W_2_MISO_MO-IL | MISO_W | MISO_MO-IL | 2050 | B4 | 100 | 0 | 3800 | 3800 | 0 | 3800 | 0 | 0 | 3.4304 | 0 | 1.5075 | 0.054581 | 0 | 1.7198
MISO_W_2_MISO_MO-IL | MISO_W | MISO_MO-IL | 2050 | B5 | 200 | 0 | 3800 | 3800 | 0 | 3800 | 0 | 0 | 1.9586 | 0 | 0.18992 | 0.062325 | 0 | 1.7198
MISO_W_2_MISO_MO-IL | MISO_W | MISO_MO-IL | 2050 | B6 | 300 | 0 | 3800 | 3800 | 0 | 3800 | 0 | 68.99 | 1.5431 | 0 | 3.4779 | 0.073656 | 0 | 1.7198
MISO_W_2_MISO_MO-IL | MISO_W | MISO_MO-IL | 2050 | B7 | 400 | 0 | 3800 | 3633.6 | 0 | 3800 | 0 | 0 | 0 | 0 | 2.0891 | 0 | 0 | 1.7198
MISO_W_2_MISO_MO-IL | MISO_W | MISO_MO-IL | 2050 | B8 | 500 | 0 | 3800 | 3800 | 0 | 3800 | 0 | 2235.76 | 1.4956 | 0 | 3.4779 | 0.11898 | 0 | 1.7198
MISO_W_2_MISO_MO-IL | MISO_W | MISO_MO-IL | 2050 | B9 | 800 | 0 | 3800 | 3800 | 0 | 3800 | 0 | 3132.83 | 2.7064 | 0 | 3.4779 | 0.34448 | 0 | 1.7198
MISO_W_2_MISO_MO-IL | MISO_W | MISO_MO-IL | 2050 | B10 | 1262 | 0 | 3800 | 3800 | 0 | 3800 | 0 | 3388.03 | 10.4575 | 0 | 3.4779 | 2.0998 | 0 | 1.7198
MISO_W_2_MISO_MO-IL | MISO_W | MISO_MO-IL | 2050 | B11 | 25 | 0 | 3800 | 3800 | 0 | 3800 | 0 | 0 | 4.0002 | 0 | 1.2464 | 0.015912 | 0 | 1.7198
MISO_W_2_MISO_MO-IL | MISO_W | MISO_MO-IL | 2050 | B12 | 200 | 0 | 3800 | 3800 | 0 | 3800 | 0 | 1503.59 | 5.2822 | 0 | 3.4779 | 0.16809 | 0 | 1.7198
MISO_W_2_MISO_MO-IL | MISO_W | MISO_MO-IL | 2050 | B13 | 600 | 0 | 3800 | 3800 | 0 | 3800 | 0 | 0 | 1.4125 | 0 | 1.4125 | 0.13485 | 0 | 1.7198
MISO_W_2_MISO_MO-IL | MISO_W | MISO_MO-IL | 2050 | B14 | 900 | 0 | 3800 | 2569.26 | 0 | 3800 | 0 | 1488.89 | 0 | 0 | 3.4779 | 0 | 0 | 1.7198
MISO_W_2_MISO_MO-IL | MISO_W | MISO_MO-IL | 2050 | B15 | 1203 | 0 | 3800 | 3800 | 0 | 3800 | 0 | 1481.26 | 9.8996 | 0 | 3.4779 | 1.8949 | 0 | 1.7198
MISO_W_2_MISO_MO-IL | MISO_W | MISO_MO-IL | 2050 | B16 | 25 | 0 | 3800 | 3800 | 0 | 3800 | 0 | 8359.45 | 23.2296 | 0 | 3.4779 | 0.092401 | 0 | 1.7198
MISO_W_2_MISO_MO-IL | MISO_W | MISO_MO-IL | 2050 | B17 | 100 | 0 | 3800 | 3800 | 0 | 3800 | 0 | 4365.23 | 5.5196 | 0 | 3.4779 | 0.087821 | 0 | 1.7198
MISO_W_2_MISO_MO-IL | MISO_W | MISO_MO-IL | 2050 | B18 | 400 | 0 | 3800 | 2807.87 | 0 | 3800 | 0 | 1076.27 | 0 | 0 | 3.4779 | 0 | 0 | 1.7198
MISO_W_2_MISO_MO-IL | MISO_W | MISO_MO-IL | 2050 | B19 | 700 | 0 | 3800 | 2143.94 | 0 | 3800 | 0 | 1744.97 | 0 | 0 | 3.4779 | 0 | 0 | 1.7198
MISO_W_2_MISO_MO-IL | MISO_W | MISO_MO-IL | 2050 | B20 | 935 | 0 | 3800 | 3800 | 0 | 3800 | 0 | 2923.6 | 11.4783 | 0 | 3.4779 | 1.7076 | 0 | 1.7198
MISO_W_2_MISO_WUMS | MISO_W | MISO_WUMS | 2015 | B1 | 10 | 0 | 1629 | 35.2 | 0 | 0 | 0 | 0 | 0 | 0 | 0 | 0 | 0 | 0.53249
MISO_W_2_MISO_WUMS | MISO_W | MISO_WUMS | 2015 | B2 | 25 | 0 | 1629 | 1571.6 | 0 | 945.94 | 0 | 0 | 0 | 0 | 0 | 0 | 0 | 0.53249
MISO_W_2_MISO_WUMS | MISO_W | MISO_WUMS | 2015 | B3 | 75 | 0 | 1629 | 985.36 | 0 | 593.22 | 0 | 0 | 0 | 0 | 0 | 0 | 0 | 0.53249
MISO_W_2_MISO_WUMS | MISO_W | MISO_WUMS | 2015 | B4 | 100 | 0 | 1629 | 241.56 | 0 | 762.14 | 0 | 0 | 0 | 0 | 0 | 0 | 0 | 0.53249
MISO_W_2_MISO_WUMS | MISO_W | MISO_WUMS | 2015 | B5 | 200 | 0 | 1629 | 0 | 0 | 0 | 0 | 0 | 0 | 0 | 0 | 0 | 0 | 0.53249
MISO_W_2_MISO_WUMS | MISO_W | MISO_WUMS | 2015 | B6 | 300 | 0 | 1629 | 0 | 0 | 286.3 | 0 | 0 | 0 | 0 | 0 | 0 | 0 | 0.53249
MISO_W_2_MISO_WUMS | MISO_W | MISO_WUMS | 2015 | B7 | 400 | 0 | 1629 | 440.18 | 0 | 562.47 | 0 | 0 | 0 | 0 | 0 | 0 | 0 | 0.53249
MISO_W_2_MISO_WUMS | MISO_W | MISO_WUMS | 2015 | B8 | 500 | 0 | 1629 | 130.93 | 0 | 694.93 | 0 | 0 | 0 | 0 | 0 | 0 | 0 | 0.53249
MISO_W_2_MISO_WUMS | MISO_W | MISO_WUMS | 2015 | B9 | 800 | 0 | 1629 | 0 | 0 | 1392.16 | 0 | 0 | 0 | 0 | 0 | 0 | 0 | 0.53249
MISO_W_2_MISO_WUMS | MISO_W | MISO_WUMS | 2015 | B10 | 1262 | 0 | 1629 | 1629 | 0 | 1629 | 0 | 0 | 2.8725 | 0 | 0.3561 | 1.65 | 0 | 0.53249
MISO_W_2_MISO_WUMS | MISO_W | MISO_WUMS | 2015 | B11 | 25 | 0 | 1629 | 247.92 | 0 | 609.37 | 0 | 0 | 0 | 0 | 0 | 0 | 0 | 0.53249
MISO_W_2_MISO_WUMS | MISO_W | MISO_WUMS | 2015 | B12 | 200 | 0 | 1629 | 587.44 | 0 | 885.08 | 0 | 0 | 0 | 0 | 0 | 0 | 0 | 0.53249
MISO_W_2_MISO_WUMS | MISO_W | MISO_WUMS | 2015 | B13 | 600 | 0 | 1629 | 641.33 | 0 | 1002.78 | 0 | 0 | 0 | 0 | 0 | 0 | 0 | 0.53249
MISO_W_2_MISO_WUMS | MISO_W | MISO_WUMS | 2015 | B14 | 900 | 0 | 1629 | 693.74 | 0 | 967.05 | 0 | 0 | 0 | 0 | 0 | 0 | 0 | 0.53249
MISO_W_2_MISO_WUMS | MISO_W | MISO_WUMS | 2015 | B15 | 1203 | 0 | 1629 | 184.63 | 0 | 0 | 0 | 0 | 0 | 0 | 0 | 0 | 0 | 0.53249
MISO_W_2_MISO_WUMS | MISO_W | MISO_WUMS | 2015 | B16 | 25 | 0 | 1629 | 504.06 | 0 | 0 | 0 | 0 | 0 | 0 | 0 | 0 | 0 | 0.53249
MISO_W_2_MISO_WUMS | MISO_W | MISO_WUMS | 2015 | B17 | 100 | 0 | 1629 | 826.49 | 0 | 0 | 0 | 0 | 0 | 0 | 0 | 0 | 0 | 0.53249
MISO_W_2_MISO_WUMS | MISO_W | MISO_WUMS | 2015 | B18 | 400 | 0 | 1629 | 0 | 0 | 234.34 | 0 | 0 | 0 | 0 | 0 | 0 | 0 | 0.53249
MISO_W_2_MISO_WUMS | MISO_W | MISO_WUMS | 2015 | B19 | 700 | 0 | 1629 | 0 | 0 | 336.44 | 0 | 0 | 0 | 0 | 0 | 0 | 0 | 0.53249
MISO_W_2_MISO_WUMS | MISO_W | MISO_WUMS | 2015 | B20 | 935 | 0 | 1629 | 1629 | 0 | 815.04 | 0 | 0 | 1.1277 | 0 | 0 | 0.47991 | 0 | 0.53249
MISO_W_2_MISO_WUMS | MISO_W | MISO_WUMS | 2020 | B1 | 10 | 0 | 1629 | 0 | 0 | 0 | 0 | 0 | 0 | 0 | 0 | 0 | 0 | 0
MISO_W_2_MISO_WUMS | MISO_W | MISO_WUMS | 2020 | B2 | 25 | 0 | 1629 | 0 | 0 | 0 | 0 | 0 | 0 | 0 | 0 | 0 | 0 | 0
MISO_W_2_MISO_WUMS | MISO_W | MISO_WUMS | 2020 | B3 | 75 | 0 | 1629 | 0 | 0 | 0 | 0 | 0 | 0 | 0 | 0 | 0 | 0 | 0
MISO_W_2_MISO_WUMS | MISO_W | MISO_WUMS | 2020 | B4 | 100 | 0 | 1629 | 0 | 0 | 0 | 0 | 0 | 0 | 0 | 0 | 0 | 0 | 0
MISO_W_2_MISO_WUMS | MISO_W | MISO_WUMS | 2020 | B5 | 200 | 0 | 1629 | 0 | 0 | 0 | 0 | 0 | 0 | 0 | 0 | 0 | 0 | 0
MISO_W_2_MISO_WUMS | MISO_W | MISO_WUMS | 2020 | B6 | 300 | 0 | 1629 | 0 | 0 | 0 | 0 | 0 | 0 | 0 | 0 | 0 | 0 | 0
MISO_W_2_MISO_WUMS | MISO_W | MISO_WUMS | 2020 | B7 | 400 | 0 | 1629 | 0 | 0 | 0 | 0 | 0 | 0 | 0 | 0 | 0 | 0 | 0
MISO_W_2_MISO_WUMS | MISO_W | MISO_WUMS | 2020 | B8 | 500 | 0 | 1629 | 0 | 0 | 0 | 0 | 0 | 0 | 0 | 0 | 0 | 0 | 0
MISO_W_2_MISO_WUMS | MISO_W | MISO_WUMS | 2020 | B9 | 800 | 0 | 1629 | 0 | 0 | 0 | 0 | 0 | 0 | 0 | 0 | 0 | 0 | 0
MISO_W_2_MISO_WUMS | MISO_W | MISO_WUMS | 2020 | B10 | 1262 | 0 | 1629 | 1216.49 | 0 | 0 | 0 | 0 | 0 | 0 | 0 | 0 | 0 | 0
MISO_W_2_MISO_WUMS | MISO_W | MISO_WUMS | 2020 | B11 | 25 | 0 | 1629 | 0 | 0 | 0 | 0 | 0 | 0 | 0 | 0 | 0 | 0 | 0
MISO_W_2_MISO_WUMS | MISO_W | MISO_WUMS | 2020 | B12 | 200 | 0 | 1629 | 0 | 0 | 0 | 0 | 0 | 0 | 0 | 0 | 0 | 0 | 0
MISO_W_2_MISO_WUMS | MISO_W | MISO_WUMS | 2020 | B13 | 600 | 0 | 1629 | 0 | 0 | 0 | 0 | 0 | 0 | 0 | 0 | 0 | 0 | 0
MISO_W_2_MISO_WUMS | MISO_W | MISO_WUMS | 2020 | B14 | 900 | 0 | 1629 | 261.85 | 0 | 0 | 0 | 0 | 0 | 0 | 0 | 0 | 0 | 0
MISO_W_2_MISO_WUMS | MISO_W | MISO_WUMS | 2020 | B15 | 1203 | 0 | 1629 | 0 | 0 | 0 | 0 | 0 | 0 | 0 | 0 | 0 | 0 | 0
MISO_W_2_MISO_WUMS | MISO_W | MISO_WUMS | 2020 | B16 | 25 | 0 | 1629 | 0 | 0 | 0 | 0 | 0 | 0 | 0 | 0 | 0 | 0 | 0
MISO_W_2_MISO_WUMS | MISO_W | MISO_WUMS | 2020 | B17 | 100 | 0 | 1629 | 209.09 | 0 | 0 | 0 | 0 | 0 | 0 | 0 | 0 | 0 | 0
MISO_W_2_MISO_WUMS | MISO_W | MISO_WUMS | 2020 | B18 | 400 | 0 | 1629 | 0 | 0 | 0 | 0 | 0 | 0 | 0 | 0 | 0 | 0 | 0
MISO_W_2_MISO_WUMS | MISO_W | MISO_WUMS | 2020 | B19 | 700 | 0 | 1629 | 0 | 0 | 0 | 0 | 0 | 0 | 0 | 0 | 0 | 0 | 0
MISO_W_2_MISO_WUMS | MISO_W | MISO_WUMS | 2020 | B20 | 935 | 0 | 1629 | 951.83 | 0 | 0 | 0 | 0 | 0 | 0 | 0 | 0 | 0 | 0
MISO_W_2_MISO_WUMS | MISO_W | MISO_WUMS | 2025 | B1 | 10 | 0 | 1629 | 0 | 0 | 0 | 0 | 0 | 0 | 0 | 0 | 0 | 0 | 0.07122
MISO_W_2_MISO_WUMS | MISO_W | MISO_WUMS | 2025 | B2 | 25 | 0 | 1629 | 0 | 0 | 0 | 0 | 0 | 0 | 0 | 0 | 0 | 0 | 0.07122
MISO_W_2_MISO_WUMS | MISO_W | MISO_WUMS | 2025 | B3 | 75 | 0 | 1629 | 0 | 0 | 0 | 0 | 0 | 0 | 0 | 0 | 0 | 0 | 0.07122
MISO_W_2_MISO_WUMS | MISO_W | MISO_WUMS | 2025 | B4 | 100 | 0 | 1629 | 0 | 0 | 0 | 0 | 0 | 0 | 0 | 0 | 0 | 0 | 0.07122
MISO_W_2_MISO_WUMS | MISO_W | MISO_WUMS | 2025 | B5 | 200 | 0 | 1629 | 0 | 0 | 0 | 0 | 0 | 0 | 0 | 0 | 0 | 0 | 0.07122
MISO_W_2_MISO_WUMS | MISO_W | MISO_WUMS | 2025 | B6 | 300 | 0 | 1629 | 0 | 0 | 0 | 0 | 0 | 0 | 0 | 0 | 0 | 0 | 0.07122
MISO_W_2_MISO_WUMS | MISO_W | MISO_WUMS | 2025 | B7 | 400 | 0 | 1629 | 0 | 0 | 0 | 0 | 0 | 0 | 0 | 0 | 0 | 0 | 0.07122
MISO_W_2_MISO_WUMS | MISO_W | MISO_WUMS | 2025 | B8 | 500 | 0 | 1629 | 0 | 0 | 0 | 0 | 0 | 0 | 0 | 0 | 0 | 0 | 0.07122
MISO_W_2_MISO_WUMS | MISO_W | MISO_WUMS | 2025 | B9 | 800 | 0 | 1629 | 0 | 0 | 0 | 0 | 0 | 0 | 0 | 0 | 0 | 0 | 0.07122
MISO_W_2_MISO_WUMS | MISO_W | MISO_WUMS | 2025 | B10 | 1262 | 0 | 1629 | 1629 | 0 | 0 | 0 | 0 | 0.28488 | 0 | 0 | 0.28488 | 0 | 0.07122
MISO_W_2_MISO_WUMS | MISO_W | MISO_WUMS | 2025 | B11 | 25 | 0 | 1629 | 0 | 0 | 0 | 0 | 0 | 0 | 0 | 0 | 0 | 0 | 0.07122
MISO_W_2_MISO_WUMS | MISO_W | MISO_WUMS | 2025 | B12 | 200 | 0 | 1629 | 0 | 0 | 0 | 0 | 0 | 0 | 0 | 0 | 0 | 0 | 0.07122
MISO_W_2_MISO_WUMS | MISO_W | MISO_WUMS | 2025 | B13 | 600 | 0 | 1629 | 0 | 0 | 0 | 0 | 0 | 0 | 0 | 0 | 0 | 0 | 0.07122
MISO_W_2_MISO_WUMS | MISO_W | MISO_WUMS | 2025 | B14 | 900 | 0 | 1629 | 0 | 0 | 0 | 0 | 0 | 0 | 0 | 0 | 0 | 0 | 0.07122
MISO_W_2_MISO_WUMS | MISO_W | MISO_WUMS | 2025 | B15 | 1203 | 0 | 1629 | 611.51 | 0 | 0 | 0 | 0 | 0 | 0 | 0 | 0 | 0 | 0.07122
MISO_W_2_MISO_WUMS | MISO_W | MISO_WUMS | 2025 | B16 | 25 | 0 | 1629 | 144.34 | 0 | 0 | 0 | 0 | 0 | 0 | 0 | 0 | 0 | 0.07122
MISO_W_2_MISO_WUMS | MISO_W | MISO_WUMS | 2025 | B17 | 100 | 0 | 1629 | 367.42 | 0 | 0 | 0 | 0 | 0 | 0 | 0 | 0 | 0 | 0.07122
MISO_W_2_MISO_WUMS | MISO_W | MISO_WUMS | 2025 | B18 | 400 | 0 | 1629 | 0 | 0 | 0 | 0 | 0 | 0 | 0 | 0 | 0 | 0 | 0.07122
MISO_W_2_MISO_WUMS | MISO_W | MISO_WUMS | 2025 | B19 | 700 | 0 | 1629 | 0 | 0 | 0 | 0 | 0 | 0 | 0 | 0 | 0 | 0 | 0.07122
MISO_W_2_MISO_WUMS | MISO_W | MISO_WUMS | 2025 | B20 | 935 | 0 | 1629 | 1143.85 | 0 | 333.38 | 0 | 0 | 0 | 0 | 0 | 0 | 0 | 0.07122
MISO_W_2_MISO_WUMS | MISO_W | MISO_WUMS | 2030 | B1 | 10 | 0 | 1629 | 0 | 0 | 0 | 0 | 0 | 0 | 0 | 0 | 0 | 0 | 0.0089025
MISO_W_2_MISO_WUMS | MISO_W | MISO_WUMS | 2030 | B2 | 25 | 0 | 1629 | 0 | 0 | 0 | 0 | 0 | 0 | 0 | 0 | 0 | 0 | 0.0089025
MISO_W_2_MISO_WUMS | MISO_W | MISO_WUMS | 2030 | B3 | 75 | 0 | 1629 | 0 | 0 | 0 | 0 | 0 | 0 | 0 | 0 | 0 | 0 | 0.0089025
MISO_W_2_MISO_WUMS | MISO_W | MISO_WUMS | 2030 | B4 | 100 | 0 | 1629 | 0 | 0 | 0 | 0 | 0 | 0 | 0 | 0 | 0 | 0 | 0.0089025
MISO_W_2_MISO_WUMS | MISO_W | MISO_WUMS | 2030 | B5 | 200 | 0 | 1629 | 0 | 0 | 0 | 0 | 0 | 0 | 0 | 0 | 0 | 0 | 0.0089025
MISO_W_2_MISO_WUMS | MISO_W | MISO_WUMS | 2030 | B6 | 300 | 0 | 1629 | 0 | 0 | 0 | 0 | 0 | 0 | 0 | 0 | 0 | 0 | 0.0089025
MISO_W_2_MISO_WUMS | MISO_W | MISO_WUMS | 2030 | B7 | 400 | 0 | 1629 | 0 | 0 | 0 | 0 | 0 | 0 | 0 | 0 | 0 | 0 | 0.0089025
MISO_W_2_MISO_WUMS | MISO_W | MISO_WUMS | 2030 | B8 | 500 | 0 | 1629 | 0 | 0 | 0 | 0 | 0 | 0 | 0 | 0 | 0 | 0 | 0.0089025
MISO_W_2_MISO_WUMS | MISO_W | MISO_WUMS | 2030 | B9 | 800 | 0 | 1629 | 229.45 | 0 | 167.52 | 0 | 0 | 0 | 0 | 0 | 0 | 0 | 0.0089025
MISO_W_2_MISO_WUMS | MISO_W | MISO_WUMS | 2030 | B10 | 1262 | 0 | 1629 | 1629 | 0 | 0 | 0 | 0 | 0.03561 | 0 | 0 | 0.03561 | 0 | 0.0089025
MISO_W_2_MISO_WUMS | MISO_W | MISO_WUMS | 2030 | B11 | 25 | 0 | 1629 | 0 | 0 | 0 | 0 | 0 | 0 | 0 | 0 | 0 | 0 | 0.0089025
MISO_W_2_MISO_WUMS | MISO_W | MISO_WUMS | 2030 | B12 | 200 | 0 | 1629 | 0 | 0 | 0 | 0 | 0 | 0 | 0 | 0 | 0 | 0 | 0.0089025
MISO_W_2_MISO_WUMS | MISO_W | MISO_WUMS | 2030 | B13 | 600 | 0 | 1629 | 0 | 0 | 0 | 0 | 0 | 0 | 0 | 0 | 0 | 0 | 0.0089025
MISO_W_2_MISO_WUMS | MISO_W | MISO_WUMS | 2030 | B14 | 900 | 0 | 1629 | 0 | 0 | 0 | 0 | 0 | 0 | 0 | 0 | 0 | 0 | 0.0089025
MISO_W_2_MISO_WUMS | MISO_W | MISO_WUMS | 2030 | B15 | 1203 | 0 | 1629 | 0 | 0 | 0 | 0 | 0 | 0 | 0 | 0 | 0 | 0 | 0.0089025
MISO_W_2_MISO_WUMS | MISO_W | MISO_WUMS | 2030 | B16 | 25 | 0 | 1629 | 0 | 0 | 0 | 0 | 0 | 0 | 0 | 0 | 0 | 0 | 0.0089025
MISO_W_2_MISO_WUMS | MISO_W | MISO_WUMS | 2030 | B17 | 100 | 0 | 1629 | 107.02 | 0 | 91.62 | 0 | 0 | 0 | 0 | 0 | 0 | 0 | 0.0089025
MISO_W_2_MISO_WUMS | MISO_W | MISO_WUMS | 2030 | B18 | 400 | 0 | 1629 | 0 | 0 | 0 | 0 | 0 | 0 | 0 | 0 | 0 | 0 | 0.0089025
MISO_W_2_MISO_WUMS | MISO_W | MISO_WUMS | 2030 | B19 | 700 | 0 | 1629 | 0 | 0 | 0 | 0 | 0 | 0 | 0 | 0 | 0 | 0 | 0.0089025
MISO_W_2_MISO_WUMS | MISO_W | MISO_WUMS | 2030 | B20 | 935 | 0 | 1629 | 952.86 | 0 | 162.23 | 0 | 0 | 0 | 0 | 0 | 0 | 0 | 0.0089025
MISO_W_2_MISO_WUMS | MISO_W | MISO_WUMS | 2035 | B1 | 10 | 0 | 1629 | 0 | 0 | 0 | 0 | 0 | 0 | 0 | 0 | 0 | 0 | 0.33825
MISO_W_2_MISO_WUMS | MISO_W | MISO_WUMS | 2035 | B2 | 25 | 0 | 1629 | 0 | 0 | 0 | 0 | 0 | 0 | 0 | 0 | 0 | 0 | 0.33825
MISO_W_2_MISO_WUMS | MISO_W | MISO_WUMS | 2035 | B3 | 75 | 0 | 1629 | 0 | 0 | 0 | 0 | 0 | 0 | 0 | 0 | 0 | 0 | 0.33825
MISO_W_2_MISO_WUMS | MISO_W | MISO_WUMS | 2035 | B4 | 100 | 0 | 1629 | 0 | 0 | 0 | 0 | 0 | 0 | 0 | 0 | 0 | 0 | 0.33825
MISO_W_2_MISO_WUMS | MISO_W | MISO_WUMS | 2035 | B5 | 200 | 0 | 1629 | 0 | 0 | 0 | 0 | 0 | 0 | 0 | 0 | 0 | 0 | 0.33825
MISO_W_2_MISO_WUMS | MISO_W | MISO_WUMS | 2035 | B6 | 300 | 0 | 1629 | 0 | 0 | 0 | 0 | 0 | 0 | 0 | 0 | 0 | 0 | 0.33825
MISO_W_2_MISO_WUMS | MISO_W | MISO_WUMS | 2035 | B7 | 400 | 0 | 1629 | 0 | 0 | 0 | 0 | 0 | 0 | 0 | 0 | 0 | 0 | 0.33825
MISO_W_2_MISO_WUMS | MISO_W | MISO_WUMS | 2035 | B8 | 500 | 0 | 1629 | 0 | 0 | 0 | 0 | 0 | 0 | 0 | 0 | 0 | 0 | 0.33825
MISO_W_2_MISO_WUMS | MISO_W | MISO_WUMS | 2035 | B9 | 800 | 0 | 1629 | 449.79 | 0 | 1629 | 0 | 0 | 0 | 0 | 0.24927 | 0 | 0 | 0.33825
MISO_W_2_MISO_WUMS | MISO_W | MISO_WUMS | 2035 | B10 | 1262 | 0 | 1629 | 1629 | 0 | 1629 | 0 | 0 | 1.3888 | 0 | 0.02374 | 0.76302 | 0 | 0.33825
MISO_W_2_MISO_WUMS | MISO_W | MISO_WUMS | 2035 | B11 | 25 | 0 | 1629 | 0 | 0 | 0 | 0 | 0 | 0 | 0 | 0 | 0 | 0 | 0.33825
MISO_W_2_MISO_WUMS | MISO_W | MISO_WUMS | 2035 | B12 | 200 | 0 | 1629 | 0 | 0 | 1629 | 0 | 0 | 0 | 0 | 0.27301 | 0 | 0 | 0.33825
MISO_W_2_MISO_WUMS | MISO_W | MISO_WUMS | 2035 | B13 | 600 | 0 | 1629 | 0 | 0 | 474.42 | 0 | 0 | 0 | 0 | 0 | 0 | 0 | 0.33825
MISO_W_2_MISO_WUMS | MISO_W | MISO_WUMS | 2035 | B14 | 900 | 0 | 1629 | 0 | 0 | 0 | 0 | 0 | 0 | 0 | 0 | 0 | 0 | 0.33825
MISO_W_2_MISO_WUMS | MISO_W | MISO_WUMS | 2035 | B15 | 1203 | 0 | 1629 | 96.1 | 0 | 380.27 | 0 | 0 | 0 | 0 | 0 | 0 | 0 | 0.33825
MISO_W_2_MISO_WUMS | MISO_W | MISO_WUMS | 2035 | B16 | 25 | 0 | 1629 | 994.73 | 0 | 1629 | 0 | 0 | 0 | 0 | 1.5787 | 0 | 0 | 0.33825
MISO_W_2_MISO_WUMS | MISO_W | MISO_WUMS | 2035 | B17 | 100 | 0 | 1629 | 1629 | 0 | 1629 | 0 | 0 | 0.01187 | 0 | 1.4956 | 0.00051676 | 0 | 0.33825
MISO_W_2_MISO_WUMS | MISO_W | MISO_WUMS | 2035 | B18 | 400 | 0 | 1629 | 0 | 0 | 771.94 | 0 | 0 | 0 | 0 | 0 | 0 | 0 | 0.33825
MISO_W_2_MISO_WUMS | MISO_W | MISO_WUMS | 2035 | B19 | 700 | 0 | 1629 | 0 | 0 | 1629 | 0 | 0 | 0 | 0 | 0.51041 | 0 | 0 | 0.33825
MISO_W_2_MISO_WUMS | MISO_W | MISO_WUMS | 2035 | B20 | 935 | 0 | 1629 | 1629 | 0 | 1629 | 0 | 0 | 1.4481 | 0 | 0.39171 | 0.58947 | 0 | 0.33825
MISO_W_2_MISO_WUMS | MISO_W | MISO_WUMS | 2040 | B1 | 10 | 0 | 1629 | 0 | 0 | 0 | 0 | 0 | 0 | 0 | 0 | 0 | 0 | 1.3687
MISO_W_2_MISO_WUMS | MISO_W | MISO_WUMS | 2040 | B2 | 25 | 0 | 1629 | 0 | 0 | 0 | 0 | 0 | 0 | 0 | 0 | 0 | 0 | 1.3687
MISO_W_2_MISO_WUMS | MISO_W | MISO_WUMS | 2040 | B3 | 75 | 0 | 1629 | 0 | 0 | 0 | 0 | 0 | 0 | 0 | 0 | 0 | 0 | 1.3687
MISO_W_2_MISO_WUMS | MISO_W | MISO_WUMS | 2040 | B4 | 100 | 0 | 1629 | 0 | 0 | 0 | 0 | 0 | 0 | 0 | 0 | 0 | 0 | 1.3687
MISO_W_2_MISO_WUMS | MISO_W | MISO_WUMS | 2040 | B5 | 200 | 0 | 1629 | 0 | 0 | 994.98 | 0 | 0 | 0 | 0 | 0 | 0 | 0 | 1.3687
MISO_W_2_MISO_WUMS | MISO_W | MISO_WUMS | 2040 | B6 | 300 | 0 | 1629 | 0 | 0 | 470.6 | 0 | 0 | 0 | 0 | 0 | 0 | 0 | 1.3687
MISO_W_2_MISO_WUMS | MISO_W | MISO_WUMS | 2040 | B7 | 400 | 0 | 1629 | 0 | 0 | 1284.93 | 0 | 0 | 0 | 0 | 0 | 0 | 0 | 1.3687
MISO_W_2_MISO_WUMS | MISO_W | MISO_WUMS | 2040 | B8 | 500 | 0 | 1629 | 1239.15 | 0 | 1629 | 0 | 0 | 0 | 0 | 0.09496 | 0 | 0 | 1.3687
MISO_W_2_MISO_WUMS | MISO_W | MISO_WUMS | 2040 | B9 | 800 | 0 | 1629 | 676.87 | 0 | 1629 | 0 | 0 | 0 | 0 | 1.282 | 0 | 0 | 1.3687
MISO_W_2_MISO_WUMS | MISO_W | MISO_WUMS | 2040 | B10 | 1262 | 0 | 1629 | 1629 | 0 | 1629 | 0 | 0 | 7.6562 | 0 | 3.1337 | 2.741 | 0 | 1.3687
MISO_W_2_MISO_WUMS | MISO_W | MISO_WUMS | 2040 | B11 | 25 | 0 | 1629 | 270.36 | 0 | 1323.64 | 0 | 0 | 0 | 0 | 0 | 0 | 0 | 1.3687
MISO_W_2_MISO_WUMS | MISO_W | MISO_WUMS | 2040 | B12 | 200 | 0 | 1629 | 1169.65 | 0 | 1629 | 0 | 0 | 0 | 0 | 0.75968 | 0 | 0 | 1.3687
MISO_W_2_MISO_WUMS | MISO_W | MISO_WUMS | 2040 | B13 | 600 | 0 | 1629 | 0 | 0 | 575.77 | 0 | 0 | 0 | 0 | 0 | 0 | 0 | 1.3687
MISO_W_2_MISO_WUMS | MISO_W | MISO_WUMS | 2040 | B14 | 900 | 0 | 1629 | 0 | 0 | 1629 | 0 | 0 | 0 | 0 | 2.6114 | 0 | 0 | 1.3687
MISO_W_2_MISO_WUMS | MISO_W | MISO_WUMS | 2040 | B15 | 1203 | 0 | 1629 | 1629 | 0 | 1629 | 0 | 0 | 1.9467 | 0 | 0.14244 | 0.66436 | 0 | 1.3687
MISO_W_2_MISO_WUMS | MISO_W | MISO_WUMS | 2040 | B16 | 25 | 0 | 1629 | 1629 | 0 | 1629 | 0 | 1544.38 | 5.9943 | 0 | 3.6797 | 0.042513 | 0 | 1.3687
MISO_W_2_MISO_WUMS | MISO_W | MISO_WUMS | 2040 | B17 | 100 | 0 | 1629 | 1629 | 0 | 1629 | 0 | 0 | 2.3028 | 0 | 3.0862 | 0.065327 | 0 | 1.3687
MISO_W_2_MISO_WUMS | MISO_W | MISO_WUMS | 2040 | B18 | 400 | 0 | 1629 | 443.55 | 0 | 1415.35 | 0 | 0 | 0 | 0 | 0 | 0 | 0 | 1.3687
MISO_W_2_MISO_WUMS | MISO_W | MISO_WUMS | 2040 | B19 | 700 | 0 | 1629 | 1617.91 | 0 | 1629 | 0 | 0 | 0 | 0 | 1.3294 | 0 | 0 | 1.3687
MISO_W_2_MISO_WUMS | MISO_W | MISO_WUMS | 2040 | B20 | 935 | 0 | 1629 | 1629 | 0 | 1629 | 0 | 191.77 | 7.395 | 0 | 3.6797 | 1.9615 | 0 | 1.3687
MISO_W_2_MISO_WUMS | MISO_W | MISO_WUMS | 2045 | B1 | 10 | 0 | 1629 | 0 | 0 | 1629 | 0 | 0 | 0 | 0 | 2.0535 | 0 | 0 | 2.8654
MISO_W_2_MISO_WUMS | MISO_W | MISO_WUMS | 2045 | B2 | 25 | 0 | 1629 | 0 | 0 | 1629 | 0 | 0 | 0 | 0 | 1.282 | 0 | 0 | 2.8654
MISO_W_2_MISO_WUMS | MISO_W | MISO_WUMS | 2045 | B3 | 75 | 0 | 1629 | 0 | 0 | 1325.07 | 0 | 0 | 0 | 0 | 0 | 0 | 0 | 2.8654
MISO_W_2_MISO_WUMS | MISO_W | MISO_WUMS | 2045 | B4 | 100 | 0 | 1629 | 0 | 0 | 1629 | 0 | 0 | 0 | 0 | 2.0298 | 0 | 0 | 2.8654
MISO_W_2_MISO_WUMS | MISO_W | MISO_WUMS | 2045 | B5 | 200 | 0 | 1629 | 246.1 | 0 | 1629 | 0 | 0 | 0 | 0 | 2.5164 | 0 | 0 | 2.8654
MISO_W_2_MISO_WUMS | MISO_W | MISO_WUMS | 2045 | B6 | 300 | 0 | 1629 | 148.17 | 0 | 1629 | 0 | 0 | 0 | 0 | 2.2672 | 0 | 0 | 2.8654
MISO_W_2_MISO_WUMS | MISO_W | MISO_WUMS | 2045 | B7 | 400 | 0 | 1629 | 0 | 0 | 1629 | 0 | 0 | 0 | 0 | 2.0535 | 0 | 0 | 2.8654
MISO_W_2_MISO_WUMS | MISO_W | MISO_WUMS | 2045 | B8 | 500 | 0 | 1629 | 1575.67 | 0 | 1629 | 0 | 0 | 0 | 0 | 3.7984 | 0 | 0 | 2.8654
MISO_W_2_MISO_WUMS | MISO_W | MISO_WUMS | 2045 | B9 | 800 | 0 | 1629 | 1629 | 0 | 1629 | 0 | 0 | 3.2168 | 0 | 3.7865 | 0.49252 | 0 | 2.8654
MISO_W_2_MISO_WUMS | MISO_W | MISO_WUMS | 2045 | B10 | 1262 | 0 | 1629 | 1629 | 0 | 1629 | 0 | 0 | 16.7604 | 0 | 4.4512 | 4.0482 | 0 | 2.8654
MISO_W_2_MISO_WUMS | MISO_W | MISO_WUMS | 2045 | B11 | 25 | 0 | 1629 | 1311.54 | 0 | 1629 | 0 | 0 | 0 | 0 | 1.6262 | 0 | 0 | 2.8654
MISO_W_2_MISO_WUMS | MISO_W | MISO_WUMS | 2045 | B12 | 200 | 0 | 1629 | 1629 | 0 | 1629 | 0 | 0 | 4.0833 | 0 | 2.0891 | 0.1563 | 0 | 2.8654
MISO_W_2_MISO_WUMS | MISO_W | MISO_WUMS | 2045 | B13 | 600 | 0 | 1629 | 456.39 | 0 | 1629 | 0 | 0 | 0 | 0 | 1.8755 | 0 | 0 | 2.8654
MISO_W_2_MISO_WUMS | MISO_W | MISO_WUMS | 2045 | B14 | 900 | 0 | 1629 | 0 | 0 | 1629 | 0 | 0 | 0 | 0 | 3.7153 | 0 | 0 | 2.8654
MISO_W_2_MISO_WUMS | MISO_W | MISO_WUMS | 2045 | B15 | 1203 | 0 | 1629 | 1629 | 0 | 1629 | 0 | 0 | 12.6178 | 0 | 4.3919 | 2.9051 | 0 | 2.8654
MISO_W_2_MISO_WUMS | MISO_W | MISO_WUMS | 2045 | B16 | 25 | 0 | 1629 | 1629 | 0 | 1629 | 0 | 0 | 20.0366 | 0 | 4.3682 | 0.095869 | 0 | 2.8654
MISO_W_2_MISO_WUMS | MISO_W | MISO_WUMS | 2045 | B17 | 100 | 0 | 1629 | 1629 | 0 | 1629 | 0 | 0 | 5.9943 | 0 | 4.3682 | 0.11472 | 0 | 2.8654
MISO_W_2_MISO_WUMS | MISO_W | MISO_WUMS | 2045 | B18 | 400 | 0 | 1629 | 1211.72 | 0 | 1629 | 0 | 0 | 0 | 0 | 4.0952 | 0 | 0 | 2.8654
MISO_W_2_MISO_WUMS | MISO_W | MISO_WUMS | 2045 | B19 | 700 | 0 | 1629 | 1629 | 0 | 1629 | 0 | 0 | 1.282 | 0 | 4.3682 | 0.17175 | 0 | 2.8654
MISO_W_2_MISO_WUMS | MISO_W | MISO_WUMS | 2045 | B20 | 935 | 0 | 1629 | 1629 | 0 | 1629 | 0 | 2732.72 | 19.4312 | 0 | 4.5225 | 3.4772 | 0 | 2.8654
MISO_W_2_MISO_WUMS | MISO_W | MISO_WUMS | 2050 | B1 | 10 | 0 | 1629 | 0 | 0 | 1629 | 0 | 0 | 0 | 0 | 2.0773 | 0 | 0 | 1.9369
MISO_W_2_MISO_WUMS | MISO_W | MISO_WUMS | 2050 | B2 | 25 | 0 | 1629 | 0 | 0 | 128.68 | 0 | 0 | 0 | 0 | 0 | 0 | 0 | 1.9369
MISO_W_2_MISO_WUMS | MISO_W | MISO_WUMS | 2050 | B3 | 75 | 0 | 1629 | 0 | 0 | 0 | 0 | 0 | 0 | 0 | 0 | 0 | 0 | 1.9369
MISO_W_2_MISO_WUMS | MISO_W | MISO_WUMS | 2050 | B4 | 100 | 0 | 1629 | 0 | 0 | 1629 | 0 | 0 | 0 | 0 | 0.39171 | 0 | 0 | 1.9369
MISO_W_2_MISO_WUMS | MISO_W | MISO_WUMS | 2050 | B5 | 200 | 0 | 1629 | 0 | 0 | 1484.3 | 0 | 0 | 0 | 0 | 0 | 0 | 0 | 1.9369
MISO_W_2_MISO_WUMS | MISO_W | MISO_WUMS | 2050 | B6 | 300 | 0 | 1629 | 429.4 | 0 | 1629 | 0 | 0 | 0 | 0 | 2.1129 | 0 | 0 | 1.9369
MISO_W_2_MISO_WUMS | MISO_W | MISO_WUMS | 2050 | B7 | 400 | 0 | 1629 | 47.21 | 0 | 1629 | 0 | 0 | 0 | 0 | 0.72407 | 0 | 0 | 1.9369
MISO_W_2_MISO_WUMS | MISO_W | MISO_WUMS | 2050 | B8 | 500 | 0 | 1629 | 1629 | 0 | 1629 | 0 | 0 | 1.4956 | 0 | 3.4779 | 0.11288 | 0 | 1.9369
MISO_W_2_MISO_WUMS | MISO_W | MISO_WUMS | 2050 | B9 | 800 | 0 | 1629 | 1629 | 0 | 1629 | 0 | 0 | 3.8221 | 0 | 3.4898 | 0.46154 | 0 | 1.9369
MISO_W_2_MISO_WUMS | MISO_W | MISO_WUMS | 2050 | B10 | 1262 | 0 | 1629 | 1629 | 0 | 1629 | 0 | 0 | 12.9383 | 0 | 4.0002 | 2.4646 | 0 | 1.9369
MISO_W_2_MISO_WUMS | MISO_W | MISO_WUMS | 2050 | B11 | 25 | 0 | 1629 | 1269.11 | 0 | 1527.91 | 0 | 0 | 0 | 0 | 0 | 0 | 0 | 1.9369
MISO_W_2_MISO_WUMS | MISO_W | MISO_WUMS | 2050 | B12 | 200 | 0 | 1629 | 1629 | 0 | 1629 | 0 | 0 | 2.0416 | 0 | 2.1247 | 0.061634 | 0 | 1.9369
MISO_W_2_MISO_WUMS | MISO_W | MISO_WUMS | 2050 | B13 | 600 | 0 | 1629 | 895.56 | 0 | 1629 | 0 | 0 | 0 | 0 | 0.27301 | 0 | 0 | 1.9369
MISO_W_2_MISO_WUMS | MISO_W | MISO_WUMS | 2050 | B14 | 900 | 0 | 1629 | 1629 | 0 | 1629 | 0 | 0 | 0.05935 | 0 | 3.8578 | 0.0080626 | 0 | 1.9369
MISO_W_2_MISO_WUMS | MISO_W | MISO_WUMS | 2050 | B15 | 1203 | 0 | 1629 | 1629 | 0 | 1629 | 0 | 0 | 10.3388 | 0 | 3.4898 | 1.8774 | 0 | 1.9369
MISO_W_2_MISO_WUMS | MISO_W | MISO_WUMS | 2050 | B16 | 25 | 0 | 1629 | 1629 | 0 | 1629 | 0 | 522.61 | 24.2385 | 0 | 4.3919 | 0.091466 | 0 | 1.9369
MISO_W_2_MISO_WUMS | MISO_W | MISO_WUMS | 2050 | B17 | 100 | 0 | 1629 | 1629 | 0 | 1629 | 0 | 48.99 | 5.5314 | 0 | 4.3919 | 0.083493 | 0 | 1.9369
MISO_W_2_MISO_WUMS | MISO_W | MISO_WUMS | 2050 | B18 | 400 | 0 | 1629 | 587.43 | 0 | 1629 | 0 | 1563.3 | 0 | 0 | 4.3919 | 0 | 0 | 1.9369
MISO_W_2_MISO_WUMS | MISO_W | MISO_WUMS | 2050 | B19 | 700 | 0 | 1629 | 1629 | 0 | 1629 | 0 | 1087.02 | 2.5995 | 0 | 4.3919 | 0.27467 | 0 | 1.9369
MISO_W_2_MISO_WUMS | MISO_W | MISO_WUMS | 2050 | B20 | 935 | 0 | 1629 | 1629 | 0 | 1629 | 0 | 2118.96 | 16.3806 | 0 | 4.3919 | 2.3118 | 0 | 1.9369
MISO_W_2_NE | MISO_W | NE | 2015 | B1 | 10 | 0 | 2800 | 0 | 0 | 0 | 0 | 0 | 0 | 0 | 0 | 0 | 0 | 0
MISO_W_2_NE | MISO_W | NE | 2015 | B2 | 25 | 0 | 2800 | 0 | 0 | 0 | 0 | 0 | 0 | 0 | 0 | 0 | 0 | 0
MISO_W_2_NE | MISO_W | NE | 2015 | B3 | 75 | 0 | 2800 | 0 | 0 | 0 | 0 | 0 | 0 | 0 | 0 | 0 | 0 | 0
MISO_W_2_NE | MISO_W | NE | 2015 | B4 | 100 | 0 | 2800 | 0 | 0 | 0 | 0 | 0 | 0 | 0 | 0 | 0 | 0 | 0
MISO_W_2_NE | MISO_W | NE | 2015 | B5 | 200 | 0 | 2800 | 0 | 0 | 0 | 0 | 0 | 0 | 0 | 0 | 0 | 0 | 0
MISO_W_2_NE | MISO_W | NE | 2015 | B6 | 300 | 0 | 2800 | 0 | 0 | 0 | 0 | 0 | 0 | 0 | 0 | 0 | 0 | 0
MISO_W_2_NE | MISO_W | NE | 2015 | B7 | 400 | 0 | 2800 | 0 | 0 | 0 | 0 | 0 | 0 | 0 | 0 | 0 | 0 | 0
MISO_W_2_NE | MISO_W | NE | 2015 | B8 | 500 | 0 | 2800 | 0 | 0 | 0 | 0 | 0 | 0 | 0 | 0 | 0 | 0 | 0
MISO_W_2_NE | MISO_W | NE | 2015 | B9 | 800 | 0 | 2800 | 0 | 0 | 0 | 0 | 0 | 0 | 0 | 0 | 0 | 0 | 0
MISO_W_2_NE | MISO_W | NE | 2015 | B10 | 1262 | 0 | 2800 | 0 | 0 | 0 | 0 | 0 | 0 | 0 | 0 | 0 | 0 | 0
MISO_W_2_NE | MISO_W | NE | 2015 | B11 | 25 | 0 | 2800 | 0 | 0 | 0 | 0 | 0 | 0 | 0 | 0 | 0 | 0 | 0
MISO_W_2_NE | MISO_W | NE | 2015 | B12 | 200 | 0 | 2800 | 0 | 0 | 0 | 0 | 0 | 0 | 0 | 0 | 0 | 0 | 0
MISO_W_2_NE | MISO_W | NE | 2015 | B13 | 600 | 0 | 2800 | 0 | 0 | 0 | 0 | 0 | 0 | 0 | 0 | 0 | 0 | 0
MISO_W_2_NE | MISO_W | NE | 2015 | B14 | 900 | 0 | 2800 | 0 | 0 | 0 | 0 | 0 | 0 | 0 | 0 | 0 | 0 | 0
MISO_W_2_NE | MISO_W | NE | 2015 | B15 | 1203 | 0 | 2800 | 0 | 0 | 0 | 0 | 0 | 0 | 0 | 0 | 0 | 0 | 0
MISO_W_2_NE | MISO_W | NE | 2015 | B16 | 25 | 0 | 2800 | 0 | 0 | 0 | 0 | 0 | 0 | 0 | 0 | 0 | 0 | 0
MISO_W_2_NE | MISO_W | NE | 2015 | B17 | 100 | 0 | 2800 | 0 | 0 | 0 | 0 | 0 | 0 | 0 | 0 | 0 | 0 | 0
MISO_W_2_NE | MISO_W | NE | 2015 | B18 | 400 | 0 | 2800 | 0 | 0 | 0 | 0 | 0 | 0 | 0 | 0 | 0 | 0 | 0
MISO_W_2_NE | MISO_W | NE | 2015 | B19 | 700 | 0 | 2800 | 0 | 0 | 0 | 0 | 0 | 0 | 0 | 0 | 0 | 0 | 0
MISO_W_2_NE | MISO_W | NE | 2015 | B20 | 935 | 0 | 2800 | 0 | 0 | 0 | 0 | 0 | 0 | 0 | 0 | 0 | 0 | 0
MISO_W_2_NE | MISO_W | NE | 2020 | B1 | 10 | 0 | 2800 | 0 | 0 | 0 | 0 | 0 | 0 | 0 | 0 | 0 | 0 | 0
MISO_W_2_NE | MISO_W | NE | 2020 | B2 | 25 | 0 | 2800 | 0 | 0 | 0 | 0 | 0 | 0 | 0 | 0 | 0 | 0 | 0
MISO_W_2_NE | MISO_W | NE | 2020 | B3 | 75 | 0 | 2800 | 0 | 0 | 0 | 0 | 0 | 0 | 0 | 0 | 0 | 0 | 0
MISO_W_2_NE | MISO_W | NE | 2020 | B4 | 100 | 0 | 2800 | 0 | 0 | 0 | 0 | 0 | 0 | 0 | 0 | 0 | 0 | 0
MISO_W_2_NE | MISO_W | NE | 2020 | B5 | 200 | 0 | 2800 | 0 | 0 | 0 | 0 | 0 | 0 | 0 | 0 | 0 | 0 | 0
MISO_W_2_NE | MISO_W | NE | 2020 | B6 | 300 | 0 | 2800 | 0 | 0 | 0 | 0 | 0 | 0 | 0 | 0 | 0 | 0 | 0
MISO_W_2_NE | MISO_W | NE | 2020 | B7 | 400 | 0 | 2800 | 0 | 0 | 0 | 0 | 0 | 0 | 0 | 0 | 0 | 0 | 0
MISO_W_2_NE | MISO_W | NE | 2020 | B8 | 500 | 0 | 2800 | 0 | 0 | 0 | 0 | 0 | 0 | 0 | 0 | 0 | 0 | 0
MISO_W_2_NE | MISO_W | NE | 2020 | B9 | 800 | 0 | 2800 | 0 | 0 | 0 | 0 | 0 | 0 | 0 | 0 | 0 | 0 | 0
MISO_W_2_NE | MISO_W | NE | 2020 | B10 | 1262 | 0 | 2800 | 0 | 0 | 0 | 0 | 0 | 0 | 0 | 0 | 0 | 0 | 0
MISO_W_2_NE | MISO_W | NE | 2020 | B11 | 25 | 0 | 2800 | 0 | 0 | 0 | 0 | 0 | 0 | 0 | 0 | 0 | 0 | 0
MISO_W_2_NE | MISO_W | NE | 2020 | B12 | 200 | 0 | 2800 | 0 | 0 | 0 | 0 | 0 | 0 | 0 | 0 | 0 | 0 | 0
MISO_W_2_NE | MISO_W | NE | 2020 | B13 | 600 | 0 | 2800 | 0 | 0 | 0 | 0 | 0 | 0 | 0 | 0 | 0 | 0 | 0
MISO_W_2_NE | MISO_W | NE | 2020 | B14 | 900 | 0 | 2800 | 0 | 0 | 0 | 0 | 0 | 0 | 0 | 0 | 0 | 0 | 0
MISO_W_2_NE | MISO_W | NE | 2020 | B15 | 1203 | 0 | 2800 | 0 | 0 | 0 | 0 | 0 | 0 | 0 | 0 | 0 | 0 | 0
MISO_W_2_NE | MISO_W | NE | 2020 | B16 | 25 | 0 | 2800 | 0 | 0 | 0 | 0 | 0 | 0 | 0 | 0 | 0 | 0 | 0
MISO_W_2_NE | MISO_W | NE | 2020 | B17 | 100 | 0 | 2800 | 0 | 0 | 0 | 0 | 0 | 0 | 0 | 0 | 0 | 0 | 0
MISO_W_2_NE | MISO_W | NE | 2020 | B18 | 400 | 0 | 2800 | 0 | 0 | 0 | 0 | 0 | 0 | 0 | 0 | 0 | 0 | 0
MISO_W_2_NE | MISO_W | NE | 2020 | B19 | 700 | 0 | 2800 | 0 | 0 | 0 | 0 | 0 | 0 | 0 | 0 | 0 | 0 | 0
MISO_W_2_NE | MISO_W | NE | 2020 | B20 | 935 | 0 | 2800 | 0 | 0 | 0 | 0 | 0 | 0 | 0 | 0 | 0 | 0 | 0
MISO_W_2_NE | MISO_W | NE | 2025 | B1 | 10 | 0 | 2800 | 0 | 0 | 0 | 0 | 0 | 0 | 0 | 0 | 0 | 0 | 0
MISO_W_2_NE | MISO_W | NE | 2025 | B2 | 25 | 0 | 2800 | 0 | 0 | 0 | 0 | 0 | 0 | 0 | 0 | 0 | 0 | 0
MISO_W_2_NE | MISO_W | NE | 2025 | B3 | 75 | 0 | 2800 | 0 | 0 | 0 | 0 | 0 | 0 | 0 | 0 | 0 | 0 | 0
MISO_W_2_NE | MISO_W | NE | 2025 | B4 | 100 | 0 | 2800 | 0 | 0 | 0 | 0 | 0 | 0 | 0 | 0 | 0 | 0 | 0
MISO_W_2_NE | MISO_W | NE | 2025 | B5 | 200 | 0 | 2800 | 0 | 0 | 0 | 0 | 0 | 0 | 0 | 0 | 0 | 0 | 0
MISO_W_2_NE | MISO_W | NE | 2025 | B6 | 300 | 0 | 2800 | 0 | 0 | 0 | 0 | 0 | 0 | 0 | 0 | 0 | 0 | 0
MISO_W_2_NE | MISO_W | NE | 2025 | B7 | 400 | 0 | 2800 | 0 | 0 | 0 | 0 | 0 | 0 | 0 | 0 | 0 | 0 | 0
MISO_W_2_NE | MISO_W | NE | 2025 | B8 | 500 | 0 | 2800 | 0 | 0 | 0 | 0 | 0 | 0 | 0 | 0 | 0 | 0 | 0
MISO_W_2_NE | MISO_W | NE | 2025 | B9 | 800 | 0 | 2800 | 0 | 0 | 0 | 0 | 0 | 0 | 0 | 0 | 0 | 0 | 0
MISO_W_2_NE | MISO_W | NE | 2025 | B10 | 1262 | 0 | 2800 | 0 | 0 | 0 | 0 | 0 | 0 | 0 | 0 | 0 | 0 | 0
MISO_W_2_NE | MISO_W | NE | 2025 | B11 | 25 | 0 | 2800 | 0 | 0 | 0 | 0 | 0 | 0 | 0 | 0 | 0 | 0 | 0
MISO_W_2_NE | MISO_W | NE | 2025 | B12 | 200 | 0 | 2800 | 0 | 0 | 0 | 0 | 0 | 0 | 0 | 0 | 0 | 0 | 0
MISO_W_2_NE | MISO_W | NE | 2025 | B13 | 600 | 0 | 2800 | 0 | 0 | 0 | 0 | 0 | 0 | 0 | 0 | 0 | 0 | 0
MISO_W_2_NE | MISO_W | NE | 2025 | B14 | 900 | 0 | 2800 | 0 | 0 | 0 | 0 | 0 | 0 | 0 | 0 | 0 | 0 | 0
MISO_W_2_NE | MISO_W | NE | 2025 | B15 | 1203 | 0 | 2800 | 0 | 0 | 0 | 0 | 0 | 0 | 0 | 0 | 0 | 0 | 0
MISO_W_2_NE | MISO_W | NE | 2025 | B16 | 25 | 0 | 2800 | 0 | 0 | 0 | 0 | 0 | 0 | 0 | 0 | 0 | 0 | 0
MISO_W_2_NE | MISO_W | NE | 2025 | B17 | 100 | 0 | 2800 | 0 | 0 | 0 | 0 | 0 | 0 | 0 | 0 | 0 | 0 | 0
MISO_W_2_NE | MISO_W | NE | 2025 | B18 | 400 | 0 | 2800 | 0 | 0 | 0 | 0 | 0 | 0 | 0 | 0 | 0 | 0 | 0
MISO_W_2_NE | MISO_W | NE | 2025 | B19 | 700 | 0 | 2800 | 0 | 0 | 0 | 0 | 0 | 0 | 0 | 0 | 0 | 0 | 0
MISO_W_2_NE | MISO_W | NE | 2025 | B20 | 935 | 0 | 2800 | 0 | 0 | 0 | 0 | 0 | 0 | 0 | 0 | 0 | 0 | 0
MISO_W_2_NE | MISO_W | NE | 2030 | B1 | 10 | 0 | 2800 | 0 | 0 | 0 | 0 | 0 | 0 | 0 | 0 | 0 | 0 | 0
MISO_W_2_NE | MISO_W | NE | 2030 | B2 | 25 | 0 | 2800 | 0 | 0 | 0 | 0 | 0 | 0 | 0 | 0 | 0 | 0 | 0
MISO_W_2_NE | MISO_W | NE | 2030 | B3 | 75 | 0 | 2800 | 0 | 0 | 0 | 0 | 0 | 0 | 0 | 0 | 0 | 0 | 0
MISO_W_2_NE | MISO_W | NE | 2030 | B4 | 100 | 0 | 2800 | 0 | 0 | 0 | 0 | 0 | 0 | 0 | 0 | 0 | 0 | 0
MISO_W_2_NE | MISO_W | NE | 2030 | B5 | 200 | 0 | 2800 | 0 | 0 | 0 | 0 | 0 | 0 | 0 | 0 | 0 | 0 | 0
MISO_W_2_NE | MISO_W | NE | 2030 | B6 | 300 | 0 | 2800 | 0 | 0 | 0 | 0 | 0 | 0 | 0 | 0 | 0 | 0 | 0
MISO_W_2_NE | MISO_W | NE | 2030 | B7 | 400 | 0 | 2800 | 0 | 0 | 0 | 0 | 0 | 0 | 0 | 0 | 0 | 0 | 0
MISO_W_2_NE | MISO_W | NE | 2030 | B8 | 500 | 0 | 2800 | 0 | 0 | 0 | 0 | 0 | 0 | 0 | 0 | 0 | 0 | 0
MISO_W_2_NE | MISO_W | NE | 2030 | B9 | 800 | 0 | 2800 | 0 | 0 | 0 | 0 | 0 | 0 | 0 | 0 | 0 | 0 | 0
MISO_W_2_NE | MISO_W | NE | 2030 | B10 | 1262 | 0 | 2800 | 0 | 0 | 0 | 0 | 0 | 0 | 0 | 0 | 0 | 0 | 0
MISO_W_2_NE | MISO_W | NE | 2030 | B11 | 25 | 0 | 2800 | 0 | 0 | 0 | 0 | 0 | 0 | 0 | 0 | 0 | 0 | 0
MISO_W_2_NE | MISO_W | NE | 2030 | B12 | 200 | 0 | 2800 | 0 | 0 | 0 | 0 | 0 | 0 | 0 | 0 | 0 | 0 | 0
MISO_W_2_NE | MISO_W | NE | 2030 | B13 | 600 | 0 | 2800 | 0 | 0 | 0 | 0 | 0 | 0 | 0 | 0 | 0 | 0 | 0
MISO_W_2_NE | MISO_W | NE | 2030 | B14 | 900 | 0 | 2800 | 0 | 0 | 0 | 0 | 0 | 0 | 0 | 0 | 0 | 0 | 0
MISO_W_2_NE | MISO_W | NE | 2030 | B15 | 1203 | 0 | 2800 | 0 | 0 | 0 | 0 | 0 | 0 | 0 | 0 | 0 | 0 | 0
MISO_W_2_NE | MISO_W | NE | 2030 | B16 | 25 | 0 | 2800 | 0 | 0 | 0 | 0 | 0 | 0 | 0 | 0 | 0 | 0 | 0
MISO_W_2_NE | MISO_W | NE | 2030 | B17 | 100 | 0 | 2800 | 0 | 0 | 0 | 0 | 0 | 0 | 0 | 0 | 0 | 0 | 0
MISO_W_2_NE | MISO_W | NE | 2030 | B18 | 400 | 0 | 2800 | 0 | 0 | 0 | 0 | 0 | 0 | 0 | 0 | 0 | 0 | 0
MISO_W_2_NE | MISO_W | NE | 2030 | B19 | 700 | 0 | 2800 | 0 | 0 | 0 | 0 | 0 | 0 | 0 | 0 | 0 | 0 | 0
MISO_W_2_NE | MISO_W | NE | 2030 | B20 | 935 | 0 | 2800 | 0 | 0 | 0 | 0 | 0 | 0 | 0 | 0 | 0 | 0 | 0
MISO_W_2_NE | MISO_W | NE | 2035 | B1 | 10 | 0 | 2800 | 0 | 0 | 0 | 0 | 0 | 0 | 0 | 0 | 0 | 0 | 0
MISO_W_2_NE | MISO_W | NE | 2035 | B2 | 25 | 0 | 2800 | 0 | 0 | 0 | 0 | 0 | 0 | 0 | 0 | 0 | 0 | 0
MISO_W_2_NE | MISO_W | NE | 2035 | B3 | 75 | 0 | 2800 | 0 | 0 | 0 | 0 | 0 | 0 | 0 | 0 | 0 | 0 | 0
MISO_W_2_NE | MISO_W | NE | 2035 | B4 | 100 | 0 | 2800 | 0 | 0 | 0 | 0 | 0 | 0 | 0 | 0 | 0 | 0 | 0
MISO_W_2_NE | MISO_W | NE | 2035 | B5 | 200 | 0 | 2800 | 0 | 0 | 0 | 0 | 0 | 0 | 0 | 0 | 0 | 0 | 0
MISO_W_2_NE | MISO_W | NE | 2035 | B6 | 300 | 0 | 2800 | 0 | 0 | 0 | 0 | 0 | 0 | 0 | 0 | 0 | 0 | 0
MISO_W_2_NE | MISO_W | NE | 2035 | B7 | 400 | 0 | 2800 | 0 | 0 | 0 | 0 | 0 | 0 | 0 | 0 | 0 | 0 | 0
MISO_W_2_NE | MISO_W | NE | 2035 | B8 | 500 | 0 | 2800 | 0 | 0 | 0 | 0 | 0 | 0 | 0 | 0 | 0 | 0 | 0
MISO_W_2_NE | MISO_W | NE | 2035 | B9 | 800 | 0 | 2800 | 0 | 0 | 0 | 0 | 0 | 0 | 0 | 0 | 0 | 0 | 0
MISO_W_2_NE | MISO_W | NE | 2035 | B10 | 1262 | 0 | 2800 | 0 | 0 | 0 | 0 | 0 | 0 | 0 | 0 | 0 | 0 | 0
MISO_W_2_NE | MISO_W | NE | 2035 | B11 | 25 | 0 | 2800 | 0 | 0 | 0 | 0 | 0 | 0 | 0 | 0 | 0 | 0 | 0
MISO_W_2_NE | MISO_W | NE | 2035 | B12 | 200 | 0 | 2800 | 0 | 0 | 0 | 0 | 0 | 0 | 0 | 0 | 0 | 0 | 0
MISO_W_2_NE | MISO_W | NE | 2035 | B13 | 600 | 0 | 2800 | 0 | 0 | 0 | 0 | 0 | 0 | 0 | 0 | 0 | 0 | 0
MISO_W_2_NE | MISO_W | NE | 2035 | B14 | 900 | 0 | 2800 | 0 | 0 | 0 | 0 | 0 | 0 | 0 | 0 | 0 | 0 | 0
MISO_W_2_NE | MISO_W | NE | 2035 | B15 | 1203 | 0 | 2800 | 0 | 0 | 0 | 0 | 0 | 0 | 0 | 0 | 0 | 0 | 0
MISO_W_2_NE | MISO_W | NE | 2035 | B16 | 25 | 0 | 2800 | 0 | 0 | 0 | 0 | 0 | 0 | 0 | 0 | 0 | 0 | 0
MISO_W_2_NE | MISO_W | NE | 2035 | B17 | 100 | 0 | 2800 | 0 | 0 | 0 | 0 | 0 | 0 | 0 | 0 | 0 | 0 | 0
MISO_W_2_NE | MISO_W | NE | 2035 | B18 | 400 | 0 | 2800 | 0 | 0 | 0 | 0 | 0 | 0 | 0 | 0 | 0 | 0 | 0
MISO_W_2_NE | MISO_W | NE | 2035 | B19 | 700 | 0 | 2800 | 0 | 0 | 0 | 0 | 0 | 0 | 0 | 0 | 0 | 0 | 0
MISO_W_2_NE | MISO_W | NE | 2035 | B20 | 935 | 0 | 2800 | 0 | 0 | 0 | 0 | 0 | 0 | 0 | 0 | 0 | 0 | 0
MISO_W_2_NE | MISO_W | NE | 2040 | B1 | 10 | 0 | 2800 | 0 | 0 | 0 | 0 | 0 | 0 | 0 | 0 | 0 | 0 | 0
MISO_W_2_NE | MISO_W | NE | 2040 | B2 | 25 | 0 | 2800 | 0 | 0 | 0 | 0 | 0 | 0 | 0 | 0 | 0 | 0 | 0
MISO_W_2_NE | MISO_W | NE | 2040 | B3 | 75 | 0 | 2800 | 0 | 0 | 0 | 0 | 0 | 0 | 0 | 0 | 0 | 0 | 0
MISO_W_2_NE | MISO_W | NE | 2040 | B4 | 100 | 0 | 2800 | 0 | 0 | 0 | 0 | 0 | 0 | 0 | 0 | 0 | 0 | 0
MISO_W_2_NE | MISO_W | NE | 2040 | B5 | 200 | 0 | 2800 | 0 | 0 | 0 | 0 | 0 | 0 | 0 | 0 | 0 | 0 | 0
MISO_W_2_NE | MISO_W | NE | 2040 | B6 | 300 | 0 | 2800 | 0 | 0 | 0 | 0 | 0 | 0 | 0 | 0 | 0 | 0 | 0
MISO_W_2_NE | MISO_W | NE | 2040 | B7 | 400 | 0 | 2800 | 0 | 0 | 0 | 0 | 0 | 0 | 0 | 0 | 0 | 0 | 0
MISO_W_2_NE | MISO_W | NE | 2040 | B8 | 500 | 0 | 2800 | 0 | 0 | 0 | 0 | 0 | 0 | 0 | 0 | 0 | 0 | 0
MISO_W_2_NE | MISO_W | NE | 2040 | B9 | 800 | 0 | 2800 | 0 | 0 | 0 | 0 | 0 | 0 | 0 | 0 | 0 | 0 | 0
MISO_W_2_NE | MISO_W | NE | 2040 | B10 | 1262 | 0 | 2800 | 0 | 0 | 0 | 0 | 0 | 0 | 0 | 0 | 0 | 0 | 0
MISO_W_2_NE | MISO_W | NE | 2040 | B11 | 25 | 0 | 2800 | 0 | 0 | 0 | 0 | 0 | 0 | 0 | 0 | 0 | 0 | 0
MISO_W_2_NE | MISO_W | NE | 2040 | B12 | 200 | 0 | 2800 | 0 | 0 | 0 | 0 | 0 | 0 | 0 | 0 | 0 | 0 | 0
MISO_W_2_NE | MISO_W | NE | 2040 | B13 | 600 | 0 | 2800 | 0 | 0 | 0 | 0 | 0 | 0 | 0 | 0 | 0 | 0 | 0
MISO_W_2_NE | MISO_W | NE | 2040 | B14 | 900 | 0 | 2800 | 0 | 0 | 0 | 0 | 0 | 0 | 0 | 0 | 0 | 0 | 0
MISO_W_2_NE | MISO_W | NE | 2040 | B15 | 1203 | 0 | 2800 | 0 | 0 | 0 | 0 | 0 | 0 | 0 | 0 | 0 | 0 | 0
MISO_W_2_NE | MISO_W | NE | 2040 | B16 | 25 | 0 | 2800 | 0 | 0 | 0 | 0 | 0 | 0 | 0 | 0 | 0 | 0 | 0
MISO_W_2_NE | MISO_W | NE | 2040 | B17 | 100 | 0 | 2800 | 0 | 0 | 0 | 0 | 0 | 0 | 0 | 0 | 0 | 0 | 0
MISO_W_2_NE | MISO_W | NE | 2040 | B18 | 400 | 0 | 2800 | 0 | 0 | 0 | 0 | 0 | 0 | 0 | 0 | 0 | 0 | 0
MISO_W_2_NE | MISO_W | NE | 2040 | B19 | 700 | 0 | 2800 | 0 | 0 | 0 | 0 | 0 | 0 | 0 | 0 | 0 | 0 | 0
MISO_W_2_NE | MISO_W | NE | 2040 | B20 | 935 | 0 | 2800 | 0 | 0 | 0 | 0 | 0 | 0 | 0 | 0 | 0 | 0 | 0
MISO_W_2_NE | MISO_W | NE | 2045 | B1 | 10 | 0 | 2800 | 0 | 0 | 0 | 0 | 0 | 0 | 0 | 0 | 0 | 0 | 0
MISO_W_2_NE | MISO_W | NE | 2045 | B2 | 25 | 0 | 2800 | 0 | 0 | 0 | 0 | 0 | 0 | 0 | 0 | 0 | 0 | 0
MISO_W_2_NE | MISO_W | NE | 2045 | B3 | 75 | 0 | 2800 | 0 | 0 | 0 | 0 | 0 | 0 | 0 | 0 | 0 | 0 | 0
MISO_W_2_NE | MISO_W | NE | 2045 | B4 | 100 | 0 | 2800 | 0 | 0 | 0 | 0 | 0 | 0 | 0 | 0 | 0 | 0 | 0
MISO_W_2_NE | MISO_W | NE | 2045 | B5 | 200 | 0 | 2800 | 0 | 0 | 0 | 0 | 0 | 0 | 0 | 0 | 0 | 0 | 0
MISO_W_2_NE | MISO_W | NE | 2045 | B6 | 300 | 0 | 2800 | 0 | 0 | 0 | 0 | 0 | 0 | 0 | 0 | 0 | 0 | 0
MISO_W_2_NE | MISO_W | NE | 2045 | B7 | 400 | 0 | 2800 | 0 | 0 | 0 | 0 | 0 | 0 | 0 | 0 | 0 | 0 | 0
MISO_W_2_NE | MISO_W | NE | 2045 | B8 | 500 | 0 | 2800 | 0 | 0 | 0 | 0 | 0 | 0 | 0 | 0 | 0 | 0 | 0
MISO_W_2_NE | MISO_W | NE | 2045 | B9 | 800 | 0 | 2800 | 0 | 0 | 0 | 0 | 0 | 0 | 0 | 0 | 0 | 0 | 0
MISO_W_2_NE | MISO_W | NE | 2045 | B10 | 1262 | 0 | 2800 | 0 | 0 | 0 | 0 | 0 | 0 | 0 | 0 | 0 | 0 | 0
MISO_W_2_NE | MISO_W | NE | 2045 | B11 | 25 | 0 | 2800 | 0 | 0 | 0 | 0 | 0 | 0 | 0 | 0 | 0 | 0 | 0
MISO_W_2_NE | MISO_W | NE | 2045 | B12 | 200 | 0 | 2800 | 0 | 0 | 0 | 0 | 0 | 0 | 0 | 0 | 0 | 0 | 0
MISO_W_2_NE | MISO_W | NE | 2045 | B13 | 600 | 0 | 2800 | 0 | 0 | 0 | 0 | 0 | 0 | 0 | 0 | 0 | 0 | 0
MISO_W_2_NE | MISO_W | NE | 2045 | B14 | 900 | 0 | 2800 | 0 | 0 | 0 | 0 | 0 | 0 | 0 | 0 | 0 | 0 | 0
MISO_W_2_NE | MISO_W | NE | 2045 | B15 | 1203 | 0 | 2800 | 0 | 0 | 0 | 0 | 0 | 0 | 0 | 0 | 0 | 0 | 0
MISO_W_2_NE | MISO_W | NE | 2045 | B16 | 25 | 0 | 2800 | 0 | 0 | 0 | 0 | 0 | 0 | 0 | 0 | 0 | 0 | 0
MISO_W_2_NE | MISO_W | NE | 2045 | B17 | 100 | 0 | 2800 | 0 | 0 | 0 | 0 | 0 | 0 | 0 | 0 | 0 | 0 | 0
MISO_W_2_NE | MISO_W | NE | 2045 | B18 | 400 | 0 | 2800 | 0 | 0 | 0 | 0 | 0 | 0 | 0 | 0 | 0 | 0 | 0
MISO_W_2_NE | MISO_W | NE | 2045 | B19 | 700 | 0 | 2800 | 0 | 0 | 0 | 0 | 0 | 0 | 0 | 0 | 0 | 0 | 0
MISO_W_2_NE | MISO_W | NE | 2045 | B20 | 935 | 0 | 2800 | 0 | 0 | 0 | 0 | 0 | 0 | 0 | 0 | 0 | 0 | 0
MISO_W_2_NE | MISO_W | NE | 2050 | B1 | 10 | 0 | 2800 | 0 | 0 | 0 | 0 | 0 | 0 | 0 | 0 | 0 | 0 | 0
MISO_W_2_NE | MISO_W | NE | 2050 | B2 | 25 | 0 | 2800 | 0 | 0 | 0 | 0 | 0 | 0 | 0 | 0 | 0 | 0 | 0
MISO_W_2_NE | MISO_W | NE | 2050 | B3 | 75 | 0 | 2800 | 0 | 0 | 0 | 0 | 0 | 0 | 0 | 0 | 0 | 0 | 0
MISO_W_2_NE | MISO_W | NE | 2050 | B4 | 100 | 0 | 2800 | 0 | 0 | 0 | 0 | 0 | 0 | 0 | 0 | 0 | 0 | 0
MISO_W_2_NE | MISO_W | NE | 2050 | B5 | 200 | 0 | 2800 | 0 | 0 | 0 | 0 | 0 | 0 | 0 | 0 | 0 | 0 | 0
MISO_W_2_NE | MISO_W | NE | 2050 | B6 | 300 | 0 | 2800 | 0 | 0 | 0 | 0 | 0 | 0 | 0 | 0 | 0 | 0 | 0
MISO_W_2_NE | MISO_W | NE | 2050 | B7 | 400 | 0 | 2800 | 0 | 0 | 0 | 0 | 0 | 0 | 0 | 0 | 0 | 0 | 0
MISO_W_2_NE | MISO_W | NE | 2050 | B8 | 500 | 0 | 2800 | 0 | 0 | 0 | 0 | 0 | 0 | 0 | 0 | 0 | 0 | 0
MISO_W_2_NE | MISO_W | NE | 2050 | B9 | 800 | 0 | 2800 | 0 | 0 | 0 | 0 | 0 | 0 | 0 | 0 | 0 | 0 | 0
MISO_W_2_NE | MISO_W | NE | 2050 | B10 | 1262 | 0 | 2800 | 0 | 0 | 0 | 0 | 0 | 0 | 0 | 0 | 0 | 0 | 0
MISO_W_2_NE | MISO_W | NE | 2050 | B11 | 25 | 0 | 2800 | 0 | 0 | 0 | 0 | 0 | 0 | 0 | 0 | 0 | 0 | 0
MISO_W_2_NE | MISO_W | NE | 2050 | B12 | 200 | 0 | 2800 | 0 | 0 | 0 | 0 | 0 | 0 | 0 | 0 | 0 | 0 | 0
MISO_W_2_NE | MISO_W | NE | 2050 | B13 | 600 | 0 | 2800 | 0 | 0 | 0 | 0 | 0 | 0 | 0 | 0 | 0 | 0 | 0
MISO_W_2_NE | MISO_W | NE | 2050 | B14 | 900 | 0 | 2800 | 0 | 0 | 0 | 0 | 0 | 0 | 0 | 0 | 0 | 0 | 0
MISO_W_2_NE | MISO_W | NE | 2050 | B15 | 1203 | 0 | 2800 | 0 | 0 | 0 | 0 | 0 | 0 | 0 | 0 | 0 | 0 | 0
MISO_W_2_NE | MISO_W | NE | 2050 | B16 | 25 | 0 | 2800 | 0 | 0 | 0 | 0 | 0 | 0 | 0 | 0 | 0 | 0 | 0
MISO_W_2_NE | MISO_W | NE | 2050 | B17 | 100 | 0 | 2800 | 0 | 0 | 0 | 0 | 0 | 0 | 0 | 0 | 0 | 0 | 0
MISO_W_2_NE | MISO_W | NE | 2050 | B18 | 400 | 0 | 2800 | 0 | 0 | 0 | 0 | 0 | 0 | 0 | 0 | 0 | 0 | 0
MISO_W_2_NE | MISO_W | NE | 2050 | B19 | 700 | 0 | 2800 | 0 | 0 | 0 | 0 | 0 | 0 | 0 | 0 | 0 | 0 | 0
MISO_W_2_NE | MISO_W | NE | 2050 | B20 | 935 | 0 | 2800 | 0 | 0 | 0 | 0 | 0 | 0 | 0 | 0 | 0 | 0 | 0
MISO_W_2_PJM_ROR | MISO_W | PJM_ROR | 2015 | B1 | 10 | 0 | 773 | 773 | 0 | 773 | 0 | 4511.82 | 0.01187 | 0 | 0 | 0.00087926 | 0 | 0.0029675 | xxx
MISO_W_2_PJM_ROR | MISO_W | PJM_ROR | 2015 | B2 | 25 | 0 | 773 | 0 | 0 | 773 | 0 | 2039.33 | 0 | 0 | 0 | 0 | 0 | 0.0029675
MISO_W_2_PJM_ROR | MISO_W | PJM_ROR | 2015 | B3 | 75 | 0 | 773 | 0 | 0 | 112.17 | 0 | 0 | 0 | 0 | 0 | 0 | 0 | 0.0029675
MISO_W_2_PJM_ROR | MISO_W | PJM_ROR | 2015 | B4 | 100 | 0 | 773 | 0 | 0 | 773 | 0 | 1211.8 | 0 | 0 | 0 | 0 | 0 | 0.0029675
MISO_W_2_PJM_ROR | MISO_W | PJM_ROR | 2015 | B5 | 200 | 0 | 773 | 0 | 0 | 773 | 0 | 2032.62 | 0 | 0 | 0 | 0 | 0 | 0.0029675
MISO_W_2_PJM_ROR | MISO_W | PJM_ROR | 2015 | B6 | 300 | 0 | 773 | 0 | 0 | 0 | 0 | 0 | 0 | 0 | 0 | 0 | 0 | 0.0029675
MISO_W_2_PJM_ROR | MISO_W | PJM_ROR | 2015 | B7 | 400 | 0 | 773 | 0 | 0 | 110.65 | 0 | 0 | 0 | 0 | 0 | 0 | 0 | 0.0029675
MISO_W_2_PJM_ROR | MISO_W | PJM_ROR | 2015 | B8 | 500 | 0 | 773 | 165.27 | 0 | 773 | 0 | 1129.14 | 0 | 0 | 0 | 0 | 0 | 0.0029675
MISO_W_2_PJM_ROR | MISO_W | PJM_ROR | 2015 | B9 | 800 | 0 | 773 | 0 | 0 | 0 | 0 | 0 | 0 | 0 | 0 | 0 | 0 | 0.0029675
MISO_W_2_PJM_ROR | MISO_W | PJM_ROR | 2015 | B10 | 1262 | 0 | 773 | 0 | 0 | 0 | 0 | 0 | 0 | 0 | 0 | 0 | 0 | 0.0029675
MISO_W_2_PJM_ROR | MISO_W | PJM_ROR | 2015 | B11 | 25 | 0 | 773 | 0 | 0 | 0 | 0 | 0 | 0 | 0 | 0 | 0 | 0 | 0.0029675
MISO_W_2_PJM_ROR | MISO_W | PJM_ROR | 2015 | B12 | 200 | 0 | 773 | 374.52 | 0 | 0 | 0 | 0 | 0 | 0 | 0 | 0 | 0 | 0.0029675
MISO_W_2_PJM_ROR | MISO_W | PJM_ROR | 2015 | B13 | 600 | 0 | 773 | 0 | 0 | 0 | 0 | 0 | 0 | 0 | 0 | 0 | 0 | 0.0029675
MISO_W_2_PJM_ROR | MISO_W | PJM_ROR | 2015 | B14 | 900 | 0 | 773 | 0 | 0 | 0 | 0 | 0 | 0 | 0 | 0 | 0 | 0 | 0.0029675
MISO_W_2_PJM_ROR | MISO_W | PJM_ROR | 2015 | B15 | 1203 | 0 | 773 | 0 | 0 | 0 | 0 | 0 | 0 | 0 | 0 | 0 | 0 | 0.0029675
MISO_W_2_PJM_ROR | MISO_W | PJM_ROR | 2015 | B16 | 25 | 0 | 773 | 773 | 0 | 773 | 0 | 2326.56 | 0.01187 | 0 | 0 | 0.0021981 | 0 | 0.0029675
MISO_W_2_PJM_ROR | MISO_W | PJM_ROR | 2015 | B17 | 100 | 0 | 773 | 773 | 0 | 773 | 0 | 1920.75 | 0.01187 | 0 | 0 | 0.0087926 | 0 | 0.0029675
MISO_W_2_PJM_ROR | MISO_W | PJM_ROR | 2015 | B18 | 400 | 0 | 773 | 0 | 0 | 473.17 | 0 | 0 | 0 | 0 | 0 | 0 | 0 | 0.0029675
MISO_W_2_PJM_ROR | MISO_W | PJM_ROR | 2015 | B19 | 700 | 0 | 773 | 0 | 0 | 0 | 0 | 0 | 0 | 0 | 0 | 0 | 0 | 0.0029675
MISO_W_2_PJM_ROR | MISO_W | PJM_ROR | 2015 | B20 | 935 | 0 | 773 | 0 | 0 | 0 | 0 | 0 | 0 | 0 | 0 | 0 | 0 | 0.0029675
MISO_W_2_PJM_ROR | MISO_W | PJM_ROR | 2020 | B1 | 10 | 0 | 773 | 773 | 0 | 773 | 0 | 963.97 | 0.01187 | 0 | 0 | 0.0010791 | 0 | 0.0029675
MISO_W_2_PJM_ROR | MISO_W | PJM_ROR | 2020 | B2 | 25 | 0 | 773 | 0 | 0 | 773 | 0 | 712.97 | 0 | 0 | 0 | 0 | 0 | 0.0029675
MISO_W_2_PJM_ROR | MISO_W | PJM_ROR | 2020 | B3 | 75 | 0 | 773 | 0 | 0 | 0 | 0 | 0 | 0 | 0 | 0 | 0 | 0 | 0.0029675
MISO_W_2_PJM_ROR | MISO_W | PJM_ROR | 2020 | B4 | 100 | 0 | 773 | 0 | 0 | 396.84 | 0 | 0 | 0 | 0 | 0 | 0 | 0 | 0.0029675
MISO_W_2_PJM_ROR | MISO_W | PJM_ROR | 2020 | B5 | 200 | 0 | 773 | 0 | 0 | 773 | 0 | 1582.26 | 0 | 0 | 0 | 0 | 0 | 0.0029675
MISO_W_2_PJM_ROR | MISO_W | PJM_ROR | 2020 | B6 | 300 | 0 | 773 | 0 | 0 | 0 | 0 | 0 | 0 | 0 | 0 | 0 | 0 | 0.0029675
MISO_W_2_PJM_ROR | MISO_W | PJM_ROR | 2020 | B7 | 400 | 0 | 773 | 0 | 0 | 0 | 0 | 0 | 0 | 0 | 0 | 0 | 0 | 0.0029675
MISO_W_2_PJM_ROR | MISO_W | PJM_ROR | 2020 | B8 | 500 | 0 | 773 | 0 | 0 | 0 | 0 | 0 | 0 | 0 | 0 | 0 | 0 | 0.0029675
MISO_W_2_PJM_ROR | MISO_W | PJM_ROR | 2020 | B9 | 800 | 0 | 773 | 0 | 0 | 0 | 0 | 0 | 0 | 0 | 0 | 0 | 0 | 0.0029675
MISO_W_2_PJM_ROR | MISO_W | PJM_ROR | 2020 | B10 | 1262 | 0 | 773 | 0 | 0 | 0 | 0 | 0 | 0 | 0 | 0 | 0 | 0 | 0.0029675
MISO_W_2_PJM_ROR | MISO_W | PJM_ROR | 2020 | B11 | 25 | 0 | 773 | 0 | 0 | 0 | 0 | 0 | 0 | 0 | 0 | 0 | 0 | 0.0029675
MISO_W_2_PJM_ROR | MISO_W | PJM_ROR | 2020 | B12 | 200 | 0 | 773 | 0 | 0 | 0 | 0 | 0 | 0 | 0 | 0 | 0 | 0 | 0.0029675
MISO_W_2_PJM_ROR | MISO_W | PJM_ROR | 2020 | B13 | 600 | 0 | 773 | 0 | 0 | 0 | 0 | 0 | 0 | 0 | 0 | 0 | 0 | 0.0029675
MISO_W_2_PJM_ROR | MISO_W | PJM_ROR | 2020 | B14 | 900 | 0 | 773 | 0 | 0 | 0 | 0 | 0 | 0 | 0 | 0 | 0 | 0 | 0.0029675
MISO_W_2_PJM_ROR | MISO_W | PJM_ROR | 2020 | B15 | 1203 | 0 | 773 | 0 | 0 | 0 | 0 | 0 | 0 | 0 | 0 | 0 | 0 | 0.0029675
MISO_W_2_PJM_ROR | MISO_W | PJM_ROR | 2020 | B16 | 25 | 0 | 773 | 695.08 | 0 | 773 | 0 | 2947.26 | 0 | 0 | 0 | 0 | 0 | 0.0029675
MISO_W_2_PJM_ROR | MISO_W | PJM_ROR | 2020 | B17 | 100 | 0 | 773 | 773 | 0 | 661.58 | 0 | 0 | 0.01187 | 0 | 0 | 0.010791 | 0 | 0.0029675
MISO_W_2_PJM_ROR | MISO_W | PJM_ROR | 2020 | B18 | 400 | 0 | 773 | 0 | 0 | 0 | 0 | 0 | 0 | 0 | 0 | 0 | 0 | 0.0029675
MISO_W_2_PJM_ROR | MISO_W | PJM_ROR | 2020 | B19 | 700 | 0 | 773 | 0 | 0 | 0 | 0 | 0 | 0 | 0 | 0 | 0 | 0 | 0.0029675
MISO_W_2_PJM_ROR | MISO_W | PJM_ROR | 2020 | B20 | 935 | 0 | 773 | 0 | 0 | 0 | 0 | 0 | 0 | 0 | 0 | 0 | 0 | 0.0029675
MISO_W_2_PJM_ROR | MISO_W | PJM_ROR | 2025 | B1 | 10 | 0 | 773 | 773 | 0 | 773 | 0 | 1453.62 | 0.02374 | 0 | 0 | 0.0017585 | 0 | 0.0031873
MISO_W_2_PJM_ROR | MISO_W | PJM_ROR | 2025 | B2 | 25 | 0 | 773 | 539.59 | 0 | 773 | 0 | 1287.44 | 0 | 0 | 0 | 0 | 0 | 0.0031873
MISO_W_2_PJM_ROR | MISO_W | PJM_ROR | 2025 | B3 | 75 | 0 | 773 | 0 | 0 | 0 | 0 | 0 | 0 | 0 | 0 | 0 | 0 | 0.0031873
MISO_W_2_PJM_ROR | MISO_W | PJM_ROR | 2025 | B4 | 100 | 0 | 773 | 0 | 0 | 0 | 0 | 0 | 0 | 0 | 0 | 0 | 0 | 0.0031873
MISO_W_2_PJM_ROR | MISO_W | PJM_ROR | 2025 | B5 | 200 | 0 | 773 | 0 | 0 | 773 | 0 | 345.83 | 0 | 0 | 0 | 0 | 0 | 0.0031873
MISO_W_2_PJM_ROR | MISO_W | PJM_ROR | 2025 | B6 | 300 | 0 | 773 | 0 | 0 | 0 | 0 | 0 | 0 | 0 | 0 | 0 | 0 | 0.0031873
MISO_W_2_PJM_ROR | MISO_W | PJM_ROR | 2025 | B7 | 400 | 0 | 773 | 0 | 0 | 0 | 0 | 0 | 0 | 0 | 0 | 0 | 0 | 0.0031873
MISO_W_2_PJM_ROR | MISO_W | PJM_ROR | 2025 | B8 | 500 | 0 | 773 | 0 | 0 | 0 | 0 | 0 | 0 | 0 | 0 | 0 | 0 | 0.0031873
MISO_W_2_PJM_ROR | MISO_W | PJM_ROR | 2025 | B9 | 800 | 0 | 773 | 0 | 0 | 0 | 0 | 0 | 0 | 0 | 0 | 0 | 0 | 0.0031873
MISO_W_2_PJM_ROR | MISO_W | PJM_ROR | 2025 | B10 | 1262 | 0 | 773 | 0 | 0 | 0 | 0 | 0 | 0 | 0 | 0 | 0 | 0 | 0.0031873
MISO_W_2_PJM_ROR | MISO_W | PJM_ROR | 2025 | B11 | 25 | 0 | 773 | 0 | 0 | 0 | 0 | 0 | 0 | 0 | 0 | 0 | 0 | 0.0031873
MISO_W_2_PJM_ROR | MISO_W | PJM_ROR | 2025 | B12 | 200 | 0 | 773 | 0 | 0 | 281.25 | 0 | 0 | 0 | 0 | 0 | 0 | 0 | 0.0031873
MISO_W_2_PJM_ROR | MISO_W | PJM_ROR | 2025 | B13 | 600 | 0 | 773 | 0 | 0 | 353.91 | 0 | 0 | 0 | 0 | 0 | 0 | 0 | 0.0031873
MISO_W_2_PJM_ROR | MISO_W | PJM_ROR | 2025 | B14 | 900 | 0 | 773 | 0 | 0 | 0 | 0 | 0 | 0 | 0 | 0 | 0 | 0 | 0.0031873
MISO_W_2_PJM_ROR | MISO_W | PJM_ROR | 2025 | B15 | 1203 | 0 | 773 | 0 | 0 | 0 | 0 | 0 | 0 | 0 | 0 | 0 | 0 | 0.0031873
MISO_W_2_PJM_ROR | MISO_W | PJM_ROR | 2025 | B16 | 25 | 0 | 773 | 773 | 0 | 773 | 0 | 1755.13 | 0.01187 | 0 | 0 | 0.0021981 | 0 | 0.0031873
MISO_W_2_PJM_ROR | MISO_W | PJM_ROR | 2025 | B17 | 100 | 0 | 773 | 773 | 0 | 773 | 0 | 789.67 | 0.01187 | 0 | 0 | 0.0087926 | 0 | 0.0031873
MISO_W_2_PJM_ROR | MISO_W | PJM_ROR | 2025 | B18 | 400 | 0 | 773 | 0 | 0 | 0 | 0 | 0 | 0 | 0 | 0 | 0 | 0 | 0.0031873
MISO_W_2_PJM_ROR | MISO_W | PJM_ROR | 2025 | B19 | 700 | 0 | 773 | 0 | 0 | 0 | 0 | 0 | 0 | 0 | 0 | 0 | 0 | 0.0031873
MISO_W_2_PJM_ROR | MISO_W | PJM_ROR | 2025 | B20 | 935 | 0 | 773 | 0 | 0 | 0 | 0 | 0 | 0 | 0 | 0 | 0 | 0 | 0.0031873
MISO_W_2_PJM_ROR | MISO_W | PJM_ROR | 2030 | B1 | 10 | 0 | 773 | 773 | 0 | 695.96 | 0 | 0 | 1.4838 | 0 | 0 | 0.13489 | 0 | 0.036419
MISO_W_2_PJM_ROR | MISO_W | PJM_ROR | 2030 | B2 | 25 | 0 | 773 | 0 | 0 | 0 | 0 | 0 | 0 | 0 | 0 | 0 | 0 | 0.036419
MISO_W_2_PJM_ROR | MISO_W | PJM_ROR | 2030 | B3 | 75 | 0 | 773 | 0 | 0 | 0 | 0 | 0 | 0 | 0 | 0 | 0 | 0 | 0.036419
MISO_W_2_PJM_ROR | MISO_W | PJM_ROR | 2030 | B4 | 100 | 0 | 773 | 0 | 0 | 0 | 0 | 0 | 0 | 0 | 0 | 0 | 0 | 0.036419
MISO_W_2_PJM_ROR | MISO_W | PJM_ROR | 2030 | B5 | 200 | 0 | 773 | 0 | 0 | 0 | 0 | 0 | 0 | 0 | 0 | 0 | 0 | 0.036419
MISO_W_2_PJM_ROR | MISO_W | PJM_ROR | 2030 | B6 | 300 | 0 | 773 | 0 | 0 | 0 | 0 | 0 | 0 | 0 | 0 | 0 | 0 | 0.036419
MISO_W_2_PJM_ROR | MISO_W | PJM_ROR | 2030 | B7 | 400 | 0 | 773 | 0 | 0 | 0 | 0 | 0 | 0 | 0 | 0 | 0 | 0 | 0.036419
MISO_W_2_PJM_ROR | MISO_W | PJM_ROR | 2030 | B8 | 500 | 0 | 773 | 0 | 0 | 0 | 0 | 0 | 0 | 0 | 0 | 0 | 0 | 0.036419
MISO_W_2_PJM_ROR | MISO_W | PJM_ROR | 2030 | B9 | 800 | 0 | 773 | 0 | 0 | 0 | 0 | 0 | 0 | 0 | 0 | 0 | 0 | 0.036419
MISO_W_2_PJM_ROR | MISO_W | PJM_ROR | 2030 | B10 | 1262 | 0 | 773 | 0 | 0 | 0 | 0 | 0 | 0 | 0 | 0 | 0 | 0 | 0.036419
MISO_W_2_PJM_ROR | MISO_W | PJM_ROR | 2030 | B11 | 25 | 0 | 773 | 0 | 0 | 0 | 0 | 0 | 0 | 0 | 0 | 0 | 0 | 0.036419
MISO_W_2_PJM_ROR | MISO_W | PJM_ROR | 2030 | B12 | 200 | 0 | 773 | 0 | 0 | 0 | 0 | 0 | 0 | 0 | 0 | 0 | 0 | 0.036419
MISO_W_2_PJM_ROR | MISO_W | PJM_ROR | 2030 | B13 | 600 | 0 | 773 | 0 | 0 | 0 | 0 | 0 | 0 | 0 | 0 | 0 | 0 | 0.036419
MISO_W_2_PJM_ROR | MISO_W | PJM_ROR | 2030 | B14 | 900 | 0 | 773 | 0 | 0 | 0 | 0 | 0 | 0 | 0 | 0 | 0 | 0 | 0.036419
MISO_W_2_PJM_ROR | MISO_W | PJM_ROR | 2030 | B15 | 1203 | 0 | 773 | 0 | 0 | 0 | 0 | 0 | 0 | 0 | 0 | 0 | 0 | 0.036419
MISO_W_2_PJM_ROR | MISO_W | PJM_ROR | 2030 | B16 | 25 | 0 | 773 | 525.11 | 0 | 773 | 0 | 0 | 0 | 0 | 0.01187 | 0 | 0 | 0.036419
MISO_W_2_PJM_ROR | MISO_W | PJM_ROR | 2030 | B17 | 100 | 0 | 773 | 773 | 0 | 773 | 0 | 0 | 0.01187 | 0 | 0.01187 | 0.010791 | 0 | 0.036419
MISO_W_2_PJM_ROR | MISO_W | PJM_ROR | 2030 | B18 | 400 | 0 | 773 | 0 | 0 | 0 | 0 | 0 | 0 | 0 | 0 | 0 | 0 | 0.036419
MISO_W_2_PJM_ROR | MISO_W | PJM_ROR | 2030 | B19 | 700 | 0 | 773 | 0 | 0 | 0 | 0 | 0 | 0 | 0 | 0 | 0 | 0 | 0.036419
MISO_W_2_PJM_ROR | MISO_W | PJM_ROR | 2030 | B20 | 935 | 0 | 773 | 0 | 0 | 0 | 0 | 0 | 0 | 0 | 0 | 0 | 0 | 0.036419
MISO_W_2_PJM_ROR | MISO_W | PJM_ROR | 2035 | B1 | 10 | 0 | 773 | 773 | 0 | 773 | 0 | 0 | 0.03561 | 0 | 0.21366 | 0.0003328 | 0 | 0.0084865
MISO_W_2_PJM_ROR | MISO_W | PJM_ROR | 2035 | B2 | 25 | 0 | 773 | 0 | 0 | 0 | 0 | 0 | 0 | 0 | 0 | 0 | 0 | 0.0084865
MISO_W_2_PJM_ROR | MISO_W | PJM_ROR | 2035 | B3 | 75 | 0 | 773 | 0 | 0 | 0 | 0 | 0 | 0 | 0 | 0 | 0 | 0 | 0.0084865
MISO_W_2_PJM_ROR | MISO_W | PJM_ROR | 2035 | B4 | 100 | 0 | 773 | 0 | 0 | 0 | 0 | 0 | 0 | 0 | 0 | 0 | 0 | 0.0084865
MISO_W_2_PJM_ROR | MISO_W | PJM_ROR | 2035 | B5 | 200 | 0 | 773 | 0 | 0 | 0 | 0 | 0 | 0 | 0 | 0 | 0 | 0 | 0.0084865
MISO_W_2_PJM_ROR | MISO_W | PJM_ROR | 2035 | B6 | 300 | 0 | 773 | 0 | 0 | 0 | 0 | 0 | 0 | 0 | 0 | 0 | 0 | 0.0084865
MISO_W_2_PJM_ROR | MISO_W | PJM_ROR | 2035 | B7 | 400 | 0 | 773 | 0 | 0 | 0 | 0 | 0 | 0 | 0 | 0 | 0 | 0 | 0.0084865
MISO_W_2_PJM_ROR | MISO_W | PJM_ROR | 2035 | B8 | 500 | 0 | 773 | 0 | 0 | 0 | 0 | 0 | 0 | 0 | 0 | 0 | 0 | 0.0084865
MISO_W_2_PJM_ROR | MISO_W | PJM_ROR | 2035 | B9 | 800 | 0 | 773 | 0 | 0 | 0 | 0 | 0 | 0 | 0 | 0 | 0 | 0 | 0.0084865
MISO_W_2_PJM_ROR | MISO_W | PJM_ROR | 2035 | B10 | 1262 | 0 | 773 | 0 | 0 | 0 | 0 | 0 | 0 | 0 | 0 | 0 | 0 | 0.0084865
MISO_W_2_PJM_ROR | MISO_W | PJM_ROR | 2035 | B11 | 25 | 0 | 773 | 0 | 0 | 0 | 0 | 0 | 0 | 0 | 0 | 0 | 0 | 0.0084865
MISO_W_2_PJM_ROR | MISO_W | PJM_ROR | 2035 | B12 | 200 | 0 | 773 | 0 | 0 | 0 | 0 | 0 | 0 | 0 | 0 | 0 | 0 | 0.0084865
MISO_W_2_PJM_ROR | MISO_W | PJM_ROR | 2035 | B13 | 600 | 0 | 773 | 0 | 0 | 0 | 0 | 0 | 0 | 0 | 0 | 0 | 0 | 0.0084865
MISO_W_2_PJM_ROR | MISO_W | PJM_ROR | 2035 | B14 | 900 | 0 | 773 | 0 | 0 | 0 | 0 | 0 | 0 | 0 | 0 | 0 | 0 | 0.0084865
MISO_W_2_PJM_ROR | MISO_W | PJM_ROR | 2035 | B15 | 1203 | 0 | 773 | 0 | 0 | 0 | 0 | 0 | 0 | 0 | 0 | 0 | 0 | 0.0084865
MISO_W_2_PJM_ROR | MISO_W | PJM_ROR | 2035 | B16 | 25 | 0 | 773 | 773 | 0 | 773 | 0 | 0 | 0.01187 | 0 | 1.5906 | 0.00027734 | 0 | 0.0084865
MISO_W_2_PJM_ROR | MISO_W | PJM_ROR | 2035 | B17 | 100 | 0 | 773 | 773 | 0 | 773 | 0 | 0 | 0.02374 | 0 | 1.5075 | 0.0022187 | 0 | 0.0084865
MISO_W_2_PJM_ROR | MISO_W | PJM_ROR | 2035 | B18 | 400 | 0 | 773 | 0 | 0 | 0 | 0 | 0 | 0 | 0 | 0 | 0 | 0 | 0.0084865
MISO_W_2_PJM_ROR | MISO_W | PJM_ROR | 2035 | B19 | 700 | 0 | 773 | 0 | 0 | 0 | 0 | 0 | 0 | 0 | 0 | 0 | 0 | 0.0084865
MISO_W_2_PJM_ROR | MISO_W | PJM_ROR | 2035 | B20 | 935 | 0 | 773 | 773 | 0 | 773 | 0 | 0 | 0.03561 | 0 | 0.03561 | 0.031117 | 0 | 0.0084865
MISO_W_2_PJM_ROR | MISO_W | PJM_ROR | 2040 | B1 | 10 | 0 | 773 | 773 | 0 | 773 | 0 | 0 | 0.99708 | 0 | 0.77155 | 0.0039379 | 0 | 0.92111
MISO_W_2_PJM_ROR | MISO_W | PJM_ROR | 2040 | B2 | 25 | 0 | 773 | 242.1 | 0 | 95.17 | 0 | 0 | 0 | 0 | 0 | 0 | 0 | 0.92111
MISO_W_2_PJM_ROR | MISO_W | PJM_ROR | 2040 | B3 | 75 | 0 | 773 | 0 | 0 | 0 | 0 | 0 | 0 | 0 | 0 | 0 | 0 | 0.92111
MISO_W_2_PJM_ROR | MISO_W | PJM_ROR | 2040 | B4 | 100 | 0 | 773 | 0 | 0 | 0 | 0 | 0 | 0 | 0 | 0 | 0 | 0 | 0.92111
MISO_W_2_PJM_ROR | MISO_W | PJM_ROR | 2040 | B5 | 200 | 0 | 773 | 0 | 0 | 0 | 0 | 0 | 0 | 0 | 0 | 0 | 0 | 0.92111
MISO_W_2_PJM_ROR | MISO_W | PJM_ROR | 2040 | B6 | 300 | 0 | 773 | 0 | 0 | 0 | 0 | 0 | 0 | 0 | 0 | 0 | 0 | 0.92111
MISO_W_2_PJM_ROR | MISO_W | PJM_ROR | 2040 | B7 | 400 | 0 | 773 | 0 | 0 | 0 | 0 | 0 | 0 | 0 | 0 | 0 | 0 | 0.92111
MISO_W_2_PJM_ROR | MISO_W | PJM_ROR | 2040 | B8 | 500 | 0 | 773 | 0 | 0 | 0 | 0 | 0 | 0 | 0 | 0 | 0 | 0 | 0.92111
MISO_W_2_PJM_ROR | MISO_W | PJM_ROR | 2040 | B9 | 800 | 0 | 773 | 0 | 0 | 0 | 0 | 0 | 0 | 0 | 0 | 0 | 0 | 0.92111
MISO_W_2_PJM_ROR | MISO_W | PJM_ROR | 2040 | B10 | 1262 | 0 | 773 | 773 | 0 | 223.99 | 0 | 0 | 3.6678 | 0 | 0 | 1.8281 | 0 | 0.92111
MISO_W_2_PJM_ROR | MISO_W | PJM_ROR | 2040 | B11 | 25 | 0 | 773 | 0 | 0 | 0 | 0 | 0 | 0 | 0 | 0 | 0 | 0 | 0.92111
MISO_W_2_PJM_ROR | MISO_W | PJM_ROR | 2040 | B12 | 200 | 0 | 773 | 773 | 0 | 773 | 0 | 0 | 0.01187 | 0 | 0.02374 | 0.0009376 | 0 | 0.92111
MISO_W_2_PJM_ROR | MISO_W | PJM_ROR | 2040 | B13 | 600 | 0 | 773 | 0 | 0 | 0 | 0 | 0 | 0 | 0 | 0 | 0 | 0 | 0.92111
MISO_W_2_PJM_ROR | MISO_W | PJM_ROR | 2040 | B14 | 900 | 0 | 773 | 0 | 0 | 118.96 | 0 | 0 | 0 | 0 | 0 | 0 | 0 | 0.92111
MISO_W_2_PJM_ROR | MISO_W | PJM_ROR | 2040 | B15 | 1203 | 0 | 773 | 0 | 0 | 0 | 0 | 0 | 0 | 0 | 0 | 0 | 0 | 0.92111
MISO_W_2_PJM_ROR | MISO_W | PJM_ROR | 2040 | B16 | 25 | 0 | 773 | 773 | 0 | 773 | 0 | 646.01 | 6.0062 | 0 | 4.2732 | 0.059303 | 0 | 0.92111
MISO_W_2_PJM_ROR | MISO_W | PJM_ROR | 2040 | B17 | 100 | 0 | 773 | 773 | 0 | 773 | 0 | 0 | 2.3146 | 0 | 3.0981 | 0.091416 | 0 | 0.92111
MISO_W_2_PJM_ROR | MISO_W | PJM_ROR | 2040 | B18 | 400 | 0 | 773 | 0 | 0 | 773 | 0 | 0 | 0 | 0 | 0.01187 | 0 | 0 | 0.92111
MISO_W_2_PJM_ROR | MISO_W | PJM_ROR | 2040 | B19 | 700 | 0 | 773 | 99.4 | 0 | 773 | 0 | 0 | 0 | 0 | 0.01187 | 0 | 0 | 0.92111
MISO_W_2_PJM_ROR | MISO_W | PJM_ROR | 2040 | B20 | 935 | 0 | 773 | 773 | 0 | 773 | 0 | 0 | 4.6056 | 0 | 3.6916 | 1.7007 | 0 | 0.92111
MISO_W_2_PJM_ROR | MISO_W | PJM_ROR | 2045 | B1 | 10 | 0 | 773 | 773 | 0 | 773 | 0 | 0 | 15.5497 | 0 | 3.656 | 0.033914 | 0 | 2.4974
MISO_W_2_PJM_ROR | MISO_W | PJM_ROR | 2045 | B2 | 25 | 0 | 773 | 773 | 0 | 773 | 0 | 0 | 2.6233 | 0 | 1.2938 | 0.014304 | 0 | 2.4974
MISO_W_2_PJM_ROR | MISO_W | PJM_ROR | 2045 | B3 | 75 | 0 | 773 | 0 | 0 | 0 | 0 | 0 | 0 | 0 | 0 | 0 | 0 | 2.4974
MISO_W_2_PJM_ROR | MISO_W | PJM_ROR | 2045 | B4 | 100 | 0 | 773 | 0 | 0 | 0 | 0 | 0 | 0 | 0 | 0 | 0 | 0 | 2.4974
MISO_W_2_PJM_ROR | MISO_W | PJM_ROR | 2045 | B5 | 200 | 0 | 773 | 0 | 0 | 0 | 0 | 0 | 0 | 0 | 0 | 0 | 0 | 2.4974
MISO_W_2_PJM_ROR | MISO_W | PJM_ROR | 2045 | B6 | 300 | 0 | 773 | 0 | 0 | 0 | 0 | 0 | 0 | 0 | 0 | 0 | 0 | 2.4974
MISO_W_2_PJM_ROR | MISO_W | PJM_ROR | 2045 | B7 | 400 | 0 | 773 | 0 | 0 | 0 | 0 | 0 | 0 | 0 | 0 | 0 | 0 | 2.4974
MISO_W_2_PJM_ROR | MISO_W | PJM_ROR | 2045 | B8 | 500 | 0 | 773 | 0 | 0 | 0 | 0 | 0 | 0 | 0 | 0 | 0 | 0 | 2.4974
MISO_W_2_PJM_ROR | MISO_W | PJM_ROR | 2045 | B9 | 800 | 0 | 773 | 773 | 0 | 0 | 0 | 0 | 0.97334 | 0 | 0 | 0.16983 | 0 | 2.4974
MISO_W_2_PJM_ROR | MISO_W | PJM_ROR | 2045 | B10 | 1262 | 0 | 773 | 773 | 0 | 773 | 0 | 0 | 12.7721 | 0 | 0.46293 | 3.5155 | 0 | 2.4974
MISO_W_2_PJM_ROR | MISO_W | PJM_ROR | 2045 | B11 | 25 | 0 | 773 | 773 | 0 | 0 | 0 | 0 | 0.01187 | 0 | 0 | 6.4722e-05 | 0 | 2.4974
MISO_W_2_PJM_ROR | MISO_W | PJM_ROR | 2045 | B12 | 200 | 0 | 773 | 773 | 0 | 0 | 0 | 0 | 4.0952 | 0 | 0 | 0.17863 | 0 | 2.4974
MISO_W_2_PJM_ROR | MISO_W | PJM_ROR | 2045 | B13 | 600 | 0 | 773 | 0 | 0 | 0 | 0 | 0 | 0 | 0 | 0 | 0 | 0 | 2.4974
MISO_W_2_PJM_ROR | MISO_W | PJM_ROR | 2045 | B14 | 900 | 0 | 773 | 0 | 0 | 0 | 0 | 0 | 0 | 0 | 0 | 0 | 0 | 2.4974
MISO_W_2_PJM_ROR | MISO_W | PJM_ROR | 2045 | B15 | 1203 | 0 | 773 | 773 | 0 | 773 | 0 | 0 | 10.2438 | 0 | 0.40358 | 2.6877 | 0 | 2.4974
MISO_W_2_PJM_ROR | MISO_W | PJM_ROR | 2045 | B16 | 25 | 0 | 773 | 773 | 0 | 773 | 0 | 0 | 20.0484 | 0 | 4.5225 | 0.10932 | 0 | 2.4974
MISO_W_2_PJM_ROR | MISO_W | PJM_ROR | 2045 | B17 | 100 | 0 | 773 | 773 | 0 | 773 | 0 | 0 | 6.0062 | 0 | 4.38 | 0.131 | 0 | 2.4974
MISO_W_2_PJM_ROR | MISO_W | PJM_ROR | 2045 | B18 | 400 | 0 | 773 | 276.74 | 0 | 773 | 0 | 0 | 0 | 0 | 3.7984 | 0 | 0 | 2.4974
MISO_W_2_PJM_ROR | MISO_W | PJM_ROR | 2045 | B19 | 700 | 0 | 773 | 0 | 0 | 773 | 0 | 0 | 0 | 0 | 3.8103 | 0 | 0 | 2.4974
MISO_W_2_PJM_ROR | MISO_W | PJM_ROR | 2045 | B20 | 935 | 0 | 773 | 773 | 0 | 773 | 0 | 1465.72 | 15.4429 | 0 | 4.9854 | 3.1492 | 0 | 2.4974
MISO_W_2_PJM_ROR | MISO_W | PJM_ROR | 2050 | B1 | 10 | 0 | 773 | 773 | 0 | 773 | 0 | 0 | 11.7394 | 0 | 3.466 | 0.020833 | 0 | 1.7171
MISO_W_2_PJM_ROR | MISO_W | PJM_ROR | 2050 | B2 | 25 | 0 | 773 | 543.47 | 0 | 323.43 | 0 | 0 | 0 | 0 | 0 | 0 | 0 | 1.7171
MISO_W_2_PJM_ROR | MISO_W | PJM_ROR | 2050 | B3 | 75 | 0 | 773 | 0 | 0 | 0 | 0 | 0 | 0 | 0 | 0 | 0 | 0 | 1.7171
MISO_W_2_PJM_ROR | MISO_W | PJM_ROR | 2050 | B4 | 100 | 0 | 773 | 0 | 0 | 0 | 0 | 0 | 0 | 0 | 0 | 0 | 0 | 1.7171
MISO_W_2_PJM_ROR | MISO_W | PJM_ROR | 2050 | B5 | 200 | 0 | 773 | 0 | 0 | 0 | 0 | 0 | 0 | 0 | 0 | 0 | 0 | 1.7171
MISO_W_2_PJM_ROR | MISO_W | PJM_ROR | 2050 | B6 | 300 | 0 | 773 | 0 | 0 | 0 | 0 | 0 | 0 | 0 | 0 | 0 | 0 | 1.7171
MISO_W_2_PJM_ROR | MISO_W | PJM_ROR | 2050 | B7 | 400 | 0 | 773 | 0 | 0 | 0 | 0 | 0 | 0 | 0 | 0 | 0 | 0 | 1.7171
MISO_W_2_PJM_ROR | MISO_W | PJM_ROR | 2050 | B8 | 500 | 0 | 773 | 0 | 0 | 0 | 0 | 0 | 0 | 0 | 0 | 0 | 0 | 1.7171
MISO_W_2_PJM_ROR | MISO_W | PJM_ROR | 2050 | B9 | 800 | 0 | 773 | 773 | 0 | 0 | 0 | 0 | 0.4748 | 0 | 0 | 0.067407 | 0 | 1.7171
MISO_W_2_PJM_ROR | MISO_W | PJM_ROR | 2050 | B10 | 1262 | 0 | 773 | 773 | 0 | 492.29 | 0 | 0 | 10.6474 | 0 | 0 | 2.3846 | 0 | 1.7171
MISO_W_2_PJM_ROR | MISO_W | PJM_ROR | 2050 | B11 | 25 | 0 | 773 | 404.92 | 0 | 0 | 0 | 0 | 0 | 0 | 0 | 0 | 0 | 1.7171
MISO_W_2_PJM_ROR | MISO_W | PJM_ROR | 2050 | B12 | 200 | 0 | 773 | 773 | 0 | 0 | 0 | 0 | 2.0535 | 0 | 0 | 0.072884 | 0 | 1.7171
MISO_W_2_PJM_ROR | MISO_W | PJM_ROR | 2050 | B13 | 600 | 0 | 773 | 0 | 0 | 0 | 0 | 0 | 0 | 0 | 0 | 0 | 0 | 1.7171
MISO_W_2_PJM_ROR | MISO_W | PJM_ROR | 2050 | B14 | 900 | 0 | 773 | 0 | 0 | 0 | 0 | 0 | 0 | 0 | 0 | 0 | 0 | 1.7171
MISO_W_2_PJM_ROR | MISO_W | PJM_ROR | 2050 | B15 | 1203 | 0 | 773 | 773 | 0 | 0 | 0 | 0 | 7.8698 | 0 | 0 | 1.6801 | 0 | 1.7171
MISO_W_2_PJM_ROR | MISO_W | PJM_ROR | 2050 | B16 | 25 | 0 | 773 | 773 | 0 | 773 | 0 | 0 | 24.2504 | 0 | 4.3088 | 0.10759 | 0 | 1.7171
MISO_W_2_PJM_ROR | MISO_W | PJM_ROR | 2050 | B17 | 100 | 0 | 773 | 773 | 0 | 773 | 0 | 0 | 5.5433 | 0 | 4.2851 | 0.098372 | 0 | 1.7171
MISO_W_2_PJM_ROR | MISO_W | PJM_ROR | 2050 | B18 | 400 | 0 | 773 | 773 | 0 | 773 | 0 | 0 | 0.01187 | 0 | 3.2761 | 0.00084259 | 0 | 1.7171
MISO_W_2_PJM_ROR | MISO_W | PJM_ROR | 2050 | B19 | 700 | 0 | 773 | 773 | 0 | 773 | 0 | 0 | 0.01187 | 0 | 2.1603 | 0.0014745 | 0 | 1.7171
MISO_W_2_PJM_ROR | MISO_W | PJM_ROR | 2050 | B20 | 935 | 0 | 773 | 773 | 0 | 773 | 0 | 0 | 14.6713 | 0 | 4.4038 | 2.4344 | 0 | 1.7171
MISO_W_2_SPP_N | MISO_W | SPP_N | 2015 | B1 | 10 | 0 | 3200 | 0 | 0 | 0 | 0 | 0 | 0 | 0 | 0 | 0 | 0 | 0
MISO_W_2_SPP_N | MISO_W | SPP_N | 2015 | B2 | 25 | 0 | 3200 | 0 | 0 | 0 | 0 | 0 | 0 | 0 | 0 | 0 | 0 | 0
MISO_W_2_SPP_N | MISO_W | SPP_N | 2015 | B3 | 75 | 0 | 3200 | 0 | 0 | 0 | 0 | 0 | 0 | 0 | 0 | 0 | 0 | 0
MISO_W_2_SPP_N | MISO_W | SPP_N | 2015 | B4 | 100 | 0 | 3200 | 0 | 0 | 0 | 0 | 0 | 0 | 0 | 0 | 0 | 0 | 0
MISO_W_2_SPP_N | MISO_W | SPP_N | 2015 | B5 | 200 | 0 | 3200 | 0 | 0 | 0 | 0 | 0 | 0 | 0 | 0 | 0 | 0 | 0
MISO_W_2_SPP_N | MISO_W | SPP_N | 2015 | B6 | 300 | 0 | 3200 | 703.25 | 0 | 1477.26 | 0 | 0 | 0 | 0 | 0 | 0 | 0 | 0
MISO_W_2_SPP_N | MISO_W | SPP_N | 2015 | B7 | 400 | 0 | 3200 | 0 | 0 | 0 | 0 | 0 | 0 | 0 | 0 | 0 | 0 | 0
MISO_W_2_SPP_N | MISO_W | SPP_N | 2015 | B8 | 500 | 0 | 3200 | 0 | 0 | 0 | 0 | 0 | 0 | 0 | 0 | 0 | 0 | 0
MISO_W_2_SPP_N | MISO_W | SPP_N | 2015 | B9 | 800 | 0 | 3200 | 0 | 0 | 0 | 0 | 0 | 0 | 0 | 0 | 0 | 0 | 0
MISO_W_2_SPP_N | MISO_W | SPP_N | 2015 | B10 | 1262 | 0 | 3200 | 0 | 0 | 0 | 0 | 0 | 0 | 0 | 0 | 0 | 0 | 0
MISO_W_2_SPP_N | MISO_W | SPP_N | 2015 | B11 | 25 | 0 | 3200 | 609.58 | 0 | 328.38 | 0 | 0 | 0 | 0 | 0 | 0 | 0 | 0
MISO_W_2_SPP_N | MISO_W | SPP_N | 2015 | B12 | 200 | 0 | 3200 | 0 | 0 | 0 | 0 | 0 | 0 | 0 | 0 | 0 | 0 | 0
MISO_W_2_SPP_N | MISO_W | SPP_N | 2015 | B13 | 600 | 0 | 3200 | 0 | 0 | 0 | 0 | 0 | 0 | 0 | 0 | 0 | 0 | 0
MISO_W_2_SPP_N | MISO_W | SPP_N | 2015 | B14 | 900 | 0 | 3200 | 0 | 0 | 0 | 0 | 0 | 0 | 0 | 0 | 0 | 0 | 0
MISO_W_2_SPP_N | MISO_W | SPP_N | 2015 | B15 | 1203 | 0 | 3200 | 0 | 0 | 0 | 0 | 0 | 0 | 0 | 0 | 0 | 0 | 0
MISO_W_2_SPP_N | MISO_W | SPP_N | 2015 | B16 | 25 | 0 | 3200 | 0 | 0 | 0 | 0 | 0 | 0 | 0 | 0 | 0 | 0 | 0
MISO_W_2_SPP_N | MISO_W | SPP_N | 2015 | B17 | 100 | 0 | 3200 | 0 | 0 | 0 | 0 | 0 | 0 | 0 | 0 | 0 | 0 | 0
MISO_W_2_SPP_N | MISO_W | SPP_N | 2015 | B18 | 400 | 0 | 3200 | 0 | 0 | 0 | 0 | 0 | 0 | 0 | 0 | 0 | 0 | 0
MISO_W_2_SPP_N | MISO_W | SPP_N | 2015 | B19 | 700 | 0 | 3200 | 0 | 0 | 0 | 0 | 0 | 0 | 0 | 0 | 0 | 0 | 0
MISO_W_2_SPP_N | MISO_W | SPP_N | 2015 | B20 | 935 | 0 | 3200 | 223.76 | 0 | 0 | 0 | 0 | 0 | 0 | 0 | 0 | 0 | 0
MISO_W_2_SPP_N | MISO_W | SPP_N | 2020 | B1 | 10 | 0 | 3200 | 0 | 0 | 0 | 0 | 0 | 0 | 0 | 0 | 0 | 0 | 0
MISO_W_2_SPP_N | MISO_W | SPP_N | 2020 | B2 | 25 | 0 | 3200 | 0 | 0 | 0 | 0 | 0 | 0 | 0 | 0 | 0 | 0 | 0
MISO_W_2_SPP_N | MISO_W | SPP_N | 2020 | B3 | 75 | 0 | 3200 | 0 | 0 | 0 | 0 | 0 | 0 | 0 | 0 | 0 | 0 | 0
MISO_W_2_SPP_N | MISO_W | SPP_N | 2020 | B4 | 100 | 0 | 3200 | 0 | 0 | 101.67 | 0 | 0 | 0 | 0 | 0 | 0 | 0 | 0
MISO_W_2_SPP_N | MISO_W | SPP_N | 2020 | B5 | 200 | 0 | 3200 | 492.15 | 0 | 0 | 0 | 0 | 0 | 0 | 0 | 0 | 0 | 0
MISO_W_2_SPP_N | MISO_W | SPP_N | 2020 | B6 | 300 | 0 | 3200 | 908.72 | 0 | 2831.1 | 0 | 0 | 0 | 0 | 0 | 0 | 0 | 0
MISO_W_2_SPP_N | MISO_W | SPP_N | 2020 | B7 | 400 | 0 | 3200 | 171.61 | 0 | 97.74 | 0 | 0 | 0 | 0 | 0 | 0 | 0 | 0
MISO_W_2_SPP_N | MISO_W | SPP_N | 2020 | B8 | 500 | 0 | 3200 | 0 | 0 | 0 | 0 | 0 | 0 | 0 | 0 | 0 | 0 | 0
MISO_W_2_SPP_N | MISO_W | SPP_N | 2020 | B9 | 800 | 0 | 3200 | 0 | 0 | 0 | 0 | 0 | 0 | 0 | 0 | 0 | 0 | 0
MISO_W_2_SPP_N | MISO_W | SPP_N | 2020 | B10 | 1262 | 0 | 3200 | 0 | 0 | 0 | 0 | 0 | 0 | 0 | 0 | 0 | 0 | 0
MISO_W_2_SPP_N | MISO_W | SPP_N | 2020 | B11 | 25 | 0 | 3200 | 508.18 | 0 | 1667.68 | 0 | 0 | 0 | 0 | 0 | 0 | 0 | 0
MISO_W_2_SPP_N | MISO_W | SPP_N | 2020 | B12 | 200 | 0 | 3200 | 0 | 0 | 0 | 0 | 0 | 0 | 0 | 0 | 0 | 0 | 0
MISO_W_2_SPP_N | MISO_W | SPP_N | 2020 | B13 | 600 | 0 | 3200 | 0 | 0 | 0 | 0 | 0 | 0 | 0 | 0 | 0 | 0 | 0
MISO_W_2_SPP_N | MISO_W | SPP_N | 2020 | B14 | 900 | 0 | 3200 | 0 | 0 | 0 | 0 | 0 | 0 | 0 | 0 | 0 | 0 | 0
MISO_W_2_SPP_N | MISO_W | SPP_N | 2020 | B15 | 1203 | 0 | 3200 | 0 | 0 | 0 | 0 | 0 | 0 | 0 | 0 | 0 | 0 | 0
MISO_W_2_SPP_N | MISO_W | SPP_N | 2020 | B16 | 25 | 0 | 3200 | 0 | 0 | 0 | 0 | 0 | 0 | 0 | 0 | 0 | 0 | 0
MISO_W_2_SPP_N | MISO_W | SPP_N | 2020 | B17 | 100 | 0 | 3200 | 0 | 0 | 0 | 0 | 0 | 0 | 0 | 0 | 0 | 0 | 0
MISO_W_2_SPP_N | MISO_W | SPP_N | 2020 | B18 | 400 | 0 | 3200 | 0 | 0 | 0 | 0 | 0 | 0 | 0 | 0 | 0 | 0 | 0
MISO_W_2_SPP_N | MISO_W | SPP_N | 2020 | B19 | 700 | 0 | 3200 | 0 | 0 | 0 | 0 | 0 | 0 | 0 | 0 | 0 | 0 | 0
MISO_W_2_SPP_N | MISO_W | SPP_N | 2020 | B20 | 935 | 0 | 3200 | 0 | 0 | 0 | 0 | 0 | 0 | 0 | 0 | 0 | 0 | 0
MISO_W_2_SPP_N | MISO_W | SPP_N | 2025 | B1 | 10 | 0 | 3200 | 0 | 0 | 0 | 0 | 0 | 0 | 0 | 0 | 0 | 0 | 0
MISO_W_2_SPP_N | MISO_W | SPP_N | 2025 | B2 | 25 | 0 | 3200 | 0 | 0 | 0 | 0 | 0 | 0 | 0 | 0 | 0 | 0 | 0
MISO_W_2_SPP_N | MISO_W | SPP_N | 2025 | B3 | 75 | 0 | 3200 | 0 | 0 | 0 | 0 | 0 | 0 | 0 | 0 | 0 | 0 | 0
MISO_W_2_SPP_N | MISO_W | SPP_N | 2025 | B4 | 100 | 0 | 3200 | 0 | 0 | 0 | 0 | 0 | 0 | 0 | 0 | 0 | 0 | 0
MISO_W_2_SPP_N | MISO_W | SPP_N | 2025 | B5 | 200 | 0 | 3200 | 0 | 0 | 0 | 0 | 0 | 0 | 0 | 0 | 0 | 0 | 0
MISO_W_2_SPP_N | MISO_W | SPP_N | 2025 | B6 | 300 | 0 | 3200 | 2297.56 | 0 | 3200 | 0 | 1791.67 | 0 | 0 | 0.01187 | 0 | 0 | 0
MISO_W_2_SPP_N | MISO_W | SPP_N | 2025 | B7 | 400 | 0 | 3200 | 2364.24 | 0 | 2968.36 | 0 | 0 | 0 | 0 | 0 | 0 | 0 | 0
MISO_W_2_SPP_N | MISO_W | SPP_N | 2025 | B8 | 500 | 0 | 3200 | 0 | 0 | 0 | 0 | 0 | 0 | 0 | 0 | 0 | 0 | 0
MISO_W_2_SPP_N | MISO_W | SPP_N | 2025 | B9 | 800 | 0 | 3200 | 0 | 0 | 0 | 0 | 0 | 0 | 0 | 0 | 0 | 0 | 0
MISO_W_2_SPP_N | MISO_W | SPP_N | 2025 | B10 | 1262 | 0 | 3200 | 0 | 0 | 0 | 0 | 0 | 0 | 0 | 0 | 0 | 0 | 0
MISO_W_2_SPP_N | MISO_W | SPP_N | 2025 | B11 | 25 | 0 | 3200 | 462.72 | 0 | 1418.81 | 0 | 0 | 0 | 0 | 0 | 0 | 0 | 0
MISO_W_2_SPP_N | MISO_W | SPP_N | 2025 | B12 | 200 | 0 | 3200 | 0 | 0 | 0 | 0 | 0 | 0 | 0 | 0 | 0 | 0 | 0
MISO_W_2_SPP_N | MISO_W | SPP_N | 2025 | B13 | 600 | 0 | 3200 | 0 | 0 | 0 | 0 | 0 | 0 | 0 | 0 | 0 | 0 | 0
MISO_W_2_SPP_N | MISO_W | SPP_N | 2025 | B14 | 900 | 0 | 3200 | 0 | 0 | 0 | 0 | 0 | 0 | 0 | 0 | 0 | 0 | 0
MISO_W_2_SPP_N | MISO_W | SPP_N | 2025 | B15 | 1203 | 0 | 3200 | 0 | 0 | 0 | 0 | 0 | 0 | 0 | 0 | 0 | 0 | 0
MISO_W_2_SPP_N | MISO_W | SPP_N | 2025 | B16 | 25 | 0 | 3200 | 0 | 0 | 711.66 | 0 | 0 | 0 | 0 | 0 | 0 | 0 | 0
MISO_W_2_SPP_N | MISO_W | SPP_N | 2025 | B17 | 100 | 0 | 3200 | 0 | 0 | 0 | 0 | 0 | 0 | 0 | 0 | 0 | 0 | 0
MISO_W_2_SPP_N | MISO_W | SPP_N | 2025 | B18 | 400 | 0 | 3200 | 0 | 0 | 0 | 0 | 0 | 0 | 0 | 0 | 0 | 0 | 0
MISO_W_2_SPP_N | MISO_W | SPP_N | 2025 | B19 | 700 | 0 | 3200 | 0 | 0 | 0 | 0 | 0 | 0 | 0 | 0 | 0 | 0 | 0
MISO_W_2_SPP_N | MISO_W | SPP_N | 2025 | B20 | 935 | 0 | 3200 | 0 | 0 | 37.33 | 0 | 0 | 0 | 0 | 0 | 0 | 0 | 0
MISO_W_2_SPP_N | MISO_W | SPP_N | 2030 | B1 | 10 | 0 | 3200 | 0 | 0 | 0 | 0 | 0 | 0 | 0 | 0 | 0 | 0 | 0
MISO_W_2_SPP_N | MISO_W | SPP_N | 2030 | B2 | 25 | 0 | 3200 | 0 | 0 | 0 | 0 | 0 | 0 | 0 | 0 | 0 | 0 | 0
MISO_W_2_SPP_N | MISO_W | SPP_N | 2030 | B3 | 75 | 0 | 3200 | 0 | 0 | 0 | 0 | 0 | 0 | 0 | 0 | 0 | 0 | 0
MISO_W_2_SPP_N | MISO_W | SPP_N | 2030 | B4 | 100 | 0 | 3200 | 0 | 0 | 0 | 0 | 0 | 0 | 0 | 0 | 0 | 0 | 0
MISO_W_2_SPP_N | MISO_W | SPP_N | 2030 | B5 | 200 | 0 | 3200 | 222.84 | 0 | 0 | 0 | 0 | 0 | 0 | 0 | 0 | 0 | 0
MISO_W_2_SPP_N | MISO_W | SPP_N | 2030 | B6 | 300 | 0 | 3200 | 1865.76 | 0 | 3200 | 0 | 935.6 | 0 | 0 | 0.01187 | 0 | 0 | 0
MISO_W_2_SPP_N | MISO_W | SPP_N | 2030 | B7 | 400 | 0 | 3200 | 1985.89 | 0 | 2583.43 | 0 | 0 | 0 | 0 | 0 | 0 | 0 | 0
MISO_W_2_SPP_N | MISO_W | SPP_N | 2030 | B8 | 500 | 0 | 3200 | 0 | 0 | 0 | 0 | 0 | 0 | 0 | 0 | 0 | 0 | 0
MISO_W_2_SPP_N | MISO_W | SPP_N | 2030 | B9 | 800 | 0 | 3200 | 0 | 0 | 0 | 0 | 0 | 0 | 0 | 0 | 0 | 0 | 0
MISO_W_2_SPP_N | MISO_W | SPP_N | 2030 | B10 | 1262 | 0 | 3200 | 596.46 | 0 | 0 | 0 | 0 | 0 | 0 | 0 | 0 | 0 | 0
MISO_W_2_SPP_N | MISO_W | SPP_N | 2030 | B11 | 25 | 0 | 3200 | 226.63 | 0 | 1688.04 | 0 | 0 | 0 | 0 | 0 | 0 | 0 | 0
MISO_W_2_SPP_N | MISO_W | SPP_N | 2030 | B12 | 200 | 0 | 3200 | 0 | 0 | 0 | 0 | 0 | 0 | 0 | 0 | 0 | 0 | 0
MISO_W_2_SPP_N | MISO_W | SPP_N | 2030 | B13 | 600 | 0 | 3200 | 0 | 0 | 0 | 0 | 0 | 0 | 0 | 0 | 0 | 0 | 0
MISO_W_2_SPP_N | MISO_W | SPP_N | 2030 | B14 | 900 | 0 | 3200 | 0 | 0 | 0 | 0 | 0 | 0 | 0 | 0 | 0 | 0 | 0
MISO_W_2_SPP_N | MISO_W | SPP_N | 2030 | B15 | 1203 | 0 | 3200 | 0 | 0 | 0 | 0 | 0 | 0 | 0 | 0 | 0 | 0 | 0
MISO_W_2_SPP_N | MISO_W | SPP_N | 2030 | B16 | 25 | 0 | 3200 | 0 | 0 | 0 | 0 | 0 | 0 | 0 | 0 | 0 | 0 | 0
MISO_W_2_SPP_N | MISO_W | SPP_N | 2030 | B17 | 100 | 0 | 3200 | 0 | 0 | 0 | 0 | 0 | 0 | 0 | 0 | 0 | 0 | 0
MISO_W_2_SPP_N | MISO_W | SPP_N | 2030 | B18 | 400 | 0 | 3200 | 0 | 0 | 0 | 0 | 0 | 0 | 0 | 0 | 0 | 0 | 0
MISO_W_2_SPP_N | MISO_W | SPP_N | 2030 | B19 | 700 | 0 | 3200 | 0 | 0 | 0 | 0 | 0 | 0 | 0 | 0 | 0 | 0 | 0
MISO_W_2_SPP_N | MISO_W | SPP_N | 2030 | B20 | 935 | 0 | 3200 | 0 | 0 | 0 | 0 | 0 | 0 | 0 | 0 | 0 | 0 | 0
MISO_W_2_SPP_N | MISO_W | SPP_N | 2035 | B1 | 10 | 0 | 3200 | 0 | 0 | 0 | 0 | 0 | 0 | 0 | 0 | 0 | 0 | 0
MISO_W_2_SPP_N | MISO_W | SPP_N | 2035 | B2 | 25 | 0 | 3200 | 0 | 0 | 0 | 0 | 0 | 0 | 0 | 0 | 0 | 0 | 0
MISO_W_2_SPP_N | MISO_W | SPP_N | 2035 | B3 | 75 | 0 | 3200 | 0 | 0 | 0 | 0 | 0 | 0 | 0 | 0 | 0 | 0 | 0
MISO_W_2_SPP_N | MISO_W | SPP_N | 2035 | B4 | 100 | 0 | 3200 | 0 | 0 | 0 | 0 | 0 | 0 | 0 | 0 | 0 | 0 | 0
MISO_W_2_SPP_N | MISO_W | SPP_N | 2035 | B5 | 200 | 0 | 3200 | 375.15 | 0 | 0 | 0 | 0 | 0 | 0 | 0 | 0 | 0 | 0
MISO_W_2_SPP_N | MISO_W | SPP_N | 2035 | B6 | 300 | 0 | 3200 | 814.2 | 0 | 1639.93 | 0 | 0 | 0 | 0 | 0 | 0 | 0 | 0
MISO_W_2_SPP_N | MISO_W | SPP_N | 2035 | B7 | 400 | 0 | 3200 | 0 | 0 | 0 | 0 | 0 | 0 | 0 | 0 | 0 | 0 | 0
MISO_W_2_SPP_N | MISO_W | SPP_N | 2035 | B8 | 500 | 0 | 3200 | 0 | 0 | 0 | 0 | 0 | 0 | 0 | 0 | 0 | 0 | 0
MISO_W_2_SPP_N | MISO_W | SPP_N | 2035 | B9 | 800 | 0 | 3200 | 0 | 0 | 0 | 0 | 0 | 0 | 0 | 0 | 0 | 0 | 0
MISO_W_2_SPP_N | MISO_W | SPP_N | 2035 | B10 | 1262 | 0 | 3200 | 0 | 0 | 0 | 0 | 0 | 0 | 0 | 0 | 0 | 0 | 0
MISO_W_2_SPP_N | MISO_W | SPP_N | 2035 | B11 | 25 | 0 | 3200 | 0 | 0 | 322.51 | 0 | 0 | 0 | 0 | 0 | 0 | 0 | 0
MISO_W_2_SPP_N | MISO_W | SPP_N | 2035 | B12 | 200 | 0 | 3200 | 0 | 0 | 0 | 0 | 0 | 0 | 0 | 0 | 0 | 0 | 0
MISO_W_2_SPP_N | MISO_W | SPP_N | 2035 | B13 | 600 | 0 | 3200 | 0 | 0 | 0 | 0 | 0 | 0 | 0 | 0 | 0 | 0 | 0
MISO_W_2_SPP_N | MISO_W | SPP_N | 2035 | B14 | 900 | 0 | 3200 | 0 | 0 | 0 | 0 | 0 | 0 | 0 | 0 | 0 | 0 | 0
MISO_W_2_SPP_N | MISO_W | SPP_N | 2035 | B15 | 1203 | 0 | 3200 | 0 | 0 | 0 | 0 | 0 | 0 | 0 | 0 | 0 | 0 | 0
MISO_W_2_SPP_N | MISO_W | SPP_N | 2035 | B16 | 25 | 0 | 3200 | 0 | 0 | 0 | 0 | 0 | 0 | 0 | 0 | 0 | 0 | 0
MISO_W_2_SPP_N | MISO_W | SPP_N | 2035 | B17 | 100 | 0 | 3200 | 0 | 0 | 0 | 0 | 0 | 0 | 0 | 0 | 0 | 0 | 0
MISO_W_2_SPP_N | MISO_W | SPP_N | 2035 | B18 | 400 | 0 | 3200 | 0 | 0 | 0 | 0 | 0 | 0 | 0 | 0 | 0 | 0 | 0
MISO_W_2_SPP_N | MISO_W | SPP_N | 2035 | B19 | 700 | 0 | 3200 | 0 | 0 | 0 | 0 | 0 | 0 | 0 | 0 | 0 | 0 | 0
MISO_W_2_SPP_N | MISO_W | SPP_N | 2035 | B20 | 935 | 0 | 3200 | 0 | 0 | 0 | 0 | 0 | 0 | 0 | 0 | 0 | 0 | 0
MISO_W_2_SPP_N | MISO_W | SPP_N | 2040 | B1 | 10 | 0 | 3200 | 0 | 0 | 0 | 0 | 0 | 0 | 0 | 0 | 0 | 0 | 0
MISO_W_2_SPP_N | MISO_W | SPP_N | 2040 | B2 | 25 | 0 | 3200 | 0 | 0 | 0 | 0 | 0 | 0 | 0 | 0 | 0 | 0 | 0
MISO_W_2_SPP_N | MISO_W | SPP_N | 2040 | B3 | 75 | 0 | 3200 | 0 | 0 | 0 | 0 | 0 | 0 | 0 | 0 | 0 | 0 | 0
MISO_W_2_SPP_N | MISO_W | SPP_N | 2040 | B4 | 100 | 0 | 3200 | 0 | 0 | 0 | 0 | 0 | 0 | 0 | 0 | 0 | 0 | 0
MISO_W_2_SPP_N | MISO_W | SPP_N | 2040 | B5 | 200 | 0 | 3200 | 0 | 0 | 0 | 0 | 0 | 0 | 0 | 0 | 0 | 0 | 0
MISO_W_2_SPP_N | MISO_W | SPP_N | 2040 | B6 | 300 | 0 | 3200 | 960.14 | 0 | 767.37 | 0 | 0 | 0 | 0 | 0 | 0 | 0 | 0
MISO_W_2_SPP_N | MISO_W | SPP_N | 2040 | B7 | 400 | 0 | 3200 | 0 | 0 | 0 | 0 | 0 | 0 | 0 | 0 | 0 | 0 | 0
MISO_W_2_SPP_N | MISO_W | SPP_N | 2040 | B8 | 500 | 0 | 3200 | 0 | 0 | 0 | 0 | 0 | 0 | 0 | 0 | 0 | 0 | 0
MISO_W_2_SPP_N | MISO_W | SPP_N | 2040 | B9 | 800 | 0 | 3200 | 881.94 | 0 | 420.41 | 0 | 0 | 0 | 0 | 0 | 0 | 0 | 0
MISO_W_2_SPP_N | MISO_W | SPP_N | 2040 | B10 | 1262 | 0 | 3200 | 61.09 | 0 | 0 | 0 | 0 | 0 | 0 | 0 | 0 | 0 | 0
MISO_W_2_SPP_N | MISO_W | SPP_N | 2040 | B11 | 25 | 0 | 3200 | 710.25 | 0 | 189.44 | 0 | 0 | 0 | 0 | 0 | 0 | 0 | 0
MISO_W_2_SPP_N | MISO_W | SPP_N | 2040 | B12 | 200 | 0 | 3200 | 0 | 0 | 0 | 0 | 0 | 0 | 0 | 0 | 0 | 0 | 0
MISO_W_2_SPP_N | MISO_W | SPP_N | 2040 | B13 | 600 | 0 | 3200 | 0 | 0 | 0 | 0 | 0 | 0 | 0 | 0 | 0 | 0 | 0
MISO_W_2_SPP_N | MISO_W | SPP_N | 2040 | B14 | 900 | 0 | 3200 | 0 | 0 | 0 | 0 | 0 | 0 | 0 | 0 | 0 | 0 | 0
MISO_W_2_SPP_N | MISO_W | SPP_N | 2040 | B15 | 1203 | 0 | 3200 | 0 | 0 | 0 | 0 | 0 | 0 | 0 | 0 | 0 | 0 | 0
MISO_W_2_SPP_N | MISO_W | SPP_N | 2040 | B16 | 25 | 0 | 3200 | 0 | 0 | 0 | 0 | 0 | 0 | 0 | 0 | 0 | 0 | 0
MISO_W_2_SPP_N | MISO_W | SPP_N | 2040 | B17 | 100 | 0 | 3200 | 0 | 0 | 0 | 0 | 0 | 0 | 0 | 0 | 0 | 0 | 0
MISO_W_2_SPP_N | MISO_W | SPP_N | 2040 | B18 | 400 | 0 | 3200 | 0 | 0 | 0 | 0 | 0 | 0 | 0 | 0 | 0 | 0 | 0
MISO_W_2_SPP_N | MISO_W | SPP_N | 2040 | B19 | 700 | 0 | 3200 | 0 | 0 | 0 | 0 | 0 | 0 | 0 | 0 | 0 | 0 | 0
MISO_W_2_SPP_N | MISO_W | SPP_N | 2040 | B20 | 935 | 0 | 3200 | 0 | 0 | 0 | 0 | 0 | 0 | 0 | 0 | 0 | 0 | 0
MISO_W_2_SPP_N | MISO_W | SPP_N | 2045 | B1 | 10 | 0 | 3200 | 0 | 0 | 0 | 0 | 0 | 0 | 0 | 0 | 0 | 0 | 0
MISO_W_2_SPP_N | MISO_W | SPP_N | 2045 | B2 | 25 | 0 | 3200 | 0 | 0 | 0 | 0 | 0 | 0 | 0 | 0 | 0 | 0 | 0
MISO_W_2_SPP_N | MISO_W | SPP_N | 2045 | B3 | 75 | 0 | 3200 | 0 | 0 | 0 | 0 | 0 | 0 | 0 | 0 | 0 | 0 | 0
MISO_W_2_SPP_N | MISO_W | SPP_N | 2045 | B4 | 100 | 0 | 3200 | 0 | 0 | 0 | 0 | 0 | 0 | 0 | 0 | 0 | 0 | 0
MISO_W_2_SPP_N | MISO_W | SPP_N | 2045 | B5 | 200 | 0 | 3200 | 0 | 0 | 0 | 0 | 0 | 0 | 0 | 0 | 0 | 0 | 0
MISO_W_2_SPP_N | MISO_W | SPP_N | 2045 | B6 | 300 | 0 | 3200 | 220.83 | 0 | 66.12 | 0 | 0 | 0 | 0 | 0 | 0 | 0 | 0
MISO_W_2_SPP_N | MISO_W | SPP_N | 2045 | B7 | 400 | 0 | 3200 | 0 | 0 | 0 | 0 | 0 | 0 | 0 | 0 | 0 | 0 | 0
MISO_W_2_SPP_N | MISO_W | SPP_N | 2045 | B8 | 500 | 0 | 3200 | 1001.06 | 0 | 0 | 0 | 0 | 0 | 0 | 0 | 0 | 0 | 0
MISO_W_2_SPP_N | MISO_W | SPP_N | 2045 | B9 | 800 | 0 | 3200 | 0 | 0 | 0 | 0 | 0 | 0 | 0 | 0 | 0 | 0 | 0
MISO_W_2_SPP_N | MISO_W | SPP_N | 2045 | B10 | 1262 | 0 | 3200 | 76.84 | 0 | 0 | 0 | 0 | 0 | 0 | 0 | 0 | 0 | 0
MISO_W_2_SPP_N | MISO_W | SPP_N | 2045 | B11 | 25 | 0 | 3200 | 0 | 0 | 0 | 0 | 0 | 0 | 0 | 0 | 0 | 0 | 0
MISO_W_2_SPP_N | MISO_W | SPP_N | 2045 | B12 | 200 | 0 | 3200 | 0 | 0 | 0 | 0 | 0 | 0 | 0 | 0 | 0 | 0 | 0
MISO_W_2_SPP_N | MISO_W | SPP_N | 2045 | B13 | 600 | 0 | 3200 | 0 | 0 | 0 | 0 | 0 | 0 | 0 | 0 | 0 | 0 | 0
MISO_W_2_SPP_N | MISO_W | SPP_N | 2045 | B14 | 900 | 0 | 3200 | 0 | 0 | 0 | 0 | 0 | 0 | 0 | 0 | 0 | 0 | 0
MISO_W_2_SPP_N | MISO_W | SPP_N | 2045 | B15 | 1203 | 0 | 3200 | 0 | 0 | 0 | 0 | 0 | 0 | 0 | 0 | 0 | 0 | 0
MISO_W_2_SPP_N | MISO_W | SPP_N | 2045 | B16 | 25 | 0 | 3200 | 31.92 | 0 | 0 | 0 | 0 | 0 | 0 | 0 | 0 | 0 | 0
MISO_W_2_SPP_N | MISO_W | SPP_N | 2045 | B17 | 100 | 0 | 3200 | 0 | 0 | 0 | 0 | 0 | 0 | 0 | 0 | 0 | 0 | 0
MISO_W_2_SPP_N | MISO_W | SPP_N | 2045 | B18 | 400 | 0 | 3200 | 0 | 0 | 0 | 0 | 0 | 0 | 0 | 0 | 0 | 0 | 0
MISO_W_2_SPP_N | MISO_W | SPP_N | 2045 | B19 | 700 | 0 | 3200 | 0 | 0 | 0 | 0 | 0 | 0 | 0 | 0 | 0 | 0 | 0
MISO_W_2_SPP_N | MISO_W | SPP_N | 2045 | B20 | 935 | 0 | 3200 | 0 | 0 | 0 | 0 | 0 | 0 | 0 | 0 | 0 | 0 | 0
MISO_W_2_SPP_N | MISO_W | SPP_N | 2050 | B1 | 10 | 0 | 3200 | 0 | 0 | 0 | 0 | 0 | 0 | 0 | 0 | 0 | 0 | 0
MISO_W_2_SPP_N | MISO_W | SPP_N | 2050 | B2 | 25 | 0 | 3200 | 0 | 0 | 0 | 0 | 0 | 0 | 0 | 0 | 0 | 0 | 0
MISO_W_2_SPP_N | MISO_W | SPP_N | 2050 | B3 | 75 | 0 | 3200 | 0 | 0 | 0 | 0 | 0 | 0 | 0 | 0 | 0 | 0 | 0
MISO_W_2_SPP_N | MISO_W | SPP_N | 2050 | B4 | 100 | 0 | 3200 | 0 | 0 | 0 | 0 | 0 | 0 | 0 | 0 | 0 | 0 | 0
MISO_W_2_SPP_N | MISO_W | SPP_N | 2050 | B5 | 200 | 0 | 3200 | 0 | 0 | 0 | 0 | 0 | 0 | 0 | 0 | 0 | 0 | 0
MISO_W_2_SPP_N | MISO_W | SPP_N | 2050 | B6 | 300 | 0 | 3200 | 992.09 | 0 | 723.84 | 0 | 0 | 0 | 0 | 0 | 0 | 0 | 0
MISO_W_2_SPP_N | MISO_W | SPP_N | 2050 | B7 | 400 | 0 | 3200 | 0 | 0 | 0 | 0 | 0 | 0 | 0 | 0 | 0 | 0 | 0
MISO_W_2_SPP_N | MISO_W | SPP_N | 2050 | B8 | 500 | 0 | 3200 | 1358.43 | 0 | 401.1 | 0 | 0 | 0 | 0 | 0 | 0 | 0 | 0
MISO_W_2_SPP_N | MISO_W | SPP_N | 2050 | B9 | 800 | 0 | 3200 | 519 | 0 | 0 | 0 | 0 | 0 | 0 | 0 | 0 | 0 | 0
MISO_W_2_SPP_N | MISO_W | SPP_N | 2050 | B10 | 1262 | 0 | 3200 | 164.16 | 0 | 0 | 0 | 0 | 0 | 0 | 0 | 0 | 0 | 0
MISO_W_2_SPP_N | MISO_W | SPP_N | 2050 | B11 | 25 | 0 | 3200 | 565.38 | 0 | 794.84 | 0 | 0 | 0 | 0 | 0 | 0 | 0 | 0
MISO_W_2_SPP_N | MISO_W | SPP_N | 2050 | B12 | 200 | 0 | 3200 | 0 | 0 | 0 | 0 | 0 | 0 | 0 | 0 | 0 | 0 | 0
MISO_W_2_SPP_N | MISO_W | SPP_N | 2050 | B13 | 600 | 0 | 3200 | 0 | 0 | 0 | 0 | 0 | 0 | 0 | 0 | 0 | 0 | 0
MISO_W_2_SPP_N | MISO_W | SPP_N | 2050 | B14 | 900 | 0 | 3200 | 0 | 0 | 0 | 0 | 0 | 0 | 0 | 0 | 0 | 0 | 0
MISO_W_2_SPP_N | MISO_W | SPP_N | 2050 | B15 | 1203 | 0 | 3200 | 0 | 0 | 0 | 0 | 0 | 0 | 0 | 0 | 0 | 0 | 0
MISO_W_2_SPP_N | MISO_W | SPP_N | 2050 | B16 | 25 | 0 | 3200 | 819.18 | 0 | 0 | 0 | 0 | 0 | 0 | 0 | 0 | 0 | 0
MISO_W_2_SPP_N | MISO_W | SPP_N | 2050 | B17 | 100 | 0 | 3200 | 0 | 0 | 0 | 0 | 0 | 0 | 0 | 0 | 0 | 0 | 0
MISO_W_2_SPP_N | MISO_W | SPP_N | 2050 | B18 | 400 | 0 | 3200 | 0 | 0 | 0 | 0 | 0 | 0 | 0 | 0 | 0 | 0 | 0
MISO_W_2_SPP_N | MISO_W | SPP_N | 2050 | B19 | 700 | 0 | 3200 | 0 | 0 | 0 | 0 | 0 | 0 | 0 | 0 | 0 | 0 | 0
MISO_W_2_SPP_N | MISO_W | SPP_N | 2050 | B20 | 935 | 0 | 3200 | 0 | 0 | 0 | 0 | 0 | 0 | 0 | 0 | 0 | 0 | 0
MISO_WUMS_2_MISO_MI | MISO_WUMS | MISO_MI | 2015 | B1 | 10 | 0 | 99 | 0 | 0 | 0 | 0 | 0 | 0 | 0 | 0 | 0 | 0 | 0
MISO_WUMS_2_MISO_MI | MISO_WUMS | MISO_MI | 2015 | B2 | 25 | 0 | 99 | 0 | 0 | 0 | 0 | 0 | 0 | 0 | 0 | 0 | 0 | 0
MISO_WUMS_2_MISO_MI | MISO_WUMS | MISO_MI | 2015 | B3 | 75 | 0 | 99 | 0 | 0 | 0 | 0 | 0 | 0 | 0 | 0 | 0 | 0 | 0
MISO_WUMS_2_MISO_MI | MISO_WUMS | MISO_MI | 2015 | B4 | 100 | 0 | 99 | 0 | 0 | 0 | 0 | 0 | 0 | 0 | 0 | 0 | 0 | 0
MISO_WUMS_2_MISO_MI | MISO_WUMS | MISO_MI | 2015 | B5 | 200 | 0 | 99 | 0 | 0 | 0 | 0 | 0 | 0 | 0 | 0 | 0 | 0 | 0
MISO_WUMS_2_MISO_MI | MISO_WUMS | MISO_MI | 2015 | B6 | 300 | 0 | 99 | 0 | 0 | 0 | 0 | 0 | 0 | 0 | 0 | 0 | 0 | 0
MISO_WUMS_2_MISO_MI | MISO_WUMS | MISO_MI | 2015 | B7 | 400 | 0 | 99 | 0 | 0 | 0 | 0 | 0 | 0 | 0 | 0 | 0 | 0 | 0
MISO_WUMS_2_MISO_MI | MISO_WUMS | MISO_MI | 2015 | B8 | 500 | 0 | 99 | 0 | 0 | 0 | 0 | 0 | 0 | 0 | 0 | 0 | 0 | 0
MISO_WUMS_2_MISO_MI | MISO_WUMS | MISO_MI | 2015 | B9 | 800 | 0 | 99 | 0 | 0 | 0 | 0 | 0 | 0 | 0 | 0 | 0 | 0 | 0
MISO_WUMS_2_MISO_MI | MISO_WUMS | MISO_MI | 2015 | B10 | 1262 | 0 | 99 | 0 | 0 | 0 | 0 | 0 | 0 | 0 | 0 | 0 | 0 | 0
MISO_WUMS_2_MISO_MI | MISO_WUMS | MISO_MI | 2015 | B11 | 25 | 0 | 99 | 0 | 0 | 0 | 0 | 0 | 0 | 0 | 0 | 0 | 0 | 0
MISO_WUMS_2_MISO_MI | MISO_WUMS | MISO_MI | 2015 | B12 | 200 | 0 | 99 | 0 | 0 | 0 | 0 | 0 | 0 | 0 | 0 | 0 | 0 | 0
MISO_WUMS_2_MISO_MI | MISO_WUMS | MISO_MI | 2015 | B13 | 600 | 0 | 99 | 0 | 0 | 0 | 0 | 0 | 0 | 0 | 0 | 0 | 0 | 0
MISO_WUMS_2_MISO_MI | MISO_WUMS | MISO_MI | 2015 | B14 | 900 | 0 | 99 | 0 | 0 | 0 | 0 | 0 | 0 | 0 | 0 | 0 | 0 | 0
MISO_WUMS_2_MISO_MI | MISO_WUMS | MISO_MI | 2015 | B15 | 1203 | 0 | 99 | 0 | 0 | 0 | 0 | 0 | 0 | 0 | 0 | 0 | 0 | 0
MISO_WUMS_2_MISO_MI | MISO_WUMS | MISO_MI | 2015 | B16 | 25 | 0 | 99 | 0 | 0 | 0 | 0 | 0 | 0 | 0 | 0 | 0 | 0 | 0
MISO_WUMS_2_MISO_MI | MISO_WUMS | MISO_MI | 2015 | B17 | 100 | 0 | 99 | 0 | 0 | 99 | 0 | 8.24 | 0 | 0 | 0.01187 | 0 | 0 | 0
MISO_WUMS_2_MISO_MI | MISO_WUMS | MISO_MI | 2015 | B18 | 400 | 0 | 99 | 0 | 0 | 0 | 0 | 0 | 0 | 0 | 0 | 0 | 0 | 0
MISO_WUMS_2_MISO_MI | MISO_WUMS | MISO_MI | 2015 | B19 | 700 | 0 | 99 | 0 | 0 | 0 | 0 | 0 | 0 | 0 | 0 | 0 | 0 | 0
MISO_WUMS_2_MISO_MI | MISO_WUMS | MISO_MI | 2015 | B20 | 935 | 0 | 99 | 0 | 0 | 0 | 0 | 0 | 0 | 0 | 0 | 0 | 0 | 0
MISO_WUMS_2_MISO_MI | MISO_WUMS | MISO_MI | 2020 | B1 | 10 | 0 | 99 | 99 | 0 | 99 | 0 | 873.98 | 0.13057 | 0 | 0 | 0.0055562 | 0 | 0.015279
MISO_WUMS_2_MISO_MI | MISO_WUMS | MISO_MI | 2020 | B2 | 25 | 0 | 99 | 0 | 0 | 99 | 0 | 958.98 | 0 | 0 | 0 | 0 | 0 | 0.015279
MISO_WUMS_2_MISO_MI | MISO_WUMS | MISO_MI | 2020 | B3 | 75 | 0 | 99 | 0 | 0 | 99 | 0 | 241.09 | 0 | 0 | 0 | 0 | 0 | 0.015279
MISO_WUMS_2_MISO_MI | MISO_WUMS | MISO_MI | 2020 | B4 | 100 | 0 | 99 | 0 | 0 | 0 | 0 | 0 | 0 | 0 | 0 | 0 | 0 | 0.015279
MISO_WUMS_2_MISO_MI | MISO_WUMS | MISO_MI | 2020 | B5 | 200 | 0 | 99 | 0 | 0 | 0 | 0 | 0 | 0 | 0 | 0 | 0 | 0 | 0.015279
MISO_WUMS_2_MISO_MI | MISO_WUMS | MISO_MI | 2020 | B6 | 300 | 0 | 99 | 0 | 0 | 0 | 0 | 0 | 0 | 0 | 0 | 0 | 0 | 0.015279
MISO_WUMS_2_MISO_MI | MISO_WUMS | MISO_MI | 2020 | B7 | 400 | 0 | 99 | 0 | 0 | 0 | 0 | 0 | 0 | 0 | 0 | 0 | 0 | 0.015279
MISO_WUMS_2_MISO_MI | MISO_WUMS | MISO_MI | 2020 | B8 | 500 | 0 | 99 | 0 | 0 | 0 | 0 | 0 | 0 | 0 | 0 | 0 | 0 | 0.015279
MISO_WUMS_2_MISO_MI | MISO_WUMS | MISO_MI | 2020 | B9 | 800 | 0 | 99 | 0 | 0 | 0 | 0 | 0 | 0 | 0 | 0 | 0 | 0 | 0.015279
MISO_WUMS_2_MISO_MI | MISO_WUMS | MISO_MI | 2020 | B10 | 1262 | 0 | 99 | 0 | 0 | 99 | 0 | 845.01 | 0 | 0 | 0 | 0 | 0 | 0.015279
MISO_WUMS_2_MISO_MI | MISO_WUMS | MISO_MI | 2020 | B11 | 25 | 0 | 99 | 0 | 0 | 99 | 0 | 350.57 | 0 | 0 | 0 | 0 | 0 | 0.015279
MISO_WUMS_2_MISO_MI | MISO_WUMS | MISO_MI | 2020 | B12 | 200 | 0 | 99 | 99 | 0 | 99 | 0 | 488.68 | 0.03561 | 0 | 0 | 0.030306 | 0 | 0.015279
MISO_WUMS_2_MISO_MI | MISO_WUMS | MISO_MI | 2020 | B13 | 600 | 0 | 99 | 0 | 0 | 99 | 0 | 284.4 | 0 | 0 | 0 | 0 | 0 | 0.015279
MISO_WUMS_2_MISO_MI | MISO_WUMS | MISO_MI | 2020 | B14 | 900 | 0 | 99 | 0 | 0 | 99 | 0 | 215.43 | 0 | 0 | 0 | 0 | 0 | 0.015279
MISO_WUMS_2_MISO_MI | MISO_WUMS | MISO_MI | 2020 | B15 | 1203 | 0 | 99 | 51.47 | 0 | 99 | 0 | 543.26 | 0 | 0 | 0 | 0 | 0 | 0.015279
MISO_WUMS_2_MISO_MI | MISO_WUMS | MISO_MI | 2020 | B16 | 25 | 0 | 99 | 99 | 0 | 0 | 0 | 0 | 0.2374 | 0 | 0 | 0.025255 | 0 | 0.015279
MISO_WUMS_2_MISO_MI | MISO_WUMS | MISO_MI | 2020 | B17 | 100 | 0 | 99 | 0 | 0 | 99 | 0 | 116.89 | 0 | 0 | 0 | 0 | 0 | 0.015279
MISO_WUMS_2_MISO_MI | MISO_WUMS | MISO_MI | 2020 | B18 | 400 | 0 | 99 | 0 | 0 | 0 | 0 | 0 | 0 | 0 | 0 | 0 | 0 | 0.015279
MISO_WUMS_2_MISO_MI | MISO_WUMS | MISO_MI | 2020 | B19 | 700 | 0 | 99 | 0 | 0 | 0 | 0 | 0 | 0 | 0 | 0 | 0 | 0 | 0.015279
MISO_WUMS_2_MISO_MI | MISO_WUMS | MISO_MI | 2020 | B20 | 935 | 0 | 99 | 99 | 0 | 0 | 0 | 0 | 0 | 0 | 0 | 0 | 0 | 0.015279
MISO_WUMS_2_MISO_MI | MISO_WUMS | MISO_MI | 2025 | B1 | 10 | 0 | 99 | 99 | 0 | 99 | 0 | 40.41 | 0.15431 | 0 | 0.08309 | 0.0011559 | 0 | 0.096149
MISO_WUMS_2_MISO_MI | MISO_WUMS | MISO_MI | 2025 | B2 | 25 | 0 | 99 | 99 | 0 | 99 | 0 | 0 | 0.15431 | 0 | 0.01187 | 0.0028897 | 0 | 0.096149
MISO_WUMS_2_MISO_MI | MISO_WUMS | MISO_MI | 2025 | B3 | 75 | 0 | 99 | 0 | 0 | 0 | 0 | 0 | 0 | 0 | 0 | 0 | 0 | 0.096149
MISO_WUMS_2_MISO_MI | MISO_WUMS | MISO_MI | 2025 | B4 | 100 | 0 | 99 | 0 | 0 | 0 | 0 | 0 | 0 | 0 | 0 | 0 | 0 | 0.096149
MISO_WUMS_2_MISO_MI | MISO_WUMS | MISO_MI | 2025 | B5 | 200 | 0 | 99 | 0 | 0 | 0 | 0 | 0 | 0 | 0 | 0 | 0 | 0 | 0.096149
MISO_WUMS_2_MISO_MI | MISO_WUMS | MISO_MI | 2025 | B6 | 300 | 0 | 99 | 99 | 0 | 99 | 0 | 0 | 1.5906 | 0 | 0.08309 | 0.35743 | 0 | 0.096149
MISO_WUMS_2_MISO_MI | MISO_WUMS | MISO_MI | 2025 | B7 | 400 | 0 | 99 | 95.7 | 0 | 99 | 0 | 377.75 | 0 | 0 | 0.08309 | 0 | 0 | 0.096149
MISO_WUMS_2_MISO_MI | MISO_WUMS | MISO_MI | 2025 | B8 | 500 | 0 | 99 | 0 | 0 | 33.19 | 0 | 0 | 0 | 0 | 0 | 0 | 0 | 0.096149
MISO_WUMS_2_MISO_MI | MISO_WUMS | MISO_MI | 2025 | B9 | 800 | 0 | 99 | 99 | 0 | 99 | 0 | 0 | 0.03561 | 0 | 0.01187 | 0.021339 | 0 | 0.096149
MISO_WUMS_2_MISO_MI | MISO_WUMS | MISO_MI | 2025 | B10 | 1262 | 0 | 99 | 0 | 0 | 0 | 0 | 0 | 0 | 0 | 0 | 0 | 0 | 0.096149
MISO_WUMS_2_MISO_MI | MISO_WUMS | MISO_MI | 2025 | B11 | 25 | 0 | 99 | 0 | 0 | 0 | 0 | 0 | 0 | 0 | 0 | 0 | 0 | 0.096149
MISO_WUMS_2_MISO_MI | MISO_WUMS | MISO_MI | 2025 | B12 | 200 | 0 | 99 | 99 | 0 | 0 | 0 | 0 | 0.01187 | 0 | 0 | 0.0017783 | 0 | 0.096149
MISO_WUMS_2_MISO_MI | MISO_WUMS | MISO_MI | 2025 | B13 | 600 | 0 | 99 | 0 | 0 | 0 | 0 | 0 | 0 | 0 | 0 | 0 | 0 | 0.096149
MISO_WUMS_2_MISO_MI | MISO_WUMS | MISO_MI | 2025 | B14 | 900 | 0 | 99 | 0 | 0 | 99 | 0 | 186.49 | 0 | 0 | 0.08309 | 0 | 0 | 0.096149
MISO_WUMS_2_MISO_MI | MISO_WUMS | MISO_MI | 2025 | B15 | 1203 | 0 | 99 | 0 | 0 | 0 | 0 | 0 | 0 | 0 | 0 | 0 | 0 | 0.096149
MISO_WUMS_2_MISO_MI | MISO_WUMS | MISO_MI | 2025 | B16 | 25 | 0 | 99 | 0 | 0 | 0 | 0 | 0 | 0 | 0 | 0 | 0 | 0 | 0.096149
MISO_WUMS_2_MISO_MI | MISO_WUMS | MISO_MI | 2025 | B17 | 100 | 0 | 99 | 0 | 0 | 0 | 0 | 0 | 0 | 0 | 0 | 0 | 0 | 0.096149
MISO_WUMS_2_MISO_MI | MISO_WUMS | MISO_MI | 2025 | B18 | 400 | 0 | 99 | 0 | 0 | 0 | 0 | 0 | 0 | 0 | 0 | 0 | 0 | 0.096149
MISO_WUMS_2_MISO_MI | MISO_WUMS | MISO_MI | 2025 | B19 | 700 | 0 | 99 | 0 | 0 | 0 | 0 | 0 | 0 | 0 | 0 | 0 | 0 | 0.096149
MISO_WUMS_2_MISO_MI | MISO_WUMS | MISO_MI | 2025 | B20 | 935 | 0 | 99 | 0 | 0 | 0 | 0 | 0 | 0 | 0 | 0 | 0 | 0 | 0.096149
MISO_WUMS_2_MISO_MI | MISO_WUMS | MISO_MI | 2030 | B1 | 10 | 0 | 99 | 99 | 0 | 99 | 0 | 5627.68 | 19.8704 | 0 | 0.15431 | 0.067701 | 0 | 0.17134
MISO_WUMS_2_MISO_MI | MISO_WUMS | MISO_MI | 2030 | B2 | 25 | 0 | 99 | 99 | 0 | 99 | 0 | 5354.19 | 5.0448 | 0 | 0.15431 | 0.042971 | 0 | 0.17134
MISO_WUMS_2_MISO_MI | MISO_WUMS | MISO_MI | 2030 | B3 | 75 | 0 | 99 | 0 | 0 | 0 | 0 | 0 | 0 | 0 | 0 | 0 | 0 | 0.17134
MISO_WUMS_2_MISO_MI | MISO_WUMS | MISO_MI | 2030 | B4 | 100 | 0 | 99 | 0 | 0 | 0 | 0 | 0 | 0 | 0 | 0 | 0 | 0 | 0.17134
MISO_WUMS_2_MISO_MI | MISO_WUMS | MISO_MI | 2030 | B5 | 200 | 0 | 99 | 0 | 0 | 0 | 0 | 0 | 0 | 0 | 0 | 0 | 0 | 0.17134
MISO_WUMS_2_MISO_MI | MISO_WUMS | MISO_MI | 2030 | B6 | 300 | 0 | 99 | 99 | 0 | 0 | 0 | 0 | 0.79529 | 0 | 0 | 0.08129 | 0 | 0.17134
MISO_WUMS_2_MISO_MI | MISO_WUMS | MISO_MI | 2030 | B7 | 400 | 0 | 99 | 99 | 0 | 99 | 0 | 1344.55 | 1.3176 | 0 | 0.15431 | 0.17957 | 0 | 0.17134
MISO_WUMS_2_MISO_MI | MISO_WUMS | MISO_MI | 2030 | B8 | 500 | 0 | 99 | 99 | 0 | 99 | 0 | 1310.67 | 0.03561 | 0 | 0.15431 | 0.0060664 | 0 | 0.17134
MISO_WUMS_2_MISO_MI | MISO_WUMS | MISO_MI | 2030 | B9 | 800 | 0 | 99 | 0 | 0 | 99 | 0 | 1217.03 | 0 | 0 | 0.15431 | 0 | 0 | 0.17134
MISO_WUMS_2_MISO_MI | MISO_WUMS | MISO_MI | 2030 | B10 | 1262 | 0 | 99 | 0 | 0 | 99 | 0 | 0 | 0 | 0 | 0.07122 | 0 | 0 | 0.17134
MISO_WUMS_2_MISO_MI | MISO_WUMS | MISO_MI | 2030 | B11 | 25 | 0 | 99 | 0 | 0 | 0 | 0 | 0 | 0 | 0 | 0 | 0 | 0 | 0.17134
MISO_WUMS_2_MISO_MI | MISO_WUMS | MISO_MI | 2030 | B12 | 200 | 0 | 99 | 99 | 0 | 99 | 0 | 210.96 | 0.68846 | 0 | 0.15431 | 0.046914 | 0 | 0.17134
MISO_WUMS_2_MISO_MI | MISO_WUMS | MISO_MI | 2030 | B13 | 600 | 0 | 99 | 99 | 0 | 99 | 0 | 365.37 | 0.01187 | 0 | 0.15431 | 0.0024266 | 0 | 0.17134
MISO_WUMS_2_MISO_MI | MISO_WUMS | MISO_MI | 2030 | B14 | 900 | 0 | 99 | 99 | 0 | 99 | 0 | 945.43 | 0.84277 | 0 | 0.15431 | 0.25843 | 0 | 0.17134
MISO_WUMS_2_MISO_MI | MISO_WUMS | MISO_MI | 2030 | B15 | 1203 | 0 | 99 | 52.95 | 0 | 99 | 0 | 117.59 | 0 | 0 | 0.15431 | 0 | 0 | 0.17134
MISO_WUMS_2_MISO_MI | MISO_WUMS | MISO_MI | 2030 | B16 | 25 | 0 | 99 | 0 | 0 | 0 | 0 | 0 | 0 | 0 | 0 | 0 | 0 | 0.17134
MISO_WUMS_2_MISO_MI | MISO_WUMS | MISO_MI | 2030 | B17 | 100 | 0 | 99 | 0 | 0 | 0 | 0 | 0 | 0 | 0 | 0 | 0 | 0 | 0.17134
MISO_WUMS_2_MISO_MI | MISO_WUMS | MISO_MI | 2030 | B18 | 400 | 0 | 99 | 0 | 0 | 99 | 0 | 270.73 | 0 | 0 | 0.15431 | 0 | 0 | 0.17134
MISO_WUMS_2_MISO_MI | MISO_WUMS | MISO_MI | 2030 | B19 | 700 | 0 | 99 | 0 | 0 | 0 | 0 | 0 | 0 | 0 | 0 | 0 | 0 | 0.17134
MISO_WUMS_2_MISO_MI | MISO_WUMS | MISO_MI | 2030 | B20 | 935 | 0 | 99 | 0 | 0 | 0 | 0 | 0 | 0 | 0 | 0 | 0 | 0 | 0.17134
MISO_WUMS_2_MISO_MI | MISO_WUMS | MISO_MI | 2035 | B1 | 10 | 0 | 99 | 99 | 0 | 99 | 0 | 4747.64 | 21.0336 | 0 | 0.29675 | 0.23114 | 0 | 0.20852
MISO_WUMS_2_MISO_MI | MISO_WUMS | MISO_MI | 2035 | B2 | 25 | 0 | 99 | 99 | 0 | 99 | 0 | 3030.71 | 5.8875 | 0 | 0.29675 | 0.16175 | 0 | 0.20852
MISO_WUMS_2_MISO_MI | MISO_WUMS | MISO_MI | 2035 | B3 | 75 | 0 | 99 | 99 | 0 | 99 | 0 | 2135.58 | 4.0239 | 0 | 0.29675 | 0.33164 | 0 | 0.20852
MISO_WUMS_2_MISO_MI | MISO_WUMS | MISO_MI | 2035 | B4 | 100 | 0 | 99 | 99 | 0 | 99 | 0 | 3031.97 | 0.74781 | 0 | 0.29675 | 0.082177 | 0 | 0.20852
MISO_WUMS_2_MISO_MI | MISO_WUMS | MISO_MI | 2035 | B5 | 200 | 0 | 99 | 0 | 0 | 41.74 | 0 | 0 | 0 | 0 | 0 | 0 | 0 | 0.20852
MISO_WUMS_2_MISO_MI | MISO_WUMS | MISO_MI | 2035 | B6 | 300 | 0 | 99 | 0 | 0 | 0 | 0 | 0 | 0 | 0 | 0 | 0 | 0 | 0.20852
MISO_WUMS_2_MISO_MI | MISO_WUMS | MISO_MI | 2035 | B7 | 400 | 0 | 99 | 17.61 | 0 | 99 | 0 | 0 | 0 | 0 | 0.03561 | 0 | 0 | 0.20852
MISO_WUMS_2_MISO_MI | MISO_WUMS | MISO_MI | 2035 | B8 | 500 | 0 | 99 | 99 | 0 | 99 | 0 | 0 | 0.03561 | 0 | 0.03561 | 0.019566 | 0 | 0.20852
MISO_WUMS_2_MISO_MI | MISO_WUMS | MISO_MI | 2035 | B9 | 800 | 0 | 99 | 0 | 0 | 99 | 0 | 539.18 | 0 | 0 | 0.29675 | 0 | 0 | 0.20852
MISO_WUMS_2_MISO_MI | MISO_WUMS | MISO_MI | 2035 | B10 | 1262 | 0 | 99 | 0 | 0 | 0 | 0 | 0 | 0 | 0 | 0 | 0 | 0 | 0.20852
MISO_WUMS_2_MISO_MI | MISO_WUMS | MISO_MI | 2035 | B11 | 25 | 0 | 99 | 0 | 0 | 0 | 0 | 0 | 0 | 0 | 0 | 0 | 0 | 0.20852
MISO_WUMS_2_MISO_MI | MISO_WUMS | MISO_MI | 2035 | B12 | 200 | 0 | 99 | 99 | 0 | 99 | 0 | 1289.19 | 0.03561 | 0 | 0.29675 | 0.0078264 | 0 | 0.20852
MISO_WUMS_2_MISO_MI | MISO_WUMS | MISO_MI | 2035 | B13 | 600 | 0 | 99 | 0 | 0 | 99 | 0 | 243.78 | 0 | 0 | 0.29675 | 0 | 0 | 0.20852
MISO_WUMS_2_MISO_MI | MISO_WUMS | MISO_MI | 2035 | B14 | 900 | 0 | 99 | 0 | 0 | 99 | 0 | 0 | 0 | 0 | 0.07122 | 0 | 0 | 0.20852
MISO_WUMS_2_MISO_MI | MISO_WUMS | MISO_MI | 2035 | B15 | 1203 | 0 | 99 | 0 | 0 | 99 | 0 | 0 | 0 | 0 | 0.01187 | 0 | 0 | 0.20852
MISO_WUMS_2_MISO_MI | MISO_WUMS | MISO_MI | 2035 | B16 | 25 | 0 | 99 | 0 | 0 | 0 | 0 | 0 | 0 | 0 | 0 | 0 | 0 | 0.20852
MISO_WUMS_2_MISO_MI | MISO_WUMS | MISO_MI | 2035 | B17 | 100 | 0 | 99 | 48.9 | 0 | 18.62 | 0 | 0 | 0 | 0 | 0 | 0 | 0 | 0.20852
MISO_WUMS_2_MISO_MI | MISO_WUMS | MISO_MI | 2035 | B18 | 400 | 0 | 99 | 0 | 0 | 99 | 0 | 0 | 0 | 0 | 0.01187 | 0 | 0 | 0.20852
MISO_WUMS_2_MISO_MI | MISO_WUMS | MISO_MI | 2035 | B19 | 700 | 0 | 99 | 0 | 0 | 0 | 0 | 0 | 0 | 0 | 0 | 0 | 0 | 0.20852
MISO_WUMS_2_MISO_MI | MISO_WUMS | MISO_MI | 2035 | B20 | 935 | 0 | 99 | 0 | 0 | 0 | 0 | 0 | 0 | 0 | 0 | 0 | 0 | 0.20852
MISO_WUMS_2_MISO_MI | MISO_WUMS | MISO_MI | 2040 | B1 | 10 | 0 | 99 | 99 | 0 | 99 | 0 | 7500.74 | 19.9416 | 0 | 0.74781 | 0.043973 | 0 | 0.16673
MISO_WUMS_2_MISO_MI | MISO_WUMS | MISO_MI | 2040 | B2 | 25 | 0 | 99 | 99 | 0 | 99 | 0 | 4053.5 | 6.7896 | 0 | 0.74781 | 0.037429 | 0 | 0.16673
MISO_WUMS_2_MISO_MI | MISO_WUMS | MISO_MI | 2040 | B3 | 75 | 0 | 99 | 99 | 0 | 99 | 0 | 6185.71 | 4.4156 | 0 | 0.74781 | 0.073026 | 0 | 0.16673
MISO_WUMS_2_MISO_MI | MISO_WUMS | MISO_MI | 2040 | B4 | 100 | 0 | 99 | 99 | 0 | 99 | 0 | 7096.22 | 4.0595 | 0 | 0.74781 | 0.089516 | 0 | 0.16673
MISO_WUMS_2_MISO_MI | MISO_WUMS | MISO_MI | 2040 | B5 | 200 | 0 | 99 | 99 | 0 | 99 | 0 | 0 | 1.7568 | 0 | 0.14244 | 0.077476 | 0 | 0.16673
MISO_WUMS_2_MISO_MI | MISO_WUMS | MISO_MI | 2040 | B6 | 300 | 0 | 99 | 99 | 0 | 99 | 0 | 0 | 0.01187 | 0 | 0.14244 | 0.00078523 | 0 | 0.16673
MISO_WUMS_2_MISO_MI | MISO_WUMS | MISO_MI | 2040 | B7 | 400 | 0 | 99 | 99 | 0 | 99 | 0 | 1251.9 | 0.03561 | 0 | 0.74781 | 0.0031409 | 0 | 0.16673
MISO_WUMS_2_MISO_MI | MISO_WUMS | MISO_MI | 2040 | B8 | 500 | 0 | 99 | 99 | 0 | 99 | 0 | 0 | 0.01187 | 0 | 0.65285 | 0.0013087 | 0 | 0.16673
MISO_WUMS_2_MISO_MI | MISO_WUMS | MISO_MI | 2040 | B9 | 800 | 0 | 99 | 99 | 0 | 99 | 0 | 252.62 | 0.01187 | 0 | 0.74781 | 0.0020939 | 0 | 0.16673
MISO_WUMS_2_MISO_MI | MISO_WUMS | MISO_MI | 2040 | B10 | 1262 | 0 | 99 | 0 | 0 | 0 | 0 | 0 | 0 | 0 | 0 | 0 | 0 | 0.16673
MISO_WUMS_2_MISO_MI | MISO_WUMS | MISO_MI | 2040 | B11 | 25 | 0 | 99 | 99 | 0 | 99 | 0 | 512.9 | 2.6114 | 0 | 0.74781 | 0.014396 | 0 | 0.16673
MISO_WUMS_2_MISO_MI | MISO_WUMS | MISO_MI | 2040 | B12 | 200 | 0 | 99 | 99 | 0 | 99 | 0 | 816.17 | 3.9883 | 0 | 0.74781 | 0.17589 | 0 | 0.16673
MISO_WUMS_2_MISO_MI | MISO_WUMS | MISO_MI | 2040 | B13 | 600 | 0 | 99 | 99 | 0 | 99 | 0 | 43.66 | 0.80716 | 0 | 0.74781 | 0.10679 | 0 | 0.16673
MISO_WUMS_2_MISO_MI | MISO_WUMS | MISO_MI | 2040 | B14 | 900 | 0 | 99 | 99 | 0 | 99 | 0 | 343.79 | 0.20179 | 0 | 0.74781 | 0.040047 | 0 | 0.16673
MISO_WUMS_2_MISO_MI | MISO_WUMS | MISO_MI | 2040 | B15 | 1203 | 0 | 99 | 0 | 0 | 99 | 0 | 0 | 0 | 0 | 0.43919 | 0 | 0 | 0.16673
MISO_WUMS_2_MISO_MI | MISO_WUMS | MISO_MI | 2040 | B16 | 25 | 0 | 99 | 0 | 0 | 99 | 0 | 0 | 0 | 0 | 0.03561 | 0 | 0 | 0.16673
MISO_WUMS_2_MISO_MI | MISO_WUMS | MISO_MI | 2040 | B17 | 100 | 0 | 99 | 45.52 | 0 | 0 | 0 | 0 | 0 | 0 | 0 | 0 | 0 | 0.16673
MISO_WUMS_2_MISO_MI | MISO_WUMS | MISO_MI | 2040 | B18 | 400 | 0 | 99 | 99 | 0 | 99 | 0 | 0 | 0.01187 | 0 | 0.74781 | 0.001047 | 0 | 0.16673
MISO_WUMS_2_MISO_MI | MISO_WUMS | MISO_MI | 2040 | B19 | 700 | 0 | 99 | 9.26 | 0 | 0 | 0 | 0 | 0 | 0 | 0 | 0 | 0 | 0.16673
MISO_WUMS_2_MISO_MI | MISO_WUMS | MISO_MI | 2040 | B20 | 935 | 0 | 99 | 0 | 0 | 0 | 0 | 0 | 0 | 0 | 0 | 0 | 0 | 0.16673
MISO_WUMS_2_MISO_MI | MISO_WUMS | MISO_MI | 2045 | B1 | 10 | 0 | 99 | 99 | 0 | 99 | 0 | 9948.01 | 23.7994 | 0 | 0.89025 | 0.051072 | 0 | 0.4378
MISO_WUMS_2_MISO_MI | MISO_WUMS | MISO_MI | 2045 | B2 | 25 | 0 | 99 | 99 | 0 | 99 | 0 | 7427.87 | 10.4575 | 0 | 0.89025 | 0.056102 | 0 | 0.4378
MISO_WUMS_2_MISO_MI | MISO_WUMS | MISO_MI | 2045 | B3 | 75 | 0 | 99 | 99 | 0 | 99 | 0 | 9492.19 | 4.6056 | 0 | 0.89025 | 0.074124 | 0 | 0.4378
MISO_WUMS_2_MISO_MI | MISO_WUMS | MISO_MI | 2045 | B4 | 100 | 0 | 99 | 99 | 0 | 99 | 0 | 8076.61 | 4.4394 | 0 | 0.89025 | 0.095266 | 0 | 0.4378
MISO_WUMS_2_MISO_MI | MISO_WUMS | MISO_MI | 2045 | B5 | 200 | 0 | 99 | 99 | 0 | 99 | 0 | 0 | 2.5995 | 0 | 0.41545 | 0.11157 | 0 | 0.4378
MISO_WUMS_2_MISO_MI | MISO_WUMS | MISO_MI | 2045 | B6 | 300 | 0 | 99 | 99 | 0 | 99 | 0 | 544.18 | 2.2316 | 0 | 0.89025 | 0.14366 | 0 | 0.4378
MISO_WUMS_2_MISO_MI | MISO_WUMS | MISO_MI | 2045 | B7 | 400 | 0 | 99 | 99 | 0 | 99 | 0 | 1000.93 | 0.24927 | 0 | 0.89025 | 0.021397 | 0 | 0.4378
MISO_WUMS_2_MISO_MI | MISO_WUMS | MISO_MI | 2045 | B8 | 500 | 0 | 99 | 99 | 0 | 0 | 0 | 0 | 2.5639 | 0 | 0 | 0.2751 | 0 | 0.4378
MISO_WUMS_2_MISO_MI | MISO_WUMS | MISO_MI | 2045 | B9 | 800 | 0 | 99 | 99 | 0 | 54.55 | 0 | 0 | 0.40358 | 0 | 0 | 0.069284 | 0 | 0.4378
MISO_WUMS_2_MISO_MI | MISO_WUMS | MISO_MI | 2045 | B10 | 1262 | 0 | 99 | 0 | 0 | 0 | 0 | 0 | 0 | 0 | 0 | 0 | 0 | 0.4378
MISO_WUMS_2_MISO_MI | MISO_WUMS | MISO_MI | 2045 | B11 | 25 | 0 | 99 | 99 | 0 | 99 | 0 | 753.28 | 8.9737 | 0 | 0.89025 | 0.048142 | 0 | 0.4378
MISO_WUMS_2_MISO_MI | MISO_WUMS | MISO_MI | 2045 | B12 | 200 | 0 | 99 | 99 | 0 | 99 | 0 | 884.22 | 4.0002 | 0 | 0.89025 | 0.17168 | 0 | 0.4378
MISO_WUMS_2_MISO_MI | MISO_WUMS | MISO_MI | 2045 | B13 | 600 | 0 | 99 | 99 | 0 | 99 | 0 | 1047.79 | 3.8578 | 0 | 0.89025 | 0.49671 | 0 | 0.4378
MISO_WUMS_2_MISO_MI | MISO_WUMS | MISO_MI | 2045 | B14 | 900 | 0 | 99 | 99 | 0 | 99 | 0 | 0 | 0.52228 | 0 | 0.07122 | 0.10087 | 0 | 0.4378
MISO_WUMS_2_MISO_MI | MISO_WUMS | MISO_MI | 2045 | B15 | 1203 | 0 | 99 | 0 | 0 | 0 | 0 | 0 | 0 | 0 | 0 | 0 | 0 | 0.4378
MISO_WUMS_2_MISO_MI | MISO_WUMS | MISO_MI | 2045 | B16 | 25 | 0 | 99 | 99 | 0 | 0 | 0 | 0 | 3.7628 | 0 | 0 | 0.020187 | 0 | 0.4378
MISO_WUMS_2_MISO_MI | MISO_WUMS | MISO_MI | 2045 | B17 | 100 | 0 | 99 | 99 | 0 | 0 | 0 | 0 | 0.70033 | 0 | 0 | 0.015029 | 0 | 0.4378
MISO_WUMS_2_MISO_MI | MISO_WUMS | MISO_MI | 2045 | B18 | 400 | 0 | 99 | 99 | 0 | 0 | 0 | 0 | 0.01187 | 0 | 0 | 0.0010189 | 0 | 0.4378
MISO_WUMS_2_MISO_MI | MISO_WUMS | MISO_MI | 2045 | B19 | 700 | 0 | 99 | 0 | 0 | 0 | 0 | 0 | 0 | 0 | 0 | 0 | 0 | 0.4378
MISO_WUMS_2_MISO_MI | MISO_WUMS | MISO_MI | 2045 | B20 | 935 | 0 | 99 | 0 | 0 | 0 | 0 | 0 | 0 | 0 | 0 | 0 | 0 | 0.4378
MISO_WUMS_2_MISO_MI | MISO_WUMS | MISO_MI | 2050 | B1 | 10 | 0 | 99 | 99 | 0 | 99 | 0 | 14864.95 | 19.8941 | 0 | 1.3532 | 0.072739 | 0 | 0.38562
MISO_WUMS_2_MISO_MI | MISO_WUMS | MISO_MI | 2050 | B2 | 25 | 0 | 99 | 99 | 0 | 99 | 0 | 12431.51 | 7.8817 | 0 | 1.3532 | 0.072045 | 0 | 0.38562
MISO_WUMS_2_MISO_MI | MISO_WUMS | MISO_MI | 2050 | B3 | 75 | 0 | 99 | 99 | 0 | 99 | 0 | 12302.36 | 4.6768 | 0 | 1.3532 | 0.12825 | 0 | 0.38562
MISO_WUMS_2_MISO_MI | MISO_WUMS | MISO_MI | 2050 | B4 | 100 | 0 | 99 | 99 | 0 | 99 | 0 | 3914.27 | 4.5818 | 0 | 1.3532 | 0.16753 | 0 | 0.38562
MISO_WUMS_2_MISO_MI | MISO_WUMS | MISO_MI | 2050 | B5 | 200 | 0 | 99 | 99 | 0 | 99 | 0 | 0 | 1.9704 | 0 | 0.41545 | 0.14409 | 0 | 0.38562
MISO_WUMS_2_MISO_MI | MISO_WUMS | MISO_MI | 2050 | B6 | 300 | 0 | 99 | 99 | 0 | 99 | 0 | 476.46 | 1.5312 | 0 | 1.3532 | 0.16796 | 0 | 0.38562
MISO_WUMS_2_MISO_MI | MISO_WUMS | MISO_MI | 2050 | B7 | 400 | 0 | 99 | 99 | 0 | 99 | 0 | 858.35 | 0.16618 | 0 | 1.3532 | 0.024304 | 0 | 0.38562
MISO_WUMS_2_MISO_MI | MISO_WUMS | MISO_MI | 2050 | B8 | 500 | 0 | 99 | 0 | 0 | 99 | 0 | 0 | 0 | 0 | 0.41545 | 0 | 0 | 0.38562
MISO_WUMS_2_MISO_MI | MISO_WUMS | MISO_MI | 2050 | B9 | 800 | 0 | 99 | 99 | 0 | 99 | 0 | 0 | 0.62911 | 0 | 0.41545 | 0.18402 | 0 | 0.38562
MISO_WUMS_2_MISO_MI | MISO_WUMS | MISO_MI | 2050 | B10 | 1262 | 0 | 99 | 0 | 0 | 99 | 0 | 0 | 0 | 0 | 0.29675 | 0 | 0 | 0.38562
MISO_WUMS_2_MISO_MI | MISO_WUMS | MISO_MI | 2050 | B11 | 25 | 0 | 99 | 99 | 0 | 99 | 0 | 0 | 3.9883 | 0 | 1.1989 | 0.036456 | 0 | 0.38562
MISO_WUMS_2_MISO_MI | MISO_WUMS | MISO_MI | 2050 | B12 | 200 | 0 | 99 | 99 | 0 | 99 | 0 | 300.91 | 3.2524 | 0 | 1.3532 | 0.23783 | 0 | 0.38562
MISO_WUMS_2_MISO_MI | MISO_WUMS | MISO_MI | 2050 | B13 | 600 | 0 | 99 | 99 | 0 | 99 | 0 | 411.86 | 1.4007 | 0 | 1.3532 | 0.30727 | 0 | 0.38562
MISO_WUMS_2_MISO_MI | MISO_WUMS | MISO_MI | 2050 | B14 | 900 | 0 | 99 | 0 | 0 | 99 | 0 | 0 | 0 | 0 | 0.41545 | 0 | 0 | 0.38562
MISO_WUMS_2_MISO_MI | MISO_WUMS | MISO_MI | 2050 | B15 | 1203 | 0 | 99 | 0 | 0 | 99 | 0 | 0 | 0 | 0 | 0.36797 | 0 | 0 | 0.38562
MISO_WUMS_2_MISO_MI | MISO_WUMS | MISO_MI | 2050 | B16 | 25 | 0 | 99 | 0 | 0 | 0 | 0 | 0 | 0 | 0 | 0 | 0 | 0 | 0.38562
MISO_WUMS_2_MISO_MI | MISO_WUMS | MISO_MI | 2050 | B17 | 100 | 0 | 99 | 46.83 | 0 | 0 | 0 | 0 | 0 | 0 | 0 | 0 | 0 | 0.38562
MISO_WUMS_2_MISO_MI | MISO_WUMS | MISO_MI | 2050 | B18 | 400 | 0 | 99 | 23.27 | 0 | 0 | 0 | 0 | 0 | 0 | 0 | 0 | 0 | 0.38562
MISO_WUMS_2_MISO_MI | MISO_WUMS | MISO_MI | 2050 | B19 | 700 | 0 | 99 | 0 | 0 | 0 | 0 | 0 | 0 | 0 | 0 | 0 | 0 | 0.38562
MISO_WUMS_2_MISO_MI | MISO_WUMS | MISO_MI | 2050 | B20 | 935 | 0 | 99 | 0 | 0 | 0 | 0 | 0 | 0 | 0 | 0 | 0 | 0 | 0.38562
MISO_WUMS_2_MISO_W | MISO_WUMS | MISO_W | 2015 | B1 | 10 | 0 | 1137 | 0 | 0 | 0 | 0 | 0 | 0 | 0 | 0 | 0 | 0 | 0
MISO_WUMS_2_MISO_W | MISO_WUMS | MISO_W | 2015 | B2 | 25 | 0 | 1137 | 0 | 0 | 0 | 0 | 0 | 0 | 0 | 0 | 0 | 0 | 0
MISO_WUMS_2_MISO_W | MISO_WUMS | MISO_W | 2015 | B3 | 75 | 0 | 1137 | 0 | 0 | 0 | 0 | 0 | 0 | 0 | 0 | 0 | 0 | 0
MISO_WUMS_2_MISO_W | MISO_WUMS | MISO_W | 2015 | B4 | 100 | 0 | 1137 | 0 | 0 | 0 | 0 | 0 | 0 | 0 | 0 | 0 | 0 | 0
MISO_WUMS_2_MISO_W | MISO_WUMS | MISO_W | 2015 | B5 | 200 | 0 | 1137 | 313.71 | 0 | 0 | 0 | 0 | 0 | 0 | 0 | 0 | 0 | 0
MISO_WUMS_2_MISO_W | MISO_WUMS | MISO_W | 2015 | B6 | 300 | 0 | 1137 | 827.38 | 0 | 0 | 0 | 0 | 0 | 0 | 0 | 0 | 0 | 0
MISO_WUMS_2_MISO_W | MISO_WUMS | MISO_W | 2015 | B7 | 400 | 0 | 1137 | 0 | 0 | 0 | 0 | 0 | 0 | 0 | 0 | 0 | 0 | 0
MISO_WUMS_2_MISO_W | MISO_WUMS | MISO_W | 2015 | B8 | 500 | 0 | 1137 | 0 | 0 | 0 | 0 | 0 | 0 | 0 | 0 | 0 | 0 | 0
MISO_WUMS_2_MISO_W | MISO_WUMS | MISO_W | 2015 | B9 | 800 | 0 | 1137 | 384.93 | 0 | 0 | 0 | 0 | 0 | 0 | 0 | 0 | 0 | 0
MISO_WUMS_2_MISO_W | MISO_WUMS | MISO_W | 2015 | B10 | 1262 | 0 | 1137 | 0 | 0 | 0 | 0 | 0 | 0 | 0 | 0 | 0 | 0 | 0
MISO_WUMS_2_MISO_W | MISO_WUMS | MISO_W | 2015 | B11 | 25 | 0 | 1137 | 0 | 0 | 0 | 0 | 0 | 0 | 0 | 0 | 0 | 0 | 0
MISO_WUMS_2_MISO_W | MISO_WUMS | MISO_W | 2015 | B12 | 200 | 0 | 1137 | 0 | 0 | 0 | 0 | 0 | 0 | 0 | 0 | 0 | 0 | 0
MISO_WUMS_2_MISO_W | MISO_WUMS | MISO_W | 2015 | B13 | 600 | 0 | 1137 | 0 | 0 | 0 | 0 | 0 | 0 | 0 | 0 | 0 | 0 | 0
MISO_WUMS_2_MISO_W | MISO_WUMS | MISO_W | 2015 | B14 | 900 | 0 | 1137 | 0 | 0 | 0 | 0 | 0 | 0 | 0 | 0 | 0 | 0 | 0
MISO_WUMS_2_MISO_W | MISO_WUMS | MISO_W | 2015 | B15 | 1203 | 0 | 1137 | 0 | 0 | 1137 | 0 | 0 | 0 | 0 | 0 | 0 | 0 | 0
MISO_WUMS_2_MISO_W | MISO_WUMS | MISO_W | 2015 | B16 | 25 | 0 | 1137 | 0 | 0 | 0 | 0 | 0 | 0 | 0 | 0 | 0 | 0 | 0
MISO_WUMS_2_MISO_W | MISO_WUMS | MISO_W | 2015 | B17 | 100 | 0 | 1137 | 0 | 0 | 0 | 0 | 0 | 0 | 0 | 0 | 0 | 0 | 0
MISO_WUMS_2_MISO_W | MISO_WUMS | MISO_W | 2015 | B18 | 400 | 0 | 1137 | 356.02 | 0 | 0 | 0 | 0 | 0 | 0 | 0 | 0 | 0 | 0
MISO_WUMS_2_MISO_W | MISO_WUMS | MISO_W | 2015 | B19 | 700 | 0 | 1137 | 236.74 | 0 | 0 | 0 | 0 | 0 | 0 | 0 | 0 | 0 | 0
MISO_WUMS_2_MISO_W | MISO_WUMS | MISO_W | 2015 | B20 | 935 | 0 | 1137 | 0 | 0 | 0 | 0 | 0 | 0 | 0 | 0 | 0 | 0 | 0
MISO_WUMS_2_MISO_W | MISO_WUMS | MISO_W | 2020 | B1 | 10 | 0 | 1137 | 1137 | 0 | 1137 | 0 | 0 | 1.7805 | 0 | 0.2374 | 0.036711 | 0 | 0.43503
MISO_WUMS_2_MISO_W | MISO_WUMS | MISO_W | 2020 | B2 | 25 | 0 | 1137 | 787.58 | 0 | 1137 | 0 | 0 | 0 | 0 | 0.2374 | 0 | 0 | 0.43503
MISO_WUMS_2_MISO_W | MISO_WUMS | MISO_W | 2020 | B3 | 75 | 0 | 1137 | 1137 | 0 | 1137 | 0 | 254.1 | 2.9912 | 0 | 0.42732 | 0.46256 | 0 | 0.43503
MISO_WUMS_2_MISO_W | MISO_WUMS | MISO_W | 2020 | B4 | 100 | 0 | 1137 | 1137 | 0 | 0 | 0 | 0 | 2.9912 | 0 | 0 | 0.61675 | 0 | 0.43503
MISO_WUMS_2_MISO_W | MISO_WUMS | MISO_W | 2020 | B5 | 200 | 0 | 1137 | 816.4 | 0 | 0 | 0 | 0 | 0 | 0 | 0 | 0 | 0 | 0.43503
MISO_WUMS_2_MISO_W | MISO_WUMS | MISO_W | 2020 | B6 | 300 | 0 | 1137 | 1137 | 0 | 736 | 0 | 0 | 1.009 | 0 | 0 | 0.62409 | 0 | 0.43503
MISO_WUMS_2_MISO_W | MISO_WUMS | MISO_W | 2020 | B7 | 400 | 0 | 1137 | 7.91 | 0 | 701.19 | 0 | 0 | 0 | 0 | 0 | 0 | 0 | 0.43503
MISO_WUMS_2_MISO_W | MISO_WUMS | MISO_W | 2020 | B8 | 500 | 0 | 1137 | 139.79 | 0 | 837.91 | 0 | 0 | 0 | 0 | 0 | 0 | 0 | 0.43503
MISO_WUMS_2_MISO_W | MISO_WUMS | MISO_W | 2020 | B9 | 800 | 0 | 1137 | 253.31 | 0 | 1023.74 | 0 | 0 | 0 | 0 | 0 | 0 | 0 | 0.43503
MISO_WUMS_2_MISO_W | MISO_WUMS | MISO_W | 2020 | B10 | 1262 | 0 | 1137 | 0 | 0 | 0 | 0 | 0 | 0 | 0 | 0 | 0 | 0 | 0.43503
MISO_WUMS_2_MISO_W | MISO_WUMS | MISO_W | 2020 | B11 | 25 | 0 | 1137 | 697.39 | 0 | 0 | 0 | 0 | 0 | 0 | 0 | 0 | 0 | 0.43503
MISO_WUMS_2_MISO_W | MISO_WUMS | MISO_W | 2020 | B12 | 200 | 0 | 1137 | 29.81 | 0 | 0 | 0 | 0 | 0 | 0 | 0 | 0 | 0 | 0.43503
MISO_WUMS_2_MISO_W | MISO_WUMS | MISO_W | 2020 | B13 | 600 | 0 | 1137 | 419.27 | 0 | 0 | 0 | 0 | 0 | 0 | 0 | 0 | 0 | 0.43503
MISO_WUMS_2_MISO_W | MISO_WUMS | MISO_W | 2020 | B14 | 900 | 0 | 1137 | 0 | 0 | 0 | 0 | 0 | 0 | 0 | 0 | 0 | 0 | 0.43503
MISO_WUMS_2_MISO_W | MISO_WUMS | MISO_W | 2020 | B15 | 1203 | 0 | 1137 | 1034.51 | 0 | 1137 | 0 | 0 | 0 | 0 | 0.17805 | 0 | 0 | 0.43503
MISO_WUMS_2_MISO_W | MISO_WUMS | MISO_W | 2020 | B16 | 25 | 0 | 1137 | 0 | 0 | 0 | 0 | 0 | 0 | 0 | 0 | 0 | 0 | 0.43503
MISO_WUMS_2_MISO_W | MISO_WUMS | MISO_W | 2020 | B17 | 100 | 0 | 1137 | 0 | 0 | 0 | 0 | 0 | 0 | 0 | 0 | 0 | 0 | 0.43503
MISO_WUMS_2_MISO_W | MISO_WUMS | MISO_W | 2020 | B18 | 400 | 0 | 1137 | 310.77 | 0 | 1137 | 0 | 0 | 0 | 0 | 0.02374 | 0 | 0 | 0.43503
MISO_WUMS_2_MISO_W | MISO_WUMS | MISO_W | 2020 | B19 | 700 | 0 | 1137 | 313.2 | 0 | 1137 | 0 | 0 | 0 | 0 | 0.02374 | 0 | 0 | 0.43503
MISO_WUMS_2_MISO_W | MISO_WUMS | MISO_W | 2020 | B20 | 935 | 0 | 1137 | 0 | 0 | 690.5 | 0 | 0 | 0 | 0 | 0 | 0 | 0 | 0.43503
MISO_WUMS_2_MISO_W | MISO_WUMS | MISO_W | 2025 | B1 | 10 | 0 | 1137 | 1137 | 0 | 1137 | 0 | 0 | 2.279 | 0 | 0.24927 | 0.024375 | 0 | 0.5404
MISO_WUMS_2_MISO_W | MISO_WUMS | MISO_W | 2025 | B2 | 25 | 0 | 1137 | 1137 | 0 | 1137 | 0 | 0 | 0.54602 | 0 | 0.24927 | 0.014599 | 0 | 0.5404
MISO_WUMS_2_MISO_W | MISO_WUMS | MISO_W | 2025 | B3 | 75 | 0 | 1137 | 1137 | 0 | 1137 | 0 | 857.89 | 3.7391 | 0 | 0.53415 | 0.29992 | 0 | 0.5404
MISO_WUMS_2_MISO_W | MISO_WUMS | MISO_W | 2025 | B4 | 100 | 0 | 1137 | 1137 | 0 | 1137 | 0 | 0 | 3.7391 | 0 | 0.49854 | 0.3999 | 0 | 0.5404
MISO_WUMS_2_MISO_W | MISO_WUMS | MISO_W | 2025 | B5 | 200 | 0 | 1137 | 1023.65 | 0 | 0 | 0 | 0 | 0 | 0 | 0 | 0 | 0 | 0.5404
MISO_WUMS_2_MISO_W | MISO_WUMS | MISO_W | 2025 | B6 | 300 | 0 | 1137 | 1137 | 0 | 1137 | 0 | 0 | 3.9883 | 0 | 0.1187 | 1.2797 | 0 | 0.5404
MISO_WUMS_2_MISO_W | MISO_WUMS | MISO_W | 2025 | B7 | 400 | 0 | 1137 | 1137 | 0 | 1137 | 0 | 0 | 0.24927 | 0 | 0.20179 | 0.10664 | 0 | 0.5404
MISO_WUMS_2_MISO_W | MISO_WUMS | MISO_W | 2025 | B8 | 500 | 0 | 1137 | 398.5 | 0 | 740.79 | 0 | 0 | 0 | 0 | 0 | 0 | 0 | 0.5404
MISO_WUMS_2_MISO_W | MISO_WUMS | MISO_W | 2025 | B9 | 800 | 0 | 1137 | 599.54 | 0 | 772.41 | 0 | 0 | 0 | 0 | 0 | 0 | 0 | 0.5404
MISO_WUMS_2_MISO_W | MISO_WUMS | MISO_W | 2025 | B10 | 1262 | 0 | 1137 | 0 | 0 | 98.33 | 0 | 0 | 0 | 0 | 0 | 0 | 0 | 0.5404
MISO_WUMS_2_MISO_W | MISO_WUMS | MISO_W | 2025 | B11 | 25 | 0 | 1137 | 1137 | 0 | 1137 | 0 | 0 | 1.365 | 0 | 0.49854 | 0.036499 | 0 | 0.5404
MISO_WUMS_2_MISO_W | MISO_WUMS | MISO_W | 2025 | B12 | 200 | 0 | 1137 | 59.48 | 0 | 0 | 0 | 0 | 0 | 0 | 0 | 0 | 0 | 0.5404
MISO_WUMS_2_MISO_W | MISO_WUMS | MISO_W | 2025 | B13 | 600 | 0 | 1137 | 307.62 | 0 | 0 | 0 | 0 | 0 | 0 | 0 | 0 | 0 | 0.5404
MISO_WUMS_2_MISO_W | MISO_WUMS | MISO_W | 2025 | B14 | 900 | 0 | 1137 | 1124.6 | 0 | 1137 | 0 | 0 | 0 | 0 | 0.08309 | 0 | 0 | 0.5404
MISO_WUMS_2_MISO_W | MISO_WUMS | MISO_W | 2025 | B15 | 1203 | 0 | 1137 | 0 | 0 | 1137 | 0 | 0 | 0 | 0 | 0.07122 | 0 | 0 | 0.5404
MISO_WUMS_2_MISO_W | MISO_WUMS | MISO_W | 2025 | B16 | 25 | 0 | 1137 | 0 | 0 | 0 | 0 | 0 | 0 | 0 | 0 | 0 | 0 | 0.5404
MISO_WUMS_2_MISO_W | MISO_WUMS | MISO_W | 2025 | B17 | 100 | 0 | 1137 | 0 | 0 | 0 | 0 | 0 | 0 | 0 | 0 | 0 | 0 | 0.5404
MISO_WUMS_2_MISO_W | MISO_WUMS | MISO_W | 2025 | B18 | 400 | 0 | 1137 | 1040.99 | 0 | 1124.5 | 0 | 0 | 0 | 0 | 0 | 0 | 0 | 0.5404
MISO_WUMS_2_MISO_W | MISO_WUMS | MISO_W | 2025 | B19 | 700 | 0 | 1137 | 645.68 | 0 | 0 | 0 | 0 | 0 | 0 | 0 | 0 | 0 | 0.5404
MISO_WUMS_2_MISO_W | MISO_WUMS | MISO_W | 2025 | B20 | 935 | 0 | 1137 | 0 | 0 | 0 | 0 | 0 | 0 | 0 | 0 | 0 | 0 | 0.5404
MISO_WUMS_2_MISO_W | MISO_WUMS | MISO_W | 2030 | B1 | 10 | 0 | 1137 | 1137 | 0 | 1137 | 0 | 0 | 19.8585 | 0 | 0.33236 | 0.081554 | 0 | 0.50884
MISO_WUMS_2_MISO_W | MISO_WUMS | MISO_W | 2030 | B2 | 25 | 0 | 1137 | 1137 | 0 | 1137 | 0 | 301.08 | 5.4602 | 0 | 0.49854 | 0.05606 | 0 | 0.50884
MISO_WUMS_2_MISO_W | MISO_WUMS | MISO_W | 2030 | B3 | 75 | 0 | 1137 | 1137 | 0 | 1137 | 0 | 5467.58 | 4.3326 | 0 | 0.49854 | 0.13345 | 0 | 0.50884
MISO_WUMS_2_MISO_W | MISO_WUMS | MISO_W | 2030 | B4 | 100 | 0 | 1137 | 1137 | 0 | 1137 | 0 | 2948.7 | 4.3326 | 0 | 0.49854 | 0.17793 | 0 | 0.50884
MISO_WUMS_2_MISO_W | MISO_WUMS | MISO_W | 2030 | B5 | 200 | 0 | 1137 | 1137 | 0 | 1137 | 0 | 679.54 | 0.75968 | 0 | 0.49854 | 0.062397 | 0 | 0.50884
MISO_WUMS_2_MISO_W | MISO_WUMS | MISO_W | 2030 | B6 | 300 | 0 | 1137 | 1137 | 0 | 1137 | 0 | 1162.82 | 4.9498 | 0 | 0.49854 | 0.60983 | 0 | 0.50884
MISO_WUMS_2_MISO_W | MISO_WUMS | MISO_W | 2030 | B7 | 400 | 0 | 1137 | 1137 | 0 | 1137 | 0 | 0 | 1.3057 | 0 | 0.28488 | 0.21449 | 0 | 0.50884
MISO_WUMS_2_MISO_W | MISO_WUMS | MISO_W | 2030 | B8 | 500 | 0 | 1137 | 465.02 | 0 | 1137 | 0 | 0 | 0 | 0 | 0.14244 | 0 | 0 | 0.50884
MISO_WUMS_2_MISO_W | MISO_WUMS | MISO_W | 2030 | B9 | 800 | 0 | 1137 | 0 | 0 | 0 | 0 | 0 | 0 | 0 | 0 | 0 | 0 | 0.50884
MISO_WUMS_2_MISO_W | MISO_WUMS | MISO_W | 2030 | B10 | 1262 | 0 | 1137 | 0 | 0 | 13.48 | 0 | 0 | 0 | 0 | 0 | 0 | 0 | 0.50884
MISO_WUMS_2_MISO_W | MISO_WUMS | MISO_W | 2030 | B11 | 25 | 0 | 1137 | 1137 | 0 | 1137 | 0 | 2378.64 | 2.4333 | 0 | 0.49854 | 0.024983 | 0 | 0.50884
MISO_WUMS_2_MISO_W | MISO_WUMS | MISO_W | 2030 | B12 | 200 | 0 | 1137 | 459.87 | 0 | 1137 | 0 | 0 | 0 | 0 | 0.14244 | 0 | 0 | 0.50884
MISO_WUMS_2_MISO_W | MISO_WUMS | MISO_W | 2030 | B13 | 600 | 0 | 1137 | 556.94 | 0 | 1137 | 0 | 0 | 0 | 0 | 0.14244 | 0 | 0 | 0.50884
MISO_WUMS_2_MISO_W | MISO_WUMS | MISO_W | 2030 | B14 | 900 | 0 | 1137 | 1137 | 0 | 1137 | 0 | 0 | 1.4244 | 0 | 0.18992 | 0.52647 | 0 | 0.50884
MISO_WUMS_2_MISO_W | MISO_WUMS | MISO_W | 2030 | B15 | 1203 | 0 | 1137 | 0 | 0 | 1137 | 0 | 0 | 0 | 0 | 0.26114 | 0 | 0 | 0.50884
MISO_WUMS_2_MISO_W | MISO_WUMS | MISO_W | 2030 | B16 | 25 | 0 | 1137 | 0 | 0 | 923.42 | 0 | 0 | 0 | 0 | 0 | 0 | 0 | 0.50884
MISO_WUMS_2_MISO_W | MISO_WUMS | MISO_W | 2030 | B17 | 100 | 0 | 1137 | 0 | 0 | 0 | 0 | 0 | 0 | 0 | 0 | 0 | 0 | 0.50884
MISO_WUMS_2_MISO_W | MISO_WUMS | MISO_W | 2030 | B18 | 400 | 0 | 1137 | 1137 | 0 | 1137 | 0 | 0 | 0.90212 | 0 | 0.26114 | 0.14819 | 0 | 0.50884
MISO_WUMS_2_MISO_W | MISO_WUMS | MISO_W | 2030 | B19 | 700 | 0 | 1137 | 801.11 | 0 | 453.73 | 0 | 0 | 0 | 0 | 0 | 0 | 0 | 0.50884
MISO_WUMS_2_MISO_W | MISO_WUMS | MISO_W | 2030 | B20 | 935 | 0 | 1137 | 0 | 0 | 0 | 0 | 0 | 0 | 0 | 0 | 0 | 0 | 0.50884
MISO_WUMS_2_MISO_W | MISO_WUMS | MISO_W | 2035 | B1 | 10 | 0 | 1137 | 1137 | 0 | 1137 | 0 | 1663.23 | 20.998 | 0 | 0.42732 | 0.15729 | 0 | 0.36941
MISO_WUMS_2_MISO_W | MISO_WUMS | MISO_W | 2035 | B2 | 25 | 0 | 1137 | 1137 | 0 | 1137 | 0 | 1229.58 | 5.9231 | 0 | 0.42732 | 0.11092 | 0 | 0.36941
MISO_WUMS_2_MISO_W | MISO_WUMS | MISO_W | 2035 | B3 | 75 | 0 | 1137 | 1137 | 0 | 1137 | 0 | 4457.08 | 5.0685 | 0 | 0.42732 | 0.28475 | 0 | 0.36941
MISO_WUMS_2_MISO_W | MISO_WUMS | MISO_W | 2035 | B4 | 100 | 0 | 1137 | 1137 | 0 | 1137 | 0 | 3200.25 | 5.0685 | 0 | 0.42732 | 0.37966 | 0 | 0.36941
MISO_WUMS_2_MISO_W | MISO_WUMS | MISO_W | 2035 | B5 | 200 | 0 | 1137 | 1137 | 0 | 688.52 | 0 | 0 | 0.02374 | 0 | 0 | 0.0035566 | 0 | 0.36941
MISO_WUMS_2_MISO_W | MISO_WUMS | MISO_W | 2035 | B6 | 300 | 0 | 1137 | 786.61 | 0 | 0 | 0 | 0 | 0 | 0 | 0 | 0 | 0 | 0.36941
MISO_WUMS_2_MISO_W | MISO_WUMS | MISO_W | 2035 | B7 | 400 | 0 | 1137 | 1072.48 | 0 | 454.03 | 0 | 0 | 0 | 0 | 0 | 0 | 0 | 0.36941
MISO_WUMS_2_MISO_W | MISO_WUMS | MISO_W | 2035 | B8 | 500 | 0 | 1137 | 932.27 | 0 | 763.42 | 0 | 0 | 0 | 0 | 0 | 0 | 0 | 0.36941
MISO_WUMS_2_MISO_W | MISO_WUMS | MISO_W | 2035 | B9 | 800 | 0 | 1137 | 0 | 0 | 0 | 0 | 0 | 0 | 0 | 0 | 0 | 0 | 0.36941
MISO_WUMS_2_MISO_W | MISO_WUMS | MISO_W | 2035 | B10 | 1262 | 0 | 1137 | 0 | 0 | 0 | 0 | 0 | 0 | 0 | 0 | 0 | 0 | 0.36941
MISO_WUMS_2_MISO_W | MISO_WUMS | MISO_W | 2035 | B11 | 25 | 0 | 1137 | 1137 | 0 | 549.76 | 0 | 0 | 4.9854 | 0 | 0 | 0.09336 | 0 | 0.36941
MISO_WUMS_2_MISO_W | MISO_WUMS | MISO_W | 2035 | B12 | 200 | 0 | 1137 | 200.57 | 0 | 0 | 0 | 0 | 0 | 0 | 0 | 0 | 0 | 0.36941
MISO_WUMS_2_MISO_W | MISO_WUMS | MISO_W | 2035 | B13 | 600 | 0 | 1137 | 408.74 | 0 | 0 | 0 | 0 | 0 | 0 | 0 | 0 | 0 | 0.36941
MISO_WUMS_2_MISO_W | MISO_WUMS | MISO_W | 2035 | B14 | 900 | 0 | 1137 | 1137 | 0 | 380.62 | 0 | 0 | 0.66472 | 0 | 0 | 0.44813 | 0 | 0.36941
MISO_WUMS_2_MISO_W | MISO_WUMS | MISO_W | 2035 | B15 | 1203 | 0 | 1137 | 0 | 0 | 0 | 0 | 0 | 0 | 0 | 0 | 0 | 0 | 0.36941
MISO_WUMS_2_MISO_W | MISO_WUMS | MISO_W | 2035 | B16 | 25 | 0 | 1137 | 0 | 0 | 0 | 0 | 0 | 0 | 0 | 0 | 0 | 0 | 0.36941
MISO_WUMS_2_MISO_W | MISO_WUMS | MISO_W | 2035 | B17 | 100 | 0 | 1137 | 0 | 0 | 0 | 0 | 0 | 0 | 0 | 0 | 0 | 0 | 0.36941
MISO_WUMS_2_MISO_W | MISO_WUMS | MISO_W | 2035 | B18 | 400 | 0 | 1137 | 89.34 | 0 | 0 | 0 | 0 | 0 | 0 | 0 | 0 | 0 | 0.36941
MISO_WUMS_2_MISO_W | MISO_WUMS | MISO_W | 2035 | B19 | 700 | 0 | 1137 | 150.68 | 0 | 0 | 0 | 0 | 0 | 0 | 0 | 0 | 0 | 0.36941
MISO_WUMS_2_MISO_W | MISO_WUMS | MISO_W | 2035 | B20 | 935 | 0 | 1137 | 0 | 0 | 0 | 0 | 0 | 0 | 0 | 0 | 0 | 0 | 0.36941
MISO_WUMS_2_MISO_W | MISO_WUMS | MISO_W | 2040 | B1 | 10 | 0 | 1137 | 1137 | 0 | 20.21 | 0 | 0 | 18.9445 | 0 | 0 | 0.46206 | 0 | 0.88544
MISO_WUMS_2_MISO_W | MISO_WUMS | MISO_W | 2040 | B2 | 25 | 0 | 1137 | 1137 | 0 | 907.39 | 0 | 0 | 6.7896 | 0 | 0 | 0.414 | 0 | 0.88544
MISO_WUMS_2_MISO_W | MISO_WUMS | MISO_W | 2040 | B3 | 75 | 0 | 1137 | 1137 | 0 | 1137 | 0 | 0 | 4.4275 | 0 | 0.74781 | 0.80991 | 0 | 0.88544
MISO_WUMS_2_MISO_W | MISO_WUMS | MISO_W | 2040 | B4 | 100 | 0 | 1137 | 1137 | 0 | 1137 | 0 | 0 | 4.0714 | 0 | 0.58163 | 0.99303 | 0 | 0.88544
MISO_WUMS_2_MISO_W | MISO_WUMS | MISO_W | 2040 | B5 | 200 | 0 | 1137 | 1137 | 0 | 0 | 0 | 0 | 1.7686 | 0 | 0 | 0.86275 | 0 | 0.88544
MISO_WUMS_2_MISO_W | MISO_WUMS | MISO_W | 2040 | B6 | 300 | 0 | 1137 | 228.9 | 0 | 0 | 0 | 0 | 0 | 0 | 0 | 0 | 0 | 0.88544
MISO_WUMS_2_MISO_W | MISO_WUMS | MISO_W | 2040 | B7 | 400 | 0 | 1137 | 666.47 | 0 | 0 | 0 | 0 | 0 | 0 | 0 | 0 | 0 | 0.88544
MISO_WUMS_2_MISO_W | MISO_WUMS | MISO_W | 2040 | B8 | 500 | 0 | 1137 | 0 | 0 | 0 | 0 | 0 | 0 | 0 | 0 | 0 | 0 | 0.88544
MISO_WUMS_2_MISO_W | MISO_WUMS | MISO_W | 2040 | B9 | 800 | 0 | 1137 | 0 | 0 | 0 | 0 | 0 | 0 | 0 | 0 | 0 | 0 | 0.88544
MISO_WUMS_2_MISO_W | MISO_WUMS | MISO_W | 2040 | B10 | 1262 | 0 | 1137 | 0 | 0 | 0 | 0 | 0 | 0 | 0 | 0 | 0 | 0 | 0.88544
MISO_WUMS_2_MISO_W | MISO_WUMS | MISO_W | 2040 | B11 | 25 | 0 | 1137 | 0 | 0 | 0 | 0 | 0 | 0 | 0 | 0 | 0 | 0 | 0.88544
MISO_WUMS_2_MISO_W | MISO_WUMS | MISO_W | 2040 | B12 | 200 | 0 | 1137 | 0 | 0 | 0 | 0 | 0 | 0 | 0 | 0 | 0 | 0 | 0.88544
MISO_WUMS_2_MISO_W | MISO_WUMS | MISO_W | 2040 | B13 | 600 | 0 | 1137 | 8.27 | 0 | 0 | 0 | 0 | 0 | 0 | 0 | 0 | 0 | 0.88544
MISO_WUMS_2_MISO_W | MISO_WUMS | MISO_W | 2040 | B14 | 900 | 0 | 1137 | 461.82 | 0 | 0 | 0 | 0 | 0 | 0 | 0 | 0 | 0 | 0.88544
MISO_WUMS_2_MISO_W | MISO_WUMS | MISO_W | 2040 | B15 | 1203 | 0 | 1137 | 0 | 0 | 0 | 0 | 0 | 0 | 0 | 0 | 0 | 0 | 0.88544
MISO_WUMS_2_MISO_W | MISO_WUMS | MISO_W | 2040 | B16 | 25 | 0 | 1137 | 0 | 0 | 0 | 0 | 0 | 0 | 0 | 0 | 0 | 0 | 0.88544
MISO_WUMS_2_MISO_W | MISO_WUMS | MISO_W | 2040 | B17 | 100 | 0 | 1137 | 0 | 0 | 0 | 0 | 0 | 0 | 0 | 0 | 0 | 0 | 0.88544
MISO_WUMS_2_MISO_W | MISO_WUMS | MISO_W | 2040 | B18 | 400 | 0 | 1137 | 0 | 0 | 0 | 0 | 0 | 0 | 0 | 0 | 0 | 0 | 0.88544
MISO_WUMS_2_MISO_W | MISO_WUMS | MISO_W | 2040 | B19 | 700 | 0 | 1137 | 0 | 0 | 0 | 0 | 0 | 0 | 0 | 0 | 0 | 0 | 0.88544
MISO_WUMS_2_MISO_W | MISO_WUMS | MISO_W | 2040 | B20 | 935 | 0 | 1137 | 0 | 0 | 0 | 0 | 0 | 0 | 0 | 0 | 0 | 0 | 0.88544
MISO_WUMS_2_MISO_W | MISO_WUMS | MISO_W | 2045 | B1 | 10 | 0 | 1137 | 1137 | 0 | 0 | 0 | 0 | 8.2378 | 0 | 0 | 0.39228 | 0 | 1.2685
MISO_WUMS_2_MISO_W | MISO_WUMS | MISO_W | 2045 | B2 | 25 | 0 | 1137 | 1137 | 0 | 0 | 0 | 0 | 7.8342 | 0 | 0 | 0.93264 | 0 | 1.2685
MISO_WUMS_2_MISO_W | MISO_WUMS | MISO_W | 2045 | B3 | 75 | 0 | 1137 | 1137 | 0 | 0 | 0 | 0 | 4.5937 | 0 | 0 | 1.6406 | 0 | 1.2685
MISO_WUMS_2_MISO_W | MISO_WUMS | MISO_W | 2045 | B4 | 100 | 0 | 1137 | 1137 | 0 | 0 | 0 | 0 | 4.4275 | 0 | 0 | 2.1083 | 0 | 1.2685
MISO_WUMS_2_MISO_W | MISO_WUMS | MISO_W | 2045 | B5 | 200 | 0 | 1137 | 0 | 0 | 0 | 0 | 0 | 0 | 0 | 0 | 0 | 0 | 1.2685
MISO_WUMS_2_MISO_W | MISO_WUMS | MISO_W | 2045 | B6 | 300 | 0 | 1137 | 0 | 0 | 0 | 0 | 0 | 0 | 0 | 0 | 0 | 0 | 1.2685
MISO_WUMS_2_MISO_W | MISO_WUMS | MISO_W | 2045 | B7 | 400 | 0 | 1137 | 308.88 | 0 | 0 | 0 | 0 | 0 | 0 | 0 | 0 | 0 | 1.2685
MISO_WUMS_2_MISO_W | MISO_WUMS | MISO_W | 2045 | B8 | 500 | 0 | 1137 | 0 | 0 | 0 | 0 | 0 | 0 | 0 | 0 | 0 | 0 | 1.2685
MISO_WUMS_2_MISO_W | MISO_WUMS | MISO_W | 2045 | B9 | 800 | 0 | 1137 | 0 | 0 | 0 | 0 | 0 | 0 | 0 | 0 | 0 | 0 | 1.2685
MISO_WUMS_2_MISO_W | MISO_WUMS | MISO_W | 2045 | B10 | 1262 | 0 | 1137 | 0 | 0 | 0 | 0 | 0 | 0 | 0 | 0 | 0 | 0 | 1.2685
MISO_WUMS_2_MISO_W | MISO_WUMS | MISO_W | 2045 | B11 | 25 | 0 | 1137 | 0 | 0 | 0 | 0 | 0 | 0 | 0 | 0 | 0 | 0 | 1.2685
MISO_WUMS_2_MISO_W | MISO_WUMS | MISO_W | 2045 | B12 | 200 | 0 | 1137 | 0 | 0 | 0 | 0 | 0 | 0 | 0 | 0 | 0 | 0 | 1.2685
MISO_WUMS_2_MISO_W | MISO_WUMS | MISO_W | 2045 | B13 | 600 | 0 | 1137 | 0 | 0 | 0 | 0 | 0 | 0 | 0 | 0 | 0 | 0 | 1.2685
MISO_WUMS_2_MISO_W | MISO_WUMS | MISO_W | 2045 | B14 | 900 | 0 | 1137 | 10.98 | 0 | 0 | 0 | 0 | 0 | 0 | 0 | 0 | 0 | 1.2685
MISO_WUMS_2_MISO_W | MISO_WUMS | MISO_W | 2045 | B15 | 1203 | 0 | 1137 | 0 | 0 | 0 | 0 | 0 | 0 | 0 | 0 | 0 | 0 | 1.2685
MISO_WUMS_2_MISO_W | MISO_WUMS | MISO_W | 2045 | B16 | 25 | 0 | 1137 | 0 | 0 | 0 | 0 | 0 | 0 | 0 | 0 | 0 | 0 | 1.2685
MISO_WUMS_2_MISO_W | MISO_WUMS | MISO_W | 2045 | B17 | 100 | 0 | 1137 | 0 | 0 | 0 | 0 | 0 | 0 | 0 | 0 | 0 | 0 | 1.2685
MISO_WUMS_2_MISO_W | MISO_WUMS | MISO_W | 2045 | B18 | 400 | 0 | 1137 | 0 | 0 | 0 | 0 | 0 | 0 | 0 | 0 | 0 | 0 | 1.2685
MISO_WUMS_2_MISO_W | MISO_WUMS | MISO_W | 2045 | B19 | 700 | 0 | 1137 | 0 | 0 | 0 | 0 | 0 | 0 | 0 | 0 | 0 | 0 | 1.2685
MISO_WUMS_2_MISO_W | MISO_WUMS | MISO_W | 2045 | B20 | 935 | 0 | 1137 | 0 | 0 | 0 | 0 | 0 | 0 | 0 | 0 | 0 | 0 | 1.2685
MISO_WUMS_2_MISO_W | MISO_WUMS | MISO_W | 2050 | B1 | 10 | 0 | 1137 | 1137 | 0 | 0 | 0 | 0 | 8.1428 | 0 | 0 | 0.38775 | 0 | 0.84411
MISO_WUMS_2_MISO_W | MISO_WUMS | MISO_W | 2050 | B2 | 25 | 0 | 1137 | 1137 | 0 | 0 | 0 | 0 | 6.5522 | 0 | 0 | 0.78003 | 0 | 0.84411
MISO_WUMS_2_MISO_W | MISO_WUMS | MISO_W | 2050 | B3 | 75 | 0 | 1137 | 1137 | 0 | 829.18 | 0 | 0 | 4.6649 | 0 | 0 | 1.666 | 0 | 0.84411
MISO_WUMS_2_MISO_W | MISO_WUMS | MISO_W | 2050 | B4 | 100 | 0 | 1137 | 1137 | 0 | 0 | 0 | 0 | 1.1395 | 0 | 0 | 0.54263 | 0 | 0.84411
MISO_WUMS_2_MISO_W | MISO_WUMS | MISO_W | 2050 | B5 | 200 | 0 | 1137 | 144.02 | 0 | 0 | 0 | 0 | 0 | 0 | 0 | 0 | 0 | 0.84411
MISO_WUMS_2_MISO_W | MISO_WUMS | MISO_W | 2050 | B6 | 300 | 0 | 1137 | 0 | 0 | 0 | 0 | 0 | 0 | 0 | 0 | 0 | 0 | 0.84411
MISO_WUMS_2_MISO_W | MISO_WUMS | MISO_W | 2050 | B7 | 400 | 0 | 1137 | 0 | 0 | 0 | 0 | 0 | 0 | 0 | 0 | 0 | 0 | 0.84411
MISO_WUMS_2_MISO_W | MISO_WUMS | MISO_W | 2050 | B8 | 500 | 0 | 1137 | 0 | 0 | 0 | 0 | 0 | 0 | 0 | 0 | 0 | 0 | 0.84411
MISO_WUMS_2_MISO_W | MISO_WUMS | MISO_W | 2050 | B9 | 800 | 0 | 1137 | 0 | 0 | 0 | 0 | 0 | 0 | 0 | 0 | 0 | 0 | 0.84411
MISO_WUMS_2_MISO_W | MISO_WUMS | MISO_W | 2050 | B10 | 1262 | 0 | 1137 | 0 | 0 | 0 | 0 | 0 | 0 | 0 | 0 | 0 | 0 | 0.84411
MISO_WUMS_2_MISO_W | MISO_WUMS | MISO_W | 2050 | B11 | 25 | 0 | 1137 | 0 | 0 | 0 | 0 | 0 | 0 | 0 | 0 | 0 | 0 | 0.84411
MISO_WUMS_2_MISO_W | MISO_WUMS | MISO_W | 2050 | B12 | 200 | 0 | 1137 | 0 | 0 | 0 | 0 | 0 | 0 | 0 | 0 | 0 | 0 | 0.84411
MISO_WUMS_2_MISO_W | MISO_WUMS | MISO_W | 2050 | B13 | 600 | 0 | 1137 | 0 | 0 | 0 | 0 | 0 | 0 | 0 | 0 | 0 | 0 | 0.84411
MISO_WUMS_2_MISO_W | MISO_WUMS | MISO_W | 2050 | B14 | 900 | 0 | 1137 | 0 | 0 | 0 | 0 | 0 | 0 | 0 | 0 | 0 | 0 | 0.84411
MISO_WUMS_2_MISO_W | MISO_WUMS | MISO_W | 2050 | B15 | 1203 | 0 | 1137 | 0 | 0 | 0 | 0 | 0 | 0 | 0 | 0 | 0 | 0 | 0.84411
MISO_WUMS_2_MISO_W | MISO_WUMS | MISO_W | 2050 | B16 | 25 | 0 | 1137 | 0 | 0 | 0 | 0 | 0 | 0 | 0 | 0 | 0 | 0 | 0.84411
MISO_WUMS_2_MISO_W | MISO_WUMS | MISO_W | 2050 | B17 | 100 | 0 | 1137 | 0 | 0 | 0 | 0 | 0 | 0 | 0 | 0 | 0 | 0 | 0.84411
MISO_WUMS_2_MISO_W | MISO_WUMS | MISO_W | 2050 | B18 | 400 | 0 | 1137 | 0 | 0 | 0 | 0 | 0 | 0 | 0 | 0 | 0 | 0 | 0.84411
MISO_WUMS_2_MISO_W | MISO_WUMS | MISO_W | 2050 | B19 | 700 | 0 | 1137 | 0 | 0 | 0 | 0 | 0 | 0 | 0 | 0 | 0 | 0 | 0.84411
MISO_WUMS_2_MISO_W | MISO_WUMS | MISO_W | 2050 | B20 | 935 | 0 | 1137 | 0 | 0 | 0 | 0 | 0 | 0 | 0 | 0 | 0 | 0 | 0.84411
MISO_WUMS_2_PJM_ROR | MISO_WUMS | PJM_ROR | 2015 | B1 | 10 | 0 | 1600 | 1327.25 | 0 | 1600 | 0 | 440.47 | 0 | 0 | 0.01187 | 0 | 0 | 0
MISO_WUMS_2_PJM_ROR | MISO_WUMS | PJM_ROR | 2015 | B2 | 25 | 0 | 1600 | 0 | 0 | 0 | 0 | 0 | 0 | 0 | 0 | 0 | 0 | 0
MISO_WUMS_2_PJM_ROR | MISO_WUMS | PJM_ROR | 2015 | B3 | 75 | 0 | 1600 | 0 | 0 | 0 | 0 | 0 | 0 | 0 | 0 | 0 | 0 | 0
MISO_WUMS_2_PJM_ROR | MISO_WUMS | PJM_ROR | 2015 | B4 | 100 | 0 | 1600 | 0 | 0 | 0 | 0 | 0 | 0 | 0 | 0 | 0 | 0 | 0
MISO_WUMS_2_PJM_ROR | MISO_WUMS | PJM_ROR | 2015 | B5 | 200 | 0 | 1600 | 0 | 0 | 82.13 | 0 | 0 | 0 | 0 | 0 | 0 | 0 | 0
MISO_WUMS_2_PJM_ROR | MISO_WUMS | PJM_ROR | 2015 | B6 | 300 | 0 | 1600 | 0 | 0 | 0 | 0 | 0 | 0 | 0 | 0 | 0 | 0 | 0
MISO_WUMS_2_PJM_ROR | MISO_WUMS | PJM_ROR | 2015 | B7 | 400 | 0 | 1600 | 0 | 0 | 0 | 0 | 0 | 0 | 0 | 0 | 0 | 0 | 0
MISO_WUMS_2_PJM_ROR | MISO_WUMS | PJM_ROR | 2015 | B8 | 500 | 0 | 1600 | 0 | 0 | 0 | 0 | 0 | 0 | 0 | 0 | 0 | 0 | 0
MISO_WUMS_2_PJM_ROR | MISO_WUMS | PJM_ROR | 2015 | B9 | 800 | 0 | 1600 | 0 | 0 | 0 | 0 | 0 | 0 | 0 | 0 | 0 | 0 | 0
MISO_WUMS_2_PJM_ROR | MISO_WUMS | PJM_ROR | 2015 | B10 | 1262 | 0 | 1600 | 0 | 0 | 0 | 0 | 0 | 0 | 0 | 0 | 0 | 0 | 0
MISO_WUMS_2_PJM_ROR | MISO_WUMS | PJM_ROR | 2015 | B11 | 25 | 0 | 1600 | 0 | 0 | 0 | 0 | 0 | 0 | 0 | 0 | 0 | 0 | 0
MISO_WUMS_2_PJM_ROR | MISO_WUMS | PJM_ROR | 2015 | B12 | 200 | 0 | 1600 | 0 | 0 | 0 | 0 | 0 | 0 | 0 | 0 | 0 | 0 | 0
MISO_WUMS_2_PJM_ROR | MISO_WUMS | PJM_ROR | 2015 | B13 | 600 | 0 | 1600 | 0 | 0 | 0 | 0 | 0 | 0 | 0 | 0 | 0 | 0 | 0
MISO_WUMS_2_PJM_ROR | MISO_WUMS | PJM_ROR | 2015 | B14 | 900 | 0 | 1600 | 0 | 0 | 0 | 0 | 0 | 0 | 0 | 0 | 0 | 0 | 0
MISO_WUMS_2_PJM_ROR | MISO_WUMS | PJM_ROR | 2015 | B15 | 1203 | 0 | 1600 | 0 | 0 | 0 | 0 | 0 | 0 | 0 | 0 | 0 | 0 | 0
MISO_WUMS_2_PJM_ROR | MISO_WUMS | PJM_ROR | 2015 | B16 | 25 | 0 | 1600 | 904.34 | 0 | 234.76 | 0 | 0 | 0 | 0 | 0 | 0 | 0 | 0
MISO_WUMS_2_PJM_ROR | MISO_WUMS | PJM_ROR | 2015 | B17 | 100 | 0 | 1600 | 1525.86 | 0 | 71.56 | 0 | 0 | 0 | 0 | 0 | 0 | 0 | 0
MISO_WUMS_2_PJM_ROR | MISO_WUMS | PJM_ROR | 2015 | B18 | 400 | 0 | 1600 | 0 | 0 | 0 | 0 | 0 | 0 | 0 | 0 | 0 | 0 | 0
MISO_WUMS_2_PJM_ROR | MISO_WUMS | PJM_ROR | 2015 | B19 | 700 | 0 | 1600 | 0 | 0 | 0 | 0 | 0 | 0 | 0 | 0 | 0 | 0 | 0
MISO_WUMS_2_PJM_ROR | MISO_WUMS | PJM_ROR | 2015 | B20 | 935 | 0 | 1600 | 0 | 0 | 0 | 0 | 0 | 0 | 0 | 0 | 0 | 0 | 0
MISO_WUMS_2_PJM_ROR | MISO_WUMS | PJM_ROR | 2020 | B1 | 10 | 0 | 1600 | 1600 | 0 | 1600 | 0 | 0 | 1.8042 | 0 | 0.26114 | 1.8042 | 0 | 0.45106
MISO_WUMS_2_PJM_ROR | MISO_WUMS | PJM_ROR | 2020 | B2 | 25 | 0 | 1600 | 1388.9 | 0 | 1600 | 0 | 0 | 0 | 0 | 0.26114 | 0 | 0 | 0.45106
MISO_WUMS_2_PJM_ROR | MISO_WUMS | PJM_ROR | 2020 | B3 | 75 | 0 | 1600 | 0 | 0 | 0 | 0 | 0 | 0 | 0 | 0 | 0 | 0 | 0.45106
MISO_WUMS_2_PJM_ROR | MISO_WUMS | PJM_ROR | 2020 | B4 | 100 | 0 | 1600 | 0 | 0 | 291.76 | 0 | 0 | 0 | 0 | 0 | 0 | 0 | 0.45106
MISO_WUMS_2_PJM_ROR | MISO_WUMS | PJM_ROR | 2020 | B5 | 200 | 0 | 1600 | 0 | 0 | 783.85 | 0 | 0 | 0 | 0 | 0 | 0 | 0 | 0.45106
MISO_WUMS_2_PJM_ROR | MISO_WUMS | PJM_ROR | 2020 | B6 | 300 | 0 | 1600 | 9.66 | 0 | 589.62 | 0 | 0 | 0 | 0 | 0 | 0 | 0 | 0.45106
MISO_WUMS_2_PJM_ROR | MISO_WUMS | PJM_ROR | 2020 | B7 | 400 | 0 | 1600 | 0 | 0 | 0 | 0 | 0 | 0 | 0 | 0 | 0 | 0 | 0.45106
MISO_WUMS_2_PJM_ROR | MISO_WUMS | PJM_ROR | 2020 | B8 | 500 | 0 | 1600 | 0 | 0 | 0 | 0 | 0 | 0 | 0 | 0 | 0 | 0 | 0.45106
MISO_WUMS_2_PJM_ROR | MISO_WUMS | PJM_ROR | 2020 | B9 | 800 | 0 | 1600 | 0 | 0 | 0 | 0 | 0 | 0 | 0 | 0 | 0 | 0 | 0.45106
MISO_WUMS_2_PJM_ROR | MISO_WUMS | PJM_ROR | 2020 | B10 | 1262 | 0 | 1600 | 0 | 0 | 0 | 0 | 0 | 0 | 0 | 0 | 0 | 0 | 0.45106
MISO_WUMS_2_PJM_ROR | MISO_WUMS | PJM_ROR | 2020 | B11 | 25 | 0 | 1600 | 0 | 0 | 0 | 0 | 0 | 0 | 0 | 0 | 0 | 0 | 0.45106
MISO_WUMS_2_PJM_ROR | MISO_WUMS | PJM_ROR | 2020 | B12 | 200 | 0 | 1600 | 0 | 0 | 28.14 | 0 | 0 | 0 | 0 | 0 | 0 | 0 | 0.45106
MISO_WUMS_2_PJM_ROR | MISO_WUMS | PJM_ROR | 2020 | B13 | 600 | 0 | 1600 | 0 | 0 | 39.6 | 0 | 0 | 0 | 0 | 0 | 0 | 0 | 0.45106
MISO_WUMS_2_PJM_ROR | MISO_WUMS | PJM_ROR | 2020 | B14 | 900 | 0 | 1600 | 0 | 0 | 0 | 0 | 0 | 0 | 0 | 0 | 0 | 0 | 0.45106
MISO_WUMS_2_PJM_ROR | MISO_WUMS | PJM_ROR | 2020 | B15 | 1203 | 0 | 1600 | 0 | 0 | 0 | 0 | 0 | 0 | 0 | 0 | 0 | 0 | 0.45106
MISO_WUMS_2_PJM_ROR | MISO_WUMS | PJM_ROR | 2020 | B16 | 25 | 0 | 1600 | 247.17 | 0 | 510.24 | 0 | 0 | 0 | 0 | 0 | 0 | 0 | 0.45106
MISO_WUMS_2_PJM_ROR | MISO_WUMS | PJM_ROR | 2020 | B17 | 100 | 0 | 1600 | 888.12 | 0 | 627.2 | 0 | 0 | 0 | 0 | 0 | 0 | 0 | 0.45106
MISO_WUMS_2_PJM_ROR | MISO_WUMS | PJM_ROR | 2020 | B18 | 400 | 0 | 1600 | 4.93 | 0 | 0 | 0 | 0 | 0 | 0 | 0 | 0 | 0 | 0.45106
MISO_WUMS_2_PJM_ROR | MISO_WUMS | PJM_ROR | 2020 | B19 | 700 | 0 | 1600 | 0 | 0 | 0 | 0 | 0 | 0 | 0 | 0 | 0 | 0 | 0.45106
MISO_WUMS_2_PJM_ROR | MISO_WUMS | PJM_ROR | 2020 | B20 | 935 | 0 | 1600 | 0 | 0 | 0 | 0 | 0 | 0 | 0 | 0 | 0 | 0 | 0.45106
MISO_WUMS_2_PJM_ROR | MISO_WUMS | PJM_ROR | 2025 | B1 | 10 | 0 | 1600 | 1600 | 0 | 1600 | 0 | 1177.12 | 2.3146 | 0 | 0.26114 | 0.66133 | 0 | 0.26496
MISO_WUMS_2_PJM_ROR | MISO_WUMS | PJM_ROR | 2025 | B2 | 25 | 0 | 1600 | 1600 | 0 | 1600 | 0 | 1080.03 | 0.55789 | 0 | 0.26114 | 0.39849 | 0 | 0.26496
MISO_WUMS_2_PJM_ROR | MISO_WUMS | PJM_ROR | 2025 | B3 | 75 | 0 | 1600 | 0 | 0 | 0 | 0 | 0 | 0 | 0 | 0 | 0 | 0 | 0.26496
MISO_WUMS_2_PJM_ROR | MISO_WUMS | PJM_ROR | 2025 | B4 | 100 | 0 | 1600 | 0 | 0 | 0 | 0 | 0 | 0 | 0 | 0 | 0 | 0 | 0.26496
MISO_WUMS_2_PJM_ROR | MISO_WUMS | PJM_ROR | 2025 | B5 | 200 | 0 | 1600 | 0 | 0 | 678.86 | 0 | 0 | 0 | 0 | 0 | 0 | 0 | 0.26496
MISO_WUMS_2_PJM_ROR | MISO_WUMS | PJM_ROR | 2025 | B6 | 300 | 0 | 1600 | 133.28 | 0 | 0 | 0 | 0 | 0 | 0 | 0 | 0 | 0 | 0.26496
MISO_WUMS_2_PJM_ROR | MISO_WUMS | PJM_ROR | 2025 | B7 | 400 | 0 | 1600 | 0 | 0 | 0 | 0 | 0 | 0 | 0 | 0 | 0 | 0 | 0.26496
MISO_WUMS_2_PJM_ROR | MISO_WUMS | PJM_ROR | 2025 | B8 | 500 | 0 | 1600 | 0 | 0 | 0 | 0 | 0 | 0 | 0 | 0 | 0 | 0 | 0.26496
MISO_WUMS_2_PJM_ROR | MISO_WUMS | PJM_ROR | 2025 | B9 | 800 | 0 | 1600 | 0 | 0 | 0 | 0 | 0 | 0 | 0 | 0 | 0 | 0 | 0.26496
MISO_WUMS_2_PJM_ROR | MISO_WUMS | PJM_ROR | 2025 | B10 | 1262 | 0 | 1600 | 0 | 0 | 0 | 0 | 0 | 0 | 0 | 0 | 0 | 0 | 0.26496
MISO_WUMS_2_PJM_ROR | MISO_WUMS | PJM_ROR | 2025 | B11 | 25 | 0 | 1600 | 0 | 0 | 0 | 0 | 0 | 0 | 0 | 0 | 0 | 0 | 0.26496
MISO_WUMS_2_PJM_ROR | MISO_WUMS | PJM_ROR | 2025 | B12 | 200 | 0 | 1600 | 565.27 | 0 | 783.43 | 0 | 0 | 0 | 0 | 0 | 0 | 0 | 0.26496
MISO_WUMS_2_PJM_ROR | MISO_WUMS | PJM_ROR | 2025 | B13 | 600 | 0 | 1600 | 147.35 | 0 | 869.85 | 0 | 0 | 0 | 0 | 0 | 0 | 0 | 0.26496
MISO_WUMS_2_PJM_ROR | MISO_WUMS | PJM_ROR | 2025 | B14 | 900 | 0 | 1600 | 0 | 0 | 0 | 0 | 0 | 0 | 0 | 0 | 0 | 0 | 0.26496
MISO_WUMS_2_PJM_ROR | MISO_WUMS | PJM_ROR | 2025 | B15 | 1203 | 0 | 1600 | 0 | 0 | 0 | 0 | 0 | 0 | 0 | 0 | 0 | 0 | 0.26496
MISO_WUMS_2_PJM_ROR | MISO_WUMS | PJM_ROR | 2025 | B16 | 25 | 0 | 1600 | 990.78 | 0 | 631.47 | 0 | 0 | 0 | 0 | 0 | 0 | 0 | 0.26496
MISO_WUMS_2_PJM_ROR | MISO_WUMS | PJM_ROR | 2025 | B17 | 100 | 0 | 1600 | 1448.17 | 0 | 846.51 | 0 | 0 | 0 | 0 | 0 | 0 | 0 | 0.26496
MISO_WUMS_2_PJM_ROR | MISO_WUMS | PJM_ROR | 2025 | B18 | 400 | 0 | 1600 | 200.76 | 0 | 0 | 0 | 0 | 0 | 0 | 0 | 0 | 0 | 0.26496
MISO_WUMS_2_PJM_ROR | MISO_WUMS | PJM_ROR | 2025 | B19 | 700 | 0 | 1600 | 0 | 0 | 0 | 0 | 0 | 0 | 0 | 0 | 0 | 0 | 0.26496
MISO_WUMS_2_PJM_ROR | MISO_WUMS | PJM_ROR | 2025 | B20 | 935 | 0 | 1600 | 0 | 0 | 0 | 0 | 0 | 0 | 0 | 0 | 0 | 0 | 0.26496
MISO_WUMS_2_PJM_ROR | MISO_WUMS | PJM_ROR | 2030 | B1 | 10 | 0 | 1600 | 1600 | 0 | 1600 | 0 | 0 | 21.3541 | 0 | 0.34423 | 6.1012 | 0 | 2.5003
MISO_WUMS_2_PJM_ROR | MISO_WUMS | PJM_ROR | 2030 | B2 | 25 | 0 | 1600 | 1600 | 0 | 1600 | 0 | 0 | 5.4602 | 0 | 0.34423 | 3.9001 | 0 | 2.5003
MISO_WUMS_2_PJM_ROR | MISO_WUMS | PJM_ROR | 2030 | B3 | 75 | 0 | 1600 | 0 | 0 | 0 | 0 | 0 | 0 | 0 | 0 | 0 | 0 | 2.5003
MISO_WUMS_2_PJM_ROR | MISO_WUMS | PJM_ROR | 2030 | B4 | 100 | 0 | 1600 | 0 | 0 | 0 | 0 | 0 | 0 | 0 | 0 | 0 | 0 | 2.5003
MISO_WUMS_2_PJM_ROR | MISO_WUMS | PJM_ROR | 2030 | B5 | 200 | 0 | 1600 | 0 | 0 | 0 | 0 | 0 | 0 | 0 | 0 | 0 | 0 | 2.5003
MISO_WUMS_2_PJM_ROR | MISO_WUMS | PJM_ROR | 2030 | B6 | 300 | 0 | 1600 | 0 | 0 | 0 | 0 | 0 | 0 | 0 | 0 | 0 | 0 | 2.5003
MISO_WUMS_2_PJM_ROR | MISO_WUMS | PJM_ROR | 2030 | B7 | 400 | 0 | 1600 | 397.74 | 0 | 0 | 0 | 0 | 0 | 0 | 0 | 0 | 0 | 2.5003
MISO_WUMS_2_PJM_ROR | MISO_WUMS | PJM_ROR | 2030 | B8 | 500 | 0 | 1600 | 0 | 0 | 481.84 | 0 | 0 | 0 | 0 | 0 | 0 | 0 | 2.5003
MISO_WUMS_2_PJM_ROR | MISO_WUMS | PJM_ROR | 2030 | B9 | 800 | 0 | 1600 | 0 | 0 | 0 | 0 | 0 | 0 | 0 | 0 | 0 | 0 | 2.5003
MISO_WUMS_2_PJM_ROR | MISO_WUMS | PJM_ROR | 2030 | B10 | 1262 | 0 | 1600 | 0 | 0 | 0 | 0 | 0 | 0 | 0 | 0 | 0 | 0 | 2.5003
MISO_WUMS_2_PJM_ROR | MISO_WUMS | PJM_ROR | 2030 | B11 | 25 | 0 | 1600 | 0 | 0 | 0 | 0 | 0 | 0 | 0 | 0 | 0 | 0 | 2.5003
MISO_WUMS_2_PJM_ROR | MISO_WUMS | PJM_ROR | 2030 | B12 | 200 | 0 | 1600 | 0 | 0 | 57.34 | 0 | 0 | 0 | 0 | 0 | 0 | 0 | 2.5003
MISO_WUMS_2_PJM_ROR | MISO_WUMS | PJM_ROR | 2030 | B13 | 600 | 0 | 1600 | 0 | 0 | 0 | 0 | 0 | 0 | 0 | 0 | 0 | 0 | 2.5003
MISO_WUMS_2_PJM_ROR | MISO_WUMS | PJM_ROR | 2030 | B14 | 900 | 0 | 1600 | 0 | 0 | 0 | 0 | 0 | 0 | 0 | 0 | 0 | 0 | 2.5003
MISO_WUMS_2_PJM_ROR | MISO_WUMS | PJM_ROR | 2030 | B15 | 1203 | 0 | 1600 | 0 | 0 | 0 | 0 | 0 | 0 | 0 | 0 | 0 | 0 | 2.5003
MISO_WUMS_2_PJM_ROR | MISO_WUMS | PJM_ROR | 2030 | B16 | 25 | 0 | 1600 | 582.12 | 0 | 1600 | 0 | 0 | 0 | 0 | 0.02374 | 0 | 0 | 2.5003
MISO_WUMS_2_PJM_ROR | MISO_WUMS | PJM_ROR | 2030 | B17 | 100 | 0 | 1600 | 970.74 | 0 | 1423.94 | 0 | 0 | 0 | 0 | 0 | 0 | 0 | 2.5003
MISO_WUMS_2_PJM_ROR | MISO_WUMS | PJM_ROR | 2030 | B18 | 400 | 0 | 1600 | 0 | 0 | 0 | 0 | 0 | 0 | 0 | 0 | 0 | 0 | 2.5003
MISO_WUMS_2_PJM_ROR | MISO_WUMS | PJM_ROR | 2030 | B19 | 700 | 0 | 1600 | 0 | 0 | 0 | 0 | 0 | 0 | 0 | 0 | 0 | 0 | 2.5003
MISO_WUMS_2_PJM_ROR | MISO_WUMS | PJM_ROR | 2030 | B20 | 935 | 0 | 1600 | 0 | 0 | 0 | 0 | 0 | 0 | 0 | 0 | 0 | 0 | 2.5003
MISO_WUMS_2_PJM_ROR | MISO_WUMS | PJM_ROR | 2035 | B1 | 10 | 0 | 1600 | 1600 | 0 | 1600 | 0 | 654.15 | 21.0455 | 0 | 0.66472 | 1.9132 | 0 | 0.8398
MISO_WUMS_2_PJM_ROR | MISO_WUMS | PJM_ROR | 2035 | B2 | 25 | 0 | 1600 | 1600 | 0 | 1600 | 0 | 0 | 5.8994 | 0 | 0.30862 | 1.3408 | 0 | 0.8398
MISO_WUMS_2_PJM_ROR | MISO_WUMS | PJM_ROR | 2035 | B3 | 75 | 0 | 1600 | 1600 | 0 | 0 | 0 | 0 | 0.15431 | 0 | 0 | 0.10521 | 0 | 0.8398
MISO_WUMS_2_PJM_ROR | MISO_WUMS | PJM_ROR | 2035 | B4 | 100 | 0 | 1600 | 0 | 0 | 0 | 0 | 0 | 0 | 0 | 0 | 0 | 0 | 0.8398
MISO_WUMS_2_PJM_ROR | MISO_WUMS | PJM_ROR | 2035 | B5 | 200 | 0 | 1600 | 0 | 0 | 0 | 0 | 0 | 0 | 0 | 0 | 0 | 0 | 0.8398
MISO_WUMS_2_PJM_ROR | MISO_WUMS | PJM_ROR | 2035 | B6 | 300 | 0 | 1600 | 0 | 0 | 0 | 0 | 0 | 0 | 0 | 0 | 0 | 0 | 0.8398
MISO_WUMS_2_PJM_ROR | MISO_WUMS | PJM_ROR | 2035 | B7 | 400 | 0 | 1600 | 0 | 0 | 0 | 0 | 0 | 0 | 0 | 0 | 0 | 0 | 0.8398
MISO_WUMS_2_PJM_ROR | MISO_WUMS | PJM_ROR | 2035 | B8 | 500 | 0 | 1600 | 0 | 0 | 0 | 0 | 0 | 0 | 0 | 0 | 0 | 0 | 0.8398
MISO_WUMS_2_PJM_ROR | MISO_WUMS | PJM_ROR | 2035 | B9 | 800 | 0 | 1600 | 0 | 0 | 0 | 0 | 0 | 0 | 0 | 0 | 0 | 0 | 0.8398
MISO_WUMS_2_PJM_ROR | MISO_WUMS | PJM_ROR | 2035 | B10 | 1262 | 0 | 1600 | 0 | 0 | 0 | 0 | 0 | 0 | 0 | 0 | 0 | 0 | 0.8398
MISO_WUMS_2_PJM_ROR | MISO_WUMS | PJM_ROR | 2035 | B11 | 25 | 0 | 1600 | 0 | 0 | 0 | 0 | 0 | 0 | 0 | 0 | 0 | 0 | 0.8398
MISO_WUMS_2_PJM_ROR | MISO_WUMS | PJM_ROR | 2035 | B12 | 200 | 0 | 1600 | 0 | 0 | 0 | 0 | 0 | 0 | 0 | 0 | 0 | 0 | 0.8398
MISO_WUMS_2_PJM_ROR | MISO_WUMS | PJM_ROR | 2035 | B13 | 600 | 0 | 1600 | 0 | 0 | 0 | 0 | 0 | 0 | 0 | 0 | 0 | 0 | 0.8398
MISO_WUMS_2_PJM_ROR | MISO_WUMS | PJM_ROR | 2035 | B14 | 900 | 0 | 1600 | 0 | 0 | 0 | 0 | 0 | 0 | 0 | 0 | 0 | 0 | 0.8398
MISO_WUMS_2_PJM_ROR | MISO_WUMS | PJM_ROR | 2035 | B15 | 1203 | 0 | 1600 | 0 | 0 | 0 | 0 | 0 | 0 | 0 | 0 | 0 | 0 | 0.8398
MISO_WUMS_2_PJM_ROR | MISO_WUMS | PJM_ROR | 2035 | B16 | 25 | 0 | 1600 | 467.6 | 0 | 515.11 | 0 | 0 | 0 | 0 | 0 | 0 | 0 | 0.8398
MISO_WUMS_2_PJM_ROR | MISO_WUMS | PJM_ROR | 2035 | B17 | 100 | 0 | 1600 | 1362.75 | 0 | 747.76 | 0 | 0 | 0 | 0 | 0 | 0 | 0 | 0.8398
MISO_WUMS_2_PJM_ROR | MISO_WUMS | PJM_ROR | 2035 | B18 | 400 | 0 | 1600 | 0 | 0 | 0 | 0 | 0 | 0 | 0 | 0 | 0 | 0 | 0.8398
MISO_WUMS_2_PJM_ROR | MISO_WUMS | PJM_ROR | 2035 | B19 | 700 | 0 | 1600 | 0 | 0 | 0 | 0 | 0 | 0 | 0 | 0 | 0 | 0 | 0.8398
MISO_WUMS_2_PJM_ROR | MISO_WUMS | PJM_ROR | 2035 | B20 | 935 | 0 | 1600 | 0 | 0 | 0 | 0 | 0 | 0 | 0 | 0 | 0 | 0 | 0.8398
MISO_WUMS_2_PJM_ROR | MISO_WUMS | PJM_ROR | 2040 | B1 | 10 | 0 | 1600 | 1600 | 0 | 1600 | 0 | 0 | 19.9535 | 0 | 0.78342 | 0.95017 | 0 | 0.52899
MISO_WUMS_2_PJM_ROR | MISO_WUMS | PJM_ROR | 2040 | B2 | 25 | 0 | 1600 | 1600 | 0 | 1600 | 0 | 0 | 6.8015 | 0 | 0.01187 | 0.8097 | 0 | 0.52899
MISO_WUMS_2_PJM_ROR | MISO_WUMS | PJM_ROR | 2040 | B3 | 75 | 0 | 1600 | 1600 | 0 | 0 | 0 | 0 | 0.42732 | 0 | 0 | 0.15261 | 0 | 0.52899
MISO_WUMS_2_PJM_ROR | MISO_WUMS | PJM_ROR | 2040 | B4 | 100 | 0 | 1600 | 1600 | 0 | 0 | 0 | 0 | 0.42732 | 0 | 0 | 0.20349 | 0 | 0.52899
MISO_WUMS_2_PJM_ROR | MISO_WUMS | PJM_ROR | 2040 | B5 | 200 | 0 | 1600 | 0 | 0 | 0 | 0 | 0 | 0 | 0 | 0 | 0 | 0 | 0.52899
MISO_WUMS_2_PJM_ROR | MISO_WUMS | PJM_ROR | 2040 | B6 | 300 | 0 | 1600 | 0 | 0 | 0 | 0 | 0 | 0 | 0 | 0 | 0 | 0 | 0.52899
MISO_WUMS_2_PJM_ROR | MISO_WUMS | PJM_ROR | 2040 | B7 | 400 | 0 | 1600 | 0 | 0 | 0 | 0 | 0 | 0 | 0 | 0 | 0 | 0 | 0.52899
MISO_WUMS_2_PJM_ROR | MISO_WUMS | PJM_ROR | 2040 | B8 | 500 | 0 | 1600 | 0 | 0 | 0 | 0 | 0 | 0 | 0 | 0 | 0 | 0 | 0.52899
MISO_WUMS_2_PJM_ROR | MISO_WUMS | PJM_ROR | 2040 | B9 | 800 | 0 | 1600 | 0 | 0 | 0 | 0 | 0 | 0 | 0 | 0 | 0 | 0 | 0.52899
MISO_WUMS_2_PJM_ROR | MISO_WUMS | PJM_ROR | 2040 | B10 | 1262 | 0 | 1600 | 0 | 0 | 0 | 0 | 0 | 0 | 0 | 0 | 0 | 0 | 0.52899
MISO_WUMS_2_PJM_ROR | MISO_WUMS | PJM_ROR | 2040 | B11 | 25 | 0 | 1600 | 0 | 0 | 0 | 0 | 0 | 0 | 0 | 0 | 0 | 0 | 0.52899
MISO_WUMS_2_PJM_ROR | MISO_WUMS | PJM_ROR | 2040 | B12 | 200 | 0 | 1600 | 897.2 | 0 | 0 | 0 | 0 | 0 | 0 | 0 | 0 | 0 | 0.52899
MISO_WUMS_2_PJM_ROR | MISO_WUMS | PJM_ROR | 2040 | B13 | 600 | 0 | 1600 | 0 | 0 | 0 | 0 | 0 | 0 | 0 | 0 | 0 | 0 | 0.52899
MISO_WUMS_2_PJM_ROR | MISO_WUMS | PJM_ROR | 2040 | B14 | 900 | 0 | 1600 | 0 | 0 | 0 | 0 | 0 | 0 | 0 | 0 | 0 | 0 | 0.52899
MISO_WUMS_2_PJM_ROR | MISO_WUMS | PJM_ROR | 2040 | B15 | 1203 | 0 | 1600 | 0 | 0 | 0 | 0 | 0 | 0 | 0 | 0 | 0 | 0 | 0.52899
MISO_WUMS_2_PJM_ROR | MISO_WUMS | PJM_ROR | 2040 | B16 | 25 | 0 | 1600 | 799.9 | 0 | 1600 | 0 | 0 | 0 | 0 | 0.58163 | 0 | 0 | 0.52899
MISO_WUMS_2_PJM_ROR | MISO_WUMS | PJM_ROR | 2040 | B17 | 100 | 0 | 1600 | 1085.35 | 0 | 485.6 | 0 | 0 | 0 | 0 | 0 | 0 | 0 | 0.52899
MISO_WUMS_2_PJM_ROR | MISO_WUMS | PJM_ROR | 2040 | B18 | 400 | 0 | 1600 | 0 | 0 | 326.53 | 0 | 0 | 0 | 0 | 0 | 0 | 0 | 0.52899
MISO_WUMS_2_PJM_ROR | MISO_WUMS | PJM_ROR | 2040 | B19 | 700 | 0 | 1600 | 0 | 0 | 0 | 0 | 0 | 0 | 0 | 0 | 0 | 0 | 0.52899
MISO_WUMS_2_PJM_ROR | MISO_WUMS | PJM_ROR | 2040 | B20 | 935 | 0 | 1600 | 0 | 0 | 0 | 0 | 0 | 0 | 0 | 0 | 0 | 0 | 0.52899
MISO_WUMS_2_PJM_ROR | MISO_WUMS | PJM_ROR | 2045 | B1 | 10 | 0 | 1600 | 1600 | 0 | 1600 | 0 | 0 | 23.7994 | 0 | 1.6025 | 1.1333 | 0 | 0.7235
MISO_WUMS_2_PJM_ROR | MISO_WUMS | PJM_ROR | 2045 | B2 | 25 | 0 | 1600 | 1600 | 0 | 1573.39 | 0 | 0 | 10.4693 | 0 | 0 | 1.2464 | 0 | 0.7235
MISO_WUMS_2_PJM_ROR | MISO_WUMS | PJM_ROR | 2045 | B3 | 75 | 0 | 1600 | 1600 | 0 | 0 | 0 | 0 | 0.61724 | 0 | 0 | 0.22044 | 0 | 0.7235
MISO_WUMS_2_PJM_ROR | MISO_WUMS | PJM_ROR | 2045 | B4 | 100 | 0 | 1600 | 1600 | 0 | 0 | 0 | 0 | 0.61724 | 0 | 0 | 0.29392 | 0 | 0.7235
MISO_WUMS_2_PJM_ROR | MISO_WUMS | PJM_ROR | 2045 | B5 | 200 | 0 | 1600 | 0 | 0 | 0 | 0 | 0 | 0 | 0 | 0 | 0 | 0 | 0.7235
MISO_WUMS_2_PJM_ROR | MISO_WUMS | PJM_ROR | 2045 | B6 | 300 | 0 | 1600 | 0 | 0 | 0 | 0 | 0 | 0 | 0 | 0 | 0 | 0 | 0.7235
MISO_WUMS_2_PJM_ROR | MISO_WUMS | PJM_ROR | 2045 | B7 | 400 | 0 | 1600 | 0 | 0 | 0 | 0 | 0 | 0 | 0 | 0 | 0 | 0 | 0.7235
MISO_WUMS_2_PJM_ROR | MISO_WUMS | PJM_ROR | 2045 | B8 | 500 | 0 | 1600 | 0 | 0 | 0 | 0 | 0 | 0 | 0 | 0 | 0 | 0 | 0.7235
MISO_WUMS_2_PJM_ROR | MISO_WUMS | PJM_ROR | 2045 | B9 | 800 | 0 | 1600 | 0 | 0 | 0 | 0 | 0 | 0 | 0 | 0 | 0 | 0 | 0.7235
MISO_WUMS_2_PJM_ROR | MISO_WUMS | PJM_ROR | 2045 | B10 | 1262 | 0 | 1600 | 0 | 0 | 0 | 0 | 0 | 0 | 0 | 0 | 0 | 0 | 0.7235
MISO_WUMS_2_PJM_ROR | MISO_WUMS | PJM_ROR | 2045 | B11 | 25 | 0 | 1600 | 560.96 | 0 | 0 | 0 | 0 | 0 | 0 | 0 | 0 | 0 | 0.7235
MISO_WUMS_2_PJM_ROR | MISO_WUMS | PJM_ROR | 2045 | B12 | 200 | 0 | 1600 | 1009.66 | 0 | 0 | 0 | 0 | 0 | 0 | 0 | 0 | 0 | 0.7235
MISO_WUMS_2_PJM_ROR | MISO_WUMS | PJM_ROR | 2045 | B13 | 600 | 0 | 1600 | 0 | 0 | 0 | 0 | 0 | 0 | 0 | 0 | 0 | 0 | 0.7235
MISO_WUMS_2_PJM_ROR | MISO_WUMS | PJM_ROR | 2045 | B14 | 900 | 0 | 1600 | 0 | 0 | 0 | 0 | 0 | 0 | 0 | 0 | 0 | 0 | 0.7235
MISO_WUMS_2_PJM_ROR | MISO_WUMS | PJM_ROR | 2045 | B15 | 1203 | 0 | 1600 | 0 | 0 | 0 | 0 | 0 | 0 | 0 | 0 | 0 | 0 | 0.7235
MISO_WUMS_2_PJM_ROR | MISO_WUMS | PJM_ROR | 2045 | B16 | 25 | 0 | 1600 | 512.89 | 0 | 1600 | 0 | 0 | 0 | 0 | 0.13057 | 0 | 0 | 0.7235
MISO_WUMS_2_PJM_ROR | MISO_WUMS | PJM_ROR | 2045 | B17 | 100 | 0 | 1600 | 955.68 | 0 | 1377.41 | 0 | 0 | 0 | 0 | 0 | 0 | 0 | 0.7235
MISO_WUMS_2_PJM_ROR | MISO_WUMS | PJM_ROR | 2045 | B18 | 400 | 0 | 1600 | 0 | 0 | 0 | 0 | 0 | 0 | 0 | 0 | 0 | 0 | 0.7235
MISO_WUMS_2_PJM_ROR | MISO_WUMS | PJM_ROR | 2045 | B19 | 700 | 0 | 1600 | 0 | 0 | 0 | 0 | 0 | 0 | 0 | 0 | 0 | 0 | 0.7235
MISO_WUMS_2_PJM_ROR | MISO_WUMS | PJM_ROR | 2045 | B20 | 935 | 0 | 1600 | 0 | 0 | 1600 | 0 | 0 | 0 | 0 | 0.45106 | 0 | 0 | 0.7235
MISO_WUMS_2_PJM_ROR | MISO_WUMS | PJM_ROR | 2050 | B1 | 10 | 0 | 1600 | 1600 | 0 | 1600 | 0 | 0 | 19.8941 | 0 | 1.3769 | 0.94734 | 0 | 0.57562
MISO_WUMS_2_PJM_ROR | MISO_WUMS | PJM_ROR | 2050 | B2 | 25 | 0 | 1600 | 1600 | 0 | 0 | 0 | 0 | 6.5641 | 0 | 0 | 0.78144 | 0 | 0.57562
MISO_WUMS_2_PJM_ROR | MISO_WUMS | PJM_ROR | 2050 | B3 | 75 | 0 | 1600 | 1600 | 0 | 0 | 0 | 0 | 0.68846 | 0 | 0 | 0.24588 | 0 | 0.57562
MISO_WUMS_2_PJM_ROR | MISO_WUMS | PJM_ROR | 2050 | B4 | 100 | 0 | 1600 | 1600 | 0 | 0 | 0 | 0 | 0.68846 | 0 | 0 | 0.32784 | 0 | 0.57562
MISO_WUMS_2_PJM_ROR | MISO_WUMS | PJM_ROR | 2050 | B5 | 200 | 0 | 1600 | 0 | 0 | 0 | 0 | 0 | 0 | 0 | 0 | 0 | 0 | 0.57562
MISO_WUMS_2_PJM_ROR | MISO_WUMS | PJM_ROR | 2050 | B6 | 300 | 0 | 1600 | 0 | 0 | 0 | 0 | 0 | 0 | 0 | 0 | 0 | 0 | 0.57562
MISO_WUMS_2_PJM_ROR | MISO_WUMS | PJM_ROR | 2050 | B7 | 400 | 0 | 1600 | 0 | 0 | 0 | 0 | 0 | 0 | 0 | 0 | 0 | 0 | 0.57562
MISO_WUMS_2_PJM_ROR | MISO_WUMS | PJM_ROR | 2050 | B8 | 500 | 0 | 1600 | 0 | 0 | 0 | 0 | 0 | 0 | 0 | 0 | 0 | 0 | 0.57562
MISO_WUMS_2_PJM_ROR | MISO_WUMS | PJM_ROR | 2050 | B9 | 800 | 0 | 1600 | 0 | 0 | 0 | 0 | 0 | 0 | 0 | 0 | 0 | 0 | 0.57562
MISO_WUMS_2_PJM_ROR | MISO_WUMS | PJM_ROR | 2050 | B10 | 1262 | 0 | 1600 | 0 | 0 | 0 | 0 | 0 | 0 | 0 | 0 | 0 | 0 | 0.57562
MISO_WUMS_2_PJM_ROR | MISO_WUMS | PJM_ROR | 2050 | B11 | 25 | 0 | 1600 | 0 | 0 | 0 | 0 | 0 | 0 | 0 | 0 | 0 | 0 | 0.57562
MISO_WUMS_2_PJM_ROR | MISO_WUMS | PJM_ROR | 2050 | B12 | 200 | 0 | 1600 | 560.03 | 0 | 0 | 0 | 0 | 0 | 0 | 0 | 0 | 0 | 0.57562
MISO_WUMS_2_PJM_ROR | MISO_WUMS | PJM_ROR | 2050 | B13 | 600 | 0 | 1600 | 0 | 0 | 0 | 0 | 0 | 0 | 0 | 0 | 0 | 0 | 0.57562
MISO_WUMS_2_PJM_ROR | MISO_WUMS | PJM_ROR | 2050 | B14 | 900 | 0 | 1600 | 0 | 0 | 0 | 0 | 0 | 0 | 0 | 0 | 0 | 0 | 0.57562
MISO_WUMS_2_PJM_ROR | MISO_WUMS | PJM_ROR | 2050 | B15 | 1203 | 0 | 1600 | 0 | 0 | 0 | 0 | 0 | 0 | 0 | 0 | 0 | 0 | 0.57562
MISO_WUMS_2_PJM_ROR | MISO_WUMS | PJM_ROR | 2050 | B16 | 25 | 0 | 1600 | 456.35 | 0 | 0 | 0 | 0 | 0 | 0 | 0 | 0 | 0 | 0.57562
MISO_WUMS_2_PJM_ROR | MISO_WUMS | PJM_ROR | 2050 | B17 | 100 | 0 | 1600 | 876.67 | 0 | 0 | 0 | 0 | 0 | 0 | 0 | 0 | 0 | 0.57562
MISO_WUMS_2_PJM_ROR | MISO_WUMS | PJM_ROR | 2050 | B18 | 400 | 0 | 1600 | 36.75 | 0 | 0 | 0 | 0 | 0 | 0 | 0 | 0 | 0 | 0.57562
MISO_WUMS_2_PJM_ROR | MISO_WUMS | PJM_ROR | 2050 | B19 | 700 | 0 | 1600 | 0 | 0 | 0 | 0 | 0 | 0 | 0 | 0 | 0 | 0 | 0.57562
MISO_WUMS_2_PJM_ROR | MISO_WUMS | PJM_ROR | 2050 | B20 | 935 | 0 | 1600 | 0 | 0 | 645.74 | 0 | 0 | 0 | 0 | 0 | 0 | 0 | 0.57562
NE_2_MAPP_US | NE | MAPP_US | 2015 | B1 | 10 | 0 | 1600 | 0 | 0 | 0 | 0 | 0 | 0 | 0 | 0 | 0 | 0 | 0
NE_2_MAPP_US | NE | MAPP_US | 2015 | B2 | 25 | 0 | 1600 | 0 | 0 | 0 | 0 | 0 | 0 | 0 | 0 | 0 | 0 | 0
NE_2_MAPP_US | NE | MAPP_US | 2015 | B3 | 75 | 0 | 1600 | 0 | 0 | 0 | 0 | 0 | 0 | 0 | 0 | 0 | 0 | 0
NE_2_MAPP_US | NE | MAPP_US | 2015 | B4 | 100 | 0 | 1600 | 0 | 0 | 0 | 0 | 0 | 0 | 0 | 0 | 0 | 0 | 0
NE_2_MAPP_US | NE | MAPP_US | 2015 | B5 | 200 | 0 | 1600 | 0 | 0 | 0 | 0 | 0 | 0 | 0 | 0 | 0 | 0 | 0
NE_2_MAPP_US | NE | MAPP_US | 2015 | B6 | 300 | 0 | 1600 | 0 | 0 | 0 | 0 | 0 | 0 | 0 | 0 | 0 | 0 | 0
NE_2_MAPP_US | NE | MAPP_US | 2015 | B7 | 400 | 0 | 1600 | 0 | 0 | 0 | 0 | 0 | 0 | 0 | 0 | 0 | 0 | 0
NE_2_MAPP_US | NE | MAPP_US | 2015 | B8 | 500 | 0 | 1600 | 0 | 0 | 0 | 0 | 0 | 0 | 0 | 0 | 0 | 0 | 0
NE_2_MAPP_US | NE | MAPP_US | 2015 | B9 | 800 | 0 | 1600 | 0 | 0 | 0 | 0 | 0 | 0 | 0 | 0 | 0 | 0 | 0
NE_2_MAPP_US | NE | MAPP_US | 2015 | B10 | 1262 | 0 | 1600 | 0 | 0 | 0 | 0 | 0 | 0 | 0 | 0 | 0 | 0 | 0
NE_2_MAPP_US | NE | MAPP_US | 2015 | B11 | 25 | 0 | 1600 | 0 | 0 | 0 | 0 | 0 | 0 | 0 | 0 | 0 | 0 | 0
NE_2_MAPP_US | NE | MAPP_US | 2015 | B12 | 200 | 0 | 1600 | 0 | 0 | 0 | 0 | 0 | 0 | 0 | 0 | 0 | 0 | 0
NE_2_MAPP_US | NE | MAPP_US | 2015 | B13 | 600 | 0 | 1600 | 0 | 0 | 0 | 0 | 0 | 0 | 0 | 0 | 0 | 0 | 0
NE_2_MAPP_US | NE | MAPP_US | 2015 | B14 | 900 | 0 | 1600 | 0 | 0 | 0 | 0 | 0 | 0 | 0 | 0 | 0 | 0 | 0
NE_2_MAPP_US | NE | MAPP_US | 2015 | B15 | 1203 | 0 | 1600 | 0 | 0 | 0 | 0 | 0 | 0 | 0 | 0 | 0 | 0 | 0
NE_2_MAPP_US | NE | MAPP_US | 2015 | B16 | 25 | 0 | 1600 | 0 | 0 | 0 | 0 | 0 | 0 | 0 | 0 | 0 | 0 | 0
NE_2_MAPP_US | NE | MAPP_US | 2015 | B17 | 100 | 0 | 1600 | 0 | 0 | 0 | 0 | 0 | 0 | 0 | 0 | 0 | 0 | 0
NE_2_MAPP_US | NE | MAPP_US | 2015 | B18 | 400 | 0 | 1600 | 0 | 0 | 0 | 0 | 0 | 0 | 0 | 0 | 0 | 0 | 0
NE_2_MAPP_US | NE | MAPP_US | 2015 | B19 | 700 | 0 | 1600 | 0 | 0 | 0 | 0 | 0 | 0 | 0 | 0 | 0 | 0 | 0
NE_2_MAPP_US | NE | MAPP_US | 2015 | B20 | 935 | 0 | 1600 | 0 | 0 | 0 | 0 | 0 | 0 | 0 | 0 | 0 | 0 | 0
NE_2_MAPP_US | NE | MAPP_US | 2020 | B1 | 10 | 0 | 1600 | 0 | 0 | 0 | 0 | 0 | 0 | 0 | 0 | 0 | 0 | 0
NE_2_MAPP_US | NE | MAPP_US | 2020 | B2 | 25 | 0 | 1600 | 0 | 0 | 0 | 0 | 0 | 0 | 0 | 0 | 0 | 0 | 0
NE_2_MAPP_US | NE | MAPP_US | 2020 | B3 | 75 | 0 | 1600 | 0 | 0 | 0 | 0 | 0 | 0 | 0 | 0 | 0 | 0 | 0
NE_2_MAPP_US | NE | MAPP_US | 2020 | B4 | 100 | 0 | 1600 | 0 | 0 | 0 | 0 | 0 | 0 | 0 | 0 | 0 | 0 | 0
NE_2_MAPP_US | NE | MAPP_US | 2020 | B5 | 200 | 0 | 1600 | 0 | 0 | 0 | 0 | 0 | 0 | 0 | 0 | 0 | 0 | 0
NE_2_MAPP_US | NE | MAPP_US | 2020 | B6 | 300 | 0 | 1600 | 0 | 0 | 0 | 0 | 0 | 0 | 0 | 0 | 0 | 0 | 0
NE_2_MAPP_US | NE | MAPP_US | 2020 | B7 | 400 | 0 | 1600 | 0 | 0 | 0 | 0 | 0 | 0 | 0 | 0 | 0 | 0 | 0
NE_2_MAPP_US | NE | MAPP_US | 2020 | B8 | 500 | 0 | 1600 | 0 | 0 | 0 | 0 | 0 | 0 | 0 | 0 | 0 | 0 | 0
NE_2_MAPP_US | NE | MAPP_US | 2020 | B9 | 800 | 0 | 1600 | 0 | 0 | 0 | 0 | 0 | 0 | 0 | 0 | 0 | 0 | 0
NE_2_MAPP_US | NE | MAPP_US | 2020 | B10 | 1262 | 0 | 1600 | 0 | 0 | 0 | 0 | 0 | 0 | 0 | 0 | 0 | 0 | 0
NE_2_MAPP_US | NE | MAPP_US | 2020 | B11 | 25 | 0 | 1600 | 0 | 0 | 0 | 0 | 0 | 0 | 0 | 0 | 0 | 0 | 0
NE_2_MAPP_US | NE | MAPP_US | 2020 | B12 | 200 | 0 | 1600 | 0 | 0 | 0 | 0 | 0 | 0 | 0 | 0 | 0 | 0 | 0
NE_2_MAPP_US | NE | MAPP_US | 2020 | B13 | 600 | 0 | 1600 | 0 | 0 | 0 | 0 | 0 | 0 | 0 | 0 | 0 | 0 | 0
NE_2_MAPP_US | NE | MAPP_US | 2020 | B14 | 900 | 0 | 1600 | 0 | 0 | 0 | 0 | 0 | 0 | 0 | 0 | 0 | 0 | 0
NE_2_MAPP_US | NE | MAPP_US | 2020 | B15 | 1203 | 0 | 1600 | 0 | 0 | 0 | 0 | 0 | 0 | 0 | 0 | 0 | 0 | 0
NE_2_MAPP_US | NE | MAPP_US | 2020 | B16 | 25 | 0 | 1600 | 0 | 0 | 0 | 0 | 0 | 0 | 0 | 0 | 0 | 0 | 0
NE_2_MAPP_US | NE | MAPP_US | 2020 | B17 | 100 | 0 | 1600 | 0 | 0 | 0 | 0 | 0 | 0 | 0 | 0 | 0 | 0 | 0
NE_2_MAPP_US | NE | MAPP_US | 2020 | B18 | 400 | 0 | 1600 | 0 | 0 | 0 | 0 | 0 | 0 | 0 | 0 | 0 | 0 | 0
NE_2_MAPP_US | NE | MAPP_US | 2020 | B19 | 700 | 0 | 1600 | 0 | 0 | 0 | 0 | 0 | 0 | 0 | 0 | 0 | 0 | 0
NE_2_MAPP_US | NE | MAPP_US | 2020 | B20 | 935 | 0 | 1600 | 0 | 0 | 0 | 0 | 0 | 0 | 0 | 0 | 0 | 0 | 0
NE_2_MAPP_US | NE | MAPP_US | 2025 | B1 | 10 | 0 | 1600 | 0 | 0 | 0 | 0 | 0 | 0 | 0 | 0 | 0 | 0 | 0
NE_2_MAPP_US | NE | MAPP_US | 2025 | B2 | 25 | 0 | 1600 | 0 | 0 | 0 | 0 | 0 | 0 | 0 | 0 | 0 | 0 | 0
NE_2_MAPP_US | NE | MAPP_US | 2025 | B3 | 75 | 0 | 1600 | 0 | 0 | 0 | 0 | 0 | 0 | 0 | 0 | 0 | 0 | 0
NE_2_MAPP_US | NE | MAPP_US | 2025 | B4 | 100 | 0 | 1600 | 0 | 0 | 0 | 0 | 0 | 0 | 0 | 0 | 0 | 0 | 0
NE_2_MAPP_US | NE | MAPP_US | 2025 | B5 | 200 | 0 | 1600 | 0 | 0 | 0 | 0 | 0 | 0 | 0 | 0 | 0 | 0 | 0
NE_2_MAPP_US | NE | MAPP_US | 2025 | B6 | 300 | 0 | 1600 | 0 | 0 | 0 | 0 | 0 | 0 | 0 | 0 | 0 | 0 | 0
NE_2_MAPP_US | NE | MAPP_US | 2025 | B7 | 400 | 0 | 1600 | 0 | 0 | 0 | 0 | 0 | 0 | 0 | 0 | 0 | 0 | 0
NE_2_MAPP_US | NE | MAPP_US | 2025 | B8 | 500 | 0 | 1600 | 0 | 0 | 0 | 0 | 0 | 0 | 0 | 0 | 0 | 0 | 0
NE_2_MAPP_US | NE | MAPP_US | 2025 | B9 | 800 | 0 | 1600 | 0 | 0 | 0 | 0 | 0 | 0 | 0 | 0 | 0 | 0 | 0
NE_2_MAPP_US | NE | MAPP_US | 2025 | B10 | 1262 | 0 | 1600 | 0 | 0 | 0 | 0 | 0 | 0 | 0 | 0 | 0 | 0 | 0
NE_2_MAPP_US | NE | MAPP_US | 2025 | B11 | 25 | 0 | 1600 | 0 | 0 | 0 | 0 | 0 | 0 | 0 | 0 | 0 | 0 | 0
NE_2_MAPP_US | NE | MAPP_US | 2025 | B12 | 200 | 0 | 1600 | 0 | 0 | 0 | 0 | 0 | 0 | 0 | 0 | 0 | 0 | 0
NE_2_MAPP_US | NE | MAPP_US | 2025 | B13 | 600 | 0 | 1600 | 0 | 0 | 0 | 0 | 0 | 0 | 0 | 0 | 0 | 0 | 0
NE_2_MAPP_US | NE | MAPP_US | 2025 | B14 | 900 | 0 | 1600 | 0 | 0 | 0 | 0 | 0 | 0 | 0 | 0 | 0 | 0 | 0
NE_2_MAPP_US | NE | MAPP_US | 2025 | B15 | 1203 | 0 | 1600 | 0 | 0 | 0 | 0 | 0 | 0 | 0 | 0 | 0 | 0 | 0
NE_2_MAPP_US | NE | MAPP_US | 2025 | B16 | 25 | 0 | 1600 | 0 | 0 | 0 | 0 | 0 | 0 | 0 | 0 | 0 | 0 | 0
NE_2_MAPP_US | NE | MAPP_US | 2025 | B17 | 100 | 0 | 1600 | 0 | 0 | 0 | 0 | 0 | 0 | 0 | 0 | 0 | 0 | 0
NE_2_MAPP_US | NE | MAPP_US | 2025 | B18 | 400 | 0 | 1600 | 0 | 0 | 0 | 0 | 0 | 0 | 0 | 0 | 0 | 0 | 0
NE_2_MAPP_US | NE | MAPP_US | 2025 | B19 | 700 | 0 | 1600 | 0 | 0 | 0 | 0 | 0 | 0 | 0 | 0 | 0 | 0 | 0
NE_2_MAPP_US | NE | MAPP_US | 2025 | B20 | 935 | 0 | 1600 | 0 | 0 | 0 | 0 | 0 | 0 | 0 | 0 | 0 | 0 | 0
NE_2_MAPP_US | NE | MAPP_US | 2030 | B1 | 10 | 0 | 1600 | 0 | 0 | 0 | 0 | 0 | 0 | 0 | 0 | 0 | 0 | 0
NE_2_MAPP_US | NE | MAPP_US | 2030 | B2 | 25 | 0 | 1600 | 0 | 0 | 0 | 0 | 0 | 0 | 0 | 0 | 0 | 0 | 0
NE_2_MAPP_US | NE | MAPP_US | 2030 | B3 | 75 | 0 | 1600 | 0 | 0 | 0 | 0 | 0 | 0 | 0 | 0 | 0 | 0 | 0
NE_2_MAPP_US | NE | MAPP_US | 2030 | B4 | 100 | 0 | 1600 | 0 | 0 | 0 | 0 | 0 | 0 | 0 | 0 | 0 | 0 | 0
NE_2_MAPP_US | NE | MAPP_US | 2030 | B5 | 200 | 0 | 1600 | 0 | 0 | 0 | 0 | 0 | 0 | 0 | 0 | 0 | 0 | 0
NE_2_MAPP_US | NE | MAPP_US | 2030 | B6 | 300 | 0 | 1600 | 0 | 0 | 0 | 0 | 0 | 0 | 0 | 0 | 0 | 0 | 0
NE_2_MAPP_US | NE | MAPP_US | 2030 | B7 | 400 | 0 | 1600 | 0 | 0 | 0 | 0 | 0 | 0 | 0 | 0 | 0 | 0 | 0
NE_2_MAPP_US | NE | MAPP_US | 2030 | B8 | 500 | 0 | 1600 | 0 | 0 | 0 | 0 | 0 | 0 | 0 | 0 | 0 | 0 | 0
NE_2_MAPP_US | NE | MAPP_US | 2030 | B9 | 800 | 0 | 1600 | 0 | 0 | 0 | 0 | 0 | 0 | 0 | 0 | 0 | 0 | 0
NE_2_MAPP_US | NE | MAPP_US | 2030 | B10 | 1262 | 0 | 1600 | 0 | 0 | 0 | 0 | 0 | 0 | 0 | 0 | 0 | 0 | 0
NE_2_MAPP_US | NE | MAPP_US | 2030 | B11 | 25 | 0 | 1600 | 0 | 0 | 0 | 0 | 0 | 0 | 0 | 0 | 0 | 0 | 0
NE_2_MAPP_US | NE | MAPP_US | 2030 | B12 | 200 | 0 | 1600 | 0 | 0 | 0 | 0 | 0 | 0 | 0 | 0 | 0 | 0 | 0
NE_2_MAPP_US | NE | MAPP_US | 2030 | B13 | 600 | 0 | 1600 | 0 | 0 | 0 | 0 | 0 | 0 | 0 | 0 | 0 | 0 | 0
NE_2_MAPP_US | NE | MAPP_US | 2030 | B14 | 900 | 0 | 1600 | 0 | 0 | 0 | 0 | 0 | 0 | 0 | 0 | 0 | 0 | 0
NE_2_MAPP_US | NE | MAPP_US | 2030 | B15 | 1203 | 0 | 1600 | 0 | 0 | 0 | 0 | 0 | 0 | 0 | 0 | 0 | 0 | 0
NE_2_MAPP_US | NE | MAPP_US | 2030 | B16 | 25 | 0 | 1600 | 0 | 0 | 0 | 0 | 0 | 0 | 0 | 0 | 0 | 0 | 0
NE_2_MAPP_US | NE | MAPP_US | 2030 | B17 | 100 | 0 | 1600 | 0 | 0 | 0 | 0 | 0 | 0 | 0 | 0 | 0 | 0 | 0
NE_2_MAPP_US | NE | MAPP_US | 2030 | B18 | 400 | 0 | 1600 | 0 | 0 | 0 | 0 | 0 | 0 | 0 | 0 | 0 | 0 | 0
NE_2_MAPP_US | NE | MAPP_US | 2030 | B19 | 700 | 0 | 1600 | 0 | 0 | 0 | 0 | 0 | 0 | 0 | 0 | 0 | 0 | 0
NE_2_MAPP_US | NE | MAPP_US | 2030 | B20 | 935 | 0 | 1600 | 0 | 0 | 0 | 0 | 0 | 0 | 0 | 0 | 0 | 0 | 0
NE_2_MAPP_US | NE | MAPP_US | 2035 | B1 | 10 | 0 | 1600 | 0 | 0 | 0 | 0 | 0 | 0 | 0 | 0 | 0 | 0 | 0
NE_2_MAPP_US | NE | MAPP_US | 2035 | B2 | 25 | 0 | 1600 | 0 | 0 | 0 | 0 | 0 | 0 | 0 | 0 | 0 | 0 | 0
NE_2_MAPP_US | NE | MAPP_US | 2035 | B3 | 75 | 0 | 1600 | 0 | 0 | 0 | 0 | 0 | 0 | 0 | 0 | 0 | 0 | 0
NE_2_MAPP_US | NE | MAPP_US | 2035 | B4 | 100 | 0 | 1600 | 0 | 0 | 0 | 0 | 0 | 0 | 0 | 0 | 0 | 0 | 0
NE_2_MAPP_US | NE | MAPP_US | 2035 | B5 | 200 | 0 | 1600 | 0 | 0 | 0 | 0 | 0 | 0 | 0 | 0 | 0 | 0 | 0
NE_2_MAPP_US | NE | MAPP_US | 2035 | B6 | 300 | 0 | 1600 | 0 | 0 | 0 | 0 | 0 | 0 | 0 | 0 | 0 | 0 | 0
NE_2_MAPP_US | NE | MAPP_US | 2035 | B7 | 400 | 0 | 1600 | 0 | 0 | 0 | 0 | 0 | 0 | 0 | 0 | 0 | 0 | 0
NE_2_MAPP_US | NE | MAPP_US | 2035 | B8 | 500 | 0 | 1600 | 0 | 0 | 0 | 0 | 0 | 0 | 0 | 0 | 0 | 0 | 0
NE_2_MAPP_US | NE | MAPP_US | 2035 | B9 | 800 | 0 | 1600 | 0 | 0 | 0 | 0 | 0 | 0 | 0 | 0 | 0 | 0 | 0
NE_2_MAPP_US | NE | MAPP_US | 2035 | B10 | 1262 | 0 | 1600 | 0 | 0 | 0 | 0 | 0 | 0 | 0 | 0 | 0 | 0 | 0
NE_2_MAPP_US | NE | MAPP_US | 2035 | B11 | 25 | 0 | 1600 | 0 | 0 | 0 | 0 | 0 | 0 | 0 | 0 | 0 | 0 | 0
NE_2_MAPP_US | NE | MAPP_US | 2035 | B12 | 200 | 0 | 1600 | 0 | 0 | 0 | 0 | 0 | 0 | 0 | 0 | 0 | 0 | 0
NE_2_MAPP_US | NE | MAPP_US | 2035 | B13 | 600 | 0 | 1600 | 0 | 0 | 0 | 0 | 0 | 0 | 0 | 0 | 0 | 0 | 0
NE_2_MAPP_US | NE | MAPP_US | 2035 | B14 | 900 | 0 | 1600 | 0 | 0 | 0 | 0 | 0 | 0 | 0 | 0 | 0 | 0 | 0
NE_2_MAPP_US | NE | MAPP_US | 2035 | B15 | 1203 | 0 | 1600 | 0 | 0 | 0 | 0 | 0 | 0 | 0 | 0 | 0 | 0 | 0
NE_2_MAPP_US | NE | MAPP_US | 2035 | B16 | 25 | 0 | 1600 | 0 | 0 | 0 | 0 | 0 | 0 | 0 | 0 | 0 | 0 | 0
NE_2_MAPP_US | NE | MAPP_US | 2035 | B17 | 100 | 0 | 1600 | 0 | 0 | 0 | 0 | 0 | 0 | 0 | 0 | 0 | 0 | 0
NE_2_MAPP_US | NE | MAPP_US | 2035 | B18 | 400 | 0 | 1600 | 0 | 0 | 0 | 0 | 0 | 0 | 0 | 0 | 0 | 0 | 0
NE_2_MAPP_US | NE | MAPP_US | 2035 | B19 | 700 | 0 | 1600 | 0 | 0 | 0 | 0 | 0 | 0 | 0 | 0 | 0 | 0 | 0
NE_2_MAPP_US | NE | MAPP_US | 2035 | B20 | 935 | 0 | 1600 | 0 | 0 | 0 | 0 | 0 | 0 | 0 | 0 | 0 | 0 | 0
NE_2_MAPP_US | NE | MAPP_US | 2040 | B1 | 10 | 0 | 1600 | 0 | 0 | 0 | 0 | 0 | 0 | 0 | 0 | 0 | 0 | 0
NE_2_MAPP_US | NE | MAPP_US | 2040 | B2 | 25 | 0 | 1600 | 0 | 0 | 0 | 0 | 0 | 0 | 0 | 0 | 0 | 0 | 0
NE_2_MAPP_US | NE | MAPP_US | 2040 | B3 | 75 | 0 | 1600 | 0 | 0 | 0 | 0 | 0 | 0 | 0 | 0 | 0 | 0 | 0
NE_2_MAPP_US | NE | MAPP_US | 2040 | B4 | 100 | 0 | 1600 | 0 | 0 | 0 | 0 | 0 | 0 | 0 | 0 | 0 | 0 | 0
NE_2_MAPP_US | NE | MAPP_US | 2040 | B5 | 200 | 0 | 1600 | 0 | 0 | 0 | 0 | 0 | 0 | 0 | 0 | 0 | 0 | 0
NE_2_MAPP_US | NE | MAPP_US | 2040 | B6 | 300 | 0 | 1600 | 0 | 0 | 0 | 0 | 0 | 0 | 0 | 0 | 0 | 0 | 0
NE_2_MAPP_US | NE | MAPP_US | 2040 | B7 | 400 | 0 | 1600 | 0 | 0 | 0 | 0 | 0 | 0 | 0 | 0 | 0 | 0 | 0
NE_2_MAPP_US | NE | MAPP_US | 2040 | B8 | 500 | 0 | 1600 | 0 | 0 | 0 | 0 | 0 | 0 | 0 | 0 | 0 | 0 | 0
NE_2_MAPP_US | NE | MAPP_US | 2040 | B9 | 800 | 0 | 1600 | 0 | 0 | 0 | 0 | 0 | 0 | 0 | 0 | 0 | 0 | 0
NE_2_MAPP_US | NE | MAPP_US | 2040 | B10 | 1262 | 0 | 1600 | 0 | 0 | 0 | 0 | 0 | 0 | 0 | 0 | 0 | 0 | 0
NE_2_MAPP_US | NE | MAPP_US | 2040 | B11 | 25 | 0 | 1600 | 0 | 0 | 0 | 0 | 0 | 0 | 0 | 0 | 0 | 0 | 0
NE_2_MAPP_US | NE | MAPP_US | 2040 | B12 | 200 | 0 | 1600 | 0 | 0 | 0 | 0 | 0 | 0 | 0 | 0 | 0 | 0 | 0
NE_2_MAPP_US | NE | MAPP_US | 2040 | B13 | 600 | 0 | 1600 | 0 | 0 | 0 | 0 | 0 | 0 | 0 | 0 | 0 | 0 | 0
NE_2_MAPP_US | NE | MAPP_US | 2040 | B14 | 900 | 0 | 1600 | 0 | 0 | 0 | 0 | 0 | 0 | 0 | 0 | 0 | 0 | 0
NE_2_MAPP_US | NE | MAPP_US | 2040 | B15 | 1203 | 0 | 1600 | 0 | 0 | 0 | 0 | 0 | 0 | 0 | 0 | 0 | 0 | 0
NE_2_MAPP_US | NE | MAPP_US | 2040 | B16 | 25 | 0 | 1600 | 0 | 0 | 0 | 0 | 0 | 0 | 0 | 0 | 0 | 0 | 0
NE_2_MAPP_US | NE | MAPP_US | 2040 | B17 | 100 | 0 | 1600 | 0 | 0 | 0 | 0 | 0 | 0 | 0 | 0 | 0 | 0 | 0
NE_2_MAPP_US | NE | MAPP_US | 2040 | B18 | 400 | 0 | 1600 | 0 | 0 | 0 | 0 | 0 | 0 | 0 | 0 | 0 | 0 | 0
NE_2_MAPP_US | NE | MAPP_US | 2040 | B19 | 700 | 0 | 1600 | 0 | 0 | 0 | 0 | 0 | 0 | 0 | 0 | 0 | 0 | 0
NE_2_MAPP_US | NE | MAPP_US | 2040 | B20 | 935 | 0 | 1600 | 0 | 0 | 0 | 0 | 0 | 0 | 0 | 0 | 0 | 0 | 0
NE_2_MAPP_US | NE | MAPP_US | 2045 | B1 | 10 | 0 | 1600 | 0 | 0 | 0 | 0 | 0 | 0 | 0 | 0 | 0 | 0 | 0
NE_2_MAPP_US | NE | MAPP_US | 2045 | B2 | 25 | 0 | 1600 | 0 | 0 | 0 | 0 | 0 | 0 | 0 | 0 | 0 | 0 | 0
NE_2_MAPP_US | NE | MAPP_US | 2045 | B3 | 75 | 0 | 1600 | 0 | 0 | 0 | 0 | 0 | 0 | 0 | 0 | 0 | 0 | 0
NE_2_MAPP_US | NE | MAPP_US | 2045 | B4 | 100 | 0 | 1600 | 0 | 0 | 0 | 0 | 0 | 0 | 0 | 0 | 0 | 0 | 0
NE_2_MAPP_US | NE | MAPP_US | 2045 | B5 | 200 | 0 | 1600 | 0 | 0 | 0 | 0 | 0 | 0 | 0 | 0 | 0 | 0 | 0
NE_2_MAPP_US | NE | MAPP_US | 2045 | B6 | 300 | 0 | 1600 | 0 | 0 | 0 | 0 | 0 | 0 | 0 | 0 | 0 | 0 | 0
NE_2_MAPP_US | NE | MAPP_US | 2045 | B7 | 400 | 0 | 1600 | 0 | 0 | 0 | 0 | 0 | 0 | 0 | 0 | 0 | 0 | 0
NE_2_MAPP_US | NE | MAPP_US | 2045 | B8 | 500 | 0 | 1600 | 0 | 0 | 0 | 0 | 0 | 0 | 0 | 0 | 0 | 0 | 0
NE_2_MAPP_US | NE | MAPP_US | 2045 | B9 | 800 | 0 | 1600 | 0 | 0 | 0 | 0 | 0 | 0 | 0 | 0 | 0 | 0 | 0
NE_2_MAPP_US | NE | MAPP_US | 2045 | B10 | 1262 | 0 | 1600 | 0 | 0 | 0 | 0 | 0 | 0 | 0 | 0 | 0 | 0 | 0
NE_2_MAPP_US | NE | MAPP_US | 2045 | B11 | 25 | 0 | 1600 | 0 | 0 | 0 | 0 | 0 | 0 | 0 | 0 | 0 | 0 | 0
NE_2_MAPP_US | NE | MAPP_US | 2045 | B12 | 200 | 0 | 1600 | 0 | 0 | 0 | 0 | 0 | 0 | 0 | 0 | 0 | 0 | 0
NE_2_MAPP_US | NE | MAPP_US | 2045 | B13 | 600 | 0 | 1600 | 0 | 0 | 0 | 0 | 0 | 0 | 0 | 0 | 0 | 0 | 0
NE_2_MAPP_US | NE | MAPP_US | 2045 | B14 | 900 | 0 | 1600 | 0 | 0 | 0 | 0 | 0 | 0 | 0 | 0 | 0 | 0 | 0
NE_2_MAPP_US | NE | MAPP_US | 2045 | B15 | 1203 | 0 | 1600 | 0 | 0 | 0 | 0 | 0 | 0 | 0 | 0 | 0 | 0 | 0
NE_2_MAPP_US | NE | MAPP_US | 2045 | B16 | 25 | 0 | 1600 | 0 | 0 | 0 | 0 | 0 | 0 | 0 | 0 | 0 | 0 | 0
NE_2_MAPP_US | NE | MAPP_US | 2045 | B17 | 100 | 0 | 1600 | 0 | 0 | 0 | 0 | 0 | 0 | 0 | 0 | 0 | 0 | 0
NE_2_MAPP_US | NE | MAPP_US | 2045 | B18 | 400 | 0 | 1600 | 0 | 0 | 0 | 0 | 0 | 0 | 0 | 0 | 0 | 0 | 0
NE_2_MAPP_US | NE | MAPP_US | 2045 | B19 | 700 | 0 | 1600 | 0 | 0 | 0 | 0 | 0 | 0 | 0 | 0 | 0 | 0 | 0
NE_2_MAPP_US | NE | MAPP_US | 2045 | B20 | 935 | 0 | 1600 | 0 | 0 | 0 | 0 | 0 | 0 | 0 | 0 | 0 | 0 | 0
NE_2_MAPP_US | NE | MAPP_US | 2050 | B1 | 10 | 0 | 1600 | 0 | 0 | 0 | 0 | 0 | 0 | 0 | 0 | 0 | 0 | 0
NE_2_MAPP_US | NE | MAPP_US | 2050 | B2 | 25 | 0 | 1600 | 0 | 0 | 0 | 0 | 0 | 0 | 0 | 0 | 0 | 0 | 0
NE_2_MAPP_US | NE | MAPP_US | 2050 | B3 | 75 | 0 | 1600 | 0 | 0 | 0 | 0 | 0 | 0 | 0 | 0 | 0 | 0 | 0
NE_2_MAPP_US | NE | MAPP_US | 2050 | B4 | 100 | 0 | 1600 | 0 | 0 | 0 | 0 | 0 | 0 | 0 | 0 | 0 | 0 | 0
NE_2_MAPP_US | NE | MAPP_US | 2050 | B5 | 200 | 0 | 1600 | 0 | 0 | 0 | 0 | 0 | 0 | 0 | 0 | 0 | 0 | 0
NE_2_MAPP_US | NE | MAPP_US | 2050 | B6 | 300 | 0 | 1600 | 0 | 0 | 0 | 0 | 0 | 0 | 0 | 0 | 0 | 0 | 0
NE_2_MAPP_US | NE | MAPP_US | 2050 | B7 | 400 | 0 | 1600 | 0 | 0 | 0 | 0 | 0 | 0 | 0 | 0 | 0 | 0 | 0
NE_2_MAPP_US | NE | MAPP_US | 2050 | B8 | 500 | 0 | 1600 | 0 | 0 | 0 | 0 | 0 | 0 | 0 | 0 | 0 | 0 | 0
NE_2_MAPP_US | NE | MAPP_US | 2050 | B9 | 800 | 0 | 1600 | 0 | 0 | 0 | 0 | 0 | 0 | 0 | 0 | 0 | 0 | 0
NE_2_MAPP_US | NE | MAPP_US | 2050 | B10 | 1262 | 0 | 1600 | 0 | 0 | 0 | 0 | 0 | 0 | 0 | 0 | 0 | 0 | 0
NE_2_MAPP_US | NE | MAPP_US | 2050 | B11 | 25 | 0 | 1600 | 0 | 0 | 0 | 0 | 0 | 0 | 0 | 0 | 0 | 0 | 0
NE_2_MAPP_US | NE | MAPP_US | 2050 | B12 | 200 | 0 | 1600 | 0 | 0 | 0 | 0 | 0 | 0 | 0 | 0 | 0 | 0 | 0
NE_2_MAPP_US | NE | MAPP_US | 2050 | B13 | 600 | 0 | 1600 | 0 | 0 | 0 | 0 | 0 | 0 | 0 | 0 | 0 | 0 | 0
NE_2_MAPP_US | NE | MAPP_US | 2050 | B14 | 900 | 0 | 1600 | 0 | 0 | 0 | 0 | 0 | 0 | 0 | 0 | 0 | 0 | 0
NE_2_MAPP_US | NE | MAPP_US | 2050 | B15 | 1203 | 0 | 1600 | 0 | 0 | 0 | 0 | 0 | 0 | 0 | 0 | 0 | 0 | 0
NE_2_MAPP_US | NE | MAPP_US | 2050 | B16 | 25 | 0 | 1600 | 0 | 0 | 0 | 0 | 0 | 0 | 0 | 0 | 0 | 0 | 0
NE_2_MAPP_US | NE | MAPP_US | 2050 | B17 | 100 | 0 | 1600 | 0 | 0 | 0 | 0 | 0 | 0 | 0 | 0 | 0 | 0 | 0
NE_2_MAPP_US | NE | MAPP_US | 2050 | B18 | 400 | 0 | 1600 | 0 | 0 | 0 | 0 | 0 | 0 | 0 | 0 | 0 | 0 | 0
NE_2_MAPP_US | NE | MAPP_US | 2050 | B19 | 700 | 0 | 1600 | 0 | 0 | 0 | 0 | 0 | 0 | 0 | 0 | 0 | 0 | 0
NE_2_MAPP_US | NE | MAPP_US | 2050 | B20 | 935 | 0 | 1600 | 0 | 0 | 0 | 0 | 0 | 0 | 0 | 0 | 0 | 0 | 0
NE_2_MISO_W | NE | MISO_W | 2015 | B1 | 10 | 0 | 1600 | 0 | 0 | 0 | 0 | 0 | 0 | 0 | 0 | 0 | 0 | 0
NE_2_MISO_W | NE | MISO_W | 2015 | B2 | 25 | 0 | 1600 | 0 | 0 | 0 | 0 | 0 | 0 | 0 | 0 | 0 | 0 | 0
NE_2_MISO_W | NE | MISO_W | 2015 | B3 | 75 | 0 | 1600 | 0 | 0 | 0 | 0 | 0 | 0 | 0 | 0 | 0 | 0 | 0
NE_2_MISO_W | NE | MISO_W | 2015 | B4 | 100 | 0 | 1600 | 0 | 0 | 0 | 0 | 0 | 0 | 0 | 0 | 0 | 0 | 0
NE_2_MISO_W | NE | MISO_W | 2015 | B5 | 200 | 0 | 1600 | 0 | 0 | 0 | 0 | 0 | 0 | 0 | 0 | 0 | 0 | 0
NE_2_MISO_W | NE | MISO_W | 2015 | B6 | 300 | 0 | 1600 | 0 | 0 | 0 | 0 | 0 | 0 | 0 | 0 | 0 | 0 | 0
NE_2_MISO_W | NE | MISO_W | 2015 | B7 | 400 | 0 | 1600 | 0 | 0 | 0 | 0 | 0 | 0 | 0 | 0 | 0 | 0 | 0
NE_2_MISO_W | NE | MISO_W | 2015 | B8 | 500 | 0 | 1600 | 0 | 0 | 0 | 0 | 0 | 0 | 0 | 0 | 0 | 0 | 0
NE_2_MISO_W | NE | MISO_W | 2015 | B9 | 800 | 0 | 1600 | 0 | 0 | 0 | 0 | 0 | 0 | 0 | 0 | 0 | 0 | 0
NE_2_MISO_W | NE | MISO_W | 2015 | B10 | 1262 | 0 | 1600 | 0 | 0 | 0 | 0 | 0 | 0 | 0 | 0 | 0 | 0 | 0
NE_2_MISO_W | NE | MISO_W | 2015 | B11 | 25 | 0 | 1600 | 0 | 0 | 0 | 0 | 0 | 0 | 0 | 0 | 0 | 0 | 0
NE_2_MISO_W | NE | MISO_W | 2015 | B12 | 200 | 0 | 1600 | 0 | 0 | 0 | 0 | 0 | 0 | 0 | 0 | 0 | 0 | 0
NE_2_MISO_W | NE | MISO_W | 2015 | B13 | 600 | 0 | 1600 | 0 | 0 | 0 | 0 | 0 | 0 | 0 | 0 | 0 | 0 | 0
NE_2_MISO_W | NE | MISO_W | 2015 | B14 | 900 | 0 | 1600 | 0 | 0 | 0 | 0 | 0 | 0 | 0 | 0 | 0 | 0 | 0
NE_2_MISO_W | NE | MISO_W | 2015 | B15 | 1203 | 0 | 1600 | 0 | 0 | 0 | 0 | 0 | 0 | 0 | 0 | 0 | 0 | 0
NE_2_MISO_W | NE | MISO_W | 2015 | B16 | 25 | 0 | 1600 | 0 | 0 | 0 | 0 | 0 | 0 | 0 | 0 | 0 | 0 | 0
NE_2_MISO_W | NE | MISO_W | 2015 | B17 | 100 | 0 | 1600 | 0 | 0 | 0 | 0 | 0 | 0 | 0 | 0 | 0 | 0 | 0
NE_2_MISO_W | NE | MISO_W | 2015 | B18 | 400 | 0 | 1600 | 0 | 0 | 0 | 0 | 0 | 0 | 0 | 0 | 0 | 0 | 0
NE_2_MISO_W | NE | MISO_W | 2015 | B19 | 700 | 0 | 1600 | 0 | 0 | 0 | 0 | 0 | 0 | 0 | 0 | 0 | 0 | 0
NE_2_MISO_W | NE | MISO_W | 2015 | B20 | 935 | 0 | 1600 | 0 | 0 | 0 | 0 | 0 | 0 | 0 | 0 | 0 | 0 | 0
NE_2_MISO_W | NE | MISO_W | 2020 | B1 | 10 | 0 | 1600 | 0 | 0 | 0 | 0 | 0 | 0 | 0 | 0 | 0 | 0 | 0
NE_2_MISO_W | NE | MISO_W | 2020 | B2 | 25 | 0 | 1600 | 0 | 0 | 0 | 0 | 0 | 0 | 0 | 0 | 0 | 0 | 0
NE_2_MISO_W | NE | MISO_W | 2020 | B3 | 75 | 0 | 1600 | 0 | 0 | 0 | 0 | 0 | 0 | 0 | 0 | 0 | 0 | 0
NE_2_MISO_W | NE | MISO_W | 2020 | B4 | 100 | 0 | 1600 | 0 | 0 | 0 | 0 | 0 | 0 | 0 | 0 | 0 | 0 | 0
NE_2_MISO_W | NE | MISO_W | 2020 | B5 | 200 | 0 | 1600 | 0 | 0 | 0 | 0 | 0 | 0 | 0 | 0 | 0 | 0 | 0
NE_2_MISO_W | NE | MISO_W | 2020 | B6 | 300 | 0 | 1600 | 0 | 0 | 0 | 0 | 0 | 0 | 0 | 0 | 0 | 0 | 0
NE_2_MISO_W | NE | MISO_W | 2020 | B7 | 400 | 0 | 1600 | 0 | 0 | 0 | 0 | 0 | 0 | 0 | 0 | 0 | 0 | 0
NE_2_MISO_W | NE | MISO_W | 2020 | B8 | 500 | 0 | 1600 | 0 | 0 | 0 | 0 | 0 | 0 | 0 | 0 | 0 | 0 | 0
NE_2_MISO_W | NE | MISO_W | 2020 | B9 | 800 | 0 | 1600 | 0 | 0 | 0 | 0 | 0 | 0 | 0 | 0 | 0 | 0 | 0
NE_2_MISO_W | NE | MISO_W | 2020 | B10 | 1262 | 0 | 1600 | 0 | 0 | 0 | 0 | 0 | 0 | 0 | 0 | 0 | 0 | 0
NE_2_MISO_W | NE | MISO_W | 2020 | B11 | 25 | 0 | 1600 | 0 | 0 | 0 | 0 | 0 | 0 | 0 | 0 | 0 | 0 | 0
NE_2_MISO_W | NE | MISO_W | 2020 | B12 | 200 | 0 | 1600 | 0 | 0 | 0 | 0 | 0 | 0 | 0 | 0 | 0 | 0 | 0
NE_2_MISO_W | NE | MISO_W | 2020 | B13 | 600 | 0 | 1600 | 0 | 0 | 0 | 0 | 0 | 0 | 0 | 0 | 0 | 0 | 0
NE_2_MISO_W | NE | MISO_W | 2020 | B14 | 900 | 0 | 1600 | 0 | 0 | 0 | 0 | 0 | 0 | 0 | 0 | 0 | 0 | 0
NE_2_MISO_W | NE | MISO_W | 2020 | B15 | 1203 | 0 | 1600 | 0 | 0 | 0 | 0 | 0 | 0 | 0 | 0 | 0 | 0 | 0
NE_2_MISO_W | NE | MISO_W | 2020 | B16 | 25 | 0 | 1600 | 0 | 0 | 0 | 0 | 0 | 0 | 0 | 0 | 0 | 0 | 0
NE_2_MISO_W | NE | MISO_W | 2020 | B17 | 100 | 0 | 1600 | 0 | 0 | 0 | 0 | 0 | 0 | 0 | 0 | 0 | 0 | 0
NE_2_MISO_W | NE | MISO_W | 2020 | B18 | 400 | 0 | 1600 | 0 | 0 | 0 | 0 | 0 | 0 | 0 | 0 | 0 | 0 | 0
NE_2_MISO_W | NE | MISO_W | 2020 | B19 | 700 | 0 | 1600 | 0 | 0 | 0 | 0 | 0 | 0 | 0 | 0 | 0 | 0 | 0
NE_2_MISO_W | NE | MISO_W | 2020 | B20 | 935 | 0 | 1600 | 0 | 0 | 0 | 0 | 0 | 0 | 0 | 0 | 0 | 0 | 0
NE_2_MISO_W | NE | MISO_W | 2025 | B1 | 10 | 0 | 1600 | 0 | 0 | 0 | 0 | 0 | 0 | 0 | 0 | 0 | 0 | 0
NE_2_MISO_W | NE | MISO_W | 2025 | B2 | 25 | 0 | 1600 | 0 | 0 | 0 | 0 | 0 | 0 | 0 | 0 | 0 | 0 | 0
NE_2_MISO_W | NE | MISO_W | 2025 | B3 | 75 | 0 | 1600 | 0 | 0 | 0 | 0 | 0 | 0 | 0 | 0 | 0 | 0 | 0
NE_2_MISO_W | NE | MISO_W | 2025 | B4 | 100 | 0 | 1600 | 0 | 0 | 0 | 0 | 0 | 0 | 0 | 0 | 0 | 0 | 0
NE_2_MISO_W | NE | MISO_W | 2025 | B5 | 200 | 0 | 1600 | 0 | 0 | 0 | 0 | 0 | 0 | 0 | 0 | 0 | 0 | 0
NE_2_MISO_W | NE | MISO_W | 2025 | B6 | 300 | 0 | 1600 | 0 | 0 | 0 | 0 | 0 | 0 | 0 | 0 | 0 | 0 | 0
NE_2_MISO_W | NE | MISO_W | 2025 | B7 | 400 | 0 | 1600 | 0 | 0 | 0 | 0 | 0 | 0 | 0 | 0 | 0 | 0 | 0
NE_2_MISO_W | NE | MISO_W | 2025 | B8 | 500 | 0 | 1600 | 0 | 0 | 0 | 0 | 0 | 0 | 0 | 0 | 0 | 0 | 0
NE_2_MISO_W | NE | MISO_W | 2025 | B9 | 800 | 0 | 1600 | 0 | 0 | 0 | 0 | 0 | 0 | 0 | 0 | 0 | 0 | 0
NE_2_MISO_W | NE | MISO_W | 2025 | B10 | 1262 | 0 | 1600 | 0 | 0 | 0 | 0 | 0 | 0 | 0 | 0 | 0 | 0 | 0
NE_2_MISO_W | NE | MISO_W | 2025 | B11 | 25 | 0 | 1600 | 0 | 0 | 0 | 0 | 0 | 0 | 0 | 0 | 0 | 0 | 0
NE_2_MISO_W | NE | MISO_W | 2025 | B12 | 200 | 0 | 1600 | 0 | 0 | 0 | 0 | 0 | 0 | 0 | 0 | 0 | 0 | 0
NE_2_MISO_W | NE | MISO_W | 2025 | B13 | 600 | 0 | 1600 | 0 | 0 | 0 | 0 | 0 | 0 | 0 | 0 | 0 | 0 | 0
NE_2_MISO_W | NE | MISO_W | 2025 | B14 | 900 | 0 | 1600 | 0 | 0 | 0 | 0 | 0 | 0 | 0 | 0 | 0 | 0 | 0
NE_2_MISO_W | NE | MISO_W | 2025 | B15 | 1203 | 0 | 1600 | 0 | 0 | 0 | 0 | 0 | 0 | 0 | 0 | 0 | 0 | 0
NE_2_MISO_W | NE | MISO_W | 2025 | B16 | 25 | 0 | 1600 | 0 | 0 | 0 | 0 | 0 | 0 | 0 | 0 | 0 | 0 | 0
NE_2_MISO_W | NE | MISO_W | 2025 | B17 | 100 | 0 | 1600 | 0 | 0 | 0 | 0 | 0 | 0 | 0 | 0 | 0 | 0 | 0
NE_2_MISO_W | NE | MISO_W | 2025 | B18 | 400 | 0 | 1600 | 0 | 0 | 0 | 0 | 0 | 0 | 0 | 0 | 0 | 0 | 0
NE_2_MISO_W | NE | MISO_W | 2025 | B19 | 700 | 0 | 1600 | 0 | 0 | 0 | 0 | 0 | 0 | 0 | 0 | 0 | 0 | 0
NE_2_MISO_W | NE | MISO_W | 2025 | B20 | 935 | 0 | 1600 | 0 | 0 | 0 | 0 | 0 | 0 | 0 | 0 | 0 | 0 | 0
NE_2_MISO_W | NE | MISO_W | 2030 | B1 | 10 | 0 | 1600 | 280.65 | 0 | 0 | 0 | 0 | 0 | 0 | 0 | 0 | 0 | 0
NE_2_MISO_W | NE | MISO_W | 2030 | B2 | 25 | 0 | 1600 | 0 | 0 | 0 | 0 | 0 | 0 | 0 | 0 | 0 | 0 | 0
NE_2_MISO_W | NE | MISO_W | 2030 | B3 | 75 | 0 | 1600 | 0 | 0 | 0 | 0 | 0 | 0 | 0 | 0 | 0 | 0 | 0
NE_2_MISO_W | NE | MISO_W | 2030 | B4 | 100 | 0 | 1600 | 0 | 0 | 0 | 0 | 0 | 0 | 0 | 0 | 0 | 0 | 0
NE_2_MISO_W | NE | MISO_W | 2030 | B5 | 200 | 0 | 1600 | 0 | 0 | 0 | 0 | 0 | 0 | 0 | 0 | 0 | 0 | 0
NE_2_MISO_W | NE | MISO_W | 2030 | B6 | 300 | 0 | 1600 | 0 | 0 | 0 | 0 | 0 | 0 | 0 | 0 | 0 | 0 | 0
NE_2_MISO_W | NE | MISO_W | 2030 | B7 | 400 | 0 | 1600 | 0 | 0 | 0 | 0 | 0 | 0 | 0 | 0 | 0 | 0 | 0
NE_2_MISO_W | NE | MISO_W | 2030 | B8 | 500 | 0 | 1600 | 0 | 0 | 0 | 0 | 0 | 0 | 0 | 0 | 0 | 0 | 0
NE_2_MISO_W | NE | MISO_W | 2030 | B9 | 800 | 0 | 1600 | 0 | 0 | 0 | 0 | 0 | 0 | 0 | 0 | 0 | 0 | 0
NE_2_MISO_W | NE | MISO_W | 2030 | B10 | 1262 | 0 | 1600 | 0 | 0 | 0 | 0 | 0 | 0 | 0 | 0 | 0 | 0 | 0
NE_2_MISO_W | NE | MISO_W | 2030 | B11 | 25 | 0 | 1600 | 0 | 0 | 0 | 0 | 0 | 0 | 0 | 0 | 0 | 0 | 0
NE_2_MISO_W | NE | MISO_W | 2030 | B12 | 200 | 0 | 1600 | 0 | 0 | 0 | 0 | 0 | 0 | 0 | 0 | 0 | 0 | 0
NE_2_MISO_W | NE | MISO_W | 2030 | B13 | 600 | 0 | 1600 | 0 | 0 | 0 | 0 | 0 | 0 | 0 | 0 | 0 | 0 | 0
NE_2_MISO_W | NE | MISO_W | 2030 | B14 | 900 | 0 | 1600 | 0 | 0 | 0 | 0 | 0 | 0 | 0 | 0 | 0 | 0 | 0
NE_2_MISO_W | NE | MISO_W | 2030 | B15 | 1203 | 0 | 1600 | 0 | 0 | 0 | 0 | 0 | 0 | 0 | 0 | 0 | 0 | 0
NE_2_MISO_W | NE | MISO_W | 2030 | B16 | 25 | 0 | 1600 | 0 | 0 | 0 | 0 | 0 | 0 | 0 | 0 | 0 | 0 | 0
NE_2_MISO_W | NE | MISO_W | 2030 | B17 | 100 | 0 | 1600 | 0 | 0 | 0 | 0 | 0 | 0 | 0 | 0 | 0 | 0 | 0
NE_2_MISO_W | NE | MISO_W | 2030 | B18 | 400 | 0 | 1600 | 0 | 0 | 0 | 0 | 0 | 0 | 0 | 0 | 0 | 0 | 0
NE_2_MISO_W | NE | MISO_W | 2030 | B19 | 700 | 0 | 1600 | 0 | 0 | 0 | 0 | 0 | 0 | 0 | 0 | 0 | 0 | 0
NE_2_MISO_W | NE | MISO_W | 2030 | B20 | 935 | 0 | 1600 | 0 | 0 | 0 | 0 | 0 | 0 | 0 | 0 | 0 | 0 | 0
NE_2_MISO_W | NE | MISO_W | 2035 | B1 | 10 | 0 | 1600 | 164.9 | 0 | 0 | 0 | 0 | 0 | 0 | 0 | 0 | 0 | 0
NE_2_MISO_W | NE | MISO_W | 2035 | B2 | 25 | 0 | 1600 | 0 | 0 | 0 | 0 | 0 | 0 | 0 | 0 | 0 | 0 | 0
NE_2_MISO_W | NE | MISO_W | 2035 | B3 | 75 | 0 | 1600 | 0 | 0 | 0 | 0 | 0 | 0 | 0 | 0 | 0 | 0 | 0
NE_2_MISO_W | NE | MISO_W | 2035 | B4 | 100 | 0 | 1600 | 0 | 0 | 0 | 0 | 0 | 0 | 0 | 0 | 0 | 0 | 0
NE_2_MISO_W | NE | MISO_W | 2035 | B5 | 200 | 0 | 1600 | 0 | 0 | 0 | 0 | 0 | 0 | 0 | 0 | 0 | 0 | 0
NE_2_MISO_W | NE | MISO_W | 2035 | B6 | 300 | 0 | 1600 | 0 | 0 | 0 | 0 | 0 | 0 | 0 | 0 | 0 | 0 | 0
NE_2_MISO_W | NE | MISO_W | 2035 | B7 | 400 | 0 | 1600 | 0 | 0 | 0 | 0 | 0 | 0 | 0 | 0 | 0 | 0 | 0
NE_2_MISO_W | NE | MISO_W | 2035 | B8 | 500 | 0 | 1600 | 0 | 0 | 0 | 0 | 0 | 0 | 0 | 0 | 0 | 0 | 0
NE_2_MISO_W | NE | MISO_W | 2035 | B9 | 800 | 0 | 1600 | 0 | 0 | 0 | 0 | 0 | 0 | 0 | 0 | 0 | 0 | 0
NE_2_MISO_W | NE | MISO_W | 2035 | B10 | 1262 | 0 | 1600 | 0 | 0 | 0 | 0 | 0 | 0 | 0 | 0 | 0 | 0 | 0
NE_2_MISO_W | NE | MISO_W | 2035 | B11 | 25 | 0 | 1600 | 0 | 0 | 0 | 0 | 0 | 0 | 0 | 0 | 0 | 0 | 0
NE_2_MISO_W | NE | MISO_W | 2035 | B12 | 200 | 0 | 1600 | 0 | 0 | 0 | 0 | 0 | 0 | 0 | 0 | 0 | 0 | 0
NE_2_MISO_W | NE | MISO_W | 2035 | B13 | 600 | 0 | 1600 | 0 | 0 | 0 | 0 | 0 | 0 | 0 | 0 | 0 | 0 | 0
NE_2_MISO_W | NE | MISO_W | 2035 | B14 | 900 | 0 | 1600 | 0 | 0 | 0 | 0 | 0 | 0 | 0 | 0 | 0 | 0 | 0
NE_2_MISO_W | NE | MISO_W | 2035 | B15 | 1203 | 0 | 1600 | 0 | 0 | 0 | 0 | 0 | 0 | 0 | 0 | 0 | 0 | 0
NE_2_MISO_W | NE | MISO_W | 2035 | B16 | 25 | 0 | 1600 | 0 | 0 | 0 | 0 | 0 | 0 | 0 | 0 | 0 | 0 | 0
NE_2_MISO_W | NE | MISO_W | 2035 | B17 | 100 | 0 | 1600 | 0 | 0 | 0 | 0 | 0 | 0 | 0 | 0 | 0 | 0 | 0
NE_2_MISO_W | NE | MISO_W | 2035 | B18 | 400 | 0 | 1600 | 0 | 0 | 0 | 0 | 0 | 0 | 0 | 0 | 0 | 0 | 0
NE_2_MISO_W | NE | MISO_W | 2035 | B19 | 700 | 0 | 1600 | 0 | 0 | 0 | 0 | 0 | 0 | 0 | 0 | 0 | 0 | 0
NE_2_MISO_W | NE | MISO_W | 2035 | B20 | 935 | 0 | 1600 | 0 | 0 | 0 | 0 | 0 | 0 | 0 | 0 | 0 | 0 | 0
NE_2_MISO_W | NE | MISO_W | 2040 | B1 | 10 | 0 | 1600 | 59.3 | 0 | 262.54 | 0 | 0 | 0 | 0 | 0 | 0 | 0 | 0
NE_2_MISO_W | NE | MISO_W | 2040 | B2 | 25 | 0 | 1600 | 0 | 0 | 0 | 0 | 0 | 0 | 0 | 0 | 0 | 0 | 0
NE_2_MISO_W | NE | MISO_W | 2040 | B3 | 75 | 0 | 1600 | 0 | 0 | 0 | 0 | 0 | 0 | 0 | 0 | 0 | 0 | 0
NE_2_MISO_W | NE | MISO_W | 2040 | B4 | 100 | 0 | 1600 | 0 | 0 | 0 | 0 | 0 | 0 | 0 | 0 | 0 | 0 | 0
NE_2_MISO_W | NE | MISO_W | 2040 | B5 | 200 | 0 | 1600 | 0 | 0 | 0 | 0 | 0 | 0 | 0 | 0 | 0 | 0 | 0
NE_2_MISO_W | NE | MISO_W | 2040 | B6 | 300 | 0 | 1600 | 0 | 0 | 0 | 0 | 0 | 0 | 0 | 0 | 0 | 0 | 0
NE_2_MISO_W | NE | MISO_W | 2040 | B7 | 400 | 0 | 1600 | 0 | 0 | 0 | 0 | 0 | 0 | 0 | 0 | 0 | 0 | 0
NE_2_MISO_W | NE | MISO_W | 2040 | B8 | 500 | 0 | 1600 | 0 | 0 | 0 | 0 | 0 | 0 | 0 | 0 | 0 | 0 | 0
NE_2_MISO_W | NE | MISO_W | 2040 | B9 | 800 | 0 | 1600 | 0 | 0 | 0 | 0 | 0 | 0 | 0 | 0 | 0 | 0 | 0
NE_2_MISO_W | NE | MISO_W | 2040 | B10 | 1262 | 0 | 1600 | 286.22 | 0 | 0 | 0 | 0 | 0 | 0 | 0 | 0 | 0 | 0
NE_2_MISO_W | NE | MISO_W | 2040 | B11 | 25 | 0 | 1600 | 0 | 0 | 0 | 0 | 0 | 0 | 0 | 0 | 0 | 0 | 0
NE_2_MISO_W | NE | MISO_W | 2040 | B12 | 200 | 0 | 1600 | 0 | 0 | 0 | 0 | 0 | 0 | 0 | 0 | 0 | 0 | 0
NE_2_MISO_W | NE | MISO_W | 2040 | B13 | 600 | 0 | 1600 | 0 | 0 | 0 | 0 | 0 | 0 | 0 | 0 | 0 | 0 | 0
NE_2_MISO_W | NE | MISO_W | 2040 | B14 | 900 | 0 | 1600 | 0 | 0 | 0 | 0 | 0 | 0 | 0 | 0 | 0 | 0 | 0
NE_2_MISO_W | NE | MISO_W | 2040 | B15 | 1203 | 0 | 1600 | 0 | 0 | 0 | 0 | 0 | 0 | 0 | 0 | 0 | 0 | 0
NE_2_MISO_W | NE | MISO_W | 2040 | B16 | 25 | 0 | 1600 | 0 | 0 | 0 | 0 | 0 | 0 | 0 | 0 | 0 | 0 | 0
NE_2_MISO_W | NE | MISO_W | 2040 | B17 | 100 | 0 | 1600 | 0 | 0 | 0 | 0 | 0 | 0 | 0 | 0 | 0 | 0 | 0
NE_2_MISO_W | NE | MISO_W | 2040 | B18 | 400 | 0 | 1600 | 0 | 0 | 0 | 0 | 0 | 0 | 0 | 0 | 0 | 0 | 0
NE_2_MISO_W | NE | MISO_W | 2040 | B19 | 700 | 0 | 1600 | 0 | 0 | 0 | 0 | 0 | 0 | 0 | 0 | 0 | 0 | 0
NE_2_MISO_W | NE | MISO_W | 2040 | B20 | 935 | 0 | 1600 | 229.03 | 0 | 0 | 0 | 0 | 0 | 0 | 0 | 0 | 0 | 0
NE_2_MISO_W | NE | MISO_W | 2045 | B1 | 10 | 0 | 1600 | 0 | 0 | 0 | 0 | 0 | 0 | 0 | 0 | 0 | 0 | 0
NE_2_MISO_W | NE | MISO_W | 2045 | B2 | 25 | 0 | 1600 | 0 | 0 | 0 | 0 | 0 | 0 | 0 | 0 | 0 | 0 | 0
NE_2_MISO_W | NE | MISO_W | 2045 | B3 | 75 | 0 | 1600 | 0 | 0 | 0 | 0 | 0 | 0 | 0 | 0 | 0 | 0 | 0
NE_2_MISO_W | NE | MISO_W | 2045 | B4 | 100 | 0 | 1600 | 0 | 0 | 0 | 0 | 0 | 0 | 0 | 0 | 0 | 0 | 0
NE_2_MISO_W | NE | MISO_W | 2045 | B5 | 200 | 0 | 1600 | 0 | 0 | 0 | 0 | 0 | 0 | 0 | 0 | 0 | 0 | 0
NE_2_MISO_W | NE | MISO_W | 2045 | B6 | 300 | 0 | 1600 | 0 | 0 | 0 | 0 | 0 | 0 | 0 | 0 | 0 | 0 | 0
NE_2_MISO_W | NE | MISO_W | 2045 | B7 | 400 | 0 | 1600 | 0 | 0 | 0 | 0 | 0 | 0 | 0 | 0 | 0 | 0 | 0
NE_2_MISO_W | NE | MISO_W | 2045 | B8 | 500 | 0 | 1600 | 0 | 0 | 0 | 0 | 0 | 0 | 0 | 0 | 0 | 0 | 0
NE_2_MISO_W | NE | MISO_W | 2045 | B9 | 800 | 0 | 1600 | 0 | 0 | 0 | 0 | 0 | 0 | 0 | 0 | 0 | 0 | 0
NE_2_MISO_W | NE | MISO_W | 2045 | B10 | 1262 | 0 | 1600 | 0 | 0 | 0 | 0 | 0 | 0 | 0 | 0 | 0 | 0 | 0
NE_2_MISO_W | NE | MISO_W | 2045 | B11 | 25 | 0 | 1600 | 0 | 0 | 0 | 0 | 0 | 0 | 0 | 0 | 0 | 0 | 0
NE_2_MISO_W | NE | MISO_W | 2045 | B12 | 200 | 0 | 1600 | 0 | 0 | 0 | 0 | 0 | 0 | 0 | 0 | 0 | 0 | 0
NE_2_MISO_W | NE | MISO_W | 2045 | B13 | 600 | 0 | 1600 | 0 | 0 | 0 | 0 | 0 | 0 | 0 | 0 | 0 | 0 | 0
NE_2_MISO_W | NE | MISO_W | 2045 | B14 | 900 | 0 | 1600 | 0 | 0 | 0 | 0 | 0 | 0 | 0 | 0 | 0 | 0 | 0
NE_2_MISO_W | NE | MISO_W | 2045 | B15 | 1203 | 0 | 1600 | 0 | 0 | 0 | 0 | 0 | 0 | 0 | 0 | 0 | 0 | 0
NE_2_MISO_W | NE | MISO_W | 2045 | B16 | 25 | 0 | 1600 | 0 | 0 | 473.4 | 0 | 0 | 0 | 0 | 0 | 0 | 0 | 0
NE_2_MISO_W | NE | MISO_W | 2045 | B17 | 100 | 0 | 1600 | 0 | 0 | 0 | 0 | 0 | 0 | 0 | 0 | 0 | 0 | 0
NE_2_MISO_W | NE | MISO_W | 2045 | B18 | 400 | 0 | 1600 | 0 | 0 | 0 | 0 | 0 | 0 | 0 | 0 | 0 | 0 | 0
NE_2_MISO_W | NE | MISO_W | 2045 | B19 | 700 | 0 | 1600 | 0 | 0 | 0 | 0 | 0 | 0 | 0 | 0 | 0 | 0 | 0
NE_2_MISO_W | NE | MISO_W | 2045 | B20 | 935 | 0 | 1600 | 0 | 0 | 0 | 0 | 0 | 0 | 0 | 0 | 0 | 0 | 0
NE_2_MISO_W | NE | MISO_W | 2050 | B1 | 10 | 0 | 1600 | 0 | 0 | 0 | 0 | 0 | 0 | 0 | 0 | 0 | 0 | 0
NE_2_MISO_W | NE | MISO_W | 2050 | B2 | 25 | 0 | 1600 | 0 | 0 | 0 | 0 | 0 | 0 | 0 | 0 | 0 | 0 | 0
NE_2_MISO_W | NE | MISO_W | 2050 | B3 | 75 | 0 | 1600 | 0 | 0 | 0 | 0 | 0 | 0 | 0 | 0 | 0 | 0 | 0
NE_2_MISO_W | NE | MISO_W | 2050 | B4 | 100 | 0 | 1600 | 0 | 0 | 0 | 0 | 0 | 0 | 0 | 0 | 0 | 0 | 0
NE_2_MISO_W | NE | MISO_W | 2050 | B5 | 200 | 0 | 1600 | 0 | 0 | 0 | 0 | 0 | 0 | 0 | 0 | 0 | 0 | 0
NE_2_MISO_W | NE | MISO_W | 2050 | B6 | 300 | 0 | 1600 | 0 | 0 | 0 | 0 | 0 | 0 | 0 | 0 | 0 | 0 | 0
NE_2_MISO_W | NE | MISO_W | 2050 | B7 | 400 | 0 | 1600 | 0 | 0 | 0 | 0 | 0 | 0 | 0 | 0 | 0 | 0 | 0
NE_2_MISO_W | NE | MISO_W | 2050 | B8 | 500 | 0 | 1600 | 0 | 0 | 0 | 0 | 0 | 0 | 0 | 0 | 0 | 0 | 0
NE_2_MISO_W | NE | MISO_W | 2050 | B9 | 800 | 0 | 1600 | 0 | 0 | 0 | 0 | 0 | 0 | 0 | 0 | 0 | 0 | 0
NE_2_MISO_W | NE | MISO_W | 2050 | B10 | 1262 | 0 | 1600 | 0 | 0 | 0 | 0 | 0 | 0 | 0 | 0 | 0 | 0 | 0
NE_2_MISO_W | NE | MISO_W | 2050 | B11 | 25 | 0 | 1600 | 0 | 0 | 0 | 0 | 0 | 0 | 0 | 0 | 0 | 0 | 0
NE_2_MISO_W | NE | MISO_W | 2050 | B12 | 200 | 0 | 1600 | 0 | 0 | 0 | 0 | 0 | 0 | 0 | 0 | 0 | 0 | 0
NE_2_MISO_W | NE | MISO_W | 2050 | B13 | 600 | 0 | 1600 | 0 | 0 | 0 | 0 | 0 | 0 | 0 | 0 | 0 | 0 | 0
NE_2_MISO_W | NE | MISO_W | 2050 | B14 | 900 | 0 | 1600 | 0 | 0 | 0 | 0 | 0 | 0 | 0 | 0 | 0 | 0 | 0
NE_2_MISO_W | NE | MISO_W | 2050 | B15 | 1203 | 0 | 1600 | 0 | 0 | 0 | 0 | 0 | 0 | 0 | 0 | 0 | 0 | 0
NE_2_MISO_W | NE | MISO_W | 2050 | B16 | 25 | 0 | 1600 | 0 | 0 | 1600 | 0 | 0 | 0 | 0 | 0.84277 | 0 | 0 | 0
NE_2_MISO_W | NE | MISO_W | 2050 | B17 | 100 | 0 | 1600 | 0 | 0 | 0 | 0 | 0 | 0 | 0 | 0 | 0 | 0 | 0
NE_2_MISO_W | NE | MISO_W | 2050 | B18 | 400 | 0 | 1600 | 0 | 0 | 0 | 0 | 0 | 0 | 0 | 0 | 0 | 0 | 0
NE_2_MISO_W | NE | MISO_W | 2050 | B19 | 700 | 0 | 1600 | 0 | 0 | 0 | 0 | 0 | 0 | 0 | 0 | 0 | 0 | 0
NE_2_MISO_W | NE | MISO_W | 2050 | B20 | 935 | 0 | 1600 | 0 | 0 | 0 | 0 | 0 | 0 | 0 | 0 | 0 | 0 | 0
NE_2_SPP_N | NE | SPP_N | 2015 | B1 | 10 | 0 | 1800 | 1800 | 0 | 1800 | 0 | 0 | 1.1277 | 0 | 0.45106 | 0.0016743 | 0 | 0.65117
NE_2_SPP_N | NE | SPP_N | 2015 | B2 | 25 | 0 | 1800 | 1800 | 0 | 1800 | 0 | 1312.38 | 1.46 | 0 | 0.64098 | 0.0054195 | 0 | 0.65117
NE_2_SPP_N | NE | SPP_N | 2015 | B3 | 75 | 0 | 1800 | 1800 | 0 | 1800 | 0 | 239.86 | 1.46 | 0 | 0.64098 | 0.016258 | 0 | 0.65117
NE_2_SPP_N | NE | SPP_N | 2015 | B4 | 100 | 0 | 1800 | 1185.07 | 0 | 1246.35 | 0 | 0 | 0 | 0 | 0 | 0 | 0 | 0.65117
NE_2_SPP_N | NE | SPP_N | 2015 | B5 | 200 | 0 | 1800 | 1534.45 | 0 | 1800 | 0 | 238.57 | 0 | 0 | 0.64098 | 0 | 0 | 0.65117
NE_2_SPP_N | NE | SPP_N | 2015 | B6 | 300 | 0 | 1800 | 1800 | 0 | 1800 | 0 | 859.14 | 6.9914 | 0 | 0.64098 | 0.31142 | 0 | 0.65117
NE_2_SPP_N | NE | SPP_N | 2015 | B7 | 400 | 0 | 1800 | 1800 | 0 | 1800 | 0 | 1249.96 | 5.1991 | 0 | 0.64098 | 0.30878 | 0 | 0.65117
NE_2_SPP_N | NE | SPP_N | 2015 | B8 | 500 | 0 | 1800 | 1800 | 0 | 1800 | 0 | 1184.58 | 3.561 | 0 | 0.64098 | 0.26437 | 0 | 0.65117
NE_2_SPP_N | NE | SPP_N | 2015 | B9 | 800 | 0 | 1800 | 1800 | 0 | 1800 | 0 | 689.18 | 1.9348 | 0 | 0.64098 | 0.22982 | 0 | 0.65117
NE_2_SPP_N | NE | SPP_N | 2015 | B10 | 1262 | 0 | 1800 | 1800 | 0 | 1800 | 0 | 1158.9 | 2.6114 | 0 | 0.64098 | 0.48932 | 0 | 0.65117
NE_2_SPP_N | NE | SPP_N | 2015 | B11 | 25 | 0 | 1800 | 1800 | 0 | 1800 | 0 | 272.97 | 6.9914 | 0 | 0.64098 | 0.025952 | 0 | 0.65117
NE_2_SPP_N | NE | SPP_N | 2015 | B12 | 200 | 0 | 1800 | 1800 | 0 | 922.23 | 0 | 0 | 0.04748 | 0 | 0 | 0.0014099 | 0 | 0.65117
NE_2_SPP_N | NE | SPP_N | 2015 | B13 | 600 | 0 | 1800 | 1800 | 0 | 1664.46 | 0 | 0 | 0.34423 | 0 | 0 | 0.030666 | 0 | 0.65117
NE_2_SPP_N | NE | SPP_N | 2015 | B14 | 900 | 0 | 1800 | 1545.52 | 0 | 668.73 | 0 | 0 | 0 | 0 | 0 | 0 | 0 | 0.65117
NE_2_SPP_N | NE | SPP_N | 2015 | B15 | 1203 | 0 | 1800 | 1800 | 0 | 1057.71 | 0 | 0 | 0.74781 | 0 | 0 | 0.13357 | 0 | 0.65117
NE_2_SPP_N | NE | SPP_N | 2015 | B16 | 25 | 0 | 1800 | 1119.59 | 0 | 1611.06 | 0 | 0 | 0 | 0 | 0 | 0 | 0 | 0.65117
NE_2_SPP_N | NE | SPP_N | 2015 | B17 | 100 | 0 | 1800 | 1124.02 | 0 | 1546.31 | 0 | 0 | 0 | 0 | 0 | 0 | 0 | 0.65117
NE_2_SPP_N | NE | SPP_N | 2015 | B18 | 400 | 0 | 1800 | 1800 | 0 | 1800 | 0 | 889.28 | 0.08309 | 0 | 0.64098 | 0.0049348 | 0 | 0.65117
NE_2_SPP_N | NE | SPP_N | 2015 | B19 | 700 | 0 | 1800 | 1286.1 | 0 | 1800 | 0 | 49.93 | 0 | 0 | 0.64098 | 0 | 0 | 0.65117
NE_2_SPP_N | NE | SPP_N | 2015 | B20 | 935 | 0 | 1800 | 1800 | 0 | 1800 | 0 | 882.18 | 5.6264 | 0 | 0.64098 | 0.78109 | 0 | 0.65117
NE_2_SPP_N | NE | SPP_N | 2020 | B1 | 10 | 0 | 1800 | 1800 | 0 | 1800 | 0 | 670.26 | 0.97334 | 0 | 0.70033 | 0.0023992 | 0 | 0.71636
NE_2_SPP_N | NE | SPP_N | 2020 | B2 | 25 | 0 | 1800 | 1800 | 0 | 1800 | 0 | 1021.07 | 1.4125 | 0 | 0.70033 | 0.0087043 | 0 | 0.71636
NE_2_SPP_N | NE | SPP_N | 2020 | B3 | 75 | 0 | 1800 | 1800 | 0 | 1800 | 0 | 940.04 | 1.4125 | 0 | 0.70033 | 0.026113 | 0 | 0.71636
NE_2_SPP_N | NE | SPP_N | 2020 | B4 | 100 | 0 | 1800 | 1655.68 | 0 | 1800 | 0 | 81.8 | 0 | 0 | 0.70033 | 0 | 0 | 0.71636
NE_2_SPP_N | NE | SPP_N | 2020 | B5 | 200 | 0 | 1800 | 1266.29 | 0 | 1637.08 | 0 | 0 | 0 | 0 | 0 | 0 | 0 | 0.71636
NE_2_SPP_N | NE | SPP_N | 2020 | B6 | 300 | 0 | 1800 | 1656.45 | 0 | 1800 | 0 | 527.14 | 0 | 0 | 0.70033 | 0 | 0 | 0.71636
NE_2_SPP_N | NE | SPP_N | 2020 | B7 | 400 | 0 | 1800 | 1800 | 0 | 1800 | 0 | 1000.7 | 4.9735 | 0 | 0.70033 | 0.49037 | 0 | 0.71636
NE_2_SPP_N | NE | SPP_N | 2020 | B8 | 500 | 0 | 1800 | 1800 | 0 | 1800 | 0 | 1075.28 | 2.3028 | 0 | 0.70033 | 0.2838 | 0 | 0.71636
NE_2_SPP_N | NE | SPP_N | 2020 | B9 | 800 | 0 | 1800 | 1800 | 0 | 1800 | 0 | 617.63 | 0.97334 | 0 | 0.70033 | 0.19193 | 0 | 0.71636
NE_2_SPP_N | NE | SPP_N | 2020 | B10 | 1262 | 0 | 1800 | 1800 | 0 | 1800 | 0 | 1223.14 | 2.5639 | 0 | 0.70033 | 0.79755 | 0 | 0.71636
NE_2_SPP_N | NE | SPP_N | 2020 | B11 | 25 | 0 | 1800 | 1800 | 0 | 1708.99 | 0 | 0 | 1.4838 | 0 | 0 | 0.0091431 | 0 | 0.71636
NE_2_SPP_N | NE | SPP_N | 2020 | B12 | 200 | 0 | 1800 | 356.45 | 0 | 1111.86 | 0 | 0 | 0 | 0 | 0 | 0 | 0 | 0.71636
NE_2_SPP_N | NE | SPP_N | 2020 | B13 | 600 | 0 | 1800 | 752.68 | 0 | 1170.88 | 0 | 0 | 0 | 0 | 0 | 0 | 0 | 0.71636
NE_2_SPP_N | NE | SPP_N | 2020 | B14 | 900 | 0 | 1800 | 396.08 | 0 | 1003.73 | 0 | 0 | 0 | 0 | 0 | 0 | 0 | 0.71636
NE_2_SPP_N | NE | SPP_N | 2020 | B15 | 1203 | 0 | 1800 | 821.71 | 0 | 1472.63 | 0 | 0 | 0 | 0 | 0 | 0 | 0 | 0.71636
NE_2_SPP_N | NE | SPP_N | 2020 | B16 | 25 | 0 | 1800 | 1800 | 0 | 1800 | 0 | 1412.91 | 1.2464 | 0 | 0.70033 | 0.0076802 | 0 | 0.71636
NE_2_SPP_N | NE | SPP_N | 2020 | B17 | 100 | 0 | 1800 | 1232.29 | 0 | 1800 | 0 | 213.88 | 0 | 0 | 0.70033 | 0 | 0 | 0.71636
NE_2_SPP_N | NE | SPP_N | 2020 | B18 | 400 | 0 | 1800 | 1324.29 | 0 | 1800 | 0 | 404.89 | 0 | 0 | 0.70033 | 0 | 0 | 0.71636
NE_2_SPP_N | NE | SPP_N | 2020 | B19 | 700 | 0 | 1800 | 1349.17 | 0 | 1800 | 0 | 0 | 0 | 0 | 0.67659 | 0 | 0 | 0.71636
NE_2_SPP_N | NE | SPP_N | 2020 | B20 | 935 | 0 | 1800 | 1800 | 0 | 1800 | 0 | 984.03 | 4.5462 | 0 | 0.70033 | 1.0477 | 0 | 0.71636
NE_2_SPP_N | NE | SPP_N | 2025 | B1 | 10 | 0 | 1800 | 1724.3 | 0 | 1800 | 0 | 0 | 0 | 0 | 0.56976 | 0 | 0 | 0.74278
NE_2_SPP_N | NE | SPP_N | 2025 | B2 | 25 | 0 | 1800 | 1800 | 0 | 1800 | 0 | 712.62 | 1.1039 | 0 | 0.73594 | 0.0066952 | 0 | 0.74278
NE_2_SPP_N | NE | SPP_N | 2025 | B3 | 75 | 0 | 1800 | 1800 | 0 | 1800 | 0 | 603.76 | 1.1039 | 0 | 0.73594 | 0.020086 | 0 | 0.74278
NE_2_SPP_N | NE | SPP_N | 2025 | B4 | 100 | 0 | 1800 | 1800 | 0 | 1800 | 0 | 73.01 | 1.1039 | 0 | 0.73594 | 0.026781 | 0 | 0.74278
NE_2_SPP_N | NE | SPP_N | 2025 | B5 | 200 | 0 | 1800 | 1372.89 | 0 | 1452.28 | 0 | 0 | 0 | 0 | 0 | 0 | 0 | 0.74278
NE_2_SPP_N | NE | SPP_N | 2025 | B6 | 300 | 0 | 1800 | 1748.75 | 0 | 1800 | 0 | 371 | 0 | 0 | 0.73594 | 0 | 0 | 0.74278
NE_2_SPP_N | NE | SPP_N | 2025 | B7 | 400 | 0 | 1800 | 1800 | 0 | 1800 | 0 | 479.95 | 2.9082 | 0 | 0.73594 | 0.28221 | 0 | 0.74278
NE_2_SPP_N | NE | SPP_N | 2025 | B8 | 500 | 0 | 1800 | 1800 | 0 | 1800 | 0 | 854.49 | 1.828 | 0 | 0.73594 | 0.22173 | 0 | 0.74278
NE_2_SPP_N | NE | SPP_N | 2025 | B9 | 800 | 0 | 1800 | 1800 | 0 | 1800 | 0 | 433.05 | 0.72407 | 0 | 0.73594 | 0.14053 | 0 | 0.74278
NE_2_SPP_N | NE | SPP_N | 2025 | B10 | 1262 | 0 | 1800 | 1800 | 0 | 1800 | 0 | 1290.93 | 5.389 | 0 | 0.73594 | 1.6499 | 0 | 0.74278
NE_2_SPP_N | NE | SPP_N | 2025 | B11 | 25 | 0 | 1800 | 1789.39 | 0 | 1800 | 0 | 67.19 | 0 | 0 | 0.73594 | 0 | 0 | 0.74278
NE_2_SPP_N | NE | SPP_N | 2025 | B12 | 200 | 0 | 1800 | 464.75 | 0 | 1541.43 | 0 | 0 | 0 | 0 | 0 | 0 | 0 | 0.74278
NE_2_SPP_N | NE | SPP_N | 2025 | B13 | 600 | 0 | 1800 | 769.81 | 0 | 953.6 | 0 | 0 | 0 | 0 | 0 | 0 | 0 | 0.74278
NE_2_SPP_N | NE | SPP_N | 2025 | B14 | 900 | 0 | 1800 | 257.53 | 0 | 856.06 | 0 | 0 | 0 | 0 | 0 | 0 | 0 | 0.74278
NE_2_SPP_N | NE | SPP_N | 2025 | B15 | 1203 | 0 | 1800 | 713.04 | 0 | 1361.41 | 0 | 0 | 0 | 0 | 0 | 0 | 0 | 0.74278
NE_2_SPP_N | NE | SPP_N | 2025 | B16 | 25 | 0 | 1800 | 1800 | 0 | 1800 | 0 | 1706.29 | 1.5312 | 0 | 0.73594 | 0.0092869 | 0 | 0.74278
NE_2_SPP_N | NE | SPP_N | 2025 | B17 | 100 | 0 | 1800 | 1052.55 | 0 | 1800 | 0 | 46.51 | 0 | 0 | 0.73594 | 0 | 0 | 0.74278
NE_2_SPP_N | NE | SPP_N | 2025 | B18 | 400 | 0 | 1800 | 1140.91 | 0 | 1800 | 0 | 111.37 | 0 | 0 | 0.73594 | 0 | 0 | 0.74278
NE_2_SPP_N | NE | SPP_N | 2025 | B19 | 700 | 0 | 1800 | 1084.39 | 0 | 1800 | 0 | 83.23 | 0 | 0 | 0.73594 | 0 | 0 | 0.74278
NE_2_SPP_N | NE | SPP_N | 2025 | B20 | 935 | 0 | 1800 | 1800 | 0 | 1800 | 0 | 920.43 | 2.7064 | 0 | 0.73594 | 0.61389 | 0 | 0.74278
NE_2_SPP_N | NE | SPP_N | 2030 | B1 | 10 | 0 | 1800 | 1044.37 | 0 | 1800 | 0 | 0 | 0 | 0 | 0.90212 | 0 | 0 | 0.82491
NE_2_SPP_N | NE | SPP_N | 2030 | B2 | 25 | 0 | 1800 | 1800 | 0 | 1800 | 0 | 0 | 0.90212 | 0 | 0.90212 | 0.0043188 | 0 | 0.82491
NE_2_SPP_N | NE | SPP_N | 2030 | B3 | 75 | 0 | 1800 | 1800 | 0 | 1800 | 0 | 0 | 0.90212 | 0 | 0.90212 | 0.012957 | 0 | 0.82491
NE_2_SPP_N | NE | SPP_N | 2030 | B4 | 100 | 0 | 1800 | 1800 | 0 | 1800 | 0 | 374.27 | 0.90212 | 0 | 1.5312 | 0.017275 | 0 | 0.82491
NE_2_SPP_N | NE | SPP_N | 2030 | B5 | 200 | 0 | 1800 | 1800 | 0 | 1794.71 | 0 | 0 | 3.3236 | 0 | 0 | 0.12729 | 0 | 0.82491
NE_2_SPP_N | NE | SPP_N | 2030 | B6 | 300 | 0 | 1800 | 1800 | 0 | 1800 | 0 | 830.07 | 0.93773 | 0 | 1.5312 | 0.053872 | 0 | 0.82491
NE_2_SPP_N | NE | SPP_N | 2030 | B7 | 400 | 0 | 1800 | 1800 | 0 | 1800 | 0 | 982.39 | 4.2376 | 0 | 1.5312 | 0.3246 | 0 | 0.82491
NE_2_SPP_N | NE | SPP_N | 2030 | B8 | 500 | 0 | 1800 | 1800 | 0 | 1800 | 0 | 1384.32 | 2.5758 | 0 | 1.5312 | 0.24663 | 0 | 0.82491
NE_2_SPP_N | NE | SPP_N | 2030 | B9 | 800 | 0 | 1800 | 1800 | 0 | 1800 | 0 | 678.74 | 0.41545 | 0 | 1.5312 | 0.063646 | 0 | 0.82491
NE_2_SPP_N | NE | SPP_N | 2030 | B10 | 1262 | 0 | 1800 | 1800 | 0 | 1800 | 0 | 1443.5 | 7.941 | 0 | 1.5312 | 1.9191 | 0 | 0.82491
NE_2_SPP_N | NE | SPP_N | 2030 | B11 | 25 | 0 | 1800 | 1800 | 0 | 1800 | 0 | 981.38 | 6.9914 | 0 | 1.5312 | 0.033471 | 0 | 0.82491
NE_2_SPP_N | NE | SPP_N | 2030 | B12 | 200 | 0 | 1800 | 904.62 | 0 | 1307.6 | 0 | 0 | 0 | 0 | 0 | 0 | 0 | 0.82491
NE_2_SPP_N | NE | SPP_N | 2030 | B13 | 600 | 0 | 1800 | 1800 | 0 | 1522.11 | 0 | 0 | 0.51041 | 0 | 0 | 0.058645 | 0 | 0.82491
NE_2_SPP_N | NE | SPP_N | 2030 | B14 | 900 | 0 | 1800 | 913.5 | 0 | 1800 | 0 | 0 | 0 | 0 | 0.49854 | 0 | 0 | 0.82491
NE_2_SPP_N | NE | SPP_N | 2030 | B15 | 1203 | 0 | 1800 | 1608.13 | 0 | 1800 | 0 | 213.41 | 0 | 0 | 1.5312 | 0 | 0 | 0.82491
NE_2_SPP_N | NE | SPP_N | 2030 | B16 | 25 | 0 | 1800 | 1389.56 | 0 | 1800 | 0 | 1570.91 | 0 | 0 | 1.5312 | 0 | 0 | 0.82491
NE_2_SPP_N | NE | SPP_N | 2030 | B17 | 100 | 0 | 1800 | 1175.37 | 0 | 1800 | 0 | 0 | 0 | 0 | 1.1989 | 0 | 0 | 0.82491
NE_2_SPP_N | NE | SPP_N | 2030 | B18 | 400 | 0 | 1800 | 965.73 | 0 | 1800 | 0 | 4.81 | 0 | 0 | 1.5312 | 0 | 0 | 0.82491
NE_2_SPP_N | NE | SPP_N | 2030 | B19 | 700 | 0 | 1800 | 1004.19 | 0 | 1800 | 0 | 0 | 0 | 0 | 1.2938 | 0 | 0 | 0.82491
NE_2_SPP_N | NE | SPP_N | 2030 | B20 | 935 | 0 | 1800 | 1800 | 0 | 1800 | 0 | 839.08 | 2.4452 | 0 | 1.5312 | 0.43782 | 0 | 0.82491
NE_2_SPP_N | NE | SPP_N | 2035 | B1 | 10 | 0 | 1800 | 631.56 | 0 | 0 | 0 | 0 | 0 | 0 | 0 | 0 | 0 | 0.76518
NE_2_SPP_N | NE | SPP_N | 2035 | B2 | 25 | 0 | 1800 | 1800 | 0 | 892.76 | 0 | 0 | 2.8607 | 0 | 0 | 0.043688 | 0 | 0.76518
NE_2_SPP_N | NE | SPP_N | 2035 | B3 | 75 | 0 | 1800 | 1615.31 | 0 | 783.53 | 0 | 0 | 0 | 0 | 0 | 0 | 0 | 0.76518
NE_2_SPP_N | NE | SPP_N | 2035 | B4 | 100 | 0 | 1800 | 1800 | 0 | 93.97 | 0 | 0 | 0.70033 | 0 | 0 | 0.042781 | 0 | 0.76518
NE_2_SPP_N | NE | SPP_N | 2035 | B5 | 200 | 0 | 1800 | 1800 | 0 | 471.18 | 0 | 0 | 1.1514 | 0 | 0 | 0.14067 | 0 | 0.76518
NE_2_SPP_N | NE | SPP_N | 2035 | B6 | 300 | 0 | 1800 | 1366.02 | 0 | 1800 | 0 | 33.02 | 0 | 0 | 1.5906 | 0 | 0 | 0.76518
NE_2_SPP_N | NE | SPP_N | 2035 | B7 | 400 | 0 | 1800 | 1469.37 | 0 | 1689.23 | 0 | 0 | 0 | 0 | 0 | 0 | 0 | 0.76518
NE_2_SPP_N | NE | SPP_N | 2035 | B8 | 500 | 0 | 1800 | 1511.47 | 0 | 1800 | 0 | 322.72 | 0 | 0 | 1.5906 | 0 | 0 | 0.76518
NE_2_SPP_N | NE | SPP_N | 2035 | B9 | 800 | 0 | 1800 | 1244.72 | 0 | 1800 | 0 | 35.73 | 0 | 0 | 1.5906 | 0 | 0 | 0.76518
NE_2_SPP_N | NE | SPP_N | 2035 | B10 | 1262 | 0 | 1800 | 1800 | 0 | 1800 | 0 | 858.12 | 3.466 | 0 | 1.5906 | 2.672 | 0 | 0.76518
NE_2_SPP_N | NE | SPP_N | 2035 | B11 | 25 | 0 | 1800 | 1800 | 0 | 1800 | 0 | 134.46 | 6.2674 | 0 | 1.5906 | 0.095714 | 0 | 0.76518
NE_2_SPP_N | NE | SPP_N | 2035 | B12 | 200 | 0 | 1800 | 201.44 | 0 | 429.28 | 0 | 0 | 0 | 0 | 0 | 0 | 0 | 0.76518
NE_2_SPP_N | NE | SPP_N | 2035 | B13 | 600 | 0 | 1800 | 790.42 | 0 | 1132.6 | 0 | 0 | 0 | 0 | 0 | 0 | 0 | 0.76518
NE_2_SPP_N | NE | SPP_N | 2035 | B14 | 900 | 0 | 1800 | 0 | 0 | 629.43 | 0 | 0 | 0 | 0 | 0 | 0 | 0 | 0.76518
NE_2_SPP_N | NE | SPP_N | 2035 | B15 | 1203 | 0 | 1800 | 596.56 | 0 | 1473.61 | 0 | 0 | 0 | 0 | 0 | 0 | 0 | 0.76518
NE_2_SPP_N | NE | SPP_N | 2035 | B16 | 25 | 0 | 1800 | 1800 | 0 | 1238.64 | 0 | 0 | 4.3088 | 0 | 0 | 0.065803 | 0 | 0.76518
NE_2_SPP_N | NE | SPP_N | 2035 | B17 | 100 | 0 | 1800 | 481.83 | 0 | 903.9 | 0 | 0 | 0 | 0 | 0 | 0 | 0 | 0.76518
NE_2_SPP_N | NE | SPP_N | 2035 | B18 | 400 | 0 | 1800 | 587.12 | 0 | 1092.82 | 0 | 0 | 0 | 0 | 0 | 0 | 0 | 0.76518
NE_2_SPP_N | NE | SPP_N | 2035 | B19 | 700 | 0 | 1800 | 323.6 | 0 | 940.27 | 0 | 0 | 0 | 0 | 0 | 0 | 0 | 0.76518
NE_2_SPP_N | NE | SPP_N | 2035 | B20 | 935 | 0 | 1800 | 1140.05 | 0 | 1800 | 0 | 0 | 0 | 0 | 0.03561 | 0 | 0 | 0.76518
NE_2_SPP_N | NE | SPP_N | 2040 | B1 | 10 | 0 | 1800 | 1560.12 | 0 | 1800 | 0 | 0 | 0 | 0 | 0.74781 | 0 | 0 | 1.3076
NE_2_SPP_N | NE | SPP_N | 2040 | B2 | 25 | 0 | 1800 | 1800 | 0 | 1800 | 0 | 608.83 | 0.40358 | 0 | 1.5312 | 0.0016677 | 0 | 1.3076
NE_2_SPP_N | NE | SPP_N | 2040 | B3 | 75 | 0 | 1800 | 1800 | 0 | 1800 | 0 | 1262.34 | 0.40358 | 0 | 1.5312 | 0.0050031 | 0 | 1.3076
NE_2_SPP_N | NE | SPP_N | 2040 | B4 | 100 | 0 | 1800 | 1800 | 0 | 1800 | 0 | 417.78 | 5.84 | 0 | 1.5312 | 0.09653 | 0 | 1.3076
NE_2_SPP_N | NE | SPP_N | 2040 | B5 | 200 | 0 | 1800 | 1800 | 0 | 1800 | 0 | 965.97 | 6.3861 | 0 | 1.5312 | 0.21111 | 0 | 1.3076
NE_2_SPP_N | NE | SPP_N | 2040 | B6 | 300 | 0 | 1800 | 1800 | 0 | 1800 | 0 | 2505.45 | 5.4958 | 0 | 1.5312 | 0.27252 | 0 | 1.3076
NE_2_SPP_N | NE | SPP_N | 2040 | B7 | 400 | 0 | 1800 | 1708.87 | 0 | 1800 | 0 | 2155.44 | 0 | 0 | 1.5312 | 0 | 0 | 1.3076
NE_2_SPP_N | NE | SPP_N | 2040 | B8 | 500 | 0 | 1800 | 1800 | 0 | 1800 | 0 | 2853.04 | 3.4067 | 0 | 1.5312 | 0.28154 | 0 | 1.3076
NE_2_SPP_N | NE | SPP_N | 2040 | B9 | 800 | 0 | 1800 | 1800 | 0 | 1800 | 0 | 2836.78 | 6.9914 | 0 | 1.5312 | 0.92449 | 0 | 1.3076
NE_2_SPP_N | NE | SPP_N | 2040 | B10 | 1262 | 0 | 1800 | 1800 | 0 | 1800 | 0 | 3608.53 | 11.9887 | 0 | 1.5312 | 2.5008 | 0 | 1.3076
NE_2_SPP_N | NE | SPP_N | 2040 | B11 | 25 | 0 | 1800 | 1800 | 0 | 1800 | 0 | 2228.71 | 6.9914 | 0 | 1.5312 | 0.02889 | 0 | 1.3076
NE_2_SPP_N | NE | SPP_N | 2040 | B12 | 200 | 0 | 1800 | 1049.48 | 0 | 1800 | 0 | 611.48 | 0 | 0 | 1.5312 | 0 | 0 | 1.3076
NE_2_SPP_N | NE | SPP_N | 2040 | B13 | 600 | 0 | 1800 | 1800 | 0 | 1800 | 0 | 1050.83 | 0.30862 | 0 | 1.5312 | 0.030607 | 0 | 1.3076
NE_2_SPP_N | NE | SPP_N | 2040 | B14 | 900 | 0 | 1800 | 1032.76 | 0 | 1800 | 0 | 828.94 | 0 | 0 | 1.5312 | 0 | 0 | 1.3076
NE_2_SPP_N | NE | SPP_N | 2040 | B15 | 1203 | 0 | 1800 | 1800 | 0 | 1800 | 0 | 1608.03 | 2.4096 | 0 | 1.5312 | 0.47913 | 0 | 1.3076
NE_2_SPP_N | NE | SPP_N | 2040 | B16 | 25 | 0 | 1800 | 1800 | 0 | 1800 | 0 | 1529.9 | 2.7064 | 0 | 1.5312 | 0.011183 | 0 | 1.3076
NE_2_SPP_N | NE | SPP_N | 2040 | B17 | 100 | 0 | 1800 | 1028.03 | 0 | 1800 | 0 | 1182.27 | 0 | 0 | 1.5312 | 0 | 0 | 1.3076
NE_2_SPP_N | NE | SPP_N | 2040 | B18 | 400 | 0 | 1800 | 1448.14 | 0 | 1800 | 0 | 1530.25 | 0 | 0 | 1.5312 | 0 | 0 | 1.3076
NE_2_SPP_N | NE | SPP_N | 2040 | B19 | 700 | 0 | 1800 | 1282.27 | 0 | 1800 | 0 | 1231.26 | 0 | 0 | 1.5312 | 0 | 0 | 1.3076
NE_2_SPP_N | NE | SPP_N | 2040 | B20 | 935 | 0 | 1800 | 1800 | 0 | 1800 | 0 | 2111.14 | 2.5046 | 0 | 1.5312 | 0.38707 | 0 | 1.3076
NE_2_SPP_N | NE | SPP_N | 2045 | B1 | 10 | 0 | 1800 | 1800 | 0 | 1800 | 0 | 3452.71 | 0.1187 | 0 | 1.5312 | 0.00020608 | 0 | 1.3699
NE_2_SPP_N | NE | SPP_N | 2045 | B2 | 25 | 0 | 1800 | 1281.53 | 0 | 1800 | 0 | 3906.33 | 0 | 0 | 1.5312 | 0 | 0 | 1.3699
NE_2_SPP_N | NE | SPP_N | 2045 | B3 | 75 | 0 | 1800 | 1103.19 | 0 | 1800 | 0 | 4673.11 | 0 | 0 | 1.5312 | 0 | 0 | 1.3699
NE_2_SPP_N | NE | SPP_N | 2045 | B4 | 100 | 0 | 1800 | 1800 | 0 | 1800 | 0 | 4156.58 | 0.39171 | 0 | 1.5312 | 0.0068005 | 0 | 1.3699
NE_2_SPP_N | NE | SPP_N | 2045 | B5 | 200 | 0 | 1800 | 951.36 | 0 | 1800 | 0 | 5459.92 | 0 | 0 | 1.5312 | 0 | 0 | 1.3699
NE_2_SPP_N | NE | SPP_N | 2045 | B6 | 300 | 0 | 1800 | 1800 | 0 | 1800 | 0 | 5558.88 | 2.5758 | 0 | 1.5312 | 0.13416 | 0 | 1.3699
NE_2_SPP_N | NE | SPP_N | 2045 | B7 | 400 | 0 | 1800 | 1566.22 | 0 | 1800 | 0 | 5558.58 | 0 | 0 | 1.5312 | 0 | 0 | 1.3699
NE_2_SPP_N | NE | SPP_N | 2045 | B8 | 500 | 0 | 1800 | 1800 | 0 | 1800 | 0 | 6296.71 | 6.9914 | 0 | 1.5312 | 0.60689 | 0 | 1.3699
NE_2_SPP_N | NE | SPP_N | 2045 | B9 | 800 | 0 | 1800 | 1800 | 0 | 1800 | 0 | 6519.72 | 6.944 | 0 | 1.5312 | 0.96444 | 0 | 1.3699
NE_2_SPP_N | NE | SPP_N | 2045 | B10 | 1262 | 0 | 1800 | 1800 | 0 | 1800 | 0 | 5909.36 | 7.49 | 0 | 1.5312 | 1.641 | 0 | 1.3699
NE_2_SPP_N | NE | SPP_N | 2045 | B11 | 25 | 0 | 1800 | 1800 | 0 | 1800 | 0 | 4376.73 | 4.6412 | 0 | 1.5312 | 0.020144 | 0 | 1.3699
NE_2_SPP_N | NE | SPP_N | 2045 | B12 | 200 | 0 | 1800 | 987.35 | 0 | 1800 | 0 | 3072.92 | 0 | 0 | 1.5312 | 0 | 0 | 1.3699
NE_2_SPP_N | NE | SPP_N | 2045 | B13 | 600 | 0 | 1800 | 1800 | 0 | 1800 | 0 | 3603.11 | 1.1514 | 0 | 1.5312 | 0.11994 | 0 | 1.3699
NE_2_SPP_N | NE | SPP_N | 2045 | B14 | 900 | 0 | 1800 | 1263.75 | 0 | 1800 | 0 | 3616.27 | 0 | 0 | 1.5312 | 0 | 0 | 1.3699
NE_2_SPP_N | NE | SPP_N | 2045 | B15 | 1203 | 0 | 1800 | 1800 | 0 | 1800 | 0 | 4195.8 | 5.1872 | 0 | 1.5312 | 1.0834 | 0 | 1.3699
NE_2_SPP_N | NE | SPP_N | 2045 | B16 | 25 | 0 | 1800 | 1800 | 0 | 1800 | 0 | 3896.42 | 5.0685 | 0 | 1.5312 | 0.021999 | 0 | 1.3699
NE_2_SPP_N | NE | SPP_N | 2045 | B17 | 100 | 0 | 1800 | 768.91 | 0 | 1800 | 0 | 4271.19 | 0 | 0 | 1.5312 | 0 | 0 | 1.3699
NE_2_SPP_N | NE | SPP_N | 2045 | B18 | 400 | 0 | 1800 | 1193.44 | 0 | 1800 | 0 | 5663.68 | 0 | 0 | 1.5312 | 0 | 0 | 1.3699
NE_2_SPP_N | NE | SPP_N | 2045 | B19 | 700 | 0 | 1800 | 1254.9 | 0 | 1800 | 0 | 4670.89 | 0 | 0 | 1.5312 | 0 | 0 | 1.3699
NE_2_SPP_N | NE | SPP_N | 2045 | B20 | 935 | 0 | 1800 | 1800 | 0 | 1800 | 0 | 5305.74 | 5.4246 | 0 | 1.5312 | 0.88055 | 0 | 1.3699
NE_2_SPP_N | NE | SPP_N | 2050 | B1 | 10 | 0 | 1800 | 682.85 | 0 | 1800 | 0 | 3123.14 | 0 | 0 | 1.5431 | 0 | 0 | 1.2625
NE_2_SPP_N | NE | SPP_N | 2050 | B2 | 25 | 0 | 1800 | 937.29 | 0 | 1800 | 0 | 3572.18 | 0 | 0 | 1.5431 | 0 | 0 | 1.2625
NE_2_SPP_N | NE | SPP_N | 2050 | B3 | 75 | 0 | 1800 | 913.98 | 0 | 1800 | 0 | 4410.88 | 0 | 0 | 1.5431 | 0 | 0 | 1.2625
NE_2_SPP_N | NE | SPP_N | 2050 | B4 | 100 | 0 | 1800 | 1800 | 0 | 1800 | 0 | 3891.78 | 0.72407 | 0 | 1.5431 | 0.013534 | 0 | 1.2625
NE_2_SPP_N | NE | SPP_N | 2050 | B5 | 200 | 0 | 1800 | 1800 | 0 | 1800 | 0 | 5339.84 | 2.8369 | 0 | 1.5431 | 0.10605 | 0 | 1.2625
NE_2_SPP_N | NE | SPP_N | 2050 | B6 | 300 | 0 | 1800 | 1800 | 0 | 1800 | 0 | 5338.7 | 2.742 | 0 | 1.5431 | 0.15376 | 0 | 1.2625
NE_2_SPP_N | NE | SPP_N | 2050 | B7 | 400 | 0 | 1800 | 1646.89 | 0 | 1800 | 0 | 5529.23 | 0 | 0 | 1.5431 | 0 | 0 | 1.2625
NE_2_SPP_N | NE | SPP_N | 2050 | B8 | 500 | 0 | 1800 | 1800 | 0 | 1800 | 0 | 6608.36 | 6.9914 | 0 | 1.5431 | 0.6534 | 0 | 1.2625
NE_2_SPP_N | NE | SPP_N | 2050 | B9 | 800 | 0 | 1800 | 1800 | 0 | 1800 | 0 | 6664.01 | 7.5018 | 0 | 1.5431 | 1.1218 | 0 | 1.2625
NE_2_SPP_N | NE | SPP_N | 2050 | B10 | 1262 | 0 | 1800 | 1800 | 0 | 1800 | 0 | 6942.24 | 5.7332 | 0 | 1.5431 | 1.3524 | 0 | 1.2625
NE_2_SPP_N | NE | SPP_N | 2050 | B11 | 25 | 0 | 1800 | 1800 | 0 | 1800 | 0 | 3961.74 | 6.9914 | 0 | 1.5431 | 0.03267 | 0 | 1.2625
NE_2_SPP_N | NE | SPP_N | 2050 | B12 | 200 | 0 | 1800 | 1593.83 | 0 | 1800 | 0 | 2454.93 | 0 | 0 | 1.5431 | 0 | 0 | 1.2625
NE_2_SPP_N | NE | SPP_N | 2050 | B13 | 600 | 0 | 1800 | 1557.47 | 0 | 1800 | 0 | 3754.58 | 0 | 0 | 1.5431 | 0 | 0 | 1.2625
NE_2_SPP_N | NE | SPP_N | 2050 | B14 | 900 | 0 | 1800 | 1210.47 | 0 | 1800 | 0 | 3085.33 | 0 | 0 | 1.5431 | 0 | 0 | 1.2625
NE_2_SPP_N | NE | SPP_N | 2050 | B15 | 1203 | 0 | 1800 | 1800 | 0 | 1800 | 0 | 3630.62 | 3.7865 | 0 | 1.5431 | 0.85144 | 0 | 1.2625
NE_2_SPP_N | NE | SPP_N | 2050 | B16 | 25 | 0 | 1800 | 1800 | 0 | 1800 | 0 | 3037.49 | 6.9914 | 0 | 1.5431 | 0.03267 | 0 | 1.2625
NE_2_SPP_N | NE | SPP_N | 2050 | B17 | 100 | 0 | 1800 | 660.34 | 0 | 1800 | 0 | 4645.8 | 0 | 0 | 1.5431 | 0 | 0 | 1.2625
NE_2_SPP_N | NE | SPP_N | 2050 | B18 | 400 | 0 | 1800 | 1014.94 | 0 | 1800 | 0 | 5807.16 | 0 | 0 | 1.5431 | 0 | 0 | 1.2625
NE_2_SPP_N | NE | SPP_N | 2050 | B19 | 700 | 0 | 1800 | 1086.49 | 0 | 1800 | 0 | 5221.69 | 0 | 0 | 1.5431 | 0 | 0 | 1.2625
NE_2_SPP_N | NE | SPP_N | 2050 | B20 | 935 | 0 | 1800 | 1800 | 0 | 1800 | 0 | 5865.94 | 4.1901 | 0 | 1.5431 | 0.73229 | 0 | 1.2625
NEISO_2_NYISO_A-F | NEISO | NYISO_A-F | 2015 | B1 | 10 | 0 | 600 | 0 | 0 | 0 | 0 | 0 | 0 | 0 | 0 | 0 | 0 | 0.57902
NEISO_2_NYISO_A-F | NEISO | NYISO_A-F | 2015 | B2 | 25 | 0 | 600 | 0 | 0 | 0 | 0 | 0 | 0 | 0 | 0 | 0 | 0 | 0.57902
NEISO_2_NYISO_A-F | NEISO | NYISO_A-F | 2015 | B3 | 75 | 0 | 600 | 0 | 0 | 0 | 0 | 0 | 0 | 0 | 0 | 0 | 0 | 0.57902
NEISO_2_NYISO_A-F | NEISO | NYISO_A-F | 2015 | B4 | 100 | 0 | 600 | 600 | 0 | 411.65 | 0 | 0 | 8.0716 | 0 | 0 | 0.78747 | 0 | 0.57902
NEISO_2_NYISO_A-F | NEISO | NYISO_A-F | 2015 | B5 | 200 | 0 | 600 | 600 | 0 | 340.57 | 0 | 0 | 5.3059 | 0 | 0 | 1.0353 | 0 | 0.57902
NEISO_2_NYISO_A-F | NEISO | NYISO_A-F | 2015 | B6 | 300 | 0 | 600 | 600 | 0 | 600 | 0 | 1501.78 | 1.6025 | 0 | 0.58163 | 0.46901 | 0 | 0.57902
NEISO_2_NYISO_A-F | NEISO | NYISO_A-F | 2015 | B7 | 400 | 0 | 600 | 600 | 0 | 0 | 0 | 0 | 0.04748 | 0 | 0 | 0.018529 | 0 | 0.57902
NEISO_2_NYISO_A-F | NEISO | NYISO_A-F | 2015 | B8 | 500 | 0 | 600 | 188.31 | 0 | 0 | 0 | 0 | 0 | 0 | 0 | 0 | 0 | 0.57902
NEISO_2_NYISO_A-F | NEISO | NYISO_A-F | 2015 | B9 | 800 | 0 | 600 | 0 | 0 | 0 | 0 | 0 | 0 | 0 | 0 | 0 | 0 | 0.57902
NEISO_2_NYISO_A-F | NEISO | NYISO_A-F | 2015 | B10 | 1262 | 0 | 600 | 0 | 0 | 0 | 0 | 0 | 0 | 0 | 0 | 0 | 0 | 0.57902
NEISO_2_NYISO_A-F | NEISO | NYISO_A-F | 2015 | B11 | 25 | 0 | 600 | 600 | 0 | 600 | 0 | 0 | 0.2374 | 0 | 0.42732 | 0.0057902 | 0 | 0.57902
NEISO_2_NYISO_A-F | NEISO | NYISO_A-F | 2015 | B12 | 200 | 0 | 600 | 287.76 | 0 | 0 | 0 | 0 | 0 | 0 | 0 | 0 | 0 | 0.57902
NEISO_2_NYISO_A-F | NEISO | NYISO_A-F | 2015 | B13 | 600 | 0 | 600 | 0 | 0 | 0 | 0 | 0 | 0 | 0 | 0 | 0 | 0 | 0.57902
NEISO_2_NYISO_A-F | NEISO | NYISO_A-F | 2015 | B14 | 900 | 0 | 600 | 0 | 0 | 0 | 0 | 0 | 0 | 0 | 0 | 0 | 0 | 0.57902
NEISO_2_NYISO_A-F | NEISO | NYISO_A-F | 2015 | B15 | 1203 | 0 | 600 | 0 | 0 | 0 | 0 | 0 | 0 | 0 | 0 | 0 | 0 | 0.57902
NEISO_2_NYISO_A-F | NEISO | NYISO_A-F | 2015 | B16 | 25 | 0 | 600 | 0 | 0 | 0 | 0 | 0 | 0 | 0 | 0 | 0 | 0 | 0.57902
NEISO_2_NYISO_A-F | NEISO | NYISO_A-F | 2015 | B17 | 100 | 0 | 600 | 0 | 0 | 0 | 0 | 0 | 0 | 0 | 0 | 0 | 0 | 0.57902
NEISO_2_NYISO_A-F | NEISO | NYISO_A-F | 2015 | B18 | 400 | 0 | 600 | 0 | 0 | 0 | 0 | 0 | 0 | 0 | 0 | 0 | 0 | 0.57902
NEISO_2_NYISO_A-F | NEISO | NYISO_A-F | 2015 | B19 | 700 | 0 | 600 | 0 | 0 | 0 | 0 | 0 | 0 | 0 | 0 | 0 | 0 | 0.57902
NEISO_2_NYISO_A-F | NEISO | NYISO_A-F | 2015 | B20 | 935 | 0 | 600 | 0 | 0 | 0 | 0 | 0 | 0 | 0 | 0 | 0 | 0 | 0.57902
NEISO_2_NYISO_A-F | NEISO | NYISO_A-F | 2020 | B1 | 10 | 0 | 600 | 0 | 0 | 0 | 0 | 0 | 0 | 0 | 0 | 0 | 0 | 0.79793
NEISO_2_NYISO_A-F | NEISO | NYISO_A-F | 2020 | B2 | 25 | 0 | 600 | 0 | 0 | 0 | 0 | 0 | 0 | 0 | 0 | 0 | 0 | 0.79793
NEISO_2_NYISO_A-F | NEISO | NYISO_A-F | 2020 | B3 | 75 | 0 | 600 | 242.76 | 0 | 600 | 0 | 235.31 | 0 | 0 | 0.79529 | 0 | 0 | 0.79793
NEISO_2_NYISO_A-F | NEISO | NYISO_A-F | 2020 | B4 | 100 | 0 | 600 | 571.72 | 0 | 600 | 0 | 333.63 | 0 | 0 | 0.79529 | 0 | 0 | 0.79793
NEISO_2_NYISO_A-F | NEISO | NYISO_A-F | 2020 | B5 | 200 | 0 | 600 | 600 | 0 | 446.24 | 0 | 0 | 5.2465 | 0 | 0 | 1.1659 | 0 | 0.79793
NEISO_2_NYISO_A-F | NEISO | NYISO_A-F | 2020 | B6 | 300 | 0 | 600 | 600 | 0 | 600 | 0 | 1034.01 | 4.748 | 0 | 0.79529 | 1.5827 | 0 | 0.79793
NEISO_2_NYISO_A-F | NEISO | NYISO_A-F | 2020 | B7 | 400 | 0 | 600 | 600 | 0 | 600 | 0 | 794.31 | 0.99708 | 0 | 0.79529 | 0.44315 | 0 | 0.79793
NEISO_2_NYISO_A-F | NEISO | NYISO_A-F | 2020 | B8 | 500 | 0 | 600 | 234.82 | 0 | 0 | 0 | 0 | 0 | 0 | 0 | 0 | 0 | 0.79793
NEISO_2_NYISO_A-F | NEISO | NYISO_A-F | 2020 | B9 | 800 | 0 | 600 | 0 | 0 | 0 | 0 | 0 | 0 | 0 | 0 | 0 | 0 | 0.79793
NEISO_2_NYISO_A-F | NEISO | NYISO_A-F | 2020 | B10 | 1262 | 0 | 600 | 0 | 0 | 0 | 0 | 0 | 0 | 0 | 0 | 0 | 0 | 0.79793
NEISO_2_NYISO_A-F | NEISO | NYISO_A-F | 2020 | B11 | 25 | 0 | 600 | 79.94 | 0 | 600 | 0 | 854.34 | 0 | 0 | 0.79529 | 0 | 0 | 0.79793
NEISO_2_NYISO_A-F | NEISO | NYISO_A-F | 2020 | B12 | 200 | 0 | 600 | 0 | 0 | 0 | 0 | 0 | 0 | 0 | 0 | 0 | 0 | 0.79793
NEISO_2_NYISO_A-F | NEISO | NYISO_A-F | 2020 | B13 | 600 | 0 | 600 | 0 | 0 | 0 | 0 | 0 | 0 | 0 | 0 | 0 | 0 | 0.79793
NEISO_2_NYISO_A-F | NEISO | NYISO_A-F | 2020 | B14 | 900 | 0 | 600 | 0 | 0 | 0 | 0 | 0 | 0 | 0 | 0 | 0 | 0 | 0.79793
NEISO_2_NYISO_A-F | NEISO | NYISO_A-F | 2020 | B15 | 1203 | 0 | 600 | 0 | 0 | 0 | 0 | 0 | 0 | 0 | 0 | 0 | 0 | 0.79793
NEISO_2_NYISO_A-F | NEISO | NYISO_A-F | 2020 | B16 | 25 | 0 | 600 | 0 | 0 | 0 | 0 | 0 | 0 | 0 | 0 | 0 | 0 | 0.79793
NEISO_2_NYISO_A-F | NEISO | NYISO_A-F | 2020 | B17 | 100 | 0 | 600 | 0 | 0 | 0 | 0 | 0 | 0 | 0 | 0 | 0 | 0 | 0.79793
NEISO_2_NYISO_A-F | NEISO | NYISO_A-F | 2020 | B18 | 400 | 0 | 600 | 0 | 0 | 0 | 0 | 0 | 0 | 0 | 0 | 0 | 0 | 0.79793
NEISO_2_NYISO_A-F | NEISO | NYISO_A-F | 2020 | B19 | 700 | 0 | 600 | 0 | 0 | 0 | 0 | 0 | 0 | 0 | 0 | 0 | 0 | 0.79793
NEISO_2_NYISO_A-F | NEISO | NYISO_A-F | 2020 | B20 | 935 | 0 | 600 | 0 | 0 | 0 | 0 | 0 | 0 | 0 | 0 | 0 | 0 | 0.79793
NEISO_2_NYISO_A-F | NEISO | NYISO_A-F | 2025 | B1 | 10 | 0 | 600 | 0 | 0 | 0 | 0 | 0 | 0 | 0 | 0 | 0 | 0 | 0.98288
NEISO_2_NYISO_A-F | NEISO | NYISO_A-F | 2025 | B2 | 25 | 0 | 600 | 0 | 0 | 112.62 | 0 | 0 | 0 | 0 | 0 | 0 | 0 | 0.98288
NEISO_2_NYISO_A-F | NEISO | NYISO_A-F | 2025 | B3 | 75 | 0 | 600 | 597.17 | 0 | 600 | 0 | 0 | 0 | 0 | 0.61724 | 0 | 0 | 0.98288
NEISO_2_NYISO_A-F | NEISO | NYISO_A-F | 2025 | B4 | 100 | 0 | 600 | 554.65 | 0 | 600 | 0 | 0 | 0 | 0 | 0.62911 | 0 | 0 | 0.98288
NEISO_2_NYISO_A-F | NEISO | NYISO_A-F | 2025 | B5 | 200 | 0 | 600 | 600 | 0 | 600 | 0 | 0 | 9.0687 | 0 | 0.61724 | 1.2955 | 0 | 0.98288
NEISO_2_NYISO_A-F | NEISO | NYISO_A-F | 2025 | B6 | 300 | 0 | 600 | 600 | 0 | 600 | 0 | 0 | 5.8282 | 0 | 0.61724 | 1.2489 | 0 | 0.98288
NEISO_2_NYISO_A-F | NEISO | NYISO_A-F | 2025 | B7 | 400 | 0 | 600 | 600 | 0 | 600 | 0 | 0 | 2.7182 | 0 | 0.61724 | 0.77664 | 0 | 0.98288
NEISO_2_NYISO_A-F | NEISO | NYISO_A-F | 2025 | B8 | 500 | 0 | 600 | 600 | 0 | 8.08 | 0 | 0 | 1.7093 | 0 | 0 | 0.61046 | 0 | 0.98288
NEISO_2_NYISO_A-F | NEISO | NYISO_A-F | 2025 | B9 | 800 | 0 | 600 | 0 | 0 | 0 | 0 | 0 | 0 | 0 | 0 | 0 | 0 | 0.98288
NEISO_2_NYISO_A-F | NEISO | NYISO_A-F | 2025 | B10 | 1262 | 0 | 600 | 0 | 0 | 0 | 0 | 0 | 0 | 0 | 0 | 0 | 0 | 0.98288
NEISO_2_NYISO_A-F | NEISO | NYISO_A-F | 2025 | B11 | 25 | 0 | 600 | 123.27 | 0 | 600 | 0 | 0 | 0 | 0 | 0.62911 | 0 | 0 | 0.98288
NEISO_2_NYISO_A-F | NEISO | NYISO_A-F | 2025 | B12 | 200 | 0 | 600 | 0 | 0 | 600 | 0 | 0 | 0 | 0 | 0.01187 | 0 | 0 | 0.98288
NEISO_2_NYISO_A-F | NEISO | NYISO_A-F | 2025 | B13 | 600 | 0 | 600 | 0 | 0 | 505.42 | 0 | 0 | 0 | 0 | 0 | 0 | 0 | 0.98288
NEISO_2_NYISO_A-F | NEISO | NYISO_A-F | 2025 | B14 | 900 | 0 | 600 | 0 | 0 | 0 | 0 | 0 | 0 | 0 | 0 | 0 | 0 | 0.98288
NEISO_2_NYISO_A-F | NEISO | NYISO_A-F | 2025 | B15 | 1203 | 0 | 600 | 0 | 0 | 0 | 0 | 0 | 0 | 0 | 0 | 0 | 0 | 0.98288
NEISO_2_NYISO_A-F | NEISO | NYISO_A-F | 2025 | B16 | 25 | 0 | 600 | 0 | 0 | 0 | 0 | 0 | 0 | 0 | 0 | 0 | 0 | 0.98288
NEISO_2_NYISO_A-F | NEISO | NYISO_A-F | 2025 | B17 | 100 | 0 | 600 | 0 | 0 | 0 | 0 | 0 | 0 | 0 | 0 | 0 | 0 | 0.98288
NEISO_2_NYISO_A-F | NEISO | NYISO_A-F | 2025 | B18 | 400 | 0 | 600 | 0 | 0 | 0 | 0 | 0 | 0 | 0 | 0 | 0 | 0 | 0.98288
NEISO_2_NYISO_A-F | NEISO | NYISO_A-F | 2025 | B19 | 700 | 0 | 600 | 0 | 0 | 0 | 0 | 0 | 0 | 0 | 0 | 0 | 0 | 0.98288
NEISO_2_NYISO_A-F | NEISO | NYISO_A-F | 2025 | B20 | 935 | 0 | 600 | 0 | 0 | 0 | 0 | 0 | 0 | 0 | 0 | 0 | 0 | 0.98288
NEISO_2_NYISO_A-F | NEISO | NYISO_A-F | 2030 | B1 | 10 | 0 | 600 | 0 | 0 | 0 | 0 | 0 | 0 | 0 | 0 | 0 | 0 | 0.64328
NEISO_2_NYISO_A-F | NEISO | NYISO_A-F | 2030 | B2 | 25 | 0 | 600 | 0 | 0 | 456.25 | 0 | 0 | 0 | 0 | 0 | 0 | 0 | 0.64328
NEISO_2_NYISO_A-F | NEISO | NYISO_A-F | 2030 | B3 | 75 | 0 | 600 | 600 | 0 | 600 | 0 | 0 | 7.7392 | 0 | 0.75968 | 0.13009 | 0 | 0.64328
NEISO_2_NYISO_A-F | NEISO | NYISO_A-F | 2030 | B4 | 100 | 0 | 600 | 600 | 0 | 600 | 0 | 0 | 13.6505 | 0 | 0.75968 | 0.30593 | 0 | 0.64328
NEISO_2_NYISO_A-F | NEISO | NYISO_A-F | 2030 | B5 | 200 | 0 | 600 | 600 | 0 | 600 | 0 | 0 | 10.8729 | 0 | 0.75968 | 0.48736 | 0 | 0.64328
NEISO_2_NYISO_A-F | NEISO | NYISO_A-F | 2030 | B6 | 300 | 0 | 600 | 600 | 0 | 600 | 0 | 0 | 9.7097 | 0 | 0.75968 | 0.65282 | 0 | 0.64328
NEISO_2_NYISO_A-F | NEISO | NYISO_A-F | 2030 | B7 | 400 | 0 | 600 | 600 | 0 | 600 | 0 | 0 | 5.0566 | 0 | 0.75968 | 0.45331 | 0 | 0.64328
NEISO_2_NYISO_A-F | NEISO | NYISO_A-F | 2030 | B8 | 500 | 0 | 600 | 600 | 0 | 600 | 0 | 0 | 2.2553 | 0 | 0.75968 | 0.25272 | 0 | 0.64328
NEISO_2_NYISO_A-F | NEISO | NYISO_A-F | 2030 | B9 | 800 | 0 | 600 | 600 | 0 | 600 | 0 | 0 | 0.27301 | 0 | 0.02374 | 0.048948 | 0 | 0.64328
NEISO_2_NYISO_A-F | NEISO | NYISO_A-F | 2030 | B10 | 1262 | 0 | 600 | 600 | 0 | 600 | 0 | 0 | 0.27301 | 0 | 0.02374 | 0.077216 | 0 | 0.64328
NEISO_2_NYISO_A-F | NEISO | NYISO_A-F | 2030 | B11 | 25 | 0 | 600 | 600 | 0 | 600 | 0 | 0 | 4.7124 | 0 | 0.75968 | 0.026403 | 0 | 0.64328
NEISO_2_NYISO_A-F | NEISO | NYISO_A-F | 2030 | B12 | 200 | 0 | 600 | 600 | 0 | 600 | 0 | 0 | 2.6233 | 0 | 0.75968 | 0.11758 | 0 | 0.64328
NEISO_2_NYISO_A-F | NEISO | NYISO_A-F | 2030 | B13 | 600 | 0 | 600 | 600 | 0 | 600 | 0 | 0 | 0.15431 | 0 | 0.37984 | 0.02075 | 0 | 0.64328
NEISO_2_NYISO_A-F | NEISO | NYISO_A-F | 2030 | B14 | 900 | 0 | 600 | 137.03 | 0 | 600 | 0 | 0 | 0 | 0 | 0.15431 | 0 | 0 | 0.64328
NEISO_2_NYISO_A-F | NEISO | NYISO_A-F | 2030 | B15 | 1203 | 0 | 600 | 0 | 0 | 600 | 0 | 0 | 0 | 0 | 0.15431 | 0 | 0 | 0.64328
NEISO_2_NYISO_A-F | NEISO | NYISO_A-F | 2030 | B16 | 25 | 0 | 600 | 0 | 0 | 600 | 0 | 0 | 0 | 0 | 0.75968 | 0 | 0 | 0.64328
NEISO_2_NYISO_A-F | NEISO | NYISO_A-F | 2030 | B17 | 100 | 0 | 600 | 0 | 0 | 0 | 0 | 0 | 0 | 0 | 0 | 0 | 0 | 0.64328
NEISO_2_NYISO_A-F | NEISO | NYISO_A-F | 2030 | B18 | 400 | 0 | 600 | 0 | 0 | 0 | 0 | 0 | 0 | 0 | 0 | 0 | 0 | 0.64328
NEISO_2_NYISO_A-F | NEISO | NYISO_A-F | 2030 | B19 | 700 | 0 | 600 | 0 | 0 | 0 | 0 | 0 | 0 | 0 | 0 | 0 | 0 | 0.64328
NEISO_2_NYISO_A-F | NEISO | NYISO_A-F | 2030 | B20 | 935 | 0 | 600 | 0 | 0 | 0 | 0 | 0 | 0 | 0 | 0 | 0 | 0 | 0.64328
NEISO_2_NYISO_A-F | NEISO | NYISO_A-F | 2035 | B1 | 10 | 0 | 600 | 0 | 0 | 143.52 | 0 | 0 | 0 | 0 | 0 | 0 | 0 | 0.5376
NEISO_2_NYISO_A-F | NEISO | NYISO_A-F | 2035 | B2 | 25 | 0 | 600 | 0 | 0 | 579.19 | 0 | 0 | 0 | 0 | 0 | 0 | 0 | 0.5376
NEISO_2_NYISO_A-F | NEISO | NYISO_A-F | 2035 | B3 | 75 | 0 | 600 | 506.6 | 0 | 600 | 0 | 1321.19 | 0 | 0 | 0.52228 | 0 | 0 | 0.5376
NEISO_2_NYISO_A-F | NEISO | NYISO_A-F | 2035 | B4 | 100 | 0 | 600 | 600 | 0 | 600 | 0 | 1053.62 | 2.469 | 0 | 0.52228 | 0.037897 | 0 | 0.5376
NEISO_2_NYISO_A-F | NEISO | NYISO_A-F | 2035 | B5 | 200 | 0 | 600 | 600 | 0 | 600 | 0 | 630.5 | 15.4904 | 0 | 0.52228 | 0.47553 | 0 | 0.5376
NEISO_2_NYISO_A-F | NEISO | NYISO_A-F | 2035 | B6 | 300 | 0 | 600 | 600 | 0 | 600 | 0 | 889.1 | 8.0597 | 0 | 0.52228 | 0.37113 | 0 | 0.5376
NEISO_2_NYISO_A-F | NEISO | NYISO_A-F | 2035 | B7 | 400 | 0 | 600 | 600 | 0 | 600 | 0 | 2605.01 | 7.0152 | 0 | 0.52228 | 0.43071 | 0 | 0.5376
NEISO_2_NYISO_A-F | NEISO | NYISO_A-F | 2035 | B8 | 500 | 0 | 600 | 600 | 0 | 600 | 0 | 2343.63 | 2.8013 | 0 | 0.52228 | 0.21499 | 0 | 0.5376
NEISO_2_NYISO_A-F | NEISO | NYISO_A-F | 2035 | B9 | 800 | 0 | 600 | 600 | 0 | 600 | 0 | 1847.22 | 0.74781 | 0 | 0.52228 | 0.091826 | 0 | 0.5376
NEISO_2_NYISO_A-F | NEISO | NYISO_A-F | 2035 | B10 | 1262 | 0 | 600 | 600 | 0 | 600 | 0 | 643.64 | 0.74781 | 0 | 0.52228 | 0.14486 | 0 | 0.5376
NEISO_2_NYISO_A-F | NEISO | NYISO_A-F | 2035 | B11 | 25 | 0 | 600 | 600 | 0 | 600 | 0 | 1789.2 | 9.8284 | 0 | 0.52228 | 0.037714 | 0 | 0.5376
NEISO_2_NYISO_A-F | NEISO | NYISO_A-F | 2035 | B12 | 200 | 0 | 600 | 600 | 0 | 600 | 0 | 3591.35 | 6.6947 | 0 | 0.52228 | 0.20552 | 0 | 0.5376
NEISO_2_NYISO_A-F | NEISO | NYISO_A-F | 2035 | B13 | 600 | 0 | 600 | 600 | 0 | 600 | 0 | 1680 | 0.72407 | 0 | 0.52228 | 0.066683 | 0 | 0.5376
NEISO_2_NYISO_A-F | NEISO | NYISO_A-F | 2035 | B14 | 900 | 0 | 600 | 600 | 0 | 600 | 0 | 594.55 | 0.46293 | 0 | 0.52228 | 0.06395 | 0 | 0.5376
NEISO_2_NYISO_A-F | NEISO | NYISO_A-F | 2035 | B15 | 1203 | 0 | 600 | 600 | 0 | 600 | 0 | 0 | 0.01187 | 0 | 0.46293 | 0.0021918 | 0 | 0.5376
NEISO_2_NYISO_A-F | NEISO | NYISO_A-F | 2035 | B16 | 25 | 0 | 600 | 600 | 0 | 600 | 0 | 979.51 | 1.9348 | 0 | 0.52228 | 0.0074244 | 0 | 0.5376
NEISO_2_NYISO_A-F | NEISO | NYISO_A-F | 2035 | B17 | 100 | 0 | 600 | 0 | 0 | 211.31 | 0 | 0 | 0 | 0 | 0 | 0 | 0 | 0.5376
NEISO_2_NYISO_A-F | NEISO | NYISO_A-F | 2035 | B18 | 400 | 0 | 600 | 0 | 0 | 0 | 0 | 0 | 0 | 0 | 0 | 0 | 0 | 0.5376
NEISO_2_NYISO_A-F | NEISO | NYISO_A-F | 2035 | B19 | 700 | 0 | 600 | 0 | 0 | 0 | 0 | 0 | 0 | 0 | 0 | 0 | 0 | 0.5376
NEISO_2_NYISO_A-F | NEISO | NYISO_A-F | 2035 | B20 | 935 | 0 | 600 | 0 | 0 | 0 | 0 | 0 | 0 | 0 | 0 | 0 | 0 | 0.5376
NEISO_2_NYISO_A-F | NEISO | NYISO_A-F | 2040 | B1 | 10 | 0 | 600 | 0 | 0 | 504.6 | 0 | 0 | 0 | 0 | 0 | 0 | 0 | 0.642
NEISO_2_NYISO_A-F | NEISO | NYISO_A-F | 2040 | B2 | 25 | 0 | 600 | 0 | 0 | 600 | 0 | 0 | 0 | 0 | 0.81903 | 0 | 0 | 0.642
NEISO_2_NYISO_A-F | NEISO | NYISO_A-F | 2040 | B3 | 75 | 0 | 600 | 0 | 0 | 600 | 0 | 0 | 0 | 0 | 0.81903 | 0 | 0 | 0.642
NEISO_2_NYISO_A-F | NEISO | NYISO_A-F | 2040 | B4 | 100 | 0 | 600 | 600 | 0 | 600 | 0 | 0 | 5.5314 | 0 | 0.81903 | 0.084903 | 0 | 0.642
NEISO_2_NYISO_A-F | NEISO | NYISO_A-F | 2040 | B5 | 200 | 0 | 600 | 600 | 0 | 600 | 0 | 0 | 2.8013 | 0 | 0.81903 | 0.085996 | 0 | 0.642
NEISO_2_NYISO_A-F | NEISO | NYISO_A-F | 2040 | B6 | 300 | 0 | 600 | 600 | 0 | 600 | 0 | 0 | 10.8967 | 0 | 0.81903 | 0.50176 | 0 | 0.642
NEISO_2_NYISO_A-F | NEISO | NYISO_A-F | 2040 | B7 | 400 | 0 | 600 | 600 | 0 | 600 | 0 | 0 | 3.3948 | 0 | 0.81903 | 0.20843 | 0 | 0.642
NEISO_2_NYISO_A-F | NEISO | NYISO_A-F | 2040 | B8 | 500 | 0 | 600 | 600 | 0 | 600 | 0 | 0 | 3.3948 | 0 | 0.81903 | 0.26054 | 0 | 0.642
NEISO_2_NYISO_A-F | NEISO | NYISO_A-F | 2040 | B9 | 800 | 0 | 600 | 600 | 0 | 600 | 0 | 379.61 | 3.3948 | 0 | 0.81903 | 0.41686 | 0 | 0.642
NEISO_2_NYISO_A-F | NEISO | NYISO_A-F | 2040 | B10 | 1262 | 0 | 600 | 600 | 0 | 600 | 0 | 2023.82 | 3.3948 | 0 | 0.81903 | 0.6576 | 0 | 0.642
NEISO_2_NYISO_A-F | NEISO | NYISO_A-F | 2040 | B11 | 25 | 0 | 600 | 600 | 0 | 600 | 0 | 0 | 5.9113 | 0 | 0.81903 | 0.022683 | 0 | 0.642
NEISO_2_NYISO_A-F | NEISO | NYISO_A-F | 2040 | B12 | 200 | 0 | 600 | 600 | 0 | 600 | 0 | 0 | 5.9113 | 0 | 0.81903 | 0.18147 | 0 | 0.642
NEISO_2_NYISO_A-F | NEISO | NYISO_A-F | 2040 | B13 | 600 | 0 | 600 | 600 | 0 | 600 | 0 | 0 | 0.81903 | 0 | 0.81903 | 0.075429 | 0 | 0.642
NEISO_2_NYISO_A-F | NEISO | NYISO_A-F | 2040 | B14 | 900 | 0 | 600 | 600 | 0 | 600 | 0 | 0 | 0.15431 | 0 | 0.81903 | 0.021317 | 0 | 0.642
NEISO_2_NYISO_A-F | NEISO | NYISO_A-F | 2040 | B15 | 1203 | 0 | 600 | 600 | 0 | 600 | 0 | 0 | 0.01187 | 0 | 0.81903 | 0.0021918 | 0 | 0.642
NEISO_2_NYISO_A-F | NEISO | NYISO_A-F | 2040 | B16 | 25 | 0 | 600 | 600 | 0 | 600 | 0 | 0 | 12.7246 | 0 | 0.81903 | 0.048828 | 0 | 0.642
NEISO_2_NYISO_A-F | NEISO | NYISO_A-F | 2040 | B17 | 100 | 0 | 600 | 0 | 0 | 600 | 0 | 0 | 0 | 0 | 0.81903 | 0 | 0 | 0.642
NEISO_2_NYISO_A-F | NEISO | NYISO_A-F | 2040 | B18 | 400 | 0 | 600 | 0 | 0 | 0 | 0 | 0 | 0 | 0 | 0 | 0 | 0 | 0.642
NEISO_2_NYISO_A-F | NEISO | NYISO_A-F | 2040 | B19 | 700 | 0 | 600 | 0 | 0 | 0 | 0 | 0 | 0 | 0 | 0 | 0 | 0 | 0.642
NEISO_2_NYISO_A-F | NEISO | NYISO_A-F | 2040 | B20 | 935 | 0 | 600 | 0 | 0 | 0 | 0 | 0 | 0 | 0 | 0 | 0 | 0 | 0.642
NEISO_2_NYISO_A-F | NEISO | NYISO_A-F | 2045 | B1 | 10 | 0 | 600 | 0 | 0 | 600 | 0 | 0 | 0 | 0 | 0.99708 | 0 | 0 | 1.1246
NEISO_2_NYISO_A-F | NEISO | NYISO_A-F | 2045 | B2 | 25 | 0 | 600 | 0 | 0 | 600 | 0 | 0 | 0 | 0 | 0.99708 | 0 | 0 | 1.1246
NEISO_2_NYISO_A-F | NEISO | NYISO_A-F | 2045 | B3 | 75 | 0 | 600 | 0 | 0 | 600 | 0 | 0 | 0 | 0 | 0.99708 | 0 | 0 | 1.1246
NEISO_2_NYISO_A-F | NEISO | NYISO_A-F | 2045 | B4 | 100 | 0 | 600 | 600 | 0 | 600 | 0 | 0 | 7.49 | 0 | 1.0208 | 0.11323 | 0 | 1.1246
NEISO_2_NYISO_A-F | NEISO | NYISO_A-F | 2045 | B5 | 200 | 0 | 600 | 600 | 0 | 600 | 0 | 0 | 4.0121 | 0 | 1.0208 | 0.1213 | 0 | 1.1246
NEISO_2_NYISO_A-F | NEISO | NYISO_A-F | 2045 | B6 | 300 | 0 | 600 | 600 | 0 | 127.38 | 0 | 0 | 15.158 | 0 | 0 | 0.68744 | 0 | 1.1246
NEISO_2_NYISO_A-F | NEISO | NYISO_A-F | 2045 | B7 | 400 | 0 | 600 | 600 | 0 | 600 | 0 | 0 | 9.0924 | 0 | 0.99708 | 0.54981 | 0 | 1.1246
NEISO_2_NYISO_A-F | NEISO | NYISO_A-F | 2045 | B8 | 500 | 0 | 600 | 600 | 0 | 600 | 0 | 0 | 3.9527 | 0 | 0.99708 | 0.29877 | 0 | 1.1246
NEISO_2_NYISO_A-F | NEISO | NYISO_A-F | 2045 | B9 | 800 | 0 | 600 | 600 | 0 | 600 | 0 | 0 | 3.9527 | 0 | 1.0208 | 0.47803 | 0 | 1.1246
NEISO_2_NYISO_A-F | NEISO | NYISO_A-F | 2045 | B10 | 1262 | 0 | 600 | 600 | 0 | 600 | 0 | 0 | 3.9527 | 0 | 1.0208 | 0.75409 | 0 | 1.1246
NEISO_2_NYISO_A-F | NEISO | NYISO_A-F | 2045 | B11 | 25 | 0 | 600 | 600 | 0 | 600 | 0 | 0 | 12.8908 | 0 | 0.99708 | 0.048718 | 0 | 1.1246
NEISO_2_NYISO_A-F | NEISO | NYISO_A-F | 2045 | B12 | 200 | 0 | 600 | 600 | 0 | 600 | 0 | 0 | 11.3952 | 0 | 0.99708 | 0.34453 | 0 | 1.1246
NEISO_2_NYISO_A-F | NEISO | NYISO_A-F | 2045 | B13 | 600 | 0 | 600 | 600 | 0 | 600 | 0 | 0 | 6.4098 | 0 | 0.99708 | 0.58139 | 0 | 1.1246
NEISO_2_NYISO_A-F | NEISO | NYISO_A-F | 2045 | B14 | 900 | 0 | 600 | 600 | 0 | 600 | 0 | 0 | 1.1277 | 0 | 0.99708 | 0.15342 | 0 | 1.1246
NEISO_2_NYISO_A-F | NEISO | NYISO_A-F | 2045 | B15 | 1203 | 0 | 600 | 600 | 0 | 600 | 0 | 0 | 1.1277 | 0 | 0.99708 | 0.20507 | 0 | 1.1246
NEISO_2_NYISO_A-F | NEISO | NYISO_A-F | 2045 | B16 | 25 | 0 | 600 | 600 | 0 | 91.33 | 0 | 0 | 20.5945 | 0 | 0 | 0.077832 | 0 | 1.1246
NEISO_2_NYISO_A-F | NEISO | NYISO_A-F | 2045 | B17 | 100 | 0 | 600 | 600 | 0 | 0 | 0 | 0 | 5.6145 | 0 | 0 | 0.084875 | 0 | 1.1246
NEISO_2_NYISO_A-F | NEISO | NYISO_A-F | 2045 | B18 | 400 | 0 | 600 | 0 | 0 | 0 | 0 | 0 | 0 | 0 | 0 | 0 | 0 | 1.1246
NEISO_2_NYISO_A-F | NEISO | NYISO_A-F | 2045 | B19 | 700 | 0 | 600 | 0 | 0 | 0 | 0 | 0 | 0 | 0 | 0 | 0 | 0 | 1.1246
NEISO_2_NYISO_A-F | NEISO | NYISO_A-F | 2045 | B20 | 935 | 0 | 600 | 0 | 0 | 0 | 0 | 0 | 0 | 0 | 0 | 0 | 0 | 1.1246
NEISO_2_NYISO_A-F | NEISO | NYISO_A-F | 2050 | B1 | 10 | 0 | 600 | 216.64 | 0 | 600 | 0 | 0 | 0 | 0 | 0.46293 | 0 | 0 | 0.53829
NEISO_2_NYISO_A-F | NEISO | NYISO_A-F | 2050 | B2 | 25 | 0 | 600 | 600 | 0 | 600 | 0 | 0 | 20.5232 | 0 | 0.46293 | 0.084947 | 0 | 0.53829
NEISO_2_NYISO_A-F | NEISO | NYISO_A-F | 2050 | B3 | 75 | 0 | 600 | 0 | 0 | 600 | 0 | 0 | 0 | 0 | 0.46293 | 0 | 0 | 0.53829
NEISO_2_NYISO_A-F | NEISO | NYISO_A-F | 2050 | B4 | 100 | 0 | 600 | 0 | 0 | 600 | 0 | 0 | 0 | 0 | 0.48667 | 0 | 0 | 0.53829
NEISO_2_NYISO_A-F | NEISO | NYISO_A-F | 2050 | B5 | 200 | 0 | 600 | 183.38 | 0 | 600 | 0 | 0 | 0 | 0 | 0.48667 | 0 | 0 | 0.53829
NEISO_2_NYISO_A-F | NEISO | NYISO_A-F | 2050 | B6 | 300 | 0 | 600 | 47.53 | 0 | 0 | 0 | 0 | 0 | 0 | 0 | 0 | 0 | 0.53829
NEISO_2_NYISO_A-F | NEISO | NYISO_A-F | 2050 | B7 | 400 | 0 | 600 | 600 | 0 | 600 | 0 | 0 | 0.80716 | 0 | 0.46293 | 0.053454 | 0 | 0.53829
NEISO_2_NYISO_A-F | NEISO | NYISO_A-F | 2050 | B8 | 500 | 0 | 600 | 600 | 0 | 600 | 0 | 0 | 0.80716 | 0 | 0.48667 | 0.066818 | 0 | 0.53829
NEISO_2_NYISO_A-F | NEISO | NYISO_A-F | 2050 | B9 | 800 | 0 | 600 | 600 | 0 | 600 | 0 | 0 | 4.202 | 0 | 0.48667 | 0.55655 | 0 | 0.53829
NEISO_2_NYISO_A-F | NEISO | NYISO_A-F | 2050 | B10 | 1262 | 0 | 600 | 600 | 0 | 600 | 0 | 0 | 4.202 | 0 | 0.48667 | 0.87796 | 0 | 0.53829
NEISO_2_NYISO_A-F | NEISO | NYISO_A-F | 2050 | B11 | 25 | 0 | 600 | 600 | 0 | 600 | 0 | 0 | 11.6445 | 0 | 0.46293 | 0.048197 | 0 | 0.53829
NEISO_2_NYISO_A-F | NEISO | NYISO_A-F | 2050 | B12 | 200 | 0 | 600 | 600 | 0 | 600 | 0 | 0 | 6.6116 | 0 | 0.46293 | 0.21893 | 0 | 0.53829
NEISO_2_NYISO_A-F | NEISO | NYISO_A-F | 2050 | B13 | 600 | 0 | 600 | 600 | 0 | 600 | 0 | 0 | 1.282 | 0 | 0.48667 | 0.12735 | 0 | 0.53829
NEISO_2_NYISO_A-F | NEISO | NYISO_A-F | 2050 | B14 | 900 | 0 | 600 | 600 | 0 | 600 | 0 | 0 | 0.16618 | 0 | 0.48667 | 0.024762 | 0 | 0.53829
NEISO_2_NYISO_A-F | NEISO | NYISO_A-F | 2050 | B15 | 1203 | 0 | 600 | 600 | 0 | 600 | 0 | 0 | 0.01187 | 0 | 0.48667 | 0.0023642 | 0 | 0.53829
NEISO_2_NYISO_A-F | NEISO | NYISO_A-F | 2050 | B16 | 25 | 0 | 600 | 600 | 0 | 0 | 0 | 0 | 13.1638 | 0 | 0 | 0.054486 | 0 | 0.53829
NEISO_2_NYISO_A-F | NEISO | NYISO_A-F | 2050 | B17 | 100 | 0 | 600 | 600 | 0 | 0 | 0 | 0 | 2.2553 | 0 | 0 | 0.037339 | 0 | 0.53829
NEISO_2_NYISO_A-F | NEISO | NYISO_A-F | 2050 | B18 | 400 | 0 | 600 | 0 | 0 | 0 | 0 | 0 | 0 | 0 | 0 | 0 | 0 | 0.53829
NEISO_2_NYISO_A-F | NEISO | NYISO_A-F | 2050 | B19 | 700 | 0 | 600 | 0 | 0 | 0 | 0 | 0 | 0 | 0 | 0 | 0 | 0 | 0.53829
NEISO_2_NYISO_A-F | NEISO | NYISO_A-F | 2050 | B20 | 935 | 0 | 600 | 0 | 0 | 0 | 0 | 0 | 0 | 0 | 0 | 0 | 0 | 0.53829
NEISO_2_NYISO_G-I | NEISO | NYISO_G-I | 2015 | B1 | 10 | 0 | 600 | 0 | 0 | 0 | 0 | 0 | 0 | 0 | 0 | 0 | 0 | 1.0155
NEISO_2_NYISO_G-I | NEISO | NYISO_G-I | 2015 | B2 | 25 | 0 | 600 | 0 | 0 | 0 | 0 | 0 | 0 | 0 | 0 | 0 | 0 | 1.0155
NEISO_2_NYISO_G-I | NEISO | NYISO_G-I | 2015 | B3 | 75 | 0 | 600 | 0 | 0 | 197 | 0 | 0 | 0 | 0 | 0 | 0 | 0 | 1.0155
NEISO_2_NYISO_G-I | NEISO | NYISO_G-I | 2015 | B4 | 100 | 0 | 600 | 600 | 0 | 600 | 0 | 0 | 12.2024 | 0 | 0.75968 | 0.65959 | 0 | 1.0155
NEISO_2_NYISO_G-I | NEISO | NYISO_G-I | 2015 | B5 | 200 | 0 | 600 | 600 | 0 | 600 | 0 | 0 | 12.2024 | 0 | 0.75968 | 1.3192 | 0 | 1.0155
NEISO_2_NYISO_G-I | NEISO | NYISO_G-I | 2015 | B6 | 300 | 0 | 600 | 600 | 0 | 600 | 0 | 0 | 11.8463 | 0 | 0.75968 | 1.921 | 0 | 1.0155
NEISO_2_NYISO_G-I | NEISO | NYISO_G-I | 2015 | B7 | 400 | 0 | 600 | 600 | 0 | 600 | 0 | 0 | 0.05935 | 0 | 0.05935 | 0.012832 | 0 | 1.0155
NEISO_2_NYISO_G-I | NEISO | NYISO_G-I | 2015 | B8 | 500 | 0 | 600 | 600 | 0 | 0 | 0 | 0 | 0.01187 | 0 | 0 | 0.0032081 | 0 | 1.0155
NEISO_2_NYISO_G-I | NEISO | NYISO_G-I | 2015 | B9 | 800 | 0 | 600 | 0 | 0 | 0 | 0 | 0 | 0 | 0 | 0 | 0 | 0 | 1.0155
NEISO_2_NYISO_G-I | NEISO | NYISO_G-I | 2015 | B10 | 1262 | 0 | 600 | 0 | 0 | 0 | 0 | 0 | 0 | 0 | 0 | 0 | 0 | 1.0155
NEISO_2_NYISO_G-I | NEISO | NYISO_G-I | 2015 | B11 | 25 | 0 | 600 | 600 | 0 | 600 | 0 | 0 | 0.43919 | 0 | 0.43919 | 0.005935 | 0 | 1.0155
NEISO_2_NYISO_G-I | NEISO | NYISO_G-I | 2015 | B12 | 200 | 0 | 600 | 600 | 0 | 0 | 0 | 0 | 0.01187 | 0 | 0 | 0.0012832 | 0 | 1.0155
NEISO_2_NYISO_G-I | NEISO | NYISO_G-I | 2015 | B13 | 600 | 0 | 600 | 64.9 | 0 | 0 | 0 | 0 | 0 | 0 | 0 | 0 | 0 | 1.0155
NEISO_2_NYISO_G-I | NEISO | NYISO_G-I | 2015 | B14 | 900 | 0 | 600 | 0 | 0 | 0 | 0 | 0 | 0 | 0 | 0 | 0 | 0 | 1.0155
NEISO_2_NYISO_G-I | NEISO | NYISO_G-I | 2015 | B15 | 1203 | 0 | 600 | 0 | 0 | 0 | 0 | 0 | 0 | 0 | 0 | 0 | 0 | 1.0155
NEISO_2_NYISO_G-I | NEISO | NYISO_G-I | 2015 | B16 | 25 | 0 | 600 | 600 | 0 | 0 | 0 | 0 | 2.8844 | 0 | 0 | 0.038979 | 0 | 1.0155
NEISO_2_NYISO_G-I | NEISO | NYISO_G-I | 2015 | B17 | 100 | 0 | 600 | 600 | 0 | 0 | 0 | 0 | 1.8517 | 0 | 0 | 0.10009 | 0 | 1.0155
NEISO_2_NYISO_G-I | NEISO | NYISO_G-I | 2015 | B18 | 400 | 0 | 600 | 0 | 0 | 0 | 0 | 0 | 0 | 0 | 0 | 0 | 0 | 1.0155
NEISO_2_NYISO_G-I | NEISO | NYISO_G-I | 2015 | B19 | 700 | 0 | 600 | 0 | 0 | 0 | 0 | 0 | 0 | 0 | 0 | 0 | 0 | 1.0155
NEISO_2_NYISO_G-I | NEISO | NYISO_G-I | 2015 | B20 | 935 | 0 | 600 | 0 | 0 | 0 | 0 | 0 | 0 | 0 | 0 | 0 | 0 | 1.0155
NEISO_2_NYISO_G-I | NEISO | NYISO_G-I | 2020 | B1 | 10 | 0 | 600 | 5.22 | 0 | 0 | 0 | 0 | 0 | 0 | 0 | 0 | 0 | 1.3235
NEISO_2_NYISO_G-I | NEISO | NYISO_G-I | 2020 | B2 | 25 | 0 | 600 | 570.5 | 0 | 600 | 0 | 0 | 0 | 0 | 0.93773 | 0 | 0 | 1.3235
NEISO_2_NYISO_G-I | NEISO | NYISO_G-I | 2020 | B3 | 75 | 0 | 600 | 600 | 0 | 600 | 0 | 0 | 1.4125 | 0 | 0.93773 | 0.049854 | 0 | 1.3235
NEISO_2_NYISO_G-I | NEISO | NYISO_G-I | 2020 | B4 | 100 | 0 | 600 | 600 | 0 | 600 | 0 | 0 | 3.4186 | 0 | 0.93773 | 0.16087 | 0 | 1.3235
NEISO_2_NYISO_G-I | NEISO | NYISO_G-I | 2020 | B5 | 200 | 0 | 600 | 600 | 0 | 600 | 0 | 0 | 11.5139 | 0 | 0.93773 | 1.0837 | 0 | 1.3235
NEISO_2_NYISO_G-I | NEISO | NYISO_G-I | 2020 | B6 | 300 | 0 | 600 | 600 | 0 | 600 | 0 | 0 | 11.5139 | 0 | 0.93773 | 1.6255 | 0 | 1.3235
NEISO_2_NYISO_G-I | NEISO | NYISO_G-I | 2020 | B7 | 400 | 0 | 600 | 600 | 0 | 600 | 0 | 0 | 9.1162 | 0 | 0.93773 | 1.716 | 0 | 1.3235
NEISO_2_NYISO_G-I | NEISO | NYISO_G-I | 2020 | B8 | 500 | 0 | 600 | 600 | 0 | 600 | 0 | 0 | 0.01187 | 0 | 0.40358 | 0.0027929 | 0 | 1.3235
NEISO_2_NYISO_G-I | NEISO | NYISO_G-I | 2020 | B9 | 800 | 0 | 600 | 0 | 0 | 0 | 0 | 0 | 0 | 0 | 0 | 0 | 0 | 1.3235
NEISO_2_NYISO_G-I | NEISO | NYISO_G-I | 2020 | B10 | 1262 | 0 | 600 | 0 | 0 | 0 | 0 | 0 | 0 | 0 | 0 | 0 | 0 | 1.3235
NEISO_2_NYISO_G-I | NEISO | NYISO_G-I | 2020 | B11 | 25 | 0 | 600 | 600 | 0 | 600 | 0 | 0 | 12.8908 | 0 | 0.93773 | 0.15166 | 0 | 1.3235
NEISO_2_NYISO_G-I | NEISO | NYISO_G-I | 2020 | B12 | 200 | 0 | 600 | 8.47 | 0 | 58.57 | 0 | 0 | 0 | 0 | 0 | 0 | 0 | 1.3235
NEISO_2_NYISO_G-I | NEISO | NYISO_G-I | 2020 | B13 | 600 | 0 | 600 | 0 | 0 | 0 | 0 | 0 | 0 | 0 | 0 | 0 | 0 | 1.3235
NEISO_2_NYISO_G-I | NEISO | NYISO_G-I | 2020 | B14 | 900 | 0 | 600 | 0 | 0 | 0 | 0 | 0 | 0 | 0 | 0 | 0 | 0 | 1.3235
NEISO_2_NYISO_G-I | NEISO | NYISO_G-I | 2020 | B15 | 1203 | 0 | 600 | 0 | 0 | 0 | 0 | 0 | 0 | 0 | 0 | 0 | 0 | 1.3235
NEISO_2_NYISO_G-I | NEISO | NYISO_G-I | 2020 | B16 | 25 | 0 | 600 | 600 | 0 | 600 | 0 | 0 | 10.3506 | 0 | 0.93773 | 0.12177 | 0 | 1.3235
NEISO_2_NYISO_G-I | NEISO | NYISO_G-I | 2020 | B17 | 100 | 0 | 600 | 600 | 0 | 0 | 0 | 0 | 4.4156 | 0 | 0 | 0.20779 | 0 | 1.3235
NEISO_2_NYISO_G-I | NEISO | NYISO_G-I | 2020 | B18 | 400 | 0 | 600 | 600 | 0 | 0 | 0 | 0 | 0.92586 | 0 | 0 | 0.17428 | 0 | 1.3235
NEISO_2_NYISO_G-I | NEISO | NYISO_G-I | 2020 | B19 | 700 | 0 | 600 | 8.89 | 0 | 0 | 0 | 0 | 0 | 0 | 0 | 0 | 0 | 1.3235
NEISO_2_NYISO_G-I | NEISO | NYISO_G-I | 2020 | B20 | 935 | 0 | 600 | 0 | 0 | 0 | 0 | 0 | 0 | 0 | 0 | 0 | 0 | 1.3235
NEISO_2_NYISO_G-I | NEISO | NYISO_G-I | 2025 | B1 | 10 | 0 | 600 | 600 | 0 | 591.27 | 0 | 0 | 8.0122 | 0 | 0 | 0.027299 | 0 | 1.4174
NEISO_2_NYISO_G-I | NEISO | NYISO_G-I | 2025 | B2 | 25 | 0 | 600 | 454.04 | 0 | 600 | 0 | 0 | 0 | 0 | 0.62911 | 0 | 0 | 1.4174
NEISO_2_NYISO_G-I | NEISO | NYISO_G-I | 2025 | B3 | 75 | 0 | 600 | 600 | 0 | 600 | 0 | 0 | 3.9646 | 0 | 0.62911 | 0.10131 | 0 | 1.4174
NEISO_2_NYISO_G-I | NEISO | NYISO_G-I | 2025 | B4 | 100 | 0 | 600 | 600 | 0 | 600 | 0 | 0 | 7.1576 | 0 | 0.64098 | 0.24387 | 0 | 1.4174
NEISO_2_NYISO_G-I | NEISO | NYISO_G-I | 2025 | B5 | 200 | 0 | 600 | 600 | 0 | 600 | 0 | 0 | 13.0807 | 0 | 0.62911 | 0.89136 | 0 | 1.4174
NEISO_2_NYISO_G-I | NEISO | NYISO_G-I | 2025 | B6 | 300 | 0 | 600 | 600 | 0 | 600 | 0 | 0 | 13.0807 | 0 | 0.62911 | 1.337 | 0 | 1.4174
NEISO_2_NYISO_G-I | NEISO | NYISO_G-I | 2025 | B7 | 400 | 0 | 600 | 600 | 0 | 600 | 0 | 0 | 13.0807 | 0 | 0.62911 | 1.7827 | 0 | 1.4174
NEISO_2_NYISO_G-I | NEISO | NYISO_G-I | 2025 | B8 | 500 | 0 | 600 | 600 | 0 | 600 | 0 | 0 | 1.7211 | 0 | 0.62911 | 0.29321 | 0 | 1.4174
NEISO_2_NYISO_G-I | NEISO | NYISO_G-I | 2025 | B9 | 800 | 0 | 600 | 363 | 0 | 0 | 0 | 0 | 0 | 0 | 0 | 0 | 0 | 1.4174
NEISO_2_NYISO_G-I | NEISO | NYISO_G-I | 2025 | B10 | 1262 | 0 | 600 | 164.07 | 0 | 0 | 0 | 0 | 0 | 0 | 0 | 0 | 0 | 1.4174
NEISO_2_NYISO_G-I | NEISO | NYISO_G-I | 2025 | B11 | 25 | 0 | 600 | 600 | 0 | 600 | 0 | 0 | 14.5764 | 0 | 0.64098 | 0.12416 | 0 | 1.4174
NEISO_2_NYISO_G-I | NEISO | NYISO_G-I | 2025 | B12 | 200 | 0 | 600 | 600 | 0 | 600 | 0 | 0 | 2.8013 | 0 | 0.02374 | 0.19089 | 0 | 1.4174
NEISO_2_NYISO_G-I | NEISO | NYISO_G-I | 2025 | B13 | 600 | 0 | 600 | 600 | 0 | 600 | 0 | 0 | 0.02374 | 0 | 0.01187 | 0.0048532 | 0 | 1.4174
NEISO_2_NYISO_G-I | NEISO | NYISO_G-I | 2025 | B14 | 900 | 0 | 600 | 357.06 | 0 | 0 | 0 | 0 | 0 | 0 | 0 | 0 | 0 | 1.4174
NEISO_2_NYISO_G-I | NEISO | NYISO_G-I | 2025 | B15 | 1203 | 0 | 600 | 0 | 0 | 0 | 0 | 0 | 0 | 0 | 0 | 0 | 0 | 1.4174
NEISO_2_NYISO_G-I | NEISO | NYISO_G-I | 2025 | B16 | 25 | 0 | 600 | 600 | 0 | 600 | 0 | 0 | 17.2352 | 0 | 0.62911 | 0.14681 | 0 | 1.4174
NEISO_2_NYISO_G-I | NEISO | NYISO_G-I | 2025 | B17 | 100 | 0 | 600 | 600 | 0 | 0 | 0 | 0 | 5.567 | 0 | 0 | 0.18968 | 0 | 1.4174
NEISO_2_NYISO_G-I | NEISO | NYISO_G-I | 2025 | B18 | 400 | 0 | 600 | 600 | 0 | 0 | 0 | 0 | 2.469 | 0 | 0 | 0.33649 | 0 | 1.4174
NEISO_2_NYISO_G-I | NEISO | NYISO_G-I | 2025 | B19 | 700 | 0 | 600 | 455.47 | 0 | 0 | 0 | 0 | 0 | 0 | 0 | 0 | 0 | 1.4174
NEISO_2_NYISO_G-I | NEISO | NYISO_G-I | 2025 | B20 | 935 | 0 | 600 | 0 | 0 | 0 | 0 | 0 | 0 | 0 | 0 | 0 | 0 | 1.4174
NEISO_2_NYISO_G-I | NEISO | NYISO_G-I | 2030 | B1 | 10 | 0 | 600 | 191.84 | 0 | 600 | 0 | 0 | 0 | 0 | 0.77155 | 0 | 0 | 0.72222
NEISO_2_NYISO_G-I | NEISO | NYISO_G-I | 2030 | B2 | 25 | 0 | 600 | 578.52 | 0 | 600 | 0 | 0 | 0 | 0 | 0.01187 | 0 | 0 | 0.72222
NEISO_2_NYISO_G-I | NEISO | NYISO_G-I | 2030 | B3 | 75 | 0 | 600 | 600 | 0 | 600 | 0 | 0 | 7.7511 | 0 | 0.77155 | 0.10791 | 0 | 0.72222
NEISO_2_NYISO_G-I | NEISO | NYISO_G-I | 2030 | B4 | 100 | 0 | 600 | 600 | 0 | 600 | 0 | 0 | 14.4577 | 0 | 0.77155 | 0.26838 | 0 | 0.72222
NEISO_2_NYISO_G-I | NEISO | NYISO_G-I | 2030 | B5 | 200 | 0 | 600 | 600 | 0 | 600 | 0 | 0 | 14.4221 | 0 | 0.77155 | 0.53544 | 0 | 0.72222
NEISO_2_NYISO_G-I | NEISO | NYISO_G-I | 2030 | B6 | 300 | 0 | 600 | 600 | 0 | 600 | 0 | 0 | 14.4221 | 0 | 0.77155 | 0.80316 | 0 | 0.72222
NEISO_2_NYISO_G-I | NEISO | NYISO_G-I | 2030 | B7 | 400 | 0 | 600 | 600 | 0 | 600 | 0 | 0 | 7.3119 | 0 | 0.77155 | 0.54293 | 0 | 0.72222
NEISO_2_NYISO_G-I | NEISO | NYISO_G-I | 2030 | B8 | 500 | 0 | 600 | 600 | 0 | 600 | 0 | 0 | 2.2672 | 0 | 0.77155 | 0.21043 | 0 | 0.72222
NEISO_2_NYISO_G-I | NEISO | NYISO_G-I | 2030 | B9 | 800 | 0 | 600 | 600 | 0 | 600 | 0 | 0 | 0.28488 | 0 | 0.03561 | 0.042306 | 0 | 0.72222
NEISO_2_NYISO_G-I | NEISO | NYISO_G-I | 2030 | B10 | 1262 | 0 | 600 | 600 | 0 | 600 | 0 | 0 | 0.28488 | 0 | 0.03561 | 0.066738 | 0 | 0.72222
NEISO_2_NYISO_G-I | NEISO | NYISO_G-I | 2030 | B11 | 25 | 0 | 600 | 600 | 0 | 600 | 0 | 0 | 16.0957 | 0 | 0.77155 | 0.074697 | 0 | 0.72222
NEISO_2_NYISO_G-I | NEISO | NYISO_G-I | 2030 | B12 | 200 | 0 | 600 | 600 | 0 | 600 | 0 | 0 | 2.6351 | 0 | 0.77155 | 0.097833 | 0 | 0.72222
NEISO_2_NYISO_G-I | NEISO | NYISO_G-I | 2030 | B13 | 600 | 0 | 600 | 600 | 0 | 600 | 0 | 0 | 0.39171 | 0 | 0.39171 | 0.043628 | 0 | 0.72222
NEISO_2_NYISO_G-I | NEISO | NYISO_G-I | 2030 | B14 | 900 | 0 | 600 | 600 | 0 | 600 | 0 | 0 | 0.01187 | 0 | 0.16618 | 0.0019831 | 0 | 0.72222
NEISO_2_NYISO_G-I | NEISO | NYISO_G-I | 2030 | B15 | 1203 | 0 | 600 | 213.98 | 0 | 600 | 0 | 0 | 0 | 0 | 0.16618 | 0 | 0 | 0.72222
NEISO_2_NYISO_G-I | NEISO | NYISO_G-I | 2030 | B16 | 25 | 0 | 600 | 600 | 0 | 600 | 0 | 0 | 20.1315 | 0 | 0.77155 | 0.093426 | 0 | 0.72222
NEISO_2_NYISO_G-I | NEISO | NYISO_G-I | 2030 | B17 | 100 | 0 | 600 | 525.04 | 0 | 600 | 0 | 0 | 0 | 0 | 0.09496 | 0 | 0 | 0.72222
NEISO_2_NYISO_G-I | NEISO | NYISO_G-I | 2030 | B18 | 400 | 0 | 600 | 447.83 | 0 | 0 | 0 | 0 | 0 | 0 | 0 | 0 | 0 | 0.72222
NEISO_2_NYISO_G-I | NEISO | NYISO_G-I | 2030 | B19 | 700 | 0 | 600 | 252.66 | 0 | 0 | 0 | 0 | 0 | 0 | 0 | 0 | 0 | 0.72222
NEISO_2_NYISO_G-I | NEISO | NYISO_G-I | 2030 | B20 | 935 | 0 | 600 | 0 | 0 | 0 | 0 | 0 | 0 | 0 | 0 | 0 | 0 | 0.72222
NEISO_2_NYISO_G-I | NEISO | NYISO_G-I | 2035 | B1 | 10 | 0 | 600 | 0 | 0 | 600 | 0 | 0 | 0 | 0 | 0.01187 | 0 | 0 | 0.66489
NEISO_2_NYISO_G-I | NEISO | NYISO_G-I | 2035 | B2 | 25 | 0 | 600 | 83.74 | 0 | 600 | 0 | 0 | 0 | 0 | 0.01187 | 0 | 0 | 0.66489
NEISO_2_NYISO_G-I | NEISO | NYISO_G-I | 2035 | B3 | 75 | 0 | 600 | 600 | 0 | 600 | 0 | 1073.41 | 0.01187 | 0 | 0.60537 | 0.00016526 | 0 | 0.66489
NEISO_2_NYISO_G-I | NEISO | NYISO_G-I | 2035 | B4 | 100 | 0 | 600 | 600 | 0 | 600 | 0 | 1205.89 | 2.4808 | 0 | 0.60537 | 0.046052 | 0 | 0.66489
NEISO_2_NYISO_G-I | NEISO | NYISO_G-I | 2035 | B5 | 200 | 0 | 600 | 600 | 0 | 600 | 0 | 1044.75 | 15.5022 | 0 | 0.60537 | 0.57554 | 0 | 0.66489
NEISO_2_NYISO_G-I | NEISO | NYISO_G-I | 2035 | B6 | 300 | 0 | 600 | 600 | 0 | 600 | 0 | 0 | 8.0716 | 0 | 0.53415 | 0.4495 | 0 | 0.66489
NEISO_2_NYISO_G-I | NEISO | NYISO_G-I | 2035 | B7 | 400 | 0 | 600 | 600 | 0 | 600 | 0 | 0 | 7.027 | 0 | 0.53415 | 0.52178 | 0 | 0.66489
NEISO_2_NYISO_G-I | NEISO | NYISO_G-I | 2035 | B8 | 500 | 0 | 600 | 600 | 0 | 600 | 0 | 0 | 2.8132 | 0 | 0.53415 | 0.26111 | 0 | 0.66489
NEISO_2_NYISO_G-I | NEISO | NYISO_G-I | 2035 | B9 | 800 | 0 | 600 | 600 | 0 | 600 | 0 | 0 | 0.75968 | 0 | 0.53415 | 0.11282 | 0 | 0.66489
NEISO_2_NYISO_G-I | NEISO | NYISO_G-I | 2035 | B10 | 1262 | 0 | 600 | 600 | 0 | 600 | 0 | 0 | 0.73594 | 0 | 0.51041 | 0.17241 | 0 | 0.66489
NEISO_2_NYISO_G-I | NEISO | NYISO_G-I | 2035 | B11 | 25 | 0 | 600 | 600 | 0 | 600 | 0 | 1288.06 | 12.0599 | 0 | 0.60537 | 0.055968 | 0 | 0.66489
NEISO_2_NYISO_G-I | NEISO | NYISO_G-I | 2035 | B12 | 200 | 0 | 600 | 600 | 0 | 600 | 0 | 1229.76 | 6.7066 | 0 | 0.60537 | 0.24899 | 0 | 0.66489
NEISO_2_NYISO_G-I | NEISO | NYISO_G-I | 2035 | B13 | 600 | 0 | 600 | 600 | 0 | 600 | 0 | 0 | 0.73594 | 0 | 0.53415 | 0.081968 | 0 | 0.66489
NEISO_2_NYISO_G-I | NEISO | NYISO_G-I | 2035 | B14 | 900 | 0 | 600 | 600 | 0 | 600 | 0 | 0 | 0.4748 | 0 | 0.53415 | 0.079324 | 0 | 0.66489
NEISO_2_NYISO_G-I | NEISO | NYISO_G-I | 2035 | B15 | 1203 | 0 | 600 | 407.13 | 0 | 600 | 0 | 0 | 0 | 0 | 0.4748 | 0 | 0 | 0.66489
NEISO_2_NYISO_G-I | NEISO | NYISO_G-I | 2035 | B16 | 25 | 0 | 600 | 600 | 0 | 600 | 0 | 746.92 | 11.6207 | 0 | 0.60537 | 0.05393 | 0 | 0.66489
NEISO_2_NYISO_G-I | NEISO | NYISO_G-I | 2035 | B17 | 100 | 0 | 600 | 81.22 | 0 | 600 | 0 | 0 | 0 | 0 | 0.01187 | 0 | 0 | 0.66489
NEISO_2_NYISO_G-I | NEISO | NYISO_G-I | 2035 | B18 | 400 | 0 | 600 | 0 | 0 | 0 | 0 | 0 | 0 | 0 | 0 | 0 | 0 | 0.66489
NEISO_2_NYISO_G-I | NEISO | NYISO_G-I | 2035 | B19 | 700 | 0 | 600 | 0 | 0 | 0 | 0 | 0 | 0 | 0 | 0 | 0 | 0 | 0.66489
NEISO_2_NYISO_G-I | NEISO | NYISO_G-I | 2035 | B20 | 935 | 0 | 600 | 0 | 0 | 0 | 0 | 0 | 0 | 0 | 0 | 0 | 0 | 0.66489
NEISO_2_NYISO_G-I | NEISO | NYISO_G-I | 2040 | B1 | 10 | 0 | 600 | 0 | 0 | 600 | 0 | 0 | 0 | 0 | 0.01187 | 0 | 0 | 0.62684
NEISO_2_NYISO_G-I | NEISO | NYISO_G-I | 2040 | B2 | 25 | 0 | 600 | 383.46 | 0 | 600 | 0 | 340.27 | 0 | 0 | 0.8309 | 0 | 0 | 0.62684
NEISO_2_NYISO_G-I | NEISO | NYISO_G-I | 2040 | B3 | 75 | 0 | 600 | 362.56 | 0 | 600 | 0 | 2755.68 | 0 | 0 | 0.8309 | 0 | 0 | 0.62684
NEISO_2_NYISO_G-I | NEISO | NYISO_G-I | 2040 | B4 | 100 | 0 | 600 | 600 | 0 | 600 | 0 | 4790.96 | 5.5433 | 0 | 0.8309 | 0.10435 | 0 | 0.62684
NEISO_2_NYISO_G-I | NEISO | NYISO_G-I | 2040 | B5 | 200 | 0 | 600 | 600 | 0 | 600 | 0 | 4090.52 | 2.8132 | 0 | 0.8309 | 0.10592 | 0 | 0.62684
NEISO_2_NYISO_G-I | NEISO | NYISO_G-I | 2040 | B6 | 300 | 0 | 600 | 600 | 0 | 600 | 0 | 783.32 | 10.9085 | 0 | 0.8309 | 0.61607 | 0 | 0.62684
NEISO_2_NYISO_G-I | NEISO | NYISO_G-I | 2040 | B7 | 400 | 0 | 600 | 600 | 0 | 600 | 0 | 1989.26 | 3.4067 | 0 | 0.8309 | 0.25653 | 0 | 0.62684
NEISO_2_NYISO_G-I | NEISO | NYISO_G-I | 2040 | B8 | 500 | 0 | 600 | 600 | 0 | 600 | 0 | 1705.33 | 3.4067 | 0 | 0.8309 | 0.32066 | 0 | 0.62684
NEISO_2_NYISO_G-I | NEISO | NYISO_G-I | 2040 | B9 | 800 | 0 | 600 | 600 | 0 | 600 | 0 | 2490.73 | 3.4067 | 0 | 0.8309 | 0.51306 | 0 | 0.62684
NEISO_2_NYISO_G-I | NEISO | NYISO_G-I | 2040 | B10 | 1262 | 0 | 600 | 600 | 0 | 600 | 0 | 0 | 0.66472 | 0 | 0.80716 | 0.15792 | 0 | 0.62684
NEISO_2_NYISO_G-I | NEISO | NYISO_G-I | 2040 | B11 | 25 | 0 | 600 | 600 | 0 | 600 | 0 | 3965.49 | 5.9231 | 0 | 0.8309 | 0.027876 | 0 | 0.62684
NEISO_2_NYISO_G-I | NEISO | NYISO_G-I | 2040 | B12 | 200 | 0 | 600 | 600 | 0 | 600 | 0 | 3842.81 | 5.9231 | 0 | 0.8309 | 0.22301 | 0 | 0.62684
NEISO_2_NYISO_G-I | NEISO | NYISO_G-I | 2040 | B13 | 600 | 0 | 600 | 600 | 0 | 600 | 0 | 2645.53 | 0.8309 | 0 | 0.8309 | 0.093852 | 0 | 0.62684
NEISO_2_NYISO_G-I | NEISO | NYISO_G-I | 2040 | B14 | 900 | 0 | 600 | 600 | 0 | 600 | 0 | 2110.84 | 0.16618 | 0 | 0.8309 | 0.028155 | 0 | 0.62684
NEISO_2_NYISO_G-I | NEISO | NYISO_G-I | 2040 | B15 | 1203 | 0 | 600 | 166.05 | 0 | 600 | 0 | 306.77 | 0 | 0 | 0.8309 | 0 | 0 | 0.62684
NEISO_2_NYISO_G-I | NEISO | NYISO_G-I | 2040 | B16 | 25 | 0 | 600 | 600 | 0 | 600 | 0 | 281.31 | 12.7365 | 0 | 0.8309 | 0.059942 | 0 | 0.62684
NEISO_2_NYISO_G-I | NEISO | NYISO_G-I | 2040 | B17 | 100 | 0 | 600 | 0 | 0 | 600 | 0 | 57 | 0 | 0 | 0.8309 | 0 | 0 | 0.62684
NEISO_2_NYISO_G-I | NEISO | NYISO_G-I | 2040 | B18 | 400 | 0 | 600 | 0 | 0 | 0 | 0 | 0 | 0 | 0 | 0 | 0 | 0 | 0.62684
NEISO_2_NYISO_G-I | NEISO | NYISO_G-I | 2040 | B19 | 700 | 0 | 600 | 0 | 0 | 0 | 0 | 0 | 0 | 0 | 0 | 0 | 0 | 0.62684
NEISO_2_NYISO_G-I | NEISO | NYISO_G-I | 2040 | B20 | 935 | 0 | 600 | 0 | 0 | 0 | 0 | 0 | 0 | 0 | 0 | 0 | 0 | 0.62684
NEISO_2_NYISO_G-I | NEISO | NYISO_G-I | 2045 | B1 | 10 | 0 | 600 | 77.79 | 0 | 600 | 0 | 62.06 | 0 | 0 | 1.009 | 0 | 0 | 1.0648
NEISO_2_NYISO_G-I | NEISO | NYISO_G-I | 2045 | B2 | 25 | 0 | 600 | 534.72 | 0 | 600 | 0 | 497.73 | 0 | 0 | 1.009 | 0 | 0 | 1.0648
NEISO_2_NYISO_G-I | NEISO | NYISO_G-I | 2045 | B3 | 75 | 0 | 600 | 123.81 | 0 | 600 | 0 | 2912.94 | 0 | 0 | 1.009 | 0 | 0 | 1.0648
NEISO_2_NYISO_G-I | NEISO | NYISO_G-I | 2045 | B4 | 100 | 0 | 600 | 600 | 0 | 600 | 0 | 4948.22 | 7.5018 | 0 | 1.009 | 0.11341 | 0 | 1.0648
NEISO_2_NYISO_G-I | NEISO | NYISO_G-I | 2045 | B5 | 200 | 0 | 600 | 600 | 0 | 600 | 0 | 3857.97 | 4.0239 | 0 | 1.009 | 0.12166 | 0 | 1.0648
NEISO_2_NYISO_G-I | NEISO | NYISO_G-I | 2045 | B6 | 300 | 0 | 600 | 600 | 0 | 600 | 0 | 0 | 15.1699 | 0 | 0.01187 | 0.68798 | 0 | 1.0648
NEISO_2_NYISO_G-I | NEISO | NYISO_G-I | 2045 | B7 | 400 | 0 | 600 | 600 | 0 | 600 | 0 | 799.2 | 9.1043 | 0 | 1.009 | 0.55052 | 0 | 1.0648
NEISO_2_NYISO_G-I | NEISO | NYISO_G-I | 2045 | B8 | 500 | 0 | 600 | 600 | 0 | 600 | 0 | 1144.63 | 3.9646 | 0 | 1.009 | 0.29967 | 0 | 1.0648
NEISO_2_NYISO_G-I | NEISO | NYISO_G-I | 2045 | B9 | 800 | 0 | 600 | 600 | 0 | 600 | 0 | 2833.93 | 3.9646 | 0 | 1.009 | 0.47947 | 0 | 1.0648
NEISO_2_NYISO_G-I | NEISO | NYISO_G-I | 2045 | B10 | 1262 | 0 | 600 | 600 | 0 | 600 | 0 | 948.32 | 2.6707 | 0 | 1.009 | 0.50952 | 0 | 1.0648
NEISO_2_NYISO_G-I | NEISO | NYISO_G-I | 2045 | B11 | 25 | 0 | 600 | 600 | 0 | 600 | 0 | 3249.17 | 12.9027 | 0 | 1.009 | 0.048763 | 0 | 1.0648
NEISO_2_NYISO_G-I | NEISO | NYISO_G-I | 2045 | B12 | 200 | 0 | 600 | 600 | 0 | 600 | 0 | 3437.03 | 11.4071 | 0 | 1.009 | 0.34488 | 0 | 1.0648
NEISO_2_NYISO_G-I | NEISO | NYISO_G-I | 2045 | B13 | 600 | 0 | 600 | 600 | 0 | 600 | 0 | 2778.92 | 6.4217 | 0 | 1.009 | 0.58246 | 0 | 1.0648
NEISO_2_NYISO_G-I | NEISO | NYISO_G-I | 2045 | B14 | 900 | 0 | 600 | 600 | 0 | 600 | 0 | 2490.37 | 1.1395 | 0 | 1.009 | 0.15504 | 0 | 1.0648
NEISO_2_NYISO_G-I | NEISO | NYISO_G-I | 2045 | B15 | 1203 | 0 | 600 | 600 | 0 | 600 | 0 | 770.85 | 1.1158 | 0 | 1.009 | 0.20292 | 0 | 1.0648
NEISO_2_NYISO_G-I | NEISO | NYISO_G-I | 2045 | B16 | 25 | 0 | 600 | 600 | 0 | 600 | 0 | 0 | 20.6063 | 0 | 0.01187 | 0.077877 | 0 | 1.0648
NEISO_2_NYISO_G-I | NEISO | NYISO_G-I | 2045 | B17 | 100 | 0 | 600 | 600 | 0 | 555.23 | 0 | 0 | 5.6264 | 0 | 0 | 0.085055 | 0 | 1.0648
NEISO_2_NYISO_G-I | NEISO | NYISO_G-I | 2045 | B18 | 400 | 0 | 600 | 0 | 0 | 0 | 0 | 0 | 0 | 0 | 0 | 0 | 0 | 1.0648
NEISO_2_NYISO_G-I | NEISO | NYISO_G-I | 2045 | B19 | 700 | 0 | 600 | 0 | 0 | 0 | 0 | 0 | 0 | 0 | 0 | 0 | 0 | 1.0648
NEISO_2_NYISO_G-I | NEISO | NYISO_G-I | 2045 | B20 | 935 | 0 | 600 | 0 | 0 | 0 | 0 | 0 | 0 | 0 | 0 | 0 | 0 | 1.0648
NEISO_2_NYISO_G-I | NEISO | NYISO_G-I | 2050 | B1 | 10 | 0 | 600 | 600 | 0 | 600 | 0 | 140.92 | 0.01187 | 0 | 0.4748 | 2.2199e-05 | 0 | 0.40115
NEISO_2_NYISO_G-I | NEISO | NYISO_G-I | 2050 | B2 | 25 | 0 | 600 | 600 | 0 | 600 | 0 | 576.59 | 20.5351 | 0 | 0.4748 | 0.096012 | 0 | 0.40115
NEISO_2_NYISO_G-I | NEISO | NYISO_G-I | 2050 | B3 | 75 | 0 | 600 | 0 | 0 | 600 | 0 | 2991.81 | 0 | 0 | 0.4748 | 0 | 0 | 0.40115
NEISO_2_NYISO_G-I | NEISO | NYISO_G-I | 2050 | B4 | 100 | 0 | 600 | 304.29 | 0 | 600 | 0 | 5027.09 | 0 | 0 | 0.4748 | 0 | 0 | 0.40115
NEISO_2_NYISO_G-I | NEISO | NYISO_G-I | 2050 | B5 | 200 | 0 | 600 | 600 | 0 | 600 | 0 | 3936.84 | 0.01187 | 0 | 0.4748 | 0.00044399 | 0 | 0.40115
NEISO_2_NYISO_G-I | NEISO | NYISO_G-I | 2050 | B6 | 300 | 0 | 600 | 600 | 0 | 0 | 0 | 0 | 0.01187 | 0 | 0 | 0.00066598 | 0 | 0.40115
NEISO_2_NYISO_G-I | NEISO | NYISO_G-I | 2050 | B7 | 400 | 0 | 600 | 600 | 0 | 600 | 0 | 172.82 | 0.79529 | 0 | 0.4748 | 0.059494 | 0 | 0.40115
NEISO_2_NYISO_G-I | NEISO | NYISO_G-I | 2050 | B8 | 500 | 0 | 600 | 600 | 0 | 600 | 0 | 622.68 | 0.79529 | 0 | 0.4748 | 0.074368 | 0 | 0.40115
NEISO_2_NYISO_G-I | NEISO | NYISO_G-I | 2050 | B9 | 800 | 0 | 600 | 600 | 0 | 600 | 0 | 1886.96 | 4.1901 | 0 | 0.4748 | 0.62691 | 0 | 0.40115
NEISO_2_NYISO_G-I | NEISO | NYISO_G-I | 2050 | B10 | 1262 | 0 | 600 | 600 | 0 | 600 | 0 | 1376.63 | 0.70033 | 0 | 0.4748 | 0.16529 | 0 | 0.40115
NEISO_2_NYISO_G-I | NEISO | NYISO_G-I | 2050 | B11 | 25 | 0 | 600 | 600 | 0 | 600 | 0 | 2782.28 | 11.6563 | 0 | 0.4748 | 0.054499 | 0 | 0.40115
NEISO_2_NYISO_G-I | NEISO | NYISO_G-I | 2050 | B12 | 200 | 0 | 600 | 600 | 0 | 600 | 0 | 3699.18 | 6.6235 | 0 | 0.4748 | 0.24774 | 0 | 0.40115
NEISO_2_NYISO_G-I | NEISO | NYISO_G-I | 2050 | B13 | 600 | 0 | 600 | 600 | 0 | 600 | 0 | 3885.31 | 1.2938 | 0 | 0.4748 | 0.14518 | 0 | 0.40115
NEISO_2_NYISO_G-I | NEISO | NYISO_G-I | 2050 | B14 | 900 | 0 | 600 | 600 | 0 | 600 | 0 | 2110.34 | 0.17805 | 0 | 0.4748 | 0.029969 | 0 | 0.40115
NEISO_2_NYISO_G-I | NEISO | NYISO_G-I | 2050 | B15 | 1203 | 0 | 600 | 497.8 | 0 | 600 | 0 | 402.82 | 0 | 0 | 0.4748 | 0 | 0 | 0.40115
NEISO_2_NYISO_G-I | NEISO | NYISO_G-I | 2050 | B16 | 25 | 0 | 600 | 600 | 0 | 196.81 | 0 | 0 | 13.1757 | 0 | 0 | 0.061603 | 0 | 0.40115
NEISO_2_NYISO_G-I | NEISO | NYISO_G-I | 2050 | B17 | 100 | 0 | 600 | 600 | 0 | 97.69 | 0 | 0 | 2.2672 | 0 | 0 | 0.042401 | 0 | 0.40115
NEISO_2_NYISO_G-I | NEISO | NYISO_G-I | 2050 | B18 | 400 | 0 | 600 | 0 | 0 | 0 | 0 | 0 | 0 | 0 | 0 | 0 | 0 | 0.40115
NEISO_2_NYISO_G-I | NEISO | NYISO_G-I | 2050 | B19 | 700 | 0 | 600 | 0 | 0 | 0 | 0 | 0 | 0 | 0 | 0 | 0 | 0 | 0.40115
NEISO_2_NYISO_G-I | NEISO | NYISO_G-I | 2050 | B20 | 935 | 0 | 600 | 0 | 0 | 0 | 0 | 0 | 0 | 0 | 0 | 0 | 0 | 0.40115
NEISO_2_NYISO_J-K | NEISO | NYISO_J-K | 2015 | B1 | 10 | 0 | 430 | 312.52 | 0 | 0 | 0 | 0 | 0 | 0 | 0 | 0 | 0 | 0.76979
NEISO_2_NYISO_J-K | NEISO | NYISO_J-K | 2015 | B2 | 25 | 0 | 430 | 0 | 0 | 8 | 0 | 0 | 0 | 0 | 0 | 0 | 0 | 0.76979
NEISO_2_NYISO_J-K | NEISO | NYISO_J-K | 2015 | B3 | 75 | 0 | 430 | 149.45 | 0 | 430 | 0 | 0 | 0 | 0 | 0.01187 | 0 | 0 | 0.76979
NEISO_2_NYISO_J-K | NEISO | NYISO_J-K | 2015 | B4 | 100 | 0 | 430 | 430 | 0 | 430 | 0 | 843.27 | 12.2142 | 0 | 0.77155 | 0.49854 | 0 | 0.76979
NEISO_2_NYISO_J-K | NEISO | NYISO_J-K | 2015 | B5 | 200 | 0 | 430 | 430 | 0 | 430 | 0 | 2027.91 | 12.2142 | 0 | 0.77155 | 0.99708 | 0 | 0.76979
NEISO_2_NYISO_J-K | NEISO | NYISO_J-K | 2015 | B6 | 300 | 0 | 430 | 430 | 0 | 430 | 0 | 994.75 | 11.8581 | 0 | 0.77155 | 1.452 | 0 | 0.76979
NEISO_2_NYISO_J-K | NEISO | NYISO_J-K | 2015 | B7 | 400 | 0 | 430 | 430 | 0 | 430 | 0 | 0 | 0.07122 | 0 | 0.07122 | 0.011628 | 0 | 0.76979
NEISO_2_NYISO_J-K | NEISO | NYISO_J-K | 2015 | B8 | 500 | 0 | 430 | 430 | 0 | 0 | 0 | 0 | 0.02374 | 0 | 0 | 0.0048449 | 0 | 0.76979
NEISO_2_NYISO_J-K | NEISO | NYISO_J-K | 2015 | B9 | 800 | 0 | 430 | 285.26 | 0 | 0 | 0 | 0 | 0 | 0 | 0 | 0 | 0 | 0.76979
NEISO_2_NYISO_J-K | NEISO | NYISO_J-K | 2015 | B10 | 1262 | 0 | 430 | 158.07 | 0 | 0 | 0 | 0 | 0 | 0 | 0 | 0 | 0 | 0.76979
NEISO_2_NYISO_J-K | NEISO | NYISO_J-K | 2015 | B11 | 25 | 0 | 430 | 430 | 0 | 430 | 0 | 0 | 0.45106 | 0 | 0.45106 | 0.0046027 | 0 | 0.76979
NEISO_2_NYISO_J-K | NEISO | NYISO_J-K | 2015 | B12 | 200 | 0 | 430 | 430 | 0 | 397.36 | 0 | 0 | 0.02374 | 0 | 0 | 0.001938 | 0 | 0.76979
NEISO_2_NYISO_J-K | NEISO | NYISO_J-K | 2015 | B13 | 600 | 0 | 430 | 430 | 0 | 0 | 0 | 0 | 0.01187 | 0 | 0 | 0.0029069 | 0 | 0.76979
NEISO_2_NYISO_J-K | NEISO | NYISO_J-K | 2015 | B14 | 900 | 0 | 430 | 0 | 0 | 0 | 0 | 0 | 0 | 0 | 0 | 0 | 0 | 0.76979
NEISO_2_NYISO_J-K | NEISO | NYISO_J-K | 2015 | B15 | 1203 | 0 | 430 | 0 | 0 | 0 | 0 | 0 | 0 | 0 | 0 | 0 | 0 | 0.76979
NEISO_2_NYISO_J-K | NEISO | NYISO_J-K | 2015 | B16 | 25 | 0 | 430 | 430 | 0 | 0 | 0 | 0 | 2.8963 | 0 | 0 | 0.029554 | 0 | 0.76979
NEISO_2_NYISO_J-K | NEISO | NYISO_J-K | 2015 | B17 | 100 | 0 | 430 | 430 | 0 | 0 | 0 | 0 | 1.8636 | 0 | 0 | 0.076065 | 0 | 0.76979
NEISO_2_NYISO_J-K | NEISO | NYISO_J-K | 2015 | B18 | 400 | 0 | 430 | 346.85 | 0 | 0 | 0 | 0 | 0 | 0 | 0 | 0 | 0 | 0.76979
NEISO_2_NYISO_J-K | NEISO | NYISO_J-K | 2015 | B19 | 700 | 0 | 430 | 0 | 0 | 0 | 0 | 0 | 0 | 0 | 0 | 0 | 0 | 0.76979
NEISO_2_NYISO_J-K | NEISO | NYISO_J-K | 2015 | B20 | 935 | 0 | 430 | 0 | 0 | 0 | 0 | 0 | 0 | 0 | 0 | 0 | 0 | 0.76979
NEISO_2_NYISO_J-K | NEISO | NYISO_J-K | 2020 | B1 | 10 | 0 | 430 | 430 | 0 | 366.58 | 0 | 0 | 0.01187 | 0 | 0 | 3.8791e-05 | 0 | 0.94925
NEISO_2_NYISO_J-K | NEISO | NYISO_J-K | 2020 | B2 | 25 | 0 | 430 | 430 | 0 | 430 | 0 | 50.07 | 0.01187 | 0 | 0.9496 | 9.6977e-05 | 0 | 0.94925
NEISO_2_NYISO_J-K | NEISO | NYISO_J-K | 2020 | B3 | 75 | 0 | 430 | 430 | 0 | 430 | 0 | 239.31 | 1.4244 | 0 | 0.9496 | 0.034912 | 0 | 0.94925
NEISO_2_NYISO_J-K | NEISO | NYISO_J-K | 2020 | B4 | 100 | 0 | 430 | 430 | 0 | 430 | 0 | 452.73 | 3.4304 | 0 | 0.9496 | 0.11211 | 0 | 0.94925
NEISO_2_NYISO_J-K | NEISO | NYISO_J-K | 2020 | B5 | 200 | 0 | 430 | 430 | 0 | 430 | 0 | 2217.11 | 11.5258 | 0 | 0.9496 | 0.75332 | 0 | 0.94925
NEISO_2_NYISO_J-K | NEISO | NYISO_J-K | 2020 | B6 | 300 | 0 | 430 | 430 | 0 | 430 | 0 | 2045.81 | 11.5258 | 0 | 0.9496 | 1.13 | 0 | 0.94925
NEISO_2_NYISO_J-K | NEISO | NYISO_J-K | 2020 | B7 | 400 | 0 | 430 | 430 | 0 | 430 | 0 | 863.11 | 9.128 | 0 | 0.9496 | 1.1932 | 0 | 0.94925
NEISO_2_NYISO_J-K | NEISO | NYISO_J-K | 2020 | B8 | 500 | 0 | 430 | 430 | 0 | 430 | 0 | 0 | 0.02374 | 0 | 0.41545 | 0.0038791 | 0 | 0.94925
NEISO_2_NYISO_J-K | NEISO | NYISO_J-K | 2020 | B9 | 800 | 0 | 430 | 0 | 0 | 0 | 0 | 0 | 0 | 0 | 0 | 0 | 0 | 0.94925
NEISO_2_NYISO_J-K | NEISO | NYISO_J-K | 2020 | B10 | 1262 | 0 | 430 | 0 | 0 | 0 | 0 | 0 | 0 | 0 | 0 | 0 | 0 | 0.94925
NEISO_2_NYISO_J-K | NEISO | NYISO_J-K | 2020 | B11 | 25 | 0 | 430 | 430 | 0 | 430 | 0 | 4811.68 | 12.9027 | 0 | 0.9496 | 0.10541 | 0 | 0.94925
NEISO_2_NYISO_J-K | NEISO | NYISO_J-K | 2020 | B12 | 200 | 0 | 430 | 430 | 0 | 430 | 0 | 0 | 0.01187 | 0 | 0.01187 | 0.00077582 | 0 | 0.94925
NEISO_2_NYISO_J-K | NEISO | NYISO_J-K | 2020 | B13 | 600 | 0 | 430 | 8.96 | 0 | 0 | 0 | 0 | 0 | 0 | 0 | 0 | 0 | 0.94925
NEISO_2_NYISO_J-K | NEISO | NYISO_J-K | 2020 | B14 | 900 | 0 | 430 | 0 | 0 | 0 | 0 | 0 | 0 | 0 | 0 | 0 | 0 | 0.94925
NEISO_2_NYISO_J-K | NEISO | NYISO_J-K | 2020 | B15 | 1203 | 0 | 430 | 0 | 0 | 0 | 0 | 0 | 0 | 0 | 0 | 0 | 0 | 0.94925
NEISO_2_NYISO_J-K | NEISO | NYISO_J-K | 2020 | B16 | 25 | 0 | 430 | 430 | 0 | 430 | 0 | 1233.41 | 10.3625 | 0 | 0.9496 | 0.084661 | 0 | 0.94925
NEISO_2_NYISO_J-K | NEISO | NYISO_J-K | 2020 | B17 | 100 | 0 | 430 | 430 | 0 | 0 | 0 | 0 | 4.4275 | 0 | 0 | 0.14469 | 0 | 0.94925
NEISO_2_NYISO_J-K | NEISO | NYISO_J-K | 2020 | B18 | 400 | 0 | 430 | 430 | 0 | 0 | 0 | 0 | 1.7686 | 0 | 0 | 0.23119 | 0 | 0.94925
NEISO_2_NYISO_J-K | NEISO | NYISO_J-K | 2020 | B19 | 700 | 0 | 430 | 430 | 0 | 0 | 0 | 0 | 0.01187 | 0 | 0 | 0.0027154 | 0 | 0.94925
NEISO_2_NYISO_J-K | NEISO | NYISO_J-K | 2020 | B20 | 935 | 0 | 430 | 0 | 0 | 0 | 0 | 0 | 0 | 0 | 0 | 0 | 0 | 0.94925
NEISO_2_NYISO_J-K | NEISO | NYISO_J-K | 2025 | B1 | 10 | 0 | 430 | 430 | 0 | 430 | 0 | 0 | 8.0241 | 0 | 0.01187 | 0.012117 | 0 | 0.64343
NEISO_2_NYISO_J-K | NEISO | NYISO_J-K | 2025 | B2 | 25 | 0 | 430 | 430 | 0 | 430 | 0 | 309 | 0.01187 | 0 | 0.64098 | 4.4813e-05 | 0 | 0.64343
NEISO_2_NYISO_J-K | NEISO | NYISO_J-K | 2025 | B3 | 75 | 0 | 430 | 430 | 0 | 430 | 0 | 468.5 | 3.9765 | 0 | 0.64098 | 0.045037 | 0 | 0.64343
NEISO_2_NYISO_J-K | NEISO | NYISO_J-K | 2025 | B4 | 100 | 0 | 430 | 430 | 0 | 430 | 0 | 2506.54 | 7.1695 | 0 | 0.64098 | 0.10827 | 0 | 0.64343
NEISO_2_NYISO_J-K | NEISO | NYISO_J-K | 2025 | B5 | 200 | 0 | 430 | 430 | 0 | 430 | 0 | 1998.1 | 13.0926 | 0 | 0.64098 | 0.39543 | 0 | 0.64343
NEISO_2_NYISO_J-K | NEISO | NYISO_J-K | 2025 | B6 | 300 | 0 | 430 | 430 | 0 | 430 | 0 | 3275.06 | 13.0926 | 0 | 0.64098 | 0.59314 | 0 | 0.64343
NEISO_2_NYISO_J-K | NEISO | NYISO_J-K | 2025 | B7 | 400 | 0 | 430 | 430 | 0 | 430 | 0 | 4086.33 | 13.0926 | 0 | 0.64098 | 0.79086 | 0 | 0.64343
NEISO_2_NYISO_J-K | NEISO | NYISO_J-K | 2025 | B8 | 500 | 0 | 430 | 430 | 0 | 430 | 0 | 442.74 | 1.733 | 0 | 0.64098 | 0.13085 | 0 | 0.64343
NEISO_2_NYISO_J-K | NEISO | NYISO_J-K | 2025 | B9 | 800 | 0 | 430 | 430 | 0 | 295.14 | 0 | 0 | 0.01187 | 0 | 0 | 0.001434 | 0 | 0.64343
NEISO_2_NYISO_J-K | NEISO | NYISO_J-K | 2025 | B10 | 1262 | 0 | 430 | 430 | 0 | 0 | 0 | 0 | 0.01187 | 0 | 0 | 0.0022621 | 0 | 0.64343
NEISO_2_NYISO_J-K | NEISO | NYISO_J-K | 2025 | B11 | 25 | 0 | 430 | 430 | 0 | 430 | 0 | 7070.23 | 14.5882 | 0 | 0.64098 | 0.055075 | 0 | 0.64343
NEISO_2_NYISO_J-K | NEISO | NYISO_J-K | 2025 | B12 | 200 | 0 | 430 | 430 | 0 | 430 | 0 | 0 | 2.8132 | 0 | 0.03561 | 0.084965 | 0 | 0.64343
NEISO_2_NYISO_J-K | NEISO | NYISO_J-K | 2025 | B13 | 600 | 0 | 430 | 430 | 0 | 430 | 0 | 0 | 0.03561 | 0 | 0.02374 | 0.0032265 | 0 | 0.64343
NEISO_2_NYISO_J-K | NEISO | NYISO_J-K | 2025 | B14 | 900 | 0 | 430 | 430 | 0 | 180.8 | 0 | 0 | 0.01187 | 0 | 0 | 0.0016133 | 0 | 0.64343
NEISO_2_NYISO_J-K | NEISO | NYISO_J-K | 2025 | B15 | 1203 | 0 | 430 | 0 | 0 | 60.67 | 0 | 0 | 0 | 0 | 0 | 0 | 0 | 0.64343
NEISO_2_NYISO_J-K | NEISO | NYISO_J-K | 2025 | B16 | 25 | 0 | 430 | 430 | 0 | 430 | 0 | 1925.18 | 17.2471 | 0 | 0.64098 | 0.065113 | 0 | 0.64343
NEISO_2_NYISO_J-K | NEISO | NYISO_J-K | 2025 | B17 | 100 | 0 | 430 | 430 | 0 | 0 | 0 | 0 | 5.5789 | 0 | 0 | 0.084248 | 0 | 0.64343
NEISO_2_NYISO_J-K | NEISO | NYISO_J-K | 2025 | B18 | 400 | 0 | 430 | 430 | 0 | 0 | 0 | 0 | 2.4808 | 0 | 0 | 0.14985 | 0 | 0.64343
NEISO_2_NYISO_J-K | NEISO | NYISO_J-K | 2025 | B19 | 700 | 0 | 430 | 430 | 0 | 0 | 0 | 0 | 0.4748 | 0 | 0 | 0.05019 | 0 | 0.64343
NEISO_2_NYISO_J-K | NEISO | NYISO_J-K | 2025 | B20 | 935 | 0 | 430 | 0 | 0 | 0 | 0 | 0 | 0 | 0 | 0 | 0 | 0 | 0.64343
NEISO_2_NYISO_J-K | NEISO | NYISO_J-K | 2030 | B1 | 10 | 0 | 430 | 430 | 0 | 430 | 0 | 69.57 | 0.01187 | 0 | 0.78342 | 1.5169e-05 | 0 | 0.74549
NEISO_2_NYISO_J-K | NEISO | NYISO_J-K | 2030 | B2 | 25 | 0 | 430 | 430 | 0 | 430 | 0 | 0 | 0.01187 | 0 | 0.02374 | 3.7923e-05 | 0 | 0.74549
NEISO_2_NYISO_J-K | NEISO | NYISO_J-K | 2030 | B3 | 75 | 0 | 430 | 430 | 0 | 430 | 0 | 1720.74 | 7.763 | 0 | 0.78342 | 0.074406 | 0 | 0.74549
NEISO_2_NYISO_J-K | NEISO | NYISO_J-K | 2030 | B4 | 100 | 0 | 430 | 430 | 0 | 430 | 0 | 3759.55 | 14.4695 | 0 | 0.78342 | 0.18491 | 0 | 0.74549
NEISO_2_NYISO_J-K | NEISO | NYISO_J-K | 2030 | B5 | 200 | 0 | 430 | 430 | 0 | 430 | 0 | 4233.85 | 14.4339 | 0 | 0.78342 | 0.36892 | 0 | 0.74549
NEISO_2_NYISO_J-K | NEISO | NYISO_J-K | 2030 | B6 | 300 | 0 | 430 | 430 | 0 | 430 | 0 | 3731.98 | 14.4339 | 0 | 0.78342 | 0.55338 | 0 | 0.74549
NEISO_2_NYISO_J-K | NEISO | NYISO_J-K | 2030 | B7 | 400 | 0 | 430 | 430 | 0 | 430 | 0 | 4149.24 | 14.4339 | 0 | 0.78342 | 0.73784 | 0 | 0.74549
NEISO_2_NYISO_J-K | NEISO | NYISO_J-K | 2030 | B8 | 500 | 0 | 430 | 430 | 0 | 430 | 0 | 1541.08 | 2.279 | 0 | 0.78342 | 0.14563 | 0 | 0.74549
NEISO_2_NYISO_J-K | NEISO | NYISO_J-K | 2030 | B9 | 800 | 0 | 430 | 430 | 0 | 430 | 0 | 0 | 0.29675 | 0 | 0.04748 | 0.030339 | 0 | 0.74549
NEISO_2_NYISO_J-K | NEISO | NYISO_J-K | 2030 | B10 | 1262 | 0 | 430 | 430 | 0 | 430 | 0 | 0 | 0.29675 | 0 | 0.04748 | 0.047859 | 0 | 0.74549
NEISO_2_NYISO_J-K | NEISO | NYISO_J-K | 2030 | B11 | 25 | 0 | 430 | 430 | 0 | 430 | 0 | 8151.07 | 16.1076 | 0 | 0.78342 | 0.051462 | 0 | 0.74549
NEISO_2_NYISO_J-K | NEISO | NYISO_J-K | 2030 | B12 | 200 | 0 | 430 | 430 | 0 | 430 | 0 | 2990.79 | 2.647 | 0 | 0.78342 | 0.067655 | 0 | 0.74549
NEISO_2_NYISO_J-K | NEISO | NYISO_J-K | 2030 | B13 | 600 | 0 | 430 | 430 | 0 | 430 | 0 | 0 | 0.40358 | 0 | 0.40358 | 0.030945 | 0 | 0.74549
NEISO_2_NYISO_J-K | NEISO | NYISO_J-K | 2030 | B14 | 900 | 0 | 430 | 430 | 0 | 430 | 0 | 0 | 0.02374 | 0 | 0.17805 | 0.0027305 | 0 | 0.74549
NEISO_2_NYISO_J-K | NEISO | NYISO_J-K | 2030 | B15 | 1203 | 0 | 430 | 430 | 0 | 430 | 0 | 0 | 0.01187 | 0 | 0.17805 | 0.0018249 | 0 | 0.74549
NEISO_2_NYISO_J-K | NEISO | NYISO_J-K | 2030 | B16 | 25 | 0 | 430 | 430 | 0 | 430 | 0 | 3340.54 | 23.3245 | 0 | 0.78342 | 0.074519 | 0 | 0.74549
NEISO_2_NYISO_J-K | NEISO | NYISO_J-K | 2030 | B17 | 100 | 0 | 430 | 430 | 0 | 430 | 0 | 882.59 | 4.1426 | 0 | 0.78342 | 0.052941 | 0 | 0.74549
NEISO_2_NYISO_J-K | NEISO | NYISO_J-K | 2030 | B18 | 400 | 0 | 430 | 430 | 0 | 380.15 | 0 | 0 | 3.015 | 0 | 0 | 0.15412 | 0 | 0.74549
NEISO_2_NYISO_J-K | NEISO | NYISO_J-K | 2030 | B19 | 700 | 0 | 430 | 430 | 0 | 0 | 0 | 0 | 4.4987 | 0 | 0 | 0.40244 | 0 | 0.74549
NEISO_2_NYISO_J-K | NEISO | NYISO_J-K | 2030 | B20 | 935 | 0 | 430 | 0 | 0 | 0 | 0 | 0 | 0 | 0 | 0 | 0 | 0 | 0.74549
NEISO_2_NYISO_J-K | NEISO | NYISO_J-K | 2035 | B1 | 10 | 0 | 430 | 57.01 | 0 | 430 | 0 | 0 | 0 | 0 | 0.02374 | 0 | 0 | 1.015
NEISO_2_NYISO_J-K | NEISO | NYISO_J-K | 2035 | B2 | 25 | 0 | 430 | 430 | 0 | 430 | 0 | 0 | 0.01187 | 0 | 0.02374 | 3.7972e-05 | 0 | 1.015
NEISO_2_NYISO_J-K | NEISO | NYISO_J-K | 2035 | B3 | 75 | 0 | 430 | 430 | 0 | 430 | 0 | 0 | 0.02374 | 0 | 0.61724 | 0.00022783 | 0 | 1.015
NEISO_2_NYISO_J-K | NEISO | NYISO_J-K | 2035 | B4 | 100 | 0 | 430 | 430 | 0 | 430 | 0 | 1202.52 | 2.4927 | 0 | 0.87838 | 0.031896 | 0 | 1.015
NEISO_2_NYISO_J-K | NEISO | NYISO_J-K | 2035 | B5 | 200 | 0 | 430 | 430 | 0 | 430 | 0 | 2246.06 | 15.5141 | 0 | 0.87838 | 0.39703 | 0 | 1.015
NEISO_2_NYISO_J-K | NEISO | NYISO_J-K | 2035 | B6 | 300 | 0 | 430 | 430 | 0 | 430 | 0 | 2348.42 | 15.5141 | 0 | 0.87838 | 0.59555 | 0 | 1.015
NEISO_2_NYISO_J-K | NEISO | NYISO_J-K | 2035 | B7 | 400 | 0 | 430 | 430 | 0 | 430 | 0 | 1202.65 | 15.5141 | 0 | 0.87838 | 0.79407 | 0 | 1.015
NEISO_2_NYISO_J-K | NEISO | NYISO_J-K | 2035 | B8 | 500 | 0 | 430 | 430 | 0 | 430 | 0 | 399.63 | 15.5141 | 0 | 0.87838 | 0.99258 | 0 | 1.015
NEISO_2_NYISO_J-K | NEISO | NYISO_J-K | 2035 | B9 | 800 | 0 | 430 | 430 | 0 | 430 | 0 | 0 | 0.77155 | 0 | 0.54602 | 0.078981 | 0 | 1.015
NEISO_2_NYISO_J-K | NEISO | NYISO_J-K | 2035 | B10 | 1262 | 0 | 430 | 430 | 0 | 430 | 0 | 0 | 0.74781 | 0 | 0.52228 | 0.12076 | 0 | 1.015
NEISO_2_NYISO_J-K | NEISO | NYISO_J-K | 2035 | B11 | 25 | 0 | 430 | 430 | 0 | 430 | 0 | 2797.48 | 17.3183 | 0 | 0.87838 | 0.055401 | 0 | 1.015
NEISO_2_NYISO_J-K | NEISO | NYISO_J-K | 2035 | B12 | 200 | 0 | 430 | 430 | 0 | 430 | 0 | 20.99 | 6.7184 | 0 | 0.87838 | 0.17194 | 0 | 1.015
NEISO_2_NYISO_J-K | NEISO | NYISO_J-K | 2035 | B13 | 600 | 0 | 430 | 430 | 0 | 430 | 0 | 0 | 0.74781 | 0 | 0.74781 | 0.057413 | 0 | 1.015
NEISO_2_NYISO_J-K | NEISO | NYISO_J-K | 2035 | B14 | 900 | 0 | 430 | 430 | 0 | 430 | 0 | 0 | 0.48667 | 0 | 0.54602 | 0.056046 | 0 | 1.015
NEISO_2_NYISO_J-K | NEISO | NYISO_J-K | 2035 | B15 | 1203 | 0 | 430 | 430 | 0 | 430 | 0 | 0 | 0.01187 | 0 | 0.48667 | 0.0018272 | 0 | 1.015
NEISO_2_NYISO_J-K | NEISO | NYISO_J-K | 2035 | B16 | 25 | 0 | 430 | 430 | 0 | 430 | 0 | 1195.13 | 24.9982 | 0 | 0.87838 | 0.079969 | 0 | 1.015
NEISO_2_NYISO_J-K | NEISO | NYISO_J-K | 2035 | B17 | 100 | 0 | 430 | 430 | 0 | 430 | 0 | 1722.34 | 10.042 | 0 | 0.87838 | 0.1285 | 0 | 1.015
NEISO_2_NYISO_J-K | NEISO | NYISO_J-K | 2035 | B18 | 400 | 0 | 430 | 430 | 0 | 430 | 0 | 448.92 | 3.5373 | 0 | 0.87838 | 0.18105 | 0 | 1.015
NEISO_2_NYISO_J-K | NEISO | NYISO_J-K | 2035 | B19 | 700 | 0 | 430 | 430 | 0 | 430 | 0 | 0 | 3.5373 | 0 | 0.85464 | 0.31684 | 0 | 1.015
NEISO_2_NYISO_J-K | NEISO | NYISO_J-K | 2035 | B20 | 935 | 0 | 430 | 0 | 0 | 0 | 0 | 0 | 0 | 0 | 0 | 0 | 0 | 1.015
NEISO_2_NYISO_J-K | NEISO | NYISO_J-K | 2040 | B1 | 10 | 0 | 430 | 356.73 | 0 | 430 | 0 | 0 | 0 | 0 | 0.02374 | 0 | 0 | 1.4031
NEISO_2_NYISO_J-K | NEISO | NYISO_J-K | 2040 | B2 | 25 | 0 | 430 | 430 | 0 | 430 | 0 | 0 | 0.01187 | 0 | 0.84277 | 3.3914e-05 | 0 | 1.4031
NEISO_2_NYISO_J-K | NEISO | NYISO_J-K | 2040 | B3 | 75 | 0 | 430 | 430 | 0 | 430 | 0 | 0 | 0.01187 | 0 | 0.84277 | 0.00010174 | 0 | 1.4031
NEISO_2_NYISO_J-K | NEISO | NYISO_J-K | 2040 | B4 | 100 | 0 | 430 | 430 | 0 | 430 | 0 | 0 | 5.5552 | 0 | 0.87838 | 0.063488 | 0 | 1.4031
NEISO_2_NYISO_J-K | NEISO | NYISO_J-K | 2040 | B5 | 200 | 0 | 430 | 430 | 0 | 430 | 0 | 0 | 2.8251 | 0 | 0.87838 | 0.064573 | 0 | 1.4031
NEISO_2_NYISO_J-K | NEISO | NYISO_J-K | 2040 | B6 | 300 | 0 | 430 | 430 | 0 | 430 | 0 | 1921.81 | 16.7011 | 0 | 1.3413 | 0.57261 | 0 | 1.4031
NEISO_2_NYISO_J-K | NEISO | NYISO_J-K | 2040 | B7 | 400 | 0 | 430 | 430 | 0 | 430 | 0 | 1788.09 | 16.7011 | 0 | 1.3413 | 0.76348 | 0 | 1.4031
NEISO_2_NYISO_J-K | NEISO | NYISO_J-K | 2040 | B8 | 500 | 0 | 430 | 430 | 0 | 430 | 0 | 947.43 | 16.7011 | 0 | 1.3413 | 0.95435 | 0 | 1.4031
NEISO_2_NYISO_J-K | NEISO | NYISO_J-K | 2040 | B9 | 800 | 0 | 430 | 430 | 0 | 430 | 0 | 0 | 3.4186 | 0 | 0.84277 | 0.31255 | 0 | 1.4031
NEISO_2_NYISO_J-K | NEISO | NYISO_J-K | 2040 | B10 | 1262 | 0 | 430 | 430 | 0 | 430 | 0 | 0 | 0.67659 | 0 | 0.81903 | 0.097584 | 0 | 1.4031
NEISO_2_NYISO_J-K | NEISO | NYISO_J-K | 2040 | B11 | 25 | 0 | 430 | 430 | 0 | 430 | 0 | 909.97 | 18.6122 | 0 | 1.3413 | 0.053178 | 0 | 1.4031
NEISO_2_NYISO_J-K | NEISO | NYISO_J-K | 2040 | B12 | 200 | 0 | 430 | 430 | 0 | 430 | 0 | 0 | 18.6122 | 0 | 0.84277 | 0.42542 | 0 | 1.4031
NEISO_2_NYISO_J-K | NEISO | NYISO_J-K | 2040 | B13 | 600 | 0 | 430 | 430 | 0 | 430 | 0 | 0 | 10.41 | 0 | 1.092 | 0.71383 | 0 | 1.4031
NEISO_2_NYISO_J-K | NEISO | NYISO_J-K | 2040 | B14 | 900 | 0 | 430 | 430 | 0 | 430 | 0 | 0 | 1.092 | 0 | 1.092 | 0.11232 | 0 | 1.4031
NEISO_2_NYISO_J-K | NEISO | NYISO_J-K | 2040 | B15 | 1203 | 0 | 430 | 430 | 0 | 430 | 0 | 0 | 0.01187 | 0 | 0.84277 | 0.001632 | 0 | 1.4031
NEISO_2_NYISO_J-K | NEISO | NYISO_J-K | 2040 | B16 | 25 | 0 | 430 | 430 | 0 | 430 | 0 | 1717.92 | 26.8499 | 0 | 1.3413 | 0.076714 | 0 | 1.4031
NEISO_2_NYISO_J-K | NEISO | NYISO_J-K | 2040 | B17 | 100 | 0 | 430 | 430 | 0 | 430 | 0 | 2224.87 | 26.8499 | 0 | 1.3413 | 0.30686 | 0 | 1.4031
NEISO_2_NYISO_J-K | NEISO | NYISO_J-K | 2040 | B18 | 400 | 0 | 430 | 430 | 0 | 430 | 0 | 507.33 | 16.6774 | 0 | 1.3413 | 0.76239 | 0 | 1.4031
NEISO_2_NYISO_J-K | NEISO | NYISO_J-K | 2040 | B19 | 700 | 0 | 430 | 430 | 0 | 430 | 0 | 0 | 4.107 | 0 | 1.3176 | 0.32856 | 0 | 1.4031
NEISO_2_NYISO_J-K | NEISO | NYISO_J-K | 2040 | B20 | 935 | 0 | 430 | 430 | 0 | 0 | 0 | 0 | 0.02374 | 0 | 0 | 0.0025368 | 0 | 1.4031
NEISO_2_NYISO_J-K | NEISO | NYISO_J-K | 2045 | B1 | 10 | 0 | 430 | 430 | 0 | 430 | 0 | 0 | 0.01187 | 0 | 1.0208 | 1.355e-05 | 0 | 2.2027
NEISO_2_NYISO_J-K | NEISO | NYISO_J-K | 2045 | B2 | 25 | 0 | 430 | 430 | 0 | 430 | 0 | 0 | 0.01187 | 0 | 1.0208 | 3.3876e-05 | 0 | 2.2027
NEISO_2_NYISO_J-K | NEISO | NYISO_J-K | 2045 | B3 | 75 | 0 | 430 | 430 | 0 | 430 | 0 | 0 | 0.01187 | 0 | 1.0208 | 0.00010163 | 0 | 2.2027
NEISO_2_NYISO_J-K | NEISO | NYISO_J-K | 2045 | B4 | 100 | 0 | 430 | 430 | 0 | 430 | 0 | 0 | 7.5137 | 0 | 1.0208 | 0.085773 | 0 | 2.2027
NEISO_2_NYISO_J-K | NEISO | NYISO_J-K | 2045 | B5 | 200 | 0 | 430 | 430 | 0 | 430 | 0 | 0 | 4.0358 | 0 | 1.0208 | 0.092142 | 0 | 2.2027
NEISO_2_NYISO_J-K | NEISO | NYISO_J-K | 2045 | B6 | 300 | 0 | 430 | 430 | 0 | 430 | 0 | 3320.5 | 17.4845 | 0 | 1.9704 | 0.59878 | 0 | 2.2027
NEISO_2_NYISO_J-K | NEISO | NYISO_J-K | 2045 | B7 | 400 | 0 | 430 | 430 | 0 | 430 | 0 | 2412.33 | 17.4845 | 0 | 1.9704 | 0.79838 | 0 | 2.2027
NEISO_2_NYISO_J-K | NEISO | NYISO_J-K | 2045 | B8 | 500 | 0 | 430 | 430 | 0 | 430 | 0 | 1531.53 | 17.4845 | 0 | 1.9704 | 0.99797 | 0 | 2.2027
NEISO_2_NYISO_J-K | NEISO | NYISO_J-K | 2045 | B9 | 800 | 0 | 430 | 430 | 0 | 430 | 0 | 385.68 | 17.4845 | 0 | 1.9704 | 1.5968 | 0 | 2.2027
NEISO_2_NYISO_J-K | NEISO | NYISO_J-K | 2045 | B10 | 1262 | 0 | 430 | 430 | 0 | 430 | 0 | 0 | 2.6826 | 0 | 1.0208 | 0.38647 | 0 | 2.2027
NEISO_2_NYISO_J-K | NEISO | NYISO_J-K | 2045 | B11 | 25 | 0 | 430 | 430 | 0 | 430 | 0 | 1490.87 | 19.4905 | 0 | 1.9704 | 0.055624 | 0 | 2.2027
NEISO_2_NYISO_J-K | NEISO | NYISO_J-K | 2045 | B12 | 200 | 0 | 430 | 430 | 0 | 430 | 0 | 521.74 | 19.4905 | 0 | 1.9704 | 0.44499 | 0 | 2.2027
NEISO_2_NYISO_J-K | NEISO | NYISO_J-K | 2045 | B13 | 600 | 0 | 430 | 430 | 0 | 430 | 0 | 146.23 | 19.4905 | 0 | 1.9704 | 1.335 | 0 | 2.2027
NEISO_2_NYISO_J-K | NEISO | NYISO_J-K | 2045 | B14 | 900 | 0 | 430 | 430 | 0 | 430 | 0 | 0 | 1.365 | 0 | 1.365 | 0.14024 | 0 | 2.2027
NEISO_2_NYISO_J-K | NEISO | NYISO_J-K | 2045 | B15 | 1203 | 0 | 430 | 430 | 0 | 430 | 0 | 0 | 1.1277 | 0 | 1.0208 | 0.15486 | 0 | 2.2027
NEISO_2_NYISO_J-K | NEISO | NYISO_J-K | 2045 | B16 | 25 | 0 | 430 | 430 | 0 | 430 | 0 | 2275.36 | 28.2387 | 0 | 1.9704 | 0.08059 | 0 | 2.2027
NEISO_2_NYISO_J-K | NEISO | NYISO_J-K | 2045 | B17 | 100 | 0 | 430 | 430 | 0 | 430 | 0 | 2760.7 | 28.2387 | 0 | 1.9704 | 0.32236 | 0 | 2.2027
NEISO_2_NYISO_J-K | NEISO | NYISO_J-K | 2045 | B18 | 400 | 0 | 430 | 430 | 0 | 430 | 0 | 0 | 28.2387 | 0 | 1.8399 | 1.2894 | 0 | 2.2027
NEISO_2_NYISO_J-K | NEISO | NYISO_J-K | 2045 | B19 | 700 | 0 | 430 | 430 | 0 | 430 | 0 | 0 | 4.9379 | 0 | 1.3413 | 0.39458 | 0 | 2.2027
NEISO_2_NYISO_J-K | NEISO | NYISO_J-K | 2045 | B20 | 935 | 0 | 430 | 430 | 0 | 0 | 0 | 0 | 0.34423 | 0 | 0 | 0.036741 | 0 | 2.2027
NEISO_2_NYISO_J-K | NEISO | NYISO_J-K | 2050 | B1 | 10 | 0 | 430 | 430 | 0 | 430 | 0 | 0 | 0.02374 | 0 | 0.48667 | 2.7334e-05 | 0 | 1.8328
NEISO_2_NYISO_J-K | NEISO | NYISO_J-K | 2050 | B2 | 25 | 0 | 430 | 430 | 0 | 430 | 0 | 0 | 20.547 | 0 | 0.48667 | 0.059145 | 0 | 1.8328
NEISO_2_NYISO_J-K | NEISO | NYISO_J-K | 2050 | B3 | 75 | 0 | 430 | 0 | 0 | 430 | 0 | 0 | 0 | 0 | 1.0446 | 0 | 0 | 1.8328
NEISO_2_NYISO_J-K | NEISO | NYISO_J-K | 2050 | B4 | 100 | 0 | 430 | 430 | 0 | 430 | 0 | 0 | 0.01187 | 0 | 1.0683 | 0.00013667 | 0 | 1.8328
NEISO_2_NYISO_J-K | NEISO | NYISO_J-K | 2050 | B5 | 200 | 0 | 430 | 430 | 0 | 430 | 0 | 0 | 0.02374 | 0 | 1.0683 | 0.00054669 | 0 | 1.8328
NEISO_2_NYISO_J-K | NEISO | NYISO_J-K | 2050 | B6 | 300 | 0 | 430 | 430 | 0 | 430 | 0 | 4126.75 | 1.1514 | 0 | 1.7449 | 0.039772 | 0 | 1.8328
NEISO_2_NYISO_J-K | NEISO | NYISO_J-K | 2050 | B7 | 400 | 0 | 430 | 430 | 0 | 430 | 0 | 3054.43 | 14.3152 | 0 | 1.7449 | 0.65931 | 0 | 1.8328
NEISO_2_NYISO_J-K | NEISO | NYISO_J-K | 2050 | B8 | 500 | 0 | 430 | 430 | 0 | 430 | 0 | 2132.35 | 14.3152 | 0 | 1.7449 | 0.82413 | 0 | 1.8328
NEISO_2_NYISO_J-K | NEISO | NYISO_J-K | 2050 | B9 | 800 | 0 | 430 | 430 | 0 | 430 | 0 | 932.79 | 14.1016 | 0 | 1.7449 | 1.2989 | 0 | 1.8328
NEISO_2_NYISO_J-K | NEISO | NYISO_J-K | 2050 | B10 | 1262 | 0 | 430 | 430 | 0 | 430 | 0 | 0 | 0.7122 | 0 | 0.48667 | 0.10349 | 0 | 1.8328
NEISO_2_NYISO_J-K | NEISO | NYISO_J-K | 2050 | B11 | 25 | 0 | 430 | 430 | 0 | 430 | 0 | 2088.39 | 19.7517 | 0 | 1.7449 | 0.056856 | 0 | 1.8328
NEISO_2_NYISO_J-K | NEISO | NYISO_J-K | 2050 | B12 | 200 | 0 | 430 | 430 | 0 | 430 | 0 | 1073.84 | 19.7517 | 0 | 1.7449 | 0.45485 | 0 | 1.8328
NEISO_2_NYISO_J-K | NEISO | NYISO_J-K | 2050 | B13 | 600 | 0 | 430 | 430 | 0 | 430 | 0 | 680.72 | 19.7517 | 0 | 1.7449 | 1.3645 | 0 | 1.8328
NEISO_2_NYISO_J-K | NEISO | NYISO_J-K | 2050 | B14 | 900 | 0 | 430 | 430 | 0 | 430 | 0 | 0 | 2.8251 | 0 | 1.46 | 0.29275 | 0 | 1.8328
NEISO_2_NYISO_J-K | NEISO | NYISO_J-K | 2050 | B15 | 1203 | 0 | 430 | 430 | 0 | 430 | 0 | 0 | 0.01187 | 0 | 0.48667 | 0.0016442 | 0 | 1.8328
NEISO_2_NYISO_J-K | NEISO | NYISO_J-K | 2050 | B16 | 25 | 0 | 430 | 430 | 0 | 430 | 0 | 2848.74 | 28.7373 | 0 | 1.7449 | 0.082721 | 0 | 1.8328
NEISO_2_NYISO_J-K | NEISO | NYISO_J-K | 2050 | B17 | 100 | 0 | 430 | 430 | 0 | 430 | 0 | 3297.11 | 28.7373 | 0 | 1.7449 | 0.33088 | 0 | 1.8328
NEISO_2_NYISO_J-K | NEISO | NYISO_J-K | 2050 | B18 | 400 | 0 | 430 | 430 | 0 | 430 | 0 | 1833.87 | 28.7373 | 0 | 1.7449 | 1.3235 | 0 | 1.8328
NEISO_2_NYISO_J-K | NEISO | NYISO_J-K | 2050 | B19 | 700 | 0 | 430 | 430 | 0 | 430 | 0 | 490.49 | 4.7836 | 0 | 1.7449 | 0.38555 | 0 | 1.8328
NEISO_2_NYISO_J-K | NEISO | NYISO_J-K | 2050 | B20 | 935 | 0 | 430 | 430 | 0 | 430 | 0 | 0 | 0.48667 | 0 | 0.48667 | 0.052393 | 0 | 1.8328
NonRTO_Midwest_2_MISO_IN | NonRTO_Midwest | MISO_IN | 2015 | B1 | 10 | 0 | 4450 | 0 | 0 | 0 | 0 | 0 | 0 | 0 | 0 | 0 | 0 | 0
NonRTO_Midwest_2_MISO_IN | NonRTO_Midwest | MISO_IN | 2015 | B2 | 25 | 0 | 4450 | 0 | 0 | 0 | 0 | 0 | 0 | 0 | 0 | 0 | 0 | 0
NonRTO_Midwest_2_MISO_IN | NonRTO_Midwest | MISO_IN | 2015 | B3 | 75 | 0 | 4450 | 0 | 0 | 0 | 0 | 0 | 0 | 0 | 0 | 0 | 0 | 0
NonRTO_Midwest_2_MISO_IN | NonRTO_Midwest | MISO_IN | 2015 | B4 | 100 | 0 | 4450 | 0 | 0 | 0 | 0 | 0 | 0 | 0 | 0 | 0 | 0 | 0
NonRTO_Midwest_2_MISO_IN | NonRTO_Midwest | MISO_IN | 2015 | B5 | 200 | 0 | 4450 | 0 | 0 | 0 | 0 | 0 | 0 | 0 | 0 | 0 | 0 | 0
NonRTO_Midwest_2_MISO_IN | NonRTO_Midwest | MISO_IN | 2015 | B6 | 300 | 0 | 4450 | 0 | 0 | 0 | 0 | 0 | 0 | 0 | 0 | 0 | 0 | 0
NonRTO_Midwest_2_MISO_IN | NonRTO_Midwest | MISO_IN | 2015 | B7 | 400 | 0 | 4450 | 0 | 0 | 0 | 0 | 0 | 0 | 0 | 0 | 0 | 0 | 0
NonRTO_Midwest_2_MISO_IN | NonRTO_Midwest | MISO_IN | 2015 | B8 | 500 | 0 | 4450 | 0 | 0 | 0 | 0 | 0 | 0 | 0 | 0 | 0 | 0 | 0
NonRTO_Midwest_2_MISO_IN | NonRTO_Midwest | MISO_IN | 2015 | B9 | 800 | 0 | 4450 | 0 | 0 | 0 | 0 | 0 | 0 | 0 | 0 | 0 | 0 | 0
NonRTO_Midwest_2_MISO_IN | NonRTO_Midwest | MISO_IN | 2015 | B10 | 1262 | 0 | 4450 | 0 | 0 | 0 | 0 | 0 | 0 | 0 | 0 | 0 | 0 | 0
NonRTO_Midwest_2_MISO_IN | NonRTO_Midwest | MISO_IN | 2015 | B11 | 25 | 0 | 4450 | 0 | 0 | 0 | 0 | 0 | 0 | 0 | 0 | 0 | 0 | 0
NonRTO_Midwest_2_MISO_IN | NonRTO_Midwest | MISO_IN | 2015 | B12 | 200 | 0 | 4450 | 0 | 0 | 0 | 0 | 0 | 0 | 0 | 0 | 0 | 0 | 0
NonRTO_Midwest_2_MISO_IN | NonRTO_Midwest | MISO_IN | 2015 | B13 | 600 | 0 | 4450 | 0 | 0 | 0 | 0 | 0 | 0 | 0 | 0 | 0 | 0 | 0
NonRTO_Midwest_2_MISO_IN | NonRTO_Midwest | MISO_IN | 2015 | B14 | 900 | 0 | 4450 | 0 | 0 | 0 | 0 | 0 | 0 | 0 | 0 | 0 | 0 | 0
NonRTO_Midwest_2_MISO_IN | NonRTO_Midwest | MISO_IN | 2015 | B15 | 1203 | 0 | 4450 | 0 | 0 | 0 | 0 | 0 | 0 | 0 | 0 | 0 | 0 | 0
NonRTO_Midwest_2_MISO_IN | NonRTO_Midwest | MISO_IN | 2015 | B16 | 25 | 0 | 4450 | 0 | 0 | 0 | 0 | 0 | 0 | 0 | 0 | 0 | 0 | 0
NonRTO_Midwest_2_MISO_IN | NonRTO_Midwest | MISO_IN | 2015 | B17 | 100 | 0 | 4450 | 0 | 0 | 0 | 0 | 0 | 0 | 0 | 0 | 0 | 0 | 0
NonRTO_Midwest_2_MISO_IN | NonRTO_Midwest | MISO_IN | 2015 | B18 | 400 | 0 | 4450 | 0 | 0 | 0 | 0 | 0 | 0 | 0 | 0 | 0 | 0 | 0
NonRTO_Midwest_2_MISO_IN | NonRTO_Midwest | MISO_IN | 2015 | B19 | 700 | 0 | 4450 | 0 | 0 | 0 | 0 | 0 | 0 | 0 | 0 | 0 | 0 | 0
NonRTO_Midwest_2_MISO_IN | NonRTO_Midwest | MISO_IN | 2015 | B20 | 935 | 0 | 4450 | 0 | 0 | 0 | 0 | 0 | 0 | 0 | 0 | 0 | 0 | 0
NonRTO_Midwest_2_MISO_IN | NonRTO_Midwest | MISO_IN | 2020 | B1 | 10 | 0 | 4450 | 0 | 0 | 0 | 0 | 0 | 0 | 0 | 0 | 0 | 0 | 0
NonRTO_Midwest_2_MISO_IN | NonRTO_Midwest | MISO_IN | 2020 | B2 | 25 | 0 | 4450 | 0 | 0 | 0 | 0 | 0 | 0 | 0 | 0 | 0 | 0 | 0
NonRTO_Midwest_2_MISO_IN | NonRTO_Midwest | MISO_IN | 2020 | B3 | 75 | 0 | 4450 | 0 | 0 | 0 | 0 | 0 | 0 | 0 | 0 | 0 | 0 | 0
NonRTO_Midwest_2_MISO_IN | NonRTO_Midwest | MISO_IN | 2020 | B4 | 100 | 0 | 4450 | 0 | 0 | 0 | 0 | 0 | 0 | 0 | 0 | 0 | 0 | 0
NonRTO_Midwest_2_MISO_IN | NonRTO_Midwest | MISO_IN | 2020 | B5 | 200 | 0 | 4450 | 0 | 0 | 0 | 0 | 0 | 0 | 0 | 0 | 0 | 0 | 0
NonRTO_Midwest_2_MISO_IN | NonRTO_Midwest | MISO_IN | 2020 | B6 | 300 | 0 | 4450 | 0 | 0 | 0 | 0 | 0 | 0 | 0 | 0 | 0 | 0 | 0
NonRTO_Midwest_2_MISO_IN | NonRTO_Midwest | MISO_IN | 2020 | B7 | 400 | 0 | 4450 | 0 | 0 | 0 | 0 | 0 | 0 | 0 | 0 | 0 | 0 | 0
NonRTO_Midwest_2_MISO_IN | NonRTO_Midwest | MISO_IN | 2020 | B8 | 500 | 0 | 4450 | 0 | 0 | 0 | 0 | 0 | 0 | 0 | 0 | 0 | 0 | 0
NonRTO_Midwest_2_MISO_IN | NonRTO_Midwest | MISO_IN | 2020 | B9 | 800 | 0 | 4450 | 0 | 0 | 0 | 0 | 0 | 0 | 0 | 0 | 0 | 0 | 0
NonRTO_Midwest_2_MISO_IN | NonRTO_Midwest | MISO_IN | 2020 | B10 | 1262 | 0 | 4450 | 0 | 0 | 0 | 0 | 0 | 0 | 0 | 0 | 0 | 0 | 0
NonRTO_Midwest_2_MISO_IN | NonRTO_Midwest | MISO_IN | 2020 | B11 | 25 | 0 | 4450 | 0 | 0 | 0 | 0 | 0 | 0 | 0 | 0 | 0 | 0 | 0
NonRTO_Midwest_2_MISO_IN | NonRTO_Midwest | MISO_IN | 2020 | B12 | 200 | 0 | 4450 | 0 | 0 | 0 | 0 | 0 | 0 | 0 | 0 | 0 | 0 | 0
NonRTO_Midwest_2_MISO_IN | NonRTO_Midwest | MISO_IN | 2020 | B13 | 600 | 0 | 4450 | 0 | 0 | 0 | 0 | 0 | 0 | 0 | 0 | 0 | 0 | 0
NonRTO_Midwest_2_MISO_IN | NonRTO_Midwest | MISO_IN | 2020 | B14 | 900 | 0 | 4450 | 0 | 0 | 0 | 0 | 0 | 0 | 0 | 0 | 0 | 0 | 0
NonRTO_Midwest_2_MISO_IN | NonRTO_Midwest | MISO_IN | 2020 | B15 | 1203 | 0 | 4450 | 0 | 0 | 0 | 0 | 0 | 0 | 0 | 0 | 0 | 0 | 0
NonRTO_Midwest_2_MISO_IN | NonRTO_Midwest | MISO_IN | 2020 | B16 | 25 | 0 | 4450 | 0 | 0 | 0 | 0 | 0 | 0 | 0 | 0 | 0 | 0 | 0
NonRTO_Midwest_2_MISO_IN | NonRTO_Midwest | MISO_IN | 2020 | B17 | 100 | 0 | 4450 | 0 | 0 | 0 | 0 | 0 | 0 | 0 | 0 | 0 | 0 | 0
NonRTO_Midwest_2_MISO_IN | NonRTO_Midwest | MISO_IN | 2020 | B18 | 400 | 0 | 4450 | 0 | 0 | 0 | 0 | 0 | 0 | 0 | 0 | 0 | 0 | 0
NonRTO_Midwest_2_MISO_IN | NonRTO_Midwest | MISO_IN | 2020 | B19 | 700 | 0 | 4450 | 0 | 0 | 0 | 0 | 0 | 0 | 0 | 0 | 0 | 0 | 0
NonRTO_Midwest_2_MISO_IN | NonRTO_Midwest | MISO_IN | 2020 | B20 | 935 | 0 | 4450 | 0 | 0 | 0 | 0 | 0 | 0 | 0 | 0 | 0 | 0 | 0
NonRTO_Midwest_2_MISO_IN | NonRTO_Midwest | MISO_IN | 2025 | B1 | 10 | 0 | 4450 | 0 | 0 | 0 | 0 | 0 | 0 | 0 | 0 | 0 | 0 | 0
NonRTO_Midwest_2_MISO_IN | NonRTO_Midwest | MISO_IN | 2025 | B2 | 25 | 0 | 4450 | 0 | 0 | 0 | 0 | 0 | 0 | 0 | 0 | 0 | 0 | 0
NonRTO_Midwest_2_MISO_IN | NonRTO_Midwest | MISO_IN | 2025 | B3 | 75 | 0 | 4450 | 0 | 0 | 0 | 0 | 0 | 0 | 0 | 0 | 0 | 0 | 0
NonRTO_Midwest_2_MISO_IN | NonRTO_Midwest | MISO_IN | 2025 | B4 | 100 | 0 | 4450 | 0 | 0 | 0 | 0 | 0 | 0 | 0 | 0 | 0 | 0 | 0
NonRTO_Midwest_2_MISO_IN | NonRTO_Midwest | MISO_IN | 2025 | B5 | 200 | 0 | 4450 | 0 | 0 | 0 | 0 | 0 | 0 | 0 | 0 | 0 | 0 | 0
NonRTO_Midwest_2_MISO_IN | NonRTO_Midwest | MISO_IN | 2025 | B6 | 300 | 0 | 4450 | 0 | 0 | 0 | 0 | 0 | 0 | 0 | 0 | 0 | 0 | 0
NonRTO_Midwest_2_MISO_IN | NonRTO_Midwest | MISO_IN | 2025 | B7 | 400 | 0 | 4450 | 0 | 0 | 0 | 0 | 0 | 0 | 0 | 0 | 0 | 0 | 0
NonRTO_Midwest_2_MISO_IN | NonRTO_Midwest | MISO_IN | 2025 | B8 | 500 | 0 | 4450 | 0 | 0 | 0 | 0 | 0 | 0 | 0 | 0 | 0 | 0 | 0
NonRTO_Midwest_2_MISO_IN | NonRTO_Midwest | MISO_IN | 2025 | B9 | 800 | 0 | 4450 | 0 | 0 | 0 | 0 | 0 | 0 | 0 | 0 | 0 | 0 | 0
NonRTO_Midwest_2_MISO_IN | NonRTO_Midwest | MISO_IN | 2025 | B10 | 1262 | 0 | 4450 | 0 | 0 | 0 | 0 | 0 | 0 | 0 | 0 | 0 | 0 | 0
NonRTO_Midwest_2_MISO_IN | NonRTO_Midwest | MISO_IN | 2025 | B11 | 25 | 0 | 4450 | 0 | 0 | 0 | 0 | 0 | 0 | 0 | 0 | 0 | 0 | 0
NonRTO_Midwest_2_MISO_IN | NonRTO_Midwest | MISO_IN | 2025 | B12 | 200 | 0 | 4450 | 0 | 0 | 0 | 0 | 0 | 0 | 0 | 0 | 0 | 0 | 0
NonRTO_Midwest_2_MISO_IN | NonRTO_Midwest | MISO_IN | 2025 | B13 | 600 | 0 | 4450 | 0 | 0 | 0 | 0 | 0 | 0 | 0 | 0 | 0 | 0 | 0
NonRTO_Midwest_2_MISO_IN | NonRTO_Midwest | MISO_IN | 2025 | B14 | 900 | 0 | 4450 | 0 | 0 | 0 | 0 | 0 | 0 | 0 | 0 | 0 | 0 | 0
NonRTO_Midwest_2_MISO_IN | NonRTO_Midwest | MISO_IN | 2025 | B15 | 1203 | 0 | 4450 | 0 | 0 | 0 | 0 | 0 | 0 | 0 | 0 | 0 | 0 | 0
NonRTO_Midwest_2_MISO_IN | NonRTO_Midwest | MISO_IN | 2025 | B16 | 25 | 0 | 4450 | 0 | 0 | 0 | 0 | 0 | 0 | 0 | 0 | 0 | 0 | 0
NonRTO_Midwest_2_MISO_IN | NonRTO_Midwest | MISO_IN | 2025 | B17 | 100 | 0 | 4450 | 0 | 0 | 0 | 0 | 0 | 0 | 0 | 0 | 0 | 0 | 0
NonRTO_Midwest_2_MISO_IN | NonRTO_Midwest | MISO_IN | 2025 | B18 | 400 | 0 | 4450 | 0 | 0 | 0 | 0 | 0 | 0 | 0 | 0 | 0 | 0 | 0
NonRTO_Midwest_2_MISO_IN | NonRTO_Midwest | MISO_IN | 2025 | B19 | 700 | 0 | 4450 | 0 | 0 | 0 | 0 | 0 | 0 | 0 | 0 | 0 | 0 | 0
NonRTO_Midwest_2_MISO_IN | NonRTO_Midwest | MISO_IN | 2025 | B20 | 935 | 0 | 4450 | 0 | 0 | 0 | 0 | 0 | 0 | 0 | 0 | 0 | 0 | 0
NonRTO_Midwest_2_MISO_IN | NonRTO_Midwest | MISO_IN | 2030 | B1 | 10 | 0 | 4450 | 32.37 | 0 | 0 | 0 | 0 | 0 | 0 | 0 | 0 | 0 | 0
NonRTO_Midwest_2_MISO_IN | NonRTO_Midwest | MISO_IN | 2030 | B2 | 25 | 0 | 4450 | 0 | 0 | 0 | 0 | 0 | 0 | 0 | 0 | 0 | 0 | 0
NonRTO_Midwest_2_MISO_IN | NonRTO_Midwest | MISO_IN | 2030 | B3 | 75 | 0 | 4450 | 0 | 0 | 0 | 0 | 0 | 0 | 0 | 0 | 0 | 0 | 0
NonRTO_Midwest_2_MISO_IN | NonRTO_Midwest | MISO_IN | 2030 | B4 | 100 | 0 | 4450 | 0 | 0 | 0 | 0 | 0 | 0 | 0 | 0 | 0 | 0 | 0
NonRTO_Midwest_2_MISO_IN | NonRTO_Midwest | MISO_IN | 2030 | B5 | 200 | 0 | 4450 | 0 | 0 | 0 | 0 | 0 | 0 | 0 | 0 | 0 | 0 | 0
NonRTO_Midwest_2_MISO_IN | NonRTO_Midwest | MISO_IN | 2030 | B6 | 300 | 0 | 4450 | 0 | 0 | 0 | 0 | 0 | 0 | 0 | 0 | 0 | 0 | 0
NonRTO_Midwest_2_MISO_IN | NonRTO_Midwest | MISO_IN | 2030 | B7 | 400 | 0 | 4450 | 0 | 0 | 0 | 0 | 0 | 0 | 0 | 0 | 0 | 0 | 0
NonRTO_Midwest_2_MISO_IN | NonRTO_Midwest | MISO_IN | 2030 | B8 | 500 | 0 | 4450 | 0 | 0 | 0 | 0 | 0 | 0 | 0 | 0 | 0 | 0 | 0
NonRTO_Midwest_2_MISO_IN | NonRTO_Midwest | MISO_IN | 2030 | B9 | 800 | 0 | 4450 | 0 | 0 | 0 | 0 | 0 | 0 | 0 | 0 | 0 | 0 | 0
NonRTO_Midwest_2_MISO_IN | NonRTO_Midwest | MISO_IN | 2030 | B10 | 1262 | 0 | 4450 | 0 | 0 | 0 | 0 | 0 | 0 | 0 | 0 | 0 | 0 | 0
NonRTO_Midwest_2_MISO_IN | NonRTO_Midwest | MISO_IN | 2030 | B11 | 25 | 0 | 4450 | 0 | 0 | 0 | 0 | 0 | 0 | 0 | 0 | 0 | 0 | 0
NonRTO_Midwest_2_MISO_IN | NonRTO_Midwest | MISO_IN | 2030 | B12 | 200 | 0 | 4450 | 0 | 0 | 0 | 0 | 0 | 0 | 0 | 0 | 0 | 0 | 0
NonRTO_Midwest_2_MISO_IN | NonRTO_Midwest | MISO_IN | 2030 | B13 | 600 | 0 | 4450 | 0 | 0 | 0 | 0 | 0 | 0 | 0 | 0 | 0 | 0 | 0
NonRTO_Midwest_2_MISO_IN | NonRTO_Midwest | MISO_IN | 2030 | B14 | 900 | 0 | 4450 | 0 | 0 | 0 | 0 | 0 | 0 | 0 | 0 | 0 | 0 | 0
NonRTO_Midwest_2_MISO_IN | NonRTO_Midwest | MISO_IN | 2030 | B15 | 1203 | 0 | 4450 | 0 | 0 | 0 | 0 | 0 | 0 | 0 | 0 | 0 | 0 | 0
NonRTO_Midwest_2_MISO_IN | NonRTO_Midwest | MISO_IN | 2030 | B16 | 25 | 0 | 4450 | 0 | 0 | 0 | 0 | 0 | 0 | 0 | 0 | 0 | 0 | 0
NonRTO_Midwest_2_MISO_IN | NonRTO_Midwest | MISO_IN | 2030 | B17 | 100 | 0 | 4450 | 0 | 0 | 0 | 0 | 0 | 0 | 0 | 0 | 0 | 0 | 0
NonRTO_Midwest_2_MISO_IN | NonRTO_Midwest | MISO_IN | 2030 | B18 | 400 | 0 | 4450 | 0 | 0 | 0 | 0 | 0 | 0 | 0 | 0 | 0 | 0 | 0
NonRTO_Midwest_2_MISO_IN | NonRTO_Midwest | MISO_IN | 2030 | B19 | 700 | 0 | 4450 | 0 | 0 | 0 | 0 | 0 | 0 | 0 | 0 | 0 | 0 | 0
NonRTO_Midwest_2_MISO_IN | NonRTO_Midwest | MISO_IN | 2030 | B20 | 935 | 0 | 4450 | 0 | 0 | 0 | 0 | 0 | 0 | 0 | 0 | 0 | 0 | 0
NonRTO_Midwest_2_MISO_IN | NonRTO_Midwest | MISO_IN | 2035 | B1 | 10 | 0 | 4450 | 392.2 | 0 | 0 | 0 | 0 | 0 | 0 | 0 | 0 | 0 | 0
NonRTO_Midwest_2_MISO_IN | NonRTO_Midwest | MISO_IN | 2035 | B2 | 25 | 0 | 4450 | 0 | 0 | 0 | 0 | 0 | 0 | 0 | 0 | 0 | 0 | 0
NonRTO_Midwest_2_MISO_IN | NonRTO_Midwest | MISO_IN | 2035 | B3 | 75 | 0 | 4450 | 0 | 0 | 0 | 0 | 0 | 0 | 0 | 0 | 0 | 0 | 0
NonRTO_Midwest_2_MISO_IN | NonRTO_Midwest | MISO_IN | 2035 | B4 | 100 | 0 | 4450 | 0 | 0 | 0 | 0 | 0 | 0 | 0 | 0 | 0 | 0 | 0
NonRTO_Midwest_2_MISO_IN | NonRTO_Midwest | MISO_IN | 2035 | B5 | 200 | 0 | 4450 | 0 | 0 | 0 | 0 | 0 | 0 | 0 | 0 | 0 | 0 | 0
NonRTO_Midwest_2_MISO_IN | NonRTO_Midwest | MISO_IN | 2035 | B6 | 300 | 0 | 4450 | 0 | 0 | 0 | 0 | 0 | 0 | 0 | 0 | 0 | 0 | 0
NonRTO_Midwest_2_MISO_IN | NonRTO_Midwest | MISO_IN | 2035 | B7 | 400 | 0 | 4450 | 0 | 0 | 0 | 0 | 0 | 0 | 0 | 0 | 0 | 0 | 0
NonRTO_Midwest_2_MISO_IN | NonRTO_Midwest | MISO_IN | 2035 | B8 | 500 | 0 | 4450 | 0 | 0 | 0 | 0 | 0 | 0 | 0 | 0 | 0 | 0 | 0
NonRTO_Midwest_2_MISO_IN | NonRTO_Midwest | MISO_IN | 2035 | B9 | 800 | 0 | 4450 | 0 | 0 | 0 | 0 | 0 | 0 | 0 | 0 | 0 | 0 | 0
NonRTO_Midwest_2_MISO_IN | NonRTO_Midwest | MISO_IN | 2035 | B10 | 1262 | 0 | 4450 | 0 | 0 | 0 | 0 | 0 | 0 | 0 | 0 | 0 | 0 | 0
NonRTO_Midwest_2_MISO_IN | NonRTO_Midwest | MISO_IN | 2035 | B11 | 25 | 0 | 4450 | 0 | 0 | 0 | 0 | 0 | 0 | 0 | 0 | 0 | 0 | 0
NonRTO_Midwest_2_MISO_IN | NonRTO_Midwest | MISO_IN | 2035 | B12 | 200 | 0 | 4450 | 0 | 0 | 0 | 0 | 0 | 0 | 0 | 0 | 0 | 0 | 0
NonRTO_Midwest_2_MISO_IN | NonRTO_Midwest | MISO_IN | 2035 | B13 | 600 | 0 | 4450 | 0 | 0 | 0 | 0 | 0 | 0 | 0 | 0 | 0 | 0 | 0
NonRTO_Midwest_2_MISO_IN | NonRTO_Midwest | MISO_IN | 2035 | B14 | 900 | 0 | 4450 | 0 | 0 | 0 | 0 | 0 | 0 | 0 | 0 | 0 | 0 | 0
NonRTO_Midwest_2_MISO_IN | NonRTO_Midwest | MISO_IN | 2035 | B15 | 1203 | 0 | 4450 | 0 | 0 | 0 | 0 | 0 | 0 | 0 | 0 | 0 | 0 | 0
NonRTO_Midwest_2_MISO_IN | NonRTO_Midwest | MISO_IN | 2035 | B16 | 25 | 0 | 4450 | 0 | 0 | 0 | 0 | 0 | 0 | 0 | 0 | 0 | 0 | 0
NonRTO_Midwest_2_MISO_IN | NonRTO_Midwest | MISO_IN | 2035 | B17 | 100 | 0 | 4450 | 0 | 0 | 0 | 0 | 0 | 0 | 0 | 0 | 0 | 0 | 0
NonRTO_Midwest_2_MISO_IN | NonRTO_Midwest | MISO_IN | 2035 | B18 | 400 | 0 | 4450 | 0 | 0 | 0 | 0 | 0 | 0 | 0 | 0 | 0 | 0 | 0
NonRTO_Midwest_2_MISO_IN | NonRTO_Midwest | MISO_IN | 2035 | B19 | 700 | 0 | 4450 | 0 | 0 | 0 | 0 | 0 | 0 | 0 | 0 | 0 | 0 | 0
NonRTO_Midwest_2_MISO_IN | NonRTO_Midwest | MISO_IN | 2035 | B20 | 935 | 0 | 4450 | 0 | 0 | 0 | 0 | 0 | 0 | 0 | 0 | 0 | 0 | 0
NonRTO_Midwest_2_MISO_IN | NonRTO_Midwest | MISO_IN | 2040 | B1 | 10 | 0 | 4450 | 412.91 | 0 | 0 | 0 | 0 | 0 | 0 | 0 | 0 | 0 | 0
NonRTO_Midwest_2_MISO_IN | NonRTO_Midwest | MISO_IN | 2040 | B2 | 25 | 0 | 4450 | 0 | 0 | 0 | 0 | 0 | 0 | 0 | 0 | 0 | 0 | 0
NonRTO_Midwest_2_MISO_IN | NonRTO_Midwest | MISO_IN | 2040 | B3 | 75 | 0 | 4450 | 0 | 0 | 0 | 0 | 0 | 0 | 0 | 0 | 0 | 0 | 0
NonRTO_Midwest_2_MISO_IN | NonRTO_Midwest | MISO_IN | 2040 | B4 | 100 | 0 | 4450 | 0 | 0 | 0 | 0 | 0 | 0 | 0 | 0 | 0 | 0 | 0
NonRTO_Midwest_2_MISO_IN | NonRTO_Midwest | MISO_IN | 2040 | B5 | 200 | 0 | 4450 | 0 | 0 | 0 | 0 | 0 | 0 | 0 | 0 | 0 | 0 | 0
NonRTO_Midwest_2_MISO_IN | NonRTO_Midwest | MISO_IN | 2040 | B6 | 300 | 0 | 4450 | 0 | 0 | 0 | 0 | 0 | 0 | 0 | 0 | 0 | 0 | 0
NonRTO_Midwest_2_MISO_IN | NonRTO_Midwest | MISO_IN | 2040 | B7 | 400 | 0 | 4450 | 0 | 0 | 0 | 0 | 0 | 0 | 0 | 0 | 0 | 0 | 0
NonRTO_Midwest_2_MISO_IN | NonRTO_Midwest | MISO_IN | 2040 | B8 | 500 | 0 | 4450 | 0 | 0 | 0 | 0 | 0 | 0 | 0 | 0 | 0 | 0 | 0
NonRTO_Midwest_2_MISO_IN | NonRTO_Midwest | MISO_IN | 2040 | B9 | 800 | 0 | 4450 | 0 | 0 | 0 | 0 | 0 | 0 | 0 | 0 | 0 | 0 | 0
NonRTO_Midwest_2_MISO_IN | NonRTO_Midwest | MISO_IN | 2040 | B10 | 1262 | 0 | 4450 | 0 | 0 | 0 | 0 | 0 | 0 | 0 | 0 | 0 | 0 | 0
NonRTO_Midwest_2_MISO_IN | NonRTO_Midwest | MISO_IN | 2040 | B11 | 25 | 0 | 4450 | 0 | 0 | 0 | 0 | 0 | 0 | 0 | 0 | 0 | 0 | 0
NonRTO_Midwest_2_MISO_IN | NonRTO_Midwest | MISO_IN | 2040 | B12 | 200 | 0 | 4450 | 0 | 0 | 0 | 0 | 0 | 0 | 0 | 0 | 0 | 0 | 0
NonRTO_Midwest_2_MISO_IN | NonRTO_Midwest | MISO_IN | 2040 | B13 | 600 | 0 | 4450 | 0 | 0 | 0 | 0 | 0 | 0 | 0 | 0 | 0 | 0 | 0
NonRTO_Midwest_2_MISO_IN | NonRTO_Midwest | MISO_IN | 2040 | B14 | 900 | 0 | 4450 | 0 | 0 | 0 | 0 | 0 | 0 | 0 | 0 | 0 | 0 | 0
NonRTO_Midwest_2_MISO_IN | NonRTO_Midwest | MISO_IN | 2040 | B15 | 1203 | 0 | 4450 | 0 | 0 | 0 | 0 | 0 | 0 | 0 | 0 | 0 | 0 | 0
NonRTO_Midwest_2_MISO_IN | NonRTO_Midwest | MISO_IN | 2040 | B16 | 25 | 0 | 4450 | 0 | 0 | 0 | 0 | 0 | 0 | 0 | 0 | 0 | 0 | 0
NonRTO_Midwest_2_MISO_IN | NonRTO_Midwest | MISO_IN | 2040 | B17 | 100 | 0 | 4450 | 0 | 0 | 0 | 0 | 0 | 0 | 0 | 0 | 0 | 0 | 0
NonRTO_Midwest_2_MISO_IN | NonRTO_Midwest | MISO_IN | 2040 | B18 | 400 | 0 | 4450 | 0 | 0 | 0 | 0 | 0 | 0 | 0 | 0 | 0 | 0 | 0
NonRTO_Midwest_2_MISO_IN | NonRTO_Midwest | MISO_IN | 2040 | B19 | 700 | 0 | 4450 | 0 | 0 | 0 | 0 | 0 | 0 | 0 | 0 | 0 | 0 | 0
NonRTO_Midwest_2_MISO_IN | NonRTO_Midwest | MISO_IN | 2040 | B20 | 935 | 0 | 4450 | 0 | 0 | 0 | 0 | 0 | 0 | 0 | 0 | 0 | 0 | 0
NonRTO_Midwest_2_MISO_IN | NonRTO_Midwest | MISO_IN | 2045 | B1 | 10 | 0 | 4450 | 471.05 | 0 | 0 | 0 | 0 | 0 | 0 | 0 | 0 | 0 | 0
NonRTO_Midwest_2_MISO_IN | NonRTO_Midwest | MISO_IN | 2045 | B2 | 25 | 0 | 4450 | 0 | 0 | 0 | 0 | 0 | 0 | 0 | 0 | 0 | 0 | 0
NonRTO_Midwest_2_MISO_IN | NonRTO_Midwest | MISO_IN | 2045 | B3 | 75 | 0 | 4450 | 0 | 0 | 0 | 0 | 0 | 0 | 0 | 0 | 0 | 0 | 0
NonRTO_Midwest_2_MISO_IN | NonRTO_Midwest | MISO_IN | 2045 | B4 | 100 | 0 | 4450 | 0 | 0 | 0 | 0 | 0 | 0 | 0 | 0 | 0 | 0 | 0
NonRTO_Midwest_2_MISO_IN | NonRTO_Midwest | MISO_IN | 2045 | B5 | 200 | 0 | 4450 | 0 | 0 | 0 | 0 | 0 | 0 | 0 | 0 | 0 | 0 | 0
NonRTO_Midwest_2_MISO_IN | NonRTO_Midwest | MISO_IN | 2045 | B6 | 300 | 0 | 4450 | 0 | 0 | 0 | 0 | 0 | 0 | 0 | 0 | 0 | 0 | 0
NonRTO_Midwest_2_MISO_IN | NonRTO_Midwest | MISO_IN | 2045 | B7 | 400 | 0 | 4450 | 0 | 0 | 0 | 0 | 0 | 0 | 0 | 0 | 0 | 0 | 0
NonRTO_Midwest_2_MISO_IN | NonRTO_Midwest | MISO_IN | 2045 | B8 | 500 | 0 | 4450 | 0 | 0 | 0 | 0 | 0 | 0 | 0 | 0 | 0 | 0 | 0
NonRTO_Midwest_2_MISO_IN | NonRTO_Midwest | MISO_IN | 2045 | B9 | 800 | 0 | 4450 | 0 | 0 | 0 | 0 | 0 | 0 | 0 | 0 | 0 | 0 | 0
NonRTO_Midwest_2_MISO_IN | NonRTO_Midwest | MISO_IN | 2045 | B10 | 1262 | 0 | 4450 | 548.28 | 0 | 0 | 0 | 0 | 0 | 0 | 0 | 0 | 0 | 0
NonRTO_Midwest_2_MISO_IN | NonRTO_Midwest | MISO_IN | 2045 | B11 | 25 | 0 | 4450 | 0 | 0 | 0 | 0 | 0 | 0 | 0 | 0 | 0 | 0 | 0
NonRTO_Midwest_2_MISO_IN | NonRTO_Midwest | MISO_IN | 2045 | B12 | 200 | 0 | 4450 | 0 | 0 | 0 | 0 | 0 | 0 | 0 | 0 | 0 | 0 | 0
NonRTO_Midwest_2_MISO_IN | NonRTO_Midwest | MISO_IN | 2045 | B13 | 600 | 0 | 4450 | 0 | 0 | 0 | 0 | 0 | 0 | 0 | 0 | 0 | 0 | 0
NonRTO_Midwest_2_MISO_IN | NonRTO_Midwest | MISO_IN | 2045 | B14 | 900 | 0 | 4450 | 0 | 0 | 0 | 0 | 0 | 0 | 0 | 0 | 0 | 0 | 0
NonRTO_Midwest_2_MISO_IN | NonRTO_Midwest | MISO_IN | 2045 | B15 | 1203 | 0 | 4450 | 0 | 0 | 0 | 0 | 0 | 0 | 0 | 0 | 0 | 0 | 0
NonRTO_Midwest_2_MISO_IN | NonRTO_Midwest | MISO_IN | 2045 | B16 | 25 | 0 | 4450 | 0 | 0 | 0 | 0 | 0 | 0 | 0 | 0 | 0 | 0 | 0
NonRTO_Midwest_2_MISO_IN | NonRTO_Midwest | MISO_IN | 2045 | B17 | 100 | 0 | 4450 | 0 | 0 | 0 | 0 | 0 | 0 | 0 | 0 | 0 | 0 | 0
NonRTO_Midwest_2_MISO_IN | NonRTO_Midwest | MISO_IN | 2045 | B18 | 400 | 0 | 4450 | 0 | 0 | 0 | 0 | 0 | 0 | 0 | 0 | 0 | 0 | 0
NonRTO_Midwest_2_MISO_IN | NonRTO_Midwest | MISO_IN | 2045 | B19 | 700 | 0 | 4450 | 0 | 0 | 0 | 0 | 0 | 0 | 0 | 0 | 0 | 0 | 0
NonRTO_Midwest_2_MISO_IN | NonRTO_Midwest | MISO_IN | 2045 | B20 | 935 | 0 | 4450 | 0 | 0 | 0 | 0 | 0 | 0 | 0 | 0 | 0 | 0 | 0
NonRTO_Midwest_2_MISO_IN | NonRTO_Midwest | MISO_IN | 2050 | B1 | 10 | 0 | 4450 | 467.37 | 0 | 0 | 0 | 0 | 0 | 0 | 0 | 0 | 0 | 0
NonRTO_Midwest_2_MISO_IN | NonRTO_Midwest | MISO_IN | 2050 | B2 | 25 | 0 | 4450 | 0 | 0 | 0 | 0 | 0 | 0 | 0 | 0 | 0 | 0 | 0
NonRTO_Midwest_2_MISO_IN | NonRTO_Midwest | MISO_IN | 2050 | B3 | 75 | 0 | 4450 | 0 | 0 | 0 | 0 | 0 | 0 | 0 | 0 | 0 | 0 | 0
NonRTO_Midwest_2_MISO_IN | NonRTO_Midwest | MISO_IN | 2050 | B4 | 100 | 0 | 4450 | 0 | 0 | 0 | 0 | 0 | 0 | 0 | 0 | 0 | 0 | 0
NonRTO_Midwest_2_MISO_IN | NonRTO_Midwest | MISO_IN | 2050 | B5 | 200 | 0 | 4450 | 0 | 0 | 0 | 0 | 0 | 0 | 0 | 0 | 0 | 0 | 0
NonRTO_Midwest_2_MISO_IN | NonRTO_Midwest | MISO_IN | 2050 | B6 | 300 | 0 | 4450 | 0 | 0 | 0 | 0 | 0 | 0 | 0 | 0 | 0 | 0 | 0
NonRTO_Midwest_2_MISO_IN | NonRTO_Midwest | MISO_IN | 2050 | B7 | 400 | 0 | 4450 | 0 | 0 | 0 | 0 | 0 | 0 | 0 | 0 | 0 | 0 | 0
NonRTO_Midwest_2_MISO_IN | NonRTO_Midwest | MISO_IN | 2050 | B8 | 500 | 0 | 4450 | 0 | 0 | 0 | 0 | 0 | 0 | 0 | 0 | 0 | 0 | 0
NonRTO_Midwest_2_MISO_IN | NonRTO_Midwest | MISO_IN | 2050 | B9 | 800 | 0 | 4450 | 0 | 0 | 0 | 0 | 0 | 0 | 0 | 0 | 0 | 0 | 0
NonRTO_Midwest_2_MISO_IN | NonRTO_Midwest | MISO_IN | 2050 | B10 | 1262 | 0 | 4450 | 551.82 | 0 | 0 | 0 | 0 | 0 | 0 | 0 | 0 | 0 | 0
NonRTO_Midwest_2_MISO_IN | NonRTO_Midwest | MISO_IN | 2050 | B11 | 25 | 0 | 4450 | 0 | 0 | 0 | 0 | 0 | 0 | 0 | 0 | 0 | 0 | 0
NonRTO_Midwest_2_MISO_IN | NonRTO_Midwest | MISO_IN | 2050 | B12 | 200 | 0 | 4450 | 0 | 0 | 0 | 0 | 0 | 0 | 0 | 0 | 0 | 0 | 0
NonRTO_Midwest_2_MISO_IN | NonRTO_Midwest | MISO_IN | 2050 | B13 | 600 | 0 | 4450 | 0 | 0 | 0 | 0 | 0 | 0 | 0 | 0 | 0 | 0 | 0
NonRTO_Midwest_2_MISO_IN | NonRTO_Midwest | MISO_IN | 2050 | B14 | 900 | 0 | 4450 | 0 | 0 | 0 | 0 | 0 | 0 | 0 | 0 | 0 | 0 | 0
NonRTO_Midwest_2_MISO_IN | NonRTO_Midwest | MISO_IN | 2050 | B15 | 1203 | 0 | 4450 | 0 | 0 | 0 | 0 | 0 | 0 | 0 | 0 | 0 | 0 | 0
NonRTO_Midwest_2_MISO_IN | NonRTO_Midwest | MISO_IN | 2050 | B16 | 25 | 0 | 4450 | 0 | 0 | 0 | 0 | 0 | 0 | 0 | 0 | 0 | 0 | 0
NonRTO_Midwest_2_MISO_IN | NonRTO_Midwest | MISO_IN | 2050 | B17 | 100 | 0 | 4450 | 0 | 0 | 0 | 0 | 0 | 0 | 0 | 0 | 0 | 0 | 0
NonRTO_Midwest_2_MISO_IN | NonRTO_Midwest | MISO_IN | 2050 | B18 | 400 | 0 | 4450 | 0 | 0 | 0 | 0 | 0 | 0 | 0 | 0 | 0 | 0 | 0
NonRTO_Midwest_2_MISO_IN | NonRTO_Midwest | MISO_IN | 2050 | B19 | 700 | 0 | 4450 | 0 | 0 | 0 | 0 | 0 | 0 | 0 | 0 | 0 | 0 | 0
NonRTO_Midwest_2_MISO_IN | NonRTO_Midwest | MISO_IN | 2050 | B20 | 935 | 0 | 4450 | 733.41 | 0 | 0 | 0 | 0 | 0 | 0 | 0 | 0 | 0 | 0
NonRTO_Midwest_2_TVA_Transmission | NonRTO_Midwest | TVA_Transmission | 2015 | B1 | 10 | 0 | 2400 | 0 | 0 | 0 | 0 | 0 | 0 | 0 | 0 | 0 | 0 | 0
NonRTO_Midwest_2_TVA_Transmission | NonRTO_Midwest | TVA_Transmission | 2015 | B2 | 25 | 0 | 2400 | 0 | 0 | 0 | 0 | 0 | 0 | 0 | 0 | 0 | 0 | 0
NonRTO_Midwest_2_TVA_Transmission | NonRTO_Midwest | TVA_Transmission | 2015 | B3 | 75 | 0 | 2400 | 0 | 0 | 0 | 0 | 0 | 0 | 0 | 0 | 0 | 0 | 0
NonRTO_Midwest_2_TVA_Transmission | NonRTO_Midwest | TVA_Transmission | 2015 | B4 | 100 | 0 | 2400 | 0 | 0 | 0 | 0 | 0 | 0 | 0 | 0 | 0 | 0 | 0
NonRTO_Midwest_2_TVA_Transmission | NonRTO_Midwest | TVA_Transmission | 2015 | B5 | 200 | 0 | 2400 | 0 | 0 | 0 | 0 | 0 | 0 | 0 | 0 | 0 | 0 | 0
NonRTO_Midwest_2_TVA_Transmission | NonRTO_Midwest | TVA_Transmission | 2015 | B6 | 300 | 0 | 2400 | 0 | 0 | 0 | 0 | 0 | 0 | 0 | 0 | 0 | 0 | 0
NonRTO_Midwest_2_TVA_Transmission | NonRTO_Midwest | TVA_Transmission | 2015 | B7 | 400 | 0 | 2400 | 0 | 0 | 0 | 0 | 0 | 0 | 0 | 0 | 0 | 0 | 0
NonRTO_Midwest_2_TVA_Transmission | NonRTO_Midwest | TVA_Transmission | 2015 | B8 | 500 | 0 | 2400 | 0 | 0 | 0 | 0 | 0 | 0 | 0 | 0 | 0 | 0 | 0
NonRTO_Midwest_2_TVA_Transmission | NonRTO_Midwest | TVA_Transmission | 2015 | B9 | 800 | 0 | 2400 | 0 | 0 | 0 | 0 | 0 | 0 | 0 | 0 | 0 | 0 | 0
NonRTO_Midwest_2_TVA_Transmission | NonRTO_Midwest | TVA_Transmission | 2015 | B10 | 1262 | 0 | 2400 | 0 | 0 | 0 | 0 | 0 | 0 | 0 | 0 | 0 | 0 | 0
NonRTO_Midwest_2_TVA_Transmission | NonRTO_Midwest | TVA_Transmission | 2015 | B11 | 25 | 0 | 2400 | 0 | 0 | 0 | 0 | 0 | 0 | 0 | 0 | 0 | 0 | 0
NonRTO_Midwest_2_TVA_Transmission | NonRTO_Midwest | TVA_Transmission | 2015 | B12 | 200 | 0 | 2400 | 0 | 0 | 0 | 0 | 0 | 0 | 0 | 0 | 0 | 0 | 0
NonRTO_Midwest_2_TVA_Transmission | NonRTO_Midwest | TVA_Transmission | 2015 | B13 | 600 | 0 | 2400 | 0 | 0 | 0 | 0 | 0 | 0 | 0 | 0 | 0 | 0 | 0
NonRTO_Midwest_2_TVA_Transmission | NonRTO_Midwest | TVA_Transmission | 2015 | B14 | 900 | 0 | 2400 | 0 | 0 | 0 | 0 | 0 | 0 | 0 | 0 | 0 | 0 | 0
NonRTO_Midwest_2_TVA_Transmission | NonRTO_Midwest | TVA_Transmission | 2015 | B15 | 1203 | 0 | 2400 | 0 | 0 | 0 | 0 | 0 | 0 | 0 | 0 | 0 | 0 | 0
NonRTO_Midwest_2_TVA_Transmission | NonRTO_Midwest | TVA_Transmission | 2015 | B16 | 25 | 0 | 2400 | 0 | 0 | 0 | 0 | 0 | 0 | 0 | 0 | 0 | 0 | 0
NonRTO_Midwest_2_TVA_Transmission | NonRTO_Midwest | TVA_Transmission | 2015 | B17 | 100 | 0 | 2400 | 0 | 0 | 0 | 0 | 0 | 0 | 0 | 0 | 0 | 0 | 0
NonRTO_Midwest_2_TVA_Transmission | NonRTO_Midwest | TVA_Transmission | 2015 | B18 | 400 | 0 | 2400 | 0 | 0 | 0 | 0 | 0 | 0 | 0 | 0 | 0 | 0 | 0
NonRTO_Midwest_2_TVA_Transmission | NonRTO_Midwest | TVA_Transmission | 2015 | B19 | 700 | 0 | 2400 | 0 | 0 | 0 | 0 | 0 | 0 | 0 | 0 | 0 | 0 | 0
NonRTO_Midwest_2_TVA_Transmission | NonRTO_Midwest | TVA_Transmission | 2015 | B20 | 935 | 0 | 2400 | 0 | 0 | 0 | 0 | 0 | 0 | 0 | 0 | 0 | 0 | 0
NonRTO_Midwest_2_TVA_Transmission | NonRTO_Midwest | TVA_Transmission | 2020 | B1 | 10 | 0 | 2400 | 0 | 0 | 0 | 0 | 0 | 0 | 0 | 0 | 0 | 0 | 0
NonRTO_Midwest_2_TVA_Transmission | NonRTO_Midwest | TVA_Transmission | 2020 | B2 | 25 | 0 | 2400 | 0 | 0 | 0 | 0 | 0 | 0 | 0 | 0 | 0 | 0 | 0
NonRTO_Midwest_2_TVA_Transmission | NonRTO_Midwest | TVA_Transmission | 2020 | B3 | 75 | 0 | 2400 | 0 | 0 | 0 | 0 | 0 | 0 | 0 | 0 | 0 | 0 | 0
NonRTO_Midwest_2_TVA_Transmission | NonRTO_Midwest | TVA_Transmission | 2020 | B4 | 100 | 0 | 2400 | 0 | 0 | 0 | 0 | 0 | 0 | 0 | 0 | 0 | 0 | 0
NonRTO_Midwest_2_TVA_Transmission | NonRTO_Midwest | TVA_Transmission | 2020 | B5 | 200 | 0 | 2400 | 0 | 0 | 0 | 0 | 0 | 0 | 0 | 0 | 0 | 0 | 0
NonRTO_Midwest_2_TVA_Transmission | NonRTO_Midwest | TVA_Transmission | 2020 | B6 | 300 | 0 | 2400 | 0 | 0 | 0 | 0 | 0 | 0 | 0 | 0 | 0 | 0 | 0
NonRTO_Midwest_2_TVA_Transmission | NonRTO_Midwest | TVA_Transmission | 2020 | B7 | 400 | 0 | 2400 | 0 | 0 | 0 | 0 | 0 | 0 | 0 | 0 | 0 | 0 | 0
NonRTO_Midwest_2_TVA_Transmission | NonRTO_Midwest | TVA_Transmission | 2020 | B8 | 500 | 0 | 2400 | 0 | 0 | 0 | 0 | 0 | 0 | 0 | 0 | 0 | 0 | 0
NonRTO_Midwest_2_TVA_Transmission | NonRTO_Midwest | TVA_Transmission | 2020 | B9 | 800 | 0 | 2400 | 0 | 0 | 0 | 0 | 0 | 0 | 0 | 0 | 0 | 0 | 0
NonRTO_Midwest_2_TVA_Transmission | NonRTO_Midwest | TVA_Transmission | 2020 | B10 | 1262 | 0 | 2400 | 0 | 0 | 0 | 0 | 0 | 0 | 0 | 0 | 0 | 0 | 0
NonRTO_Midwest_2_TVA_Transmission | NonRTO_Midwest | TVA_Transmission | 2020 | B11 | 25 | 0 | 2400 | 0 | 0 | 0 | 0 | 0 | 0 | 0 | 0 | 0 | 0 | 0
NonRTO_Midwest_2_TVA_Transmission | NonRTO_Midwest | TVA_Transmission | 2020 | B12 | 200 | 0 | 2400 | 0 | 0 | 0 | 0 | 0 | 0 | 0 | 0 | 0 | 0 | 0
NonRTO_Midwest_2_TVA_Transmission | NonRTO_Midwest | TVA_Transmission | 2020 | B13 | 600 | 0 | 2400 | 0 | 0 | 0 | 0 | 0 | 0 | 0 | 0 | 0 | 0 | 0
NonRTO_Midwest_2_TVA_Transmission | NonRTO_Midwest | TVA_Transmission | 2020 | B14 | 900 | 0 | 2400 | 0 | 0 | 0 | 0 | 0 | 0 | 0 | 0 | 0 | 0 | 0
NonRTO_Midwest_2_TVA_Transmission | NonRTO_Midwest | TVA_Transmission | 2020 | B15 | 1203 | 0 | 2400 | 0 | 0 | 0 | 0 | 0 | 0 | 0 | 0 | 0 | 0 | 0
NonRTO_Midwest_2_TVA_Transmission | NonRTO_Midwest | TVA_Transmission | 2020 | B16 | 25 | 0 | 2400 | 0 | 0 | 0 | 0 | 0 | 0 | 0 | 0 | 0 | 0 | 0
NonRTO_Midwest_2_TVA_Transmission | NonRTO_Midwest | TVA_Transmission | 2020 | B17 | 100 | 0 | 2400 | 0 | 0 | 0 | 0 | 0 | 0 | 0 | 0 | 0 | 0 | 0
NonRTO_Midwest_2_TVA_Transmission | NonRTO_Midwest | TVA_Transmission | 2020 | B18 | 400 | 0 | 2400 | 0 | 0 | 0 | 0 | 0 | 0 | 0 | 0 | 0 | 0 | 0
NonRTO_Midwest_2_TVA_Transmission | NonRTO_Midwest | TVA_Transmission | 2020 | B19 | 700 | 0 | 2400 | 0 | 0 | 0 | 0 | 0 | 0 | 0 | 0 | 0 | 0 | 0
NonRTO_Midwest_2_TVA_Transmission | NonRTO_Midwest | TVA_Transmission | 2020 | B20 | 935 | 0 | 2400 | 0 | 0 | 0 | 0 | 0 | 0 | 0 | 0 | 0 | 0 | 0
NonRTO_Midwest_2_TVA_Transmission | NonRTO_Midwest | TVA_Transmission | 2025 | B1 | 10 | 0 | 2400 | 0 | 0 | 0 | 0 | 0 | 0 | 0 | 0 | 0 | 0 | 0
NonRTO_Midwest_2_TVA_Transmission | NonRTO_Midwest | TVA_Transmission | 2025 | B2 | 25 | 0 | 2400 | 0 | 0 | 0 | 0 | 0 | 0 | 0 | 0 | 0 | 0 | 0
NonRTO_Midwest_2_TVA_Transmission | NonRTO_Midwest | TVA_Transmission | 2025 | B3 | 75 | 0 | 2400 | 0 | 0 | 0 | 0 | 0 | 0 | 0 | 0 | 0 | 0 | 0
NonRTO_Midwest_2_TVA_Transmission | NonRTO_Midwest | TVA_Transmission | 2025 | B4 | 100 | 0 | 2400 | 0 | 0 | 0 | 0 | 0 | 0 | 0 | 0 | 0 | 0 | 0
NonRTO_Midwest_2_TVA_Transmission | NonRTO_Midwest | TVA_Transmission | 2025 | B5 | 200 | 0 | 2400 | 0 | 0 | 0 | 0 | 0 | 0 | 0 | 0 | 0 | 0 | 0
NonRTO_Midwest_2_TVA_Transmission | NonRTO_Midwest | TVA_Transmission | 2025 | B6 | 300 | 0 | 2400 | 0 | 0 | 0 | 0 | 0 | 0 | 0 | 0 | 0 | 0 | 0
NonRTO_Midwest_2_TVA_Transmission | NonRTO_Midwest | TVA_Transmission | 2025 | B7 | 400 | 0 | 2400 | 0 | 0 | 0 | 0 | 0 | 0 | 0 | 0 | 0 | 0 | 0
NonRTO_Midwest_2_TVA_Transmission | NonRTO_Midwest | TVA_Transmission | 2025 | B8 | 500 | 0 | 2400 | 0 | 0 | 0 | 0 | 0 | 0 | 0 | 0 | 0 | 0 | 0
NonRTO_Midwest_2_TVA_Transmission | NonRTO_Midwest | TVA_Transmission | 2025 | B9 | 800 | 0 | 2400 | 37.6 | 0 | 0 | 0 | 0 | 0 | 0 | 0 | 0 | 0 | 0
NonRTO_Midwest_2_TVA_Transmission | NonRTO_Midwest | TVA_Transmission | 2025 | B10 | 1262 | 0 | 2400 | 0 | 0 | 0 | 0 | 0 | 0 | 0 | 0 | 0 | 0 | 0
NonRTO_Midwest_2_TVA_Transmission | NonRTO_Midwest | TVA_Transmission | 2025 | B11 | 25 | 0 | 2400 | 0 | 0 | 0 | 0 | 0 | 0 | 0 | 0 | 0 | 0 | 0
NonRTO_Midwest_2_TVA_Transmission | NonRTO_Midwest | TVA_Transmission | 2025 | B12 | 200 | 0 | 2400 | 0 | 0 | 0 | 0 | 0 | 0 | 0 | 0 | 0 | 0 | 0
NonRTO_Midwest_2_TVA_Transmission | NonRTO_Midwest | TVA_Transmission | 2025 | B13 | 600 | 0 | 2400 | 0 | 0 | 0 | 0 | 0 | 0 | 0 | 0 | 0 | 0 | 0
NonRTO_Midwest_2_TVA_Transmission | NonRTO_Midwest | TVA_Transmission | 2025 | B14 | 900 | 0 | 2400 | 0 | 0 | 0 | 0 | 0 | 0 | 0 | 0 | 0 | 0 | 0
NonRTO_Midwest_2_TVA_Transmission | NonRTO_Midwest | TVA_Transmission | 2025 | B15 | 1203 | 0 | 2400 | 45.01 | 0 | 0 | 0 | 0 | 0 | 0 | 0 | 0 | 0 | 0
NonRTO_Midwest_2_TVA_Transmission | NonRTO_Midwest | TVA_Transmission | 2025 | B16 | 25 | 0 | 2400 | 0 | 0 | 0 | 0 | 0 | 0 | 0 | 0 | 0 | 0 | 0
NonRTO_Midwest_2_TVA_Transmission | NonRTO_Midwest | TVA_Transmission | 2025 | B17 | 100 | 0 | 2400 | 0 | 0 | 0 | 0 | 0 | 0 | 0 | 0 | 0 | 0 | 0
NonRTO_Midwest_2_TVA_Transmission | NonRTO_Midwest | TVA_Transmission | 2025 | B18 | 400 | 0 | 2400 | 0 | 0 | 0 | 0 | 0 | 0 | 0 | 0 | 0 | 0 | 0
NonRTO_Midwest_2_TVA_Transmission | NonRTO_Midwest | TVA_Transmission | 2025 | B19 | 700 | 0 | 2400 | 0 | 0 | 0 | 0 | 0 | 0 | 0 | 0 | 0 | 0 | 0
NonRTO_Midwest_2_TVA_Transmission | NonRTO_Midwest | TVA_Transmission | 2025 | B20 | 935 | 0 | 2400 | 0 | 0 | 172.15 | 0 | 0 | 0 | 0 | 0 | 0 | 0 | 0
NonRTO_Midwest_2_TVA_Transmission | NonRTO_Midwest | TVA_Transmission | 2030 | B1 | 10 | 0 | 2400 | 403.4 | 0 | 0 | 0 | 0 | 0 | 0 | 0 | 0 | 0 | 0
NonRTO_Midwest_2_TVA_Transmission | NonRTO_Midwest | TVA_Transmission | 2030 | B2 | 25 | 0 | 2400 | 0 | 0 | 0 | 0 | 0 | 0 | 0 | 0 | 0 | 0 | 0
NonRTO_Midwest_2_TVA_Transmission | NonRTO_Midwest | TVA_Transmission | 2030 | B3 | 75 | 0 | 2400 | 0 | 0 | 0 | 0 | 0 | 0 | 0 | 0 | 0 | 0 | 0
NonRTO_Midwest_2_TVA_Transmission | NonRTO_Midwest | TVA_Transmission | 2030 | B4 | 100 | 0 | 2400 | 0 | 0 | 0 | 0 | 0 | 0 | 0 | 0 | 0 | 0 | 0
NonRTO_Midwest_2_TVA_Transmission | NonRTO_Midwest | TVA_Transmission | 2030 | B5 | 200 | 0 | 2400 | 0 | 0 | 0 | 0 | 0 | 0 | 0 | 0 | 0 | 0 | 0
NonRTO_Midwest_2_TVA_Transmission | NonRTO_Midwest | TVA_Transmission | 2030 | B6 | 300 | 0 | 2400 | 0 | 0 | 0 | 0 | 0 | 0 | 0 | 0 | 0 | 0 | 0
NonRTO_Midwest_2_TVA_Transmission | NonRTO_Midwest | TVA_Transmission | 2030 | B7 | 400 | 0 | 2400 | 0 | 0 | 0 | 0 | 0 | 0 | 0 | 0 | 0 | 0 | 0
NonRTO_Midwest_2_TVA_Transmission | NonRTO_Midwest | TVA_Transmission | 2030 | B8 | 500 | 0 | 2400 | 0 | 0 | 0 | 0 | 0 | 0 | 0 | 0 | 0 | 0 | 0
NonRTO_Midwest_2_TVA_Transmission | NonRTO_Midwest | TVA_Transmission | 2030 | B9 | 800 | 0 | 2400 | 0 | 0 | 0 | 0 | 0 | 0 | 0 | 0 | 0 | 0 | 0
NonRTO_Midwest_2_TVA_Transmission | NonRTO_Midwest | TVA_Transmission | 2030 | B10 | 1262 | 0 | 2400 | 0 | 0 | 0 | 0 | 0 | 0 | 0 | 0 | 0 | 0 | 0
NonRTO_Midwest_2_TVA_Transmission | NonRTO_Midwest | TVA_Transmission | 2030 | B11 | 25 | 0 | 2400 | 0 | 0 | 0 | 0 | 0 | 0 | 0 | 0 | 0 | 0 | 0
NonRTO_Midwest_2_TVA_Transmission | NonRTO_Midwest | TVA_Transmission | 2030 | B12 | 200 | 0 | 2400 | 0 | 0 | 0 | 0 | 0 | 0 | 0 | 0 | 0 | 0 | 0
NonRTO_Midwest_2_TVA_Transmission | NonRTO_Midwest | TVA_Transmission | 2030 | B13 | 600 | 0 | 2400 | 0 | 0 | 0 | 0 | 0 | 0 | 0 | 0 | 0 | 0 | 0
NonRTO_Midwest_2_TVA_Transmission | NonRTO_Midwest | TVA_Transmission | 2030 | B14 | 900 | 0 | 2400 | 0 | 0 | 0 | 0 | 0 | 0 | 0 | 0 | 0 | 0 | 0
NonRTO_Midwest_2_TVA_Transmission | NonRTO_Midwest | TVA_Transmission | 2030 | B15 | 1203 | 0 | 2400 | 280.42 | 0 | 280.42 | 0 | 0 | 0 | 0 | 0 | 0 | 0 | 0
NonRTO_Midwest_2_TVA_Transmission | NonRTO_Midwest | TVA_Transmission | 2030 | B16 | 25 | 0 | 2400 | 0 | 0 | 0 | 0 | 0 | 0 | 0 | 0 | 0 | 0 | 0
NonRTO_Midwest_2_TVA_Transmission | NonRTO_Midwest | TVA_Transmission | 2030 | B17 | 100 | 0 | 2400 | 0 | 0 | 0 | 0 | 0 | 0 | 0 | 0 | 0 | 0 | 0
NonRTO_Midwest_2_TVA_Transmission | NonRTO_Midwest | TVA_Transmission | 2030 | B18 | 400 | 0 | 2400 | 0 | 0 | 0 | 0 | 0 | 0 | 0 | 0 | 0 | 0 | 0
NonRTO_Midwest_2_TVA_Transmission | NonRTO_Midwest | TVA_Transmission | 2030 | B19 | 700 | 0 | 2400 | 0 | 0 | 0 | 0 | 0 | 0 | 0 | 0 | 0 | 0 | 0
NonRTO_Midwest_2_TVA_Transmission | NonRTO_Midwest | TVA_Transmission | 2030 | B20 | 935 | 0 | 2400 | 369.6 | 0 | 369.6 | 0 | 0 | 0 | 0 | 0 | 0 | 0 | 0
NonRTO_Midwest_2_TVA_Transmission | NonRTO_Midwest | TVA_Transmission | 2035 | B1 | 10 | 0 | 2400 | 0 | 0 | 0 | 0 | 0 | 0 | 0 | 0 | 0 | 0 | 0
NonRTO_Midwest_2_TVA_Transmission | NonRTO_Midwest | TVA_Transmission | 2035 | B2 | 25 | 0 | 2400 | 0 | 0 | 0 | 0 | 0 | 0 | 0 | 0 | 0 | 0 | 0
NonRTO_Midwest_2_TVA_Transmission | NonRTO_Midwest | TVA_Transmission | 2035 | B3 | 75 | 0 | 2400 | 0 | 0 | 0 | 0 | 0 | 0 | 0 | 0 | 0 | 0 | 0
NonRTO_Midwest_2_TVA_Transmission | NonRTO_Midwest | TVA_Transmission | 2035 | B4 | 100 | 0 | 2400 | 0 | 0 | 0 | 0 | 0 | 0 | 0 | 0 | 0 | 0 | 0
NonRTO_Midwest_2_TVA_Transmission | NonRTO_Midwest | TVA_Transmission | 2035 | B5 | 200 | 0 | 2400 | 0 | 0 | 0 | 0 | 0 | 0 | 0 | 0 | 0 | 0 | 0
NonRTO_Midwest_2_TVA_Transmission | NonRTO_Midwest | TVA_Transmission | 2035 | B6 | 300 | 0 | 2400 | 0 | 0 | 0 | 0 | 0 | 0 | 0 | 0 | 0 | 0 | 0
NonRTO_Midwest_2_TVA_Transmission | NonRTO_Midwest | TVA_Transmission | 2035 | B7 | 400 | 0 | 2400 | 0 | 0 | 0 | 0 | 0 | 0 | 0 | 0 | 0 | 0 | 0
NonRTO_Midwest_2_TVA_Transmission | NonRTO_Midwest | TVA_Transmission | 2035 | B8 | 500 | 0 | 2400 | 0 | 0 | 0 | 0 | 0 | 0 | 0 | 0 | 0 | 0 | 0
NonRTO_Midwest_2_TVA_Transmission | NonRTO_Midwest | TVA_Transmission | 2035 | B9 | 800 | 0 | 2400 | 0 | 0 | 0 | 0 | 0 | 0 | 0 | 0 | 0 | 0 | 0
NonRTO_Midwest_2_TVA_Transmission | NonRTO_Midwest | TVA_Transmission | 2035 | B10 | 1262 | 0 | 2400 | 0 | 0 | 82.65 | 0 | 0 | 0 | 0 | 0 | 0 | 0 | 0
NonRTO_Midwest_2_TVA_Transmission | NonRTO_Midwest | TVA_Transmission | 2035 | B11 | 25 | 0 | 2400 | 0 | 0 | 0 | 0 | 0 | 0 | 0 | 0 | 0 | 0 | 0
NonRTO_Midwest_2_TVA_Transmission | NonRTO_Midwest | TVA_Transmission | 2035 | B12 | 200 | 0 | 2400 | 0 | 0 | 0 | 0 | 0 | 0 | 0 | 0 | 0 | 0 | 0
NonRTO_Midwest_2_TVA_Transmission | NonRTO_Midwest | TVA_Transmission | 2035 | B13 | 600 | 0 | 2400 | 0 | 0 | 0 | 0 | 0 | 0 | 0 | 0 | 0 | 0 | 0
NonRTO_Midwest_2_TVA_Transmission | NonRTO_Midwest | TVA_Transmission | 2035 | B14 | 900 | 0 | 2400 | 0 | 0 | 0 | 0 | 0 | 0 | 0 | 0 | 0 | 0 | 0
NonRTO_Midwest_2_TVA_Transmission | NonRTO_Midwest | TVA_Transmission | 2035 | B15 | 1203 | 0 | 2400 | 85.09 | 0 | 85.09 | 0 | 0 | 0 | 0 | 0 | 0 | 0 | 0
NonRTO_Midwest_2_TVA_Transmission | NonRTO_Midwest | TVA_Transmission | 2035 | B16 | 25 | 0 | 2400 | 0 | 0 | 0 | 0 | 0 | 0 | 0 | 0 | 0 | 0 | 0
NonRTO_Midwest_2_TVA_Transmission | NonRTO_Midwest | TVA_Transmission | 2035 | B17 | 100 | 0 | 2400 | 0 | 0 | 0 | 0 | 0 | 0 | 0 | 0 | 0 | 0 | 0
NonRTO_Midwest_2_TVA_Transmission | NonRTO_Midwest | TVA_Transmission | 2035 | B18 | 400 | 0 | 2400 | 0 | 0 | 0 | 0 | 0 | 0 | 0 | 0 | 0 | 0 | 0
NonRTO_Midwest_2_TVA_Transmission | NonRTO_Midwest | TVA_Transmission | 2035 | B19 | 700 | 0 | 2400 | 0 | 0 | 0 | 0 | 0 | 0 | 0 | 0 | 0 | 0 | 0
NonRTO_Midwest_2_TVA_Transmission | NonRTO_Midwest | TVA_Transmission | 2035 | B20 | 935 | 0 | 2400 | 1037.93 | 0 | 1037.93 | 0 | 0 | 0 | 0 | 0 | 0 | 0 | 0
NonRTO_Midwest_2_TVA_Transmission | NonRTO_Midwest | TVA_Transmission | 2040 | B1 | 10 | 0 | 2400 | 0 | 0 | 0 | 0 | 0 | 0 | 0 | 0 | 0 | 0 | 0
NonRTO_Midwest_2_TVA_Transmission | NonRTO_Midwest | TVA_Transmission | 2040 | B2 | 25 | 0 | 2400 | 0 | 0 | 0 | 0 | 0 | 0 | 0 | 0 | 0 | 0 | 0
NonRTO_Midwest_2_TVA_Transmission | NonRTO_Midwest | TVA_Transmission | 2040 | B3 | 75 | 0 | 2400 | 0 | 0 | 0 | 0 | 0 | 0 | 0 | 0 | 0 | 0 | 0
NonRTO_Midwest_2_TVA_Transmission | NonRTO_Midwest | TVA_Transmission | 2040 | B4 | 100 | 0 | 2400 | 0 | 0 | 0 | 0 | 0 | 0 | 0 | 0 | 0 | 0 | 0
NonRTO_Midwest_2_TVA_Transmission | NonRTO_Midwest | TVA_Transmission | 2040 | B5 | 200 | 0 | 2400 | 0 | 0 | 0 | 0 | 0 | 0 | 0 | 0 | 0 | 0 | 0
NonRTO_Midwest_2_TVA_Transmission | NonRTO_Midwest | TVA_Transmission | 2040 | B6 | 300 | 0 | 2400 | 0 | 0 | 0 | 0 | 0 | 0 | 0 | 0 | 0 | 0 | 0
NonRTO_Midwest_2_TVA_Transmission | NonRTO_Midwest | TVA_Transmission | 2040 | B7 | 400 | 0 | 2400 | 0 | 0 | 0 | 0 | 0 | 0 | 0 | 0 | 0 | 0 | 0
NonRTO_Midwest_2_TVA_Transmission | NonRTO_Midwest | TVA_Transmission | 2040 | B8 | 500 | 0 | 2400 | 0 | 0 | 0 | 0 | 0 | 0 | 0 | 0 | 0 | 0 | 0
NonRTO_Midwest_2_TVA_Transmission | NonRTO_Midwest | TVA_Transmission | 2040 | B9 | 800 | 0 | 2400 | 0 | 0 | 0 | 0 | 0 | 0 | 0 | 0 | 0 | 0 | 0
NonRTO_Midwest_2_TVA_Transmission | NonRTO_Midwest | TVA_Transmission | 2040 | B10 | 1262 | 0 | 2400 | 69.95 | 0 | 69.94 | 0 | 0 | 0 | 0 | 0 | 0 | 0 | 0
NonRTO_Midwest_2_TVA_Transmission | NonRTO_Midwest | TVA_Transmission | 2040 | B11 | 25 | 0 | 2400 | 0 | 0 | 0 | 0 | 0 | 0 | 0 | 0 | 0 | 0 | 0
NonRTO_Midwest_2_TVA_Transmission | NonRTO_Midwest | TVA_Transmission | 2040 | B12 | 200 | 0 | 2400 | 0 | 0 | 0 | 0 | 0 | 0 | 0 | 0 | 0 | 0 | 0
NonRTO_Midwest_2_TVA_Transmission | NonRTO_Midwest | TVA_Transmission | 2040 | B13 | 600 | 0 | 2400 | 0 | 0 | 0 | 0 | 0 | 0 | 0 | 0 | 0 | 0 | 0
NonRTO_Midwest_2_TVA_Transmission | NonRTO_Midwest | TVA_Transmission | 2040 | B14 | 900 | 0 | 2400 | 0 | 0 | 0 | 0 | 0 | 0 | 0 | 0 | 0 | 0 | 0
NonRTO_Midwest_2_TVA_Transmission | NonRTO_Midwest | TVA_Transmission | 2040 | B15 | 1203 | 0 | 2400 | 194.81 | 0 | 194.8 | 0 | 0 | 0 | 0 | 0 | 0 | 0 | 0
NonRTO_Midwest_2_TVA_Transmission | NonRTO_Midwest | TVA_Transmission | 2040 | B16 | 25 | 0 | 2400 | 0 | 0 | 0 | 0 | 0 | 0 | 0 | 0 | 0 | 0 | 0
NonRTO_Midwest_2_TVA_Transmission | NonRTO_Midwest | TVA_Transmission | 2040 | B17 | 100 | 0 | 2400 | 0 | 0 | 0 | 0 | 0 | 0 | 0 | 0 | 0 | 0 | 0
NonRTO_Midwest_2_TVA_Transmission | NonRTO_Midwest | TVA_Transmission | 2040 | B18 | 400 | 0 | 2400 | 0 | 0 | 0 | 0 | 0 | 0 | 0 | 0 | 0 | 0 | 0
NonRTO_Midwest_2_TVA_Transmission | NonRTO_Midwest | TVA_Transmission | 2040 | B19 | 700 | 0 | 2400 | 0 | 0 | 0 | 0 | 0 | 0 | 0 | 0 | 0 | 0 | 0
NonRTO_Midwest_2_TVA_Transmission | NonRTO_Midwest | TVA_Transmission | 2040 | B20 | 935 | 0 | 2400 | 947.36 | 0 | 947.37 | 0 | 0 | 0 | 0 | 0 | 0 | 0 | 0
NonRTO_Midwest_2_TVA_Transmission | NonRTO_Midwest | TVA_Transmission | 2045 | B1 | 10 | 0 | 2400 | 0 | 0 | 470.65 | 0 | 0 | 0 | 0 | 0 | 0 | 0 | 0
NonRTO_Midwest_2_TVA_Transmission | NonRTO_Midwest | TVA_Transmission | 2045 | B2 | 25 | 0 | 2400 | 66.7 | 0 | 0 | 0 | 0 | 0 | 0 | 0 | 0 | 0 | 0
NonRTO_Midwest_2_TVA_Transmission | NonRTO_Midwest | TVA_Transmission | 2045 | B3 | 75 | 0 | 2400 | 0 | 0 | 0 | 0 | 0 | 0 | 0 | 0 | 0 | 0 | 0
NonRTO_Midwest_2_TVA_Transmission | NonRTO_Midwest | TVA_Transmission | 2045 | B4 | 100 | 0 | 2400 | 0 | 0 | 0 | 0 | 0 | 0 | 0 | 0 | 0 | 0 | 0
NonRTO_Midwest_2_TVA_Transmission | NonRTO_Midwest | TVA_Transmission | 2045 | B5 | 200 | 0 | 2400 | 0 | 0 | 0 | 0 | 0 | 0 | 0 | 0 | 0 | 0 | 0
NonRTO_Midwest_2_TVA_Transmission | NonRTO_Midwest | TVA_Transmission | 2045 | B6 | 300 | 0 | 2400 | 0 | 0 | 0 | 0 | 0 | 0 | 0 | 0 | 0 | 0 | 0
NonRTO_Midwest_2_TVA_Transmission | NonRTO_Midwest | TVA_Transmission | 2045 | B7 | 400 | 0 | 2400 | 0 | 0 | 0 | 0 | 0 | 0 | 0 | 0 | 0 | 0 | 0
NonRTO_Midwest_2_TVA_Transmission | NonRTO_Midwest | TVA_Transmission | 2045 | B8 | 500 | 0 | 2400 | 0 | 0 | 0 | 0 | 0 | 0 | 0 | 0 | 0 | 0 | 0
NonRTO_Midwest_2_TVA_Transmission | NonRTO_Midwest | TVA_Transmission | 2045 | B9 | 800 | 0 | 2400 | 0 | 0 | 0 | 0 | 0 | 0 | 0 | 0 | 0 | 0 | 0
NonRTO_Midwest_2_TVA_Transmission | NonRTO_Midwest | TVA_Transmission | 2045 | B10 | 1262 | 0 | 2400 | 0 | 0 | 548.79 | 0 | 0 | 0 | 0 | 0 | 0 | 0 | 0
NonRTO_Midwest_2_TVA_Transmission | NonRTO_Midwest | TVA_Transmission | 2045 | B11 | 25 | 0 | 2400 | 0 | 0 | 0 | 0 | 0 | 0 | 0 | 0 | 0 | 0 | 0
NonRTO_Midwest_2_TVA_Transmission | NonRTO_Midwest | TVA_Transmission | 2045 | B12 | 200 | 0 | 2400 | 0 | 0 | 0 | 0 | 0 | 0 | 0 | 0 | 0 | 0 | 0
NonRTO_Midwest_2_TVA_Transmission | NonRTO_Midwest | TVA_Transmission | 2045 | B13 | 600 | 0 | 2400 | 0 | 0 | 0 | 0 | 0 | 0 | 0 | 0 | 0 | 0 | 0
NonRTO_Midwest_2_TVA_Transmission | NonRTO_Midwest | TVA_Transmission | 2045 | B14 | 900 | 0 | 2400 | 0 | 0 | 0 | 0 | 0 | 0 | 0 | 0 | 0 | 0 | 0
NonRTO_Midwest_2_TVA_Transmission | NonRTO_Midwest | TVA_Transmission | 2045 | B15 | 1203 | 0 | 2400 | 0.64 | 0 | 0 | 0 | 0 | 0 | 0 | 0 | 0 | 0 | 0
NonRTO_Midwest_2_TVA_Transmission | NonRTO_Midwest | TVA_Transmission | 2045 | B16 | 25 | 0 | 2400 | 0 | 0 | 0 | 0 | 0 | 0 | 0 | 0 | 0 | 0 | 0
NonRTO_Midwest_2_TVA_Transmission | NonRTO_Midwest | TVA_Transmission | 2045 | B17 | 100 | 0 | 2400 | 0 | 0 | 0 | 0 | 0 | 0 | 0 | 0 | 0 | 0 | 0
NonRTO_Midwest_2_TVA_Transmission | NonRTO_Midwest | TVA_Transmission | 2045 | B18 | 400 | 0 | 2400 | 0 | 0 | 0 | 0 | 0 | 0 | 0 | 0 | 0 | 0 | 0
NonRTO_Midwest_2_TVA_Transmission | NonRTO_Midwest | TVA_Transmission | 2045 | B19 | 700 | 0 | 2400 | 0 | 0 | 0 | 0 | 0 | 0 | 0 | 0 | 0 | 0 | 0
NonRTO_Midwest_2_TVA_Transmission | NonRTO_Midwest | TVA_Transmission | 2045 | B20 | 935 | 0 | 2400 | 775.9 | 0 | 775.9 | 0 | 0 | 0 | 0 | 0 | 0 | 0 | 0
NonRTO_Midwest_2_TVA_Transmission | NonRTO_Midwest | TVA_Transmission | 2050 | B1 | 10 | 0 | 2400 | 0 | 0 | 447.41 | 0 | 0 | 0 | 0 | 0 | 0 | 0 | 0
NonRTO_Midwest_2_TVA_Transmission | NonRTO_Midwest | TVA_Transmission | 2050 | B2 | 25 | 0 | 2400 | 0 | 0 | 0 | 0 | 0 | 0 | 0 | 0 | 0 | 0 | 0
NonRTO_Midwest_2_TVA_Transmission | NonRTO_Midwest | TVA_Transmission | 2050 | B3 | 75 | 0 | 2400 | 0 | 0 | 0 | 0 | 0 | 0 | 0 | 0 | 0 | 0 | 0
NonRTO_Midwest_2_TVA_Transmission | NonRTO_Midwest | TVA_Transmission | 2050 | B4 | 100 | 0 | 2400 | 0 | 0 | 0 | 0 | 0 | 0 | 0 | 0 | 0 | 0 | 0
NonRTO_Midwest_2_TVA_Transmission | NonRTO_Midwest | TVA_Transmission | 2050 | B5 | 200 | 0 | 2400 | 0 | 0 | 0 | 0 | 0 | 0 | 0 | 0 | 0 | 0 | 0
NonRTO_Midwest_2_TVA_Transmission | NonRTO_Midwest | TVA_Transmission | 2050 | B6 | 300 | 0 | 2400 | 0 | 0 | 0 | 0 | 0 | 0 | 0 | 0 | 0 | 0 | 0
NonRTO_Midwest_2_TVA_Transmission | NonRTO_Midwest | TVA_Transmission | 2050 | B7 | 400 | 0 | 2400 | 0 | 0 | 0 | 0 | 0 | 0 | 0 | 0 | 0 | 0 | 0
NonRTO_Midwest_2_TVA_Transmission | NonRTO_Midwest | TVA_Transmission | 2050 | B8 | 500 | 0 | 2400 | 0 | 0 | 0 | 0 | 0 | 0 | 0 | 0 | 0 | 0 | 0
NonRTO_Midwest_2_TVA_Transmission | NonRTO_Midwest | TVA_Transmission | 2050 | B9 | 800 | 0 | 2400 | 0 | 0 | 0 | 0 | 0 | 0 | 0 | 0 | 0 | 0 | 0
NonRTO_Midwest_2_TVA_Transmission | NonRTO_Midwest | TVA_Transmission | 2050 | B10 | 1262 | 0 | 2400 | 0 | 0 | 532.78 | 0 | 0 | 0 | 0 | 0 | 0 | 0 | 0
NonRTO_Midwest_2_TVA_Transmission | NonRTO_Midwest | TVA_Transmission | 2050 | B11 | 25 | 0 | 2400 | 0 | 0 | 0 | 0 | 0 | 0 | 0 | 0 | 0 | 0 | 0
NonRTO_Midwest_2_TVA_Transmission | NonRTO_Midwest | TVA_Transmission | 2050 | B12 | 200 | 0 | 2400 | 0 | 0 | 0 | 0 | 0 | 0 | 0 | 0 | 0 | 0 | 0
NonRTO_Midwest_2_TVA_Transmission | NonRTO_Midwest | TVA_Transmission | 2050 | B13 | 600 | 0 | 2400 | 0 | 0 | 0 | 0 | 0 | 0 | 0 | 0 | 0 | 0 | 0
NonRTO_Midwest_2_TVA_Transmission | NonRTO_Midwest | TVA_Transmission | 2050 | B14 | 900 | 0 | 2400 | 0 | 0 | 0 | 0 | 0 | 0 | 0 | 0 | 0 | 0 | 0
NonRTO_Midwest_2_TVA_Transmission | NonRTO_Midwest | TVA_Transmission | 2050 | B15 | 1203 | 0 | 2400 | 0 | 0 | 0 | 0 | 0 | 0 | 0 | 0 | 0 | 0 | 0
NonRTO_Midwest_2_TVA_Transmission | NonRTO_Midwest | TVA_Transmission | 2050 | B16 | 25 | 0 | 2400 | 0 | 0 | 0 | 0 | 0 | 0 | 0 | 0 | 0 | 0 | 0
NonRTO_Midwest_2_TVA_Transmission | NonRTO_Midwest | TVA_Transmission | 2050 | B17 | 100 | 0 | 2400 | 0 | 0 | 0 | 0 | 0 | 0 | 0 | 0 | 0 | 0 | 0
NonRTO_Midwest_2_TVA_Transmission | NonRTO_Midwest | TVA_Transmission | 2050 | B18 | 400 | 0 | 2400 | 0 | 0 | 0 | 0 | 0 | 0 | 0 | 0 | 0 | 0 | 0
NonRTO_Midwest_2_TVA_Transmission | NonRTO_Midwest | TVA_Transmission | 2050 | B19 | 700 | 0 | 2400 | 0 | 0 | 0 | 0 | 0 | 0 | 0 | 0 | 0 | 0 | 0
NonRTO_Midwest_2_TVA_Transmission | NonRTO_Midwest | TVA_Transmission | 2050 | B20 | 935 | 0 | 2400 | 0 | 0 | 563.89 | 0 | 0 | 0 | 0 | 0 | 0 | 0 | 0
NYISO_A-F_2_IESO | NYISO_A-F | IESO | 2015 | B1 | 10 | 0 | 1600 | 0 | 0 | 0 | 0 | 0 | 0 | 0 | 0 | 0 | 0 | 0
NYISO_A-F_2_IESO | NYISO_A-F | IESO | 2015 | B2 | 25 | 0 | 1600 | 0 | 0 | 0 | 0 | 0 | 0 | 0 | 0 | 0 | 0 | 0
NYISO_A-F_2_IESO | NYISO_A-F | IESO | 2015 | B3 | 75 | 0 | 1600 | 0 | 0 | 0 | 0 | 0 | 0 | 0 | 0 | 0 | 0 | 0
NYISO_A-F_2_IESO | NYISO_A-F | IESO | 2015 | B4 | 100 | 0 | 1600 | 0 | 0 | 0 | 0 | 0 | 0 | 0 | 0 | 0 | 0 | 0
NYISO_A-F_2_IESO | NYISO_A-F | IESO | 2015 | B5 | 200 | 0 | 1600 | 0 | 0 | 0 | 0 | 0 | 0 | 0 | 0 | 0 | 0 | 0
NYISO_A-F_2_IESO | NYISO_A-F | IESO | 2015 | B6 | 300 | 0 | 1600 | 0 | 0 | 0 | 0 | 0 | 0 | 0 | 0 | 0 | 0 | 0
NYISO_A-F_2_IESO | NYISO_A-F | IESO | 2015 | B7 | 400 | 0 | 1600 | 0 | 0 | 0 | 0 | 0 | 0 | 0 | 0 | 0 | 0 | 0
NYISO_A-F_2_IESO | NYISO_A-F | IESO | 2015 | B8 | 500 | 0 | 1600 | 0 | 0 | 0 | 0 | 0 | 0 | 0 | 0 | 0 | 0 | 0
NYISO_A-F_2_IESO | NYISO_A-F | IESO | 2015 | B9 | 800 | 0 | 1600 | 0 | 0 | 0 | 0 | 0 | 0 | 0 | 0 | 0 | 0 | 0
NYISO_A-F_2_IESO | NYISO_A-F | IESO | 2015 | B10 | 1262 | 0 | 1600 | 0 | 0 | 0 | 0 | 0 | 0 | 0 | 0 | 0 | 0 | 0
NYISO_A-F_2_IESO | NYISO_A-F | IESO | 2015 | B11 | 25 | 0 | 1600 | 0 | 0 | 0 | 0 | 0 | 0 | 0 | 0 | 0 | 0 | 0
NYISO_A-F_2_IESO | NYISO_A-F | IESO | 2015 | B12 | 200 | 0 | 1600 | 0 | 0 | 0 | 0 | 0 | 0 | 0 | 0 | 0 | 0 | 0
NYISO_A-F_2_IESO | NYISO_A-F | IESO | 2015 | B13 | 600 | 0 | 1600 | 0 | 0 | 0 | 0 | 0 | 0 | 0 | 0 | 0 | 0 | 0
NYISO_A-F_2_IESO | NYISO_A-F | IESO | 2015 | B14 | 900 | 0 | 1600 | 0 | 0 | 0 | 0 | 0 | 0 | 0 | 0 | 0 | 0 | 0
NYISO_A-F_2_IESO | NYISO_A-F | IESO | 2015 | B15 | 1203 | 0 | 1600 | 0 | 0 | 0 | 0 | 0 | 0 | 0 | 0 | 0 | 0 | 0
NYISO_A-F_2_IESO | NYISO_A-F | IESO | 2015 | B16 | 25 | 0 | 1600 | 0 | 0 | 0 | 0 | 0 | 0 | 0 | 0 | 0 | 0 | 0
NYISO_A-F_2_IESO | NYISO_A-F | IESO | 2015 | B17 | 100 | 0 | 1600 | 0 | 0 | 0 | 0 | 0 | 0 | 0 | 0 | 0 | 0 | 0
NYISO_A-F_2_IESO | NYISO_A-F | IESO | 2015 | B18 | 400 | 0 | 1600 | 0 | 0 | 0 | 0 | 0 | 0 | 0 | 0 | 0 | 0 | 0
NYISO_A-F_2_IESO | NYISO_A-F | IESO | 2015 | B19 | 700 | 0 | 1600 | 0 | 0 | 0 | 0 | 0 | 0 | 0 | 0 | 0 | 0 | 0
NYISO_A-F_2_IESO | NYISO_A-F | IESO | 2015 | B20 | 935 | 0 | 1600 | 0 | 0 | 0 | 0 | 0 | 0 | 0 | 0 | 0 | 0 | 0
NYISO_A-F_2_IESO | NYISO_A-F | IESO | 2020 | B1 | 10 | 0 | 1600 | 0 | 0 | 0 | 0 | 0 | 0 | 0 | 0 | 0 | 0 | 0
NYISO_A-F_2_IESO | NYISO_A-F | IESO | 2020 | B2 | 25 | 0 | 1600 | 0 | 0 | 0 | 0 | 0 | 0 | 0 | 0 | 0 | 0 | 0
NYISO_A-F_2_IESO | NYISO_A-F | IESO | 2020 | B3 | 75 | 0 | 1600 | 0 | 0 | 0 | 0 | 0 | 0 | 0 | 0 | 0 | 0 | 0
NYISO_A-F_2_IESO | NYISO_A-F | IESO | 2020 | B4 | 100 | 0 | 1600 | 0 | 0 | 0 | 0 | 0 | 0 | 0 | 0 | 0 | 0 | 0
NYISO_A-F_2_IESO | NYISO_A-F | IESO | 2020 | B5 | 200 | 0 | 1600 | 0 | 0 | 0 | 0 | 0 | 0 | 0 | 0 | 0 | 0 | 0
NYISO_A-F_2_IESO | NYISO_A-F | IESO | 2020 | B6 | 300 | 0 | 1600 | 0 | 0 | 0 | 0 | 0 | 0 | 0 | 0 | 0 | 0 | 0
NYISO_A-F_2_IESO | NYISO_A-F | IESO | 2020 | B7 | 400 | 0 | 1600 | 0 | 0 | 0 | 0 | 0 | 0 | 0 | 0 | 0 | 0 | 0
NYISO_A-F_2_IESO | NYISO_A-F | IESO | 2020 | B8 | 500 | 0 | 1600 | 0 | 0 | 0 | 0 | 0 | 0 | 0 | 0 | 0 | 0 | 0
NYISO_A-F_2_IESO | NYISO_A-F | IESO | 2020 | B9 | 800 | 0 | 1600 | 0 | 0 | 0 | 0 | 0 | 0 | 0 | 0 | 0 | 0 | 0
NYISO_A-F_2_IESO | NYISO_A-F | IESO | 2020 | B10 | 1262 | 0 | 1600 | 0 | 0 | 0 | 0 | 0 | 0 | 0 | 0 | 0 | 0 | 0
NYISO_A-F_2_IESO | NYISO_A-F | IESO | 2020 | B11 | 25 | 0 | 1600 | 0 | 0 | 0 | 0 | 0 | 0 | 0 | 0 | 0 | 0 | 0
NYISO_A-F_2_IESO | NYISO_A-F | IESO | 2020 | B12 | 200 | 0 | 1600 | 0 | 0 | 0 | 0 | 0 | 0 | 0 | 0 | 0 | 0 | 0
NYISO_A-F_2_IESO | NYISO_A-F | IESO | 2020 | B13 | 600 | 0 | 1600 | 0 | 0 | 0 | 0 | 0 | 0 | 0 | 0 | 0 | 0 | 0
NYISO_A-F_2_IESO | NYISO_A-F | IESO | 2020 | B14 | 900 | 0 | 1600 | 0 | 0 | 0 | 0 | 0 | 0 | 0 | 0 | 0 | 0 | 0
NYISO_A-F_2_IESO | NYISO_A-F | IESO | 2020 | B15 | 1203 | 0 | 1600 | 0 | 0 | 0 | 0 | 0 | 0 | 0 | 0 | 0 | 0 | 0
NYISO_A-F_2_IESO | NYISO_A-F | IESO | 2020 | B16 | 25 | 0 | 1600 | 0 | 0 | 0 | 0 | 0 | 0 | 0 | 0 | 0 | 0 | 0
NYISO_A-F_2_IESO | NYISO_A-F | IESO | 2020 | B17 | 100 | 0 | 1600 | 0 | 0 | 0 | 0 | 0 | 0 | 0 | 0 | 0 | 0 | 0
NYISO_A-F_2_IESO | NYISO_A-F | IESO | 2020 | B18 | 400 | 0 | 1600 | 0 | 0 | 0 | 0 | 0 | 0 | 0 | 0 | 0 | 0 | 0
NYISO_A-F_2_IESO | NYISO_A-F | IESO | 2020 | B19 | 700 | 0 | 1600 | 0 | 0 | 0 | 0 | 0 | 0 | 0 | 0 | 0 | 0 | 0
NYISO_A-F_2_IESO | NYISO_A-F | IESO | 2020 | B20 | 935 | 0 | 1600 | 0 | 0 | 0 | 0 | 0 | 0 | 0 | 0 | 0 | 0 | 0
NYISO_A-F_2_IESO | NYISO_A-F | IESO | 2025 | B1 | 10 | 0 | 1600 | 0 | 0 | 0 | 0 | 0 | 0 | 0 | 0 | 0 | 0 | 0
NYISO_A-F_2_IESO | NYISO_A-F | IESO | 2025 | B2 | 25 | 0 | 1600 | 0 | 0 | 0 | 0 | 0 | 0 | 0 | 0 | 0 | 0 | 0
NYISO_A-F_2_IESO | NYISO_A-F | IESO | 2025 | B3 | 75 | 0 | 1600 | 0 | 0 | 0 | 0 | 0 | 0 | 0 | 0 | 0 | 0 | 0
NYISO_A-F_2_IESO | NYISO_A-F | IESO | 2025 | B4 | 100 | 0 | 1600 | 0 | 0 | 0 | 0 | 0 | 0 | 0 | 0 | 0 | 0 | 0
NYISO_A-F_2_IESO | NYISO_A-F | IESO | 2025 | B5 | 200 | 0 | 1600 | 0 | 0 | 0 | 0 | 0 | 0 | 0 | 0 | 0 | 0 | 0
NYISO_A-F_2_IESO | NYISO_A-F | IESO | 2025 | B6 | 300 | 0 | 1600 | 0 | 0 | 0 | 0 | 0 | 0 | 0 | 0 | 0 | 0 | 0
NYISO_A-F_2_IESO | NYISO_A-F | IESO | 2025 | B7 | 400 | 0 | 1600 | 0 | 0 | 0 | 0 | 0 | 0 | 0 | 0 | 0 | 0 | 0
NYISO_A-F_2_IESO | NYISO_A-F | IESO | 2025 | B8 | 500 | 0 | 1600 | 0 | 0 | 0 | 0 | 0 | 0 | 0 | 0 | 0 | 0 | 0
NYISO_A-F_2_IESO | NYISO_A-F | IESO | 2025 | B9 | 800 | 0 | 1600 | 0 | 0 | 0 | 0 | 0 | 0 | 0 | 0 | 0 | 0 | 0
NYISO_A-F_2_IESO | NYISO_A-F | IESO | 2025 | B10 | 1262 | 0 | 1600 | 0 | 0 | 0 | 0 | 0 | 0 | 0 | 0 | 0 | 0 | 0
NYISO_A-F_2_IESO | NYISO_A-F | IESO | 2025 | B11 | 25 | 0 | 1600 | 0 | 0 | 0 | 0 | 0 | 0 | 0 | 0 | 0 | 0 | 0
NYISO_A-F_2_IESO | NYISO_A-F | IESO | 2025 | B12 | 200 | 0 | 1600 | 0 | 0 | 0 | 0 | 0 | 0 | 0 | 0 | 0 | 0 | 0
NYISO_A-F_2_IESO | NYISO_A-F | IESO | 2025 | B13 | 600 | 0 | 1600 | 0 | 0 | 0 | 0 | 0 | 0 | 0 | 0 | 0 | 0 | 0
NYISO_A-F_2_IESO | NYISO_A-F | IESO | 2025 | B14 | 900 | 0 | 1600 | 0 | 0 | 0 | 0 | 0 | 0 | 0 | 0 | 0 | 0 | 0
NYISO_A-F_2_IESO | NYISO_A-F | IESO | 2025 | B15 | 1203 | 0 | 1600 | 0 | 0 | 0 | 0 | 0 | 0 | 0 | 0 | 0 | 0 | 0
NYISO_A-F_2_IESO | NYISO_A-F | IESO | 2025 | B16 | 25 | 0 | 1600 | 0 | 0 | 0 | 0 | 0 | 0 | 0 | 0 | 0 | 0 | 0
NYISO_A-F_2_IESO | NYISO_A-F | IESO | 2025 | B17 | 100 | 0 | 1600 | 0 | 0 | 0 | 0 | 0 | 0 | 0 | 0 | 0 | 0 | 0
NYISO_A-F_2_IESO | NYISO_A-F | IESO | 2025 | B18 | 400 | 0 | 1600 | 0 | 0 | 0 | 0 | 0 | 0 | 0 | 0 | 0 | 0 | 0
NYISO_A-F_2_IESO | NYISO_A-F | IESO | 2025 | B19 | 700 | 0 | 1600 | 0 | 0 | 0 | 0 | 0 | 0 | 0 | 0 | 0 | 0 | 0
NYISO_A-F_2_IESO | NYISO_A-F | IESO | 2025 | B20 | 935 | 0 | 1600 | 0 | 0 | 0 | 0 | 0 | 0 | 0 | 0 | 0 | 0 | 0
NYISO_A-F_2_IESO | NYISO_A-F | IESO | 2030 | B1 | 10 | 0 | 1600 | 0 | 0 | 0 | 0 | 0 | 0 | 0 | 0 | 0 | 0 | 0
NYISO_A-F_2_IESO | NYISO_A-F | IESO | 2030 | B2 | 25 | 0 | 1600 | 0 | 0 | 0 | 0 | 0 | 0 | 0 | 0 | 0 | 0 | 0
NYISO_A-F_2_IESO | NYISO_A-F | IESO | 2030 | B3 | 75 | 0 | 1600 | 0 | 0 | 0 | 0 | 0 | 0 | 0 | 0 | 0 | 0 | 0
NYISO_A-F_2_IESO | NYISO_A-F | IESO | 2030 | B4 | 100 | 0 | 1600 | 0 | 0 | 0 | 0 | 0 | 0 | 0 | 0 | 0 | 0 | 0
NYISO_A-F_2_IESO | NYISO_A-F | IESO | 2030 | B5 | 200 | 0 | 1600 | 0 | 0 | 0 | 0 | 0 | 0 | 0 | 0 | 0 | 0 | 0
NYISO_A-F_2_IESO | NYISO_A-F | IESO | 2030 | B6 | 300 | 0 | 1600 | 0 | 0 | 0 | 0 | 0 | 0 | 0 | 0 | 0 | 0 | 0
NYISO_A-F_2_IESO | NYISO_A-F | IESO | 2030 | B7 | 400 | 0 | 1600 | 0 | 0 | 0 | 0 | 0 | 0 | 0 | 0 | 0 | 0 | 0
NYISO_A-F_2_IESO | NYISO_A-F | IESO | 2030 | B8 | 500 | 0 | 1600 | 0 | 0 | 0 | 0 | 0 | 0 | 0 | 0 | 0 | 0 | 0
NYISO_A-F_2_IESO | NYISO_A-F | IESO | 2030 | B9 | 800 | 0 | 1600 | 0 | 0 | 0 | 0 | 0 | 0 | 0 | 0 | 0 | 0 | 0
NYISO_A-F_2_IESO | NYISO_A-F | IESO | 2030 | B10 | 1262 | 0 | 1600 | 0 | 0 | 0 | 0 | 0 | 0 | 0 | 0 | 0 | 0 | 0
NYISO_A-F_2_IESO | NYISO_A-F | IESO | 2030 | B11 | 25 | 0 | 1600 | 0 | 0 | 0 | 0 | 0 | 0 | 0 | 0 | 0 | 0 | 0
NYISO_A-F_2_IESO | NYISO_A-F | IESO | 2030 | B12 | 200 | 0 | 1600 | 0 | 0 | 0 | 0 | 0 | 0 | 0 | 0 | 0 | 0 | 0
NYISO_A-F_2_IESO | NYISO_A-F | IESO | 2030 | B13 | 600 | 0 | 1600 | 0 | 0 | 0 | 0 | 0 | 0 | 0 | 0 | 0 | 0 | 0
NYISO_A-F_2_IESO | NYISO_A-F | IESO | 2030 | B14 | 900 | 0 | 1600 | 0 | 0 | 0 | 0 | 0 | 0 | 0 | 0 | 0 | 0 | 0
NYISO_A-F_2_IESO | NYISO_A-F | IESO | 2030 | B15 | 1203 | 0 | 1600 | 0 | 0 | 0 | 0 | 0 | 0 | 0 | 0 | 0 | 0 | 0
NYISO_A-F_2_IESO | NYISO_A-F | IESO | 2030 | B16 | 25 | 0 | 1600 | 0 | 0 | 0 | 0 | 0 | 0 | 0 | 0 | 0 | 0 | 0
NYISO_A-F_2_IESO | NYISO_A-F | IESO | 2030 | B17 | 100 | 0 | 1600 | 0 | 0 | 0 | 0 | 0 | 0 | 0 | 0 | 0 | 0 | 0
NYISO_A-F_2_IESO | NYISO_A-F | IESO | 2030 | B18 | 400 | 0 | 1600 | 0 | 0 | 0 | 0 | 0 | 0 | 0 | 0 | 0 | 0 | 0
NYISO_A-F_2_IESO | NYISO_A-F | IESO | 2030 | B19 | 700 | 0 | 1600 | 0 | 0 | 0 | 0 | 0 | 0 | 0 | 0 | 0 | 0 | 0
NYISO_A-F_2_IESO | NYISO_A-F | IESO | 2030 | B20 | 935 | 0 | 1600 | 0 | 0 | 0 | 0 | 0 | 0 | 0 | 0 | 0 | 0 | 0
NYISO_A-F_2_IESO | NYISO_A-F | IESO | 2035 | B1 | 10 | 0 | 1600 | 0 | 0 | 0 | 0 | 0 | 0 | 0 | 0 | 0 | 0 | 0
NYISO_A-F_2_IESO | NYISO_A-F | IESO | 2035 | B2 | 25 | 0 | 1600 | 0 | 0 | 0 | 0 | 0 | 0 | 0 | 0 | 0 | 0 | 0
NYISO_A-F_2_IESO | NYISO_A-F | IESO | 2035 | B3 | 75 | 0 | 1600 | 26.52 | 0 | 0 | 0 | 0 | 0 | 0 | 0 | 0 | 0 | 0
NYISO_A-F_2_IESO | NYISO_A-F | IESO | 2035 | B4 | 100 | 0 | 1600 | 0 | 0 | 0 | 0 | 0 | 0 | 0 | 0 | 0 | 0 | 0
NYISO_A-F_2_IESO | NYISO_A-F | IESO | 2035 | B5 | 200 | 0 | 1600 | 0 | 0 | 0 | 0 | 0 | 0 | 0 | 0 | 0 | 0 | 0
NYISO_A-F_2_IESO | NYISO_A-F | IESO | 2035 | B6 | 300 | 0 | 1600 | 0 | 0 | 0 | 0 | 0 | 0 | 0 | 0 | 0 | 0 | 0
NYISO_A-F_2_IESO | NYISO_A-F | IESO | 2035 | B7 | 400 | 0 | 1600 | 0 | 0 | 0 | 0 | 0 | 0 | 0 | 0 | 0 | 0 | 0
NYISO_A-F_2_IESO | NYISO_A-F | IESO | 2035 | B8 | 500 | 0 | 1600 | 0 | 0 | 0 | 0 | 0 | 0 | 0 | 0 | 0 | 0 | 0
NYISO_A-F_2_IESO | NYISO_A-F | IESO | 2035 | B9 | 800 | 0 | 1600 | 0 | 0 | 0 | 0 | 0 | 0 | 0 | 0 | 0 | 0 | 0
NYISO_A-F_2_IESO | NYISO_A-F | IESO | 2035 | B10 | 1262 | 0 | 1600 | 0 | 0 | 0 | 0 | 0 | 0 | 0 | 0 | 0 | 0 | 0
NYISO_A-F_2_IESO | NYISO_A-F | IESO | 2035 | B11 | 25 | 0 | 1600 | 0 | 0 | 0 | 0 | 0 | 0 | 0 | 0 | 0 | 0 | 0
NYISO_A-F_2_IESO | NYISO_A-F | IESO | 2035 | B12 | 200 | 0 | 1600 | 0 | 0 | 0 | 0 | 0 | 0 | 0 | 0 | 0 | 0 | 0
NYISO_A-F_2_IESO | NYISO_A-F | IESO | 2035 | B13 | 600 | 0 | 1600 | 0 | 0 | 0 | 0 | 0 | 0 | 0 | 0 | 0 | 0 | 0
NYISO_A-F_2_IESO | NYISO_A-F | IESO | 2035 | B14 | 900 | 0 | 1600 | 0 | 0 | 0 | 0 | 0 | 0 | 0 | 0 | 0 | 0 | 0
NYISO_A-F_2_IESO | NYISO_A-F | IESO | 2035 | B15 | 1203 | 0 | 1600 | 0 | 0 | 0 | 0 | 0 | 0 | 0 | 0 | 0 | 0 | 0
NYISO_A-F_2_IESO | NYISO_A-F | IESO | 2035 | B16 | 25 | 0 | 1600 | 0 | 0 | 0 | 0 | 0 | 0 | 0 | 0 | 0 | 0 | 0
NYISO_A-F_2_IESO | NYISO_A-F | IESO | 2035 | B17 | 100 | 0 | 1600 | 0 | 0 | 0 | 0 | 0 | 0 | 0 | 0 | 0 | 0 | 0
NYISO_A-F_2_IESO | NYISO_A-F | IESO | 2035 | B18 | 400 | 0 | 1600 | 0 | 0 | 0 | 0 | 0 | 0 | 0 | 0 | 0 | 0 | 0
NYISO_A-F_2_IESO | NYISO_A-F | IESO | 2035 | B19 | 700 | 0 | 1600 | 0 | 0 | 0 | 0 | 0 | 0 | 0 | 0 | 0 | 0 | 0
NYISO_A-F_2_IESO | NYISO_A-F | IESO | 2035 | B20 | 935 | 0 | 1600 | 0 | 0 | 0 | 0 | 0 | 0 | 0 | 0 | 0 | 0 | 0
NYISO_A-F_2_IESO | NYISO_A-F | IESO | 2040 | B1 | 10 | 0 | 1600 | 0 | 0 | 0 | 0 | 0 | 0 | 0 | 0 | 0 | 0 | 0.51635
NYISO_A-F_2_IESO | NYISO_A-F | IESO | 2040 | B2 | 25 | 0 | 1600 | 0 | 0 | 0 | 0 | 0 | 0 | 0 | 0 | 0 | 0 | 0.51635
NYISO_A-F_2_IESO | NYISO_A-F | IESO | 2040 | B3 | 75 | 0 | 1600 | 1600 | 0 | 0 | 0 | 0 | 2.0654 | 0 | 0 | 2.0654 | 0 | 0.51635
NYISO_A-F_2_IESO | NYISO_A-F | IESO | 2040 | B4 | 100 | 0 | 1600 | 760.71 | 0 | 0 | 0 | 0 | 0 | 0 | 0 | 0 | 0 | 0.51635
NYISO_A-F_2_IESO | NYISO_A-F | IESO | 2040 | B5 | 200 | 0 | 1600 | 0 | 0 | 0 | 0 | 0 | 0 | 0 | 0 | 0 | 0 | 0.51635
NYISO_A-F_2_IESO | NYISO_A-F | IESO | 2040 | B6 | 300 | 0 | 1600 | 0 | 0 | 0 | 0 | 0 | 0 | 0 | 0 | 0 | 0 | 0.51635
NYISO_A-F_2_IESO | NYISO_A-F | IESO | 2040 | B7 | 400 | 0 | 1600 | 0 | 0 | 0 | 0 | 0 | 0 | 0 | 0 | 0 | 0 | 0.51635
NYISO_A-F_2_IESO | NYISO_A-F | IESO | 2040 | B8 | 500 | 0 | 1600 | 0 | 0 | 0 | 0 | 0 | 0 | 0 | 0 | 0 | 0 | 0.51635
NYISO_A-F_2_IESO | NYISO_A-F | IESO | 2040 | B9 | 800 | 0 | 1600 | 0 | 0 | 0 | 0 | 0 | 0 | 0 | 0 | 0 | 0 | 0.51635
NYISO_A-F_2_IESO | NYISO_A-F | IESO | 2040 | B10 | 1262 | 0 | 1600 | 0 | 0 | 0 | 0 | 0 | 0 | 0 | 0 | 0 | 0 | 0.51635
NYISO_A-F_2_IESO | NYISO_A-F | IESO | 2040 | B11 | 25 | 0 | 1600 | 0 | 0 | 0 | 0 | 0 | 0 | 0 | 0 | 0 | 0 | 0.51635
NYISO_A-F_2_IESO | NYISO_A-F | IESO | 2040 | B12 | 200 | 0 | 1600 | 0 | 0 | 0 | 0 | 0 | 0 | 0 | 0 | 0 | 0 | 0.51635
NYISO_A-F_2_IESO | NYISO_A-F | IESO | 2040 | B13 | 600 | 0 | 1600 | 0 | 0 | 0 | 0 | 0 | 0 | 0 | 0 | 0 | 0 | 0.51635
NYISO_A-F_2_IESO | NYISO_A-F | IESO | 2040 | B14 | 900 | 0 | 1600 | 0 | 0 | 0 | 0 | 0 | 0 | 0 | 0 | 0 | 0 | 0.51635
NYISO_A-F_2_IESO | NYISO_A-F | IESO | 2040 | B15 | 1203 | 0 | 1600 | 0 | 0 | 0 | 0 | 0 | 0 | 0 | 0 | 0 | 0 | 0.51635
NYISO_A-F_2_IESO | NYISO_A-F | IESO | 2040 | B16 | 25 | 0 | 1600 | 0 | 0 | 0 | 0 | 0 | 0 | 0 | 0 | 0 | 0 | 0.51635
NYISO_A-F_2_IESO | NYISO_A-F | IESO | 2040 | B17 | 100 | 0 | 1600 | 0 | 0 | 0 | 0 | 0 | 0 | 0 | 0 | 0 | 0 | 0.51635
NYISO_A-F_2_IESO | NYISO_A-F | IESO | 2040 | B18 | 400 | 0 | 1600 | 0 | 0 | 0 | 0 | 0 | 0 | 0 | 0 | 0 | 0 | 0.51635
NYISO_A-F_2_IESO | NYISO_A-F | IESO | 2040 | B19 | 700 | 0 | 1600 | 0 | 0 | 0 | 0 | 0 | 0 | 0 | 0 | 0 | 0 | 0.51635
NYISO_A-F_2_IESO | NYISO_A-F | IESO | 2040 | B20 | 935 | 0 | 1600 | 0 | 0 | 0 | 0 | 0 | 0 | 0 | 0 | 0 | 0 | 0.51635
NYISO_A-F_2_IESO | NYISO_A-F | IESO | 2045 | B1 | 10 | 0 | 1600 | 0 | 0 | 0 | 0 | 0 | 0 | 0 | 0 | 0 | 0 | 0
NYISO_A-F_2_IESO | NYISO_A-F | IESO | 2045 | B2 | 25 | 0 | 1600 | 0 | 0 | 0 | 0 | 0 | 0 | 0 | 0 | 0 | 0 | 0
NYISO_A-F_2_IESO | NYISO_A-F | IESO | 2045 | B3 | 75 | 0 | 1600 | 1572.86 | 0 | 0 | 0 | 0 | 0 | 0 | 0 | 0 | 0 | 0
NYISO_A-F_2_IESO | NYISO_A-F | IESO | 2045 | B4 | 100 | 0 | 1600 | 545.65 | 0 | 0 | 0 | 0 | 0 | 0 | 0 | 0 | 0 | 0
NYISO_A-F_2_IESO | NYISO_A-F | IESO | 2045 | B5 | 200 | 0 | 1600 | 67.9 | 0 | 0 | 0 | 0 | 0 | 0 | 0 | 0 | 0 | 0
NYISO_A-F_2_IESO | NYISO_A-F | IESO | 2045 | B6 | 300 | 0 | 1600 | 0 | 0 | 0 | 0 | 0 | 0 | 0 | 0 | 0 | 0 | 0
NYISO_A-F_2_IESO | NYISO_A-F | IESO | 2045 | B7 | 400 | 0 | 1600 | 0 | 0 | 0 | 0 | 0 | 0 | 0 | 0 | 0 | 0 | 0
NYISO_A-F_2_IESO | NYISO_A-F | IESO | 2045 | B8 | 500 | 0 | 1600 | 0 | 0 | 0 | 0 | 0 | 0 | 0 | 0 | 0 | 0 | 0
NYISO_A-F_2_IESO | NYISO_A-F | IESO | 2045 | B9 | 800 | 0 | 1600 | 0 | 0 | 0 | 0 | 0 | 0 | 0 | 0 | 0 | 0 | 0
NYISO_A-F_2_IESO | NYISO_A-F | IESO | 2045 | B10 | 1262 | 0 | 1600 | 0 | 0 | 0 | 0 | 0 | 0 | 0 | 0 | 0 | 0 | 0
NYISO_A-F_2_IESO | NYISO_A-F | IESO | 2045 | B11 | 25 | 0 | 1600 | 0 | 0 | 0 | 0 | 0 | 0 | 0 | 0 | 0 | 0 | 0
NYISO_A-F_2_IESO | NYISO_A-F | IESO | 2045 | B12 | 200 | 0 | 1600 | 0 | 0 | 0 | 0 | 0 | 0 | 0 | 0 | 0 | 0 | 0
NYISO_A-F_2_IESO | NYISO_A-F | IESO | 2045 | B13 | 600 | 0 | 1600 | 0 | 0 | 0 | 0 | 0 | 0 | 0 | 0 | 0 | 0 | 0
NYISO_A-F_2_IESO | NYISO_A-F | IESO | 2045 | B14 | 900 | 0 | 1600 | 0 | 0 | 0 | 0 | 0 | 0 | 0 | 0 | 0 | 0 | 0
NYISO_A-F_2_IESO | NYISO_A-F | IESO | 2045 | B15 | 1203 | 0 | 1600 | 0 | 0 | 0 | 0 | 0 | 0 | 0 | 0 | 0 | 0 | 0
NYISO_A-F_2_IESO | NYISO_A-F | IESO | 2045 | B16 | 25 | 0 | 1600 | 0 | 0 | 0 | 0 | 0 | 0 | 0 | 0 | 0 | 0 | 0
NYISO_A-F_2_IESO | NYISO_A-F | IESO | 2045 | B17 | 100 | 0 | 1600 | 0 | 0 | 0 | 0 | 0 | 0 | 0 | 0 | 0 | 0 | 0
NYISO_A-F_2_IESO | NYISO_A-F | IESO | 2045 | B18 | 400 | 0 | 1600 | 0 | 0 | 0 | 0 | 0 | 0 | 0 | 0 | 0 | 0 | 0
NYISO_A-F_2_IESO | NYISO_A-F | IESO | 2045 | B19 | 700 | 0 | 1600 | 0 | 0 | 0 | 0 | 0 | 0 | 0 | 0 | 0 | 0 | 0
NYISO_A-F_2_IESO | NYISO_A-F | IESO | 2045 | B20 | 935 | 0 | 1600 | 0 | 0 | 0 | 0 | 0 | 0 | 0 | 0 | 0 | 0 | 0
NYISO_A-F_2_IESO | NYISO_A-F | IESO | 2050 | B1 | 10 | 0 | 1600 | 0 | 0 | 0 | 0 | 0 | 0 | 0 | 0 | 0 | 0 | 1.6766
NYISO_A-F_2_IESO | NYISO_A-F | IESO | 2050 | B2 | 25 | 0 | 1600 | 0 | 0 | 0 | 0 | 0 | 0 | 0 | 0 | 0 | 0 | 1.6766
NYISO_A-F_2_IESO | NYISO_A-F | IESO | 2050 | B3 | 75 | 0 | 1600 | 1600 | 0 | 0 | 0 | 0 | 6.7066 | 0 | 0 | 6.7066 | 0 | 1.6766
NYISO_A-F_2_IESO | NYISO_A-F | IESO | 2050 | B4 | 100 | 0 | 1600 | 900.98 | 0 | 0 | 0 | 0 | 0 | 0 | 0 | 0 | 0 | 1.6766
NYISO_A-F_2_IESO | NYISO_A-F | IESO | 2050 | B5 | 200 | 0 | 1600 | 74.68 | 0 | 0 | 0 | 0 | 0 | 0 | 0 | 0 | 0 | 1.6766
NYISO_A-F_2_IESO | NYISO_A-F | IESO | 2050 | B6 | 300 | 0 | 1600 | 0 | 0 | 0 | 0 | 0 | 0 | 0 | 0 | 0 | 0 | 1.6766
NYISO_A-F_2_IESO | NYISO_A-F | IESO | 2050 | B7 | 400 | 0 | 1600 | 0 | 0 | 0 | 0 | 0 | 0 | 0 | 0 | 0 | 0 | 1.6766
NYISO_A-F_2_IESO | NYISO_A-F | IESO | 2050 | B8 | 500 | 0 | 1600 | 0 | 0 | 0 | 0 | 0 | 0 | 0 | 0 | 0 | 0 | 1.6766
NYISO_A-F_2_IESO | NYISO_A-F | IESO | 2050 | B9 | 800 | 0 | 1600 | 0 | 0 | 0 | 0 | 0 | 0 | 0 | 0 | 0 | 0 | 1.6766
NYISO_A-F_2_IESO | NYISO_A-F | IESO | 2050 | B10 | 1262 | 0 | 1600 | 0 | 0 | 0 | 0 | 0 | 0 | 0 | 0 | 0 | 0 | 1.6766
NYISO_A-F_2_IESO | NYISO_A-F | IESO | 2050 | B11 | 25 | 0 | 1600 | 0 | 0 | 0 | 0 | 0 | 0 | 0 | 0 | 0 | 0 | 1.6766
NYISO_A-F_2_IESO | NYISO_A-F | IESO | 2050 | B12 | 200 | 0 | 1600 | 0 | 0 | 0 | 0 | 0 | 0 | 0 | 0 | 0 | 0 | 1.6766
NYISO_A-F_2_IESO | NYISO_A-F | IESO | 2050 | B13 | 600 | 0 | 1600 | 0 | 0 | 0 | 0 | 0 | 0 | 0 | 0 | 0 | 0 | 1.6766
NYISO_A-F_2_IESO | NYISO_A-F | IESO | 2050 | B14 | 900 | 0 | 1600 | 0 | 0 | 0 | 0 | 0 | 0 | 0 | 0 | 0 | 0 | 1.6766
NYISO_A-F_2_IESO | NYISO_A-F | IESO | 2050 | B15 | 1203 | 0 | 1600 | 0 | 0 | 0 | 0 | 0 | 0 | 0 | 0 | 0 | 0 | 1.6766
NYISO_A-F_2_IESO | NYISO_A-F | IESO | 2050 | B16 | 25 | 0 | 1600 | 188.46 | 0 | 0 | 0 | 0 | 0 | 0 | 0 | 0 | 0 | 1.6766
NYISO_A-F_2_IESO | NYISO_A-F | IESO | 2050 | B17 | 100 | 0 | 1600 | 0 | 0 | 0 | 0 | 0 | 0 | 0 | 0 | 0 | 0 | 1.6766
NYISO_A-F_2_IESO | NYISO_A-F | IESO | 2050 | B18 | 400 | 0 | 1600 | 0 | 0 | 0 | 0 | 0 | 0 | 0 | 0 | 0 | 0 | 1.6766
NYISO_A-F_2_IESO | NYISO_A-F | IESO | 2050 | B19 | 700 | 0 | 1600 | 0 | 0 | 0 | 0 | 0 | 0 | 0 | 0 | 0 | 0 | 1.6766
NYISO_A-F_2_IESO | NYISO_A-F | IESO | 2050 | B20 | 935 | 0 | 1600 | 0 | 0 | 0 | 0 | 0 | 0 | 0 | 0 | 0 | 0 | 1.6766
NYISO_A-F_2_NEISO | NYISO_A-F | NEISO | 2015 | B1 | 10 | 0 | 600 | 600 | 0 | 0 | 0 | 0 | 2.7064 | 0 | 0 | 2.7064 | 0 | 0.67659
NYISO_A-F_2_NEISO | NYISO_A-F | NEISO | 2015 | B2 | 25 | 0 | 600 | 22.95 | 0 | 0 | 0 | 0 | 0 | 0 | 0 | 0 | 0 | 0.67659
NYISO_A-F_2_NEISO | NYISO_A-F | NEISO | 2015 | B3 | 75 | 0 | 600 | 0 | 0 | 0 | 0 | 0 | 0 | 0 | 0 | 0 | 0 | 0.67659
NYISO_A-F_2_NEISO | NYISO_A-F | NEISO | 2015 | B4 | 100 | 0 | 600 | 0 | 0 | 0 | 0 | 0 | 0 | 0 | 0 | 0 | 0 | 0.67659
NYISO_A-F_2_NEISO | NYISO_A-F | NEISO | 2015 | B5 | 200 | 0 | 600 | 0 | 0 | 0 | 0 | 0 | 0 | 0 | 0 | 0 | 0 | 0.67659
NYISO_A-F_2_NEISO | NYISO_A-F | NEISO | 2015 | B6 | 300 | 0 | 600 | 0 | 0 | 0 | 0 | 0 | 0 | 0 | 0 | 0 | 0 | 0.67659
NYISO_A-F_2_NEISO | NYISO_A-F | NEISO | 2015 | B7 | 400 | 0 | 600 | 0 | 0 | 0 | 0 | 0 | 0 | 0 | 0 | 0 | 0 | 0.67659
NYISO_A-F_2_NEISO | NYISO_A-F | NEISO | 2015 | B8 | 500 | 0 | 600 | 0 | 0 | 0 | 0 | 0 | 0 | 0 | 0 | 0 | 0 | 0.67659
NYISO_A-F_2_NEISO | NYISO_A-F | NEISO | 2015 | B9 | 800 | 0 | 600 | 0 | 0 | 0 | 0 | 0 | 0 | 0 | 0 | 0 | 0 | 0.67659
NYISO_A-F_2_NEISO | NYISO_A-F | NEISO | 2015 | B10 | 1262 | 0 | 600 | 0 | 0 | 0 | 0 | 0 | 0 | 0 | 0 | 0 | 0 | 0.67659
NYISO_A-F_2_NEISO | NYISO_A-F | NEISO | 2015 | B11 | 25 | 0 | 600 | 0 | 0 | 0 | 0 | 0 | 0 | 0 | 0 | 0 | 0 | 0.67659
NYISO_A-F_2_NEISO | NYISO_A-F | NEISO | 2015 | B12 | 200 | 0 | 600 | 0 | 0 | 0 | 0 | 0 | 0 | 0 | 0 | 0 | 0 | 0.67659
NYISO_A-F_2_NEISO | NYISO_A-F | NEISO | 2015 | B13 | 600 | 0 | 600 | 0 | 0 | 0 | 0 | 0 | 0 | 0 | 0 | 0 | 0 | 0.67659
NYISO_A-F_2_NEISO | NYISO_A-F | NEISO | 2015 | B14 | 900 | 0 | 600 | 0 | 0 | 0 | 0 | 0 | 0 | 0 | 0 | 0 | 0 | 0.67659
NYISO_A-F_2_NEISO | NYISO_A-F | NEISO | 2015 | B15 | 1203 | 0 | 600 | 0 | 0 | 0 | 0 | 0 | 0 | 0 | 0 | 0 | 0 | 0.67659
NYISO_A-F_2_NEISO | NYISO_A-F | NEISO | 2015 | B16 | 25 | 0 | 600 | 0 | 0 | 0 | 0 | 0 | 0 | 0 | 0 | 0 | 0 | 0.67659
NYISO_A-F_2_NEISO | NYISO_A-F | NEISO | 2015 | B17 | 100 | 0 | 600 | 0 | 0 | 0 | 0 | 0 | 0 | 0 | 0 | 0 | 0 | 0.67659
NYISO_A-F_2_NEISO | NYISO_A-F | NEISO | 2015 | B18 | 400 | 0 | 600 | 0 | 0 | 0 | 0 | 0 | 0 | 0 | 0 | 0 | 0 | 0.67659
NYISO_A-F_2_NEISO | NYISO_A-F | NEISO | 2015 | B19 | 700 | 0 | 600 | 0 | 0 | 0 | 0 | 0 | 0 | 0 | 0 | 0 | 0 | 0.67659
NYISO_A-F_2_NEISO | NYISO_A-F | NEISO | 2015 | B20 | 935 | 0 | 600 | 0 | 0 | 600 | 0 | 0 | 0 | 0 | 0.26114 | 0 | 0 | 0.67659
NYISO_A-F_2_NEISO | NYISO_A-F | NEISO | 2020 | B1 | 10 | 0 | 600 | 600 | 0 | 0 | 0 | 0 | 20.0603 | 0 | 0 | 0.092444 | 0 | 0.31799
NYISO_A-F_2_NEISO | NYISO_A-F | NEISO | 2020 | B2 | 25 | 0 | 600 | 600 | 0 | 0 | 0 | 0 | 3.0387 | 0 | 0 | 0.035008 | 0 | 0.31799
NYISO_A-F_2_NEISO | NYISO_A-F | NEISO | 2020 | B3 | 75 | 0 | 600 | 0 | 0 | 0 | 0 | 0 | 0 | 0 | 0 | 0 | 0 | 0.31799
NYISO_A-F_2_NEISO | NYISO_A-F | NEISO | 2020 | B4 | 100 | 0 | 600 | 0 | 0 | 0 | 0 | 0 | 0 | 0 | 0 | 0 | 0 | 0.31799
NYISO_A-F_2_NEISO | NYISO_A-F | NEISO | 2020 | B5 | 200 | 0 | 600 | 0 | 0 | 0 | 0 | 0 | 0 | 0 | 0 | 0 | 0 | 0.31799
NYISO_A-F_2_NEISO | NYISO_A-F | NEISO | 2020 | B6 | 300 | 0 | 600 | 0 | 0 | 0 | 0 | 0 | 0 | 0 | 0 | 0 | 0 | 0.31799
NYISO_A-F_2_NEISO | NYISO_A-F | NEISO | 2020 | B7 | 400 | 0 | 600 | 0 | 0 | 0 | 0 | 0 | 0 | 0 | 0 | 0 | 0 | 0.31799
NYISO_A-F_2_NEISO | NYISO_A-F | NEISO | 2020 | B8 | 500 | 0 | 600 | 0 | 0 | 0 | 0 | 0 | 0 | 0 | 0 | 0 | 0 | 0.31799
NYISO_A-F_2_NEISO | NYISO_A-F | NEISO | 2020 | B9 | 800 | 0 | 600 | 0 | 0 | 0 | 0 | 0 | 0 | 0 | 0 | 0 | 0 | 0.31799
NYISO_A-F_2_NEISO | NYISO_A-F | NEISO | 2020 | B10 | 1262 | 0 | 600 | 0 | 0 | 0 | 0 | 0 | 0 | 0 | 0 | 0 | 0 | 0.31799
NYISO_A-F_2_NEISO | NYISO_A-F | NEISO | 2020 | B11 | 25 | 0 | 600 | 0 | 0 | 0 | 0 | 0 | 0 | 0 | 0 | 0 | 0 | 0.31799
NYISO_A-F_2_NEISO | NYISO_A-F | NEISO | 2020 | B12 | 200 | 0 | 600 | 0 | 0 | 0 | 0 | 0 | 0 | 0 | 0 | 0 | 0 | 0.31799
NYISO_A-F_2_NEISO | NYISO_A-F | NEISO | 2020 | B13 | 600 | 0 | 600 | 0 | 0 | 0 | 0 | 0 | 0 | 0 | 0 | 0 | 0 | 0.31799
NYISO_A-F_2_NEISO | NYISO_A-F | NEISO | 2020 | B14 | 900 | 0 | 600 | 0 | 0 | 0 | 0 | 0 | 0 | 0 | 0 | 0 | 0 | 0.31799
NYISO_A-F_2_NEISO | NYISO_A-F | NEISO | 2020 | B15 | 1203 | 0 | 600 | 0 | 0 | 0 | 0 | 0 | 0 | 0 | 0 | 0 | 0 | 0.31799
NYISO_A-F_2_NEISO | NYISO_A-F | NEISO | 2020 | B16 | 25 | 0 | 600 | 0 | 0 | 0 | 0 | 0 | 0 | 0 | 0 | 0 | 0 | 0.31799
NYISO_A-F_2_NEISO | NYISO_A-F | NEISO | 2020 | B17 | 100 | 0 | 600 | 600 | 0 | 0 | 0 | 0 | 1.1633 | 0 | 0 | 0.053606 | 0 | 0.31799
NYISO_A-F_2_NEISO | NYISO_A-F | NEISO | 2020 | B18 | 400 | 0 | 600 | 600 | 0 | 0 | 0 | 0 | 1.1633 | 0 | 0 | 0.21443 | 0 | 0.31799
NYISO_A-F_2_NEISO | NYISO_A-F | NEISO | 2020 | B19 | 700 | 0 | 600 | 600 | 0 | 214.5 | 0 | 0 | 1.1633 | 0 | 0 | 0.37525 | 0 | 0.31799
NYISO_A-F_2_NEISO | NYISO_A-F | NEISO | 2020 | B20 | 935 | 0 | 600 | 600 | 0 | 600 | 0 | 81.5 | 1.1633 | 0 | 0.32049 | 0.50122 | 0 | 0.31799
NYISO_A-F_2_NEISO | NYISO_A-F | NEISO | 2025 | B1 | 10 | 0 | 600 | 475.09 | 0 | 0 | 0 | 0 | 0 | 0 | 0 | 0 | 0 | 0.076564
NYISO_A-F_2_NEISO | NYISO_A-F | NEISO | 2025 | B2 | 25 | 0 | 600 | 0 | 0 | 0 | 0 | 0 | 0 | 0 | 0 | 0 | 0 | 0.076564
NYISO_A-F_2_NEISO | NYISO_A-F | NEISO | 2025 | B3 | 75 | 0 | 600 | 0 | 0 | 0 | 0 | 0 | 0 | 0 | 0 | 0 | 0 | 0.076564
NYISO_A-F_2_NEISO | NYISO_A-F | NEISO | 2025 | B4 | 100 | 0 | 600 | 0 | 0 | 0 | 0 | 0 | 0 | 0 | 0 | 0 | 0 | 0.076564
NYISO_A-F_2_NEISO | NYISO_A-F | NEISO | 2025 | B5 | 200 | 0 | 600 | 0 | 0 | 0 | 0 | 0 | 0 | 0 | 0 | 0 | 0 | 0.076564
NYISO_A-F_2_NEISO | NYISO_A-F | NEISO | 2025 | B6 | 300 | 0 | 600 | 0 | 0 | 0 | 0 | 0 | 0 | 0 | 0 | 0 | 0 | 0.076564
NYISO_A-F_2_NEISO | NYISO_A-F | NEISO | 2025 | B7 | 400 | 0 | 600 | 0 | 0 | 0 | 0 | 0 | 0 | 0 | 0 | 0 | 0 | 0.076564
NYISO_A-F_2_NEISO | NYISO_A-F | NEISO | 2025 | B8 | 500 | 0 | 600 | 0 | 0 | 0 | 0 | 0 | 0 | 0 | 0 | 0 | 0 | 0.076564
NYISO_A-F_2_NEISO | NYISO_A-F | NEISO | 2025 | B9 | 800 | 0 | 600 | 0 | 0 | 0 | 0 | 0 | 0 | 0 | 0 | 0 | 0 | 0.076564
NYISO_A-F_2_NEISO | NYISO_A-F | NEISO | 2025 | B10 | 1262 | 0 | 600 | 0 | 0 | 0 | 0 | 0 | 0 | 0 | 0 | 0 | 0 | 0.076564
NYISO_A-F_2_NEISO | NYISO_A-F | NEISO | 2025 | B11 | 25 | 0 | 600 | 0 | 0 | 0 | 0 | 0 | 0 | 0 | 0 | 0 | 0 | 0.076564
NYISO_A-F_2_NEISO | NYISO_A-F | NEISO | 2025 | B12 | 200 | 0 | 600 | 0 | 0 | 0 | 0 | 0 | 0 | 0 | 0 | 0 | 0 | 0.076564
NYISO_A-F_2_NEISO | NYISO_A-F | NEISO | 2025 | B13 | 600 | 0 | 600 | 0 | 0 | 0 | 0 | 0 | 0 | 0 | 0 | 0 | 0 | 0.076564
NYISO_A-F_2_NEISO | NYISO_A-F | NEISO | 2025 | B14 | 900 | 0 | 600 | 0 | 0 | 0 | 0 | 0 | 0 | 0 | 0 | 0 | 0 | 0.076564
NYISO_A-F_2_NEISO | NYISO_A-F | NEISO | 2025 | B15 | 1203 | 0 | 600 | 0 | 0 | 0 | 0 | 0 | 0 | 0 | 0 | 0 | 0 | 0.076564
NYISO_A-F_2_NEISO | NYISO_A-F | NEISO | 2025 | B16 | 25 | 0 | 600 | 0 | 0 | 0 | 0 | 0 | 0 | 0 | 0 | 0 | 0 | 0.076564
NYISO_A-F_2_NEISO | NYISO_A-F | NEISO | 2025 | B17 | 100 | 0 | 600 | 496.55 | 0 | 0 | 0 | 0 | 0 | 0 | 0 | 0 | 0 | 0.076564
NYISO_A-F_2_NEISO | NYISO_A-F | NEISO | 2025 | B18 | 400 | 0 | 600 | 600 | 0 | 0 | 0 | 0 | 1.4125 | 0 | 0 | 0.27765 | 0 | 0.076564
NYISO_A-F_2_NEISO | NYISO_A-F | NEISO | 2025 | B19 | 700 | 0 | 600 | 600 | 0 | 0 | 0 | 0 | 0.03561 | 0 | 0 | 0.012249 | 0 | 0.076564
NYISO_A-F_2_NEISO | NYISO_A-F | NEISO | 2025 | B20 | 935 | 0 | 600 | 600 | 0 | 600 | 0 | 0 | 0.03561 | 0 | 0 | 0.016361 | 0 | 0.076564
NYISO_A-F_2_NEISO | NYISO_A-F | NEISO | 2030 | B1 | 10 | 0 | 600 | 0 | 0 | 0 | 0 | 0 | 0 | 0 | 0 | 0 | 0 | 0.05935
NYISO_A-F_2_NEISO | NYISO_A-F | NEISO | 2030 | B2 | 25 | 0 | 600 | 0 | 0 | 0 | 0 | 0 | 0 | 0 | 0 | 0 | 0 | 0.05935
NYISO_A-F_2_NEISO | NYISO_A-F | NEISO | 2030 | B3 | 75 | 0 | 600 | 0 | 0 | 0 | 0 | 0 | 0 | 0 | 0 | 0 | 0 | 0.05935
NYISO_A-F_2_NEISO | NYISO_A-F | NEISO | 2030 | B4 | 100 | 0 | 600 | 0 | 0 | 0 | 0 | 0 | 0 | 0 | 0 | 0 | 0 | 0.05935
NYISO_A-F_2_NEISO | NYISO_A-F | NEISO | 2030 | B5 | 200 | 0 | 600 | 0 | 0 | 0 | 0 | 0 | 0 | 0 | 0 | 0 | 0 | 0.05935
NYISO_A-F_2_NEISO | NYISO_A-F | NEISO | 2030 | B6 | 300 | 0 | 600 | 0 | 0 | 0 | 0 | 0 | 0 | 0 | 0 | 0 | 0 | 0.05935
NYISO_A-F_2_NEISO | NYISO_A-F | NEISO | 2030 | B7 | 400 | 0 | 600 | 0 | 0 | 0 | 0 | 0 | 0 | 0 | 0 | 0 | 0 | 0.05935
NYISO_A-F_2_NEISO | NYISO_A-F | NEISO | 2030 | B8 | 500 | 0 | 600 | 0 | 0 | 0 | 0 | 0 | 0 | 0 | 0 | 0 | 0 | 0.05935
NYISO_A-F_2_NEISO | NYISO_A-F | NEISO | 2030 | B9 | 800 | 0 | 600 | 0 | 0 | 0 | 0 | 0 | 0 | 0 | 0 | 0 | 0 | 0.05935
NYISO_A-F_2_NEISO | NYISO_A-F | NEISO | 2030 | B10 | 1262 | 0 | 600 | 0 | 0 | 0 | 0 | 0 | 0 | 0 | 0 | 0 | 0 | 0.05935
NYISO_A-F_2_NEISO | NYISO_A-F | NEISO | 2030 | B11 | 25 | 0 | 600 | 0 | 0 | 0 | 0 | 0 | 0 | 0 | 0 | 0 | 0 | 0.05935
NYISO_A-F_2_NEISO | NYISO_A-F | NEISO | 2030 | B12 | 200 | 0 | 600 | 0 | 0 | 0 | 0 | 0 | 0 | 0 | 0 | 0 | 0 | 0.05935
NYISO_A-F_2_NEISO | NYISO_A-F | NEISO | 2030 | B13 | 600 | 0 | 600 | 0 | 0 | 0 | 0 | 0 | 0 | 0 | 0 | 0 | 0 | 0.05935
NYISO_A-F_2_NEISO | NYISO_A-F | NEISO | 2030 | B14 | 900 | 0 | 600 | 0 | 0 | 0 | 0 | 0 | 0 | 0 | 0 | 0 | 0 | 0.05935
NYISO_A-F_2_NEISO | NYISO_A-F | NEISO | 2030 | B15 | 1203 | 0 | 600 | 0 | 0 | 0 | 0 | 0 | 0 | 0 | 0 | 0 | 0 | 0.05935
NYISO_A-F_2_NEISO | NYISO_A-F | NEISO | 2030 | B16 | 25 | 0 | 600 | 0 | 0 | 0 | 0 | 0 | 0 | 0 | 0 | 0 | 0 | 0.05935
NYISO_A-F_2_NEISO | NYISO_A-F | NEISO | 2030 | B17 | 100 | 0 | 600 | 0 | 0 | 0 | 0 | 0 | 0 | 0 | 0 | 0 | 0 | 0.05935
NYISO_A-F_2_NEISO | NYISO_A-F | NEISO | 2030 | B18 | 400 | 0 | 600 | 342.92 | 0 | 0 | 0 | 0 | 0 | 0 | 0 | 0 | 0 | 0.05935
NYISO_A-F_2_NEISO | NYISO_A-F | NEISO | 2030 | B19 | 700 | 0 | 600 | 600 | 0 | 0 | 0 | 0 | 0.2374 | 0 | 0 | 0.10164 | 0 | 0.05935
NYISO_A-F_2_NEISO | NYISO_A-F | NEISO | 2030 | B20 | 935 | 0 | 600 | 600 | 0 | 0 | 0 | 0 | 0.2374 | 0 | 0 | 0.13576 | 0 | 0.05935
NYISO_A-F_2_NEISO | NYISO_A-F | NEISO | 2035 | B1 | 10 | 0 | 600 | 0 | 0 | 0 | 0 | 0 | 0 | 0 | 0 | 0 | 0 | 0
NYISO_A-F_2_NEISO | NYISO_A-F | NEISO | 2035 | B2 | 25 | 0 | 600 | 0 | 0 | 0 | 0 | 0 | 0 | 0 | 0 | 0 | 0 | 0
NYISO_A-F_2_NEISO | NYISO_A-F | NEISO | 2035 | B3 | 75 | 0 | 600 | 0 | 0 | 0 | 0 | 0 | 0 | 0 | 0 | 0 | 0 | 0
NYISO_A-F_2_NEISO | NYISO_A-F | NEISO | 2035 | B4 | 100 | 0 | 600 | 0 | 0 | 0 | 0 | 0 | 0 | 0 | 0 | 0 | 0 | 0
NYISO_A-F_2_NEISO | NYISO_A-F | NEISO | 2035 | B5 | 200 | 0 | 600 | 0 | 0 | 0 | 0 | 0 | 0 | 0 | 0 | 0 | 0 | 0
NYISO_A-F_2_NEISO | NYISO_A-F | NEISO | 2035 | B6 | 300 | 0 | 600 | 0 | 0 | 0 | 0 | 0 | 0 | 0 | 0 | 0 | 0 | 0
NYISO_A-F_2_NEISO | NYISO_A-F | NEISO | 2035 | B7 | 400 | 0 | 600 | 0 | 0 | 0 | 0 | 0 | 0 | 0 | 0 | 0 | 0 | 0
NYISO_A-F_2_NEISO | NYISO_A-F | NEISO | 2035 | B8 | 500 | 0 | 600 | 0 | 0 | 0 | 0 | 0 | 0 | 0 | 0 | 0 | 0 | 0
NYISO_A-F_2_NEISO | NYISO_A-F | NEISO | 2035 | B9 | 800 | 0 | 600 | 0 | 0 | 0 | 0 | 0 | 0 | 0 | 0 | 0 | 0 | 0
NYISO_A-F_2_NEISO | NYISO_A-F | NEISO | 2035 | B10 | 1262 | 0 | 600 | 0 | 0 | 0 | 0 | 0 | 0 | 0 | 0 | 0 | 0 | 0
NYISO_A-F_2_NEISO | NYISO_A-F | NEISO | 2035 | B11 | 25 | 0 | 600 | 0 | 0 | 0 | 0 | 0 | 0 | 0 | 0 | 0 | 0 | 0
NYISO_A-F_2_NEISO | NYISO_A-F | NEISO | 2035 | B12 | 200 | 0 | 600 | 0 | 0 | 0 | 0 | 0 | 0 | 0 | 0 | 0 | 0 | 0
NYISO_A-F_2_NEISO | NYISO_A-F | NEISO | 2035 | B13 | 600 | 0 | 600 | 0 | 0 | 0 | 0 | 0 | 0 | 0 | 0 | 0 | 0 | 0
NYISO_A-F_2_NEISO | NYISO_A-F | NEISO | 2035 | B14 | 900 | 0 | 600 | 0 | 0 | 0 | 0 | 0 | 0 | 0 | 0 | 0 | 0 | 0
NYISO_A-F_2_NEISO | NYISO_A-F | NEISO | 2035 | B15 | 1203 | 0 | 600 | 0 | 0 | 0 | 0 | 0 | 0 | 0 | 0 | 0 | 0 | 0
NYISO_A-F_2_NEISO | NYISO_A-F | NEISO | 2035 | B16 | 25 | 0 | 600 | 0 | 0 | 0 | 0 | 0 | 0 | 0 | 0 | 0 | 0 | 0
NYISO_A-F_2_NEISO | NYISO_A-F | NEISO | 2035 | B17 | 100 | 0 | 600 | 0 | 0 | 0 | 0 | 0 | 0 | 0 | 0 | 0 | 0 | 0
NYISO_A-F_2_NEISO | NYISO_A-F | NEISO | 2035 | B18 | 400 | 0 | 600 | 0 | 0 | 0 | 0 | 0 | 0 | 0 | 0 | 0 | 0 | 0
NYISO_A-F_2_NEISO | NYISO_A-F | NEISO | 2035 | B19 | 700 | 0 | 600 | 0 | 0 | 0 | 0 | 0 | 0 | 0 | 0 | 0 | 0 | 0
NYISO_A-F_2_NEISO | NYISO_A-F | NEISO | 2035 | B20 | 935 | 0 | 600 | 0 | 0 | 0 | 0 | 0 | 0 | 0 | 0 | 0 | 0 | 0
NYISO_A-F_2_NEISO | NYISO_A-F | NEISO | 2040 | B1 | 10 | 0 | 600 | 0 | 0 | 0 | 0 | 0 | 0 | 0 | 0 | 0 | 0 | 0
NYISO_A-F_2_NEISO | NYISO_A-F | NEISO | 2040 | B2 | 25 | 0 | 600 | 0 | 0 | 0 | 0 | 0 | 0 | 0 | 0 | 0 | 0 | 0
NYISO_A-F_2_NEISO | NYISO_A-F | NEISO | 2040 | B3 | 75 | 0 | 600 | 0 | 0 | 0 | 0 | 0 | 0 | 0 | 0 | 0 | 0 | 0
NYISO_A-F_2_NEISO | NYISO_A-F | NEISO | 2040 | B4 | 100 | 0 | 600 | 0 | 0 | 0 | 0 | 0 | 0 | 0 | 0 | 0 | 0 | 0
NYISO_A-F_2_NEISO | NYISO_A-F | NEISO | 2040 | B5 | 200 | 0 | 600 | 0 | 0 | 0 | 0 | 0 | 0 | 0 | 0 | 0 | 0 | 0
NYISO_A-F_2_NEISO | NYISO_A-F | NEISO | 2040 | B6 | 300 | 0 | 600 | 0 | 0 | 0 | 0 | 0 | 0 | 0 | 0 | 0 | 0 | 0
NYISO_A-F_2_NEISO | NYISO_A-F | NEISO | 2040 | B7 | 400 | 0 | 600 | 0 | 0 | 0 | 0 | 0 | 0 | 0 | 0 | 0 | 0 | 0
NYISO_A-F_2_NEISO | NYISO_A-F | NEISO | 2040 | B8 | 500 | 0 | 600 | 0 | 0 | 0 | 0 | 0 | 0 | 0 | 0 | 0 | 0 | 0
NYISO_A-F_2_NEISO | NYISO_A-F | NEISO | 2040 | B9 | 800 | 0 | 600 | 0 | 0 | 0 | 0 | 0 | 0 | 0 | 0 | 0 | 0 | 0
NYISO_A-F_2_NEISO | NYISO_A-F | NEISO | 2040 | B10 | 1262 | 0 | 600 | 0 | 0 | 0 | 0 | 0 | 0 | 0 | 0 | 0 | 0 | 0
NYISO_A-F_2_NEISO | NYISO_A-F | NEISO | 2040 | B11 | 25 | 0 | 600 | 0 | 0 | 0 | 0 | 0 | 0 | 0 | 0 | 0 | 0 | 0
NYISO_A-F_2_NEISO | NYISO_A-F | NEISO | 2040 | B12 | 200 | 0 | 600 | 0 | 0 | 0 | 0 | 0 | 0 | 0 | 0 | 0 | 0 | 0
NYISO_A-F_2_NEISO | NYISO_A-F | NEISO | 2040 | B13 | 600 | 0 | 600 | 0 | 0 | 0 | 0 | 0 | 0 | 0 | 0 | 0 | 0 | 0
NYISO_A-F_2_NEISO | NYISO_A-F | NEISO | 2040 | B14 | 900 | 0 | 600 | 0 | 0 | 0 | 0 | 0 | 0 | 0 | 0 | 0 | 0 | 0
NYISO_A-F_2_NEISO | NYISO_A-F | NEISO | 2040 | B15 | 1203 | 0 | 600 | 0 | 0 | 0 | 0 | 0 | 0 | 0 | 0 | 0 | 0 | 0
NYISO_A-F_2_NEISO | NYISO_A-F | NEISO | 2040 | B16 | 25 | 0 | 600 | 0 | 0 | 0 | 0 | 0 | 0 | 0 | 0 | 0 | 0 | 0
NYISO_A-F_2_NEISO | NYISO_A-F | NEISO | 2040 | B17 | 100 | 0 | 600 | 0 | 0 | 0 | 0 | 0 | 0 | 0 | 0 | 0 | 0 | 0
NYISO_A-F_2_NEISO | NYISO_A-F | NEISO | 2040 | B18 | 400 | 0 | 600 | 0 | 0 | 0 | 0 | 0 | 0 | 0 | 0 | 0 | 0 | 0
NYISO_A-F_2_NEISO | NYISO_A-F | NEISO | 2040 | B19 | 700 | 0 | 600 | 0 | 0 | 0 | 0 | 0 | 0 | 0 | 0 | 0 | 0 | 0
NYISO_A-F_2_NEISO | NYISO_A-F | NEISO | 2040 | B20 | 935 | 0 | 600 | 0 | 0 | 0 | 0 | 0 | 0 | 0 | 0 | 0 | 0 | 0
NYISO_A-F_2_NEISO | NYISO_A-F | NEISO | 2045 | B1 | 10 | 0 | 600 | 0 | 0 | 0 | 0 | 0 | 0 | 0 | 0 | 0 | 0 | 0
NYISO_A-F_2_NEISO | NYISO_A-F | NEISO | 2045 | B2 | 25 | 0 | 600 | 0 | 0 | 0 | 0 | 0 | 0 | 0 | 0 | 0 | 0 | 0
NYISO_A-F_2_NEISO | NYISO_A-F | NEISO | 2045 | B3 | 75 | 0 | 600 | 0 | 0 | 0 | 0 | 0 | 0 | 0 | 0 | 0 | 0 | 0
NYISO_A-F_2_NEISO | NYISO_A-F | NEISO | 2045 | B4 | 100 | 0 | 600 | 0 | 0 | 0 | 0 | 0 | 0 | 0 | 0 | 0 | 0 | 0
NYISO_A-F_2_NEISO | NYISO_A-F | NEISO | 2045 | B5 | 200 | 0 | 600 | 0 | 0 | 0 | 0 | 0 | 0 | 0 | 0 | 0 | 0 | 0
NYISO_A-F_2_NEISO | NYISO_A-F | NEISO | 2045 | B6 | 300 | 0 | 600 | 0 | 0 | 0 | 0 | 0 | 0 | 0 | 0 | 0 | 0 | 0
NYISO_A-F_2_NEISO | NYISO_A-F | NEISO | 2045 | B7 | 400 | 0 | 600 | 0 | 0 | 0 | 0 | 0 | 0 | 0 | 0 | 0 | 0 | 0
NYISO_A-F_2_NEISO | NYISO_A-F | NEISO | 2045 | B8 | 500 | 0 | 600 | 0 | 0 | 0 | 0 | 0 | 0 | 0 | 0 | 0 | 0 | 0
NYISO_A-F_2_NEISO | NYISO_A-F | NEISO | 2045 | B9 | 800 | 0 | 600 | 0 | 0 | 0 | 0 | 0 | 0 | 0 | 0 | 0 | 0 | 0
NYISO_A-F_2_NEISO | NYISO_A-F | NEISO | 2045 | B10 | 1262 | 0 | 600 | 0 | 0 | 0 | 0 | 0 | 0 | 0 | 0 | 0 | 0 | 0
NYISO_A-F_2_NEISO | NYISO_A-F | NEISO | 2045 | B11 | 25 | 0 | 600 | 0 | 0 | 0 | 0 | 0 | 0 | 0 | 0 | 0 | 0 | 0
NYISO_A-F_2_NEISO | NYISO_A-F | NEISO | 2045 | B12 | 200 | 0 | 600 | 0 | 0 | 0 | 0 | 0 | 0 | 0 | 0 | 0 | 0 | 0
NYISO_A-F_2_NEISO | NYISO_A-F | NEISO | 2045 | B13 | 600 | 0 | 600 | 0 | 0 | 0 | 0 | 0 | 0 | 0 | 0 | 0 | 0 | 0
NYISO_A-F_2_NEISO | NYISO_A-F | NEISO | 2045 | B14 | 900 | 0 | 600 | 0 | 0 | 0 | 0 | 0 | 0 | 0 | 0 | 0 | 0 | 0
NYISO_A-F_2_NEISO | NYISO_A-F | NEISO | 2045 | B15 | 1203 | 0 | 600 | 0 | 0 | 0 | 0 | 0 | 0 | 0 | 0 | 0 | 0 | 0
NYISO_A-F_2_NEISO | NYISO_A-F | NEISO | 2045 | B16 | 25 | 0 | 600 | 0 | 0 | 0 | 0 | 0 | 0 | 0 | 0 | 0 | 0 | 0
NYISO_A-F_2_NEISO | NYISO_A-F | NEISO | 2045 | B17 | 100 | 0 | 600 | 0 | 0 | 0 | 0 | 0 | 0 | 0 | 0 | 0 | 0 | 0
NYISO_A-F_2_NEISO | NYISO_A-F | NEISO | 2045 | B18 | 400 | 0 | 600 | 0 | 0 | 0 | 0 | 0 | 0 | 0 | 0 | 0 | 0 | 0
NYISO_A-F_2_NEISO | NYISO_A-F | NEISO | 2045 | B19 | 700 | 0 | 600 | 0 | 0 | 0 | 0 | 0 | 0 | 0 | 0 | 0 | 0 | 0
NYISO_A-F_2_NEISO | NYISO_A-F | NEISO | 2045 | B20 | 935 | 0 | 600 | 0 | 0 | 0 | 0 | 0 | 0 | 0 | 0 | 0 | 0 | 0
NYISO_A-F_2_NEISO | NYISO_A-F | NEISO | 2050 | B1 | 10 | 0 | 600 | 0 | 0 | 0 | 0 | 0 | 0 | 0 | 0 | 0 | 0 | 0
NYISO_A-F_2_NEISO | NYISO_A-F | NEISO | 2050 | B2 | 25 | 0 | 600 | 0 | 0 | 0 | 0 | 0 | 0 | 0 | 0 | 0 | 0 | 0
NYISO_A-F_2_NEISO | NYISO_A-F | NEISO | 2050 | B3 | 75 | 0 | 600 | 0 | 0 | 0 | 0 | 0 | 0 | 0 | 0 | 0 | 0 | 0
NYISO_A-F_2_NEISO | NYISO_A-F | NEISO | 2050 | B4 | 100 | 0 | 600 | 0 | 0 | 0 | 0 | 0 | 0 | 0 | 0 | 0 | 0 | 0
NYISO_A-F_2_NEISO | NYISO_A-F | NEISO | 2050 | B5 | 200 | 0 | 600 | 0 | 0 | 0 | 0 | 0 | 0 | 0 | 0 | 0 | 0 | 0
NYISO_A-F_2_NEISO | NYISO_A-F | NEISO | 2050 | B6 | 300 | 0 | 600 | 0 | 0 | 0 | 0 | 0 | 0 | 0 | 0 | 0 | 0 | 0
NYISO_A-F_2_NEISO | NYISO_A-F | NEISO | 2050 | B7 | 400 | 0 | 600 | 0 | 0 | 0 | 0 | 0 | 0 | 0 | 0 | 0 | 0 | 0
NYISO_A-F_2_NEISO | NYISO_A-F | NEISO | 2050 | B8 | 500 | 0 | 600 | 0 | 0 | 0 | 0 | 0 | 0 | 0 | 0 | 0 | 0 | 0
NYISO_A-F_2_NEISO | NYISO_A-F | NEISO | 2050 | B9 | 800 | 0 | 600 | 0 | 0 | 0 | 0 | 0 | 0 | 0 | 0 | 0 | 0 | 0
NYISO_A-F_2_NEISO | NYISO_A-F | NEISO | 2050 | B10 | 1262 | 0 | 600 | 0 | 0 | 0 | 0 | 0 | 0 | 0 | 0 | 0 | 0 | 0
NYISO_A-F_2_NEISO | NYISO_A-F | NEISO | 2050 | B11 | 25 | 0 | 600 | 0 | 0 | 0 | 0 | 0 | 0 | 0 | 0 | 0 | 0 | 0
NYISO_A-F_2_NEISO | NYISO_A-F | NEISO | 2050 | B12 | 200 | 0 | 600 | 0 | 0 | 0 | 0 | 0 | 0 | 0 | 0 | 0 | 0 | 0
NYISO_A-F_2_NEISO | NYISO_A-F | NEISO | 2050 | B13 | 600 | 0 | 600 | 0 | 0 | 0 | 0 | 0 | 0 | 0 | 0 | 0 | 0 | 0
NYISO_A-F_2_NEISO | NYISO_A-F | NEISO | 2050 | B14 | 900 | 0 | 600 | 0 | 0 | 0 | 0 | 0 | 0 | 0 | 0 | 0 | 0 | 0
NYISO_A-F_2_NEISO | NYISO_A-F | NEISO | 2050 | B15 | 1203 | 0 | 600 | 0 | 0 | 0 | 0 | 0 | 0 | 0 | 0 | 0 | 0 | 0
NYISO_A-F_2_NEISO | NYISO_A-F | NEISO | 2050 | B16 | 25 | 0 | 600 | 0 | 0 | 0 | 0 | 0 | 0 | 0 | 0 | 0 | 0 | 0
NYISO_A-F_2_NEISO | NYISO_A-F | NEISO | 2050 | B17 | 100 | 0 | 600 | 0 | 0 | 0 | 0 | 0 | 0 | 0 | 0 | 0 | 0 | 0
NYISO_A-F_2_NEISO | NYISO_A-F | NEISO | 2050 | B18 | 400 | 0 | 600 | 0 | 0 | 0 | 0 | 0 | 0 | 0 | 0 | 0 | 0 | 0
NYISO_A-F_2_NEISO | NYISO_A-F | NEISO | 2050 | B19 | 700 | 0 | 600 | 0 | 0 | 0 | 0 | 0 | 0 | 0 | 0 | 0 | 0 | 0
NYISO_A-F_2_NEISO | NYISO_A-F | NEISO | 2050 | B20 | 935 | 0 | 600 | 0 | 0 | 0 | 0 | 0 | 0 | 0 | 0 | 0 | 0 | 0
NYISO_A-F_2_NYISO_G-I | NYISO_A-F | NYISO_G-I | 2015 | B1 | 10 | 0 | 4250 | 4250 | 0 | 4250 | 0 | 758.61 | 8.6888 | 0 | 0.98521 | 0.01977 | 0 | 0.99484
NYISO_A-F_2_NYISO_G-I | NYISO_A-F | NYISO_G-I | 2015 | B2 | 25 | 0 | 4250 | 4250 | 0 | 4250 | 0 | 131.65 | 2.6114 | 0 | 0.98521 | 0.014854 | 0 | 0.99484
NYISO_A-F_2_NYISO_G-I | NYISO_A-F | NYISO_G-I | 2015 | B3 | 75 | 0 | 4250 | 4250 | 0 | 3511.34 | 0 | 0 | 4.1782 | 0 | 0 | 0.071301 | 0 | 0.99484
NYISO_A-F_2_NYISO_G-I | NYISO_A-F | NYISO_G-I | 2015 | B4 | 100 | 0 | 4250 | 4250 | 0 | 4250 | 0 | 0 | 4.1189 | 0 | 0.74781 | 0.093718 | 0 | 0.99484
NYISO_A-F_2_NYISO_G-I | NYISO_A-F | NYISO_G-I | 2015 | B5 | 200 | 0 | 4250 | 4250 | 0 | 4250 | 0 | 0 | 6.8846 | 0 | 0.74781 | 0.31329 | 0 | 0.99484
NYISO_A-F_2_NYISO_G-I | NYISO_A-F | NYISO_G-I | 2015 | B6 | 300 | 0 | 4250 | 4250 | 0 | 4250 | 0 | 0 | 10.2319 | 0 | 0.16618 | 0.69843 | 0 | 0.99484
NYISO_A-F_2_NYISO_G-I | NYISO_A-F | NYISO_G-I | 2015 | B7 | 400 | 0 | 4250 | 4176.22 | 0 | 4250 | 0 | 0 | 0 | 0 | 0.30862 | 0 | 0 | 0.99484
NYISO_A-F_2_NYISO_G-I | NYISO_A-F | NYISO_G-I | 2015 | B8 | 500 | 0 | 4250 | 4167.43 | 0 | 4250 | 0 | 1393.52 | 0 | 0 | 0.98521 | 0 | 0 | 0.99484
NYISO_A-F_2_NYISO_G-I | NYISO_A-F | NYISO_G-I | 2015 | B9 | 800 | 0 | 4250 | 3845.72 | 0 | 4250 | 0 | 327.07 | 0 | 0 | 0.98521 | 0 | 0 | 0.99484
NYISO_A-F_2_NYISO_G-I | NYISO_A-F | NYISO_G-I | 2015 | B10 | 1262 | 0 | 4250 | 1787.23 | 0 | 3459.97 | 0 | 0 | 0 | 0 | 0 | 0 | 0 | 0.99484
NYISO_A-F_2_NYISO_G-I | NYISO_A-F | NYISO_G-I | 2015 | B11 | 25 | 0 | 4250 | 4250 | 0 | 3679.84 | 0 | 0 | 0.18992 | 0 | 0 | 0.0010803 | 0 | 0.99484
NYISO_A-F_2_NYISO_G-I | NYISO_A-F | NYISO_G-I | 2015 | B12 | 200 | 0 | 4250 | 4112.15 | 0 | 3954.51 | 0 | 0 | 0 | 0 | 0 | 0 | 0 | 0.99484
NYISO_A-F_2_NYISO_G-I | NYISO_A-F | NYISO_G-I | 2015 | B13 | 600 | 0 | 4250 | 4250 | 0 | 4250 | 0 | 156.46 | 1.733 | 0 | 0.98521 | 0.23659 | 0 | 0.99484
NYISO_A-F_2_NYISO_G-I | NYISO_A-F | NYISO_G-I | 2015 | B14 | 900 | 0 | 4250 | 4250 | 0 | 4250 | 0 | 0 | 0.93773 | 0 | 0.04748 | 0.19203 | 0 | 0.99484
NYISO_A-F_2_NYISO_G-I | NYISO_A-F | NYISO_G-I | 2015 | B15 | 1203 | 0 | 4250 | 2988.71 | 0 | 4190.1 | 0 | 0 | 0 | 0 | 0 | 0 | 0 | 0.99484
NYISO_A-F_2_NYISO_G-I | NYISO_A-F | NYISO_G-I | 2015 | B16 | 25 | 0 | 4250 | 4250 | 0 | 4250 | 0 | 2011.11 | 8.6176 | 0 | 0.98521 | 0.049019 | 0 | 0.99484
NYISO_A-F_2_NYISO_G-I | NYISO_A-F | NYISO_G-I | 2015 | B17 | 100 | 0 | 4250 | 4250 | 0 | 4250 | 0 | 3680.6 | 7.5731 | 0 | 0.98521 | 0.17231 | 0 | 0.99484
NYISO_A-F_2_NYISO_G-I | NYISO_A-F | NYISO_G-I | 2015 | B18 | 400 | 0 | 4250 | 4250 | 0 | 4250 | 0 | 4347.92 | 5.7213 | 0 | 0.98521 | 0.52071 | 0 | 0.99484
NYISO_A-F_2_NYISO_G-I | NYISO_A-F | NYISO_G-I | 2015 | B19 | 700 | 0 | 4250 | 4250 | 0 | 4250 | 0 | 3734.9 | 5.567 | 0 | 0.98521 | 0.88667 | 0 | 0.99484
NYISO_A-F_2_NYISO_G-I | NYISO_A-F | NYISO_G-I | 2015 | B20 | 935 | 0 | 4250 | 4250 | 0 | 4250 | 0 | 0 | 3.3355 | 0 | 0.32049 | 0.70959 | 0 | 0.99484
NYISO_A-F_2_NYISO_G-I | NYISO_A-F | NYISO_G-I | 2020 | B1 | 10 | 0 | 4250 | 4250 | 0 | 4250 | 0 | 1718.13 | 26.0546 | 0 | 1.1158 | 0.052161 | 0 | 1.1295
NYISO_A-F_2_NYISO_G-I | NYISO_A-F | NYISO_G-I | 2020 | B2 | 25 | 0 | 4250 | 4250 | 0 | 4250 | 0 | 362.85 | 9.0331 | 0 | 1.1158 | 0.045211 | 0 | 1.1295
NYISO_A-F_2_NYISO_G-I | NYISO_A-F | NYISO_G-I | 2020 | B3 | 75 | 0 | 4250 | 4250 | 0 | 4250 | 0 | 0 | 1.4007 | 0 | 0.13057 | 0.021031 | 0 | 1.1295
NYISO_A-F_2_NYISO_G-I | NYISO_A-F | NYISO_G-I | 2020 | B4 | 100 | 0 | 4250 | 4250 | 0 | 4250 | 0 | 0 | 3.4067 | 0 | 0.13057 | 0.068202 | 0 | 1.1295
NYISO_A-F_2_NYISO_G-I | NYISO_A-F | NYISO_G-I | 2020 | B5 | 200 | 0 | 4250 | 4250 | 0 | 4250 | 0 | 0 | 6.2674 | 0 | 0.92586 | 0.25095 | 0 | 1.1295
NYISO_A-F_2_NYISO_G-I | NYISO_A-F | NYISO_G-I | 2020 | B6 | 300 | 0 | 4250 | 4250 | 0 | 4250 | 0 | 0 | 6.754 | 0 | 0.13057 | 0.40565 | 0 | 1.1295
NYISO_A-F_2_NYISO_G-I | NYISO_A-F | NYISO_G-I | 2020 | B7 | 400 | 0 | 4250 | 4250 | 0 | 4250 | 0 | 0 | 8.1072 | 0 | 0.13057 | 0.64923 | 0 | 1.1295
NYISO_A-F_2_NYISO_G-I | NYISO_A-F | NYISO_G-I | 2020 | B8 | 500 | 0 | 4250 | 3807.58 | 0 | 4250 | 0 | 0 | 0 | 0 | 0.56976 | 0 | 0 | 1.1295
NYISO_A-F_2_NYISO_G-I | NYISO_A-F | NYISO_G-I | 2020 | B9 | 800 | 0 | 4250 | 3704.18 | 0 | 4146.6 | 0 | 0 | 0 | 0 | 0 | 0 | 0 | 1.1295
NYISO_A-F_2_NYISO_G-I | NYISO_A-F | NYISO_G-I | 2020 | B10 | 1262 | 0 | 4250 | 1338.6 | 0 | 1781.02 | 0 | 0 | 0 | 0 | 0 | 0 | 0 | 1.1295
NYISO_A-F_2_NYISO_G-I | NYISO_A-F | NYISO_G-I | 2020 | B11 | 25 | 0 | 4250 | 4250 | 0 | 4250 | 0 | 0 | 12.8789 | 0 | 0.13057 | 0.064459 | 0 | 1.1295
NYISO_A-F_2_NYISO_G-I | NYISO_A-F | NYISO_G-I | 2020 | B12 | 200 | 0 | 4250 | 4250 | 0 | 3414.23 | 0 | 0 | 0.61724 | 0 | 0 | 0.024714 | 0 | 1.1295
NYISO_A-F_2_NYISO_G-I | NYISO_A-F | NYISO_G-I | 2020 | B13 | 600 | 0 | 4250 | 4250 | 0 | 4250 | 0 | 0 | 0.60537 | 0 | 0.02374 | 0.072717 | 0 | 1.1295
NYISO_A-F_2_NYISO_G-I | NYISO_A-F | NYISO_G-I | 2020 | B14 | 900 | 0 | 4250 | 4250 | 0 | 3899.71 | 0 | 0 | 1.4363 | 0 | 0 | 0.25879 | 0 | 1.1295
NYISO_A-F_2_NYISO_G-I | NYISO_A-F | NYISO_G-I | 2020 | B15 | 1203 | 0 | 4250 | 2732.47 | 0 | 1674.59 | 0 | 0 | 0 | 0 | 0 | 0 | 0 | 1.1295
NYISO_A-F_2_NYISO_G-I | NYISO_A-F | NYISO_G-I | 2020 | B16 | 25 | 0 | 4250 | 4250 | 0 | 4250 | 0 | 616.4 | 13.9947 | 0 | 1.1158 | 0.070044 | 0 | 1.1295
NYISO_A-F_2_NYISO_G-I | NYISO_A-F | NYISO_G-I | 2020 | B17 | 100 | 0 | 4250 | 4250 | 0 | 4250 | 0 | 3854.81 | 11.5614 | 0 | 1.1158 | 0.23146 | 0 | 1.1295
NYISO_A-F_2_NYISO_G-I | NYISO_A-F | NYISO_G-I | 2020 | B18 | 400 | 0 | 4250 | 4250 | 0 | 4250 | 0 | 4451.07 | 8.0716 | 0 | 1.1158 | 0.64637 | 0 | 1.1295
NYISO_A-F_2_NYISO_G-I | NYISO_A-F | NYISO_G-I | 2020 | B19 | 700 | 0 | 4250 | 4250 | 0 | 4250 | 0 | 3806.98 | 7.1457 | 0 | 1.1158 | 1.0014 | 0 | 1.1295
NYISO_A-F_2_NYISO_G-I | NYISO_A-F | NYISO_G-I | 2020 | B20 | 935 | 0 | 4250 | 4250 | 0 | 4250 | 0 | 0 | 3.5017 | 0 | 0.46293 | 0.65546 | 0 | 1.1295
NYISO_A-F_2_NYISO_G-I | NYISO_A-F | NYISO_G-I | 2025 | B1 | 10 | 0 | 4250 | 4250 | 0 | 4250 | 0 | 984.74 | 13.9947 | 0 | 1.1751 | 0.028017 | 0 | 1.1912
NYISO_A-F_2_NYISO_G-I | NYISO_A-F | NYISO_G-I | 2025 | B2 | 25 | 0 | 4250 | 4250 | 0 | 4250 | 0 | 0 | 0.32049 | 0 | 0.61724 | 0.0016041 | 0 | 1.1912
NYISO_A-F_2_NYISO_G-I | NYISO_A-F | NYISO_G-I | 2025 | B3 | 75 | 0 | 4250 | 4250 | 0 | 3732.07 | 0 | 0 | 3.9527 | 0 | 0 | 0.05935 | 0 | 1.1912
NYISO_A-F_2_NYISO_G-I | NYISO_A-F | NYISO_G-I | 2025 | B4 | 100 | 0 | 4250 | 4250 | 0 | 4158.37 | 0 | 0 | 7.1457 | 0 | 0 | 0.14306 | 0 | 1.1912
NYISO_A-F_2_NYISO_G-I | NYISO_A-F | NYISO_G-I | 2025 | B5 | 200 | 0 | 4250 | 4250 | 0 | 3151.81 | 0 | 0 | 3.9883 | 0 | 0 | 0.15969 | 0 | 1.1912
NYISO_A-F_2_NYISO_G-I | NYISO_A-F | NYISO_G-I | 2025 | B6 | 300 | 0 | 4250 | 4250 | 0 | 3544.34 | 0 | 0 | 7.2407 | 0 | 0 | 0.43488 | 0 | 1.1912
NYISO_A-F_2_NYISO_G-I | NYISO_A-F | NYISO_G-I | 2025 | B7 | 400 | 0 | 4250 | 4250 | 0 | 1503.25 | 0 | 0 | 10.3388 | 0 | 0 | 0.82793 | 0 | 1.1912
NYISO_A-F_2_NYISO_G-I | NYISO_A-F | NYISO_G-I | 2025 | B8 | 500 | 0 | 4250 | 4237.78 | 0 | 4250 | 0 | 0 | 0 | 0 | 0.61724 | 0 | 0 | 1.1912
NYISO_A-F_2_NYISO_G-I | NYISO_A-F | NYISO_G-I | 2025 | B9 | 800 | 0 | 4250 | 3297.17 | 0 | 4250 | 0 | 0 | 0 | 0 | 0.21366 | 0 | 0 | 1.1912
NYISO_A-F_2_NYISO_G-I | NYISO_A-F | NYISO_G-I | 2025 | B10 | 1262 | 0 | 4250 | 1038.09 | 0 | 2087.13 | 0 | 0 | 0 | 0 | 0 | 0 | 0 | 1.1912
NYISO_A-F_2_NYISO_G-I | NYISO_A-F | NYISO_G-I | 2025 | B11 | 25 | 0 | 4250 | 4250 | 0 | 4045.93 | 0 | 0 | 14.5645 | 0 | 0 | 0.072895 | 0 | 1.1912
NYISO_A-F_2_NYISO_G-I | NYISO_A-F | NYISO_G-I | 2025 | B12 | 200 | 0 | 4250 | 4250 | 0 | 3786.06 | 0 | 0 | 2.9675 | 0 | 0 | 0.11882 | 0 | 1.1912
NYISO_A-F_2_NYISO_G-I | NYISO_A-F | NYISO_G-I | 2025 | B13 | 600 | 0 | 4250 | 4250 | 0 | 4172.51 | 0 | 0 | 0.18992 | 0 | 0 | 0.022813 | 0 | 1.1912
NYISO_A-F_2_NYISO_G-I | NYISO_A-F | NYISO_G-I | 2025 | B14 | 900 | 0 | 4250 | 4250 | 0 | 4054.87 | 0 | 0 | 1.1039 | 0 | 0 | 0.1989 | 0 | 1.1912
NYISO_A-F_2_NYISO_G-I | NYISO_A-F | NYISO_G-I | 2025 | B15 | 1203 | 0 | 4250 | 2725.03 | 0 | 1862.97 | 0 | 0 | 0 | 0 | 0 | 0 | 0 | 1.1912
NYISO_A-F_2_NYISO_G-I | NYISO_A-F | NYISO_G-I | 2025 | B16 | 25 | 0 | 4250 | 4250 | 0 | 4250 | 0 | 361.49 | 20.1553 | 0 | 1.1751 | 0.10088 | 0 | 1.1912
NYISO_A-F_2_NYISO_G-I | NYISO_A-F | NYISO_G-I | 2025 | B17 | 100 | 0 | 4250 | 4250 | 0 | 4250 | 0 | 4044.83 | 11.5495 | 0 | 1.1751 | 0.23122 | 0 | 1.1912
NYISO_A-F_2_NYISO_G-I | NYISO_A-F | NYISO_G-I | 2025 | B18 | 400 | 0 | 4250 | 4250 | 0 | 4250 | 0 | 4088.16 | 9.8758 | 0 | 1.1751 | 0.79086 | 0 | 1.1912
NYISO_A-F_2_NYISO_G-I | NYISO_A-F | NYISO_G-I | 2025 | B19 | 700 | 0 | 4250 | 4250 | 0 | 4250 | 0 | 3732.89 | 6.03 | 0 | 1.1751 | 0.84504 | 0 | 1.1912
NYISO_A-F_2_NYISO_G-I | NYISO_A-F | NYISO_G-I | 2025 | B20 | 935 | 0 | 4250 | 4250 | 0 | 4250 | 0 | 0 | 3.8934 | 0 | 0.32049 | 0.72879 | 0 | 1.1912
NYISO_A-F_2_NYISO_G-I | NYISO_A-F | NYISO_G-I | 2030 | B1 | 10 | 0 | 4250 | 4250 | 0 | 4250 | 0 | 86.72 | 2.8488 | 0 | 1.1395 | 0.0075067 | 0 | 1.0071
NYISO_A-F_2_NYISO_G-I | NYISO_A-F | NYISO_G-I | 2030 | B2 | 25 | 0 | 4250 | 3535.47 | 0 | 3787.72 | 0 | 0 | 0 | 0 | 0 | 0 | 0 | 1.0071
NYISO_A-F_2_NYISO_G-I | NYISO_A-F | NYISO_G-I | 2030 | B3 | 75 | 0 | 4250 | 4245.78 | 0 | 3036.4 | 0 | 0 | 0 | 0 | 0 | 0 | 0 | 1.0071
NYISO_A-F_2_NYISO_G-I | NYISO_A-F | NYISO_G-I | 2030 | B4 | 100 | 0 | 4250 | 4250 | 0 | 3476.54 | 0 | 0 | 0.79529 | 0 | 0 | 0.020956 | 0 | 1.0071
NYISO_A-F_2_NYISO_G-I | NYISO_A-F | NYISO_G-I | 2030 | B5 | 200 | 0 | 4250 | 4250 | 0 | 3890.35 | 0 | 0 | 3.5373 | 0 | 0 | 0.18642 | 0 | 1.0071
NYISO_A-F_2_NYISO_G-I | NYISO_A-F | NYISO_G-I | 2030 | B6 | 300 | 0 | 4250 | 4250 | 0 | 3782.66 | 0 | 0 | 4.7005 | 0 | 0 | 0.37158 | 0 | 1.0071
NYISO_A-F_2_NYISO_G-I | NYISO_A-F | NYISO_G-I | 2030 | B7 | 400 | 0 | 4250 | 4250 | 0 | 2073.94 | 0 | 0 | 2.2434 | 0 | 0 | 0.23646 | 0 | 1.0071
NYISO_A-F_2_NYISO_G-I | NYISO_A-F | NYISO_G-I | 2030 | B8 | 500 | 0 | 4250 | 3986.56 | 0 | 3741.27 | 0 | 0 | 0 | 0 | 0 | 0 | 0 | 1.0071
NYISO_A-F_2_NYISO_G-I | NYISO_A-F | NYISO_G-I | 2030 | B9 | 800 | 0 | 4250 | 2751.37 | 0 | 4115.82 | 0 | 0 | 0 | 0 | 0 | 0 | 0 | 1.0071
NYISO_A-F_2_NYISO_G-I | NYISO_A-F | NYISO_G-I | 2030 | B10 | 1262 | 0 | 4250 | 173.12 | 0 | 1607.29 | 0 | 0 | 0 | 0 | 0 | 0 | 0 | 1.0071
NYISO_A-F_2_NYISO_G-I | NYISO_A-F | NYISO_G-I | 2030 | B11 | 25 | 0 | 4250 | 4250 | 0 | 3271.93 | 0 | 0 | 11.3596 | 0 | 0 | 0.074833 | 0 | 1.0071
NYISO_A-F_2_NYISO_G-I | NYISO_A-F | NYISO_G-I | 2030 | B12 | 200 | 0 | 4250 | 4148.83 | 0 | 2008.71 | 0 | 0 | 0 | 0 | 0 | 0 | 0 | 1.0071
NYISO_A-F_2_NYISO_G-I | NYISO_A-F | NYISO_G-I | 2030 | B13 | 600 | 0 | 4250 | 4250 | 0 | 3495.97 | 0 | 0 | 0.22553 | 0 | 0 | 0.035657 | 0 | 1.0071
NYISO_A-F_2_NYISO_G-I | NYISO_A-F | NYISO_G-I | 2030 | B14 | 900 | 0 | 4250 | 4007.77 | 0 | 3669.25 | 0 | 0 | 0 | 0 | 0 | 0 | 0 | 1.0071
NYISO_A-F_2_NYISO_G-I | NYISO_A-F | NYISO_G-I | 2030 | B15 | 1203 | 0 | 4250 | 1968.75 | 0 | 1244.21 | 0 | 0 | 0 | 0 | 0 | 0 | 0 | 1.0071
NYISO_A-F_2_NYISO_G-I | NYISO_A-F | NYISO_G-I | 2030 | B16 | 25 | 0 | 4250 | 4250 | 0 | 3848.25 | 0 | 0 | 21.1405 | 0 | 0 | 0.13927 | 0 | 1.0071
NYISO_A-F_2_NYISO_G-I | NYISO_A-F | NYISO_G-I | 2030 | B17 | 100 | 0 | 4250 | 4250 | 0 | 4250 | 0 | 1410.07 | 4.9617 | 0 | 1.1395 | 0.13074 | 0 | 1.0071
NYISO_A-F_2_NYISO_G-I | NYISO_A-F | NYISO_G-I | 2030 | B18 | 400 | 0 | 4250 | 4250 | 0 | 4250 | 0 | 4238.59 | 5.9825 | 0 | 1.1395 | 0.63056 | 0 | 1.0071
NYISO_A-F_2_NYISO_G-I | NYISO_A-F | NYISO_G-I | 2030 | B19 | 700 | 0 | 4250 | 4250 | 0 | 4250 | 0 | 3602.47 | 6.2199 | 0 | 1.1395 | 1.1473 | 0 | 1.0071
NYISO_A-F_2_NYISO_G-I | NYISO_A-F | NYISO_G-I | 2030 | B20 | 935 | 0 | 4250 | 4250 | 0 | 4250 | 0 | 0 | 4.2495 | 0 | 0.86651 | 1.047 | 0 | 1.0071
NYISO_A-F_2_NYISO_G-I | NYISO_A-F | NYISO_G-I | 2035 | B1 | 10 | 0 | 4250 | 3771.39 | 0 | 3410.36 | 0 | 0 | 0 | 0 | 0 | 0 | 0 | 0.57826
NYISO_A-F_2_NYISO_G-I | NYISO_A-F | NYISO_G-I | 2035 | B2 | 25 | 0 | 4250 | 3246.58 | 0 | 3117.15 | 0 | 0 | 0 | 0 | 0 | 0 | 0 | 0.57826
NYISO_A-F_2_NYISO_G-I | NYISO_A-F | NYISO_G-I | 2035 | B3 | 75 | 0 | 4250 | 2863.62 | 0 | 4250 | 0 | 0 | 0 | 0 | 0.07122 | 0 | 0 | 0.57826
NYISO_A-F_2_NYISO_G-I | NYISO_A-F | NYISO_G-I | 2035 | B4 | 100 | 0 | 4250 | 3449.1 | 0 | 4250 | 0 | 0 | 0 | 0 | 0.07122 | 0 | 0 | 0.57826
NYISO_A-F_2_NYISO_G-I | NYISO_A-F | NYISO_G-I | 2035 | B5 | 200 | 0 | 4250 | 3193.61 | 0 | 4250 | 0 | 0 | 0 | 0 | 0.07122 | 0 | 0 | 0.57826
NYISO_A-F_2_NYISO_G-I | NYISO_A-F | NYISO_G-I | 2035 | B6 | 300 | 0 | 4250 | 2972.92 | 0 | 3686.41 | 0 | 0 | 0 | 0 | 0 | 0 | 0 | 0.57826
NYISO_A-F_2_NYISO_G-I | NYISO_A-F | NYISO_G-I | 2035 | B7 | 400 | 0 | 4250 | 2591.9 | 0 | 3359.31 | 0 | 0 | 0 | 0 | 0 | 0 | 0 | 0.57826
NYISO_A-F_2_NYISO_G-I | NYISO_A-F | NYISO_G-I | 2035 | B8 | 500 | 0 | 4250 | 2428.93 | 0 | 3178.5 | 0 | 0 | 0 | 0 | 0 | 0 | 0 | 0.57826
NYISO_A-F_2_NYISO_G-I | NYISO_A-F | NYISO_G-I | 2035 | B9 | 800 | 0 | 4250 | 1536.94 | 0 | 2286.52 | 0 | 0 | 0 | 0 | 0 | 0 | 0 | 0.57826
NYISO_A-F_2_NYISO_G-I | NYISO_A-F | NYISO_G-I | 2035 | B10 | 1262 | 0 | 4250 | 0 | 0 | 0 | 0 | 0 | 0 | 0 | 0 | 0 | 0 | 0.57826
NYISO_A-F_2_NYISO_G-I | NYISO_A-F | NYISO_G-I | 2035 | B11 | 25 | 0 | 4250 | 4250 | 0 | 4250 | 0 | 0 | 2.2197 | 0 | 0.07122 | 0.1009 | 0 | 0.57826
NYISO_A-F_2_NYISO_G-I | NYISO_A-F | NYISO_G-I | 2035 | B12 | 200 | 0 | 4250 | 2644.06 | 0 | 4250 | 0 | 0 | 0 | 0 | 0.07122 | 0 | 0 | 0.57826
NYISO_A-F_2_NYISO_G-I | NYISO_A-F | NYISO_G-I | 2035 | B13 | 600 | 0 | 4250 | 2458.89 | 0 | 3832.87 | 0 | 0 | 0 | 0 | 0 | 0 | 0 | 0.57826
NYISO_A-F_2_NYISO_G-I | NYISO_A-F | NYISO_G-I | 2035 | B14 | 900 | 0 | 4250 | 2218.61 | 0 | 3268.25 | 0 | 0 | 0 | 0 | 0 | 0 | 0 | 0.57826
NYISO_A-F_2_NYISO_G-I | NYISO_A-F | NYISO_G-I | 2035 | B15 | 1203 | 0 | 4250 | 0 | 0 | 732.08 | 0 | 0 | 0 | 0 | 0 | 0 | 0 | 0.57826
NYISO_A-F_2_NYISO_G-I | NYISO_A-F | NYISO_G-I | 2035 | B16 | 25 | 0 | 4250 | 4250 | 0 | 4250 | 0 | 0 | 9.6859 | 0 | 0.07122 | 0.44027 | 0 | 0.57826
NYISO_A-F_2_NYISO_G-I | NYISO_A-F | NYISO_G-I | 2035 | B17 | 100 | 0 | 4250 | 4250 | 0 | 3545.04 | 0 | 0 | 1.1514 | 0 | 0 | 0.20934 | 0 | 0.57826
NYISO_A-F_2_NYISO_G-I | NYISO_A-F | NYISO_G-I | 2035 | B18 | 400 | 0 | 4250 | 4250 | 0 | 4250 | 0 | 986.72 | 2.1485 | 0 | 0.73594 | 1.5625 | 0 | 0.57826
NYISO_A-F_2_NYISO_G-I | NYISO_A-F | NYISO_G-I | 2035 | B19 | 700 | 0 | 4250 | 4045.01 | 0 | 4250 | 0 | 701.73 | 0 | 0 | 0.73594 | 0 | 0 | 0.57826
NYISO_A-F_2_NYISO_G-I | NYISO_A-F | NYISO_G-I | 2035 | B20 | 935 | 0 | 4250 | 3239.57 | 0 | 3422.3 | 0 | 0 | 0 | 0 | 0 | 0 | 0 | 0.57826
NYISO_A-F_2_NYISO_G-I | NYISO_A-F | NYISO_G-I | 2040 | B1 | 10 | 0 | 4250 | 2482.24 | 0 | 2623.7 | 0 | 0 | 0 | 0 | 0 | 0 | 0 | 0
NYISO_A-F_2_NYISO_G-I | NYISO_A-F | NYISO_G-I | 2040 | B2 | 25 | 0 | 4250 | 2055.97 | 0 | 1984.38 | 0 | 0 | 0 | 0 | 0 | 0 | 0 | 0
NYISO_A-F_2_NYISO_G-I | NYISO_A-F | NYISO_G-I | 2040 | B3 | 75 | 0 | 4250 | 303.19 | 0 | 1786.54 | 0 | 0 | 0 | 0 | 0 | 0 | 0 | 0
NYISO_A-F_2_NYISO_G-I | NYISO_A-F | NYISO_G-I | 2040 | B4 | 100 | 0 | 4250 | 928.21 | 0 | 418.76 | 0 | 0 | 0 | 0 | 0 | 0 | 0 | 0
NYISO_A-F_2_NYISO_G-I | NYISO_A-F | NYISO_G-I | 2040 | B5 | 200 | 0 | 4250 | 1280.79 | 0 | 951.49 | 0 | 0 | 0 | 0 | 0 | 0 | 0 | 0
NYISO_A-F_2_NYISO_G-I | NYISO_A-F | NYISO_G-I | 2040 | B6 | 300 | 0 | 4250 | 1655.75 | 0 | 2517.99 | 0 | 0 | 0 | 0 | 0 | 0 | 0 | 0
NYISO_A-F_2_NYISO_G-I | NYISO_A-F | NYISO_G-I | 2040 | B7 | 400 | 0 | 4250 | 887.43 | 0 | 1077.8 | 0 | 0 | 0 | 0 | 0 | 0 | 0 | 0
NYISO_A-F_2_NYISO_G-I | NYISO_A-F | NYISO_G-I | 2040 | B8 | 500 | 0 | 4250 | 698.05 | 0 | 1190.18 | 0 | 0 | 0 | 0 | 0 | 0 | 0 | 0
NYISO_A-F_2_NYISO_G-I | NYISO_A-F | NYISO_G-I | 2040 | B9 | 800 | 0 | 4250 | 293.27 | 0 | 0 | 0 | 0 | 0 | 0 | 0 | 0 | 0 | 0
NYISO_A-F_2_NYISO_G-I | NYISO_A-F | NYISO_G-I | 2040 | B10 | 1262 | 0 | 4250 | 0 | 0 | 0 | 0 | 0 | 0 | 0 | 0 | 0 | 0 | 0
NYISO_A-F_2_NYISO_G-I | NYISO_A-F | NYISO_G-I | 2040 | B11 | 25 | 0 | 4250 | 1515.56 | 0 | 1354.73 | 0 | 0 | 0 | 0 | 0 | 0 | 0 | 0
NYISO_A-F_2_NYISO_G-I | NYISO_A-F | NYISO_G-I | 2040 | B12 | 200 | 0 | 4250 | 1209.31 | 0 | 449.06 | 0 | 0 | 0 | 0 | 0 | 0 | 0 | 0
NYISO_A-F_2_NYISO_G-I | NYISO_A-F | NYISO_G-I | 2040 | B13 | 600 | 0 | 4250 | 1073.26 | 0 | 954.68 | 0 | 0 | 0 | 0 | 0 | 0 | 0 | 0
NYISO_A-F_2_NYISO_G-I | NYISO_A-F | NYISO_G-I | 2040 | B14 | 900 | 0 | 4250 | 881.13 | 0 | 1297.25 | 0 | 0 | 0 | 0 | 0 | 0 | 0 | 0
NYISO_A-F_2_NYISO_G-I | NYISO_A-F | NYISO_G-I | 2040 | B15 | 1203 | 0 | 4250 | 0 | 0 | 510.93 | 0 | 0 | 0 | 0 | 0 | 0 | 0 | 0
NYISO_A-F_2_NYISO_G-I | NYISO_A-F | NYISO_G-I | 2040 | B16 | 25 | 0 | 4250 | 3243.55 | 0 | 3137.39 | 0 | 0 | 0 | 0 | 0 | 0 | 0 | 0
NYISO_A-F_2_NYISO_G-I | NYISO_A-F | NYISO_G-I | 2040 | B17 | 100 | 0 | 4250 | 2795.75 | 0 | 3190.4 | 0 | 0 | 0 | 0 | 0 | 0 | 0 | 0
NYISO_A-F_2_NYISO_G-I | NYISO_A-F | NYISO_G-I | 2040 | B18 | 400 | 0 | 4250 | 2672.69 | 0 | 4250 | 0 | 1142.33 | 0 | 0 | 0.74781 | 0 | 0 | 0
NYISO_A-F_2_NYISO_G-I | NYISO_A-F | NYISO_G-I | 2040 | B19 | 700 | 0 | 4250 | 2457.89 | 0 | 4250 | 0 | 881.16 | 0 | 0 | 0.74781 | 0 | 0 | 0
NYISO_A-F_2_NYISO_G-I | NYISO_A-F | NYISO_G-I | 2040 | B20 | 935 | 0 | 4250 | 1944.68 | 0 | 3520.1 | 0 | 0 | 0 | 0 | 0 | 0 | 0 | 0
NYISO_A-F_2_NYISO_G-I | NYISO_A-F | NYISO_G-I | 2045 | B1 | 10 | 0 | 4250 | 1876.17 | 0 | 4052.17 | 0 | 0 | 0 | 0 | 0 | 0 | 0 | 0
NYISO_A-F_2_NYISO_G-I | NYISO_A-F | NYISO_G-I | 2045 | B2 | 25 | 0 | 4250 | 1677.57 | 0 | 3373.43 | 0 | 0 | 0 | 0 | 0 | 0 | 0 | 0
NYISO_A-F_2_NYISO_G-I | NYISO_A-F | NYISO_G-I | 2045 | B3 | 75 | 0 | 4250 | 98.03 | 0 | 775.45 | 0 | 0 | 0 | 0 | 0 | 0 | 0 | 0
NYISO_A-F_2_NYISO_G-I | NYISO_A-F | NYISO_G-I | 2045 | B4 | 100 | 0 | 4250 | 1606.95 | 0 | 0 | 0 | 0 | 0 | 0 | 0 | 0 | 0 | 0
NYISO_A-F_2_NYISO_G-I | NYISO_A-F | NYISO_G-I | 2045 | B5 | 200 | 0 | 4250 | 943.59 | 0 | 0 | 0 | 0 | 0 | 0 | 0 | 0 | 0 | 0
NYISO_A-F_2_NYISO_G-I | NYISO_A-F | NYISO_G-I | 2045 | B6 | 300 | 0 | 4250 | 2098.75 | 0 | 3467.55 | 0 | 0 | 0 | 0 | 0 | 0 | 0 | 0
NYISO_A-F_2_NYISO_G-I | NYISO_A-F | NYISO_G-I | 2045 | B7 | 400 | 0 | 4250 | 1024.5 | 0 | 2422.76 | 0 | 0 | 0 | 0 | 0 | 0 | 0 | 0
NYISO_A-F_2_NYISO_G-I | NYISO_A-F | NYISO_G-I | 2045 | B8 | 500 | 0 | 4250 | 843.97 | 0 | 1896.8 | 0 | 0 | 0 | 0 | 0 | 0 | 0 | 0
NYISO_A-F_2_NYISO_G-I | NYISO_A-F | NYISO_G-I | 2045 | B9 | 800 | 0 | 4250 | 573.2 | 0 | 0 | 0 | 0 | 0 | 0 | 0 | 0 | 0 | 0
NYISO_A-F_2_NYISO_G-I | NYISO_A-F | NYISO_G-I | 2045 | B10 | 1262 | 0 | 4250 | 0 | 0 | 0 | 0 | 0 | 0 | 0 | 0 | 0 | 0 | 0
NYISO_A-F_2_NYISO_G-I | NYISO_A-F | NYISO_G-I | 2045 | B11 | 25 | 0 | 4250 | 2148.98 | 0 | 2250.37 | 0 | 0 | 0 | 0 | 0 | 0 | 0 | 0
NYISO_A-F_2_NYISO_G-I | NYISO_A-F | NYISO_G-I | 2045 | B12 | 200 | 0 | 4250 | 1784.69 | 0 | 1444.77 | 0 | 0 | 0 | 0 | 0 | 0 | 0 | 0
NYISO_A-F_2_NYISO_G-I | NYISO_A-F | NYISO_G-I | 2045 | B13 | 600 | 0 | 4250 | 1321.71 | 0 | 954.21 | 0 | 0 | 0 | 0 | 0 | 0 | 0 | 0
NYISO_A-F_2_NYISO_G-I | NYISO_A-F | NYISO_G-I | 2045 | B14 | 900 | 0 | 4250 | 1138.26 | 0 | 1041.48 | 0 | 0 | 0 | 0 | 0 | 0 | 0 | 0
NYISO_A-F_2_NYISO_G-I | NYISO_A-F | NYISO_G-I | 2045 | B15 | 1203 | 0 | 4250 | 0 | 0 | 519.69 | 0 | 0 | 0 | 0 | 0 | 0 | 0 | 0
NYISO_A-F_2_NYISO_G-I | NYISO_A-F | NYISO_G-I | 2045 | B16 | 25 | 0 | 4250 | 2966.66 | 0 | 3801.64 | 0 | 0 | 0 | 0 | 0 | 0 | 0 | 0
NYISO_A-F_2_NYISO_G-I | NYISO_A-F | NYISO_G-I | 2045 | B17 | 100 | 0 | 4250 | 2929.15 | 0 | 3775.52 | 0 | 0 | 0 | 0 | 0 | 0 | 0 | 0
NYISO_A-F_2_NYISO_G-I | NYISO_A-F | NYISO_G-I | 2045 | B18 | 400 | 0 | 4250 | 2636.99 | 0 | 4250 | 0 | 2325.55 | 0 | 0 | 0.30862 | 0 | 0 | 0
NYISO_A-F_2_NYISO_G-I | NYISO_A-F | NYISO_G-I | 2045 | B19 | 700 | 0 | 4250 | 2411.9 | 0 | 4250 | 0 | 1520.32 | 0 | 0 | 0.30862 | 0 | 0 | 0
NYISO_A-F_2_NYISO_G-I | NYISO_A-F | NYISO_G-I | 2045 | B20 | 935 | 0 | 4250 | 1874.38 | 0 | 3245.04 | 0 | 0 | 0 | 0 | 0 | 0 | 0 | 0
NYISO_A-F_2_NYISO_G-I | NYISO_A-F | NYISO_G-I | 2050 | B1 | 10 | 0 | 4250 | 1042.24 | 0 | 2839.13 | 0 | 0 | 0 | 0 | 0 | 0 | 0 | 0
NYISO_A-F_2_NYISO_G-I | NYISO_A-F | NYISO_G-I | 2050 | B2 | 25 | 0 | 4250 | 1181.65 | 0 | 2071.86 | 0 | 0 | 0 | 0 | 0 | 0 | 0 | 0
NYISO_A-F_2_NYISO_G-I | NYISO_A-F | NYISO_G-I | 2050 | B3 | 75 | 0 | 4250 | 0 | 0 | 344.24 | 0 | 0 | 0 | 0 | 0 | 0 | 0 | 0
NYISO_A-F_2_NYISO_G-I | NYISO_A-F | NYISO_G-I | 2050 | B4 | 100 | 0 | 4250 | 452.42 | 0 | 0 | 0 | 0 | 0 | 0 | 0 | 0 | 0 | 0
NYISO_A-F_2_NYISO_G-I | NYISO_A-F | NYISO_G-I | 2050 | B5 | 200 | 0 | 4250 | 50.79 | 0 | 0 | 0 | 0 | 0 | 0 | 0 | 0 | 0 | 0
NYISO_A-F_2_NYISO_G-I | NYISO_A-F | NYISO_G-I | 2050 | B6 | 300 | 0 | 4250 | 1132.86 | 0 | 1954.15 | 0 | 0 | 0 | 0 | 0 | 0 | 0 | 0
NYISO_A-F_2_NYISO_G-I | NYISO_A-F | NYISO_G-I | 2050 | B7 | 400 | 0 | 4250 | 0 | 0 | 914.11 | 0 | 0 | 0 | 0 | 0 | 0 | 0 | 0
NYISO_A-F_2_NYISO_G-I | NYISO_A-F | NYISO_G-I | 2050 | B8 | 500 | 0 | 4250 | 0 | 0 | 0 | 0 | 0 | 0 | 0 | 0 | 0 | 0 | 0
NYISO_A-F_2_NYISO_G-I | NYISO_A-F | NYISO_G-I | 2050 | B9 | 800 | 0 | 4250 | 0 | 0 | 0 | 0 | 0 | 0 | 0 | 0 | 0 | 0 | 0
NYISO_A-F_2_NYISO_G-I | NYISO_A-F | NYISO_G-I | 2050 | B10 | 1262 | 0 | 4250 | 0 | 0 | 0 | 0 | 0 | 0 | 0 | 0 | 0 | 0 | 0
NYISO_A-F_2_NYISO_G-I | NYISO_A-F | NYISO_G-I | 2050 | B11 | 25 | 0 | 4250 | 1484.38 | 0 | 1078.54 | 0 | 0 | 0 | 0 | 0 | 0 | 0 | 0
NYISO_A-F_2_NYISO_G-I | NYISO_A-F | NYISO_G-I | 2050 | B12 | 200 | 0 | 4250 | 784.12 | 0 | 73.84 | 0 | 0 | 0 | 0 | 0 | 0 | 0 | 0
NYISO_A-F_2_NYISO_G-I | NYISO_A-F | NYISO_G-I | 2050 | B13 | 600 | 0 | 4250 | 298.18 | 0 | 0 | 0 | 0 | 0 | 0 | 0 | 0 | 0 | 0
NYISO_A-F_2_NYISO_G-I | NYISO_A-F | NYISO_G-I | 2050 | B14 | 900 | 0 | 4250 | 87.29 | 0 | 0 | 0 | 0 | 0 | 0 | 0 | 0 | 0 | 0
NYISO_A-F_2_NYISO_G-I | NYISO_A-F | NYISO_G-I | 2050 | B15 | 1203 | 0 | 4250 | 0 | 0 | 0 | 0 | 0 | 0 | 0 | 0 | 0 | 0 | 0
NYISO_A-F_2_NYISO_G-I | NYISO_A-F | NYISO_G-I | 2050 | B16 | 25 | 0 | 4250 | 2078.25 | 0 | 2205.25 | 0 | 0 | 0 | 0 | 0 | 0 | 0 | 0
NYISO_A-F_2_NYISO_G-I | NYISO_A-F | NYISO_G-I | 2050 | B17 | 100 | 0 | 4250 | 2025.09 | 0 | 2261.97 | 0 | 0 | 0 | 0 | 0 | 0 | 0 | 0
NYISO_A-F_2_NYISO_G-I | NYISO_A-F | NYISO_G-I | 2050 | B18 | 400 | 0 | 4250 | 1703.44 | 0 | 2511.79 | 0 | 0 | 0 | 0 | 0 | 0 | 0 | 0
NYISO_A-F_2_NYISO_G-I | NYISO_A-F | NYISO_G-I | 2050 | B19 | 700 | 0 | 4250 | 1467.57 | 0 | 3011.97 | 0 | 0 | 0 | 0 | 0 | 0 | 0 | 0
NYISO_A-F_2_NYISO_G-I | NYISO_A-F | NYISO_G-I | 2050 | B20 | 935 | 0 | 4250 | 904.56 | 0 | 1095.94 | 0 | 0 | 0 | 0 | 0 | 0 | 0 | 0
NYISO_A-F_2_PJM_ROM | NYISO_A-F | PJM_ROM | 2015 | B1 | 10 | 0 | 1000 | 1000 | 0 | 0 | 0 | 0 | 2.1247 | 0 | 0 | 0.10118 | 0 | 0.93568
NYISO_A-F_2_PJM_ROM | NYISO_A-F | PJM_ROM | 2015 | B2 | 25 | 0 | 1000 | 1000 | 0 | 253.22 | 0 | 0 | 1.5787 | 0 | 0 | 0.18794 | 0 | 0.93568
NYISO_A-F_2_PJM_ROM | NYISO_A-F | PJM_ROM | 2015 | B3 | 75 | 0 | 1000 | 1000 | 0 | 0 | 0 | 0 | 4.1782 | 0 | 0 | 1.4922 | 0 | 0.93568
NYISO_A-F_2_PJM_ROM | NYISO_A-F | PJM_ROM | 2015 | B4 | 100 | 0 | 1000 | 1000 | 0 | 0 | 0 | 0 | 4.1189 | 0 | 0 | 1.9614 | 0 | 0.93568
NYISO_A-F_2_PJM_ROM | NYISO_A-F | PJM_ROM | 2015 | B5 | 200 | 0 | 1000 | 0 | 0 | 0 | 0 | 0 | 0 | 0 | 0 | 0 | 0 | 0.93568
NYISO_A-F_2_PJM_ROM | NYISO_A-F | PJM_ROM | 2015 | B6 | 300 | 0 | 1000 | 0 | 0 | 0 | 0 | 0 | 0 | 0 | 0 | 0 | 0 | 0.93568
NYISO_A-F_2_PJM_ROM | NYISO_A-F | PJM_ROM | 2015 | B7 | 400 | 0 | 1000 | 0 | 0 | 0 | 0 | 0 | 0 | 0 | 0 | 0 | 0 | 0.93568
NYISO_A-F_2_PJM_ROM | NYISO_A-F | PJM_ROM | 2015 | B8 | 500 | 0 | 1000 | 0 | 0 | 0 | 0 | 0 | 0 | 0 | 0 | 0 | 0 | 0.93568
NYISO_A-F_2_PJM_ROM | NYISO_A-F | PJM_ROM | 2015 | B9 | 800 | 0 | 1000 | 0 | 0 | 0 | 0 | 0 | 0 | 0 | 0 | 0 | 0 | 0.93568
NYISO_A-F_2_PJM_ROM | NYISO_A-F | PJM_ROM | 2015 | B10 | 1262 | 0 | 1000 | 0 | 0 | 0 | 0 | 0 | 0 | 0 | 0 | 0 | 0 | 0.93568
NYISO_A-F_2_PJM_ROM | NYISO_A-F | PJM_ROM | 2015 | B11 | 25 | 0 | 1000 | 640.04 | 0 | 1000 | 0 | 0 | 0 | 0 | 0.02374 | 0 | 0 | 0.93568
NYISO_A-F_2_PJM_ROM | NYISO_A-F | PJM_ROM | 2015 | B12 | 200 | 0 | 1000 | 0 | 0 | 0 | 0 | 0 | 0 | 0 | 0 | 0 | 0 | 0.93568
NYISO_A-F_2_PJM_ROM | NYISO_A-F | PJM_ROM | 2015 | B13 | 600 | 0 | 1000 | 0 | 0 | 0 | 0 | 0 | 0 | 0 | 0 | 0 | 0 | 0.93568
NYISO_A-F_2_PJM_ROM | NYISO_A-F | PJM_ROM | 2015 | B14 | 900 | 0 | 1000 | 0 | 0 | 0 | 0 | 0 | 0 | 0 | 0 | 0 | 0 | 0.93568
NYISO_A-F_2_PJM_ROM | NYISO_A-F | PJM_ROM | 2015 | B15 | 1203 | 0 | 1000 | 0 | 0 | 0 | 0 | 0 | 0 | 0 | 0 | 0 | 0 | 0.93568
NYISO_A-F_2_PJM_ROM | NYISO_A-F | PJM_ROM | 2015 | B16 | 25 | 0 | 1000 | 0 | 0 | 0 | 0 | 0 | 0 | 0 | 0 | 0 | 0 | 0.93568
NYISO_A-F_2_PJM_ROM | NYISO_A-F | PJM_ROM | 2015 | B17 | 100 | 0 | 1000 | 0 | 0 | 0 | 0 | 0 | 0 | 0 | 0 | 0 | 0 | 0.93568
NYISO_A-F_2_PJM_ROM | NYISO_A-F | PJM_ROM | 2015 | B18 | 400 | 0 | 1000 | 0 | 0 | 0 | 0 | 0 | 0 | 0 | 0 | 0 | 0 | 0.93568
NYISO_A-F_2_PJM_ROM | NYISO_A-F | PJM_ROM | 2015 | B19 | 700 | 0 | 1000 | 0 | 0 | 0 | 0 | 0 | 0 | 0 | 0 | 0 | 0 | 0.93568
NYISO_A-F_2_PJM_ROM | NYISO_A-F | PJM_ROM | 2015 | B20 | 935 | 0 | 1000 | 0 | 0 | 0 | 0 | 0 | 0 | 0 | 0 | 0 | 0 | 0.93568
NYISO_A-F_2_PJM_ROM | NYISO_A-F | PJM_ROM | 2020 | B1 | 10 | 0 | 1000 | 1000 | 0 | 0 | 0 | 0 | 7.5731 | 0 | 0 | 0.17409 | 0 | 1.1311
NYISO_A-F_2_PJM_ROM | NYISO_A-F | PJM_ROM | 2020 | B2 | 25 | 0 | 1000 | 1000 | 0 | 0 | 0 | 0 | 5.7688 | 0 | 0 | 0.33154 | 0 | 1.1311
NYISO_A-F_2_PJM_ROM | NYISO_A-F | PJM_ROM | 2020 | B3 | 75 | 0 | 1000 | 1000 | 0 | 1000 | 0 | 0 | 2.4333 | 0 | 0.93773 | 0.41954 | 0 | 1.1311
NYISO_A-F_2_PJM_ROM | NYISO_A-F | PJM_ROM | 2020 | B4 | 100 | 0 | 1000 | 1000 | 0 | 1000 | 0 | 0 | 8.2022 | 0 | 0.93773 | 1.8856 | 0 | 1.1311
NYISO_A-F_2_PJM_ROM | NYISO_A-F | PJM_ROM | 2020 | B5 | 200 | 0 | 1000 | 1000 | 0 | 0 | 0 | 0 | 3.1812 | 0 | 0 | 1.4626 | 0 | 1.1311
NYISO_A-F_2_PJM_ROM | NYISO_A-F | PJM_ROM | 2020 | B6 | 300 | 0 | 1000 | 0 | 0 | 0 | 0 | 0 | 0 | 0 | 0 | 0 | 0 | 1.1311
NYISO_A-F_2_PJM_ROM | NYISO_A-F | PJM_ROM | 2020 | B7 | 400 | 0 | 1000 | 0 | 0 | 0 | 0 | 0 | 0 | 0 | 0 | 0 | 0 | 1.1311
NYISO_A-F_2_PJM_ROM | NYISO_A-F | PJM_ROM | 2020 | B8 | 500 | 0 | 1000 | 0 | 0 | 0 | 0 | 0 | 0 | 0 | 0 | 0 | 0 | 1.1311
NYISO_A-F_2_PJM_ROM | NYISO_A-F | PJM_ROM | 2020 | B9 | 800 | 0 | 1000 | 0 | 0 | 0 | 0 | 0 | 0 | 0 | 0 | 0 | 0 | 1.1311
NYISO_A-F_2_PJM_ROM | NYISO_A-F | PJM_ROM | 2020 | B10 | 1262 | 0 | 1000 | 0 | 0 | 0 | 0 | 0 | 0 | 0 | 0 | 0 | 0 | 1.1311
NYISO_A-F_2_PJM_ROM | NYISO_A-F | PJM_ROM | 2020 | B11 | 25 | 0 | 1000 | 1000 | 0 | 1000 | 0 | 0 | 4.3682 | 0 | 0.9496 | 0.25104 | 0 | 1.1311
NYISO_A-F_2_PJM_ROM | NYISO_A-F | PJM_ROM | 2020 | B12 | 200 | 0 | 1000 | 0 | 0 | 0 | 0 | 0 | 0 | 0 | 0 | 0 | 0 | 1.1311
NYISO_A-F_2_PJM_ROM | NYISO_A-F | PJM_ROM | 2020 | B13 | 600 | 0 | 1000 | 0 | 0 | 0 | 0 | 0 | 0 | 0 | 0 | 0 | 0 | 1.1311
NYISO_A-F_2_PJM_ROM | NYISO_A-F | PJM_ROM | 2020 | B14 | 900 | 0 | 1000 | 0 | 0 | 0 | 0 | 0 | 0 | 0 | 0 | 0 | 0 | 1.1311
NYISO_A-F_2_PJM_ROM | NYISO_A-F | PJM_ROM | 2020 | B15 | 1203 | 0 | 1000 | 0 | 0 | 0 | 0 | 0 | 0 | 0 | 0 | 0 | 0 | 1.1311
NYISO_A-F_2_PJM_ROM | NYISO_A-F | PJM_ROM | 2020 | B16 | 25 | 0 | 1000 | 988.21 | 0 | 0 | 0 | 0 | 0 | 0 | 0 | 0 | 0 | 1.1311
NYISO_A-F_2_PJM_ROM | NYISO_A-F | PJM_ROM | 2020 | B17 | 100 | 0 | 1000 | 0 | 0 | 0 | 0 | 0 | 0 | 0 | 0 | 0 | 0 | 1.1311
NYISO_A-F_2_PJM_ROM | NYISO_A-F | PJM_ROM | 2020 | B18 | 400 | 0 | 1000 | 0 | 0 | 0 | 0 | 0 | 0 | 0 | 0 | 0 | 0 | 1.1311
NYISO_A-F_2_PJM_ROM | NYISO_A-F | PJM_ROM | 2020 | B19 | 700 | 0 | 1000 | 0 | 0 | 0 | 0 | 0 | 0 | 0 | 0 | 0 | 0 | 1.1311
NYISO_A-F_2_PJM_ROM | NYISO_A-F | PJM_ROM | 2020 | B20 | 935 | 0 | 1000 | 0 | 0 | 0 | 0 | 0 | 0 | 0 | 0 | 0 | 0 | 1.1311
NYISO_A-F_2_PJM_ROM | NYISO_A-F | PJM_ROM | 2025 | B1 | 10 | 0 | 1000 | 291.78 | 0 | 0 | 0 | 0 | 0 | 0 | 0 | 0 | 0 | 1.6672
NYISO_A-F_2_PJM_ROM | NYISO_A-F | PJM_ROM | 2025 | B2 | 25 | 0 | 1000 | 883.53 | 0 | 0 | 0 | 0 | 0 | 0 | 0 | 0 | 0 | 1.6672
NYISO_A-F_2_PJM_ROM | NYISO_A-F | PJM_ROM | 2025 | B3 | 75 | 0 | 1000 | 1000 | 0 | 1000 | 0 | 0 | 3.9765 | 0 | 0.02374 | 0.70173 | 0 | 1.6672
NYISO_A-F_2_PJM_ROM | NYISO_A-F | PJM_ROM | 2025 | B4 | 100 | 0 | 1000 | 1000 | 0 | 1000 | 0 | 0 | 10.1963 | 0 | 0.56976 | 2.3991 | 0 | 1.6672
NYISO_A-F_2_PJM_ROM | NYISO_A-F | PJM_ROM | 2025 | B5 | 200 | 0 | 1000 | 1000 | 0 | 1000 | 0 | 0 | 5.7807 | 0 | 0.56976 | 2.7203 | 0 | 1.6672
NYISO_A-F_2_PJM_ROM | NYISO_A-F | PJM_ROM | 2025 | B6 | 300 | 0 | 1000 | 0 | 0 | 0 | 0 | 0 | 0 | 0 | 0 | 0 | 0 | 1.6672
NYISO_A-F_2_PJM_ROM | NYISO_A-F | PJM_ROM | 2025 | B7 | 400 | 0 | 1000 | 0 | 0 | 0 | 0 | 0 | 0 | 0 | 0 | 0 | 0 | 1.6672
NYISO_A-F_2_PJM_ROM | NYISO_A-F | PJM_ROM | 2025 | B8 | 500 | 0 | 1000 | 0 | 0 | 0 | 0 | 0 | 0 | 0 | 0 | 0 | 0 | 1.6672
NYISO_A-F_2_PJM_ROM | NYISO_A-F | PJM_ROM | 2025 | B9 | 800 | 0 | 1000 | 0 | 0 | 0 | 0 | 0 | 0 | 0 | 0 | 0 | 0 | 1.6672
NYISO_A-F_2_PJM_ROM | NYISO_A-F | PJM_ROM | 2025 | B10 | 1262 | 0 | 1000 | 0 | 0 | 0 | 0 | 0 | 0 | 0 | 0 | 0 | 0 | 1.6672
NYISO_A-F_2_PJM_ROM | NYISO_A-F | PJM_ROM | 2025 | B11 | 25 | 0 | 1000 | 1000 | 0 | 1000 | 0 | 0 | 8.2615 | 0 | 0.58163 | 0.48597 | 0 | 1.6672
NYISO_A-F_2_PJM_ROM | NYISO_A-F | PJM_ROM | 2025 | B12 | 200 | 0 | 1000 | 0 | 0 | 0 | 0 | 0 | 0 | 0 | 0 | 0 | 0 | 1.6672
NYISO_A-F_2_PJM_ROM | NYISO_A-F | PJM_ROM | 2025 | B13 | 600 | 0 | 1000 | 0 | 0 | 0 | 0 | 0 | 0 | 0 | 0 | 0 | 0 | 1.6672
NYISO_A-F_2_PJM_ROM | NYISO_A-F | PJM_ROM | 2025 | B14 | 900 | 0 | 1000 | 0 | 0 | 0 | 0 | 0 | 0 | 0 | 0 | 0 | 0 | 1.6672
NYISO_A-F_2_PJM_ROM | NYISO_A-F | PJM_ROM | 2025 | B15 | 1203 | 0 | 1000 | 0 | 0 | 0 | 0 | 0 | 0 | 0 | 0 | 0 | 0 | 1.6672
NYISO_A-F_2_PJM_ROM | NYISO_A-F | PJM_ROM | 2025 | B16 | 25 | 0 | 1000 | 1000 | 0 | 0 | 0 | 0 | 6.1487 | 0 | 0 | 0.36169 | 0 | 1.6672
NYISO_A-F_2_PJM_ROM | NYISO_A-F | PJM_ROM | 2025 | B17 | 100 | 0 | 1000 | 0 | 0 | 0 | 0 | 0 | 0 | 0 | 0 | 0 | 0 | 1.6672
NYISO_A-F_2_PJM_ROM | NYISO_A-F | PJM_ROM | 2025 | B18 | 400 | 0 | 1000 | 0 | 0 | 0 | 0 | 0 | 0 | 0 | 0 | 0 | 0 | 1.6672
NYISO_A-F_2_PJM_ROM | NYISO_A-F | PJM_ROM | 2025 | B19 | 700 | 0 | 1000 | 0 | 0 | 0 | 0 | 0 | 0 | 0 | 0 | 0 | 0 | 1.6672
NYISO_A-F_2_PJM_ROM | NYISO_A-F | PJM_ROM | 2025 | B20 | 935 | 0 | 1000 | 0 | 0 | 0 | 0 | 0 | 0 | 0 | 0 | 0 | 0 | 1.6672
NYISO_A-F_2_PJM_ROM | NYISO_A-F | PJM_ROM | 2030 | B1 | 10 | 0 | 1000 | 387.07 | 0 | 0 | 0 | 0 | 0 | 0 | 0 | 0 | 0 | 1.7107
NYISO_A-F_2_PJM_ROM | NYISO_A-F | PJM_ROM | 2030 | B2 | 25 | 0 | 1000 | 223.51 | 0 | 97.3 | 0 | 0 | 0 | 0 | 0 | 0 | 0 | 1.7107
NYISO_A-F_2_PJM_ROM | NYISO_A-F | PJM_ROM | 2030 | B3 | 75 | 0 | 1000 | 1000 | 0 | 1000 | 0 | 0 | 0.02374 | 0 | 0.02374 | 0.0041894 | 0 | 1.7107
NYISO_A-F_2_PJM_ROM | NYISO_A-F | PJM_ROM | 2030 | B4 | 100 | 0 | 1000 | 1000 | 0 | 1000 | 0 | 0 | 6.3979 | 0 | 0.14244 | 1.5054 | 0 | 1.7107
NYISO_A-F_2_PJM_ROM | NYISO_A-F | PJM_ROM | 2030 | B5 | 200 | 0 | 1000 | 1000 | 0 | 1000 | 0 | 0 | 9.6028 | 0 | 0.13057 | 4.519 | 0 | 1.7107
NYISO_A-F_2_PJM_ROM | NYISO_A-F | PJM_ROM | 2030 | B6 | 300 | 0 | 1000 | 0 | 0 | 0 | 0 | 0 | 0 | 0 | 0 | 0 | 0 | 1.7107
NYISO_A-F_2_PJM_ROM | NYISO_A-F | PJM_ROM | 2030 | B7 | 400 | 0 | 1000 | 0 | 0 | 0 | 0 | 0 | 0 | 0 | 0 | 0 | 0 | 1.7107
NYISO_A-F_2_PJM_ROM | NYISO_A-F | PJM_ROM | 2030 | B8 | 500 | 0 | 1000 | 0 | 0 | 0 | 0 | 0 | 0 | 0 | 0 | 0 | 0 | 1.7107
NYISO_A-F_2_PJM_ROM | NYISO_A-F | PJM_ROM | 2030 | B9 | 800 | 0 | 1000 | 0 | 0 | 0 | 0 | 0 | 0 | 0 | 0 | 0 | 0 | 1.7107
NYISO_A-F_2_PJM_ROM | NYISO_A-F | PJM_ROM | 2030 | B10 | 1262 | 0 | 1000 | 0 | 0 | 0 | 0 | 0 | 0 | 0 | 0 | 0 | 0 | 1.7107
NYISO_A-F_2_PJM_ROM | NYISO_A-F | PJM_ROM | 2030 | B11 | 25 | 0 | 1000 | 1000 | 0 | 1000 | 0 | 0 | 6.6947 | 0 | 0.14244 | 0.3938 | 0 | 1.7107
NYISO_A-F_2_PJM_ROM | NYISO_A-F | PJM_ROM | 2030 | B12 | 200 | 0 | 1000 | 539.37 | 0 | 1000 | 0 | 0 | 0 | 0 | 0.02374 | 0 | 0 | 1.7107
NYISO_A-F_2_PJM_ROM | NYISO_A-F | PJM_ROM | 2030 | B13 | 600 | 0 | 1000 | 0 | 0 | 0 | 0 | 0 | 0 | 0 | 0 | 0 | 0 | 1.7107
NYISO_A-F_2_PJM_ROM | NYISO_A-F | PJM_ROM | 2030 | B14 | 900 | 0 | 1000 | 0 | 0 | 0 | 0 | 0 | 0 | 0 | 0 | 0 | 0 | 1.7107
NYISO_A-F_2_PJM_ROM | NYISO_A-F | PJM_ROM | 2030 | B15 | 1203 | 0 | 1000 | 0 | 0 | 0 | 0 | 0 | 0 | 0 | 0 | 0 | 0 | 1.7107
NYISO_A-F_2_PJM_ROM | NYISO_A-F | PJM_ROM | 2030 | B16 | 25 | 0 | 1000 | 1000 | 0 | 566.52 | 0 | 0 | 7.1457 | 0 | 0 | 0.42034 | 0 | 1.7107
NYISO_A-F_2_PJM_ROM | NYISO_A-F | PJM_ROM | 2030 | B17 | 100 | 0 | 1000 | 0 | 0 | 0 | 0 | 0 | 0 | 0 | 0 | 0 | 0 | 1.7107
NYISO_A-F_2_PJM_ROM | NYISO_A-F | PJM_ROM | 2030 | B18 | 400 | 0 | 1000 | 0 | 0 | 0 | 0 | 0 | 0 | 0 | 0 | 0 | 0 | 1.7107
NYISO_A-F_2_PJM_ROM | NYISO_A-F | PJM_ROM | 2030 | B19 | 700 | 0 | 1000 | 0 | 0 | 0 | 0 | 0 | 0 | 0 | 0 | 0 | 0 | 1.7107
NYISO_A-F_2_PJM_ROM | NYISO_A-F | PJM_ROM | 2030 | B20 | 935 | 0 | 1000 | 0 | 0 | 0 | 0 | 0 | 0 | 0 | 0 | 0 | 0 | 1.7107
NYISO_A-F_2_PJM_ROM | NYISO_A-F | PJM_ROM | 2035 | B1 | 10 | 0 | 1000 | 385.65 | 0 | 362.47 | 0 | 0 | 0 | 0 | 0 | 0 | 0 | 2.0024
NYISO_A-F_2_PJM_ROM | NYISO_A-F | PJM_ROM | 2035 | B2 | 25 | 0 | 1000 | 209.89 | 0 | 580.83 | 0 | 0 | 0 | 0 | 0 | 0 | 0 | 2.0024
NYISO_A-F_2_PJM_ROM | NYISO_A-F | PJM_ROM | 2035 | B3 | 75 | 0 | 1000 | 1000 | 0 | 1000 | 0 | 0 | 4.107 | 0 | 0.27301 | 0.72477 | 0 | 2.0024
NYISO_A-F_2_PJM_ROM | NYISO_A-F | PJM_ROM | 2035 | B4 | 100 | 0 | 1000 | 1000 | 0 | 1000 | 0 | 0 | 9.7453 | 0 | 0.54602 | 2.293 | 0 | 2.0024
NYISO_A-F_2_PJM_ROM | NYISO_A-F | PJM_ROM | 2035 | B5 | 200 | 0 | 1000 | 1000 | 0 | 1000 | 0 | 0 | 8.582 | 0 | 0.53415 | 4.0386 | 0 | 2.0024
NYISO_A-F_2_PJM_ROM | NYISO_A-F | PJM_ROM | 2035 | B6 | 300 | 0 | 1000 | 159.49 | 0 | 145.16 | 0 | 0 | 0 | 0 | 0 | 0 | 0 | 2.0024
NYISO_A-F_2_PJM_ROM | NYISO_A-F | PJM_ROM | 2035 | B7 | 400 | 0 | 1000 | 0 | 0 | 0 | 0 | 0 | 0 | 0 | 0 | 0 | 0 | 2.0024
NYISO_A-F_2_PJM_ROM | NYISO_A-F | PJM_ROM | 2035 | B8 | 500 | 0 | 1000 | 0 | 0 | 0 | 0 | 0 | 0 | 0 | 0 | 0 | 0 | 2.0024
NYISO_A-F_2_PJM_ROM | NYISO_A-F | PJM_ROM | 2035 | B9 | 800 | 0 | 1000 | 0 | 0 | 0 | 0 | 0 | 0 | 0 | 0 | 0 | 0 | 2.0024
NYISO_A-F_2_PJM_ROM | NYISO_A-F | PJM_ROM | 2035 | B10 | 1262 | 0 | 1000 | 0 | 0 | 0 | 0 | 0 | 0 | 0 | 0 | 0 | 0 | 2.0024
NYISO_A-F_2_PJM_ROM | NYISO_A-F | PJM_ROM | 2035 | B11 | 25 | 0 | 1000 | 1000 | 0 | 1000 | 0 | 0 | 6.5166 | 0 | 0.53415 | 0.38333 | 0 | 2.0024
NYISO_A-F_2_PJM_ROM | NYISO_A-F | PJM_ROM | 2035 | B12 | 200 | 0 | 1000 | 284.62 | 0 | 1000 | 0 | 0 | 0 | 0 | 0.53415 | 0 | 0 | 2.0024
NYISO_A-F_2_PJM_ROM | NYISO_A-F | PJM_ROM | 2035 | B13 | 600 | 0 | 1000 | 0 | 0 | 0 | 0 | 0 | 0 | 0 | 0 | 0 | 0 | 2.0024
NYISO_A-F_2_PJM_ROM | NYISO_A-F | PJM_ROM | 2035 | B14 | 900 | 0 | 1000 | 0 | 0 | 0 | 0 | 0 | 0 | 0 | 0 | 0 | 0 | 2.0024
NYISO_A-F_2_PJM_ROM | NYISO_A-F | PJM_ROM | 2035 | B15 | 1203 | 0 | 1000 | 0 | 0 | 0 | 0 | 0 | 0 | 0 | 0 | 0 | 0 | 2.0024
NYISO_A-F_2_PJM_ROM | NYISO_A-F | PJM_ROM | 2035 | B16 | 25 | 0 | 1000 | 1000 | 0 | 1000 | 0 | 0 | 9.6859 | 0 | 0.07122 | 0.56976 | 0 | 2.0024
NYISO_A-F_2_PJM_ROM | NYISO_A-F | PJM_ROM | 2035 | B17 | 100 | 0 | 1000 | 0 | 0 | 0 | 0 | 0 | 0 | 0 | 0 | 0 | 0 | 2.0024
NYISO_A-F_2_PJM_ROM | NYISO_A-F | PJM_ROM | 2035 | B18 | 400 | 0 | 1000 | 0 | 0 | 0 | 0 | 0 | 0 | 0 | 0 | 0 | 0 | 2.0024
NYISO_A-F_2_PJM_ROM | NYISO_A-F | PJM_ROM | 2035 | B19 | 700 | 0 | 1000 | 0 | 0 | 0 | 0 | 0 | 0 | 0 | 0 | 0 | 0 | 2.0024
NYISO_A-F_2_PJM_ROM | NYISO_A-F | PJM_ROM | 2035 | B20 | 935 | 0 | 1000 | 0 | 0 | 0 | 0 | 0 | 0 | 0 | 0 | 0 | 0 | 2.0024
NYISO_A-F_2_PJM_ROM | NYISO_A-F | PJM_ROM | 2040 | B1 | 10 | 0 | 1000 | 507.67 | 0 | 343.19 | 0 | 0 | 0 | 0 | 0 | 0 | 0 | 0.08309
NYISO_A-F_2_PJM_ROM | NYISO_A-F | PJM_ROM | 2040 | B2 | 25 | 0 | 1000 | 320.69 | 0 | 654.6 | 0 | 0 | 0 | 0 | 0 | 0 | 0 | 0.08309
NYISO_A-F_2_PJM_ROM | NYISO_A-F | PJM_ROM | 2040 | B3 | 75 | 0 | 1000 | 338.07 | 0 | 1000 | 0 | 0 | 0 | 0 | 0.04748 | 0 | 0 | 0.08309
NYISO_A-F_2_PJM_ROM | NYISO_A-F | PJM_ROM | 2040 | B4 | 100 | 0 | 1000 | 952.26 | 0 | 1000 | 0 | 1839.3 | 0 | 0 | 0.08309 | 0 | 0 | 0.08309
NYISO_A-F_2_PJM_ROM | NYISO_A-F | PJM_ROM | 2040 | B5 | 200 | 0 | 1000 | 1000 | 0 | 1000 | 0 | 1551.36 | 0.33236 | 0 | 0.08309 | 0.33236 | 0 | 0.08309
NYISO_A-F_2_PJM_ROM | NYISO_A-F | PJM_ROM | 2040 | B6 | 300 | 0 | 1000 | 369.53 | 0 | 0 | 0 | 0 | 0 | 0 | 0 | 0 | 0 | 0.08309
NYISO_A-F_2_PJM_ROM | NYISO_A-F | PJM_ROM | 2040 | B7 | 400 | 0 | 1000 | 0 | 0 | 0 | 0 | 0 | 0 | 0 | 0 | 0 | 0 | 0.08309
NYISO_A-F_2_PJM_ROM | NYISO_A-F | PJM_ROM | 2040 | B8 | 500 | 0 | 1000 | 0 | 0 | 0 | 0 | 0 | 0 | 0 | 0 | 0 | 0 | 0.08309
NYISO_A-F_2_PJM_ROM | NYISO_A-F | PJM_ROM | 2040 | B9 | 800 | 0 | 1000 | 0 | 0 | 0 | 0 | 0 | 0 | 0 | 0 | 0 | 0 | 0.08309
NYISO_A-F_2_PJM_ROM | NYISO_A-F | PJM_ROM | 2040 | B10 | 1262 | 0 | 1000 | 0 | 0 | 0 | 0 | 0 | 0 | 0 | 0 | 0 | 0 | 0.08309
NYISO_A-F_2_PJM_ROM | NYISO_A-F | PJM_ROM | 2040 | B11 | 25 | 0 | 1000 | 208.27 | 0 | 1000 | 0 | 229.02 | 0 | 0 | 0.08309 | 0 | 0 | 0.08309
NYISO_A-F_2_PJM_ROM | NYISO_A-F | PJM_ROM | 2040 | B12 | 200 | 0 | 1000 | 0 | 0 | 328.67 | 0 | 0 | 0 | 0 | 0 | 0 | 0 | 0.08309
NYISO_A-F_2_PJM_ROM | NYISO_A-F | PJM_ROM | 2040 | B13 | 600 | 0 | 1000 | 0 | 0 | 0 | 0 | 0 | 0 | 0 | 0 | 0 | 0 | 0.08309
NYISO_A-F_2_PJM_ROM | NYISO_A-F | PJM_ROM | 2040 | B14 | 900 | 0 | 1000 | 0 | 0 | 0 | 0 | 0 | 0 | 0 | 0 | 0 | 0 | 0.08309
NYISO_A-F_2_PJM_ROM | NYISO_A-F | PJM_ROM | 2040 | B15 | 1203 | 0 | 1000 | 0 | 0 | 0 | 0 | 0 | 0 | 0 | 0 | 0 | 0 | 0.08309
NYISO_A-F_2_PJM_ROM | NYISO_A-F | PJM_ROM | 2040 | B16 | 25 | 0 | 1000 | 655.42 | 0 | 12.55 | 0 | 0 | 0 | 0 | 0 | 0 | 0 | 0.08309
NYISO_A-F_2_PJM_ROM | NYISO_A-F | PJM_ROM | 2040 | B17 | 100 | 0 | 1000 | 38.41 | 0 | 0 | 0 | 0 | 0 | 0 | 0 | 0 | 0 | 0.08309
NYISO_A-F_2_PJM_ROM | NYISO_A-F | PJM_ROM | 2040 | B18 | 400 | 0 | 1000 | 0 | 0 | 0 | 0 | 0 | 0 | 0 | 0 | 0 | 0 | 0.08309
NYISO_A-F_2_PJM_ROM | NYISO_A-F | PJM_ROM | 2040 | B19 | 700 | 0 | 1000 | 0 | 0 | 0 | 0 | 0 | 0 | 0 | 0 | 0 | 0 | 0.08309
NYISO_A-F_2_PJM_ROM | NYISO_A-F | PJM_ROM | 2040 | B20 | 935 | 0 | 1000 | 0 | 0 | 0 | 0 | 0 | 0 | 0 | 0 | 0 | 0 | 0.08309
NYISO_A-F_2_PJM_ROM | NYISO_A-F | PJM_ROM | 2045 | B1 | 10 | 0 | 1000 | 658.12 | 0 | 850.42 | 0 | 0 | 0 | 0 | 0 | 0 | 0 | 0
NYISO_A-F_2_PJM_ROM | NYISO_A-F | PJM_ROM | 2045 | B2 | 25 | 0 | 1000 | 465.32 | 0 | 1000 | 0 | 36.87 | 0 | 0 | 0.01187 | 0 | 0 | 0
NYISO_A-F_2_PJM_ROM | NYISO_A-F | PJM_ROM | 2045 | B3 | 75 | 0 | 1000 | 143.23 | 0 | 1000 | 0 | 2756.24 | 0 | 0 | 0.01187 | 0 | 0 | 0
NYISO_A-F_2_PJM_ROM | NYISO_A-F | PJM_ROM | 2045 | B4 | 100 | 0 | 1000 | 708.02 | 0 | 1000 | 0 | 4843.51 | 0 | 0 | 0.01187 | 0 | 0 | 0
NYISO_A-F_2_PJM_ROM | NYISO_A-F | PJM_ROM | 2045 | B5 | 200 | 0 | 1000 | 886.66 | 0 | 1000 | 0 | 4634.53 | 0 | 0 | 0.01187 | 0 | 0 | 0
NYISO_A-F_2_PJM_ROM | NYISO_A-F | PJM_ROM | 2045 | B6 | 300 | 0 | 1000 | 492.67 | 0 | 0 | 0 | 0 | 0 | 0 | 0 | 0 | 0 | 0
NYISO_A-F_2_PJM_ROM | NYISO_A-F | PJM_ROM | 2045 | B7 | 400 | 0 | 1000 | 0 | 0 | 0 | 0 | 0 | 0 | 0 | 0 | 0 | 0 | 0
NYISO_A-F_2_PJM_ROM | NYISO_A-F | PJM_ROM | 2045 | B8 | 500 | 0 | 1000 | 0 | 0 | 0 | 0 | 0 | 0 | 0 | 0 | 0 | 0 | 0
NYISO_A-F_2_PJM_ROM | NYISO_A-F | PJM_ROM | 2045 | B9 | 800 | 0 | 1000 | 0 | 0 | 0 | 0 | 0 | 0 | 0 | 0 | 0 | 0 | 0
NYISO_A-F_2_PJM_ROM | NYISO_A-F | PJM_ROM | 2045 | B10 | 1262 | 0 | 1000 | 0 | 0 | 0 | 0 | 0 | 0 | 0 | 0 | 0 | 0 | 0
NYISO_A-F_2_PJM_ROM | NYISO_A-F | PJM_ROM | 2045 | B11 | 25 | 0 | 1000 | 448.01 | 0 | 1000 | 0 | 664.46 | 0 | 0 | 0.01187 | 0 | 0 | 0
NYISO_A-F_2_PJM_ROM | NYISO_A-F | PJM_ROM | 2045 | B12 | 200 | 0 | 1000 | 259.91 | 0 | 690.07 | 0 | 0 | 0 | 0 | 0 | 0 | 0 | 0
NYISO_A-F_2_PJM_ROM | NYISO_A-F | PJM_ROM | 2045 | B13 | 600 | 0 | 1000 | 0 | 0 | 0 | 0 | 0 | 0 | 0 | 0 | 0 | 0 | 0
NYISO_A-F_2_PJM_ROM | NYISO_A-F | PJM_ROM | 2045 | B14 | 900 | 0 | 1000 | 0 | 0 | 0 | 0 | 0 | 0 | 0 | 0 | 0 | 0 | 0
NYISO_A-F_2_PJM_ROM | NYISO_A-F | PJM_ROM | 2045 | B15 | 1203 | 0 | 1000 | 0 | 0 | 0 | 0 | 0 | 0 | 0 | 0 | 0 | 0 | 0
NYISO_A-F_2_PJM_ROM | NYISO_A-F | PJM_ROM | 2045 | B16 | 25 | 0 | 1000 | 502.48 | 0 | 353.12 | 0 | 0 | 0 | 0 | 0 | 0 | 0 | 0
NYISO_A-F_2_PJM_ROM | NYISO_A-F | PJM_ROM | 2045 | B17 | 100 | 0 | 1000 | 529.77 | 0 | 470.3 | 0 | 0 | 0 | 0 | 0 | 0 | 0 | 0
NYISO_A-F_2_PJM_ROM | NYISO_A-F | PJM_ROM | 2045 | B18 | 400 | 0 | 1000 | 0 | 0 | 0 | 0 | 0 | 0 | 0 | 0 | 0 | 0 | 0
NYISO_A-F_2_PJM_ROM | NYISO_A-F | PJM_ROM | 2045 | B19 | 700 | 0 | 1000 | 0 | 0 | 0 | 0 | 0 | 0 | 0 | 0 | 0 | 0 | 0
NYISO_A-F_2_PJM_ROM | NYISO_A-F | PJM_ROM | 2045 | B20 | 935 | 0 | 1000 | 0 | 0 | 0 | 0 | 0 | 0 | 0 | 0 | 0 | 0 | 0
NYISO_A-F_2_PJM_ROM | NYISO_A-F | PJM_ROM | 2050 | B1 | 10 | 0 | 1000 | 1000 | 0 | 719.99 | 0 | 0 | 2.7301 | 0 | 0 | 2.7301 | 0 | 0.68252
NYISO_A-F_2_PJM_ROM | NYISO_A-F | PJM_ROM | 2050 | B2 | 25 | 0 | 1000 | 660.14 | 0 | 1000 | 0 | 0 | 0 | 0 | 0.10683 | 0 | 0 | 0.68252
NYISO_A-F_2_PJM_ROM | NYISO_A-F | PJM_ROM | 2050 | B3 | 75 | 0 | 1000 | 0 | 0 | 1000 | 0 | 1856.64 | 0 | 0 | 0.68846 | 0 | 0 | 0.68252
NYISO_A-F_2_PJM_ROM | NYISO_A-F | PJM_ROM | 2050 | B4 | 100 | 0 | 1000 | 263.06 | 0 | 1000 | 0 | 3487.13 | 0 | 0 | 0.68846 | 0 | 0 | 0.68252
NYISO_A-F_2_PJM_ROM | NYISO_A-F | PJM_ROM | 2050 | B5 | 200 | 0 | 1000 | 923.03 | 0 | 1000 | 0 | 3223.14 | 0 | 0 | 0.68846 | 0 | 0 | 0.68252
NYISO_A-F_2_PJM_ROM | NYISO_A-F | PJM_ROM | 2050 | B6 | 300 | 0 | 1000 | 237.43 | 0 | 72.99 | 0 | 0 | 0 | 0 | 0 | 0 | 0 | 0.68252
NYISO_A-F_2_PJM_ROM | NYISO_A-F | PJM_ROM | 2050 | B7 | 400 | 0 | 1000 | 0 | 0 | 201.11 | 0 | 0 | 0 | 0 | 0 | 0 | 0 | 0.68252
NYISO_A-F_2_PJM_ROM | NYISO_A-F | PJM_ROM | 2050 | B8 | 500 | 0 | 1000 | 0 | 0 | 0 | 0 | 0 | 0 | 0 | 0 | 0 | 0 | 0.68252
NYISO_A-F_2_PJM_ROM | NYISO_A-F | PJM_ROM | 2050 | B9 | 800 | 0 | 1000 | 0 | 0 | 0 | 0 | 0 | 0 | 0 | 0 | 0 | 0 | 0.68252
NYISO_A-F_2_PJM_ROM | NYISO_A-F | PJM_ROM | 2050 | B10 | 1262 | 0 | 1000 | 0 | 0 | 0 | 0 | 0 | 0 | 0 | 0 | 0 | 0 | 0.68252
NYISO_A-F_2_PJM_ROM | NYISO_A-F | PJM_ROM | 2050 | B11 | 25 | 0 | 1000 | 531.28 | 0 | 1000 | 0 | 821.02 | 0 | 0 | 0.67659 | 0 | 0 | 0.68252
NYISO_A-F_2_PJM_ROM | NYISO_A-F | PJM_ROM | 2050 | B12 | 200 | 0 | 1000 | 216.07 | 0 | 1000 | 0 | 43.67 | 0 | 0 | 0.67659 | 0 | 0 | 0.68252
NYISO_A-F_2_PJM_ROM | NYISO_A-F | PJM_ROM | 2050 | B13 | 600 | 0 | 1000 | 0 | 0 | 796.76 | 0 | 0 | 0 | 0 | 0 | 0 | 0 | 0.68252
NYISO_A-F_2_PJM_ROM | NYISO_A-F | PJM_ROM | 2050 | B14 | 900 | 0 | 1000 | 0 | 0 | 0 | 0 | 0 | 0 | 0 | 0 | 0 | 0 | 0.68252
NYISO_A-F_2_PJM_ROM | NYISO_A-F | PJM_ROM | 2050 | B15 | 1203 | 0 | 1000 | 0 | 0 | 0 | 0 | 0 | 0 | 0 | 0 | 0 | 0 | 0.68252
NYISO_A-F_2_PJM_ROM | NYISO_A-F | PJM_ROM | 2050 | B16 | 25 | 0 | 1000 | 299.91 | 0 | 538.17 | 0 | 0 | 0 | 0 | 0 | 0 | 0 | 0.68252
NYISO_A-F_2_PJM_ROM | NYISO_A-F | PJM_ROM | 2050 | B17 | 100 | 0 | 1000 | 409.77 | 0 | 666.8 | 0 | 0 | 0 | 0 | 0 | 0 | 0 | 0.68252
NYISO_A-F_2_PJM_ROM | NYISO_A-F | PJM_ROM | 2050 | B18 | 400 | 0 | 1000 | 0 | 0 | 0 | 0 | 0 | 0 | 0 | 0 | 0 | 0 | 0.68252
NYISO_A-F_2_PJM_ROM | NYISO_A-F | PJM_ROM | 2050 | B19 | 700 | 0 | 1000 | 0 | 0 | 0 | 0 | 0 | 0 | 0 | 0 | 0 | 0 | 0.68252
NYISO_A-F_2_PJM_ROM | NYISO_A-F | PJM_ROM | 2050 | B20 | 935 | 0 | 1000 | 0 | 0 | 0 | 0 | 0 | 0 | 0 | 0 | 0 | 0 | 0.68252
NYISO_G-I_2_NEISO | NYISO_G-I | NEISO | 2015 | B1 | 10 | 0 | 600 | 0 | 0 | 0 | 0 | 0 | 0 | 0 | 0 | 0 | 0 | 0
NYISO_G-I_2_NEISO | NYISO_G-I | NEISO | 2015 | B2 | 25 | 0 | 600 | 0 | 0 | 0 | 0 | 0 | 0 | 0 | 0 | 0 | 0 | 0
NYISO_G-I_2_NEISO | NYISO_G-I | NEISO | 2015 | B3 | 75 | 0 | 600 | 0 | 0 | 0 | 0 | 0 | 0 | 0 | 0 | 0 | 0 | 0
NYISO_G-I_2_NEISO | NYISO_G-I | NEISO | 2015 | B4 | 100 | 0 | 600 | 0 | 0 | 0 | 0 | 0 | 0 | 0 | 0 | 0 | 0 | 0
NYISO_G-I_2_NEISO | NYISO_G-I | NEISO | 2015 | B5 | 200 | 0 | 600 | 0 | 0 | 0 | 0 | 0 | 0 | 0 | 0 | 0 | 0 | 0
NYISO_G-I_2_NEISO | NYISO_G-I | NEISO | 2015 | B6 | 300 | 0 | 600 | 0 | 0 | 0 | 0 | 0 | 0 | 0 | 0 | 0 | 0 | 0
NYISO_G-I_2_NEISO | NYISO_G-I | NEISO | 2015 | B7 | 400 | 0 | 600 | 0 | 0 | 0 | 0 | 0 | 0 | 0 | 0 | 0 | 0 | 0
NYISO_G-I_2_NEISO | NYISO_G-I | NEISO | 2015 | B8 | 500 | 0 | 600 | 0 | 0 | 0 | 0 | 0 | 0 | 0 | 0 | 0 | 0 | 0
NYISO_G-I_2_NEISO | NYISO_G-I | NEISO | 2015 | B9 | 800 | 0 | 600 | 0 | 0 | 0 | 0 | 0 | 0 | 0 | 0 | 0 | 0 | 0
NYISO_G-I_2_NEISO | NYISO_G-I | NEISO | 2015 | B10 | 1262 | 0 | 600 | 0 | 0 | 0 | 0 | 0 | 0 | 0 | 0 | 0 | 0 | 0
NYISO_G-I_2_NEISO | NYISO_G-I | NEISO | 2015 | B11 | 25 | 0 | 600 | 0 | 0 | 0 | 0 | 0 | 0 | 0 | 0 | 0 | 0 | 0
NYISO_G-I_2_NEISO | NYISO_G-I | NEISO | 2015 | B12 | 200 | 0 | 600 | 0 | 0 | 0 | 0 | 0 | 0 | 0 | 0 | 0 | 0 | 0
NYISO_G-I_2_NEISO | NYISO_G-I | NEISO | 2015 | B13 | 600 | 0 | 600 | 0 | 0 | 0 | 0 | 0 | 0 | 0 | 0 | 0 | 0 | 0
NYISO_G-I_2_NEISO | NYISO_G-I | NEISO | 2015 | B14 | 900 | 0 | 600 | 0 | 0 | 0 | 0 | 0 | 0 | 0 | 0 | 0 | 0 | 0
NYISO_G-I_2_NEISO | NYISO_G-I | NEISO | 2015 | B15 | 1203 | 0 | 600 | 0 | 0 | 0 | 0 | 0 | 0 | 0 | 0 | 0 | 0 | 0
NYISO_G-I_2_NEISO | NYISO_G-I | NEISO | 2015 | B16 | 25 | 0 | 600 | 0 | 0 | 0 | 0 | 0 | 0 | 0 | 0 | 0 | 0 | 0
NYISO_G-I_2_NEISO | NYISO_G-I | NEISO | 2015 | B17 | 100 | 0 | 600 | 0 | 0 | 0 | 0 | 0 | 0 | 0 | 0 | 0 | 0 | 0
NYISO_G-I_2_NEISO | NYISO_G-I | NEISO | 2015 | B18 | 400 | 0 | 600 | 0 | 0 | 0 | 0 | 0 | 0 | 0 | 0 | 0 | 0 | 0
NYISO_G-I_2_NEISO | NYISO_G-I | NEISO | 2015 | B19 | 700 | 0 | 600 | 0 | 0 | 0 | 0 | 0 | 0 | 0 | 0 | 0 | 0 | 0
NYISO_G-I_2_NEISO | NYISO_G-I | NEISO | 2015 | B20 | 935 | 0 | 600 | 0 | 0 | 0 | 0 | 0 | 0 | 0 | 0 | 0 | 0 | 0
NYISO_G-I_2_NEISO | NYISO_G-I | NEISO | 2020 | B1 | 10 | 0 | 600 | 0 | 0 | 0 | 0 | 0 | 0 | 0 | 0 | 0 | 0 | 0
NYISO_G-I_2_NEISO | NYISO_G-I | NEISO | 2020 | B2 | 25 | 0 | 600 | 0 | 0 | 0 | 0 | 0 | 0 | 0 | 0 | 0 | 0 | 0
NYISO_G-I_2_NEISO | NYISO_G-I | NEISO | 2020 | B3 | 75 | 0 | 600 | 0 | 0 | 0 | 0 | 0 | 0 | 0 | 0 | 0 | 0 | 0
NYISO_G-I_2_NEISO | NYISO_G-I | NEISO | 2020 | B4 | 100 | 0 | 600 | 0 | 0 | 0 | 0 | 0 | 0 | 0 | 0 | 0 | 0 | 0
NYISO_G-I_2_NEISO | NYISO_G-I | NEISO | 2020 | B5 | 200 | 0 | 600 | 0 | 0 | 0 | 0 | 0 | 0 | 0 | 0 | 0 | 0 | 0
NYISO_G-I_2_NEISO | NYISO_G-I | NEISO | 2020 | B6 | 300 | 0 | 600 | 0 | 0 | 0 | 0 | 0 | 0 | 0 | 0 | 0 | 0 | 0
NYISO_G-I_2_NEISO | NYISO_G-I | NEISO | 2020 | B7 | 400 | 0 | 600 | 0 | 0 | 0 | 0 | 0 | 0 | 0 | 0 | 0 | 0 | 0
NYISO_G-I_2_NEISO | NYISO_G-I | NEISO | 2020 | B8 | 500 | 0 | 600 | 0 | 0 | 0 | 0 | 0 | 0 | 0 | 0 | 0 | 0 | 0
NYISO_G-I_2_NEISO | NYISO_G-I | NEISO | 2020 | B9 | 800 | 0 | 600 | 0 | 0 | 0 | 0 | 0 | 0 | 0 | 0 | 0 | 0 | 0
NYISO_G-I_2_NEISO | NYISO_G-I | NEISO | 2020 | B10 | 1262 | 0 | 600 | 0 | 0 | 0 | 0 | 0 | 0 | 0 | 0 | 0 | 0 | 0
NYISO_G-I_2_NEISO | NYISO_G-I | NEISO | 2020 | B11 | 25 | 0 | 600 | 0 | 0 | 0 | 0 | 0 | 0 | 0 | 0 | 0 | 0 | 0
NYISO_G-I_2_NEISO | NYISO_G-I | NEISO | 2020 | B12 | 200 | 0 | 600 | 0 | 0 | 0 | 0 | 0 | 0 | 0 | 0 | 0 | 0 | 0
NYISO_G-I_2_NEISO | NYISO_G-I | NEISO | 2020 | B13 | 600 | 0 | 600 | 0 | 0 | 0 | 0 | 0 | 0 | 0 | 0 | 0 | 0 | 0
NYISO_G-I_2_NEISO | NYISO_G-I | NEISO | 2020 | B14 | 900 | 0 | 600 | 0 | 0 | 0 | 0 | 0 | 0 | 0 | 0 | 0 | 0 | 0
NYISO_G-I_2_NEISO | NYISO_G-I | NEISO | 2020 | B15 | 1203 | 0 | 600 | 0 | 0 | 0 | 0 | 0 | 0 | 0 | 0 | 0 | 0 | 0
NYISO_G-I_2_NEISO | NYISO_G-I | NEISO | 2020 | B16 | 25 | 0 | 600 | 0 | 0 | 0 | 0 | 0 | 0 | 0 | 0 | 0 | 0 | 0
NYISO_G-I_2_NEISO | NYISO_G-I | NEISO | 2020 | B17 | 100 | 0 | 600 | 0 | 0 | 0 | 0 | 0 | 0 | 0 | 0 | 0 | 0 | 0
NYISO_G-I_2_NEISO | NYISO_G-I | NEISO | 2020 | B18 | 400 | 0 | 600 | 0 | 0 | 0 | 0 | 0 | 0 | 0 | 0 | 0 | 0 | 0
NYISO_G-I_2_NEISO | NYISO_G-I | NEISO | 2020 | B19 | 700 | 0 | 600 | 0 | 0 | 0 | 0 | 0 | 0 | 0 | 0 | 0 | 0 | 0
NYISO_G-I_2_NEISO | NYISO_G-I | NEISO | 2020 | B20 | 935 | 0 | 600 | 0 | 0 | 0 | 0 | 0 | 0 | 0 | 0 | 0 | 0 | 0
NYISO_G-I_2_NEISO | NYISO_G-I | NEISO | 2025 | B1 | 10 | 0 | 600 | 0 | 0 | 0 | 0 | 0 | 0 | 0 | 0 | 0 | 0 | 0
NYISO_G-I_2_NEISO | NYISO_G-I | NEISO | 2025 | B2 | 25 | 0 | 600 | 0 | 0 | 0 | 0 | 0 | 0 | 0 | 0 | 0 | 0 | 0
NYISO_G-I_2_NEISO | NYISO_G-I | NEISO | 2025 | B3 | 75 | 0 | 600 | 0 | 0 | 0 | 0 | 0 | 0 | 0 | 0 | 0 | 0 | 0
NYISO_G-I_2_NEISO | NYISO_G-I | NEISO | 2025 | B4 | 100 | 0 | 600 | 0 | 0 | 0 | 0 | 0 | 0 | 0 | 0 | 0 | 0 | 0
NYISO_G-I_2_NEISO | NYISO_G-I | NEISO | 2025 | B5 | 200 | 0 | 600 | 0 | 0 | 0 | 0 | 0 | 0 | 0 | 0 | 0 | 0 | 0
NYISO_G-I_2_NEISO | NYISO_G-I | NEISO | 2025 | B6 | 300 | 0 | 600 | 0 | 0 | 0 | 0 | 0 | 0 | 0 | 0 | 0 | 0 | 0
NYISO_G-I_2_NEISO | NYISO_G-I | NEISO | 2025 | B7 | 400 | 0 | 600 | 0 | 0 | 0 | 0 | 0 | 0 | 0 | 0 | 0 | 0 | 0
NYISO_G-I_2_NEISO | NYISO_G-I | NEISO | 2025 | B8 | 500 | 0 | 600 | 0 | 0 | 0 | 0 | 0 | 0 | 0 | 0 | 0 | 0 | 0
NYISO_G-I_2_NEISO | NYISO_G-I | NEISO | 2025 | B9 | 800 | 0 | 600 | 0 | 0 | 0 | 0 | 0 | 0 | 0 | 0 | 0 | 0 | 0
NYISO_G-I_2_NEISO | NYISO_G-I | NEISO | 2025 | B10 | 1262 | 0 | 600 | 0 | 0 | 0 | 0 | 0 | 0 | 0 | 0 | 0 | 0 | 0
NYISO_G-I_2_NEISO | NYISO_G-I | NEISO | 2025 | B11 | 25 | 0 | 600 | 0 | 0 | 0 | 0 | 0 | 0 | 0 | 0 | 0 | 0 | 0
NYISO_G-I_2_NEISO | NYISO_G-I | NEISO | 2025 | B12 | 200 | 0 | 600 | 0 | 0 | 0 | 0 | 0 | 0 | 0 | 0 | 0 | 0 | 0
NYISO_G-I_2_NEISO | NYISO_G-I | NEISO | 2025 | B13 | 600 | 0 | 600 | 0 | 0 | 0 | 0 | 0 | 0 | 0 | 0 | 0 | 0 | 0
NYISO_G-I_2_NEISO | NYISO_G-I | NEISO | 2025 | B14 | 900 | 0 | 600 | 0 | 0 | 0 | 0 | 0 | 0 | 0 | 0 | 0 | 0 | 0
NYISO_G-I_2_NEISO | NYISO_G-I | NEISO | 2025 | B15 | 1203 | 0 | 600 | 0 | 0 | 0 | 0 | 0 | 0 | 0 | 0 | 0 | 0 | 0
NYISO_G-I_2_NEISO | NYISO_G-I | NEISO | 2025 | B16 | 25 | 0 | 600 | 0 | 0 | 0 | 0 | 0 | 0 | 0 | 0 | 0 | 0 | 0
NYISO_G-I_2_NEISO | NYISO_G-I | NEISO | 2025 | B17 | 100 | 0 | 600 | 0 | 0 | 0 | 0 | 0 | 0 | 0 | 0 | 0 | 0 | 0
NYISO_G-I_2_NEISO | NYISO_G-I | NEISO | 2025 | B18 | 400 | 0 | 600 | 0 | 0 | 0 | 0 | 0 | 0 | 0 | 0 | 0 | 0 | 0
NYISO_G-I_2_NEISO | NYISO_G-I | NEISO | 2025 | B19 | 700 | 0 | 600 | 0 | 0 | 0 | 0 | 0 | 0 | 0 | 0 | 0 | 0 | 0
NYISO_G-I_2_NEISO | NYISO_G-I | NEISO | 2025 | B20 | 935 | 0 | 600 | 0 | 0 | 0 | 0 | 0 | 0 | 0 | 0 | 0 | 0 | 0
NYISO_G-I_2_NEISO | NYISO_G-I | NEISO | 2030 | B1 | 10 | 0 | 600 | 0 | 0 | 0 | 0 | 0 | 0 | 0 | 0 | 0 | 0 | 0
NYISO_G-I_2_NEISO | NYISO_G-I | NEISO | 2030 | B2 | 25 | 0 | 600 | 0 | 0 | 0 | 0 | 0 | 0 | 0 | 0 | 0 | 0 | 0
NYISO_G-I_2_NEISO | NYISO_G-I | NEISO | 2030 | B3 | 75 | 0 | 600 | 0 | 0 | 0 | 0 | 0 | 0 | 0 | 0 | 0 | 0 | 0
NYISO_G-I_2_NEISO | NYISO_G-I | NEISO | 2030 | B4 | 100 | 0 | 600 | 0 | 0 | 0 | 0 | 0 | 0 | 0 | 0 | 0 | 0 | 0
NYISO_G-I_2_NEISO | NYISO_G-I | NEISO | 2030 | B5 | 200 | 0 | 600 | 0 | 0 | 0 | 0 | 0 | 0 | 0 | 0 | 0 | 0 | 0
NYISO_G-I_2_NEISO | NYISO_G-I | NEISO | 2030 | B6 | 300 | 0 | 600 | 0 | 0 | 0 | 0 | 0 | 0 | 0 | 0 | 0 | 0 | 0
NYISO_G-I_2_NEISO | NYISO_G-I | NEISO | 2030 | B7 | 400 | 0 | 600 | 0 | 0 | 0 | 0 | 0 | 0 | 0 | 0 | 0 | 0 | 0
NYISO_G-I_2_NEISO | NYISO_G-I | NEISO | 2030 | B8 | 500 | 0 | 600 | 0 | 0 | 0 | 0 | 0 | 0 | 0 | 0 | 0 | 0 | 0
NYISO_G-I_2_NEISO | NYISO_G-I | NEISO | 2030 | B9 | 800 | 0 | 600 | 0 | 0 | 0 | 0 | 0 | 0 | 0 | 0 | 0 | 0 | 0
NYISO_G-I_2_NEISO | NYISO_G-I | NEISO | 2030 | B10 | 1262 | 0 | 600 | 0 | 0 | 0 | 0 | 0 | 0 | 0 | 0 | 0 | 0 | 0
NYISO_G-I_2_NEISO | NYISO_G-I | NEISO | 2030 | B11 | 25 | 0 | 600 | 0 | 0 | 0 | 0 | 0 | 0 | 0 | 0 | 0 | 0 | 0
NYISO_G-I_2_NEISO | NYISO_G-I | NEISO | 2030 | B12 | 200 | 0 | 600 | 0 | 0 | 0 | 0 | 0 | 0 | 0 | 0 | 0 | 0 | 0
NYISO_G-I_2_NEISO | NYISO_G-I | NEISO | 2030 | B13 | 600 | 0 | 600 | 0 | 0 | 0 | 0 | 0 | 0 | 0 | 0 | 0 | 0 | 0
NYISO_G-I_2_NEISO | NYISO_G-I | NEISO | 2030 | B14 | 900 | 0 | 600 | 0 | 0 | 0 | 0 | 0 | 0 | 0 | 0 | 0 | 0 | 0
NYISO_G-I_2_NEISO | NYISO_G-I | NEISO | 2030 | B15 | 1203 | 0 | 600 | 0 | 0 | 0 | 0 | 0 | 0 | 0 | 0 | 0 | 0 | 0
NYISO_G-I_2_NEISO | NYISO_G-I | NEISO | 2030 | B16 | 25 | 0 | 600 | 0 | 0 | 0 | 0 | 0 | 0 | 0 | 0 | 0 | 0 | 0
NYISO_G-I_2_NEISO | NYISO_G-I | NEISO | 2030 | B17 | 100 | 0 | 600 | 0 | 0 | 0 | 0 | 0 | 0 | 0 | 0 | 0 | 0 | 0
NYISO_G-I_2_NEISO | NYISO_G-I | NEISO | 2030 | B18 | 400 | 0 | 600 | 0 | 0 | 0 | 0 | 0 | 0 | 0 | 0 | 0 | 0 | 0
NYISO_G-I_2_NEISO | NYISO_G-I | NEISO | 2030 | B19 | 700 | 0 | 600 | 0 | 0 | 0 | 0 | 0 | 0 | 0 | 0 | 0 | 0 | 0
NYISO_G-I_2_NEISO | NYISO_G-I | NEISO | 2030 | B20 | 935 | 0 | 600 | 0 | 0 | 0 | 0 | 0 | 0 | 0 | 0 | 0 | 0 | 0
NYISO_G-I_2_NEISO | NYISO_G-I | NEISO | 2035 | B1 | 10 | 0 | 600 | 0 | 0 | 0 | 0 | 0 | 0 | 0 | 0 | 0 | 0 | 0
NYISO_G-I_2_NEISO | NYISO_G-I | NEISO | 2035 | B2 | 25 | 0 | 600 | 0 | 0 | 0 | 0 | 0 | 0 | 0 | 0 | 0 | 0 | 0
NYISO_G-I_2_NEISO | NYISO_G-I | NEISO | 2035 | B3 | 75 | 0 | 600 | 0 | 0 | 0 | 0 | 0 | 0 | 0 | 0 | 0 | 0 | 0
NYISO_G-I_2_NEISO | NYISO_G-I | NEISO | 2035 | B4 | 100 | 0 | 600 | 0 | 0 | 0 | 0 | 0 | 0 | 0 | 0 | 0 | 0 | 0
NYISO_G-I_2_NEISO | NYISO_G-I | NEISO | 2035 | B5 | 200 | 0 | 600 | 0 | 0 | 0 | 0 | 0 | 0 | 0 | 0 | 0 | 0 | 0
NYISO_G-I_2_NEISO | NYISO_G-I | NEISO | 2035 | B6 | 300 | 0 | 600 | 0 | 0 | 0 | 0 | 0 | 0 | 0 | 0 | 0 | 0 | 0
NYISO_G-I_2_NEISO | NYISO_G-I | NEISO | 2035 | B7 | 400 | 0 | 600 | 0 | 0 | 0 | 0 | 0 | 0 | 0 | 0 | 0 | 0 | 0
NYISO_G-I_2_NEISO | NYISO_G-I | NEISO | 2035 | B8 | 500 | 0 | 600 | 0 | 0 | 0 | 0 | 0 | 0 | 0 | 0 | 0 | 0 | 0
NYISO_G-I_2_NEISO | NYISO_G-I | NEISO | 2035 | B9 | 800 | 0 | 600 | 0 | 0 | 0 | 0 | 0 | 0 | 0 | 0 | 0 | 0 | 0
NYISO_G-I_2_NEISO | NYISO_G-I | NEISO | 2035 | B10 | 1262 | 0 | 600 | 0 | 0 | 0 | 0 | 0 | 0 | 0 | 0 | 0 | 0 | 0
NYISO_G-I_2_NEISO | NYISO_G-I | NEISO | 2035 | B11 | 25 | 0 | 600 | 0 | 0 | 0 | 0 | 0 | 0 | 0 | 0 | 0 | 0 | 0
NYISO_G-I_2_NEISO | NYISO_G-I | NEISO | 2035 | B12 | 200 | 0 | 600 | 0 | 0 | 0 | 0 | 0 | 0 | 0 | 0 | 0 | 0 | 0
NYISO_G-I_2_NEISO | NYISO_G-I | NEISO | 2035 | B13 | 600 | 0 | 600 | 0 | 0 | 0 | 0 | 0 | 0 | 0 | 0 | 0 | 0 | 0
NYISO_G-I_2_NEISO | NYISO_G-I | NEISO | 2035 | B14 | 900 | 0 | 600 | 0 | 0 | 0 | 0 | 0 | 0 | 0 | 0 | 0 | 0 | 0
NYISO_G-I_2_NEISO | NYISO_G-I | NEISO | 2035 | B15 | 1203 | 0 | 600 | 0 | 0 | 0 | 0 | 0 | 0 | 0 | 0 | 0 | 0 | 0
NYISO_G-I_2_NEISO | NYISO_G-I | NEISO | 2035 | B16 | 25 | 0 | 600 | 0 | 0 | 0 | 0 | 0 | 0 | 0 | 0 | 0 | 0 | 0
NYISO_G-I_2_NEISO | NYISO_G-I | NEISO | 2035 | B17 | 100 | 0 | 600 | 0 | 0 | 0 | 0 | 0 | 0 | 0 | 0 | 0 | 0 | 0
NYISO_G-I_2_NEISO | NYISO_G-I | NEISO | 2035 | B18 | 400 | 0 | 600 | 0 | 0 | 0 | 0 | 0 | 0 | 0 | 0 | 0 | 0 | 0
NYISO_G-I_2_NEISO | NYISO_G-I | NEISO | 2035 | B19 | 700 | 0 | 600 | 0 | 0 | 0 | 0 | 0 | 0 | 0 | 0 | 0 | 0 | 0
NYISO_G-I_2_NEISO | NYISO_G-I | NEISO | 2035 | B20 | 935 | 0 | 600 | 0 | 0 | 0 | 0 | 0 | 0 | 0 | 0 | 0 | 0 | 0
NYISO_G-I_2_NEISO | NYISO_G-I | NEISO | 2040 | B1 | 10 | 0 | 600 | 0 | 0 | 0 | 0 | 0 | 0 | 0 | 0 | 0 | 0 | 0
NYISO_G-I_2_NEISO | NYISO_G-I | NEISO | 2040 | B2 | 25 | 0 | 600 | 0 | 0 | 0 | 0 | 0 | 0 | 0 | 0 | 0 | 0 | 0
NYISO_G-I_2_NEISO | NYISO_G-I | NEISO | 2040 | B3 | 75 | 0 | 600 | 0 | 0 | 0 | 0 | 0 | 0 | 0 | 0 | 0 | 0 | 0
NYISO_G-I_2_NEISO | NYISO_G-I | NEISO | 2040 | B4 | 100 | 0 | 600 | 0 | 0 | 0 | 0 | 0 | 0 | 0 | 0 | 0 | 0 | 0
NYISO_G-I_2_NEISO | NYISO_G-I | NEISO | 2040 | B5 | 200 | 0 | 600 | 0 | 0 | 0 | 0 | 0 | 0 | 0 | 0 | 0 | 0 | 0
NYISO_G-I_2_NEISO | NYISO_G-I | NEISO | 2040 | B6 | 300 | 0 | 600 | 0 | 0 | 0 | 0 | 0 | 0 | 0 | 0 | 0 | 0 | 0
NYISO_G-I_2_NEISO | NYISO_G-I | NEISO | 2040 | B7 | 400 | 0 | 600 | 0 | 0 | 0 | 0 | 0 | 0 | 0 | 0 | 0 | 0 | 0
NYISO_G-I_2_NEISO | NYISO_G-I | NEISO | 2040 | B8 | 500 | 0 | 600 | 0 | 0 | 0 | 0 | 0 | 0 | 0 | 0 | 0 | 0 | 0
NYISO_G-I_2_NEISO | NYISO_G-I | NEISO | 2040 | B9 | 800 | 0 | 600 | 0 | 0 | 0 | 0 | 0 | 0 | 0 | 0 | 0 | 0 | 0
NYISO_G-I_2_NEISO | NYISO_G-I | NEISO | 2040 | B10 | 1262 | 0 | 600 | 0 | 0 | 0 | 0 | 0 | 0 | 0 | 0 | 0 | 0 | 0
NYISO_G-I_2_NEISO | NYISO_G-I | NEISO | 2040 | B11 | 25 | 0 | 600 | 0 | 0 | 0 | 0 | 0 | 0 | 0 | 0 | 0 | 0 | 0
NYISO_G-I_2_NEISO | NYISO_G-I | NEISO | 2040 | B12 | 200 | 0 | 600 | 0 | 0 | 0 | 0 | 0 | 0 | 0 | 0 | 0 | 0 | 0
NYISO_G-I_2_NEISO | NYISO_G-I | NEISO | 2040 | B13 | 600 | 0 | 600 | 0 | 0 | 0 | 0 | 0 | 0 | 0 | 0 | 0 | 0 | 0
NYISO_G-I_2_NEISO | NYISO_G-I | NEISO | 2040 | B14 | 900 | 0 | 600 | 0 | 0 | 0 | 0 | 0 | 0 | 0 | 0 | 0 | 0 | 0
NYISO_G-I_2_NEISO | NYISO_G-I | NEISO | 2040 | B15 | 1203 | 0 | 600 | 0 | 0 | 0 | 0 | 0 | 0 | 0 | 0 | 0 | 0 | 0
NYISO_G-I_2_NEISO | NYISO_G-I | NEISO | 2040 | B16 | 25 | 0 | 600 | 0 | 0 | 0 | 0 | 0 | 0 | 0 | 0 | 0 | 0 | 0
NYISO_G-I_2_NEISO | NYISO_G-I | NEISO | 2040 | B17 | 100 | 0 | 600 | 0 | 0 | 0 | 0 | 0 | 0 | 0 | 0 | 0 | 0 | 0
NYISO_G-I_2_NEISO | NYISO_G-I | NEISO | 2040 | B18 | 400 | 0 | 600 | 0 | 0 | 0 | 0 | 0 | 0 | 0 | 0 | 0 | 0 | 0
NYISO_G-I_2_NEISO | NYISO_G-I | NEISO | 2040 | B19 | 700 | 0 | 600 | 0 | 0 | 0 | 0 | 0 | 0 | 0 | 0 | 0 | 0 | 0
NYISO_G-I_2_NEISO | NYISO_G-I | NEISO | 2040 | B20 | 935 | 0 | 600 | 0 | 0 | 0 | 0 | 0 | 0 | 0 | 0 | 0 | 0 | 0
NYISO_G-I_2_NEISO | NYISO_G-I | NEISO | 2045 | B1 | 10 | 0 | 600 | 0 | 0 | 0 | 0 | 0 | 0 | 0 | 0 | 0 | 0 | 0
NYISO_G-I_2_NEISO | NYISO_G-I | NEISO | 2045 | B2 | 25 | 0 | 600 | 0 | 0 | 0 | 0 | 0 | 0 | 0 | 0 | 0 | 0 | 0
NYISO_G-I_2_NEISO | NYISO_G-I | NEISO | 2045 | B3 | 75 | 0 | 600 | 0 | 0 | 0 | 0 | 0 | 0 | 0 | 0 | 0 | 0 | 0
NYISO_G-I_2_NEISO | NYISO_G-I | NEISO | 2045 | B4 | 100 | 0 | 600 | 0 | 0 | 0 | 0 | 0 | 0 | 0 | 0 | 0 | 0 | 0
NYISO_G-I_2_NEISO | NYISO_G-I | NEISO | 2045 | B5 | 200 | 0 | 600 | 0 | 0 | 0 | 0 | 0 | 0 | 0 | 0 | 0 | 0 | 0
NYISO_G-I_2_NEISO | NYISO_G-I | NEISO | 2045 | B6 | 300 | 0 | 600 | 0 | 0 | 0 | 0 | 0 | 0 | 0 | 0 | 0 | 0 | 0
NYISO_G-I_2_NEISO | NYISO_G-I | NEISO | 2045 | B7 | 400 | 0 | 600 | 0 | 0 | 0 | 0 | 0 | 0 | 0 | 0 | 0 | 0 | 0
NYISO_G-I_2_NEISO | NYISO_G-I | NEISO | 2045 | B8 | 500 | 0 | 600 | 0 | 0 | 0 | 0 | 0 | 0 | 0 | 0 | 0 | 0 | 0
NYISO_G-I_2_NEISO | NYISO_G-I | NEISO | 2045 | B9 | 800 | 0 | 600 | 0 | 0 | 0 | 0 | 0 | 0 | 0 | 0 | 0 | 0 | 0
NYISO_G-I_2_NEISO | NYISO_G-I | NEISO | 2045 | B10 | 1262 | 0 | 600 | 0 | 0 | 0 | 0 | 0 | 0 | 0 | 0 | 0 | 0 | 0
NYISO_G-I_2_NEISO | NYISO_G-I | NEISO | 2045 | B11 | 25 | 0 | 600 | 0 | 0 | 0 | 0 | 0 | 0 | 0 | 0 | 0 | 0 | 0
NYISO_G-I_2_NEISO | NYISO_G-I | NEISO | 2045 | B12 | 200 | 0 | 600 | 0 | 0 | 0 | 0 | 0 | 0 | 0 | 0 | 0 | 0 | 0
NYISO_G-I_2_NEISO | NYISO_G-I | NEISO | 2045 | B13 | 600 | 0 | 600 | 0 | 0 | 0 | 0 | 0 | 0 | 0 | 0 | 0 | 0 | 0
NYISO_G-I_2_NEISO | NYISO_G-I | NEISO | 2045 | B14 | 900 | 0 | 600 | 0 | 0 | 0 | 0 | 0 | 0 | 0 | 0 | 0 | 0 | 0
NYISO_G-I_2_NEISO | NYISO_G-I | NEISO | 2045 | B15 | 1203 | 0 | 600 | 0 | 0 | 0 | 0 | 0 | 0 | 0 | 0 | 0 | 0 | 0
NYISO_G-I_2_NEISO | NYISO_G-I | NEISO | 2045 | B16 | 25 | 0 | 600 | 0 | 0 | 0 | 0 | 0 | 0 | 0 | 0 | 0 | 0 | 0
NYISO_G-I_2_NEISO | NYISO_G-I | NEISO | 2045 | B17 | 100 | 0 | 600 | 0 | 0 | 0 | 0 | 0 | 0 | 0 | 0 | 0 | 0 | 0
NYISO_G-I_2_NEISO | NYISO_G-I | NEISO | 2045 | B18 | 400 | 0 | 600 | 0 | 0 | 0 | 0 | 0 | 0 | 0 | 0 | 0 | 0 | 0
NYISO_G-I_2_NEISO | NYISO_G-I | NEISO | 2045 | B19 | 700 | 0 | 600 | 0 | 0 | 0 | 0 | 0 | 0 | 0 | 0 | 0 | 0 | 0
NYISO_G-I_2_NEISO | NYISO_G-I | NEISO | 2045 | B20 | 935 | 0 | 600 | 0 | 0 | 0 | 0 | 0 | 0 | 0 | 0 | 0 | 0 | 0
NYISO_G-I_2_NEISO | NYISO_G-I | NEISO | 2050 | B1 | 10 | 0 | 600 | 0 | 0 | 0 | 0 | 0 | 0 | 0 | 0 | 0 | 0 | 0
NYISO_G-I_2_NEISO | NYISO_G-I | NEISO | 2050 | B2 | 25 | 0 | 600 | 0 | 0 | 0 | 0 | 0 | 0 | 0 | 0 | 0 | 0 | 0
NYISO_G-I_2_NEISO | NYISO_G-I | NEISO | 2050 | B3 | 75 | 0 | 600 | 0 | 0 | 0 | 0 | 0 | 0 | 0 | 0 | 0 | 0 | 0
NYISO_G-I_2_NEISO | NYISO_G-I | NEISO | 2050 | B4 | 100 | 0 | 600 | 0 | 0 | 0 | 0 | 0 | 0 | 0 | 0 | 0 | 0 | 0
NYISO_G-I_2_NEISO | NYISO_G-I | NEISO | 2050 | B5 | 200 | 0 | 600 | 0 | 0 | 0 | 0 | 0 | 0 | 0 | 0 | 0 | 0 | 0
NYISO_G-I_2_NEISO | NYISO_G-I | NEISO | 2050 | B6 | 300 | 0 | 600 | 0 | 0 | 0 | 0 | 0 | 0 | 0 | 0 | 0 | 0 | 0
NYISO_G-I_2_NEISO | NYISO_G-I | NEISO | 2050 | B7 | 400 | 0 | 600 | 0 | 0 | 0 | 0 | 0 | 0 | 0 | 0 | 0 | 0 | 0
NYISO_G-I_2_NEISO | NYISO_G-I | NEISO | 2050 | B8 | 500 | 0 | 600 | 0 | 0 | 0 | 0 | 0 | 0 | 0 | 0 | 0 | 0 | 0
NYISO_G-I_2_NEISO | NYISO_G-I | NEISO | 2050 | B9 | 800 | 0 | 600 | 0 | 0 | 0 | 0 | 0 | 0 | 0 | 0 | 0 | 0 | 0
NYISO_G-I_2_NEISO | NYISO_G-I | NEISO | 2050 | B10 | 1262 | 0 | 600 | 0 | 0 | 0 | 0 | 0 | 0 | 0 | 0 | 0 | 0 | 0
NYISO_G-I_2_NEISO | NYISO_G-I | NEISO | 2050 | B11 | 25 | 0 | 600 | 0 | 0 | 0 | 0 | 0 | 0 | 0 | 0 | 0 | 0 | 0
NYISO_G-I_2_NEISO | NYISO_G-I | NEISO | 2050 | B12 | 200 | 0 | 600 | 0 | 0 | 0 | 0 | 0 | 0 | 0 | 0 | 0 | 0 | 0
NYISO_G-I_2_NEISO | NYISO_G-I | NEISO | 2050 | B13 | 600 | 0 | 600 | 0 | 0 | 0 | 0 | 0 | 0 | 0 | 0 | 0 | 0 | 0
NYISO_G-I_2_NEISO | NYISO_G-I | NEISO | 2050 | B14 | 900 | 0 | 600 | 0 | 0 | 0 | 0 | 0 | 0 | 0 | 0 | 0 | 0 | 0
NYISO_G-I_2_NEISO | NYISO_G-I | NEISO | 2050 | B15 | 1203 | 0 | 600 | 0 | 0 | 0 | 0 | 0 | 0 | 0 | 0 | 0 | 0 | 0
NYISO_G-I_2_NEISO | NYISO_G-I | NEISO | 2050 | B16 | 25 | 0 | 600 | 0 | 0 | 0 | 0 | 0 | 0 | 0 | 0 | 0 | 0 | 0
NYISO_G-I_2_NEISO | NYISO_G-I | NEISO | 2050 | B17 | 100 | 0 | 600 | 0 | 0 | 0 | 0 | 0 | 0 | 0 | 0 | 0 | 0 | 0
NYISO_G-I_2_NEISO | NYISO_G-I | NEISO | 2050 | B18 | 400 | 0 | 600 | 0 | 0 | 0 | 0 | 0 | 0 | 0 | 0 | 0 | 0 | 0
NYISO_G-I_2_NEISO | NYISO_G-I | NEISO | 2050 | B19 | 700 | 0 | 600 | 0 | 0 | 0 | 0 | 0 | 0 | 0 | 0 | 0 | 0 | 0
NYISO_G-I_2_NEISO | NYISO_G-I | NEISO | 2050 | B20 | 935 | 0 | 600 | 0 | 0 | 0 | 0 | 0 | 0 | 0 | 0 | 0 | 0 | 0
NYISO_G-I_2_NYISO_A-F | NYISO_G-I | NYISO_A-F | 2015 | B1 | 10 | 0 | 1999 | 0 | 0 | 0 | 0 | 0 | 0 | 0 | 0 | 0 | 0 | 0
NYISO_G-I_2_NYISO_A-F | NYISO_G-I | NYISO_A-F | 2015 | B2 | 25 | 0 | 1999 | 0 | 0 | 0 | 0 | 0 | 0 | 0 | 0 | 0 | 0 | 0
NYISO_G-I_2_NYISO_A-F | NYISO_G-I | NYISO_A-F | 2015 | B3 | 75 | 0 | 1999 | 0 | 0 | 0 | 0 | 0 | 0 | 0 | 0 | 0 | 0 | 0
NYISO_G-I_2_NYISO_A-F | NYISO_G-I | NYISO_A-F | 2015 | B4 | 100 | 0 | 1999 | 0 | 0 | 0 | 0 | 0 | 0 | 0 | 0 | 0 | 0 | 0
NYISO_G-I_2_NYISO_A-F | NYISO_G-I | NYISO_A-F | 2015 | B5 | 200 | 0 | 1999 | 0 | 0 | 0 | 0 | 0 | 0 | 0 | 0 | 0 | 0 | 0
NYISO_G-I_2_NYISO_A-F | NYISO_G-I | NYISO_A-F | 2015 | B6 | 300 | 0 | 1999 | 0 | 0 | 0 | 0 | 0 | 0 | 0 | 0 | 0 | 0 | 0
NYISO_G-I_2_NYISO_A-F | NYISO_G-I | NYISO_A-F | 2015 | B7 | 400 | 0 | 1999 | 0 | 0 | 0 | 0 | 0 | 0 | 0 | 0 | 0 | 0 | 0
NYISO_G-I_2_NYISO_A-F | NYISO_G-I | NYISO_A-F | 2015 | B8 | 500 | 0 | 1999 | 0 | 0 | 0 | 0 | 0 | 0 | 0 | 0 | 0 | 0 | 0
NYISO_G-I_2_NYISO_A-F | NYISO_G-I | NYISO_A-F | 2015 | B9 | 800 | 0 | 1999 | 0 | 0 | 0 | 0 | 0 | 0 | 0 | 0 | 0 | 0 | 0
NYISO_G-I_2_NYISO_A-F | NYISO_G-I | NYISO_A-F | 2015 | B10 | 1262 | 0 | 1999 | 0 | 0 | 0 | 0 | 0 | 0 | 0 | 0 | 0 | 0 | 0
NYISO_G-I_2_NYISO_A-F | NYISO_G-I | NYISO_A-F | 2015 | B11 | 25 | 0 | 1999 | 0 | 0 | 0 | 0 | 0 | 0 | 0 | 0 | 0 | 0 | 0
NYISO_G-I_2_NYISO_A-F | NYISO_G-I | NYISO_A-F | 2015 | B12 | 200 | 0 | 1999 | 0 | 0 | 0 | 0 | 0 | 0 | 0 | 0 | 0 | 0 | 0
NYISO_G-I_2_NYISO_A-F | NYISO_G-I | NYISO_A-F | 2015 | B13 | 600 | 0 | 1999 | 0 | 0 | 0 | 0 | 0 | 0 | 0 | 0 | 0 | 0 | 0
NYISO_G-I_2_NYISO_A-F | NYISO_G-I | NYISO_A-F | 2015 | B14 | 900 | 0 | 1999 | 0 | 0 | 0 | 0 | 0 | 0 | 0 | 0 | 0 | 0 | 0
NYISO_G-I_2_NYISO_A-F | NYISO_G-I | NYISO_A-F | 2015 | B15 | 1203 | 0 | 1999 | 0 | 0 | 0 | 0 | 0 | 0 | 0 | 0 | 0 | 0 | 0
NYISO_G-I_2_NYISO_A-F | NYISO_G-I | NYISO_A-F | 2015 | B16 | 25 | 0 | 1999 | 0 | 0 | 0 | 0 | 0 | 0 | 0 | 0 | 0 | 0 | 0
NYISO_G-I_2_NYISO_A-F | NYISO_G-I | NYISO_A-F | 2015 | B17 | 100 | 0 | 1999 | 0 | 0 | 0 | 0 | 0 | 0 | 0 | 0 | 0 | 0 | 0
NYISO_G-I_2_NYISO_A-F | NYISO_G-I | NYISO_A-F | 2015 | B18 | 400 | 0 | 1999 | 0 | 0 | 0 | 0 | 0 | 0 | 0 | 0 | 0 | 0 | 0
NYISO_G-I_2_NYISO_A-F | NYISO_G-I | NYISO_A-F | 2015 | B19 | 700 | 0 | 1999 | 0 | 0 | 0 | 0 | 0 | 0 | 0 | 0 | 0 | 0 | 0
NYISO_G-I_2_NYISO_A-F | NYISO_G-I | NYISO_A-F | 2015 | B20 | 935 | 0 | 1999 | 0 | 0 | 0 | 0 | 0 | 0 | 0 | 0 | 0 | 0 | 0
NYISO_G-I_2_NYISO_A-F | NYISO_G-I | NYISO_A-F | 2020 | B1 | 10 | 0 | 1999 | 0 | 0 | 0 | 0 | 0 | 0 | 0 | 0 | 0 | 0 | 0
NYISO_G-I_2_NYISO_A-F | NYISO_G-I | NYISO_A-F | 2020 | B2 | 25 | 0 | 1999 | 0 | 0 | 0 | 0 | 0 | 0 | 0 | 0 | 0 | 0 | 0
NYISO_G-I_2_NYISO_A-F | NYISO_G-I | NYISO_A-F | 2020 | B3 | 75 | 0 | 1999 | 0 | 0 | 0 | 0 | 0 | 0 | 0 | 0 | 0 | 0 | 0
NYISO_G-I_2_NYISO_A-F | NYISO_G-I | NYISO_A-F | 2020 | B4 | 100 | 0 | 1999 | 0 | 0 | 0 | 0 | 0 | 0 | 0 | 0 | 0 | 0 | 0
NYISO_G-I_2_NYISO_A-F | NYISO_G-I | NYISO_A-F | 2020 | B5 | 200 | 0 | 1999 | 0 | 0 | 0 | 0 | 0 | 0 | 0 | 0 | 0 | 0 | 0
NYISO_G-I_2_NYISO_A-F | NYISO_G-I | NYISO_A-F | 2020 | B6 | 300 | 0 | 1999 | 0 | 0 | 0 | 0 | 0 | 0 | 0 | 0 | 0 | 0 | 0
NYISO_G-I_2_NYISO_A-F | NYISO_G-I | NYISO_A-F | 2020 | B7 | 400 | 0 | 1999 | 0 | 0 | 0 | 0 | 0 | 0 | 0 | 0 | 0 | 0 | 0
NYISO_G-I_2_NYISO_A-F | NYISO_G-I | NYISO_A-F | 2020 | B8 | 500 | 0 | 1999 | 0 | 0 | 0 | 0 | 0 | 0 | 0 | 0 | 0 | 0 | 0
NYISO_G-I_2_NYISO_A-F | NYISO_G-I | NYISO_A-F | 2020 | B9 | 800 | 0 | 1999 | 0 | 0 | 0 | 0 | 0 | 0 | 0 | 0 | 0 | 0 | 0
NYISO_G-I_2_NYISO_A-F | NYISO_G-I | NYISO_A-F | 2020 | B10 | 1262 | 0 | 1999 | 0 | 0 | 0 | 0 | 0 | 0 | 0 | 0 | 0 | 0 | 0
NYISO_G-I_2_NYISO_A-F | NYISO_G-I | NYISO_A-F | 2020 | B11 | 25 | 0 | 1999 | 0 | 0 | 0 | 0 | 0 | 0 | 0 | 0 | 0 | 0 | 0
NYISO_G-I_2_NYISO_A-F | NYISO_G-I | NYISO_A-F | 2020 | B12 | 200 | 0 | 1999 | 0 | 0 | 0 | 0 | 0 | 0 | 0 | 0 | 0 | 0 | 0
NYISO_G-I_2_NYISO_A-F | NYISO_G-I | NYISO_A-F | 2020 | B13 | 600 | 0 | 1999 | 0 | 0 | 0 | 0 | 0 | 0 | 0 | 0 | 0 | 0 | 0
NYISO_G-I_2_NYISO_A-F | NYISO_G-I | NYISO_A-F | 2020 | B14 | 900 | 0 | 1999 | 0 | 0 | 0 | 0 | 0 | 0 | 0 | 0 | 0 | 0 | 0
NYISO_G-I_2_NYISO_A-F | NYISO_G-I | NYISO_A-F | 2020 | B15 | 1203 | 0 | 1999 | 0 | 0 | 0 | 0 | 0 | 0 | 0 | 0 | 0 | 0 | 0
NYISO_G-I_2_NYISO_A-F | NYISO_G-I | NYISO_A-F | 2020 | B16 | 25 | 0 | 1999 | 0 | 0 | 0 | 0 | 0 | 0 | 0 | 0 | 0 | 0 | 0
NYISO_G-I_2_NYISO_A-F | NYISO_G-I | NYISO_A-F | 2020 | B17 | 100 | 0 | 1999 | 0 | 0 | 0 | 0 | 0 | 0 | 0 | 0 | 0 | 0 | 0
NYISO_G-I_2_NYISO_A-F | NYISO_G-I | NYISO_A-F | 2020 | B18 | 400 | 0 | 1999 | 0 | 0 | 0 | 0 | 0 | 0 | 0 | 0 | 0 | 0 | 0
NYISO_G-I_2_NYISO_A-F | NYISO_G-I | NYISO_A-F | 2020 | B19 | 700 | 0 | 1999 | 0 | 0 | 0 | 0 | 0 | 0 | 0 | 0 | 0 | 0 | 0
NYISO_G-I_2_NYISO_A-F | NYISO_G-I | NYISO_A-F | 2020 | B20 | 935 | 0 | 1999 | 0 | 0 | 0 | 0 | 0 | 0 | 0 | 0 | 0 | 0 | 0
NYISO_G-I_2_NYISO_A-F | NYISO_G-I | NYISO_A-F | 2025 | B1 | 10 | 0 | 1999 | 0 | 0 | 0 | 0 | 0 | 0 | 0 | 0 | 0 | 0 | 0
NYISO_G-I_2_NYISO_A-F | NYISO_G-I | NYISO_A-F | 2025 | B2 | 25 | 0 | 1999 | 0 | 0 | 0 | 0 | 0 | 0 | 0 | 0 | 0 | 0 | 0
NYISO_G-I_2_NYISO_A-F | NYISO_G-I | NYISO_A-F | 2025 | B3 | 75 | 0 | 1999 | 0 | 0 | 0 | 0 | 0 | 0 | 0 | 0 | 0 | 0 | 0
NYISO_G-I_2_NYISO_A-F | NYISO_G-I | NYISO_A-F | 2025 | B4 | 100 | 0 | 1999 | 0 | 0 | 0 | 0 | 0 | 0 | 0 | 0 | 0 | 0 | 0
NYISO_G-I_2_NYISO_A-F | NYISO_G-I | NYISO_A-F | 2025 | B5 | 200 | 0 | 1999 | 0 | 0 | 0 | 0 | 0 | 0 | 0 | 0 | 0 | 0 | 0
NYISO_G-I_2_NYISO_A-F | NYISO_G-I | NYISO_A-F | 2025 | B6 | 300 | 0 | 1999 | 0 | 0 | 0 | 0 | 0 | 0 | 0 | 0 | 0 | 0 | 0
NYISO_G-I_2_NYISO_A-F | NYISO_G-I | NYISO_A-F | 2025 | B7 | 400 | 0 | 1999 | 0 | 0 | 0 | 0 | 0 | 0 | 0 | 0 | 0 | 0 | 0
NYISO_G-I_2_NYISO_A-F | NYISO_G-I | NYISO_A-F | 2025 | B8 | 500 | 0 | 1999 | 0 | 0 | 0 | 0 | 0 | 0 | 0 | 0 | 0 | 0 | 0
NYISO_G-I_2_NYISO_A-F | NYISO_G-I | NYISO_A-F | 2025 | B9 | 800 | 0 | 1999 | 0 | 0 | 0 | 0 | 0 | 0 | 0 | 0 | 0 | 0 | 0
NYISO_G-I_2_NYISO_A-F | NYISO_G-I | NYISO_A-F | 2025 | B10 | 1262 | 0 | 1999 | 0 | 0 | 0 | 0 | 0 | 0 | 0 | 0 | 0 | 0 | 0
NYISO_G-I_2_NYISO_A-F | NYISO_G-I | NYISO_A-F | 2025 | B11 | 25 | 0 | 1999 | 0 | 0 | 0 | 0 | 0 | 0 | 0 | 0 | 0 | 0 | 0
NYISO_G-I_2_NYISO_A-F | NYISO_G-I | NYISO_A-F | 2025 | B12 | 200 | 0 | 1999 | 0 | 0 | 0 | 0 | 0 | 0 | 0 | 0 | 0 | 0 | 0
NYISO_G-I_2_NYISO_A-F | NYISO_G-I | NYISO_A-F | 2025 | B13 | 600 | 0 | 1999 | 0 | 0 | 0 | 0 | 0 | 0 | 0 | 0 | 0 | 0 | 0
NYISO_G-I_2_NYISO_A-F | NYISO_G-I | NYISO_A-F | 2025 | B14 | 900 | 0 | 1999 | 0 | 0 | 0 | 0 | 0 | 0 | 0 | 0 | 0 | 0 | 0
NYISO_G-I_2_NYISO_A-F | NYISO_G-I | NYISO_A-F | 2025 | B15 | 1203 | 0 | 1999 | 0 | 0 | 0 | 0 | 0 | 0 | 0 | 0 | 0 | 0 | 0
NYISO_G-I_2_NYISO_A-F | NYISO_G-I | NYISO_A-F | 2025 | B16 | 25 | 0 | 1999 | 0 | 0 | 0 | 0 | 0 | 0 | 0 | 0 | 0 | 0 | 0
NYISO_G-I_2_NYISO_A-F | NYISO_G-I | NYISO_A-F | 2025 | B17 | 100 | 0 | 1999 | 0 | 0 | 0 | 0 | 0 | 0 | 0 | 0 | 0 | 0 | 0
NYISO_G-I_2_NYISO_A-F | NYISO_G-I | NYISO_A-F | 2025 | B18 | 400 | 0 | 1999 | 0 | 0 | 0 | 0 | 0 | 0 | 0 | 0 | 0 | 0 | 0
NYISO_G-I_2_NYISO_A-F | NYISO_G-I | NYISO_A-F | 2025 | B19 | 700 | 0 | 1999 | 0 | 0 | 0 | 0 | 0 | 0 | 0 | 0 | 0 | 0 | 0
NYISO_G-I_2_NYISO_A-F | NYISO_G-I | NYISO_A-F | 2025 | B20 | 935 | 0 | 1999 | 0 | 0 | 0 | 0 | 0 | 0 | 0 | 0 | 0 | 0 | 0
NYISO_G-I_2_NYISO_A-F | NYISO_G-I | NYISO_A-F | 2030 | B1 | 10 | 0 | 1999 | 0 | 0 | 0 | 0 | 0 | 0 | 0 | 0 | 0 | 0 | 0
NYISO_G-I_2_NYISO_A-F | NYISO_G-I | NYISO_A-F | 2030 | B2 | 25 | 0 | 1999 | 0 | 0 | 0 | 0 | 0 | 0 | 0 | 0 | 0 | 0 | 0
NYISO_G-I_2_NYISO_A-F | NYISO_G-I | NYISO_A-F | 2030 | B3 | 75 | 0 | 1999 | 0 | 0 | 0 | 0 | 0 | 0 | 0 | 0 | 0 | 0 | 0
NYISO_G-I_2_NYISO_A-F | NYISO_G-I | NYISO_A-F | 2030 | B4 | 100 | 0 | 1999 | 0 | 0 | 0 | 0 | 0 | 0 | 0 | 0 | 0 | 0 | 0
NYISO_G-I_2_NYISO_A-F | NYISO_G-I | NYISO_A-F | 2030 | B5 | 200 | 0 | 1999 | 0 | 0 | 0 | 0 | 0 | 0 | 0 | 0 | 0 | 0 | 0
NYISO_G-I_2_NYISO_A-F | NYISO_G-I | NYISO_A-F | 2030 | B6 | 300 | 0 | 1999 | 0 | 0 | 0 | 0 | 0 | 0 | 0 | 0 | 0 | 0 | 0
NYISO_G-I_2_NYISO_A-F | NYISO_G-I | NYISO_A-F | 2030 | B7 | 400 | 0 | 1999 | 0 | 0 | 0 | 0 | 0 | 0 | 0 | 0 | 0 | 0 | 0
NYISO_G-I_2_NYISO_A-F | NYISO_G-I | NYISO_A-F | 2030 | B8 | 500 | 0 | 1999 | 0 | 0 | 0 | 0 | 0 | 0 | 0 | 0 | 0 | 0 | 0
NYISO_G-I_2_NYISO_A-F | NYISO_G-I | NYISO_A-F | 2030 | B9 | 800 | 0 | 1999 | 0 | 0 | 0 | 0 | 0 | 0 | 0 | 0 | 0 | 0 | 0
NYISO_G-I_2_NYISO_A-F | NYISO_G-I | NYISO_A-F | 2030 | B10 | 1262 | 0 | 1999 | 0 | 0 | 0 | 0 | 0 | 0 | 0 | 0 | 0 | 0 | 0
NYISO_G-I_2_NYISO_A-F | NYISO_G-I | NYISO_A-F | 2030 | B11 | 25 | 0 | 1999 | 0 | 0 | 0 | 0 | 0 | 0 | 0 | 0 | 0 | 0 | 0
NYISO_G-I_2_NYISO_A-F | NYISO_G-I | NYISO_A-F | 2030 | B12 | 200 | 0 | 1999 | 0 | 0 | 0 | 0 | 0 | 0 | 0 | 0 | 0 | 0 | 0
NYISO_G-I_2_NYISO_A-F | NYISO_G-I | NYISO_A-F | 2030 | B13 | 600 | 0 | 1999 | 0 | 0 | 0 | 0 | 0 | 0 | 0 | 0 | 0 | 0 | 0
NYISO_G-I_2_NYISO_A-F | NYISO_G-I | NYISO_A-F | 2030 | B14 | 900 | 0 | 1999 | 0 | 0 | 0 | 0 | 0 | 0 | 0 | 0 | 0 | 0 | 0
NYISO_G-I_2_NYISO_A-F | NYISO_G-I | NYISO_A-F | 2030 | B15 | 1203 | 0 | 1999 | 0 | 0 | 0 | 0 | 0 | 0 | 0 | 0 | 0 | 0 | 0
NYISO_G-I_2_NYISO_A-F | NYISO_G-I | NYISO_A-F | 2030 | B16 | 25 | 0 | 1999 | 0 | 0 | 0 | 0 | 0 | 0 | 0 | 0 | 0 | 0 | 0
NYISO_G-I_2_NYISO_A-F | NYISO_G-I | NYISO_A-F | 2030 | B17 | 100 | 0 | 1999 | 0 | 0 | 0 | 0 | 0 | 0 | 0 | 0 | 0 | 0 | 0
NYISO_G-I_2_NYISO_A-F | NYISO_G-I | NYISO_A-F | 2030 | B18 | 400 | 0 | 1999 | 0 | 0 | 0 | 0 | 0 | 0 | 0 | 0 | 0 | 0 | 0
NYISO_G-I_2_NYISO_A-F | NYISO_G-I | NYISO_A-F | 2030 | B19 | 700 | 0 | 1999 | 0 | 0 | 0 | 0 | 0 | 0 | 0 | 0 | 0 | 0 | 0
NYISO_G-I_2_NYISO_A-F | NYISO_G-I | NYISO_A-F | 2030 | B20 | 935 | 0 | 1999 | 0 | 0 | 0 | 0 | 0 | 0 | 0 | 0 | 0 | 0 | 0
NYISO_G-I_2_NYISO_A-F | NYISO_G-I | NYISO_A-F | 2035 | B1 | 10 | 0 | 1999 | 0 | 0 | 0 | 0 | 0 | 0 | 0 | 0 | 0 | 0 | 0
NYISO_G-I_2_NYISO_A-F | NYISO_G-I | NYISO_A-F | 2035 | B2 | 25 | 0 | 1999 | 0 | 0 | 0 | 0 | 0 | 0 | 0 | 0 | 0 | 0 | 0
NYISO_G-I_2_NYISO_A-F | NYISO_G-I | NYISO_A-F | 2035 | B3 | 75 | 0 | 1999 | 0 | 0 | 0 | 0 | 0 | 0 | 0 | 0 | 0 | 0 | 0
NYISO_G-I_2_NYISO_A-F | NYISO_G-I | NYISO_A-F | 2035 | B4 | 100 | 0 | 1999 | 0 | 0 | 0 | 0 | 0 | 0 | 0 | 0 | 0 | 0 | 0
NYISO_G-I_2_NYISO_A-F | NYISO_G-I | NYISO_A-F | 2035 | B5 | 200 | 0 | 1999 | 0 | 0 | 0 | 0 | 0 | 0 | 0 | 0 | 0 | 0 | 0
NYISO_G-I_2_NYISO_A-F | NYISO_G-I | NYISO_A-F | 2035 | B6 | 300 | 0 | 1999 | 0 | 0 | 0 | 0 | 0 | 0 | 0 | 0 | 0 | 0 | 0
NYISO_G-I_2_NYISO_A-F | NYISO_G-I | NYISO_A-F | 2035 | B7 | 400 | 0 | 1999 | 0 | 0 | 0 | 0 | 0 | 0 | 0 | 0 | 0 | 0 | 0
NYISO_G-I_2_NYISO_A-F | NYISO_G-I | NYISO_A-F | 2035 | B8 | 500 | 0 | 1999 | 0 | 0 | 0 | 0 | 0 | 0 | 0 | 0 | 0 | 0 | 0
NYISO_G-I_2_NYISO_A-F | NYISO_G-I | NYISO_A-F | 2035 | B9 | 800 | 0 | 1999 | 0 | 0 | 0 | 0 | 0 | 0 | 0 | 0 | 0 | 0 | 0
NYISO_G-I_2_NYISO_A-F | NYISO_G-I | NYISO_A-F | 2035 | B10 | 1262 | 0 | 1999 | 1159.44 | 0 | 409.87 | 0 | 0 | 0 | 0 | 0 | 0 | 0 | 0
NYISO_G-I_2_NYISO_A-F | NYISO_G-I | NYISO_A-F | 2035 | B11 | 25 | 0 | 1999 | 0 | 0 | 0 | 0 | 0 | 0 | 0 | 0 | 0 | 0 | 0
NYISO_G-I_2_NYISO_A-F | NYISO_G-I | NYISO_A-F | 2035 | B12 | 200 | 0 | 1999 | 0 | 0 | 0 | 0 | 0 | 0 | 0 | 0 | 0 | 0 | 0
NYISO_G-I_2_NYISO_A-F | NYISO_G-I | NYISO_A-F | 2035 | B13 | 600 | 0 | 1999 | 0 | 0 | 0 | 0 | 0 | 0 | 0 | 0 | 0 | 0 | 0
NYISO_G-I_2_NYISO_A-F | NYISO_G-I | NYISO_A-F | 2035 | B14 | 900 | 0 | 1999 | 0 | 0 | 0 | 0 | 0 | 0 | 0 | 0 | 0 | 0 | 0
NYISO_G-I_2_NYISO_A-F | NYISO_G-I | NYISO_A-F | 2035 | B15 | 1203 | 0 | 1999 | 124.69 | 0 | 0 | 0 | 0 | 0 | 0 | 0 | 0 | 0 | 0
NYISO_G-I_2_NYISO_A-F | NYISO_G-I | NYISO_A-F | 2035 | B16 | 25 | 0 | 1999 | 0 | 0 | 0 | 0 | 0 | 0 | 0 | 0 | 0 | 0 | 0
NYISO_G-I_2_NYISO_A-F | NYISO_G-I | NYISO_A-F | 2035 | B17 | 100 | 0 | 1999 | 0 | 0 | 0 | 0 | 0 | 0 | 0 | 0 | 0 | 0 | 0
NYISO_G-I_2_NYISO_A-F | NYISO_G-I | NYISO_A-F | 2035 | B18 | 400 | 0 | 1999 | 0 | 0 | 0 | 0 | 0 | 0 | 0 | 0 | 0 | 0 | 0
NYISO_G-I_2_NYISO_A-F | NYISO_G-I | NYISO_A-F | 2035 | B19 | 700 | 0 | 1999 | 0 | 0 | 0 | 0 | 0 | 0 | 0 | 0 | 0 | 0 | 0
NYISO_G-I_2_NYISO_A-F | NYISO_G-I | NYISO_A-F | 2035 | B20 | 935 | 0 | 1999 | 0 | 0 | 0 | 0 | 0 | 0 | 0 | 0 | 0 | 0 | 0
NYISO_G-I_2_NYISO_A-F | NYISO_G-I | NYISO_A-F | 2040 | B1 | 10 | 0 | 1999 | 0 | 0 | 0 | 0 | 0 | 0 | 0 | 0 | 0 | 0 | 0.67956
NYISO_G-I_2_NYISO_A-F | NYISO_G-I | NYISO_A-F | 2040 | B2 | 25 | 0 | 1999 | 0 | 0 | 0 | 0 | 0 | 0 | 0 | 0 | 0 | 0 | 0.67956
NYISO_G-I_2_NYISO_A-F | NYISO_G-I | NYISO_A-F | 2040 | B3 | 75 | 0 | 1999 | 0 | 0 | 0 | 0 | 0 | 0 | 0 | 0 | 0 | 0 | 0.67956
NYISO_G-I_2_NYISO_A-F | NYISO_G-I | NYISO_A-F | 2040 | B4 | 100 | 0 | 1999 | 0 | 0 | 0 | 0 | 0 | 0 | 0 | 0 | 0 | 0 | 0.67956
NYISO_G-I_2_NYISO_A-F | NYISO_G-I | NYISO_A-F | 2040 | B5 | 200 | 0 | 1999 | 0 | 0 | 0 | 0 | 0 | 0 | 0 | 0 | 0 | 0 | 0.67956
NYISO_G-I_2_NYISO_A-F | NYISO_G-I | NYISO_A-F | 2040 | B6 | 300 | 0 | 1999 | 0 | 0 | 0 | 0 | 0 | 0 | 0 | 0 | 0 | 0 | 0.67956
NYISO_G-I_2_NYISO_A-F | NYISO_G-I | NYISO_A-F | 2040 | B7 | 400 | 0 | 1999 | 0 | 0 | 0 | 0 | 0 | 0 | 0 | 0 | 0 | 0 | 0.67956
NYISO_G-I_2_NYISO_A-F | NYISO_G-I | NYISO_A-F | 2040 | B8 | 500 | 0 | 1999 | 0 | 0 | 0 | 0 | 0 | 0 | 0 | 0 | 0 | 0 | 0.67956
NYISO_G-I_2_NYISO_A-F | NYISO_G-I | NYISO_A-F | 2040 | B9 | 800 | 0 | 1999 | 0 | 0 | 0 | 0 | 0 | 0 | 0 | 0 | 0 | 0 | 0.67956
NYISO_G-I_2_NYISO_A-F | NYISO_G-I | NYISO_A-F | 2040 | B10 | 1262 | 0 | 1999 | 1999 | 0 | 332.42 | 0 | 0 | 2.7182 | 0 | 0 | 2.7182 | 0 | 0.67956
NYISO_G-I_2_NYISO_A-F | NYISO_G-I | NYISO_A-F | 2040 | B11 | 25 | 0 | 1999 | 0 | 0 | 0 | 0 | 0 | 0 | 0 | 0 | 0 | 0 | 0.67956
NYISO_G-I_2_NYISO_A-F | NYISO_G-I | NYISO_A-F | 2040 | B12 | 200 | 0 | 1999 | 0 | 0 | 0 | 0 | 0 | 0 | 0 | 0 | 0 | 0 | 0.67956
NYISO_G-I_2_NYISO_A-F | NYISO_G-I | NYISO_A-F | 2040 | B13 | 600 | 0 | 1999 | 0 | 0 | 0 | 0 | 0 | 0 | 0 | 0 | 0 | 0 | 0.67956
NYISO_G-I_2_NYISO_A-F | NYISO_G-I | NYISO_A-F | 2040 | B14 | 900 | 0 | 1999 | 0 | 0 | 0 | 0 | 0 | 0 | 0 | 0 | 0 | 0 | 0.67956
NYISO_G-I_2_NYISO_A-F | NYISO_G-I | NYISO_A-F | 2040 | B15 | 1203 | 0 | 1999 | 956.05 | 0 | 0 | 0 | 0 | 0 | 0 | 0 | 0 | 0 | 0.67956
NYISO_G-I_2_NYISO_A-F | NYISO_G-I | NYISO_A-F | 2040 | B16 | 25 | 0 | 1999 | 0 | 0 | 0 | 0 | 0 | 0 | 0 | 0 | 0 | 0 | 0.67956
NYISO_G-I_2_NYISO_A-F | NYISO_G-I | NYISO_A-F | 2040 | B17 | 100 | 0 | 1999 | 0 | 0 | 0 | 0 | 0 | 0 | 0 | 0 | 0 | 0 | 0.67956
NYISO_G-I_2_NYISO_A-F | NYISO_G-I | NYISO_A-F | 2040 | B18 | 400 | 0 | 1999 | 0 | 0 | 0 | 0 | 0 | 0 | 0 | 0 | 0 | 0 | 0.67956
NYISO_G-I_2_NYISO_A-F | NYISO_G-I | NYISO_A-F | 2040 | B19 | 700 | 0 | 1999 | 0 | 0 | 0 | 0 | 0 | 0 | 0 | 0 | 0 | 0 | 0.67956
NYISO_G-I_2_NYISO_A-F | NYISO_G-I | NYISO_A-F | 2040 | B20 | 935 | 0 | 1999 | 0 | 0 | 0 | 0 | 0 | 0 | 0 | 0 | 0 | 0 | 0.67956
NYISO_G-I_2_NYISO_A-F | NYISO_G-I | NYISO_A-F | 2045 | B1 | 10 | 0 | 1999 | 0 | 0 | 0 | 0 | 0 | 0 | 0 | 0 | 0 | 0 | 0.31752
NYISO_G-I_2_NYISO_A-F | NYISO_G-I | NYISO_A-F | 2045 | B2 | 25 | 0 | 1999 | 0 | 0 | 0 | 0 | 0 | 0 | 0 | 0 | 0 | 0 | 0.31752
NYISO_G-I_2_NYISO_A-F | NYISO_G-I | NYISO_A-F | 2045 | B3 | 75 | 0 | 1999 | 0 | 0 | 0 | 0 | 0 | 0 | 0 | 0 | 0 | 0 | 0.31752
NYISO_G-I_2_NYISO_A-F | NYISO_G-I | NYISO_A-F | 2045 | B4 | 100 | 0 | 1999 | 0 | 0 | 951.5 | 0 | 0 | 0 | 0 | 0 | 0 | 0 | 0.31752
NYISO_G-I_2_NYISO_A-F | NYISO_G-I | NYISO_A-F | 2045 | B5 | 200 | 0 | 1999 | 0 | 0 | 642.28 | 0 | 0 | 0 | 0 | 0 | 0 | 0 | 0.31752
NYISO_G-I_2_NYISO_A-F | NYISO_G-I | NYISO_A-F | 2045 | B6 | 300 | 0 | 1999 | 0 | 0 | 0 | 0 | 0 | 0 | 0 | 0 | 0 | 0 | 0.31752
NYISO_G-I_2_NYISO_A-F | NYISO_G-I | NYISO_A-F | 2045 | B7 | 400 | 0 | 1999 | 0 | 0 | 0 | 0 | 0 | 0 | 0 | 0 | 0 | 0 | 0.31752
NYISO_G-I_2_NYISO_A-F | NYISO_G-I | NYISO_A-F | 2045 | B8 | 500 | 0 | 1999 | 0 | 0 | 0 | 0 | 0 | 0 | 0 | 0 | 0 | 0 | 0.31752
NYISO_G-I_2_NYISO_A-F | NYISO_G-I | NYISO_A-F | 2045 | B9 | 800 | 0 | 1999 | 0 | 0 | 63.26 | 0 | 0 | 0 | 0 | 0 | 0 | 0 | 0.31752
NYISO_G-I_2_NYISO_A-F | NYISO_G-I | NYISO_A-F | 2045 | B10 | 1262 | 0 | 1999 | 1999 | 0 | 749.86 | 0 | 0 | 1.2701 | 0 | 0 | 1.2701 | 0 | 0.31752
NYISO_G-I_2_NYISO_A-F | NYISO_G-I | NYISO_A-F | 2045 | B11 | 25 | 0 | 1999 | 0 | 0 | 0 | 0 | 0 | 0 | 0 | 0 | 0 | 0 | 0.31752
NYISO_G-I_2_NYISO_A-F | NYISO_G-I | NYISO_A-F | 2045 | B12 | 200 | 0 | 1999 | 0 | 0 | 0 | 0 | 0 | 0 | 0 | 0 | 0 | 0 | 0.31752
NYISO_G-I_2_NYISO_A-F | NYISO_G-I | NYISO_A-F | 2045 | B13 | 600 | 0 | 1999 | 0 | 0 | 0 | 0 | 0 | 0 | 0 | 0 | 0 | 0 | 0.31752
NYISO_G-I_2_NYISO_A-F | NYISO_G-I | NYISO_A-F | 2045 | B14 | 900 | 0 | 1999 | 0 | 0 | 0 | 0 | 0 | 0 | 0 | 0 | 0 | 0 | 0.31752
NYISO_G-I_2_NYISO_A-F | NYISO_G-I | NYISO_A-F | 2045 | B15 | 1203 | 0 | 1999 | 820.17 | 0 | 0 | 0 | 0 | 0 | 0 | 0 | 0 | 0 | 0.31752
NYISO_G-I_2_NYISO_A-F | NYISO_G-I | NYISO_A-F | 2045 | B16 | 25 | 0 | 1999 | 0 | 0 | 0 | 0 | 0 | 0 | 0 | 0 | 0 | 0 | 0.31752
NYISO_G-I_2_NYISO_A-F | NYISO_G-I | NYISO_A-F | 2045 | B17 | 100 | 0 | 1999 | 0 | 0 | 0 | 0 | 0 | 0 | 0 | 0 | 0 | 0 | 0.31752
NYISO_G-I_2_NYISO_A-F | NYISO_G-I | NYISO_A-F | 2045 | B18 | 400 | 0 | 1999 | 0 | 0 | 0 | 0 | 0 | 0 | 0 | 0 | 0 | 0 | 0.31752
NYISO_G-I_2_NYISO_A-F | NYISO_G-I | NYISO_A-F | 2045 | B19 | 700 | 0 | 1999 | 0 | 0 | 0 | 0 | 0 | 0 | 0 | 0 | 0 | 0 | 0.31752
NYISO_G-I_2_NYISO_A-F | NYISO_G-I | NYISO_A-F | 2045 | B20 | 935 | 0 | 1999 | 0 | 0 | 0 | 0 | 0 | 0 | 0 | 0 | 0 | 0 | 0.31752
NYISO_G-I_2_NYISO_A-F | NYISO_G-I | NYISO_A-F | 2050 | B1 | 10 | 0 | 1999 | 0 | 0 | 0 | 0 | 0 | 0 | 0 | 0 | 0 | 0 | 0.87245
NYISO_G-I_2_NYISO_A-F | NYISO_G-I | NYISO_A-F | 2050 | B2 | 25 | 0 | 1999 | 0 | 0 | 0 | 0 | 0 | 0 | 0 | 0 | 0 | 0 | 0.87245
NYISO_G-I_2_NYISO_A-F | NYISO_G-I | NYISO_A-F | 2050 | B3 | 75 | 0 | 1999 | 449.54 | 0 | 0 | 0 | 0 | 0 | 0 | 0 | 0 | 0 | 0.87245
NYISO_G-I_2_NYISO_A-F | NYISO_G-I | NYISO_A-F | 2050 | B4 | 100 | 0 | 1999 | 0 | 0 | 917.82 | 0 | 0 | 0 | 0 | 0 | 0 | 0 | 0.87245
NYISO_G-I_2_NYISO_A-F | NYISO_G-I | NYISO_A-F | 2050 | B5 | 200 | 0 | 1999 | 0 | 0 | 548.69 | 0 | 0 | 0 | 0 | 0 | 0 | 0 | 0.87245
NYISO_G-I_2_NYISO_A-F | NYISO_G-I | NYISO_A-F | 2050 | B6 | 300 | 0 | 1999 | 0 | 0 | 0 | 0 | 0 | 0 | 0 | 0 | 0 | 0 | 0.87245
NYISO_G-I_2_NYISO_A-F | NYISO_G-I | NYISO_A-F | 2050 | B7 | 400 | 0 | 1999 | 97.5 | 0 | 0 | 0 | 0 | 0 | 0 | 0 | 0 | 0 | 0.87245
NYISO_G-I_2_NYISO_A-F | NYISO_G-I | NYISO_A-F | 2050 | B8 | 500 | 0 | 1999 | 305.31 | 0 | 43.35 | 0 | 0 | 0 | 0 | 0 | 0 | 0 | 0.87245
NYISO_G-I_2_NYISO_A-F | NYISO_G-I | NYISO_A-F | 2050 | B9 | 800 | 0 | 1999 | 588.85 | 0 | 1591.18 | 0 | 0 | 0 | 0 | 0 | 0 | 0 | 0.87245
NYISO_G-I_2_NYISO_A-F | NYISO_G-I | NYISO_A-F | 2050 | B10 | 1262 | 0 | 1999 | 1999 | 0 | 1888.2 | 0 | 0 | 3.4898 | 0 | 0 | 3.4898 | 0 | 0.87245
NYISO_G-I_2_NYISO_A-F | NYISO_G-I | NYISO_A-F | 2050 | B11 | 25 | 0 | 1999 | 0 | 0 | 0 | 0 | 0 | 0 | 0 | 0 | 0 | 0 | 0.87245
NYISO_G-I_2_NYISO_A-F | NYISO_G-I | NYISO_A-F | 2050 | B12 | 200 | 0 | 1999 | 0 | 0 | 0 | 0 | 0 | 0 | 0 | 0 | 0 | 0 | 0.87245
NYISO_G-I_2_NYISO_A-F | NYISO_G-I | NYISO_A-F | 2050 | B13 | 600 | 0 | 1999 | 0 | 0 | 459.15 | 0 | 0 | 0 | 0 | 0 | 0 | 0 | 0.87245
NYISO_G-I_2_NYISO_A-F | NYISO_G-I | NYISO_A-F | 2050 | B14 | 900 | 0 | 1999 | 0 | 0 | 268.05 | 0 | 0 | 0 | 0 | 0 | 0 | 0 | 0.87245
NYISO_G-I_2_NYISO_A-F | NYISO_G-I | NYISO_A-F | 2050 | B15 | 1203 | 0 | 1999 | 1659.67 | 0 | 443.28 | 0 | 0 | 0 | 0 | 0 | 0 | 0 | 0.87245
NYISO_G-I_2_NYISO_A-F | NYISO_G-I | NYISO_A-F | 2050 | B16 | 25 | 0 | 1999 | 0 | 0 | 0 | 0 | 0 | 0 | 0 | 0 | 0 | 0 | 0.87245
NYISO_G-I_2_NYISO_A-F | NYISO_G-I | NYISO_A-F | 2050 | B17 | 100 | 0 | 1999 | 0 | 0 | 0 | 0 | 0 | 0 | 0 | 0 | 0 | 0 | 0.87245
NYISO_G-I_2_NYISO_A-F | NYISO_G-I | NYISO_A-F | 2050 | B18 | 400 | 0 | 1999 | 0 | 0 | 0 | 0 | 0 | 0 | 0 | 0 | 0 | 0 | 0.87245
NYISO_G-I_2_NYISO_A-F | NYISO_G-I | NYISO_A-F | 2050 | B19 | 700 | 0 | 1999 | 0 | 0 | 0 | 0 | 0 | 0 | 0 | 0 | 0 | 0 | 0.87245
NYISO_G-I_2_NYISO_A-F | NYISO_G-I | NYISO_A-F | 2050 | B20 | 935 | 0 | 1999 | 0 | 0 | 0 | 0 | 0 | 0 | 0 | 0 | 0 | 0 | 0.87245
NYISO_G-I_2_NYISO_J-K | NYISO_G-I | NYISO_J-K | 2015 | B1 | 10 | 0 | 6130 | 3641.31 | 0 | 3976.54 | 0 | 0 | 0 | 0 | 0 | 0 | 0 | 0
NYISO_G-I_2_NYISO_J-K | NYISO_G-I | NYISO_J-K | 2015 | B2 | 25 | 0 | 6130 | 3805.37 | 0 | 3513.64 | 0 | 0 | 0 | 0 | 0 | 0 | 0 | 0
NYISO_G-I_2_NYISO_J-K | NYISO_G-I | NYISO_J-K | 2015 | B3 | 75 | 0 | 6130 | 3503.5 | 0 | 3245.66 | 0 | 0 | 0 | 0 | 0 | 0 | 0 | 0
NYISO_G-I_2_NYISO_J-K | NYISO_G-I | NYISO_J-K | 2015 | B4 | 100 | 0 | 6130 | 4662.25 | 0 | 4656.96 | 0 | 0 | 0 | 0 | 0 | 0 | 0 | 0
NYISO_G-I_2_NYISO_J-K | NYISO_G-I | NYISO_J-K | 2015 | B5 | 200 | 0 | 6130 | 5216.4 | 0 | 4793.02 | 0 | 0 | 0 | 0 | 0 | 0 | 0 | 0
NYISO_G-I_2_NYISO_J-K | NYISO_G-I | NYISO_J-K | 2015 | B6 | 300 | 0 | 6130 | 5612.71 | 0 | 4970.66 | 0 | 0 | 0 | 0 | 0 | 0 | 0 | 0
NYISO_G-I_2_NYISO_J-K | NYISO_G-I | NYISO_J-K | 2015 | B7 | 400 | 0 | 6130 | 5515.93 | 0 | 5166.33 | 0 | 0 | 0 | 0 | 0 | 0 | 0 | 0
NYISO_G-I_2_NYISO_J-K | NYISO_G-I | NYISO_J-K | 2015 | B8 | 500 | 0 | 6130 | 5662.76 | 0 | 6115.47 | 0 | 0 | 0 | 0 | 0 | 0 | 0 | 0
NYISO_G-I_2_NYISO_J-K | NYISO_G-I | NYISO_J-K | 2015 | B9 | 800 | 0 | 6130 | 4946.78 | 0 | 5254.74 | 0 | 0 | 0 | 0 | 0 | 0 | 0 | 0
NYISO_G-I_2_NYISO_J-K | NYISO_G-I | NYISO_J-K | 2015 | B10 | 1262 | 0 | 6130 | 3332.09 | 0 | 3512.86 | 0 | 0 | 0 | 0 | 0 | 0 | 0 | 0
NYISO_G-I_2_NYISO_J-K | NYISO_G-I | NYISO_J-K | 2015 | B11 | 25 | 0 | 6130 | 5006.02 | 0 | 4577.68 | 0 | 0 | 0 | 0 | 0 | 0 | 0 | 0
NYISO_G-I_2_NYISO_J-K | NYISO_G-I | NYISO_J-K | 2015 | B12 | 200 | 0 | 6130 | 4936.86 | 0 | 4941.02 | 0 | 0 | 0 | 0 | 0 | 0 | 0 | 0
NYISO_G-I_2_NYISO_J-K | NYISO_G-I | NYISO_J-K | 2015 | B13 | 600 | 0 | 6130 | 4661.17 | 0 | 5062.69 | 0 | 0 | 0 | 0 | 0 | 0 | 0 | 0
NYISO_G-I_2_NYISO_J-K | NYISO_G-I | NYISO_J-K | 2015 | B14 | 900 | 0 | 6130 | 4384.67 | 0 | 4441.14 | 0 | 0 | 0 | 0 | 0 | 0 | 0 | 0
NYISO_G-I_2_NYISO_J-K | NYISO_G-I | NYISO_J-K | 2015 | B15 | 1203 | 0 | 6130 | 3071.08 | 0 | 4803.44 | 0 | 0 | 0 | 0 | 0 | 0 | 0 | 0
NYISO_G-I_2_NYISO_J-K | NYISO_G-I | NYISO_J-K | 2015 | B16 | 25 | 0 | 6130 | 5566.26 | 0 | 6130 | 0 | 516.62 | 0 | 0 | 0.01187 | 0 | 0 | 0
NYISO_G-I_2_NYISO_J-K | NYISO_G-I | NYISO_J-K | 2015 | B17 | 100 | 0 | 6130 | 5699.03 | 0 | 6130 | 0 | 1613.96 | 0 | 0 | 0.01187 | 0 | 0 | 0
NYISO_G-I_2_NYISO_J-K | NYISO_G-I | NYISO_J-K | 2015 | B18 | 400 | 0 | 6130 | 5506.75 | 0 | 6130 | 0 | 2303.61 | 0 | 0 | 0.01187 | 0 | 0 | 0
NYISO_G-I_2_NYISO_J-K | NYISO_G-I | NYISO_J-K | 2015 | B19 | 700 | 0 | 6130 | 5827.81 | 0 | 6130 | 0 | 1864.13 | 0 | 0 | 0.01187 | 0 | 0 | 0
NYISO_G-I_2_NYISO_J-K | NYISO_G-I | NYISO_J-K | 2015 | B20 | 935 | 0 | 6130 | 5242.29 | 0 | 5162.46 | 0 | 0 | 0 | 0 | 0 | 0 | 0 | 0
NYISO_G-I_2_NYISO_J-K | NYISO_G-I | NYISO_J-K | 2020 | B1 | 10 | 0 | 6130 | 3944.4 | 0 | 4734.63 | 0 | 0 | 0 | 0 | 0 | 0 | 0 | 0.20773
NYISO_G-I_2_NYISO_J-K | NYISO_G-I | NYISO_J-K | 2020 | B2 | 25 | 0 | 6130 | 4174.77 | 0 | 4144.44 | 0 | 0 | 0 | 0 | 0 | 0 | 0 | 0.20773
NYISO_G-I_2_NYISO_J-K | NYISO_G-I | NYISO_J-K | 2020 | B3 | 75 | 0 | 6130 | 3126.49 | 0 | 2511.89 | 0 | 0 | 0 | 0 | 0 | 0 | 0 | 0.20773
NYISO_G-I_2_NYISO_J-K | NYISO_G-I | NYISO_J-K | 2020 | B4 | 100 | 0 | 6130 | 3403.05 | 0 | 2635.97 | 0 | 0 | 0 | 0 | 0 | 0 | 0 | 0.20773
NYISO_G-I_2_NYISO_J-K | NYISO_G-I | NYISO_J-K | 2020 | B5 | 200 | 0 | 6130 | 5045.41 | 0 | 4622.73 | 0 | 0 | 0 | 0 | 0 | 0 | 0 | 0.20773
NYISO_G-I_2_NYISO_J-K | NYISO_G-I | NYISO_J-K | 2020 | B6 | 300 | 0 | 6130 | 5248.32 | 0 | 4825.63 | 0 | 0 | 0 | 0 | 0 | 0 | 0 | 0.20773
NYISO_G-I_2_NYISO_J-K | NYISO_G-I | NYISO_J-K | 2020 | B7 | 400 | 0 | 6130 | 5517.9 | 0 | 5004.53 | 0 | 0 | 0 | 0 | 0 | 0 | 0 | 0.20773
NYISO_G-I_2_NYISO_J-K | NYISO_G-I | NYISO_J-K | 2020 | B8 | 500 | 0 | 6130 | 5144.37 | 0 | 5164.11 | 0 | 0 | 0 | 0 | 0 | 0 | 0 | 0.20773
NYISO_G-I_2_NYISO_J-K | NYISO_G-I | NYISO_J-K | 2020 | B9 | 800 | 0 | 6130 | 4659.14 | 0 | 4678.87 | 0 | 0 | 0 | 0 | 0 | 0 | 0 | 0.20773
NYISO_G-I_2_NYISO_J-K | NYISO_G-I | NYISO_J-K | 2020 | B10 | 1262 | 0 | 6130 | 2766.7 | 0 | 2786.44 | 0 | 0 | 0 | 0 | 0 | 0 | 0 | 0.20773
NYISO_G-I_2_NYISO_J-K | NYISO_G-I | NYISO_J-K | 2020 | B11 | 25 | 0 | 6130 | 4879.74 | 0 | 278.24 | 0 | 0 | 0 | 0 | 0 | 0 | 0 | 0.20773
NYISO_G-I_2_NYISO_J-K | NYISO_G-I | NYISO_J-K | 2020 | B12 | 200 | 0 | 6130 | 4340.59 | 0 | 4315.84 | 0 | 0 | 0 | 0 | 0 | 0 | 0 | 0.20773
NYISO_G-I_2_NYISO_J-K | NYISO_G-I | NYISO_J-K | 2020 | B13 | 600 | 0 | 6130 | 4461.69 | 0 | 5222.61 | 0 | 0 | 0 | 0 | 0 | 0 | 0 | 0.20773
NYISO_G-I_2_NYISO_J-K | NYISO_G-I | NYISO_J-K | 2020 | B14 | 900 | 0 | 6130 | 4623.49 | 0 | 5034.12 | 0 | 0 | 0 | 0 | 0 | 0 | 0 | 0.20773
NYISO_G-I_2_NYISO_J-K | NYISO_G-I | NYISO_J-K | 2020 | B15 | 1203 | 0 | 6130 | 3284.68 | 0 | 3259.93 | 0 | 0 | 0 | 0 | 0 | 0 | 0 | 0.20773
NYISO_G-I_2_NYISO_J-K | NYISO_G-I | NYISO_J-K | 2020 | B16 | 25 | 0 | 6130 | 5672.7 | 0 | 5728.81 | 0 | 0 | 0 | 0 | 0 | 0 | 0 | 0.20773
NYISO_G-I_2_NYISO_J-K | NYISO_G-I | NYISO_J-K | 2020 | B17 | 100 | 0 | 6130 | 5558.92 | 0 | 6130 | 0 | 2352.98 | 0 | 0 | 0.18992 | 0 | 0 | 0.20773
NYISO_G-I_2_NYISO_J-K | NYISO_G-I | NYISO_J-K | 2020 | B18 | 400 | 0 | 6130 | 6130 | 0 | 6130 | 0 | 2264.91 | 0.8309 | 0 | 0.18992 | 0.8309 | 0 | 0.20773
NYISO_G-I_2_NYISO_J-K | NYISO_G-I | NYISO_J-K | 2020 | B19 | 700 | 0 | 6130 | 5702.02 | 0 | 6130 | 0 | 1801.53 | 0 | 0 | 0.18992 | 0 | 0 | 0.20773
NYISO_G-I_2_NYISO_J-K | NYISO_G-I | NYISO_J-K | 2020 | B20 | 935 | 0 | 6130 | 5818.3 | 0 | 5057.19 | 0 | 0 | 0 | 0 | 0 | 0 | 0 | 0.20773
NYISO_G-I_2_NYISO_J-K | NYISO_G-I | NYISO_J-K | 2025 | B1 | 10 | 0 | 6130 | 4145.29 | 0 | 4498 | 0 | 0 | 0 | 0 | 0 | 0 | 0 | 0.11573
NYISO_G-I_2_NYISO_J-K | NYISO_G-I | NYISO_J-K | 2025 | B2 | 25 | 0 | 6130 | 3979.78 | 0 | 3693.48 | 0 | 0 | 0 | 0 | 0 | 0 | 0 | 0.11573
NYISO_G-I_2_NYISO_J-K | NYISO_G-I | NYISO_J-K | 2025 | B3 | 75 | 0 | 6130 | 3307.01 | 0 | 2861.22 | 0 | 0 | 0 | 0 | 0 | 0 | 0 | 0.11573
NYISO_G-I_2_NYISO_J-K | NYISO_G-I | NYISO_J-K | 2025 | B4 | 100 | 0 | 6130 | 3350.83 | 0 | 0 | 0 | 0 | 0 | 0 | 0 | 0 | 0 | 0.11573
NYISO_G-I_2_NYISO_J-K | NYISO_G-I | NYISO_J-K | 2025 | B5 | 200 | 0 | 6130 | 3498.46 | 0 | 1437 | 0 | 0 | 0 | 0 | 0 | 0 | 0 | 0.11573
NYISO_G-I_2_NYISO_J-K | NYISO_G-I | NYISO_J-K | 2025 | B6 | 300 | 0 | 6130 | 5208.91 | 0 | 4071 | 0 | 0 | 0 | 0 | 0 | 0 | 0 | 0.11573
NYISO_G-I_2_NYISO_J-K | NYISO_G-I | NYISO_J-K | 2025 | B7 | 400 | 0 | 6130 | 5913.14 | 0 | 2216.3 | 0 | 0 | 0 | 0 | 0 | 0 | 0 | 0.11573
NYISO_G-I_2_NYISO_J-K | NYISO_G-I | NYISO_J-K | 2025 | B8 | 500 | 0 | 6130 | 5548.61 | 0 | 5128.58 | 0 | 0 | 0 | 0 | 0 | 0 | 0 | 0.11573
NYISO_G-I_2_NYISO_J-K | NYISO_G-I | NYISO_J-K | 2025 | B9 | 800 | 0 | 6130 | 4597.24 | 0 | 4754.81 | 0 | 0 | 0 | 0 | 0 | 0 | 0 | 0.11573
NYISO_G-I_2_NYISO_J-K | NYISO_G-I | NYISO_J-K | 2025 | B10 | 1262 | 0 | 6130 | 2630.09 | 0 | 3082.8 | 0 | 0 | 0 | 0 | 0 | 0 | 0 | 0.11573
NYISO_G-I_2_NYISO_J-K | NYISO_G-I | NYISO_J-K | 2025 | B11 | 25 | 0 | 6130 | 4843.66 | 0 | 0 | 0 | 0 | 0 | 0 | 0 | 0 | 0 | 0.11573
NYISO_G-I_2_NYISO_J-K | NYISO_G-I | NYISO_J-K | 2025 | B12 | 200 | 0 | 6130 | 4912.77 | 0 | 5207.76 | 0 | 0 | 0 | 0 | 0 | 0 | 0 | 0.11573
NYISO_G-I_2_NYISO_J-K | NYISO_G-I | NYISO_J-K | 2025 | B13 | 600 | 0 | 6130 | 5033.21 | 0 | 5728.64 | 0 | 0 | 0 | 0 | 0 | 0 | 0 | 0.11573
NYISO_G-I_2_NYISO_J-K | NYISO_G-I | NYISO_J-K | 2025 | B14 | 900 | 0 | 6130 | 4958.14 | 0 | 5178.86 | 0 | 0 | 0 | 0 | 0 | 0 | 0 | 0.11573
NYISO_G-I_2_NYISO_J-K | NYISO_G-I | NYISO_J-K | 2025 | B15 | 1203 | 0 | 6130 | 3543.9 | 0 | 3454.76 | 0 | 0 | 0 | 0 | 0 | 0 | 0 | 0.11573
NYISO_G-I_2_NYISO_J-K | NYISO_G-I | NYISO_J-K | 2025 | B16 | 25 | 0 | 6130 | 5786.39 | 0 | 5422.82 | 0 | 0 | 0 | 0 | 0 | 0 | 0 | 0.11573
NYISO_G-I_2_NYISO_J-K | NYISO_G-I | NYISO_J-K | 2025 | B17 | 100 | 0 | 6130 | 5530.74 | 0 | 6130 | 0 | 2514.83 | 0 | 0 | 0.10683 | 0 | 0 | 0.11573
NYISO_G-I_2_NYISO_J-K | NYISO_G-I | NYISO_J-K | 2025 | B18 | 400 | 0 | 6130 | 6104.85 | 0 | 6130 | 0 | 2632.26 | 0 | 0 | 0.10683 | 0 | 0 | 0.11573
NYISO_G-I_2_NYISO_J-K | NYISO_G-I | NYISO_J-K | 2025 | B19 | 700 | 0 | 6130 | 6130 | 0 | 6130 | 0 | 2150.59 | 0.46293 | 0 | 0.10683 | 0.46293 | 0 | 0.11573
NYISO_G-I_2_NYISO_J-K | NYISO_G-I | NYISO_J-K | 2025 | B20 | 935 | 0 | 6130 | 6096.96 | 0 | 6130 | 0 | 0 | 0 | 0 | 0.01187 | 0 | 0 | 0.11573
NYISO_G-I_2_NYISO_J-K | NYISO_G-I | NYISO_J-K | 2030 | B1 | 10 | 0 | 6130 | 4203.41 | 0 | 3434.08 | 0 | 0 | 0 | 0 | 0 | 0 | 0 | 0.83008
NYISO_G-I_2_NYISO_J-K | NYISO_G-I | NYISO_J-K | 2030 | B2 | 25 | 0 | 6130 | 3858.2 | 0 | 2982.86 | 0 | 0 | 0 | 0 | 0 | 0 | 0 | 0.83008
NYISO_G-I_2_NYISO_J-K | NYISO_G-I | NYISO_J-K | 2030 | B3 | 75 | 0 | 6130 | 4009.43 | 0 | 2320.26 | 0 | 0 | 0 | 0 | 0 | 0 | 0 | 0.83008
NYISO_G-I_2_NYISO_J-K | NYISO_G-I | NYISO_J-K | 2030 | B4 | 100 | 0 | 6130 | 4044.9 | 0 | 2007.24 | 0 | 0 | 0 | 0 | 0 | 0 | 0 | 0.83008
NYISO_G-I_2_NYISO_J-K | NYISO_G-I | NYISO_J-K | 2030 | B5 | 200 | 0 | 6130 | 4198.44 | 0 | 2574.58 | 0 | 0 | 0 | 0 | 0 | 0 | 0 | 0.83008
NYISO_G-I_2_NYISO_J-K | NYISO_G-I | NYISO_J-K | 2030 | B6 | 300 | 0 | 6130 | 5917.36 | 0 | 4185.82 | 0 | 0 | 0 | 0 | 0 | 0 | 0 | 0.83008
NYISO_G-I_2_NYISO_J-K | NYISO_G-I | NYISO_J-K | 2030 | B7 | 400 | 0 | 6130 | 6130 | 0 | 2671.89 | 0 | 0 | 7.1101 | 0 | 0 | 1.111 | 0 | 0.83008
NYISO_G-I_2_NYISO_J-K | NYISO_G-I | NYISO_J-K | 2030 | B8 | 500 | 0 | 6130 | 6020.94 | 0 | 4511.44 | 0 | 0 | 0 | 0 | 0 | 0 | 0 | 0.83008
NYISO_G-I_2_NYISO_J-K | NYISO_G-I | NYISO_J-K | 2030 | B9 | 800 | 0 | 6130 | 5021.03 | 0 | 5121.28 | 0 | 0 | 0 | 0 | 0 | 0 | 0 | 0.83008
NYISO_G-I_2_NYISO_J-K | NYISO_G-I | NYISO_J-K | 2030 | B10 | 1262 | 0 | 6130 | 2953.53 | 0 | 3123.49 | 0 | 0 | 0 | 0 | 0 | 0 | 0 | 0.83008
NYISO_G-I_2_NYISO_J-K | NYISO_G-I | NYISO_J-K | 2030 | B11 | 25 | 0 | 6130 | 5410.01 | 0 | 3035.09 | 0 | 0 | 0 | 0 | 0 | 0 | 0 | 0.83008
NYISO_G-I_2_NYISO_J-K | NYISO_G-I | NYISO_J-K | 2030 | B12 | 200 | 0 | 6130 | 5367.04 | 0 | 2121.08 | 0 | 0 | 0 | 0 | 0 | 0 | 0 | 0.83008
NYISO_G-I_2_NYISO_J-K | NYISO_G-I | NYISO_J-K | 2030 | B13 | 600 | 0 | 6130 | 5608.09 | 0 | 4953.35 | 0 | 0 | 0 | 0 | 0 | 0 | 0 | 0.83008
NYISO_G-I_2_NYISO_J-K | NYISO_G-I | NYISO_J-K | 2030 | B14 | 900 | 0 | 6130 | 5540.52 | 0 | 5301.29 | 0 | 0 | 0 | 0 | 0 | 0 | 0 | 0.83008
NYISO_G-I_2_NYISO_J-K | NYISO_G-I | NYISO_J-K | 2030 | B15 | 1203 | 0 | 6130 | 3602.2 | 0 | 3362.97 | 0 | 0 | 0 | 0 | 0 | 0 | 0 | 0.83008
NYISO_G-I_2_NYISO_J-K | NYISO_G-I | NYISO_J-K | 2030 | B16 | 25 | 0 | 6130 | 6130 | 0 | 4455.01 | 0 | 0 | 3.1812 | 0 | 0 | 0.031066 | 0 | 0.83008
NYISO_G-I_2_NYISO_J-K | NYISO_G-I | NYISO_J-K | 2030 | B17 | 100 | 0 | 6130 | 6130 | 0 | 6130 | 0 | 369.16 | 4.1308 | 0 | 0.68846 | 0.16136 | 0 | 0.83008
NYISO_G-I_2_NYISO_J-K | NYISO_G-I | NYISO_J-K | 2030 | B18 | 400 | 0 | 6130 | 6130 | 0 | 6130 | 0 | 2674.89 | 3.0031 | 0 | 0.68846 | 0.46924 | 0 | 0.83008
NYISO_G-I_2_NYISO_J-K | NYISO_G-I | NYISO_J-K | 2030 | B19 | 700 | 0 | 6130 | 6130 | 0 | 6130 | 0 | 2233.94 | 4.4869 | 0 | 0.68846 | 1.2269 | 0 | 0.83008
NYISO_G-I_2_NYISO_J-K | NYISO_G-I | NYISO_J-K | 2030 | B20 | 935 | 0 | 6130 | 6130 | 0 | 4972.59 | 0 | 0 | 0.87838 | 0 | 0 | 0.32081 | 0 | 0.83008
NYISO_G-I_2_NYISO_J-K | NYISO_G-I | NYISO_J-K | 2035 | B1 | 10 | 0 | 6130 | 4767.55 | 0 | 4286.9 | 0 | 0 | 0 | 0 | 0 | 0 | 0 | 1.6466
NYISO_G-I_2_NYISO_J-K | NYISO_G-I | NYISO_J-K | 2035 | B2 | 25 | 0 | 6130 | 4639.93 | 0 | 3742.79 | 0 | 0 | 0 | 0 | 0 | 0 | 0 | 1.6466
NYISO_G-I_2_NYISO_J-K | NYISO_G-I | NYISO_J-K | 2035 | B3 | 75 | 0 | 6130 | 3973.48 | 0 | 5684.69 | 0 | 0 | 0 | 0 | 0 | 0 | 0 | 1.6466
NYISO_G-I_2_NYISO_J-K | NYISO_G-I | NYISO_J-K | 2035 | B4 | 100 | 0 | 6130 | 4872.78 | 0 | 6130 | 0 | 0 | 0 | 0 | 0.24927 | 0 | 0 | 1.6466
NYISO_G-I_2_NYISO_J-K | NYISO_G-I | NYISO_J-K | 2035 | B5 | 200 | 0 | 6130 | 4778.44 | 0 | 6130 | 0 | 0 | 0 | 0 | 0.24927 | 0 | 0 | 1.6466
NYISO_G-I_2_NYISO_J-K | NYISO_G-I | NYISO_J-K | 2035 | B6 | 300 | 0 | 6130 | 6130 | 0 | 6130 | 0 | 0 | 7.4188 | 0 | 0.32049 | 0.6575 | 0 | 1.6466
NYISO_G-I_2_NYISO_J-K | NYISO_G-I | NYISO_J-K | 2035 | B7 | 400 | 0 | 6130 | 6130 | 0 | 6130 | 0 | 0 | 8.4752 | 0 | 0.32049 | 1.0015 | 0 | 1.6466
NYISO_G-I_2_NYISO_J-K | NYISO_G-I | NYISO_J-K | 2035 | B8 | 500 | 0 | 6130 | 6130 | 0 | 6130 | 0 | 0 | 12.689 | 0 | 0.32049 | 1.8743 | 0 | 1.6466
NYISO_G-I_2_NYISO_J-K | NYISO_G-I | NYISO_J-K | 2035 | B9 | 800 | 0 | 6130 | 5484.96 | 0 | 5484.96 | 0 | 0 | 0 | 0 | 0 | 0 | 0 | 1.6466
NYISO_G-I_2_NYISO_J-K | NYISO_G-I | NYISO_J-K | 2035 | B10 | 1262 | 0 | 6130 | 3324.9 | 0 | 3324.9 | 0 | 0 | 0 | 0 | 0 | 0 | 0 | 1.6466
NYISO_G-I_2_NYISO_J-K | NYISO_G-I | NYISO_J-K | 2035 | B11 | 25 | 0 | 6130 | 6130 | 0 | 6130 | 0 | 0 | 5.2465 | 0 | 0.24927 | 0.038748 | 0 | 1.6466
NYISO_G-I_2_NYISO_J-K | NYISO_G-I | NYISO_J-K | 2035 | B12 | 200 | 0 | 6130 | 6100.2 | 0 | 6130 | 0 | 0 | 0 | 0 | 0.24927 | 0 | 0 | 1.6466
NYISO_G-I_2_NYISO_J-K | NYISO_G-I | NYISO_J-K | 2035 | B13 | 600 | 0 | 6130 | 6044.08 | 0 | 6130 | 0 | 0 | 0 | 0 | 0.18992 | 0 | 0 | 1.6466
NYISO_G-I_2_NYISO_J-K | NYISO_G-I | NYISO_J-K | 2035 | B14 | 900 | 0 | 6130 | 5987.21 | 0 | 5748.79 | 0 | 0 | 0 | 0 | 0 | 0 | 0 | 1.6466
NYISO_G-I_2_NYISO_J-K | NYISO_G-I | NYISO_J-K | 2035 | B15 | 1203 | 0 | 6130 | 3962.12 | 0 | 3723.7 | 0 | 0 | 0 | 0 | 0 | 0 | 0 | 1.6466
NYISO_G-I_2_NYISO_J-K | NYISO_G-I | NYISO_J-K | 2035 | B16 | 25 | 0 | 6130 | 6130 | 0 | 6130 | 0 | 0 | 13.3656 | 0 | 0.24927 | 0.098712 | 0 | 1.6466
NYISO_G-I_2_NYISO_J-K | NYISO_G-I | NYISO_J-K | 2035 | B17 | 100 | 0 | 6130 | 6130 | 0 | 6130 | 0 | 0 | 10.0301 | 0 | 0.85464 | 0.29631 | 0 | 1.6466
NYISO_G-I_2_NYISO_J-K | NYISO_G-I | NYISO_J-K | 2035 | B18 | 400 | 0 | 6130 | 6130 | 0 | 6130 | 0 | 1172.9 | 4.2613 | 0 | 1.2464 | 0.50355 | 0 | 1.6466
NYISO_G-I_2_NYISO_J-K | NYISO_G-I | NYISO_J-K | 2035 | B19 | 700 | 0 | 6130 | 6130 | 0 | 6130 | 0 | 1092.91 | 6.4098 | 0 | 1.2464 | 1.3255 | 0 | 1.6466
NYISO_G-I_2_NYISO_J-K | NYISO_G-I | NYISO_J-K | 2035 | B20 | 935 | 0 | 6130 | 6130 | 0 | 6130 | 0 | 0 | 2.8607 | 0 | 0.56976 | 0.79017 | 0 | 1.6466
NYISO_G-I_2_NYISO_J-K | NYISO_G-I | NYISO_J-K | 2040 | B1 | 10 | 0 | 6130 | 4507.46 | 0 | 3357.33 | 0 | 0 | 0 | 0 | 0 | 0 | 0 | 2.0497
NYISO_G-I_2_NYISO_J-K | NYISO_G-I | NYISO_J-K | 2040 | B2 | 25 | 0 | 6130 | 5121.67 | 0 | 2787.81 | 0 | 0 | 0 | 0 | 0 | 0 | 0 | 2.0497
NYISO_G-I_2_NYISO_J-K | NYISO_G-I | NYISO_J-K | 2040 | B3 | 75 | 0 | 6130 | 3397.03 | 0 | 5133.62 | 0 | 0 | 0 | 0 | 0 | 0 | 0 | 2.0497
NYISO_G-I_2_NYISO_J-K | NYISO_G-I | NYISO_J-K | 2040 | B4 | 100 | 0 | 6130 | 4096.1 | 0 | 6130 | 0 | 0 | 0 | 0 | 0.03561 | 0 | 0 | 2.0497
NYISO_G-I_2_NYISO_J-K | NYISO_G-I | NYISO_J-K | 2040 | B5 | 200 | 0 | 6130 | 4566.26 | 0 | 6130 | 0 | 0 | 0 | 0 | 0.03561 | 0 | 0 | 2.0497
NYISO_G-I_2_NYISO_J-K | NYISO_G-I | NYISO_J-K | 2040 | B6 | 300 | 0 | 6130 | 6130 | 0 | 6130 | 0 | 0 | 5.7688 | 0 | 0.51041 | 0.34034 | 0 | 2.0497
NYISO_G-I_2_NYISO_J-K | NYISO_G-I | NYISO_J-K | 2040 | B7 | 400 | 0 | 6130 | 6130 | 0 | 6130 | 0 | 0 | 13.2707 | 0 | 0.51041 | 1.0439 | 0 | 2.0497
NYISO_G-I_2_NYISO_J-K | NYISO_G-I | NYISO_J-K | 2040 | B8 | 500 | 0 | 6130 | 6130 | 0 | 6130 | 0 | 0 | 13.2707 | 0 | 0.51041 | 1.3049 | 0 | 2.0497
NYISO_G-I_2_NYISO_J-K | NYISO_G-I | NYISO_J-K | 2040 | B9 | 800 | 0 | 6130 | 5983.79 | 0 | 5983.79 | 0 | 0 | 0 | 0 | 0 | 0 | 0 | 2.0497
NYISO_G-I_2_NYISO_J-K | NYISO_G-I | NYISO_J-K | 2040 | B10 | 1262 | 0 | 6130 | 4253.36 | 0 | 3722.48 | 0 | 0 | 0 | 0 | 0 | 0 | 0 | 2.0497
NYISO_G-I_2_NYISO_J-K | NYISO_G-I | NYISO_J-K | 2040 | B11 | 25 | 0 | 6130 | 6130 | 0 | 6130 | 0 | 0 | 12.6772 | 0 | 0.51041 | 0.062326 | 0 | 2.0497
NYISO_G-I_2_NYISO_J-K | NYISO_G-I | NYISO_J-K | 2040 | B12 | 200 | 0 | 6130 | 6130 | 0 | 6115.01 | 0 | 0 | 12.6772 | 0 | 0 | 0.49861 | 0 | 2.0497
NYISO_G-I_2_NYISO_J-K | NYISO_G-I | NYISO_J-K | 2040 | B13 | 600 | 0 | 6130 | 6130 | 0 | 6130 | 0 | 0 | 9.5791 | 0 | 0.24927 | 1.1303 | 0 | 2.0497
NYISO_G-I_2_NYISO_J-K | NYISO_G-I | NYISO_J-K | 2040 | B14 | 900 | 0 | 6130 | 6130 | 0 | 6130 | 0 | 0 | 0.91399 | 0 | 0.24927 | 0.16177 | 0 | 2.0497
NYISO_G-I_2_NYISO_J-K | NYISO_G-I | NYISO_J-K | 2040 | B15 | 1203 | 0 | 6130 | 4394.24 | 0 | 4074.98 | 0 | 0 | 0 | 0 | 0 | 0 | 0 | 2.0497
NYISO_G-I_2_NYISO_J-K | NYISO_G-I | NYISO_J-K | 2040 | B16 | 25 | 0 | 6130 | 6130 | 0 | 6130 | 0 | 0 | 14.1016 | 0 | 0.51041 | 0.069329 | 0 | 2.0497
NYISO_G-I_2_NYISO_J-K | NYISO_G-I | NYISO_J-K | 2040 | B17 | 100 | 0 | 6130 | 6130 | 0 | 6130 | 0 | 0 | 28.0369 | 0 | 0.51041 | 0.55137 | 0 | 2.0497
NYISO_G-I_2_NYISO_J-K | NYISO_G-I | NYISO_J-K | 2040 | B18 | 400 | 0 | 6130 | 6130 | 0 | 6130 | 0 | 1612.31 | 19.5618 | 0 | 1.733 | 1.5388 | 0 | 2.0497
NYISO_G-I_2_NYISO_J-K | NYISO_G-I | NYISO_J-K | 2040 | B19 | 700 | 0 | 6130 | 6130 | 0 | 6130 | 0 | 1565.93 | 6.9914 | 0 | 1.733 | 0.96244 | 0 | 2.0497
NYISO_G-I_2_NYISO_J-K | NYISO_G-I | NYISO_J-K | 2040 | B20 | 935 | 0 | 6130 | 6130 | 0 | 6130 | 0 | 0 | 2.9082 | 0 | 0.78342 | 0.53473 | 0 | 2.0497
NYISO_G-I_2_NYISO_J-K | NYISO_G-I | NYISO_J-K | 2045 | B1 | 10 | 0 | 6130 | 3648.69 | 0 | 4298.5 | 0 | 0 | 0 | 0 | 0 | 0 | 0 | 2.1605
NYISO_G-I_2_NYISO_J-K | NYISO_G-I | NYISO_J-K | 2045 | B2 | 25 | 0 | 6130 | 4308.87 | 0 | 3701.68 | 0 | 0 | 0 | 0 | 0 | 0 | 0 | 2.1605
NYISO_G-I_2_NYISO_J-K | NYISO_G-I | NYISO_J-K | 2045 | B3 | 75 | 0 | 6130 | 2501.99 | 0 | 1894.8 | 0 | 0 | 0 | 0 | 0 | 0 | 0 | 2.1605
NYISO_G-I_2_NYISO_J-K | NYISO_G-I | NYISO_J-K | 2045 | B4 | 100 | 0 | 6130 | 4860.21 | 0 | 413.1 | 0 | 0 | 0 | 0 | 0 | 0 | 0 | 2.1605
NYISO_G-I_2_NYISO_J-K | NYISO_G-I | NYISO_J-K | 2045 | B5 | 200 | 0 | 6130 | 4165.87 | 0 | 2656.94 | 0 | 0 | 0 | 0 | 0 | 0 | 0 | 2.1605
NYISO_G-I_2_NYISO_J-K | NYISO_G-I | NYISO_J-K | 2045 | B6 | 300 | 0 | 6130 | 6130 | 0 | 6130 | 0 | 0 | 2.3028 | 0 | 1.9467 | 0.11739 | 0 | 2.1605
NYISO_G-I_2_NYISO_J-K | NYISO_G-I | NYISO_J-K | 2045 | B7 | 400 | 0 | 6130 | 6130 | 0 | 6130 | 0 | 0 | 8.3683 | 0 | 0.9496 | 0.56879 | 0 | 2.1605
NYISO_G-I_2_NYISO_J-K | NYISO_G-I | NYISO_J-K | 2045 | B8 | 500 | 0 | 6130 | 6130 | 0 | 6130 | 0 | 0 | 13.5081 | 0 | 0.9496 | 1.1477 | 0 | 2.1605
NYISO_G-I_2_NYISO_J-K | NYISO_G-I | NYISO_J-K | 2045 | B9 | 800 | 0 | 6130 | 6130 | 0 | 6130 | 0 | 0 | 13.5081 | 0 | 0.9496 | 1.8363 | 0 | 2.1605
NYISO_G-I_2_NYISO_J-K | NYISO_G-I | NYISO_J-K | 2045 | B10 | 1262 | 0 | 6130 | 4146.4 | 0 | 4146.4 | 0 | 0 | 0 | 0 | 0 | 0 | 0 | 2.1605
NYISO_G-I_2_NYISO_J-K | NYISO_G-I | NYISO_J-K | 2045 | B11 | 25 | 0 | 6130 | 6130 | 0 | 6130 | 0 | 0 | 6.576 | 0 | 0.9496 | 0.027935 | 0 | 2.1605
NYISO_G-I_2_NYISO_J-K | NYISO_G-I | NYISO_J-K | 2045 | B12 | 200 | 0 | 6130 | 6130 | 0 | 6130 | 0 | 0 | 8.0716 | 0 | 0.9496 | 0.27431 | 0 | 2.1605
NYISO_G-I_2_NYISO_J-K | NYISO_G-I | NYISO_J-K | 2045 | B13 | 600 | 0 | 6130 | 6130 | 0 | 6130 | 0 | 0 | 13.057 | 0 | 0.9496 | 1.3312 | 0 | 2.1605
NYISO_G-I_2_NYISO_J-K | NYISO_G-I | NYISO_J-K | 2045 | B14 | 900 | 0 | 6130 | 6130 | 0 | 6130 | 0 | 0 | 0.20179 | 0 | 0.33236 | 0.03086 | 0 | 2.1605
NYISO_G-I_2_NYISO_J-K | NYISO_G-I | NYISO_J-K | 2045 | B15 | 1203 | 0 | 6130 | 4732.41 | 0 | 4449.54 | 0 | 0 | 0 | 0 | 0 | 0 | 0 | 2.1605
NYISO_G-I_2_NYISO_J-K | NYISO_G-I | NYISO_J-K | 2045 | B16 | 25 | 0 | 6130 | 6130 | 0 | 6130 | 0 | 0 | 7.6205 | 0 | 1.9467 | 0.032373 | 0 | 2.1605
NYISO_G-I_2_NYISO_J-K | NYISO_G-I | NYISO_J-K | 2045 | B17 | 100 | 0 | 6130 | 6130 | 0 | 6130 | 0 | 0 | 22.6005 | 0 | 1.9586 | 0.38404 | 0 | 2.1605
NYISO_G-I_2_NYISO_J-K | NYISO_G-I | NYISO_J-K | 2045 | B18 | 400 | 0 | 6130 | 6130 | 0 | 6130 | 0 | 2650.44 | 28.8204 | 0 | 2.1129 | 1.9589 | 0 | 2.1605
NYISO_G-I_2_NYISO_J-K | NYISO_G-I | NYISO_J-K | 2045 | B19 | 700 | 0 | 6130 | 6130 | 0 | 6130 | 0 | 2070.3 | 5.9825 | 0 | 2.1129 | 0.71159 | 0 | 2.1605
NYISO_G-I_2_NYISO_J-K | NYISO_G-I | NYISO_J-K | 2045 | B20 | 935 | 0 | 6130 | 6130 | 0 | 6130 | 0 | 0 | 1.3888 | 0 | 1.4956 | 0.22065 | 0 | 2.1605
NYISO_G-I_2_NYISO_J-K | NYISO_G-I | NYISO_J-K | 2050 | B1 | 10 | 0 | 6130 | 4000.63 | 0 | 5266.59 | 0 | 0 | 0 | 0 | 0 | 0 | 0 | 2.6005
NYISO_G-I_2_NYISO_J-K | NYISO_G-I | NYISO_J-K | 2050 | B2 | 25 | 0 | 6130 | 4632.84 | 0 | 4890.58 | 0 | 0 | 0 | 0 | 0 | 0 | 0 | 2.6005
NYISO_G-I_2_NYISO_J-K | NYISO_G-I | NYISO_J-K | 2050 | B3 | 75 | 0 | 6130 | 4036.15 | 0 | 6130 | 0 | 0 | 0 | 0 | 0.55789 | 0 | 0 | 2.6005
NYISO_G-I_2_NYISO_J-K | NYISO_G-I | NYISO_J-K | 2050 | B4 | 100 | 0 | 6130 | 5043.41 | 0 | 6130 | 0 | 0 | 0 | 0 | 0.58163 | 0 | 0 | 2.6005
NYISO_G-I_2_NYISO_J-K | NYISO_G-I | NYISO_J-K | 2050 | B5 | 200 | 0 | 6130 | 4316.52 | 0 | 6130 | 0 | 0 | 0 | 0 | 0.58163 | 0 | 0 | 2.6005
NYISO_G-I_2_NYISO_J-K | NYISO_G-I | NYISO_J-K | 2050 | B6 | 300 | 0 | 6130 | 6130 | 0 | 6130 | 0 | 243.32 | 1.1277 | 0 | 2.3265 | 0.057484 | 0 | 2.6005
NYISO_G-I_2_NYISO_J-K | NYISO_G-I | NYISO_J-K | 2050 | B7 | 400 | 0 | 6130 | 6130 | 0 | 6130 | 0 | 0 | 13.5081 | 0 | 1.2582 | 0.91813 | 0 | 2.6005
NYISO_G-I_2_NYISO_J-K | NYISO_G-I | NYISO_J-K | 2050 | B8 | 500 | 0 | 6130 | 6130 | 0 | 6130 | 0 | 0 | 13.5081 | 0 | 1.2582 | 1.1477 | 0 | 2.6005
NYISO_G-I_2_NYISO_J-K | NYISO_G-I | NYISO_J-K | 2050 | B9 | 800 | 0 | 6130 | 6130 | 0 | 6130 | 0 | 0 | 9.8877 | 0 | 1.2582 | 1.3441 | 0 | 2.6005
NYISO_G-I_2_NYISO_J-K | NYISO_G-I | NYISO_J-K | 2050 | B10 | 1262 | 0 | 6130 | 5336.53 | 0 | 5939.32 | 0 | 0 | 0 | 0 | 0 | 0 | 0 | 2.6005
NYISO_G-I_2_NYISO_J-K | NYISO_G-I | NYISO_J-K | 2050 | B11 | 25 | 0 | 6130 | 6130 | 0 | 6130 | 0 | 0 | 8.0835 | 0 | 1.2582 | 0.034339 | 0 | 2.6005
NYISO_G-I_2_NYISO_J-K | NYISO_G-I | NYISO_J-K | 2050 | B12 | 200 | 0 | 6130 | 6130 | 0 | 6130 | 0 | 0 | 13.1282 | 0 | 1.2582 | 0.44616 | 0 | 2.6005
NYISO_G-I_2_NYISO_J-K | NYISO_G-I | NYISO_J-K | 2050 | B13 | 600 | 0 | 6130 | 6130 | 0 | 6130 | 0 | 0 | 18.4579 | 0 | 1.2582 | 1.8819 | 0 | 2.6005
NYISO_G-I_2_NYISO_J-K | NYISO_G-I | NYISO_J-K | 2050 | B14 | 900 | 0 | 6130 | 6130 | 0 | 6130 | 0 | 0 | 2.6351 | 0 | 0.97334 | 0.403 | 0 | 2.6005
NYISO_G-I_2_NYISO_J-K | NYISO_G-I | NYISO_J-K | 2050 | B15 | 1203 | 0 | 6130 | 4868.4 | 0 | 4834.82 | 0 | 0 | 0 | 0 | 0 | 0 | 0 | 2.6005
NYISO_G-I_2_NYISO_J-K | NYISO_G-I | NYISO_J-K | 2050 | B16 | 25 | 0 | 6130 | 6130 | 0 | 6130 | 0 | 0 | 15.5378 | 0 | 1.733 | 0.066006 | 0 | 2.6005
NYISO_G-I_2_NYISO_J-K | NYISO_G-I | NYISO_J-K | 2050 | B17 | 100 | 0 | 6130 | 6130 | 0 | 6130 | 0 | 0 | 26.4582 | 0 | 1.733 | 0.44959 | 0 | 2.6005
NYISO_G-I_2_NYISO_J-K | NYISO_G-I | NYISO_J-K | 2050 | B18 | 400 | 0 | 6130 | 6130 | 0 | 6130 | 0 | 1362.56 | 31.776 | 0 | 2.3265 | 2.1598 | 0 | 2.6005
NYISO_G-I_2_NYISO_J-K | NYISO_G-I | NYISO_J-K | 2050 | B19 | 700 | 0 | 6130 | 6130 | 0 | 6130 | 0 | 2098.61 | 7.8342 | 0 | 2.3265 | 0.93185 | 0 | 2.6005
NYISO_G-I_2_NYISO_J-K | NYISO_G-I | NYISO_J-K | 2050 | B20 | 935 | 0 | 6130 | 6130 | 0 | 6130 | 0 | 745.6 | 3.5373 | 0 | 2.3265 | 0.56199 | 0 | 2.6005
NYISO_G-I_2_PJM_E | NYISO_G-I | PJM_E | 2015 | B1 | 10 | 0 | 1500 | 0 | 0 | 0 | 0 | 0 | 0 | 0 | 0 | 0 | 0 | 0
NYISO_G-I_2_PJM_E | NYISO_G-I | PJM_E | 2015 | B2 | 25 | 0 | 1500 | 0 | 0 | 0 | 0 | 0 | 0 | 0 | 0 | 0 | 0 | 0
NYISO_G-I_2_PJM_E | NYISO_G-I | PJM_E | 2015 | B3 | 75 | 0 | 1500 | 707.21 | 0 | 0 | 0 | 0 | 0 | 0 | 0 | 0 | 0 | 0
NYISO_G-I_2_PJM_E | NYISO_G-I | PJM_E | 2015 | B4 | 100 | 0 | 1500 | 418.09 | 0 | 0 | 0 | 0 | 0 | 0 | 0 | 0 | 0 | 0
NYISO_G-I_2_PJM_E | NYISO_G-I | PJM_E | 2015 | B5 | 200 | 0 | 1500 | 0 | 0 | 0 | 0 | 0 | 0 | 0 | 0 | 0 | 0 | 0
NYISO_G-I_2_PJM_E | NYISO_G-I | PJM_E | 2015 | B6 | 300 | 0 | 1500 | 0 | 0 | 0 | 0 | 0 | 0 | 0 | 0 | 0 | 0 | 0
NYISO_G-I_2_PJM_E | NYISO_G-I | PJM_E | 2015 | B7 | 400 | 0 | 1500 | 0 | 0 | 0 | 0 | 0 | 0 | 0 | 0 | 0 | 0 | 0
NYISO_G-I_2_PJM_E | NYISO_G-I | PJM_E | 2015 | B8 | 500 | 0 | 1500 | 0 | 0 | 0 | 0 | 0 | 0 | 0 | 0 | 0 | 0 | 0
NYISO_G-I_2_PJM_E | NYISO_G-I | PJM_E | 2015 | B9 | 800 | 0 | 1500 | 0 | 0 | 0 | 0 | 0 | 0 | 0 | 0 | 0 | 0 | 0
NYISO_G-I_2_PJM_E | NYISO_G-I | PJM_E | 2015 | B10 | 1262 | 0 | 1500 | 0 | 0 | 0 | 0 | 0 | 0 | 0 | 0 | 0 | 0 | 0
NYISO_G-I_2_PJM_E | NYISO_G-I | PJM_E | 2015 | B11 | 25 | 0 | 1500 | 0 | 0 | 619.97 | 0 | 0 | 0 | 0 | 0 | 0 | 0 | 0
NYISO_G-I_2_PJM_E | NYISO_G-I | PJM_E | 2015 | B12 | 200 | 0 | 1500 | 0 | 0 | 0 | 0 | 0 | 0 | 0 | 0 | 0 | 0 | 0
NYISO_G-I_2_PJM_E | NYISO_G-I | PJM_E | 2015 | B13 | 600 | 0 | 1500 | 0 | 0 | 0 | 0 | 0 | 0 | 0 | 0 | 0 | 0 | 0
NYISO_G-I_2_PJM_E | NYISO_G-I | PJM_E | 2015 | B14 | 900 | 0 | 1500 | 0 | 0 | 0 | 0 | 0 | 0 | 0 | 0 | 0 | 0 | 0
NYISO_G-I_2_PJM_E | NYISO_G-I | PJM_E | 2015 | B15 | 1203 | 0 | 1500 | 0 | 0 | 0 | 0 | 0 | 0 | 0 | 0 | 0 | 0 | 0
NYISO_G-I_2_PJM_E | NYISO_G-I | PJM_E | 2015 | B16 | 25 | 0 | 1500 | 0 | 0 | 0 | 0 | 0 | 0 | 0 | 0 | 0 | 0 | 0
NYISO_G-I_2_PJM_E | NYISO_G-I | PJM_E | 2015 | B17 | 100 | 0 | 1500 | 0 | 0 | 0 | 0 | 0 | 0 | 0 | 0 | 0 | 0 | 0
NYISO_G-I_2_PJM_E | NYISO_G-I | PJM_E | 2015 | B18 | 400 | 0 | 1500 | 0 | 0 | 0 | 0 | 0 | 0 | 0 | 0 | 0 | 0 | 0
NYISO_G-I_2_PJM_E | NYISO_G-I | PJM_E | 2015 | B19 | 700 | 0 | 1500 | 0 | 0 | 0 | 0 | 0 | 0 | 0 | 0 | 0 | 0 | 0
NYISO_G-I_2_PJM_E | NYISO_G-I | PJM_E | 2015 | B20 | 935 | 0 | 1500 | 0 | 0 | 0 | 0 | 0 | 0 | 0 | 0 | 0 | 0 | 0
NYISO_G-I_2_PJM_E | NYISO_G-I | PJM_E | 2020 | B1 | 10 | 0 | 1500 | 0 | 0 | 0 | 0 | 0 | 0 | 0 | 0 | 0 | 0 | 0.78978
NYISO_G-I_2_PJM_E | NYISO_G-I | PJM_E | 2020 | B2 | 25 | 0 | 1500 | 0 | 0 | 0 | 0 | 0 | 0 | 0 | 0 | 0 | 0 | 0.78978
NYISO_G-I_2_PJM_E | NYISO_G-I | PJM_E | 2020 | B3 | 75 | 0 | 1500 | 1500 | 0 | 1500 | 0 | 191.92 | 1.009 | 0 | 0.79529 | 0.43241 | 0 | 0.78978
NYISO_G-I_2_PJM_E | NYISO_G-I | PJM_E | 2020 | B4 | 100 | 0 | 1500 | 1500 | 0 | 1500 | 0 | 344.39 | 4.7717 | 0 | 0.79529 | 2.7267 | 0 | 0.78978
NYISO_G-I_2_PJM_E | NYISO_G-I | PJM_E | 2020 | B5 | 200 | 0 | 1500 | 0 | 0 | 0 | 0 | 0 | 0 | 0 | 0 | 0 | 0 | 0.78978
NYISO_G-I_2_PJM_E | NYISO_G-I | PJM_E | 2020 | B6 | 300 | 0 | 1500 | 0 | 0 | 0 | 0 | 0 | 0 | 0 | 0 | 0 | 0 | 0.78978
NYISO_G-I_2_PJM_E | NYISO_G-I | PJM_E | 2020 | B7 | 400 | 0 | 1500 | 0 | 0 | 0 | 0 | 0 | 0 | 0 | 0 | 0 | 0 | 0.78978
NYISO_G-I_2_PJM_E | NYISO_G-I | PJM_E | 2020 | B8 | 500 | 0 | 1500 | 0 | 0 | 0 | 0 | 0 | 0 | 0 | 0 | 0 | 0 | 0.78978
NYISO_G-I_2_PJM_E | NYISO_G-I | PJM_E | 2020 | B9 | 800 | 0 | 1500 | 0 | 0 | 0 | 0 | 0 | 0 | 0 | 0 | 0 | 0 | 0.78978
NYISO_G-I_2_PJM_E | NYISO_G-I | PJM_E | 2020 | B10 | 1262 | 0 | 1500 | 0 | 0 | 0 | 0 | 0 | 0 | 0 | 0 | 0 | 0 | 0.78978
NYISO_G-I_2_PJM_E | NYISO_G-I | PJM_E | 2020 | B11 | 25 | 0 | 1500 | 0 | 0 | 1500 | 0 | 3848.43 | 0 | 0 | 0.79529 | 0 | 0 | 0.78978
NYISO_G-I_2_PJM_E | NYISO_G-I | PJM_E | 2020 | B12 | 200 | 0 | 1500 | 0 | 0 | 0 | 0 | 0 | 0 | 0 | 0 | 0 | 0 | 0.78978
NYISO_G-I_2_PJM_E | NYISO_G-I | PJM_E | 2020 | B13 | 600 | 0 | 1500 | 0 | 0 | 0 | 0 | 0 | 0 | 0 | 0 | 0 | 0 | 0.78978
NYISO_G-I_2_PJM_E | NYISO_G-I | PJM_E | 2020 | B14 | 900 | 0 | 1500 | 0 | 0 | 0 | 0 | 0 | 0 | 0 | 0 | 0 | 0 | 0.78978
NYISO_G-I_2_PJM_E | NYISO_G-I | PJM_E | 2020 | B15 | 1203 | 0 | 1500 | 0 | 0 | 0 | 0 | 0 | 0 | 0 | 0 | 0 | 0 | 0.78978
NYISO_G-I_2_PJM_E | NYISO_G-I | PJM_E | 2020 | B16 | 25 | 0 | 1500 | 0 | 0 | 0 | 0 | 0 | 0 | 0 | 0 | 0 | 0 | 0.78978
NYISO_G-I_2_PJM_E | NYISO_G-I | PJM_E | 2020 | B17 | 100 | 0 | 1500 | 0 | 0 | 0 | 0 | 0 | 0 | 0 | 0 | 0 | 0 | 0.78978
NYISO_G-I_2_PJM_E | NYISO_G-I | PJM_E | 2020 | B18 | 400 | 0 | 1500 | 0 | 0 | 0 | 0 | 0 | 0 | 0 | 0 | 0 | 0 | 0.78978
NYISO_G-I_2_PJM_E | NYISO_G-I | PJM_E | 2020 | B19 | 700 | 0 | 1500 | 0 | 0 | 0 | 0 | 0 | 0 | 0 | 0 | 0 | 0 | 0.78978
NYISO_G-I_2_PJM_E | NYISO_G-I | PJM_E | 2020 | B20 | 935 | 0 | 1500 | 0 | 0 | 0 | 0 | 0 | 0 | 0 | 0 | 0 | 0 | 0.78978
NYISO_G-I_2_PJM_E | NYISO_G-I | PJM_E | 2025 | B1 | 10 | 0 | 1500 | 0 | 0 | 0 | 0 | 0 | 0 | 0 | 0 | 0 | 0 | 0.54701
NYISO_G-I_2_PJM_E | NYISO_G-I | PJM_E | 2025 | B2 | 25 | 0 | 1500 | 0 | 0 | 0 | 0 | 0 | 0 | 0 | 0 | 0 | 0 | 0.54701
NYISO_G-I_2_PJM_E | NYISO_G-I | PJM_E | 2025 | B3 | 75 | 0 | 1500 | 1256.81 | 0 | 752.42 | 0 | 0 | 0 | 0 | 0 | 0 | 0 | 0.54701
NYISO_G-I_2_PJM_E | NYISO_G-I | PJM_E | 2025 | B4 | 100 | 0 | 1500 | 1500 | 0 | 1500 | 0 | 2826.95 | 3.0269 | 0 | 0.54602 | 1.009 | 0 | 0.54701
NYISO_G-I_2_PJM_E | NYISO_G-I | PJM_E | 2025 | B5 | 200 | 0 | 1500 | 1500 | 0 | 1500 | 0 | 531.01 | 1.7686 | 0 | 0.54602 | 1.1791 | 0 | 0.54701
NYISO_G-I_2_PJM_E | NYISO_G-I | PJM_E | 2025 | B6 | 300 | 0 | 1500 | 0 | 0 | 0 | 0 | 0 | 0 | 0 | 0 | 0 | 0 | 0.54701
NYISO_G-I_2_PJM_E | NYISO_G-I | PJM_E | 2025 | B7 | 400 | 0 | 1500 | 0 | 0 | 0 | 0 | 0 | 0 | 0 | 0 | 0 | 0 | 0.54701
NYISO_G-I_2_PJM_E | NYISO_G-I | PJM_E | 2025 | B8 | 500 | 0 | 1500 | 0 | 0 | 0 | 0 | 0 | 0 | 0 | 0 | 0 | 0 | 0.54701
NYISO_G-I_2_PJM_E | NYISO_G-I | PJM_E | 2025 | B9 | 800 | 0 | 1500 | 0 | 0 | 0 | 0 | 0 | 0 | 0 | 0 | 0 | 0 | 0.54701
NYISO_G-I_2_PJM_E | NYISO_G-I | PJM_E | 2025 | B10 | 1262 | 0 | 1500 | 0 | 0 | 0 | 0 | 0 | 0 | 0 | 0 | 0 | 0 | 0.54701
NYISO_G-I_2_PJM_E | NYISO_G-I | PJM_E | 2025 | B11 | 25 | 0 | 1500 | 0 | 0 | 1500 | 0 | 3916.37 | 0 | 0 | 0.54602 | 0 | 0 | 0.54701
NYISO_G-I_2_PJM_E | NYISO_G-I | PJM_E | 2025 | B12 | 200 | 0 | 1500 | 0 | 0 | 0 | 0 | 0 | 0 | 0 | 0 | 0 | 0 | 0.54701
NYISO_G-I_2_PJM_E | NYISO_G-I | PJM_E | 2025 | B13 | 600 | 0 | 1500 | 0 | 0 | 0 | 0 | 0 | 0 | 0 | 0 | 0 | 0 | 0.54701
NYISO_G-I_2_PJM_E | NYISO_G-I | PJM_E | 2025 | B14 | 900 | 0 | 1500 | 0 | 0 | 0 | 0 | 0 | 0 | 0 | 0 | 0 | 0 | 0.54701
NYISO_G-I_2_PJM_E | NYISO_G-I | PJM_E | 2025 | B15 | 1203 | 0 | 1500 | 0 | 0 | 0 | 0 | 0 | 0 | 0 | 0 | 0 | 0 | 0.54701
NYISO_G-I_2_PJM_E | NYISO_G-I | PJM_E | 2025 | B16 | 25 | 0 | 1500 | 0 | 0 | 0 | 0 | 0 | 0 | 0 | 0 | 0 | 0 | 0.54701
NYISO_G-I_2_PJM_E | NYISO_G-I | PJM_E | 2025 | B17 | 100 | 0 | 1500 | 0 | 0 | 0 | 0 | 0 | 0 | 0 | 0 | 0 | 0 | 0.54701
NYISO_G-I_2_PJM_E | NYISO_G-I | PJM_E | 2025 | B18 | 400 | 0 | 1500 | 0 | 0 | 0 | 0 | 0 | 0 | 0 | 0 | 0 | 0 | 0.54701
NYISO_G-I_2_PJM_E | NYISO_G-I | PJM_E | 2025 | B19 | 700 | 0 | 1500 | 0 | 0 | 0 | 0 | 0 | 0 | 0 | 0 | 0 | 0 | 0.54701
NYISO_G-I_2_PJM_E | NYISO_G-I | PJM_E | 2025 | B20 | 935 | 0 | 1500 | 0 | 0 | 0 | 0 | 0 | 0 | 0 | 0 | 0 | 0 | 0.54701
NYISO_G-I_2_PJM_E | NYISO_G-I | PJM_E | 2030 | B1 | 10 | 0 | 1500 | 0 | 0 | 0 | 0 | 0 | 0 | 0 | 0 | 0 | 0 | 1.4719
NYISO_G-I_2_PJM_E | NYISO_G-I | PJM_E | 2030 | B2 | 25 | 0 | 1500 | 196.05 | 0 | 80.9 | 0 | 0 | 0 | 0 | 0 | 0 | 0 | 1.4719
NYISO_G-I_2_PJM_E | NYISO_G-I | PJM_E | 2030 | B3 | 75 | 0 | 1500 | 1232.52 | 0 | 448.09 | 0 | 0 | 0 | 0 | 0 | 0 | 0 | 1.4719
NYISO_G-I_2_PJM_E | NYISO_G-I | PJM_E | 2030 | B4 | 100 | 0 | 1500 | 1500 | 0 | 1500 | 0 | 0 | 5.5789 | 0 | 0.10683 | 1.8596 | 0 | 1.4719
NYISO_G-I_2_PJM_E | NYISO_G-I | PJM_E | 2030 | B5 | 200 | 0 | 1500 | 1500 | 0 | 1500 | 0 | 0 | 6.0418 | 0 | 0.10683 | 4.0279 | 0 | 1.4719
NYISO_G-I_2_PJM_E | NYISO_G-I | PJM_E | 2030 | B6 | 300 | 0 | 1500 | 0 | 0 | 0 | 0 | 0 | 0 | 0 | 0 | 0 | 0 | 1.4719
NYISO_G-I_2_PJM_E | NYISO_G-I | PJM_E | 2030 | B7 | 400 | 0 | 1500 | 0 | 0 | 0 | 0 | 0 | 0 | 0 | 0 | 0 | 0 | 1.4719
NYISO_G-I_2_PJM_E | NYISO_G-I | PJM_E | 2030 | B8 | 500 | 0 | 1500 | 0 | 0 | 0 | 0 | 0 | 0 | 0 | 0 | 0 | 0 | 1.4719
NYISO_G-I_2_PJM_E | NYISO_G-I | PJM_E | 2030 | B9 | 800 | 0 | 1500 | 0 | 0 | 0 | 0 | 0 | 0 | 0 | 0 | 0 | 0 | 1.4719
NYISO_G-I_2_PJM_E | NYISO_G-I | PJM_E | 2030 | B10 | 1262 | 0 | 1500 | 0 | 0 | 0 | 0 | 0 | 0 | 0 | 0 | 0 | 0 | 1.4719
NYISO_G-I_2_PJM_E | NYISO_G-I | PJM_E | 2030 | B11 | 25 | 0 | 1500 | 0 | 0 | 1500 | 0 | 0 | 0 | 0 | 0.10683 | 0 | 0 | 1.4719
NYISO_G-I_2_PJM_E | NYISO_G-I | PJM_E | 2030 | B12 | 200 | 0 | 1500 | 0 | 0 | 1205.13 | 0 | 0 | 0 | 0 | 0 | 0 | 0 | 1.4719
NYISO_G-I_2_PJM_E | NYISO_G-I | PJM_E | 2030 | B13 | 600 | 0 | 1500 | 0 | 0 | 0 | 0 | 0 | 0 | 0 | 0 | 0 | 0 | 1.4719
NYISO_G-I_2_PJM_E | NYISO_G-I | PJM_E | 2030 | B14 | 900 | 0 | 1500 | 0 | 0 | 0 | 0 | 0 | 0 | 0 | 0 | 0 | 0 | 1.4719
NYISO_G-I_2_PJM_E | NYISO_G-I | PJM_E | 2030 | B15 | 1203 | 0 | 1500 | 0 | 0 | 0 | 0 | 0 | 0 | 0 | 0 | 0 | 0 | 1.4719
NYISO_G-I_2_PJM_E | NYISO_G-I | PJM_E | 2030 | B16 | 25 | 0 | 1500 | 0 | 0 | 88.01 | 0 | 0 | 0 | 0 | 0 | 0 | 0 | 1.4719
NYISO_G-I_2_PJM_E | NYISO_G-I | PJM_E | 2030 | B17 | 100 | 0 | 1500 | 0 | 0 | 0 | 0 | 0 | 0 | 0 | 0 | 0 | 0 | 1.4719
NYISO_G-I_2_PJM_E | NYISO_G-I | PJM_E | 2030 | B18 | 400 | 0 | 1500 | 0 | 0 | 0 | 0 | 0 | 0 | 0 | 0 | 0 | 0 | 1.4719
NYISO_G-I_2_PJM_E | NYISO_G-I | PJM_E | 2030 | B19 | 700 | 0 | 1500 | 0 | 0 | 0 | 0 | 0 | 0 | 0 | 0 | 0 | 0 | 1.4719
NYISO_G-I_2_PJM_E | NYISO_G-I | PJM_E | 2030 | B20 | 935 | 0 | 1500 | 0 | 0 | 0 | 0 | 0 | 0 | 0 | 0 | 0 | 0 | 1.4719
NYISO_G-I_2_PJM_E | NYISO_G-I | PJM_E | 2035 | B1 | 10 | 0 | 1500 | 346.94 | 0 | 316.99 | 0 | 0 | 0 | 0 | 0 | 0 | 0 | 1.9369
NYISO_G-I_2_PJM_E | NYISO_G-I | PJM_E | 2035 | B2 | 25 | 0 | 1500 | 221.42 | 0 | 755.81 | 0 | 0 | 0 | 0 | 0 | 0 | 0 | 1.9369
NYISO_G-I_2_PJM_E | NYISO_G-I | PJM_E | 2035 | B3 | 75 | 0 | 1500 | 1500 | 0 | 1500 | 0 | 0 | 4.107 | 0 | 0.18992 | 0.77007 | 0 | 1.9369
NYISO_G-I_2_PJM_E | NYISO_G-I | PJM_E | 2035 | B4 | 100 | 0 | 1500 | 1500 | 0 | 1500 | 0 | 0 | 9.7215 | 0 | 0.43919 | 2.4304 | 0 | 1.9369
NYISO_G-I_2_PJM_E | NYISO_G-I | PJM_E | 2035 | B5 | 200 | 0 | 1500 | 1500 | 0 | 1500 | 0 | 0 | 8.5583 | 0 | 0.43919 | 4.2791 | 0 | 1.9369
NYISO_G-I_2_PJM_E | NYISO_G-I | PJM_E | 2035 | B6 | 300 | 0 | 1500 | 157.57 | 0 | 121.47 | 0 | 0 | 0 | 0 | 0 | 0 | 0 | 1.9369
NYISO_G-I_2_PJM_E | NYISO_G-I | PJM_E | 2035 | B7 | 400 | 0 | 1500 | 0 | 0 | 0 | 0 | 0 | 0 | 0 | 0 | 0 | 0 | 1.9369
NYISO_G-I_2_PJM_E | NYISO_G-I | PJM_E | 2035 | B8 | 500 | 0 | 1500 | 0 | 0 | 0 | 0 | 0 | 0 | 0 | 0 | 0 | 0 | 1.9369
NYISO_G-I_2_PJM_E | NYISO_G-I | PJM_E | 2035 | B9 | 800 | 0 | 1500 | 0 | 0 | 0 | 0 | 0 | 0 | 0 | 0 | 0 | 0 | 1.9369
NYISO_G-I_2_PJM_E | NYISO_G-I | PJM_E | 2035 | B10 | 1262 | 0 | 1500 | 0 | 0 | 0 | 0 | 0 | 0 | 0 | 0 | 0 | 0 | 1.9369
NYISO_G-I_2_PJM_E | NYISO_G-I | PJM_E | 2035 | B11 | 25 | 0 | 1500 | 1500 | 0 | 1500 | 0 | 0 | 4.2851 | 0 | 0.43919 | 0.26782 | 0 | 1.9369
NYISO_G-I_2_PJM_E | NYISO_G-I | PJM_E | 2035 | B12 | 200 | 0 | 1500 | 0 | 0 | 1500 | 0 | 0 | 0 | 0 | 0.43919 | 0 | 0 | 1.9369
NYISO_G-I_2_PJM_E | NYISO_G-I | PJM_E | 2035 | B13 | 600 | 0 | 1500 | 0 | 0 | 0 | 0 | 0 | 0 | 0 | 0 | 0 | 0 | 1.9369
NYISO_G-I_2_PJM_E | NYISO_G-I | PJM_E | 2035 | B14 | 900 | 0 | 1500 | 0 | 0 | 0 | 0 | 0 | 0 | 0 | 0 | 0 | 0 | 1.9369
NYISO_G-I_2_PJM_E | NYISO_G-I | PJM_E | 2035 | B15 | 1203 | 0 | 1500 | 0 | 0 | 0 | 0 | 0 | 0 | 0 | 0 | 0 | 0 | 1.9369
NYISO_G-I_2_PJM_E | NYISO_G-I | PJM_E | 2035 | B16 | 25 | 0 | 1500 | 379.78 | 0 | 1312.88 | 0 | 0 | 0 | 0 | 0 | 0 | 0 | 1.9369
NYISO_G-I_2_PJM_E | NYISO_G-I | PJM_E | 2035 | B17 | 100 | 0 | 1500 | 0 | 0 | 0 | 0 | 0 | 0 | 0 | 0 | 0 | 0 | 1.9369
NYISO_G-I_2_PJM_E | NYISO_G-I | PJM_E | 2035 | B18 | 400 | 0 | 1500 | 0 | 0 | 0 | 0 | 0 | 0 | 0 | 0 | 0 | 0 | 1.9369
NYISO_G-I_2_PJM_E | NYISO_G-I | PJM_E | 2035 | B19 | 700 | 0 | 1500 | 0 | 0 | 0 | 0 | 0 | 0 | 0 | 0 | 0 | 0 | 1.9369
NYISO_G-I_2_PJM_E | NYISO_G-I | PJM_E | 2035 | B20 | 935 | 0 | 1500 | 0 | 0 | 0 | 0 | 0 | 0 | 0 | 0 | 0 | 0 | 1.9369
NYISO_G-I_2_PJM_E | NYISO_G-I | PJM_E | 2040 | B1 | 10 | 0 | 1500 | 963.79 | 0 | 657.9 | 0 | 0 | 0 | 0 | 0 | 0 | 0 | 0.08309
NYISO_G-I_2_PJM_E | NYISO_G-I | PJM_E | 2040 | B2 | 25 | 0 | 1500 | 503.93 | 0 | 1125.54 | 0 | 0 | 0 | 0 | 0 | 0 | 0 | 0.08309
NYISO_G-I_2_PJM_E | NYISO_G-I | PJM_E | 2040 | B3 | 75 | 0 | 1500 | 956.58 | 0 | 1500 | 0 | 0 | 0 | 0 | 0.02374 | 0 | 0 | 0.08309
NYISO_G-I_2_PJM_E | NYISO_G-I | PJM_E | 2040 | B4 | 100 | 0 | 1500 | 1448.85 | 0 | 1500 | 0 | 0 | 0 | 0 | 0.05935 | 0 | 0 | 0.08309
NYISO_G-I_2_PJM_E | NYISO_G-I | PJM_E | 2040 | B5 | 200 | 0 | 1500 | 1500 | 0 | 1500 | 0 | 0 | 0.33236 | 0 | 0.05935 | 0.33236 | 0 | 0.08309
NYISO_G-I_2_PJM_E | NYISO_G-I | PJM_E | 2040 | B6 | 300 | 0 | 1500 | 551.9 | 0 | 0 | 0 | 0 | 0 | 0 | 0 | 0 | 0 | 0.08309
NYISO_G-I_2_PJM_E | NYISO_G-I | PJM_E | 2040 | B7 | 400 | 0 | 1500 | 0 | 0 | 0 | 0 | 0 | 0 | 0 | 0 | 0 | 0 | 0.08309
NYISO_G-I_2_PJM_E | NYISO_G-I | PJM_E | 2040 | B8 | 500 | 0 | 1500 | 0 | 0 | 0 | 0 | 0 | 0 | 0 | 0 | 0 | 0 | 0.08309
NYISO_G-I_2_PJM_E | NYISO_G-I | PJM_E | 2040 | B9 | 800 | 0 | 1500 | 0 | 0 | 0 | 0 | 0 | 0 | 0 | 0 | 0 | 0 | 0.08309
NYISO_G-I_2_PJM_E | NYISO_G-I | PJM_E | 2040 | B10 | 1262 | 0 | 1500 | 0 | 0 | 0 | 0 | 0 | 0 | 0 | 0 | 0 | 0 | 0.08309
NYISO_G-I_2_PJM_E | NYISO_G-I | PJM_E | 2040 | B11 | 25 | 0 | 1500 | 226.15 | 0 | 1500 | 0 | 0 | 0 | 0 | 0.05935 | 0 | 0 | 0.08309
NYISO_G-I_2_PJM_E | NYISO_G-I | PJM_E | 2040 | B12 | 200 | 0 | 1500 | 0 | 0 | 552.75 | 0 | 0 | 0 | 0 | 0 | 0 | 0 | 0.08309
NYISO_G-I_2_PJM_E | NYISO_G-I | PJM_E | 2040 | B13 | 600 | 0 | 1500 | 0 | 0 | 0 | 0 | 0 | 0 | 0 | 0 | 0 | 0 | 0.08309
NYISO_G-I_2_PJM_E | NYISO_G-I | PJM_E | 2040 | B14 | 900 | 0 | 1500 | 0 | 0 | 0 | 0 | 0 | 0 | 0 | 0 | 0 | 0 | 0.08309
NYISO_G-I_2_PJM_E | NYISO_G-I | PJM_E | 2040 | B15 | 1203 | 0 | 1500 | 0 | 0 | 0 | 0 | 0 | 0 | 0 | 0 | 0 | 0 | 0.08309
NYISO_G-I_2_PJM_E | NYISO_G-I | PJM_E | 2040 | B16 | 25 | 0 | 1500 | 939.37 | 0 | 12.41 | 0 | 0 | 0 | 0 | 0 | 0 | 0 | 0.08309
NYISO_G-I_2_PJM_E | NYISO_G-I | PJM_E | 2040 | B17 | 100 | 0 | 1500 | 37.84 | 0 | 0 | 0 | 0 | 0 | 0 | 0 | 0 | 0 | 0.08309
NYISO_G-I_2_PJM_E | NYISO_G-I | PJM_E | 2040 | B18 | 400 | 0 | 1500 | 0 | 0 | 0 | 0 | 0 | 0 | 0 | 0 | 0 | 0 | 0.08309
NYISO_G-I_2_PJM_E | NYISO_G-I | PJM_E | 2040 | B19 | 700 | 0 | 1500 | 0 | 0 | 0 | 0 | 0 | 0 | 0 | 0 | 0 | 0 | 0.08309
NYISO_G-I_2_PJM_E | NYISO_G-I | PJM_E | 2040 | B20 | 935 | 0 | 1500 | 0 | 0 | 0 | 0 | 0 | 0 | 0 | 0 | 0 | 0 | 0.08309
NYISO_G-I_2_PJM_E | NYISO_G-I | PJM_E | 2045 | B1 | 10 | 0 | 1500 | 1123.24 | 0 | 972.23 | 0 | 0 | 0 | 0 | 0 | 0 | 0 | 0
NYISO_G-I_2_PJM_E | NYISO_G-I | PJM_E | 2045 | B2 | 25 | 0 | 1500 | 864.21 | 0 | 1500 | 0 | 32.82 | 0 | 0 | 0.01187 | 0 | 0 | 0
NYISO_G-I_2_PJM_E | NYISO_G-I | PJM_E | 2045 | B3 | 75 | 0 | 1500 | 1206.34 | 0 | 1500 | 0 | 2183.61 | 0 | 0 | 0.01187 | 0 | 0 | 0
NYISO_G-I_2_PJM_E | NYISO_G-I | PJM_E | 2045 | B4 | 100 | 0 | 1500 | 1177.89 | 0 | 1500 | 0 | 4318.31 | 0 | 0 | 0.01187 | 0 | 0 | 0
NYISO_G-I_2_PJM_E | NYISO_G-I | PJM_E | 2045 | B5 | 200 | 0 | 1500 | 1385.55 | 0 | 1500 | 0 | 1469.11 | 0 | 0 | 0.01187 | 0 | 0 | 0
NYISO_G-I_2_PJM_E | NYISO_G-I | PJM_E | 2045 | B6 | 300 | 0 | 1500 | 828.67 | 0 | 0 | 0 | 0 | 0 | 0 | 0 | 0 | 0 | 0
NYISO_G-I_2_PJM_E | NYISO_G-I | PJM_E | 2045 | B7 | 400 | 0 | 1500 | 0 | 0 | 0 | 0 | 0 | 0 | 0 | 0 | 0 | 0 | 0
NYISO_G-I_2_PJM_E | NYISO_G-I | PJM_E | 2045 | B8 | 500 | 0 | 1500 | 0 | 0 | 0 | 0 | 0 | 0 | 0 | 0 | 0 | 0 | 0
NYISO_G-I_2_PJM_E | NYISO_G-I | PJM_E | 2045 | B9 | 800 | 0 | 1500 | 0 | 0 | 0 | 0 | 0 | 0 | 0 | 0 | 0 | 0 | 0
NYISO_G-I_2_PJM_E | NYISO_G-I | PJM_E | 2045 | B10 | 1262 | 0 | 1500 | 0 | 0 | 0 | 0 | 0 | 0 | 0 | 0 | 0 | 0 | 0
NYISO_G-I_2_PJM_E | NYISO_G-I | PJM_E | 2045 | B11 | 25 | 0 | 1500 | 581.81 | 0 | 1500 | 0 | 38.78 | 0 | 0 | 0.01187 | 0 | 0 | 0
NYISO_G-I_2_PJM_E | NYISO_G-I | PJM_E | 2045 | B12 | 200 | 0 | 1500 | 301.76 | 0 | 1005.28 | 0 | 0 | 0 | 0 | 0 | 0 | 0 | 0
NYISO_G-I_2_PJM_E | NYISO_G-I | PJM_E | 2045 | B13 | 600 | 0 | 1500 | 0 | 0 | 0 | 0 | 0 | 0 | 0 | 0 | 0 | 0 | 0
NYISO_G-I_2_PJM_E | NYISO_G-I | PJM_E | 2045 | B14 | 900 | 0 | 1500 | 0 | 0 | 0 | 0 | 0 | 0 | 0 | 0 | 0 | 0 | 0
NYISO_G-I_2_PJM_E | NYISO_G-I | PJM_E | 2045 | B15 | 1203 | 0 | 1500 | 0 | 0 | 0 | 0 | 0 | 0 | 0 | 0 | 0 | 0 | 0
NYISO_G-I_2_PJM_E | NYISO_G-I | PJM_E | 2045 | B16 | 25 | 0 | 1500 | 686.36 | 0 | 233.22 | 0 | 0 | 0 | 0 | 0 | 0 | 0 | 0
NYISO_G-I_2_PJM_E | NYISO_G-I | PJM_E | 2045 | B17 | 100 | 0 | 1500 | 815.38 | 0 | 316.23 | 0 | 0 | 0 | 0 | 0 | 0 | 0 | 0
NYISO_G-I_2_PJM_E | NYISO_G-I | PJM_E | 2045 | B18 | 400 | 0 | 1500 | 0 | 0 | 0 | 0 | 0 | 0 | 0 | 0 | 0 | 0 | 0
NYISO_G-I_2_PJM_E | NYISO_G-I | PJM_E | 2045 | B19 | 700 | 0 | 1500 | 0 | 0 | 0 | 0 | 0 | 0 | 0 | 0 | 0 | 0 | 0
NYISO_G-I_2_PJM_E | NYISO_G-I | PJM_E | 2045 | B20 | 935 | 0 | 1500 | 0 | 0 | 0 | 0 | 0 | 0 | 0 | 0 | 0 | 0 | 0
NYISO_G-I_2_PJM_E | NYISO_G-I | PJM_E | 2050 | B1 | 10 | 0 | 1500 | 1500 | 0 | 1238.6 | 0 | 0 | 2.7301 | 0 | 0 | 2.7301 | 0 | 0.68252
NYISO_G-I_2_PJM_E | NYISO_G-I | PJM_E | 2050 | B2 | 25 | 0 | 1500 | 1175.58 | 0 | 1500 | 0 | 0 | 0 | 0 | 0.10683 | 0 | 0 | 0.68252
NYISO_G-I_2_PJM_E | NYISO_G-I | PJM_E | 2050 | B3 | 75 | 0 | 1500 | 91.9 | 0 | 1500 | 0 | 0 | 0 | 0 | 0.66472 | 0 | 0 | 0.68252
NYISO_G-I_2_PJM_E | NYISO_G-I | PJM_E | 2050 | B4 | 100 | 0 | 1500 | 652.12 | 0 | 1500 | 0 | 1134.45 | 0 | 0 | 0.67659 | 0 | 0 | 0.68252
NYISO_G-I_2_PJM_E | NYISO_G-I | PJM_E | 2050 | B5 | 200 | 0 | 1500 | 1458.11 | 0 | 1500 | 0 | 597.34 | 0 | 0 | 0.67659 | 0 | 0 | 0.68252
NYISO_G-I_2_PJM_E | NYISO_G-I | PJM_E | 2050 | B6 | 300 | 0 | 1500 | 990.74 | 0 | 84.07 | 0 | 0 | 0 | 0 | 0 | 0 | 0 | 0.68252
NYISO_G-I_2_PJM_E | NYISO_G-I | PJM_E | 2050 | B7 | 400 | 0 | 1500 | 0 | 0 | 299.79 | 0 | 0 | 0 | 0 | 0 | 0 | 0 | 0.68252
NYISO_G-I_2_PJM_E | NYISO_G-I | PJM_E | 2050 | B8 | 500 | 0 | 1500 | 0 | 0 | 0 | 0 | 0 | 0 | 0 | 0 | 0 | 0 | 0.68252
NYISO_G-I_2_PJM_E | NYISO_G-I | PJM_E | 2050 | B9 | 800 | 0 | 1500 | 0 | 0 | 0 | 0 | 0 | 0 | 0 | 0 | 0 | 0 | 0.68252
NYISO_G-I_2_PJM_E | NYISO_G-I | PJM_E | 2050 | B10 | 1262 | 0 | 1500 | 0 | 0 | 0 | 0 | 0 | 0 | 0 | 0 | 0 | 0 | 0.68252
NYISO_G-I_2_PJM_E | NYISO_G-I | PJM_E | 2050 | B11 | 25 | 0 | 1500 | 946.54 | 0 | 1500 | 0 | 67.99 | 0 | 0 | 0.67659 | 0 | 0 | 0.68252
NYISO_G-I_2_PJM_E | NYISO_G-I | PJM_E | 2050 | B12 | 200 | 0 | 1500 | 334.87 | 0 | 1500 | 0 | 68.78 | 0 | 0 | 0.67659 | 0 | 0 | 0.68252
NYISO_G-I_2_PJM_E | NYISO_G-I | PJM_E | 2050 | B13 | 600 | 0 | 1500 | 0 | 0 | 1372.99 | 0 | 0 | 0 | 0 | 0 | 0 | 0 | 0.68252
NYISO_G-I_2_PJM_E | NYISO_G-I | PJM_E | 2050 | B14 | 900 | 0 | 1500 | 0 | 0 | 0 | 0 | 0 | 0 | 0 | 0 | 0 | 0 | 0.68252
NYISO_G-I_2_PJM_E | NYISO_G-I | PJM_E | 2050 | B15 | 1203 | 0 | 1500 | 0 | 0 | 0 | 0 | 0 | 0 | 0 | 0 | 0 | 0 | 0.68252
NYISO_G-I_2_PJM_E | NYISO_G-I | PJM_E | 2050 | B16 | 25 | 0 | 1500 | 719.1 | 0 | 997.12 | 0 | 0 | 0 | 0 | 0 | 0 | 0 | 0.68252
NYISO_G-I_2_PJM_E | NYISO_G-I | PJM_E | 2050 | B17 | 100 | 0 | 1500 | 827.85 | 0 | 1129.25 | 0 | 0 | 0 | 0 | 0 | 0 | 0 | 0.68252
NYISO_G-I_2_PJM_E | NYISO_G-I | PJM_E | 2050 | B18 | 400 | 0 | 1500 | 0 | 0 | 0 | 0 | 0 | 0 | 0 | 0 | 0 | 0 | 0.68252
NYISO_G-I_2_PJM_E | NYISO_G-I | PJM_E | 2050 | B19 | 700 | 0 | 1500 | 0 | 0 | 0 | 0 | 0 | 0 | 0 | 0 | 0 | 0 | 0.68252
NYISO_G-I_2_PJM_E | NYISO_G-I | PJM_E | 2050 | B20 | 935 | 0 | 1500 | 0 | 0 | 0 | 0 | 0 | 0 | 0 | 0 | 0 | 0 | 0.68252
NYISO_J-K_2_NEISO | NYISO_J-K | NEISO | 2015 | B1 | 10 | 0 | 0.001 | 0 | 0 | 0 | 0 | 0 | 0 | 0 | 0 | 0 | 0 | 0
NYISO_J-K_2_NEISO | NYISO_J-K | NEISO | 2015 | B2 | 25 | 0 | 0.001 | 0 | 0 | 0 | 0 | 0 | 0 | 0 | 0 | 0 | 0 | 0
NYISO_J-K_2_NEISO | NYISO_J-K | NEISO | 2015 | B3 | 75 | 0 | 0.001 | 0 | 0 | 0 | 0 | 0 | 0 | 0 | 0 | 0 | 0 | 0
NYISO_J-K_2_NEISO | NYISO_J-K | NEISO | 2015 | B4 | 100 | 0 | 0.001 | 0 | 0 | 0 | 0 | 0 | 0 | 0 | 0 | 0 | 0 | 0
NYISO_J-K_2_NEISO | NYISO_J-K | NEISO | 2015 | B5 | 200 | 0 | 0.001 | 0 | 0 | 0 | 0 | 0 | 0 | 0 | 0 | 0 | 0 | 0
NYISO_J-K_2_NEISO | NYISO_J-K | NEISO | 2015 | B6 | 300 | 0 | 0.001 | 0 | 0 | 0 | 0 | 0 | 0 | 0 | 0 | 0 | 0 | 0
NYISO_J-K_2_NEISO | NYISO_J-K | NEISO | 2015 | B7 | 400 | 0 | 0.001 | 0 | 0 | 0 | 0 | 0 | 0 | 0 | 0 | 0 | 0 | 0
NYISO_J-K_2_NEISO | NYISO_J-K | NEISO | 2015 | B8 | 500 | 0 | 0.001 | 0 | 0 | 0 | 0 | 0 | 0 | 0 | 0 | 0 | 0 | 0
NYISO_J-K_2_NEISO | NYISO_J-K | NEISO | 2015 | B9 | 800 | 0 | 0.001 | 0 | 0 | 0 | 0 | 0 | 0 | 0 | 0 | 0 | 0 | 0
NYISO_J-K_2_NEISO | NYISO_J-K | NEISO | 2015 | B10 | 1262 | 0 | 0.001 | 0 | 0 | 0 | 0 | 0 | 0 | 0 | 0 | 0 | 0 | 0
NYISO_J-K_2_NEISO | NYISO_J-K | NEISO | 2015 | B11 | 25 | 0 | 0.001 | 0 | 0 | 0 | 0 | 0 | 0 | 0 | 0 | 0 | 0 | 0
NYISO_J-K_2_NEISO | NYISO_J-K | NEISO | 2015 | B12 | 200 | 0 | 0.001 | 0 | 0 | 0 | 0 | 0 | 0 | 0 | 0 | 0 | 0 | 0
NYISO_J-K_2_NEISO | NYISO_J-K | NEISO | 2015 | B13 | 600 | 0 | 0.001 | 0 | 0 | 0 | 0 | 0 | 0 | 0 | 0 | 0 | 0 | 0
NYISO_J-K_2_NEISO | NYISO_J-K | NEISO | 2015 | B14 | 900 | 0 | 0.001 | 0 | 0 | 0 | 0 | 0 | 0 | 0 | 0 | 0 | 0 | 0
NYISO_J-K_2_NEISO | NYISO_J-K | NEISO | 2015 | B15 | 1203 | 0 | 0.001 | 0 | 0 | 0 | 0 | 0 | 0 | 0 | 0 | 0 | 0 | 0
NYISO_J-K_2_NEISO | NYISO_J-K | NEISO | 2015 | B16 | 25 | 0 | 0.001 | 0 | 0 | 0 | 0 | 0 | 0 | 0 | 0 | 0 | 0 | 0
NYISO_J-K_2_NEISO | NYISO_J-K | NEISO | 2015 | B17 | 100 | 0 | 0.001 | 0 | 0 | 0 | 0 | 0 | 0 | 0 | 0 | 0 | 0 | 0
NYISO_J-K_2_NEISO | NYISO_J-K | NEISO | 2015 | B18 | 400 | 0 | 0.001 | 0 | 0 | 0 | 0 | 0 | 0 | 0 | 0 | 0 | 0 | 0
NYISO_J-K_2_NEISO | NYISO_J-K | NEISO | 2015 | B19 | 700 | 0 | 0.001 | 0 | 0 | 0 | 0 | 0 | 0 | 0 | 0 | 0 | 0 | 0
NYISO_J-K_2_NEISO | NYISO_J-K | NEISO | 2015 | B20 | 935 | 0 | 0.001 | 0 | 0 | 0 | 0 | 0 | 0 | 0 | 0 | 0 | 0 | 0
NYISO_J-K_2_NEISO | NYISO_J-K | NEISO | 2020 | B1 | 10 | 0 | 0.001 | 0 | 0 | 0 | 0 | 0 | 0 | 0 | 0 | 0 | 0 | 0
NYISO_J-K_2_NEISO | NYISO_J-K | NEISO | 2020 | B2 | 25 | 0 | 0.001 | 0 | 0 | 0 | 0 | 0 | 0 | 0 | 0 | 0 | 0 | 0
NYISO_J-K_2_NEISO | NYISO_J-K | NEISO | 2020 | B3 | 75 | 0 | 0.001 | 0 | 0 | 0 | 0 | 0 | 0 | 0 | 0 | 0 | 0 | 0
NYISO_J-K_2_NEISO | NYISO_J-K | NEISO | 2020 | B4 | 100 | 0 | 0.001 | 0 | 0 | 0 | 0 | 0 | 0 | 0 | 0 | 0 | 0 | 0
NYISO_J-K_2_NEISO | NYISO_J-K | NEISO | 2020 | B5 | 200 | 0 | 0.001 | 0 | 0 | 0 | 0 | 0 | 0 | 0 | 0 | 0 | 0 | 0
NYISO_J-K_2_NEISO | NYISO_J-K | NEISO | 2020 | B6 | 300 | 0 | 0.001 | 0 | 0 | 0 | 0 | 0 | 0 | 0 | 0 | 0 | 0 | 0
NYISO_J-K_2_NEISO | NYISO_J-K | NEISO | 2020 | B7 | 400 | 0 | 0.001 | 0 | 0 | 0 | 0 | 0 | 0 | 0 | 0 | 0 | 0 | 0
NYISO_J-K_2_NEISO | NYISO_J-K | NEISO | 2020 | B8 | 500 | 0 | 0.001 | 0 | 0 | 0 | 0 | 0 | 0 | 0 | 0 | 0 | 0 | 0
NYISO_J-K_2_NEISO | NYISO_J-K | NEISO | 2020 | B9 | 800 | 0 | 0.001 | 0 | 0 | 0 | 0 | 0 | 0 | 0 | 0 | 0 | 0 | 0
NYISO_J-K_2_NEISO | NYISO_J-K | NEISO | 2020 | B10 | 1262 | 0 | 0.001 | 0 | 0 | 0 | 0 | 0 | 0 | 0 | 0 | 0 | 0 | 0
NYISO_J-K_2_NEISO | NYISO_J-K | NEISO | 2020 | B11 | 25 | 0 | 0.001 | 0 | 0 | 0 | 0 | 0 | 0 | 0 | 0 | 0 | 0 | 0
NYISO_J-K_2_NEISO | NYISO_J-K | NEISO | 2020 | B12 | 200 | 0 | 0.001 | 0 | 0 | 0 | 0 | 0 | 0 | 0 | 0 | 0 | 0 | 0
NYISO_J-K_2_NEISO | NYISO_J-K | NEISO | 2020 | B13 | 600 | 0 | 0.001 | 0 | 0 | 0 | 0 | 0 | 0 | 0 | 0 | 0 | 0 | 0
NYISO_J-K_2_NEISO | NYISO_J-K | NEISO | 2020 | B14 | 900 | 0 | 0.001 | 0 | 0 | 0 | 0 | 0 | 0 | 0 | 0 | 0 | 0 | 0
NYISO_J-K_2_NEISO | NYISO_J-K | NEISO | 2020 | B15 | 1203 | 0 | 0.001 | 0 | 0 | 0 | 0 | 0 | 0 | 0 | 0 | 0 | 0 | 0
NYISO_J-K_2_NEISO | NYISO_J-K | NEISO | 2020 | B16 | 25 | 0 | 0.001 | 0 | 0 | 0 | 0 | 0 | 0 | 0 | 0 | 0 | 0 | 0
NYISO_J-K_2_NEISO | NYISO_J-K | NEISO | 2020 | B17 | 100 | 0 | 0.001 | 0 | 0 | 0 | 0 | 0 | 0 | 0 | 0 | 0 | 0 | 0
NYISO_J-K_2_NEISO | NYISO_J-K | NEISO | 2020 | B18 | 400 | 0 | 0.001 | 0 | 0 | 0 | 0 | 0 | 0 | 0 | 0 | 0 | 0 | 0
NYISO_J-K_2_NEISO | NYISO_J-K | NEISO | 2020 | B19 | 700 | 0 | 0.001 | 0 | 0 | 0 | 0 | 0 | 0 | 0 | 0 | 0 | 0 | 0
NYISO_J-K_2_NEISO | NYISO_J-K | NEISO | 2020 | B20 | 935 | 0 | 0.001 | 0 | 0 | 0 | 0 | 0 | 0 | 0 | 0 | 0 | 0 | 0
NYISO_J-K_2_NEISO | NYISO_J-K | NEISO | 2025 | B1 | 10 | 0 | 0.001 | 0 | 0 | 0 | 0 | 0 | 0 | 0 | 0 | 0 | 0 | 0
NYISO_J-K_2_NEISO | NYISO_J-K | NEISO | 2025 | B2 | 25 | 0 | 0.001 | 0 | 0 | 0 | 0 | 0 | 0 | 0 | 0 | 0 | 0 | 0
NYISO_J-K_2_NEISO | NYISO_J-K | NEISO | 2025 | B3 | 75 | 0 | 0.001 | 0 | 0 | 0 | 0 | 0 | 0 | 0 | 0 | 0 | 0 | 0
NYISO_J-K_2_NEISO | NYISO_J-K | NEISO | 2025 | B4 | 100 | 0 | 0.001 | 0 | 0 | 0 | 0 | 0 | 0 | 0 | 0 | 0 | 0 | 0
NYISO_J-K_2_NEISO | NYISO_J-K | NEISO | 2025 | B5 | 200 | 0 | 0.001 | 0 | 0 | 0 | 0 | 0 | 0 | 0 | 0 | 0 | 0 | 0
NYISO_J-K_2_NEISO | NYISO_J-K | NEISO | 2025 | B6 | 300 | 0 | 0.001 | 0 | 0 | 0 | 0 | 0 | 0 | 0 | 0 | 0 | 0 | 0
NYISO_J-K_2_NEISO | NYISO_J-K | NEISO | 2025 | B7 | 400 | 0 | 0.001 | 0 | 0 | 0 | 0 | 0 | 0 | 0 | 0 | 0 | 0 | 0
NYISO_J-K_2_NEISO | NYISO_J-K | NEISO | 2025 | B8 | 500 | 0 | 0.001 | 0 | 0 | 0 | 0 | 0 | 0 | 0 | 0 | 0 | 0 | 0
NYISO_J-K_2_NEISO | NYISO_J-K | NEISO | 2025 | B9 | 800 | 0 | 0.001 | 0 | 0 | 0 | 0 | 0 | 0 | 0 | 0 | 0 | 0 | 0
NYISO_J-K_2_NEISO | NYISO_J-K | NEISO | 2025 | B10 | 1262 | 0 | 0.001 | 0 | 0 | 0 | 0 | 0 | 0 | 0 | 0 | 0 | 0 | 0
NYISO_J-K_2_NEISO | NYISO_J-K | NEISO | 2025 | B11 | 25 | 0 | 0.001 | 0 | 0 | 0 | 0 | 0 | 0 | 0 | 0 | 0 | 0 | 0
NYISO_J-K_2_NEISO | NYISO_J-K | NEISO | 2025 | B12 | 200 | 0 | 0.001 | 0 | 0 | 0 | 0 | 0 | 0 | 0 | 0 | 0 | 0 | 0
NYISO_J-K_2_NEISO | NYISO_J-K | NEISO | 2025 | B13 | 600 | 0 | 0.001 | 0 | 0 | 0 | 0 | 0 | 0 | 0 | 0 | 0 | 0 | 0
NYISO_J-K_2_NEISO | NYISO_J-K | NEISO | 2025 | B14 | 900 | 0 | 0.001 | 0 | 0 | 0 | 0 | 0 | 0 | 0 | 0 | 0 | 0 | 0
NYISO_J-K_2_NEISO | NYISO_J-K | NEISO | 2025 | B15 | 1203 | 0 | 0.001 | 0 | 0 | 0 | 0 | 0 | 0 | 0 | 0 | 0 | 0 | 0
NYISO_J-K_2_NEISO | NYISO_J-K | NEISO | 2025 | B16 | 25 | 0 | 0.001 | 0 | 0 | 0 | 0 | 0 | 0 | 0 | 0 | 0 | 0 | 0
NYISO_J-K_2_NEISO | NYISO_J-K | NEISO | 2025 | B17 | 100 | 0 | 0.001 | 0 | 0 | 0 | 0 | 0 | 0 | 0 | 0 | 0 | 0 | 0
NYISO_J-K_2_NEISO | NYISO_J-K | NEISO | 2025 | B18 | 400 | 0 | 0.001 | 0 | 0 | 0 | 0 | 0 | 0 | 0 | 0 | 0 | 0 | 0
NYISO_J-K_2_NEISO | NYISO_J-K | NEISO | 2025 | B19 | 700 | 0 | 0.001 | 0 | 0 | 0 | 0 | 0 | 0 | 0 | 0 | 0 | 0 | 0
NYISO_J-K_2_NEISO | NYISO_J-K | NEISO | 2025 | B20 | 935 | 0 | 0.001 | 0 | 0 | 0 | 0 | 0 | 0 | 0 | 0 | 0 | 0 | 0
NYISO_J-K_2_NEISO | NYISO_J-K | NEISO | 2030 | B1 | 10 | 0 | 0.001 | 0 | 0 | 0 | 0 | 0 | 0 | 0 | 0 | 0 | 0 | 0
NYISO_J-K_2_NEISO | NYISO_J-K | NEISO | 2030 | B2 | 25 | 0 | 0.001 | 0 | 0 | 0 | 0 | 0 | 0 | 0 | 0 | 0 | 0 | 0
NYISO_J-K_2_NEISO | NYISO_J-K | NEISO | 2030 | B3 | 75 | 0 | 0.001 | 0 | 0 | 0 | 0 | 0 | 0 | 0 | 0 | 0 | 0 | 0
NYISO_J-K_2_NEISO | NYISO_J-K | NEISO | 2030 | B4 | 100 | 0 | 0.001 | 0 | 0 | 0 | 0 | 0 | 0 | 0 | 0 | 0 | 0 | 0
NYISO_J-K_2_NEISO | NYISO_J-K | NEISO | 2030 | B5 | 200 | 0 | 0.001 | 0 | 0 | 0 | 0 | 0 | 0 | 0 | 0 | 0 | 0 | 0
NYISO_J-K_2_NEISO | NYISO_J-K | NEISO | 2030 | B6 | 300 | 0 | 0.001 | 0 | 0 | 0 | 0 | 0 | 0 | 0 | 0 | 0 | 0 | 0
NYISO_J-K_2_NEISO | NYISO_J-K | NEISO | 2030 | B7 | 400 | 0 | 0.001 | 0 | 0 | 0 | 0 | 0 | 0 | 0 | 0 | 0 | 0 | 0
NYISO_J-K_2_NEISO | NYISO_J-K | NEISO | 2030 | B8 | 500 | 0 | 0.001 | 0 | 0 | 0 | 0 | 0 | 0 | 0 | 0 | 0 | 0 | 0
NYISO_J-K_2_NEISO | NYISO_J-K | NEISO | 2030 | B9 | 800 | 0 | 0.001 | 0 | 0 | 0 | 0 | 0 | 0 | 0 | 0 | 0 | 0 | 0
NYISO_J-K_2_NEISO | NYISO_J-K | NEISO | 2030 | B10 | 1262 | 0 | 0.001 | 0 | 0 | 0 | 0 | 0 | 0 | 0 | 0 | 0 | 0 | 0
NYISO_J-K_2_NEISO | NYISO_J-K | NEISO | 2030 | B11 | 25 | 0 | 0.001 | 0 | 0 | 0 | 0 | 0 | 0 | 0 | 0 | 0 | 0 | 0
NYISO_J-K_2_NEISO | NYISO_J-K | NEISO | 2030 | B12 | 200 | 0 | 0.001 | 0 | 0 | 0 | 0 | 0 | 0 | 0 | 0 | 0 | 0 | 0
NYISO_J-K_2_NEISO | NYISO_J-K | NEISO | 2030 | B13 | 600 | 0 | 0.001 | 0 | 0 | 0 | 0 | 0 | 0 | 0 | 0 | 0 | 0 | 0
NYISO_J-K_2_NEISO | NYISO_J-K | NEISO | 2030 | B14 | 900 | 0 | 0.001 | 0 | 0 | 0 | 0 | 0 | 0 | 0 | 0 | 0 | 0 | 0
NYISO_J-K_2_NEISO | NYISO_J-K | NEISO | 2030 | B15 | 1203 | 0 | 0.001 | 0 | 0 | 0 | 0 | 0 | 0 | 0 | 0 | 0 | 0 | 0
NYISO_J-K_2_NEISO | NYISO_J-K | NEISO | 2030 | B16 | 25 | 0 | 0.001 | 0 | 0 | 0 | 0 | 0 | 0 | 0 | 0 | 0 | 0 | 0
NYISO_J-K_2_NEISO | NYISO_J-K | NEISO | 2030 | B17 | 100 | 0 | 0.001 | 0 | 0 | 0 | 0 | 0 | 0 | 0 | 0 | 0 | 0 | 0
NYISO_J-K_2_NEISO | NYISO_J-K | NEISO | 2030 | B18 | 400 | 0 | 0.001 | 0 | 0 | 0 | 0 | 0 | 0 | 0 | 0 | 0 | 0 | 0
NYISO_J-K_2_NEISO | NYISO_J-K | NEISO | 2030 | B19 | 700 | 0 | 0.001 | 0 | 0 | 0 | 0 | 0 | 0 | 0 | 0 | 0 | 0 | 0
NYISO_J-K_2_NEISO | NYISO_J-K | NEISO | 2030 | B20 | 935 | 0 | 0.001 | 0 | 0 | 0 | 0 | 0 | 0 | 0 | 0 | 0 | 0 | 0
NYISO_J-K_2_NEISO | NYISO_J-K | NEISO | 2035 | B1 | 10 | 0 | 0.001 | 0 | 0 | 0 | 0 | 0 | 0 | 0 | 0 | 0 | 0 | 0
NYISO_J-K_2_NEISO | NYISO_J-K | NEISO | 2035 | B2 | 25 | 0 | 0.001 | 0 | 0 | 0 | 0 | 0 | 0 | 0 | 0 | 0 | 0 | 0
NYISO_J-K_2_NEISO | NYISO_J-K | NEISO | 2035 | B3 | 75 | 0 | 0.001 | 0 | 0 | 0 | 0 | 0 | 0 | 0 | 0 | 0 | 0 | 0
NYISO_J-K_2_NEISO | NYISO_J-K | NEISO | 2035 | B4 | 100 | 0 | 0.001 | 0 | 0 | 0 | 0 | 0 | 0 | 0 | 0 | 0 | 0 | 0
NYISO_J-K_2_NEISO | NYISO_J-K | NEISO | 2035 | B5 | 200 | 0 | 0.001 | 0 | 0 | 0 | 0 | 0 | 0 | 0 | 0 | 0 | 0 | 0
NYISO_J-K_2_NEISO | NYISO_J-K | NEISO | 2035 | B6 | 300 | 0 | 0.001 | 0 | 0 | 0 | 0 | 0 | 0 | 0 | 0 | 0 | 0 | 0
NYISO_J-K_2_NEISO | NYISO_J-K | NEISO | 2035 | B7 | 400 | 0 | 0.001 | 0 | 0 | 0 | 0 | 0 | 0 | 0 | 0 | 0 | 0 | 0
NYISO_J-K_2_NEISO | NYISO_J-K | NEISO | 2035 | B8 | 500 | 0 | 0.001 | 0 | 0 | 0 | 0 | 0 | 0 | 0 | 0 | 0 | 0 | 0
NYISO_J-K_2_NEISO | NYISO_J-K | NEISO | 2035 | B9 | 800 | 0 | 0.001 | 0 | 0 | 0 | 0 | 0 | 0 | 0 | 0 | 0 | 0 | 0
NYISO_J-K_2_NEISO | NYISO_J-K | NEISO | 2035 | B10 | 1262 | 0 | 0.001 | 0 | 0 | 0 | 0 | 0 | 0 | 0 | 0 | 0 | 0 | 0
NYISO_J-K_2_NEISO | NYISO_J-K | NEISO | 2035 | B11 | 25 | 0 | 0.001 | 0 | 0 | 0 | 0 | 0 | 0 | 0 | 0 | 0 | 0 | 0
NYISO_J-K_2_NEISO | NYISO_J-K | NEISO | 2035 | B12 | 200 | 0 | 0.001 | 0 | 0 | 0 | 0 | 0 | 0 | 0 | 0 | 0 | 0 | 0
NYISO_J-K_2_NEISO | NYISO_J-K | NEISO | 2035 | B13 | 600 | 0 | 0.001 | 0 | 0 | 0 | 0 | 0 | 0 | 0 | 0 | 0 | 0 | 0
NYISO_J-K_2_NEISO | NYISO_J-K | NEISO | 2035 | B14 | 900 | 0 | 0.001 | 0 | 0 | 0 | 0 | 0 | 0 | 0 | 0 | 0 | 0 | 0
NYISO_J-K_2_NEISO | NYISO_J-K | NEISO | 2035 | B15 | 1203 | 0 | 0.001 | 0 | 0 | 0 | 0 | 0 | 0 | 0 | 0 | 0 | 0 | 0
NYISO_J-K_2_NEISO | NYISO_J-K | NEISO | 2035 | B16 | 25 | 0 | 0.001 | 0 | 0 | 0 | 0 | 0 | 0 | 0 | 0 | 0 | 0 | 0
NYISO_J-K_2_NEISO | NYISO_J-K | NEISO | 2035 | B17 | 100 | 0 | 0.001 | 0 | 0 | 0 | 0 | 0 | 0 | 0 | 0 | 0 | 0 | 0
NYISO_J-K_2_NEISO | NYISO_J-K | NEISO | 2035 | B18 | 400 | 0 | 0.001 | 0 | 0 | 0 | 0 | 0 | 0 | 0 | 0 | 0 | 0 | 0
NYISO_J-K_2_NEISO | NYISO_J-K | NEISO | 2035 | B19 | 700 | 0 | 0.001 | 0 | 0 | 0 | 0 | 0 | 0 | 0 | 0 | 0 | 0 | 0
NYISO_J-K_2_NEISO | NYISO_J-K | NEISO | 2035 | B20 | 935 | 0 | 0.001 | 0 | 0 | 0 | 0 | 0 | 0 | 0 | 0 | 0 | 0 | 0
NYISO_J-K_2_NEISO | NYISO_J-K | NEISO | 2040 | B1 | 10 | 0 | 0.001 | 0 | 0 | 0 | 0 | 0 | 0 | 0 | 0 | 0 | 0 | 0
NYISO_J-K_2_NEISO | NYISO_J-K | NEISO | 2040 | B2 | 25 | 0 | 0.001 | 0 | 0 | 0 | 0 | 0 | 0 | 0 | 0 | 0 | 0 | 0
NYISO_J-K_2_NEISO | NYISO_J-K | NEISO | 2040 | B3 | 75 | 0 | 0.001 | 0 | 0 | 0 | 0 | 0 | 0 | 0 | 0 | 0 | 0 | 0
NYISO_J-K_2_NEISO | NYISO_J-K | NEISO | 2040 | B4 | 100 | 0 | 0.001 | 0 | 0 | 0 | 0 | 0 | 0 | 0 | 0 | 0 | 0 | 0
NYISO_J-K_2_NEISO | NYISO_J-K | NEISO | 2040 | B5 | 200 | 0 | 0.001 | 0 | 0 | 0 | 0 | 0 | 0 | 0 | 0 | 0 | 0 | 0
NYISO_J-K_2_NEISO | NYISO_J-K | NEISO | 2040 | B6 | 300 | 0 | 0.001 | 0 | 0 | 0 | 0 | 0 | 0 | 0 | 0 | 0 | 0 | 0
NYISO_J-K_2_NEISO | NYISO_J-K | NEISO | 2040 | B7 | 400 | 0 | 0.001 | 0 | 0 | 0 | 0 | 0 | 0 | 0 | 0 | 0 | 0 | 0
NYISO_J-K_2_NEISO | NYISO_J-K | NEISO | 2040 | B8 | 500 | 0 | 0.001 | 0 | 0 | 0 | 0 | 0 | 0 | 0 | 0 | 0 | 0 | 0
NYISO_J-K_2_NEISO | NYISO_J-K | NEISO | 2040 | B9 | 800 | 0 | 0.001 | 0 | 0 | 0 | 0 | 0 | 0 | 0 | 0 | 0 | 0 | 0
NYISO_J-K_2_NEISO | NYISO_J-K | NEISO | 2040 | B10 | 1262 | 0 | 0.001 | 0 | 0 | 0 | 0 | 0 | 0 | 0 | 0 | 0 | 0 | 0
NYISO_J-K_2_NEISO | NYISO_J-K | NEISO | 2040 | B11 | 25 | 0 | 0.001 | 0 | 0 | 0 | 0 | 0 | 0 | 0 | 0 | 0 | 0 | 0
NYISO_J-K_2_NEISO | NYISO_J-K | NEISO | 2040 | B12 | 200 | 0 | 0.001 | 0 | 0 | 0 | 0 | 0 | 0 | 0 | 0 | 0 | 0 | 0
NYISO_J-K_2_NEISO | NYISO_J-K | NEISO | 2040 | B13 | 600 | 0 | 0.001 | 0 | 0 | 0 | 0 | 0 | 0 | 0 | 0 | 0 | 0 | 0
NYISO_J-K_2_NEISO | NYISO_J-K | NEISO | 2040 | B14 | 900 | 0 | 0.001 | 0 | 0 | 0 | 0 | 0 | 0 | 0 | 0 | 0 | 0 | 0
NYISO_J-K_2_NEISO | NYISO_J-K | NEISO | 2040 | B15 | 1203 | 0 | 0.001 | 0 | 0 | 0 | 0 | 0 | 0 | 0 | 0 | 0 | 0 | 0
NYISO_J-K_2_NEISO | NYISO_J-K | NEISO | 2040 | B16 | 25 | 0 | 0.001 | 0 | 0 | 0 | 0 | 0 | 0 | 0 | 0 | 0 | 0 | 0
NYISO_J-K_2_NEISO | NYISO_J-K | NEISO | 2040 | B17 | 100 | 0 | 0.001 | 0 | 0 | 0 | 0 | 0 | 0 | 0 | 0 | 0 | 0 | 0
NYISO_J-K_2_NEISO | NYISO_J-K | NEISO | 2040 | B18 | 400 | 0 | 0.001 | 0 | 0 | 0 | 0 | 0 | 0 | 0 | 0 | 0 | 0 | 0
NYISO_J-K_2_NEISO | NYISO_J-K | NEISO | 2040 | B19 | 700 | 0 | 0.001 | 0 | 0 | 0 | 0 | 0 | 0 | 0 | 0 | 0 | 0 | 0
NYISO_J-K_2_NEISO | NYISO_J-K | NEISO | 2040 | B20 | 935 | 0 | 0.001 | 0 | 0 | 0 | 0 | 0 | 0 | 0 | 0 | 0 | 0 | 0
NYISO_J-K_2_NEISO | NYISO_J-K | NEISO | 2045 | B1 | 10 | 0 | 0.001 | 0 | 0 | 0 | 0 | 0 | 0 | 0 | 0 | 0 | 0 | 0
NYISO_J-K_2_NEISO | NYISO_J-K | NEISO | 2045 | B2 | 25 | 0 | 0.001 | 0 | 0 | 0 | 0 | 0 | 0 | 0 | 0 | 0 | 0 | 0
NYISO_J-K_2_NEISO | NYISO_J-K | NEISO | 2045 | B3 | 75 | 0 | 0.001 | 0 | 0 | 0 | 0 | 0 | 0 | 0 | 0 | 0 | 0 | 0
NYISO_J-K_2_NEISO | NYISO_J-K | NEISO | 2045 | B4 | 100 | 0 | 0.001 | 0 | 0 | 0 | 0 | 0 | 0 | 0 | 0 | 0 | 0 | 0
NYISO_J-K_2_NEISO | NYISO_J-K | NEISO | 2045 | B5 | 200 | 0 | 0.001 | 0 | 0 | 0 | 0 | 0 | 0 | 0 | 0 | 0 | 0 | 0
NYISO_J-K_2_NEISO | NYISO_J-K | NEISO | 2045 | B6 | 300 | 0 | 0.001 | 0 | 0 | 0 | 0 | 0 | 0 | 0 | 0 | 0 | 0 | 0
NYISO_J-K_2_NEISO | NYISO_J-K | NEISO | 2045 | B7 | 400 | 0 | 0.001 | 0 | 0 | 0 | 0 | 0 | 0 | 0 | 0 | 0 | 0 | 0
NYISO_J-K_2_NEISO | NYISO_J-K | NEISO | 2045 | B8 | 500 | 0 | 0.001 | 0 | 0 | 0 | 0 | 0 | 0 | 0 | 0 | 0 | 0 | 0
NYISO_J-K_2_NEISO | NYISO_J-K | NEISO | 2045 | B9 | 800 | 0 | 0.001 | 0 | 0 | 0 | 0 | 0 | 0 | 0 | 0 | 0 | 0 | 0
NYISO_J-K_2_NEISO | NYISO_J-K | NEISO | 2045 | B10 | 1262 | 0 | 0.001 | 0 | 0 | 0 | 0 | 0 | 0 | 0 | 0 | 0 | 0 | 0
NYISO_J-K_2_NEISO | NYISO_J-K | NEISO | 2045 | B11 | 25 | 0 | 0.001 | 0 | 0 | 0 | 0 | 0 | 0 | 0 | 0 | 0 | 0 | 0
NYISO_J-K_2_NEISO | NYISO_J-K | NEISO | 2045 | B12 | 200 | 0 | 0.001 | 0 | 0 | 0 | 0 | 0 | 0 | 0 | 0 | 0 | 0 | 0
NYISO_J-K_2_NEISO | NYISO_J-K | NEISO | 2045 | B13 | 600 | 0 | 0.001 | 0 | 0 | 0 | 0 | 0 | 0 | 0 | 0 | 0 | 0 | 0
NYISO_J-K_2_NEISO | NYISO_J-K | NEISO | 2045 | B14 | 900 | 0 | 0.001 | 0 | 0 | 0 | 0 | 0 | 0 | 0 | 0 | 0 | 0 | 0
NYISO_J-K_2_NEISO | NYISO_J-K | NEISO | 2045 | B15 | 1203 | 0 | 0.001 | 0 | 0 | 0 | 0 | 0 | 0 | 0 | 0 | 0 | 0 | 0
NYISO_J-K_2_NEISO | NYISO_J-K | NEISO | 2045 | B16 | 25 | 0 | 0.001 | 0 | 0 | 0 | 0 | 0 | 0 | 0 | 0 | 0 | 0 | 0
NYISO_J-K_2_NEISO | NYISO_J-K | NEISO | 2045 | B17 | 100 | 0 | 0.001 | 0 | 0 | 0 | 0 | 0 | 0 | 0 | 0 | 0 | 0 | 0
NYISO_J-K_2_NEISO | NYISO_J-K | NEISO | 2045 | B18 | 400 | 0 | 0.001 | 0 | 0 | 0 | 0 | 0 | 0 | 0 | 0 | 0 | 0 | 0
NYISO_J-K_2_NEISO | NYISO_J-K | NEISO | 2045 | B19 | 700 | 0 | 0.001 | 0 | 0 | 0 | 0 | 0 | 0 | 0 | 0 | 0 | 0 | 0
NYISO_J-K_2_NEISO | NYISO_J-K | NEISO | 2045 | B20 | 935 | 0 | 0.001 | 0 | 0 | 0 | 0 | 0 | 0 | 0 | 0 | 0 | 0 | 0
NYISO_J-K_2_NEISO | NYISO_J-K | NEISO | 2050 | B1 | 10 | 0 | 0.001 | 0 | 0 | 0 | 0 | 0 | 0 | 0 | 0 | 0 | 0 | 0
NYISO_J-K_2_NEISO | NYISO_J-K | NEISO | 2050 | B2 | 25 | 0 | 0.001 | 0 | 0 | 0 | 0 | 0 | 0 | 0 | 0 | 0 | 0 | 0
NYISO_J-K_2_NEISO | NYISO_J-K | NEISO | 2050 | B3 | 75 | 0 | 0.001 | 0 | 0 | 0 | 0 | 0 | 0 | 0 | 0 | 0 | 0 | 0
NYISO_J-K_2_NEISO | NYISO_J-K | NEISO | 2050 | B4 | 100 | 0 | 0.001 | 0 | 0 | 0 | 0 | 0 | 0 | 0 | 0 | 0 | 0 | 0
NYISO_J-K_2_NEISO | NYISO_J-K | NEISO | 2050 | B5 | 200 | 0 | 0.001 | 0 | 0 | 0 | 0 | 0 | 0 | 0 | 0 | 0 | 0 | 0
NYISO_J-K_2_NEISO | NYISO_J-K | NEISO | 2050 | B6 | 300 | 0 | 0.001 | 0 | 0 | 0 | 0 | 0 | 0 | 0 | 0 | 0 | 0 | 0
NYISO_J-K_2_NEISO | NYISO_J-K | NEISO | 2050 | B7 | 400 | 0 | 0.001 | 0 | 0 | 0 | 0 | 0 | 0 | 0 | 0 | 0 | 0 | 0
NYISO_J-K_2_NEISO | NYISO_J-K | NEISO | 2050 | B8 | 500 | 0 | 0.001 | 0 | 0 | 0 | 0 | 0 | 0 | 0 | 0 | 0 | 0 | 0
NYISO_J-K_2_NEISO | NYISO_J-K | NEISO | 2050 | B9 | 800 | 0 | 0.001 | 0 | 0 | 0 | 0 | 0 | 0 | 0 | 0 | 0 | 0 | 0
NYISO_J-K_2_NEISO | NYISO_J-K | NEISO | 2050 | B10 | 1262 | 0 | 0.001 | 0 | 0 | 0 | 0 | 0 | 0 | 0 | 0 | 0 | 0 | 0
NYISO_J-K_2_NEISO | NYISO_J-K | NEISO | 2050 | B11 | 25 | 0 | 0.001 | 0 | 0 | 0 | 0 | 0 | 0 | 0 | 0 | 0 | 0 | 0
NYISO_J-K_2_NEISO | NYISO_J-K | NEISO | 2050 | B12 | 200 | 0 | 0.001 | 0 | 0 | 0 | 0 | 0 | 0 | 0 | 0 | 0 | 0 | 0
NYISO_J-K_2_NEISO | NYISO_J-K | NEISO | 2050 | B13 | 600 | 0 | 0.001 | 0 | 0 | 0 | 0 | 0 | 0 | 0 | 0 | 0 | 0 | 0
NYISO_J-K_2_NEISO | NYISO_J-K | NEISO | 2050 | B14 | 900 | 0 | 0.001 | 0 | 0 | 0 | 0 | 0 | 0 | 0 | 0 | 0 | 0 | 0
NYISO_J-K_2_NEISO | NYISO_J-K | NEISO | 2050 | B15 | 1203 | 0 | 0.001 | 0 | 0 | 0 | 0 | 0 | 0 | 0 | 0 | 0 | 0 | 0
NYISO_J-K_2_NEISO | NYISO_J-K | NEISO | 2050 | B16 | 25 | 0 | 0.001 | 0 | 0 | 0 | 0 | 0 | 0 | 0 | 0 | 0 | 0 | 0
NYISO_J-K_2_NEISO | NYISO_J-K | NEISO | 2050 | B17 | 100 | 0 | 0.001 | 0 | 0 | 0 | 0 | 0 | 0 | 0 | 0 | 0 | 0 | 0
NYISO_J-K_2_NEISO | NYISO_J-K | NEISO | 2050 | B18 | 400 | 0 | 0.001 | 0 | 0 | 0 | 0 | 0 | 0 | 0 | 0 | 0 | 0 | 0
NYISO_J-K_2_NEISO | NYISO_J-K | NEISO | 2050 | B19 | 700 | 0 | 0.001 | 0 | 0 | 0 | 0 | 0 | 0 | 0 | 0 | 0 | 0 | 0
NYISO_J-K_2_NEISO | NYISO_J-K | NEISO | 2050 | B20 | 935 | 0 | 0.001 | 0 | 0 | 0 | 0 | 0 | 0 | 0 | 0 | 0 | 0 | 0
NYISO_J-K_2_NYISO_G-I | NYISO_J-K | NYISO_G-I | 2015 | B1 | 10 | 0 | 1999 | 0 | 0 | 0 | 0 | 0 | 0 | 0 | 0 | 0 | 0 | 0
NYISO_J-K_2_NYISO_G-I | NYISO_J-K | NYISO_G-I | 2015 | B2 | 25 | 0 | 1999 | 0 | 0 | 0 | 0 | 0 | 0 | 0 | 0 | 0 | 0 | 0
NYISO_J-K_2_NYISO_G-I | NYISO_J-K | NYISO_G-I | 2015 | B3 | 75 | 0 | 1999 | 0 | 0 | 0 | 0 | 0 | 0 | 0 | 0 | 0 | 0 | 0
NYISO_J-K_2_NYISO_G-I | NYISO_J-K | NYISO_G-I | 2015 | B4 | 100 | 0 | 1999 | 0 | 0 | 0 | 0 | 0 | 0 | 0 | 0 | 0 | 0 | 0
NYISO_J-K_2_NYISO_G-I | NYISO_J-K | NYISO_G-I | 2015 | B5 | 200 | 0 | 1999 | 0 | 0 | 0 | 0 | 0 | 0 | 0 | 0 | 0 | 0 | 0
NYISO_J-K_2_NYISO_G-I | NYISO_J-K | NYISO_G-I | 2015 | B6 | 300 | 0 | 1999 | 0 | 0 | 0 | 0 | 0 | 0 | 0 | 0 | 0 | 0 | 0
NYISO_J-K_2_NYISO_G-I | NYISO_J-K | NYISO_G-I | 2015 | B7 | 400 | 0 | 1999 | 0 | 0 | 0 | 0 | 0 | 0 | 0 | 0 | 0 | 0 | 0
NYISO_J-K_2_NYISO_G-I | NYISO_J-K | NYISO_G-I | 2015 | B8 | 500 | 0 | 1999 | 0 | 0 | 0 | 0 | 0 | 0 | 0 | 0 | 0 | 0 | 0
NYISO_J-K_2_NYISO_G-I | NYISO_J-K | NYISO_G-I | 2015 | B9 | 800 | 0 | 1999 | 0 | 0 | 0 | 0 | 0 | 0 | 0 | 0 | 0 | 0 | 0
NYISO_J-K_2_NYISO_G-I | NYISO_J-K | NYISO_G-I | 2015 | B10 | 1262 | 0 | 1999 | 0 | 0 | 0 | 0 | 0 | 0 | 0 | 0 | 0 | 0 | 0
NYISO_J-K_2_NYISO_G-I | NYISO_J-K | NYISO_G-I | 2015 | B11 | 25 | 0 | 1999 | 0 | 0 | 0 | 0 | 0 | 0 | 0 | 0 | 0 | 0 | 0
NYISO_J-K_2_NYISO_G-I | NYISO_J-K | NYISO_G-I | 2015 | B12 | 200 | 0 | 1999 | 0 | 0 | 0 | 0 | 0 | 0 | 0 | 0 | 0 | 0 | 0
NYISO_J-K_2_NYISO_G-I | NYISO_J-K | NYISO_G-I | 2015 | B13 | 600 | 0 | 1999 | 0 | 0 | 0 | 0 | 0 | 0 | 0 | 0 | 0 | 0 | 0
NYISO_J-K_2_NYISO_G-I | NYISO_J-K | NYISO_G-I | 2015 | B14 | 900 | 0 | 1999 | 0 | 0 | 0 | 0 | 0 | 0 | 0 | 0 | 0 | 0 | 0
NYISO_J-K_2_NYISO_G-I | NYISO_J-K | NYISO_G-I | 2015 | B15 | 1203 | 0 | 1999 | 0 | 0 | 0 | 0 | 0 | 0 | 0 | 0 | 0 | 0 | 0
NYISO_J-K_2_NYISO_G-I | NYISO_J-K | NYISO_G-I | 2015 | B16 | 25 | 0 | 1999 | 0 | 0 | 0 | 0 | 0 | 0 | 0 | 0 | 0 | 0 | 0
NYISO_J-K_2_NYISO_G-I | NYISO_J-K | NYISO_G-I | 2015 | B17 | 100 | 0 | 1999 | 0 | 0 | 0 | 0 | 0 | 0 | 0 | 0 | 0 | 0 | 0
NYISO_J-K_2_NYISO_G-I | NYISO_J-K | NYISO_G-I | 2015 | B18 | 400 | 0 | 1999 | 0 | 0 | 0 | 0 | 0 | 0 | 0 | 0 | 0 | 0 | 0
NYISO_J-K_2_NYISO_G-I | NYISO_J-K | NYISO_G-I | 2015 | B19 | 700 | 0 | 1999 | 0 | 0 | 0 | 0 | 0 | 0 | 0 | 0 | 0 | 0 | 0
NYISO_J-K_2_NYISO_G-I | NYISO_J-K | NYISO_G-I | 2015 | B20 | 935 | 0 | 1999 | 0 | 0 | 0 | 0 | 0 | 0 | 0 | 0 | 0 | 0 | 0
NYISO_J-K_2_NYISO_G-I | NYISO_J-K | NYISO_G-I | 2020 | B1 | 10 | 0 | 1999 | 0 | 0 | 0 | 0 | 0 | 0 | 0 | 0 | 0 | 0 | 0
NYISO_J-K_2_NYISO_G-I | NYISO_J-K | NYISO_G-I | 2020 | B2 | 25 | 0 | 1999 | 0 | 0 | 0 | 0 | 0 | 0 | 0 | 0 | 0 | 0 | 0
NYISO_J-K_2_NYISO_G-I | NYISO_J-K | NYISO_G-I | 2020 | B3 | 75 | 0 | 1999 | 0 | 0 | 0 | 0 | 0 | 0 | 0 | 0 | 0 | 0 | 0
NYISO_J-K_2_NYISO_G-I | NYISO_J-K | NYISO_G-I | 2020 | B4 | 100 | 0 | 1999 | 0 | 0 | 0 | 0 | 0 | 0 | 0 | 0 | 0 | 0 | 0
NYISO_J-K_2_NYISO_G-I | NYISO_J-K | NYISO_G-I | 2020 | B5 | 200 | 0 | 1999 | 0 | 0 | 0 | 0 | 0 | 0 | 0 | 0 | 0 | 0 | 0
NYISO_J-K_2_NYISO_G-I | NYISO_J-K | NYISO_G-I | 2020 | B6 | 300 | 0 | 1999 | 0 | 0 | 0 | 0 | 0 | 0 | 0 | 0 | 0 | 0 | 0
NYISO_J-K_2_NYISO_G-I | NYISO_J-K | NYISO_G-I | 2020 | B7 | 400 | 0 | 1999 | 0 | 0 | 0 | 0 | 0 | 0 | 0 | 0 | 0 | 0 | 0
NYISO_J-K_2_NYISO_G-I | NYISO_J-K | NYISO_G-I | 2020 | B8 | 500 | 0 | 1999 | 0 | 0 | 0 | 0 | 0 | 0 | 0 | 0 | 0 | 0 | 0
NYISO_J-K_2_NYISO_G-I | NYISO_J-K | NYISO_G-I | 2020 | B9 | 800 | 0 | 1999 | 0 | 0 | 0 | 0 | 0 | 0 | 0 | 0 | 0 | 0 | 0
NYISO_J-K_2_NYISO_G-I | NYISO_J-K | NYISO_G-I | 2020 | B10 | 1262 | 0 | 1999 | 0 | 0 | 0 | 0 | 0 | 0 | 0 | 0 | 0 | 0 | 0
NYISO_J-K_2_NYISO_G-I | NYISO_J-K | NYISO_G-I | 2020 | B11 | 25 | 0 | 1999 | 0 | 0 | 0 | 0 | 0 | 0 | 0 | 0 | 0 | 0 | 0
NYISO_J-K_2_NYISO_G-I | NYISO_J-K | NYISO_G-I | 2020 | B12 | 200 | 0 | 1999 | 0 | 0 | 0 | 0 | 0 | 0 | 0 | 0 | 0 | 0 | 0
NYISO_J-K_2_NYISO_G-I | NYISO_J-K | NYISO_G-I | 2020 | B13 | 600 | 0 | 1999 | 0 | 0 | 0 | 0 | 0 | 0 | 0 | 0 | 0 | 0 | 0
NYISO_J-K_2_NYISO_G-I | NYISO_J-K | NYISO_G-I | 2020 | B14 | 900 | 0 | 1999 | 0 | 0 | 0 | 0 | 0 | 0 | 0 | 0 | 0 | 0 | 0
NYISO_J-K_2_NYISO_G-I | NYISO_J-K | NYISO_G-I | 2020 | B15 | 1203 | 0 | 1999 | 0 | 0 | 0 | 0 | 0 | 0 | 0 | 0 | 0 | 0 | 0
NYISO_J-K_2_NYISO_G-I | NYISO_J-K | NYISO_G-I | 2020 | B16 | 25 | 0 | 1999 | 0 | 0 | 0 | 0 | 0 | 0 | 0 | 0 | 0 | 0 | 0
NYISO_J-K_2_NYISO_G-I | NYISO_J-K | NYISO_G-I | 2020 | B17 | 100 | 0 | 1999 | 0 | 0 | 0 | 0 | 0 | 0 | 0 | 0 | 0 | 0 | 0
NYISO_J-K_2_NYISO_G-I | NYISO_J-K | NYISO_G-I | 2020 | B18 | 400 | 0 | 1999 | 0 | 0 | 0 | 0 | 0 | 0 | 0 | 0 | 0 | 0 | 0
NYISO_J-K_2_NYISO_G-I | NYISO_J-K | NYISO_G-I | 2020 | B19 | 700 | 0 | 1999 | 0 | 0 | 0 | 0 | 0 | 0 | 0 | 0 | 0 | 0 | 0
NYISO_J-K_2_NYISO_G-I | NYISO_J-K | NYISO_G-I | 2020 | B20 | 935 | 0 | 1999 | 0 | 0 | 0 | 0 | 0 | 0 | 0 | 0 | 0 | 0 | 0
NYISO_J-K_2_NYISO_G-I | NYISO_J-K | NYISO_G-I | 2025 | B1 | 10 | 0 | 1999 | 0 | 0 | 0 | 0 | 0 | 0 | 0 | 0 | 0 | 0 | 0
NYISO_J-K_2_NYISO_G-I | NYISO_J-K | NYISO_G-I | 2025 | B2 | 25 | 0 | 1999 | 0 | 0 | 0 | 0 | 0 | 0 | 0 | 0 | 0 | 0 | 0
NYISO_J-K_2_NYISO_G-I | NYISO_J-K | NYISO_G-I | 2025 | B3 | 75 | 0 | 1999 | 0 | 0 | 0 | 0 | 0 | 0 | 0 | 0 | 0 | 0 | 0
NYISO_J-K_2_NYISO_G-I | NYISO_J-K | NYISO_G-I | 2025 | B4 | 100 | 0 | 1999 | 0 | 0 | 0 | 0 | 0 | 0 | 0 | 0 | 0 | 0 | 0
NYISO_J-K_2_NYISO_G-I | NYISO_J-K | NYISO_G-I | 2025 | B5 | 200 | 0 | 1999 | 0 | 0 | 0 | 0 | 0 | 0 | 0 | 0 | 0 | 0 | 0
NYISO_J-K_2_NYISO_G-I | NYISO_J-K | NYISO_G-I | 2025 | B6 | 300 | 0 | 1999 | 0 | 0 | 0 | 0 | 0 | 0 | 0 | 0 | 0 | 0 | 0
NYISO_J-K_2_NYISO_G-I | NYISO_J-K | NYISO_G-I | 2025 | B7 | 400 | 0 | 1999 | 0 | 0 | 0 | 0 | 0 | 0 | 0 | 0 | 0 | 0 | 0
NYISO_J-K_2_NYISO_G-I | NYISO_J-K | NYISO_G-I | 2025 | B8 | 500 | 0 | 1999 | 0 | 0 | 0 | 0 | 0 | 0 | 0 | 0 | 0 | 0 | 0
NYISO_J-K_2_NYISO_G-I | NYISO_J-K | NYISO_G-I | 2025 | B9 | 800 | 0 | 1999 | 0 | 0 | 0 | 0 | 0 | 0 | 0 | 0 | 0 | 0 | 0
NYISO_J-K_2_NYISO_G-I | NYISO_J-K | NYISO_G-I | 2025 | B10 | 1262 | 0 | 1999 | 0 | 0 | 0 | 0 | 0 | 0 | 0 | 0 | 0 | 0 | 0
NYISO_J-K_2_NYISO_G-I | NYISO_J-K | NYISO_G-I | 2025 | B11 | 25 | 0 | 1999 | 0 | 0 | 0 | 0 | 0 | 0 | 0 | 0 | 0 | 0 | 0
NYISO_J-K_2_NYISO_G-I | NYISO_J-K | NYISO_G-I | 2025 | B12 | 200 | 0 | 1999 | 0 | 0 | 0 | 0 | 0 | 0 | 0 | 0 | 0 | 0 | 0
NYISO_J-K_2_NYISO_G-I | NYISO_J-K | NYISO_G-I | 2025 | B13 | 600 | 0 | 1999 | 0 | 0 | 0 | 0 | 0 | 0 | 0 | 0 | 0 | 0 | 0
NYISO_J-K_2_NYISO_G-I | NYISO_J-K | NYISO_G-I | 2025 | B14 | 900 | 0 | 1999 | 0 | 0 | 0 | 0 | 0 | 0 | 0 | 0 | 0 | 0 | 0
NYISO_J-K_2_NYISO_G-I | NYISO_J-K | NYISO_G-I | 2025 | B15 | 1203 | 0 | 1999 | 0 | 0 | 0 | 0 | 0 | 0 | 0 | 0 | 0 | 0 | 0
NYISO_J-K_2_NYISO_G-I | NYISO_J-K | NYISO_G-I | 2025 | B16 | 25 | 0 | 1999 | 0 | 0 | 0 | 0 | 0 | 0 | 0 | 0 | 0 | 0 | 0
NYISO_J-K_2_NYISO_G-I | NYISO_J-K | NYISO_G-I | 2025 | B17 | 100 | 0 | 1999 | 0 | 0 | 0 | 0 | 0 | 0 | 0 | 0 | 0 | 0 | 0
NYISO_J-K_2_NYISO_G-I | NYISO_J-K | NYISO_G-I | 2025 | B18 | 400 | 0 | 1999 | 0 | 0 | 0 | 0 | 0 | 0 | 0 | 0 | 0 | 0 | 0
NYISO_J-K_2_NYISO_G-I | NYISO_J-K | NYISO_G-I | 2025 | B19 | 700 | 0 | 1999 | 0 | 0 | 0 | 0 | 0 | 0 | 0 | 0 | 0 | 0 | 0
NYISO_J-K_2_NYISO_G-I | NYISO_J-K | NYISO_G-I | 2025 | B20 | 935 | 0 | 1999 | 0 | 0 | 0 | 0 | 0 | 0 | 0 | 0 | 0 | 0 | 0
NYISO_J-K_2_NYISO_G-I | NYISO_J-K | NYISO_G-I | 2030 | B1 | 10 | 0 | 1999 | 0 | 0 | 0 | 0 | 0 | 0 | 0 | 0 | 0 | 0 | 0
NYISO_J-K_2_NYISO_G-I | NYISO_J-K | NYISO_G-I | 2030 | B2 | 25 | 0 | 1999 | 0 | 0 | 0 | 0 | 0 | 0 | 0 | 0 | 0 | 0 | 0
NYISO_J-K_2_NYISO_G-I | NYISO_J-K | NYISO_G-I | 2030 | B3 | 75 | 0 | 1999 | 0 | 0 | 0 | 0 | 0 | 0 | 0 | 0 | 0 | 0 | 0
NYISO_J-K_2_NYISO_G-I | NYISO_J-K | NYISO_G-I | 2030 | B4 | 100 | 0 | 1999 | 0 | 0 | 0 | 0 | 0 | 0 | 0 | 0 | 0 | 0 | 0
NYISO_J-K_2_NYISO_G-I | NYISO_J-K | NYISO_G-I | 2030 | B5 | 200 | 0 | 1999 | 0 | 0 | 0 | 0 | 0 | 0 | 0 | 0 | 0 | 0 | 0
NYISO_J-K_2_NYISO_G-I | NYISO_J-K | NYISO_G-I | 2030 | B6 | 300 | 0 | 1999 | 0 | 0 | 0 | 0 | 0 | 0 | 0 | 0 | 0 | 0 | 0
NYISO_J-K_2_NYISO_G-I | NYISO_J-K | NYISO_G-I | 2030 | B7 | 400 | 0 | 1999 | 0 | 0 | 0 | 0 | 0 | 0 | 0 | 0 | 0 | 0 | 0
NYISO_J-K_2_NYISO_G-I | NYISO_J-K | NYISO_G-I | 2030 | B8 | 500 | 0 | 1999 | 0 | 0 | 0 | 0 | 0 | 0 | 0 | 0 | 0 | 0 | 0
NYISO_J-K_2_NYISO_G-I | NYISO_J-K | NYISO_G-I | 2030 | B9 | 800 | 0 | 1999 | 0 | 0 | 0 | 0 | 0 | 0 | 0 | 0 | 0 | 0 | 0
NYISO_J-K_2_NYISO_G-I | NYISO_J-K | NYISO_G-I | 2030 | B10 | 1262 | 0 | 1999 | 0 | 0 | 0 | 0 | 0 | 0 | 0 | 0 | 0 | 0 | 0
NYISO_J-K_2_NYISO_G-I | NYISO_J-K | NYISO_G-I | 2030 | B11 | 25 | 0 | 1999 | 0 | 0 | 0 | 0 | 0 | 0 | 0 | 0 | 0 | 0 | 0
NYISO_J-K_2_NYISO_G-I | NYISO_J-K | NYISO_G-I | 2030 | B12 | 200 | 0 | 1999 | 0 | 0 | 0 | 0 | 0 | 0 | 0 | 0 | 0 | 0 | 0
NYISO_J-K_2_NYISO_G-I | NYISO_J-K | NYISO_G-I | 2030 | B13 | 600 | 0 | 1999 | 0 | 0 | 0 | 0 | 0 | 0 | 0 | 0 | 0 | 0 | 0
NYISO_J-K_2_NYISO_G-I | NYISO_J-K | NYISO_G-I | 2030 | B14 | 900 | 0 | 1999 | 0 | 0 | 0 | 0 | 0 | 0 | 0 | 0 | 0 | 0 | 0
NYISO_J-K_2_NYISO_G-I | NYISO_J-K | NYISO_G-I | 2030 | B15 | 1203 | 0 | 1999 | 0 | 0 | 0 | 0 | 0 | 0 | 0 | 0 | 0 | 0 | 0
NYISO_J-K_2_NYISO_G-I | NYISO_J-K | NYISO_G-I | 2030 | B16 | 25 | 0 | 1999 | 0 | 0 | 0 | 0 | 0 | 0 | 0 | 0 | 0 | 0 | 0
NYISO_J-K_2_NYISO_G-I | NYISO_J-K | NYISO_G-I | 2030 | B17 | 100 | 0 | 1999 | 0 | 0 | 0 | 0 | 0 | 0 | 0 | 0 | 0 | 0 | 0
NYISO_J-K_2_NYISO_G-I | NYISO_J-K | NYISO_G-I | 2030 | B18 | 400 | 0 | 1999 | 0 | 0 | 0 | 0 | 0 | 0 | 0 | 0 | 0 | 0 | 0
NYISO_J-K_2_NYISO_G-I | NYISO_J-K | NYISO_G-I | 2030 | B19 | 700 | 0 | 1999 | 0 | 0 | 0 | 0 | 0 | 0 | 0 | 0 | 0 | 0 | 0
NYISO_J-K_2_NYISO_G-I | NYISO_J-K | NYISO_G-I | 2030 | B20 | 935 | 0 | 1999 | 0 | 0 | 0 | 0 | 0 | 0 | 0 | 0 | 0 | 0 | 0
NYISO_J-K_2_NYISO_G-I | NYISO_J-K | NYISO_G-I | 2035 | B1 | 10 | 0 | 1999 | 0 | 0 | 0 | 0 | 0 | 0 | 0 | 0 | 0 | 0 | 0
NYISO_J-K_2_NYISO_G-I | NYISO_J-K | NYISO_G-I | 2035 | B2 | 25 | 0 | 1999 | 0 | 0 | 0 | 0 | 0 | 0 | 0 | 0 | 0 | 0 | 0
NYISO_J-K_2_NYISO_G-I | NYISO_J-K | NYISO_G-I | 2035 | B3 | 75 | 0 | 1999 | 0 | 0 | 0 | 0 | 0 | 0 | 0 | 0 | 0 | 0 | 0
NYISO_J-K_2_NYISO_G-I | NYISO_J-K | NYISO_G-I | 2035 | B4 | 100 | 0 | 1999 | 0 | 0 | 0 | 0 | 0 | 0 | 0 | 0 | 0 | 0 | 0
NYISO_J-K_2_NYISO_G-I | NYISO_J-K | NYISO_G-I | 2035 | B5 | 200 | 0 | 1999 | 0 | 0 | 0 | 0 | 0 | 0 | 0 | 0 | 0 | 0 | 0
NYISO_J-K_2_NYISO_G-I | NYISO_J-K | NYISO_G-I | 2035 | B6 | 300 | 0 | 1999 | 0 | 0 | 0 | 0 | 0 | 0 | 0 | 0 | 0 | 0 | 0
NYISO_J-K_2_NYISO_G-I | NYISO_J-K | NYISO_G-I | 2035 | B7 | 400 | 0 | 1999 | 0 | 0 | 0 | 0 | 0 | 0 | 0 | 0 | 0 | 0 | 0
NYISO_J-K_2_NYISO_G-I | NYISO_J-K | NYISO_G-I | 2035 | B8 | 500 | 0 | 1999 | 0 | 0 | 0 | 0 | 0 | 0 | 0 | 0 | 0 | 0 | 0
NYISO_J-K_2_NYISO_G-I | NYISO_J-K | NYISO_G-I | 2035 | B9 | 800 | 0 | 1999 | 0 | 0 | 0 | 0 | 0 | 0 | 0 | 0 | 0 | 0 | 0
NYISO_J-K_2_NYISO_G-I | NYISO_J-K | NYISO_G-I | 2035 | B10 | 1262 | 0 | 1999 | 0 | 0 | 0 | 0 | 0 | 0 | 0 | 0 | 0 | 0 | 0
NYISO_J-K_2_NYISO_G-I | NYISO_J-K | NYISO_G-I | 2035 | B11 | 25 | 0 | 1999 | 0 | 0 | 0 | 0 | 0 | 0 | 0 | 0 | 0 | 0 | 0
NYISO_J-K_2_NYISO_G-I | NYISO_J-K | NYISO_G-I | 2035 | B12 | 200 | 0 | 1999 | 0 | 0 | 0 | 0 | 0 | 0 | 0 | 0 | 0 | 0 | 0
NYISO_J-K_2_NYISO_G-I | NYISO_J-K | NYISO_G-I | 2035 | B13 | 600 | 0 | 1999 | 0 | 0 | 0 | 0 | 0 | 0 | 0 | 0 | 0 | 0 | 0
NYISO_J-K_2_NYISO_G-I | NYISO_J-K | NYISO_G-I | 2035 | B14 | 900 | 0 | 1999 | 0 | 0 | 0 | 0 | 0 | 0 | 0 | 0 | 0 | 0 | 0
NYISO_J-K_2_NYISO_G-I | NYISO_J-K | NYISO_G-I | 2035 | B15 | 1203 | 0 | 1999 | 0 | 0 | 0 | 0 | 0 | 0 | 0 | 0 | 0 | 0 | 0
NYISO_J-K_2_NYISO_G-I | NYISO_J-K | NYISO_G-I | 2035 | B16 | 25 | 0 | 1999 | 0 | 0 | 0 | 0 | 0 | 0 | 0 | 0 | 0 | 0 | 0
NYISO_J-K_2_NYISO_G-I | NYISO_J-K | NYISO_G-I | 2035 | B17 | 100 | 0 | 1999 | 0 | 0 | 0 | 0 | 0 | 0 | 0 | 0 | 0 | 0 | 0
NYISO_J-K_2_NYISO_G-I | NYISO_J-K | NYISO_G-I | 2035 | B18 | 400 | 0 | 1999 | 0 | 0 | 0 | 0 | 0 | 0 | 0 | 0 | 0 | 0 | 0
NYISO_J-K_2_NYISO_G-I | NYISO_J-K | NYISO_G-I | 2035 | B19 | 700 | 0 | 1999 | 0 | 0 | 0 | 0 | 0 | 0 | 0 | 0 | 0 | 0 | 0
NYISO_J-K_2_NYISO_G-I | NYISO_J-K | NYISO_G-I | 2035 | B20 | 935 | 0 | 1999 | 0 | 0 | 0 | 0 | 0 | 0 | 0 | 0 | 0 | 0 | 0
NYISO_J-K_2_NYISO_G-I | NYISO_J-K | NYISO_G-I | 2040 | B1 | 10 | 0 | 1999 | 0 | 0 | 0 | 0 | 0 | 0 | 0 | 0 | 0 | 0 | 0
NYISO_J-K_2_NYISO_G-I | NYISO_J-K | NYISO_G-I | 2040 | B2 | 25 | 0 | 1999 | 0 | 0 | 0 | 0 | 0 | 0 | 0 | 0 | 0 | 0 | 0
NYISO_J-K_2_NYISO_G-I | NYISO_J-K | NYISO_G-I | 2040 | B3 | 75 | 0 | 1999 | 0 | 0 | 0 | 0 | 0 | 0 | 0 | 0 | 0 | 0 | 0
NYISO_J-K_2_NYISO_G-I | NYISO_J-K | NYISO_G-I | 2040 | B4 | 100 | 0 | 1999 | 0 | 0 | 0 | 0 | 0 | 0 | 0 | 0 | 0 | 0 | 0
NYISO_J-K_2_NYISO_G-I | NYISO_J-K | NYISO_G-I | 2040 | B5 | 200 | 0 | 1999 | 0 | 0 | 0 | 0 | 0 | 0 | 0 | 0 | 0 | 0 | 0
NYISO_J-K_2_NYISO_G-I | NYISO_J-K | NYISO_G-I | 2040 | B6 | 300 | 0 | 1999 | 0 | 0 | 0 | 0 | 0 | 0 | 0 | 0 | 0 | 0 | 0
NYISO_J-K_2_NYISO_G-I | NYISO_J-K | NYISO_G-I | 2040 | B7 | 400 | 0 | 1999 | 0 | 0 | 0 | 0 | 0 | 0 | 0 | 0 | 0 | 0 | 0
NYISO_J-K_2_NYISO_G-I | NYISO_J-K | NYISO_G-I | 2040 | B8 | 500 | 0 | 1999 | 0 | 0 | 0 | 0 | 0 | 0 | 0 | 0 | 0 | 0 | 0
NYISO_J-K_2_NYISO_G-I | NYISO_J-K | NYISO_G-I | 2040 | B9 | 800 | 0 | 1999 | 0 | 0 | 0 | 0 | 0 | 0 | 0 | 0 | 0 | 0 | 0
NYISO_J-K_2_NYISO_G-I | NYISO_J-K | NYISO_G-I | 2040 | B10 | 1262 | 0 | 1999 | 0 | 0 | 0 | 0 | 0 | 0 | 0 | 0 | 0 | 0 | 0
NYISO_J-K_2_NYISO_G-I | NYISO_J-K | NYISO_G-I | 2040 | B11 | 25 | 0 | 1999 | 0 | 0 | 0 | 0 | 0 | 0 | 0 | 0 | 0 | 0 | 0
NYISO_J-K_2_NYISO_G-I | NYISO_J-K | NYISO_G-I | 2040 | B12 | 200 | 0 | 1999 | 0 | 0 | 0 | 0 | 0 | 0 | 0 | 0 | 0 | 0 | 0
NYISO_J-K_2_NYISO_G-I | NYISO_J-K | NYISO_G-I | 2040 | B13 | 600 | 0 | 1999 | 0 | 0 | 0 | 0 | 0 | 0 | 0 | 0 | 0 | 0 | 0
NYISO_J-K_2_NYISO_G-I | NYISO_J-K | NYISO_G-I | 2040 | B14 | 900 | 0 | 1999 | 0 | 0 | 0 | 0 | 0 | 0 | 0 | 0 | 0 | 0 | 0
NYISO_J-K_2_NYISO_G-I | NYISO_J-K | NYISO_G-I | 2040 | B15 | 1203 | 0 | 1999 | 0 | 0 | 0 | 0 | 0 | 0 | 0 | 0 | 0 | 0 | 0
NYISO_J-K_2_NYISO_G-I | NYISO_J-K | NYISO_G-I | 2040 | B16 | 25 | 0 | 1999 | 0 | 0 | 0 | 0 | 0 | 0 | 0 | 0 | 0 | 0 | 0
NYISO_J-K_2_NYISO_G-I | NYISO_J-K | NYISO_G-I | 2040 | B17 | 100 | 0 | 1999 | 0 | 0 | 0 | 0 | 0 | 0 | 0 | 0 | 0 | 0 | 0
NYISO_J-K_2_NYISO_G-I | NYISO_J-K | NYISO_G-I | 2040 | B18 | 400 | 0 | 1999 | 0 | 0 | 0 | 0 | 0 | 0 | 0 | 0 | 0 | 0 | 0
NYISO_J-K_2_NYISO_G-I | NYISO_J-K | NYISO_G-I | 2040 | B19 | 700 | 0 | 1999 | 0 | 0 | 0 | 0 | 0 | 0 | 0 | 0 | 0 | 0 | 0
NYISO_J-K_2_NYISO_G-I | NYISO_J-K | NYISO_G-I | 2040 | B20 | 935 | 0 | 1999 | 0 | 0 | 0 | 0 | 0 | 0 | 0 | 0 | 0 | 0 | 0
NYISO_J-K_2_NYISO_G-I | NYISO_J-K | NYISO_G-I | 2045 | B1 | 10 | 0 | 1999 | 0 | 0 | 0 | 0 | 0 | 0 | 0 | 0 | 0 | 0 | 0
NYISO_J-K_2_NYISO_G-I | NYISO_J-K | NYISO_G-I | 2045 | B2 | 25 | 0 | 1999 | 0 | 0 | 0 | 0 | 0 | 0 | 0 | 0 | 0 | 0 | 0
NYISO_J-K_2_NYISO_G-I | NYISO_J-K | NYISO_G-I | 2045 | B3 | 75 | 0 | 1999 | 0 | 0 | 0 | 0 | 0 | 0 | 0 | 0 | 0 | 0 | 0
NYISO_J-K_2_NYISO_G-I | NYISO_J-K | NYISO_G-I | 2045 | B4 | 100 | 0 | 1999 | 0 | 0 | 0 | 0 | 0 | 0 | 0 | 0 | 0 | 0 | 0
NYISO_J-K_2_NYISO_G-I | NYISO_J-K | NYISO_G-I | 2045 | B5 | 200 | 0 | 1999 | 0 | 0 | 0 | 0 | 0 | 0 | 0 | 0 | 0 | 0 | 0
NYISO_J-K_2_NYISO_G-I | NYISO_J-K | NYISO_G-I | 2045 | B6 | 300 | 0 | 1999 | 0 | 0 | 0 | 0 | 0 | 0 | 0 | 0 | 0 | 0 | 0
NYISO_J-K_2_NYISO_G-I | NYISO_J-K | NYISO_G-I | 2045 | B7 | 400 | 0 | 1999 | 0 | 0 | 0 | 0 | 0 | 0 | 0 | 0 | 0 | 0 | 0
NYISO_J-K_2_NYISO_G-I | NYISO_J-K | NYISO_G-I | 2045 | B8 | 500 | 0 | 1999 | 0 | 0 | 0 | 0 | 0 | 0 | 0 | 0 | 0 | 0 | 0
NYISO_J-K_2_NYISO_G-I | NYISO_J-K | NYISO_G-I | 2045 | B9 | 800 | 0 | 1999 | 0 | 0 | 0 | 0 | 0 | 0 | 0 | 0 | 0 | 0 | 0
NYISO_J-K_2_NYISO_G-I | NYISO_J-K | NYISO_G-I | 2045 | B10 | 1262 | 0 | 1999 | 0 | 0 | 0 | 0 | 0 | 0 | 0 | 0 | 0 | 0 | 0
NYISO_J-K_2_NYISO_G-I | NYISO_J-K | NYISO_G-I | 2045 | B11 | 25 | 0 | 1999 | 0 | 0 | 0 | 0 | 0 | 0 | 0 | 0 | 0 | 0 | 0
NYISO_J-K_2_NYISO_G-I | NYISO_J-K | NYISO_G-I | 2045 | B12 | 200 | 0 | 1999 | 0 | 0 | 0 | 0 | 0 | 0 | 0 | 0 | 0 | 0 | 0
NYISO_J-K_2_NYISO_G-I | NYISO_J-K | NYISO_G-I | 2045 | B13 | 600 | 0 | 1999 | 0 | 0 | 0 | 0 | 0 | 0 | 0 | 0 | 0 | 0 | 0
NYISO_J-K_2_NYISO_G-I | NYISO_J-K | NYISO_G-I | 2045 | B14 | 900 | 0 | 1999 | 0 | 0 | 0 | 0 | 0 | 0 | 0 | 0 | 0 | 0 | 0
NYISO_J-K_2_NYISO_G-I | NYISO_J-K | NYISO_G-I | 2045 | B15 | 1203 | 0 | 1999 | 0 | 0 | 0 | 0 | 0 | 0 | 0 | 0 | 0 | 0 | 0
NYISO_J-K_2_NYISO_G-I | NYISO_J-K | NYISO_G-I | 2045 | B16 | 25 | 0 | 1999 | 0 | 0 | 0 | 0 | 0 | 0 | 0 | 0 | 0 | 0 | 0
NYISO_J-K_2_NYISO_G-I | NYISO_J-K | NYISO_G-I | 2045 | B17 | 100 | 0 | 1999 | 0 | 0 | 0 | 0 | 0 | 0 | 0 | 0 | 0 | 0 | 0
NYISO_J-K_2_NYISO_G-I | NYISO_J-K | NYISO_G-I | 2045 | B18 | 400 | 0 | 1999 | 0 | 0 | 0 | 0 | 0 | 0 | 0 | 0 | 0 | 0 | 0
NYISO_J-K_2_NYISO_G-I | NYISO_J-K | NYISO_G-I | 2045 | B19 | 700 | 0 | 1999 | 0 | 0 | 0 | 0 | 0 | 0 | 0 | 0 | 0 | 0 | 0
NYISO_J-K_2_NYISO_G-I | NYISO_J-K | NYISO_G-I | 2045 | B20 | 935 | 0 | 1999 | 0 | 0 | 0 | 0 | 0 | 0 | 0 | 0 | 0 | 0 | 0
NYISO_J-K_2_NYISO_G-I | NYISO_J-K | NYISO_G-I | 2050 | B1 | 10 | 0 | 1999 | 0 | 0 | 0 | 0 | 0 | 0 | 0 | 0 | 0 | 0 | 0
NYISO_J-K_2_NYISO_G-I | NYISO_J-K | NYISO_G-I | 2050 | B2 | 25 | 0 | 1999 | 0 | 0 | 0 | 0 | 0 | 0 | 0 | 0 | 0 | 0 | 0
NYISO_J-K_2_NYISO_G-I | NYISO_J-K | NYISO_G-I | 2050 | B3 | 75 | 0 | 1999 | 0 | 0 | 0 | 0 | 0 | 0 | 0 | 0 | 0 | 0 | 0
NYISO_J-K_2_NYISO_G-I | NYISO_J-K | NYISO_G-I | 2050 | B4 | 100 | 0 | 1999 | 0 | 0 | 0 | 0 | 0 | 0 | 0 | 0 | 0 | 0 | 0
NYISO_J-K_2_NYISO_G-I | NYISO_J-K | NYISO_G-I | 2050 | B5 | 200 | 0 | 1999 | 0 | 0 | 0 | 0 | 0 | 0 | 0 | 0 | 0 | 0 | 0
NYISO_J-K_2_NYISO_G-I | NYISO_J-K | NYISO_G-I | 2050 | B6 | 300 | 0 | 1999 | 0 | 0 | 0 | 0 | 0 | 0 | 0 | 0 | 0 | 0 | 0
NYISO_J-K_2_NYISO_G-I | NYISO_J-K | NYISO_G-I | 2050 | B7 | 400 | 0 | 1999 | 0 | 0 | 0 | 0 | 0 | 0 | 0 | 0 | 0 | 0 | 0
NYISO_J-K_2_NYISO_G-I | NYISO_J-K | NYISO_G-I | 2050 | B8 | 500 | 0 | 1999 | 0 | 0 | 0 | 0 | 0 | 0 | 0 | 0 | 0 | 0 | 0
NYISO_J-K_2_NYISO_G-I | NYISO_J-K | NYISO_G-I | 2050 | B9 | 800 | 0 | 1999 | 0 | 0 | 0 | 0 | 0 | 0 | 0 | 0 | 0 | 0 | 0
NYISO_J-K_2_NYISO_G-I | NYISO_J-K | NYISO_G-I | 2050 | B10 | 1262 | 0 | 1999 | 0 | 0 | 0 | 0 | 0 | 0 | 0 | 0 | 0 | 0 | 0
NYISO_J-K_2_NYISO_G-I | NYISO_J-K | NYISO_G-I | 2050 | B11 | 25 | 0 | 1999 | 0 | 0 | 0 | 0 | 0 | 0 | 0 | 0 | 0 | 0 | 0
NYISO_J-K_2_NYISO_G-I | NYISO_J-K | NYISO_G-I | 2050 | B12 | 200 | 0 | 1999 | 0 | 0 | 0 | 0 | 0 | 0 | 0 | 0 | 0 | 0 | 0
NYISO_J-K_2_NYISO_G-I | NYISO_J-K | NYISO_G-I | 2050 | B13 | 600 | 0 | 1999 | 0 | 0 | 0 | 0 | 0 | 0 | 0 | 0 | 0 | 0 | 0
NYISO_J-K_2_NYISO_G-I | NYISO_J-K | NYISO_G-I | 2050 | B14 | 900 | 0 | 1999 | 0 | 0 | 0 | 0 | 0 | 0 | 0 | 0 | 0 | 0 | 0
NYISO_J-K_2_NYISO_G-I | NYISO_J-K | NYISO_G-I | 2050 | B15 | 1203 | 0 | 1999 | 0 | 0 | 0 | 0 | 0 | 0 | 0 | 0 | 0 | 0 | 0
NYISO_J-K_2_NYISO_G-I | NYISO_J-K | NYISO_G-I | 2050 | B16 | 25 | 0 | 1999 | 0 | 0 | 0 | 0 | 0 | 0 | 0 | 0 | 0 | 0 | 0
NYISO_J-K_2_NYISO_G-I | NYISO_J-K | NYISO_G-I | 2050 | B17 | 100 | 0 | 1999 | 0 | 0 | 0 | 0 | 0 | 0 | 0 | 0 | 0 | 0 | 0
NYISO_J-K_2_NYISO_G-I | NYISO_J-K | NYISO_G-I | 2050 | B18 | 400 | 0 | 1999 | 0 | 0 | 0 | 0 | 0 | 0 | 0 | 0 | 0 | 0 | 0
NYISO_J-K_2_NYISO_G-I | NYISO_J-K | NYISO_G-I | 2050 | B19 | 700 | 0 | 1999 | 0 | 0 | 0 | 0 | 0 | 0 | 0 | 0 | 0 | 0 | 0
NYISO_J-K_2_NYISO_G-I | NYISO_J-K | NYISO_G-I | 2050 | B20 | 935 | 0 | 1999 | 0 | 0 | 0 | 0 | 0 | 0 | 0 | 0 | 0 | 0 | 0
NYISO_J-K_2_PJM_E | NYISO_J-K | PJM_E | 2015 | B1 | 10 | 0 | 0.001 | 0 | 0 | 0 | 0 | 0 | 0 | 0 | 0 | 0 | 0 | 0
NYISO_J-K_2_PJM_E | NYISO_J-K | PJM_E | 2015 | B2 | 25 | 0 | 0.001 | 0 | 0 | 0 | 0 | 0 | 0 | 0 | 0 | 0 | 0 | 0
NYISO_J-K_2_PJM_E | NYISO_J-K | PJM_E | 2015 | B3 | 75 | 0 | 0.001 | 0 | 0 | 0 | 0 | 0 | 0 | 0 | 0 | 0 | 0 | 0
NYISO_J-K_2_PJM_E | NYISO_J-K | PJM_E | 2015 | B4 | 100 | 0 | 0.001 | 0 | 0 | 0 | 0 | 0 | 0 | 0 | 0 | 0 | 0 | 0
NYISO_J-K_2_PJM_E | NYISO_J-K | PJM_E | 2015 | B5 | 200 | 0 | 0.001 | 0 | 0 | 0 | 0 | 0 | 0 | 0 | 0 | 0 | 0 | 0
NYISO_J-K_2_PJM_E | NYISO_J-K | PJM_E | 2015 | B6 | 300 | 0 | 0.001 | 0 | 0 | 0 | 0 | 0 | 0 | 0 | 0 | 0 | 0 | 0
NYISO_J-K_2_PJM_E | NYISO_J-K | PJM_E | 2015 | B7 | 400 | 0 | 0.001 | 0 | 0 | 0 | 0 | 0 | 0 | 0 | 0 | 0 | 0 | 0
NYISO_J-K_2_PJM_E | NYISO_J-K | PJM_E | 2015 | B8 | 500 | 0 | 0.001 | 0 | 0 | 0 | 0 | 0 | 0 | 0 | 0 | 0 | 0 | 0
NYISO_J-K_2_PJM_E | NYISO_J-K | PJM_E | 2015 | B9 | 800 | 0 | 0.001 | 0 | 0 | 0 | 0 | 0 | 0 | 0 | 0 | 0 | 0 | 0
NYISO_J-K_2_PJM_E | NYISO_J-K | PJM_E | 2015 | B10 | 1262 | 0 | 0.001 | 0 | 0 | 0 | 0 | 0 | 0 | 0 | 0 | 0 | 0 | 0
NYISO_J-K_2_PJM_E | NYISO_J-K | PJM_E | 2015 | B11 | 25 | 0 | 0.001 | 0 | 0 | 0 | 0 | 0 | 0 | 0 | 0 | 0 | 0 | 0
NYISO_J-K_2_PJM_E | NYISO_J-K | PJM_E | 2015 | B12 | 200 | 0 | 0.001 | 0 | 0 | 0 | 0 | 0 | 0 | 0 | 0 | 0 | 0 | 0
NYISO_J-K_2_PJM_E | NYISO_J-K | PJM_E | 2015 | B13 | 600 | 0 | 0.001 | 0 | 0 | 0 | 0 | 0 | 0 | 0 | 0 | 0 | 0 | 0
NYISO_J-K_2_PJM_E | NYISO_J-K | PJM_E | 2015 | B14 | 900 | 0 | 0.001 | 0 | 0 | 0 | 0 | 0 | 0 | 0 | 0 | 0 | 0 | 0
NYISO_J-K_2_PJM_E | NYISO_J-K | PJM_E | 2015 | B15 | 1203 | 0 | 0.001 | 0 | 0 | 0 | 0 | 0 | 0 | 0 | 0 | 0 | 0 | 0
NYISO_J-K_2_PJM_E | NYISO_J-K | PJM_E | 2015 | B16 | 25 | 0 | 0.001 | 0 | 0 | 0 | 0 | 0 | 0 | 0 | 0 | 0 | 0 | 0
NYISO_J-K_2_PJM_E | NYISO_J-K | PJM_E | 2015 | B17 | 100 | 0 | 0.001 | 0 | 0 | 0 | 0 | 0 | 0 | 0 | 0 | 0 | 0 | 0
NYISO_J-K_2_PJM_E | NYISO_J-K | PJM_E | 2015 | B18 | 400 | 0 | 0.001 | 0 | 0 | 0 | 0 | 0 | 0 | 0 | 0 | 0 | 0 | 0
NYISO_J-K_2_PJM_E | NYISO_J-K | PJM_E | 2015 | B19 | 700 | 0 | 0.001 | 0 | 0 | 0 | 0 | 0 | 0 | 0 | 0 | 0 | 0 | 0
NYISO_J-K_2_PJM_E | NYISO_J-K | PJM_E | 2015 | B20 | 935 | 0 | 0.001 | 0 | 0 | 0 | 0 | 0 | 0 | 0 | 0 | 0 | 0 | 0
NYISO_J-K_2_PJM_E | NYISO_J-K | PJM_E | 2020 | B1 | 10 | 0 | 0.001 | 0 | 0 | 0 | 0 | 0 | 0 | 0 | 0 | 0 | 0 | 0.78681
NYISO_J-K_2_PJM_E | NYISO_J-K | PJM_E | 2020 | B2 | 25 | 0 | 0.001 | 0 | 0 | 0 | 0 | 0 | 0 | 0 | 0 | 0 | 0 | 0.78681
NYISO_J-K_2_PJM_E | NYISO_J-K | PJM_E | 2020 | B3 | 75 | 0 | 0.001 | 0.01 | 0 | 0 | 0 | 0 | 0.99708 | 0 | 0 | 0.42732 | 0 | 0.78681
NYISO_J-K_2_PJM_E | NYISO_J-K | PJM_E | 2020 | B4 | 100 | 0 | 0.001 | 0.01 | 0 | 0 | 0 | 0 | 4.7599 | 0 | 0 | 2.7199 | 0 | 0.78681
NYISO_J-K_2_PJM_E | NYISO_J-K | PJM_E | 2020 | B5 | 200 | 0 | 0.001 | 0 | 0 | 0 | 0 | 0 | 0 | 0 | 0 | 0 | 0 | 0.78681
NYISO_J-K_2_PJM_E | NYISO_J-K | PJM_E | 2020 | B6 | 300 | 0 | 0.001 | 0 | 0 | 0 | 0 | 0 | 0 | 0 | 0 | 0 | 0 | 0.78681
NYISO_J-K_2_PJM_E | NYISO_J-K | PJM_E | 2020 | B7 | 400 | 0 | 0.001 | 0 | 0 | 0 | 0 | 0 | 0 | 0 | 0 | 0 | 0 | 0.78681
NYISO_J-K_2_PJM_E | NYISO_J-K | PJM_E | 2020 | B8 | 500 | 0 | 0.001 | 0 | 0 | 0 | 0 | 0 | 0 | 0 | 0 | 0 | 0 | 0.78681
NYISO_J-K_2_PJM_E | NYISO_J-K | PJM_E | 2020 | B9 | 800 | 0 | 0.001 | 0 | 0 | 0 | 0 | 0 | 0 | 0 | 0 | 0 | 0 | 0.78681
NYISO_J-K_2_PJM_E | NYISO_J-K | PJM_E | 2020 | B10 | 1262 | 0 | 0.001 | 0 | 0 | 0 | 0 | 0 | 0 | 0 | 0 | 0 | 0 | 0.78681
NYISO_J-K_2_PJM_E | NYISO_J-K | PJM_E | 2020 | B11 | 25 | 0 | 0.001 | 0 | 0 | 0 | 0 | 0 | 0 | 0 | 0 | 0 | 0 | 0.78681
NYISO_J-K_2_PJM_E | NYISO_J-K | PJM_E | 2020 | B12 | 200 | 0 | 0.001 | 0 | 0 | 0 | 0 | 0 | 0 | 0 | 0 | 0 | 0 | 0.78681
NYISO_J-K_2_PJM_E | NYISO_J-K | PJM_E | 2020 | B13 | 600 | 0 | 0.001 | 0 | 0 | 0 | 0 | 0 | 0 | 0 | 0 | 0 | 0 | 0.78681
NYISO_J-K_2_PJM_E | NYISO_J-K | PJM_E | 2020 | B14 | 900 | 0 | 0.001 | 0 | 0 | 0 | 0 | 0 | 0 | 0 | 0 | 0 | 0 | 0.78681
NYISO_J-K_2_PJM_E | NYISO_J-K | PJM_E | 2020 | B15 | 1203 | 0 | 0.001 | 0 | 0 | 0 | 0 | 0 | 0 | 0 | 0 | 0 | 0 | 0.78681
NYISO_J-K_2_PJM_E | NYISO_J-K | PJM_E | 2020 | B16 | 25 | 0 | 0.001 | 0 | 0 | 0 | 0 | 0 | 0 | 0 | 0 | 0 | 0 | 0.78681
NYISO_J-K_2_PJM_E | NYISO_J-K | PJM_E | 2020 | B17 | 100 | 0 | 0.001 | 0 | 0 | 0 | 0 | 0 | 0 | 0 | 0 | 0 | 0 | 0.78681
NYISO_J-K_2_PJM_E | NYISO_J-K | PJM_E | 2020 | B18 | 400 | 0 | 0.001 | 0 | 0 | 0 | 0 | 0 | 0 | 0 | 0 | 0 | 0 | 0.78681
NYISO_J-K_2_PJM_E | NYISO_J-K | PJM_E | 2020 | B19 | 700 | 0 | 0.001 | 0 | 0 | 0 | 0 | 0 | 0 | 0 | 0 | 0 | 0 | 0.78681
NYISO_J-K_2_PJM_E | NYISO_J-K | PJM_E | 2020 | B20 | 935 | 0 | 0.001 | 0 | 0 | 0 | 0 | 0 | 0 | 0 | 0 | 0 | 0 | 0.78681
NYISO_J-K_2_PJM_E | NYISO_J-K | PJM_E | 2025 | B1 | 10 | 0 | 0.001 | 0 | 0 | 0 | 0 | 0 | 0 | 0 | 0 | 0 | 0 | 0.54404
NYISO_J-K_2_PJM_E | NYISO_J-K | PJM_E | 2025 | B2 | 25 | 0 | 0.001 | 0 | 0 | 0 | 0 | 0 | 0 | 0 | 0 | 0 | 0 | 0.54404
NYISO_J-K_2_PJM_E | NYISO_J-K | PJM_E | 2025 | B3 | 75 | 0 | 0.001 | 0 | 0 | 0 | 0 | 0 | 0 | 0 | 0 | 0 | 0 | 0.54404
NYISO_J-K_2_PJM_E | NYISO_J-K | PJM_E | 2025 | B4 | 100 | 0 | 0.001 | 0.01 | 0 | 0 | 0 | 407.04 | 3.015 | 0 | 0 | 1.005 | 0 | 0.54404
NYISO_J-K_2_PJM_E | NYISO_J-K | PJM_E | 2025 | B5 | 200 | 0 | 0.001 | 0.01 | 0 | 0 | 0 | 0 | 1.7568 | 0 | 0 | 1.1712 | 0 | 0.54404
NYISO_J-K_2_PJM_E | NYISO_J-K | PJM_E | 2025 | B6 | 300 | 0 | 0.001 | 0 | 0 | 0 | 0 | 0 | 0 | 0 | 0 | 0 | 0 | 0.54404
NYISO_J-K_2_PJM_E | NYISO_J-K | PJM_E | 2025 | B7 | 400 | 0 | 0.001 | 0 | 0 | 0 | 0 | 0 | 0 | 0 | 0 | 0 | 0 | 0.54404
NYISO_J-K_2_PJM_E | NYISO_J-K | PJM_E | 2025 | B8 | 500 | 0 | 0.001 | 0 | 0 | 0 | 0 | 0 | 0 | 0 | 0 | 0 | 0 | 0.54404
NYISO_J-K_2_PJM_E | NYISO_J-K | PJM_E | 2025 | B9 | 800 | 0 | 0.001 | 0 | 0 | 0 | 0 | 0 | 0 | 0 | 0 | 0 | 0 | 0.54404
NYISO_J-K_2_PJM_E | NYISO_J-K | PJM_E | 2025 | B10 | 1262 | 0 | 0.001 | 0 | 0 | 0 | 0 | 0 | 0 | 0 | 0 | 0 | 0 | 0.54404
NYISO_J-K_2_PJM_E | NYISO_J-K | PJM_E | 2025 | B11 | 25 | 0 | 0.001 | 0 | 0 | 0 | 0 | 1582.03 | 0 | 0 | 0 | 0 | 0 | 0.54404
NYISO_J-K_2_PJM_E | NYISO_J-K | PJM_E | 2025 | B12 | 200 | 0 | 0.001 | 0 | 0 | 0 | 0 | 0 | 0 | 0 | 0 | 0 | 0 | 0.54404
NYISO_J-K_2_PJM_E | NYISO_J-K | PJM_E | 2025 | B13 | 600 | 0 | 0.001 | 0 | 0 | 0 | 0 | 0 | 0 | 0 | 0 | 0 | 0 | 0.54404
NYISO_J-K_2_PJM_E | NYISO_J-K | PJM_E | 2025 | B14 | 900 | 0 | 0.001 | 0 | 0 | 0 | 0 | 0 | 0 | 0 | 0 | 0 | 0 | 0.54404
NYISO_J-K_2_PJM_E | NYISO_J-K | PJM_E | 2025 | B15 | 1203 | 0 | 0.001 | 0 | 0 | 0 | 0 | 0 | 0 | 0 | 0 | 0 | 0 | 0.54404
NYISO_J-K_2_PJM_E | NYISO_J-K | PJM_E | 2025 | B16 | 25 | 0 | 0.001 | 0 | 0 | 0 | 0 | 0 | 0 | 0 | 0 | 0 | 0 | 0.54404
NYISO_J-K_2_PJM_E | NYISO_J-K | PJM_E | 2025 | B17 | 100 | 0 | 0.001 | 0 | 0 | 0 | 0 | 0 | 0 | 0 | 0 | 0 | 0 | 0.54404
NYISO_J-K_2_PJM_E | NYISO_J-K | PJM_E | 2025 | B18 | 400 | 0 | 0.001 | 0 | 0 | 0 | 0 | 0 | 0 | 0 | 0 | 0 | 0 | 0.54404
NYISO_J-K_2_PJM_E | NYISO_J-K | PJM_E | 2025 | B19 | 700 | 0 | 0.001 | 0 | 0 | 0 | 0 | 0 | 0 | 0 | 0 | 0 | 0 | 0.54404
NYISO_J-K_2_PJM_E | NYISO_J-K | PJM_E | 2025 | B20 | 935 | 0 | 0.001 | 0 | 0 | 0 | 0 | 0 | 0 | 0 | 0 | 0 | 0 | 0.54404
NYISO_J-K_2_PJM_E | NYISO_J-K | PJM_E | 2030 | B1 | 10 | 0 | 0.001 | 0 | 0 | 0 | 0 | 0 | 0 | 0 | 0 | 0 | 0 | 1.4689
NYISO_J-K_2_PJM_E | NYISO_J-K | PJM_E | 2030 | B2 | 25 | 0 | 0.001 | 0 | 0 | 0 | 0 | 0 | 0 | 0 | 0 | 0 | 0 | 1.4689
NYISO_J-K_2_PJM_E | NYISO_J-K | PJM_E | 2030 | B3 | 75 | 0 | 0.001 | 0 | 0 | 0 | 0 | 0 | 0 | 0 | 0 | 0 | 0 | 1.4689
NYISO_J-K_2_PJM_E | NYISO_J-K | PJM_E | 2030 | B4 | 100 | 0 | 0.001 | 0.01 | 0 | 0 | 0 | 3018.77 | 5.567 | 0 | 0 | 1.8557 | 0 | 1.4689
NYISO_J-K_2_PJM_E | NYISO_J-K | PJM_E | 2030 | B5 | 200 | 0 | 0.001 | 0.01 | 0 | 0 | 0 | 4666.31 | 6.03 | 0 | 0 | 4.02 | 0 | 1.4689
NYISO_J-K_2_PJM_E | NYISO_J-K | PJM_E | 2030 | B6 | 300 | 0 | 0.001 | 0 | 0 | 0 | 0 | 0 | 0 | 0 | 0 | 0 | 0 | 1.4689
NYISO_J-K_2_PJM_E | NYISO_J-K | PJM_E | 2030 | B7 | 400 | 0 | 0.001 | 0 | 0 | 0 | 0 | 0 | 0 | 0 | 0 | 0 | 0 | 1.4689
NYISO_J-K_2_PJM_E | NYISO_J-K | PJM_E | 2030 | B8 | 500 | 0 | 0.001 | 0 | 0 | 0 | 0 | 0 | 0 | 0 | 0 | 0 | 0 | 1.4689
NYISO_J-K_2_PJM_E | NYISO_J-K | PJM_E | 2030 | B9 | 800 | 0 | 0.001 | 0 | 0 | 0 | 0 | 0 | 0 | 0 | 0 | 0 | 0 | 1.4689
NYISO_J-K_2_PJM_E | NYISO_J-K | PJM_E | 2030 | B10 | 1262 | 0 | 0.001 | 0 | 0 | 0 | 0 | 0 | 0 | 0 | 0 | 0 | 0 | 1.4689
NYISO_J-K_2_PJM_E | NYISO_J-K | PJM_E | 2030 | B11 | 25 | 0 | 0.001 | 0 | 0 | 0 | 0 | 5228.6 | 0 | 0 | 0 | 0 | 0 | 1.4689
NYISO_J-K_2_PJM_E | NYISO_J-K | PJM_E | 2030 | B12 | 200 | 0 | 0.001 | 0 | 0 | 0 | 0 | 0 | 0 | 0 | 0 | 0 | 0 | 1.4689
NYISO_J-K_2_PJM_E | NYISO_J-K | PJM_E | 2030 | B13 | 600 | 0 | 0.001 | 0 | 0 | 0 | 0 | 0 | 0 | 0 | 0 | 0 | 0 | 1.4689
NYISO_J-K_2_PJM_E | NYISO_J-K | PJM_E | 2030 | B14 | 900 | 0 | 0.001 | 0 | 0 | 0 | 0 | 0 | 0 | 0 | 0 | 0 | 0 | 1.4689
NYISO_J-K_2_PJM_E | NYISO_J-K | PJM_E | 2030 | B15 | 1203 | 0 | 0.001 | 0 | 0 | 0 | 0 | 0 | 0 | 0 | 0 | 0 | 0 | 1.4689
NYISO_J-K_2_PJM_E | NYISO_J-K | PJM_E | 2030 | B16 | 25 | 0 | 0.001 | 0 | 0 | 0 | 0 | 0 | 0 | 0 | 0 | 0 | 0 | 1.4689
NYISO_J-K_2_PJM_E | NYISO_J-K | PJM_E | 2030 | B17 | 100 | 0 | 0.001 | 0 | 0 | 0 | 0 | 0 | 0 | 0 | 0 | 0 | 0 | 1.4689
NYISO_J-K_2_PJM_E | NYISO_J-K | PJM_E | 2030 | B18 | 400 | 0 | 0.001 | 0 | 0 | 0 | 0 | 0 | 0 | 0 | 0 | 0 | 0 | 1.4689
NYISO_J-K_2_PJM_E | NYISO_J-K | PJM_E | 2030 | B19 | 700 | 0 | 0.001 | 0 | 0 | 0 | 0 | 0 | 0 | 0 | 0 | 0 | 0 | 1.4689
NYISO_J-K_2_PJM_E | NYISO_J-K | PJM_E | 2030 | B20 | 935 | 0 | 0.001 | 0 | 0 | 0 | 0 | 0 | 0 | 0 | 0 | 0 | 0 | 1.4689
NYISO_J-K_2_PJM_E | NYISO_J-K | PJM_E | 2035 | B1 | 10 | 0 | 0.001 | 0 | 0 | 0 | 0 | 0 | 0 | 0 | 0 | 0 | 0 | 1.9916
NYISO_J-K_2_PJM_E | NYISO_J-K | PJM_E | 2035 | B2 | 25 | 0 | 0.001 | 0 | 0 | 0 | 0 | 0 | 0 | 0 | 0 | 0 | 0 | 1.9916
NYISO_J-K_2_PJM_E | NYISO_J-K | PJM_E | 2035 | B3 | 75 | 0 | 0.001 | 0.01 | 0 | 0 | 0 | 3589.32 | 4.0952 | 0 | 0 | 0.81903 | 0 | 1.9916
NYISO_J-K_2_PJM_E | NYISO_J-K | PJM_E | 2035 | B4 | 100 | 0 | 0.001 | 0.01 | 0 | 0 | 0 | 6588.01 | 9.7097 | 0 | 0 | 2.5892 | 0 | 1.9916
NYISO_J-K_2_PJM_E | NYISO_J-K | PJM_E | 2035 | B5 | 200 | 0 | 0.001 | 0.01 | 0 | 0 | 0 | 5629.62 | 8.5464 | 0 | 0 | 4.5581 | 0 | 1.9916
NYISO_J-K_2_PJM_E | NYISO_J-K | PJM_E | 2035 | B6 | 300 | 0 | 0.001 | 0 | 0 | 0 | 0 | 0 | 0 | 0 | 0 | 0 | 0 | 1.9916
NYISO_J-K_2_PJM_E | NYISO_J-K | PJM_E | 2035 | B7 | 400 | 0 | 0.001 | 0 | 0 | 0 | 0 | 0 | 0 | 0 | 0 | 0 | 0 | 1.9916
NYISO_J-K_2_PJM_E | NYISO_J-K | PJM_E | 2035 | B8 | 500 | 0 | 0.001 | 0 | 0 | 0 | 0 | 0 | 0 | 0 | 0 | 0 | 0 | 1.9916
NYISO_J-K_2_PJM_E | NYISO_J-K | PJM_E | 2035 | B9 | 800 | 0 | 0.001 | 0 | 0 | 0 | 0 | 0 | 0 | 0 | 0 | 0 | 0 | 1.9916
NYISO_J-K_2_PJM_E | NYISO_J-K | PJM_E | 2035 | B10 | 1262 | 0 | 0.001 | 0 | 0 | 0 | 0 | 0 | 0 | 0 | 0 | 0 | 0 | 1.9916
NYISO_J-K_2_PJM_E | NYISO_J-K | PJM_E | 2035 | B11 | 25 | 0 | 0.001 | 0 | 0 | 0 | 0 | 2432.3 | 0 | 0 | 0 | 0 | 0 | 1.9916
NYISO_J-K_2_PJM_E | NYISO_J-K | PJM_E | 2035 | B12 | 200 | 0 | 0.001 | 0 | 0 | 0 | 0 | 539.36 | 0 | 0 | 0 | 0 | 0 | 1.9916
NYISO_J-K_2_PJM_E | NYISO_J-K | PJM_E | 2035 | B13 | 600 | 0 | 0.001 | 0 | 0 | 0 | 0 | 0 | 0 | 0 | 0 | 0 | 0 | 1.9916
NYISO_J-K_2_PJM_E | NYISO_J-K | PJM_E | 2035 | B14 | 900 | 0 | 0.001 | 0 | 0 | 0 | 0 | 0 | 0 | 0 | 0 | 0 | 0 | 1.9916
NYISO_J-K_2_PJM_E | NYISO_J-K | PJM_E | 2035 | B15 | 1203 | 0 | 0.001 | 0 | 0 | 0 | 0 | 0 | 0 | 0 | 0 | 0 | 0 | 1.9916
NYISO_J-K_2_PJM_E | NYISO_J-K | PJM_E | 2035 | B16 | 25 | 0 | 0.001 | 0 | 0 | 0 | 0 | 0 | 0 | 0 | 0 | 0 | 0 | 1.9916
NYISO_J-K_2_PJM_E | NYISO_J-K | PJM_E | 2035 | B17 | 100 | 0 | 0.001 | 0 | 0 | 0 | 0 | 0 | 0 | 0 | 0 | 0 | 0 | 1.9916
NYISO_J-K_2_PJM_E | NYISO_J-K | PJM_E | 2035 | B18 | 400 | 0 | 0.001 | 0 | 0 | 0 | 0 | 0 | 0 | 0 | 0 | 0 | 0 | 1.9916
NYISO_J-K_2_PJM_E | NYISO_J-K | PJM_E | 2035 | B19 | 700 | 0 | 0.001 | 0 | 0 | 0 | 0 | 0 | 0 | 0 | 0 | 0 | 0 | 1.9916
NYISO_J-K_2_PJM_E | NYISO_J-K | PJM_E | 2035 | B20 | 935 | 0 | 0.001 | 0 | 0 | 0 | 0 | 0 | 0 | 0 | 0 | 0 | 0 | 1.9916
NYISO_J-K_2_PJM_E | NYISO_J-K | PJM_E | 2040 | B1 | 10 | 0 | 0.001 | 0 | 0 | 0 | 0 | 0 | 0 | 0 | 0 | 0 | 0 | 0.080123
NYISO_J-K_2_PJM_E | NYISO_J-K | PJM_E | 2040 | B2 | 25 | 0 | 0.001 | 0 | 0 | 0 | 0 | 0 | 0 | 0 | 0 | 0 | 0 | 0.080123
NYISO_J-K_2_PJM_E | NYISO_J-K | PJM_E | 2040 | B3 | 75 | 0 | 0.001 | 0 | 0 | 0 | 0 | 4070.45 | 0 | 0 | 0 | 0 | 0 | 0.080123
NYISO_J-K_2_PJM_E | NYISO_J-K | PJM_E | 2040 | B4 | 100 | 0 | 0.001 | 0 | 0 | 0 | 0 | 6481.01 | 0 | 0 | 0 | 0 | 0 | 0.080123
NYISO_J-K_2_PJM_E | NYISO_J-K | PJM_E | 2040 | B5 | 200 | 0 | 0.001 | 0.01 | 0 | 0 | 0 | 2696.6 | 0.32049 | 0 | 0 | 0.32049 | 0 | 0.080123
NYISO_J-K_2_PJM_E | NYISO_J-K | PJM_E | 2040 | B6 | 300 | 0 | 0.001 | 0 | 0 | 0 | 0 | 0 | 0 | 0 | 0 | 0 | 0 | 0.080123
NYISO_J-K_2_PJM_E | NYISO_J-K | PJM_E | 2040 | B7 | 400 | 0 | 0.001 | 0 | 0 | 0 | 0 | 0 | 0 | 0 | 0 | 0 | 0 | 0.080123
NYISO_J-K_2_PJM_E | NYISO_J-K | PJM_E | 2040 | B8 | 500 | 0 | 0.001 | 0 | 0 | 0 | 0 | 0 | 0 | 0 | 0 | 0 | 0 | 0.080123
NYISO_J-K_2_PJM_E | NYISO_J-K | PJM_E | 2040 | B9 | 800 | 0 | 0.001 | 0 | 0 | 0 | 0 | 0 | 0 | 0 | 0 | 0 | 0 | 0.080123
NYISO_J-K_2_PJM_E | NYISO_J-K | PJM_E | 2040 | B10 | 1262 | 0 | 0.001 | 0 | 0 | 0 | 0 | 0 | 0 | 0 | 0 | 0 | 0 | 0.080123
NYISO_J-K_2_PJM_E | NYISO_J-K | PJM_E | 2040 | B11 | 25 | 0 | 0.001 | 0 | 0 | 0 | 0 | 0 | 0 | 0 | 0 | 0 | 0 | 0.080123
NYISO_J-K_2_PJM_E | NYISO_J-K | PJM_E | 2040 | B12 | 200 | 0 | 0.001 | 0 | 0 | 0 | 0 | 0 | 0 | 0 | 0 | 0 | 0 | 0.080123
NYISO_J-K_2_PJM_E | NYISO_J-K | PJM_E | 2040 | B13 | 600 | 0 | 0.001 | 0 | 0 | 0 | 0 | 0 | 0 | 0 | 0 | 0 | 0 | 0.080123
NYISO_J-K_2_PJM_E | NYISO_J-K | PJM_E | 2040 | B14 | 900 | 0 | 0.001 | 0 | 0 | 0 | 0 | 0 | 0 | 0 | 0 | 0 | 0 | 0.080123
NYISO_J-K_2_PJM_E | NYISO_J-K | PJM_E | 2040 | B15 | 1203 | 0 | 0.001 | 0 | 0 | 0 | 0 | 0 | 0 | 0 | 0 | 0 | 0 | 0.080123
NYISO_J-K_2_PJM_E | NYISO_J-K | PJM_E | 2040 | B16 | 25 | 0 | 0.001 | 0 | 0 | 0 | 0 | 0 | 0 | 0 | 0 | 0 | 0 | 0.080123
NYISO_J-K_2_PJM_E | NYISO_J-K | PJM_E | 2040 | B17 | 100 | 0 | 0.001 | 0 | 0 | 0 | 0 | 0 | 0 | 0 | 0 | 0 | 0 | 0.080123
NYISO_J-K_2_PJM_E | NYISO_J-K | PJM_E | 2040 | B18 | 400 | 0 | 0.001 | 0 | 0 | 0 | 0 | 0 | 0 | 0 | 0 | 0 | 0 | 0.080123
NYISO_J-K_2_PJM_E | NYISO_J-K | PJM_E | 2040 | B19 | 700 | 0 | 0.001 | 0 | 0 | 0 | 0 | 0 | 0 | 0 | 0 | 0 | 0 | 0.080123
NYISO_J-K_2_PJM_E | NYISO_J-K | PJM_E | 2040 | B20 | 935 | 0 | 0.001 | 0 | 0 | 0 | 0 | 0 | 0 | 0 | 0 | 0 | 0 | 0.080123
NYISO_J-K_2_PJM_E | NYISO_J-K | PJM_E | 2045 | B1 | 10 | 0 | 0.001 | 0 | 0 | 0 | 0 | 0 | 0 | 0 | 0 | 0 | 0 | 0
NYISO_J-K_2_PJM_E | NYISO_J-K | PJM_E | 2045 | B2 | 25 | 0 | 0.001 | 0 | 0 | 0 | 0 | 0 | 0 | 0 | 0 | 0 | 0 | 0
NYISO_J-K_2_PJM_E | NYISO_J-K | PJM_E | 2045 | B3 | 75 | 0 | 0.001 | 0 | 0 | 0 | 0 | 0 | 0 | 0 | 0 | 0 | 0 | 0
NYISO_J-K_2_PJM_E | NYISO_J-K | PJM_E | 2045 | B4 | 100 | 0 | 0.001 | 0 | 0 | 0 | 0 | 0 | 0 | 0 | 0 | 0 | 0 | 0
NYISO_J-K_2_PJM_E | NYISO_J-K | PJM_E | 2045 | B5 | 200 | 0 | 0.001 | 0 | 0 | 0 | 0 | 0 | 0 | 0 | 0 | 0 | 0 | 0
NYISO_J-K_2_PJM_E | NYISO_J-K | PJM_E | 2045 | B6 | 300 | 0 | 0.001 | 0 | 0 | 0 | 0 | 0 | 0 | 0 | 0 | 0 | 0 | 0
NYISO_J-K_2_PJM_E | NYISO_J-K | PJM_E | 2045 | B7 | 400 | 0 | 0.001 | 0 | 0 | 0 | 0 | 0 | 0 | 0 | 0 | 0 | 0 | 0
NYISO_J-K_2_PJM_E | NYISO_J-K | PJM_E | 2045 | B8 | 500 | 0 | 0.001 | 0 | 0 | 0 | 0 | 0 | 0 | 0 | 0 | 0 | 0 | 0
NYISO_J-K_2_PJM_E | NYISO_J-K | PJM_E | 2045 | B9 | 800 | 0 | 0.001 | 0 | 0 | 0 | 0 | 0 | 0 | 0 | 0 | 0 | 0 | 0
NYISO_J-K_2_PJM_E | NYISO_J-K | PJM_E | 2045 | B10 | 1262 | 0 | 0.001 | 0 | 0 | 0 | 0 | 0 | 0 | 0 | 0 | 0 | 0 | 0
NYISO_J-K_2_PJM_E | NYISO_J-K | PJM_E | 2045 | B11 | 25 | 0 | 0.001 | 0 | 0 | 0 | 0 | 0 | 0 | 0 | 0 | 0 | 0 | 0
NYISO_J-K_2_PJM_E | NYISO_J-K | PJM_E | 2045 | B12 | 200 | 0 | 0.001 | 0 | 0 | 0 | 0 | 0 | 0 | 0 | 0 | 0 | 0 | 0
NYISO_J-K_2_PJM_E | NYISO_J-K | PJM_E | 2045 | B13 | 600 | 0 | 0.001 | 0 | 0 | 0 | 0 | 0 | 0 | 0 | 0 | 0 | 0 | 0
NYISO_J-K_2_PJM_E | NYISO_J-K | PJM_E | 2045 | B14 | 900 | 0 | 0.001 | 0 | 0 | 0 | 0 | 0 | 0 | 0 | 0 | 0 | 0 | 0
NYISO_J-K_2_PJM_E | NYISO_J-K | PJM_E | 2045 | B15 | 1203 | 0 | 0.001 | 0 | 0 | 0 | 0 | 0 | 0 | 0 | 0 | 0 | 0 | 0
NYISO_J-K_2_PJM_E | NYISO_J-K | PJM_E | 2045 | B16 | 25 | 0 | 0.001 | 0 | 0 | 0 | 0 | 0 | 0 | 0 | 0 | 0 | 0 | 0
NYISO_J-K_2_PJM_E | NYISO_J-K | PJM_E | 2045 | B17 | 100 | 0 | 0.001 | 0 | 0 | 0 | 0 | 0 | 0 | 0 | 0 | 0 | 0 | 0
NYISO_J-K_2_PJM_E | NYISO_J-K | PJM_E | 2045 | B18 | 400 | 0 | 0.001 | 0 | 0 | 0 | 0 | 0 | 0 | 0 | 0 | 0 | 0 | 0
NYISO_J-K_2_PJM_E | NYISO_J-K | PJM_E | 2045 | B19 | 700 | 0 | 0.001 | 0 | 0 | 0 | 0 | 0 | 0 | 0 | 0 | 0 | 0 | 0
NYISO_J-K_2_PJM_E | NYISO_J-K | PJM_E | 2045 | B20 | 935 | 0 | 0.001 | 0 | 0 | 0 | 0 | 0 | 0 | 0 | 0 | 0 | 0 | 0
NYISO_J-K_2_PJM_E | NYISO_J-K | PJM_E | 2050 | B1 | 10 | 0 | 0.001 | 0.01 | 0 | 0 | 0 | 0 | 2.7182 | 0 | 0 | 2.7182 | 0 | 0.67956
NYISO_J-K_2_PJM_E | NYISO_J-K | PJM_E | 2050 | B2 | 25 | 0 | 0.001 | 0 | 0 | 0 | 0 | 248.77 | 0 | 0 | 0 | 0 | 0 | 0.67956
NYISO_J-K_2_PJM_E | NYISO_J-K | PJM_E | 2050 | B3 | 75 | 0 | 0.001 | 0 | 0 | 0 | 0 | 3379.86 | 0 | 0 | 0 | 0 | 0 | 0.67956
NYISO_J-K_2_PJM_E | NYISO_J-K | PJM_E | 2050 | B4 | 100 | 0 | 0.001 | 0 | 0 | 0 | 0 | 4930.92 | 0 | 0 | 0 | 0 | 0 | 0.67956
NYISO_J-K_2_PJM_E | NYISO_J-K | PJM_E | 2050 | B5 | 200 | 0 | 0.001 | 0 | 0 | 0 | 0 | 2780.95 | 0 | 0 | 0 | 0 | 0 | 0.67956
NYISO_J-K_2_PJM_E | NYISO_J-K | PJM_E | 2050 | B6 | 300 | 0 | 0.001 | 0 | 0 | 0 | 0 | 0 | 0 | 0 | 0 | 0 | 0 | 0.67956
NYISO_J-K_2_PJM_E | NYISO_J-K | PJM_E | 2050 | B7 | 400 | 0 | 0.001 | 0 | 0 | 0 | 0 | 0 | 0 | 0 | 0 | 0 | 0 | 0.67956
NYISO_J-K_2_PJM_E | NYISO_J-K | PJM_E | 2050 | B8 | 500 | 0 | 0.001 | 0 | 0 | 0 | 0 | 0 | 0 | 0 | 0 | 0 | 0 | 0.67956
NYISO_J-K_2_PJM_E | NYISO_J-K | PJM_E | 2050 | B9 | 800 | 0 | 0.001 | 0 | 0 | 0 | 0 | 0 | 0 | 0 | 0 | 0 | 0 | 0.67956
NYISO_J-K_2_PJM_E | NYISO_J-K | PJM_E | 2050 | B10 | 1262 | 0 | 0.001 | 0 | 0 | 0 | 0 | 0 | 0 | 0 | 0 | 0 | 0 | 0.67956
NYISO_J-K_2_PJM_E | NYISO_J-K | PJM_E | 2050 | B11 | 25 | 0 | 0.001 | 0 | 0 | 0 | 0 | 0 | 0 | 0 | 0 | 0 | 0 | 0.67956
NYISO_J-K_2_PJM_E | NYISO_J-K | PJM_E | 2050 | B12 | 200 | 0 | 0.001 | 0 | 0 | 0 | 0 | 0 | 0 | 0 | 0 | 0 | 0 | 0.67956
NYISO_J-K_2_PJM_E | NYISO_J-K | PJM_E | 2050 | B13 | 600 | 0 | 0.001 | 0 | 0 | 0 | 0 | 0 | 0 | 0 | 0 | 0 | 0 | 0.67956
NYISO_J-K_2_PJM_E | NYISO_J-K | PJM_E | 2050 | B14 | 900 | 0 | 0.001 | 0 | 0 | 0 | 0 | 0 | 0 | 0 | 0 | 0 | 0 | 0.67956
NYISO_J-K_2_PJM_E | NYISO_J-K | PJM_E | 2050 | B15 | 1203 | 0 | 0.001 | 0 | 0 | 0 | 0 | 0 | 0 | 0 | 0 | 0 | 0 | 0.67956
NYISO_J-K_2_PJM_E | NYISO_J-K | PJM_E | 2050 | B16 | 25 | 0 | 0.001 | 0 | 0 | 0 | 0 | 0 | 0 | 0 | 0 | 0 | 0 | 0.67956
NYISO_J-K_2_PJM_E | NYISO_J-K | PJM_E | 2050 | B17 | 100 | 0 | 0.001 | 0 | 0 | 0 | 0 | 0 | 0 | 0 | 0 | 0 | 0 | 0.67956
NYISO_J-K_2_PJM_E | NYISO_J-K | PJM_E | 2050 | B18 | 400 | 0 | 0.001 | 0 | 0 | 0 | 0 | 0 | 0 | 0 | 0 | 0 | 0 | 0.67956
NYISO_J-K_2_PJM_E | NYISO_J-K | PJM_E | 2050 | B19 | 700 | 0 | 0.001 | 0 | 0 | 0 | 0 | 0 | 0 | 0 | 0 | 0 | 0 | 0.67956
NYISO_J-K_2_PJM_E | NYISO_J-K | PJM_E | 2050 | B20 | 935 | 0 | 0.001 | 0 | 0 | 0 | 0 | 0 | 0 | 0 | 0 | 0 | 0 | 0.67956
PJM_E_2_NYISO_G-I | PJM_E | NYISO_G-I | 2015 | B1 | 10 | 0 | 500 | 0 | 0 | 0 | 0 | 0 | 0 | 0 | 0 | 0 | 0 | 0.46957
PJM_E_2_NYISO_G-I | PJM_E | NYISO_G-I | 2015 | B2 | 25 | 0 | 500 | 0 | 0 | 0 | 0 | 0 | 0 | 0 | 0 | 0 | 0 | 0.46957
PJM_E_2_NYISO_G-I | PJM_E | NYISO_G-I | 2015 | B3 | 75 | 0 | 500 | 0 | 0 | 0 | 0 | 0 | 0 | 0 | 0 | 0 | 0 | 0.46957
PJM_E_2_NYISO_G-I | PJM_E | NYISO_G-I | 2015 | B4 | 100 | 0 | 500 | 0 | 0 | 0 | 0 | 0 | 0 | 0 | 0 | 0 | 0 | 0.46957
PJM_E_2_NYISO_G-I | PJM_E | NYISO_G-I | 2015 | B5 | 200 | 0 | 500 | 0 | 0 | 0 | 0 | 0 | 0 | 0 | 0 | 0 | 0 | 0.46957
PJM_E_2_NYISO_G-I | PJM_E | NYISO_G-I | 2015 | B6 | 300 | 0 | 500 | 200.82 | 0 | 0 | 0 | 0 | 0 | 0 | 0 | 0 | 0 | 0.46957
PJM_E_2_NYISO_G-I | PJM_E | NYISO_G-I | 2015 | B7 | 400 | 0 | 500 | 0 | 0 | 0 | 0 | 0 | 0 | 0 | 0 | 0 | 0 | 0.46957
PJM_E_2_NYISO_G-I | PJM_E | NYISO_G-I | 2015 | B8 | 500 | 0 | 500 | 0 | 0 | 0 | 0 | 0 | 0 | 0 | 0 | 0 | 0 | 0.46957
PJM_E_2_NYISO_G-I | PJM_E | NYISO_G-I | 2015 | B9 | 800 | 0 | 500 | 0 | 0 | 0 | 0 | 0 | 0 | 0 | 0 | 0 | 0 | 0.46957
PJM_E_2_NYISO_G-I | PJM_E | NYISO_G-I | 2015 | B10 | 1262 | 0 | 500 | 0 | 0 | 0 | 0 | 0 | 0 | 0 | 0 | 0 | 0 | 0.46957
PJM_E_2_NYISO_G-I | PJM_E | NYISO_G-I | 2015 | B11 | 25 | 0 | 500 | 0 | 0 | 0 | 0 | 0 | 0 | 0 | 0 | 0 | 0 | 0.46957
PJM_E_2_NYISO_G-I | PJM_E | NYISO_G-I | 2015 | B12 | 200 | 0 | 500 | 0 | 0 | 0 | 0 | 0 | 0 | 0 | 0 | 0 | 0 | 0.46957
PJM_E_2_NYISO_G-I | PJM_E | NYISO_G-I | 2015 | B13 | 600 | 0 | 500 | 0 | 0 | 0 | 0 | 0 | 0 | 0 | 0 | 0 | 0 | 0.46957
PJM_E_2_NYISO_G-I | PJM_E | NYISO_G-I | 2015 | B14 | 900 | 0 | 500 | 0 | 0 | 0 | 0 | 0 | 0 | 0 | 0 | 0 | 0 | 0.46957
PJM_E_2_NYISO_G-I | PJM_E | NYISO_G-I | 2015 | B15 | 1203 | 0 | 500 | 0 | 0 | 0 | 0 | 0 | 0 | 0 | 0 | 0 | 0 | 0.46957
PJM_E_2_NYISO_G-I | PJM_E | NYISO_G-I | 2015 | B16 | 25 | 0 | 500 | 0 | 0 | 0 | 0 | 0 | 0 | 0 | 0 | 0 | 0 | 0.46957
PJM_E_2_NYISO_G-I | PJM_E | NYISO_G-I | 2015 | B17 | 100 | 0 | 500 | 0 | 0 | 0 | 0 | 0 | 0 | 0 | 0 | 0 | 0 | 0.46957
PJM_E_2_NYISO_G-I | PJM_E | NYISO_G-I | 2015 | B18 | 400 | 0 | 500 | 352.47 | 0 | 0 | 0 | 0 | 0 | 0 | 0 | 0 | 0 | 0.46957
PJM_E_2_NYISO_G-I | PJM_E | NYISO_G-I | 2015 | B19 | 700 | 0 | 500 | 500 | 0 | 0 | 0 | 0 | 0.39171 | 0 | 0 | 0.1677 | 0 | 0.46957
PJM_E_2_NYISO_G-I | PJM_E | NYISO_G-I | 2015 | B20 | 935 | 0 | 500 | 500 | 0 | 500 | 0 | 0 | 2.9912 | 0 | 0.32049 | 1.7106 | 0 | 0.46957
PJM_E_2_NYISO_G-I | PJM_E | NYISO_G-I | 2020 | B1 | 10 | 0 | 500 | 500 | 0 | 0 | 0 | 0 | 4.475 | 0 | 0 | 0.027204 | 0 | 0.65843
PJM_E_2_NYISO_G-I | PJM_E | NYISO_G-I | 2020 | B2 | 25 | 0 | 500 | 0 | 0 | 0 | 0 | 0 | 0 | 0 | 0 | 0 | 0 | 0.65843
PJM_E_2_NYISO_G-I | PJM_E | NYISO_G-I | 2020 | B3 | 75 | 0 | 500 | 0 | 0 | 0 | 0 | 0 | 0 | 0 | 0 | 0 | 0 | 0.65843
PJM_E_2_NYISO_G-I | PJM_E | NYISO_G-I | 2020 | B4 | 100 | 0 | 500 | 0 | 0 | 0 | 0 | 0 | 0 | 0 | 0 | 0 | 0 | 0.65843
PJM_E_2_NYISO_G-I | PJM_E | NYISO_G-I | 2020 | B5 | 200 | 0 | 500 | 0 | 0 | 0 | 0 | 0 | 0 | 0 | 0 | 0 | 0 | 0.65843
PJM_E_2_NYISO_G-I | PJM_E | NYISO_G-I | 2020 | B6 | 300 | 0 | 500 | 0 | 0 | 0 | 0 | 0 | 0 | 0 | 0 | 0 | 0 | 0.65843
PJM_E_2_NYISO_G-I | PJM_E | NYISO_G-I | 2020 | B7 | 400 | 0 | 500 | 72.86 | 0 | 0 | 0 | 0 | 0 | 0 | 0 | 0 | 0 | 0.65843
PJM_E_2_NYISO_G-I | PJM_E | NYISO_G-I | 2020 | B8 | 500 | 0 | 500 | 0 | 0 | 0 | 0 | 0 | 0 | 0 | 0 | 0 | 0 | 0.65843
PJM_E_2_NYISO_G-I | PJM_E | NYISO_G-I | 2020 | B9 | 800 | 0 | 500 | 0 | 0 | 0 | 0 | 0 | 0 | 0 | 0 | 0 | 0 | 0.65843
PJM_E_2_NYISO_G-I | PJM_E | NYISO_G-I | 2020 | B10 | 1262 | 0 | 500 | 0 | 0 | 0 | 0 | 0 | 0 | 0 | 0 | 0 | 0 | 0.65843
PJM_E_2_NYISO_G-I | PJM_E | NYISO_G-I | 2020 | B11 | 25 | 0 | 500 | 0 | 0 | 0 | 0 | 0 | 0 | 0 | 0 | 0 | 0 | 0.65843
PJM_E_2_NYISO_G-I | PJM_E | NYISO_G-I | 2020 | B12 | 200 | 0 | 500 | 0 | 0 | 0 | 0 | 0 | 0 | 0 | 0 | 0 | 0 | 0.65843
PJM_E_2_NYISO_G-I | PJM_E | NYISO_G-I | 2020 | B13 | 600 | 0 | 500 | 0 | 0 | 0 | 0 | 0 | 0 | 0 | 0 | 0 | 0 | 0.65843
PJM_E_2_NYISO_G-I | PJM_E | NYISO_G-I | 2020 | B14 | 900 | 0 | 500 | 0 | 0 | 0 | 0 | 0 | 0 | 0 | 0 | 0 | 0 | 0.65843
PJM_E_2_NYISO_G-I | PJM_E | NYISO_G-I | 2020 | B15 | 1203 | 0 | 500 | 0 | 0 | 0 | 0 | 0 | 0 | 0 | 0 | 0 | 0 | 0.65843
PJM_E_2_NYISO_G-I | PJM_E | NYISO_G-I | 2020 | B16 | 25 | 0 | 500 | 247.38 | 0 | 0 | 0 | 0 | 0 | 0 | 0 | 0 | 0 | 0.65843
PJM_E_2_NYISO_G-I | PJM_E | NYISO_G-I | 2020 | B17 | 100 | 0 | 500 | 0 | 0 | 0 | 0 | 0 | 0 | 0 | 0 | 0 | 0 | 0.65843
PJM_E_2_NYISO_G-I | PJM_E | NYISO_G-I | 2020 | B18 | 400 | 0 | 500 | 499.74 | 0 | 0 | 0 | 0 | 0 | 0 | 0 | 0 | 0 | 0.65843
PJM_E_2_NYISO_G-I | PJM_E | NYISO_G-I | 2020 | B19 | 700 | 0 | 500 | 500 | 0 | 0 | 0 | 0 | 1.4481 | 0 | 0 | 0.61623 | 0 | 0.65843
PJM_E_2_NYISO_G-I | PJM_E | NYISO_G-I | 2020 | B20 | 935 | 0 | 500 | 500 | 0 | 500 | 0 | 0 | 3.5017 | 0 | 0.46293 | 1.9903 | 0 | 0.65843
PJM_E_2_NYISO_G-I | PJM_E | NYISO_G-I | 2025 | B1 | 10 | 0 | 500 | 191.06 | 0 | 0 | 0 | 0 | 0 | 0 | 0 | 0 | 0 | 0.72004
PJM_E_2_NYISO_G-I | PJM_E | NYISO_G-I | 2025 | B2 | 25 | 0 | 500 | 0 | 0 | 0 | 0 | 0 | 0 | 0 | 0 | 0 | 0 | 0.72004
PJM_E_2_NYISO_G-I | PJM_E | NYISO_G-I | 2025 | B3 | 75 | 0 | 500 | 0 | 0 | 0 | 0 | 0 | 0 | 0 | 0 | 0 | 0 | 0.72004
PJM_E_2_NYISO_G-I | PJM_E | NYISO_G-I | 2025 | B4 | 100 | 0 | 500 | 0 | 0 | 0 | 0 | 0 | 0 | 0 | 0 | 0 | 0 | 0.72004
PJM_E_2_NYISO_G-I | PJM_E | NYISO_G-I | 2025 | B5 | 200 | 0 | 500 | 0 | 0 | 0 | 0 | 0 | 0 | 0 | 0 | 0 | 0 | 0.72004
PJM_E_2_NYISO_G-I | PJM_E | NYISO_G-I | 2025 | B6 | 300 | 0 | 500 | 0 | 0 | 0 | 0 | 0 | 0 | 0 | 0 | 0 | 0 | 0.72004
PJM_E_2_NYISO_G-I | PJM_E | NYISO_G-I | 2025 | B7 | 400 | 0 | 500 | 500 | 0 | 0 | 0 | 0 | 3.015 | 0 | 0 | 0.49527 | 0 | 0.72004
PJM_E_2_NYISO_G-I | PJM_E | NYISO_G-I | 2025 | B8 | 500 | 0 | 500 | 0 | 0 | 0 | 0 | 0 | 0 | 0 | 0 | 0 | 0 | 0.72004
PJM_E_2_NYISO_G-I | PJM_E | NYISO_G-I | 2025 | B9 | 800 | 0 | 500 | 0 | 0 | 0 | 0 | 0 | 0 | 0 | 0 | 0 | 0 | 0.72004
PJM_E_2_NYISO_G-I | PJM_E | NYISO_G-I | 2025 | B10 | 1262 | 0 | 500 | 0 | 0 | 0 | 0 | 0 | 0 | 0 | 0 | 0 | 0 | 0.72004
PJM_E_2_NYISO_G-I | PJM_E | NYISO_G-I | 2025 | B11 | 25 | 0 | 500 | 0 | 0 | 0 | 0 | 0 | 0 | 0 | 0 | 0 | 0 | 0.72004
PJM_E_2_NYISO_G-I | PJM_E | NYISO_G-I | 2025 | B12 | 200 | 0 | 500 | 0 | 0 | 0 | 0 | 0 | 0 | 0 | 0 | 0 | 0 | 0.72004
PJM_E_2_NYISO_G-I | PJM_E | NYISO_G-I | 2025 | B13 | 600 | 0 | 500 | 0 | 0 | 0 | 0 | 0 | 0 | 0 | 0 | 0 | 0 | 0.72004
PJM_E_2_NYISO_G-I | PJM_E | NYISO_G-I | 2025 | B14 | 900 | 0 | 500 | 0 | 0 | 0 | 0 | 0 | 0 | 0 | 0 | 0 | 0 | 0.72004
PJM_E_2_NYISO_G-I | PJM_E | NYISO_G-I | 2025 | B15 | 1203 | 0 | 500 | 0 | 0 | 0 | 0 | 0 | 0 | 0 | 0 | 0 | 0 | 0.72004
PJM_E_2_NYISO_G-I | PJM_E | NYISO_G-I | 2025 | B16 | 25 | 0 | 500 | 394.3 | 0 | 0 | 0 | 0 | 0 | 0 | 0 | 0 | 0 | 0.72004
PJM_E_2_NYISO_G-I | PJM_E | NYISO_G-I | 2025 | B17 | 100 | 0 | 500 | 0 | 0 | 0 | 0 | 0 | 0 | 0 | 0 | 0 | 0 | 0.72004
PJM_E_2_NYISO_G-I | PJM_E | NYISO_G-I | 2025 | B18 | 400 | 0 | 500 | 500 | 0 | 0 | 0 | 0 | 1.187 | 0 | 0 | 0.19499 | 0 | 0.72004
PJM_E_2_NYISO_G-I | PJM_E | NYISO_G-I | 2025 | B19 | 700 | 0 | 500 | 500 | 0 | 0 | 0 | 0 | 0.30862 | 0 | 0 | 0.08872 | 0 | 0.72004
PJM_E_2_NYISO_G-I | PJM_E | NYISO_G-I | 2025 | B20 | 935 | 0 | 500 | 500 | 0 | 500 | 0 | 1075.32 | 5.4721 | 0 | 0.72407 | 2.1012 | 0 | 0.72004
PJM_E_2_NYISO_G-I | PJM_E | NYISO_G-I | 2030 | B1 | 10 | 0 | 500 | 0 | 0 | 0 | 0 | 0 | 0 | 0 | 0 | 0 | 0 | 1.552
PJM_E_2_NYISO_G-I | PJM_E | NYISO_G-I | 2030 | B2 | 25 | 0 | 500 | 0 | 0 | 0 | 0 | 0 | 0 | 0 | 0 | 0 | 0 | 1.552
PJM_E_2_NYISO_G-I | PJM_E | NYISO_G-I | 2030 | B3 | 75 | 0 | 500 | 0 | 0 | 0 | 0 | 0 | 0 | 0 | 0 | 0 | 0 | 1.552
PJM_E_2_NYISO_G-I | PJM_E | NYISO_G-I | 2030 | B4 | 100 | 0 | 500 | 0 | 0 | 0 | 0 | 0 | 0 | 0 | 0 | 0 | 0 | 1.552
PJM_E_2_NYISO_G-I | PJM_E | NYISO_G-I | 2030 | B5 | 200 | 0 | 500 | 0 | 0 | 0 | 0 | 0 | 0 | 0 | 0 | 0 | 0 | 1.552
PJM_E_2_NYISO_G-I | PJM_E | NYISO_G-I | 2030 | B6 | 300 | 0 | 500 | 0 | 0 | 0 | 0 | 0 | 0 | 0 | 0 | 0 | 0 | 1.552
PJM_E_2_NYISO_G-I | PJM_E | NYISO_G-I | 2030 | B7 | 400 | 0 | 500 | 0 | 0 | 0 | 0 | 0 | 0 | 0 | 0 | 0 | 0 | 1.552
PJM_E_2_NYISO_G-I | PJM_E | NYISO_G-I | 2030 | B8 | 500 | 0 | 500 | 0 | 0 | 0 | 0 | 0 | 0 | 0 | 0 | 0 | 0 | 1.552
PJM_E_2_NYISO_G-I | PJM_E | NYISO_G-I | 2030 | B9 | 800 | 0 | 500 | 0 | 0 | 0 | 0 | 0 | 0 | 0 | 0 | 0 | 0 | 1.552
PJM_E_2_NYISO_G-I | PJM_E | NYISO_G-I | 2030 | B10 | 1262 | 0 | 500 | 0 | 0 | 0 | 0 | 0 | 0 | 0 | 0 | 0 | 0 | 1.552
PJM_E_2_NYISO_G-I | PJM_E | NYISO_G-I | 2030 | B11 | 25 | 0 | 500 | 0 | 0 | 0 | 0 | 0 | 0 | 0 | 0 | 0 | 0 | 1.552
PJM_E_2_NYISO_G-I | PJM_E | NYISO_G-I | 2030 | B12 | 200 | 0 | 500 | 0 | 0 | 0 | 0 | 0 | 0 | 0 | 0 | 0 | 0 | 1.552
PJM_E_2_NYISO_G-I | PJM_E | NYISO_G-I | 2030 | B13 | 600 | 0 | 500 | 0 | 0 | 0 | 0 | 0 | 0 | 0 | 0 | 0 | 0 | 1.552
PJM_E_2_NYISO_G-I | PJM_E | NYISO_G-I | 2030 | B14 | 900 | 0 | 500 | 0 | 0 | 0 | 0 | 0 | 0 | 0 | 0 | 0 | 0 | 1.552
PJM_E_2_NYISO_G-I | PJM_E | NYISO_G-I | 2030 | B15 | 1203 | 0 | 500 | 0 | 0 | 0 | 0 | 0 | 0 | 0 | 0 | 0 | 0 | 1.552
PJM_E_2_NYISO_G-I | PJM_E | NYISO_G-I | 2030 | B16 | 25 | 0 | 500 | 51.53 | 0 | 0 | 0 | 0 | 0 | 0 | 0 | 0 | 0 | 1.552
PJM_E_2_NYISO_G-I | PJM_E | NYISO_G-I | 2030 | B17 | 100 | 0 | 500 | 0 | 0 | 0 | 0 | 0 | 0 | 0 | 0 | 0 | 0 | 1.552
PJM_E_2_NYISO_G-I | PJM_E | NYISO_G-I | 2030 | B18 | 400 | 0 | 500 | 0 | 0 | 0 | 0 | 0 | 0 | 0 | 0 | 0 | 0 | 1.552
PJM_E_2_NYISO_G-I | PJM_E | NYISO_G-I | 2030 | B19 | 700 | 0 | 500 | 0 | 0 | 0 | 0 | 0 | 0 | 0 | 0 | 0 | 0 | 1.552
PJM_E_2_NYISO_G-I | PJM_E | NYISO_G-I | 2030 | B20 | 935 | 0 | 500 | 500 | 0 | 500 | 0 | 0 | 6.208 | 0 | 0.86651 | 6.208 | 0 | 1.552
PJM_E_2_NYISO_G-I | PJM_E | NYISO_G-I | 2035 | B1 | 10 | 0 | 500 | 0 | 0 | 0 | 0 | 0 | 0 | 0 | 0 | 0 | 0 | 0
PJM_E_2_NYISO_G-I | PJM_E | NYISO_G-I | 2035 | B2 | 25 | 0 | 500 | 0 | 0 | 0 | 0 | 0 | 0 | 0 | 0 | 0 | 0 | 0
PJM_E_2_NYISO_G-I | PJM_E | NYISO_G-I | 2035 | B3 | 75 | 0 | 500 | 0 | 0 | 0 | 0 | 0 | 0 | 0 | 0 | 0 | 0 | 0
PJM_E_2_NYISO_G-I | PJM_E | NYISO_G-I | 2035 | B4 | 100 | 0 | 500 | 0 | 0 | 0 | 0 | 0 | 0 | 0 | 0 | 0 | 0 | 0
PJM_E_2_NYISO_G-I | PJM_E | NYISO_G-I | 2035 | B5 | 200 | 0 | 500 | 0 | 0 | 0 | 0 | 0 | 0 | 0 | 0 | 0 | 0 | 0
PJM_E_2_NYISO_G-I | PJM_E | NYISO_G-I | 2035 | B6 | 300 | 0 | 500 | 0 | 0 | 0 | 0 | 0 | 0 | 0 | 0 | 0 | 0 | 0
PJM_E_2_NYISO_G-I | PJM_E | NYISO_G-I | 2035 | B7 | 400 | 0 | 500 | 0 | 0 | 0 | 0 | 0 | 0 | 0 | 0 | 0 | 0 | 0
PJM_E_2_NYISO_G-I | PJM_E | NYISO_G-I | 2035 | B8 | 500 | 0 | 500 | 0 | 0 | 0 | 0 | 0 | 0 | 0 | 0 | 0 | 0 | 0
PJM_E_2_NYISO_G-I | PJM_E | NYISO_G-I | 2035 | B9 | 800 | 0 | 500 | 0 | 0 | 0 | 0 | 0 | 0 | 0 | 0 | 0 | 0 | 0
PJM_E_2_NYISO_G-I | PJM_E | NYISO_G-I | 2035 | B10 | 1262 | 0 | 500 | 0 | 0 | 0 | 0 | 0 | 0 | 0 | 0 | 0 | 0 | 0
PJM_E_2_NYISO_G-I | PJM_E | NYISO_G-I | 2035 | B11 | 25 | 0 | 500 | 0 | 0 | 0 | 0 | 0 | 0 | 0 | 0 | 0 | 0 | 0
PJM_E_2_NYISO_G-I | PJM_E | NYISO_G-I | 2035 | B12 | 200 | 0 | 500 | 0 | 0 | 0 | 0 | 0 | 0 | 0 | 0 | 0 | 0 | 0
PJM_E_2_NYISO_G-I | PJM_E | NYISO_G-I | 2035 | B13 | 600 | 0 | 500 | 0 | 0 | 0 | 0 | 0 | 0 | 0 | 0 | 0 | 0 | 0
PJM_E_2_NYISO_G-I | PJM_E | NYISO_G-I | 2035 | B14 | 900 | 0 | 500 | 0 | 0 | 0 | 0 | 0 | 0 | 0 | 0 | 0 | 0 | 0
PJM_E_2_NYISO_G-I | PJM_E | NYISO_G-I | 2035 | B15 | 1203 | 0 | 500 | 0 | 0 | 0 | 0 | 0 | 0 | 0 | 0 | 0 | 0 | 0
PJM_E_2_NYISO_G-I | PJM_E | NYISO_G-I | 2035 | B16 | 25 | 0 | 500 | 0 | 0 | 0 | 0 | 0 | 0 | 0 | 0 | 0 | 0 | 0
PJM_E_2_NYISO_G-I | PJM_E | NYISO_G-I | 2035 | B17 | 100 | 0 | 500 | 0 | 0 | 0 | 0 | 0 | 0 | 0 | 0 | 0 | 0 | 0
PJM_E_2_NYISO_G-I | PJM_E | NYISO_G-I | 2035 | B18 | 400 | 0 | 500 | 0 | 0 | 0 | 0 | 0 | 0 | 0 | 0 | 0 | 0 | 0
PJM_E_2_NYISO_G-I | PJM_E | NYISO_G-I | 2035 | B19 | 700 | 0 | 500 | 0 | 0 | 0 | 0 | 0 | 0 | 0 | 0 | 0 | 0 | 0
PJM_E_2_NYISO_G-I | PJM_E | NYISO_G-I | 2035 | B20 | 935 | 0 | 500 | 315.41 | 0 | 500 | 0 | 202.17 | 0 | 0 | 0.01187 | 0 | 0 | 0
PJM_E_2_NYISO_G-I | PJM_E | NYISO_G-I | 2040 | B1 | 10 | 0 | 500 | 0 | 0 | 0 | 0 | 0 | 0 | 0 | 0 | 0 | 0 | 0
PJM_E_2_NYISO_G-I | PJM_E | NYISO_G-I | 2040 | B2 | 25 | 0 | 500 | 0 | 0 | 0 | 0 | 0 | 0 | 0 | 0 | 0 | 0 | 0
PJM_E_2_NYISO_G-I | PJM_E | NYISO_G-I | 2040 | B3 | 75 | 0 | 500 | 0 | 0 | 0 | 0 | 0 | 0 | 0 | 0 | 0 | 0 | 0
PJM_E_2_NYISO_G-I | PJM_E | NYISO_G-I | 2040 | B4 | 100 | 0 | 500 | 0 | 0 | 0 | 0 | 0 | 0 | 0 | 0 | 0 | 0 | 0
PJM_E_2_NYISO_G-I | PJM_E | NYISO_G-I | 2040 | B5 | 200 | 0 | 500 | 0 | 0 | 0 | 0 | 0 | 0 | 0 | 0 | 0 | 0 | 0
PJM_E_2_NYISO_G-I | PJM_E | NYISO_G-I | 2040 | B6 | 300 | 0 | 500 | 0 | 0 | 0 | 0 | 0 | 0 | 0 | 0 | 0 | 0 | 0
PJM_E_2_NYISO_G-I | PJM_E | NYISO_G-I | 2040 | B7 | 400 | 0 | 500 | 0 | 0 | 0 | 0 | 0 | 0 | 0 | 0 | 0 | 0 | 0
PJM_E_2_NYISO_G-I | PJM_E | NYISO_G-I | 2040 | B8 | 500 | 0 | 500 | 0 | 0 | 0 | 0 | 0 | 0 | 0 | 0 | 0 | 0 | 0
PJM_E_2_NYISO_G-I | PJM_E | NYISO_G-I | 2040 | B9 | 800 | 0 | 500 | 0 | 0 | 0 | 0 | 0 | 0 | 0 | 0 | 0 | 0 | 0
PJM_E_2_NYISO_G-I | PJM_E | NYISO_G-I | 2040 | B10 | 1262 | 0 | 500 | 0 | 0 | 0 | 0 | 0 | 0 | 0 | 0 | 0 | 0 | 0
PJM_E_2_NYISO_G-I | PJM_E | NYISO_G-I | 2040 | B11 | 25 | 0 | 500 | 0 | 0 | 0 | 0 | 0 | 0 | 0 | 0 | 0 | 0 | 0
PJM_E_2_NYISO_G-I | PJM_E | NYISO_G-I | 2040 | B12 | 200 | 0 | 500 | 0 | 0 | 0 | 0 | 0 | 0 | 0 | 0 | 0 | 0 | 0
PJM_E_2_NYISO_G-I | PJM_E | NYISO_G-I | 2040 | B13 | 600 | 0 | 500 | 0 | 0 | 0 | 0 | 0 | 0 | 0 | 0 | 0 | 0 | 0
PJM_E_2_NYISO_G-I | PJM_E | NYISO_G-I | 2040 | B14 | 900 | 0 | 500 | 0 | 0 | 0 | 0 | 0 | 0 | 0 | 0 | 0 | 0 | 0
PJM_E_2_NYISO_G-I | PJM_E | NYISO_G-I | 2040 | B15 | 1203 | 0 | 500 | 0 | 0 | 0 | 0 | 0 | 0 | 0 | 0 | 0 | 0 | 0
PJM_E_2_NYISO_G-I | PJM_E | NYISO_G-I | 2040 | B16 | 25 | 0 | 500 | 0 | 0 | 0 | 0 | 0 | 0 | 0 | 0 | 0 | 0 | 0
PJM_E_2_NYISO_G-I | PJM_E | NYISO_G-I | 2040 | B17 | 100 | 0 | 500 | 0 | 0 | 0 | 0 | 0 | 0 | 0 | 0 | 0 | 0 | 0
PJM_E_2_NYISO_G-I | PJM_E | NYISO_G-I | 2040 | B18 | 400 | 0 | 500 | 0 | 0 | 0 | 0 | 0 | 0 | 0 | 0 | 0 | 0 | 0
PJM_E_2_NYISO_G-I | PJM_E | NYISO_G-I | 2040 | B19 | 700 | 0 | 500 | 0 | 0 | 0 | 0 | 0 | 0 | 0 | 0 | 0 | 0 | 0
PJM_E_2_NYISO_G-I | PJM_E | NYISO_G-I | 2040 | B20 | 935 | 0 | 500 | 0 | 0 | 287.59 | 0 | 0 | 0 | 0 | 0 | 0 | 0 | 0
PJM_E_2_NYISO_G-I | PJM_E | NYISO_G-I | 2045 | B1 | 10 | 0 | 500 | 0 | 0 | 0 | 0 | 0 | 0 | 0 | 0 | 0 | 0 | 0
PJM_E_2_NYISO_G-I | PJM_E | NYISO_G-I | 2045 | B2 | 25 | 0 | 500 | 0 | 0 | 0 | 0 | 0 | 0 | 0 | 0 | 0 | 0 | 0
PJM_E_2_NYISO_G-I | PJM_E | NYISO_G-I | 2045 | B3 | 75 | 0 | 500 | 0 | 0 | 0 | 0 | 0 | 0 | 0 | 0 | 0 | 0 | 0
PJM_E_2_NYISO_G-I | PJM_E | NYISO_G-I | 2045 | B4 | 100 | 0 | 500 | 0 | 0 | 0 | 0 | 0 | 0 | 0 | 0 | 0 | 0 | 0
PJM_E_2_NYISO_G-I | PJM_E | NYISO_G-I | 2045 | B5 | 200 | 0 | 500 | 0 | 0 | 0 | 0 | 0 | 0 | 0 | 0 | 0 | 0 | 0
PJM_E_2_NYISO_G-I | PJM_E | NYISO_G-I | 2045 | B6 | 300 | 0 | 500 | 0 | 0 | 0 | 0 | 0 | 0 | 0 | 0 | 0 | 0 | 0
PJM_E_2_NYISO_G-I | PJM_E | NYISO_G-I | 2045 | B7 | 400 | 0 | 500 | 0 | 0 | 0 | 0 | 0 | 0 | 0 | 0 | 0 | 0 | 0
PJM_E_2_NYISO_G-I | PJM_E | NYISO_G-I | 2045 | B8 | 500 | 0 | 500 | 0 | 0 | 0 | 0 | 0 | 0 | 0 | 0 | 0 | 0 | 0
PJM_E_2_NYISO_G-I | PJM_E | NYISO_G-I | 2045 | B9 | 800 | 0 | 500 | 0 | 0 | 0 | 0 | 0 | 0 | 0 | 0 | 0 | 0 | 0
PJM_E_2_NYISO_G-I | PJM_E | NYISO_G-I | 2045 | B10 | 1262 | 0 | 500 | 0 | 0 | 0 | 0 | 0 | 0 | 0 | 0 | 0 | 0 | 0
PJM_E_2_NYISO_G-I | PJM_E | NYISO_G-I | 2045 | B11 | 25 | 0 | 500 | 0 | 0 | 0 | 0 | 0 | 0 | 0 | 0 | 0 | 0 | 0
PJM_E_2_NYISO_G-I | PJM_E | NYISO_G-I | 2045 | B12 | 200 | 0 | 500 | 0 | 0 | 0 | 0 | 0 | 0 | 0 | 0 | 0 | 0 | 0
PJM_E_2_NYISO_G-I | PJM_E | NYISO_G-I | 2045 | B13 | 600 | 0 | 500 | 0 | 0 | 0 | 0 | 0 | 0 | 0 | 0 | 0 | 0 | 0
PJM_E_2_NYISO_G-I | PJM_E | NYISO_G-I | 2045 | B14 | 900 | 0 | 500 | 0 | 0 | 0 | 0 | 0 | 0 | 0 | 0 | 0 | 0 | 0
PJM_E_2_NYISO_G-I | PJM_E | NYISO_G-I | 2045 | B15 | 1203 | 0 | 500 | 0 | 0 | 0 | 0 | 0 | 0 | 0 | 0 | 0 | 0 | 0
PJM_E_2_NYISO_G-I | PJM_E | NYISO_G-I | 2045 | B16 | 25 | 0 | 500 | 0 | 0 | 0 | 0 | 0 | 0 | 0 | 0 | 0 | 0 | 0
PJM_E_2_NYISO_G-I | PJM_E | NYISO_G-I | 2045 | B17 | 100 | 0 | 500 | 0 | 0 | 0 | 0 | 0 | 0 | 0 | 0 | 0 | 0 | 0
PJM_E_2_NYISO_G-I | PJM_E | NYISO_G-I | 2045 | B18 | 400 | 0 | 500 | 0 | 0 | 0 | 0 | 0 | 0 | 0 | 0 | 0 | 0 | 0
PJM_E_2_NYISO_G-I | PJM_E | NYISO_G-I | 2045 | B19 | 700 | 0 | 500 | 0 | 0 | 0 | 0 | 0 | 0 | 0 | 0 | 0 | 0 | 0
PJM_E_2_NYISO_G-I | PJM_E | NYISO_G-I | 2045 | B20 | 935 | 0 | 500 | 0 | 0 | 477.16 | 0 | 0 | 0 | 0 | 0 | 0 | 0 | 0
PJM_E_2_NYISO_G-I | PJM_E | NYISO_G-I | 2050 | B1 | 10 | 0 | 500 | 0 | 0 | 0 | 0 | 0 | 0 | 0 | 0 | 0 | 0 | 0
PJM_E_2_NYISO_G-I | PJM_E | NYISO_G-I | 2050 | B2 | 25 | 0 | 500 | 0 | 0 | 0 | 0 | 0 | 0 | 0 | 0 | 0 | 0 | 0
PJM_E_2_NYISO_G-I | PJM_E | NYISO_G-I | 2050 | B3 | 75 | 0 | 500 | 0 | 0 | 0 | 0 | 0 | 0 | 0 | 0 | 0 | 0 | 0
PJM_E_2_NYISO_G-I | PJM_E | NYISO_G-I | 2050 | B4 | 100 | 0 | 500 | 0 | 0 | 0 | 0 | 0 | 0 | 0 | 0 | 0 | 0 | 0
PJM_E_2_NYISO_G-I | PJM_E | NYISO_G-I | 2050 | B5 | 200 | 0 | 500 | 0 | 0 | 0 | 0 | 0 | 0 | 0 | 0 | 0 | 0 | 0
PJM_E_2_NYISO_G-I | PJM_E | NYISO_G-I | 2050 | B6 | 300 | 0 | 500 | 0 | 0 | 0 | 0 | 0 | 0 | 0 | 0 | 0 | 0 | 0
PJM_E_2_NYISO_G-I | PJM_E | NYISO_G-I | 2050 | B7 | 400 | 0 | 500 | 0 | 0 | 0 | 0 | 0 | 0 | 0 | 0 | 0 | 0 | 0
PJM_E_2_NYISO_G-I | PJM_E | NYISO_G-I | 2050 | B8 | 500 | 0 | 500 | 0 | 0 | 0 | 0 | 0 | 0 | 0 | 0 | 0 | 0 | 0
PJM_E_2_NYISO_G-I | PJM_E | NYISO_G-I | 2050 | B9 | 800 | 0 | 500 | 0 | 0 | 0 | 0 | 0 | 0 | 0 | 0 | 0 | 0 | 0
PJM_E_2_NYISO_G-I | PJM_E | NYISO_G-I | 2050 | B10 | 1262 | 0 | 500 | 0 | 0 | 0 | 0 | 0 | 0 | 0 | 0 | 0 | 0 | 0
PJM_E_2_NYISO_G-I | PJM_E | NYISO_G-I | 2050 | B11 | 25 | 0 | 500 | 0 | 0 | 0 | 0 | 0 | 0 | 0 | 0 | 0 | 0 | 0
PJM_E_2_NYISO_G-I | PJM_E | NYISO_G-I | 2050 | B12 | 200 | 0 | 500 | 0 | 0 | 0 | 0 | 0 | 0 | 0 | 0 | 0 | 0 | 0
PJM_E_2_NYISO_G-I | PJM_E | NYISO_G-I | 2050 | B13 | 600 | 0 | 500 | 0 | 0 | 0 | 0 | 0 | 0 | 0 | 0 | 0 | 0 | 0
PJM_E_2_NYISO_G-I | PJM_E | NYISO_G-I | 2050 | B14 | 900 | 0 | 500 | 0 | 0 | 0 | 0 | 0 | 0 | 0 | 0 | 0 | 0 | 0
PJM_E_2_NYISO_G-I | PJM_E | NYISO_G-I | 2050 | B15 | 1203 | 0 | 500 | 0 | 0 | 0 | 0 | 0 | 0 | 0 | 0 | 0 | 0 | 0
PJM_E_2_NYISO_G-I | PJM_E | NYISO_G-I | 2050 | B16 | 25 | 0 | 500 | 0 | 0 | 0 | 0 | 0 | 0 | 0 | 0 | 0 | 0 | 0
PJM_E_2_NYISO_G-I | PJM_E | NYISO_G-I | 2050 | B17 | 100 | 0 | 500 | 0 | 0 | 0 | 0 | 0 | 0 | 0 | 0 | 0 | 0 | 0
PJM_E_2_NYISO_G-I | PJM_E | NYISO_G-I | 2050 | B18 | 400 | 0 | 500 | 0 | 0 | 0 | 0 | 0 | 0 | 0 | 0 | 0 | 0 | 0
PJM_E_2_NYISO_G-I | PJM_E | NYISO_G-I | 2050 | B19 | 700 | 0 | 500 | 0 | 0 | 0 | 0 | 0 | 0 | 0 | 0 | 0 | 0 | 0
PJM_E_2_NYISO_G-I | PJM_E | NYISO_G-I | 2050 | B20 | 935 | 0 | 500 | 0 | 0 | 0 | 0 | 0 | 0 | 0 | 0 | 0 | 0 | 0
PJM_E_2_NYISO_J-K | PJM_E | NYISO_J-K | 2015 | B1 | 10 | 0 | 330 | 0 | 0 | 0 | 0 | 0 | 0 | 0 | 0 | 0 | 0 | 0.33177
PJM_E_2_NYISO_J-K | PJM_E | NYISO_J-K | 2015 | B2 | 25 | 0 | 330 | 0 | 0 | 0 | 0 | 0 | 0 | 0 | 0 | 0 | 0 | 0.33177
PJM_E_2_NYISO_J-K | PJM_E | NYISO_J-K | 2015 | B3 | 75 | 0 | 330 | 0 | 0 | 0 | 0 | 0 | 0 | 0 | 0 | 0 | 0 | 0.33177
PJM_E_2_NYISO_J-K | PJM_E | NYISO_J-K | 2015 | B4 | 100 | 0 | 330 | 0 | 0 | 0 | 0 | 0 | 0 | 0 | 0 | 0 | 0 | 0.33177
PJM_E_2_NYISO_J-K | PJM_E | NYISO_J-K | 2015 | B5 | 200 | 0 | 330 | 0 | 0 | 0 | 0 | 0 | 0 | 0 | 0 | 0 | 0 | 0.33177
PJM_E_2_NYISO_J-K | PJM_E | NYISO_J-K | 2015 | B6 | 300 | 0 | 330 | 330 | 0 | 0 | 0 | 0 | 0.01187 | 0 | 0 | 0.0015251 | 0 | 0.33177
PJM_E_2_NYISO_J-K | PJM_E | NYISO_J-K | 2015 | B7 | 400 | 0 | 330 | 0 | 0 | 0 | 0 | 0 | 0 | 0 | 0 | 0 | 0 | 0.33177
PJM_E_2_NYISO_J-K | PJM_E | NYISO_J-K | 2015 | B8 | 500 | 0 | 330 | 0 | 0 | 0 | 0 | 0 | 0 | 0 | 0 | 0 | 0 | 0.33177
PJM_E_2_NYISO_J-K | PJM_E | NYISO_J-K | 2015 | B9 | 800 | 0 | 330 | 0 | 0 | 0 | 0 | 0 | 0 | 0 | 0 | 0 | 0 | 0.33177
PJM_E_2_NYISO_J-K | PJM_E | NYISO_J-K | 2015 | B10 | 1262 | 0 | 330 | 0 | 0 | 0 | 0 | 0 | 0 | 0 | 0 | 0 | 0 | 0.33177
PJM_E_2_NYISO_J-K | PJM_E | NYISO_J-K | 2015 | B11 | 25 | 0 | 330 | 0 | 0 | 0 | 0 | 0 | 0 | 0 | 0 | 0 | 0 | 0.33177
PJM_E_2_NYISO_J-K | PJM_E | NYISO_J-K | 2015 | B12 | 200 | 0 | 330 | 0 | 0 | 0 | 0 | 0 | 0 | 0 | 0 | 0 | 0 | 0.33177
PJM_E_2_NYISO_J-K | PJM_E | NYISO_J-K | 2015 | B13 | 600 | 0 | 330 | 0 | 0 | 0 | 0 | 0 | 0 | 0 | 0 | 0 | 0 | 0.33177
PJM_E_2_NYISO_J-K | PJM_E | NYISO_J-K | 2015 | B14 | 900 | 0 | 330 | 0 | 0 | 0 | 0 | 0 | 0 | 0 | 0 | 0 | 0 | 0.33177
PJM_E_2_NYISO_J-K | PJM_E | NYISO_J-K | 2015 | B15 | 1203 | 0 | 330 | 0 | 0 | 0 | 0 | 0 | 0 | 0 | 0 | 0 | 0 | 0.33177
PJM_E_2_NYISO_J-K | PJM_E | NYISO_J-K | 2015 | B16 | 25 | 0 | 330 | 0 | 0 | 0 | 0 | 0 | 0 | 0 | 0 | 0 | 0 | 0.33177
PJM_E_2_NYISO_J-K | PJM_E | NYISO_J-K | 2015 | B17 | 100 | 0 | 330 | 145.42 | 0 | 0 | 0 | 0 | 0 | 0 | 0 | 0 | 0 | 0.33177
PJM_E_2_NYISO_J-K | PJM_E | NYISO_J-K | 2015 | B18 | 400 | 0 | 330 | 330 | 0 | 0 | 0 | 0 | 0.01187 | 0 | 0 | 0.0020334 | 0 | 0.33177
PJM_E_2_NYISO_J-K | PJM_E | NYISO_J-K | 2015 | B19 | 700 | 0 | 330 | 330 | 0 | 0 | 0 | 0 | 0.40358 | 0 | 0 | 0.12099 | 0 | 0.33177
PJM_E_2_NYISO_J-K | PJM_E | NYISO_J-K | 2015 | B20 | 935 | 0 | 330 | 330 | 0 | 330 | 0 | 860.34 | 3.0031 | 0 | 0.33236 | 1.2025 | 0 | 0.33177
PJM_E_2_NYISO_J-K | PJM_E | NYISO_J-K | 2020 | B1 | 10 | 0 | 330 | 330 | 0 | 0 | 0 | 0 | 4.4869 | 0 | 0 | 0.018165 | 0 | 0.47512
PJM_E_2_NYISO_J-K | PJM_E | NYISO_J-K | 2020 | B2 | 25 | 0 | 330 | 0 | 0 | 0 | 0 | 0 | 0 | 0 | 0 | 0 | 0 | 0.47512
PJM_E_2_NYISO_J-K | PJM_E | NYISO_J-K | 2020 | B3 | 75 | 0 | 330 | 0 | 0 | 0 | 0 | 0 | 0 | 0 | 0 | 0 | 0 | 0.47512
PJM_E_2_NYISO_J-K | PJM_E | NYISO_J-K | 2020 | B4 | 100 | 0 | 330 | 0 | 0 | 0 | 0 | 0 | 0 | 0 | 0 | 0 | 0 | 0.47512
PJM_E_2_NYISO_J-K | PJM_E | NYISO_J-K | 2020 | B5 | 200 | 0 | 330 | 0 | 0 | 0 | 0 | 0 | 0 | 0 | 0 | 0 | 0 | 0.47512
PJM_E_2_NYISO_J-K | PJM_E | NYISO_J-K | 2020 | B6 | 300 | 0 | 330 | 0 | 0 | 0 | 0 | 0 | 0 | 0 | 0 | 0 | 0 | 0.47512
PJM_E_2_NYISO_J-K | PJM_E | NYISO_J-K | 2020 | B7 | 400 | 0 | 330 | 330 | 0 | 0 | 0 | 0 | 0.01187 | 0 | 0 | 0.0019223 | 0 | 0.47512
PJM_E_2_NYISO_J-K | PJM_E | NYISO_J-K | 2020 | B8 | 500 | 0 | 330 | 0 | 0 | 0 | 0 | 0 | 0 | 0 | 0 | 0 | 0 | 0.47512
PJM_E_2_NYISO_J-K | PJM_E | NYISO_J-K | 2020 | B9 | 800 | 0 | 330 | 0 | 0 | 0 | 0 | 0 | 0 | 0 | 0 | 0 | 0 | 0.47512
PJM_E_2_NYISO_J-K | PJM_E | NYISO_J-K | 2020 | B10 | 1262 | 0 | 330 | 0 | 0 | 0 | 0 | 0 | 0 | 0 | 0 | 0 | 0 | 0.47512
PJM_E_2_NYISO_J-K | PJM_E | NYISO_J-K | 2020 | B11 | 25 | 0 | 330 | 0 | 0 | 0 | 0 | 0 | 0 | 0 | 0 | 0 | 0 | 0.47512
PJM_E_2_NYISO_J-K | PJM_E | NYISO_J-K | 2020 | B12 | 200 | 0 | 330 | 0 | 0 | 0 | 0 | 0 | 0 | 0 | 0 | 0 | 0 | 0.47512
PJM_E_2_NYISO_J-K | PJM_E | NYISO_J-K | 2020 | B13 | 600 | 0 | 330 | 0 | 0 | 0 | 0 | 0 | 0 | 0 | 0 | 0 | 0 | 0.47512
PJM_E_2_NYISO_J-K | PJM_E | NYISO_J-K | 2020 | B14 | 900 | 0 | 330 | 0 | 0 | 0 | 0 | 0 | 0 | 0 | 0 | 0 | 0 | 0.47512
PJM_E_2_NYISO_J-K | PJM_E | NYISO_J-K | 2020 | B15 | 1203 | 0 | 330 | 0 | 0 | 0 | 0 | 0 | 0 | 0 | 0 | 0 | 0 | 0.47512
PJM_E_2_NYISO_J-K | PJM_E | NYISO_J-K | 2020 | B16 | 25 | 0 | 330 | 330 | 0 | 0 | 0 | 0 | 0.01187 | 0 | 0 | 0.00012014 | 0 | 0.47512
PJM_E_2_NYISO_J-K | PJM_E | NYISO_J-K | 2020 | B17 | 100 | 0 | 330 | 65.02 | 0 | 0 | 0 | 0 | 0 | 0 | 0 | 0 | 0 | 0.47512
PJM_E_2_NYISO_J-K | PJM_E | NYISO_J-K | 2020 | B18 | 400 | 0 | 330 | 330 | 0 | 0 | 0 | 0 | 0.84277 | 0 | 0 | 0.13648 | 0 | 0.47512
PJM_E_2_NYISO_J-K | PJM_E | NYISO_J-K | 2020 | B19 | 700 | 0 | 330 | 330 | 0 | 0 | 0 | 0 | 1.46 | 0 | 0 | 0.41377 | 0 | 0.47512
PJM_E_2_NYISO_J-K | PJM_E | NYISO_J-K | 2020 | B20 | 935 | 0 | 330 | 330 | 0 | 330 | 0 | 1541.62 | 3.5135 | 0 | 0.4748 | 1.33 | 0 | 0.47512
PJM_E_2_NYISO_J-K | PJM_E | NYISO_J-K | 2025 | B1 | 10 | 0 | 330 | 330 | 0 | 0 | 0 | 0 | 0.01187 | 0 | 0 | 4.8057e-05 | 0 | 0.74561
PJM_E_2_NYISO_J-K | PJM_E | NYISO_J-K | 2025 | B2 | 25 | 0 | 330 | 0 | 0 | 0 | 0 | 0 | 0 | 0 | 0 | 0 | 0 | 0.74561
PJM_E_2_NYISO_J-K | PJM_E | NYISO_J-K | 2025 | B3 | 75 | 0 | 330 | 0 | 0 | 0 | 0 | 0 | 0 | 0 | 0 | 0 | 0 | 0.74561
PJM_E_2_NYISO_J-K | PJM_E | NYISO_J-K | 2025 | B4 | 100 | 0 | 330 | 0 | 0 | 0 | 0 | 0 | 0 | 0 | 0 | 0 | 0 | 0.74561
PJM_E_2_NYISO_J-K | PJM_E | NYISO_J-K | 2025 | B5 | 200 | 0 | 330 | 0 | 0 | 0 | 0 | 0 | 0 | 0 | 0 | 0 | 0 | 0.74561
PJM_E_2_NYISO_J-K | PJM_E | NYISO_J-K | 2025 | B6 | 300 | 0 | 330 | 0 | 0 | 0 | 0 | 0 | 0 | 0 | 0 | 0 | 0 | 0.74561
PJM_E_2_NYISO_J-K | PJM_E | NYISO_J-K | 2025 | B7 | 400 | 0 | 330 | 330 | 0 | 0 | 0 | 0 | 3.0269 | 0 | 0 | 0.49018 | 0 | 0.74561
PJM_E_2_NYISO_J-K | PJM_E | NYISO_J-K | 2025 | B8 | 500 | 0 | 330 | 0 | 0 | 0 | 0 | 0 | 0 | 0 | 0 | 0 | 0 | 0.74561
PJM_E_2_NYISO_J-K | PJM_E | NYISO_J-K | 2025 | B9 | 800 | 0 | 330 | 0 | 0 | 0 | 0 | 0 | 0 | 0 | 0 | 0 | 0 | 0.74561
PJM_E_2_NYISO_J-K | PJM_E | NYISO_J-K | 2025 | B10 | 1262 | 0 | 330 | 0 | 0 | 0 | 0 | 0 | 0 | 0 | 0 | 0 | 0 | 0.74561
PJM_E_2_NYISO_J-K | PJM_E | NYISO_J-K | 2025 | B11 | 25 | 0 | 330 | 0 | 0 | 0 | 0 | 0 | 0 | 0 | 0 | 0 | 0 | 0.74561
PJM_E_2_NYISO_J-K | PJM_E | NYISO_J-K | 2025 | B12 | 200 | 0 | 330 | 0 | 0 | 0 | 0 | 0 | 0 | 0 | 0 | 0 | 0 | 0.74561
PJM_E_2_NYISO_J-K | PJM_E | NYISO_J-K | 2025 | B13 | 600 | 0 | 330 | 0 | 0 | 0 | 0 | 0 | 0 | 0 | 0 | 0 | 0 | 0.74561
PJM_E_2_NYISO_J-K | PJM_E | NYISO_J-K | 2025 | B14 | 900 | 0 | 330 | 0 | 0 | 0 | 0 | 0 | 0 | 0 | 0 | 0 | 0 | 0.74561
PJM_E_2_NYISO_J-K | PJM_E | NYISO_J-K | 2025 | B15 | 1203 | 0 | 330 | 0 | 0 | 0 | 0 | 0 | 0 | 0 | 0 | 0 | 0 | 0.74561
PJM_E_2_NYISO_J-K | PJM_E | NYISO_J-K | 2025 | B16 | 25 | 0 | 330 | 330 | 0 | 0 | 0 | 0 | 0.01187 | 0 | 0 | 0.00012014 | 0 | 0.74561
PJM_E_2_NYISO_J-K | PJM_E | NYISO_J-K | 2025 | B17 | 100 | 0 | 330 | 191.93 | 0 | 0 | 0 | 0 | 0 | 0 | 0 | 0 | 0 | 0.74561
PJM_E_2_NYISO_J-K | PJM_E | NYISO_J-K | 2025 | B18 | 400 | 0 | 330 | 330 | 0 | 0 | 0 | 0 | 1.1989 | 0 | 0 | 0.19415 | 0 | 0.74561
PJM_E_2_NYISO_J-K | PJM_E | NYISO_J-K | 2025 | B19 | 700 | 0 | 330 | 330 | 0 | 0 | 0 | 0 | 0.78342 | 0 | 0 | 0.22202 | 0 | 0.74561
PJM_E_2_NYISO_J-K | PJM_E | NYISO_J-K | 2025 | B20 | 935 | 0 | 330 | 330 | 0 | 330 | 0 | 747.46 | 5.4839 | 0 | 0.74781 | 2.0759 | 0 | 0.74561
PJM_E_2_NYISO_J-K | PJM_E | NYISO_J-K | 2030 | B1 | 10 | 0 | 330 | 0 | 0 | 0 | 0 | 0 | 0 | 0 | 0 | 0 | 0 | 1.1508
PJM_E_2_NYISO_J-K | PJM_E | NYISO_J-K | 2030 | B2 | 25 | 0 | 330 | 0 | 0 | 0 | 0 | 0 | 0 | 0 | 0 | 0 | 0 | 1.1508
PJM_E_2_NYISO_J-K | PJM_E | NYISO_J-K | 2030 | B3 | 75 | 0 | 330 | 0 | 0 | 0 | 0 | 0 | 0 | 0 | 0 | 0 | 0 | 1.1508
PJM_E_2_NYISO_J-K | PJM_E | NYISO_J-K | 2030 | B4 | 100 | 0 | 330 | 0 | 0 | 0 | 0 | 0 | 0 | 0 | 0 | 0 | 0 | 1.1508
PJM_E_2_NYISO_J-K | PJM_E | NYISO_J-K | 2030 | B5 | 200 | 0 | 330 | 0 | 0 | 0 | 0 | 0 | 0 | 0 | 0 | 0 | 0 | 1.1508
PJM_E_2_NYISO_J-K | PJM_E | NYISO_J-K | 2030 | B6 | 300 | 0 | 330 | 0 | 0 | 0 | 0 | 0 | 0 | 0 | 0 | 0 | 0 | 1.1508
PJM_E_2_NYISO_J-K | PJM_E | NYISO_J-K | 2030 | B7 | 400 | 0 | 330 | 330 | 0 | 0 | 0 | 0 | 2.7301 | 0 | 0 | 0.44392 | 0 | 1.1508
PJM_E_2_NYISO_J-K | PJM_E | NYISO_J-K | 2030 | B8 | 500 | 0 | 330 | 0 | 0 | 0 | 0 | 0 | 0 | 0 | 0 | 0 | 0 | 1.1508
PJM_E_2_NYISO_J-K | PJM_E | NYISO_J-K | 2030 | B9 | 800 | 0 | 330 | 0 | 0 | 0 | 0 | 0 | 0 | 0 | 0 | 0 | 0 | 1.1508
PJM_E_2_NYISO_J-K | PJM_E | NYISO_J-K | 2030 | B10 | 1262 | 0 | 330 | 0 | 0 | 0 | 0 | 0 | 0 | 0 | 0 | 0 | 0 | 1.1508
PJM_E_2_NYISO_J-K | PJM_E | NYISO_J-K | 2030 | B11 | 25 | 0 | 330 | 0 | 0 | 0 | 0 | 0 | 0 | 0 | 0 | 0 | 0 | 1.1508
PJM_E_2_NYISO_J-K | PJM_E | NYISO_J-K | 2030 | B12 | 200 | 0 | 330 | 0 | 0 | 0 | 0 | 0 | 0 | 0 | 0 | 0 | 0 | 1.1508
PJM_E_2_NYISO_J-K | PJM_E | NYISO_J-K | 2030 | B13 | 600 | 0 | 330 | 0 | 0 | 0 | 0 | 0 | 0 | 0 | 0 | 0 | 0 | 1.1508
PJM_E_2_NYISO_J-K | PJM_E | NYISO_J-K | 2030 | B14 | 900 | 0 | 330 | 0 | 0 | 0 | 0 | 0 | 0 | 0 | 0 | 0 | 0 | 1.1508
PJM_E_2_NYISO_J-K | PJM_E | NYISO_J-K | 2030 | B15 | 1203 | 0 | 330 | 0 | 0 | 0 | 0 | 0 | 0 | 0 | 0 | 0 | 0 | 1.1508
PJM_E_2_NYISO_J-K | PJM_E | NYISO_J-K | 2030 | B16 | 25 | 0 | 330 | 330 | 0 | 0 | 0 | 0 | 3.193 | 0 | 0 | 0.032449 | 0 | 1.1508
PJM_E_2_NYISO_J-K | PJM_E | NYISO_J-K | 2030 | B17 | 100 | 0 | 330 | 0 | 0 | 0 | 0 | 0 | 0 | 0 | 0 | 0 | 0 | 1.1508
PJM_E_2_NYISO_J-K | PJM_E | NYISO_J-K | 2030 | B18 | 400 | 0 | 330 | 330 | 0 | 0 | 0 | 0 | 0.91399 | 0 | 0 | 0.14862 | 0 | 1.1508
PJM_E_2_NYISO_J-K | PJM_E | NYISO_J-K | 2030 | B19 | 700 | 0 | 330 | 330 | 0 | 314.86 | 0 | 0 | 4.4987 | 0 | 0 | 1.2801 | 0 | 1.1508
PJM_E_2_NYISO_J-K | PJM_E | NYISO_J-K | 2030 | B20 | 935 | 0 | 330 | 330 | 0 | 330 | 0 | 2208.52 | 7.0983 | 0 | 0.87838 | 2.6979 | 0 | 1.1508
PJM_E_2_NYISO_J-K | PJM_E | NYISO_J-K | 2035 | B1 | 10 | 0 | 330 | 0 | 0 | 0 | 0 | 0 | 0 | 0 | 0 | 0 | 0 | 0.84714
PJM_E_2_NYISO_J-K | PJM_E | NYISO_J-K | 2035 | B2 | 25 | 0 | 330 | 0 | 0 | 0 | 0 | 0 | 0 | 0 | 0 | 0 | 0 | 0.84714
PJM_E_2_NYISO_J-K | PJM_E | NYISO_J-K | 2035 | B3 | 75 | 0 | 330 | 0 | 0 | 0 | 0 | 0 | 0 | 0 | 0 | 0 | 0 | 0.84714
PJM_E_2_NYISO_J-K | PJM_E | NYISO_J-K | 2035 | B4 | 100 | 0 | 330 | 0 | 0 | 0 | 0 | 0 | 0 | 0 | 0 | 0 | 0 | 0.84714
PJM_E_2_NYISO_J-K | PJM_E | NYISO_J-K | 2035 | B5 | 200 | 0 | 330 | 0 | 0 | 0 | 0 | 0 | 0 | 0 | 0 | 0 | 0 | 0.84714
PJM_E_2_NYISO_J-K | PJM_E | NYISO_J-K | 2035 | B6 | 300 | 0 | 330 | 0 | 0 | 0 | 0 | 0 | 0 | 0 | 0 | 0 | 0 | 0.84714
PJM_E_2_NYISO_J-K | PJM_E | NYISO_J-K | 2035 | B7 | 400 | 0 | 330 | 330 | 0 | 0 | 0 | 0 | 4.4156 | 0 | 0 | 0.69675 | 0 | 0.84714
PJM_E_2_NYISO_J-K | PJM_E | NYISO_J-K | 2035 | B8 | 500 | 0 | 330 | 330 | 0 | 0 | 0 | 0 | 5.3178 | 0 | 0 | 1.0489 | 0 | 0.84714
PJM_E_2_NYISO_J-K | PJM_E | NYISO_J-K | 2035 | B9 | 800 | 0 | 330 | 0 | 0 | 0 | 0 | 0 | 0 | 0 | 0 | 0 | 0 | 0.84714
PJM_E_2_NYISO_J-K | PJM_E | NYISO_J-K | 2035 | B10 | 1262 | 0 | 330 | 0 | 0 | 0 | 0 | 0 | 0 | 0 | 0 | 0 | 0 | 0.84714
PJM_E_2_NYISO_J-K | PJM_E | NYISO_J-K | 2035 | B11 | 25 | 0 | 330 | 0 | 0 | 0 | 0 | 0 | 0 | 0 | 0 | 0 | 0 | 0.84714
PJM_E_2_NYISO_J-K | PJM_E | NYISO_J-K | 2035 | B12 | 200 | 0 | 330 | 0 | 0 | 0 | 0 | 0 | 0 | 0 | 0 | 0 | 0 | 0.84714
PJM_E_2_NYISO_J-K | PJM_E | NYISO_J-K | 2035 | B13 | 600 | 0 | 330 | 0 | 0 | 0 | 0 | 0 | 0 | 0 | 0 | 0 | 0 | 0.84714
PJM_E_2_NYISO_J-K | PJM_E | NYISO_J-K | 2035 | B14 | 900 | 0 | 330 | 0 | 0 | 0 | 0 | 0 | 0 | 0 | 0 | 0 | 0 | 0.84714
PJM_E_2_NYISO_J-K | PJM_E | NYISO_J-K | 2035 | B15 | 1203 | 0 | 330 | 0 | 0 | 0 | 0 | 0 | 0 | 0 | 0 | 0 | 0 | 0.84714
PJM_E_2_NYISO_J-K | PJM_E | NYISO_J-K | 2035 | B16 | 25 | 0 | 330 | 0 | 0 | 0 | 0 | 0 | 0 | 0 | 0 | 0 | 0 | 0.84714
PJM_E_2_NYISO_J-K | PJM_E | NYISO_J-K | 2035 | B17 | 100 | 0 | 330 | 100.52 | 0 | 0 | 0 | 0 | 0 | 0 | 0 | 0 | 0 | 0.84714
PJM_E_2_NYISO_J-K | PJM_E | NYISO_J-K | 2035 | B18 | 400 | 0 | 330 | 0 | 0 | 0 | 0 | 0 | 0 | 0 | 0 | 0 | 0 | 0.84714
PJM_E_2_NYISO_J-K | PJM_E | NYISO_J-K | 2035 | B19 | 700 | 0 | 330 | 330 | 0 | 0 | 0 | 0 | 2.1129 | 0 | 0 | 0.58343 | 0 | 0.84714
PJM_E_2_NYISO_J-K | PJM_E | NYISO_J-K | 2035 | B20 | 935 | 0 | 330 | 330 | 0 | 330 | 0 | 627 | 2.8725 | 0 | 0.5935 | 1.0595 | 0 | 0.84714
PJM_E_2_NYISO_J-K | PJM_E | NYISO_J-K | 2040 | B1 | 10 | 0 | 330 | 0 | 0 | 0 | 0 | 0 | 0 | 0 | 0 | 0 | 0 | 0.90451
PJM_E_2_NYISO_J-K | PJM_E | NYISO_J-K | 2040 | B2 | 25 | 0 | 330 | 0 | 0 | 0 | 0 | 0 | 0 | 0 | 0 | 0 | 0 | 0.90451
PJM_E_2_NYISO_J-K | PJM_E | NYISO_J-K | 2040 | B3 | 75 | 0 | 330 | 0 | 0 | 0 | 0 | 0 | 0 | 0 | 0 | 0 | 0 | 0.90451
PJM_E_2_NYISO_J-K | PJM_E | NYISO_J-K | 2040 | B4 | 100 | 0 | 330 | 0 | 0 | 0 | 0 | 0 | 0 | 0 | 0 | 0 | 0 | 0.90451
PJM_E_2_NYISO_J-K | PJM_E | NYISO_J-K | 2040 | B5 | 200 | 0 | 330 | 0 | 0 | 0 | 0 | 0 | 0 | 0 | 0 | 0 | 0 | 0.90451
PJM_E_2_NYISO_J-K | PJM_E | NYISO_J-K | 2040 | B6 | 300 | 0 | 330 | 0 | 0 | 0 | 0 | 0 | 0 | 0 | 0 | 0 | 0 | 0.90451
PJM_E_2_NYISO_J-K | PJM_E | NYISO_J-K | 2040 | B7 | 400 | 0 | 330 | 330 | 0 | 0 | 0 | 0 | 2.101 | 0 | 0 | 0.25779 | 0 | 0.90451
PJM_E_2_NYISO_J-K | PJM_E | NYISO_J-K | 2040 | B8 | 500 | 0 | 330 | 330 | 0 | 0 | 0 | 0 | 5.389 | 0 | 0 | 0.82653 | 0 | 0.90451
PJM_E_2_NYISO_J-K | PJM_E | NYISO_J-K | 2040 | B9 | 800 | 0 | 330 | 0 | 0 | 0 | 0 | 0 | 0 | 0 | 0 | 0 | 0 | 0.90451
PJM_E_2_NYISO_J-K | PJM_E | NYISO_J-K | 2040 | B10 | 1262 | 0 | 330 | 0 | 0 | 0 | 0 | 0 | 0 | 0 | 0 | 0 | 0 | 0.90451
PJM_E_2_NYISO_J-K | PJM_E | NYISO_J-K | 2040 | B11 | 25 | 0 | 330 | 0 | 0 | 0 | 0 | 0 | 0 | 0 | 0 | 0 | 0 | 0.90451
PJM_E_2_NYISO_J-K | PJM_E | NYISO_J-K | 2040 | B12 | 200 | 0 | 330 | 330 | 0 | 0 | 0 | 0 | 0.75968 | 0 | 0 | 0.046606 | 0 | 0.90451
PJM_E_2_NYISO_J-K | PJM_E | NYISO_J-K | 2040 | B13 | 600 | 0 | 330 | 238.98 | 0 | 0 | 0 | 0 | 0 | 0 | 0 | 0 | 0 | 0.90451
PJM_E_2_NYISO_J-K | PJM_E | NYISO_J-K | 2040 | B14 | 900 | 0 | 330 | 0 | 0 | 0 | 0 | 0 | 0 | 0 | 0 | 0 | 0 | 0.90451
PJM_E_2_NYISO_J-K | PJM_E | NYISO_J-K | 2040 | B15 | 1203 | 0 | 330 | 0 | 0 | 0 | 0 | 0 | 0 | 0 | 0 | 0 | 0 | 0.90451
PJM_E_2_NYISO_J-K | PJM_E | NYISO_J-K | 2040 | B16 | 25 | 0 | 330 | 330 | 0 | 0 | 0 | 0 | 0.10683 | 0 | 0 | 0.00081925 | 0 | 0.90451
PJM_E_2_NYISO_J-K | PJM_E | NYISO_J-K | 2040 | B17 | 100 | 0 | 330 | 330 | 0 | 0 | 0 | 0 | 14.0422 | 0 | 0 | 0.43074 | 0 | 0.90451
PJM_E_2_NYISO_J-K | PJM_E | NYISO_J-K | 2040 | B18 | 400 | 0 | 330 | 330 | 0 | 0 | 0 | 0 | 10.6711 | 0 | 0 | 1.3093 | 0 | 0.90451
PJM_E_2_NYISO_J-K | PJM_E | NYISO_J-K | 2040 | B19 | 700 | 0 | 330 | 330 | 0 | 0 | 0 | 0 | 0.55789 | 0 | 0 | 0.11979 | 0 | 0.90451
PJM_E_2_NYISO_J-K | PJM_E | NYISO_J-K | 2040 | B20 | 935 | 0 | 330 | 330 | 0 | 330 | 0 | 1004.62 | 2.1841 | 0 | 0.79529 | 0.62642 | 0 | 0.90451
PJM_E_2_NYISO_J-K | PJM_E | NYISO_J-K | 2045 | B1 | 10 | 0 | 330 | 0 | 0 | 0 | 0 | 0 | 0 | 0 | 0 | 0 | 0 | 1.3327
PJM_E_2_NYISO_J-K | PJM_E | NYISO_J-K | 2045 | B2 | 25 | 0 | 330 | 0 | 0 | 0 | 0 | 0 | 0 | 0 | 0 | 0 | 0 | 1.3327
PJM_E_2_NYISO_J-K | PJM_E | NYISO_J-K | 2045 | B3 | 75 | 0 | 330 | 0 | 0 | 0 | 0 | 0 | 0 | 0 | 0 | 0 | 0 | 1.3327
PJM_E_2_NYISO_J-K | PJM_E | NYISO_J-K | 2045 | B4 | 100 | 0 | 330 | 0 | 0 | 0 | 0 | 0 | 0 | 0 | 0 | 0 | 0 | 1.3327
PJM_E_2_NYISO_J-K | PJM_E | NYISO_J-K | 2045 | B5 | 200 | 0 | 330 | 0 | 0 | 0 | 0 | 0 | 0 | 0 | 0 | 0 | 0 | 1.3327
PJM_E_2_NYISO_J-K | PJM_E | NYISO_J-K | 2045 | B6 | 300 | 0 | 330 | 0 | 0 | 0 | 0 | 0 | 0 | 0 | 0 | 0 | 0 | 1.3327
PJM_E_2_NYISO_J-K | PJM_E | NYISO_J-K | 2045 | B7 | 400 | 0 | 330 | 0 | 0 | 0 | 0 | 0 | 0 | 0 | 0 | 0 | 0 | 1.3327
PJM_E_2_NYISO_J-K | PJM_E | NYISO_J-K | 2045 | B8 | 500 | 0 | 330 | 330 | 0 | 0 | 0 | 0 | 5.2822 | 0 | 0 | 0.65454 | 0 | 1.3327
PJM_E_2_NYISO_J-K | PJM_E | NYISO_J-K | 2045 | B9 | 800 | 0 | 330 | 330 | 0 | 0 | 0 | 0 | 8.0953 | 0 | 0 | 1.605 | 0 | 1.3327
PJM_E_2_NYISO_J-K | PJM_E | NYISO_J-K | 2045 | B10 | 1262 | 0 | 330 | 0 | 0 | 0 | 0 | 0 | 0 | 0 | 0 | 0 | 0 | 1.3327
PJM_E_2_NYISO_J-K | PJM_E | NYISO_J-K | 2045 | B11 | 25 | 0 | 330 | 0 | 0 | 0 | 0 | 0 | 0 | 0 | 0 | 0 | 0 | 1.3327
PJM_E_2_NYISO_J-K | PJM_E | NYISO_J-K | 2045 | B12 | 200 | 0 | 330 | 0 | 0 | 0 | 0 | 0 | 0 | 0 | 0 | 0 | 0 | 1.3327
PJM_E_2_NYISO_J-K | PJM_E | NYISO_J-K | 2045 | B13 | 600 | 0 | 330 | 330 | 0 | 0 | 0 | 0 | 4.3919 | 0 | 0 | 0.65307 | 0 | 1.3327
PJM_E_2_NYISO_J-K | PJM_E | NYISO_J-K | 2045 | B14 | 900 | 0 | 330 | 0 | 0 | 0 | 0 | 0 | 0 | 0 | 0 | 0 | 0 | 1.3327
PJM_E_2_NYISO_J-K | PJM_E | NYISO_J-K | 2045 | B15 | 1203 | 0 | 330 | 0 | 0 | 0 | 0 | 0 | 0 | 0 | 0 | 0 | 0 | 1.3327
PJM_E_2_NYISO_J-K | PJM_E | NYISO_J-K | 2045 | B16 | 25 | 0 | 330 | 0 | 0 | 0 | 0 | 0 | 0 | 0 | 0 | 0 | 0 | 1.3327
PJM_E_2_NYISO_J-K | PJM_E | NYISO_J-K | 2045 | B17 | 100 | 0 | 330 | 330 | 0 | 0 | 0 | 0 | 8.6058 | 0 | 0 | 0.21328 | 0 | 1.3327
PJM_E_2_NYISO_J-K | PJM_E | NYISO_J-K | 2045 | B18 | 400 | 0 | 330 | 330 | 0 | 0 | 0 | 0 | 19.3718 | 0 | 0 | 1.9204 | 0 | 1.3327
PJM_E_2_NYISO_J-K | PJM_E | NYISO_J-K | 2045 | B19 | 700 | 0 | 330 | 330 | 0 | 0 | 0 | 0 | 0.02374 | 0 | 0 | 0.0041185 | 0 | 1.3327
PJM_E_2_NYISO_J-K | PJM_E | NYISO_J-K | 2045 | B20 | 935 | 0 | 330 | 330 | 0 | 330 | 0 | 1407.26 | 1.2107 | 0 | 1.5075 | 0.28056 | 0 | 1.3327
PJM_E_2_NYISO_J-K | PJM_E | NYISO_J-K | 2050 | B1 | 10 | 0 | 330 | 0 | 0 | 0 | 0 | 0 | 0 | 0 | 0 | 0 | 0 | 1.7416
PJM_E_2_NYISO_J-K | PJM_E | NYISO_J-K | 2050 | B2 | 25 | 0 | 330 | 0 | 0 | 0 | 0 | 0 | 0 | 0 | 0 | 0 | 0 | 1.7416
PJM_E_2_NYISO_J-K | PJM_E | NYISO_J-K | 2050 | B3 | 75 | 0 | 330 | 0 | 0 | 0 | 0 | 0 | 0 | 0 | 0 | 0 | 0 | 1.7416
PJM_E_2_NYISO_J-K | PJM_E | NYISO_J-K | 2050 | B4 | 100 | 0 | 330 | 0 | 0 | 0 | 0 | 0 | 0 | 0 | 0 | 0 | 0 | 1.7416
PJM_E_2_NYISO_J-K | PJM_E | NYISO_J-K | 2050 | B5 | 200 | 0 | 330 | 0 | 0 | 0 | 0 | 0 | 0 | 0 | 0 | 0 | 0 | 1.7416
PJM_E_2_NYISO_J-K | PJM_E | NYISO_J-K | 2050 | B6 | 300 | 0 | 330 | 0 | 0 | 0 | 0 | 0 | 0 | 0 | 0 | 0 | 0 | 1.7416
PJM_E_2_NYISO_J-K | PJM_E | NYISO_J-K | 2050 | B7 | 400 | 0 | 330 | 0 | 0 | 0 | 0 | 0 | 0 | 0 | 0 | 0 | 0 | 1.7416
PJM_E_2_NYISO_J-K | PJM_E | NYISO_J-K | 2050 | B8 | 500 | 0 | 330 | 330 | 0 | 0 | 0 | 0 | 5.3296 | 0 | 0 | 0.7931 | 0 | 1.7416
PJM_E_2_NYISO_J-K | PJM_E | NYISO_J-K | 2050 | B9 | 800 | 0 | 330 | 330 | 0 | 0 | 0 | 0 | 5.5789 | 0 | 0 | 1.3283 | 0 | 1.7416
PJM_E_2_NYISO_J-K | PJM_E | NYISO_J-K | 2050 | B10 | 1262 | 0 | 330 | 0 | 0 | 0 | 0 | 0 | 0 | 0 | 0 | 0 | 0 | 1.7416
PJM_E_2_NYISO_J-K | PJM_E | NYISO_J-K | 2050 | B11 | 25 | 0 | 330 | 0 | 0 | 0 | 0 | 0 | 0 | 0 | 0 | 0 | 0 | 1.7416
PJM_E_2_NYISO_J-K | PJM_E | NYISO_J-K | 2050 | B12 | 200 | 0 | 330 | 0 | 0 | 0 | 0 | 0 | 0 | 0 | 0 | 0 | 0 | 1.7416
PJM_E_2_NYISO_J-K | PJM_E | NYISO_J-K | 2050 | B13 | 600 | 0 | 330 | 330 | 0 | 0 | 0 | 0 | 8.2734 | 0 | 0 | 1.4774 | 0 | 1.7416
PJM_E_2_NYISO_J-K | PJM_E | NYISO_J-K | 2050 | B14 | 900 | 0 | 330 | 0 | 0 | 0 | 0 | 0 | 0 | 0 | 0 | 0 | 0 | 1.7416
PJM_E_2_NYISO_J-K | PJM_E | NYISO_J-K | 2050 | B15 | 1203 | 0 | 330 | 0 | 0 | 0 | 0 | 0 | 0 | 0 | 0 | 0 | 0 | 1.7416
PJM_E_2_NYISO_J-K | PJM_E | NYISO_J-K | 2050 | B16 | 25 | 0 | 330 | 330 | 0 | 0 | 0 | 0 | 1.555 | 0 | 0 | 0.01157 | 0 | 1.7416
PJM_E_2_NYISO_J-K | PJM_E | NYISO_J-K | 2050 | B17 | 100 | 0 | 330 | 330 | 0 | 0 | 0 | 0 | 12.4754 | 0 | 0 | 0.37129 | 0 | 1.7416
PJM_E_2_NYISO_J-K | PJM_E | NYISO_J-K | 2050 | B18 | 400 | 0 | 330 | 330 | 0 | 0 | 0 | 0 | 22.826 | 0 | 0 | 2.7174 | 0 | 1.7416
PJM_E_2_NYISO_J-K | PJM_E | NYISO_J-K | 2050 | B19 | 700 | 0 | 330 | 0 | 0 | 0 | 0 | 0 | 0 | 0 | 0 | 0 | 0 | 1.7416
PJM_E_2_NYISO_J-K | PJM_E | NYISO_J-K | 2050 | B20 | 935 | 0 | 330 | 330 | 0 | 330 | 0 | 0 | 0.96147 | 0 | 0.97334 | 0.26755 | 0 | 1.7416
PJM_E_2_PJM_ROM | PJM_E | PJM_ROM | 2015 | B1 | 10 | 0 | 8000 | 0 | 0 | 0 | 0 | 0 | 0 | 0 | 0 | 0 | 0 | 0
PJM_E_2_PJM_ROM | PJM_E | PJM_ROM | 2015 | B2 | 25 | 0 | 8000 | 0 | 0 | 0 | 0 | 0 | 0 | 0 | 0 | 0 | 0 | 0
PJM_E_2_PJM_ROM | PJM_E | PJM_ROM | 2015 | B3 | 75 | 0 | 8000 | 0 | 0 | 0 | 0 | 0 | 0 | 0 | 0 | 0 | 0 | 0
PJM_E_2_PJM_ROM | PJM_E | PJM_ROM | 2015 | B4 | 100 | 0 | 8000 | 0 | 0 | 0 | 0 | 0 | 0 | 0 | 0 | 0 | 0 | 0
PJM_E_2_PJM_ROM | PJM_E | PJM_ROM | 2015 | B5 | 200 | 0 | 8000 | 0 | 0 | 0 | 0 | 0 | 0 | 0 | 0 | 0 | 0 | 0
PJM_E_2_PJM_ROM | PJM_E | PJM_ROM | 2015 | B6 | 300 | 0 | 8000 | 0 | 0 | 0 | 0 | 0 | 0 | 0 | 0 | 0 | 0 | 0
PJM_E_2_PJM_ROM | PJM_E | PJM_ROM | 2015 | B7 | 400 | 0 | 8000 | 0 | 0 | 0 | 0 | 0 | 0 | 0 | 0 | 0 | 0 | 0
PJM_E_2_PJM_ROM | PJM_E | PJM_ROM | 2015 | B8 | 500 | 0 | 8000 | 0 | 0 | 0 | 0 | 0 | 0 | 0 | 0 | 0 | 0 | 0
PJM_E_2_PJM_ROM | PJM_E | PJM_ROM | 2015 | B9 | 800 | 0 | 8000 | 0 | 0 | 0 | 0 | 0 | 0 | 0 | 0 | 0 | 0 | 0
PJM_E_2_PJM_ROM | PJM_E | PJM_ROM | 2015 | B10 | 1262 | 0 | 8000 | 0 | 0 | 0 | 0 | 0 | 0 | 0 | 0 | 0 | 0 | 0
PJM_E_2_PJM_ROM | PJM_E | PJM_ROM | 2015 | B11 | 25 | 0 | 8000 | 1465.87 | 0 | 2722.09 | 0 | 0 | 0 | 0 | 0 | 0 | 0 | 0
PJM_E_2_PJM_ROM | PJM_E | PJM_ROM | 2015 | B12 | 200 | 0 | 8000 | 0 | 0 | 0 | 0 | 0 | 0 | 0 | 0 | 0 | 0 | 0
PJM_E_2_PJM_ROM | PJM_E | PJM_ROM | 2015 | B13 | 600 | 0 | 8000 | 0 | 0 | 0 | 0 | 0 | 0 | 0 | 0 | 0 | 0 | 0
PJM_E_2_PJM_ROM | PJM_E | PJM_ROM | 2015 | B14 | 900 | 0 | 8000 | 0 | 0 | 0 | 0 | 0 | 0 | 0 | 0 | 0 | 0 | 0
PJM_E_2_PJM_ROM | PJM_E | PJM_ROM | 2015 | B15 | 1203 | 0 | 8000 | 0 | 0 | 0 | 0 | 0 | 0 | 0 | 0 | 0 | 0 | 0
PJM_E_2_PJM_ROM | PJM_E | PJM_ROM | 2015 | B16 | 25 | 0 | 8000 | 0 | 0 | 0 | 0 | 0 | 0 | 0 | 0 | 0 | 0 | 0
PJM_E_2_PJM_ROM | PJM_E | PJM_ROM | 2015 | B17 | 100 | 0 | 8000 | 0 | 0 | 0 | 0 | 0 | 0 | 0 | 0 | 0 | 0 | 0
PJM_E_2_PJM_ROM | PJM_E | PJM_ROM | 2015 | B18 | 400 | 0 | 8000 | 0 | 0 | 0 | 0 | 0 | 0 | 0 | 0 | 0 | 0 | 0
PJM_E_2_PJM_ROM | PJM_E | PJM_ROM | 2015 | B19 | 700 | 0 | 8000 | 0 | 0 | 0 | 0 | 0 | 0 | 0 | 0 | 0 | 0 | 0
PJM_E_2_PJM_ROM | PJM_E | PJM_ROM | 2015 | B20 | 935 | 0 | 8000 | 0 | 0 | 0 | 0 | 0 | 0 | 0 | 0 | 0 | 0 | 0
PJM_E_2_PJM_ROM | PJM_E | PJM_ROM | 2020 | B1 | 10 | 0 | 8000 | 0 | 0 | 0 | 0 | 0 | 0 | 0 | 0 | 0 | 0 | 0
PJM_E_2_PJM_ROM | PJM_E | PJM_ROM | 2020 | B2 | 25 | 0 | 8000 | 0 | 0 | 0 | 0 | 0 | 0 | 0 | 0 | 0 | 0 | 0
PJM_E_2_PJM_ROM | PJM_E | PJM_ROM | 2020 | B3 | 75 | 0 | 8000 | 411.96 | 0 | 850.14 | 0 | 0 | 0 | 0 | 0 | 0 | 0 | 0
PJM_E_2_PJM_ROM | PJM_E | PJM_ROM | 2020 | B4 | 100 | 0 | 8000 | 2345.4 | 0 | 2936.06 | 0 | 0 | 0 | 0 | 0 | 0 | 0 | 0
PJM_E_2_PJM_ROM | PJM_E | PJM_ROM | 2020 | B5 | 200 | 0 | 8000 | 0 | 0 | 0 | 0 | 0 | 0 | 0 | 0 | 0 | 0 | 0
PJM_E_2_PJM_ROM | PJM_E | PJM_ROM | 2020 | B6 | 300 | 0 | 8000 | 330.27 | 0 | 576.55 | 0 | 0 | 0 | 0 | 0 | 0 | 0 | 0
PJM_E_2_PJM_ROM | PJM_E | PJM_ROM | 2020 | B7 | 400 | 0 | 8000 | 1477.35 | 0 | 1880.2 | 0 | 0 | 0 | 0 | 0 | 0 | 0 | 0
PJM_E_2_PJM_ROM | PJM_E | PJM_ROM | 2020 | B8 | 500 | 0 | 8000 | 0 | 0 | 0 | 0 | 0 | 0 | 0 | 0 | 0 | 0 | 0
PJM_E_2_PJM_ROM | PJM_E | PJM_ROM | 2020 | B9 | 800 | 0 | 8000 | 0 | 0 | 0 | 0 | 0 | 0 | 0 | 0 | 0 | 0 | 0
PJM_E_2_PJM_ROM | PJM_E | PJM_ROM | 2020 | B10 | 1262 | 0 | 8000 | 0 | 0 | 0 | 0 | 0 | 0 | 0 | 0 | 0 | 0 | 0
PJM_E_2_PJM_ROM | PJM_E | PJM_ROM | 2020 | B11 | 25 | 0 | 8000 | 3158.42 | 0 | 8000 | 0 | 292.38 | 0 | 0 | 0.01187 | 0 | 0 | 0
PJM_E_2_PJM_ROM | PJM_E | PJM_ROM | 2020 | B12 | 200 | 0 | 8000 | 3102.45 | 0 | 3102.45 | 0 | 0 | 0 | 0 | 0 | 0 | 0 | 0
PJM_E_2_PJM_ROM | PJM_E | PJM_ROM | 2020 | B13 | 600 | 0 | 8000 | 1451.63 | 0 | 1440.18 | 0 | 0 | 0 | 0 | 0 | 0 | 0 | 0
PJM_E_2_PJM_ROM | PJM_E | PJM_ROM | 2020 | B14 | 900 | 0 | 8000 | 0 | 0 | 0 | 0 | 0 | 0 | 0 | 0 | 0 | 0 | 0
PJM_E_2_PJM_ROM | PJM_E | PJM_ROM | 2020 | B15 | 1203 | 0 | 8000 | 0 | 0 | 0 | 0 | 0 | 0 | 0 | 0 | 0 | 0 | 0
PJM_E_2_PJM_ROM | PJM_E | PJM_ROM | 2020 | B16 | 25 | 0 | 8000 | 0 | 0 | 0 | 0 | 0 | 0 | 0 | 0 | 0 | 0 | 0
PJM_E_2_PJM_ROM | PJM_E | PJM_ROM | 2020 | B17 | 100 | 0 | 8000 | 0 | 0 | 0 | 0 | 0 | 0 | 0 | 0 | 0 | 0 | 0
PJM_E_2_PJM_ROM | PJM_E | PJM_ROM | 2020 | B18 | 400 | 0 | 8000 | 0 | 0 | 0 | 0 | 0 | 0 | 0 | 0 | 0 | 0 | 0
PJM_E_2_PJM_ROM | PJM_E | PJM_ROM | 2020 | B19 | 700 | 0 | 8000 | 0 | 0 | 0 | 0 | 0 | 0 | 0 | 0 | 0 | 0 | 0
PJM_E_2_PJM_ROM | PJM_E | PJM_ROM | 2020 | B20 | 935 | 0 | 8000 | 0 | 0 | 0 | 0 | 0 | 0 | 0 | 0 | 0 | 0 | 0
PJM_E_2_PJM_ROM | PJM_E | PJM_ROM | 2025 | B1 | 10 | 0 | 8000 | 0 | 0 | 0 | 0 | 0 | 0 | 0 | 0 | 0 | 0 | 0
PJM_E_2_PJM_ROM | PJM_E | PJM_ROM | 2025 | B2 | 25 | 0 | 8000 | 0 | 0 | 0 | 0 | 0 | 0 | 0 | 0 | 0 | 0 | 0
PJM_E_2_PJM_ROM | PJM_E | PJM_ROM | 2025 | B3 | 75 | 0 | 8000 | 2404.83 | 0 | 2146.72 | 0 | 0 | 0 | 0 | 0 | 0 | 0 | 0
PJM_E_2_PJM_ROM | PJM_E | PJM_ROM | 2025 | B4 | 100 | 0 | 8000 | 4657.44 | 0 | 7515.99 | 0 | 0 | 0 | 0 | 0 | 0 | 0 | 0
PJM_E_2_PJM_ROM | PJM_E | PJM_ROM | 2025 | B5 | 200 | 0 | 8000 | 1178.73 | 0 | 1774.3 | 0 | 0 | 0 | 0 | 0 | 0 | 0 | 0
PJM_E_2_PJM_ROM | PJM_E | PJM_ROM | 2025 | B6 | 300 | 0 | 8000 | 453.62 | 0 | 699.9 | 0 | 0 | 0 | 0 | 0 | 0 | 0 | 0
PJM_E_2_PJM_ROM | PJM_E | PJM_ROM | 2025 | B7 | 400 | 0 | 8000 | 1218.38 | 0 | 2048.38 | 0 | 0 | 0 | 0 | 0 | 0 | 0 | 0
PJM_E_2_PJM_ROM | PJM_E | PJM_ROM | 2025 | B8 | 500 | 0 | 8000 | 142.14 | 0 | 142.14 | 0 | 0 | 0 | 0 | 0 | 0 | 0 | 0
PJM_E_2_PJM_ROM | PJM_E | PJM_ROM | 2025 | B9 | 800 | 0 | 8000 | 0 | 0 | 0 | 0 | 0 | 0 | 0 | 0 | 0 | 0 | 0
PJM_E_2_PJM_ROM | PJM_E | PJM_ROM | 2025 | B10 | 1262 | 0 | 8000 | 0 | 0 | 0 | 0 | 0 | 0 | 0 | 0 | 0 | 0 | 0
PJM_E_2_PJM_ROM | PJM_E | PJM_ROM | 2025 | B11 | 25 | 0 | 8000 | 3478.38 | 0 | 8000 | 0 | 1771.21 | 0 | 0 | 0.01187 | 0 | 0 | 0
PJM_E_2_PJM_ROM | PJM_E | PJM_ROM | 2025 | B12 | 200 | 0 | 8000 | 2660.47 | 0 | 2846 | 0 | 0 | 0 | 0 | 0 | 0 | 0 | 0
PJM_E_2_PJM_ROM | PJM_E | PJM_ROM | 2025 | B13 | 600 | 0 | 8000 | 1422.14 | 0 | 641.77 | 0 | 0 | 0 | 0 | 0 | 0 | 0 | 0
PJM_E_2_PJM_ROM | PJM_E | PJM_ROM | 2025 | B14 | 900 | 0 | 8000 | 1112.66 | 0 | 1112.66 | 0 | 0 | 0 | 0 | 0 | 0 | 0 | 0
PJM_E_2_PJM_ROM | PJM_E | PJM_ROM | 2025 | B15 | 1203 | 0 | 8000 | 0 | 0 | 0 | 0 | 0 | 0 | 0 | 0 | 0 | 0 | 0
PJM_E_2_PJM_ROM | PJM_E | PJM_ROM | 2025 | B16 | 25 | 0 | 8000 | 0 | 0 | 16.56 | 0 | 0 | 0 | 0 | 0 | 0 | 0 | 0
PJM_E_2_PJM_ROM | PJM_E | PJM_ROM | 2025 | B17 | 100 | 0 | 8000 | 0 | 0 | 0 | 0 | 0 | 0 | 0 | 0 | 0 | 0 | 0
PJM_E_2_PJM_ROM | PJM_E | PJM_ROM | 2025 | B18 | 400 | 0 | 8000 | 0 | 0 | 0 | 0 | 0 | 0 | 0 | 0 | 0 | 0 | 0
PJM_E_2_PJM_ROM | PJM_E | PJM_ROM | 2025 | B19 | 700 | 0 | 8000 | 0 | 0 | 0 | 0 | 0 | 0 | 0 | 0 | 0 | 0 | 0
PJM_E_2_PJM_ROM | PJM_E | PJM_ROM | 2025 | B20 | 935 | 0 | 8000 | 0 | 0 | 0 | 0 | 0 | 0 | 0 | 0 | 0 | 0 | 0
PJM_E_2_PJM_ROM | PJM_E | PJM_ROM | 2030 | B1 | 10 | 0 | 8000 | 0 | 0 | 0 | 0 | 0 | 0 | 0 | 0 | 0 | 0 | 0
PJM_E_2_PJM_ROM | PJM_E | PJM_ROM | 2030 | B2 | 25 | 0 | 8000 | 0 | 0 | 0 | 0 | 0 | 0 | 0 | 0 | 0 | 0 | 0
PJM_E_2_PJM_ROM | PJM_E | PJM_ROM | 2030 | B3 | 75 | 0 | 8000 | 1673.35 | 0 | 1979.86 | 0 | 0 | 0 | 0 | 0 | 0 | 0 | 0
PJM_E_2_PJM_ROM | PJM_E | PJM_ROM | 2030 | B4 | 100 | 0 | 8000 | 4008.37 | 0 | 8000 | 0 | 118.06 | 0 | 0 | 0.01187 | 0 | 0 | 0
PJM_E_2_PJM_ROM | PJM_E | PJM_ROM | 2030 | B5 | 200 | 0 | 8000 | 2794.77 | 0 | 7707.35 | 0 | 0 | 0 | 0 | 0 | 0 | 0 | 0
PJM_E_2_PJM_ROM | PJM_E | PJM_ROM | 2030 | B6 | 300 | 0 | 8000 | 263.54 | 0 | 509.82 | 0 | 0 | 0 | 0 | 0 | 0 | 0 | 0
PJM_E_2_PJM_ROM | PJM_E | PJM_ROM | 2030 | B7 | 400 | 0 | 8000 | 1188.08 | 0 | 1518.08 | 0 | 0 | 0 | 0 | 0 | 0 | 0 | 0
PJM_E_2_PJM_ROM | PJM_E | PJM_ROM | 2030 | B8 | 500 | 0 | 8000 | 0 | 0 | 238.01 | 0 | 0 | 0 | 0 | 0 | 0 | 0 | 0
PJM_E_2_PJM_ROM | PJM_E | PJM_ROM | 2030 | B9 | 800 | 0 | 8000 | 0 | 0 | 0 | 0 | 0 | 0 | 0 | 0 | 0 | 0 | 0
PJM_E_2_PJM_ROM | PJM_E | PJM_ROM | 2030 | B10 | 1262 | 0 | 8000 | 0 | 0 | 0 | 0 | 0 | 0 | 0 | 0 | 0 | 0 | 0
PJM_E_2_PJM_ROM | PJM_E | PJM_ROM | 2030 | B11 | 25 | 0 | 8000 | 3001.51 | 0 | 8000 | 0 | 1424.54 | 0 | 0 | 0.01187 | 0 | 0 | 0
PJM_E_2_PJM_ROM | PJM_E | PJM_ROM | 2030 | B12 | 200 | 0 | 8000 | 2657.71 | 0 | 3597.65 | 0 | 0 | 0 | 0 | 0 | 0 | 0 | 0
PJM_E_2_PJM_ROM | PJM_E | PJM_ROM | 2030 | B13 | 600 | 0 | 8000 | 1431.63 | 0 | 2811.03 | 0 | 0 | 0 | 0 | 0 | 0 | 0 | 0
PJM_E_2_PJM_ROM | PJM_E | PJM_ROM | 2030 | B14 | 900 | 0 | 8000 | 1292.54 | 0 | 1478.07 | 0 | 0 | 0 | 0 | 0 | 0 | 0 | 0
PJM_E_2_PJM_ROM | PJM_E | PJM_ROM | 2030 | B15 | 1203 | 0 | 8000 | 0 | 0 | 0 | 0 | 0 | 0 | 0 | 0 | 0 | 0 | 0
PJM_E_2_PJM_ROM | PJM_E | PJM_ROM | 2030 | B16 | 25 | 0 | 8000 | 0 | 0 | 0 | 0 | 0 | 0 | 0 | 0 | 0 | 0 | 0
PJM_E_2_PJM_ROM | PJM_E | PJM_ROM | 2030 | B17 | 100 | 0 | 8000 | 0 | 0 | 133.97 | 0 | 0 | 0 | 0 | 0 | 0 | 0 | 0
PJM_E_2_PJM_ROM | PJM_E | PJM_ROM | 2030 | B18 | 400 | 0 | 8000 | 0 | 0 | 0 | 0 | 0 | 0 | 0 | 0 | 0 | 0 | 0
PJM_E_2_PJM_ROM | PJM_E | PJM_ROM | 2030 | B19 | 700 | 0 | 8000 | 0 | 0 | 0 | 0 | 0 | 0 | 0 | 0 | 0 | 0 | 0
PJM_E_2_PJM_ROM | PJM_E | PJM_ROM | 2030 | B20 | 935 | 0 | 8000 | 0 | 0 | 0 | 0 | 0 | 0 | 0 | 0 | 0 | 0 | 0
PJM_E_2_PJM_ROM | PJM_E | PJM_ROM | 2035 | B1 | 10 | 0 | 8000 | 0 | 0 | 0 | 0 | 0 | 0 | 0 | 0 | 0 | 0 | 0
PJM_E_2_PJM_ROM | PJM_E | PJM_ROM | 2035 | B2 | 25 | 0 | 8000 | 0 | 0 | 0 | 0 | 0 | 0 | 0 | 0 | 0 | 0 | 0
PJM_E_2_PJM_ROM | PJM_E | PJM_ROM | 2035 | B3 | 75 | 0 | 8000 | 0 | 0 | 3484.65 | 0 | 0 | 0 | 0 | 0 | 0 | 0 | 0
PJM_E_2_PJM_ROM | PJM_E | PJM_ROM | 2035 | B4 | 100 | 0 | 8000 | 1070.97 | 0 | 8000 | 0 | 626.54 | 0 | 0 | 0.01187 | 0 | 0 | 0
PJM_E_2_PJM_ROM | PJM_E | PJM_ROM | 2035 | B5 | 200 | 0 | 8000 | 2214.58 | 0 | 7787.06 | 0 | 0 | 0 | 0 | 0 | 0 | 0 | 0
PJM_E_2_PJM_ROM | PJM_E | PJM_ROM | 2035 | B6 | 300 | 0 | 8000 | 0 | 0 | 0 | 0 | 0 | 0 | 0 | 0 | 0 | 0 | 0
PJM_E_2_PJM_ROM | PJM_E | PJM_ROM | 2035 | B7 | 400 | 0 | 8000 | 0 | 0 | 0 | 0 | 0 | 0 | 0 | 0 | 0 | 0 | 0
PJM_E_2_PJM_ROM | PJM_E | PJM_ROM | 2035 | B8 | 500 | 0 | 8000 | 0 | 0 | 0 | 0 | 0 | 0 | 0 | 0 | 0 | 0 | 0
PJM_E_2_PJM_ROM | PJM_E | PJM_ROM | 2035 | B9 | 800 | 0 | 8000 | 0 | 0 | 0 | 0 | 0 | 0 | 0 | 0 | 0 | 0 | 0
PJM_E_2_PJM_ROM | PJM_E | PJM_ROM | 2035 | B10 | 1262 | 0 | 8000 | 0 | 0 | 0 | 0 | 0 | 0 | 0 | 0 | 0 | 0 | 0
PJM_E_2_PJM_ROM | PJM_E | PJM_ROM | 2035 | B11 | 25 | 0 | 8000 | 2108.33 | 0 | 4628.8 | 0 | 0 | 0 | 0 | 0 | 0 | 0 | 0
PJM_E_2_PJM_ROM | PJM_E | PJM_ROM | 2035 | B12 | 200 | 0 | 8000 | 295.02 | 0 | 2069.19 | 0 | 0 | 0 | 0 | 0 | 0 | 0 | 0
PJM_E_2_PJM_ROM | PJM_E | PJM_ROM | 2035 | B13 | 600 | 0 | 8000 | 680.21 | 0 | 865.75 | 0 | 0 | 0 | 0 | 0 | 0 | 0 | 0
PJM_E_2_PJM_ROM | PJM_E | PJM_ROM | 2035 | B14 | 900 | 0 | 8000 | 0 | 0 | 0 | 0 | 0 | 0 | 0 | 0 | 0 | 0 | 0
PJM_E_2_PJM_ROM | PJM_E | PJM_ROM | 2035 | B15 | 1203 | 0 | 8000 | 0 | 0 | 0 | 0 | 0 | 0 | 0 | 0 | 0 | 0 | 0
PJM_E_2_PJM_ROM | PJM_E | PJM_ROM | 2035 | B16 | 25 | 0 | 8000 | 0 | 0 | 0 | 0 | 0 | 0 | 0 | 0 | 0 | 0 | 0
PJM_E_2_PJM_ROM | PJM_E | PJM_ROM | 2035 | B17 | 100 | 0 | 8000 | 0 | 0 | 0 | 0 | 0 | 0 | 0 | 0 | 0 | 0 | 0
PJM_E_2_PJM_ROM | PJM_E | PJM_ROM | 2035 | B18 | 400 | 0 | 8000 | 0 | 0 | 0 | 0 | 0 | 0 | 0 | 0 | 0 | 0 | 0
PJM_E_2_PJM_ROM | PJM_E | PJM_ROM | 2035 | B19 | 700 | 0 | 8000 | 0 | 0 | 0 | 0 | 0 | 0 | 0 | 0 | 0 | 0 | 0
PJM_E_2_PJM_ROM | PJM_E | PJM_ROM | 2035 | B20 | 935 | 0 | 8000 | 0 | 0 | 0 | 0 | 0 | 0 | 0 | 0 | 0 | 0 | 0
PJM_E_2_PJM_ROM | PJM_E | PJM_ROM | 2040 | B1 | 10 | 0 | 8000 | 0 | 0 | 0 | 0 | 0 | 0 | 0 | 0 | 0 | 0 | 0
PJM_E_2_PJM_ROM | PJM_E | PJM_ROM | 2040 | B2 | 25 | 0 | 8000 | 0 | 0 | 0 | 0 | 0 | 0 | 0 | 0 | 0 | 0 | 0
PJM_E_2_PJM_ROM | PJM_E | PJM_ROM | 2040 | B3 | 75 | 0 | 8000 | 0 | 0 | 1744.64 | 0 | 0 | 0 | 0 | 0 | 0 | 0 | 0
PJM_E_2_PJM_ROM | PJM_E | PJM_ROM | 2040 | B4 | 100 | 0 | 8000 | 0 | 0 | 6376.76 | 0 | 0 | 0 | 0 | 0 | 0 | 0 | 0
PJM_E_2_PJM_ROM | PJM_E | PJM_ROM | 2040 | B5 | 200 | 0 | 8000 | 0 | 0 | 3777.1 | 0 | 0 | 0 | 0 | 0 | 0 | 0 | 0
PJM_E_2_PJM_ROM | PJM_E | PJM_ROM | 2040 | B6 | 300 | 0 | 8000 | 0 | 0 | 0 | 0 | 0 | 0 | 0 | 0 | 0 | 0 | 0
PJM_E_2_PJM_ROM | PJM_E | PJM_ROM | 2040 | B7 | 400 | 0 | 8000 | 0 | 0 | 0 | 0 | 0 | 0 | 0 | 0 | 0 | 0 | 0
PJM_E_2_PJM_ROM | PJM_E | PJM_ROM | 2040 | B8 | 500 | 0 | 8000 | 0 | 0 | 0 | 0 | 0 | 0 | 0 | 0 | 0 | 0 | 0
PJM_E_2_PJM_ROM | PJM_E | PJM_ROM | 2040 | B9 | 800 | 0 | 8000 | 0 | 0 | 0 | 0 | 0 | 0 | 0 | 0 | 0 | 0 | 0
PJM_E_2_PJM_ROM | PJM_E | PJM_ROM | 2040 | B10 | 1262 | 0 | 8000 | 0 | 0 | 0 | 0 | 0 | 0 | 0 | 0 | 0 | 0 | 0
PJM_E_2_PJM_ROM | PJM_E | PJM_ROM | 2040 | B11 | 25 | 0 | 8000 | 0 | 0 | 618.16 | 0 | 0 | 0 | 0 | 0 | 0 | 0 | 0
PJM_E_2_PJM_ROM | PJM_E | PJM_ROM | 2040 | B12 | 200 | 0 | 8000 | 0 | 0 | 0 | 0 | 0 | 0 | 0 | 0 | 0 | 0 | 0
PJM_E_2_PJM_ROM | PJM_E | PJM_ROM | 2040 | B13 | 600 | 0 | 8000 | 0 | 0 | 0 | 0 | 0 | 0 | 0 | 0 | 0 | 0 | 0
PJM_E_2_PJM_ROM | PJM_E | PJM_ROM | 2040 | B14 | 900 | 0 | 8000 | 0 | 0 | 0 | 0 | 0 | 0 | 0 | 0 | 0 | 0 | 0
PJM_E_2_PJM_ROM | PJM_E | PJM_ROM | 2040 | B15 | 1203 | 0 | 8000 | 0 | 0 | 0 | 0 | 0 | 0 | 0 | 0 | 0 | 0 | 0
PJM_E_2_PJM_ROM | PJM_E | PJM_ROM | 2040 | B16 | 25 | 0 | 8000 | 0 | 0 | 0 | 0 | 0 | 0 | 0 | 0 | 0 | 0 | 0
PJM_E_2_PJM_ROM | PJM_E | PJM_ROM | 2040 | B17 | 100 | 0 | 8000 | 0 | 0 | 0 | 0 | 0 | 0 | 0 | 0 | 0 | 0 | 0
PJM_E_2_PJM_ROM | PJM_E | PJM_ROM | 2040 | B18 | 400 | 0 | 8000 | 0 | 0 | 0 | 0 | 0 | 0 | 0 | 0 | 0 | 0 | 0
PJM_E_2_PJM_ROM | PJM_E | PJM_ROM | 2040 | B19 | 700 | 0 | 8000 | 0 | 0 | 0 | 0 | 0 | 0 | 0 | 0 | 0 | 0 | 0
PJM_E_2_PJM_ROM | PJM_E | PJM_ROM | 2040 | B20 | 935 | 0 | 8000 | 0 | 0 | 0 | 0 | 0 | 0 | 0 | 0 | 0 | 0 | 0
PJM_E_2_PJM_ROM | PJM_E | PJM_ROM | 2045 | B1 | 10 | 0 | 8000 | 0 | 0 | 0 | 0 | 0 | 0 | 0 | 0 | 0 | 0 | 0
PJM_E_2_PJM_ROM | PJM_E | PJM_ROM | 2045 | B2 | 25 | 0 | 8000 | 0 | 0 | 0 | 0 | 0 | 0 | 0 | 0 | 0 | 0 | 0
PJM_E_2_PJM_ROM | PJM_E | PJM_ROM | 2045 | B3 | 75 | 0 | 8000 | 0 | 0 | 0 | 0 | 0 | 0 | 0 | 0 | 0 | 0 | 0
PJM_E_2_PJM_ROM | PJM_E | PJM_ROM | 2045 | B4 | 100 | 0 | 8000 | 0 | 0 | 3500.52 | 0 | 0 | 0 | 0 | 0 | 0 | 0 | 0
PJM_E_2_PJM_ROM | PJM_E | PJM_ROM | 2045 | B5 | 200 | 0 | 8000 | 0 | 0 | 1885.48 | 0 | 0 | 0 | 0 | 0 | 0 | 0 | 0
PJM_E_2_PJM_ROM | PJM_E | PJM_ROM | 2045 | B6 | 300 | 0 | 8000 | 0 | 0 | 0 | 0 | 0 | 0 | 0 | 0 | 0 | 0 | 0
PJM_E_2_PJM_ROM | PJM_E | PJM_ROM | 2045 | B7 | 400 | 0 | 8000 | 0 | 0 | 0 | 0 | 0 | 0 | 0 | 0 | 0 | 0 | 0
PJM_E_2_PJM_ROM | PJM_E | PJM_ROM | 2045 | B8 | 500 | 0 | 8000 | 0 | 0 | 0 | 0 | 0 | 0 | 0 | 0 | 0 | 0 | 0
PJM_E_2_PJM_ROM | PJM_E | PJM_ROM | 2045 | B9 | 800 | 0 | 8000 | 0 | 0 | 0 | 0 | 0 | 0 | 0 | 0 | 0 | 0 | 0
PJM_E_2_PJM_ROM | PJM_E | PJM_ROM | 2045 | B10 | 1262 | 0 | 8000 | 0 | 0 | 0 | 0 | 0 | 0 | 0 | 0 | 0 | 0 | 0
PJM_E_2_PJM_ROM | PJM_E | PJM_ROM | 2045 | B11 | 25 | 0 | 8000 | 0 | 0 | 0 | 0 | 0 | 0 | 0 | 0 | 0 | 0 | 0
PJM_E_2_PJM_ROM | PJM_E | PJM_ROM | 2045 | B12 | 200 | 0 | 8000 | 0 | 0 | 0 | 0 | 0 | 0 | 0 | 0 | 0 | 0 | 0
PJM_E_2_PJM_ROM | PJM_E | PJM_ROM | 2045 | B13 | 600 | 0 | 8000 | 0 | 0 | 0 | 0 | 0 | 0 | 0 | 0 | 0 | 0 | 0
PJM_E_2_PJM_ROM | PJM_E | PJM_ROM | 2045 | B14 | 900 | 0 | 8000 | 0 | 0 | 0 | 0 | 0 | 0 | 0 | 0 | 0 | 0 | 0
PJM_E_2_PJM_ROM | PJM_E | PJM_ROM | 2045 | B15 | 1203 | 0 | 8000 | 0 | 0 | 0 | 0 | 0 | 0 | 0 | 0 | 0 | 0 | 0
PJM_E_2_PJM_ROM | PJM_E | PJM_ROM | 2045 | B16 | 25 | 0 | 8000 | 0 | 0 | 0 | 0 | 0 | 0 | 0 | 0 | 0 | 0 | 0
PJM_E_2_PJM_ROM | PJM_E | PJM_ROM | 2045 | B17 | 100 | 0 | 8000 | 0 | 0 | 0 | 0 | 0 | 0 | 0 | 0 | 0 | 0 | 0
PJM_E_2_PJM_ROM | PJM_E | PJM_ROM | 2045 | B18 | 400 | 0 | 8000 | 0 | 0 | 0 | 0 | 0 | 0 | 0 | 0 | 0 | 0 | 0
PJM_E_2_PJM_ROM | PJM_E | PJM_ROM | 2045 | B19 | 700 | 0 | 8000 | 0 | 0 | 0 | 0 | 0 | 0 | 0 | 0 | 0 | 0 | 0
PJM_E_2_PJM_ROM | PJM_E | PJM_ROM | 2045 | B20 | 935 | 0 | 8000 | 0 | 0 | 0 | 0 | 0 | 0 | 0 | 0 | 0 | 0 | 0
PJM_E_2_PJM_ROM | PJM_E | PJM_ROM | 2050 | B1 | 10 | 0 | 8000 | 0 | 0 | 0 | 0 | 0 | 0 | 0 | 0 | 0 | 0 | 0
PJM_E_2_PJM_ROM | PJM_E | PJM_ROM | 2050 | B2 | 25 | 0 | 8000 | 0 | 0 | 0 | 0 | 0 | 0 | 0 | 0 | 0 | 0 | 0
PJM_E_2_PJM_ROM | PJM_E | PJM_ROM | 2050 | B3 | 75 | 0 | 8000 | 0 | 0 | 894.5 | 0 | 0 | 0 | 0 | 0 | 0 | 0 | 0
PJM_E_2_PJM_ROM | PJM_E | PJM_ROM | 2050 | B4 | 100 | 0 | 8000 | 0 | 0 | 5961.57 | 0 | 0 | 0 | 0 | 0 | 0 | 0 | 0
PJM_E_2_PJM_ROM | PJM_E | PJM_ROM | 2050 | B5 | 200 | 0 | 8000 | 0 | 0 | 4543.26 | 0 | 0 | 0 | 0 | 0 | 0 | 0 | 0
PJM_E_2_PJM_ROM | PJM_E | PJM_ROM | 2050 | B6 | 300 | 0 | 8000 | 0 | 0 | 0 | 0 | 0 | 0 | 0 | 0 | 0 | 0 | 0
PJM_E_2_PJM_ROM | PJM_E | PJM_ROM | 2050 | B7 | 400 | 0 | 8000 | 0 | 0 | 0 | 0 | 0 | 0 | 0 | 0 | 0 | 0 | 0
PJM_E_2_PJM_ROM | PJM_E | PJM_ROM | 2050 | B8 | 500 | 0 | 8000 | 0 | 0 | 0 | 0 | 0 | 0 | 0 | 0 | 0 | 0 | 0
PJM_E_2_PJM_ROM | PJM_E | PJM_ROM | 2050 | B9 | 800 | 0 | 8000 | 0 | 0 | 0 | 0 | 0 | 0 | 0 | 0 | 0 | 0 | 0
PJM_E_2_PJM_ROM | PJM_E | PJM_ROM | 2050 | B10 | 1262 | 0 | 8000 | 0 | 0 | 0 | 0 | 0 | 0 | 0 | 0 | 0 | 0 | 0
PJM_E_2_PJM_ROM | PJM_E | PJM_ROM | 2050 | B11 | 25 | 0 | 8000 | 0 | 0 | 0 | 0 | 0 | 0 | 0 | 0 | 0 | 0 | 0
PJM_E_2_PJM_ROM | PJM_E | PJM_ROM | 2050 | B12 | 200 | 0 | 8000 | 0 | 0 | 0 | 0 | 0 | 0 | 0 | 0 | 0 | 0 | 0
PJM_E_2_PJM_ROM | PJM_E | PJM_ROM | 2050 | B13 | 600 | 0 | 8000 | 0 | 0 | 184.8 | 0 | 0 | 0 | 0 | 0 | 0 | 0 | 0
PJM_E_2_PJM_ROM | PJM_E | PJM_ROM | 2050 | B14 | 900 | 0 | 8000 | 0 | 0 | 85.29 | 0 | 0 | 0 | 0 | 0 | 0 | 0 | 0
PJM_E_2_PJM_ROM | PJM_E | PJM_ROM | 2050 | B15 | 1203 | 0 | 8000 | 0 | 0 | 0 | 0 | 0 | 0 | 0 | 0 | 0 | 0 | 0
PJM_E_2_PJM_ROM | PJM_E | PJM_ROM | 2050 | B16 | 25 | 0 | 8000 | 0 | 0 | 0 | 0 | 0 | 0 | 0 | 0 | 0 | 0 | 0
PJM_E_2_PJM_ROM | PJM_E | PJM_ROM | 2050 | B17 | 100 | 0 | 8000 | 0 | 0 | 0 | 0 | 0 | 0 | 0 | 0 | 0 | 0 | 0
PJM_E_2_PJM_ROM | PJM_E | PJM_ROM | 2050 | B18 | 400 | 0 | 8000 | 0 | 0 | 0 | 0 | 0 | 0 | 0 | 0 | 0 | 0 | 0
PJM_E_2_PJM_ROM | PJM_E | PJM_ROM | 2050 | B19 | 700 | 0 | 8000 | 0 | 0 | 0 | 0 | 0 | 0 | 0 | 0 | 0 | 0 | 0
PJM_E_2_PJM_ROM | PJM_E | PJM_ROM | 2050 | B20 | 935 | 0 | 8000 | 0 | 0 | 0 | 0 | 0 | 0 | 0 | 0 | 0 | 0 | 0
PJM_ROM_2_NYISO_A-F | PJM_ROM | NYISO_A-F | 2015 | B1 | 10 | 0 | 2000 | 0 | 0 | 0 | 0 | 0 | 0 | 0 | 0 | 0 | 0 | 0
PJM_ROM_2_NYISO_A-F | PJM_ROM | NYISO_A-F | 2015 | B2 | 25 | 0 | 2000 | 0 | 0 | 0 | 0 | 0 | 0 | 0 | 0 | 0 | 0 | 0
PJM_ROM_2_NYISO_A-F | PJM_ROM | NYISO_A-F | 2015 | B3 | 75 | 0 | 2000 | 0 | 0 | 0 | 0 | 0 | 0 | 0 | 0 | 0 | 0 | 0
PJM_ROM_2_NYISO_A-F | PJM_ROM | NYISO_A-F | 2015 | B4 | 100 | 0 | 2000 | 0 | 0 | 0 | 0 | 0 | 0 | 0 | 0 | 0 | 0 | 0
PJM_ROM_2_NYISO_A-F | PJM_ROM | NYISO_A-F | 2015 | B5 | 200 | 0 | 2000 | 0 | 0 | 0 | 0 | 0 | 0 | 0 | 0 | 0 | 0 | 0
PJM_ROM_2_NYISO_A-F | PJM_ROM | NYISO_A-F | 2015 | B6 | 300 | 0 | 2000 | 0 | 0 | 0 | 0 | 0 | 0 | 0 | 0 | 0 | 0 | 0
PJM_ROM_2_NYISO_A-F | PJM_ROM | NYISO_A-F | 2015 | B7 | 400 | 0 | 2000 | 0 | 0 | 0 | 0 | 0 | 0 | 0 | 0 | 0 | 0 | 0
PJM_ROM_2_NYISO_A-F | PJM_ROM | NYISO_A-F | 2015 | B8 | 500 | 0 | 2000 | 0 | 0 | 0 | 0 | 0 | 0 | 0 | 0 | 0 | 0 | 0
PJM_ROM_2_NYISO_A-F | PJM_ROM | NYISO_A-F | 2015 | B9 | 800 | 0 | 2000 | 0 | 0 | 0 | 0 | 0 | 0 | 0 | 0 | 0 | 0 | 0
PJM_ROM_2_NYISO_A-F | PJM_ROM | NYISO_A-F | 2015 | B10 | 1262 | 0 | 2000 | 0 | 0 | 0 | 0 | 0 | 0 | 0 | 0 | 0 | 0 | 0
PJM_ROM_2_NYISO_A-F | PJM_ROM | NYISO_A-F | 2015 | B11 | 25 | 0 | 2000 | 0 | 0 | 0 | 0 | 0 | 0 | 0 | 0 | 0 | 0 | 0
PJM_ROM_2_NYISO_A-F | PJM_ROM | NYISO_A-F | 2015 | B12 | 200 | 0 | 2000 | 0 | 0 | 0 | 0 | 0 | 0 | 0 | 0 | 0 | 0 | 0
PJM_ROM_2_NYISO_A-F | PJM_ROM | NYISO_A-F | 2015 | B13 | 600 | 0 | 2000 | 0 | 0 | 0 | 0 | 0 | 0 | 0 | 0 | 0 | 0 | 0
PJM_ROM_2_NYISO_A-F | PJM_ROM | NYISO_A-F | 2015 | B14 | 900 | 0 | 2000 | 0 | 0 | 0 | 0 | 0 | 0 | 0 | 0 | 0 | 0 | 0
PJM_ROM_2_NYISO_A-F | PJM_ROM | NYISO_A-F | 2015 | B15 | 1203 | 0 | 2000 | 0 | 0 | 0 | 0 | 0 | 0 | 0 | 0 | 0 | 0 | 0
PJM_ROM_2_NYISO_A-F | PJM_ROM | NYISO_A-F | 2015 | B16 | 25 | 0 | 2000 | 0 | 0 | 0 | 0 | 0 | 0 | 0 | 0 | 0 | 0 | 0
PJM_ROM_2_NYISO_A-F | PJM_ROM | NYISO_A-F | 2015 | B17 | 100 | 0 | 2000 | 0 | 0 | 0 | 0 | 0 | 0 | 0 | 0 | 0 | 0 | 0
PJM_ROM_2_NYISO_A-F | PJM_ROM | NYISO_A-F | 2015 | B18 | 400 | 0 | 2000 | 0 | 0 | 0 | 0 | 0 | 0 | 0 | 0 | 0 | 0 | 0
PJM_ROM_2_NYISO_A-F | PJM_ROM | NYISO_A-F | 2015 | B19 | 700 | 0 | 2000 | 0 | 0 | 0 | 0 | 0 | 0 | 0 | 0 | 0 | 0 | 0
PJM_ROM_2_NYISO_A-F | PJM_ROM | NYISO_A-F | 2015 | B20 | 935 | 0 | 2000 | 0 | 0 | 1645.16 | 0 | 0 | 0 | 0 | 0 | 0 | 0 | 0
PJM_ROM_2_NYISO_A-F | PJM_ROM | NYISO_A-F | 2020 | B1 | 10 | 0 | 2000 | 0 | 0 | 0 | 0 | 0 | 0 | 0 | 0 | 0 | 0 | 0
PJM_ROM_2_NYISO_A-F | PJM_ROM | NYISO_A-F | 2020 | B2 | 25 | 0 | 2000 | 0 | 0 | 0 | 0 | 0 | 0 | 0 | 0 | 0 | 0 | 0
PJM_ROM_2_NYISO_A-F | PJM_ROM | NYISO_A-F | 2020 | B3 | 75 | 0 | 2000 | 0 | 0 | 0 | 0 | 0 | 0 | 0 | 0 | 0 | 0 | 0
PJM_ROM_2_NYISO_A-F | PJM_ROM | NYISO_A-F | 2020 | B4 | 100 | 0 | 2000 | 0 | 0 | 0 | 0 | 0 | 0 | 0 | 0 | 0 | 0 | 0
PJM_ROM_2_NYISO_A-F | PJM_ROM | NYISO_A-F | 2020 | B5 | 200 | 0 | 2000 | 0 | 0 | 0 | 0 | 0 | 0 | 0 | 0 | 0 | 0 | 0
PJM_ROM_2_NYISO_A-F | PJM_ROM | NYISO_A-F | 2020 | B6 | 300 | 0 | 2000 | 0 | 0 | 0 | 0 | 0 | 0 | 0 | 0 | 0 | 0 | 0
PJM_ROM_2_NYISO_A-F | PJM_ROM | NYISO_A-F | 2020 | B7 | 400 | 0 | 2000 | 0 | 0 | 0 | 0 | 0 | 0 | 0 | 0 | 0 | 0 | 0
PJM_ROM_2_NYISO_A-F | PJM_ROM | NYISO_A-F | 2020 | B8 | 500 | 0 | 2000 | 0 | 0 | 0 | 0 | 0 | 0 | 0 | 0 | 0 | 0 | 0
PJM_ROM_2_NYISO_A-F | PJM_ROM | NYISO_A-F | 2020 | B9 | 800 | 0 | 2000 | 0 | 0 | 0 | 0 | 0 | 0 | 0 | 0 | 0 | 0 | 0
PJM_ROM_2_NYISO_A-F | PJM_ROM | NYISO_A-F | 2020 | B10 | 1262 | 0 | 2000 | 0 | 0 | 0 | 0 | 0 | 0 | 0 | 0 | 0 | 0 | 0
PJM_ROM_2_NYISO_A-F | PJM_ROM | NYISO_A-F | 2020 | B11 | 25 | 0 | 2000 | 0 | 0 | 0 | 0 | 0 | 0 | 0 | 0 | 0 | 0 | 0
PJM_ROM_2_NYISO_A-F | PJM_ROM | NYISO_A-F | 2020 | B12 | 200 | 0 | 2000 | 0 | 0 | 0 | 0 | 0 | 0 | 0 | 0 | 0 | 0 | 0
PJM_ROM_2_NYISO_A-F | PJM_ROM | NYISO_A-F | 2020 | B13 | 600 | 0 | 2000 | 0 | 0 | 0 | 0 | 0 | 0 | 0 | 0 | 0 | 0 | 0
PJM_ROM_2_NYISO_A-F | PJM_ROM | NYISO_A-F | 2020 | B14 | 900 | 0 | 2000 | 0 | 0 | 0 | 0 | 0 | 0 | 0 | 0 | 0 | 0 | 0
PJM_ROM_2_NYISO_A-F | PJM_ROM | NYISO_A-F | 2020 | B15 | 1203 | 0 | 2000 | 0 | 0 | 0 | 0 | 0 | 0 | 0 | 0 | 0 | 0 | 0
PJM_ROM_2_NYISO_A-F | PJM_ROM | NYISO_A-F | 2020 | B16 | 25 | 0 | 2000 | 0 | 0 | 0 | 0 | 0 | 0 | 0 | 0 | 0 | 0 | 0
PJM_ROM_2_NYISO_A-F | PJM_ROM | NYISO_A-F | 2020 | B17 | 100 | 0 | 2000 | 0 | 0 | 0 | 0 | 0 | 0 | 0 | 0 | 0 | 0 | 0
PJM_ROM_2_NYISO_A-F | PJM_ROM | NYISO_A-F | 2020 | B18 | 400 | 0 | 2000 | 0 | 0 | 0 | 0 | 0 | 0 | 0 | 0 | 0 | 0 | 0
PJM_ROM_2_NYISO_A-F | PJM_ROM | NYISO_A-F | 2020 | B19 | 700 | 0 | 2000 | 0 | 0 | 0 | 0 | 0 | 0 | 0 | 0 | 0 | 0 | 0
PJM_ROM_2_NYISO_A-F | PJM_ROM | NYISO_A-F | 2020 | B20 | 935 | 0 | 2000 | 696.46 | 0 | 289.41 | 0 | 0 | 0 | 0 | 0 | 0 | 0 | 0
PJM_ROM_2_NYISO_A-F | PJM_ROM | NYISO_A-F | 2025 | B1 | 10 | 0 | 2000 | 0 | 0 | 0 | 0 | 0 | 0 | 0 | 0 | 0 | 0 | 0.39468
PJM_ROM_2_NYISO_A-F | PJM_ROM | NYISO_A-F | 2025 | B2 | 25 | 0 | 2000 | 0 | 0 | 0 | 0 | 0 | 0 | 0 | 0 | 0 | 0 | 0.39468
PJM_ROM_2_NYISO_A-F | PJM_ROM | NYISO_A-F | 2025 | B3 | 75 | 0 | 2000 | 0 | 0 | 0 | 0 | 0 | 0 | 0 | 0 | 0 | 0 | 0.39468
PJM_ROM_2_NYISO_A-F | PJM_ROM | NYISO_A-F | 2025 | B4 | 100 | 0 | 2000 | 0 | 0 | 0 | 0 | 0 | 0 | 0 | 0 | 0 | 0 | 0.39468
PJM_ROM_2_NYISO_A-F | PJM_ROM | NYISO_A-F | 2025 | B5 | 200 | 0 | 2000 | 0 | 0 | 0 | 0 | 0 | 0 | 0 | 0 | 0 | 0 | 0.39468
PJM_ROM_2_NYISO_A-F | PJM_ROM | NYISO_A-F | 2025 | B6 | 300 | 0 | 2000 | 0 | 0 | 0 | 0 | 0 | 0 | 0 | 0 | 0 | 0 | 0.39468
PJM_ROM_2_NYISO_A-F | PJM_ROM | NYISO_A-F | 2025 | B7 | 400 | 0 | 2000 | 0 | 0 | 0 | 0 | 0 | 0 | 0 | 0 | 0 | 0 | 0.39468
PJM_ROM_2_NYISO_A-F | PJM_ROM | NYISO_A-F | 2025 | B8 | 500 | 0 | 2000 | 0 | 0 | 0 | 0 | 0 | 0 | 0 | 0 | 0 | 0 | 0.39468
PJM_ROM_2_NYISO_A-F | PJM_ROM | NYISO_A-F | 2025 | B9 | 800 | 0 | 2000 | 0 | 0 | 0 | 0 | 0 | 0 | 0 | 0 | 0 | 0 | 0.39468
PJM_ROM_2_NYISO_A-F | PJM_ROM | NYISO_A-F | 2025 | B10 | 1262 | 0 | 2000 | 0 | 0 | 0 | 0 | 0 | 0 | 0 | 0 | 0 | 0 | 0.39468
PJM_ROM_2_NYISO_A-F | PJM_ROM | NYISO_A-F | 2025 | B11 | 25 | 0 | 2000 | 0 | 0 | 0 | 0 | 0 | 0 | 0 | 0 | 0 | 0 | 0.39468
PJM_ROM_2_NYISO_A-F | PJM_ROM | NYISO_A-F | 2025 | B12 | 200 | 0 | 2000 | 0 | 0 | 0 | 0 | 0 | 0 | 0 | 0 | 0 | 0 | 0.39468
PJM_ROM_2_NYISO_A-F | PJM_ROM | NYISO_A-F | 2025 | B13 | 600 | 0 | 2000 | 0 | 0 | 0 | 0 | 0 | 0 | 0 | 0 | 0 | 0 | 0.39468
PJM_ROM_2_NYISO_A-F | PJM_ROM | NYISO_A-F | 2025 | B14 | 900 | 0 | 2000 | 0 | 0 | 0 | 0 | 0 | 0 | 0 | 0 | 0 | 0 | 0.39468
PJM_ROM_2_NYISO_A-F | PJM_ROM | NYISO_A-F | 2025 | B15 | 1203 | 0 | 2000 | 0 | 0 | 0 | 0 | 0 | 0 | 0 | 0 | 0 | 0 | 0.39468
PJM_ROM_2_NYISO_A-F | PJM_ROM | NYISO_A-F | 2025 | B16 | 25 | 0 | 2000 | 0 | 0 | 0 | 0 | 0 | 0 | 0 | 0 | 0 | 0 | 0.39468
PJM_ROM_2_NYISO_A-F | PJM_ROM | NYISO_A-F | 2025 | B17 | 100 | 0 | 2000 | 0 | 0 | 0 | 0 | 0 | 0 | 0 | 0 | 0 | 0 | 0.39468
PJM_ROM_2_NYISO_A-F | PJM_ROM | NYISO_A-F | 2025 | B18 | 400 | 0 | 2000 | 0 | 0 | 0 | 0 | 0 | 0 | 0 | 0 | 0 | 0 | 0.39468
PJM_ROM_2_NYISO_A-F | PJM_ROM | NYISO_A-F | 2025 | B19 | 700 | 0 | 2000 | 0 | 0 | 0 | 0 | 0 | 0 | 0 | 0 | 0 | 0 | 0.39468
PJM_ROM_2_NYISO_A-F | PJM_ROM | NYISO_A-F | 2025 | B20 | 935 | 0 | 2000 | 2000 | 0 | 2000 | 0 | 0.27 | 1.5787 | 0 | 0.39171 | 1.5787 | 0 | 0.39468
PJM_ROM_2_NYISO_A-F | PJM_ROM | NYISO_A-F | 2030 | B1 | 10 | 0 | 2000 | 0 | 0 | 0 | 0 | 0 | 0 | 0 | 0 | 0 | 0 | 0.48964
PJM_ROM_2_NYISO_A-F | PJM_ROM | NYISO_A-F | 2030 | B2 | 25 | 0 | 2000 | 0 | 0 | 0 | 0 | 0 | 0 | 0 | 0 | 0 | 0 | 0.48964
PJM_ROM_2_NYISO_A-F | PJM_ROM | NYISO_A-F | 2030 | B3 | 75 | 0 | 2000 | 0 | 0 | 0 | 0 | 0 | 0 | 0 | 0 | 0 | 0 | 0.48964
PJM_ROM_2_NYISO_A-F | PJM_ROM | NYISO_A-F | 2030 | B4 | 100 | 0 | 2000 | 0 | 0 | 0 | 0 | 0 | 0 | 0 | 0 | 0 | 0 | 0.48964
PJM_ROM_2_NYISO_A-F | PJM_ROM | NYISO_A-F | 2030 | B5 | 200 | 0 | 2000 | 0 | 0 | 0 | 0 | 0 | 0 | 0 | 0 | 0 | 0 | 0.48964
PJM_ROM_2_NYISO_A-F | PJM_ROM | NYISO_A-F | 2030 | B6 | 300 | 0 | 2000 | 0 | 0 | 0 | 0 | 0 | 0 | 0 | 0 | 0 | 0 | 0.48964
PJM_ROM_2_NYISO_A-F | PJM_ROM | NYISO_A-F | 2030 | B7 | 400 | 0 | 2000 | 0 | 0 | 0 | 0 | 0 | 0 | 0 | 0 | 0 | 0 | 0.48964
PJM_ROM_2_NYISO_A-F | PJM_ROM | NYISO_A-F | 2030 | B8 | 500 | 0 | 2000 | 0 | 0 | 0 | 0 | 0 | 0 | 0 | 0 | 0 | 0 | 0.48964
PJM_ROM_2_NYISO_A-F | PJM_ROM | NYISO_A-F | 2030 | B9 | 800 | 0 | 2000 | 0 | 0 | 0 | 0 | 0 | 0 | 0 | 0 | 0 | 0 | 0.48964
PJM_ROM_2_NYISO_A-F | PJM_ROM | NYISO_A-F | 2030 | B10 | 1262 | 0 | 2000 | 0 | 0 | 0 | 0 | 0 | 0 | 0 | 0 | 0 | 0 | 0.48964
PJM_ROM_2_NYISO_A-F | PJM_ROM | NYISO_A-F | 2030 | B11 | 25 | 0 | 2000 | 0 | 0 | 0 | 0 | 0 | 0 | 0 | 0 | 0 | 0 | 0.48964
PJM_ROM_2_NYISO_A-F | PJM_ROM | NYISO_A-F | 2030 | B12 | 200 | 0 | 2000 | 0 | 0 | 0 | 0 | 0 | 0 | 0 | 0 | 0 | 0 | 0.48964
PJM_ROM_2_NYISO_A-F | PJM_ROM | NYISO_A-F | 2030 | B13 | 600 | 0 | 2000 | 0 | 0 | 0 | 0 | 0 | 0 | 0 | 0 | 0 | 0 | 0.48964
PJM_ROM_2_NYISO_A-F | PJM_ROM | NYISO_A-F | 2030 | B14 | 900 | 0 | 2000 | 0 | 0 | 0 | 0 | 0 | 0 | 0 | 0 | 0 | 0 | 0.48964
PJM_ROM_2_NYISO_A-F | PJM_ROM | NYISO_A-F | 2030 | B15 | 1203 | 0 | 2000 | 0 | 0 | 0 | 0 | 0 | 0 | 0 | 0 | 0 | 0 | 0.48964
PJM_ROM_2_NYISO_A-F | PJM_ROM | NYISO_A-F | 2030 | B16 | 25 | 0 | 2000 | 0 | 0 | 0 | 0 | 0 | 0 | 0 | 0 | 0 | 0 | 0.48964
PJM_ROM_2_NYISO_A-F | PJM_ROM | NYISO_A-F | 2030 | B17 | 100 | 0 | 2000 | 0 | 0 | 0 | 0 | 0 | 0 | 0 | 0 | 0 | 0 | 0.48964
PJM_ROM_2_NYISO_A-F | PJM_ROM | NYISO_A-F | 2030 | B18 | 400 | 0 | 2000 | 0 | 0 | 0 | 0 | 0 | 0 | 0 | 0 | 0 | 0 | 0.48964
PJM_ROM_2_NYISO_A-F | PJM_ROM | NYISO_A-F | 2030 | B19 | 700 | 0 | 2000 | 0 | 0 | 0 | 0 | 0 | 0 | 0 | 0 | 0 | 0 | 0.48964
PJM_ROM_2_NYISO_A-F | PJM_ROM | NYISO_A-F | 2030 | B20 | 935 | 0 | 2000 | 2000 | 0 | 1951.01 | 0 | 0 | 1.9586 | 0 | 0 | 1.9586 | 0 | 0.48964
PJM_ROM_2_NYISO_A-F | PJM_ROM | NYISO_A-F | 2035 | B1 | 10 | 0 | 2000 | 0 | 0 | 0 | 0 | 0 | 0 | 0 | 0 | 0 | 0 | 0
PJM_ROM_2_NYISO_A-F | PJM_ROM | NYISO_A-F | 2035 | B2 | 25 | 0 | 2000 | 0 | 0 | 0 | 0 | 0 | 0 | 0 | 0 | 0 | 0 | 0
PJM_ROM_2_NYISO_A-F | PJM_ROM | NYISO_A-F | 2035 | B3 | 75 | 0 | 2000 | 0 | 0 | 0 | 0 | 0 | 0 | 0 | 0 | 0 | 0 | 0
PJM_ROM_2_NYISO_A-F | PJM_ROM | NYISO_A-F | 2035 | B4 | 100 | 0 | 2000 | 0 | 0 | 0 | 0 | 0 | 0 | 0 | 0 | 0 | 0 | 0
PJM_ROM_2_NYISO_A-F | PJM_ROM | NYISO_A-F | 2035 | B5 | 200 | 0 | 2000 | 0 | 0 | 0 | 0 | 0 | 0 | 0 | 0 | 0 | 0 | 0
PJM_ROM_2_NYISO_A-F | PJM_ROM | NYISO_A-F | 2035 | B6 | 300 | 0 | 2000 | 0 | 0 | 0 | 0 | 0 | 0 | 0 | 0 | 0 | 0 | 0
PJM_ROM_2_NYISO_A-F | PJM_ROM | NYISO_A-F | 2035 | B7 | 400 | 0 | 2000 | 0 | 0 | 0 | 0 | 0 | 0 | 0 | 0 | 0 | 0 | 0
PJM_ROM_2_NYISO_A-F | PJM_ROM | NYISO_A-F | 2035 | B8 | 500 | 0 | 2000 | 0 | 0 | 0 | 0 | 0 | 0 | 0 | 0 | 0 | 0 | 0
PJM_ROM_2_NYISO_A-F | PJM_ROM | NYISO_A-F | 2035 | B9 | 800 | 0 | 2000 | 0 | 0 | 0 | 0 | 0 | 0 | 0 | 0 | 0 | 0 | 0
PJM_ROM_2_NYISO_A-F | PJM_ROM | NYISO_A-F | 2035 | B10 | 1262 | 0 | 2000 | 0 | 0 | 0 | 0 | 0 | 0 | 0 | 0 | 0 | 0 | 0
PJM_ROM_2_NYISO_A-F | PJM_ROM | NYISO_A-F | 2035 | B11 | 25 | 0 | 2000 | 0 | 0 | 0 | 0 | 0 | 0 | 0 | 0 | 0 | 0 | 0
PJM_ROM_2_NYISO_A-F | PJM_ROM | NYISO_A-F | 2035 | B12 | 200 | 0 | 2000 | 0 | 0 | 0 | 0 | 0 | 0 | 0 | 0 | 0 | 0 | 0
PJM_ROM_2_NYISO_A-F | PJM_ROM | NYISO_A-F | 2035 | B13 | 600 | 0 | 2000 | 0 | 0 | 0 | 0 | 0 | 0 | 0 | 0 | 0 | 0 | 0
PJM_ROM_2_NYISO_A-F | PJM_ROM | NYISO_A-F | 2035 | B14 | 900 | 0 | 2000 | 0 | 0 | 0 | 0 | 0 | 0 | 0 | 0 | 0 | 0 | 0
PJM_ROM_2_NYISO_A-F | PJM_ROM | NYISO_A-F | 2035 | B15 | 1203 | 0 | 2000 | 0 | 0 | 0 | 0 | 0 | 0 | 0 | 0 | 0 | 0 | 0
PJM_ROM_2_NYISO_A-F | PJM_ROM | NYISO_A-F | 2035 | B16 | 25 | 0 | 2000 | 0 | 0 | 0 | 0 | 0 | 0 | 0 | 0 | 0 | 0 | 0
PJM_ROM_2_NYISO_A-F | PJM_ROM | NYISO_A-F | 2035 | B17 | 100 | 0 | 2000 | 0 | 0 | 0 | 0 | 0 | 0 | 0 | 0 | 0 | 0 | 0
PJM_ROM_2_NYISO_A-F | PJM_ROM | NYISO_A-F | 2035 | B18 | 400 | 0 | 2000 | 0 | 0 | 0 | 0 | 0 | 0 | 0 | 0 | 0 | 0 | 0
PJM_ROM_2_NYISO_A-F | PJM_ROM | NYISO_A-F | 2035 | B19 | 700 | 0 | 2000 | 0 | 0 | 0 | 0 | 0 | 0 | 0 | 0 | 0 | 0 | 0
PJM_ROM_2_NYISO_A-F | PJM_ROM | NYISO_A-F | 2035 | B20 | 935 | 0 | 2000 | 1617.94 | 0 | 2000 | 0 | 212.21 | 0 | 0 | 0.01187 | 0 | 0 | 0
PJM_ROM_2_NYISO_A-F | PJM_ROM | NYISO_A-F | 2040 | B1 | 10 | 0 | 2000 | 0 | 0 | 0 | 0 | 0 | 0 | 0 | 0 | 0 | 0 | 0
PJM_ROM_2_NYISO_A-F | PJM_ROM | NYISO_A-F | 2040 | B2 | 25 | 0 | 2000 | 0 | 0 | 0 | 0 | 0 | 0 | 0 | 0 | 0 | 0 | 0
PJM_ROM_2_NYISO_A-F | PJM_ROM | NYISO_A-F | 2040 | B3 | 75 | 0 | 2000 | 0 | 0 | 0 | 0 | 0 | 0 | 0 | 0 | 0 | 0 | 0
PJM_ROM_2_NYISO_A-F | PJM_ROM | NYISO_A-F | 2040 | B4 | 100 | 0 | 2000 | 0 | 0 | 0 | 0 | 0 | 0 | 0 | 0 | 0 | 0 | 0
PJM_ROM_2_NYISO_A-F | PJM_ROM | NYISO_A-F | 2040 | B5 | 200 | 0 | 2000 | 0 | 0 | 0 | 0 | 0 | 0 | 0 | 0 | 0 | 0 | 0
PJM_ROM_2_NYISO_A-F | PJM_ROM | NYISO_A-F | 2040 | B6 | 300 | 0 | 2000 | 0 | 0 | 0 | 0 | 0 | 0 | 0 | 0 | 0 | 0 | 0
PJM_ROM_2_NYISO_A-F | PJM_ROM | NYISO_A-F | 2040 | B7 | 400 | 0 | 2000 | 0 | 0 | 0 | 0 | 0 | 0 | 0 | 0 | 0 | 0 | 0
PJM_ROM_2_NYISO_A-F | PJM_ROM | NYISO_A-F | 2040 | B8 | 500 | 0 | 2000 | 0 | 0 | 0 | 0 | 0 | 0 | 0 | 0 | 0 | 0 | 0
PJM_ROM_2_NYISO_A-F | PJM_ROM | NYISO_A-F | 2040 | B9 | 800 | 0 | 2000 | 0 | 0 | 0 | 0 | 0 | 0 | 0 | 0 | 0 | 0 | 0
PJM_ROM_2_NYISO_A-F | PJM_ROM | NYISO_A-F | 2040 | B10 | 1262 | 0 | 2000 | 0 | 0 | 0 | 0 | 0 | 0 | 0 | 0 | 0 | 0 | 0
PJM_ROM_2_NYISO_A-F | PJM_ROM | NYISO_A-F | 2040 | B11 | 25 | 0 | 2000 | 0 | 0 | 0 | 0 | 0 | 0 | 0 | 0 | 0 | 0 | 0
PJM_ROM_2_NYISO_A-F | PJM_ROM | NYISO_A-F | 2040 | B12 | 200 | 0 | 2000 | 0 | 0 | 0 | 0 | 0 | 0 | 0 | 0 | 0 | 0 | 0
PJM_ROM_2_NYISO_A-F | PJM_ROM | NYISO_A-F | 2040 | B13 | 600 | 0 | 2000 | 0 | 0 | 0 | 0 | 0 | 0 | 0 | 0 | 0 | 0 | 0
PJM_ROM_2_NYISO_A-F | PJM_ROM | NYISO_A-F | 2040 | B14 | 900 | 0 | 2000 | 0 | 0 | 0 | 0 | 0 | 0 | 0 | 0 | 0 | 0 | 0
PJM_ROM_2_NYISO_A-F | PJM_ROM | NYISO_A-F | 2040 | B15 | 1203 | 0 | 2000 | 0 | 0 | 0 | 0 | 0 | 0 | 0 | 0 | 0 | 0 | 0
PJM_ROM_2_NYISO_A-F | PJM_ROM | NYISO_A-F | 2040 | B16 | 25 | 0 | 2000 | 0 | 0 | 0 | 0 | 0 | 0 | 0 | 0 | 0 | 0 | 0
PJM_ROM_2_NYISO_A-F | PJM_ROM | NYISO_A-F | 2040 | B17 | 100 | 0 | 2000 | 0 | 0 | 0 | 0 | 0 | 0 | 0 | 0 | 0 | 0 | 0
PJM_ROM_2_NYISO_A-F | PJM_ROM | NYISO_A-F | 2040 | B18 | 400 | 0 | 2000 | 0 | 0 | 0 | 0 | 0 | 0 | 0 | 0 | 0 | 0 | 0
PJM_ROM_2_NYISO_A-F | PJM_ROM | NYISO_A-F | 2040 | B19 | 700 | 0 | 2000 | 0 | 0 | 0 | 0 | 0 | 0 | 0 | 0 | 0 | 0 | 0
PJM_ROM_2_NYISO_A-F | PJM_ROM | NYISO_A-F | 2040 | B20 | 935 | 0 | 2000 | 0 | 0 | 2000 | 0 | 1373.92 | 0 | 0 | 0.01187 | 0 | 0 | 0
PJM_ROM_2_NYISO_A-F | PJM_ROM | NYISO_A-F | 2045 | B1 | 10 | 0 | 2000 | 0 | 0 | 0 | 0 | 0 | 0 | 0 | 0 | 0 | 0 | 0
PJM_ROM_2_NYISO_A-F | PJM_ROM | NYISO_A-F | 2045 | B2 | 25 | 0 | 2000 | 0 | 0 | 0 | 0 | 0 | 0 | 0 | 0 | 0 | 0 | 0
PJM_ROM_2_NYISO_A-F | PJM_ROM | NYISO_A-F | 2045 | B3 | 75 | 0 | 2000 | 0 | 0 | 0 | 0 | 0 | 0 | 0 | 0 | 0 | 0 | 0
PJM_ROM_2_NYISO_A-F | PJM_ROM | NYISO_A-F | 2045 | B4 | 100 | 0 | 2000 | 0 | 0 | 0 | 0 | 0 | 0 | 0 | 0 | 0 | 0 | 0
PJM_ROM_2_NYISO_A-F | PJM_ROM | NYISO_A-F | 2045 | B5 | 200 | 0 | 2000 | 0 | 0 | 0 | 0 | 0 | 0 | 0 | 0 | 0 | 0 | 0
PJM_ROM_2_NYISO_A-F | PJM_ROM | NYISO_A-F | 2045 | B6 | 300 | 0 | 2000 | 0 | 0 | 0 | 0 | 0 | 0 | 0 | 0 | 0 | 0 | 0
PJM_ROM_2_NYISO_A-F | PJM_ROM | NYISO_A-F | 2045 | B7 | 400 | 0 | 2000 | 0 | 0 | 0 | 0 | 0 | 0 | 0 | 0 | 0 | 0 | 0
PJM_ROM_2_NYISO_A-F | PJM_ROM | NYISO_A-F | 2045 | B8 | 500 | 0 | 2000 | 0 | 0 | 0 | 0 | 0 | 0 | 0 | 0 | 0 | 0 | 0
PJM_ROM_2_NYISO_A-F | PJM_ROM | NYISO_A-F | 2045 | B9 | 800 | 0 | 2000 | 0 | 0 | 0 | 0 | 0 | 0 | 0 | 0 | 0 | 0 | 0
PJM_ROM_2_NYISO_A-F | PJM_ROM | NYISO_A-F | 2045 | B10 | 1262 | 0 | 2000 | 0 | 0 | 0 | 0 | 0 | 0 | 0 | 0 | 0 | 0 | 0
PJM_ROM_2_NYISO_A-F | PJM_ROM | NYISO_A-F | 2045 | B11 | 25 | 0 | 2000 | 0 | 0 | 0 | 0 | 0 | 0 | 0 | 0 | 0 | 0 | 0
PJM_ROM_2_NYISO_A-F | PJM_ROM | NYISO_A-F | 2045 | B12 | 200 | 0 | 2000 | 0 | 0 | 0 | 0 | 0 | 0 | 0 | 0 | 0 | 0 | 0
PJM_ROM_2_NYISO_A-F | PJM_ROM | NYISO_A-F | 2045 | B13 | 600 | 0 | 2000 | 0 | 0 | 0 | 0 | 0 | 0 | 0 | 0 | 0 | 0 | 0
PJM_ROM_2_NYISO_A-F | PJM_ROM | NYISO_A-F | 2045 | B14 | 900 | 0 | 2000 | 0 | 0 | 0 | 0 | 0 | 0 | 0 | 0 | 0 | 0 | 0
PJM_ROM_2_NYISO_A-F | PJM_ROM | NYISO_A-F | 2045 | B15 | 1203 | 0 | 2000 | 0 | 0 | 0 | 0 | 0 | 0 | 0 | 0 | 0 | 0 | 0
PJM_ROM_2_NYISO_A-F | PJM_ROM | NYISO_A-F | 2045 | B16 | 25 | 0 | 2000 | 0 | 0 | 0 | 0 | 0 | 0 | 0 | 0 | 0 | 0 | 0
PJM_ROM_2_NYISO_A-F | PJM_ROM | NYISO_A-F | 2045 | B17 | 100 | 0 | 2000 | 0 | 0 | 0 | 0 | 0 | 0 | 0 | 0 | 0 | 0 | 0
PJM_ROM_2_NYISO_A-F | PJM_ROM | NYISO_A-F | 2045 | B18 | 400 | 0 | 2000 | 0 | 0 | 0 | 0 | 0 | 0 | 0 | 0 | 0 | 0 | 0
PJM_ROM_2_NYISO_A-F | PJM_ROM | NYISO_A-F | 2045 | B19 | 700 | 0 | 2000 | 0 | 0 | 0 | 0 | 0 | 0 | 0 | 0 | 0 | 0 | 0
PJM_ROM_2_NYISO_A-F | PJM_ROM | NYISO_A-F | 2045 | B20 | 935 | 0 | 2000 | 0 | 0 | 1973.01 | 0 | 0 | 0 | 0 | 0 | 0 | 0 | 0
PJM_ROM_2_NYISO_A-F | PJM_ROM | NYISO_A-F | 2050 | B1 | 10 | 0 | 2000 | 0 | 0 | 0 | 0 | 0 | 0 | 0 | 0 | 0 | 0 | 0
PJM_ROM_2_NYISO_A-F | PJM_ROM | NYISO_A-F | 2050 | B2 | 25 | 0 | 2000 | 0 | 0 | 0 | 0 | 0 | 0 | 0 | 0 | 0 | 0 | 0
PJM_ROM_2_NYISO_A-F | PJM_ROM | NYISO_A-F | 2050 | B3 | 75 | 0 | 2000 | 0 | 0 | 0 | 0 | 0 | 0 | 0 | 0 | 0 | 0 | 0
PJM_ROM_2_NYISO_A-F | PJM_ROM | NYISO_A-F | 2050 | B4 | 100 | 0 | 2000 | 0 | 0 | 0 | 0 | 0 | 0 | 0 | 0 | 0 | 0 | 0
PJM_ROM_2_NYISO_A-F | PJM_ROM | NYISO_A-F | 2050 | B5 | 200 | 0 | 2000 | 0 | 0 | 0 | 0 | 0 | 0 | 0 | 0 | 0 | 0 | 0
PJM_ROM_2_NYISO_A-F | PJM_ROM | NYISO_A-F | 2050 | B6 | 300 | 0 | 2000 | 0 | 0 | 0 | 0 | 0 | 0 | 0 | 0 | 0 | 0 | 0
PJM_ROM_2_NYISO_A-F | PJM_ROM | NYISO_A-F | 2050 | B7 | 400 | 0 | 2000 | 0 | 0 | 0 | 0 | 0 | 0 | 0 | 0 | 0 | 0 | 0
PJM_ROM_2_NYISO_A-F | PJM_ROM | NYISO_A-F | 2050 | B8 | 500 | 0 | 2000 | 0 | 0 | 0 | 0 | 0 | 0 | 0 | 0 | 0 | 0 | 0
PJM_ROM_2_NYISO_A-F | PJM_ROM | NYISO_A-F | 2050 | B9 | 800 | 0 | 2000 | 0 | 0 | 0 | 0 | 0 | 0 | 0 | 0 | 0 | 0 | 0
PJM_ROM_2_NYISO_A-F | PJM_ROM | NYISO_A-F | 2050 | B10 | 1262 | 0 | 2000 | 0 | 0 | 0 | 0 | 0 | 0 | 0 | 0 | 0 | 0 | 0
PJM_ROM_2_NYISO_A-F | PJM_ROM | NYISO_A-F | 2050 | B11 | 25 | 0 | 2000 | 0 | 0 | 0 | 0 | 0 | 0 | 0 | 0 | 0 | 0 | 0
PJM_ROM_2_NYISO_A-F | PJM_ROM | NYISO_A-F | 2050 | B12 | 200 | 0 | 2000 | 0 | 0 | 0 | 0 | 0 | 0 | 0 | 0 | 0 | 0 | 0
PJM_ROM_2_NYISO_A-F | PJM_ROM | NYISO_A-F | 2050 | B13 | 600 | 0 | 2000 | 0 | 0 | 0 | 0 | 0 | 0 | 0 | 0 | 0 | 0 | 0
PJM_ROM_2_NYISO_A-F | PJM_ROM | NYISO_A-F | 2050 | B14 | 900 | 0 | 2000 | 0 | 0 | 0 | 0 | 0 | 0 | 0 | 0 | 0 | 0 | 0
PJM_ROM_2_NYISO_A-F | PJM_ROM | NYISO_A-F | 2050 | B15 | 1203 | 0 | 2000 | 0 | 0 | 0 | 0 | 0 | 0 | 0 | 0 | 0 | 0 | 0
PJM_ROM_2_NYISO_A-F | PJM_ROM | NYISO_A-F | 2050 | B16 | 25 | 0 | 2000 | 0 | 0 | 0 | 0 | 0 | 0 | 0 | 0 | 0 | 0 | 0
PJM_ROM_2_NYISO_A-F | PJM_ROM | NYISO_A-F | 2050 | B17 | 100 | 0 | 2000 | 0 | 0 | 0 | 0 | 0 | 0 | 0 | 0 | 0 | 0 | 0
PJM_ROM_2_NYISO_A-F | PJM_ROM | NYISO_A-F | 2050 | B18 | 400 | 0 | 2000 | 0 | 0 | 0 | 0 | 0 | 0 | 0 | 0 | 0 | 0 | 0
PJM_ROM_2_NYISO_A-F | PJM_ROM | NYISO_A-F | 2050 | B19 | 700 | 0 | 2000 | 0 | 0 | 0 | 0 | 0 | 0 | 0 | 0 | 0 | 0 | 0
PJM_ROM_2_NYISO_A-F | PJM_ROM | NYISO_A-F | 2050 | B20 | 935 | 0 | 2000 | 0 | 0 | 0 | 0 | 0 | 0 | 0 | 0 | 0 | 0 | 0
PJM_ROM_2_PJM_E | PJM_ROM | PJM_E | 2015 | B1 | 10 | 0 | 8000 | 2626.59 | 0 | 2380.31 | 0 | 0 | 0 | 0 | 0 | 0 | 0 | 0
PJM_ROM_2_PJM_E | PJM_ROM | PJM_E | 2015 | B2 | 25 | 0 | 8000 | 3985.24 | 0 | 3738.96 | 0 | 0 | 0 | 0 | 0 | 0 | 0 | 0
PJM_ROM_2_PJM_E | PJM_ROM | PJM_E | 2015 | B3 | 75 | 0 | 8000 | 280.01 | 0 | 740.94 | 0 | 0 | 0 | 0 | 0 | 0 | 0 | 0
PJM_ROM_2_PJM_E | PJM_ROM | PJM_E | 2015 | B4 | 100 | 0 | 8000 | 988.18 | 0 | 1159.99 | 0 | 0 | 0 | 0 | 0 | 0 | 0 | 0
PJM_ROM_2_PJM_E | PJM_ROM | PJM_E | 2015 | B5 | 200 | 0 | 8000 | 1347.19 | 0 | 1100.91 | 0 | 0 | 0 | 0 | 0 | 0 | 0 | 0
PJM_ROM_2_PJM_E | PJM_ROM | PJM_E | 2015 | B6 | 300 | 0 | 8000 | 859.32 | 0 | 328.5 | 0 | 0 | 0 | 0 | 0 | 0 | 0 | 0
PJM_ROM_2_PJM_E | PJM_ROM | PJM_E | 2015 | B7 | 400 | 0 | 8000 | 1645.12 | 0 | 1645.12 | 0 | 0 | 0 | 0 | 0 | 0 | 0 | 0
PJM_ROM_2_PJM_E | PJM_ROM | PJM_E | 2015 | B8 | 500 | 0 | 8000 | 3466.22 | 0 | 3480.83 | 0 | 0 | 0 | 0 | 0 | 0 | 0 | 0
PJM_ROM_2_PJM_E | PJM_ROM | PJM_E | 2015 | B9 | 800 | 0 | 8000 | 1959.82 | 0 | 1959.82 | 0 | 0 | 0 | 0 | 0 | 0 | 0 | 0
PJM_ROM_2_PJM_E | PJM_ROM | PJM_E | 2015 | B10 | 1262 | 0 | 8000 | 3199.35 | 0 | 3199.35 | 0 | 0 | 0 | 0 | 0 | 0 | 0 | 0
PJM_ROM_2_PJM_E | PJM_ROM | PJM_E | 2015 | B11 | 25 | 0 | 8000 | 0 | 0 | 0 | 0 | 0 | 0 | 0 | 0 | 0 | 0 | 0
PJM_ROM_2_PJM_E | PJM_ROM | PJM_E | 2015 | B12 | 200 | 0 | 8000 | 523.13 | 0 | 523.13 | 0 | 0 | 0 | 0 | 0 | 0 | 0 | 0
PJM_ROM_2_PJM_E | PJM_ROM | PJM_E | 2015 | B13 | 600 | 0 | 8000 | 3761.57 | 0 | 3761.58 | 0 | 0 | 0 | 0 | 0 | 0 | 0 | 0
PJM_ROM_2_PJM_E | PJM_ROM | PJM_E | 2015 | B14 | 900 | 0 | 8000 | 2658.56 | 0 | 2658.56 | 0 | 0 | 0 | 0 | 0 | 0 | 0 | 0
PJM_ROM_2_PJM_E | PJM_ROM | PJM_E | 2015 | B15 | 1203 | 0 | 8000 | 3921.13 | 0 | 3921.13 | 0 | 0 | 0 | 0 | 0 | 0 | 0 | 0
PJM_ROM_2_PJM_E | PJM_ROM | PJM_E | 2015 | B16 | 25 | 0 | 8000 | 610.85 | 0 | 364.57 | 0 | 0 | 0 | 0 | 0 | 0 | 0 | 0
PJM_ROM_2_PJM_E | PJM_ROM | PJM_E | 2015 | B17 | 100 | 0 | 8000 | 4964.27 | 0 | 4818.86 | 0 | 0 | 0 | 0 | 0 | 0 | 0 | 0
PJM_ROM_2_PJM_E | PJM_ROM | PJM_E | 2015 | B18 | 400 | 0 | 8000 | 4691.6 | 0 | 6675.88 | 0 | 0 | 0 | 0 | 0 | 0 | 0 | 0
PJM_ROM_2_PJM_E | PJM_ROM | PJM_E | 2015 | B19 | 700 | 0 | 8000 | 5251.22 | 0 | 5403.16 | 0 | 0 | 0 | 0 | 0 | 0 | 0 | 0
PJM_ROM_2_PJM_E | PJM_ROM | PJM_E | 2015 | B20 | 935 | 0 | 8000 | 3793.62 | 0 | 4653.96 | 0 | 0 | 0 | 0 | 0 | 0 | 0 | 0
PJM_ROM_2_PJM_E | PJM_ROM | PJM_E | 2020 | B1 | 10 | 0 | 8000 | 3357.26 | 0 | 2280.98 | 0 | 0 | 0 | 0 | 0 | 0 | 0 | 0
PJM_ROM_2_PJM_E | PJM_ROM | PJM_E | 2020 | B2 | 25 | 0 | 8000 | 1632.61 | 0 | 1386.33 | 0 | 0 | 0 | 0 | 0 | 0 | 0 | 0
PJM_ROM_2_PJM_E | PJM_ROM | PJM_E | 2020 | B3 | 75 | 0 | 8000 | 0 | 0 | 0 | 0 | 0 | 0 | 0 | 0 | 0 | 0 | 0
PJM_ROM_2_PJM_E | PJM_ROM | PJM_E | 2020 | B4 | 100 | 0 | 8000 | 0 | 0 | 0 | 0 | 0 | 0 | 0 | 0 | 0 | 0 | 0
PJM_ROM_2_PJM_E | PJM_ROM | PJM_E | 2020 | B5 | 200 | 0 | 8000 | 567.14 | 0 | 320.86 | 0 | 0 | 0 | 0 | 0 | 0 | 0 | 0
PJM_ROM_2_PJM_E | PJM_ROM | PJM_E | 2020 | B6 | 300 | 0 | 8000 | 0 | 0 | 0 | 0 | 0 | 0 | 0 | 0 | 0 | 0 | 0
PJM_ROM_2_PJM_E | PJM_ROM | PJM_E | 2020 | B7 | 400 | 0 | 8000 | 0 | 0 | 0 | 0 | 0 | 0 | 0 | 0 | 0 | 0 | 0
PJM_ROM_2_PJM_E | PJM_ROM | PJM_E | 2020 | B8 | 500 | 0 | 8000 | 0 | 0 | 0 | 0 | 0 | 0 | 0 | 0 | 0 | 0 | 0
PJM_ROM_2_PJM_E | PJM_ROM | PJM_E | 2020 | B9 | 800 | 0 | 8000 | 1957.24 | 0 | 1957.24 | 0 | 0 | 0 | 0 | 0 | 0 | 0 | 0
PJM_ROM_2_PJM_E | PJM_ROM | PJM_E | 2020 | B10 | 1262 | 0 | 8000 | 3342.41 | 0 | 3342.41 | 0 | 0 | 0 | 0 | 0 | 0 | 0 | 0
PJM_ROM_2_PJM_E | PJM_ROM | PJM_E | 2020 | B11 | 25 | 0 | 8000 | 0 | 0 | 0 | 0 | 0 | 0 | 0 | 0 | 0 | 0 | 0
PJM_ROM_2_PJM_E | PJM_ROM | PJM_E | 2020 | B12 | 200 | 0 | 8000 | 0 | 0 | 0 | 0 | 0 | 0 | 0 | 0 | 0 | 0 | 0
PJM_ROM_2_PJM_E | PJM_ROM | PJM_E | 2020 | B13 | 600 | 0 | 8000 | 0 | 0 | 0 | 0 | 0 | 0 | 0 | 0 | 0 | 0 | 0
PJM_ROM_2_PJM_E | PJM_ROM | PJM_E | 2020 | B14 | 900 | 0 | 8000 | 1210.66 | 0 | 818.05 | 0 | 0 | 0 | 0 | 0 | 0 | 0 | 0
PJM_ROM_2_PJM_E | PJM_ROM | PJM_E | 2020 | B15 | 1203 | 0 | 8000 | 1074.76 | 0 | 1173.91 | 0 | 0 | 0 | 0 | 0 | 0 | 0 | 0
PJM_ROM_2_PJM_E | PJM_ROM | PJM_E | 2020 | B16 | 25 | 0 | 8000 | 915.88 | 0 | 92.22 | 0 | 0 | 0 | 0 | 0 | 0 | 0 | 0
PJM_ROM_2_PJM_E | PJM_ROM | PJM_E | 2020 | B17 | 100 | 0 | 8000 | 1703.9 | 0 | 1392.6 | 0 | 0 | 0 | 0 | 0 | 0 | 0 | 0
PJM_ROM_2_PJM_E | PJM_ROM | PJM_E | 2020 | B18 | 400 | 0 | 8000 | 4518.73 | 0 | 3688.99 | 0 | 0 | 0 | 0 | 0 | 0 | 0 | 0
PJM_ROM_2_PJM_E | PJM_ROM | PJM_E | 2020 | B19 | 700 | 0 | 8000 | 4173.83 | 0 | 3704.87 | 0 | 0 | 0 | 0 | 0 | 0 | 0 | 0
PJM_ROM_2_PJM_E | PJM_ROM | PJM_E | 2020 | B20 | 935 | 0 | 8000 | 3644.99 | 0 | 5160.57 | 0 | 0 | 0 | 0 | 0 | 0 | 0 | 0
PJM_ROM_2_PJM_E | PJM_ROM | PJM_E | 2025 | B1 | 10 | 0 | 8000 | 3065.19 | 0 | 2297.85 | 0 | 0 | 0 | 0 | 0 | 0 | 0 | 0
PJM_ROM_2_PJM_E | PJM_ROM | PJM_E | 2025 | B2 | 25 | 0 | 8000 | 1706.82 | 0 | 1460.54 | 0 | 0 | 0 | 0 | 0 | 0 | 0 | 0
PJM_ROM_2_PJM_E | PJM_ROM | PJM_E | 2025 | B3 | 75 | 0 | 8000 | 0 | 0 | 0 | 0 | 0 | 0 | 0 | 0 | 0 | 0 | 0
PJM_ROM_2_PJM_E | PJM_ROM | PJM_E | 2025 | B4 | 100 | 0 | 8000 | 0 | 0 | 0 | 0 | 0 | 0 | 0 | 0 | 0 | 0 | 0
PJM_ROM_2_PJM_E | PJM_ROM | PJM_E | 2025 | B5 | 200 | 0 | 8000 | 0 | 0 | 0 | 0 | 0 | 0 | 0 | 0 | 0 | 0 | 0
PJM_ROM_2_PJM_E | PJM_ROM | PJM_E | 2025 | B6 | 300 | 0 | 8000 | 0 | 0 | 0 | 0 | 0 | 0 | 0 | 0 | 0 | 0 | 0
PJM_ROM_2_PJM_E | PJM_ROM | PJM_E | 2025 | B7 | 400 | 0 | 8000 | 0 | 0 | 0 | 0 | 0 | 0 | 0 | 0 | 0 | 0 | 0
PJM_ROM_2_PJM_E | PJM_ROM | PJM_E | 2025 | B8 | 500 | 0 | 8000 | 0 | 0 | 0 | 0 | 0 | 0 | 0 | 0 | 0 | 0 | 0
PJM_ROM_2_PJM_E | PJM_ROM | PJM_E | 2025 | B9 | 800 | 0 | 8000 | 1715.21 | 0 | 1715.21 | 0 | 0 | 0 | 0 | 0 | 0 | 0 | 0
PJM_ROM_2_PJM_E | PJM_ROM | PJM_E | 2025 | B10 | 1262 | 0 | 8000 | 3100.65 | 0 | 3100.65 | 0 | 0 | 0 | 0 | 0 | 0 | 0 | 0
PJM_ROM_2_PJM_E | PJM_ROM | PJM_E | 2025 | B11 | 25 | 0 | 8000 | 0 | 0 | 0 | 0 | 0 | 0 | 0 | 0 | 0 | 0 | 0
PJM_ROM_2_PJM_E | PJM_ROM | PJM_E | 2025 | B12 | 200 | 0 | 8000 | 0 | 0 | 0 | 0 | 0 | 0 | 0 | 0 | 0 | 0 | 0
PJM_ROM_2_PJM_E | PJM_ROM | PJM_E | 2025 | B13 | 600 | 0 | 8000 | 0 | 0 | 0 | 0 | 0 | 0 | 0 | 0 | 0 | 0 | 0
PJM_ROM_2_PJM_E | PJM_ROM | PJM_E | 2025 | B14 | 900 | 0 | 8000 | 0 | 0 | 0 | 0 | 0 | 0 | 0 | 0 | 0 | 0 | 0
PJM_ROM_2_PJM_E | PJM_ROM | PJM_E | 2025 | B15 | 1203 | 0 | 8000 | 1316.28 | 0 | 265.38 | 0 | 0 | 0 | 0 | 0 | 0 | 0 | 0
PJM_ROM_2_PJM_E | PJM_ROM | PJM_E | 2025 | B16 | 25 | 0 | 8000 | 635.28 | 0 | 0 | 0 | 0 | 0 | 0 | 0 | 0 | 0 | 0
PJM_ROM_2_PJM_E | PJM_ROM | PJM_E | 2025 | B17 | 100 | 0 | 8000 | 1804.43 | 0 | 288.64 | 0 | 0 | 0 | 0 | 0 | 0 | 0 | 0
PJM_ROM_2_PJM_E | PJM_ROM | PJM_E | 2025 | B18 | 400 | 0 | 8000 | 4531.15 | 0 | 3454.87 | 0 | 0 | 0 | 0 | 0 | 0 | 0 | 0
PJM_ROM_2_PJM_E | PJM_ROM | PJM_E | 2025 | B19 | 700 | 0 | 8000 | 3232.64 | 0 | 3752.11 | 0 | 0 | 0 | 0 | 0 | 0 | 0 | 0
PJM_ROM_2_PJM_E | PJM_ROM | PJM_E | 2025 | B20 | 935 | 0 | 8000 | 3522.43 | 0 | 5345.21 | 0 | 0 | 0 | 0 | 0 | 0 | 0 | 0
PJM_ROM_2_PJM_E | PJM_ROM | PJM_E | 2030 | B1 | 10 | 0 | 8000 | 3387.55 | 0 | 2296.61 | 0 | 0 | 0 | 0 | 0 | 0 | 0 | 0
PJM_ROM_2_PJM_E | PJM_ROM | PJM_E | 2030 | B2 | 25 | 0 | 8000 | 2326.76 | 0 | 1350.97 | 0 | 0 | 0 | 0 | 0 | 0 | 0 | 0
PJM_ROM_2_PJM_E | PJM_ROM | PJM_E | 2030 | B3 | 75 | 0 | 8000 | 0 | 0 | 0 | 0 | 0 | 0 | 0 | 0 | 0 | 0 | 0
PJM_ROM_2_PJM_E | PJM_ROM | PJM_E | 2030 | B4 | 100 | 0 | 8000 | 0 | 0 | 0 | 0 | 0 | 0 | 0 | 0 | 0 | 0 | 0
PJM_ROM_2_PJM_E | PJM_ROM | PJM_E | 2030 | B5 | 200 | 0 | 8000 | 0 | 0 | 0 | 0 | 0 | 0 | 0 | 0 | 0 | 0 | 0
PJM_ROM_2_PJM_E | PJM_ROM | PJM_E | 2030 | B6 | 300 | 0 | 8000 | 0 | 0 | 0 | 0 | 0 | 0 | 0 | 0 | 0 | 0 | 0
PJM_ROM_2_PJM_E | PJM_ROM | PJM_E | 2030 | B7 | 400 | 0 | 8000 | 0 | 0 | 0 | 0 | 0 | 0 | 0 | 0 | 0 | 0 | 0
PJM_ROM_2_PJM_E | PJM_ROM | PJM_E | 2030 | B8 | 500 | 0 | 8000 | 342.57 | 0 | 0 | 0 | 0 | 0 | 0 | 0 | 0 | 0 | 0
PJM_ROM_2_PJM_E | PJM_ROM | PJM_E | 2030 | B9 | 800 | 0 | 8000 | 2153.55 | 0 | 2153.55 | 0 | 0 | 0 | 0 | 0 | 0 | 0 | 0
PJM_ROM_2_PJM_E | PJM_ROM | PJM_E | 2030 | B10 | 1262 | 0 | 8000 | 3557.63 | 0 | 3557.63 | 0 | 0 | 0 | 0 | 0 | 0 | 0 | 0
PJM_ROM_2_PJM_E | PJM_ROM | PJM_E | 2030 | B11 | 25 | 0 | 8000 | 0 | 0 | 0 | 0 | 0 | 0 | 0 | 0 | 0 | 0 | 0
PJM_ROM_2_PJM_E | PJM_ROM | PJM_E | 2030 | B12 | 200 | 0 | 8000 | 0 | 0 | 0 | 0 | 0 | 0 | 0 | 0 | 0 | 0 | 0
PJM_ROM_2_PJM_E | PJM_ROM | PJM_E | 2030 | B13 | 600 | 0 | 8000 | 0 | 0 | 0 | 0 | 0 | 0 | 0 | 0 | 0 | 0 | 0
PJM_ROM_2_PJM_E | PJM_ROM | PJM_E | 2030 | B14 | 900 | 0 | 8000 | 0 | 0 | 0 | 0 | 0 | 0 | 0 | 0 | 0 | 0 | 0
PJM_ROM_2_PJM_E | PJM_ROM | PJM_E | 2030 | B15 | 1203 | 0 | 8000 | 1571.56 | 0 | 163.03 | 0 | 0 | 0 | 0 | 0 | 0 | 0 | 0
PJM_ROM_2_PJM_E | PJM_ROM | PJM_E | 2030 | B16 | 25 | 0 | 8000 | 824.93 | 0 | 109.11 | 0 | 0 | 0 | 0 | 0 | 0 | 0 | 0
PJM_ROM_2_PJM_E | PJM_ROM | PJM_E | 2030 | B17 | 100 | 0 | 8000 | 112.31 | 0 | 0 | 0 | 0 | 0 | 0 | 0 | 0 | 0 | 0
PJM_ROM_2_PJM_E | PJM_ROM | PJM_E | 2030 | B18 | 400 | 0 | 8000 | 4244.54 | 0 | 3878.8 | 0 | 0 | 0 | 0 | 0 | 0 | 0 | 0
PJM_ROM_2_PJM_E | PJM_ROM | PJM_E | 2030 | B19 | 700 | 0 | 8000 | 3170.24 | 0 | 2908.82 | 0 | 0 | 0 | 0 | 0 | 0 | 0 | 0
PJM_ROM_2_PJM_E | PJM_ROM | PJM_E | 2030 | B20 | 935 | 0 | 8000 | 3888.71 | 0 | 6097.23 | 0 | 0 | 0 | 0 | 0 | 0 | 0 | 0
PJM_ROM_2_PJM_E | PJM_ROM | PJM_E | 2035 | B1 | 10 | 0 | 8000 | 6199.24 | 0 | 5261.61 | 0 | 0 | 0 | 0 | 0 | 0 | 0 | 0
PJM_ROM_2_PJM_E | PJM_ROM | PJM_E | 2035 | B2 | 25 | 0 | 8000 | 5424.31 | 0 | 3922.34 | 0 | 0 | 0 | 0 | 0 | 0 | 0 | 0
PJM_ROM_2_PJM_E | PJM_ROM | PJM_E | 2035 | B3 | 75 | 0 | 8000 | 1072.24 | 0 | 0 | 0 | 0 | 0 | 0 | 0 | 0 | 0 | 0
PJM_ROM_2_PJM_E | PJM_ROM | PJM_E | 2035 | B4 | 100 | 0 | 8000 | 0 | 0 | 0 | 0 | 0 | 0 | 0 | 0 | 0 | 0 | 0
PJM_ROM_2_PJM_E | PJM_ROM | PJM_E | 2035 | B5 | 200 | 0 | 8000 | 0 | 0 | 0 | 0 | 0 | 0 | 0 | 0 | 0 | 0 | 0
PJM_ROM_2_PJM_E | PJM_ROM | PJM_E | 2035 | B6 | 300 | 0 | 8000 | 2936.36 | 0 | 2476.34 | 0 | 0 | 0 | 0 | 0 | 0 | 0 | 0
PJM_ROM_2_PJM_E | PJM_ROM | PJM_E | 2035 | B7 | 400 | 0 | 8000 | 1841.71 | 0 | 1265.43 | 0 | 0 | 0 | 0 | 0 | 0 | 0 | 0
PJM_ROM_2_PJM_E | PJM_ROM | PJM_E | 2035 | B8 | 500 | 0 | 8000 | 3062.4 | 0 | 2486.12 | 0 | 0 | 0 | 0 | 0 | 0 | 0 | 0
PJM_ROM_2_PJM_E | PJM_ROM | PJM_E | 2035 | B9 | 800 | 0 | 8000 | 5063.57 | 0 | 5063.57 | 0 | 0 | 0 | 0 | 0 | 0 | 0 | 0
PJM_ROM_2_PJM_E | PJM_ROM | PJM_E | 2035 | B10 | 1262 | 0 | 8000 | 2510.53 | 0 | 6360.74 | 0 | 0 | 0 | 0 | 0 | 0 | 0 | 0
PJM_ROM_2_PJM_E | PJM_ROM | PJM_E | 2035 | B11 | 25 | 0 | 8000 | 0 | 0 | 0 | 0 | 0 | 0 | 0 | 0 | 0 | 0 | 0
PJM_ROM_2_PJM_E | PJM_ROM | PJM_E | 2035 | B12 | 200 | 0 | 8000 | 0 | 0 | 0 | 0 | 0 | 0 | 0 | 0 | 0 | 0 | 0
PJM_ROM_2_PJM_E | PJM_ROM | PJM_E | 2035 | B13 | 600 | 0 | 8000 | 0 | 0 | 0 | 0 | 0 | 0 | 0 | 0 | 0 | 0 | 0
PJM_ROM_2_PJM_E | PJM_ROM | PJM_E | 2035 | B14 | 900 | 0 | 8000 | 1001.44 | 0 | 815.91 | 0 | 0 | 0 | 0 | 0 | 0 | 0 | 0
PJM_ROM_2_PJM_E | PJM_ROM | PJM_E | 2035 | B15 | 1203 | 0 | 8000 | 2362.41 | 0 | 2362.41 | 0 | 0 | 0 | 0 | 0 | 0 | 0 | 0
PJM_ROM_2_PJM_E | PJM_ROM | PJM_E | 2035 | B16 | 25 | 0 | 8000 | 2748.88 | 0 | 1437.51 | 0 | 0 | 0 | 0 | 0 | 0 | 0 | 0
PJM_ROM_2_PJM_E | PJM_ROM | PJM_E | 2035 | B17 | 100 | 0 | 8000 | 3200.41 | 0 | 2853.6 | 0 | 0 | 0 | 0 | 0 | 0 | 0 | 0
PJM_ROM_2_PJM_E | PJM_ROM | PJM_E | 2035 | B18 | 400 | 0 | 8000 | 4304.41 | 0 | 4058.13 | 0 | 0 | 0 | 0 | 0 | 0 | 0 | 0
PJM_ROM_2_PJM_E | PJM_ROM | PJM_E | 2035 | B19 | 700 | 0 | 8000 | 6079.3 | 0 | 5503.02 | 0 | 0 | 0 | 0 | 0 | 0 | 0 | 0
PJM_ROM_2_PJM_E | PJM_ROM | PJM_E | 2035 | B20 | 935 | 0 | 8000 | 6520.29 | 0 | 7287.78 | 0 | 0 | 0 | 0 | 0 | 0 | 0 | 0
PJM_ROM_2_PJM_E | PJM_ROM | PJM_E | 2040 | B1 | 10 | 0 | 8000 | 7041.44 | 0 | 7292.49 | 0 | 0 | 0 | 0 | 0 | 0 | 0 | 0
PJM_ROM_2_PJM_E | PJM_ROM | PJM_E | 2040 | B2 | 25 | 0 | 8000 | 6563.88 | 0 | 5887.43 | 0 | 0 | 0 | 0 | 0 | 0 | 0 | 0
PJM_ROM_2_PJM_E | PJM_ROM | PJM_E | 2040 | B3 | 75 | 0 | 8000 | 2924.07 | 0 | 0 | 0 | 0 | 0 | 0 | 0 | 0 | 0 | 0
PJM_ROM_2_PJM_E | PJM_ROM | PJM_E | 2040 | B4 | 100 | 0 | 8000 | 3772.68 | 0 | 0 | 0 | 0 | 0 | 0 | 0 | 0 | 0 | 0
PJM_ROM_2_PJM_E | PJM_ROM | PJM_E | 2040 | B5 | 200 | 0 | 8000 | 4638.98 | 0 | 0 | 0 | 0 | 0 | 0 | 0 | 0 | 0 | 0
PJM_ROM_2_PJM_E | PJM_ROM | PJM_E | 2040 | B6 | 300 | 0 | 8000 | 4375.76 | 0 | 4628.08 | 0 | 0 | 0 | 0 | 0 | 0 | 0 | 0
PJM_ROM_2_PJM_E | PJM_ROM | PJM_E | 2040 | B7 | 400 | 0 | 8000 | 3844.69 | 0 | 3215.11 | 0 | 0 | 0 | 0 | 0 | 0 | 0 | 0
PJM_ROM_2_PJM_E | PJM_ROM | PJM_E | 2040 | B8 | 500 | 0 | 8000 | 3769.37 | 0 | 1548.9 | 0 | 0 | 0 | 0 | 0 | 0 | 0 | 0
PJM_ROM_2_PJM_E | PJM_ROM | PJM_E | 2040 | B9 | 800 | 0 | 8000 | 4884.66 | 0 | 6889.27 | 0 | 0 | 0 | 0 | 0 | 0 | 0 | 0
PJM_ROM_2_PJM_E | PJM_ROM | PJM_E | 2040 | B10 | 1262 | 0 | 8000 | 4822.74 | 0 | 8000 | 0 | 75.78 | 0 | 0 | 0.01187 | 0 | 0 | 0
PJM_ROM_2_PJM_E | PJM_ROM | PJM_E | 2040 | B11 | 25 | 0 | 8000 | 1783.36 | 0 | 0 | 0 | 0 | 0 | 0 | 0 | 0 | 0 | 0
PJM_ROM_2_PJM_E | PJM_ROM | PJM_E | 2040 | B12 | 200 | 0 | 8000 | 1798.01 | 0 | 964.21 | 0 | 0 | 0 | 0 | 0 | 0 | 0 | 0
PJM_ROM_2_PJM_E | PJM_ROM | PJM_E | 2040 | B13 | 600 | 0 | 8000 | 2031.26 | 0 | 652.53 | 0 | 0 | 0 | 0 | 0 | 0 | 0 | 0
PJM_ROM_2_PJM_E | PJM_ROM | PJM_E | 2040 | B14 | 900 | 0 | 8000 | 2515.34 | 0 | 545.09 | 0 | 0 | 0 | 0 | 0 | 0 | 0 | 0
PJM_ROM_2_PJM_E | PJM_ROM | PJM_E | 2040 | B15 | 1203 | 0 | 8000 | 3662.23 | 0 | 3554.61 | 0 | 0 | 0 | 0 | 0 | 0 | 0 | 0
PJM_ROM_2_PJM_E | PJM_ROM | PJM_E | 2040 | B16 | 25 | 0 | 8000 | 4036.25 | 0 | 4690.53 | 0 | 0 | 0 | 0 | 0 | 0 | 0 | 0
PJM_ROM_2_PJM_E | PJM_ROM | PJM_E | 2040 | B17 | 100 | 0 | 8000 | 5138.24 | 0 | 4759.59 | 0 | 0 | 0 | 0 | 0 | 0 | 0 | 0
PJM_ROM_2_PJM_E | PJM_ROM | PJM_E | 2040 | B18 | 400 | 0 | 8000 | 4349.42 | 0 | 5633.81 | 0 | 0 | 0 | 0 | 0 | 0 | 0 | 0
PJM_ROM_2_PJM_E | PJM_ROM | PJM_E | 2040 | B19 | 700 | 0 | 8000 | 4935.9 | 0 | 4502.07 | 0 | 0 | 0 | 0 | 0 | 0 | 0 | 0
PJM_ROM_2_PJM_E | PJM_ROM | PJM_E | 2040 | B20 | 935 | 0 | 8000 | 5266.69 | 0 | 8000 | 0 | 979.38 | 0 | 0 | 0.01187 | 0 | 0 | 0
PJM_ROM_2_PJM_E | PJM_ROM | PJM_E | 2045 | B1 | 10 | 0 | 8000 | 5497.11 | 0 | 7966.77 | 0 | 0 | 0 | 0 | 0 | 0 | 0 | 0
PJM_ROM_2_PJM_E | PJM_ROM | PJM_E | 2045 | B2 | 25 | 0 | 8000 | 6358.81 | 0 | 6424.36 | 0 | 0 | 0 | 0 | 0 | 0 | 0 | 0
PJM_ROM_2_PJM_E | PJM_ROM | PJM_E | 2045 | B3 | 75 | 0 | 8000 | 2692.96 | 0 | 949.83 | 0 | 0 | 0 | 0 | 0 | 0 | 0 | 0
PJM_ROM_2_PJM_E | PJM_ROM | PJM_E | 2045 | B4 | 100 | 0 | 8000 | 4122.44 | 0 | 0 | 0 | 0 | 0 | 0 | 0 | 0 | 0 | 0
PJM_ROM_2_PJM_E | PJM_ROM | PJM_E | 2045 | B5 | 200 | 0 | 8000 | 5142.99 | 0 | 0 | 0 | 0 | 0 | 0 | 0 | 0 | 0 | 0
PJM_ROM_2_PJM_E | PJM_ROM | PJM_E | 2045 | B6 | 300 | 0 | 8000 | 5734.56 | 0 | 7543.74 | 0 | 0 | 0 | 0 | 0 | 0 | 0 | 0
PJM_ROM_2_PJM_E | PJM_ROM | PJM_E | 2045 | B7 | 400 | 0 | 8000 | 5544.57 | 0 | 6033.98 | 0 | 0 | 0 | 0 | 0 | 0 | 0 | 0
PJM_ROM_2_PJM_E | PJM_ROM | PJM_E | 2045 | B8 | 500 | 0 | 8000 | 4134.53 | 0 | 4293.95 | 0 | 0 | 0 | 0 | 0 | 0 | 0 | 0
PJM_ROM_2_PJM_E | PJM_ROM | PJM_E | 2045 | B9 | 800 | 0 | 8000 | 5688.53 | 0 | 5897.81 | 0 | 0 | 0 | 0 | 0 | 0 | 0 | 0
PJM_ROM_2_PJM_E | PJM_ROM | PJM_E | 2045 | B10 | 1262 | 0 | 8000 | 6106.08 | 0 | 8000 | 0 | 2612.8 | 0 | 0 | 0 | 0 | 0 | 0
PJM_ROM_2_PJM_E | PJM_ROM | PJM_E | 2045 | B11 | 25 | 0 | 8000 | 2521.76 | 0 | 47.9 | 0 | 0 | 0 | 0 | 0 | 0 | 0 | 0
PJM_ROM_2_PJM_E | PJM_ROM | PJM_E | 2045 | B12 | 200 | 0 | 8000 | 2539.6 | 0 | 825.28 | 0 | 0 | 0 | 0 | 0 | 0 | 0 | 0
PJM_ROM_2_PJM_E | PJM_ROM | PJM_E | 2045 | B13 | 600 | 0 | 8000 | 2723.39 | 0 | 1285.23 | 0 | 0 | 0 | 0 | 0 | 0 | 0 | 0
PJM_ROM_2_PJM_E | PJM_ROM | PJM_E | 2045 | B14 | 900 | 0 | 8000 | 2034.12 | 0 | 47.61 | 0 | 0 | 0 | 0 | 0 | 0 | 0 | 0
PJM_ROM_2_PJM_E | PJM_ROM | PJM_E | 2045 | B15 | 1203 | 0 | 8000 | 5115.58 | 0 | 4018.5 | 0 | 0 | 0 | 0 | 0 | 0 | 0 | 0
PJM_ROM_2_PJM_E | PJM_ROM | PJM_E | 2045 | B16 | 25 | 0 | 8000 | 5142.84 | 0 | 6520.35 | 0 | 0 | 0 | 0 | 0 | 0 | 0 | 0
PJM_ROM_2_PJM_E | PJM_ROM | PJM_E | 2045 | B17 | 100 | 0 | 8000 | 6196.48 | 0 | 5987.36 | 0 | 0 | 0 | 0 | 0 | 0 | 0 | 0
PJM_ROM_2_PJM_E | PJM_ROM | PJM_E | 2045 | B18 | 400 | 0 | 8000 | 6464.17 | 0 | 5887.89 | 0 | 0 | 0 | 0 | 0 | 0 | 0 | 0
PJM_ROM_2_PJM_E | PJM_ROM | PJM_E | 2045 | B19 | 700 | 0 | 8000 | 6975.44 | 0 | 5754.51 | 0 | 0 | 0 | 0 | 0 | 0 | 0 | 0
PJM_ROM_2_PJM_E | PJM_ROM | PJM_E | 2045 | B20 | 935 | 0 | 8000 | 7048.3 | 0 | 8000 | 0 | 686.44 | 0 | 0 | 0 | 0 | 0 | 0
PJM_ROM_2_PJM_E | PJM_ROM | PJM_E | 2050 | B1 | 10 | 0 | 8000 | 5346.35 | 0 | 7179.07 | 0 | 0 | 0 | 0 | 0 | 0 | 0 | 0.20295
PJM_ROM_2_PJM_E | PJM_ROM | PJM_E | 2050 | B2 | 25 | 0 | 8000 | 6242.35 | 0 | 5655.97 | 0 | 0 | 0 | 0 | 0 | 0 | 0 | 0.20295
PJM_ROM_2_PJM_E | PJM_ROM | PJM_E | 2050 | B3 | 75 | 0 | 8000 | 3906.65 | 0 | 0 | 0 | 0 | 0 | 0 | 0 | 0 | 0 | 0.20295
PJM_ROM_2_PJM_E | PJM_ROM | PJM_E | 2050 | B4 | 100 | 0 | 8000 | 5489.48 | 0 | 0 | 0 | 0 | 0 | 0 | 0 | 0 | 0 | 0.20295
PJM_ROM_2_PJM_E | PJM_ROM | PJM_E | 2050 | B5 | 200 | 0 | 8000 | 7010.27 | 0 | 0 | 0 | 0 | 0 | 0 | 0 | 0 | 0 | 0.20295
PJM_ROM_2_PJM_E | PJM_ROM | PJM_E | 2050 | B6 | 300 | 0 | 8000 | 7731.61 | 0 | 6159.91 | 0 | 0 | 0 | 0 | 0 | 0 | 0 | 0.20295
PJM_ROM_2_PJM_E | PJM_ROM | PJM_E | 2050 | B7 | 400 | 0 | 8000 | 7635.9 | 0 | 4857.74 | 0 | 0 | 0 | 0 | 0 | 0 | 0 | 0.20295
PJM_ROM_2_PJM_E | PJM_ROM | PJM_E | 2050 | B8 | 500 | 0 | 8000 | 6174.15 | 0 | 3365.79 | 0 | 0 | 0 | 0 | 0 | 0 | 0 | 0.20295
PJM_ROM_2_PJM_E | PJM_ROM | PJM_E | 2050 | B9 | 800 | 0 | 8000 | 7789.92 | 0 | 4582.74 | 0 | 0 | 0 | 0 | 0 | 0 | 0 | 0.20295
PJM_ROM_2_PJM_E | PJM_ROM | PJM_E | 2050 | B10 | 1262 | 0 | 8000 | 8000 | 0 | 5767.91 | 0 | 0 | 0.02374 | 0 | 0 | 0.013637 | 0 | 0.20295
PJM_ROM_2_PJM_E | PJM_ROM | PJM_E | 2050 | B11 | 25 | 0 | 8000 | 5182.75 | 0 | 78.26 | 0 | 0 | 0 | 0 | 0 | 0 | 0 | 0.20295
PJM_ROM_2_PJM_E | PJM_ROM | PJM_E | 2050 | B12 | 200 | 0 | 8000 | 5120.67 | 0 | 188.73 | 0 | 0 | 0 | 0 | 0 | 0 | 0 | 0.20295
PJM_ROM_2_PJM_E | PJM_ROM | PJM_E | 2050 | B13 | 600 | 0 | 8000 | 5216.22 | 0 | 0 | 0 | 0 | 0 | 0 | 0 | 0 | 0 | 0.20295
PJM_ROM_2_PJM_E | PJM_ROM | PJM_E | 2050 | B14 | 900 | 0 | 8000 | 5813.12 | 0 | 0 | 0 | 0 | 0 | 0 | 0 | 0 | 0 | 0.20295
PJM_ROM_2_PJM_E | PJM_ROM | PJM_E | 2050 | B15 | 1203 | 0 | 8000 | 7366.61 | 0 | 3988.76 | 0 | 0 | 0 | 0 | 0 | 0 | 0 | 0.20295
PJM_ROM_2_PJM_E | PJM_ROM | PJM_E | 2050 | B16 | 25 | 0 | 8000 | 7439.57 | 0 | 6742.47 | 0 | 0 | 0 | 0 | 0 | 0 | 0 | 0.20295
PJM_ROM_2_PJM_E | PJM_ROM | PJM_E | 2050 | B17 | 100 | 0 | 8000 | 6985.49 | 0 | 6265.02 | 0 | 0 | 0 | 0 | 0 | 0 | 0 | 0.20295
PJM_ROM_2_PJM_E | PJM_ROM | PJM_E | 2050 | B18 | 400 | 0 | 8000 | 7369.79 | 0 | 6950.71 | 0 | 0 | 0 | 0 | 0 | 0 | 0 | 0.20295
PJM_ROM_2_PJM_E | PJM_ROM | PJM_E | 2050 | B19 | 700 | 0 | 8000 | 7510.53 | 0 | 6639.07 | 0 | 0 | 0 | 0 | 0 | 0 | 0 | 0.20295
PJM_ROM_2_PJM_E | PJM_ROM | PJM_E | 2050 | B20 | 935 | 0 | 8000 | 8000 | 0 | 7743.43 | 0 | 0 | 1.8755 | 0 | 0 | 0.79816 | 0 | 0.20295
PJM_ROM_2_PJM_ROR | PJM_ROM | PJM_ROR | 2015 | B1 | 10 | 0 | 8000 | 0 | 0 | 0 | 0 | 0 | 0 | 0 | 0 | 0 | 0 | 0
PJM_ROM_2_PJM_ROR | PJM_ROM | PJM_ROR | 2015 | B2 | 25 | 0 | 8000 | 0 | 0 | 0 | 0 | 0 | 0 | 0 | 0 | 0 | 0 | 0
PJM_ROM_2_PJM_ROR | PJM_ROM | PJM_ROR | 2015 | B3 | 75 | 0 | 8000 | 0 | 0 | 0 | 0 | 0 | 0 | 0 | 0 | 0 | 0 | 0
PJM_ROM_2_PJM_ROR | PJM_ROM | PJM_ROR | 2015 | B4 | 100 | 0 | 8000 | 0 | 0 | 0 | 0 | 0 | 0 | 0 | 0 | 0 | 0 | 0
PJM_ROM_2_PJM_ROR | PJM_ROM | PJM_ROR | 2015 | B5 | 200 | 0 | 8000 | 0 | 0 | 0 | 0 | 0 | 0 | 0 | 0 | 0 | 0 | 0
PJM_ROM_2_PJM_ROR | PJM_ROM | PJM_ROR | 2015 | B6 | 300 | 0 | 8000 | 0 | 0 | 0 | 0 | 0 | 0 | 0 | 0 | 0 | 0 | 0
PJM_ROM_2_PJM_ROR | PJM_ROM | PJM_ROR | 2015 | B7 | 400 | 0 | 8000 | 0 | 0 | 0 | 0 | 0 | 0 | 0 | 0 | 0 | 0 | 0
PJM_ROM_2_PJM_ROR | PJM_ROM | PJM_ROR | 2015 | B8 | 500 | 0 | 8000 | 0 | 0 | 0 | 0 | 0 | 0 | 0 | 0 | 0 | 0 | 0
PJM_ROM_2_PJM_ROR | PJM_ROM | PJM_ROR | 2015 | B9 | 800 | 0 | 8000 | 0 | 0 | 0 | 0 | 0 | 0 | 0 | 0 | 0 | 0 | 0
PJM_ROM_2_PJM_ROR | PJM_ROM | PJM_ROR | 2015 | B10 | 1262 | 0 | 8000 | 0 | 0 | 0 | 0 | 0 | 0 | 0 | 0 | 0 | 0 | 0
PJM_ROM_2_PJM_ROR | PJM_ROM | PJM_ROR | 2015 | B11 | 25 | 0 | 8000 | 1351.89 | 0 | 2809.51 | 0 | 0 | 0 | 0 | 0 | 0 | 0 | 0
PJM_ROM_2_PJM_ROR | PJM_ROM | PJM_ROR | 2015 | B12 | 200 | 0 | 8000 | 0 | 0 | 0 | 0 | 0 | 0 | 0 | 0 | 0 | 0 | 0
PJM_ROM_2_PJM_ROR | PJM_ROM | PJM_ROR | 2015 | B13 | 600 | 0 | 8000 | 0 | 0 | 0 | 0 | 0 | 0 | 0 | 0 | 0 | 0 | 0
PJM_ROM_2_PJM_ROR | PJM_ROM | PJM_ROR | 2015 | B14 | 900 | 0 | 8000 | 0 | 0 | 0 | 0 | 0 | 0 | 0 | 0 | 0 | 0 | 0
PJM_ROM_2_PJM_ROR | PJM_ROM | PJM_ROR | 2015 | B15 | 1203 | 0 | 8000 | 0 | 0 | 0 | 0 | 0 | 0 | 0 | 0 | 0 | 0 | 0
PJM_ROM_2_PJM_ROR | PJM_ROM | PJM_ROR | 2015 | B16 | 25 | 0 | 8000 | 0 | 0 | 0 | 0 | 0 | 0 | 0 | 0 | 0 | 0 | 0
PJM_ROM_2_PJM_ROR | PJM_ROM | PJM_ROR | 2015 | B17 | 100 | 0 | 8000 | 0 | 0 | 0 | 0 | 0 | 0 | 0 | 0 | 0 | 0 | 0
PJM_ROM_2_PJM_ROR | PJM_ROM | PJM_ROR | 2015 | B18 | 400 | 0 | 8000 | 0 | 0 | 0 | 0 | 0 | 0 | 0 | 0 | 0 | 0 | 0
PJM_ROM_2_PJM_ROR | PJM_ROM | PJM_ROR | 2015 | B19 | 700 | 0 | 8000 | 0 | 0 | 0 | 0 | 0 | 0 | 0 | 0 | 0 | 0 | 0
PJM_ROM_2_PJM_ROR | PJM_ROM | PJM_ROR | 2015 | B20 | 935 | 0 | 8000 | 0 | 0 | 0 | 0 | 0 | 0 | 0 | 0 | 0 | 0 | 0
PJM_ROM_2_PJM_ROR | PJM_ROM | PJM_ROR | 2020 | B1 | 10 | 0 | 8000 | 0 | 0 | 0 | 0 | 0 | 0 | 0 | 0 | 0 | 0 | 0
PJM_ROM_2_PJM_ROR | PJM_ROM | PJM_ROR | 2020 | B2 | 25 | 0 | 8000 | 0 | 0 | 474.59 | 0 | 0 | 0 | 0 | 0 | 0 | 0 | 0
PJM_ROM_2_PJM_ROR | PJM_ROM | PJM_ROR | 2020 | B3 | 75 | 0 | 8000 | 1396.09 | 0 | 3966.84 | 0 | 0 | 0 | 0 | 0 | 0 | 0 | 0
PJM_ROM_2_PJM_ROR | PJM_ROM | PJM_ROR | 2020 | B4 | 100 | 0 | 8000 | 4558.76 | 0 | 7281.98 | 0 | 0 | 0 | 0 | 0 | 0 | 0 | 0
PJM_ROM_2_PJM_ROR | PJM_ROM | PJM_ROR | 2020 | B5 | 200 | 0 | 8000 | 1296.06 | 0 | 503.95 | 0 | 0 | 0 | 0 | 0 | 0 | 0 | 0
PJM_ROM_2_PJM_ROR | PJM_ROM | PJM_ROR | 2020 | B6 | 300 | 0 | 8000 | 778.14 | 0 | 986.03 | 0 | 0 | 0 | 0 | 0 | 0 | 0 | 0
PJM_ROM_2_PJM_ROR | PJM_ROM | PJM_ROR | 2020 | B7 | 400 | 0 | 8000 | 1799.42 | 0 | 1910.47 | 0 | 0 | 0 | 0 | 0 | 0 | 0 | 0
PJM_ROM_2_PJM_ROR | PJM_ROM | PJM_ROR | 2020 | B8 | 500 | 0 | 8000 | 577.02 | 0 | 538.62 | 0 | 0 | 0 | 0 | 0 | 0 | 0 | 0
PJM_ROM_2_PJM_ROR | PJM_ROM | PJM_ROR | 2020 | B9 | 800 | 0 | 8000 | 0 | 0 | 0 | 0 | 0 | 0 | 0 | 0 | 0 | 0 | 0
PJM_ROM_2_PJM_ROR | PJM_ROM | PJM_ROR | 2020 | B10 | 1262 | 0 | 8000 | 0 | 0 | 0 | 0 | 0 | 0 | 0 | 0 | 0 | 0 | 0
PJM_ROM_2_PJM_ROR | PJM_ROM | PJM_ROR | 2020 | B11 | 25 | 0 | 8000 | 6683.66 | 0 | 8000 | 0 | 1912.01 | 0 | 0 | 0.01187 | 0 | 0 | 0
PJM_ROM_2_PJM_ROR | PJM_ROM | PJM_ROR | 2020 | B12 | 200 | 0 | 8000 | 4195.65 | 0 | 3803.04 | 0 | 0 | 0 | 0 | 0 | 0 | 0 | 0
PJM_ROM_2_PJM_ROR | PJM_ROM | PJM_ROR | 2020 | B13 | 600 | 0 | 8000 | 2380.03 | 0 | 1975.97 | 0 | 0 | 0 | 0 | 0 | 0 | 0 | 0
PJM_ROM_2_PJM_ROR | PJM_ROM | PJM_ROR | 2020 | B14 | 900 | 0 | 8000 | 0 | 0 | 0 | 0 | 0 | 0 | 0 | 0 | 0 | 0 | 0
PJM_ROM_2_PJM_ROR | PJM_ROM | PJM_ROR | 2020 | B15 | 1203 | 0 | 8000 | 0 | 0 | 0 | 0 | 0 | 0 | 0 | 0 | 0 | 0 | 0
PJM_ROM_2_PJM_ROR | PJM_ROM | PJM_ROR | 2020 | B16 | 25 | 0 | 8000 | 1332.33 | 0 | 942.76 | 0 | 0 | 0 | 0 | 0 | 0 | 0 | 0
PJM_ROM_2_PJM_ROR | PJM_ROM | PJM_ROR | 2020 | B17 | 100 | 0 | 8000 | 0 | 0 | 0 | 0 | 0 | 0 | 0 | 0 | 0 | 0 | 0
PJM_ROM_2_PJM_ROR | PJM_ROM | PJM_ROR | 2020 | B18 | 400 | 0 | 8000 | 0 | 0 | 0 | 0 | 0 | 0 | 0 | 0 | 0 | 0 | 0
PJM_ROM_2_PJM_ROR | PJM_ROM | PJM_ROR | 2020 | B19 | 700 | 0 | 8000 | 0 | 0 | 0 | 0 | 0 | 0 | 0 | 0 | 0 | 0 | 0
PJM_ROM_2_PJM_ROR | PJM_ROM | PJM_ROR | 2020 | B20 | 935 | 0 | 8000 | 0 | 0 | 0 | 0 | 0 | 0 | 0 | 0 | 0 | 0 | 0
PJM_ROM_2_PJM_ROR | PJM_ROM | PJM_ROR | 2025 | B1 | 10 | 0 | 8000 | 0 | 0 | 0 | 0 | 0 | 0 | 0 | 0 | 0 | 0 | 0
PJM_ROM_2_PJM_ROR | PJM_ROM | PJM_ROR | 2025 | B2 | 25 | 0 | 8000 | 0 | 0 | 512.61 | 0 | 0 | 0 | 0 | 0 | 0 | 0 | 0
PJM_ROM_2_PJM_ROR | PJM_ROM | PJM_ROR | 2025 | B3 | 75 | 0 | 8000 | 4115.57 | 0 | 5445.39 | 0 | 0 | 0 | 0 | 0 | 0 | 0 | 0
PJM_ROM_2_PJM_ROR | PJM_ROM | PJM_ROR | 2025 | B4 | 100 | 0 | 8000 | 7609.66 | 0 | 8000 | 0 | 4041.2 | 0 | 0 | 0.01187 | 0 | 0 | 0
PJM_ROM_2_PJM_ROR | PJM_ROM | PJM_ROR | 2025 | B5 | 200 | 0 | 8000 | 4804.03 | 0 | 6987.54 | 0 | 0 | 0 | 0 | 0 | 0 | 0 | 0
PJM_ROM_2_PJM_ROR | PJM_ROM | PJM_ROR | 2025 | B6 | 300 | 0 | 8000 | 3012.63 | 0 | 1569.67 | 0 | 0 | 0 | 0 | 0 | 0 | 0 | 0
PJM_ROM_2_PJM_ROR | PJM_ROM | PJM_ROR | 2025 | B7 | 400 | 0 | 8000 | 2783.35 | 0 | 2380.84 | 0 | 0 | 0 | 0 | 0 | 0 | 0 | 0
PJM_ROM_2_PJM_ROR | PJM_ROM | PJM_ROR | 2025 | B8 | 500 | 0 | 8000 | 1621.05 | 0 | 1038.04 | 0 | 0 | 0 | 0 | 0 | 0 | 0 | 0
PJM_ROM_2_PJM_ROR | PJM_ROM | PJM_ROR | 2025 | B9 | 800 | 0 | 8000 | 0 | 0 | 0 | 0 | 0 | 0 | 0 | 0 | 0 | 0 | 0
PJM_ROM_2_PJM_ROR | PJM_ROM | PJM_ROR | 2025 | B10 | 1262 | 0 | 8000 | 0 | 0 | 0 | 0 | 0 | 0 | 0 | 0 | 0 | 0 | 0
PJM_ROM_2_PJM_ROR | PJM_ROM | PJM_ROR | 2025 | B11 | 25 | 0 | 8000 | 5102.43 | 0 | 8000 | 0 | 2214.13 | 0 | 0 | 0.01187 | 0 | 0 | 0
PJM_ROM_2_PJM_ROR | PJM_ROM | PJM_ROR | 2025 | B12 | 200 | 0 | 8000 | 2045.99 | 0 | 2521.93 | 0 | 0 | 0 | 0 | 0 | 0 | 0 | 0
PJM_ROM_2_PJM_ROR | PJM_ROM | PJM_ROR | 2025 | B13 | 600 | 0 | 8000 | 489.97 | 0 | 0 | 0 | 0 | 0 | 0 | 0 | 0 | 0 | 0
PJM_ROM_2_PJM_ROR | PJM_ROM | PJM_ROR | 2025 | B14 | 900 | 0 | 8000 | 504.95 | 0 | 795.36 | 0 | 0 | 0 | 0 | 0 | 0 | 0 | 0
PJM_ROM_2_PJM_ROR | PJM_ROM | PJM_ROR | 2025 | B15 | 1203 | 0 | 8000 | 0 | 0 | 0 | 0 | 0 | 0 | 0 | 0 | 0 | 0 | 0
PJM_ROM_2_PJM_ROR | PJM_ROM | PJM_ROR | 2025 | B16 | 25 | 0 | 8000 | 1566.79 | 0 | 993.61 | 0 | 0 | 0 | 0 | 0 | 0 | 0 | 0
PJM_ROM_2_PJM_ROR | PJM_ROM | PJM_ROR | 2025 | B17 | 100 | 0 | 8000 | 0 | 0 | 0 | 0 | 0 | 0 | 0 | 0 | 0 | 0 | 0
PJM_ROM_2_PJM_ROR | PJM_ROM | PJM_ROR | 2025 | B18 | 400 | 0 | 8000 | 0 | 0 | 0 | 0 | 0 | 0 | 0 | 0 | 0 | 0 | 0
PJM_ROM_2_PJM_ROR | PJM_ROM | PJM_ROR | 2025 | B19 | 700 | 0 | 8000 | 0 | 0 | 0 | 0 | 0 | 0 | 0 | 0 | 0 | 0 | 0
PJM_ROM_2_PJM_ROR | PJM_ROM | PJM_ROR | 2025 | B20 | 935 | 0 | 8000 | 0 | 0 | 0 | 0 | 0 | 0 | 0 | 0 | 0 | 0 | 0
PJM_ROM_2_PJM_ROR | PJM_ROM | PJM_ROR | 2030 | B1 | 10 | 0 | 8000 | 0 | 0 | 0 | 0 | 0 | 0 | 0 | 0 | 0 | 0 | 0
PJM_ROM_2_PJM_ROR | PJM_ROM | PJM_ROR | 2030 | B2 | 25 | 0 | 8000 | 0 | 0 | 1154.36 | 0 | 0 | 0 | 0 | 0 | 0 | 0 | 0
PJM_ROM_2_PJM_ROR | PJM_ROM | PJM_ROR | 2030 | B3 | 75 | 0 | 8000 | 2395.16 | 0 | 5762.41 | 0 | 0 | 0 | 0 | 0 | 0 | 0 | 0
PJM_ROM_2_PJM_ROR | PJM_ROM | PJM_ROR | 2030 | B4 | 100 | 0 | 8000 | 5872.55 | 0 | 8000 | 0 | 5005.57 | 0 | 0 | 0.01187 | 0 | 0 | 0
PJM_ROM_2_PJM_ROR | PJM_ROM | PJM_ROR | 2030 | B5 | 200 | 0 | 8000 | 5396.79 | 0 | 8000 | 0 | 5345.17 | 0 | 0 | 0.01187 | 0 | 0 | 0
PJM_ROM_2_PJM_ROR | PJM_ROM | PJM_ROR | 2030 | B6 | 300 | 0 | 8000 | 2127.47 | 0 | 3263.54 | 0 | 0 | 0 | 0 | 0 | 0 | 0 | 0
PJM_ROM_2_PJM_ROR | PJM_ROM | PJM_ROR | 2030 | B7 | 400 | 0 | 8000 | 2302.79 | 0 | 3310.39 | 0 | 0 | 0 | 0 | 0 | 0 | 0 | 0
PJM_ROM_2_PJM_ROR | PJM_ROM | PJM_ROR | 2030 | B8 | 500 | 0 | 8000 | 317.44 | 0 | 1787.81 | 0 | 0 | 0 | 0 | 0 | 0 | 0 | 0
PJM_ROM_2_PJM_ROR | PJM_ROM | PJM_ROR | 2030 | B9 | 800 | 0 | 8000 | 194.1 | 0 | 1133.78 | 0 | 0 | 0 | 0 | 0 | 0 | 0 | 0
PJM_ROM_2_PJM_ROR | PJM_ROM | PJM_ROR | 2030 | B10 | 1262 | 0 | 8000 | 0 | 0 | 0 | 0 | 0 | 0 | 0 | 0 | 0 | 0 | 0
PJM_ROM_2_PJM_ROR | PJM_ROM | PJM_ROR | 2030 | B11 | 25 | 0 | 8000 | 6406.21 | 0 | 8000 | 0 | 3815.83 | 0 | 0 | 0.01187 | 0 | 0 | 0
PJM_ROM_2_PJM_ROR | PJM_ROM | PJM_ROR | 2030 | B12 | 200 | 0 | 8000 | 4190.84 | 0 | 4528.11 | 0 | 0 | 0 | 0 | 0 | 0 | 0 | 0
PJM_ROM_2_PJM_ROR | PJM_ROM | PJM_ROR | 2030 | B13 | 600 | 0 | 8000 | 2270.79 | 0 | 2624.3 | 0 | 0 | 0 | 0 | 0 | 0 | 0 | 0
PJM_ROM_2_PJM_ROR | PJM_ROM | PJM_ROR | 2030 | B14 | 900 | 0 | 8000 | 2493.9 | 0 | 1653.54 | 0 | 0 | 0 | 0 | 0 | 0 | 0 | 0
PJM_ROM_2_PJM_ROR | PJM_ROM | PJM_ROR | 2030 | B15 | 1203 | 0 | 8000 | 0 | 0 | 395.12 | 0 | 0 | 0 | 0 | 0 | 0 | 0 | 0
PJM_ROM_2_PJM_ROR | PJM_ROM | PJM_ROR | 2030 | B16 | 25 | 0 | 8000 | 2822.83 | 0 | 3441.37 | 0 | 0 | 0 | 0 | 0 | 0 | 0 | 0
PJM_ROM_2_PJM_ROR | PJM_ROM | PJM_ROR | 2030 | B17 | 100 | 0 | 8000 | 1694.67 | 0 | 2227.26 | 0 | 0 | 0 | 0 | 0 | 0 | 0 | 0
PJM_ROM_2_PJM_ROR | PJM_ROM | PJM_ROR | 2030 | B18 | 400 | 0 | 8000 | 0 | 0 | 0 | 0 | 0 | 0 | 0 | 0 | 0 | 0 | 0
PJM_ROM_2_PJM_ROR | PJM_ROM | PJM_ROR | 2030 | B19 | 700 | 0 | 8000 | 0 | 0 | 0 | 0 | 0 | 0 | 0 | 0 | 0 | 0 | 0
PJM_ROM_2_PJM_ROR | PJM_ROM | PJM_ROR | 2030 | B20 | 935 | 0 | 8000 | 0 | 0 | 0 | 0 | 0 | 0 | 0 | 0 | 0 | 0 | 0
PJM_ROM_2_PJM_ROR | PJM_ROM | PJM_ROR | 2035 | B1 | 10 | 0 | 8000 | 0 | 0 | 8000 | 0 | 377.88 | 0 | 0 | 0.01187 | 0 | 0 | 0
PJM_ROM_2_PJM_ROR | PJM_ROM | PJM_ROR | 2035 | B2 | 25 | 0 | 8000 | 0 | 0 | 8000 | 0 | 2499.45 | 0 | 0 | 0.01187 | 0 | 0 | 0
PJM_ROM_2_PJM_ROR | PJM_ROM | PJM_ROR | 2035 | B3 | 75 | 0 | 8000 | 2558.49 | 0 | 8000 | 0 | 12150.93 | 0 | 0 | 0.01187 | 0 | 0 | 0
PJM_ROM_2_PJM_ROR | PJM_ROM | PJM_ROR | 2035 | B4 | 100 | 0 | 8000 | 5856.64 | 0 | 8000 | 0 | 17061.77 | 0 | 0 | 0.01187 | 0 | 0 | 0
PJM_ROM_2_PJM_ROR | PJM_ROM | PJM_ROR | 2035 | B5 | 200 | 0 | 8000 | 6404.82 | 0 | 8000 | 0 | 16997.91 | 0 | 0 | 0.01187 | 0 | 0 | 0
PJM_ROM_2_PJM_ROR | PJM_ROM | PJM_ROR | 2035 | B6 | 300 | 0 | 8000 | 727.26 | 0 | 8000 | 0 | 4037.56 | 0 | 0 | 0.01187 | 0 | 0 | 0
PJM_ROM_2_PJM_ROR | PJM_ROM | PJM_ROR | 2035 | B7 | 400 | 0 | 8000 | 0 | 0 | 8000 | 0 | 4401.92 | 0 | 0 | 0.01187 | 0 | 0 | 0
PJM_ROM_2_PJM_ROR | PJM_ROM | PJM_ROR | 2035 | B8 | 500 | 0 | 8000 | 0 | 0 | 8000 | 0 | 2786.38 | 0 | 0 | 0.01187 | 0 | 0 | 0
PJM_ROM_2_PJM_ROR | PJM_ROM | PJM_ROR | 2035 | B9 | 800 | 0 | 8000 | 0 | 0 | 8000 | 0 | 723.3 | 0 | 0 | 0.01187 | 0 | 0 | 0
PJM_ROM_2_PJM_ROR | PJM_ROM | PJM_ROR | 2035 | B10 | 1262 | 0 | 8000 | 1510.74 | 0 | 7279.19 | 0 | 0 | 0 | 0 | 0 | 0 | 0 | 0
PJM_ROM_2_PJM_ROR | PJM_ROM | PJM_ROR | 2035 | B11 | 25 | 0 | 8000 | 6703.99 | 0 | 8000 | 0 | 11146.25 | 0 | 0 | 0.01187 | 0 | 0 | 0
PJM_ROM_2_PJM_ROR | PJM_ROM | PJM_ROR | 2035 | B12 | 200 | 0 | 8000 | 1718.56 | 0 | 8000 | 0 | 7139.16 | 0 | 0 | 0.01187 | 0 | 0 | 0
PJM_ROM_2_PJM_ROR | PJM_ROM | PJM_ROR | 2035 | B13 | 600 | 0 | 8000 | 2836.2 | 0 | 8000 | 0 | 5952.78 | 0 | 0 | 0.01187 | 0 | 0 | 0
PJM_ROM_2_PJM_ROR | PJM_ROM | PJM_ROR | 2035 | B14 | 900 | 0 | 8000 | 467.1 | 0 | 8000 | 0 | 3583.68 | 0 | 0 | 0.01187 | 0 | 0 | 0
PJM_ROM_2_PJM_ROR | PJM_ROM | PJM_ROR | 2035 | B15 | 1203 | 0 | 8000 | 0 | 0 | 8000 | 0 | 2534.26 | 0 | 0 | 0.01187 | 0 | 0 | 0
PJM_ROM_2_PJM_ROR | PJM_ROM | PJM_ROR | 2035 | B16 | 25 | 0 | 8000 | 1648.25 | 0 | 8000 | 0 | 1953.57 | 0 | 0 | 0.01187 | 0 | 0 | 0
PJM_ROM_2_PJM_ROR | PJM_ROM | PJM_ROR | 2035 | B17 | 100 | 0 | 8000 | 0 | 0 | 6836.75 | 0 | 0 | 0 | 0 | 0 | 0 | 0 | 0
PJM_ROM_2_PJM_ROR | PJM_ROM | PJM_ROR | 2035 | B18 | 400 | 0 | 8000 | 0 | 0 | 5822.36 | 0 | 0 | 0 | 0 | 0 | 0 | 0 | 0
PJM_ROM_2_PJM_ROR | PJM_ROM | PJM_ROR | 2035 | B19 | 700 | 0 | 8000 | 0 | 0 | 5165.64 | 0 | 0 | 0 | 0 | 0 | 0 | 0 | 0
PJM_ROM_2_PJM_ROR | PJM_ROM | PJM_ROR | 2035 | B20 | 935 | 0 | 8000 | 0 | 0 | 0 | 0 | 0 | 0 | 0 | 0 | 0 | 0 | 0
PJM_ROM_2_PJM_ROR | PJM_ROM | PJM_ROR | 2040 | B1 | 10 | 0 | 8000 | 2310.85 | 0 | 8000 | 0 | 8396.5 | 0 | 0 | 0.78342 | 0 | 0 | 0.69783
PJM_ROM_2_PJM_ROR | PJM_ROM | PJM_ROR | 2040 | B2 | 25 | 0 | 8000 | 2886.88 | 0 | 8000 | 0 | 10694.19 | 0 | 0 | 0.78342 | 0 | 0 | 0.69783
PJM_ROM_2_PJM_ROR | PJM_ROM | PJM_ROR | 2040 | B3 | 75 | 0 | 8000 | 8000 | 0 | 8000 | 0 | 20552.96 | 8.0835 | 0 | 0.78342 | 0.10702 | 0 | 0.69783
PJM_ROM_2_PJM_ROR | PJM_ROM | PJM_ROR | 2040 | B4 | 100 | 0 | 8000 | 8000 | 0 | 8000 | 0 | 28222.49 | 13.2113 | 0 | 0.78342 | 0.23321 | 0 | 0.69783
PJM_ROM_2_PJM_ROR | PJM_ROM | PJM_ROR | 2040 | B5 | 200 | 0 | 8000 | 8000 | 0 | 8000 | 0 | 24761.31 | 13.0807 | 0 | 0.78342 | 0.46181 | 0 | 0.69783
PJM_ROM_2_PJM_ROR | PJM_ROM | PJM_ROR | 2040 | B6 | 300 | 0 | 8000 | 8000 | 0 | 8000 | 0 | 11983.98 | 0.65285 | 0 | 0.78342 | 0.034573 | 0 | 0.69783
PJM_ROM_2_PJM_ROR | PJM_ROM | PJM_ROR | 2040 | B7 | 400 | 0 | 8000 | 7525.52 | 0 | 8000 | 0 | 12926.46 | 0 | 0 | 0.78342 | 0 | 0 | 0.69783
PJM_ROM_2_PJM_ROR | PJM_ROM | PJM_ROR | 2040 | B8 | 500 | 0 | 8000 | 7251.3 | 0 | 8000 | 0 | 14059.91 | 0 | 0 | 0.78342 | 0 | 0 | 0.69783
PJM_ROM_2_PJM_ROR | PJM_ROM | PJM_ROR | 2040 | B9 | 800 | 0 | 8000 | 8000 | 0 | 8000 | 0 | 10554.94 | 0.90212 | 0 | 0.78342 | 0.1274 | 0 | 0.69783
PJM_ROM_2_PJM_ROR | PJM_ROM | PJM_ROR | 2040 | B10 | 1262 | 0 | 8000 | 8000 | 0 | 8000 | 0 | 5237.71 | 3.015 | 0 | 0.78342 | 0.67165 | 0 | 0.69783
PJM_ROM_2_PJM_ROR | PJM_ROM | PJM_ROR | 2040 | B11 | 25 | 0 | 8000 | 8000 | 0 | 8000 | 0 | 18379.75 | 16.5468 | 0 | 0.78342 | 0.073022 | 0 | 0.69783
PJM_ROM_2_PJM_ROR | PJM_ROM | PJM_ROR | 2040 | B12 | 200 | 0 | 8000 | 8000 | 0 | 8000 | 0 | 14461.11 | 0.75968 | 0 | 0.78342 | 0.02682 | 0 | 0.69783
PJM_ROM_2_PJM_ROR | PJM_ROM | PJM_ROR | 2040 | B13 | 600 | 0 | 8000 | 8000 | 0 | 8000 | 0 | 15536.96 | 4.107 | 0 | 0.78342 | 0.43499 | 0 | 0.69783
PJM_ROM_2_PJM_ROR | PJM_ROM | PJM_ROR | 2040 | B14 | 900 | 0 | 8000 | 8000 | 0 | 8000 | 0 | 15000.06 | 2.9082 | 0 | 0.78342 | 0.46202 | 0 | 0.69783
PJM_ROM_2_PJM_ROR | PJM_ROM | PJM_ROR | 2040 | B15 | 1203 | 0 | 8000 | 8000 | 0 | 8000 | 0 | 12586.42 | 0.74781 | 0 | 0.78342 | 0.1588 | 0 | 0.69783
PJM_ROM_2_PJM_ROR | PJM_ROM | PJM_ROR | 2040 | B16 | 25 | 0 | 8000 | 7641.42 | 0 | 8000 | 0 | 4673.74 | 0 | 0 | 0.78342 | 0 | 0 | 0.69783
PJM_ROM_2_PJM_ROR | PJM_ROM | PJM_ROR | 2040 | B17 | 100 | 0 | 8000 | 4859.96 | 0 | 8000 | 0 | 3925.84 | 0 | 0 | 0.78342 | 0 | 0 | 0.69783
PJM_ROM_2_PJM_ROR | PJM_ROM | PJM_ROR | 2040 | B18 | 400 | 0 | 8000 | 6562.76 | 0 | 8000 | 0 | 3224.02 | 0 | 0 | 0.78342 | 0 | 0 | 0.69783
PJM_ROM_2_PJM_ROR | PJM_ROM | PJM_ROR | 2040 | B19 | 700 | 0 | 8000 | 5710.95 | 0 | 8000 | 0 | 5194.18 | 0 | 0 | 0.78342 | 0 | 0 | 0.69783
PJM_ROM_2_PJM_ROR | PJM_ROM | PJM_ROR | 2040 | B20 | 935 | 0 | 8000 | 5616.84 | 0 | 5888.15 | 0 | 0 | 0 | 0 | 0 | 0 | 0 | 0.69783
PJM_ROM_2_PJM_ROR | PJM_ROM | PJM_ROR | 2045 | B1 | 10 | 0 | 8000 | 4475.27 | 0 | 8000 | 0 | 14463.2 | 0 | 0 | 1.0446 | 0 | 0 | 0.85454
PJM_ROM_2_PJM_ROR | PJM_ROM | PJM_ROR | 2045 | B2 | 25 | 0 | 8000 | 3724.7 | 0 | 8000 | 0 | 16801.35 | 0 | 0 | 1.0446 | 0 | 0 | 0.85454
PJM_ROM_2_PJM_ROR | PJM_ROM | PJM_ROR | 2045 | B3 | 75 | 0 | 8000 | 8000 | 0 | 8000 | 0 | 26939.52 | 12.5347 | 0 | 1.0446 | 0.16522 | 0 | 0.85454
PJM_ROM_2_PJM_ROR | PJM_ROM | PJM_ROR | 2045 | B4 | 100 | 0 | 8000 | 8000 | 0 | 8000 | 0 | 34730.05 | 16.4993 | 0 | 1.0446 | 0.28997 | 0 | 0.85454
PJM_ROM_2_PJM_ROR | PJM_ROM | PJM_ROR | 2045 | B5 | 200 | 0 | 8000 | 8000 | 0 | 8000 | 0 | 32361.93 | 17.9593 | 0 | 1.0446 | 0.63126 | 0 | 0.85454
PJM_ROM_2_PJM_ROR | PJM_ROM | PJM_ROR | 2045 | B6 | 300 | 0 | 8000 | 7420.42 | 0 | 8000 | 0 | 15518.26 | 0 | 0 | 1.0446 | 0 | 0 | 0.85454
PJM_ROM_2_PJM_ROR | PJM_ROM | PJM_ROR | 2045 | B7 | 400 | 0 | 8000 | 6749.56 | 0 | 8000 | 0 | 16659.84 | 0 | 0 | 1.0446 | 0 | 0 | 0.85454
PJM_ROM_2_PJM_ROR | PJM_ROM | PJM_ROR | 2045 | B8 | 500 | 0 | 8000 | 8000 | 0 | 8000 | 0 | 18981.4 | 1.2582 | 0 | 1.0446 | 0.11056 | 0 | 0.85454
PJM_ROM_2_PJM_ROR | PJM_ROM | PJM_ROR | 2045 | B9 | 800 | 0 | 8000 | 8000 | 0 | 8000 | 0 | 18190.42 | 2.1129 | 0 | 1.0446 | 0.29706 | 0 | 0.85454
PJM_ROM_2_PJM_ROR | PJM_ROM | PJM_ROR | 2045 | B10 | 1262 | 0 | 8000 | 8000 | 0 | 8000 | 0 | 13524.5 | 1.8161 | 0 | 1.0446 | 0.4028 | 0 | 0.85454
PJM_ROM_2_PJM_ROR | PJM_ROM | PJM_ROR | 2045 | B11 | 25 | 0 | 8000 | 8000 | 0 | 8000 | 0 | 24400.49 | 14.6713 | 0 | 1.0446 | 0.064461 | 0 | 0.85454
PJM_ROM_2_PJM_ROR | PJM_ROM | PJM_ROR | 2045 | B12 | 200 | 0 | 8000 | 7242.44 | 0 | 8000 | 0 | 21370.95 | 0 | 0 | 1.0446 | 0 | 0 | 0.85454
PJM_ROM_2_PJM_ROR | PJM_ROM | PJM_ROR | 2045 | B13 | 600 | 0 | 8000 | 8000 | 0 | 8000 | 0 | 21348.22 | 2.4215 | 0 | 1.0446 | 0.25534 | 0 | 0.85454
PJM_ROM_2_PJM_ROR | PJM_ROM | PJM_ROR | 2045 | B14 | 900 | 0 | 8000 | 8000 | 0 | 8000 | 0 | 22947.99 | 3.8934 | 0 | 1.0446 | 0.61582 | 0 | 0.85454
PJM_ROM_2_PJM_ROR | PJM_ROM | PJM_ROR | 2045 | B15 | 1203 | 0 | 8000 | 8000 | 0 | 8000 | 0 | 19256 | 2.7301 | 0 | 1.0446 | 0.57721 | 0 | 0.85454
PJM_ROM_2_PJM_ROR | PJM_ROM | PJM_ROR | 2045 | B16 | 25 | 0 | 8000 | 8000 | 0 | 8000 | 0 | 7630.84 | 1.9229 | 0 | 1.0446 | 0.0084488 | 0 | 0.85454
PJM_ROM_2_PJM_ROR | PJM_ROM | PJM_ROR | 2045 | B17 | 100 | 0 | 8000 | 5347.11 | 0 | 8000 | 0 | 7663.72 | 0 | 0 | 1.0446 | 0 | 0 | 0.85454
PJM_ROM_2_PJM_ROR | PJM_ROM | PJM_ROR | 2045 | B18 | 400 | 0 | 8000 | 5611.62 | 0 | 8000 | 0 | 8292.73 | 0 | 0 | 1.0446 | 0 | 0 | 0.85454
PJM_ROM_2_PJM_ROR | PJM_ROM | PJM_ROR | 2045 | B19 | 700 | 0 | 8000 | 5210.68 | 0 | 8000 | 0 | 8536.43 | 0 | 0 | 1.0446 | 0 | 0 | 0.85454
PJM_ROM_2_PJM_ROR | PJM_ROM | PJM_ROR | 2045 | B20 | 935 | 0 | 8000 | 6189.55 | 0 | 8000 | 0 | 3971.35 | 0 | 0 | 1.0446 | 0 | 0 | 0.85454
PJM_ROM_2_PJM_ROR | PJM_ROM | PJM_ROR | 2050 | B1 | 10 | 0 | 8000 | 6584.61 | 0 | 8000 | 0 | 27469.21 | 0 | 0 | 1.5431 | 0 | 0 | 1.3995
PJM_ROM_2_PJM_ROR | PJM_ROM | PJM_ROR | 2050 | B2 | 25 | 0 | 8000 | 5679.46 | 0 | 8000 | 0 | 29603.03 | 0 | 0 | 1.5431 | 0 | 0 | 1.3995
PJM_ROM_2_PJM_ROR | PJM_ROM | PJM_ROR | 2050 | B3 | 75 | 0 | 8000 | 8000 | 0 | 8000 | 0 | 40041.12 | 16.2026 | 0 | 1.5431 | 0.14597 | 0 | 1.3995
PJM_ROM_2_PJM_ROR | PJM_ROM | PJM_ROR | 2050 | B4 | 100 | 0 | 8000 | 8000 | 0 | 8000 | 0 | 48058.44 | 17.4726 | 0 | 1.5431 | 0.20988 | 0 | 1.3995
PJM_ROM_2_PJM_ROR | PJM_ROM | PJM_ROR | 2050 | B5 | 200 | 0 | 8000 | 8000 | 0 | 8000 | 0 | 45865.91 | 17.1284 | 0 | 1.5431 | 0.41149 | 0 | 1.3995
PJM_ROM_2_PJM_ROR | PJM_ROM | PJM_ROR | 2050 | B6 | 300 | 0 | 8000 | 8000 | 0 | 8000 | 0 | 29288.84 | 2.1603 | 0 | 1.5431 | 0.07785 | 0 | 1.3995
PJM_ROM_2_PJM_ROR | PJM_ROM | PJM_ROR | 2050 | B7 | 400 | 0 | 8000 | 6625.98 | 0 | 8000 | 0 | 30431.62 | 0 | 0 | 1.5431 | 0 | 0 | 1.3995
PJM_ROM_2_PJM_ROR | PJM_ROM | PJM_ROR | 2050 | B8 | 500 | 0 | 8000 | 8000 | 0 | 8000 | 0 | 32367.38 | 1.6143 | 0 | 1.5431 | 0.096956 | 0 | 1.3995
PJM_ROM_2_PJM_ROR | PJM_ROM | PJM_ROR | 2050 | B9 | 800 | 0 | 8000 | 8000 | 0 | 8000 | 0 | 32033.55 | 4.3207 | 0 | 1.5431 | 0.4152 | 0 | 1.3995
PJM_ROM_2_PJM_ROR | PJM_ROM | PJM_ROR | 2050 | B10 | 1262 | 0 | 8000 | 8000 | 0 | 8000 | 0 | 31058.46 | 8.1547 | 0 | 1.5431 | 1.2362 | 0 | 1.3995
PJM_ROM_2_PJM_ROR | PJM_ROM | PJM_ROR | 2050 | B11 | 25 | 0 | 8000 | 8000 | 0 | 8000 | 0 | 36011.03 | 21.093 | 0 | 1.5431 | 0.063342 | 0 | 1.3995
PJM_ROM_2_PJM_ROR | PJM_ROM | PJM_ROR | 2050 | B12 | 200 | 0 | 8000 | 8000 | 0 | 8000 | 0 | 31098.21 | 4.8667 | 0 | 1.5431 | 0.11692 | 0 | 1.3995
PJM_ROM_2_PJM_ROR | PJM_ROM | PJM_ROR | 2050 | B13 | 600 | 0 | 8000 | 8000 | 0 | 8000 | 0 | 32398.5 | 7.8936 | 0 | 1.5431 | 0.5689 | 0 | 1.3995
PJM_ROM_2_PJM_ROR | PJM_ROM | PJM_ROR | 2050 | B14 | 900 | 0 | 8000 | 8000 | 0 | 8000 | 0 | 32099.13 | 5.2347 | 0 | 1.5431 | 0.56591 | 0 | 1.3995
PJM_ROM_2_PJM_ROR | PJM_ROM | PJM_ROR | 2050 | B15 | 1203 | 0 | 8000 | 8000 | 0 | 8000 | 0 | 29456.04 | 3.8696 | 0 | 1.5431 | 0.55918 | 0 | 1.3995
PJM_ROM_2_PJM_ROR | PJM_ROM | PJM_ROR | 2050 | B16 | 25 | 0 | 8000 | 8000 | 0 | 8000 | 0 | 23218.36 | 17.2471 | 0 | 1.5431 | 0.051793 | 0 | 1.3995
PJM_ROM_2_PJM_ROR | PJM_ROM | PJM_ROR | 2050 | B17 | 100 | 0 | 8000 | 8000 | 0 | 8000 | 0 | 20733.83 | 4.5818 | 0 | 1.5431 | 0.055037 | 0 | 1.3995
PJM_ROM_2_PJM_ROR | PJM_ROM | PJM_ROR | 2050 | B18 | 400 | 0 | 8000 | 8000 | 0 | 8000 | 0 | 20449.96 | 5.9587 | 0 | 1.5431 | 0.28631 | 0 | 1.3995
PJM_ROM_2_PJM_ROR | PJM_ROM | PJM_ROR | 2050 | B19 | 700 | 0 | 8000 | 8000 | 0 | 8000 | 0 | 20949.77 | 2.0773 | 0 | 1.5431 | 0.17466 | 0 | 1.3995
PJM_ROM_2_PJM_ROR | PJM_ROM | PJM_ROR | 2050 | B20 | 935 | 0 | 8000 | 8000 | 0 | 8000 | 0 | 21046.77 | 5.0091 | 0 | 1.5431 | 0.56259 | 0 | 1.3995
PJM_ROR_2_MISO_IN | PJM_ROR | MISO_IN | 2015 | B1 | 10 | 0 | 909 | 0 | 0 | 0 | 0 | 0 | 0 | 0 | 0 | 0 | 0 | 0
PJM_ROR_2_MISO_IN | PJM_ROR | MISO_IN | 2015 | B2 | 25 | 0 | 909 | 0 | 0 | 0 | 0 | 0 | 0 | 0 | 0 | 0 | 0 | 0
PJM_ROR_2_MISO_IN | PJM_ROR | MISO_IN | 2015 | B3 | 75 | 0 | 909 | 0 | 0 | 0 | 0 | 0 | 0 | 0 | 0 | 0 | 0 | 0
PJM_ROR_2_MISO_IN | PJM_ROR | MISO_IN | 2015 | B4 | 100 | 0 | 909 | 0 | 0 | 0 | 0 | 0 | 0 | 0 | 0 | 0 | 0 | 0
PJM_ROR_2_MISO_IN | PJM_ROR | MISO_IN | 2015 | B5 | 200 | 0 | 909 | 0 | 0 | 0 | 0 | 0 | 0 | 0 | 0 | 0 | 0 | 0
PJM_ROR_2_MISO_IN | PJM_ROR | MISO_IN | 2015 | B6 | 300 | 0 | 909 | 0 | 0 | 0 | 0 | 0 | 0 | 0 | 0 | 0 | 0 | 0
PJM_ROR_2_MISO_IN | PJM_ROR | MISO_IN | 2015 | B7 | 400 | 0 | 909 | 0 | 0 | 0 | 0 | 0 | 0 | 0 | 0 | 0 | 0 | 0
PJM_ROR_2_MISO_IN | PJM_ROR | MISO_IN | 2015 | B8 | 500 | 0 | 909 | 0 | 0 | 0 | 0 | 0 | 0 | 0 | 0 | 0 | 0 | 0
PJM_ROR_2_MISO_IN | PJM_ROR | MISO_IN | 2015 | B9 | 800 | 0 | 909 | 0 | 0 | 0 | 0 | 0 | 0 | 0 | 0 | 0 | 0 | 0
PJM_ROR_2_MISO_IN | PJM_ROR | MISO_IN | 2015 | B10 | 1262 | 0 | 909 | 0 | 0 | 0 | 0 | 0 | 0 | 0 | 0 | 0 | 0 | 0
PJM_ROR_2_MISO_IN | PJM_ROR | MISO_IN | 2015 | B11 | 25 | 0 | 909 | 0 | 0 | 0 | 0 | 0 | 0 | 0 | 0 | 0 | 0 | 0
PJM_ROR_2_MISO_IN | PJM_ROR | MISO_IN | 2015 | B12 | 200 | 0 | 909 | 0 | 0 | 0 | 0 | 0 | 0 | 0 | 0 | 0 | 0 | 0
PJM_ROR_2_MISO_IN | PJM_ROR | MISO_IN | 2015 | B13 | 600 | 0 | 909 | 0 | 0 | 0 | 0 | 0 | 0 | 0 | 0 | 0 | 0 | 0
PJM_ROR_2_MISO_IN | PJM_ROR | MISO_IN | 2015 | B14 | 900 | 0 | 909 | 0 | 0 | 0 | 0 | 0 | 0 | 0 | 0 | 0 | 0 | 0
PJM_ROR_2_MISO_IN | PJM_ROR | MISO_IN | 2015 | B15 | 1203 | 0 | 909 | 0 | 0 | 0 | 0 | 0 | 0 | 0 | 0 | 0 | 0 | 0
PJM_ROR_2_MISO_IN | PJM_ROR | MISO_IN | 2015 | B16 | 25 | 0 | 909 | 0 | 0 | 0 | 0 | 0 | 0 | 0 | 0 | 0 | 0 | 0
PJM_ROR_2_MISO_IN | PJM_ROR | MISO_IN | 2015 | B17 | 100 | 0 | 909 | 0 | 0 | 0 | 0 | 0 | 0 | 0 | 0 | 0 | 0 | 0
PJM_ROR_2_MISO_IN | PJM_ROR | MISO_IN | 2015 | B18 | 400 | 0 | 909 | 0 | 0 | 0 | 0 | 0 | 0 | 0 | 0 | 0 | 0 | 0
PJM_ROR_2_MISO_IN | PJM_ROR | MISO_IN | 2015 | B19 | 700 | 0 | 909 | 0 | 0 | 0 | 0 | 0 | 0 | 0 | 0 | 0 | 0 | 0
PJM_ROR_2_MISO_IN | PJM_ROR | MISO_IN | 2015 | B20 | 935 | 0 | 909 | 0 | 0 | 0 | 0 | 0 | 0 | 0 | 0 | 0 | 0 | 0
PJM_ROR_2_MISO_IN | PJM_ROR | MISO_IN | 2020 | B1 | 10 | 0 | 909 | 0 | 0 | 0 | 0 | 0 | 0 | 0 | 0 | 0 | 0 | 0
PJM_ROR_2_MISO_IN | PJM_ROR | MISO_IN | 2020 | B2 | 25 | 0 | 909 | 0 | 0 | 0 | 0 | 0 | 0 | 0 | 0 | 0 | 0 | 0
PJM_ROR_2_MISO_IN | PJM_ROR | MISO_IN | 2020 | B3 | 75 | 0 | 909 | 0 | 0 | 0 | 0 | 0 | 0 | 0 | 0 | 0 | 0 | 0
PJM_ROR_2_MISO_IN | PJM_ROR | MISO_IN | 2020 | B4 | 100 | 0 | 909 | 0 | 0 | 0 | 0 | 0 | 0 | 0 | 0 | 0 | 0 | 0
PJM_ROR_2_MISO_IN | PJM_ROR | MISO_IN | 2020 | B5 | 200 | 0 | 909 | 0 | 0 | 0 | 0 | 0 | 0 | 0 | 0 | 0 | 0 | 0
PJM_ROR_2_MISO_IN | PJM_ROR | MISO_IN | 2020 | B6 | 300 | 0 | 909 | 0 | 0 | 0 | 0 | 0 | 0 | 0 | 0 | 0 | 0 | 0
PJM_ROR_2_MISO_IN | PJM_ROR | MISO_IN | 2020 | B7 | 400 | 0 | 909 | 0 | 0 | 0 | 0 | 0 | 0 | 0 | 0 | 0 | 0 | 0
PJM_ROR_2_MISO_IN | PJM_ROR | MISO_IN | 2020 | B8 | 500 | 0 | 909 | 0 | 0 | 0 | 0 | 0 | 0 | 0 | 0 | 0 | 0 | 0
PJM_ROR_2_MISO_IN | PJM_ROR | MISO_IN | 2020 | B9 | 800 | 0 | 909 | 0 | 0 | 0 | 0 | 0 | 0 | 0 | 0 | 0 | 0 | 0
PJM_ROR_2_MISO_IN | PJM_ROR | MISO_IN | 2020 | B10 | 1262 | 0 | 909 | 0 | 0 | 0 | 0 | 0 | 0 | 0 | 0 | 0 | 0 | 0
PJM_ROR_2_MISO_IN | PJM_ROR | MISO_IN | 2020 | B11 | 25 | 0 | 909 | 139.29 | 0 | 77.31 | 0 | 0 | 0 | 0 | 0 | 0 | 0 | 0
PJM_ROR_2_MISO_IN | PJM_ROR | MISO_IN | 2020 | B12 | 200 | 0 | 909 | 0 | 0 | 0 | 0 | 0 | 0 | 0 | 0 | 0 | 0 | 0
PJM_ROR_2_MISO_IN | PJM_ROR | MISO_IN | 2020 | B13 | 600 | 0 | 909 | 0 | 0 | 0 | 0 | 0 | 0 | 0 | 0 | 0 | 0 | 0
PJM_ROR_2_MISO_IN | PJM_ROR | MISO_IN | 2020 | B14 | 900 | 0 | 909 | 0 | 0 | 0 | 0 | 0 | 0 | 0 | 0 | 0 | 0 | 0
PJM_ROR_2_MISO_IN | PJM_ROR | MISO_IN | 2020 | B15 | 1203 | 0 | 909 | 0 | 0 | 0 | 0 | 0 | 0 | 0 | 0 | 0 | 0 | 0
PJM_ROR_2_MISO_IN | PJM_ROR | MISO_IN | 2020 | B16 | 25 | 0 | 909 | 0 | 0 | 0 | 0 | 0 | 0 | 0 | 0 | 0 | 0 | 0
PJM_ROR_2_MISO_IN | PJM_ROR | MISO_IN | 2020 | B17 | 100 | 0 | 909 | 0 | 0 | 0 | 0 | 0 | 0 | 0 | 0 | 0 | 0 | 0
PJM_ROR_2_MISO_IN | PJM_ROR | MISO_IN | 2020 | B18 | 400 | 0 | 909 | 0 | 0 | 0 | 0 | 0 | 0 | 0 | 0 | 0 | 0 | 0
PJM_ROR_2_MISO_IN | PJM_ROR | MISO_IN | 2020 | B19 | 700 | 0 | 909 | 0 | 0 | 0 | 0 | 0 | 0 | 0 | 0 | 0 | 0 | 0
PJM_ROR_2_MISO_IN | PJM_ROR | MISO_IN | 2020 | B20 | 935 | 0 | 909 | 0 | 0 | 0 | 0 | 0 | 0 | 0 | 0 | 0 | 0 | 0
PJM_ROR_2_MISO_IN | PJM_ROR | MISO_IN | 2025 | B1 | 10 | 0 | 909 | 0 | 0 | 0 | 0 | 0 | 0 | 0 | 0 | 0 | 0 | 0.35017
PJM_ROR_2_MISO_IN | PJM_ROR | MISO_IN | 2025 | B2 | 25 | 0 | 909 | 0 | 0 | 0 | 0 | 0 | 0 | 0 | 0 | 0 | 0 | 0.35017
PJM_ROR_2_MISO_IN | PJM_ROR | MISO_IN | 2025 | B3 | 75 | 0 | 909 | 0 | 0 | 0 | 0 | 0 | 0 | 0 | 0 | 0 | 0 | 0.35017
PJM_ROR_2_MISO_IN | PJM_ROR | MISO_IN | 2025 | B4 | 100 | 0 | 909 | 0 | 0 | 0 | 0 | 0 | 0 | 0 | 0 | 0 | 0 | 0.35017
PJM_ROR_2_MISO_IN | PJM_ROR | MISO_IN | 2025 | B5 | 200 | 0 | 909 | 151.25 | 0 | 0 | 0 | 0 | 0 | 0 | 0 | 0 | 0 | 0.35017
PJM_ROR_2_MISO_IN | PJM_ROR | MISO_IN | 2025 | B6 | 300 | 0 | 909 | 0 | 0 | 0 | 0 | 0 | 0 | 0 | 0 | 0 | 0 | 0.35017
PJM_ROR_2_MISO_IN | PJM_ROR | MISO_IN | 2025 | B7 | 400 | 0 | 909 | 0 | 0 | 0 | 0 | 0 | 0 | 0 | 0 | 0 | 0 | 0.35017
PJM_ROR_2_MISO_IN | PJM_ROR | MISO_IN | 2025 | B8 | 500 | 0 | 909 | 0 | 0 | 0 | 0 | 0 | 0 | 0 | 0 | 0 | 0 | 0.35017
PJM_ROR_2_MISO_IN | PJM_ROR | MISO_IN | 2025 | B9 | 800 | 0 | 909 | 0 | 0 | 0 | 0 | 0 | 0 | 0 | 0 | 0 | 0 | 0.35017
PJM_ROR_2_MISO_IN | PJM_ROR | MISO_IN | 2025 | B10 | 1262 | 0 | 909 | 0 | 0 | 0 | 0 | 0 | 0 | 0 | 0 | 0 | 0 | 0.35017
PJM_ROR_2_MISO_IN | PJM_ROR | MISO_IN | 2025 | B11 | 25 | 0 | 909 | 909 | 0 | 0 | 0 | 0 | 1.4007 | 0 | 0 | 1.4007 | 0 | 0.35017
PJM_ROR_2_MISO_IN | PJM_ROR | MISO_IN | 2025 | B12 | 200 | 0 | 909 | 0 | 0 | 0 | 0 | 0 | 0 | 0 | 0 | 0 | 0 | 0.35017
PJM_ROR_2_MISO_IN | PJM_ROR | MISO_IN | 2025 | B13 | 600 | 0 | 909 | 0 | 0 | 0 | 0 | 0 | 0 | 0 | 0 | 0 | 0 | 0.35017
PJM_ROR_2_MISO_IN | PJM_ROR | MISO_IN | 2025 | B14 | 900 | 0 | 909 | 0 | 0 | 0 | 0 | 0 | 0 | 0 | 0 | 0 | 0 | 0.35017
PJM_ROR_2_MISO_IN | PJM_ROR | MISO_IN | 2025 | B15 | 1203 | 0 | 909 | 0 | 0 | 0 | 0 | 0 | 0 | 0 | 0 | 0 | 0 | 0.35017
PJM_ROR_2_MISO_IN | PJM_ROR | MISO_IN | 2025 | B16 | 25 | 0 | 909 | 0 | 0 | 0 | 0 | 0 | 0 | 0 | 0 | 0 | 0 | 0.35017
PJM_ROR_2_MISO_IN | PJM_ROR | MISO_IN | 2025 | B17 | 100 | 0 | 909 | 0 | 0 | 0 | 0 | 0 | 0 | 0 | 0 | 0 | 0 | 0.35017
PJM_ROR_2_MISO_IN | PJM_ROR | MISO_IN | 2025 | B18 | 400 | 0 | 909 | 0 | 0 | 0 | 0 | 0 | 0 | 0 | 0 | 0 | 0 | 0.35017
PJM_ROR_2_MISO_IN | PJM_ROR | MISO_IN | 2025 | B19 | 700 | 0 | 909 | 0 | 0 | 0 | 0 | 0 | 0 | 0 | 0 | 0 | 0 | 0.35017
PJM_ROR_2_MISO_IN | PJM_ROR | MISO_IN | 2025 | B20 | 935 | 0 | 909 | 0 | 0 | 0 | 0 | 0 | 0 | 0 | 0 | 0 | 0 | 0.35017
PJM_ROR_2_MISO_IN | PJM_ROR | MISO_IN | 2030 | B1 | 10 | 0 | 909 | 0 | 0 | 0 | 0 | 0 | 0 | 0 | 0 | 0 | 0 | 0.61724
PJM_ROR_2_MISO_IN | PJM_ROR | MISO_IN | 2030 | B2 | 25 | 0 | 909 | 0 | 0 | 0 | 0 | 0 | 0 | 0 | 0 | 0 | 0 | 0.61724
PJM_ROR_2_MISO_IN | PJM_ROR | MISO_IN | 2030 | B3 | 75 | 0 | 909 | 0 | 0 | 0 | 0 | 0 | 0 | 0 | 0 | 0 | 0 | 0.61724
PJM_ROR_2_MISO_IN | PJM_ROR | MISO_IN | 2030 | B4 | 100 | 0 | 909 | 0 | 0 | 0 | 0 | 0 | 0 | 0 | 0 | 0 | 0 | 0.61724
PJM_ROR_2_MISO_IN | PJM_ROR | MISO_IN | 2030 | B5 | 200 | 0 | 909 | 0 | 0 | 722.28 | 0 | 0 | 0 | 0 | 0 | 0 | 0 | 0.61724
PJM_ROR_2_MISO_IN | PJM_ROR | MISO_IN | 2030 | B6 | 300 | 0 | 909 | 71.98 | 0 | 0 | 0 | 0 | 0 | 0 | 0 | 0 | 0 | 0.61724
PJM_ROR_2_MISO_IN | PJM_ROR | MISO_IN | 2030 | B7 | 400 | 0 | 909 | 0 | 0 | 0 | 0 | 0 | 0 | 0 | 0 | 0 | 0 | 0.61724
PJM_ROR_2_MISO_IN | PJM_ROR | MISO_IN | 2030 | B8 | 500 | 0 | 909 | 0 | 0 | 0 | 0 | 0 | 0 | 0 | 0 | 0 | 0 | 0.61724
PJM_ROR_2_MISO_IN | PJM_ROR | MISO_IN | 2030 | B9 | 800 | 0 | 909 | 0 | 0 | 0 | 0 | 0 | 0 | 0 | 0 | 0 | 0 | 0.61724
PJM_ROR_2_MISO_IN | PJM_ROR | MISO_IN | 2030 | B10 | 1262 | 0 | 909 | 0 | 0 | 0 | 0 | 0 | 0 | 0 | 0 | 0 | 0 | 0.61724
PJM_ROR_2_MISO_IN | PJM_ROR | MISO_IN | 2030 | B11 | 25 | 0 | 909 | 909 | 0 | 909 | 0 | 0 | 2.469 | 0 | 0.05935 | 2.469 | 0 | 0.61724
PJM_ROR_2_MISO_IN | PJM_ROR | MISO_IN | 2030 | B12 | 200 | 0 | 909 | 0 | 0 | 0 | 0 | 0 | 0 | 0 | 0 | 0 | 0 | 0.61724
PJM_ROR_2_MISO_IN | PJM_ROR | MISO_IN | 2030 | B13 | 600 | 0 | 909 | 0 | 0 | 0 | 0 | 0 | 0 | 0 | 0 | 0 | 0 | 0.61724
PJM_ROR_2_MISO_IN | PJM_ROR | MISO_IN | 2030 | B14 | 900 | 0 | 909 | 0 | 0 | 0 | 0 | 0 | 0 | 0 | 0 | 0 | 0 | 0.61724
PJM_ROR_2_MISO_IN | PJM_ROR | MISO_IN | 2030 | B15 | 1203 | 0 | 909 | 0 | 0 | 0 | 0 | 0 | 0 | 0 | 0 | 0 | 0 | 0.61724
PJM_ROR_2_MISO_IN | PJM_ROR | MISO_IN | 2030 | B16 | 25 | 0 | 909 | 150.4 | 0 | 0 | 0 | 0 | 0 | 0 | 0 | 0 | 0 | 0.61724
PJM_ROR_2_MISO_IN | PJM_ROR | MISO_IN | 2030 | B17 | 100 | 0 | 909 | 0 | 0 | 0 | 0 | 0 | 0 | 0 | 0 | 0 | 0 | 0.61724
PJM_ROR_2_MISO_IN | PJM_ROR | MISO_IN | 2030 | B18 | 400 | 0 | 909 | 0 | 0 | 0 | 0 | 0 | 0 | 0 | 0 | 0 | 0 | 0.61724
PJM_ROR_2_MISO_IN | PJM_ROR | MISO_IN | 2030 | B19 | 700 | 0 | 909 | 0 | 0 | 0 | 0 | 0 | 0 | 0 | 0 | 0 | 0 | 0.61724
PJM_ROR_2_MISO_IN | PJM_ROR | MISO_IN | 2030 | B20 | 935 | 0 | 909 | 0 | 0 | 0 | 0 | 0 | 0 | 0 | 0 | 0 | 0 | 0.61724
PJM_ROR_2_MISO_IN | PJM_ROR | MISO_IN | 2035 | B1 | 10 | 0 | 909 | 0 | 0 | 0 | 0 | 0 | 0 | 0 | 0 | 0 | 0 | 0.14145
PJM_ROR_2_MISO_IN | PJM_ROR | MISO_IN | 2035 | B2 | 25 | 0 | 909 | 0 | 0 | 0 | 0 | 0 | 0 | 0 | 0 | 0 | 0 | 0.14145
PJM_ROR_2_MISO_IN | PJM_ROR | MISO_IN | 2035 | B3 | 75 | 0 | 909 | 0 | 0 | 309.79 | 0 | 0 | 0 | 0 | 0 | 0 | 0 | 0.14145
PJM_ROR_2_MISO_IN | PJM_ROR | MISO_IN | 2035 | B4 | 100 | 0 | 909 | 0 | 0 | 909 | 0 | 0 | 0 | 0 | 0.01187 | 0 | 0 | 0.14145
PJM_ROR_2_MISO_IN | PJM_ROR | MISO_IN | 2035 | B5 | 200 | 0 | 909 | 909 | 0 | 909 | 0 | 0 | 0.01187 | 0 | 0.03561 | 0.010551 | 0 | 0.14145
PJM_ROR_2_MISO_IN | PJM_ROR | MISO_IN | 2035 | B6 | 300 | 0 | 909 | 0 | 0 | 909 | 0 | 0 | 0 | 0 | 0.01187 | 0 | 0 | 0.14145
PJM_ROR_2_MISO_IN | PJM_ROR | MISO_IN | 2035 | B7 | 400 | 0 | 909 | 0 | 0 | 0 | 0 | 0 | 0 | 0 | 0 | 0 | 0 | 0.14145
PJM_ROR_2_MISO_IN | PJM_ROR | MISO_IN | 2035 | B8 | 500 | 0 | 909 | 0 | 0 | 0 | 0 | 0 | 0 | 0 | 0 | 0 | 0 | 0.14145
PJM_ROR_2_MISO_IN | PJM_ROR | MISO_IN | 2035 | B9 | 800 | 0 | 909 | 0 | 0 | 0 | 0 | 0 | 0 | 0 | 0 | 0 | 0 | 0.14145
PJM_ROR_2_MISO_IN | PJM_ROR | MISO_IN | 2035 | B10 | 1262 | 0 | 909 | 0 | 0 | 0 | 0 | 0 | 0 | 0 | 0 | 0 | 0 | 0.14145
PJM_ROR_2_MISO_IN | PJM_ROR | MISO_IN | 2035 | B11 | 25 | 0 | 909 | 909 | 0 | 909 | 0 | 1578.69 | 4.9973 | 0 | 0.14244 | 0.55525 | 0 | 0.14145
PJM_ROR_2_MISO_IN | PJM_ROR | MISO_IN | 2035 | B12 | 200 | 0 | 909 | 0 | 0 | 0 | 0 | 0 | 0 | 0 | 0 | 0 | 0 | 0.14145
PJM_ROR_2_MISO_IN | PJM_ROR | MISO_IN | 2035 | B13 | 600 | 0 | 909 | 0 | 0 | 0 | 0 | 0 | 0 | 0 | 0 | 0 | 0 | 0.14145
PJM_ROR_2_MISO_IN | PJM_ROR | MISO_IN | 2035 | B14 | 900 | 0 | 909 | 0 | 0 | 159.53 | 0 | 0 | 0 | 0 | 0 | 0 | 0 | 0.14145
PJM_ROR_2_MISO_IN | PJM_ROR | MISO_IN | 2035 | B15 | 1203 | 0 | 909 | 0 | 0 | 0 | 0 | 0 | 0 | 0 | 0 | 0 | 0 | 0.14145
PJM_ROR_2_MISO_IN | PJM_ROR | MISO_IN | 2035 | B16 | 25 | 0 | 909 | 0 | 0 | 0 | 0 | 0 | 0 | 0 | 0 | 0 | 0 | 0.14145
PJM_ROR_2_MISO_IN | PJM_ROR | MISO_IN | 2035 | B17 | 100 | 0 | 909 | 0 | 0 | 0 | 0 | 0 | 0 | 0 | 0 | 0 | 0 | 0.14145
PJM_ROR_2_MISO_IN | PJM_ROR | MISO_IN | 2035 | B18 | 400 | 0 | 909 | 0 | 0 | 0 | 0 | 0 | 0 | 0 | 0 | 0 | 0 | 0.14145
PJM_ROR_2_MISO_IN | PJM_ROR | MISO_IN | 2035 | B19 | 700 | 0 | 909 | 0 | 0 | 0 | 0 | 0 | 0 | 0 | 0 | 0 | 0 | 0.14145
PJM_ROR_2_MISO_IN | PJM_ROR | MISO_IN | 2035 | B20 | 935 | 0 | 909 | 0 | 0 | 0 | 0 | 0 | 0 | 0 | 0 | 0 | 0 | 0.14145
PJM_ROR_2_MISO_IN | PJM_ROR | MISO_IN | 2040 | B1 | 10 | 0 | 909 | 0 | 0 | 0 | 0 | 0 | 0 | 0 | 0 | 0 | 0 | 0.0029675
PJM_ROR_2_MISO_IN | PJM_ROR | MISO_IN | 2040 | B2 | 25 | 0 | 909 | 0 | 0 | 0 | 0 | 0 | 0 | 0 | 0 | 0 | 0 | 0.0029675
PJM_ROR_2_MISO_IN | PJM_ROR | MISO_IN | 2040 | B3 | 75 | 0 | 909 | 909 | 0 | 0 | 0 | 0 | 0.01187 | 0 | 0 | 0.01187 | 0 | 0.0029675
PJM_ROR_2_MISO_IN | PJM_ROR | MISO_IN | 2040 | B4 | 100 | 0 | 909 | 0 | 0 | 52.66 | 0 | 0 | 0 | 0 | 0 | 0 | 0 | 0.0029675
PJM_ROR_2_MISO_IN | PJM_ROR | MISO_IN | 2040 | B5 | 200 | 0 | 909 | 0 | 0 | 909 | 0 | 4262.22 | 0 | 0 | 0 | 0 | 0 | 0.0029675
PJM_ROR_2_MISO_IN | PJM_ROR | MISO_IN | 2040 | B6 | 300 | 0 | 909 | 0 | 0 | 909 | 0 | 1432.26 | 0 | 0 | 0 | 0 | 0 | 0.0029675
PJM_ROR_2_MISO_IN | PJM_ROR | MISO_IN | 2040 | B7 | 400 | 0 | 909 | 0 | 0 | 186.61 | 0 | 0 | 0 | 0 | 0 | 0 | 0 | 0.0029675
PJM_ROR_2_MISO_IN | PJM_ROR | MISO_IN | 2040 | B8 | 500 | 0 | 909 | 0 | 0 | 139.21 | 0 | 0 | 0 | 0 | 0 | 0 | 0 | 0.0029675
PJM_ROR_2_MISO_IN | PJM_ROR | MISO_IN | 2040 | B9 | 800 | 0 | 909 | 0 | 0 | 210.86 | 0 | 0 | 0 | 0 | 0 | 0 | 0 | 0.0029675
PJM_ROR_2_MISO_IN | PJM_ROR | MISO_IN | 2040 | B10 | 1262 | 0 | 909 | 0 | 0 | 0 | 0 | 0 | 0 | 0 | 0 | 0 | 0 | 0.0029675
PJM_ROR_2_MISO_IN | PJM_ROR | MISO_IN | 2040 | B11 | 25 | 0 | 909 | 357.84 | 0 | 444.04 | 0 | 0 | 0 | 0 | 0 | 0 | 0 | 0.0029675
PJM_ROR_2_MISO_IN | PJM_ROR | MISO_IN | 2040 | B12 | 200 | 0 | 909 | 0 | 0 | 0 | 0 | 0 | 0 | 0 | 0 | 0 | 0 | 0.0029675
PJM_ROR_2_MISO_IN | PJM_ROR | MISO_IN | 2040 | B13 | 600 | 0 | 909 | 0 | 0 | 0 | 0 | 0 | 0 | 0 | 0 | 0 | 0 | 0.0029675
PJM_ROR_2_MISO_IN | PJM_ROR | MISO_IN | 2040 | B14 | 900 | 0 | 909 | 0 | 0 | 0 | 0 | 0 | 0 | 0 | 0 | 0 | 0 | 0.0029675
PJM_ROR_2_MISO_IN | PJM_ROR | MISO_IN | 2040 | B15 | 1203 | 0 | 909 | 0 | 0 | 0 | 0 | 0 | 0 | 0 | 0 | 0 | 0 | 0.0029675
PJM_ROR_2_MISO_IN | PJM_ROR | MISO_IN | 2040 | B16 | 25 | 0 | 909 | 0 | 0 | 0 | 0 | 0 | 0 | 0 | 0 | 0 | 0 | 0.0029675
PJM_ROR_2_MISO_IN | PJM_ROR | MISO_IN | 2040 | B17 | 100 | 0 | 909 | 0 | 0 | 0 | 0 | 0 | 0 | 0 | 0 | 0 | 0 | 0.0029675
PJM_ROR_2_MISO_IN | PJM_ROR | MISO_IN | 2040 | B18 | 400 | 0 | 909 | 0 | 0 | 0 | 0 | 0 | 0 | 0 | 0 | 0 | 0 | 0.0029675
PJM_ROR_2_MISO_IN | PJM_ROR | MISO_IN | 2040 | B19 | 700 | 0 | 909 | 0 | 0 | 0 | 0 | 0 | 0 | 0 | 0 | 0 | 0 | 0.0029675
PJM_ROR_2_MISO_IN | PJM_ROR | MISO_IN | 2040 | B20 | 935 | 0 | 909 | 0 | 0 | 0 | 0 | 0 | 0 | 0 | 0 | 0 | 0 | 0.0029675
PJM_ROR_2_MISO_IN | PJM_ROR | MISO_IN | 2045 | B1 | 10 | 0 | 909 | 0 | 0 | 0 | 0 | 0 | 0 | 0 | 0 | 0 | 0 | 0.31456
PJM_ROR_2_MISO_IN | PJM_ROR | MISO_IN | 2045 | B2 | 25 | 0 | 909 | 0 | 0 | 0 | 0 | 0 | 0 | 0 | 0 | 0 | 0 | 0.31456
PJM_ROR_2_MISO_IN | PJM_ROR | MISO_IN | 2045 | B3 | 75 | 0 | 909 | 909 | 0 | 0 | 0 | 0 | 0.01187 | 0 | 0 | 0.0089025 | 0 | 0.31456
PJM_ROR_2_MISO_IN | PJM_ROR | MISO_IN | 2045 | B4 | 100 | 0 | 909 | 0 | 0 | 0 | 0 | 0 | 0 | 0 | 0 | 0 | 0 | 0.31456
PJM_ROR_2_MISO_IN | PJM_ROR | MISO_IN | 2045 | B5 | 200 | 0 | 909 | 278.01 | 0 | 909 | 0 | 2534.18 | 0 | 0 | 0.21366 | 0 | 0 | 0.31456
PJM_ROR_2_MISO_IN | PJM_ROR | MISO_IN | 2045 | B6 | 300 | 0 | 909 | 0 | 0 | 909 | 0 | 0 | 0 | 0 | 0.02374 | 0 | 0 | 0.31456
PJM_ROR_2_MISO_IN | PJM_ROR | MISO_IN | 2045 | B7 | 400 | 0 | 909 | 0 | 0 | 831.28 | 0 | 0 | 0 | 0 | 0 | 0 | 0 | 0.31456
PJM_ROR_2_MISO_IN | PJM_ROR | MISO_IN | 2045 | B8 | 500 | 0 | 909 | 0 | 0 | 0 | 0 | 0 | 0 | 0 | 0 | 0 | 0 | 0.31456
PJM_ROR_2_MISO_IN | PJM_ROR | MISO_IN | 2045 | B9 | 800 | 0 | 909 | 0 | 0 | 477.45 | 0 | 0 | 0 | 0 | 0 | 0 | 0 | 0.31456
PJM_ROR_2_MISO_IN | PJM_ROR | MISO_IN | 2045 | B10 | 1262 | 0 | 909 | 0 | 0 | 0 | 0 | 0 | 0 | 0 | 0 | 0 | 0 | 0.31456
PJM_ROR_2_MISO_IN | PJM_ROR | MISO_IN | 2045 | B11 | 25 | 0 | 909 | 909 | 0 | 909 | 0 | 0 | 4.9973 | 0 | 0.02374 | 1.2493 | 0 | 0.31456
PJM_ROR_2_MISO_IN | PJM_ROR | MISO_IN | 2045 | B12 | 200 | 0 | 909 | 371.71 | 0 | 0 | 0 | 0 | 0 | 0 | 0 | 0 | 0 | 0.31456
PJM_ROR_2_MISO_IN | PJM_ROR | MISO_IN | 2045 | B13 | 600 | 0 | 909 | 0 | 0 | 164.95 | 0 | 0 | 0 | 0 | 0 | 0 | 0 | 0.31456
PJM_ROR_2_MISO_IN | PJM_ROR | MISO_IN | 2045 | B14 | 900 | 0 | 909 | 0 | 0 | 909 | 0 | 0 | 0 | 0 | 0.07122 | 0 | 0 | 0.31456
PJM_ROR_2_MISO_IN | PJM_ROR | MISO_IN | 2045 | B15 | 1203 | 0 | 909 | 0 | 0 | 0 | 0 | 0 | 0 | 0 | 0 | 0 | 0 | 0.31456
PJM_ROR_2_MISO_IN | PJM_ROR | MISO_IN | 2045 | B16 | 25 | 0 | 909 | 0 | 0 | 0 | 0 | 0 | 0 | 0 | 0 | 0 | 0 | 0.31456
PJM_ROR_2_MISO_IN | PJM_ROR | MISO_IN | 2045 | B17 | 100 | 0 | 909 | 0 | 0 | 0 | 0 | 0 | 0 | 0 | 0 | 0 | 0 | 0.31456
PJM_ROR_2_MISO_IN | PJM_ROR | MISO_IN | 2045 | B18 | 400 | 0 | 909 | 0 | 0 | 0 | 0 | 0 | 0 | 0 | 0 | 0 | 0 | 0.31456
PJM_ROR_2_MISO_IN | PJM_ROR | MISO_IN | 2045 | B19 | 700 | 0 | 909 | 0 | 0 | 0 | 0 | 0 | 0 | 0 | 0 | 0 | 0 | 0.31456
PJM_ROR_2_MISO_IN | PJM_ROR | MISO_IN | 2045 | B20 | 935 | 0 | 909 | 0 | 0 | 0 | 0 | 0 | 0 | 0 | 0 | 0 | 0 | 0.31456
PJM_ROR_2_MISO_IN | PJM_ROR | MISO_IN | 2050 | B1 | 10 | 0 | 909 | 0 | 0 | 0 | 0 | 0 | 0 | 0 | 0 | 0 | 0 | 0
PJM_ROR_2_MISO_IN | PJM_ROR | MISO_IN | 2050 | B2 | 25 | 0 | 909 | 0 | 0 | 0 | 0 | 0 | 0 | 0 | 0 | 0 | 0 | 0
PJM_ROR_2_MISO_IN | PJM_ROR | MISO_IN | 2050 | B3 | 75 | 0 | 909 | 0 | 0 | 0 | 0 | 0 | 0 | 0 | 0 | 0 | 0 | 0
PJM_ROR_2_MISO_IN | PJM_ROR | MISO_IN | 2050 | B4 | 100 | 0 | 909 | 0 | 0 | 909 | 0 | 0 | 0 | 0 | 0.45106 | 0 | 0 | 0
PJM_ROR_2_MISO_IN | PJM_ROR | MISO_IN | 2050 | B5 | 200 | 0 | 909 | 0 | 0 | 909 | 0 | 0 | 0 | 0 | 0.45106 | 0 | 0 | 0
PJM_ROR_2_MISO_IN | PJM_ROR | MISO_IN | 2050 | B6 | 300 | 0 | 909 | 0 | 0 | 909 | 0 | 0 | 0 | 0 | 0.20179 | 0 | 0 | 0
PJM_ROR_2_MISO_IN | PJM_ROR | MISO_IN | 2050 | B7 | 400 | 0 | 909 | 0 | 0 | 909 | 0 | 0 | 0 | 0 | 0.20179 | 0 | 0 | 0
PJM_ROR_2_MISO_IN | PJM_ROR | MISO_IN | 2050 | B8 | 500 | 0 | 909 | 0 | 0 | 909 | 0 | 0 | 0 | 0 | 0.41545 | 0 | 0 | 0
PJM_ROR_2_MISO_IN | PJM_ROR | MISO_IN | 2050 | B9 | 800 | 0 | 909 | 0 | 0 | 909 | 0 | 0 | 0 | 0 | 0.41545 | 0 | 0 | 0
PJM_ROR_2_MISO_IN | PJM_ROR | MISO_IN | 2050 | B10 | 1262 | 0 | 909 | 0 | 0 | 909 | 0 | 0 | 0 | 0 | 0.28488 | 0 | 0 | 0
PJM_ROR_2_MISO_IN | PJM_ROR | MISO_IN | 2050 | B11 | 25 | 0 | 909 | 449.24 | 0 | 909 | 0 | 0 | 0 | 0 | 0.17805 | 0 | 0 | 0
PJM_ROR_2_MISO_IN | PJM_ROR | MISO_IN | 2050 | B12 | 200 | 0 | 909 | 0 | 0 | 718.15 | 0 | 0 | 0 | 0 | 0 | 0 | 0 | 0
PJM_ROR_2_MISO_IN | PJM_ROR | MISO_IN | 2050 | B13 | 600 | 0 | 909 | 0 | 0 | 909 | 0 | 0 | 0 | 0 | 0.39171 | 0 | 0 | 0
PJM_ROR_2_MISO_IN | PJM_ROR | MISO_IN | 2050 | B14 | 900 | 0 | 909 | 0 | 0 | 909 | 0 | 0 | 0 | 0 | 0.41545 | 0 | 0 | 0
PJM_ROR_2_MISO_IN | PJM_ROR | MISO_IN | 2050 | B15 | 1203 | 0 | 909 | 0 | 0 | 909 | 0 | 0 | 0 | 0 | 0.37984 | 0 | 0 | 0
PJM_ROR_2_MISO_IN | PJM_ROR | MISO_IN | 2050 | B16 | 25 | 0 | 909 | 0 | 0 | 0 | 0 | 0 | 0 | 0 | 0 | 0 | 0 | 0
PJM_ROR_2_MISO_IN | PJM_ROR | MISO_IN | 2050 | B17 | 100 | 0 | 909 | 0 | 0 | 0 | 0 | 0 | 0 | 0 | 0 | 0 | 0 | 0
PJM_ROR_2_MISO_IN | PJM_ROR | MISO_IN | 2050 | B18 | 400 | 0 | 909 | 0 | 0 | 0 | 0 | 0 | 0 | 0 | 0 | 0 | 0 | 0
PJM_ROR_2_MISO_IN | PJM_ROR | MISO_IN | 2050 | B19 | 700 | 0 | 909 | 0 | 0 | 0 | 0 | 0 | 0 | 0 | 0 | 0 | 0 | 0
PJM_ROR_2_MISO_IN | PJM_ROR | MISO_IN | 2050 | B20 | 935 | 0 | 909 | 0 | 0 | 0 | 0 | 0 | 0 | 0 | 0 | 0 | 0 | 0
PJM_ROR_2_MISO_MI | PJM_ROR | MISO_MI | 2015 | B1 | 10 | 0 | 1305 | 0 | 0 | 0 | 0 | 0 | 0 | 0 | 0 | 0 | 0 | 0
PJM_ROR_2_MISO_MI | PJM_ROR | MISO_MI | 2015 | B2 | 25 | 0 | 1305 | 0 | 0 | 0 | 0 | 0 | 0 | 0 | 0 | 0 | 0 | 0
PJM_ROR_2_MISO_MI | PJM_ROR | MISO_MI | 2015 | B3 | 75 | 0 | 1305 | 0 | 0 | 0 | 0 | 0 | 0 | 0 | 0 | 0 | 0 | 0
PJM_ROR_2_MISO_MI | PJM_ROR | MISO_MI | 2015 | B4 | 100 | 0 | 1305 | 0 | 0 | 0 | 0 | 0 | 0 | 0 | 0 | 0 | 0 | 0
PJM_ROR_2_MISO_MI | PJM_ROR | MISO_MI | 2015 | B5 | 200 | 0 | 1305 | 0 | 0 | 0 | 0 | 0 | 0 | 0 | 0 | 0 | 0 | 0
PJM_ROR_2_MISO_MI | PJM_ROR | MISO_MI | 2015 | B6 | 300 | 0 | 1305 | 0 | 0 | 0 | 0 | 0 | 0 | 0 | 0 | 0 | 0 | 0
PJM_ROR_2_MISO_MI | PJM_ROR | MISO_MI | 2015 | B7 | 400 | 0 | 1305 | 0 | 0 | 0 | 0 | 0 | 0 | 0 | 0 | 0 | 0 | 0
PJM_ROR_2_MISO_MI | PJM_ROR | MISO_MI | 2015 | B8 | 500 | 0 | 1305 | 0 | 0 | 0 | 0 | 0 | 0 | 0 | 0 | 0 | 0 | 0
PJM_ROR_2_MISO_MI | PJM_ROR | MISO_MI | 2015 | B9 | 800 | 0 | 1305 | 0 | 0 | 0 | 0 | 0 | 0 | 0 | 0 | 0 | 0 | 0
PJM_ROR_2_MISO_MI | PJM_ROR | MISO_MI | 2015 | B10 | 1262 | 0 | 1305 | 0 | 0 | 0 | 0 | 0 | 0 | 0 | 0 | 0 | 0 | 0
PJM_ROR_2_MISO_MI | PJM_ROR | MISO_MI | 2015 | B11 | 25 | 0 | 1305 | 0 | 0 | 0 | 0 | 0 | 0 | 0 | 0 | 0 | 0 | 0
PJM_ROR_2_MISO_MI | PJM_ROR | MISO_MI | 2015 | B12 | 200 | 0 | 1305 | 0 | 0 | 0 | 0 | 0 | 0 | 0 | 0 | 0 | 0 | 0
PJM_ROR_2_MISO_MI | PJM_ROR | MISO_MI | 2015 | B13 | 600 | 0 | 1305 | 0 | 0 | 0 | 0 | 0 | 0 | 0 | 0 | 0 | 0 | 0
PJM_ROR_2_MISO_MI | PJM_ROR | MISO_MI | 2015 | B14 | 900 | 0 | 1305 | 0 | 0 | 0 | 0 | 0 | 0 | 0 | 0 | 0 | 0 | 0
PJM_ROR_2_MISO_MI | PJM_ROR | MISO_MI | 2015 | B15 | 1203 | 0 | 1305 | 0 | 0 | 0 | 0 | 0 | 0 | 0 | 0 | 0 | 0 | 0
PJM_ROR_2_MISO_MI | PJM_ROR | MISO_MI | 2015 | B16 | 25 | 0 | 1305 | 0 | 0 | 0 | 0 | 0 | 0 | 0 | 0 | 0 | 0 | 0
PJM_ROR_2_MISO_MI | PJM_ROR | MISO_MI | 2015 | B17 | 100 | 0 | 1305 | 0 | 0 | 0 | 0 | 0 | 0 | 0 | 0 | 0 | 0 | 0
PJM_ROR_2_MISO_MI | PJM_ROR | MISO_MI | 2015 | B18 | 400 | 0 | 1305 | 0 | 0 | 0 | 0 | 0 | 0 | 0 | 0 | 0 | 0 | 0
PJM_ROR_2_MISO_MI | PJM_ROR | MISO_MI | 2015 | B19 | 700 | 0 | 1305 | 0 | 0 | 0 | 0 | 0 | 0 | 0 | 0 | 0 | 0 | 0
PJM_ROR_2_MISO_MI | PJM_ROR | MISO_MI | 2015 | B20 | 935 | 0 | 1305 | 0 | 0 | 0 | 0 | 0 | 0 | 0 | 0 | 0 | 0 | 0
PJM_ROR_2_MISO_MI | PJM_ROR | MISO_MI | 2020 | B1 | 10 | 0 | 1305 | 0 | 0 | 0 | 0 | 0 | 0 | 0 | 0 | 0 | 0 | 0
PJM_ROR_2_MISO_MI | PJM_ROR | MISO_MI | 2020 | B2 | 25 | 0 | 1305 | 0 | 0 | 0 | 0 | 0 | 0 | 0 | 0 | 0 | 0 | 0
PJM_ROR_2_MISO_MI | PJM_ROR | MISO_MI | 2020 | B3 | 75 | 0 | 1305 | 0 | 0 | 0 | 0 | 0 | 0 | 0 | 0 | 0 | 0 | 0
PJM_ROR_2_MISO_MI | PJM_ROR | MISO_MI | 2020 | B4 | 100 | 0 | 1305 | 0 | 0 | 0 | 0 | 0 | 0 | 0 | 0 | 0 | 0 | 0
PJM_ROR_2_MISO_MI | PJM_ROR | MISO_MI | 2020 | B5 | 200 | 0 | 1305 | 0 | 0 | 0 | 0 | 0 | 0 | 0 | 0 | 0 | 0 | 0
PJM_ROR_2_MISO_MI | PJM_ROR | MISO_MI | 2020 | B6 | 300 | 0 | 1305 | 0 | 0 | 0 | 0 | 0 | 0 | 0 | 0 | 0 | 0 | 0
PJM_ROR_2_MISO_MI | PJM_ROR | MISO_MI | 2020 | B7 | 400 | 0 | 1305 | 0 | 0 | 0 | 0 | 0 | 0 | 0 | 0 | 0 | 0 | 0
PJM_ROR_2_MISO_MI | PJM_ROR | MISO_MI | 2020 | B8 | 500 | 0 | 1305 | 0 | 0 | 0 | 0 | 0 | 0 | 0 | 0 | 0 | 0 | 0
PJM_ROR_2_MISO_MI | PJM_ROR | MISO_MI | 2020 | B9 | 800 | 0 | 1305 | 0 | 0 | 0 | 0 | 0 | 0 | 0 | 0 | 0 | 0 | 0
PJM_ROR_2_MISO_MI | PJM_ROR | MISO_MI | 2020 | B10 | 1262 | 0 | 1305 | 0 | 0 | 0 | 0 | 0 | 0 | 0 | 0 | 0 | 0 | 0
PJM_ROR_2_MISO_MI | PJM_ROR | MISO_MI | 2020 | B11 | 25 | 0 | 1305 | 0 | 0 | 0 | 0 | 0 | 0 | 0 | 0 | 0 | 0 | 0
PJM_ROR_2_MISO_MI | PJM_ROR | MISO_MI | 2020 | B12 | 200 | 0 | 1305 | 0 | 0 | 0 | 0 | 0 | 0 | 0 | 0 | 0 | 0 | 0
PJM_ROR_2_MISO_MI | PJM_ROR | MISO_MI | 2020 | B13 | 600 | 0 | 1305 | 0 | 0 | 0 | 0 | 0 | 0 | 0 | 0 | 0 | 0 | 0
PJM_ROR_2_MISO_MI | PJM_ROR | MISO_MI | 2020 | B14 | 900 | 0 | 1305 | 0 | 0 | 0 | 0 | 0 | 0 | 0 | 0 | 0 | 0 | 0
PJM_ROR_2_MISO_MI | PJM_ROR | MISO_MI | 2020 | B15 | 1203 | 0 | 1305 | 0 | 0 | 0 | 0 | 0 | 0 | 0 | 0 | 0 | 0 | 0
PJM_ROR_2_MISO_MI | PJM_ROR | MISO_MI | 2020 | B16 | 25 | 0 | 1305 | 0 | 0 | 0 | 0 | 0 | 0 | 0 | 0 | 0 | 0 | 0
PJM_ROR_2_MISO_MI | PJM_ROR | MISO_MI | 2020 | B17 | 100 | 0 | 1305 | 0 | 0 | 0 | 0 | 0 | 0 | 0 | 0 | 0 | 0 | 0
PJM_ROR_2_MISO_MI | PJM_ROR | MISO_MI | 2020 | B18 | 400 | 0 | 1305 | 0 | 0 | 0 | 0 | 0 | 0 | 0 | 0 | 0 | 0 | 0
PJM_ROR_2_MISO_MI | PJM_ROR | MISO_MI | 2020 | B19 | 700 | 0 | 1305 | 0 | 0 | 0 | 0 | 0 | 0 | 0 | 0 | 0 | 0 | 0
PJM_ROR_2_MISO_MI | PJM_ROR | MISO_MI | 2020 | B20 | 935 | 0 | 1305 | 0 | 0 | 0 | 0 | 0 | 0 | 0 | 0 | 0 | 0 | 0
PJM_ROR_2_MISO_MI | PJM_ROR | MISO_MI | 2025 | B1 | 10 | 0 | 1305 | 0 | 0 | 0 | 0 | 0 | 0 | 0 | 0 | 0 | 0 | 0
PJM_ROR_2_MISO_MI | PJM_ROR | MISO_MI | 2025 | B2 | 25 | 0 | 1305 | 0 | 0 | 0 | 0 | 0 | 0 | 0 | 0 | 0 | 0 | 0
PJM_ROR_2_MISO_MI | PJM_ROR | MISO_MI | 2025 | B3 | 75 | 0 | 1305 | 0 | 0 | 0 | 0 | 0 | 0 | 0 | 0 | 0 | 0 | 0
PJM_ROR_2_MISO_MI | PJM_ROR | MISO_MI | 2025 | B4 | 100 | 0 | 1305 | 0 | 0 | 0 | 0 | 0 | 0 | 0 | 0 | 0 | 0 | 0
PJM_ROR_2_MISO_MI | PJM_ROR | MISO_MI | 2025 | B5 | 200 | 0 | 1305 | 0 | 0 | 0 | 0 | 0 | 0 | 0 | 0 | 0 | 0 | 0
PJM_ROR_2_MISO_MI | PJM_ROR | MISO_MI | 2025 | B6 | 300 | 0 | 1305 | 0 | 0 | 0 | 0 | 0 | 0 | 0 | 0 | 0 | 0 | 0
PJM_ROR_2_MISO_MI | PJM_ROR | MISO_MI | 2025 | B7 | 400 | 0 | 1305 | 0 | 0 | 0 | 0 | 0 | 0 | 0 | 0 | 0 | 0 | 0
PJM_ROR_2_MISO_MI | PJM_ROR | MISO_MI | 2025 | B8 | 500 | 0 | 1305 | 0 | 0 | 0 | 0 | 0 | 0 | 0 | 0 | 0 | 0 | 0
PJM_ROR_2_MISO_MI | PJM_ROR | MISO_MI | 2025 | B9 | 800 | 0 | 1305 | 0 | 0 | 0 | 0 | 0 | 0 | 0 | 0 | 0 | 0 | 0
PJM_ROR_2_MISO_MI | PJM_ROR | MISO_MI | 2025 | B10 | 1262 | 0 | 1305 | 0 | 0 | 0 | 0 | 0 | 0 | 0 | 0 | 0 | 0 | 0
PJM_ROR_2_MISO_MI | PJM_ROR | MISO_MI | 2025 | B11 | 25 | 0 | 1305 | 0 | 0 | 0 | 0 | 0 | 0 | 0 | 0 | 0 | 0 | 0
PJM_ROR_2_MISO_MI | PJM_ROR | MISO_MI | 2025 | B12 | 200 | 0 | 1305 | 0 | 0 | 0 | 0 | 0 | 0 | 0 | 0 | 0 | 0 | 0
PJM_ROR_2_MISO_MI | PJM_ROR | MISO_MI | 2025 | B13 | 600 | 0 | 1305 | 0 | 0 | 0 | 0 | 0 | 0 | 0 | 0 | 0 | 0 | 0
PJM_ROR_2_MISO_MI | PJM_ROR | MISO_MI | 2025 | B14 | 900 | 0 | 1305 | 0 | 0 | 0 | 0 | 0 | 0 | 0 | 0 | 0 | 0 | 0
PJM_ROR_2_MISO_MI | PJM_ROR | MISO_MI | 2025 | B15 | 1203 | 0 | 1305 | 0 | 0 | 0 | 0 | 0 | 0 | 0 | 0 | 0 | 0 | 0
PJM_ROR_2_MISO_MI | PJM_ROR | MISO_MI | 2025 | B16 | 25 | 0 | 1305 | 0 | 0 | 0 | 0 | 0 | 0 | 0 | 0 | 0 | 0 | 0
PJM_ROR_2_MISO_MI | PJM_ROR | MISO_MI | 2025 | B17 | 100 | 0 | 1305 | 0 | 0 | 0 | 0 | 0 | 0 | 0 | 0 | 0 | 0 | 0
PJM_ROR_2_MISO_MI | PJM_ROR | MISO_MI | 2025 | B18 | 400 | 0 | 1305 | 0 | 0 | 0 | 0 | 0 | 0 | 0 | 0 | 0 | 0 | 0
PJM_ROR_2_MISO_MI | PJM_ROR | MISO_MI | 2025 | B19 | 700 | 0 | 1305 | 0 | 0 | 0 | 0 | 0 | 0 | 0 | 0 | 0 | 0 | 0
PJM_ROR_2_MISO_MI | PJM_ROR | MISO_MI | 2025 | B20 | 935 | 0 | 1305 | 0 | 0 | 0 | 0 | 0 | 0 | 0 | 0 | 0 | 0 | 0
PJM_ROR_2_MISO_MI | PJM_ROR | MISO_MI | 2030 | B1 | 10 | 0 | 1305 | 0 | 0 | 0 | 0 | 0 | 0 | 0 | 0 | 0 | 0 | 0
PJM_ROR_2_MISO_MI | PJM_ROR | MISO_MI | 2030 | B2 | 25 | 0 | 1305 | 0 | 0 | 0 | 0 | 0 | 0 | 0 | 0 | 0 | 0 | 0
PJM_ROR_2_MISO_MI | PJM_ROR | MISO_MI | 2030 | B3 | 75 | 0 | 1305 | 0 | 0 | 0 | 0 | 0 | 0 | 0 | 0 | 0 | 0 | 0
PJM_ROR_2_MISO_MI | PJM_ROR | MISO_MI | 2030 | B4 | 100 | 0 | 1305 | 0 | 0 | 0 | 0 | 0 | 0 | 0 | 0 | 0 | 0 | 0
PJM_ROR_2_MISO_MI | PJM_ROR | MISO_MI | 2030 | B5 | 200 | 0 | 1305 | 0 | 0 | 0 | 0 | 0 | 0 | 0 | 0 | 0 | 0 | 0
PJM_ROR_2_MISO_MI | PJM_ROR | MISO_MI | 2030 | B6 | 300 | 0 | 1305 | 0 | 0 | 0 | 0 | 0 | 0 | 0 | 0 | 0 | 0 | 0
PJM_ROR_2_MISO_MI | PJM_ROR | MISO_MI | 2030 | B7 | 400 | 0 | 1305 | 0 | 0 | 0 | 0 | 0 | 0 | 0 | 0 | 0 | 0 | 0
PJM_ROR_2_MISO_MI | PJM_ROR | MISO_MI | 2030 | B8 | 500 | 0 | 1305 | 0 | 0 | 0 | 0 | 0 | 0 | 0 | 0 | 0 | 0 | 0
PJM_ROR_2_MISO_MI | PJM_ROR | MISO_MI | 2030 | B9 | 800 | 0 | 1305 | 0 | 0 | 0 | 0 | 0 | 0 | 0 | 0 | 0 | 0 | 0
PJM_ROR_2_MISO_MI | PJM_ROR | MISO_MI | 2030 | B10 | 1262 | 0 | 1305 | 0 | 0 | 0 | 0 | 0 | 0 | 0 | 0 | 0 | 0 | 0
PJM_ROR_2_MISO_MI | PJM_ROR | MISO_MI | 2030 | B11 | 25 | 0 | 1305 | 0 | 0 | 0 | 0 | 0 | 0 | 0 | 0 | 0 | 0 | 0
PJM_ROR_2_MISO_MI | PJM_ROR | MISO_MI | 2030 | B12 | 200 | 0 | 1305 | 0 | 0 | 0 | 0 | 0 | 0 | 0 | 0 | 0 | 0 | 0
PJM_ROR_2_MISO_MI | PJM_ROR | MISO_MI | 2030 | B13 | 600 | 0 | 1305 | 0 | 0 | 0 | 0 | 0 | 0 | 0 | 0 | 0 | 0 | 0
PJM_ROR_2_MISO_MI | PJM_ROR | MISO_MI | 2030 | B14 | 900 | 0 | 1305 | 0 | 0 | 0 | 0 | 0 | 0 | 0 | 0 | 0 | 0 | 0
PJM_ROR_2_MISO_MI | PJM_ROR | MISO_MI | 2030 | B15 | 1203 | 0 | 1305 | 0 | 0 | 0 | 0 | 0 | 0 | 0 | 0 | 0 | 0 | 0
PJM_ROR_2_MISO_MI | PJM_ROR | MISO_MI | 2030 | B16 | 25 | 0 | 1305 | 0 | 0 | 0 | 0 | 0 | 0 | 0 | 0 | 0 | 0 | 0
PJM_ROR_2_MISO_MI | PJM_ROR | MISO_MI | 2030 | B17 | 100 | 0 | 1305 | 0 | 0 | 0 | 0 | 0 | 0 | 0 | 0 | 0 | 0 | 0
PJM_ROR_2_MISO_MI | PJM_ROR | MISO_MI | 2030 | B18 | 400 | 0 | 1305 | 0 | 0 | 0 | 0 | 0 | 0 | 0 | 0 | 0 | 0 | 0
PJM_ROR_2_MISO_MI | PJM_ROR | MISO_MI | 2030 | B19 | 700 | 0 | 1305 | 0 | 0 | 0 | 0 | 0 | 0 | 0 | 0 | 0 | 0 | 0
PJM_ROR_2_MISO_MI | PJM_ROR | MISO_MI | 2030 | B20 | 935 | 0 | 1305 | 0 | 0 | 0 | 0 | 0 | 0 | 0 | 0 | 0 | 0 | 0
PJM_ROR_2_MISO_MI | PJM_ROR | MISO_MI | 2035 | B1 | 10 | 0 | 1305 | 0 | 0 | 0 | 0 | 0 | 0 | 0 | 0 | 0 | 0 | 0
PJM_ROR_2_MISO_MI | PJM_ROR | MISO_MI | 2035 | B2 | 25 | 0 | 1305 | 0 | 0 | 0 | 0 | 0 | 0 | 0 | 0 | 0 | 0 | 0
PJM_ROR_2_MISO_MI | PJM_ROR | MISO_MI | 2035 | B3 | 75 | 0 | 1305 | 0 | 0 | 0 | 0 | 0 | 0 | 0 | 0 | 0 | 0 | 0
PJM_ROR_2_MISO_MI | PJM_ROR | MISO_MI | 2035 | B4 | 100 | 0 | 1305 | 0 | 0 | 0 | 0 | 0 | 0 | 0 | 0 | 0 | 0 | 0
PJM_ROR_2_MISO_MI | PJM_ROR | MISO_MI | 2035 | B5 | 200 | 0 | 1305 | 292 | 0 | 1305 | 0 | 790.59 | 0 | 0 | 0.01187 | 0 | 0 | 0
PJM_ROR_2_MISO_MI | PJM_ROR | MISO_MI | 2035 | B6 | 300 | 0 | 1305 | 0 | 0 | 1045.57 | 0 | 0 | 0 | 0 | 0 | 0 | 0 | 0
PJM_ROR_2_MISO_MI | PJM_ROR | MISO_MI | 2035 | B7 | 400 | 0 | 1305 | 0 | 0 | 963.8 | 0 | 0 | 0 | 0 | 0 | 0 | 0 | 0
PJM_ROR_2_MISO_MI | PJM_ROR | MISO_MI | 2035 | B8 | 500 | 0 | 1305 | 0 | 0 | 0 | 0 | 0 | 0 | 0 | 0 | 0 | 0 | 0
PJM_ROR_2_MISO_MI | PJM_ROR | MISO_MI | 2035 | B9 | 800 | 0 | 1305 | 0 | 0 | 1139.63 | 0 | 0 | 0 | 0 | 0 | 0 | 0 | 0
PJM_ROR_2_MISO_MI | PJM_ROR | MISO_MI | 2035 | B10 | 1262 | 0 | 1305 | 0 | 0 | 740.95 | 0 | 0 | 0 | 0 | 0 | 0 | 0 | 0
PJM_ROR_2_MISO_MI | PJM_ROR | MISO_MI | 2035 | B11 | 25 | 0 | 1305 | 0 | 0 | 0 | 0 | 0 | 0 | 0 | 0 | 0 | 0 | 0
PJM_ROR_2_MISO_MI | PJM_ROR | MISO_MI | 2035 | B12 | 200 | 0 | 1305 | 0 | 0 | 0 | 0 | 0 | 0 | 0 | 0 | 0 | 0 | 0
PJM_ROR_2_MISO_MI | PJM_ROR | MISO_MI | 2035 | B13 | 600 | 0 | 1305 | 0 | 0 | 0 | 0 | 0 | 0 | 0 | 0 | 0 | 0 | 0
PJM_ROR_2_MISO_MI | PJM_ROR | MISO_MI | 2035 | B14 | 900 | 0 | 1305 | 0 | 0 | 585.37 | 0 | 0 | 0 | 0 | 0 | 0 | 0 | 0
PJM_ROR_2_MISO_MI | PJM_ROR | MISO_MI | 2035 | B15 | 1203 | 0 | 1305 | 0 | 0 | 896.56 | 0 | 0 | 0 | 0 | 0 | 0 | 0 | 0
PJM_ROR_2_MISO_MI | PJM_ROR | MISO_MI | 2035 | B16 | 25 | 0 | 1305 | 0 | 0 | 0 | 0 | 0 | 0 | 0 | 0 | 0 | 0 | 0
PJM_ROR_2_MISO_MI | PJM_ROR | MISO_MI | 2035 | B17 | 100 | 0 | 1305 | 0 | 0 | 0 | 0 | 0 | 0 | 0 | 0 | 0 | 0 | 0
PJM_ROR_2_MISO_MI | PJM_ROR | MISO_MI | 2035 | B18 | 400 | 0 | 1305 | 0 | 0 | 0 | 0 | 0 | 0 | 0 | 0 | 0 | 0 | 0
PJM_ROR_2_MISO_MI | PJM_ROR | MISO_MI | 2035 | B19 | 700 | 0 | 1305 | 0 | 0 | 0 | 0 | 0 | 0 | 0 | 0 | 0 | 0 | 0
PJM_ROR_2_MISO_MI | PJM_ROR | MISO_MI | 2035 | B20 | 935 | 0 | 1305 | 0 | 0 | 0 | 0 | 0 | 0 | 0 | 0 | 0 | 0 | 0
PJM_ROR_2_MISO_MI | PJM_ROR | MISO_MI | 2040 | B1 | 10 | 0 | 1305 | 0 | 0 | 0 | 0 | 0 | 0 | 0 | 0 | 0 | 0 | 0
PJM_ROR_2_MISO_MI | PJM_ROR | MISO_MI | 2040 | B2 | 25 | 0 | 1305 | 0 | 0 | 0 | 0 | 0 | 0 | 0 | 0 | 0 | 0 | 0
PJM_ROR_2_MISO_MI | PJM_ROR | MISO_MI | 2040 | B3 | 75 | 0 | 1305 | 58.06 | 0 | 0 | 0 | 0 | 0 | 0 | 0 | 0 | 0 | 0
PJM_ROR_2_MISO_MI | PJM_ROR | MISO_MI | 2040 | B4 | 100 | 0 | 1305 | 0 | 0 | 0 | 0 | 0 | 0 | 0 | 0 | 0 | 0 | 0
PJM_ROR_2_MISO_MI | PJM_ROR | MISO_MI | 2040 | B5 | 200 | 0 | 1305 | 0 | 0 | 183.52 | 0 | 0 | 0 | 0 | 0 | 0 | 0 | 0
PJM_ROR_2_MISO_MI | PJM_ROR | MISO_MI | 2040 | B6 | 300 | 0 | 1305 | 0 | 0 | 0 | 0 | 0 | 0 | 0 | 0 | 0 | 0 | 0
PJM_ROR_2_MISO_MI | PJM_ROR | MISO_MI | 2040 | B7 | 400 | 0 | 1305 | 1292.36 | 0 | 1305 | 0 | 146.96 | 0 | 0 | 0.01187 | 0 | 0 | 0
PJM_ROR_2_MISO_MI | PJM_ROR | MISO_MI | 2040 | B8 | 500 | 0 | 1305 | 0 | 0 | 1305 | 0 | 184.84 | 0 | 0 | 0.01187 | 0 | 0 | 0
PJM_ROR_2_MISO_MI | PJM_ROR | MISO_MI | 2040 | B9 | 800 | 0 | 1305 | 0 | 0 | 1305 | 0 | 423.9 | 0 | 0 | 0.01187 | 0 | 0 | 0
PJM_ROR_2_MISO_MI | PJM_ROR | MISO_MI | 2040 | B10 | 1262 | 0 | 1305 | 0 | 0 | 0 | 0 | 0 | 0 | 0 | 0 | 0 | 0 | 0
PJM_ROR_2_MISO_MI | PJM_ROR | MISO_MI | 2040 | B11 | 25 | 0 | 1305 | 0 | 0 | 0 | 0 | 0 | 0 | 0 | 0 | 0 | 0 | 0
PJM_ROR_2_MISO_MI | PJM_ROR | MISO_MI | 2040 | B12 | 200 | 0 | 1305 | 264.6 | 0 | 0 | 0 | 0 | 0 | 0 | 0 | 0 | 0 | 0
PJM_ROR_2_MISO_MI | PJM_ROR | MISO_MI | 2040 | B13 | 600 | 0 | 1305 | 0 | 0 | 1138.28 | 0 | 0 | 0 | 0 | 0 | 0 | 0 | 0
PJM_ROR_2_MISO_MI | PJM_ROR | MISO_MI | 2040 | B14 | 900 | 0 | 1305 | 0 | 0 | 0 | 0 | 0 | 0 | 0 | 0 | 0 | 0 | 0
PJM_ROR_2_MISO_MI | PJM_ROR | MISO_MI | 2040 | B15 | 1203 | 0 | 1305 | 0 | 0 | 0 | 0 | 0 | 0 | 0 | 0 | 0 | 0 | 0
PJM_ROR_2_MISO_MI | PJM_ROR | MISO_MI | 2040 | B16 | 25 | 0 | 1305 | 0 | 0 | 0 | 0 | 0 | 0 | 0 | 0 | 0 | 0 | 0
PJM_ROR_2_MISO_MI | PJM_ROR | MISO_MI | 2040 | B17 | 100 | 0 | 1305 | 0 | 0 | 0 | 0 | 0 | 0 | 0 | 0 | 0 | 0 | 0
PJM_ROR_2_MISO_MI | PJM_ROR | MISO_MI | 2040 | B18 | 400 | 0 | 1305 | 0 | 0 | 0 | 0 | 0 | 0 | 0 | 0 | 0 | 0 | 0
PJM_ROR_2_MISO_MI | PJM_ROR | MISO_MI | 2040 | B19 | 700 | 0 | 1305 | 0 | 0 | 0 | 0 | 0 | 0 | 0 | 0 | 0 | 0 | 0
PJM_ROR_2_MISO_MI | PJM_ROR | MISO_MI | 2040 | B20 | 935 | 0 | 1305 | 0 | 0 | 0 | 0 | 0 | 0 | 0 | 0 | 0 | 0 | 0
PJM_ROR_2_MISO_MI | PJM_ROR | MISO_MI | 2045 | B1 | 10 | 0 | 1305 | 0 | 0 | 0 | 0 | 0 | 0 | 0 | 0 | 0 | 0 | 0.14112
PJM_ROR_2_MISO_MI | PJM_ROR | MISO_MI | 2045 | B2 | 25 | 0 | 1305 | 0 | 0 | 0 | 0 | 0 | 0 | 0 | 0 | 0 | 0 | 0.14112
PJM_ROR_2_MISO_MI | PJM_ROR | MISO_MI | 2045 | B3 | 75 | 0 | 1305 | 1074.89 | 0 | 0 | 0 | 0 | 0 | 0 | 0 | 0 | 0 | 0.14112
PJM_ROR_2_MISO_MI | PJM_ROR | MISO_MI | 2045 | B4 | 100 | 0 | 1305 | 0 | 0 | 0 | 0 | 0 | 0 | 0 | 0 | 0 | 0 | 0.14112
PJM_ROR_2_MISO_MI | PJM_ROR | MISO_MI | 2045 | B5 | 200 | 0 | 1305 | 246.38 | 0 | 1305 | 0 | 0 | 0 | 0 | 0.18992 | 0 | 0 | 0.14112
PJM_ROR_2_MISO_MI | PJM_ROR | MISO_MI | 2045 | B6 | 300 | 0 | 1305 | 160.52 | 0 | 738.17 | 0 | 0 | 0 | 0 | 0 | 0 | 0 | 0.14112
PJM_ROR_2_MISO_MI | PJM_ROR | MISO_MI | 2045 | B7 | 400 | 0 | 1305 | 0 | 0 | 0 | 0 | 0 | 0 | 0 | 0 | 0 | 0 | 0.14112
PJM_ROR_2_MISO_MI | PJM_ROR | MISO_MI | 2045 | B8 | 500 | 0 | 1305 | 204.54 | 0 | 253.76 | 0 | 0 | 0 | 0 | 0 | 0 | 0 | 0.14112
PJM_ROR_2_MISO_MI | PJM_ROR | MISO_MI | 2045 | B9 | 800 | 0 | 1305 | 0 | 0 | 1305 | 0 | 0 | 0 | 0 | 0.01187 | 0 | 0 | 0.14112
PJM_ROR_2_MISO_MI | PJM_ROR | MISO_MI | 2045 | B10 | 1262 | 0 | 1305 | 0 | 0 | 0 | 0 | 0 | 0 | 0 | 0 | 0 | 0 | 0.14112
PJM_ROR_2_MISO_MI | PJM_ROR | MISO_MI | 2045 | B11 | 25 | 0 | 1305 | 1305 | 0 | 764.69 | 0 | 0 | 4.9854 | 0 | 0 | 0.55393 | 0 | 0.14112
PJM_ROR_2_MISO_MI | PJM_ROR | MISO_MI | 2045 | B12 | 200 | 0 | 1305 | 1305 | 0 | 0 | 0 | 0 | 0.01187 | 0 | 0 | 0.010551 | 0 | 0.14112
PJM_ROR_2_MISO_MI | PJM_ROR | MISO_MI | 2045 | B13 | 600 | 0 | 1305 | 673.49 | 0 | 1305 | 0 | 0 | 0 | 0 | 0.01187 | 0 | 0 | 0.14112
PJM_ROR_2_MISO_MI | PJM_ROR | MISO_MI | 2045 | B14 | 900 | 0 | 1305 | 0 | 0 | 1305 | 0 | 0 | 0 | 0 | 0.08309 | 0 | 0 | 0.14112
PJM_ROR_2_MISO_MI | PJM_ROR | MISO_MI | 2045 | B15 | 1203 | 0 | 1305 | 0 | 0 | 0 | 0 | 0 | 0 | 0 | 0 | 0 | 0 | 0.14112
PJM_ROR_2_MISO_MI | PJM_ROR | MISO_MI | 2045 | B16 | 25 | 0 | 1305 | 0 | 0 | 0 | 0 | 0 | 0 | 0 | 0 | 0 | 0 | 0.14112
PJM_ROR_2_MISO_MI | PJM_ROR | MISO_MI | 2045 | B17 | 100 | 0 | 1305 | 0 | 0 | 0 | 0 | 0 | 0 | 0 | 0 | 0 | 0 | 0.14112
PJM_ROR_2_MISO_MI | PJM_ROR | MISO_MI | 2045 | B18 | 400 | 0 | 1305 | 0 | 0 | 0 | 0 | 0 | 0 | 0 | 0 | 0 | 0 | 0.14112
PJM_ROR_2_MISO_MI | PJM_ROR | MISO_MI | 2045 | B19 | 700 | 0 | 1305 | 0 | 0 | 0 | 0 | 0 | 0 | 0 | 0 | 0 | 0 | 0.14112
PJM_ROR_2_MISO_MI | PJM_ROR | MISO_MI | 2045 | B20 | 935 | 0 | 1305 | 0 | 0 | 0 | 0 | 0 | 0 | 0 | 0 | 0 | 0 | 0.14112
PJM_ROR_2_MISO_MI | PJM_ROR | MISO_MI | 2050 | B1 | 10 | 0 | 1305 | 0 | 0 | 0 | 0 | 0 | 0 | 0 | 0 | 0 | 0 | 0.0029675
PJM_ROR_2_MISO_MI | PJM_ROR | MISO_MI | 2050 | B2 | 25 | 0 | 1305 | 0 | 0 | 0 | 0 | 0 | 0 | 0 | 0 | 0 | 0 | 0.0029675
PJM_ROR_2_MISO_MI | PJM_ROR | MISO_MI | 2050 | B3 | 75 | 0 | 1305 | 893.06 | 0 | 0 | 0 | 0 | 0 | 0 | 0 | 0 | 0 | 0.0029675
PJM_ROR_2_MISO_MI | PJM_ROR | MISO_MI | 2050 | B4 | 100 | 0 | 1305 | 0 | 0 | 1305 | 0 | 437.65 | 0 | 0 | 0.42732 | 0 | 0 | 0.0029675
PJM_ROR_2_MISO_MI | PJM_ROR | MISO_MI | 2050 | B5 | 200 | 0 | 1305 | 632.72 | 0 | 1305 | 0 | 2603.36 | 0 | 0 | 0.42732 | 0 | 0 | 0.0029675
PJM_ROR_2_MISO_MI | PJM_ROR | MISO_MI | 2050 | B6 | 300 | 0 | 1305 | 0 | 0 | 1305 | 0 | 0 | 0 | 0 | 0.18992 | 0 | 0 | 0.0029675
PJM_ROR_2_MISO_MI | PJM_ROR | MISO_MI | 2050 | B7 | 400 | 0 | 1305 | 302.8 | 0 | 1305 | 0 | 0 | 0 | 0 | 0.18992 | 0 | 0 | 0.0029675
PJM_ROR_2_MISO_MI | PJM_ROR | MISO_MI | 2050 | B8 | 500 | 0 | 1305 | 629.01 | 0 | 1305 | 0 | 1966.33 | 0 | 0 | 0.42732 | 0 | 0 | 0.0029675
PJM_ROR_2_MISO_MI | PJM_ROR | MISO_MI | 2050 | B9 | 800 | 0 | 1305 | 854.46 | 0 | 1305 | 0 | 3495.15 | 0 | 0 | 0.42732 | 0 | 0 | 0.0029675
PJM_ROR_2_MISO_MI | PJM_ROR | MISO_MI | 2050 | B10 | 1262 | 0 | 1305 | 0 | 0 | 1305 | 0 | 0 | 0 | 0 | 0.32049 | 0 | 0 | 0.0029675
PJM_ROR_2_MISO_MI | PJM_ROR | MISO_MI | 2050 | B11 | 25 | 0 | 1305 | 1305 | 0 | 1305 | 0 | 0 | 0.01187 | 0 | 0.15431 | 0.01187 | 0 | 0.0029675
PJM_ROR_2_MISO_MI | PJM_ROR | MISO_MI | 2050 | B12 | 200 | 0 | 1305 | 0 | 0 | 898.41 | 0 | 0 | 0 | 0 | 0 | 0 | 0 | 0.0029675
PJM_ROR_2_MISO_MI | PJM_ROR | MISO_MI | 2050 | B13 | 600 | 0 | 1305 | 0 | 0 | 1305 | 0 | 0 | 0 | 0 | 0.40358 | 0 | 0 | 0.0029675
PJM_ROR_2_MISO_MI | PJM_ROR | MISO_MI | 2050 | B14 | 900 | 0 | 1305 | 0 | 0 | 1305 | 0 | 97.66 | 0 | 0 | 0.42732 | 0 | 0 | 0.0029675
PJM_ROR_2_MISO_MI | PJM_ROR | MISO_MI | 2050 | B15 | 1203 | 0 | 1305 | 0 | 0 | 1305 | 0 | 0 | 0 | 0 | 0.39171 | 0 | 0 | 0.0029675
PJM_ROR_2_MISO_MI | PJM_ROR | MISO_MI | 2050 | B16 | 25 | 0 | 1305 | 0 | 0 | 0 | 0 | 0 | 0 | 0 | 0 | 0 | 0 | 0.0029675
PJM_ROR_2_MISO_MI | PJM_ROR | MISO_MI | 2050 | B17 | 100 | 0 | 1305 | 0 | 0 | 0 | 0 | 0 | 0 | 0 | 0 | 0 | 0 | 0.0029675
PJM_ROR_2_MISO_MI | PJM_ROR | MISO_MI | 2050 | B18 | 400 | 0 | 1305 | 0 | 0 | 0 | 0 | 0 | 0 | 0 | 0 | 0 | 0 | 0.0029675
PJM_ROR_2_MISO_MI | PJM_ROR | MISO_MI | 2050 | B19 | 700 | 0 | 1305 | 0 | 0 | 0 | 0 | 0 | 0 | 0 | 0 | 0 | 0 | 0.0029675
PJM_ROR_2_MISO_MI | PJM_ROR | MISO_MI | 2050 | B20 | 935 | 0 | 1305 | 0 | 0 | 0 | 0 | 0 | 0 | 0 | 0 | 0 | 0 | 0.0029675
PJM_ROR_2_MISO_MO-IL | PJM_ROR | MISO_MO-IL | 2015 | B1 | 10 | 0 | 1111 | 0 | 0 | 0 | 0 | 0 | 0 | 0 | 0 | 0 | 0 | 0
PJM_ROR_2_MISO_MO-IL | PJM_ROR | MISO_MO-IL | 2015 | B2 | 25 | 0 | 1111 | 0 | 0 | 0 | 0 | 0 | 0 | 0 | 0 | 0 | 0 | 0
PJM_ROR_2_MISO_MO-IL | PJM_ROR | MISO_MO-IL | 2015 | B3 | 75 | 0 | 1111 | 0 | 0 | 0 | 0 | 0 | 0 | 0 | 0 | 0 | 0 | 0
PJM_ROR_2_MISO_MO-IL | PJM_ROR | MISO_MO-IL | 2015 | B4 | 100 | 0 | 1111 | 0 | 0 | 0 | 0 | 0 | 0 | 0 | 0 | 0 | 0 | 0
PJM_ROR_2_MISO_MO-IL | PJM_ROR | MISO_MO-IL | 2015 | B5 | 200 | 0 | 1111 | 0 | 0 | 0 | 0 | 0 | 0 | 0 | 0 | 0 | 0 | 0
PJM_ROR_2_MISO_MO-IL | PJM_ROR | MISO_MO-IL | 2015 | B6 | 300 | 0 | 1111 | 0 | 0 | 0 | 0 | 0 | 0 | 0 | 0 | 0 | 0 | 0
PJM_ROR_2_MISO_MO-IL | PJM_ROR | MISO_MO-IL | 2015 | B7 | 400 | 0 | 1111 | 0 | 0 | 0 | 0 | 0 | 0 | 0 | 0 | 0 | 0 | 0
PJM_ROR_2_MISO_MO-IL | PJM_ROR | MISO_MO-IL | 2015 | B8 | 500 | 0 | 1111 | 0 | 0 | 0 | 0 | 0 | 0 | 0 | 0 | 0 | 0 | 0
PJM_ROR_2_MISO_MO-IL | PJM_ROR | MISO_MO-IL | 2015 | B9 | 800 | 0 | 1111 | 0 | 0 | 0 | 0 | 0 | 0 | 0 | 0 | 0 | 0 | 0
PJM_ROR_2_MISO_MO-IL | PJM_ROR | MISO_MO-IL | 2015 | B10 | 1262 | 0 | 1111 | 0 | 0 | 0 | 0 | 0 | 0 | 0 | 0 | 0 | 0 | 0
PJM_ROR_2_MISO_MO-IL | PJM_ROR | MISO_MO-IL | 2015 | B11 | 25 | 0 | 1111 | 0 | 0 | 0 | 0 | 0 | 0 | 0 | 0 | 0 | 0 | 0
PJM_ROR_2_MISO_MO-IL | PJM_ROR | MISO_MO-IL | 2015 | B12 | 200 | 0 | 1111 | 0 | 0 | 0 | 0 | 0 | 0 | 0 | 0 | 0 | 0 | 0
PJM_ROR_2_MISO_MO-IL | PJM_ROR | MISO_MO-IL | 2015 | B13 | 600 | 0 | 1111 | 0 | 0 | 0 | 0 | 0 | 0 | 0 | 0 | 0 | 0 | 0
PJM_ROR_2_MISO_MO-IL | PJM_ROR | MISO_MO-IL | 2015 | B14 | 900 | 0 | 1111 | 0 | 0 | 0 | 0 | 0 | 0 | 0 | 0 | 0 | 0 | 0
PJM_ROR_2_MISO_MO-IL | PJM_ROR | MISO_MO-IL | 2015 | B15 | 1203 | 0 | 1111 | 0 | 0 | 0 | 0 | 0 | 0 | 0 | 0 | 0 | 0 | 0
PJM_ROR_2_MISO_MO-IL | PJM_ROR | MISO_MO-IL | 2015 | B16 | 25 | 0 | 1111 | 0 | 0 | 0 | 0 | 0 | 0 | 0 | 0 | 0 | 0 | 0
PJM_ROR_2_MISO_MO-IL | PJM_ROR | MISO_MO-IL | 2015 | B17 | 100 | 0 | 1111 | 0 | 0 | 0 | 0 | 0 | 0 | 0 | 0 | 0 | 0 | 0
PJM_ROR_2_MISO_MO-IL | PJM_ROR | MISO_MO-IL | 2015 | B18 | 400 | 0 | 1111 | 0 | 0 | 0 | 0 | 0 | 0 | 0 | 0 | 0 | 0 | 0
PJM_ROR_2_MISO_MO-IL | PJM_ROR | MISO_MO-IL | 2015 | B19 | 700 | 0 | 1111 | 0 | 0 | 0 | 0 | 0 | 0 | 0 | 0 | 0 | 0 | 0
PJM_ROR_2_MISO_MO-IL | PJM_ROR | MISO_MO-IL | 2015 | B20 | 935 | 0 | 1111 | 0 | 0 | 0 | 0 | 0 | 0 | 0 | 0 | 0 | 0 | 0
PJM_ROR_2_MISO_MO-IL | PJM_ROR | MISO_MO-IL | 2020 | B1 | 10 | 0 | 1111 | 0 | 0 | 0 | 0 | 0 | 0 | 0 | 0 | 0 | 0 | 0
PJM_ROR_2_MISO_MO-IL | PJM_ROR | MISO_MO-IL | 2020 | B2 | 25 | 0 | 1111 | 0 | 0 | 0 | 0 | 0 | 0 | 0 | 0 | 0 | 0 | 0
PJM_ROR_2_MISO_MO-IL | PJM_ROR | MISO_MO-IL | 2020 | B3 | 75 | 0 | 1111 | 0 | 0 | 0 | 0 | 0 | 0 | 0 | 0 | 0 | 0 | 0
PJM_ROR_2_MISO_MO-IL | PJM_ROR | MISO_MO-IL | 2020 | B4 | 100 | 0 | 1111 | 0 | 0 | 0 | 0 | 0 | 0 | 0 | 0 | 0 | 0 | 0
PJM_ROR_2_MISO_MO-IL | PJM_ROR | MISO_MO-IL | 2020 | B5 | 200 | 0 | 1111 | 0 | 0 | 0 | 0 | 0 | 0 | 0 | 0 | 0 | 0 | 0
PJM_ROR_2_MISO_MO-IL | PJM_ROR | MISO_MO-IL | 2020 | B6 | 300 | 0 | 1111 | 0 | 0 | 0 | 0 | 0 | 0 | 0 | 0 | 0 | 0 | 0
PJM_ROR_2_MISO_MO-IL | PJM_ROR | MISO_MO-IL | 2020 | B7 | 400 | 0 | 1111 | 0 | 0 | 0 | 0 | 0 | 0 | 0 | 0 | 0 | 0 | 0
PJM_ROR_2_MISO_MO-IL | PJM_ROR | MISO_MO-IL | 2020 | B8 | 500 | 0 | 1111 | 0 | 0 | 0 | 0 | 0 | 0 | 0 | 0 | 0 | 0 | 0
PJM_ROR_2_MISO_MO-IL | PJM_ROR | MISO_MO-IL | 2020 | B9 | 800 | 0 | 1111 | 0 | 0 | 0 | 0 | 0 | 0 | 0 | 0 | 0 | 0 | 0
PJM_ROR_2_MISO_MO-IL | PJM_ROR | MISO_MO-IL | 2020 | B10 | 1262 | 0 | 1111 | 0 | 0 | 0 | 0 | 0 | 0 | 0 | 0 | 0 | 0 | 0
PJM_ROR_2_MISO_MO-IL | PJM_ROR | MISO_MO-IL | 2020 | B11 | 25 | 0 | 1111 | 1055.41 | 0 | 0 | 0 | 0 | 0 | 0 | 0 | 0 | 0 | 0
PJM_ROR_2_MISO_MO-IL | PJM_ROR | MISO_MO-IL | 2020 | B12 | 200 | 0 | 1111 | 0 | 0 | 0 | 0 | 0 | 0 | 0 | 0 | 0 | 0 | 0
PJM_ROR_2_MISO_MO-IL | PJM_ROR | MISO_MO-IL | 2020 | B13 | 600 | 0 | 1111 | 0 | 0 | 0 | 0 | 0 | 0 | 0 | 0 | 0 | 0 | 0
PJM_ROR_2_MISO_MO-IL | PJM_ROR | MISO_MO-IL | 2020 | B14 | 900 | 0 | 1111 | 0 | 0 | 0 | 0 | 0 | 0 | 0 | 0 | 0 | 0 | 0
PJM_ROR_2_MISO_MO-IL | PJM_ROR | MISO_MO-IL | 2020 | B15 | 1203 | 0 | 1111 | 0 | 0 | 0 | 0 | 0 | 0 | 0 | 0 | 0 | 0 | 0
PJM_ROR_2_MISO_MO-IL | PJM_ROR | MISO_MO-IL | 2020 | B16 | 25 | 0 | 1111 | 0 | 0 | 0 | 0 | 0 | 0 | 0 | 0 | 0 | 0 | 0
PJM_ROR_2_MISO_MO-IL | PJM_ROR | MISO_MO-IL | 2020 | B17 | 100 | 0 | 1111 | 0 | 0 | 0 | 0 | 0 | 0 | 0 | 0 | 0 | 0 | 0
PJM_ROR_2_MISO_MO-IL | PJM_ROR | MISO_MO-IL | 2020 | B18 | 400 | 0 | 1111 | 0 | 0 | 0 | 0 | 0 | 0 | 0 | 0 | 0 | 0 | 0
PJM_ROR_2_MISO_MO-IL | PJM_ROR | MISO_MO-IL | 2020 | B19 | 700 | 0 | 1111 | 0 | 0 | 0 | 0 | 0 | 0 | 0 | 0 | 0 | 0 | 0
PJM_ROR_2_MISO_MO-IL | PJM_ROR | MISO_MO-IL | 2020 | B20 | 935 | 0 | 1111 | 0 | 0 | 0 | 0 | 0 | 0 | 0 | 0 | 0 | 0 | 0
PJM_ROR_2_MISO_MO-IL | PJM_ROR | MISO_MO-IL | 2025 | B1 | 10 | 0 | 1111 | 0 | 0 | 0 | 0 | 0 | 0 | 0 | 0 | 0 | 0 | 0.3472
PJM_ROR_2_MISO_MO-IL | PJM_ROR | MISO_MO-IL | 2025 | B2 | 25 | 0 | 1111 | 0 | 0 | 0 | 0 | 0 | 0 | 0 | 0 | 0 | 0 | 0.3472
PJM_ROR_2_MISO_MO-IL | PJM_ROR | MISO_MO-IL | 2025 | B3 | 75 | 0 | 1111 | 0 | 0 | 0 | 0 | 0 | 0 | 0 | 0 | 0 | 0 | 0.3472
PJM_ROR_2_MISO_MO-IL | PJM_ROR | MISO_MO-IL | 2025 | B4 | 100 | 0 | 1111 | 0 | 0 | 0 | 0 | 0 | 0 | 0 | 0 | 0 | 0 | 0.3472
PJM_ROR_2_MISO_MO-IL | PJM_ROR | MISO_MO-IL | 2025 | B5 | 200 | 0 | 1111 | 0 | 0 | 0 | 0 | 0 | 0 | 0 | 0 | 0 | 0 | 0.3472
PJM_ROR_2_MISO_MO-IL | PJM_ROR | MISO_MO-IL | 2025 | B6 | 300 | 0 | 1111 | 0 | 0 | 0 | 0 | 0 | 0 | 0 | 0 | 0 | 0 | 0.3472
PJM_ROR_2_MISO_MO-IL | PJM_ROR | MISO_MO-IL | 2025 | B7 | 400 | 0 | 1111 | 0 | 0 | 0 | 0 | 0 | 0 | 0 | 0 | 0 | 0 | 0.3472
PJM_ROR_2_MISO_MO-IL | PJM_ROR | MISO_MO-IL | 2025 | B8 | 500 | 0 | 1111 | 0 | 0 | 0 | 0 | 0 | 0 | 0 | 0 | 0 | 0 | 0.3472
PJM_ROR_2_MISO_MO-IL | PJM_ROR | MISO_MO-IL | 2025 | B9 | 800 | 0 | 1111 | 0 | 0 | 0 | 0 | 0 | 0 | 0 | 0 | 0 | 0 | 0.3472
PJM_ROR_2_MISO_MO-IL | PJM_ROR | MISO_MO-IL | 2025 | B10 | 1262 | 0 | 1111 | 0 | 0 | 0 | 0 | 0 | 0 | 0 | 0 | 0 | 0 | 0.3472
PJM_ROR_2_MISO_MO-IL | PJM_ROR | MISO_MO-IL | 2025 | B11 | 25 | 0 | 1111 | 1111 | 0 | 0 | 0 | 0 | 1.3888 | 0 | 0 | 1.3888 | 0 | 0.3472
PJM_ROR_2_MISO_MO-IL | PJM_ROR | MISO_MO-IL | 2025 | B12 | 200 | 0 | 1111 | 0 | 0 | 0 | 0 | 0 | 0 | 0 | 0 | 0 | 0 | 0.3472
PJM_ROR_2_MISO_MO-IL | PJM_ROR | MISO_MO-IL | 2025 | B13 | 600 | 0 | 1111 | 0 | 0 | 0 | 0 | 0 | 0 | 0 | 0 | 0 | 0 | 0.3472
PJM_ROR_2_MISO_MO-IL | PJM_ROR | MISO_MO-IL | 2025 | B14 | 900 | 0 | 1111 | 0 | 0 | 0 | 0 | 0 | 0 | 0 | 0 | 0 | 0 | 0.3472
PJM_ROR_2_MISO_MO-IL | PJM_ROR | MISO_MO-IL | 2025 | B15 | 1203 | 0 | 1111 | 0 | 0 | 0 | 0 | 0 | 0 | 0 | 0 | 0 | 0 | 0.3472
PJM_ROR_2_MISO_MO-IL | PJM_ROR | MISO_MO-IL | 2025 | B16 | 25 | 0 | 1111 | 0 | 0 | 0 | 0 | 0 | 0 | 0 | 0 | 0 | 0 | 0.3472
PJM_ROR_2_MISO_MO-IL | PJM_ROR | MISO_MO-IL | 2025 | B17 | 100 | 0 | 1111 | 0 | 0 | 0 | 0 | 0 | 0 | 0 | 0 | 0 | 0 | 0.3472
PJM_ROR_2_MISO_MO-IL | PJM_ROR | MISO_MO-IL | 2025 | B18 | 400 | 0 | 1111 | 0 | 0 | 0 | 0 | 0 | 0 | 0 | 0 | 0 | 0 | 0.3472
PJM_ROR_2_MISO_MO-IL | PJM_ROR | MISO_MO-IL | 2025 | B19 | 700 | 0 | 1111 | 0 | 0 | 0 | 0 | 0 | 0 | 0 | 0 | 0 | 0 | 0.3472
PJM_ROR_2_MISO_MO-IL | PJM_ROR | MISO_MO-IL | 2025 | B20 | 935 | 0 | 1111 | 0 | 0 | 0 | 0 | 0 | 0 | 0 | 0 | 0 | 0 | 0.3472
PJM_ROR_2_MISO_MO-IL | PJM_ROR | MISO_MO-IL | 2030 | B1 | 10 | 0 | 1111 | 0 | 0 | 0 | 0 | 0 | 0 | 0 | 0 | 0 | 0 | 0.049991
PJM_ROR_2_MISO_MO-IL | PJM_ROR | MISO_MO-IL | 2030 | B2 | 25 | 0 | 1111 | 0 | 0 | 0 | 0 | 0 | 0 | 0 | 0 | 0 | 0 | 0.049991
PJM_ROR_2_MISO_MO-IL | PJM_ROR | MISO_MO-IL | 2030 | B3 | 75 | 0 | 1111 | 0 | 0 | 0 | 0 | 0 | 0 | 0 | 0 | 0 | 0 | 0.049991
PJM_ROR_2_MISO_MO-IL | PJM_ROR | MISO_MO-IL | 2030 | B4 | 100 | 0 | 1111 | 0 | 0 | 0 | 0 | 0 | 0 | 0 | 0 | 0 | 0 | 0.049991
PJM_ROR_2_MISO_MO-IL | PJM_ROR | MISO_MO-IL | 2030 | B5 | 200 | 0 | 1111 | 418.83 | 0 | 0 | 0 | 0 | 0 | 0 | 0 | 0 | 0 | 0.049991
PJM_ROR_2_MISO_MO-IL | PJM_ROR | MISO_MO-IL | 2030 | B6 | 300 | 0 | 1111 | 1111 | 0 | 0 | 0 | 0 | 0.01187 | 0 | 0 | 0.010957 | 0 | 0.049991
PJM_ROR_2_MISO_MO-IL | PJM_ROR | MISO_MO-IL | 2030 | B7 | 400 | 0 | 1111 | 0 | 0 | 0 | 0 | 0 | 0 | 0 | 0 | 0 | 0 | 0.049991
PJM_ROR_2_MISO_MO-IL | PJM_ROR | MISO_MO-IL | 2030 | B8 | 500 | 0 | 1111 | 0 | 0 | 0 | 0 | 0 | 0 | 0 | 0 | 0 | 0 | 0.049991
PJM_ROR_2_MISO_MO-IL | PJM_ROR | MISO_MO-IL | 2030 | B9 | 800 | 0 | 1111 | 0 | 0 | 0 | 0 | 0 | 0 | 0 | 0 | 0 | 0 | 0.049991
PJM_ROR_2_MISO_MO-IL | PJM_ROR | MISO_MO-IL | 2030 | B10 | 1262 | 0 | 1111 | 0 | 0 | 0 | 0 | 0 | 0 | 0 | 0 | 0 | 0 | 0.049991
PJM_ROR_2_MISO_MO-IL | PJM_ROR | MISO_MO-IL | 2030 | B11 | 25 | 0 | 1111 | 1111 | 0 | 1111 | 0 | 985.38 | 2.4571 | 0 | 0.04748 | 0.18901 | 0 | 0.049991
PJM_ROR_2_MISO_MO-IL | PJM_ROR | MISO_MO-IL | 2030 | B12 | 200 | 0 | 1111 | 0 | 0 | 0 | 0 | 0 | 0 | 0 | 0 | 0 | 0 | 0.049991
PJM_ROR_2_MISO_MO-IL | PJM_ROR | MISO_MO-IL | 2030 | B13 | 600 | 0 | 1111 | 0 | 0 | 0 | 0 | 0 | 0 | 0 | 0 | 0 | 0 | 0.049991
PJM_ROR_2_MISO_MO-IL | PJM_ROR | MISO_MO-IL | 2030 | B14 | 900 | 0 | 1111 | 0 | 0 | 0 | 0 | 0 | 0 | 0 | 0 | 0 | 0 | 0.049991
PJM_ROR_2_MISO_MO-IL | PJM_ROR | MISO_MO-IL | 2030 | B15 | 1203 | 0 | 1111 | 0 | 0 | 0 | 0 | 0 | 0 | 0 | 0 | 0 | 0 | 0.049991
PJM_ROR_2_MISO_MO-IL | PJM_ROR | MISO_MO-IL | 2030 | B16 | 25 | 0 | 1111 | 0 | 0 | 0 | 0 | 0 | 0 | 0 | 0 | 0 | 0 | 0.049991
PJM_ROR_2_MISO_MO-IL | PJM_ROR | MISO_MO-IL | 2030 | B17 | 100 | 0 | 1111 | 0 | 0 | 0 | 0 | 0 | 0 | 0 | 0 | 0 | 0 | 0.049991
PJM_ROR_2_MISO_MO-IL | PJM_ROR | MISO_MO-IL | 2030 | B18 | 400 | 0 | 1111 | 0 | 0 | 0 | 0 | 0 | 0 | 0 | 0 | 0 | 0 | 0.049991
PJM_ROR_2_MISO_MO-IL | PJM_ROR | MISO_MO-IL | 2030 | B19 | 700 | 0 | 1111 | 0 | 0 | 0 | 0 | 0 | 0 | 0 | 0 | 0 | 0 | 0.049991
PJM_ROR_2_MISO_MO-IL | PJM_ROR | MISO_MO-IL | 2030 | B20 | 935 | 0 | 1111 | 0 | 0 | 0 | 0 | 0 | 0 | 0 | 0 | 0 | 0 | 0.049991
PJM_ROR_2_MISO_MO-IL | PJM_ROR | MISO_MO-IL | 2035 | B1 | 10 | 0 | 1111 | 0 | 0 | 0 | 0 | 0 | 0 | 0 | 0 | 0 | 0 | 0.14442
PJM_ROR_2_MISO_MO-IL | PJM_ROR | MISO_MO-IL | 2035 | B2 | 25 | 0 | 1111 | 0 | 0 | 0 | 0 | 0 | 0 | 0 | 0 | 0 | 0 | 0.14442
PJM_ROR_2_MISO_MO-IL | PJM_ROR | MISO_MO-IL | 2035 | B3 | 75 | 0 | 1111 | 0 | 0 | 0 | 0 | 0 | 0 | 0 | 0 | 0 | 0 | 0.14442
PJM_ROR_2_MISO_MO-IL | PJM_ROR | MISO_MO-IL | 2035 | B4 | 100 | 0 | 1111 | 693.89 | 0 | 1051.85 | 0 | 0 | 0 | 0 | 0 | 0 | 0 | 0.14442
PJM_ROR_2_MISO_MO-IL | PJM_ROR | MISO_MO-IL | 2035 | B5 | 200 | 0 | 1111 | 1111 | 0 | 1111 | 0 | 0 | 0.02374 | 0 | 0.02374 | 0.021102 | 0 | 0.14442
PJM_ROR_2_MISO_MO-IL | PJM_ROR | MISO_MO-IL | 2035 | B6 | 300 | 0 | 1111 | 0 | 0 | 1111 | 0 | 0 | 0 | 0 | 0.01187 | 0 | 0 | 0.14442
PJM_ROR_2_MISO_MO-IL | PJM_ROR | MISO_MO-IL | 2035 | B7 | 400 | 0 | 1111 | 0 | 0 | 0 | 0 | 0 | 0 | 0 | 0 | 0 | 0 | 0.14442
PJM_ROR_2_MISO_MO-IL | PJM_ROR | MISO_MO-IL | 2035 | B8 | 500 | 0 | 1111 | 0 | 0 | 0 | 0 | 0 | 0 | 0 | 0 | 0 | 0 | 0.14442
PJM_ROR_2_MISO_MO-IL | PJM_ROR | MISO_MO-IL | 2035 | B9 | 800 | 0 | 1111 | 0 | 0 | 0 | 0 | 0 | 0 | 0 | 0 | 0 | 0 | 0.14442
PJM_ROR_2_MISO_MO-IL | PJM_ROR | MISO_MO-IL | 2035 | B10 | 1262 | 0 | 1111 | 0 | 0 | 0 | 0 | 0 | 0 | 0 | 0 | 0 | 0 | 0.14442
PJM_ROR_2_MISO_MO-IL | PJM_ROR | MISO_MO-IL | 2035 | B11 | 25 | 0 | 1111 | 1111 | 0 | 1111 | 0 | 0 | 5.0091 | 0 | 0.13057 | 0.55657 | 0 | 0.14442
PJM_ROR_2_MISO_MO-IL | PJM_ROR | MISO_MO-IL | 2035 | B12 | 200 | 0 | 1111 | 0 | 0 | 0 | 0 | 0 | 0 | 0 | 0 | 0 | 0 | 0.14442
PJM_ROR_2_MISO_MO-IL | PJM_ROR | MISO_MO-IL | 2035 | B13 | 600 | 0 | 1111 | 0 | 0 | 0 | 0 | 0 | 0 | 0 | 0 | 0 | 0 | 0.14442
PJM_ROR_2_MISO_MO-IL | PJM_ROR | MISO_MO-IL | 2035 | B14 | 900 | 0 | 1111 | 0 | 0 | 0 | 0 | 0 | 0 | 0 | 0 | 0 | 0 | 0.14442
PJM_ROR_2_MISO_MO-IL | PJM_ROR | MISO_MO-IL | 2035 | B15 | 1203 | 0 | 1111 | 0 | 0 | 0 | 0 | 0 | 0 | 0 | 0 | 0 | 0 | 0.14442
PJM_ROR_2_MISO_MO-IL | PJM_ROR | MISO_MO-IL | 2035 | B16 | 25 | 0 | 1111 | 0 | 0 | 0 | 0 | 0 | 0 | 0 | 0 | 0 | 0 | 0.14442
PJM_ROR_2_MISO_MO-IL | PJM_ROR | MISO_MO-IL | 2035 | B17 | 100 | 0 | 1111 | 0 | 0 | 0 | 0 | 0 | 0 | 0 | 0 | 0 | 0 | 0.14442
PJM_ROR_2_MISO_MO-IL | PJM_ROR | MISO_MO-IL | 2035 | B18 | 400 | 0 | 1111 | 0 | 0 | 0 | 0 | 0 | 0 | 0 | 0 | 0 | 0 | 0.14442
PJM_ROR_2_MISO_MO-IL | PJM_ROR | MISO_MO-IL | 2035 | B19 | 700 | 0 | 1111 | 0 | 0 | 0 | 0 | 0 | 0 | 0 | 0 | 0 | 0 | 0.14442
PJM_ROR_2_MISO_MO-IL | PJM_ROR | MISO_MO-IL | 2035 | B20 | 935 | 0 | 1111 | 0 | 0 | 0 | 0 | 0 | 0 | 0 | 0 | 0 | 0 | 0.14442
PJM_ROR_2_MISO_MO-IL | PJM_ROR | MISO_MO-IL | 2040 | B1 | 10 | 0 | 1111 | 0 | 0 | 0 | 0 | 0 | 0 | 0 | 0 | 0 | 0 | 0
PJM_ROR_2_MISO_MO-IL | PJM_ROR | MISO_MO-IL | 2040 | B2 | 25 | 0 | 1111 | 0 | 0 | 0 | 0 | 0 | 0 | 0 | 0 | 0 | 0 | 0
PJM_ROR_2_MISO_MO-IL | PJM_ROR | MISO_MO-IL | 2040 | B3 | 75 | 0 | 1111 | 285.83 | 0 | 0 | 0 | 0 | 0 | 0 | 0 | 0 | 0 | 0
PJM_ROR_2_MISO_MO-IL | PJM_ROR | MISO_MO-IL | 2040 | B4 | 100 | 0 | 1111 | 0 | 0 | 0 | 0 | 0 | 0 | 0 | 0 | 0 | 0 | 0
PJM_ROR_2_MISO_MO-IL | PJM_ROR | MISO_MO-IL | 2040 | B5 | 200 | 0 | 1111 | 0 | 0 | 0 | 0 | 0 | 0 | 0 | 0 | 0 | 0 | 0
PJM_ROR_2_MISO_MO-IL | PJM_ROR | MISO_MO-IL | 2040 | B6 | 300 | 0 | 1111 | 0 | 0 | 0 | 0 | 0 | 0 | 0 | 0 | 0 | 0 | 0
PJM_ROR_2_MISO_MO-IL | PJM_ROR | MISO_MO-IL | 2040 | B7 | 400 | 0 | 1111 | 0 | 0 | 0 | 0 | 0 | 0 | 0 | 0 | 0 | 0 | 0
PJM_ROR_2_MISO_MO-IL | PJM_ROR | MISO_MO-IL | 2040 | B8 | 500 | 0 | 1111 | 0 | 0 | 0 | 0 | 0 | 0 | 0 | 0 | 0 | 0 | 0
PJM_ROR_2_MISO_MO-IL | PJM_ROR | MISO_MO-IL | 2040 | B9 | 800 | 0 | 1111 | 0 | 0 | 0 | 0 | 0 | 0 | 0 | 0 | 0 | 0 | 0
PJM_ROR_2_MISO_MO-IL | PJM_ROR | MISO_MO-IL | 2040 | B10 | 1262 | 0 | 1111 | 0 | 0 | 0 | 0 | 0 | 0 | 0 | 0 | 0 | 0 | 0
PJM_ROR_2_MISO_MO-IL | PJM_ROR | MISO_MO-IL | 2040 | B11 | 25 | 0 | 1111 | 75.44 | 0 | 1111 | 0 | 641.66 | 0 | 0 | 0.01187 | 0 | 0 | 0
PJM_ROR_2_MISO_MO-IL | PJM_ROR | MISO_MO-IL | 2040 | B12 | 200 | 0 | 1111 | 0 | 0 | 0 | 0 | 0 | 0 | 0 | 0 | 0 | 0 | 0
PJM_ROR_2_MISO_MO-IL | PJM_ROR | MISO_MO-IL | 2040 | B13 | 600 | 0 | 1111 | 0 | 0 | 0 | 0 | 0 | 0 | 0 | 0 | 0 | 0 | 0
PJM_ROR_2_MISO_MO-IL | PJM_ROR | MISO_MO-IL | 2040 | B14 | 900 | 0 | 1111 | 0 | 0 | 0 | 0 | 0 | 0 | 0 | 0 | 0 | 0 | 0
PJM_ROR_2_MISO_MO-IL | PJM_ROR | MISO_MO-IL | 2040 | B15 | 1203 | 0 | 1111 | 0 | 0 | 0 | 0 | 0 | 0 | 0 | 0 | 0 | 0 | 0
PJM_ROR_2_MISO_MO-IL | PJM_ROR | MISO_MO-IL | 2040 | B16 | 25 | 0 | 1111 | 0 | 0 | 0 | 0 | 0 | 0 | 0 | 0 | 0 | 0 | 0
PJM_ROR_2_MISO_MO-IL | PJM_ROR | MISO_MO-IL | 2040 | B17 | 100 | 0 | 1111 | 0 | 0 | 0 | 0 | 0 | 0 | 0 | 0 | 0 | 0 | 0
PJM_ROR_2_MISO_MO-IL | PJM_ROR | MISO_MO-IL | 2040 | B18 | 400 | 0 | 1111 | 0 | 0 | 0 | 0 | 0 | 0 | 0 | 0 | 0 | 0 | 0
PJM_ROR_2_MISO_MO-IL | PJM_ROR | MISO_MO-IL | 2040 | B19 | 700 | 0 | 1111 | 0 | 0 | 0 | 0 | 0 | 0 | 0 | 0 | 0 | 0 | 0
PJM_ROR_2_MISO_MO-IL | PJM_ROR | MISO_MO-IL | 2040 | B20 | 935 | 0 | 1111 | 0 | 0 | 0 | 0 | 0 | 0 | 0 | 0 | 0 | 0 | 0
PJM_ROR_2_MISO_MO-IL | PJM_ROR | MISO_MO-IL | 2045 | B1 | 10 | 0 | 1111 | 0 | 0 | 0 | 0 | 0 | 0 | 0 | 0 | 0 | 0 | 1.2523
PJM_ROR_2_MISO_MO-IL | PJM_ROR | MISO_MO-IL | 2045 | B2 | 25 | 0 | 1111 | 0 | 0 | 0 | 0 | 0 | 0 | 0 | 0 | 0 | 0 | 1.2523
PJM_ROR_2_MISO_MO-IL | PJM_ROR | MISO_MO-IL | 2045 | B3 | 75 | 0 | 1111 | 866.08 | 0 | 0 | 0 | 0 | 0 | 0 | 0 | 0 | 0 | 1.2523
PJM_ROR_2_MISO_MO-IL | PJM_ROR | MISO_MO-IL | 2045 | B4 | 100 | 0 | 1111 | 0 | 0 | 349.76 | 0 | 0 | 0 | 0 | 0 | 0 | 0 | 1.2523
PJM_ROR_2_MISO_MO-IL | PJM_ROR | MISO_MO-IL | 2045 | B5 | 200 | 0 | 1111 | 315.91 | 0 | 1111 | 0 | 0 | 0 | 0 | 0.20179 | 0 | 0 | 1.2523
PJM_ROR_2_MISO_MO-IL | PJM_ROR | MISO_MO-IL | 2045 | B6 | 300 | 0 | 1111 | 0 | 0 | 0 | 0 | 0 | 0 | 0 | 0 | 0 | 0 | 1.2523
PJM_ROR_2_MISO_MO-IL | PJM_ROR | MISO_MO-IL | 2045 | B7 | 400 | 0 | 1111 | 0 | 0 | 0 | 0 | 0 | 0 | 0 | 0 | 0 | 0 | 1.2523
PJM_ROR_2_MISO_MO-IL | PJM_ROR | MISO_MO-IL | 2045 | B8 | 500 | 0 | 1111 | 0 | 0 | 0 | 0 | 0 | 0 | 0 | 0 | 0 | 0 | 1.2523
PJM_ROR_2_MISO_MO-IL | PJM_ROR | MISO_MO-IL | 2045 | B9 | 800 | 0 | 1111 | 0 | 0 | 0 | 0 | 0 | 0 | 0 | 0 | 0 | 0 | 1.2523
PJM_ROR_2_MISO_MO-IL | PJM_ROR | MISO_MO-IL | 2045 | B10 | 1262 | 0 | 1111 | 0 | 0 | 0 | 0 | 0 | 0 | 0 | 0 | 0 | 0 | 1.2523
PJM_ROR_2_MISO_MO-IL | PJM_ROR | MISO_MO-IL | 2045 | B11 | 25 | 0 | 1111 | 1111 | 0 | 1111 | 0 | 0 | 5.0091 | 0 | 0.03561 | 5.0091 | 0 | 1.2523
PJM_ROR_2_MISO_MO-IL | PJM_ROR | MISO_MO-IL | 2045 | B12 | 200 | 0 | 1111 | 0 | 0 | 0 | 0 | 0 | 0 | 0 | 0 | 0 | 0 | 1.2523
PJM_ROR_2_MISO_MO-IL | PJM_ROR | MISO_MO-IL | 2045 | B13 | 600 | 0 | 1111 | 0 | 0 | 0 | 0 | 0 | 0 | 0 | 0 | 0 | 0 | 1.2523
PJM_ROR_2_MISO_MO-IL | PJM_ROR | MISO_MO-IL | 2045 | B14 | 900 | 0 | 1111 | 0 | 0 | 0 | 0 | 0 | 0 | 0 | 0 | 0 | 0 | 1.2523
PJM_ROR_2_MISO_MO-IL | PJM_ROR | MISO_MO-IL | 2045 | B15 | 1203 | 0 | 1111 | 0 | 0 | 0 | 0 | 0 | 0 | 0 | 0 | 0 | 0 | 1.2523
PJM_ROR_2_MISO_MO-IL | PJM_ROR | MISO_MO-IL | 2045 | B16 | 25 | 0 | 1111 | 0 | 0 | 0 | 0 | 0 | 0 | 0 | 0 | 0 | 0 | 1.2523
PJM_ROR_2_MISO_MO-IL | PJM_ROR | MISO_MO-IL | 2045 | B17 | 100 | 0 | 1111 | 0 | 0 | 0 | 0 | 0 | 0 | 0 | 0 | 0 | 0 | 1.2523
PJM_ROR_2_MISO_MO-IL | PJM_ROR | MISO_MO-IL | 2045 | B18 | 400 | 0 | 1111 | 0 | 0 | 0 | 0 | 0 | 0 | 0 | 0 | 0 | 0 | 1.2523
PJM_ROR_2_MISO_MO-IL | PJM_ROR | MISO_MO-IL | 2045 | B19 | 700 | 0 | 1111 | 0 | 0 | 0 | 0 | 0 | 0 | 0 | 0 | 0 | 0 | 1.2523
PJM_ROR_2_MISO_MO-IL | PJM_ROR | MISO_MO-IL | 2045 | B20 | 935 | 0 | 1111 | 0 | 0 | 0 | 0 | 0 | 0 | 0 | 0 | 0 | 0 | 1.2523
PJM_ROR_2_MISO_MO-IL | PJM_ROR | MISO_MO-IL | 2050 | B1 | 10 | 0 | 1111 | 0 | 0 | 0 | 0 | 0 | 0 | 0 | 0 | 0 | 0 | 0.0029675
PJM_ROR_2_MISO_MO-IL | PJM_ROR | MISO_MO-IL | 2050 | B2 | 25 | 0 | 1111 | 0 | 0 | 0 | 0 | 0 | 0 | 0 | 0 | 0 | 0 | 0.0029675
PJM_ROR_2_MISO_MO-IL | PJM_ROR | MISO_MO-IL | 2050 | B3 | 75 | 0 | 1111 | 702.49 | 0 | 806.95 | 0 | 0 | 0 | 0 | 0 | 0 | 0 | 0.0029675
PJM_ROR_2_MISO_MO-IL | PJM_ROR | MISO_MO-IL | 2050 | B4 | 100 | 0 | 1111 | 0 | 0 | 1111 | 0 | 4732.08 | 0 | 0 | 0.18992 | 0 | 0 | 0.0029675
PJM_ROR_2_MISO_MO-IL | PJM_ROR | MISO_MO-IL | 2050 | B5 | 200 | 0 | 1111 | 596.08 | 0 | 1111 | 0 | 4140.62 | 0 | 0 | 0.18992 | 0 | 0 | 0.0029675
PJM_ROR_2_MISO_MO-IL | PJM_ROR | MISO_MO-IL | 2050 | B6 | 300 | 0 | 1111 | 0 | 0 | 1111 | 0 | 1907.57 | 0 | 0 | 0.18992 | 0 | 0 | 0.0029675
PJM_ROR_2_MISO_MO-IL | PJM_ROR | MISO_MO-IL | 2050 | B7 | 400 | 0 | 1111 | 0 | 0 | 1111 | 0 | 1524.71 | 0 | 0 | 0.18992 | 0 | 0 | 0.0029675
PJM_ROR_2_MISO_MO-IL | PJM_ROR | MISO_MO-IL | 2050 | B8 | 500 | 0 | 1111 | 32.6 | 0 | 568.35 | 0 | 0 | 0 | 0 | 0 | 0 | 0 | 0.0029675
PJM_ROR_2_MISO_MO-IL | PJM_ROR | MISO_MO-IL | 2050 | B9 | 800 | 0 | 1111 | 0 | 0 | 600.77 | 0 | 0 | 0 | 0 | 0 | 0 | 0 | 0.0029675
PJM_ROR_2_MISO_MO-IL | PJM_ROR | MISO_MO-IL | 2050 | B10 | 1262 | 0 | 1111 | 0 | 0 | 0 | 0 | 0 | 0 | 0 | 0 | 0 | 0 | 0.0029675
PJM_ROR_2_MISO_MO-IL | PJM_ROR | MISO_MO-IL | 2050 | B11 | 25 | 0 | 1111 | 1111 | 0 | 1111 | 0 | 3440.3 | 0.01187 | 0 | 0.18992 | 0.01187 | 0 | 0.0029675
PJM_ROR_2_MISO_MO-IL | PJM_ROR | MISO_MO-IL | 2050 | B12 | 200 | 0 | 1111 | 0 | 0 | 0 | 0 | 0 | 0 | 0 | 0 | 0 | 0 | 0.0029675
PJM_ROR_2_MISO_MO-IL | PJM_ROR | MISO_MO-IL | 2050 | B13 | 600 | 0 | 1111 | 0 | 0 | 1111 | 0 | 943.48 | 0 | 0 | 0.18992 | 0 | 0 | 0.0029675
PJM_ROR_2_MISO_MO-IL | PJM_ROR | MISO_MO-IL | 2050 | B14 | 900 | 0 | 1111 | 0 | 0 | 0 | 0 | 0 | 0 | 0 | 0 | 0 | 0 | 0.0029675
PJM_ROR_2_MISO_MO-IL | PJM_ROR | MISO_MO-IL | 2050 | B15 | 1203 | 0 | 1111 | 0 | 0 | 174.82 | 0 | 0 | 0 | 0 | 0 | 0 | 0 | 0.0029675
PJM_ROR_2_MISO_MO-IL | PJM_ROR | MISO_MO-IL | 2050 | B16 | 25 | 0 | 1111 | 0 | 0 | 0 | 0 | 0 | 0 | 0 | 0 | 0 | 0 | 0.0029675
PJM_ROR_2_MISO_MO-IL | PJM_ROR | MISO_MO-IL | 2050 | B17 | 100 | 0 | 1111 | 0 | 0 | 0 | 0 | 0 | 0 | 0 | 0 | 0 | 0 | 0.0029675
PJM_ROR_2_MISO_MO-IL | PJM_ROR | MISO_MO-IL | 2050 | B18 | 400 | 0 | 1111 | 0 | 0 | 0 | 0 | 0 | 0 | 0 | 0 | 0 | 0 | 0.0029675
PJM_ROR_2_MISO_MO-IL | PJM_ROR | MISO_MO-IL | 2050 | B19 | 700 | 0 | 1111 | 0 | 0 | 0 | 0 | 0 | 0 | 0 | 0 | 0 | 0 | 0.0029675
PJM_ROR_2_MISO_MO-IL | PJM_ROR | MISO_MO-IL | 2050 | B20 | 935 | 0 | 1111 | 0 | 0 | 0 | 0 | 0 | 0 | 0 | 0 | 0 | 0 | 0.0029675
PJM_ROR_2_MISO_W | PJM_ROR | MISO_W | 2015 | B1 | 10 | 0 | 709 | 0 | 0 | 0 | 0 | 0 | 0 | 0 | 0 | 0 | 0 | 0
PJM_ROR_2_MISO_W | PJM_ROR | MISO_W | 2015 | B2 | 25 | 0 | 709 | 0 | 0 | 0 | 0 | 0 | 0 | 0 | 0 | 0 | 0 | 0
PJM_ROR_2_MISO_W | PJM_ROR | MISO_W | 2015 | B3 | 75 | 0 | 709 | 0 | 0 | 0 | 0 | 0 | 0 | 0 | 0 | 0 | 0 | 0
PJM_ROR_2_MISO_W | PJM_ROR | MISO_W | 2015 | B4 | 100 | 0 | 709 | 0 | 0 | 0 | 0 | 0 | 0 | 0 | 0 | 0 | 0 | 0
PJM_ROR_2_MISO_W | PJM_ROR | MISO_W | 2015 | B5 | 200 | 0 | 709 | 155.3 | 0 | 0 | 0 | 0 | 0 | 0 | 0 | 0 | 0 | 0
PJM_ROR_2_MISO_W | PJM_ROR | MISO_W | 2015 | B6 | 300 | 0 | 709 | 0 | 0 | 0 | 0 | 0 | 0 | 0 | 0 | 0 | 0 | 0
PJM_ROR_2_MISO_W | PJM_ROR | MISO_W | 2015 | B7 | 400 | 0 | 709 | 0 | 0 | 0 | 0 | 0 | 0 | 0 | 0 | 0 | 0 | 0
PJM_ROR_2_MISO_W | PJM_ROR | MISO_W | 2015 | B8 | 500 | 0 | 709 | 0 | 0 | 0 | 0 | 0 | 0 | 0 | 0 | 0 | 0 | 0
PJM_ROR_2_MISO_W | PJM_ROR | MISO_W | 2015 | B9 | 800 | 0 | 709 | 0 | 0 | 0 | 0 | 0 | 0 | 0 | 0 | 0 | 0 | 0
PJM_ROR_2_MISO_W | PJM_ROR | MISO_W | 2015 | B10 | 1262 | 0 | 709 | 0 | 0 | 0 | 0 | 0 | 0 | 0 | 0 | 0 | 0 | 0
PJM_ROR_2_MISO_W | PJM_ROR | MISO_W | 2015 | B11 | 25 | 0 | 709 | 0 | 0 | 0 | 0 | 0 | 0 | 0 | 0 | 0 | 0 | 0
PJM_ROR_2_MISO_W | PJM_ROR | MISO_W | 2015 | B12 | 200 | 0 | 709 | 0 | 0 | 0 | 0 | 0 | 0 | 0 | 0 | 0 | 0 | 0
PJM_ROR_2_MISO_W | PJM_ROR | MISO_W | 2015 | B13 | 600 | 0 | 709 | 0 | 0 | 0 | 0 | 0 | 0 | 0 | 0 | 0 | 0 | 0
PJM_ROR_2_MISO_W | PJM_ROR | MISO_W | 2015 | B14 | 900 | 0 | 709 | 0 | 0 | 0 | 0 | 0 | 0 | 0 | 0 | 0 | 0 | 0
PJM_ROR_2_MISO_W | PJM_ROR | MISO_W | 2015 | B15 | 1203 | 0 | 709 | 0 | 0 | 0 | 0 | 0 | 0 | 0 | 0 | 0 | 0 | 0
PJM_ROR_2_MISO_W | PJM_ROR | MISO_W | 2015 | B16 | 25 | 0 | 709 | 0 | 0 | 0 | 0 | 0 | 0 | 0 | 0 | 0 | 0 | 0
PJM_ROR_2_MISO_W | PJM_ROR | MISO_W | 2015 | B17 | 100 | 0 | 709 | 0 | 0 | 0 | 0 | 0 | 0 | 0 | 0 | 0 | 0 | 0
PJM_ROR_2_MISO_W | PJM_ROR | MISO_W | 2015 | B18 | 400 | 0 | 709 | 0 | 0 | 0 | 0 | 0 | 0 | 0 | 0 | 0 | 0 | 0
PJM_ROR_2_MISO_W | PJM_ROR | MISO_W | 2015 | B19 | 700 | 0 | 709 | 0 | 0 | 0 | 0 | 0 | 0 | 0 | 0 | 0 | 0 | 0
PJM_ROR_2_MISO_W | PJM_ROR | MISO_W | 2015 | B20 | 935 | 0 | 709 | 0 | 0 | 0 | 0 | 0 | 0 | 0 | 0 | 0 | 0 | 0
PJM_ROR_2_MISO_W | PJM_ROR | MISO_W | 2020 | B1 | 10 | 0 | 709 | 0 | 0 | 0 | 0 | 0 | 0 | 0 | 0 | 0 | 0 | 0.0029675
PJM_ROR_2_MISO_W | PJM_ROR | MISO_W | 2020 | B2 | 25 | 0 | 709 | 0 | 0 | 0 | 0 | 0 | 0 | 0 | 0 | 0 | 0 | 0.0029675
PJM_ROR_2_MISO_W | PJM_ROR | MISO_W | 2020 | B3 | 75 | 0 | 709 | 0 | 0 | 0 | 0 | 0 | 0 | 0 | 0 | 0 | 0 | 0.0029675
PJM_ROR_2_MISO_W | PJM_ROR | MISO_W | 2020 | B4 | 100 | 0 | 709 | 0 | 0 | 0 | 0 | 0 | 0 | 0 | 0 | 0 | 0 | 0.0029675
PJM_ROR_2_MISO_W | PJM_ROR | MISO_W | 2020 | B5 | 200 | 0 | 709 | 0 | 0 | 0 | 0 | 0 | 0 | 0 | 0 | 0 | 0 | 0.0029675
PJM_ROR_2_MISO_W | PJM_ROR | MISO_W | 2020 | B6 | 300 | 0 | 709 | 0 | 0 | 0 | 0 | 0 | 0 | 0 | 0 | 0 | 0 | 0.0029675
PJM_ROR_2_MISO_W | PJM_ROR | MISO_W | 2020 | B7 | 400 | 0 | 709 | 0 | 0 | 0 | 0 | 0 | 0 | 0 | 0 | 0 | 0 | 0.0029675
PJM_ROR_2_MISO_W | PJM_ROR | MISO_W | 2020 | B8 | 500 | 0 | 709 | 0 | 0 | 0 | 0 | 0 | 0 | 0 | 0 | 0 | 0 | 0.0029675
PJM_ROR_2_MISO_W | PJM_ROR | MISO_W | 2020 | B9 | 800 | 0 | 709 | 0 | 0 | 0 | 0 | 0 | 0 | 0 | 0 | 0 | 0 | 0.0029675
PJM_ROR_2_MISO_W | PJM_ROR | MISO_W | 2020 | B10 | 1262 | 0 | 709 | 0 | 0 | 0 | 0 | 0 | 0 | 0 | 0 | 0 | 0 | 0.0029675
PJM_ROR_2_MISO_W | PJM_ROR | MISO_W | 2020 | B11 | 25 | 0 | 709 | 709 | 0 | 0 | 0 | 0 | 0.01187 | 0 | 0 | 0.01187 | 0 | 0.0029675
PJM_ROR_2_MISO_W | PJM_ROR | MISO_W | 2020 | B12 | 200 | 0 | 709 | 0 | 0 | 0 | 0 | 0 | 0 | 0 | 0 | 0 | 0 | 0.0029675
PJM_ROR_2_MISO_W | PJM_ROR | MISO_W | 2020 | B13 | 600 | 0 | 709 | 0 | 0 | 0 | 0 | 0 | 0 | 0 | 0 | 0 | 0 | 0.0029675
PJM_ROR_2_MISO_W | PJM_ROR | MISO_W | 2020 | B14 | 900 | 0 | 709 | 0 | 0 | 0 | 0 | 0 | 0 | 0 | 0 | 0 | 0 | 0.0029675
PJM_ROR_2_MISO_W | PJM_ROR | MISO_W | 2020 | B15 | 1203 | 0 | 709 | 0 | 0 | 0 | 0 | 0 | 0 | 0 | 0 | 0 | 0 | 0.0029675
PJM_ROR_2_MISO_W | PJM_ROR | MISO_W | 2020 | B16 | 25 | 0 | 709 | 0 | 0 | 0 | 0 | 0 | 0 | 0 | 0 | 0 | 0 | 0.0029675
PJM_ROR_2_MISO_W | PJM_ROR | MISO_W | 2020 | B17 | 100 | 0 | 709 | 0 | 0 | 0 | 0 | 0 | 0 | 0 | 0 | 0 | 0 | 0.0029675
PJM_ROR_2_MISO_W | PJM_ROR | MISO_W | 2020 | B18 | 400 | 0 | 709 | 0 | 0 | 0 | 0 | 0 | 0 | 0 | 0 | 0 | 0 | 0.0029675
PJM_ROR_2_MISO_W | PJM_ROR | MISO_W | 2020 | B19 | 700 | 0 | 709 | 0 | 0 | 0 | 0 | 0 | 0 | 0 | 0 | 0 | 0 | 0.0029675
PJM_ROR_2_MISO_W | PJM_ROR | MISO_W | 2020 | B20 | 935 | 0 | 709 | 0 | 0 | 0 | 0 | 0 | 0 | 0 | 0 | 0 | 0 | 0.0029675
PJM_ROR_2_MISO_W | PJM_ROR | MISO_W | 2025 | B1 | 10 | 0 | 709 | 0 | 0 | 0 | 0 | 0 | 0 | 0 | 0 | 0 | 0 | 0.34423
PJM_ROR_2_MISO_W | PJM_ROR | MISO_W | 2025 | B2 | 25 | 0 | 709 | 0 | 0 | 0 | 0 | 0 | 0 | 0 | 0 | 0 | 0 | 0.34423
PJM_ROR_2_MISO_W | PJM_ROR | MISO_W | 2025 | B3 | 75 | 0 | 709 | 0 | 0 | 0 | 0 | 0 | 0 | 0 | 0 | 0 | 0 | 0.34423
PJM_ROR_2_MISO_W | PJM_ROR | MISO_W | 2025 | B4 | 100 | 0 | 709 | 229.86 | 0 | 0 | 0 | 0 | 0 | 0 | 0 | 0 | 0 | 0.34423
PJM_ROR_2_MISO_W | PJM_ROR | MISO_W | 2025 | B5 | 200 | 0 | 709 | 205.06 | 0 | 0 | 0 | 0 | 0 | 0 | 0 | 0 | 0 | 0.34423
PJM_ROR_2_MISO_W | PJM_ROR | MISO_W | 2025 | B6 | 300 | 0 | 709 | 559.07 | 0 | 0 | 0 | 0 | 0 | 0 | 0 | 0 | 0 | 0.34423
PJM_ROR_2_MISO_W | PJM_ROR | MISO_W | 2025 | B7 | 400 | 0 | 709 | 0 | 0 | 0 | 0 | 0 | 0 | 0 | 0 | 0 | 0 | 0.34423
PJM_ROR_2_MISO_W | PJM_ROR | MISO_W | 2025 | B8 | 500 | 0 | 709 | 0 | 0 | 0 | 0 | 0 | 0 | 0 | 0 | 0 | 0 | 0.34423
PJM_ROR_2_MISO_W | PJM_ROR | MISO_W | 2025 | B9 | 800 | 0 | 709 | 0 | 0 | 0 | 0 | 0 | 0 | 0 | 0 | 0 | 0 | 0.34423
PJM_ROR_2_MISO_W | PJM_ROR | MISO_W | 2025 | B10 | 1262 | 0 | 709 | 0 | 0 | 0 | 0 | 0 | 0 | 0 | 0 | 0 | 0 | 0.34423
PJM_ROR_2_MISO_W | PJM_ROR | MISO_W | 2025 | B11 | 25 | 0 | 709 | 709 | 0 | 0 | 0 | 0 | 1.3769 | 0 | 0 | 1.3769 | 0 | 0.34423
PJM_ROR_2_MISO_W | PJM_ROR | MISO_W | 2025 | B12 | 200 | 0 | 709 | 0 | 0 | 0 | 0 | 0 | 0 | 0 | 0 | 0 | 0 | 0.34423
PJM_ROR_2_MISO_W | PJM_ROR | MISO_W | 2025 | B13 | 600 | 0 | 709 | 0 | 0 | 0 | 0 | 0 | 0 | 0 | 0 | 0 | 0 | 0.34423
PJM_ROR_2_MISO_W | PJM_ROR | MISO_W | 2025 | B14 | 900 | 0 | 709 | 0 | 0 | 0 | 0 | 0 | 0 | 0 | 0 | 0 | 0 | 0.34423
PJM_ROR_2_MISO_W | PJM_ROR | MISO_W | 2025 | B15 | 1203 | 0 | 709 | 0 | 0 | 0 | 0 | 0 | 0 | 0 | 0 | 0 | 0 | 0.34423
PJM_ROR_2_MISO_W | PJM_ROR | MISO_W | 2025 | B16 | 25 | 0 | 709 | 0 | 0 | 0 | 0 | 0 | 0 | 0 | 0 | 0 | 0 | 0.34423
PJM_ROR_2_MISO_W | PJM_ROR | MISO_W | 2025 | B17 | 100 | 0 | 709 | 0 | 0 | 0 | 0 | 0 | 0 | 0 | 0 | 0 | 0 | 0.34423
PJM_ROR_2_MISO_W | PJM_ROR | MISO_W | 2025 | B18 | 400 | 0 | 709 | 0 | 0 | 0 | 0 | 0 | 0 | 0 | 0 | 0 | 0 | 0.34423
PJM_ROR_2_MISO_W | PJM_ROR | MISO_W | 2025 | B19 | 700 | 0 | 709 | 0 | 0 | 0 | 0 | 0 | 0 | 0 | 0 | 0 | 0 | 0.34423
PJM_ROR_2_MISO_W | PJM_ROR | MISO_W | 2025 | B20 | 935 | 0 | 709 | 0 | 0 | 0 | 0 | 0 | 0 | 0 | 0 | 0 | 0 | 0.34423
PJM_ROR_2_MISO_W | PJM_ROR | MISO_W | 2030 | B1 | 10 | 0 | 709 | 0 | 0 | 0 | 0 | 0 | 0 | 0 | 0 | 0 | 0 | 0.15823
PJM_ROR_2_MISO_W | PJM_ROR | MISO_W | 2030 | B2 | 25 | 0 | 709 | 0 | 0 | 0 | 0 | 0 | 0 | 0 | 0 | 0 | 0 | 0.15823
PJM_ROR_2_MISO_W | PJM_ROR | MISO_W | 2030 | B3 | 75 | 0 | 709 | 709 | 0 | 0 | 0 | 0 | 0.43919 | 0 | 0 | 0.047056 | 0 | 0.15823
PJM_ROR_2_MISO_W | PJM_ROR | MISO_W | 2030 | B4 | 100 | 0 | 709 | 709 | 0 | 0 | 0 | 0 | 0.43919 | 0 | 0 | 0.062741 | 0 | 0.15823
PJM_ROR_2_MISO_W | PJM_ROR | MISO_W | 2030 | B5 | 200 | 0 | 709 | 709 | 0 | 0 | 0 | 0 | 0.01187 | 0 | 0 | 0.0033914 | 0 | 0.15823
PJM_ROR_2_MISO_W | PJM_ROR | MISO_W | 2030 | B6 | 300 | 0 | 709 | 709 | 0 | 0 | 0 | 0 | 1.009 | 0 | 0 | 0.43241 | 0 | 0.15823
PJM_ROR_2_MISO_W | PJM_ROR | MISO_W | 2030 | B7 | 400 | 0 | 709 | 0 | 0 | 0 | 0 | 0 | 0 | 0 | 0 | 0 | 0 | 0.15823
PJM_ROR_2_MISO_W | PJM_ROR | MISO_W | 2030 | B8 | 500 | 0 | 709 | 0 | 0 | 0 | 0 | 0 | 0 | 0 | 0 | 0 | 0 | 0.15823
PJM_ROR_2_MISO_W | PJM_ROR | MISO_W | 2030 | B9 | 800 | 0 | 709 | 0 | 0 | 0 | 0 | 0 | 0 | 0 | 0 | 0 | 0 | 0.15823
PJM_ROR_2_MISO_W | PJM_ROR | MISO_W | 2030 | B10 | 1262 | 0 | 709 | 0 | 0 | 0 | 0 | 0 | 0 | 0 | 0 | 0 | 0 | 0.15823
PJM_ROR_2_MISO_W | PJM_ROR | MISO_W | 2030 | B11 | 25 | 0 | 709 | 709 | 0 | 709 | 0 | 0 | 2.4452 | 0 | 0.02374 | 0.087329 | 0 | 0.15823
PJM_ROR_2_MISO_W | PJM_ROR | MISO_W | 2030 | B12 | 200 | 0 | 709 | 0 | 0 | 0 | 0 | 0 | 0 | 0 | 0 | 0 | 0 | 0.15823
PJM_ROR_2_MISO_W | PJM_ROR | MISO_W | 2030 | B13 | 600 | 0 | 709 | 0 | 0 | 0 | 0 | 0 | 0 | 0 | 0 | 0 | 0 | 0.15823
PJM_ROR_2_MISO_W | PJM_ROR | MISO_W | 2030 | B14 | 900 | 0 | 709 | 0 | 0 | 0 | 0 | 0 | 0 | 0 | 0 | 0 | 0 | 0.15823
PJM_ROR_2_MISO_W | PJM_ROR | MISO_W | 2030 | B15 | 1203 | 0 | 709 | 0 | 0 | 0 | 0 | 0 | 0 | 0 | 0 | 0 | 0 | 0.15823
PJM_ROR_2_MISO_W | PJM_ROR | MISO_W | 2030 | B16 | 25 | 0 | 709 | 0 | 0 | 0 | 0 | 0 | 0 | 0 | 0 | 0 | 0 | 0.15823
PJM_ROR_2_MISO_W | PJM_ROR | MISO_W | 2030 | B17 | 100 | 0 | 709 | 0 | 0 | 0 | 0 | 0 | 0 | 0 | 0 | 0 | 0 | 0.15823
PJM_ROR_2_MISO_W | PJM_ROR | MISO_W | 2030 | B18 | 400 | 0 | 709 | 0 | 0 | 0 | 0 | 0 | 0 | 0 | 0 | 0 | 0 | 0.15823
PJM_ROR_2_MISO_W | PJM_ROR | MISO_W | 2030 | B19 | 700 | 0 | 709 | 0 | 0 | 0 | 0 | 0 | 0 | 0 | 0 | 0 | 0 | 0.15823
PJM_ROR_2_MISO_W | PJM_ROR | MISO_W | 2030 | B20 | 935 | 0 | 709 | 0 | 0 | 0 | 0 | 0 | 0 | 0 | 0 | 0 | 0 | 0.15823
PJM_ROR_2_MISO_W | PJM_ROR | MISO_W | 2035 | B1 | 10 | 0 | 709 | 0 | 0 | 0 | 0 | 0 | 0 | 0 | 0 | 0 | 0 | 0.24018
PJM_ROR_2_MISO_W | PJM_ROR | MISO_W | 2035 | B2 | 25 | 0 | 709 | 0 | 0 | 0 | 0 | 0 | 0 | 0 | 0 | 0 | 0 | 0.24018
PJM_ROR_2_MISO_W | PJM_ROR | MISO_W | 2035 | B3 | 75 | 0 | 709 | 709 | 0 | 0 | 0 | 0 | 0.92586 | 0 | 0 | 0.1736 | 0 | 0.24018
PJM_ROR_2_MISO_W | PJM_ROR | MISO_W | 2035 | B4 | 100 | 0 | 709 | 709 | 0 | 0 | 0 | 0 | 1.828 | 0 | 0 | 0.457 | 0 | 0.24018
PJM_ROR_2_MISO_W | PJM_ROR | MISO_W | 2035 | B5 | 200 | 0 | 709 | 709 | 0 | 709 | 0 | 0 | 0.03561 | 0 | 0.01187 | 0.017805 | 0 | 0.24018
PJM_ROR_2_MISO_W | PJM_ROR | MISO_W | 2035 | B6 | 300 | 0 | 709 | 0 | 0 | 110.5 | 0 | 0 | 0 | 0 | 0 | 0 | 0 | 0.24018
PJM_ROR_2_MISO_W | PJM_ROR | MISO_W | 2035 | B7 | 400 | 0 | 709 | 0 | 0 | 0 | 0 | 0 | 0 | 0 | 0 | 0 | 0 | 0.24018
PJM_ROR_2_MISO_W | PJM_ROR | MISO_W | 2035 | B8 | 500 | 0 | 709 | 0 | 0 | 0 | 0 | 0 | 0 | 0 | 0 | 0 | 0 | 0.24018
PJM_ROR_2_MISO_W | PJM_ROR | MISO_W | 2035 | B9 | 800 | 0 | 709 | 0 | 0 | 0 | 0 | 0 | 0 | 0 | 0 | 0 | 0 | 0.24018
PJM_ROR_2_MISO_W | PJM_ROR | MISO_W | 2035 | B10 | 1262 | 0 | 709 | 0 | 0 | 0 | 0 | 0 | 0 | 0 | 0 | 0 | 0 | 0.24018
PJM_ROR_2_MISO_W | PJM_ROR | MISO_W | 2035 | B11 | 25 | 0 | 709 | 709 | 0 | 238.05 | 0 | 0 | 4.9973 | 0 | 0 | 0.31233 | 0 | 0.24018
PJM_ROR_2_MISO_W | PJM_ROR | MISO_W | 2035 | B12 | 200 | 0 | 709 | 0 | 0 | 0 | 0 | 0 | 0 | 0 | 0 | 0 | 0 | 0.24018
PJM_ROR_2_MISO_W | PJM_ROR | MISO_W | 2035 | B13 | 600 | 0 | 709 | 0 | 0 | 0 | 0 | 0 | 0 | 0 | 0 | 0 | 0 | 0.24018
PJM_ROR_2_MISO_W | PJM_ROR | MISO_W | 2035 | B14 | 900 | 0 | 709 | 482.03 | 0 | 0 | 0 | 0 | 0 | 0 | 0 | 0 | 0 | 0.24018
PJM_ROR_2_MISO_W | PJM_ROR | MISO_W | 2035 | B15 | 1203 | 0 | 709 | 0 | 0 | 0 | 0 | 0 | 0 | 0 | 0 | 0 | 0 | 0.24018
PJM_ROR_2_MISO_W | PJM_ROR | MISO_W | 2035 | B16 | 25 | 0 | 709 | 0 | 0 | 0 | 0 | 0 | 0 | 0 | 0 | 0 | 0 | 0.24018
PJM_ROR_2_MISO_W | PJM_ROR | MISO_W | 2035 | B17 | 100 | 0 | 709 | 0 | 0 | 0 | 0 | 0 | 0 | 0 | 0 | 0 | 0 | 0.24018
PJM_ROR_2_MISO_W | PJM_ROR | MISO_W | 2035 | B18 | 400 | 0 | 709 | 0 | 0 | 0 | 0 | 0 | 0 | 0 | 0 | 0 | 0 | 0.24018
PJM_ROR_2_MISO_W | PJM_ROR | MISO_W | 2035 | B19 | 700 | 0 | 709 | 0 | 0 | 0 | 0 | 0 | 0 | 0 | 0 | 0 | 0 | 0.24018
PJM_ROR_2_MISO_W | PJM_ROR | MISO_W | 2035 | B20 | 935 | 0 | 709 | 0 | 0 | 0 | 0 | 0 | 0 | 0 | 0 | 0 | 0 | 0.24018
PJM_ROR_2_MISO_W | PJM_ROR | MISO_W | 2040 | B1 | 10 | 0 | 709 | 0 | 0 | 0 | 0 | 0 | 0 | 0 | 0 | 0 | 0 | 0.0029675
PJM_ROR_2_MISO_W | PJM_ROR | MISO_W | 2040 | B2 | 25 | 0 | 709 | 0 | 0 | 0 | 0 | 0 | 0 | 0 | 0 | 0 | 0 | 0.0029675
PJM_ROR_2_MISO_W | PJM_ROR | MISO_W | 2040 | B3 | 75 | 0 | 709 | 709 | 0 | 0 | 0 | 0 | 0.01187 | 0 | 0 | 0.01187 | 0 | 0.0029675
PJM_ROR_2_MISO_W | PJM_ROR | MISO_W | 2040 | B4 | 100 | 0 | 709 | 0 | 0 | 0 | 0 | 0 | 0 | 0 | 0 | 0 | 0 | 0.0029675
PJM_ROR_2_MISO_W | PJM_ROR | MISO_W | 2040 | B5 | 200 | 0 | 709 | 0 | 0 | 0 | 0 | 0 | 0 | 0 | 0 | 0 | 0 | 0.0029675
PJM_ROR_2_MISO_W | PJM_ROR | MISO_W | 2040 | B6 | 300 | 0 | 709 | 0 | 0 | 0 | 0 | 0 | 0 | 0 | 0 | 0 | 0 | 0.0029675
PJM_ROR_2_MISO_W | PJM_ROR | MISO_W | 2040 | B7 | 400 | 0 | 709 | 0 | 0 | 0 | 0 | 0 | 0 | 0 | 0 | 0 | 0 | 0.0029675
PJM_ROR_2_MISO_W | PJM_ROR | MISO_W | 2040 | B8 | 500 | 0 | 709 | 0 | 0 | 0 | 0 | 0 | 0 | 0 | 0 | 0 | 0 | 0.0029675
PJM_ROR_2_MISO_W | PJM_ROR | MISO_W | 2040 | B9 | 800 | 0 | 709 | 0 | 0 | 0 | 0 | 0 | 0 | 0 | 0 | 0 | 0 | 0.0029675
PJM_ROR_2_MISO_W | PJM_ROR | MISO_W | 2040 | B10 | 1262 | 0 | 709 | 0 | 0 | 0 | 0 | 0 | 0 | 0 | 0 | 0 | 0 | 0.0029675
PJM_ROR_2_MISO_W | PJM_ROR | MISO_W | 2040 | B11 | 25 | 0 | 709 | 0 | 0 | 0 | 0 | 0 | 0 | 0 | 0 | 0 | 0 | 0.0029675
PJM_ROR_2_MISO_W | PJM_ROR | MISO_W | 2040 | B12 | 200 | 0 | 709 | 0 | 0 | 0 | 0 | 0 | 0 | 0 | 0 | 0 | 0 | 0.0029675
PJM_ROR_2_MISO_W | PJM_ROR | MISO_W | 2040 | B13 | 600 | 0 | 709 | 0 | 0 | 0 | 0 | 0 | 0 | 0 | 0 | 0 | 0 | 0.0029675
PJM_ROR_2_MISO_W | PJM_ROR | MISO_W | 2040 | B14 | 900 | 0 | 709 | 0 | 0 | 0 | 0 | 0 | 0 | 0 | 0 | 0 | 0 | 0.0029675
PJM_ROR_2_MISO_W | PJM_ROR | MISO_W | 2040 | B15 | 1203 | 0 | 709 | 0 | 0 | 0 | 0 | 0 | 0 | 0 | 0 | 0 | 0 | 0.0029675
PJM_ROR_2_MISO_W | PJM_ROR | MISO_W | 2040 | B16 | 25 | 0 | 709 | 0 | 0 | 0 | 0 | 0 | 0 | 0 | 0 | 0 | 0 | 0.0029675
PJM_ROR_2_MISO_W | PJM_ROR | MISO_W | 2040 | B17 | 100 | 0 | 709 | 0 | 0 | 0 | 0 | 0 | 0 | 0 | 0 | 0 | 0 | 0.0029675
PJM_ROR_2_MISO_W | PJM_ROR | MISO_W | 2040 | B18 | 400 | 0 | 709 | 0 | 0 | 0 | 0 | 0 | 0 | 0 | 0 | 0 | 0 | 0.0029675
PJM_ROR_2_MISO_W | PJM_ROR | MISO_W | 2040 | B19 | 700 | 0 | 709 | 0 | 0 | 0 | 0 | 0 | 0 | 0 | 0 | 0 | 0 | 0.0029675
PJM_ROR_2_MISO_W | PJM_ROR | MISO_W | 2040 | B20 | 935 | 0 | 709 | 0 | 0 | 0 | 0 | 0 | 0 | 0 | 0 | 0 | 0 | 0.0029675
PJM_ROR_2_MISO_W | PJM_ROR | MISO_W | 2045 | B1 | 10 | 0 | 709 | 0 | 0 | 0 | 0 | 0 | 0 | 0 | 0 | 0 | 0 | 0
PJM_ROR_2_MISO_W | PJM_ROR | MISO_W | 2045 | B2 | 25 | 0 | 709 | 0 | 0 | 0 | 0 | 0 | 0 | 0 | 0 | 0 | 0 | 0
PJM_ROR_2_MISO_W | PJM_ROR | MISO_W | 2045 | B3 | 75 | 0 | 709 | 0 | 0 | 0 | 0 | 0 | 0 | 0 | 0 | 0 | 0 | 0
PJM_ROR_2_MISO_W | PJM_ROR | MISO_W | 2045 | B4 | 100 | 0 | 709 | 0 | 0 | 0 | 0 | 0 | 0 | 0 | 0 | 0 | 0 | 0
PJM_ROR_2_MISO_W | PJM_ROR | MISO_W | 2045 | B5 | 200 | 0 | 709 | 0 | 0 | 0 | 0 | 0 | 0 | 0 | 0 | 0 | 0 | 0
PJM_ROR_2_MISO_W | PJM_ROR | MISO_W | 2045 | B6 | 300 | 0 | 709 | 0 | 0 | 0 | 0 | 0 | 0 | 0 | 0 | 0 | 0 | 0
PJM_ROR_2_MISO_W | PJM_ROR | MISO_W | 2045 | B7 | 400 | 0 | 709 | 0 | 0 | 0 | 0 | 0 | 0 | 0 | 0 | 0 | 0 | 0
PJM_ROR_2_MISO_W | PJM_ROR | MISO_W | 2045 | B8 | 500 | 0 | 709 | 0 | 0 | 0 | 0 | 0 | 0 | 0 | 0 | 0 | 0 | 0
PJM_ROR_2_MISO_W | PJM_ROR | MISO_W | 2045 | B9 | 800 | 0 | 709 | 0 | 0 | 0 | 0 | 0 | 0 | 0 | 0 | 0 | 0 | 0
PJM_ROR_2_MISO_W | PJM_ROR | MISO_W | 2045 | B10 | 1262 | 0 | 709 | 0 | 0 | 0 | 0 | 0 | 0 | 0 | 0 | 0 | 0 | 0
PJM_ROR_2_MISO_W | PJM_ROR | MISO_W | 2045 | B11 | 25 | 0 | 709 | 0 | 0 | 0 | 0 | 0 | 0 | 0 | 0 | 0 | 0 | 0
PJM_ROR_2_MISO_W | PJM_ROR | MISO_W | 2045 | B12 | 200 | 0 | 709 | 0 | 0 | 0 | 0 | 0 | 0 | 0 | 0 | 0 | 0 | 0
PJM_ROR_2_MISO_W | PJM_ROR | MISO_W | 2045 | B13 | 600 | 0 | 709 | 0 | 0 | 0 | 0 | 0 | 0 | 0 | 0 | 0 | 0 | 0
PJM_ROR_2_MISO_W | PJM_ROR | MISO_W | 2045 | B14 | 900 | 0 | 709 | 0 | 0 | 0 | 0 | 0 | 0 | 0 | 0 | 0 | 0 | 0
PJM_ROR_2_MISO_W | PJM_ROR | MISO_W | 2045 | B15 | 1203 | 0 | 709 | 0 | 0 | 0 | 0 | 0 | 0 | 0 | 0 | 0 | 0 | 0
PJM_ROR_2_MISO_W | PJM_ROR | MISO_W | 2045 | B16 | 25 | 0 | 709 | 0 | 0 | 0 | 0 | 0 | 0 | 0 | 0 | 0 | 0 | 0
PJM_ROR_2_MISO_W | PJM_ROR | MISO_W | 2045 | B17 | 100 | 0 | 709 | 0 | 0 | 0 | 0 | 0 | 0 | 0 | 0 | 0 | 0 | 0
PJM_ROR_2_MISO_W | PJM_ROR | MISO_W | 2045 | B18 | 400 | 0 | 709 | 0 | 0 | 0 | 0 | 0 | 0 | 0 | 0 | 0 | 0 | 0
PJM_ROR_2_MISO_W | PJM_ROR | MISO_W | 2045 | B19 | 700 | 0 | 709 | 0 | 0 | 0 | 0 | 0 | 0 | 0 | 0 | 0 | 0 | 0
PJM_ROR_2_MISO_W | PJM_ROR | MISO_W | 2045 | B20 | 935 | 0 | 709 | 0 | 0 | 0 | 0 | 0 | 0 | 0 | 0 | 0 | 0 | 0
PJM_ROR_2_MISO_W | PJM_ROR | MISO_W | 2050 | B1 | 10 | 0 | 709 | 0 | 0 | 0 | 0 | 0 | 0 | 0 | 0 | 0 | 0 | 0
PJM_ROR_2_MISO_W | PJM_ROR | MISO_W | 2050 | B2 | 25 | 0 | 709 | 0 | 0 | 0 | 0 | 0 | 0 | 0 | 0 | 0 | 0 | 0
PJM_ROR_2_MISO_W | PJM_ROR | MISO_W | 2050 | B3 | 75 | 0 | 709 | 0 | 0 | 0 | 0 | 0 | 0 | 0 | 0 | 0 | 0 | 0
PJM_ROR_2_MISO_W | PJM_ROR | MISO_W | 2050 | B4 | 100 | 0 | 709 | 0 | 0 | 0 | 0 | 0 | 0 | 0 | 0 | 0 | 0 | 0
PJM_ROR_2_MISO_W | PJM_ROR | MISO_W | 2050 | B5 | 200 | 0 | 709 | 0 | 0 | 0 | 0 | 0 | 0 | 0 | 0 | 0 | 0 | 0
PJM_ROR_2_MISO_W | PJM_ROR | MISO_W | 2050 | B6 | 300 | 0 | 709 | 0 | 0 | 0 | 0 | 0 | 0 | 0 | 0 | 0 | 0 | 0
PJM_ROR_2_MISO_W | PJM_ROR | MISO_W | 2050 | B7 | 400 | 0 | 709 | 0 | 0 | 0 | 0 | 0 | 0 | 0 | 0 | 0 | 0 | 0
PJM_ROR_2_MISO_W | PJM_ROR | MISO_W | 2050 | B8 | 500 | 0 | 709 | 0 | 0 | 0 | 0 | 0 | 0 | 0 | 0 | 0 | 0 | 0
PJM_ROR_2_MISO_W | PJM_ROR | MISO_W | 2050 | B9 | 800 | 0 | 709 | 0 | 0 | 0 | 0 | 0 | 0 | 0 | 0 | 0 | 0 | 0
PJM_ROR_2_MISO_W | PJM_ROR | MISO_W | 2050 | B10 | 1262 | 0 | 709 | 0 | 0 | 0 | 0 | 0 | 0 | 0 | 0 | 0 | 0 | 0
PJM_ROR_2_MISO_W | PJM_ROR | MISO_W | 2050 | B11 | 25 | 0 | 709 | 0 | 0 | 0 | 0 | 0 | 0 | 0 | 0 | 0 | 0 | 0
PJM_ROR_2_MISO_W | PJM_ROR | MISO_W | 2050 | B12 | 200 | 0 | 709 | 0 | 0 | 0 | 0 | 0 | 0 | 0 | 0 | 0 | 0 | 0
PJM_ROR_2_MISO_W | PJM_ROR | MISO_W | 2050 | B13 | 600 | 0 | 709 | 0 | 0 | 0 | 0 | 0 | 0 | 0 | 0 | 0 | 0 | 0
PJM_ROR_2_MISO_W | PJM_ROR | MISO_W | 2050 | B14 | 900 | 0 | 709 | 0 | 0 | 0 | 0 | 0 | 0 | 0 | 0 | 0 | 0 | 0
PJM_ROR_2_MISO_W | PJM_ROR | MISO_W | 2050 | B15 | 1203 | 0 | 709 | 0 | 0 | 0 | 0 | 0 | 0 | 0 | 0 | 0 | 0 | 0
PJM_ROR_2_MISO_W | PJM_ROR | MISO_W | 2050 | B16 | 25 | 0 | 709 | 0 | 0 | 0 | 0 | 0 | 0 | 0 | 0 | 0 | 0 | 0
PJM_ROR_2_MISO_W | PJM_ROR | MISO_W | 2050 | B17 | 100 | 0 | 709 | 0 | 0 | 0 | 0 | 0 | 0 | 0 | 0 | 0 | 0 | 0
PJM_ROR_2_MISO_W | PJM_ROR | MISO_W | 2050 | B18 | 400 | 0 | 709 | 0 | 0 | 0 | 0 | 0 | 0 | 0 | 0 | 0 | 0 | 0
PJM_ROR_2_MISO_W | PJM_ROR | MISO_W | 2050 | B19 | 700 | 0 | 709 | 0 | 0 | 0 | 0 | 0 | 0 | 0 | 0 | 0 | 0 | 0
PJM_ROR_2_MISO_W | PJM_ROR | MISO_W | 2050 | B20 | 935 | 0 | 709 | 0 | 0 | 0 | 0 | 0 | 0 | 0 | 0 | 0 | 0 | 0
PJM_ROR_2_MISO_WUMS | PJM_ROR | MISO_WUMS | 2015 | B1 | 10 | 0 | 1467 | 0 | 0 | 0 | 0 | 0 | 0 | 0 | 0 | 0 | 0 | 0
PJM_ROR_2_MISO_WUMS | PJM_ROR | MISO_WUMS | 2015 | B2 | 25 | 0 | 1467 | 0 | 0 | 0 | 0 | 0 | 0 | 0 | 0 | 0 | 0 | 0
PJM_ROR_2_MISO_WUMS | PJM_ROR | MISO_WUMS | 2015 | B3 | 75 | 0 | 1467 | 0 | 0 | 0 | 0 | 0 | 0 | 0 | 0 | 0 | 0 | 0
PJM_ROR_2_MISO_WUMS | PJM_ROR | MISO_WUMS | 2015 | B4 | 100 | 0 | 1467 | 0 | 0 | 0 | 0 | 0 | 0 | 0 | 0 | 0 | 0 | 0
PJM_ROR_2_MISO_WUMS | PJM_ROR | MISO_WUMS | 2015 | B5 | 200 | 0 | 1467 | 0 | 0 | 0 | 0 | 0 | 0 | 0 | 0 | 0 | 0 | 0
PJM_ROR_2_MISO_WUMS | PJM_ROR | MISO_WUMS | 2015 | B6 | 300 | 0 | 1467 | 0 | 0 | 0 | 0 | 0 | 0 | 0 | 0 | 0 | 0 | 0
PJM_ROR_2_MISO_WUMS | PJM_ROR | MISO_WUMS | 2015 | B7 | 400 | 0 | 1467 | 0 | 0 | 0 | 0 | 0 | 0 | 0 | 0 | 0 | 0 | 0
PJM_ROR_2_MISO_WUMS | PJM_ROR | MISO_WUMS | 2015 | B8 | 500 | 0 | 1467 | 0 | 0 | 0 | 0 | 0 | 0 | 0 | 0 | 0 | 0 | 0
PJM_ROR_2_MISO_WUMS | PJM_ROR | MISO_WUMS | 2015 | B9 | 800 | 0 | 1467 | 0 | 0 | 0 | 0 | 0 | 0 | 0 | 0 | 0 | 0 | 0
PJM_ROR_2_MISO_WUMS | PJM_ROR | MISO_WUMS | 2015 | B10 | 1262 | 0 | 1467 | 0 | 0 | 0 | 0 | 0 | 0 | 0 | 0 | 0 | 0 | 0
PJM_ROR_2_MISO_WUMS | PJM_ROR | MISO_WUMS | 2015 | B11 | 25 | 0 | 1467 | 0 | 0 | 0 | 0 | 0 | 0 | 0 | 0 | 0 | 0 | 0
PJM_ROR_2_MISO_WUMS | PJM_ROR | MISO_WUMS | 2015 | B12 | 200 | 0 | 1467 | 0 | 0 | 0 | 0 | 0 | 0 | 0 | 0 | 0 | 0 | 0
PJM_ROR_2_MISO_WUMS | PJM_ROR | MISO_WUMS | 2015 | B13 | 600 | 0 | 1467 | 0 | 0 | 0 | 0 | 0 | 0 | 0 | 0 | 0 | 0 | 0
PJM_ROR_2_MISO_WUMS | PJM_ROR | MISO_WUMS | 2015 | B14 | 900 | 0 | 1467 | 0 | 0 | 0 | 0 | 0 | 0 | 0 | 0 | 0 | 0 | 0
PJM_ROR_2_MISO_WUMS | PJM_ROR | MISO_WUMS | 2015 | B15 | 1203 | 0 | 1467 | 0 | 0 | 0 | 0 | 0 | 0 | 0 | 0 | 0 | 0 | 0
PJM_ROR_2_MISO_WUMS | PJM_ROR | MISO_WUMS | 2015 | B16 | 25 | 0 | 1467 | 0 | 0 | 0 | 0 | 0 | 0 | 0 | 0 | 0 | 0 | 0
PJM_ROR_2_MISO_WUMS | PJM_ROR | MISO_WUMS | 2015 | B17 | 100 | 0 | 1467 | 0 | 0 | 0 | 0 | 0 | 0 | 0 | 0 | 0 | 0 | 0
PJM_ROR_2_MISO_WUMS | PJM_ROR | MISO_WUMS | 2015 | B18 | 400 | 0 | 1467 | 0 | 0 | 0 | 0 | 0 | 0 | 0 | 0 | 0 | 0 | 0
PJM_ROR_2_MISO_WUMS | PJM_ROR | MISO_WUMS | 2015 | B19 | 700 | 0 | 1467 | 0 | 0 | 0 | 0 | 0 | 0 | 0 | 0 | 0 | 0 | 0
PJM_ROR_2_MISO_WUMS | PJM_ROR | MISO_WUMS | 2015 | B20 | 935 | 0 | 1467 | 0 | 0 | 0 | 0 | 0 | 0 | 0 | 0 | 0 | 0 | 0
PJM_ROR_2_MISO_WUMS | PJM_ROR | MISO_WUMS | 2020 | B1 | 10 | 0 | 1467 | 0 | 0 | 0 | 0 | 0 | 0 | 0 | 0 | 0 | 0 | 0
PJM_ROR_2_MISO_WUMS | PJM_ROR | MISO_WUMS | 2020 | B2 | 25 | 0 | 1467 | 0 | 0 | 0 | 0 | 0 | 0 | 0 | 0 | 0 | 0 | 0
PJM_ROR_2_MISO_WUMS | PJM_ROR | MISO_WUMS | 2020 | B3 | 75 | 0 | 1467 | 0 | 0 | 0 | 0 | 0 | 0 | 0 | 0 | 0 | 0 | 0
PJM_ROR_2_MISO_WUMS | PJM_ROR | MISO_WUMS | 2020 | B4 | 100 | 0 | 1467 | 0 | 0 | 0 | 0 | 0 | 0 | 0 | 0 | 0 | 0 | 0
PJM_ROR_2_MISO_WUMS | PJM_ROR | MISO_WUMS | 2020 | B5 | 200 | 0 | 1467 | 0 | 0 | 0 | 0 | 0 | 0 | 0 | 0 | 0 | 0 | 0
PJM_ROR_2_MISO_WUMS | PJM_ROR | MISO_WUMS | 2020 | B6 | 300 | 0 | 1467 | 0 | 0 | 0 | 0 | 0 | 0 | 0 | 0 | 0 | 0 | 0
PJM_ROR_2_MISO_WUMS | PJM_ROR | MISO_WUMS | 2020 | B7 | 400 | 0 | 1467 | 0 | 0 | 0 | 0 | 0 | 0 | 0 | 0 | 0 | 0 | 0
PJM_ROR_2_MISO_WUMS | PJM_ROR | MISO_WUMS | 2020 | B8 | 500 | 0 | 1467 | 0 | 0 | 0 | 0 | 0 | 0 | 0 | 0 | 0 | 0 | 0
PJM_ROR_2_MISO_WUMS | PJM_ROR | MISO_WUMS | 2020 | B9 | 800 | 0 | 1467 | 0 | 0 | 0 | 0 | 0 | 0 | 0 | 0 | 0 | 0 | 0
PJM_ROR_2_MISO_WUMS | PJM_ROR | MISO_WUMS | 2020 | B10 | 1262 | 0 | 1467 | 0 | 0 | 0 | 0 | 0 | 0 | 0 | 0 | 0 | 0 | 0
PJM_ROR_2_MISO_WUMS | PJM_ROR | MISO_WUMS | 2020 | B11 | 25 | 0 | 1467 | 235.61 | 0 | 0 | 0 | 0 | 0 | 0 | 0 | 0 | 0 | 0
PJM_ROR_2_MISO_WUMS | PJM_ROR | MISO_WUMS | 2020 | B12 | 200 | 0 | 1467 | 0 | 0 | 0 | 0 | 0 | 0 | 0 | 0 | 0 | 0 | 0
PJM_ROR_2_MISO_WUMS | PJM_ROR | MISO_WUMS | 2020 | B13 | 600 | 0 | 1467 | 0 | 0 | 0 | 0 | 0 | 0 | 0 | 0 | 0 | 0 | 0
PJM_ROR_2_MISO_WUMS | PJM_ROR | MISO_WUMS | 2020 | B14 | 900 | 0 | 1467 | 0 | 0 | 0 | 0 | 0 | 0 | 0 | 0 | 0 | 0 | 0
PJM_ROR_2_MISO_WUMS | PJM_ROR | MISO_WUMS | 2020 | B15 | 1203 | 0 | 1467 | 0 | 0 | 0 | 0 | 0 | 0 | 0 | 0 | 0 | 0 | 0
PJM_ROR_2_MISO_WUMS | PJM_ROR | MISO_WUMS | 2020 | B16 | 25 | 0 | 1467 | 0 | 0 | 0 | 0 | 0 | 0 | 0 | 0 | 0 | 0 | 0
PJM_ROR_2_MISO_WUMS | PJM_ROR | MISO_WUMS | 2020 | B17 | 100 | 0 | 1467 | 0 | 0 | 0 | 0 | 0 | 0 | 0 | 0 | 0 | 0 | 0
PJM_ROR_2_MISO_WUMS | PJM_ROR | MISO_WUMS | 2020 | B18 | 400 | 0 | 1467 | 0 | 0 | 0 | 0 | 0 | 0 | 0 | 0 | 0 | 0 | 0
PJM_ROR_2_MISO_WUMS | PJM_ROR | MISO_WUMS | 2020 | B19 | 700 | 0 | 1467 | 0 | 0 | 0 | 0 | 0 | 0 | 0 | 0 | 0 | 0 | 0
PJM_ROR_2_MISO_WUMS | PJM_ROR | MISO_WUMS | 2020 | B20 | 935 | 0 | 1467 | 0 | 0 | 0 | 0 | 0 | 0 | 0 | 0 | 0 | 0 | 0
PJM_ROR_2_MISO_WUMS | PJM_ROR | MISO_WUMS | 2025 | B1 | 10 | 0 | 1467 | 0 | 0 | 0 | 0 | 0 | 0 | 0 | 0 | 0 | 0 | 0
PJM_ROR_2_MISO_WUMS | PJM_ROR | MISO_WUMS | 2025 | B2 | 25 | 0 | 1467 | 0 | 0 | 0 | 0 | 0 | 0 | 0 | 0 | 0 | 0 | 0
PJM_ROR_2_MISO_WUMS | PJM_ROR | MISO_WUMS | 2025 | B3 | 75 | 0 | 1467 | 0 | 0 | 0 | 0 | 0 | 0 | 0 | 0 | 0 | 0 | 0
PJM_ROR_2_MISO_WUMS | PJM_ROR | MISO_WUMS | 2025 | B4 | 100 | 0 | 1467 | 0 | 0 | 0 | 0 | 0 | 0 | 0 | 0 | 0 | 0 | 0
PJM_ROR_2_MISO_WUMS | PJM_ROR | MISO_WUMS | 2025 | B5 | 200 | 0 | 1467 | 0 | 0 | 0 | 0 | 0 | 0 | 0 | 0 | 0 | 0 | 0
PJM_ROR_2_MISO_WUMS | PJM_ROR | MISO_WUMS | 2025 | B6 | 300 | 0 | 1467 | 0 | 0 | 0 | 0 | 0 | 0 | 0 | 0 | 0 | 0 | 0
PJM_ROR_2_MISO_WUMS | PJM_ROR | MISO_WUMS | 2025 | B7 | 400 | 0 | 1467 | 0 | 0 | 0 | 0 | 0 | 0 | 0 | 0 | 0 | 0 | 0
PJM_ROR_2_MISO_WUMS | PJM_ROR | MISO_WUMS | 2025 | B8 | 500 | 0 | 1467 | 0 | 0 | 0 | 0 | 0 | 0 | 0 | 0 | 0 | 0 | 0
PJM_ROR_2_MISO_WUMS | PJM_ROR | MISO_WUMS | 2025 | B9 | 800 | 0 | 1467 | 0 | 0 | 0 | 0 | 0 | 0 | 0 | 0 | 0 | 0 | 0
PJM_ROR_2_MISO_WUMS | PJM_ROR | MISO_WUMS | 2025 | B10 | 1262 | 0 | 1467 | 0 | 0 | 0 | 0 | 0 | 0 | 0 | 0 | 0 | 0 | 0
PJM_ROR_2_MISO_WUMS | PJM_ROR | MISO_WUMS | 2025 | B11 | 25 | 0 | 1467 | 466.91 | 0 | 0 | 0 | 0 | 0 | 0 | 0 | 0 | 0 | 0
PJM_ROR_2_MISO_WUMS | PJM_ROR | MISO_WUMS | 2025 | B12 | 200 | 0 | 1467 | 0 | 0 | 0 | 0 | 0 | 0 | 0 | 0 | 0 | 0 | 0
PJM_ROR_2_MISO_WUMS | PJM_ROR | MISO_WUMS | 2025 | B13 | 600 | 0 | 1467 | 0 | 0 | 0 | 0 | 0 | 0 | 0 | 0 | 0 | 0 | 0
PJM_ROR_2_MISO_WUMS | PJM_ROR | MISO_WUMS | 2025 | B14 | 900 | 0 | 1467 | 0 | 0 | 0 | 0 | 0 | 0 | 0 | 0 | 0 | 0 | 0
PJM_ROR_2_MISO_WUMS | PJM_ROR | MISO_WUMS | 2025 | B15 | 1203 | 0 | 1467 | 0 | 0 | 0 | 0 | 0 | 0 | 0 | 0 | 0 | 0 | 0
PJM_ROR_2_MISO_WUMS | PJM_ROR | MISO_WUMS | 2025 | B16 | 25 | 0 | 1467 | 0 | 0 | 0 | 0 | 0 | 0 | 0 | 0 | 0 | 0 | 0
PJM_ROR_2_MISO_WUMS | PJM_ROR | MISO_WUMS | 2025 | B17 | 100 | 0 | 1467 | 0 | 0 | 0 | 0 | 0 | 0 | 0 | 0 | 0 | 0 | 0
PJM_ROR_2_MISO_WUMS | PJM_ROR | MISO_WUMS | 2025 | B18 | 400 | 0 | 1467 | 0 | 0 | 0 | 0 | 0 | 0 | 0 | 0 | 0 | 0 | 0
PJM_ROR_2_MISO_WUMS | PJM_ROR | MISO_WUMS | 2025 | B19 | 700 | 0 | 1467 | 0 | 0 | 0 | 0 | 0 | 0 | 0 | 0 | 0 | 0 | 0
PJM_ROR_2_MISO_WUMS | PJM_ROR | MISO_WUMS | 2025 | B20 | 935 | 0 | 1467 | 0 | 0 | 0 | 0 | 0 | 0 | 0 | 0 | 0 | 0 | 0
PJM_ROR_2_MISO_WUMS | PJM_ROR | MISO_WUMS | 2030 | B1 | 10 | 0 | 1467 | 0 | 0 | 0 | 0 | 0 | 0 | 0 | 0 | 0 | 0 | 0
PJM_ROR_2_MISO_WUMS | PJM_ROR | MISO_WUMS | 2030 | B2 | 25 | 0 | 1467 | 0 | 0 | 0 | 0 | 0 | 0 | 0 | 0 | 0 | 0 | 0
PJM_ROR_2_MISO_WUMS | PJM_ROR | MISO_WUMS | 2030 | B3 | 75 | 0 | 1467 | 0 | 0 | 0 | 0 | 0 | 0 | 0 | 0 | 0 | 0 | 0
PJM_ROR_2_MISO_WUMS | PJM_ROR | MISO_WUMS | 2030 | B4 | 100 | 0 | 1467 | 0 | 0 | 0 | 0 | 0 | 0 | 0 | 0 | 0 | 0 | 0
PJM_ROR_2_MISO_WUMS | PJM_ROR | MISO_WUMS | 2030 | B5 | 200 | 0 | 1467 | 0 | 0 | 0 | 0 | 0 | 0 | 0 | 0 | 0 | 0 | 0
PJM_ROR_2_MISO_WUMS | PJM_ROR | MISO_WUMS | 2030 | B6 | 300 | 0 | 1467 | 0 | 0 | 0 | 0 | 0 | 0 | 0 | 0 | 0 | 0 | 0
PJM_ROR_2_MISO_WUMS | PJM_ROR | MISO_WUMS | 2030 | B7 | 400 | 0 | 1467 | 0 | 0 | 0 | 0 | 0 | 0 | 0 | 0 | 0 | 0 | 0
PJM_ROR_2_MISO_WUMS | PJM_ROR | MISO_WUMS | 2030 | B8 | 500 | 0 | 1467 | 0 | 0 | 0 | 0 | 0 | 0 | 0 | 0 | 0 | 0 | 0
PJM_ROR_2_MISO_WUMS | PJM_ROR | MISO_WUMS | 2030 | B9 | 800 | 0 | 1467 | 0 | 0 | 0 | 0 | 0 | 0 | 0 | 0 | 0 | 0 | 0
PJM_ROR_2_MISO_WUMS | PJM_ROR | MISO_WUMS | 2030 | B10 | 1262 | 0 | 1467 | 0 | 0 | 0 | 0 | 0 | 0 | 0 | 0 | 0 | 0 | 0
PJM_ROR_2_MISO_WUMS | PJM_ROR | MISO_WUMS | 2030 | B11 | 25 | 0 | 1467 | 574.61 | 0 | 0 | 0 | 0 | 0 | 0 | 0 | 0 | 0 | 0
PJM_ROR_2_MISO_WUMS | PJM_ROR | MISO_WUMS | 2030 | B12 | 200 | 0 | 1467 | 0 | 0 | 0 | 0 | 0 | 0 | 0 | 0 | 0 | 0 | 0
PJM_ROR_2_MISO_WUMS | PJM_ROR | MISO_WUMS | 2030 | B13 | 600 | 0 | 1467 | 0 | 0 | 0 | 0 | 0 | 0 | 0 | 0 | 0 | 0 | 0
PJM_ROR_2_MISO_WUMS | PJM_ROR | MISO_WUMS | 2030 | B14 | 900 | 0 | 1467 | 0 | 0 | 0 | 0 | 0 | 0 | 0 | 0 | 0 | 0 | 0
PJM_ROR_2_MISO_WUMS | PJM_ROR | MISO_WUMS | 2030 | B15 | 1203 | 0 | 1467 | 0 | 0 | 0 | 0 | 0 | 0 | 0 | 0 | 0 | 0 | 0
PJM_ROR_2_MISO_WUMS | PJM_ROR | MISO_WUMS | 2030 | B16 | 25 | 0 | 1467 | 0 | 0 | 0 | 0 | 0 | 0 | 0 | 0 | 0 | 0 | 0
PJM_ROR_2_MISO_WUMS | PJM_ROR | MISO_WUMS | 2030 | B17 | 100 | 0 | 1467 | 0 | 0 | 0 | 0 | 0 | 0 | 0 | 0 | 0 | 0 | 0
PJM_ROR_2_MISO_WUMS | PJM_ROR | MISO_WUMS | 2030 | B18 | 400 | 0 | 1467 | 0 | 0 | 0 | 0 | 0 | 0 | 0 | 0 | 0 | 0 | 0
PJM_ROR_2_MISO_WUMS | PJM_ROR | MISO_WUMS | 2030 | B19 | 700 | 0 | 1467 | 0 | 0 | 0 | 0 | 0 | 0 | 0 | 0 | 0 | 0 | 0
PJM_ROR_2_MISO_WUMS | PJM_ROR | MISO_WUMS | 2030 | B20 | 935 | 0 | 1467 | 0 | 0 | 0 | 0 | 0 | 0 | 0 | 0 | 0 | 0 | 0
PJM_ROR_2_MISO_WUMS | PJM_ROR | MISO_WUMS | 2035 | B1 | 10 | 0 | 1467 | 0 | 0 | 0 | 0 | 0 | 0 | 0 | 0 | 0 | 0 | 0
PJM_ROR_2_MISO_WUMS | PJM_ROR | MISO_WUMS | 2035 | B2 | 25 | 0 | 1467 | 0 | 0 | 0 | 0 | 0 | 0 | 0 | 0 | 0 | 0 | 0
PJM_ROR_2_MISO_WUMS | PJM_ROR | MISO_WUMS | 2035 | B3 | 75 | 0 | 1467 | 0 | 0 | 0 | 0 | 0 | 0 | 0 | 0 | 0 | 0 | 0
PJM_ROR_2_MISO_WUMS | PJM_ROR | MISO_WUMS | 2035 | B4 | 100 | 0 | 1467 | 0 | 0 | 0 | 0 | 0 | 0 | 0 | 0 | 0 | 0 | 0
PJM_ROR_2_MISO_WUMS | PJM_ROR | MISO_WUMS | 2035 | B5 | 200 | 0 | 1467 | 974.13 | 0 | 1266.9 | 0 | 0 | 0 | 0 | 0 | 0 | 0 | 0
PJM_ROR_2_MISO_WUMS | PJM_ROR | MISO_WUMS | 2035 | B6 | 300 | 0 | 1467 | 0 | 0 | 29.89 | 0 | 0 | 0 | 0 | 0 | 0 | 0 | 0
PJM_ROR_2_MISO_WUMS | PJM_ROR | MISO_WUMS | 2035 | B7 | 400 | 0 | 1467 | 0 | 0 | 0 | 0 | 0 | 0 | 0 | 0 | 0 | 0 | 0
PJM_ROR_2_MISO_WUMS | PJM_ROR | MISO_WUMS | 2035 | B8 | 500 | 0 | 1467 | 0 | 0 | 0 | 0 | 0 | 0 | 0 | 0 | 0 | 0 | 0
PJM_ROR_2_MISO_WUMS | PJM_ROR | MISO_WUMS | 2035 | B9 | 800 | 0 | 1467 | 0 | 0 | 0 | 0 | 0 | 0 | 0 | 0 | 0 | 0 | 0
PJM_ROR_2_MISO_WUMS | PJM_ROR | MISO_WUMS | 2035 | B10 | 1262 | 0 | 1467 | 0 | 0 | 769.85 | 0 | 0 | 0 | 0 | 0 | 0 | 0 | 0
PJM_ROR_2_MISO_WUMS | PJM_ROR | MISO_WUMS | 2035 | B11 | 25 | 0 | 1467 | 950.41 | 0 | 0 | 0 | 0 | 0 | 0 | 0 | 0 | 0 | 0
PJM_ROR_2_MISO_WUMS | PJM_ROR | MISO_WUMS | 2035 | B12 | 200 | 0 | 1467 | 0 | 0 | 0 | 0 | 0 | 0 | 0 | 0 | 0 | 0 | 0
PJM_ROR_2_MISO_WUMS | PJM_ROR | MISO_WUMS | 2035 | B13 | 600 | 0 | 1467 | 0 | 0 | 0 | 0 | 0 | 0 | 0 | 0 | 0 | 0 | 0
PJM_ROR_2_MISO_WUMS | PJM_ROR | MISO_WUMS | 2035 | B14 | 900 | 0 | 1467 | 0 | 0 | 0 | 0 | 0 | 0 | 0 | 0 | 0 | 0 | 0
PJM_ROR_2_MISO_WUMS | PJM_ROR | MISO_WUMS | 2035 | B15 | 1203 | 0 | 1467 | 0 | 0 | 0 | 0 | 0 | 0 | 0 | 0 | 0 | 0 | 0
PJM_ROR_2_MISO_WUMS | PJM_ROR | MISO_WUMS | 2035 | B16 | 25 | 0 | 1467 | 0 | 0 | 0 | 0 | 0 | 0 | 0 | 0 | 0 | 0 | 0
PJM_ROR_2_MISO_WUMS | PJM_ROR | MISO_WUMS | 2035 | B17 | 100 | 0 | 1467 | 0 | 0 | 0 | 0 | 0 | 0 | 0 | 0 | 0 | 0 | 0
PJM_ROR_2_MISO_WUMS | PJM_ROR | MISO_WUMS | 2035 | B18 | 400 | 0 | 1467 | 0 | 0 | 0 | 0 | 0 | 0 | 0 | 0 | 0 | 0 | 0
PJM_ROR_2_MISO_WUMS | PJM_ROR | MISO_WUMS | 2035 | B19 | 700 | 0 | 1467 | 0 | 0 | 0 | 0 | 0 | 0 | 0 | 0 | 0 | 0 | 0
PJM_ROR_2_MISO_WUMS | PJM_ROR | MISO_WUMS | 2035 | B20 | 935 | 0 | 1467 | 0 | 0 | 0 | 0 | 0 | 0 | 0 | 0 | 0 | 0 | 0
PJM_ROR_2_MISO_WUMS | PJM_ROR | MISO_WUMS | 2040 | B1 | 10 | 0 | 1467 | 0 | 0 | 0 | 0 | 0 | 0 | 0 | 0 | 0 | 0 | 0
PJM_ROR_2_MISO_WUMS | PJM_ROR | MISO_WUMS | 2040 | B2 | 25 | 0 | 1467 | 0 | 0 | 0 | 0 | 0 | 0 | 0 | 0 | 0 | 0 | 0
PJM_ROR_2_MISO_WUMS | PJM_ROR | MISO_WUMS | 2040 | B3 | 75 | 0 | 1467 | 0 | 0 | 0 | 0 | 0 | 0 | 0 | 0 | 0 | 0 | 0
PJM_ROR_2_MISO_WUMS | PJM_ROR | MISO_WUMS | 2040 | B4 | 100 | 0 | 1467 | 0 | 0 | 0 | 0 | 0 | 0 | 0 | 0 | 0 | 0 | 0
PJM_ROR_2_MISO_WUMS | PJM_ROR | MISO_WUMS | 2040 | B5 | 200 | 0 | 1467 | 0 | 0 | 0 | 0 | 0 | 0 | 0 | 0 | 0 | 0 | 0
PJM_ROR_2_MISO_WUMS | PJM_ROR | MISO_WUMS | 2040 | B6 | 300 | 0 | 1467 | 0 | 0 | 0 | 0 | 0 | 0 | 0 | 0 | 0 | 0 | 0
PJM_ROR_2_MISO_WUMS | PJM_ROR | MISO_WUMS | 2040 | B7 | 400 | 0 | 1467 | 0 | 0 | 0 | 0 | 0 | 0 | 0 | 0 | 0 | 0 | 0
PJM_ROR_2_MISO_WUMS | PJM_ROR | MISO_WUMS | 2040 | B8 | 500 | 0 | 1467 | 0 | 0 | 0 | 0 | 0 | 0 | 0 | 0 | 0 | 0 | 0
PJM_ROR_2_MISO_WUMS | PJM_ROR | MISO_WUMS | 2040 | B9 | 800 | 0 | 1467 | 0 | 0 | 0 | 0 | 0 | 0 | 0 | 0 | 0 | 0 | 0
PJM_ROR_2_MISO_WUMS | PJM_ROR | MISO_WUMS | 2040 | B10 | 1262 | 0 | 1467 | 232.87 | 0 | 0 | 0 | 0 | 0 | 0 | 0 | 0 | 0 | 0
PJM_ROR_2_MISO_WUMS | PJM_ROR | MISO_WUMS | 2040 | B11 | 25 | 0 | 1467 | 0 | 0 | 0 | 0 | 0 | 0 | 0 | 0 | 0 | 0 | 0
PJM_ROR_2_MISO_WUMS | PJM_ROR | MISO_WUMS | 2040 | B12 | 200 | 0 | 1467 | 0 | 0 | 0 | 0 | 0 | 0 | 0 | 0 | 0 | 0 | 0
PJM_ROR_2_MISO_WUMS | PJM_ROR | MISO_WUMS | 2040 | B13 | 600 | 0 | 1467 | 0 | 0 | 0 | 0 | 0 | 0 | 0 | 0 | 0 | 0 | 0
PJM_ROR_2_MISO_WUMS | PJM_ROR | MISO_WUMS | 2040 | B14 | 900 | 0 | 1467 | 0 | 0 | 0 | 0 | 0 | 0 | 0 | 0 | 0 | 0 | 0
PJM_ROR_2_MISO_WUMS | PJM_ROR | MISO_WUMS | 2040 | B15 | 1203 | 0 | 1467 | 0 | 0 | 0 | 0 | 0 | 0 | 0 | 0 | 0 | 0 | 0
PJM_ROR_2_MISO_WUMS | PJM_ROR | MISO_WUMS | 2040 | B16 | 25 | 0 | 1467 | 0 | 0 | 0 | 0 | 0 | 0 | 0 | 0 | 0 | 0 | 0
PJM_ROR_2_MISO_WUMS | PJM_ROR | MISO_WUMS | 2040 | B17 | 100 | 0 | 1467 | 0 | 0 | 0 | 0 | 0 | 0 | 0 | 0 | 0 | 0 | 0
PJM_ROR_2_MISO_WUMS | PJM_ROR | MISO_WUMS | 2040 | B18 | 400 | 0 | 1467 | 0 | 0 | 0 | 0 | 0 | 0 | 0 | 0 | 0 | 0 | 0
PJM_ROR_2_MISO_WUMS | PJM_ROR | MISO_WUMS | 2040 | B19 | 700 | 0 | 1467 | 0 | 0 | 0 | 0 | 0 | 0 | 0 | 0 | 0 | 0 | 0
PJM_ROR_2_MISO_WUMS | PJM_ROR | MISO_WUMS | 2040 | B20 | 935 | 0 | 1467 | 0 | 0 | 0 | 0 | 0 | 0 | 0 | 0 | 0 | 0 | 0
PJM_ROR_2_MISO_WUMS | PJM_ROR | MISO_WUMS | 2045 | B1 | 10 | 0 | 1467 | 0 | 0 | 0 | 0 | 0 | 0 | 0 | 0 | 0 | 0 | 0
PJM_ROR_2_MISO_WUMS | PJM_ROR | MISO_WUMS | 2045 | B2 | 25 | 0 | 1467 | 0 | 0 | 0 | 0 | 0 | 0 | 0 | 0 | 0 | 0 | 0
PJM_ROR_2_MISO_WUMS | PJM_ROR | MISO_WUMS | 2045 | B3 | 75 | 0 | 1467 | 0 | 0 | 0 | 0 | 0 | 0 | 0 | 0 | 0 | 0 | 0
PJM_ROR_2_MISO_WUMS | PJM_ROR | MISO_WUMS | 2045 | B4 | 100 | 0 | 1467 | 0 | 0 | 0 | 0 | 0 | 0 | 0 | 0 | 0 | 0 | 0
PJM_ROR_2_MISO_WUMS | PJM_ROR | MISO_WUMS | 2045 | B5 | 200 | 0 | 1467 | 0 | 0 | 0 | 0 | 0 | 0 | 0 | 0 | 0 | 0 | 0
PJM_ROR_2_MISO_WUMS | PJM_ROR | MISO_WUMS | 2045 | B6 | 300 | 0 | 1467 | 0 | 0 | 0 | 0 | 0 | 0 | 0 | 0 | 0 | 0 | 0
PJM_ROR_2_MISO_WUMS | PJM_ROR | MISO_WUMS | 2045 | B7 | 400 | 0 | 1467 | 0 | 0 | 0 | 0 | 0 | 0 | 0 | 0 | 0 | 0 | 0
PJM_ROR_2_MISO_WUMS | PJM_ROR | MISO_WUMS | 2045 | B8 | 500 | 0 | 1467 | 0 | 0 | 785.55 | 0 | 0 | 0 | 0 | 0 | 0 | 0 | 0
PJM_ROR_2_MISO_WUMS | PJM_ROR | MISO_WUMS | 2045 | B9 | 800 | 0 | 1467 | 0 | 0 | 255.25 | 0 | 0 | 0 | 0 | 0 | 0 | 0 | 0
PJM_ROR_2_MISO_WUMS | PJM_ROR | MISO_WUMS | 2045 | B10 | 1262 | 0 | 1467 | 636.65 | 0 | 19.7 | 0 | 0 | 0 | 0 | 0 | 0 | 0 | 0
PJM_ROR_2_MISO_WUMS | PJM_ROR | MISO_WUMS | 2045 | B11 | 25 | 0 | 1467 | 0 | 0 | 0 | 0 | 0 | 0 | 0 | 0 | 0 | 0 | 0
PJM_ROR_2_MISO_WUMS | PJM_ROR | MISO_WUMS | 2045 | B12 | 200 | 0 | 1467 | 0 | 0 | 0 | 0 | 0 | 0 | 0 | 0 | 0 | 0 | 0
PJM_ROR_2_MISO_WUMS | PJM_ROR | MISO_WUMS | 2045 | B13 | 600 | 0 | 1467 | 0 | 0 | 0 | 0 | 0 | 0 | 0 | 0 | 0 | 0 | 0
PJM_ROR_2_MISO_WUMS | PJM_ROR | MISO_WUMS | 2045 | B14 | 900 | 0 | 1467 | 0 | 0 | 686.59 | 0 | 0 | 0 | 0 | 0 | 0 | 0 | 0
PJM_ROR_2_MISO_WUMS | PJM_ROR | MISO_WUMS | 2045 | B15 | 1203 | 0 | 1467 | 0 | 0 | 375.26 | 0 | 0 | 0 | 0 | 0 | 0 | 0 | 0
PJM_ROR_2_MISO_WUMS | PJM_ROR | MISO_WUMS | 2045 | B16 | 25 | 0 | 1467 | 0 | 0 | 0 | 0 | 0 | 0 | 0 | 0 | 0 | 0 | 0
PJM_ROR_2_MISO_WUMS | PJM_ROR | MISO_WUMS | 2045 | B17 | 100 | 0 | 1467 | 0 | 0 | 0 | 0 | 0 | 0 | 0 | 0 | 0 | 0 | 0
PJM_ROR_2_MISO_WUMS | PJM_ROR | MISO_WUMS | 2045 | B18 | 400 | 0 | 1467 | 0 | 0 | 0 | 0 | 0 | 0 | 0 | 0 | 0 | 0 | 0
PJM_ROR_2_MISO_WUMS | PJM_ROR | MISO_WUMS | 2045 | B19 | 700 | 0 | 1467 | 0 | 0 | 0 | 0 | 0 | 0 | 0 | 0 | 0 | 0 | 0
PJM_ROR_2_MISO_WUMS | PJM_ROR | MISO_WUMS | 2045 | B20 | 935 | 0 | 1467 | 581.85 | 0 | 0 | 0 | 0 | 0 | 0 | 0 | 0 | 0 | 0
PJM_ROR_2_MISO_WUMS | PJM_ROR | MISO_WUMS | 2050 | B1 | 10 | 0 | 1467 | 0 | 0 | 0 | 0 | 0 | 0 | 0 | 0 | 0 | 0 | 0
PJM_ROR_2_MISO_WUMS | PJM_ROR | MISO_WUMS | 2050 | B2 | 25 | 0 | 1467 | 0 | 0 | 0 | 0 | 0 | 0 | 0 | 0 | 0 | 0 | 0
PJM_ROR_2_MISO_WUMS | PJM_ROR | MISO_WUMS | 2050 | B3 | 75 | 0 | 1467 | 0 | 0 | 0 | 0 | 0 | 0 | 0 | 0 | 0 | 0 | 0
PJM_ROR_2_MISO_WUMS | PJM_ROR | MISO_WUMS | 2050 | B4 | 100 | 0 | 1467 | 0 | 0 | 0 | 0 | 0 | 0 | 0 | 0 | 0 | 0 | 0
PJM_ROR_2_MISO_WUMS | PJM_ROR | MISO_WUMS | 2050 | B5 | 200 | 0 | 1467 | 0 | 0 | 327.21 | 0 | 0 | 0 | 0 | 0 | 0 | 0 | 0
PJM_ROR_2_MISO_WUMS | PJM_ROR | MISO_WUMS | 2050 | B6 | 300 | 0 | 1467 | 0 | 0 | 0 | 0 | 0 | 0 | 0 | 0 | 0 | 0 | 0
PJM_ROR_2_MISO_WUMS | PJM_ROR | MISO_WUMS | 2050 | B7 | 400 | 0 | 1467 | 0 | 0 | 0 | 0 | 0 | 0 | 0 | 0 | 0 | 0 | 0
PJM_ROR_2_MISO_WUMS | PJM_ROR | MISO_WUMS | 2050 | B8 | 500 | 0 | 1467 | 183.13 | 0 | 1006.49 | 0 | 0 | 0 | 0 | 0 | 0 | 0 | 0
PJM_ROR_2_MISO_WUMS | PJM_ROR | MISO_WUMS | 2050 | B9 | 800 | 0 | 1467 | 0 | 0 | 1467 | 0 | 0 | 0 | 0 | 0.01187 | 0 | 0 | 0
PJM_ROR_2_MISO_WUMS | PJM_ROR | MISO_WUMS | 2050 | B10 | 1262 | 0 | 1467 | 0 | 0 | 1467 | 0 | 857.71 | 0 | 0 | 0.01187 | 0 | 0 | 0
PJM_ROR_2_MISO_WUMS | PJM_ROR | MISO_WUMS | 2050 | B11 | 25 | 0 | 1467 | 0 | 0 | 0 | 0 | 0 | 0 | 0 | 0 | 0 | 0 | 0
PJM_ROR_2_MISO_WUMS | PJM_ROR | MISO_WUMS | 2050 | B12 | 200 | 0 | 1467 | 0 | 0 | 0 | 0 | 0 | 0 | 0 | 0 | 0 | 0 | 0
PJM_ROR_2_MISO_WUMS | PJM_ROR | MISO_WUMS | 2050 | B13 | 600 | 0 | 1467 | 0 | 0 | 0 | 0 | 0 | 0 | 0 | 0 | 0 | 0 | 0
PJM_ROR_2_MISO_WUMS | PJM_ROR | MISO_WUMS | 2050 | B14 | 900 | 0 | 1467 | 0 | 0 | 1295.56 | 0 | 0 | 0 | 0 | 0 | 0 | 0 | 0
PJM_ROR_2_MISO_WUMS | PJM_ROR | MISO_WUMS | 2050 | B15 | 1203 | 0 | 1467 | 0 | 0 | 1467 | 0 | 1061.4 | 0 | 0 | 0.01187 | 0 | 0 | 0
PJM_ROR_2_MISO_WUMS | PJM_ROR | MISO_WUMS | 2050 | B16 | 25 | 0 | 1467 | 0 | 0 | 0 | 0 | 0 | 0 | 0 | 0 | 0 | 0 | 0
PJM_ROR_2_MISO_WUMS | PJM_ROR | MISO_WUMS | 2050 | B17 | 100 | 0 | 1467 | 0 | 0 | 0 | 0 | 0 | 0 | 0 | 0 | 0 | 0 | 0
PJM_ROR_2_MISO_WUMS | PJM_ROR | MISO_WUMS | 2050 | B18 | 400 | 0 | 1467 | 0 | 0 | 0 | 0 | 0 | 0 | 0 | 0 | 0 | 0 | 0
PJM_ROR_2_MISO_WUMS | PJM_ROR | MISO_WUMS | 2050 | B19 | 700 | 0 | 1467 | 0 | 0 | 0 | 0 | 0 | 0 | 0 | 0 | 0 | 0 | 0
PJM_ROR_2_MISO_WUMS | PJM_ROR | MISO_WUMS | 2050 | B20 | 935 | 0 | 1467 | 0 | 0 | 0 | 0 | 0 | 0 | 0 | 0 | 0 | 0 | 0
PJM_ROR_2_PJM_ROM | PJM_ROR | PJM_ROM | 2015 | B1 | 10 | 0 | 8000 | 5820.39 | 0 | 4613.23 | 0 | 0 | 0 | 0 | 0 | 0 | 0 | 0.41537
PJM_ROR_2_PJM_ROM | PJM_ROR | PJM_ROM | 2015 | B2 | 25 | 0 | 8000 | 6675.98 | 0 | 5230.54 | 0 | 0 | 0 | 0 | 0 | 0 | 0 | 0.41537
PJM_ROR_2_PJM_ROM | PJM_ROR | PJM_ROM | 2015 | B3 | 75 | 0 | 8000 | 1380.04 | 0 | 895.03 | 0 | 0 | 0 | 0 | 0 | 0 | 0 | 0.41537
PJM_ROR_2_PJM_ROM | PJM_ROR | PJM_ROM | 2015 | B4 | 100 | 0 | 8000 | 899.34 | 0 | 125.22 | 0 | 0 | 0 | 0 | 0 | 0 | 0 | 0.41537
PJM_ROR_2_PJM_ROM | PJM_ROR | PJM_ROM | 2015 | B5 | 200 | 0 | 8000 | 2628.93 | 0 | 2607.66 | 0 | 0 | 0 | 0 | 0 | 0 | 0 | 0.41537
PJM_ROR_2_PJM_ROM | PJM_ROR | PJM_ROM | 2015 | B6 | 300 | 0 | 8000 | 2806.06 | 0 | 2500.26 | 0 | 0 | 0 | 0 | 0 | 0 | 0 | 0.41537
PJM_ROR_2_PJM_ROM | PJM_ROR | PJM_ROM | 2015 | B7 | 400 | 0 | 8000 | 4637.87 | 0 | 4637.87 | 0 | 0 | 0 | 0 | 0 | 0 | 0 | 0.41537
PJM_ROR_2_PJM_ROM | PJM_ROR | PJM_ROM | 2015 | B8 | 500 | 0 | 8000 | 8000 | 0 | 8000 | 0 | 1699.61 | 0.78342 | 0 | 0.40358 | 0.078342 | 0 | 0.41537
PJM_ROR_2_PJM_ROM | PJM_ROR | PJM_ROM | 2015 | B9 | 800 | 0 | 8000 | 7365.81 | 0 | 7334.47 | 0 | 0 | 0 | 0 | 0 | 0 | 0 | 0.41537
PJM_ROR_2_PJM_ROM | PJM_ROR | PJM_ROM | 2015 | B10 | 1262 | 0 | 8000 | 8000 | 0 | 8000 | 0 | 0 | 0.8309 | 0 | 0.1187 | 0.20972 | 0 | 0.41537
PJM_ROR_2_PJM_ROM | PJM_ROR | PJM_ROM | 2015 | B11 | 25 | 0 | 8000 | 0 | 0 | 0 | 0 | 0 | 0 | 0 | 0 | 0 | 0 | 0.41537
PJM_ROR_2_PJM_ROM | PJM_ROR | PJM_ROM | 2015 | B12 | 200 | 0 | 8000 | 2315.69 | 0 | 2474.26 | 0 | 0 | 0 | 0 | 0 | 0 | 0 | 0.41537
PJM_ROR_2_PJM_ROM | PJM_ROR | PJM_ROM | 2015 | B13 | 600 | 0 | 8000 | 4671.12 | 0 | 4829.69 | 0 | 0 | 0 | 0 | 0 | 0 | 0 | 0.41537
PJM_ROR_2_PJM_ROM | PJM_ROR | PJM_ROM | 2015 | B14 | 900 | 0 | 8000 | 6388.97 | 0 | 6374.59 | 0 | 0 | 0 | 0 | 0 | 0 | 0 | 0.41537
PJM_ROR_2_PJM_ROM | PJM_ROR | PJM_ROM | 2015 | B15 | 1203 | 0 | 8000 | 8000 | 0 | 8000 | 0 | 0 | 0.9496 | 0 | 0.2374 | 0.22847 | 0 | 0.41537
PJM_ROR_2_PJM_ROM | PJM_ROR | PJM_ROM | 2015 | B16 | 25 | 0 | 8000 | 3636.32 | 0 | 3615.06 | 0 | 0 | 0 | 0 | 0 | 0 | 0 | 0.41537
PJM_ROR_2_PJM_ROM | PJM_ROR | PJM_ROM | 2015 | B17 | 100 | 0 | 8000 | 7777.45 | 0 | 7857.05 | 0 | 0 | 0 | 0 | 0 | 0 | 0 | 0.41537
PJM_ROR_2_PJM_ROM | PJM_ROR | PJM_ROM | 2015 | B18 | 400 | 0 | 8000 | 8000 | 0 | 8000 | 0 | 2209.3 | 2.469 | 0 | 0.40358 | 0.19752 | 0 | 0.41537
PJM_ROR_2_PJM_ROM | PJM_ROR | PJM_ROM | 2015 | B19 | 700 | 0 | 8000 | 8000 | 0 | 8000 | 0 | 1491.54 | 3.7865 | 0 | 0.40358 | 0.53011 | 0 | 0.41537
PJM_ROR_2_PJM_ROM | PJM_ROR | PJM_ROM | 2015 | B20 | 935 | 0 | 8000 | 8000 | 0 | 8000 | 0 | 2514.46 | 2.2316 | 0 | 0.40358 | 0.4173 | 0 | 0.41537
PJM_ROR_2_PJM_ROM | PJM_ROR | PJM_ROM | 2020 | B1 | 10 | 0 | 8000 | 3140.75 | 0 | 931.91 | 0 | 0 | 0 | 0 | 0 | 0 | 0 | 0
PJM_ROR_2_PJM_ROM | PJM_ROR | PJM_ROM | 2020 | B2 | 25 | 0 | 8000 | 904.25 | 0 | 0 | 0 | 0 | 0 | 0 | 0 | 0 | 0 | 0
PJM_ROR_2_PJM_ROM | PJM_ROR | PJM_ROM | 2020 | B3 | 75 | 0 | 8000 | 0 | 0 | 0 | 0 | 0 | 0 | 0 | 0 | 0 | 0 | 0
PJM_ROR_2_PJM_ROM | PJM_ROR | PJM_ROM | 2020 | B4 | 100 | 0 | 8000 | 0 | 0 | 0 | 0 | 0 | 0 | 0 | 0 | 0 | 0 | 0
PJM_ROR_2_PJM_ROM | PJM_ROR | PJM_ROM | 2020 | B5 | 200 | 0 | 8000 | 0 | 0 | 0 | 0 | 0 | 0 | 0 | 0 | 0 | 0 | 0
PJM_ROR_2_PJM_ROM | PJM_ROR | PJM_ROM | 2020 | B6 | 300 | 0 | 8000 | 0 | 0 | 0 | 0 | 0 | 0 | 0 | 0 | 0 | 0 | 0
PJM_ROR_2_PJM_ROM | PJM_ROR | PJM_ROM | 2020 | B7 | 400 | 0 | 8000 | 0 | 0 | 0 | 0 | 0 | 0 | 0 | 0 | 0 | 0 | 0
PJM_ROR_2_PJM_ROM | PJM_ROR | PJM_ROM | 2020 | B8 | 500 | 0 | 8000 | 0 | 0 | 0 | 0 | 0 | 0 | 0 | 0 | 0 | 0 | 0
PJM_ROR_2_PJM_ROM | PJM_ROR | PJM_ROM | 2020 | B9 | 800 | 0 | 8000 | 3503.73 | 0 | 3172.97 | 0 | 0 | 0 | 0 | 0 | 0 | 0 | 0
PJM_ROR_2_PJM_ROM | PJM_ROR | PJM_ROM | 2020 | B10 | 1262 | 0 | 8000 | 3907.93 | 0 | 3721.31 | 0 | 0 | 0 | 0 | 0 | 0 | 0 | 0
PJM_ROR_2_PJM_ROM | PJM_ROR | PJM_ROM | 2020 | B11 | 25 | 0 | 8000 | 0 | 0 | 0 | 0 | 0 | 0 | 0 | 0 | 0 | 0 | 0
PJM_ROR_2_PJM_ROM | PJM_ROR | PJM_ROM | 2020 | B12 | 200 | 0 | 8000 | 0 | 0 | 0 | 0 | 0 | 0 | 0 | 0 | 0 | 0 | 0
PJM_ROR_2_PJM_ROM | PJM_ROR | PJM_ROM | 2020 | B13 | 600 | 0 | 8000 | 0 | 0 | 0 | 0 | 0 | 0 | 0 | 0 | 0 | 0 | 0
PJM_ROR_2_PJM_ROM | PJM_ROR | PJM_ROM | 2020 | B14 | 900 | 0 | 8000 | 0 | 0 | 0 | 0 | 0 | 0 | 0 | 0 | 0 | 0 | 0
PJM_ROR_2_PJM_ROM | PJM_ROR | PJM_ROM | 2020 | B15 | 1203 | 0 | 8000 | 64.15 | 0 | 513.99 | 0 | 0 | 0 | 0 | 0 | 0 | 0 | 0
PJM_ROR_2_PJM_ROM | PJM_ROR | PJM_ROM | 2020 | B16 | 25 | 0 | 8000 | 0 | 0 | 0 | 0 | 0 | 0 | 0 | 0 | 0 | 0 | 0
PJM_ROR_2_PJM_ROM | PJM_ROR | PJM_ROM | 2020 | B17 | 100 | 0 | 8000 | 1913.61 | 0 | 1827.33 | 0 | 0 | 0 | 0 | 0 | 0 | 0 | 0
PJM_ROR_2_PJM_ROM | PJM_ROR | PJM_ROM | 2020 | B18 | 400 | 0 | 8000 | 5193.7 | 0 | 4588.97 | 0 | 0 | 0 | 0 | 0 | 0 | 0 | 0
PJM_ROR_2_PJM_ROM | PJM_ROR | PJM_ROM | 2020 | B19 | 700 | 0 | 8000 | 4212.01 | 0 | 3968.07 | 0 | 0 | 0 | 0 | 0 | 0 | 0 | 0
PJM_ROR_2_PJM_ROM | PJM_ROR | PJM_ROM | 2020 | B20 | 935 | 0 | 8000 | 4245.57 | 0 | 4976.56 | 0 | 0 | 0 | 0 | 0 | 0 | 0 | 0
PJM_ROR_2_PJM_ROM | PJM_ROR | PJM_ROM | 2025 | B1 | 10 | 0 | 8000 | 2916.97 | 0 | 853.48 | 0 | 0 | 0 | 0 | 0 | 0 | 0 | 0
PJM_ROR_2_PJM_ROM | PJM_ROR | PJM_ROM | 2025 | B2 | 25 | 0 | 8000 | 438.08 | 0 | 0 | 0 | 0 | 0 | 0 | 0 | 0 | 0 | 0
PJM_ROR_2_PJM_ROM | PJM_ROR | PJM_ROM | 2025 | B3 | 75 | 0 | 8000 | 0 | 0 | 0 | 0 | 0 | 0 | 0 | 0 | 0 | 0 | 0
PJM_ROR_2_PJM_ROM | PJM_ROR | PJM_ROM | 2025 | B4 | 100 | 0 | 8000 | 0 | 0 | 0 | 0 | 0 | 0 | 0 | 0 | 0 | 0 | 0
PJM_ROR_2_PJM_ROM | PJM_ROR | PJM_ROM | 2025 | B5 | 200 | 0 | 8000 | 0 | 0 | 0 | 0 | 0 | 0 | 0 | 0 | 0 | 0 | 0
PJM_ROR_2_PJM_ROM | PJM_ROR | PJM_ROM | 2025 | B6 | 300 | 0 | 8000 | 0 | 0 | 0 | 0 | 0 | 0 | 0 | 0 | 0 | 0 | 0
PJM_ROR_2_PJM_ROM | PJM_ROR | PJM_ROM | 2025 | B7 | 400 | 0 | 8000 | 0 | 0 | 0 | 0 | 0 | 0 | 0 | 0 | 0 | 0 | 0
PJM_ROR_2_PJM_ROM | PJM_ROR | PJM_ROM | 2025 | B8 | 500 | 0 | 8000 | 0 | 0 | 0 | 0 | 0 | 0 | 0 | 0 | 0 | 0 | 0
PJM_ROR_2_PJM_ROM | PJM_ROR | PJM_ROM | 2025 | B9 | 800 | 0 | 8000 | 1201.95 | 0 | 1784.96 | 0 | 0 | 0 | 0 | 0 | 0 | 0 | 0
PJM_ROR_2_PJM_ROM | PJM_ROR | PJM_ROM | 2025 | B10 | 1262 | 0 | 8000 | 2536.25 | 0 | 2768.64 | 0 | 0 | 0 | 0 | 0 | 0 | 0 | 0
PJM_ROR_2_PJM_ROM | PJM_ROR | PJM_ROM | 2025 | B11 | 25 | 0 | 8000 | 0 | 0 | 0 | 0 | 0 | 0 | 0 | 0 | 0 | 0 | 0
PJM_ROR_2_PJM_ROM | PJM_ROR | PJM_ROM | 2025 | B12 | 200 | 0 | 8000 | 0 | 0 | 0 | 0 | 0 | 0 | 0 | 0 | 0 | 0 | 0
PJM_ROR_2_PJM_ROM | PJM_ROR | PJM_ROM | 2025 | B13 | 600 | 0 | 8000 | 0 | 0 | 0 | 0 | 0 | 0 | 0 | 0 | 0 | 0 | 0
PJM_ROR_2_PJM_ROM | PJM_ROR | PJM_ROM | 2025 | B14 | 900 | 0 | 8000 | 0 | 0 | 0 | 0 | 0 | 0 | 0 | 0 | 0 | 0 | 0
PJM_ROR_2_PJM_ROM | PJM_ROR | PJM_ROM | 2025 | B15 | 1203 | 0 | 8000 | 1685.88 | 0 | 303.81 | 0 | 0 | 0 | 0 | 0 | 0 | 0 | 0
PJM_ROR_2_PJM_ROM | PJM_ROR | PJM_ROM | 2025 | B16 | 25 | 0 | 8000 | 0 | 0 | 0 | 0 | 0 | 0 | 0 | 0 | 0 | 0 | 0
PJM_ROR_2_PJM_ROM | PJM_ROR | PJM_ROM | 2025 | B17 | 100 | 0 | 8000 | 1290.77 | 0 | 0 | 0 | 0 | 0 | 0 | 0 | 0 | 0 | 0
PJM_ROR_2_PJM_ROM | PJM_ROR | PJM_ROM | 2025 | B18 | 400 | 0 | 8000 | 3535.18 | 0 | 2812.5 | 0 | 0 | 0 | 0 | 0 | 0 | 0 | 0
PJM_ROR_2_PJM_ROM | PJM_ROR | PJM_ROM | 2025 | B19 | 700 | 0 | 8000 | 3269.86 | 0 | 4014.35 | 0 | 0 | 0 | 0 | 0 | 0 | 0 | 0
PJM_ROR_2_PJM_ROM | PJM_ROR | PJM_ROM | 2025 | B20 | 935 | 0 | 8000 | 4247.58 | 0 | 6295.64 | 0 | 0 | 0 | 0 | 0 | 0 | 0 | 0
PJM_ROR_2_PJM_ROM | PJM_ROR | PJM_ROM | 2030 | B1 | 10 | 0 | 8000 | 4070.73 | 0 | 432.49 | 0 | 0 | 0 | 0 | 0 | 0 | 0 | 0
PJM_ROR_2_PJM_ROM | PJM_ROR | PJM_ROM | 2030 | B2 | 25 | 0 | 8000 | 2755.96 | 0 | 0 | 0 | 0 | 0 | 0 | 0 | 0 | 0 | 0
PJM_ROR_2_PJM_ROM | PJM_ROR | PJM_ROM | 2030 | B3 | 75 | 0 | 8000 | 0 | 0 | 0 | 0 | 0 | 0 | 0 | 0 | 0 | 0 | 0
PJM_ROR_2_PJM_ROM | PJM_ROR | PJM_ROM | 2030 | B4 | 100 | 0 | 8000 | 0 | 0 | 0 | 0 | 0 | 0 | 0 | 0 | 0 | 0 | 0
PJM_ROR_2_PJM_ROM | PJM_ROR | PJM_ROM | 2030 | B5 | 200 | 0 | 8000 | 0 | 0 | 0 | 0 | 0 | 0 | 0 | 0 | 0 | 0 | 0
PJM_ROR_2_PJM_ROM | PJM_ROR | PJM_ROM | 2030 | B6 | 300 | 0 | 8000 | 0 | 0 | 0 | 0 | 0 | 0 | 0 | 0 | 0 | 0 | 0
PJM_ROR_2_PJM_ROM | PJM_ROR | PJM_ROM | 2030 | B7 | 400 | 0 | 8000 | 0 | 0 | 0 | 0 | 0 | 0 | 0 | 0 | 0 | 0 | 0
PJM_ROR_2_PJM_ROM | PJM_ROR | PJM_ROM | 2030 | B8 | 500 | 0 | 8000 | 0 | 0 | 0 | 0 | 0 | 0 | 0 | 0 | 0 | 0 | 0
PJM_ROR_2_PJM_ROM | PJM_ROR | PJM_ROM | 2030 | B9 | 800 | 0 | 8000 | 0 | 0 | 0 | 0 | 0 | 0 | 0 | 0 | 0 | 0 | 0
PJM_ROR_2_PJM_ROM | PJM_ROR | PJM_ROM | 2030 | B10 | 1262 | 0 | 8000 | 3083.12 | 0 | 2143.44 | 0 | 0 | 0 | 0 | 0 | 0 | 0 | 0
PJM_ROR_2_PJM_ROM | PJM_ROR | PJM_ROM | 2030 | B11 | 25 | 0 | 8000 | 0 | 0 | 0 | 0 | 0 | 0 | 0 | 0 | 0 | 0 | 0
PJM_ROR_2_PJM_ROM | PJM_ROR | PJM_ROM | 2030 | B12 | 200 | 0 | 8000 | 0 | 0 | 0 | 0 | 0 | 0 | 0 | 0 | 0 | 0 | 0
PJM_ROR_2_PJM_ROM | PJM_ROR | PJM_ROM | 2030 | B13 | 600 | 0 | 8000 | 0 | 0 | 0 | 0 | 0 | 0 | 0 | 0 | 0 | 0 | 0
PJM_ROR_2_PJM_ROM | PJM_ROR | PJM_ROM | 2030 | B14 | 900 | 0 | 8000 | 0 | 0 | 0 | 0 | 0 | 0 | 0 | 0 | 0 | 0 | 0
PJM_ROR_2_PJM_ROM | PJM_ROR | PJM_ROM | 2030 | B15 | 1203 | 0 | 8000 | 0 | 0 | 0 | 0 | 0 | 0 | 0 | 0 | 0 | 0 | 0
PJM_ROR_2_PJM_ROM | PJM_ROR | PJM_ROM | 2030 | B16 | 25 | 0 | 8000 | 0 | 0 | 0 | 0 | 0 | 0 | 0 | 0 | 0 | 0 | 0
PJM_ROR_2_PJM_ROM | PJM_ROR | PJM_ROM | 2030 | B17 | 100 | 0 | 8000 | 0 | 0 | 0 | 0 | 0 | 0 | 0 | 0 | 0 | 0 | 0
PJM_ROR_2_PJM_ROM | PJM_ROR | PJM_ROM | 2030 | B18 | 400 | 0 | 8000 | 2098.9 | 0 | 1496.73 | 0 | 0 | 0 | 0 | 0 | 0 | 0 | 0
PJM_ROR_2_PJM_ROM | PJM_ROR | PJM_ROM | 2030 | B19 | 700 | 0 | 8000 | 2013.81 | 0 | 1515.96 | 0 | 0 | 0 | 0 | 0 | 0 | 0 | 0
PJM_ROR_2_PJM_ROM | PJM_ROR | PJM_ROM | 2030 | B20 | 935 | 0 | 8000 | 3381.3 | 0 | 5316.88 | 0 | 0 | 0 | 0 | 0 | 0 | 0 | 0
PJM_ROR_2_PJM_ROM | PJM_ROR | PJM_ROM | 2035 | B1 | 10 | 0 | 8000 | 5266.76 | 0 | 0 | 0 | 0 | 0 | 0 | 0 | 0 | 0 | 0
PJM_ROR_2_PJM_ROM | PJM_ROR | PJM_ROM | 2035 | B2 | 25 | 0 | 8000 | 4409.02 | 0 | 0 | 0 | 0 | 0 | 0 | 0 | 0 | 0 | 0
PJM_ROR_2_PJM_ROM | PJM_ROR | PJM_ROM | 2035 | B3 | 75 | 0 | 8000 | 0 | 0 | 0 | 0 | 0 | 0 | 0 | 0 | 0 | 0 | 0
PJM_ROR_2_PJM_ROM | PJM_ROR | PJM_ROM | 2035 | B4 | 100 | 0 | 8000 | 0 | 0 | 0 | 0 | 0 | 0 | 0 | 0 | 0 | 0 | 0
PJM_ROR_2_PJM_ROM | PJM_ROR | PJM_ROM | 2035 | B5 | 200 | 0 | 8000 | 0 | 0 | 0 | 0 | 0 | 0 | 0 | 0 | 0 | 0 | 0
PJM_ROR_2_PJM_ROM | PJM_ROR | PJM_ROM | 2035 | B6 | 300 | 0 | 8000 | 0 | 0 | 0 | 0 | 0 | 0 | 0 | 0 | 0 | 0 | 0
PJM_ROR_2_PJM_ROM | PJM_ROR | PJM_ROM | 2035 | B7 | 400 | 0 | 8000 | 138.54 | 0 | 0 | 0 | 0 | 0 | 0 | 0 | 0 | 0 | 0
PJM_ROR_2_PJM_ROM | PJM_ROR | PJM_ROM | 2035 | B8 | 500 | 0 | 8000 | 654.5 | 0 | 0 | 0 | 0 | 0 | 0 | 0 | 0 | 0 | 0
PJM_ROR_2_PJM_ROM | PJM_ROR | PJM_ROM | 2035 | B9 | 800 | 0 | 8000 | 3296.69 | 0 | 0 | 0 | 0 | 0 | 0 | 0 | 0 | 0 | 0
PJM_ROR_2_PJM_ROM | PJM_ROR | PJM_ROM | 2035 | B10 | 1262 | 0 | 8000 | 0 | 0 | 0 | 0 | 0 | 0 | 0 | 0 | 0 | 0 | 0
PJM_ROR_2_PJM_ROM | PJM_ROR | PJM_ROM | 2035 | B11 | 25 | 0 | 8000 | 0 | 0 | 0 | 0 | 0 | 0 | 0 | 0 | 0 | 0 | 0
PJM_ROR_2_PJM_ROM | PJM_ROR | PJM_ROM | 2035 | B12 | 200 | 0 | 8000 | 0 | 0 | 0 | 0 | 0 | 0 | 0 | 0 | 0 | 0 | 0
PJM_ROR_2_PJM_ROM | PJM_ROR | PJM_ROM | 2035 | B13 | 600 | 0 | 8000 | 0 | 0 | 0 | 0 | 0 | 0 | 0 | 0 | 0 | 0 | 0
PJM_ROR_2_PJM_ROM | PJM_ROR | PJM_ROM | 2035 | B14 | 900 | 0 | 8000 | 0 | 0 | 0 | 0 | 0 | 0 | 0 | 0 | 0 | 0 | 0
PJM_ROR_2_PJM_ROM | PJM_ROR | PJM_ROM | 2035 | B15 | 1203 | 0 | 8000 | 396.79 | 0 | 0 | 0 | 0 | 0 | 0 | 0 | 0 | 0 | 0
PJM_ROR_2_PJM_ROM | PJM_ROR | PJM_ROM | 2035 | B16 | 25 | 0 | 8000 | 0 | 0 | 0 | 0 | 0 | 0 | 0 | 0 | 0 | 0 | 0
PJM_ROR_2_PJM_ROM | PJM_ROR | PJM_ROM | 2035 | B17 | 100 | 0 | 8000 | 1127.29 | 0 | 0 | 0 | 0 | 0 | 0 | 0 | 0 | 0 | 0
PJM_ROR_2_PJM_ROM | PJM_ROR | PJM_ROM | 2035 | B18 | 400 | 0 | 8000 | 2041.16 | 0 | 0 | 0 | 0 | 0 | 0 | 0 | 0 | 0 | 0
PJM_ROR_2_PJM_ROM | PJM_ROR | PJM_ROM | 2035 | B19 | 700 | 0 | 8000 | 3027.88 | 0 | 0 | 0 | 0 | 0 | 0 | 0 | 0 | 0 | 0
PJM_ROR_2_PJM_ROM | PJM_ROR | PJM_ROM | 2035 | B20 | 935 | 0 | 8000 | 4241.07 | 0 | 2666.5 | 0 | 0 | 0 | 0 | 0 | 0 | 0 | 0
PJM_ROR_2_PJM_ROM | PJM_ROR | PJM_ROM | 2040 | B1 | 10 | 0 | 8000 | 0 | 0 | 0 | 0 | 0 | 0 | 0 | 0 | 0 | 0 | 0
PJM_ROR_2_PJM_ROM | PJM_ROR | PJM_ROM | 2040 | B2 | 25 | 0 | 8000 | 0 | 0 | 0 | 0 | 0 | 0 | 0 | 0 | 0 | 0 | 0
PJM_ROR_2_PJM_ROM | PJM_ROR | PJM_ROM | 2040 | B3 | 75 | 0 | 8000 | 0 | 0 | 0 | 0 | 0 | 0 | 0 | 0 | 0 | 0 | 0
PJM_ROR_2_PJM_ROM | PJM_ROR | PJM_ROM | 2040 | B4 | 100 | 0 | 8000 | 0 | 0 | 0 | 0 | 0 | 0 | 0 | 0 | 0 | 0 | 0
PJM_ROR_2_PJM_ROM | PJM_ROR | PJM_ROM | 2040 | B5 | 200 | 0 | 8000 | 0 | 0 | 0 | 0 | 0 | 0 | 0 | 0 | 0 | 0 | 0
PJM_ROR_2_PJM_ROM | PJM_ROR | PJM_ROM | 2040 | B6 | 300 | 0 | 8000 | 0 | 0 | 0 | 0 | 0 | 0 | 0 | 0 | 0 | 0 | 0
PJM_ROR_2_PJM_ROM | PJM_ROR | PJM_ROM | 2040 | B7 | 400 | 0 | 8000 | 0 | 0 | 0 | 0 | 0 | 0 | 0 | 0 | 0 | 0 | 0
PJM_ROR_2_PJM_ROM | PJM_ROR | PJM_ROM | 2040 | B8 | 500 | 0 | 8000 | 0 | 0 | 0 | 0 | 0 | 0 | 0 | 0 | 0 | 0 | 0
PJM_ROR_2_PJM_ROM | PJM_ROR | PJM_ROM | 2040 | B9 | 800 | 0 | 8000 | 0 | 0 | 0 | 0 | 0 | 0 | 0 | 0 | 0 | 0 | 0
PJM_ROR_2_PJM_ROM | PJM_ROR | PJM_ROM | 2040 | B10 | 1262 | 0 | 8000 | 0 | 0 | 0 | 0 | 0 | 0 | 0 | 0 | 0 | 0 | 0
PJM_ROR_2_PJM_ROM | PJM_ROR | PJM_ROM | 2040 | B11 | 25 | 0 | 8000 | 0 | 0 | 0 | 0 | 0 | 0 | 0 | 0 | 0 | 0 | 0
PJM_ROR_2_PJM_ROM | PJM_ROR | PJM_ROM | 2040 | B12 | 200 | 0 | 8000 | 0 | 0 | 0 | 0 | 0 | 0 | 0 | 0 | 0 | 0 | 0
PJM_ROR_2_PJM_ROM | PJM_ROR | PJM_ROM | 2040 | B13 | 600 | 0 | 8000 | 0 | 0 | 0 | 0 | 0 | 0 | 0 | 0 | 0 | 0 | 0
PJM_ROR_2_PJM_ROM | PJM_ROR | PJM_ROM | 2040 | B14 | 900 | 0 | 8000 | 0 | 0 | 0 | 0 | 0 | 0 | 0 | 0 | 0 | 0 | 0
PJM_ROR_2_PJM_ROM | PJM_ROR | PJM_ROM | 2040 | B15 | 1203 | 0 | 8000 | 0 | 0 | 0 | 0 | 0 | 0 | 0 | 0 | 0 | 0 | 0
PJM_ROR_2_PJM_ROM | PJM_ROR | PJM_ROM | 2040 | B16 | 25 | 0 | 8000 | 0 | 0 | 0 | 0 | 0 | 0 | 0 | 0 | 0 | 0 | 0
PJM_ROR_2_PJM_ROM | PJM_ROR | PJM_ROM | 2040 | B17 | 100 | 0 | 8000 | 0 | 0 | 0 | 0 | 0 | 0 | 0 | 0 | 0 | 0 | 0
PJM_ROR_2_PJM_ROM | PJM_ROR | PJM_ROM | 2040 | B18 | 400 | 0 | 8000 | 0 | 0 | 0 | 0 | 0 | 0 | 0 | 0 | 0 | 0 | 0
PJM_ROR_2_PJM_ROM | PJM_ROR | PJM_ROM | 2040 | B19 | 700 | 0 | 8000 | 0 | 0 | 0 | 0 | 0 | 0 | 0 | 0 | 0 | 0 | 0
PJM_ROR_2_PJM_ROM | PJM_ROR | PJM_ROM | 2040 | B20 | 935 | 0 | 8000 | 0 | 0 | 0 | 0 | 0 | 0 | 0 | 0 | 0 | 0 | 0
PJM_ROR_2_PJM_ROM | PJM_ROR | PJM_ROM | 2045 | B1 | 10 | 0 | 8000 | 0 | 0 | 0 | 0 | 0 | 0 | 0 | 0 | 0 | 0 | 0
PJM_ROR_2_PJM_ROM | PJM_ROR | PJM_ROM | 2045 | B2 | 25 | 0 | 8000 | 0 | 0 | 0 | 0 | 0 | 0 | 0 | 0 | 0 | 0 | 0
PJM_ROR_2_PJM_ROM | PJM_ROR | PJM_ROM | 2045 | B3 | 75 | 0 | 8000 | 0 | 0 | 0 | 0 | 0 | 0 | 0 | 0 | 0 | 0 | 0
PJM_ROR_2_PJM_ROM | PJM_ROR | PJM_ROM | 2045 | B4 | 100 | 0 | 8000 | 0 | 0 | 0 | 0 | 0 | 0 | 0 | 0 | 0 | 0 | 0
PJM_ROR_2_PJM_ROM | PJM_ROR | PJM_ROM | 2045 | B5 | 200 | 0 | 8000 | 0 | 0 | 0 | 0 | 0 | 0 | 0 | 0 | 0 | 0 | 0
PJM_ROR_2_PJM_ROM | PJM_ROR | PJM_ROM | 2045 | B6 | 300 | 0 | 8000 | 0 | 0 | 0 | 0 | 0 | 0 | 0 | 0 | 0 | 0 | 0
PJM_ROR_2_PJM_ROM | PJM_ROR | PJM_ROM | 2045 | B7 | 400 | 0 | 8000 | 0 | 0 | 0 | 0 | 0 | 0 | 0 | 0 | 0 | 0 | 0
PJM_ROR_2_PJM_ROM | PJM_ROR | PJM_ROM | 2045 | B8 | 500 | 0 | 8000 | 0 | 0 | 0 | 0 | 0 | 0 | 0 | 0 | 0 | 0 | 0
PJM_ROR_2_PJM_ROM | PJM_ROR | PJM_ROM | 2045 | B9 | 800 | 0 | 8000 | 0 | 0 | 0 | 0 | 0 | 0 | 0 | 0 | 0 | 0 | 0
PJM_ROR_2_PJM_ROM | PJM_ROR | PJM_ROM | 2045 | B10 | 1262 | 0 | 8000 | 0 | 0 | 0 | 0 | 0 | 0 | 0 | 0 | 0 | 0 | 0
PJM_ROR_2_PJM_ROM | PJM_ROR | PJM_ROM | 2045 | B11 | 25 | 0 | 8000 | 0 | 0 | 0 | 0 | 0 | 0 | 0 | 0 | 0 | 0 | 0
PJM_ROR_2_PJM_ROM | PJM_ROR | PJM_ROM | 2045 | B12 | 200 | 0 | 8000 | 0 | 0 | 0 | 0 | 0 | 0 | 0 | 0 | 0 | 0 | 0
PJM_ROR_2_PJM_ROM | PJM_ROR | PJM_ROM | 2045 | B13 | 600 | 0 | 8000 | 0 | 0 | 0 | 0 | 0 | 0 | 0 | 0 | 0 | 0 | 0
PJM_ROR_2_PJM_ROM | PJM_ROR | PJM_ROM | 2045 | B14 | 900 | 0 | 8000 | 0 | 0 | 0 | 0 | 0 | 0 | 0 | 0 | 0 | 0 | 0
PJM_ROR_2_PJM_ROM | PJM_ROR | PJM_ROM | 2045 | B15 | 1203 | 0 | 8000 | 0 | 0 | 0 | 0 | 0 | 0 | 0 | 0 | 0 | 0 | 0
PJM_ROR_2_PJM_ROM | PJM_ROR | PJM_ROM | 2045 | B16 | 25 | 0 | 8000 | 0 | 0 | 0 | 0 | 0 | 0 | 0 | 0 | 0 | 0 | 0
PJM_ROR_2_PJM_ROM | PJM_ROR | PJM_ROM | 2045 | B17 | 100 | 0 | 8000 | 0 | 0 | 0 | 0 | 0 | 0 | 0 | 0 | 0 | 0 | 0
PJM_ROR_2_PJM_ROM | PJM_ROR | PJM_ROM | 2045 | B18 | 400 | 0 | 8000 | 0 | 0 | 0 | 0 | 0 | 0 | 0 | 0 | 0 | 0 | 0
PJM_ROR_2_PJM_ROM | PJM_ROR | PJM_ROM | 2045 | B19 | 700 | 0 | 8000 | 0 | 0 | 0 | 0 | 0 | 0 | 0 | 0 | 0 | 0 | 0
PJM_ROR_2_PJM_ROM | PJM_ROR | PJM_ROM | 2045 | B20 | 935 | 0 | 8000 | 0 | 0 | 0 | 0 | 0 | 0 | 0 | 0 | 0 | 0 | 0
PJM_ROR_2_PJM_ROM | PJM_ROR | PJM_ROM | 2050 | B1 | 10 | 0 | 8000 | 0 | 0 | 0 | 0 | 0 | 0 | 0 | 0 | 0 | 0 | 0
PJM_ROR_2_PJM_ROM | PJM_ROR | PJM_ROM | 2050 | B2 | 25 | 0 | 8000 | 0 | 0 | 0 | 0 | 0 | 0 | 0 | 0 | 0 | 0 | 0
PJM_ROR_2_PJM_ROM | PJM_ROR | PJM_ROM | 2050 | B3 | 75 | 0 | 8000 | 0 | 0 | 0 | 0 | 0 | 0 | 0 | 0 | 0 | 0 | 0
PJM_ROR_2_PJM_ROM | PJM_ROR | PJM_ROM | 2050 | B4 | 100 | 0 | 8000 | 0 | 0 | 0 | 0 | 0 | 0 | 0 | 0 | 0 | 0 | 0
PJM_ROR_2_PJM_ROM | PJM_ROR | PJM_ROM | 2050 | B5 | 200 | 0 | 8000 | 0 | 0 | 0 | 0 | 0 | 0 | 0 | 0 | 0 | 0 | 0
PJM_ROR_2_PJM_ROM | PJM_ROR | PJM_ROM | 2050 | B6 | 300 | 0 | 8000 | 0 | 0 | 0 | 0 | 0 | 0 | 0 | 0 | 0 | 0 | 0
PJM_ROR_2_PJM_ROM | PJM_ROR | PJM_ROM | 2050 | B7 | 400 | 0 | 8000 | 0 | 0 | 0 | 0 | 0 | 0 | 0 | 0 | 0 | 0 | 0
PJM_ROR_2_PJM_ROM | PJM_ROR | PJM_ROM | 2050 | B8 | 500 | 0 | 8000 | 0 | 0 | 0 | 0 | 0 | 0 | 0 | 0 | 0 | 0 | 0
PJM_ROR_2_PJM_ROM | PJM_ROR | PJM_ROM | 2050 | B9 | 800 | 0 | 8000 | 0 | 0 | 0 | 0 | 0 | 0 | 0 | 0 | 0 | 0 | 0
PJM_ROR_2_PJM_ROM | PJM_ROR | PJM_ROM | 2050 | B10 | 1262 | 0 | 8000 | 0 | 0 | 0 | 0 | 0 | 0 | 0 | 0 | 0 | 0 | 0
PJM_ROR_2_PJM_ROM | PJM_ROR | PJM_ROM | 2050 | B11 | 25 | 0 | 8000 | 0 | 0 | 0 | 0 | 0 | 0 | 0 | 0 | 0 | 0 | 0
PJM_ROR_2_PJM_ROM | PJM_ROR | PJM_ROM | 2050 | B12 | 200 | 0 | 8000 | 0 | 0 | 0 | 0 | 0 | 0 | 0 | 0 | 0 | 0 | 0
PJM_ROR_2_PJM_ROM | PJM_ROR | PJM_ROM | 2050 | B13 | 600 | 0 | 8000 | 0 | 0 | 0 | 0 | 0 | 0 | 0 | 0 | 0 | 0 | 0
PJM_ROR_2_PJM_ROM | PJM_ROR | PJM_ROM | 2050 | B14 | 900 | 0 | 8000 | 0 | 0 | 0 | 0 | 0 | 0 | 0 | 0 | 0 | 0 | 0
PJM_ROR_2_PJM_ROM | PJM_ROR | PJM_ROM | 2050 | B15 | 1203 | 0 | 8000 | 0 | 0 | 0 | 0 | 0 | 0 | 0 | 0 | 0 | 0 | 0
PJM_ROR_2_PJM_ROM | PJM_ROR | PJM_ROM | 2050 | B16 | 25 | 0 | 8000 | 0 | 0 | 0 | 0 | 0 | 0 | 0 | 0 | 0 | 0 | 0
PJM_ROR_2_PJM_ROM | PJM_ROR | PJM_ROM | 2050 | B17 | 100 | 0 | 8000 | 0 | 0 | 0 | 0 | 0 | 0 | 0 | 0 | 0 | 0 | 0
PJM_ROR_2_PJM_ROM | PJM_ROR | PJM_ROM | 2050 | B18 | 400 | 0 | 8000 | 0 | 0 | 0 | 0 | 0 | 0 | 0 | 0 | 0 | 0 | 0
PJM_ROR_2_PJM_ROM | PJM_ROR | PJM_ROM | 2050 | B19 | 700 | 0 | 8000 | 0 | 0 | 0 | 0 | 0 | 0 | 0 | 0 | 0 | 0 | 0
PJM_ROR_2_PJM_ROM | PJM_ROR | PJM_ROM | 2050 | B20 | 935 | 0 | 8000 | 0 | 0 | 0 | 0 | 0 | 0 | 0 | 0 | 0 | 0 | 0
PJM_ROR_2_TVA_Transmission | PJM_ROR | TVA_Transmission | 2015 | B1 | 10 | 0 | 2500 | 1069.61 | 0 | 1018.58 | 0 | 0 | 0 | 0 | 0 | 0 | 0 | 0
PJM_ROR_2_TVA_Transmission | PJM_ROR | TVA_Transmission | 2015 | B2 | 25 | 0 | 2500 | 798.41 | 0 | 0 | 0 | 0 | 0 | 0 | 0 | 0 | 0 | 0
PJM_ROR_2_TVA_Transmission | PJM_ROR | TVA_Transmission | 2015 | B3 | 75 | 0 | 2500 | 1308.67 | 0 | 1210.78 | 0 | 0 | 0 | 0 | 0 | 0 | 0 | 0
PJM_ROR_2_TVA_Transmission | PJM_ROR | TVA_Transmission | 2015 | B4 | 100 | 0 | 2500 | 481.36 | 0 | 178.67 | 0 | 0 | 0 | 0 | 0 | 0 | 0 | 0
PJM_ROR_2_TVA_Transmission | PJM_ROR | TVA_Transmission | 2015 | B5 | 200 | 0 | 2500 | 0 | 0 | 0 | 0 | 0 | 0 | 0 | 0 | 0 | 0 | 0
PJM_ROR_2_TVA_Transmission | PJM_ROR | TVA_Transmission | 2015 | B6 | 300 | 0 | 2500 | 0 | 0 | 0 | 0 | 0 | 0 | 0 | 0 | 0 | 0 | 0
PJM_ROR_2_TVA_Transmission | PJM_ROR | TVA_Transmission | 2015 | B7 | 400 | 0 | 2500 | 0 | 0 | 0 | 0 | 0 | 0 | 0 | 0 | 0 | 0 | 0
PJM_ROR_2_TVA_Transmission | PJM_ROR | TVA_Transmission | 2015 | B8 | 500 | 0 | 2500 | 0 | 0 | 0 | 0 | 0 | 0 | 0 | 0 | 0 | 0 | 0
PJM_ROR_2_TVA_Transmission | PJM_ROR | TVA_Transmission | 2015 | B9 | 800 | 0 | 2500 | 0 | 0 | 0 | 0 | 0 | 0 | 0 | 0 | 0 | 0 | 0
PJM_ROR_2_TVA_Transmission | PJM_ROR | TVA_Transmission | 2015 | B10 | 1262 | 0 | 2500 | 0 | 0 | 0 | 0 | 0 | 0 | 0 | 0 | 0 | 0 | 0
PJM_ROR_2_TVA_Transmission | PJM_ROR | TVA_Transmission | 2015 | B11 | 25 | 0 | 2500 | 631.99 | 0 | 705.82 | 0 | 0 | 0 | 0 | 0 | 0 | 0 | 0
PJM_ROR_2_TVA_Transmission | PJM_ROR | TVA_Transmission | 2015 | B12 | 200 | 0 | 2500 | 0 | 0 | 0 | 0 | 0 | 0 | 0 | 0 | 0 | 0 | 0
PJM_ROR_2_TVA_Transmission | PJM_ROR | TVA_Transmission | 2015 | B13 | 600 | 0 | 2500 | 0 | 0 | 0 | 0 | 0 | 0 | 0 | 0 | 0 | 0 | 0
PJM_ROR_2_TVA_Transmission | PJM_ROR | TVA_Transmission | 2015 | B14 | 900 | 0 | 2500 | 0 | 0 | 0 | 0 | 0 | 0 | 0 | 0 | 0 | 0 | 0
PJM_ROR_2_TVA_Transmission | PJM_ROR | TVA_Transmission | 2015 | B15 | 1203 | 0 | 2500 | 0 | 0 | 0 | 0 | 0 | 0 | 0 | 0 | 0 | 0 | 0
PJM_ROR_2_TVA_Transmission | PJM_ROR | TVA_Transmission | 2015 | B16 | 25 | 0 | 2500 | 18.16 | 0 | 36.7 | 0 | 0 | 0 | 0 | 0 | 0 | 0 | 0
PJM_ROR_2_TVA_Transmission | PJM_ROR | TVA_Transmission | 2015 | B17 | 100 | 0 | 2500 | 0 | 0 | 0 | 0 | 0 | 0 | 0 | 0 | 0 | 0 | 0
PJM_ROR_2_TVA_Transmission | PJM_ROR | TVA_Transmission | 2015 | B18 | 400 | 0 | 2500 | 0 | 0 | 0 | 0 | 0 | 0 | 0 | 0 | 0 | 0 | 0
PJM_ROR_2_TVA_Transmission | PJM_ROR | TVA_Transmission | 2015 | B19 | 700 | 0 | 2500 | 0 | 0 | 0 | 0 | 0 | 0 | 0 | 0 | 0 | 0 | 0
PJM_ROR_2_TVA_Transmission | PJM_ROR | TVA_Transmission | 2015 | B20 | 935 | 0 | 2500 | 0 | 0 | 0 | 0 | 0 | 0 | 0 | 0 | 0 | 0 | 0
PJM_ROR_2_TVA_Transmission | PJM_ROR | TVA_Transmission | 2020 | B1 | 10 | 0 | 2500 | 758.53 | 0 | 1442.38 | 0 | 0 | 0 | 0 | 0 | 0 | 0 | 0
PJM_ROR_2_TVA_Transmission | PJM_ROR | TVA_Transmission | 2020 | B2 | 25 | 0 | 2500 | 1859.27 | 0 | 940.17 | 0 | 0 | 0 | 0 | 0 | 0 | 0 | 0
PJM_ROR_2_TVA_Transmission | PJM_ROR | TVA_Transmission | 2020 | B3 | 75 | 0 | 2500 | 999.44 | 0 | 307.53 | 0 | 0 | 0 | 0 | 0 | 0 | 0 | 0
PJM_ROR_2_TVA_Transmission | PJM_ROR | TVA_Transmission | 2020 | B4 | 100 | 0 | 2500 | 310.99 | 0 | 514.84 | 0 | 0 | 0 | 0 | 0 | 0 | 0 | 0
PJM_ROR_2_TVA_Transmission | PJM_ROR | TVA_Transmission | 2020 | B5 | 200 | 0 | 2500 | 0 | 0 | 0 | 0 | 0 | 0 | 0 | 0 | 0 | 0 | 0
PJM_ROR_2_TVA_Transmission | PJM_ROR | TVA_Transmission | 2020 | B6 | 300 | 0 | 2500 | 0 | 0 | 0 | 0 | 0 | 0 | 0 | 0 | 0 | 0 | 0
PJM_ROR_2_TVA_Transmission | PJM_ROR | TVA_Transmission | 2020 | B7 | 400 | 0 | 2500 | 0 | 0 | 0 | 0 | 0 | 0 | 0 | 0 | 0 | 0 | 0
PJM_ROR_2_TVA_Transmission | PJM_ROR | TVA_Transmission | 2020 | B8 | 500 | 0 | 2500 | 0 | 0 | 0 | 0 | 0 | 0 | 0 | 0 | 0 | 0 | 0
PJM_ROR_2_TVA_Transmission | PJM_ROR | TVA_Transmission | 2020 | B9 | 800 | 0 | 2500 | 0 | 0 | 0 | 0 | 0 | 0 | 0 | 0 | 0 | 0 | 0
PJM_ROR_2_TVA_Transmission | PJM_ROR | TVA_Transmission | 2020 | B10 | 1262 | 0 | 2500 | 0 | 0 | 0 | 0 | 0 | 0 | 0 | 0 | 0 | 0 | 0
PJM_ROR_2_TVA_Transmission | PJM_ROR | TVA_Transmission | 2020 | B11 | 25 | 0 | 2500 | 69.7 | 0 | 0 | 0 | 0 | 0 | 0 | 0 | 0 | 0 | 0
PJM_ROR_2_TVA_Transmission | PJM_ROR | TVA_Transmission | 2020 | B12 | 200 | 0 | 2500 | 0 | 0 | 0 | 0 | 0 | 0 | 0 | 0 | 0 | 0 | 0
PJM_ROR_2_TVA_Transmission | PJM_ROR | TVA_Transmission | 2020 | B13 | 600 | 0 | 2500 | 0 | 0 | 0 | 0 | 0 | 0 | 0 | 0 | 0 | 0 | 0
PJM_ROR_2_TVA_Transmission | PJM_ROR | TVA_Transmission | 2020 | B14 | 900 | 0 | 2500 | 0 | 0 | 0 | 0 | 0 | 0 | 0 | 0 | 0 | 0 | 0
PJM_ROR_2_TVA_Transmission | PJM_ROR | TVA_Transmission | 2020 | B15 | 1203 | 0 | 2500 | 0 | 0 | 0 | 0 | 0 | 0 | 0 | 0 | 0 | 0 | 0
PJM_ROR_2_TVA_Transmission | PJM_ROR | TVA_Transmission | 2020 | B16 | 25 | 0 | 2500 | 0 | 0 | 0 | 0 | 0 | 0 | 0 | 0 | 0 | 0 | 0
PJM_ROR_2_TVA_Transmission | PJM_ROR | TVA_Transmission | 2020 | B17 | 100 | 0 | 2500 | 0 | 0 | 0 | 0 | 0 | 0 | 0 | 0 | 0 | 0 | 0
PJM_ROR_2_TVA_Transmission | PJM_ROR | TVA_Transmission | 2020 | B18 | 400 | 0 | 2500 | 0 | 0 | 0 | 0 | 0 | 0 | 0 | 0 | 0 | 0 | 0
PJM_ROR_2_TVA_Transmission | PJM_ROR | TVA_Transmission | 2020 | B19 | 700 | 0 | 2500 | 0 | 0 | 0 | 0 | 0 | 0 | 0 | 0 | 0 | 0 | 0
PJM_ROR_2_TVA_Transmission | PJM_ROR | TVA_Transmission | 2020 | B20 | 935 | 0 | 2500 | 0 | 0 | 0 | 0 | 0 | 0 | 0 | 0 | 0 | 0 | 0
PJM_ROR_2_TVA_Transmission | PJM_ROR | TVA_Transmission | 2025 | B1 | 10 | 0 | 2500 | 0 | 0 | 1404.97 | 0 | 0 | 0 | 0 | 0 | 0 | 0 | 0
PJM_ROR_2_TVA_Transmission | PJM_ROR | TVA_Transmission | 2025 | B2 | 25 | 0 | 2500 | 1975.97 | 0 | 1406.02 | 0 | 0 | 0 | 0 | 0 | 0 | 0 | 0
PJM_ROR_2_TVA_Transmission | PJM_ROR | TVA_Transmission | 2025 | B3 | 75 | 0 | 2500 | 1458.99 | 0 | 1293.64 | 0 | 0 | 0 | 0 | 0 | 0 | 0 | 0
PJM_ROR_2_TVA_Transmission | PJM_ROR | TVA_Transmission | 2025 | B4 | 100 | 0 | 2500 | 671.22 | 0 | 1485.09 | 0 | 0 | 0 | 0 | 0 | 0 | 0 | 0
PJM_ROR_2_TVA_Transmission | PJM_ROR | TVA_Transmission | 2025 | B5 | 200 | 0 | 2500 | 34.51 | 0 | 0 | 0 | 0 | 0 | 0 | 0 | 0 | 0 | 0
PJM_ROR_2_TVA_Transmission | PJM_ROR | TVA_Transmission | 2025 | B6 | 300 | 0 | 2500 | 0 | 0 | 0 | 0 | 0 | 0 | 0 | 0 | 0 | 0 | 0
PJM_ROR_2_TVA_Transmission | PJM_ROR | TVA_Transmission | 2025 | B7 | 400 | 0 | 2500 | 0 | 0 | 0 | 0 | 0 | 0 | 0 | 0 | 0 | 0 | 0
PJM_ROR_2_TVA_Transmission | PJM_ROR | TVA_Transmission | 2025 | B8 | 500 | 0 | 2500 | 0 | 0 | 0 | 0 | 0 | 0 | 0 | 0 | 0 | 0 | 0
PJM_ROR_2_TVA_Transmission | PJM_ROR | TVA_Transmission | 2025 | B9 | 800 | 0 | 2500 | 0 | 0 | 0 | 0 | 0 | 0 | 0 | 0 | 0 | 0 | 0
PJM_ROR_2_TVA_Transmission | PJM_ROR | TVA_Transmission | 2025 | B10 | 1262 | 0 | 2500 | 0 | 0 | 0 | 0 | 0 | 0 | 0 | 0 | 0 | 0 | 0
PJM_ROR_2_TVA_Transmission | PJM_ROR | TVA_Transmission | 2025 | B11 | 25 | 0 | 2500 | 780.03 | 0 | 0 | 0 | 0 | 0 | 0 | 0 | 0 | 0 | 0
PJM_ROR_2_TVA_Transmission | PJM_ROR | TVA_Transmission | 2025 | B12 | 200 | 0 | 2500 | 0 | 0 | 0 | 0 | 0 | 0 | 0 | 0 | 0 | 0 | 0
PJM_ROR_2_TVA_Transmission | PJM_ROR | TVA_Transmission | 2025 | B13 | 600 | 0 | 2500 | 0 | 0 | 0 | 0 | 0 | 0 | 0 | 0 | 0 | 0 | 0
PJM_ROR_2_TVA_Transmission | PJM_ROR | TVA_Transmission | 2025 | B14 | 900 | 0 | 2500 | 0 | 0 | 0 | 0 | 0 | 0 | 0 | 0 | 0 | 0 | 0
PJM_ROR_2_TVA_Transmission | PJM_ROR | TVA_Transmission | 2025 | B15 | 1203 | 0 | 2500 | 0 | 0 | 0 | 0 | 0 | 0 | 0 | 0 | 0 | 0 | 0
PJM_ROR_2_TVA_Transmission | PJM_ROR | TVA_Transmission | 2025 | B16 | 25 | 0 | 2500 | 0 | 0 | 0 | 0 | 0 | 0 | 0 | 0 | 0 | 0 | 0
PJM_ROR_2_TVA_Transmission | PJM_ROR | TVA_Transmission | 2025 | B17 | 100 | 0 | 2500 | 0 | 0 | 0 | 0 | 0 | 0 | 0 | 0 | 0 | 0 | 0
PJM_ROR_2_TVA_Transmission | PJM_ROR | TVA_Transmission | 2025 | B18 | 400 | 0 | 2500 | 0 | 0 | 0 | 0 | 0 | 0 | 0 | 0 | 0 | 0 | 0
PJM_ROR_2_TVA_Transmission | PJM_ROR | TVA_Transmission | 2025 | B19 | 700 | 0 | 2500 | 0 | 0 | 0 | 0 | 0 | 0 | 0 | 0 | 0 | 0 | 0
PJM_ROR_2_TVA_Transmission | PJM_ROR | TVA_Transmission | 2025 | B20 | 935 | 0 | 2500 | 947.21 | 0 | 0 | 0 | 0 | 0 | 0 | 0 | 0 | 0 | 0
PJM_ROR_2_TVA_Transmission | PJM_ROR | TVA_Transmission | 2030 | B1 | 10 | 0 | 2500 | 0 | 0 | 0 | 0 | 0 | 0 | 0 | 0 | 0 | 0 | 0
PJM_ROR_2_TVA_Transmission | PJM_ROR | TVA_Transmission | 2030 | B2 | 25 | 0 | 2500 | 1786.43 | 0 | 2500 | 0 | 93.75 | 0 | 0 | 0.01187 | 0 | 0 | 0
PJM_ROR_2_TVA_Transmission | PJM_ROR | TVA_Transmission | 2030 | B3 | 75 | 0 | 2500 | 826.09 | 0 | 797.84 | 0 | 0 | 0 | 0 | 0 | 0 | 0 | 0
PJM_ROR_2_TVA_Transmission | PJM_ROR | TVA_Transmission | 2030 | B4 | 100 | 0 | 2500 | 0 | 0 | 0 | 0 | 0 | 0 | 0 | 0 | 0 | 0 | 0
PJM_ROR_2_TVA_Transmission | PJM_ROR | TVA_Transmission | 2030 | B5 | 200 | 0 | 2500 | 242.95 | 0 | 242.95 | 0 | 0 | 0 | 0 | 0 | 0 | 0 | 0
PJM_ROR_2_TVA_Transmission | PJM_ROR | TVA_Transmission | 2030 | B6 | 300 | 0 | 2500 | 0 | 0 | 0 | 0 | 0 | 0 | 0 | 0 | 0 | 0 | 0
PJM_ROR_2_TVA_Transmission | PJM_ROR | TVA_Transmission | 2030 | B7 | 400 | 0 | 2500 | 0 | 0 | 0 | 0 | 0 | 0 | 0 | 0 | 0 | 0 | 0
PJM_ROR_2_TVA_Transmission | PJM_ROR | TVA_Transmission | 2030 | B8 | 500 | 0 | 2500 | 0 | 0 | 0 | 0 | 0 | 0 | 0 | 0 | 0 | 0 | 0
PJM_ROR_2_TVA_Transmission | PJM_ROR | TVA_Transmission | 2030 | B9 | 800 | 0 | 2500 | 0 | 0 | 0 | 0 | 0 | 0 | 0 | 0 | 0 | 0 | 0
PJM_ROR_2_TVA_Transmission | PJM_ROR | TVA_Transmission | 2030 | B10 | 1262 | 0 | 2500 | 0 | 0 | 0 | 0 | 0 | 0 | 0 | 0 | 0 | 0 | 0
PJM_ROR_2_TVA_Transmission | PJM_ROR | TVA_Transmission | 2030 | B11 | 25 | 0 | 2500 | 0 | 0 | 435.33 | 0 | 0 | 0 | 0 | 0 | 0 | 0 | 0
PJM_ROR_2_TVA_Transmission | PJM_ROR | TVA_Transmission | 2030 | B12 | 200 | 0 | 2500 | 0 | 0 | 0 | 0 | 0 | 0 | 0 | 0 | 0 | 0 | 0
PJM_ROR_2_TVA_Transmission | PJM_ROR | TVA_Transmission | 2030 | B13 | 600 | 0 | 2500 | 0 | 0 | 0 | 0 | 0 | 0 | 0 | 0 | 0 | 0 | 0
PJM_ROR_2_TVA_Transmission | PJM_ROR | TVA_Transmission | 2030 | B14 | 900 | 0 | 2500 | 0 | 0 | 0 | 0 | 0 | 0 | 0 | 0 | 0 | 0 | 0
PJM_ROR_2_TVA_Transmission | PJM_ROR | TVA_Transmission | 2030 | B15 | 1203 | 0 | 2500 | 254.48 | 0 | 346.37 | 0 | 0 | 0 | 0 | 0 | 0 | 0 | 0
PJM_ROR_2_TVA_Transmission | PJM_ROR | TVA_Transmission | 2030 | B16 | 25 | 0 | 2500 | 330.89 | 0 | 0 | 0 | 0 | 0 | 0 | 0 | 0 | 0 | 0
PJM_ROR_2_TVA_Transmission | PJM_ROR | TVA_Transmission | 2030 | B17 | 100 | 0 | 2500 | 0 | 0 | 0 | 0 | 0 | 0 | 0 | 0 | 0 | 0 | 0
PJM_ROR_2_TVA_Transmission | PJM_ROR | TVA_Transmission | 2030 | B18 | 400 | 0 | 2500 | 0 | 0 | 0 | 0 | 0 | 0 | 0 | 0 | 0 | 0 | 0
PJM_ROR_2_TVA_Transmission | PJM_ROR | TVA_Transmission | 2030 | B19 | 700 | 0 | 2500 | 0 | 0 | 0 | 0 | 0 | 0 | 0 | 0 | 0 | 0 | 0
PJM_ROR_2_TVA_Transmission | PJM_ROR | TVA_Transmission | 2030 | B20 | 935 | 0 | 2500 | 1273.4 | 0 | 0 | 0 | 0 | 0 | 0 | 0 | 0 | 0 | 0
PJM_ROR_2_TVA_Transmission | PJM_ROR | TVA_Transmission | 2035 | B1 | 10 | 0 | 2500 | 0 | 0 | 0 | 0 | 0 | 0 | 0 | 0 | 0 | 0 | 0.005935
PJM_ROR_2_TVA_Transmission | PJM_ROR | TVA_Transmission | 2035 | B2 | 25 | 0 | 2500 | 2500 | 0 | 2500 | 0 | 0 | 0.02374 | 0 | 0.14244 | 0.02374 | 0 | 0.005935
PJM_ROR_2_TVA_Transmission | PJM_ROR | TVA_Transmission | 2035 | B3 | 75 | 0 | 2500 | 1220.51 | 0 | 991.51 | 0 | 0 | 0 | 0 | 0 | 0 | 0 | 0.005935
PJM_ROR_2_TVA_Transmission | PJM_ROR | TVA_Transmission | 2035 | B4 | 100 | 0 | 2500 | 638.61 | 0 | 2340.91 | 0 | 0 | 0 | 0 | 0 | 0 | 0 | 0.005935
PJM_ROR_2_TVA_Transmission | PJM_ROR | TVA_Transmission | 2035 | B5 | 200 | 0 | 2500 | 1935.38 | 0 | 450.7 | 0 | 0 | 0 | 0 | 0 | 0 | 0 | 0.005935
PJM_ROR_2_TVA_Transmission | PJM_ROR | TVA_Transmission | 2035 | B6 | 300 | 0 | 2500 | 0 | 0 | 0 | 0 | 0 | 0 | 0 | 0 | 0 | 0 | 0.005935
PJM_ROR_2_TVA_Transmission | PJM_ROR | TVA_Transmission | 2035 | B7 | 400 | 0 | 2500 | 0 | 0 | 0 | 0 | 0 | 0 | 0 | 0 | 0 | 0 | 0.005935
PJM_ROR_2_TVA_Transmission | PJM_ROR | TVA_Transmission | 2035 | B8 | 500 | 0 | 2500 | 0 | 0 | 0 | 0 | 0 | 0 | 0 | 0 | 0 | 0 | 0.005935
PJM_ROR_2_TVA_Transmission | PJM_ROR | TVA_Transmission | 2035 | B9 | 800 | 0 | 2500 | 488.66 | 0 | 287.91 | 0 | 0 | 0 | 0 | 0 | 0 | 0 | 0.005935
PJM_ROR_2_TVA_Transmission | PJM_ROR | TVA_Transmission | 2035 | B10 | 1262 | 0 | 2500 | 0 | 0 | 0 | 0 | 0 | 0 | 0 | 0 | 0 | 0 | 0.005935
PJM_ROR_2_TVA_Transmission | PJM_ROR | TVA_Transmission | 2035 | B11 | 25 | 0 | 2500 | 742.81 | 0 | 0 | 0 | 0 | 0 | 0 | 0 | 0 | 0 | 0.005935
PJM_ROR_2_TVA_Transmission | PJM_ROR | TVA_Transmission | 2035 | B12 | 200 | 0 | 2500 | 0 | 0 | 0 | 0 | 0 | 0 | 0 | 0 | 0 | 0 | 0.005935
PJM_ROR_2_TVA_Transmission | PJM_ROR | TVA_Transmission | 2035 | B13 | 600 | 0 | 2500 | 0 | 0 | 0 | 0 | 0 | 0 | 0 | 0 | 0 | 0 | 0.005935
PJM_ROR_2_TVA_Transmission | PJM_ROR | TVA_Transmission | 2035 | B14 | 900 | 0 | 2500 | 0 | 0 | 0 | 0 | 0 | 0 | 0 | 0 | 0 | 0 | 0.005935
PJM_ROR_2_TVA_Transmission | PJM_ROR | TVA_Transmission | 2035 | B15 | 1203 | 0 | 2500 | 553.02 | 0 | 916.85 | 0 | 0 | 0 | 0 | 0 | 0 | 0 | 0.005935
PJM_ROR_2_TVA_Transmission | PJM_ROR | TVA_Transmission | 2035 | B16 | 25 | 0 | 2500 | 0 | 0 | 0 | 0 | 0 | 0 | 0 | 0 | 0 | 0 | 0.005935
PJM_ROR_2_TVA_Transmission | PJM_ROR | TVA_Transmission | 2035 | B17 | 100 | 0 | 2500 | 0 | 0 | 0 | 0 | 0 | 0 | 0 | 0 | 0 | 0 | 0.005935
PJM_ROR_2_TVA_Transmission | PJM_ROR | TVA_Transmission | 2035 | B18 | 400 | 0 | 2500 | 0 | 0 | 0 | 0 | 0 | 0 | 0 | 0 | 0 | 0 | 0.005935
PJM_ROR_2_TVA_Transmission | PJM_ROR | TVA_Transmission | 2035 | B19 | 700 | 0 | 2500 | 0 | 0 | 0 | 0 | 0 | 0 | 0 | 0 | 0 | 0 | 0.005935
PJM_ROR_2_TVA_Transmission | PJM_ROR | TVA_Transmission | 2035 | B20 | 935 | 0 | 2500 | 0 | 0 | 0 | 0 | 0 | 0 | 0 | 0 | 0 | 0 | 0.005935
PJM_ROR_2_TVA_Transmission | PJM_ROR | TVA_Transmission | 2040 | B1 | 10 | 0 | 2500 | 0 | 0 | 0 | 0 | 0 | 0 | 0 | 0 | 0 | 0 | 0.0029675
PJM_ROR_2_TVA_Transmission | PJM_ROR | TVA_Transmission | 2040 | B2 | 25 | 0 | 2500 | 2500 | 0 | 2500 | 0 | 358.53 | 0.01187 | 0 | 0.15431 | 0.01187 | 0 | 0.0029675
PJM_ROR_2_TVA_Transmission | PJM_ROR | TVA_Transmission | 2040 | B3 | 75 | 0 | 2500 | 1261.67 | 0 | 1538.12 | 0 | 0 | 0 | 0 | 0 | 0 | 0 | 0.0029675
PJM_ROR_2_TVA_Transmission | PJM_ROR | TVA_Transmission | 2040 | B4 | 100 | 0 | 2500 | 411.93 | 0 | 2500 | 0 | 361.99 | 0 | 0 | 0.15431 | 0 | 0 | 0.0029675
PJM_ROR_2_TVA_Transmission | PJM_ROR | TVA_Transmission | 2040 | B5 | 200 | 0 | 2500 | 608.5 | 0 | 913.2 | 0 | 0 | 0 | 0 | 0 | 0 | 0 | 0.0029675
PJM_ROR_2_TVA_Transmission | PJM_ROR | TVA_Transmission | 2040 | B6 | 300 | 0 | 2500 | 2004 | 0 | 0 | 0 | 0 | 0 | 0 | 0 | 0 | 0 | 0.0029675
PJM_ROR_2_TVA_Transmission | PJM_ROR | TVA_Transmission | 2040 | B7 | 400 | 0 | 2500 | 0 | 0 | 0 | 0 | 0 | 0 | 0 | 0 | 0 | 0 | 0.0029675
PJM_ROR_2_TVA_Transmission | PJM_ROR | TVA_Transmission | 2040 | B8 | 500 | 0 | 2500 | 737.85 | 0 | 1042.55 | 0 | 0 | 0 | 0 | 0 | 0 | 0 | 0.0029675
PJM_ROR_2_TVA_Transmission | PJM_ROR | TVA_Transmission | 2040 | B9 | 800 | 0 | 2500 | 103.27 | 0 | 407.97 | 0 | 0 | 0 | 0 | 0 | 0 | 0 | 0.0029675
PJM_ROR_2_TVA_Transmission | PJM_ROR | TVA_Transmission | 2040 | B10 | 1262 | 0 | 2500 | 0 | 0 | 0 | 0 | 0 | 0 | 0 | 0 | 0 | 0 | 0.0029675
PJM_ROR_2_TVA_Transmission | PJM_ROR | TVA_Transmission | 2040 | B11 | 25 | 0 | 2500 | 694.81 | 0 | 0 | 0 | 0 | 0 | 0 | 0 | 0 | 0 | 0.0029675
PJM_ROR_2_TVA_Transmission | PJM_ROR | TVA_Transmission | 2040 | B12 | 200 | 0 | 2500 | 0 | 0 | 0 | 0 | 0 | 0 | 0 | 0 | 0 | 0 | 0.0029675
PJM_ROR_2_TVA_Transmission | PJM_ROR | TVA_Transmission | 2040 | B13 | 600 | 0 | 2500 | 0 | 0 | 0 | 0 | 0 | 0 | 0 | 0 | 0 | 0 | 0.0029675
PJM_ROR_2_TVA_Transmission | PJM_ROR | TVA_Transmission | 2040 | B14 | 900 | 0 | 2500 | 0 | 0 | 0 | 0 | 0 | 0 | 0 | 0 | 0 | 0 | 0.0029675
PJM_ROR_2_TVA_Transmission | PJM_ROR | TVA_Transmission | 2040 | B15 | 1203 | 0 | 2500 | 0 | 0 | 0 | 0 | 0 | 0 | 0 | 0 | 0 | 0 | 0.0029675
PJM_ROR_2_TVA_Transmission | PJM_ROR | TVA_Transmission | 2040 | B16 | 25 | 0 | 2500 | 0 | 0 | 0 | 0 | 0 | 0 | 0 | 0 | 0 | 0 | 0.0029675
PJM_ROR_2_TVA_Transmission | PJM_ROR | TVA_Transmission | 2040 | B17 | 100 | 0 | 2500 | 0 | 0 | 0 | 0 | 0 | 0 | 0 | 0 | 0 | 0 | 0.0029675
PJM_ROR_2_TVA_Transmission | PJM_ROR | TVA_Transmission | 2040 | B18 | 400 | 0 | 2500 | 0 | 0 | 0 | 0 | 0 | 0 | 0 | 0 | 0 | 0 | 0.0029675
PJM_ROR_2_TVA_Transmission | PJM_ROR | TVA_Transmission | 2040 | B19 | 700 | 0 | 2500 | 0 | 0 | 0 | 0 | 0 | 0 | 0 | 0 | 0 | 0 | 0.0029675
PJM_ROR_2_TVA_Transmission | PJM_ROR | TVA_Transmission | 2040 | B20 | 935 | 0 | 2500 | 0 | 0 | 0 | 0 | 0 | 0 | 0 | 0 | 0 | 0 | 0.0029675
PJM_ROR_2_TVA_Transmission | PJM_ROR | TVA_Transmission | 2045 | B1 | 10 | 0 | 2500 | 0 | 0 | 0 | 0 | 0 | 0 | 0 | 0 | 0 | 0 | 0
PJM_ROR_2_TVA_Transmission | PJM_ROR | TVA_Transmission | 2045 | B2 | 25 | 0 | 2500 | 2349.91 | 0 | 2500 | 0 | 1074.2 | 0 | 0 | 0.89025 | 0 | 0 | 0
PJM_ROR_2_TVA_Transmission | PJM_ROR | TVA_Transmission | 2045 | B3 | 75 | 0 | 2500 | 1325.78 | 0 | 1723.28 | 0 | 0 | 0 | 0 | 0 | 0 | 0 | 0
PJM_ROR_2_TVA_Transmission | PJM_ROR | TVA_Transmission | 2045 | B4 | 100 | 0 | 2500 | 470.51 | 0 | 2500 | 0 | 541.62 | 0 | 0 | 0.89025 | 0 | 0 | 0
PJM_ROR_2_TVA_Transmission | PJM_ROR | TVA_Transmission | 2045 | B5 | 200 | 0 | 2500 | 654.37 | 0 | 1080.12 | 0 | 0 | 0 | 0 | 0 | 0 | 0 | 0
PJM_ROR_2_TVA_Transmission | PJM_ROR | TVA_Transmission | 2045 | B6 | 300 | 0 | 2500 | 17.61 | 0 | 0 | 0 | 0 | 0 | 0 | 0 | 0 | 0 | 0
PJM_ROR_2_TVA_Transmission | PJM_ROR | TVA_Transmission | 2045 | B7 | 400 | 0 | 2500 | 0 | 0 | 0 | 0 | 0 | 0 | 0 | 0 | 0 | 0 | 0
PJM_ROR_2_TVA_Transmission | PJM_ROR | TVA_Transmission | 2045 | B8 | 500 | 0 | 2500 | 729.71 | 0 | 1155.46 | 0 | 0 | 0 | 0 | 0 | 0 | 0 | 0
PJM_ROR_2_TVA_Transmission | PJM_ROR | TVA_Transmission | 2045 | B9 | 800 | 0 | 2500 | 74.89 | 0 | 2500 | 0 | 0 | 0 | 0 | 0.21366 | 0 | 0 | 0
PJM_ROR_2_TVA_Transmission | PJM_ROR | TVA_Transmission | 2045 | B10 | 1262 | 0 | 2500 | 0 | 0 | 0 | 0 | 0 | 0 | 0 | 0 | 0 | 0 | 0
PJM_ROR_2_TVA_Transmission | PJM_ROR | TVA_Transmission | 2045 | B11 | 25 | 0 | 2500 | 478.12 | 0 | 0 | 0 | 0 | 0 | 0 | 0 | 0 | 0 | 0
PJM_ROR_2_TVA_Transmission | PJM_ROR | TVA_Transmission | 2045 | B12 | 200 | 0 | 2500 | 0 | 0 | 0 | 0 | 0 | 0 | 0 | 0 | 0 | 0 | 0
PJM_ROR_2_TVA_Transmission | PJM_ROR | TVA_Transmission | 2045 | B13 | 600 | 0 | 2500 | 0 | 0 | 0 | 0 | 0 | 0 | 0 | 0 | 0 | 0 | 0
PJM_ROR_2_TVA_Transmission | PJM_ROR | TVA_Transmission | 2045 | B14 | 900 | 0 | 2500 | 0 | 0 | 0 | 0 | 0 | 0 | 0 | 0 | 0 | 0 | 0
PJM_ROR_2_TVA_Transmission | PJM_ROR | TVA_Transmission | 2045 | B15 | 1203 | 0 | 2500 | 0 | 0 | 1610.53 | 0 | 0 | 0 | 0 | 0 | 0 | 0 | 0
PJM_ROR_2_TVA_Transmission | PJM_ROR | TVA_Transmission | 2045 | B16 | 25 | 0 | 2500 | 0 | 0 | 0 | 0 | 0 | 0 | 0 | 0 | 0 | 0 | 0
PJM_ROR_2_TVA_Transmission | PJM_ROR | TVA_Transmission | 2045 | B17 | 100 | 0 | 2500 | 0 | 0 | 0 | 0 | 0 | 0 | 0 | 0 | 0 | 0 | 0
PJM_ROR_2_TVA_Transmission | PJM_ROR | TVA_Transmission | 2045 | B18 | 400 | 0 | 2500 | 0 | 0 | 0 | 0 | 0 | 0 | 0 | 0 | 0 | 0 | 0
PJM_ROR_2_TVA_Transmission | PJM_ROR | TVA_Transmission | 2045 | B19 | 700 | 0 | 2500 | 0 | 0 | 0 | 0 | 0 | 0 | 0 | 0 | 0 | 0 | 0
PJM_ROR_2_TVA_Transmission | PJM_ROR | TVA_Transmission | 2045 | B20 | 935 | 0 | 2500 | 0 | 0 | 0 | 0 | 0 | 0 | 0 | 0 | 0 | 0 | 0
PJM_ROR_2_TVA_Transmission | PJM_ROR | TVA_Transmission | 2050 | B1 | 10 | 0 | 2500 | 0 | 0 | 1649.54 | 0 | 0 | 0 | 0 | 0 | 0 | 0 | 0.32939
PJM_ROR_2_TVA_Transmission | PJM_ROR | TVA_Transmission | 2050 | B2 | 25 | 0 | 2500 | 2500 | 0 | 2500 | 0 | 360.73 | 1.3176 | 0 | 0.7122 | 1.3176 | 0 | 0.32939
PJM_ROR_2_TVA_Transmission | PJM_ROR | TVA_Transmission | 2050 | B3 | 75 | 0 | 2500 | 1309.92 | 0 | 946.96 | 0 | 0 | 0 | 0 | 0 | 0 | 0 | 0.32939
PJM_ROR_2_TVA_Transmission | PJM_ROR | TVA_Transmission | 2050 | B4 | 100 | 0 | 2500 | 425.6 | 0 | 2236.25 | 0 | 0 | 0 | 0 | 0 | 0 | 0 | 0.32939
PJM_ROR_2_TVA_Transmission | PJM_ROR | TVA_Transmission | 2050 | B5 | 200 | 0 | 2500 | 542.79 | 0 | 208.09 | 0 | 0 | 0 | 0 | 0 | 0 | 0 | 0.32939
PJM_ROR_2_TVA_Transmission | PJM_ROR | TVA_Transmission | 2050 | B6 | 300 | 0 | 2500 | 0 | 0 | 0 | 0 | 0 | 0 | 0 | 0 | 0 | 0 | 0.32939
PJM_ROR_2_TVA_Transmission | PJM_ROR | TVA_Transmission | 2050 | B7 | 400 | 0 | 2500 | 0 | 0 | 0 | 0 | 0 | 0 | 0 | 0 | 0 | 0 | 0.32939
PJM_ROR_2_TVA_Transmission | PJM_ROR | TVA_Transmission | 2050 | B8 | 500 | 0 | 2500 | 334.71 | 0 | 0 | 0 | 0 | 0 | 0 | 0 | 0 | 0 | 0.32939
PJM_ROR_2_TVA_Transmission | PJM_ROR | TVA_Transmission | 2050 | B9 | 800 | 0 | 2500 | 0 | 0 | 1256.02 | 0 | 0 | 0 | 0 | 0 | 0 | 0 | 0.32939
PJM_ROR_2_TVA_Transmission | PJM_ROR | TVA_Transmission | 2050 | B10 | 1262 | 0 | 2500 | 0 | 0 | 0 | 0 | 0 | 0 | 0 | 0 | 0 | 0 | 0.32939
PJM_ROR_2_TVA_Transmission | PJM_ROR | TVA_Transmission | 2050 | B11 | 25 | 0 | 2500 | 0 | 0 | 0 | 0 | 0 | 0 | 0 | 0 | 0 | 0 | 0.32939
PJM_ROR_2_TVA_Transmission | PJM_ROR | TVA_Transmission | 2050 | B12 | 200 | 0 | 2500 | 0 | 0 | 0 | 0 | 0 | 0 | 0 | 0 | 0 | 0 | 0.32939
PJM_ROR_2_TVA_Transmission | PJM_ROR | TVA_Transmission | 2050 | B13 | 600 | 0 | 2500 | 0 | 0 | 0 | 0 | 0 | 0 | 0 | 0 | 0 | 0 | 0.32939
PJM_ROR_2_TVA_Transmission | PJM_ROR | TVA_Transmission | 2050 | B14 | 900 | 0 | 2500 | 0 | 0 | 0 | 0 | 0 | 0 | 0 | 0 | 0 | 0 | 0.32939
PJM_ROR_2_TVA_Transmission | PJM_ROR | TVA_Transmission | 2050 | B15 | 1203 | 0 | 2500 | 0 | 0 | 1459.77 | 0 | 0 | 0 | 0 | 0 | 0 | 0 | 0.32939
PJM_ROR_2_TVA_Transmission | PJM_ROR | TVA_Transmission | 2050 | B16 | 25 | 0 | 2500 | 0 | 0 | 0 | 0 | 0 | 0 | 0 | 0 | 0 | 0 | 0.32939
PJM_ROR_2_TVA_Transmission | PJM_ROR | TVA_Transmission | 2050 | B17 | 100 | 0 | 2500 | 0 | 0 | 0 | 0 | 0 | 0 | 0 | 0 | 0 | 0 | 0.32939
PJM_ROR_2_TVA_Transmission | PJM_ROR | TVA_Transmission | 2050 | B18 | 400 | 0 | 2500 | 0 | 0 | 0 | 0 | 0 | 0 | 0 | 0 | 0 | 0 | 0.32939
PJM_ROR_2_TVA_Transmission | PJM_ROR | TVA_Transmission | 2050 | B19 | 700 | 0 | 2500 | 0 | 0 | 0 | 0 | 0 | 0 | 0 | 0 | 0 | 0 | 0.32939
PJM_ROR_2_TVA_Transmission | PJM_ROR | TVA_Transmission | 2050 | B20 | 935 | 0 | 2500 | 0 | 0 | 0 | 0 | 0 | 0 | 0 | 0 | 0 | 0 | 0.32939
PJM_ROR_2_VACAR | PJM_ROR | VACAR | 2015 | B1 | 10 | 0 | 3000 | 3000 | 0 | 3000 | 0 | 3321.95 | 1.6262 | 0 | 0.36797 | 0.0029784 | 0 | 0.36897
PJM_ROR_2_VACAR | PJM_ROR | VACAR | 2015 | B2 | 25 | 0 | 3000 | 3000 | 0 | 3000 | 0 | 3079.37 | 3.2999 | 0 | 0.36797 | 0.015109 | 0 | 0.36897
PJM_ROR_2_VACAR | PJM_ROR | VACAR | 2015 | B3 | 75 | 0 | 3000 | 3000 | 0 | 3000 | 0 | 1446.75 | 5.4365 | 0 | 0.36797 | 0.074677 | 0 | 0.36897
PJM_ROR_2_VACAR | PJM_ROR | VACAR | 2015 | B4 | 100 | 0 | 3000 | 2169.39 | 0 | 2451.07 | 0 | 0 | 0 | 0 | 0 | 0 | 0 | 0.36897
PJM_ROR_2_VACAR | PJM_ROR | VACAR | 2015 | B5 | 200 | 0 | 3000 | 3000 | 0 | 3000 | 0 | 2372.29 | 2.1603 | 0 | 0.36797 | 0.079133 | 0 | 0.36897
PJM_ROR_2_VACAR | PJM_ROR | VACAR | 2015 | B6 | 300 | 0 | 3000 | 1338.43 | 0 | 2019.33 | 0 | 0 | 0 | 0 | 0 | 0 | 0 | 0.36897
PJM_ROR_2_VACAR | PJM_ROR | VACAR | 2015 | B7 | 400 | 0 | 3000 | 3000 | 0 | 3000 | 0 | 174.18 | 0.91399 | 0 | 0.36797 | 0.066959 | 0 | 0.36897
PJM_ROR_2_VACAR | PJM_ROR | VACAR | 2015 | B8 | 500 | 0 | 3000 | 3000 | 0 | 3000 | 0 | 0 | 0.36797 | 0 | 0.34423 | 0.033697 | 0 | 0.36897
PJM_ROR_2_VACAR | PJM_ROR | VACAR | 2015 | B9 | 800 | 0 | 3000 | 3000 | 0 | 3000 | 0 | 711.79 | 0.8309 | 0 | 0.36797 | 0.12174 | 0 | 0.36897
PJM_ROR_2_VACAR | PJM_ROR | VACAR | 2015 | B10 | 1262 | 0 | 3000 | 3000 | 0 | 3000 | 0 | 1121.39 | 2.3503 | 0 | 0.36797 | 0.54323 | 0 | 0.36897
PJM_ROR_2_VACAR | PJM_ROR | VACAR | 2015 | B11 | 25 | 0 | 3000 | 3000 | 0 | 3000 | 0 | 1309.24 | 1.7805 | 0 | 0.36797 | 0.0081525 | 0 | 0.36897
PJM_ROR_2_VACAR | PJM_ROR | VACAR | 2015 | B12 | 200 | 0 | 3000 | 1791.68 | 0 | 1283.86 | 0 | 0 | 0 | 0 | 0 | 0 | 0 | 0.36897
PJM_ROR_2_VACAR | PJM_ROR | VACAR | 2015 | B13 | 600 | 0 | 3000 | 2024.86 | 0 | 1743.43 | 0 | 0 | 0 | 0 | 0 | 0 | 0 | 0.36897
PJM_ROR_2_VACAR | PJM_ROR | VACAR | 2015 | B14 | 900 | 0 | 3000 | 2046.38 | 0 | 1956.35 | 0 | 0 | 0 | 0 | 0 | 0 | 0 | 0.36897
PJM_ROR_2_VACAR | PJM_ROR | VACAR | 2015 | B15 | 1203 | 0 | 3000 | 3000 | 0 | 3000 | 0 | 1262.26 | 0.91399 | 0 | 0.36797 | 0.20138 | 0 | 0.36897
PJM_ROR_2_VACAR | PJM_ROR | VACAR | 2015 | B16 | 25 | 0 | 3000 | 3000 | 0 | 3000 | 0 | 1629.36 | 3.8934 | 0 | 0.36797 | 0.017827 | 0 | 0.36897
PJM_ROR_2_VACAR | PJM_ROR | VACAR | 2015 | B17 | 100 | 0 | 3000 | 13.28 | 0 | 212.47 | 0 | 0 | 0 | 0 | 0 | 0 | 0 | 0.36897
PJM_ROR_2_VACAR | PJM_ROR | VACAR | 2015 | B18 | 400 | 0 | 3000 | 1085.41 | 0 | 403.77 | 0 | 0 | 0 | 0 | 0 | 0 | 0 | 0.36897
PJM_ROR_2_VACAR | PJM_ROR | VACAR | 2015 | B19 | 700 | 0 | 3000 | 180.49 | 0 | 379.68 | 0 | 0 | 0 | 0 | 0 | 0 | 0 | 0.36897
PJM_ROR_2_VACAR | PJM_ROR | VACAR | 2015 | B20 | 935 | 0 | 3000 | 3000 | 0 | 3000 | 0 | 1444.6 | 1.8161 | 0 | 0.36797 | 0.311 | 0 | 0.36897
PJM_ROR_2_VACAR | PJM_ROR | VACAR | 2020 | B1 | 10 | 0 | 3000 | 2294.18 | 0 | 3000 | 0 | 631.91 | 0 | 0 | 1.0208 | 0 | 0 | 1.0202
PJM_ROR_2_VACAR | PJM_ROR | VACAR | 2020 | B2 | 25 | 0 | 3000 | 3000 | 0 | 3000 | 0 | 3066.47 | 1.8042 | 0 | 1.0208 | 0.36085 | 0 | 1.0202
PJM_ROR_2_VACAR | PJM_ROR | VACAR | 2020 | B3 | 75 | 0 | 3000 | 3000 | 0 | 3000 | 0 | 1861.6 | 5.935 | 0 | 1.0208 | 3.561 | 0 | 1.0202
PJM_ROR_2_VACAR | PJM_ROR | VACAR | 2020 | B4 | 100 | 0 | 3000 | 2356.96 | 0 | 2638.7 | 0 | 0 | 0 | 0 | 0 | 0 | 0 | 1.0202
PJM_ROR_2_VACAR | PJM_ROR | VACAR | 2020 | B5 | 200 | 0 | 3000 | 1699.01 | 0 | 2462.64 | 0 | 0 | 0 | 0 | 0 | 0 | 0 | 1.0202
PJM_ROR_2_VACAR | PJM_ROR | VACAR | 2020 | B6 | 300 | 0 | 3000 | 1042.27 | 0 | 1474.01 | 0 | 0 | 0 | 0 | 0 | 0 | 0 | 1.0202
PJM_ROR_2_VACAR | PJM_ROR | VACAR | 2020 | B7 | 400 | 0 | 3000 | 2759.41 | 0 | 2187.95 | 0 | 0 | 0 | 0 | 0 | 0 | 0 | 1.0202
PJM_ROR_2_VACAR | PJM_ROR | VACAR | 2020 | B8 | 500 | 0 | 3000 | 2646.09 | 0 | 2927.77 | 0 | 0 | 0 | 0 | 0 | 0 | 0 | 1.0202
PJM_ROR_2_VACAR | PJM_ROR | VACAR | 2020 | B9 | 800 | 0 | 3000 | 2337.32 | 0 | 2042.68 | 0 | 0 | 0 | 0 | 0 | 0 | 0 | 1.0202
PJM_ROR_2_VACAR | PJM_ROR | VACAR | 2020 | B10 | 1262 | 0 | 3000 | 1507.9 | 0 | 1700.42 | 0 | 0 | 0 | 0 | 0 | 0 | 0 | 1.0202
PJM_ROR_2_VACAR | PJM_ROR | VACAR | 2020 | B11 | 25 | 0 | 3000 | 3000 | 0 | 3000 | 0 | 2643.52 | 0.79529 | 0 | 1.0208 | 0.15906 | 0 | 1.0202
PJM_ROR_2_VACAR | PJM_ROR | VACAR | 2020 | B12 | 200 | 0 | 3000 | 0 | 0 | 0 | 0 | 0 | 0 | 0 | 0 | 0 | 0 | 1.0202
PJM_ROR_2_VACAR | PJM_ROR | VACAR | 2020 | B13 | 600 | 0 | 3000 | 0 | 0 | 0 | 0 | 0 | 0 | 0 | 0 | 0 | 0 | 1.0202
PJM_ROR_2_VACAR | PJM_ROR | VACAR | 2020 | B14 | 900 | 0 | 3000 | 0 | 0 | 364.47 | 0 | 0 | 0 | 0 | 0 | 0 | 0 | 1.0202
PJM_ROR_2_VACAR | PJM_ROR | VACAR | 2020 | B15 | 1203 | 0 | 3000 | 0 | 0 | 0 | 0 | 0 | 0 | 0 | 0 | 0 | 0 | 1.0202
PJM_ROR_2_VACAR | PJM_ROR | VACAR | 2020 | B16 | 25 | 0 | 3000 | 2476.86 | 0 | 3000 | 0 | 2131.59 | 0 | 0 | 1.0208 | 0 | 0 | 1.0202
PJM_ROR_2_VACAR | PJM_ROR | VACAR | 2020 | B17 | 100 | 0 | 3000 | 402.47 | 0 | 307.05 | 0 | 0 | 0 | 0 | 0 | 0 | 0 | 1.0202
PJM_ROR_2_VACAR | PJM_ROR | VACAR | 2020 | B18 | 400 | 0 | 3000 | 0 | 0 | 0 | 0 | 0 | 0 | 0 | 0 | 0 | 0 | 1.0202
PJM_ROR_2_VACAR | PJM_ROR | VACAR | 2020 | B19 | 700 | 0 | 3000 | 0 | 0 | 0 | 0 | 0 | 0 | 0 | 0 | 0 | 0 | 1.0202
PJM_ROR_2_VACAR | PJM_ROR | VACAR | 2020 | B20 | 935 | 0 | 3000 | 2576.14 | 0 | 1601.21 | 0 | 0 | 0 | 0 | 0 | 0 | 0 | 1.0202
PJM_ROR_2_VACAR | PJM_ROR | VACAR | 2025 | B1 | 10 | 0 | 3000 | 1440.88 | 0 | 1442.43 | 0 | 0 | 0 | 0 | 0 | 0 | 0 | 0.43154
PJM_ROR_2_VACAR | PJM_ROR | VACAR | 2025 | B2 | 25 | 0 | 3000 | 3000 | 0 | 3000 | 0 | 4210.36 | 1.092 | 0 | 0.42732 | 0.024268 | 0 | 0.43154
PJM_ROR_2_VACAR | PJM_ROR | VACAR | 2025 | B3 | 75 | 0 | 3000 | 3000 | 0 | 3000 | 0 | 2885.34 | 6.1012 | 0 | 0.42732 | 0.40675 | 0 | 0.43154
PJM_ROR_2_VACAR | PJM_ROR | VACAR | 2025 | B4 | 100 | 0 | 3000 | 3000 | 0 | 3000 | 0 | 497.73 | 4.5106 | 0 | 0.42732 | 0.40094 | 0 | 0.43154
PJM_ROR_2_VACAR | PJM_ROR | VACAR | 2025 | B5 | 200 | 0 | 3000 | 3000 | 0 | 3000 | 0 | 2334.24 | 0.58163 | 0 | 0.42732 | 0.1034 | 0 | 0.43154
PJM_ROR_2_VACAR | PJM_ROR | VACAR | 2025 | B6 | 300 | 0 | 3000 | 3000 | 0 | 2004.61 | 0 | 0 | 1.9704 | 0 | 0 | 0.52545 | 0 | 0.43154
PJM_ROR_2_VACAR | PJM_ROR | VACAR | 2025 | B7 | 400 | 0 | 3000 | 3000 | 0 | 2619.29 | 0 | 0 | 0.42732 | 0 | 0 | 0.15194 | 0 | 0.43154
PJM_ROR_2_VACAR | PJM_ROR | VACAR | 2025 | B8 | 500 | 0 | 3000 | 905.56 | 0 | 344.33 | 0 | 0 | 0 | 0 | 0 | 0 | 0 | 0.43154
PJM_ROR_2_VACAR | PJM_ROR | VACAR | 2025 | B9 | 800 | 0 | 3000 | 0 | 0 | 0 | 0 | 0 | 0 | 0 | 0 | 0 | 0 | 0.43154
PJM_ROR_2_VACAR | PJM_ROR | VACAR | 2025 | B10 | 1262 | 0 | 3000 | 1603.2 | 0 | 1392.6 | 0 | 0 | 0 | 0 | 0 | 0 | 0 | 0.43154
PJM_ROR_2_VACAR | PJM_ROR | VACAR | 2025 | B11 | 25 | 0 | 3000 | 2498.36 | 0 | 3000 | 0 | 5378.4 | 0 | 0 | 0.42732 | 0 | 0 | 0.43154
PJM_ROR_2_VACAR | PJM_ROR | VACAR | 2025 | B12 | 200 | 0 | 3000 | 0 | 0 | 0 | 0 | 0 | 0 | 0 | 0 | 0 | 0 | 0.43154
PJM_ROR_2_VACAR | PJM_ROR | VACAR | 2025 | B13 | 600 | 0 | 3000 | 0 | 0 | 0 | 0 | 0 | 0 | 0 | 0 | 0 | 0 | 0.43154
PJM_ROR_2_VACAR | PJM_ROR | VACAR | 2025 | B14 | 900 | 0 | 3000 | 0 | 0 | 0 | 0 | 0 | 0 | 0 | 0 | 0 | 0 | 0.43154
PJM_ROR_2_VACAR | PJM_ROR | VACAR | 2025 | B15 | 1203 | 0 | 3000 | 0 | 0 | 0 | 0 | 0 | 0 | 0 | 0 | 0 | 0 | 0.43154
PJM_ROR_2_VACAR | PJM_ROR | VACAR | 2025 | B16 | 25 | 0 | 3000 | 3000 | 0 | 3000 | 0 | 1575.62 | 5.1041 | 0 | 0.42732 | 0.11342 | 0 | 0.43154
PJM_ROR_2_VACAR | PJM_ROR | VACAR | 2025 | B17 | 100 | 0 | 3000 | 795.59 | 0 | 1600.85 | 0 | 0 | 0 | 0 | 0 | 0 | 0 | 0.43154
PJM_ROR_2_VACAR | PJM_ROR | VACAR | 2025 | B18 | 400 | 0 | 3000 | 0 | 0 | 0 | 0 | 0 | 0 | 0 | 0 | 0 | 0 | 0.43154
PJM_ROR_2_VACAR | PJM_ROR | VACAR | 2025 | B19 | 700 | 0 | 3000 | 0 | 0 | 0 | 0 | 0 | 0 | 0 | 0 | 0 | 0 | 0.43154
PJM_ROR_2_VACAR | PJM_ROR | VACAR | 2025 | B20 | 935 | 0 | 3000 | 0 | 0 | 0 | 0 | 0 | 0 | 0 | 0 | 0 | 0 | 0.43154
PJM_ROR_2_VACAR | PJM_ROR | VACAR | 2030 | B1 | 10 | 0 | 3000 | 458.52 | 0 | 1598.18 | 0 | 0 | 0 | 0 | 0 | 0 | 0 | 1.2489
PJM_ROR_2_VACAR | PJM_ROR | VACAR | 2030 | B2 | 25 | 0 | 3000 | 373.33 | 0 | 3000 | 0 | 0 | 0 | 0 | 0.16618 | 0 | 0 | 1.2489
PJM_ROR_2_VACAR | PJM_ROR | VACAR | 2030 | B3 | 75 | 0 | 3000 | 3000 | 0 | 3000 | 0 | 3634.25 | 5.4958 | 0 | 0.42732 | 2.0609 | 0 | 1.2489
PJM_ROR_2_VACAR | PJM_ROR | VACAR | 2030 | B4 | 100 | 0 | 3000 | 3000 | 0 | 3000 | 0 | 1199.56 | 3.6204 | 0 | 0.42732 | 1.8102 | 0 | 1.2489
PJM_ROR_2_VACAR | PJM_ROR | VACAR | 2030 | B5 | 200 | 0 | 3000 | 1678.98 | 0 | 3000 | 0 | 2969.73 | 0 | 0 | 0.42732 | 0 | 0 | 1.2489
PJM_ROR_2_VACAR | PJM_ROR | VACAR | 2030 | B6 | 300 | 0 | 3000 | 298.73 | 0 | 1211.18 | 0 | 0 | 0 | 0 | 0 | 0 | 0 | 1.2489
PJM_ROR_2_VACAR | PJM_ROR | VACAR | 2030 | B7 | 400 | 0 | 3000 | 2849.82 | 0 | 1344.08 | 0 | 0 | 0 | 0 | 0 | 0 | 0 | 1.2489
PJM_ROR_2_VACAR | PJM_ROR | VACAR | 2030 | B8 | 500 | 0 | 3000 | 0 | 0 | 0 | 0 | 0 | 0 | 0 | 0 | 0 | 0 | 1.2489
PJM_ROR_2_VACAR | PJM_ROR | VACAR | 2030 | B9 | 800 | 0 | 3000 | 0 | 0 | 0 | 0 | 0 | 0 | 0 | 0 | 0 | 0 | 1.2489
PJM_ROR_2_VACAR | PJM_ROR | VACAR | 2030 | B10 | 1262 | 0 | 3000 | 0 | 0 | 0 | 0 | 0 | 0 | 0 | 0 | 0 | 0 | 1.2489
PJM_ROR_2_VACAR | PJM_ROR | VACAR | 2030 | B11 | 25 | 0 | 3000 | 2533.17 | 0 | 3000 | 0 | 2275.68 | 0 | 0 | 0.42732 | 0 | 0 | 1.2489
PJM_ROR_2_VACAR | PJM_ROR | VACAR | 2030 | B12 | 200 | 0 | 3000 | 0 | 0 | 41.1 | 0 | 0 | 0 | 0 | 0 | 0 | 0 | 1.2489
PJM_ROR_2_VACAR | PJM_ROR | VACAR | 2030 | B13 | 600 | 0 | 3000 | 0 | 0 | 0 | 0 | 0 | 0 | 0 | 0 | 0 | 0 | 1.2489
PJM_ROR_2_VACAR | PJM_ROR | VACAR | 2030 | B14 | 900 | 0 | 3000 | 0 | 0 | 0 | 0 | 0 | 0 | 0 | 0 | 0 | 0 | 1.2489
PJM_ROR_2_VACAR | PJM_ROR | VACAR | 2030 | B15 | 1203 | 0 | 3000 | 50.29 | 0 | 0 | 0 | 0 | 0 | 0 | 0 | 0 | 0 | 1.2489
PJM_ROR_2_VACAR | PJM_ROR | VACAR | 2030 | B16 | 25 | 0 | 3000 | 3000 | 0 | 3000 | 0 | 1900.68 | 8.9975 | 0 | 0.42732 | 1.1247 | 0 | 1.2489
PJM_ROR_2_VACAR | PJM_ROR | VACAR | 2030 | B17 | 100 | 0 | 3000 | 1095.84 | 0 | 1406.52 | 0 | 0 | 0 | 0 | 0 | 0 | 0 | 1.2489
PJM_ROR_2_VACAR | PJM_ROR | VACAR | 2030 | B18 | 400 | 0 | 3000 | 0 | 0 | 0 | 0 | 0 | 0 | 0 | 0 | 0 | 0 | 1.2489
PJM_ROR_2_VACAR | PJM_ROR | VACAR | 2030 | B19 | 700 | 0 | 3000 | 0 | 0 | 0 | 0 | 0 | 0 | 0 | 0 | 0 | 0 | 1.2489
PJM_ROR_2_VACAR | PJM_ROR | VACAR | 2030 | B20 | 935 | 0 | 3000 | 0 | 0 | 0 | 0 | 0 | 0 | 0 | 0 | 0 | 0 | 1.2489
PJM_ROR_2_VACAR | PJM_ROR | VACAR | 2035 | B1 | 10 | 0 | 3000 | 1344.33 | 0 | 1585.89 | 0 | 0 | 0 | 0 | 0 | 0 | 0 | 0.32697
PJM_ROR_2_VACAR | PJM_ROR | VACAR | 2035 | B2 | 25 | 0 | 3000 | 255.66 | 0 | 261.37 | 0 | 0 | 0 | 0 | 0 | 0 | 0 | 0.32697
PJM_ROR_2_VACAR | PJM_ROR | VACAR | 2035 | B3 | 75 | 0 | 3000 | 3000 | 0 | 3000 | 0 | 4605.89 | 4.1426 | 0 | 0.27301 | 0.16327 | 0 | 0.32697
PJM_ROR_2_VACAR | PJM_ROR | VACAR | 2035 | B4 | 100 | 0 | 3000 | 3000 | 0 | 3000 | 0 | 1997.34 | 2.8844 | 0 | 0.27301 | 0.15157 | 0 | 0.32697
PJM_ROR_2_VACAR | PJM_ROR | VACAR | 2035 | B5 | 200 | 0 | 3000 | 3000 | 0 | 3000 | 0 | 3060.95 | 1.9942 | 0 | 0.27301 | 0.20958 | 0 | 0.32697
PJM_ROR_2_VACAR | PJM_ROR | VACAR | 2035 | B6 | 300 | 0 | 3000 | 3000 | 0 | 950.45 | 0 | 0 | 1.828 | 0 | 0 | 0.28817 | 0 | 0.32697
PJM_ROR_2_VACAR | PJM_ROR | VACAR | 2035 | B7 | 400 | 0 | 3000 | 2004.79 | 0 | 2862.95 | 0 | 0 | 0 | 0 | 0 | 0 | 0 | 0.32697
PJM_ROR_2_VACAR | PJM_ROR | VACAR | 2035 | B8 | 500 | 0 | 3000 | 0 | 0 | 0 | 0 | 0 | 0 | 0 | 0 | 0 | 0 | 0.32697
PJM_ROR_2_VACAR | PJM_ROR | VACAR | 2035 | B9 | 800 | 0 | 3000 | 1891.76 | 0 | 0 | 0 | 0 | 0 | 0 | 0 | 0 | 0 | 0.32697
PJM_ROR_2_VACAR | PJM_ROR | VACAR | 2035 | B10 | 1262 | 0 | 3000 | 794.02 | 0 | 3000 | 0 | 0 | 0 | 0 | 0.02374 | 0 | 0 | 0.32697
PJM_ROR_2_VACAR | PJM_ROR | VACAR | 2035 | B11 | 25 | 0 | 3000 | 2661.7 | 0 | 3000 | 0 | 798.37 | 0 | 0 | 0.27301 | 0 | 0 | 0.32697
PJM_ROR_2_VACAR | PJM_ROR | VACAR | 2035 | B12 | 200 | 0 | 3000 | 0 | 0 | 571.8 | 0 | 0 | 0 | 0 | 0 | 0 | 0 | 0.32697
PJM_ROR_2_VACAR | PJM_ROR | VACAR | 2035 | B13 | 600 | 0 | 3000 | 0 | 0 | 0 | 0 | 0 | 0 | 0 | 0 | 0 | 0 | 0.32697
PJM_ROR_2_VACAR | PJM_ROR | VACAR | 2035 | B14 | 900 | 0 | 3000 | 0 | 0 | 0 | 0 | 0 | 0 | 0 | 0 | 0 | 0 | 0.32697
PJM_ROR_2_VACAR | PJM_ROR | VACAR | 2035 | B15 | 1203 | 0 | 3000 | 3000 | 0 | 1828.27 | 0 | 0 | 0.60537 | 0 | 0 | 0.38269 | 0 | 0.32697
PJM_ROR_2_VACAR | PJM_ROR | VACAR | 2035 | B16 | 25 | 0 | 3000 | 3000 | 0 | 3000 | 0 | 2348.69 | 8.5701 | 0 | 0.27301 | 0.11259 | 0 | 0.32697
PJM_ROR_2_VACAR | PJM_ROR | VACAR | 2035 | B17 | 100 | 0 | 3000 | 744.83 | 0 | 785.86 | 0 | 0 | 0 | 0 | 0 | 0 | 0 | 0.32697
PJM_ROR_2_VACAR | PJM_ROR | VACAR | 2035 | B18 | 400 | 0 | 3000 | 0 | 0 | 0 | 0 | 0 | 0 | 0 | 0 | 0 | 0 | 0.32697
PJM_ROR_2_VACAR | PJM_ROR | VACAR | 2035 | B19 | 700 | 0 | 3000 | 0 | 0 | 0 | 0 | 0 | 0 | 0 | 0 | 0 | 0 | 0.32697
PJM_ROR_2_VACAR | PJM_ROR | VACAR | 2035 | B20 | 935 | 0 | 3000 | 141.15 | 0 | 141.22 | 0 | 0 | 0 | 0 | 0 | 0 | 0 | 0.32697
PJM_ROR_2_VACAR | PJM_ROR | VACAR | 2040 | B1 | 10 | 0 | 3000 | 1448.88 | 0 | 1691.88 | 0 | 0 | 0 | 0 | 0 | 0 | 0 | 0.42382
PJM_ROR_2_VACAR | PJM_ROR | VACAR | 2040 | B2 | 25 | 0 | 3000 | 297.92 | 0 | 305.07 | 0 | 0 | 0 | 0 | 0 | 0 | 0 | 0.42382
PJM_ROR_2_VACAR | PJM_ROR | VACAR | 2040 | B3 | 75 | 0 | 3000 | 3000 | 0 | 3000 | 0 | 1709.72 | 2.4333 | 0 | 0.61724 | 0.070274 | 0 | 0.42382
PJM_ROR_2_VACAR | PJM_ROR | VACAR | 2040 | B4 | 100 | 0 | 3000 | 1989.37 | 0 | 3000 | 0 | 7268.88 | 0 | 0 | 0.61724 | 0 | 0 | 0.42382
PJM_ROR_2_VACAR | PJM_ROR | VACAR | 2040 | B5 | 200 | 0 | 3000 | 2628.83 | 0 | 3000 | 0 | 3911.7 | 0 | 0 | 0.61724 | 0 | 0 | 0.42382
PJM_ROR_2_VACAR | PJM_ROR | VACAR | 2040 | B6 | 300 | 0 | 3000 | 3000 | 0 | 2693.5 | 0 | 0 | 1.9942 | 0 | 0 | 0.23036 | 0 | 0.42382
PJM_ROR_2_VACAR | PJM_ROR | VACAR | 2040 | B7 | 400 | 0 | 3000 | 1499.09 | 0 | 1699.32 | 0 | 0 | 0 | 0 | 0 | 0 | 0 | 0.42382
PJM_ROR_2_VACAR | PJM_ROR | VACAR | 2040 | B8 | 500 | 0 | 3000 | 0 | 0 | 0 | 0 | 0 | 0 | 0 | 0 | 0 | 0 | 0.42382
PJM_ROR_2_VACAR | PJM_ROR | VACAR | 2040 | B9 | 800 | 0 | 3000 | 0 | 0 | 0 | 0 | 0 | 0 | 0 | 0 | 0 | 0 | 0.42382
PJM_ROR_2_VACAR | PJM_ROR | VACAR | 2040 | B10 | 1262 | 0 | 3000 | 3000 | 0 | 3000 | 0 | 1501.76 | 0.99708 | 0 | 0.61724 | 0.48453 | 0 | 0.42382
PJM_ROR_2_VACAR | PJM_ROR | VACAR | 2040 | B11 | 25 | 0 | 3000 | 2392.43 | 0 | 3000 | 0 | 1253.25 | 0 | 0 | 0.61724 | 0 | 0 | 0.42382
PJM_ROR_2_VACAR | PJM_ROR | VACAR | 2040 | B12 | 200 | 0 | 3000 | 0 | 0 | 290.36 | 0 | 0 | 0 | 0 | 0 | 0 | 0 | 0.42382
PJM_ROR_2_VACAR | PJM_ROR | VACAR | 2040 | B13 | 600 | 0 | 3000 | 0 | 0 | 0 | 0 | 0 | 0 | 0 | 0 | 0 | 0 | 0.42382
PJM_ROR_2_VACAR | PJM_ROR | VACAR | 2040 | B14 | 900 | 0 | 3000 | 0 | 0 | 0 | 0 | 0 | 0 | 0 | 0 | 0 | 0 | 0.42382
PJM_ROR_2_VACAR | PJM_ROR | VACAR | 2040 | B15 | 1203 | 0 | 3000 | 0 | 0 | 3000 | 0 | 2151.56 | 0 | 0 | 0.61724 | 0 | 0 | 0.42382
PJM_ROR_2_VACAR | PJM_ROR | VACAR | 2040 | B16 | 25 | 0 | 3000 | 3000 | 0 | 3000 | 0 | 2079.46 | 5.7569 | 0 | 0.61724 | 0.055419 | 0 | 0.42382
PJM_ROR_2_VACAR | PJM_ROR | VACAR | 2040 | B17 | 100 | 0 | 3000 | 0 | 0 | 1269.64 | 0 | 0 | 0 | 0 | 0 | 0 | 0 | 0.42382
PJM_ROR_2_VACAR | PJM_ROR | VACAR | 2040 | B18 | 400 | 0 | 3000 | 0 | 0 | 0 | 0 | 0 | 0 | 0 | 0 | 0 | 0 | 0.42382
PJM_ROR_2_VACAR | PJM_ROR | VACAR | 2040 | B19 | 700 | 0 | 3000 | 0 | 0 | 0 | 0 | 0 | 0 | 0 | 0 | 0 | 0 | 0.42382
PJM_ROR_2_VACAR | PJM_ROR | VACAR | 2040 | B20 | 935 | 0 | 3000 | 3000 | 0 | 3000 | 0 | 343.16 | 2.374 | 0 | 0.61724 | 0.85471 | 0 | 0.42382
PJM_ROR_2_VACAR | PJM_ROR | VACAR | 2045 | B1 | 10 | 0 | 3000 | 1354.87 | 0 | 1890.86 | 0 | 0 | 0 | 0 | 0 | 0 | 0 | 0.36853
PJM_ROR_2_VACAR | PJM_ROR | VACAR | 2045 | B2 | 25 | 0 | 3000 | 437.42 | 0 | 440.97 | 0 | 0 | 0 | 0 | 0 | 0 | 0 | 0.36853
PJM_ROR_2_VACAR | PJM_ROR | VACAR | 2045 | B3 | 75 | 0 | 3000 | 3000 | 0 | 3000 | 0 | 0 | 0.66472 | 0 | 0.66472 | 0.019197 | 0 | 0.36853
PJM_ROR_2_VACAR | PJM_ROR | VACAR | 2045 | B4 | 100 | 0 | 3000 | 1936.16 | 0 | 3000 | 0 | 7634.01 | 0 | 0 | 0.89025 | 0 | 0 | 0.36853
PJM_ROR_2_VACAR | PJM_ROR | VACAR | 2045 | B5 | 200 | 0 | 3000 | 776.48 | 0 | 3000 | 0 | 5270.56 | 0 | 0 | 0.89025 | 0 | 0 | 0.36853
PJM_ROR_2_VACAR | PJM_ROR | VACAR | 2045 | B6 | 300 | 0 | 3000 | 3000 | 0 | 1488.35 | 0 | 0 | 2.3621 | 0 | 0 | 0.27287 | 0 | 0.36853
PJM_ROR_2_VACAR | PJM_ROR | VACAR | 2045 | B7 | 400 | 0 | 3000 | 1331.33 | 0 | 961.79 | 0 | 0 | 0 | 0 | 0 | 0 | 0 | 0.36853
PJM_ROR_2_VACAR | PJM_ROR | VACAR | 2045 | B8 | 500 | 0 | 3000 | 0 | 0 | 272.34 | 0 | 0 | 0 | 0 | 0 | 0 | 0 | 0.36853
PJM_ROR_2_VACAR | PJM_ROR | VACAR | 2045 | B9 | 800 | 0 | 3000 | 0 | 0 | 507.24 | 0 | 0 | 0 | 0 | 0 | 0 | 0 | 0.36853
PJM_ROR_2_VACAR | PJM_ROR | VACAR | 2045 | B10 | 1262 | 0 | 3000 | 3000 | 0 | 3000 | 0 | 6657.47 | 0.27301 | 0 | 0.89025 | 0.13267 | 0 | 0.36853
PJM_ROR_2_VACAR | PJM_ROR | VACAR | 2045 | B11 | 25 | 0 | 3000 | 2049.49 | 0 | 3000 | 0 | 1529.59 | 0 | 0 | 0.89025 | 0 | 0 | 0.36853
PJM_ROR_2_VACAR | PJM_ROR | VACAR | 2045 | B12 | 200 | 0 | 3000 | 0 | 0 | 1264.93 | 0 | 0 | 0 | 0 | 0 | 0 | 0 | 0.36853
PJM_ROR_2_VACAR | PJM_ROR | VACAR | 2045 | B13 | 600 | 0 | 3000 | 0 | 0 | 0 | 0 | 0 | 0 | 0 | 0 | 0 | 0 | 0.36853
PJM_ROR_2_VACAR | PJM_ROR | VACAR | 2045 | B14 | 900 | 0 | 3000 | 0 | 0 | 0 | 0 | 0 | 0 | 0 | 0 | 0 | 0 | 0.36853
PJM_ROR_2_VACAR | PJM_ROR | VACAR | 2045 | B15 | 1203 | 0 | 3000 | 0 | 0 | 3000 | 0 | 2978.66 | 0 | 0 | 0.89025 | 0 | 0 | 0.36853
PJM_ROR_2_VACAR | PJM_ROR | VACAR | 2045 | B16 | 25 | 0 | 3000 | 3000 | 0 | 3000 | 0 | 2837.4 | 14.8969 | 0 | 0.89025 | 0.1434 | 0 | 0.36853
PJM_ROR_2_VACAR | PJM_ROR | VACAR | 2045 | B17 | 100 | 0 | 3000 | 677.96 | 0 | 886.8 | 0 | 0 | 0 | 0 | 0 | 0 | 0 | 0.36853
PJM_ROR_2_VACAR | PJM_ROR | VACAR | 2045 | B18 | 400 | 0 | 3000 | 0 | 0 | 0 | 0 | 0 | 0 | 0 | 0 | 0 | 0 | 0.36853
PJM_ROR_2_VACAR | PJM_ROR | VACAR | 2045 | B19 | 700 | 0 | 3000 | 0 | 0 | 0 | 0 | 0 | 0 | 0 | 0 | 0 | 0 | 0.36853
PJM_ROR_2_VACAR | PJM_ROR | VACAR | 2045 | B20 | 935 | 0 | 3000 | 3000 | 0 | 3000 | 0 | 6101.33 | 2.5164 | 0 | 0.89025 | 0.906 | 0 | 0.36853
PJM_ROR_2_VACAR | PJM_ROR | VACAR | 2050 | B1 | 10 | 0 | 3000 | 1928.77 | 0 | 2018.17 | 0 | 0 | 0 | 0 | 0 | 0 | 0 | 0.2463
PJM_ROR_2_VACAR | PJM_ROR | VACAR | 2050 | B2 | 25 | 0 | 3000 | 499.41 | 0 | 502.96 | 0 | 0 | 0 | 0 | 0 | 0 | 0 | 0.2463
PJM_ROR_2_VACAR | PJM_ROR | VACAR | 2050 | B3 | 75 | 0 | 3000 | 0 | 0 | 1809.81 | 0 | 0 | 0 | 0 | 0 | 0 | 0 | 0.2463
PJM_ROR_2_VACAR | PJM_ROR | VACAR | 2050 | B4 | 100 | 0 | 3000 | 0 | 0 | 3000 | 0 | 2738.21 | 0 | 0 | 0.99708 | 0 | 0 | 0.2463
PJM_ROR_2_VACAR | PJM_ROR | VACAR | 2050 | B5 | 200 | 0 | 3000 | 105.33 | 0 | 3000 | 0 | 4372.22 | 0 | 0 | 0.99708 | 0 | 0 | 0.2463
PJM_ROR_2_VACAR | PJM_ROR | VACAR | 2050 | B6 | 300 | 0 | 3000 | 1786.32 | 0 | 1131.94 | 0 | 0 | 0 | 0 | 0 | 0 | 0 | 0.2463
PJM_ROR_2_VACAR | PJM_ROR | VACAR | 2050 | B7 | 400 | 0 | 3000 | 783.04 | 0 | 413.5 | 0 | 0 | 0 | 0 | 0 | 0 | 0 | 0.2463
PJM_ROR_2_VACAR | PJM_ROR | VACAR | 2050 | B8 | 500 | 0 | 3000 | 0 | 0 | 0 | 0 | 0 | 0 | 0 | 0 | 0 | 0 | 0.2463
PJM_ROR_2_VACAR | PJM_ROR | VACAR | 2050 | B9 | 800 | 0 | 3000 | 0 | 0 | 0 | 0 | 0 | 0 | 0 | 0 | 0 | 0 | 0.2463
PJM_ROR_2_VACAR | PJM_ROR | VACAR | 2050 | B10 | 1262 | 0 | 3000 | 0 | 0 | 3000 | 0 | 10002.44 | 0 | 0 | 0.99708 | 0 | 0 | 0.2463
PJM_ROR_2_VACAR | PJM_ROR | VACAR | 2050 | B11 | 25 | 0 | 3000 | 554.96 | 0 | 3000 | 0 | 284.01 | 0 | 0 | 0.99708 | 0 | 0 | 0.2463
PJM_ROR_2_VACAR | PJM_ROR | VACAR | 2050 | B12 | 200 | 0 | 3000 | 0 | 0 | 569.75 | 0 | 0 | 0 | 0 | 0 | 0 | 0 | 0.2463
PJM_ROR_2_VACAR | PJM_ROR | VACAR | 2050 | B13 | 600 | 0 | 3000 | 0 | 0 | 0 | 0 | 0 | 0 | 0 | 0 | 0 | 0 | 0.2463
PJM_ROR_2_VACAR | PJM_ROR | VACAR | 2050 | B14 | 900 | 0 | 3000 | 0 | 0 | 0 | 0 | 0 | 0 | 0 | 0 | 0 | 0 | 0.2463
PJM_ROR_2_VACAR | PJM_ROR | VACAR | 2050 | B15 | 1203 | 0 | 3000 | 0 | 0 | 3000 | 0 | 0 | 0 | 0 | 0.51041 | 0 | 0 | 0.2463
PJM_ROR_2_VACAR | PJM_ROR | VACAR | 2050 | B16 | 25 | 0 | 3000 | 3000 | 0 | 3000 | 0 | 3238.49 | 0.98521 | 0 | 0.99708 | 0.98521 | 0 | 0.2463
PJM_ROR_2_VACAR | PJM_ROR | VACAR | 2050 | B17 | 100 | 0 | 3000 | 304.7 | 0 | 0 | 0 | 0 | 0 | 0 | 0 | 0 | 0 | 0.2463
PJM_ROR_2_VACAR | PJM_ROR | VACAR | 2050 | B18 | 400 | 0 | 3000 | 0 | 0 | 0 | 0 | 0 | 0 | 0 | 0 | 0 | 0 | 0.2463
PJM_ROR_2_VACAR | PJM_ROR | VACAR | 2050 | B19 | 700 | 0 | 3000 | 0 | 0 | 0 | 0 | 0 | 0 | 0 | 0 | 0 | 0 | 0.2463
PJM_ROR_2_VACAR | PJM_ROR | VACAR | 2050 | B20 | 935 | 0 | 3000 | 0 | 0 | 3000 | 0 | 9520.2 | 0 | 0 | 0.99708 | 0 | 0 | 0.2463
SOCO_2_ENT | SOCO | ENT | 2015 | B1 | 10 | 0 | 2400 | 0 | 0 | 0 | 0 | 0 | 0 | 0 | 0 | 0 | 0 | 0
SOCO_2_ENT | SOCO | ENT | 2015 | B2 | 25 | 0 | 2400 | 0 | 0 | 0 | 0 | 0 | 0 | 0 | 0 | 0 | 0 | 0
SOCO_2_ENT | SOCO | ENT | 2015 | B3 | 75 | 0 | 2400 | 0 | 0 | 0 | 0 | 0 | 0 | 0 | 0 | 0 | 0 | 0
SOCO_2_ENT | SOCO | ENT | 2015 | B4 | 100 | 0 | 2400 | 0 | 0 | 0 | 0 | 0 | 0 | 0 | 0 | 0 | 0 | 0
SOCO_2_ENT | SOCO | ENT | 2015 | B5 | 200 | 0 | 2400 | 0 | 0 | 0 | 0 | 0 | 0 | 0 | 0 | 0 | 0 | 0
SOCO_2_ENT | SOCO | ENT | 2015 | B6 | 300 | 0 | 2400 | 0 | 0 | 0 | 0 | 0 | 0 | 0 | 0 | 0 | 0 | 0
SOCO_2_ENT | SOCO | ENT | 2015 | B7 | 400 | 0 | 2400 | 0 | 0 | 0 | 0 | 0 | 0 | 0 | 0 | 0 | 0 | 0
SOCO_2_ENT | SOCO | ENT | 2015 | B8 | 500 | 0 | 2400 | 0 | 0 | 0 | 0 | 0 | 0 | 0 | 0 | 0 | 0 | 0
SOCO_2_ENT | SOCO | ENT | 2015 | B9 | 800 | 0 | 2400 | 0 | 0 | 0 | 0 | 0 | 0 | 0 | 0 | 0 | 0 | 0
SOCO_2_ENT | SOCO | ENT | 2015 | B10 | 1262 | 0 | 2400 | 0 | 0 | 0 | 0 | 0 | 0 | 0 | 0 | 0 | 0 | 0
SOCO_2_ENT | SOCO | ENT | 2015 | B11 | 25 | 0 | 2400 | 0 | 0 | 0 | 0 | 0 | 0 | 0 | 0 | 0 | 0 | 0
SOCO_2_ENT | SOCO | ENT | 2015 | B12 | 200 | 0 | 2400 | 0 | 0 | 0 | 0 | 0 | 0 | 0 | 0 | 0 | 0 | 0
SOCO_2_ENT | SOCO | ENT | 2015 | B13 | 600 | 0 | 2400 | 0 | 0 | 0 | 0 | 0 | 0 | 0 | 0 | 0 | 0 | 0
SOCO_2_ENT | SOCO | ENT | 2015 | B14 | 900 | 0 | 2400 | 0 | 0 | 0 | 0 | 0 | 0 | 0 | 0 | 0 | 0 | 0
SOCO_2_ENT | SOCO | ENT | 2015 | B15 | 1203 | 0 | 2400 | 0 | 0 | 0 | 0 | 0 | 0 | 0 | 0 | 0 | 0 | 0
SOCO_2_ENT | SOCO | ENT | 2015 | B16 | 25 | 0 | 2400 | 0 | 0 | 0 | 0 | 0 | 0 | 0 | 0 | 0 | 0 | 0
SOCO_2_ENT | SOCO | ENT | 2015 | B17 | 100 | 0 | 2400 | 0 | 0 | 0 | 0 | 0 | 0 | 0 | 0 | 0 | 0 | 0
SOCO_2_ENT | SOCO | ENT | 2015 | B18 | 400 | 0 | 2400 | 0 | 0 | 0 | 0 | 0 | 0 | 0 | 0 | 0 | 0 | 0
SOCO_2_ENT | SOCO | ENT | 2015 | B19 | 700 | 0 | 2400 | 0 | 0 | 0 | 0 | 0 | 0 | 0 | 0 | 0 | 0 | 0
SOCO_2_ENT | SOCO | ENT | 2015 | B20 | 935 | 0 | 2400 | 0 | 0 | 0 | 0 | 0 | 0 | 0 | 0 | 0 | 0 | 0
SOCO_2_ENT | SOCO | ENT | 2020 | B1 | 10 | 0 | 2400 | 0 | 0 | 0 | 0 | 0 | 0 | 0 | 0 | 0 | 0 | 0
SOCO_2_ENT | SOCO | ENT | 2020 | B2 | 25 | 0 | 2400 | 0 | 0 | 0 | 0 | 0 | 0 | 0 | 0 | 0 | 0 | 0
SOCO_2_ENT | SOCO | ENT | 2020 | B3 | 75 | 0 | 2400 | 0 | 0 | 0 | 0 | 0 | 0 | 0 | 0 | 0 | 0 | 0
SOCO_2_ENT | SOCO | ENT | 2020 | B4 | 100 | 0 | 2400 | 0 | 0 | 0 | 0 | 0 | 0 | 0 | 0 | 0 | 0 | 0
SOCO_2_ENT | SOCO | ENT | 2020 | B5 | 200 | 0 | 2400 | 0 | 0 | 0 | 0 | 0 | 0 | 0 | 0 | 0 | 0 | 0
SOCO_2_ENT | SOCO | ENT | 2020 | B6 | 300 | 0 | 2400 | 0 | 0 | 0 | 0 | 0 | 0 | 0 | 0 | 0 | 0 | 0
SOCO_2_ENT | SOCO | ENT | 2020 | B7 | 400 | 0 | 2400 | 0 | 0 | 0 | 0 | 0 | 0 | 0 | 0 | 0 | 0 | 0
SOCO_2_ENT | SOCO | ENT | 2020 | B8 | 500 | 0 | 2400 | 0 | 0 | 0 | 0 | 0 | 0 | 0 | 0 | 0 | 0 | 0
SOCO_2_ENT | SOCO | ENT | 2020 | B9 | 800 | 0 | 2400 | 0 | 0 | 0 | 0 | 0 | 0 | 0 | 0 | 0 | 0 | 0
SOCO_2_ENT | SOCO | ENT | 2020 | B10 | 1262 | 0 | 2400 | 0 | 0 | 0 | 0 | 0 | 0 | 0 | 0 | 0 | 0 | 0
SOCO_2_ENT | SOCO | ENT | 2020 | B11 | 25 | 0 | 2400 | 0 | 0 | 0 | 0 | 0 | 0 | 0 | 0 | 0 | 0 | 0
SOCO_2_ENT | SOCO | ENT | 2020 | B12 | 200 | 0 | 2400 | 0 | 0 | 0 | 0 | 0 | 0 | 0 | 0 | 0 | 0 | 0
SOCO_2_ENT | SOCO | ENT | 2020 | B13 | 600 | 0 | 2400 | 0 | 0 | 0 | 0 | 0 | 0 | 0 | 0 | 0 | 0 | 0
SOCO_2_ENT | SOCO | ENT | 2020 | B14 | 900 | 0 | 2400 | 0 | 0 | 0 | 0 | 0 | 0 | 0 | 0 | 0 | 0 | 0
SOCO_2_ENT | SOCO | ENT | 2020 | B15 | 1203 | 0 | 2400 | 0 | 0 | 0 | 0 | 0 | 0 | 0 | 0 | 0 | 0 | 0
SOCO_2_ENT | SOCO | ENT | 2020 | B16 | 25 | 0 | 2400 | 0 | 0 | 0 | 0 | 0 | 0 | 0 | 0 | 0 | 0 | 0
SOCO_2_ENT | SOCO | ENT | 2020 | B17 | 100 | 0 | 2400 | 0 | 0 | 0 | 0 | 0 | 0 | 0 | 0 | 0 | 0 | 0
SOCO_2_ENT | SOCO | ENT | 2020 | B18 | 400 | 0 | 2400 | 0 | 0 | 0 | 0 | 0 | 0 | 0 | 0 | 0 | 0 | 0
SOCO_2_ENT | SOCO | ENT | 2020 | B19 | 700 | 0 | 2400 | 0 | 0 | 0 | 0 | 0 | 0 | 0 | 0 | 0 | 0 | 0
SOCO_2_ENT | SOCO | ENT | 2020 | B20 | 935 | 0 | 2400 | 0 | 0 | 0 | 0 | 0 | 0 | 0 | 0 | 0 | 0 | 0
SOCO_2_ENT | SOCO | ENT | 2025 | B1 | 10 | 0 | 2400 | 0 | 0 | 0 | 0 | 0 | 0 | 0 | 0 | 0 | 0 | 0
SOCO_2_ENT | SOCO | ENT | 2025 | B2 | 25 | 0 | 2400 | 0 | 0 | 0 | 0 | 0 | 0 | 0 | 0 | 0 | 0 | 0
SOCO_2_ENT | SOCO | ENT | 2025 | B3 | 75 | 0 | 2400 | 0 | 0 | 0 | 0 | 0 | 0 | 0 | 0 | 0 | 0 | 0
SOCO_2_ENT | SOCO | ENT | 2025 | B4 | 100 | 0 | 2400 | 0 | 0 | 0 | 0 | 0 | 0 | 0 | 0 | 0 | 0 | 0
SOCO_2_ENT | SOCO | ENT | 2025 | B5 | 200 | 0 | 2400 | 0 | 0 | 0 | 0 | 0 | 0 | 0 | 0 | 0 | 0 | 0
SOCO_2_ENT | SOCO | ENT | 2025 | B6 | 300 | 0 | 2400 | 0 | 0 | 0 | 0 | 0 | 0 | 0 | 0 | 0 | 0 | 0
SOCO_2_ENT | SOCO | ENT | 2025 | B7 | 400 | 0 | 2400 | 0 | 0 | 0 | 0 | 0 | 0 | 0 | 0 | 0 | 0 | 0
SOCO_2_ENT | SOCO | ENT | 2025 | B8 | 500 | 0 | 2400 | 0 | 0 | 0 | 0 | 0 | 0 | 0 | 0 | 0 | 0 | 0
SOCO_2_ENT | SOCO | ENT | 2025 | B9 | 800 | 0 | 2400 | 0 | 0 | 0 | 0 | 0 | 0 | 0 | 0 | 0 | 0 | 0
SOCO_2_ENT | SOCO | ENT | 2025 | B10 | 1262 | 0 | 2400 | 0 | 0 | 0 | 0 | 0 | 0 | 0 | 0 | 0 | 0 | 0
SOCO_2_ENT | SOCO | ENT | 2025 | B11 | 25 | 0 | 2400 | 0 | 0 | 0 | 0 | 0 | 0 | 0 | 0 | 0 | 0 | 0
SOCO_2_ENT | SOCO | ENT | 2025 | B12 | 200 | 0 | 2400 | 0 | 0 | 0 | 0 | 0 | 0 | 0 | 0 | 0 | 0 | 0
SOCO_2_ENT | SOCO | ENT | 2025 | B13 | 600 | 0 | 2400 | 0 | 0 | 0 | 0 | 0 | 0 | 0 | 0 | 0 | 0 | 0
SOCO_2_ENT | SOCO | ENT | 2025 | B14 | 900 | 0 | 2400 | 0 | 0 | 0 | 0 | 0 | 0 | 0 | 0 | 0 | 0 | 0
SOCO_2_ENT | SOCO | ENT | 2025 | B15 | 1203 | 0 | 2400 | 0 | 0 | 0 | 0 | 0 | 0 | 0 | 0 | 0 | 0 | 0
SOCO_2_ENT | SOCO | ENT | 2025 | B16 | 25 | 0 | 2400 | 0 | 0 | 0 | 0 | 0 | 0 | 0 | 0 | 0 | 0 | 0
SOCO_2_ENT | SOCO | ENT | 2025 | B17 | 100 | 0 | 2400 | 0 | 0 | 0 | 0 | 0 | 0 | 0 | 0 | 0 | 0 | 0
SOCO_2_ENT | SOCO | ENT | 2025 | B18 | 400 | 0 | 2400 | 0 | 0 | 0 | 0 | 0 | 0 | 0 | 0 | 0 | 0 | 0
SOCO_2_ENT | SOCO | ENT | 2025 | B19 | 700 | 0 | 2400 | 0 | 0 | 0 | 0 | 0 | 0 | 0 | 0 | 0 | 0 | 0
SOCO_2_ENT | SOCO | ENT | 2025 | B20 | 935 | 0 | 2400 | 0 | 0 | 0 | 0 | 0 | 0 | 0 | 0 | 0 | 0 | 0
SOCO_2_ENT | SOCO | ENT | 2030 | B1 | 10 | 0 | 2400 | 0 | 0 | 0 | 0 | 0 | 0 | 0 | 0 | 0 | 0 | 0
SOCO_2_ENT | SOCO | ENT | 2030 | B2 | 25 | 0 | 2400 | 0 | 0 | 0 | 0 | 0 | 0 | 0 | 0 | 0 | 0 | 0
SOCO_2_ENT | SOCO | ENT | 2030 | B3 | 75 | 0 | 2400 | 0 | 0 | 0 | 0 | 0 | 0 | 0 | 0 | 0 | 0 | 0
SOCO_2_ENT | SOCO | ENT | 2030 | B4 | 100 | 0 | 2400 | 0 | 0 | 0 | 0 | 0 | 0 | 0 | 0 | 0 | 0 | 0
SOCO_2_ENT | SOCO | ENT | 2030 | B5 | 200 | 0 | 2400 | 0 | 0 | 0 | 0 | 0 | 0 | 0 | 0 | 0 | 0 | 0
SOCO_2_ENT | SOCO | ENT | 2030 | B6 | 300 | 0 | 2400 | 0 | 0 | 0 | 0 | 0 | 0 | 0 | 0 | 0 | 0 | 0
SOCO_2_ENT | SOCO | ENT | 2030 | B7 | 400 | 0 | 2400 | 0 | 0 | 0 | 0 | 0 | 0 | 0 | 0 | 0 | 0 | 0
SOCO_2_ENT | SOCO | ENT | 2030 | B8 | 500 | 0 | 2400 | 0 | 0 | 0 | 0 | 0 | 0 | 0 | 0 | 0 | 0 | 0
SOCO_2_ENT | SOCO | ENT | 2030 | B9 | 800 | 0 | 2400 | 0 | 0 | 0 | 0 | 0 | 0 | 0 | 0 | 0 | 0 | 0
SOCO_2_ENT | SOCO | ENT | 2030 | B10 | 1262 | 0 | 2400 | 0 | 0 | 0 | 0 | 0 | 0 | 0 | 0 | 0 | 0 | 0
SOCO_2_ENT | SOCO | ENT | 2030 | B11 | 25 | 0 | 2400 | 0 | 0 | 0 | 0 | 0 | 0 | 0 | 0 | 0 | 0 | 0
SOCO_2_ENT | SOCO | ENT | 2030 | B12 | 200 | 0 | 2400 | 0 | 0 | 0 | 0 | 0 | 0 | 0 | 0 | 0 | 0 | 0
SOCO_2_ENT | SOCO | ENT | 2030 | B13 | 600 | 0 | 2400 | 0 | 0 | 0 | 0 | 0 | 0 | 0 | 0 | 0 | 0 | 0
SOCO_2_ENT | SOCO | ENT | 2030 | B14 | 900 | 0 | 2400 | 0 | 0 | 0 | 0 | 0 | 0 | 0 | 0 | 0 | 0 | 0
SOCO_2_ENT | SOCO | ENT | 2030 | B15 | 1203 | 0 | 2400 | 0 | 0 | 0 | 0 | 0 | 0 | 0 | 0 | 0 | 0 | 0
SOCO_2_ENT | SOCO | ENT | 2030 | B16 | 25 | 0 | 2400 | 0 | 0 | 0 | 0 | 0 | 0 | 0 | 0 | 0 | 0 | 0
SOCO_2_ENT | SOCO | ENT | 2030 | B17 | 100 | 0 | 2400 | 0 | 0 | 0 | 0 | 0 | 0 | 0 | 0 | 0 | 0 | 0
SOCO_2_ENT | SOCO | ENT | 2030 | B18 | 400 | 0 | 2400 | 0 | 0 | 0 | 0 | 0 | 0 | 0 | 0 | 0 | 0 | 0
SOCO_2_ENT | SOCO | ENT | 2030 | B19 | 700 | 0 | 2400 | 0 | 0 | 0 | 0 | 0 | 0 | 0 | 0 | 0 | 0 | 0
SOCO_2_ENT | SOCO | ENT | 2030 | B20 | 935 | 0 | 2400 | 0 | 0 | 0 | 0 | 0 | 0 | 0 | 0 | 0 | 0 | 0
SOCO_2_ENT | SOCO | ENT | 2035 | B1 | 10 | 0 | 2400 | 0 | 0 | 0 | 0 | 0 | 0 | 0 | 0 | 0 | 0 | 0
SOCO_2_ENT | SOCO | ENT | 2035 | B2 | 25 | 0 | 2400 | 0 | 0 | 0 | 0 | 0 | 0 | 0 | 0 | 0 | 0 | 0
SOCO_2_ENT | SOCO | ENT | 2035 | B3 | 75 | 0 | 2400 | 0 | 0 | 0 | 0 | 0 | 0 | 0 | 0 | 0 | 0 | 0
SOCO_2_ENT | SOCO | ENT | 2035 | B4 | 100 | 0 | 2400 | 0 | 0 | 0 | 0 | 0 | 0 | 0 | 0 | 0 | 0 | 0
SOCO_2_ENT | SOCO | ENT | 2035 | B5 | 200 | 0 | 2400 | 0 | 0 | 0 | 0 | 0 | 0 | 0 | 0 | 0 | 0 | 0
SOCO_2_ENT | SOCO | ENT | 2035 | B6 | 300 | 0 | 2400 | 0 | 0 | 0 | 0 | 0 | 0 | 0 | 0 | 0 | 0 | 0
SOCO_2_ENT | SOCO | ENT | 2035 | B7 | 400 | 0 | 2400 | 0 | 0 | 0 | 0 | 0 | 0 | 0 | 0 | 0 | 0 | 0
SOCO_2_ENT | SOCO | ENT | 2035 | B8 | 500 | 0 | 2400 | 0 | 0 | 0 | 0 | 0 | 0 | 0 | 0 | 0 | 0 | 0
SOCO_2_ENT | SOCO | ENT | 2035 | B9 | 800 | 0 | 2400 | 0 | 0 | 0 | 0 | 0 | 0 | 0 | 0 | 0 | 0 | 0
SOCO_2_ENT | SOCO | ENT | 2035 | B10 | 1262 | 0 | 2400 | 0 | 0 | 0 | 0 | 0 | 0 | 0 | 0 | 0 | 0 | 0
SOCO_2_ENT | SOCO | ENT | 2035 | B11 | 25 | 0 | 2400 | 0 | 0 | 0 | 0 | 0 | 0 | 0 | 0 | 0 | 0 | 0
SOCO_2_ENT | SOCO | ENT | 2035 | B12 | 200 | 0 | 2400 | 0 | 0 | 0 | 0 | 0 | 0 | 0 | 0 | 0 | 0 | 0
SOCO_2_ENT | SOCO | ENT | 2035 | B13 | 600 | 0 | 2400 | 0 | 0 | 0 | 0 | 0 | 0 | 0 | 0 | 0 | 0 | 0
SOCO_2_ENT | SOCO | ENT | 2035 | B14 | 900 | 0 | 2400 | 0 | 0 | 0 | 0 | 0 | 0 | 0 | 0 | 0 | 0 | 0
SOCO_2_ENT | SOCO | ENT | 2035 | B15 | 1203 | 0 | 2400 | 0 | 0 | 0 | 0 | 0 | 0 | 0 | 0 | 0 | 0 | 0
SOCO_2_ENT | SOCO | ENT | 2035 | B16 | 25 | 0 | 2400 | 0 | 0 | 0 | 0 | 0 | 0 | 0 | 0 | 0 | 0 | 0
SOCO_2_ENT | SOCO | ENT | 2035 | B17 | 100 | 0 | 2400 | 0 | 0 | 0 | 0 | 0 | 0 | 0 | 0 | 0 | 0 | 0
SOCO_2_ENT | SOCO | ENT | 2035 | B18 | 400 | 0 | 2400 | 0 | 0 | 0 | 0 | 0 | 0 | 0 | 0 | 0 | 0 | 0
SOCO_2_ENT | SOCO | ENT | 2035 | B19 | 700 | 0 | 2400 | 0 | 0 | 0 | 0 | 0 | 0 | 0 | 0 | 0 | 0 | 0
SOCO_2_ENT | SOCO | ENT | 2035 | B20 | 935 | 0 | 2400 | 0 | 0 | 0 | 0 | 0 | 0 | 0 | 0 | 0 | 0 | 0
SOCO_2_ENT | SOCO | ENT | 2040 | B1 | 10 | 0 | 2400 | 0 | 0 | 0 | 0 | 0 | 0 | 0 | 0 | 0 | 0 | 0
SOCO_2_ENT | SOCO | ENT | 2040 | B2 | 25 | 0 | 2400 | 0 | 0 | 0 | 0 | 0 | 0 | 0 | 0 | 0 | 0 | 0
SOCO_2_ENT | SOCO | ENT | 2040 | B3 | 75 | 0 | 2400 | 0 | 0 | 0 | 0 | 0 | 0 | 0 | 0 | 0 | 0 | 0
SOCO_2_ENT | SOCO | ENT | 2040 | B4 | 100 | 0 | 2400 | 0 | 0 | 0 | 0 | 0 | 0 | 0 | 0 | 0 | 0 | 0
SOCO_2_ENT | SOCO | ENT | 2040 | B5 | 200 | 0 | 2400 | 0 | 0 | 0 | 0 | 0 | 0 | 0 | 0 | 0 | 0 | 0
SOCO_2_ENT | SOCO | ENT | 2040 | B6 | 300 | 0 | 2400 | 0 | 0 | 0 | 0 | 0 | 0 | 0 | 0 | 0 | 0 | 0
SOCO_2_ENT | SOCO | ENT | 2040 | B7 | 400 | 0 | 2400 | 0 | 0 | 0 | 0 | 0 | 0 | 0 | 0 | 0 | 0 | 0
SOCO_2_ENT | SOCO | ENT | 2040 | B8 | 500 | 0 | 2400 | 0 | 0 | 0 | 0 | 0 | 0 | 0 | 0 | 0 | 0 | 0
SOCO_2_ENT | SOCO | ENT | 2040 | B9 | 800 | 0 | 2400 | 0 | 0 | 0 | 0 | 0 | 0 | 0 | 0 | 0 | 0 | 0
SOCO_2_ENT | SOCO | ENT | 2040 | B10 | 1262 | 0 | 2400 | 0 | 0 | 0 | 0 | 0 | 0 | 0 | 0 | 0 | 0 | 0
SOCO_2_ENT | SOCO | ENT | 2040 | B11 | 25 | 0 | 2400 | 0 | 0 | 0 | 0 | 0 | 0 | 0 | 0 | 0 | 0 | 0
SOCO_2_ENT | SOCO | ENT | 2040 | B12 | 200 | 0 | 2400 | 0 | 0 | 0 | 0 | 0 | 0 | 0 | 0 | 0 | 0 | 0
SOCO_2_ENT | SOCO | ENT | 2040 | B13 | 600 | 0 | 2400 | 0 | 0 | 0 | 0 | 0 | 0 | 0 | 0 | 0 | 0 | 0
SOCO_2_ENT | SOCO | ENT | 2040 | B14 | 900 | 0 | 2400 | 0 | 0 | 0 | 0 | 0 | 0 | 0 | 0 | 0 | 0 | 0
SOCO_2_ENT | SOCO | ENT | 2040 | B15 | 1203 | 0 | 2400 | 0 | 0 | 0 | 0 | 0 | 0 | 0 | 0 | 0 | 0 | 0
SOCO_2_ENT | SOCO | ENT | 2040 | B16 | 25 | 0 | 2400 | 0 | 0 | 0 | 0 | 0 | 0 | 0 | 0 | 0 | 0 | 0
SOCO_2_ENT | SOCO | ENT | 2040 | B17 | 100 | 0 | 2400 | 0 | 0 | 0 | 0 | 0 | 0 | 0 | 0 | 0 | 0 | 0
SOCO_2_ENT | SOCO | ENT | 2040 | B18 | 400 | 0 | 2400 | 0 | 0 | 0 | 0 | 0 | 0 | 0 | 0 | 0 | 0 | 0
SOCO_2_ENT | SOCO | ENT | 2040 | B19 | 700 | 0 | 2400 | 0 | 0 | 0 | 0 | 0 | 0 | 0 | 0 | 0 | 0 | 0
SOCO_2_ENT | SOCO | ENT | 2040 | B20 | 935 | 0 | 2400 | 0 | 0 | 0 | 0 | 0 | 0 | 0 | 0 | 0 | 0 | 0
SOCO_2_ENT | SOCO | ENT | 2045 | B1 | 10 | 0 | 2400 | 0 | 0 | 0 | 0 | 0 | 0 | 0 | 0 | 0 | 0 | 0
SOCO_2_ENT | SOCO | ENT | 2045 | B2 | 25 | 0 | 2400 | 0 | 0 | 0 | 0 | 0 | 0 | 0 | 0 | 0 | 0 | 0
SOCO_2_ENT | SOCO | ENT | 2045 | B3 | 75 | 0 | 2400 | 0 | 0 | 0 | 0 | 0 | 0 | 0 | 0 | 0 | 0 | 0
SOCO_2_ENT | SOCO | ENT | 2045 | B4 | 100 | 0 | 2400 | 0 | 0 | 0 | 0 | 0 | 0 | 0 | 0 | 0 | 0 | 0
SOCO_2_ENT | SOCO | ENT | 2045 | B5 | 200 | 0 | 2400 | 0 | 0 | 0 | 0 | 0 | 0 | 0 | 0 | 0 | 0 | 0
SOCO_2_ENT | SOCO | ENT | 2045 | B6 | 300 | 0 | 2400 | 0 | 0 | 0 | 0 | 0 | 0 | 0 | 0 | 0 | 0 | 0
SOCO_2_ENT | SOCO | ENT | 2045 | B7 | 400 | 0 | 2400 | 0 | 0 | 0 | 0 | 0 | 0 | 0 | 0 | 0 | 0 | 0
SOCO_2_ENT | SOCO | ENT | 2045 | B8 | 500 | 0 | 2400 | 0 | 0 | 0 | 0 | 0 | 0 | 0 | 0 | 0 | 0 | 0
SOCO_2_ENT | SOCO | ENT | 2045 | B9 | 800 | 0 | 2400 | 0 | 0 | 0 | 0 | 0 | 0 | 0 | 0 | 0 | 0 | 0
SOCO_2_ENT | SOCO | ENT | 2045 | B10 | 1262 | 0 | 2400 | 0 | 0 | 0 | 0 | 0 | 0 | 0 | 0 | 0 | 0 | 0
SOCO_2_ENT | SOCO | ENT | 2045 | B11 | 25 | 0 | 2400 | 0 | 0 | 0 | 0 | 0 | 0 | 0 | 0 | 0 | 0 | 0
SOCO_2_ENT | SOCO | ENT | 2045 | B12 | 200 | 0 | 2400 | 0 | 0 | 0 | 0 | 0 | 0 | 0 | 0 | 0 | 0 | 0
SOCO_2_ENT | SOCO | ENT | 2045 | B13 | 600 | 0 | 2400 | 0 | 0 | 0 | 0 | 0 | 0 | 0 | 0 | 0 | 0 | 0
SOCO_2_ENT | SOCO | ENT | 2045 | B14 | 900 | 0 | 2400 | 0 | 0 | 0 | 0 | 0 | 0 | 0 | 0 | 0 | 0 | 0
SOCO_2_ENT | SOCO | ENT | 2045 | B15 | 1203 | 0 | 2400 | 0 | 0 | 0 | 0 | 0 | 0 | 0 | 0 | 0 | 0 | 0
SOCO_2_ENT | SOCO | ENT | 2045 | B16 | 25 | 0 | 2400 | 0 | 0 | 0 | 0 | 0 | 0 | 0 | 0 | 0 | 0 | 0
SOCO_2_ENT | SOCO | ENT | 2045 | B17 | 100 | 0 | 2400 | 0 | 0 | 0 | 0 | 0 | 0 | 0 | 0 | 0 | 0 | 0
SOCO_2_ENT | SOCO | ENT | 2045 | B18 | 400 | 0 | 2400 | 0 | 0 | 0 | 0 | 0 | 0 | 0 | 0 | 0 | 0 | 0
SOCO_2_ENT | SOCO | ENT | 2045 | B19 | 700 | 0 | 2400 | 0 | 0 | 0 | 0 | 0 | 0 | 0 | 0 | 0 | 0 | 0
SOCO_2_ENT | SOCO | ENT | 2045 | B20 | 935 | 0 | 2400 | 0 | 0 | 0 | 0 | 0 | 0 | 0 | 0 | 0 | 0 | 0
SOCO_2_ENT | SOCO | ENT | 2050 | B1 | 10 | 0 | 2400 | 0 | 0 | 0 | 0 | 0 | 0 | 0 | 0 | 0 | 0 | 0
SOCO_2_ENT | SOCO | ENT | 2050 | B2 | 25 | 0 | 2400 | 0 | 0 | 0 | 0 | 0 | 0 | 0 | 0 | 0 | 0 | 0
SOCO_2_ENT | SOCO | ENT | 2050 | B3 | 75 | 0 | 2400 | 0 | 0 | 0 | 0 | 0 | 0 | 0 | 0 | 0 | 0 | 0
SOCO_2_ENT | SOCO | ENT | 2050 | B4 | 100 | 0 | 2400 | 0 | 0 | 0 | 0 | 0 | 0 | 0 | 0 | 0 | 0 | 0
SOCO_2_ENT | SOCO | ENT | 2050 | B5 | 200 | 0 | 2400 | 0 | 0 | 0 | 0 | 0 | 0 | 0 | 0 | 0 | 0 | 0
SOCO_2_ENT | SOCO | ENT | 2050 | B6 | 300 | 0 | 2400 | 0 | 0 | 0 | 0 | 0 | 0 | 0 | 0 | 0 | 0 | 0
SOCO_2_ENT | SOCO | ENT | 2050 | B7 | 400 | 0 | 2400 | 0 | 0 | 0 | 0 | 0 | 0 | 0 | 0 | 0 | 0 | 0
SOCO_2_ENT | SOCO | ENT | 2050 | B8 | 500 | 0 | 2400 | 0 | 0 | 0 | 0 | 0 | 0 | 0 | 0 | 0 | 0 | 0
SOCO_2_ENT | SOCO | ENT | 2050 | B9 | 800 | 0 | 2400 | 0 | 0 | 0 | 0 | 0 | 0 | 0 | 0 | 0 | 0 | 0
SOCO_2_ENT | SOCO | ENT | 2050 | B10 | 1262 | 0 | 2400 | 0 | 0 | 0 | 0 | 0 | 0 | 0 | 0 | 0 | 0 | 0
SOCO_2_ENT | SOCO | ENT | 2050 | B11 | 25 | 0 | 2400 | 0 | 0 | 0 | 0 | 0 | 0 | 0 | 0 | 0 | 0 | 0
SOCO_2_ENT | SOCO | ENT | 2050 | B12 | 200 | 0 | 2400 | 0 | 0 | 0 | 0 | 0 | 0 | 0 | 0 | 0 | 0 | 0
SOCO_2_ENT | SOCO | ENT | 2050 | B13 | 600 | 0 | 2400 | 0 | 0 | 0 | 0 | 0 | 0 | 0 | 0 | 0 | 0 | 0
SOCO_2_ENT | SOCO | ENT | 2050 | B14 | 900 | 0 | 2400 | 0 | 0 | 0 | 0 | 0 | 0 | 0 | 0 | 0 | 0 | 0
SOCO_2_ENT | SOCO | ENT | 2050 | B15 | 1203 | 0 | 2400 | 0 | 0 | 0 | 0 | 0 | 0 | 0 | 0 | 0 | 0 | 0
SOCO_2_ENT | SOCO | ENT | 2050 | B16 | 25 | 0 | 2400 | 0 | 0 | 0 | 0 | 0 | 0 | 0 | 0 | 0 | 0 | 0
SOCO_2_ENT | SOCO | ENT | 2050 | B17 | 100 | 0 | 2400 | 0 | 0 | 0 | 0 | 0 | 0 | 0 | 0 | 0 | 0 | 0
SOCO_2_ENT | SOCO | ENT | 2050 | B18 | 400 | 0 | 2400 | 0 | 0 | 0 | 0 | 0 | 0 | 0 | 0 | 0 | 0 | 0
SOCO_2_ENT | SOCO | ENT | 2050 | B19 | 700 | 0 | 2400 | 0 | 0 | 0 | 0 | 0 | 0 | 0 | 0 | 0 | 0 | 0
SOCO_2_ENT | SOCO | ENT | 2050 | B20 | 935 | 0 | 2400 | 0 | 0 | 0 | 0 | 0 | 0 | 0 | 0 | 0 | 0 | 0
SOCO_2_FRCC | SOCO | FRCC | 2015 | B1 | 10 | 0 | 3700 | 0 | 0 | 0 | 0 | 0 | 0 | 0 | 0 | 0 | 0 | 0
SOCO_2_FRCC | SOCO | FRCC | 2015 | B2 | 25 | 0 | 3700 | 0 | 0 | 0 | 0 | 0 | 0 | 0 | 0 | 0 | 0 | 0
SOCO_2_FRCC | SOCO | FRCC | 2015 | B3 | 75 | 0 | 3700 | 0 | 0 | 0 | 0 | 0 | 0 | 0 | 0 | 0 | 0 | 0
SOCO_2_FRCC | SOCO | FRCC | 2015 | B4 | 100 | 0 | 3700 | 0 | 0 | 0 | 0 | 0 | 0 | 0 | 0 | 0 | 0 | 0
SOCO_2_FRCC | SOCO | FRCC | 2015 | B5 | 200 | 0 | 3700 | 1624.29 | 0 | 2599.87 | 0 | 0 | 0 | 0 | 0 | 0 | 0 | 0
SOCO_2_FRCC | SOCO | FRCC | 2015 | B6 | 300 | 0 | 3700 | 847.34 | 0 | 1544.88 | 0 | 0 | 0 | 0 | 0 | 0 | 0 | 0
SOCO_2_FRCC | SOCO | FRCC | 2015 | B7 | 400 | 0 | 3700 | 3003.8 | 0 | 3284.67 | 0 | 0 | 0 | 0 | 0 | 0 | 0 | 0
SOCO_2_FRCC | SOCO | FRCC | 2015 | B8 | 500 | 0 | 3700 | 1016.11 | 0 | 1016.11 | 0 | 0 | 0 | 0 | 0 | 0 | 0 | 0
SOCO_2_FRCC | SOCO | FRCC | 2015 | B9 | 800 | 0 | 3700 | 0 | 0 | 0 | 0 | 0 | 0 | 0 | 0 | 0 | 0 | 0
SOCO_2_FRCC | SOCO | FRCC | 2015 | B10 | 1262 | 0 | 3700 | 0 | 0 | 0 | 0 | 0 | 0 | 0 | 0 | 0 | 0 | 0
SOCO_2_FRCC | SOCO | FRCC | 2015 | B11 | 25 | 0 | 3700 | 1929.11 | 0 | 2903.83 | 0 | 0 | 0 | 0 | 0 | 0 | 0 | 0
SOCO_2_FRCC | SOCO | FRCC | 2015 | B12 | 200 | 0 | 3700 | 1852.44 | 0 | 1799.6 | 0 | 0 | 0 | 0 | 0 | 0 | 0 | 0
SOCO_2_FRCC | SOCO | FRCC | 2015 | B13 | 600 | 0 | 3700 | 566.37 | 0 | 513.53 | 0 | 0 | 0 | 0 | 0 | 0 | 0 | 0
SOCO_2_FRCC | SOCO | FRCC | 2015 | B14 | 900 | 0 | 3700 | 0 | 0 | 0 | 0 | 0 | 0 | 0 | 0 | 0 | 0 | 0
SOCO_2_FRCC | SOCO | FRCC | 2015 | B15 | 1203 | 0 | 3700 | 0 | 0 | 0 | 0 | 0 | 0 | 0 | 0 | 0 | 0 | 0
SOCO_2_FRCC | SOCO | FRCC | 2015 | B16 | 25 | 0 | 3700 | 2013.35 | 0 | 2084.99 | 0 | 0 | 0 | 0 | 0 | 0 | 0 | 0
SOCO_2_FRCC | SOCO | FRCC | 2015 | B17 | 100 | 0 | 3700 | 2080.98 | 0 | 2152.62 | 0 | 0 | 0 | 0 | 0 | 0 | 0 | 0
SOCO_2_FRCC | SOCO | FRCC | 2015 | B18 | 400 | 0 | 3700 | 280.95 | 0 | 352.59 | 0 | 0 | 0 | 0 | 0 | 0 | 0 | 0
SOCO_2_FRCC | SOCO | FRCC | 2015 | B19 | 700 | 0 | 3700 | 0 | 0 | 0 | 0 | 0 | 0 | 0 | 0 | 0 | 0 | 0
SOCO_2_FRCC | SOCO | FRCC | 2015 | B20 | 935 | 0 | 3700 | 0 | 0 | 0 | 0 | 0 | 0 | 0 | 0 | 0 | 0 | 0
SOCO_2_FRCC | SOCO | FRCC | 2020 | B1 | 10 | 0 | 3700 | 0 | 0 | 0.19 | 0 | 0 | 0 | 0 | 0 | 0 | 0 | 0
SOCO_2_FRCC | SOCO | FRCC | 2020 | B2 | 25 | 0 | 3700 | 0 | 0 | 0 | 0 | 0 | 0 | 0 | 0 | 0 | 0 | 0
SOCO_2_FRCC | SOCO | FRCC | 2020 | B3 | 75 | 0 | 3700 | 0 | 0 | 0 | 0 | 0 | 0 | 0 | 0 | 0 | 0 | 0
SOCO_2_FRCC | SOCO | FRCC | 2020 | B4 | 100 | 0 | 3700 | 0 | 0 | 0 | 0 | 0 | 0 | 0 | 0 | 0 | 0 | 0
SOCO_2_FRCC | SOCO | FRCC | 2020 | B5 | 200 | 0 | 3700 | 36.48 | 0 | 1328.55 | 0 | 0 | 0 | 0 | 0 | 0 | 0 | 0
SOCO_2_FRCC | SOCO | FRCC | 2020 | B6 | 300 | 0 | 3700 | 270.08 | 0 | 270.41 | 0 | 0 | 0 | 0 | 0 | 0 | 0 | 0
SOCO_2_FRCC | SOCO | FRCC | 2020 | B7 | 400 | 0 | 3700 | 2437.04 | 0 | 2490.05 | 0 | 0 | 0 | 0 | 0 | 0 | 0 | 0
SOCO_2_FRCC | SOCO | FRCC | 2020 | B8 | 500 | 0 | 3700 | 846.94 | 0 | 899.95 | 0 | 0 | 0 | 0 | 0 | 0 | 0 | 0
SOCO_2_FRCC | SOCO | FRCC | 2020 | B9 | 800 | 0 | 3700 | 0 | 0 | 0 | 0 | 0 | 0 | 0 | 0 | 0 | 0 | 0
SOCO_2_FRCC | SOCO | FRCC | 2020 | B10 | 1262 | 0 | 3700 | 0 | 0 | 0 | 0 | 0 | 0 | 0 | 0 | 0 | 0 | 0
SOCO_2_FRCC | SOCO | FRCC | 2020 | B11 | 25 | 0 | 3700 | 2858.52 | 0 | 3174.23 | 0 | 0 | 0 | 0 | 0 | 0 | 0 | 0
SOCO_2_FRCC | SOCO | FRCC | 2020 | B12 | 200 | 0 | 3700 | 2046.8 | 0 | 2127.47 | 0 | 0 | 0 | 0 | 0 | 0 | 0 | 0
SOCO_2_FRCC | SOCO | FRCC | 2020 | B13 | 600 | 0 | 3700 | 0 | 0 | 0 | 0 | 0 | 0 | 0 | 0 | 0 | 0 | 0
SOCO_2_FRCC | SOCO | FRCC | 2020 | B14 | 900 | 0 | 3700 | 0 | 0 | 0 | 0 | 0 | 0 | 0 | 0 | 0 | 0 | 0
SOCO_2_FRCC | SOCO | FRCC | 2020 | B15 | 1203 | 0 | 3700 | 0 | 0 | 0 | 0 | 0 | 0 | 0 | 0 | 0 | 0 | 0
SOCO_2_FRCC | SOCO | FRCC | 2020 | B16 | 25 | 0 | 3700 | 814.47 | 0 | 878.35 | 0 | 0 | 0 | 0 | 0 | 0 | 0 | 0
SOCO_2_FRCC | SOCO | FRCC | 2020 | B17 | 100 | 0 | 3700 | 800.3 | 0 | 800.3 | 0 | 0 | 0 | 0 | 0 | 0 | 0 | 0
SOCO_2_FRCC | SOCO | FRCC | 2020 | B18 | 400 | 0 | 3700 | 0 | 0 | 0 | 0 | 0 | 0 | 0 | 0 | 0 | 0 | 0
SOCO_2_FRCC | SOCO | FRCC | 2020 | B19 | 700 | 0 | 3700 | 0 | 0 | 0 | 0 | 0 | 0 | 0 | 0 | 0 | 0 | 0
SOCO_2_FRCC | SOCO | FRCC | 2020 | B20 | 935 | 0 | 3700 | 0 | 0 | 0 | 0 | 0 | 0 | 0 | 0 | 0 | 0 | 0
SOCO_2_FRCC | SOCO | FRCC | 2025 | B1 | 10 | 0 | 3700 | 999.42 | 0 | 999.75 | 0 | 0 | 0 | 0 | 0 | 0 | 0 | 0
SOCO_2_FRCC | SOCO | FRCC | 2025 | B2 | 25 | 0 | 3700 | 0 | 0 | 0 | 0 | 0 | 0 | 0 | 0 | 0 | 0 | 0
SOCO_2_FRCC | SOCO | FRCC | 2025 | B3 | 75 | 0 | 3700 | 0 | 0 | 0 | 0 | 0 | 0 | 0 | 0 | 0 | 0 | 0
SOCO_2_FRCC | SOCO | FRCC | 2025 | B4 | 100 | 0 | 3700 | 0 | 0 | 0 | 0 | 0 | 0 | 0 | 0 | 0 | 0 | 0
SOCO_2_FRCC | SOCO | FRCC | 2025 | B5 | 200 | 0 | 3700 | 0 | 0 | 0 | 0 | 0 | 0 | 0 | 0 | 0 | 0 | 0
SOCO_2_FRCC | SOCO | FRCC | 2025 | B6 | 300 | 0 | 3700 | 568.69 | 0 | 744.52 | 0 | 0 | 0 | 0 | 0 | 0 | 0 | 0
SOCO_2_FRCC | SOCO | FRCC | 2025 | B7 | 400 | 0 | 3700 | 2786.15 | 0 | 2839.16 | 0 | 0 | 0 | 0 | 0 | 0 | 0 | 0
SOCO_2_FRCC | SOCO | FRCC | 2025 | B8 | 500 | 0 | 3700 | 551.77 | 0 | 479.51 | 0 | 0 | 0 | 0 | 0 | 0 | 0 | 0
SOCO_2_FRCC | SOCO | FRCC | 2025 | B9 | 800 | 0 | 3700 | 0 | 0 | 0 | 0 | 0 | 0 | 0 | 0 | 0 | 0 | 0
SOCO_2_FRCC | SOCO | FRCC | 2025 | B10 | 1262 | 0 | 3700 | 0 | 0 | 0 | 0 | 0 | 0 | 0 | 0 | 0 | 0 | 0
SOCO_2_FRCC | SOCO | FRCC | 2025 | B11 | 25 | 0 | 3700 | 1954.45 | 0 | 3700 | 0 | 767.34 | 0 | 0 | 0.01187 | 0 | 0 | 0
SOCO_2_FRCC | SOCO | FRCC | 2025 | B12 | 200 | 0 | 3700 | 1613.58 | 0 | 1560.74 | 0 | 0 | 0 | 0 | 0 | 0 | 0 | 0
SOCO_2_FRCC | SOCO | FRCC | 2025 | B13 | 600 | 0 | 3700 | 0 | 0 | 0 | 0 | 0 | 0 | 0 | 0 | 0 | 0 | 0
SOCO_2_FRCC | SOCO | FRCC | 2025 | B14 | 900 | 0 | 3700 | 0 | 0 | 0 | 0 | 0 | 0 | 0 | 0 | 0 | 0 | 0
SOCO_2_FRCC | SOCO | FRCC | 2025 | B15 | 1203 | 0 | 3700 | 0 | 0 | 0 | 0 | 0 | 0 | 0 | 0 | 0 | 0 | 0
SOCO_2_FRCC | SOCO | FRCC | 2025 | B16 | 25 | 0 | 3700 | 260.73 | 0 | 0 | 0 | 0 | 0 | 0 | 0 | 0 | 0 | 0
SOCO_2_FRCC | SOCO | FRCC | 2025 | B17 | 100 | 0 | 3700 | 1455.01 | 0 | 1492.5 | 0 | 0 | 0 | 0 | 0 | 0 | 0 | 0
SOCO_2_FRCC | SOCO | FRCC | 2025 | B18 | 400 | 0 | 3700 | 0 | 0 | 0 | 0 | 0 | 0 | 0 | 0 | 0 | 0 | 0
SOCO_2_FRCC | SOCO | FRCC | 2025 | B19 | 700 | 0 | 3700 | 0 | 0 | 0 | 0 | 0 | 0 | 0 | 0 | 0 | 0 | 0
SOCO_2_FRCC | SOCO | FRCC | 2025 | B20 | 935 | 0 | 3700 | 0 | 0 | 0 | 0 | 0 | 0 | 0 | 0 | 0 | 0 | 0
SOCO_2_FRCC | SOCO | FRCC | 2030 | B1 | 10 | 0 | 3700 | 902.11 | 0 | 902.44 | 0 | 0 | 0 | 0 | 0 | 0 | 0 | 0
SOCO_2_FRCC | SOCO | FRCC | 2030 | B2 | 25 | 0 | 3700 | 0 | 0 | 0 | 0 | 0 | 0 | 0 | 0 | 0 | 0 | 0
SOCO_2_FRCC | SOCO | FRCC | 2030 | B3 | 75 | 0 | 3700 | 0 | 0 | 0 | 0 | 0 | 0 | 0 | 0 | 0 | 0 | 0
SOCO_2_FRCC | SOCO | FRCC | 2030 | B4 | 100 | 0 | 3700 | 0 | 0 | 0 | 0 | 0 | 0 | 0 | 0 | 0 | 0 | 0
SOCO_2_FRCC | SOCO | FRCC | 2030 | B5 | 200 | 0 | 3700 | 0 | 0 | 0 | 0 | 0 | 0 | 0 | 0 | 0 | 0 | 0
SOCO_2_FRCC | SOCO | FRCC | 2030 | B6 | 300 | 0 | 3700 | 0 | 0 | 0 | 0 | 0 | 0 | 0 | 0 | 0 | 0 | 0
SOCO_2_FRCC | SOCO | FRCC | 2030 | B7 | 400 | 0 | 3700 | 2051 | 0 | 2104.01 | 0 | 0 | 0 | 0 | 0 | 0 | 0 | 0
SOCO_2_FRCC | SOCO | FRCC | 2030 | B8 | 500 | 0 | 3700 | 160.2 | 0 | 213.21 | 0 | 0 | 0 | 0 | 0 | 0 | 0 | 0
SOCO_2_FRCC | SOCO | FRCC | 2030 | B9 | 800 | 0 | 3700 | 0 | 0 | 0 | 0 | 0 | 0 | 0 | 0 | 0 | 0 | 0
SOCO_2_FRCC | SOCO | FRCC | 2030 | B10 | 1262 | 0 | 3700 | 0 | 0 | 0 | 0 | 0 | 0 | 0 | 0 | 0 | 0 | 0
SOCO_2_FRCC | SOCO | FRCC | 2030 | B11 | 25 | 0 | 3700 | 1739.78 | 0 | 3685.04 | 0 | 0 | 0 | 0 | 0 | 0 | 0 | 0
SOCO_2_FRCC | SOCO | FRCC | 2030 | B12 | 200 | 0 | 3700 | 1661.89 | 0 | 1742.55 | 0 | 0 | 0 | 0 | 0 | 0 | 0 | 0
SOCO_2_FRCC | SOCO | FRCC | 2030 | B13 | 600 | 0 | 3700 | 0 | 0 | 0 | 0 | 0 | 0 | 0 | 0 | 0 | 0 | 0
SOCO_2_FRCC | SOCO | FRCC | 2030 | B14 | 900 | 0 | 3700 | 0 | 0 | 0 | 0 | 0 | 0 | 0 | 0 | 0 | 0 | 0
SOCO_2_FRCC | SOCO | FRCC | 2030 | B15 | 1203 | 0 | 3700 | 0 | 0 | 0 | 0 | 0 | 0 | 0 | 0 | 0 | 0 | 0
SOCO_2_FRCC | SOCO | FRCC | 2030 | B16 | 25 | 0 | 3700 | 267.64 | 0 | 0 | 0 | 0 | 0 | 0 | 0 | 0 | 0 | 0
SOCO_2_FRCC | SOCO | FRCC | 2030 | B17 | 100 | 0 | 3700 | 48.64 | 0 | 48.64 | 0 | 0 | 0 | 0 | 0 | 0 | 0 | 0
SOCO_2_FRCC | SOCO | FRCC | 2030 | B18 | 400 | 0 | 3700 | 0 | 0 | 0 | 0 | 0 | 0 | 0 | 0 | 0 | 0 | 0
SOCO_2_FRCC | SOCO | FRCC | 2030 | B19 | 700 | 0 | 3700 | 0 | 0 | 0 | 0 | 0 | 0 | 0 | 0 | 0 | 0 | 0
SOCO_2_FRCC | SOCO | FRCC | 2030 | B20 | 935 | 0 | 3700 | 0 | 0 | 0 | 0 | 0 | 0 | 0 | 0 | 0 | 0 | 0
SOCO_2_FRCC | SOCO | FRCC | 2035 | B1 | 10 | 0 | 3700 | 697.42 | 0 | 697.74 | 0 | 0 | 0 | 0 | 0 | 0 | 0 | 0
SOCO_2_FRCC | SOCO | FRCC | 2035 | B2 | 25 | 0 | 3700 | 0 | 0 | 0 | 0 | 0 | 0 | 0 | 0 | 0 | 0 | 0
SOCO_2_FRCC | SOCO | FRCC | 2035 | B3 | 75 | 0 | 3700 | 0 | 0 | 0 | 0 | 0 | 0 | 0 | 0 | 0 | 0 | 0
SOCO_2_FRCC | SOCO | FRCC | 2035 | B4 | 100 | 0 | 3700 | 0 | 0 | 0 | 0 | 0 | 0 | 0 | 0 | 0 | 0 | 0
SOCO_2_FRCC | SOCO | FRCC | 2035 | B5 | 200 | 0 | 3700 | 0 | 0 | 0 | 0 | 0 | 0 | 0 | 0 | 0 | 0 | 0
SOCO_2_FRCC | SOCO | FRCC | 2035 | B6 | 300 | 0 | 3700 | 462.91 | 0 | 1581.53 | 0 | 0 | 0 | 0 | 0 | 0 | 0 | 0
SOCO_2_FRCC | SOCO | FRCC | 2035 | B7 | 400 | 0 | 3700 | 941.83 | 0 | 994.84 | 0 | 0 | 0 | 0 | 0 | 0 | 0 | 0
SOCO_2_FRCC | SOCO | FRCC | 2035 | B8 | 500 | 0 | 3700 | 0 | 0 | 0 | 0 | 0 | 0 | 0 | 0 | 0 | 0 | 0
SOCO_2_FRCC | SOCO | FRCC | 2035 | B9 | 800 | 0 | 3700 | 0 | 0 | 0 | 0 | 0 | 0 | 0 | 0 | 0 | 0 | 0
SOCO_2_FRCC | SOCO | FRCC | 2035 | B10 | 1262 | 0 | 3700 | 49.97 | 0 | 0 | 0 | 0 | 0 | 0 | 0 | 0 | 0 | 0
SOCO_2_FRCC | SOCO | FRCC | 2035 | B11 | 25 | 0 | 3700 | 2031.28 | 0 | 1967.38 | 0 | 0 | 0 | 0 | 0 | 0 | 0 | 0
SOCO_2_FRCC | SOCO | FRCC | 2035 | B12 | 200 | 0 | 3700 | 0 | 0 | 0 | 0 | 0 | 0 | 0 | 0 | 0 | 0 | 0
SOCO_2_FRCC | SOCO | FRCC | 2035 | B13 | 600 | 0 | 3700 | 0 | 0 | 0 | 0 | 0 | 0 | 0 | 0 | 0 | 0 | 0
SOCO_2_FRCC | SOCO | FRCC | 2035 | B14 | 900 | 0 | 3700 | 0 | 0 | 0 | 0 | 0 | 0 | 0 | 0 | 0 | 0 | 0
SOCO_2_FRCC | SOCO | FRCC | 2035 | B15 | 1203 | 0 | 3700 | 0 | 0 | 0 | 0 | 0 | 0 | 0 | 0 | 0 | 0 | 0
SOCO_2_FRCC | SOCO | FRCC | 2035 | B16 | 25 | 0 | 3700 | 534.27 | 0 | 1497.45 | 0 | 0 | 0 | 0 | 0 | 0 | 0 | 0
SOCO_2_FRCC | SOCO | FRCC | 2035 | B17 | 100 | 0 | 3700 | 0 | 0 | 0 | 0 | 0 | 0 | 0 | 0 | 0 | 0 | 0
SOCO_2_FRCC | SOCO | FRCC | 2035 | B18 | 400 | 0 | 3700 | 0 | 0 | 0 | 0 | 0 | 0 | 0 | 0 | 0 | 0 | 0
SOCO_2_FRCC | SOCO | FRCC | 2035 | B19 | 700 | 0 | 3700 | 0 | 0 | 0 | 0 | 0 | 0 | 0 | 0 | 0 | 0 | 0
SOCO_2_FRCC | SOCO | FRCC | 2035 | B20 | 935 | 0 | 3700 | 0 | 0 | 0 | 0 | 0 | 0 | 0 | 0 | 0 | 0 | 0
SOCO_2_FRCC | SOCO | FRCC | 2040 | B1 | 10 | 0 | 3700 | 1033.99 | 0 | 1034.31 | 0 | 0 | 0 | 0 | 0 | 0 | 0 | 0
SOCO_2_FRCC | SOCO | FRCC | 2040 | B2 | 25 | 0 | 3700 | 0 | 0 | 0 | 0 | 0 | 0 | 0 | 0 | 0 | 0 | 0
SOCO_2_FRCC | SOCO | FRCC | 2040 | B3 | 75 | 0 | 3700 | 0 | 0 | 0 | 0 | 0 | 0 | 0 | 0 | 0 | 0 | 0
SOCO_2_FRCC | SOCO | FRCC | 2040 | B4 | 100 | 0 | 3700 | 0 | 0 | 0 | 0 | 0 | 0 | 0 | 0 | 0 | 0 | 0
SOCO_2_FRCC | SOCO | FRCC | 2040 | B5 | 200 | 0 | 3700 | 0 | 0 | 1364.72 | 0 | 0 | 0 | 0 | 0 | 0 | 0 | 0
SOCO_2_FRCC | SOCO | FRCC | 2040 | B6 | 300 | 0 | 3700 | 3552.31 | 0 | 3605.32 | 0 | 0 | 0 | 0 | 0 | 0 | 0 | 0
SOCO_2_FRCC | SOCO | FRCC | 2040 | B7 | 400 | 0 | 3700 | 1975 | 0 | 1105.91 | 0 | 0 | 0 | 0 | 0 | 0 | 0 | 0
SOCO_2_FRCC | SOCO | FRCC | 2040 | B8 | 500 | 0 | 3700 | 0 | 0 | 0 | 0 | 0 | 0 | 0 | 0 | 0 | 0 | 0
SOCO_2_FRCC | SOCO | FRCC | 2040 | B9 | 800 | 0 | 3700 | 0 | 0 | 0 | 0 | 0 | 0 | 0 | 0 | 0 | 0 | 0
SOCO_2_FRCC | SOCO | FRCC | 2040 | B10 | 1262 | 0 | 3700 | 2181.36 | 0 | 1636.52 | 0 | 0 | 0 | 0 | 0 | 0 | 0 | 0
SOCO_2_FRCC | SOCO | FRCC | 2040 | B11 | 25 | 0 | 3700 | 2048.27 | 0 | 2201.28 | 0 | 0 | 0 | 0 | 0 | 0 | 0 | 0
SOCO_2_FRCC | SOCO | FRCC | 2040 | B12 | 200 | 0 | 3700 | 0 | 0 | 6.5 | 0 | 0 | 0 | 0 | 0 | 0 | 0 | 0
SOCO_2_FRCC | SOCO | FRCC | 2040 | B13 | 600 | 0 | 3700 | 0 | 0 | 0 | 0 | 0 | 0 | 0 | 0 | 0 | 0 | 0
SOCO_2_FRCC | SOCO | FRCC | 2040 | B14 | 900 | 0 | 3700 | 0 | 0 | 0 | 0 | 0 | 0 | 0 | 0 | 0 | 0 | 0
SOCO_2_FRCC | SOCO | FRCC | 2040 | B15 | 1203 | 0 | 3700 | 0 | 0 | 0 | 0 | 0 | 0 | 0 | 0 | 0 | 0 | 0
SOCO_2_FRCC | SOCO | FRCC | 2040 | B16 | 25 | 0 | 3700 | 1173.52 | 0 | 3619.66 | 0 | 0 | 0 | 0 | 0 | 0 | 0 | 0
SOCO_2_FRCC | SOCO | FRCC | 2040 | B17 | 100 | 0 | 3700 | 21.86 | 0 | 122.39 | 0 | 0 | 0 | 0 | 0 | 0 | 0 | 0
SOCO_2_FRCC | SOCO | FRCC | 2040 | B18 | 400 | 0 | 3700 | 0 | 0 | 0 | 0 | 0 | 0 | 0 | 0 | 0 | 0 | 0
SOCO_2_FRCC | SOCO | FRCC | 2040 | B19 | 700 | 0 | 3700 | 0 | 0 | 0 | 0 | 0 | 0 | 0 | 0 | 0 | 0 | 0
SOCO_2_FRCC | SOCO | FRCC | 2040 | B20 | 935 | 0 | 3700 | 1672.81 | 0 | 1600.55 | 0 | 0 | 0 | 0 | 0 | 0 | 0 | 0
SOCO_2_FRCC | SOCO | FRCC | 2045 | B1 | 10 | 0 | 3700 | 0 | 0 | 0 | 0 | 0 | 0 | 0 | 0 | 0 | 0 | 0
SOCO_2_FRCC | SOCO | FRCC | 2045 | B2 | 25 | 0 | 3700 | 0 | 0 | 0 | 0 | 0 | 0 | 0 | 0 | 0 | 0 | 0
SOCO_2_FRCC | SOCO | FRCC | 2045 | B3 | 75 | 0 | 3700 | 0 | 0 | 0 | 0 | 0 | 0 | 0 | 0 | 0 | 0 | 0
SOCO_2_FRCC | SOCO | FRCC | 2045 | B4 | 100 | 0 | 3700 | 0 | 0 | 0 | 0 | 0 | 0 | 0 | 0 | 0 | 0 | 0
SOCO_2_FRCC | SOCO | FRCC | 2045 | B5 | 200 | 0 | 3700 | 0 | 0 | 0 | 0 | 0 | 0 | 0 | 0 | 0 | 0 | 0
SOCO_2_FRCC | SOCO | FRCC | 2045 | B6 | 300 | 0 | 3700 | 0 | 0 | 0 | 0 | 0 | 0 | 0 | 0 | 0 | 0 | 0
SOCO_2_FRCC | SOCO | FRCC | 2045 | B7 | 400 | 0 | 3700 | 0 | 0 | 0 | 0 | 0 | 0 | 0 | 0 | 0 | 0 | 0
SOCO_2_FRCC | SOCO | FRCC | 2045 | B8 | 500 | 0 | 3700 | 0 | 0 | 0 | 0 | 0 | 0 | 0 | 0 | 0 | 0 | 0
SOCO_2_FRCC | SOCO | FRCC | 2045 | B9 | 800 | 0 | 3700 | 0 | 0 | 0 | 0 | 0 | 0 | 0 | 0 | 0 | 0 | 0
SOCO_2_FRCC | SOCO | FRCC | 2045 | B10 | 1262 | 0 | 3700 | 0 | 0 | 0 | 0 | 0 | 0 | 0 | 0 | 0 | 0 | 0
SOCO_2_FRCC | SOCO | FRCC | 2045 | B11 | 25 | 0 | 3700 | 264.76 | 0 | 3700 | 0 | 0 | 0 | 0 | 0.22553 | 0 | 0 | 0
SOCO_2_FRCC | SOCO | FRCC | 2045 | B12 | 200 | 0 | 3700 | 0 | 0 | 0 | 0 | 0 | 0 | 0 | 0 | 0 | 0 | 0
SOCO_2_FRCC | SOCO | FRCC | 2045 | B13 | 600 | 0 | 3700 | 0 | 0 | 0 | 0 | 0 | 0 | 0 | 0 | 0 | 0 | 0
SOCO_2_FRCC | SOCO | FRCC | 2045 | B14 | 900 | 0 | 3700 | 0 | 0 | 0 | 0 | 0 | 0 | 0 | 0 | 0 | 0 | 0
SOCO_2_FRCC | SOCO | FRCC | 2045 | B15 | 1203 | 0 | 3700 | 0 | 0 | 0 | 0 | 0 | 0 | 0 | 0 | 0 | 0 | 0
SOCO_2_FRCC | SOCO | FRCC | 2045 | B16 | 25 | 0 | 3700 | 0 | 0 | 0 | 0 | 0 | 0 | 0 | 0 | 0 | 0 | 0
SOCO_2_FRCC | SOCO | FRCC | 2045 | B17 | 100 | 0 | 3700 | 0 | 0 | 0 | 0 | 0 | 0 | 0 | 0 | 0 | 0 | 0
SOCO_2_FRCC | SOCO | FRCC | 2045 | B18 | 400 | 0 | 3700 | 0 | 0 | 0 | 0 | 0 | 0 | 0 | 0 | 0 | 0 | 0
SOCO_2_FRCC | SOCO | FRCC | 2045 | B19 | 700 | 0 | 3700 | 0 | 0 | 0 | 0 | 0 | 0 | 0 | 0 | 0 | 0 | 0
SOCO_2_FRCC | SOCO | FRCC | 2045 | B20 | 935 | 0 | 3700 | 0 | 0 | 0 | 0 | 0 | 0 | 0 | 0 | 0 | 0 | 0
SOCO_2_FRCC | SOCO | FRCC | 2050 | B1 | 10 | 0 | 3700 | 0 | 0 | 0 | 0 | 0 | 0 | 0 | 0 | 0 | 0 | 0
SOCO_2_FRCC | SOCO | FRCC | 2050 | B2 | 25 | 0 | 3700 | 0 | 0 | 0 | 0 | 0 | 0 | 0 | 0 | 0 | 0 | 0
SOCO_2_FRCC | SOCO | FRCC | 2050 | B3 | 75 | 0 | 3700 | 0 | 0 | 0 | 0 | 0 | 0 | 0 | 0 | 0 | 0 | 0
SOCO_2_FRCC | SOCO | FRCC | 2050 | B4 | 100 | 0 | 3700 | 0 | 0 | 0 | 0 | 0 | 0 | 0 | 0 | 0 | 0 | 0
SOCO_2_FRCC | SOCO | FRCC | 2050 | B5 | 200 | 0 | 3700 | 0 | 0 | 0 | 0 | 0 | 0 | 0 | 0 | 0 | 0 | 0
SOCO_2_FRCC | SOCO | FRCC | 2050 | B6 | 300 | 0 | 3700 | 0 | 0 | 0 | 0 | 0 | 0 | 0 | 0 | 0 | 0 | 0
SOCO_2_FRCC | SOCO | FRCC | 2050 | B7 | 400 | 0 | 3700 | 0 | 0 | 0 | 0 | 0 | 0 | 0 | 0 | 0 | 0 | 0
SOCO_2_FRCC | SOCO | FRCC | 2050 | B8 | 500 | 0 | 3700 | 0 | 0 | 0 | 0 | 0 | 0 | 0 | 0 | 0 | 0 | 0
SOCO_2_FRCC | SOCO | FRCC | 2050 | B9 | 800 | 0 | 3700 | 0 | 0 | 0 | 0 | 0 | 0 | 0 | 0 | 0 | 0 | 0
SOCO_2_FRCC | SOCO | FRCC | 2050 | B10 | 1262 | 0 | 3700 | 0 | 0 | 0 | 0 | 0 | 0 | 0 | 0 | 0 | 0 | 0
SOCO_2_FRCC | SOCO | FRCC | 2050 | B11 | 25 | 0 | 3700 | 147.51 | 0 | 3700 | 0 | 442.78 | 0 | 0 | 0.90212 | 0 | 0 | 0
SOCO_2_FRCC | SOCO | FRCC | 2050 | B12 | 200 | 0 | 3700 | 0 | 0 | 0 | 0 | 0 | 0 | 0 | 0 | 0 | 0 | 0
SOCO_2_FRCC | SOCO | FRCC | 2050 | B13 | 600 | 0 | 3700 | 0 | 0 | 0 | 0 | 0 | 0 | 0 | 0 | 0 | 0 | 0
SOCO_2_FRCC | SOCO | FRCC | 2050 | B14 | 900 | 0 | 3700 | 0 | 0 | 0 | 0 | 0 | 0 | 0 | 0 | 0 | 0 | 0
SOCO_2_FRCC | SOCO | FRCC | 2050 | B15 | 1203 | 0 | 3700 | 0 | 0 | 0 | 0 | 0 | 0 | 0 | 0 | 0 | 0 | 0
SOCO_2_FRCC | SOCO | FRCC | 2050 | B16 | 25 | 0 | 3700 | 0 | 0 | 0 | 0 | 0 | 0 | 0 | 0 | 0 | 0 | 0
SOCO_2_FRCC | SOCO | FRCC | 2050 | B17 | 100 | 0 | 3700 | 0 | 0 | 0 | 0 | 0 | 0 | 0 | 0 | 0 | 0 | 0
SOCO_2_FRCC | SOCO | FRCC | 2050 | B18 | 400 | 0 | 3700 | 0 | 0 | 0 | 0 | 0 | 0 | 0 | 0 | 0 | 0 | 0
SOCO_2_FRCC | SOCO | FRCC | 2050 | B19 | 700 | 0 | 3700 | 72.26 | 0 | 0 | 0 | 0 | 0 | 0 | 0 | 0 | 0 | 0
SOCO_2_FRCC | SOCO | FRCC | 2050 | B20 | 935 | 0 | 3700 | 0 | 0 | 0 | 0 | 0 | 0 | 0 | 0 | 0 | 0 | 0
SOCO_2_TVA_Transmission | SOCO | TVA_Transmission | 2015 | B1 | 10 | 0 | 2600 | 0 | 0 | 0 | 0 | 0 | 0 | 0 | 0 | 0 | 0 | 0
SOCO_2_TVA_Transmission | SOCO | TVA_Transmission | 2015 | B2 | 25 | 0 | 2600 | 0 | 0 | 0 | 0 | 0 | 0 | 0 | 0 | 0 | 0 | 0
SOCO_2_TVA_Transmission | SOCO | TVA_Transmission | 2015 | B3 | 75 | 0 | 2600 | 0 | 0 | 0 | 0 | 0 | 0 | 0 | 0 | 0 | 0 | 0
SOCO_2_TVA_Transmission | SOCO | TVA_Transmission | 2015 | B4 | 100 | 0 | 2600 | 0 | 0 | 0 | 0 | 0 | 0 | 0 | 0 | 0 | 0 | 0
SOCO_2_TVA_Transmission | SOCO | TVA_Transmission | 2015 | B5 | 200 | 0 | 2600 | 0 | 0 | 0 | 0 | 0 | 0 | 0 | 0 | 0 | 0 | 0
SOCO_2_TVA_Transmission | SOCO | TVA_Transmission | 2015 | B6 | 300 | 0 | 2600 | 0 | 0 | 0 | 0 | 0 | 0 | 0 | 0 | 0 | 0 | 0
SOCO_2_TVA_Transmission | SOCO | TVA_Transmission | 2015 | B7 | 400 | 0 | 2600 | 0 | 0 | 0 | 0 | 0 | 0 | 0 | 0 | 0 | 0 | 0
SOCO_2_TVA_Transmission | SOCO | TVA_Transmission | 2015 | B8 | 500 | 0 | 2600 | 0 | 0 | 0 | 0 | 0 | 0 | 0 | 0 | 0 | 0 | 0
SOCO_2_TVA_Transmission | SOCO | TVA_Transmission | 2015 | B9 | 800 | 0 | 2600 | 0 | 0 | 0 | 0 | 0 | 0 | 0 | 0 | 0 | 0 | 0
SOCO_2_TVA_Transmission | SOCO | TVA_Transmission | 2015 | B10 | 1262 | 0 | 2600 | 0 | 0 | 0 | 0 | 0 | 0 | 0 | 0 | 0 | 0 | 0
SOCO_2_TVA_Transmission | SOCO | TVA_Transmission | 2015 | B11 | 25 | 0 | 2600 | 0 | 0 | 0 | 0 | 0 | 0 | 0 | 0 | 0 | 0 | 0
SOCO_2_TVA_Transmission | SOCO | TVA_Transmission | 2015 | B12 | 200 | 0 | 2600 | 0 | 0 | 0 | 0 | 0 | 0 | 0 | 0 | 0 | 0 | 0
SOCO_2_TVA_Transmission | SOCO | TVA_Transmission | 2015 | B13 | 600 | 0 | 2600 | 0 | 0 | 0 | 0 | 0 | 0 | 0 | 0 | 0 | 0 | 0
SOCO_2_TVA_Transmission | SOCO | TVA_Transmission | 2015 | B14 | 900 | 0 | 2600 | 0 | 0 | 0 | 0 | 0 | 0 | 0 | 0 | 0 | 0 | 0
SOCO_2_TVA_Transmission | SOCO | TVA_Transmission | 2015 | B15 | 1203 | 0 | 2600 | 0 | 0 | 0 | 0 | 0 | 0 | 0 | 0 | 0 | 0 | 0
SOCO_2_TVA_Transmission | SOCO | TVA_Transmission | 2015 | B16 | 25 | 0 | 2600 | 0 | 0 | 0 | 0 | 0 | 0 | 0 | 0 | 0 | 0 | 0
SOCO_2_TVA_Transmission | SOCO | TVA_Transmission | 2015 | B17 | 100 | 0 | 2600 | 0 | 0 | 0 | 0 | 0 | 0 | 0 | 0 | 0 | 0 | 0
SOCO_2_TVA_Transmission | SOCO | TVA_Transmission | 2015 | B18 | 400 | 0 | 2600 | 0 | 0 | 0 | 0 | 0 | 0 | 0 | 0 | 0 | 0 | 0
SOCO_2_TVA_Transmission | SOCO | TVA_Transmission | 2015 | B19 | 700 | 0 | 2600 | 0 | 0 | 0 | 0 | 0 | 0 | 0 | 0 | 0 | 0 | 0
SOCO_2_TVA_Transmission | SOCO | TVA_Transmission | 2015 | B20 | 935 | 0 | 2600 | 0 | 0 | 0 | 0 | 0 | 0 | 0 | 0 | 0 | 0 | 0
SOCO_2_TVA_Transmission | SOCO | TVA_Transmission | 2020 | B1 | 10 | 0 | 2600 | 0 | 0 | 0 | 0 | 0 | 0 | 0 | 0 | 0 | 0 | 0
SOCO_2_TVA_Transmission | SOCO | TVA_Transmission | 2020 | B2 | 25 | 0 | 2600 | 0 | 0 | 0 | 0 | 0 | 0 | 0 | 0 | 0 | 0 | 0
SOCO_2_TVA_Transmission | SOCO | TVA_Transmission | 2020 | B3 | 75 | 0 | 2600 | 0 | 0 | 0 | 0 | 0 | 0 | 0 | 0 | 0 | 0 | 0
SOCO_2_TVA_Transmission | SOCO | TVA_Transmission | 2020 | B4 | 100 | 0 | 2600 | 0 | 0 | 0 | 0 | 0 | 0 | 0 | 0 | 0 | 0 | 0
SOCO_2_TVA_Transmission | SOCO | TVA_Transmission | 2020 | B5 | 200 | 0 | 2600 | 0 | 0 | 0 | 0 | 0 | 0 | 0 | 0 | 0 | 0 | 0
SOCO_2_TVA_Transmission | SOCO | TVA_Transmission | 2020 | B6 | 300 | 0 | 2600 | 0 | 0 | 0 | 0 | 0 | 0 | 0 | 0 | 0 | 0 | 0
SOCO_2_TVA_Transmission | SOCO | TVA_Transmission | 2020 | B7 | 400 | 0 | 2600 | 0 | 0 | 0 | 0 | 0 | 0 | 0 | 0 | 0 | 0 | 0
SOCO_2_TVA_Transmission | SOCO | TVA_Transmission | 2020 | B8 | 500 | 0 | 2600 | 0 | 0 | 0 | 0 | 0 | 0 | 0 | 0 | 0 | 0 | 0
SOCO_2_TVA_Transmission | SOCO | TVA_Transmission | 2020 | B9 | 800 | 0 | 2600 | 0 | 0 | 0 | 0 | 0 | 0 | 0 | 0 | 0 | 0 | 0
SOCO_2_TVA_Transmission | SOCO | TVA_Transmission | 2020 | B10 | 1262 | 0 | 2600 | 0 | 0 | 0 | 0 | 0 | 0 | 0 | 0 | 0 | 0 | 0
SOCO_2_TVA_Transmission | SOCO | TVA_Transmission | 2020 | B11 | 25 | 0 | 2600 | 0 | 0 | 0 | 0 | 0 | 0 | 0 | 0 | 0 | 0 | 0
SOCO_2_TVA_Transmission | SOCO | TVA_Transmission | 2020 | B12 | 200 | 0 | 2600 | 0 | 0 | 0 | 0 | 0 | 0 | 0 | 0 | 0 | 0 | 0
SOCO_2_TVA_Transmission | SOCO | TVA_Transmission | 2020 | B13 | 600 | 0 | 2600 | 0 | 0 | 0 | 0 | 0 | 0 | 0 | 0 | 0 | 0 | 0
SOCO_2_TVA_Transmission | SOCO | TVA_Transmission | 2020 | B14 | 900 | 0 | 2600 | 0 | 0 | 0 | 0 | 0 | 0 | 0 | 0 | 0 | 0 | 0
SOCO_2_TVA_Transmission | SOCO | TVA_Transmission | 2020 | B15 | 1203 | 0 | 2600 | 0 | 0 | 0 | 0 | 0 | 0 | 0 | 0 | 0 | 0 | 0
SOCO_2_TVA_Transmission | SOCO | TVA_Transmission | 2020 | B16 | 25 | 0 | 2600 | 0 | 0 | 0 | 0 | 0 | 0 | 0 | 0 | 0 | 0 | 0
SOCO_2_TVA_Transmission | SOCO | TVA_Transmission | 2020 | B17 | 100 | 0 | 2600 | 0 | 0 | 0 | 0 | 0 | 0 | 0 | 0 | 0 | 0 | 0
SOCO_2_TVA_Transmission | SOCO | TVA_Transmission | 2020 | B18 | 400 | 0 | 2600 | 0 | 0 | 0 | 0 | 0 | 0 | 0 | 0 | 0 | 0 | 0
SOCO_2_TVA_Transmission | SOCO | TVA_Transmission | 2020 | B19 | 700 | 0 | 2600 | 0 | 0 | 0 | 0 | 0 | 0 | 0 | 0 | 0 | 0 | 0
SOCO_2_TVA_Transmission | SOCO | TVA_Transmission | 2020 | B20 | 935 | 0 | 2600 | 0 | 0 | 0 | 0 | 0 | 0 | 0 | 0 | 0 | 0 | 0
SOCO_2_TVA_Transmission | SOCO | TVA_Transmission | 2025 | B1 | 10 | 0 | 2600 | 0 | 0 | 0 | 0 | 0 | 0 | 0 | 0 | 0 | 0 | 0
SOCO_2_TVA_Transmission | SOCO | TVA_Transmission | 2025 | B2 | 25 | 0 | 2600 | 0 | 0 | 0 | 0 | 0 | 0 | 0 | 0 | 0 | 0 | 0
SOCO_2_TVA_Transmission | SOCO | TVA_Transmission | 2025 | B3 | 75 | 0 | 2600 | 0 | 0 | 0 | 0 | 0 | 0 | 0 | 0 | 0 | 0 | 0
SOCO_2_TVA_Transmission | SOCO | TVA_Transmission | 2025 | B4 | 100 | 0 | 2600 | 0 | 0 | 0 | 0 | 0 | 0 | 0 | 0 | 0 | 0 | 0
SOCO_2_TVA_Transmission | SOCO | TVA_Transmission | 2025 | B5 | 200 | 0 | 2600 | 0 | 0 | 0 | 0 | 0 | 0 | 0 | 0 | 0 | 0 | 0
SOCO_2_TVA_Transmission | SOCO | TVA_Transmission | 2025 | B6 | 300 | 0 | 2600 | 0 | 0 | 0 | 0 | 0 | 0 | 0 | 0 | 0 | 0 | 0
SOCO_2_TVA_Transmission | SOCO | TVA_Transmission | 2025 | B7 | 400 | 0 | 2600 | 0 | 0 | 0 | 0 | 0 | 0 | 0 | 0 | 0 | 0 | 0
SOCO_2_TVA_Transmission | SOCO | TVA_Transmission | 2025 | B8 | 500 | 0 | 2600 | 0 | 0 | 0 | 0 | 0 | 0 | 0 | 0 | 0 | 0 | 0
SOCO_2_TVA_Transmission | SOCO | TVA_Transmission | 2025 | B9 | 800 | 0 | 2600 | 0 | 0 | 0 | 0 | 0 | 0 | 0 | 0 | 0 | 0 | 0
SOCO_2_TVA_Transmission | SOCO | TVA_Transmission | 2025 | B10 | 1262 | 0 | 2600 | 0 | 0 | 0 | 0 | 0 | 0 | 0 | 0 | 0 | 0 | 0
SOCO_2_TVA_Transmission | SOCO | TVA_Transmission | 2025 | B11 | 25 | 0 | 2600 | 0 | 0 | 0 | 0 | 0 | 0 | 0 | 0 | 0 | 0 | 0
SOCO_2_TVA_Transmission | SOCO | TVA_Transmission | 2025 | B12 | 200 | 0 | 2600 | 0 | 0 | 0 | 0 | 0 | 0 | 0 | 0 | 0 | 0 | 0
SOCO_2_TVA_Transmission | SOCO | TVA_Transmission | 2025 | B13 | 600 | 0 | 2600 | 0 | 0 | 0 | 0 | 0 | 0 | 0 | 0 | 0 | 0 | 0
SOCO_2_TVA_Transmission | SOCO | TVA_Transmission | 2025 | B14 | 900 | 0 | 2600 | 0 | 0 | 0 | 0 | 0 | 0 | 0 | 0 | 0 | 0 | 0
SOCO_2_TVA_Transmission | SOCO | TVA_Transmission | 2025 | B15 | 1203 | 0 | 2600 | 0 | 0 | 0 | 0 | 0 | 0 | 0 | 0 | 0 | 0 | 0
SOCO_2_TVA_Transmission | SOCO | TVA_Transmission | 2025 | B16 | 25 | 0 | 2600 | 0 | 0 | 0 | 0 | 0 | 0 | 0 | 0 | 0 | 0 | 0
SOCO_2_TVA_Transmission | SOCO | TVA_Transmission | 2025 | B17 | 100 | 0 | 2600 | 0 | 0 | 0 | 0 | 0 | 0 | 0 | 0 | 0 | 0 | 0
SOCO_2_TVA_Transmission | SOCO | TVA_Transmission | 2025 | B18 | 400 | 0 | 2600 | 0 | 0 | 0 | 0 | 0 | 0 | 0 | 0 | 0 | 0 | 0
SOCO_2_TVA_Transmission | SOCO | TVA_Transmission | 2025 | B19 | 700 | 0 | 2600 | 0 | 0 | 0 | 0 | 0 | 0 | 0 | 0 | 0 | 0 | 0
SOCO_2_TVA_Transmission | SOCO | TVA_Transmission | 2025 | B20 | 935 | 0 | 2600 | 0 | 0 | 0 | 0 | 0 | 0 | 0 | 0 | 0 | 0 | 0
SOCO_2_TVA_Transmission | SOCO | TVA_Transmission | 2030 | B1 | 10 | 0 | 2600 | 0 | 0 | 0 | 0 | 0 | 0 | 0 | 0 | 0 | 0 | 0
SOCO_2_TVA_Transmission | SOCO | TVA_Transmission | 2030 | B2 | 25 | 0 | 2600 | 0 | 0 | 0 | 0 | 0 | 0 | 0 | 0 | 0 | 0 | 0
SOCO_2_TVA_Transmission | SOCO | TVA_Transmission | 2030 | B3 | 75 | 0 | 2600 | 0 | 0 | 0 | 0 | 0 | 0 | 0 | 0 | 0 | 0 | 0
SOCO_2_TVA_Transmission | SOCO | TVA_Transmission | 2030 | B4 | 100 | 0 | 2600 | 0 | 0 | 0 | 0 | 0 | 0 | 0 | 0 | 0 | 0 | 0
SOCO_2_TVA_Transmission | SOCO | TVA_Transmission | 2030 | B5 | 200 | 0 | 2600 | 0 | 0 | 0 | 0 | 0 | 0 | 0 | 0 | 0 | 0 | 0
SOCO_2_TVA_Transmission | SOCO | TVA_Transmission | 2030 | B6 | 300 | 0 | 2600 | 0 | 0 | 0 | 0 | 0 | 0 | 0 | 0 | 0 | 0 | 0
SOCO_2_TVA_Transmission | SOCO | TVA_Transmission | 2030 | B7 | 400 | 0 | 2600 | 0 | 0 | 0 | 0 | 0 | 0 | 0 | 0 | 0 | 0 | 0
SOCO_2_TVA_Transmission | SOCO | TVA_Transmission | 2030 | B8 | 500 | 0 | 2600 | 0 | 0 | 0 | 0 | 0 | 0 | 0 | 0 | 0 | 0 | 0
SOCO_2_TVA_Transmission | SOCO | TVA_Transmission | 2030 | B9 | 800 | 0 | 2600 | 0 | 0 | 0 | 0 | 0 | 0 | 0 | 0 | 0 | 0 | 0
SOCO_2_TVA_Transmission | SOCO | TVA_Transmission | 2030 | B10 | 1262 | 0 | 2600 | 0 | 0 | 0 | 0 | 0 | 0 | 0 | 0 | 0 | 0 | 0
SOCO_2_TVA_Transmission | SOCO | TVA_Transmission | 2030 | B11 | 25 | 0 | 2600 | 0 | 0 | 0 | 0 | 0 | 0 | 0 | 0 | 0 | 0 | 0
SOCO_2_TVA_Transmission | SOCO | TVA_Transmission | 2030 | B12 | 200 | 0 | 2600 | 0 | 0 | 0 | 0 | 0 | 0 | 0 | 0 | 0 | 0 | 0
SOCO_2_TVA_Transmission | SOCO | TVA_Transmission | 2030 | B13 | 600 | 0 | 2600 | 0 | 0 | 0 | 0 | 0 | 0 | 0 | 0 | 0 | 0 | 0
SOCO_2_TVA_Transmission | SOCO | TVA_Transmission | 2030 | B14 | 900 | 0 | 2600 | 0 | 0 | 0 | 0 | 0 | 0 | 0 | 0 | 0 | 0 | 0
SOCO_2_TVA_Transmission | SOCO | TVA_Transmission | 2030 | B15 | 1203 | 0 | 2600 | 0 | 0 | 0 | 0 | 0 | 0 | 0 | 0 | 0 | 0 | 0
SOCO_2_TVA_Transmission | SOCO | TVA_Transmission | 2030 | B16 | 25 | 0 | 2600 | 0 | 0 | 0 | 0 | 0 | 0 | 0 | 0 | 0 | 0 | 0
SOCO_2_TVA_Transmission | SOCO | TVA_Transmission | 2030 | B17 | 100 | 0 | 2600 | 0 | 0 | 0 | 0 | 0 | 0 | 0 | 0 | 0 | 0 | 0
SOCO_2_TVA_Transmission | SOCO | TVA_Transmission | 2030 | B18 | 400 | 0 | 2600 | 0 | 0 | 0 | 0 | 0 | 0 | 0 | 0 | 0 | 0 | 0
SOCO_2_TVA_Transmission | SOCO | TVA_Transmission | 2030 | B19 | 700 | 0 | 2600 | 0 | 0 | 0 | 0 | 0 | 0 | 0 | 0 | 0 | 0 | 0
SOCO_2_TVA_Transmission | SOCO | TVA_Transmission | 2030 | B20 | 935 | 0 | 2600 | 0 | 0 | 0 | 0 | 0 | 0 | 0 | 0 | 0 | 0 | 0
SOCO_2_TVA_Transmission | SOCO | TVA_Transmission | 2035 | B1 | 10 | 0 | 2600 | 0 | 0 | 0 | 0 | 0 | 0 | 0 | 0 | 0 | 0 | 0
SOCO_2_TVA_Transmission | SOCO | TVA_Transmission | 2035 | B2 | 25 | 0 | 2600 | 0 | 0 | 0 | 0 | 0 | 0 | 0 | 0 | 0 | 0 | 0
SOCO_2_TVA_Transmission | SOCO | TVA_Transmission | 2035 | B3 | 75 | 0 | 2600 | 0 | 0 | 0 | 0 | 0 | 0 | 0 | 0 | 0 | 0 | 0
SOCO_2_TVA_Transmission | SOCO | TVA_Transmission | 2035 | B4 | 100 | 0 | 2600 | 0 | 0 | 0 | 0 | 0 | 0 | 0 | 0 | 0 | 0 | 0
SOCO_2_TVA_Transmission | SOCO | TVA_Transmission | 2035 | B5 | 200 | 0 | 2600 | 0 | 0 | 0 | 0 | 0 | 0 | 0 | 0 | 0 | 0 | 0
SOCO_2_TVA_Transmission | SOCO | TVA_Transmission | 2035 | B6 | 300 | 0 | 2600 | 0 | 0 | 0 | 0 | 0 | 0 | 0 | 0 | 0 | 0 | 0
SOCO_2_TVA_Transmission | SOCO | TVA_Transmission | 2035 | B7 | 400 | 0 | 2600 | 0 | 0 | 0 | 0 | 0 | 0 | 0 | 0 | 0 | 0 | 0
SOCO_2_TVA_Transmission | SOCO | TVA_Transmission | 2035 | B8 | 500 | 0 | 2600 | 0 | 0 | 0 | 0 | 0 | 0 | 0 | 0 | 0 | 0 | 0
SOCO_2_TVA_Transmission | SOCO | TVA_Transmission | 2035 | B9 | 800 | 0 | 2600 | 0 | 0 | 0 | 0 | 0 | 0 | 0 | 0 | 0 | 0 | 0
SOCO_2_TVA_Transmission | SOCO | TVA_Transmission | 2035 | B10 | 1262 | 0 | 2600 | 0 | 0 | 0 | 0 | 0 | 0 | 0 | 0 | 0 | 0 | 0
SOCO_2_TVA_Transmission | SOCO | TVA_Transmission | 2035 | B11 | 25 | 0 | 2600 | 0 | 0 | 0 | 0 | 0 | 0 | 0 | 0 | 0 | 0 | 0
SOCO_2_TVA_Transmission | SOCO | TVA_Transmission | 2035 | B12 | 200 | 0 | 2600 | 0 | 0 | 0 | 0 | 0 | 0 | 0 | 0 | 0 | 0 | 0
SOCO_2_TVA_Transmission | SOCO | TVA_Transmission | 2035 | B13 | 600 | 0 | 2600 | 0 | 0 | 0 | 0 | 0 | 0 | 0 | 0 | 0 | 0 | 0
SOCO_2_TVA_Transmission | SOCO | TVA_Transmission | 2035 | B14 | 900 | 0 | 2600 | 0 | 0 | 0 | 0 | 0 | 0 | 0 | 0 | 0 | 0 | 0
SOCO_2_TVA_Transmission | SOCO | TVA_Transmission | 2035 | B15 | 1203 | 0 | 2600 | 0 | 0 | 0 | 0 | 0 | 0 | 0 | 0 | 0 | 0 | 0
SOCO_2_TVA_Transmission | SOCO | TVA_Transmission | 2035 | B16 | 25 | 0 | 2600 | 0 | 0 | 0 | 0 | 0 | 0 | 0 | 0 | 0 | 0 | 0
SOCO_2_TVA_Transmission | SOCO | TVA_Transmission | 2035 | B17 | 100 | 0 | 2600 | 0 | 0 | 0 | 0 | 0 | 0 | 0 | 0 | 0 | 0 | 0
SOCO_2_TVA_Transmission | SOCO | TVA_Transmission | 2035 | B18 | 400 | 0 | 2600 | 0 | 0 | 0 | 0 | 0 | 0 | 0 | 0 | 0 | 0 | 0
SOCO_2_TVA_Transmission | SOCO | TVA_Transmission | 2035 | B19 | 700 | 0 | 2600 | 0 | 0 | 0 | 0 | 0 | 0 | 0 | 0 | 0 | 0 | 0
SOCO_2_TVA_Transmission | SOCO | TVA_Transmission | 2035 | B20 | 935 | 0 | 2600 | 0 | 0 | 0 | 0 | 0 | 0 | 0 | 0 | 0 | 0 | 0
SOCO_2_TVA_Transmission | SOCO | TVA_Transmission | 2040 | B1 | 10 | 0 | 2600 | 0 | 0 | 0 | 0 | 0 | 0 | 0 | 0 | 0 | 0 | 0
SOCO_2_TVA_Transmission | SOCO | TVA_Transmission | 2040 | B2 | 25 | 0 | 2600 | 0 | 0 | 0 | 0 | 0 | 0 | 0 | 0 | 0 | 0 | 0
SOCO_2_TVA_Transmission | SOCO | TVA_Transmission | 2040 | B3 | 75 | 0 | 2600 | 0 | 0 | 0 | 0 | 0 | 0 | 0 | 0 | 0 | 0 | 0
SOCO_2_TVA_Transmission | SOCO | TVA_Transmission | 2040 | B4 | 100 | 0 | 2600 | 0 | 0 | 0 | 0 | 0 | 0 | 0 | 0 | 0 | 0 | 0
SOCO_2_TVA_Transmission | SOCO | TVA_Transmission | 2040 | B5 | 200 | 0 | 2600 | 0 | 0 | 0 | 0 | 0 | 0 | 0 | 0 | 0 | 0 | 0
SOCO_2_TVA_Transmission | SOCO | TVA_Transmission | 2040 | B6 | 300 | 0 | 2600 | 0 | 0 | 0 | 0 | 0 | 0 | 0 | 0 | 0 | 0 | 0
SOCO_2_TVA_Transmission | SOCO | TVA_Transmission | 2040 | B7 | 400 | 0 | 2600 | 0 | 0 | 0 | 0 | 0 | 0 | 0 | 0 | 0 | 0 | 0
SOCO_2_TVA_Transmission | SOCO | TVA_Transmission | 2040 | B8 | 500 | 0 | 2600 | 0 | 0 | 0 | 0 | 0 | 0 | 0 | 0 | 0 | 0 | 0
SOCO_2_TVA_Transmission | SOCO | TVA_Transmission | 2040 | B9 | 800 | 0 | 2600 | 0 | 0 | 0 | 0 | 0 | 0 | 0 | 0 | 0 | 0 | 0
SOCO_2_TVA_Transmission | SOCO | TVA_Transmission | 2040 | B10 | 1262 | 0 | 2600 | 0 | 0 | 0 | 0 | 0 | 0 | 0 | 0 | 0 | 0 | 0
SOCO_2_TVA_Transmission | SOCO | TVA_Transmission | 2040 | B11 | 25 | 0 | 2600 | 0 | 0 | 0 | 0 | 0 | 0 | 0 | 0 | 0 | 0 | 0
SOCO_2_TVA_Transmission | SOCO | TVA_Transmission | 2040 | B12 | 200 | 0 | 2600 | 0 | 0 | 0 | 0 | 0 | 0 | 0 | 0 | 0 | 0 | 0
SOCO_2_TVA_Transmission | SOCO | TVA_Transmission | 2040 | B13 | 600 | 0 | 2600 | 0 | 0 | 0 | 0 | 0 | 0 | 0 | 0 | 0 | 0 | 0
SOCO_2_TVA_Transmission | SOCO | TVA_Transmission | 2040 | B14 | 900 | 0 | 2600 | 0 | 0 | 0 | 0 | 0 | 0 | 0 | 0 | 0 | 0 | 0
SOCO_2_TVA_Transmission | SOCO | TVA_Transmission | 2040 | B15 | 1203 | 0 | 2600 | 0 | 0 | 0 | 0 | 0 | 0 | 0 | 0 | 0 | 0 | 0
SOCO_2_TVA_Transmission | SOCO | TVA_Transmission | 2040 | B16 | 25 | 0 | 2600 | 0 | 0 | 0 | 0 | 0 | 0 | 0 | 0 | 0 | 0 | 0
SOCO_2_TVA_Transmission | SOCO | TVA_Transmission | 2040 | B17 | 100 | 0 | 2600 | 0 | 0 | 0 | 0 | 0 | 0 | 0 | 0 | 0 | 0 | 0
SOCO_2_TVA_Transmission | SOCO | TVA_Transmission | 2040 | B18 | 400 | 0 | 2600 | 0 | 0 | 0 | 0 | 0 | 0 | 0 | 0 | 0 | 0 | 0
SOCO_2_TVA_Transmission | SOCO | TVA_Transmission | 2040 | B19 | 700 | 0 | 2600 | 0 | 0 | 0 | 0 | 0 | 0 | 0 | 0 | 0 | 0 | 0
SOCO_2_TVA_Transmission | SOCO | TVA_Transmission | 2040 | B20 | 935 | 0 | 2600 | 0 | 0 | 0 | 0 | 0 | 0 | 0 | 0 | 0 | 0 | 0
SOCO_2_TVA_Transmission | SOCO | TVA_Transmission | 2045 | B1 | 10 | 0 | 2600 | 0 | 0 | 0 | 0 | 0 | 0 | 0 | 0 | 0 | 0 | 0
SOCO_2_TVA_Transmission | SOCO | TVA_Transmission | 2045 | B2 | 25 | 0 | 2600 | 0 | 0 | 0 | 0 | 0 | 0 | 0 | 0 | 0 | 0 | 0
SOCO_2_TVA_Transmission | SOCO | TVA_Transmission | 2045 | B3 | 75 | 0 | 2600 | 0 | 0 | 0 | 0 | 0 | 0 | 0 | 0 | 0 | 0 | 0
SOCO_2_TVA_Transmission | SOCO | TVA_Transmission | 2045 | B4 | 100 | 0 | 2600 | 0 | 0 | 0 | 0 | 0 | 0 | 0 | 0 | 0 | 0 | 0
SOCO_2_TVA_Transmission | SOCO | TVA_Transmission | 2045 | B5 | 200 | 0 | 2600 | 0 | 0 | 0 | 0 | 0 | 0 | 0 | 0 | 0 | 0 | 0
SOCO_2_TVA_Transmission | SOCO | TVA_Transmission | 2045 | B6 | 300 | 0 | 2600 | 0 | 0 | 0 | 0 | 0 | 0 | 0 | 0 | 0 | 0 | 0
SOCO_2_TVA_Transmission | SOCO | TVA_Transmission | 2045 | B7 | 400 | 0 | 2600 | 0 | 0 | 0 | 0 | 0 | 0 | 0 | 0 | 0 | 0 | 0
SOCO_2_TVA_Transmission | SOCO | TVA_Transmission | 2045 | B8 | 500 | 0 | 2600 | 0 | 0 | 0 | 0 | 0 | 0 | 0 | 0 | 0 | 0 | 0
SOCO_2_TVA_Transmission | SOCO | TVA_Transmission | 2045 | B9 | 800 | 0 | 2600 | 0 | 0 | 0 | 0 | 0 | 0 | 0 | 0 | 0 | 0 | 0
SOCO_2_TVA_Transmission | SOCO | TVA_Transmission | 2045 | B10 | 1262 | 0 | 2600 | 0 | 0 | 0 | 0 | 0 | 0 | 0 | 0 | 0 | 0 | 0
SOCO_2_TVA_Transmission | SOCO | TVA_Transmission | 2045 | B11 | 25 | 0 | 2600 | 0 | 0 | 0 | 0 | 0 | 0 | 0 | 0 | 0 | 0 | 0
SOCO_2_TVA_Transmission | SOCO | TVA_Transmission | 2045 | B12 | 200 | 0 | 2600 | 0 | 0 | 0 | 0 | 0 | 0 | 0 | 0 | 0 | 0 | 0
SOCO_2_TVA_Transmission | SOCO | TVA_Transmission | 2045 | B13 | 600 | 0 | 2600 | 0 | 0 | 0 | 0 | 0 | 0 | 0 | 0 | 0 | 0 | 0
SOCO_2_TVA_Transmission | SOCO | TVA_Transmission | 2045 | B14 | 900 | 0 | 2600 | 0 | 0 | 0 | 0 | 0 | 0 | 0 | 0 | 0 | 0 | 0
SOCO_2_TVA_Transmission | SOCO | TVA_Transmission | 2045 | B15 | 1203 | 0 | 2600 | 0 | 0 | 0 | 0 | 0 | 0 | 0 | 0 | 0 | 0 | 0
SOCO_2_TVA_Transmission | SOCO | TVA_Transmission | 2045 | B16 | 25 | 0 | 2600 | 0 | 0 | 0 | 0 | 0 | 0 | 0 | 0 | 0 | 0 | 0
SOCO_2_TVA_Transmission | SOCO | TVA_Transmission | 2045 | B17 | 100 | 0 | 2600 | 0 | 0 | 0 | 0 | 0 | 0 | 0 | 0 | 0 | 0 | 0
SOCO_2_TVA_Transmission | SOCO | TVA_Transmission | 2045 | B18 | 400 | 0 | 2600 | 0 | 0 | 0 | 0 | 0 | 0 | 0 | 0 | 0 | 0 | 0
SOCO_2_TVA_Transmission | SOCO | TVA_Transmission | 2045 | B19 | 700 | 0 | 2600 | 0 | 0 | 0 | 0 | 0 | 0 | 0 | 0 | 0 | 0 | 0
SOCO_2_TVA_Transmission | SOCO | TVA_Transmission | 2045 | B20 | 935 | 0 | 2600 | 0 | 0 | 0 | 0 | 0 | 0 | 0 | 0 | 0 | 0 | 0
SOCO_2_TVA_Transmission | SOCO | TVA_Transmission | 2050 | B1 | 10 | 0 | 2600 | 0 | 0 | 0 | 0 | 0 | 0 | 0 | 0 | 0 | 0 | 0
SOCO_2_TVA_Transmission | SOCO | TVA_Transmission | 2050 | B2 | 25 | 0 | 2600 | 0 | 0 | 0 | 0 | 0 | 0 | 0 | 0 | 0 | 0 | 0
SOCO_2_TVA_Transmission | SOCO | TVA_Transmission | 2050 | B3 | 75 | 0 | 2600 | 0 | 0 | 0 | 0 | 0 | 0 | 0 | 0 | 0 | 0 | 0
SOCO_2_TVA_Transmission | SOCO | TVA_Transmission | 2050 | B4 | 100 | 0 | 2600 | 0 | 0 | 0 | 0 | 0 | 0 | 0 | 0 | 0 | 0 | 0
SOCO_2_TVA_Transmission | SOCO | TVA_Transmission | 2050 | B5 | 200 | 0 | 2600 | 0 | 0 | 0 | 0 | 0 | 0 | 0 | 0 | 0 | 0 | 0
SOCO_2_TVA_Transmission | SOCO | TVA_Transmission | 2050 | B6 | 300 | 0 | 2600 | 0 | 0 | 0 | 0 | 0 | 0 | 0 | 0 | 0 | 0 | 0
SOCO_2_TVA_Transmission | SOCO | TVA_Transmission | 2050 | B7 | 400 | 0 | 2600 | 0 | 0 | 0 | 0 | 0 | 0 | 0 | 0 | 0 | 0 | 0
SOCO_2_TVA_Transmission | SOCO | TVA_Transmission | 2050 | B8 | 500 | 0 | 2600 | 0 | 0 | 0 | 0 | 0 | 0 | 0 | 0 | 0 | 0 | 0
SOCO_2_TVA_Transmission | SOCO | TVA_Transmission | 2050 | B9 | 800 | 0 | 2600 | 0 | 0 | 0 | 0 | 0 | 0 | 0 | 0 | 0 | 0 | 0
SOCO_2_TVA_Transmission | SOCO | TVA_Transmission | 2050 | B10 | 1262 | 0 | 2600 | 0 | 0 | 0 | 0 | 0 | 0 | 0 | 0 | 0 | 0 | 0
SOCO_2_TVA_Transmission | SOCO | TVA_Transmission | 2050 | B11 | 25 | 0 | 2600 | 0 | 0 | 0 | 0 | 0 | 0 | 0 | 0 | 0 | 0 | 0
SOCO_2_TVA_Transmission | SOCO | TVA_Transmission | 2050 | B12 | 200 | 0 | 2600 | 0 | 0 | 0 | 0 | 0 | 0 | 0 | 0 | 0 | 0 | 0
SOCO_2_TVA_Transmission | SOCO | TVA_Transmission | 2050 | B13 | 600 | 0 | 2600 | 0 | 0 | 0 | 0 | 0 | 0 | 0 | 0 | 0 | 0 | 0
SOCO_2_TVA_Transmission | SOCO | TVA_Transmission | 2050 | B14 | 900 | 0 | 2600 | 0 | 0 | 0 | 0 | 0 | 0 | 0 | 0 | 0 | 0 | 0
SOCO_2_TVA_Transmission | SOCO | TVA_Transmission | 2050 | B15 | 1203 | 0 | 2600 | 0 | 0 | 0 | 0 | 0 | 0 | 0 | 0 | 0 | 0 | 0
SOCO_2_TVA_Transmission | SOCO | TVA_Transmission | 2050 | B16 | 25 | 0 | 2600 | 0 | 0 | 0 | 0 | 0 | 0 | 0 | 0 | 0 | 0 | 0
SOCO_2_TVA_Transmission | SOCO | TVA_Transmission | 2050 | B17 | 100 | 0 | 2600 | 0 | 0 | 0 | 0 | 0 | 0 | 0 | 0 | 0 | 0 | 0
SOCO_2_TVA_Transmission | SOCO | TVA_Transmission | 2050 | B18 | 400 | 0 | 2600 | 0 | 0 | 0 | 0 | 0 | 0 | 0 | 0 | 0 | 0 | 0
SOCO_2_TVA_Transmission | SOCO | TVA_Transmission | 2050 | B19 | 700 | 0 | 2600 | 0 | 0 | 0 | 0 | 0 | 0 | 0 | 0 | 0 | 0 | 0
SOCO_2_TVA_Transmission | SOCO | TVA_Transmission | 2050 | B20 | 935 | 0 | 2600 | 0 | 0 | 0 | 0 | 0 | 0 | 0 | 0 | 0 | 0 | 0
SOCO_2_VACAR | SOCO | VACAR | 2015 | B1 | 10 | 0 | 2000 | 0 | 0 | 0 | 0 | 0 | 0 | 0 | 0 | 0 | 0 | 0
SOCO_2_VACAR | SOCO | VACAR | 2015 | B2 | 25 | 0 | 2000 | 0 | 0 | 0 | 0 | 0 | 0 | 0 | 0 | 0 | 0 | 0
SOCO_2_VACAR | SOCO | VACAR | 2015 | B3 | 75 | 0 | 2000 | 0 | 0 | 0 | 0 | 0 | 0 | 0 | 0 | 0 | 0 | 0
SOCO_2_VACAR | SOCO | VACAR | 2015 | B4 | 100 | 0 | 2000 | 0 | 0 | 0 | 0 | 0 | 0 | 0 | 0 | 0 | 0 | 0
SOCO_2_VACAR | SOCO | VACAR | 2015 | B5 | 200 | 0 | 2000 | 0 | 0 | 0 | 0 | 0 | 0 | 0 | 0 | 0 | 0 | 0
SOCO_2_VACAR | SOCO | VACAR | 2015 | B6 | 300 | 0 | 2000 | 0 | 0 | 0 | 0 | 0 | 0 | 0 | 0 | 0 | 0 | 0
SOCO_2_VACAR | SOCO | VACAR | 2015 | B7 | 400 | 0 | 2000 | 0 | 0 | 0 | 0 | 0 | 0 | 0 | 0 | 0 | 0 | 0
SOCO_2_VACAR | SOCO | VACAR | 2015 | B8 | 500 | 0 | 2000 | 0 | 0 | 0 | 0 | 0 | 0 | 0 | 0 | 0 | 0 | 0
SOCO_2_VACAR | SOCO | VACAR | 2015 | B9 | 800 | 0 | 2000 | 0 | 0 | 0 | 0 | 0 | 0 | 0 | 0 | 0 | 0 | 0
SOCO_2_VACAR | SOCO | VACAR | 2015 | B10 | 1262 | 0 | 2000 | 0 | 0 | 0 | 0 | 0 | 0 | 0 | 0 | 0 | 0 | 0
SOCO_2_VACAR | SOCO | VACAR | 2015 | B11 | 25 | 0 | 2000 | 0 | 0 | 0 | 0 | 0 | 0 | 0 | 0 | 0 | 0 | 0
SOCO_2_VACAR | SOCO | VACAR | 2015 | B12 | 200 | 0 | 2000 | 0 | 0 | 0 | 0 | 0 | 0 | 0 | 0 | 0 | 0 | 0
SOCO_2_VACAR | SOCO | VACAR | 2015 | B13 | 600 | 0 | 2000 | 0 | 0 | 0 | 0 | 0 | 0 | 0 | 0 | 0 | 0 | 0
SOCO_2_VACAR | SOCO | VACAR | 2015 | B14 | 900 | 0 | 2000 | 0 | 0 | 0 | 0 | 0 | 0 | 0 | 0 | 0 | 0 | 0
SOCO_2_VACAR | SOCO | VACAR | 2015 | B15 | 1203 | 0 | 2000 | 0 | 0 | 0 | 0 | 0 | 0 | 0 | 0 | 0 | 0 | 0
SOCO_2_VACAR | SOCO | VACAR | 2015 | B16 | 25 | 0 | 2000 | 0 | 0 | 0 | 0 | 0 | 0 | 0 | 0 | 0 | 0 | 0
SOCO_2_VACAR | SOCO | VACAR | 2015 | B17 | 100 | 0 | 2000 | 0 | 0 | 0 | 0 | 0 | 0 | 0 | 0 | 0 | 0 | 0
SOCO_2_VACAR | SOCO | VACAR | 2015 | B18 | 400 | 0 | 2000 | 0 | 0 | 0 | 0 | 0 | 0 | 0 | 0 | 0 | 0 | 0
SOCO_2_VACAR | SOCO | VACAR | 2015 | B19 | 700 | 0 | 2000 | 0 | 0 | 0 | 0 | 0 | 0 | 0 | 0 | 0 | 0 | 0
SOCO_2_VACAR | SOCO | VACAR | 2015 | B20 | 935 | 0 | 2000 | 0 | 0 | 0 | 0 | 0 | 0 | 0 | 0 | 0 | 0 | 0
SOCO_2_VACAR | SOCO | VACAR | 2020 | B1 | 10 | 0 | 2000 | 0 | 0 | 0 | 0 | 0 | 0 | 0 | 0 | 0 | 0 | 0
SOCO_2_VACAR | SOCO | VACAR | 2020 | B2 | 25 | 0 | 2000 | 0 | 0 | 0 | 0 | 0 | 0 | 0 | 0 | 0 | 0 | 0
SOCO_2_VACAR | SOCO | VACAR | 2020 | B3 | 75 | 0 | 2000 | 0 | 0 | 0 | 0 | 0 | 0 | 0 | 0 | 0 | 0 | 0
SOCO_2_VACAR | SOCO | VACAR | 2020 | B4 | 100 | 0 | 2000 | 0 | 0 | 0 | 0 | 0 | 0 | 0 | 0 | 0 | 0 | 0
SOCO_2_VACAR | SOCO | VACAR | 2020 | B5 | 200 | 0 | 2000 | 0 | 0 | 0 | 0 | 0 | 0 | 0 | 0 | 0 | 0 | 0
SOCO_2_VACAR | SOCO | VACAR | 2020 | B6 | 300 | 0 | 2000 | 0 | 0 | 0 | 0 | 0 | 0 | 0 | 0 | 0 | 0 | 0
SOCO_2_VACAR | SOCO | VACAR | 2020 | B7 | 400 | 0 | 2000 | 0 | 0 | 0 | 0 | 0 | 0 | 0 | 0 | 0 | 0 | 0
SOCO_2_VACAR | SOCO | VACAR | 2020 | B8 | 500 | 0 | 2000 | 0 | 0 | 0 | 0 | 0 | 0 | 0 | 0 | 0 | 0 | 0
SOCO_2_VACAR | SOCO | VACAR | 2020 | B9 | 800 | 0 | 2000 | 0 | 0 | 0 | 0 | 0 | 0 | 0 | 0 | 0 | 0 | 0
SOCO_2_VACAR | SOCO | VACAR | 2020 | B10 | 1262 | 0 | 2000 | 0 | 0 | 0 | 0 | 0 | 0 | 0 | 0 | 0 | 0 | 0
SOCO_2_VACAR | SOCO | VACAR | 2020 | B11 | 25 | 0 | 2000 | 0 | 0 | 0 | 0 | 0 | 0 | 0 | 0 | 0 | 0 | 0
SOCO_2_VACAR | SOCO | VACAR | 2020 | B12 | 200 | 0 | 2000 | 0 | 0 | 0 | 0 | 0 | 0 | 0 | 0 | 0 | 0 | 0
SOCO_2_VACAR | SOCO | VACAR | 2020 | B13 | 600 | 0 | 2000 | 0 | 0 | 0 | 0 | 0 | 0 | 0 | 0 | 0 | 0 | 0
SOCO_2_VACAR | SOCO | VACAR | 2020 | B14 | 900 | 0 | 2000 | 0 | 0 | 0 | 0 | 0 | 0 | 0 | 0 | 0 | 0 | 0
SOCO_2_VACAR | SOCO | VACAR | 2020 | B15 | 1203 | 0 | 2000 | 0 | 0 | 0 | 0 | 0 | 0 | 0 | 0 | 0 | 0 | 0
SOCO_2_VACAR | SOCO | VACAR | 2020 | B16 | 25 | 0 | 2000 | 0 | 0 | 0 | 0 | 0 | 0 | 0 | 0 | 0 | 0 | 0
SOCO_2_VACAR | SOCO | VACAR | 2020 | B17 | 100 | 0 | 2000 | 0 | 0 | 0 | 0 | 0 | 0 | 0 | 0 | 0 | 0 | 0
SOCO_2_VACAR | SOCO | VACAR | 2020 | B18 | 400 | 0 | 2000 | 0 | 0 | 0 | 0 | 0 | 0 | 0 | 0 | 0 | 0 | 0
SOCO_2_VACAR | SOCO | VACAR | 2020 | B19 | 700 | 0 | 2000 | 0 | 0 | 0 | 0 | 0 | 0 | 0 | 0 | 0 | 0 | 0
SOCO_2_VACAR | SOCO | VACAR | 2020 | B20 | 935 | 0 | 2000 | 0 | 0 | 0 | 0 | 0 | 0 | 0 | 0 | 0 | 0 | 0
SOCO_2_VACAR | SOCO | VACAR | 2025 | B1 | 10 | 0 | 2000 | 0 | 0 | 0 | 0 | 0 | 0 | 0 | 0 | 0 | 0 | 0
SOCO_2_VACAR | SOCO | VACAR | 2025 | B2 | 25 | 0 | 2000 | 0 | 0 | 0 | 0 | 0 | 0 | 0 | 0 | 0 | 0 | 0
SOCO_2_VACAR | SOCO | VACAR | 2025 | B3 | 75 | 0 | 2000 | 0 | 0 | 0 | 0 | 0 | 0 | 0 | 0 | 0 | 0 | 0
SOCO_2_VACAR | SOCO | VACAR | 2025 | B4 | 100 | 0 | 2000 | 0 | 0 | 0 | 0 | 0 | 0 | 0 | 0 | 0 | 0 | 0
SOCO_2_VACAR | SOCO | VACAR | 2025 | B5 | 200 | 0 | 2000 | 0 | 0 | 0 | 0 | 0 | 0 | 0 | 0 | 0 | 0 | 0
SOCO_2_VACAR | SOCO | VACAR | 2025 | B6 | 300 | 0 | 2000 | 0 | 0 | 0 | 0 | 0 | 0 | 0 | 0 | 0 | 0 | 0
SOCO_2_VACAR | SOCO | VACAR | 2025 | B7 | 400 | 0 | 2000 | 0 | 0 | 0 | 0 | 0 | 0 | 0 | 0 | 0 | 0 | 0
SOCO_2_VACAR | SOCO | VACAR | 2025 | B8 | 500 | 0 | 2000 | 0 | 0 | 0 | 0 | 0 | 0 | 0 | 0 | 0 | 0 | 0
SOCO_2_VACAR | SOCO | VACAR | 2025 | B9 | 800 | 0 | 2000 | 0 | 0 | 0 | 0 | 0 | 0 | 0 | 0 | 0 | 0 | 0
SOCO_2_VACAR | SOCO | VACAR | 2025 | B10 | 1262 | 0 | 2000 | 0 | 0 | 0 | 0 | 0 | 0 | 0 | 0 | 0 | 0 | 0
SOCO_2_VACAR | SOCO | VACAR | 2025 | B11 | 25 | 0 | 2000 | 0 | 0 | 0 | 0 | 0 | 0 | 0 | 0 | 0 | 0 | 0
SOCO_2_VACAR | SOCO | VACAR | 2025 | B12 | 200 | 0 | 2000 | 0 | 0 | 0 | 0 | 0 | 0 | 0 | 0 | 0 | 0 | 0
SOCO_2_VACAR | SOCO | VACAR | 2025 | B13 | 600 | 0 | 2000 | 0 | 0 | 0 | 0 | 0 | 0 | 0 | 0 | 0 | 0 | 0
SOCO_2_VACAR | SOCO | VACAR | 2025 | B14 | 900 | 0 | 2000 | 0 | 0 | 0 | 0 | 0 | 0 | 0 | 0 | 0 | 0 | 0
SOCO_2_VACAR | SOCO | VACAR | 2025 | B15 | 1203 | 0 | 2000 | 0 | 0 | 0 | 0 | 0 | 0 | 0 | 0 | 0 | 0 | 0
SOCO_2_VACAR | SOCO | VACAR | 2025 | B16 | 25 | 0 | 2000 | 0 | 0 | 0 | 0 | 0 | 0 | 0 | 0 | 0 | 0 | 0
SOCO_2_VACAR | SOCO | VACAR | 2025 | B17 | 100 | 0 | 2000 | 0 | 0 | 0 | 0 | 0 | 0 | 0 | 0 | 0 | 0 | 0
SOCO_2_VACAR | SOCO | VACAR | 2025 | B18 | 400 | 0 | 2000 | 0 | 0 | 0 | 0 | 0 | 0 | 0 | 0 | 0 | 0 | 0
SOCO_2_VACAR | SOCO | VACAR | 2025 | B19 | 700 | 0 | 2000 | 0 | 0 | 0 | 0 | 0 | 0 | 0 | 0 | 0 | 0 | 0
SOCO_2_VACAR | SOCO | VACAR | 2025 | B20 | 935 | 0 | 2000 | 0 | 0 | 0 | 0 | 0 | 0 | 0 | 0 | 0 | 0 | 0
SOCO_2_VACAR | SOCO | VACAR | 2030 | B1 | 10 | 0 | 2000 | 0 | 0 | 0 | 0 | 0 | 0 | 0 | 0 | 0 | 0 | 0
SOCO_2_VACAR | SOCO | VACAR | 2030 | B2 | 25 | 0 | 2000 | 0 | 0 | 0 | 0 | 0 | 0 | 0 | 0 | 0 | 0 | 0
SOCO_2_VACAR | SOCO | VACAR | 2030 | B3 | 75 | 0 | 2000 | 0 | 0 | 0 | 0 | 0 | 0 | 0 | 0 | 0 | 0 | 0
SOCO_2_VACAR | SOCO | VACAR | 2030 | B4 | 100 | 0 | 2000 | 0 | 0 | 0 | 0 | 0 | 0 | 0 | 0 | 0 | 0 | 0
SOCO_2_VACAR | SOCO | VACAR | 2030 | B5 | 200 | 0 | 2000 | 0 | 0 | 0 | 0 | 0 | 0 | 0 | 0 | 0 | 0 | 0
SOCO_2_VACAR | SOCO | VACAR | 2030 | B6 | 300 | 0 | 2000 | 0 | 0 | 0 | 0 | 0 | 0 | 0 | 0 | 0 | 0 | 0
SOCO_2_VACAR | SOCO | VACAR | 2030 | B7 | 400 | 0 | 2000 | 0 | 0 | 0 | 0 | 0 | 0 | 0 | 0 | 0 | 0 | 0
SOCO_2_VACAR | SOCO | VACAR | 2030 | B8 | 500 | 0 | 2000 | 0 | 0 | 0 | 0 | 0 | 0 | 0 | 0 | 0 | 0 | 0
SOCO_2_VACAR | SOCO | VACAR | 2030 | B9 | 800 | 0 | 2000 | 0 | 0 | 0 | 0 | 0 | 0 | 0 | 0 | 0 | 0 | 0
SOCO_2_VACAR | SOCO | VACAR | 2030 | B10 | 1262 | 0 | 2000 | 0 | 0 | 0 | 0 | 0 | 0 | 0 | 0 | 0 | 0 | 0
SOCO_2_VACAR | SOCO | VACAR | 2030 | B11 | 25 | 0 | 2000 | 0 | 0 | 0 | 0 | 0 | 0 | 0 | 0 | 0 | 0 | 0
SOCO_2_VACAR | SOCO | VACAR | 2030 | B12 | 200 | 0 | 2000 | 0 | 0 | 0 | 0 | 0 | 0 | 0 | 0 | 0 | 0 | 0
SOCO_2_VACAR | SOCO | VACAR | 2030 | B13 | 600 | 0 | 2000 | 0 | 0 | 0 | 0 | 0 | 0 | 0 | 0 | 0 | 0 | 0
SOCO_2_VACAR | SOCO | VACAR | 2030 | B14 | 900 | 0 | 2000 | 0 | 0 | 0 | 0 | 0 | 0 | 0 | 0 | 0 | 0 | 0
SOCO_2_VACAR | SOCO | VACAR | 2030 | B15 | 1203 | 0 | 2000 | 0 | 0 | 0 | 0 | 0 | 0 | 0 | 0 | 0 | 0 | 0
SOCO_2_VACAR | SOCO | VACAR | 2030 | B16 | 25 | 0 | 2000 | 0 | 0 | 0 | 0 | 0 | 0 | 0 | 0 | 0 | 0 | 0
SOCO_2_VACAR | SOCO | VACAR | 2030 | B17 | 100 | 0 | 2000 | 0 | 0 | 0 | 0 | 0 | 0 | 0 | 0 | 0 | 0 | 0
SOCO_2_VACAR | SOCO | VACAR | 2030 | B18 | 400 | 0 | 2000 | 0 | 0 | 0 | 0 | 0 | 0 | 0 | 0 | 0 | 0 | 0
SOCO_2_VACAR | SOCO | VACAR | 2030 | B19 | 700 | 0 | 2000 | 0 | 0 | 0 | 0 | 0 | 0 | 0 | 0 | 0 | 0 | 0
SOCO_2_VACAR | SOCO | VACAR | 2030 | B20 | 935 | 0 | 2000 | 0 | 0 | 0 | 0 | 0 | 0 | 0 | 0 | 0 | 0 | 0
SOCO_2_VACAR | SOCO | VACAR | 2035 | B1 | 10 | 0 | 2000 | 0 | 0 | 0 | 0 | 0 | 0 | 0 | 0 | 0 | 0 | 0
SOCO_2_VACAR | SOCO | VACAR | 2035 | B2 | 25 | 0 | 2000 | 0 | 0 | 0 | 0 | 0 | 0 | 0 | 0 | 0 | 0 | 0
SOCO_2_VACAR | SOCO | VACAR | 2035 | B3 | 75 | 0 | 2000 | 0 | 0 | 0 | 0 | 0 | 0 | 0 | 0 | 0 | 0 | 0
SOCO_2_VACAR | SOCO | VACAR | 2035 | B4 | 100 | 0 | 2000 | 0 | 0 | 0 | 0 | 0 | 0 | 0 | 0 | 0 | 0 | 0
SOCO_2_VACAR | SOCO | VACAR | 2035 | B5 | 200 | 0 | 2000 | 0 | 0 | 0 | 0 | 0 | 0 | 0 | 0 | 0 | 0 | 0
SOCO_2_VACAR | SOCO | VACAR | 2035 | B6 | 300 | 0 | 2000 | 0 | 0 | 0 | 0 | 0 | 0 | 0 | 0 | 0 | 0 | 0
SOCO_2_VACAR | SOCO | VACAR | 2035 | B7 | 400 | 0 | 2000 | 0 | 0 | 0 | 0 | 0 | 0 | 0 | 0 | 0 | 0 | 0
SOCO_2_VACAR | SOCO | VACAR | 2035 | B8 | 500 | 0 | 2000 | 0 | 0 | 0 | 0 | 0 | 0 | 0 | 0 | 0 | 0 | 0
SOCO_2_VACAR | SOCO | VACAR | 2035 | B9 | 800 | 0 | 2000 | 0 | 0 | 0 | 0 | 0 | 0 | 0 | 0 | 0 | 0 | 0
SOCO_2_VACAR | SOCO | VACAR | 2035 | B10 | 1262 | 0 | 2000 | 0 | 0 | 0 | 0 | 0 | 0 | 0 | 0 | 0 | 0 | 0
SOCO_2_VACAR | SOCO | VACAR | 2035 | B11 | 25 | 0 | 2000 | 0 | 0 | 0 | 0 | 0 | 0 | 0 | 0 | 0 | 0 | 0
SOCO_2_VACAR | SOCO | VACAR | 2035 | B12 | 200 | 0 | 2000 | 0 | 0 | 0 | 0 | 0 | 0 | 0 | 0 | 0 | 0 | 0
SOCO_2_VACAR | SOCO | VACAR | 2035 | B13 | 600 | 0 | 2000 | 0 | 0 | 0 | 0 | 0 | 0 | 0 | 0 | 0 | 0 | 0
SOCO_2_VACAR | SOCO | VACAR | 2035 | B14 | 900 | 0 | 2000 | 0 | 0 | 0 | 0 | 0 | 0 | 0 | 0 | 0 | 0 | 0
SOCO_2_VACAR | SOCO | VACAR | 2035 | B15 | 1203 | 0 | 2000 | 0 | 0 | 0 | 0 | 0 | 0 | 0 | 0 | 0 | 0 | 0
SOCO_2_VACAR | SOCO | VACAR | 2035 | B16 | 25 | 0 | 2000 | 0 | 0 | 0 | 0 | 0 | 0 | 0 | 0 | 0 | 0 | 0
SOCO_2_VACAR | SOCO | VACAR | 2035 | B17 | 100 | 0 | 2000 | 164.96 | 0 | 1606.47 | 0 | 0 | 0 | 0 | 0 | 0 | 0 | 0
SOCO_2_VACAR | SOCO | VACAR | 2035 | B18 | 400 | 0 | 2000 | 0 | 0 | 0 | 0 | 0 | 0 | 0 | 0 | 0 | 0 | 0
SOCO_2_VACAR | SOCO | VACAR | 2035 | B19 | 700 | 0 | 2000 | 0 | 0 | 0 | 0 | 0 | 0 | 0 | 0 | 0 | 0 | 0
SOCO_2_VACAR | SOCO | VACAR | 2035 | B20 | 935 | 0 | 2000 | 0 | 0 | 0 | 0 | 0 | 0 | 0 | 0 | 0 | 0 | 0
SOCO_2_VACAR | SOCO | VACAR | 2040 | B1 | 10 | 0 | 2000 | 0 | 0 | 0 | 0 | 0 | 0 | 0 | 0 | 0 | 0 | 0
SOCO_2_VACAR | SOCO | VACAR | 2040 | B2 | 25 | 0 | 2000 | 0 | 0 | 0 | 0 | 0 | 0 | 0 | 0 | 0 | 0 | 0
SOCO_2_VACAR | SOCO | VACAR | 2040 | B3 | 75 | 0 | 2000 | 0 | 0 | 0 | 0 | 0 | 0 | 0 | 0 | 0 | 0 | 0
SOCO_2_VACAR | SOCO | VACAR | 2040 | B4 | 100 | 0 | 2000 | 0 | 0 | 0 | 0 | 0 | 0 | 0 | 0 | 0 | 0 | 0
SOCO_2_VACAR | SOCO | VACAR | 2040 | B5 | 200 | 0 | 2000 | 0 | 0 | 0 | 0 | 0 | 0 | 0 | 0 | 0 | 0 | 0
SOCO_2_VACAR | SOCO | VACAR | 2040 | B6 | 300 | 0 | 2000 | 0 | 0 | 0 | 0 | 0 | 0 | 0 | 0 | 0 | 0 | 0
SOCO_2_VACAR | SOCO | VACAR | 2040 | B7 | 400 | 0 | 2000 | 0 | 0 | 0 | 0 | 0 | 0 | 0 | 0 | 0 | 0 | 0
SOCO_2_VACAR | SOCO | VACAR | 2040 | B8 | 500 | 0 | 2000 | 0 | 0 | 0 | 0 | 0 | 0 | 0 | 0 | 0 | 0 | 0
SOCO_2_VACAR | SOCO | VACAR | 2040 | B9 | 800 | 0 | 2000 | 0 | 0 | 0 | 0 | 0 | 0 | 0 | 0 | 0 | 0 | 0
SOCO_2_VACAR | SOCO | VACAR | 2040 | B10 | 1262 | 0 | 2000 | 0 | 0 | 0 | 0 | 0 | 0 | 0 | 0 | 0 | 0 | 0
SOCO_2_VACAR | SOCO | VACAR | 2040 | B11 | 25 | 0 | 2000 | 0 | 0 | 0 | 0 | 0 | 0 | 0 | 0 | 0 | 0 | 0
SOCO_2_VACAR | SOCO | VACAR | 2040 | B12 | 200 | 0 | 2000 | 0 | 0 | 0 | 0 | 0 | 0 | 0 | 0 | 0 | 0 | 0
SOCO_2_VACAR | SOCO | VACAR | 2040 | B13 | 600 | 0 | 2000 | 0 | 0 | 0 | 0 | 0 | 0 | 0 | 0 | 0 | 0 | 0
SOCO_2_VACAR | SOCO | VACAR | 2040 | B14 | 900 | 0 | 2000 | 0 | 0 | 0 | 0 | 0 | 0 | 0 | 0 | 0 | 0 | 0
SOCO_2_VACAR | SOCO | VACAR | 2040 | B15 | 1203 | 0 | 2000 | 0 | 0 | 0 | 0 | 0 | 0 | 0 | 0 | 0 | 0 | 0
SOCO_2_VACAR | SOCO | VACAR | 2040 | B16 | 25 | 0 | 2000 | 0 | 0 | 0 | 0 | 0 | 0 | 0 | 0 | 0 | 0 | 0
SOCO_2_VACAR | SOCO | VACAR | 2040 | B17 | 100 | 0 | 2000 | 0 | 0 | 1130.63 | 0 | 0 | 0 | 0 | 0 | 0 | 0 | 0
SOCO_2_VACAR | SOCO | VACAR | 2040 | B18 | 400 | 0 | 2000 | 0 | 0 | 0 | 0 | 0 | 0 | 0 | 0 | 0 | 0 | 0
SOCO_2_VACAR | SOCO | VACAR | 2040 | B19 | 700 | 0 | 2000 | 0 | 0 | 0 | 0 | 0 | 0 | 0 | 0 | 0 | 0 | 0
SOCO_2_VACAR | SOCO | VACAR | 2040 | B20 | 935 | 0 | 2000 | 0 | 0 | 0 | 0 | 0 | 0 | 0 | 0 | 0 | 0 | 0
SOCO_2_VACAR | SOCO | VACAR | 2045 | B1 | 10 | 0 | 2000 | 0 | 0 | 0 | 0 | 0 | 0 | 0 | 0 | 0 | 0 | 1.1419
SOCO_2_VACAR | SOCO | VACAR | 2045 | B2 | 25 | 0 | 2000 | 0 | 0 | 0 | 0 | 0 | 0 | 0 | 0 | 0 | 0 | 1.1419
SOCO_2_VACAR | SOCO | VACAR | 2045 | B3 | 75 | 0 | 2000 | 0 | 0 | 0 | 0 | 0 | 0 | 0 | 0 | 0 | 0 | 1.1419
SOCO_2_VACAR | SOCO | VACAR | 2045 | B4 | 100 | 0 | 2000 | 0 | 0 | 0 | 0 | 0 | 0 | 0 | 0 | 0 | 0 | 1.1419
SOCO_2_VACAR | SOCO | VACAR | 2045 | B5 | 200 | 0 | 2000 | 0 | 0 | 0 | 0 | 0 | 0 | 0 | 0 | 0 | 0 | 1.1419
SOCO_2_VACAR | SOCO | VACAR | 2045 | B6 | 300 | 0 | 2000 | 0 | 0 | 0 | 0 | 0 | 0 | 0 | 0 | 0 | 0 | 1.1419
SOCO_2_VACAR | SOCO | VACAR | 2045 | B7 | 400 | 0 | 2000 | 0 | 0 | 0 | 0 | 0 | 0 | 0 | 0 | 0 | 0 | 1.1419
SOCO_2_VACAR | SOCO | VACAR | 2045 | B8 | 500 | 0 | 2000 | 0 | 0 | 0 | 0 | 0 | 0 | 0 | 0 | 0 | 0 | 1.1419
SOCO_2_VACAR | SOCO | VACAR | 2045 | B9 | 800 | 0 | 2000 | 0 | 0 | 0 | 0 | 0 | 0 | 0 | 0 | 0 | 0 | 1.1419
SOCO_2_VACAR | SOCO | VACAR | 2045 | B10 | 1262 | 0 | 2000 | 0 | 0 | 0 | 0 | 0 | 0 | 0 | 0 | 0 | 0 | 1.1419
SOCO_2_VACAR | SOCO | VACAR | 2045 | B11 | 25 | 0 | 2000 | 0 | 0 | 0 | 0 | 0 | 0 | 0 | 0 | 0 | 0 | 1.1419
SOCO_2_VACAR | SOCO | VACAR | 2045 | B12 | 200 | 0 | 2000 | 277.61 | 0 | 0 | 0 | 0 | 0 | 0 | 0 | 0 | 0 | 1.1419
SOCO_2_VACAR | SOCO | VACAR | 2045 | B13 | 600 | 0 | 2000 | 0 | 0 | 0 | 0 | 0 | 0 | 0 | 0 | 0 | 0 | 1.1419
SOCO_2_VACAR | SOCO | VACAR | 2045 | B14 | 900 | 0 | 2000 | 0 | 0 | 0 | 0 | 0 | 0 | 0 | 0 | 0 | 0 | 1.1419
SOCO_2_VACAR | SOCO | VACAR | 2045 | B15 | 1203 | 0 | 2000 | 0 | 0 | 0 | 0 | 0 | 0 | 0 | 0 | 0 | 0 | 1.1419
SOCO_2_VACAR | SOCO | VACAR | 2045 | B16 | 25 | 0 | 2000 | 2000 | 0 | 0 | 0 | 0 | 10.1132 | 0 | 0 | 2.0226 | 0 | 1.1419
SOCO_2_VACAR | SOCO | VACAR | 2045 | B17 | 100 | 0 | 2000 | 2000 | 0 | 2000 | 0 | 0 | 3.1812 | 0 | 0.75968 | 2.5449 | 0 | 1.1419
SOCO_2_VACAR | SOCO | VACAR | 2045 | B18 | 400 | 0 | 2000 | 0 | 0 | 0 | 0 | 0 | 0 | 0 | 0 | 0 | 0 | 1.1419
SOCO_2_VACAR | SOCO | VACAR | 2045 | B19 | 700 | 0 | 2000 | 0 | 0 | 0 | 0 | 0 | 0 | 0 | 0 | 0 | 0 | 1.1419
SOCO_2_VACAR | SOCO | VACAR | 2045 | B20 | 935 | 0 | 2000 | 0 | 0 | 0 | 0 | 0 | 0 | 0 | 0 | 0 | 0 | 1.1419
SOCO_2_VACAR | SOCO | VACAR | 2050 | B1 | 10 | 0 | 2000 | 0 | 0 | 0 | 0 | 0 | 0 | 0 | 0 | 0 | 0 | 0.7122
SOCO_2_VACAR | SOCO | VACAR | 2050 | B2 | 25 | 0 | 2000 | 0 | 0 | 0 | 0 | 0 | 0 | 0 | 0 | 0 | 0 | 0.7122
SOCO_2_VACAR | SOCO | VACAR | 2050 | B3 | 75 | 0 | 2000 | 0 | 0 | 0 | 0 | 0 | 0 | 0 | 0 | 0 | 0 | 0.7122
SOCO_2_VACAR | SOCO | VACAR | 2050 | B4 | 100 | 0 | 2000 | 0 | 0 | 0 | 0 | 0 | 0 | 0 | 0 | 0 | 0 | 0.7122
SOCO_2_VACAR | SOCO | VACAR | 2050 | B5 | 200 | 0 | 2000 | 0 | 0 | 0 | 0 | 0 | 0 | 0 | 0 | 0 | 0 | 0.7122
SOCO_2_VACAR | SOCO | VACAR | 2050 | B6 | 300 | 0 | 2000 | 0 | 0 | 0 | 0 | 0 | 0 | 0 | 0 | 0 | 0 | 0.7122
SOCO_2_VACAR | SOCO | VACAR | 2050 | B7 | 400 | 0 | 2000 | 0 | 0 | 0 | 0 | 0 | 0 | 0 | 0 | 0 | 0 | 0.7122
SOCO_2_VACAR | SOCO | VACAR | 2050 | B8 | 500 | 0 | 2000 | 0 | 0 | 0 | 0 | 0 | 0 | 0 | 0 | 0 | 0 | 0.7122
SOCO_2_VACAR | SOCO | VACAR | 2050 | B9 | 800 | 0 | 2000 | 0 | 0 | 0 | 0 | 0 | 0 | 0 | 0 | 0 | 0 | 0.7122
SOCO_2_VACAR | SOCO | VACAR | 2050 | B10 | 1262 | 0 | 2000 | 0 | 0 | 0 | 0 | 0 | 0 | 0 | 0 | 0 | 0 | 0.7122
SOCO_2_VACAR | SOCO | VACAR | 2050 | B11 | 25 | 0 | 2000 | 0 | 0 | 0 | 0 | 0 | 0 | 0 | 0 | 0 | 0 | 0.7122
SOCO_2_VACAR | SOCO | VACAR | 2050 | B12 | 200 | 0 | 2000 | 0 | 0 | 0 | 0 | 0 | 0 | 0 | 0 | 0 | 0 | 0.7122
SOCO_2_VACAR | SOCO | VACAR | 2050 | B13 | 600 | 0 | 2000 | 0 | 0 | 0 | 0 | 0 | 0 | 0 | 0 | 0 | 0 | 0.7122
SOCO_2_VACAR | SOCO | VACAR | 2050 | B14 | 900 | 0 | 2000 | 0 | 0 | 0 | 0 | 0 | 0 | 0 | 0 | 0 | 0 | 0.7122
SOCO_2_VACAR | SOCO | VACAR | 2050 | B15 | 1203 | 0 | 2000 | 0 | 0 | 0 | 0 | 0 | 0 | 0 | 0 | 0 | 0 | 0.7122
SOCO_2_VACAR | SOCO | VACAR | 2050 | B16 | 25 | 0 | 2000 | 1920.08 | 0 | 0 | 0 | 0 | 0 | 0 | 0 | 0 | 0 | 0.7122
SOCO_2_VACAR | SOCO | VACAR | 2050 | B17 | 100 | 0 | 2000 | 2000 | 0 | 2000 | 0 | 0 | 2.8488 | 0 | 0.43919 | 2.8488 | 0 | 0.7122
SOCO_2_VACAR | SOCO | VACAR | 2050 | B18 | 400 | 0 | 2000 | 0 | 0 | 0 | 0 | 0 | 0 | 0 | 0 | 0 | 0 | 0.7122
SOCO_2_VACAR | SOCO | VACAR | 2050 | B19 | 700 | 0 | 2000 | 0 | 0 | 0 | 0 | 0 | 0 | 0 | 0 | 0 | 0 | 0.7122
SOCO_2_VACAR | SOCO | VACAR | 2050 | B20 | 935 | 0 | 2000 | 0 | 0 | 0 | 0 | 0 | 0 | 0 | 0 | 0 | 0 | 0.7122
SPP_N_2_ENT | SPP_N | ENT | 2015 | B1 | 10 | 0 | 1800 | 0 | 0 | 0 | 0 | 0 | 0 | 0 | 0 | 0 | 0 | 0
SPP_N_2_ENT | SPP_N | ENT | 2015 | B2 | 25 | 0 | 1800 | 0 | 0 | 0 | 0 | 0 | 0 | 0 | 0 | 0 | 0 | 0
SPP_N_2_ENT | SPP_N | ENT | 2015 | B3 | 75 | 0 | 1800 | 0 | 0 | 0 | 0 | 0 | 0 | 0 | 0 | 0 | 0 | 0
SPP_N_2_ENT | SPP_N | ENT | 2015 | B4 | 100 | 0 | 1800 | 0 | 0 | 0 | 0 | 0 | 0 | 0 | 0 | 0 | 0 | 0
SPP_N_2_ENT | SPP_N | ENT | 2015 | B5 | 200 | 0 | 1800 | 0 | 0 | 0 | 0 | 0 | 0 | 0 | 0 | 0 | 0 | 0
SPP_N_2_ENT | SPP_N | ENT | 2015 | B6 | 300 | 0 | 1800 | 0 | 0 | 0 | 0 | 0 | 0 | 0 | 0 | 0 | 0 | 0
SPP_N_2_ENT | SPP_N | ENT | 2015 | B7 | 400 | 0 | 1800 | 0 | 0 | 0 | 0 | 0 | 0 | 0 | 0 | 0 | 0 | 0
SPP_N_2_ENT | SPP_N | ENT | 2015 | B8 | 500 | 0 | 1800 | 0 | 0 | 0 | 0 | 0 | 0 | 0 | 0 | 0 | 0 | 0
SPP_N_2_ENT | SPP_N | ENT | 2015 | B9 | 800 | 0 | 1800 | 0 | 0 | 0 | 0 | 0 | 0 | 0 | 0 | 0 | 0 | 0
SPP_N_2_ENT | SPP_N | ENT | 2015 | B10 | 1262 | 0 | 1800 | 0 | 0 | 0 | 0 | 0 | 0 | 0 | 0 | 0 | 0 | 0
SPP_N_2_ENT | SPP_N | ENT | 2015 | B11 | 25 | 0 | 1800 | 0 | 0 | 0 | 0 | 0 | 0 | 0 | 0 | 0 | 0 | 0
SPP_N_2_ENT | SPP_N | ENT | 2015 | B12 | 200 | 0 | 1800 | 0 | 0 | 0 | 0 | 0 | 0 | 0 | 0 | 0 | 0 | 0
SPP_N_2_ENT | SPP_N | ENT | 2015 | B13 | 600 | 0 | 1800 | 0 | 0 | 0 | 0 | 0 | 0 | 0 | 0 | 0 | 0 | 0
SPP_N_2_ENT | SPP_N | ENT | 2015 | B14 | 900 | 0 | 1800 | 0 | 0 | 0 | 0 | 0 | 0 | 0 | 0 | 0 | 0 | 0
SPP_N_2_ENT | SPP_N | ENT | 2015 | B15 | 1203 | 0 | 1800 | 0 | 0 | 0 | 0 | 0 | 0 | 0 | 0 | 0 | 0 | 0
SPP_N_2_ENT | SPP_N | ENT | 2015 | B16 | 25 | 0 | 1800 | 0 | 0 | 0 | 0 | 0 | 0 | 0 | 0 | 0 | 0 | 0
SPP_N_2_ENT | SPP_N | ENT | 2015 | B17 | 100 | 0 | 1800 | 0 | 0 | 0 | 0 | 0 | 0 | 0 | 0 | 0 | 0 | 0
SPP_N_2_ENT | SPP_N | ENT | 2015 | B18 | 400 | 0 | 1800 | 0 | 0 | 0 | 0 | 0 | 0 | 0 | 0 | 0 | 0 | 0
SPP_N_2_ENT | SPP_N | ENT | 2015 | B19 | 700 | 0 | 1800 | 0 | 0 | 0 | 0 | 0 | 0 | 0 | 0 | 0 | 0 | 0
SPP_N_2_ENT | SPP_N | ENT | 2015 | B20 | 935 | 0 | 1800 | 0 | 0 | 0 | 0 | 0 | 0 | 0 | 0 | 0 | 0 | 0
SPP_N_2_ENT | SPP_N | ENT | 2020 | B1 | 10 | 0 | 1800 | 0 | 0 | 0 | 0 | 0 | 0 | 0 | 0 | 0 | 0 | 0
SPP_N_2_ENT | SPP_N | ENT | 2020 | B2 | 25 | 0 | 1800 | 0 | 0 | 0 | 0 | 0 | 0 | 0 | 0 | 0 | 0 | 0
SPP_N_2_ENT | SPP_N | ENT | 2020 | B3 | 75 | 0 | 1800 | 0 | 0 | 0 | 0 | 0 | 0 | 0 | 0 | 0 | 0 | 0
SPP_N_2_ENT | SPP_N | ENT | 2020 | B4 | 100 | 0 | 1800 | 0 | 0 | 0 | 0 | 0 | 0 | 0 | 0 | 0 | 0 | 0
SPP_N_2_ENT | SPP_N | ENT | 2020 | B5 | 200 | 0 | 1800 | 0 | 0 | 0 | 0 | 0 | 0 | 0 | 0 | 0 | 0 | 0
SPP_N_2_ENT | SPP_N | ENT | 2020 | B6 | 300 | 0 | 1800 | 0 | 0 | 0 | 0 | 0 | 0 | 0 | 0 | 0 | 0 | 0
SPP_N_2_ENT | SPP_N | ENT | 2020 | B7 | 400 | 0 | 1800 | 0 | 0 | 0 | 0 | 0 | 0 | 0 | 0 | 0 | 0 | 0
SPP_N_2_ENT | SPP_N | ENT | 2020 | B8 | 500 | 0 | 1800 | 0 | 0 | 0 | 0 | 0 | 0 | 0 | 0 | 0 | 0 | 0
SPP_N_2_ENT | SPP_N | ENT | 2020 | B9 | 800 | 0 | 1800 | 0 | 0 | 0 | 0 | 0 | 0 | 0 | 0 | 0 | 0 | 0
SPP_N_2_ENT | SPP_N | ENT | 2020 | B10 | 1262 | 0 | 1800 | 0 | 0 | 0 | 0 | 0 | 0 | 0 | 0 | 0 | 0 | 0
SPP_N_2_ENT | SPP_N | ENT | 2020 | B11 | 25 | 0 | 1800 | 0 | 0 | 0 | 0 | 0 | 0 | 0 | 0 | 0 | 0 | 0
SPP_N_2_ENT | SPP_N | ENT | 2020 | B12 | 200 | 0 | 1800 | 0 | 0 | 0 | 0 | 0 | 0 | 0 | 0 | 0 | 0 | 0
SPP_N_2_ENT | SPP_N | ENT | 2020 | B13 | 600 | 0 | 1800 | 0 | 0 | 0 | 0 | 0 | 0 | 0 | 0 | 0 | 0 | 0
SPP_N_2_ENT | SPP_N | ENT | 2020 | B14 | 900 | 0 | 1800 | 0 | 0 | 0 | 0 | 0 | 0 | 0 | 0 | 0 | 0 | 0
SPP_N_2_ENT | SPP_N | ENT | 2020 | B15 | 1203 | 0 | 1800 | 0 | 0 | 0 | 0 | 0 | 0 | 0 | 0 | 0 | 0 | 0
SPP_N_2_ENT | SPP_N | ENT | 2020 | B16 | 25 | 0 | 1800 | 256.42 | 0 | 706.96 | 0 | 0 | 0 | 0 | 0 | 0 | 0 | 0
SPP_N_2_ENT | SPP_N | ENT | 2020 | B17 | 100 | 0 | 1800 | 0 | 0 | 0 | 0 | 0 | 0 | 0 | 0 | 0 | 0 | 0
SPP_N_2_ENT | SPP_N | ENT | 2020 | B18 | 400 | 0 | 1800 | 0 | 0 | 0 | 0 | 0 | 0 | 0 | 0 | 0 | 0 | 0
SPP_N_2_ENT | SPP_N | ENT | 2020 | B19 | 700 | 0 | 1800 | 0 | 0 | 0 | 0 | 0 | 0 | 0 | 0 | 0 | 0 | 0
SPP_N_2_ENT | SPP_N | ENT | 2020 | B20 | 935 | 0 | 1800 | 0 | 0 | 0 | 0 | 0 | 0 | 0 | 0 | 0 | 0 | 0
SPP_N_2_ENT | SPP_N | ENT | 2025 | B1 | 10 | 0 | 1800 | 0 | 0 | 0 | 0 | 0 | 0 | 0 | 0 | 0 | 0 | 0
SPP_N_2_ENT | SPP_N | ENT | 2025 | B2 | 25 | 0 | 1800 | 0 | 0 | 0 | 0 | 0 | 0 | 0 | 0 | 0 | 0 | 0
SPP_N_2_ENT | SPP_N | ENT | 2025 | B3 | 75 | 0 | 1800 | 0 | 0 | 0 | 0 | 0 | 0 | 0 | 0 | 0 | 0 | 0
SPP_N_2_ENT | SPP_N | ENT | 2025 | B4 | 100 | 0 | 1800 | 0 | 0 | 0 | 0 | 0 | 0 | 0 | 0 | 0 | 0 | 0
SPP_N_2_ENT | SPP_N | ENT | 2025 | B5 | 200 | 0 | 1800 | 0 | 0 | 0 | 0 | 0 | 0 | 0 | 0 | 0 | 0 | 0
SPP_N_2_ENT | SPP_N | ENT | 2025 | B6 | 300 | 0 | 1800 | 0 | 0 | 0 | 0 | 0 | 0 | 0 | 0 | 0 | 0 | 0
SPP_N_2_ENT | SPP_N | ENT | 2025 | B7 | 400 | 0 | 1800 | 0 | 0 | 0 | 0 | 0 | 0 | 0 | 0 | 0 | 0 | 0
SPP_N_2_ENT | SPP_N | ENT | 2025 | B8 | 500 | 0 | 1800 | 0 | 0 | 0 | 0 | 0 | 0 | 0 | 0 | 0 | 0 | 0
SPP_N_2_ENT | SPP_N | ENT | 2025 | B9 | 800 | 0 | 1800 | 0 | 0 | 0 | 0 | 0 | 0 | 0 | 0 | 0 | 0 | 0
SPP_N_2_ENT | SPP_N | ENT | 2025 | B10 | 1262 | 0 | 1800 | 0 | 0 | 0 | 0 | 0 | 0 | 0 | 0 | 0 | 0 | 0
SPP_N_2_ENT | SPP_N | ENT | 2025 | B11 | 25 | 0 | 1800 | 0 | 0 | 0 | 0 | 0 | 0 | 0 | 0 | 0 | 0 | 0
SPP_N_2_ENT | SPP_N | ENT | 2025 | B12 | 200 | 0 | 1800 | 0 | 0 | 0 | 0 | 0 | 0 | 0 | 0 | 0 | 0 | 0
SPP_N_2_ENT | SPP_N | ENT | 2025 | B13 | 600 | 0 | 1800 | 0 | 0 | 0 | 0 | 0 | 0 | 0 | 0 | 0 | 0 | 0
SPP_N_2_ENT | SPP_N | ENT | 2025 | B14 | 900 | 0 | 1800 | 0 | 0 | 0 | 0 | 0 | 0 | 0 | 0 | 0 | 0 | 0
SPP_N_2_ENT | SPP_N | ENT | 2025 | B15 | 1203 | 0 | 1800 | 0 | 0 | 0 | 0 | 0 | 0 | 0 | 0 | 0 | 0 | 0
SPP_N_2_ENT | SPP_N | ENT | 2025 | B16 | 25 | 0 | 1800 | 0 | 0 | 0 | 0 | 0 | 0 | 0 | 0 | 0 | 0 | 0
SPP_N_2_ENT | SPP_N | ENT | 2025 | B17 | 100 | 0 | 1800 | 0 | 0 | 0 | 0 | 0 | 0 | 0 | 0 | 0 | 0 | 0
SPP_N_2_ENT | SPP_N | ENT | 2025 | B18 | 400 | 0 | 1800 | 0 | 0 | 0 | 0 | 0 | 0 | 0 | 0 | 0 | 0 | 0
SPP_N_2_ENT | SPP_N | ENT | 2025 | B19 | 700 | 0 | 1800 | 0 | 0 | 0 | 0 | 0 | 0 | 0 | 0 | 0 | 0 | 0
SPP_N_2_ENT | SPP_N | ENT | 2025 | B20 | 935 | 0 | 1800 | 0 | 0 | 0 | 0 | 0 | 0 | 0 | 0 | 0 | 0 | 0
SPP_N_2_ENT | SPP_N | ENT | 2030 | B1 | 10 | 0 | 1800 | 0 | 0 | 0 | 0 | 0 | 0 | 0 | 0 | 0 | 0 | 0
SPP_N_2_ENT | SPP_N | ENT | 2030 | B2 | 25 | 0 | 1800 | 0 | 0 | 0 | 0 | 0 | 0 | 0 | 0 | 0 | 0 | 0
SPP_N_2_ENT | SPP_N | ENT | 2030 | B3 | 75 | 0 | 1800 | 0 | 0 | 0 | 0 | 0 | 0 | 0 | 0 | 0 | 0 | 0
SPP_N_2_ENT | SPP_N | ENT | 2030 | B4 | 100 | 0 | 1800 | 0 | 0 | 0 | 0 | 0 | 0 | 0 | 0 | 0 | 0 | 0
SPP_N_2_ENT | SPP_N | ENT | 2030 | B5 | 200 | 0 | 1800 | 0 | 0 | 0 | 0 | 0 | 0 | 0 | 0 | 0 | 0 | 0
SPP_N_2_ENT | SPP_N | ENT | 2030 | B6 | 300 | 0 | 1800 | 0 | 0 | 0 | 0 | 0 | 0 | 0 | 0 | 0 | 0 | 0
SPP_N_2_ENT | SPP_N | ENT | 2030 | B7 | 400 | 0 | 1800 | 0 | 0 | 0 | 0 | 0 | 0 | 0 | 0 | 0 | 0 | 0
SPP_N_2_ENT | SPP_N | ENT | 2030 | B8 | 500 | 0 | 1800 | 0 | 0 | 0 | 0 | 0 | 0 | 0 | 0 | 0 | 0 | 0
SPP_N_2_ENT | SPP_N | ENT | 2030 | B9 | 800 | 0 | 1800 | 0 | 0 | 0 | 0 | 0 | 0 | 0 | 0 | 0 | 0 | 0
SPP_N_2_ENT | SPP_N | ENT | 2030 | B10 | 1262 | 0 | 1800 | 0 | 0 | 0 | 0 | 0 | 0 | 0 | 0 | 0 | 0 | 0
SPP_N_2_ENT | SPP_N | ENT | 2030 | B11 | 25 | 0 | 1800 | 0 | 0 | 0 | 0 | 0 | 0 | 0 | 0 | 0 | 0 | 0
SPP_N_2_ENT | SPP_N | ENT | 2030 | B12 | 200 | 0 | 1800 | 0 | 0 | 0 | 0 | 0 | 0 | 0 | 0 | 0 | 0 | 0
SPP_N_2_ENT | SPP_N | ENT | 2030 | B13 | 600 | 0 | 1800 | 0 | 0 | 0 | 0 | 0 | 0 | 0 | 0 | 0 | 0 | 0
SPP_N_2_ENT | SPP_N | ENT | 2030 | B14 | 900 | 0 | 1800 | 0 | 0 | 0 | 0 | 0 | 0 | 0 | 0 | 0 | 0 | 0
SPP_N_2_ENT | SPP_N | ENT | 2030 | B15 | 1203 | 0 | 1800 | 0 | 0 | 0 | 0 | 0 | 0 | 0 | 0 | 0 | 0 | 0
SPP_N_2_ENT | SPP_N | ENT | 2030 | B16 | 25 | 0 | 1800 | 0 | 0 | 0 | 0 | 0 | 0 | 0 | 0 | 0 | 0 | 0
SPP_N_2_ENT | SPP_N | ENT | 2030 | B17 | 100 | 0 | 1800 | 0 | 0 | 0 | 0 | 0 | 0 | 0 | 0 | 0 | 0 | 0
SPP_N_2_ENT | SPP_N | ENT | 2030 | B18 | 400 | 0 | 1800 | 0 | 0 | 0 | 0 | 0 | 0 | 0 | 0 | 0 | 0 | 0
SPP_N_2_ENT | SPP_N | ENT | 2030 | B19 | 700 | 0 | 1800 | 0 | 0 | 0 | 0 | 0 | 0 | 0 | 0 | 0 | 0 | 0
SPP_N_2_ENT | SPP_N | ENT | 2030 | B20 | 935 | 0 | 1800 | 0 | 0 | 0 | 0 | 0 | 0 | 0 | 0 | 0 | 0 | 0
SPP_N_2_ENT | SPP_N | ENT | 2035 | B1 | 10 | 0 | 1800 | 0 | 0 | 0 | 0 | 0 | 0 | 0 | 0 | 0 | 0 | 0.44751
SPP_N_2_ENT | SPP_N | ENT | 2035 | B2 | 25 | 0 | 1800 | 0 | 0 | 0 | 0 | 0 | 0 | 0 | 0 | 0 | 0 | 0.44751
SPP_N_2_ENT | SPP_N | ENT | 2035 | B3 | 75 | 0 | 1800 | 0 | 0 | 0 | 0 | 0 | 0 | 0 | 0 | 0 | 0 | 0.44751
SPP_N_2_ENT | SPP_N | ENT | 2035 | B4 | 100 | 0 | 1800 | 0 | 0 | 0 | 0 | 0 | 0 | 0 | 0 | 0 | 0 | 0.44751
SPP_N_2_ENT | SPP_N | ENT | 2035 | B5 | 200 | 0 | 1800 | 0 | 0 | 0 | 0 | 0 | 0 | 0 | 0 | 0 | 0 | 0.44751
SPP_N_2_ENT | SPP_N | ENT | 2035 | B6 | 300 | 0 | 1800 | 0 | 0 | 0 | 0 | 0 | 0 | 0 | 0 | 0 | 0 | 0.44751
SPP_N_2_ENT | SPP_N | ENT | 2035 | B7 | 400 | 0 | 1800 | 0 | 0 | 0 | 0 | 0 | 0 | 0 | 0 | 0 | 0 | 0.44751
SPP_N_2_ENT | SPP_N | ENT | 2035 | B8 | 500 | 0 | 1800 | 0 | 0 | 0 | 0 | 0 | 0 | 0 | 0 | 0 | 0 | 0.44751
SPP_N_2_ENT | SPP_N | ENT | 2035 | B9 | 800 | 0 | 1800 | 0 | 0 | 0 | 0 | 0 | 0 | 0 | 0 | 0 | 0 | 0.44751
SPP_N_2_ENT | SPP_N | ENT | 2035 | B10 | 1262 | 0 | 1800 | 1800 | 0 | 1669.14 | 0 | 0 | 0.01187 | 0 | 0 | 0.0068184 | 0 | 0.44751
SPP_N_2_ENT | SPP_N | ENT | 2035 | B11 | 25 | 0 | 1800 | 0 | 0 | 0 | 0 | 0 | 0 | 0 | 0 | 0 | 0 | 0.44751
SPP_N_2_ENT | SPP_N | ENT | 2035 | B12 | 200 | 0 | 1800 | 0 | 0 | 0 | 0 | 0 | 0 | 0 | 0 | 0 | 0 | 0.44751
SPP_N_2_ENT | SPP_N | ENT | 2035 | B13 | 600 | 0 | 1800 | 0 | 0 | 0 | 0 | 0 | 0 | 0 | 0 | 0 | 0 | 0.44751
SPP_N_2_ENT | SPP_N | ENT | 2035 | B14 | 900 | 0 | 1800 | 0 | 0 | 0 | 0 | 0 | 0 | 0 | 0 | 0 | 0 | 0.44751
SPP_N_2_ENT | SPP_N | ENT | 2035 | B15 | 1203 | 0 | 1800 | 972.93 | 0 | 699.45 | 0 | 0 | 0 | 0 | 0 | 0 | 0 | 0.44751
SPP_N_2_ENT | SPP_N | ENT | 2035 | B16 | 25 | 0 | 1800 | 0 | 0 | 1158.07 | 0 | 0 | 0 | 0 | 0 | 0 | 0 | 0.44751
SPP_N_2_ENT | SPP_N | ENT | 2035 | B17 | 100 | 0 | 1800 | 0 | 0 | 0 | 0 | 0 | 0 | 0 | 0 | 0 | 0 | 0.44751
SPP_N_2_ENT | SPP_N | ENT | 2035 | B18 | 400 | 0 | 1800 | 0 | 0 | 0 | 0 | 0 | 0 | 0 | 0 | 0 | 0 | 0.44751
SPP_N_2_ENT | SPP_N | ENT | 2035 | B19 | 700 | 0 | 1800 | 264.25 | 0 | 394.17 | 0 | 0 | 0 | 0 | 0 | 0 | 0 | 0.44751
SPP_N_2_ENT | SPP_N | ENT | 2035 | B20 | 935 | 0 | 1800 | 1800 | 0 | 1800 | 0 | 0 | 4.1901 | 0 | 4.8073 | 1.7832 | 0 | 0.44751
SPP_N_2_ENT | SPP_N | ENT | 2040 | B1 | 10 | 0 | 1800 | 0 | 0 | 184 | 0 | 0 | 0 | 0 | 0 | 0 | 0 | 1.7591
SPP_N_2_ENT | SPP_N | ENT | 2040 | B2 | 25 | 0 | 1800 | 0 | 0 | 0 | 0 | 0 | 0 | 0 | 0 | 0 | 0 | 1.7591
SPP_N_2_ENT | SPP_N | ENT | 2040 | B3 | 75 | 0 | 1800 | 0 | 0 | 0 | 0 | 0 | 0 | 0 | 0 | 0 | 0 | 1.7591
SPP_N_2_ENT | SPP_N | ENT | 2040 | B4 | 100 | 0 | 1800 | 0 | 0 | 0 | 0 | 0 | 0 | 0 | 0 | 0 | 0 | 1.7591
SPP_N_2_ENT | SPP_N | ENT | 2040 | B5 | 200 | 0 | 1800 | 0 | 0 | 0 | 0 | 0 | 0 | 0 | 0 | 0 | 0 | 1.7591
SPP_N_2_ENT | SPP_N | ENT | 2040 | B6 | 300 | 0 | 1800 | 0 | 0 | 0 | 0 | 0 | 0 | 0 | 0 | 0 | 0 | 1.7591
SPP_N_2_ENT | SPP_N | ENT | 2040 | B7 | 400 | 0 | 1800 | 0 | 0 | 0 | 0 | 0 | 0 | 0 | 0 | 0 | 0 | 1.7591
SPP_N_2_ENT | SPP_N | ENT | 2040 | B8 | 500 | 0 | 1800 | 0 | 0 | 0 | 0 | 0 | 0 | 0 | 0 | 0 | 0 | 1.7591
SPP_N_2_ENT | SPP_N | ENT | 2040 | B9 | 800 | 0 | 1800 | 0 | 0 | 0 | 0 | 0 | 0 | 0 | 0 | 0 | 0 | 1.7591
SPP_N_2_ENT | SPP_N | ENT | 2040 | B10 | 1262 | 0 | 1800 | 1517.28 | 0 | 1800 | 0 | 0 | 0 | 0 | 1.9704 | 0 | 0 | 1.7591
SPP_N_2_ENT | SPP_N | ENT | 2040 | B11 | 25 | 0 | 1800 | 0 | 0 | 0 | 0 | 0 | 0 | 0 | 0 | 0 | 0 | 1.7591
SPP_N_2_ENT | SPP_N | ENT | 2040 | B12 | 200 | 0 | 1800 | 0 | 0 | 0 | 0 | 0 | 0 | 0 | 0 | 0 | 0 | 1.7591
SPP_N_2_ENT | SPP_N | ENT | 2040 | B13 | 600 | 0 | 1800 | 0 | 0 | 0 | 0 | 0 | 0 | 0 | 0 | 0 | 0 | 1.7591
SPP_N_2_ENT | SPP_N | ENT | 2040 | B14 | 900 | 0 | 1800 | 354.21 | 0 | 373.12 | 0 | 0 | 0 | 0 | 0 | 0 | 0 | 1.7591
SPP_N_2_ENT | SPP_N | ENT | 2040 | B15 | 1203 | 0 | 1800 | 1800 | 0 | 1800 | 0 | 0 | 6.3979 | 0 | 5.3652 | 3.6 | 0 | 1.7591
SPP_N_2_ENT | SPP_N | ENT | 2040 | B16 | 25 | 0 | 1800 | 57.71 | 0 | 1386.87 | 0 | 0 | 0 | 0 | 0 | 0 | 0 | 1.7591
SPP_N_2_ENT | SPP_N | ENT | 2040 | B17 | 100 | 0 | 1800 | 0 | 0 | 0 | 0 | 0 | 0 | 0 | 0 | 0 | 0 | 1.7591
SPP_N_2_ENT | SPP_N | ENT | 2040 | B18 | 400 | 0 | 1800 | 422.03 | 0 | 0 | 0 | 0 | 0 | 0 | 0 | 0 | 0 | 1.7591
SPP_N_2_ENT | SPP_N | ENT | 2040 | B19 | 700 | 0 | 1800 | 910.65 | 0 | 359.97 | 0 | 0 | 0 | 0 | 0 | 0 | 0 | 1.7591
SPP_N_2_ENT | SPP_N | ENT | 2040 | B20 | 935 | 0 | 1800 | 1800 | 0 | 1800 | 0 | 0 | 7.8579 | 0 | 5.6383 | 3.4365 | 0 | 1.7591
SPP_N_2_ENT | SPP_N | ENT | 2045 | B1 | 10 | 0 | 1800 | 0 | 0 | 879.97 | 0 | 0 | 0 | 0 | 0 | 0 | 0 | 1.8876
SPP_N_2_ENT | SPP_N | ENT | 2045 | B2 | 25 | 0 | 1800 | 0 | 0 | 0 | 0 | 0 | 0 | 0 | 0 | 0 | 0 | 1.8876
SPP_N_2_ENT | SPP_N | ENT | 2045 | B3 | 75 | 0 | 1800 | 0 | 0 | 0 | 0 | 0 | 0 | 0 | 0 | 0 | 0 | 1.8876
SPP_N_2_ENT | SPP_N | ENT | 2045 | B4 | 100 | 0 | 1800 | 0 | 0 | 829.38 | 0 | 0 | 0 | 0 | 0 | 0 | 0 | 1.8876
SPP_N_2_ENT | SPP_N | ENT | 2045 | B5 | 200 | 0 | 1800 | 0 | 0 | 0 | 0 | 0 | 0 | 0 | 0 | 0 | 0 | 1.8876
SPP_N_2_ENT | SPP_N | ENT | 2045 | B6 | 300 | 0 | 1800 | 0 | 0 | 0 | 0 | 0 | 0 | 0 | 0 | 0 | 0 | 1.8876
SPP_N_2_ENT | SPP_N | ENT | 2045 | B7 | 400 | 0 | 1800 | 0 | 0 | 0 | 0 | 0 | 0 | 0 | 0 | 0 | 0 | 1.8876
SPP_N_2_ENT | SPP_N | ENT | 2045 | B8 | 500 | 0 | 1800 | 0 | 0 | 0 | 0 | 0 | 0 | 0 | 0 | 0 | 0 | 1.8876
SPP_N_2_ENT | SPP_N | ENT | 2045 | B9 | 800 | 0 | 1800 | 0 | 0 | 1800 | 0 | 0 | 0 | 0 | 0.96147 | 0 | 0 | 1.8876
SPP_N_2_ENT | SPP_N | ENT | 2045 | B10 | 1262 | 0 | 1800 | 1800 | 0 | 1800 | 0 | 332.31 | 8.1191 | 0 | 6.3148 | 2.4839 | 0 | 1.8876
SPP_N_2_ENT | SPP_N | ENT | 2045 | B11 | 25 | 0 | 1800 | 74.51 | 0 | 273.59 | 0 | 0 | 0 | 0 | 0 | 0 | 0 | 1.8876
SPP_N_2_ENT | SPP_N | ENT | 2045 | B12 | 200 | 0 | 1800 | 0 | 0 | 0 | 0 | 0 | 0 | 0 | 0 | 0 | 0 | 1.8876
SPP_N_2_ENT | SPP_N | ENT | 2045 | B13 | 600 | 0 | 1800 | 0 | 0 | 0 | 0 | 0 | 0 | 0 | 0 | 0 | 0 | 1.8876
SPP_N_2_ENT | SPP_N | ENT | 2045 | B14 | 900 | 0 | 1800 | 1664.49 | 0 | 1800 | 0 | 0 | 0 | 0 | 0.79529 | 0 | 0 | 1.8876
SPP_N_2_ENT | SPP_N | ENT | 2045 | B15 | 1203 | 0 | 1800 | 1800 | 0 | 1800 | 0 | 0 | 9.5197 | 0 | 6.03 | 2.7763 | 0 | 1.8876
SPP_N_2_ENT | SPP_N | ENT | 2045 | B16 | 25 | 0 | 1800 | 1800 | 0 | 445 | 0 | 0 | 2.8369 | 0 | 0 | 0.017194 | 0 | 1.8876
SPP_N_2_ENT | SPP_N | ENT | 2045 | B17 | 100 | 0 | 1800 | 0 | 0 | 0 | 0 | 0 | 0 | 0 | 0 | 0 | 0 | 1.8876
SPP_N_2_ENT | SPP_N | ENT | 2045 | B18 | 400 | 0 | 1800 | 1607.47 | 0 | 1800 | 0 | 0 | 0 | 0 | 0.98521 | 0 | 0 | 1.8876
SPP_N_2_ENT | SPP_N | ENT | 2045 | B19 | 700 | 0 | 1800 | 1800 | 0 | 1800 | 0 | 0 | 1.3769 | 0 | 1.3769 | 0.23366 | 0 | 1.8876
SPP_N_2_ENT | SPP_N | ENT | 2045 | B20 | 935 | 0 | 1800 | 1800 | 0 | 1800 | 0 | 0 | 8.9975 | 0 | 6.0774 | 2.0394 | 0 | 1.8876
SPP_N_2_ENT | SPP_N | ENT | 2050 | B1 | 10 | 0 | 1800 | 0 | 0 | 1648.31 | 0 | 0 | 0 | 0 | 0 | 0 | 0 | 1.268
SPP_N_2_ENT | SPP_N | ENT | 2050 | B2 | 25 | 0 | 1800 | 0 | 0 | 0 | 0 | 0 | 0 | 0 | 0 | 0 | 0 | 1.268
SPP_N_2_ENT | SPP_N | ENT | 2050 | B3 | 75 | 0 | 1800 | 0 | 0 | 0 | 0 | 0 | 0 | 0 | 0 | 0 | 0 | 1.268
SPP_N_2_ENT | SPP_N | ENT | 2050 | B4 | 100 | 0 | 1800 | 0 | 0 | 0 | 0 | 0 | 0 | 0 | 0 | 0 | 0 | 1.268
SPP_N_2_ENT | SPP_N | ENT | 2050 | B5 | 200 | 0 | 1800 | 0 | 0 | 0 | 0 | 0 | 0 | 0 | 0 | 0 | 0 | 1.268
SPP_N_2_ENT | SPP_N | ENT | 2050 | B6 | 300 | 0 | 1800 | 0 | 0 | 0 | 0 | 0 | 0 | 0 | 0 | 0 | 0 | 1.268
SPP_N_2_ENT | SPP_N | ENT | 2050 | B7 | 400 | 0 | 1800 | 0 | 0 | 0 | 0 | 0 | 0 | 0 | 0 | 0 | 0 | 1.268
SPP_N_2_ENT | SPP_N | ENT | 2050 | B8 | 500 | 0 | 1800 | 0 | 0 | 0 | 0 | 0 | 0 | 0 | 0 | 0 | 0 | 1.268
SPP_N_2_ENT | SPP_N | ENT | 2050 | B9 | 800 | 0 | 1800 | 0 | 0 | 1800 | 0 | 0 | 0 | 0 | 0.2374 | 0 | 0 | 1.268
SPP_N_2_ENT | SPP_N | ENT | 2050 | B10 | 1262 | 0 | 1800 | 1800 | 0 | 1800 | 0 | 0 | 4.1545 | 0 | 2.5995 | 1.1587 | 0 | 1.268
SPP_N_2_ENT | SPP_N | ENT | 2050 | B11 | 25 | 0 | 1800 | 0 | 0 | 0 | 0 | 0 | 0 | 0 | 0 | 0 | 0 | 1.268
SPP_N_2_ENT | SPP_N | ENT | 2050 | B12 | 200 | 0 | 1800 | 0 | 0 | 0 | 0 | 0 | 0 | 0 | 0 | 0 | 0 | 1.268
SPP_N_2_ENT | SPP_N | ENT | 2050 | B13 | 600 | 0 | 1800 | 0 | 0 | 0 | 0 | 0 | 0 | 0 | 0 | 0 | 0 | 1.268
SPP_N_2_ENT | SPP_N | ENT | 2050 | B14 | 900 | 0 | 1800 | 733.12 | 0 | 1800 | 0 | 0 | 0 | 0 | 0.24927 | 0 | 0 | 1.268
SPP_N_2_ENT | SPP_N | ENT | 2050 | B15 | 1203 | 0 | 1800 | 1800 | 0 | 1800 | 0 | 0 | 7.4188 | 0 | 6.303 | 1.9723 | 0 | 1.268
SPP_N_2_ENT | SPP_N | ENT | 2050 | B16 | 25 | 0 | 1800 | 1800 | 0 | 88.99 | 0 | 0 | 3.2405 | 0 | 0 | 0.017903 | 0 | 1.268
SPP_N_2_ENT | SPP_N | ENT | 2050 | B17 | 100 | 0 | 1800 | 0 | 0 | 0 | 0 | 0 | 0 | 0 | 0 | 0 | 0 | 1.268
SPP_N_2_ENT | SPP_N | ENT | 2050 | B18 | 400 | 0 | 1800 | 1800 | 0 | 1800 | 0 | 0 | 0.16618 | 0 | 1.3888 | 0.01469 | 0 | 1.268
SPP_N_2_ENT | SPP_N | ENT | 2050 | B19 | 700 | 0 | 1800 | 1800 | 0 | 1800 | 0 | 0 | 1.6499 | 0 | 1.9942 | 0.25524 | 0 | 1.268
SPP_N_2_ENT | SPP_N | ENT | 2050 | B20 | 935 | 0 | 1800 | 1800 | 0 | 1800 | 0 | 1762.54 | 8.0004 | 0 | 6.4929 | 1.6531 | 0 | 1.268
SPP_N_2_MISO_MO-IL | SPP_N | MISO_MO-IL | 2015 | B1 | 10 | 0 | 2000 | 0 | 0 | 0 | 0 | 0 | 0 | 0 | 0 | 0 | 0 | 0
SPP_N_2_MISO_MO-IL | SPP_N | MISO_MO-IL | 2015 | B2 | 25 | 0 | 2000 | 0 | 0 | 0 | 0 | 0 | 0 | 0 | 0 | 0 | 0 | 0
SPP_N_2_MISO_MO-IL | SPP_N | MISO_MO-IL | 2015 | B3 | 75 | 0 | 2000 | 0 | 0 | 0 | 0 | 0 | 0 | 0 | 0 | 0 | 0 | 0
SPP_N_2_MISO_MO-IL | SPP_N | MISO_MO-IL | 2015 | B4 | 100 | 0 | 2000 | 0 | 0 | 0 | 0 | 0 | 0 | 0 | 0 | 0 | 0 | 0
SPP_N_2_MISO_MO-IL | SPP_N | MISO_MO-IL | 2015 | B5 | 200 | 0 | 2000 | 0 | 0 | 0 | 0 | 0 | 0 | 0 | 0 | 0 | 0 | 0
SPP_N_2_MISO_MO-IL | SPP_N | MISO_MO-IL | 2015 | B6 | 300 | 0 | 2000 | 0 | 0 | 0 | 0 | 0 | 0 | 0 | 0 | 0 | 0 | 0
SPP_N_2_MISO_MO-IL | SPP_N | MISO_MO-IL | 2015 | B7 | 400 | 0 | 2000 | 0 | 0 | 0 | 0 | 0 | 0 | 0 | 0 | 0 | 0 | 0
SPP_N_2_MISO_MO-IL | SPP_N | MISO_MO-IL | 2015 | B8 | 500 | 0 | 2000 | 0 | 0 | 0 | 0 | 0 | 0 | 0 | 0 | 0 | 0 | 0
SPP_N_2_MISO_MO-IL | SPP_N | MISO_MO-IL | 2015 | B9 | 800 | 0 | 2000 | 0 | 0 | 0 | 0 | 0 | 0 | 0 | 0 | 0 | 0 | 0
SPP_N_2_MISO_MO-IL | SPP_N | MISO_MO-IL | 2015 | B10 | 1262 | 0 | 2000 | 0 | 0 | 0 | 0 | 0 | 0 | 0 | 0 | 0 | 0 | 0
SPP_N_2_MISO_MO-IL | SPP_N | MISO_MO-IL | 2015 | B11 | 25 | 0 | 2000 | 0 | 0 | 0 | 0 | 0 | 0 | 0 | 0 | 0 | 0 | 0
SPP_N_2_MISO_MO-IL | SPP_N | MISO_MO-IL | 2015 | B12 | 200 | 0 | 2000 | 0 | 0 | 0 | 0 | 0 | 0 | 0 | 0 | 0 | 0 | 0
SPP_N_2_MISO_MO-IL | SPP_N | MISO_MO-IL | 2015 | B13 | 600 | 0 | 2000 | 0 | 0 | 0 | 0 | 0 | 0 | 0 | 0 | 0 | 0 | 0
SPP_N_2_MISO_MO-IL | SPP_N | MISO_MO-IL | 2015 | B14 | 900 | 0 | 2000 | 0 | 0 | 0 | 0 | 0 | 0 | 0 | 0 | 0 | 0 | 0
SPP_N_2_MISO_MO-IL | SPP_N | MISO_MO-IL | 2015 | B15 | 1203 | 0 | 2000 | 0 | 0 | 0 | 0 | 0 | 0 | 0 | 0 | 0 | 0 | 0
SPP_N_2_MISO_MO-IL | SPP_N | MISO_MO-IL | 2015 | B16 | 25 | 0 | 2000 | 0 | 0 | 0 | 0 | 0 | 0 | 0 | 0 | 0 | 0 | 0
SPP_N_2_MISO_MO-IL | SPP_N | MISO_MO-IL | 2015 | B17 | 100 | 0 | 2000 | 0 | 0 | 0 | 0 | 0 | 0 | 0 | 0 | 0 | 0 | 0
SPP_N_2_MISO_MO-IL | SPP_N | MISO_MO-IL | 2015 | B18 | 400 | 0 | 2000 | 0 | 0 | 0 | 0 | 0 | 0 | 0 | 0 | 0 | 0 | 0
SPP_N_2_MISO_MO-IL | SPP_N | MISO_MO-IL | 2015 | B19 | 700 | 0 | 2000 | 0 | 0 | 0 | 0 | 0 | 0 | 0 | 0 | 0 | 0 | 0
SPP_N_2_MISO_MO-IL | SPP_N | MISO_MO-IL | 2015 | B20 | 935 | 0 | 2000 | 0 | 0 | 0 | 0 | 0 | 0 | 0 | 0 | 0 | 0 | 0
SPP_N_2_MISO_MO-IL | SPP_N | MISO_MO-IL | 2020 | B1 | 10 | 0 | 2000 | 0 | 0 | 0 | 0 | 0 | 0 | 0 | 0 | 0 | 0 | 0
SPP_N_2_MISO_MO-IL | SPP_N | MISO_MO-IL | 2020 | B2 | 25 | 0 | 2000 | 0 | 0 | 0 | 0 | 0 | 0 | 0 | 0 | 0 | 0 | 0
SPP_N_2_MISO_MO-IL | SPP_N | MISO_MO-IL | 2020 | B3 | 75 | 0 | 2000 | 0 | 0 | 0 | 0 | 0 | 0 | 0 | 0 | 0 | 0 | 0
SPP_N_2_MISO_MO-IL | SPP_N | MISO_MO-IL | 2020 | B4 | 100 | 0 | 2000 | 0 | 0 | 0 | 0 | 0 | 0 | 0 | 0 | 0 | 0 | 0
SPP_N_2_MISO_MO-IL | SPP_N | MISO_MO-IL | 2020 | B5 | 200 | 0 | 2000 | 0 | 0 | 0 | 0 | 0 | 0 | 0 | 0 | 0 | 0 | 0
SPP_N_2_MISO_MO-IL | SPP_N | MISO_MO-IL | 2020 | B6 | 300 | 0 | 2000 | 0 | 0 | 0 | 0 | 0 | 0 | 0 | 0 | 0 | 0 | 0
SPP_N_2_MISO_MO-IL | SPP_N | MISO_MO-IL | 2020 | B7 | 400 | 0 | 2000 | 0 | 0 | 0 | 0 | 0 | 0 | 0 | 0 | 0 | 0 | 0
SPP_N_2_MISO_MO-IL | SPP_N | MISO_MO-IL | 2020 | B8 | 500 | 0 | 2000 | 0 | 0 | 0 | 0 | 0 | 0 | 0 | 0 | 0 | 0 | 0
SPP_N_2_MISO_MO-IL | SPP_N | MISO_MO-IL | 2020 | B9 | 800 | 0 | 2000 | 0 | 0 | 0 | 0 | 0 | 0 | 0 | 0 | 0 | 0 | 0
SPP_N_2_MISO_MO-IL | SPP_N | MISO_MO-IL | 2020 | B10 | 1262 | 0 | 2000 | 0 | 0 | 0 | 0 | 0 | 0 | 0 | 0 | 0 | 0 | 0
SPP_N_2_MISO_MO-IL | SPP_N | MISO_MO-IL | 2020 | B11 | 25 | 0 | 2000 | 0 | 0 | 0 | 0 | 0 | 0 | 0 | 0 | 0 | 0 | 0
SPP_N_2_MISO_MO-IL | SPP_N | MISO_MO-IL | 2020 | B12 | 200 | 0 | 2000 | 0 | 0 | 0 | 0 | 0 | 0 | 0 | 0 | 0 | 0 | 0
SPP_N_2_MISO_MO-IL | SPP_N | MISO_MO-IL | 2020 | B13 | 600 | 0 | 2000 | 0 | 0 | 0 | 0 | 0 | 0 | 0 | 0 | 0 | 0 | 0
SPP_N_2_MISO_MO-IL | SPP_N | MISO_MO-IL | 2020 | B14 | 900 | 0 | 2000 | 0 | 0 | 0 | 0 | 0 | 0 | 0 | 0 | 0 | 0 | 0
SPP_N_2_MISO_MO-IL | SPP_N | MISO_MO-IL | 2020 | B15 | 1203 | 0 | 2000 | 0 | 0 | 0 | 0 | 0 | 0 | 0 | 0 | 0 | 0 | 0
SPP_N_2_MISO_MO-IL | SPP_N | MISO_MO-IL | 2020 | B16 | 25 | 0 | 2000 | 0 | 0 | 0 | 0 | 0 | 0 | 0 | 0 | 0 | 0 | 0
SPP_N_2_MISO_MO-IL | SPP_N | MISO_MO-IL | 2020 | B17 | 100 | 0 | 2000 | 0 | 0 | 0 | 0 | 0 | 0 | 0 | 0 | 0 | 0 | 0
SPP_N_2_MISO_MO-IL | SPP_N | MISO_MO-IL | 2020 | B18 | 400 | 0 | 2000 | 0 | 0 | 0 | 0 | 0 | 0 | 0 | 0 | 0 | 0 | 0
SPP_N_2_MISO_MO-IL | SPP_N | MISO_MO-IL | 2020 | B19 | 700 | 0 | 2000 | 0 | 0 | 0 | 0 | 0 | 0 | 0 | 0 | 0 | 0 | 0
SPP_N_2_MISO_MO-IL | SPP_N | MISO_MO-IL | 2020 | B20 | 935 | 0 | 2000 | 0 | 0 | 0 | 0 | 0 | 0 | 0 | 0 | 0 | 0 | 0
SPP_N_2_MISO_MO-IL | SPP_N | MISO_MO-IL | 2025 | B1 | 10 | 0 | 2000 | 0 | 0 | 0 | 0 | 0 | 0 | 0 | 0 | 0 | 0 | 0
SPP_N_2_MISO_MO-IL | SPP_N | MISO_MO-IL | 2025 | B2 | 25 | 0 | 2000 | 0 | 0 | 0 | 0 | 0 | 0 | 0 | 0 | 0 | 0 | 0
SPP_N_2_MISO_MO-IL | SPP_N | MISO_MO-IL | 2025 | B3 | 75 | 0 | 2000 | 0 | 0 | 0 | 0 | 0 | 0 | 0 | 0 | 0 | 0 | 0
SPP_N_2_MISO_MO-IL | SPP_N | MISO_MO-IL | 2025 | B4 | 100 | 0 | 2000 | 0 | 0 | 0 | 0 | 0 | 0 | 0 | 0 | 0 | 0 | 0
SPP_N_2_MISO_MO-IL | SPP_N | MISO_MO-IL | 2025 | B5 | 200 | 0 | 2000 | 0 | 0 | 0 | 0 | 0 | 0 | 0 | 0 | 0 | 0 | 0
SPP_N_2_MISO_MO-IL | SPP_N | MISO_MO-IL | 2025 | B6 | 300 | 0 | 2000 | 0 | 0 | 0 | 0 | 0 | 0 | 0 | 0 | 0 | 0 | 0
SPP_N_2_MISO_MO-IL | SPP_N | MISO_MO-IL | 2025 | B7 | 400 | 0 | 2000 | 0 | 0 | 0 | 0 | 0 | 0 | 0 | 0 | 0 | 0 | 0
SPP_N_2_MISO_MO-IL | SPP_N | MISO_MO-IL | 2025 | B8 | 500 | 0 | 2000 | 0 | 0 | 0 | 0 | 0 | 0 | 0 | 0 | 0 | 0 | 0
SPP_N_2_MISO_MO-IL | SPP_N | MISO_MO-IL | 2025 | B9 | 800 | 0 | 2000 | 0 | 0 | 0 | 0 | 0 | 0 | 0 | 0 | 0 | 0 | 0
SPP_N_2_MISO_MO-IL | SPP_N | MISO_MO-IL | 2025 | B10 | 1262 | 0 | 2000 | 0 | 0 | 0 | 0 | 0 | 0 | 0 | 0 | 0 | 0 | 0
SPP_N_2_MISO_MO-IL | SPP_N | MISO_MO-IL | 2025 | B11 | 25 | 0 | 2000 | 0 | 0 | 0 | 0 | 0 | 0 | 0 | 0 | 0 | 0 | 0
SPP_N_2_MISO_MO-IL | SPP_N | MISO_MO-IL | 2025 | B12 | 200 | 0 | 2000 | 0 | 0 | 0 | 0 | 0 | 0 | 0 | 0 | 0 | 0 | 0
SPP_N_2_MISO_MO-IL | SPP_N | MISO_MO-IL | 2025 | B13 | 600 | 0 | 2000 | 0 | 0 | 0 | 0 | 0 | 0 | 0 | 0 | 0 | 0 | 0
SPP_N_2_MISO_MO-IL | SPP_N | MISO_MO-IL | 2025 | B14 | 900 | 0 | 2000 | 0 | 0 | 0 | 0 | 0 | 0 | 0 | 0 | 0 | 0 | 0
SPP_N_2_MISO_MO-IL | SPP_N | MISO_MO-IL | 2025 | B15 | 1203 | 0 | 2000 | 0 | 0 | 0 | 0 | 0 | 0 | 0 | 0 | 0 | 0 | 0
SPP_N_2_MISO_MO-IL | SPP_N | MISO_MO-IL | 2025 | B16 | 25 | 0 | 2000 | 0 | 0 | 0 | 0 | 0 | 0 | 0 | 0 | 0 | 0 | 0
SPP_N_2_MISO_MO-IL | SPP_N | MISO_MO-IL | 2025 | B17 | 100 | 0 | 2000 | 0 | 0 | 0 | 0 | 0 | 0 | 0 | 0 | 0 | 0 | 0
SPP_N_2_MISO_MO-IL | SPP_N | MISO_MO-IL | 2025 | B18 | 400 | 0 | 2000 | 0 | 0 | 0 | 0 | 0 | 0 | 0 | 0 | 0 | 0 | 0
SPP_N_2_MISO_MO-IL | SPP_N | MISO_MO-IL | 2025 | B19 | 700 | 0 | 2000 | 0 | 0 | 0 | 0 | 0 | 0 | 0 | 0 | 0 | 0 | 0
SPP_N_2_MISO_MO-IL | SPP_N | MISO_MO-IL | 2025 | B20 | 935 | 0 | 2000 | 0 | 0 | 0 | 0 | 0 | 0 | 0 | 0 | 0 | 0 | 0
SPP_N_2_MISO_MO-IL | SPP_N | MISO_MO-IL | 2030 | B1 | 10 | 0 | 2000 | 272.29 | 0 | 0 | 0 | 0 | 0 | 0 | 0 | 0 | 0 | 0
SPP_N_2_MISO_MO-IL | SPP_N | MISO_MO-IL | 2030 | B2 | 25 | 0 | 2000 | 0 | 0 | 0 | 0 | 0 | 0 | 0 | 0 | 0 | 0 | 0
SPP_N_2_MISO_MO-IL | SPP_N | MISO_MO-IL | 2030 | B3 | 75 | 0 | 2000 | 0 | 0 | 0 | 0 | 0 | 0 | 0 | 0 | 0 | 0 | 0
SPP_N_2_MISO_MO-IL | SPP_N | MISO_MO-IL | 2030 | B4 | 100 | 0 | 2000 | 0 | 0 | 0 | 0 | 0 | 0 | 0 | 0 | 0 | 0 | 0
SPP_N_2_MISO_MO-IL | SPP_N | MISO_MO-IL | 2030 | B5 | 200 | 0 | 2000 | 0 | 0 | 0 | 0 | 0 | 0 | 0 | 0 | 0 | 0 | 0
SPP_N_2_MISO_MO-IL | SPP_N | MISO_MO-IL | 2030 | B6 | 300 | 0 | 2000 | 0 | 0 | 0 | 0 | 0 | 0 | 0 | 0 | 0 | 0 | 0
SPP_N_2_MISO_MO-IL | SPP_N | MISO_MO-IL | 2030 | B7 | 400 | 0 | 2000 | 0 | 0 | 0 | 0 | 0 | 0 | 0 | 0 | 0 | 0 | 0
SPP_N_2_MISO_MO-IL | SPP_N | MISO_MO-IL | 2030 | B8 | 500 | 0 | 2000 | 0 | 0 | 0 | 0 | 0 | 0 | 0 | 0 | 0 | 0 | 0
SPP_N_2_MISO_MO-IL | SPP_N | MISO_MO-IL | 2030 | B9 | 800 | 0 | 2000 | 0 | 0 | 0 | 0 | 0 | 0 | 0 | 0 | 0 | 0 | 0
SPP_N_2_MISO_MO-IL | SPP_N | MISO_MO-IL | 2030 | B10 | 1262 | 0 | 2000 | 0 | 0 | 0 | 0 | 0 | 0 | 0 | 0 | 0 | 0 | 0
SPP_N_2_MISO_MO-IL | SPP_N | MISO_MO-IL | 2030 | B11 | 25 | 0 | 2000 | 0 | 0 | 0 | 0 | 0 | 0 | 0 | 0 | 0 | 0 | 0
SPP_N_2_MISO_MO-IL | SPP_N | MISO_MO-IL | 2030 | B12 | 200 | 0 | 2000 | 0 | 0 | 0 | 0 | 0 | 0 | 0 | 0 | 0 | 0 | 0
SPP_N_2_MISO_MO-IL | SPP_N | MISO_MO-IL | 2030 | B13 | 600 | 0 | 2000 | 0 | 0 | 0 | 0 | 0 | 0 | 0 | 0 | 0 | 0 | 0
SPP_N_2_MISO_MO-IL | SPP_N | MISO_MO-IL | 2030 | B14 | 900 | 0 | 2000 | 0 | 0 | 0 | 0 | 0 | 0 | 0 | 0 | 0 | 0 | 0
SPP_N_2_MISO_MO-IL | SPP_N | MISO_MO-IL | 2030 | B15 | 1203 | 0 | 2000 | 0 | 0 | 0 | 0 | 0 | 0 | 0 | 0 | 0 | 0 | 0
SPP_N_2_MISO_MO-IL | SPP_N | MISO_MO-IL | 2030 | B16 | 25 | 0 | 2000 | 0 | 0 | 0 | 0 | 0 | 0 | 0 | 0 | 0 | 0 | 0
SPP_N_2_MISO_MO-IL | SPP_N | MISO_MO-IL | 2030 | B17 | 100 | 0 | 2000 | 0 | 0 | 0 | 0 | 0 | 0 | 0 | 0 | 0 | 0 | 0
SPP_N_2_MISO_MO-IL | SPP_N | MISO_MO-IL | 2030 | B18 | 400 | 0 | 2000 | 0 | 0 | 0 | 0 | 0 | 0 | 0 | 0 | 0 | 0 | 0
SPP_N_2_MISO_MO-IL | SPP_N | MISO_MO-IL | 2030 | B19 | 700 | 0 | 2000 | 0 | 0 | 0 | 0 | 0 | 0 | 0 | 0 | 0 | 0 | 0
SPP_N_2_MISO_MO-IL | SPP_N | MISO_MO-IL | 2030 | B20 | 935 | 0 | 2000 | 0 | 0 | 0 | 0 | 0 | 0 | 0 | 0 | 0 | 0 | 0
SPP_N_2_MISO_MO-IL | SPP_N | MISO_MO-IL | 2035 | B1 | 10 | 0 | 2000 | 197.51 | 0 | 550.51 | 0 | 0 | 0 | 0 | 0 | 0 | 0 | 0
SPP_N_2_MISO_MO-IL | SPP_N | MISO_MO-IL | 2035 | B2 | 25 | 0 | 2000 | 0 | 0 | 0 | 0 | 0 | 0 | 0 | 0 | 0 | 0 | 0
SPP_N_2_MISO_MO-IL | SPP_N | MISO_MO-IL | 2035 | B3 | 75 | 0 | 2000 | 0 | 0 | 0 | 0 | 0 | 0 | 0 | 0 | 0 | 0 | 0
SPP_N_2_MISO_MO-IL | SPP_N | MISO_MO-IL | 2035 | B4 | 100 | 0 | 2000 | 0 | 0 | 0 | 0 | 0 | 0 | 0 | 0 | 0 | 0 | 0
SPP_N_2_MISO_MO-IL | SPP_N | MISO_MO-IL | 2035 | B5 | 200 | 0 | 2000 | 0 | 0 | 0 | 0 | 0 | 0 | 0 | 0 | 0 | 0 | 0
SPP_N_2_MISO_MO-IL | SPP_N | MISO_MO-IL | 2035 | B6 | 300 | 0 | 2000 | 0 | 0 | 0 | 0 | 0 | 0 | 0 | 0 | 0 | 0 | 0
SPP_N_2_MISO_MO-IL | SPP_N | MISO_MO-IL | 2035 | B7 | 400 | 0 | 2000 | 0 | 0 | 0 | 0 | 0 | 0 | 0 | 0 | 0 | 0 | 0
SPP_N_2_MISO_MO-IL | SPP_N | MISO_MO-IL | 2035 | B8 | 500 | 0 | 2000 | 0 | 0 | 0 | 0 | 0 | 0 | 0 | 0 | 0 | 0 | 0
SPP_N_2_MISO_MO-IL | SPP_N | MISO_MO-IL | 2035 | B9 | 800 | 0 | 2000 | 0 | 0 | 0 | 0 | 0 | 0 | 0 | 0 | 0 | 0 | 0
SPP_N_2_MISO_MO-IL | SPP_N | MISO_MO-IL | 2035 | B10 | 1262 | 0 | 2000 | 0 | 0 | 0 | 0 | 0 | 0 | 0 | 0 | 0 | 0 | 0
SPP_N_2_MISO_MO-IL | SPP_N | MISO_MO-IL | 2035 | B11 | 25 | 0 | 2000 | 0 | 0 | 0 | 0 | 0 | 0 | 0 | 0 | 0 | 0 | 0
SPP_N_2_MISO_MO-IL | SPP_N | MISO_MO-IL | 2035 | B12 | 200 | 0 | 2000 | 0 | 0 | 0 | 0 | 0 | 0 | 0 | 0 | 0 | 0 | 0
SPP_N_2_MISO_MO-IL | SPP_N | MISO_MO-IL | 2035 | B13 | 600 | 0 | 2000 | 0 | 0 | 0 | 0 | 0 | 0 | 0 | 0 | 0 | 0 | 0
SPP_N_2_MISO_MO-IL | SPP_N | MISO_MO-IL | 2035 | B14 | 900 | 0 | 2000 | 0 | 0 | 0 | 0 | 0 | 0 | 0 | 0 | 0 | 0 | 0
SPP_N_2_MISO_MO-IL | SPP_N | MISO_MO-IL | 2035 | B15 | 1203 | 0 | 2000 | 0 | 0 | 0 | 0 | 0 | 0 | 0 | 0 | 0 | 0 | 0
SPP_N_2_MISO_MO-IL | SPP_N | MISO_MO-IL | 2035 | B16 | 25 | 0 | 2000 | 0 | 0 | 993.63 | 0 | 0 | 0 | 0 | 0 | 0 | 0 | 0
SPP_N_2_MISO_MO-IL | SPP_N | MISO_MO-IL | 2035 | B17 | 100 | 0 | 2000 | 0 | 0 | 0 | 0 | 0 | 0 | 0 | 0 | 0 | 0 | 0
SPP_N_2_MISO_MO-IL | SPP_N | MISO_MO-IL | 2035 | B18 | 400 | 0 | 2000 | 0 | 0 | 0 | 0 | 0 | 0 | 0 | 0 | 0 | 0 | 0
SPP_N_2_MISO_MO-IL | SPP_N | MISO_MO-IL | 2035 | B19 | 700 | 0 | 2000 | 0 | 0 | 0 | 0 | 0 | 0 | 0 | 0 | 0 | 0 | 0
SPP_N_2_MISO_MO-IL | SPP_N | MISO_MO-IL | 2035 | B20 | 935 | 0 | 2000 | 0 | 0 | 0 | 0 | 0 | 0 | 0 | 0 | 0 | 0 | 0
SPP_N_2_MISO_MO-IL | SPP_N | MISO_MO-IL | 2040 | B1 | 10 | 0 | 2000 | 568.44 | 0 | 778.59 | 0 | 0 | 0 | 0 | 0 | 0 | 0 | 0
SPP_N_2_MISO_MO-IL | SPP_N | MISO_MO-IL | 2040 | B2 | 25 | 0 | 2000 | 0 | 0 | 0 | 0 | 0 | 0 | 0 | 0 | 0 | 0 | 0
SPP_N_2_MISO_MO-IL | SPP_N | MISO_MO-IL | 2040 | B3 | 75 | 0 | 2000 | 0 | 0 | 0 | 0 | 0 | 0 | 0 | 0 | 0 | 0 | 0
SPP_N_2_MISO_MO-IL | SPP_N | MISO_MO-IL | 2040 | B4 | 100 | 0 | 2000 | 0 | 0 | 0 | 0 | 0 | 0 | 0 | 0 | 0 | 0 | 0
SPP_N_2_MISO_MO-IL | SPP_N | MISO_MO-IL | 2040 | B5 | 200 | 0 | 2000 | 0 | 0 | 0 | 0 | 0 | 0 | 0 | 0 | 0 | 0 | 0
SPP_N_2_MISO_MO-IL | SPP_N | MISO_MO-IL | 2040 | B6 | 300 | 0 | 2000 | 0 | 0 | 0 | 0 | 0 | 0 | 0 | 0 | 0 | 0 | 0
SPP_N_2_MISO_MO-IL | SPP_N | MISO_MO-IL | 2040 | B7 | 400 | 0 | 2000 | 0 | 0 | 0 | 0 | 0 | 0 | 0 | 0 | 0 | 0 | 0
SPP_N_2_MISO_MO-IL | SPP_N | MISO_MO-IL | 2040 | B8 | 500 | 0 | 2000 | 0 | 0 | 0 | 0 | 0 | 0 | 0 | 0 | 0 | 0 | 0
SPP_N_2_MISO_MO-IL | SPP_N | MISO_MO-IL | 2040 | B9 | 800 | 0 | 2000 | 0 | 0 | 0 | 0 | 0 | 0 | 0 | 0 | 0 | 0 | 0
SPP_N_2_MISO_MO-IL | SPP_N | MISO_MO-IL | 2040 | B10 | 1262 | 0 | 2000 | 0 | 0 | 0 | 0 | 0 | 0 | 0 | 0 | 0 | 0 | 0
SPP_N_2_MISO_MO-IL | SPP_N | MISO_MO-IL | 2040 | B11 | 25 | 0 | 2000 | 0 | 0 | 0 | 0 | 0 | 0 | 0 | 0 | 0 | 0 | 0
SPP_N_2_MISO_MO-IL | SPP_N | MISO_MO-IL | 2040 | B12 | 200 | 0 | 2000 | 0 | 0 | 0 | 0 | 0 | 0 | 0 | 0 | 0 | 0 | 0
SPP_N_2_MISO_MO-IL | SPP_N | MISO_MO-IL | 2040 | B13 | 600 | 0 | 2000 | 0 | 0 | 0 | 0 | 0 | 0 | 0 | 0 | 0 | 0 | 0
SPP_N_2_MISO_MO-IL | SPP_N | MISO_MO-IL | 2040 | B14 | 900 | 0 | 2000 | 0 | 0 | 0 | 0 | 0 | 0 | 0 | 0 | 0 | 0 | 0
SPP_N_2_MISO_MO-IL | SPP_N | MISO_MO-IL | 2040 | B15 | 1203 | 0 | 2000 | 0 | 0 | 0 | 0 | 0 | 0 | 0 | 0 | 0 | 0 | 0
SPP_N_2_MISO_MO-IL | SPP_N | MISO_MO-IL | 2040 | B16 | 25 | 0 | 2000 | 0 | 0 | 1042.77 | 0 | 0 | 0 | 0 | 0 | 0 | 0 | 0
SPP_N_2_MISO_MO-IL | SPP_N | MISO_MO-IL | 2040 | B17 | 100 | 0 | 2000 | 0 | 0 | 0 | 0 | 0 | 0 | 0 | 0 | 0 | 0 | 0
SPP_N_2_MISO_MO-IL | SPP_N | MISO_MO-IL | 2040 | B18 | 400 | 0 | 2000 | 0 | 0 | 0 | 0 | 0 | 0 | 0 | 0 | 0 | 0 | 0
SPP_N_2_MISO_MO-IL | SPP_N | MISO_MO-IL | 2040 | B19 | 700 | 0 | 2000 | 0 | 0 | 0 | 0 | 0 | 0 | 0 | 0 | 0 | 0 | 0
SPP_N_2_MISO_MO-IL | SPP_N | MISO_MO-IL | 2040 | B20 | 935 | 0 | 2000 | 0 | 0 | 0 | 0 | 0 | 0 | 0 | 0 | 0 | 0 | 0
SPP_N_2_MISO_MO-IL | SPP_N | MISO_MO-IL | 2045 | B1 | 10 | 0 | 2000 | 2000 | 0 | 1237.79 | 0 | 0 | 7.0152 | 0 | 0 | 0.072321 | 0 | 0.31021
SPP_N_2_MISO_MO-IL | SPP_N | MISO_MO-IL | 2045 | B2 | 25 | 0 | 2000 | 0 | 0 | 0 | 0 | 0 | 0 | 0 | 0 | 0 | 0 | 0.31021
SPP_N_2_MISO_MO-IL | SPP_N | MISO_MO-IL | 2045 | B3 | 75 | 0 | 2000 | 0 | 0 | 0 | 0 | 0 | 0 | 0 | 0 | 0 | 0 | 0.31021
SPP_N_2_MISO_MO-IL | SPP_N | MISO_MO-IL | 2045 | B4 | 100 | 0 | 2000 | 0 | 0 | 0 | 0 | 0 | 0 | 0 | 0 | 0 | 0 | 0.31021
SPP_N_2_MISO_MO-IL | SPP_N | MISO_MO-IL | 2045 | B5 | 200 | 0 | 2000 | 0 | 0 | 0 | 0 | 0 | 0 | 0 | 0 | 0 | 0 | 0.31021
SPP_N_2_MISO_MO-IL | SPP_N | MISO_MO-IL | 2045 | B6 | 300 | 0 | 2000 | 0 | 0 | 0 | 0 | 0 | 0 | 0 | 0 | 0 | 0 | 0.31021
SPP_N_2_MISO_MO-IL | SPP_N | MISO_MO-IL | 2045 | B7 | 400 | 0 | 2000 | 0 | 0 | 0 | 0 | 0 | 0 | 0 | 0 | 0 | 0 | 0.31021
SPP_N_2_MISO_MO-IL | SPP_N | MISO_MO-IL | 2045 | B8 | 500 | 0 | 2000 | 0 | 0 | 0 | 0 | 0 | 0 | 0 | 0 | 0 | 0 | 0.31021
SPP_N_2_MISO_MO-IL | SPP_N | MISO_MO-IL | 2045 | B9 | 800 | 0 | 2000 | 0 | 0 | 0 | 0 | 0 | 0 | 0 | 0 | 0 | 0 | 0.31021
SPP_N_2_MISO_MO-IL | SPP_N | MISO_MO-IL | 2045 | B10 | 1262 | 0 | 2000 | 375.53 | 0 | 0 | 0 | 0 | 0 | 0 | 0 | 0 | 0 | 0.31021
SPP_N_2_MISO_MO-IL | SPP_N | MISO_MO-IL | 2045 | B11 | 25 | 0 | 2000 | 0 | 0 | 0 | 0 | 0 | 0 | 0 | 0 | 0 | 0 | 0.31021
SPP_N_2_MISO_MO-IL | SPP_N | MISO_MO-IL | 2045 | B12 | 200 | 0 | 2000 | 1123.53 | 0 | 0 | 0 | 0 | 0 | 0 | 0 | 0 | 0 | 0.31021
SPP_N_2_MISO_MO-IL | SPP_N | MISO_MO-IL | 2045 | B13 | 600 | 0 | 2000 | 0 | 0 | 0 | 0 | 0 | 0 | 0 | 0 | 0 | 0 | 0.31021
SPP_N_2_MISO_MO-IL | SPP_N | MISO_MO-IL | 2045 | B14 | 900 | 0 | 2000 | 0 | 0 | 0 | 0 | 0 | 0 | 0 | 0 | 0 | 0 | 0.31021
SPP_N_2_MISO_MO-IL | SPP_N | MISO_MO-IL | 2045 | B15 | 1203 | 0 | 2000 | 1211.67 | 0 | 0 | 0 | 0 | 0 | 0 | 0 | 0 | 0 | 0.31021
SPP_N_2_MISO_MO-IL | SPP_N | MISO_MO-IL | 2045 | B16 | 25 | 0 | 2000 | 2000 | 0 | 2000 | 0 | 0 | 8.0479 | 0 | 1.4244 | 0.20742 | 0 | 0.31021
SPP_N_2_MISO_MO-IL | SPP_N | MISO_MO-IL | 2045 | B17 | 100 | 0 | 2000 | 1047.21 | 0 | 179.01 | 0 | 0 | 0 | 0 | 0 | 0 | 0 | 0.31021
SPP_N_2_MISO_MO-IL | SPP_N | MISO_MO-IL | 2045 | B18 | 400 | 0 | 2000 | 0 | 0 | 0 | 0 | 0 | 0 | 0 | 0 | 0 | 0 | 0.31021
SPP_N_2_MISO_MO-IL | SPP_N | MISO_MO-IL | 2045 | B19 | 700 | 0 | 2000 | 0 | 0 | 0 | 0 | 0 | 0 | 0 | 0 | 0 | 0 | 0.31021
SPP_N_2_MISO_MO-IL | SPP_N | MISO_MO-IL | 2045 | B20 | 935 | 0 | 2000 | 2000 | 0 | 0 | 0 | 0 | 0.99708 | 0 | 0 | 0.9611 | 0 | 0.31021
SPP_N_2_MISO_MO-IL | SPP_N | MISO_MO-IL | 2050 | B1 | 10 | 0 | 2000 | 2000 | 0 | 2000 | 0 | 0 | 3.7272 | 0 | 0.02374 | 0.27609 | 0 | 1.0247
SPP_N_2_MISO_MO-IL | SPP_N | MISO_MO-IL | 2050 | B2 | 25 | 0 | 2000 | 0 | 0 | 0 | 0 | 0 | 0 | 0 | 0 | 0 | 0 | 1.0247
SPP_N_2_MISO_MO-IL | SPP_N | MISO_MO-IL | 2050 | B3 | 75 | 0 | 2000 | 0 | 0 | 0 | 0 | 0 | 0 | 0 | 0 | 0 | 0 | 1.0247
SPP_N_2_MISO_MO-IL | SPP_N | MISO_MO-IL | 2050 | B4 | 100 | 0 | 2000 | 0 | 0 | 0 | 0 | 0 | 0 | 0 | 0 | 0 | 0 | 1.0247
SPP_N_2_MISO_MO-IL | SPP_N | MISO_MO-IL | 2050 | B5 | 200 | 0 | 2000 | 0 | 0 | 0 | 0 | 0 | 0 | 0 | 0 | 0 | 0 | 1.0247
SPP_N_2_MISO_MO-IL | SPP_N | MISO_MO-IL | 2050 | B6 | 300 | 0 | 2000 | 0 | 0 | 0 | 0 | 0 | 0 | 0 | 0 | 0 | 0 | 1.0247
SPP_N_2_MISO_MO-IL | SPP_N | MISO_MO-IL | 2050 | B7 | 400 | 0 | 2000 | 0 | 0 | 0 | 0 | 0 | 0 | 0 | 0 | 0 | 0 | 1.0247
SPP_N_2_MISO_MO-IL | SPP_N | MISO_MO-IL | 2050 | B8 | 500 | 0 | 2000 | 0 | 0 | 0 | 0 | 0 | 0 | 0 | 0 | 0 | 0 | 1.0247
SPP_N_2_MISO_MO-IL | SPP_N | MISO_MO-IL | 2050 | B9 | 800 | 0 | 2000 | 0 | 0 | 0 | 0 | 0 | 0 | 0 | 0 | 0 | 0 | 1.0247
SPP_N_2_MISO_MO-IL | SPP_N | MISO_MO-IL | 2050 | B10 | 1262 | 0 | 2000 | 0 | 0 | 0 | 0 | 0 | 0 | 0 | 0 | 0 | 0 | 1.0247
SPP_N_2_MISO_MO-IL | SPP_N | MISO_MO-IL | 2050 | B11 | 25 | 0 | 2000 | 0 | 0 | 0 | 0 | 0 | 0 | 0 | 0 | 0 | 0 | 1.0247
SPP_N_2_MISO_MO-IL | SPP_N | MISO_MO-IL | 2050 | B12 | 200 | 0 | 2000 | 1702.43 | 0 | 0 | 0 | 0 | 0 | 0 | 0 | 0 | 0 | 1.0247
SPP_N_2_MISO_MO-IL | SPP_N | MISO_MO-IL | 2050 | B13 | 600 | 0 | 2000 | 0 | 0 | 0 | 0 | 0 | 0 | 0 | 0 | 0 | 0 | 1.0247
SPP_N_2_MISO_MO-IL | SPP_N | MISO_MO-IL | 2050 | B14 | 900 | 0 | 2000 | 0 | 0 | 0 | 0 | 0 | 0 | 0 | 0 | 0 | 0 | 1.0247
SPP_N_2_MISO_MO-IL | SPP_N | MISO_MO-IL | 2050 | B15 | 1203 | 0 | 2000 | 0 | 0 | 0 | 0 | 0 | 0 | 0 | 0 | 0 | 0 | 1.0247
SPP_N_2_MISO_MO-IL | SPP_N | MISO_MO-IL | 2050 | B16 | 25 | 0 | 2000 | 2000 | 0 | 2000 | 0 | 0 | 11.2409 | 0 | 2.7776 | 2.0816 | 0 | 1.0247
SPP_N_2_MISO_MO-IL | SPP_N | MISO_MO-IL | 2050 | B17 | 100 | 0 | 2000 | 2000 | 0 | 1280.43 | 0 | 0 | 2.3503 | 0 | 0 | 1.7409 | 0 | 1.0247
SPP_N_2_MISO_MO-IL | SPP_N | MISO_MO-IL | 2050 | B18 | 400 | 0 | 2000 | 0 | 0 | 0 | 0 | 0 | 0 | 0 | 0 | 0 | 0 | 1.0247
SPP_N_2_MISO_MO-IL | SPP_N | MISO_MO-IL | 2050 | B19 | 700 | 0 | 2000 | 0 | 0 | 0 | 0 | 0 | 0 | 0 | 0 | 0 | 0 | 1.0247
SPP_N_2_MISO_MO-IL | SPP_N | MISO_MO-IL | 2050 | B20 | 935 | 0 | 2000 | 1884.27 | 0 | 580.73 | 0 | 0 | 0 | 0 | 0 | 0 | 0 | 1.0247
SPP_N_2_MISO_W | SPP_N | MISO_W | 2015 | B1 | 10 | 0 | 750 | 0 | 0 | 0 | 0 | 0 | 0 | 0 | 0 | 0 | 0 | 0
SPP_N_2_MISO_W | SPP_N | MISO_W | 2015 | B2 | 25 | 0 | 750 | 0 | 0 | 0 | 0 | 0 | 0 | 0 | 0 | 0 | 0 | 0
SPP_N_2_MISO_W | SPP_N | MISO_W | 2015 | B3 | 75 | 0 | 750 | 0 | 0 | 0 | 0 | 0 | 0 | 0 | 0 | 0 | 0 | 0
SPP_N_2_MISO_W | SPP_N | MISO_W | 2015 | B4 | 100 | 0 | 750 | 0 | 0 | 0 | 0 | 0 | 0 | 0 | 0 | 0 | 0 | 0
SPP_N_2_MISO_W | SPP_N | MISO_W | 2015 | B5 | 200 | 0 | 750 | 0 | 0 | 0 | 0 | 0 | 0 | 0 | 0 | 0 | 0 | 0
SPP_N_2_MISO_W | SPP_N | MISO_W | 2015 | B6 | 300 | 0 | 750 | 0 | 0 | 0 | 0 | 0 | 0 | 0 | 0 | 0 | 0 | 0
SPP_N_2_MISO_W | SPP_N | MISO_W | 2015 | B7 | 400 | 0 | 750 | 0 | 0 | 0 | 0 | 0 | 0 | 0 | 0 | 0 | 0 | 0
SPP_N_2_MISO_W | SPP_N | MISO_W | 2015 | B8 | 500 | 0 | 750 | 0 | 0 | 0 | 0 | 0 | 0 | 0 | 0 | 0 | 0 | 0
SPP_N_2_MISO_W | SPP_N | MISO_W | 2015 | B9 | 800 | 0 | 750 | 0 | 0 | 0 | 0 | 0 | 0 | 0 | 0 | 0 | 0 | 0
SPP_N_2_MISO_W | SPP_N | MISO_W | 2015 | B10 | 1262 | 0 | 750 | 0 | 0 | 0 | 0 | 0 | 0 | 0 | 0 | 0 | 0 | 0
SPP_N_2_MISO_W | SPP_N | MISO_W | 2015 | B11 | 25 | 0 | 750 | 0 | 0 | 0 | 0 | 0 | 0 | 0 | 0 | 0 | 0 | 0
SPP_N_2_MISO_W | SPP_N | MISO_W | 2015 | B12 | 200 | 0 | 750 | 0 | 0 | 0 | 0 | 0 | 0 | 0 | 0 | 0 | 0 | 0
SPP_N_2_MISO_W | SPP_N | MISO_W | 2015 | B13 | 600 | 0 | 750 | 0 | 0 | 0 | 0 | 0 | 0 | 0 | 0 | 0 | 0 | 0
SPP_N_2_MISO_W | SPP_N | MISO_W | 2015 | B14 | 900 | 0 | 750 | 0 | 0 | 0 | 0 | 0 | 0 | 0 | 0 | 0 | 0 | 0
SPP_N_2_MISO_W | SPP_N | MISO_W | 2015 | B15 | 1203 | 0 | 750 | 0 | 0 | 0 | 0 | 0 | 0 | 0 | 0 | 0 | 0 | 0
SPP_N_2_MISO_W | SPP_N | MISO_W | 2015 | B16 | 25 | 0 | 750 | 0 | 0 | 0 | 0 | 0 | 0 | 0 | 0 | 0 | 0 | 0
SPP_N_2_MISO_W | SPP_N | MISO_W | 2015 | B17 | 100 | 0 | 750 | 0 | 0 | 0 | 0 | 0 | 0 | 0 | 0 | 0 | 0 | 0
SPP_N_2_MISO_W | SPP_N | MISO_W | 2015 | B18 | 400 | 0 | 750 | 0 | 0 | 0 | 0 | 0 | 0 | 0 | 0 | 0 | 0 | 0
SPP_N_2_MISO_W | SPP_N | MISO_W | 2015 | B19 | 700 | 0 | 750 | 0 | 0 | 0 | 0 | 0 | 0 | 0 | 0 | 0 | 0 | 0
SPP_N_2_MISO_W | SPP_N | MISO_W | 2015 | B20 | 935 | 0 | 750 | 0 | 0 | 0 | 0 | 0 | 0 | 0 | 0 | 0 | 0 | 0
SPP_N_2_MISO_W | SPP_N | MISO_W | 2020 | B1 | 10 | 0 | 750 | 0 | 0 | 0 | 0 | 0 | 0 | 0 | 0 | 0 | 0 | 0
SPP_N_2_MISO_W | SPP_N | MISO_W | 2020 | B2 | 25 | 0 | 750 | 0 | 0 | 0 | 0 | 0 | 0 | 0 | 0 | 0 | 0 | 0
SPP_N_2_MISO_W | SPP_N | MISO_W | 2020 | B3 | 75 | 0 | 750 | 0 | 0 | 0 | 0 | 0 | 0 | 0 | 0 | 0 | 0 | 0
SPP_N_2_MISO_W | SPP_N | MISO_W | 2020 | B4 | 100 | 0 | 750 | 0 | 0 | 0 | 0 | 0 | 0 | 0 | 0 | 0 | 0 | 0
SPP_N_2_MISO_W | SPP_N | MISO_W | 2020 | B5 | 200 | 0 | 750 | 0 | 0 | 0 | 0 | 0 | 0 | 0 | 0 | 0 | 0 | 0
SPP_N_2_MISO_W | SPP_N | MISO_W | 2020 | B6 | 300 | 0 | 750 | 0 | 0 | 0 | 0 | 0 | 0 | 0 | 0 | 0 | 0 | 0
SPP_N_2_MISO_W | SPP_N | MISO_W | 2020 | B7 | 400 | 0 | 750 | 0 | 0 | 0 | 0 | 0 | 0 | 0 | 0 | 0 | 0 | 0
SPP_N_2_MISO_W | SPP_N | MISO_W | 2020 | B8 | 500 | 0 | 750 | 0 | 0 | 0 | 0 | 0 | 0 | 0 | 0 | 0 | 0 | 0
SPP_N_2_MISO_W | SPP_N | MISO_W | 2020 | B9 | 800 | 0 | 750 | 0 | 0 | 0 | 0 | 0 | 0 | 0 | 0 | 0 | 0 | 0
SPP_N_2_MISO_W | SPP_N | MISO_W | 2020 | B10 | 1262 | 0 | 750 | 0 | 0 | 0 | 0 | 0 | 0 | 0 | 0 | 0 | 0 | 0
SPP_N_2_MISO_W | SPP_N | MISO_W | 2020 | B11 | 25 | 0 | 750 | 0 | 0 | 0 | 0 | 0 | 0 | 0 | 0 | 0 | 0 | 0
SPP_N_2_MISO_W | SPP_N | MISO_W | 2020 | B12 | 200 | 0 | 750 | 0 | 0 | 0 | 0 | 0 | 0 | 0 | 0 | 0 | 0 | 0
SPP_N_2_MISO_W | SPP_N | MISO_W | 2020 | B13 | 600 | 0 | 750 | 0 | 0 | 0 | 0 | 0 | 0 | 0 | 0 | 0 | 0 | 0
SPP_N_2_MISO_W | SPP_N | MISO_W | 2020 | B14 | 900 | 0 | 750 | 0 | 0 | 0 | 0 | 0 | 0 | 0 | 0 | 0 | 0 | 0
SPP_N_2_MISO_W | SPP_N | MISO_W | 2020 | B15 | 1203 | 0 | 750 | 0 | 0 | 0 | 0 | 0 | 0 | 0 | 0 | 0 | 0 | 0
SPP_N_2_MISO_W | SPP_N | MISO_W | 2020 | B16 | 25 | 0 | 750 | 0 | 0 | 0 | 0 | 0 | 0 | 0 | 0 | 0 | 0 | 0
SPP_N_2_MISO_W | SPP_N | MISO_W | 2020 | B17 | 100 | 0 | 750 | 0 | 0 | 0 | 0 | 0 | 0 | 0 | 0 | 0 | 0 | 0
SPP_N_2_MISO_W | SPP_N | MISO_W | 2020 | B18 | 400 | 0 | 750 | 0 | 0 | 0 | 0 | 0 | 0 | 0 | 0 | 0 | 0 | 0
SPP_N_2_MISO_W | SPP_N | MISO_W | 2020 | B19 | 700 | 0 | 750 | 0 | 0 | 0 | 0 | 0 | 0 | 0 | 0 | 0 | 0 | 0
SPP_N_2_MISO_W | SPP_N | MISO_W | 2020 | B20 | 935 | 0 | 750 | 0 | 0 | 0 | 0 | 0 | 0 | 0 | 0 | 0 | 0 | 0
SPP_N_2_MISO_W | SPP_N | MISO_W | 2025 | B1 | 10 | 0 | 750 | 0 | 0 | 0 | 0 | 0 | 0 | 0 | 0 | 0 | 0 | 0
SPP_N_2_MISO_W | SPP_N | MISO_W | 2025 | B2 | 25 | 0 | 750 | 0 | 0 | 0 | 0 | 0 | 0 | 0 | 0 | 0 | 0 | 0
SPP_N_2_MISO_W | SPP_N | MISO_W | 2025 | B3 | 75 | 0 | 750 | 0 | 0 | 0 | 0 | 0 | 0 | 0 | 0 | 0 | 0 | 0
SPP_N_2_MISO_W | SPP_N | MISO_W | 2025 | B4 | 100 | 0 | 750 | 0 | 0 | 0 | 0 | 0 | 0 | 0 | 0 | 0 | 0 | 0
SPP_N_2_MISO_W | SPP_N | MISO_W | 2025 | B5 | 200 | 0 | 750 | 0 | 0 | 0 | 0 | 0 | 0 | 0 | 0 | 0 | 0 | 0
SPP_N_2_MISO_W | SPP_N | MISO_W | 2025 | B6 | 300 | 0 | 750 | 0 | 0 | 0 | 0 | 0 | 0 | 0 | 0 | 0 | 0 | 0
SPP_N_2_MISO_W | SPP_N | MISO_W | 2025 | B7 | 400 | 0 | 750 | 0 | 0 | 0 | 0 | 0 | 0 | 0 | 0 | 0 | 0 | 0
SPP_N_2_MISO_W | SPP_N | MISO_W | 2025 | B8 | 500 | 0 | 750 | 0 | 0 | 0 | 0 | 0 | 0 | 0 | 0 | 0 | 0 | 0
SPP_N_2_MISO_W | SPP_N | MISO_W | 2025 | B9 | 800 | 0 | 750 | 0 | 0 | 0 | 0 | 0 | 0 | 0 | 0 | 0 | 0 | 0
SPP_N_2_MISO_W | SPP_N | MISO_W | 2025 | B10 | 1262 | 0 | 750 | 0 | 0 | 0 | 0 | 0 | 0 | 0 | 0 | 0 | 0 | 0
SPP_N_2_MISO_W | SPP_N | MISO_W | 2025 | B11 | 25 | 0 | 750 | 0 | 0 | 0 | 0 | 0 | 0 | 0 | 0 | 0 | 0 | 0
SPP_N_2_MISO_W | SPP_N | MISO_W | 2025 | B12 | 200 | 0 | 750 | 0 | 0 | 0 | 0 | 0 | 0 | 0 | 0 | 0 | 0 | 0
SPP_N_2_MISO_W | SPP_N | MISO_W | 2025 | B13 | 600 | 0 | 750 | 0 | 0 | 0 | 0 | 0 | 0 | 0 | 0 | 0 | 0 | 0
SPP_N_2_MISO_W | SPP_N | MISO_W | 2025 | B14 | 900 | 0 | 750 | 0 | 0 | 0 | 0 | 0 | 0 | 0 | 0 | 0 | 0 | 0
SPP_N_2_MISO_W | SPP_N | MISO_W | 2025 | B15 | 1203 | 0 | 750 | 0 | 0 | 0 | 0 | 0 | 0 | 0 | 0 | 0 | 0 | 0
SPP_N_2_MISO_W | SPP_N | MISO_W | 2025 | B16 | 25 | 0 | 750 | 0 | 0 | 0 | 0 | 0 | 0 | 0 | 0 | 0 | 0 | 0
SPP_N_2_MISO_W | SPP_N | MISO_W | 2025 | B17 | 100 | 0 | 750 | 0 | 0 | 0 | 0 | 0 | 0 | 0 | 0 | 0 | 0 | 0
SPP_N_2_MISO_W | SPP_N | MISO_W | 2025 | B18 | 400 | 0 | 750 | 0 | 0 | 0 | 0 | 0 | 0 | 0 | 0 | 0 | 0 | 0
SPP_N_2_MISO_W | SPP_N | MISO_W | 2025 | B19 | 700 | 0 | 750 | 0 | 0 | 0 | 0 | 0 | 0 | 0 | 0 | 0 | 0 | 0
SPP_N_2_MISO_W | SPP_N | MISO_W | 2025 | B20 | 935 | 0 | 750 | 0 | 0 | 0 | 0 | 0 | 0 | 0 | 0 | 0 | 0 | 0
SPP_N_2_MISO_W | SPP_N | MISO_W | 2030 | B1 | 10 | 0 | 750 | 0 | 0 | 0 | 0 | 0 | 0 | 0 | 0 | 0 | 0 | 0
SPP_N_2_MISO_W | SPP_N | MISO_W | 2030 | B2 | 25 | 0 | 750 | 0 | 0 | 0 | 0 | 0 | 0 | 0 | 0 | 0 | 0 | 0
SPP_N_2_MISO_W | SPP_N | MISO_W | 2030 | B3 | 75 | 0 | 750 | 0 | 0 | 0 | 0 | 0 | 0 | 0 | 0 | 0 | 0 | 0
SPP_N_2_MISO_W | SPP_N | MISO_W | 2030 | B4 | 100 | 0 | 750 | 0 | 0 | 0 | 0 | 0 | 0 | 0 | 0 | 0 | 0 | 0
SPP_N_2_MISO_W | SPP_N | MISO_W | 2030 | B5 | 200 | 0 | 750 | 0 | 0 | 0 | 0 | 0 | 0 | 0 | 0 | 0 | 0 | 0
SPP_N_2_MISO_W | SPP_N | MISO_W | 2030 | B6 | 300 | 0 | 750 | 0 | 0 | 0 | 0 | 0 | 0 | 0 | 0 | 0 | 0 | 0
SPP_N_2_MISO_W | SPP_N | MISO_W | 2030 | B7 | 400 | 0 | 750 | 0 | 0 | 0 | 0 | 0 | 0 | 0 | 0 | 0 | 0 | 0
SPP_N_2_MISO_W | SPP_N | MISO_W | 2030 | B8 | 500 | 0 | 750 | 0 | 0 | 0 | 0 | 0 | 0 | 0 | 0 | 0 | 0 | 0
SPP_N_2_MISO_W | SPP_N | MISO_W | 2030 | B9 | 800 | 0 | 750 | 0 | 0 | 0 | 0 | 0 | 0 | 0 | 0 | 0 | 0 | 0
SPP_N_2_MISO_W | SPP_N | MISO_W | 2030 | B10 | 1262 | 0 | 750 | 0 | 0 | 0 | 0 | 0 | 0 | 0 | 0 | 0 | 0 | 0
SPP_N_2_MISO_W | SPP_N | MISO_W | 2030 | B11 | 25 | 0 | 750 | 0 | 0 | 0 | 0 | 0 | 0 | 0 | 0 | 0 | 0 | 0
SPP_N_2_MISO_W | SPP_N | MISO_W | 2030 | B12 | 200 | 0 | 750 | 0 | 0 | 0 | 0 | 0 | 0 | 0 | 0 | 0 | 0 | 0
SPP_N_2_MISO_W | SPP_N | MISO_W | 2030 | B13 | 600 | 0 | 750 | 0 | 0 | 0 | 0 | 0 | 0 | 0 | 0 | 0 | 0 | 0
SPP_N_2_MISO_W | SPP_N | MISO_W | 2030 | B14 | 900 | 0 | 750 | 0 | 0 | 0 | 0 | 0 | 0 | 0 | 0 | 0 | 0 | 0
SPP_N_2_MISO_W | SPP_N | MISO_W | 2030 | B15 | 1203 | 0 | 750 | 0 | 0 | 0 | 0 | 0 | 0 | 0 | 0 | 0 | 0 | 0
SPP_N_2_MISO_W | SPP_N | MISO_W | 2030 | B16 | 25 | 0 | 750 | 0 | 0 | 0 | 0 | 0 | 0 | 0 | 0 | 0 | 0 | 0
SPP_N_2_MISO_W | SPP_N | MISO_W | 2030 | B17 | 100 | 0 | 750 | 0 | 0 | 0 | 0 | 0 | 0 | 0 | 0 | 0 | 0 | 0
SPP_N_2_MISO_W | SPP_N | MISO_W | 2030 | B18 | 400 | 0 | 750 | 0 | 0 | 0 | 0 | 0 | 0 | 0 | 0 | 0 | 0 | 0
SPP_N_2_MISO_W | SPP_N | MISO_W | 2030 | B19 | 700 | 0 | 750 | 0 | 0 | 0 | 0 | 0 | 0 | 0 | 0 | 0 | 0 | 0
SPP_N_2_MISO_W | SPP_N | MISO_W | 2030 | B20 | 935 | 0 | 750 | 0 | 0 | 0 | 0 | 0 | 0 | 0 | 0 | 0 | 0 | 0
SPP_N_2_MISO_W | SPP_N | MISO_W | 2035 | B1 | 10 | 0 | 750 | 0 | 0 | 0 | 0 | 0 | 0 | 0 | 0 | 0 | 0 | 0
SPP_N_2_MISO_W | SPP_N | MISO_W | 2035 | B2 | 25 | 0 | 750 | 0 | 0 | 0 | 0 | 0 | 0 | 0 | 0 | 0 | 0 | 0
SPP_N_2_MISO_W | SPP_N | MISO_W | 2035 | B3 | 75 | 0 | 750 | 0 | 0 | 0 | 0 | 0 | 0 | 0 | 0 | 0 | 0 | 0
SPP_N_2_MISO_W | SPP_N | MISO_W | 2035 | B4 | 100 | 0 | 750 | 0 | 0 | 0 | 0 | 0 | 0 | 0 | 0 | 0 | 0 | 0
SPP_N_2_MISO_W | SPP_N | MISO_W | 2035 | B5 | 200 | 0 | 750 | 0 | 0 | 0 | 0 | 0 | 0 | 0 | 0 | 0 | 0 | 0
SPP_N_2_MISO_W | SPP_N | MISO_W | 2035 | B6 | 300 | 0 | 750 | 0 | 0 | 0 | 0 | 0 | 0 | 0 | 0 | 0 | 0 | 0
SPP_N_2_MISO_W | SPP_N | MISO_W | 2035 | B7 | 400 | 0 | 750 | 0 | 0 | 0 | 0 | 0 | 0 | 0 | 0 | 0 | 0 | 0
SPP_N_2_MISO_W | SPP_N | MISO_W | 2035 | B8 | 500 | 0 | 750 | 0 | 0 | 0 | 0 | 0 | 0 | 0 | 0 | 0 | 0 | 0
SPP_N_2_MISO_W | SPP_N | MISO_W | 2035 | B9 | 800 | 0 | 750 | 0 | 0 | 0 | 0 | 0 | 0 | 0 | 0 | 0 | 0 | 0
SPP_N_2_MISO_W | SPP_N | MISO_W | 2035 | B10 | 1262 | 0 | 750 | 0 | 0 | 0 | 0 | 0 | 0 | 0 | 0 | 0 | 0 | 0
SPP_N_2_MISO_W | SPP_N | MISO_W | 2035 | B11 | 25 | 0 | 750 | 0 | 0 | 0 | 0 | 0 | 0 | 0 | 0 | 0 | 0 | 0
SPP_N_2_MISO_W | SPP_N | MISO_W | 2035 | B12 | 200 | 0 | 750 | 0 | 0 | 0 | 0 | 0 | 0 | 0 | 0 | 0 | 0 | 0
SPP_N_2_MISO_W | SPP_N | MISO_W | 2035 | B13 | 600 | 0 | 750 | 0 | 0 | 0 | 0 | 0 | 0 | 0 | 0 | 0 | 0 | 0
SPP_N_2_MISO_W | SPP_N | MISO_W | 2035 | B14 | 900 | 0 | 750 | 0 | 0 | 0 | 0 | 0 | 0 | 0 | 0 | 0 | 0 | 0
SPP_N_2_MISO_W | SPP_N | MISO_W | 2035 | B15 | 1203 | 0 | 750 | 0 | 0 | 0 | 0 | 0 | 0 | 0 | 0 | 0 | 0 | 0
SPP_N_2_MISO_W | SPP_N | MISO_W | 2035 | B16 | 25 | 0 | 750 | 0 | 0 | 0 | 0 | 0 | 0 | 0 | 0 | 0 | 0 | 0
SPP_N_2_MISO_W | SPP_N | MISO_W | 2035 | B17 | 100 | 0 | 750 | 0 | 0 | 0 | 0 | 0 | 0 | 0 | 0 | 0 | 0 | 0
SPP_N_2_MISO_W | SPP_N | MISO_W | 2035 | B18 | 400 | 0 | 750 | 0 | 0 | 0 | 0 | 0 | 0 | 0 | 0 | 0 | 0 | 0
SPP_N_2_MISO_W | SPP_N | MISO_W | 2035 | B19 | 700 | 0 | 750 | 0 | 0 | 0 | 0 | 0 | 0 | 0 | 0 | 0 | 0 | 0
SPP_N_2_MISO_W | SPP_N | MISO_W | 2035 | B20 | 935 | 0 | 750 | 0 | 0 | 0 | 0 | 0 | 0 | 0 | 0 | 0 | 0 | 0
SPP_N_2_MISO_W | SPP_N | MISO_W | 2040 | B1 | 10 | 0 | 750 | 0 | 0 | 0 | 0 | 0 | 0 | 0 | 0 | 0 | 0 | 0
SPP_N_2_MISO_W | SPP_N | MISO_W | 2040 | B2 | 25 | 0 | 750 | 0 | 0 | 0 | 0 | 0 | 0 | 0 | 0 | 0 | 0 | 0
SPP_N_2_MISO_W | SPP_N | MISO_W | 2040 | B3 | 75 | 0 | 750 | 0 | 0 | 0 | 0 | 0 | 0 | 0 | 0 | 0 | 0 | 0
SPP_N_2_MISO_W | SPP_N | MISO_W | 2040 | B4 | 100 | 0 | 750 | 0 | 0 | 0 | 0 | 0 | 0 | 0 | 0 | 0 | 0 | 0
SPP_N_2_MISO_W | SPP_N | MISO_W | 2040 | B5 | 200 | 0 | 750 | 0 | 0 | 0 | 0 | 0 | 0 | 0 | 0 | 0 | 0 | 0
SPP_N_2_MISO_W | SPP_N | MISO_W | 2040 | B6 | 300 | 0 | 750 | 0 | 0 | 0 | 0 | 0 | 0 | 0 | 0 | 0 | 0 | 0
SPP_N_2_MISO_W | SPP_N | MISO_W | 2040 | B7 | 400 | 0 | 750 | 0 | 0 | 0 | 0 | 0 | 0 | 0 | 0 | 0 | 0 | 0
SPP_N_2_MISO_W | SPP_N | MISO_W | 2040 | B8 | 500 | 0 | 750 | 0 | 0 | 0 | 0 | 0 | 0 | 0 | 0 | 0 | 0 | 0
SPP_N_2_MISO_W | SPP_N | MISO_W | 2040 | B9 | 800 | 0 | 750 | 0 | 0 | 0 | 0 | 0 | 0 | 0 | 0 | 0 | 0 | 0
SPP_N_2_MISO_W | SPP_N | MISO_W | 2040 | B10 | 1262 | 0 | 750 | 0 | 0 | 0 | 0 | 0 | 0 | 0 | 0 | 0 | 0 | 0
SPP_N_2_MISO_W | SPP_N | MISO_W | 2040 | B11 | 25 | 0 | 750 | 0 | 0 | 0 | 0 | 0 | 0 | 0 | 0 | 0 | 0 | 0
SPP_N_2_MISO_W | SPP_N | MISO_W | 2040 | B12 | 200 | 0 | 750 | 0 | 0 | 0 | 0 | 0 | 0 | 0 | 0 | 0 | 0 | 0
SPP_N_2_MISO_W | SPP_N | MISO_W | 2040 | B13 | 600 | 0 | 750 | 0 | 0 | 0 | 0 | 0 | 0 | 0 | 0 | 0 | 0 | 0
SPP_N_2_MISO_W | SPP_N | MISO_W | 2040 | B14 | 900 | 0 | 750 | 0 | 0 | 0 | 0 | 0 | 0 | 0 | 0 | 0 | 0 | 0
SPP_N_2_MISO_W | SPP_N | MISO_W | 2040 | B15 | 1203 | 0 | 750 | 0 | 0 | 0 | 0 | 0 | 0 | 0 | 0 | 0 | 0 | 0
SPP_N_2_MISO_W | SPP_N | MISO_W | 2040 | B16 | 25 | 0 | 750 | 0 | 0 | 0 | 0 | 0 | 0 | 0 | 0 | 0 | 0 | 0
SPP_N_2_MISO_W | SPP_N | MISO_W | 2040 | B17 | 100 | 0 | 750 | 0 | 0 | 0 | 0 | 0 | 0 | 0 | 0 | 0 | 0 | 0
SPP_N_2_MISO_W | SPP_N | MISO_W | 2040 | B18 | 400 | 0 | 750 | 0 | 0 | 0 | 0 | 0 | 0 | 0 | 0 | 0 | 0 | 0
SPP_N_2_MISO_W | SPP_N | MISO_W | 2040 | B19 | 700 | 0 | 750 | 0 | 0 | 0 | 0 | 0 | 0 | 0 | 0 | 0 | 0 | 0
SPP_N_2_MISO_W | SPP_N | MISO_W | 2040 | B20 | 935 | 0 | 750 | 0 | 0 | 0 | 0 | 0 | 0 | 0 | 0 | 0 | 0 | 0
SPP_N_2_MISO_W | SPP_N | MISO_W | 2045 | B1 | 10 | 0 | 750 | 0 | 0 | 0 | 0 | 0 | 0 | 0 | 0 | 0 | 0 | 0
SPP_N_2_MISO_W | SPP_N | MISO_W | 2045 | B2 | 25 | 0 | 750 | 0 | 0 | 0 | 0 | 0 | 0 | 0 | 0 | 0 | 0 | 0
SPP_N_2_MISO_W | SPP_N | MISO_W | 2045 | B3 | 75 | 0 | 750 | 0 | 0 | 0 | 0 | 0 | 0 | 0 | 0 | 0 | 0 | 0
SPP_N_2_MISO_W | SPP_N | MISO_W | 2045 | B4 | 100 | 0 | 750 | 0 | 0 | 0 | 0 | 0 | 0 | 0 | 0 | 0 | 0 | 0
SPP_N_2_MISO_W | SPP_N | MISO_W | 2045 | B5 | 200 | 0 | 750 | 0 | 0 | 0 | 0 | 0 | 0 | 0 | 0 | 0 | 0 | 0
SPP_N_2_MISO_W | SPP_N | MISO_W | 2045 | B6 | 300 | 0 | 750 | 0 | 0 | 0 | 0 | 0 | 0 | 0 | 0 | 0 | 0 | 0
SPP_N_2_MISO_W | SPP_N | MISO_W | 2045 | B7 | 400 | 0 | 750 | 0 | 0 | 0 | 0 | 0 | 0 | 0 | 0 | 0 | 0 | 0
SPP_N_2_MISO_W | SPP_N | MISO_W | 2045 | B8 | 500 | 0 | 750 | 0 | 0 | 0 | 0 | 0 | 0 | 0 | 0 | 0 | 0 | 0
SPP_N_2_MISO_W | SPP_N | MISO_W | 2045 | B9 | 800 | 0 | 750 | 0 | 0 | 0 | 0 | 0 | 0 | 0 | 0 | 0 | 0 | 0
SPP_N_2_MISO_W | SPP_N | MISO_W | 2045 | B10 | 1262 | 0 | 750 | 0 | 0 | 0 | 0 | 0 | 0 | 0 | 0 | 0 | 0 | 0
SPP_N_2_MISO_W | SPP_N | MISO_W | 2045 | B11 | 25 | 0 | 750 | 0 | 0 | 0 | 0 | 0 | 0 | 0 | 0 | 0 | 0 | 0
SPP_N_2_MISO_W | SPP_N | MISO_W | 2045 | B12 | 200 | 0 | 750 | 0 | 0 | 0 | 0 | 0 | 0 | 0 | 0 | 0 | 0 | 0
SPP_N_2_MISO_W | SPP_N | MISO_W | 2045 | B13 | 600 | 0 | 750 | 0 | 0 | 0 | 0 | 0 | 0 | 0 | 0 | 0 | 0 | 0
SPP_N_2_MISO_W | SPP_N | MISO_W | 2045 | B14 | 900 | 0 | 750 | 0 | 0 | 0 | 0 | 0 | 0 | 0 | 0 | 0 | 0 | 0
SPP_N_2_MISO_W | SPP_N | MISO_W | 2045 | B15 | 1203 | 0 | 750 | 0 | 0 | 0 | 0 | 0 | 0 | 0 | 0 | 0 | 0 | 0
SPP_N_2_MISO_W | SPP_N | MISO_W | 2045 | B16 | 25 | 0 | 750 | 0 | 0 | 0 | 0 | 0 | 0 | 0 | 0 | 0 | 0 | 0
SPP_N_2_MISO_W | SPP_N | MISO_W | 2045 | B17 | 100 | 0 | 750 | 0 | 0 | 0 | 0 | 0 | 0 | 0 | 0 | 0 | 0 | 0
SPP_N_2_MISO_W | SPP_N | MISO_W | 2045 | B18 | 400 | 0 | 750 | 0 | 0 | 0 | 0 | 0 | 0 | 0 | 0 | 0 | 0 | 0
SPP_N_2_MISO_W | SPP_N | MISO_W | 2045 | B19 | 700 | 0 | 750 | 0 | 0 | 0 | 0 | 0 | 0 | 0 | 0 | 0 | 0 | 0
SPP_N_2_MISO_W | SPP_N | MISO_W | 2045 | B20 | 935 | 0 | 750 | 0 | 0 | 0 | 0 | 0 | 0 | 0 | 0 | 0 | 0 | 0
SPP_N_2_MISO_W | SPP_N | MISO_W | 2050 | B1 | 10 | 0 | 750 | 0 | 0 | 0 | 0 | 0 | 0 | 0 | 0 | 0 | 0 | 0
SPP_N_2_MISO_W | SPP_N | MISO_W | 2050 | B2 | 25 | 0 | 750 | 0 | 0 | 0 | 0 | 0 | 0 | 0 | 0 | 0 | 0 | 0
SPP_N_2_MISO_W | SPP_N | MISO_W | 2050 | B3 | 75 | 0 | 750 | 0 | 0 | 0 | 0 | 0 | 0 | 0 | 0 | 0 | 0 | 0
SPP_N_2_MISO_W | SPP_N | MISO_W | 2050 | B4 | 100 | 0 | 750 | 0 | 0 | 0 | 0 | 0 | 0 | 0 | 0 | 0 | 0 | 0
SPP_N_2_MISO_W | SPP_N | MISO_W | 2050 | B5 | 200 | 0 | 750 | 0 | 0 | 0 | 0 | 0 | 0 | 0 | 0 | 0 | 0 | 0
SPP_N_2_MISO_W | SPP_N | MISO_W | 2050 | B6 | 300 | 0 | 750 | 0 | 0 | 0 | 0 | 0 | 0 | 0 | 0 | 0 | 0 | 0
SPP_N_2_MISO_W | SPP_N | MISO_W | 2050 | B7 | 400 | 0 | 750 | 0 | 0 | 0 | 0 | 0 | 0 | 0 | 0 | 0 | 0 | 0
SPP_N_2_MISO_W | SPP_N | MISO_W | 2050 | B8 | 500 | 0 | 750 | 0 | 0 | 0 | 0 | 0 | 0 | 0 | 0 | 0 | 0 | 0
SPP_N_2_MISO_W | SPP_N | MISO_W | 2050 | B9 | 800 | 0 | 750 | 0 | 0 | 0 | 0 | 0 | 0 | 0 | 0 | 0 | 0 | 0
SPP_N_2_MISO_W | SPP_N | MISO_W | 2050 | B10 | 1262 | 0 | 750 | 0 | 0 | 0 | 0 | 0 | 0 | 0 | 0 | 0 | 0 | 0
SPP_N_2_MISO_W | SPP_N | MISO_W | 2050 | B11 | 25 | 0 | 750 | 0 | 0 | 0 | 0 | 0 | 0 | 0 | 0 | 0 | 0 | 0
SPP_N_2_MISO_W | SPP_N | MISO_W | 2050 | B12 | 200 | 0 | 750 | 0 | 0 | 0 | 0 | 0 | 0 | 0 | 0 | 0 | 0 | 0
SPP_N_2_MISO_W | SPP_N | MISO_W | 2050 | B13 | 600 | 0 | 750 | 0 | 0 | 0 | 0 | 0 | 0 | 0 | 0 | 0 | 0 | 0
SPP_N_2_MISO_W | SPP_N | MISO_W | 2050 | B14 | 900 | 0 | 750 | 0 | 0 | 0 | 0 | 0 | 0 | 0 | 0 | 0 | 0 | 0
SPP_N_2_MISO_W | SPP_N | MISO_W | 2050 | B15 | 1203 | 0 | 750 | 0 | 0 | 0 | 0 | 0 | 0 | 0 | 0 | 0 | 0 | 0
SPP_N_2_MISO_W | SPP_N | MISO_W | 2050 | B16 | 25 | 0 | 750 | 0 | 0 | 0 | 0 | 0 | 0 | 0 | 0 | 0 | 0 | 0
SPP_N_2_MISO_W | SPP_N | MISO_W | 2050 | B17 | 100 | 0 | 750 | 0 | 0 | 0 | 0 | 0 | 0 | 0 | 0 | 0 | 0 | 0
SPP_N_2_MISO_W | SPP_N | MISO_W | 2050 | B18 | 400 | 0 | 750 | 0 | 0 | 0 | 0 | 0 | 0 | 0 | 0 | 0 | 0 | 0
SPP_N_2_MISO_W | SPP_N | MISO_W | 2050 | B19 | 700 | 0 | 750 | 0 | 0 | 0 | 0 | 0 | 0 | 0 | 0 | 0 | 0 | 0
SPP_N_2_MISO_W | SPP_N | MISO_W | 2050 | B20 | 935 | 0 | 750 | 0 | 0 | 0 | 0 | 0 | 0 | 0 | 0 | 0 | 0 | 0
SPP_N_2_NE | SPP_N | NE | 2015 | B1 | 10 | 0 | 330 | 0 | 0 | 0 | 0 | 0 | 0 | 0 | 0 | 0 | 0 | 0
SPP_N_2_NE | SPP_N | NE | 2015 | B2 | 25 | 0 | 330 | 0 | 0 | 0 | 0 | 0 | 0 | 0 | 0 | 0 | 0 | 0
SPP_N_2_NE | SPP_N | NE | 2015 | B3 | 75 | 0 | 330 | 0 | 0 | 0 | 0 | 0 | 0 | 0 | 0 | 0 | 0 | 0
SPP_N_2_NE | SPP_N | NE | 2015 | B4 | 100 | 0 | 330 | 0 | 0 | 0 | 0 | 0 | 0 | 0 | 0 | 0 | 0 | 0
SPP_N_2_NE | SPP_N | NE | 2015 | B5 | 200 | 0 | 330 | 0 | 0 | 0 | 0 | 0 | 0 | 0 | 0 | 0 | 0 | 0
SPP_N_2_NE | SPP_N | NE | 2015 | B6 | 300 | 0 | 330 | 0 | 0 | 0 | 0 | 0 | 0 | 0 | 0 | 0 | 0 | 0
SPP_N_2_NE | SPP_N | NE | 2015 | B7 | 400 | 0 | 330 | 0 | 0 | 0 | 0 | 0 | 0 | 0 | 0 | 0 | 0 | 0
SPP_N_2_NE | SPP_N | NE | 2015 | B8 | 500 | 0 | 330 | 0 | 0 | 0 | 0 | 0 | 0 | 0 | 0 | 0 | 0 | 0
SPP_N_2_NE | SPP_N | NE | 2015 | B9 | 800 | 0 | 330 | 0 | 0 | 0 | 0 | 0 | 0 | 0 | 0 | 0 | 0 | 0
SPP_N_2_NE | SPP_N | NE | 2015 | B10 | 1262 | 0 | 330 | 0 | 0 | 0 | 0 | 0 | 0 | 0 | 0 | 0 | 0 | 0
SPP_N_2_NE | SPP_N | NE | 2015 | B11 | 25 | 0 | 330 | 0 | 0 | 0 | 0 | 0 | 0 | 0 | 0 | 0 | 0 | 0
SPP_N_2_NE | SPP_N | NE | 2015 | B12 | 200 | 0 | 330 | 0 | 0 | 0 | 0 | 0 | 0 | 0 | 0 | 0 | 0 | 0
SPP_N_2_NE | SPP_N | NE | 2015 | B13 | 600 | 0 | 330 | 0 | 0 | 0 | 0 | 0 | 0 | 0 | 0 | 0 | 0 | 0
SPP_N_2_NE | SPP_N | NE | 2015 | B14 | 900 | 0 | 330 | 0 | 0 | 0 | 0 | 0 | 0 | 0 | 0 | 0 | 0 | 0
SPP_N_2_NE | SPP_N | NE | 2015 | B15 | 1203 | 0 | 330 | 0 | 0 | 0 | 0 | 0 | 0 | 0 | 0 | 0 | 0 | 0
SPP_N_2_NE | SPP_N | NE | 2015 | B16 | 25 | 0 | 330 | 0 | 0 | 0 | 0 | 0 | 0 | 0 | 0 | 0 | 0 | 0
SPP_N_2_NE | SPP_N | NE | 2015 | B17 | 100 | 0 | 330 | 0 | 0 | 0 | 0 | 0 | 0 | 0 | 0 | 0 | 0 | 0
SPP_N_2_NE | SPP_N | NE | 2015 | B18 | 400 | 0 | 330 | 0 | 0 | 0 | 0 | 0 | 0 | 0 | 0 | 0 | 0 | 0
SPP_N_2_NE | SPP_N | NE | 2015 | B19 | 700 | 0 | 330 | 0 | 0 | 0 | 0 | 0 | 0 | 0 | 0 | 0 | 0 | 0
SPP_N_2_NE | SPP_N | NE | 2015 | B20 | 935 | 0 | 330 | 0 | 0 | 0 | 0 | 0 | 0 | 0 | 0 | 0 | 0 | 0
SPP_N_2_NE | SPP_N | NE | 2020 | B1 | 10 | 0 | 330 | 0 | 0 | 0 | 0 | 0 | 0 | 0 | 0 | 0 | 0 | 0
SPP_N_2_NE | SPP_N | NE | 2020 | B2 | 25 | 0 | 330 | 0 | 0 | 0 | 0 | 0 | 0 | 0 | 0 | 0 | 0 | 0
SPP_N_2_NE | SPP_N | NE | 2020 | B3 | 75 | 0 | 330 | 0 | 0 | 0 | 0 | 0 | 0 | 0 | 0 | 0 | 0 | 0
SPP_N_2_NE | SPP_N | NE | 2020 | B4 | 100 | 0 | 330 | 0 | 0 | 0 | 0 | 0 | 0 | 0 | 0 | 0 | 0 | 0
SPP_N_2_NE | SPP_N | NE | 2020 | B5 | 200 | 0 | 330 | 0 | 0 | 0 | 0 | 0 | 0 | 0 | 0 | 0 | 0 | 0
SPP_N_2_NE | SPP_N | NE | 2020 | B6 | 300 | 0 | 330 | 0 | 0 | 0 | 0 | 0 | 0 | 0 | 0 | 0 | 0 | 0
SPP_N_2_NE | SPP_N | NE | 2020 | B7 | 400 | 0 | 330 | 0 | 0 | 0 | 0 | 0 | 0 | 0 | 0 | 0 | 0 | 0
SPP_N_2_NE | SPP_N | NE | 2020 | B8 | 500 | 0 | 330 | 0 | 0 | 0 | 0 | 0 | 0 | 0 | 0 | 0 | 0 | 0
SPP_N_2_NE | SPP_N | NE | 2020 | B9 | 800 | 0 | 330 | 0 | 0 | 0 | 0 | 0 | 0 | 0 | 0 | 0 | 0 | 0
SPP_N_2_NE | SPP_N | NE | 2020 | B10 | 1262 | 0 | 330 | 0 | 0 | 0 | 0 | 0 | 0 | 0 | 0 | 0 | 0 | 0
SPP_N_2_NE | SPP_N | NE | 2020 | B11 | 25 | 0 | 330 | 0 | 0 | 0 | 0 | 0 | 0 | 0 | 0 | 0 | 0 | 0
SPP_N_2_NE | SPP_N | NE | 2020 | B12 | 200 | 0 | 330 | 0 | 0 | 0 | 0 | 0 | 0 | 0 | 0 | 0 | 0 | 0
SPP_N_2_NE | SPP_N | NE | 2020 | B13 | 600 | 0 | 330 | 0 | 0 | 0 | 0 | 0 | 0 | 0 | 0 | 0 | 0 | 0
SPP_N_2_NE | SPP_N | NE | 2020 | B14 | 900 | 0 | 330 | 0 | 0 | 0 | 0 | 0 | 0 | 0 | 0 | 0 | 0 | 0
SPP_N_2_NE | SPP_N | NE | 2020 | B15 | 1203 | 0 | 330 | 0 | 0 | 0 | 0 | 0 | 0 | 0 | 0 | 0 | 0 | 0
SPP_N_2_NE | SPP_N | NE | 2020 | B16 | 25 | 0 | 330 | 0 | 0 | 0 | 0 | 0 | 0 | 0 | 0 | 0 | 0 | 0
SPP_N_2_NE | SPP_N | NE | 2020 | B17 | 100 | 0 | 330 | 0 | 0 | 0 | 0 | 0 | 0 | 0 | 0 | 0 | 0 | 0
SPP_N_2_NE | SPP_N | NE | 2020 | B18 | 400 | 0 | 330 | 0 | 0 | 0 | 0 | 0 | 0 | 0 | 0 | 0 | 0 | 0
SPP_N_2_NE | SPP_N | NE | 2020 | B19 | 700 | 0 | 330 | 0 | 0 | 0 | 0 | 0 | 0 | 0 | 0 | 0 | 0 | 0
SPP_N_2_NE | SPP_N | NE | 2020 | B20 | 935 | 0 | 330 | 0 | 0 | 0 | 0 | 0 | 0 | 0 | 0 | 0 | 0 | 0
SPP_N_2_NE | SPP_N | NE | 2025 | B1 | 10 | 0 | 330 | 0 | 0 | 0 | 0 | 0 | 0 | 0 | 0 | 0 | 0 | 0
SPP_N_2_NE | SPP_N | NE | 2025 | B2 | 25 | 0 | 330 | 0 | 0 | 0 | 0 | 0 | 0 | 0 | 0 | 0 | 0 | 0
SPP_N_2_NE | SPP_N | NE | 2025 | B3 | 75 | 0 | 330 | 0 | 0 | 0 | 0 | 0 | 0 | 0 | 0 | 0 | 0 | 0
SPP_N_2_NE | SPP_N | NE | 2025 | B4 | 100 | 0 | 330 | 0 | 0 | 0 | 0 | 0 | 0 | 0 | 0 | 0 | 0 | 0
SPP_N_2_NE | SPP_N | NE | 2025 | B5 | 200 | 0 | 330 | 0 | 0 | 0 | 0 | 0 | 0 | 0 | 0 | 0 | 0 | 0
SPP_N_2_NE | SPP_N | NE | 2025 | B6 | 300 | 0 | 330 | 0 | 0 | 0 | 0 | 0 | 0 | 0 | 0 | 0 | 0 | 0
SPP_N_2_NE | SPP_N | NE | 2025 | B7 | 400 | 0 | 330 | 0 | 0 | 0 | 0 | 0 | 0 | 0 | 0 | 0 | 0 | 0
SPP_N_2_NE | SPP_N | NE | 2025 | B8 | 500 | 0 | 330 | 0 | 0 | 0 | 0 | 0 | 0 | 0 | 0 | 0 | 0 | 0
SPP_N_2_NE | SPP_N | NE | 2025 | B9 | 800 | 0 | 330 | 0 | 0 | 0 | 0 | 0 | 0 | 0 | 0 | 0 | 0 | 0
SPP_N_2_NE | SPP_N | NE | 2025 | B10 | 1262 | 0 | 330 | 0 | 0 | 0 | 0 | 0 | 0 | 0 | 0 | 0 | 0 | 0
SPP_N_2_NE | SPP_N | NE | 2025 | B11 | 25 | 0 | 330 | 0 | 0 | 0 | 0 | 0 | 0 | 0 | 0 | 0 | 0 | 0
SPP_N_2_NE | SPP_N | NE | 2025 | B12 | 200 | 0 | 330 | 0 | 0 | 0 | 0 | 0 | 0 | 0 | 0 | 0 | 0 | 0
SPP_N_2_NE | SPP_N | NE | 2025 | B13 | 600 | 0 | 330 | 0 | 0 | 0 | 0 | 0 | 0 | 0 | 0 | 0 | 0 | 0
SPP_N_2_NE | SPP_N | NE | 2025 | B14 | 900 | 0 | 330 | 0 | 0 | 0 | 0 | 0 | 0 | 0 | 0 | 0 | 0 | 0
SPP_N_2_NE | SPP_N | NE | 2025 | B15 | 1203 | 0 | 330 | 0 | 0 | 0 | 0 | 0 | 0 | 0 | 0 | 0 | 0 | 0
SPP_N_2_NE | SPP_N | NE | 2025 | B16 | 25 | 0 | 330 | 0 | 0 | 0 | 0 | 0 | 0 | 0 | 0 | 0 | 0 | 0
SPP_N_2_NE | SPP_N | NE | 2025 | B17 | 100 | 0 | 330 | 0 | 0 | 0 | 0 | 0 | 0 | 0 | 0 | 0 | 0 | 0
SPP_N_2_NE | SPP_N | NE | 2025 | B18 | 400 | 0 | 330 | 0 | 0 | 0 | 0 | 0 | 0 | 0 | 0 | 0 | 0 | 0
SPP_N_2_NE | SPP_N | NE | 2025 | B19 | 700 | 0 | 330 | 0 | 0 | 0 | 0 | 0 | 0 | 0 | 0 | 0 | 0 | 0
SPP_N_2_NE | SPP_N | NE | 2025 | B20 | 935 | 0 | 330 | 0 | 0 | 0 | 0 | 0 | 0 | 0 | 0 | 0 | 0 | 0
SPP_N_2_NE | SPP_N | NE | 2030 | B1 | 10 | 0 | 330 | 0 | 0 | 0 | 0 | 0 | 0 | 0 | 0 | 0 | 0 | 0
SPP_N_2_NE | SPP_N | NE | 2030 | B2 | 25 | 0 | 330 | 0 | 0 | 0 | 0 | 0 | 0 | 0 | 0 | 0 | 0 | 0
SPP_N_2_NE | SPP_N | NE | 2030 | B3 | 75 | 0 | 330 | 0 | 0 | 0 | 0 | 0 | 0 | 0 | 0 | 0 | 0 | 0
SPP_N_2_NE | SPP_N | NE | 2030 | B4 | 100 | 0 | 330 | 0 | 0 | 0 | 0 | 0 | 0 | 0 | 0 | 0 | 0 | 0
SPP_N_2_NE | SPP_N | NE | 2030 | B5 | 200 | 0 | 330 | 0 | 0 | 0 | 0 | 0 | 0 | 0 | 0 | 0 | 0 | 0
SPP_N_2_NE | SPP_N | NE | 2030 | B6 | 300 | 0 | 330 | 0 | 0 | 0 | 0 | 0 | 0 | 0 | 0 | 0 | 0 | 0
SPP_N_2_NE | SPP_N | NE | 2030 | B7 | 400 | 0 | 330 | 0 | 0 | 0 | 0 | 0 | 0 | 0 | 0 | 0 | 0 | 0
SPP_N_2_NE | SPP_N | NE | 2030 | B8 | 500 | 0 | 330 | 0 | 0 | 0 | 0 | 0 | 0 | 0 | 0 | 0 | 0 | 0
SPP_N_2_NE | SPP_N | NE | 2030 | B9 | 800 | 0 | 330 | 0 | 0 | 0 | 0 | 0 | 0 | 0 | 0 | 0 | 0 | 0
SPP_N_2_NE | SPP_N | NE | 2030 | B10 | 1262 | 0 | 330 | 0 | 0 | 0 | 0 | 0 | 0 | 0 | 0 | 0 | 0 | 0
SPP_N_2_NE | SPP_N | NE | 2030 | B11 | 25 | 0 | 330 | 0 | 0 | 0 | 0 | 0 | 0 | 0 | 0 | 0 | 0 | 0
SPP_N_2_NE | SPP_N | NE | 2030 | B12 | 200 | 0 | 330 | 0 | 0 | 0 | 0 | 0 | 0 | 0 | 0 | 0 | 0 | 0
SPP_N_2_NE | SPP_N | NE | 2030 | B13 | 600 | 0 | 330 | 0 | 0 | 0 | 0 | 0 | 0 | 0 | 0 | 0 | 0 | 0
SPP_N_2_NE | SPP_N | NE | 2030 | B14 | 900 | 0 | 330 | 0 | 0 | 0 | 0 | 0 | 0 | 0 | 0 | 0 | 0 | 0
SPP_N_2_NE | SPP_N | NE | 2030 | B15 | 1203 | 0 | 330 | 0 | 0 | 0 | 0 | 0 | 0 | 0 | 0 | 0 | 0 | 0
SPP_N_2_NE | SPP_N | NE | 2030 | B16 | 25 | 0 | 330 | 0 | 0 | 0 | 0 | 0 | 0 | 0 | 0 | 0 | 0 | 0
SPP_N_2_NE | SPP_N | NE | 2030 | B17 | 100 | 0 | 330 | 0 | 0 | 0 | 0 | 0 | 0 | 0 | 0 | 0 | 0 | 0
SPP_N_2_NE | SPP_N | NE | 2030 | B18 | 400 | 0 | 330 | 0 | 0 | 0 | 0 | 0 | 0 | 0 | 0 | 0 | 0 | 0
SPP_N_2_NE | SPP_N | NE | 2030 | B19 | 700 | 0 | 330 | 0 | 0 | 0 | 0 | 0 | 0 | 0 | 0 | 0 | 0 | 0
SPP_N_2_NE | SPP_N | NE | 2030 | B20 | 935 | 0 | 330 | 0 | 0 | 0 | 0 | 0 | 0 | 0 | 0 | 0 | 0 | 0
SPP_N_2_NE | SPP_N | NE | 2035 | B1 | 10 | 0 | 330 | 0 | 0 | 290.68 | 0 | 0 | 0 | 0 | 0 | 0 | 0 | 0
SPP_N_2_NE | SPP_N | NE | 2035 | B2 | 25 | 0 | 330 | 0 | 0 | 0 | 0 | 0 | 0 | 0 | 0 | 0 | 0 | 0
SPP_N_2_NE | SPP_N | NE | 2035 | B3 | 75 | 0 | 330 | 0 | 0 | 0 | 0 | 0 | 0 | 0 | 0 | 0 | 0 | 0
SPP_N_2_NE | SPP_N | NE | 2035 | B4 | 100 | 0 | 330 | 0 | 0 | 0 | 0 | 0 | 0 | 0 | 0 | 0 | 0 | 0
SPP_N_2_NE | SPP_N | NE | 2035 | B5 | 200 | 0 | 330 | 0 | 0 | 0 | 0 | 0 | 0 | 0 | 0 | 0 | 0 | 0
SPP_N_2_NE | SPP_N | NE | 2035 | B6 | 300 | 0 | 330 | 0 | 0 | 0 | 0 | 0 | 0 | 0 | 0 | 0 | 0 | 0
SPP_N_2_NE | SPP_N | NE | 2035 | B7 | 400 | 0 | 330 | 0 | 0 | 0 | 0 | 0 | 0 | 0 | 0 | 0 | 0 | 0
SPP_N_2_NE | SPP_N | NE | 2035 | B8 | 500 | 0 | 330 | 0 | 0 | 0 | 0 | 0 | 0 | 0 | 0 | 0 | 0 | 0
SPP_N_2_NE | SPP_N | NE | 2035 | B9 | 800 | 0 | 330 | 0 | 0 | 0 | 0 | 0 | 0 | 0 | 0 | 0 | 0 | 0
SPP_N_2_NE | SPP_N | NE | 2035 | B10 | 1262 | 0 | 330 | 0 | 0 | 0 | 0 | 0 | 0 | 0 | 0 | 0 | 0 | 0
SPP_N_2_NE | SPP_N | NE | 2035 | B11 | 25 | 0 | 330 | 0 | 0 | 0 | 0 | 0 | 0 | 0 | 0 | 0 | 0 | 0
SPP_N_2_NE | SPP_N | NE | 2035 | B12 | 200 | 0 | 330 | 0 | 0 | 0 | 0 | 0 | 0 | 0 | 0 | 0 | 0 | 0
SPP_N_2_NE | SPP_N | NE | 2035 | B13 | 600 | 0 | 330 | 0 | 0 | 0 | 0 | 0 | 0 | 0 | 0 | 0 | 0 | 0
SPP_N_2_NE | SPP_N | NE | 2035 | B14 | 900 | 0 | 330 | 0 | 0 | 0 | 0 | 0 | 0 | 0 | 0 | 0 | 0 | 0
SPP_N_2_NE | SPP_N | NE | 2035 | B15 | 1203 | 0 | 330 | 0 | 0 | 0 | 0 | 0 | 0 | 0 | 0 | 0 | 0 | 0
SPP_N_2_NE | SPP_N | NE | 2035 | B16 | 25 | 0 | 330 | 0 | 0 | 0 | 0 | 0 | 0 | 0 | 0 | 0 | 0 | 0
SPP_N_2_NE | SPP_N | NE | 2035 | B17 | 100 | 0 | 330 | 0 | 0 | 0 | 0 | 0 | 0 | 0 | 0 | 0 | 0 | 0
SPP_N_2_NE | SPP_N | NE | 2035 | B18 | 400 | 0 | 330 | 0 | 0 | 0 | 0 | 0 | 0 | 0 | 0 | 0 | 0 | 0
SPP_N_2_NE | SPP_N | NE | 2035 | B19 | 700 | 0 | 330 | 0 | 0 | 0 | 0 | 0 | 0 | 0 | 0 | 0 | 0 | 0
SPP_N_2_NE | SPP_N | NE | 2035 | B20 | 935 | 0 | 330 | 0 | 0 | 0 | 0 | 0 | 0 | 0 | 0 | 0 | 0 | 0
SPP_N_2_NE | SPP_N | NE | 2040 | B1 | 10 | 0 | 330 | 0 | 0 | 0 | 0 | 0 | 0 | 0 | 0 | 0 | 0 | 0
SPP_N_2_NE | SPP_N | NE | 2040 | B2 | 25 | 0 | 330 | 0 | 0 | 0 | 0 | 0 | 0 | 0 | 0 | 0 | 0 | 0
SPP_N_2_NE | SPP_N | NE | 2040 | B3 | 75 | 0 | 330 | 0 | 0 | 0 | 0 | 0 | 0 | 0 | 0 | 0 | 0 | 0
SPP_N_2_NE | SPP_N | NE | 2040 | B4 | 100 | 0 | 330 | 0 | 0 | 0 | 0 | 0 | 0 | 0 | 0 | 0 | 0 | 0
SPP_N_2_NE | SPP_N | NE | 2040 | B5 | 200 | 0 | 330 | 0 | 0 | 0 | 0 | 0 | 0 | 0 | 0 | 0 | 0 | 0
SPP_N_2_NE | SPP_N | NE | 2040 | B6 | 300 | 0 | 330 | 0 | 0 | 0 | 0 | 0 | 0 | 0 | 0 | 0 | 0 | 0
SPP_N_2_NE | SPP_N | NE | 2040 | B7 | 400 | 0 | 330 | 0 | 0 | 0 | 0 | 0 | 0 | 0 | 0 | 0 | 0 | 0
SPP_N_2_NE | SPP_N | NE | 2040 | B8 | 500 | 0 | 330 | 0 | 0 | 0 | 0 | 0 | 0 | 0 | 0 | 0 | 0 | 0
SPP_N_2_NE | SPP_N | NE | 2040 | B9 | 800 | 0 | 330 | 0 | 0 | 0 | 0 | 0 | 0 | 0 | 0 | 0 | 0 | 0
SPP_N_2_NE | SPP_N | NE | 2040 | B10 | 1262 | 0 | 330 | 0 | 0 | 0 | 0 | 0 | 0 | 0 | 0 | 0 | 0 | 0
SPP_N_2_NE | SPP_N | NE | 2040 | B11 | 25 | 0 | 330 | 0 | 0 | 0 | 0 | 0 | 0 | 0 | 0 | 0 | 0 | 0
SPP_N_2_NE | SPP_N | NE | 2040 | B12 | 200 | 0 | 330 | 0 | 0 | 0 | 0 | 0 | 0 | 0 | 0 | 0 | 0 | 0
SPP_N_2_NE | SPP_N | NE | 2040 | B13 | 600 | 0 | 330 | 0 | 0 | 0 | 0 | 0 | 0 | 0 | 0 | 0 | 0 | 0
SPP_N_2_NE | SPP_N | NE | 2040 | B14 | 900 | 0 | 330 | 0 | 0 | 0 | 0 | 0 | 0 | 0 | 0 | 0 | 0 | 0
SPP_N_2_NE | SPP_N | NE | 2040 | B15 | 1203 | 0 | 330 | 0 | 0 | 0 | 0 | 0 | 0 | 0 | 0 | 0 | 0 | 0
SPP_N_2_NE | SPP_N | NE | 2040 | B16 | 25 | 0 | 330 | 0 | 0 | 0 | 0 | 0 | 0 | 0 | 0 | 0 | 0 | 0
SPP_N_2_NE | SPP_N | NE | 2040 | B17 | 100 | 0 | 330 | 0 | 0 | 0 | 0 | 0 | 0 | 0 | 0 | 0 | 0 | 0
SPP_N_2_NE | SPP_N | NE | 2040 | B18 | 400 | 0 | 330 | 0 | 0 | 0 | 0 | 0 | 0 | 0 | 0 | 0 | 0 | 0
SPP_N_2_NE | SPP_N | NE | 2040 | B19 | 700 | 0 | 330 | 0 | 0 | 0 | 0 | 0 | 0 | 0 | 0 | 0 | 0 | 0
SPP_N_2_NE | SPP_N | NE | 2040 | B20 | 935 | 0 | 330 | 0 | 0 | 0 | 0 | 0 | 0 | 0 | 0 | 0 | 0 | 0
SPP_N_2_NE | SPP_N | NE | 2045 | B1 | 10 | 0 | 330 | 0 | 0 | 0 | 0 | 0 | 0 | 0 | 0 | 0 | 0 | 0
SPP_N_2_NE | SPP_N | NE | 2045 | B2 | 25 | 0 | 330 | 0 | 0 | 0 | 0 | 0 | 0 | 0 | 0 | 0 | 0 | 0
SPP_N_2_NE | SPP_N | NE | 2045 | B3 | 75 | 0 | 330 | 0 | 0 | 0 | 0 | 0 | 0 | 0 | 0 | 0 | 0 | 0
SPP_N_2_NE | SPP_N | NE | 2045 | B4 | 100 | 0 | 330 | 0 | 0 | 0 | 0 | 0 | 0 | 0 | 0 | 0 | 0 | 0
SPP_N_2_NE | SPP_N | NE | 2045 | B5 | 200 | 0 | 330 | 0 | 0 | 0 | 0 | 0 | 0 | 0 | 0 | 0 | 0 | 0
SPP_N_2_NE | SPP_N | NE | 2045 | B6 | 300 | 0 | 330 | 0 | 0 | 0 | 0 | 0 | 0 | 0 | 0 | 0 | 0 | 0
SPP_N_2_NE | SPP_N | NE | 2045 | B7 | 400 | 0 | 330 | 0 | 0 | 0 | 0 | 0 | 0 | 0 | 0 | 0 | 0 | 0
SPP_N_2_NE | SPP_N | NE | 2045 | B8 | 500 | 0 | 330 | 0 | 0 | 0 | 0 | 0 | 0 | 0 | 0 | 0 | 0 | 0
SPP_N_2_NE | SPP_N | NE | 2045 | B9 | 800 | 0 | 330 | 0 | 0 | 0 | 0 | 0 | 0 | 0 | 0 | 0 | 0 | 0
SPP_N_2_NE | SPP_N | NE | 2045 | B10 | 1262 | 0 | 330 | 0 | 0 | 0 | 0 | 0 | 0 | 0 | 0 | 0 | 0 | 0
SPP_N_2_NE | SPP_N | NE | 2045 | B11 | 25 | 0 | 330 | 0 | 0 | 0 | 0 | 0 | 0 | 0 | 0 | 0 | 0 | 0
SPP_N_2_NE | SPP_N | NE | 2045 | B12 | 200 | 0 | 330 | 0 | 0 | 0 | 0 | 0 | 0 | 0 | 0 | 0 | 0 | 0
SPP_N_2_NE | SPP_N | NE | 2045 | B13 | 600 | 0 | 330 | 0 | 0 | 0 | 0 | 0 | 0 | 0 | 0 | 0 | 0 | 0
SPP_N_2_NE | SPP_N | NE | 2045 | B14 | 900 | 0 | 330 | 0 | 0 | 0 | 0 | 0 | 0 | 0 | 0 | 0 | 0 | 0
SPP_N_2_NE | SPP_N | NE | 2045 | B15 | 1203 | 0 | 330 | 0 | 0 | 0 | 0 | 0 | 0 | 0 | 0 | 0 | 0 | 0
SPP_N_2_NE | SPP_N | NE | 2045 | B16 | 25 | 0 | 330 | 0 | 0 | 0 | 0 | 0 | 0 | 0 | 0 | 0 | 0 | 0
SPP_N_2_NE | SPP_N | NE | 2045 | B17 | 100 | 0 | 330 | 0 | 0 | 0 | 0 | 0 | 0 | 0 | 0 | 0 | 0 | 0
SPP_N_2_NE | SPP_N | NE | 2045 | B18 | 400 | 0 | 330 | 0 | 0 | 0 | 0 | 0 | 0 | 0 | 0 | 0 | 0 | 0
SPP_N_2_NE | SPP_N | NE | 2045 | B19 | 700 | 0 | 330 | 0 | 0 | 0 | 0 | 0 | 0 | 0 | 0 | 0 | 0 | 0
SPP_N_2_NE | SPP_N | NE | 2045 | B20 | 935 | 0 | 330 | 0 | 0 | 0 | 0 | 0 | 0 | 0 | 0 | 0 | 0 | 0
SPP_N_2_NE | SPP_N | NE | 2050 | B1 | 10 | 0 | 330 | 0 | 0 | 0 | 0 | 0 | 0 | 0 | 0 | 0 | 0 | 0
SPP_N_2_NE | SPP_N | NE | 2050 | B2 | 25 | 0 | 330 | 0 | 0 | 0 | 0 | 0 | 0 | 0 | 0 | 0 | 0 | 0
SPP_N_2_NE | SPP_N | NE | 2050 | B3 | 75 | 0 | 330 | 0 | 0 | 0 | 0 | 0 | 0 | 0 | 0 | 0 | 0 | 0
SPP_N_2_NE | SPP_N | NE | 2050 | B4 | 100 | 0 | 330 | 0 | 0 | 0 | 0 | 0 | 0 | 0 | 0 | 0 | 0 | 0
SPP_N_2_NE | SPP_N | NE | 2050 | B5 | 200 | 0 | 330 | 0 | 0 | 0 | 0 | 0 | 0 | 0 | 0 | 0 | 0 | 0
SPP_N_2_NE | SPP_N | NE | 2050 | B6 | 300 | 0 | 330 | 0 | 0 | 0 | 0 | 0 | 0 | 0 | 0 | 0 | 0 | 0
SPP_N_2_NE | SPP_N | NE | 2050 | B7 | 400 | 0 | 330 | 0 | 0 | 0 | 0 | 0 | 0 | 0 | 0 | 0 | 0 | 0
SPP_N_2_NE | SPP_N | NE | 2050 | B8 | 500 | 0 | 330 | 0 | 0 | 0 | 0 | 0 | 0 | 0 | 0 | 0 | 0 | 0
SPP_N_2_NE | SPP_N | NE | 2050 | B9 | 800 | 0 | 330 | 0 | 0 | 0 | 0 | 0 | 0 | 0 | 0 | 0 | 0 | 0
SPP_N_2_NE | SPP_N | NE | 2050 | B10 | 1262 | 0 | 330 | 0 | 0 | 0 | 0 | 0 | 0 | 0 | 0 | 0 | 0 | 0
SPP_N_2_NE | SPP_N | NE | 2050 | B11 | 25 | 0 | 330 | 0 | 0 | 0 | 0 | 0 | 0 | 0 | 0 | 0 | 0 | 0
SPP_N_2_NE | SPP_N | NE | 2050 | B12 | 200 | 0 | 330 | 0 | 0 | 0 | 0 | 0 | 0 | 0 | 0 | 0 | 0 | 0
SPP_N_2_NE | SPP_N | NE | 2050 | B13 | 600 | 0 | 330 | 0 | 0 | 0 | 0 | 0 | 0 | 0 | 0 | 0 | 0 | 0
SPP_N_2_NE | SPP_N | NE | 2050 | B14 | 900 | 0 | 330 | 0 | 0 | 0 | 0 | 0 | 0 | 0 | 0 | 0 | 0 | 0
SPP_N_2_NE | SPP_N | NE | 2050 | B15 | 1203 | 0 | 330 | 0 | 0 | 0 | 0 | 0 | 0 | 0 | 0 | 0 | 0 | 0
SPP_N_2_NE | SPP_N | NE | 2050 | B16 | 25 | 0 | 330 | 0 | 0 | 0 | 0 | 0 | 0 | 0 | 0 | 0 | 0 | 0
SPP_N_2_NE | SPP_N | NE | 2050 | B17 | 100 | 0 | 330 | 0 | 0 | 0 | 0 | 0 | 0 | 0 | 0 | 0 | 0 | 0
SPP_N_2_NE | SPP_N | NE | 2050 | B18 | 400 | 0 | 330 | 0 | 0 | 0 | 0 | 0 | 0 | 0 | 0 | 0 | 0 | 0
SPP_N_2_NE | SPP_N | NE | 2050 | B19 | 700 | 0 | 330 | 0 | 0 | 0 | 0 | 0 | 0 | 0 | 0 | 0 | 0 | 0
SPP_N_2_NE | SPP_N | NE | 2050 | B20 | 935 | 0 | 330 | 0 | 0 | 0 | 0 | 0 | 0 | 0 | 0 | 0 | 0 | 0
SPP_N_2_SPP_S | SPP_N | SPP_S | 2015 | B1 | 10 | 0 | 4000 | 0 | 0 | 0 | 0 | 0 | 0 | 0 | 0 | 0 | 0 | 0.038578
SPP_N_2_SPP_S | SPP_N | SPP_S | 2015 | B2 | 25 | 0 | 4000 | 0 | 0 | 0 | 0 | 0 | 0 | 0 | 0 | 0 | 0 | 0.038578
SPP_N_2_SPP_S | SPP_N | SPP_S | 2015 | B3 | 75 | 0 | 4000 | 0 | 0 | 0 | 0 | 0 | 0 | 0 | 0 | 0 | 0 | 0.038578
SPP_N_2_SPP_S | SPP_N | SPP_S | 2015 | B4 | 100 | 0 | 4000 | 0 | 0 | 0 | 0 | 0 | 0 | 0 | 0 | 0 | 0 | 0.038578
SPP_N_2_SPP_S | SPP_N | SPP_S | 2015 | B5 | 200 | 0 | 4000 | 0 | 0 | 0 | 0 | 0 | 0 | 0 | 0 | 0 | 0 | 0.038578
SPP_N_2_SPP_S | SPP_N | SPP_S | 2015 | B6 | 300 | 0 | 4000 | 2029.02 | 0 | 2516.37 | 0 | 0 | 0 | 0 | 0 | 0 | 0 | 0.038578
SPP_N_2_SPP_S | SPP_N | SPP_S | 2015 | B7 | 400 | 0 | 4000 | 790.08 | 0 | 2035.92 | 0 | 0 | 0 | 0 | 0 | 0 | 0 | 0.038578
SPP_N_2_SPP_S | SPP_N | SPP_S | 2015 | B8 | 500 | 0 | 4000 | 1867.03 | 0 | 3047.48 | 0 | 0 | 0 | 0 | 0 | 0 | 0 | 0.038578
SPP_N_2_SPP_S | SPP_N | SPP_S | 2015 | B9 | 800 | 0 | 4000 | 2560.87 | 0 | 3245.92 | 0 | 0 | 0 | 0 | 0 | 0 | 0 | 0.038578
SPP_N_2_SPP_S | SPP_N | SPP_S | 2015 | B10 | 1262 | 0 | 4000 | 4000 | 0 | 4000 | 0 | 1438.71 | 0.15431 | 0 | 0.02374 | 0.15431 | 0 | 0.038578
SPP_N_2_SPP_S | SPP_N | SPP_S | 2015 | B11 | 25 | 0 | 4000 | 0 | 0 | 0 | 0 | 0 | 0 | 0 | 0 | 0 | 0 | 0.038578
SPP_N_2_SPP_S | SPP_N | SPP_S | 2015 | B12 | 200 | 0 | 4000 | 827.29 | 0 | 0 | 0 | 0 | 0 | 0 | 0 | 0 | 0 | 0.038578
SPP_N_2_SPP_S | SPP_N | SPP_S | 2015 | B13 | 600 | 0 | 4000 | 1268.92 | 0 | 1237.05 | 0 | 0 | 0 | 0 | 0 | 0 | 0 | 0.038578
SPP_N_2_SPP_S | SPP_N | SPP_S | 2015 | B14 | 900 | 0 | 4000 | 1157.01 | 0 | 543.59 | 0 | 0 | 0 | 0 | 0 | 0 | 0 | 0.038578
SPP_N_2_SPP_S | SPP_N | SPP_S | 2015 | B15 | 1203 | 0 | 4000 | 2761.58 | 0 | 2024.1 | 0 | 0 | 0 | 0 | 0 | 0 | 0 | 0.038578
SPP_N_2_SPP_S | SPP_N | SPP_S | 2015 | B16 | 25 | 0 | 4000 | 720.93 | 0 | 1208.27 | 0 | 0 | 0 | 0 | 0 | 0 | 0 | 0.038578
SPP_N_2_SPP_S | SPP_N | SPP_S | 2015 | B17 | 100 | 0 | 4000 | 1446.39 | 0 | 1913.91 | 0 | 0 | 0 | 0 | 0 | 0 | 0 | 0.038578
SPP_N_2_SPP_S | SPP_N | SPP_S | 2015 | B18 | 400 | 0 | 4000 | 2458.05 | 0 | 3331.4 | 0 | 0 | 0 | 0 | 0 | 0 | 0 | 0.038578
SPP_N_2_SPP_S | SPP_N | SPP_S | 2015 | B19 | 700 | 0 | 4000 | 2479.35 | 0 | 3045.8 | 0 | 0 | 0 | 0 | 0 | 0 | 0 | 0.038578
SPP_N_2_SPP_S | SPP_N | SPP_S | 2015 | B20 | 935 | 0 | 4000 | 3982.33 | 0 | 4000 | 0 | 636.62 | 0 | 0 | 0.02374 | 0 | 0 | 0.038578
SPP_N_2_SPP_S | SPP_N | SPP_S | 2020 | B1 | 10 | 0 | 4000 | 0 | 0 | 0 | 0 | 0 | 0 | 0 | 0 | 0 | 0 | 0.20179
SPP_N_2_SPP_S | SPP_N | SPP_S | 2020 | B2 | 25 | 0 | 4000 | 0 | 0 | 0 | 0 | 0 | 0 | 0 | 0 | 0 | 0 | 0.20179
SPP_N_2_SPP_S | SPP_N | SPP_S | 2020 | B3 | 75 | 0 | 4000 | 0 | 0 | 0 | 0 | 0 | 0 | 0 | 0 | 0 | 0 | 0.20179
SPP_N_2_SPP_S | SPP_N | SPP_S | 2020 | B4 | 100 | 0 | 4000 | 0 | 0 | 0 | 0 | 0 | 0 | 0 | 0 | 0 | 0 | 0.20179
SPP_N_2_SPP_S | SPP_N | SPP_S | 2020 | B5 | 200 | 0 | 4000 | 0 | 0 | 0 | 0 | 0 | 0 | 0 | 0 | 0 | 0 | 0.20179
SPP_N_2_SPP_S | SPP_N | SPP_S | 2020 | B6 | 300 | 0 | 4000 | 2507.33 | 0 | 2350.84 | 0 | 0 | 0 | 0 | 0 | 0 | 0 | 0.20179
SPP_N_2_SPP_S | SPP_N | SPP_S | 2020 | B7 | 400 | 0 | 4000 | 993.56 | 0 | 851.92 | 0 | 0 | 0 | 0 | 0 | 0 | 0 | 0.20179
SPP_N_2_SPP_S | SPP_N | SPP_S | 2020 | B8 | 500 | 0 | 4000 | 2074.21 | 0 | 2081.01 | 0 | 0 | 0 | 0 | 0 | 0 | 0 | 0.20179
SPP_N_2_SPP_S | SPP_N | SPP_S | 2020 | B9 | 800 | 0 | 4000 | 2927.43 | 0 | 2476.58 | 0 | 0 | 0 | 0 | 0 | 0 | 0 | 0.20179
SPP_N_2_SPP_S | SPP_N | SPP_S | 2020 | B10 | 1262 | 0 | 4000 | 4000 | 0 | 4000 | 0 | 235.43 | 0.80716 | 0 | 0.18992 | 0.80716 | 0 | 0.20179
SPP_N_2_SPP_S | SPP_N | SPP_S | 2020 | B11 | 25 | 0 | 4000 | 0 | 0 | 0 | 0 | 0 | 0 | 0 | 0 | 0 | 0 | 0.20179
SPP_N_2_SPP_S | SPP_N | SPP_S | 2020 | B12 | 200 | 0 | 4000 | 0 | 0 | 0 | 0 | 0 | 0 | 0 | 0 | 0 | 0 | 0.20179
SPP_N_2_SPP_S | SPP_N | SPP_S | 2020 | B13 | 600 | 0 | 4000 | 650.28 | 0 | 0 | 0 | 0 | 0 | 0 | 0 | 0 | 0 | 0.20179
SPP_N_2_SPP_S | SPP_N | SPP_S | 2020 | B14 | 900 | 0 | 4000 | 0 | 0 | 0 | 0 | 0 | 0 | 0 | 0 | 0 | 0 | 0.20179
SPP_N_2_SPP_S | SPP_N | SPP_S | 2020 | B15 | 1203 | 0 | 4000 | 1547.96 | 0 | 1130.4 | 0 | 0 | 0 | 0 | 0 | 0 | 0 | 0.20179
SPP_N_2_SPP_S | SPP_N | SPP_S | 2020 | B16 | 25 | 0 | 4000 | 562.44 | 0 | 769.21 | 0 | 0 | 0 | 0 | 0 | 0 | 0 | 0.20179
SPP_N_2_SPP_S | SPP_N | SPP_S | 2020 | B17 | 100 | 0 | 4000 | 1308.62 | 0 | 1176.45 | 0 | 0 | 0 | 0 | 0 | 0 | 0 | 0.20179
SPP_N_2_SPP_S | SPP_N | SPP_S | 2020 | B18 | 400 | 0 | 4000 | 1422.55 | 0 | 1547.55 | 0 | 0 | 0 | 0 | 0 | 0 | 0 | 0.20179
SPP_N_2_SPP_S | SPP_N | SPP_S | 2020 | B19 | 700 | 0 | 4000 | 2063.6 | 0 | 1759.8 | 0 | 0 | 0 | 0 | 0 | 0 | 0 | 0.20179
SPP_N_2_SPP_S | SPP_N | SPP_S | 2020 | B20 | 935 | 0 | 4000 | 3898.64 | 0 | 4000 | 0 | 126.34 | 0 | 0 | 0.18992 | 0 | 0 | 0.20179
SPP_N_2_SPP_S | SPP_N | SPP_S | 2025 | B1 | 10 | 0 | 4000 | 0 | 0 | 0 | 0 | 0 | 0 | 0 | 0 | 0 | 0 | 0
SPP_N_2_SPP_S | SPP_N | SPP_S | 2025 | B2 | 25 | 0 | 4000 | 0 | 0 | 0 | 0 | 0 | 0 | 0 | 0 | 0 | 0 | 0
SPP_N_2_SPP_S | SPP_N | SPP_S | 2025 | B3 | 75 | 0 | 4000 | 0 | 0 | 0 | 0 | 0 | 0 | 0 | 0 | 0 | 0 | 0
SPP_N_2_SPP_S | SPP_N | SPP_S | 2025 | B4 | 100 | 0 | 4000 | 0 | 0 | 0 | 0 | 0 | 0 | 0 | 0 | 0 | 0 | 0
SPP_N_2_SPP_S | SPP_N | SPP_S | 2025 | B5 | 200 | 0 | 4000 | 0 | 0 | 0 | 0 | 0 | 0 | 0 | 0 | 0 | 0 | 0
SPP_N_2_SPP_S | SPP_N | SPP_S | 2025 | B6 | 300 | 0 | 4000 | 2854.08 | 0 | 3769.43 | 0 | 0 | 0 | 0 | 0 | 0 | 0 | 0
SPP_N_2_SPP_S | SPP_N | SPP_S | 2025 | B7 | 400 | 0 | 4000 | 2647.13 | 0 | 2662.71 | 0 | 0 | 0 | 0 | 0 | 0 | 0 | 0
SPP_N_2_SPP_S | SPP_N | SPP_S | 2025 | B8 | 500 | 0 | 4000 | 1595.99 | 0 | 1382 | 0 | 0 | 0 | 0 | 0 | 0 | 0 | 0
SPP_N_2_SPP_S | SPP_N | SPP_S | 2025 | B9 | 800 | 0 | 4000 | 1932.68 | 0 | 1166.19 | 0 | 0 | 0 | 0 | 0 | 0 | 0 | 0
SPP_N_2_SPP_S | SPP_N | SPP_S | 2025 | B10 | 1262 | 0 | 4000 | 3763.72 | 0 | 3986.17 | 0 | 0 | 0 | 0 | 0 | 0 | 0 | 0
SPP_N_2_SPP_S | SPP_N | SPP_S | 2025 | B11 | 25 | 0 | 4000 | 0 | 0 | 0 | 0 | 0 | 0 | 0 | 0 | 0 | 0 | 0
SPP_N_2_SPP_S | SPP_N | SPP_S | 2025 | B12 | 200 | 0 | 4000 | 0 | 0 | 0 | 0 | 0 | 0 | 0 | 0 | 0 | 0 | 0
SPP_N_2_SPP_S | SPP_N | SPP_S | 2025 | B13 | 600 | 0 | 4000 | 122.83 | 0 | 0 | 0 | 0 | 0 | 0 | 0 | 0 | 0 | 0
SPP_N_2_SPP_S | SPP_N | SPP_S | 2025 | B14 | 900 | 0 | 4000 | 0 | 0 | 0 | 0 | 0 | 0 | 0 | 0 | 0 | 0 | 0
SPP_N_2_SPP_S | SPP_N | SPP_S | 2025 | B15 | 1203 | 0 | 4000 | 1147.37 | 0 | 727.26 | 0 | 0 | 0 | 0 | 0 | 0 | 0 | 0
SPP_N_2_SPP_S | SPP_N | SPP_S | 2025 | B16 | 25 | 0 | 4000 | 514.82 | 0 | 1967.17 | 0 | 0 | 0 | 0 | 0 | 0 | 0 | 0
SPP_N_2_SPP_S | SPP_N | SPP_S | 2025 | B17 | 100 | 0 | 4000 | 776.97 | 0 | 1049.3 | 0 | 0 | 0 | 0 | 0 | 0 | 0 | 0
SPP_N_2_SPP_S | SPP_N | SPP_S | 2025 | B18 | 400 | 0 | 4000 | 824.34 | 0 | 831.7 | 0 | 0 | 0 | 0 | 0 | 0 | 0 | 0
SPP_N_2_SPP_S | SPP_N | SPP_S | 2025 | B19 | 700 | 0 | 4000 | 1423.02 | 0 | 1470.56 | 0 | 0 | 0 | 0 | 0 | 0 | 0 | 0
SPP_N_2_SPP_S | SPP_N | SPP_S | 2025 | B20 | 935 | 0 | 4000 | 3583.04 | 0 | 3785.2 | 0 | 0 | 0 | 0 | 0 | 0 | 0 | 0
SPP_N_2_SPP_S | SPP_N | SPP_S | 2030 | B1 | 10 | 0 | 4000 | 0 | 0 | 0 | 0 | 0 | 0 | 0 | 0 | 0 | 0 | 0.15431
SPP_N_2_SPP_S | SPP_N | SPP_S | 2030 | B2 | 25 | 0 | 4000 | 0 | 0 | 0 | 0 | 0 | 0 | 0 | 0 | 0 | 0 | 0.15431
SPP_N_2_SPP_S | SPP_N | SPP_S | 2030 | B3 | 75 | 0 | 4000 | 0 | 0 | 0 | 0 | 0 | 0 | 0 | 0 | 0 | 0 | 0.15431
SPP_N_2_SPP_S | SPP_N | SPP_S | 2030 | B4 | 100 | 0 | 4000 | 0 | 0 | 0 | 0 | 0 | 0 | 0 | 0 | 0 | 0 | 0.15431
SPP_N_2_SPP_S | SPP_N | SPP_S | 2030 | B5 | 200 | 0 | 4000 | 0 | 0 | 0 | 0 | 0 | 0 | 0 | 0 | 0 | 0 | 0.15431
SPP_N_2_SPP_S | SPP_N | SPP_S | 2030 | B6 | 300 | 0 | 4000 | 2103.78 | 0 | 2774.58 | 0 | 0 | 0 | 0 | 0 | 0 | 0 | 0.15431
SPP_N_2_SPP_S | SPP_N | SPP_S | 2030 | B7 | 400 | 0 | 4000 | 1712.25 | 0 | 2223.69 | 0 | 0 | 0 | 0 | 0 | 0 | 0 | 0.15431
SPP_N_2_SPP_S | SPP_N | SPP_S | 2030 | B8 | 500 | 0 | 4000 | 511.09 | 0 | 826.93 | 0 | 0 | 0 | 0 | 0 | 0 | 0 | 0.15431
SPP_N_2_SPP_S | SPP_N | SPP_S | 2030 | B9 | 800 | 0 | 4000 | 1362.31 | 0 | 972.57 | 0 | 0 | 0 | 0 | 0 | 0 | 0 | 0.15431
SPP_N_2_SPP_S | SPP_N | SPP_S | 2030 | B10 | 1262 | 0 | 4000 | 4000 | 0 | 3778.55 | 0 | 0 | 0.61724 | 0 | 0 | 0.61724 | 0 | 0.15431
SPP_N_2_SPP_S | SPP_N | SPP_S | 2030 | B11 | 25 | 0 | 4000 | 0 | 0 | 0 | 0 | 0 | 0 | 0 | 0 | 0 | 0 | 0.15431
SPP_N_2_SPP_S | SPP_N | SPP_S | 2030 | B12 | 200 | 0 | 4000 | 0 | 0 | 0 | 0 | 0 | 0 | 0 | 0 | 0 | 0 | 0.15431
SPP_N_2_SPP_S | SPP_N | SPP_S | 2030 | B13 | 600 | 0 | 4000 | 0 | 0 | 0 | 0 | 0 | 0 | 0 | 0 | 0 | 0 | 0.15431
SPP_N_2_SPP_S | SPP_N | SPP_S | 2030 | B14 | 900 | 0 | 4000 | 0 | 0 | 0 | 0 | 0 | 0 | 0 | 0 | 0 | 0 | 0.15431
SPP_N_2_SPP_S | SPP_N | SPP_S | 2030 | B15 | 1203 | 0 | 4000 | 1717.08 | 0 | 1053.88 | 0 | 0 | 0 | 0 | 0 | 0 | 0 | 0.15431
SPP_N_2_SPP_S | SPP_N | SPP_S | 2030 | B16 | 25 | 0 | 4000 | 0 | 0 | 585.75 | 0 | 0 | 0 | 0 | 0 | 0 | 0 | 0.15431
SPP_N_2_SPP_S | SPP_N | SPP_S | 2030 | B17 | 100 | 0 | 4000 | 370.8 | 0 | 648.87 | 0 | 0 | 0 | 0 | 0 | 0 | 0 | 0.15431
SPP_N_2_SPP_S | SPP_N | SPP_S | 2030 | B18 | 400 | 0 | 4000 | 2 | 0 | 147.38 | 0 | 0 | 0 | 0 | 0 | 0 | 0 | 0.15431
SPP_N_2_SPP_S | SPP_N | SPP_S | 2030 | B19 | 700 | 0 | 4000 | 714.42 | 0 | 754.63 | 0 | 0 | 0 | 0 | 0 | 0 | 0 | 0.15431
SPP_N_2_SPP_S | SPP_N | SPP_S | 2030 | B20 | 935 | 0 | 4000 | 2469.18 | 0 | 3308.27 | 0 | 0 | 0 | 0 | 0 | 0 | 0 | 0.15431
SPP_N_2_SPP_S | SPP_N | SPP_S | 2035 | B1 | 10 | 0 | 4000 | 0 | 0 | 0 | 0 | 0 | 0 | 0 | 0 | 0 | 0 | 0
SPP_N_2_SPP_S | SPP_N | SPP_S | 2035 | B2 | 25 | 0 | 4000 | 0 | 0 | 0 | 0 | 0 | 0 | 0 | 0 | 0 | 0 | 0
SPP_N_2_SPP_S | SPP_N | SPP_S | 2035 | B3 | 75 | 0 | 4000 | 0 | 0 | 0 | 0 | 0 | 0 | 0 | 0 | 0 | 0 | 0
SPP_N_2_SPP_S | SPP_N | SPP_S | 2035 | B4 | 100 | 0 | 4000 | 0 | 0 | 0 | 0 | 0 | 0 | 0 | 0 | 0 | 0 | 0
SPP_N_2_SPP_S | SPP_N | SPP_S | 2035 | B5 | 200 | 0 | 4000 | 0 | 0 | 0 | 0 | 0 | 0 | 0 | 0 | 0 | 0 | 0
SPP_N_2_SPP_S | SPP_N | SPP_S | 2035 | B6 | 300 | 0 | 4000 | 0 | 0 | 0 | 0 | 0 | 0 | 0 | 0 | 0 | 0 | 0
SPP_N_2_SPP_S | SPP_N | SPP_S | 2035 | B7 | 400 | 0 | 4000 | 0 | 0 | 0 | 0 | 0 | 0 | 0 | 0 | 0 | 0 | 0
SPP_N_2_SPP_S | SPP_N | SPP_S | 2035 | B8 | 500 | 0 | 4000 | 0 | 0 | 0 | 0 | 0 | 0 | 0 | 0 | 0 | 0 | 0
SPP_N_2_SPP_S | SPP_N | SPP_S | 2035 | B9 | 800 | 0 | 4000 | 930.82 | 0 | 0 | 0 | 0 | 0 | 0 | 0 | 0 | 0 | 0
SPP_N_2_SPP_S | SPP_N | SPP_S | 2035 | B10 | 1262 | 0 | 4000 | 831.57 | 0 | 1143.36 | 0 | 0 | 0 | 0 | 0 | 0 | 0 | 0
SPP_N_2_SPP_S | SPP_N | SPP_S | 2035 | B11 | 25 | 0 | 4000 | 0 | 0 | 0 | 0 | 0 | 0 | 0 | 0 | 0 | 0 | 0
SPP_N_2_SPP_S | SPP_N | SPP_S | 2035 | B12 | 200 | 0 | 4000 | 0 | 0 | 0 | 0 | 0 | 0 | 0 | 0 | 0 | 0 | 0
SPP_N_2_SPP_S | SPP_N | SPP_S | 2035 | B13 | 600 | 0 | 4000 | 0 | 0 | 0 | 0 | 0 | 0 | 0 | 0 | 0 | 0 | 0
SPP_N_2_SPP_S | SPP_N | SPP_S | 2035 | B14 | 900 | 0 | 4000 | 0 | 0 | 0 | 0 | 0 | 0 | 0 | 0 | 0 | 0 | 0
SPP_N_2_SPP_S | SPP_N | SPP_S | 2035 | B15 | 1203 | 0 | 4000 | 0 | 0 | 0 | 0 | 0 | 0 | 0 | 0 | 0 | 0 | 0
SPP_N_2_SPP_S | SPP_N | SPP_S | 2035 | B16 | 25 | 0 | 4000 | 0 | 0 | 0 | 0 | 0 | 0 | 0 | 0 | 0 | 0 | 0
SPP_N_2_SPP_S | SPP_N | SPP_S | 2035 | B17 | 100 | 0 | 4000 | 0 | 0 | 0 | 0 | 0 | 0 | 0 | 0 | 0 | 0 | 0
SPP_N_2_SPP_S | SPP_N | SPP_S | 2035 | B18 | 400 | 0 | 4000 | 0 | 0 | 0 | 0 | 0 | 0 | 0 | 0 | 0 | 0 | 0
SPP_N_2_SPP_S | SPP_N | SPP_S | 2035 | B19 | 700 | 0 | 4000 | 0 | 0 | 0 | 0 | 0 | 0 | 0 | 0 | 0 | 0 | 0
SPP_N_2_SPP_S | SPP_N | SPP_S | 2035 | B20 | 935 | 0 | 4000 | 0 | 0 | 0 | 0 | 0 | 0 | 0 | 0 | 0 | 0 | 0
SPP_N_2_SPP_S | SPP_N | SPP_S | 2040 | B1 | 10 | 0 | 4000 | 0 | 0 | 0 | 0 | 0 | 0 | 0 | 0 | 0 | 0 | 0
SPP_N_2_SPP_S | SPP_N | SPP_S | 2040 | B2 | 25 | 0 | 4000 | 0 | 0 | 0 | 0 | 0 | 0 | 0 | 0 | 0 | 0 | 0
SPP_N_2_SPP_S | SPP_N | SPP_S | 2040 | B3 | 75 | 0 | 4000 | 0 | 0 | 0 | 0 | 0 | 0 | 0 | 0 | 0 | 0 | 0
SPP_N_2_SPP_S | SPP_N | SPP_S | 2040 | B4 | 100 | 0 | 4000 | 0 | 0 | 0 | 0 | 0 | 0 | 0 | 0 | 0 | 0 | 0
SPP_N_2_SPP_S | SPP_N | SPP_S | 2040 | B5 | 200 | 0 | 4000 | 0 | 0 | 0 | 0 | 0 | 0 | 0 | 0 | 0 | 0 | 0
SPP_N_2_SPP_S | SPP_N | SPP_S | 2040 | B6 | 300 | 0 | 4000 | 13.3 | 0 | 0 | 0 | 0 | 0 | 0 | 0 | 0 | 0 | 0
SPP_N_2_SPP_S | SPP_N | SPP_S | 2040 | B7 | 400 | 0 | 4000 | 0 | 0 | 0 | 0 | 0 | 0 | 0 | 0 | 0 | 0 | 0
SPP_N_2_SPP_S | SPP_N | SPP_S | 2040 | B8 | 500 | 0 | 4000 | 95.18 | 0 | 53.57 | 0 | 0 | 0 | 0 | 0 | 0 | 0 | 0
SPP_N_2_SPP_S | SPP_N | SPP_S | 2040 | B9 | 800 | 0 | 4000 | 2905.37 | 0 | 2403.8 | 0 | 0 | 0 | 0 | 0 | 0 | 0 | 0
SPP_N_2_SPP_S | SPP_N | SPP_S | 2040 | B10 | 1262 | 0 | 4000 | 1835.71 | 0 | 3202.99 | 0 | 0 | 0 | 0 | 0 | 0 | 0 | 0
SPP_N_2_SPP_S | SPP_N | SPP_S | 2040 | B11 | 25 | 0 | 4000 | 0 | 0 | 0 | 0 | 0 | 0 | 0 | 0 | 0 | 0 | 0
SPP_N_2_SPP_S | SPP_N | SPP_S | 2040 | B12 | 200 | 0 | 4000 | 0 | 0 | 0 | 0 | 0 | 0 | 0 | 0 | 0 | 0 | 0
SPP_N_2_SPP_S | SPP_N | SPP_S | 2040 | B13 | 600 | 0 | 4000 | 811.86 | 0 | 0 | 0 | 0 | 0 | 0 | 0 | 0 | 0 | 0
SPP_N_2_SPP_S | SPP_N | SPP_S | 2040 | B14 | 900 | 0 | 4000 | 0 | 0 | 0 | 0 | 0 | 0 | 0 | 0 | 0 | 0 | 0
SPP_N_2_SPP_S | SPP_N | SPP_S | 2040 | B15 | 1203 | 0 | 4000 | 656.41 | 0 | 669.85 | 0 | 0 | 0 | 0 | 0 | 0 | 0 | 0
SPP_N_2_SPP_S | SPP_N | SPP_S | 2040 | B16 | 25 | 0 | 4000 | 0 | 0 | 0 | 0 | 0 | 0 | 0 | 0 | 0 | 0 | 0
SPP_N_2_SPP_S | SPP_N | SPP_S | 2040 | B17 | 100 | 0 | 4000 | 0 | 0 | 0 | 0 | 0 | 0 | 0 | 0 | 0 | 0 | 0
SPP_N_2_SPP_S | SPP_N | SPP_S | 2040 | B18 | 400 | 0 | 4000 | 0 | 0 | 0 | 0 | 0 | 0 | 0 | 0 | 0 | 0 | 0
SPP_N_2_SPP_S | SPP_N | SPP_S | 2040 | B19 | 700 | 0 | 4000 | 0 | 0 | 0 | 0 | 0 | 0 | 0 | 0 | 0 | 0 | 0
SPP_N_2_SPP_S | SPP_N | SPP_S | 2040 | B20 | 935 | 0 | 4000 | 758.57 | 0 | 663.97 | 0 | 0 | 0 | 0 | 0 | 0 | 0 | 0
SPP_N_2_SPP_S | SPP_N | SPP_S | 2045 | B1 | 10 | 0 | 4000 | 0 | 0 | 0 | 0 | 0 | 0 | 0 | 0 | 0 | 0 | 1.451
SPP_N_2_SPP_S | SPP_N | SPP_S | 2045 | B2 | 25 | 0 | 4000 | 0 | 0 | 0 | 0 | 0 | 0 | 0 | 0 | 0 | 0 | 1.451
SPP_N_2_SPP_S | SPP_N | SPP_S | 2045 | B3 | 75 | 0 | 4000 | 0 | 0 | 0 | 0 | 0 | 0 | 0 | 0 | 0 | 0 | 1.451
SPP_N_2_SPP_S | SPP_N | SPP_S | 2045 | B4 | 100 | 0 | 4000 | 0 | 0 | 0 | 0 | 0 | 0 | 0 | 0 | 0 | 0 | 1.451
SPP_N_2_SPP_S | SPP_N | SPP_S | 2045 | B5 | 200 | 0 | 4000 | 0 | 0 | 0 | 0 | 0 | 0 | 0 | 0 | 0 | 0 | 1.451
SPP_N_2_SPP_S | SPP_N | SPP_S | 2045 | B6 | 300 | 0 | 4000 | 1905.71 | 0 | 1412.85 | 0 | 0 | 0 | 0 | 0 | 0 | 0 | 1.451
SPP_N_2_SPP_S | SPP_N | SPP_S | 2045 | B7 | 400 | 0 | 4000 | 1914.52 | 0 | 1824.88 | 0 | 0 | 0 | 0 | 0 | 0 | 0 | 1.451
SPP_N_2_SPP_S | SPP_N | SPP_S | 2045 | B8 | 500 | 0 | 4000 | 3849.99 | 0 | 3414.18 | 0 | 0 | 0 | 0 | 0 | 0 | 0 | 1.451
SPP_N_2_SPP_S | SPP_N | SPP_S | 2045 | B9 | 800 | 0 | 4000 | 4000 | 0 | 4000 | 0 | 0 | 4.38 | 0 | 0.9496 | 1.6993 | 0 | 1.451
SPP_N_2_SPP_S | SPP_N | SPP_S | 2045 | B10 | 1262 | 0 | 4000 | 4000 | 0 | 4000 | 0 | 1436.56 | 6.7066 | 0 | 1.4125 | 4.1046 | 0 | 1.451
SPP_N_2_SPP_S | SPP_N | SPP_S | 2045 | B11 | 25 | 0 | 4000 | 0 | 0 | 0 | 0 | 0 | 0 | 0 | 0 | 0 | 0 | 1.451
SPP_N_2_SPP_S | SPP_N | SPP_S | 2045 | B12 | 200 | 0 | 4000 | 0 | 0 | 587.72 | 0 | 0 | 0 | 0 | 0 | 0 | 0 | 1.451
SPP_N_2_SPP_S | SPP_N | SPP_S | 2045 | B13 | 600 | 0 | 4000 | 2030.07 | 0 | 1851.79 | 0 | 0 | 0 | 0 | 0 | 0 | 0 | 1.451
SPP_N_2_SPP_S | SPP_N | SPP_S | 2045 | B14 | 900 | 0 | 4000 | 0 | 0 | 903.88 | 0 | 0 | 0 | 0 | 0 | 0 | 0 | 1.451
SPP_N_2_SPP_S | SPP_N | SPP_S | 2045 | B15 | 1203 | 0 | 4000 | 777.24 | 0 | 3311.41 | 0 | 0 | 0 | 0 | 0 | 0 | 0 | 1.451
SPP_N_2_SPP_S | SPP_N | SPP_S | 2045 | B16 | 25 | 0 | 4000 | 0 | 0 | 0 | 0 | 0 | 0 | 0 | 0 | 0 | 0 | 1.451
SPP_N_2_SPP_S | SPP_N | SPP_S | 2045 | B17 | 100 | 0 | 4000 | 1852.44 | 0 | 1074.58 | 0 | 0 | 0 | 0 | 0 | 0 | 0 | 1.451
SPP_N_2_SPP_S | SPP_N | SPP_S | 2045 | B18 | 400 | 0 | 4000 | 1710.72 | 0 | 1642.58 | 0 | 0 | 0 | 0 | 0 | 0 | 0 | 1.451
SPP_N_2_SPP_S | SPP_N | SPP_S | 2045 | B19 | 700 | 0 | 4000 | 2315.22 | 0 | 1427.58 | 0 | 0 | 0 | 0 | 0 | 0 | 0 | 1.451
SPP_N_2_SPP_S | SPP_N | SPP_S | 2045 | B20 | 935 | 0 | 4000 | 2904.82 | 0 | 4000 | 0 | 0 | 0 | 0 | 0.03561 | 0 | 0 | 1.451
SPP_N_2_SPP_S | SPP_N | SPP_S | 2050 | B1 | 10 | 0 | 4000 | 0 | 0 | 0 | 0 | 0 | 0 | 0 | 0 | 0 | 0 | 0.88899
SPP_N_2_SPP_S | SPP_N | SPP_S | 2050 | B2 | 25 | 0 | 4000 | 0 | 0 | 0 | 0 | 0 | 0 | 0 | 0 | 0 | 0 | 0.88899
SPP_N_2_SPP_S | SPP_N | SPP_S | 2050 | B3 | 75 | 0 | 4000 | 0 | 0 | 0 | 0 | 0 | 0 | 0 | 0 | 0 | 0 | 0.88899
SPP_N_2_SPP_S | SPP_N | SPP_S | 2050 | B4 | 100 | 0 | 4000 | 0 | 0 | 0 | 0 | 0 | 0 | 0 | 0 | 0 | 0 | 0.88899
SPP_N_2_SPP_S | SPP_N | SPP_S | 2050 | B5 | 200 | 0 | 4000 | 0 | 0 | 0 | 0 | 0 | 0 | 0 | 0 | 0 | 0 | 0.88899
SPP_N_2_SPP_S | SPP_N | SPP_S | 2050 | B6 | 300 | 0 | 4000 | 1771.49 | 0 | 1590.96 | 0 | 0 | 0 | 0 | 0 | 0 | 0 | 0.88899
SPP_N_2_SPP_S | SPP_N | SPP_S | 2050 | B7 | 400 | 0 | 4000 | 1166.69 | 0 | 1562.4 | 0 | 0 | 0 | 0 | 0 | 0 | 0 | 0.88899
SPP_N_2_SPP_S | SPP_N | SPP_S | 2050 | B8 | 500 | 0 | 4000 | 3689.07 | 0 | 4000 | 0 | 0 | 0 | 0 | 0.80716 | 0 | 0 | 0.88899
SPP_N_2_SPP_S | SPP_N | SPP_S | 2050 | B9 | 800 | 0 | 4000 | 4000 | 0 | 4000 | 0 | 0 | 2.9675 | 0 | 0.22553 | 1.1513 | 0 | 0.88899
SPP_N_2_SPP_S | SPP_N | SPP_S | 2050 | B10 | 1262 | 0 | 4000 | 4000 | 0 | 4000 | 0 | 2638.47 | 3.929 | 0 | 1.2701 | 2.4046 | 0 | 0.88899
SPP_N_2_SPP_S | SPP_N | SPP_S | 2050 | B11 | 25 | 0 | 4000 | 0 | 0 | 0 | 0 | 0 | 0 | 0 | 0 | 0 | 0 | 0.88899
SPP_N_2_SPP_S | SPP_N | SPP_S | 2050 | B12 | 200 | 0 | 4000 | 0 | 0 | 0 | 0 | 0 | 0 | 0 | 0 | 0 | 0 | 0.88899
SPP_N_2_SPP_S | SPP_N | SPP_S | 2050 | B13 | 600 | 0 | 4000 | 1135.69 | 0 | 1327.77 | 0 | 0 | 0 | 0 | 0 | 0 | 0 | 0.88899
SPP_N_2_SPP_S | SPP_N | SPP_S | 2050 | B14 | 900 | 0 | 4000 | 0 | 0 | 0 | 0 | 0 | 0 | 0 | 0 | 0 | 0 | 0.88899
SPP_N_2_SPP_S | SPP_N | SPP_S | 2050 | B15 | 1203 | 0 | 4000 | 1712.98 | 0 | 2332.93 | 0 | 0 | 0 | 0 | 0 | 0 | 0 | 0.88899
SPP_N_2_SPP_S | SPP_N | SPP_S | 2050 | B16 | 25 | 0 | 4000 | 0 | 0 | 0 | 0 | 0 | 0 | 0 | 0 | 0 | 0 | 0.88899
SPP_N_2_SPP_S | SPP_N | SPP_S | 2050 | B17 | 100 | 0 | 4000 | 342.18 | 0 | 799.27 | 0 | 0 | 0 | 0 | 0 | 0 | 0 | 0.88899
SPP_N_2_SPP_S | SPP_N | SPP_S | 2050 | B18 | 400 | 0 | 4000 | 1308.29 | 0 | 2070.86 | 0 | 0 | 0 | 0 | 0 | 0 | 0 | 0.88899
SPP_N_2_SPP_S | SPP_N | SPP_S | 2050 | B19 | 700 | 0 | 4000 | 1580.88 | 0 | 2312.84 | 0 | 0 | 0 | 0 | 0 | 0 | 0 | 0.88899
SPP_N_2_SPP_S | SPP_N | SPP_S | 2050 | B20 | 935 | 0 | 4000 | 2561.28 | 0 | 2658.05 | 0 | 0 | 0 | 0 | 0 | 0 | 0 | 0.88899
SPP_S_2_ENT | SPP_S | ENT | 2015 | B1 | 10 | 0 | 850 | 0 | 0 | 0 | 0 | 0 | 0 | 0 | 0 | 0 | 0 | 0
SPP_S_2_ENT | SPP_S | ENT | 2015 | B2 | 25 | 0 | 850 | 0 | 0 | 0 | 0 | 0 | 0 | 0 | 0 | 0 | 0 | 0
SPP_S_2_ENT | SPP_S | ENT | 2015 | B3 | 75 | 0 | 850 | 0 | 0 | 0 | 0 | 0 | 0 | 0 | 0 | 0 | 0 | 0
SPP_S_2_ENT | SPP_S | ENT | 2015 | B4 | 100 | 0 | 850 | 400.55 | 0 | 0 | 0 | 0 | 0 | 0 | 0 | 0 | 0 | 0
SPP_S_2_ENT | SPP_S | ENT | 2015 | B5 | 200 | 0 | 850 | 0 | 0 | 0 | 0 | 0 | 0 | 0 | 0 | 0 | 0 | 0
SPP_S_2_ENT | SPP_S | ENT | 2015 | B6 | 300 | 0 | 850 | 0 | 0 | 0 | 0 | 0 | 0 | 0 | 0 | 0 | 0 | 0
SPP_S_2_ENT | SPP_S | ENT | 2015 | B7 | 400 | 0 | 850 | 0 | 0 | 0 | 0 | 0 | 0 | 0 | 0 | 0 | 0 | 0
SPP_S_2_ENT | SPP_S | ENT | 2015 | B8 | 500 | 0 | 850 | 0 | 0 | 0 | 0 | 0 | 0 | 0 | 0 | 0 | 0 | 0
SPP_S_2_ENT | SPP_S | ENT | 2015 | B9 | 800 | 0 | 850 | 0 | 0 | 0 | 0 | 0 | 0 | 0 | 0 | 0 | 0 | 0
SPP_S_2_ENT | SPP_S | ENT | 2015 | B10 | 1262 | 0 | 850 | 0 | 0 | 0 | 0 | 0 | 0 | 0 | 0 | 0 | 0 | 0
SPP_S_2_ENT | SPP_S | ENT | 2015 | B11 | 25 | 0 | 850 | 0 | 0 | 0 | 0 | 0 | 0 | 0 | 0 | 0 | 0 | 0
SPP_S_2_ENT | SPP_S | ENT | 2015 | B12 | 200 | 0 | 850 | 0 | 0 | 0 | 0 | 0 | 0 | 0 | 0 | 0 | 0 | 0
SPP_S_2_ENT | SPP_S | ENT | 2015 | B13 | 600 | 0 | 850 | 0 | 0 | 0 | 0 | 0 | 0 | 0 | 0 | 0 | 0 | 0
SPP_S_2_ENT | SPP_S | ENT | 2015 | B14 | 900 | 0 | 850 | 0 | 0 | 0 | 0 | 0 | 0 | 0 | 0 | 0 | 0 | 0
SPP_S_2_ENT | SPP_S | ENT | 2015 | B15 | 1203 | 0 | 850 | 0 | 0 | 0 | 0 | 0 | 0 | 0 | 0 | 0 | 0 | 0
SPP_S_2_ENT | SPP_S | ENT | 2015 | B16 | 25 | 0 | 850 | 0 | 0 | 0 | 0 | 0 | 0 | 0 | 0 | 0 | 0 | 0
SPP_S_2_ENT | SPP_S | ENT | 2015 | B17 | 100 | 0 | 850 | 0 | 0 | 0 | 0 | 0 | 0 | 0 | 0 | 0 | 0 | 0
SPP_S_2_ENT | SPP_S | ENT | 2015 | B18 | 400 | 0 | 850 | 0 | 0 | 0 | 0 | 0 | 0 | 0 | 0 | 0 | 0 | 0
SPP_S_2_ENT | SPP_S | ENT | 2015 | B19 | 700 | 0 | 850 | 0 | 0 | 0 | 0 | 0 | 0 | 0 | 0 | 0 | 0 | 0
SPP_S_2_ENT | SPP_S | ENT | 2015 | B20 | 935 | 0 | 850 | 0 | 0 | 0 | 0 | 0 | 0 | 0 | 0 | 0 | 0 | 0
SPP_S_2_ENT | SPP_S | ENT | 2020 | B1 | 10 | 0 | 850 | 0 | 0 | 0 | 0 | 0 | 0 | 0 | 0 | 0 | 0 | 0
SPP_S_2_ENT | SPP_S | ENT | 2020 | B2 | 25 | 0 | 850 | 0 | 0 | 0 | 0 | 0 | 0 | 0 | 0 | 0 | 0 | 0
SPP_S_2_ENT | SPP_S | ENT | 2020 | B3 | 75 | 0 | 850 | 0 | 0 | 0 | 0 | 0 | 0 | 0 | 0 | 0 | 0 | 0
SPP_S_2_ENT | SPP_S | ENT | 2020 | B4 | 100 | 0 | 850 | 150.84 | 0 | 0 | 0 | 0 | 0 | 0 | 0 | 0 | 0 | 0
SPP_S_2_ENT | SPP_S | ENT | 2020 | B5 | 200 | 0 | 850 | 0 | 0 | 0 | 0 | 0 | 0 | 0 | 0 | 0 | 0 | 0
SPP_S_2_ENT | SPP_S | ENT | 2020 | B6 | 300 | 0 | 850 | 0 | 0 | 0 | 0 | 0 | 0 | 0 | 0 | 0 | 0 | 0
SPP_S_2_ENT | SPP_S | ENT | 2020 | B7 | 400 | 0 | 850 | 0 | 0 | 0 | 0 | 0 | 0 | 0 | 0 | 0 | 0 | 0
SPP_S_2_ENT | SPP_S | ENT | 2020 | B8 | 500 | 0 | 850 | 0 | 0 | 0 | 0 | 0 | 0 | 0 | 0 | 0 | 0 | 0
SPP_S_2_ENT | SPP_S | ENT | 2020 | B9 | 800 | 0 | 850 | 0 | 0 | 0 | 0 | 0 | 0 | 0 | 0 | 0 | 0 | 0
SPP_S_2_ENT | SPP_S | ENT | 2020 | B10 | 1262 | 0 | 850 | 0 | 0 | 0 | 0 | 0 | 0 | 0 | 0 | 0 | 0 | 0
SPP_S_2_ENT | SPP_S | ENT | 2020 | B11 | 25 | 0 | 850 | 0 | 0 | 0 | 0 | 0 | 0 | 0 | 0 | 0 | 0 | 0
SPP_S_2_ENT | SPP_S | ENT | 2020 | B12 | 200 | 0 | 850 | 0 | 0 | 0 | 0 | 0 | 0 | 0 | 0 | 0 | 0 | 0
SPP_S_2_ENT | SPP_S | ENT | 2020 | B13 | 600 | 0 | 850 | 0 | 0 | 0 | 0 | 0 | 0 | 0 | 0 | 0 | 0 | 0
SPP_S_2_ENT | SPP_S | ENT | 2020 | B14 | 900 | 0 | 850 | 0 | 0 | 0 | 0 | 0 | 0 | 0 | 0 | 0 | 0 | 0
SPP_S_2_ENT | SPP_S | ENT | 2020 | B15 | 1203 | 0 | 850 | 0 | 0 | 0 | 0 | 0 | 0 | 0 | 0 | 0 | 0 | 0
SPP_S_2_ENT | SPP_S | ENT | 2020 | B16 | 25 | 0 | 850 | 0 | 0 | 0 | 0 | 0 | 0 | 0 | 0 | 0 | 0 | 0
SPP_S_2_ENT | SPP_S | ENT | 2020 | B17 | 100 | 0 | 850 | 0 | 0 | 0 | 0 | 0 | 0 | 0 | 0 | 0 | 0 | 0
SPP_S_2_ENT | SPP_S | ENT | 2020 | B18 | 400 | 0 | 850 | 0 | 0 | 0 | 0 | 0 | 0 | 0 | 0 | 0 | 0 | 0
SPP_S_2_ENT | SPP_S | ENT | 2020 | B19 | 700 | 0 | 850 | 0 | 0 | 0 | 0 | 0 | 0 | 0 | 0 | 0 | 0 | 0
SPP_S_2_ENT | SPP_S | ENT | 2020 | B20 | 935 | 0 | 850 | 0 | 0 | 0 | 0 | 0 | 0 | 0 | 0 | 0 | 0 | 0
SPP_S_2_ENT | SPP_S | ENT | 2025 | B1 | 10 | 0 | 850 | 502.36 | 0 | 575.07 | 0 | 0 | 0 | 0 | 0 | 0 | 0 | 0.28191
SPP_S_2_ENT | SPP_S | ENT | 2025 | B2 | 25 | 0 | 850 | 0 | 0 | 0 | 0 | 0 | 0 | 0 | 0 | 0 | 0 | 0.28191
SPP_S_2_ENT | SPP_S | ENT | 2025 | B3 | 75 | 0 | 850 | 0 | 0 | 0 | 0 | 0 | 0 | 0 | 0 | 0 | 0 | 0.28191
SPP_S_2_ENT | SPP_S | ENT | 2025 | B4 | 100 | 0 | 850 | 0 | 0 | 0 | 0 | 0 | 0 | 0 | 0 | 0 | 0 | 0.28191
SPP_S_2_ENT | SPP_S | ENT | 2025 | B5 | 200 | 0 | 850 | 850 | 0 | 65.72 | 0 | 0 | 1.1277 | 0 | 0 | 1.1277 | 0 | 0.28191
SPP_S_2_ENT | SPP_S | ENT | 2025 | B6 | 300 | 0 | 850 | 0 | 0 | 0 | 0 | 0 | 0 | 0 | 0 | 0 | 0 | 0.28191
SPP_S_2_ENT | SPP_S | ENT | 2025 | B7 | 400 | 0 | 850 | 0 | 0 | 0 | 0 | 0 | 0 | 0 | 0 | 0 | 0 | 0.28191
SPP_S_2_ENT | SPP_S | ENT | 2025 | B8 | 500 | 0 | 850 | 0 | 0 | 0 | 0 | 0 | 0 | 0 | 0 | 0 | 0 | 0.28191
SPP_S_2_ENT | SPP_S | ENT | 2025 | B9 | 800 | 0 | 850 | 0 | 0 | 0 | 0 | 0 | 0 | 0 | 0 | 0 | 0 | 0.28191
SPP_S_2_ENT | SPP_S | ENT | 2025 | B10 | 1262 | 0 | 850 | 0 | 0 | 0 | 0 | 0 | 0 | 0 | 0 | 0 | 0 | 0.28191
SPP_S_2_ENT | SPP_S | ENT | 2025 | B11 | 25 | 0 | 850 | 434.44 | 0 | 0 | 0 | 0 | 0 | 0 | 0 | 0 | 0 | 0.28191
SPP_S_2_ENT | SPP_S | ENT | 2025 | B12 | 200 | 0 | 850 | 0 | 0 | 0 | 0 | 0 | 0 | 0 | 0 | 0 | 0 | 0.28191
SPP_S_2_ENT | SPP_S | ENT | 2025 | B13 | 600 | 0 | 850 | 0 | 0 | 0 | 0 | 0 | 0 | 0 | 0 | 0 | 0 | 0.28191
SPP_S_2_ENT | SPP_S | ENT | 2025 | B14 | 900 | 0 | 850 | 0 | 0 | 0 | 0 | 0 | 0 | 0 | 0 | 0 | 0 | 0.28191
SPP_S_2_ENT | SPP_S | ENT | 2025 | B15 | 1203 | 0 | 850 | 0 | 0 | 0 | 0 | 0 | 0 | 0 | 0 | 0 | 0 | 0.28191
SPP_S_2_ENT | SPP_S | ENT | 2025 | B16 | 25 | 0 | 850 | 0 | 0 | 0 | 0 | 0 | 0 | 0 | 0 | 0 | 0 | 0.28191
SPP_S_2_ENT | SPP_S | ENT | 2025 | B17 | 100 | 0 | 850 | 0 | 0 | 0 | 0 | 0 | 0 | 0 | 0 | 0 | 0 | 0.28191
SPP_S_2_ENT | SPP_S | ENT | 2025 | B18 | 400 | 0 | 850 | 0 | 0 | 0 | 0 | 0 | 0 | 0 | 0 | 0 | 0 | 0.28191
SPP_S_2_ENT | SPP_S | ENT | 2025 | B19 | 700 | 0 | 850 | 0 | 0 | 0 | 0 | 0 | 0 | 0 | 0 | 0 | 0 | 0.28191
SPP_S_2_ENT | SPP_S | ENT | 2025 | B20 | 935 | 0 | 850 | 0 | 0 | 0 | 0 | 0 | 0 | 0 | 0 | 0 | 0 | 0.28191
SPP_S_2_ENT | SPP_S | ENT | 2030 | B1 | 10 | 0 | 850 | 850 | 0 | 426.11 | 0 | 0 | 1.6143 | 0 | 0 | 0.076872 | 0 | 0.43749
SPP_S_2_ENT | SPP_S | ENT | 2030 | B2 | 25 | 0 | 850 | 0 | 0 | 0 | 0 | 0 | 0 | 0 | 0 | 0 | 0 | 0.43749
SPP_S_2_ENT | SPP_S | ENT | 2030 | B3 | 75 | 0 | 850 | 0 | 0 | 0 | 0 | 0 | 0 | 0 | 0 | 0 | 0 | 0.43749
SPP_S_2_ENT | SPP_S | ENT | 2030 | B4 | 100 | 0 | 850 | 0 | 0 | 0 | 0 | 0 | 0 | 0 | 0 | 0 | 0 | 0.43749
SPP_S_2_ENT | SPP_S | ENT | 2030 | B5 | 200 | 0 | 850 | 850 | 0 | 0 | 0 | 0 | 1.7568 | 0 | 0 | 1.6731 | 0 | 0.43749
SPP_S_2_ENT | SPP_S | ENT | 2030 | B6 | 300 | 0 | 850 | 0 | 0 | 0 | 0 | 0 | 0 | 0 | 0 | 0 | 0 | 0.43749
SPP_S_2_ENT | SPP_S | ENT | 2030 | B7 | 400 | 0 | 850 | 0 | 0 | 0 | 0 | 0 | 0 | 0 | 0 | 0 | 0 | 0.43749
SPP_S_2_ENT | SPP_S | ENT | 2030 | B8 | 500 | 0 | 850 | 0 | 0 | 0 | 0 | 0 | 0 | 0 | 0 | 0 | 0 | 0.43749
SPP_S_2_ENT | SPP_S | ENT | 2030 | B9 | 800 | 0 | 850 | 0 | 0 | 0 | 0 | 0 | 0 | 0 | 0 | 0 | 0 | 0.43749
SPP_S_2_ENT | SPP_S | ENT | 2030 | B10 | 1262 | 0 | 850 | 0 | 0 | 0 | 0 | 0 | 0 | 0 | 0 | 0 | 0 | 0.43749
SPP_S_2_ENT | SPP_S | ENT | 2030 | B11 | 25 | 0 | 850 | 452.7 | 0 | 0 | 0 | 0 | 0 | 0 | 0 | 0 | 0 | 0.43749
SPP_S_2_ENT | SPP_S | ENT | 2030 | B12 | 200 | 0 | 850 | 0 | 0 | 0 | 0 | 0 | 0 | 0 | 0 | 0 | 0 | 0.43749
SPP_S_2_ENT | SPP_S | ENT | 2030 | B13 | 600 | 0 | 850 | 0 | 0 | 0 | 0 | 0 | 0 | 0 | 0 | 0 | 0 | 0.43749
SPP_S_2_ENT | SPP_S | ENT | 2030 | B14 | 900 | 0 | 850 | 0 | 0 | 0 | 0 | 0 | 0 | 0 | 0 | 0 | 0 | 0.43749
SPP_S_2_ENT | SPP_S | ENT | 2030 | B15 | 1203 | 0 | 850 | 0 | 0 | 0 | 0 | 0 | 0 | 0 | 0 | 0 | 0 | 0.43749
SPP_S_2_ENT | SPP_S | ENT | 2030 | B16 | 25 | 0 | 850 | 0 | 0 | 0 | 0 | 0 | 0 | 0 | 0 | 0 | 0 | 0.43749
SPP_S_2_ENT | SPP_S | ENT | 2030 | B17 | 100 | 0 | 850 | 0 | 0 | 0 | 0 | 0 | 0 | 0 | 0 | 0 | 0 | 0.43749
SPP_S_2_ENT | SPP_S | ENT | 2030 | B18 | 400 | 0 | 850 | 0 | 0 | 0 | 0 | 0 | 0 | 0 | 0 | 0 | 0 | 0.43749
SPP_S_2_ENT | SPP_S | ENT | 2030 | B19 | 700 | 0 | 850 | 0 | 0 | 0 | 0 | 0 | 0 | 0 | 0 | 0 | 0 | 0.43749
SPP_S_2_ENT | SPP_S | ENT | 2030 | B20 | 935 | 0 | 850 | 0 | 0 | 0 | 0 | 0 | 0 | 0 | 0 | 0 | 0 | 0.43749
SPP_S_2_ENT | SPP_S | ENT | 2035 | B1 | 10 | 0 | 850 | 850 | 0 | 850 | 0 | 0 | 22.8379 | 0 | 1.009 | 0.069248 | 0 | 0.56179
SPP_S_2_ENT | SPP_S | ENT | 2035 | B2 | 25 | 0 | 850 | 850 | 0 | 295 | 0 | 0 | 9.7215 | 0 | 0 | 0.073693 | 0 | 0.56179
SPP_S_2_ENT | SPP_S | ENT | 2035 | B3 | 75 | 0 | 850 | 850 | 0 | 0 | 0 | 0 | 3.466 | 0 | 0 | 0.078821 | 0 | 0.56179
SPP_S_2_ENT | SPP_S | ENT | 2035 | B4 | 100 | 0 | 850 | 850 | 0 | 257.59 | 0 | 0 | 3.466 | 0 | 0 | 0.1051 | 0 | 0.56179
SPP_S_2_ENT | SPP_S | ENT | 2035 | B5 | 200 | 0 | 850 | 850 | 0 | 397.01 | 0 | 0 | 3.466 | 0 | 0 | 0.21019 | 0 | 0.56179
SPP_S_2_ENT | SPP_S | ENT | 2035 | B6 | 300 | 0 | 850 | 0 | 0 | 0 | 0 | 0 | 0 | 0 | 0 | 0 | 0 | 0.56179
SPP_S_2_ENT | SPP_S | ENT | 2035 | B7 | 400 | 0 | 850 | 0 | 0 | 0 | 0 | 0 | 0 | 0 | 0 | 0 | 0 | 0.56179
SPP_S_2_ENT | SPP_S | ENT | 2035 | B8 | 500 | 0 | 850 | 0 | 0 | 0 | 0 | 0 | 0 | 0 | 0 | 0 | 0 | 0.56179
SPP_S_2_ENT | SPP_S | ENT | 2035 | B9 | 800 | 0 | 850 | 0 | 0 | 0 | 0 | 0 | 0 | 0 | 0 | 0 | 0 | 0.56179
SPP_S_2_ENT | SPP_S | ENT | 2035 | B10 | 1262 | 0 | 850 | 0 | 0 | 0 | 0 | 0 | 0 | 0 | 0 | 0 | 0 | 0.56179
SPP_S_2_ENT | SPP_S | ENT | 2035 | B11 | 25 | 0 | 850 | 850 | 0 | 0 | 0 | 0 | 0.85464 | 0 | 0 | 0.0064785 | 0 | 0.56179
SPP_S_2_ENT | SPP_S | ENT | 2035 | B12 | 200 | 0 | 850 | 0 | 0 | 0 | 0 | 0 | 0 | 0 | 0 | 0 | 0 | 0.56179
SPP_S_2_ENT | SPP_S | ENT | 2035 | B13 | 600 | 0 | 850 | 0 | 0 | 0 | 0 | 0 | 0 | 0 | 0 | 0 | 0 | 0.56179
SPP_S_2_ENT | SPP_S | ENT | 2035 | B14 | 900 | 0 | 850 | 834.82 | 0 | 0 | 0 | 0 | 0 | 0 | 0 | 0 | 0 | 0.56179
SPP_S_2_ENT | SPP_S | ENT | 2035 | B15 | 1203 | 0 | 850 | 850 | 0 | 850 | 0 | 0 | 0.01187 | 0 | 0.01187 | 0.0043298 | 0 | 0.56179
SPP_S_2_ENT | SPP_S | ENT | 2035 | B16 | 25 | 0 | 850 | 850 | 0 | 850 | 0 | 0 | 14.1728 | 0 | 1.2582 | 0.10743 | 0 | 0.56179
SPP_S_2_ENT | SPP_S | ENT | 2035 | B17 | 100 | 0 | 850 | 0 | 0 | 0 | 0 | 0 | 0 | 0 | 0 | 0 | 0 | 0.56179
SPP_S_2_ENT | SPP_S | ENT | 2035 | B18 | 400 | 0 | 850 | 0 | 0 | 0 | 0 | 0 | 0 | 0 | 0 | 0 | 0 | 0.56179
SPP_S_2_ENT | SPP_S | ENT | 2035 | B19 | 700 | 0 | 850 | 850 | 0 | 850 | 0 | 0 | 1.8873 | 0 | 1.2582 | 0.40059 | 0 | 0.56179
SPP_S_2_ENT | SPP_S | ENT | 2035 | B20 | 935 | 0 | 850 | 850 | 0 | 850 | 0 | 0 | 4.202 | 0 | 4.8192 | 1.1913 | 0 | 0.56179
SPP_S_2_ENT | SPP_S | ENT | 2040 | B1 | 10 | 0 | 850 | 850 | 0 | 850 | 0 | 0 | 10.8017 | 0 | 1.5194 | 0.027018 | 0 | 1.0405
SPP_S_2_ENT | SPP_S | ENT | 2040 | B2 | 25 | 0 | 850 | 850 | 0 | 0 | 0 | 0 | 6.7659 | 0 | 0 | 0.042308 | 0 | 1.0405
SPP_S_2_ENT | SPP_S | ENT | 2040 | B3 | 75 | 0 | 850 | 850 | 0 | 0 | 0 | 0 | 4.0239 | 0 | 0 | 0.075486 | 0 | 1.0405
SPP_S_2_ENT | SPP_S | ENT | 2040 | B4 | 100 | 0 | 850 | 850 | 0 | 644.32 | 0 | 0 | 4.7243 | 0 | 0 | 0.11817 | 0 | 1.0405
SPP_S_2_ENT | SPP_S | ENT | 2040 | B5 | 200 | 0 | 850 | 775.14 | 0 | 0 | 0 | 0 | 0 | 0 | 0 | 0 | 0 | 1.0405
SPP_S_2_ENT | SPP_S | ENT | 2040 | B6 | 300 | 0 | 850 | 0 | 0 | 0 | 0 | 0 | 0 | 0 | 0 | 0 | 0 | 1.0405
SPP_S_2_ENT | SPP_S | ENT | 2040 | B7 | 400 | 0 | 850 | 0 | 0 | 0 | 0 | 0 | 0 | 0 | 0 | 0 | 0 | 1.0405
SPP_S_2_ENT | SPP_S | ENT | 2040 | B8 | 500 | 0 | 850 | 0 | 0 | 0 | 0 | 0 | 0 | 0 | 0 | 0 | 0 | 1.0405
SPP_S_2_ENT | SPP_S | ENT | 2040 | B9 | 800 | 0 | 850 | 0 | 0 | 0 | 0 | 0 | 0 | 0 | 0 | 0 | 0 | 1.0405
SPP_S_2_ENT | SPP_S | ENT | 2040 | B10 | 1262 | 0 | 850 | 0 | 0 | 850 | 0 | 0 | 0 | 0 | 1.9586 | 0 | 0 | 1.0405
SPP_S_2_ENT | SPP_S | ENT | 2040 | B11 | 25 | 0 | 850 | 850 | 0 | 0 | 0 | 0 | 0.89025 | 0 | 0 | 0.0055668 | 0 | 1.0405
SPP_S_2_ENT | SPP_S | ENT | 2040 | B12 | 200 | 0 | 850 | 0 | 0 | 0 | 0 | 0 | 0 | 0 | 0 | 0 | 0 | 1.0405
SPP_S_2_ENT | SPP_S | ENT | 2040 | B13 | 600 | 0 | 850 | 0 | 0 | 0 | 0 | 0 | 0 | 0 | 0 | 0 | 0 | 1.0405
SPP_S_2_ENT | SPP_S | ENT | 2040 | B14 | 900 | 0 | 850 | 850 | 0 | 850 | 0 | 0 | 0.20179 | 0 | 0.77155 | 0.045425 | 0 | 1.0405
SPP_S_2_ENT | SPP_S | ENT | 2040 | B15 | 1203 | 0 | 850 | 850 | 0 | 850 | 0 | 0 | 6.3861 | 0 | 5.3534 | 1.9216 | 0 | 1.0405
SPP_S_2_ENT | SPP_S | ENT | 2040 | B16 | 25 | 0 | 850 | 850 | 0 | 850 | 0 | 0 | 14.3034 | 0 | 1.5194 | 0.089441 | 0 | 1.0405
SPP_S_2_ENT | SPP_S | ENT | 2040 | B17 | 100 | 0 | 850 | 0 | 0 | 0 | 0 | 0 | 0 | 0 | 0 | 0 | 0 | 1.0405
SPP_S_2_ENT | SPP_S | ENT | 2040 | B18 | 400 | 0 | 850 | 48.47 | 0 | 173.01 | 0 | 0 | 0 | 0 | 0 | 0 | 0 | 1.0405
SPP_S_2_ENT | SPP_S | ENT | 2040 | B19 | 700 | 0 | 850 | 850 | 0 | 850 | 0 | 0 | 0.01187 | 0 | 0.70033 | 0.0020783 | 0 | 1.0405
SPP_S_2_ENT | SPP_S | ENT | 2040 | B20 | 935 | 0 | 850 | 850 | 0 | 850 | 0 | 830.89 | 7.8461 | 0 | 5.6264 | 1.8349 | 0 | 1.0405
SPP_S_2_ENT | SPP_S | ENT | 2045 | B1 | 10 | 0 | 850 | 850 | 0 | 850 | 0 | 0 | 14.612 | 0 | 1.5194 | 0.028181 | 0 | 1.1347
SPP_S_2_ENT | SPP_S | ENT | 2045 | B2 | 25 | 0 | 850 | 850 | 0 | 639.54 | 0 | 0 | 0.81903 | 0 | 0 | 0.003949 | 0 | 1.1347
SPP_S_2_ENT | SPP_S | ENT | 2045 | B3 | 75 | 0 | 850 | 0 | 0 | 0 | 0 | 0 | 0 | 0 | 0 | 0 | 0 | 1.1347
SPP_S_2_ENT | SPP_S | ENT | 2045 | B4 | 100 | 0 | 850 | 850 | 0 | 850 | 0 | 0 | 5.0685 | 0 | 1.5194 | 0.097753 | 0 | 1.1347
SPP_S_2_ENT | SPP_S | ENT | 2045 | B5 | 200 | 0 | 850 | 472.59 | 0 | 0 | 0 | 0 | 0 | 0 | 0 | 0 | 0 | 1.1347
SPP_S_2_ENT | SPP_S | ENT | 2045 | B6 | 300 | 0 | 850 | 0 | 0 | 0 | 0 | 0 | 0 | 0 | 0 | 0 | 0 | 1.1347
SPP_S_2_ENT | SPP_S | ENT | 2045 | B7 | 400 | 0 | 850 | 0 | 0 | 0 | 0 | 0 | 0 | 0 | 0 | 0 | 0 | 1.1347
SPP_S_2_ENT | SPP_S | ENT | 2045 | B8 | 500 | 0 | 850 | 0 | 0 | 0 | 0 | 0 | 0 | 0 | 0 | 0 | 0 | 1.1347
SPP_S_2_ENT | SPP_S | ENT | 2045 | B9 | 800 | 0 | 850 | 0 | 0 | 251.85 | 0 | 0 | 0 | 0 | 0 | 0 | 0 | 1.1347
SPP_S_2_ENT | SPP_S | ENT | 2045 | B10 | 1262 | 0 | 850 | 850 | 0 | 850 | 0 | 0 | 1.4125 | 0 | 4.8904 | 0.3438 | 0 | 1.1347
SPP_S_2_ENT | SPP_S | ENT | 2045 | B11 | 25 | 0 | 850 | 850 | 0 | 134.02 | 0 | 0 | 0.01187 | 0 | 0 | 5.7232e-05 | 0 | 1.1347
SPP_S_2_ENT | SPP_S | ENT | 2045 | B12 | 200 | 0 | 850 | 0 | 0 | 0 | 0 | 0 | 0 | 0 | 0 | 0 | 0 | 1.1347
SPP_S_2_ENT | SPP_S | ENT | 2045 | B13 | 600 | 0 | 850 | 0 | 0 | 0 | 0 | 0 | 0 | 0 | 0 | 0 | 0 | 1.1347
SPP_S_2_ENT | SPP_S | ENT | 2045 | B14 | 900 | 0 | 850 | 850 | 0 | 850 | 0 | 0 | 0.01187 | 0 | 0.78342 | 0.0020604 | 0 | 1.1347
SPP_S_2_ENT | SPP_S | ENT | 2045 | B15 | 1203 | 0 | 850 | 850 | 0 | 850 | 0 | 2189.62 | 9.5079 | 0 | 6.0181 | 2.206 | 0 | 1.1347
SPP_S_2_ENT | SPP_S | ENT | 2045 | B16 | 25 | 0 | 850 | 850 | 0 | 850 | 0 | 0 | 10.8967 | 0 | 1.5194 | 0.052539 | 0 | 1.1347
SPP_S_2_ENT | SPP_S | ENT | 2045 | B17 | 100 | 0 | 850 | 0 | 0 | 0 | 0 | 0 | 0 | 0 | 0 | 0 | 0 | 1.1347
SPP_S_2_ENT | SPP_S | ENT | 2045 | B18 | 400 | 0 | 850 | 0 | 0 | 850 | 0 | 0 | 0 | 0 | 0.97334 | 0 | 0 | 1.1347
SPP_S_2_ENT | SPP_S | ENT | 2045 | B19 | 700 | 0 | 850 | 850 | 0 | 850 | 0 | 0 | 1.365 | 0 | 1.365 | 0.18429 | 0 | 1.1347
SPP_S_2_ENT | SPP_S | ENT | 2045 | B20 | 935 | 0 | 850 | 850 | 0 | 850 | 0 | 2497.11 | 8.9856 | 0 | 6.0181 | 1.6204 | 0 | 1.1347
SPP_S_2_ENT | SPP_S | ENT | 2050 | B1 | 10 | 0 | 850 | 850 | 0 | 850 | 0 | 0 | 11.6801 | 0 | 1.7805 | 0.0252 | 0 | 1.021
SPP_S_2_ENT | SPP_S | ENT | 2050 | B2 | 25 | 0 | 850 | 594.88 | 0 | 508.65 | 0 | 0 | 0 | 0 | 0 | 0 | 0 | 1.021
SPP_S_2_ENT | SPP_S | ENT | 2050 | B3 | 75 | 0 | 850 | 0 | 0 | 0 | 0 | 0 | 0 | 0 | 0 | 0 | 0 | 1.021
SPP_S_2_ENT | SPP_S | ENT | 2050 | B4 | 100 | 0 | 850 | 850 | 0 | 850 | 0 | 0 | 5.5433 | 0 | 0.92586 | 0.1196 | 0 | 1.021
SPP_S_2_ENT | SPP_S | ENT | 2050 | B5 | 200 | 0 | 850 | 318.41 | 0 | 0 | 0 | 0 | 0 | 0 | 0 | 0 | 0 | 1.021
SPP_S_2_ENT | SPP_S | ENT | 2050 | B6 | 300 | 0 | 850 | 0 | 0 | 0 | 0 | 0 | 0 | 0 | 0 | 0 | 0 | 1.021
SPP_S_2_ENT | SPP_S | ENT | 2050 | B7 | 400 | 0 | 850 | 0 | 0 | 0 | 0 | 0 | 0 | 0 | 0 | 0 | 0 | 1.021
SPP_S_2_ENT | SPP_S | ENT | 2050 | B8 | 500 | 0 | 850 | 0 | 0 | 0 | 0 | 0 | 0 | 0 | 0 | 0 | 0 | 1.021
SPP_S_2_ENT | SPP_S | ENT | 2050 | B9 | 800 | 0 | 850 | 0 | 0 | 189.24 | 0 | 0 | 0 | 0 | 0 | 0 | 0 | 1.021
SPP_S_2_ENT | SPP_S | ENT | 2050 | B10 | 1262 | 0 | 850 | 850 | 0 | 850 | 0 | 0 | 0.21366 | 0 | 1.3176 | 0.058175 | 0 | 1.021
SPP_S_2_ENT | SPP_S | ENT | 2050 | B11 | 25 | 0 | 850 | 76.13 | 0 | 0 | 0 | 0 | 0 | 0 | 0 | 0 | 0 | 1.021
SPP_S_2_ENT | SPP_S | ENT | 2050 | B12 | 200 | 0 | 850 | 0 | 0 | 0 | 0 | 0 | 0 | 0 | 0 | 0 | 0 | 1.021
SPP_S_2_ENT | SPP_S | ENT | 2050 | B13 | 600 | 0 | 850 | 0 | 0 | 0 | 0 | 0 | 0 | 0 | 0 | 0 | 0 | 1.021
SPP_S_2_ENT | SPP_S | ENT | 2050 | B14 | 900 | 0 | 850 | 792.67 | 0 | 850 | 0 | 0 | 0 | 0 | 0.26114 | 0 | 0 | 1.021
SPP_S_2_ENT | SPP_S | ENT | 2050 | B15 | 1203 | 0 | 850 | 850 | 0 | 850 | 0 | 0 | 7.4069 | 0 | 6.2911 | 1.9224 | 0 | 1.021
SPP_S_2_ENT | SPP_S | ENT | 2050 | B16 | 25 | 0 | 850 | 850 | 0 | 850 | 0 | 0 | 16.0364 | 0 | 1.7805 | 0.086496 | 0 | 1.021
SPP_S_2_ENT | SPP_S | ENT | 2050 | B17 | 100 | 0 | 850 | 0 | 0 | 0 | 0 | 0 | 0 | 0 | 0 | 0 | 0 | 1.021
SPP_S_2_ENT | SPP_S | ENT | 2050 | B18 | 400 | 0 | 850 | 850 | 0 | 850 | 0 | 0 | 0.15431 | 0 | 1.3769 | 0.013317 | 0 | 1.021
SPP_S_2_ENT | SPP_S | ENT | 2050 | B19 | 700 | 0 | 850 | 850 | 0 | 850 | 0 | 0 | 1.6381 | 0 | 1.9823 | 0.24739 | 0 | 1.021
SPP_S_2_ENT | SPP_S | ENT | 2050 | B20 | 935 | 0 | 850 | 850 | 0 | 850 | 0 | 0 | 7.9885 | 0 | 6.481 | 1.6115 | 0 | 1.021
SPP_S_2_SPP_N | SPP_S | SPP_N | 2015 | B1 | 10 | 0 | 640 | 640 | 0 | 640 | 0 | 784.5 | 0.09496 | 0 | 0.52228 | 0.002183 | 0 | 0.5393
SPP_S_2_SPP_N | SPP_S | SPP_N | 2015 | B2 | 25 | 0 | 640 | 640 | 0 | 640 | 0 | 638.8 | 0.09496 | 0 | 0.52228 | 0.0054575 | 0 | 0.5393
SPP_S_2_SPP_N | SPP_S | SPP_N | 2015 | B3 | 75 | 0 | 640 | 640 | 0 | 640 | 0 | 1328.25 | 0.39171 | 0 | 0.52228 | 0.067536 | 0 | 0.5393
SPP_S_2_SPP_N | SPP_S | SPP_N | 2015 | B4 | 100 | 0 | 640 | 640 | 0 | 640 | 0 | 1528.9 | 4.5937 | 0 | 0.52228 | 1.056 | 0 | 0.5393
SPP_S_2_SPP_N | SPP_S | SPP_N | 2015 | B5 | 200 | 0 | 640 | 640 | 0 | 640 | 0 | 140.14 | 2.101 | 0 | 0.52228 | 0.96597 | 0 | 0.5393
SPP_S_2_SPP_N | SPP_S | SPP_N | 2015 | B6 | 300 | 0 | 640 | 0 | 0 | 0 | 0 | 0 | 0 | 0 | 0 | 0 | 0 | 0.5393
SPP_S_2_SPP_N | SPP_S | SPP_N | 2015 | B7 | 400 | 0 | 640 | 0 | 0 | 0 | 0 | 0 | 0 | 0 | 0 | 0 | 0 | 0.5393
SPP_S_2_SPP_N | SPP_S | SPP_N | 2015 | B8 | 500 | 0 | 640 | 0 | 0 | 0 | 0 | 0 | 0 | 0 | 0 | 0 | 0 | 0.5393
SPP_S_2_SPP_N | SPP_S | SPP_N | 2015 | B9 | 800 | 0 | 640 | 0 | 0 | 0 | 0 | 0 | 0 | 0 | 0 | 0 | 0 | 0.5393
SPP_S_2_SPP_N | SPP_S | SPP_N | 2015 | B10 | 1262 | 0 | 640 | 0 | 0 | 0 | 0 | 0 | 0 | 0 | 0 | 0 | 0 | 0.5393
SPP_S_2_SPP_N | SPP_S | SPP_N | 2015 | B11 | 25 | 0 | 640 | 640 | 0 | 640 | 0 | 0 | 1.0446 | 0 | 0.05935 | 0.060032 | 0 | 0.5393
SPP_S_2_SPP_N | SPP_S | SPP_N | 2015 | B12 | 200 | 0 | 640 | 0 | 0 | 42.26 | 0 | 0 | 0 | 0 | 0 | 0 | 0 | 0.5393
SPP_S_2_SPP_N | SPP_S | SPP_N | 2015 | B13 | 600 | 0 | 640 | 0 | 0 | 0 | 0 | 0 | 0 | 0 | 0 | 0 | 0 | 0.5393
SPP_S_2_SPP_N | SPP_S | SPP_N | 2015 | B14 | 900 | 0 | 640 | 0 | 0 | 0 | 0 | 0 | 0 | 0 | 0 | 0 | 0 | 0.5393
SPP_S_2_SPP_N | SPP_S | SPP_N | 2015 | B15 | 1203 | 0 | 640 | 0 | 0 | 0 | 0 | 0 | 0 | 0 | 0 | 0 | 0 | 0.5393
SPP_S_2_SPP_N | SPP_S | SPP_N | 2015 | B16 | 25 | 0 | 640 | 0 | 0 | 0 | 0 | 0 | 0 | 0 | 0 | 0 | 0 | 0.5393
SPP_S_2_SPP_N | SPP_S | SPP_N | 2015 | B17 | 100 | 0 | 640 | 0 | 0 | 0 | 0 | 0 | 0 | 0 | 0 | 0 | 0 | 0.5393
SPP_S_2_SPP_N | SPP_S | SPP_N | 2015 | B18 | 400 | 0 | 640 | 0 | 0 | 0 | 0 | 0 | 0 | 0 | 0 | 0 | 0 | 0.5393
SPP_S_2_SPP_N | SPP_S | SPP_N | 2015 | B19 | 700 | 0 | 640 | 0 | 0 | 0 | 0 | 0 | 0 | 0 | 0 | 0 | 0 | 0.5393
SPP_S_2_SPP_N | SPP_S | SPP_N | 2015 | B20 | 935 | 0 | 640 | 0 | 0 | 0 | 0 | 0 | 0 | 0 | 0 | 0 | 0 | 0.5393
SPP_S_2_SPP_N | SPP_S | SPP_N | 2020 | B1 | 10 | 0 | 640 | 640 | 0 | 640 | 0 | 2102.02 | 1.6855 | 0 | 1.1039 | 0.038748 | 0 | 1.1126
SPP_S_2_SPP_N | SPP_S | SPP_N | 2020 | B2 | 25 | 0 | 640 | 640 | 0 | 640 | 0 | 1712.6 | 0.98521 | 0 | 1.1039 | 0.056621 | 0 | 1.1126
SPP_S_2_SPP_N | SPP_S | SPP_N | 2020 | B3 | 75 | 0 | 640 | 640 | 0 | 640 | 0 | 2240.82 | 1.6855 | 0 | 1.1039 | 0.29061 | 0 | 1.1126
SPP_S_2_SPP_N | SPP_S | SPP_N | 2020 | B4 | 100 | 0 | 640 | 640 | 0 | 640 | 0 | 2291.67 | 7.9766 | 0 | 1.1039 | 1.8337 | 0 | 1.1126
SPP_S_2_SPP_N | SPP_S | SPP_N | 2020 | B5 | 200 | 0 | 640 | 640 | 0 | 640 | 0 | 1920.53 | 4.4512 | 0 | 1.1039 | 2.0466 | 0 | 1.1126
SPP_S_2_SPP_N | SPP_S | SPP_N | 2020 | B6 | 300 | 0 | 640 | 0 | 0 | 0 | 0 | 0 | 0 | 0 | 0 | 0 | 0 | 1.1126
SPP_S_2_SPP_N | SPP_S | SPP_N | 2020 | B7 | 400 | 0 | 640 | 0 | 0 | 0 | 0 | 0 | 0 | 0 | 0 | 0 | 0 | 1.1126
SPP_S_2_SPP_N | SPP_S | SPP_N | 2020 | B8 | 500 | 0 | 640 | 0 | 0 | 0 | 0 | 0 | 0 | 0 | 0 | 0 | 0 | 1.1126
SPP_S_2_SPP_N | SPP_S | SPP_N | 2020 | B9 | 800 | 0 | 640 | 0 | 0 | 0 | 0 | 0 | 0 | 0 | 0 | 0 | 0 | 1.1126
SPP_S_2_SPP_N | SPP_S | SPP_N | 2020 | B10 | 1262 | 0 | 640 | 0 | 0 | 0 | 0 | 0 | 0 | 0 | 0 | 0 | 0 | 1.1126
SPP_S_2_SPP_N | SPP_S | SPP_N | 2020 | B11 | 25 | 0 | 640 | 640 | 0 | 640 | 0 | 0 | 3.2049 | 0 | 0.56976 | 0.18419 | 0 | 1.1126
SPP_S_2_SPP_N | SPP_S | SPP_N | 2020 | B12 | 200 | 0 | 640 | 326.93 | 0 | 640 | 0 | 0 | 0 | 0 | 0.49854 | 0 | 0 | 1.1126
SPP_S_2_SPP_N | SPP_S | SPP_N | 2020 | B13 | 600 | 0 | 640 | 0 | 0 | 0 | 0 | 0 | 0 | 0 | 0 | 0 | 0 | 1.1126
SPP_S_2_SPP_N | SPP_S | SPP_N | 2020 | B14 | 900 | 0 | 640 | 0 | 0 | 69.73 | 0 | 0 | 0 | 0 | 0 | 0 | 0 | 1.1126
SPP_S_2_SPP_N | SPP_S | SPP_N | 2020 | B15 | 1203 | 0 | 640 | 0 | 0 | 0 | 0 | 0 | 0 | 0 | 0 | 0 | 0 | 1.1126
SPP_S_2_SPP_N | SPP_S | SPP_N | 2020 | B16 | 25 | 0 | 640 | 0 | 0 | 0 | 0 | 0 | 0 | 0 | 0 | 0 | 0 | 1.1126
SPP_S_2_SPP_N | SPP_S | SPP_N | 2020 | B17 | 100 | 0 | 640 | 0 | 0 | 0 | 0 | 0 | 0 | 0 | 0 | 0 | 0 | 1.1126
SPP_S_2_SPP_N | SPP_S | SPP_N | 2020 | B18 | 400 | 0 | 640 | 0 | 0 | 0 | 0 | 0 | 0 | 0 | 0 | 0 | 0 | 1.1126
SPP_S_2_SPP_N | SPP_S | SPP_N | 2020 | B19 | 700 | 0 | 640 | 0 | 0 | 0 | 0 | 0 | 0 | 0 | 0 | 0 | 0 | 1.1126
SPP_S_2_SPP_N | SPP_S | SPP_N | 2020 | B20 | 935 | 0 | 640 | 0 | 0 | 0 | 0 | 0 | 0 | 0 | 0 | 0 | 0 | 1.1126
SPP_S_2_SPP_N | SPP_S | SPP_N | 2025 | B1 | 10 | 0 | 640 | 640 | 0 | 640 | 0 | 3390.76 | 1.6855 | 0 | 0.79529 | 0.026544 | 0 | 0.80459
SPP_S_2_SPP_N | SPP_S | SPP_N | 2025 | B2 | 25 | 0 | 640 | 640 | 0 | 640 | 0 | 3541.75 | 1.6855 | 0 | 0.79529 | 0.06636 | 0 | 0.80459
SPP_S_2_SPP_N | SPP_S | SPP_N | 2025 | B3 | 75 | 0 | 640 | 640 | 0 | 640 | 0 | 3290.93 | 1.6855 | 0 | 0.79529 | 0.19908 | 0 | 0.80459
SPP_S_2_SPP_N | SPP_S | SPP_N | 2025 | B4 | 100 | 0 | 640 | 640 | 0 | 640 | 0 | 2872.91 | 2.4096 | 0 | 0.79529 | 0.37947 | 0 | 0.80459
SPP_S_2_SPP_N | SPP_S | SPP_N | 2025 | B5 | 200 | 0 | 640 | 640 | 0 | 640 | 0 | 2540.07 | 6.944 | 0 | 0.79529 | 2.1871 | 0 | 0.80459
SPP_S_2_SPP_N | SPP_S | SPP_N | 2025 | B6 | 300 | 0 | 640 | 0 | 0 | 0 | 0 | 0 | 0 | 0 | 0 | 0 | 0 | 0.80459
SPP_S_2_SPP_N | SPP_S | SPP_N | 2025 | B7 | 400 | 0 | 640 | 0 | 0 | 0 | 0 | 0 | 0 | 0 | 0 | 0 | 0 | 0.80459
SPP_S_2_SPP_N | SPP_S | SPP_N | 2025 | B8 | 500 | 0 | 640 | 0 | 0 | 0 | 0 | 0 | 0 | 0 | 0 | 0 | 0 | 0.80459
SPP_S_2_SPP_N | SPP_S | SPP_N | 2025 | B9 | 800 | 0 | 640 | 0 | 0 | 0 | 0 | 0 | 0 | 0 | 0 | 0 | 0 | 0.80459
SPP_S_2_SPP_N | SPP_S | SPP_N | 2025 | B10 | 1262 | 0 | 640 | 0 | 0 | 0 | 0 | 0 | 0 | 0 | 0 | 0 | 0 | 0.80459
SPP_S_2_SPP_N | SPP_S | SPP_N | 2025 | B11 | 25 | 0 | 640 | 640 | 0 | 640 | 0 | 634.9 | 5.7213 | 0 | 0.79529 | 0.22525 | 0 | 0.80459
SPP_S_2_SPP_N | SPP_S | SPP_N | 2025 | B12 | 200 | 0 | 640 | 640 | 0 | 631.8 | 0 | 0 | 0.42732 | 0 | 0 | 0.13459 | 0 | 0.80459
SPP_S_2_SPP_N | SPP_S | SPP_N | 2025 | B13 | 600 | 0 | 640 | 0 | 0 | 609.96 | 0 | 0 | 0 | 0 | 0 | 0 | 0 | 0.80459
SPP_S_2_SPP_N | SPP_S | SPP_N | 2025 | B14 | 900 | 0 | 640 | 578.48 | 0 | 631.61 | 0 | 0 | 0 | 0 | 0 | 0 | 0 | 0.80459
SPP_S_2_SPP_N | SPP_S | SPP_N | 2025 | B15 | 1203 | 0 | 640 | 0 | 0 | 0 | 0 | 0 | 0 | 0 | 0 | 0 | 0 | 0.80459
SPP_S_2_SPP_N | SPP_S | SPP_N | 2025 | B16 | 25 | 0 | 640 | 0 | 0 | 0 | 0 | 0 | 0 | 0 | 0 | 0 | 0 | 0.80459
SPP_S_2_SPP_N | SPP_S | SPP_N | 2025 | B17 | 100 | 0 | 640 | 0 | 0 | 0 | 0 | 0 | 0 | 0 | 0 | 0 | 0 | 0.80459
SPP_S_2_SPP_N | SPP_S | SPP_N | 2025 | B18 | 400 | 0 | 640 | 0 | 0 | 0 | 0 | 0 | 0 | 0 | 0 | 0 | 0 | 0.80459
SPP_S_2_SPP_N | SPP_S | SPP_N | 2025 | B19 | 700 | 0 | 640 | 0 | 0 | 0 | 0 | 0 | 0 | 0 | 0 | 0 | 0 | 0.80459
SPP_S_2_SPP_N | SPP_S | SPP_N | 2025 | B20 | 935 | 0 | 640 | 0 | 0 | 0 | 0 | 0 | 0 | 0 | 0 | 0 | 0 | 0.80459
SPP_S_2_SPP_N | SPP_S | SPP_N | 2030 | B1 | 10 | 0 | 640 | 640 | 0 | 640 | 0 | 4114.71 | 9.591 | 0 | 1.092 | 0.061481 | 0 | 0.64558
SPP_S_2_SPP_N | SPP_S | SPP_N | 2030 | B2 | 25 | 0 | 640 | 640 | 0 | 640 | 0 | 3936.75 | 2.5639 | 0 | 1.092 | 0.041088 | 0 | 0.64558
SPP_S_2_SPP_N | SPP_S | SPP_N | 2030 | B3 | 75 | 0 | 640 | 640 | 0 | 640 | 0 | 4403.33 | 2.5639 | 0 | 1.092 | 0.12327 | 0 | 0.64558
SPP_S_2_SPP_N | SPP_S | SPP_N | 2030 | B4 | 100 | 0 | 640 | 640 | 0 | 640 | 0 | 3253.5 | 3.7391 | 0 | 1.092 | 0.23968 | 0 | 0.64558
SPP_S_2_SPP_N | SPP_S | SPP_N | 2030 | B5 | 200 | 0 | 640 | 640 | 0 | 640 | 0 | 3011.53 | 12.0481 | 0 | 1.092 | 1.5446 | 0 | 0.64558
SPP_S_2_SPP_N | SPP_S | SPP_N | 2030 | B6 | 300 | 0 | 640 | 0 | 0 | 0 | 0 | 0 | 0 | 0 | 0 | 0 | 0 | 0.64558
SPP_S_2_SPP_N | SPP_S | SPP_N | 2030 | B7 | 400 | 0 | 640 | 0 | 0 | 0 | 0 | 0 | 0 | 0 | 0 | 0 | 0 | 0.64558
SPP_S_2_SPP_N | SPP_S | SPP_N | 2030 | B8 | 500 | 0 | 640 | 0 | 0 | 0 | 0 | 0 | 0 | 0 | 0 | 0 | 0 | 0.64558
SPP_S_2_SPP_N | SPP_S | SPP_N | 2030 | B9 | 800 | 0 | 640 | 0 | 0 | 0 | 0 | 0 | 0 | 0 | 0 | 0 | 0 | 0.64558
SPP_S_2_SPP_N | SPP_S | SPP_N | 2030 | B10 | 1262 | 0 | 640 | 0 | 0 | 0 | 0 | 0 | 0 | 0 | 0 | 0 | 0 | 0.64558
SPP_S_2_SPP_N | SPP_S | SPP_N | 2030 | B11 | 25 | 0 | 640 | 640 | 0 | 640 | 0 | 0 | 6.944 | 0 | 0.4748 | 0.11128 | 0 | 0.64558
SPP_S_2_SPP_N | SPP_S | SPP_N | 2030 | B12 | 200 | 0 | 640 | 640 | 0 | 640 | 0 | 665.51 | 1.733 | 0 | 1.092 | 0.22218 | 0 | 0.64558
SPP_S_2_SPP_N | SPP_S | SPP_N | 2030 | B13 | 600 | 0 | 640 | 411.01 | 0 | 640 | 0 | 0 | 0 | 0 | 0.4748 | 0 | 0 | 0.64558
SPP_S_2_SPP_N | SPP_S | SPP_N | 2030 | B14 | 900 | 0 | 640 | 640 | 0 | 640 | 0 | 103.55 | 0.40358 | 0 | 1.092 | 0.23283 | 0 | 0.64558
SPP_S_2_SPP_N | SPP_S | SPP_N | 2030 | B15 | 1203 | 0 | 640 | 0 | 0 | 0 | 0 | 0 | 0 | 0 | 0 | 0 | 0 | 0.64558
SPP_S_2_SPP_N | SPP_S | SPP_N | 2030 | B16 | 25 | 0 | 640 | 640 | 0 | 0 | 0 | 0 | 0.36797 | 0 | 0 | 0.005897 | 0 | 0.64558
SPP_S_2_SPP_N | SPP_S | SPP_N | 2030 | B17 | 100 | 0 | 640 | 0 | 0 | 0 | 0 | 0 | 0 | 0 | 0 | 0 | 0 | 0.64558
SPP_S_2_SPP_N | SPP_S | SPP_N | 2030 | B18 | 400 | 0 | 640 | 0 | 0 | 0 | 0 | 0 | 0 | 0 | 0 | 0 | 0 | 0.64558
SPP_S_2_SPP_N | SPP_S | SPP_N | 2030 | B19 | 700 | 0 | 640 | 0 | 0 | 0 | 0 | 0 | 0 | 0 | 0 | 0 | 0 | 0.64558
SPP_S_2_SPP_N | SPP_S | SPP_N | 2030 | B20 | 935 | 0 | 640 | 0 | 0 | 0 | 0 | 0 | 0 | 0 | 0 | 0 | 0 | 0.64558
SPP_S_2_SPP_N | SPP_S | SPP_N | 2035 | B1 | 10 | 0 | 640 | 640 | 0 | 640 | 0 | 9176.48 | 30.8264 | 0 | 1.2464 | 0.075927 | 0 | 1.0363
SPP_S_2_SPP_N | SPP_S | SPP_N | 2035 | B2 | 25 | 0 | 640 | 640 | 0 | 640 | 0 | 7021.79 | 17.4014 | 0 | 1.2464 | 0.10715 | 0 | 1.0363
SPP_S_2_SPP_N | SPP_S | SPP_N | 2035 | B3 | 75 | 0 | 640 | 640 | 0 | 640 | 0 | 6373.73 | 13.7811 | 0 | 1.2464 | 0.25458 | 0 | 1.0363
SPP_S_2_SPP_N | SPP_S | SPP_N | 2035 | B4 | 100 | 0 | 640 | 640 | 0 | 640 | 0 | 6264.41 | 13.7811 | 0 | 1.2464 | 0.33944 | 0 | 1.0363
SPP_S_2_SPP_N | SPP_S | SPP_N | 2035 | B5 | 200 | 0 | 640 | 640 | 0 | 640 | 0 | 4858.05 | 10.4931 | 0 | 1.2464 | 0.5169 | 0 | 1.0363
SPP_S_2_SPP_N | SPP_S | SPP_N | 2035 | B6 | 300 | 0 | 640 | 640 | 0 | 640 | 0 | 510.01 | 3.7628 | 0 | 1.2464 | 0.27804 | 0 | 1.0363
SPP_S_2_SPP_N | SPP_S | SPP_N | 2035 | B7 | 400 | 0 | 640 | 640 | 0 | 640 | 0 | 1401.07 | 4.1901 | 0 | 1.2464 | 0.41282 | 0 | 1.0363
SPP_S_2_SPP_N | SPP_S | SPP_N | 2035 | B8 | 500 | 0 | 640 | 632.11 | 0 | 640 | 0 | 845.24 | 0 | 0 | 1.2464 | 0 | 0 | 1.0363
SPP_S_2_SPP_N | SPP_S | SPP_N | 2035 | B9 | 800 | 0 | 640 | 0 | 0 | 134.73 | 0 | 0 | 0 | 0 | 0 | 0 | 0 | 1.0363
SPP_S_2_SPP_N | SPP_S | SPP_N | 2035 | B10 | 1262 | 0 | 640 | 0 | 0 | 0 | 0 | 0 | 0 | 0 | 0 | 0 | 0 | 1.0363
SPP_S_2_SPP_N | SPP_S | SPP_N | 2035 | B11 | 25 | 0 | 640 | 640 | 0 | 640 | 0 | 2339.71 | 12.1311 | 0 | 1.2464 | 0.074699 | 0 | 1.0363
SPP_S_2_SPP_N | SPP_S | SPP_N | 2035 | B12 | 200 | 0 | 640 | 640 | 0 | 640 | 0 | 2857.71 | 8.9381 | 0 | 1.2464 | 0.4403 | 0 | 1.0363
SPP_S_2_SPP_N | SPP_S | SPP_N | 2035 | B13 | 600 | 0 | 640 | 640 | 0 | 640 | 0 | 1492.5 | 1.8161 | 0 | 1.2464 | 0.26839 | 0 | 1.0363
SPP_S_2_SPP_N | SPP_S | SPP_N | 2035 | B14 | 900 | 0 | 640 | 640 | 0 | 640 | 0 | 1441.78 | 2.0773 | 0 | 1.2464 | 0.46047 | 0 | 1.0363
SPP_S_2_SPP_N | SPP_S | SPP_N | 2035 | B15 | 1203 | 0 | 640 | 351.34 | 0 | 76.81 | 0 | 0 | 0 | 0 | 0 | 0 | 0 | 1.0363
SPP_S_2_SPP_N | SPP_S | SPP_N | 2035 | B16 | 25 | 0 | 640 | 640 | 0 | 640 | 0 | 4236.32 | 23.9062 | 0 | 1.2464 | 0.14721 | 0 | 1.0363
SPP_S_2_SPP_N | SPP_S | SPP_N | 2035 | B17 | 100 | 0 | 640 | 640 | 0 | 640 | 0 | 1776.63 | 2.006 | 0 | 1.2464 | 0.04941 | 0 | 1.0363
SPP_S_2_SPP_N | SPP_S | SPP_N | 2035 | B18 | 400 | 0 | 640 | 640 | 0 | 640 | 0 | 857.19 | 4.0239 | 0 | 1.2464 | 0.39645 | 0 | 1.0363
SPP_S_2_SPP_N | SPP_S | SPP_N | 2035 | B19 | 700 | 0 | 640 | 640 | 0 | 640 | 0 | 911.77 | 1.8755 | 0 | 1.2464 | 0.32336 | 0 | 1.0363
SPP_S_2_SPP_N | SPP_S | SPP_N | 2035 | B20 | 935 | 0 | 640 | 232.88 | 0 | 322.78 | 0 | 0 | 0 | 0 | 0 | 0 | 0 | 1.0363
SPP_S_2_SPP_N | SPP_S | SPP_N | 2040 | B1 | 10 | 0 | 640 | 640 | 0 | 640 | 0 | 8696.9 | 18.7902 | 0 | 1.5075 | 0.11319 | 0 | 1.0252
SPP_S_2_SPP_N | SPP_S | SPP_N | 2040 | B2 | 25 | 0 | 640 | 640 | 0 | 640 | 0 | 6665.03 | 14.7425 | 0 | 1.5075 | 0.22203 | 0 | 1.0252
SPP_S_2_SPP_N | SPP_S | SPP_N | 2040 | B3 | 75 | 0 | 640 | 640 | 0 | 640 | 0 | 5200.31 | 14.0303 | 0 | 1.5075 | 0.6339 | 0 | 1.0252
SPP_S_2_SPP_N | SPP_S | SPP_N | 2040 | B4 | 100 | 0 | 640 | 640 | 0 | 640 | 0 | 5200.56 | 14.7425 | 0 | 1.5075 | 0.8881 | 0 | 1.0252
SPP_S_2_SPP_N | SPP_S | SPP_N | 2040 | B5 | 200 | 0 | 640 | 640 | 0 | 640 | 0 | 3573.65 | 12.9858 | 0 | 1.5075 | 1.5646 | 0 | 1.0252
SPP_S_2_SPP_N | SPP_S | SPP_N | 2040 | B6 | 300 | 0 | 640 | 0 | 0 | 479.56 | 0 | 0 | 0 | 0 | 0 | 0 | 0 | 1.0252
SPP_S_2_SPP_N | SPP_S | SPP_N | 2040 | B7 | 400 | 0 | 640 | 627.57 | 0 | 640 | 0 | 0 | 0 | 0 | 1.3888 | 0 | 0 | 1.0252
SPP_S_2_SPP_N | SPP_S | SPP_N | 2040 | B8 | 500 | 0 | 640 | 0 | 0 | 0 | 0 | 0 | 0 | 0 | 0 | 0 | 0 | 1.0252
SPP_S_2_SPP_N | SPP_S | SPP_N | 2040 | B9 | 800 | 0 | 640 | 0 | 0 | 0 | 0 | 0 | 0 | 0 | 0 | 0 | 0 | 1.0252
SPP_S_2_SPP_N | SPP_S | SPP_N | 2040 | B10 | 1262 | 0 | 640 | 0 | 0 | 0 | 0 | 0 | 0 | 0 | 0 | 0 | 0 | 1.0252
SPP_S_2_SPP_N | SPP_S | SPP_N | 2040 | B11 | 25 | 0 | 640 | 640 | 0 | 640 | 0 | 812.62 | 5.1041 | 0 | 1.5075 | 0.076869 | 0 | 1.0252
SPP_S_2_SPP_N | SPP_S | SPP_N | 2040 | B12 | 200 | 0 | 640 | 640 | 0 | 640 | 0 | 1140.69 | 1.7686 | 0 | 1.5075 | 0.21309 | 0 | 1.0252
SPP_S_2_SPP_N | SPP_S | SPP_N | 2040 | B13 | 600 | 0 | 640 | 0 | 0 | 640 | 0 | 0 | 0 | 0 | 0.56976 | 0 | 0 | 1.0252
SPP_S_2_SPP_N | SPP_S | SPP_N | 2040 | B14 | 900 | 0 | 640 | 640 | 0 | 640 | 0 | 0 | 0.18992 | 0 | 0.75968 | 0.10297 | 0 | 1.0252
SPP_S_2_SPP_N | SPP_S | SPP_N | 2040 | B15 | 1203 | 0 | 640 | 0 | 0 | 0 | 0 | 0 | 0 | 0 | 0 | 0 | 0 | 1.0252
SPP_S_2_SPP_N | SPP_S | SPP_N | 2040 | B16 | 25 | 0 | 640 | 640 | 0 | 640 | 0 | 3821.18 | 14.2915 | 0 | 1.5075 | 0.21523 | 0 | 1.0252
SPP_S_2_SPP_N | SPP_S | SPP_N | 2040 | B17 | 100 | 0 | 640 | 640 | 0 | 640 | 0 | 989.29 | 1.1751 | 0 | 1.5075 | 0.070791 | 0 | 1.0252
SPP_S_2_SPP_N | SPP_S | SPP_N | 2040 | B18 | 400 | 0 | 640 | 0 | 0 | 514.63 | 0 | 0 | 0 | 0 | 0 | 0 | 0 | 1.0252
SPP_S_2_SPP_N | SPP_S | SPP_N | 2040 | B19 | 700 | 0 | 640 | 630.85 | 0 | 640 | 0 | 0 | 0 | 0 | 0.68846 | 0 | 0 | 1.0252
SPP_S_2_SPP_N | SPP_S | SPP_N | 2040 | B20 | 935 | 0 | 640 | 0 | 0 | 0 | 0 | 0 | 0 | 0 | 0 | 0 | 0 | 1.0252
SPP_S_2_SPP_N | SPP_S | SPP_N | 2045 | B1 | 10 | 0 | 640 | 640 | 0 | 640 | 0 | 6871.56 | 15.5853 | 0 | 1.5075 | 0.24544 | 0 | 1.0871
SPP_S_2_SPP_N | SPP_S | SPP_N | 2045 | B2 | 25 | 0 | 640 | 640 | 0 | 640 | 0 | 3806.97 | 6.0062 | 0 | 1.5075 | 0.23647 | 0 | 1.0871
SPP_S_2_SPP_N | SPP_S | SPP_N | 2045 | B3 | 75 | 0 | 640 | 640 | 0 | 640 | 0 | 2184.49 | 2.2316 | 0 | 1.5075 | 0.26357 | 0 | 1.0871
SPP_S_2_SPP_N | SPP_S | SPP_N | 2045 | B4 | 100 | 0 | 640 | 640 | 0 | 640 | 0 | 2438.62 | 8.855 | 0 | 1.5075 | 1.3945 | 0 | 1.0871
SPP_S_2_SPP_N | SPP_S | SPP_N | 2045 | B5 | 200 | 0 | 640 | 640 | 0 | 36.3 | 0 | 0 | 4.7955 | 0 | 0 | 1.5104 | 0 | 1.0871
SPP_S_2_SPP_N | SPP_S | SPP_N | 2045 | B6 | 300 | 0 | 640 | 0 | 0 | 0 | 0 | 0 | 0 | 0 | 0 | 0 | 0 | 1.0871
SPP_S_2_SPP_N | SPP_S | SPP_N | 2045 | B7 | 400 | 0 | 640 | 0 | 0 | 0 | 0 | 0 | 0 | 0 | 0 | 0 | 0 | 1.0871
SPP_S_2_SPP_N | SPP_S | SPP_N | 2045 | B8 | 500 | 0 | 640 | 0 | 0 | 0 | 0 | 0 | 0 | 0 | 0 | 0 | 0 | 1.0871
SPP_S_2_SPP_N | SPP_S | SPP_N | 2045 | B9 | 800 | 0 | 640 | 0 | 0 | 0 | 0 | 0 | 0 | 0 | 0 | 0 | 0 | 1.0871
SPP_S_2_SPP_N | SPP_S | SPP_N | 2045 | B10 | 1262 | 0 | 640 | 0 | 0 | 0 | 0 | 0 | 0 | 0 | 0 | 0 | 0 | 1.0871
SPP_S_2_SPP_N | SPP_S | SPP_N | 2045 | B11 | 25 | 0 | 640 | 378.44 | 0 | 0 | 0 | 0 | 0 | 0 | 0 | 0 | 0 | 1.0871
SPP_S_2_SPP_N | SPP_S | SPP_N | 2045 | B12 | 200 | 0 | 640 | 640 | 0 | 0 | 0 | 0 | 1.2107 | 0 | 0 | 0.38134 | 0 | 1.0871
SPP_S_2_SPP_N | SPP_S | SPP_N | 2045 | B13 | 600 | 0 | 640 | 0 | 0 | 0 | 0 | 0 | 0 | 0 | 0 | 0 | 0 | 1.0871
SPP_S_2_SPP_N | SPP_S | SPP_N | 2045 | B14 | 900 | 0 | 640 | 275.48 | 0 | 0 | 0 | 0 | 0 | 0 | 0 | 0 | 0 | 1.0871
SPP_S_2_SPP_N | SPP_S | SPP_N | 2045 | B15 | 1203 | 0 | 640 | 0 | 0 | 0 | 0 | 0 | 0 | 0 | 0 | 0 | 0 | 1.0871
SPP_S_2_SPP_N | SPP_S | SPP_N | 2045 | B16 | 25 | 0 | 640 | 640 | 0 | 640 | 0 | 1764.48 | 8.0479 | 0 | 1.5075 | 0.31684 | 0 | 1.0871
SPP_S_2_SPP_N | SPP_S | SPP_N | 2045 | B17 | 100 | 0 | 640 | 0 | 0 | 0 | 0 | 0 | 0 | 0 | 0 | 0 | 0 | 1.0871
SPP_S_2_SPP_N | SPP_S | SPP_N | 2045 | B18 | 400 | 0 | 640 | 0 | 0 | 0 | 0 | 0 | 0 | 0 | 0 | 0 | 0 | 1.0871
SPP_S_2_SPP_N | SPP_S | SPP_N | 2045 | B19 | 700 | 0 | 640 | 0 | 0 | 0 | 0 | 0 | 0 | 0 | 0 | 0 | 0 | 1.0871
SPP_S_2_SPP_N | SPP_S | SPP_N | 2045 | B20 | 935 | 0 | 640 | 0 | 0 | 0 | 0 | 0 | 0 | 0 | 0 | 0 | 0 | 1.0871
SPP_S_2_SPP_N | SPP_S | SPP_N | 2050 | B1 | 10 | 0 | 640 | 640 | 0 | 640 | 0 | 9498.51 | 15.9414 | 0 | 1.7686 | 0.24154 | 0 | 1.6146
SPP_S_2_SPP_N | SPP_S | SPP_N | 2050 | B2 | 25 | 0 | 640 | 640 | 0 | 640 | 0 | 4860.38 | 6.2792 | 0 | 1.7686 | 0.23785 | 0 | 1.6146
SPP_S_2_SPP_N | SPP_S | SPP_N | 2050 | B3 | 75 | 0 | 640 | 640 | 0 | 640 | 0 | 2937.14 | 2.3621 | 0 | 1.7686 | 0.26842 | 0 | 1.6146
SPP_S_2_SPP_N | SPP_S | SPP_N | 2050 | B4 | 100 | 0 | 640 | 640 | 0 | 640 | 0 | 2499.86 | 9.1993 | 0 | 1.7686 | 1.3938 | 0 | 1.6146
SPP_S_2_SPP_N | SPP_S | SPP_N | 2050 | B5 | 200 | 0 | 640 | 640 | 0 | 640 | 0 | 82.83 | 9.9945 | 0 | 1.7686 | 3.0286 | 0 | 1.6146
SPP_S_2_SPP_N | SPP_S | SPP_N | 2050 | B6 | 300 | 0 | 640 | 0 | 0 | 0 | 0 | 0 | 0 | 0 | 0 | 0 | 0 | 1.6146
SPP_S_2_SPP_N | SPP_S | SPP_N | 2050 | B7 | 400 | 0 | 640 | 0 | 0 | 0 | 0 | 0 | 0 | 0 | 0 | 0 | 0 | 1.6146
SPP_S_2_SPP_N | SPP_S | SPP_N | 2050 | B8 | 500 | 0 | 640 | 0 | 0 | 0 | 0 | 0 | 0 | 0 | 0 | 0 | 0 | 1.6146
SPP_S_2_SPP_N | SPP_S | SPP_N | 2050 | B9 | 800 | 0 | 640 | 0 | 0 | 0 | 0 | 0 | 0 | 0 | 0 | 0 | 0 | 1.6146
SPP_S_2_SPP_N | SPP_S | SPP_N | 2050 | B10 | 1262 | 0 | 640 | 0 | 0 | 0 | 0 | 0 | 0 | 0 | 0 | 0 | 0 | 1.6146
SPP_S_2_SPP_N | SPP_S | SPP_N | 2050 | B11 | 25 | 0 | 640 | 640 | 0 | 271.65 | 0 | 0 | 4.9854 | 0 | 0 | 0.18884 | 0 | 1.6146
SPP_S_2_SPP_N | SPP_S | SPP_N | 2050 | B12 | 200 | 0 | 640 | 640 | 0 | 640 | 0 | 113.03 | 2.0298 | 0 | 1.7686 | 0.61508 | 0 | 1.6146
SPP_S_2_SPP_N | SPP_S | SPP_N | 2050 | B13 | 600 | 0 | 640 | 0 | 0 | 0 | 0 | 0 | 0 | 0 | 0 | 0 | 0 | 1.6146
SPP_S_2_SPP_N | SPP_S | SPP_N | 2050 | B14 | 900 | 0 | 640 | 0 | 0 | 253.31 | 0 | 0 | 0 | 0 | 0 | 0 | 0 | 1.6146
SPP_S_2_SPP_N | SPP_S | SPP_N | 2050 | B15 | 1203 | 0 | 640 | 0 | 0 | 0 | 0 | 0 | 0 | 0 | 0 | 0 | 0 | 1.6146
SPP_S_2_SPP_N | SPP_S | SPP_N | 2050 | B16 | 25 | 0 | 640 | 640 | 0 | 640 | 0 | 2154.27 | 12.784 | 0 | 1.7686 | 0.48424 | 0 | 1.6146
SPP_S_2_SPP_N | SPP_S | SPP_N | 2050 | B17 | 100 | 0 | 640 | 0 | 0 | 0 | 0 | 0 | 0 | 0 | 0 | 0 | 0 | 1.6146
SPP_S_2_SPP_N | SPP_S | SPP_N | 2050 | B18 | 400 | 0 | 640 | 0 | 0 | 0 | 0 | 0 | 0 | 0 | 0 | 0 | 0 | 1.6146
SPP_S_2_SPP_N | SPP_S | SPP_N | 2050 | B19 | 700 | 0 | 640 | 0 | 0 | 0 | 0 | 0 | 0 | 0 | 0 | 0 | 0 | 1.6146
SPP_S_2_SPP_N | SPP_S | SPP_N | 2050 | B20 | 935 | 0 | 640 | 0 | 0 | 0 | 0 | 0 | 0 | 0 | 0 | 0 | 0 | 1.6146
TVA_2_ENT | TVA | ENT | 2015 | B1 | 10 | 0 | 500 | 0 | 0 | 0 | 0 | 0 | 0 | 0 | 0 | 0 | 0 | 0
TVA_2_ENT | TVA | ENT | 2015 | B2 | 25 | 0 | 500 | 0 | 0 | 0 | 0 | 0 | 0 | 0 | 0 | 0 | 0 | 0
TVA_2_ENT | TVA | ENT | 2015 | B3 | 75 | 0 | 500 | 0 | 0 | 0 | 0 | 0 | 0 | 0 | 0 | 0 | 0 | 0
TVA_2_ENT | TVA | ENT | 2015 | B4 | 100 | 0 | 500 | 0 | 0 | 0 | 0 | 0 | 0 | 0 | 0 | 0 | 0 | 0
TVA_2_ENT | TVA | ENT | 2015 | B5 | 200 | 0 | 500 | 0 | 0 | 0 | 0 | 0 | 0 | 0 | 0 | 0 | 0 | 0
TVA_2_ENT | TVA | ENT | 2015 | B6 | 300 | 0 | 500 | 0 | 0 | 0 | 0 | 0 | 0 | 0 | 0 | 0 | 0 | 0
TVA_2_ENT | TVA | ENT | 2015 | B7 | 400 | 0 | 500 | 0 | 0 | 0 | 0 | 0 | 0 | 0 | 0 | 0 | 0 | 0
TVA_2_ENT | TVA | ENT | 2015 | B8 | 500 | 0 | 500 | 0 | 0 | 0 | 0 | 0 | 0 | 0 | 0 | 0 | 0 | 0
TVA_2_ENT | TVA | ENT | 2015 | B9 | 800 | 0 | 500 | 0 | 0 | 0 | 0 | 0 | 0 | 0 | 0 | 0 | 0 | 0
TVA_2_ENT | TVA | ENT | 2015 | B10 | 1262 | 0 | 500 | 0 | 0 | 0 | 0 | 0 | 0 | 0 | 0 | 0 | 0 | 0
TVA_2_ENT | TVA | ENT | 2015 | B11 | 25 | 0 | 500 | 0 | 0 | 0 | 0 | 0 | 0 | 0 | 0 | 0 | 0 | 0
TVA_2_ENT | TVA | ENT | 2015 | B12 | 200 | 0 | 500 | 0 | 0 | 0 | 0 | 0 | 0 | 0 | 0 | 0 | 0 | 0
TVA_2_ENT | TVA | ENT | 2015 | B13 | 600 | 0 | 500 | 0 | 0 | 0 | 0 | 0 | 0 | 0 | 0 | 0 | 0 | 0
TVA_2_ENT | TVA | ENT | 2015 | B14 | 900 | 0 | 500 | 0 | 0 | 0 | 0 | 0 | 0 | 0 | 0 | 0 | 0 | 0
TVA_2_ENT | TVA | ENT | 2015 | B15 | 1203 | 0 | 500 | 0 | 0 | 0 | 0 | 0 | 0 | 0 | 0 | 0 | 0 | 0
TVA_2_ENT | TVA | ENT | 2015 | B16 | 25 | 0 | 500 | 0 | 0 | 0 | 0 | 0 | 0 | 0 | 0 | 0 | 0 | 0
TVA_2_ENT | TVA | ENT | 2015 | B17 | 100 | 0 | 500 | 0 | 0 | 0 | 0 | 0 | 0 | 0 | 0 | 0 | 0 | 0
TVA_2_ENT | TVA | ENT | 2015 | B18 | 400 | 0 | 500 | 0 | 0 | 0 | 0 | 0 | 0 | 0 | 0 | 0 | 0 | 0
TVA_2_ENT | TVA | ENT | 2015 | B19 | 700 | 0 | 500 | 0 | 0 | 0 | 0 | 0 | 0 | 0 | 0 | 0 | 0 | 0
TVA_2_ENT | TVA | ENT | 2015 | B20 | 935 | 0 | 500 | 0 | 0 | 0 | 0 | 0 | 0 | 0 | 0 | 0 | 0 | 0
TVA_2_ENT | TVA | ENT | 2020 | B1 | 10 | 0 | 500 | 0 | 0 | 0 | 0 | 0 | 0 | 0 | 0 | 0 | 0 | 0
TVA_2_ENT | TVA | ENT | 2020 | B2 | 25 | 0 | 500 | 0 | 0 | 0 | 0 | 0 | 0 | 0 | 0 | 0 | 0 | 0
TVA_2_ENT | TVA | ENT | 2020 | B3 | 75 | 0 | 500 | 0 | 0 | 0 | 0 | 0 | 0 | 0 | 0 | 0 | 0 | 0
TVA_2_ENT | TVA | ENT | 2020 | B4 | 100 | 0 | 500 | 0 | 0 | 0 | 0 | 0 | 0 | 0 | 0 | 0 | 0 | 0
TVA_2_ENT | TVA | ENT | 2020 | B5 | 200 | 0 | 500 | 0 | 0 | 0 | 0 | 0 | 0 | 0 | 0 | 0 | 0 | 0
TVA_2_ENT | TVA | ENT | 2020 | B6 | 300 | 0 | 500 | 0 | 0 | 0 | 0 | 0 | 0 | 0 | 0 | 0 | 0 | 0
TVA_2_ENT | TVA | ENT | 2020 | B7 | 400 | 0 | 500 | 0 | 0 | 0 | 0 | 0 | 0 | 0 | 0 | 0 | 0 | 0
TVA_2_ENT | TVA | ENT | 2020 | B8 | 500 | 0 | 500 | 0 | 0 | 0 | 0 | 0 | 0 | 0 | 0 | 0 | 0 | 0
TVA_2_ENT | TVA | ENT | 2020 | B9 | 800 | 0 | 500 | 0 | 0 | 0 | 0 | 0 | 0 | 0 | 0 | 0 | 0 | 0
TVA_2_ENT | TVA | ENT | 2020 | B10 | 1262 | 0 | 500 | 0 | 0 | 0 | 0 | 0 | 0 | 0 | 0 | 0 | 0 | 0
TVA_2_ENT | TVA | ENT | 2020 | B11 | 25 | 0 | 500 | 330.4 | 0 | 0 | 0 | 0 | 0 | 0 | 0 | 0 | 0 | 0
TVA_2_ENT | TVA | ENT | 2020 | B12 | 200 | 0 | 500 | 0 | 0 | 0 | 0 | 0 | 0 | 0 | 0 | 0 | 0 | 0
TVA_2_ENT | TVA | ENT | 2020 | B13 | 600 | 0 | 500 | 0 | 0 | 0 | 0 | 0 | 0 | 0 | 0 | 0 | 0 | 0
TVA_2_ENT | TVA | ENT | 2020 | B14 | 900 | 0 | 500 | 0 | 0 | 0 | 0 | 0 | 0 | 0 | 0 | 0 | 0 | 0
TVA_2_ENT | TVA | ENT | 2020 | B15 | 1203 | 0 | 500 | 0 | 0 | 0 | 0 | 0 | 0 | 0 | 0 | 0 | 0 | 0
TVA_2_ENT | TVA | ENT | 2020 | B16 | 25 | 0 | 500 | 0 | 0 | 0 | 0 | 0 | 0 | 0 | 0 | 0 | 0 | 0
TVA_2_ENT | TVA | ENT | 2020 | B17 | 100 | 0 | 500 | 0 | 0 | 0 | 0 | 0 | 0 | 0 | 0 | 0 | 0 | 0
TVA_2_ENT | TVA | ENT | 2020 | B18 | 400 | 0 | 500 | 0 | 0 | 0 | 0 | 0 | 0 | 0 | 0 | 0 | 0 | 0
TVA_2_ENT | TVA | ENT | 2020 | B19 | 700 | 0 | 500 | 0 | 0 | 0 | 0 | 0 | 0 | 0 | 0 | 0 | 0 | 0
TVA_2_ENT | TVA | ENT | 2020 | B20 | 935 | 0 | 500 | 0 | 0 | 0 | 0 | 0 | 0 | 0 | 0 | 0 | 0 | 0
TVA_2_ENT | TVA | ENT | 2025 | B1 | 10 | 0 | 500 | 0 | 0 | 0 | 0 | 0 | 0 | 0 | 0 | 0 | 0 | 0
TVA_2_ENT | TVA | ENT | 2025 | B2 | 25 | 0 | 500 | 0 | 0 | 0 | 0 | 0 | 0 | 0 | 0 | 0 | 0 | 0
TVA_2_ENT | TVA | ENT | 2025 | B3 | 75 | 0 | 500 | 0 | 0 | 0 | 0 | 0 | 0 | 0 | 0 | 0 | 0 | 0
TVA_2_ENT | TVA | ENT | 2025 | B4 | 100 | 0 | 500 | 0 | 0 | 0 | 0 | 0 | 0 | 0 | 0 | 0 | 0 | 0
TVA_2_ENT | TVA | ENT | 2025 | B5 | 200 | 0 | 500 | 0 | 0 | 0 | 0 | 0 | 0 | 0 | 0 | 0 | 0 | 0
TVA_2_ENT | TVA | ENT | 2025 | B6 | 300 | 0 | 500 | 278.33 | 0 | 0 | 0 | 0 | 0 | 0 | 0 | 0 | 0 | 0
TVA_2_ENT | TVA | ENT | 2025 | B7 | 400 | 0 | 500 | 0 | 0 | 0 | 0 | 0 | 0 | 0 | 0 | 0 | 0 | 0
TVA_2_ENT | TVA | ENT | 2025 | B8 | 500 | 0 | 500 | 0 | 0 | 0 | 0 | 0 | 0 | 0 | 0 | 0 | 0 | 0
TVA_2_ENT | TVA | ENT | 2025 | B9 | 800 | 0 | 500 | 0 | 0 | 0 | 0 | 0 | 0 | 0 | 0 | 0 | 0 | 0
TVA_2_ENT | TVA | ENT | 2025 | B10 | 1262 | 0 | 500 | 0 | 0 | 0 | 0 | 0 | 0 | 0 | 0 | 0 | 0 | 0
TVA_2_ENT | TVA | ENT | 2025 | B11 | 25 | 0 | 500 | 0 | 0 | 0 | 0 | 0 | 0 | 0 | 0 | 0 | 0 | 0
TVA_2_ENT | TVA | ENT | 2025 | B12 | 200 | 0 | 500 | 0 | 0 | 0 | 0 | 0 | 0 | 0 | 0 | 0 | 0 | 0
TVA_2_ENT | TVA | ENT | 2025 | B13 | 600 | 0 | 500 | 0 | 0 | 0 | 0 | 0 | 0 | 0 | 0 | 0 | 0 | 0
TVA_2_ENT | TVA | ENT | 2025 | B14 | 900 | 0 | 500 | 0 | 0 | 0 | 0 | 0 | 0 | 0 | 0 | 0 | 0 | 0
TVA_2_ENT | TVA | ENT | 2025 | B15 | 1203 | 0 | 500 | 0 | 0 | 0 | 0 | 0 | 0 | 0 | 0 | 0 | 0 | 0
TVA_2_ENT | TVA | ENT | 2025 | B16 | 25 | 0 | 500 | 0 | 0 | 0 | 0 | 0 | 0 | 0 | 0 | 0 | 0 | 0
TVA_2_ENT | TVA | ENT | 2025 | B17 | 100 | 0 | 500 | 0 | 0 | 0 | 0 | 0 | 0 | 0 | 0 | 0 | 0 | 0
TVA_2_ENT | TVA | ENT | 2025 | B18 | 400 | 0 | 500 | 0 | 0 | 0 | 0 | 0 | 0 | 0 | 0 | 0 | 0 | 0
TVA_2_ENT | TVA | ENT | 2025 | B19 | 700 | 0 | 500 | 0 | 0 | 0 | 0 | 0 | 0 | 0 | 0 | 0 | 0 | 0
TVA_2_ENT | TVA | ENT | 2025 | B20 | 935 | 0 | 500 | 0 | 0 | 0 | 0 | 0 | 0 | 0 | 0 | 0 | 0 | 0
TVA_2_ENT | TVA | ENT | 2030 | B1 | 10 | 0 | 500 | 0 | 0 | 0 | 0 | 0 | 0 | 0 | 0 | 0 | 0 | 0
TVA_2_ENT | TVA | ENT | 2030 | B2 | 25 | 0 | 500 | 0 | 0 | 0 | 0 | 0 | 0 | 0 | 0 | 0 | 0 | 0
TVA_2_ENT | TVA | ENT | 2030 | B3 | 75 | 0 | 500 | 0 | 0 | 0 | 0 | 0 | 0 | 0 | 0 | 0 | 0 | 0
TVA_2_ENT | TVA | ENT | 2030 | B4 | 100 | 0 | 500 | 0 | 0 | 0 | 0 | 0 | 0 | 0 | 0 | 0 | 0 | 0
TVA_2_ENT | TVA | ENT | 2030 | B5 | 200 | 0 | 500 | 0 | 0 | 0 | 0 | 0 | 0 | 0 | 0 | 0 | 0 | 0
TVA_2_ENT | TVA | ENT | 2030 | B6 | 300 | 0 | 500 | 206.48 | 0 | 0 | 0 | 0 | 0 | 0 | 0 | 0 | 0 | 0
TVA_2_ENT | TVA | ENT | 2030 | B7 | 400 | 0 | 500 | 0 | 0 | 0 | 0 | 0 | 0 | 0 | 0 | 0 | 0 | 0
TVA_2_ENT | TVA | ENT | 2030 | B8 | 500 | 0 | 500 | 0 | 0 | 0 | 0 | 0 | 0 | 0 | 0 | 0 | 0 | 0
TVA_2_ENT | TVA | ENT | 2030 | B9 | 800 | 0 | 500 | 0 | 0 | 0 | 0 | 0 | 0 | 0 | 0 | 0 | 0 | 0
TVA_2_ENT | TVA | ENT | 2030 | B10 | 1262 | 0 | 500 | 0 | 0 | 0 | 0 | 0 | 0 | 0 | 0 | 0 | 0 | 0
TVA_2_ENT | TVA | ENT | 2030 | B11 | 25 | 0 | 500 | 0 | 0 | 0 | 0 | 0 | 0 | 0 | 0 | 0 | 0 | 0
TVA_2_ENT | TVA | ENT | 2030 | B12 | 200 | 0 | 500 | 0 | 0 | 0 | 0 | 0 | 0 | 0 | 0 | 0 | 0 | 0
TVA_2_ENT | TVA | ENT | 2030 | B13 | 600 | 0 | 500 | 0 | 0 | 0 | 0 | 0 | 0 | 0 | 0 | 0 | 0 | 0
TVA_2_ENT | TVA | ENT | 2030 | B14 | 900 | 0 | 500 | 0 | 0 | 0 | 0 | 0 | 0 | 0 | 0 | 0 | 0 | 0
TVA_2_ENT | TVA | ENT | 2030 | B15 | 1203 | 0 | 500 | 0 | 0 | 0 | 0 | 0 | 0 | 0 | 0 | 0 | 0 | 0
TVA_2_ENT | TVA | ENT | 2030 | B16 | 25 | 0 | 500 | 0 | 0 | 0 | 0 | 0 | 0 | 0 | 0 | 0 | 0 | 0
TVA_2_ENT | TVA | ENT | 2030 | B17 | 100 | 0 | 500 | 0 | 0 | 0 | 0 | 0 | 0 | 0 | 0 | 0 | 0 | 0
TVA_2_ENT | TVA | ENT | 2030 | B18 | 400 | 0 | 500 | 0 | 0 | 0 | 0 | 0 | 0 | 0 | 0 | 0 | 0 | 0
TVA_2_ENT | TVA | ENT | 2030 | B19 | 700 | 0 | 500 | 0 | 0 | 0 | 0 | 0 | 0 | 0 | 0 | 0 | 0 | 0
TVA_2_ENT | TVA | ENT | 2030 | B20 | 935 | 0 | 500 | 0 | 0 | 0 | 0 | 0 | 0 | 0 | 0 | 0 | 0 | 0
TVA_2_ENT | TVA | ENT | 2035 | B1 | 10 | 0 | 500 | 0 | 0 | 0 | 0 | 0 | 0 | 0 | 0 | 0 | 0 | 0
TVA_2_ENT | TVA | ENT | 2035 | B2 | 25 | 0 | 500 | 0 | 0 | 0 | 0 | 0 | 0 | 0 | 0 | 0 | 0 | 0
TVA_2_ENT | TVA | ENT | 2035 | B3 | 75 | 0 | 500 | 0 | 0 | 0 | 0 | 0 | 0 | 0 | 0 | 0 | 0 | 0
TVA_2_ENT | TVA | ENT | 2035 | B4 | 100 | 0 | 500 | 0 | 0 | 0 | 0 | 0 | 0 | 0 | 0 | 0 | 0 | 0
TVA_2_ENT | TVA | ENT | 2035 | B5 | 200 | 0 | 500 | 0 | 0 | 0 | 0 | 0 | 0 | 0 | 0 | 0 | 0 | 0
TVA_2_ENT | TVA | ENT | 2035 | B6 | 300 | 0 | 500 | 0 | 0 | 0 | 0 | 0 | 0 | 0 | 0 | 0 | 0 | 0
TVA_2_ENT | TVA | ENT | 2035 | B7 | 400 | 0 | 500 | 0 | 0 | 0 | 0 | 0 | 0 | 0 | 0 | 0 | 0 | 0
TVA_2_ENT | TVA | ENT | 2035 | B8 | 500 | 0 | 500 | 0 | 0 | 0 | 0 | 0 | 0 | 0 | 0 | 0 | 0 | 0
TVA_2_ENT | TVA | ENT | 2035 | B9 | 800 | 0 | 500 | 0 | 0 | 0 | 0 | 0 | 0 | 0 | 0 | 0 | 0 | 0
TVA_2_ENT | TVA | ENT | 2035 | B10 | 1262 | 0 | 500 | 0 | 0 | 0 | 0 | 0 | 0 | 0 | 0 | 0 | 0 | 0
TVA_2_ENT | TVA | ENT | 2035 | B11 | 25 | 0 | 500 | 0 | 0 | 0 | 0 | 0 | 0 | 0 | 0 | 0 | 0 | 0
TVA_2_ENT | TVA | ENT | 2035 | B12 | 200 | 0 | 500 | 0 | 0 | 0 | 0 | 0 | 0 | 0 | 0 | 0 | 0 | 0
TVA_2_ENT | TVA | ENT | 2035 | B13 | 600 | 0 | 500 | 0 | 0 | 0 | 0 | 0 | 0 | 0 | 0 | 0 | 0 | 0
TVA_2_ENT | TVA | ENT | 2035 | B14 | 900 | 0 | 500 | 0 | 0 | 0 | 0 | 0 | 0 | 0 | 0 | 0 | 0 | 0
TVA_2_ENT | TVA | ENT | 2035 | B15 | 1203 | 0 | 500 | 0 | 0 | 0 | 0 | 0 | 0 | 0 | 0 | 0 | 0 | 0
TVA_2_ENT | TVA | ENT | 2035 | B16 | 25 | 0 | 500 | 0 | 0 | 0 | 0 | 0 | 0 | 0 | 0 | 0 | 0 | 0
TVA_2_ENT | TVA | ENT | 2035 | B17 | 100 | 0 | 500 | 0 | 0 | 0 | 0 | 0 | 0 | 0 | 0 | 0 | 0 | 0
TVA_2_ENT | TVA | ENT | 2035 | B18 | 400 | 0 | 500 | 0 | 0 | 0 | 0 | 0 | 0 | 0 | 0 | 0 | 0 | 0
TVA_2_ENT | TVA | ENT | 2035 | B19 | 700 | 0 | 500 | 0 | 0 | 0 | 0 | 0 | 0 | 0 | 0 | 0 | 0 | 0
TVA_2_ENT | TVA | ENT | 2035 | B20 | 935 | 0 | 500 | 0 | 0 | 0 | 0 | 0 | 0 | 0 | 0 | 0 | 0 | 0
TVA_2_ENT | TVA | ENT | 2040 | B1 | 10 | 0 | 500 | 0 | 0 | 0 | 0 | 0 | 0 | 0 | 0 | 0 | 0 | 0.59944
TVA_2_ENT | TVA | ENT | 2040 | B2 | 25 | 0 | 500 | 0 | 0 | 0 | 0 | 0 | 0 | 0 | 0 | 0 | 0 | 0.59944
TVA_2_ENT | TVA | ENT | 2040 | B3 | 75 | 0 | 500 | 0 | 0 | 0 | 0 | 0 | 0 | 0 | 0 | 0 | 0 | 0.59944
TVA_2_ENT | TVA | ENT | 2040 | B4 | 100 | 0 | 500 | 0 | 0 | 0 | 0 | 0 | 0 | 0 | 0 | 0 | 0 | 0.59944
TVA_2_ENT | TVA | ENT | 2040 | B5 | 200 | 0 | 500 | 0 | 0 | 0 | 0 | 0 | 0 | 0 | 0 | 0 | 0 | 0.59944
TVA_2_ENT | TVA | ENT | 2040 | B6 | 300 | 0 | 500 | 169.97 | 0 | 0 | 0 | 0 | 0 | 0 | 0 | 0 | 0 | 0.59944
TVA_2_ENT | TVA | ENT | 2040 | B7 | 400 | 0 | 500 | 0 | 0 | 0 | 0 | 0 | 0 | 0 | 0 | 0 | 0 | 0.59944
TVA_2_ENT | TVA | ENT | 2040 | B8 | 500 | 0 | 500 | 0 | 0 | 0 | 0 | 0 | 0 | 0 | 0 | 0 | 0 | 0.59944
TVA_2_ENT | TVA | ENT | 2040 | B9 | 800 | 0 | 500 | 0 | 0 | 0 | 0 | 0 | 0 | 0 | 0 | 0 | 0 | 0.59944
TVA_2_ENT | TVA | ENT | 2040 | B10 | 1262 | 0 | 500 | 0 | 0 | 0 | 0 | 0 | 0 | 0 | 0 | 0 | 0 | 0.59944
TVA_2_ENT | TVA | ENT | 2040 | B11 | 25 | 0 | 500 | 500 | 0 | 0 | 0 | 0 | 2.3977 | 0 | 0 | 2.3977 | 0 | 0.59944
TVA_2_ENT | TVA | ENT | 2040 | B12 | 200 | 0 | 500 | 0 | 0 | 0 | 0 | 0 | 0 | 0 | 0 | 0 | 0 | 0.59944
TVA_2_ENT | TVA | ENT | 2040 | B13 | 600 | 0 | 500 | 0 | 0 | 0 | 0 | 0 | 0 | 0 | 0 | 0 | 0 | 0.59944
TVA_2_ENT | TVA | ENT | 2040 | B14 | 900 | 0 | 500 | 0 | 0 | 0 | 0 | 0 | 0 | 0 | 0 | 0 | 0 | 0.59944
TVA_2_ENT | TVA | ENT | 2040 | B15 | 1203 | 0 | 500 | 0 | 0 | 0 | 0 | 0 | 0 | 0 | 0 | 0 | 0 | 0.59944
TVA_2_ENT | TVA | ENT | 2040 | B16 | 25 | 0 | 500 | 0 | 0 | 0 | 0 | 0 | 0 | 0 | 0 | 0 | 0 | 0.59944
TVA_2_ENT | TVA | ENT | 2040 | B17 | 100 | 0 | 500 | 0 | 0 | 0 | 0 | 0 | 0 | 0 | 0 | 0 | 0 | 0.59944
TVA_2_ENT | TVA | ENT | 2040 | B18 | 400 | 0 | 500 | 0 | 0 | 0 | 0 | 0 | 0 | 0 | 0 | 0 | 0 | 0.59944
TVA_2_ENT | TVA | ENT | 2040 | B19 | 700 | 0 | 500 | 0 | 0 | 0 | 0 | 0 | 0 | 0 | 0 | 0 | 0 | 0.59944
TVA_2_ENT | TVA | ENT | 2040 | B20 | 935 | 0 | 500 | 0 | 0 | 0 | 0 | 0 | 0 | 0 | 0 | 0 | 0 | 0.59944
TVA_2_ENT | TVA | ENT | 2045 | B1 | 10 | 0 | 500 | 0 | 0 | 0 | 0 | 0 | 0 | 0 | 0 | 0 | 0 | 0.97334
TVA_2_ENT | TVA | ENT | 2045 | B2 | 25 | 0 | 500 | 0 | 0 | 0 | 0 | 0 | 0 | 0 | 0 | 0 | 0 | 0.97334
TVA_2_ENT | TVA | ENT | 2045 | B3 | 75 | 0 | 500 | 0 | 0 | 0 | 0 | 0 | 0 | 0 | 0 | 0 | 0 | 0.97334
TVA_2_ENT | TVA | ENT | 2045 | B4 | 100 | 0 | 500 | 0 | 0 | 0 | 0 | 0 | 0 | 0 | 0 | 0 | 0 | 0.97334
TVA_2_ENT | TVA | ENT | 2045 | B5 | 200 | 0 | 500 | 0 | 0 | 0 | 0 | 0 | 0 | 0 | 0 | 0 | 0 | 0.97334
TVA_2_ENT | TVA | ENT | 2045 | B6 | 300 | 0 | 500 | 0 | 0 | 0 | 0 | 0 | 0 | 0 | 0 | 0 | 0 | 0.97334
TVA_2_ENT | TVA | ENT | 2045 | B7 | 400 | 0 | 500 | 0 | 0 | 0 | 0 | 0 | 0 | 0 | 0 | 0 | 0 | 0.97334
TVA_2_ENT | TVA | ENT | 2045 | B8 | 500 | 0 | 500 | 0 | 0 | 0 | 0 | 0 | 0 | 0 | 0 | 0 | 0 | 0.97334
TVA_2_ENT | TVA | ENT | 2045 | B9 | 800 | 0 | 500 | 0 | 0 | 0 | 0 | 0 | 0 | 0 | 0 | 0 | 0 | 0.97334
TVA_2_ENT | TVA | ENT | 2045 | B10 | 1262 | 0 | 500 | 0 | 0 | 0 | 0 | 0 | 0 | 0 | 0 | 0 | 0 | 0.97334
TVA_2_ENT | TVA | ENT | 2045 | B11 | 25 | 0 | 500 | 500 | 0 | 0 | 0 | 0 | 3.8934 | 0 | 0 | 3.8934 | 0 | 0.97334
TVA_2_ENT | TVA | ENT | 2045 | B12 | 200 | 0 | 500 | 0 | 0 | 0 | 0 | 0 | 0 | 0 | 0 | 0 | 0 | 0.97334
TVA_2_ENT | TVA | ENT | 2045 | B13 | 600 | 0 | 500 | 0 | 0 | 0 | 0 | 0 | 0 | 0 | 0 | 0 | 0 | 0.97334
TVA_2_ENT | TVA | ENT | 2045 | B14 | 900 | 0 | 500 | 0 | 0 | 0 | 0 | 0 | 0 | 0 | 0 | 0 | 0 | 0.97334
TVA_2_ENT | TVA | ENT | 2045 | B15 | 1203 | 0 | 500 | 0 | 0 | 0 | 0 | 0 | 0 | 0 | 0 | 0 | 0 | 0.97334
TVA_2_ENT | TVA | ENT | 2045 | B16 | 25 | 0 | 500 | 0 | 0 | 0 | 0 | 0 | 0 | 0 | 0 | 0 | 0 | 0.97334
TVA_2_ENT | TVA | ENT | 2045 | B17 | 100 | 0 | 500 | 0 | 0 | 0 | 0 | 0 | 0 | 0 | 0 | 0 | 0 | 0.97334
TVA_2_ENT | TVA | ENT | 2045 | B18 | 400 | 0 | 500 | 0 | 0 | 0 | 0 | 0 | 0 | 0 | 0 | 0 | 0 | 0.97334
TVA_2_ENT | TVA | ENT | 2045 | B19 | 700 | 0 | 500 | 0 | 0 | 0 | 0 | 0 | 0 | 0 | 0 | 0 | 0 | 0.97334
TVA_2_ENT | TVA | ENT | 2045 | B20 | 935 | 0 | 500 | 0 | 0 | 0 | 0 | 0 | 0 | 0 | 0 | 0 | 0 | 0.97334
TVA_2_ENT | TVA | ENT | 2050 | B1 | 10 | 0 | 500 | 0 | 0 | 0 | 0 | 0 | 0 | 0 | 0 | 0 | 0 | 1.1277
TVA_2_ENT | TVA | ENT | 2050 | B2 | 25 | 0 | 500 | 0 | 0 | 0 | 0 | 0 | 0 | 0 | 0 | 0 | 0 | 1.1277
TVA_2_ENT | TVA | ENT | 2050 | B3 | 75 | 0 | 500 | 0 | 0 | 0 | 0 | 0 | 0 | 0 | 0 | 0 | 0 | 1.1277
TVA_2_ENT | TVA | ENT | 2050 | B4 | 100 | 0 | 500 | 0 | 0 | 0 | 0 | 0 | 0 | 0 | 0 | 0 | 0 | 1.1277
TVA_2_ENT | TVA | ENT | 2050 | B5 | 200 | 0 | 500 | 0 | 0 | 0 | 0 | 0 | 0 | 0 | 0 | 0 | 0 | 1.1277
TVA_2_ENT | TVA | ENT | 2050 | B6 | 300 | 0 | 500 | 0 | 0 | 0 | 0 | 0 | 0 | 0 | 0 | 0 | 0 | 1.1277
TVA_2_ENT | TVA | ENT | 2050 | B7 | 400 | 0 | 500 | 0 | 0 | 0 | 0 | 0 | 0 | 0 | 0 | 0 | 0 | 1.1277
TVA_2_ENT | TVA | ENT | 2050 | B8 | 500 | 0 | 500 | 0 | 0 | 0 | 0 | 0 | 0 | 0 | 0 | 0 | 0 | 1.1277
TVA_2_ENT | TVA | ENT | 2050 | B9 | 800 | 0 | 500 | 0 | 0 | 0 | 0 | 0 | 0 | 0 | 0 | 0 | 0 | 1.1277
TVA_2_ENT | TVA | ENT | 2050 | B10 | 1262 | 0 | 500 | 416.7 | 0 | 0 | 0 | 0 | 0 | 0 | 0 | 0 | 0 | 1.1277
TVA_2_ENT | TVA | ENT | 2050 | B11 | 25 | 0 | 500 | 500 | 0 | 0 | 0 | 0 | 4.5106 | 0 | 0 | 4.5106 | 0 | 1.1277
TVA_2_ENT | TVA | ENT | 2050 | B12 | 200 | 0 | 500 | 0 | 0 | 0 | 0 | 0 | 0 | 0 | 0 | 0 | 0 | 1.1277
TVA_2_ENT | TVA | ENT | 2050 | B13 | 600 | 0 | 500 | 0 | 0 | 0 | 0 | 0 | 0 | 0 | 0 | 0 | 0 | 1.1277
TVA_2_ENT | TVA | ENT | 2050 | B14 | 900 | 0 | 500 | 0 | 0 | 0 | 0 | 0 | 0 | 0 | 0 | 0 | 0 | 1.1277
TVA_2_ENT | TVA | ENT | 2050 | B15 | 1203 | 0 | 500 | 0 | 0 | 0 | 0 | 0 | 0 | 0 | 0 | 0 | 0 | 1.1277
TVA_2_ENT | TVA | ENT | 2050 | B16 | 25 | 0 | 500 | 0 | 0 | 0 | 0 | 0 | 0 | 0 | 0 | 0 | 0 | 1.1277
TVA_2_ENT | TVA | ENT | 2050 | B17 | 100 | 0 | 500 | 0 | 0 | 0 | 0 | 0 | 0 | 0 | 0 | 0 | 0 | 1.1277
TVA_2_ENT | TVA | ENT | 2050 | B18 | 400 | 0 | 500 | 0 | 0 | 0 | 0 | 0 | 0 | 0 | 0 | 0 | 0 | 1.1277
TVA_2_ENT | TVA | ENT | 2050 | B19 | 700 | 0 | 500 | 0 | 0 | 0 | 0 | 0 | 0 | 0 | 0 | 0 | 0 | 1.1277
TVA_2_ENT | TVA | ENT | 2050 | B20 | 935 | 0 | 500 | 0 | 0 | 0 | 0 | 0 | 0 | 0 | 0 | 0 | 0 | 1.1277
TVA_2_MISO_MO-IL | TVA | MISO_MO-IL | 2015 | B1 | 10 | 0 | 50 | 0 | 0 | 0 | 0 | 0 | 0 | 0 | 0 | 0 | 0 | 0
TVA_2_MISO_MO-IL | TVA | MISO_MO-IL | 2015 | B2 | 25 | 0 | 50 | 0 | 0 | 0 | 0 | 0 | 0 | 0 | 0 | 0 | 0 | 0
TVA_2_MISO_MO-IL | TVA | MISO_MO-IL | 2015 | B3 | 75 | 0 | 50 | 0 | 0 | 0 | 0 | 0 | 0 | 0 | 0 | 0 | 0 | 0
TVA_2_MISO_MO-IL | TVA | MISO_MO-IL | 2015 | B4 | 100 | 0 | 50 | 0 | 0 | 0 | 0 | 0 | 0 | 0 | 0 | 0 | 0 | 0
TVA_2_MISO_MO-IL | TVA | MISO_MO-IL | 2015 | B5 | 200 | 0 | 50 | 0 | 0 | 0 | 0 | 0 | 0 | 0 | 0 | 0 | 0 | 0
TVA_2_MISO_MO-IL | TVA | MISO_MO-IL | 2015 | B6 | 300 | 0 | 50 | 0 | 0 | 0 | 0 | 0 | 0 | 0 | 0 | 0 | 0 | 0
TVA_2_MISO_MO-IL | TVA | MISO_MO-IL | 2015 | B7 | 400 | 0 | 50 | 0 | 0 | 0 | 0 | 0 | 0 | 0 | 0 | 0 | 0 | 0
TVA_2_MISO_MO-IL | TVA | MISO_MO-IL | 2015 | B8 | 500 | 0 | 50 | 0 | 0 | 0 | 0 | 0 | 0 | 0 | 0 | 0 | 0 | 0
TVA_2_MISO_MO-IL | TVA | MISO_MO-IL | 2015 | B9 | 800 | 0 | 50 | 0 | 0 | 0 | 0 | 0 | 0 | 0 | 0 | 0 | 0 | 0
TVA_2_MISO_MO-IL | TVA | MISO_MO-IL | 2015 | B10 | 1262 | 0 | 50 | 0 | 0 | 0 | 0 | 0 | 0 | 0 | 0 | 0 | 0 | 0
TVA_2_MISO_MO-IL | TVA | MISO_MO-IL | 2015 | B11 | 25 | 0 | 50 | 0 | 0 | 0 | 0 | 0 | 0 | 0 | 0 | 0 | 0 | 0
TVA_2_MISO_MO-IL | TVA | MISO_MO-IL | 2015 | B12 | 200 | 0 | 50 | 0 | 0 | 0 | 0 | 0 | 0 | 0 | 0 | 0 | 0 | 0
TVA_2_MISO_MO-IL | TVA | MISO_MO-IL | 2015 | B13 | 600 | 0 | 50 | 0 | 0 | 0 | 0 | 0 | 0 | 0 | 0 | 0 | 0 | 0
TVA_2_MISO_MO-IL | TVA | MISO_MO-IL | 2015 | B14 | 900 | 0 | 50 | 0 | 0 | 0 | 0 | 0 | 0 | 0 | 0 | 0 | 0 | 0
TVA_2_MISO_MO-IL | TVA | MISO_MO-IL | 2015 | B15 | 1203 | 0 | 50 | 0 | 0 | 0 | 0 | 0 | 0 | 0 | 0 | 0 | 0 | 0
TVA_2_MISO_MO-IL | TVA | MISO_MO-IL | 2015 | B16 | 25 | 0 | 50 | 0 | 0 | 0 | 0 | 0 | 0 | 0 | 0 | 0 | 0 | 0
TVA_2_MISO_MO-IL | TVA | MISO_MO-IL | 2015 | B17 | 100 | 0 | 50 | 0 | 0 | 0 | 0 | 0 | 0 | 0 | 0 | 0 | 0 | 0
TVA_2_MISO_MO-IL | TVA | MISO_MO-IL | 2015 | B18 | 400 | 0 | 50 | 0 | 0 | 0 | 0 | 0 | 0 | 0 | 0 | 0 | 0 | 0
TVA_2_MISO_MO-IL | TVA | MISO_MO-IL | 2015 | B19 | 700 | 0 | 50 | 0 | 0 | 0 | 0 | 0 | 0 | 0 | 0 | 0 | 0 | 0
TVA_2_MISO_MO-IL | TVA | MISO_MO-IL | 2015 | B20 | 935 | 0 | 50 | 0 | 0 | 0 | 0 | 0 | 0 | 0 | 0 | 0 | 0 | 0
TVA_2_MISO_MO-IL | TVA | MISO_MO-IL | 2020 | B1 | 10 | 0 | 50 | 0 | 0 | 0 | 0 | 0 | 0 | 0 | 0 | 0 | 0 | 0
TVA_2_MISO_MO-IL | TVA | MISO_MO-IL | 2020 | B2 | 25 | 0 | 50 | 0 | 0 | 0 | 0 | 0 | 0 | 0 | 0 | 0 | 0 | 0
TVA_2_MISO_MO-IL | TVA | MISO_MO-IL | 2020 | B3 | 75 | 0 | 50 | 0 | 0 | 0 | 0 | 0 | 0 | 0 | 0 | 0 | 0 | 0
TVA_2_MISO_MO-IL | TVA | MISO_MO-IL | 2020 | B4 | 100 | 0 | 50 | 0 | 0 | 0 | 0 | 0 | 0 | 0 | 0 | 0 | 0 | 0
TVA_2_MISO_MO-IL | TVA | MISO_MO-IL | 2020 | B5 | 200 | 0 | 50 | 0 | 0 | 0 | 0 | 0 | 0 | 0 | 0 | 0 | 0 | 0
TVA_2_MISO_MO-IL | TVA | MISO_MO-IL | 2020 | B6 | 300 | 0 | 50 | 0 | 0 | 0 | 0 | 0 | 0 | 0 | 0 | 0 | 0 | 0
TVA_2_MISO_MO-IL | TVA | MISO_MO-IL | 2020 | B7 | 400 | 0 | 50 | 0 | 0 | 0 | 0 | 0 | 0 | 0 | 0 | 0 | 0 | 0
TVA_2_MISO_MO-IL | TVA | MISO_MO-IL | 2020 | B8 | 500 | 0 | 50 | 0 | 0 | 0 | 0 | 0 | 0 | 0 | 0 | 0 | 0 | 0
TVA_2_MISO_MO-IL | TVA | MISO_MO-IL | 2020 | B9 | 800 | 0 | 50 | 0 | 0 | 0 | 0 | 0 | 0 | 0 | 0 | 0 | 0 | 0
TVA_2_MISO_MO-IL | TVA | MISO_MO-IL | 2020 | B10 | 1262 | 0 | 50 | 0 | 0 | 0 | 0 | 0 | 0 | 0 | 0 | 0 | 0 | 0
TVA_2_MISO_MO-IL | TVA | MISO_MO-IL | 2020 | B11 | 25 | 0 | 50 | 0 | 0 | 0 | 0 | 0 | 0 | 0 | 0 | 0 | 0 | 0
TVA_2_MISO_MO-IL | TVA | MISO_MO-IL | 2020 | B12 | 200 | 0 | 50 | 0 | 0 | 0 | 0 | 0 | 0 | 0 | 0 | 0 | 0 | 0
TVA_2_MISO_MO-IL | TVA | MISO_MO-IL | 2020 | B13 | 600 | 0 | 50 | 0 | 0 | 0 | 0 | 0 | 0 | 0 | 0 | 0 | 0 | 0
TVA_2_MISO_MO-IL | TVA | MISO_MO-IL | 2020 | B14 | 900 | 0 | 50 | 0 | 0 | 0 | 0 | 0 | 0 | 0 | 0 | 0 | 0 | 0
TVA_2_MISO_MO-IL | TVA | MISO_MO-IL | 2020 | B15 | 1203 | 0 | 50 | 0 | 0 | 0 | 0 | 0 | 0 | 0 | 0 | 0 | 0 | 0
TVA_2_MISO_MO-IL | TVA | MISO_MO-IL | 2020 | B16 | 25 | 0 | 50 | 0 | 0 | 0 | 0 | 0 | 0 | 0 | 0 | 0 | 0 | 0
TVA_2_MISO_MO-IL | TVA | MISO_MO-IL | 2020 | B17 | 100 | 0 | 50 | 0 | 0 | 0 | 0 | 0 | 0 | 0 | 0 | 0 | 0 | 0
TVA_2_MISO_MO-IL | TVA | MISO_MO-IL | 2020 | B18 | 400 | 0 | 50 | 0 | 0 | 0 | 0 | 0 | 0 | 0 | 0 | 0 | 0 | 0
TVA_2_MISO_MO-IL | TVA | MISO_MO-IL | 2020 | B19 | 700 | 0 | 50 | 0 | 0 | 0 | 0 | 0 | 0 | 0 | 0 | 0 | 0 | 0
TVA_2_MISO_MO-IL | TVA | MISO_MO-IL | 2020 | B20 | 935 | 0 | 50 | 0 | 0 | 0 | 0 | 0 | 0 | 0 | 0 | 0 | 0 | 0
TVA_2_MISO_MO-IL | TVA | MISO_MO-IL | 2025 | B1 | 10 | 0 | 50 | 0 | 0 | 0 | 0 | 0 | 0 | 0 | 0 | 0 | 0 | 0
TVA_2_MISO_MO-IL | TVA | MISO_MO-IL | 2025 | B2 | 25 | 0 | 50 | 0 | 0 | 0 | 0 | 0 | 0 | 0 | 0 | 0 | 0 | 0
TVA_2_MISO_MO-IL | TVA | MISO_MO-IL | 2025 | B3 | 75 | 0 | 50 | 0 | 0 | 0 | 0 | 0 | 0 | 0 | 0 | 0 | 0 | 0
TVA_2_MISO_MO-IL | TVA | MISO_MO-IL | 2025 | B4 | 100 | 0 | 50 | 0 | 0 | 0 | 0 | 0 | 0 | 0 | 0 | 0 | 0 | 0
TVA_2_MISO_MO-IL | TVA | MISO_MO-IL | 2025 | B5 | 200 | 0 | 50 | 0 | 0 | 0 | 0 | 0 | 0 | 0 | 0 | 0 | 0 | 0
TVA_2_MISO_MO-IL | TVA | MISO_MO-IL | 2025 | B6 | 300 | 0 | 50 | 0 | 0 | 0 | 0 | 0 | 0 | 0 | 0 | 0 | 0 | 0
TVA_2_MISO_MO-IL | TVA | MISO_MO-IL | 2025 | B7 | 400 | 0 | 50 | 0 | 0 | 0 | 0 | 0 | 0 | 0 | 0 | 0 | 0 | 0
TVA_2_MISO_MO-IL | TVA | MISO_MO-IL | 2025 | B8 | 500 | 0 | 50 | 0 | 0 | 0 | 0 | 0 | 0 | 0 | 0 | 0 | 0 | 0
TVA_2_MISO_MO-IL | TVA | MISO_MO-IL | 2025 | B9 | 800 | 0 | 50 | 0 | 0 | 0 | 0 | 0 | 0 | 0 | 0 | 0 | 0 | 0
TVA_2_MISO_MO-IL | TVA | MISO_MO-IL | 2025 | B10 | 1262 | 0 | 50 | 0 | 0 | 0 | 0 | 0 | 0 | 0 | 0 | 0 | 0 | 0
TVA_2_MISO_MO-IL | TVA | MISO_MO-IL | 2025 | B11 | 25 | 0 | 50 | 0 | 0 | 0 | 0 | 0 | 0 | 0 | 0 | 0 | 0 | 0
TVA_2_MISO_MO-IL | TVA | MISO_MO-IL | 2025 | B12 | 200 | 0 | 50 | 0 | 0 | 0 | 0 | 0 | 0 | 0 | 0 | 0 | 0 | 0
TVA_2_MISO_MO-IL | TVA | MISO_MO-IL | 2025 | B13 | 600 | 0 | 50 | 0 | 0 | 0 | 0 | 0 | 0 | 0 | 0 | 0 | 0 | 0
TVA_2_MISO_MO-IL | TVA | MISO_MO-IL | 2025 | B14 | 900 | 0 | 50 | 0 | 0 | 0 | 0 | 0 | 0 | 0 | 0 | 0 | 0 | 0
TVA_2_MISO_MO-IL | TVA | MISO_MO-IL | 2025 | B15 | 1203 | 0 | 50 | 0 | 0 | 0 | 0 | 0 | 0 | 0 | 0 | 0 | 0 | 0
TVA_2_MISO_MO-IL | TVA | MISO_MO-IL | 2025 | B16 | 25 | 0 | 50 | 0 | 0 | 0 | 0 | 0 | 0 | 0 | 0 | 0 | 0 | 0
TVA_2_MISO_MO-IL | TVA | MISO_MO-IL | 2025 | B17 | 100 | 0 | 50 | 0 | 0 | 0 | 0 | 0 | 0 | 0 | 0 | 0 | 0 | 0
TVA_2_MISO_MO-IL | TVA | MISO_MO-IL | 2025 | B18 | 400 | 0 | 50 | 0 | 0 | 0 | 0 | 0 | 0 | 0 | 0 | 0 | 0 | 0
TVA_2_MISO_MO-IL | TVA | MISO_MO-IL | 2025 | B19 | 700 | 0 | 50 | 0 | 0 | 0 | 0 | 0 | 0 | 0 | 0 | 0 | 0 | 0
TVA_2_MISO_MO-IL | TVA | MISO_MO-IL | 2025 | B20 | 935 | 0 | 50 | 0 | 0 | 0 | 0 | 0 | 0 | 0 | 0 | 0 | 0 | 0
TVA_2_MISO_MO-IL | TVA | MISO_MO-IL | 2030 | B1 | 10 | 0 | 50 | 0 | 0 | 0 | 0 | 0 | 0 | 0 | 0 | 0 | 0 | 0
TVA_2_MISO_MO-IL | TVA | MISO_MO-IL | 2030 | B2 | 25 | 0 | 50 | 0 | 0 | 0 | 0 | 0 | 0 | 0 | 0 | 0 | 0 | 0
TVA_2_MISO_MO-IL | TVA | MISO_MO-IL | 2030 | B3 | 75 | 0 | 50 | 0 | 0 | 0 | 0 | 0 | 0 | 0 | 0 | 0 | 0 | 0
TVA_2_MISO_MO-IL | TVA | MISO_MO-IL | 2030 | B4 | 100 | 0 | 50 | 0 | 0 | 0 | 0 | 0 | 0 | 0 | 0 | 0 | 0 | 0
TVA_2_MISO_MO-IL | TVA | MISO_MO-IL | 2030 | B5 | 200 | 0 | 50 | 0 | 0 | 0 | 0 | 0 | 0 | 0 | 0 | 0 | 0 | 0
TVA_2_MISO_MO-IL | TVA | MISO_MO-IL | 2030 | B6 | 300 | 0 | 50 | 0 | 0 | 0 | 0 | 0 | 0 | 0 | 0 | 0 | 0 | 0
TVA_2_MISO_MO-IL | TVA | MISO_MO-IL | 2030 | B7 | 400 | 0 | 50 | 0 | 0 | 0 | 0 | 0 | 0 | 0 | 0 | 0 | 0 | 0
TVA_2_MISO_MO-IL | TVA | MISO_MO-IL | 2030 | B8 | 500 | 0 | 50 | 0 | 0 | 0 | 0 | 0 | 0 | 0 | 0 | 0 | 0 | 0
TVA_2_MISO_MO-IL | TVA | MISO_MO-IL | 2030 | B9 | 800 | 0 | 50 | 0 | 0 | 0 | 0 | 0 | 0 | 0 | 0 | 0 | 0 | 0
TVA_2_MISO_MO-IL | TVA | MISO_MO-IL | 2030 | B10 | 1262 | 0 | 50 | 0 | 0 | 0 | 0 | 0 | 0 | 0 | 0 | 0 | 0 | 0
TVA_2_MISO_MO-IL | TVA | MISO_MO-IL | 2030 | B11 | 25 | 0 | 50 | 0 | 0 | 0 | 0 | 0 | 0 | 0 | 0 | 0 | 0 | 0
TVA_2_MISO_MO-IL | TVA | MISO_MO-IL | 2030 | B12 | 200 | 0 | 50 | 0 | 0 | 0 | 0 | 0 | 0 | 0 | 0 | 0 | 0 | 0
TVA_2_MISO_MO-IL | TVA | MISO_MO-IL | 2030 | B13 | 600 | 0 | 50 | 0 | 0 | 0 | 0 | 0 | 0 | 0 | 0 | 0 | 0 | 0
TVA_2_MISO_MO-IL | TVA | MISO_MO-IL | 2030 | B14 | 900 | 0 | 50 | 0 | 0 | 0 | 0 | 0 | 0 | 0 | 0 | 0 | 0 | 0
TVA_2_MISO_MO-IL | TVA | MISO_MO-IL | 2030 | B15 | 1203 | 0 | 50 | 0 | 0 | 0 | 0 | 0 | 0 | 0 | 0 | 0 | 0 | 0
TVA_2_MISO_MO-IL | TVA | MISO_MO-IL | 2030 | B16 | 25 | 0 | 50 | 0 | 0 | 0 | 0 | 0 | 0 | 0 | 0 | 0 | 0 | 0
TVA_2_MISO_MO-IL | TVA | MISO_MO-IL | 2030 | B17 | 100 | 0 | 50 | 0 | 0 | 0 | 0 | 0 | 0 | 0 | 0 | 0 | 0 | 0
TVA_2_MISO_MO-IL | TVA | MISO_MO-IL | 2030 | B18 | 400 | 0 | 50 | 0 | 0 | 0 | 0 | 0 | 0 | 0 | 0 | 0 | 0 | 0
TVA_2_MISO_MO-IL | TVA | MISO_MO-IL | 2030 | B19 | 700 | 0 | 50 | 0 | 0 | 0 | 0 | 0 | 0 | 0 | 0 | 0 | 0 | 0
TVA_2_MISO_MO-IL | TVA | MISO_MO-IL | 2030 | B20 | 935 | 0 | 50 | 0 | 0 | 0 | 0 | 0 | 0 | 0 | 0 | 0 | 0 | 0
TVA_2_MISO_MO-IL | TVA | MISO_MO-IL | 2035 | B1 | 10 | 0 | 50 | 0 | 0 | 0 | 0 | 0 | 0 | 0 | 0 | 0 | 0 | 0
TVA_2_MISO_MO-IL | TVA | MISO_MO-IL | 2035 | B2 | 25 | 0 | 50 | 0 | 0 | 0 | 0 | 0 | 0 | 0 | 0 | 0 | 0 | 0
TVA_2_MISO_MO-IL | TVA | MISO_MO-IL | 2035 | B3 | 75 | 0 | 50 | 0 | 0 | 0 | 0 | 0 | 0 | 0 | 0 | 0 | 0 | 0
TVA_2_MISO_MO-IL | TVA | MISO_MO-IL | 2035 | B4 | 100 | 0 | 50 | 0 | 0 | 0 | 0 | 0 | 0 | 0 | 0 | 0 | 0 | 0
TVA_2_MISO_MO-IL | TVA | MISO_MO-IL | 2035 | B5 | 200 | 0 | 50 | 0 | 0 | 0 | 0 | 0 | 0 | 0 | 0 | 0 | 0 | 0
TVA_2_MISO_MO-IL | TVA | MISO_MO-IL | 2035 | B6 | 300 | 0 | 50 | 0 | 0 | 0 | 0 | 0 | 0 | 0 | 0 | 0 | 0 | 0
TVA_2_MISO_MO-IL | TVA | MISO_MO-IL | 2035 | B7 | 400 | 0 | 50 | 0 | 0 | 0 | 0 | 0 | 0 | 0 | 0 | 0 | 0 | 0
TVA_2_MISO_MO-IL | TVA | MISO_MO-IL | 2035 | B8 | 500 | 0 | 50 | 0 | 0 | 0 | 0 | 0 | 0 | 0 | 0 | 0 | 0 | 0
TVA_2_MISO_MO-IL | TVA | MISO_MO-IL | 2035 | B9 | 800 | 0 | 50 | 0 | 0 | 0 | 0 | 0 | 0 | 0 | 0 | 0 | 0 | 0
TVA_2_MISO_MO-IL | TVA | MISO_MO-IL | 2035 | B10 | 1262 | 0 | 50 | 0 | 0 | 0 | 0 | 0 | 0 | 0 | 0 | 0 | 0 | 0
TVA_2_MISO_MO-IL | TVA | MISO_MO-IL | 2035 | B11 | 25 | 0 | 50 | 0 | 0 | 0 | 0 | 0 | 0 | 0 | 0 | 0 | 0 | 0
TVA_2_MISO_MO-IL | TVA | MISO_MO-IL | 2035 | B12 | 200 | 0 | 50 | 0 | 0 | 0 | 0 | 0 | 0 | 0 | 0 | 0 | 0 | 0
TVA_2_MISO_MO-IL | TVA | MISO_MO-IL | 2035 | B13 | 600 | 0 | 50 | 0 | 0 | 0 | 0 | 0 | 0 | 0 | 0 | 0 | 0 | 0
TVA_2_MISO_MO-IL | TVA | MISO_MO-IL | 2035 | B14 | 900 | 0 | 50 | 0 | 0 | 0 | 0 | 0 | 0 | 0 | 0 | 0 | 0 | 0
TVA_2_MISO_MO-IL | TVA | MISO_MO-IL | 2035 | B15 | 1203 | 0 | 50 | 0 | 0 | 0 | 0 | 0 | 0 | 0 | 0 | 0 | 0 | 0
TVA_2_MISO_MO-IL | TVA | MISO_MO-IL | 2035 | B16 | 25 | 0 | 50 | 0 | 0 | 0 | 0 | 0 | 0 | 0 | 0 | 0 | 0 | 0
TVA_2_MISO_MO-IL | TVA | MISO_MO-IL | 2035 | B17 | 100 | 0 | 50 | 0 | 0 | 0 | 0 | 0 | 0 | 0 | 0 | 0 | 0 | 0
TVA_2_MISO_MO-IL | TVA | MISO_MO-IL | 2035 | B18 | 400 | 0 | 50 | 0 | 0 | 0 | 0 | 0 | 0 | 0 | 0 | 0 | 0 | 0
TVA_2_MISO_MO-IL | TVA | MISO_MO-IL | 2035 | B19 | 700 | 0 | 50 | 0 | 0 | 0 | 0 | 0 | 0 | 0 | 0 | 0 | 0 | 0
TVA_2_MISO_MO-IL | TVA | MISO_MO-IL | 2035 | B20 | 935 | 0 | 50 | 0 | 0 | 0 | 0 | 0 | 0 | 0 | 0 | 0 | 0 | 0
TVA_2_MISO_MO-IL | TVA | MISO_MO-IL | 2040 | B1 | 10 | 0 | 50 | 0 | 0 | 0 | 0 | 0 | 0 | 0 | 0 | 0 | 0 | 0
TVA_2_MISO_MO-IL | TVA | MISO_MO-IL | 2040 | B2 | 25 | 0 | 50 | 0 | 0 | 0 | 0 | 0 | 0 | 0 | 0 | 0 | 0 | 0
TVA_2_MISO_MO-IL | TVA | MISO_MO-IL | 2040 | B3 | 75 | 0 | 50 | 0 | 0 | 0 | 0 | 0 | 0 | 0 | 0 | 0 | 0 | 0
TVA_2_MISO_MO-IL | TVA | MISO_MO-IL | 2040 | B4 | 100 | 0 | 50 | 0 | 0 | 0 | 0 | 0 | 0 | 0 | 0 | 0 | 0 | 0
TVA_2_MISO_MO-IL | TVA | MISO_MO-IL | 2040 | B5 | 200 | 0 | 50 | 0 | 0 | 0 | 0 | 0 | 0 | 0 | 0 | 0 | 0 | 0
TVA_2_MISO_MO-IL | TVA | MISO_MO-IL | 2040 | B6 | 300 | 0 | 50 | 0 | 0 | 0 | 0 | 0 | 0 | 0 | 0 | 0 | 0 | 0
TVA_2_MISO_MO-IL | TVA | MISO_MO-IL | 2040 | B7 | 400 | 0 | 50 | 0 | 0 | 0 | 0 | 0 | 0 | 0 | 0 | 0 | 0 | 0
TVA_2_MISO_MO-IL | TVA | MISO_MO-IL | 2040 | B8 | 500 | 0 | 50 | 0 | 0 | 0 | 0 | 0 | 0 | 0 | 0 | 0 | 0 | 0
TVA_2_MISO_MO-IL | TVA | MISO_MO-IL | 2040 | B9 | 800 | 0 | 50 | 0 | 0 | 0 | 0 | 0 | 0 | 0 | 0 | 0 | 0 | 0
TVA_2_MISO_MO-IL | TVA | MISO_MO-IL | 2040 | B10 | 1262 | 0 | 50 | 0 | 0 | 0 | 0 | 0 | 0 | 0 | 0 | 0 | 0 | 0
TVA_2_MISO_MO-IL | TVA | MISO_MO-IL | 2040 | B11 | 25 | 0 | 50 | 0 | 0 | 0 | 0 | 0 | 0 | 0 | 0 | 0 | 0 | 0
TVA_2_MISO_MO-IL | TVA | MISO_MO-IL | 2040 | B12 | 200 | 0 | 50 | 0 | 0 | 0 | 0 | 0 | 0 | 0 | 0 | 0 | 0 | 0
TVA_2_MISO_MO-IL | TVA | MISO_MO-IL | 2040 | B13 | 600 | 0 | 50 | 0 | 0 | 0 | 0 | 0 | 0 | 0 | 0 | 0 | 0 | 0
TVA_2_MISO_MO-IL | TVA | MISO_MO-IL | 2040 | B14 | 900 | 0 | 50 | 0 | 0 | 0 | 0 | 0 | 0 | 0 | 0 | 0 | 0 | 0
TVA_2_MISO_MO-IL | TVA | MISO_MO-IL | 2040 | B15 | 1203 | 0 | 50 | 0 | 0 | 0 | 0 | 0 | 0 | 0 | 0 | 0 | 0 | 0
TVA_2_MISO_MO-IL | TVA | MISO_MO-IL | 2040 | B16 | 25 | 0 | 50 | 0 | 0 | 0 | 0 | 0 | 0 | 0 | 0 | 0 | 0 | 0
TVA_2_MISO_MO-IL | TVA | MISO_MO-IL | 2040 | B17 | 100 | 0 | 50 | 0 | 0 | 0 | 0 | 0 | 0 | 0 | 0 | 0 | 0 | 0
TVA_2_MISO_MO-IL | TVA | MISO_MO-IL | 2040 | B18 | 400 | 0 | 50 | 0 | 0 | 0 | 0 | 0 | 0 | 0 | 0 | 0 | 0 | 0
TVA_2_MISO_MO-IL | TVA | MISO_MO-IL | 2040 | B19 | 700 | 0 | 50 | 0 | 0 | 0 | 0 | 0 | 0 | 0 | 0 | 0 | 0 | 0
TVA_2_MISO_MO-IL | TVA | MISO_MO-IL | 2040 | B20 | 935 | 0 | 50 | 0 | 0 | 0 | 0 | 0 | 0 | 0 | 0 | 0 | 0 | 0
TVA_2_MISO_MO-IL | TVA | MISO_MO-IL | 2045 | B1 | 10 | 0 | 50 | 0 | 0 | 0 | 0 | 0 | 0 | 0 | 0 | 0 | 0 | 0.81606
TVA_2_MISO_MO-IL | TVA | MISO_MO-IL | 2045 | B2 | 25 | 0 | 50 | 0 | 0 | 0 | 0 | 0 | 0 | 0 | 0 | 0 | 0 | 0.81606
TVA_2_MISO_MO-IL | TVA | MISO_MO-IL | 2045 | B3 | 75 | 0 | 50 | 0 | 0 | 0 | 0 | 0 | 0 | 0 | 0 | 0 | 0 | 0.81606
TVA_2_MISO_MO-IL | TVA | MISO_MO-IL | 2045 | B4 | 100 | 0 | 50 | 0 | 0 | 0 | 0 | 0 | 0 | 0 | 0 | 0 | 0 | 0.81606
TVA_2_MISO_MO-IL | TVA | MISO_MO-IL | 2045 | B5 | 200 | 0 | 50 | 0 | 0 | 0 | 0 | 0 | 0 | 0 | 0 | 0 | 0 | 0.81606
TVA_2_MISO_MO-IL | TVA | MISO_MO-IL | 2045 | B6 | 300 | 0 | 50 | 0 | 0 | 0 | 0 | 0 | 0 | 0 | 0 | 0 | 0 | 0.81606
TVA_2_MISO_MO-IL | TVA | MISO_MO-IL | 2045 | B7 | 400 | 0 | 50 | 0 | 0 | 0 | 0 | 0 | 0 | 0 | 0 | 0 | 0 | 0.81606
TVA_2_MISO_MO-IL | TVA | MISO_MO-IL | 2045 | B8 | 500 | 0 | 50 | 0 | 0 | 0 | 0 | 0 | 0 | 0 | 0 | 0 | 0 | 0.81606
TVA_2_MISO_MO-IL | TVA | MISO_MO-IL | 2045 | B9 | 800 | 0 | 50 | 0 | 0 | 0 | 0 | 0 | 0 | 0 | 0 | 0 | 0 | 0.81606
TVA_2_MISO_MO-IL | TVA | MISO_MO-IL | 2045 | B10 | 1262 | 0 | 50 | 0 | 0 | 0 | 0 | 0 | 0 | 0 | 0 | 0 | 0 | 0.81606
TVA_2_MISO_MO-IL | TVA | MISO_MO-IL | 2045 | B11 | 25 | 0 | 50 | 50 | 0 | 0 | 0 | 0 | 3.2643 | 0 | 0 | 3.2643 | 0 | 0.81606
TVA_2_MISO_MO-IL | TVA | MISO_MO-IL | 2045 | B12 | 200 | 0 | 50 | 0 | 0 | 0 | 0 | 0 | 0 | 0 | 0 | 0 | 0 | 0.81606
TVA_2_MISO_MO-IL | TVA | MISO_MO-IL | 2045 | B13 | 600 | 0 | 50 | 0 | 0 | 0 | 0 | 0 | 0 | 0 | 0 | 0 | 0 | 0.81606
TVA_2_MISO_MO-IL | TVA | MISO_MO-IL | 2045 | B14 | 900 | 0 | 50 | 0 | 0 | 0 | 0 | 0 | 0 | 0 | 0 | 0 | 0 | 0.81606
TVA_2_MISO_MO-IL | TVA | MISO_MO-IL | 2045 | B15 | 1203 | 0 | 50 | 0 | 0 | 0 | 0 | 0 | 0 | 0 | 0 | 0 | 0 | 0.81606
TVA_2_MISO_MO-IL | TVA | MISO_MO-IL | 2045 | B16 | 25 | 0 | 50 | 0 | 0 | 0 | 0 | 0 | 0 | 0 | 0 | 0 | 0 | 0.81606
TVA_2_MISO_MO-IL | TVA | MISO_MO-IL | 2045 | B17 | 100 | 0 | 50 | 0 | 0 | 0 | 0 | 0 | 0 | 0 | 0 | 0 | 0 | 0.81606
TVA_2_MISO_MO-IL | TVA | MISO_MO-IL | 2045 | B18 | 400 | 0 | 50 | 0 | 0 | 0 | 0 | 0 | 0 | 0 | 0 | 0 | 0 | 0.81606
TVA_2_MISO_MO-IL | TVA | MISO_MO-IL | 2045 | B19 | 700 | 0 | 50 | 0 | 0 | 0 | 0 | 0 | 0 | 0 | 0 | 0 | 0 | 0.81606
TVA_2_MISO_MO-IL | TVA | MISO_MO-IL | 2045 | B20 | 935 | 0 | 50 | 0 | 0 | 0 | 0 | 0 | 0 | 0 | 0 | 0 | 0 | 0.81606
TVA_2_MISO_MO-IL | TVA | MISO_MO-IL | 2050 | B1 | 10 | 0 | 50 | 0 | 0 | 0 | 0 | 0 | 0 | 0 | 0 | 0 | 0 | 0.38281
TVA_2_MISO_MO-IL | TVA | MISO_MO-IL | 2050 | B2 | 25 | 0 | 50 | 0 | 0 | 0 | 0 | 0 | 0 | 0 | 0 | 0 | 0 | 0.38281
TVA_2_MISO_MO-IL | TVA | MISO_MO-IL | 2050 | B3 | 75 | 0 | 50 | 0 | 0 | 0 | 0 | 0 | 0 | 0 | 0 | 0 | 0 | 0.38281
TVA_2_MISO_MO-IL | TVA | MISO_MO-IL | 2050 | B4 | 100 | 0 | 50 | 0 | 0 | 0 | 0 | 0 | 0 | 0 | 0 | 0 | 0 | 0.38281
TVA_2_MISO_MO-IL | TVA | MISO_MO-IL | 2050 | B5 | 200 | 0 | 50 | 0 | 0 | 0 | 0 | 0 | 0 | 0 | 0 | 0 | 0 | 0.38281
TVA_2_MISO_MO-IL | TVA | MISO_MO-IL | 2050 | B6 | 300 | 0 | 50 | 0 | 0 | 0 | 0 | 0 | 0 | 0 | 0 | 0 | 0 | 0.38281
TVA_2_MISO_MO-IL | TVA | MISO_MO-IL | 2050 | B7 | 400 | 0 | 50 | 0 | 0 | 0 | 0 | 0 | 0 | 0 | 0 | 0 | 0 | 0.38281
TVA_2_MISO_MO-IL | TVA | MISO_MO-IL | 2050 | B8 | 500 | 0 | 50 | 0 | 0 | 0 | 0 | 0 | 0 | 0 | 0 | 0 | 0 | 0.38281
TVA_2_MISO_MO-IL | TVA | MISO_MO-IL | 2050 | B9 | 800 | 0 | 50 | 0 | 0 | 0 | 0 | 0 | 0 | 0 | 0 | 0 | 0 | 0.38281
TVA_2_MISO_MO-IL | TVA | MISO_MO-IL | 2050 | B10 | 1262 | 0 | 50 | 0 | 0 | 0 | 0 | 0 | 0 | 0 | 0 | 0 | 0 | 0.38281
TVA_2_MISO_MO-IL | TVA | MISO_MO-IL | 2050 | B11 | 25 | 0 | 50 | 50 | 0 | 0 | 0 | 0 | 1.5312 | 0 | 0 | 1.5312 | 0 | 0.38281
TVA_2_MISO_MO-IL | TVA | MISO_MO-IL | 2050 | B12 | 200 | 0 | 50 | 0 | 0 | 0 | 0 | 0 | 0 | 0 | 0 | 0 | 0 | 0.38281
TVA_2_MISO_MO-IL | TVA | MISO_MO-IL | 2050 | B13 | 600 | 0 | 50 | 0 | 0 | 0 | 0 | 0 | 0 | 0 | 0 | 0 | 0 | 0.38281
TVA_2_MISO_MO-IL | TVA | MISO_MO-IL | 2050 | B14 | 900 | 0 | 50 | 0 | 0 | 0 | 0 | 0 | 0 | 0 | 0 | 0 | 0 | 0.38281
TVA_2_MISO_MO-IL | TVA | MISO_MO-IL | 2050 | B15 | 1203 | 0 | 50 | 0 | 0 | 0 | 0 | 0 | 0 | 0 | 0 | 0 | 0 | 0.38281
TVA_2_MISO_MO-IL | TVA | MISO_MO-IL | 2050 | B16 | 25 | 0 | 50 | 35.85 | 0 | 0 | 0 | 0 | 0 | 0 | 0 | 0 | 0 | 0.38281
TVA_2_MISO_MO-IL | TVA | MISO_MO-IL | 2050 | B17 | 100 | 0 | 50 | 0 | 0 | 0 | 0 | 0 | 0 | 0 | 0 | 0 | 0 | 0.38281
TVA_2_MISO_MO-IL | TVA | MISO_MO-IL | 2050 | B18 | 400 | 0 | 50 | 0 | 0 | 0 | 0 | 0 | 0 | 0 | 0 | 0 | 0 | 0.38281
TVA_2_MISO_MO-IL | TVA | MISO_MO-IL | 2050 | B19 | 700 | 0 | 50 | 0 | 0 | 0 | 0 | 0 | 0 | 0 | 0 | 0 | 0 | 0.38281
TVA_2_MISO_MO-IL | TVA | MISO_MO-IL | 2050 | B20 | 935 | 0 | 50 | 0 | 0 | 0 | 0 | 0 | 0 | 0 | 0 | 0 | 0 | 0.38281
TVA_2_NonRTO_Midwest | TVA | NonRTO_Midwest | 2015 | B1 | 10 | 0 | 100 | 0 | 0 | 0 | 0 | 0 | 0 | 0 | 0 | 0 | 0 | 0
TVA_2_NonRTO_Midwest | TVA | NonRTO_Midwest | 2015 | B2 | 25 | 0 | 100 | 0 | 0 | 0 | 0 | 0 | 0 | 0 | 0 | 0 | 0 | 0
TVA_2_NonRTO_Midwest | TVA | NonRTO_Midwest | 2015 | B3 | 75 | 0 | 100 | 0 | 0 | 0 | 0 | 0 | 0 | 0 | 0 | 0 | 0 | 0
TVA_2_NonRTO_Midwest | TVA | NonRTO_Midwest | 2015 | B4 | 100 | 0 | 100 | 0 | 0 | 0 | 0 | 0 | 0 | 0 | 0 | 0 | 0 | 0
TVA_2_NonRTO_Midwest | TVA | NonRTO_Midwest | 2015 | B5 | 200 | 0 | 100 | 0 | 0 | 0 | 0 | 0 | 0 | 0 | 0 | 0 | 0 | 0
TVA_2_NonRTO_Midwest | TVA | NonRTO_Midwest | 2015 | B6 | 300 | 0 | 100 | 0 | 0 | 0 | 0 | 0 | 0 | 0 | 0 | 0 | 0 | 0
TVA_2_NonRTO_Midwest | TVA | NonRTO_Midwest | 2015 | B7 | 400 | 0 | 100 | 0 | 0 | 0 | 0 | 0 | 0 | 0 | 0 | 0 | 0 | 0
TVA_2_NonRTO_Midwest | TVA | NonRTO_Midwest | 2015 | B8 | 500 | 0 | 100 | 0 | 0 | 0 | 0 | 0 | 0 | 0 | 0 | 0 | 0 | 0
TVA_2_NonRTO_Midwest | TVA | NonRTO_Midwest | 2015 | B9 | 800 | 0 | 100 | 0 | 0 | 0 | 0 | 0 | 0 | 0 | 0 | 0 | 0 | 0
TVA_2_NonRTO_Midwest | TVA | NonRTO_Midwest | 2015 | B10 | 1262 | 0 | 100 | 0 | 0 | 0 | 0 | 0 | 0 | 0 | 0 | 0 | 0 | 0
TVA_2_NonRTO_Midwest | TVA | NonRTO_Midwest | 2015 | B11 | 25 | 0 | 100 | 0 | 0 | 0 | 0 | 0 | 0 | 0 | 0 | 0 | 0 | 0
TVA_2_NonRTO_Midwest | TVA | NonRTO_Midwest | 2015 | B12 | 200 | 0 | 100 | 0 | 0 | 0 | 0 | 0 | 0 | 0 | 0 | 0 | 0 | 0
TVA_2_NonRTO_Midwest | TVA | NonRTO_Midwest | 2015 | B13 | 600 | 0 | 100 | 0 | 0 | 0 | 0 | 0 | 0 | 0 | 0 | 0 | 0 | 0
TVA_2_NonRTO_Midwest | TVA | NonRTO_Midwest | 2015 | B14 | 900 | 0 | 100 | 0 | 0 | 0 | 0 | 0 | 0 | 0 | 0 | 0 | 0 | 0
TVA_2_NonRTO_Midwest | TVA | NonRTO_Midwest | 2015 | B15 | 1203 | 0 | 100 | 0 | 0 | 0 | 0 | 0 | 0 | 0 | 0 | 0 | 0 | 0
TVA_2_NonRTO_Midwest | TVA | NonRTO_Midwest | 2015 | B16 | 25 | 0 | 100 | 0 | 0 | 0 | 0 | 0 | 0 | 0 | 0 | 0 | 0 | 0
TVA_2_NonRTO_Midwest | TVA | NonRTO_Midwest | 2015 | B17 | 100 | 0 | 100 | 0 | 0 | 0 | 0 | 0 | 0 | 0 | 0 | 0 | 0 | 0
TVA_2_NonRTO_Midwest | TVA | NonRTO_Midwest | 2015 | B18 | 400 | 0 | 100 | 0 | 0 | 0 | 0 | 0 | 0 | 0 | 0 | 0 | 0 | 0
TVA_2_NonRTO_Midwest | TVA | NonRTO_Midwest | 2015 | B19 | 700 | 0 | 100 | 0 | 0 | 0 | 0 | 0 | 0 | 0 | 0 | 0 | 0 | 0
TVA_2_NonRTO_Midwest | TVA | NonRTO_Midwest | 2015 | B20 | 935 | 0 | 100 | 0 | 0 | 0 | 0 | 0 | 0 | 0 | 0 | 0 | 0 | 0
TVA_2_NonRTO_Midwest | TVA | NonRTO_Midwest | 2020 | B1 | 10 | 0 | 100 | 0 | 0 | 0 | 0 | 0 | 0 | 0 | 0 | 0 | 0 | 0.59364
TVA_2_NonRTO_Midwest | TVA | NonRTO_Midwest | 2020 | B2 | 25 | 0 | 100 | 0 | 0 | 0 | 0 | 0 | 0 | 0 | 0 | 0 | 0 | 0.59364
TVA_2_NonRTO_Midwest | TVA | NonRTO_Midwest | 2020 | B3 | 75 | 0 | 100 | 0 | 0 | 0 | 0 | 0 | 0 | 0 | 0 | 0 | 0 | 0.59364
TVA_2_NonRTO_Midwest | TVA | NonRTO_Midwest | 2020 | B4 | 100 | 0 | 100 | 0 | 0 | 0 | 0 | 0 | 0 | 0 | 0 | 0 | 0 | 0.59364
TVA_2_NonRTO_Midwest | TVA | NonRTO_Midwest | 2020 | B5 | 200 | 0 | 100 | 0 | 0 | 0 | 0 | 0 | 0 | 0 | 0 | 0 | 0 | 0.59364
TVA_2_NonRTO_Midwest | TVA | NonRTO_Midwest | 2020 | B6 | 300 | 0 | 100 | 100 | 0 | 0 | 0 | 0 | 3.0625 | 0 | 0 | 1.75 | 0 | 0.59364
TVA_2_NonRTO_Midwest | TVA | NonRTO_Midwest | 2020 | B7 | 400 | 0 | 100 | 0 | 0 | 0 | 0 | 0 | 0 | 0 | 0 | 0 | 0 | 0.59364
TVA_2_NonRTO_Midwest | TVA | NonRTO_Midwest | 2020 | B8 | 500 | 0 | 100 | 0 | 0 | 0 | 0 | 0 | 0 | 0 | 0 | 0 | 0 | 0.59364
TVA_2_NonRTO_Midwest | TVA | NonRTO_Midwest | 2020 | B9 | 800 | 0 | 100 | 0 | 0 | 0 | 0 | 0 | 0 | 0 | 0 | 0 | 0 | 0.59364
TVA_2_NonRTO_Midwest | TVA | NonRTO_Midwest | 2020 | B10 | 1262 | 0 | 100 | 0 | 0 | 0 | 0 | 0 | 0 | 0 | 0 | 0 | 0 | 0.59364
TVA_2_NonRTO_Midwest | TVA | NonRTO_Midwest | 2020 | B11 | 25 | 0 | 100 | 100 | 0 | 0 | 0 | 0 | 2.9556 | 0 | 0 | 0.14074 | 0 | 0.59364
TVA_2_NonRTO_Midwest | TVA | NonRTO_Midwest | 2020 | B12 | 200 | 0 | 100 | 100 | 0 | 100 | 0 | 0 | 1.2701 | 0 | 0.40358 | 0.48384 | 0 | 0.59364
TVA_2_NonRTO_Midwest | TVA | NonRTO_Midwest | 2020 | B13 | 600 | 0 | 100 | 0 | 0 | 0 | 0 | 0 | 0 | 0 | 0 | 0 | 0 | 0.59364
TVA_2_NonRTO_Midwest | TVA | NonRTO_Midwest | 2020 | B14 | 900 | 0 | 100 | 0 | 0 | 0 | 0 | 0 | 0 | 0 | 0 | 0 | 0 | 0.59364
TVA_2_NonRTO_Midwest | TVA | NonRTO_Midwest | 2020 | B15 | 1203 | 0 | 100 | 0 | 0 | 0 | 0 | 0 | 0 | 0 | 0 | 0 | 0 | 0.59364
TVA_2_NonRTO_Midwest | TVA | NonRTO_Midwest | 2020 | B16 | 25 | 0 | 100 | 0 | 0 | 0 | 0 | 0 | 0 | 0 | 0 | 0 | 0 | 0.59364
TVA_2_NonRTO_Midwest | TVA | NonRTO_Midwest | 2020 | B17 | 100 | 0 | 100 | 24.74 | 0 | 100 | 0 | 0 | 0 | 0 | 0.01187 | 0 | 0 | 0.59364
TVA_2_NonRTO_Midwest | TVA | NonRTO_Midwest | 2020 | B18 | 400 | 0 | 100 | 0 | 0 | 0 | 0 | 0 | 0 | 0 | 0 | 0 | 0 | 0.59364
TVA_2_NonRTO_Midwest | TVA | NonRTO_Midwest | 2020 | B19 | 700 | 0 | 100 | 0 | 0 | 0 | 0 | 0 | 0 | 0 | 0 | 0 | 0 | 0.59364
TVA_2_NonRTO_Midwest | TVA | NonRTO_Midwest | 2020 | B20 | 935 | 0 | 100 | 0 | 0 | 0 | 0 | 0 | 0 | 0 | 0 | 0 | 0 | 0.59364
TVA_2_NonRTO_Midwest | TVA | NonRTO_Midwest | 2025 | B1 | 10 | 0 | 100 | 0 | 0 | 0 | 0 | 0 | 0 | 0 | 0 | 0 | 0 | 0.37094
TVA_2_NonRTO_Midwest | TVA | NonRTO_Midwest | 2025 | B2 | 25 | 0 | 100 | 0 | 0 | 0 | 0 | 0 | 0 | 0 | 0 | 0 | 0 | 0.37094
TVA_2_NonRTO_Midwest | TVA | NonRTO_Midwest | 2025 | B3 | 75 | 0 | 100 | 0 | 0 | 0 | 0 | 0 | 0 | 0 | 0 | 0 | 0 | 0.37094
TVA_2_NonRTO_Midwest | TVA | NonRTO_Midwest | 2025 | B4 | 100 | 0 | 100 | 0 | 0 | 0 | 0 | 0 | 0 | 0 | 0 | 0 | 0 | 0.37094
TVA_2_NonRTO_Midwest | TVA | NonRTO_Midwest | 2025 | B5 | 200 | 0 | 100 | 0 | 0 | 0 | 0 | 0 | 0 | 0 | 0 | 0 | 0 | 0.37094
TVA_2_NonRTO_Midwest | TVA | NonRTO_Midwest | 2025 | B6 | 300 | 0 | 100 | 0 | 0 | 0 | 0 | 0 | 0 | 0 | 0 | 0 | 0 | 0.37094
TVA_2_NonRTO_Midwest | TVA | NonRTO_Midwest | 2025 | B7 | 400 | 0 | 100 | 0 | 0 | 0 | 0 | 0 | 0 | 0 | 0 | 0 | 0 | 0.37094
TVA_2_NonRTO_Midwest | TVA | NonRTO_Midwest | 2025 | B8 | 500 | 0 | 100 | 0 | 0 | 0 | 0 | 0 | 0 | 0 | 0 | 0 | 0 | 0.37094
TVA_2_NonRTO_Midwest | TVA | NonRTO_Midwest | 2025 | B9 | 800 | 0 | 100 | 0 | 0 | 0 | 0 | 0 | 0 | 0 | 0 | 0 | 0 | 0.37094
TVA_2_NonRTO_Midwest | TVA | NonRTO_Midwest | 2025 | B10 | 1262 | 0 | 100 | 0 | 0 | 0 | 0 | 0 | 0 | 0 | 0 | 0 | 0 | 0.37094
TVA_2_NonRTO_Midwest | TVA | NonRTO_Midwest | 2025 | B11 | 25 | 0 | 100 | 0 | 0 | 0 | 0 | 0 | 0 | 0 | 0 | 0 | 0 | 0.37094
TVA_2_NonRTO_Midwest | TVA | NonRTO_Midwest | 2025 | B12 | 200 | 0 | 100 | 100 | 0 | 100 | 0 | 706.46 | 1.4838 | 0 | 0.36797 | 1.4838 | 0 | 0.37094
TVA_2_NonRTO_Midwest | TVA | NonRTO_Midwest | 2025 | B13 | 600 | 0 | 100 | 0 | 0 | 0 | 0 | 0 | 0 | 0 | 0 | 0 | 0 | 0.37094
TVA_2_NonRTO_Midwest | TVA | NonRTO_Midwest | 2025 | B14 | 900 | 0 | 100 | 0 | 0 | 0 | 0 | 0 | 0 | 0 | 0 | 0 | 0 | 0.37094
TVA_2_NonRTO_Midwest | TVA | NonRTO_Midwest | 2025 | B15 | 1203 | 0 | 100 | 0 | 0 | 0 | 0 | 0 | 0 | 0 | 0 | 0 | 0 | 0.37094
TVA_2_NonRTO_Midwest | TVA | NonRTO_Midwest | 2025 | B16 | 25 | 0 | 100 | 35.34 | 0 | 0 | 0 | 0 | 0 | 0 | 0 | 0 | 0 | 0.37094
TVA_2_NonRTO_Midwest | TVA | NonRTO_Midwest | 2025 | B17 | 100 | 0 | 100 | 0 | 0 | 0 | 0 | 0 | 0 | 0 | 0 | 0 | 0 | 0.37094
TVA_2_NonRTO_Midwest | TVA | NonRTO_Midwest | 2025 | B18 | 400 | 0 | 100 | 0 | 0 | 100 | 0 | 0 | 0 | 0 | 0.36797 | 0 | 0 | 0.37094
TVA_2_NonRTO_Midwest | TVA | NonRTO_Midwest | 2025 | B19 | 700 | 0 | 100 | 0 | 0 | 0 | 0 | 0 | 0 | 0 | 0 | 0 | 0 | 0.37094
TVA_2_NonRTO_Midwest | TVA | NonRTO_Midwest | 2025 | B20 | 935 | 0 | 100 | 0 | 0 | 0 | 0 | 0 | 0 | 0 | 0 | 0 | 0 | 0.37094
TVA_2_NonRTO_Midwest | TVA | NonRTO_Midwest | 2030 | B1 | 10 | 0 | 100 | 0 | 0 | 0 | 0 | 0 | 0 | 0 | 0 | 0 | 0 | 0.94795
TVA_2_NonRTO_Midwest | TVA | NonRTO_Midwest | 2030 | B2 | 25 | 0 | 100 | 0 | 0 | 0 | 0 | 0 | 0 | 0 | 0 | 0 | 0 | 0.94795
TVA_2_NonRTO_Midwest | TVA | NonRTO_Midwest | 2030 | B3 | 75 | 0 | 100 | 0 | 0 | 0 | 0 | 0 | 0 | 0 | 0 | 0 | 0 | 0.94795
TVA_2_NonRTO_Midwest | TVA | NonRTO_Midwest | 2030 | B4 | 100 | 0 | 100 | 0 | 0 | 0 | 0 | 0 | 0 | 0 | 0 | 0 | 0 | 0.94795
TVA_2_NonRTO_Midwest | TVA | NonRTO_Midwest | 2030 | B5 | 200 | 0 | 100 | 0 | 0 | 0 | 0 | 0 | 0 | 0 | 0 | 0 | 0 | 0.94795
TVA_2_NonRTO_Midwest | TVA | NonRTO_Midwest | 2030 | B6 | 300 | 0 | 100 | 0 | 0 | 0 | 0 | 0 | 0 | 0 | 0 | 0 | 0 | 0.94795
TVA_2_NonRTO_Midwest | TVA | NonRTO_Midwest | 2030 | B7 | 400 | 0 | 100 | 0 | 0 | 0 | 0 | 0 | 0 | 0 | 0 | 0 | 0 | 0.94795
TVA_2_NonRTO_Midwest | TVA | NonRTO_Midwest | 2030 | B8 | 500 | 0 | 100 | 0 | 0 | 0 | 0 | 0 | 0 | 0 | 0 | 0 | 0 | 0.94795
TVA_2_NonRTO_Midwest | TVA | NonRTO_Midwest | 2030 | B9 | 800 | 0 | 100 | 0 | 0 | 0 | 0 | 0 | 0 | 0 | 0 | 0 | 0 | 0.94795
TVA_2_NonRTO_Midwest | TVA | NonRTO_Midwest | 2030 | B10 | 1262 | 0 | 100 | 0 | 0 | 0 | 0 | 0 | 0 | 0 | 0 | 0 | 0 | 0.94795
TVA_2_NonRTO_Midwest | TVA | NonRTO_Midwest | 2030 | B11 | 25 | 0 | 100 | 100 | 0 | 0 | 0 | 0 | 1.365 | 0 | 0 | 0.15167 | 0 | 0.94795
TVA_2_NonRTO_Midwest | TVA | NonRTO_Midwest | 2030 | B12 | 200 | 0 | 100 | 100 | 0 | 100 | 0 | 0 | 4.0952 | 0 | 0.2374 | 3.6401 | 0 | 0.94795
TVA_2_NonRTO_Midwest | TVA | NonRTO_Midwest | 2030 | B13 | 600 | 0 | 100 | 0 | 0 | 0 | 0 | 0 | 0 | 0 | 0 | 0 | 0 | 0.94795
TVA_2_NonRTO_Midwest | TVA | NonRTO_Midwest | 2030 | B14 | 900 | 0 | 100 | 0 | 0 | 0 | 0 | 0 | 0 | 0 | 0 | 0 | 0 | 0.94795
TVA_2_NonRTO_Midwest | TVA | NonRTO_Midwest | 2030 | B15 | 1203 | 0 | 100 | 0 | 0 | 0 | 0 | 0 | 0 | 0 | 0 | 0 | 0 | 0.94795
TVA_2_NonRTO_Midwest | TVA | NonRTO_Midwest | 2030 | B16 | 25 | 0 | 100 | 0 | 0 | 0 | 0 | 0 | 0 | 0 | 0 | 0 | 0 | 0.94795
TVA_2_NonRTO_Midwest | TVA | NonRTO_Midwest | 2030 | B17 | 100 | 0 | 100 | 0 | 0 | 0 | 0 | 0 | 0 | 0 | 0 | 0 | 0 | 0.94795
TVA_2_NonRTO_Midwest | TVA | NonRTO_Midwest | 2030 | B18 | 400 | 0 | 100 | 0 | 0 | 100 | 0 | 0 | 0 | 0 | 0.4748 | 0 | 0 | 0.94795
TVA_2_NonRTO_Midwest | TVA | NonRTO_Midwest | 2030 | B19 | 700 | 0 | 100 | 0 | 0 | 0 | 0 | 0 | 0 | 0 | 0 | 0 | 0 | 0.94795
TVA_2_NonRTO_Midwest | TVA | NonRTO_Midwest | 2030 | B20 | 935 | 0 | 100 | 0 | 0 | 0 | 0 | 0 | 0 | 0 | 0 | 0 | 0 | 0.94795
TVA_2_NonRTO_Midwest | TVA | NonRTO_Midwest | 2035 | B1 | 10 | 0 | 100 | 0 | 0 | 0 | 0 | 0 | 0 | 0 | 0 | 0 | 0 | 1.2131
TVA_2_NonRTO_Midwest | TVA | NonRTO_Midwest | 2035 | B2 | 25 | 0 | 100 | 0 | 0 | 0 | 0 | 0 | 0 | 0 | 0 | 0 | 0 | 1.2131
TVA_2_NonRTO_Midwest | TVA | NonRTO_Midwest | 2035 | B3 | 75 | 0 | 100 | 0 | 0 | 0 | 0 | 0 | 0 | 0 | 0 | 0 | 0 | 1.2131
TVA_2_NonRTO_Midwest | TVA | NonRTO_Midwest | 2035 | B4 | 100 | 0 | 100 | 0 | 0 | 0 | 0 | 0 | 0 | 0 | 0 | 0 | 0 | 1.2131
TVA_2_NonRTO_Midwest | TVA | NonRTO_Midwest | 2035 | B5 | 200 | 0 | 100 | 0 | 0 | 0 | 0 | 0 | 0 | 0 | 0 | 0 | 0 | 1.2131
TVA_2_NonRTO_Midwest | TVA | NonRTO_Midwest | 2035 | B6 | 300 | 0 | 100 | 0 | 0 | 0 | 0 | 0 | 0 | 0 | 0 | 0 | 0 | 1.2131
TVA_2_NonRTO_Midwest | TVA | NonRTO_Midwest | 2035 | B7 | 400 | 0 | 100 | 0 | 0 | 0 | 0 | 0 | 0 | 0 | 0 | 0 | 0 | 1.2131
TVA_2_NonRTO_Midwest | TVA | NonRTO_Midwest | 2035 | B8 | 500 | 0 | 100 | 0 | 0 | 0 | 0 | 0 | 0 | 0 | 0 | 0 | 0 | 1.2131
TVA_2_NonRTO_Midwest | TVA | NonRTO_Midwest | 2035 | B9 | 800 | 0 | 100 | 0 | 0 | 0 | 0 | 0 | 0 | 0 | 0 | 0 | 0 | 1.2131
TVA_2_NonRTO_Midwest | TVA | NonRTO_Midwest | 2035 | B10 | 1262 | 0 | 100 | 0 | 0 | 0 | 0 | 0 | 0 | 0 | 0 | 0 | 0 | 1.2131
TVA_2_NonRTO_Midwest | TVA | NonRTO_Midwest | 2035 | B11 | 25 | 0 | 100 | 100 | 0 | 0 | 0 | 0 | 5.9231 | 0 | 0 | 0.59231 | 0 | 1.2131
TVA_2_NonRTO_Midwest | TVA | NonRTO_Midwest | 2035 | B12 | 200 | 0 | 100 | 100 | 0 | 100 | 0 | 0 | 5.2703 | 0 | 0.73594 | 4.2162 | 0 | 1.2131
TVA_2_NonRTO_Midwest | TVA | NonRTO_Midwest | 2035 | B13 | 600 | 0 | 100 | 0 | 0 | 0 | 0 | 0 | 0 | 0 | 0 | 0 | 0 | 1.2131
TVA_2_NonRTO_Midwest | TVA | NonRTO_Midwest | 2035 | B14 | 900 | 0 | 100 | 0 | 0 | 0 | 0 | 0 | 0 | 0 | 0 | 0 | 0 | 1.2131
TVA_2_NonRTO_Midwest | TVA | NonRTO_Midwest | 2035 | B15 | 1203 | 0 | 100 | 0 | 0 | 0 | 0 | 0 | 0 | 0 | 0 | 0 | 0 | 1.2131
TVA_2_NonRTO_Midwest | TVA | NonRTO_Midwest | 2035 | B16 | 25 | 0 | 100 | 100 | 0 | 0 | 0 | 0 | 0.43919 | 0 | 0 | 0.043919 | 0 | 1.2131
TVA_2_NonRTO_Midwest | TVA | NonRTO_Midwest | 2035 | B17 | 100 | 0 | 100 | 0 | 0 | 0 | 0 | 0 | 0 | 0 | 0 | 0 | 0 | 1.2131
TVA_2_NonRTO_Midwest | TVA | NonRTO_Midwest | 2035 | B18 | 400 | 0 | 100 | 0 | 0 | 0 | 0 | 0 | 0 | 0 | 0 | 0 | 0 | 1.2131
TVA_2_NonRTO_Midwest | TVA | NonRTO_Midwest | 2035 | B19 | 700 | 0 | 100 | 0 | 0 | 0 | 0 | 0 | 0 | 0 | 0 | 0 | 0 | 1.2131
TVA_2_NonRTO_Midwest | TVA | NonRTO_Midwest | 2035 | B20 | 935 | 0 | 100 | 0 | 0 | 0 | 0 | 0 | 0 | 0 | 0 | 0 | 0 | 1.2131
TVA_2_NonRTO_Midwest | TVA | NonRTO_Midwest | 2040 | B1 | 10 | 0 | 100 | 0 | 0 | 0 | 0 | 0 | 0 | 0 | 0 | 0 | 0 | 0.66119
TVA_2_NonRTO_Midwest | TVA | NonRTO_Midwest | 2040 | B2 | 25 | 0 | 100 | 0 | 0 | 0 | 0 | 0 | 0 | 0 | 0 | 0 | 0 | 0.66119
TVA_2_NonRTO_Midwest | TVA | NonRTO_Midwest | 2040 | B3 | 75 | 0 | 100 | 0 | 0 | 0 | 0 | 0 | 0 | 0 | 0 | 0 | 0 | 0.66119
TVA_2_NonRTO_Midwest | TVA | NonRTO_Midwest | 2040 | B4 | 100 | 0 | 100 | 0 | 0 | 0 | 0 | 0 | 0 | 0 | 0 | 0 | 0 | 0.66119
TVA_2_NonRTO_Midwest | TVA | NonRTO_Midwest | 2040 | B5 | 200 | 0 | 100 | 0 | 0 | 0 | 0 | 0 | 0 | 0 | 0 | 0 | 0 | 0.66119
TVA_2_NonRTO_Midwest | TVA | NonRTO_Midwest | 2040 | B6 | 300 | 0 | 100 | 100 | 0 | 0 | 0 | 0 | 1.9823 | 0 | 0 | 1.1327 | 0 | 0.66119
TVA_2_NonRTO_Midwest | TVA | NonRTO_Midwest | 2040 | B7 | 400 | 0 | 100 | 0 | 0 | 0 | 0 | 0 | 0 | 0 | 0 | 0 | 0 | 0.66119
TVA_2_NonRTO_Midwest | TVA | NonRTO_Midwest | 2040 | B8 | 500 | 0 | 100 | 0 | 0 | 0 | 0 | 0 | 0 | 0 | 0 | 0 | 0 | 0.66119
TVA_2_NonRTO_Midwest | TVA | NonRTO_Midwest | 2040 | B9 | 800 | 0 | 100 | 0 | 0 | 0 | 0 | 0 | 0 | 0 | 0 | 0 | 0 | 0.66119
TVA_2_NonRTO_Midwest | TVA | NonRTO_Midwest | 2040 | B10 | 1262 | 0 | 100 | 0 | 0 | 0 | 0 | 0 | 0 | 0 | 0 | 0 | 0 | 0.66119
TVA_2_NonRTO_Midwest | TVA | NonRTO_Midwest | 2040 | B11 | 25 | 0 | 100 | 100 | 0 | 0 | 0 | 0 | 5.2584 | 0 | 0 | 0.2504 | 0 | 0.66119
TVA_2_NonRTO_Midwest | TVA | NonRTO_Midwest | 2040 | B12 | 200 | 0 | 100 | 100 | 0 | 0 | 0 | 0 | 3.3117 | 0 | 0 | 1.2616 | 0 | 0.66119
TVA_2_NonRTO_Midwest | TVA | NonRTO_Midwest | 2040 | B13 | 600 | 0 | 100 | 0 | 0 | 0 | 0 | 0 | 0 | 0 | 0 | 0 | 0 | 0.66119
TVA_2_NonRTO_Midwest | TVA | NonRTO_Midwest | 2040 | B14 | 900 | 0 | 100 | 0 | 0 | 0 | 0 | 0 | 0 | 0 | 0 | 0 | 0 | 0.66119
TVA_2_NonRTO_Midwest | TVA | NonRTO_Midwest | 2040 | B15 | 1203 | 0 | 100 | 0 | 0 | 0 | 0 | 0 | 0 | 0 | 0 | 0 | 0 | 0.66119
TVA_2_NonRTO_Midwest | TVA | NonRTO_Midwest | 2040 | B16 | 25 | 0 | 100 | 0 | 0 | 0 | 0 | 0 | 0 | 0 | 0 | 0 | 0 | 0.66119
TVA_2_NonRTO_Midwest | TVA | NonRTO_Midwest | 2040 | B17 | 100 | 0 | 100 | 0 | 0 | 0 | 0 | 0 | 0 | 0 | 0 | 0 | 0 | 0.66119
TVA_2_NonRTO_Midwest | TVA | NonRTO_Midwest | 2040 | B18 | 400 | 0 | 100 | 0 | 0 | 0 | 0 | 0 | 0 | 0 | 0 | 0 | 0 | 0.66119
TVA_2_NonRTO_Midwest | TVA | NonRTO_Midwest | 2040 | B19 | 700 | 0 | 100 | 0 | 0 | 0 | 0 | 0 | 0 | 0 | 0 | 0 | 0 | 0.66119
TVA_2_NonRTO_Midwest | TVA | NonRTO_Midwest | 2040 | B20 | 935 | 0 | 100 | 0 | 0 | 0 | 0 | 0 | 0 | 0 | 0 | 0 | 0 | 0.66119
TVA_2_NonRTO_Midwest | TVA | NonRTO_Midwest | 2045 | B1 | 10 | 0 | 100 | 0 | 0 | 0 | 0 | 0 | 0 | 0 | 0 | 0 | 0 | 1.0892
TVA_2_NonRTO_Midwest | TVA | NonRTO_Midwest | 2045 | B2 | 25 | 0 | 100 | 0 | 0 | 0 | 0 | 0 | 0 | 0 | 0 | 0 | 0 | 1.0892
TVA_2_NonRTO_Midwest | TVA | NonRTO_Midwest | 2045 | B3 | 75 | 0 | 100 | 0 | 0 | 0 | 0 | 0 | 0 | 0 | 0 | 0 | 0 | 1.0892
TVA_2_NonRTO_Midwest | TVA | NonRTO_Midwest | 2045 | B4 | 100 | 0 | 100 | 0 | 0 | 0 | 0 | 0 | 0 | 0 | 0 | 0 | 0 | 1.0892
TVA_2_NonRTO_Midwest | TVA | NonRTO_Midwest | 2045 | B5 | 200 | 0 | 100 | 0 | 0 | 0 | 0 | 0 | 0 | 0 | 0 | 0 | 0 | 1.0892
TVA_2_NonRTO_Midwest | TVA | NonRTO_Midwest | 2045 | B6 | 300 | 0 | 100 | 100 | 0 | 0 | 0 | 0 | 2.3265 | 0 | 0 | 1.1167 | 0 | 1.0892
TVA_2_NonRTO_Midwest | TVA | NonRTO_Midwest | 2045 | B7 | 400 | 0 | 100 | 0 | 0 | 0 | 0 | 0 | 0 | 0 | 0 | 0 | 0 | 1.0892
TVA_2_NonRTO_Midwest | TVA | NonRTO_Midwest | 2045 | B8 | 500 | 0 | 100 | 0 | 0 | 0 | 0 | 0 | 0 | 0 | 0 | 0 | 0 | 1.0892
TVA_2_NonRTO_Midwest | TVA | NonRTO_Midwest | 2045 | B9 | 800 | 0 | 100 | 0 | 0 | 0 | 0 | 0 | 0 | 0 | 0 | 0 | 0 | 1.0892
TVA_2_NonRTO_Midwest | TVA | NonRTO_Midwest | 2045 | B10 | 1262 | 0 | 100 | 0 | 0 | 0 | 0 | 0 | 0 | 0 | 0 | 0 | 0 | 1.0892
TVA_2_NonRTO_Midwest | TVA | NonRTO_Midwest | 2045 | B11 | 25 | 0 | 100 | 100 | 0 | 0 | 0 | 0 | 11.2528 | 0 | 0 | 0.45011 | 0 | 1.0892
TVA_2_NonRTO_Midwest | TVA | NonRTO_Midwest | 2045 | B12 | 200 | 0 | 100 | 100 | 0 | 100 | 0 | 695.88 | 6.9083 | 0 | 1.092 | 2.2107 | 0 | 1.0892
TVA_2_NonRTO_Midwest | TVA | NonRTO_Midwest | 2045 | B13 | 600 | 0 | 100 | 0 | 0 | 0 | 0 | 0 | 0 | 0 | 0 | 0 | 0 | 1.0892
TVA_2_NonRTO_Midwest | TVA | NonRTO_Midwest | 2045 | B14 | 900 | 0 | 100 | 0 | 0 | 0 | 0 | 0 | 0 | 0 | 0 | 0 | 0 | 1.0892
TVA_2_NonRTO_Midwest | TVA | NonRTO_Midwest | 2045 | B15 | 1203 | 0 | 100 | 0 | 0 | 0 | 0 | 0 | 0 | 0 | 0 | 0 | 0 | 1.0892
TVA_2_NonRTO_Midwest | TVA | NonRTO_Midwest | 2045 | B16 | 25 | 0 | 100 | 0 | 0 | 0 | 0 | 0 | 0 | 0 | 0 | 0 | 0 | 1.0892
TVA_2_NonRTO_Midwest | TVA | NonRTO_Midwest | 2045 | B17 | 100 | 0 | 100 | 100 | 0 | 100 | 0 | 0 | 3.6204 | 0 | 0.03561 | 0.57926 | 0 | 1.0892
TVA_2_NonRTO_Midwest | TVA | NonRTO_Midwest | 2045 | B18 | 400 | 0 | 100 | 54.97 | 0 | 100 | 0 | 0 | 0 | 0 | 1.0564 | 0 | 0 | 1.0892
TVA_2_NonRTO_Midwest | TVA | NonRTO_Midwest | 2045 | B19 | 700 | 0 | 100 | 0 | 0 | 0 | 0 | 0 | 0 | 0 | 0 | 0 | 0 | 1.0892
TVA_2_NonRTO_Midwest | TVA | NonRTO_Midwest | 2045 | B20 | 935 | 0 | 100 | 0 | 0 | 0 | 0 | 0 | 0 | 0 | 0 | 0 | 0 | 1.0892
TVA_2_NonRTO_Midwest | TVA | NonRTO_Midwest | 2050 | B1 | 10 | 0 | 100 | 0 | 0 | 0 | 0 | 0 | 0 | 0 | 0 | 0 | 0 | 1.009
TVA_2_NonRTO_Midwest | TVA | NonRTO_Midwest | 2050 | B2 | 25 | 0 | 100 | 0 | 0 | 0 | 0 | 0 | 0 | 0 | 0 | 0 | 0 | 1.009
TVA_2_NonRTO_Midwest | TVA | NonRTO_Midwest | 2050 | B3 | 75 | 0 | 100 | 0 | 0 | 0 | 0 | 0 | 0 | 0 | 0 | 0 | 0 | 1.009
TVA_2_NonRTO_Midwest | TVA | NonRTO_Midwest | 2050 | B4 | 100 | 0 | 100 | 0 | 0 | 0 | 0 | 0 | 0 | 0 | 0 | 0 | 0 | 1.009
TVA_2_NonRTO_Midwest | TVA | NonRTO_Midwest | 2050 | B5 | 200 | 0 | 100 | 0 | 0 | 0 | 0 | 0 | 0 | 0 | 0 | 0 | 0 | 1.009
TVA_2_NonRTO_Midwest | TVA | NonRTO_Midwest | 2050 | B6 | 300 | 0 | 100 | 100 | 0 | 100 | 0 | 806.76 | 6.1368 | 0 | 1.4244 | 1.7534 | 0 | 1.009
TVA_2_NonRTO_Midwest | TVA | NonRTO_Midwest | 2050 | B7 | 400 | 0 | 100 | 0 | 0 | 0 | 0 | 0 | 0 | 0 | 0 | 0 | 0 | 1.009
TVA_2_NonRTO_Midwest | TVA | NonRTO_Midwest | 2050 | B8 | 500 | 0 | 100 | 0 | 0 | 0 | 0 | 0 | 0 | 0 | 0 | 0 | 0 | 1.009
TVA_2_NonRTO_Midwest | TVA | NonRTO_Midwest | 2050 | B9 | 800 | 0 | 100 | 0 | 0 | 0 | 0 | 0 | 0 | 0 | 0 | 0 | 0 | 1.009
TVA_2_NonRTO_Midwest | TVA | NonRTO_Midwest | 2050 | B10 | 1262 | 0 | 100 | 0 | 0 | 0 | 0 | 0 | 0 | 0 | 0 | 0 | 0 | 1.009
TVA_2_NonRTO_Midwest | TVA | NonRTO_Midwest | 2050 | B11 | 25 | 0 | 100 | 100 | 0 | 0 | 0 | 0 | 9.5197 | 0 | 0 | 0.22666 | 0 | 1.009
TVA_2_NonRTO_Midwest | TVA | NonRTO_Midwest | 2050 | B12 | 200 | 0 | 100 | 100 | 0 | 100 | 0 | 646.36 | 4.6887 | 0 | 1.4244 | 0.89308 | 0 | 1.009
TVA_2_NonRTO_Midwest | TVA | NonRTO_Midwest | 2050 | B13 | 600 | 0 | 100 | 57.07 | 0 | 100 | 0 | 0 | 0 | 0 | 0.40358 | 0 | 0 | 1.009
TVA_2_NonRTO_Midwest | TVA | NonRTO_Midwest | 2050 | B14 | 900 | 0 | 100 | 0 | 0 | 0 | 0 | 0 | 0 | 0 | 0 | 0 | 0 | 1.009
TVA_2_NonRTO_Midwest | TVA | NonRTO_Midwest | 2050 | B15 | 1203 | 0 | 100 | 0 | 0 | 0 | 0 | 0 | 0 | 0 | 0 | 0 | 0 | 1.009
TVA_2_NonRTO_Midwest | TVA | NonRTO_Midwest | 2050 | B16 | 25 | 0 | 100 | 100 | 0 | 0 | 0 | 0 | 8.9975 | 0 | 0 | 0.21423 | 0 | 1.009
TVA_2_NonRTO_Midwest | TVA | NonRTO_Midwest | 2050 | B17 | 100 | 0 | 100 | 100 | 0 | 100 | 0 | 0 | 5.8282 | 0 | 0.42732 | 0.55506 | 0 | 1.009
TVA_2_NonRTO_Midwest | TVA | NonRTO_Midwest | 2050 | B18 | 400 | 0 | 100 | 100 | 0 | 100 | 0 | 92.29 | 1.0327 | 0 | 1.4244 | 0.39341 | 0 | 1.009
TVA_2_NonRTO_Midwest | TVA | NonRTO_Midwest | 2050 | B19 | 700 | 0 | 100 | 0 | 0 | 0 | 0 | 0 | 0 | 0 | 0 | 0 | 0 | 1.009
TVA_2_NonRTO_Midwest | TVA | NonRTO_Midwest | 2050 | B20 | 935 | 0 | 100 | 0 | 0 | 0 | 0 | 0 | 0 | 0 | 0 | 0 | 0 | 1.009
TVA_2_PJM_ROR | TVA | PJM_ROR | 2015 | B1 | 10 | 0 | 500 | 0 | 0 | 0 | 0 | 0 | 0 | 0 | 0 | 0 | 0 | 0
TVA_2_PJM_ROR | TVA | PJM_ROR | 2015 | B2 | 25 | 0 | 500 | 0 | 0 | 0 | 0 | 0 | 0 | 0 | 0 | 0 | 0 | 0
TVA_2_PJM_ROR | TVA | PJM_ROR | 2015 | B3 | 75 | 0 | 500 | 0 | 0 | 0 | 0 | 0 | 0 | 0 | 0 | 0 | 0 | 0
TVA_2_PJM_ROR | TVA | PJM_ROR | 2015 | B4 | 100 | 0 | 500 | 0 | 0 | 0 | 0 | 0 | 0 | 0 | 0 | 0 | 0 | 0
TVA_2_PJM_ROR | TVA | PJM_ROR | 2015 | B5 | 200 | 0 | 500 | 0 | 0 | 0 | 0 | 0 | 0 | 0 | 0 | 0 | 0 | 0
TVA_2_PJM_ROR | TVA | PJM_ROR | 2015 | B6 | 300 | 0 | 500 | 0 | 0 | 0 | 0 | 0 | 0 | 0 | 0 | 0 | 0 | 0
TVA_2_PJM_ROR | TVA | PJM_ROR | 2015 | B7 | 400 | 0 | 500 | 0 | 0 | 0 | 0 | 0 | 0 | 0 | 0 | 0 | 0 | 0
TVA_2_PJM_ROR | TVA | PJM_ROR | 2015 | B8 | 500 | 0 | 500 | 0 | 0 | 0 | 0 | 0 | 0 | 0 | 0 | 0 | 0 | 0
TVA_2_PJM_ROR | TVA | PJM_ROR | 2015 | B9 | 800 | 0 | 500 | 0 | 0 | 0 | 0 | 0 | 0 | 0 | 0 | 0 | 0 | 0
TVA_2_PJM_ROR | TVA | PJM_ROR | 2015 | B10 | 1262 | 0 | 500 | 0 | 0 | 0 | 0 | 0 | 0 | 0 | 0 | 0 | 0 | 0
TVA_2_PJM_ROR | TVA | PJM_ROR | 2015 | B11 | 25 | 0 | 500 | 0 | 0 | 0 | 0 | 0 | 0 | 0 | 0 | 0 | 0 | 0
TVA_2_PJM_ROR | TVA | PJM_ROR | 2015 | B12 | 200 | 0 | 500 | 0 | 0 | 0 | 0 | 0 | 0 | 0 | 0 | 0 | 0 | 0
TVA_2_PJM_ROR | TVA | PJM_ROR | 2015 | B13 | 600 | 0 | 500 | 0 | 0 | 0 | 0 | 0 | 0 | 0 | 0 | 0 | 0 | 0
TVA_2_PJM_ROR | TVA | PJM_ROR | 2015 | B14 | 900 | 0 | 500 | 0 | 0 | 0 | 0 | 0 | 0 | 0 | 0 | 0 | 0 | 0
TVA_2_PJM_ROR | TVA | PJM_ROR | 2015 | B15 | 1203 | 0 | 500 | 0 | 0 | 0 | 0 | 0 | 0 | 0 | 0 | 0 | 0 | 0
TVA_2_PJM_ROR | TVA | PJM_ROR | 2015 | B16 | 25 | 0 | 500 | 0 | 0 | 0 | 0 | 0 | 0 | 0 | 0 | 0 | 0 | 0
TVA_2_PJM_ROR | TVA | PJM_ROR | 2015 | B17 | 100 | 0 | 500 | 0 | 0 | 0 | 0 | 0 | 0 | 0 | 0 | 0 | 0 | 0
TVA_2_PJM_ROR | TVA | PJM_ROR | 2015 | B18 | 400 | 0 | 500 | 0 | 0 | 0 | 0 | 0 | 0 | 0 | 0 | 0 | 0 | 0
TVA_2_PJM_ROR | TVA | PJM_ROR | 2015 | B19 | 700 | 0 | 500 | 0 | 0 | 0 | 0 | 0 | 0 | 0 | 0 | 0 | 0 | 0
TVA_2_PJM_ROR | TVA | PJM_ROR | 2015 | B20 | 935 | 0 | 500 | 0 | 0 | 0 | 0 | 0 | 0 | 0 | 0 | 0 | 0 | 0
TVA_2_PJM_ROR | TVA | PJM_ROR | 2020 | B1 | 10 | 0 | 500 | 0 | 0 | 0 | 0 | 0 | 0 | 0 | 0 | 0 | 0 | 0
TVA_2_PJM_ROR | TVA | PJM_ROR | 2020 | B2 | 25 | 0 | 500 | 0 | 0 | 0 | 0 | 0 | 0 | 0 | 0 | 0 | 0 | 0
TVA_2_PJM_ROR | TVA | PJM_ROR | 2020 | B3 | 75 | 0 | 500 | 0 | 0 | 0 | 0 | 0 | 0 | 0 | 0 | 0 | 0 | 0
TVA_2_PJM_ROR | TVA | PJM_ROR | 2020 | B4 | 100 | 0 | 500 | 0 | 0 | 0 | 0 | 0 | 0 | 0 | 0 | 0 | 0 | 0
TVA_2_PJM_ROR | TVA | PJM_ROR | 2020 | B5 | 200 | 0 | 500 | 0 | 0 | 0 | 0 | 0 | 0 | 0 | 0 | 0 | 0 | 0
TVA_2_PJM_ROR | TVA | PJM_ROR | 2020 | B6 | 300 | 0 | 500 | 0 | 0 | 0 | 0 | 0 | 0 | 0 | 0 | 0 | 0 | 0
TVA_2_PJM_ROR | TVA | PJM_ROR | 2020 | B7 | 400 | 0 | 500 | 0 | 0 | 0 | 0 | 0 | 0 | 0 | 0 | 0 | 0 | 0
TVA_2_PJM_ROR | TVA | PJM_ROR | 2020 | B8 | 500 | 0 | 500 | 0 | 0 | 0 | 0 | 0 | 0 | 0 | 0 | 0 | 0 | 0
TVA_2_PJM_ROR | TVA | PJM_ROR | 2020 | B9 | 800 | 0 | 500 | 0 | 0 | 0 | 0 | 0 | 0 | 0 | 0 | 0 | 0 | 0
TVA_2_PJM_ROR | TVA | PJM_ROR | 2020 | B10 | 1262 | 0 | 500 | 0 | 0 | 0 | 0 | 0 | 0 | 0 | 0 | 0 | 0 | 0
TVA_2_PJM_ROR | TVA | PJM_ROR | 2020 | B11 | 25 | 0 | 500 | 0 | 0 | 0 | 0 | 0 | 0 | 0 | 0 | 0 | 0 | 0
TVA_2_PJM_ROR | TVA | PJM_ROR | 2020 | B12 | 200 | 0 | 500 | 0 | 0 | 0 | 0 | 0 | 0 | 0 | 0 | 0 | 0 | 0
TVA_2_PJM_ROR | TVA | PJM_ROR | 2020 | B13 | 600 | 0 | 500 | 0 | 0 | 0 | 0 | 0 | 0 | 0 | 0 | 0 | 0 | 0
TVA_2_PJM_ROR | TVA | PJM_ROR | 2020 | B14 | 900 | 0 | 500 | 0 | 0 | 0 | 0 | 0 | 0 | 0 | 0 | 0 | 0 | 0
TVA_2_PJM_ROR | TVA | PJM_ROR | 2020 | B15 | 1203 | 0 | 500 | 0 | 0 | 0 | 0 | 0 | 0 | 0 | 0 | 0 | 0 | 0
TVA_2_PJM_ROR | TVA | PJM_ROR | 2020 | B16 | 25 | 0 | 500 | 0 | 0 | 0 | 0 | 0 | 0 | 0 | 0 | 0 | 0 | 0
TVA_2_PJM_ROR | TVA | PJM_ROR | 2020 | B17 | 100 | 0 | 500 | 0 | 0 | 0 | 0 | 0 | 0 | 0 | 0 | 0 | 0 | 0
TVA_2_PJM_ROR | TVA | PJM_ROR | 2020 | B18 | 400 | 0 | 500 | 0 | 0 | 0 | 0 | 0 | 0 | 0 | 0 | 0 | 0 | 0
TVA_2_PJM_ROR | TVA | PJM_ROR | 2020 | B19 | 700 | 0 | 500 | 0 | 0 | 0 | 0 | 0 | 0 | 0 | 0 | 0 | 0 | 0
TVA_2_PJM_ROR | TVA | PJM_ROR | 2020 | B20 | 935 | 0 | 500 | 0 | 0 | 0 | 0 | 0 | 0 | 0 | 0 | 0 | 0 | 0
TVA_2_PJM_ROR | TVA | PJM_ROR | 2025 | B1 | 10 | 0 | 500 | 0 | 0 | 0 | 0 | 0 | 0 | 0 | 0 | 0 | 0 | 0
TVA_2_PJM_ROR | TVA | PJM_ROR | 2025 | B2 | 25 | 0 | 500 | 0 | 0 | 0 | 0 | 0 | 0 | 0 | 0 | 0 | 0 | 0
TVA_2_PJM_ROR | TVA | PJM_ROR | 2025 | B3 | 75 | 0 | 500 | 0 | 0 | 0 | 0 | 0 | 0 | 0 | 0 | 0 | 0 | 0
TVA_2_PJM_ROR | TVA | PJM_ROR | 2025 | B4 | 100 | 0 | 500 | 0 | 0 | 0 | 0 | 0 | 0 | 0 | 0 | 0 | 0 | 0
TVA_2_PJM_ROR | TVA | PJM_ROR | 2025 | B5 | 200 | 0 | 500 | 0 | 0 | 0 | 0 | 0 | 0 | 0 | 0 | 0 | 0 | 0
TVA_2_PJM_ROR | TVA | PJM_ROR | 2025 | B6 | 300 | 0 | 500 | 0 | 0 | 0 | 0 | 0 | 0 | 0 | 0 | 0 | 0 | 0
TVA_2_PJM_ROR | TVA | PJM_ROR | 2025 | B7 | 400 | 0 | 500 | 0 | 0 | 0 | 0 | 0 | 0 | 0 | 0 | 0 | 0 | 0
TVA_2_PJM_ROR | TVA | PJM_ROR | 2025 | B8 | 500 | 0 | 500 | 0 | 0 | 0 | 0 | 0 | 0 | 0 | 0 | 0 | 0 | 0
TVA_2_PJM_ROR | TVA | PJM_ROR | 2025 | B9 | 800 | 0 | 500 | 0 | 0 | 0 | 0 | 0 | 0 | 0 | 0 | 0 | 0 | 0
TVA_2_PJM_ROR | TVA | PJM_ROR | 2025 | B10 | 1262 | 0 | 500 | 0 | 0 | 0 | 0 | 0 | 0 | 0 | 0 | 0 | 0 | 0
TVA_2_PJM_ROR | TVA | PJM_ROR | 2025 | B11 | 25 | 0 | 500 | 0 | 0 | 0 | 0 | 0 | 0 | 0 | 0 | 0 | 0 | 0
TVA_2_PJM_ROR | TVA | PJM_ROR | 2025 | B12 | 200 | 0 | 500 | 0 | 0 | 0 | 0 | 0 | 0 | 0 | 0 | 0 | 0 | 0
TVA_2_PJM_ROR | TVA | PJM_ROR | 2025 | B13 | 600 | 0 | 500 | 0 | 0 | 0 | 0 | 0 | 0 | 0 | 0 | 0 | 0 | 0
TVA_2_PJM_ROR | TVA | PJM_ROR | 2025 | B14 | 900 | 0 | 500 | 0 | 0 | 0 | 0 | 0 | 0 | 0 | 0 | 0 | 0 | 0
TVA_2_PJM_ROR | TVA | PJM_ROR | 2025 | B15 | 1203 | 0 | 500 | 0 | 0 | 0 | 0 | 0 | 0 | 0 | 0 | 0 | 0 | 0
TVA_2_PJM_ROR | TVA | PJM_ROR | 2025 | B16 | 25 | 0 | 500 | 0 | 0 | 0 | 0 | 0 | 0 | 0 | 0 | 0 | 0 | 0
TVA_2_PJM_ROR | TVA | PJM_ROR | 2025 | B17 | 100 | 0 | 500 | 0 | 0 | 0 | 0 | 0 | 0 | 0 | 0 | 0 | 0 | 0
TVA_2_PJM_ROR | TVA | PJM_ROR | 2025 | B18 | 400 | 0 | 500 | 0 | 0 | 0 | 0 | 0 | 0 | 0 | 0 | 0 | 0 | 0
TVA_2_PJM_ROR | TVA | PJM_ROR | 2025 | B19 | 700 | 0 | 500 | 0 | 0 | 0 | 0 | 0 | 0 | 0 | 0 | 0 | 0 | 0
TVA_2_PJM_ROR | TVA | PJM_ROR | 2025 | B20 | 935 | 0 | 500 | 0 | 0 | 0 | 0 | 0 | 0 | 0 | 0 | 0 | 0 | 0
TVA_2_PJM_ROR | TVA | PJM_ROR | 2030 | B1 | 10 | 0 | 500 | 0 | 0 | 0 | 0 | 0 | 0 | 0 | 0 | 0 | 0 | 0
TVA_2_PJM_ROR | TVA | PJM_ROR | 2030 | B2 | 25 | 0 | 500 | 0 | 0 | 0 | 0 | 0 | 0 | 0 | 0 | 0 | 0 | 0
TVA_2_PJM_ROR | TVA | PJM_ROR | 2030 | B3 | 75 | 0 | 500 | 0 | 0 | 0 | 0 | 0 | 0 | 0 | 0 | 0 | 0 | 0
TVA_2_PJM_ROR | TVA | PJM_ROR | 2030 | B4 | 100 | 0 | 500 | 0 | 0 | 0 | 0 | 0 | 0 | 0 | 0 | 0 | 0 | 0
TVA_2_PJM_ROR | TVA | PJM_ROR | 2030 | B5 | 200 | 0 | 500 | 0 | 0 | 0 | 0 | 0 | 0 | 0 | 0 | 0 | 0 | 0
TVA_2_PJM_ROR | TVA | PJM_ROR | 2030 | B6 | 300 | 0 | 500 | 0 | 0 | 0 | 0 | 0 | 0 | 0 | 0 | 0 | 0 | 0
TVA_2_PJM_ROR | TVA | PJM_ROR | 2030 | B7 | 400 | 0 | 500 | 0 | 0 | 0 | 0 | 0 | 0 | 0 | 0 | 0 | 0 | 0
TVA_2_PJM_ROR | TVA | PJM_ROR | 2030 | B8 | 500 | 0 | 500 | 0 | 0 | 0 | 0 | 0 | 0 | 0 | 0 | 0 | 0 | 0
TVA_2_PJM_ROR | TVA | PJM_ROR | 2030 | B9 | 800 | 0 | 500 | 0 | 0 | 0 | 0 | 0 | 0 | 0 | 0 | 0 | 0 | 0
TVA_2_PJM_ROR | TVA | PJM_ROR | 2030 | B10 | 1262 | 0 | 500 | 0 | 0 | 0 | 0 | 0 | 0 | 0 | 0 | 0 | 0 | 0
TVA_2_PJM_ROR | TVA | PJM_ROR | 2030 | B11 | 25 | 0 | 500 | 0 | 0 | 0 | 0 | 0 | 0 | 0 | 0 | 0 | 0 | 0
TVA_2_PJM_ROR | TVA | PJM_ROR | 2030 | B12 | 200 | 0 | 500 | 0 | 0 | 0 | 0 | 0 | 0 | 0 | 0 | 0 | 0 | 0
TVA_2_PJM_ROR | TVA | PJM_ROR | 2030 | B13 | 600 | 0 | 500 | 0 | 0 | 0 | 0 | 0 | 0 | 0 | 0 | 0 | 0 | 0
TVA_2_PJM_ROR | TVA | PJM_ROR | 2030 | B14 | 900 | 0 | 500 | 0 | 0 | 0 | 0 | 0 | 0 | 0 | 0 | 0 | 0 | 0
TVA_2_PJM_ROR | TVA | PJM_ROR | 2030 | B15 | 1203 | 0 | 500 | 0 | 0 | 0 | 0 | 0 | 0 | 0 | 0 | 0 | 0 | 0
TVA_2_PJM_ROR | TVA | PJM_ROR | 2030 | B16 | 25 | 0 | 500 | 0 | 0 | 0 | 0 | 0 | 0 | 0 | 0 | 0 | 0 | 0
TVA_2_PJM_ROR | TVA | PJM_ROR | 2030 | B17 | 100 | 0 | 500 | 0 | 0 | 0 | 0 | 0 | 0 | 0 | 0 | 0 | 0 | 0
TVA_2_PJM_ROR | TVA | PJM_ROR | 2030 | B18 | 400 | 0 | 500 | 0 | 0 | 0 | 0 | 0 | 0 | 0 | 0 | 0 | 0 | 0
TVA_2_PJM_ROR | TVA | PJM_ROR | 2030 | B19 | 700 | 0 | 500 | 0 | 0 | 0 | 0 | 0 | 0 | 0 | 0 | 0 | 0 | 0
TVA_2_PJM_ROR | TVA | PJM_ROR | 2030 | B20 | 935 | 0 | 500 | 0 | 0 | 0 | 0 | 0 | 0 | 0 | 0 | 0 | 0 | 0
TVA_2_PJM_ROR | TVA | PJM_ROR | 2035 | B1 | 10 | 0 | 500 | 0 | 0 | 0 | 0 | 0 | 0 | 0 | 0 | 0 | 0 | 0
TVA_2_PJM_ROR | TVA | PJM_ROR | 2035 | B2 | 25 | 0 | 500 | 0 | 0 | 0 | 0 | 0 | 0 | 0 | 0 | 0 | 0 | 0
TVA_2_PJM_ROR | TVA | PJM_ROR | 2035 | B3 | 75 | 0 | 500 | 0 | 0 | 0 | 0 | 0 | 0 | 0 | 0 | 0 | 0 | 0
TVA_2_PJM_ROR | TVA | PJM_ROR | 2035 | B4 | 100 | 0 | 500 | 0 | 0 | 0 | 0 | 0 | 0 | 0 | 0 | 0 | 0 | 0
TVA_2_PJM_ROR | TVA | PJM_ROR | 2035 | B5 | 200 | 0 | 500 | 0 | 0 | 0 | 0 | 0 | 0 | 0 | 0 | 0 | 0 | 0
TVA_2_PJM_ROR | TVA | PJM_ROR | 2035 | B6 | 300 | 0 | 500 | 0 | 0 | 0 | 0 | 0 | 0 | 0 | 0 | 0 | 0 | 0
TVA_2_PJM_ROR | TVA | PJM_ROR | 2035 | B7 | 400 | 0 | 500 | 0 | 0 | 0 | 0 | 0 | 0 | 0 | 0 | 0 | 0 | 0
TVA_2_PJM_ROR | TVA | PJM_ROR | 2035 | B8 | 500 | 0 | 500 | 0 | 0 | 0 | 0 | 0 | 0 | 0 | 0 | 0 | 0 | 0
TVA_2_PJM_ROR | TVA | PJM_ROR | 2035 | B9 | 800 | 0 | 500 | 0 | 0 | 0 | 0 | 0 | 0 | 0 | 0 | 0 | 0 | 0
TVA_2_PJM_ROR | TVA | PJM_ROR | 2035 | B10 | 1262 | 0 | 500 | 0 | 0 | 0 | 0 | 0 | 0 | 0 | 0 | 0 | 0 | 0
TVA_2_PJM_ROR | TVA | PJM_ROR | 2035 | B11 | 25 | 0 | 500 | 0 | 0 | 0 | 0 | 0 | 0 | 0 | 0 | 0 | 0 | 0
TVA_2_PJM_ROR | TVA | PJM_ROR | 2035 | B12 | 200 | 0 | 500 | 0 | 0 | 0 | 0 | 0 | 0 | 0 | 0 | 0 | 0 | 0
TVA_2_PJM_ROR | TVA | PJM_ROR | 2035 | B13 | 600 | 0 | 500 | 0 | 0 | 0 | 0 | 0 | 0 | 0 | 0 | 0 | 0 | 0
TVA_2_PJM_ROR | TVA | PJM_ROR | 2035 | B14 | 900 | 0 | 500 | 0 | 0 | 0 | 0 | 0 | 0 | 0 | 0 | 0 | 0 | 0
TVA_2_PJM_ROR | TVA | PJM_ROR | 2035 | B15 | 1203 | 0 | 500 | 0 | 0 | 0 | 0 | 0 | 0 | 0 | 0 | 0 | 0 | 0
TVA_2_PJM_ROR | TVA | PJM_ROR | 2035 | B16 | 25 | 0 | 500 | 0 | 0 | 0 | 0 | 0 | 0 | 0 | 0 | 0 | 0 | 0
TVA_2_PJM_ROR | TVA | PJM_ROR | 2035 | B17 | 100 | 0 | 500 | 0 | 0 | 0 | 0 | 0 | 0 | 0 | 0 | 0 | 0 | 0
TVA_2_PJM_ROR | TVA | PJM_ROR | 2035 | B18 | 400 | 0 | 500 | 0 | 0 | 0 | 0 | 0 | 0 | 0 | 0 | 0 | 0 | 0
TVA_2_PJM_ROR | TVA | PJM_ROR | 2035 | B19 | 700 | 0 | 500 | 0 | 0 | 0 | 0 | 0 | 0 | 0 | 0 | 0 | 0 | 0
TVA_2_PJM_ROR | TVA | PJM_ROR | 2035 | B20 | 935 | 0 | 500 | 0 | 0 | 0 | 0 | 0 | 0 | 0 | 0 | 0 | 0 | 0
TVA_2_PJM_ROR | TVA | PJM_ROR | 2040 | B1 | 10 | 0 | 500 | 0 | 0 | 0 | 0 | 0 | 0 | 0 | 0 | 0 | 0 | 0
TVA_2_PJM_ROR | TVA | PJM_ROR | 2040 | B2 | 25 | 0 | 500 | 0 | 0 | 0 | 0 | 0 | 0 | 0 | 0 | 0 | 0 | 0
TVA_2_PJM_ROR | TVA | PJM_ROR | 2040 | B3 | 75 | 0 | 500 | 0 | 0 | 0 | 0 | 0 | 0 | 0 | 0 | 0 | 0 | 0
TVA_2_PJM_ROR | TVA | PJM_ROR | 2040 | B4 | 100 | 0 | 500 | 0 | 0 | 0 | 0 | 0 | 0 | 0 | 0 | 0 | 0 | 0
TVA_2_PJM_ROR | TVA | PJM_ROR | 2040 | B5 | 200 | 0 | 500 | 0 | 0 | 0 | 0 | 0 | 0 | 0 | 0 | 0 | 0 | 0
TVA_2_PJM_ROR | TVA | PJM_ROR | 2040 | B6 | 300 | 0 | 500 | 0 | 0 | 0 | 0 | 0 | 0 | 0 | 0 | 0 | 0 | 0
TVA_2_PJM_ROR | TVA | PJM_ROR | 2040 | B7 | 400 | 0 | 500 | 0 | 0 | 0 | 0 | 0 | 0 | 0 | 0 | 0 | 0 | 0
TVA_2_PJM_ROR | TVA | PJM_ROR | 2040 | B8 | 500 | 0 | 500 | 0 | 0 | 0 | 0 | 0 | 0 | 0 | 0 | 0 | 0 | 0
TVA_2_PJM_ROR | TVA | PJM_ROR | 2040 | B9 | 800 | 0 | 500 | 0 | 0 | 0 | 0 | 0 | 0 | 0 | 0 | 0 | 0 | 0
TVA_2_PJM_ROR | TVA | PJM_ROR | 2040 | B10 | 1262 | 0 | 500 | 0 | 0 | 0 | 0 | 0 | 0 | 0 | 0 | 0 | 0 | 0
TVA_2_PJM_ROR | TVA | PJM_ROR | 2040 | B11 | 25 | 0 | 500 | 0 | 0 | 0 | 0 | 0 | 0 | 0 | 0 | 0 | 0 | 0
TVA_2_PJM_ROR | TVA | PJM_ROR | 2040 | B12 | 200 | 0 | 500 | 0 | 0 | 0 | 0 | 0 | 0 | 0 | 0 | 0 | 0 | 0
TVA_2_PJM_ROR | TVA | PJM_ROR | 2040 | B13 | 600 | 0 | 500 | 0 | 0 | 0 | 0 | 0 | 0 | 0 | 0 | 0 | 0 | 0
TVA_2_PJM_ROR | TVA | PJM_ROR | 2040 | B14 | 900 | 0 | 500 | 0 | 0 | 0 | 0 | 0 | 0 | 0 | 0 | 0 | 0 | 0
TVA_2_PJM_ROR | TVA | PJM_ROR | 2040 | B15 | 1203 | 0 | 500 | 0 | 0 | 0 | 0 | 0 | 0 | 0 | 0 | 0 | 0 | 0
TVA_2_PJM_ROR | TVA | PJM_ROR | 2040 | B16 | 25 | 0 | 500 | 0 | 0 | 0 | 0 | 0 | 0 | 0 | 0 | 0 | 0 | 0
TVA_2_PJM_ROR | TVA | PJM_ROR | 2040 | B17 | 100 | 0 | 500 | 0 | 0 | 0 | 0 | 0 | 0 | 0 | 0 | 0 | 0 | 0
TVA_2_PJM_ROR | TVA | PJM_ROR | 2040 | B18 | 400 | 0 | 500 | 0 | 0 | 0 | 0 | 0 | 0 | 0 | 0 | 0 | 0 | 0
TVA_2_PJM_ROR | TVA | PJM_ROR | 2040 | B19 | 700 | 0 | 500 | 0 | 0 | 0 | 0 | 0 | 0 | 0 | 0 | 0 | 0 | 0
TVA_2_PJM_ROR | TVA | PJM_ROR | 2040 | B20 | 935 | 0 | 500 | 0 | 0 | 0 | 0 | 0 | 0 | 0 | 0 | 0 | 0 | 0
TVA_2_PJM_ROR | TVA | PJM_ROR | 2045 | B1 | 10 | 0 | 500 | 0 | 0 | 0 | 0 | 0 | 0 | 0 | 0 | 0 | 0 | 0
TVA_2_PJM_ROR | TVA | PJM_ROR | 2045 | B2 | 25 | 0 | 500 | 0 | 0 | 0 | 0 | 0 | 0 | 0 | 0 | 0 | 0 | 0
TVA_2_PJM_ROR | TVA | PJM_ROR | 2045 | B3 | 75 | 0 | 500 | 0 | 0 | 0 | 0 | 0 | 0 | 0 | 0 | 0 | 0 | 0
TVA_2_PJM_ROR | TVA | PJM_ROR | 2045 | B4 | 100 | 0 | 500 | 0 | 0 | 0 | 0 | 0 | 0 | 0 | 0 | 0 | 0 | 0
TVA_2_PJM_ROR | TVA | PJM_ROR | 2045 | B5 | 200 | 0 | 500 | 0 | 0 | 0 | 0 | 0 | 0 | 0 | 0 | 0 | 0 | 0
TVA_2_PJM_ROR | TVA | PJM_ROR | 2045 | B6 | 300 | 0 | 500 | 0 | 0 | 0 | 0 | 0 | 0 | 0 | 0 | 0 | 0 | 0
TVA_2_PJM_ROR | TVA | PJM_ROR | 2045 | B7 | 400 | 0 | 500 | 0 | 0 | 0 | 0 | 0 | 0 | 0 | 0 | 0 | 0 | 0
TVA_2_PJM_ROR | TVA | PJM_ROR | 2045 | B8 | 500 | 0 | 500 | 0 | 0 | 0 | 0 | 0 | 0 | 0 | 0 | 0 | 0 | 0
TVA_2_PJM_ROR | TVA | PJM_ROR | 2045 | B9 | 800 | 0 | 500 | 0 | 0 | 0 | 0 | 0 | 0 | 0 | 0 | 0 | 0 | 0
TVA_2_PJM_ROR | TVA | PJM_ROR | 2045 | B10 | 1262 | 0 | 500 | 0 | 0 | 0 | 0 | 0 | 0 | 0 | 0 | 0 | 0 | 0
TVA_2_PJM_ROR | TVA | PJM_ROR | 2045 | B11 | 25 | 0 | 500 | 0 | 0 | 0 | 0 | 0 | 0 | 0 | 0 | 0 | 0 | 0
TVA_2_PJM_ROR | TVA | PJM_ROR | 2045 | B12 | 200 | 0 | 500 | 0 | 0 | 0 | 0 | 0 | 0 | 0 | 0 | 0 | 0 | 0
TVA_2_PJM_ROR | TVA | PJM_ROR | 2045 | B13 | 600 | 0 | 500 | 0 | 0 | 0 | 0 | 0 | 0 | 0 | 0 | 0 | 0 | 0
TVA_2_PJM_ROR | TVA | PJM_ROR | 2045 | B14 | 900 | 0 | 500 | 0 | 0 | 0 | 0 | 0 | 0 | 0 | 0 | 0 | 0 | 0
TVA_2_PJM_ROR | TVA | PJM_ROR | 2045 | B15 | 1203 | 0 | 500 | 0 | 0 | 0 | 0 | 0 | 0 | 0 | 0 | 0 | 0 | 0
TVA_2_PJM_ROR | TVA | PJM_ROR | 2045 | B16 | 25 | 0 | 500 | 0 | 0 | 0 | 0 | 0 | 0 | 0 | 0 | 0 | 0 | 0
TVA_2_PJM_ROR | TVA | PJM_ROR | 2045 | B17 | 100 | 0 | 500 | 0 | 0 | 0 | 0 | 0 | 0 | 0 | 0 | 0 | 0 | 0
TVA_2_PJM_ROR | TVA | PJM_ROR | 2045 | B18 | 400 | 0 | 500 | 0 | 0 | 0 | 0 | 0 | 0 | 0 | 0 | 0 | 0 | 0
TVA_2_PJM_ROR | TVA | PJM_ROR | 2045 | B19 | 700 | 0 | 500 | 0 | 0 | 0 | 0 | 0 | 0 | 0 | 0 | 0 | 0 | 0
TVA_2_PJM_ROR | TVA | PJM_ROR | 2045 | B20 | 935 | 0 | 500 | 0 | 0 | 0 | 0 | 0 | 0 | 0 | 0 | 0 | 0 | 0
TVA_2_PJM_ROR | TVA | PJM_ROR | 2050 | B1 | 10 | 0 | 500 | 0 | 0 | 0 | 0 | 0 | 0 | 0 | 0 | 0 | 0 | 0.75374
TVA_2_PJM_ROR | TVA | PJM_ROR | 2050 | B2 | 25 | 0 | 500 | 0 | 0 | 0 | 0 | 0 | 0 | 0 | 0 | 0 | 0 | 0.75374
TVA_2_PJM_ROR | TVA | PJM_ROR | 2050 | B3 | 75 | 0 | 500 | 0 | 0 | 0 | 0 | 0 | 0 | 0 | 0 | 0 | 0 | 0.75374
TVA_2_PJM_ROR | TVA | PJM_ROR | 2050 | B4 | 100 | 0 | 500 | 0 | 0 | 0 | 0 | 0 | 0 | 0 | 0 | 0 | 0 | 0.75374
TVA_2_PJM_ROR | TVA | PJM_ROR | 2050 | B5 | 200 | 0 | 500 | 0 | 0 | 0 | 0 | 0 | 0 | 0 | 0 | 0 | 0 | 0.75374
TVA_2_PJM_ROR | TVA | PJM_ROR | 2050 | B6 | 300 | 0 | 500 | 0 | 0 | 0 | 0 | 0 | 0 | 0 | 0 | 0 | 0 | 0.75374
TVA_2_PJM_ROR | TVA | PJM_ROR | 2050 | B7 | 400 | 0 | 500 | 0 | 0 | 0 | 0 | 0 | 0 | 0 | 0 | 0 | 0 | 0.75374
TVA_2_PJM_ROR | TVA | PJM_ROR | 2050 | B8 | 500 | 0 | 500 | 0 | 0 | 0 | 0 | 0 | 0 | 0 | 0 | 0 | 0 | 0.75374
TVA_2_PJM_ROR | TVA | PJM_ROR | 2050 | B9 | 800 | 0 | 500 | 0 | 0 | 0 | 0 | 0 | 0 | 0 | 0 | 0 | 0 | 0.75374
TVA_2_PJM_ROR | TVA | PJM_ROR | 2050 | B10 | 1262 | 0 | 500 | 0 | 0 | 0 | 0 | 0 | 0 | 0 | 0 | 0 | 0 | 0.75374
TVA_2_PJM_ROR | TVA | PJM_ROR | 2050 | B11 | 25 | 0 | 500 | 0 | 0 | 0 | 0 | 0 | 0 | 0 | 0 | 0 | 0 | 0.75374
TVA_2_PJM_ROR | TVA | PJM_ROR | 2050 | B12 | 200 | 0 | 500 | 0 | 0 | 0 | 0 | 0 | 0 | 0 | 0 | 0 | 0 | 0.75374
TVA_2_PJM_ROR | TVA | PJM_ROR | 2050 | B13 | 600 | 0 | 500 | 0 | 0 | 0 | 0 | 0 | 0 | 0 | 0 | 0 | 0 | 0.75374
TVA_2_PJM_ROR | TVA | PJM_ROR | 2050 | B14 | 900 | 0 | 500 | 0 | 0 | 0 | 0 | 0 | 0 | 0 | 0 | 0 | 0 | 0.75374
TVA_2_PJM_ROR | TVA | PJM_ROR | 2050 | B15 | 1203 | 0 | 500 | 0 | 0 | 0 | 0 | 0 | 0 | 0 | 0 | 0 | 0 | 0.75374
TVA_2_PJM_ROR | TVA | PJM_ROR | 2050 | B16 | 25 | 0 | 500 | 500 | 0 | 0 | 0 | 0 | 3.015 | 0 | 0 | 3.015 | 0 | 0.75374
TVA_2_PJM_ROR | TVA | PJM_ROR | 2050 | B17 | 100 | 0 | 500 | 0 | 0 | 0 | 0 | 0 | 0 | 0 | 0 | 0 | 0 | 0.75374
TVA_2_PJM_ROR | TVA | PJM_ROR | 2050 | B18 | 400 | 0 | 500 | 0 | 0 | 0 | 0 | 0 | 0 | 0 | 0 | 0 | 0 | 0.75374
TVA_2_PJM_ROR | TVA | PJM_ROR | 2050 | B19 | 700 | 0 | 500 | 0 | 0 | 0 | 0 | 0 | 0 | 0 | 0 | 0 | 0 | 0.75374
TVA_2_PJM_ROR | TVA | PJM_ROR | 2050 | B20 | 935 | 0 | 500 | 0 | 0 | 0 | 0 | 0 | 0 | 0 | 0 | 0 | 0 | 0.75374
TVA_2_SOCO | TVA | SOCO | 2015 | B1 | 10 | 0 | 500 | 0 | 0 | 0 | 0 | 0 | 0 | 0 | 0 | 0 | 0 | 0.86981
TVA_2_SOCO | TVA | SOCO | 2015 | B2 | 25 | 0 | 500 | 0 | 0 | 0 | 0 | 0 | 0 | 0 | 0 | 0 | 0 | 0.86981
TVA_2_SOCO | TVA | SOCO | 2015 | B3 | 75 | 0 | 500 | 0 | 0 | 0 | 0 | 0 | 0 | 0 | 0 | 0 | 0 | 0.86981
TVA_2_SOCO | TVA | SOCO | 2015 | B4 | 100 | 0 | 500 | 0 | 0 | 0 | 0 | 0 | 0 | 0 | 0 | 0 | 0 | 0.86981
TVA_2_SOCO | TVA | SOCO | 2015 | B5 | 200 | 0 | 500 | 500 | 0 | 500 | 0 | 243.66 | 2.647 | 0 | 0.86651 | 0.58822 | 0 | 0.86981
TVA_2_SOCO | TVA | SOCO | 2015 | B6 | 300 | 0 | 500 | 500 | 0 | 500 | 0 | 557.74 | 2.8013 | 0 | 0.86651 | 0.93377 | 0 | 0.86981
TVA_2_SOCO | TVA | SOCO | 2015 | B7 | 400 | 0 | 500 | 500 | 0 | 500 | 0 | 652.77 | 4.4038 | 0 | 0.86651 | 1.9572 | 0 | 0.86981
TVA_2_SOCO | TVA | SOCO | 2015 | B8 | 500 | 0 | 500 | 0 | 0 | 0 | 0 | 0 | 0 | 0 | 0 | 0 | 0 | 0.86981
TVA_2_SOCO | TVA | SOCO | 2015 | B9 | 800 | 0 | 500 | 0 | 0 | 0 | 0 | 0 | 0 | 0 | 0 | 0 | 0 | 0.86981
TVA_2_SOCO | TVA | SOCO | 2015 | B10 | 1262 | 0 | 500 | 0 | 0 | 0 | 0 | 0 | 0 | 0 | 0 | 0 | 0 | 0.86981
TVA_2_SOCO | TVA | SOCO | 2015 | B11 | 25 | 0 | 500 | 0 | 0 | 0 | 0 | 0 | 0 | 0 | 0 | 0 | 0 | 0.86981
TVA_2_SOCO | TVA | SOCO | 2015 | B12 | 200 | 0 | 500 | 0 | 0 | 0 | 0 | 0 | 0 | 0 | 0 | 0 | 0 | 0.86981
TVA_2_SOCO | TVA | SOCO | 2015 | B13 | 600 | 0 | 500 | 0 | 0 | 0 | 0 | 0 | 0 | 0 | 0 | 0 | 0 | 0.86981
TVA_2_SOCO | TVA | SOCO | 2015 | B14 | 900 | 0 | 500 | 0 | 0 | 0 | 0 | 0 | 0 | 0 | 0 | 0 | 0 | 0.86981
TVA_2_SOCO | TVA | SOCO | 2015 | B15 | 1203 | 0 | 500 | 0 | 0 | 0 | 0 | 0 | 0 | 0 | 0 | 0 | 0 | 0.86981
TVA_2_SOCO | TVA | SOCO | 2015 | B16 | 25 | 0 | 500 | 0 | 0 | 0 | 0 | 0 | 0 | 0 | 0 | 0 | 0 | 0.86981
TVA_2_SOCO | TVA | SOCO | 2015 | B17 | 100 | 0 | 500 | 0 | 0 | 0 | 0 | 0 | 0 | 0 | 0 | 0 | 0 | 0.86981
TVA_2_SOCO | TVA | SOCO | 2015 | B18 | 400 | 0 | 500 | 0 | 0 | 0 | 0 | 0 | 0 | 0 | 0 | 0 | 0 | 0.86981
TVA_2_SOCO | TVA | SOCO | 2015 | B19 | 700 | 0 | 500 | 0 | 0 | 0 | 0 | 0 | 0 | 0 | 0 | 0 | 0 | 0.86981
TVA_2_SOCO | TVA | SOCO | 2015 | B20 | 935 | 0 | 500 | 0 | 0 | 0 | 0 | 0 | 0 | 0 | 0 | 0 | 0 | 0.86981
TVA_2_SOCO | TVA | SOCO | 2020 | B1 | 10 | 0 | 500 | 0 | 0 | 0 | 0 | 0 | 0 | 0 | 0 | 0 | 0 | 1.2192
TVA_2_SOCO | TVA | SOCO | 2020 | B2 | 25 | 0 | 500 | 0 | 0 | 0 | 0 | 0 | 0 | 0 | 0 | 0 | 0 | 1.2192
TVA_2_SOCO | TVA | SOCO | 2020 | B3 | 75 | 0 | 500 | 0 | 0 | 0 | 0 | 0 | 0 | 0 | 0 | 0 | 0 | 1.2192
TVA_2_SOCO | TVA | SOCO | 2020 | B4 | 100 | 0 | 500 | 0 | 0 | 0 | 0 | 0 | 0 | 0 | 0 | 0 | 0 | 1.2192
TVA_2_SOCO | TVA | SOCO | 2020 | B5 | 200 | 0 | 500 | 372.76 | 0 | 500 | 0 | 755.32 | 0 | 0 | 1.2226 | 0 | 0 | 1.2192
TVA_2_SOCO | TVA | SOCO | 2020 | B6 | 300 | 0 | 500 | 500 | 0 | 500 | 0 | 1516.66 | 5.9469 | 0 | 1.2226 | 2.4608 | 0 | 1.2192
TVA_2_SOCO | TVA | SOCO | 2020 | B7 | 400 | 0 | 500 | 500 | 0 | 500 | 0 | 1883.82 | 3.8815 | 0 | 1.2226 | 2.1415 | 0 | 1.2192
TVA_2_SOCO | TVA | SOCO | 2020 | B8 | 500 | 0 | 500 | 0 | 0 | 0 | 0 | 0 | 0 | 0 | 0 | 0 | 0 | 1.2192
TVA_2_SOCO | TVA | SOCO | 2020 | B9 | 800 | 0 | 500 | 0 | 0 | 0 | 0 | 0 | 0 | 0 | 0 | 0 | 0 | 1.2192
TVA_2_SOCO | TVA | SOCO | 2020 | B10 | 1262 | 0 | 500 | 0 | 0 | 0 | 0 | 0 | 0 | 0 | 0 | 0 | 0 | 1.2192
TVA_2_SOCO | TVA | SOCO | 2020 | B11 | 25 | 0 | 500 | 500 | 0 | 340.63 | 0 | 0 | 7.9648 | 0 | 0 | 0.27465 | 0 | 1.2192
TVA_2_SOCO | TVA | SOCO | 2020 | B12 | 200 | 0 | 500 | 0 | 0 | 0 | 0 | 0 | 0 | 0 | 0 | 0 | 0 | 1.2192
TVA_2_SOCO | TVA | SOCO | 2020 | B13 | 600 | 0 | 500 | 0 | 0 | 0 | 0 | 0 | 0 | 0 | 0 | 0 | 0 | 1.2192
TVA_2_SOCO | TVA | SOCO | 2020 | B14 | 900 | 0 | 500 | 0 | 0 | 0 | 0 | 0 | 0 | 0 | 0 | 0 | 0 | 1.2192
TVA_2_SOCO | TVA | SOCO | 2020 | B15 | 1203 | 0 | 500 | 0 | 0 | 0 | 0 | 0 | 0 | 0 | 0 | 0 | 0 | 1.2192
TVA_2_SOCO | TVA | SOCO | 2020 | B16 | 25 | 0 | 500 | 0 | 0 | 0 | 0 | 0 | 0 | 0 | 0 | 0 | 0 | 1.2192
TVA_2_SOCO | TVA | SOCO | 2020 | B17 | 100 | 0 | 500 | 0 | 0 | 0 | 0 | 0 | 0 | 0 | 0 | 0 | 0 | 1.2192
TVA_2_SOCO | TVA | SOCO | 2020 | B18 | 400 | 0 | 500 | 0 | 0 | 0 | 0 | 0 | 0 | 0 | 0 | 0 | 0 | 1.2192
TVA_2_SOCO | TVA | SOCO | 2020 | B19 | 700 | 0 | 500 | 0 | 0 | 0 | 0 | 0 | 0 | 0 | 0 | 0 | 0 | 1.2192
TVA_2_SOCO | TVA | SOCO | 2020 | B20 | 935 | 0 | 500 | 0 | 0 | 0 | 0 | 0 | 0 | 0 | 0 | 0 | 0 | 1.2192
TVA_2_SOCO | TVA | SOCO | 2025 | B1 | 10 | 0 | 500 | 0 | 0 | 0 | 0 | 0 | 0 | 0 | 0 | 0 | 0 | 1.3702
TVA_2_SOCO | TVA | SOCO | 2025 | B2 | 25 | 0 | 500 | 0 | 0 | 0 | 0 | 0 | 0 | 0 | 0 | 0 | 0 | 1.3702
TVA_2_SOCO | TVA | SOCO | 2025 | B3 | 75 | 0 | 500 | 0 | 0 | 0 | 0 | 0 | 0 | 0 | 0 | 0 | 0 | 1.3702
TVA_2_SOCO | TVA | SOCO | 2025 | B4 | 100 | 0 | 500 | 0 | 0 | 0 | 0 | 0 | 0 | 0 | 0 | 0 | 0 | 1.3702
TVA_2_SOCO | TVA | SOCO | 2025 | B5 | 200 | 0 | 500 | 0 | 0 | 321.48 | 0 | 0 | 0 | 0 | 0 | 0 | 0 | 1.3702
TVA_2_SOCO | TVA | SOCO | 2025 | B6 | 300 | 0 | 500 | 500 | 0 | 500 | 0 | 2377.33 | 5.9706 | 0 | 1.365 | 2.3882 | 0 | 1.3702
TVA_2_SOCO | TVA | SOCO | 2025 | B7 | 400 | 0 | 500 | 500 | 0 | 500 | 0 | 2740.69 | 5.3415 | 0 | 1.365 | 2.8488 | 0 | 1.3702
TVA_2_SOCO | TVA | SOCO | 2025 | B8 | 500 | 0 | 500 | 0 | 0 | 0 | 0 | 0 | 0 | 0 | 0 | 0 | 0 | 1.3702
TVA_2_SOCO | TVA | SOCO | 2025 | B9 | 800 | 0 | 500 | 0 | 0 | 0 | 0 | 0 | 0 | 0 | 0 | 0 | 0 | 1.3702
TVA_2_SOCO | TVA | SOCO | 2025 | B10 | 1262 | 0 | 500 | 0 | 0 | 0 | 0 | 0 | 0 | 0 | 0 | 0 | 0 | 1.3702
TVA_2_SOCO | TVA | SOCO | 2025 | B11 | 25 | 0 | 500 | 500 | 0 | 478.01 | 0 | 0 | 3.4186 | 0 | 0 | 0.11395 | 0 | 1.3702
TVA_2_SOCO | TVA | SOCO | 2025 | B12 | 200 | 0 | 500 | 0 | 0 | 0 | 0 | 0 | 0 | 0 | 0 | 0 | 0 | 1.3702
TVA_2_SOCO | TVA | SOCO | 2025 | B13 | 600 | 0 | 500 | 0 | 0 | 0 | 0 | 0 | 0 | 0 | 0 | 0 | 0 | 1.3702
TVA_2_SOCO | TVA | SOCO | 2025 | B14 | 900 | 0 | 500 | 0 | 0 | 0 | 0 | 0 | 0 | 0 | 0 | 0 | 0 | 1.3702
TVA_2_SOCO | TVA | SOCO | 2025 | B15 | 1203 | 0 | 500 | 0 | 0 | 0 | 0 | 0 | 0 | 0 | 0 | 0 | 0 | 1.3702
TVA_2_SOCO | TVA | SOCO | 2025 | B16 | 25 | 0 | 500 | 500 | 0 | 500 | 0 | 0 | 3.8934 | 0 | 0.02374 | 0.12978 | 0 | 1.3702
TVA_2_SOCO | TVA | SOCO | 2025 | B17 | 100 | 0 | 500 | 0 | 0 | 0 | 0 | 0 | 0 | 0 | 0 | 0 | 0 | 1.3702
TVA_2_SOCO | TVA | SOCO | 2025 | B18 | 400 | 0 | 500 | 0 | 0 | 0 | 0 | 0 | 0 | 0 | 0 | 0 | 0 | 1.3702
TVA_2_SOCO | TVA | SOCO | 2025 | B19 | 700 | 0 | 500 | 0 | 0 | 0 | 0 | 0 | 0 | 0 | 0 | 0 | 0 | 1.3702
TVA_2_SOCO | TVA | SOCO | 2025 | B20 | 935 | 0 | 500 | 0 | 0 | 0 | 0 | 0 | 0 | 0 | 0 | 0 | 0 | 1.3702
TVA_2_SOCO | TVA | SOCO | 2030 | B1 | 10 | 0 | 500 | 0 | 0 | 0 | 0 | 0 | 0 | 0 | 0 | 0 | 0 | 1.0492
TVA_2_SOCO | TVA | SOCO | 2030 | B2 | 25 | 0 | 500 | 0 | 0 | 0 | 0 | 0 | 0 | 0 | 0 | 0 | 0 | 1.0492
TVA_2_SOCO | TVA | SOCO | 2030 | B3 | 75 | 0 | 500 | 0 | 0 | 0 | 0 | 0 | 0 | 0 | 0 | 0 | 0 | 1.0492
TVA_2_SOCO | TVA | SOCO | 2030 | B4 | 100 | 0 | 500 | 0 | 0 | 0 | 0 | 0 | 0 | 0 | 0 | 0 | 0 | 1.0492
TVA_2_SOCO | TVA | SOCO | 2030 | B5 | 200 | 0 | 500 | 0 | 0 | 0 | 0 | 0 | 0 | 0 | 0 | 0 | 0 | 1.0492
TVA_2_SOCO | TVA | SOCO | 2030 | B6 | 300 | 0 | 500 | 500 | 0 | 500 | 0 | 966.3 | 2.9912 | 0 | 0.80716 | 1.2378 | 0 | 1.0492
TVA_2_SOCO | TVA | SOCO | 2030 | B7 | 400 | 0 | 500 | 500 | 0 | 500 | 0 | 2992.1 | 5.1397 | 0 | 0.80716 | 2.8357 | 0 | 1.0492
TVA_2_SOCO | TVA | SOCO | 2030 | B8 | 500 | 0 | 500 | 0 | 0 | 0 | 0 | 0 | 0 | 0 | 0 | 0 | 0 | 1.0492
TVA_2_SOCO | TVA | SOCO | 2030 | B9 | 800 | 0 | 500 | 0 | 0 | 0 | 0 | 0 | 0 | 0 | 0 | 0 | 0 | 1.0492
TVA_2_SOCO | TVA | SOCO | 2030 | B10 | 1262 | 0 | 500 | 0 | 0 | 0 | 0 | 0 | 0 | 0 | 0 | 0 | 0 | 1.0492
TVA_2_SOCO | TVA | SOCO | 2030 | B11 | 25 | 0 | 500 | 500 | 0 | 0 | 0 | 0 | 3.5729 | 0 | 0 | 0.1232 | 0 | 1.0492
TVA_2_SOCO | TVA | SOCO | 2030 | B12 | 200 | 0 | 500 | 0 | 0 | 0 | 0 | 0 | 0 | 0 | 0 | 0 | 0 | 1.0492
TVA_2_SOCO | TVA | SOCO | 2030 | B13 | 600 | 0 | 500 | 0 | 0 | 0 | 0 | 0 | 0 | 0 | 0 | 0 | 0 | 1.0492
TVA_2_SOCO | TVA | SOCO | 2030 | B14 | 900 | 0 | 500 | 0 | 0 | 0 | 0 | 0 | 0 | 0 | 0 | 0 | 0 | 1.0492
TVA_2_SOCO | TVA | SOCO | 2030 | B15 | 1203 | 0 | 500 | 0 | 0 | 0 | 0 | 0 | 0 | 0 | 0 | 0 | 0 | 1.0492
TVA_2_SOCO | TVA | SOCO | 2030 | B16 | 25 | 0 | 500 | 155.38 | 0 | 172.46 | 0 | 0 | 0 | 0 | 0 | 0 | 0 | 1.0492
TVA_2_SOCO | TVA | SOCO | 2030 | B17 | 100 | 0 | 500 | 0 | 0 | 0 | 0 | 0 | 0 | 0 | 0 | 0 | 0 | 1.0492
TVA_2_SOCO | TVA | SOCO | 2030 | B18 | 400 | 0 | 500 | 0 | 0 | 0 | 0 | 0 | 0 | 0 | 0 | 0 | 0 | 1.0492
TVA_2_SOCO | TVA | SOCO | 2030 | B19 | 700 | 0 | 500 | 0 | 0 | 0 | 0 | 0 | 0 | 0 | 0 | 0 | 0 | 1.0492
TVA_2_SOCO | TVA | SOCO | 2030 | B20 | 935 | 0 | 500 | 0 | 0 | 0 | 0 | 0 | 0 | 0 | 0 | 0 | 0 | 1.0492
TVA_2_SOCO | TVA | SOCO | 2035 | B1 | 10 | 0 | 500 | 0 | 0 | 0 | 0 | 0 | 0 | 0 | 0 | 0 | 0 | 1.0836
TVA_2_SOCO | TVA | SOCO | 2035 | B2 | 25 | 0 | 500 | 0 | 0 | 0 | 0 | 0 | 0 | 0 | 0 | 0 | 0 | 1.0836
TVA_2_SOCO | TVA | SOCO | 2035 | B3 | 75 | 0 | 500 | 0 | 0 | 0 | 0 | 0 | 0 | 0 | 0 | 0 | 0 | 1.0836
TVA_2_SOCO | TVA | SOCO | 2035 | B4 | 100 | 0 | 500 | 0 | 0 | 0 | 0 | 0 | 0 | 0 | 0 | 0 | 0 | 1.0836
TVA_2_SOCO | TVA | SOCO | 2035 | B5 | 200 | 0 | 500 | 0 | 0 | 0 | 0 | 0 | 0 | 0 | 0 | 0 | 0 | 1.0836
TVA_2_SOCO | TVA | SOCO | 2035 | B6 | 300 | 0 | 500 | 500 | 0 | 500 | 0 | 1718.92 | 4.202 | 0 | 0.68846 | 3.8788 | 0 | 1.0836
TVA_2_SOCO | TVA | SOCO | 2035 | B7 | 400 | 0 | 500 | 381.7 | 0 | 500 | 0 | 258.95 | 0 | 0 | 0.68846 | 0 | 0 | 1.0836
TVA_2_SOCO | TVA | SOCO | 2035 | B8 | 500 | 0 | 500 | 0 | 0 | 0 | 0 | 0 | 0 | 0 | 0 | 0 | 0 | 1.0836
TVA_2_SOCO | TVA | SOCO | 2035 | B9 | 800 | 0 | 500 | 0 | 0 | 0 | 0 | 0 | 0 | 0 | 0 | 0 | 0 | 1.0836
TVA_2_SOCO | TVA | SOCO | 2035 | B10 | 1262 | 0 | 500 | 0 | 0 | 0 | 0 | 0 | 0 | 0 | 0 | 0 | 0 | 1.0836
TVA_2_SOCO | TVA | SOCO | 2035 | B11 | 25 | 0 | 500 | 500 | 0 | 500 | 0 | 673.93 | 5.9231 | 0 | 0.68846 | 0.45563 | 0 | 1.0836
TVA_2_SOCO | TVA | SOCO | 2035 | B12 | 200 | 0 | 500 | 0 | 0 | 0 | 0 | 0 | 0 | 0 | 0 | 0 | 0 | 1.0836
TVA_2_SOCO | TVA | SOCO | 2035 | B13 | 600 | 0 | 500 | 0 | 0 | 0 | 0 | 0 | 0 | 0 | 0 | 0 | 0 | 1.0836
TVA_2_SOCO | TVA | SOCO | 2035 | B14 | 900 | 0 | 500 | 0 | 0 | 0 | 0 | 0 | 0 | 0 | 0 | 0 | 0 | 1.0836
TVA_2_SOCO | TVA | SOCO | 2035 | B15 | 1203 | 0 | 500 | 0 | 0 | 0 | 0 | 0 | 0 | 0 | 0 | 0 | 0 | 1.0836
TVA_2_SOCO | TVA | SOCO | 2035 | B16 | 25 | 0 | 500 | 106.3 | 0 | 0 | 0 | 0 | 0 | 0 | 0 | 0 | 0 | 1.0836
TVA_2_SOCO | TVA | SOCO | 2035 | B17 | 100 | 0 | 500 | 0 | 0 | 0 | 0 | 0 | 0 | 0 | 0 | 0 | 0 | 1.0836
TVA_2_SOCO | TVA | SOCO | 2035 | B18 | 400 | 0 | 500 | 0 | 0 | 0 | 0 | 0 | 0 | 0 | 0 | 0 | 0 | 1.0836
TVA_2_SOCO | TVA | SOCO | 2035 | B19 | 700 | 0 | 500 | 0 | 0 | 0 | 0 | 0 | 0 | 0 | 0 | 0 | 0 | 1.0836
TVA_2_SOCO | TVA | SOCO | 2035 | B20 | 935 | 0 | 500 | 0 | 0 | 0 | 0 | 0 | 0 | 0 | 0 | 0 | 0 | 1.0836
TVA_2_SOCO | TVA | SOCO | 2040 | B1 | 10 | 0 | 500 | 0 | 0 | 0 | 0 | 0 | 0 | 0 | 0 | 0 | 0 | 1.9038
TVA_2_SOCO | TVA | SOCO | 2040 | B2 | 25 | 0 | 500 | 0 | 0 | 0 | 0 | 0 | 0 | 0 | 0 | 0 | 0 | 1.9038
TVA_2_SOCO | TVA | SOCO | 2040 | B3 | 75 | 0 | 500 | 0 | 0 | 0 | 0 | 0 | 0 | 0 | 0 | 0 | 0 | 1.9038
TVA_2_SOCO | TVA | SOCO | 2040 | B4 | 100 | 0 | 500 | 0 | 0 | 0 | 0 | 0 | 0 | 0 | 0 | 0 | 0 | 1.9038
TVA_2_SOCO | TVA | SOCO | 2040 | B5 | 200 | 0 | 500 | 0 | 0 | 0 | 0 | 0 | 0 | 0 | 0 | 0 | 0 | 1.9038
TVA_2_SOCO | TVA | SOCO | 2040 | B6 | 300 | 0 | 500 | 500 | 0 | 500 | 0 | 1339.3 | 7.395 | 0 | 1.7924 | 6.8262 | 0 | 1.9038
TVA_2_SOCO | TVA | SOCO | 2040 | B7 | 400 | 0 | 500 | 108.62 | 0 | 500 | 0 | 0 | 0 | 0 | 0.15431 | 0 | 0 | 1.9038
TVA_2_SOCO | TVA | SOCO | 2040 | B8 | 500 | 0 | 500 | 0 | 0 | 0 | 0 | 0 | 0 | 0 | 0 | 0 | 0 | 1.9038
TVA_2_SOCO | TVA | SOCO | 2040 | B9 | 800 | 0 | 500 | 0 | 0 | 0 | 0 | 0 | 0 | 0 | 0 | 0 | 0 | 1.9038
TVA_2_SOCO | TVA | SOCO | 2040 | B10 | 1262 | 0 | 500 | 402.63 | 0 | 0 | 0 | 0 | 0 | 0 | 0 | 0 | 0 | 1.9038
TVA_2_SOCO | TVA | SOCO | 2040 | B11 | 25 | 0 | 500 | 500 | 0 | 500 | 0 | 558.73 | 10.2557 | 0 | 1.7924 | 0.7889 | 0 | 1.9038
TVA_2_SOCO | TVA | SOCO | 2040 | B12 | 200 | 0 | 500 | 0 | 0 | 0 | 0 | 0 | 0 | 0 | 0 | 0 | 0 | 1.9038
TVA_2_SOCO | TVA | SOCO | 2040 | B13 | 600 | 0 | 500 | 0 | 0 | 0 | 0 | 0 | 0 | 0 | 0 | 0 | 0 | 1.9038
TVA_2_SOCO | TVA | SOCO | 2040 | B14 | 900 | 0 | 500 | 0 | 0 | 0 | 0 | 0 | 0 | 0 | 0 | 0 | 0 | 1.9038
TVA_2_SOCO | TVA | SOCO | 2040 | B15 | 1203 | 0 | 500 | 0 | 0 | 0 | 0 | 0 | 0 | 0 | 0 | 0 | 0 | 1.9038
TVA_2_SOCO | TVA | SOCO | 2040 | B16 | 25 | 0 | 500 | 0 | 0 | 0 | 0 | 0 | 0 | 0 | 0 | 0 | 0 | 1.9038
TVA_2_SOCO | TVA | SOCO | 2040 | B17 | 100 | 0 | 500 | 0 | 0 | 0 | 0 | 0 | 0 | 0 | 0 | 0 | 0 | 1.9038
TVA_2_SOCO | TVA | SOCO | 2040 | B18 | 400 | 0 | 500 | 0 | 0 | 0 | 0 | 0 | 0 | 0 | 0 | 0 | 0 | 1.9038
TVA_2_SOCO | TVA | SOCO | 2040 | B19 | 700 | 0 | 500 | 0 | 0 | 0 | 0 | 0 | 0 | 0 | 0 | 0 | 0 | 1.9038
TVA_2_SOCO | TVA | SOCO | 2040 | B20 | 935 | 0 | 500 | 0 | 0 | 0 | 0 | 0 | 0 | 0 | 0 | 0 | 0 | 1.9038
TVA_2_SOCO | TVA | SOCO | 2045 | B1 | 10 | 0 | 500 | 0 | 0 | 0 | 0 | 0 | 0 | 0 | 0 | 0 | 0 | 0.41377
TVA_2_SOCO | TVA | SOCO | 2045 | B2 | 25 | 0 | 500 | 0 | 0 | 0 | 0 | 0 | 0 | 0 | 0 | 0 | 0 | 0.41377
TVA_2_SOCO | TVA | SOCO | 2045 | B3 | 75 | 0 | 500 | 0 | 0 | 0 | 0 | 0 | 0 | 0 | 0 | 0 | 0 | 0.41377
TVA_2_SOCO | TVA | SOCO | 2045 | B4 | 100 | 0 | 500 | 0 | 0 | 0 | 0 | 0 | 0 | 0 | 0 | 0 | 0 | 0.41377
TVA_2_SOCO | TVA | SOCO | 2045 | B5 | 200 | 0 | 500 | 0 | 0 | 0 | 0 | 0 | 0 | 0 | 0 | 0 | 0 | 0.41377
TVA_2_SOCO | TVA | SOCO | 2045 | B6 | 300 | 0 | 500 | 500 | 0 | 500 | 0 | 1190.34 | 7.3357 | 0 | 0.41545 | 1.3867 | 0 | 0.41377
TVA_2_SOCO | TVA | SOCO | 2045 | B7 | 400 | 0 | 500 | 0 | 0 | 0 | 0 | 0 | 0 | 0 | 0 | 0 | 0 | 0.41377
TVA_2_SOCO | TVA | SOCO | 2045 | B8 | 500 | 0 | 500 | 0 | 0 | 0 | 0 | 0 | 0 | 0 | 0 | 0 | 0 | 0.41377
TVA_2_SOCO | TVA | SOCO | 2045 | B9 | 800 | 0 | 500 | 0 | 0 | 0 | 0 | 0 | 0 | 0 | 0 | 0 | 0 | 0.41377
TVA_2_SOCO | TVA | SOCO | 2045 | B10 | 1262 | 0 | 500 | 500 | 0 | 0 | 0 | 0 | 0.15431 | 0 | 0 | 0.12271 | 0 | 0.41377
TVA_2_SOCO | TVA | SOCO | 2045 | B11 | 25 | 0 | 500 | 500 | 0 | 500 | 0 | 1518.83 | 9.2467 | 0 | 0.41545 | 0.14566 | 0 | 0.41377
TVA_2_SOCO | TVA | SOCO | 2045 | B12 | 200 | 0 | 500 | 0 | 0 | 0 | 0 | 0 | 0 | 0 | 0 | 0 | 0 | 0.41377
TVA_2_SOCO | TVA | SOCO | 2045 | B13 | 600 | 0 | 500 | 0 | 0 | 0 | 0 | 0 | 0 | 0 | 0 | 0 | 0 | 0.41377
TVA_2_SOCO | TVA | SOCO | 2045 | B14 | 900 | 0 | 500 | 0 | 0 | 0 | 0 | 0 | 0 | 0 | 0 | 0 | 0 | 0.41377
TVA_2_SOCO | TVA | SOCO | 2045 | B15 | 1203 | 0 | 500 | 0 | 0 | 0 | 0 | 0 | 0 | 0 | 0 | 0 | 0 | 0.41377
TVA_2_SOCO | TVA | SOCO | 2045 | B16 | 25 | 0 | 500 | 0 | 0 | 0 | 0 | 0 | 0 | 0 | 0 | 0 | 0 | 0.41377
TVA_2_SOCO | TVA | SOCO | 2045 | B17 | 100 | 0 | 500 | 0 | 0 | 0 | 0 | 0 | 0 | 0 | 0 | 0 | 0 | 0.41377
TVA_2_SOCO | TVA | SOCO | 2045 | B18 | 400 | 0 | 500 | 0 | 0 | 0 | 0 | 0 | 0 | 0 | 0 | 0 | 0 | 0.41377
TVA_2_SOCO | TVA | SOCO | 2045 | B19 | 700 | 0 | 500 | 0 | 0 | 0 | 0 | 0 | 0 | 0 | 0 | 0 | 0 | 0.41377
TVA_2_SOCO | TVA | SOCO | 2045 | B20 | 935 | 0 | 500 | 0 | 0 | 0 | 0 | 0 | 0 | 0 | 0 | 0 | 0 | 0.41377
TVA_2_SOCO | TVA | SOCO | 2050 | B1 | 10 | 0 | 500 | 0 | 0 | 0 | 0 | 0 | 0 | 0 | 0 | 0 | 0 | 0.92077
TVA_2_SOCO | TVA | SOCO | 2050 | B2 | 25 | 0 | 500 | 0 | 0 | 0 | 0 | 0 | 0 | 0 | 0 | 0 | 0 | 0.92077
TVA_2_SOCO | TVA | SOCO | 2050 | B3 | 75 | 0 | 500 | 0 | 0 | 0 | 0 | 0 | 0 | 0 | 0 | 0 | 0 | 0.92077
TVA_2_SOCO | TVA | SOCO | 2050 | B4 | 100 | 0 | 500 | 0 | 0 | 0 | 0 | 0 | 0 | 0 | 0 | 0 | 0 | 0.92077
TVA_2_SOCO | TVA | SOCO | 2050 | B5 | 200 | 0 | 500 | 0 | 0 | 0 | 0 | 0 | 0 | 0 | 0 | 0 | 0 | 0.92077
TVA_2_SOCO | TVA | SOCO | 2050 | B6 | 300 | 0 | 500 | 500 | 0 | 500 | 0 | 963.96 | 6.7066 | 0 | 0.92586 | 1.2678 | 0 | 0.92077
TVA_2_SOCO | TVA | SOCO | 2050 | B7 | 400 | 0 | 500 | 0 | 0 | 0 | 0 | 0 | 0 | 0 | 0 | 0 | 0 | 0.92077
TVA_2_SOCO | TVA | SOCO | 2050 | B8 | 500 | 0 | 500 | 0 | 0 | 0 | 0 | 0 | 0 | 0 | 0 | 0 | 0 | 0.92077
TVA_2_SOCO | TVA | SOCO | 2050 | B9 | 800 | 0 | 500 | 0 | 0 | 0 | 0 | 0 | 0 | 0 | 0 | 0 | 0 | 0.92077
TVA_2_SOCO | TVA | SOCO | 2050 | B10 | 1262 | 0 | 500 | 500 | 0 | 500 | 0 | 839.37 | 2.7895 | 0 | 0.92586 | 2.2182 | 0 | 0.92077
TVA_2_SOCO | TVA | SOCO | 2050 | B11 | 25 | 0 | 500 | 500 | 0 | 500 | 0 | 1385.58 | 12.511 | 0 | 0.92586 | 0.19709 | 0 | 0.92077
TVA_2_SOCO | TVA | SOCO | 2050 | B12 | 200 | 0 | 500 | 0 | 0 | 0 | 0 | 0 | 0 | 0 | 0 | 0 | 0 | 0.92077
TVA_2_SOCO | TVA | SOCO | 2050 | B13 | 600 | 0 | 500 | 0 | 0 | 0 | 0 | 0 | 0 | 0 | 0 | 0 | 0 | 0.92077
TVA_2_SOCO | TVA | SOCO | 2050 | B14 | 900 | 0 | 500 | 0 | 0 | 0 | 0 | 0 | 0 | 0 | 0 | 0 | 0 | 0.92077
TVA_2_SOCO | TVA | SOCO | 2050 | B15 | 1203 | 0 | 500 | 0 | 0 | 0 | 0 | 0 | 0 | 0 | 0 | 0 | 0 | 0.92077
TVA_2_SOCO | TVA | SOCO | 2050 | B16 | 25 | 0 | 500 | 469.85 | 0 | 0 | 0 | 0 | 0 | 0 | 0 | 0 | 0 | 0.92077
TVA_2_SOCO | TVA | SOCO | 2050 | B17 | 100 | 0 | 500 | 0 | 0 | 0 | 0 | 0 | 0 | 0 | 0 | 0 | 0 | 0.92077
TVA_2_SOCO | TVA | SOCO | 2050 | B18 | 400 | 0 | 500 | 0 | 0 | 0 | 0 | 0 | 0 | 0 | 0 | 0 | 0 | 0.92077
TVA_2_SOCO | TVA | SOCO | 2050 | B19 | 700 | 0 | 500 | 0 | 0 | 0 | 0 | 0 | 0 | 0 | 0 | 0 | 0 | 0.92077
TVA_2_SOCO | TVA | SOCO | 2050 | B20 | 935 | 0 | 500 | 0 | 0 | 0 | 0 | 0 | 0 | 0 | 0 | 0 | 0 | 0.92077
TVA_2_VACAR | TVA | VACAR | 2015 | B1 | 10 | 0 | 150 | 0 | 0 | 0 | 0 | 0 | 0 | 0 | 0 | 0 | 0 | 0.050448
TVA_2_VACAR | TVA | VACAR | 2015 | B2 | 25 | 0 | 150 | 0 | 0 | 0 | 0 | 0 | 0 | 0 | 0 | 0 | 0 | 0.050448
TVA_2_VACAR | TVA | VACAR | 2015 | B3 | 75 | 0 | 150 | 0 | 0 | 0 | 0 | 0 | 0 | 0 | 0 | 0 | 0 | 0.050448
TVA_2_VACAR | TVA | VACAR | 2015 | B4 | 100 | 0 | 150 | 0 | 0 | 0 | 0 | 0 | 0 | 0 | 0 | 0 | 0 | 0.050448
TVA_2_VACAR | TVA | VACAR | 2015 | B5 | 200 | 0 | 150 | 0 | 0 | 0 | 0 | 0 | 0 | 0 | 0 | 0 | 0 | 0.050448
TVA_2_VACAR | TVA | VACAR | 2015 | B6 | 300 | 0 | 150 | 150 | 0 | 0 | 0 | 0 | 0.20179 | 0 | 0 | 0.20179 | 0 | 0.050448
TVA_2_VACAR | TVA | VACAR | 2015 | B7 | 400 | 0 | 150 | 0 | 0 | 0 | 0 | 0 | 0 | 0 | 0 | 0 | 0 | 0.050448
TVA_2_VACAR | TVA | VACAR | 2015 | B8 | 500 | 0 | 150 | 0 | 0 | 0 | 0 | 0 | 0 | 0 | 0 | 0 | 0 | 0.050448
TVA_2_VACAR | TVA | VACAR | 2015 | B9 | 800 | 0 | 150 | 0 | 0 | 0 | 0 | 0 | 0 | 0 | 0 | 0 | 0 | 0.050448
TVA_2_VACAR | TVA | VACAR | 2015 | B10 | 1262 | 0 | 150 | 0 | 0 | 0 | 0 | 0 | 0 | 0 | 0 | 0 | 0 | 0.050448
TVA_2_VACAR | TVA | VACAR | 2015 | B11 | 25 | 0 | 150 | 0 | 0 | 0 | 0 | 0 | 0 | 0 | 0 | 0 | 0 | 0.050448
TVA_2_VACAR | TVA | VACAR | 2015 | B12 | 200 | 0 | 150 | 0 | 0 | 0 | 0 | 0 | 0 | 0 | 0 | 0 | 0 | 0.050448
TVA_2_VACAR | TVA | VACAR | 2015 | B13 | 600 | 0 | 150 | 0 | 0 | 0 | 0 | 0 | 0 | 0 | 0 | 0 | 0 | 0.050448
TVA_2_VACAR | TVA | VACAR | 2015 | B14 | 900 | 0 | 150 | 0 | 0 | 0 | 0 | 0 | 0 | 0 | 0 | 0 | 0 | 0.050448
TVA_2_VACAR | TVA | VACAR | 2015 | B15 | 1203 | 0 | 150 | 0 | 0 | 0 | 0 | 0 | 0 | 0 | 0 | 0 | 0 | 0.050448
TVA_2_VACAR | TVA | VACAR | 2015 | B16 | 25 | 0 | 150 | 0 | 0 | 0 | 0 | 0 | 0 | 0 | 0 | 0 | 0 | 0.050448
TVA_2_VACAR | TVA | VACAR | 2015 | B17 | 100 | 0 | 150 | 0 | 0 | 0 | 0 | 0 | 0 | 0 | 0 | 0 | 0 | 0.050448
TVA_2_VACAR | TVA | VACAR | 2015 | B18 | 400 | 0 | 150 | 0 | 0 | 0 | 0 | 0 | 0 | 0 | 0 | 0 | 0 | 0.050448
TVA_2_VACAR | TVA | VACAR | 2015 | B19 | 700 | 0 | 150 | 0 | 0 | 0 | 0 | 0 | 0 | 0 | 0 | 0 | 0 | 0.050448
TVA_2_VACAR | TVA | VACAR | 2015 | B20 | 935 | 0 | 150 | 0 | 0 | 0 | 0 | 0 | 0 | 0 | 0 | 0 | 0 | 0.050448
TVA_2_VACAR | TVA | VACAR | 2020 | B1 | 10 | 0 | 150 | 0 | 0 | 0 | 0 | 0 | 0 | 0 | 0 | 0 | 0 | 0.76265
TVA_2_VACAR | TVA | VACAR | 2020 | B2 | 25 | 0 | 150 | 0 | 0 | 0 | 0 | 0 | 0 | 0 | 0 | 0 | 0 | 0.76265
TVA_2_VACAR | TVA | VACAR | 2020 | B3 | 75 | 0 | 150 | 0 | 0 | 0 | 0 | 0 | 0 | 0 | 0 | 0 | 0 | 0.76265
TVA_2_VACAR | TVA | VACAR | 2020 | B4 | 100 | 0 | 150 | 0 | 0 | 0 | 0 | 0 | 0 | 0 | 0 | 0 | 0 | 0.76265
TVA_2_VACAR | TVA | VACAR | 2020 | B5 | 200 | 0 | 150 | 0 | 0 | 0 | 0 | 0 | 0 | 0 | 0 | 0 | 0 | 0.76265
TVA_2_VACAR | TVA | VACAR | 2020 | B6 | 300 | 0 | 150 | 150 | 0 | 0 | 0 | 0 | 3.0506 | 0 | 0 | 3.0506 | 0 | 0.76265
TVA_2_VACAR | TVA | VACAR | 2020 | B7 | 400 | 0 | 150 | 0 | 0 | 0 | 0 | 0 | 0 | 0 | 0 | 0 | 0 | 0.76265
TVA_2_VACAR | TVA | VACAR | 2020 | B8 | 500 | 0 | 150 | 0 | 0 | 0 | 0 | 0 | 0 | 0 | 0 | 0 | 0 | 0.76265
TVA_2_VACAR | TVA | VACAR | 2020 | B9 | 800 | 0 | 150 | 0 | 0 | 0 | 0 | 0 | 0 | 0 | 0 | 0 | 0 | 0.76265
TVA_2_VACAR | TVA | VACAR | 2020 | B10 | 1262 | 0 | 150 | 0 | 0 | 0 | 0 | 0 | 0 | 0 | 0 | 0 | 0 | 0.76265
TVA_2_VACAR | TVA | VACAR | 2020 | B11 | 25 | 0 | 150 | 0 | 0 | 0 | 0 | 0 | 0 | 0 | 0 | 0 | 0 | 0.76265
TVA_2_VACAR | TVA | VACAR | 2020 | B12 | 200 | 0 | 150 | 0 | 0 | 0 | 0 | 0 | 0 | 0 | 0 | 0 | 0 | 0.76265
TVA_2_VACAR | TVA | VACAR | 2020 | B13 | 600 | 0 | 150 | 0 | 0 | 0 | 0 | 0 | 0 | 0 | 0 | 0 | 0 | 0.76265
TVA_2_VACAR | TVA | VACAR | 2020 | B14 | 900 | 0 | 150 | 0 | 0 | 0 | 0 | 0 | 0 | 0 | 0 | 0 | 0 | 0.76265
TVA_2_VACAR | TVA | VACAR | 2020 | B15 | 1203 | 0 | 150 | 0 | 0 | 0 | 0 | 0 | 0 | 0 | 0 | 0 | 0 | 0.76265
TVA_2_VACAR | TVA | VACAR | 2020 | B16 | 25 | 0 | 150 | 0 | 0 | 0 | 0 | 0 | 0 | 0 | 0 | 0 | 0 | 0.76265
TVA_2_VACAR | TVA | VACAR | 2020 | B17 | 100 | 0 | 150 | 0 | 0 | 134.16 | 0 | 0 | 0 | 0 | 0 | 0 | 0 | 0.76265
TVA_2_VACAR | TVA | VACAR | 2020 | B18 | 400 | 0 | 150 | 0 | 0 | 0 | 0 | 0 | 0 | 0 | 0 | 0 | 0 | 0.76265
TVA_2_VACAR | TVA | VACAR | 2020 | B19 | 700 | 0 | 150 | 0 | 0 | 0 | 0 | 0 | 0 | 0 | 0 | 0 | 0 | 0.76265
TVA_2_VACAR | TVA | VACAR | 2020 | B20 | 935 | 0 | 150 | 0 | 0 | 0 | 0 | 0 | 0 | 0 | 0 | 0 | 0 | 0.76265
TVA_2_VACAR | TVA | VACAR | 2025 | B1 | 10 | 0 | 150 | 0 | 0 | 0 | 0 | 0 | 0 | 0 | 0 | 0 | 0 | 1.0505
TVA_2_VACAR | TVA | VACAR | 2025 | B2 | 25 | 0 | 150 | 0 | 0 | 0 | 0 | 0 | 0 | 0 | 0 | 0 | 0 | 1.0505
TVA_2_VACAR | TVA | VACAR | 2025 | B3 | 75 | 0 | 150 | 0 | 0 | 0 | 0 | 0 | 0 | 0 | 0 | 0 | 0 | 1.0505
TVA_2_VACAR | TVA | VACAR | 2025 | B4 | 100 | 0 | 150 | 0 | 0 | 0 | 0 | 0 | 0 | 0 | 0 | 0 | 0 | 1.0505
TVA_2_VACAR | TVA | VACAR | 2025 | B5 | 200 | 0 | 150 | 0 | 0 | 0 | 0 | 0 | 0 | 0 | 0 | 0 | 0 | 1.0505
TVA_2_VACAR | TVA | VACAR | 2025 | B6 | 300 | 0 | 150 | 0 | 0 | 0 | 0 | 0 | 0 | 0 | 0 | 0 | 0 | 1.0505
TVA_2_VACAR | TVA | VACAR | 2025 | B7 | 400 | 0 | 150 | 0 | 0 | 0 | 0 | 0 | 0 | 0 | 0 | 0 | 0 | 1.0505
TVA_2_VACAR | TVA | VACAR | 2025 | B8 | 500 | 0 | 150 | 0 | 0 | 0 | 0 | 0 | 0 | 0 | 0 | 0 | 0 | 1.0505
TVA_2_VACAR | TVA | VACAR | 2025 | B9 | 800 | 0 | 150 | 0 | 0 | 0 | 0 | 0 | 0 | 0 | 0 | 0 | 0 | 1.0505
TVA_2_VACAR | TVA | VACAR | 2025 | B10 | 1262 | 0 | 150 | 0 | 0 | 0 | 0 | 0 | 0 | 0 | 0 | 0 | 0 | 1.0505
TVA_2_VACAR | TVA | VACAR | 2025 | B11 | 25 | 0 | 150 | 0 | 0 | 0 | 0 | 0 | 0 | 0 | 0 | 0 | 0 | 1.0505
TVA_2_VACAR | TVA | VACAR | 2025 | B12 | 200 | 0 | 150 | 0 | 0 | 0 | 0 | 0 | 0 | 0 | 0 | 0 | 0 | 1.0505
TVA_2_VACAR | TVA | VACAR | 2025 | B13 | 600 | 0 | 150 | 0 | 0 | 0 | 0 | 0 | 0 | 0 | 0 | 0 | 0 | 1.0505
TVA_2_VACAR | TVA | VACAR | 2025 | B14 | 900 | 0 | 150 | 0 | 0 | 0 | 0 | 0 | 0 | 0 | 0 | 0 | 0 | 1.0505
TVA_2_VACAR | TVA | VACAR | 2025 | B15 | 1203 | 0 | 150 | 0 | 0 | 0 | 0 | 0 | 0 | 0 | 0 | 0 | 0 | 1.0505
TVA_2_VACAR | TVA | VACAR | 2025 | B16 | 25 | 0 | 150 | 150 | 0 | 0 | 0 | 0 | 4.202 | 0 | 0 | 4.202 | 0 | 1.0505
TVA_2_VACAR | TVA | VACAR | 2025 | B17 | 100 | 0 | 150 | 0 | 0 | 0 | 0 | 0 | 0 | 0 | 0 | 0 | 0 | 1.0505
TVA_2_VACAR | TVA | VACAR | 2025 | B18 | 400 | 0 | 150 | 0 | 0 | 0 | 0 | 0 | 0 | 0 | 0 | 0 | 0 | 1.0505
TVA_2_VACAR | TVA | VACAR | 2025 | B19 | 700 | 0 | 150 | 0 | 0 | 0 | 0 | 0 | 0 | 0 | 0 | 0 | 0 | 1.0505
TVA_2_VACAR | TVA | VACAR | 2025 | B20 | 935 | 0 | 150 | 0 | 0 | 0 | 0 | 0 | 0 | 0 | 0 | 0 | 0 | 1.0505
TVA_2_VACAR | TVA | VACAR | 2030 | B1 | 10 | 0 | 150 | 150 | 0 | 0 | 0 | 0 | 5.3534 | 0 | 0 | 1.5295 | 0 | 1.2196
TVA_2_VACAR | TVA | VACAR | 2030 | B2 | 25 | 0 | 150 | 0 | 0 | 0 | 0 | 0 | 0 | 0 | 0 | 0 | 0 | 1.2196
TVA_2_VACAR | TVA | VACAR | 2030 | B3 | 75 | 0 | 150 | 0 | 0 | 0 | 0 | 0 | 0 | 0 | 0 | 0 | 0 | 1.2196
TVA_2_VACAR | TVA | VACAR | 2030 | B4 | 100 | 0 | 150 | 0 | 0 | 0 | 0 | 0 | 0 | 0 | 0 | 0 | 0 | 1.2196
TVA_2_VACAR | TVA | VACAR | 2030 | B5 | 200 | 0 | 150 | 0 | 0 | 0 | 0 | 0 | 0 | 0 | 0 | 0 | 0 | 1.2196
TVA_2_VACAR | TVA | VACAR | 2030 | B6 | 300 | 0 | 150 | 0 | 0 | 0 | 0 | 0 | 0 | 0 | 0 | 0 | 0 | 1.2196
TVA_2_VACAR | TVA | VACAR | 2030 | B7 | 400 | 0 | 150 | 0 | 0 | 0 | 0 | 0 | 0 | 0 | 0 | 0 | 0 | 1.2196
TVA_2_VACAR | TVA | VACAR | 2030 | B8 | 500 | 0 | 150 | 0 | 0 | 0 | 0 | 0 | 0 | 0 | 0 | 0 | 0 | 1.2196
TVA_2_VACAR | TVA | VACAR | 2030 | B9 | 800 | 0 | 150 | 0 | 0 | 0 | 0 | 0 | 0 | 0 | 0 | 0 | 0 | 1.2196
TVA_2_VACAR | TVA | VACAR | 2030 | B10 | 1262 | 0 | 150 | 0 | 0 | 0 | 0 | 0 | 0 | 0 | 0 | 0 | 0 | 1.2196
TVA_2_VACAR | TVA | VACAR | 2030 | B11 | 25 | 0 | 150 | 0 | 0 | 0 | 0 | 0 | 0 | 0 | 0 | 0 | 0 | 1.2196
TVA_2_VACAR | TVA | VACAR | 2030 | B12 | 200 | 0 | 150 | 0 | 0 | 150 | 0 | 0 | 0 | 0 | 0.04748 | 0 | 0 | 1.2196
TVA_2_VACAR | TVA | VACAR | 2030 | B13 | 600 | 0 | 150 | 0 | 0 | 0 | 0 | 0 | 0 | 0 | 0 | 0 | 0 | 1.2196
TVA_2_VACAR | TVA | VACAR | 2030 | B14 | 900 | 0 | 150 | 0 | 0 | 0 | 0 | 0 | 0 | 0 | 0 | 0 | 0 | 1.2196
TVA_2_VACAR | TVA | VACAR | 2030 | B15 | 1203 | 0 | 150 | 0 | 0 | 0 | 0 | 0 | 0 | 0 | 0 | 0 | 0 | 1.2196
TVA_2_VACAR | TVA | VACAR | 2030 | B16 | 25 | 0 | 150 | 150 | 0 | 0 | 0 | 0 | 4.6887 | 0 | 0 | 3.349 | 0 | 1.2196
TVA_2_VACAR | TVA | VACAR | 2030 | B17 | 100 | 0 | 150 | 0 | 0 | 0 | 0 | 0 | 0 | 0 | 0 | 0 | 0 | 1.2196
TVA_2_VACAR | TVA | VACAR | 2030 | B18 | 400 | 0 | 150 | 0 | 0 | 0 | 0 | 0 | 0 | 0 | 0 | 0 | 0 | 1.2196
TVA_2_VACAR | TVA | VACAR | 2030 | B19 | 700 | 0 | 150 | 0 | 0 | 0 | 0 | 0 | 0 | 0 | 0 | 0 | 0 | 1.2196
TVA_2_VACAR | TVA | VACAR | 2030 | B20 | 935 | 0 | 150 | 0 | 0 | 0 | 0 | 0 | 0 | 0 | 0 | 0 | 0 | 1.2196
TVA_2_VACAR | TVA | VACAR | 2035 | B1 | 10 | 0 | 150 | 150 | 0 | 0 | 0 | 0 | 3.5491 | 0 | 0 | 1.014 | 0 | 1.8602
TVA_2_VACAR | TVA | VACAR | 2035 | B2 | 25 | 0 | 150 | 0 | 0 | 0 | 0 | 0 | 0 | 0 | 0 | 0 | 0 | 1.8602
TVA_2_VACAR | TVA | VACAR | 2035 | B3 | 75 | 0 | 150 | 0 | 0 | 0 | 0 | 0 | 0 | 0 | 0 | 0 | 0 | 1.8602
TVA_2_VACAR | TVA | VACAR | 2035 | B4 | 100 | 0 | 150 | 0 | 0 | 0 | 0 | 0 | 0 | 0 | 0 | 0 | 0 | 1.8602
TVA_2_VACAR | TVA | VACAR | 2035 | B5 | 200 | 0 | 150 | 0 | 0 | 0 | 0 | 0 | 0 | 0 | 0 | 0 | 0 | 1.8602
TVA_2_VACAR | TVA | VACAR | 2035 | B6 | 300 | 0 | 150 | 0 | 0 | 0 | 0 | 0 | 0 | 0 | 0 | 0 | 0 | 1.8602
TVA_2_VACAR | TVA | VACAR | 2035 | B7 | 400 | 0 | 150 | 0 | 0 | 0 | 0 | 0 | 0 | 0 | 0 | 0 | 0 | 1.8602
TVA_2_VACAR | TVA | VACAR | 2035 | B8 | 500 | 0 | 150 | 0 | 0 | 0 | 0 | 0 | 0 | 0 | 0 | 0 | 0 | 1.8602
TVA_2_VACAR | TVA | VACAR | 2035 | B9 | 800 | 0 | 150 | 0 | 0 | 0 | 0 | 0 | 0 | 0 | 0 | 0 | 0 | 1.8602
TVA_2_VACAR | TVA | VACAR | 2035 | B10 | 1262 | 0 | 150 | 0 | 0 | 0 | 0 | 0 | 0 | 0 | 0 | 0 | 0 | 1.8602
TVA_2_VACAR | TVA | VACAR | 2035 | B11 | 25 | 0 | 150 | 0 | 0 | 0 | 0 | 0 | 0 | 0 | 0 | 0 | 0 | 1.8602
TVA_2_VACAR | TVA | VACAR | 2035 | B12 | 200 | 0 | 150 | 0 | 0 | 0 | 0 | 0 | 0 | 0 | 0 | 0 | 0 | 1.8602
TVA_2_VACAR | TVA | VACAR | 2035 | B13 | 600 | 0 | 150 | 0 | 0 | 0 | 0 | 0 | 0 | 0 | 0 | 0 | 0 | 1.8602
TVA_2_VACAR | TVA | VACAR | 2035 | B14 | 900 | 0 | 150 | 0 | 0 | 0 | 0 | 0 | 0 | 0 | 0 | 0 | 0 | 1.8602
TVA_2_VACAR | TVA | VACAR | 2035 | B15 | 1203 | 0 | 150 | 0 | 0 | 0 | 0 | 0 | 0 | 0 | 0 | 0 | 0 | 1.8602
TVA_2_VACAR | TVA | VACAR | 2035 | B16 | 25 | 0 | 150 | 150 | 0 | 0 | 0 | 0 | 8.9975 | 0 | 0 | 6.4268 | 0 | 1.8602
TVA_2_VACAR | TVA | VACAR | 2035 | B17 | 100 | 0 | 150 | 0 | 0 | 0 | 0 | 0 | 0 | 0 | 0 | 0 | 0 | 1.8602
TVA_2_VACAR | TVA | VACAR | 2035 | B18 | 400 | 0 | 150 | 0 | 0 | 0 | 0 | 0 | 0 | 0 | 0 | 0 | 0 | 1.8602
TVA_2_VACAR | TVA | VACAR | 2035 | B19 | 700 | 0 | 150 | 0 | 0 | 0 | 0 | 0 | 0 | 0 | 0 | 0 | 0 | 1.8602
TVA_2_VACAR | TVA | VACAR | 2035 | B20 | 935 | 0 | 150 | 0 | 0 | 0 | 0 | 0 | 0 | 0 | 0 | 0 | 0 | 1.8602
TVA_2_VACAR | TVA | VACAR | 2040 | B1 | 10 | 0 | 150 | 150 | 0 | 0 | 0 | 0 | 1.009 | 0 | 0 | 0.030118 | 0 | 0.1187
TVA_2_VACAR | TVA | VACAR | 2040 | B2 | 25 | 0 | 150 | 0 | 0 | 0 | 0 | 0 | 0 | 0 | 0 | 0 | 0 | 0.1187
TVA_2_VACAR | TVA | VACAR | 2040 | B3 | 75 | 0 | 150 | 0 | 0 | 0 | 0 | 0 | 0 | 0 | 0 | 0 | 0 | 0.1187
TVA_2_VACAR | TVA | VACAR | 2040 | B4 | 100 | 0 | 150 | 0 | 0 | 0 | 0 | 0 | 0 | 0 | 0 | 0 | 0 | 0.1187
TVA_2_VACAR | TVA | VACAR | 2040 | B5 | 200 | 0 | 150 | 0 | 0 | 0 | 0 | 0 | 0 | 0 | 0 | 0 | 0 | 0.1187
TVA_2_VACAR | TVA | VACAR | 2040 | B6 | 300 | 0 | 150 | 150 | 0 | 0 | 0 | 0 | 0.39171 | 0 | 0 | 0.35079 | 0 | 0.1187
TVA_2_VACAR | TVA | VACAR | 2040 | B7 | 400 | 0 | 150 | 0 | 0 | 0 | 0 | 0 | 0 | 0 | 0 | 0 | 0 | 0.1187
TVA_2_VACAR | TVA | VACAR | 2040 | B8 | 500 | 0 | 150 | 0 | 0 | 0 | 0 | 0 | 0 | 0 | 0 | 0 | 0 | 0.1187
TVA_2_VACAR | TVA | VACAR | 2040 | B9 | 800 | 0 | 150 | 0 | 0 | 0 | 0 | 0 | 0 | 0 | 0 | 0 | 0 | 0.1187
TVA_2_VACAR | TVA | VACAR | 2040 | B10 | 1262 | 0 | 150 | 0 | 0 | 0 | 0 | 0 | 0 | 0 | 0 | 0 | 0 | 0.1187
TVA_2_VACAR | TVA | VACAR | 2040 | B11 | 25 | 0 | 150 | 150 | 0 | 0 | 0 | 0 | 1.2582 | 0 | 0 | 0.093897 | 0 | 0.1187
TVA_2_VACAR | TVA | VACAR | 2040 | B12 | 200 | 0 | 150 | 0 | 0 | 0 | 0 | 0 | 0 | 0 | 0 | 0 | 0 | 0.1187
TVA_2_VACAR | TVA | VACAR | 2040 | B13 | 600 | 0 | 150 | 0 | 0 | 0 | 0 | 0 | 0 | 0 | 0 | 0 | 0 | 0.1187
TVA_2_VACAR | TVA | VACAR | 2040 | B14 | 900 | 0 | 150 | 0 | 0 | 0 | 0 | 0 | 0 | 0 | 0 | 0 | 0 | 0.1187
TVA_2_VACAR | TVA | VACAR | 2040 | B15 | 1203 | 0 | 150 | 0 | 0 | 0 | 0 | 0 | 0 | 0 | 0 | 0 | 0 | 0.1187
TVA_2_VACAR | TVA | VACAR | 2040 | B16 | 25 | 0 | 150 | 130.29 | 0 | 150 | 0 | 366.53 | 0 | 0 | 0.15431 | 0 | 0 | 0.1187
TVA_2_VACAR | TVA | VACAR | 2040 | B17 | 100 | 0 | 150 | 0 | 0 | 0 | 0 | 0 | 0 | 0 | 0 | 0 | 0 | 0.1187
TVA_2_VACAR | TVA | VACAR | 2040 | B18 | 400 | 0 | 150 | 0 | 0 | 0 | 0 | 0 | 0 | 0 | 0 | 0 | 0 | 0.1187
TVA_2_VACAR | TVA | VACAR | 2040 | B19 | 700 | 0 | 150 | 0 | 0 | 0 | 0 | 0 | 0 | 0 | 0 | 0 | 0 | 0.1187
TVA_2_VACAR | TVA | VACAR | 2040 | B20 | 935 | 0 | 150 | 0 | 0 | 0 | 0 | 0 | 0 | 0 | 0 | 0 | 0 | 0.1187
TVA_2_VACAR | TVA | VACAR | 2045 | B1 | 10 | 0 | 150 | 150 | 0 | 0 | 0 | 0 | 3.656 | 0 | 0 | 0.055393 | 0 | 0.50978
TVA_2_VACAR | TVA | VACAR | 2045 | B2 | 25 | 0 | 150 | 0 | 0 | 0 | 0 | 0 | 0 | 0 | 0 | 0 | 0 | 0.50978
TVA_2_VACAR | TVA | VACAR | 2045 | B3 | 75 | 0 | 150 | 0 | 0 | 0 | 0 | 0 | 0 | 0 | 0 | 0 | 0 | 0.50978
TVA_2_VACAR | TVA | VACAR | 2045 | B4 | 100 | 0 | 150 | 0 | 0 | 0 | 0 | 0 | 0 | 0 | 0 | 0 | 0 | 0.50978
TVA_2_VACAR | TVA | VACAR | 2045 | B5 | 200 | 0 | 150 | 0 | 0 | 0 | 0 | 0 | 0 | 0 | 0 | 0 | 0 | 0.50978
TVA_2_VACAR | TVA | VACAR | 2045 | B6 | 300 | 0 | 150 | 150 | 0 | 0 | 0 | 0 | 0.70033 | 0 | 0 | 0.31833 | 0 | 0.50978
TVA_2_VACAR | TVA | VACAR | 2045 | B7 | 400 | 0 | 150 | 0 | 0 | 0 | 0 | 0 | 0 | 0 | 0 | 0 | 0 | 0.50978
TVA_2_VACAR | TVA | VACAR | 2045 | B8 | 500 | 0 | 150 | 0 | 0 | 0 | 0 | 0 | 0 | 0 | 0 | 0 | 0 | 0.50978
TVA_2_VACAR | TVA | VACAR | 2045 | B9 | 800 | 0 | 150 | 0 | 0 | 0 | 0 | 0 | 0 | 0 | 0 | 0 | 0 | 0.50978
TVA_2_VACAR | TVA | VACAR | 2045 | B10 | 1262 | 0 | 150 | 0 | 0 | 0 | 0 | 0 | 0 | 0 | 0 | 0 | 0 | 0.50978
TVA_2_VACAR | TVA | VACAR | 2045 | B11 | 25 | 0 | 150 | 150 | 0 | 0 | 0 | 0 | 2.2434 | 0 | 0 | 0.084978 | 0 | 0.50978
TVA_2_VACAR | TVA | VACAR | 2045 | B12 | 200 | 0 | 150 | 150 | 0 | 0 | 0 | 0 | 2.374 | 0 | 0 | 0.71939 | 0 | 0.50978
TVA_2_VACAR | TVA | VACAR | 2045 | B13 | 600 | 0 | 150 | 0 | 0 | 0 | 0 | 0 | 0 | 0 | 0 | 0 | 0 | 0.50978
TVA_2_VACAR | TVA | VACAR | 2045 | B14 | 900 | 0 | 150 | 0 | 0 | 0 | 0 | 0 | 0 | 0 | 0 | 0 | 0 | 0.50978
TVA_2_VACAR | TVA | VACAR | 2045 | B15 | 1203 | 0 | 150 | 0 | 0 | 0 | 0 | 0 | 0 | 0 | 0 | 0 | 0 | 0.50978
TVA_2_VACAR | TVA | VACAR | 2045 | B16 | 25 | 0 | 150 | 150 | 0 | 150 | 0 | 546.82 | 11.0984 | 0 | 0.61724 | 0.4204 | 0 | 0.50978
TVA_2_VACAR | TVA | VACAR | 2045 | B17 | 100 | 0 | 150 | 150 | 0 | 150 | 0 | 59.33 | 2.9082 | 0 | 0.61724 | 0.44063 | 0 | 0.50978
TVA_2_VACAR | TVA | VACAR | 2045 | B18 | 400 | 0 | 150 | 0 | 0 | 150 | 0 | 118.17 | 0 | 0 | 0.61724 | 0 | 0 | 0.50978
TVA_2_VACAR | TVA | VACAR | 2045 | B19 | 700 | 0 | 150 | 0 | 0 | 0 | 0 | 0 | 0 | 0 | 0 | 0 | 0 | 0.50978
TVA_2_VACAR | TVA | VACAR | 2045 | B20 | 935 | 0 | 150 | 0 | 0 | 0 | 0 | 0 | 0 | 0 | 0 | 0 | 0 | 0.50978
TVA_2_VACAR | TVA | VACAR | 2050 | B1 | 10 | 0 | 150 | 0 | 0 | 0 | 0 | 0 | 0 | 0 | 0 | 0 | 0 | 0.31652
TVA_2_VACAR | TVA | VACAR | 2050 | B2 | 25 | 0 | 150 | 0 | 0 | 0 | 0 | 0 | 0 | 0 | 0 | 0 | 0 | 0.31652
TVA_2_VACAR | TVA | VACAR | 2050 | B3 | 75 | 0 | 150 | 0 | 0 | 0 | 0 | 0 | 0 | 0 | 0 | 0 | 0 | 0.31652
TVA_2_VACAR | TVA | VACAR | 2050 | B4 | 100 | 0 | 150 | 0 | 0 | 0 | 0 | 0 | 0 | 0 | 0 | 0 | 0 | 0.31652
TVA_2_VACAR | TVA | VACAR | 2050 | B5 | 200 | 0 | 150 | 0 | 0 | 0 | 0 | 0 | 0 | 0 | 0 | 0 | 0 | 0.31652
TVA_2_VACAR | TVA | VACAR | 2050 | B6 | 300 | 0 | 150 | 150 | 0 | 0 | 0 | 0 | 3.2405 | 0 | 0 | 0.56785 | 0 | 0.31652
TVA_2_VACAR | TVA | VACAR | 2050 | B7 | 400 | 0 | 150 | 0 | 0 | 0 | 0 | 0 | 0 | 0 | 0 | 0 | 0 | 0.31652
TVA_2_VACAR | TVA | VACAR | 2050 | B8 | 500 | 0 | 150 | 0 | 0 | 0 | 0 | 0 | 0 | 0 | 0 | 0 | 0 | 0.31652
TVA_2_VACAR | TVA | VACAR | 2050 | B9 | 800 | 0 | 150 | 0 | 0 | 0 | 0 | 0 | 0 | 0 | 0 | 0 | 0 | 0.31652
TVA_2_VACAR | TVA | VACAR | 2050 | B10 | 1262 | 0 | 150 | 150 | 0 | 0 | 0 | 0 | 0.17805 | 0 | 0 | 0.13125 | 0 | 0.31652
TVA_2_VACAR | TVA | VACAR | 2050 | B11 | 25 | 0 | 150 | 150 | 0 | 0 | 0 | 0 | 5.5196 | 0 | 0 | 0.080601 | 0 | 0.31652
TVA_2_VACAR | TVA | VACAR | 2050 | B12 | 200 | 0 | 150 | 0 | 0 | 0 | 0 | 0 | 0 | 0 | 0 | 0 | 0 | 0.31652
TVA_2_VACAR | TVA | VACAR | 2050 | B13 | 600 | 0 | 150 | 0 | 0 | 0 | 0 | 0 | 0 | 0 | 0 | 0 | 0 | 0.31652
TVA_2_VACAR | TVA | VACAR | 2050 | B14 | 900 | 0 | 150 | 0 | 0 | 0 | 0 | 0 | 0 | 0 | 0 | 0 | 0 | 0.31652
TVA_2_VACAR | TVA | VACAR | 2050 | B15 | 1203 | 0 | 150 | 0 | 0 | 0 | 0 | 0 | 0 | 0 | 0 | 0 | 0 | 0.31652
TVA_2_VACAR | TVA | VACAR | 2050 | B16 | 25 | 0 | 150 | 150 | 0 | 150 | 0 | 386.18 | 9.9945 | 0 | 0.27301 | 0.14595 | 0 | 0.31652
TVA_2_VACAR | TVA | VACAR | 2050 | B17 | 100 | 0 | 150 | 150 | 0 | 150 | 0 | 935.57 | 5.8282 | 0 | 0.27301 | 0.34043 | 0 | 0.31652
TVA_2_VACAR | TVA | VACAR | 2050 | B18 | 400 | 0 | 150 | 0 | 0 | 0 | 0 | 0 | 0 | 0 | 0 | 0 | 0 | 0.31652
TVA_2_VACAR | TVA | VACAR | 2050 | B19 | 700 | 0 | 150 | 0 | 0 | 0 | 0 | 0 | 0 | 0 | 0 | 0 | 0 | 0.31652
TVA_2_VACAR | TVA | VACAR | 2050 | B20 | 935 | 0 | 150 | 0 | 0 | 0 | 0 | 0 | 0 | 0 | 0 | 0 | 0 | 0.31652
TVA_Transmission_2_ENT | TVA_Transmission | ENT | 2015 | B1 | 10 | 0 | 3000 | 0 | 0 | 0 | 0 | 0 | 0 | 0 | 0 | 0 | 0 | 0
TVA_Transmission_2_ENT | TVA_Transmission | ENT | 2015 | B2 | 25 | 0 | 3000 | 0 | 0 | 0 | 0 | 0 | 0 | 0 | 0 | 0 | 0 | 0
TVA_Transmission_2_ENT | TVA_Transmission | ENT | 2015 | B3 | 75 | 0 | 3000 | 0 | 0 | 0 | 0 | 0 | 0 | 0 | 0 | 0 | 0 | 0
TVA_Transmission_2_ENT | TVA_Transmission | ENT | 2015 | B4 | 100 | 0 | 3000 | 0 | 0 | 0 | 0 | 0 | 0 | 0 | 0 | 0 | 0 | 0
TVA_Transmission_2_ENT | TVA_Transmission | ENT | 2015 | B5 | 200 | 0 | 3000 | 0 | 0 | 0 | 0 | 0 | 0 | 0 | 0 | 0 | 0 | 0
TVA_Transmission_2_ENT | TVA_Transmission | ENT | 2015 | B6 | 300 | 0 | 3000 | 0 | 0 | 0 | 0 | 0 | 0 | 0 | 0 | 0 | 0 | 0
TVA_Transmission_2_ENT | TVA_Transmission | ENT | 2015 | B7 | 400 | 0 | 3000 | 0 | 0 | 0 | 0 | 0 | 0 | 0 | 0 | 0 | 0 | 0
TVA_Transmission_2_ENT | TVA_Transmission | ENT | 2015 | B8 | 500 | 0 | 3000 | 0 | 0 | 0 | 0 | 0 | 0 | 0 | 0 | 0 | 0 | 0
TVA_Transmission_2_ENT | TVA_Transmission | ENT | 2015 | B9 | 800 | 0 | 3000 | 0 | 0 | 0 | 0 | 0 | 0 | 0 | 0 | 0 | 0 | 0
TVA_Transmission_2_ENT | TVA_Transmission | ENT | 2015 | B10 | 1262 | 0 | 3000 | 0 | 0 | 0 | 0 | 0 | 0 | 0 | 0 | 0 | 0 | 0
TVA_Transmission_2_ENT | TVA_Transmission | ENT | 2015 | B11 | 25 | 0 | 3000 | 0 | 0 | 0 | 0 | 0 | 0 | 0 | 0 | 0 | 0 | 0
TVA_Transmission_2_ENT | TVA_Transmission | ENT | 2015 | B12 | 200 | 0 | 3000 | 0 | 0 | 0 | 0 | 0 | 0 | 0 | 0 | 0 | 0 | 0
TVA_Transmission_2_ENT | TVA_Transmission | ENT | 2015 | B13 | 600 | 0 | 3000 | 0 | 0 | 0 | 0 | 0 | 0 | 0 | 0 | 0 | 0 | 0
TVA_Transmission_2_ENT | TVA_Transmission | ENT | 2015 | B14 | 900 | 0 | 3000 | 0 | 0 | 0 | 0 | 0 | 0 | 0 | 0 | 0 | 0 | 0
TVA_Transmission_2_ENT | TVA_Transmission | ENT | 2015 | B15 | 1203 | 0 | 3000 | 0 | 0 | 0 | 0 | 0 | 0 | 0 | 0 | 0 | 0 | 0
TVA_Transmission_2_ENT | TVA_Transmission | ENT | 2015 | B16 | 25 | 0 | 3000 | 0 | 0 | 0 | 0 | 0 | 0 | 0 | 0 | 0 | 0 | 0
TVA_Transmission_2_ENT | TVA_Transmission | ENT | 2015 | B17 | 100 | 0 | 3000 | 0 | 0 | 0 | 0 | 0 | 0 | 0 | 0 | 0 | 0 | 0
TVA_Transmission_2_ENT | TVA_Transmission | ENT | 2015 | B18 | 400 | 0 | 3000 | 0 | 0 | 0 | 0 | 0 | 0 | 0 | 0 | 0 | 0 | 0
TVA_Transmission_2_ENT | TVA_Transmission | ENT | 2015 | B19 | 700 | 0 | 3000 | 0 | 0 | 0 | 0 | 0 | 0 | 0 | 0 | 0 | 0 | 0
TVA_Transmission_2_ENT | TVA_Transmission | ENT | 2015 | B20 | 935 | 0 | 3000 | 0 | 0 | 0 | 0 | 0 | 0 | 0 | 0 | 0 | 0 | 0
TVA_Transmission_2_ENT | TVA_Transmission | ENT | 2020 | B1 | 10 | 0 | 3000 | 0 | 0 | 0 | 0 | 0 | 0 | 0 | 0 | 0 | 0 | 0
TVA_Transmission_2_ENT | TVA_Transmission | ENT | 2020 | B2 | 25 | 0 | 3000 | 0 | 0 | 0 | 0 | 0 | 0 | 0 | 0 | 0 | 0 | 0
TVA_Transmission_2_ENT | TVA_Transmission | ENT | 2020 | B3 | 75 | 0 | 3000 | 0 | 0 | 0 | 0 | 0 | 0 | 0 | 0 | 0 | 0 | 0
TVA_Transmission_2_ENT | TVA_Transmission | ENT | 2020 | B4 | 100 | 0 | 3000 | 0 | 0 | 0 | 0 | 0 | 0 | 0 | 0 | 0 | 0 | 0
TVA_Transmission_2_ENT | TVA_Transmission | ENT | 2020 | B5 | 200 | 0 | 3000 | 0 | 0 | 0 | 0 | 0 | 0 | 0 | 0 | 0 | 0 | 0
TVA_Transmission_2_ENT | TVA_Transmission | ENT | 2020 | B6 | 300 | 0 | 3000 | 0 | 0 | 0 | 0 | 0 | 0 | 0 | 0 | 0 | 0 | 0
TVA_Transmission_2_ENT | TVA_Transmission | ENT | 2020 | B7 | 400 | 0 | 3000 | 0 | 0 | 0 | 0 | 0 | 0 | 0 | 0 | 0 | 0 | 0
TVA_Transmission_2_ENT | TVA_Transmission | ENT | 2020 | B8 | 500 | 0 | 3000 | 0 | 0 | 0 | 0 | 0 | 0 | 0 | 0 | 0 | 0 | 0
TVA_Transmission_2_ENT | TVA_Transmission | ENT | 2020 | B9 | 800 | 0 | 3000 | 0 | 0 | 0 | 0 | 0 | 0 | 0 | 0 | 0 | 0 | 0
TVA_Transmission_2_ENT | TVA_Transmission | ENT | 2020 | B10 | 1262 | 0 | 3000 | 0 | 0 | 0 | 0 | 0 | 0 | 0 | 0 | 0 | 0 | 0
TVA_Transmission_2_ENT | TVA_Transmission | ENT | 2020 | B11 | 25 | 0 | 3000 | 0 | 0 | 0 | 0 | 0 | 0 | 0 | 0 | 0 | 0 | 0
TVA_Transmission_2_ENT | TVA_Transmission | ENT | 2020 | B12 | 200 | 0 | 3000 | 0 | 0 | 0 | 0 | 0 | 0 | 0 | 0 | 0 | 0 | 0
TVA_Transmission_2_ENT | TVA_Transmission | ENT | 2020 | B13 | 600 | 0 | 3000 | 0 | 0 | 0 | 0 | 0 | 0 | 0 | 0 | 0 | 0 | 0
TVA_Transmission_2_ENT | TVA_Transmission | ENT | 2020 | B14 | 900 | 0 | 3000 | 0 | 0 | 0 | 0 | 0 | 0 | 0 | 0 | 0 | 0 | 0
TVA_Transmission_2_ENT | TVA_Transmission | ENT | 2020 | B15 | 1203 | 0 | 3000 | 0 | 0 | 0 | 0 | 0 | 0 | 0 | 0 | 0 | 0 | 0
TVA_Transmission_2_ENT | TVA_Transmission | ENT | 2020 | B16 | 25 | 0 | 3000 | 0 | 0 | 0 | 0 | 0 | 0 | 0 | 0 | 0 | 0 | 0
TVA_Transmission_2_ENT | TVA_Transmission | ENT | 2020 | B17 | 100 | 0 | 3000 | 0 | 0 | 0 | 0 | 0 | 0 | 0 | 0 | 0 | 0 | 0
TVA_Transmission_2_ENT | TVA_Transmission | ENT | 2020 | B18 | 400 | 0 | 3000 | 0 | 0 | 0 | 0 | 0 | 0 | 0 | 0 | 0 | 0 | 0
TVA_Transmission_2_ENT | TVA_Transmission | ENT | 2020 | B19 | 700 | 0 | 3000 | 0 | 0 | 0 | 0 | 0 | 0 | 0 | 0 | 0 | 0 | 0
TVA_Transmission_2_ENT | TVA_Transmission | ENT | 2020 | B20 | 935 | 0 | 3000 | 0 | 0 | 0 | 0 | 0 | 0 | 0 | 0 | 0 | 0 | 0
TVA_Transmission_2_ENT | TVA_Transmission | ENT | 2025 | B1 | 10 | 0 | 3000 | 0 | 0 | 0 | 0 | 0 | 0 | 0 | 0 | 0 | 0 | 0
TVA_Transmission_2_ENT | TVA_Transmission | ENT | 2025 | B2 | 25 | 0 | 3000 | 0 | 0 | 0 | 0 | 0 | 0 | 0 | 0 | 0 | 0 | 0
TVA_Transmission_2_ENT | TVA_Transmission | ENT | 2025 | B3 | 75 | 0 | 3000 | 0 | 0 | 0 | 0 | 0 | 0 | 0 | 0 | 0 | 0 | 0
TVA_Transmission_2_ENT | TVA_Transmission | ENT | 2025 | B4 | 100 | 0 | 3000 | 0 | 0 | 0 | 0 | 0 | 0 | 0 | 0 | 0 | 0 | 0
TVA_Transmission_2_ENT | TVA_Transmission | ENT | 2025 | B5 | 200 | 0 | 3000 | 0 | 0 | 0 | 0 | 0 | 0 | 0 | 0 | 0 | 0 | 0
TVA_Transmission_2_ENT | TVA_Transmission | ENT | 2025 | B6 | 300 | 0 | 3000 | 0 | 0 | 0 | 0 | 0 | 0 | 0 | 0 | 0 | 0 | 0
TVA_Transmission_2_ENT | TVA_Transmission | ENT | 2025 | B7 | 400 | 0 | 3000 | 0 | 0 | 0 | 0 | 0 | 0 | 0 | 0 | 0 | 0 | 0
TVA_Transmission_2_ENT | TVA_Transmission | ENT | 2025 | B8 | 500 | 0 | 3000 | 0 | 0 | 0 | 0 | 0 | 0 | 0 | 0 | 0 | 0 | 0
TVA_Transmission_2_ENT | TVA_Transmission | ENT | 2025 | B9 | 800 | 0 | 3000 | 0 | 0 | 0 | 0 | 0 | 0 | 0 | 0 | 0 | 0 | 0
TVA_Transmission_2_ENT | TVA_Transmission | ENT | 2025 | B10 | 1262 | 0 | 3000 | 0 | 0 | 0 | 0 | 0 | 0 | 0 | 0 | 0 | 0 | 0
TVA_Transmission_2_ENT | TVA_Transmission | ENT | 2025 | B11 | 25 | 0 | 3000 | 0 | 0 | 0 | 0 | 0 | 0 | 0 | 0 | 0 | 0 | 0
TVA_Transmission_2_ENT | TVA_Transmission | ENT | 2025 | B12 | 200 | 0 | 3000 | 0 | 0 | 0 | 0 | 0 | 0 | 0 | 0 | 0 | 0 | 0
TVA_Transmission_2_ENT | TVA_Transmission | ENT | 2025 | B13 | 600 | 0 | 3000 | 0 | 0 | 0 | 0 | 0 | 0 | 0 | 0 | 0 | 0 | 0
TVA_Transmission_2_ENT | TVA_Transmission | ENT | 2025 | B14 | 900 | 0 | 3000 | 0 | 0 | 0 | 0 | 0 | 0 | 0 | 0 | 0 | 0 | 0
TVA_Transmission_2_ENT | TVA_Transmission | ENT | 2025 | B15 | 1203 | 0 | 3000 | 0 | 0 | 0 | 0 | 0 | 0 | 0 | 0 | 0 | 0 | 0
TVA_Transmission_2_ENT | TVA_Transmission | ENT | 2025 | B16 | 25 | 0 | 3000 | 0 | 0 | 0 | 0 | 0 | 0 | 0 | 0 | 0 | 0 | 0
TVA_Transmission_2_ENT | TVA_Transmission | ENT | 2025 | B17 | 100 | 0 | 3000 | 0 | 0 | 0 | 0 | 0 | 0 | 0 | 0 | 0 | 0 | 0
TVA_Transmission_2_ENT | TVA_Transmission | ENT | 2025 | B18 | 400 | 0 | 3000 | 0 | 0 | 0 | 0 | 0 | 0 | 0 | 0 | 0 | 0 | 0
TVA_Transmission_2_ENT | TVA_Transmission | ENT | 2025 | B19 | 700 | 0 | 3000 | 0 | 0 | 0 | 0 | 0 | 0 | 0 | 0 | 0 | 0 | 0
TVA_Transmission_2_ENT | TVA_Transmission | ENT | 2025 | B20 | 935 | 0 | 3000 | 0 | 0 | 0 | 0 | 0 | 0 | 0 | 0 | 0 | 0 | 0
TVA_Transmission_2_ENT | TVA_Transmission | ENT | 2030 | B1 | 10 | 0 | 3000 | 0 | 0 | 0 | 0 | 0 | 0 | 0 | 0 | 0 | 0 | 0
TVA_Transmission_2_ENT | TVA_Transmission | ENT | 2030 | B2 | 25 | 0 | 3000 | 0 | 0 | 0 | 0 | 0 | 0 | 0 | 0 | 0 | 0 | 0
TVA_Transmission_2_ENT | TVA_Transmission | ENT | 2030 | B3 | 75 | 0 | 3000 | 0 | 0 | 0 | 0 | 0 | 0 | 0 | 0 | 0 | 0 | 0
TVA_Transmission_2_ENT | TVA_Transmission | ENT | 2030 | B4 | 100 | 0 | 3000 | 0 | 0 | 0 | 0 | 0 | 0 | 0 | 0 | 0 | 0 | 0
TVA_Transmission_2_ENT | TVA_Transmission | ENT | 2030 | B5 | 200 | 0 | 3000 | 0 | 0 | 0 | 0 | 0 | 0 | 0 | 0 | 0 | 0 | 0
TVA_Transmission_2_ENT | TVA_Transmission | ENT | 2030 | B6 | 300 | 0 | 3000 | 0 | 0 | 0 | 0 | 0 | 0 | 0 | 0 | 0 | 0 | 0
TVA_Transmission_2_ENT | TVA_Transmission | ENT | 2030 | B7 | 400 | 0 | 3000 | 0 | 0 | 0 | 0 | 0 | 0 | 0 | 0 | 0 | 0 | 0
TVA_Transmission_2_ENT | TVA_Transmission | ENT | 2030 | B8 | 500 | 0 | 3000 | 0 | 0 | 0 | 0 | 0 | 0 | 0 | 0 | 0 | 0 | 0
TVA_Transmission_2_ENT | TVA_Transmission | ENT | 2030 | B9 | 800 | 0 | 3000 | 0 | 0 | 0 | 0 | 0 | 0 | 0 | 0 | 0 | 0 | 0
TVA_Transmission_2_ENT | TVA_Transmission | ENT | 2030 | B10 | 1262 | 0 | 3000 | 0 | 0 | 0 | 0 | 0 | 0 | 0 | 0 | 0 | 0 | 0
TVA_Transmission_2_ENT | TVA_Transmission | ENT | 2030 | B11 | 25 | 0 | 3000 | 0 | 0 | 0 | 0 | 0 | 0 | 0 | 0 | 0 | 0 | 0
TVA_Transmission_2_ENT | TVA_Transmission | ENT | 2030 | B12 | 200 | 0 | 3000 | 0 | 0 | 0 | 0 | 0 | 0 | 0 | 0 | 0 | 0 | 0
TVA_Transmission_2_ENT | TVA_Transmission | ENT | 2030 | B13 | 600 | 0 | 3000 | 0 | 0 | 0 | 0 | 0 | 0 | 0 | 0 | 0 | 0 | 0
TVA_Transmission_2_ENT | TVA_Transmission | ENT | 2030 | B14 | 900 | 0 | 3000 | 0 | 0 | 0 | 0 | 0 | 0 | 0 | 0 | 0 | 0 | 0
TVA_Transmission_2_ENT | TVA_Transmission | ENT | 2030 | B15 | 1203 | 0 | 3000 | 0 | 0 | 0 | 0 | 0 | 0 | 0 | 0 | 0 | 0 | 0
TVA_Transmission_2_ENT | TVA_Transmission | ENT | 2030 | B16 | 25 | 0 | 3000 | 0 | 0 | 0 | 0 | 0 | 0 | 0 | 0 | 0 | 0 | 0
TVA_Transmission_2_ENT | TVA_Transmission | ENT | 2030 | B17 | 100 | 0 | 3000 | 0 | 0 | 0 | 0 | 0 | 0 | 0 | 0 | 0 | 0 | 0
TVA_Transmission_2_ENT | TVA_Transmission | ENT | 2030 | B18 | 400 | 0 | 3000 | 0 | 0 | 0 | 0 | 0 | 0 | 0 | 0 | 0 | 0 | 0
TVA_Transmission_2_ENT | TVA_Transmission | ENT | 2030 | B19 | 700 | 0 | 3000 | 0 | 0 | 0 | 0 | 0 | 0 | 0 | 0 | 0 | 0 | 0
TVA_Transmission_2_ENT | TVA_Transmission | ENT | 2030 | B20 | 935 | 0 | 3000 | 0 | 0 | 0 | 0 | 0 | 0 | 0 | 0 | 0 | 0 | 0
TVA_Transmission_2_ENT | TVA_Transmission | ENT | 2035 | B1 | 10 | 0 | 3000 | 0 | 0 | 0 | 0 | 0 | 0 | 0 | 0 | 0 | 0 | 0
TVA_Transmission_2_ENT | TVA_Transmission | ENT | 2035 | B2 | 25 | 0 | 3000 | 0 | 0 | 0 | 0 | 0 | 0 | 0 | 0 | 0 | 0 | 0
TVA_Transmission_2_ENT | TVA_Transmission | ENT | 2035 | B3 | 75 | 0 | 3000 | 0 | 0 | 0 | 0 | 0 | 0 | 0 | 0 | 0 | 0 | 0
TVA_Transmission_2_ENT | TVA_Transmission | ENT | 2035 | B4 | 100 | 0 | 3000 | 0 | 0 | 0 | 0 | 0 | 0 | 0 | 0 | 0 | 0 | 0
TVA_Transmission_2_ENT | TVA_Transmission | ENT | 2035 | B5 | 200 | 0 | 3000 | 0 | 0 | 0 | 0 | 0 | 0 | 0 | 0 | 0 | 0 | 0
TVA_Transmission_2_ENT | TVA_Transmission | ENT | 2035 | B6 | 300 | 0 | 3000 | 0 | 0 | 0 | 0 | 0 | 0 | 0 | 0 | 0 | 0 | 0
TVA_Transmission_2_ENT | TVA_Transmission | ENT | 2035 | B7 | 400 | 0 | 3000 | 0 | 0 | 0 | 0 | 0 | 0 | 0 | 0 | 0 | 0 | 0
TVA_Transmission_2_ENT | TVA_Transmission | ENT | 2035 | B8 | 500 | 0 | 3000 | 0 | 0 | 0 | 0 | 0 | 0 | 0 | 0 | 0 | 0 | 0
TVA_Transmission_2_ENT | TVA_Transmission | ENT | 2035 | B9 | 800 | 0 | 3000 | 0 | 0 | 0 | 0 | 0 | 0 | 0 | 0 | 0 | 0 | 0
TVA_Transmission_2_ENT | TVA_Transmission | ENT | 2035 | B10 | 1262 | 0 | 3000 | 0 | 0 | 0 | 0 | 0 | 0 | 0 | 0 | 0 | 0 | 0
TVA_Transmission_2_ENT | TVA_Transmission | ENT | 2035 | B11 | 25 | 0 | 3000 | 0 | 0 | 0 | 0 | 0 | 0 | 0 | 0 | 0 | 0 | 0
TVA_Transmission_2_ENT | TVA_Transmission | ENT | 2035 | B12 | 200 | 0 | 3000 | 0 | 0 | 0 | 0 | 0 | 0 | 0 | 0 | 0 | 0 | 0
TVA_Transmission_2_ENT | TVA_Transmission | ENT | 2035 | B13 | 600 | 0 | 3000 | 0 | 0 | 0 | 0 | 0 | 0 | 0 | 0 | 0 | 0 | 0
TVA_Transmission_2_ENT | TVA_Transmission | ENT | 2035 | B14 | 900 | 0 | 3000 | 0 | 0 | 0 | 0 | 0 | 0 | 0 | 0 | 0 | 0 | 0
TVA_Transmission_2_ENT | TVA_Transmission | ENT | 2035 | B15 | 1203 | 0 | 3000 | 0 | 0 | 0 | 0 | 0 | 0 | 0 | 0 | 0 | 0 | 0
TVA_Transmission_2_ENT | TVA_Transmission | ENT | 2035 | B16 | 25 | 0 | 3000 | 0 | 0 | 0 | 0 | 0 | 0 | 0 | 0 | 0 | 0 | 0
TVA_Transmission_2_ENT | TVA_Transmission | ENT | 2035 | B17 | 100 | 0 | 3000 | 0 | 0 | 0 | 0 | 0 | 0 | 0 | 0 | 0 | 0 | 0
TVA_Transmission_2_ENT | TVA_Transmission | ENT | 2035 | B18 | 400 | 0 | 3000 | 0 | 0 | 0 | 0 | 0 | 0 | 0 | 0 | 0 | 0 | 0
TVA_Transmission_2_ENT | TVA_Transmission | ENT | 2035 | B19 | 700 | 0 | 3000 | 0 | 0 | 0 | 0 | 0 | 0 | 0 | 0 | 0 | 0 | 0
TVA_Transmission_2_ENT | TVA_Transmission | ENT | 2035 | B20 | 935 | 0 | 3000 | 0 | 0 | 0 | 0 | 0 | 0 | 0 | 0 | 0 | 0 | 0
TVA_Transmission_2_ENT | TVA_Transmission | ENT | 2040 | B1 | 10 | 0 | 3000 | 0 | 0 | 0 | 0 | 0 | 0 | 0 | 0 | 0 | 0 | 0
TVA_Transmission_2_ENT | TVA_Transmission | ENT | 2040 | B2 | 25 | 0 | 3000 | 0 | 0 | 0 | 0 | 0 | 0 | 0 | 0 | 0 | 0 | 0
TVA_Transmission_2_ENT | TVA_Transmission | ENT | 2040 | B3 | 75 | 0 | 3000 | 0 | 0 | 0 | 0 | 0 | 0 | 0 | 0 | 0 | 0 | 0
TVA_Transmission_2_ENT | TVA_Transmission | ENT | 2040 | B4 | 100 | 0 | 3000 | 0 | 0 | 0 | 0 | 0 | 0 | 0 | 0 | 0 | 0 | 0
TVA_Transmission_2_ENT | TVA_Transmission | ENT | 2040 | B5 | 200 | 0 | 3000 | 0 | 0 | 0 | 0 | 0 | 0 | 0 | 0 | 0 | 0 | 0
TVA_Transmission_2_ENT | TVA_Transmission | ENT | 2040 | B6 | 300 | 0 | 3000 | 0 | 0 | 0 | 0 | 0 | 0 | 0 | 0 | 0 | 0 | 0
TVA_Transmission_2_ENT | TVA_Transmission | ENT | 2040 | B7 | 400 | 0 | 3000 | 0 | 0 | 0 | 0 | 0 | 0 | 0 | 0 | 0 | 0 | 0
TVA_Transmission_2_ENT | TVA_Transmission | ENT | 2040 | B8 | 500 | 0 | 3000 | 0 | 0 | 0 | 0 | 0 | 0 | 0 | 0 | 0 | 0 | 0
TVA_Transmission_2_ENT | TVA_Transmission | ENT | 2040 | B9 | 800 | 0 | 3000 | 0 | 0 | 0 | 0 | 0 | 0 | 0 | 0 | 0 | 0 | 0
TVA_Transmission_2_ENT | TVA_Transmission | ENT | 2040 | B10 | 1262 | 0 | 3000 | 0 | 0 | 0 | 0 | 0 | 0 | 0 | 0 | 0 | 0 | 0
TVA_Transmission_2_ENT | TVA_Transmission | ENT | 2040 | B11 | 25 | 0 | 3000 | 0 | 0 | 0 | 0 | 0 | 0 | 0 | 0 | 0 | 0 | 0
TVA_Transmission_2_ENT | TVA_Transmission | ENT | 2040 | B12 | 200 | 0 | 3000 | 0 | 0 | 0 | 0 | 0 | 0 | 0 | 0 | 0 | 0 | 0
TVA_Transmission_2_ENT | TVA_Transmission | ENT | 2040 | B13 | 600 | 0 | 3000 | 0 | 0 | 0 | 0 | 0 | 0 | 0 | 0 | 0 | 0 | 0
TVA_Transmission_2_ENT | TVA_Transmission | ENT | 2040 | B14 | 900 | 0 | 3000 | 0 | 0 | 0 | 0 | 0 | 0 | 0 | 0 | 0 | 0 | 0
TVA_Transmission_2_ENT | TVA_Transmission | ENT | 2040 | B15 | 1203 | 0 | 3000 | 0 | 0 | 0 | 0 | 0 | 0 | 0 | 0 | 0 | 0 | 0
TVA_Transmission_2_ENT | TVA_Transmission | ENT | 2040 | B16 | 25 | 0 | 3000 | 0 | 0 | 0 | 0 | 0 | 0 | 0 | 0 | 0 | 0 | 0
TVA_Transmission_2_ENT | TVA_Transmission | ENT | 2040 | B17 | 100 | 0 | 3000 | 0 | 0 | 0 | 0 | 0 | 0 | 0 | 0 | 0 | 0 | 0
TVA_Transmission_2_ENT | TVA_Transmission | ENT | 2040 | B18 | 400 | 0 | 3000 | 0 | 0 | 0 | 0 | 0 | 0 | 0 | 0 | 0 | 0 | 0
TVA_Transmission_2_ENT | TVA_Transmission | ENT | 2040 | B19 | 700 | 0 | 3000 | 0 | 0 | 0 | 0 | 0 | 0 | 0 | 0 | 0 | 0 | 0
TVA_Transmission_2_ENT | TVA_Transmission | ENT | 2040 | B20 | 935 | 0 | 3000 | 0 | 0 | 0 | 0 | 0 | 0 | 0 | 0 | 0 | 0 | 0
TVA_Transmission_2_ENT | TVA_Transmission | ENT | 2045 | B1 | 10 | 0 | 3000 | 0 | 0 | 0 | 0 | 0 | 0 | 0 | 0 | 0 | 0 | 0
TVA_Transmission_2_ENT | TVA_Transmission | ENT | 2045 | B2 | 25 | 0 | 3000 | 0 | 0 | 0 | 0 | 0 | 0 | 0 | 0 | 0 | 0 | 0
TVA_Transmission_2_ENT | TVA_Transmission | ENT | 2045 | B3 | 75 | 0 | 3000 | 0 | 0 | 0 | 0 | 0 | 0 | 0 | 0 | 0 | 0 | 0
TVA_Transmission_2_ENT | TVA_Transmission | ENT | 2045 | B4 | 100 | 0 | 3000 | 0 | 0 | 0 | 0 | 0 | 0 | 0 | 0 | 0 | 0 | 0
TVA_Transmission_2_ENT | TVA_Transmission | ENT | 2045 | B5 | 200 | 0 | 3000 | 0 | 0 | 0 | 0 | 0 | 0 | 0 | 0 | 0 | 0 | 0
TVA_Transmission_2_ENT | TVA_Transmission | ENT | 2045 | B6 | 300 | 0 | 3000 | 0 | 0 | 0 | 0 | 0 | 0 | 0 | 0 | 0 | 0 | 0
TVA_Transmission_2_ENT | TVA_Transmission | ENT | 2045 | B7 | 400 | 0 | 3000 | 0 | 0 | 0 | 0 | 0 | 0 | 0 | 0 | 0 | 0 | 0
TVA_Transmission_2_ENT | TVA_Transmission | ENT | 2045 | B8 | 500 | 0 | 3000 | 0 | 0 | 0 | 0 | 0 | 0 | 0 | 0 | 0 | 0 | 0
TVA_Transmission_2_ENT | TVA_Transmission | ENT | 2045 | B9 | 800 | 0 | 3000 | 0 | 0 | 0 | 0 | 0 | 0 | 0 | 0 | 0 | 0 | 0
TVA_Transmission_2_ENT | TVA_Transmission | ENT | 2045 | B10 | 1262 | 0 | 3000 | 0 | 0 | 0 | 0 | 0 | 0 | 0 | 0 | 0 | 0 | 0
TVA_Transmission_2_ENT | TVA_Transmission | ENT | 2045 | B11 | 25 | 0 | 3000 | 0 | 0 | 0 | 0 | 0 | 0 | 0 | 0 | 0 | 0 | 0
TVA_Transmission_2_ENT | TVA_Transmission | ENT | 2045 | B12 | 200 | 0 | 3000 | 0 | 0 | 0 | 0 | 0 | 0 | 0 | 0 | 0 | 0 | 0
TVA_Transmission_2_ENT | TVA_Transmission | ENT | 2045 | B13 | 600 | 0 | 3000 | 0 | 0 | 0 | 0 | 0 | 0 | 0 | 0 | 0 | 0 | 0
TVA_Transmission_2_ENT | TVA_Transmission | ENT | 2045 | B14 | 900 | 0 | 3000 | 0 | 0 | 0 | 0 | 0 | 0 | 0 | 0 | 0 | 0 | 0
TVA_Transmission_2_ENT | TVA_Transmission | ENT | 2045 | B15 | 1203 | 0 | 3000 | 0 | 0 | 0 | 0 | 0 | 0 | 0 | 0 | 0 | 0 | 0
TVA_Transmission_2_ENT | TVA_Transmission | ENT | 2045 | B16 | 25 | 0 | 3000 | 0 | 0 | 0 | 0 | 0 | 0 | 0 | 0 | 0 | 0 | 0
TVA_Transmission_2_ENT | TVA_Transmission | ENT | 2045 | B17 | 100 | 0 | 3000 | 0 | 0 | 0 | 0 | 0 | 0 | 0 | 0 | 0 | 0 | 0
TVA_Transmission_2_ENT | TVA_Transmission | ENT | 2045 | B18 | 400 | 0 | 3000 | 0 | 0 | 0 | 0 | 0 | 0 | 0 | 0 | 0 | 0 | 0
TVA_Transmission_2_ENT | TVA_Transmission | ENT | 2045 | B19 | 700 | 0 | 3000 | 0 | 0 | 0 | 0 | 0 | 0 | 0 | 0 | 0 | 0 | 0
TVA_Transmission_2_ENT | TVA_Transmission | ENT | 2045 | B20 | 935 | 0 | 3000 | 0 | 0 | 0 | 0 | 0 | 0 | 0 | 0 | 0 | 0 | 0
TVA_Transmission_2_ENT | TVA_Transmission | ENT | 2050 | B1 | 10 | 0 | 3000 | 0 | 0 | 0 | 0 | 0 | 0 | 0 | 0 | 0 | 0 | 0
TVA_Transmission_2_ENT | TVA_Transmission | ENT | 2050 | B2 | 25 | 0 | 3000 | 0 | 0 | 0 | 0 | 0 | 0 | 0 | 0 | 0 | 0 | 0
TVA_Transmission_2_ENT | TVA_Transmission | ENT | 2050 | B3 | 75 | 0 | 3000 | 0 | 0 | 0 | 0 | 0 | 0 | 0 | 0 | 0 | 0 | 0
TVA_Transmission_2_ENT | TVA_Transmission | ENT | 2050 | B4 | 100 | 0 | 3000 | 0 | 0 | 0 | 0 | 0 | 0 | 0 | 0 | 0 | 0 | 0
TVA_Transmission_2_ENT | TVA_Transmission | ENT | 2050 | B5 | 200 | 0 | 3000 | 0 | 0 | 0 | 0 | 0 | 0 | 0 | 0 | 0 | 0 | 0
TVA_Transmission_2_ENT | TVA_Transmission | ENT | 2050 | B6 | 300 | 0 | 3000 | 0 | 0 | 0 | 0 | 0 | 0 | 0 | 0 | 0 | 0 | 0
TVA_Transmission_2_ENT | TVA_Transmission | ENT | 2050 | B7 | 400 | 0 | 3000 | 0 | 0 | 0 | 0 | 0 | 0 | 0 | 0 | 0 | 0 | 0
TVA_Transmission_2_ENT | TVA_Transmission | ENT | 2050 | B8 | 500 | 0 | 3000 | 0 | 0 | 0 | 0 | 0 | 0 | 0 | 0 | 0 | 0 | 0
TVA_Transmission_2_ENT | TVA_Transmission | ENT | 2050 | B9 | 800 | 0 | 3000 | 0 | 0 | 0 | 0 | 0 | 0 | 0 | 0 | 0 | 0 | 0
TVA_Transmission_2_ENT | TVA_Transmission | ENT | 2050 | B10 | 1262 | 0 | 3000 | 0 | 0 | 0 | 0 | 0 | 0 | 0 | 0 | 0 | 0 | 0
TVA_Transmission_2_ENT | TVA_Transmission | ENT | 2050 | B11 | 25 | 0 | 3000 | 0 | 0 | 0 | 0 | 0 | 0 | 0 | 0 | 0 | 0 | 0
TVA_Transmission_2_ENT | TVA_Transmission | ENT | 2050 | B12 | 200 | 0 | 3000 | 0 | 0 | 0 | 0 | 0 | 0 | 0 | 0 | 0 | 0 | 0
TVA_Transmission_2_ENT | TVA_Transmission | ENT | 2050 | B13 | 600 | 0 | 3000 | 0 | 0 | 0 | 0 | 0 | 0 | 0 | 0 | 0 | 0 | 0
TVA_Transmission_2_ENT | TVA_Transmission | ENT | 2050 | B14 | 900 | 0 | 3000 | 0 | 0 | 0 | 0 | 0 | 0 | 0 | 0 | 0 | 0 | 0
TVA_Transmission_2_ENT | TVA_Transmission | ENT | 2050 | B15 | 1203 | 0 | 3000 | 0 | 0 | 0 | 0 | 0 | 0 | 0 | 0 | 0 | 0 | 0
TVA_Transmission_2_ENT | TVA_Transmission | ENT | 2050 | B16 | 25 | 0 | 3000 | 0 | 0 | 0 | 0 | 0 | 0 | 0 | 0 | 0 | 0 | 0
TVA_Transmission_2_ENT | TVA_Transmission | ENT | 2050 | B17 | 100 | 0 | 3000 | 0 | 0 | 0 | 0 | 0 | 0 | 0 | 0 | 0 | 0 | 0
TVA_Transmission_2_ENT | TVA_Transmission | ENT | 2050 | B18 | 400 | 0 | 3000 | 0 | 0 | 0 | 0 | 0 | 0 | 0 | 0 | 0 | 0 | 0
TVA_Transmission_2_ENT | TVA_Transmission | ENT | 2050 | B19 | 700 | 0 | 3000 | 0 | 0 | 0 | 0 | 0 | 0 | 0 | 0 | 0 | 0 | 0
TVA_Transmission_2_ENT | TVA_Transmission | ENT | 2050 | B20 | 935 | 0 | 3000 | 0 | 0 | 0 | 0 | 0 | 0 | 0 | 0 | 0 | 0 | 0
TVA_Transmission_2_MISO_MO-IL | TVA_Transmission | MISO_MO-IL | 2015 | B1 | 10 | 0 | 4000 | 0 | 0 | 0 | 0 | 0 | 0 | 0 | 0 | 0 | 0 | 0
TVA_Transmission_2_MISO_MO-IL | TVA_Transmission | MISO_MO-IL | 2015 | B2 | 25 | 0 | 4000 | 0 | 0 | 0 | 0 | 0 | 0 | 0 | 0 | 0 | 0 | 0
TVA_Transmission_2_MISO_MO-IL | TVA_Transmission | MISO_MO-IL | 2015 | B3 | 75 | 0 | 4000 | 0 | 0 | 0 | 0 | 0 | 0 | 0 | 0 | 0 | 0 | 0
TVA_Transmission_2_MISO_MO-IL | TVA_Transmission | MISO_MO-IL | 2015 | B4 | 100 | 0 | 4000 | 0 | 0 | 0 | 0 | 0 | 0 | 0 | 0 | 0 | 0 | 0
TVA_Transmission_2_MISO_MO-IL | TVA_Transmission | MISO_MO-IL | 2015 | B5 | 200 | 0 | 4000 | 0 | 0 | 0 | 0 | 0 | 0 | 0 | 0 | 0 | 0 | 0
TVA_Transmission_2_MISO_MO-IL | TVA_Transmission | MISO_MO-IL | 2015 | B6 | 300 | 0 | 4000 | 0 | 0 | 0 | 0 | 0 | 0 | 0 | 0 | 0 | 0 | 0
TVA_Transmission_2_MISO_MO-IL | TVA_Transmission | MISO_MO-IL | 2015 | B7 | 400 | 0 | 4000 | 0 | 0 | 0 | 0 | 0 | 0 | 0 | 0 | 0 | 0 | 0
TVA_Transmission_2_MISO_MO-IL | TVA_Transmission | MISO_MO-IL | 2015 | B8 | 500 | 0 | 4000 | 0 | 0 | 0 | 0 | 0 | 0 | 0 | 0 | 0 | 0 | 0
TVA_Transmission_2_MISO_MO-IL | TVA_Transmission | MISO_MO-IL | 2015 | B9 | 800 | 0 | 4000 | 0 | 0 | 0 | 0 | 0 | 0 | 0 | 0 | 0 | 0 | 0
TVA_Transmission_2_MISO_MO-IL | TVA_Transmission | MISO_MO-IL | 2015 | B10 | 1262 | 0 | 4000 | 0 | 0 | 0 | 0 | 0 | 0 | 0 | 0 | 0 | 0 | 0
TVA_Transmission_2_MISO_MO-IL | TVA_Transmission | MISO_MO-IL | 2015 | B11 | 25 | 0 | 4000 | 0 | 0 | 0 | 0 | 0 | 0 | 0 | 0 | 0 | 0 | 0
TVA_Transmission_2_MISO_MO-IL | TVA_Transmission | MISO_MO-IL | 2015 | B12 | 200 | 0 | 4000 | 0 | 0 | 0 | 0 | 0 | 0 | 0 | 0 | 0 | 0 | 0
TVA_Transmission_2_MISO_MO-IL | TVA_Transmission | MISO_MO-IL | 2015 | B13 | 600 | 0 | 4000 | 0 | 0 | 0 | 0 | 0 | 0 | 0 | 0 | 0 | 0 | 0
TVA_Transmission_2_MISO_MO-IL | TVA_Transmission | MISO_MO-IL | 2015 | B14 | 900 | 0 | 4000 | 0 | 0 | 0 | 0 | 0 | 0 | 0 | 0 | 0 | 0 | 0
TVA_Transmission_2_MISO_MO-IL | TVA_Transmission | MISO_MO-IL | 2015 | B15 | 1203 | 0 | 4000 | 0 | 0 | 0 | 0 | 0 | 0 | 0 | 0 | 0 | 0 | 0
TVA_Transmission_2_MISO_MO-IL | TVA_Transmission | MISO_MO-IL | 2015 | B16 | 25 | 0 | 4000 | 0 | 0 | 0 | 0 | 0 | 0 | 0 | 0 | 0 | 0 | 0
TVA_Transmission_2_MISO_MO-IL | TVA_Transmission | MISO_MO-IL | 2015 | B17 | 100 | 0 | 4000 | 0 | 0 | 0 | 0 | 0 | 0 | 0 | 0 | 0 | 0 | 0
TVA_Transmission_2_MISO_MO-IL | TVA_Transmission | MISO_MO-IL | 2015 | B18 | 400 | 0 | 4000 | 0 | 0 | 0 | 0 | 0 | 0 | 0 | 0 | 0 | 0 | 0
TVA_Transmission_2_MISO_MO-IL | TVA_Transmission | MISO_MO-IL | 2015 | B19 | 700 | 0 | 4000 | 0 | 0 | 0 | 0 | 0 | 0 | 0 | 0 | 0 | 0 | 0
TVA_Transmission_2_MISO_MO-IL | TVA_Transmission | MISO_MO-IL | 2015 | B20 | 935 | 0 | 4000 | 0 | 0 | 0 | 0 | 0 | 0 | 0 | 0 | 0 | 0 | 0
TVA_Transmission_2_MISO_MO-IL | TVA_Transmission | MISO_MO-IL | 2020 | B1 | 10 | 0 | 4000 | 0 | 0 | 0 | 0 | 0 | 0 | 0 | 0 | 0 | 0 | 0
TVA_Transmission_2_MISO_MO-IL | TVA_Transmission | MISO_MO-IL | 2020 | B2 | 25 | 0 | 4000 | 0 | 0 | 0 | 0 | 0 | 0 | 0 | 0 | 0 | 0 | 0
TVA_Transmission_2_MISO_MO-IL | TVA_Transmission | MISO_MO-IL | 2020 | B3 | 75 | 0 | 4000 | 0 | 0 | 0 | 0 | 0 | 0 | 0 | 0 | 0 | 0 | 0
TVA_Transmission_2_MISO_MO-IL | TVA_Transmission | MISO_MO-IL | 2020 | B4 | 100 | 0 | 4000 | 0 | 0 | 0 | 0 | 0 | 0 | 0 | 0 | 0 | 0 | 0
TVA_Transmission_2_MISO_MO-IL | TVA_Transmission | MISO_MO-IL | 2020 | B5 | 200 | 0 | 4000 | 0 | 0 | 0 | 0 | 0 | 0 | 0 | 0 | 0 | 0 | 0
TVA_Transmission_2_MISO_MO-IL | TVA_Transmission | MISO_MO-IL | 2020 | B6 | 300 | 0 | 4000 | 0 | 0 | 0 | 0 | 0 | 0 | 0 | 0 | 0 | 0 | 0
TVA_Transmission_2_MISO_MO-IL | TVA_Transmission | MISO_MO-IL | 2020 | B7 | 400 | 0 | 4000 | 0 | 0 | 0 | 0 | 0 | 0 | 0 | 0 | 0 | 0 | 0
TVA_Transmission_2_MISO_MO-IL | TVA_Transmission | MISO_MO-IL | 2020 | B8 | 500 | 0 | 4000 | 0 | 0 | 0 | 0 | 0 | 0 | 0 | 0 | 0 | 0 | 0
TVA_Transmission_2_MISO_MO-IL | TVA_Transmission | MISO_MO-IL | 2020 | B9 | 800 | 0 | 4000 | 0 | 0 | 0 | 0 | 0 | 0 | 0 | 0 | 0 | 0 | 0
TVA_Transmission_2_MISO_MO-IL | TVA_Transmission | MISO_MO-IL | 2020 | B10 | 1262 | 0 | 4000 | 0 | 0 | 0 | 0 | 0 | 0 | 0 | 0 | 0 | 0 | 0
TVA_Transmission_2_MISO_MO-IL | TVA_Transmission | MISO_MO-IL | 2020 | B11 | 25 | 0 | 4000 | 0 | 0 | 0 | 0 | 0 | 0 | 0 | 0 | 0 | 0 | 0
TVA_Transmission_2_MISO_MO-IL | TVA_Transmission | MISO_MO-IL | 2020 | B12 | 200 | 0 | 4000 | 0 | 0 | 0 | 0 | 0 | 0 | 0 | 0 | 0 | 0 | 0
TVA_Transmission_2_MISO_MO-IL | TVA_Transmission | MISO_MO-IL | 2020 | B13 | 600 | 0 | 4000 | 0 | 0 | 0 | 0 | 0 | 0 | 0 | 0 | 0 | 0 | 0
TVA_Transmission_2_MISO_MO-IL | TVA_Transmission | MISO_MO-IL | 2020 | B14 | 900 | 0 | 4000 | 0 | 0 | 0 | 0 | 0 | 0 | 0 | 0 | 0 | 0 | 0
TVA_Transmission_2_MISO_MO-IL | TVA_Transmission | MISO_MO-IL | 2020 | B15 | 1203 | 0 | 4000 | 0 | 0 | 0 | 0 | 0 | 0 | 0 | 0 | 0 | 0 | 0
TVA_Transmission_2_MISO_MO-IL | TVA_Transmission | MISO_MO-IL | 2020 | B16 | 25 | 0 | 4000 | 0 | 0 | 0 | 0 | 0 | 0 | 0 | 0 | 0 | 0 | 0
TVA_Transmission_2_MISO_MO-IL | TVA_Transmission | MISO_MO-IL | 2020 | B17 | 100 | 0 | 4000 | 0 | 0 | 0 | 0 | 0 | 0 | 0 | 0 | 0 | 0 | 0
TVA_Transmission_2_MISO_MO-IL | TVA_Transmission | MISO_MO-IL | 2020 | B18 | 400 | 0 | 4000 | 0 | 0 | 0 | 0 | 0 | 0 | 0 | 0 | 0 | 0 | 0
TVA_Transmission_2_MISO_MO-IL | TVA_Transmission | MISO_MO-IL | 2020 | B19 | 700 | 0 | 4000 | 0 | 0 | 0 | 0 | 0 | 0 | 0 | 0 | 0 | 0 | 0
TVA_Transmission_2_MISO_MO-IL | TVA_Transmission | MISO_MO-IL | 2020 | B20 | 935 | 0 | 4000 | 0 | 0 | 0 | 0 | 0 | 0 | 0 | 0 | 0 | 0 | 0
TVA_Transmission_2_MISO_MO-IL | TVA_Transmission | MISO_MO-IL | 2025 | B1 | 10 | 0 | 4000 | 0 | 0 | 0 | 0 | 0 | 0 | 0 | 0 | 0 | 0 | 0
TVA_Transmission_2_MISO_MO-IL | TVA_Transmission | MISO_MO-IL | 2025 | B2 | 25 | 0 | 4000 | 0 | 0 | 0 | 0 | 0 | 0 | 0 | 0 | 0 | 0 | 0
TVA_Transmission_2_MISO_MO-IL | TVA_Transmission | MISO_MO-IL | 2025 | B3 | 75 | 0 | 4000 | 0 | 0 | 0 | 0 | 0 | 0 | 0 | 0 | 0 | 0 | 0
TVA_Transmission_2_MISO_MO-IL | TVA_Transmission | MISO_MO-IL | 2025 | B4 | 100 | 0 | 4000 | 0 | 0 | 0 | 0 | 0 | 0 | 0 | 0 | 0 | 0 | 0
TVA_Transmission_2_MISO_MO-IL | TVA_Transmission | MISO_MO-IL | 2025 | B5 | 200 | 0 | 4000 | 0 | 0 | 0 | 0 | 0 | 0 | 0 | 0 | 0 | 0 | 0
TVA_Transmission_2_MISO_MO-IL | TVA_Transmission | MISO_MO-IL | 2025 | B6 | 300 | 0 | 4000 | 0 | 0 | 0 | 0 | 0 | 0 | 0 | 0 | 0 | 0 | 0
TVA_Transmission_2_MISO_MO-IL | TVA_Transmission | MISO_MO-IL | 2025 | B7 | 400 | 0 | 4000 | 0 | 0 | 0 | 0 | 0 | 0 | 0 | 0 | 0 | 0 | 0
TVA_Transmission_2_MISO_MO-IL | TVA_Transmission | MISO_MO-IL | 2025 | B8 | 500 | 0 | 4000 | 0 | 0 | 0 | 0 | 0 | 0 | 0 | 0 | 0 | 0 | 0
TVA_Transmission_2_MISO_MO-IL | TVA_Transmission | MISO_MO-IL | 2025 | B9 | 800 | 0 | 4000 | 0 | 0 | 0 | 0 | 0 | 0 | 0 | 0 | 0 | 0 | 0
TVA_Transmission_2_MISO_MO-IL | TVA_Transmission | MISO_MO-IL | 2025 | B10 | 1262 | 0 | 4000 | 0 | 0 | 0 | 0 | 0 | 0 | 0 | 0 | 0 | 0 | 0
TVA_Transmission_2_MISO_MO-IL | TVA_Transmission | MISO_MO-IL | 2025 | B11 | 25 | 0 | 4000 | 0 | 0 | 0 | 0 | 0 | 0 | 0 | 0 | 0 | 0 | 0
TVA_Transmission_2_MISO_MO-IL | TVA_Transmission | MISO_MO-IL | 2025 | B12 | 200 | 0 | 4000 | 0 | 0 | 0 | 0 | 0 | 0 | 0 | 0 | 0 | 0 | 0
TVA_Transmission_2_MISO_MO-IL | TVA_Transmission | MISO_MO-IL | 2025 | B13 | 600 | 0 | 4000 | 0 | 0 | 0 | 0 | 0 | 0 | 0 | 0 | 0 | 0 | 0
TVA_Transmission_2_MISO_MO-IL | TVA_Transmission | MISO_MO-IL | 2025 | B14 | 900 | 0 | 4000 | 0 | 0 | 0 | 0 | 0 | 0 | 0 | 0 | 0 | 0 | 0
TVA_Transmission_2_MISO_MO-IL | TVA_Transmission | MISO_MO-IL | 2025 | B15 | 1203 | 0 | 4000 | 0 | 0 | 0 | 0 | 0 | 0 | 0 | 0 | 0 | 0 | 0
TVA_Transmission_2_MISO_MO-IL | TVA_Transmission | MISO_MO-IL | 2025 | B16 | 25 | 0 | 4000 | 0 | 0 | 0 | 0 | 0 | 0 | 0 | 0 | 0 | 0 | 0
TVA_Transmission_2_MISO_MO-IL | TVA_Transmission | MISO_MO-IL | 2025 | B17 | 100 | 0 | 4000 | 0 | 0 | 0 | 0 | 0 | 0 | 0 | 0 | 0 | 0 | 0
TVA_Transmission_2_MISO_MO-IL | TVA_Transmission | MISO_MO-IL | 2025 | B18 | 400 | 0 | 4000 | 0 | 0 | 0 | 0 | 0 | 0 | 0 | 0 | 0 | 0 | 0
TVA_Transmission_2_MISO_MO-IL | TVA_Transmission | MISO_MO-IL | 2025 | B19 | 700 | 0 | 4000 | 0 | 0 | 0 | 0 | 0 | 0 | 0 | 0 | 0 | 0 | 0
TVA_Transmission_2_MISO_MO-IL | TVA_Transmission | MISO_MO-IL | 2025 | B20 | 935 | 0 | 4000 | 0 | 0 | 0 | 0 | 0 | 0 | 0 | 0 | 0 | 0 | 0
TVA_Transmission_2_MISO_MO-IL | TVA_Transmission | MISO_MO-IL | 2030 | B1 | 10 | 0 | 4000 | 0 | 0 | 0 | 0 | 0 | 0 | 0 | 0 | 0 | 0 | 0
TVA_Transmission_2_MISO_MO-IL | TVA_Transmission | MISO_MO-IL | 2030 | B2 | 25 | 0 | 4000 | 0 | 0 | 0 | 0 | 0 | 0 | 0 | 0 | 0 | 0 | 0
TVA_Transmission_2_MISO_MO-IL | TVA_Transmission | MISO_MO-IL | 2030 | B3 | 75 | 0 | 4000 | 0 | 0 | 0 | 0 | 0 | 0 | 0 | 0 | 0 | 0 | 0
TVA_Transmission_2_MISO_MO-IL | TVA_Transmission | MISO_MO-IL | 2030 | B4 | 100 | 0 | 4000 | 0 | 0 | 0 | 0 | 0 | 0 | 0 | 0 | 0 | 0 | 0
TVA_Transmission_2_MISO_MO-IL | TVA_Transmission | MISO_MO-IL | 2030 | B5 | 200 | 0 | 4000 | 0 | 0 | 0 | 0 | 0 | 0 | 0 | 0 | 0 | 0 | 0
TVA_Transmission_2_MISO_MO-IL | TVA_Transmission | MISO_MO-IL | 2030 | B6 | 300 | 0 | 4000 | 0 | 0 | 0 | 0 | 0 | 0 | 0 | 0 | 0 | 0 | 0
TVA_Transmission_2_MISO_MO-IL | TVA_Transmission | MISO_MO-IL | 2030 | B7 | 400 | 0 | 4000 | 0 | 0 | 0 | 0 | 0 | 0 | 0 | 0 | 0 | 0 | 0
TVA_Transmission_2_MISO_MO-IL | TVA_Transmission | MISO_MO-IL | 2030 | B8 | 500 | 0 | 4000 | 0 | 0 | 0 | 0 | 0 | 0 | 0 | 0 | 0 | 0 | 0
TVA_Transmission_2_MISO_MO-IL | TVA_Transmission | MISO_MO-IL | 2030 | B9 | 800 | 0 | 4000 | 0 | 0 | 0 | 0 | 0 | 0 | 0 | 0 | 0 | 0 | 0
TVA_Transmission_2_MISO_MO-IL | TVA_Transmission | MISO_MO-IL | 2030 | B10 | 1262 | 0 | 4000 | 0 | 0 | 0 | 0 | 0 | 0 | 0 | 0 | 0 | 0 | 0
TVA_Transmission_2_MISO_MO-IL | TVA_Transmission | MISO_MO-IL | 2030 | B11 | 25 | 0 | 4000 | 0 | 0 | 0 | 0 | 0 | 0 | 0 | 0 | 0 | 0 | 0
TVA_Transmission_2_MISO_MO-IL | TVA_Transmission | MISO_MO-IL | 2030 | B12 | 200 | 0 | 4000 | 0 | 0 | 0 | 0 | 0 | 0 | 0 | 0 | 0 | 0 | 0
TVA_Transmission_2_MISO_MO-IL | TVA_Transmission | MISO_MO-IL | 2030 | B13 | 600 | 0 | 4000 | 0 | 0 | 0 | 0 | 0 | 0 | 0 | 0 | 0 | 0 | 0
TVA_Transmission_2_MISO_MO-IL | TVA_Transmission | MISO_MO-IL | 2030 | B14 | 900 | 0 | 4000 | 0 | 0 | 0 | 0 | 0 | 0 | 0 | 0 | 0 | 0 | 0
TVA_Transmission_2_MISO_MO-IL | TVA_Transmission | MISO_MO-IL | 2030 | B15 | 1203 | 0 | 4000 | 0 | 0 | 0 | 0 | 0 | 0 | 0 | 0 | 0 | 0 | 0
TVA_Transmission_2_MISO_MO-IL | TVA_Transmission | MISO_MO-IL | 2030 | B16 | 25 | 0 | 4000 | 0 | 0 | 0 | 0 | 0 | 0 | 0 | 0 | 0 | 0 | 0
TVA_Transmission_2_MISO_MO-IL | TVA_Transmission | MISO_MO-IL | 2030 | B17 | 100 | 0 | 4000 | 0 | 0 | 0 | 0 | 0 | 0 | 0 | 0 | 0 | 0 | 0
TVA_Transmission_2_MISO_MO-IL | TVA_Transmission | MISO_MO-IL | 2030 | B18 | 400 | 0 | 4000 | 0 | 0 | 0 | 0 | 0 | 0 | 0 | 0 | 0 | 0 | 0
TVA_Transmission_2_MISO_MO-IL | TVA_Transmission | MISO_MO-IL | 2030 | B19 | 700 | 0 | 4000 | 0 | 0 | 0 | 0 | 0 | 0 | 0 | 0 | 0 | 0 | 0
TVA_Transmission_2_MISO_MO-IL | TVA_Transmission | MISO_MO-IL | 2030 | B20 | 935 | 0 | 4000 | 0 | 0 | 0 | 0 | 0 | 0 | 0 | 0 | 0 | 0 | 0
TVA_Transmission_2_MISO_MO-IL | TVA_Transmission | MISO_MO-IL | 2035 | B1 | 10 | 0 | 4000 | 0 | 0 | 0 | 0 | 0 | 0 | 0 | 0 | 0 | 0 | 0
TVA_Transmission_2_MISO_MO-IL | TVA_Transmission | MISO_MO-IL | 2035 | B2 | 25 | 0 | 4000 | 0 | 0 | 0 | 0 | 0 | 0 | 0 | 0 | 0 | 0 | 0
TVA_Transmission_2_MISO_MO-IL | TVA_Transmission | MISO_MO-IL | 2035 | B3 | 75 | 0 | 4000 | 0 | 0 | 0 | 0 | 0 | 0 | 0 | 0 | 0 | 0 | 0
TVA_Transmission_2_MISO_MO-IL | TVA_Transmission | MISO_MO-IL | 2035 | B4 | 100 | 0 | 4000 | 0 | 0 | 0 | 0 | 0 | 0 | 0 | 0 | 0 | 0 | 0
TVA_Transmission_2_MISO_MO-IL | TVA_Transmission | MISO_MO-IL | 2035 | B5 | 200 | 0 | 4000 | 0 | 0 | 0 | 0 | 0 | 0 | 0 | 0 | 0 | 0 | 0
TVA_Transmission_2_MISO_MO-IL | TVA_Transmission | MISO_MO-IL | 2035 | B6 | 300 | 0 | 4000 | 0 | 0 | 0 | 0 | 0 | 0 | 0 | 0 | 0 | 0 | 0
TVA_Transmission_2_MISO_MO-IL | TVA_Transmission | MISO_MO-IL | 2035 | B7 | 400 | 0 | 4000 | 0 | 0 | 0 | 0 | 0 | 0 | 0 | 0 | 0 | 0 | 0
TVA_Transmission_2_MISO_MO-IL | TVA_Transmission | MISO_MO-IL | 2035 | B8 | 500 | 0 | 4000 | 0 | 0 | 0 | 0 | 0 | 0 | 0 | 0 | 0 | 0 | 0
TVA_Transmission_2_MISO_MO-IL | TVA_Transmission | MISO_MO-IL | 2035 | B9 | 800 | 0 | 4000 | 0 | 0 | 0 | 0 | 0 | 0 | 0 | 0 | 0 | 0 | 0
TVA_Transmission_2_MISO_MO-IL | TVA_Transmission | MISO_MO-IL | 2035 | B10 | 1262 | 0 | 4000 | 0 | 0 | 0 | 0 | 0 | 0 | 0 | 0 | 0 | 0 | 0
TVA_Transmission_2_MISO_MO-IL | TVA_Transmission | MISO_MO-IL | 2035 | B11 | 25 | 0 | 4000 | 0 | 0 | 0 | 0 | 0 | 0 | 0 | 0 | 0 | 0 | 0
TVA_Transmission_2_MISO_MO-IL | TVA_Transmission | MISO_MO-IL | 2035 | B12 | 200 | 0 | 4000 | 0 | 0 | 0 | 0 | 0 | 0 | 0 | 0 | 0 | 0 | 0
TVA_Transmission_2_MISO_MO-IL | TVA_Transmission | MISO_MO-IL | 2035 | B13 | 600 | 0 | 4000 | 0 | 0 | 0 | 0 | 0 | 0 | 0 | 0 | 0 | 0 | 0
TVA_Transmission_2_MISO_MO-IL | TVA_Transmission | MISO_MO-IL | 2035 | B14 | 900 | 0 | 4000 | 0 | 0 | 0 | 0 | 0 | 0 | 0 | 0 | 0 | 0 | 0
TVA_Transmission_2_MISO_MO-IL | TVA_Transmission | MISO_MO-IL | 2035 | B15 | 1203 | 0 | 4000 | 0 | 0 | 0 | 0 | 0 | 0 | 0 | 0 | 0 | 0 | 0
TVA_Transmission_2_MISO_MO-IL | TVA_Transmission | MISO_MO-IL | 2035 | B16 | 25 | 0 | 4000 | 0 | 0 | 0 | 0 | 0 | 0 | 0 | 0 | 0 | 0 | 0
TVA_Transmission_2_MISO_MO-IL | TVA_Transmission | MISO_MO-IL | 2035 | B17 | 100 | 0 | 4000 | 0 | 0 | 0 | 0 | 0 | 0 | 0 | 0 | 0 | 0 | 0
TVA_Transmission_2_MISO_MO-IL | TVA_Transmission | MISO_MO-IL | 2035 | B18 | 400 | 0 | 4000 | 0 | 0 | 0 | 0 | 0 | 0 | 0 | 0 | 0 | 0 | 0
TVA_Transmission_2_MISO_MO-IL | TVA_Transmission | MISO_MO-IL | 2035 | B19 | 700 | 0 | 4000 | 0 | 0 | 0 | 0 | 0 | 0 | 0 | 0 | 0 | 0 | 0
TVA_Transmission_2_MISO_MO-IL | TVA_Transmission | MISO_MO-IL | 2035 | B20 | 935 | 0 | 4000 | 0 | 0 | 0 | 0 | 0 | 0 | 0 | 0 | 0 | 0 | 0
TVA_Transmission_2_MISO_MO-IL | TVA_Transmission | MISO_MO-IL | 2040 | B1 | 10 | 0 | 4000 | 0 | 0 | 0 | 0 | 0 | 0 | 0 | 0 | 0 | 0 | 0
TVA_Transmission_2_MISO_MO-IL | TVA_Transmission | MISO_MO-IL | 2040 | B2 | 25 | 0 | 4000 | 0 | 0 | 0 | 0 | 0 | 0 | 0 | 0 | 0 | 0 | 0
TVA_Transmission_2_MISO_MO-IL | TVA_Transmission | MISO_MO-IL | 2040 | B3 | 75 | 0 | 4000 | 0 | 0 | 0 | 0 | 0 | 0 | 0 | 0 | 0 | 0 | 0
TVA_Transmission_2_MISO_MO-IL | TVA_Transmission | MISO_MO-IL | 2040 | B4 | 100 | 0 | 4000 | 0 | 0 | 0 | 0 | 0 | 0 | 0 | 0 | 0 | 0 | 0
TVA_Transmission_2_MISO_MO-IL | TVA_Transmission | MISO_MO-IL | 2040 | B5 | 200 | 0 | 4000 | 0 | 0 | 0 | 0 | 0 | 0 | 0 | 0 | 0 | 0 | 0
TVA_Transmission_2_MISO_MO-IL | TVA_Transmission | MISO_MO-IL | 2040 | B6 | 300 | 0 | 4000 | 0 | 0 | 0 | 0 | 0 | 0 | 0 | 0 | 0 | 0 | 0
TVA_Transmission_2_MISO_MO-IL | TVA_Transmission | MISO_MO-IL | 2040 | B7 | 400 | 0 | 4000 | 0 | 0 | 0 | 0 | 0 | 0 | 0 | 0 | 0 | 0 | 0
TVA_Transmission_2_MISO_MO-IL | TVA_Transmission | MISO_MO-IL | 2040 | B8 | 500 | 0 | 4000 | 0 | 0 | 0 | 0 | 0 | 0 | 0 | 0 | 0 | 0 | 0
TVA_Transmission_2_MISO_MO-IL | TVA_Transmission | MISO_MO-IL | 2040 | B9 | 800 | 0 | 4000 | 0 | 0 | 0 | 0 | 0 | 0 | 0 | 0 | 0 | 0 | 0
TVA_Transmission_2_MISO_MO-IL | TVA_Transmission | MISO_MO-IL | 2040 | B10 | 1262 | 0 | 4000 | 0 | 0 | 0 | 0 | 0 | 0 | 0 | 0 | 0 | 0 | 0
TVA_Transmission_2_MISO_MO-IL | TVA_Transmission | MISO_MO-IL | 2040 | B11 | 25 | 0 | 4000 | 0 | 0 | 0 | 0 | 0 | 0 | 0 | 0 | 0 | 0 | 0
TVA_Transmission_2_MISO_MO-IL | TVA_Transmission | MISO_MO-IL | 2040 | B12 | 200 | 0 | 4000 | 0 | 0 | 0 | 0 | 0 | 0 | 0 | 0 | 0 | 0 | 0
TVA_Transmission_2_MISO_MO-IL | TVA_Transmission | MISO_MO-IL | 2040 | B13 | 600 | 0 | 4000 | 0 | 0 | 0 | 0 | 0 | 0 | 0 | 0 | 0 | 0 | 0
TVA_Transmission_2_MISO_MO-IL | TVA_Transmission | MISO_MO-IL | 2040 | B14 | 900 | 0 | 4000 | 0 | 0 | 0 | 0 | 0 | 0 | 0 | 0 | 0 | 0 | 0
TVA_Transmission_2_MISO_MO-IL | TVA_Transmission | MISO_MO-IL | 2040 | B15 | 1203 | 0 | 4000 | 0 | 0 | 0 | 0 | 0 | 0 | 0 | 0 | 0 | 0 | 0
TVA_Transmission_2_MISO_MO-IL | TVA_Transmission | MISO_MO-IL | 2040 | B16 | 25 | 0 | 4000 | 0 | 0 | 0 | 0 | 0 | 0 | 0 | 0 | 0 | 0 | 0
TVA_Transmission_2_MISO_MO-IL | TVA_Transmission | MISO_MO-IL | 2040 | B17 | 100 | 0 | 4000 | 0 | 0 | 0 | 0 | 0 | 0 | 0 | 0 | 0 | 0 | 0
TVA_Transmission_2_MISO_MO-IL | TVA_Transmission | MISO_MO-IL | 2040 | B18 | 400 | 0 | 4000 | 0 | 0 | 0 | 0 | 0 | 0 | 0 | 0 | 0 | 0 | 0
TVA_Transmission_2_MISO_MO-IL | TVA_Transmission | MISO_MO-IL | 2040 | B19 | 700 | 0 | 4000 | 0 | 0 | 0 | 0 | 0 | 0 | 0 | 0 | 0 | 0 | 0
TVA_Transmission_2_MISO_MO-IL | TVA_Transmission | MISO_MO-IL | 2040 | B20 | 935 | 0 | 4000 | 0 | 0 | 0 | 0 | 0 | 0 | 0 | 0 | 0 | 0 | 0
TVA_Transmission_2_MISO_MO-IL | TVA_Transmission | MISO_MO-IL | 2045 | B1 | 10 | 0 | 4000 | 0 | 0 | 0 | 0 | 0 | 0 | 0 | 0 | 0 | 0 | 0
TVA_Transmission_2_MISO_MO-IL | TVA_Transmission | MISO_MO-IL | 2045 | B2 | 25 | 0 | 4000 | 0 | 0 | 0 | 0 | 0 | 0 | 0 | 0 | 0 | 0 | 0
TVA_Transmission_2_MISO_MO-IL | TVA_Transmission | MISO_MO-IL | 2045 | B3 | 75 | 0 | 4000 | 0 | 0 | 0 | 0 | 0 | 0 | 0 | 0 | 0 | 0 | 0
TVA_Transmission_2_MISO_MO-IL | TVA_Transmission | MISO_MO-IL | 2045 | B4 | 100 | 0 | 4000 | 0 | 0 | 0 | 0 | 0 | 0 | 0 | 0 | 0 | 0 | 0
TVA_Transmission_2_MISO_MO-IL | TVA_Transmission | MISO_MO-IL | 2045 | B5 | 200 | 0 | 4000 | 0 | 0 | 0 | 0 | 0 | 0 | 0 | 0 | 0 | 0 | 0
TVA_Transmission_2_MISO_MO-IL | TVA_Transmission | MISO_MO-IL | 2045 | B6 | 300 | 0 | 4000 | 0 | 0 | 0 | 0 | 0 | 0 | 0 | 0 | 0 | 0 | 0
TVA_Transmission_2_MISO_MO-IL | TVA_Transmission | MISO_MO-IL | 2045 | B7 | 400 | 0 | 4000 | 0 | 0 | 0 | 0 | 0 | 0 | 0 | 0 | 0 | 0 | 0
TVA_Transmission_2_MISO_MO-IL | TVA_Transmission | MISO_MO-IL | 2045 | B8 | 500 | 0 | 4000 | 0 | 0 | 0 | 0 | 0 | 0 | 0 | 0 | 0 | 0 | 0
TVA_Transmission_2_MISO_MO-IL | TVA_Transmission | MISO_MO-IL | 2045 | B9 | 800 | 0 | 4000 | 0 | 0 | 0 | 0 | 0 | 0 | 0 | 0 | 0 | 0 | 0
TVA_Transmission_2_MISO_MO-IL | TVA_Transmission | MISO_MO-IL | 2045 | B10 | 1262 | 0 | 4000 | 0 | 0 | 0 | 0 | 0 | 0 | 0 | 0 | 0 | 0 | 0
TVA_Transmission_2_MISO_MO-IL | TVA_Transmission | MISO_MO-IL | 2045 | B11 | 25 | 0 | 4000 | 0 | 0 | 0 | 0 | 0 | 0 | 0 | 0 | 0 | 0 | 0
TVA_Transmission_2_MISO_MO-IL | TVA_Transmission | MISO_MO-IL | 2045 | B12 | 200 | 0 | 4000 | 0 | 0 | 0 | 0 | 0 | 0 | 0 | 0 | 0 | 0 | 0
TVA_Transmission_2_MISO_MO-IL | TVA_Transmission | MISO_MO-IL | 2045 | B13 | 600 | 0 | 4000 | 0 | 0 | 0 | 0 | 0 | 0 | 0 | 0 | 0 | 0 | 0
TVA_Transmission_2_MISO_MO-IL | TVA_Transmission | MISO_MO-IL | 2045 | B14 | 900 | 0 | 4000 | 0 | 0 | 0 | 0 | 0 | 0 | 0 | 0 | 0 | 0 | 0
TVA_Transmission_2_MISO_MO-IL | TVA_Transmission | MISO_MO-IL | 2045 | B15 | 1203 | 0 | 4000 | 0 | 0 | 0 | 0 | 0 | 0 | 0 | 0 | 0 | 0 | 0
TVA_Transmission_2_MISO_MO-IL | TVA_Transmission | MISO_MO-IL | 2045 | B16 | 25 | 0 | 4000 | 0 | 0 | 0 | 0 | 0 | 0 | 0 | 0 | 0 | 0 | 0
TVA_Transmission_2_MISO_MO-IL | TVA_Transmission | MISO_MO-IL | 2045 | B17 | 100 | 0 | 4000 | 0 | 0 | 0 | 0 | 0 | 0 | 0 | 0 | 0 | 0 | 0
TVA_Transmission_2_MISO_MO-IL | TVA_Transmission | MISO_MO-IL | 2045 | B18 | 400 | 0 | 4000 | 0 | 0 | 0 | 0 | 0 | 0 | 0 | 0 | 0 | 0 | 0
TVA_Transmission_2_MISO_MO-IL | TVA_Transmission | MISO_MO-IL | 2045 | B19 | 700 | 0 | 4000 | 0 | 0 | 0 | 0 | 0 | 0 | 0 | 0 | 0 | 0 | 0
TVA_Transmission_2_MISO_MO-IL | TVA_Transmission | MISO_MO-IL | 2045 | B20 | 935 | 0 | 4000 | 0 | 0 | 0 | 0 | 0 | 0 | 0 | 0 | 0 | 0 | 0
TVA_Transmission_2_MISO_MO-IL | TVA_Transmission | MISO_MO-IL | 2050 | B1 | 10 | 0 | 4000 | 0 | 0 | 0 | 0 | 0 | 0 | 0 | 0 | 0 | 0 | 0
TVA_Transmission_2_MISO_MO-IL | TVA_Transmission | MISO_MO-IL | 2050 | B2 | 25 | 0 | 4000 | 0 | 0 | 0 | 0 | 0 | 0 | 0 | 0 | 0 | 0 | 0
TVA_Transmission_2_MISO_MO-IL | TVA_Transmission | MISO_MO-IL | 2050 | B3 | 75 | 0 | 4000 | 0 | 0 | 0 | 0 | 0 | 0 | 0 | 0 | 0 | 0 | 0
TVA_Transmission_2_MISO_MO-IL | TVA_Transmission | MISO_MO-IL | 2050 | B4 | 100 | 0 | 4000 | 0 | 0 | 0 | 0 | 0 | 0 | 0 | 0 | 0 | 0 | 0
TVA_Transmission_2_MISO_MO-IL | TVA_Transmission | MISO_MO-IL | 2050 | B5 | 200 | 0 | 4000 | 0 | 0 | 0 | 0 | 0 | 0 | 0 | 0 | 0 | 0 | 0
TVA_Transmission_2_MISO_MO-IL | TVA_Transmission | MISO_MO-IL | 2050 | B6 | 300 | 0 | 4000 | 0 | 0 | 0 | 0 | 0 | 0 | 0 | 0 | 0 | 0 | 0
TVA_Transmission_2_MISO_MO-IL | TVA_Transmission | MISO_MO-IL | 2050 | B7 | 400 | 0 | 4000 | 0 | 0 | 0 | 0 | 0 | 0 | 0 | 0 | 0 | 0 | 0
TVA_Transmission_2_MISO_MO-IL | TVA_Transmission | MISO_MO-IL | 2050 | B8 | 500 | 0 | 4000 | 0 | 0 | 0 | 0 | 0 | 0 | 0 | 0 | 0 | 0 | 0
TVA_Transmission_2_MISO_MO-IL | TVA_Transmission | MISO_MO-IL | 2050 | B9 | 800 | 0 | 4000 | 0 | 0 | 0 | 0 | 0 | 0 | 0 | 0 | 0 | 0 | 0
TVA_Transmission_2_MISO_MO-IL | TVA_Transmission | MISO_MO-IL | 2050 | B10 | 1262 | 0 | 4000 | 0 | 0 | 0 | 0 | 0 | 0 | 0 | 0 | 0 | 0 | 0
TVA_Transmission_2_MISO_MO-IL | TVA_Transmission | MISO_MO-IL | 2050 | B11 | 25 | 0 | 4000 | 0 | 0 | 0 | 0 | 0 | 0 | 0 | 0 | 0 | 0 | 0
TVA_Transmission_2_MISO_MO-IL | TVA_Transmission | MISO_MO-IL | 2050 | B12 | 200 | 0 | 4000 | 0 | 0 | 0 | 0 | 0 | 0 | 0 | 0 | 0 | 0 | 0
TVA_Transmission_2_MISO_MO-IL | TVA_Transmission | MISO_MO-IL | 2050 | B13 | 600 | 0 | 4000 | 0 | 0 | 0 | 0 | 0 | 0 | 0 | 0 | 0 | 0 | 0
TVA_Transmission_2_MISO_MO-IL | TVA_Transmission | MISO_MO-IL | 2050 | B14 | 900 | 0 | 4000 | 0 | 0 | 0 | 0 | 0 | 0 | 0 | 0 | 0 | 0 | 0
TVA_Transmission_2_MISO_MO-IL | TVA_Transmission | MISO_MO-IL | 2050 | B15 | 1203 | 0 | 4000 | 0 | 0 | 0 | 0 | 0 | 0 | 0 | 0 | 0 | 0 | 0
TVA_Transmission_2_MISO_MO-IL | TVA_Transmission | MISO_MO-IL | 2050 | B16 | 25 | 0 | 4000 | 0 | 0 | 0 | 0 | 0 | 0 | 0 | 0 | 0 | 0 | 0
TVA_Transmission_2_MISO_MO-IL | TVA_Transmission | MISO_MO-IL | 2050 | B17 | 100 | 0 | 4000 | 0 | 0 | 0 | 0 | 0 | 0 | 0 | 0 | 0 | 0 | 0
TVA_Transmission_2_MISO_MO-IL | TVA_Transmission | MISO_MO-IL | 2050 | B18 | 400 | 0 | 4000 | 0 | 0 | 0 | 0 | 0 | 0 | 0 | 0 | 0 | 0 | 0
TVA_Transmission_2_MISO_MO-IL | TVA_Transmission | MISO_MO-IL | 2050 | B19 | 700 | 0 | 4000 | 0 | 0 | 0 | 0 | 0 | 0 | 0 | 0 | 0 | 0 | 0
TVA_Transmission_2_MISO_MO-IL | TVA_Transmission | MISO_MO-IL | 2050 | B20 | 935 | 0 | 4000 | 0 | 0 | 0 | 0 | 0 | 0 | 0 | 0 | 0 | 0 | 0
TVA_Transmission_2_NonRTO_Midwest | TVA_Transmission | NonRTO_Midwest | 2015 | B1 | 10 | 0 | 700 | 0 | 0 | 0 | 0 | 0 | 0 | 0 | 0 | 0 | 0 | 0
TVA_Transmission_2_NonRTO_Midwest | TVA_Transmission | NonRTO_Midwest | 2015 | B2 | 25 | 0 | 700 | 0 | 0 | 0 | 0 | 0 | 0 | 0 | 0 | 0 | 0 | 0
TVA_Transmission_2_NonRTO_Midwest | TVA_Transmission | NonRTO_Midwest | 2015 | B3 | 75 | 0 | 700 | 0 | 0 | 0 | 0 | 0 | 0 | 0 | 0 | 0 | 0 | 0
TVA_Transmission_2_NonRTO_Midwest | TVA_Transmission | NonRTO_Midwest | 2015 | B4 | 100 | 0 | 700 | 0 | 0 | 0 | 0 | 0 | 0 | 0 | 0 | 0 | 0 | 0
TVA_Transmission_2_NonRTO_Midwest | TVA_Transmission | NonRTO_Midwest | 2015 | B5 | 200 | 0 | 700 | 0 | 0 | 0 | 0 | 0 | 0 | 0 | 0 | 0 | 0 | 0
TVA_Transmission_2_NonRTO_Midwest | TVA_Transmission | NonRTO_Midwest | 2015 | B6 | 300 | 0 | 700 | 0 | 0 | 0 | 0 | 0 | 0 | 0 | 0 | 0 | 0 | 0
TVA_Transmission_2_NonRTO_Midwest | TVA_Transmission | NonRTO_Midwest | 2015 | B7 | 400 | 0 | 700 | 0 | 0 | 0 | 0 | 0 | 0 | 0 | 0 | 0 | 0 | 0
TVA_Transmission_2_NonRTO_Midwest | TVA_Transmission | NonRTO_Midwest | 2015 | B8 | 500 | 0 | 700 | 0 | 0 | 0 | 0 | 0 | 0 | 0 | 0 | 0 | 0 | 0
TVA_Transmission_2_NonRTO_Midwest | TVA_Transmission | NonRTO_Midwest | 2015 | B9 | 800 | 0 | 700 | 0 | 0 | 0 | 0 | 0 | 0 | 0 | 0 | 0 | 0 | 0
TVA_Transmission_2_NonRTO_Midwest | TVA_Transmission | NonRTO_Midwest | 2015 | B10 | 1262 | 0 | 700 | 0 | 0 | 0 | 0 | 0 | 0 | 0 | 0 | 0 | 0 | 0
TVA_Transmission_2_NonRTO_Midwest | TVA_Transmission | NonRTO_Midwest | 2015 | B11 | 25 | 0 | 700 | 0 | 0 | 0 | 0 | 0 | 0 | 0 | 0 | 0 | 0 | 0
TVA_Transmission_2_NonRTO_Midwest | TVA_Transmission | NonRTO_Midwest | 2015 | B12 | 200 | 0 | 700 | 0 | 0 | 0 | 0 | 0 | 0 | 0 | 0 | 0 | 0 | 0
TVA_Transmission_2_NonRTO_Midwest | TVA_Transmission | NonRTO_Midwest | 2015 | B13 | 600 | 0 | 700 | 0 | 0 | 0 | 0 | 0 | 0 | 0 | 0 | 0 | 0 | 0
TVA_Transmission_2_NonRTO_Midwest | TVA_Transmission | NonRTO_Midwest | 2015 | B14 | 900 | 0 | 700 | 0 | 0 | 0 | 0 | 0 | 0 | 0 | 0 | 0 | 0 | 0
TVA_Transmission_2_NonRTO_Midwest | TVA_Transmission | NonRTO_Midwest | 2015 | B15 | 1203 | 0 | 700 | 0 | 0 | 0 | 0 | 0 | 0 | 0 | 0 | 0 | 0 | 0
TVA_Transmission_2_NonRTO_Midwest | TVA_Transmission | NonRTO_Midwest | 2015 | B16 | 25 | 0 | 700 | 0 | 0 | 0 | 0 | 0 | 0 | 0 | 0 | 0 | 0 | 0
TVA_Transmission_2_NonRTO_Midwest | TVA_Transmission | NonRTO_Midwest | 2015 | B17 | 100 | 0 | 700 | 0 | 0 | 0 | 0 | 0 | 0 | 0 | 0 | 0 | 0 | 0
TVA_Transmission_2_NonRTO_Midwest | TVA_Transmission | NonRTO_Midwest | 2015 | B18 | 400 | 0 | 700 | 0 | 0 | 0 | 0 | 0 | 0 | 0 | 0 | 0 | 0 | 0
TVA_Transmission_2_NonRTO_Midwest | TVA_Transmission | NonRTO_Midwest | 2015 | B19 | 700 | 0 | 700 | 0 | 0 | 0 | 0 | 0 | 0 | 0 | 0 | 0 | 0 | 0
TVA_Transmission_2_NonRTO_Midwest | TVA_Transmission | NonRTO_Midwest | 2015 | B20 | 935 | 0 | 700 | 0 | 0 | 0 | 0 | 0 | 0 | 0 | 0 | 0 | 0 | 0
TVA_Transmission_2_NonRTO_Midwest | TVA_Transmission | NonRTO_Midwest | 2020 | B1 | 10 | 0 | 700 | 0 | 0 | 0 | 0 | 0 | 0 | 0 | 0 | 0 | 0 | 0
TVA_Transmission_2_NonRTO_Midwest | TVA_Transmission | NonRTO_Midwest | 2020 | B2 | 25 | 0 | 700 | 0 | 0 | 0 | 0 | 0 | 0 | 0 | 0 | 0 | 0 | 0
TVA_Transmission_2_NonRTO_Midwest | TVA_Transmission | NonRTO_Midwest | 2020 | B3 | 75 | 0 | 700 | 0 | 0 | 0 | 0 | 0 | 0 | 0 | 0 | 0 | 0 | 0
TVA_Transmission_2_NonRTO_Midwest | TVA_Transmission | NonRTO_Midwest | 2020 | B4 | 100 | 0 | 700 | 0 | 0 | 0 | 0 | 0 | 0 | 0 | 0 | 0 | 0 | 0
TVA_Transmission_2_NonRTO_Midwest | TVA_Transmission | NonRTO_Midwest | 2020 | B5 | 200 | 0 | 700 | 0 | 0 | 0 | 0 | 0 | 0 | 0 | 0 | 0 | 0 | 0
TVA_Transmission_2_NonRTO_Midwest | TVA_Transmission | NonRTO_Midwest | 2020 | B6 | 300 | 0 | 700 | 0 | 0 | 0 | 0 | 0 | 0 | 0 | 0 | 0 | 0 | 0
TVA_Transmission_2_NonRTO_Midwest | TVA_Transmission | NonRTO_Midwest | 2020 | B7 | 400 | 0 | 700 | 0 | 0 | 0 | 0 | 0 | 0 | 0 | 0 | 0 | 0 | 0
TVA_Transmission_2_NonRTO_Midwest | TVA_Transmission | NonRTO_Midwest | 2020 | B8 | 500 | 0 | 700 | 0 | 0 | 0 | 0 | 0 | 0 | 0 | 0 | 0 | 0 | 0
TVA_Transmission_2_NonRTO_Midwest | TVA_Transmission | NonRTO_Midwest | 2020 | B9 | 800 | 0 | 700 | 0 | 0 | 0 | 0 | 0 | 0 | 0 | 0 | 0 | 0 | 0
TVA_Transmission_2_NonRTO_Midwest | TVA_Transmission | NonRTO_Midwest | 2020 | B10 | 1262 | 0 | 700 | 0 | 0 | 0 | 0 | 0 | 0 | 0 | 0 | 0 | 0 | 0
TVA_Transmission_2_NonRTO_Midwest | TVA_Transmission | NonRTO_Midwest | 2020 | B11 | 25 | 0 | 700 | 0 | 0 | 0 | 0 | 0 | 0 | 0 | 0 | 0 | 0 | 0
TVA_Transmission_2_NonRTO_Midwest | TVA_Transmission | NonRTO_Midwest | 2020 | B12 | 200 | 0 | 700 | 0 | 0 | 0 | 0 | 0 | 0 | 0 | 0 | 0 | 0 | 0
TVA_Transmission_2_NonRTO_Midwest | TVA_Transmission | NonRTO_Midwest | 2020 | B13 | 600 | 0 | 700 | 0 | 0 | 0 | 0 | 0 | 0 | 0 | 0 | 0 | 0 | 0
TVA_Transmission_2_NonRTO_Midwest | TVA_Transmission | NonRTO_Midwest | 2020 | B14 | 900 | 0 | 700 | 0 | 0 | 0 | 0 | 0 | 0 | 0 | 0 | 0 | 0 | 0
TVA_Transmission_2_NonRTO_Midwest | TVA_Transmission | NonRTO_Midwest | 2020 | B15 | 1203 | 0 | 700 | 0 | 0 | 0 | 0 | 0 | 0 | 0 | 0 | 0 | 0 | 0
TVA_Transmission_2_NonRTO_Midwest | TVA_Transmission | NonRTO_Midwest | 2020 | B16 | 25 | 0 | 700 | 0 | 0 | 0 | 0 | 0 | 0 | 0 | 0 | 0 | 0 | 0
TVA_Transmission_2_NonRTO_Midwest | TVA_Transmission | NonRTO_Midwest | 2020 | B17 | 100 | 0 | 700 | 0 | 0 | 0 | 0 | 0 | 0 | 0 | 0 | 0 | 0 | 0
TVA_Transmission_2_NonRTO_Midwest | TVA_Transmission | NonRTO_Midwest | 2020 | B18 | 400 | 0 | 700 | 0 | 0 | 0 | 0 | 0 | 0 | 0 | 0 | 0 | 0 | 0
TVA_Transmission_2_NonRTO_Midwest | TVA_Transmission | NonRTO_Midwest | 2020 | B19 | 700 | 0 | 700 | 0 | 0 | 0 | 0 | 0 | 0 | 0 | 0 | 0 | 0 | 0
TVA_Transmission_2_NonRTO_Midwest | TVA_Transmission | NonRTO_Midwest | 2020 | B20 | 935 | 0 | 700 | 0 | 0 | 0 | 0 | 0 | 0 | 0 | 0 | 0 | 0 | 0
TVA_Transmission_2_NonRTO_Midwest | TVA_Transmission | NonRTO_Midwest | 2025 | B1 | 10 | 0 | 700 | 0 | 0 | 0 | 0 | 0 | 0 | 0 | 0 | 0 | 0 | 0
TVA_Transmission_2_NonRTO_Midwest | TVA_Transmission | NonRTO_Midwest | 2025 | B2 | 25 | 0 | 700 | 0 | 0 | 0 | 0 | 0 | 0 | 0 | 0 | 0 | 0 | 0
TVA_Transmission_2_NonRTO_Midwest | TVA_Transmission | NonRTO_Midwest | 2025 | B3 | 75 | 0 | 700 | 0 | 0 | 0 | 0 | 0 | 0 | 0 | 0 | 0 | 0 | 0
TVA_Transmission_2_NonRTO_Midwest | TVA_Transmission | NonRTO_Midwest | 2025 | B4 | 100 | 0 | 700 | 0 | 0 | 0 | 0 | 0 | 0 | 0 | 0 | 0 | 0 | 0
TVA_Transmission_2_NonRTO_Midwest | TVA_Transmission | NonRTO_Midwest | 2025 | B5 | 200 | 0 | 700 | 0 | 0 | 0 | 0 | 0 | 0 | 0 | 0 | 0 | 0 | 0
TVA_Transmission_2_NonRTO_Midwest | TVA_Transmission | NonRTO_Midwest | 2025 | B6 | 300 | 0 | 700 | 0 | 0 | 0 | 0 | 0 | 0 | 0 | 0 | 0 | 0 | 0
TVA_Transmission_2_NonRTO_Midwest | TVA_Transmission | NonRTO_Midwest | 2025 | B7 | 400 | 0 | 700 | 0 | 0 | 0 | 0 | 0 | 0 | 0 | 0 | 0 | 0 | 0
TVA_Transmission_2_NonRTO_Midwest | TVA_Transmission | NonRTO_Midwest | 2025 | B8 | 500 | 0 | 700 | 0 | 0 | 0 | 0 | 0 | 0 | 0 | 0 | 0 | 0 | 0
TVA_Transmission_2_NonRTO_Midwest | TVA_Transmission | NonRTO_Midwest | 2025 | B9 | 800 | 0 | 700 | 0 | 0 | 0 | 0 | 0 | 0 | 0 | 0 | 0 | 0 | 0
TVA_Transmission_2_NonRTO_Midwest | TVA_Transmission | NonRTO_Midwest | 2025 | B10 | 1262 | 0 | 700 | 0 | 0 | 0 | 0 | 0 | 0 | 0 | 0 | 0 | 0 | 0
TVA_Transmission_2_NonRTO_Midwest | TVA_Transmission | NonRTO_Midwest | 2025 | B11 | 25 | 0 | 700 | 0 | 0 | 0 | 0 | 0 | 0 | 0 | 0 | 0 | 0 | 0
TVA_Transmission_2_NonRTO_Midwest | TVA_Transmission | NonRTO_Midwest | 2025 | B12 | 200 | 0 | 700 | 0 | 0 | 0 | 0 | 0 | 0 | 0 | 0 | 0 | 0 | 0
TVA_Transmission_2_NonRTO_Midwest | TVA_Transmission | NonRTO_Midwest | 2025 | B13 | 600 | 0 | 700 | 0 | 0 | 0 | 0 | 0 | 0 | 0 | 0 | 0 | 0 | 0
TVA_Transmission_2_NonRTO_Midwest | TVA_Transmission | NonRTO_Midwest | 2025 | B14 | 900 | 0 | 700 | 0 | 0 | 0 | 0 | 0 | 0 | 0 | 0 | 0 | 0 | 0
TVA_Transmission_2_NonRTO_Midwest | TVA_Transmission | NonRTO_Midwest | 2025 | B15 | 1203 | 0 | 700 | 0 | 0 | 0 | 0 | 0 | 0 | 0 | 0 | 0 | 0 | 0
TVA_Transmission_2_NonRTO_Midwest | TVA_Transmission | NonRTO_Midwest | 2025 | B16 | 25 | 0 | 700 | 0 | 0 | 0 | 0 | 0 | 0 | 0 | 0 | 0 | 0 | 0
TVA_Transmission_2_NonRTO_Midwest | TVA_Transmission | NonRTO_Midwest | 2025 | B17 | 100 | 0 | 700 | 0 | 0 | 0 | 0 | 0 | 0 | 0 | 0 | 0 | 0 | 0
TVA_Transmission_2_NonRTO_Midwest | TVA_Transmission | NonRTO_Midwest | 2025 | B18 | 400 | 0 | 700 | 0 | 0 | 0 | 0 | 0 | 0 | 0 | 0 | 0 | 0 | 0
TVA_Transmission_2_NonRTO_Midwest | TVA_Transmission | NonRTO_Midwest | 2025 | B19 | 700 | 0 | 700 | 0 | 0 | 0 | 0 | 0 | 0 | 0 | 0 | 0 | 0 | 0
TVA_Transmission_2_NonRTO_Midwest | TVA_Transmission | NonRTO_Midwest | 2025 | B20 | 935 | 0 | 700 | 0 | 0 | 0 | 0 | 0 | 0 | 0 | 0 | 0 | 0 | 0
TVA_Transmission_2_NonRTO_Midwest | TVA_Transmission | NonRTO_Midwest | 2030 | B1 | 10 | 0 | 700 | 0 | 0 | 0 | 0 | 0 | 0 | 0 | 0 | 0 | 0 | 0
TVA_Transmission_2_NonRTO_Midwest | TVA_Transmission | NonRTO_Midwest | 2030 | B2 | 25 | 0 | 700 | 0 | 0 | 0 | 0 | 0 | 0 | 0 | 0 | 0 | 0 | 0
TVA_Transmission_2_NonRTO_Midwest | TVA_Transmission | NonRTO_Midwest | 2030 | B3 | 75 | 0 | 700 | 0 | 0 | 0 | 0 | 0 | 0 | 0 | 0 | 0 | 0 | 0
TVA_Transmission_2_NonRTO_Midwest | TVA_Transmission | NonRTO_Midwest | 2030 | B4 | 100 | 0 | 700 | 0 | 0 | 0 | 0 | 0 | 0 | 0 | 0 | 0 | 0 | 0
TVA_Transmission_2_NonRTO_Midwest | TVA_Transmission | NonRTO_Midwest | 2030 | B5 | 200 | 0 | 700 | 0 | 0 | 0 | 0 | 0 | 0 | 0 | 0 | 0 | 0 | 0
TVA_Transmission_2_NonRTO_Midwest | TVA_Transmission | NonRTO_Midwest | 2030 | B6 | 300 | 0 | 700 | 0 | 0 | 0 | 0 | 0 | 0 | 0 | 0 | 0 | 0 | 0
TVA_Transmission_2_NonRTO_Midwest | TVA_Transmission | NonRTO_Midwest | 2030 | B7 | 400 | 0 | 700 | 0 | 0 | 0 | 0 | 0 | 0 | 0 | 0 | 0 | 0 | 0
TVA_Transmission_2_NonRTO_Midwest | TVA_Transmission | NonRTO_Midwest | 2030 | B8 | 500 | 0 | 700 | 0 | 0 | 0 | 0 | 0 | 0 | 0 | 0 | 0 | 0 | 0
TVA_Transmission_2_NonRTO_Midwest | TVA_Transmission | NonRTO_Midwest | 2030 | B9 | 800 | 0 | 700 | 0 | 0 | 0 | 0 | 0 | 0 | 0 | 0 | 0 | 0 | 0
TVA_Transmission_2_NonRTO_Midwest | TVA_Transmission | NonRTO_Midwest | 2030 | B10 | 1262 | 0 | 700 | 0 | 0 | 0 | 0 | 0 | 0 | 0 | 0 | 0 | 0 | 0
TVA_Transmission_2_NonRTO_Midwest | TVA_Transmission | NonRTO_Midwest | 2030 | B11 | 25 | 0 | 700 | 0 | 0 | 0 | 0 | 0 | 0 | 0 | 0 | 0 | 0 | 0
TVA_Transmission_2_NonRTO_Midwest | TVA_Transmission | NonRTO_Midwest | 2030 | B12 | 200 | 0 | 700 | 0 | 0 | 0 | 0 | 0 | 0 | 0 | 0 | 0 | 0 | 0
TVA_Transmission_2_NonRTO_Midwest | TVA_Transmission | NonRTO_Midwest | 2030 | B13 | 600 | 0 | 700 | 0 | 0 | 0 | 0 | 0 | 0 | 0 | 0 | 0 | 0 | 0
TVA_Transmission_2_NonRTO_Midwest | TVA_Transmission | NonRTO_Midwest | 2030 | B14 | 900 | 0 | 700 | 0 | 0 | 0 | 0 | 0 | 0 | 0 | 0 | 0 | 0 | 0
TVA_Transmission_2_NonRTO_Midwest | TVA_Transmission | NonRTO_Midwest | 2030 | B15 | 1203 | 0 | 700 | 0 | 0 | 0 | 0 | 0 | 0 | 0 | 0 | 0 | 0 | 0
TVA_Transmission_2_NonRTO_Midwest | TVA_Transmission | NonRTO_Midwest | 2030 | B16 | 25 | 0 | 700 | 0 | 0 | 0 | 0 | 0 | 0 | 0 | 0 | 0 | 0 | 0
TVA_Transmission_2_NonRTO_Midwest | TVA_Transmission | NonRTO_Midwest | 2030 | B17 | 100 | 0 | 700 | 0 | 0 | 0 | 0 | 0 | 0 | 0 | 0 | 0 | 0 | 0
TVA_Transmission_2_NonRTO_Midwest | TVA_Transmission | NonRTO_Midwest | 2030 | B18 | 400 | 0 | 700 | 0 | 0 | 0 | 0 | 0 | 0 | 0 | 0 | 0 | 0 | 0
TVA_Transmission_2_NonRTO_Midwest | TVA_Transmission | NonRTO_Midwest | 2030 | B19 | 700 | 0 | 700 | 0 | 0 | 0 | 0 | 0 | 0 | 0 | 0 | 0 | 0 | 0
TVA_Transmission_2_NonRTO_Midwest | TVA_Transmission | NonRTO_Midwest | 2030 | B20 | 935 | 0 | 700 | 0 | 0 | 0 | 0 | 0 | 0 | 0 | 0 | 0 | 0 | 0
TVA_Transmission_2_NonRTO_Midwest | TVA_Transmission | NonRTO_Midwest | 2035 | B1 | 10 | 0 | 700 | 0 | 0 | 0 | 0 | 0 | 0 | 0 | 0 | 0 | 0 | 0
TVA_Transmission_2_NonRTO_Midwest | TVA_Transmission | NonRTO_Midwest | 2035 | B2 | 25 | 0 | 700 | 0 | 0 | 0 | 0 | 0 | 0 | 0 | 0 | 0 | 0 | 0
TVA_Transmission_2_NonRTO_Midwest | TVA_Transmission | NonRTO_Midwest | 2035 | B3 | 75 | 0 | 700 | 0 | 0 | 0 | 0 | 0 | 0 | 0 | 0 | 0 | 0 | 0
TVA_Transmission_2_NonRTO_Midwest | TVA_Transmission | NonRTO_Midwest | 2035 | B4 | 100 | 0 | 700 | 0 | 0 | 0 | 0 | 0 | 0 | 0 | 0 | 0 | 0 | 0
TVA_Transmission_2_NonRTO_Midwest | TVA_Transmission | NonRTO_Midwest | 2035 | B5 | 200 | 0 | 700 | 0 | 0 | 0 | 0 | 0 | 0 | 0 | 0 | 0 | 0 | 0
TVA_Transmission_2_NonRTO_Midwest | TVA_Transmission | NonRTO_Midwest | 2035 | B6 | 300 | 0 | 700 | 0 | 0 | 0 | 0 | 0 | 0 | 0 | 0 | 0 | 0 | 0
TVA_Transmission_2_NonRTO_Midwest | TVA_Transmission | NonRTO_Midwest | 2035 | B7 | 400 | 0 | 700 | 0 | 0 | 0 | 0 | 0 | 0 | 0 | 0 | 0 | 0 | 0
TVA_Transmission_2_NonRTO_Midwest | TVA_Transmission | NonRTO_Midwest | 2035 | B8 | 500 | 0 | 700 | 0 | 0 | 0 | 0 | 0 | 0 | 0 | 0 | 0 | 0 | 0
TVA_Transmission_2_NonRTO_Midwest | TVA_Transmission | NonRTO_Midwest | 2035 | B9 | 800 | 0 | 700 | 0 | 0 | 0 | 0 | 0 | 0 | 0 | 0 | 0 | 0 | 0
TVA_Transmission_2_NonRTO_Midwest | TVA_Transmission | NonRTO_Midwest | 2035 | B10 | 1262 | 0 | 700 | 0 | 0 | 0 | 0 | 0 | 0 | 0 | 0 | 0 | 0 | 0
TVA_Transmission_2_NonRTO_Midwest | TVA_Transmission | NonRTO_Midwest | 2035 | B11 | 25 | 0 | 700 | 19.88 | 0 | 0 | 0 | 0 | 0 | 0 | 0 | 0 | 0 | 0
TVA_Transmission_2_NonRTO_Midwest | TVA_Transmission | NonRTO_Midwest | 2035 | B12 | 200 | 0 | 700 | 0 | 0 | 0 | 0 | 0 | 0 | 0 | 0 | 0 | 0 | 0
TVA_Transmission_2_NonRTO_Midwest | TVA_Transmission | NonRTO_Midwest | 2035 | B13 | 600 | 0 | 700 | 0 | 0 | 0 | 0 | 0 | 0 | 0 | 0 | 0 | 0 | 0
TVA_Transmission_2_NonRTO_Midwest | TVA_Transmission | NonRTO_Midwest | 2035 | B14 | 900 | 0 | 700 | 0 | 0 | 0 | 0 | 0 | 0 | 0 | 0 | 0 | 0 | 0
TVA_Transmission_2_NonRTO_Midwest | TVA_Transmission | NonRTO_Midwest | 2035 | B15 | 1203 | 0 | 700 | 0 | 0 | 0 | 0 | 0 | 0 | 0 | 0 | 0 | 0 | 0
TVA_Transmission_2_NonRTO_Midwest | TVA_Transmission | NonRTO_Midwest | 2035 | B16 | 25 | 0 | 700 | 0 | 0 | 0 | 0 | 0 | 0 | 0 | 0 | 0 | 0 | 0
TVA_Transmission_2_NonRTO_Midwest | TVA_Transmission | NonRTO_Midwest | 2035 | B17 | 100 | 0 | 700 | 0 | 0 | 0 | 0 | 0 | 0 | 0 | 0 | 0 | 0 | 0
TVA_Transmission_2_NonRTO_Midwest | TVA_Transmission | NonRTO_Midwest | 2035 | B18 | 400 | 0 | 700 | 0 | 0 | 0 | 0 | 0 | 0 | 0 | 0 | 0 | 0 | 0
TVA_Transmission_2_NonRTO_Midwest | TVA_Transmission | NonRTO_Midwest | 2035 | B19 | 700 | 0 | 700 | 0 | 0 | 0 | 0 | 0 | 0 | 0 | 0 | 0 | 0 | 0
TVA_Transmission_2_NonRTO_Midwest | TVA_Transmission | NonRTO_Midwest | 2035 | B20 | 935 | 0 | 700 | 0 | 0 | 0 | 0 | 0 | 0 | 0 | 0 | 0 | 0 | 0
TVA_Transmission_2_NonRTO_Midwest | TVA_Transmission | NonRTO_Midwest | 2040 | B1 | 10 | 0 | 700 | 0 | 0 | 0 | 0 | 0 | 0 | 0 | 0 | 0 | 0 | 0
TVA_Transmission_2_NonRTO_Midwest | TVA_Transmission | NonRTO_Midwest | 2040 | B2 | 25 | 0 | 700 | 0 | 0 | 0 | 0 | 0 | 0 | 0 | 0 | 0 | 0 | 0
TVA_Transmission_2_NonRTO_Midwest | TVA_Transmission | NonRTO_Midwest | 2040 | B3 | 75 | 0 | 700 | 0 | 0 | 0 | 0 | 0 | 0 | 0 | 0 | 0 | 0 | 0
TVA_Transmission_2_NonRTO_Midwest | TVA_Transmission | NonRTO_Midwest | 2040 | B4 | 100 | 0 | 700 | 0 | 0 | 0 | 0 | 0 | 0 | 0 | 0 | 0 | 0 | 0
TVA_Transmission_2_NonRTO_Midwest | TVA_Transmission | NonRTO_Midwest | 2040 | B5 | 200 | 0 | 700 | 0 | 0 | 0 | 0 | 0 | 0 | 0 | 0 | 0 | 0 | 0
TVA_Transmission_2_NonRTO_Midwest | TVA_Transmission | NonRTO_Midwest | 2040 | B6 | 300 | 0 | 700 | 0 | 0 | 0 | 0 | 0 | 0 | 0 | 0 | 0 | 0 | 0
TVA_Transmission_2_NonRTO_Midwest | TVA_Transmission | NonRTO_Midwest | 2040 | B7 | 400 | 0 | 700 | 0 | 0 | 0 | 0 | 0 | 0 | 0 | 0 | 0 | 0 | 0
TVA_Transmission_2_NonRTO_Midwest | TVA_Transmission | NonRTO_Midwest | 2040 | B8 | 500 | 0 | 700 | 0 | 0 | 0 | 0 | 0 | 0 | 0 | 0 | 0 | 0 | 0
TVA_Transmission_2_NonRTO_Midwest | TVA_Transmission | NonRTO_Midwest | 2040 | B9 | 800 | 0 | 700 | 0 | 0 | 0 | 0 | 0 | 0 | 0 | 0 | 0 | 0 | 0
TVA_Transmission_2_NonRTO_Midwest | TVA_Transmission | NonRTO_Midwest | 2040 | B10 | 1262 | 0 | 700 | 0 | 0 | 0 | 0 | 0 | 0 | 0 | 0 | 0 | 0 | 0
TVA_Transmission_2_NonRTO_Midwest | TVA_Transmission | NonRTO_Midwest | 2040 | B11 | 25 | 0 | 700 | 0 | 0 | 0 | 0 | 0 | 0 | 0 | 0 | 0 | 0 | 0
TVA_Transmission_2_NonRTO_Midwest | TVA_Transmission | NonRTO_Midwest | 2040 | B12 | 200 | 0 | 700 | 0 | 0 | 0 | 0 | 0 | 0 | 0 | 0 | 0 | 0 | 0
TVA_Transmission_2_NonRTO_Midwest | TVA_Transmission | NonRTO_Midwest | 2040 | B13 | 600 | 0 | 700 | 0 | 0 | 0 | 0 | 0 | 0 | 0 | 0 | 0 | 0 | 0
TVA_Transmission_2_NonRTO_Midwest | TVA_Transmission | NonRTO_Midwest | 2040 | B14 | 900 | 0 | 700 | 0 | 0 | 0 | 0 | 0 | 0 | 0 | 0 | 0 | 0 | 0
TVA_Transmission_2_NonRTO_Midwest | TVA_Transmission | NonRTO_Midwest | 2040 | B15 | 1203 | 0 | 700 | 0 | 0 | 0 | 0 | 0 | 0 | 0 | 0 | 0 | 0 | 0
TVA_Transmission_2_NonRTO_Midwest | TVA_Transmission | NonRTO_Midwest | 2040 | B16 | 25 | 0 | 700 | 0 | 0 | 0 | 0 | 0 | 0 | 0 | 0 | 0 | 0 | 0
TVA_Transmission_2_NonRTO_Midwest | TVA_Transmission | NonRTO_Midwest | 2040 | B17 | 100 | 0 | 700 | 0 | 0 | 0 | 0 | 0 | 0 | 0 | 0 | 0 | 0 | 0
TVA_Transmission_2_NonRTO_Midwest | TVA_Transmission | NonRTO_Midwest | 2040 | B18 | 400 | 0 | 700 | 0 | 0 | 0 | 0 | 0 | 0 | 0 | 0 | 0 | 0 | 0
TVA_Transmission_2_NonRTO_Midwest | TVA_Transmission | NonRTO_Midwest | 2040 | B19 | 700 | 0 | 700 | 0 | 0 | 0 | 0 | 0 | 0 | 0 | 0 | 0 | 0 | 0
TVA_Transmission_2_NonRTO_Midwest | TVA_Transmission | NonRTO_Midwest | 2040 | B20 | 935 | 0 | 700 | 0 | 0 | 0 | 0 | 0 | 0 | 0 | 0 | 0 | 0 | 0
TVA_Transmission_2_NonRTO_Midwest | TVA_Transmission | NonRTO_Midwest | 2045 | B1 | 10 | 0 | 700 | 0 | 0 | 0 | 0 | 0 | 0 | 0 | 0 | 0 | 0 | 0
TVA_Transmission_2_NonRTO_Midwest | TVA_Transmission | NonRTO_Midwest | 2045 | B2 | 25 | 0 | 700 | 0 | 0 | 0 | 0 | 0 | 0 | 0 | 0 | 0 | 0 | 0
TVA_Transmission_2_NonRTO_Midwest | TVA_Transmission | NonRTO_Midwest | 2045 | B3 | 75 | 0 | 700 | 0 | 0 | 0 | 0 | 0 | 0 | 0 | 0 | 0 | 0 | 0
TVA_Transmission_2_NonRTO_Midwest | TVA_Transmission | NonRTO_Midwest | 2045 | B4 | 100 | 0 | 700 | 0 | 0 | 0 | 0 | 0 | 0 | 0 | 0 | 0 | 0 | 0
TVA_Transmission_2_NonRTO_Midwest | TVA_Transmission | NonRTO_Midwest | 2045 | B5 | 200 | 0 | 700 | 0 | 0 | 0 | 0 | 0 | 0 | 0 | 0 | 0 | 0 | 0
TVA_Transmission_2_NonRTO_Midwest | TVA_Transmission | NonRTO_Midwest | 2045 | B6 | 300 | 0 | 700 | 0 | 0 | 0 | 0 | 0 | 0 | 0 | 0 | 0 | 0 | 0
TVA_Transmission_2_NonRTO_Midwest | TVA_Transmission | NonRTO_Midwest | 2045 | B7 | 400 | 0 | 700 | 0 | 0 | 0 | 0 | 0 | 0 | 0 | 0 | 0 | 0 | 0
TVA_Transmission_2_NonRTO_Midwest | TVA_Transmission | NonRTO_Midwest | 2045 | B8 | 500 | 0 | 700 | 0 | 0 | 0 | 0 | 0 | 0 | 0 | 0 | 0 | 0 | 0
TVA_Transmission_2_NonRTO_Midwest | TVA_Transmission | NonRTO_Midwest | 2045 | B9 | 800 | 0 | 700 | 0 | 0 | 0 | 0 | 0 | 0 | 0 | 0 | 0 | 0 | 0
TVA_Transmission_2_NonRTO_Midwest | TVA_Transmission | NonRTO_Midwest | 2045 | B10 | 1262 | 0 | 700 | 0 | 0 | 0 | 0 | 0 | 0 | 0 | 0 | 0 | 0 | 0
TVA_Transmission_2_NonRTO_Midwest | TVA_Transmission | NonRTO_Midwest | 2045 | B11 | 25 | 0 | 700 | 478.12 | 0 | 0 | 0 | 0 | 0 | 0 | 0 | 0 | 0 | 0
TVA_Transmission_2_NonRTO_Midwest | TVA_Transmission | NonRTO_Midwest | 2045 | B12 | 200 | 0 | 700 | 0 | 0 | 0 | 0 | 0 | 0 | 0 | 0 | 0 | 0 | 0
TVA_Transmission_2_NonRTO_Midwest | TVA_Transmission | NonRTO_Midwest | 2045 | B13 | 600 | 0 | 700 | 0 | 0 | 0 | 0 | 0 | 0 | 0 | 0 | 0 | 0 | 0
TVA_Transmission_2_NonRTO_Midwest | TVA_Transmission | NonRTO_Midwest | 2045 | B14 | 900 | 0 | 700 | 0 | 0 | 0 | 0 | 0 | 0 | 0 | 0 | 0 | 0 | 0
TVA_Transmission_2_NonRTO_Midwest | TVA_Transmission | NonRTO_Midwest | 2045 | B15 | 1203 | 0 | 700 | 0 | 0 | 0 | 0 | 0 | 0 | 0 | 0 | 0 | 0 | 0
TVA_Transmission_2_NonRTO_Midwest | TVA_Transmission | NonRTO_Midwest | 2045 | B16 | 25 | 0 | 700 | 394.66 | 0 | 0 | 0 | 0 | 0 | 0 | 0 | 0 | 0 | 0
TVA_Transmission_2_NonRTO_Midwest | TVA_Transmission | NonRTO_Midwest | 2045 | B17 | 100 | 0 | 700 | 0 | 0 | 0 | 0 | 0 | 0 | 0 | 0 | 0 | 0 | 0
TVA_Transmission_2_NonRTO_Midwest | TVA_Transmission | NonRTO_Midwest | 2045 | B18 | 400 | 0 | 700 | 0 | 0 | 0 | 0 | 0 | 0 | 0 | 0 | 0 | 0 | 0
TVA_Transmission_2_NonRTO_Midwest | TVA_Transmission | NonRTO_Midwest | 2045 | B19 | 700 | 0 | 700 | 0 | 0 | 0 | 0 | 0 | 0 | 0 | 0 | 0 | 0 | 0
TVA_Transmission_2_NonRTO_Midwest | TVA_Transmission | NonRTO_Midwest | 2045 | B20 | 935 | 0 | 700 | 0 | 0 | 0 | 0 | 0 | 0 | 0 | 0 | 0 | 0 | 0
TVA_Transmission_2_NonRTO_Midwest | TVA_Transmission | NonRTO_Midwest | 2050 | B1 | 10 | 0 | 700 | 0 | 0 | 0 | 0 | 0 | 0 | 0 | 0 | 0 | 0 | 0
TVA_Transmission_2_NonRTO_Midwest | TVA_Transmission | NonRTO_Midwest | 2050 | B2 | 25 | 0 | 700 | 0 | 0 | 0 | 0 | 0 | 0 | 0 | 0 | 0 | 0 | 0
TVA_Transmission_2_NonRTO_Midwest | TVA_Transmission | NonRTO_Midwest | 2050 | B3 | 75 | 0 | 700 | 0 | 0 | 0 | 0 | 0 | 0 | 0 | 0 | 0 | 0 | 0
TVA_Transmission_2_NonRTO_Midwest | TVA_Transmission | NonRTO_Midwest | 2050 | B4 | 100 | 0 | 700 | 0 | 0 | 0 | 0 | 0 | 0 | 0 | 0 | 0 | 0 | 0
TVA_Transmission_2_NonRTO_Midwest | TVA_Transmission | NonRTO_Midwest | 2050 | B5 | 200 | 0 | 700 | 0 | 0 | 0 | 0 | 0 | 0 | 0 | 0 | 0 | 0 | 0
TVA_Transmission_2_NonRTO_Midwest | TVA_Transmission | NonRTO_Midwest | 2050 | B6 | 300 | 0 | 700 | 0 | 0 | 0 | 0 | 0 | 0 | 0 | 0 | 0 | 0 | 0
TVA_Transmission_2_NonRTO_Midwest | TVA_Transmission | NonRTO_Midwest | 2050 | B7 | 400 | 0 | 700 | 0 | 0 | 0 | 0 | 0 | 0 | 0 | 0 | 0 | 0 | 0
TVA_Transmission_2_NonRTO_Midwest | TVA_Transmission | NonRTO_Midwest | 2050 | B8 | 500 | 0 | 700 | 0 | 0 | 0 | 0 | 0 | 0 | 0 | 0 | 0 | 0 | 0
TVA_Transmission_2_NonRTO_Midwest | TVA_Transmission | NonRTO_Midwest | 2050 | B9 | 800 | 0 | 700 | 0 | 0 | 0 | 0 | 0 | 0 | 0 | 0 | 0 | 0 | 0
TVA_Transmission_2_NonRTO_Midwest | TVA_Transmission | NonRTO_Midwest | 2050 | B10 | 1262 | 0 | 700 | 0 | 0 | 0 | 0 | 0 | 0 | 0 | 0 | 0 | 0 | 0
TVA_Transmission_2_NonRTO_Midwest | TVA_Transmission | NonRTO_Midwest | 2050 | B11 | 25 | 0 | 700 | 0 | 0 | 0 | 0 | 0 | 0 | 0 | 0 | 0 | 0 | 0
TVA_Transmission_2_NonRTO_Midwest | TVA_Transmission | NonRTO_Midwest | 2050 | B12 | 200 | 0 | 700 | 0 | 0 | 0 | 0 | 0 | 0 | 0 | 0 | 0 | 0 | 0
TVA_Transmission_2_NonRTO_Midwest | TVA_Transmission | NonRTO_Midwest | 2050 | B13 | 600 | 0 | 700 | 0 | 0 | 0 | 0 | 0 | 0 | 0 | 0 | 0 | 0 | 0
TVA_Transmission_2_NonRTO_Midwest | TVA_Transmission | NonRTO_Midwest | 2050 | B14 | 900 | 0 | 700 | 0 | 0 | 0 | 0 | 0 | 0 | 0 | 0 | 0 | 0 | 0
TVA_Transmission_2_NonRTO_Midwest | TVA_Transmission | NonRTO_Midwest | 2050 | B15 | 1203 | 0 | 700 | 0 | 0 | 0 | 0 | 0 | 0 | 0 | 0 | 0 | 0 | 0
TVA_Transmission_2_NonRTO_Midwest | TVA_Transmission | NonRTO_Midwest | 2050 | B16 | 25 | 0 | 700 | 262.76 | 0 | 0 | 0 | 0 | 0 | 0 | 0 | 0 | 0 | 0
TVA_Transmission_2_NonRTO_Midwest | TVA_Transmission | NonRTO_Midwest | 2050 | B17 | 100 | 0 | 700 | 0 | 0 | 0 | 0 | 0 | 0 | 0 | 0 | 0 | 0 | 0
TVA_Transmission_2_NonRTO_Midwest | TVA_Transmission | NonRTO_Midwest | 2050 | B18 | 400 | 0 | 700 | 0 | 0 | 0 | 0 | 0 | 0 | 0 | 0 | 0 | 0 | 0
TVA_Transmission_2_NonRTO_Midwest | TVA_Transmission | NonRTO_Midwest | 2050 | B19 | 700 | 0 | 700 | 0 | 0 | 0 | 0 | 0 | 0 | 0 | 0 | 0 | 0 | 0
TVA_Transmission_2_NonRTO_Midwest | TVA_Transmission | NonRTO_Midwest | 2050 | B20 | 935 | 0 | 700 | 0 | 0 | 0 | 0 | 0 | 0 | 0 | 0 | 0 | 0 | 0
TVA_Transmission_2_PJM_ROR | TVA_Transmission | PJM_ROR | 2015 | B1 | 10 | 0 | 2000 | 0 | 0 | 0 | 0 | 0 | 0 | 0 | 0 | 0 | 0 | 0
TVA_Transmission_2_PJM_ROR | TVA_Transmission | PJM_ROR | 2015 | B2 | 25 | 0 | 2000 | 0 | 0 | 0 | 0 | 0 | 0 | 0 | 0 | 0 | 0 | 0
TVA_Transmission_2_PJM_ROR | TVA_Transmission | PJM_ROR | 2015 | B3 | 75 | 0 | 2000 | 0 | 0 | 0 | 0 | 0 | 0 | 0 | 0 | 0 | 0 | 0
TVA_Transmission_2_PJM_ROR | TVA_Transmission | PJM_ROR | 2015 | B4 | 100 | 0 | 2000 | 0 | 0 | 0 | 0 | 0 | 0 | 0 | 0 | 0 | 0 | 0
TVA_Transmission_2_PJM_ROR | TVA_Transmission | PJM_ROR | 2015 | B5 | 200 | 0 | 2000 | 0 | 0 | 0 | 0 | 0 | 0 | 0 | 0 | 0 | 0 | 0
TVA_Transmission_2_PJM_ROR | TVA_Transmission | PJM_ROR | 2015 | B6 | 300 | 0 | 2000 | 0 | 0 | 0 | 0 | 0 | 0 | 0 | 0 | 0 | 0 | 0
TVA_Transmission_2_PJM_ROR | TVA_Transmission | PJM_ROR | 2015 | B7 | 400 | 0 | 2000 | 0 | 0 | 0 | 0 | 0 | 0 | 0 | 0 | 0 | 0 | 0
TVA_Transmission_2_PJM_ROR | TVA_Transmission | PJM_ROR | 2015 | B8 | 500 | 0 | 2000 | 0 | 0 | 0 | 0 | 0 | 0 | 0 | 0 | 0 | 0 | 0
TVA_Transmission_2_PJM_ROR | TVA_Transmission | PJM_ROR | 2015 | B9 | 800 | 0 | 2000 | 0 | 0 | 0 | 0 | 0 | 0 | 0 | 0 | 0 | 0 | 0
TVA_Transmission_2_PJM_ROR | TVA_Transmission | PJM_ROR | 2015 | B10 | 1262 | 0 | 2000 | 0 | 0 | 0 | 0 | 0 | 0 | 0 | 0 | 0 | 0 | 0
TVA_Transmission_2_PJM_ROR | TVA_Transmission | PJM_ROR | 2015 | B11 | 25 | 0 | 2000 | 0 | 0 | 0 | 0 | 0 | 0 | 0 | 0 | 0 | 0 | 0
TVA_Transmission_2_PJM_ROR | TVA_Transmission | PJM_ROR | 2015 | B12 | 200 | 0 | 2000 | 0 | 0 | 0 | 0 | 0 | 0 | 0 | 0 | 0 | 0 | 0
TVA_Transmission_2_PJM_ROR | TVA_Transmission | PJM_ROR | 2015 | B13 | 600 | 0 | 2000 | 0 | 0 | 0 | 0 | 0 | 0 | 0 | 0 | 0 | 0 | 0
TVA_Transmission_2_PJM_ROR | TVA_Transmission | PJM_ROR | 2015 | B14 | 900 | 0 | 2000 | 0 | 0 | 0 | 0 | 0 | 0 | 0 | 0 | 0 | 0 | 0
TVA_Transmission_2_PJM_ROR | TVA_Transmission | PJM_ROR | 2015 | B15 | 1203 | 0 | 2000 | 0 | 0 | 0 | 0 | 0 | 0 | 0 | 0 | 0 | 0 | 0
TVA_Transmission_2_PJM_ROR | TVA_Transmission | PJM_ROR | 2015 | B16 | 25 | 0 | 2000 | 0 | 0 | 0 | 0 | 0 | 0 | 0 | 0 | 0 | 0 | 0
TVA_Transmission_2_PJM_ROR | TVA_Transmission | PJM_ROR | 2015 | B17 | 100 | 0 | 2000 | 0 | 0 | 0 | 0 | 0 | 0 | 0 | 0 | 0 | 0 | 0
TVA_Transmission_2_PJM_ROR | TVA_Transmission | PJM_ROR | 2015 | B18 | 400 | 0 | 2000 | 0 | 0 | 0 | 0 | 0 | 0 | 0 | 0 | 0 | 0 | 0
TVA_Transmission_2_PJM_ROR | TVA_Transmission | PJM_ROR | 2015 | B19 | 700 | 0 | 2000 | 0 | 0 | 0 | 0 | 0 | 0 | 0 | 0 | 0 | 0 | 0
TVA_Transmission_2_PJM_ROR | TVA_Transmission | PJM_ROR | 2015 | B20 | 935 | 0 | 2000 | 0 | 0 | 0 | 0 | 0 | 0 | 0 | 0 | 0 | 0 | 0
TVA_Transmission_2_PJM_ROR | TVA_Transmission | PJM_ROR | 2020 | B1 | 10 | 0 | 2000 | 0 | 0 | 0 | 0 | 0 | 0 | 0 | 0 | 0 | 0 | 0
TVA_Transmission_2_PJM_ROR | TVA_Transmission | PJM_ROR | 2020 | B2 | 25 | 0 | 2000 | 0 | 0 | 0 | 0 | 0 | 0 | 0 | 0 | 0 | 0 | 0
TVA_Transmission_2_PJM_ROR | TVA_Transmission | PJM_ROR | 2020 | B3 | 75 | 0 | 2000 | 0 | 0 | 0 | 0 | 0 | 0 | 0 | 0 | 0 | 0 | 0
TVA_Transmission_2_PJM_ROR | TVA_Transmission | PJM_ROR | 2020 | B4 | 100 | 0 | 2000 | 0 | 0 | 0 | 0 | 0 | 0 | 0 | 0 | 0 | 0 | 0
TVA_Transmission_2_PJM_ROR | TVA_Transmission | PJM_ROR | 2020 | B5 | 200 | 0 | 2000 | 0 | 0 | 0 | 0 | 0 | 0 | 0 | 0 | 0 | 0 | 0
TVA_Transmission_2_PJM_ROR | TVA_Transmission | PJM_ROR | 2020 | B6 | 300 | 0 | 2000 | 0 | 0 | 0 | 0 | 0 | 0 | 0 | 0 | 0 | 0 | 0
TVA_Transmission_2_PJM_ROR | TVA_Transmission | PJM_ROR | 2020 | B7 | 400 | 0 | 2000 | 0 | 0 | 0 | 0 | 0 | 0 | 0 | 0 | 0 | 0 | 0
TVA_Transmission_2_PJM_ROR | TVA_Transmission | PJM_ROR | 2020 | B8 | 500 | 0 | 2000 | 0 | 0 | 0 | 0 | 0 | 0 | 0 | 0 | 0 | 0 | 0
TVA_Transmission_2_PJM_ROR | TVA_Transmission | PJM_ROR | 2020 | B9 | 800 | 0 | 2000 | 0 | 0 | 0 | 0 | 0 | 0 | 0 | 0 | 0 | 0 | 0
TVA_Transmission_2_PJM_ROR | TVA_Transmission | PJM_ROR | 2020 | B10 | 1262 | 0 | 2000 | 0 | 0 | 0 | 0 | 0 | 0 | 0 | 0 | 0 | 0 | 0
TVA_Transmission_2_PJM_ROR | TVA_Transmission | PJM_ROR | 2020 | B11 | 25 | 0 | 2000 | 0 | 0 | 0 | 0 | 0 | 0 | 0 | 0 | 0 | 0 | 0
TVA_Transmission_2_PJM_ROR | TVA_Transmission | PJM_ROR | 2020 | B12 | 200 | 0 | 2000 | 0 | 0 | 0 | 0 | 0 | 0 | 0 | 0 | 0 | 0 | 0
TVA_Transmission_2_PJM_ROR | TVA_Transmission | PJM_ROR | 2020 | B13 | 600 | 0 | 2000 | 0 | 0 | 0 | 0 | 0 | 0 | 0 | 0 | 0 | 0 | 0
TVA_Transmission_2_PJM_ROR | TVA_Transmission | PJM_ROR | 2020 | B14 | 900 | 0 | 2000 | 0 | 0 | 0 | 0 | 0 | 0 | 0 | 0 | 0 | 0 | 0
TVA_Transmission_2_PJM_ROR | TVA_Transmission | PJM_ROR | 2020 | B15 | 1203 | 0 | 2000 | 0 | 0 | 0 | 0 | 0 | 0 | 0 | 0 | 0 | 0 | 0
TVA_Transmission_2_PJM_ROR | TVA_Transmission | PJM_ROR | 2020 | B16 | 25 | 0 | 2000 | 0 | 0 | 0 | 0 | 0 | 0 | 0 | 0 | 0 | 0 | 0
TVA_Transmission_2_PJM_ROR | TVA_Transmission | PJM_ROR | 2020 | B17 | 100 | 0 | 2000 | 0 | 0 | 0 | 0 | 0 | 0 | 0 | 0 | 0 | 0 | 0
TVA_Transmission_2_PJM_ROR | TVA_Transmission | PJM_ROR | 2020 | B18 | 400 | 0 | 2000 | 0 | 0 | 0 | 0 | 0 | 0 | 0 | 0 | 0 | 0 | 0
TVA_Transmission_2_PJM_ROR | TVA_Transmission | PJM_ROR | 2020 | B19 | 700 | 0 | 2000 | 0 | 0 | 0 | 0 | 0 | 0 | 0 | 0 | 0 | 0 | 0
TVA_Transmission_2_PJM_ROR | TVA_Transmission | PJM_ROR | 2020 | B20 | 935 | 0 | 2000 | 0 | 0 | 0 | 0 | 0 | 0 | 0 | 0 | 0 | 0 | 0
TVA_Transmission_2_PJM_ROR | TVA_Transmission | PJM_ROR | 2025 | B1 | 10 | 0 | 2000 | 0 | 0 | 0 | 0 | 0 | 0 | 0 | 0 | 0 | 0 | 0
TVA_Transmission_2_PJM_ROR | TVA_Transmission | PJM_ROR | 2025 | B2 | 25 | 0 | 2000 | 0 | 0 | 0 | 0 | 0 | 0 | 0 | 0 | 0 | 0 | 0
TVA_Transmission_2_PJM_ROR | TVA_Transmission | PJM_ROR | 2025 | B3 | 75 | 0 | 2000 | 0 | 0 | 0 | 0 | 0 | 0 | 0 | 0 | 0 | 0 | 0
TVA_Transmission_2_PJM_ROR | TVA_Transmission | PJM_ROR | 2025 | B4 | 100 | 0 | 2000 | 0 | 0 | 0 | 0 | 0 | 0 | 0 | 0 | 0 | 0 | 0
TVA_Transmission_2_PJM_ROR | TVA_Transmission | PJM_ROR | 2025 | B5 | 200 | 0 | 2000 | 0 | 0 | 0 | 0 | 0 | 0 | 0 | 0 | 0 | 0 | 0
TVA_Transmission_2_PJM_ROR | TVA_Transmission | PJM_ROR | 2025 | B6 | 300 | 0 | 2000 | 0 | 0 | 0 | 0 | 0 | 0 | 0 | 0 | 0 | 0 | 0
TVA_Transmission_2_PJM_ROR | TVA_Transmission | PJM_ROR | 2025 | B7 | 400 | 0 | 2000 | 0 | 0 | 0 | 0 | 0 | 0 | 0 | 0 | 0 | 0 | 0
TVA_Transmission_2_PJM_ROR | TVA_Transmission | PJM_ROR | 2025 | B8 | 500 | 0 | 2000 | 0 | 0 | 0 | 0 | 0 | 0 | 0 | 0 | 0 | 0 | 0
TVA_Transmission_2_PJM_ROR | TVA_Transmission | PJM_ROR | 2025 | B9 | 800 | 0 | 2000 | 0 | 0 | 0 | 0 | 0 | 0 | 0 | 0 | 0 | 0 | 0
TVA_Transmission_2_PJM_ROR | TVA_Transmission | PJM_ROR | 2025 | B10 | 1262 | 0 | 2000 | 0 | 0 | 0 | 0 | 0 | 0 | 0 | 0 | 0 | 0 | 0
TVA_Transmission_2_PJM_ROR | TVA_Transmission | PJM_ROR | 2025 | B11 | 25 | 0 | 2000 | 0 | 0 | 0 | 0 | 0 | 0 | 0 | 0 | 0 | 0 | 0
TVA_Transmission_2_PJM_ROR | TVA_Transmission | PJM_ROR | 2025 | B12 | 200 | 0 | 2000 | 0 | 0 | 0 | 0 | 0 | 0 | 0 | 0 | 0 | 0 | 0
TVA_Transmission_2_PJM_ROR | TVA_Transmission | PJM_ROR | 2025 | B13 | 600 | 0 | 2000 | 0 | 0 | 0 | 0 | 0 | 0 | 0 | 0 | 0 | 0 | 0
TVA_Transmission_2_PJM_ROR | TVA_Transmission | PJM_ROR | 2025 | B14 | 900 | 0 | 2000 | 0 | 0 | 0 | 0 | 0 | 0 | 0 | 0 | 0 | 0 | 0
TVA_Transmission_2_PJM_ROR | TVA_Transmission | PJM_ROR | 2025 | B15 | 1203 | 0 | 2000 | 0 | 0 | 0 | 0 | 0 | 0 | 0 | 0 | 0 | 0 | 0
TVA_Transmission_2_PJM_ROR | TVA_Transmission | PJM_ROR | 2025 | B16 | 25 | 0 | 2000 | 0 | 0 | 0 | 0 | 0 | 0 | 0 | 0 | 0 | 0 | 0
TVA_Transmission_2_PJM_ROR | TVA_Transmission | PJM_ROR | 2025 | B17 | 100 | 0 | 2000 | 0 | 0 | 0 | 0 | 0 | 0 | 0 | 0 | 0 | 0 | 0
TVA_Transmission_2_PJM_ROR | TVA_Transmission | PJM_ROR | 2025 | B18 | 400 | 0 | 2000 | 0 | 0 | 0 | 0 | 0 | 0 | 0 | 0 | 0 | 0 | 0
TVA_Transmission_2_PJM_ROR | TVA_Transmission | PJM_ROR | 2025 | B19 | 700 | 0 | 2000 | 0 | 0 | 0 | 0 | 0 | 0 | 0 | 0 | 0 | 0 | 0
TVA_Transmission_2_PJM_ROR | TVA_Transmission | PJM_ROR | 2025 | B20 | 935 | 0 | 2000 | 0 | 0 | 0 | 0 | 0 | 0 | 0 | 0 | 0 | 0 | 0
TVA_Transmission_2_PJM_ROR | TVA_Transmission | PJM_ROR | 2030 | B1 | 10 | 0 | 2000 | 0 | 0 | 0 | 0 | 0 | 0 | 0 | 0 | 0 | 0 | 0
TVA_Transmission_2_PJM_ROR | TVA_Transmission | PJM_ROR | 2030 | B2 | 25 | 0 | 2000 | 0 | 0 | 0 | 0 | 0 | 0 | 0 | 0 | 0 | 0 | 0
TVA_Transmission_2_PJM_ROR | TVA_Transmission | PJM_ROR | 2030 | B3 | 75 | 0 | 2000 | 0 | 0 | 0 | 0 | 0 | 0 | 0 | 0 | 0 | 0 | 0
TVA_Transmission_2_PJM_ROR | TVA_Transmission | PJM_ROR | 2030 | B4 | 100 | 0 | 2000 | 0 | 0 | 0 | 0 | 0 | 0 | 0 | 0 | 0 | 0 | 0
TVA_Transmission_2_PJM_ROR | TVA_Transmission | PJM_ROR | 2030 | B5 | 200 | 0 | 2000 | 0 | 0 | 0 | 0 | 0 | 0 | 0 | 0 | 0 | 0 | 0
TVA_Transmission_2_PJM_ROR | TVA_Transmission | PJM_ROR | 2030 | B6 | 300 | 0 | 2000 | 0 | 0 | 0 | 0 | 0 | 0 | 0 | 0 | 0 | 0 | 0
TVA_Transmission_2_PJM_ROR | TVA_Transmission | PJM_ROR | 2030 | B7 | 400 | 0 | 2000 | 0 | 0 | 0 | 0 | 0 | 0 | 0 | 0 | 0 | 0 | 0
TVA_Transmission_2_PJM_ROR | TVA_Transmission | PJM_ROR | 2030 | B8 | 500 | 0 | 2000 | 0 | 0 | 0 | 0 | 0 | 0 | 0 | 0 | 0 | 0 | 0
TVA_Transmission_2_PJM_ROR | TVA_Transmission | PJM_ROR | 2030 | B9 | 800 | 0 | 2000 | 0 | 0 | 0 | 0 | 0 | 0 | 0 | 0 | 0 | 0 | 0
TVA_Transmission_2_PJM_ROR | TVA_Transmission | PJM_ROR | 2030 | B10 | 1262 | 0 | 2000 | 0 | 0 | 0 | 0 | 0 | 0 | 0 | 0 | 0 | 0 | 0
TVA_Transmission_2_PJM_ROR | TVA_Transmission | PJM_ROR | 2030 | B11 | 25 | 0 | 2000 | 0 | 0 | 0 | 0 | 0 | 0 | 0 | 0 | 0 | 0 | 0
TVA_Transmission_2_PJM_ROR | TVA_Transmission | PJM_ROR | 2030 | B12 | 200 | 0 | 2000 | 0 | 0 | 0 | 0 | 0 | 0 | 0 | 0 | 0 | 0 | 0
TVA_Transmission_2_PJM_ROR | TVA_Transmission | PJM_ROR | 2030 | B13 | 600 | 0 | 2000 | 0 | 0 | 0 | 0 | 0 | 0 | 0 | 0 | 0 | 0 | 0
TVA_Transmission_2_PJM_ROR | TVA_Transmission | PJM_ROR | 2030 | B14 | 900 | 0 | 2000 | 0 | 0 | 0 | 0 | 0 | 0 | 0 | 0 | 0 | 0 | 0
TVA_Transmission_2_PJM_ROR | TVA_Transmission | PJM_ROR | 2030 | B15 | 1203 | 0 | 2000 | 0 | 0 | 0 | 0 | 0 | 0 | 0 | 0 | 0 | 0 | 0
TVA_Transmission_2_PJM_ROR | TVA_Transmission | PJM_ROR | 2030 | B16 | 25 | 0 | 2000 | 0 | 0 | 0 | 0 | 0 | 0 | 0 | 0 | 0 | 0 | 0
TVA_Transmission_2_PJM_ROR | TVA_Transmission | PJM_ROR | 2030 | B17 | 100 | 0 | 2000 | 0 | 0 | 0 | 0 | 0 | 0 | 0 | 0 | 0 | 0 | 0
TVA_Transmission_2_PJM_ROR | TVA_Transmission | PJM_ROR | 2030 | B18 | 400 | 0 | 2000 | 0 | 0 | 0 | 0 | 0 | 0 | 0 | 0 | 0 | 0 | 0
TVA_Transmission_2_PJM_ROR | TVA_Transmission | PJM_ROR | 2030 | B19 | 700 | 0 | 2000 | 0 | 0 | 0 | 0 | 0 | 0 | 0 | 0 | 0 | 0 | 0
TVA_Transmission_2_PJM_ROR | TVA_Transmission | PJM_ROR | 2030 | B20 | 935 | 0 | 2000 | 0 | 0 | 0 | 0 | 0 | 0 | 0 | 0 | 0 | 0 | 0
TVA_Transmission_2_PJM_ROR | TVA_Transmission | PJM_ROR | 2035 | B1 | 10 | 0 | 2000 | 0 | 0 | 0 | 0 | 0 | 0 | 0 | 0 | 0 | 0 | 0
TVA_Transmission_2_PJM_ROR | TVA_Transmission | PJM_ROR | 2035 | B2 | 25 | 0 | 2000 | 0 | 0 | 0 | 0 | 0 | 0 | 0 | 0 | 0 | 0 | 0
TVA_Transmission_2_PJM_ROR | TVA_Transmission | PJM_ROR | 2035 | B3 | 75 | 0 | 2000 | 0 | 0 | 0 | 0 | 0 | 0 | 0 | 0 | 0 | 0 | 0
TVA_Transmission_2_PJM_ROR | TVA_Transmission | PJM_ROR | 2035 | B4 | 100 | 0 | 2000 | 0 | 0 | 0 | 0 | 0 | 0 | 0 | 0 | 0 | 0 | 0
TVA_Transmission_2_PJM_ROR | TVA_Transmission | PJM_ROR | 2035 | B5 | 200 | 0 | 2000 | 0 | 0 | 0 | 0 | 0 | 0 | 0 | 0 | 0 | 0 | 0
TVA_Transmission_2_PJM_ROR | TVA_Transmission | PJM_ROR | 2035 | B6 | 300 | 0 | 2000 | 0 | 0 | 0 | 0 | 0 | 0 | 0 | 0 | 0 | 0 | 0
TVA_Transmission_2_PJM_ROR | TVA_Transmission | PJM_ROR | 2035 | B7 | 400 | 0 | 2000 | 0 | 0 | 0 | 0 | 0 | 0 | 0 | 0 | 0 | 0 | 0
TVA_Transmission_2_PJM_ROR | TVA_Transmission | PJM_ROR | 2035 | B8 | 500 | 0 | 2000 | 0 | 0 | 0 | 0 | 0 | 0 | 0 | 0 | 0 | 0 | 0
TVA_Transmission_2_PJM_ROR | TVA_Transmission | PJM_ROR | 2035 | B9 | 800 | 0 | 2000 | 0 | 0 | 0 | 0 | 0 | 0 | 0 | 0 | 0 | 0 | 0
TVA_Transmission_2_PJM_ROR | TVA_Transmission | PJM_ROR | 2035 | B10 | 1262 | 0 | 2000 | 0 | 0 | 0 | 0 | 0 | 0 | 0 | 0 | 0 | 0 | 0
TVA_Transmission_2_PJM_ROR | TVA_Transmission | PJM_ROR | 2035 | B11 | 25 | 0 | 2000 | 0 | 0 | 0 | 0 | 0 | 0 | 0 | 0 | 0 | 0 | 0
TVA_Transmission_2_PJM_ROR | TVA_Transmission | PJM_ROR | 2035 | B12 | 200 | 0 | 2000 | 0 | 0 | 0 | 0 | 0 | 0 | 0 | 0 | 0 | 0 | 0
TVA_Transmission_2_PJM_ROR | TVA_Transmission | PJM_ROR | 2035 | B13 | 600 | 0 | 2000 | 0 | 0 | 0 | 0 | 0 | 0 | 0 | 0 | 0 | 0 | 0
TVA_Transmission_2_PJM_ROR | TVA_Transmission | PJM_ROR | 2035 | B14 | 900 | 0 | 2000 | 0 | 0 | 0 | 0 | 0 | 0 | 0 | 0 | 0 | 0 | 0
TVA_Transmission_2_PJM_ROR | TVA_Transmission | PJM_ROR | 2035 | B15 | 1203 | 0 | 2000 | 0 | 0 | 0 | 0 | 0 | 0 | 0 | 0 | 0 | 0 | 0
TVA_Transmission_2_PJM_ROR | TVA_Transmission | PJM_ROR | 2035 | B16 | 25 | 0 | 2000 | 0 | 0 | 0 | 0 | 0 | 0 | 0 | 0 | 0 | 0 | 0
TVA_Transmission_2_PJM_ROR | TVA_Transmission | PJM_ROR | 2035 | B17 | 100 | 0 | 2000 | 0 | 0 | 0 | 0 | 0 | 0 | 0 | 0 | 0 | 0 | 0
TVA_Transmission_2_PJM_ROR | TVA_Transmission | PJM_ROR | 2035 | B18 | 400 | 0 | 2000 | 0 | 0 | 0 | 0 | 0 | 0 | 0 | 0 | 0 | 0 | 0
TVA_Transmission_2_PJM_ROR | TVA_Transmission | PJM_ROR | 2035 | B19 | 700 | 0 | 2000 | 0 | 0 | 0 | 0 | 0 | 0 | 0 | 0 | 0 | 0 | 0
TVA_Transmission_2_PJM_ROR | TVA_Transmission | PJM_ROR | 2035 | B20 | 935 | 0 | 2000 | 0 | 0 | 0 | 0 | 0 | 0 | 0 | 0 | 0 | 0 | 0
TVA_Transmission_2_PJM_ROR | TVA_Transmission | PJM_ROR | 2040 | B1 | 10 | 0 | 2000 | 0 | 0 | 0 | 0 | 0 | 0 | 0 | 0 | 0 | 0 | 0
TVA_Transmission_2_PJM_ROR | TVA_Transmission | PJM_ROR | 2040 | B2 | 25 | 0 | 2000 | 0 | 0 | 0 | 0 | 0 | 0 | 0 | 0 | 0 | 0 | 0
TVA_Transmission_2_PJM_ROR | TVA_Transmission | PJM_ROR | 2040 | B3 | 75 | 0 | 2000 | 0 | 0 | 0 | 0 | 0 | 0 | 0 | 0 | 0 | 0 | 0
TVA_Transmission_2_PJM_ROR | TVA_Transmission | PJM_ROR | 2040 | B4 | 100 | 0 | 2000 | 0 | 0 | 0 | 0 | 0 | 0 | 0 | 0 | 0 | 0 | 0
TVA_Transmission_2_PJM_ROR | TVA_Transmission | PJM_ROR | 2040 | B5 | 200 | 0 | 2000 | 0 | 0 | 0 | 0 | 0 | 0 | 0 | 0 | 0 | 0 | 0
TVA_Transmission_2_PJM_ROR | TVA_Transmission | PJM_ROR | 2040 | B6 | 300 | 0 | 2000 | 0 | 0 | 0 | 0 | 0 | 0 | 0 | 0 | 0 | 0 | 0
TVA_Transmission_2_PJM_ROR | TVA_Transmission | PJM_ROR | 2040 | B7 | 400 | 0 | 2000 | 0 | 0 | 0 | 0 | 0 | 0 | 0 | 0 | 0 | 0 | 0
TVA_Transmission_2_PJM_ROR | TVA_Transmission | PJM_ROR | 2040 | B8 | 500 | 0 | 2000 | 0 | 0 | 0 | 0 | 0 | 0 | 0 | 0 | 0 | 0 | 0
TVA_Transmission_2_PJM_ROR | TVA_Transmission | PJM_ROR | 2040 | B9 | 800 | 0 | 2000 | 0 | 0 | 0 | 0 | 0 | 0 | 0 | 0 | 0 | 0 | 0
TVA_Transmission_2_PJM_ROR | TVA_Transmission | PJM_ROR | 2040 | B10 | 1262 | 0 | 2000 | 0 | 0 | 0 | 0 | 0 | 0 | 0 | 0 | 0 | 0 | 0
TVA_Transmission_2_PJM_ROR | TVA_Transmission | PJM_ROR | 2040 | B11 | 25 | 0 | 2000 | 0 | 0 | 0 | 0 | 0 | 0 | 0 | 0 | 0 | 0 | 0
TVA_Transmission_2_PJM_ROR | TVA_Transmission | PJM_ROR | 2040 | B12 | 200 | 0 | 2000 | 0 | 0 | 0 | 0 | 0 | 0 | 0 | 0 | 0 | 0 | 0
TVA_Transmission_2_PJM_ROR | TVA_Transmission | PJM_ROR | 2040 | B13 | 600 | 0 | 2000 | 0 | 0 | 0 | 0 | 0 | 0 | 0 | 0 | 0 | 0 | 0
TVA_Transmission_2_PJM_ROR | TVA_Transmission | PJM_ROR | 2040 | B14 | 900 | 0 | 2000 | 0 | 0 | 0 | 0 | 0 | 0 | 0 | 0 | 0 | 0 | 0
TVA_Transmission_2_PJM_ROR | TVA_Transmission | PJM_ROR | 2040 | B15 | 1203 | 0 | 2000 | 0 | 0 | 0 | 0 | 0 | 0 | 0 | 0 | 0 | 0 | 0
TVA_Transmission_2_PJM_ROR | TVA_Transmission | PJM_ROR | 2040 | B16 | 25 | 0 | 2000 | 0 | 0 | 0 | 0 | 0 | 0 | 0 | 0 | 0 | 0 | 0
TVA_Transmission_2_PJM_ROR | TVA_Transmission | PJM_ROR | 2040 | B17 | 100 | 0 | 2000 | 0 | 0 | 0 | 0 | 0 | 0 | 0 | 0 | 0 | 0 | 0
TVA_Transmission_2_PJM_ROR | TVA_Transmission | PJM_ROR | 2040 | B18 | 400 | 0 | 2000 | 0 | 0 | 0 | 0 | 0 | 0 | 0 | 0 | 0 | 0 | 0
TVA_Transmission_2_PJM_ROR | TVA_Transmission | PJM_ROR | 2040 | B19 | 700 | 0 | 2000 | 0 | 0 | 0 | 0 | 0 | 0 | 0 | 0 | 0 | 0 | 0
TVA_Transmission_2_PJM_ROR | TVA_Transmission | PJM_ROR | 2040 | B20 | 935 | 0 | 2000 | 0 | 0 | 0 | 0 | 0 | 0 | 0 | 0 | 0 | 0 | 0
TVA_Transmission_2_PJM_ROR | TVA_Transmission | PJM_ROR | 2045 | B1 | 10 | 0 | 2000 | 0 | 0 | 0 | 0 | 0 | 0 | 0 | 0 | 0 | 0 | 0
TVA_Transmission_2_PJM_ROR | TVA_Transmission | PJM_ROR | 2045 | B2 | 25 | 0 | 2000 | 0 | 0 | 0 | 0 | 0 | 0 | 0 | 0 | 0 | 0 | 0
TVA_Transmission_2_PJM_ROR | TVA_Transmission | PJM_ROR | 2045 | B3 | 75 | 0 | 2000 | 0 | 0 | 0 | 0 | 0 | 0 | 0 | 0 | 0 | 0 | 0
TVA_Transmission_2_PJM_ROR | TVA_Transmission | PJM_ROR | 2045 | B4 | 100 | 0 | 2000 | 0 | 0 | 0 | 0 | 0 | 0 | 0 | 0 | 0 | 0 | 0
TVA_Transmission_2_PJM_ROR | TVA_Transmission | PJM_ROR | 2045 | B5 | 200 | 0 | 2000 | 0 | 0 | 0 | 0 | 0 | 0 | 0 | 0 | 0 | 0 | 0
TVA_Transmission_2_PJM_ROR | TVA_Transmission | PJM_ROR | 2045 | B6 | 300 | 0 | 2000 | 0 | 0 | 0 | 0 | 0 | 0 | 0 | 0 | 0 | 0 | 0
TVA_Transmission_2_PJM_ROR | TVA_Transmission | PJM_ROR | 2045 | B7 | 400 | 0 | 2000 | 0 | 0 | 0 | 0 | 0 | 0 | 0 | 0 | 0 | 0 | 0
TVA_Transmission_2_PJM_ROR | TVA_Transmission | PJM_ROR | 2045 | B8 | 500 | 0 | 2000 | 0 | 0 | 0 | 0 | 0 | 0 | 0 | 0 | 0 | 0 | 0
TVA_Transmission_2_PJM_ROR | TVA_Transmission | PJM_ROR | 2045 | B9 | 800 | 0 | 2000 | 0 | 0 | 0 | 0 | 0 | 0 | 0 | 0 | 0 | 0 | 0
TVA_Transmission_2_PJM_ROR | TVA_Transmission | PJM_ROR | 2045 | B10 | 1262 | 0 | 2000 | 0 | 0 | 0 | 0 | 0 | 0 | 0 | 0 | 0 | 0 | 0
TVA_Transmission_2_PJM_ROR | TVA_Transmission | PJM_ROR | 2045 | B11 | 25 | 0 | 2000 | 0 | 0 | 0 | 0 | 0 | 0 | 0 | 0 | 0 | 0 | 0
TVA_Transmission_2_PJM_ROR | TVA_Transmission | PJM_ROR | 2045 | B12 | 200 | 0 | 2000 | 0 | 0 | 0 | 0 | 0 | 0 | 0 | 0 | 0 | 0 | 0
TVA_Transmission_2_PJM_ROR | TVA_Transmission | PJM_ROR | 2045 | B13 | 600 | 0 | 2000 | 0 | 0 | 0 | 0 | 0 | 0 | 0 | 0 | 0 | 0 | 0
TVA_Transmission_2_PJM_ROR | TVA_Transmission | PJM_ROR | 2045 | B14 | 900 | 0 | 2000 | 0 | 0 | 0 | 0 | 0 | 0 | 0 | 0 | 0 | 0 | 0
TVA_Transmission_2_PJM_ROR | TVA_Transmission | PJM_ROR | 2045 | B15 | 1203 | 0 | 2000 | 0 | 0 | 0 | 0 | 0 | 0 | 0 | 0 | 0 | 0 | 0
TVA_Transmission_2_PJM_ROR | TVA_Transmission | PJM_ROR | 2045 | B16 | 25 | 0 | 2000 | 0 | 0 | 0 | 0 | 0 | 0 | 0 | 0 | 0 | 0 | 0
TVA_Transmission_2_PJM_ROR | TVA_Transmission | PJM_ROR | 2045 | B17 | 100 | 0 | 2000 | 0 | 0 | 0 | 0 | 0 | 0 | 0 | 0 | 0 | 0 | 0
TVA_Transmission_2_PJM_ROR | TVA_Transmission | PJM_ROR | 2045 | B18 | 400 | 0 | 2000 | 0 | 0 | 0 | 0 | 0 | 0 | 0 | 0 | 0 | 0 | 0
TVA_Transmission_2_PJM_ROR | TVA_Transmission | PJM_ROR | 2045 | B19 | 700 | 0 | 2000 | 0 | 0 | 0 | 0 | 0 | 0 | 0 | 0 | 0 | 0 | 0
TVA_Transmission_2_PJM_ROR | TVA_Transmission | PJM_ROR | 2045 | B20 | 935 | 0 | 2000 | 0 | 0 | 0 | 0 | 0 | 0 | 0 | 0 | 0 | 0 | 0
TVA_Transmission_2_PJM_ROR | TVA_Transmission | PJM_ROR | 2050 | B1 | 10 | 0 | 2000 | 0 | 0 | 0 | 0 | 0 | 0 | 0 | 0 | 0 | 0 | 0
TVA_Transmission_2_PJM_ROR | TVA_Transmission | PJM_ROR | 2050 | B2 | 25 | 0 | 2000 | 0 | 0 | 0 | 0 | 0 | 0 | 0 | 0 | 0 | 0 | 0
TVA_Transmission_2_PJM_ROR | TVA_Transmission | PJM_ROR | 2050 | B3 | 75 | 0 | 2000 | 0 | 0 | 0 | 0 | 0 | 0 | 0 | 0 | 0 | 0 | 0
TVA_Transmission_2_PJM_ROR | TVA_Transmission | PJM_ROR | 2050 | B4 | 100 | 0 | 2000 | 0 | 0 | 0 | 0 | 0 | 0 | 0 | 0 | 0 | 0 | 0
TVA_Transmission_2_PJM_ROR | TVA_Transmission | PJM_ROR | 2050 | B5 | 200 | 0 | 2000 | 0 | 0 | 0 | 0 | 0 | 0 | 0 | 0 | 0 | 0 | 0
TVA_Transmission_2_PJM_ROR | TVA_Transmission | PJM_ROR | 2050 | B6 | 300 | 0 | 2000 | 0 | 0 | 0 | 0 | 0 | 0 | 0 | 0 | 0 | 0 | 0
TVA_Transmission_2_PJM_ROR | TVA_Transmission | PJM_ROR | 2050 | B7 | 400 | 0 | 2000 | 0 | 0 | 0 | 0 | 0 | 0 | 0 | 0 | 0 | 0 | 0
TVA_Transmission_2_PJM_ROR | TVA_Transmission | PJM_ROR | 2050 | B8 | 500 | 0 | 2000 | 0 | 0 | 0 | 0 | 0 | 0 | 0 | 0 | 0 | 0 | 0
TVA_Transmission_2_PJM_ROR | TVA_Transmission | PJM_ROR | 2050 | B9 | 800 | 0 | 2000 | 0 | 0 | 0 | 0 | 0 | 0 | 0 | 0 | 0 | 0 | 0
TVA_Transmission_2_PJM_ROR | TVA_Transmission | PJM_ROR | 2050 | B10 | 1262 | 0 | 2000 | 0 | 0 | 0 | 0 | 0 | 0 | 0 | 0 | 0 | 0 | 0
TVA_Transmission_2_PJM_ROR | TVA_Transmission | PJM_ROR | 2050 | B11 | 25 | 0 | 2000 | 0 | 0 | 0 | 0 | 0 | 0 | 0 | 0 | 0 | 0 | 0
TVA_Transmission_2_PJM_ROR | TVA_Transmission | PJM_ROR | 2050 | B12 | 200 | 0 | 2000 | 0 | 0 | 0 | 0 | 0 | 0 | 0 | 0 | 0 | 0 | 0
TVA_Transmission_2_PJM_ROR | TVA_Transmission | PJM_ROR | 2050 | B13 | 600 | 0 | 2000 | 0 | 0 | 0 | 0 | 0 | 0 | 0 | 0 | 0 | 0 | 0
TVA_Transmission_2_PJM_ROR | TVA_Transmission | PJM_ROR | 2050 | B14 | 900 | 0 | 2000 | 0 | 0 | 0 | 0 | 0 | 0 | 0 | 0 | 0 | 0 | 0
TVA_Transmission_2_PJM_ROR | TVA_Transmission | PJM_ROR | 2050 | B15 | 1203 | 0 | 2000 | 0 | 0 | 0 | 0 | 0 | 0 | 0 | 0 | 0 | 0 | 0
TVA_Transmission_2_PJM_ROR | TVA_Transmission | PJM_ROR | 2050 | B16 | 25 | 0 | 2000 | 0 | 0 | 0 | 0 | 0 | 0 | 0 | 0 | 0 | 0 | 0
TVA_Transmission_2_PJM_ROR | TVA_Transmission | PJM_ROR | 2050 | B17 | 100 | 0 | 2000 | 0 | 0 | 0 | 0 | 0 | 0 | 0 | 0 | 0 | 0 | 0
TVA_Transmission_2_PJM_ROR | TVA_Transmission | PJM_ROR | 2050 | B18 | 400 | 0 | 2000 | 0 | 0 | 0 | 0 | 0 | 0 | 0 | 0 | 0 | 0 | 0
TVA_Transmission_2_PJM_ROR | TVA_Transmission | PJM_ROR | 2050 | B19 | 700 | 0 | 2000 | 0 | 0 | 0 | 0 | 0 | 0 | 0 | 0 | 0 | 0 | 0
TVA_Transmission_2_PJM_ROR | TVA_Transmission | PJM_ROR | 2050 | B20 | 935 | 0 | 2000 | 0 | 0 | 0 | 0 | 0 | 0 | 0 | 0 | 0 | 0 | 0
TVA_Transmission_2_SOCO | TVA_Transmission | SOCO | 2015 | B1 | 10 | 0 | 3200 | 0 | 0 | 0 | 0 | 0 | 0 | 0 | 0 | 0 | 0 | 0
TVA_Transmission_2_SOCO | TVA_Transmission | SOCO | 2015 | B2 | 25 | 0 | 3200 | 0 | 0 | 0 | 0 | 0 | 0 | 0 | 0 | 0 | 0 | 0
TVA_Transmission_2_SOCO | TVA_Transmission | SOCO | 2015 | B3 | 75 | 0 | 3200 | 0 | 0 | 0 | 0 | 0 | 0 | 0 | 0 | 0 | 0 | 0
TVA_Transmission_2_SOCO | TVA_Transmission | SOCO | 2015 | B4 | 100 | 0 | 3200 | 0 | 0 | 0 | 0 | 0 | 0 | 0 | 0 | 0 | 0 | 0
TVA_Transmission_2_SOCO | TVA_Transmission | SOCO | 2015 | B5 | 200 | 0 | 3200 | 0 | 0 | 0 | 0 | 0 | 0 | 0 | 0 | 0 | 0 | 0
TVA_Transmission_2_SOCO | TVA_Transmission | SOCO | 2015 | B6 | 300 | 0 | 3200 | 0 | 0 | 0 | 0 | 0 | 0 | 0 | 0 | 0 | 0 | 0
TVA_Transmission_2_SOCO | TVA_Transmission | SOCO | 2015 | B7 | 400 | 0 | 3200 | 0 | 0 | 0 | 0 | 0 | 0 | 0 | 0 | 0 | 0 | 0
TVA_Transmission_2_SOCO | TVA_Transmission | SOCO | 2015 | B8 | 500 | 0 | 3200 | 0 | 0 | 0 | 0 | 0 | 0 | 0 | 0 | 0 | 0 | 0
TVA_Transmission_2_SOCO | TVA_Transmission | SOCO | 2015 | B9 | 800 | 0 | 3200 | 0 | 0 | 0 | 0 | 0 | 0 | 0 | 0 | 0 | 0 | 0
TVA_Transmission_2_SOCO | TVA_Transmission | SOCO | 2015 | B10 | 1262 | 0 | 3200 | 0 | 0 | 0 | 0 | 0 | 0 | 0 | 0 | 0 | 0 | 0
TVA_Transmission_2_SOCO | TVA_Transmission | SOCO | 2015 | B11 | 25 | 0 | 3200 | 0 | 0 | 0 | 0 | 0 | 0 | 0 | 0 | 0 | 0 | 0
TVA_Transmission_2_SOCO | TVA_Transmission | SOCO | 2015 | B12 | 200 | 0 | 3200 | 0 | 0 | 0 | 0 | 0 | 0 | 0 | 0 | 0 | 0 | 0
TVA_Transmission_2_SOCO | TVA_Transmission | SOCO | 2015 | B13 | 600 | 0 | 3200 | 0 | 0 | 0 | 0 | 0 | 0 | 0 | 0 | 0 | 0 | 0
TVA_Transmission_2_SOCO | TVA_Transmission | SOCO | 2015 | B14 | 900 | 0 | 3200 | 0 | 0 | 0 | 0 | 0 | 0 | 0 | 0 | 0 | 0 | 0
TVA_Transmission_2_SOCO | TVA_Transmission | SOCO | 2015 | B15 | 1203 | 0 | 3200 | 0 | 0 | 0 | 0 | 0 | 0 | 0 | 0 | 0 | 0 | 0
TVA_Transmission_2_SOCO | TVA_Transmission | SOCO | 2015 | B16 | 25 | 0 | 3200 | 0 | 0 | 0 | 0 | 0 | 0 | 0 | 0 | 0 | 0 | 0
TVA_Transmission_2_SOCO | TVA_Transmission | SOCO | 2015 | B17 | 100 | 0 | 3200 | 0 | 0 | 0 | 0 | 0 | 0 | 0 | 0 | 0 | 0 | 0
TVA_Transmission_2_SOCO | TVA_Transmission | SOCO | 2015 | B18 | 400 | 0 | 3200 | 0 | 0 | 0 | 0 | 0 | 0 | 0 | 0 | 0 | 0 | 0
TVA_Transmission_2_SOCO | TVA_Transmission | SOCO | 2015 | B19 | 700 | 0 | 3200 | 0 | 0 | 0 | 0 | 0 | 0 | 0 | 0 | 0 | 0 | 0
TVA_Transmission_2_SOCO | TVA_Transmission | SOCO | 2015 | B20 | 935 | 0 | 3200 | 0 | 0 | 0 | 0 | 0 | 0 | 0 | 0 | 0 | 0 | 0
TVA_Transmission_2_SOCO | TVA_Transmission | SOCO | 2020 | B1 | 10 | 0 | 3200 | 0 | 0 | 0 | 0 | 0 | 0 | 0 | 0 | 0 | 0 | 0
TVA_Transmission_2_SOCO | TVA_Transmission | SOCO | 2020 | B2 | 25 | 0 | 3200 | 0 | 0 | 0 | 0 | 0 | 0 | 0 | 0 | 0 | 0 | 0
TVA_Transmission_2_SOCO | TVA_Transmission | SOCO | 2020 | B3 | 75 | 0 | 3200 | 0 | 0 | 0 | 0 | 0 | 0 | 0 | 0 | 0 | 0 | 0
TVA_Transmission_2_SOCO | TVA_Transmission | SOCO | 2020 | B4 | 100 | 0 | 3200 | 0 | 0 | 0 | 0 | 0 | 0 | 0 | 0 | 0 | 0 | 0
TVA_Transmission_2_SOCO | TVA_Transmission | SOCO | 2020 | B5 | 200 | 0 | 3200 | 0 | 0 | 0 | 0 | 0 | 0 | 0 | 0 | 0 | 0 | 0
TVA_Transmission_2_SOCO | TVA_Transmission | SOCO | 2020 | B6 | 300 | 0 | 3200 | 0 | 0 | 0 | 0 | 0 | 0 | 0 | 0 | 0 | 0 | 0
TVA_Transmission_2_SOCO | TVA_Transmission | SOCO | 2020 | B7 | 400 | 0 | 3200 | 0 | 0 | 0 | 0 | 0 | 0 | 0 | 0 | 0 | 0 | 0
TVA_Transmission_2_SOCO | TVA_Transmission | SOCO | 2020 | B8 | 500 | 0 | 3200 | 0 | 0 | 0 | 0 | 0 | 0 | 0 | 0 | 0 | 0 | 0
TVA_Transmission_2_SOCO | TVA_Transmission | SOCO | 2020 | B9 | 800 | 0 | 3200 | 0 | 0 | 0 | 0 | 0 | 0 | 0 | 0 | 0 | 0 | 0
TVA_Transmission_2_SOCO | TVA_Transmission | SOCO | 2020 | B10 | 1262 | 0 | 3200 | 0 | 0 | 0 | 0 | 0 | 0 | 0 | 0 | 0 | 0 | 0
TVA_Transmission_2_SOCO | TVA_Transmission | SOCO | 2020 | B11 | 25 | 0 | 3200 | 69.7 | 0 | 0 | 0 | 0 | 0 | 0 | 0 | 0 | 0 | 0
TVA_Transmission_2_SOCO | TVA_Transmission | SOCO | 2020 | B12 | 200 | 0 | 3200 | 0 | 0 | 0 | 0 | 0 | 0 | 0 | 0 | 0 | 0 | 0
TVA_Transmission_2_SOCO | TVA_Transmission | SOCO | 2020 | B13 | 600 | 0 | 3200 | 0 | 0 | 0 | 0 | 0 | 0 | 0 | 0 | 0 | 0 | 0
TVA_Transmission_2_SOCO | TVA_Transmission | SOCO | 2020 | B14 | 900 | 0 | 3200 | 0 | 0 | 0 | 0 | 0 | 0 | 0 | 0 | 0 | 0 | 0
TVA_Transmission_2_SOCO | TVA_Transmission | SOCO | 2020 | B15 | 1203 | 0 | 3200 | 0 | 0 | 0 | 0 | 0 | 0 | 0 | 0 | 0 | 0 | 0
TVA_Transmission_2_SOCO | TVA_Transmission | SOCO | 2020 | B16 | 25 | 0 | 3200 | 0 | 0 | 0 | 0 | 0 | 0 | 0 | 0 | 0 | 0 | 0
TVA_Transmission_2_SOCO | TVA_Transmission | SOCO | 2020 | B17 | 100 | 0 | 3200 | 0 | 0 | 0 | 0 | 0 | 0 | 0 | 0 | 0 | 0 | 0
TVA_Transmission_2_SOCO | TVA_Transmission | SOCO | 2020 | B18 | 400 | 0 | 3200 | 0 | 0 | 0 | 0 | 0 | 0 | 0 | 0 | 0 | 0 | 0
TVA_Transmission_2_SOCO | TVA_Transmission | SOCO | 2020 | B19 | 700 | 0 | 3200 | 0 | 0 | 0 | 0 | 0 | 0 | 0 | 0 | 0 | 0 | 0
TVA_Transmission_2_SOCO | TVA_Transmission | SOCO | 2020 | B20 | 935 | 0 | 3200 | 0 | 0 | 0 | 0 | 0 | 0 | 0 | 0 | 0 | 0 | 0
TVA_Transmission_2_SOCO | TVA_Transmission | SOCO | 2025 | B1 | 10 | 0 | 3200 | 0 | 0 | 0 | 0 | 0 | 0 | 0 | 0 | 0 | 0 | 0
TVA_Transmission_2_SOCO | TVA_Transmission | SOCO | 2025 | B2 | 25 | 0 | 3200 | 0 | 0 | 0 | 0 | 0 | 0 | 0 | 0 | 0 | 0 | 0
TVA_Transmission_2_SOCO | TVA_Transmission | SOCO | 2025 | B3 | 75 | 0 | 3200 | 0 | 0 | 0 | 0 | 0 | 0 | 0 | 0 | 0 | 0 | 0
TVA_Transmission_2_SOCO | TVA_Transmission | SOCO | 2025 | B4 | 100 | 0 | 3200 | 0 | 0 | 0 | 0 | 0 | 0 | 0 | 0 | 0 | 0 | 0
TVA_Transmission_2_SOCO | TVA_Transmission | SOCO | 2025 | B5 | 200 | 0 | 3200 | 0 | 0 | 0 | 0 | 0 | 0 | 0 | 0 | 0 | 0 | 0
TVA_Transmission_2_SOCO | TVA_Transmission | SOCO | 2025 | B6 | 300 | 0 | 3200 | 0 | 0 | 0 | 0 | 0 | 0 | 0 | 0 | 0 | 0 | 0
TVA_Transmission_2_SOCO | TVA_Transmission | SOCO | 2025 | B7 | 400 | 0 | 3200 | 0 | 0 | 0 | 0 | 0 | 0 | 0 | 0 | 0 | 0 | 0
TVA_Transmission_2_SOCO | TVA_Transmission | SOCO | 2025 | B8 | 500 | 0 | 3200 | 0 | 0 | 0 | 0 | 0 | 0 | 0 | 0 | 0 | 0 | 0
TVA_Transmission_2_SOCO | TVA_Transmission | SOCO | 2025 | B9 | 800 | 0 | 3200 | 0 | 0 | 0 | 0 | 0 | 0 | 0 | 0 | 0 | 0 | 0
TVA_Transmission_2_SOCO | TVA_Transmission | SOCO | 2025 | B10 | 1262 | 0 | 3200 | 0 | 0 | 0 | 0 | 0 | 0 | 0 | 0 | 0 | 0 | 0
TVA_Transmission_2_SOCO | TVA_Transmission | SOCO | 2025 | B11 | 25 | 0 | 3200 | 780.03 | 0 | 0 | 0 | 0 | 0 | 0 | 0 | 0 | 0 | 0
TVA_Transmission_2_SOCO | TVA_Transmission | SOCO | 2025 | B12 | 200 | 0 | 3200 | 0 | 0 | 0 | 0 | 0 | 0 | 0 | 0 | 0 | 0 | 0
TVA_Transmission_2_SOCO | TVA_Transmission | SOCO | 2025 | B13 | 600 | 0 | 3200 | 0 | 0 | 0 | 0 | 0 | 0 | 0 | 0 | 0 | 0 | 0
TVA_Transmission_2_SOCO | TVA_Transmission | SOCO | 2025 | B14 | 900 | 0 | 3200 | 0 | 0 | 0 | 0 | 0 | 0 | 0 | 0 | 0 | 0 | 0
TVA_Transmission_2_SOCO | TVA_Transmission | SOCO | 2025 | B15 | 1203 | 0 | 3200 | 0 | 0 | 0 | 0 | 0 | 0 | 0 | 0 | 0 | 0 | 0
TVA_Transmission_2_SOCO | TVA_Transmission | SOCO | 2025 | B16 | 25 | 0 | 3200 | 0 | 0 | 0 | 0 | 0 | 0 | 0 | 0 | 0 | 0 | 0
TVA_Transmission_2_SOCO | TVA_Transmission | SOCO | 2025 | B17 | 100 | 0 | 3200 | 0 | 0 | 0 | 0 | 0 | 0 | 0 | 0 | 0 | 0 | 0
TVA_Transmission_2_SOCO | TVA_Transmission | SOCO | 2025 | B18 | 400 | 0 | 3200 | 0 | 0 | 0 | 0 | 0 | 0 | 0 | 0 | 0 | 0 | 0
TVA_Transmission_2_SOCO | TVA_Transmission | SOCO | 2025 | B19 | 700 | 0 | 3200 | 0 | 0 | 0 | 0 | 0 | 0 | 0 | 0 | 0 | 0 | 0
TVA_Transmission_2_SOCO | TVA_Transmission | SOCO | 2025 | B20 | 935 | 0 | 3200 | 0 | 0 | 0 | 0 | 0 | 0 | 0 | 0 | 0 | 0 | 0
TVA_Transmission_2_SOCO | TVA_Transmission | SOCO | 2030 | B1 | 10 | 0 | 3200 | 0 | 0 | 0 | 0 | 0 | 0 | 0 | 0 | 0 | 0 | 0
TVA_Transmission_2_SOCO | TVA_Transmission | SOCO | 2030 | B2 | 25 | 0 | 3200 | 0 | 0 | 0 | 0 | 0 | 0 | 0 | 0 | 0 | 0 | 0
TVA_Transmission_2_SOCO | TVA_Transmission | SOCO | 2030 | B3 | 75 | 0 | 3200 | 0 | 0 | 0 | 0 | 0 | 0 | 0 | 0 | 0 | 0 | 0
TVA_Transmission_2_SOCO | TVA_Transmission | SOCO | 2030 | B4 | 100 | 0 | 3200 | 0 | 0 | 0 | 0 | 0 | 0 | 0 | 0 | 0 | 0 | 0
TVA_Transmission_2_SOCO | TVA_Transmission | SOCO | 2030 | B5 | 200 | 0 | 3200 | 0 | 0 | 0 | 0 | 0 | 0 | 0 | 0 | 0 | 0 | 0
TVA_Transmission_2_SOCO | TVA_Transmission | SOCO | 2030 | B6 | 300 | 0 | 3200 | 0 | 0 | 0 | 0 | 0 | 0 | 0 | 0 | 0 | 0 | 0
TVA_Transmission_2_SOCO | TVA_Transmission | SOCO | 2030 | B7 | 400 | 0 | 3200 | 0 | 0 | 0 | 0 | 0 | 0 | 0 | 0 | 0 | 0 | 0
TVA_Transmission_2_SOCO | TVA_Transmission | SOCO | 2030 | B8 | 500 | 0 | 3200 | 0 | 0 | 0 | 0 | 0 | 0 | 0 | 0 | 0 | 0 | 0
TVA_Transmission_2_SOCO | TVA_Transmission | SOCO | 2030 | B9 | 800 | 0 | 3200 | 0 | 0 | 0 | 0 | 0 | 0 | 0 | 0 | 0 | 0 | 0
TVA_Transmission_2_SOCO | TVA_Transmission | SOCO | 2030 | B10 | 1262 | 0 | 3200 | 0 | 0 | 0 | 0 | 0 | 0 | 0 | 0 | 0 | 0 | 0
TVA_Transmission_2_SOCO | TVA_Transmission | SOCO | 2030 | B11 | 25 | 0 | 3200 | 0 | 0 | 0 | 0 | 0 | 0 | 0 | 0 | 0 | 0 | 0
TVA_Transmission_2_SOCO | TVA_Transmission | SOCO | 2030 | B12 | 200 | 0 | 3200 | 0 | 0 | 0 | 0 | 0 | 0 | 0 | 0 | 0 | 0 | 0
TVA_Transmission_2_SOCO | TVA_Transmission | SOCO | 2030 | B13 | 600 | 0 | 3200 | 0 | 0 | 0 | 0 | 0 | 0 | 0 | 0 | 0 | 0 | 0
TVA_Transmission_2_SOCO | TVA_Transmission | SOCO | 2030 | B14 | 900 | 0 | 3200 | 0 | 0 | 0 | 0 | 0 | 0 | 0 | 0 | 0 | 0 | 0
TVA_Transmission_2_SOCO | TVA_Transmission | SOCO | 2030 | B15 | 1203 | 0 | 3200 | 0 | 0 | 0 | 0 | 0 | 0 | 0 | 0 | 0 | 0 | 0
TVA_Transmission_2_SOCO | TVA_Transmission | SOCO | 2030 | B16 | 25 | 0 | 3200 | 0 | 0 | 0 | 0 | 0 | 0 | 0 | 0 | 0 | 0 | 0
TVA_Transmission_2_SOCO | TVA_Transmission | SOCO | 2030 | B17 | 100 | 0 | 3200 | 0 | 0 | 0 | 0 | 0 | 0 | 0 | 0 | 0 | 0 | 0
TVA_Transmission_2_SOCO | TVA_Transmission | SOCO | 2030 | B18 | 400 | 0 | 3200 | 0 | 0 | 0 | 0 | 0 | 0 | 0 | 0 | 0 | 0 | 0
TVA_Transmission_2_SOCO | TVA_Transmission | SOCO | 2030 | B19 | 700 | 0 | 3200 | 0 | 0 | 0 | 0 | 0 | 0 | 0 | 0 | 0 | 0 | 0
TVA_Transmission_2_SOCO | TVA_Transmission | SOCO | 2030 | B20 | 935 | 0 | 3200 | 0 | 0 | 0 | 0 | 0 | 0 | 0 | 0 | 0 | 0 | 0
TVA_Transmission_2_SOCO | TVA_Transmission | SOCO | 2035 | B1 | 10 | 0 | 3200 | 0 | 0 | 0 | 0 | 0 | 0 | 0 | 0 | 0 | 0 | 0
TVA_Transmission_2_SOCO | TVA_Transmission | SOCO | 2035 | B2 | 25 | 0 | 3200 | 0 | 0 | 0 | 0 | 0 | 0 | 0 | 0 | 0 | 0 | 0
TVA_Transmission_2_SOCO | TVA_Transmission | SOCO | 2035 | B3 | 75 | 0 | 3200 | 0 | 0 | 0 | 0 | 0 | 0 | 0 | 0 | 0 | 0 | 0
TVA_Transmission_2_SOCO | TVA_Transmission | SOCO | 2035 | B4 | 100 | 0 | 3200 | 0 | 0 | 0 | 0 | 0 | 0 | 0 | 0 | 0 | 0 | 0
TVA_Transmission_2_SOCO | TVA_Transmission | SOCO | 2035 | B5 | 200 | 0 | 3200 | 1283.92 | 0 | 0 | 0 | 0 | 0 | 0 | 0 | 0 | 0 | 0
TVA_Transmission_2_SOCO | TVA_Transmission | SOCO | 2035 | B6 | 300 | 0 | 3200 | 0 | 0 | 0 | 0 | 0 | 0 | 0 | 0 | 0 | 0 | 0
TVA_Transmission_2_SOCO | TVA_Transmission | SOCO | 2035 | B7 | 400 | 0 | 3200 | 0 | 0 | 0 | 0 | 0 | 0 | 0 | 0 | 0 | 0 | 0
TVA_Transmission_2_SOCO | TVA_Transmission | SOCO | 2035 | B8 | 500 | 0 | 3200 | 0 | 0 | 0 | 0 | 0 | 0 | 0 | 0 | 0 | 0 | 0
TVA_Transmission_2_SOCO | TVA_Transmission | SOCO | 2035 | B9 | 800 | 0 | 3200 | 0 | 0 | 0 | 0 | 0 | 0 | 0 | 0 | 0 | 0 | 0
TVA_Transmission_2_SOCO | TVA_Transmission | SOCO | 2035 | B10 | 1262 | 0 | 3200 | 0 | 0 | 22.29 | 0 | 0 | 0 | 0 | 0 | 0 | 0 | 0
TVA_Transmission_2_SOCO | TVA_Transmission | SOCO | 2035 | B11 | 25 | 0 | 3200 | 722.93 | 0 | 0 | 0 | 0 | 0 | 0 | 0 | 0 | 0 | 0
TVA_Transmission_2_SOCO | TVA_Transmission | SOCO | 2035 | B12 | 200 | 0 | 3200 | 0 | 0 | 0 | 0 | 0 | 0 | 0 | 0 | 0 | 0 | 0
TVA_Transmission_2_SOCO | TVA_Transmission | SOCO | 2035 | B13 | 600 | 0 | 3200 | 0 | 0 | 0 | 0 | 0 | 0 | 0 | 0 | 0 | 0 | 0
TVA_Transmission_2_SOCO | TVA_Transmission | SOCO | 2035 | B14 | 900 | 0 | 3200 | 0 | 0 | 0 | 0 | 0 | 0 | 0 | 0 | 0 | 0 | 0
TVA_Transmission_2_SOCO | TVA_Transmission | SOCO | 2035 | B15 | 1203 | 0 | 3200 | 0 | 0 | 0 | 0 | 0 | 0 | 0 | 0 | 0 | 0 | 0
TVA_Transmission_2_SOCO | TVA_Transmission | SOCO | 2035 | B16 | 25 | 0 | 3200 | 0 | 0 | 0 | 0 | 0 | 0 | 0 | 0 | 0 | 0 | 0
TVA_Transmission_2_SOCO | TVA_Transmission | SOCO | 2035 | B17 | 100 | 0 | 3200 | 0 | 0 | 0 | 0 | 0 | 0 | 0 | 0 | 0 | 0 | 0
TVA_Transmission_2_SOCO | TVA_Transmission | SOCO | 2035 | B18 | 400 | 0 | 3200 | 0 | 0 | 0 | 0 | 0 | 0 | 0 | 0 | 0 | 0 | 0
TVA_Transmission_2_SOCO | TVA_Transmission | SOCO | 2035 | B19 | 700 | 0 | 3200 | 0 | 0 | 0 | 0 | 0 | 0 | 0 | 0 | 0 | 0 | 0
TVA_Transmission_2_SOCO | TVA_Transmission | SOCO | 2035 | B20 | 935 | 0 | 3200 | 0 | 0 | 0 | 0 | 0 | 0 | 0 | 0 | 0 | 0 | 0
TVA_Transmission_2_SOCO | TVA_Transmission | SOCO | 2040 | B1 | 10 | 0 | 3200 | 0 | 0 | 0 | 0 | 0 | 0 | 0 | 0 | 0 | 0 | 0
TVA_Transmission_2_SOCO | TVA_Transmission | SOCO | 2040 | B2 | 25 | 0 | 3200 | 0 | 0 | 0 | 0 | 0 | 0 | 0 | 0 | 0 | 0 | 0
TVA_Transmission_2_SOCO | TVA_Transmission | SOCO | 2040 | B3 | 75 | 0 | 3200 | 0 | 0 | 0 | 0 | 0 | 0 | 0 | 0 | 0 | 0 | 0
TVA_Transmission_2_SOCO | TVA_Transmission | SOCO | 2040 | B4 | 100 | 0 | 3200 | 0 | 0 | 0 | 0 | 0 | 0 | 0 | 0 | 0 | 0 | 0
TVA_Transmission_2_SOCO | TVA_Transmission | SOCO | 2040 | B5 | 200 | 0 | 3200 | 0 | 0 | 0 | 0 | 0 | 0 | 0 | 0 | 0 | 0 | 0
TVA_Transmission_2_SOCO | TVA_Transmission | SOCO | 2040 | B6 | 300 | 0 | 3200 | 2004 | 0 | 0 | 0 | 0 | 0 | 0 | 0 | 0 | 0 | 0
TVA_Transmission_2_SOCO | TVA_Transmission | SOCO | 2040 | B7 | 400 | 0 | 3200 | 0 | 0 | 0 | 0 | 0 | 0 | 0 | 0 | 0 | 0 | 0
TVA_Transmission_2_SOCO | TVA_Transmission | SOCO | 2040 | B8 | 500 | 0 | 3200 | 0 | 0 | 0 | 0 | 0 | 0 | 0 | 0 | 0 | 0 | 0
TVA_Transmission_2_SOCO | TVA_Transmission | SOCO | 2040 | B9 | 800 | 0 | 3200 | 0 | 0 | 0 | 0 | 0 | 0 | 0 | 0 | 0 | 0 | 0
TVA_Transmission_2_SOCO | TVA_Transmission | SOCO | 2040 | B10 | 1262 | 0 | 3200 | 69.95 | 0 | 0 | 0 | 0 | 0 | 0 | 0 | 0 | 0 | 0
TVA_Transmission_2_SOCO | TVA_Transmission | SOCO | 2040 | B11 | 25 | 0 | 3200 | 694.81 | 0 | 0 | 0 | 0 | 0 | 0 | 0 | 0 | 0 | 0
TVA_Transmission_2_SOCO | TVA_Transmission | SOCO | 2040 | B12 | 200 | 0 | 3200 | 0 | 0 | 0 | 0 | 0 | 0 | 0 | 0 | 0 | 0 | 0
TVA_Transmission_2_SOCO | TVA_Transmission | SOCO | 2040 | B13 | 600 | 0 | 3200 | 0 | 0 | 0 | 0 | 0 | 0 | 0 | 0 | 0 | 0 | 0
TVA_Transmission_2_SOCO | TVA_Transmission | SOCO | 2040 | B14 | 900 | 0 | 3200 | 0 | 0 | 0 | 0 | 0 | 0 | 0 | 0 | 0 | 0 | 0
TVA_Transmission_2_SOCO | TVA_Transmission | SOCO | 2040 | B15 | 1203 | 0 | 3200 | 0 | 0 | 0 | 0 | 0 | 0 | 0 | 0 | 0 | 0 | 0
TVA_Transmission_2_SOCO | TVA_Transmission | SOCO | 2040 | B16 | 25 | 0 | 3200 | 0 | 0 | 0 | 0 | 0 | 0 | 0 | 0 | 0 | 0 | 0
TVA_Transmission_2_SOCO | TVA_Transmission | SOCO | 2040 | B17 | 100 | 0 | 3200 | 0 | 0 | 0 | 0 | 0 | 0 | 0 | 0 | 0 | 0 | 0
TVA_Transmission_2_SOCO | TVA_Transmission | SOCO | 2040 | B18 | 400 | 0 | 3200 | 0 | 0 | 0 | 0 | 0 | 0 | 0 | 0 | 0 | 0 | 0
TVA_Transmission_2_SOCO | TVA_Transmission | SOCO | 2040 | B19 | 700 | 0 | 3200 | 0 | 0 | 0 | 0 | 0 | 0 | 0 | 0 | 0 | 0 | 0
TVA_Transmission_2_SOCO | TVA_Transmission | SOCO | 2040 | B20 | 935 | 0 | 3200 | 0 | 0 | 0 | 0 | 0 | 0 | 0 | 0 | 0 | 0 | 0
TVA_Transmission_2_SOCO | TVA_Transmission | SOCO | 2045 | B1 | 10 | 0 | 3200 | 0 | 0 | 0 | 0 | 0 | 0 | 0 | 0 | 0 | 0 | 0
TVA_Transmission_2_SOCO | TVA_Transmission | SOCO | 2045 | B2 | 25 | 0 | 3200 | 0 | 0 | 0 | 0 | 0 | 0 | 0 | 0 | 0 | 0 | 0
TVA_Transmission_2_SOCO | TVA_Transmission | SOCO | 2045 | B3 | 75 | 0 | 3200 | 0 | 0 | 0 | 0 | 0 | 0 | 0 | 0 | 0 | 0 | 0
TVA_Transmission_2_SOCO | TVA_Transmission | SOCO | 2045 | B4 | 100 | 0 | 3200 | 0 | 0 | 0 | 0 | 0 | 0 | 0 | 0 | 0 | 0 | 0
TVA_Transmission_2_SOCO | TVA_Transmission | SOCO | 2045 | B5 | 200 | 0 | 3200 | 0 | 0 | 0 | 0 | 0 | 0 | 0 | 0 | 0 | 0 | 0
TVA_Transmission_2_SOCO | TVA_Transmission | SOCO | 2045 | B6 | 300 | 0 | 3200 | 17.61 | 0 | 0 | 0 | 0 | 0 | 0 | 0 | 0 | 0 | 0
TVA_Transmission_2_SOCO | TVA_Transmission | SOCO | 2045 | B7 | 400 | 0 | 3200 | 0 | 0 | 0 | 0 | 0 | 0 | 0 | 0 | 0 | 0 | 0
TVA_Transmission_2_SOCO | TVA_Transmission | SOCO | 2045 | B8 | 500 | 0 | 3200 | 0 | 0 | 0 | 0 | 0 | 0 | 0 | 0 | 0 | 0 | 0
TVA_Transmission_2_SOCO | TVA_Transmission | SOCO | 2045 | B9 | 800 | 0 | 3200 | 0 | 0 | 0 | 0 | 0 | 0 | 0 | 0 | 0 | 0 | 0
TVA_Transmission_2_SOCO | TVA_Transmission | SOCO | 2045 | B10 | 1262 | 0 | 3200 | 0 | 0 | 410.14 | 0 | 0 | 0 | 0 | 0 | 0 | 0 | 0
TVA_Transmission_2_SOCO | TVA_Transmission | SOCO | 2045 | B11 | 25 | 0 | 3200 | 0 | 0 | 0 | 0 | 0 | 0 | 0 | 0 | 0 | 0 | 0
TVA_Transmission_2_SOCO | TVA_Transmission | SOCO | 2045 | B12 | 200 | 0 | 3200 | 0 | 0 | 0 | 0 | 0 | 0 | 0 | 0 | 0 | 0 | 0
TVA_Transmission_2_SOCO | TVA_Transmission | SOCO | 2045 | B13 | 600 | 0 | 3200 | 0 | 0 | 0 | 0 | 0 | 0 | 0 | 0 | 0 | 0 | 0
TVA_Transmission_2_SOCO | TVA_Transmission | SOCO | 2045 | B14 | 900 | 0 | 3200 | 0 | 0 | 0 | 0 | 0 | 0 | 0 | 0 | 0 | 0 | 0
TVA_Transmission_2_SOCO | TVA_Transmission | SOCO | 2045 | B15 | 1203 | 0 | 3200 | 0 | 0 | 0 | 0 | 0 | 0 | 0 | 0 | 0 | 0 | 0
TVA_Transmission_2_SOCO | TVA_Transmission | SOCO | 2045 | B16 | 25 | 0 | 3200 | 0 | 0 | 0 | 0 | 0 | 0 | 0 | 0 | 0 | 0 | 0
TVA_Transmission_2_SOCO | TVA_Transmission | SOCO | 2045 | B17 | 100 | 0 | 3200 | 0 | 0 | 0 | 0 | 0 | 0 | 0 | 0 | 0 | 0 | 0
TVA_Transmission_2_SOCO | TVA_Transmission | SOCO | 2045 | B18 | 400 | 0 | 3200 | 0 | 0 | 0 | 0 | 0 | 0 | 0 | 0 | 0 | 0 | 0
TVA_Transmission_2_SOCO | TVA_Transmission | SOCO | 2045 | B19 | 700 | 0 | 3200 | 0 | 0 | 0 | 0 | 0 | 0 | 0 | 0 | 0 | 0 | 0
TVA_Transmission_2_SOCO | TVA_Transmission | SOCO | 2045 | B20 | 935 | 0 | 3200 | 0 | 0 | 0 | 0 | 0 | 0 | 0 | 0 | 0 | 0 | 0
TVA_Transmission_2_SOCO | TVA_Transmission | SOCO | 2050 | B1 | 10 | 0 | 3200 | 0 | 0 | 0 | 0 | 0 | 0 | 0 | 0 | 0 | 0 | 0
TVA_Transmission_2_SOCO | TVA_Transmission | SOCO | 2050 | B2 | 25 | 0 | 3200 | 0 | 0 | 0 | 0 | 0 | 0 | 0 | 0 | 0 | 0 | 0
TVA_Transmission_2_SOCO | TVA_Transmission | SOCO | 2050 | B3 | 75 | 0 | 3200 | 0 | 0 | 0 | 0 | 0 | 0 | 0 | 0 | 0 | 0 | 0
TVA_Transmission_2_SOCO | TVA_Transmission | SOCO | 2050 | B4 | 100 | 0 | 3200 | 0 | 0 | 0 | 0 | 0 | 0 | 0 | 0 | 0 | 0 | 0
TVA_Transmission_2_SOCO | TVA_Transmission | SOCO | 2050 | B5 | 200 | 0 | 3200 | 0 | 0 | 0 | 0 | 0 | 0 | 0 | 0 | 0 | 0 | 0
TVA_Transmission_2_SOCO | TVA_Transmission | SOCO | 2050 | B6 | 300 | 0 | 3200 | 0 | 0 | 0 | 0 | 0 | 0 | 0 | 0 | 0 | 0 | 0
TVA_Transmission_2_SOCO | TVA_Transmission | SOCO | 2050 | B7 | 400 | 0 | 3200 | 0 | 0 | 0 | 0 | 0 | 0 | 0 | 0 | 0 | 0 | 0
TVA_Transmission_2_SOCO | TVA_Transmission | SOCO | 2050 | B8 | 500 | 0 | 3200 | 0 | 0 | 0 | 0 | 0 | 0 | 0 | 0 | 0 | 0 | 0
TVA_Transmission_2_SOCO | TVA_Transmission | SOCO | 2050 | B9 | 800 | 0 | 3200 | 0 | 0 | 0 | 0 | 0 | 0 | 0 | 0 | 0 | 0 | 0
TVA_Transmission_2_SOCO | TVA_Transmission | SOCO | 2050 | B10 | 1262 | 0 | 3200 | 0 | 0 | 532.78 | 0 | 0 | 0 | 0 | 0 | 0 | 0 | 0
TVA_Transmission_2_SOCO | TVA_Transmission | SOCO | 2050 | B11 | 25 | 0 | 3200 | 0 | 0 | 0 | 0 | 0 | 0 | 0 | 0 | 0 | 0 | 0
TVA_Transmission_2_SOCO | TVA_Transmission | SOCO | 2050 | B12 | 200 | 0 | 3200 | 0 | 0 | 0 | 0 | 0 | 0 | 0 | 0 | 0 | 0 | 0
TVA_Transmission_2_SOCO | TVA_Transmission | SOCO | 2050 | B13 | 600 | 0 | 3200 | 0 | 0 | 0 | 0 | 0 | 0 | 0 | 0 | 0 | 0 | 0
TVA_Transmission_2_SOCO | TVA_Transmission | SOCO | 2050 | B14 | 900 | 0 | 3200 | 0 | 0 | 0 | 0 | 0 | 0 | 0 | 0 | 0 | 0 | 0
TVA_Transmission_2_SOCO | TVA_Transmission | SOCO | 2050 | B15 | 1203 | 0 | 3200 | 0 | 0 | 0 | 0 | 0 | 0 | 0 | 0 | 0 | 0 | 0
TVA_Transmission_2_SOCO | TVA_Transmission | SOCO | 2050 | B16 | 25 | 0 | 3200 | 0 | 0 | 0 | 0 | 0 | 0 | 0 | 0 | 0 | 0 | 0
TVA_Transmission_2_SOCO | TVA_Transmission | SOCO | 2050 | B17 | 100 | 0 | 3200 | 0 | 0 | 0 | 0 | 0 | 0 | 0 | 0 | 0 | 0 | 0
TVA_Transmission_2_SOCO | TVA_Transmission | SOCO | 2050 | B18 | 400 | 0 | 3200 | 0 | 0 | 0 | 0 | 0 | 0 | 0 | 0 | 0 | 0 | 0
TVA_Transmission_2_SOCO | TVA_Transmission | SOCO | 2050 | B19 | 700 | 0 | 3200 | 0 | 0 | 0 | 0 | 0 | 0 | 0 | 0 | 0 | 0 | 0
TVA_Transmission_2_SOCO | TVA_Transmission | SOCO | 2050 | B20 | 935 | 0 | 3200 | 0 | 0 | 0 | 0 | 0 | 0 | 0 | 0 | 0 | 0 | 0
TVA_Transmission_2_TVA | TVA_Transmission | TVA | 2015 | B1 | 10 | 0 | 99999 | 3328.85 | 0 | 3277.5 | 0 | 0 | 0 | 0 | 0 | 0 | 0 | 0
TVA_Transmission_2_TVA | TVA_Transmission | TVA | 2015 | B2 | 25 | 0 | 99999 | 2634 | 0 | 2582.64 | 0 | 0 | 0 | 0 | 0 | 0 | 0 | 0
TVA_Transmission_2_TVA | TVA_Transmission | TVA | 2015 | B3 | 75 | 0 | 99999 | 1308.67 | 0 | 1257.32 | 0 | 0 | 0 | 0 | 0 | 0 | 0 | 0
TVA_Transmission_2_TVA | TVA_Transmission | TVA | 2015 | B4 | 100 | 0 | 99999 | 708.07 | 0 | 656.72 | 0 | 0 | 0 | 0 | 0 | 0 | 0 | 0
TVA_Transmission_2_TVA | TVA_Transmission | TVA | 2015 | B5 | 200 | 0 | 99999 | 0 | 0 | 0 | 0 | 0 | 0 | 0 | 0 | 0 | 0 | 0
TVA_Transmission_2_TVA | TVA_Transmission | TVA | 2015 | B6 | 300 | 0 | 99999 | 0 | 0 | 0 | 0 | 0 | 0 | 0 | 0 | 0 | 0 | 0
TVA_Transmission_2_TVA | TVA_Transmission | TVA | 2015 | B7 | 400 | 0 | 99999 | 0 | 0 | 0 | 0 | 0 | 0 | 0 | 0 | 0 | 0 | 0
TVA_Transmission_2_TVA | TVA_Transmission | TVA | 2015 | B8 | 500 | 0 | 99999 | 0 | 0 | 0 | 0 | 0 | 0 | 0 | 0 | 0 | 0 | 0
TVA_Transmission_2_TVA | TVA_Transmission | TVA | 2015 | B9 | 800 | 0 | 99999 | 0 | 0 | 0 | 0 | 0 | 0 | 0 | 0 | 0 | 0 | 0
TVA_Transmission_2_TVA | TVA_Transmission | TVA | 2015 | B10 | 1262 | 0 | 99999 | 0 | 0 | 0 | 0 | 0 | 0 | 0 | 0 | 0 | 0 | 0
TVA_Transmission_2_TVA | TVA_Transmission | TVA | 2015 | B11 | 25 | 0 | 99999 | 631.99 | 0 | 705.82 | 0 | 0 | 0 | 0 | 0 | 0 | 0 | 0
TVA_Transmission_2_TVA | TVA_Transmission | TVA | 2015 | B12 | 200 | 0 | 99999 | 0 | 0 | 0 | 0 | 0 | 0 | 0 | 0 | 0 | 0 | 0
TVA_Transmission_2_TVA | TVA_Transmission | TVA | 2015 | B13 | 600 | 0 | 99999 | 0 | 0 | 0 | 0 | 0 | 0 | 0 | 0 | 0 | 0 | 0
TVA_Transmission_2_TVA | TVA_Transmission | TVA | 2015 | B14 | 900 | 0 | 99999 | 0 | 0 | 0 | 0 | 0 | 0 | 0 | 0 | 0 | 0 | 0
TVA_Transmission_2_TVA | TVA_Transmission | TVA | 2015 | B15 | 1203 | 0 | 99999 | 0 | 0 | 0 | 0 | 0 | 0 | 0 | 0 | 0 | 0 | 0
TVA_Transmission_2_TVA | TVA_Transmission | TVA | 2015 | B16 | 25 | 0 | 99999 | 36.7 | 0 | 36.7 | 0 | 0 | 0 | 0 | 0 | 0 | 0 | 0
TVA_Transmission_2_TVA | TVA_Transmission | TVA | 2015 | B17 | 100 | 0 | 99999 | 0 | 0 | 0 | 0 | 0 | 0 | 0 | 0 | 0 | 0 | 0
TVA_Transmission_2_TVA | TVA_Transmission | TVA | 2015 | B18 | 400 | 0 | 99999 | 0 | 0 | 0 | 0 | 0 | 0 | 0 | 0 | 0 | 0 | 0
TVA_Transmission_2_TVA | TVA_Transmission | TVA | 2015 | B19 | 700 | 0 | 99999 | 0 | 0 | 0 | 0 | 0 | 0 | 0 | 0 | 0 | 0 | 0
TVA_Transmission_2_TVA | TVA_Transmission | TVA | 2015 | B20 | 935 | 0 | 99999 | 0 | 0 | 0 | 0 | 0 | 0 | 0 | 0 | 0 | 0 | 0
TVA_Transmission_2_TVA | TVA_Transmission | TVA | 2020 | B1 | 10 | 0 | 99999 | 3520.85 | 0 | 2828.94 | 0 | 0 | 0 | 0 | 0 | 0 | 0 | 0
TVA_Transmission_2_TVA | TVA_Transmission | TVA | 2020 | B2 | 25 | 0 | 99999 | 2669.97 | 0 | 1978.06 | 0 | 0 | 0 | 0 | 0 | 0 | 0 | 0
TVA_Transmission_2_TVA | TVA_Transmission | TVA | 2020 | B3 | 75 | 0 | 99999 | 999.44 | 0 | 307.53 | 0 | 0 | 0 | 0 | 0 | 0 | 0 | 0
TVA_Transmission_2_TVA | TVA_Transmission | TVA | 2020 | B4 | 100 | 0 | 99999 | 310.99 | 0 | 514.84 | 0 | 0 | 0 | 0 | 0 | 0 | 0 | 0
TVA_Transmission_2_TVA | TVA_Transmission | TVA | 2020 | B5 | 200 | 0 | 99999 | 0 | 0 | 0 | 0 | 0 | 0 | 0 | 0 | 0 | 0 | 0
TVA_Transmission_2_TVA | TVA_Transmission | TVA | 2020 | B6 | 300 | 0 | 99999 | 0 | 0 | 0 | 0 | 0 | 0 | 0 | 0 | 0 | 0 | 0
TVA_Transmission_2_TVA | TVA_Transmission | TVA | 2020 | B7 | 400 | 0 | 99999 | 0 | 0 | 0 | 0 | 0 | 0 | 0 | 0 | 0 | 0 | 0
TVA_Transmission_2_TVA | TVA_Transmission | TVA | 2020 | B8 | 500 | 0 | 99999 | 0 | 0 | 0 | 0 | 0 | 0 | 0 | 0 | 0 | 0 | 0
TVA_Transmission_2_TVA | TVA_Transmission | TVA | 2020 | B9 | 800 | 0 | 99999 | 0 | 0 | 0 | 0 | 0 | 0 | 0 | 0 | 0 | 0 | 0
TVA_Transmission_2_TVA | TVA_Transmission | TVA | 2020 | B10 | 1262 | 0 | 99999 | 0 | 0 | 0 | 0 | 0 | 0 | 0 | 0 | 0 | 0 | 0
TVA_Transmission_2_TVA | TVA_Transmission | TVA | 2020 | B11 | 25 | 0 | 99999 | 0 | 0 | 0 | 0 | 0 | 0 | 0 | 0 | 0 | 0 | 0
TVA_Transmission_2_TVA | TVA_Transmission | TVA | 2020 | B12 | 200 | 0 | 99999 | 0 | 0 | 0 | 0 | 0 | 0 | 0 | 0 | 0 | 0 | 0
TVA_Transmission_2_TVA | TVA_Transmission | TVA | 2020 | B13 | 600 | 0 | 99999 | 0 | 0 | 0 | 0 | 0 | 0 | 0 | 0 | 0 | 0 | 0
TVA_Transmission_2_TVA | TVA_Transmission | TVA | 2020 | B14 | 900 | 0 | 99999 | 0 | 0 | 0 | 0 | 0 | 0 | 0 | 0 | 0 | 0 | 0
TVA_Transmission_2_TVA | TVA_Transmission | TVA | 2020 | B15 | 1203 | 0 | 99999 | 0 | 0 | 0 | 0 | 0 | 0 | 0 | 0 | 0 | 0 | 0
TVA_Transmission_2_TVA | TVA_Transmission | TVA | 2020 | B16 | 25 | 0 | 99999 | 0 | 0 | 0 | 0 | 0 | 0 | 0 | 0 | 0 | 0 | 0
TVA_Transmission_2_TVA | TVA_Transmission | TVA | 2020 | B17 | 100 | 0 | 99999 | 0 | 0 | 0 | 0 | 0 | 0 | 0 | 0 | 0 | 0 | 0
TVA_Transmission_2_TVA | TVA_Transmission | TVA | 2020 | B18 | 400 | 0 | 99999 | 0 | 0 | 0 | 0 | 0 | 0 | 0 | 0 | 0 | 0 | 0
TVA_Transmission_2_TVA | TVA_Transmission | TVA | 2020 | B19 | 700 | 0 | 99999 | 0 | 0 | 0 | 0 | 0 | 0 | 0 | 0 | 0 | 0 | 0
TVA_Transmission_2_TVA | TVA_Transmission | TVA | 2020 | B20 | 935 | 0 | 99999 | 0 | 0 | 0 | 0 | 0 | 0 | 0 | 0 | 0 | 0 | 0
TVA_Transmission_2_TVA | TVA_Transmission | TVA | 2025 | B1 | 10 | 0 | 99999 | 708.16 | 0 | 2413.15 | 0 | 0 | 0 | 0 | 0 | 0 | 0 | 0
TVA_Transmission_2_TVA | TVA_Transmission | TVA | 2025 | B2 | 25 | 0 | 99999 | 3163.86 | 0 | 2998.5 | 0 | 0 | 0 | 0 | 0 | 0 | 0 | 0
TVA_Transmission_2_TVA | TVA_Transmission | TVA | 2025 | B3 | 75 | 0 | 99999 | 1458.99 | 0 | 1293.64 | 0 | 0 | 0 | 0 | 0 | 0 | 0 | 0
TVA_Transmission_2_TVA | TVA_Transmission | TVA | 2025 | B4 | 100 | 0 | 99999 | 671.22 | 0 | 1485.09 | 0 | 0 | 0 | 0 | 0 | 0 | 0 | 0
TVA_Transmission_2_TVA | TVA_Transmission | TVA | 2025 | B5 | 200 | 0 | 99999 | 34.51 | 0 | 0 | 0 | 0 | 0 | 0 | 0 | 0 | 0 | 0
TVA_Transmission_2_TVA | TVA_Transmission | TVA | 2025 | B6 | 300 | 0 | 99999 | 0 | 0 | 0 | 0 | 0 | 0 | 0 | 0 | 0 | 0 | 0
TVA_Transmission_2_TVA | TVA_Transmission | TVA | 2025 | B7 | 400 | 0 | 99999 | 0 | 0 | 0 | 0 | 0 | 0 | 0 | 0 | 0 | 0 | 0
TVA_Transmission_2_TVA | TVA_Transmission | TVA | 2025 | B8 | 500 | 0 | 99999 | 0 | 0 | 0 | 0 | 0 | 0 | 0 | 0 | 0 | 0 | 0
TVA_Transmission_2_TVA | TVA_Transmission | TVA | 2025 | B9 | 800 | 0 | 99999 | 37.6 | 0 | 0 | 0 | 0 | 0 | 0 | 0 | 0 | 0 | 0
TVA_Transmission_2_TVA | TVA_Transmission | TVA | 2025 | B10 | 1262 | 0 | 99999 | 0 | 0 | 0 | 0 | 0 | 0 | 0 | 0 | 0 | 0 | 0
TVA_Transmission_2_TVA | TVA_Transmission | TVA | 2025 | B11 | 25 | 0 | 99999 | 0 | 0 | 0 | 0 | 0 | 0 | 0 | 0 | 0 | 0 | 0
TVA_Transmission_2_TVA | TVA_Transmission | TVA | 2025 | B12 | 200 | 0 | 99999 | 0 | 0 | 0 | 0 | 0 | 0 | 0 | 0 | 0 | 0 | 0
TVA_Transmission_2_TVA | TVA_Transmission | TVA | 2025 | B13 | 600 | 0 | 99999 | 0 | 0 | 0 | 0 | 0 | 0 | 0 | 0 | 0 | 0 | 0
TVA_Transmission_2_TVA | TVA_Transmission | TVA | 2025 | B14 | 900 | 0 | 99999 | 0 | 0 | 0 | 0 | 0 | 0 | 0 | 0 | 0 | 0 | 0
TVA_Transmission_2_TVA | TVA_Transmission | TVA | 2025 | B15 | 1203 | 0 | 99999 | 45.01 | 0 | 0 | 0 | 0 | 0 | 0 | 0 | 0 | 0 | 0
TVA_Transmission_2_TVA | TVA_Transmission | TVA | 2025 | B16 | 25 | 0 | 99999 | 0 | 0 | 0 | 0 | 0 | 0 | 0 | 0 | 0 | 0 | 0
TVA_Transmission_2_TVA | TVA_Transmission | TVA | 2025 | B17 | 100 | 0 | 99999 | 0 | 0 | 0 | 0 | 0 | 0 | 0 | 0 | 0 | 0 | 0
TVA_Transmission_2_TVA | TVA_Transmission | TVA | 2025 | B18 | 400 | 0 | 99999 | 0 | 0 | 0 | 0 | 0 | 0 | 0 | 0 | 0 | 0 | 0
TVA_Transmission_2_TVA | TVA_Transmission | TVA | 2025 | B19 | 700 | 0 | 99999 | 0 | 0 | 0 | 0 | 0 | 0 | 0 | 0 | 0 | 0 | 0
TVA_Transmission_2_TVA | TVA_Transmission | TVA | 2025 | B20 | 935 | 0 | 99999 | 947.21 | 0 | 172.15 | 0 | 0 | 0 | 0 | 0 | 0 | 0 | 0
TVA_Transmission_2_TVA | TVA_Transmission | TVA | 2030 | B1 | 10 | 0 | 99999 | 0 | 0 | 0 | 0 | 0 | 0 | 0 | 0 | 0 | 0 | 0
TVA_Transmission_2_TVA | TVA_Transmission | TVA | 2030 | B2 | 25 | 0 | 99999 | 2622 | 0 | 2593.75 | 0 | 0 | 0 | 0 | 0 | 0 | 0 | 0
TVA_Transmission_2_TVA | TVA_Transmission | TVA | 2030 | B3 | 75 | 0 | 99999 | 826.09 | 0 | 797.84 | 0 | 0 | 0 | 0 | 0 | 0 | 0 | 0
TVA_Transmission_2_TVA | TVA_Transmission | TVA | 2030 | B4 | 100 | 0 | 99999 | 0 | 0 | 0 | 0 | 0 | 0 | 0 | 0 | 0 | 0 | 0
TVA_Transmission_2_TVA | TVA_Transmission | TVA | 2030 | B5 | 200 | 0 | 99999 | 242.95 | 0 | 242.95 | 0 | 0 | 0 | 0 | 0 | 0 | 0 | 0
TVA_Transmission_2_TVA | TVA_Transmission | TVA | 2030 | B6 | 300 | 0 | 99999 | 0 | 0 | 0 | 0 | 0 | 0 | 0 | 0 | 0 | 0 | 0
TVA_Transmission_2_TVA | TVA_Transmission | TVA | 2030 | B7 | 400 | 0 | 99999 | 0 | 0 | 0 | 0 | 0 | 0 | 0 | 0 | 0 | 0 | 0
TVA_Transmission_2_TVA | TVA_Transmission | TVA | 2030 | B8 | 500 | 0 | 99999 | 0 | 0 | 0 | 0 | 0 | 0 | 0 | 0 | 0 | 0 | 0
TVA_Transmission_2_TVA | TVA_Transmission | TVA | 2030 | B9 | 800 | 0 | 99999 | 0 | 0 | 0 | 0 | 0 | 0 | 0 | 0 | 0 | 0 | 0
TVA_Transmission_2_TVA | TVA_Transmission | TVA | 2030 | B10 | 1262 | 0 | 99999 | 0 | 0 | 0 | 0 | 0 | 0 | 0 | 0 | 0 | 0 | 0
TVA_Transmission_2_TVA | TVA_Transmission | TVA | 2030 | B11 | 25 | 0 | 99999 | 0 | 0 | 435.33 | 0 | 0 | 0 | 0 | 0 | 0 | 0 | 0
TVA_Transmission_2_TVA | TVA_Transmission | TVA | 2030 | B12 | 200 | 0 | 99999 | 0 | 0 | 0 | 0 | 0 | 0 | 0 | 0 | 0 | 0 | 0
TVA_Transmission_2_TVA | TVA_Transmission | TVA | 2030 | B13 | 600 | 0 | 99999 | 0 | 0 | 0 | 0 | 0 | 0 | 0 | 0 | 0 | 0 | 0
TVA_Transmission_2_TVA | TVA_Transmission | TVA | 2030 | B14 | 900 | 0 | 99999 | 0 | 0 | 0 | 0 | 0 | 0 | 0 | 0 | 0 | 0 | 0
TVA_Transmission_2_TVA | TVA_Transmission | TVA | 2030 | B15 | 1203 | 0 | 99999 | 534.9 | 0 | 626.79 | 0 | 0 | 0 | 0 | 0 | 0 | 0 | 0
TVA_Transmission_2_TVA | TVA_Transmission | TVA | 2030 | B16 | 25 | 0 | 99999 | 0 | 0 | 0 | 0 | 0 | 0 | 0 | 0 | 0 | 0 | 0
TVA_Transmission_2_TVA | TVA_Transmission | TVA | 2030 | B17 | 100 | 0 | 99999 | 0 | 0 | 0 | 0 | 0 | 0 | 0 | 0 | 0 | 0 | 0
TVA_Transmission_2_TVA | TVA_Transmission | TVA | 2030 | B18 | 400 | 0 | 99999 | 0 | 0 | 0 | 0 | 0 | 0 | 0 | 0 | 0 | 0 | 0
TVA_Transmission_2_TVA | TVA_Transmission | TVA | 2030 | B19 | 700 | 0 | 99999 | 0 | 0 | 0 | 0 | 0 | 0 | 0 | 0 | 0 | 0 | 0
TVA_Transmission_2_TVA | TVA_Transmission | TVA | 2030 | B20 | 935 | 0 | 99999 | 1643 | 0 | 369.6 | 0 | 0 | 0 | 0 | 0 | 0 | 0 | 0
TVA_Transmission_2_TVA | TVA_Transmission | TVA | 2035 | B1 | 10 | 0 | 99999 | 0 | 0 | 0 | 0 | 0 | 0 | 0 | 0 | 0 | 0 | 0
TVA_Transmission_2_TVA | TVA_Transmission | TVA | 2035 | B2 | 25 | 0 | 99999 | 3004.22 | 0 | 2775.22 | 0 | 0 | 0 | 0 | 0 | 0 | 0 | 0
TVA_Transmission_2_TVA | TVA_Transmission | TVA | 2035 | B3 | 75 | 0 | 99999 | 1220.51 | 0 | 991.51 | 0 | 0 | 0 | 0 | 0 | 0 | 0 | 0
TVA_Transmission_2_TVA | TVA_Transmission | TVA | 2035 | B4 | 100 | 0 | 99999 | 638.61 | 0 | 2340.91 | 0 | 0 | 0 | 0 | 0 | 0 | 0 | 0
TVA_Transmission_2_TVA | TVA_Transmission | TVA | 2035 | B5 | 200 | 0 | 99999 | 651.46 | 0 | 450.7 | 0 | 0 | 0 | 0 | 0 | 0 | 0 | 0
TVA_Transmission_2_TVA | TVA_Transmission | TVA | 2035 | B6 | 300 | 0 | 99999 | 0 | 0 | 0 | 0 | 0 | 0 | 0 | 0 | 0 | 0 | 0
TVA_Transmission_2_TVA | TVA_Transmission | TVA | 2035 | B7 | 400 | 0 | 99999 | 0 | 0 | 0 | 0 | 0 | 0 | 0 | 0 | 0 | 0 | 0
TVA_Transmission_2_TVA | TVA_Transmission | TVA | 2035 | B8 | 500 | 0 | 99999 | 0 | 0 | 0 | 0 | 0 | 0 | 0 | 0 | 0 | 0 | 0
TVA_Transmission_2_TVA | TVA_Transmission | TVA | 2035 | B9 | 800 | 0 | 99999 | 488.66 | 0 | 287.91 | 0 | 0 | 0 | 0 | 0 | 0 | 0 | 0
TVA_Transmission_2_TVA | TVA_Transmission | TVA | 2035 | B10 | 1262 | 0 | 99999 | 0 | 0 | 60.36 | 0 | 0 | 0 | 0 | 0 | 0 | 0 | 0
TVA_Transmission_2_TVA | TVA_Transmission | TVA | 2035 | B11 | 25 | 0 | 99999 | 0 | 0 | 0 | 0 | 0 | 0 | 0 | 0 | 0 | 0 | 0
TVA_Transmission_2_TVA | TVA_Transmission | TVA | 2035 | B12 | 200 | 0 | 99999 | 0 | 0 | 0 | 0 | 0 | 0 | 0 | 0 | 0 | 0 | 0
TVA_Transmission_2_TVA | TVA_Transmission | TVA | 2035 | B13 | 600 | 0 | 99999 | 0 | 0 | 0 | 0 | 0 | 0 | 0 | 0 | 0 | 0 | 0
TVA_Transmission_2_TVA | TVA_Transmission | TVA | 2035 | B14 | 900 | 0 | 99999 | 0 | 0 | 0 | 0 | 0 | 0 | 0 | 0 | 0 | 0 | 0
TVA_Transmission_2_TVA | TVA_Transmission | TVA | 2035 | B15 | 1203 | 0 | 99999 | 638.11 | 0 | 1001.94 | 0 | 0 | 0 | 0 | 0 | 0 | 0 | 0
TVA_Transmission_2_TVA | TVA_Transmission | TVA | 2035 | B16 | 25 | 0 | 99999 | 0 | 0 | 0 | 0 | 0 | 0 | 0 | 0 | 0 | 0 | 0
TVA_Transmission_2_TVA | TVA_Transmission | TVA | 2035 | B17 | 100 | 0 | 99999 | 0 | 0 | 0 | 0 | 0 | 0 | 0 | 0 | 0 | 0 | 0
TVA_Transmission_2_TVA | TVA_Transmission | TVA | 2035 | B18 | 400 | 0 | 99999 | 0 | 0 | 0 | 0 | 0 | 0 | 0 | 0 | 0 | 0 | 0
TVA_Transmission_2_TVA | TVA_Transmission | TVA | 2035 | B19 | 700 | 0 | 99999 | 0 | 0 | 0 | 0 | 0 | 0 | 0 | 0 | 0 | 0 | 0
TVA_Transmission_2_TVA | TVA_Transmission | TVA | 2035 | B20 | 935 | 0 | 99999 | 1037.93 | 0 | 1037.93 | 0 | 0 | 0 | 0 | 0 | 0 | 0 | 0
TVA_Transmission_2_TVA | TVA_Transmission | TVA | 2040 | B1 | 10 | 0 | 99999 | 0 | 0 | 0 | 0 | 0 | 0 | 0 | 0 | 0 | 0 | 0
TVA_Transmission_2_TVA | TVA_Transmission | TVA | 2040 | B2 | 25 | 0 | 99999 | 3100.61 | 0 | 3377.06 | 0 | 0 | 0 | 0 | 0 | 0 | 0 | 0
TVA_Transmission_2_TVA | TVA_Transmission | TVA | 2040 | B3 | 75 | 0 | 99999 | 1261.67 | 0 | 1538.12 | 0 | 0 | 0 | 0 | 0 | 0 | 0 | 0
TVA_Transmission_2_TVA | TVA_Transmission | TVA | 2040 | B4 | 100 | 0 | 99999 | 411.93 | 0 | 2861.99 | 0 | 0 | 0 | 0 | 0 | 0 | 0 | 0
TVA_Transmission_2_TVA | TVA_Transmission | TVA | 2040 | B5 | 200 | 0 | 99999 | 608.5 | 0 | 913.2 | 0 | 0 | 0 | 0 | 0 | 0 | 0 | 0
TVA_Transmission_2_TVA | TVA_Transmission | TVA | 2040 | B6 | 300 | 0 | 99999 | 0 | 0 | 0 | 0 | 0 | 0 | 0 | 0 | 0 | 0 | 0
TVA_Transmission_2_TVA | TVA_Transmission | TVA | 2040 | B7 | 400 | 0 | 99999 | 0 | 0 | 0 | 0 | 0 | 0 | 0 | 0 | 0 | 0 | 0
TVA_Transmission_2_TVA | TVA_Transmission | TVA | 2040 | B8 | 500 | 0 | 99999 | 737.85 | 0 | 1042.55 | 0 | 0 | 0 | 0 | 0 | 0 | 0 | 0
TVA_Transmission_2_TVA | TVA_Transmission | TVA | 2040 | B9 | 800 | 0 | 99999 | 103.27 | 0 | 407.97 | 0 | 0 | 0 | 0 | 0 | 0 | 0 | 0
TVA_Transmission_2_TVA | TVA_Transmission | TVA | 2040 | B10 | 1262 | 0 | 99999 | 0 | 0 | 69.94 | 0 | 0 | 0 | 0 | 0 | 0 | 0 | 0
TVA_Transmission_2_TVA | TVA_Transmission | TVA | 2040 | B11 | 25 | 0 | 99999 | 0 | 0 | 0 | 0 | 0 | 0 | 0 | 0 | 0 | 0 | 0
TVA_Transmission_2_TVA | TVA_Transmission | TVA | 2040 | B12 | 200 | 0 | 99999 | 0 | 0 | 0 | 0 | 0 | 0 | 0 | 0 | 0 | 0 | 0
TVA_Transmission_2_TVA | TVA_Transmission | TVA | 2040 | B13 | 600 | 0 | 99999 | 0 | 0 | 0 | 0 | 0 | 0 | 0 | 0 | 0 | 0 | 0
TVA_Transmission_2_TVA | TVA_Transmission | TVA | 2040 | B14 | 900 | 0 | 99999 | 0 | 0 | 0 | 0 | 0 | 0 | 0 | 0 | 0 | 0 | 0
TVA_Transmission_2_TVA | TVA_Transmission | TVA | 2040 | B15 | 1203 | 0 | 99999 | 194.81 | 0 | 194.8 | 0 | 0 | 0 | 0 | 0 | 0 | 0 | 0
TVA_Transmission_2_TVA | TVA_Transmission | TVA | 2040 | B16 | 25 | 0 | 99999 | 0 | 0 | 0 | 0 | 0 | 0 | 0 | 0 | 0 | 0 | 0
TVA_Transmission_2_TVA | TVA_Transmission | TVA | 2040 | B17 | 100 | 0 | 99999 | 0 | 0 | 0 | 0 | 0 | 0 | 0 | 0 | 0 | 0 | 0
TVA_Transmission_2_TVA | TVA_Transmission | TVA | 2040 | B18 | 400 | 0 | 99999 | 0 | 0 | 0 | 0 | 0 | 0 | 0 | 0 | 0 | 0 | 0
TVA_Transmission_2_TVA | TVA_Transmission | TVA | 2040 | B19 | 700 | 0 | 99999 | 0 | 0 | 0 | 0 | 0 | 0 | 0 | 0 | 0 | 0 | 0
TVA_Transmission_2_TVA | TVA_Transmission | TVA | 2040 | B20 | 935 | 0 | 99999 | 1568.73 | 0 | 1022.35 | 0 | 0 | 0 | 0 | 0 | 0 | 0 | 0
TVA_Transmission_2_TVA | TVA_Transmission | TVA | 2045 | B1 | 10 | 0 | 99999 | 0 | 0 | 652.05 | 0 | 0 | 0 | 0 | 0 | 0 | 0 | 0
TVA_Transmission_2_TVA | TVA_Transmission | TVA | 2045 | B2 | 25 | 0 | 99999 | 3176.7 | 0 | 3574.2 | 0 | 0 | 0 | 0 | 0 | 0 | 0 | 0
TVA_Transmission_2_TVA | TVA_Transmission | TVA | 2045 | B3 | 75 | 0 | 99999 | 1325.78 | 0 | 1723.28 | 0 | 0 | 0 | 0 | 0 | 0 | 0 | 0
TVA_Transmission_2_TVA | TVA_Transmission | TVA | 2045 | B4 | 100 | 0 | 99999 | 470.51 | 0 | 3041.62 | 0 | 0 | 0 | 0 | 0 | 0 | 0 | 0
TVA_Transmission_2_TVA | TVA_Transmission | TVA | 2045 | B5 | 200 | 0 | 99999 | 654.37 | 0 | 1080.12 | 0 | 0 | 0 | 0 | 0 | 0 | 0 | 0
TVA_Transmission_2_TVA | TVA_Transmission | TVA | 2045 | B6 | 300 | 0 | 99999 | 0 | 0 | 0 | 0 | 0 | 0 | 0 | 0 | 0 | 0 | 0
TVA_Transmission_2_TVA | TVA_Transmission | TVA | 2045 | B7 | 400 | 0 | 99999 | 0 | 0 | 0 | 0 | 0 | 0 | 0 | 0 | 0 | 0 | 0
TVA_Transmission_2_TVA | TVA_Transmission | TVA | 2045 | B8 | 500 | 0 | 99999 | 729.71 | 0 | 1155.46 | 0 | 0 | 0 | 0 | 0 | 0 | 0 | 0
TVA_Transmission_2_TVA | TVA_Transmission | TVA | 2045 | B9 | 800 | 0 | 99999 | 74.89 | 0 | 2500 | 0 | 0 | 0 | 0 | 0 | 0 | 0 | 0
TVA_Transmission_2_TVA | TVA_Transmission | TVA | 2045 | B10 | 1262 | 0 | 99999 | 0 | 0 | 138.66 | 0 | 0 | 0 | 0 | 0 | 0 | 0 | 0
TVA_Transmission_2_TVA | TVA_Transmission | TVA | 2045 | B11 | 25 | 0 | 99999 | 0 | 0 | 0 | 0 | 0 | 0 | 0 | 0 | 0 | 0 | 0
TVA_Transmission_2_TVA | TVA_Transmission | TVA | 2045 | B12 | 200 | 0 | 99999 | 0 | 0 | 0 | 0 | 0 | 0 | 0 | 0 | 0 | 0 | 0
TVA_Transmission_2_TVA | TVA_Transmission | TVA | 2045 | B13 | 600 | 0 | 99999 | 0 | 0 | 0 | 0 | 0 | 0 | 0 | 0 | 0 | 0 | 0
TVA_Transmission_2_TVA | TVA_Transmission | TVA | 2045 | B14 | 900 | 0 | 99999 | 0 | 0 | 0 | 0 | 0 | 0 | 0 | 0 | 0 | 0 | 0
TVA_Transmission_2_TVA | TVA_Transmission | TVA | 2045 | B15 | 1203 | 0 | 99999 | 0.64 | 0 | 1610.53 | 0 | 0 | 0 | 0 | 0 | 0 | 0 | 0
TVA_Transmission_2_TVA | TVA_Transmission | TVA | 2045 | B16 | 25 | 0 | 99999 | 49.7 | 0 | 0 | 0 | 0 | 0 | 0 | 0 | 0 | 0 | 0
TVA_Transmission_2_TVA | TVA_Transmission | TVA | 2045 | B17 | 100 | 0 | 99999 | 0 | 0 | 0 | 0 | 0 | 0 | 0 | 0 | 0 | 0 | 0
TVA_Transmission_2_TVA | TVA_Transmission | TVA | 2045 | B18 | 400 | 0 | 99999 | 0 | 0 | 0 | 0 | 0 | 0 | 0 | 0 | 0 | 0 | 0
TVA_Transmission_2_TVA | TVA_Transmission | TVA | 2045 | B19 | 700 | 0 | 99999 | 0 | 0 | 0 | 0 | 0 | 0 | 0 | 0 | 0 | 0 | 0
TVA_Transmission_2_TVA | TVA_Transmission | TVA | 2045 | B20 | 935 | 0 | 99999 | 1528.07 | 0 | 775.9 | 0 | 0 | 0 | 0 | 0 | 0 | 0 | 0
TVA_Transmission_2_TVA | TVA_Transmission | TVA | 2050 | B1 | 10 | 0 | 99999 | 0 | 0 | 3304.47 | 0 | 0 | 0 | 0 | 0 | 0 | 0 | 0
TVA_Transmission_2_TVA | TVA_Transmission | TVA | 2050 | B2 | 25 | 0 | 99999 | 3223.69 | 0 | 2860.73 | 0 | 0 | 0 | 0 | 0 | 0 | 0 | 0
TVA_Transmission_2_TVA | TVA_Transmission | TVA | 2050 | B3 | 75 | 0 | 99999 | 1309.92 | 0 | 946.96 | 0 | 0 | 0 | 0 | 0 | 0 | 0 | 0
TVA_Transmission_2_TVA | TVA_Transmission | TVA | 2050 | B4 | 100 | 0 | 99999 | 425.6 | 0 | 2236.25 | 0 | 0 | 0 | 0 | 0 | 0 | 0 | 0
TVA_Transmission_2_TVA | TVA_Transmission | TVA | 2050 | B5 | 200 | 0 | 99999 | 542.79 | 0 | 208.09 | 0 | 0 | 0 | 0 | 0 | 0 | 0 | 0
TVA_Transmission_2_TVA | TVA_Transmission | TVA | 2050 | B6 | 300 | 0 | 99999 | 0 | 0 | 0 | 0 | 0 | 0 | 0 | 0 | 0 | 0 | 0
TVA_Transmission_2_TVA | TVA_Transmission | TVA | 2050 | B7 | 400 | 0 | 99999 | 0 | 0 | 0 | 0 | 0 | 0 | 0 | 0 | 0 | 0 | 0
TVA_Transmission_2_TVA | TVA_Transmission | TVA | 2050 | B8 | 500 | 0 | 99999 | 334.71 | 0 | 0 | 0 | 0 | 0 | 0 | 0 | 0 | 0 | 0
TVA_Transmission_2_TVA | TVA_Transmission | TVA | 2050 | B9 | 800 | 0 | 99999 | 0 | 0 | 1256.02 | 0 | 0 | 0 | 0 | 0 | 0 | 0 | 0
TVA_Transmission_2_TVA | TVA_Transmission | TVA | 2050 | B10 | 1262 | 0 | 99999 | 0 | 0 | 0 | 0 | 0 | 0 | 0 | 0 | 0 | 0 | 0
TVA_Transmission_2_TVA | TVA_Transmission | TVA | 2050 | B11 | 25 | 0 | 99999 | 0 | 0 | 0 | 0 | 0 | 0 | 0 | 0 | 0 | 0 | 0
TVA_Transmission_2_TVA | TVA_Transmission | TVA | 2050 | B12 | 200 | 0 | 99999 | 0 | 0 | 0 | 0 | 0 | 0 | 0 | 0 | 0 | 0 | 0
TVA_Transmission_2_TVA | TVA_Transmission | TVA | 2050 | B13 | 600 | 0 | 99999 | 0 | 0 | 0 | 0 | 0 | 0 | 0 | 0 | 0 | 0 | 0
TVA_Transmission_2_TVA | TVA_Transmission | TVA | 2050 | B14 | 900 | 0 | 99999 | 0 | 0 | 0 | 0 | 0 | 0 | 0 | 0 | 0 | 0 | 0
TVA_Transmission_2_TVA | TVA_Transmission | TVA | 2050 | B15 | 1203 | 0 | 99999 | 0 | 0 | 1459.77 | 0 | 0 | 0 | 0 | 0 | 0 | 0 | 0
TVA_Transmission_2_TVA | TVA_Transmission | TVA | 2050 | B16 | 25 | 0 | 99999 | 0 | 0 | 0 | 0 | 0 | 0 | 0 | 0 | 0 | 0 | 0
TVA_Transmission_2_TVA | TVA_Transmission | TVA | 2050 | B17 | 100 | 0 | 99999 | 0 | 0 | 0 | 0 | 0 | 0 | 0 | 0 | 0 | 0 | 0
TVA_Transmission_2_TVA | TVA_Transmission | TVA | 2050 | B18 | 400 | 0 | 99999 | 0 | 0 | 0 | 0 | 0 | 0 | 0 | 0 | 0 | 0 | 0
TVA_Transmission_2_TVA | TVA_Transmission | TVA | 2050 | B19 | 700 | 0 | 99999 | 0 | 0 | 0 | 0 | 0 | 0 | 0 | 0 | 0 | 0 | 0
TVA_Transmission_2_TVA | TVA_Transmission | TVA | 2050 | B20 | 935 | 0 | 99999 | 0 | 0 | 563.89 | 0 | 0 | 0 | 0 | 0 | 0 | 0 | 0
TVA_Transmission_2_VACAR | TVA_Transmission | VACAR | 2015 | B1 | 10 | 0 | 900 | 0 | 0 | 0 | 0 | 0 | 0 | 0 | 0 | 0 | 0 | 0
TVA_Transmission_2_VACAR | TVA_Transmission | VACAR | 2015 | B2 | 25 | 0 | 900 | 0 | 0 | 0 | 0 | 0 | 0 | 0 | 0 | 0 | 0 | 0
TVA_Transmission_2_VACAR | TVA_Transmission | VACAR | 2015 | B3 | 75 | 0 | 900 | 0 | 0 | 0 | 0 | 0 | 0 | 0 | 0 | 0 | 0 | 0
TVA_Transmission_2_VACAR | TVA_Transmission | VACAR | 2015 | B4 | 100 | 0 | 900 | 0 | 0 | 0 | 0 | 0 | 0 | 0 | 0 | 0 | 0 | 0
TVA_Transmission_2_VACAR | TVA_Transmission | VACAR | 2015 | B5 | 200 | 0 | 900 | 0 | 0 | 0 | 0 | 0 | 0 | 0 | 0 | 0 | 0 | 0
TVA_Transmission_2_VACAR | TVA_Transmission | VACAR | 2015 | B6 | 300 | 0 | 900 | 0 | 0 | 0 | 0 | 0 | 0 | 0 | 0 | 0 | 0 | 0
TVA_Transmission_2_VACAR | TVA_Transmission | VACAR | 2015 | B7 | 400 | 0 | 900 | 0 | 0 | 0 | 0 | 0 | 0 | 0 | 0 | 0 | 0 | 0
TVA_Transmission_2_VACAR | TVA_Transmission | VACAR | 2015 | B8 | 500 | 0 | 900 | 0 | 0 | 0 | 0 | 0 | 0 | 0 | 0 | 0 | 0 | 0
TVA_Transmission_2_VACAR | TVA_Transmission | VACAR | 2015 | B9 | 800 | 0 | 900 | 0 | 0 | 0 | 0 | 0 | 0 | 0 | 0 | 0 | 0 | 0
TVA_Transmission_2_VACAR | TVA_Transmission | VACAR | 2015 | B10 | 1262 | 0 | 900 | 0 | 0 | 0 | 0 | 0 | 0 | 0 | 0 | 0 | 0 | 0
TVA_Transmission_2_VACAR | TVA_Transmission | VACAR | 2015 | B11 | 25 | 0 | 900 | 0 | 0 | 0 | 0 | 0 | 0 | 0 | 0 | 0 | 0 | 0
TVA_Transmission_2_VACAR | TVA_Transmission | VACAR | 2015 | B12 | 200 | 0 | 900 | 0 | 0 | 0 | 0 | 0 | 0 | 0 | 0 | 0 | 0 | 0
TVA_Transmission_2_VACAR | TVA_Transmission | VACAR | 2015 | B13 | 600 | 0 | 900 | 0 | 0 | 0 | 0 | 0 | 0 | 0 | 0 | 0 | 0 | 0
TVA_Transmission_2_VACAR | TVA_Transmission | VACAR | 2015 | B14 | 900 | 0 | 900 | 0 | 0 | 0 | 0 | 0 | 0 | 0 | 0 | 0 | 0 | 0
TVA_Transmission_2_VACAR | TVA_Transmission | VACAR | 2015 | B15 | 1203 | 0 | 900 | 0 | 0 | 0 | 0 | 0 | 0 | 0 | 0 | 0 | 0 | 0
TVA_Transmission_2_VACAR | TVA_Transmission | VACAR | 2015 | B16 | 25 | 0 | 900 | 0 | 0 | 0 | 0 | 0 | 0 | 0 | 0 | 0 | 0 | 0
TVA_Transmission_2_VACAR | TVA_Transmission | VACAR | 2015 | B17 | 100 | 0 | 900 | 0 | 0 | 0 | 0 | 0 | 0 | 0 | 0 | 0 | 0 | 0
TVA_Transmission_2_VACAR | TVA_Transmission | VACAR | 2015 | B18 | 400 | 0 | 900 | 0 | 0 | 0 | 0 | 0 | 0 | 0 | 0 | 0 | 0 | 0
TVA_Transmission_2_VACAR | TVA_Transmission | VACAR | 2015 | B19 | 700 | 0 | 900 | 0 | 0 | 0 | 0 | 0 | 0 | 0 | 0 | 0 | 0 | 0
TVA_Transmission_2_VACAR | TVA_Transmission | VACAR | 2015 | B20 | 935 | 0 | 900 | 0 | 0 | 0 | 0 | 0 | 0 | 0 | 0 | 0 | 0 | 0
TVA_Transmission_2_VACAR | TVA_Transmission | VACAR | 2020 | B1 | 10 | 0 | 900 | 0 | 0 | 0 | 0 | 0 | 0 | 0 | 0 | 0 | 0 | 0
TVA_Transmission_2_VACAR | TVA_Transmission | VACAR | 2020 | B2 | 25 | 0 | 900 | 0 | 0 | 0 | 0 | 0 | 0 | 0 | 0 | 0 | 0 | 0
TVA_Transmission_2_VACAR | TVA_Transmission | VACAR | 2020 | B3 | 75 | 0 | 900 | 0 | 0 | 0 | 0 | 0 | 0 | 0 | 0 | 0 | 0 | 0
TVA_Transmission_2_VACAR | TVA_Transmission | VACAR | 2020 | B4 | 100 | 0 | 900 | 0 | 0 | 0 | 0 | 0 | 0 | 0 | 0 | 0 | 0 | 0
TVA_Transmission_2_VACAR | TVA_Transmission | VACAR | 2020 | B5 | 200 | 0 | 900 | 0 | 0 | 0 | 0 | 0 | 0 | 0 | 0 | 0 | 0 | 0
TVA_Transmission_2_VACAR | TVA_Transmission | VACAR | 2020 | B6 | 300 | 0 | 900 | 0 | 0 | 0 | 0 | 0 | 0 | 0 | 0 | 0 | 0 | 0
TVA_Transmission_2_VACAR | TVA_Transmission | VACAR | 2020 | B7 | 400 | 0 | 900 | 0 | 0 | 0 | 0 | 0 | 0 | 0 | 0 | 0 | 0 | 0
TVA_Transmission_2_VACAR | TVA_Transmission | VACAR | 2020 | B8 | 500 | 0 | 900 | 0 | 0 | 0 | 0 | 0 | 0 | 0 | 0 | 0 | 0 | 0
TVA_Transmission_2_VACAR | TVA_Transmission | VACAR | 2020 | B9 | 800 | 0 | 900 | 0 | 0 | 0 | 0 | 0 | 0 | 0 | 0 | 0 | 0 | 0
TVA_Transmission_2_VACAR | TVA_Transmission | VACAR | 2020 | B10 | 1262 | 0 | 900 | 0 | 0 | 0 | 0 | 0 | 0 | 0 | 0 | 0 | 0 | 0
TVA_Transmission_2_VACAR | TVA_Transmission | VACAR | 2020 | B11 | 25 | 0 | 900 | 0 | 0 | 0 | 0 | 0 | 0 | 0 | 0 | 0 | 0 | 0
TVA_Transmission_2_VACAR | TVA_Transmission | VACAR | 2020 | B12 | 200 | 0 | 900 | 0 | 0 | 0 | 0 | 0 | 0 | 0 | 0 | 0 | 0 | 0
TVA_Transmission_2_VACAR | TVA_Transmission | VACAR | 2020 | B13 | 600 | 0 | 900 | 0 | 0 | 0 | 0 | 0 | 0 | 0 | 0 | 0 | 0 | 0
TVA_Transmission_2_VACAR | TVA_Transmission | VACAR | 2020 | B14 | 900 | 0 | 900 | 0 | 0 | 0 | 0 | 0 | 0 | 0 | 0 | 0 | 0 | 0
TVA_Transmission_2_VACAR | TVA_Transmission | VACAR | 2020 | B15 | 1203 | 0 | 900 | 0 | 0 | 0 | 0 | 0 | 0 | 0 | 0 | 0 | 0 | 0
TVA_Transmission_2_VACAR | TVA_Transmission | VACAR | 2020 | B16 | 25 | 0 | 900 | 0 | 0 | 0 | 0 | 0 | 0 | 0 | 0 | 0 | 0 | 0
TVA_Transmission_2_VACAR | TVA_Transmission | VACAR | 2020 | B17 | 100 | 0 | 900 | 0 | 0 | 0 | 0 | 0 | 0 | 0 | 0 | 0 | 0 | 0
TVA_Transmission_2_VACAR | TVA_Transmission | VACAR | 2020 | B18 | 400 | 0 | 900 | 0 | 0 | 0 | 0 | 0 | 0 | 0 | 0 | 0 | 0 | 0
TVA_Transmission_2_VACAR | TVA_Transmission | VACAR | 2020 | B19 | 700 | 0 | 900 | 0 | 0 | 0 | 0 | 0 | 0 | 0 | 0 | 0 | 0 | 0
TVA_Transmission_2_VACAR | TVA_Transmission | VACAR | 2020 | B20 | 935 | 0 | 900 | 0 | 0 | 0 | 0 | 0 | 0 | 0 | 0 | 0 | 0 | 0
TVA_Transmission_2_VACAR | TVA_Transmission | VACAR | 2025 | B1 | 10 | 0 | 900 | 0 | 0 | 0 | 0 | 0 | 0 | 0 | 0 | 0 | 0 | 0
TVA_Transmission_2_VACAR | TVA_Transmission | VACAR | 2025 | B2 | 25 | 0 | 900 | 0 | 0 | 0 | 0 | 0 | 0 | 0 | 0 | 0 | 0 | 0
TVA_Transmission_2_VACAR | TVA_Transmission | VACAR | 2025 | B3 | 75 | 0 | 900 | 0 | 0 | 0 | 0 | 0 | 0 | 0 | 0 | 0 | 0 | 0
TVA_Transmission_2_VACAR | TVA_Transmission | VACAR | 2025 | B4 | 100 | 0 | 900 | 0 | 0 | 0 | 0 | 0 | 0 | 0 | 0 | 0 | 0 | 0
TVA_Transmission_2_VACAR | TVA_Transmission | VACAR | 2025 | B5 | 200 | 0 | 900 | 0 | 0 | 0 | 0 | 0 | 0 | 0 | 0 | 0 | 0 | 0
TVA_Transmission_2_VACAR | TVA_Transmission | VACAR | 2025 | B6 | 300 | 0 | 900 | 0 | 0 | 0 | 0 | 0 | 0 | 0 | 0 | 0 | 0 | 0
TVA_Transmission_2_VACAR | TVA_Transmission | VACAR | 2025 | B7 | 400 | 0 | 900 | 0 | 0 | 0 | 0 | 0 | 0 | 0 | 0 | 0 | 0 | 0
TVA_Transmission_2_VACAR | TVA_Transmission | VACAR | 2025 | B8 | 500 | 0 | 900 | 0 | 0 | 0 | 0 | 0 | 0 | 0 | 0 | 0 | 0 | 0
TVA_Transmission_2_VACAR | TVA_Transmission | VACAR | 2025 | B9 | 800 | 0 | 900 | 0 | 0 | 0 | 0 | 0 | 0 | 0 | 0 | 0 | 0 | 0
TVA_Transmission_2_VACAR | TVA_Transmission | VACAR | 2025 | B10 | 1262 | 0 | 900 | 0 | 0 | 0 | 0 | 0 | 0 | 0 | 0 | 0 | 0 | 0
TVA_Transmission_2_VACAR | TVA_Transmission | VACAR | 2025 | B11 | 25 | 0 | 900 | 0 | 0 | 0 | 0 | 0 | 0 | 0 | 0 | 0 | 0 | 0
TVA_Transmission_2_VACAR | TVA_Transmission | VACAR | 2025 | B12 | 200 | 0 | 900 | 0 | 0 | 0 | 0 | 0 | 0 | 0 | 0 | 0 | 0 | 0
TVA_Transmission_2_VACAR | TVA_Transmission | VACAR | 2025 | B13 | 600 | 0 | 900 | 0 | 0 | 0 | 0 | 0 | 0 | 0 | 0 | 0 | 0 | 0
TVA_Transmission_2_VACAR | TVA_Transmission | VACAR | 2025 | B14 | 900 | 0 | 900 | 0 | 0 | 0 | 0 | 0 | 0 | 0 | 0 | 0 | 0 | 0
TVA_Transmission_2_VACAR | TVA_Transmission | VACAR | 2025 | B15 | 1203 | 0 | 900 | 0 | 0 | 0 | 0 | 0 | 0 | 0 | 0 | 0 | 0 | 0
TVA_Transmission_2_VACAR | TVA_Transmission | VACAR | 2025 | B16 | 25 | 0 | 900 | 0 | 0 | 0 | 0 | 0 | 0 | 0 | 0 | 0 | 0 | 0
TVA_Transmission_2_VACAR | TVA_Transmission | VACAR | 2025 | B17 | 100 | 0 | 900 | 0 | 0 | 0 | 0 | 0 | 0 | 0 | 0 | 0 | 0 | 0
TVA_Transmission_2_VACAR | TVA_Transmission | VACAR | 2025 | B18 | 400 | 0 | 900 | 0 | 0 | 0 | 0 | 0 | 0 | 0 | 0 | 0 | 0 | 0
TVA_Transmission_2_VACAR | TVA_Transmission | VACAR | 2025 | B19 | 700 | 0 | 900 | 0 | 0 | 0 | 0 | 0 | 0 | 0 | 0 | 0 | 0 | 0
TVA_Transmission_2_VACAR | TVA_Transmission | VACAR | 2025 | B20 | 935 | 0 | 900 | 0 | 0 | 0 | 0 | 0 | 0 | 0 | 0 | 0 | 0 | 0
TVA_Transmission_2_VACAR | TVA_Transmission | VACAR | 2030 | B1 | 10 | 0 | 900 | 900 | 0 | 0 | 0 | 0 | 0.46293 | 0 | 0 | 0.46293 | 0 | 0.11573
TVA_Transmission_2_VACAR | TVA_Transmission | VACAR | 2030 | B2 | 25 | 0 | 900 | 0 | 0 | 0 | 0 | 0 | 0 | 0 | 0 | 0 | 0 | 0.11573
TVA_Transmission_2_VACAR | TVA_Transmission | VACAR | 2030 | B3 | 75 | 0 | 900 | 0 | 0 | 0 | 0 | 0 | 0 | 0 | 0 | 0 | 0 | 0.11573
TVA_Transmission_2_VACAR | TVA_Transmission | VACAR | 2030 | B4 | 100 | 0 | 900 | 0 | 0 | 0 | 0 | 0 | 0 | 0 | 0 | 0 | 0 | 0.11573
TVA_Transmission_2_VACAR | TVA_Transmission | VACAR | 2030 | B5 | 200 | 0 | 900 | 0 | 0 | 0 | 0 | 0 | 0 | 0 | 0 | 0 | 0 | 0.11573
TVA_Transmission_2_VACAR | TVA_Transmission | VACAR | 2030 | B6 | 300 | 0 | 900 | 0 | 0 | 0 | 0 | 0 | 0 | 0 | 0 | 0 | 0 | 0.11573
TVA_Transmission_2_VACAR | TVA_Transmission | VACAR | 2030 | B7 | 400 | 0 | 900 | 0 | 0 | 0 | 0 | 0 | 0 | 0 | 0 | 0 | 0 | 0.11573
TVA_Transmission_2_VACAR | TVA_Transmission | VACAR | 2030 | B8 | 500 | 0 | 900 | 0 | 0 | 0 | 0 | 0 | 0 | 0 | 0 | 0 | 0 | 0.11573
TVA_Transmission_2_VACAR | TVA_Transmission | VACAR | 2030 | B9 | 800 | 0 | 900 | 0 | 0 | 0 | 0 | 0 | 0 | 0 | 0 | 0 | 0 | 0.11573
TVA_Transmission_2_VACAR | TVA_Transmission | VACAR | 2030 | B10 | 1262 | 0 | 900 | 0 | 0 | 0 | 0 | 0 | 0 | 0 | 0 | 0 | 0 | 0.11573
TVA_Transmission_2_VACAR | TVA_Transmission | VACAR | 2030 | B11 | 25 | 0 | 900 | 0 | 0 | 0 | 0 | 0 | 0 | 0 | 0 | 0 | 0 | 0.11573
TVA_Transmission_2_VACAR | TVA_Transmission | VACAR | 2030 | B12 | 200 | 0 | 900 | 0 | 0 | 0 | 0 | 0 | 0 | 0 | 0 | 0 | 0 | 0.11573
TVA_Transmission_2_VACAR | TVA_Transmission | VACAR | 2030 | B13 | 600 | 0 | 900 | 0 | 0 | 0 | 0 | 0 | 0 | 0 | 0 | 0 | 0 | 0.11573
TVA_Transmission_2_VACAR | TVA_Transmission | VACAR | 2030 | B14 | 900 | 0 | 900 | 0 | 0 | 0 | 0 | 0 | 0 | 0 | 0 | 0 | 0 | 0.11573
TVA_Transmission_2_VACAR | TVA_Transmission | VACAR | 2030 | B15 | 1203 | 0 | 900 | 0 | 0 | 0 | 0 | 0 | 0 | 0 | 0 | 0 | 0 | 0.11573
TVA_Transmission_2_VACAR | TVA_Transmission | VACAR | 2030 | B16 | 25 | 0 | 900 | 330.89 | 0 | 0 | 0 | 0 | 0 | 0 | 0 | 0 | 0 | 0.11573
TVA_Transmission_2_VACAR | TVA_Transmission | VACAR | 2030 | B17 | 100 | 0 | 900 | 0 | 0 | 0 | 0 | 0 | 0 | 0 | 0 | 0 | 0 | 0.11573
TVA_Transmission_2_VACAR | TVA_Transmission | VACAR | 2030 | B18 | 400 | 0 | 900 | 0 | 0 | 0 | 0 | 0 | 0 | 0 | 0 | 0 | 0 | 0.11573
TVA_Transmission_2_VACAR | TVA_Transmission | VACAR | 2030 | B19 | 700 | 0 | 900 | 0 | 0 | 0 | 0 | 0 | 0 | 0 | 0 | 0 | 0 | 0.11573
TVA_Transmission_2_VACAR | TVA_Transmission | VACAR | 2030 | B20 | 935 | 0 | 900 | 0 | 0 | 0 | 0 | 0 | 0 | 0 | 0 | 0 | 0 | 0.11573
TVA_Transmission_2_VACAR | TVA_Transmission | VACAR | 2035 | B1 | 10 | 0 | 900 | 0 | 0 | 0 | 0 | 0 | 0 | 0 | 0 | 0 | 0 | 0
TVA_Transmission_2_VACAR | TVA_Transmission | VACAR | 2035 | B2 | 25 | 0 | 900 | 0 | 0 | 0 | 0 | 0 | 0 | 0 | 0 | 0 | 0 | 0
TVA_Transmission_2_VACAR | TVA_Transmission | VACAR | 2035 | B3 | 75 | 0 | 900 | 0 | 0 | 0 | 0 | 0 | 0 | 0 | 0 | 0 | 0 | 0
TVA_Transmission_2_VACAR | TVA_Transmission | VACAR | 2035 | B4 | 100 | 0 | 900 | 0 | 0 | 0 | 0 | 0 | 0 | 0 | 0 | 0 | 0 | 0
TVA_Transmission_2_VACAR | TVA_Transmission | VACAR | 2035 | B5 | 200 | 0 | 900 | 0 | 0 | 0 | 0 | 0 | 0 | 0 | 0 | 0 | 0 | 0
TVA_Transmission_2_VACAR | TVA_Transmission | VACAR | 2035 | B6 | 300 | 0 | 900 | 0 | 0 | 0 | 0 | 0 | 0 | 0 | 0 | 0 | 0 | 0
TVA_Transmission_2_VACAR | TVA_Transmission | VACAR | 2035 | B7 | 400 | 0 | 900 | 0 | 0 | 0 | 0 | 0 | 0 | 0 | 0 | 0 | 0 | 0
TVA_Transmission_2_VACAR | TVA_Transmission | VACAR | 2035 | B8 | 500 | 0 | 900 | 0 | 0 | 0 | 0 | 0 | 0 | 0 | 0 | 0 | 0 | 0
TVA_Transmission_2_VACAR | TVA_Transmission | VACAR | 2035 | B9 | 800 | 0 | 900 | 0 | 0 | 0 | 0 | 0 | 0 | 0 | 0 | 0 | 0 | 0
TVA_Transmission_2_VACAR | TVA_Transmission | VACAR | 2035 | B10 | 1262 | 0 | 900 | 0 | 0 | 0 | 0 | 0 | 0 | 0 | 0 | 0 | 0 | 0
TVA_Transmission_2_VACAR | TVA_Transmission | VACAR | 2035 | B11 | 25 | 0 | 900 | 0 | 0 | 0 | 0 | 0 | 0 | 0 | 0 | 0 | 0 | 0
TVA_Transmission_2_VACAR | TVA_Transmission | VACAR | 2035 | B12 | 200 | 0 | 900 | 0 | 0 | 0 | 0 | 0 | 0 | 0 | 0 | 0 | 0 | 0
TVA_Transmission_2_VACAR | TVA_Transmission | VACAR | 2035 | B13 | 600 | 0 | 900 | 0 | 0 | 0 | 0 | 0 | 0 | 0 | 0 | 0 | 0 | 0
TVA_Transmission_2_VACAR | TVA_Transmission | VACAR | 2035 | B14 | 900 | 0 | 900 | 0 | 0 | 0 | 0 | 0 | 0 | 0 | 0 | 0 | 0 | 0
TVA_Transmission_2_VACAR | TVA_Transmission | VACAR | 2035 | B15 | 1203 | 0 | 900 | 0 | 0 | 0 | 0 | 0 | 0 | 0 | 0 | 0 | 0 | 0
TVA_Transmission_2_VACAR | TVA_Transmission | VACAR | 2035 | B16 | 25 | 0 | 900 | 542.43 | 0 | 0 | 0 | 0 | 0 | 0 | 0 | 0 | 0 | 0
TVA_Transmission_2_VACAR | TVA_Transmission | VACAR | 2035 | B17 | 100 | 0 | 900 | 0 | 0 | 0 | 0 | 0 | 0 | 0 | 0 | 0 | 0 | 0
TVA_Transmission_2_VACAR | TVA_Transmission | VACAR | 2035 | B18 | 400 | 0 | 900 | 0 | 0 | 0 | 0 | 0 | 0 | 0 | 0 | 0 | 0 | 0
TVA_Transmission_2_VACAR | TVA_Transmission | VACAR | 2035 | B19 | 700 | 0 | 900 | 0 | 0 | 0 | 0 | 0 | 0 | 0 | 0 | 0 | 0 | 0
TVA_Transmission_2_VACAR | TVA_Transmission | VACAR | 2035 | B20 | 935 | 0 | 900 | 0 | 0 | 0 | 0 | 0 | 0 | 0 | 0 | 0 | 0 | 0
TVA_Transmission_2_VACAR | TVA_Transmission | VACAR | 2040 | B1 | 10 | 0 | 900 | 0 | 0 | 0 | 0 | 0 | 0 | 0 | 0 | 0 | 0 | 0
TVA_Transmission_2_VACAR | TVA_Transmission | VACAR | 2040 | B2 | 25 | 0 | 900 | 0 | 0 | 0 | 0 | 0 | 0 | 0 | 0 | 0 | 0 | 0
TVA_Transmission_2_VACAR | TVA_Transmission | VACAR | 2040 | B3 | 75 | 0 | 900 | 0 | 0 | 0 | 0 | 0 | 0 | 0 | 0 | 0 | 0 | 0
TVA_Transmission_2_VACAR | TVA_Transmission | VACAR | 2040 | B4 | 100 | 0 | 900 | 0 | 0 | 0 | 0 | 0 | 0 | 0 | 0 | 0 | 0 | 0
TVA_Transmission_2_VACAR | TVA_Transmission | VACAR | 2040 | B5 | 200 | 0 | 900 | 0 | 0 | 0 | 0 | 0 | 0 | 0 | 0 | 0 | 0 | 0
TVA_Transmission_2_VACAR | TVA_Transmission | VACAR | 2040 | B6 | 300 | 0 | 900 | 0 | 0 | 0 | 0 | 0 | 0 | 0 | 0 | 0 | 0 | 0
TVA_Transmission_2_VACAR | TVA_Transmission | VACAR | 2040 | B7 | 400 | 0 | 900 | 0 | 0 | 0 | 0 | 0 | 0 | 0 | 0 | 0 | 0 | 0
TVA_Transmission_2_VACAR | TVA_Transmission | VACAR | 2040 | B8 | 500 | 0 | 900 | 0 | 0 | 0 | 0 | 0 | 0 | 0 | 0 | 0 | 0 | 0
TVA_Transmission_2_VACAR | TVA_Transmission | VACAR | 2040 | B9 | 800 | 0 | 900 | 0 | 0 | 0 | 0 | 0 | 0 | 0 | 0 | 0 | 0 | 0
TVA_Transmission_2_VACAR | TVA_Transmission | VACAR | 2040 | B10 | 1262 | 0 | 900 | 0 | 0 | 0 | 0 | 0 | 0 | 0 | 0 | 0 | 0 | 0
TVA_Transmission_2_VACAR | TVA_Transmission | VACAR | 2040 | B11 | 25 | 0 | 900 | 0 | 0 | 0 | 0 | 0 | 0 | 0 | 0 | 0 | 0 | 0
TVA_Transmission_2_VACAR | TVA_Transmission | VACAR | 2040 | B12 | 200 | 0 | 900 | 0 | 0 | 0 | 0 | 0 | 0 | 0 | 0 | 0 | 0 | 0
TVA_Transmission_2_VACAR | TVA_Transmission | VACAR | 2040 | B13 | 600 | 0 | 900 | 0 | 0 | 0 | 0 | 0 | 0 | 0 | 0 | 0 | 0 | 0
TVA_Transmission_2_VACAR | TVA_Transmission | VACAR | 2040 | B14 | 900 | 0 | 900 | 0 | 0 | 0 | 0 | 0 | 0 | 0 | 0 | 0 | 0 | 0
TVA_Transmission_2_VACAR | TVA_Transmission | VACAR | 2040 | B15 | 1203 | 0 | 900 | 0 | 0 | 0 | 0 | 0 | 0 | 0 | 0 | 0 | 0 | 0
TVA_Transmission_2_VACAR | TVA_Transmission | VACAR | 2040 | B16 | 25 | 0 | 900 | 0 | 0 | 0 | 0 | 0 | 0 | 0 | 0 | 0 | 0 | 0
TVA_Transmission_2_VACAR | TVA_Transmission | VACAR | 2040 | B17 | 100 | 0 | 900 | 0 | 0 | 0 | 0 | 0 | 0 | 0 | 0 | 0 | 0 | 0
TVA_Transmission_2_VACAR | TVA_Transmission | VACAR | 2040 | B18 | 400 | 0 | 900 | 0 | 0 | 0 | 0 | 0 | 0 | 0 | 0 | 0 | 0 | 0
TVA_Transmission_2_VACAR | TVA_Transmission | VACAR | 2040 | B19 | 700 | 0 | 900 | 0 | 0 | 0 | 0 | 0 | 0 | 0 | 0 | 0 | 0 | 0
TVA_Transmission_2_VACAR | TVA_Transmission | VACAR | 2040 | B20 | 935 | 0 | 900 | 0 | 0 | 0 | 0 | 0 | 0 | 0 | 0 | 0 | 0 | 0
TVA_Transmission_2_VACAR | TVA_Transmission | VACAR | 2045 | B1 | 10 | 0 | 900 | 296.59 | 0 | 0 | 0 | 0 | 0 | 0 | 0 | 0 | 0 | 2.7776
TVA_Transmission_2_VACAR | TVA_Transmission | VACAR | 2045 | B2 | 25 | 0 | 900 | 0 | 0 | 0 | 0 | 0 | 0 | 0 | 0 | 0 | 0 | 2.7776
TVA_Transmission_2_VACAR | TVA_Transmission | VACAR | 2045 | B3 | 75 | 0 | 900 | 0 | 0 | 0 | 0 | 0 | 0 | 0 | 0 | 0 | 0 | 2.7776
TVA_Transmission_2_VACAR | TVA_Transmission | VACAR | 2045 | B4 | 100 | 0 | 900 | 0 | 0 | 0 | 0 | 0 | 0 | 0 | 0 | 0 | 0 | 2.7776
TVA_Transmission_2_VACAR | TVA_Transmission | VACAR | 2045 | B5 | 200 | 0 | 900 | 0 | 0 | 0 | 0 | 0 | 0 | 0 | 0 | 0 | 0 | 2.7776
TVA_Transmission_2_VACAR | TVA_Transmission | VACAR | 2045 | B6 | 300 | 0 | 900 | 0 | 0 | 0 | 0 | 0 | 0 | 0 | 0 | 0 | 0 | 2.7776
TVA_Transmission_2_VACAR | TVA_Transmission | VACAR | 2045 | B7 | 400 | 0 | 900 | 0 | 0 | 0 | 0 | 0 | 0 | 0 | 0 | 0 | 0 | 2.7776
TVA_Transmission_2_VACAR | TVA_Transmission | VACAR | 2045 | B8 | 500 | 0 | 900 | 0 | 0 | 0 | 0 | 0 | 0 | 0 | 0 | 0 | 0 | 2.7776
TVA_Transmission_2_VACAR | TVA_Transmission | VACAR | 2045 | B9 | 800 | 0 | 900 | 0 | 0 | 0 | 0 | 0 | 0 | 0 | 0 | 0 | 0 | 2.7776
TVA_Transmission_2_VACAR | TVA_Transmission | VACAR | 2045 | B10 | 1262 | 0 | 900 | 0 | 0 | 0 | 0 | 0 | 0 | 0 | 0 | 0 | 0 | 2.7776
TVA_Transmission_2_VACAR | TVA_Transmission | VACAR | 2045 | B11 | 25 | 0 | 900 | 0 | 0 | 0 | 0 | 0 | 0 | 0 | 0 | 0 | 0 | 2.7776
TVA_Transmission_2_VACAR | TVA_Transmission | VACAR | 2045 | B12 | 200 | 0 | 900 | 0 | 0 | 0 | 0 | 0 | 0 | 0 | 0 | 0 | 0 | 2.7776
TVA_Transmission_2_VACAR | TVA_Transmission | VACAR | 2045 | B13 | 600 | 0 | 900 | 0 | 0 | 0 | 0 | 0 | 0 | 0 | 0 | 0 | 0 | 2.7776
TVA_Transmission_2_VACAR | TVA_Transmission | VACAR | 2045 | B14 | 900 | 0 | 900 | 0 | 0 | 0 | 0 | 0 | 0 | 0 | 0 | 0 | 0 | 2.7776
TVA_Transmission_2_VACAR | TVA_Transmission | VACAR | 2045 | B15 | 1203 | 0 | 900 | 0 | 0 | 0 | 0 | 0 | 0 | 0 | 0 | 0 | 0 | 2.7776
TVA_Transmission_2_VACAR | TVA_Transmission | VACAR | 2045 | B16 | 25 | 0 | 900 | 900 | 0 | 0 | 0 | 0 | 11.1103 | 0 | 0 | 11.1103 | 0 | 2.7776
TVA_Transmission_2_VACAR | TVA_Transmission | VACAR | 2045 | B17 | 100 | 0 | 900 | 0 | 0 | 0 | 0 | 0 | 0 | 0 | 0 | 0 | 0 | 2.7776
TVA_Transmission_2_VACAR | TVA_Transmission | VACAR | 2045 | B18 | 400 | 0 | 900 | 0 | 0 | 0 | 0 | 0 | 0 | 0 | 0 | 0 | 0 | 2.7776
TVA_Transmission_2_VACAR | TVA_Transmission | VACAR | 2045 | B19 | 700 | 0 | 900 | 0 | 0 | 0 | 0 | 0 | 0 | 0 | 0 | 0 | 0 | 2.7776
TVA_Transmission_2_VACAR | TVA_Transmission | VACAR | 2045 | B20 | 935 | 0 | 900 | 0 | 0 | 0 | 0 | 0 | 0 | 0 | 0 | 0 | 0 | 2.7776
TVA_Transmission_2_VACAR | TVA_Transmission | VACAR | 2050 | B1 | 10 | 0 | 900 | 0 | 0 | 0 | 0 | 0 | 0 | 0 | 0 | 0 | 0 | 0.24927
TVA_Transmission_2_VACAR | TVA_Transmission | VACAR | 2050 | B2 | 25 | 0 | 900 | 0 | 0 | 0 | 0 | 0 | 0 | 0 | 0 | 0 | 0 | 0.24927
TVA_Transmission_2_VACAR | TVA_Transmission | VACAR | 2050 | B3 | 75 | 0 | 900 | 0 | 0 | 0 | 0 | 0 | 0 | 0 | 0 | 0 | 0 | 0.24927
TVA_Transmission_2_VACAR | TVA_Transmission | VACAR | 2050 | B4 | 100 | 0 | 900 | 0 | 0 | 0 | 0 | 0 | 0 | 0 | 0 | 0 | 0 | 0.24927
TVA_Transmission_2_VACAR | TVA_Transmission | VACAR | 2050 | B5 | 200 | 0 | 900 | 0 | 0 | 0 | 0 | 0 | 0 | 0 | 0 | 0 | 0 | 0.24927
TVA_Transmission_2_VACAR | TVA_Transmission | VACAR | 2050 | B6 | 300 | 0 | 900 | 0 | 0 | 0 | 0 | 0 | 0 | 0 | 0 | 0 | 0 | 0.24927
TVA_Transmission_2_VACAR | TVA_Transmission | VACAR | 2050 | B7 | 400 | 0 | 900 | 0 | 0 | 0 | 0 | 0 | 0 | 0 | 0 | 0 | 0 | 0.24927
TVA_Transmission_2_VACAR | TVA_Transmission | VACAR | 2050 | B8 | 500 | 0 | 900 | 0 | 0 | 0 | 0 | 0 | 0 | 0 | 0 | 0 | 0 | 0.24927
TVA_Transmission_2_VACAR | TVA_Transmission | VACAR | 2050 | B9 | 800 | 0 | 900 | 0 | 0 | 0 | 0 | 0 | 0 | 0 | 0 | 0 | 0 | 0.24927
TVA_Transmission_2_VACAR | TVA_Transmission | VACAR | 2050 | B10 | 1262 | 0 | 900 | 0 | 0 | 0 | 0 | 0 | 0 | 0 | 0 | 0 | 0 | 0.24927
TVA_Transmission_2_VACAR | TVA_Transmission | VACAR | 2050 | B11 | 25 | 0 | 900 | 0 | 0 | 0 | 0 | 0 | 0 | 0 | 0 | 0 | 0 | 0.24927
TVA_Transmission_2_VACAR | TVA_Transmission | VACAR | 2050 | B12 | 200 | 0 | 900 | 0 | 0 | 0 | 0 | 0 | 0 | 0 | 0 | 0 | 0 | 0.24927
TVA_Transmission_2_VACAR | TVA_Transmission | VACAR | 2050 | B13 | 600 | 0 | 900 | 0 | 0 | 0 | 0 | 0 | 0 | 0 | 0 | 0 | 0 | 0.24927
TVA_Transmission_2_VACAR | TVA_Transmission | VACAR | 2050 | B14 | 900 | 0 | 900 | 0 | 0 | 0 | 0 | 0 | 0 | 0 | 0 | 0 | 0 | 0.24927
TVA_Transmission_2_VACAR | TVA_Transmission | VACAR | 2050 | B15 | 1203 | 0 | 900 | 0 | 0 | 0 | 0 | 0 | 0 | 0 | 0 | 0 | 0 | 0.24927
TVA_Transmission_2_VACAR | TVA_Transmission | VACAR | 2050 | B16 | 25 | 0 | 900 | 900 | 0 | 0 | 0 | 0 | 0.99708 | 0 | 0 | 0.99708 | 0 | 0.24927
TVA_Transmission_2_VACAR | TVA_Transmission | VACAR | 2050 | B17 | 100 | 0 | 900 | 0 | 0 | 0 | 0 | 0 | 0 | 0 | 0 | 0 | 0 | 0.24927
TVA_Transmission_2_VACAR | TVA_Transmission | VACAR | 2050 | B18 | 400 | 0 | 900 | 0 | 0 | 0 | 0 | 0 | 0 | 0 | 0 | 0 | 0 | 0.24927
TVA_Transmission_2_VACAR | TVA_Transmission | VACAR | 2050 | B19 | 700 | 0 | 900 | 0 | 0 | 0 | 0 | 0 | 0 | 0 | 0 | 0 | 0 | 0.24927
TVA_Transmission_2_VACAR | TVA_Transmission | VACAR | 2050 | B20 | 935 | 0 | 900 | 0 | 0 | 0 | 0 | 0 | 0 | 0 | 0 | 0 | 0 | 0.24927
VACAR_2_PJM_ROR | VACAR | PJM_ROR | 2015 | B1 | 10 | 0 | 2000 | 0 | 0 | 0 | 0 | 0 | 0 | 0 | 0 | 0 | 0 | 0
VACAR_2_PJM_ROR | VACAR | PJM_ROR | 2015 | B2 | 25 | 0 | 2000 | 0 | 0 | 0 | 0 | 0 | 0 | 0 | 0 | 0 | 0 | 0
VACAR_2_PJM_ROR | VACAR | PJM_ROR | 2015 | B3 | 75 | 0 | 2000 | 0 | 0 | 0 | 0 | 0 | 0 | 0 | 0 | 0 | 0 | 0
VACAR_2_PJM_ROR | VACAR | PJM_ROR | 2015 | B4 | 100 | 0 | 2000 | 0 | 0 | 0 | 0 | 0 | 0 | 0 | 0 | 0 | 0 | 0
VACAR_2_PJM_ROR | VACAR | PJM_ROR | 2015 | B5 | 200 | 0 | 2000 | 0 | 0 | 0 | 0 | 0 | 0 | 0 | 0 | 0 | 0 | 0
VACAR_2_PJM_ROR | VACAR | PJM_ROR | 2015 | B6 | 300 | 0 | 2000 | 0 | 0 | 0 | 0 | 0 | 0 | 0 | 0 | 0 | 0 | 0
VACAR_2_PJM_ROR | VACAR | PJM_ROR | 2015 | B7 | 400 | 0 | 2000 | 0 | 0 | 0 | 0 | 0 | 0 | 0 | 0 | 0 | 0 | 0
VACAR_2_PJM_ROR | VACAR | PJM_ROR | 2015 | B8 | 500 | 0 | 2000 | 0 | 0 | 0 | 0 | 0 | 0 | 0 | 0 | 0 | 0 | 0
VACAR_2_PJM_ROR | VACAR | PJM_ROR | 2015 | B9 | 800 | 0 | 2000 | 0 | 0 | 0 | 0 | 0 | 0 | 0 | 0 | 0 | 0 | 0
VACAR_2_PJM_ROR | VACAR | PJM_ROR | 2015 | B10 | 1262 | 0 | 2000 | 0 | 0 | 0 | 0 | 0 | 0 | 0 | 0 | 0 | 0 | 0
VACAR_2_PJM_ROR | VACAR | PJM_ROR | 2015 | B11 | 25 | 0 | 2000 | 0 | 0 | 0 | 0 | 0 | 0 | 0 | 0 | 0 | 0 | 0
VACAR_2_PJM_ROR | VACAR | PJM_ROR | 2015 | B12 | 200 | 0 | 2000 | 0 | 0 | 0 | 0 | 0 | 0 | 0 | 0 | 0 | 0 | 0
VACAR_2_PJM_ROR | VACAR | PJM_ROR | 2015 | B13 | 600 | 0 | 2000 | 0 | 0 | 0 | 0 | 0 | 0 | 0 | 0 | 0 | 0 | 0
VACAR_2_PJM_ROR | VACAR | PJM_ROR | 2015 | B14 | 900 | 0 | 2000 | 0 | 0 | 0 | 0 | 0 | 0 | 0 | 0 | 0 | 0 | 0
VACAR_2_PJM_ROR | VACAR | PJM_ROR | 2015 | B15 | 1203 | 0 | 2000 | 0 | 0 | 0 | 0 | 0 | 0 | 0 | 0 | 0 | 0 | 0
VACAR_2_PJM_ROR | VACAR | PJM_ROR | 2015 | B16 | 25 | 0 | 2000 | 0 | 0 | 0 | 0 | 0 | 0 | 0 | 0 | 0 | 0 | 0
VACAR_2_PJM_ROR | VACAR | PJM_ROR | 2015 | B17 | 100 | 0 | 2000 | 0 | 0 | 0 | 0 | 0 | 0 | 0 | 0 | 0 | 0 | 0
VACAR_2_PJM_ROR | VACAR | PJM_ROR | 2015 | B18 | 400 | 0 | 2000 | 0 | 0 | 0 | 0 | 0 | 0 | 0 | 0 | 0 | 0 | 0
VACAR_2_PJM_ROR | VACAR | PJM_ROR | 2015 | B19 | 700 | 0 | 2000 | 0 | 0 | 0 | 0 | 0 | 0 | 0 | 0 | 0 | 0 | 0
VACAR_2_PJM_ROR | VACAR | PJM_ROR | 2015 | B20 | 935 | 0 | 2000 | 0 | 0 | 0 | 0 | 0 | 0 | 0 | 0 | 0 | 0 | 0
VACAR_2_PJM_ROR | VACAR | PJM_ROR | 2020 | B1 | 10 | 0 | 2000 | 0 | 0 | 0 | 0 | 0 | 0 | 0 | 0 | 0 | 0 | 0
VACAR_2_PJM_ROR | VACAR | PJM_ROR | 2020 | B2 | 25 | 0 | 2000 | 0 | 0 | 0 | 0 | 0 | 0 | 0 | 0 | 0 | 0 | 0
VACAR_2_PJM_ROR | VACAR | PJM_ROR | 2020 | B3 | 75 | 0 | 2000 | 0 | 0 | 0 | 0 | 0 | 0 | 0 | 0 | 0 | 0 | 0
VACAR_2_PJM_ROR | VACAR | PJM_ROR | 2020 | B4 | 100 | 0 | 2000 | 0 | 0 | 0 | 0 | 0 | 0 | 0 | 0 | 0 | 0 | 0
VACAR_2_PJM_ROR | VACAR | PJM_ROR | 2020 | B5 | 200 | 0 | 2000 | 0 | 0 | 0 | 0 | 0 | 0 | 0 | 0 | 0 | 0 | 0
VACAR_2_PJM_ROR | VACAR | PJM_ROR | 2020 | B6 | 300 | 0 | 2000 | 0 | 0 | 0 | 0 | 0 | 0 | 0 | 0 | 0 | 0 | 0
VACAR_2_PJM_ROR | VACAR | PJM_ROR | 2020 | B7 | 400 | 0 | 2000 | 0 | 0 | 0 | 0 | 0 | 0 | 0 | 0 | 0 | 0 | 0
VACAR_2_PJM_ROR | VACAR | PJM_ROR | 2020 | B8 | 500 | 0 | 2000 | 0 | 0 | 0 | 0 | 0 | 0 | 0 | 0 | 0 | 0 | 0
VACAR_2_PJM_ROR | VACAR | PJM_ROR | 2020 | B9 | 800 | 0 | 2000 | 0 | 0 | 0 | 0 | 0 | 0 | 0 | 0 | 0 | 0 | 0
VACAR_2_PJM_ROR | VACAR | PJM_ROR | 2020 | B10 | 1262 | 0 | 2000 | 0 | 0 | 0 | 0 | 0 | 0 | 0 | 0 | 0 | 0 | 0
VACAR_2_PJM_ROR | VACAR | PJM_ROR | 2020 | B11 | 25 | 0 | 2000 | 0 | 0 | 0 | 0 | 0 | 0 | 0 | 0 | 0 | 0 | 0
VACAR_2_PJM_ROR | VACAR | PJM_ROR | 2020 | B12 | 200 | 0 | 2000 | 0 | 0 | 0 | 0 | 0 | 0 | 0 | 0 | 0 | 0 | 0
VACAR_2_PJM_ROR | VACAR | PJM_ROR | 2020 | B13 | 600 | 0 | 2000 | 0 | 0 | 0 | 0 | 0 | 0 | 0 | 0 | 0 | 0 | 0
VACAR_2_PJM_ROR | VACAR | PJM_ROR | 2020 | B14 | 900 | 0 | 2000 | 0 | 0 | 0 | 0 | 0 | 0 | 0 | 0 | 0 | 0 | 0
VACAR_2_PJM_ROR | VACAR | PJM_ROR | 2020 | B15 | 1203 | 0 | 2000 | 0 | 0 | 0 | 0 | 0 | 0 | 0 | 0 | 0 | 0 | 0
VACAR_2_PJM_ROR | VACAR | PJM_ROR | 2020 | B16 | 25 | 0 | 2000 | 0 | 0 | 0 | 0 | 0 | 0 | 0 | 0 | 0 | 0 | 0
VACAR_2_PJM_ROR | VACAR | PJM_ROR | 2020 | B17 | 100 | 0 | 2000 | 0 | 0 | 0 | 0 | 0 | 0 | 0 | 0 | 0 | 0 | 0
VACAR_2_PJM_ROR | VACAR | PJM_ROR | 2020 | B18 | 400 | 0 | 2000 | 0 | 0 | 0 | 0 | 0 | 0 | 0 | 0 | 0 | 0 | 0
VACAR_2_PJM_ROR | VACAR | PJM_ROR | 2020 | B19 | 700 | 0 | 2000 | 0 | 0 | 0 | 0 | 0 | 0 | 0 | 0 | 0 | 0 | 0
VACAR_2_PJM_ROR | VACAR | PJM_ROR | 2020 | B20 | 935 | 0 | 2000 | 0 | 0 | 0 | 0 | 0 | 0 | 0 | 0 | 0 | 0 | 0
VACAR_2_PJM_ROR | VACAR | PJM_ROR | 2025 | B1 | 10 | 0 | 2000 | 0 | 0 | 0 | 0 | 0 | 0 | 0 | 0 | 0 | 0 | 0
VACAR_2_PJM_ROR | VACAR | PJM_ROR | 2025 | B2 | 25 | 0 | 2000 | 0 | 0 | 0 | 0 | 0 | 0 | 0 | 0 | 0 | 0 | 0
VACAR_2_PJM_ROR | VACAR | PJM_ROR | 2025 | B3 | 75 | 0 | 2000 | 0 | 0 | 0 | 0 | 0 | 0 | 0 | 0 | 0 | 0 | 0
VACAR_2_PJM_ROR | VACAR | PJM_ROR | 2025 | B4 | 100 | 0 | 2000 | 0 | 0 | 0 | 0 | 0 | 0 | 0 | 0 | 0 | 0 | 0
VACAR_2_PJM_ROR | VACAR | PJM_ROR | 2025 | B5 | 200 | 0 | 2000 | 0 | 0 | 0 | 0 | 0 | 0 | 0 | 0 | 0 | 0 | 0
VACAR_2_PJM_ROR | VACAR | PJM_ROR | 2025 | B6 | 300 | 0 | 2000 | 0 | 0 | 0 | 0 | 0 | 0 | 0 | 0 | 0 | 0 | 0
VACAR_2_PJM_ROR | VACAR | PJM_ROR | 2025 | B7 | 400 | 0 | 2000 | 0 | 0 | 0 | 0 | 0 | 0 | 0 | 0 | 0 | 0 | 0
VACAR_2_PJM_ROR | VACAR | PJM_ROR | 2025 | B8 | 500 | 0 | 2000 | 0 | 0 | 0 | 0 | 0 | 0 | 0 | 0 | 0 | 0 | 0
VACAR_2_PJM_ROR | VACAR | PJM_ROR | 2025 | B9 | 800 | 0 | 2000 | 0 | 0 | 0 | 0 | 0 | 0 | 0 | 0 | 0 | 0 | 0
VACAR_2_PJM_ROR | VACAR | PJM_ROR | 2025 | B10 | 1262 | 0 | 2000 | 0 | 0 | 0 | 0 | 0 | 0 | 0 | 0 | 0 | 0 | 0
VACAR_2_PJM_ROR | VACAR | PJM_ROR | 2025 | B11 | 25 | 0 | 2000 | 0 | 0 | 0 | 0 | 0 | 0 | 0 | 0 | 0 | 0 | 0
VACAR_2_PJM_ROR | VACAR | PJM_ROR | 2025 | B12 | 200 | 0 | 2000 | 0 | 0 | 0 | 0 | 0 | 0 | 0 | 0 | 0 | 0 | 0
VACAR_2_PJM_ROR | VACAR | PJM_ROR | 2025 | B13 | 600 | 0 | 2000 | 0 | 0 | 0 | 0 | 0 | 0 | 0 | 0 | 0 | 0 | 0
VACAR_2_PJM_ROR | VACAR | PJM_ROR | 2025 | B14 | 900 | 0 | 2000 | 0 | 0 | 0 | 0 | 0 | 0 | 0 | 0 | 0 | 0 | 0
VACAR_2_PJM_ROR | VACAR | PJM_ROR | 2025 | B15 | 1203 | 0 | 2000 | 0 | 0 | 0 | 0 | 0 | 0 | 0 | 0 | 0 | 0 | 0
VACAR_2_PJM_ROR | VACAR | PJM_ROR | 2025 | B16 | 25 | 0 | 2000 | 0 | 0 | 0 | 0 | 0 | 0 | 0 | 0 | 0 | 0 | 0
VACAR_2_PJM_ROR | VACAR | PJM_ROR | 2025 | B17 | 100 | 0 | 2000 | 0 | 0 | 0 | 0 | 0 | 0 | 0 | 0 | 0 | 0 | 0
VACAR_2_PJM_ROR | VACAR | PJM_ROR | 2025 | B18 | 400 | 0 | 2000 | 0 | 0 | 0 | 0 | 0 | 0 | 0 | 0 | 0 | 0 | 0
VACAR_2_PJM_ROR | VACAR | PJM_ROR | 2025 | B19 | 700 | 0 | 2000 | 0 | 0 | 0 | 0 | 0 | 0 | 0 | 0 | 0 | 0 | 0
VACAR_2_PJM_ROR | VACAR | PJM_ROR | 2025 | B20 | 935 | 0 | 2000 | 0 | 0 | 0 | 0 | 0 | 0 | 0 | 0 | 0 | 0 | 0
VACAR_2_PJM_ROR | VACAR | PJM_ROR | 2030 | B1 | 10 | 0 | 2000 | 0 | 0 | 0 | 0 | 0 | 0 | 0 | 0 | 0 | 0 | 0
VACAR_2_PJM_ROR | VACAR | PJM_ROR | 2030 | B2 | 25 | 0 | 2000 | 0 | 0 | 0 | 0 | 0 | 0 | 0 | 0 | 0 | 0 | 0
VACAR_2_PJM_ROR | VACAR | PJM_ROR | 2030 | B3 | 75 | 0 | 2000 | 0 | 0 | 0 | 0 | 0 | 0 | 0 | 0 | 0 | 0 | 0
VACAR_2_PJM_ROR | VACAR | PJM_ROR | 2030 | B4 | 100 | 0 | 2000 | 0 | 0 | 0 | 0 | 0 | 0 | 0 | 0 | 0 | 0 | 0
VACAR_2_PJM_ROR | VACAR | PJM_ROR | 2030 | B5 | 200 | 0 | 2000 | 0 | 0 | 0 | 0 | 0 | 0 | 0 | 0 | 0 | 0 | 0
VACAR_2_PJM_ROR | VACAR | PJM_ROR | 2030 | B6 | 300 | 0 | 2000 | 0 | 0 | 0 | 0 | 0 | 0 | 0 | 0 | 0 | 0 | 0
VACAR_2_PJM_ROR | VACAR | PJM_ROR | 2030 | B7 | 400 | 0 | 2000 | 0 | 0 | 0 | 0 | 0 | 0 | 0 | 0 | 0 | 0 | 0
VACAR_2_PJM_ROR | VACAR | PJM_ROR | 2030 | B8 | 500 | 0 | 2000 | 0 | 0 | 0 | 0 | 0 | 0 | 0 | 0 | 0 | 0 | 0
VACAR_2_PJM_ROR | VACAR | PJM_ROR | 2030 | B9 | 800 | 0 | 2000 | 0 | 0 | 0 | 0 | 0 | 0 | 0 | 0 | 0 | 0 | 0
VACAR_2_PJM_ROR | VACAR | PJM_ROR | 2030 | B10 | 1262 | 0 | 2000 | 0 | 0 | 0 | 0 | 0 | 0 | 0 | 0 | 0 | 0 | 0
VACAR_2_PJM_ROR | VACAR | PJM_ROR | 2030 | B11 | 25 | 0 | 2000 | 0 | 0 | 0 | 0 | 0 | 0 | 0 | 0 | 0 | 0 | 0
VACAR_2_PJM_ROR | VACAR | PJM_ROR | 2030 | B12 | 200 | 0 | 2000 | 0 | 0 | 0 | 0 | 0 | 0 | 0 | 0 | 0 | 0 | 0
VACAR_2_PJM_ROR | VACAR | PJM_ROR | 2030 | B13 | 600 | 0 | 2000 | 0 | 0 | 0 | 0 | 0 | 0 | 0 | 0 | 0 | 0 | 0
VACAR_2_PJM_ROR | VACAR | PJM_ROR | 2030 | B14 | 900 | 0 | 2000 | 0 | 0 | 0 | 0 | 0 | 0 | 0 | 0 | 0 | 0 | 0
VACAR_2_PJM_ROR | VACAR | PJM_ROR | 2030 | B15 | 1203 | 0 | 2000 | 0 | 0 | 0 | 0 | 0 | 0 | 0 | 0 | 0 | 0 | 0
VACAR_2_PJM_ROR | VACAR | PJM_ROR | 2030 | B16 | 25 | 0 | 2000 | 0 | 0 | 0 | 0 | 0 | 0 | 0 | 0 | 0 | 0 | 0
VACAR_2_PJM_ROR | VACAR | PJM_ROR | 2030 | B17 | 100 | 0 | 2000 | 0 | 0 | 0 | 0 | 0 | 0 | 0 | 0 | 0 | 0 | 0
VACAR_2_PJM_ROR | VACAR | PJM_ROR | 2030 | B18 | 400 | 0 | 2000 | 0 | 0 | 0 | 0 | 0 | 0 | 0 | 0 | 0 | 0 | 0
VACAR_2_PJM_ROR | VACAR | PJM_ROR | 2030 | B19 | 700 | 0 | 2000 | 0 | 0 | 0 | 0 | 0 | 0 | 0 | 0 | 0 | 0 | 0
VACAR_2_PJM_ROR | VACAR | PJM_ROR | 2030 | B20 | 935 | 0 | 2000 | 0 | 0 | 0 | 0 | 0 | 0 | 0 | 0 | 0 | 0 | 0
VACAR_2_PJM_ROR | VACAR | PJM_ROR | 2035 | B1 | 10 | 0 | 2000 | 0 | 0 | 0 | 0 | 0 | 0 | 0 | 0 | 0 | 0 | 0
VACAR_2_PJM_ROR | VACAR | PJM_ROR | 2035 | B2 | 25 | 0 | 2000 | 0 | 0 | 0 | 0 | 0 | 0 | 0 | 0 | 0 | 0 | 0
VACAR_2_PJM_ROR | VACAR | PJM_ROR | 2035 | B3 | 75 | 0 | 2000 | 0 | 0 | 0 | 0 | 0 | 0 | 0 | 0 | 0 | 0 | 0
VACAR_2_PJM_ROR | VACAR | PJM_ROR | 2035 | B4 | 100 | 0 | 2000 | 0 | 0 | 0 | 0 | 0 | 0 | 0 | 0 | 0 | 0 | 0
VACAR_2_PJM_ROR | VACAR | PJM_ROR | 2035 | B5 | 200 | 0 | 2000 | 0 | 0 | 0 | 0 | 0 | 0 | 0 | 0 | 0 | 0 | 0
VACAR_2_PJM_ROR | VACAR | PJM_ROR | 2035 | B6 | 300 | 0 | 2000 | 0 | 0 | 0 | 0 | 0 | 0 | 0 | 0 | 0 | 0 | 0
VACAR_2_PJM_ROR | VACAR | PJM_ROR | 2035 | B7 | 400 | 0 | 2000 | 0 | 0 | 0 | 0 | 0 | 0 | 0 | 0 | 0 | 0 | 0
VACAR_2_PJM_ROR | VACAR | PJM_ROR | 2035 | B8 | 500 | 0 | 2000 | 0 | 0 | 0 | 0 | 0 | 0 | 0 | 0 | 0 | 0 | 0
VACAR_2_PJM_ROR | VACAR | PJM_ROR | 2035 | B9 | 800 | 0 | 2000 | 0 | 0 | 0 | 0 | 0 | 0 | 0 | 0 | 0 | 0 | 0
VACAR_2_PJM_ROR | VACAR | PJM_ROR | 2035 | B10 | 1262 | 0 | 2000 | 0 | 0 | 0 | 0 | 0 | 0 | 0 | 0 | 0 | 0 | 0
VACAR_2_PJM_ROR | VACAR | PJM_ROR | 2035 | B11 | 25 | 0 | 2000 | 0 | 0 | 0 | 0 | 0 | 0 | 0 | 0 | 0 | 0 | 0
VACAR_2_PJM_ROR | VACAR | PJM_ROR | 2035 | B12 | 200 | 0 | 2000 | 0 | 0 | 0 | 0 | 0 | 0 | 0 | 0 | 0 | 0 | 0
VACAR_2_PJM_ROR | VACAR | PJM_ROR | 2035 | B13 | 600 | 0 | 2000 | 0 | 0 | 0 | 0 | 0 | 0 | 0 | 0 | 0 | 0 | 0
VACAR_2_PJM_ROR | VACAR | PJM_ROR | 2035 | B14 | 900 | 0 | 2000 | 0 | 0 | 0 | 0 | 0 | 0 | 0 | 0 | 0 | 0 | 0
VACAR_2_PJM_ROR | VACAR | PJM_ROR | 2035 | B15 | 1203 | 0 | 2000 | 0 | 0 | 0 | 0 | 0 | 0 | 0 | 0 | 0 | 0 | 0
VACAR_2_PJM_ROR | VACAR | PJM_ROR | 2035 | B16 | 25 | 0 | 2000 | 0 | 0 | 0 | 0 | 0 | 0 | 0 | 0 | 0 | 0 | 0
VACAR_2_PJM_ROR | VACAR | PJM_ROR | 2035 | B17 | 100 | 0 | 2000 | 0 | 0 | 0 | 0 | 0 | 0 | 0 | 0 | 0 | 0 | 0
VACAR_2_PJM_ROR | VACAR | PJM_ROR | 2035 | B18 | 400 | 0 | 2000 | 0 | 0 | 0 | 0 | 0 | 0 | 0 | 0 | 0 | 0 | 0
VACAR_2_PJM_ROR | VACAR | PJM_ROR | 2035 | B19 | 700 | 0 | 2000 | 0 | 0 | 0 | 0 | 0 | 0 | 0 | 0 | 0 | 0 | 0
VACAR_2_PJM_ROR | VACAR | PJM_ROR | 2035 | B20 | 935 | 0 | 2000 | 0 | 0 | 0 | 0 | 0 | 0 | 0 | 0 | 0 | 0 | 0
VACAR_2_PJM_ROR | VACAR | PJM_ROR | 2040 | B1 | 10 | 0 | 2000 | 0 | 0 | 0 | 0 | 0 | 0 | 0 | 0 | 0 | 0 | 0
VACAR_2_PJM_ROR | VACAR | PJM_ROR | 2040 | B2 | 25 | 0 | 2000 | 0 | 0 | 0 | 0 | 0 | 0 | 0 | 0 | 0 | 0 | 0
VACAR_2_PJM_ROR | VACAR | PJM_ROR | 2040 | B3 | 75 | 0 | 2000 | 0 | 0 | 0 | 0 | 0 | 0 | 0 | 0 | 0 | 0 | 0
VACAR_2_PJM_ROR | VACAR | PJM_ROR | 2040 | B4 | 100 | 0 | 2000 | 0 | 0 | 0 | 0 | 0 | 0 | 0 | 0 | 0 | 0 | 0
VACAR_2_PJM_ROR | VACAR | PJM_ROR | 2040 | B5 | 200 | 0 | 2000 | 0 | 0 | 0 | 0 | 0 | 0 | 0 | 0 | 0 | 0 | 0
VACAR_2_PJM_ROR | VACAR | PJM_ROR | 2040 | B6 | 300 | 0 | 2000 | 0 | 0 | 0 | 0 | 0 | 0 | 0 | 0 | 0 | 0 | 0
VACAR_2_PJM_ROR | VACAR | PJM_ROR | 2040 | B7 | 400 | 0 | 2000 | 0 | 0 | 0 | 0 | 0 | 0 | 0 | 0 | 0 | 0 | 0
VACAR_2_PJM_ROR | VACAR | PJM_ROR | 2040 | B8 | 500 | 0 | 2000 | 0 | 0 | 0 | 0 | 0 | 0 | 0 | 0 | 0 | 0 | 0
VACAR_2_PJM_ROR | VACAR | PJM_ROR | 2040 | B9 | 800 | 0 | 2000 | 0 | 0 | 0 | 0 | 0 | 0 | 0 | 0 | 0 | 0 | 0
VACAR_2_PJM_ROR | VACAR | PJM_ROR | 2040 | B10 | 1262 | 0 | 2000 | 0 | 0 | 0 | 0 | 0 | 0 | 0 | 0 | 0 | 0 | 0
VACAR_2_PJM_ROR | VACAR | PJM_ROR | 2040 | B11 | 25 | 0 | 2000 | 0 | 0 | 0 | 0 | 0 | 0 | 0 | 0 | 0 | 0 | 0
VACAR_2_PJM_ROR | VACAR | PJM_ROR | 2040 | B12 | 200 | 0 | 2000 | 0 | 0 | 0 | 0 | 0 | 0 | 0 | 0 | 0 | 0 | 0
VACAR_2_PJM_ROR | VACAR | PJM_ROR | 2040 | B13 | 600 | 0 | 2000 | 0 | 0 | 0 | 0 | 0 | 0 | 0 | 0 | 0 | 0 | 0
VACAR_2_PJM_ROR | VACAR | PJM_ROR | 2040 | B14 | 900 | 0 | 2000 | 0 | 0 | 0 | 0 | 0 | 0 | 0 | 0 | 0 | 0 | 0
VACAR_2_PJM_ROR | VACAR | PJM_ROR | 2040 | B15 | 1203 | 0 | 2000 | 0 | 0 | 0 | 0 | 0 | 0 | 0 | 0 | 0 | 0 | 0
VACAR_2_PJM_ROR | VACAR | PJM_ROR | 2040 | B16 | 25 | 0 | 2000 | 0 | 0 | 0 | 0 | 0 | 0 | 0 | 0 | 0 | 0 | 0
VACAR_2_PJM_ROR | VACAR | PJM_ROR | 2040 | B17 | 100 | 0 | 2000 | 0 | 0 | 0 | 0 | 0 | 0 | 0 | 0 | 0 | 0 | 0
VACAR_2_PJM_ROR | VACAR | PJM_ROR | 2040 | B18 | 400 | 0 | 2000 | 0 | 0 | 0 | 0 | 0 | 0 | 0 | 0 | 0 | 0 | 0
VACAR_2_PJM_ROR | VACAR | PJM_ROR | 2040 | B19 | 700 | 0 | 2000 | 0 | 0 | 0 | 0 | 0 | 0 | 0 | 0 | 0 | 0 | 0
VACAR_2_PJM_ROR | VACAR | PJM_ROR | 2040 | B20 | 935 | 0 | 2000 | 0 | 0 | 0 | 0 | 0 | 0 | 0 | 0 | 0 | 0 | 0
VACAR_2_PJM_ROR | VACAR | PJM_ROR | 2045 | B1 | 10 | 0 | 2000 | 0 | 0 | 0 | 0 | 0 | 0 | 0 | 0 | 0 | 0 | 0
VACAR_2_PJM_ROR | VACAR | PJM_ROR | 2045 | B2 | 25 | 0 | 2000 | 0 | 0 | 0 | 0 | 0 | 0 | 0 | 0 | 0 | 0 | 0
VACAR_2_PJM_ROR | VACAR | PJM_ROR | 2045 | B3 | 75 | 0 | 2000 | 0 | 0 | 0 | 0 | 0 | 0 | 0 | 0 | 0 | 0 | 0
VACAR_2_PJM_ROR | VACAR | PJM_ROR | 2045 | B4 | 100 | 0 | 2000 | 0 | 0 | 0 | 0 | 0 | 0 | 0 | 0 | 0 | 0 | 0
VACAR_2_PJM_ROR | VACAR | PJM_ROR | 2045 | B5 | 200 | 0 | 2000 | 0 | 0 | 0 | 0 | 0 | 0 | 0 | 0 | 0 | 0 | 0
VACAR_2_PJM_ROR | VACAR | PJM_ROR | 2045 | B6 | 300 | 0 | 2000 | 0 | 0 | 0 | 0 | 0 | 0 | 0 | 0 | 0 | 0 | 0
VACAR_2_PJM_ROR | VACAR | PJM_ROR | 2045 | B7 | 400 | 0 | 2000 | 0 | 0 | 0 | 0 | 0 | 0 | 0 | 0 | 0 | 0 | 0
VACAR_2_PJM_ROR | VACAR | PJM_ROR | 2045 | B8 | 500 | 0 | 2000 | 0 | 0 | 0 | 0 | 0 | 0 | 0 | 0 | 0 | 0 | 0
VACAR_2_PJM_ROR | VACAR | PJM_ROR | 2045 | B9 | 800 | 0 | 2000 | 0 | 0 | 0 | 0 | 0 | 0 | 0 | 0 | 0 | 0 | 0
VACAR_2_PJM_ROR | VACAR | PJM_ROR | 2045 | B10 | 1262 | 0 | 2000 | 0 | 0 | 0 | 0 | 0 | 0 | 0 | 0 | 0 | 0 | 0
VACAR_2_PJM_ROR | VACAR | PJM_ROR | 2045 | B11 | 25 | 0 | 2000 | 0 | 0 | 0 | 0 | 0 | 0 | 0 | 0 | 0 | 0 | 0
VACAR_2_PJM_ROR | VACAR | PJM_ROR | 2045 | B12 | 200 | 0 | 2000 | 0 | 0 | 0 | 0 | 0 | 0 | 0 | 0 | 0 | 0 | 0
VACAR_2_PJM_ROR | VACAR | PJM_ROR | 2045 | B13 | 600 | 0 | 2000 | 0 | 0 | 0 | 0 | 0 | 0 | 0 | 0 | 0 | 0 | 0
VACAR_2_PJM_ROR | VACAR | PJM_ROR | 2045 | B14 | 900 | 0 | 2000 | 0 | 0 | 0 | 0 | 0 | 0 | 0 | 0 | 0 | 0 | 0
VACAR_2_PJM_ROR | VACAR | PJM_ROR | 2045 | B15 | 1203 | 0 | 2000 | 0 | 0 | 0 | 0 | 0 | 0 | 0 | 0 | 0 | 0 | 0
VACAR_2_PJM_ROR | VACAR | PJM_ROR | 2045 | B16 | 25 | 0 | 2000 | 0 | 0 | 0 | 0 | 0 | 0 | 0 | 0 | 0 | 0 | 0
VACAR_2_PJM_ROR | VACAR | PJM_ROR | 2045 | B17 | 100 | 0 | 2000 | 0 | 0 | 0 | 0 | 0 | 0 | 0 | 0 | 0 | 0 | 0
VACAR_2_PJM_ROR | VACAR | PJM_ROR | 2045 | B18 | 400 | 0 | 2000 | 0 | 0 | 0 | 0 | 0 | 0 | 0 | 0 | 0 | 0 | 0
VACAR_2_PJM_ROR | VACAR | PJM_ROR | 2045 | B19 | 700 | 0 | 2000 | 0 | 0 | 0 | 0 | 0 | 0 | 0 | 0 | 0 | 0 | 0
VACAR_2_PJM_ROR | VACAR | PJM_ROR | 2045 | B20 | 935 | 0 | 2000 | 0 | 0 | 0 | 0 | 0 | 0 | 0 | 0 | 0 | 0 | 0
VACAR_2_PJM_ROR | VACAR | PJM_ROR | 2050 | B1 | 10 | 0 | 2000 | 0 | 0 | 0 | 0 | 0 | 0 | 0 | 0 | 0 | 0 | 0
VACAR_2_PJM_ROR | VACAR | PJM_ROR | 2050 | B2 | 25 | 0 | 2000 | 0 | 0 | 0 | 0 | 0 | 0 | 0 | 0 | 0 | 0 | 0
VACAR_2_PJM_ROR | VACAR | PJM_ROR | 2050 | B3 | 75 | 0 | 2000 | 0 | 0 | 0 | 0 | 0 | 0 | 0 | 0 | 0 | 0 | 0
VACAR_2_PJM_ROR | VACAR | PJM_ROR | 2050 | B4 | 100 | 0 | 2000 | 0 | 0 | 0 | 0 | 0 | 0 | 0 | 0 | 0 | 0 | 0
VACAR_2_PJM_ROR | VACAR | PJM_ROR | 2050 | B5 | 200 | 0 | 2000 | 0 | 0 | 0 | 0 | 0 | 0 | 0 | 0 | 0 | 0 | 0
VACAR_2_PJM_ROR | VACAR | PJM_ROR | 2050 | B6 | 300 | 0 | 2000 | 0 | 0 | 0 | 0 | 0 | 0 | 0 | 0 | 0 | 0 | 0
VACAR_2_PJM_ROR | VACAR | PJM_ROR | 2050 | B7 | 400 | 0 | 2000 | 0 | 0 | 0 | 0 | 0 | 0 | 0 | 0 | 0 | 0 | 0
VACAR_2_PJM_ROR | VACAR | PJM_ROR | 2050 | B8 | 500 | 0 | 2000 | 0 | 0 | 0 | 0 | 0 | 0 | 0 | 0 | 0 | 0 | 0
VACAR_2_PJM_ROR | VACAR | PJM_ROR | 2050 | B9 | 800 | 0 | 2000 | 0 | 0 | 0 | 0 | 0 | 0 | 0 | 0 | 0 | 0 | 0
VACAR_2_PJM_ROR | VACAR | PJM_ROR | 2050 | B10 | 1262 | 0 | 2000 | 0 | 0 | 0 | 0 | 0 | 0 | 0 | 0 | 0 | 0 | 0
VACAR_2_PJM_ROR | VACAR | PJM_ROR | 2050 | B11 | 25 | 0 | 2000 | 0 | 0 | 0 | 0 | 0 | 0 | 0 | 0 | 0 | 0 | 0
VACAR_2_PJM_ROR | VACAR | PJM_ROR | 2050 | B12 | 200 | 0 | 2000 | 0 | 0 | 0 | 0 | 0 | 0 | 0 | 0 | 0 | 0 | 0
VACAR_2_PJM_ROR | VACAR | PJM_ROR | 2050 | B13 | 600 | 0 | 2000 | 0 | 0 | 0 | 0 | 0 | 0 | 0 | 0 | 0 | 0 | 0
VACAR_2_PJM_ROR | VACAR | PJM_ROR | 2050 | B14 | 900 | 0 | 2000 | 0 | 0 | 0 | 0 | 0 | 0 | 0 | 0 | 0 | 0 | 0
VACAR_2_PJM_ROR | VACAR | PJM_ROR | 2050 | B15 | 1203 | 0 | 2000 | 0 | 0 | 0 | 0 | 0 | 0 | 0 | 0 | 0 | 0 | 0
VACAR_2_PJM_ROR | VACAR | PJM_ROR | 2050 | B16 | 25 | 0 | 2000 | 0 | 0 | 0 | 0 | 0 | 0 | 0 | 0 | 0 | 0 | 0
VACAR_2_PJM_ROR | VACAR | PJM_ROR | 2050 | B17 | 100 | 0 | 2000 | 0 | 0 | 0 | 0 | 0 | 0 | 0 | 0 | 0 | 0 | 0
VACAR_2_PJM_ROR | VACAR | PJM_ROR | 2050 | B18 | 400 | 0 | 2000 | 0 | 0 | 0 | 0 | 0 | 0 | 0 | 0 | 0 | 0 | 0
VACAR_2_PJM_ROR | VACAR | PJM_ROR | 2050 | B19 | 700 | 0 | 2000 | 0 | 0 | 0 | 0 | 0 | 0 | 0 | 0 | 0 | 0 | 0
VACAR_2_PJM_ROR | VACAR | PJM_ROR | 2050 | B20 | 935 | 0 | 2000 | 0 | 0 | 0 | 0 | 0 | 0 | 0 | 0 | 0 | 0 | 0
VACAR_2_SOCO | VACAR | SOCO | 2015 | B1 | 10 | 0 | 3000 | 0 | 0 | 0 | 0 | 0 | 0 | 0 | 0 | 0 | 0 | 0
VACAR_2_SOCO | VACAR | SOCO | 2015 | B2 | 25 | 0 | 3000 | 0 | 0 | 0 | 0 | 0 | 0 | 0 | 0 | 0 | 0 | 0
VACAR_2_SOCO | VACAR | SOCO | 2015 | B3 | 75 | 0 | 3000 | 0 | 0 | 0 | 0 | 0 | 0 | 0 | 0 | 0 | 0 | 0
VACAR_2_SOCO | VACAR | SOCO | 2015 | B4 | 100 | 0 | 3000 | 0 | 0 | 0 | 0 | 0 | 0 | 0 | 0 | 0 | 0 | 0
VACAR_2_SOCO | VACAR | SOCO | 2015 | B5 | 200 | 0 | 3000 | 0 | 0 | 1797.47 | 0 | 0 | 0 | 0 | 0 | 0 | 0 | 0
VACAR_2_SOCO | VACAR | SOCO | 2015 | B6 | 300 | 0 | 3000 | 0 | 0 | 0 | 0 | 0 | 0 | 0 | 0 | 0 | 0 | 0
VACAR_2_SOCO | VACAR | SOCO | 2015 | B7 | 400 | 0 | 3000 | 107.5 | 0 | 0 | 0 | 0 | 0 | 0 | 0 | 0 | 0 | 0
VACAR_2_SOCO | VACAR | SOCO | 2015 | B8 | 500 | 0 | 3000 | 0 | 0 | 0 | 0 | 0 | 0 | 0 | 0 | 0 | 0 | 0
VACAR_2_SOCO | VACAR | SOCO | 2015 | B9 | 800 | 0 | 3000 | 0 | 0 | 0 | 0 | 0 | 0 | 0 | 0 | 0 | 0 | 0
VACAR_2_SOCO | VACAR | SOCO | 2015 | B10 | 1262 | 0 | 3000 | 0 | 0 | 0 | 0 | 0 | 0 | 0 | 0 | 0 | 0 | 0
VACAR_2_SOCO | VACAR | SOCO | 2015 | B11 | 25 | 0 | 3000 | 1034.58 | 0 | 2062.15 | 0 | 0 | 0 | 0 | 0 | 0 | 0 | 0
VACAR_2_SOCO | VACAR | SOCO | 2015 | B12 | 200 | 0 | 3000 | 0 | 0 | 0 | 0 | 0 | 0 | 0 | 0 | 0 | 0 | 0
VACAR_2_SOCO | VACAR | SOCO | 2015 | B13 | 600 | 0 | 3000 | 0 | 0 | 0 | 0 | 0 | 0 | 0 | 0 | 0 | 0 | 0
VACAR_2_SOCO | VACAR | SOCO | 2015 | B14 | 900 | 0 | 3000 | 0 | 0 | 0 | 0 | 0 | 0 | 0 | 0 | 0 | 0 | 0
VACAR_2_SOCO | VACAR | SOCO | 2015 | B15 | 1203 | 0 | 3000 | 0 | 0 | 0 | 0 | 0 | 0 | 0 | 0 | 0 | 0 | 0
VACAR_2_SOCO | VACAR | SOCO | 2015 | B16 | 25 | 0 | 3000 | 0 | 0 | 0 | 0 | 0 | 0 | 0 | 0 | 0 | 0 | 0
VACAR_2_SOCO | VACAR | SOCO | 2015 | B17 | 100 | 0 | 3000 | 0 | 0 | 0 | 0 | 0 | 0 | 0 | 0 | 0 | 0 | 0
VACAR_2_SOCO | VACAR | SOCO | 2015 | B18 | 400 | 0 | 3000 | 0 | 0 | 0 | 0 | 0 | 0 | 0 | 0 | 0 | 0 | 0
VACAR_2_SOCO | VACAR | SOCO | 2015 | B19 | 700 | 0 | 3000 | 0 | 0 | 0 | 0 | 0 | 0 | 0 | 0 | 0 | 0 | 0
VACAR_2_SOCO | VACAR | SOCO | 2015 | B20 | 935 | 0 | 3000 | 0 | 0 | 0 | 0 | 0 | 0 | 0 | 0 | 0 | 0 | 0
VACAR_2_SOCO | VACAR | SOCO | 2020 | B1 | 10 | 0 | 3000 | 0 | 0 | 0 | 0 | 0 | 0 | 0 | 0 | 0 | 0 | 0.30269
VACAR_2_SOCO | VACAR | SOCO | 2020 | B2 | 25 | 0 | 3000 | 0 | 0 | 0 | 0 | 0 | 0 | 0 | 0 | 0 | 0 | 0.30269
VACAR_2_SOCO | VACAR | SOCO | 2020 | B3 | 75 | 0 | 3000 | 0 | 0 | 0 | 0 | 0 | 0 | 0 | 0 | 0 | 0 | 0.30269
VACAR_2_SOCO | VACAR | SOCO | 2020 | B4 | 100 | 0 | 3000 | 0 | 0 | 0 | 0 | 0 | 0 | 0 | 0 | 0 | 0 | 0.30269
VACAR_2_SOCO | VACAR | SOCO | 2020 | B5 | 200 | 0 | 3000 | 781.99 | 0 | 1263.87 | 0 | 0 | 0 | 0 | 0 | 0 | 0 | 0.30269
VACAR_2_SOCO | VACAR | SOCO | 2020 | B6 | 300 | 0 | 3000 | 0 | 0 | 0 | 0 | 0 | 0 | 0 | 0 | 0 | 0 | 0.30269
VACAR_2_SOCO | VACAR | SOCO | 2020 | B7 | 400 | 0 | 3000 | 1739.64 | 0 | 0 | 0 | 0 | 0 | 0 | 0 | 0 | 0 | 0.30269
VACAR_2_SOCO | VACAR | SOCO | 2020 | B8 | 500 | 0 | 3000 | 0 | 0 | 0 | 0 | 0 | 0 | 0 | 0 | 0 | 0 | 0.30269
VACAR_2_SOCO | VACAR | SOCO | 2020 | B9 | 800 | 0 | 3000 | 0 | 0 | 0 | 0 | 0 | 0 | 0 | 0 | 0 | 0 | 0.30269
VACAR_2_SOCO | VACAR | SOCO | 2020 | B10 | 1262 | 0 | 3000 | 0 | 0 | 0 | 0 | 0 | 0 | 0 | 0 | 0 | 0 | 0.30269
VACAR_2_SOCO | VACAR | SOCO | 2020 | B11 | 25 | 0 | 3000 | 3000 | 0 | 3000 | 0 | 650.93 | 1.2107 | 0 | 0.29675 | 1.2107 | 0 | 0.30269
VACAR_2_SOCO | VACAR | SOCO | 2020 | B12 | 200 | 0 | 3000 | 0 | 0 | 0 | 0 | 0 | 0 | 0 | 0 | 0 | 0 | 0.30269
VACAR_2_SOCO | VACAR | SOCO | 2020 | B13 | 600 | 0 | 3000 | 0 | 0 | 0 | 0 | 0 | 0 | 0 | 0 | 0 | 0 | 0.30269
VACAR_2_SOCO | VACAR | SOCO | 2020 | B14 | 900 | 0 | 3000 | 0 | 0 | 0 | 0 | 0 | 0 | 0 | 0 | 0 | 0 | 0.30269
VACAR_2_SOCO | VACAR | SOCO | 2020 | B15 | 1203 | 0 | 3000 | 0 | 0 | 0 | 0 | 0 | 0 | 0 | 0 | 0 | 0 | 0.30269
VACAR_2_SOCO | VACAR | SOCO | 2020 | B16 | 25 | 0 | 3000 | 0 | 0 | 0 | 0 | 0 | 0 | 0 | 0 | 0 | 0 | 0.30269
VACAR_2_SOCO | VACAR | SOCO | 2020 | B17 | 100 | 0 | 3000 | 0 | 0 | 0 | 0 | 0 | 0 | 0 | 0 | 0 | 0 | 0.30269
VACAR_2_SOCO | VACAR | SOCO | 2020 | B18 | 400 | 0 | 3000 | 0 | 0 | 0 | 0 | 0 | 0 | 0 | 0 | 0 | 0 | 0.30269
VACAR_2_SOCO | VACAR | SOCO | 2020 | B19 | 700 | 0 | 3000 | 0 | 0 | 0 | 0 | 0 | 0 | 0 | 0 | 0 | 0 | 0.30269
VACAR_2_SOCO | VACAR | SOCO | 2020 | B20 | 935 | 0 | 3000 | 0 | 0 | 0 | 0 | 0 | 0 | 0 | 0 | 0 | 0 | 0.30269
VACAR_2_SOCO | VACAR | SOCO | 2025 | B1 | 10 | 0 | 3000 | 0 | 0 | 0 | 0 | 0 | 0 | 0 | 0 | 0 | 0 | 0.31979
VACAR_2_SOCO | VACAR | SOCO | 2025 | B2 | 25 | 0 | 3000 | 0 | 0 | 0 | 0 | 0 | 0 | 0 | 0 | 0 | 0 | 0.31979
VACAR_2_SOCO | VACAR | SOCO | 2025 | B3 | 75 | 0 | 3000 | 0 | 0 | 0 | 0 | 0 | 0 | 0 | 0 | 0 | 0 | 0.31979
VACAR_2_SOCO | VACAR | SOCO | 2025 | B4 | 100 | 0 | 3000 | 0 | 0 | 0 | 0 | 0 | 0 | 0 | 0 | 0 | 0 | 0.31979
VACAR_2_SOCO | VACAR | SOCO | 2025 | B5 | 200 | 0 | 3000 | 1550.22 | 0 | 3000 | 0 | 588.01 | 0 | 0 | 0.32049 | 0 | 0 | 0.31979
VACAR_2_SOCO | VACAR | SOCO | 2025 | B6 | 300 | 0 | 3000 | 1956.27 | 0 | 0 | 0 | 0 | 0 | 0 | 0 | 0 | 0 | 0.31979
VACAR_2_SOCO | VACAR | SOCO | 2025 | B7 | 400 | 0 | 3000 | 3000 | 0 | 1952.91 | 0 | 0 | 1.2345 | 0 | 0 | 1.1619 | 0 | 0.31979
VACAR_2_SOCO | VACAR | SOCO | 2025 | B8 | 500 | 0 | 3000 | 0 | 0 | 0 | 0 | 0 | 0 | 0 | 0 | 0 | 0 | 0.31979
VACAR_2_SOCO | VACAR | SOCO | 2025 | B9 | 800 | 0 | 3000 | 0 | 0 | 0 | 0 | 0 | 0 | 0 | 0 | 0 | 0 | 0.31979
VACAR_2_SOCO | VACAR | SOCO | 2025 | B10 | 1262 | 0 | 3000 | 0 | 0 | 0 | 0 | 0 | 0 | 0 | 0 | 0 | 0 | 0.31979
VACAR_2_SOCO | VACAR | SOCO | 2025 | B11 | 25 | 0 | 3000 | 3000 | 0 | 3000 | 0 | 3406.99 | 1.9942 | 0 | 0.32049 | 0.1173 | 0 | 0.31979
VACAR_2_SOCO | VACAR | SOCO | 2025 | B12 | 200 | 0 | 3000 | 0 | 0 | 0 | 0 | 0 | 0 | 0 | 0 | 0 | 0 | 0.31979
VACAR_2_SOCO | VACAR | SOCO | 2025 | B13 | 600 | 0 | 3000 | 0 | 0 | 0 | 0 | 0 | 0 | 0 | 0 | 0 | 0 | 0.31979
VACAR_2_SOCO | VACAR | SOCO | 2025 | B14 | 900 | 0 | 3000 | 0 | 0 | 0 | 0 | 0 | 0 | 0 | 0 | 0 | 0 | 0.31979
VACAR_2_SOCO | VACAR | SOCO | 2025 | B15 | 1203 | 0 | 3000 | 0 | 0 | 0 | 0 | 0 | 0 | 0 | 0 | 0 | 0 | 0.31979
VACAR_2_SOCO | VACAR | SOCO | 2025 | B16 | 25 | 0 | 3000 | 0 | 0 | 523.69 | 0 | 0 | 0 | 0 | 0 | 0 | 0 | 0.31979
VACAR_2_SOCO | VACAR | SOCO | 2025 | B17 | 100 | 0 | 3000 | 0 | 0 | 0 | 0 | 0 | 0 | 0 | 0 | 0 | 0 | 0.31979
VACAR_2_SOCO | VACAR | SOCO | 2025 | B18 | 400 | 0 | 3000 | 0 | 0 | 0 | 0 | 0 | 0 | 0 | 0 | 0 | 0 | 0.31979
VACAR_2_SOCO | VACAR | SOCO | 2025 | B19 | 700 | 0 | 3000 | 0 | 0 | 0 | 0 | 0 | 0 | 0 | 0 | 0 | 0 | 0.31979
VACAR_2_SOCO | VACAR | SOCO | 2025 | B20 | 935 | 0 | 3000 | 0 | 0 | 0 | 0 | 0 | 0 | 0 | 0 | 0 | 0 | 0.31979
VACAR_2_SOCO | VACAR | SOCO | 2030 | B1 | 10 | 0 | 3000 | 0 | 0 | 0 | 0 | 0 | 0 | 0 | 0 | 0 | 0 | 0.27615
VACAR_2_SOCO | VACAR | SOCO | 2030 | B2 | 25 | 0 | 3000 | 0 | 0 | 0 | 0 | 0 | 0 | 0 | 0 | 0 | 0 | 0.27615
VACAR_2_SOCO | VACAR | SOCO | 2030 | B3 | 75 | 0 | 3000 | 0 | 0 | 0 | 0 | 0 | 0 | 0 | 0 | 0 | 0 | 0.27615
VACAR_2_SOCO | VACAR | SOCO | 2030 | B4 | 100 | 0 | 3000 | 0 | 0 | 0 | 0 | 0 | 0 | 0 | 0 | 0 | 0 | 0.27615
VACAR_2_SOCO | VACAR | SOCO | 2030 | B5 | 200 | 0 | 3000 | 0 | 0 | 3000 | 0 | 561.07 | 0 | 0 | 0.27301 | 0 | 0 | 0.27615
VACAR_2_SOCO | VACAR | SOCO | 2030 | B6 | 300 | 0 | 3000 | 894.04 | 0 | 0 | 0 | 0 | 0 | 0 | 0 | 0 | 0 | 0.27615
VACAR_2_SOCO | VACAR | SOCO | 2030 | B7 | 400 | 0 | 3000 | 3000 | 0 | 152.07 | 0 | 0 | 1.0683 | 0 | 0 | 1.0055 | 0 | 0.27615
VACAR_2_SOCO | VACAR | SOCO | 2030 | B8 | 500 | 0 | 3000 | 0 | 0 | 0 | 0 | 0 | 0 | 0 | 0 | 0 | 0 | 0.27615
VACAR_2_SOCO | VACAR | SOCO | 2030 | B9 | 800 | 0 | 3000 | 0 | 0 | 0 | 0 | 0 | 0 | 0 | 0 | 0 | 0 | 0.27615
VACAR_2_SOCO | VACAR | SOCO | 2030 | B10 | 1262 | 0 | 3000 | 0 | 0 | 0 | 0 | 0 | 0 | 0 | 0 | 0 | 0 | 0.27615
VACAR_2_SOCO | VACAR | SOCO | 2030 | B11 | 25 | 0 | 3000 | 3000 | 0 | 3000 | 0 | 2551.41 | 1.6855 | 0 | 0.27301 | 0.099149 | 0 | 0.27615
VACAR_2_SOCO | VACAR | SOCO | 2030 | B12 | 200 | 0 | 3000 | 0 | 0 | 0 | 0 | 0 | 0 | 0 | 0 | 0 | 0 | 0.27615
VACAR_2_SOCO | VACAR | SOCO | 2030 | B13 | 600 | 0 | 3000 | 0 | 0 | 0 | 0 | 0 | 0 | 0 | 0 | 0 | 0 | 0.27615
VACAR_2_SOCO | VACAR | SOCO | 2030 | B14 | 900 | 0 | 3000 | 0 | 0 | 0 | 0 | 0 | 0 | 0 | 0 | 0 | 0 | 0.27615
VACAR_2_SOCO | VACAR | SOCO | 2030 | B15 | 1203 | 0 | 3000 | 0 | 0 | 0 | 0 | 0 | 0 | 0 | 0 | 0 | 0 | 0.27615
VACAR_2_SOCO | VACAR | SOCO | 2030 | B16 | 25 | 0 | 3000 | 0 | 0 | 0 | 0 | 0 | 0 | 0 | 0 | 0 | 0 | 0.27615
VACAR_2_SOCO | VACAR | SOCO | 2030 | B17 | 100 | 0 | 3000 | 0 | 0 | 0 | 0 | 0 | 0 | 0 | 0 | 0 | 0 | 0.27615
VACAR_2_SOCO | VACAR | SOCO | 2030 | B18 | 400 | 0 | 3000 | 0 | 0 | 0 | 0 | 0 | 0 | 0 | 0 | 0 | 0 | 0.27615
VACAR_2_SOCO | VACAR | SOCO | 2030 | B19 | 700 | 0 | 3000 | 0 | 0 | 0 | 0 | 0 | 0 | 0 | 0 | 0 | 0 | 0.27615
VACAR_2_SOCO | VACAR | SOCO | 2030 | B20 | 935 | 0 | 3000 | 192.41 | 0 | 0 | 0 | 0 | 0 | 0 | 0 | 0 | 0 | 0.27615
VACAR_2_SOCO | VACAR | SOCO | 2035 | B1 | 10 | 0 | 3000 | 0 | 0 | 0 | 0 | 0 | 0 | 0 | 0 | 0 | 0 | 0.49854
VACAR_2_SOCO | VACAR | SOCO | 2035 | B2 | 25 | 0 | 3000 | 0 | 0 | 0 | 0 | 0 | 0 | 0 | 0 | 0 | 0 | 0.49854
VACAR_2_SOCO | VACAR | SOCO | 2035 | B3 | 75 | 0 | 3000 | 0 | 0 | 0 | 0 | 0 | 0 | 0 | 0 | 0 | 0 | 0.49854
VACAR_2_SOCO | VACAR | SOCO | 2035 | B4 | 100 | 0 | 3000 | 0 | 0 | 0 | 0 | 0 | 0 | 0 | 0 | 0 | 0 | 0.49854
VACAR_2_SOCO | VACAR | SOCO | 2035 | B5 | 200 | 0 | 3000 | 1033.55 | 0 | 3000 | 0 | 0 | 0 | 0 | 0.48667 | 0 | 0 | 0.49854
VACAR_2_SOCO | VACAR | SOCO | 2035 | B6 | 300 | 0 | 3000 | 1030.8 | 0 | 502.75 | 0 | 0 | 0 | 0 | 0 | 0 | 0 | 0.49854
VACAR_2_SOCO | VACAR | SOCO | 2035 | B7 | 400 | 0 | 3000 | 1760.08 | 0 | 1523.74 | 0 | 0 | 0 | 0 | 0 | 0 | 0 | 0.49854
VACAR_2_SOCO | VACAR | SOCO | 2035 | B8 | 500 | 0 | 3000 | 0 | 0 | 0 | 0 | 0 | 0 | 0 | 0 | 0 | 0 | 0.49854
VACAR_2_SOCO | VACAR | SOCO | 2035 | B9 | 800 | 0 | 3000 | 0 | 0 | 0 | 0 | 0 | 0 | 0 | 0 | 0 | 0 | 0.49854
VACAR_2_SOCO | VACAR | SOCO | 2035 | B10 | 1262 | 0 | 3000 | 0 | 0 | 0 | 0 | 0 | 0 | 0 | 0 | 0 | 0 | 0.49854
VACAR_2_SOCO | VACAR | SOCO | 2035 | B11 | 25 | 0 | 3000 | 3000 | 0 | 3000 | 0 | 564.87 | 1.9942 | 0 | 0.49854 | 1.9942 | 0 | 0.49854
VACAR_2_SOCO | VACAR | SOCO | 2035 | B12 | 200 | 0 | 3000 | 0 | 0 | 0 | 0 | 0 | 0 | 0 | 0 | 0 | 0 | 0.49854
VACAR_2_SOCO | VACAR | SOCO | 2035 | B13 | 600 | 0 | 3000 | 0 | 0 | 0 | 0 | 0 | 0 | 0 | 0 | 0 | 0 | 0.49854
VACAR_2_SOCO | VACAR | SOCO | 2035 | B14 | 900 | 0 | 3000 | 0 | 0 | 0 | 0 | 0 | 0 | 0 | 0 | 0 | 0 | 0.49854
VACAR_2_SOCO | VACAR | SOCO | 2035 | B15 | 1203 | 0 | 3000 | 0 | 0 | 0 | 0 | 0 | 0 | 0 | 0 | 0 | 0 | 0.49854
VACAR_2_SOCO | VACAR | SOCO | 2035 | B16 | 25 | 0 | 3000 | 0 | 0 | 0 | 0 | 0 | 0 | 0 | 0 | 0 | 0 | 0.49854
VACAR_2_SOCO | VACAR | SOCO | 2035 | B17 | 100 | 0 | 3000 | 0 | 0 | 0 | 0 | 0 | 0 | 0 | 0 | 0 | 0 | 0.49854
VACAR_2_SOCO | VACAR | SOCO | 2035 | B18 | 400 | 0 | 3000 | 0 | 0 | 0 | 0 | 0 | 0 | 0 | 0 | 0 | 0 | 0.49854
VACAR_2_SOCO | VACAR | SOCO | 2035 | B19 | 700 | 0 | 3000 | 0 | 0 | 0 | 0 | 0 | 0 | 0 | 0 | 0 | 0 | 0.49854
VACAR_2_SOCO | VACAR | SOCO | 2035 | B20 | 935 | 0 | 3000 | 0 | 0 | 0 | 0 | 0 | 0 | 0 | 0 | 0 | 0 | 0.49854
VACAR_2_SOCO | VACAR | SOCO | 2040 | B1 | 10 | 0 | 3000 | 0 | 0 | 0 | 0 | 0 | 0 | 0 | 0 | 0 | 0 | 0.49854
VACAR_2_SOCO | VACAR | SOCO | 2040 | B2 | 25 | 0 | 3000 | 0 | 0 | 0 | 0 | 0 | 0 | 0 | 0 | 0 | 0 | 0.49854
VACAR_2_SOCO | VACAR | SOCO | 2040 | B3 | 75 | 0 | 3000 | 0 | 0 | 0 | 0 | 0 | 0 | 0 | 0 | 0 | 0 | 0.49854
VACAR_2_SOCO | VACAR | SOCO | 2040 | B4 | 100 | 0 | 3000 | 0 | 0 | 3000 | 0 | 2144.56 | 0 | 0 | 0.08309 | 0 | 0 | 0.49854
VACAR_2_SOCO | VACAR | SOCO | 2040 | B5 | 200 | 0 | 3000 | 898.01 | 0 | 3000 | 0 | 811.35 | 0 | 0 | 0.08309 | 0 | 0 | 0.49854
VACAR_2_SOCO | VACAR | SOCO | 2040 | B6 | 300 | 0 | 3000 | 1537.52 | 0 | 2327.49 | 0 | 0 | 0 | 0 | 0 | 0 | 0 | 0.49854
VACAR_2_SOCO | VACAR | SOCO | 2040 | B7 | 400 | 0 | 3000 | 1794.07 | 0 | 624.77 | 0 | 0 | 0 | 0 | 0 | 0 | 0 | 0.49854
VACAR_2_SOCO | VACAR | SOCO | 2040 | B8 | 500 | 0 | 3000 | 0 | 0 | 0 | 0 | 0 | 0 | 0 | 0 | 0 | 0 | 0.49854
VACAR_2_SOCO | VACAR | SOCO | 2040 | B9 | 800 | 0 | 3000 | 0 | 0 | 0 | 0 | 0 | 0 | 0 | 0 | 0 | 0 | 0.49854
VACAR_2_SOCO | VACAR | SOCO | 2040 | B10 | 1262 | 0 | 3000 | 0 | 0 | 0 | 0 | 0 | 0 | 0 | 0 | 0 | 0 | 0.49854
VACAR_2_SOCO | VACAR | SOCO | 2040 | B11 | 25 | 0 | 3000 | 3000 | 0 | 3000 | 0 | 1223.82 | 1.9942 | 0 | 0.08309 | 1.9942 | 0 | 0.49854
VACAR_2_SOCO | VACAR | SOCO | 2040 | B12 | 200 | 0 | 3000 | 0 | 0 | 0 | 0 | 0 | 0 | 0 | 0 | 0 | 0 | 0.49854
VACAR_2_SOCO | VACAR | SOCO | 2040 | B13 | 600 | 0 | 3000 | 0 | 0 | 0 | 0 | 0 | 0 | 0 | 0 | 0 | 0 | 0.49854
VACAR_2_SOCO | VACAR | SOCO | 2040 | B14 | 900 | 0 | 3000 | 0 | 0 | 0 | 0 | 0 | 0 | 0 | 0 | 0 | 0 | 0.49854
VACAR_2_SOCO | VACAR | SOCO | 2040 | B15 | 1203 | 0 | 3000 | 0 | 0 | 0 | 0 | 0 | 0 | 0 | 0 | 0 | 0 | 0.49854
VACAR_2_SOCO | VACAR | SOCO | 2040 | B16 | 25 | 0 | 3000 | 0 | 0 | 0 | 0 | 0 | 0 | 0 | 0 | 0 | 0 | 0.49854
VACAR_2_SOCO | VACAR | SOCO | 2040 | B17 | 100 | 0 | 3000 | 0 | 0 | 0 | 0 | 0 | 0 | 0 | 0 | 0 | 0 | 0.49854
VACAR_2_SOCO | VACAR | SOCO | 2040 | B18 | 400 | 0 | 3000 | 0 | 0 | 0 | 0 | 0 | 0 | 0 | 0 | 0 | 0 | 0.49854
VACAR_2_SOCO | VACAR | SOCO | 2040 | B19 | 700 | 0 | 3000 | 0 | 0 | 0 | 0 | 0 | 0 | 0 | 0 | 0 | 0 | 0.49854
VACAR_2_SOCO | VACAR | SOCO | 2040 | B20 | 935 | 0 | 3000 | 0 | 0 | 0 | 0 | 0 | 0 | 0 | 0 | 0 | 0 | 0.49854
VACAR_2_SOCO | VACAR | SOCO | 2045 | B1 | 10 | 0 | 3000 | 0 | 0 | 0 | 0 | 0 | 0 | 0 | 0 | 0 | 0 | 0.14838
VACAR_2_SOCO | VACAR | SOCO | 2045 | B2 | 25 | 0 | 3000 | 0 | 0 | 0 | 0 | 0 | 0 | 0 | 0 | 0 | 0 | 0.14838
VACAR_2_SOCO | VACAR | SOCO | 2045 | B3 | 75 | 0 | 3000 | 0 | 0 | 0 | 0 | 0 | 0 | 0 | 0 | 0 | 0 | 0.14838
VACAR_2_SOCO | VACAR | SOCO | 2045 | B4 | 100 | 0 | 3000 | 0 | 0 | 3000 | 0 | 1176.03 | 0 | 0 | 0.1187 | 0 | 0 | 0.14838
VACAR_2_SOCO | VACAR | SOCO | 2045 | B5 | 200 | 0 | 3000 | 952.99 | 0 | 3000 | 0 | 925.25 | 0 | 0 | 0.1187 | 0 | 0 | 0.14838
VACAR_2_SOCO | VACAR | SOCO | 2045 | B6 | 300 | 0 | 3000 | 0 | 0 | 0 | 0 | 0 | 0 | 0 | 0 | 0 | 0 | 0.14838
VACAR_2_SOCO | VACAR | SOCO | 2045 | B7 | 400 | 0 | 3000 | 0 | 0 | 0 | 0 | 0 | 0 | 0 | 0 | 0 | 0 | 0.14838
VACAR_2_SOCO | VACAR | SOCO | 2045 | B8 | 500 | 0 | 3000 | 407.92 | 0 | 0 | 0 | 0 | 0 | 0 | 0 | 0 | 0 | 0.14838
VACAR_2_SOCO | VACAR | SOCO | 2045 | B9 | 800 | 0 | 3000 | 3000 | 0 | 3000 | 0 | 1809.9 | 0.5935 | 0 | 0.1187 | 0.5935 | 0 | 0.14838
VACAR_2_SOCO | VACAR | SOCO | 2045 | B10 | 1262 | 0 | 3000 | 0 | 0 | 0 | 0 | 0 | 0 | 0 | 0 | 0 | 0 | 0.14838
VACAR_2_SOCO | VACAR | SOCO | 2045 | B11 | 25 | 0 | 3000 | 2090.64 | 0 | 3000 | 0 | 447.23 | 0 | 0 | 0.1187 | 0 | 0 | 0.14838
VACAR_2_SOCO | VACAR | SOCO | 2045 | B12 | 200 | 0 | 3000 | 0 | 0 | 0 | 0 | 0 | 0 | 0 | 0 | 0 | 0 | 0.14838
VACAR_2_SOCO | VACAR | SOCO | 2045 | B13 | 600 | 0 | 3000 | 0 | 0 | 0 | 0 | 0 | 0 | 0 | 0 | 0 | 0 | 0.14838
VACAR_2_SOCO | VACAR | SOCO | 2045 | B14 | 900 | 0 | 3000 | 0 | 0 | 0 | 0 | 0 | 0 | 0 | 0 | 0 | 0 | 0.14838
VACAR_2_SOCO | VACAR | SOCO | 2045 | B15 | 1203 | 0 | 3000 | 0 | 0 | 0 | 0 | 0 | 0 | 0 | 0 | 0 | 0 | 0.14838
VACAR_2_SOCO | VACAR | SOCO | 2045 | B16 | 25 | 0 | 3000 | 0 | 0 | 0 | 0 | 0 | 0 | 0 | 0 | 0 | 0 | 0.14838
VACAR_2_SOCO | VACAR | SOCO | 2045 | B17 | 100 | 0 | 3000 | 0 | 0 | 0 | 0 | 0 | 0 | 0 | 0 | 0 | 0 | 0.14838
VACAR_2_SOCO | VACAR | SOCO | 2045 | B18 | 400 | 0 | 3000 | 0 | 0 | 0 | 0 | 0 | 0 | 0 | 0 | 0 | 0 | 0.14838
VACAR_2_SOCO | VACAR | SOCO | 2045 | B19 | 700 | 0 | 3000 | 0 | 0 | 0 | 0 | 0 | 0 | 0 | 0 | 0 | 0 | 0.14838
VACAR_2_SOCO | VACAR | SOCO | 2045 | B20 | 935 | 0 | 3000 | 0 | 0 | 0 | 0 | 0 | 0 | 0 | 0 | 0 | 0 | 0.14838
VACAR_2_SOCO | VACAR | SOCO | 2050 | B1 | 10 | 0 | 3000 | 0 | 0 | 0 | 0 | 0 | 0 | 0 | 0 | 0 | 0 | 0.38578
VACAR_2_SOCO | VACAR | SOCO | 2050 | B2 | 25 | 0 | 3000 | 0 | 0 | 0 | 0 | 0 | 0 | 0 | 0 | 0 | 0 | 0.38578
VACAR_2_SOCO | VACAR | SOCO | 2050 | B3 | 75 | 0 | 3000 | 0 | 0 | 0 | 0 | 0 | 0 | 0 | 0 | 0 | 0 | 0.38578
VACAR_2_SOCO | VACAR | SOCO | 2050 | B4 | 100 | 0 | 3000 | 0 | 0 | 3000 | 0 | 936.08 | 0 | 0 | 0.37984 | 0 | 0 | 0.38578
VACAR_2_SOCO | VACAR | SOCO | 2050 | B5 | 200 | 0 | 3000 | 511.26 | 0 | 3000 | 0 | 256.33 | 0 | 0 | 0.37984 | 0 | 0 | 0.38578
VACAR_2_SOCO | VACAR | SOCO | 2050 | B6 | 300 | 0 | 3000 | 0 | 0 | 0 | 0 | 0 | 0 | 0 | 0 | 0 | 0 | 0.38578
VACAR_2_SOCO | VACAR | SOCO | 2050 | B7 | 400 | 0 | 3000 | 0 | 0 | 0 | 0 | 0 | 0 | 0 | 0 | 0 | 0 | 0.38578
VACAR_2_SOCO | VACAR | SOCO | 2050 | B8 | 500 | 0 | 3000 | 1112.41 | 0 | 432.15 | 0 | 0 | 0 | 0 | 0 | 0 | 0 | 0.38578
VACAR_2_SOCO | VACAR | SOCO | 2050 | B9 | 800 | 0 | 3000 | 3000 | 0 | 3000 | 0 | 136.96 | 1.5431 | 0 | 0.37984 | 1.5431 | 0 | 0.38578
VACAR_2_SOCO | VACAR | SOCO | 2050 | B10 | 1262 | 0 | 3000 | 0 | 0 | 0 | 0 | 0 | 0 | 0 | 0 | 0 | 0 | 0.38578
VACAR_2_SOCO | VACAR | SOCO | 2050 | B11 | 25 | 0 | 3000 | 942.58 | 0 | 2815.69 | 0 | 0 | 0 | 0 | 0 | 0 | 0 | 0.38578
VACAR_2_SOCO | VACAR | SOCO | 2050 | B12 | 200 | 0 | 3000 | 0 | 0 | 0 | 0 | 0 | 0 | 0 | 0 | 0 | 0 | 0.38578
VACAR_2_SOCO | VACAR | SOCO | 2050 | B13 | 600 | 0 | 3000 | 339.05 | 0 | 0 | 0 | 0 | 0 | 0 | 0 | 0 | 0 | 0.38578
VACAR_2_SOCO | VACAR | SOCO | 2050 | B14 | 900 | 0 | 3000 | 2104.71 | 0 | 1381.16 | 0 | 0 | 0 | 0 | 0 | 0 | 0 | 0.38578
VACAR_2_SOCO | VACAR | SOCO | 2050 | B15 | 1203 | 0 | 3000 | 0 | 0 | 0 | 0 | 0 | 0 | 0 | 0 | 0 | 0 | 0.38578
VACAR_2_SOCO | VACAR | SOCO | 2050 | B16 | 25 | 0 | 3000 | 0 | 0 | 0 | 0 | 0 | 0 | 0 | 0 | 0 | 0 | 0.38578
VACAR_2_SOCO | VACAR | SOCO | 2050 | B17 | 100 | 0 | 3000 | 0 | 0 | 0 | 0 | 0 | 0 | 0 | 0 | 0 | 0 | 0.38578
VACAR_2_SOCO | VACAR | SOCO | 2050 | B18 | 400 | 0 | 3000 | 0 | 0 | 0 | 0 | 0 | 0 | 0 | 0 | 0 | 0 | 0.38578
VACAR_2_SOCO | VACAR | SOCO | 2050 | B19 | 700 | 0 | 3000 | 0 | 0 | 0 | 0 | 0 | 0 | 0 | 0 | 0 | 0 | 0.38578
VACAR_2_SOCO | VACAR | SOCO | 2050 | B20 | 935 | 0 | 3000 | 0 | 0 | 0 | 0 | 0 | 0 | 0 | 0 | 0 | 0 | 0.38578
VACAR_2_TVA_Transmission | VACAR | TVA_Transmission | 2015 | B1 | 10 | 0 | 900 | 0 | 0 | 0 | 0 | 0 | 0 | 0 | 0 | 0 | 0 | 0
VACAR_2_TVA_Transmission | VACAR | TVA_Transmission | 2015 | B2 | 25 | 0 | 900 | 0 | 0 | 0 | 0 | 0 | 0 | 0 | 0 | 0 | 0 | 0
VACAR_2_TVA_Transmission | VACAR | TVA_Transmission | 2015 | B3 | 75 | 0 | 900 | 0 | 0 | 0 | 0 | 0 | 0 | 0 | 0 | 0 | 0 | 0
VACAR_2_TVA_Transmission | VACAR | TVA_Transmission | 2015 | B4 | 100 | 0 | 900 | 0 | 0 | 0 | 0 | 0 | 0 | 0 | 0 | 0 | 0 | 0
VACAR_2_TVA_Transmission | VACAR | TVA_Transmission | 2015 | B5 | 200 | 0 | 900 | 0 | 0 | 0 | 0 | 0 | 0 | 0 | 0 | 0 | 0 | 0
VACAR_2_TVA_Transmission | VACAR | TVA_Transmission | 2015 | B6 | 300 | 0 | 900 | 0 | 0 | 0 | 0 | 0 | 0 | 0 | 0 | 0 | 0 | 0
VACAR_2_TVA_Transmission | VACAR | TVA_Transmission | 2015 | B7 | 400 | 0 | 900 | 0 | 0 | 0 | 0 | 0 | 0 | 0 | 0 | 0 | 0 | 0
VACAR_2_TVA_Transmission | VACAR | TVA_Transmission | 2015 | B8 | 500 | 0 | 900 | 0 | 0 | 0 | 0 | 0 | 0 | 0 | 0 | 0 | 0 | 0
VACAR_2_TVA_Transmission | VACAR | TVA_Transmission | 2015 | B9 | 800 | 0 | 900 | 0 | 0 | 0 | 0 | 0 | 0 | 0 | 0 | 0 | 0 | 0
VACAR_2_TVA_Transmission | VACAR | TVA_Transmission | 2015 | B10 | 1262 | 0 | 900 | 0 | 0 | 0 | 0 | 0 | 0 | 0 | 0 | 0 | 0 | 0
VACAR_2_TVA_Transmission | VACAR | TVA_Transmission | 2015 | B11 | 25 | 0 | 900 | 0 | 0 | 0 | 0 | 0 | 0 | 0 | 0 | 0 | 0 | 0
VACAR_2_TVA_Transmission | VACAR | TVA_Transmission | 2015 | B12 | 200 | 0 | 900 | 0 | 0 | 0 | 0 | 0 | 0 | 0 | 0 | 0 | 0 | 0
VACAR_2_TVA_Transmission | VACAR | TVA_Transmission | 2015 | B13 | 600 | 0 | 900 | 0 | 0 | 0 | 0 | 0 | 0 | 0 | 0 | 0 | 0 | 0
VACAR_2_TVA_Transmission | VACAR | TVA_Transmission | 2015 | B14 | 900 | 0 | 900 | 0 | 0 | 0 | 0 | 0 | 0 | 0 | 0 | 0 | 0 | 0
VACAR_2_TVA_Transmission | VACAR | TVA_Transmission | 2015 | B15 | 1203 | 0 | 900 | 0 | 0 | 0 | 0 | 0 | 0 | 0 | 0 | 0 | 0 | 0
VACAR_2_TVA_Transmission | VACAR | TVA_Transmission | 2015 | B16 | 25 | 0 | 900 | 0 | 0 | 0 | 0 | 0 | 0 | 0 | 0 | 0 | 0 | 0
VACAR_2_TVA_Transmission | VACAR | TVA_Transmission | 2015 | B17 | 100 | 0 | 900 | 0 | 0 | 0 | 0 | 0 | 0 | 0 | 0 | 0 | 0 | 0
VACAR_2_TVA_Transmission | VACAR | TVA_Transmission | 2015 | B18 | 400 | 0 | 900 | 0 | 0 | 0 | 0 | 0 | 0 | 0 | 0 | 0 | 0 | 0
VACAR_2_TVA_Transmission | VACAR | TVA_Transmission | 2015 | B19 | 700 | 0 | 900 | 0 | 0 | 0 | 0 | 0 | 0 | 0 | 0 | 0 | 0 | 0
VACAR_2_TVA_Transmission | VACAR | TVA_Transmission | 2015 | B20 | 935 | 0 | 900 | 0 | 0 | 0 | 0 | 0 | 0 | 0 | 0 | 0 | 0 | 0
VACAR_2_TVA_Transmission | VACAR | TVA_Transmission | 2020 | B1 | 10 | 0 | 900 | 0 | 0 | 0 | 0 | 0 | 0 | 0 | 0 | 0 | 0 | 0
VACAR_2_TVA_Transmission | VACAR | TVA_Transmission | 2020 | B2 | 25 | 0 | 900 | 0 | 0 | 0 | 0 | 0 | 0 | 0 | 0 | 0 | 0 | 0
VACAR_2_TVA_Transmission | VACAR | TVA_Transmission | 2020 | B3 | 75 | 0 | 900 | 0 | 0 | 0 | 0 | 0 | 0 | 0 | 0 | 0 | 0 | 0
VACAR_2_TVA_Transmission | VACAR | TVA_Transmission | 2020 | B4 | 100 | 0 | 900 | 0 | 0 | 0 | 0 | 0 | 0 | 0 | 0 | 0 | 0 | 0
VACAR_2_TVA_Transmission | VACAR | TVA_Transmission | 2020 | B5 | 200 | 0 | 900 | 0 | 0 | 0 | 0 | 0 | 0 | 0 | 0 | 0 | 0 | 0
VACAR_2_TVA_Transmission | VACAR | TVA_Transmission | 2020 | B6 | 300 | 0 | 900 | 0 | 0 | 0 | 0 | 0 | 0 | 0 | 0 | 0 | 0 | 0
VACAR_2_TVA_Transmission | VACAR | TVA_Transmission | 2020 | B7 | 400 | 0 | 900 | 0 | 0 | 0 | 0 | 0 | 0 | 0 | 0 | 0 | 0 | 0
VACAR_2_TVA_Transmission | VACAR | TVA_Transmission | 2020 | B8 | 500 | 0 | 900 | 0 | 0 | 0 | 0 | 0 | 0 | 0 | 0 | 0 | 0 | 0
VACAR_2_TVA_Transmission | VACAR | TVA_Transmission | 2020 | B9 | 800 | 0 | 900 | 0 | 0 | 0 | 0 | 0 | 0 | 0 | 0 | 0 | 0 | 0
VACAR_2_TVA_Transmission | VACAR | TVA_Transmission | 2020 | B10 | 1262 | 0 | 900 | 0 | 0 | 0 | 0 | 0 | 0 | 0 | 0 | 0 | 0 | 0
VACAR_2_TVA_Transmission | VACAR | TVA_Transmission | 2020 | B11 | 25 | 0 | 900 | 0 | 0 | 0 | 0 | 0 | 0 | 0 | 0 | 0 | 0 | 0
VACAR_2_TVA_Transmission | VACAR | TVA_Transmission | 2020 | B12 | 200 | 0 | 900 | 0 | 0 | 0 | 0 | 0 | 0 | 0 | 0 | 0 | 0 | 0
VACAR_2_TVA_Transmission | VACAR | TVA_Transmission | 2020 | B13 | 600 | 0 | 900 | 0 | 0 | 0 | 0 | 0 | 0 | 0 | 0 | 0 | 0 | 0
VACAR_2_TVA_Transmission | VACAR | TVA_Transmission | 2020 | B14 | 900 | 0 | 900 | 0 | 0 | 0 | 0 | 0 | 0 | 0 | 0 | 0 | 0 | 0
VACAR_2_TVA_Transmission | VACAR | TVA_Transmission | 2020 | B15 | 1203 | 0 | 900 | 0 | 0 | 0 | 0 | 0 | 0 | 0 | 0 | 0 | 0 | 0
VACAR_2_TVA_Transmission | VACAR | TVA_Transmission | 2020 | B16 | 25 | 0 | 900 | 0 | 0 | 0 | 0 | 0 | 0 | 0 | 0 | 0 | 0 | 0
VACAR_2_TVA_Transmission | VACAR | TVA_Transmission | 2020 | B17 | 100 | 0 | 900 | 0 | 0 | 0 | 0 | 0 | 0 | 0 | 0 | 0 | 0 | 0
VACAR_2_TVA_Transmission | VACAR | TVA_Transmission | 2020 | B18 | 400 | 0 | 900 | 0 | 0 | 0 | 0 | 0 | 0 | 0 | 0 | 0 | 0 | 0
VACAR_2_TVA_Transmission | VACAR | TVA_Transmission | 2020 | B19 | 700 | 0 | 900 | 0 | 0 | 0 | 0 | 0 | 0 | 0 | 0 | 0 | 0 | 0
VACAR_2_TVA_Transmission | VACAR | TVA_Transmission | 2020 | B20 | 935 | 0 | 900 | 0 | 0 | 0 | 0 | 0 | 0 | 0 | 0 | 0 | 0 | 0
VACAR_2_TVA_Transmission | VACAR | TVA_Transmission | 2025 | B1 | 10 | 0 | 900 | 0 | 0 | 0 | 0 | 0 | 0 | 0 | 0 | 0 | 0 | 0
VACAR_2_TVA_Transmission | VACAR | TVA_Transmission | 2025 | B2 | 25 | 0 | 900 | 0 | 0 | 0 | 0 | 0 | 0 | 0 | 0 | 0 | 0 | 0
VACAR_2_TVA_Transmission | VACAR | TVA_Transmission | 2025 | B3 | 75 | 0 | 900 | 0 | 0 | 0 | 0 | 0 | 0 | 0 | 0 | 0 | 0 | 0
VACAR_2_TVA_Transmission | VACAR | TVA_Transmission | 2025 | B4 | 100 | 0 | 900 | 0 | 0 | 0 | 0 | 0 | 0 | 0 | 0 | 0 | 0 | 0
VACAR_2_TVA_Transmission | VACAR | TVA_Transmission | 2025 | B5 | 200 | 0 | 900 | 0 | 0 | 0 | 0 | 0 | 0 | 0 | 0 | 0 | 0 | 0
VACAR_2_TVA_Transmission | VACAR | TVA_Transmission | 2025 | B6 | 300 | 0 | 900 | 0 | 0 | 0 | 0 | 0 | 0 | 0 | 0 | 0 | 0 | 0
VACAR_2_TVA_Transmission | VACAR | TVA_Transmission | 2025 | B7 | 400 | 0 | 900 | 0 | 0 | 0 | 0 | 0 | 0 | 0 | 0 | 0 | 0 | 0
VACAR_2_TVA_Transmission | VACAR | TVA_Transmission | 2025 | B8 | 500 | 0 | 900 | 0 | 0 | 0 | 0 | 0 | 0 | 0 | 0 | 0 | 0 | 0
VACAR_2_TVA_Transmission | VACAR | TVA_Transmission | 2025 | B9 | 800 | 0 | 900 | 0 | 0 | 0 | 0 | 0 | 0 | 0 | 0 | 0 | 0 | 0
VACAR_2_TVA_Transmission | VACAR | TVA_Transmission | 2025 | B10 | 1262 | 0 | 900 | 0 | 0 | 0 | 0 | 0 | 0 | 0 | 0 | 0 | 0 | 0
VACAR_2_TVA_Transmission | VACAR | TVA_Transmission | 2025 | B11 | 25 | 0 | 900 | 0 | 0 | 0 | 0 | 0 | 0 | 0 | 0 | 0 | 0 | 0
VACAR_2_TVA_Transmission | VACAR | TVA_Transmission | 2025 | B12 | 200 | 0 | 900 | 0 | 0 | 0 | 0 | 0 | 0 | 0 | 0 | 0 | 0 | 0
VACAR_2_TVA_Transmission | VACAR | TVA_Transmission | 2025 | B13 | 600 | 0 | 900 | 0 | 0 | 0 | 0 | 0 | 0 | 0 | 0 | 0 | 0 | 0
VACAR_2_TVA_Transmission | VACAR | TVA_Transmission | 2025 | B14 | 900 | 0 | 900 | 0 | 0 | 0 | 0 | 0 | 0 | 0 | 0 | 0 | 0 | 0
VACAR_2_TVA_Transmission | VACAR | TVA_Transmission | 2025 | B15 | 1203 | 0 | 900 | 0 | 0 | 0 | 0 | 0 | 0 | 0 | 0 | 0 | 0 | 0
VACAR_2_TVA_Transmission | VACAR | TVA_Transmission | 2025 | B16 | 25 | 0 | 900 | 0 | 0 | 0 | 0 | 0 | 0 | 0 | 0 | 0 | 0 | 0
VACAR_2_TVA_Transmission | VACAR | TVA_Transmission | 2025 | B17 | 100 | 0 | 900 | 0 | 0 | 0 | 0 | 0 | 0 | 0 | 0 | 0 | 0 | 0
VACAR_2_TVA_Transmission | VACAR | TVA_Transmission | 2025 | B18 | 400 | 0 | 900 | 0 | 0 | 0 | 0 | 0 | 0 | 0 | 0 | 0 | 0 | 0
VACAR_2_TVA_Transmission | VACAR | TVA_Transmission | 2025 | B19 | 700 | 0 | 900 | 0 | 0 | 0 | 0 | 0 | 0 | 0 | 0 | 0 | 0 | 0
VACAR_2_TVA_Transmission | VACAR | TVA_Transmission | 2025 | B20 | 935 | 0 | 900 | 0 | 0 | 0 | 0 | 0 | 0 | 0 | 0 | 0 | 0 | 0
VACAR_2_TVA_Transmission | VACAR | TVA_Transmission | 2030 | B1 | 10 | 0 | 900 | 0 | 0 | 0 | 0 | 0 | 0 | 0 | 0 | 0 | 0 | 0
VACAR_2_TVA_Transmission | VACAR | TVA_Transmission | 2030 | B2 | 25 | 0 | 900 | 0 | 0 | 0 | 0 | 0 | 0 | 0 | 0 | 0 | 0 | 0
VACAR_2_TVA_Transmission | VACAR | TVA_Transmission | 2030 | B3 | 75 | 0 | 900 | 0 | 0 | 0 | 0 | 0 | 0 | 0 | 0 | 0 | 0 | 0
VACAR_2_TVA_Transmission | VACAR | TVA_Transmission | 2030 | B4 | 100 | 0 | 900 | 0 | 0 | 0 | 0 | 0 | 0 | 0 | 0 | 0 | 0 | 0
VACAR_2_TVA_Transmission | VACAR | TVA_Transmission | 2030 | B5 | 200 | 0 | 900 | 0 | 0 | 0 | 0 | 0 | 0 | 0 | 0 | 0 | 0 | 0
VACAR_2_TVA_Transmission | VACAR | TVA_Transmission | 2030 | B6 | 300 | 0 | 900 | 0 | 0 | 0 | 0 | 0 | 0 | 0 | 0 | 0 | 0 | 0
VACAR_2_TVA_Transmission | VACAR | TVA_Transmission | 2030 | B7 | 400 | 0 | 900 | 0 | 0 | 0 | 0 | 0 | 0 | 0 | 0 | 0 | 0 | 0
VACAR_2_TVA_Transmission | VACAR | TVA_Transmission | 2030 | B8 | 500 | 0 | 900 | 0 | 0 | 0 | 0 | 0 | 0 | 0 | 0 | 0 | 0 | 0
VACAR_2_TVA_Transmission | VACAR | TVA_Transmission | 2030 | B9 | 800 | 0 | 900 | 0 | 0 | 0 | 0 | 0 | 0 | 0 | 0 | 0 | 0 | 0
VACAR_2_TVA_Transmission | VACAR | TVA_Transmission | 2030 | B10 | 1262 | 0 | 900 | 0 | 0 | 0 | 0 | 0 | 0 | 0 | 0 | 0 | 0 | 0
VACAR_2_TVA_Transmission | VACAR | TVA_Transmission | 2030 | B11 | 25 | 0 | 900 | 0 | 0 | 0 | 0 | 0 | 0 | 0 | 0 | 0 | 0 | 0
VACAR_2_TVA_Transmission | VACAR | TVA_Transmission | 2030 | B12 | 200 | 0 | 900 | 0 | 0 | 0 | 0 | 0 | 0 | 0 | 0 | 0 | 0 | 0
VACAR_2_TVA_Transmission | VACAR | TVA_Transmission | 2030 | B13 | 600 | 0 | 900 | 0 | 0 | 0 | 0 | 0 | 0 | 0 | 0 | 0 | 0 | 0
VACAR_2_TVA_Transmission | VACAR | TVA_Transmission | 2030 | B14 | 900 | 0 | 900 | 0 | 0 | 0 | 0 | 0 | 0 | 0 | 0 | 0 | 0 | 0
VACAR_2_TVA_Transmission | VACAR | TVA_Transmission | 2030 | B15 | 1203 | 0 | 900 | 0 | 0 | 0 | 0 | 0 | 0 | 0 | 0 | 0 | 0 | 0
VACAR_2_TVA_Transmission | VACAR | TVA_Transmission | 2030 | B16 | 25 | 0 | 900 | 0 | 0 | 0 | 0 | 0 | 0 | 0 | 0 | 0 | 0 | 0
VACAR_2_TVA_Transmission | VACAR | TVA_Transmission | 2030 | B17 | 100 | 0 | 900 | 0 | 0 | 0 | 0 | 0 | 0 | 0 | 0 | 0 | 0 | 0
VACAR_2_TVA_Transmission | VACAR | TVA_Transmission | 2030 | B18 | 400 | 0 | 900 | 0 | 0 | 0 | 0 | 0 | 0 | 0 | 0 | 0 | 0 | 0
VACAR_2_TVA_Transmission | VACAR | TVA_Transmission | 2030 | B19 | 700 | 0 | 900 | 0 | 0 | 0 | 0 | 0 | 0 | 0 | 0 | 0 | 0 | 0
VACAR_2_TVA_Transmission | VACAR | TVA_Transmission | 2030 | B20 | 935 | 0 | 900 | 0 | 0 | 0 | 0 | 0 | 0 | 0 | 0 | 0 | 0 | 0
VACAR_2_TVA_Transmission | VACAR | TVA_Transmission | 2035 | B1 | 10 | 0 | 900 | 0 | 0 | 0 | 0 | 0 | 0 | 0 | 0 | 0 | 0 | 0
VACAR_2_TVA_Transmission | VACAR | TVA_Transmission | 2035 | B2 | 25 | 0 | 900 | 0 | 0 | 0 | 0 | 0 | 0 | 0 | 0 | 0 | 0 | 0
VACAR_2_TVA_Transmission | VACAR | TVA_Transmission | 2035 | B3 | 75 | 0 | 900 | 0 | 0 | 0 | 0 | 0 | 0 | 0 | 0 | 0 | 0 | 0
VACAR_2_TVA_Transmission | VACAR | TVA_Transmission | 2035 | B4 | 100 | 0 | 900 | 0 | 0 | 0 | 0 | 0 | 0 | 0 | 0 | 0 | 0 | 0
VACAR_2_TVA_Transmission | VACAR | TVA_Transmission | 2035 | B5 | 200 | 0 | 900 | 0 | 0 | 0 | 0 | 0 | 0 | 0 | 0 | 0 | 0 | 0
VACAR_2_TVA_Transmission | VACAR | TVA_Transmission | 2035 | B6 | 300 | 0 | 900 | 0 | 0 | 0 | 0 | 0 | 0 | 0 | 0 | 0 | 0 | 0
VACAR_2_TVA_Transmission | VACAR | TVA_Transmission | 2035 | B7 | 400 | 0 | 900 | 0 | 0 | 0 | 0 | 0 | 0 | 0 | 0 | 0 | 0 | 0
VACAR_2_TVA_Transmission | VACAR | TVA_Transmission | 2035 | B8 | 500 | 0 | 900 | 0 | 0 | 0 | 0 | 0 | 0 | 0 | 0 | 0 | 0 | 0
VACAR_2_TVA_Transmission | VACAR | TVA_Transmission | 2035 | B9 | 800 | 0 | 900 | 0 | 0 | 0 | 0 | 0 | 0 | 0 | 0 | 0 | 0 | 0
VACAR_2_TVA_Transmission | VACAR | TVA_Transmission | 2035 | B10 | 1262 | 0 | 900 | 0 | 0 | 0 | 0 | 0 | 0 | 0 | 0 | 0 | 0 | 0
VACAR_2_TVA_Transmission | VACAR | TVA_Transmission | 2035 | B11 | 25 | 0 | 900 | 0 | 0 | 0 | 0 | 0 | 0 | 0 | 0 | 0 | 0 | 0
VACAR_2_TVA_Transmission | VACAR | TVA_Transmission | 2035 | B12 | 200 | 0 | 900 | 0 | 0 | 0 | 0 | 0 | 0 | 0 | 0 | 0 | 0 | 0
VACAR_2_TVA_Transmission | VACAR | TVA_Transmission | 2035 | B13 | 600 | 0 | 900 | 0 | 0 | 0 | 0 | 0 | 0 | 0 | 0 | 0 | 0 | 0
VACAR_2_TVA_Transmission | VACAR | TVA_Transmission | 2035 | B14 | 900 | 0 | 900 | 0 | 0 | 0 | 0 | 0 | 0 | 0 | 0 | 0 | 0 | 0
VACAR_2_TVA_Transmission | VACAR | TVA_Transmission | 2035 | B15 | 1203 | 0 | 900 | 0 | 0 | 0 | 0 | 0 | 0 | 0 | 0 | 0 | 0 | 0
VACAR_2_TVA_Transmission | VACAR | TVA_Transmission | 2035 | B16 | 25 | 0 | 900 | 0 | 0 | 0 | 0 | 0 | 0 | 0 | 0 | 0 | 0 | 0
VACAR_2_TVA_Transmission | VACAR | TVA_Transmission | 2035 | B17 | 100 | 0 | 900 | 0 | 0 | 0 | 0 | 0 | 0 | 0 | 0 | 0 | 0 | 0
VACAR_2_TVA_Transmission | VACAR | TVA_Transmission | 2035 | B18 | 400 | 0 | 900 | 0 | 0 | 0 | 0 | 0 | 0 | 0 | 0 | 0 | 0 | 0
VACAR_2_TVA_Transmission | VACAR | TVA_Transmission | 2035 | B19 | 700 | 0 | 900 | 0 | 0 | 0 | 0 | 0 | 0 | 0 | 0 | 0 | 0 | 0
VACAR_2_TVA_Transmission | VACAR | TVA_Transmission | 2035 | B20 | 935 | 0 | 900 | 0 | 0 | 0 | 0 | 0 | 0 | 0 | 0 | 0 | 0 | 0
VACAR_2_TVA_Transmission | VACAR | TVA_Transmission | 2040 | B1 | 10 | 0 | 900 | 0 | 0 | 0 | 0 | 0 | 0 | 0 | 0 | 0 | 0 | 0
VACAR_2_TVA_Transmission | VACAR | TVA_Transmission | 2040 | B2 | 25 | 0 | 900 | 0 | 0 | 0 | 0 | 0 | 0 | 0 | 0 | 0 | 0 | 0
VACAR_2_TVA_Transmission | VACAR | TVA_Transmission | 2040 | B3 | 75 | 0 | 900 | 0 | 0 | 0 | 0 | 0 | 0 | 0 | 0 | 0 | 0 | 0
VACAR_2_TVA_Transmission | VACAR | TVA_Transmission | 2040 | B4 | 100 | 0 | 900 | 0 | 0 | 0 | 0 | 0 | 0 | 0 | 0 | 0 | 0 | 0
VACAR_2_TVA_Transmission | VACAR | TVA_Transmission | 2040 | B5 | 200 | 0 | 900 | 0 | 0 | 0 | 0 | 0 | 0 | 0 | 0 | 0 | 0 | 0
VACAR_2_TVA_Transmission | VACAR | TVA_Transmission | 2040 | B6 | 300 | 0 | 900 | 0 | 0 | 0 | 0 | 0 | 0 | 0 | 0 | 0 | 0 | 0
VACAR_2_TVA_Transmission | VACAR | TVA_Transmission | 2040 | B7 | 400 | 0 | 900 | 0 | 0 | 0 | 0 | 0 | 0 | 0 | 0 | 0 | 0 | 0
VACAR_2_TVA_Transmission | VACAR | TVA_Transmission | 2040 | B8 | 500 | 0 | 900 | 0 | 0 | 0 | 0 | 0 | 0 | 0 | 0 | 0 | 0 | 0
VACAR_2_TVA_Transmission | VACAR | TVA_Transmission | 2040 | B9 | 800 | 0 | 900 | 0 | 0 | 0 | 0 | 0 | 0 | 0 | 0 | 0 | 0 | 0
VACAR_2_TVA_Transmission | VACAR | TVA_Transmission | 2040 | B10 | 1262 | 0 | 900 | 0 | 0 | 0 | 0 | 0 | 0 | 0 | 0 | 0 | 0 | 0
VACAR_2_TVA_Transmission | VACAR | TVA_Transmission | 2040 | B11 | 25 | 0 | 900 | 0 | 0 | 0 | 0 | 0 | 0 | 0 | 0 | 0 | 0 | 0
VACAR_2_TVA_Transmission | VACAR | TVA_Transmission | 2040 | B12 | 200 | 0 | 900 | 0 | 0 | 0 | 0 | 0 | 0 | 0 | 0 | 0 | 0 | 0
VACAR_2_TVA_Transmission | VACAR | TVA_Transmission | 2040 | B13 | 600 | 0 | 900 | 0 | 0 | 0 | 0 | 0 | 0 | 0 | 0 | 0 | 0 | 0
VACAR_2_TVA_Transmission | VACAR | TVA_Transmission | 2040 | B14 | 900 | 0 | 900 | 0 | 0 | 0 | 0 | 0 | 0 | 0 | 0 | 0 | 0 | 0
VACAR_2_TVA_Transmission | VACAR | TVA_Transmission | 2040 | B15 | 1203 | 0 | 900 | 0 | 0 | 0 | 0 | 0 | 0 | 0 | 0 | 0 | 0 | 0
VACAR_2_TVA_Transmission | VACAR | TVA_Transmission | 2040 | B16 | 25 | 0 | 900 | 0 | 0 | 0 | 0 | 0 | 0 | 0 | 0 | 0 | 0 | 0
VACAR_2_TVA_Transmission | VACAR | TVA_Transmission | 2040 | B17 | 100 | 0 | 900 | 0 | 0 | 0 | 0 | 0 | 0 | 0 | 0 | 0 | 0 | 0
VACAR_2_TVA_Transmission | VACAR | TVA_Transmission | 2040 | B18 | 400 | 0 | 900 | 0 | 0 | 0 | 0 | 0 | 0 | 0 | 0 | 0 | 0 | 0
VACAR_2_TVA_Transmission | VACAR | TVA_Transmission | 2040 | B19 | 700 | 0 | 900 | 0 | 0 | 0 | 0 | 0 | 0 | 0 | 0 | 0 | 0 | 0
VACAR_2_TVA_Transmission | VACAR | TVA_Transmission | 2040 | B20 | 935 | 0 | 900 | 0 | 0 | 0 | 0 | 0 | 0 | 0 | 0 | 0 | 0 | 0
VACAR_2_TVA_Transmission | VACAR | TVA_Transmission | 2045 | B1 | 10 | 0 | 900 | 0 | 0 | 0 | 0 | 0 | 0 | 0 | 0 | 0 | 0 | 0
VACAR_2_TVA_Transmission | VACAR | TVA_Transmission | 2045 | B2 | 25 | 0 | 900 | 0 | 0 | 0 | 0 | 0 | 0 | 0 | 0 | 0 | 0 | 0
VACAR_2_TVA_Transmission | VACAR | TVA_Transmission | 2045 | B3 | 75 | 0 | 900 | 0 | 0 | 0 | 0 | 0 | 0 | 0 | 0 | 0 | 0 | 0
VACAR_2_TVA_Transmission | VACAR | TVA_Transmission | 2045 | B4 | 100 | 0 | 900 | 0 | 0 | 0 | 0 | 0 | 0 | 0 | 0 | 0 | 0 | 0
VACAR_2_TVA_Transmission | VACAR | TVA_Transmission | 2045 | B5 | 200 | 0 | 900 | 0 | 0 | 0 | 0 | 0 | 0 | 0 | 0 | 0 | 0 | 0
VACAR_2_TVA_Transmission | VACAR | TVA_Transmission | 2045 | B6 | 300 | 0 | 900 | 0 | 0 | 0 | 0 | 0 | 0 | 0 | 0 | 0 | 0 | 0
VACAR_2_TVA_Transmission | VACAR | TVA_Transmission | 2045 | B7 | 400 | 0 | 900 | 0 | 0 | 0 | 0 | 0 | 0 | 0 | 0 | 0 | 0 | 0
VACAR_2_TVA_Transmission | VACAR | TVA_Transmission | 2045 | B8 | 500 | 0 | 900 | 0 | 0 | 0 | 0 | 0 | 0 | 0 | 0 | 0 | 0 | 0
VACAR_2_TVA_Transmission | VACAR | TVA_Transmission | 2045 | B9 | 800 | 0 | 900 | 0 | 0 | 0 | 0 | 0 | 0 | 0 | 0 | 0 | 0 | 0
VACAR_2_TVA_Transmission | VACAR | TVA_Transmission | 2045 | B10 | 1262 | 0 | 900 | 0 | 0 | 0 | 0 | 0 | 0 | 0 | 0 | 0 | 0 | 0
VACAR_2_TVA_Transmission | VACAR | TVA_Transmission | 2045 | B11 | 25 | 0 | 900 | 0 | 0 | 0 | 0 | 0 | 0 | 0 | 0 | 0 | 0 | 0
VACAR_2_TVA_Transmission | VACAR | TVA_Transmission | 2045 | B12 | 200 | 0 | 900 | 0 | 0 | 0 | 0 | 0 | 0 | 0 | 0 | 0 | 0 | 0
VACAR_2_TVA_Transmission | VACAR | TVA_Transmission | 2045 | B13 | 600 | 0 | 900 | 0 | 0 | 0 | 0 | 0 | 0 | 0 | 0 | 0 | 0 | 0
VACAR_2_TVA_Transmission | VACAR | TVA_Transmission | 2045 | B14 | 900 | 0 | 900 | 0 | 0 | 0 | 0 | 0 | 0 | 0 | 0 | 0 | 0 | 0
VACAR_2_TVA_Transmission | VACAR | TVA_Transmission | 2045 | B15 | 1203 | 0 | 900 | 0 | 0 | 0 | 0 | 0 | 0 | 0 | 0 | 0 | 0 | 0
VACAR_2_TVA_Transmission | VACAR | TVA_Transmission | 2045 | B16 | 25 | 0 | 900 | 0 | 0 | 0 | 0 | 0 | 0 | 0 | 0 | 0 | 0 | 0
VACAR_2_TVA_Transmission | VACAR | TVA_Transmission | 2045 | B17 | 100 | 0 | 900 | 0 | 0 | 0 | 0 | 0 | 0 | 0 | 0 | 0 | 0 | 0
VACAR_2_TVA_Transmission | VACAR | TVA_Transmission | 2045 | B18 | 400 | 0 | 900 | 0 | 0 | 0 | 0 | 0 | 0 | 0 | 0 | 0 | 0 | 0
VACAR_2_TVA_Transmission | VACAR | TVA_Transmission | 2045 | B19 | 700 | 0 | 900 | 0 | 0 | 0 | 0 | 0 | 0 | 0 | 0 | 0 | 0 | 0
VACAR_2_TVA_Transmission | VACAR | TVA_Transmission | 2045 | B20 | 935 | 0 | 900 | 0 | 0 | 0 | 0 | 0 | 0 | 0 | 0 | 0 | 0 | 0
VACAR_2_TVA_Transmission | VACAR | TVA_Transmission | 2050 | B1 | 10 | 0 | 900 | 0 | 0 | 0 | 0 | 0 | 0 | 0 | 0 | 0 | 0 | 0
VACAR_2_TVA_Transmission | VACAR | TVA_Transmission | 2050 | B2 | 25 | 0 | 900 | 0 | 0 | 0 | 0 | 0 | 0 | 0 | 0 | 0 | 0 | 0
VACAR_2_TVA_Transmission | VACAR | TVA_Transmission | 2050 | B3 | 75 | 0 | 900 | 0 | 0 | 0 | 0 | 0 | 0 | 0 | 0 | 0 | 0 | 0
VACAR_2_TVA_Transmission | VACAR | TVA_Transmission | 2050 | B4 | 100 | 0 | 900 | 0 | 0 | 0 | 0 | 0 | 0 | 0 | 0 | 0 | 0 | 0
VACAR_2_TVA_Transmission | VACAR | TVA_Transmission | 2050 | B5 | 200 | 0 | 900 | 0 | 0 | 0 | 0 | 0 | 0 | 0 | 0 | 0 | 0 | 0
VACAR_2_TVA_Transmission | VACAR | TVA_Transmission | 2050 | B6 | 300 | 0 | 900 | 0 | 0 | 0 | 0 | 0 | 0 | 0 | 0 | 0 | 0 | 0
VACAR_2_TVA_Transmission | VACAR | TVA_Transmission | 2050 | B7 | 400 | 0 | 900 | 0 | 0 | 0 | 0 | 0 | 0 | 0 | 0 | 0 | 0 | 0
VACAR_2_TVA_Transmission | VACAR | TVA_Transmission | 2050 | B8 | 500 | 0 | 900 | 0 | 0 | 0 | 0 | 0 | 0 | 0 | 0 | 0 | 0 | 0
VACAR_2_TVA_Transmission | VACAR | TVA_Transmission | 2050 | B9 | 800 | 0 | 900 | 0 | 0 | 0 | 0 | 0 | 0 | 0 | 0 | 0 | 0 | 0
VACAR_2_TVA_Transmission | VACAR | TVA_Transmission | 2050 | B10 | 1262 | 0 | 900 | 0 | 0 | 0 | 0 | 0 | 0 | 0 | 0 | 0 | 0 | 0
VACAR_2_TVA_Transmission | VACAR | TVA_Transmission | 2050 | B11 | 25 | 0 | 900 | 0 | 0 | 0 | 0 | 0 | 0 | 0 | 0 | 0 | 0 | 0
VACAR_2_TVA_Transmission | VACAR | TVA_Transmission | 2050 | B12 | 200 | 0 | 900 | 0 | 0 | 0 | 0 | 0 | 0 | 0 | 0 | 0 | 0 | 0
VACAR_2_TVA_Transmission | VACAR | TVA_Transmission | 2050 | B13 | 600 | 0 | 900 | 0 | 0 | 0 | 0 | 0 | 0 | 0 | 0 | 0 | 0 | 0
VACAR_2_TVA_Transmission | VACAR | TVA_Transmission | 2050 | B14 | 900 | 0 | 900 | 0 | 0 | 0 | 0 | 0 | 0 | 0 | 0 | 0 | 0 | 0
VACAR_2_TVA_Transmission | VACAR | TVA_Transmission | 2050 | B15 | 1203 | 0 | 900 | 0 | 0 | 0 | 0 | 0 | 0 | 0 | 0 | 0 | 0 | 0
VACAR_2_TVA_Transmission | VACAR | TVA_Transmission | 2050 | B16 | 25 | 0 | 900 | 0 | 0 | 0 | 0 | 0 | 0 | 0 | 0 | 0 | 0 | 0
VACAR_2_TVA_Transmission | VACAR | TVA_Transmission | 2050 | B17 | 100 | 0 | 900 | 0 | 0 | 0 | 0 | 0 | 0 | 0 | 0 | 0 | 0 | 0
VACAR_2_TVA_Transmission | VACAR | TVA_Transmission | 2050 | B18 | 400 | 0 | 900 | 0 | 0 | 0 | 0 | 0 | 0 | 0 | 0 | 0 | 0 | 0
VACAR_2_TVA_Transmission | VACAR | TVA_Transmission | 2050 | B19 | 700 | 0 | 900 | 0 | 0 | 0 | 0 | 0 | 0 | 0 | 0 | 0 | 0 | 0
VACAR_2_TVA_Transmission | VACAR | TVA_Transmission | 2050 | B20 | 935 | 0 | 900 | 0 | 0 | 0 | 0 | 0 | 0 | 0 | 0 | 0 | 0 | 0

## OL75Line
Transmission Capacity Calculations |  |  |  |  | 2020 | 2025 | 2030 | 2035 |  | 4-yr avg | All Years Combined
| From | To |  | Base Capacity | 4250 | 4250 | 4250 | 4250 |  |  | w/o Price check | Final | [7 empty] | Base x-axis | 2020 | Base |  | NYISO_A-F_2_NYISO_G-I | 8161
Line of Interest | NYISO_A-F | NYISO_G-I |  | Max OL Capacity | 0.00019 | 0.00019 | 0.00019 | 0.00019 |  | 0.00019 | [9 empty] | 0 | 0% | 4250 |  | year factor | 19
Scenario: BAU, OL25, OL75 | OL75 |  |  | OL Cap Factor at Max Capacity | #DIV/0! | #DIV/0! | #DIV/0! | #DIV/0! |  | #DIV/0! |  |  |  |  | Johnson | Combined |  |  |  | 8760 | 100% | 4250 |  | type column | 11
|  |  |  | Overload Charge | 0 | 0 | 0 | 0 |  | 0 |  |  |  |  | OL25/OL75 Ratio Range |  | Design CF | [6 empty] | Scenario Column | 1
Minimum Overload Charge | 0 |  |  | Weghtd Avg OL Capacity | 0.00011845 | 0.00011845 | 0.00011845 | 0.00011845 |  | 0.00011845 |  |  |  |  | 0 | 0.8 | 90%
Total Flows Target Cap Factor (derived from cap factor-shadow price curve) | 40% |  | OL Cap to Meet Total Target Cap Factor |  | 0 | 0 | 0 | 0 |  | 0 | 0 | 0 |  |  | 0.8 | 1.2 | 75% |  |  | Flow Duration Curve-NYISO_A-F_2_NYISO_G-I Scenario:OL75
OL Target Capacity Factor (derived from cap factor-shadow price curve) | 35% |  | OL Capacity to meet OL Target Cap Factor |  | 0.00019 | 0.00019 | 0.00019 | 0.00019 | avg w/ no price test | 0.00019 | 0.00079 | 0.00079 |  |  | 1.2 | 1.5 | 70% |  |  | OL75 and OL25 Flow Duration Curve-NYISO_A-F_2_NYISO_G-I
|  | Average of Total and OL target Cap factor that meets min Charge (RHC) |  |  | 9.5e-05 | 9.5e-05 | 9.5e-05 | 9.5e-05 | 9.5e-05 | 9.5e-05 | 0.000395 | 0.000395 |  |  | 1.5 | 2 | 65% |  |  | LoadBlocks for NYISO_A-F_2_NYISO_G-I Scenario:OL75
[15 empty] | 2 | 2.5 | 60%
[15 empty] | 2.5 | 3 | 55%
Avg Cap Factor for Total Line (Johnson) | 75% | [13 empty] | 3 | 1000 | 50%
Threshold Interface Utilization (Johnson) | 90% | OL Line to give Avg CF = 75% (Johnson) |  |  | 0 | 0 | 0 | 0 | 0 | 0 | 0 | 0
Flow Duration Curve Target (NGO) | 20% | OL Capacity that meets Thrshold Duration using all years (NGO) |  |  | 0.00017 | 0.00017 | 0.00017 | 0.00017 |  | 0 |  | 0
Year | 2020 | [9 empty] | Flow Duration Curve Calculation
|  |  | Baseload | Overload | BAU Shadow | OL75 Shadow |  | Overload |  | Overload |  | % year at | GWh with | Capacity | [5 empty] | For Block Graph |  |  | For LDC Graph
Blocks | Hours | Cum hours | Flow | Flow | Price | Price |  | Capacity+ |  | MW in Order of Size | hours in block | MW or higher | Increasing MW | factor |  |  |  | Cum Hours | Frac Year |  | 2020 |  |  | 2020 | cap fact
1 | 10 | 10 | 0 | 0 | 26.0546 | 0 |  | 0 | min Cap | 0 | 10 | 100% | 0 | 100% |  |  |  | 10 | 0.99886 | 0 | 0 |  | 1 | 0 | 100%
2 | 25 | 35 | 0 | 0 | 9.0331 | 0 |  | 1e-05 |  | 1e-05 | 25 | 99.89% | 8.75e-05 | 99.89% |  |  |  | 35 | 0.996 | 10 | 0 |  | 0.99886 | 0 | 99.89%
3 | 75 | 110 | 0 | 0 | 1.4007 | 0 |  | 2e-05 |  | 2e-05 | 75 | 99.6% | 0.00017475 | 99.74% |  |  |  | 110 | 0.98744 | 10 | 0 |  | 0.99886 | 1e-05 | 0.99886
4 | 100 | 210 | 0 | 0 | 3.4067 | 0 |  | 3e-05 |  | 3e-05 | 100 | 98.74% | 0.00026125 | 99.41% |  |  |  | 210 | 0.97603 | 35 | 0 |  | 0.996 | 1e-05 | 99.74%
5 | 200 | 410 | 0 | 0 | 6.2674 | 0 |  | 4e-05 |  | 4e-05 | 200 | 97.6% | 0.00034675 | 98.96% |  |  |  | 410 | 0.9532 | 35 | 0 |  | 0.996 | 2e-05 | 0.99743
6 | 300 | 710 | 0 | 0 | 6.754 | 0 |  | 5e-05 |  | 5e-05 | 300 | 95.32% | 0.00043025 | 98.23% |  |  |  | 710 | 0.91895 | 110 | 0 |  | 0.98744 | 2e-05 | 99.41%
7 | 400 | 1110 | 0 | 0 | 8.1072 | 0 |  | 6e-05 |  | 6e-05 | 400 | 91.89% | 0.00051075 | 97.17% |  |  |  | 1110 | 0.87329 | 110 | 0 |  | 0.98744 | 3e-05 | 0.9941
8 | 500 | 1610 | 0 | 0 | 0 | 0 |  | 7e-05 |  | 7e-05 | 500 | 87.33% | 0.00058725 | 95.77% |  |  |  | 1610 | 0.81621 | 210 | 0 |  | 0.97603 | 3e-05 | 98.96%
9 | 800 | 2410 | 0 | 0 | 0 | 0 |  | 8e-05 |  | 8e-05 | 800 | 81.62% | 0.00065875 | 94% |  |  |  | 2410 | 0.72489 | 210 | 0 |  | 0.97603 | 4e-05 | 0.98958
10 | 1262 | 3672 | 0 | 0 | 0 | 0 |  | 9e-05 |  | 9e-05 | 1262 | 72.49% | 0.00072225 | 91.61% |  |  |  | 3672 | 0.58082 | 410 | 0 |  | 0.9532 | 4e-05 | 98.23%
11 | 25 | 3697 | 0 | 0 | 12.8789 | 0 |  | 0.0001 |  | 0.0001 | 25 | 58.08% | 0.00077313 | 88.26% |  |  |  | 3697 | 0.57797 | 410 | 0 |  | 0.9532 | 5e-05 | 0.98231
12 | 200 | 3897 | 0 | 0 | 0.61724 | 0 |  | 0.00011 |  | 0.00011 | 200 | 57.8% | 0.00082376 | 85.49% |  |  |  | 3897 | 0.55514 | 710 | 0 |  | 0.91895 | 5e-05 | 97.17%
13 | 600 | 4497 | 0 | 0 | 0.60537 | 0 |  | 0.00012 |  | 0.00012 | 600 | 55.51% | 0.00087239 | 82.99% |  |  |  | 4497 | 0.48664 | 710 | 0 |  | 0.91895 | 6e-05 | 0.97175
14 | 900 | 5397 | 0 | 0 | 1.4363 | 0 |  | 0.00013 |  | 0.00013 | 900 | 48.66% | 0.00091502 | 80.35% |  |  |  | 5397 | 0.3839 | 1110 | 0 |  | 0.87329 | 6e-05 | 95.77%
15 | 1203 | 6600 | 0 | 0 | 0 | 0 |  | 0.00014 |  | 0.00014 | 1203 | 38.39% | 0.00094865 | 77.35% |  |  |  | 6600 | 0.24658 | 1110 | 0 |  | 0.87329 | 7e-05 | 0.95768
16 | 25 | 6625 | 0 | 0 | 13.9947 | 0 |  | 0.00015 |  | 0.00015 | 25 | 24.66% | 0.00097025 | 73.84% |  |  |  | 6625 | 0.24372 | 1610 | 0 |  | 0.81621 | 7e-05 | 94%
17 | 100 | 6725 | 0 | 0 | 11.5614 | 0 |  | 0.00016 |  | 0.00016 | 100 | 24.37% | 0.0009916 | 70.75% |  |  |  | 6725 | 0.23231 | 1610 | 0 |  | 0.81621 | 8e-05 | 0.94
18 | 400 | 7125 | 0 | 0 | 8.0716 | 0 |  | 0.00017 |  | 0.00017 | 400 | 23.23% | 0.001012 | 67.95% |  |  |  | 7125 | 0.18664 | 2410 | 0 |  | 0.72489 | 8e-05 | 91.61%
19 | 700 | 7825 | 0 | 0 | 7.1457 | 0 |  | 0.00018 |  | 0.00018 | 700 | 18.66% | 0.0010283 | 65.21% |  |  |  | 7825 | 0.10674 | 2410 | 0 |  | 0.72489 | 9e-05 | 0.9161
20 | 935 | 8760 | 0 | 0 | 3.5017 | 0 |  | 0.00019 | max cap | 0.00019 | 935 | 10.67% | 0.0010377 | 62.34% |  |  |  | 8760 | 0 | 3672 | 0 |  | 0.58082 | 9e-05 | 88.26%
[12 empty] | Wgtd avg MW | 0.00011845 | [6 empty] | 3672 | 0 |  | 0.58082 | 0.0001 | 0.88257
[20 empty] | 3697 | 0 |  | 0.57797 | 0.0001 | 85.49%
[7 empty] | Total | Total |  | Total MW in |  | % year at | GWh with | Capacity | [5 empty] | 3697 | 0 |  | 0.57797 | 0.00011 | 0.85488
Total capacity factor crossover point | [5 empty] | Blocks | Flow | Capacity+ |  | Rank Order | hours in block | MW or higher | Increasing MW | factor |  |  |  | Cum Hours | Frac Year | 3897 | 0 |  | 0.55514 | 0.00011 | 82.99%
| point | MW | CF | GWh | Hours | 1 | 0 | 0 |  | 0 | 10 | 100% | 0 | 100% |  |  |  | 10 | 0.99886 | 3897 | 0 |  | 0.55514 | 0.00012 | 0.8299
Before | 20 | 0.00019 | 0.62344 | 0.0010377 |  | 2 | 0 | 1e-05 |  | 1e-05 | 25 | 99.89% | 8.75e-05 | 99.89% |  |  |  | 35 | 0.996 | 4497 | 0 |  | 0.48664 | 0.00012 | 80.35%
After | 21 | 0 | 0 |  | 0 | 3 | 0 | 2e-05 |  | 2e-05 | 75 | 99.6% | 0.00017475 | 99.74% |  |  |  | 110 | 0.98744 | 4497 | 0 |  | 0.48664 | 0.00013 | 0.80349
Target Total Capacity |  | 0.00019 | 40% |  |  | 4 | 0 | 3e-05 |  | 3e-05 | 100 | 98.74% | 0.00026125 | 99.41% |  |  |  | 210 | 0.97603 | 5397 | 0 |  | 0.3839 | 0.00013 | 77.35%
Less Baseload Capacity |  | 4250 |  |  |  | 5 | 0 | 4e-05 |  | 4e-05 | 200 | 97.6% | 0.00034675 | 98.96% |  |  |  | 410 | 0.9532 | 5397 | 0 |  | 0.3839 | 0.00014 | 0.77352
Ruthven Criteria 1 |  | 0 |  |  |  | 6 | 0 | 5e-05 |  | 5e-05 | 300 | 95.32% | 0.00043025 | 98.23% |  |  |  | 710 | 0.91895 | 6600 | 0 |  | 0.24658 | 0.00014 | 73.84%
[6 empty] | 7 | 0 | 6e-05 |  | 6e-05 | 400 | 91.89% | 0.00051075 | 97.17% |  |  |  | 1110 | 0.87329 | 6600 | 0 |  | 0.24658 | 0.00015 | 0.73839
[6 empty] | 8 | 0 | 7e-05 |  | 7e-05 | 500 | 87.33% | 0.00058725 | 95.77% |  |  |  | 1610 | 0.81621 | 6625 | 0 |  | 0.24372 | 0.00015 | 70.75%
Overload capacity factor crossover point | [5 empty] | 9 | 0 | 8e-05 |  | 8e-05 | 800 | 81.62% | 0.00065875 | 94% |  |  |  | 2410 | 0.72489 | 6625 | 0 |  | 0.24372 | 0.00016 | 0.70748
| point | MW | CF | GWh | Hours | 10 | 0 | 9e-05 |  | 9e-05 | 1262 | 72.49% | 0.00072225 | 91.61% |  |  |  | 3672 | 0.58082 | 6725 | 0 |  | 0.23231 | 0.00016 | 67.95%
Before | 20 | 0.00019 | 0.62344 | 0.0010377 |  | 11 | 0 | 0.0001 |  | 0.0001 | 25 | 58.08% | 0.00077313 | 88.26% |  |  |  | 3697 | 0.57797 | 6725 | 0 |  | 0.23231 | 0.00017 | 0.67953
After | 21 | 0 | 0 |  | 0 | 12 | 0 | 0.00011 |  | 0.00011 | 200 | 57.8% | 0.00082376 | 85.49% |  |  |  | 3897 | 0.55514 | 7125 | 0 |  | 0.18664 | 0.00017 | 65.21%
Hadley/Ruthven Criteria 2 |  | 0.00019 | 35% |  |  | 13 | 0 | 0.00012 |  | 0.00012 | 600 | 55.51% | 0.00087239 | 82.99% |  |  |  | 4497 | 0.48664 | 7125 | 0 |  | 0.18664 | 0.00018 | 0.65214
[6 empty] | 14 | 0 | 0.00013 |  | 0.00013 | 900 | 48.66% | 0.00091502 | 80.35% |  |  |  | 5397 | 0.3839 | 7825 | 0 |  | 0.10674 | 0.00018 | 62.34%
Overload Capacity factor crossover point with sliding scale | [5 empty] | 15 | 0 | 0.00014 |  | 0.00014 | 1203 | 38.39% | 0.00094865 | 77.35% |  |  |  | 6600 | 0.24658 | 7825 | 0 |  | 0.10674 | 0.00019 | 0.62344
BAU Avg Shadow price | 0 |  | Target Cap Factor |  | 100% | 16 | 0 | 0.00015 |  | 0.00015 | 25 | 24.66% | 0.00097025 | 73.84% |  |  |  | 6625 | 0.24372 | 8760 | 0 |  | 0 | 0.00019 | 0
| point | MW | CF | GWh | Hours | 17 | 0 | 0.00016 |  | 0.00016 | 100 | 24.37% | 0.0009916 | 70.75% |  |  |  | 6725 | 0.23231
Before | 1 | 0 | 1 | 0 |  | 18 | 0 | 0.00017 |  | 0.00017 | 400 | 23.23% | 0.001012 | 67.95% |  |  |  | 7125 | 0.18664
After | 2 | 1e-05 | 0.99886 |  | 8750 | 19 | 0 | 0.00018 |  | 0.00018 | 700 | 18.66% | 0.0010283 | 65.21% |  |  |  | 7825 | 0.10674
Pradip Chattopadhyay |  | 0 |  |  |  | 20 | 0 | 0.00019 |  | 0.00019 | 935 | 10.67% | 0.0010377 | 62.34% |  |  |  | 8760 | 0
[12 empty] | Wgtd avg MW | 0.00011845
[12 empty] | Ratio to Base Cap | 2.7871e-08 | 2.7871e-08
[12 empty] | (Johnson) OL Line to give Avg CF = 75% | 0
Year | 2025 | [9 empty] | Flow Duration Curve Calculation
|  |  | Baseload | Overload | BAU Shadow | OL75 Shadow |  | Overload |  | Overload |  | % year at | GWh if Line at this Capacity | [6 empty] | For Block Graph |  |  | For LDC Graph
Blocks | Hours | Cum hours | Flow | Capacity | Price | Price |  | Capacity+ |  | MW in Order of Size |  | MW or higher |  | Capacity factor |  |  |  | Cum Hours | Frac Year |  | 2025 |  | frac year | 2025 | cap fact
1 | 10 | 10 | 0 | 0 | 13.9947 | 0 |  | 0 | min Cap | 0 | 10 | 100% | 0 | 1 |  |  |  | 10 | 0.99886 | 0 | 0 |  | 1 | 0 | 100%
2 | 25 | 35 | 0 | 0 | 0.32049 | 0 |  | 1e-05 |  | 1e-05 | 25 | 99.89% | 8.75e-05 | 0.99886 |  |  |  | 35 | 0.996 | 10 | 0 |  | 0.99886 | 0 | 99.89%
3 | 75 | 110 | 0 | 0 | 3.9527 | 0 |  | 2e-05 |  | 2e-05 | 75 | 99.6% | 0.00017475 | 0.99743 |  |  |  | 110 | 0.98744 | 10 | 0 |  | 0.99886 | 1e-05 | 0.99886
4 | 100 | 210 | 0 | 0 | 7.1457 | 0 |  | 3e-05 |  | 3e-05 | 100 | 98.74% | 0.00026125 | 0.9941 |  |  |  | 210 | 0.97603 | 35 | 0 |  | 0.996 | 1e-05 | 99.74%
5 | 200 | 410 | 0 | 0 | 3.9883 | 0 |  | 4e-05 |  | 4e-05 | 200 | 97.6% | 0.00034675 | 0.98958 |  |  |  | 410 | 0.9532 | 35 | 0 |  | 0.996 | 2e-05 | 0.99743
6 | 300 | 710 | 0 | 0 | 7.2407 | 0 |  | 5e-05 |  | 5e-05 | 300 | 95.32% | 0.00043025 | 0.98231 |  |  |  | 710 | 0.91895 | 110 | 0 |  | 0.98744 | 2e-05 | 99.41%
7 | 400 | 1110 | 0 | 0 | 10.3388 | 0 |  | 6e-05 |  | 6e-05 | 400 | 91.89% | 0.00051075 | 0.97175 |  |  |  | 1110 | 0.87329 | 110 | 0 |  | 0.98744 | 3e-05 | 0.9941
8 | 500 | 1610 | 0 | 0 | 0 | 0 |  | 7e-05 |  | 7e-05 | 500 | 87.33% | 0.00058725 | 0.95768 |  |  |  | 1610 | 0.81621 | 210 | 0 |  | 0.97603 | 3e-05 | 98.96%
9 | 800 | 2410 | 0 | 0 | 0 | 0 |  | 8e-05 |  | 8e-05 | 800 | 81.62% | 0.00065875 | 0.94 |  |  |  | 2410 | 0.72489 | 210 | 0 |  | 0.97603 | 4e-05 | 0.98958
10 | 1262 | 3672 | 0 | 0 | 0 | 0 |  | 9e-05 |  | 9e-05 | 1262 | 72.49% | 0.00072225 | 0.9161 |  |  |  | 3672 | 0.58082 | 410 | 0 |  | 0.9532 | 4e-05 | 98.23%
11 | 25 | 3697 | 0 | 0 | 14.5645 | 0 |  | 0.0001 |  | 0.0001 | 25 | 58.08% | 0.00077313 | 0.88257 |  |  |  | 3697 | 0.57797 | 410 | 0 |  | 0.9532 | 5e-05 | 0.98231
12 | 200 | 3897 | 0 | 0 | 2.9675 | 0 |  | 0.00011 |  | 0.00011 | 200 | 57.8% | 0.00082376 | 0.85488 |  |  |  | 3897 | 0.55514 | 710 | 0 |  | 0.91895 | 5e-05 | 97.17%
13 | 600 | 4497 | 0 | 0 | 0.18992 | 0 |  | 0.00012 |  | 0.00012 | 600 | 55.51% | 0.00087239 | 0.8299 |  |  |  | 4497 | 0.48664 | 710 | 0 |  | 0.91895 | 6e-05 | 0.97175
14 | 900 | 5397 | 0 | 0 | 1.1039 | 0 |  | 0.00013 |  | 0.00013 | 900 | 48.66% | 0.00091502 | 0.80349 |  |  |  | 5397 | 0.3839 | 1110 | 0 |  | 0.87329 | 6e-05 | 95.77%
15 | 1203 | 6600 | 0 | 0 | 0 | 0 |  | 0.00014 |  | 0.00014 | 1203 | 38.39% | 0.00094865 | 0.77352 |  |  |  | 6600 | 0.24658 | 1110 | 0 |  | 0.87329 | 7e-05 | 0.95768
16 | 25 | 6625 | 0 | 0 | 20.1553 | 0 |  | 0.00015 |  | 0.00015 | 25 | 24.66% | 0.00097025 | 0.73839 |  |  |  | 6625 | 0.24372 | 1610 | 0 |  | 0.81621 | 7e-05 | 94%
17 | 100 | 6725 | 0 | 0 | 11.5495 | 0 |  | 0.00016 |  | 0.00016 | 100 | 24.37% | 0.0009916 | 0.70748 |  |  |  | 6725 | 0.23231 | 1610 | 0 |  | 0.81621 | 8e-05 | 0.94
18 | 400 | 7125 | 0 | 0 | 9.8758 | 0 |  | 0.00017 |  | 0.00017 | 400 | 23.23% | 0.001012 | 0.67953 |  |  |  | 7125 | 0.18664 | 2410 | 0 |  | 0.72489 | 8e-05 | 91.61%
19 | 700 | 7825 | 0 | 0 | 6.03 | 0 |  | 0.00018 |  | 0.00018 | 700 | 18.66% | 0.0010283 | 0.65214 |  |  |  | 7825 | 0.10674 | 2410 | 0 |  | 0.72489 | 9e-05 | 0.9161
20 | 935 | 8760 | 0 | 0 | 3.8934 | 0 |  | 0.00019 | max cap | 0.00019 | 935 | 10.67% | 0.0010377 | 0.62344 |  |  |  | 8760 | 0 | 3672 | 0 |  | 0.58082 | 9e-05 | 88.26%
[12 empty] | Wgtd avg MW | 0.00011845 | [6 empty] | 3672 | 0 |  | 0.58082 | 0.0001 | 0.88257
[11 empty] | Flow Duration Curve Calculation | [8 empty] | 3697 | 0 |  | 0.57797 | 0.0001 | 85.49%
[7 empty] | Total | Total |  |  |  | % year at | GWh with | Capacity | [5 empty] | 3697 | 0 |  | 0.57797 | 0.00011 | 0.85488
Total capacity factor crossover point | [5 empty] | Blocks | Flow | Capacity+ |  | Total MW in Order | hours in block | MW or higher | Increasing MW | factor |  |  |  | Cum Hours | Frac Year | 3897 | 0 |  | 0.55514 | 0.00011 | 82.99%
| point | MW | CF | GWh | Hours | 1 | 0 | 0 |  | 0 | 10 | 100% | 0 | 100% |  |  |  | 10 | 0.99886 | 3897 | 0 |  | 0.55514 | 0.00012 | 0.8299
Before | 20 | 0.00019 | 0.62344 | 0.0010377 |  | 2 | 0 | 1e-05 |  | 1e-05 | 25 | 99.89% | 8.75e-05 | 99.89% |  |  |  | 35 | 0.996 | 4497 | 0 |  | 0.48664 | 0.00012 | 80.35%
After | 21 | 0 | 0 |  | 0 | 3 | 0 | 2e-05 |  | 2e-05 | 75 | 99.6% | 0.00017475 | 99.74% |  |  |  | 110 | 0.98744 | 4497 | 0 |  | 0.48664 | 0.00013 | 0.80349
Target Total Capacity |  | 0.00019 | 40% |  |  | 4 | 0 | 3e-05 |  | 3e-05 | 100 | 98.74% | 0.00026125 | 99.41% |  |  |  | 210 | 0.97603 | 5397 | 0 |  | 0.3839 | 0.00013 | 77.35%
Less Baseload Capacity |  | 4250 |  |  |  | 5 | 0 | 4e-05 |  | 4e-05 | 200 | 97.6% | 0.00034675 | 98.96% |  |  |  | 410 | 0.9532 | 5397 | 0 |  | 0.3839 | 0.00014 | 0.77352
Ruthven Criteria 1 |  | 0 |  |  |  | 6 | 0 | 5e-05 |  | 5e-05 | 300 | 95.32% | 0.00043025 | 98.23% |  |  |  | 710 | 0.91895 | 6600 | 0 |  | 0.24658 | 0.00014 | 73.84%
[6 empty] | 7 | 0 | 6e-05 |  | 6e-05 | 400 | 91.89% | 0.00051075 | 97.17% |  |  |  | 1110 | 0.87329 | 6600 | 0 |  | 0.24658 | 0.00015 | 0.73839
[6 empty] | 8 | 0 | 7e-05 |  | 7e-05 | 500 | 87.33% | 0.00058725 | 95.77% |  |  |  | 1610 | 0.81621 | 6625 | 0 |  | 0.24372 | 0.00015 | 70.75%
Overload capacity factor crossover point | [5 empty] | 9 | 0 | 8e-05 |  | 8e-05 | 800 | 81.62% | 0.00065875 | 94% |  |  |  | 2410 | 0.72489 | 6625 | 0 |  | 0.24372 | 0.00016 | 0.70748
| point | MW | CF | GWh | Hours | 10 | 0 | 9e-05 |  | 9e-05 | 1262 | 72.49% | 0.00072225 | 91.61% |  |  |  | 3672 | 0.58082 | 6725 | 0 |  | 0.23231 | 0.00016 | 67.95%
Before | 20 | 0.00019 | 0.62344 | 0.0010377 |  | 11 | 0 | 0.0001 |  | 0.0001 | 25 | 58.08% | 0.00077313 | 88.26% |  |  |  | 3697 | 0.57797 | 6725 | 0 |  | 0.23231 | 0.00017 | 0.67953
After | 21 | 0 | 0 |  | 0 | 12 | 0 | 0.00011 |  | 0.00011 | 200 | 57.8% | 0.00082376 | 85.49% |  |  |  | 3897 | 0.55514 | 7125 | 0 |  | 0.18664 | 0.00017 | 65.21%
Hadley/Ruthven Criteria 2 |  | 0.00019 | 35% |  |  | 13 | 0 | 0.00012 |  | 0.00012 | 600 | 55.51% | 0.00087239 | 82.99% |  |  |  | 4497 | 0.48664 | 7125 | 0 |  | 0.18664 | 0.00018 | 0.65214
[6 empty] | 14 | 0 | 0.00013 |  | 0.00013 | 900 | 48.66% | 0.00091502 | 80.35% |  |  |  | 5397 | 0.3839 | 7825 | 0 |  | 0.10674 | 0.00018 | 62.34%
Overload Capacity factor crossover point with sliding scale | [5 empty] | 15 | 0 | 0.00014 |  | 0.00014 | 1203 | 38.39% | 0.00094865 | 77.35% |  |  |  | 6600 | 0.24658 | 7825 | 0 |  | 0.10674 | 0.00019 | 0.62344
BAU Avg Shadow price | 0 |  | Target Cap Factor |  | 100% | 16 | 0 | 0.00015 |  | 0.00015 | 25 | 24.66% | 0.00097025 | 73.84% |  |  |  | 6625 | 0.24372 | 8760 | 0 |  | 0 | 0.00019 | 0
| point | MW | CF | GWh | Hours | 17 | 0 | 0.00016 |  | 0.00016 | 100 | 24.37% | 0.0009916 | 70.75% |  |  |  | 6725 | 0.23231
Before | 1 | 0 | 1 | 0 |  | 18 | 0 | 0.00017 |  | 0.00017 | 400 | 23.23% | 0.001012 | 67.95% |  |  |  | 7125 | 0.18664
After | 2 | 1e-05 | 0.99886 |  | 8750 | 19 | 0 | 0.00018 |  | 0.00018 | 700 | 18.66% | 0.0010283 | 65.21% |  |  |  | 7825 | 0.10674
Pradip Chattopadhyay |  | 0 |  |  |  | 20 | 0 | 0.00019 |  | 0.00019 | 935 | 10.67% | 0.0010377 | 62.34% |  |  |  | 8760 | 0
[12 empty] | Wgtd avg MW | 0.00011845
[12 empty] | Ratio to Base Cap | 2.7871e-08
[12 empty] | (Johnson) OL Line to give Avg CF = 75% | 0
Year | 2030 | [9 empty] | Flow Duration Curve Calculation
|  |  | Baseload | Overload | BAU Shadow | OL75 Shadow |  |  |  | Overload |  | % year at | GWh if Line at this Capacity | [6 empty] | For Block Graph |  |  | For LDC Graph
Blocks | Hours | Cum hours | Flow | Capacity | Price | Price |  | Capacity+ |  | MW in Order of Size |  | MW or higher |  | Capacity factor |  |  |  | Cum Hours | Frac Year |  | 2030 |  |  | 2030 | Cap Factor
1 | 10 | 10 | 0 | 0 | 2.8488 | 0 |  | 0 | min Cap | 0 | 10 | 100% | 0 | 1 |  |  |  | 10 | 0.99886 | 0 | 0 |  | 1 | 0 | 100%
2 | 25 | 35 | 0 | 0 | 0 | 0 |  | 1e-05 |  | 1e-05 | 25 | 99.89% | 8.75e-05 | 0.99886 |  |  |  | 35 | 0.996 | 10 | 0 |  | 0.99886 | 0 | 99.89%
3 | 75 | 110 | 0 | 0 | 0 | 0 |  | 2e-05 |  | 2e-05 | 75 | 99.6% | 0.00017475 | 0.99743 |  |  |  | 110 | 0.98744 | 10 | 0 |  | 0.99886 | 1e-05 | 0.99886
4 | 100 | 210 | 0 | 0 | 0.79529 | 0 |  | 3e-05 |  | 3e-05 | 100 | 98.74% | 0.00026125 | 0.9941 |  |  |  | 210 | 0.97603 | 35 | 0 |  | 0.996 | 1e-05 | 99.74%
5 | 200 | 410 | 0 | 0 | 3.5373 | 0 |  | 4e-05 |  | 4e-05 | 200 | 97.6% | 0.00034675 | 0.98958 |  |  |  | 410 | 0.9532 | 35 | 0 |  | 0.996 | 2e-05 | 0.99743
6 | 300 | 710 | 0 | 0 | 4.7005 | 0 |  | 5e-05 |  | 5e-05 | 300 | 95.32% | 0.00043025 | 0.98231 |  |  |  | 710 | 0.91895 | 110 | 0 |  | 0.98744 | 2e-05 | 99.41%
7 | 400 | 1110 | 0 | 0 | 2.2434 | 0 |  | 6e-05 |  | 6e-05 | 400 | 91.89% | 0.00051075 | 0.97175 |  |  |  | 1110 | 0.87329 | 110 | 0 |  | 0.98744 | 3e-05 | 0.9941
8 | 500 | 1610 | 0 | 0 | 0 | 0 |  | 7e-05 |  | 7e-05 | 500 | 87.33% | 0.00058725 | 0.95768 |  |  |  | 1610 | 0.81621 | 210 | 0 |  | 0.97603 | 3e-05 | 98.96%
9 | 800 | 2410 | 0 | 0 | 0 | 0 |  | 8e-05 |  | 8e-05 | 800 | 81.62% | 0.00065875 | 0.94 |  |  |  | 2410 | 0.72489 | 210 | 0 |  | 0.97603 | 4e-05 | 0.98958
10 | 1262 | 3672 | 0 | 0 | 0 | 0 |  | 9e-05 |  | 9e-05 | 1262 | 72.49% | 0.00072225 | 0.9161 |  |  |  | 3672 | 0.58082 | 410 | 0 |  | 0.9532 | 4e-05 | 98.23%
11 | 25 | 3697 | 0 | 0 | 11.3596 | 0 |  | 0.0001 |  | 0.0001 | 25 | 58.08% | 0.00077313 | 0.88257 |  |  |  | 3697 | 0.57797 | 410 | 0 |  | 0.9532 | 5e-05 | 0.98231
12 | 200 | 3897 | 0 | 0 | 0 | 0 |  | 0.00011 |  | 0.00011 | 200 | 57.8% | 0.00082376 | 0.85488 |  |  |  | 3897 | 0.55514 | 710 | 0 |  | 0.91895 | 5e-05 | 97.17%
13 | 600 | 4497 | 0 | 0 | 0.22553 | 0 |  | 0.00012 |  | 0.00012 | 600 | 55.51% | 0.00087239 | 0.8299 |  |  |  | 4497 | 0.48664 | 710 | 0 |  | 0.91895 | 6e-05 | 0.97175
14 | 900 | 5397 | 0 | 0 | 0 | 0 |  | 0.00013 |  | 0.00013 | 900 | 48.66% | 0.00091502 | 0.80349 |  |  |  | 5397 | 0.3839 | 1110 | 0 |  | 0.87329 | 6e-05 | 95.77%
15 | 1203 | 6600 | 0 | 0 | 0 | 0 |  | 0.00014 |  | 0.00014 | 1203 | 38.39% | 0.00094865 | 0.77352 |  |  |  | 6600 | 0.24658 | 1110 | 0 |  | 0.87329 | 7e-05 | 0.95768
16 | 25 | 6625 | 0 | 0 | 21.1405 | 0 |  | 0.00015 |  | 0.00015 | 25 | 24.66% | 0.00097025 | 0.73839 |  |  |  | 6625 | 0.24372 | 1610 | 0 |  | 0.81621 | 7e-05 | 94%
17 | 100 | 6725 | 0 | 0 | 4.9617 | 0 |  | 0.00016 |  | 0.00016 | 100 | 24.37% | 0.0009916 | 0.70748 |  |  |  | 6725 | 0.23231 | 1610 | 0 |  | 0.81621 | 8e-05 | 0.94
18 | 400 | 7125 | 0 | 0 | 5.9825 | 0 |  | 0.00017 |  | 0.00017 | 400 | 23.23% | 0.001012 | 0.67953 |  |  |  | 7125 | 0.18664 | 2410 | 0 |  | 0.72489 | 8e-05 | 91.61%
19 | 700 | 7825 | 0 | 0 | 6.2199 | 0 |  | 0.00018 |  | 0.00018 | 700 | 18.66% | 0.0010283 | 0.65214 |  |  |  | 7825 | 0.10674 | 2410 | 0 |  | 0.72489 | 9e-05 | 0.9161
20 | 935 | 8760 | 0 | 0 | 4.2495 | 0 |  | 0.00019 | max cap | 0.00019 | 935 | 10.67% | 0.0010377 | 0.62344 |  |  |  | 8760 | 0 | 3672 | 0 |  | 0.58082 | 9e-05 | 88.26%
[12 empty] | Wgtd avg MW | 0.00011845 | [6 empty] | 3672 | 0 |  | 0.58082 | 0.0001 | 0.88257
|  | Base Capacity |  | 4250 | [15 empty] | 3697 | 0 |  | 0.57797 | 0.0001 | 85.49%
[7 empty] | Total | Total |  |  |  | % year at | GWh with | Capacity | [5 empty] | 3697 | 0 |  | 0.57797 | 0.00011 | 0.85488
Total capacity factor crossover point | [5 empty] | Blocks | Flow | Capacity+ |  | Total MW in Order | hours in block | MW or higher | Increasing MW | factor |  |  |  | Cum Hours | Frac Year | 3897 | 0 |  | 0.55514 | 0.00011 | 82.99%
| point | MW | CF | GWh | Hours | 1 | 0 | 0 |  | 0 | 10 | 100% | 0 | 100% |  |  |  | 10 | 0.99886 | 3897 | 0 |  | 0.55514 | 0.00012 | 0.8299
Before | 20 | 0.00019 | 0.62344 | 0.0010377 |  | 2 | 0 | 1e-05 |  | 1e-05 | 25 | 99.89% | 8.75e-05 | 99.89% |  |  |  | 35 | 0.996 | 4497 | 0 |  | 0.48664 | 0.00012 | 80.35%
After | 21 | 0 | 0 |  | 0 | 3 | 0 | 2e-05 |  | 2e-05 | 75 | 99.6% | 0.00017475 | 99.74% |  |  |  | 110 | 0.98744 | 4497 | 0 |  | 0.48664 | 0.00013 | 0.80349
Target Total Capacity |  | 0.00019 | 40% |  |  | 4 | 0 | 3e-05 |  | 3e-05 | 100 | 98.74% | 0.00026125 | 99.41% |  |  |  | 210 | 0.97603 | 5397 | 0 |  | 0.3839 | 0.00013 | 77.35%
Less Baseload Capacity |  | 4250 |  |  |  | 5 | 0 | 4e-05 |  | 4e-05 | 200 | 97.6% | 0.00034675 | 98.96% |  |  |  | 410 | 0.9532 | 5397 | 0 |  | 0.3839 | 0.00014 | 0.77352
Ruthven Criteria 1 |  | 0 |  |  |  | 6 | 0 | 5e-05 |  | 5e-05 | 300 | 95.32% | 0.00043025 | 98.23% |  |  |  | 710 | 0.91895 | 6600 | 0 |  | 0.24658 | 0.00014 | 73.84%
[6 empty] | 7 | 0 | 6e-05 |  | 6e-05 | 400 | 91.89% | 0.00051075 | 97.17% |  |  |  | 1110 | 0.87329 | 6600 | 0 |  | 0.24658 | 0.00015 | 0.73839
[6 empty] | 8 | 0 | 7e-05 |  | 7e-05 | 500 | 87.33% | 0.00058725 | 95.77% |  |  |  | 1610 | 0.81621 | 6625 | 0 |  | 0.24372 | 0.00015 | 70.75%
Overload capacity factor crossover point | [5 empty] | 9 | 0 | 8e-05 |  | 8e-05 | 800 | 81.62% | 0.00065875 | 94% |  |  |  | 2410 | 0.72489 | 6625 | 0 |  | 0.24372 | 0.00016 | 0.70748
| point | MW | CF | GWh | Hours | 10 | 0 | 9e-05 |  | 9e-05 | 1262 | 72.49% | 0.00072225 | 91.61% |  |  |  | 3672 | 0.58082 | 6725 | 0 |  | 0.23231 | 0.00016 | 67.95%
Before | 20 | 0.00019 | 0.62344 | 0.0010377 |  | 11 | 0 | 0.0001 |  | 0.0001 | 25 | 58.08% | 0.00077313 | 88.26% |  |  |  | 3697 | 0.57797 | 6725 | 0 |  | 0.23231 | 0.00017 | 0.67953
After | 21 | 0 | 0 |  | 0 | 12 | 0 | 0.00011 |  | 0.00011 | 200 | 57.8% | 0.00082376 | 85.49% |  |  |  | 3897 | 0.55514 | 7125 | 0 |  | 0.18664 | 0.00017 | 65.21%
Hadley/Ruthven Criteria 2 |  | 0.00019 | 35% |  |  | 13 | 0 | 0.00012 |  | 0.00012 | 600 | 55.51% | 0.00087239 | 82.99% |  |  |  | 4497 | 0.48664 | 7125 | 0 |  | 0.18664 | 0.00018 | 0.65214
[6 empty] | 14 | 0 | 0.00013 |  | 0.00013 | 900 | 48.66% | 0.00091502 | 80.35% |  |  |  | 5397 | 0.3839 | 7825 | 0 |  | 0.10674 | 0.00018 | 62.34%
Overload Capacity factor crossover point with sliding scale | [5 empty] | 15 | 0 | 0.00014 |  | 0.00014 | 1203 | 38.39% | 0.00094865 | 77.35% |  |  |  | 6600 | 0.24658 | 7825 | 0 |  | 0.10674 | 0.00019 | 0.62344
BAU Avg Shadow price | 0 |  | Target Cap Factor |  | 100% | 16 | 0 | 0.00015 |  | 0.00015 | 25 | 24.66% | 0.00097025 | 73.84% |  |  |  | 6625 | 0.24372 | 8760 | 0 |  | 0 | 0.00019 | 0
| point | MW | CF | GWh | Hours | 17 | 0 | 0.00016 |  | 0.00016 | 100 | 24.37% | 0.0009916 | 70.75% |  |  |  | 6725 | 0.23231
Before | 1 | 0 | 1 | 0 |  | 18 | 0 | 0.00017 |  | 0.00017 | 400 | 23.23% | 0.001012 | 67.95% |  |  |  | 7125 | 0.18664
After | 2 | 1e-05 | 0.99886 |  | 8750 | 19 | 0 | 0.00018 |  | 0.00018 | 700 | 18.66% | 0.0010283 | 65.21% |  |  |  | 7825 | 0.10674
Pradip Chattopadhyay |  | 0 |  |  |  | 20 | 0 | 0.00019 |  | 0.00019 | 935 | 10.67% | 0.0010377 | 62.34% |  |  |  | 8760 | 0
[12 empty] | Wgtd avg MW | 0.00011845
[12 empty] | Ratio to Base Cap | 2.7871e-08
[12 empty] | (Johnson) OL Line to give Avg CF = 75% | 0
Year | 2035 | [9 empty] | Flow Duration Curve Calculation
|  |  | Baseload | Overload | BAU Shadow | OL75 Shadow |  |  |  | Overload |  | % year at | GWh if Line at this Capacity | [6 empty] | For Block Graph |  |  | For LDC Graph
Blocks | Hours | Cum hours | Flow | Capacity | Price | Price |  | Capacity+ |  | MW in Order of Size |  | MW or higher |  | Capacity factor |  |  |  | Cum Hours | Frac Year |  | 2035 |  |  | 2035 | Cap fact
1 | 10 | 10 | 0 | 0 | 0 | 0 |  | 0 | min Cap | 0 | 10 | 100% | 0 | 1 |  |  |  | 10 | 0.99886 | 0 | 0 |  | 1 | 0 | 100%
2 | 25 | 35 | 0 | 0 | 0 | 0 |  | 1e-05 |  | 1e-05 | 25 | 99.89% | 8.75e-05 | 0.99886 |  |  |  | 35 | 0.996 | 10 | 0 |  | 0.99886 | 0 | 99.89%
3 | 75 | 110 | 0 | 0 | 0 | 0 |  | 2e-05 |  | 2e-05 | 75 | 99.6% | 0.00017475 | 0.99743 |  |  |  | 110 | 0.98744 | 10 | 0 |  | 0.99886 | 1e-05 | 0.99886
4 | 100 | 210 | 0 | 0 | 0 | 0 |  | 3e-05 |  | 3e-05 | 100 | 98.74% | 0.00026125 | 0.9941 |  |  |  | 210 | 0.97603 | 35 | 0 |  | 0.996 | 1e-05 | 99.74%
5 | 200 | 410 | 0 | 0 | 0 | 0 |  | 4e-05 |  | 4e-05 | 200 | 97.6% | 0.00034675 | 0.98958 |  |  |  | 410 | 0.9532 | 35 | 0 |  | 0.996 | 2e-05 | 0.99743
6 | 300 | 710 | 0 | 0 | 0 | 0 |  | 5e-05 |  | 5e-05 | 300 | 95.32% | 0.00043025 | 0.98231 |  |  |  | 710 | 0.91895 | 110 | 0 |  | 0.98744 | 2e-05 | 99.41%
7 | 400 | 1110 | 0 | 0 | 0 | 0 |  | 6e-05 |  | 6e-05 | 400 | 91.89% | 0.00051075 | 0.97175 |  |  |  | 1110 | 0.87329 | 110 | 0 |  | 0.98744 | 3e-05 | 0.9941
8 | 500 | 1610 | 0 | 0 | 0 | 0 |  | 7e-05 |  | 7e-05 | 500 | 87.33% | 0.00058725 | 0.95768 |  |  |  | 1610 | 0.81621 | 210 | 0 |  | 0.97603 | 3e-05 | 98.96%
9 | 800 | 2410 | 0 | 0 | 0 | 0 |  | 8e-05 |  | 8e-05 | 800 | 81.62% | 0.00065875 | 0.94 |  |  |  | 2410 | 0.72489 | 210 | 0 |  | 0.97603 | 4e-05 | 0.98958
10 | 1262 | 3672 | 0 | 0 | 0 | 0 |  | 9e-05 |  | 9e-05 | 1262 | 72.49% | 0.00072225 | 0.9161 |  |  |  | 3672 | 0.58082 | 410 | 0 |  | 0.9532 | 4e-05 | 98.23%
11 | 25 | 3697 | 0 | 0 | 2.2197 | 0 |  | 0.0001 |  | 0.0001 | 25 | 58.08% | 0.00077313 | 0.88257 |  |  |  | 3697 | 0.57797 | 410 | 0 |  | 0.9532 | 5e-05 | 0.98231
12 | 200 | 3897 | 0 | 0 | 0 | 0 |  | 0.00011 |  | 0.00011 | 200 | 57.8% | 0.00082376 | 0.85488 |  |  |  | 3897 | 0.55514 | 710 | 0 |  | 0.91895 | 5e-05 | 97.17%
13 | 600 | 4497 | 0 | 0 | 0 | 0 |  | 0.00012 |  | 0.00012 | 600 | 55.51% | 0.00087239 | 0.8299 |  |  |  | 4497 | 0.48664 | 710 | 0 |  | 0.91895 | 6e-05 | 0.97175
14 | 900 | 5397 | 0 | 0 | 0 | 0 |  | 0.00013 |  | 0.00013 | 900 | 48.66% | 0.00091502 | 0.80349 |  |  |  | 5397 | 0.3839 | 1110 | 0 |  | 0.87329 | 6e-05 | 95.77%
15 | 1203 | 6600 | 0 | 0 | 0 | 0 |  | 0.00014 |  | 0.00014 | 1203 | 38.39% | 0.00094865 | 0.77352 |  |  |  | 6600 | 0.24658 | 1110 | 0 |  | 0.87329 | 7e-05 | 0.95768
16 | 25 | 6625 | 0 | 0 | 9.6859 | 0 |  | 0.00015 |  | 0.00015 | 25 | 24.66% | 0.00097025 | 0.73839 |  |  |  | 6625 | 0.24372 | 1610 | 0 |  | 0.81621 | 7e-05 | 94%
17 | 100 | 6725 | 0 | 0 | 1.1514 | 0 |  | 0.00016 |  | 0.00016 | 100 | 24.37% | 0.0009916 | 0.70748 |  |  |  | 6725 | 0.23231 | 1610 | 0 |  | 0.81621 | 8e-05 | 0.94
18 | 400 | 7125 | 0 | 0 | 2.1485 | 0 |  | 0.00017 |  | 0.00017 | 400 | 23.23% | 0.001012 | 0.67953 |  |  |  | 7125 | 0.18664 | 2410 | 0 |  | 0.72489 | 8e-05 | 91.61%
19 | 700 | 7825 | 0 | 0 | 0 | 0 |  | 0.00018 |  | 0.00018 | 700 | 18.66% | 0.0010283 | 0.65214 |  |  |  | 7825 | 0.10674 | 2410 | 0 |  | 0.72489 | 9e-05 | 0.9161
20 | 935 | 8760 | 0 | 0 | 0 | 0 |  | 0.00019 | max cap | 0.00019 | 935 | 10.67% | 0.0010377 | 0.62344 |  |  |  | 8760 | 0 | 3672 | 0 |  | 0.58082 | 9e-05 | 88.26%
[12 empty] | Wgtd avg MW | 0.00011845 | [6 empty] | 3672 | 0 |  | 0.58082 | 0.0001 | 0.88257
[20 empty] | 3697 | 0 |  | 0.57797 | 0.0001 | 85.49%
[7 empty] | Total | Total |  | Total MW |  | % year at | GWh with | Capacity | [5 empty] | 3697 | 0 |  | 0.57797 | 0.00011 | 0.85488
Total capacity factor crossover point | [5 empty] | Blocks | Flow | Capacity+ |  | in Order | hours in block | MW or higher | Increasing MW | factor |  |  |  | Cum Hours | Frac Year | 3897 | 0 |  | 0.55514 | 0.00011 | 82.99%
| point | MW | CF | GWh | Hours | 1 | 0 | 0 |  | 0 | 10 | 100% | 0 | 100% |  |  |  | 10 | 0.99886 | 3897 | 0 |  | 0.55514 | 0.00012 | 0.8299
Before | 20 | 0.00019 | 0.62344 | 0.0010377 |  | 2 | 0 | 1e-05 |  | 1e-05 | 25 | 99.89% | 8.75e-05 | 99.89% |  |  |  | 35 | 0.996 | 4497 | 0 |  | 0.48664 | 0.00012 | 80.35%
After | 21 | 0 | 0 |  | 0 | 3 | 0 | 2e-05 |  | 2e-05 | 75 | 99.6% | 0.00017475 | 99.74% |  |  |  | 110 | 0.98744 | 4497 | 0 |  | 0.48664 | 0.00013 | 0.80349
Target Total Capacity |  | 0.00019 | 40% |  |  | 4 | 0 | 3e-05 |  | 3e-05 | 100 | 98.74% | 0.00026125 | 99.41% |  |  |  | 210 | 0.97603 | 5397 | 0 |  | 0.3839 | 0.00013 | 77.35%
Less Baseload Capacity |  | 4250 |  |  |  | 5 | 0 | 4e-05 |  | 4e-05 | 200 | 97.6% | 0.00034675 | 98.96% |  |  |  | 410 | 0.9532 | 5397 | 0 |  | 0.3839 | 0.00014 | 0.77352
Ruthven Criteria 1 |  | 0 |  |  |  | 6 | 0 | 5e-05 |  | 5e-05 | 300 | 95.32% | 0.00043025 | 98.23% |  |  |  | 710 | 0.91895 | 6600 | 0 |  | 0.24658 | 0.00014 | 73.84%
[6 empty] | 7 | 0 | 6e-05 |  | 6e-05 | 400 | 91.89% | 0.00051075 | 97.17% |  |  |  | 1110 | 0.87329 | 6600 | 0 |  | 0.24658 | 0.00015 | 0.73839
[6 empty] | 8 | 0 | 7e-05 |  | 7e-05 | 500 | 87.33% | 0.00058725 | 95.77% |  |  |  | 1610 | 0.81621 | 6625 | 0 |  | 0.24372 | 0.00015 | 70.75%
Overload capacity factor crossover point | [5 empty] | 9 | 0 | 8e-05 |  | 8e-05 | 800 | 81.62% | 0.00065875 | 94% |  |  |  | 2410 | 0.72489 | 6625 | 0 |  | 0.24372 | 0.00016 | 0.70748
| point | MW | CF | GWh | Hours | 10 | 0 | 9e-05 |  | 9e-05 | 1262 | 72.49% | 0.00072225 | 91.61% |  |  |  | 3672 | 0.58082 | 6725 | 0 |  | 0.23231 | 0.00016 | 67.95%
Before | 20 | 0.00019 | 0.62344 | 0.0010377 |  | 11 | 0 | 0.0001 |  | 0.0001 | 25 | 58.08% | 0.00077313 | 88.26% |  |  |  | 3697 | 0.57797 | 6725 | 0 |  | 0.23231 | 0.00017 | 0.67953
After | 21 | 0 | 0 |  | 0 | 12 | 0 | 0.00011 |  | 0.00011 | 200 | 57.8% | 0.00082376 | 85.49% |  |  |  | 3897 | 0.55514 | 7125 | 0 |  | 0.18664 | 0.00017 | 65.21%
Hadley/Ruthven Criteria 2 |  | 0.00019 | 35% |  |  | 13 | 0 | 0.00012 |  | 0.00012 | 600 | 55.51% | 0.00087239 | 82.99% |  |  |  | 4497 | 0.48664 | 7125 | 0 |  | 0.18664 | 0.00018 | 0.65214
[6 empty] | 14 | 0 | 0.00013 |  | 0.00013 | 900 | 48.66% | 0.00091502 | 80.35% |  |  |  | 5397 | 0.3839 | 7825 | 0 |  | 0.10674 | 0.00018 | 62.34%
Overload Capacity factor crossover point with sliding scale | [5 empty] | 15 | 0 | 0.00014 |  | 0.00014 | 1203 | 38.39% | 0.00094865 | 77.35% |  |  |  | 6600 | 0.24658 | 7825 | 0 |  | 0.10674 | 0.00019 | 0.62344
BAU Avg Shadow price | 0 |  | Target Cap Factor |  | 100% | 16 | 0 | 0.00015 |  | 0.00015 | 25 | 24.66% | 0.00097025 | 73.84% |  |  |  | 6625 | 0.24372 | 8760 | 0 |  | 0 | 0.00019 | 0
| point | MW | CF | GWh | Hours | 17 | 0 | 0.00016 |  | 0.00016 | 100 | 24.37% | 0.0009916 | 70.75% |  |  |  | 6725 | 0.23231
Before | 1 | 0 | 1 | 0 |  | 18 | 0 | 0.00017 |  | 0.00017 | 400 | 23.23% | 0.001012 | 67.95% |  |  |  | 7125 | 0.18664
After | 2 | 1e-05 | 0.99886 |  | 8750 | 19 | 0 | 0.00018 |  | 0.00018 | 700 | 18.66% | 0.0010283 | 65.21% |  |  |  | 7825 | 0.10674
Pradip Chattopadhyay |  | 0 |  |  |  | 20 | 0 | 0.00019 |  | 0.00019 | 935 | 10.67% | 0.0010377 | 62.34% |  |  |  | 8760 | 0
[12 empty] | Wgtd avg MW | 0.00011845
[12 empty] | Ratio to Base Cap | 2.7871e-08
[12 empty] | (Johnson) OL Line to give Avg CF = 75% | 0
Year | All Years | [8 empty] | Flow Duration Curve Calculation
|  |  | Baseload | Overload | Total | BAU Shadow | OL75 Shadow | Total | Total | Hours |  | % year at | GWh with | Capacity |  | Overload | Overload MW | Hours |  | GWh in | Capacity |  | For Flow Duration Graph
Blocks | Hours | Cum hours | Flow | Capacity | Capacity | Price | Price | Capacity+ | MW in Order of Size | in Block | Cum Hours | MW or higher | Increasing MW | Factor |  | Capacity+ | by Size | in block | Cum Hours | Increasing MW | Factor |  | Frac Year |  | All Years
1 | 10 | 10 | 0 | 0 | 0 | 26.0546 | 0 | 0 | 0 | 10 | 10 | 100% | 0 | 100% |  | 0 | 0 | 10 | 10 | 0 | 100% |  | 0.99971 | 1 | 0 | 260.5465 | 10
2 | 25 | 35 | 0 | 0 | 0 | 9.0331 | 0 | 1e-05 | 1e-05 | 25 | 35 | 99.97% | 0.0003503 | 99.97% |  | 1e-05 | 1e-05 | 25 | 35 | 0.0003503 | 99.97% |  | 0.999 | 0.99971 | 0 | 225.8268 | 25
3 | 75 | 110 | 0 | 0 | 0 | 1.4007 | 0 | 2e-05 | 2e-05 | 75 | 110 | 99.9% | 0.00070035 | 99.94% |  | 2e-05 | 2e-05 | 75 | 110 | 0.00070035 | 99.94% |  | 0.99686 | 0.99971 | 1e-05 | 105.0495 | 75
4 | 100 | 210 | 0 | 0 | 0 | 3.4067 | 0 | 3e-05 | 3e-05 | 100 | 210 | 99.69% | 0.0010497 | 99.85% |  | 3e-05 | 3e-05 | 100 | 210 | 0.0010497 | 99.85% |  | 0.99401 | 0.999 | 1e-05 | 340.669 | 100
5 | 200 | 410 | 0 | 0 | 0 | 6.2674 | 0 | 4e-05 | 4e-05 | 200 | 410 | 99.4% | 0.001398 | 99.74% |  | 4e-05 | 4e-05 | 200 | 410 | 0.001398 | 99.74% |  | 0.9883 | 0.999 | 2e-05 | 1253.472 | 200
6 | 300 | 710 | 0 | 0 | 0 | 6.754 | 0 | 5e-05 | 5e-05 | 300 | 710 | 98.83% | 0.0017442 | 99.56% |  | 5e-05 | 5e-05 | 300 | 710 | 0.0017442 | 99.56% |  | 0.97974 | 0.99686 | 2e-05 | 2026.209 | 300
7 | 400 | 1110 | 0 | 0 | 0 | 8.1072 | 0 | 6e-05 | 6e-05 | 400 | 1110 | 97.97% | 0.0020876 | 99.29% |  | 6e-05 | 6e-05 | 400 | 1110 | 0.0020876 | 99.29% |  | 0.96832 | 0.99686 | 3e-05 | 3242.884 | 400
8 | 500 | 1610 | 0 | 0 | 0 | 0 | 0 | 7e-05 | 7e-05 | 500 | 1610 | 96.83% | 0.0024268 | 98.94% |  | 7e-05 | 7e-05 | 500 | 1610 | 0.0024268 | 98.94% |  | 0.95405 | 0.99401 | 3e-05 | 0
9 | 800 | 2410 | 0 | 0 | 0 | 0 | 0 | 8e-05 | 8e-05 | 800 | 2410 | 95.41% | 0.0027612 | 98.5% |  | 8e-05 | 8e-05 | 800 | 2410 | 0.0027612 | 98.5% |  | 0.93122 | 0.99401 | 4e-05 | 0
10 | 1262 | 3672 | 0 | 0 | 0 | 0 | 0 | 9e-05 | 9e-05 | 1262 | 3672 | 93.12% | 0.0030875 | 97.9% |  | 9e-05 | 9e-05 | 1262 | 3672 | 0.0030875 | 97.9% |  | 0.89521 | 0.9883 | 4e-05 | 0
11 | 25 | 3697 | 0 | 0 | 0 | 12.8789 | 0 | 0.0001 | 0.0001 | 25 | 3697 | 89.52% | 0.0034011 | 97.06% |  | 0.0001 | 0.0001 | 25 | 3697 | 0.0034011 | 97.06% |  | 0.89449 | 0.9883 | 5e-05 | 321.9737 | 25
12 | 200 | 3897 | 0 | 0 | 0 | 0.61724 | 0 | 0.00011 | 0.00011 | 200 | 3897 | 89.45% | 0.0037146 | 96.37% |  | 0.00011 | 0.00011 | 200 | 3897 | 0.0037146 | 96.37% |  | 0.88878 | 0.97974 | 5e-05 | 123.448 | 200
13 | 600 | 4497 | 0 | 0 | 0 | 0.60537 | 0 | 0.00012 | 0.00012 | 600 | 4497 | 88.88% | 0.004026 | 95.75% |  | 0.00012 | 0.00012 | 600 | 4497 | 0.004026 | 95.75% |  | 0.87166 | 0.97974 | 6e-05 | 363.222 | 600
14 | 900 | 5397 | 0 | 0 | 0 | 1.4363 | 0 | 0.00013 | 0.00013 | 900 | 5397 | 87.17% | 0.0043314 | 95.09% |  | 0.00013 | 0.00013 | 900 | 5397 | 0.0043314 | 95.09% |  | 0.84598 | 0.96832 | 6e-05 | 1292.643 | 900
15 | 1203 | 6600 | 0 | 0 | 0 | 0 | 0 | 0.00014 | 0.00014 | 1203 | 6600 | 84.6% | 0.0046278 | 94.34% |  | 0.00014 | 0.00014 | 1203 | 6600 | 0.0046278 | 94.34% |  | 0.81164 | 0.96832 | 7e-05 | 0
16 | 25 | 6625 | 0 | 0 | 0 | 13.9947 | 0 | 0.00015 | 0.00015 | 25 | 6625 | 81.16% | 0.0049123 | 93.46% |  | 0.00015 | 0.00015 | 25 | 6625 | 0.0049123 | 93.46% |  | 0.81093 | 0.95405 | 7e-05 | 349.8682 | 25
17 | 100 | 6725 | 0 | 0 | 0 | 11.5614 | 0 | 0.00016 | 0.00016 | 100 | 6725 | 81.09% | 0.0051964 | 92.69% |  | 0.00016 | 0.00016 | 100 | 6725 | 0.0051964 | 92.69% |  | 0.80808 | 0.95405 | 8e-05 | 1156.138 | 100
18 | 400 | 7125 | 0 | 0 | 0 | 8.0716 | 0 | 0.00017 | 0.00017 | 400 | 7125 | 80.81% | 0.0054795 | 91.99% |  | 0.00017 | 0.00017 | 400 | 7125 | 0.0054795 | 91.99% |  | 0.79666 | 0.93122 | 8e-05 | 3228.64 | 400
19 | 700 | 7825 | 0 | 0 | 0 | 7.1457 | 0 | 0.00018 | 0.00018 | 700 | 7825 | 79.67% | 0.0057587 | 91.3% |  | 0.00018 | 0.00018 | 700 | 7825 | 0.0057587 | 91.3% |  | 0.77668 | 0.93122 | 9e-05 | 5002.018 | 700 | 2020
20 | 935 | 8760 | 0 | 0 | 0 | 3.5017 | 0 | 0.00019 | 0.00019 | 935 | 8760 | 77.67% | 0.0060308 | 90.59% |  | 0.00019 | 0.00019 | 935 | 8760 | 0.0060308 | 90.59% |  | 0.75 | 0.89521 | 9e-05 | 3274.0428 | 935 | 4.5178
21 | 10 | 8770 | 0 | 0 | 0 | 13.9947 | 0 | 0.0002 | 0.0002 | 10 | 8770 | 75% | 0.0062936 | 89.81% |  | 0.0002 | 0.0002 | 10 | 8770 | 0.0062936 | 89.81% |  | 0.74971 | 0.89521 | 0.0001 | 139.9473 | 10
22 | 25 | 8795 | 0 | 0 | 0 | 0.32049 | 0 | 0.00021 | 0.00021 | 25 | 8795 | 74.97% | 0.0065563 | 89.1% |  | 0.00021 | 0.00021 | 25 | 8795 | 0.0065563 | 89.1% |  | 0.749 | 0.89449 | 0.0001 | 8.0123 | 25
23 | 75 | 8870 | 0 | 0 | 0 | 3.9527 | 0 | 0.00022 | 0.00022 | 75 | 8870 | 74.9% | 0.0068188 | 88.45% |  | 0.00022 | 0.00022 | 75 | 8870 | 0.0068188 | 88.45% |  | 0.74686 | 0.89449 | 0.00011 | 296.4533 | 75
24 | 100 | 8970 | 0 | 0 | 0 | 7.1457 | 0 | 0.00023 | 0.00023 | 100 | 8970 | 74.69% | 0.0070805 | 87.86% |  | 0.00023 | 0.00023 | 100 | 8970 | 0.0070805 | 87.86% |  | 0.74401 | 0.88878 | 0.00011 | 714.574 | 100
25 | 200 | 9170 | 0 | 0 | 0 | 3.9883 | 0 | 0.00024 | 0.00024 | 200 | 9170 | 74.4% | 0.0073412 | 87.3% |  | 0.00024 | 0.00024 | 200 | 9170 | 0.0073412 | 87.3% |  | 0.7383 | 0.88878 | 0.00012 | 797.664 | 200
26 | 300 | 9470 | 0 | 0 | 0 | 7.2407 | 0 | 0.00025 | 0.00025 | 300 | 9470 | 73.83% | 0.0075999 | 86.76% |  | 0.00025 | 0.00025 | 300 | 9470 | 0.0075999 | 86.76% |  | 0.72974 | 0.87166 | 0.00012 | 2172.21 | 300
27 | 400 | 9870 | 0 | 0 | 0 | 10.3388 | 0 | 0.00026 | 0.00026 | 400 | 9870 | 72.97% | 0.0078556 | 86.23% |  | 0.00026 | 0.00026 | 400 | 9870 | 0.0078556 | 86.23% |  | 0.71832 | 0.87166 | 0.00013 | 4135.508 | 400
28 | 500 | 10370 | 0 | 0 | 0 | 0 | 0 | 0.00027 | 0.00027 | 500 | 10370 | 71.83% | 0.0081073 | 85.69% |  | 0.00027 | 0.00027 | 500 | 10370 | 0.0081073 | 85.69% |  | 0.70405 | 0.84598 | 0.00013 | 0
29 | 800 | 11170 | 0 | 0 | 0 | 0 | 0 | 0.00028 | 0.00028 | 800 | 11170 | 70.41% | 0.008354 | 85.15% |  | 0.00028 | 0.00028 | 800 | 11170 | 0.008354 | 85.15% |  | 0.68122 | 0.84598 | 0.00014 | 0
30 | 1262 | 12432 | 0 | 0 | 0 | 0 | 0 | 0.00029 | 0.00029 | 1262 | 12432 | 68.12% | 0.0085927 | 84.56% |  | 0.00029 | 0.00029 | 1262 | 12432 | 0.0085927 | 84.56% |  | 0.64521 | 0.81164 | 0.00014 | 0
31 | 25 | 12457 | 0 | 0 | 0 | 14.5645 | 0 | 0.0003 | 0.0003 | 25 | 12457 | 64.52% | 0.0088188 | 83.89% |  | 0.0003 | 0.0003 | 25 | 12457 | 0.0088188 | 83.89% |  | 0.64449 | 0.81164 | 0.00015 | 364.1123 | 25
32 | 200 | 12657 | 0 | 0 | 0 | 2.9675 | 0 | 0.00031 | 0.00031 | 200 | 12657 | 64.45% | 0.0090446 | 83.27% |  | 0.00031 | 0.00031 | 200 | 12657 | 0.0090446 | 83.27% |  | 0.63878 | 0.81093 | 0.00015 | 593.5 | 200
33 | 600 | 13257 | 0 | 0 | 0 | 0.18992 | 0 | 0.00032 | 0.00032 | 600 | 13257 | 63.88% | 0.0092684 | 82.66% |  | 0.00032 | 0.00032 | 600 | 13257 | 0.0092684 | 82.66% |  | 0.62166 | 0.81093 | 0.00016 | 113.952 | 600
34 | 900 | 14157 | 0 | 0 | 0 | 1.1039 | 0 | 0.00033 | 0.00033 | 900 | 14157 | 62.17% | 0.0094863 | 82.04% |  | 0.00033 | 0.00033 | 900 | 14157 | 0.0094863 | 82.04% |  | 0.59598 | 0.80808 | 0.00016 | 993.519 | 900
35 | 1203 | 15360 | 0 | 0 | 0 | 0 | 0 | 0.00034 | 0.00034 | 1203 | 15360 | 59.6% | 0.0096951 | 81.38% |  | 0.00034 | 0.00034 | 1203 | 15360 | 0.0096951 | 81.38% |  | 0.56164 | 0.80808 | 0.00017 | 0
36 | 25 | 15385 | 0 | 0 | 0 | 20.1553 | 0 | 0.00035 | 0.00035 | 25 | 15385 | 56.16% | 0.0098919 | 80.66% |  | 0.00035 | 0.00035 | 25 | 15385 | 0.0098919 | 80.66% |  | 0.56093 | 0.79666 | 0.00017 | 503.8815 | 25
37 | 100 | 15485 | 0 | 0 | 0 | 11.5495 | 0 | 0.00036 | 0.00036 | 100 | 15485 | 56.09% | 0.010088 | 79.98% |  | 0.00036 | 0.00036 | 100 | 15485 | 0.010088 | 79.98% |  | 0.55808 | 0.79666 | 0.00018 | 1154.951 | 100
38 | 400 | 15885 | 0 | 0 | 0 | 9.8758 | 0 | 0.00037 | 0.00037 | 400 | 15885 | 55.81% | 0.010284 | 79.32% |  | 0.00037 | 0.00037 | 400 | 15885 | 0.010284 | 79.32% |  | 0.54666 | 0.77668 | 0.00018 | 3950.336 | 400
39 | 700 | 16585 | 0 | 0 | 0 | 6.03 | 0 | 0.00038 | 0.00038 | 700 | 16585 | 54.67% | 0.010476 | 78.67% |  | 0.00038 | 0.00038 | 700 | 16585 | 0.010476 | 78.67% |  | 0.52668 | 0.77668 | 0.00019 | 4220.972 | 700 | 2025
40 | 935 | 17520 | 0 | 0 | 0 | 3.8934 | 0 | 0.00039 | 0.00039 | 935 | 17520 | 52.67% | 0.01066 | 78.01% |  | 0.00039 | 0.00039 | 935 | 17520 | 0.01066 | 78.01% |  | 0.5 | 0.75 | 0.00019 | 3640.2916 | 935 | 4.7647
41 | 10 | 17530 | 0 | 0 | 0 | 2.8488 | 0 | 0.0004 | 0.0004 | 10 | 17530 | 50% | 0.010835 | 77.31% |  | 0.0004 | 0.0004 | 10 | 17530 | 0.010835 | 77.31% |  | 0.49971 | 0.75 | 0.0002 | 28.488 | 10
42 | 25 | 17555 | 0 | 0 | 0 | 0 | 0 | 0.00041 | 0.00041 | 25 | 17555 | 49.97% | 0.01101 | 76.64% |  | 0.00041 | 0.00041 | 25 | 17555 | 0.01101 | 76.64% |  | 0.499 | 0.74971 | 0.0002 | 0
43 | 75 | 17630 | 0 | 0 | 0 | 0 | 0 | 0.00042 | 0.00042 | 75 | 17630 | 49.9% | 0.011185 | 76% |  | 0.00042 | 0.00042 | 75 | 17630 | 0.011185 | 76% |  | 0.49686 | 0.74971 | 0.00021 | 0
44 | 100 | 17730 | 0 | 0 | 0 | 0.79529 | 0 | 0.00043 | 0.00043 | 100 | 17730 | 49.69% | 0.011359 | 75.39% |  | 0.00043 | 0.00043 | 100 | 17730 | 0.011359 | 75.39% |  | 0.49401 | 0.749 | 0.00021 | 79.529 | 100
45 | 200 | 17930 | 0 | 0 | 0 | 3.5373 | 0 | 0.00044 | 0.00044 | 200 | 17930 | 49.4% | 0.011532 | 74.8% |  | 0.00044 | 0.00044 | 200 | 17930 | 0.011532 | 74.8% |  | 0.4883 | 0.749 | 0.00022 | 707.452 | 200
46 | 300 | 18230 | 0 | 0 | 0 | 4.7005 | 0 | 0.00045 | 0.00045 | 300 | 18230 | 48.83% | 0.011704 | 74.22% |  | 0.00045 | 0.00045 | 300 | 18230 | 0.011704 | 74.22% |  | 0.47974 | 0.74686 | 0.00022 | 1410.156 | 300
47 | 400 | 18630 | 0 | 0 | 0 | 2.2434 | 0 | 0.00046 | 0.00046 | 400 | 18630 | 47.97% | 0.011872 | 73.65% |  | 0.00046 | 0.00046 | 400 | 18630 | 0.011872 | 73.65% |  | 0.46832 | 0.74686 | 0.00023 | 897.372 | 400
48 | 500 | 19130 | 0 | 0 | 0 | 0 | 0 | 0.00047 | 0.00047 | 500 | 19130 | 46.83% | 0.012036 | 73.08% |  | 0.00047 | 0.00047 | 500 | 19130 | 0.012036 | 73.08% |  | 0.45405 | 0.74401 | 0.00023 | 0
49 | 800 | 19930 | 0 | 0 | 0 | 0 | 0 | 0.00048 | 0.00048 | 800 | 19930 | 45.41% | 0.012195 | 72.51% |  | 0.00048 | 0.00048 | 800 | 19930 | 0.012195 | 72.51% |  | 0.43122 | 0.74401 | 0.00024 | 0
50 | 1262 | 21192 | 0 | 0 | 0 | 0 | 0 | 0.00049 | 0.00049 | 1262 | 21192 | 43.12% | 0.012346 | 71.91% |  | 0.00049 | 0.00049 | 1262 | 21192 | 0.012346 | 71.91% |  | 0.39521 | 0.7383 | 0.00024 | 0
51 | 25 | 21217 | 0 | 0 | 0 | 11.3596 | 0 | 0.0005 | 0.0005 | 25 | 21217 | 39.52% | 0.012484 | 71.26% |  | 0.0005 | 0.0005 | 25 | 21217 | 0.012484 | 71.26% |  | 0.39449 | 0.7383 | 0.00025 | 283.9898 | 25
52 | 200 | 21417 | 0 | 0 | 0 | 0 | 0 | 0.00051 | 0.00051 | 200 | 21417 | 39.45% | 0.012623 | 70.63% |  | 0.00051 | 0.00051 | 200 | 21417 | 0.012623 | 70.63% |  | 0.38878 | 0.72974 | 0.00025 | 0
53 | 600 | 22017 | 0 | 0 | 0 | 0.22553 | 0 | 0.00052 | 0.00052 | 600 | 22017 | 38.88% | 0.012759 | 70.02% |  | 0.00052 | 0.00052 | 600 | 22017 | 0.012759 | 70.02% |  | 0.37166 | 0.72974 | 0.00026 | 135.318 | 600
54 | 900 | 22917 | 0 | 0 | 0 | 0 | 0 | 0.00053 | 0.00053 | 900 | 22917 | 37.17% | 0.012889 | 69.4% |  | 0.00053 | 0.00053 | 900 | 22917 | 0.012889 | 69.4% |  | 0.34598 | 0.71832 | 0.00026 | 0
55 | 1203 | 24120 | 0 | 0 | 0 | 0 | 0 | 0.00054 | 0.00054 | 1203 | 24120 | 34.6% | 0.01301 | 68.76% |  | 0.00054 | 0.00054 | 1203 | 24120 | 0.01301 | 68.76% |  | 0.31164 | 0.71832 | 0.00027 | 0
56 | 25 | 24145 | 0 | 0 | 0 | 21.1405 | 0 | 0.00055 | 0.00055 | 25 | 24145 | 31.16% | 0.01312 | 68.08% |  | 0.00055 | 0.00055 | 25 | 24145 | 0.01312 | 68.08% |  | 0.31093 | 0.70405 | 0.00027 | 528.5118 | 25
57 | 100 | 24245 | 0 | 0 | 0 | 4.9617 | 0 | 0.00056 | 0.00056 | 100 | 24245 | 31.09% | 0.013228 | 67.42% |  | 0.00056 | 0.00056 | 100 | 24245 | 0.013228 | 67.42% |  | 0.30808 | 0.70405 | 0.00028 | 496.166 | 100
58 | 400 | 24645 | 0 | 0 | 0 | 5.9825 | 0 | 0.00057 | 0.00057 | 400 | 24645 | 30.81% | 0.013336 | 66.77% |  | 0.00057 | 0.00057 | 400 | 24645 | 0.013336 | 66.77% |  | 0.29666 | 0.68122 | 0.00028 | 2392.992 | 400
59 | 700 | 25345 | 0 | 0 | 0 | 6.2199 | 0 | 0.00058 | 0.00058 | 700 | 25345 | 29.67% | 0.01344 | 66.13% |  | 0.00058 | 0.00058 | 700 | 25345 | 0.01344 | 66.13% |  | 0.27668 | 0.68122 | 0.00029 | 4353.916 | 700 | 2030
60 | 935 | 26280 | 0 | 0 | 0 | 4.2495 | 0 | 0.00059 | 0.00059 | 935 | 26280 | 27.67% | 0.013537 | 65.48% |  | 0.00059 | 0.00059 | 935 | 26280 | 0.013537 | 65.48% |  | 0.25 | 0.64521 | 0.00029 | 3973.2451 | 935 | 4.0282
61 | 10 | 26290 | 0 | 0 | 0 | 0 | 0 | 0.0006 | 0.0006 | 10 | 26290 | 25% | 0.013625 | 64.81% |  | 0.0006 | 0.0006 | 10 | 26290 | 0.013625 | 64.81% |  | 0.24971 | 0.64521 | 0.0003 | 0
62 | 25 | 26315 | 0 | 0 | 0 | 0 | 0 | 0.00061 | 0.00061 | 25 | 26315 | 24.97% | 0.013712 | 64.15% |  | 0.00061 | 0.00061 | 25 | 26315 | 0.013712 | 64.15% |  | 0.249 | 0.64449 | 0.0003 | 0
63 | 75 | 26390 | 0 | 0 | 0 | 0 | 0 | 0.00062 | 0.00062 | 75 | 26390 | 24.9% | 0.0138 | 63.52% |  | 0.00062 | 0.00062 | 75 | 26390 | 0.0138 | 63.52% |  | 0.24686 | 0.64449 | 0.00031 | 0
64 | 100 | 26490 | 0 | 0 | 0 | 0 | 0 | 0.00063 | 0.00063 | 100 | 26490 | 24.69% | 0.013886 | 62.9% |  | 0.00063 | 0.00063 | 100 | 26490 | 0.013886 | 62.9% |  | 0.24401 | 0.63878 | 0.00031 | 0
65 | 200 | 26690 | 0 | 0 | 0 | 0 | 0 | 0.00064 | 0.00064 | 200 | 26690 | 24.4% | 0.013972 | 62.3% |  | 0.00064 | 0.00064 | 200 | 26690 | 0.013972 | 62.3% |  | 0.2383 | 0.63878 | 0.00032 | 0
66 | 300 | 26990 | 0 | 0 | 0 | 0 | 0 | 0.00065 | 0.00065 | 300 | 26990 | 23.83% | 0.014055 | 61.71% |  | 0.00065 | 0.00065 | 300 | 26990 | 0.014055 | 61.71% |  | 0.22974 | 0.62166 | 0.00032 | 0
67 | 400 | 27390 | 0 | 0 | 0 | 0 | 0 | 0.00066 | 0.00066 | 400 | 27390 | 22.97% | 0.014136 | 61.12% |  | 0.00066 | 0.00066 | 400 | 27390 | 0.014136 | 61.12% |  | 0.21832 | 0.62166 | 0.00033 | 0
68 | 500 | 27890 | 0 | 0 | 0 | 0 | 0 | 0.00067 | 0.00067 | 500 | 27890 | 21.83% | 0.014212 | 60.54% |  | 0.00067 | 0.00067 | 500 | 27890 | 0.014212 | 60.54% |  | 0.20405 | 0.59598 | 0.00033 | 0
69 | 800 | 28690 | 0 | 0 | 0 | 0 | 0 | 0.00068 | 0.00068 | 800 | 28690 | 20.41% | 0.014284 | 59.95% |  | 0.00068 | 0.00068 | 800 | 28690 | 0.014284 | 59.95% |  | 0.18122 | 0.59598 | 0.00034 | 0
70 | 1262 | 29952 | 0 | 0 | 0 | 0 | 0 | 0.00069 | 0.00069 | 1262 | 29952 | 18.12% | 0.014347 | 59.34% |  | 0.00069 | 0.00069 | 1262 | 29952 | 0.014347 | 59.34% |  | 0.14521 | 0.56164 | 0.00034 | 0
71 | 25 | 29977 | 0 | 0 | 0 | 2.2197 | 0 | 0.0007 | 0.0007 | 25 | 29977 | 14.52% | 0.014398 | 58.7% |  | 0.0007 | 0.0007 | 25 | 29977 | 0.014398 | 58.7% |  | 0.14449 | 0.56164 | 0.00035 | 55.4923 | 25
72 | 200 | 30177 | 0 | 0 | 0 | 0 | 0 | 0.00071 | 0.00071 | 200 | 30177 | 14.45% | 0.014449 | 58.08% |  | 0.00071 | 0.00071 | 200 | 30177 | 0.014449 | 58.08% |  | 0.13878 | 0.56093 | 0.00035 | 0
73 | 600 | 30777 | 0 | 0 | 0 | 0 | 0 | 0.00072 | 0.00072 | 600 | 30777 | 13.88% | 0.014497 | 57.46% |  | 0.00072 | 0.00072 | 600 | 30777 | 0.014497 | 57.46% |  | 0.12166 | 0.56093 | 0.00036 | 0
74 | 900 | 31677 | 0 | 0 | 0 | 0 | 0 | 0.00073 | 0.00073 | 900 | 31677 | 12.17% | 0.01454 | 56.84% |  | 0.00073 | 0.00073 | 900 | 31677 | 0.01454 | 56.84% |  | 0.095976 | 0.55808 | 0.00036 | 0
75 | 1203 | 32880 | 0 | 0 | 0 | 0 | 0 | 0.00074 | 0.00074 | 1203 | 32880 | 9.598% | 0.014574 | 56.2% |  | 0.00074 | 0.00074 | 1203 | 32880 | 0.014574 | 56.2% |  | 0.061644 | 0.55808 | 0.00037 | 0
76 | 25 | 32905 | 0 | 0 | 0 | 9.6859 | 0 | 0.00075 | 0.00075 | 25 | 32905 | 6.164% | 0.014595 | 55.54% |  | 0.00075 | 0.00075 | 25 | 32905 | 0.014595 | 55.54% |  | 0.06093 | 0.54666 | 0.00037 | 242.148 | 25
77 | 100 | 33005 | 0 | 0 | 0 | 1.1514 | 0 | 0.00076 | 0.00076 | 100 | 33005 | 6.093% | 0.014617 | 54.89% |  | 0.00076 | 0.00076 | 100 | 33005 | 0.014617 | 54.89% |  | 0.058076 | 0.54666 | 0.00038 | 115.139 | 100
78 | 400 | 33405 | 0 | 0 | 0 | 2.1485 | 0 | 0.00077 | 0.00077 | 400 | 33405 | 5.808% | 0.014637 | 54.25% |  | 0.00077 | 0.00077 | 400 | 33405 | 0.014637 | 54.25% |  | 0.046661 | 0.52668 | 0.00038 | 859.388 | 400
79 | 700 | 34105 | 0 | 0 | 0 | 0 | 0 | 0.00078 | 0.00078 | 700 | 34105 | 4.666% | 0.014653 | 53.61% |  | 0.00078 | 0.00078 | 700 | 34105 | 0.014653 | 53.61% |  | 0.026684 | 0.52668 | 0.00039 | 0 |  | 2035
80 | 935 | 35040 | 0 | 0 | 0 | 0 | 0 | 0.00079 | 0.00079 | 935 | 35040 | 2.668% | 0.014663 | 52.97% |  | 0.00079 | 0.00079 | 935 | 35040 | 0.014663 | 52.97% |  | 0 | 0.5 | 0.00039 | 0 |  | 2.313
[20 empty] | 0.00041845 |  |  |  | 0.5 | 0.0004 | Marginal Congestion | Congested Hours
Total capacity factor crossover point, Ruthven Criterion 1 | [23 empty] | 0.49971 | 0.0004 | 62925.8375 | 14335
Base all hour Shadow price | 1.7958 |  | Total Target Cap Factor |  | 40% | [18 empty] | 0.49971 | 0.00041
Base Congested Shadow Price | 4.3897 |  | OL Target Cap Factor |  | 35% | [18 empty] | 0.499 | 0.00041
| point | MW | CF | GWh | Hours |  |  |  |  | Total CF |  |  | OL CF | [10 empty] | 0.499 | 0.00042
Before | 80 | 0.00079 | 52.97% | 0.014663 | [5 empty] | 0.00079 |  |  | 4250.0008 | [10 empty] | 0.49686 | 0.00042 | Avg Shadow Price | Avg Shadow for Congested Hours (CRA) | Simple Avg of 2020-35 Shadow Prices
After | 81 | 0 | 0% |  | 0 |  |  |  | 1% | 0.00079 |  | 1% | 4250.0008 | [10 empty] | 0.49686 | 0.00043 | 1.7958 | 4.3897 | 0
Target Total Capacity |  | 0.00079 |  |  |  |  | 40% |  | 2% | 0.00079 |  | 2% | 4250.0008 | [10 empty] | 0.49401 | 0.00043
Less Baseload Capacity |  | 4250 |  |  |  |  | 4250 |  | 3% | 0.00079 |  | 3% | 4250.0008 | [10 empty] | 0.49401 | 0.00044
OL using Total CF Target |  | 0 | 0 | <-with Price test |  |  |  |  | 4% | 0.00079 |  | 4% | 4250.0008 | [10 empty] | 0.4883 | 0.00044 | Avg Overload Charge
[7 empty] | Average |  | 5% | 0.00079 |  | 5% | 4250.0008 | [10 empty] | 0.4883 | 0.00045 | 0
Overload capacity factor crossover point, Ruthven Criterion 2 | [6 empty] | 37.5% |  | 6% | 0.00079 |  | 6% | 4250.0008 | [10 empty] | 0.47974 | 0.00045
| point | MW | CF | GWh | Hours | 0.000395 | 4250.0004 |  | 7% | 0.00079 |  | 7% | 4250.0008 | [10 empty] | 0.47974 | 0.00046
Before | 80 | 0.00079 | 0.52969 | 0.014663 |  |  |  |  | 8% | 0.00079 |  | 8% | 4250.0008 | [10 empty] | 0.46832 | 0.00046
After | 81 | 0 | 0 |  | 0 |  | 35% |  | 9% | 0.00079 |  | 9% | 4250.0008 | [10 empty] | 0.46832 | 0.00047
OL using OL CF Target |  | 0.00079 | 0.00079 | <-with Price test |  |  | 4250.0008 |  | 10% | 0.00079 |  | 10% | 4250.0008 | [10 empty] | 0.45405 | 0.00047
[9 empty] | 11% | 0.00079 |  | 11% | 4250.0008 | [10 empty] | 0.45405 | 0.00048
Overload Capacity factor crossover point with sliding scale | [8 empty] | 12% | 0.00079 |  | 12% | 4250.0008 | [10 empty] | 0.43122 | 0.00048
BAU Avg Shadow price | 0 |  | Target Cap Factor |  | 100% |  |  |  | 13% | 0.00079 |  | 13% | 4250.0008 | [10 empty] | 0.43122 | 0.00049
| point | MW | CF | GWh | Hours |  |  |  | 14% | 0.00079 |  | 14% | 4250.0008 | [10 empty] | 0.39521 | 0.00049
Before | 1 | 0 | 1 | 0 |  |  |  |  | 15% | 0.00079 |  | 15% | 4250.0008 | [10 empty] | 0.39521 | 0.0005
After | 2 | 1e-05 | 0.99971 |  | 35030 |  | 100% |  | 16% | 0.00079 |  | 16% | 4250.0008 | [10 empty] | 0.39449 | 0.0005
Pradip Chattopadhyay |  | 0 |  |  |  |  | 4250 |  | 17% | 0.00079 |  | 17% | 4250.0008 | [10 empty] | 0.39449 | 0.00051
[9 empty] | 18% | 0.00079 |  | 18% | 4250.0008 | [10 empty] | 0.38878 | 0.00051
Johnson Utilization Method | [8 empty] | 19% | 0.00079 |  | 19% | 4250.0008 | [10 empty] | 0.38878 | 0.00052
Average Generation Mwyr | 0.00041845 | [7 empty] | 20% | 0.00079 |  | 20% | 4250.0008 | [10 empty] | 0.37166 | 0.00052
Ratio to Base Capacity | 9.846e-08 | [7 empty] | 21% | 0.00079 |  | 21% | 4250.0008 | [10 empty] | 0.37166 | 0.00053
Total Line to meet CF | 4250 | [7 empty] | 22% | 0.00079 |  | 22% | 4250.0008 | [10 empty] | 0.34598 | 0.00053
Less Baseload Capacity | 4250 | [7 empty] | 23% | 0.00079 |  | 23% | 4250.0008 | [10 empty] | 0.34598 | 0.00054
Overload Line Capacity | 0 |  | 0 | [5 empty] | 24% | 0.00079 |  | 24% | 4250.0008 | [10 empty] | 0.31164 | 0.00054
[9 empty] | 25% | 0.00079 |  | 25% | 4250.0008 | [10 empty] | 0.31164 | 0.00055
NGO Flow Duration Method | [8 empty] | 26% | 0.00079 |  | 26% | 4250.0008 | [10 empty] | 0.31093 | 0.00055
Flow Duration Curve Target | 20% | [7 empty] | 27% | 0.00079 |  | 27% | 4250.0008 | [10 empty] | 0.31093 | 0.00056
Total Line Capacity | 0.00068 | [7 empty] | 28% | 0.00079 |  | 28% | 4250.0008 | [10 empty] | 0.30808 | 0.00056
Overload Line Capacity | 0 | [7 empty] | 29% | 0.00079 |  | 29% | 4250.0008 | [10 empty] | 0.30808 | 0.00057
| increase | total | [6 empty] | 30% | 0.00079 |  | 30% | 4250.0008 | [10 empty] | 0.29666 | 0.00057
average | 0.00013167 | 4250.0001 | 0% | [5 empty] | 31% | 0.00079 |  | 31% | 4250.0008 | [10 empty] | 0.29666 | 0.00058
median | 0 | 4250 | 4% | [5 empty] | 32% | 0.00079 |  | 32% | 4250.0008 | [10 empty] | 0.27668 | 0.00058
[9 empty] | 33% | 0.00079 |  | 33% | 4250.0008 | [10 empty] | 0.27668 | 0.00059
[9 empty] | 34% | 0.00079 |  | 34% | 4250.0008 | [10 empty] | 0.25 | 0.00059
[9 empty] | 35% | 0.00079 |  | 35% | 4250.0008 | [10 empty] | 0.25 | 0.0006
[9 empty] | 36% | 0.00079 |  | 36% | 4250.0008 | [10 empty] | 0.24971 | 0.0006
[9 empty] | 37% | 0.00079 |  | 37% | 4250.0008 | [10 empty] | 0.24971 | 0.00061
[9 empty] | 38% | 0.00079 |  | 38% | 4250.0008 | [10 empty] | 0.249 | 0.00061
[9 empty] | 39% | 0.00079 |  | 39% | 4250.0008 | [10 empty] | 0.249 | 0.00062
[9 empty] | 40% | 0.00079 |  | 40% | 4250.0008 | [10 empty] | 0.24686 | 0.00062
[9 empty] | 41% | 0.00079 |  | 41% | 4250.0008 | [10 empty] | 0.24686 | 0.00063
[9 empty] | 42% | 0.00079 |  | 42% | 4250.0008 | [10 empty] | 0.24401 | 0.00063
[9 empty] | 43% | 0.00079 |  | 43% | 4250.0008 | [10 empty] | 0.24401 | 0.00064
[9 empty] | 44% | 0.00079 |  | 44% | 4250.0008 | [10 empty] | 0.2383 | 0.00064
[9 empty] | 45% | 0.00079 |  | 45% | 4250.0008 | [10 empty] | 0.2383 | 0.00065
[9 empty] | 46% | 0.00079 |  | 46% | 4250.0008 | [10 empty] | 0.22974 | 0.00065
[9 empty] | 47% | 0.00079 |  | 47% | 4250.0008 | [10 empty] | 0.22974 | 0.00066
[9 empty] | 48% | 0.00079 |  | 48% | 4250.0008 | [10 empty] | 0.21832 | 0.00066
[9 empty] | 49% | 0.00079 |  | 49% | 4250.0008 | [10 empty] | 0.21832 | 0.00067
[9 empty] | 50% | 0.00079 |  | 50% | 4250.0008 | [10 empty] | 0.20405 | 0.00067
[9 empty] | 51% | 0.00079 |  | 51% | 4250.0008 | [10 empty] | 0.20405 | 0.00068
[9 empty] | 52% | 0.00079 |  | 52% | 4250.0008 | [10 empty] | 0.18122 | 0.00068
[9 empty] | 53% | 0.00078951 |  | 53% | 4250.0008 | [10 empty] | 0.18122 | 0.00069
[9 empty] | 54% | 0.00077389 |  | 54% | 4250.0008 | [10 empty] | 0.14521 | 0.00069
[9 empty] | 55% | 0.00075824 |  | 55% | 4250.0008 | [10 empty] | 0.14521 | 0.0007
[9 empty] | 56% | 0.00074304 |  | 56% | 4250.0007 | [10 empty] | 0.14449 | 0.0007
[9 empty] | 57% | 0.00072744 |  | 57% | 4250.0007 | [10 empty] | 0.14449 | 0.00071
[9 empty] | 58% | 0.00071124 |  | 58% | 4250.0007 | [10 empty] | 0.13878 | 0.00071
[9 empty] | 59% | 0.00069529 |  | 59% | 4250.0007 | [10 empty] | 0.13878 | 0.00072
[9 empty] | 60% | 0.00067909 |  | 60% | 4250.0007 | [10 empty] | 0.12166 | 0.00072
[9 empty] | 61% | 0.00066208 |  | 61% | 4250.0007 | [10 empty] | 0.12166 | 0.00073
[9 empty] | 62% | 0.00064507 |  | 62% | 4250.0006 | [10 empty] | 0.095976 | 0.00073
[9 empty] | 63% | 0.00062842 |  | 63% | 4250.0006 | [10 empty] | 0.095976 | 0.00074
[9 empty] | 64% | 0.0006124 |  | 64% | 4250.0006 | [10 empty] | 0.061644 | 0.00074
[9 empty] | 65% | 0.0005971 |  | 65% | 4250.0006 | [10 empty] | 0.061644 | 0.00075
[9 empty] | 66% | 0.00058202 |  | 66% | 4250.0006 | [10 empty] | 0.06093 | 0.00075
[9 empty] | 67% | 0.00056643 |  | 67% | 4250.0006 | [10 empty] | 0.06093 | 0.00076
[9 empty] | 68% | 0.00055113 |  | 68% | 4250.0006 | [10 empty] | 0.058076 | 0.00076
[9 empty] | 69% | 0.00053622 |  | 69% | 4250.0005 | [10 empty] | 0.058076 | 0.00077
[9 empty] | 70% | 0.00052038 |  | 70% | 4250.0005 | [10 empty] | 0.046661 | 0.00077
[9 empty] | 71% | 0.00050409 |  | 71% | 4250.0005 | [10 empty] | 0.046661 | 0.00078
[9 empty] | 72% | 0.0004884 |  | 72% | 4250.0005 | [10 empty] | 0.026684 | 0.00078
[9 empty] | 73% | 0.0004714 |  | 73% | 4250.0005 | [10 empty] | 0.026684 | 0.00079
[9 empty] | 74% | 0.00045386 |  | 74% | 4250.0005 | [10 empty] | 0 | 0.00079
[9 empty] | 75% | 0.00043657 |  | 75% | 4250.0004
[9 empty] | 76% | 0.00042005 |  | 76% | 4250.0004
[9 empty] | 77% | 0.00040454 |  | 77% | 4250.0004
[9 empty] | 78% | 0.00039009 |  | 78% | 4250.0004
[9 empty] | 79% | 0.0003749 |  | 79% | 4250.0004
[9 empty] | 80% | 0.00035963 |  | 80% | 4250.0004
[9 empty] | 81% | 0.00034518 |  | 81% | 4250.0003
[9 empty] | 82% | 0.00033057 |  | 82% | 4250.0003
[9 empty] | 83% | 0.0003143 |  | 83% | 4250.0003
[9 empty] | 84% | 0.00029834 |  | 84% | 4250.0003
[9 empty] | 85% | 0.00028245 |  | 85% | 4250.0003
[9 empty] | 86% | 0.00026416 |  | 86% | 4250.0003
[9 empty] | 87% | 0.00024538 |  | 87% | 4250.0002
[9 empty] | 88% | 0.00022751 |  | 88% | 4250.0002
[9 empty] | 89% | 0.00021149 |  | 89% | 4250.0002
[9 empty] | 90% | 0.00019742 |  | 90% | 4250.0002
[9 empty] | 91% | 0.0001841 |  | 91% | 4250.0002
[9 empty] | 92% | 0.00016982 |  | 92% | 4250.0002
[9 empty] | 93% | 0.00015579 |  | 93% | 4250.0002
[9 empty] | 94% | 0.00014369 |  | 94% | 4250.0001
[9 empty] | 95% | 0.00013109 |  | 95% | 4250.0001
[9 empty] | 96% | 0.00011574 |  | 96% | 4250.0001
[9 empty] | 97% | 0.00010085 |  | 97% | 4250.0001
[9 empty] | 98% | 8.8199e-05 |  | 98% | 4250.0001
[9 empty] | 99% | 6.8128e-05 |  | 99% | 4250.0001
[9 empty] | 100% | 0 |  | 100% | 4250
Note on B13: johnrm: Inserted this cell as needed this parameter to implement johnson suggested criteria
Note on J13: johnrm: Added cell intermediate calculation
Note on K13: johnrm: Adjusted this cell to implement the criteria of johnson suggestion
Note on N20: Stanton Hadley: If Transfer Capacity = the capacity in Column M, the capacity factor for such a line is shown in Column N
Note on I21: Stanton Hadley: For values that are duplicates, an additional 0.001 is added to hellp with sorting from min to max
Note on N21: Stanton Hadley: If Transfer Capacity = the capacity in Column M, the capacity factor for such a line is shown in Column N
Note on N44: Stanton Hadley: If Transfer Capacity = the capacity in Column M, the capacity factor for such a line is shown in Column N
Note on N45: Stanton Hadley: If Transfer Capacity = the capacity in Column M, the capacity factor for such a line is shown in Column N
Note on N68: johnrm: Updated this cell for Johnson suggested criteria
Note on I71: Stanton Hadley: For values that are duplicates, an additional 0.001 is added to hellp with sorting from min to max
Note on N94: Stanton Hadley: If Transfer Capacity = the capacity in Column M, the capacity factor for such a line is shown in Column N
Note on N95: Stanton Hadley: If Transfer Capacity = the capacity in Column M, the capacity factor for such a line is shown in Column N
Note on N118: johnrm: Updated this cell for Johnson suggested criteria
Note on N144: Stanton Hadley: If Transfer Capacity = the capacity in Column M, the capacity factor for such a line is shown in Column N
Note on N145: Stanton Hadley: If Transfer Capacity = the capacity in Column M, the capacity factor for such a line is shown in Column N
Note on N168: johnrm: Updated cell with Johnson suggested criteria
Note on N194: Stanton Hadley: If Transfer Capacity = the capacity in Column M, the capacity factor for such a line is shown in Column N
Note on N195: Stanton Hadley: If Transfer Capacity = the capacity in Column M, the capacity factor for such a line is shown in Column N
Note on N218: johnrm: Updated this cell with johnson suggested criteria
Note on N220: Stanton Hadley: If Transfer Capacity = the capacity in Column M, the capacity factor for such a line is shown in Column N
Note on N221: Stanton Hadley: If Transfer Capacity = the capacity in Column M, the capacity factor for such a line is shown in Column N

## OL25Line
Transmission Capacity Calculations |  |  |  |  | 2020 | 2025 | 2030 | 2035 |  | 4-yr avg | All Years Combined
| From | To |  | Base Capacity | 4250 | 4250 | 4250 | 4250 |  |  | w/o Price check | Final | [7 empty] | Base x-axis | 2020 | Base |  | NYISO_A-F_2_NYISO_G-I | 8161
Line of Interest | NYISO_A-F | NYISO_G-I |  | Max OL Capacity | 4451.07 | 4088.16 | 4238.59 | 986.72 |  | 3441.135 | [9 empty] | 0 | 0% | 4250 |  | year factor | 19
Scenario: BAU, OL25, OL75 | OL25 |  |  | OL Cap Factor at Max Capacity | 12.5% | 13.04% | 11.74% | 10.25% |  | 11.88% |  |  |  |  | Johnson | Combined |  |  |  | 8760 | 100% | 4250 |  | type column | 11
|  |  |  | Overload Charge | 1.1295 | 1.1912 | 1.0071 | 0.57826 |  | 0.97649 |  |  |  |  | OL25/OL75 Ratio Range |  | Design CF | [6 empty] | Scenario Column | 2
Minimum Overload Charge | 0 |  |  | Weghtd Avg OL Capacity | 556.2167 | 533.294 | 497.6073 | 101.1301 |  | 422.062 |  |  |  |  | 0 | 0.8 | 90%
Total Flows Target Cap Factor (derived from cap factor-shadow price curve) | 40% |  | OL Cap to Meet Total Target Cap Factor |  | 4451.07 | 4088.16 | 4238.59 | 986.72 |  | 3441.135 | 4451.07 | 4451.07 |  |  | 0.8 | 1.2 | 75%
OL Target Capacity Factor (derived from cap factor-shadow price curve) | 35% |  | OL Capacity to meet OL Target Cap Factor |  | 0.0003523 | 0.00038845 | 0.00039014 | 0.00041961 | avg w/ no price test | 0.00038762 | 0.0012852 | 0.0012852 |  |  | 1.2 | 1.5 | 70%
|  | Average of Total and OL target Cap factor that meets min Charge (RHC) |  |  | 2225.5352 | 2044.0802 | 2119.2952 | 493.3602 | 1720.5677 | 1720.5677 | 2225.5356 | 2225.5356 |  |  | 1.5 | 2 | 65%
[15 empty] | 2 | 2.5 | 60%
[15 empty] | 2.5 | 3 | 55%
Avg Cap Factor for Total Line (Johnson) | 75% | [13 empty] | 3 | 1000 | 50%
Threshold Interface Utilization (Johnson) | 90% | OL Line to give Avg CF = 75% (Johnson) |  |  | 1126.4462 | 986.297 | 0 | 0 | 0 | 0 | 0 | 0
Flow Duration Curve Target (NGO) | 20% | OL Capacity that meets Thrshold Duration using all years (NGO) |  |  | 0.00013 | 0.00014 | 0.00015 | 0.00017 |  | 0.00012 |  | 0.00012
Year | 2020 | [9 empty] | Flow Duration Curve Calculation | [8 empty] | LoadBlocks for NYISO_A-F_2_NYISO_G-I Scenario:OL25
|  |  | Baseload | Overload | BAU Shadow | OL25 Shadow |  | Overload |  | Overload |  | % year at | GWh with | Capacity | [5 empty] | For Block Graph |  |  | Flow Duration Curve-NYISO_A-F_2_NYISO_G-I Scenario:OL25
Blocks | Hours | Cum hours | Flow | Flow | Price | Price |  | Capacity+ |  | MW in Order of Size | hours in block | MW or higher | Increasing MW | factor |  |  |  | Cum Hours | Frac Year |  | 2020 |  |  | 2020 | cap fact
1 | 10 | 10 | 4250 | 1718.13 | 26.0546 | 1.1158 |  | 1718.13 | min Cap | 0 | 75 | 100% | 0 | 100% |  |  |  | 75 | 0.99144 | 0 | 5968.13 |  | 1 | 1674.59 | 100%
2 | 25 | 35 | 4250 | 362.85 | 9.0331 | 1.1158 |  | 362.85 |  | 1e-05 | 100 | 99.14% | 8.685e-05 | 99.14% |  |  |  | 175 | 0.98002 | 10 | 5968.13 |  | 0.86267 | 1674.59 | 99.18%
3 | 75 | 110 | 4250 | 0 | 1.4007 | 0.13057 |  | 0 |  | 2e-05 | 200 | 98% | 0.0001727 | 98.57% |  |  |  | 375 | 0.95719 | 10 | 4612.85 |  | 0.86267 | 1781.02 | 0.99179
4 | 100 | 210 | 4250 | 0 | 3.4067 | 0.13057 |  | 1e-05 |  | 3e-05 | 300 | 95.72% | 0.00025655 | 97.62% |  |  |  | 675 | 0.92295 | 35 | 4612.85 |  | 0.71861 | 1781.02 | 86.11%
5 | 200 | 410 | 4250 | 0 | 6.2674 | 0.92586 |  | 2e-05 |  | 4e-05 | 400 | 92.29% | 0.0003374 | 96.29% |  |  |  | 1075 | 0.87728 | 35 | 4250 |  | 0.71861 | 3414.23 | 0.86111
6 | 300 | 710 | 4250 | 0 | 6.754 | 0.13057 |  | 3e-05 |  | 5e-05 | 500 | 87.73% | 0.00041425 | 94.58% |  |  |  | 1575 | 0.82021 | 110 | 4250 |  | 0.69578 | 3414.23 | 84.05%
7 | 400 | 1110 | 4250 | 0 | 8.1072 | 0.13057 |  | 4e-05 |  | 6e-05 | 800 | 82.02% | 0.0004861 | 92.48% |  |  |  | 2375 | 0.72888 | 110 | 4250 |  | 0.69578 | 3899.71 | 0.84053
8 | 500 | 1610 | 4250 | 0 | 0 | 0.56976 |  | 5e-05 |  | 7e-05 | 1262 | 72.89% | 0.00054995 | 89.69% |  |  |  | 3637 | 0.58482 | 210 | 4250 |  | 0.59304 | 3899.71 | 82.58%
9 | 800 | 2410 | 4146.6 | 0 | 0 | 0 |  | 6e-05 |  | 8e-05 | 25 | 58.48% | 0.00060118 | 85.78% |  |  |  | 3662 | 0.58196 | 210 | 4250 |  | 0.59304 | 4146.6 | 0.82579
10 | 1262 | 3672 | 1781.02 | 0 | 0 | 0 |  | 7e-05 |  | 9e-05 | 200 | 58.2% | 0.00065216 | 82.72% |  |  |  | 3862 | 0.55913 | 410 | 4250 |  | 0.50171 | 4146.6 | 81.79%
11 | 25 | 3697 | 4250 | 0 | 12.8789 | 0.13057 |  | 8e-05 |  | 0.0001 | 600 | 55.91% | 0.00070114 | 80.04% |  |  |  | 4462 | 0.49064 | 410 | 4250 |  | 0.50171 | 4250 | 0.81791
12 | 200 | 3897 | 3414.23 | 0 | 0.61724 | 0 |  | 9e-05 |  | 0.00011 | 900 | 49.06% | 0.00074412 | 77.22% |  |  |  | 5362 | 0.3879 | 710 | 4250 |  | 0.49315 | 4250 | 81.79%
13 | 600 | 4497 | 4250 | 0 | 0.60537 | 0.02374 |  | 0.0001 |  | 0.00012 | 1203 | 38.79% | 0.0007781 | 74.02% |  |  |  | 6565 | 0.25057 | 710 | 4250 |  | 0.49315 | 4250 | 0.81791
14 | 900 | 5397 | 3899.71 | 0 | 1.4363 | 0 |  | 0.00011 |  | 0.00013 | 935 | 25.06% | 0.00080005 | 70.25% |  |  |  | 7500 | 0.14384 | 1110 | 4250 |  | 0.48174 | 4250 | 81.79%
15 | 1203 | 6600 | 1674.59 | 0 | 0 | 0 |  | 0.00012 |  | 362.85 | 25 | 14.38% | 457.1916 | 14.38% |  |  |  | 7525 | 0.14098 | 1110 | 4250 |  | 0.48174 | 4250 | 0.81791
16 | 25 | 6625 | 4250 | 616.4 | 13.9947 | 1.1158 |  | 616.4 |  | 616.4 | 25 | 14.1% | 770.3259 | 14.27% |  |  |  | 7550 | 0.13813 | 1610 | 4250 |  | 0.4589 | 4250 | 81.79%
17 | 100 | 6725 | 4250 | 3854.81 | 11.5614 | 1.1158 |  | 3854.81 |  | 1718.13 | 10 | 13.81% | 2103.4192 | 13.98% |  |  |  | 7560 | 0.13699 | 1610 | 4146.6 |  | 0.4589 | 4250 | 0.81791
18 | 400 | 7125 | 4250 | 4451.07 | 8.0716 | 1.1158 |  | 4451.07 |  | 3806.98 | 700 | 13.7% | 4610.0392 | 13.82% |  |  |  | 8260 | 0.057078 | 2410 | 4146.6 |  | 0.42466 | 4250 | 81.79%
19 | 700 | 7825 | 4250 | 3806.98 | 7.1457 | 1.1158 |  | 3806.98 |  | 3854.81 | 100 | 5.708% | 4633.9542 | 13.72% |  |  |  | 8360 | 0.045662 | 2410 | 1781.02 |  | 0.42466 | 4250 | 0.81791
20 | 935 | 8760 | 4250 | 0 | 3.5017 | 0.46293 |  | 0.00013 | max cap | 4451.07 | 400 | 4.566% | 4872.4582 | 12.5% |  |  |  | 8760 | 0 | 3672 | 1781.02 |  | 0.379 | 4250 | 81.79%
[12 empty] | Wgtd avg MW | 556.2167 | [6 empty] | 3672 | 4250 |  | 0.379 | 4250 | 0.81791
[20 empty] | 3697 | 4250 |  | 0.32192 | 4250 | 81.79%
[7 empty] | Total | Total |  | Total MW in |  | % year at | GWh with | Capacity | [5 empty] | 3697 | 3414.23 |  | 0.32192 | 4250.0001 | 0.81791
Total capacity factor crossover point | [5 empty] | Blocks | Flow | Capacity+ |  | Rank Order | hours in block | MW or higher | Increasing MW | factor |  |  |  | Cum Hours | Frac Year | 3897 | 3414.23 |  | 0.31906 | 4250.0001 | 81.79%
| point | MW | CF | GWh | Hours | 1 | 5968.13 | 5968.13 |  | 1674.59 | 1203 | 100% | 14669.4084 | 100% |  |  |  | 1203 | 0.86267 | 3897 | 4250 |  | 0.31906 | 4250.0001 | 0.81791
Before | 20 | 8701.07 | 0.46343 | 35323.2517 |  | 2 | 4612.85 | 4612.85 |  | 1781.02 | 1262 | 86.27% | 15473.6999 | 99.18% |  |  |  | 2465 | 0.71861 | 4497 | 4250 |  | 0.25057 | 4250.0001 | 81.79%
After | 21 | 0 | 0 |  | 0 | 3 | 4250 | 4250 |  | 3414.23 | 200 | 71.86% | 25754.7569 | 86.11% |  |  |  | 2665 | 0.69578 | 4497 | 3899.71 |  | 0.25057 | 4250.0001 | 0.81791
Target Total Capacity |  | 8701.07 | 40% |  |  | 4 | 4250 | 4250 |  | 3899.71 | 900 | 69.58% | 28713.7575 | 84.05% |  |  |  | 3565 | 0.59304 | 5397 | 3899.71 |  | 0.14384 | 4250.0001 | 76.49%
Less Baseload Capacity |  | 4250 |  |  |  | 5 | 4250 | 4250 |  | 4146.6 | 800 | 59.3% | 29996.351 | 82.58% |  |  |  | 4365 | 0.50171 | 5397 | 1674.59 |  | 0.14384 | 4612.85 | 0.76489
Ruthven Criteria 1 |  | 4451.07 |  |  |  | 6 | 4250 | 4250 |  | 4250 | 75 | 50.17% | 30450.794 | 81.79% |  |  |  | 4440 | 0.49315 | 6600 | 1674.59 |  | 0.14098 | 4612.85 | 73.24%
[6 empty] | 7 | 4250 | 4250 |  | 4250 | 100 | 49.32% | 30450.7941 | 81.79% |  |  |  | 4540 | 0.48174 | 6600 | 4866.4 |  | 0.14098 | 4866.4 | 0.73238
[6 empty] | 8 | 4250 | 4250 |  | 4250 | 200 | 48.17% | 30450.7941 | 81.79% |  |  |  | 4740 | 0.4589 | 6625 | 4866.4 |  | 0.13813 | 4866.4 | 62.27%
Overload capacity factor crossover point | [5 empty] | 9 | 4146.6 | 4146.6 |  | 4250 | 300 | 45.89% | 30450.7941 | 81.79% |  |  |  | 5040 | 0.42466 | 6625 | 8104.81 |  | 0.13813 | 5968.13 | 0.62268
| point | MW | CF | GWh | Hours | 10 | 1781.02 | 1781.02 |  | 4250 | 400 | 42.47% | 30450.7942 | 81.79% |  |  |  | 5440 | 0.379 | 6725 | 8104.81 |  | 0.13699 | 5968.13 | 49.68%
Before | 14 | 0.00013 | 0.70254 | 0.00080005 |  | 11 | 4250 | 4250.0001 |  | 4250 | 500 | 37.9% | 30450.7942 | 81.79% |  |  |  | 5940 | 0.32192 | 6725 | 8701.07 |  | 0.13699 | 8056.98 | 0.49676
After | 15 | 362.85 | 0.14384 |  | 1260 | 12 | 3414.23 | 3414.23 |  | 4250.0001 | 25 | 32.19% | 30450.7942 | 81.79% |  |  |  | 5965 | 0.31906 | 7125 | 8701.07 |  | 0.057078 | 8056.98 | 49.42%
Hadley/Ruthven Criteria 2 |  | 0.0003523 | 35% |  |  | 13 | 4250 | 4250.0001 |  | 4250.0001 | 600 | 31.91% | 30450.7943 | 81.79% |  |  |  | 6565 | 0.25057 | 7125 | 8056.98 |  | 0.057078 | 8104.81 | 0.49416
[6 empty] | 14 | 3899.71 | 3899.71 |  | 4250.0001 | 935 | 25.06% | 30450.7943 | 81.79% |  |  |  | 7500 | 0.14384 | 7825 | 8056.98 |  | 0.045662 | 8104.81 | 46.34%
Overload Capacity factor crossover point with sliding scale | [5 empty] | 15 | 1674.59 | 1674.59 |  | 4612.85 | 25 | 14.38% | 30907.9852 | 76.49% |  |  |  | 7525 | 0.14098 | 7825 | 4250 |  | 0.045662 | 8701.07 | 0.46343
BAU Avg Shadow price | 4.5178 |  | Target Cap Factor |  | 0% | 16 | 4866.4 | 4866.4 |  | 4866.4 | 25 | 14.1% | 31221.1194 | 73.24% |  |  |  | 7550 | 0.13813 | 8760 | 4250 |  | 0 | 8701.07 | 0
| point | MW | CF | GWh | Hours | 17 | 8104.81 | 8104.81 |  | 5968.13 | 10 | 13.81% | 32554.2127 | 62.27% |  |  |  | 7560 | 0.13699
Before | 20 | 4451.07 | 0.12496 | 4872.4582 |  | 18 | 8701.07 | 8701.07 |  | 8056.98 | 700 | 13.7% | 35060.8327 | 49.68% |  |  |  | 8260 | 0.057078
After | 21 | 0 | 0 |  | 0 | 19 | 8056.98 | 8056.98 |  | 8104.81 | 100 | 5.708% | 35084.7477 | 49.42% |  |  |  | 8360 | 0.045662
Pradip Chattopadhyay |  | #DIV/0! |  |  |  | 20 | 4250 | 4250.0001 |  | 8701.07 | 400 | 4.566% | 35323.2517 | 46.34% |  |  |  | 8760 | 0
[12 empty] | Wgtd avg MW | 4032.3347
[12 empty] | Ratio to Base Cap | 0.94878 | 0.75
[12 empty] | (Johnson) OL Line to give Avg CF = 75% | 1126.4462
Year | 2025 | [9 empty] | Flow Duration Curve Calculation
|  |  | Baseload | Overload | BAU Shadow | OL25 Shadow |  | Overload |  | Overload |  | % year at | GWh if Line at this Capacity | [6 empty] | For Block Graph |  |  | For LDC Graph
Blocks | Hours | Cum hours | Flow | Capacity | Price | Price |  | Capacity+ |  | MW in Order of Size |  | MW or higher |  | Capacity factor |  |  |  | Cum Hours | Frac Year |  | 2025 |  | frac year | 2025 | cap fact
1 | 10 | 10 | 4250 | 984.74 | 13.9947 | 1.1751 |  | 984.74 | min Cap | 0 | 25 | 100% | 0 | 1 |  |  |  | 25 | 0.99715 | 0 | 5234.74 |  | 1 | 1503.25 | 100%
2 | 25 | 35 | 4250 | 0 | 0.32049 | 0.61724 |  | 0 |  | 1e-05 | 75 | 99.71% | 8.735e-05 | 0.99715 |  |  |  | 100 | 0.98858 | 10 | 5234.74 |  | 0.95434 | 1503.25 | 99.12%
3 | 75 | 110 | 3732.07 | 0 | 3.9527 | 0 |  | 1e-05 |  | 2e-05 | 100 | 98.86% | 0.00017395 | 0.99287 |  |  |  | 200 | 0.97717 | 10 | 4250 |  | 0.95434 | 1862.97 | 0.99118
4 | 100 | 210 | 4158.37 | 0 | 7.1457 | 0 |  | 2e-05 |  | 3e-05 | 200 | 97.72% | 0.00025955 | 0.98763 |  |  |  | 400 | 0.95434 | 35 | 4250 |  | 0.81701 | 1862.97 | 97.25%
5 | 200 | 410 | 3151.81 | 0 | 3.9883 | 0 |  | 3e-05 |  | 4e-05 | 300 | 95.43% | 0.00034315 | 0.97931 |  |  |  | 700 | 0.92009 | 35 | 3732.07 |  | 0.81701 | 2087.13 | 0.97248
6 | 300 | 710 | 3544.34 | 0 | 7.2407 | 0 |  | 4e-05 |  | 5e-05 | 400 | 92.01% | 0.00042375 | 0.96747 |  |  |  | 1100 | 0.87443 | 110 | 3732.07 |  | 0.67295 | 2087.13 | 87.13%
7 | 400 | 1110 | 1503.25 | 0 | 10.3388 | 0 |  | 5e-05 |  | 6e-05 | 500 | 87.44% | 0.00050035 | 0.95196 |  |  |  | 1600 | 0.81735 | 110 | 4158.37 |  | 0.67295 | 3151.81 | 0.8713
8 | 500 | 1610 | 4250 | 0 | 0 | 0.61724 |  | 6e-05 |  | 7e-05 | 800 | 81.74% | 0.00057195 | 0.93273 |  |  |  | 2400 | 0.72603 | 210 | 4158.37 |  | 0.65011 | 3151.81 | 84.68%
9 | 800 | 2410 | 4250 | 0 | 0 | 0.21366 |  | 7e-05 |  | 8e-05 | 1262 | 72.6% | 0.00063555 | 0.90689 |  |  |  | 3662 | 0.58196 | 210 | 3151.81 |  | 0.65011 | 3544.34 | 0.8468
10 | 1262 | 3672 | 2087.13 | 0 | 0 | 0 |  | 8e-05 |  | 9e-05 | 25 | 58.2% | 0.00068653 | 0.87079 |  |  |  | 3687 | 0.57911 | 410 | 3151.81 |  | 0.61587 | 3544.34 | 83.52%
11 | 25 | 3697 | 4045.93 | 0 | 14.5645 | 0 |  | 9e-05 |  | 0.0001 | 200 | 57.91% | 0.00073726 | 0.84162 |  |  |  | 3887 | 0.55628 | 410 | 3544.34 |  | 0.61587 | 3732.07 | 0.83518
12 | 200 | 3897 | 3786.06 | 0 | 2.9675 | 0 |  | 0.0001 |  | 0.00011 | 600 | 55.63% | 0.00078599 | 0.81568 |  |  |  | 4487 | 0.48779 | 710 | 3544.34 |  | 0.60731 | 3732.07 | 83.19%
13 | 600 | 4497 | 4172.51 | 0 | 0.18992 | 0 |  | 0.00011 |  | 0.00012 | 900 | 48.78% | 0.00082872 | 0.78836 |  |  |  | 5387 | 0.38505 | 710 | 1503.25 |  | 0.60731 | 3786.06 | 0.83193
14 | 900 | 5397 | 4054.87 | 0 | 1.1039 | 0 |  | 0.00012 |  | 0.00013 | 1203 | 38.5% | 0.00086245 | 0.75733 |  |  |  | 6590 | 0.24772 | 1110 | 1503.25 |  | 0.58447 | 3786.06 | 81.6%
15 | 1203 | 6600 | 1862.97 | 0 | 0 | 0 |  | 0.00013 |  | 0.00014 | 935 | 24.77% | 0.00088415 | 0.72093 |  |  |  | 7525 | 0.14098 | 1110 | 4250 |  | 0.58447 | 4045.93 | 0.81604
16 | 25 | 6625 | 4250 | 361.49 | 20.1553 | 1.1751 |  | 361.49 |  | 361.49 | 25 | 14.1% | 446.4409 | 0.14098 |  |  |  | 7550 | 0.13813 | 1610 | 4250 |  | 0.58162 | 4045.93 | 81.55%
17 | 100 | 6725 | 4250 | 4044.83 | 11.5495 | 1.1751 |  | 4044.83 |  | 984.74 | 10 | 13.81% | 1200.5734 | 0.13918 |  |  |  | 7560 | 0.13699 | 1610 | 4250 |  | 0.58162 | 4054.87 | 0.81552
18 | 400 | 7125 | 4250 | 4088.16 | 9.8758 | 1.1751 |  | 4088.16 |  | 3732.89 | 700 | 13.7% | 4498.3534 | 0.13756 |  |  |  | 8260 | 0.057078 | 2410 | 4250 |  | 0.47888 | 4054.87 | 80.71%
19 | 700 | 7825 | 4250 | 3732.89 | 6.03 | 1.1751 |  | 3732.89 |  | 4044.83 | 100 | 5.708% | 4654.3234 | 0.13136 |  |  |  | 8360 | 0.045662 | 2410 | 2087.13 |  | 0.47888 | 4158.37 | 0.80714
20 | 935 | 8760 | 4250 | 0 | 3.8934 | 0.32049 |  | 0.00014 | max cap | 4088.16 | 400 | 4.566% | 4671.6554 | 0.13045 |  |  |  | 8760 | 0 | 3672 | 2087.13 |  | 0.46747 | 4158.37 | 80.6%
[12 empty] | Wgtd avg MW | 533.294 | [6 empty] | 3672 | 4045.93 |  | 0.46747 | 4172.51 | 0.80599
[11 empty] | Flow Duration Curve Calculation | [8 empty] | 3697 | 4045.93 |  | 0.39897 | 4172.51 | 79.86%
[7 empty] | Total | Total |  |  |  | % year at | GWh with | Capacity | [5 empty] | 3697 | 3786.06 |  | 0.39897 | 4250 | 0.79857
Total capacity factor crossover point | [5 empty] | Blocks | Flow | Capacity+ |  | Total MW in Order | hours in block | MW or higher | Increasing MW | factor |  |  |  | Cum Hours | Frac Year | 3897 | 3786.06 |  | 0.39612 | 4250 | 79.86%
| point | MW | CF | GWh | Hours | 1 | 5234.74 | 5234.74 |  | 1503.25 | 400 | 100% | 13168.47 | 100% |  |  |  | 400 | 0.95434 | 3897 | 4172.51 |  | 0.39612 | 4250 | 0.79857
Before | 20 | 8338.16 | 0.47099 | 34402.4712 |  | 2 | 4250 | 4250 |  | 1862.97 | 1203 | 95.43% | 16175.7292 | 99.12% |  |  |  | 1603 | 0.81701 | 4497 | 4172.51 |  | 0.33904 | 4250 | 79.86%
After | 21 | 0 | 0 |  | 0 | 3 | 3732.07 | 3732.07 |  | 2087.13 | 1262 | 81.7% | 17780.0423 | 97.25% |  |  |  | 2865 | 0.67295 | 4497 | 4054.87 |  | 0.33904 | 4250 | 0.79857
Target Total Capacity |  | 8338.16 | 40% |  |  | 4 | 4158.37 | 4158.37 |  | 3151.81 | 200 | 67.29% | 24056.3309 | 87.13% |  |  |  | 3065 | 0.65011 | 5397 | 4054.87 |  | 0.24772 | 4250 | 79.86%
Less Baseload Capacity |  | 4250 |  |  |  | 5 | 3151.81 | 3151.81 |  | 3544.34 | 300 | 65.01% | 26291.7893 | 84.68% |  |  |  | 3365 | 0.61587 | 5397 | 1862.97 |  | 0.24772 | 4250 | 0.79857
Ruthven Criteria 1 |  | 4088.16 |  |  |  | 6 | 3544.34 | 3544.34 |  | 3732.07 | 75 | 61.59% | 27304.5926 | 83.52% |  |  |  | 3440 | 0.60731 | 6600 | 1862.97 |  | 0.14098 | 4250 | 74.7%
[6 empty] | 7 | 1503.25 | 1503.25 |  | 3786.06 | 200 | 60.73% | 27591.8194 | 83.19% |  |  |  | 3640 | 0.58447 | 6600 | 4611.49 |  | 0.14098 | 4611.49 | 0.74702
[6 empty] | 8 | 4250 | 4250 |  | 4045.93 | 25 | 58.45% | 28922.3538 | 81.6% |  |  |  | 3665 | 0.58162 | 6625 | 4611.49 |  | 0.13813 | 4611.49 | 67.45%
Overload capacity factor crossover point | [5 empty] | 9 | 4250 | 4250 |  | 4054.87 | 900 | 58.16% | 28967.9031 | 81.55% |  |  |  | 4565 | 0.47888 | 6625 | 8294.83 |  | 0.13813 | 5234.74 | 0.67453
| point | MW | CF | GWh | Hours | 10 | 2087.13 | 2087.13 |  | 4158.37 | 100 | 47.89% | 29402.0856 | 80.71% |  |  |  | 4665 | 0.46747 | 6725 | 8294.83 |  | 0.13699 | 5234.74 | 48.95%
Before | 15 | 0.00014 | 0.72093 | 0.00088415 |  | 11 | 4045.93 | 4045.93 |  | 4172.51 | 600 | 46.75% | 29459.9889 | 80.6% |  |  |  | 5265 | 0.39897 | 6725 | 8338.16 |  | 0.13699 | 7982.89 | 0.48948
After | 16 | 361.49 | 0.14098 |  | 1235 | 12 | 3786.06 | 3786.06 |  | 4250 | 25 | 39.9% | 29730.8165 | 79.86% |  |  |  | 5290 | 0.39612 | 7125 | 8338.16 |  | 0.057078 | 7982.89 | 47.32%
Hadley/Ruthven Criteria 2 |  | 0.00038845 | 35% |  |  | 13 | 4172.51 | 4172.51 |  | 4250 | 500 | 39.61% | 29730.8165 | 79.86% |  |  |  | 5790 | 0.33904 | 7125 | 7982.89 |  | 0.057078 | 8294.83 | 0.47322
[6 empty] | 14 | 4054.87 | 4054.87 |  | 4250 | 800 | 33.9% | 29730.8165 | 79.86% |  |  |  | 6590 | 0.24772 | 7825 | 7982.89 |  | 0.045662 | 8294.83 | 47.1%
Overload Capacity factor crossover point with sliding scale | [5 empty] | 15 | 1862.97 | 1862.97 |  | 4250 | 935 | 24.77% | 29730.8166 | 79.86% |  |  |  | 7525 | 0.14098 | 7825 | 4250 |  | 0.045662 | 8338.16 | 0.47099
BAU Avg Shadow price | 4.7647 |  | Target Cap Factor |  | 0% | 16 | 4611.49 | 4611.49 |  | 4611.49 | 25 | 14.1% | 30177.2567 | 74.7% |  |  |  | 7550 | 0.13813 | 8760 | 4250 |  | 0 | 8338.16 | 0
| point | MW | CF | GWh | Hours | 17 | 8294.83 | 8294.83 |  | 5234.74 | 10 | 13.81% | 30931.3892 | 67.45% |  |  |  | 7560 | 0.13699
Before | 20 | 4088.16 | 0.13045 | 4671.6554 |  | 18 | 8338.16 | 8338.16 |  | 7982.89 | 700 | 13.7% | 34229.1692 | 48.95% |  |  |  | 8260 | 0.057078
After | 21 | 0 | 0 |  | 0 | 19 | 7982.89 | 7982.89 |  | 8294.83 | 100 | 5.708% | 34385.1392 | 47.32% |  |  |  | 8360 | 0.045662
Pradip Chattopadhyay |  | #DIV/0! |  |  |  | 20 | 4250 | 4250 |  | 8338.16 | 400 | 4.566% | 34402.4712 | 47.1% |  |  |  | 8760 | 0
[12 empty] | Wgtd avg MW | 3927.2227
[12 empty] | Ratio to Base Cap | 0.92405
[12 empty] | (Johnson) OL Line to give Avg CF = 75% | 986.297
Year | 2030 | [9 empty] | Flow Duration Curve Calculation
|  |  | Baseload | Overload | BAU Shadow | OL25 Shadow |  |  |  | Overload |  | % year at | GWh if Line at this Capacity | [6 empty] | For Block Graph |  |  | For LDC Graph
Blocks | Hours | Cum hours | Flow | Capacity | Price | Price |  | Capacity+ |  | MW in Order of Size |  | MW or higher |  | Capacity factor |  |  |  | Cum Hours | Frac Year |  | 2030 |  |  | 2030 | Cap Factor
1 | 10 | 10 | 4250 | 86.72 | 2.8488 | 1.1395 |  | 86.72 | min Cap | 0 | 25 | 100% | 0 | 1 |  |  |  | 25 | 0.99715 | 0 | 4336.72 |  | 1 | 1244.21 | 100%
2 | 25 | 35 | 3787.72 | 0 | 0 | 0 |  | 0 |  | 1e-05 | 75 | 99.71% | 8.735e-05 | 0.99715 |  |  |  | 100 | 0.98858 | 10 | 4336.72 |  | 0.86267 | 1244.21 | 96.9%
3 | 75 | 110 | 3036.4 | 0 | 0 | 0 |  | 1e-05 |  | 2e-05 | 100 | 98.86% | 0.00017395 | 0.99287 |  |  |  | 200 | 0.97717 | 10 | 3787.72 |  | 0.86267 | 1607.29 | 0.96898
4 | 100 | 210 | 3476.54 | 0 | 0.79529 | 0 |  | 2e-05 |  | 3e-05 | 200 | 97.72% | 0.00025955 | 0.98763 |  |  |  | 400 | 0.95434 | 35 | 3787.72 |  | 0.71861 | 1607.29 | 91.89%
5 | 200 | 410 | 3890.35 | 0 | 3.5373 | 0 |  | 3e-05 |  | 4e-05 | 300 | 95.43% | 0.00034315 | 0.97931 |  |  |  | 700 | 0.92009 | 35 | 3036.4 |  | 0.71861 | 2008.71 | 0.91894
6 | 300 | 710 | 3782.66 | 0 | 4.7005 | 0 |  | 4e-05 |  | 5e-05 | 400 | 92.01% | 0.00042375 | 0.96747 |  |  |  | 1100 | 0.87443 | 110 | 3036.4 |  | 0.69578 | 2008.71 | 91.19%
7 | 400 | 1110 | 2073.94 | 0 | 2.2434 | 0 |  | 5e-05 |  | 6e-05 | 500 | 87.44% | 0.00050035 | 0.95196 |  |  |  | 1600 | 0.81735 | 110 | 3476.54 |  | 0.69578 | 2073.94 | 0.91192
8 | 500 | 1610 | 3741.27 | 0 | 0 | 0 |  | 6e-05 |  | 7e-05 | 800 | 81.74% | 0.00057195 | 0.93273 |  |  |  | 2400 | 0.72603 | 210 | 3476.54 |  | 0.65011 | 2073.94 | 82.89%
9 | 800 | 2410 | 4115.82 | 0 | 0 | 0 |  | 7e-05 |  | 8e-05 | 1262 | 72.6% | 0.00063555 | 0.90689 |  |  |  | 3662 | 0.58196 | 210 | 3890.35 |  | 0.65011 | 3036.4 | 0.82894
10 | 1262 | 3672 | 1607.29 | 0 | 0 | 0 |  | 8e-05 |  | 9e-05 | 25 | 58.2% | 0.00068653 | 0.87079 |  |  |  | 3687 | 0.57911 | 410 | 3890.35 |  | 0.64155 | 3036.4 | 81.54%
11 | 25 | 3697 | 3271.93 | 0 | 11.3596 | 0 |  | 9e-05 |  | 0.0001 | 200 | 57.91% | 0.00073726 | 0.84162 |  |  |  | 3887 | 0.55628 | 410 | 3782.66 |  | 0.64155 | 3271.93 | 0.81545
12 | 200 | 3897 | 2008.71 | 0 | 0 | 0 |  | 0.0001 |  | 0.00011 | 600 | 55.63% | 0.00078599 | 0.81568 |  |  |  | 4487 | 0.48779 | 710 | 3782.66 |  | 0.6387 | 3271.93 | 80.5%
13 | 600 | 4497 | 3495.97 | 0 | 0.22553 | 0 |  | 0.00011 |  | 0.00012 | 900 | 48.78% | 0.00082872 | 0.78836 |  |  |  | 5387 | 0.38505 | 710 | 2073.94 |  | 0.6387 | 3476.54 | 0.80505
14 | 900 | 5397 | 3669.25 | 0 | 0 | 0 |  | 0.00012 |  | 0.00013 | 1203 | 38.5% | 0.00086245 | 0.75733 |  |  |  | 6590 | 0.24772 | 1110 | 2073.94 |  | 0.62728 | 3476.54 | 80.41%
15 | 1203 | 6600 | 1244.21 | 0 | 0 | 0 |  | 0.00013 |  | 0.00014 | 25 | 24.77% | 0.00088415 | 0.72093 |  |  |  | 6615 | 0.24486 | 1110 | 3741.27 |  | 0.62728 | 3495.97 | 0.80406
16 | 25 | 6625 | 3848.25 | 0 | 21.1405 | 0 |  | 0.00014 |  | 0.00015 | 935 | 24.49% | 0.0009056 | 0.68919 |  |  |  | 7550 | 0.13813 | 1610 | 3741.27 |  | 0.55879 | 3495.97 | 79.25%
17 | 100 | 6725 | 4250 | 1410.07 | 4.9617 | 1.1395 |  | 1410.07 |  | 86.72 | 10 | 13.81% | 104.9319 | 0.13813 |  |  |  | 7560 | 0.13699 | 1610 | 4115.82 |  | 0.55879 | 3669.25 | 0.79248
18 | 400 | 7125 | 4250 | 4238.59 | 5.9825 | 1.1395 |  | 4238.59 |  | 1410.07 | 100 | 13.7% | 1692.9519 | 0.13706 |  |  |  | 7660 | 0.12557 | 2410 | 4115.82 |  | 0.45605 | 3669.25 | 78.6%
19 | 700 | 7825 | 4250 | 3602.47 | 6.2199 | 1.1395 |  | 3602.47 |  | 3602.47 | 700 | 12.56% | 4104.5919 | 0.13007 |  |  |  | 8360 | 0.045662 | 2410 | 1607.29 |  | 0.45605 | 3741.27 | 0.786
20 | 935 | 8760 | 4250 | 0 | 4.2495 | 0.86651 |  | 0.00015 | max cap | 4238.59 | 400 | 4.566% | 4359.0399 | 0.1174 |  |  |  | 8760 | 0 | 3672 | 1607.29 |  | 0.39897 | 3741.27 | 78.18%
[12 empty] | Wgtd avg MW | 497.6073 | [6 empty] | 3672 | 3271.93 |  | 0.39897 | 3782.66 | 0.78176
|  | Base Capacity |  | 4250 | [15 empty] | 3697 | 3271.93 |  | 0.36473 | 3782.66 | 78.12%
[7 empty] | Total | Total |  |  |  | % year at | GWh with | Capacity | [5 empty] | 3697 | 2008.71 |  | 0.36473 | 3787.72 | 0.78121
Total capacity factor crossover point | [5 empty] | Blocks | Flow | Capacity+ |  | Total MW in Order | hours in block | MW or higher | Increasing MW | factor |  |  |  | Cum Hours | Frac Year | 3897 | 2008.71 |  | 0.36187 | 3787.72 | 77.46%
| point | MW | CF | GWh | Hours | 1 | 4336.72 | 4336.72 |  | 1244.21 | 1203 | 100% | 10899.2796 | 100% |  |  |  | 1203 | 0.86267 | 3897 | 3495.97 |  | 0.36187 | 3848.25 | 0.77461
Before | 20 | 8488.59 | 0.42437 | 31555.9393 |  | 2 | 3787.72 | 3787.72 |  | 1607.29 | 1262 | 86.27% | 13643.0752 | 96.9% |  |  |  | 2465 | 0.71861 | 4497 | 3495.97 |  | 0.35902 | 3848.25 | 77.01%
After | 21 | 0 | 0 |  | 0 | 3 | 3036.4 | 3036.4 |  | 2008.71 | 200 | 71.86% | 16170.0141 | 91.89% |  |  |  | 2665 | 0.69578 | 4497 | 3669.25 |  | 0.35902 | 3890.35 | 0.77011
Target Total Capacity |  | 8488.59 | 40% |  |  | 4 | 3476.54 | 3476.54 |  | 2073.94 | 400 | 69.58% | 16567.5909 | 91.19% |  |  |  | 3065 | 0.65011 | 5397 | 3669.25 |  | 0.33619 | 3890.35 | 74.63%
Less Baseload Capacity |  | 4250 |  |  |  | 5 | 3890.35 | 3890.35 |  | 3036.4 | 75 | 65.01% | 22048.8006 | 82.89% |  |  |  | 3140 | 0.64155 | 5397 | 1244.21 |  | 0.33619 | 4115.82 | 0.74634
Ruthven Criteria 1 |  | 4238.59 |  |  |  | 6 | 3782.66 | 3782.66 |  | 3271.93 | 25 | 64.16% | 23372.4792 | 81.54% |  |  |  | 3165 | 0.6387 | 6600 | 1244.21 |  | 0.24486 | 4115.82 | 73.05%
[6 empty] | 7 | 2073.94 | 2073.94 |  | 3476.54 | 100 | 63.87% | 24517.2722 | 80.5% |  |  |  | 3265 | 0.62728 | 6600 | 3848.25 |  | 0.24486 | 4250 | 0.73051
[6 empty] | 8 | 3741.27 | 3741.27 |  | 3495.97 | 600 | 62.73% | 24624.04 | 80.41% |  |  |  | 3865 | 0.55879 | 6625 | 3848.25 |  | 0.13813 | 4250 | 71.87%
Overload capacity factor crossover point | [5 empty] | 9 | 4115.82 | 4115.82 |  | 3669.25 | 900 | 55.88% | 25472.2456 | 79.25% |  |  |  | 4765 | 0.45605 | 6625 | 5660.07 |  | 0.13813 | 4336.72 | 0.71866
| point | MW | CF | GWh | Hours | 10 | 1607.29 | 1607.29 |  | 3741.27 | 500 | 45.61% | 25759.9655 | 78.6% |  |  |  | 5265 | 0.39897 | 6725 | 5660.07 |  | 0.13699 | 4336.72 | 58.27%
Before | 16 | 0.00015 | 0.68919 | 0.0009056 |  | 11 | 3271.93 | 3271.93 |  | 3782.66 | 300 | 39.9% | 25904.6236 | 78.18% |  |  |  | 5565 | 0.36473 | 6725 | 8488.59 |  | 0.13699 | 5660.07 | 0.58267
After | 17 | 86.72 | 0.13813 |  | 1210 | 12 | 2008.71 | 2008.71 |  | 3787.72 | 25 | 36.47% | 25920.7903 | 78.12% |  |  |  | 5590 | 0.36187 | 7125 | 8488.59 |  | 0.12557 | 5660.07 | 45.5%
Hadley/Ruthven Criteria 2 |  | 0.00039014 | 35% |  |  | 13 | 3495.97 | 3495.97 |  | 3848.25 | 25 | 36.19% | 26112.6704 | 77.46% |  |  |  | 5615 | 0.35902 | 7125 | 7852.47 |  | 0.12557 | 7852.47 | 0.45505
[6 empty] | 14 | 3669.25 | 3669.25 |  | 3890.35 | 200 | 35.9% | 26245.0749 | 77.01% |  |  |  | 5815 | 0.33619 | 7825 | 7852.47 |  | 0.045662 | 7852.47 | 42.44%
Overload Capacity factor crossover point with sliding scale | [5 empty] | 15 | 1244.21 | 1244.21 |  | 4115.82 | 800 | 33.62% | 26909.084 | 74.63% |  |  |  | 6615 | 0.24486 | 7825 | 4250 |  | 0.045662 | 8488.59 | 0.42437
BAU Avg Shadow price | 4.0282 |  | Target Cap Factor |  | 0% | 16 | 3848.25 | 3848.25 |  | 4250 | 935 | 24.49% | 27196.9001 | 73.05% |  |  |  | 7550 | 0.13813 | 8760 | 4250 |  | 0 | 8488.59 | 0
| point | MW | CF | GWh | Hours | 17 | 5660.07 | 5660.07 |  | 4336.72 | 10 | 13.81% | 27301.8313 | 71.87% |  |  |  | 7560 | 0.13699
Before | 20 | 4238.59 | 0.1174 | 4359.0399 |  | 18 | 8488.59 | 8488.59 |  | 5660.07 | 100 | 13.7% | 28889.8513 | 58.27% |  |  |  | 7660 | 0.12557
After | 21 | 0 | 0 |  | 0 | 19 | 7852.47 | 7852.47 |  | 7852.47 | 700 | 12.56% | 31301.4913 | 45.5% |  |  |  | 8360 | 0.045662
Pradip Chattopadhyay |  | #DIV/0! |  |  |  | 20 | 4250 | 4250 |  | 8488.59 | 400 | 4.566% | 31555.9393 | 42.44% |  |  |  | 8760 | 0
[12 empty] | Wgtd avg MW | 3602.2762
[12 empty] | Ratio to Base Cap | 0.84759
[12 empty] | (Johnson) OL Line to give Avg CF = 75% | 0
Year | 2035 | [9 empty] | Flow Duration Curve Calculation
|  |  | Baseload | Overload | BAU Shadow | OL25 Shadow |  |  |  | Overload |  | % year at | GWh if Line at this Capacity | [6 empty] | For Block Graph |  |  | For LDC Graph
Blocks | Hours | Cum hours | Flow | Capacity | Price | Price |  | Capacity+ |  | MW in Order of Size |  | MW or higher |  | Capacity factor |  |  |  | Cum Hours | Frac Year |  | 2035 |  |  | 2035 | Cap fact
1 | 10 | 10 | 3410.36 | 0 | 0 | 0 |  | 0 | min Cap | 0 | 10 | 100% | 0 | 1 |  |  |  | 10 | 0.99886 | 0 | 3410.36 |  | 1 | 0 | 100%
2 | 25 | 35 | 3117.15 | 0 | 0 | 0 |  | 1e-05 |  | 1e-05 | 25 | 99.89% | 8.75e-05 | 0.99886 |  |  |  | 35 | 0.996 | 10 | 3410.36 |  | 0.85594 | 0 | 85.59%
3 | 75 | 110 | 4250 | 0 | 0 | 0.07122 |  | 2e-05 |  | 2e-05 | 75 | 99.6% | 0.00017475 | 0.99743 |  |  |  | 110 | 0.98744 | 10 | 3117.15 |  | 0.85594 | 732.08 | 0.85594
4 | 100 | 210 | 4250 | 0 | 0 | 0.07122 |  | 3e-05 |  | 3e-05 | 100 | 98.74% | 0.00026125 | 0.9941 |  |  |  | 210 | 0.97603 | 35 | 3117.15 |  | 0.71861 | 732.08 | 76.26%
5 | 200 | 410 | 4250 | 0 | 0 | 0.07122 |  | 4e-05 |  | 4e-05 | 200 | 97.6% | 0.00034675 | 0.98958 |  |  |  | 410 | 0.9532 | 35 | 4250 |  | 0.71861 | 2286.52 | 0.76258
6 | 300 | 710 | 3686.41 | 0 | 0 | 0 |  | 5e-05 |  | 5e-05 | 300 | 95.32% | 0.00043025 | 0.98231 |  |  |  | 710 | 0.91895 | 110 | 4250 |  | 0.62728 | 2286.52 | 72.65%
7 | 400 | 1110 | 3359.31 | 0 | 0 | 0 |  | 6e-05 |  | 6e-05 | 400 | 91.89% | 0.00051075 | 0.97175 |  |  |  | 1110 | 0.87329 | 110 | 4250 |  | 0.62728 | 3117.15 | 0.72652
8 | 500 | 1610 | 3178.5 | 0 | 0 | 0 |  | 7e-05 |  | 7e-05 | 500 | 87.33% | 0.00058725 | 0.95768 |  |  |  | 1610 | 0.81621 | 210 | 4250 |  | 0.62443 | 3117.15 | 72.46%
9 | 800 | 2410 | 2286.52 | 0 | 0 | 0 |  | 8e-05 |  | 8e-05 | 800 | 81.62% | 0.00065875 | 0.94 |  |  |  | 2410 | 0.72489 | 210 | 4250 |  | 0.62443 | 3178.5 | 0.72455
10 | 1262 | 3672 | 0 | 0 | 0 | 0 |  | 9e-05 |  | 9e-05 | 1262 | 72.49% | 0.00072225 | 0.9161 |  |  |  | 3672 | 0.58082 | 410 | 4250 |  | 0.56735 | 3178.5 | 72.02%
11 | 25 | 3697 | 4250 | 0 | 2.2197 | 0.07122 |  | 0.0001 |  | 0.0001 | 25 | 58.08% | 0.00077313 | 0.88257 |  |  |  | 3697 | 0.57797 | 410 | 3686.41 |  | 0.56735 | 3268.25 | 0.72024
12 | 200 | 3897 | 4250 | 0 | 0 | 0.07122 |  | 0.00011 |  | 0.00011 | 200 | 57.8% | 0.00082376 | 0.85488 |  |  |  | 3897 | 0.55514 | 710 | 3686.41 |  | 0.46461 | 3268.25 | 71.33%
13 | 600 | 4497 | 3832.87 | 0 | 0 | 0 |  | 0.00012 |  | 0.00012 | 600 | 55.51% | 0.00087239 | 0.8299 |  |  |  | 4497 | 0.48664 | 710 | 3359.31 |  | 0.46461 | 3359.31 | 0.71331
14 | 900 | 5397 | 3268.25 | 0 | 0 | 0 |  | 0.00013 |  | 0.00013 | 900 | 48.66% | 0.00091502 | 0.80349 |  |  |  | 5397 | 0.3839 | 1110 | 3359.31 |  | 0.41895 | 3359.31 | 70.89%
15 | 1203 | 6600 | 732.08 | 0 | 0 | 0 |  | 0.00014 |  | 0.00014 | 1203 | 38.39% | 0.00094865 | 0.77352 |  |  |  | 6600 | 0.24658 | 1110 | 3178.5 |  | 0.41895 | 3410.36 | 0.7089
16 | 25 | 6625 | 4250 | 0 | 9.6859 | 0.07122 |  | 0.00015 |  | 0.00015 | 25 | 24.66% | 0.00097025 | 0.73839 |  |  |  | 6625 | 0.24372 | 1610 | 3178.5 |  | 0.41781 | 3410.36 | 70.79%
17 | 100 | 6725 | 3545.04 | 0 | 1.1514 | 0 |  | 0.00016 |  | 0.00016 | 100 | 24.37% | 0.0009916 | 0.70748 |  |  |  | 6725 | 0.23231 | 1610 | 2286.52 |  | 0.41781 | 3422.3 | 0.70789
18 | 400 | 7125 | 4250 | 986.72 | 2.1485 | 0.73594 |  | 986.72 |  | 0.00017 | 935 | 23.23% | 0.001012 | 0.67953 |  |  |  | 7660 | 0.12557 | 2410 | 2286.52 |  | 0.31107 | 3422.3 | 69.41%
19 | 700 | 7825 | 4250 | 701.73 | 0 | 0.73594 |  | 701.73 |  | 701.73 | 700 | 12.56% | 771.9038 | 0.12557 |  |  |  | 8360 | 0.045662 | 2410 | 0 |  | 0.31107 | 3545.04 | 0.69415
20 | 935 | 8760 | 3422.3 | 0 | 0 | 0 |  | 0.00017 | max cap | 986.72 | 400 | 4.566% | 885.8998 | 0.10249 |  |  |  | 8760 | 0 | 3672 | 0 |  | 0.29966 | 3545.04 | 67.9%
[12 empty] | Wgtd avg MW | 101.1301 | [6 empty] | 3672 | 4250 |  | 0.29966 | 3686.41 | 0.67902
[20 empty] | 3697 | 4250 |  | 0.26541 | 3686.41 | 66.32%
[7 empty] | Total | Total |  | Total MW |  | % year at | GWh with | Capacity | [5 empty] | 3697 | 4250 |  | 0.26541 | 3832.87 | 0.66321
Total capacity factor crossover point | [5 empty] | Blocks | Flow | Capacity+ |  | in Order | hours in block | MW or higher | Increasing MW | factor |  |  |  | Cum Hours | Frac Year | 3897 | 4250 |  | 0.19692 | 3832.87 | 61.74%
| point | MW | CF | GWh | Hours | 1 | 3410.36 | 3410.36 |  | 0 | 1262 | 100% | 0 | 100% |  |  |  | 1262 | 0.85594 | 3897 | 3832.87 |  | 0.19692 | 4250 | 0.61745
Before | 20 | 5236.72 | 0.52042 | 23873.4881 |  | 2 | 3117.15 | 3117.15 |  | 732.08 | 1203 | 85.59% | 5489.1358 | 85.59% |  |  |  | 2465 | 0.71861 | 4497 | 3832.87 |  | 0.18836 | 4250 | 61.74%
After | 21 | 0 | 0 |  | 0 | 3 | 4250 | 4250 |  | 2286.52 | 800 | 71.86% | 15274.3356 | 76.26% |  |  |  | 3265 | 0.62728 | 4497 | 3268.25 |  | 0.18836 | 4250 | 0.61745
Target Total Capacity |  | 5236.72 | 40% |  |  | 4 | 4250 | 4250 |  | 3117.15 | 25 | 62.73% | 19838.6475 | 72.65% |  |  |  | 3290 | 0.62443 | 5397 | 3268.25 |  | 0.17694 | 4250 | 61.74%
Less Baseload Capacity |  | 4250 |  |  |  | 5 | 4250 | 4250 |  | 3178.5 | 500 | 62.44% | 20174.232 | 72.46% |  |  |  | 3790 | 0.56735 | 5397 | 732.08 |  | 0.17694 | 4250 | 0.61745
Ruthven Criteria 1 |  | 986.72 |  |  |  | 6 | 3686.41 | 3686.41 |  | 3268.25 | 900 | 56.74% | 20620.2895 | 72.02% |  |  |  | 4690 | 0.46461 | 6600 | 732.08 |  | 0.15411 | 4250 | 61.74%
[6 empty] | 7 | 3359.31 | 3359.31 |  | 3359.31 | 400 | 46.46% | 20990.9037 | 71.33% |  |  |  | 5090 | 0.41895 | 6600 | 4250 |  | 0.15411 | 4250 | 0.61745
[6 empty] | 8 | 3178.5 | 3178.5 |  | 3410.36 | 10 | 41.89% | 21178.2572 | 70.89% |  |  |  | 5100 | 0.41781 | 6625 | 4250 |  | 0.15126 | 4250 | 61.74%
Overload capacity factor crossover point | [5 empty] | 9 | 2286.52 | 2286.52 |  | 3422.3 | 935 | 41.78% | 21221.9576 | 70.79% |  |  |  | 6035 | 0.31107 | 6625 | 3545.04 |  | 0.15126 | 4250 | 0.61745
| point | MW | CF | GWh | Hours | 10 | 0 | 0 |  | 3545.04 | 100 | 31.11% | 21556.4241 | 69.41% |  |  |  | 6135 | 0.29966 | 6725 | 3545.04 |  | 0.12842 | 4250 | 61.74%
Before | 18 | 0.00017 | 0.67953 | 0.001012 |  | 11 | 4250 | 4250 |  | 3686.41 | 300 | 29.97% | 21927.5203 | 67.9% |  |  |  | 6435 | 0.26541 | 6725 | 5236.72 |  | 0.12842 | 4250 | 0.61745
After | 19 | 701.73 | 0.12557 |  | 1100 | 12 | 4250 | 4250 |  | 3832.87 | 600 | 26.54% | 22268.0398 | 66.32% |  |  |  | 7035 | 0.19692 | 7125 | 5236.72 |  | 0.12557 | 4250 | 54.77%
Hadley/Ruthven Criteria 2 |  | 0.00041961 | 35% |  |  | 13 | 3832.87 | 3832.87 |  | 4250 | 75 | 19.69% | 22987.5891 | 61.74% |  |  |  | 7110 | 0.18836 | 7125 | 4951.73 |  | 0.12557 | 4951.73 | 0.54774
[6 empty] | 14 | 3268.25 | 3268.25 |  | 4250 | 100 | 18.84% | 22987.5891 | 61.74% |  |  |  | 7210 | 0.17694 | 7825 | 4951.73 |  | 0.045662 | 4951.73 | 52.04%
Overload Capacity factor crossover point with sliding scale | [5 empty] | 15 | 732.08 | 732.08 |  | 4250 | 200 | 17.69% | 22987.5891 | 61.74% |  |  |  | 7410 | 0.15411 | 7825 | 3422.3 |  | 0.045662 | 5236.72 | 0.52042
BAU Avg Shadow price | 2.313 |  | Target Cap Factor |  | 0% | 16 | 4250 | 4250 |  | 4250 | 25 | 15.41% | 22987.5891 | 61.74% |  |  |  | 7435 | 0.15126 | 8760 | 3422.3 |  | 0 | 5236.72 | 0
| point | MW | CF | GWh | Hours | 17 | 3545.04 | 3545.04 |  | 4250 | 200 | 15.13% | 22987.5891 | 61.74% |  |  |  | 7635 | 0.12842
Before | 20 | 986.72 | 0.10249 | 885.8998 |  | 18 | 5236.72 | 5236.72 |  | 4250 | 25 | 12.84% | 22987.5892 | 61.74% |  |  |  | 7660 | 0.12557
After | 21 | 0 | 0 |  | 0 | 19 | 4951.73 | 4951.73 |  | 4951.73 | 700 | 12.56% | 23759.4921 | 54.77% |  |  |  | 8360 | 0.045662
Pradip Chattopadhyay |  | #DIV/0! |  |  |  | 20 | 3422.3 | 3422.3 |  | 5236.72 | 400 | 4.566% | 23873.4881 | 52.04% |  |  |  | 8760 | 0
[12 empty] | Wgtd avg MW | 2725.284
[12 empty] | Ratio to Base Cap | 0.64124
[12 empty] | (Johnson) OL Line to give Avg CF = 75% | 0
Year | All Years | [8 empty] | Flow Duration Curve Calculation
|  |  | Baseload | Overload | Total | BAU Shadow | OL25 Shadow | Total | Total | Hours |  | % year at | GWh with | Capacity |  | Overload | Overload MW | Hours |  | GWh in | Capacity |  | For Flow Duration Graph
Blocks | Hours | Cum hours | Flow | Capacity | Capacity | Price | Price | Capacity+ | MW in Order of Size | in Block | Cum Hours | MW or higher | Increasing MW | Factor |  | Capacity+ | by Size | in block | Cum Hours | Increasing MW | Factor |  | Frac Year |  | All Years
1 | 10 | 10 | 4250 | 1718.13 | 5968.13 | 26.0546 | 1.1158 | 5968.13 | 0 | 1262 | 1262 | 100% | 0 | 100% |  | 1718.13 | 0 | 75 | 75 | 0 | 100% |  | 0.96398 | 1 | 0 | 260.5465 | 10
2 | 25 | 35 | 4250 | 362.85 | 4612.85 | 9.0331 | 1.1158 | 4612.85 | 732.08 | 1203 | 2465 | 96.4% | 24728.1982 | 96.4% |  | 362.85 | 1e-05 | 100 | 175 | 0.00034965 | 99.79% |  | 0.92965 | 0.96398 | 0 | 225.8268 | 25
3 | 75 | 110 | 4250 | 0 | 4250 | 1.4007 | 0.13057 | 4250 | 1244.21 | 1203 | 3668 | 92.97% | 41410.833 | 94.99% |  | 0 | 2e-05 | 200 | 375 | 0.0006983 | 99.64% |  | 0.89532 | 0.96398 | 732.08 | 105.0495 | 75
4 | 100 | 210 | 4250 | 0 | 4250 | 3.4067 | 0.13057 | 4250 | 1503.25 | 400 | 4068 | 89.53% | 49537.4359 | 94.05% |  | 1e-05 | 3e-05 | 300 | 675 | 0.001045 | 99.41% |  | 0.8839 | 0.92965 | 732.08 | 340.669 | 100
5 | 200 | 410 | 4250 | 0 | 4250 | 6.2674 | 0.92586 | 4250 | 1607.29 | 1262 | 5330 | 88.39% | 52759.7627 | 93.68% |  | 2e-05 | 4e-05 | 400 | 1075 | 0.0013886 | 99.07% |  | 0.84789 | 0.92965 | 1244.21 | 1253.472 | 200
6 | 300 | 710 | 4250 | 0 | 4250 | 6.754 | 0.13057 | 4250 | 1674.59 | 1203 | 6533 | 84.79% | 54759.2458 | 93.32% |  | 3e-05 | 5e-05 | 500 | 1575 | 0.0017282 | 98.64% |  | 0.81356 | 0.89532 | 1244.21 | 2026.209 | 300
7 | 400 | 1110 | 4250 | 0 | 4250 | 8.1072 | 0.13057 | 4250 | 1781.02 | 1262 | 7795 | 81.36% | 57793.2458 | 92.61% |  | 4e-05 | 6e-05 | 800 | 2375 | 0.0020629 | 98.12% |  | 0.77754 | 0.89532 | 1503.25 | 3242.884 | 400
8 | 500 | 1610 | 4250 | 0 | 4250 | 0 | 0.56976 | 4250 | 1862.97 | 1203 | 8998 | 77.75% | 60025.9735 | 91.95% |  | 5e-05 | 7e-05 | 1262 | 3637 | 0.0023895 | 97.42% |  | 0.74321 | 0.8839 | 1503.25 | 0
9 | 800 | 2410 | 4146.6 | 0 | 4146.6 | 0 | 0 | 4146.6 | 2008.71 | 200 | 9198 | 74.32% | 63821.3346 | 90.67% |  | 6e-05 | 8e-05 | 25 | 3662 | 0.0027036 | 96.45% |  | 0.7375 | 0.8839 | 1607.29 | 0
10 | 1262 | 3672 | 1781.02 | 0 | 1781.02 | 0 | 0 | 1781.02 | 2073.94 | 400 | 9598 | 73.75% | 65507.0082 | 90.14% |  | 7e-05 | 9e-05 | 200 | 3862 | 0.0030174 | 95.68% |  | 0.72608 | 0.84789 | 1607.29 | 0
11 | 25 | 3697 | 4250 | 0 | 4250 | 12.8789 | 0.13057 | 4250.0001 | 2087.13 | 1262 | 10860 | 72.61% | 65842.5882 | 90.03% |  | 8e-05 | 0.0001 | 600 | 4462 | 0.0033291 | 95.01% |  | 0.69007 | 0.84789 | 1674.59 | 321.9737 | 25
12 | 200 | 3897 | 3414.23 | 0 | 3414.23 | 0.61724 | 0 | 3414.23 | 2286.52 | 800 | 11660 | 69.01% | 70663.8384 | 88.2% |  | 9e-05 | 0.00011 | 900 | 5362 | 0.0036349 | 94.31% |  | 0.66724 | 0.81356 | 1674.59 | 123.448 | 200
13 | 600 | 4497 | 4250 | 0 | 4250 | 0.60537 | 0.02374 | 4250.0001 | 3036.4 | 75 | 11735 | 66.72% | 88196.0328 | 82.89% |  | 0.0001 | 0.00012 | 1203 | 6565 | 0.0039317 | 93.51% |  | 0.6651 | 0.81356 | 1781.02 | 363.222 | 600
14 | 900 | 5397 | 3899.71 | 0 | 3899.71 | 1.4363 | 0 | 3899.71 | 3117.15 | 25 | 11760 | 66.51% | 90077.9116 | 82.47% |  | 0.00011 | 0.00013 | 935 | 7500 | 0.0042165 | 92.56% |  | 0.66438 | 0.77754 | 1781.02 | 1292.643 | 900
15 | 1203 | 6600 | 1674.59 | 0 | 1674.59 | 0 | 0 | 1674.59 | 3151.81 | 200 | 11960 | 66.44% | 90884.7964 | 82.29% |  | 0.00012 | 0.00014 | 25 | 7525 | 0.0044918 | 91.57% |  | 0.65868 | 0.77754 | 1862.97 | 0
16 | 25 | 6625 | 4250 | 616.4 | 4866.4 | 13.9947 | 1.1158 | 4866.4 | 3178.5 | 500 | 12460 | 65.87% | 91500.8016 | 82.16% |  | 616.4 | 0.00015 | 75 | 7600 | 0.004767 | 90.7% |  | 0.64441 | 0.74321 | 1862.97 | 349.8682 | 25
17 | 100 | 6725 | 4250 | 3854.81 | 8104.81 | 11.5614 | 1.1158 | 8104.81 | 3268.25 | 900 | 13360 | 64.44% | 93527.3566 | 81.67% |  | 3854.81 | 0.00016 | 100 | 7700 | 0.0050414 | 89.92% |  | 0.61872 | 0.74321 | 2008.71 | 1156.138 | 100
18 | 400 | 7125 | 4250 | 4451.07 | 8701.07 | 8.0716 | 1.1158 | 8701.07 | 3271.93 | 25 | 13385 | 61.87% | 93607.139 | 81.65% |  | 4451.07 | 0.00017 | 200 | 7900 | 0.0053148 | 89.22% |  | 0.61801 | 0.7375 | 2008.71 | 3228.64 | 400
19 | 700 | 7825 | 4250 | 3806.98 | 8056.98 | 7.1457 | 1.1158 | 8056.98 | 3359.31 | 400 | 13785 | 61.8% | 95499.3529 | 81.13% |  | 3806.98 | 0.00018 | 300 | 8200 | 0.0055862 | 88.57% |  | 0.60659 | 0.7375 | 2073.94 | 5002.018 | 700 | 2020
20 | 935 | 8760 | 4250 | 0 | 4250 | 3.5017 | 0.46293 | 4250.0001 | 3410.36 | 10 | 13795 | 60.66% | 96584.4206 | 80.82% |  | 0.00013 | 0.00019 | 400 | 8600 | 0.0058546 | 87.94% |  | 0.60631 | 0.72608 | 2073.94 | 3274.0428 | 935 | 4.5178
21 | 10 | 8770 | 4250 | 984.74 | 5234.74 | 13.9947 | 1.1751 | 5234.74 | 3414.23 | 200 | 13995 | 60.63% | 96666.6388 | 80.8% |  | 984.74 | 0.0002 | 500 | 9100 | 0.006119 | 87.31% |  | 0.6006 | 0.72608 | 2087.13 | 139.9473 | 10
22 | 25 | 8795 | 4250 | 0 | 4250 | 0.32049 | 0.61724 | 4250.0001 | 3422.3 | 935 | 14930 | 60.06% | 96836.4719 | 80.75% |  | 0.00014 | 0.00021 | 800 | 9900 | 0.0063784 | 86.68% |  | 0.57392 | 0.69007 | 2087.13 | 8.0123 | 25
23 | 75 | 8870 | 3732.07 | 0 | 3732.07 | 3.9527 | 0 | 3732.07 | 3476.54 | 100 | 15030 | 57.39% | 97927.2383 | 80.39% |  | 0.00015 | 0.00022 | 1262 | 11162 | 0.0066298 | 86% |  | 0.57106 | 0.69007 | 2286.52 | 296.4533 | 75
24 | 100 | 8970 | 4158.37 | 0 | 4158.37 | 7.1457 | 0 | 4158.37 | 3495.97 | 600 | 15630 | 57.11% | 98316.0326 | 80.26% |  | 0.00016 | 0.00023 | 25 | 11187 | 0.0068686 | 85.23% |  | 0.55394 | 0.66724 | 2286.52 | 714.574 | 100
25 | 200 | 9170 | 3151.81 | 0 | 3151.81 | 3.9883 | 0 | 3151.81 | 3544.34 | 300 | 15930 | 55.39% | 99254.8943 | 79.92% |  | 0.00017 | 0.00024 | 200 | 11387 | 0.0071071 | 84.51% |  | 0.54538 | 0.66724 | 3036.4 | 797.664 | 200
26 | 300 | 9470 | 3544.34 | 0 | 3544.34 | 7.2407 | 0 | 3544.34 | 3545.04 | 100 | 16030 | 54.54% | 99268.2713 | 79.91% |  | 0.00018 | 0.00025 | 600 | 11987 | 0.0073436 | 83.83% |  | 0.54252 | 0.6651 | 3036.4 | 2172.21 | 300
27 | 400 | 9870 | 1503.25 | 0 | 1503.25 | 10.3388 | 0 | 1503.25 | 3669.25 | 900 | 16930 | 54.25% | 101629.5034 | 79.05% |  | 0.00019 | 0.00026 | 900 | 12887 | 0.0075742 | 83.14% |  | 0.51684 | 0.6651 | 3117.15 | 4135.508 | 400
28 | 500 | 10370 | 4250 | 0 | 4250 | 0 | 0.61724 | 4250.0001 | 3686.41 | 300 | 17230 | 51.68% | 101940.271 | 78.92% |  | 0.0002 | 0.00027 | 1203 | 14090 | 0.0077957 | 82.4% |  | 0.50828 | 0.66438 | 3117.15 | 0
29 | 800 | 11170 | 4250 | 0 | 4250 | 0 | 0.21366 | 4250.0001 | 3732.07 | 75 | 17305 | 50.83% | 102753.4756 | 78.57% |  | 0.00021 | 0.00028 | 935 | 15025 | 0.0080052 | 81.59% |  | 0.50614 | 0.66438 | 3151.81 | 0
30 | 1262 | 12432 | 2087.13 | 0 | 2087.13 | 0 | 0 | 2087.13 | 3741.27 | 500 | 17805 | 50.61% | 102916.6376 | 78.51% |  | 0.00022 | 0.00029 | 25 | 15050 | 0.0082053 | 80.75% |  | 0.49187 | 0.65868 | 3151.81 | 0
31 | 25 | 12457 | 4045.93 | 0 | 4045.93 | 14.5645 | 0 | 4045.93 | 3782.66 | 300 | 18105 | 49.19% | 103629.9943 | 78.19% |  | 0.00023 | 0.0003 | 75 | 15125 | 0.0084053 | 79.96% |  | 0.4833 | 0.65868 | 3178.5 | 364.1123 | 25
32 | 200 | 12657 | 3786.06 | 0 | 3786.06 | 2.9675 | 0 | 3786.06 | 3786.06 | 200 | 18305 | 48.33% | 103687.5733 | 78.16% |  | 0.00024 | 0.00031 | 100 | 15225 | 0.0086044 | 79.21% |  | 0.4776 | 0.64441 | 3178.5 | 593.5 | 200
33 | 600 | 13257 | 4172.51 | 0 | 4172.51 | 0.18992 | 0 | 4172.51 | 3787.72 | 25 | 18330 | 47.76% | 103715.3534 | 78.14% |  | 0.00025 | 0.00032 | 200 | 15425 | 0.0088026 | 78.5% |  | 0.47688 | 0.64441 | 3268.25 | 113.952 | 600
34 | 900 | 14157 | 4054.87 | 0 | 4054.87 | 1.1039 | 0 | 4054.87 | 3832.87 | 600 | 18930 | 47.69% | 104469.8099 | 77.79% |  | 0.00026 | 0.00033 | 300 | 15725 | 0.0089987 | 77.82% |  | 0.45976 | 0.61872 | 3268.25 | 993.519 | 900
35 | 1203 | 15360 | 1862.97 | 0 | 1862.97 | 0 | 0 | 1862.97 | 3848.25 | 25 | 18955 | 45.98% | 104717.5817 | 77.66% |  | 0.00027 | 0.00034 | 400 | 16125 | 0.0091918 | 77.15% |  | 0.45905 | 0.61872 | 3271.93 | 0
36 | 25 | 15385 | 4250 | 361.49 | 4611.49 | 20.1553 | 1.1751 | 4611.49 | 3890.35 | 200 | 19155 | 45.9% | 105394.7602 | 77.32% |  | 361.49 | 0.00035 | 500 | 16625 | 0.009381 | 76.49% |  | 0.45334 | 0.61801 | 3271.93 | 503.8815 | 25
37 | 100 | 15485 | 4250 | 4044.83 | 8294.83 | 11.5495 | 1.1751 | 8294.83 | 3899.71 | 900 | 20055 | 45.33% | 105543.4438 | 77.24% |  | 4044.83 | 0.00036 | 800 | 17425 | 0.0095652 | 75.83% |  | 0.42765 | 0.61801 | 3359.31 | 1154.951 | 100
38 | 400 | 15885 | 4250 | 4088.16 | 8338.16 | 9.8758 | 1.1751 | 8338.16 | 4045.93 | 25 | 20080 | 42.77% | 107734.5505 | 75.99% |  | 4088.16 | 0.00037 | 1262 | 18687 | 0.0097413 | 75.14% |  | 0.42694 | 0.60659 | 3359.31 | 3950.336 | 400
39 | 700 | 16585 | 4250 | 3732.89 | 7982.89 | 6.03 | 1.1751 | 7982.89 | 4054.87 | 900 | 20980 | 42.69% | 107868.2929 | 75.92% |  | 3732.89 | 0.00038 | 25 | 18712 | 0.0099048 | 74.39% |  | 0.40126 | 0.60659 | 3410.36 | 4220.972 | 700 | 2025
40 | 935 | 17520 | 4250 | 0 | 4250 | 3.8934 | 0.32049 | 4250.0001 | 4115.82 | 800 | 21780 | 40.13% | 108725.2499 | 75.39% |  | 0.00028 | 0.00039 | 200 | 18912 | 0.010068 | 73.67% |  | 0.37842 | 0.60631 | 3410.36 | 3640.2916 | 935 | 4.7647
41 | 10 | 17530 | 4250 | 86.72 | 4336.72 | 2.8488 | 1.1395 | 4336.72 | 4146.6 | 800 | 22580 | 37.84% | 109133.3927 | 75.11% |  | 86.72 | 0.0004 | 600 | 19512 | 0.010229 | 72.98% |  | 0.35559 | 0.60631 | 3414.23 | 28.488 | 10
42 | 25 | 17555 | 3787.72 | 0 | 3787.72 | 0 | 0 | 3787.72 | 4158.37 | 100 | 22680 | 35.56% | 109280.0469 | 75% |  | 0.00029 | 0.00041 | 900 | 20412 | 0.010385 | 72.28% |  | 0.35274 | 0.6006 | 3414.23 | 0
43 | 75 | 17630 | 3036.4 | 0 | 3036.4 | 0 | 0 | 3036.4 | 4172.51 | 600 | 23280 | 35.27% | 109454.8173 | 74.86% |  | 0.0003 | 0.00042 | 1203 | 21615 | 0.010531 | 71.56% |  | 0.33562 | 0.6006 | 3422.3 | 0
44 | 100 | 17730 | 3476.54 | 0 | 3476.54 | 0.79529 | 0 | 3476.54 | 4250 | 75 | 23355 | 33.56% | 110366.0997 | 74.11% |  | 0.00031 | 0.00043 | 25 | 21640 | 0.010665 | 70.78% |  | 0.33348 | 0.57392 | 3422.3 | 79.529 | 100
45 | 200 | 17930 | 3890.35 | 0 | 3890.35 | 3.5373 | 0 | 3890.35 | 4250 | 100 | 23455 | 33.35% | 110366.0998 | 74.11% |  | 0.00032 | 0.00044 | 935 | 22575 | 0.010799 | 70.04% |  | 0.33062 | 0.57392 | 3476.54 | 707.452 | 200
46 | 300 | 18230 | 3782.66 | 0 | 3782.66 | 4.7005 | 0 | 3782.66 | 4250 | 200 | 23655 | 33.06% | 110366.0999 | 74.11% |  | 0.00033 | 0.00045 | 10 | 22585 | 0.010924 | 69.28% |  | 0.32491 | 0.57106 | 3476.54 | 1410.156 | 300
47 | 400 | 18630 | 2073.94 | 0 | 2073.94 | 2.2434 | 0 | 2073.94 | 4250 | 300 | 23955 | 32.49% | 110366.1 | 74.11% |  | 0.00034 | 0.00046 | 25 | 22610 | 0.011048 | 68.55% |  | 0.31635 | 0.57106 | 3495.97 | 897.372 | 400
48 | 500 | 19130 | 3741.27 | 0 | 3741.27 | 0 | 0 | 3741.27 | 4250 | 400 | 24355 | 31.64% | 110366.1001 | 74.11% |  | 0.00035 | 0.00047 | 75 | 22685 | 0.011173 | 67.84% |  | 0.30494 | 0.55394 | 3495.97 | 0
49 | 800 | 19930 | 4115.82 | 0 | 4115.82 | 0 | 0 | 4115.82 | 4250 | 500 | 24855 | 30.49% | 110366.1002 | 74.11% |  | 0.00036 | 0.00048 | 100 | 22785 | 0.011296 | 67.16% |  | 0.29067 | 0.55394 | 3544.34 | 0
50 | 1262 | 21192 | 1607.29 | 0 | 1607.29 | 0 | 0 | 1607.29 | 4250.0001 | 25 | 24880 | 29.07% | 110366.1003 | 74.11% |  | 0.00037 | 0.00049 | 200 | 22985 | 0.011419 | 66.51% |  | 0.28995 | 0.54538 | 3544.34 | 0
51 | 25 | 21217 | 3271.93 | 0 | 3271.93 | 11.3596 | 0 | 3271.93 | 4250.0001 | 600 | 25480 | 29% | 110366.1004 | 74.11% |  | 0.00038 | 0.0005 | 300 | 23285 | 0.011539 | 65.86% |  | 0.27283 | 0.54538 | 3545.04 | 283.9898 | 25
52 | 200 | 21417 | 2008.71 | 0 | 2008.71 | 0 | 0 | 2008.71 | 4250.0001 | 935 | 26415 | 27.28% | 110366.1005 | 74.11% |  | 0.00039 | 0.00051 | 400 | 23685 | 0.011657 | 65.23% |  | 0.24615 | 0.54252 | 3545.04 | 0
53 | 600 | 22017 | 3495.97 | 0 | 3495.97 | 0.22553 | 0 | 3495.97 | 4250.0001 | 25 | 26440 | 24.61% | 110366.1006 | 74.11% |  | 0.0004 | 0.00052 | 500 | 24185 | 0.01177 | 64.6% |  | 0.24543 | 0.54252 | 3669.25 | 135.318 | 600
54 | 900 | 22917 | 3669.25 | 0 | 3669.25 | 0 | 0 | 3669.25 | 4250.0001 | 500 | 26940 | 24.54% | 110366.1007 | 74.11% |  | 0.00041 | 0.00053 | 800 | 24985 | 0.011879 | 63.96% |  | 0.23116 | 0.51684 | 3669.25 | 0
55 | 1203 | 24120 | 1244.21 | 0 | 1244.21 | 0 | 0 | 1244.21 | 4250.0001 | 800 | 27740 | 23.12% | 110366.1008 | 74.11% |  | 0.00042 | 0.00054 | 1262 | 26247 | 0.01198 | 63.31% |  | 0.20833 | 0.51684 | 3686.41 | 0
56 | 25 | 24145 | 3848.25 | 0 | 3848.25 | 21.1405 | 0 | 3848.25 | 4250.0001 | 935 | 28675 | 20.83% | 110366.1009 | 74.11% |  | 0.00043 | 0.00055 | 25 | 26272 | 0.012067 | 62.62% |  | 0.18165 | 0.50828 | 3686.41 | 528.5118 | 25
57 | 100 | 24245 | 4250 | 1410.07 | 5660.07 | 4.9617 | 1.1395 | 5660.07 | 4250.0001 | 935 | 29610 | 18.16% | 110366.1009 | 74.11% |  | 1410.07 | 0.00056 | 200 | 26472 | 0.012155 | 61.95% |  | 0.15497 | 0.50828 | 3732.07 | 496.166 | 100
58 | 400 | 24645 | 4250 | 4238.59 | 8488.59 | 5.9825 | 1.1395 | 8488.59 | 4250.0001 | 75 | 29685 | 15.5% | 110366.101 | 74.11% |  | 4238.59 | 0.00057 | 600 | 27072 | 0.012241 | 61.29% |  | 0.15283 | 0.50614 | 3732.07 | 2392.992 | 400
59 | 700 | 25345 | 4250 | 3602.47 | 7852.47 | 6.2199 | 1.1395 | 7852.47 | 4250.0001 | 100 | 29785 | 15.28% | 110366.101 | 74.11% |  | 3602.47 | 0.00058 | 900 | 27972 | 0.012321 | 60.62% |  | 0.14997 | 0.50614 | 3741.27 | 4353.916 | 700 | 2030
60 | 935 | 26280 | 4250 | 0 | 4250 | 4.2495 | 0.86651 | 4250.0001 | 4250.0002 | 200 | 29985 | 15% | 110366.1011 | 74.11% |  | 0.00044 | 0.00059 | 1203 | 29175 | 0.012391 | 59.94% |  | 0.14426 | 0.49187 | 3741.27 | 3973.2451 | 935 | 4.0282
61 | 10 | 26290 | 3410.36 | 0 | 3410.36 | 0 | 0 | 3410.36 | 4250.0002 | 25 | 30010 | 14.43% | 110366.1011 | 74.11% |  | 0.00045 | 0.0006 | 25 | 29200 | 0.01245 | 59.22% |  | 0.14355 | 0.49187 | 3782.66 | 0
62 | 25 | 26315 | 3117.15 | 0 | 3117.15 | 0 | 0 | 3117.15 | 4250.0002 | 200 | 30210 | 14.36% | 110366.1012 | 74.11% |  | 0.00046 | 0.00061 | 100 | 29300 | 0.012508 | 58.52% |  | 0.13784 | 0.4833 | 3782.66 | 0
63 | 75 | 26390 | 4250 | 0 | 4250 | 0 | 0.07122 | 4250.0001 | 4250.0002 | 25 | 30235 | 13.78% | 110366.1012 | 74.11% |  | 0.00047 | 0.00062 | 935 | 30235 | 0.012566 | 57.84% |  | 0.13713 | 0.4833 | 3786.06 | 0
64 | 100 | 26490 | 4250 | 0 | 4250 | 0 | 0.07122 | 4250.0001 | 4336.72 | 10 | 30245 | 13.71% | 110782.7899 | 72.9% |  | 0.00048 | 86.72 | 10 | 30245 | 416.6992 | 13.71% |  | 0.13684 | 0.4776 | 3786.06 | 0
65 | 200 | 26690 | 4250 | 0 | 4250 | 0 | 0.07122 | 4250.0002 | 4611.49 | 25 | 30270 | 13.68% | 112100.3121 | 69.37% |  | 0.00049 | 361.49 | 25 | 30270 | 1734.2213 | 13.69% |  | 0.13613 | 0.4776 | 3787.72 | 0
66 | 300 | 26990 | 3686.41 | 0 | 3686.41 | 0 | 0 | 3686.41 | 4612.85 | 25 | 30295 | 13.61% | 112106.7993 | 69.36% |  | 0.0005 | 362.85 | 25 | 30295 | 1740.7085 | 13.69% |  | 0.13542 | 0.47688 | 3787.72 | 0
67 | 400 | 27390 | 3359.31 | 0 | 3359.31 | 0 | 0 | 3359.31 | 4866.4 | 25 | 30320 | 13.54% | 113309.894 | 66.45% |  | 0.00051 | 616.4 | 25 | 30320 | 2943.8033 | 13.63% |  | 0.1347 | 0.47688 | 3832.87 | 0
68 | 500 | 27890 | 3178.5 | 0 | 3178.5 | 0 | 0 | 3178.5 | 4951.73 | 700 | 31020 | 13.47% | 113712.6516 | 65.54% |  | 0.00052 | 701.73 | 700 | 31020 | 3346.5609 | 13.61% |  | 0.11473 | 0.45976 | 3832.87 | 0
69 | 800 | 28690 | 2286.52 | 0 | 2286.52 | 0 | 0 | 2286.52 | 5234.74 | 10 | 31030 | 11.47% | 114850.3518 | 62.61% |  | 0.00053 | 984.74 | 10 | 31030 | 4484.2611 | 13% |  | 0.11444 | 0.45976 | 3848.25 | 0
70 | 1262 | 29952 | 0 | 0 | 0 | 0 | 0 | 0 | 5236.72 | 400 | 31430 | 11.44% | 114858.2916 | 62.59% |  | 0.00054 | 986.72 | 400 | 31430 | 4492.2009 | 12.99% |  | 0.10303 | 0.45905 | 3848.25 | 0
71 | 25 | 29977 | 4250 | 0 | 4250 | 2.2197 | 0.07122 | 4250.0002 | 5660.07 | 100 | 31530 | 10.3% | 116386.5851 | 58.68% |  | 0.00055 | 1410.07 | 100 | 31530 | 6020.4944 | 12.19% |  | 0.10017 | 0.45905 | 3890.35 | 55.4923 | 25
72 | 200 | 30177 | 4250 | 0 | 4250 | 0 | 0.07122 | 4250.0002 | 5968.13 | 10 | 31540 | 10.02% | 117467.8757 | 56.17% |  | 0.00056 | 1718.13 | 10 | 31540 | 7101.785 | 11.8% |  | 0.099886 | 0.45334 | 3890.35 | 0
73 | 600 | 30777 | 3832.87 | 0 | 3832.87 | 0 | 0 | 3832.87 | 7852.47 | 700 | 32240 | 9.989% | 124063.0657 | 45.09% |  | 0.00057 | 3602.47 | 700 | 32240 | 13696.975 | 10.85% |  | 0.079909 | 0.45334 | 3899.71 | 0
74 | 900 | 31677 | 3268.25 | 0 | 3268.25 | 0 | 0 | 3268.25 | 7982.89 | 700 | 32940 | 7.991% | 124428.2417 | 44.48% |  | 0.00058 | 3732.89 | 700 | 32940 | 14062.151 | 10.75% |  | 0.059932 | 0.42765 | 3899.71 | 0
75 | 1203 | 32880 | 732.08 | 0 | 732.08 | 0 | 0 | 732.08 | 8056.98 | 700 | 33640 | 5.993% | 124583.8307 | 44.13% |  | 0.00059 | 3806.98 | 700 | 33640 | 14217.74 | 10.66% |  | 0.039954 | 0.42765 | 4045.93 | 0
76 | 25 | 32905 | 4250 | 0 | 4250 | 9.6859 | 0.07122 | 4250.0002 | 8104.81 | 100 | 33740 | 3.995% | 124650.7927 | 43.89% |  | 0.0006 | 3854.81 | 100 | 33740 | 14284.702 | 10.58% |  | 0.0371 | 0.42694 | 4045.93 | 242.148 | 25
77 | 100 | 33005 | 3545.04 | 0 | 3545.04 | 1.1514 | 0 | 3545.04 | 8294.83 | 100 | 33840 | 3.71% | 124897.8187 | 42.97% |  | 0.00061 | 4044.83 | 100 | 33840 | 14531.728 | 10.25% |  | 0.034247 | 0.42694 | 4054.87 | 115.139 | 100
78 | 400 | 33405 | 4250 | 986.72 | 5236.72 | 2.1485 | 0.73594 | 5236.72 | 8338.16 | 400 | 34240 | 3.425% | 124949.8147 | 42.77% |  | 986.72 | 4088.16 | 400 | 34240 | 14583.724 | 10.18% |  | 0.022831 | 0.40126 | 4054.87 | 859.388 | 400
79 | 700 | 34105 | 4250 | 701.73 | 4951.73 | 0 | 0.73594 | 4951.73 | 8488.59 | 400 | 34640 | 2.283% | 125070.1587 | 42.05% |  | 701.73 | 4238.59 | 400 | 34640 | 14704.068 | 9.9% |  | 0.011416 | 0.40126 | 4115.82 | 0 |  | 2035
80 | 935 | 35040 | 3422.3 | 0 | 3422.3 | 0 | 0 | 3422.3 | 8701.07 | 400 | 35040 | 1.142% | 125155.1507 | 41.05% |  | 0.00062 | 4451.07 | 400 | 35040 | 14789.06 | 9.482% |  | 0 | 0.37842 | 4115.82 | 0 |  | 2.313
[20 empty] | 422.0622 |  |  |  | 0.37842 | 4146.6 | Marginal Congestion | Congested Hours
Total capacity factor crossover point, Ruthven Criterion 1 | [23 empty] | 0.35559 | 4146.6 | 62925.8375 | 14335
Base Avg Shadow price | 1.7958 |  | Total Target Cap Factor |  | 40% | [18 empty] | 0.35559 | 4158.37
Base Congested Shadow Price | 4.3897 |  | OL Target Cap Factor |  | 35% | [18 empty] | 0.35274 | 4158.37
| point | MW | CF | GWh | Hours |  |  |  |  | Total CF |  |  | OL CF | [10 empty] | 0.35274 | 4172.51
Before | 80 | 8701.07 | 41.05% | 125155.1507 | [5 empty] | 8701.07 |  |  | 4250.0013 | [10 empty] | 0.33562 | 4172.51 | Avg Shadow Price | Avg Shadow for Congested Hours (CRA) | Simple Avg of 2020-35 Shadow Prices
After | 81 | 0 | 0% |  | 0 |  |  |  | 1% | 8701.07 |  | 1% | 8701.07 | [10 empty] | 0.33562 | 4250 | 1.7958 | 4.3897 | 3.906
Target Total Capacity |  | 8701.07 |  |  |  |  | 40% |  | 2% | 8701.07 |  | 2% | 8701.07 | [10 empty] | 0.33348 | 4250
Less Baseload Capacity |  | 4250 |  |  |  |  | 8701.07 |  | 3% | 8701.07 |  | 3% | 8701.07 | [10 empty] | 0.33348 | 4250
OL using Total CF Target |  | 4451.07 | 4451.07 | <-with Price test |  |  |  |  | 4% | 8701.07 |  | 4% | 8701.07 | [10 empty] | 0.33062 | 4250 | Avg Overload Charge
[7 empty] | Average |  | 5% | 8701.07 |  | 5% | 8701.07 | [10 empty] | 0.33062 | 4250 | 0.97649
Overload capacity factor crossover point, Ruthven Criterion 2 | [6 empty] | 37.5% |  | 6% | 8701.07 |  | 6% | 8701.07 | [10 empty] | 0.32491 | 4250
| point | MW | CF | GWh | Hours | 2225.5356 | 6475.5356 |  | 7% | 8701.07 |  | 7% | 8701.07 | [10 empty] | 0.32491 | 4250
Before | 63 | 0.00062 | 0.5784 | 0.012566 |  |  |  |  | 8% | 8701.07 |  | 8% | 8701.07 | [10 empty] | 0.31635 | 4250
After | 64 | 86.72 | 0.13713 |  | 4805 |  | 35% |  | 9% | 8701.07 |  | 9% | 8701.07 | [10 empty] | 0.31635 | 4250
OL using OL CF Target |  | 0.0012852 | 0.0012852 | <-with Price test |  |  | 4250.0013 |  | 10% | 8701.07 |  | 10% | 8433.8743 | [10 empty] | 0.30494 | 4250
[9 empty] | 11% | 8701.07 |  | 11% | 7320.9085 | [10 empty] | 0.30494 | 4250
Overload Capacity factor crossover point with sliding scale | [8 empty] | 12% | 8701.07 |  | 12% | 5791.6648 | [10 empty] | 0.29067 | 4250
BAU Avg Shadow price | 3.906 |  | Target Cap Factor |  | 0% |  |  |  | 13% | 8701.07 |  | 13% | 5232.0745 | [10 empty] | 0.29067 | 4250.0001
| point | MW | CF | GWh | Hours |  |  |  | 14% | 8701.07 |  | 14% | 4250.0953 | [10 empty] | 0.28995 | 4250.0001
Before | 80 | 4451.07 | 0.094823 | 14789.06 |  |  |  |  | 15% | 8701.07 |  | 15% | 4250.0213 | [10 empty] | 0.28995 | 4250.0001
After | 81 | 0 | 0 |  | 0 |  | 0% |  | 16% | 8701.07 |  | 16% | 4250.012 | [10 empty] | 0.27283 | 4250.0001
Pradip Chattopadhyay |  | #DIV/0! |  |  |  |  | #DIV/0! |  | 17% | 8701.07 |  | 17% | 4250.0083 | [10 empty] | 0.27283 | 4250.0001
[9 empty] | 18% | 8701.07 |  | 18% | 4250.0064 | [10 empty] | 0.24615 | 4250.0001
Johnson Utilization Method | [8 empty] | 19% | 8701.07 |  | 19% | 4250.0052 | [10 empty] | 0.24615 | 4250.0001
Average Generation Mwyr | 3571.7794 | [7 empty] | 20% | 8701.07 |  | 20% | 4250.0044 | [10 empty] | 0.24543 | 4250.0001
Ratio to Base Capacity | 0.84042 | [7 empty] | 21% | 8701.07 |  | 21% | 4250.0038 | [10 empty] | 0.24543 | 4250.0001
Total Line to meet CF | 4250 | [7 empty] | 22% | 8701.07 |  | 22% | 4250.0033 | [10 empty] | 0.23116 | 4250.0001
Less Baseload Capacity | 4250 | [7 empty] | 23% | 8701.07 |  | 23% | 4250.0029 | [10 empty] | 0.23116 | 4250.0001
Overload Line Capacity | 0 |  | 0 | [5 empty] | 24% | 8701.07 |  | 24% | 4250.0027 | [10 empty] | 0.20833 | 4250.0001
[9 empty] | 25% | 8701.07 |  | 25% | 4250.0024 | [10 empty] | 0.20833 | 4250.0001
NGO Flow Duration Method | [8 empty] | 26% | 8701.07 |  | 26% | 4250.0022 | [10 empty] | 0.18165 | 4250.0001
Flow Duration Curve Target | 20% | [7 empty] | 27% | 8701.07 |  | 27% | 4250.0021 | [10 empty] | 0.18165 | 4250.0001
Total Line Capacity | 4250.0001 | [7 empty] | 28% | 8701.07 |  | 28% | 4250.0019 | [10 empty] | 0.15497 | 4250.0001
Overload Line Capacity | 0.00012 | [7 empty] | 29% | 8701.07 |  | 29% | 4250.0018 | [10 empty] | 0.15497 | 4250.0001
| increase | total | [6 empty] | 30% | 8701.07 |  | 30% | 4250.0017 | [10 empty] | 0.15283 | 4250.0001
average | 741.8453 | 4991.8453 | 0% | [5 empty] | 31% | 8701.07 |  | 31% | 4250.0016 | [10 empty] | 0.15283 | 4250.0001
median | 0.00012 | 4250.0001 | 4% | [5 empty] | 32% | 8701.07 |  | 32% | 4250.0015 | [10 empty] | 0.14997 | 4250.0001
[9 empty] | 33% | 8701.07 |  | 33% | 4250.0014 | [10 empty] | 0.14997 | 4250.0002
[9 empty] | 34% | 8701.07 |  | 34% | 4250.0013 | [10 empty] | 0.14426 | 4250.0002
[9 empty] | 35% | 8701.07 |  | 35% | 4250.0013 | [10 empty] | 0.14426 | 4250.0002
[9 empty] | 36% | 8701.07 |  | 36% | 4250.0012 | [10 empty] | 0.14355 | 4250.0002
[9 empty] | 37% | 8701.07 |  | 37% | 4250.0012 | [10 empty] | 0.14355 | 4250.0002
[9 empty] | 38% | 8701.07 |  | 38% | 4250.0011 | [10 empty] | 0.13784 | 4250.0002
[9 empty] | 39% | 8701.07 |  | 39% | 4250.0011 | [10 empty] | 0.13784 | 4250.0002
[9 empty] | 40% | 8701.07 |  | 40% | 4250.001 | [10 empty] | 0.13713 | 4250.0002
[9 empty] | 41% | 8701.07 |  | 41% | 4250.001 | [10 empty] | 0.13713 | 4336.72
[9 empty] | 42% | 8498.7373 |  | 42% | 4250.001 | [10 empty] | 0.13684 | 4336.72
[9 empty] | 43% | 8288.8706 |  | 43% | 4250.0009 | [10 empty] | 0.13684 | 4611.49
[9 empty] | 44% | 8082.9856 |  | 44% | 4250.0009 | [10 empty] | 0.13613 | 4611.49
[9 empty] | 45% | 7871.3872 |  | 45% | 4250.0009 | [10 empty] | 0.13613 | 4612.85
[9 empty] | 46% | 7653.8563 |  | 46% | 4250.0008 | [10 empty] | 0.13542 | 4612.85
[9 empty] | 47% | 7447.0592 |  | 47% | 4250.0008 | [10 empty] | 0.13542 | 4866.4
[9 empty] | 48% | 7251.1428 |  | 48% | 4250.0008 | [10 empty] | 0.1347 | 4866.4
[9 empty] | 49% | 7065.2704 |  | 49% | 4250.0008 | [10 empty] | 0.1347 | 4951.73
[9 empty] | 50% | 6888.6891 |  | 50% | 4250.0008 | [10 empty] | 0.11473 | 4951.73
[9 empty] | 51% | 6720.719 |  | 51% | 4250.0007 | [10 empty] | 0.11473 | 5234.74
[9 empty] | 52% | 6560.7454 |  | 52% | 4250.0007 | [10 empty] | 0.11444 | 5234.74
[9 empty] | 53% | 6408.2104 |  | 53% | 4250.0007 | [10 empty] | 0.11444 | 5236.72
[9 empty] | 54% | 6262.607 |  | 54% | 4250.0007 | [10 empty] | 0.10303 | 5236.72
[9 empty] | 55% | 6123.4733 |  | 55% | 4250.0007 | [10 empty] | 0.10303 | 5660.07
[9 empty] | 56% | 5990.3873 |  | 56% | 4250.0006 | [10 empty] | 0.10017 | 5660.07
[9 empty] | 57% | 5862.8994 |  | 57% | 4250.0006 | [10 empty] | 0.10017 | 5968.13
[9 empty] | 58% | 5740.712 |  | 58% | 4250.0006 | [10 empty] | 0.099886 | 5968.13
[9 empty] | 59% | 5623.2994 |  | 59% | 4250.0006 | [10 empty] | 0.099886 | 7852.47
[9 empty] | 60% | 5510.1489 |  | 60% | 4250.0006 | [10 empty] | 0.079909 | 7852.47
[9 empty] | 61% | 5401.462 |  | 61% | 4250.0006 | [10 empty] | 0.079909 | 7982.89
[9 empty] | 62% | 5296.98 |  | 62% | 4250.0006 | [10 empty] | 0.059932 | 7982.89
[9 empty] | 63% | 5195.5501 |  | 63% | 4250.0005 | [10 empty] | 0.059932 | 8056.98
[9 empty] | 64% | 5096.6389 |  | 64% | 4250.0005 | [10 empty] | 0.039954 | 8056.98
[9 empty] | 65% | 5001.4234 |  | 65% | 4250.0005 | [10 empty] | 0.039954 | 8104.81
[9 empty] | 66% | 4908.1019 |  | 66% | 4250.0005 | [10 empty] | 0.0371 | 8104.81
[9 empty] | 67% | 4816.3458 |  | 67% | 4250.0005 | [10 empty] | 0.0371 | 8294.83
[9 empty] | 68% | 4727.9049 |  | 68% | 4250.0005 | [10 empty] | 0.034247 | 8294.83
[9 empty] | 69% | 4642.6534 |  | 69% | 4250.0005 | [10 empty] | 0.034247 | 8338.16
[9 empty] | 70% | 4560.2908 |  | 70% | 4250.0004 | [10 empty] | 0.022831 | 8338.16
[9 empty] | 71% | 4480.7262 |  | 71% | 4250.0004 | [10 empty] | 0.022831 | 8488.59
[9 empty] | 72% | 4403.8905 |  | 72% | 4250.0004 | [10 empty] | 0.011416 | 8488.59
[9 empty] | 73% | 4329.6421 |  | 73% | 4250.0004 | [10 empty] | 0.011416 | 8701.07
[9 empty] | 74% | 4257.825 |  | 74% | 4250.0004 | [10 empty] | 0 | 8701.07
[9 empty] | 75% | 4158.2313 |  | 75% | 4250.0004
[9 empty] | 76% | 4045.0555 |  | 76% | 4250.0004
[9 empty] | 77% | 3926.8985 |  | 77% | 4250.0003
[9 empty] | 78% | 3805.8366 |  | 78% | 4250.0003
[9 empty] | 79% | 3675.3924 |  | 79% | 4250.0003
[9 empty] | 80% | 3532.7366 |  | 80% | 4250.0003
[9 empty] | 81% | 3380.927 |  | 81% | 4250.0003
[9 empty] | 82% | 3206.7143 |  | 82% | 4250.0003
[9 empty] | 83% | 3016.7276 |  | 83% | 4250.0003
[9 empty] | 84% | 2842.1106 |  | 84% | 4250.0002
[9 empty] | 85% | 2686.6023 |  | 85% | 4250.0002
[9 empty] | 86% | 2547.2286 |  | 86% | 4250.0002
[9 empty] | 87% | 2421.6024 |  | 87% | 4250.0002
[9 empty] | 88% | 2307.7853 |  | 88% | 4250.0002
[9 empty] | 89% | 2194.7849 |  | 89% | 4250.0002
[9 empty] | 90% | 2090.2372 |  | 90% | 4250.0002
[9 empty] | 91% | 1969.4937 |  | 91% | 4250.0001
[9 empty] | 92% | 1856.9165 |  | 92% | 4250.0001
[9 empty] | 93% | 1720.9227 |  | 93% | 4250.0001
[9 empty] | 94% | 1515.4542 |  | 94% | 4250.0001
[9 empty] | 95% | 1235.1925 |  | 95% | 4250.0001
[9 empty] | 96% | 828.1853 |  | 96% | 4250.0001
[9 empty] | 97% | 0 |  | 97% | 4250.0001
[9 empty] | 98% | 0 |  | 98% | 4250.0001
[9 empty] | 99% | 0 |  | 99% | 4250
[9 empty] | 100% | 0 |  | 100% | 4250
Note on B13: johnrm: Inserted this cell as needed this parameter to implement johnson suggested criteria
Note on J13: johnrm: Added cell intermediate calculation
Note on K13: johnrm: Adjusted this cell to implement the criteria of johnson suggestion
Note on N20: Stanton Hadley: If Transfer Capacity = the capacity in Column M, the capacity factor for such a line is shown in Column N
Note on I21: Stanton Hadley: For values that are duplicates, an additional 0.001 is added to hellp with sorting from min to max
Note on N21: Stanton Hadley: If Transfer Capacity = the capacity in Column M, the capacity factor for such a line is shown in Column N
Note on N44: Stanton Hadley: If Transfer Capacity = the capacity in Column M, the capacity factor for such a line is shown in Column N
Note on N45: Stanton Hadley: If Transfer Capacity = the capacity in Column M, the capacity factor for such a line is shown in Column N
Note on N68: johnrm: Updated this cell for Johnson suggested criteria
Note on I71: Stanton Hadley: For values that are duplicates, an additional 0.001 is added to hellp with sorting from min to max
Note on N94: Stanton Hadley: If Transfer Capacity = the capacity in Column M, the capacity factor for such a line is shown in Column N
Note on N95: Stanton Hadley: If Transfer Capacity = the capacity in Column M, the capacity factor for such a line is shown in Column N
Note on N118: johnrm: Updated this cell for Johnson suggested criteria
Note on N144: Stanton Hadley: If Transfer Capacity = the capacity in Column M, the capacity factor for such a line is shown in Column N
Note on N145: Stanton Hadley: If Transfer Capacity = the capacity in Column M, the capacity factor for such a line is shown in Column N
Note on N168: johnrm: Updated cell with Johnson suggested criteria
Note on N194: Stanton Hadley: If Transfer Capacity = the capacity in Column M, the capacity factor for such a line is shown in Column N
Note on N195: Stanton Hadley: If Transfer Capacity = the capacity in Column M, the capacity factor for such a line is shown in Column N
Note on N218: johnrm: Updated this cell with johnson suggested criteria
Note on N220: Stanton Hadley: If Transfer Capacity = the capacity in Column M, the capacity factor for such a line is shown in Column N
Note on N221: Stanton Hadley: If Transfer Capacity = the capacity in Column M, the capacity factor for such a line is shown in Column N

## Exhibit18_WheelCost&TransCost
Appendix A, Exhibit 18 - Wheeling Charges, Trading Friction, and Total Hurdle
| Working DRAFT | Updated 3/17/11 from CRA
| From | To | Wheeling Cost 2010$/MWh | Trading Friction 2010$/MWh | Total Hurdle 2010$/MWh | All
ENT_2_MISO_MO-IL | ENT | MISO_MO-IL | 3 | 5 | 8 | 3/5/8
ENT_2_SOCO | ENT | SOCO | 3 | 5 | 8 | 3/5/8 | Wheeling/Friction/Hurdle Charge
ENT_2_SPP_N | ENT | SPP_N | 3 | 5 | 8 | 3/5/8 |  | ENT | ERCOT | FRCC | OH | MAPP_CA | MAPP_US | MISO_IN | MISO_MI | MISO_MO-IL | MISO_W | MISO_WUMS | NE | NEISO | NonRTO_Midwest | NWPP_Coal | NYISO_A-F | NYISO_GHI | NYISO_J-K | PJM_E | PJM_ROM | PJM_ROR | RMPA | SOCO | SPP_N | SPP_S | TVA | VACAR
ENT_2_SPP_S | ENT | SPP_S | 3 | 5 | 8 | 3/5/8 | ENT | [8 empty] | 3/5/8 | [13 empty] | 3/5/8 | 3/5/8 | 3/5/8 | 3/5/8
ENT_2_TVA | ENT | TVA | 3 | 5 | 8 | 3/5/8 | ERCOT | [24 empty] | 3/5/8
ERCOT_2_SPP_S | ERCOT | SPP_S | 3 | 5 | 8 | 3/5/8 | FRCC | [22 empty] | 3/5/8
FRCC_2_SOCO | FRCC | SOCO | 3 | 5 | 8 | 3/5/8 | OH |  |  |  |  | 2/5/7 |  |  | 2/5/7 |  | 2/5/7 | [5 empty] | 2/5/7
MAPP_CA_2_MAPP_US | MAPP_CA | MAPP_US | 4 | 3 | 7 | 4/3/7 | MAPP_CA |  |  |  | 5/3/8 |  | 4/3/7 |  |  |  | 0/0/0
MAPP_CA_2_MISO_W | MAPP_CA | MISO_W | 0 | 0 | 0 | 0/0/0 | MAPP_US |  |  |  |  | 4/3/7 |  |  |  |  | 4/3/7 |  | 4/3/7 |  |  | 5/3/8 | [6 empty] | 5/3/8
MAPP_CA_2_OH | MAPP_CA | OH | 5 | 3 | 8 | 5/3/8 | MISO_IN | [7 empty] | 0/0/0 | 0/0/0 |  |  |  |  | 5/3/8 | [6 empty] | 0/2/2
MAPP_US_2_MAPP_CA | MAPP_US | MAPP_CA | 4 | 3 | 7 | 4/3/7 | MISO_MI |  |  |  | 5/3/8 |  |  | 0/0/0 |  |  |  | 0/0/0 | [9 empty] | 0/2/2
MAPP_US_2_MISO_W | MAPP_US | MISO_W | 4 | 3 | 7 | 4/3/7 | MISO_MO-IL | 5/3/8 | [5 empty] | 0/0/0 |  |  | 0/0/0 | [13 empty] | 5/3/8 |  | 5/3/8
MAPP_US_2_NE | MAPP_US | NE | 4 | 3 | 7 | 4/3/7 | MISO_W |  |  |  | 5/3/8 | 0/0/0 | 4/3/7 | 0/0/0 |  | 0/0/0 |  | 0/0/0 | 4/3/7
MAPP_US_2_NWPP_Coal | MAPP_US | NWPP_Coal | 5 | 3 | 8 | 5/3/8 | MISO_WUMS | [7 empty] | 0/0/0 |  | 0/0/0 | [10 empty] | 0/2/2
MAPP_US_2_RMPA | MAPP_US | RMPA | 5 | 3 | 8 | 5/3/8 | NE | [5 empty] | 2/3/5 |  |  |  | 2/3/5 | [11 empty] | 2/3/5 |  | 0/0/0
MISO_IN_2_MISO_MI | MISO_IN | MISO_MI | 0 | 0 | 0 | 0/0/0 | NEISO | [15 empty] | 0/3/3 | 0/3/3
MISO_IN_2_MISO_MO-IL | MISO_IN | MISO_MO-IL | 0 | 0 | 0 | 0/0/0 | NonRTO_Midwest | [6 empty] | 3/5/8 | [18 empty] | 3/5/8
MISO_IN_2_NonRTO_Midwest | MISO_IN | NonRTO_Midwest | 5 | 3 | 8 | 5/3/8 | NWPP_Coal | [5 empty] | 3/5/8
MISO_IN_2_PJM_ROR | MISO_IN | PJM_ROR | 0 | 2 | 2 | 0/2/2 | NYISO_A-F |  |  |  | 4/3/7 | [8 empty] | 0/3/3 |  |  |  | 0/0/0 |  |  | 5/3/8
MISO_MI_2_MISO_IN | MISO_MI | MISO_IN | 0 | 0 | 0 | 0/0/0 | NYISO_GHI | [12 empty] | 0/3/3 |  |  | 0/0/0 |  |  | 5/3/8
MISO_MI_2_MISO_WUMS | MISO_MI | MISO_WUMS | 0 | 0 | 0 | 0/0/0 | NYISO_J-K
MISO_MI_2_OH | MISO_MI | OH | 5 | 3 | 8 | 5/3/8 | PJM_E | [16 empty] | 3/3/6 |  |  | 0/0/0
MISO_MI_2_PJM_ROR | MISO_MI | PJM_ROR | 0 | 2 | 2 | 0/2/2 | PJM_ROM | [15 empty] | 3/3/6 |  |  | 0/0/0 |  | 0/0/0
MISO_MO-IL_2_ENT | MISO_MO-IL | ENT | 5 | 3 | 8 | 5/3/8 | PJM_ROR | [6 empty] | 0/2/2 | 0/2/2 | 0/2/2 | 0/2/2 | 0/2/2 |  |  | 3/3/6 | [5 empty] | 0/0/0 | [5 empty] | 3/3/6 | 3/3/6
MISO_MO-IL_2_MISO_IN | MISO_MO-IL | MISO_IN | 0 | 0 | 0 | 0/0/0 | RMPA | [5 empty] | 3/5/8 | [5 empty] | 3/5/8 | [11 empty] | 3/5/8
MISO_MO-IL_2_MISO_W | MISO_MO-IL | MISO_W | 0 | 0 | 0 | 0/0/0 | SOCO | 5/5/10 |  | 5/5/10 | [22 empty] | 5/5/10 | 5/5/10
MISO_MO-IL_2_PJM ROR | MISO_MO-IL | PJM ROR | 0 | 2 | 2 | 0/2/2 | SPP_N | 2/3/5 | [7 empty] | 2/3/5 | 2/3/5 |  | 0/0/0 | [9 empty] | 2/3/5 |  |  | 0/0/0
MISO_MO-IL_2_SPP_N | MISO_MO-IL | SPP_N | 5 | 3 | 8 | 5/3/8 | SPP_S | 2/3/5 | 2/3/5 | [21 empty] | 0/0/0
MISO_MO-IL_2_TVA | MISO_MO-IL | TVA | 5 | 3 | 8 | 5/3/8 | TVA | 4/5/9 | [12 empty] | 4/5/9 | [6 empty] | 4/5/9 |  | 4/5/9 |  |  |  | 4/5/9
MISO_W_2_MAPP_CA | MISO_W | MAPP_CA | 0 | 0 | 0 | 0/0/0 | VACAR | [20 empty] | 2/5/7 |  | 2/5/7 |  |  | 2/5/7
MISO_W_2_MAPP_US | MISO_W | MAPP_US | 4 | 3 | 7 | 4/3/7
MISO_W_2_MISO_IN | MISO_W | MISO_IN | 0 | 0 | 0 | 0/0/0
MISO_W_2_MISO_MO-IL | MISO_W | MISO_MO-IL | 0 | 0 | 0 | 0/0/0
MISO_W_2_MISO_WUMS | MISO_W | MISO_WUMS | 0 | 0 | 0 | 0/0/0
MISO_W_2_NE | MISO_W | NE | 4 | 3 | 7 | 4/3/7 | From
MISO_W_2_OH | MISO_W | OH | 5 | 3 | 8 | 5/3/8
MISO_W_2_PJM ROR | MISO_W | PJM ROR | 0 | 2 | 2 | 0/2/2 | ENT | ENT
MISO_W_2_SPP-N | MISO_W | SPP-N | 4 | 3 | 7 | 4/3/7 | ERCOT | ERCOT
MISO_WUMS_2_MISO_MI | MISO_WUMS | MISO_MI | 0 | 0 | 0 | 0/0/0 | FRCC | FRCC
MISO_WUMS_2_MISO_W | MISO_WUMS | MISO_W | 0 | 0 | 0 | 0/0/0 | OH | OH
MISO_WUMS_2_PJM_ROR | MISO_WUMS | PJM_ROR | 0 | 2 | 2 | 0/2/2 | MAPP_CA | MAPP_CA
NE_2_MAPP_US | NE | MAPP_US | 2 | 3 | 5 | 2/3/5 | MAPP_US | MAPP_US
NE_2_MISO_W | NE | MISO_W | 2 | 3 | 5 | 2/3/5 | MISO_IN | MISO_IN
NE_2_RMPA | NE | RMPA | 2 | 3 | 5 | 2/3/5 | MISO_MI | MISO_MI
NE_2_SPP_N | NE | SPP_N | 0 | 0 | 0 | 0/0/0 | MISO_MO-IL | MISO_MO-IL
NEISO_2_NYISO_A-F | NEISO | NYISO_A-F | 0 | 3 | 3 | 0/3/3 | MISO_W | MISO_W
NEISO_2_NYISO_GHI | NEISO | NYISO_GHI | 0 | 3 | 3 | 0/3/3 | MISO_WUMS | MISO_WUMS
NEISO_2_NYISO_JK | NEISO | NYISO_JK | 0 | 3 | 3 | 0/3/3 | NE | NE
NonRTO_Midwest_2_MISO_IN | NonRTO_Midwest | MISO_IN | 3 | 5 | 8 | 3/5/8 | NEISO | NEISO
NonRTO_Midwest_2_TVA | NonRTO_Midwest | TVA | 3 | 5 | 8 | 3/5/8 | NonRTO_Midwest | NonRTO_Midwest
NWPP_Coal_2_MAPP_US | NWPP_Coal | MAPP_US | 3 | 5 | 8 | 3/5/8 | NWPP_Coal | NYISO_A-F
NYISO_A-F_2_NEISO | NYISO_A-F | NEISO | 0 | 3 | 3 | 0/3/3 | NYISO_A-F | NYISO_GHI
NYISO_A-F_2_NYISO_GHI | NYISO_A-F | NYISO_GHI | 0 | 0 | 0 | 0/0/0 | NYISO_GHI | NYISO_J-K
NYISO_A-F_2_OH | NYISO_A-F | OH | 4 | 3 | 7 | 4/3/7 | NYISO_JK | PJM_E
NYISO_A-F_2_PJM_ROM | NYISO_A-F | PJM_ROM | 5 | 3 | 8 | 5/3/8 | PJM_E | PJM_ROM
NYISO_GHI_2_NEISO | NYISO_GHI | NEISO | 0 | 3 | 3 | 0/3/3 | PJM_ROM | PJM_ROR
NYISO_GHI_2_NYISO_A-F | NYISO_GHI | NYISO_A-F | 0 | 0 | 0 | 0/0/0 | PJM_ROR | SOCO
NYISO_GHI_2_NYISO_JK | NYISO_GHI | NYISO_JK | 0 | 0 | 0 | 0/0/0 | RMPA | SPP_N
NYISO_GHI_2_PJM_E | NYISO_GHI | PJM_E | 5 | 3 | 8 | 5/3/8 | SOCO | SPP_S
NYISO_JK_2_NEISO | NYISO_JK | NEISO | 0 | 3 | 3 | 0/3/3 | SPP_N | TVA
NYISO_JK_2_NYISO_GHI | NYISO_JK | NYISO_GHI | 0 | 0 | 0 | 0/0/0 | SPP_S | TVA_Transmission
NYISO_JK_2_PJM_E | NYISO_JK | PJM_E | 5 | 3 | 8 | 5/3/8 | TVA | VACAR
OH_2_MAPP_CA | OH | MAPP_CA | 2 | 5 | 7 | 2/5/7 | VACAR
OH_2_MISO_MI | OH | MISO_MI | 2 | 5 | 7 | 2/5/7
OH_2_MISO_W | OH | MISO_W | 2 | 5 | 7 | 2/5/7
OH_2_NYISO_A-F | OH | NYISO_A-F | 2 | 5 | 7 | 2/5/7
PJM_E_2_NYISO_GHI | PJM_E | NYISO_GHI | 3 | 3 | 6 | 3/3/6
PJM_E_2_NYISO_JK | PJM_E | NYISO_JK | 3 | 3 | 6 | 3/3/6
PJM_E_2_PJM_ROM | PJM_E | PJM_ROM | 0 | 0 | 0 | 0/0/0
PJM_ROM_2_NYISO_A-F | PJM_ROM | NYISO_A-F | 3 | 3 | 6 | 3/3/6
PJM_ROM_2_PJM_E | PJM_ROM | PJM_E | 0 | 0 | 0 | 0/0/0
PJM_ROM_2_PJM_ROR | PJM_ROM | PJM_ROR | 0 | 0 | 0 | 0/0/0
PJM_ROR_2_MISO_IN | PJM_ROR | MISO_IN | 0 | 2 | 2 | 0/2/2
PJM_ROR_2_MISO_MI | PJM_ROR | MISO_MI | 0 | 2 | 2 | 0/2/2
PJM_ROR_2_MISO_MO-IL | PJM_ROR | MISO_MO-IL | 0 | 2 | 2 | 0/2/2
PJM_ROR_2_MISO_W | PJM_ROR | MISO_W | 0 | 2 | 2 | 0/2/2
PJM_ROR_2_MISO_WUMS | PJM_ROR | MISO_WUMS | 0 | 2 | 2 | 0/2/2
PJM_ROR_2_NonRTO_Midwest | PJM_ROR | NonRTO_Midwest | 3 | 3 | 6 | 3/3/6
PJM_ROR_2_PJM_ROM | PJM_ROR | PJM_ROM | 0 | 0 | 0 | 0/0/0
PJM_ROR_2_TVA | PJM_ROR | TVA | 3 | 3 | 6 | 3/3/6
PJM_ROR_2_VACAR | PJM_ROR | VACAR | 3 | 3 | 6 | 3/3/6
RMPA_2_MAPP_US | RMPA | MAPP_US | 3 | 5 | 8 | 3/5/8
RMPA_2_NE | RMPA | NE | 3 | 5 | 8 | 3/5/8
RMPA_2_SPP_N | RMPA | SPP_N | 3 | 5 | 8 | 3/5/8
SOCO_2_ENT | SOCO | ENT | 5 | 5 | 10 | 5/5/10
SOCO_2_FRCC | SOCO | FRCC | 5 | 5 | 10 | 5/5/10
SOCO_2_TVA | SOCO | TVA | 5 | 5 | 10 | 5/5/10
SOCO_2_VACAR | SOCO | VACAR | 5 | 5 | 10 | 5/5/10
SPP_N_2_ENT | SPP_N | ENT | 2 | 3 | 5 | 2/3/5
SPP_N_2_MISO_MO-IL | SPP_N | MISO_MO-IL | 2 | 3 | 5 | 2/3/5
SPP_N_2_MISO_W | SPP_N | MISO_W | 2 | 3 | 5 | 2/3/5
SPP_N_2_NE | SPP_N | NE | 0 | 0 | 0 | 0/0/0
SPP_N_2_RMPA | SPP_N | RMPA | 2 | 3 | 5 | 2/3/5
SPP_N_2_SPP_S | SPP_N | SPP_S | 0 | 0 | 0 | 0/0/0
SPP_S_2_AZ_NM_SNV_Coal | SPP_S | AZ_NM_SNV_Coal | 2 | 3 | 5 | 2/3/5
SPP_S_2_ENT | SPP_S | ENT | 2 | 3 | 5 | 2/3/5
SPP_S_2_ERCOT | SPP_S | ERCOT | 2 | 3 | 5 | 2/3/5
SPP_S_2_SPP_N | SPP_S | SPP_N | 0 | 0 | 0 | 0/0/0
TVA_2_ENT | TVA | ENT | 4 | 5 | 9 | 4/5/9
TVA_2_MISO-MO-IL | TVA | MISO-MO-IL | 4 | 5 | 9 | 4/5/9
TVA_2_NonRTO_Midwest | TVA | NonRTO_Midwest | 4 | 5 | 9 | 4/5/9
TVA_2_PJM_ROR | TVA | PJM_ROR | 4 | 5 | 9 | 4/5/9
TVA_2_SOCO | TVA | SOCO | 4 | 5 | 9 | 4/5/9
TVA_2_VACAR | TVA | VACAR | 4 | 5 | 9 | 4/5/9
VACAR_2_PJM_ROR | VACAR | PJM_ROR | 2 | 5 | 7 | 2/5/7
VACAR_2_SOCO | VACAR | SOCO | 2 | 5 | 7 | 2/5/7
VACAR_2_TVA | VACAR | TVA | 2 | 5 | 7 | 2/5/7
The input assumptions contained herein reflect a joint assumptions development process between EIPC, EIPC stakeholders and CRA for purposes of EIPC capacity expansion modeling.
As such, these inputs do not necessarily reflect the opinions or views of CRA or any individual EIPC stakeholder.