## Title
Future 8 Sensitivity 1: Combined Federal Climate and Energy Policy with Soft Constraints at 75% Overload Charges
"The results presented herein use modeling assumptions developed by EIPC, EIPC stakeholders and CRA for purposes of EIPC capacity expansion modeling. As such, these results do not necessarily reflect the opinions or views of CRA or any individual EIPC stakeholder."

## Build Summary
EI New Build Summary
EI New Builds by Type
|  | Additions |  |  | Retirements
| 2010 | 2015 | 2020 | 2030 | 2015 | 2020 | 2030 | Total
Coal | 271.9155 | 8.4766 | 0 | 0 | 138.0483 | 86.8141 | 38.5937 | 16.936
Nuclear | 99.849 | 2.7406 | 4.53 | 30.0742 | 0 | 0.6145 | 1.4882 | 135.0911
CC | 132.682 | 80.1045 | 21.0546 | 0 | 9.2206 | 3.4211 | 22.4149 | 198.7845
CT | 120.329 | 4.6917 | 0.3 | 0 | 4.8375 | 2.5004 | 53.7224 | 64.2603
Steam Oil/Gas | 74.547 | 0 | 0 | 0 | 47.7486 | 7.1532 | 15.6568 | 3.9884
Hydro | 44.6048 | 0 | 1.3041 | 3.2535 | 0 | 0 | 0 | 49.1624
On-Shore Wind | 18.707 | 22.1949 | 93.1637 | 129.0549 | 0 | 0 | 0 | 263.1205
Off-Shore Wind | 0 | 0.469 | 0 | 1.1 | 0 | 0 | 0 | 1.569
Other Renewable | 3.613 | 2.3484 | 3.0037 | 3.4182 | 0 | 0 | 0 | 12.3832
New HQ/Maritimes | 0 | 0 | 0 | 0 | 0 | 0 | 0 | 0
Other | 17.054 | 0 | 0 | 0 | 0 | 0 | 0 | 17.054
Total w/o DR | 783.3013 | 121.0256 | 123.3561 | 166.9008 | 199.8551 | 100.5032 | 131.8762 | 762.3495
DR | 33.1 | -1.344 | 54.7248 | 65.9689 | 0 | 0 | 0 | 152.4497
Total w/DR | 816.4013 | 119.6816 | 178.081 | 232.8698 | 199.8551 | 100.5032 | 131.8762 | 914.7992
EI New Builds by Region
| EI Cumulative New Builds |  |  |  | EI Cumulative New CCs |  |  |  | EI Cumulative New On-Shore Wind |  |  |  | EI Cumulative Coal Retirements
| 2015 | 2020 | 2030 |  |  | 2015 | 2020 | 2030 |  | 2015 | 2020 | 2030 |  | 2015 | 2020 | 2030
ENT | 1921.24 | 4800.79 | 4934.77 |  | ENT | 1030.95 | 3852.42 | 3852.42 | ENT | 0 | 0 | 0 | ENT | 1606.61 | 7647.91 | 8308.9
FRCC | 12981.86 | 12981.86 | 30609.16 |  | FRCC | 10272.53 | 10272.53 | 10272.53 | FRCC | 0 | 0 | 0 | FRCC | 7107.4 | 8837.4 | 9463.4
IESO | 5144.99 | 5144.99 | 5144.99 |  | IESO | 1263 | 1263 | 1263 | IESO | 2105.9 | 2105.9 | 2105.9 | IESO | 6416 | 6416 | 6416
MAPP_CA | 833.33 | 1353.45 | 3152.96 |  | MAPP_CA | 530.93 | 530.93 | 530.93 | MAPP_CA | 302.4 | 302.4 | 302.4 | MAPP_CA | 1009.4 | 1745.9 | 1745.9
MAPP_US | 729.6 | 8848.51 | 9931.78 |  | MAPP_US | 0 | 0 | 0 | MAPP_US | 421.3 | 8540.21 | 9551.81 | MAPP_US | 1346.29 | 2966.89 | 3546.5
MISO_IN | 4439.26 | 17497.04 | 47127.91 |  | MISO_IN | 3821.26 | 16661.87 | 16661.87 | MISO_IN | 0 | 0 | 29432.18 | MISO_IN | 5642.7 | 7918.7 | 14620.93
MISO_MI | 2734.94 | 3230.15 | 3495.19 |  | MISO_MI | 734.94 | 734.94 | 734.94 | MISO_MI | 2000 | 2495.21 | 2600 | MISO_MI | 6340 | 10792 | 10792
MISO_MO-IL | 2090 | 2370 | 8309.95 |  | MISO_MO-IL | 0 | 0 | 0 | MISO_MO-IL | 300 | 300 | 6016.62 | MISO_MO-IL | 4201.7 | 11382.7 | 13763.7
MISO_W | 2894.83 | 2894.83 | 60997.23 |  | MISO_W | 0 | 0 | 0 | MISO_W | 2800.5 | 2800.5 | 60831.23 | MISO_W | 3725.66 | 8151.56 | 13134.59
MISO_WUMS | 7219.26 | 7220.26 | 7893.57 |  | MISO_WUMS | 5400.36 | 5400.36 | 5400.36 | MISO_WUMS | 968.9 | 968.9 | 1418.88 | MISO_WUMS | 4191.1 | 6060.1 | 6393.2
NE | 434.1 | 14415.9 | 15174.58 |  | NE | 0 | 0 | 0 | NE | 202 | 14183.8 | 14870.81 | NE | 0 | 3195.8 | 3195.8
NEISO | 3384.16 | 5865.13 | 8785.29 |  | NEISO | 2049.5 | 2049.5 | 2049.5 | NEISO | 231.2 | 2432.58 | 5280 | NEISO | 2250.13 | 2570.13 | 2570.13
NonRTO_Midwest | 1852.56 | 4547.01 | 5453.26 |  | NonRTO_Midwest | 1852.56 | 4547.01 | 4547.01 | NonRTO_Midwest | 0 | 0 | 0 | NonRTO_Midwest | 3535.74 | 7050.3 | 9387.3
NYISO_A-F | 3289.7 | 3999.5 | 6737.54 |  | NYISO_A-F | 639 | 639 | 639 | NYISO_A-F | 2476.3 | 3186.1 | 5856.21 | NYISO_A-F | 2251.9 | 2251.9 | 2251.9
NYISO_G-I | 0 | 60 | 434.33 |  | NYISO_G-I | 0 | 0 | 0 | NYISO_G-I | 0 | 60 | 360 | NYISO_G-I | 368.2 | 368.2 | 368.2
NYISO_J-K | 1207.4 | 1207.4 | 1281.73 |  | NYISO_J-K | 1175.4 | 1175.4 | 1175.4 | NYISO_J-K | 0 | 0 | 0 | NYISO_J-K | 0 | 0 | 0
PJM_E | 5940.05 | 6072.95 | 7172.95 |  | PJM_E | 4634.3 | 4634.3 | 4634.3 | PJM_E | 1150 | 1150 | 1150 | PJM_E | 3285 | 3853 | 3853
PJM_ROM | 2243.7 | 4558.89 | 6018.24 |  | PJM_ROM | 1678.5 | 1678.5 | 1678.5 | PJM_ROM | 479.8 | 1230 | 1230 | PJM_ROM | 14625.5 | 15859.5 | 16380.5
PJM_ROR | 30584.61 | 32809.74 | 37063.91 |  | PJM_ROR | 19585.51 | 20602.23 | 20602.23 | PJM_ROR | 8325.7 | 8517.4 | 12771.57 | PJM_ROR | 31226.69 | 47926.36 | 57718.2
SOCO | 10063.55 | 12483.63 | 20647.12 |  | SOCO | 9938.55 | 10158.63 | 10158.63 | SOCO | 0 | 0 | 0 | SOCO | 17741.59 | 23900.29 | 23900.29
SPP_N | 465.04 | 30528.94 | 42032.69 |  | SPP_N | 0 | 0 | 0 | SPP_N | 0 | 30063.9 | 41472.65 | SPP_N | 334 | 4453.14 | 7882.5
SPP_S | 1830.99 | 35222.68 | 47459.26 |  | SPP_S | 0 | 0 | 0 | SPP_S | 430 | 33521.69 | 45663.27 | SPP_S | 1528 | 10693.93 | 13139.93
TVA | 6379.23 | 7840.53 | 8488.05 |  | TVA | 4681.34 | 6142.64 | 6142.64 | TVA | 0 | 0 | 0 | TVA | 8575.57 | 12688.42 | 15159
VACAR | 12361.23 | 18427.58 | 22936.16 |  | VACAR | 10815.87 | 10815.87 | 10815.87 | VACAR | 0.9 | 3500 | 3500 | VACAR | 10739.12 | 18132.22 | 19464.22
| 121025.63 | 244381.76 | 411282.62 |  |  | 80104.5 | 101159.13 | 101159.13 |  | 22194.9 | 115358.59 | 244413.53 |  | 138048.3 | 224862.35 | 263456.09

## Generation
#1 | Total Generation (GWh)
Total Generation by Reporting Type: Entergy
ReportingType | 2015 | 2020 | 2025 | 2030 | 2035 | 2040
BM | 0 | 0 | 0 | 0 | 0 | 0
CC | 65123.58 | 82117.18 | 69549.52 | 47782.53 | 22030.4 | 17277.81
CSP | 0 | 0 | 0 | 0 | 0 | 0
CT | 0 | 0 | 0 | 0 | 0 | 0
Coal | 55846.07 | 6199.64 | 799.15 | 76.38 | 0 | 0
Geo | 0 | 0 | 0 | 0 | 0 | 0
H | 153 | 153 | 153 | 153 | 153 | 153
LFG | 63.07 | 63.07 | 909.81 | 909.81 | 909.81 | 909.81
Nuc | 42234.08 | 42234.08 | 42234.08 | 42234.08 | 35675.42 | 28094.48
PS | 24.19 | 43.36 | 44.84 | 24.19 | 24.19 | 150.45
PV | 0.57 | 112.5 | 163.71 | 163.71 | 163.71 | 163.71
PeakG | 0 | 0 | 170.17 | 0 | 0 | 0
PeakO | 0 | 0 | 0 | 0 | 0 | 0
ST | 0 | 0 | 0 | 0 | 0 | 0
STOG | 369.67 | 721.75 | 0 | 0 | 0 | 0
STWD | 38.93 | 131.63 | 138.82 | 646.26 | 1443.65 | 1121.41
WT | 315.27 | 315.27 | 315.27 | 315.27 | 315.27 | 315.27
IGCC | 0 | 0 | 0 | 0 | 0 | 0
DemandResponse | 0 | 0 | 0 | 0 | 0 | 0
IGCC-CCS | 0 | 0 | 0 | 0 | 0 | 0
WT_off | 0 | 0 | 0 | 0 | 0 | 0
PseudoUnit | 0 | 0 | 0 | 0 | 0 | 0
FixedInterchange | 0 | 0 | 0 | 0 | 0 | 0
Total Generation by Reporting Type: FRCC
ReportingType | 2015 | 2020 | 2025 | 2030 | 2035 | 2040
BM | 0 | 0 | 0 | 0 | 0 | 9722.03
CC | 182430.5 | 197805.25 | 189208.78 | 72151.23 | 47698.46 | 21446.52
CSP | 0 | 0 | 0 | 0 | 0 | 0
CT | 486.48 | 1587.41 | 1644.76 | 910.79 | 0 | 0
Coal | 17431.89 | 3891.26 | 0 | 0 | 0 | 0
Geo | 0 | 0 | 0 | 0 | 0 | 0
H | 27.85 | 27.85 | 27.85 | 27.85 | 27.85 | 27.85
LFG | 3831.62 | 3831.62 | 5392.66 | 5392.66 | 5392.66 | 5392.66
Nuc | 32180.57 | 32180.57 | 46008.08 | 167944.17 | 194189.16 | 213981.28
PS | 0 | 0 | 0 | 0 | 0 | 0
PV | 134.03 | 134.03 | 134.03 | 134.03 | 134.03 | 134.03
PeakG | 450.94 | 1734.34 | 270.69 | 0 | 0 | 0
PeakO | 0 | 0 | 0 | 0 | 0 | 0
ST | 0 | 0 | 0 | 0 | 0 | 0
STOG | 0 | 0 | 0 | 0 | 0 | 0
STWD | 131.92 | 401.05 | 1366.56 | 1366.56 | 1366.56 | 843.8
WT | 0 | 0 | 0 | 0 | 0 | 0
IGCC | 0 | 0 | 0 | 0 | 0 | 0
DemandResponse | 0 | 0 | 0 | 0 | 0 | 0
IGCC-CCS | 0 | 0 | 0 | 0 | 0 | 0
WT_off | 0 | 0 | 0 | 0 | 0 | 0
PseudoUnit | 0 | 0 | 0 | 0 | 0 | 0
FixedInterchange | 0 | 0 | 0 | 0 | 0 | 0
Total Generation by Reporting Type: MAPP_US
ReportingType | 2015 | 2020 | 2025 | 2030 | 2035 | 2040
BM | 0 | 0 | 0 | 0 | 0 | 0
CC | 202.28 | 376.77 | 192.67 | 108.57 | 108.57 | 55.61
CSP | 0 | 0 | 0 | 0 | 0 | 0
CT | 0 | 0 | 31.68 | 7.01 | 0 | 3.01
Coal | 14539.89 | 1044.02 | 0 | 0 | 0 | 0
Geo | 354.6 | 354.6 | 354.6 | 354.6 | 354.6 | 354.6
H | 10150.02 | 10150.02 | 10150.02 | 10150.02 | 10150.02 | 10150.02
LFG | 15.77 | 15.77 | 15.77 | 580.79 | 580.79 | 580.79
Nuc | 0.01 | 0.04 | 0.07 | 0.04 | 0.11 | 0.48
PS | 0 | 0 | 0 | 0 | 0 | 0
PV | 0 | 0 | 0 | 0 | 0 | 0
PeakG | 68.21 | 138.64 | 111.82 | 53.66 | 42.92 | 60.37
PeakO | 0 | 0 | 0.32 | 0 | 0 | 0
ST | 0 | 0 | 0 | 0 | 0 | 0
STOG | 0 | 0 | 0 | 0 | 0 | 0
STWD | 0 | 0 | 0 | 0 | 0 | 0
WT | 5908.78 | 34306.87 | 37845.21 | 37845.21 | 37845.21 | 29726.35
IGCC | 0 | 0 | 0 | 0 | 0 | 0
DemandResponse | 0 | 0 | 0 | 0 | 0 | 0
IGCC-CCS | 0 | 0 | 0 | 0 | 0 | 0
WT_off | 0 | 0 | 0 | 0 | 0 | 0
PseudoUnit | 0 | 0 | 0 | 0 | 0 | 0
FixedInterchange | 0 | 0 | 0 | 0 | 0 | 0
Total Generation by Reporting Type: MISO_IN
ReportingType | 2015 | 2020 | 2025 | 2030 | 2035 | 2040
BM | 0 | 0 | 0 | 0 | 0 | 0
CC | 33415.13 | 132862.96 | 132951.34 | 87155.73 | 47818.57 | 21748.26
CSP | 0 | 0 | 0 | 0 | 0 | 0
CT | 0 | 0 | 0 | 0 | 0 | 0
Coal | 61394.64 | 39554.64 | 160.71 | 164.47 | 348.72 | 348.72
Geo | 0 | 0 | 0 | 0 | 0 | 0
H | 417.2 | 417.2 | 417.2 | 417.2 | 417.2 | 417.2
LFG | 291.71 | 291.71 | 923.41 | 923.41 | 923.41 | 923.41
Nuc | 0.01 | 0.04 | 0.07 | 0.11 | 0.78 | 0.6
PS | 0 | 0 | 0 | 0 | 0 | 0
PV | 0 | 361.46 | 558.81 | 558.81 | 558.81 | 558.81
PeakG | 0 | 57.82 | 291.59 | 283.95 | 258.14 | 283.95
PeakO | 0 | 0 | 4.31 | 0 | 0 | 0
ST | 0 | 0 | 0 | 0 | 0 | 0
STOG | 28.64 | 54.68 | 106.75 | 0 | 0 | 0
STWD | 0 | 0 | 0 | 0 | 0 | 0
WT | 1553.06 | 1553.06 | 1553.06 | 77196.11 | 77196.11 | 77196.11
IGCC | 4427.31 | 4427.31 | 777.86 | 61.18 | 0 | 0
DemandResponse | 0 | 0 | 0 | 0 | 0 | 0
IGCC-CCS | 0 | 0 | 0 | 0 | 0 | 0
WT_off | 0 | 0 | 0 | 0 | 0 | 0
PseudoUnit | 0 | 0 | 0 | 0 | 0 | 0
FixedInterchange | 0 | 0 | 0 | 0 | 0 | 0
Total Generation by Reporting Type: MISO_MI
ReportingType | 2015 | 2020 | 2025 | 2030 | 2035 | 2040
BM | 0 | 0 | 0 | 0 | 0 | 0
CC | 16777.48 | 16665.05 | 18544.42 | 8934.91 | 6578.35 | 2131.47
CSP | 0 | 0 | 0 | 0 | 0 | 0
CT | 0 | 0 | 0 | 0 | 0 | 0
Coal | 25118.88 | 0 | 0 | 0 | 0 | 0
Geo | 0 | 0 | 0 | 0 | 0 | 0
H | 410 | 410 | 410 | 410 | 410 | 410
LFG | 1285.09 | 1285.09 | 2548.5 | 2548.5 | 2548.5 | 2548.5
Nuc | 14714.16 | 14714.16 | 14714.16 | 14714.16 | 8654.01 | 8654.01
PS | 814.32 | 941.33 | 1422.72 | 767.52 | 767.52 | 4773.6
PV | 0 | 0 | 0 | 0 | 0 | 0
PeakG | 17.21 | 104.85 | 442.74 | 329.54 | 316.51 | 329.54
PeakO | 0 | 0 | 10.44 | 0 | 0 | 0
ST | 0 | 0 | 0 | 0 | 0 | 0
STOG | 283.11 | 283.11 | 15.55 | 0 | 0 | 0
STWD | 1142.3 | 511.48 | 183.62 | 614.05 | 1142.3 | 1142.3
WT | 5161.16 | 6491.89 | 6773.47 | 6773.47 | 6773.47 | 6773.47
IGCC | 0 | 0 | 0 | 0 | 0 | 0
DemandResponse | 0 | 0 | 0 | 0 | 0 | 0
IGCC-CCS | 0 | 0 | 0 | 0 | 0 | 0
WT_off | 0 | 0 | 0 | 0 | 0 | 0
PseudoUnit | 0 | 0 | 0 | 0 | 0 | 0
FixedInterchange | 0 | 0 | 0 | 0 | 0 | 0
Total Generation by Reporting Type: MISO_MO-IL
ReportingType | 2015 | 2020 | 2025 | 2030 | 2035 | 2040
BM | 0 | 0 | 0 | 0 | 0 | 0
CC | 3092.51 | 4675.08 | 3921.18 | 983.51 | 705.36 | 603.66
CSP | 0 | 0 | 0 | 0 | 0 | 0
CT | 0 | 0 | 0 | 0 | 0 | 0
Coal | 76091.82 | 24565.53 | 3240.3 | 561.05 | 569.74 | 569.74
Geo | 0 | 0 | 0 | 0 | 0 | 0
H | 1317.1 | 2690.42 | 2690.42 | 2690.42 | 2690.42 | 2690.42
LFG | 141.91 | 141.91 | 1902.67 | 1902.67 | 1902.67 | 1902.67
Nuc | 17393.71 | 17393.71 | 17393.71 | 17393.71 | 17393.71 | 17393.71
PS | 191.4 | 202.4 | 334.4 | 235.25 | 180.4 | 1122
PV | 0 | 0 | 0 | 0 | 0 | 0
PeakG | 140.51 | 441.61 | 850.04 | 441.61 | 441.61 | 441.61
PeakO | 0 | 0 | 11.37 | 0 | 0 | 0
ST | 0 | 0 | 0 | 0 | 0 | 0
STOG | 15.05 | 18.42 | 0 | 0 | 0 | 0
STWD | 0 | 0 | 0 | 0 | 0 | 0
WT | 2075.16 | 2075.16 | 19215.14 | 19533.22 | 19533.22 | 19533.22
IGCC | 0 | 0 | 0 | 0 | 0 | 0
DemandResponse | 0 | 0 | 0 | 0 | 0 | 0
IGCC-CCS | 0 | 0 | 0 | 0 | 0 | 0
WT_off | 0 | 0 | 0 | 0 | 0 | 0
PseudoUnit | 0 | 0 | 0 | 0 | 0 | 0
FixedInterchange | 0 | 0 | 0 | 0 | 0 | 0
Total Generation by Reporting Type: MISO_W
ReportingType | 2015 | 2020 | 2025 | 2030 | 2035 | 2040
BM | 0 | 0 | 0 | 0 | 0 | 0
CC | 8765.19 | 11493.27 | 3209.12 | 1950.89 | 1140.73 | 933.56
CSP | 0 | 0 | 0 | 0 | 0 | 0
CT | 0 | 0 | 0 | 0 | 0 | 0
Coal | 73314.26 | 30151.05 | 1654.48 | 1654.48 | 2313.11 | 2313.11
Geo | 0 | 0 | 0 | 0 | 0 | 0
H | 1643.73 | 1643.73 | 1643.73 | 1643.73 | 1643.73 | 1643.73
LFG | 1616.22 | 1616.22 | 1616.22 | 2181.24 | 2181.24 | 2181.24
Nuc | 18393.35 | 18393.35 | 18393.35 | 18393.35 | 0.78 | 0.78
PS | 0 | 0 | 0 | 0 | 0 | 0
PV | 0 | 0 | 0 | 0 | 0 | 0
PeakG | 200.27 | 214.17 | 421.47 | 102.95 | 0 | 261.56
PeakO | 0 | 0 | 56.16 | 0 | 0 | 0
ST | 0 | 0 | 0 | 0 | 0 | 0
STOG | 0.18 | 1.74 | 0 | 0 | 0 | 0
STWD | 59.16 | 211.75 | 200.01 | 200.01 | 2193.5 | 1348.38
WT | 27590.66 | 27590.66 | 193880.4 | 219144.86 | 249974.74 | 249969.87
IGCC | 0 | 0 | 0 | 0 | 0 | 0
DemandResponse | 0 | 0 | 0 | 0 | 0 | 0
IGCC-CCS | 0 | 0 | 0 | 0 | 0 | 0
WT_off | 0 | 0 | 0 | 0 | 0 | 0
PseudoUnit | 0 | 0 | 0 | 0 | 0 | 0
FixedInterchange | 0 | 0 | 0 | 0 | 0 | 0
Total Generation by Reporting Type: MISO_WUMS
ReportingType | 2015 | 2020 | 2025 | 2030 | 2035 | 2040
BM | 0 | 0 | 0 | 0 | 0 | 0
CC | 52177.93 | 53660.69 | 46456.15 | 33080.76 | 24224.21 | 9546.13
CSP | 0 | 0 | 0 | 0 | 0 | 0
CT | 0 | 0 | 0 | 0 | 0 | 0
Coal | 11482.95 | 3722.47 | 1518.4 | 1198.69 | 2263.22 | 2678.64
Geo | 0 | 0 | 0 | 0 | 0 | 0
H | 1018.41 | 1023.31 | 1023.31 | 1023.31 | 1023.31 | 1023.31
LFG | 559.76 | 559.76 | 2066.97 | 2320.52 | 2320.52 | 2320.52
Nuc | 14153.33 | 14153.33 | 14153.33 | 14153.33 | 0.78 | 0.78
PS | 0 | 0 | 0 | 0 | 0 | 0
PV | 0 | 0 | 0 | 0 | 0 | 0
PeakG | 0 | 81.71 | 305.93 | 203.58 | 269.69 | 99.22
PeakO | 0 | 0 | 7.23 | 0 | 0 | 0
ST | 0 | 0 | 0 | 0 | 0 | 0
STOG | 0 | 0 | 0 | 0 | 0 | 0
STWD | 42.68 | 71.03 | 67.09 | 79.67 | 735.84 | 571.59
WT | 4109.61 | 4109.61 | 4197.83 | 5241.39 | 5241.39 | 5241.39
IGCC | 0 | 0 | 0 | 0 | 0 | 0
DemandResponse | 0 | 0 | 0 | 0 | 0 | 0
IGCC-CCS | 0 | 0 | 0 | 0 | 0 | 0
WT_off | 0 | 0 | 0 | 0 | 0 | 0
PseudoUnit | 0 | 0 | 0 | 0 | 0 | 0
FixedInterchange | 0 | 0 | 0 | 0 | 0 | 0
Total Generation by Reporting Type: Nebraska
ReportingType | 2015 | 2020 | 2025 | 2030 | 2035 | 2040
BM | 0 | 0 | 0 | 0 | 0 | 0
CC | 387.49 | 253.02 | 238.68 | 137.83 | 137.83 | 70.59
CSP | 0 | 0 | 0 | 0 | 0 | 0
CT | 0 | 0 | 0 | 0 | 0 | 0
Coal | 30719.51 | 3328.14 | 1090.2 | 936.87 | 1383.85 | 1412.32
Geo | 0 | 0 | 0 | 0 | 0 | 0
H | 591 | 591 | 591 | 591 | 591 | 591
LFG | 47.3 | 47.3 | 47.3 | 612.32 | 612.32 | 612.32
Nuc | 9752.32 | 9752.32 | 9752.32 | 9752.32 | 1.56 | 1.56
PS | 0 | 0 | 0 | 0 | 0 | 0
PV | 0 | 0 | 0 | 0 | 0 | 0
PeakG | 33.36 | 0 | 130.33 | 0 | 0 | 87.48
PeakO | 0 | 0 | 7.84 | 0 | 0 | 0
ST | 0 | 0 | 0 | 0 | 0 | 0
STOG | 0 | 0 | 0 | 0 | 0 | 0
STWD | 0 | 0 | 0 | 0 | 0 | 0
WT | 1220.72 | 50836.66 | 53274.6 | 53274.6 | 53274.6 | 53274.6
IGCC | 0 | 0 | 0 | 0 | 0 | 0
DemandResponse | 0 | 0 | 0 | 0 | 0 | 0
IGCC-CCS | 0 | 0 | 0 | 0 | 0 | 0
WT_off | 0 | 0 | 0 | 0 | 0 | 0
PseudoUnit | 0 | 0 | 0 | 0 | 0 | 0
FixedInterchange | 0 | 0 | 0 | 0 | 0 | 0
Total Generation by Reporting Type: NEISO
ReportingType | 2015 | 2020 | 2025 | 2030 | 2035 | 2040
BM | 1882.96 | 1194.14 | 194.18 | 1504.66 | 1882.96 | 1882.96
CC | 35719.17 | 26422.26 | 22909.45 | 13179.73 | 3332.18 | 446.34
CSP | 0 | 0 | 0 | 0 | 0 | 0
CT | 3.12 | 10.92 | 34.32 | 33.34 | 0 | 0
Coal | 32.27 | 0 | 0 | 0 | 0 | 0
Geo | 0 | 0 | 0 | 0 | 0 | 0
H | 12289.94 | 12289.94 | 12289.94 | 12303.66 | 12303.66 | 12303.66
LFG | 4582.65 | 4582.65 | 4582.65 | 5132.48 | 5132.48 | 5132.48
Nuc | 36181.73 | 36181.73 | 36181.73 | 36181.73 | 26141.23 | 19310.53
PS | 184.14 | 545.59 | 686.34 | 686.34 | 686.34 | 3479.57
PV | 5.26 | 495.09 | 495.09 | 495.09 | 495.09 | 495.09
PeakG | 32.3 | 38.12 | 0 | 0 | 0 | 0
PeakO | 0 | 0 | 0 | 0 | 0 | 0
ST | 0 | 0 | 0 | 0 | 0 | 0
STOG | 0 | 0 | 0 | 0 | 0 | 0
STWD | 2822.12 | 1070.66 | 372.73 | 924.58 | 3830.47 | 4212.61
WT | 1283.3 | 7789.57 | 11989.51 | 16205.23 | 33382.64 | 33382.64
IGCC | 0 | 0 | 0 | 0 | 0 | 0
DemandResponse | 0 | 0 | 0 | 0 | 0 | 0
IGCC-CCS | 0 | 0 | 0 | 0 | 0 | 0
WT_off | 1870.13 | 1870.13 | 1870.13 | 1870.13 | 1870.13 | 1870.13
PseudoUnit | 0 | 0 | 0 | 0 | 0 | 0
FixedInterchange | 0 | 0 | 0 | 0 | 0 | 0
Total Generation by Reporting Type: NonRTO_Midwest
ReportingType | 2015 | 2020 | 2025 | 2030 | 2035 | 2040
BM | 0 | 0 | 0 | 0 | 0 | 0
CC | 14138.23 | 34701.48 | 34701.48 | 34701.48 | 21979.29 | 4607.87
CSP | 0 | 0 | 0 | 0 | 0 | 0
CT | 0 | 0 | 0 | 0 | 0 | 0
Coal | 43971.22 | 22393.19 | 2633.18 | 2179.44 | 2839.84 | 2839.84
Geo | 0 | 0 | 0 | 0 | 0 | 0
H | 457.8 | 457.8 | 3593.25 | 3593.25 | 3593.25 | 3593.25
LFG | 110.38 | 110.38 | 1373.79 | 1373.79 | 1373.79 | 1373.79
Nuc | 0.02 | 0.07 | 0.12 | 0.22 | 20818.93 | 38250.6
PS | 0 | 0 | 0 | 0 | 0 | 0
PV | 0 | 0 | 0 | 0 | 0 | 0
PeakG | 150.72 | 250.96 | 1035.28 | 489.47 | 0 | 0
PeakO | 0 | 0 | 0 | 0 | 0 | 0
ST | 0 | 0 | 0 | 0 | 0 | 0
STOG | 0 | 0 | 0 | 0 | 0 | 0
STWD | 0 | 0 | 0 | 0 | 0 | 0
WT | 151.43 | 151.43 | 151.43 | 151.43 | 151.43 | 151.43
IGCC | 0 | 0 | 0 | 0 | 0 | 0
DemandResponse | 0 | 0 | 0 | 0 | 0 | 0
IGCC-CCS | 0 | 0 | 0 | 0 | 0 | 0
WT_off | 0 | 0 | 0 | 0 | 0 | 0
PseudoUnit | 0 | 0 | 0 | 0 | 0 | 0
FixedInterchange | 0 | 0 | 0 | 0 | 0 | 0
Total Generation by Reporting Type: NYISO_A-F
ReportingType | 2015 | 2020 | 2025 | 2030 | 2035 | 2040
BM | 0 | 0 | 0 | 0 | 0 | 0
CC | 8165.28 | 8375.11 | 6276.36 | 5014.75 | 426.01 | 0
CSP | 0 | 0 | 0 | 0 | 0 | 0
CT | 0 | 0 | 0 | 0 | 0 | 0
Coal | 0 | 0 | 0 | 0 | 0 | 0
Geo | 0 | 0 | 0 | 0 | 0 | 0
H | 27149.98 | 27149.98 | 27149.98 | 27149.98 | 27149.98 | 27149.98
LFG | 1359.2 | 1359.2 | 1359.2 | 1894.79 | 1894.79 | 1894.79
Nuc | 26211.3 | 26211.3 | 26211.3 | 21372.53 | 16850.79 | 10212.67
PS | 155.32 | 578.92 | 578.92 | 578.92 | 296.52 | 800.86
PV | 0 | 0 | 0 | 0 | 0 | 0
PeakG | 1.88 | 6.58 | 0 | 0 | 0 | 0
PeakO | 0 | 0 | 0 | 0 | 0 | 0
ST | 0 | 0 | 0 | 0 | 0 | 0
STOG | 0 | 0 | 0 | 0 | 0 | 0
STWD | 2.59 | 16.25 | 54.95 | 87.85 | 454.95 | 468.16
WT | 10101.82 | 11933.66 | 11933.66 | 18508.64 | 32784.37 | 32784.37
IGCC | 0 | 0 | 0 | 0 | 0 | 0
DemandResponse | 0 | 0 | 0 | 0 | 0 | 0
IGCC-CCS | 0 | 0 | 0 | 0 | 0 | 0
WT_off | 0 | 0 | 0 | 0 | 0 | 0
PseudoUnit | 0 | 0 | 0 | 0 | 0 | 0
FixedInterchange | 0 | 0 | 0 | 0 | 0 | 0
Total Generation by Reporting Type: NYISO_G-I
ReportingType | 2015 | 2020 | 2025 | 2030 | 2035 | 2040
BM | 0 | 0 | 0 | 0 | 0 | 0
CC | 3913.33 | 5579.78 | 4649.61 | 1481.27 | 1952.58 | 824.11
CSP | 0 | 0 | 0 | 0 | 0 | 0
CT | 0 | 0 | 0 | 0 | 0 | 0
Coal | 0 | 0 | 0 | 0 | 0 | 0
Geo | 0 | 0 | 0 | 0 | 0 | 0
H | 266.56 | 266.56 | 266.56 | 266.56 | 266.56 | 266.56
LFG | 504.58 | 504.58 | 504.58 | 1090.62 | 1090.62 | 1090.62
Nuc | 15929.31 | 15929.31 | 15929.31 | 15929.31 | 8349.13 | 12462.73
PS | 0 | 0 | 0 | 0 | 0 | 0
PV | 0 | 0 | 0 | 0 | 0 | 0
PeakG | 0.01 | 0.11 | 2.35 | 1.71 | 0.21 | 0.21
PeakO | 0 | 0 | 0 | 0 | 0 | 0
ST | 0 | 0 | 0 | 0 | 0 | 0
STOG | 0 | 0 | 0 | 0 | 0 | 0
STWD | 0 | 0 | 0 | 0 | 0 | 0
WT | 0 | 178.23 | 178.23 | 909.97 | 909.97 | 909.97
IGCC | 0 | 0 | 0 | 0 | 0 | 0
DemandResponse | 0 | 0 | 0 | 0 | 0 | 0
IGCC-CCS | 0 | 0 | 0 | 0 | 0 | 0
WT_off | 0 | 0 | 0 | 0 | 0 | 0
PseudoUnit | 0 | 0 | 0 | 0 | 0 | 0
FixedInterchange | 0 | 0 | 0 | 0 | 0 | 0
Total Generation by Reporting Type: NYISO_J-K
ReportingType | 2015 | 2020 | 2025 | 2030 | 2035 | 2040
BM | 0 | 0 | 0 | 0 | 0 | 0
CC | 23741.67 | 24163.83 | 23245.21 | 15003.47 | 13480.67 | 6241.22
CSP | 0 | 0 | 0 | 0 | 0 | 0
CT | 0 | 0 | 0 | 0 | 0 | 0
Coal | 0 | 0 | 0 | 0 | 0 | 0
Geo | 0 | 0 | 0 | 0 | 0 | 0
H | 0 | 0 | 0 | 0 | 0 | 0
LFG | 977.62 | 977.62 | 977.62 | 1563.66 | 1563.66 | 1563.66
Nuc | 0 | 0.04 | 0.07 | 0.07 | 0.78 | 0.6
PS | 0 | 0 | 0 | 0 | 0 | 0
PV | 53.26 | 53.26 | 53.26 | 53.26 | 53.26 | 53.26
PeakG | 167.31 | 628.28 | 667.6 | 655.03 | 397.35 | 319.41
PeakO | 0 | 0 | 25.89 | 0 | 0 | 0
ST | 0 | 0 | 0 | 0 | 0 | 0
STOG | 441.93 | 770.5 | 576.01 | 332.62 | 170.37 | 2.76
STWD | 0 | 0 | 0 | 0 | 0 | 0
WT | 0 | 0 | 0 | 0 | 861.26 | 861.26
IGCC | 0 | 0 | 0 | 0 | 0 | 0
DemandResponse | 0 | 0 | 0 | 0 | 0 | 0
IGCC-CCS | 0 | 0 | 0 | 0 | 0 | 0
WT_off | 0 | 0 | 0 | 0 | 0 | 0
PseudoUnit | 0 | 0 | 0 | 0 | 0 | 0
FixedInterchange | 0 | 0 | 0 | 0 | 0 | 0
Total Generation by Reporting Type: PJM_E
ReportingType | 2015 | 2020 | 2025 | 2030 | 2035 | 2040
BM | 12.03 | 223.98 | 223.98 | 223.98 | 223.98 | 223.98
CC | 45358.17 | 56582.3 | 53826.25 | 40106.15 | 35070.36 | 17484.13
CSP | 0 | 0 | 0 | 0 | 0 | 0
CT | 0.24 | 5.14 | 10.03 | 0 | 0 | 0
Coal | 359.07 | 131.02 | 30.03 | 2.86 | 0 | 0
Geo | 0 | 0 | 0 | 0 | 0 | 0
H | 1839.27 | 1839.27 | 1839.27 | 1839.27 | 1839.27 | 1839.27
LFG | 3714.15 | 4761.94 | 4761.94 | 4761.94 | 4761.94 | 4761.94
Nuc | 66287.73 | 61501.14 | 61501.14 | 61501.14 | 44177.54 | 35032.79
PS | 164 | 291.48 | 294 | 284 | 284 | 1020
PV | 102.4 | 102.4 | 102.4 | 102.4 | 57.82 | 57.82
PeakG | 80.25 | 940.13 | 995.59 | 940.13 | 481.53 | 481.53
PeakO | 0 | 0 | 0 | 0 | 0 | 0
ST | 0 | 0 | 0 | 0 | 0 | 0
STOG | 268.49 | 0 | 0 | 0 | 0 | 0
STWD | 0 | 0 | 0 | 0 | 0 | 0
WT | 2143.36 | 2143.36 | 2143.36 | 2143.36 | 2143.36 | 2143.36
IGCC | 0 | 0 | 0 | 0 | 0 | 0
DemandResponse | 0 | 0 | 0 | 0 | 0 | 0
IGCC-CCS | 0 | 0 | 0 | 0 | 0 | 0
WT_off | 0 | 0 | 3990.52 | 3990.52 | 3990.52 | 3990.52
PseudoUnit | 0 | 0 | 0 | 0 | 0 | 0
FixedInterchange | 0 | 0 | 0 | 0 | 0 | 0
Total Generation by Reporting Type: PJM_ROM
ReportingType | 2015 | 2020 | 2025 | 2030 | 2035 | 2040
BM | 7.22 | 134.39 | 134.39 | 134.39 | 134.39 | 134.39
CC | 19584.9 | 26820.49 | 27292.51 | 15859.2 | 13562.27 | 7501.93
CSP | 0 | 0 | 0 | 0 | 0 | 0
CT | 0.15 | 3.14 | 6.13 | 6.13 | 0 | 0
Coal | 9422.51 | 1556.03 | 36.15 | 3.45 | 0 | 0
Geo | 0 | 0 | 0 | 0 | 0 | 0
H | 3645.46 | 3645.46 | 6490.47 | 6490.47 | 6490.47 | 6490.47
LFG | 2813.8 | 4903.85 | 4903.85 | 4903.85 | 4903.85 | 4903.85
Nuc | 39227.38 | 39227.38 | 39227.38 | 39227.38 | 37267.86 | 86819.88
PS | 621.49 | 1074.23 | 1112.06 | 1074.23 | 1074.23 | 3858.15
PV | 10.51 | 2287.91 | 3514.32 | 3656.84 | 3656.84 | 3656.84
PeakG | 2.36 | 51.56 | 301.75 | 568.26 | 291.06 | 160.51
PeakO | 0 | 0 | 0 | 0 | 0 | 0
ST | 0 | 0 | 0 | 0 | 0 | 0
STOG | 691.59 | 0 | 0 | 0 | 0 | 0
STWD | 27.4 | 490.56 | 490.56 | 490.56 | 490.56 | 490.56
WT | 3032.09 | 4910.74 | 4910.74 | 4910.74 | 4910.74 | 4910.74
IGCC | 0 | 0 | 0 | 0 | 0 | 0
DemandResponse | 0 | 0 | 0 | 0 | 0 | 0
IGCC-CCS | 0 | 0 | 0 | 0 | 0 | 0
WT_off | 0 | 0 | 0 | 0 | 0 | 0
PseudoUnit | 0 | 0 | 0 | 0 | 0 | 0
FixedInterchange | 0 | 0 | 0 | 0 | 0 | 0
Total Generation by Reporting Type: PJM_ROR
ReportingType | 2015 | 2020 | 2025 | 2030 | 2035 | 2040
BM | 154.43 | 2874.47 | 2874.47 | 2874.47 | 2874.47 | 2874.47
CC | 184688.9 | 211692.44 | 199169.41 | 163941.71 | 120589.91 | 50950.29
CSP | 0 | 0 | 0 | 0 | 0 | 0
CT | 2.98 | 11.11 | 11.11 | 11.11 | 0 | 0
Coal | 213886.14 | 96570.15 | 9807.51 | 4672.38 | 6077.28 | 6187.96
Geo | 0 | 0 | 0 | 0 | 0 | 0
H | 4602.26 | 6925.78 | 6925.78 | 6925.78 | 6925.78 | 6925.78
LFG | 4252.63 | 8302.71 | 8302.71 | 8302.71 | 8302.71 | 8302.71
Nuc | 156083.84 | 156083.84 | 156083.84 | 149330.43 | 144479.32 | 233501.11
PS | 1340.23 | 2264.88 | 2323.13 | 2187.51 | 2187.51 | 7856.55
PV | 63.07 | 63.07 | 63.07 | 63.07 | 63.07 | 63.07
PeakG | 871.67 | 3084.75 | 6077.1 | 3803.65 | 2747.92 | 0
PeakO | 0 | 0 | 0 | 0 | 0 | 0
ST | 0 | 0 | 0 | 0 | 0 | 0
STOG | 408.99 | 798.51 | 529.16 | 0 | 0 | 0
STWD | 36.67 | 1359.55 | 1359.55 | 998.99 | 1359.55 | 1359.55
WT | 28147.97 | 28682.04 | 38708.15 | 38708.15 | 38708.15 | 38708.15
IGCC | 0 | 0 | 0 | 0 | 0 | 0
DemandResponse | 0 | 0 | 0 | 0 | 0 | 0
IGCC-CCS | 0 | 0 | 0 | 0 | 0 | 0
WT_off | 0 | 0 | 0 | 0 | 0 | 0
PseudoUnit | 0 | 0 | 0 | 0 | 0 | 0
FixedInterchange | 0 | 0 | 0 | 0 | 0 | 0
Total Generation by Reporting Type: SOCO
ReportingType | 2015 | 2020 | 2025 | 2030 | 2035 | 2040
BM | 38.26 | 96.82 | 299.44 | 410.64 | 410.64 | 21388.64
CC | 163210.35 | 174157.2 | 169173.52 | 104947.47 | 30439.7 | 3567.02
CSP | 0 | 0 | 0 | 0 | 0 | 0
CT | 0 | 0 | 0 | 0 | 0 | 0
Coal | 33732.18 | 8383.52 | 5011.24 | 5085.59 | 5085.59 | 5085.59
Geo | 0 | 0 | 0 | 0 | 0 | 0
H | 10893.11 | 10893.11 | 10893.11 | 10893.11 | 10893.11 | 10893.11
LFG | 291.71 | 291.71 | 1138.45 | 1138.45 | 1138.45 | 1138.45
Nuc | 45497.84 | 62634.5 | 62634.5 | 125386.57 | 201024.46 | 208574.62
PS | 741.69 | 1621.52 | 1669.14 | 686.75 | 873.13 | 4271.25
PV | 0 | 0 | 0 | 0 | 0 | 0
PeakG | 612.72 | 3006.13 | 1889.66 | 0 | 0 | 0
PeakO | 0 | 0 | 0 | 0 | 0 | 0
ST | 0 | 0 | 0 | 0 | 0 | 0
STOG | 0 | 0 | 0 | 0 | 0 | 0
STWD | 261.52 | 692.4 | 1053.12 | 3439.81 | 4681.34 | 2890.57
WT | 0 | 0 | 0 | 0 | 0 | 0
IGCC | 0 | 0 | 0 | 0 | 0 | 0
DemandResponse | 0 | 0 | 0 | 0 | 0 | 0
IGCC-CCS | 0 | 0 | 0 | 0 | 0 | 0
WT_off | 0 | 0 | 0 | 0 | 0 | 0
PseudoUnit | 0 | 0 | 0 | 0 | 0 | 0
FixedInterchange | 0 | 0 | 0 | 0 | 0 | 0
Total Generation by Reporting Type: SPP_N
ReportingType | 2015 | 2020 | 2025 | 2030 | 2035 | 2040
BM | 0 | 0 | 0 | 0 | 0 | 0
CC | 2969.68 | 1350.66 | 1444.61 | 924.03 | 533.6 | 273.31
CSP | 0 | 0 | 0 | 0 | 0 | 0
CT | 0 | 0 | 0 | 0 | 0 | 0
Coal | 59322.93 | 10281.85 | 318.42 | 0 | 0 | 0
Geo | 0 | 0 | 0 | 0 | 0 | 0
H | 60 | 60 | 60 | 60 | 60 | 60
LFG | 55.19 | 55.19 | 55.19 | 804.17 | 804.17 | 804.17
Nuc | 9035.69 | 9035.69 | 9035.69 | 9035.69 | 9035.69 | 9035.69
PS | 0 | 0 | 0 | 0 | 0 | 0
PV | 0 | 0 | 0 | 0 | 0 | 0
PeakG | 54.65 | 0 | 449.27 | 0 | 0 | 36.07
PeakO | 0 | 0 | 33.12 | 0 | 0 | 0
ST | 0 | 0 | 0 | 0 | 0 | 0
STOG | 0 | 0 | 0 | 0 | 0 | 0
STWD | 0 | 0 | 0 | 0 | 0 | 0
WT | 4213.48 | 107452 | 139165.19 | 146629.32 | 232936.48 | 232936.48
IGCC | 0 | 0 | 0 | 0 | 0 | 0
DemandResponse | 0 | 0 | 0 | 0 | 0 | 0
IGCC-CCS | 0 | 0 | 0 | 0 | 0 | 0
WT_off | 0 | 0 | 0 | 0 | 0 | 0
PseudoUnit | 0 | 0 | 0 | 0 | 0 | 0
FixedInterchange | 0 | 0 | 0 | 0 | 0 | 0
Total Generation by Reporting Type: SPP_S
ReportingType | 2015 | 2020 | 2025 | 2030 | 2035 | 2040
BM | 0 | 0 | 0 | 0 | 0 | 0
CC | 38164.24 | 11159.31 | 12676.03 | 7446.88 | 4822.17 | 3559.53
CSP | 0 | 0 | 0 | 0 | 0 | 0
CT | 0 | 0 | 73.26 | 66.6 | 0 | 0
Coal | 89751.68 | 6718.06 | 676.51 | 0 | 0 | 0
Geo | 0 | 0 | 0 | 0 | 0 | 0
H | 10050.79 | 10050.79 | 10050.79 | 10050.79 | 10050.79 | 10050.79
LFG | 149.8 | 149.8 | 149.8 | 898.78 | 898.78 | 898.78
Nuc | 0.02 | 0.04 | 0.07 | 0.07 | 0.16 | 0.48
PS | 194.01 | 327.81 | 875.63 | 433.29 | 506.21 | 1210.22
PV | 0 | 0 | 0 | 0 | 0 | 0
PeakG | 0 | 0 | 317.03 | 203.06 | 0 | 273.38
PeakO | 0 | 0 | 3.4 | 0 | 0 | 0
ST | 0 | 0 | 0 | 0 | 0 | 0
STOG | 1455.21 | 904.9 | 1332.38 | 0 | 0 | 0
STWD | 32.89 | 31 | 53.68 | 83.92 | 123.61 | 361.86
WT | 9404.55 | 123527.2 | 123527.2 | 165399.61 | 165399.61 | 161220.5
IGCC | 0 | 0 | 0 | 0 | 0 | 0
DemandResponse | 0 | 0 | 0 | 0 | 0 | 0
IGCC-CCS | 0 | 0 | 0 | 0 | 0 | 0
WT_off | 0 | 0 | 0 | 0 | 0 | 0
PseudoUnit | 0 | 0 | 0 | 0 | 0 | 0
FixedInterchange | 0 | 0 | 0 | 0 | 0 | 0
Total Generation by Reporting Type: TVA
ReportingType | 2015 | 2020 | 2025 | 2030 | 2035 | 2040
BM | 0 | 0 | 0 | 0 | 14268.8 | 14268.8
CC | 47007.02 | 69713.28 | 66898.68 | 52140.38 | 22989.14 | 2841.51
CSP | 0 | 0 | 0 | 0 | 0 | 0
CT | 0 | 0 | 0 | 0 | 0 | 0
Coal | 47197.83 | 16163.6 | 0 | 0 | 0 | 0
Geo | 0 | 0 | 0 | 0 | 0 | 0
H | 17444.8 | 17444.8 | 17444.8 | 17545.57 | 17545.57 | 17545.57
LFG | 102.49 | 102.49 | 949.23 | 949.23 | 949.23 | 949.23
Nuc | 65391.09 | 65391.09 | 65391.09 | 69387.97 | 82003.27 | 106517.32
PS | 714.63 | 1161.42 | 1265.1 | 714.63 | 714.63 | 4444.65
PV | 0 | 0 | 0 | 0 | 0 | 0
PeakG | 0 | 0 | 265.86 | 84.82 | 0 | 0
PeakO | 0 | 0 | 0 | 0 | 0 | 0
ST | 0 | 0 | 0 | 0 | 0 | 0
STOG | 0 | 0 | 0 | 0 | 0 | 0
STWD | 1.06 | 3.38 | 8.48 | 29.36 | 35.04 | 27.22
WT | 73.94 | 73.94 | 73.94 | 73.94 | 73.94 | 73.94
IGCC | 0 | 0 | 0 | 0 | 0 | 0
DemandResponse | 0 | 0 | 0 | 0 | 0 | 0
IGCC-CCS | 0 | 0 | 0 | 0 | 0 | 0
WT_off | 0 | 0 | 0 | 0 | 0 | 0
PseudoUnit | 0 | 0 | 0 | 0 | 0 | 0
FixedInterchange | 0 | 0 | 0 | 0 | 0 | 0
Total Generation by Reporting Type: TVA_Transmission
ReportingType | 2015 | 2020 | 2025 | 2030 | 2035 | 2040
BM | 0 | 0 | 0 | 0 | 0 | 0
CC | 0 | 0 | 0 | 0 | 0 | 0
CSP | 0 | 0 | 0 | 0 | 0 | 0
CT | 0 | 0 | 0 | 0 | 0 | 0
Coal | 0 | 0 | 0 | 0 | 0 | 0
Geo | 0 | 0 | 0 | 0 | 0 | 0
H | 0 | 0 | 0 | 0 | 0 | 0
LFG | 0 | 0 | 0 | 0 | 0 | 0
Nuc | 0 | 0 | 0 | 0 | 0 | 0
PS | 0 | 0 | 0 | 0 | 0 | 0
PV | 0 | 0 | 0 | 0 | 0 | 0
PeakG | 0 | 0 | 0 | 0 | 0 | 0
PeakO | 0 | 0 | 0 | 0 | 0 | 0
ST | 0 | 0 | 0 | 0 | 0 | 0
STOG | 0 | 0 | 0 | 0 | 0 | 0
STWD | 0 | 0 | 0 | 0 | 0 | 0
WT | 0 | 0 | 0 | 0 | 0 | 0
IGCC | 0 | 0 | 0 | 0 | 0 | 0
DemandResponse | 0 | 0 | 0 | 0 | 0 | 0
IGCC-CCS | 0 | 0 | 0 | 0 | 0 | 0
WT_off | 0 | 0 | 0 | 0 | 0 | 0
PseudoUnit | 0 | 0 | 0 | 0 | 0 | 0
FixedInterchange | 0 | 0 | 0 | 0 | 0 | 0
Total Generation by Reporting Type: VACAR
ReportingType | 2015 | 2020 | 2025 | 2030 | 2035 | 2040
BM | 6.84 | 76.33 | 3308.22 | 3308.22 | 52160.85 | 52160.85
CC | 91377.8 | 95830.22 | 94973.22 | 65214.06 | 32091.78 | 2046.14
CSP | 0 | 0 | 0 | 0 | 0 | 0
CT | 6.7 | 274.67 | 140.69 | 0 | 0 | 0
Coal | 38068.7 | 12789.69 | 3185.94 | 1841.68 | 1774.05 | 1833.72
Geo | 0 | 0 | 0 | 0 | 0 | 0
H | 4325 | 4325 | 4325 | 4325 | 4325 | 4325
LFG | 499.37 | 1343.43 | 1343.43 | 1343.43 | 1343.43 | 1343.43
Nuc | 89032.75 | 107182.03 | 107182.03 | 138929.23 | 145094.27 | 174482.32
PS | 1137.96 | 1988.16 | 1988.16 | 1857.36 | 1452.82 | 6670.8
PV | 42.05 | 275.02 | 275.02 | 275.02 | 275.02 | 275.02
PeakG | 31.33 | 658.27 | 811.92 | 0 | 0 | 0
PeakO | 0 | 0 | 0 | 0 | 0 | 0
ST | 0 | 0 | 0 | 0 | 0 | 0
STOG | 0 | 0 | 0 | 0 | 0 | 0
STWD | 1969.25 | 1969.25 | 1969.25 | 1911.72 | 1969.25 | 1215.94
WT | 2.34 | 7866.99 | 7866.99 | 7866.99 | 7866.99 | 7866.99
IGCC | 0 | 0 | 0 | 0 | 0 | 0
DemandResponse | 0 | 0 | 0 | 0 | 0 | 0
IGCC-CCS | 0 | 0 | 0 | 0 | 0 | 0
WT_off | 3.46 | 3.46 | 3.46 | 3.46 | 3.46 | 3.46
PseudoUnit | 0 | 0 | 0 | 0 | 0 | 0
FixedInterchange | 0 | 0 | 0 | 0 | 0 | 0
Total Generation by Reporting Type: IESO
ReportingType | 2015 | 2020 | 2025 | 2030 | 2035 | 2040
BM | 0 | 10.53 | 33.1 | 33.1 | 213.65 | 1495.34
CC | 10148.38 | 8734.52 | 1048.58 | 148.09 | 592.04 | 354.85
CSP | 0 | 0 | 0 | 0 | 0 | 0
CT | 4.94 | 12.03 | 12.03 | 0 | 0 | 0
Coal | 0 | 0 | 0 | 0 | 0 | 0
Geo | 0 | 0 | 0 | 0 | 0 | 0
H | 46189.03 | 46189.03 | 46189.03 | 46189.03 | 47737.94 | 47737.94
LFG | 926.37 | 926.37 | 926.37 | 926.37 | 930.31 | 930.31
Nuc | 101402.31 | 101402.31 | 101402.31 | 101402.31 | 93379.23 | 81383.57
PS | 50.43 | 87.33 | 87.33 | 87.33 | 87.33 | 201.26
PV | 78.84 | 78.84 | 78.84 | 78.84 | 78.84 | 78.84
PeakG | 0 | 0 | 0 | 0 | 0 | 0
PeakO | 0 | 0 | 0 | 0 | 0 | 0
ST | 0 | 0 | 0 | 0 | 0 | 0
STOG | 0 | 0 | 0 | 0 | 0 | 0
STWD | 26.27 | 51.29 | 26.27 | 51.29 | 716.16 | 974.11
WT | 8479.75 | 8479.75 | 8479.75 | 8479.75 | 8479.75 | 8479.75
IGCC | 0 | 0 | 0 | 0 | 0 | 0
DemandResponse | 0 | 0 | 0 | 0 | 0 | 0
IGCC-CCS | 0 | 0 | 0 | 0 | 0 | 0
WT_off | 0 | 0 | 0 | 0 | 0 | 0
PseudoUnit | 0 | 0 | 0 | 0 | 0 | 0
FixedInterchange | 0 | 0 | 0 | 0 | 0 | 0
Total Generation by Reporting Type: MAPP_CA
ReportingType | 2015 | 2020 | 2025 | 2030 | 2035 | 2040
BM | 0 | 0 | 0 | 0 | 0 | 0
CC | 9630.7 | 9630.7 | 432.57 | 204.4 | 104.69 | 0
CSP | 0 | 0 | 0 | 0 | 0 | 0
CT | 0 | 0 | 0 | 0 | 0 | 0
Coal | 264.96 | 0 | 0 | 0 | 0 | 0
Geo | 0 | 0 | 0 | 0 | 0 | 0
H | 41520.42 | 44571.21 | 54366.11 | 55126.46 | 68795.52 | 68795.52
LFG | 0 | 0 | 0 | 0 | 0 | 0
Nuc | 0 | 0.04 | 0.02 | 0.04 | 0.07 | 0.11
PS | 0 | 0 | 0 | 0 | 0 | 0
PV | 0 | 0 | 0 | 0 | 0 | 0
PeakG | 64.87 | 177.46 | 0 | 0 | 0 | 0
PeakO | 0 | 0 | 0 | 0 | 0 | 0
ST | 0 | 0 | 0 | 0 | 0 | 0
STOG | 12.93 | 0 | 0 | 0 | 0 | 0
STWD | 0 | 0 | 0 | 0 | 0 | 0
WT | 1446.06 | 1446.06 | 1446.06 | 1446.06 | 688.72 | 688.72
IGCC | 0 | 0 | 0 | 0 | 0 | 0
DemandResponse | 0 | 0 | 0 | 0 | 0 | 0
IGCC-CCS | 0 | 0 | 0 | 0 | 0 | 0
WT_off | 0 | 0 | 0 | 0 | 0 | 0
PseudoUnit | 0 | 0 | 0 | 0 | 0 | 0
FixedInterchange | 0 | 0 | 0 | 0 | 0 | 0
Total Generation by Reporting Type: AZ_NM_SNV_Coal
ReportingType | 2015 | 2020 | 2025 | 2030 | 2035 | 2040
BM | 0 | 0 | 0 | 0 | 0 | 0
CC | 0 | 0 | 0 | 0 | 0 | 0
CSP | 0 | 0 | 0 | 0 | 0 | 0
CT | 0 | 0 | 0 | 0 | 0 | 0
Coal | 62754.56 | 38604.44 | 0 | 0 | 0 | 0
Geo | 0 | 0 | 0 | 0 | 0 | 0
H | 0 | 0 | 0 | 0 | 0 | 0
LFG | 0 | 0 | 0 | 0 | 0 | 0
Nuc | 0 | 0 | 0 | 0 | 0 | 0
PS | 0 | 0 | 0 | 0 | 0 | 0
PV | 0 | 0 | 0 | 0 | 0 | 0
PeakG | 0 | 0 | 0 | 0 | 0 | 0
PeakO | 0 | 0 | 0 | 0 | 0 | 0
ST | 0 | 0 | 0 | 0 | 0 | 0
STOG | 0 | 0 | 0 | 0 | 0 | 0
STWD | 0 | 0 | 0 | 0 | 0 | 0
WT | 0 | 0 | 0 | 0 | 0 | 0
IGCC | 0 | 0 | 0 | 0 | 0 | 0
DemandResponse | 0 | 0 | 0 | 0 | 0 | 0
IGCC-CCS | 0 | 0 | 0 | 0 | 0 | 0
WT_off | 0 | 0 | 0 | 0 | 0 | 0
PseudoUnit | 0 | 0 | 0 | 0 | 0 | 0
FixedInterchange | 0 | 0 | 0 | 0 | 0 | 0
Total Generation by Reporting Type: AZ_NM_SNV_Gas
ReportingType | 2015 | 2020 | 2025 | 2030 | 2035 | 2040
BM | 0 | 0 | 0 | 0 | 0 | 0
CC | 66318.15 | 59872.78 | 83980.07 | 28651.32 | 13717.85 | 10885.52
CSP | 0 | 0 | 0 | 0 | 0 | 0
CT | 0 | 28.02 | 152.78 | 84.02 | 0 | 0
Coal | 0 | 0 | 0 | 0 | 0 | 0
Geo | 0 | 0 | 0 | 0 | 0 | 0
H | 0 | 0 | 0 | 0 | 0 | 0
LFG | 0 | 0 | 0 | 0 | 0 | 0
Nuc | 0 | 0 | 0 | 0 | 0 | 0
PS | 0 | 0 | 0 | 0 | 0 | 0
PV | 0 | 0 | 0 | 0 | 0 | 0
PeakG | 0 | 10.52 | 0 | 0 | 0 | 0
PeakO | 0 | 0 | 0 | 0 | 0 | 0
ST | 0 | 0 | 0 | 0 | 0 | 0
STOG | 0 | 0 | 0 | 0 | 0 | 0
STWD | 0 | 0 | 0 | 0 | 0 | 0
WT | 0 | 0 | 0 | 0 | 0 | 0
IGCC | 0 | 0 | 0 | 0 | 0 | 0
DemandResponse | 0 | 0 | 23.5 | 9.93 | 2 | 12.34
IGCC-CCS | 0 | 0 | 0 | 0 | 0 | 0
WT_off | 0 | 0 | 0 | 0 | 0 | 0
PseudoUnit | 0 | 0 | 0 | 0 | 0 | 0
FixedInterchange | 0 | 0 | 0 | 0 | 0 | 0
Total Generation by Reporting Type: AZ_NM_SNV_NucRenew
ReportingType | 2015 | 2020 | 2025 | 2030 | 2035 | 2040
BM | 0 | 0 | 0 | 0 | 0 | 0
CC | 0 | 0 | 0 | 0 | 0 | 0
CSP | 0 | 0 | 0 | 0 | 0 | 0
CT | 0 | 0 | 0 | 0 | 0 | 0
Coal | 0 | 0 | 0 | 0 | 0 | 0
Geo | 0 | 0 | 12066.9 | 12066.9 | 12066.9 | 12066.9
H | 8952 | 8952 | 8952 | 8952 | 8952 | 8952
LFG | 55.19 | 55.19 | 533.48 | 533.48 | 533.48 | 533.48
Nuc | 30183.89 | 30183.89 | 30183.89 | 65247.46 | 84348.73 | 86907.58
PS | 1.41 | 23.76 | 88.56 | 45.36 | 45.36 | 45.36
PV | 365.63 | 365.63 | 365.63 | 365.63 | 365.63 | 365.63
PeakG | 0 | 0 | 0 | 0 | 0 | 0
PeakO | 0 | 0 | 0 | 0 | 0 | 0
ST | 981.12 | 2324.78 | 3029.3 | 16089.17 | 16560.41 | 17065.41
STOG | 0 | 0 | 0 | 0 | 0 | 0
STWD | 182.21 | 182.21 | 182.21 | 182.21 | 182.21 | 182.21
WT | 1407.73 | 17769.32 | 17769.32 | 17769.32 | 17769.32 | 17769.32
IGCC | 0 | 0 | 0 | 0 | 0 | 0
DemandResponse | 0 | 0 | 0 | 0 | 0 | 0
IGCC-CCS | 0 | 0 | 0 | 0 | 0 | 0
WT_off | 0 | 0 | 0 | 0 | 0 | 0
PseudoUnit | 0 | 0 | 0 | 0 | 0 | 0
FixedInterchange | 0 | 0 | 0 | 0 | 0 | 0
Total Generation by Reporting Type: ERCOT
ReportingType | 2015 | 2020 | 2025 | 2030 | 2035 | 2040
BM | 64.02 | 100.59 | 151.75 | 1082.59 | 29208.83 | 21566.77
CC | 213498.02 | 217450.62 | 194444.95 | 173960.36 | 73244.73 | 45349.14
CSP | 0 | 0 | 0 | 0 | 0 | 0
CT | 0 | 25.69 | 49.04 | 49.04 | 0 | 0
Coal | 43277.65 | 27871.59 | 4464.75 | 4841.63 | 5720.61 | 5720.61
Geo | 0 | 0 | 0 | 0 | 0 | 0
H | 607.38 | 607.38 | 607.38 | 607.38 | 607.38 | 607.38
LFG | 591.3 | 591.3 | 3382.24 | 3382.24 | 3382.24 | 3382.24
Nuc | 39655.79 | 39655.79 | 39655.79 | 51243.79 | 119114.83 | 150380.57
PS | 0 | 0 | 0 | 0 | 0 | 0
PV | 30.84 | 30.84 | 30.84 | 30.84 | 2.38 | 2.49
PeakG | 0 | 239.97 | 682.63 | 539.47 | 0 | 0
PeakO | 0 | 0.46 | 0 | 0 | 0 | 0
ST | 0 | 0 | 0 | 0 | 0 | 0
STOG | 2535.4 | 3209.87 | 228.72 | 0 | 0 | 0
STWD | 0 | 0 | 0 | 0 | 0 | 0
WT | 27080.39 | 40526.97 | 80716.86 | 80716.86 | 79311.51 | 77888.25
IGCC | 0 | 0 | 0 | 0 | 0 | 0
DemandResponse | 0 | 4.62 | 90.38 | 88.59 | 87.03 | 85.5
IGCC-CCS | 0 | 0 | 0 | 0 | 0 | 0
WT_off | 0 | 0 | 0 | 0 | 0 | 0
PseudoUnit | 0 | 0 | 0 | 0 | 0 | 0
FixedInterchange | 0 | 0 | 0 | 0 | 0 | 0
Total Generation by Reporting Type: NP15
ReportingType | 2015 | 2020 | 2025 | 2030 | 2035 | 2040
BM | 0 | 0 | 0 | 0 | 0 | 0
CC | 53336.48 | 48130.61 | 48136.52 | 32769.05 | 5410.06 | 368.92
CSP | 0 | 0 | 0 | 0 | 0 | 0
CT | 0 | 0 | 0 | 0 | 0 | 0
Coal | 1435.64 | 0 | 0 | 0 | 0 | 0
Geo | 9050.48 | 14043.68 | 14043.68 | 14043.68 | 14043.68 | 14043.68
H | 24182 | 24182 | 24182 | 24182 | 24182 | 24182
LFG | 670.14 | 3653.7 | 5124.6 | 5124.6 | 5124.6 | 5124.6
Nuc | 17915.6 | 17915.6 | 17915.6 | 28137.84 | 41811.06 | 41811.06
PS | 0 | 8.62 | 35.69 | 25.88 | 48.12 | 72.27
PV | 153.52 | 153.52 | 153.52 | 153.52 | 153.52 | 153.52
PeakG | 0 | 0 | 6.69 | 0 | 0 | 2.84
PeakO | 0 | 0 | 0 | 0 | 0 | 0
ST | 99.08 | 99.08 | 99.08 | 99.08 | 341.64 | 341.64
STOG | 54.74 | 0 | 0 | 0 | 0 | 0
STWD | 3097.54 | 3097.54 | 1446 | 3097.54 | 3097.54 | 3097.54
WT | 3102.31 | 11679.16 | 11679.16 | 11679.16 | 25891.8 | 25891.8
IGCC | 0 | 0 | 0 | 0 | 0 | 0
DemandResponse | 0 | 0 | 0 | 0 | 0 | 0
IGCC-CCS | 0 | 0 | 0 | 0 | 0 | 0
WT_off | 0 | 0 | 0 | 0 | 0 | 0
PseudoUnit | 0 | 0 | 0 | 0 | 0 | 0
FixedInterchange | 0 | 0 | 0 | 0 | 0 | 0
Total Generation by Reporting Type: NWPP_Coal
ReportingType | 2015 | 2020 | 2025 | 2030 | 2035 | 2040
BM | 0 | 0 | 0 | 0 | 0 | 0
CC | 0 | 0 | 0 | 0 | 0 | 0
CSP | 0 | 0 | 0 | 0 | 0 | 0
CT | 0 | 0 | 0 | 0 | 0 | 0
Coal | 52392.15 | 38558.07 | 1282.61 | 1282.61 | 1282.61 | 1282.61
Geo | 0 | 0 | 0 | 0 | 0 | 0
H | 0 | 0 | 0 | 0 | 0 | 0
LFG | 0 | 0 | 0 | 0 | 0 | 0
Nuc | 0 | 0 | 0 | 0 | 0 | 0
PS | 0 | 0 | 0 | 0 | 0 | 0
PV | 0 | 0 | 0 | 0 | 0 | 0
PeakG | 0 | 0 | 0 | 0 | 0 | 0
PeakO | 0 | 0 | 0 | 0 | 0 | 0
ST | 0 | 0 | 0 | 0 | 0 | 0
STOG | 0 | 0 | 0 | 0 | 0 | 0
STWD | 0 | 0 | 0 | 0 | 0 | 0
WT | 0 | 0 | 0 | 0 | 0 | 0
IGCC | 0 | 0 | 0 | 0 | 0 | 0
DemandResponse | 0 | 0 | 0 | 0 | 0 | 0
IGCC-CCS | 0 | 0 | 0 | 0 | 0 | 0
WT_off | 0 | 0 | 0 | 0 | 0 | 0
PseudoUnit | 0 | 0 | 0 | 0 | 0 | 0
FixedInterchange | 0 | 0 | 0 | 0 | 0 | 0
Total Generation by Reporting Type: NWPP_Gas
ReportingType | 2015 | 2020 | 2025 | 2030 | 2035 | 2040
BM | 0 | 0 | 0 | 0 | 0 | 0
CC | 50575.36 | 59934.12 | 59934.12 | 25047.01 | 5262.69 | 4228.29
CSP | 0 | 0 | 0 | 0 | 0 | 0
CT | 0 | 0 | 0 | 0 | 0 | 0
Coal | 0 | 0 | 0 | 0 | 0 | 0
Geo | 0 | 0 | 0 | 0 | 0 | 0
H | 0 | 0 | 0 | 0 | 0 | 0
LFG | 0 | 0 | 0 | 0 | 0 | 0
Nuc | 0 | 0 | 0 | 0 | 0 | 0
PS | 0 | 0 | 0 | 0 | 0 | 0
PV | 0 | 0 | 0 | 0 | 0 | 0
PeakG | 0 | 0 | 0 | 0 | 0 | 0
PeakO | 0 | 0 | 0 | 0 | 0 | 0
ST | 0 | 0 | 0 | 0 | 0 | 0
STOG | 0 | 0 | 0 | 0 | 0 | 0
STWD | 0 | 0 | 0 | 0 | 0 | 0
WT | 0 | 0 | 0 | 0 | 0 | 0
IGCC | 0 | 0 | 0 | 0 | 0 | 0
DemandResponse | 0 | 0 | 0 | 0 | 0 | 0
IGCC-CCS | 0 | 0 | 0 | 0 | 0 | 0
WT_off | 0 | 0 | 0 | 0 | 0 | 0
PseudoUnit | 0 | 0 | 0 | 0 | 0 | 0
FixedInterchange | 0 | 0 | 0 | 0 | 0 | 0
Total Generation by Reporting Type: NWPP_NucRenew
ReportingType | 2015 | 2020 | 2025 | 2030 | 2035 | 2040
BM | 0 | 64.83 | 243.02 | 243.02 | 243.02 | 243.02
CC | 0 | 0 | 0 | 0 | 0 | 0
CSP | 0 | 0 | 0 | 0 | 0 | 0
CT | 0 | 0 | 0 | 0 | 0 | 0
Coal | 0 | 0 | 0 | 0 | 0 | 0
Geo | 3280.13 | 3346.85 | 6891.88 | 6891.88 | 6891.88 | 6891.88
H | 133486 | 133486 | 133486 | 133486 | 134577.8 | 134577.8
LFG | 1013.09 | 1013.09 | 2940.73 | 2940.73 | 2940.73 | 2940.73
Nuc | 8809.8 | 8809.8 | 8809.8 | 23078.32 | 46444.16 | 46444.16
PS | 0 | 0 | 0 | 0 | 2.58 | 2.58
PV | 7.88 | 7.88 | 7.88 | 7.88 | 7.88 | 7.88
PeakG | 0 | 0 | 0 | 0 | 0 | 0
PeakO | 0 | 0 | 0 | 0 | 0 | 0
ST | 0 | 0 | 0 | 0 | 7.62 | 7.62
STOG | 0 | 0 | 0 | 0 | 0 | 0
STWD | 0 | 0 | 3931.49 | 3931.49 | 3931.49 | 3931.49
WT | 15874.4 | 15874.4 | 15874.4 | 48316.23 | 48316.23 | 48316.23
IGCC | 0 | 0 | 0 | 0 | 0 | 0
DemandResponse | 0 | 0 | 0 | 0 | 0 | 0
IGCC-CCS | 0 | 0 | 0 | 0 | 0 | 0
WT_off | 0 | 0 | 0 | 0 | 0 | 0
PseudoUnit | 0 | 0 | 0 | 0 | 0 | 0
FixedInterchange | 0 | 0 | 0 | 0 | 0 | 0
Total Generation by Reporting Type: RMPA
ReportingType | 2015 | 2020 | 2025 | 2030 | 2035 | 2040
BM | 0 | 0 | 0 | 0 | 6816.78 | 13937.08
CC | 7104.18 | 9104.42 | 15436.85 | 9275.8 | 3877.29 | 2846.32
CSP | 0 | 0 | 0 | 0 | 0 | 0
CT | 0 | 0 | 4.97 | 0 | 0 | 0
Coal | 52716.93 | 36615.98 | 6075.14 | 3123.29 | 3076.22 | 2904.28
Geo | 0 | 141.33 | 21387.54 | 21387.54 | 21387.54 | 21387.54
H | 4353 | 4353 | 4353 | 4353 | 4353 | 4353
LFG | 58.34 | 58.34 | 286.45 | 286.45 | 286.45 | 286.45
Nuc | 0.01 | 0.04 | 2457.36 | 11841.13 | 11841.42 | 11841.24
PS | 73.05 | 128.74 | 230.83 | 118.23 | 132.3 | 255.38
PV | 54.93 | 54.93 | 54.93 | 54.93 | 54.93 | 54.93
PeakG | 1.03 | 51.71 | 416.72 | 134.94 | 165.84 | 74.97
PeakO | 0 | 0 | 0 | 0 | 0 | 0
ST | 9.83 | 1126.54 | 1141.59 | 1156.95 | 1156.95 | 1398.32
STOG | 0 | 0 | 0 | 0 | 0 | 0
STWD | 0 | 0 | 0 | 0 | 0 | 0
WT | 6354.34 | 17107.24 | 17325.11 | 17547.51 | 17785.27 | 17785.27
IGCC | 0 | 0 | 0 | 0 | 0 | 0
DemandResponse | 0 | 0 | 0 | 0 | 0 | 0
IGCC-CCS | 0 | 0 | 0 | 0 | 0 | 0
WT_off | 0 | 0 | 0 | 0 | 0 | 0
PseudoUnit | 0 | 0 | 0 | 0 | 0 | 0
FixedInterchange | 0 | 0 | 0 | 0 | 0 | 0
Total Generation by Reporting Type: SP15
ReportingType | 2015 | 2020 | 2025 | 2030 | 2035 | 2040
BM | 44.8 | 44.8 | 44.8 | 44.8 | 44.8 | 3465.85
CC | 69337.58 | 58181.45 | 57357.14 | 47074.91 | 18129.71 | 16726.25
CSP | 0 | 0 | 0 | 0 | 0 | 0
CT | 0 | 0 | 0 | 0 | 0 | 0
Coal | 1392.49 | 761.6 | 0 | 0 | 0 | 0
Geo | 7774.15 | 19841.05 | 19841.05 | 19841.05 | 19841.05 | 19841.05
H | 5920 | 5920 | 5920 | 5920 | 5920 | 5920
LFG | 1759.71 | 6141.64 | 6141.64 | 6141.64 | 6141.64 | 6141.64
Nuc | 17526.13 | 17526.13 | 17526.13 | 26364.07 | 49686.82 | 51186.8
PS | 0 | 302.4 | 377.45 | 302.4 | 158.4 | 158.4
PV | 331.57 | 331.57 | 331.57 | 331.57 | 331.57 | 331.57
PeakG | 0 | 33.65 | 398.41 | 213.38 | 131.52 | 168.91
PeakO | 0 | 0 | 0 | 0 | 0 | 0
ST | 1569.79 | 1569.79 | 1569.79 | 1569.79 | 2291.57 | 2291.57
STOG | 521.73 | 313.21 | 0 | 0 | 0 | 0
STWD | 833.95 | 833.95 | 747.94 | 833.95 | 833.95 | 833.95
WT | 5740.26 | 11948.83 | 37297.77 | 42569.13 | 42569.13 | 42569.13
IGCC | 0 | 0 | 0 | 0 | 0 | 0
DemandResponse | 0 | 0 | 0 | 0 | 0 | 0
IGCC-CCS | 0 | 0 | 0 | 0 | 0 | 0
WT_off | 0 | 0 | 0 | 0 | 0 | 0
PseudoUnit | 0 | 0 | 0 | 0 | 0 | 0
FixedInterchange | 0 | 0 | 0 | 0 | 0 | 0
Total Generation by Reporting Type: ALB
ReportingType | 2015 | 2020 | 2025 | 2030 | 2035 | 2040
BM | 0 | 0 | 0 | 0 | 0 | 0
CC | 17851.74 | 17893.12 | 17977.45 | 1038.97 | 2.51 | 0
CSP | 0 | 0 | 0 | 0 | 0 | 0
CT | 0 | 0 | 0 | 0 | 0 | 0
Coal | 46350.59 | 46350.59 | 44847.83 | 0 | 0 | 2.93
Geo | 0 | 0 | 0 | 0 | 0 | 0
H | 1979.87 | 1979.87 | 1979.87 | 1979.87 | 1979.87 | 1979.87
LFG | 78.84 | 78.84 | 78.84 | 78.84 | 78.84 | 78.84
Nuc | 0 | 0 | 0.12 | 63390.35 | 66250.62 | 67724.32
PS | 0 | 0 | 0 | 0 | 0 | 0
PV | 0 | 0 | 0 | 0 | 0 | 0
PeakG | 0 | 0 | 0 | 0 | 0 | 0
PeakO | 0 | 0 | 0 | 0 | 0 | 0
ST | 0 | 0 | 0 | 0 | 0 | 0
STOG | 0 | 0 | 0 | 0 | 0 | 0
STWD | 0 | 569.24 | 1219.39 | 1219.39 | 1219.39 | 1219.39
WT | 1553.84 | 1553.84 | 1553.84 | 1553.84 | 1553.84 | 1553.84
IGCC | 0 | 0 | 0 | 0 | 0 | 0
DemandResponse | 0 | 0 | 0 | 0 | 0 | 0
IGCC-CCS | 0 | 0 | 0 | 0 | 0 | 0
WT_off | 0 | 0 | 0 | 0 | 0 | 0
PseudoUnit | 0 | 0 | 0 | 0 | 0 | 0
FixedInterchange | 0 | 0 | 0 | 0 | 0 | 0
Total Generation by Reporting Type: BC
ReportingType | 2015 | 2020 | 2025 | 2030 | 2035 | 2040
BM | 0 | 0 | 0 | 0 | 0 | 0
CC | 7386.49 | 7386.49 | 7386.49 | 5821.99 | 0 | 0
CSP | 0 | 0 | 0 | 0 | 0 | 0
CT | 0 | 0 | 0 | 0 | 0 | 0
Coal | 0 | 0 | 0 | 0 | 0 | 0
Geo | 0 | 0 | 0 | 0 | 0 | 0
H | 54411.22 | 54411.22 | 54411.22 | 54411.22 | 54411.22 | 54411.22
LFG | 189.22 | 189.22 | 189.22 | 189.22 | 189.22 | 189.22
Nuc | 0 | 0 | 0 | 0.78 | 0.78 | 0.78
PS | 0 | 0 | 0 | 0 | 0 | 0
PV | 0 | 0 | 0 | 0 | 0 | 0
PeakG | 0 | 0 | 0 | 0 | 0 | 0
PeakO | 0 | 0 | 0 | 0 | 0 | 0
ST | 0 | 0 | 0 | 0 | 0 | 0
STOG | 0 | 0 | 0 | 0 | 0 | 0
STWD | 0 | 860.62 | 3574.08 | 3574.08 | 3574.08 | 3574.08
WT | 568.82 | 568.82 | 568.82 | 568.82 | 568.82 | 568.82
IGCC | 0 | 0 | 0 | 0 | 0 | 0
DemandResponse | 0 | 0 | 0 | 0 | 0 | 0
IGCC-CCS | 0 | 0 | 0 | 0 | 0 | 0
WT_off | 0 | 0 | 0 | 0 | 0 | 0
PseudoUnit | 0 | 0 | 0 | 0 | 0 | 0
FixedInterchange | 0 | 0 | 0 | 0 | 0 | 0
Total Generation by Reporting Type: HQ_IESO
ReportingType | 2015 | 2020 | 2025 | 2030 | 2035 | 2040
BM | 0 | 0 | 0 | 0 | 0 | 0
CC | 0 | 0 | 0 | 0 | 0 | 0
CSP | 0 | 0 | 0 | 0 | 0 | 0
CT | 0 | 0 | 0 | 0 | 0 | 0
Coal | 0 | 0 | 0 | 0 | 0 | 0
Geo | 0 | 0 | 0 | 0 | 0 | 0
H | 0 | 0 | 0 | 0 | 0 | 0
LFG | 0 | 0 | 0 | 0 | 0 | 0
Nuc | 0 | 0.01 | 0.01 | 0.01 | 0.07 | 0.48
PS | 0 | 0 | 0 | 0 | 0 | 0
PV | 0 | 0 | 0 | 0 | 0 | 0
PeakG | 0 | 0 | 0 | 0 | 0 | 0
PeakO | 0 | 0 | 0 | 0 | 0 | 0
ST | 0 | 0 | 0 | 0 | 0 | 0
STOG | 0 | 0 | 0 | 0 | 0 | 0
STWD | 0 | 0 | 0 | 0 | 0 | 0
WT | 0 | 0 | 0 | 0 | 0 | 0
IGCC | 0 | 0 | 0 | 0 | 0 | 0
DemandResponse | 0 | 0 | 0 | 0 | 0 | 0
IGCC-CCS | 0 | 0 | 0 | 0 | 0 | 0
WT_off | 0 | 0 | 0 | 0 | 0 | 0
PseudoUnit | 0 | 0 | 0 | 0 | 0 | 11449.51
FixedInterchange | 2336 | 2336 | 2336 | 2336 | 2336 | 2336
Total Generation by Reporting Type: HQ_NEISO
ReportingType | 2015 | 2020 | 2025 | 2030 | 2035 | 2040
BM | 0 | 0 | 0 | 0 | 0 | 0
CC | 0 | 0 | 0 | 0 | 0 | 0
CSP | 0 | 0 | 0 | 0 | 0 | 0
CT | 0 | 0 | 0 | 0 | 0 | 0
Coal | 0 | 0 | 0 | 0 | 0 | 0
Geo | 0 | 0 | 0 | 0 | 0 | 0
H | 0 | 0 | 0 | 0 | 0 | 0
LFG | 0 | 0 | 0 | 0 | 0 | 0
Nuc | 0 | 0.01 | 0.02 | 0.04 | 0.41 | 0.6
PS | 0 | 0 | 0 | 0 | 0 | 0
PV | 0 | 0 | 0 | 0 | 0 | 0
PeakG | 0 | 0 | 0 | 0 | 0 | 0
PeakO | 0 | 0 | 0 | 0 | 0 | 0
ST | 0 | 0 | 0 | 0 | 0 | 0
STOG | 0 | 0 | 0 | 0 | 0 | 0
STWD | 0 | 0 | 0 | 0 | 0 | 0
WT | 0 | 0 | 0 | 0 | 0 | 0
IGCC | 0 | 0 | 0 | 0 | 0 | 0
DemandResponse | 0 | 0 | 0 | 0 | 0 | 0
IGCC-CCS | 0 | 0 | 0 | 0 | 0 | 0
WT_off | 0 | 0 | 0 | 0 | 0 | 0
PseudoUnit | 0 | 0 | 0 | 0 | 0 | 5551.61
FixedInterchange | 19184.4 | 19184.4 | 19184.4 | 19184.4 | 19184.4 | 19184.4
Total Generation by Reporting Type: HQ_NY
ReportingType | 2015 | 2020 | 2025 | 2030 | 2035 | 2040
BM | 0 | 0 | 0 | 0 | 0 | 0
CC | 0 | 0 | 0 | 0 | 0 | 0
CSP | 0 | 0 | 0 | 0 | 0 | 0
CT | 0 | 0 | 0 | 0 | 0 | 0
Coal | 0 | 0 | 0 | 0 | 0 | 0
Geo | 0 | 0 | 0 | 0 | 0 | 0
H | 0 | 0 | 0 | 0 | 0 | 0
LFG | 0 | 0 | 0 | 0 | 0 | 0
Nuc | 0 | 0.02 | 0.02 | 0.04 | 0.36 | 0.6
PS | 0 | 0 | 0 | 0 | 0 | 0
PV | 0 | 0 | 0 | 0 | 0 | 0
PeakG | 0 | 0 | 0 | 0 | 0 | 0
PeakO | 0 | 0 | 0 | 0 | 0 | 0
ST | 0 | 0 | 0 | 0 | 0 | 0
STOG | 0 | 0 | 0 | 0 | 0 | 0
STWD | 0 | 0 | 0 | 0 | 0 | 0
WT | 0 | 0 | 0 | 0 | 0 | 0
IGCC | 0 | 0 | 0 | 0 | 0 | 0
DemandResponse | 0 | 0 | 0 | 0 | 0 | 0
IGCC-CCS | 0 | 0 | 0 | 0 | 0 | 0
WT_off | 0 | 0 | 0 | 0 | 0 | 0
PseudoUnit | 0 | 0 | 0 | 0 | 5484.61 | 13597.12
FixedInterchange | 5840 | 5840 | 5840 | 5840 | 5840 | 5840
Total Generation by Reporting Type: MARITIMES
ReportingType | 2015 | 2020 | 2025 | 2030 | 2035 | 2040
BM | 0 | 0 | 0 | 0 | 0 | 0
CC | 0 | 0 | 0 | 0 | 0 | 0
CSP | 0 | 0 | 0 | 0 | 0 | 0
CT | 0 | 0 | 0 | 0 | 0 | 0
Coal | 0 | 0 | 0 | 0 | 0 | 0
Geo | 0 | 0 | 0 | 0 | 0 | 0
H | 0 | 0 | 0 | 0 | 0 | 0
LFG | 0 | 0 | 0 | 0 | 0 | 0
Nuc | 0 | 0.01 | 0.02 | 0.04 | 0.41 | 0.6
PS | 0 | 0 | 0 | 0 | 0 | 0
PV | 0 | 0 | 0 | 0 | 0 | 0
PeakG | 0 | 0 | 0 | 0 | 0 | 0
PeakO | 0 | 0 | 0 | 0 | 0 | 0
ST | 0 | 0 | 0 | 0 | 0 | 0
STOG | 0 | 0 | 0 | 0 | 0 | 0
STWD | 0 | 0 | 0 | 0 | 0 | 0
WT | 0 | 0 | 0 | 0 | 0 | 0
IGCC | 0 | 0 | 0 | 0 | 0 | 0
DemandResponse | 0 | 0 | 0 | 0 | 0 | 0
IGCC-CCS | 0 | 0 | 0 | 0 | 0 | 0
WT_off | 0 | 0 | 0 | 0 | 0 | 0
PseudoUnit | 0 | 0 | 0 | 0 | 0 | 2480.72
FixedInterchange | 8760 | 8760 | 8760 | 8760 | 8760 | 8760
Total Generation by Reporting Type: All
ReportingType | 2015 | 2020 | 2025 | 2030 | 2035 | 2040
BM | 2210.55 | 4820.88 | 7507.36 | 9859.88 | 108483.17 | 143364.2
CC | 1545597.88 | 1742776.42 | 1667642.98 | 1096238.42 | 572053.72 | 254916.31
CSP | 0 | 0 | 0 | 0 | 0 | 0
CT | 504.62 | 1958.12 | 2170.79 | 1168.03 | 0 | 3.01
Coal | 1162269.42 | 476206.12 | 86832.53 | 27624.88 | 32734.85 | 33180.08
Geo | 20459.37 | 37727.52 | 74585.65 | 74585.65 | 74585.65 | 74585.65
H | 430354.22 | 437106.76 | 452882.12 | 453756.96 | 470066.72 | 470066.72
LFG | 32608.22 | 48005.68 | 65429.32 | 71133.39 | 71137.33 | 71137.33
Nuc | 913193.8 | 943693.44 | 959978.54 | 1321573.84 | 1504038.7 | 1740011.47
PS | 6408.28 | 11591.95 | 13414.29 | 10109.19 | 9521.58 | 40393.36
PV | 1434.35 | 4907.96 | 6382.92 | 6525.44 | 6452.39 | 6452.51
PeakG | 2981.6 | 11951.33 | 17312.62 | 9049.2 | 5544.29 | 3081.55
PeakO | 0 | 0.46 | 160.07 | 0 | 0 | 0
ST | 2659.82 | 5120.2 | 5839.76 | 18914.98 | 20358.19 | 21104.57
STOG | 7087.66 | 7076.7 | 2788.57 | 332.62 | 170.37 | 2.76
STWD | 10708.46 | 12554.85 | 18445.81 | 23763.27 | 33381.44 | 29866.72
WT | 178096.59 | 548942.71 | 850414.45 | 1051478.18 | 1213217.34 | 1199491.23
IGCC | 4427.31 | 4427.31 | 777.86 | 61.18 | 0 | 0
DemandResponse | 0 | 4.62 | 113.88 | 98.52 | 89.03 | 97.84
IGCC-CCS | 0 | 0 | 0 | 0 | 0 | 0
WT_off | 1873.58 | 1873.58 | 5864.11 | 5864.11 | 5864.11 | 5864.11
PseudoUnit | 0 | 0 | 0 | 0 | 5484.61 | 33078.95
FixedInterchange | 36120.4 | 36120.4 | 36120.4 | 36120.4 | 36120.4 | 36120.4
Total Generation by Reporting Type: EI_US
ReportingType | 2015 | 2020 | 2025 | 2030 | 2035 | 2040
BM | 2101.74 | 4600.13 | 7034.69 | 8456.36 | 71956.09 | 102656.12
CC | 1040410.81 | 1246457.6 | 1181508.24 | 772246.53 | 451712.13 | 174157.01
CSP | 0 | 0 | 0 | 0 | 0 | 0
CT | 499.67 | 1892.39 | 1951.98 | 1034.97 | 0 | 3.01
Coal | 901684.44 | 287443.85 | 30162.2 | 18377.35 | 22655.41 | 23269.64
Geo | 354.6 | 354.6 | 354.6 | 354.6 | 354.6 | 354.6
H | 108753.3 | 112455.05 | 118435.51 | 118549.99 | 118549.99 | 118549.99
LFG | 27266.03 | 35298 | 45825.75 | 51529.82 | 51529.82 | 51529.82
Nuc | 697700.26 | 728199.82 | 742027.5 | 950867.74 | 991160.91 | 1202330.82
PS | 6283.38 | 11041.1 | 12594.43 | 9529.98 | 9047.49 | 39658.11
PV | 411.15 | 3884.76 | 5359.71 | 5502.24 | 5457.65 | 5457.65
PeakG | 2915.7 | 11438.02 | 15808.18 | 8161.41 | 5246.93 | 2834.83
PeakO | 0 | 0 | 160.07 | 0 | 0 | 0
ST | 0 | 0 | 0 | 0 | 0 | 0
STOG | 3962.86 | 3553.61 | 2559.85 | 332.62 | 170.37 | 2.76
STWD | 6568.49 | 6960 | 7318.42 | 10873.33 | 19826.63 | 16053.95
WT | 106488.69 | 421988.33 | 657703.37 | 820831.51 | 970282.95 | 957980.1
IGCC | 4427.31 | 4427.31 | 777.86 | 61.18 | 0 | 0
DemandResponse | 0 | 0 | 0 | 0 | 0 | 0
IGCC-CCS | 0 | 0 | 0 | 0 | 0 | 0
WT_off | 1873.58 | 1873.58 | 5864.11 | 5864.11 | 5864.11 | 5864.11
PseudoUnit | 0 | 0 | 0 | 0 | 5484.61 | 21629.44
FixedInterchange | 33784.4 | 33784.4 | 33784.4 | 33784.4 | 33784.4 | 33784.4
Total Generation by Reporting Type: EI_Canada
ReportingType | 2015 | 2020 | 2025 | 2030 | 2035 | 2040
BM | 0 | 10.53 | 33.1 | 33.1 | 213.65 | 1495.34
CC | 19779.08 | 18365.22 | 1481.15 | 352.49 | 696.73 | 354.85
CSP | 0 | 0 | 0 | 0 | 0 | 0
CT | 4.94 | 12.03 | 12.03 | 0 | 0 | 0
Coal | 264.96 | 0 | 0 | 0 | 0 | 0
Geo | 0 | 0 | 0 | 0 | 0 | 0
H | 87709.45 | 90760.24 | 100555.14 | 101315.49 | 116533.45 | 116533.45
LFG | 926.37 | 926.37 | 926.37 | 926.37 | 930.31 | 930.31
Nuc | 101402.31 | 101402.36 | 101402.34 | 101402.36 | 93379.37 | 81384.15
PS | 50.43 | 87.33 | 87.33 | 87.33 | 87.33 | 201.26
PV | 78.84 | 78.84 | 78.84 | 78.84 | 78.84 | 78.84
PeakG | 64.87 | 177.46 | 0 | 0 | 0 | 0
PeakO | 0 | 0 | 0 | 0 | 0 | 0
ST | 0 | 0 | 0 | 0 | 0 | 0
STOG | 12.93 | 0 | 0 | 0 | 0 | 0
STWD | 26.27 | 51.29 | 26.27 | 51.29 | 716.16 | 974.11
WT | 9925.81 | 9925.81 | 9925.81 | 9925.81 | 9168.47 | 9168.47
IGCC | 0 | 0 | 0 | 0 | 0 | 0
DemandResponse | 0 | 0 | 0 | 0 | 0 | 0
IGCC-CCS | 0 | 0 | 0 | 0 | 0 | 0
WT_off | 0 | 0 | 0 | 0 | 0 | 0
PseudoUnit | 0 | 0 | 0 | 0 | 0 | 11449.51
FixedInterchange | 2336 | 2336 | 2336 | 2336 | 2336 | 2336
Total Generation by Reporting Type: EI
ReportingType | 2015 | 2020 | 2025 | 2030 | 2035 | 2040
BM | 2101.74 | 4610.66 | 7067.79 | 8489.46 | 72169.74 | 104151.46
CC | 1060189.89 | 1264822.81 | 1182989.39 | 772599.02 | 452408.86 | 174511.86
CSP | 0 | 0 | 0 | 0 | 0 | 0
CT | 504.62 | 1904.42 | 1964.01 | 1034.97 | 0 | 3.01
Coal | 901949.4 | 287443.85 | 30162.2 | 18377.35 | 22655.41 | 23269.64
Geo | 354.6 | 354.6 | 354.6 | 354.6 | 354.6 | 354.6
H | 196462.75 | 203215.29 | 218990.65 | 219865.49 | 235083.45 | 235083.45
LFG | 28192.4 | 36224.37 | 46752.12 | 52456.19 | 52460.14 | 52460.14
Nuc | 799102.56 | 829602.17 | 843429.84 | 1052270.09 | 1084540.28 | 1283714.98
PS | 6333.81 | 11128.43 | 12681.76 | 9617.31 | 9134.82 | 39859.37
PV | 489.99 | 3963.6 | 5438.55 | 5581.08 | 5536.49 | 5536.49
PeakG | 2980.57 | 11615.47 | 15808.18 | 8161.41 | 5246.93 | 2834.83
PeakO | 0 | 0 | 160.07 | 0 | 0 | 0
ST | 0 | 0 | 0 | 0 | 0 | 0
STOG | 3975.79 | 3553.61 | 2559.85 | 332.62 | 170.37 | 2.76
STWD | 6594.76 | 7011.29 | 7344.7 | 10924.62 | 20542.78 | 17028.06
WT | 116414.5 | 431914.13 | 667629.18 | 830757.31 | 979451.42 | 967148.57
IGCC | 4427.31 | 4427.31 | 777.86 | 61.18 | 0 | 0
DemandResponse | 0 | 0 | 0 | 0 | 0 | 0
IGCC-CCS | 0 | 0 | 0 | 0 | 0 | 0
WT_off | 1873.58 | 1873.58 | 5864.11 | 5864.11 | 5864.11 | 5864.11
PseudoUnit | 0 | 0 | 0 | 0 | 5484.61 | 33078.95
FixedInterchange | 36120.4 | 36120.4 | 36120.4 | 36120.4 | 36120.4 | 36120.4
Total Generation by Reporting Type: Outside_EI
ReportingType | 2015 | 2020 | 2025 | 2030 | 2035 | 2040
BM | 108.81 | 210.22 | 439.57 | 1370.41 | 36313.43 | 39212.73
CC | 485407.99 | 477953.61 | 484653.6 | 323639.4 | 119644.85 | 80404.45
CSP | 0 | 0 | 0 | 0 | 0 | 0
CT | 0 | 53.7 | 206.79 | 133.06 | 0 | 0
Coal | 260320.02 | 188762.27 | 56670.33 | 9247.53 | 10079.45 | 9910.44
Geo | 20104.76 | 37372.91 | 74231.05 | 74231.05 | 74231.05 | 74231.05
H | 233891.47 | 233891.47 | 233891.47 | 233891.47 | 234983.28 | 234983.28
LFG | 4415.83 | 11781.31 | 18677.2 | 18677.2 | 18677.2 | 18677.2
Nuc | 114091.24 | 114091.27 | 116548.7 | 269303.75 | 419498.42 | 456296.49
PS | 74.46 | 463.51 | 732.53 | 491.87 | 386.76 | 533.99
PV | 944.36 | 944.36 | 944.36 | 944.36 | 915.91 | 916.02
PeakG | 1.03 | 335.85 | 1504.44 | 887.79 | 297.36 | 246.72
PeakO | 0 | 0.46 | 0 | 0 | 0 | 0
ST | 2659.82 | 5120.2 | 5839.76 | 18914.98 | 20358.19 | 21104.57
STOG | 3111.87 | 3523.08 | 228.72 | 0 | 0 | 0
STWD | 4113.7 | 5543.56 | 11101.11 | 12838.66 | 12838.66 | 12838.66
WT | 61682.09 | 117028.58 | 182785.27 | 220720.87 | 233765.92 | 232342.66
IGCC | 0 | 0 | 0 | 0 | 0 | 0
DemandResponse | 0 | 4.62 | 113.88 | 98.52 | 89.03 | 97.84
IGCC-CCS | 0 | 0 | 0 | 0 | 0 | 0
WT_off | 0 | 0 | 0 | 0 | 0 | 0
PseudoUnit | 0 | 0 | 0 | 0 | 0 | 0
FixedInterchange | 0 | 0 | 0 | 0 | 0 | 0
#2 | Energy Demand (TWh)
Energy Demand by Pool & Region:
Pool/Region | 2015 | 2020 | 2025 | 2030 | 2035 | 2040
ENT | 161.85 | 161.55 | 156.12 | 151.89 | 148.09 | 144.38
FRCC | 238.06 | 242.96 | 245.57 | 248.36 | 251.19 | 254.06
MAPP_US | 29.32 | 29.35 | 28.98 | 28.63 | 28.29 | 27.96
MISO_IN | 96.52 | 96.6 | 94.4 | 92.18 | 90.25 | 88.36
MISO_MI | 93.56 | 92.55 | 91.5 | 90.45 | 89.46 | 88.47
MISO_MO-IL | 95.27 | 94.57 | 93.68 | 92.8 | 91.92 | 91.05
MISO_W | 135.96 | 134.72 | 132.89 | 131.13 | 129.55 | 127.98
MISO_WUMS | 65.69 | 65.66 | 62.17 | 58.35 | 56.64 | 54.89
NE | 30.6 | 31.27 | 30.81 | 30.37 | 29.99 | 29.62
NEISO | 121.87 | 115.61 | 109.29 | 103.8 | 98.46 | 93.38
NonRTO_Midwest | 59.73 | 61.1 | 59.37 | 57.82 | 56.33 | 54.87
NYISO_A-F | 58.12 | 58.02 | 56.3 | 54.83 | 53.38 | 51.95
NYISO_G-I | 17.77 | 17.94 | 17.76 | 17.61 | 17.45 | 17.3
NYISO_J-K | 66.87 | 68.62 | 68.13 | 67.62 | 67.09 | 66.55
PJM_E | 125.5 | 112.35 | 110.15 | 108.19 | 106.24 | 104.31
PJM_ROM | 140.19 | 140.42 | 137.63 | 135.16 | 132.7 | 130.26
PJM_ROR | 522.62 | 488.85 | 478.07 | 467.51 | 457.93 | 448.52
SOCO | 257.48 | 266.57 | 262.41 | 259.62 | 256.96 | 254.33
SPP_N | 75.07 | 77.21 | 76.83 | 76.45 | 76.07 | 75.69
SPP_S | 163.44 | 162.45 | 157.85 | 154.39 | 151.36 | 148.39
TVA | 177.61 | 171.79 | 166.97 | 162.64 | 158.45 | 154.36
TVA_Transmission | 0 | 0 | 0 | 0 | 0 | 0
VACAR | 239.18 | 246.2 | 244.81 | 244.08 | 243.43 | 242.79
IESO | 135.56 | 126.65 | 124.54 | 122.45 | 120.41 | 118.39
MAPP_CA | 51.41 | 52.45 | 51.85 | 51.26 | 50.68 | 50.11
AZ_NM_SNV_Coal | 127.58 | 132.93 | 134.79 | 136.9 | 138.78 | 140.8
AZ_NM_SNV_Gas | 0 | 0 | 0 | 0 | 0 | 0
AZ_NM_SNV_NucRenew | 0 | 0 | 0 | 0 | 0 | 0
ERCOT | 327.58 | 334.86 | 329.59 | 322.99 | 317.26 | 311.56
NP15 | 108.29 | 106.92 | 106 | 106.4 | 106.28 | 106.05
NWPP_Coal | 246.34 | 244.68 | 241.13 | 240.79 | 239.79 | 238.49
NWPP_Gas | 0 | 0 | 0 | 0 | 0 | 0
NWPP_NucRenew | 0 | 0 | 0 | 0 | 0 | 0
RMPA | 71.41 | 73.15 | 74.09 | 75.04 | 75.99 | 76.95
SP15 | 179.67 | 181.91 | 180.43 | 181.19 | 181.07 | 180.77
ALB | 66.23 | 67.54 | 68.87 | 70.24 | 71.63 | 73.04
BC | 64.11 | 63.95 | 63.8 | 63.64 | 63.49 | 63.34
HQ_IESO | 0 | 0 | 0 | 0 | 0 | 0
HQ_NEISO | 0 | 0 | 0 | 0 | 0 | 0
HQ_NY | 0 | 0 | 0 | 0 | 0 | 0
MARITIMES | 0 | 0 | 0 | 0 | 0 | 0
All | 4350.45 | 4321.41 | 4256.78 | 4204.78 | 4156.61 | 4108.96
EI_US | 2972.26 | 2936.36 | 2881.69 | 2833.87 | 2791.23 | 2749.45
EI_Canada | 186.97 | 179.1 | 176.39 | 173.72 | 171.09 | 168.5
EI | 3159.24 | 3115.46 | 3058.08 | 3007.59 | 2962.32 | 2917.96
Outside_EI | 1191.21 | 1205.95 | 1198.7 | 1197.19 | 1194.29 | 1191.01
#3 | Generation Minus Energy (TWh)
Generation Minus Energy by Pool & Region:
Pool/Region | 2015 | 2020 | 2025 | 2030 | 2035 | 2040
ENT | 2.32 | -29.46 | -41.64 | -59.58 | -87.37 | -96.19
FRCC | -0.96 | -1.36 | -1.52 | -0.43 | -2.39 | -2.51
MAPP_US | 1.92 | 17.04 | 19.72 | 20.47 | 20.79 | 12.97
MISO_IN | 5.01 | 82.98 | 43.35 | 74.58 | 37.27 | 13.12
MISO_MI | -27.84 | -51.14 | -46.43 | -55.36 | -62.27 | -61.71
MISO_MO-IL | 5.19 | -42.37 | -44.12 | -49.06 | -48.5 | -46.79
MISO_W | -4.38 | -43.4 | 88.18 | 114.14 | 129.9 | 130.67
MISO_WUMS | 17.86 | 11.72 | 7.62 | -1.05 | -20.56 | -33.41
NE | 12.15 | 33.54 | 34.32 | 34.93 | 26.01 | 26.43
NEISO | -24.98 | -23.12 | -17.68 | -15.28 | -9.4 | -10.86
NonRTO_Midwest | -0.75 | -3.03 | -15.88 | -15.34 | -5.57 | -4.06
NYISO_A-F | 15.03 | 17.61 | 17.26 | 19.78 | 26.48 | 21.36
NYISO_G-I | 2.85 | 4.51 | 3.77 | 2.07 | -4.89 | -1.75
NYISO_J-K | -41.49 | -42.03 | -42.59 | -50.01 | -50.56 | -57.51
PJM_E | -5.17 | 16.18 | 19.56 | 7.71 | -13.21 | -37.27
PJM_ROM | -61.1 | -55.32 | -49.21 | -57.83 | -59.91 | -11.33
PJM_ROR | 71.92 | 29.87 | -45.83 | -85.69 | -123.61 | -91.79
SOCO | -2.2 | -4.79 | -8.65 | -7.63 | -2.42 | 3.48
SPP_N | 0.64 | 51.02 | 73.73 | 81 | 167.3 | 167.46
SPP_S | -14.23 | -9.59 | -8.11 | 30.19 | 30.44 | 29.19
TVA | 0.33 | -1.73 | -14.67 | -21.72 | -19.87 | -7.69
TVA_Transmission | 0 | 0 | 0 | 0 | 0 | 0
VACAR | -12.68 | -11.62 | -17.44 | -17.2 | 4.92 | 9.43
IESO | 31.74 | 39.32 | 33.75 | 34.94 | 31.81 | 23.24
MAPP_CA | 1.53 | 3.38 | 4.39 | 5.51 | 18.91 | 19.38
AZ_NM_SNV_Coal | -64.83 | -94.33 | -134.79 | -136.9 | -138.78 | -140.8
AZ_NM_SNV_Gas | 66.32 | 59.91 | 84.16 | 28.75 | 13.72 | 10.9
AZ_NM_SNV_NucRenew | 42.13 | 59.86 | 73.17 | 121.25 | 140.82 | 143.89
ERCOT | -0.24 | -4.54 | -5.08 | -6.45 | -6.58 | -6.58
NP15 | 4.8 | 16.04 | 16.83 | 12.91 | 13.82 | 9.04
NWPP_Coal | -193.94 | -206.12 | -239.85 | -239.51 | -238.51 | -237.21
NWPP_Gas | 50.58 | 59.93 | 59.93 | 25.05 | 5.26 | 4.23
NWPP_NucRenew | 162.47 | 162.6 | 172.19 | 218.9 | 243.36 | 243.36
RMPA | -0.69 | -4.41 | -4.92 | -5.76 | -5.05 | 0.17
SP15 | -66.92 | -58.16 | -32.87 | -29.98 | -34.99 | -31.13
ALB | 1.59 | 0.89 | -1.22 | -0.97 | -0.54 | -0.48
BC | -1.55 | -0.54 | 2.33 | 0.92 | -4.75 | -4.59
HQ_IESO | 2.34 | 2.34 | 2.34 | 2.34 | 2.34 | 13.79
HQ_NEISO | 19.18 | 19.18 | 19.18 | 19.18 | 19.18 | 24.74
HQ_NY | 5.84 | 5.84 | 5.84 | 5.84 | 11.32 | 19.44
MARITIMES | 8.76 | 8.76 | 8.76 | 8.76 | 8.76 | 11.24
All | 8.54 | 15.46 | 17.89 | 13.48 | 12.7 | 53.86
EI_US | -26.78 | -20.71 | -12.46 | -17.51 | -28.15 | 6.66
EI_Canada | 35.61 | 45.03 | 40.48 | 42.79 | 53.05 | 56.41
EI | 8.83 | 24.32 | 28.01 | 25.28 | 24.91 | 63.07
Outside_EI | -0.29 | -8.87 | -10.13 | -11.8 | -12.21 | -9.21
#4 | Fuel Use (TBtu)
Total Fuel Consumption by Reporting Type: Entergy
ReportingType | 2015 | 2020 | 2025 | 2030 | 2035 | 2040
BM | 0 | 0 | 0 | 0 | 0 | 0
CC | 463.57 | 564.36 | 476.73 | 321.75 | 150.11 | 116.72
CSP | 0 | 0 | 0 | 0 | 0 | 0
CT | 0 | 0 | 0 | 0 | 0 | 0
Coal | 557.95 | 57.57 | 7.35 | 0.7 | 0 | 0
Geo | 0 | 0 | 0 | 0 | 0 | 0
H | 0 | 0 | 0 | 0 | 0 | 0
LFG | 0 | 0 | 11.56 | 11.56 | 11.56 | 11.56
Nuc | 464.87 | 464.87 | 464.87 | 464.87 | 392.68 | 309.13
PS | 0 | 0 | 0 | 0 | 0 | 0
PV | 0 | 0 | 0 | 0 | 0 | 0
PeakG | 0 | 0 | 2 | 0 | 0 | 0
PeakO | 0 | 0 | 0 | 0 | 0 | 0
ST | 0 | 0 | 0 | 0 | 0 | 0
STOG | 3.98 | 7.77 | 0 | 0 | 0 | 0
STWD | 0.51 | 1.73 | 1.82 | 8.48 | 18.94 | 14.71
WT | 0 | 0 | 0 | 0 | 0 | 0
IGCC | 0 | 0 | 0 | 0 | 0 | 0
DemandResponse | 0 | 0 | 0 | 0 | 0 | 0
IGCC-CCS | 0 | 0 | 0 | 0 | 0 | 0
WT_off | 0 | 0 | 0 | 0 | 0 | 0
PseudoUnit | 0 | 0 | 0 | 0 | 0 | 0
FixedInterchange | 0 | 0 | 0 | 0 | 0 | 0
Total Fuel Consumption by Reporting Type: FRCC
ReportingType | 2015 | 2020 | 2025 | 2030 | 2035 | 2040
BM | 0 | 0 | 0 | 0 | 0 | 126.39
CC | 1231.57 | 1344.31 | 1281.35 | 457.63 | 298.01 | 132.77
CSP | 0 | 0 | 0 | 0 | 0 | 0
CT | 5.26 | 17.16 | 17.78 | 9.85 | 0 | 0
Coal | 180.23 | 41.01 | 0 | 0 | 0 | 0
Geo | 0 | 0 | 0 | 0 | 0 | 0
H | 0 | 0 | 0 | 0 | 0 | 0
LFG | 0 | 0 | 21.31 | 21.31 | 21.31 | 21.31
Nuc | 352.09 | 352.09 | 496.36 | 1768.64 | 2036.11 | 2235.99
PS | 0 | 0 | 0 | 0 | 0 | 0
PV | 0 | 0 | 0 | 0 | 0 | 0
PeakG | 5.08 | 19.52 | 3.05 | 0 | 0 | 0
PeakO | 0 | 0 | 0 | 0 | 0 | 0
ST | 0 | 0 | 0 | 0 | 0 | 0
STOG | 0 | 0 | 0 | 0 | 0 | 0
STWD | 1.49 | 4.53 | 15.45 | 15.45 | 15.45 | 9.54
WT | 0 | 0 | 0 | 0 | 0 | 0
IGCC | 0 | 0 | 0 | 0 | 0 | 0
DemandResponse | 0 | 0 | 0 | 0 | 0 | 0
IGCC-CCS | 0 | 0 | 0 | 0 | 0 | 0
WT_off | 0 | 0 | 0 | 0 | 0 | 0
PseudoUnit | 0 | 0 | 0 | 0 | 0 | 0
FixedInterchange | 0 | 0 | 0 | 0 | 0 | 0
Total Fuel Consumption by Reporting Type: MAPP_US
ReportingType | 2015 | 2020 | 2025 | 2030 | 2035 | 2040
BM | 0 | 0 | 0 | 0 | 0 | 0
CC | 1.46 | 2.72 | 1.39 | 0.78 | 0.78 | 0.4
CSP | 0 | 0 | 0 | 0 | 0 | 0
CT | 0 | 0 | 0.34 | 0.08 | 0 | 0.03
Coal | 152.07 | 10.91 | 0 | 0 | 0 | 0
Geo | 0 | 0 | 0 | 0 | 0 | 0
H | 0 | 0 | 0 | 0 | 0 | 0
LFG | 0 | 0 | 0 | 7.71 | 7.71 | 7.71
Nuc | 0 | 0 | 0.01 | 0 | 0.01 | 0.05
PS | 0 | 0 | 0 | 0 | 0 | 0
PV | 0 | 0 | 0 | 0 | 0 | 0
PeakG | 0.68 | 1.38 | 1.14 | 0.54 | 0.43 | 0.61
PeakO | 0 | 0 | 0 | 0 | 0 | 0
ST | 0 | 0 | 0 | 0 | 0 | 0
STOG | 0 | 0 | 0 | 0 | 0 | 0
STWD | 0 | 0 | 0 | 0 | 0 | 0
WT | 0.01 | 0.03 | 0.04 | 0.04 | 0.04 | 0.03
IGCC | 0 | 0 | 0 | 0 | 0 | 0
DemandResponse | 0 | 0 | 0 | 0 | 0 | 0
IGCC-CCS | 0 | 0 | 0 | 0 | 0 | 0
WT_off | 0 | 0 | 0 | 0 | 0 | 0
PseudoUnit | 0 | 0 | 0 | 0 | 0 | 0
FixedInterchange | 0 | 0 | 0 | 0 | 0 | 0
Total Fuel Consumption by Reporting Type: MISO_IN
ReportingType | 2015 | 2020 | 2025 | 2030 | 2035 | 2040
BM | 0 | 0 | 0 | 0 | 0 | 0
CC | 209.22 | 819.58 | 820.25 | 535.6 | 294.01 | 134.04
CSP | 0 | 0 | 0 | 0 | 0 | 0
CT | 0 | 0 | 0 | 0 | 0 | 0
Coal | 607.71 | 389.39 | 1.72 | 2.05 | 4.35 | 4.35
Geo | 0 | 0 | 0 | 0 | 0 | 0
H | 0 | 0 | 0 | 0 | 0 | 0
LFG | 0 | 0 | 8.62 | 8.62 | 8.62 | 8.62
Nuc | 0 | 0 | 0.01 | 0.01 | 0.08 | 0.06
PS | 0 | 0 | 0 | 0 | 0 | 0
PV | 0 | 0 | 0 | 0 | 0 | 0
PeakG | 0 | 0.69 | 3.5 | 3.38 | 3.07 | 3.38
PeakO | 0 | 0 | 0.06 | 0 | 0 | 0
ST | 0 | 0 | 0 | 0 | 0 | 0
STOG | 0.34 | 0.65 | 1.26 | 0 | 0 | 0
STWD | 0 | 0 | 0 | 0 | 0 | 0
WT | 0 | 0 | 0 | 0.08 | 0.08 | 0.08
IGCC | 40.45 | 40.45 | 7.11 | 0.56 | 0 | 0
DemandResponse | 0 | 0 | 0 | 0 | 0 | 0
IGCC-CCS | 0 | 0 | 0 | 0 | 0 | 0
WT_off | 0 | 0 | 0 | 0 | 0 | 0
PseudoUnit | 0 | 0 | 0 | 0 | 0 | 0
FixedInterchange | 0 | 0 | 0 | 0 | 0 | 0
Total Fuel Consumption by Reporting Type: MISO_MI
ReportingType | 2015 | 2020 | 2025 | 2030 | 2035 | 2040
BM | 0 | 0 | 0 | 0 | 0 | 0
CC | 116.88 | 117.12 | 132.33 | 60.37 | 44.67 | 15.28
CSP | 0 | 0 | 0 | 0 | 0 | 0
CT | 0 | 0 | 0 | 0 | 0 | 0
Coal | 246.26 | 0 | 0 | 0 | 0 | 0
Geo | 0 | 0 | 0 | 0 | 0 | 0
H | 0 | 0 | 0 | 0 | 0 | 0
LFG | 0 | 0 | 17.24 | 17.24 | 17.24 | 17.24
Nuc | 174.19 | 174.19 | 174.19 | 174.19 | 102.45 | 102.45
PS | 0 | 0 | 0 | 0 | 0 | 0
PV | 0 | 0 | 0 | 0 | 0 | 0
PeakG | 0.2 | 1.24 | 5.26 | 3.89 | 3.74 | 3.89
PeakO | 0 | 0 | 0.12 | 0 | 0 | 0
ST | 0 | 0 | 0 | 0 | 0 | 0
STOG | 3.38 | 3.38 | 0.19 | 0 | 0 | 0
STWD | 13.39 | 6 | 2.15 | 7.2 | 13.39 | 13.39
WT | 0.01 | 0.01 | 0.01 | 0.01 | 0.01 | 0.01
IGCC | 0 | 0 | 0 | 0 | 0 | 0
DemandResponse | 0 | 0 | 0 | 0 | 0 | 0
IGCC-CCS | 0 | 0 | 0 | 0 | 0 | 0
WT_off | 0 | 0 | 0 | 0 | 0 | 0
PseudoUnit | 0 | 0 | 0 | 0 | 0 | 0
FixedInterchange | 0 | 0 | 0 | 0 | 0 | 0
Total Fuel Consumption by Reporting Type: MISO_MO-IL
ReportingType | 2015 | 2020 | 2025 | 2030 | 2035 | 2040
BM | 0 | 0 | 0 | 0 | 0 | 0
CC | 22.47 | 34 | 28.62 | 7.23 | 5.23 | 4.43
CSP | 0 | 0 | 0 | 0 | 0 | 0
CT | 0 | 0 | 0 | 0 | 0 | 0
Coal | 753.33 | 233.52 | 30.35 | 6.51 | 7.3 | 7.3
Geo | 0 | 0 | 0 | 0 | 0 | 0
H | 0 | 0 | 0 | 0 | 0 | 0
LFG | 0 | 0 | 24.03 | 24.03 | 24.03 | 24.03
Nuc | 178.81 | 178.81 | 178.81 | 178.81 | 178.81 | 178.81
PS | 0 | 0 | 0 | 0 | 0 | 0
PV | 0 | 0 | 0 | 0 | 0 | 0
PeakG | 1.58 | 4.97 | 9.61 | 4.97 | 4.97 | 4.97
PeakO | 0 | 0 | 0.12 | 0 | 0 | 0
ST | 0 | 0 | 0 | 0 | 0 | 0
STOG | 0.18 | 0.22 | 0 | 0 | 0 | 0
STWD | 0 | 0 | 0 | 0 | 0 | 0
WT | 0 | 0 | 0.02 | 0.02 | 0.02 | 0.02
IGCC | 0 | 0 | 0 | 0 | 0 | 0
DemandResponse | 0 | 0 | 0 | 0 | 0 | 0
IGCC-CCS | 0 | 0 | 0 | 0 | 0 | 0
WT_off | 0 | 0 | 0 | 0 | 0 | 0
PseudoUnit | 0 | 0 | 0 | 0 | 0 | 0
FixedInterchange | 0 | 0 | 0 | 0 | 0 | 0
Total Fuel Consumption by Reporting Type: MISO_W
ReportingType | 2015 | 2020 | 2025 | 2030 | 2035 | 2040
BM | 0 | 0 | 0 | 0 | 0 | 0
CC | 63.3 | 83.01 | 23.26 | 14.09 | 8.25 | 6.74
CSP | 0 | 0 | 0 | 0 | 0 | 0
CT | 0 | 0 | 0 | 0 | 0 | 0
Coal | 752.75 | 303.89 | 20.65 | 20.65 | 28.87 | 28.87
Geo | 0 | 0 | 0 | 0 | 0 | 0
H | 0 | 0 | 0 | 0 | 0 | 0
LFG | 0 | 0 | 0 | 7.71 | 7.71 | 7.71
Nuc | 190.11 | 190.11 | 190.11 | 190.11 | 0.01 | 0.01
PS | 0 | 0 | 0 | 0 | 0 | 0
PV | 0 | 0 | 0 | 0 | 0 | 0
PeakG | 2.24 | 2.4 | 4.8 | 1.16 | 0 | 2.93
PeakO | 0 | 0 | 0.64 | 0 | 0 | 0
ST | 0 | 0 | 0 | 0 | 0 | 0
STOG | 0 | 0.02 | 0 | 0 | 0 | 0
STWD | 0.67 | 2.41 | 2.27 | 2.27 | 24.94 | 15.33
WT | 0.03 | 0.03 | 0.19 | 0.22 | 0.25 | 0.25
IGCC | 0 | 0 | 0 | 0 | 0 | 0
DemandResponse | 0 | 0 | 0 | 0 | 0 | 0
IGCC-CCS | 0 | 0 | 0 | 0 | 0 | 0
WT_off | 0 | 0 | 0 | 0 | 0 | 0
PseudoUnit | 0 | 0 | 0 | 0 | 0 | 0
FixedInterchange | 0 | 0 | 0 | 0 | 0 | 0
Total Fuel Consumption by Reporting Type: MISO_WUMS
ReportingType | 2015 | 2020 | 2025 | 2030 | 2035 | 2040
BM | 0 | 0 | 0 | 0 | 0 | 0
CC | 331.23 | 342.04 | 293.92 | 205.62 | 150.77 | 59.8
CSP | 0 | 0 | 0 | 0 | 0 | 0
CT | 0 | 0 | 0 | 0 | 0 | 0
Coal | 114.3 | 36.31 | 16.61 | 14.99 | 28.82 | 34.3
Geo | 0 | 0 | 0 | 0 | 0 | 0
H | 0 | 0 | 0 | 0 | 0 | 0
LFG | 0 | 0 | 20.57 | 24.03 | 24.03 | 24.03
Nuc | 150.68 | 150.68 | 150.68 | 150.68 | 0.01 | 0.01
PS | 0 | 0 | 0 | 0 | 0 | 0
PV | 0 | 0 | 0 | 0 | 0 | 0
PeakG | 0 | 0.97 | 3.68 | 2.42 | 3.21 | 1.18
PeakO | 0 | 0 | 0.09 | 0 | 0 | 0
ST | 0 | 0 | 0 | 0 | 0 | 0
STOG | 0 | 0 | 0 | 0 | 0 | 0
STWD | 0.56 | 0.94 | 0.88 | 1.05 | 9.7 | 7.54
WT | 0 | 0 | 0 | 0.01 | 0.01 | 0.01
IGCC | 0 | 0 | 0 | 0 | 0 | 0
DemandResponse | 0 | 0 | 0 | 0 | 0 | 0
IGCC-CCS | 0 | 0 | 0 | 0 | 0 | 0
WT_off | 0 | 0 | 0 | 0 | 0 | 0
PseudoUnit | 0 | 0 | 0 | 0 | 0 | 0
FixedInterchange | 0 | 0 | 0 | 0 | 0 | 0
Total Fuel Consumption by Reporting Type: Nebraska
ReportingType | 2015 | 2020 | 2025 | 2030 | 2035 | 2040
BM | 0 | 0 | 0 | 0 | 0 | 0
CC | 3.03 | 1.98 | 1.87 | 1.08 | 1.08 | 0.55
CSP | 0 | 0 | 0 | 0 | 0 | 0
CT | 0 | 0 | 0 | 0 | 0 | 0
Coal | 332.69 | 35.51 | 14.14 | 12.73 | 18.84 | 19.23
Geo | 0 | 0 | 0 | 0 | 0 | 0
H | 0 | 0 | 0 | 0 | 0 | 0
LFG | 0 | 0 | 0 | 7.71 | 7.71 | 7.71
Nuc | 104.28 | 104.28 | 104.28 | 104.28 | 0.02 | 0.02
PS | 0 | 0 | 0 | 0 | 0 | 0
PV | 0 | 0 | 0 | 0 | 0 | 0
PeakG | 0.38 | 0 | 1.51 | 0 | 0 | 1.01
PeakO | 0 | 0 | 0.09 | 0 | 0 | 0
ST | 0 | 0 | 0 | 0 | 0 | 0
STOG | 0 | 0 | 0 | 0 | 0 | 0
STWD | 0 | 0 | 0 | 0 | 0 | 0
WT | 0 | 0.05 | 0.05 | 0.05 | 0.05 | 0.05
IGCC | 0 | 0 | 0 | 0 | 0 | 0
DemandResponse | 0 | 0 | 0 | 0 | 0 | 0
IGCC-CCS | 0 | 0 | 0 | 0 | 0 | 0
WT_off | 0 | 0 | 0 | 0 | 0 | 0
PseudoUnit | 0 | 0 | 0 | 0 | 0 | 0
FixedInterchange | 0 | 0 | 0 | 0 | 0 | 0
Total Fuel Consumption by Reporting Type: NEISO
ReportingType | 2015 | 2020 | 2025 | 2030 | 2035 | 2040
BM | 24.48 | 15.52 | 2.52 | 19.56 | 24.48 | 24.48
CC | 240.21 | 173.3 | 148.03 | 81.91 | 20.87 | 3.21
CSP | 0 | 0 | 0 | 0 | 0 | 0
CT | 0.03 | 0.12 | 0.37 | 0.36 | 0 | 0
Coal | 0.36 | 0 | 0 | 0 | 0 | 0
Geo | 0 | 0 | 0 | 0 | 0 | 0
H | 0 | 0 | 0 | 0 | 0 | 0
LFG | 5.3 | 5.3 | 5.3 | 12.81 | 12.81 | 12.81
Nuc | 365.51 | 365.51 | 365.51 | 365.51 | 264.08 | 195.08
PS | 0 | 0 | 0 | 0 | 0 | 0
PV | 0 | 0 | 0 | 0 | 0 | 0
PeakG | 0.33 | 0.4 | 0 | 0 | 0 | 0
PeakO | 0 | 0 | 0 | 0 | 0 | 0
ST | 0 | 0 | 0 | 0 | 0 | 0
STOG | 0 | 0 | 0 | 0 | 0 | 0
STWD | 33.69 | 12.7 | 4.49 | 10.8 | 46.21 | 50.98
WT | 0 | 0.01 | 0.01 | 0.02 | 0.03 | 0.03
IGCC | 0 | 0 | 0 | 0 | 0 | 0
DemandResponse | 0 | 0 | 0 | 0 | 0 | 0
IGCC-CCS | 0 | 0 | 0 | 0 | 0 | 0
WT_off | 0 | 0 | 0 | 0 | 0 | 0
PseudoUnit | 0 | 0 | 0 | 0 | 0 | 0
FixedInterchange | 0 | 0 | 0 | 0 | 0 | 0
Total Fuel Consumption by Reporting Type: NonRTO_Midwest
ReportingType | 2015 | 2020 | 2025 | 2030 | 2035 | 2040
BM | 0 | 0 | 0 | 0 | 0 | 0
CC | 86.53 | 212.37 | 212.37 | 212.37 | 134.51 | 28.2
CSP | 0 | 0 | 0 | 0 | 0 | 0
CT | 0 | 0 | 0 | 0 | 0 | 0
Coal | 434.9 | 220.23 | 32.83 | 28.36 | 36.88 | 36.88
Geo | 0 | 0 | 0 | 0 | 0 | 0
H | 0 | 0 | 0 | 0 | 0 | 0
LFG | 0 | 0 | 17.24 | 17.24 | 17.24 | 17.24
Nuc | 0 | 0.01 | 0.01 | 0.02 | 217.29 | 399.15
PS | 0 | 0 | 0 | 0 | 0 | 0
PV | 0 | 0 | 0 | 0 | 0 | 0
PeakG | 1.72 | 2.86 | 11.82 | 5.58 | 0 | 0
PeakO | 0 | 0 | 0 | 0 | 0 | 0
ST | 0 | 0 | 0 | 0 | 0 | 0
STOG | 0 | 0 | 0 | 0 | 0 | 0
STWD | 0 | 0 | 0 | 0 | 0 | 0
WT | 0 | 0 | 0 | 0 | 0 | 0
IGCC | 0 | 0 | 0 | 0 | 0 | 0
DemandResponse | 0 | 0 | 0 | 0 | 0 | 0
IGCC-CCS | 0 | 0 | 0 | 0 | 0 | 0
WT_off | 0 | 0 | 0 | 0 | 0 | 0
PseudoUnit | 0 | 0 | 0 | 0 | 0 | 0
FixedInterchange | 0 | 0 | 0 | 0 | 0 | 0
Total Fuel Consumption by Reporting Type: NYISO_A-F
ReportingType | 2015 | 2020 | 2025 | 2030 | 2035 | 2040
BM | 0 | 0 | 0 | 0 | 0 | 0
CC | 54.06 | 55.56 | 39.98 | 31.3 | 2.61 | 0
CSP | 0 | 0 | 0 | 0 | 0 | 0
CT | 0 | 0 | 0 | 0 | 0 | 0
Coal | 0 | 0 | 0 | 0 | 0 | 0
Geo | 0 | 0 | 0 | 0 | 0 | 0
H | 0 | 0 | 0 | 0 | 0 | 0
LFG | 0.69 | 0.69 | 0.69 | 8 | 8 | 8
Nuc | 270.5 | 270.5 | 270.5 | 220.56 | 173.9 | 105.39
PS | 0 | 0 | 0 | 0 | 0 | 0
PV | 0 | 0 | 0 | 0 | 0 | 0
PeakG | 0.02 | 0.07 | 0 | 0 | 0 | 0
PeakO | 0 | 0 | 0 | 0 | 0 | 0
ST | 0 | 0 | 0 | 0 | 0 | 0
STOG | 0 | 0 | 0 | 0 | 0 | 0
STWD | 0.03 | 0.2 | 0.69 | 1.1 | 5.68 | 5.85
WT | 0.01 | 0.01 | 0.01 | 0.02 | 0.03 | 0.03
IGCC | 0 | 0 | 0 | 0 | 0 | 0
DemandResponse | 0 | 0 | 0 | 0 | 0 | 0
IGCC-CCS | 0 | 0 | 0 | 0 | 0 | 0
WT_off | 0 | 0 | 0 | 0 | 0 | 0
PseudoUnit | 0 | 0 | 0 | 0 | 0 | 0
FixedInterchange | 0 | 0 | 0 | 0 | 0 | 0
Total Fuel Consumption by Reporting Type: NYISO_G-I
ReportingType | 2015 | 2020 | 2025 | 2030 | 2035 | 2040
BM | 0 | 0 | 0 | 0 | 0 | 0
CC | 28.17 | 40.16 | 33.47 | 10.67 | 14.06 | 5.94
CSP | 0 | 0 | 0 | 0 | 0 | 0
CT | 0 | 0 | 0 | 0 | 0 | 0
Coal | 0 | 0 | 0 | 0 | 0 | 0
Geo | 0 | 0 | 0 | 0 | 0 | 0
H | 0 | 0 | 0 | 0 | 0 | 0
LFG | 0 | 0 | 0 | 8 | 8 | 8
Nuc | 162.83 | 162.83 | 162.83 | 162.83 | 85.42 | 130.04
PS | 0 | 0 | 0 | 0 | 0 | 0
PV | 0 | 0 | 0 | 0 | 0 | 0
PeakG | 0 | 0 | 0.04 | 0.03 | 0 | 0
PeakO | 0 | 0 | 0 | 0 | 0 | 0
ST | 0 | 0 | 0 | 0 | 0 | 0
STOG | 0 | 0 | 0 | 0 | 0 | 0
STWD | 0 | 0 | 0 | 0 | 0 | 0
WT | 0 | 0 | 0 | 0 | 0 | 0
IGCC | 0 | 0 | 0 | 0 | 0 | 0
DemandResponse | 0 | 0 | 0 | 0 | 0 | 0
IGCC-CCS | 0 | 0 | 0 | 0 | 0 | 0
WT_off | 0 | 0 | 0 | 0 | 0 | 0
PseudoUnit | 0 | 0 | 0 | 0 | 0 | 0
FixedInterchange | 0 | 0 | 0 | 0 | 0 | 0
Total Fuel Consumption by Reporting Type: NYISO_J-K
ReportingType | 2015 | 2020 | 2025 | 2030 | 2035 | 2040
BM | 0 | 0 | 0 | 0 | 0 | 0
CC | 161.75 | 165.1 | 158.74 | 99.59 | 90.24 | 42.29
CSP | 0 | 0 | 0 | 0 | 0 | 0
CT | 0 | 0 | 0 | 0 | 0 | 0
Coal | 0 | 0 | 0 | 0 | 0 | 0
Geo | 0 | 0 | 0 | 0 | 0 | 0
H | 0 | 0 | 0 | 0 | 0 | 0
LFG | 0 | 0 | 0 | 8 | 8 | 8
Nuc | 0 | 0 | 0.01 | 0.01 | 0.08 | 0.06
PS | 0 | 0 | 0 | 0 | 0 | 0
PV | 0 | 0 | 0 | 0 | 0 | 0
PeakG | 1.66 | 6.26 | 6.87 | 6.68 | 3.94 | 3.17
PeakO | 0 | 0 | 0.32 | 0 | 0 | 0
ST | 0 | 0 | 0 | 0 | 0 | 0
STOG | 4.58 | 7.99 | 5.97 | 3.45 | 1.77 | 0.03
STWD | 0 | 0 | 0 | 0 | 0 | 0
WT | 0 | 0 | 0 | 0 | 0 | 0
IGCC | 0 | 0 | 0 | 0 | 0 | 0
DemandResponse | 0 | 0 | 0 | 0 | 0 | 0
IGCC-CCS | 0 | 0 | 0 | 0 | 0 | 0
WT_off | 0 | 0 | 0 | 0 | 0 | 0
PseudoUnit | 0 | 0 | 0 | 0 | 0 | 0
FixedInterchange | 0 | 0 | 0 | 0 | 0 | 0
Total Fuel Consumption by Reporting Type: PJM_E
ReportingType | 2015 | 2020 | 2025 | 2030 | 2035 | 2040
BM | 0.16 | 2.91 | 2.91 | 2.91 | 2.91 | 2.91
CC | 295.78 | 378.74 | 361.43 | 263.61 | 226.11 | 113.06
CSP | 0 | 0 | 0 | 0 | 0 | 0
CT | 0 | 0.06 | 0.11 | 0 | 0 | 0
Coal | 3.82 | 1.21 | 0.28 | 0.03 | 0 | 0
Geo | 0 | 0 | 0 | 0 | 0 | 0
H | 0 | 0 | 0 | 0 | 0 | 0
LFG | 0.98 | 15.28 | 15.28 | 15.28 | 15.28 | 15.28
Nuc | 702.72 | 651.97 | 651.97 | 651.97 | 468.33 | 371.38
PS | 0 | 0 | 0 | 0 | 0 | 0
PV | 0 | 0 | 0 | 0 | 0 | 0
PeakG | 0.87 | 10.22 | 11.11 | 10.22 | 5.23 | 5.23
PeakO | 0 | 0 | 0 | 0 | 0 | 0
ST | 0 | 0 | 0 | 0 | 0 | 0
STOG | 3.02 | 0 | 0 | 0 | 0 | 0
STWD | 0 | 0 | 0 | 0 | 0 | 0
WT | 0 | 0 | 0 | 0 | 0 | 0
IGCC | 0 | 0 | 0 | 0 | 0 | 0
DemandResponse | 0 | 0 | 0 | 0 | 0 | 0
IGCC-CCS | 0 | 0 | 0 | 0 | 0 | 0
WT_off | 0 | 0 | 0 | 0 | 0 | 0
PseudoUnit | 0 | 0 | 0 | 0 | 0 | 0
FixedInterchange | 0 | 0 | 0 | 0 | 0 | 0
Total Fuel Consumption by Reporting Type: PJM_ROM
ReportingType | 2015 | 2020 | 2025 | 2030 | 2035 | 2040
BM | 0.09 | 1.75 | 1.75 | 1.75 | 1.75 | 1.75
CC | 127.82 | 180.6 | 184.32 | 104.61 | 87.67 | 48.75
CSP | 0 | 0 | 0 | 0 | 0 | 0
CT | 0 | 0.03 | 0.07 | 0.07 | 0 | 0
Coal | 91.47 | 15.01 | 0.33 | 0.03 | 0 | 0
Geo | 0 | 0 | 0 | 0 | 0 | 0
H | 0 | 0 | 0 | 0 | 0 | 0
LFG | 2.04 | 30.56 | 30.56 | 30.56 | 30.56 | 30.56
Nuc | 420.79 | 420.79 | 420.79 | 420.79 | 396.39 | 911.37
PS | 0 | 0 | 0 | 0 | 0 | 0
PV | 0 | 0 | 0 | 0 | 0 | 0
PeakG | 0.03 | 0.6 | 3.49 | 6.5 | 3.33 | 1.84
PeakO | 0 | 0 | 0 | 0 | 0 | 0
ST | 0 | 0 | 0 | 0 | 0 | 0
STOG | 7.33 | 0 | 0 | 0 | 0 | 0
STWD | 0.3 | 5.38 | 5.38 | 5.38 | 5.38 | 5.38
WT | 0 | 0 | 0 | 0 | 0 | 0
IGCC | 0 | 0 | 0 | 0 | 0 | 0
DemandResponse | 0 | 0 | 0 | 0 | 0 | 0
IGCC-CCS | 0 | 0 | 0 | 0 | 0 | 0
WT_off | 0 | 0 | 0 | 0 | 0 | 0
PseudoUnit | 0 | 0 | 0 | 0 | 0 | 0
FixedInterchange | 0 | 0 | 0 | 0 | 0 | 0
Total Fuel Consumption by Reporting Type: PJM_ROR
ReportingType | 2015 | 2020 | 2025 | 2030 | 2035 | 2040
BM | 2.01 | 37.37 | 37.37 | 37.37 | 37.37 | 37.37
CC | 1174.16 | 1363.37 | 1273.01 | 1025.68 | 749.69 | 317.9
CSP | 0 | 0 | 0 | 0 | 0 | 0
CT | 0.03 | 0.12 | 0.12 | 0.12 | 0 | 0
Coal | 2084.11 | 924.21 | 94.06 | 56.32 | 76.87 | 77.89
Geo | 0 | 0 | 0 | 0 | 0 | 0
H | 0 | 0 | 0 | 0 | 0 | 0
LFG | 6.18 | 61.46 | 61.46 | 61.46 | 61.46 | 61.46
Nuc | 1644.81 | 1644.81 | 1644.81 | 1573.64 | 1519.56 | 2444.46
PS | 0 | 0 | 0 | 0 | 0 | 0
PV | 0 | 0 | 0 | 0 | 0 | 0
PeakG | 9.93 | 35.15 | 69.35 | 43.34 | 31.31 | 0
PeakO | 0 | 0 | 0 | 0 | 0 | 0
ST | 0 | 0 | 0 | 0 | 0 | 0
STOG | 4.28 | 8.36 | 5.54 | 0 | 0 | 0
STWD | 0.43 | 15.91 | 15.91 | 11.69 | 15.91 | 15.91
WT | 0.03 | 0.03 | 0.04 | 0.04 | 0.04 | 0.04
IGCC | 0 | 0 | 0 | 0 | 0 | 0
DemandResponse | 0 | 0 | 0 | 0 | 0 | 0
IGCC-CCS | 0 | 0 | 0 | 0 | 0 | 0
WT_off | 0 | 0 | 0 | 0 | 0 | 0
PseudoUnit | 0 | 0 | 0 | 0 | 0 | 0
FixedInterchange | 0 | 0 | 0 | 0 | 0 | 0
Total Fuel Consumption by Reporting Type: SOCO
ReportingType | 2015 | 2020 | 2025 | 2030 | 2035 | 2040
BM | 0.5 | 1.26 | 3.89 | 5.34 | 5.34 | 278.05
CC | 1094.36 | 1172.43 | 1136.47 | 671.78 | 186.59 | 22.12
CSP | 0 | 0 | 0 | 0 | 0 | 0
CT | 0 | 0 | 0 | 0 | 0 | 0
Coal | 341.66 | 85.14 | 66.2 | 67.21 | 67.21 | 67.21
Geo | 0 | 0 | 0 | 0 | 0 | 0
H | 0 | 0 | 0 | 0 | 0 | 0
LFG | 0 | 0 | 11.56 | 11.56 | 11.56 | 11.56
Nuc | 494.38 | 673.18 | 673.18 | 1327.94 | 2117.14 | 2187.02
PS | 0 | 0 | 0 | 0 | 0 | 0
PV | 0 | 0 | 0 | 0 | 0 | 0
PeakG | 7.03 | 34.57 | 21.79 | 0 | 0 | 0
PeakO | 0 | 0 | 0 | 0 | 0 | 0
ST | 0 | 0 | 0 | 0 | 0 | 0
STOG | 0 | 0 | 0 | 0 | 0 | 0
STWD | 3.36 | 8.89 | 13.53 | 44.18 | 60.13 | 37.13
WT | 0 | 0 | 0 | 0 | 0 | 0
IGCC | 0 | 0 | 0 | 0 | 0 | 0
DemandResponse | 0 | 0 | 0 | 0 | 0 | 0
IGCC-CCS | 0 | 0 | 0 | 0 | 0 | 0
WT_off | 0 | 0 | 0 | 0 | 0 | 0
PseudoUnit | 0 | 0 | 0 | 0 | 0 | 0
FixedInterchange | 0 | 0 | 0 | 0 | 0 | 0
Total Fuel Consumption by Reporting Type: SPP_N
ReportingType | 2015 | 2020 | 2025 | 2030 | 2035 | 2040
BM | 0 | 0 | 0 | 0 | 0 | 0
CC | 21.81 | 9.92 | 10.62 | 6.79 | 3.92 | 2.01
CSP | 0 | 0 | 0 | 0 | 0 | 0
CT | 0 | 0 | 0 | 0 | 0 | 0
Coal | 619.46 | 102.51 | 2.93 | 0 | 0 | 0
Geo | 0 | 0 | 0 | 0 | 0 | 0
H | 0 | 0 | 0 | 0 | 0 | 0
LFG | 0 | 0 | 0 | 10.22 | 10.22 | 10.22
Nuc | 93.19 | 93.19 | 93.19 | 93.19 | 93.19 | 93.19
PS | 0 | 0 | 0 | 0 | 0 | 0
PV | 0 | 0 | 0 | 0 | 0 | 0
PeakG | 0.63 | 0 | 5.25 | 0 | 0 | 0.41
PeakO | 0 | 0 | 0.39 | 0 | 0 | 0
ST | 0 | 0 | 0 | 0 | 0 | 0
STOG | 0 | 0 | 0 | 0 | 0 | 0
STWD | 0 | 0 | 0 | 0 | 0 | 0
WT | 0 | 0.11 | 0.14 | 0.15 | 0.23 | 0.23
IGCC | 0 | 0 | 0 | 0 | 0 | 0
DemandResponse | 0 | 0 | 0 | 0 | 0 | 0
IGCC-CCS | 0 | 0 | 0 | 0 | 0 | 0
WT_off | 0 | 0 | 0 | 0 | 0 | 0
PseudoUnit | 0 | 0 | 0 | 0 | 0 | 0
FixedInterchange | 0 | 0 | 0 | 0 | 0 | 0
Total Fuel Consumption by Reporting Type: SPP_S
ReportingType | 2015 | 2020 | 2025 | 2030 | 2035 | 2040
BM | 0 | 0 | 0 | 0 | 0 | 0
CC | 276.78 | 81.84 | 93.06 | 54.42 | 35.14 | 25.89
CSP | 0 | 0 | 0 | 0 | 0 | 0
CT | 0 | 0 | 0.79 | 0.72 | 0 | 0
Coal | 906.59 | 64.49 | 6.22 | 0 | 0 | 0
Geo | 0 | 0 | 0 | 0 | 0 | 0
H | 0 | 0 | 0 | 0 | 0 | 0
LFG | 0 | 0 | 0 | 10.22 | 10.22 | 10.22
Nuc | 0 | 0 | 0.01 | 0.01 | 0.02 | 0.05
PS | 0 | 0 | 0 | 0 | 0 | 0
PV | 0 | 0 | 0 | 0 | 0 | 0
PeakG | 0 | 0 | 3.65 | 2.29 | 0 | 3.09
PeakO | 0 | 0 | 0.04 | 0 | 0 | 0
ST | 0 | 0 | 0 | 0 | 0 | 0
STOG | 15.41 | 9.58 | 14.09 | 0 | 0 | 0
STWD | 0.43 | 0.4 | 0.7 | 1.09 | 1.61 | 4.71
WT | 0.01 | 0.12 | 0.12 | 0.17 | 0.17 | 0.16
IGCC | 0 | 0 | 0 | 0 | 0 | 0
DemandResponse | 0 | 0 | 0 | 0 | 0 | 0
IGCC-CCS | 0 | 0 | 0 | 0 | 0 | 0
WT_off | 0 | 0 | 0 | 0 | 0 | 0
PseudoUnit | 0 | 0 | 0 | 0 | 0 | 0
FixedInterchange | 0 | 0 | 0 | 0 | 0 | 0
Total Fuel Consumption by Reporting Type: TVA
ReportingType | 2015 | 2020 | 2025 | 2030 | 2035 | 2040
BM | 0 | 0 | 0 | 0 | 185.49 | 185.49
CC | 303.03 | 456.23 | 437.13 | 328.11 | 141.32 | 18.01
CSP | 0 | 0 | 0 | 0 | 0 | 0
CT | 0 | 0 | 0 | 0 | 0 | 0
Coal | 469.61 | 161.07 | 0 | 0 | 0 | 0
Geo | 0 | 0 | 0 | 0 | 0 | 0
H | 0 | 0 | 0 | 0 | 0 | 0
LFG | 0 | 0 | 11.56 | 11.56 | 11.56 | 11.56
Nuc | 676.63 | 676.63 | 676.63 | 718.34 | 851.94 | 1108.73
PS | 0 | 0 | 0 | 0 | 0 | 0
PV | 0 | 0 | 0 | 0 | 0 | 0
PeakG | 0 | 0 | 3.27 | 1.04 | 0 | 0
PeakO | 0 | 0 | 0 | 0 | 0 | 0
ST | 0 | 0 | 0 | 0 | 0 | 0
STOG | 0 | 0 | 0 | 0 | 0 | 0
STWD | 0.01 | 0.04 | 0.1 | 0.35 | 0.42 | 0.33
WT | 0 | 0 | 0 | 0 | 0 | 0
IGCC | 0 | 0 | 0 | 0 | 0 | 0
DemandResponse | 0 | 0 | 0 | 0 | 0 | 0
IGCC-CCS | 0 | 0 | 0 | 0 | 0 | 0
WT_off | 0 | 0 | 0 | 0 | 0 | 0
PseudoUnit | 0 | 0 | 0 | 0 | 0 | 0
FixedInterchange | 0 | 0 | 0 | 0 | 0 | 0
Total Fuel Consumption by Reporting Type: TVA_Transmission
ReportingType | 2015 | 2020 | 2025 | 2030 | 2035 | 2040
BM | 0 | 0 | 0 | 0 | 0 | 0
CC | 0 | 0 | 0 | 0 | 0 | 0
CSP | 0 | 0 | 0 | 0 | 0 | 0
CT | 0 | 0 | 0 | 0 | 0 | 0
Coal | 0 | 0 | 0 | 0 | 0 | 0
Geo | 0 | 0 | 0 | 0 | 0 | 0
H | 0 | 0 | 0 | 0 | 0 | 0
LFG | 0 | 0 | 0 | 0 | 0 | 0
Nuc | 0 | 0 | 0 | 0 | 0 | 0
PS | 0 | 0 | 0 | 0 | 0 | 0
PV | 0 | 0 | 0 | 0 | 0 | 0
PeakG | 0 | 0 | 0 | 0 | 0 | 0
PeakO | 0 | 0 | 0 | 0 | 0 | 0
ST | 0 | 0 | 0 | 0 | 0 | 0
STOG | 0 | 0 | 0 | 0 | 0 | 0
STWD | 0 | 0 | 0 | 0 | 0 | 0
WT | 0 | 0 | 0 | 0 | 0 | 0
IGCC | 0 | 0 | 0 | 0 | 0 | 0
DemandResponse | 0 | 0 | 0 | 0 | 0 | 0
IGCC-CCS | 0 | 0 | 0 | 0 | 0 | 0
WT_off | 0 | 0 | 0 | 0 | 0 | 0
PseudoUnit | 0 | 0 | 0 | 0 | 0 | 0
FixedInterchange | 0 | 0 | 0 | 0 | 0 | 0
Total Fuel Consumption by Reporting Type: VACAR
ReportingType | 2015 | 2020 | 2025 | 2030 | 2035 | 2040
BM | 0.09 | 0.99 | 43.01 | 43.01 | 678.09 | 678.09
CC | 569.3 | 602.3 | 595.48 | 404.92 | 196.4 | 12.52
CSP | 0 | 0 | 0 | 0 | 0 | 0
CT | 0.07 | 2.97 | 1.52 | 0 | 0 | 0
Coal | 370.1 | 120.94 | 36.01 | 23.64 | 23.02 | 23.57
Geo | 0 | 0 | 0 | 0 | 0 | 0
H | 0 | 0 | 0 | 0 | 0 | 0
LFG | 0.04 | 11.56 | 11.56 | 11.56 | 11.56 | 11.56
Nuc | 910.72 | 1100.09 | 1100.09 | 1431.34 | 1500.85 | 1810.45
PS | 0 | 0 | 0 | 0 | 0 | 0
PV | 0 | 0 | 0 | 0 | 0 | 0
PeakG | 0.35 | 7.44 | 9.18 | 0 | 0 | 0
PeakO | 0 | 0 | 0 | 0 | 0 | 0
ST | 0 | 0 | 0 | 0 | 0 | 0
STOG | 0 | 0 | 0 | 0 | 0 | 0
STWD | 24.47 | 24.47 | 24.47 | 23.75 | 24.47 | 15.11
WT | 0 | 0.01 | 0.01 | 0.01 | 0.01 | 0.01
IGCC | 0 | 0 | 0 | 0 | 0 | 0
DemandResponse | 0 | 0 | 0 | 0 | 0 | 0
IGCC-CCS | 0 | 0 | 0 | 0 | 0 | 0
WT_off | 0 | 0 | 0 | 0 | 0 | 0
PseudoUnit | 0 | 0 | 0 | 0 | 0 | 0
FixedInterchange | 0 | 0 | 0 | 0 | 0 | 0
Total Fuel Consumption by Reporting Type: IESO
ReportingType | 2015 | 2020 | 2025 | 2030 | 2035 | 2040
BM | 0 | 0.14 | 0.43 | 0.43 | 2.78 | 19.44
CC | 62.66 | 54.22 | 6.64 | 0.93 | 3.74 | 2.29
CSP | 0 | 0 | 0 | 0 | 0 | 0
CT | 0.05 | 0.13 | 0.13 | 0 | 0 | 0
Coal | 0 | 0 | 0 | 0 | 0 | 0
Geo | 0 | 0 | 0 | 0 | 0 | 0
H | 0 | 0 | 0 | 0 | 0 | 0
LFG | 1.56 | 1.56 | 1.56 | 1.56 | 1.61 | 1.61
Nuc | 1064.72 | 1064.72 | 1064.72 | 1064.72 | 980.48 | 854.53
PS | 0 | 0 | 0 | 0 | 0 | 0
PV | 0 | 0 | 0 | 0 | 0 | 0
PeakG | 0 | 0 | 0 | 0 | 0 | 0
PeakO | 0 | 0 | 0 | 0 | 0 | 0
ST | 0 | 0 | 0 | 0 | 0 | 0
STOG | 0 | 0 | 0 | 0 | 0 | 0
STWD | 0.28 | 0.54 | 0.28 | 0.54 | 7.59 | 10.32
WT | 0.01 | 0.01 | 0.01 | 0.01 | 0.01 | 0.01
IGCC | 0 | 0 | 0 | 0 | 0 | 0
DemandResponse | 0 | 0 | 0 | 0 | 0 | 0
IGCC-CCS | 0 | 0 | 0 | 0 | 0 | 0
WT_off | 0 | 0 | 0 | 0 | 0 | 0
PseudoUnit | 0 | 0 | 0 | 0 | 0 | 0
FixedInterchange | 0 | 0 | 0 | 0 | 0 | 0
Total Fuel Consumption by Reporting Type: MAPP_CA
ReportingType | 2015 | 2020 | 2025 | 2030 | 2035 | 2040
BM | 0 | 0 | 0 | 0 | 0 | 0
CC | 67.15 | 67.15 | 2.65 | 1.25 | 0.64 | 0
CSP | 0 | 0 | 0 | 0 | 0 | 0
CT | 0 | 0 | 0 | 0 | 0 | 0
Coal | 2.65 | 0 | 0 | 0 | 0 | 0
Geo | 0 | 0 | 0 | 0 | 0 | 0
H | 0 | 0 | 0.01 | 0.01 | 0.03 | 0.03
LFG | 0 | 0 | 0 | 0 | 0 | 0
Nuc | 0 | 0 | 0 | 0 | 0.01 | 0.01
PS | 0 | 0 | 0 | 0 | 0 | 0
PV | 0 | 0 | 0 | 0 | 0 | 0
PeakG | 0.74 | 2.03 | 0 | 0 | 0 | 0
PeakO | 0 | 0 | 0 | 0 | 0 | 0
ST | 0 | 0 | 0 | 0 | 0 | 0
STOG | 0.16 | 0 | 0 | 0 | 0 | 0
STWD | 0 | 0 | 0 | 0 | 0 | 0
WT | 0 | 0 | 0 | 0 | 0 | 0
IGCC | 0 | 0 | 0 | 0 | 0 | 0
DemandResponse | 0 | 0 | 0 | 0 | 0 | 0
IGCC-CCS | 0 | 0 | 0 | 0 | 0 | 0
WT_off | 0 | 0 | 0 | 0 | 0 | 0
PseudoUnit | 0 | 0 | 0 | 0 | 0 | 0
FixedInterchange | 0 | 0 | 0 | 0 | 0 | 0
Total Fuel Consumption by Reporting Type: AZ_NM_SNV_Coal
ReportingType | 2015 | 2020 | 2025 | 2030 | 2035 | 2040
BM | 0 | 0 | 0 | 0 | 0 | 0
CC | 0 | 0 | 0 | 0 | 0 | 0
CSP | 0 | 0 | 0 | 0 | 0 | 0
CT | 0 | 0 | 0 | 0 | 0 | 0
Coal | 621.5 | 377.19 | 0 | 0 | 0 | 0
Geo | 0 | 0 | 0 | 0 | 0 | 0
H | 0 | 0 | 0 | 0 | 0 | 0
LFG | 0 | 0 | 0 | 0 | 0 | 0
Nuc | 0 | 0 | 0 | 0 | 0 | 0
PS | 0 | 0 | 0 | 0 | 0 | 0
PV | 0 | 0 | 0 | 0 | 0 | 0
PeakG | 0 | 0 | 0 | 0 | 0 | 0
PeakO | 0 | 0 | 0 | 0 | 0 | 0
ST | 0 | 0 | 0 | 0 | 0 | 0
STOG | 0 | 0 | 0 | 0 | 0 | 0
STWD | 0 | 0 | 0 | 0 | 0 | 0
WT | 0 | 0 | 0 | 0 | 0 | 0
IGCC | 0 | 0 | 0 | 0 | 0 | 0
DemandResponse | 0 | 0 | 0 | 0 | 0 | 0
IGCC-CCS | 0 | 0 | 0 | 0 | 0 | 0
WT_off | 0 | 0 | 0 | 0 | 0 | 0
PseudoUnit | 0 | 0 | 0 | 0 | 0 | 0
FixedInterchange | 0 | 0 | 0 | 0 | 0 | 0
Total Fuel Consumption by Reporting Type: AZ_NM_SNV_Gas
ReportingType | 2015 | 2020 | 2025 | 2030 | 2035 | 2040
BM | 0 | 0 | 0 | 0 | 0 | 0
CC | 472.26 | 425.81 | 600.01 | 200.69 | 96.21 | 78.33
CSP | 0 | 0 | 0 | 0 | 0 | 0
CT | 0 | 0.3 | 1.65 | 0.91 | 0 | 0
Coal | 0 | 0 | 0 | 0 | 0 | 0
Geo | 0 | 0 | 0 | 0 | 0 | 0
H | 0 | 0 | 0 | 0 | 0 | 0
LFG | 0 | 0 | 0 | 0 | 0 | 0
Nuc | 0 | 0 | 0 | 0 | 0 | 0
PS | 0 | 0 | 0 | 0 | 0 | 0
PV | 0 | 0 | 0 | 0 | 0 | 0
PeakG | 0 | 0.12 | 0 | 0 | 0 | 0
PeakO | 0 | 0 | 0 | 0 | 0 | 0
ST | 0 | 0 | 0 | 0 | 0 | 0
STOG | 0 | 0 | 0 | 0 | 0 | 0
STWD | 0 | 0 | 0 | 0 | 0 | 0
WT | 0 | 0 | 0 | 0 | 0 | 0
IGCC | 0 | 0 | 0 | 0 | 0 | 0
DemandResponse | 0 | 0 | 2.35 | 0.99 | 0.2 | 1.23
IGCC-CCS | 0 | 0 | 0 | 0 | 0 | 0
WT_off | 0 | 0 | 0 | 0 | 0 | 0
PseudoUnit | 0 | 0 | 0 | 0 | 0 | 0
FixedInterchange | 0 | 0 | 0 | 0 | 0 | 0
Total Fuel Consumption by Reporting Type: AZ_NM_SNV_NucRenew
ReportingType | 2015 | 2020 | 2025 | 2030 | 2035 | 2040
BM | 0 | 0 | 0 | 0 | 0 | 0
CC | 0 | 0 | 0 | 0 | 0 | 0
CSP | 0 | 0 | 0 | 0 | 0 | 0
CT | 0 | 0 | 0 | 0 | 0 | 0
Coal | 0 | 0 | 0 | 0 | 0 | 0
Geo | 0 | 0 | 0.01 | 0.01 | 0.01 | 0.01
H | 0 | 0 | 0 | 0 | 0 | 0
LFG | 0 | 0 | 6.53 | 6.53 | 6.53 | 6.53
Nuc | 317.72 | 317.72 | 317.72 | 683.57 | 882.87 | 909.57
PS | 0 | 0 | 0 | 0 | 0 | 0
PV | 0 | 0 | 0 | 0 | 0 | 0
PeakG | 0 | 0 | 0 | 0 | 0 | 0
PeakO | 0 | 0 | 0 | 0 | 0 | 0
ST | 0 | 0 | 0 | 0.02 | 0.02 | 0.02
STOG | 0 | 0 | 0 | 0 | 0 | 0
STWD | 1.77 | 1.77 | 1.77 | 1.77 | 1.77 | 1.77
WT | 0 | 0.02 | 0.02 | 0.02 | 0.02 | 0.02
IGCC | 0 | 0 | 0 | 0 | 0 | 0
DemandResponse | 0 | 0 | 0 | 0 | 0 | 0
IGCC-CCS | 0 | 0 | 0 | 0 | 0 | 0
WT_off | 0 | 0 | 0 | 0 | 0 | 0
PseudoUnit | 0 | 0 | 0 | 0 | 0 | 0
FixedInterchange | 0 | 0 | 0 | 0 | 0 | 0
Total Fuel Consumption by Reporting Type: ERCOT
ReportingType | 2015 | 2020 | 2025 | 2030 | 2035 | 2040
BM | 0.83 | 1.31 | 1.97 | 14.07 | 379.71 | 280.37
CC | 1421.77 | 1450.61 | 1284.13 | 1139.2 | 465.39 | 287.68
CSP | 0 | 0 | 0 | 0 | 0 | 0
CT | 0 | 0.28 | 0.53 | 0.53 | 0 | 0
Coal | 425.45 | 266.93 | 54.24 | 63.77 | 74.84 | 74.84
Geo | 0 | 0 | 0 | 0 | 0 | 0
H | 0 | 0 | 0 | 0 | 0 | 0
LFG | 0 | 0 | 38.09 | 38.09 | 38.09 | 38.09
Nuc | 422.69 | 422.69 | 422.69 | 543.6 | 1251.77 | 1577.99
PS | 0 | 0 | 0 | 0 | 0 | 0
PV | 0 | 0 | 0 | 0 | 0 | 0
PeakG | 0 | 2.8 | 8.02 | 6.28 | 0 | 0
PeakO | 0 | 0.01 | 0 | 0 | 0 | 0
ST | 0 | 0 | 0 | 0 | 0 | 0
STOG | 27.14 | 34.36 | 2.45 | 0 | 0 | 0
STWD | 0 | 0 | 0 | 0 | 0 | 0
WT | 0.03 | 0.04 | 0.08 | 0.08 | 0.08 | 0.08
IGCC | 0 | 0 | 0 | 0 | 0 | 0
DemandResponse | 0 | 0.46 | 9.04 | 8.86 | 8.7 | 8.55
IGCC-CCS | 0 | 0 | 0 | 0 | 0 | 0
WT_off | 0 | 0 | 0 | 0 | 0 | 0
PseudoUnit | 0 | 0 | 0 | 0 | 0 | 0
FixedInterchange | 0 | 0 | 0 | 0 | 0 | 0
Total Fuel Consumption by Reporting Type: NP15
ReportingType | 2015 | 2020 | 2025 | 2030 | 2035 | 2040
BM | 0 | 0 | 0 | 0 | 0 | 0
CC | 383.73 | 343.31 | 343.35 | 228.09 | 33.81 | 2.65
CSP | 0 | 0 | 0 | 0 | 0 | 0
CT | 0 | 0 | 0 | 0 | 0 | 0
Coal | 16.77 | 0 | 0 | 0 | 0 | 0
Geo | 0.01 | 0.01 | 0.01 | 0.01 | 0.01 | 0.01
H | 0 | 0 | 0 | 0 | 0 | 0
LFG | 0 | 40.72 | 60.8 | 60.8 | 60.8 | 60.8
Nuc | 187.74 | 187.74 | 187.74 | 294.4 | 437.06 | 437.06
PS | 0 | 0 | 0 | 0 | 0 | 0
PV | 0 | 0 | 0 | 0 | 0 | 0
PeakG | 0 | 0 | 0.07 | 0 | 0 | 0.03
PeakO | 0 | 0 | 0 | 0 | 0 | 0
ST | 0 | 0 | 0 | 0 | 0 | 0
STOG | 0.54 | 0 | 0 | 0 | 0 | 0
STWD | 37.44 | 37.44 | 17.48 | 37.44 | 37.44 | 37.44
WT | 0 | 0.01 | 0.01 | 0.01 | 0.03 | 0.03
IGCC | 0 | 0 | 0 | 0 | 0 | 0
DemandResponse | 0 | 0 | 0 | 0 | 0 | 0
IGCC-CCS | 0 | 0 | 0 | 0 | 0 | 0
WT_off | 0 | 0 | 0 | 0 | 0 | 0
PseudoUnit | 0 | 0 | 0 | 0 | 0 | 0
FixedInterchange | 0 | 0 | 0 | 0 | 0 | 0
Total Fuel Consumption by Reporting Type: NWPP_Coal
ReportingType | 2015 | 2020 | 2025 | 2030 | 2035 | 2040
BM | 0 | 0 | 0 | 0 | 0 | 0
CC | 0 | 0 | 0 | 0 | 0 | 0
CSP | 0 | 0 | 0 | 0 | 0 | 0
CT | 0 | 0 | 0 | 0 | 0 | 0
Coal | 557.04 | 407.42 | 16.32 | 16.32 | 16.32 | 16.32
Geo | 0 | 0 | 0 | 0 | 0 | 0
H | 0 | 0 | 0 | 0 | 0 | 0
LFG | 0 | 0 | 0 | 0 | 0 | 0
Nuc | 0 | 0 | 0 | 0 | 0 | 0
PS | 0 | 0 | 0 | 0 | 0 | 0
PV | 0 | 0 | 0 | 0 | 0 | 0
PeakG | 0 | 0 | 0 | 0 | 0 | 0
PeakO | 0 | 0 | 0 | 0 | 0 | 0
ST | 0 | 0 | 0 | 0 | 0 | 0
STOG | 0 | 0 | 0 | 0 | 0 | 0
STWD | 0 | 0 | 0 | 0 | 0 | 0
WT | 0 | 0 | 0 | 0 | 0 | 0
IGCC | 0 | 0 | 0 | 0 | 0 | 0
DemandResponse | 0 | 0 | 0 | 0 | 0 | 0
IGCC-CCS | 0 | 0 | 0 | 0 | 0 | 0
WT_off | 0 | 0 | 0 | 0 | 0 | 0
PseudoUnit | 0 | 0 | 0 | 0 | 0 | 0
FixedInterchange | 0 | 0 | 0 | 0 | 0 | 0
Total Fuel Consumption by Reporting Type: NWPP_Gas
ReportingType | 2015 | 2020 | 2025 | 2030 | 2035 | 2040
BM | 0 | 0 | 0 | 0 | 0 | 0
CC | 361.48 | 418.75 | 418.75 | 167.7 | 32.21 | 25.88
CSP | 0 | 0 | 0 | 0 | 0 | 0
CT | 0 | 0 | 0 | 0 | 0 | 0
Coal | 0 | 0 | 0 | 0 | 0 | 0
Geo | 0 | 0 | 0 | 0 | 0 | 0
H | 0 | 0 | 0 | 0 | 0 | 0
LFG | 0 | 0 | 0 | 0 | 0 | 0
Nuc | 0 | 0 | 0 | 0 | 0 | 0
PS | 0 | 0 | 0 | 0 | 0 | 0
PV | 0 | 0 | 0 | 0 | 0 | 0
PeakG | 0 | 0 | 0 | 0 | 0 | 0
PeakO | 0 | 0 | 0 | 0 | 0 | 0
ST | 0 | 0 | 0 | 0 | 0 | 0
STOG | 0 | 0 | 0 | 0 | 0 | 0
STWD | 0 | 0 | 0 | 0 | 0 | 0
WT | 0 | 0 | 0 | 0 | 0 | 0
IGCC | 0 | 0 | 0 | 0 | 0 | 0
DemandResponse | 0 | 0 | 0 | 0 | 0 | 0
IGCC-CCS | 0 | 0 | 0 | 0 | 0 | 0
WT_off | 0 | 0 | 0 | 0 | 0 | 0
PseudoUnit | 0 | 0 | 0 | 0 | 0 | 0
FixedInterchange | 0 | 0 | 0 | 0 | 0 | 0
Total Fuel Consumption by Reporting Type: NWPP_NucRenew
ReportingType | 2015 | 2020 | 2025 | 2030 | 2035 | 2040
BM | 0 | 0.84 | 3.16 | 3.16 | 3.16 | 3.16
CC | 0 | 0 | 0 | 0 | 0 | 0
CSP | 0 | 0 | 0 | 0 | 0 | 0
CT | 0 | 0 | 0 | 0 | 0 | 0
Coal | 0 | 0 | 0 | 0 | 0 | 0
Geo | 0 | 0 | 0.01 | 0.01 | 0.01 | 0.01
H | 0 | 0 | 0 | 0 | 0 | 0
LFG | 2.74 | 2.74 | 29.05 | 29.05 | 29.05 | 29.05
Nuc | 88.66 | 88.66 | 88.66 | 237.54 | 481.34 | 481.34
PS | 0 | 0 | 0 | 0 | 0 | 0
PV | 0 | 0 | 0 | 0 | 0 | 0
PeakG | 0 | 0 | 0 | 0 | 0 | 0
PeakO | 0 | 0 | 0 | 0 | 0 | 0
ST | 0 | 0 | 0 | 0 | 0 | 0
STOG | 0 | 0 | 0 | 0 | 0 | 0
STWD | 0 | 0 | 46.18 | 46.18 | 46.18 | 46.18
WT | 0.02 | 0.02 | 0.02 | 0.05 | 0.05 | 0.05
IGCC | 0 | 0 | 0 | 0 | 0 | 0
DemandResponse | 0 | 0 | 0 | 0 | 0 | 0
IGCC-CCS | 0 | 0 | 0 | 0 | 0 | 0
WT_off | 0 | 0 | 0 | 0 | 0 | 0
PseudoUnit | 0 | 0 | 0 | 0 | 0 | 0
FixedInterchange | 0 | 0 | 0 | 0 | 0 | 0
Total Fuel Consumption by Reporting Type: RMPA
ReportingType | 2015 | 2020 | 2025 | 2030 | 2035 | 2040
BM | 0 | 0 | 0 | 0 | 88.62 | 181.18
CC | 53.83 | 60.39 | 108.37 | 61.95 | 25.37 | 17.69
CSP | 0 | 0 | 0 | 0 | 0 | 0
CT | 0 | 0 | 0.05 | 0 | 0 | 0
Coal | 547.69 | 374.26 | 70.53 | 43.37 | 42.94 | 40.52
Geo | 0 | 0 | 0.02 | 0.02 | 0.02 | 0.02
H | 0 | 0 | 0 | 0 | 0 | 0
LFG | 0.15 | 0.15 | 3.26 | 3.26 | 3.26 | 3.26
Nuc | 0 | 0 | 25.65 | 123.59 | 123.62 | 123.61
PS | 0 | 0 | 0 | 0 | 0 | 0
PV | 0 | 0 | 0 | 0 | 0 | 0
PeakG | 0.01 | 0.56 | 4.54 | 1.47 | 1.81 | 0.82
PeakO | 0 | 0 | 0 | 0 | 0 | 0
ST | 0 | 0 | 0 | 0 | 0 | 0
STOG | 0 | 0 | 0 | 0 | 0 | 0
STWD | 0 | 0 | 0 | 0 | 0 | 0
WT | 0.01 | 0.02 | 0.02 | 0.02 | 0.02 | 0.02
IGCC | 0 | 0 | 0 | 0 | 0 | 0
DemandResponse | 0 | 0 | 0 | 0 | 0 | 0
IGCC-CCS | 0 | 0 | 0 | 0 | 0 | 0
WT_off | 0 | 0 | 0 | 0 | 0 | 0
PseudoUnit | 0 | 0 | 0 | 0 | 0 | 0
FixedInterchange | 0 | 0 | 0 | 0 | 0 | 0
Total Fuel Consumption by Reporting Type: SP15
ReportingType | 2015 | 2020 | 2025 | 2030 | 2035 | 2040
BM | 0.58 | 0.58 | 0.58 | 0.58 | 0.58 | 45.06
CC | 506.84 | 420.33 | 416.11 | 337.93 | 128.43 | 120.56
CSP | 0 | 0 | 0 | 0 | 0 | 0
CT | 0 | 0 | 0 | 0 | 0 | 0
Coal | 15.7 | 8.42 | 0 | 0 | 0 | 0
Geo | 0.01 | 0.02 | 0.02 | 0.02 | 0.02 | 0.02
H | 0 | 0 | 0 | 0 | 0 | 0
LFG | 0.99 | 60.8 | 60.8 | 60.8 | 60.8 | 60.8
Nuc | 173.28 | 173.28 | 173.28 | 265.5 | 508.85 | 524.5
PS | 0 | 0 | 0 | 0 | 0 | 0
PV | 0 | 0 | 0 | 0 | 0 | 0
PeakG | 0 | 0.39 | 4.74 | 2.52 | 1.56 | 2
PeakO | 0 | 0 | 0 | 0 | 0 | 0
ST | 0 | 0 | 0 | 0 | 0 | 0
STOG | 5.45 | 3.27 | 0 | 0 | 0 | 0
STWD | 9.59 | 9.59 | 8.6 | 9.59 | 9.59 | 9.59
WT | 0.01 | 0.01 | 0.04 | 0.04 | 0.04 | 0.04
IGCC | 0 | 0 | 0 | 0 | 0 | 0
DemandResponse | 0 | 0 | 0 | 0 | 0 | 0
IGCC-CCS | 0 | 0 | 0 | 0 | 0 | 0
WT_off | 0 | 0 | 0 | 0 | 0 | 0
PseudoUnit | 0 | 0 | 0 | 0 | 0 | 0
FixedInterchange | 0 | 0 | 0 | 0 | 0 | 0
Total Fuel Consumption by Reporting Type: ALB
ReportingType | 2015 | 2020 | 2025 | 2030 | 2035 | 2040
BM | 0 | 0 | 0 | 0 | 0 | 0
CC | 135.03 | 135.35 | 136 | 6.36 | 0.02 | 0
CSP | 0 | 0 | 0 | 0 | 0 | 0
CT | 0 | 0 | 0 | 0 | 0 | 0
Coal | 470.15 | 470.15 | 453.65 | 0 | 0 | 0.03
Geo | 0 | 0 | 0 | 0 | 0 | 0
H | 0 | 0 | 0 | 0 | 0 | 0
LFG | 0 | 0 | 0 | 0 | 0 | 0
Nuc | 0 | 0 | 0.01 | 661.46 | 691.33 | 706.71
PS | 0 | 0 | 0 | 0 | 0 | 0
PV | 0 | 0 | 0 | 0 | 0 | 0
PeakG | 0 | 0 | 0 | 0 | 0 | 0
PeakO | 0 | 0 | 0 | 0 | 0 | 0
ST | 0 | 0 | 0 | 0 | 0 | 0
STOG | 0 | 0 | 0 | 0 | 0 | 0
STWD | 0 | 6.08 | 13.02 | 13.02 | 13.02 | 13.02
WT | 0 | 0 | 0 | 0 | 0 | 0
IGCC | 0 | 0 | 0 | 0 | 0 | 0
DemandResponse | 0 | 0 | 0 | 0 | 0 | 0
IGCC-CCS | 0 | 0 | 0 | 0 | 0 | 0
WT_off | 0 | 0 | 0 | 0 | 0 | 0
PseudoUnit | 0 | 0 | 0 | 0 | 0 | 0
FixedInterchange | 0 | 0 | 0 | 0 | 0 | 0
Total Fuel Consumption by Reporting Type: BC
ReportingType | 2015 | 2020 | 2025 | 2030 | 2035 | 2040
BM | 0 | 0 | 0 | 0 | 0 | 0
CC | 46.89 | 46.89 | 46.89 | 35.63 | 0 | 0
CSP | 0 | 0 | 0 | 0 | 0 | 0
CT | 0 | 0 | 0 | 0 | 0 | 0
Coal | 0 | 0 | 0 | 0 | 0 | 0
Geo | 0 | 0 | 0 | 0 | 0 | 0
H | 0 | 0 | 0 | 0 | 0 | 0
LFG | 0 | 0 | 0 | 0 | 0 | 0
Nuc | 0 | 0 | 0 | 0.08 | 0.08 | 0.08
PS | 0 | 0 | 0 | 0 | 0 | 0
PV | 0 | 0 | 0 | 0 | 0 | 0
PeakG | 0 | 0 | 0 | 0 | 0 | 0
PeakO | 0 | 0 | 0 | 0 | 0 | 0
ST | 0 | 0 | 0 | 0 | 0 | 0
STOG | 0 | 0 | 0 | 0 | 0 | 0
STWD | 0 | 10.01 | 41.58 | 41.58 | 41.58 | 41.58
WT | 0 | 0 | 0 | 0 | 0 | 0
IGCC | 0 | 0 | 0 | 0 | 0 | 0
DemandResponse | 0 | 0 | 0 | 0 | 0 | 0
IGCC-CCS | 0 | 0 | 0 | 0 | 0 | 0
WT_off | 0 | 0 | 0 | 0 | 0 | 0
PseudoUnit | 0 | 0 | 0 | 0 | 0 | 0
FixedInterchange | 0 | 0 | 0 | 0 | 0 | 0
Total Fuel Consumption by Reporting Type: HQ_IESO
ReportingType | 2015 | 2020 | 2025 | 2030 | 2035 | 2040
BM | 0 | 0 | 0 | 0 | 0 | 0
CC | 0 | 0 | 0 | 0 | 0 | 0
CSP | 0 | 0 | 0 | 0 | 0 | 0
CT | 0 | 0 | 0 | 0 | 0 | 0
Coal | 0 | 0 | 0 | 0 | 0 | 0
Geo | 0 | 0 | 0 | 0 | 0 | 0
H | 0 | 0 | 0 | 0 | 0 | 0
LFG | 0 | 0 | 0 | 0 | 0 | 0
Nuc | 0 | 0 | 0 | 0 | 0.01 | 0.05
PS | 0 | 0 | 0 | 0 | 0 | 0
PV | 0 | 0 | 0 | 0 | 0 | 0
PeakG | 0 | 0 | 0 | 0 | 0 | 0
PeakO | 0 | 0 | 0 | 0 | 0 | 0
ST | 0 | 0 | 0 | 0 | 0 | 0
STOG | 0 | 0 | 0 | 0 | 0 | 0
STWD | 0 | 0 | 0 | 0 | 0 | 0
WT | 0 | 0 | 0 | 0 | 0 | 0
IGCC | 0 | 0 | 0 | 0 | 0 | 0
DemandResponse | 0 | 0 | 0 | 0 | 0 | 0
IGCC-CCS | 0 | 0 | 0 | 0 | 0 | 0
WT_off | 0 | 0 | 0 | 0 | 0 | 0
PseudoUnit | 0 | 0 | 0 | 0 | 0 | 0.01
FixedInterchange | 0 | 0 | 0 | 0 | 0 | 0
Total Fuel Consumption by Reporting Type: HQ_NEISO
ReportingType | 2015 | 2020 | 2025 | 2030 | 2035 | 2040
BM | 0 | 0 | 0 | 0 | 0 | 0
CC | 0 | 0 | 0 | 0 | 0 | 0
CSP | 0 | 0 | 0 | 0 | 0 | 0
CT | 0 | 0 | 0 | 0 | 0 | 0
Coal | 0 | 0 | 0 | 0 | 0 | 0
Geo | 0 | 0 | 0 | 0 | 0 | 0
H | 0 | 0 | 0 | 0 | 0 | 0
LFG | 0 | 0 | 0 | 0 | 0 | 0
Nuc | 0 | 0 | 0 | 0 | 0.04 | 0.06
PS | 0 | 0 | 0 | 0 | 0 | 0
PV | 0 | 0 | 0 | 0 | 0 | 0
PeakG | 0 | 0 | 0 | 0 | 0 | 0
PeakO | 0 | 0 | 0 | 0 | 0 | 0
ST | 0 | 0 | 0 | 0 | 0 | 0
STOG | 0 | 0 | 0 | 0 | 0 | 0
STWD | 0 | 0 | 0 | 0 | 0 | 0
WT | 0 | 0 | 0 | 0 | 0 | 0
IGCC | 0 | 0 | 0 | 0 | 0 | 0
DemandResponse | 0 | 0 | 0 | 0 | 0 | 0
IGCC-CCS | 0 | 0 | 0 | 0 | 0 | 0
WT_off | 0 | 0 | 0 | 0 | 0 | 0
PseudoUnit | 0 | 0 | 0 | 0 | 0 | 0.01
FixedInterchange | 0.02 | 0.02 | 0.02 | 0.02 | 0.02 | 0.02
Total Fuel Consumption by Reporting Type: HQ_NY
ReportingType | 2015 | 2020 | 2025 | 2030 | 2035 | 2040
BM | 0 | 0 | 0 | 0 | 0 | 0
CC | 0 | 0 | 0 | 0 | 0 | 0
CSP | 0 | 0 | 0 | 0 | 0 | 0
CT | 0 | 0 | 0 | 0 | 0 | 0
Coal | 0 | 0 | 0 | 0 | 0 | 0
Geo | 0 | 0 | 0 | 0 | 0 | 0
H | 0 | 0 | 0 | 0 | 0 | 0
LFG | 0 | 0 | 0 | 0 | 0 | 0
Nuc | 0 | 0 | 0 | 0 | 0.04 | 0.06
PS | 0 | 0 | 0 | 0 | 0 | 0
PV | 0 | 0 | 0 | 0 | 0 | 0
PeakG | 0 | 0 | 0 | 0 | 0 | 0
PeakO | 0 | 0 | 0 | 0 | 0 | 0
ST | 0 | 0 | 0 | 0 | 0 | 0
STOG | 0 | 0 | 0 | 0 | 0 | 0
STWD | 0 | 0 | 0 | 0 | 0 | 0
WT | 0 | 0 | 0 | 0 | 0 | 0
IGCC | 0 | 0 | 0 | 0 | 0 | 0
DemandResponse | 0 | 0 | 0 | 0 | 0 | 0
IGCC-CCS | 0 | 0 | 0 | 0 | 0 | 0
WT_off | 0 | 0 | 0 | 0 | 0 | 0
PseudoUnit | 0 | 0 | 0 | 0 | 0.01 | 0.01
FixedInterchange | 0.01 | 0.01 | 0.01 | 0.01 | 0.01 | 0.01
Total Fuel Consumption by Reporting Type: MARITIMES
ReportingType | 2015 | 2020 | 2025 | 2030 | 2035 | 2040
BM | 0 | 0 | 0 | 0 | 0 | 0
CC | 0 | 0 | 0 | 0 | 0 | 0
CSP | 0 | 0 | 0 | 0 | 0 | 0
CT | 0 | 0 | 0 | 0 | 0 | 0
Coal | 0 | 0 | 0 | 0 | 0 | 0
Geo | 0 | 0 | 0 | 0 | 0 | 0
H | 0 | 0 | 0 | 0 | 0 | 0
LFG | 0 | 0 | 0 | 0 | 0 | 0
Nuc | 0 | 0 | 0 | 0 | 0.04 | 0.06
PS | 0 | 0 | 0 | 0 | 0 | 0
PV | 0 | 0 | 0 | 0 | 0 | 0
PeakG | 0 | 0 | 0 | 0 | 0 | 0
PeakO | 0 | 0 | 0 | 0 | 0 | 0
ST | 0 | 0 | 0 | 0 | 0 | 0
STOG | 0 | 0 | 0 | 0 | 0 | 0
STWD | 0 | 0 | 0 | 0 | 0 | 0
WT | 0 | 0 | 0 | 0 | 0 | 0
IGCC | 0 | 0 | 0 | 0 | 0 | 0
DemandResponse | 0 | 0 | 0 | 0 | 0 | 0
IGCC-CCS | 0 | 0 | 0 | 0 | 0 | 0
WT_off | 0 | 0 | 0 | 0 | 0 | 0
PseudoUnit | 0 | 0 | 0 | 0 | 0 | 0
FixedInterchange | 0.01 | 0.01 | 0.01 | 0.01 | 0.01 | 0.01
Total Fuel Consumption by Reporting Type: All
ReportingType | 2015 | 2020 | 2025 | 2030 | 2035 | 2040
BM | 28.74 | 62.67 | 97.6 | 128.18 | 1410.28 | 1863.73
CC | 10388.09 | 11623.86 | 11106.73 | 7079.64 | 3627.85 | 1645.7
CSP | 0 | 0 | 0 | 0 | 0 | 0
CT | 5.45 | 21.17 | 23.47 | 12.63 | 0 | 0.03
Coal | 11676.32 | 4707.3 | 924.45 | 356.69 | 426.26 | 431.3
Geo | 0.02 | 0.04 | 0.07 | 0.07 | 0.07 | 0.07
H | 0 | 0.01 | 0.02 | 0.02 | 0.04 | 0.04
LFG | 20.69 | 230.83 | 468.63 | 546.48 | 546.54 | 546.54
Nuc | 9611.92 | 9929.37 | 10099.32 | 13872.22 | 15755.88 | 18198.49
PS | 0 | 0 | 0 | 0 | 0 | 0
PV | 0 | 0 | 0.01 | 0.01 | 0.01 | 0.01
PeakG | 33.49 | 134.65 | 197.75 | 102.3 | 62.6 | 34.56
PeakO | 0 | 0.01 | 1.87 | 0 | 0 | 0
ST | 0 | 0.01 | 0.01 | 0.02 | 0.02 | 0.02
STOG | 75.79 | 75.6 | 29.5 | 3.45 | 1.77 | 0.03
STWD | 128.43 | 149.03 | 216.74 | 282.91 | 399.39 | 355.79
WT | 0.18 | 0.55 | 0.85 | 1.05 | 1.21 | 1.2
IGCC | 40.45 | 40.45 | 7.11 | 0.56 | 0 | 0
DemandResponse | 0 | 0.46 | 11.39 | 9.85 | 8.9 | 9.78
IGCC-CCS | 0 | 0 | 0 | 0 | 0 | 0
WT_off | 0 | 0 | 0.01 | 0.01 | 0.01 | 0.01
PseudoUnit | 0 | 0 | 0 | 0 | 0.01 | 0.03
FixedInterchange | 0.04 | 0.04 | 0.04 | 0.04 | 0.04 | 0.04
Total Fuel Consumption by Reporting Type: EI_US
ReportingType | 2015 | 2020 | 2025 | 2030 | 2035 | 2040
BM | 27.32 | 59.8 | 91.45 | 109.93 | 935.43 | 1334.53
CC | 6876.47 | 8201.05 | 7743.82 | 4899.91 | 2842.05 | 1110.62
CSP | 0 | 0 | 0 | 0 | 0 | 0
CT | 5.4 | 20.46 | 21.1 | 11.19 | 0 | 0.03
Coal | 9019.37 | 2802.94 | 329.7 | 233.23 | 292.16 | 299.6
Geo | 0 | 0 | 0 | 0 | 0 | 0
H | 0 | 0 | 0.01 | 0.01 | 0.01 | 0.01
LFG | 15.24 | 124.86 | 268.54 | 346.39 | 346.39 | 346.39
Nuc | 7357.1 | 7674.55 | 7818.85 | 9997.75 | 10398.47 | 12583.06
PS | 0 | 0 | 0 | 0 | 0 | 0
PV | 0 | 0 | 0.01 | 0.01 | 0.01 | 0.01
PeakG | 32.73 | 128.74 | 180.37 | 92.03 | 59.23 | 31.72
PeakO | 0 | 0 | 1.87 | 0 | 0 | 0
ST | 0 | 0 | 0 | 0 | 0 | 0
STOG | 42.49 | 37.97 | 27.05 | 3.45 | 1.77 | 0.03
STWD | 79.34 | 83.59 | 87.84 | 132.79 | 242.23 | 195.89
WT | 0.11 | 0.42 | 0.66 | 0.82 | 0.97 | 0.96
IGCC | 40.45 | 40.45 | 7.11 | 0.56 | 0 | 0
DemandResponse | 0 | 0 | 0 | 0 | 0 | 0
IGCC-CCS | 0 | 0 | 0 | 0 | 0 | 0
WT_off | 0 | 0 | 0.01 | 0.01 | 0.01 | 0.01
PseudoUnit | 0 | 0 | 0 | 0 | 0.01 | 0.02
FixedInterchange | 0.03 | 0.03 | 0.03 | 0.03 | 0.03 | 0.03
Total Fuel Consumption by Reporting Type: EI_Canada
ReportingType | 2015 | 2020 | 2025 | 2030 | 2035 | 2040
BM | 0 | 0.14 | 0.43 | 0.43 | 2.78 | 19.44
CC | 129.81 | 121.37 | 9.29 | 2.18 | 4.38 | 2.29
CSP | 0 | 0 | 0 | 0 | 0 | 0
CT | 0.05 | 0.13 | 0.13 | 0 | 0 | 0
Coal | 2.65 | 0 | 0 | 0 | 0 | 0
Geo | 0 | 0 | 0 | 0 | 0 | 0
H | 0 | 0 | 0.01 | 0.01 | 0.03 | 0.03
LFG | 1.56 | 1.56 | 1.56 | 1.56 | 1.61 | 1.61
Nuc | 1064.72 | 1064.73 | 1064.73 | 1064.73 | 980.5 | 854.59
PS | 0 | 0 | 0 | 0 | 0 | 0
PV | 0 | 0 | 0 | 0 | 0 | 0
PeakG | 0.74 | 2.03 | 0 | 0 | 0 | 0
PeakO | 0 | 0 | 0 | 0 | 0 | 0
ST | 0 | 0 | 0 | 0 | 0 | 0
STOG | 0.16 | 0 | 0 | 0 | 0 | 0
STWD | 0.28 | 0.54 | 0.28 | 0.54 | 7.59 | 10.32
WT | 0.01 | 0.01 | 0.01 | 0.01 | 0.01 | 0.01
IGCC | 0 | 0 | 0 | 0 | 0 | 0
DemandResponse | 0 | 0 | 0 | 0 | 0 | 0
IGCC-CCS | 0 | 0 | 0 | 0 | 0 | 0
WT_off | 0 | 0 | 0 | 0 | 0 | 0
PseudoUnit | 0 | 0 | 0 | 0 | 0 | 0.01
FixedInterchange | 0 | 0 | 0 | 0 | 0 | 0
Total Fuel Consumption by Reporting Type: EI
ReportingType | 2015 | 2020 | 2025 | 2030 | 2035 | 2040
BM | 27.32 | 59.94 | 91.88 | 110.36 | 938.21 | 1353.97
CC | 7006.28 | 8322.43 | 7753.1 | 4902.08 | 2846.43 | 1112.91
CSP | 0 | 0 | 0 | 0 | 0 | 0
CT | 5.45 | 20.59 | 21.23 | 11.19 | 0 | 0.03
Coal | 9022.02 | 2802.94 | 329.7 | 233.23 | 292.16 | 299.6
Geo | 0 | 0 | 0 | 0 | 0 | 0
H | 0 | 0.01 | 0.02 | 0.02 | 0.04 | 0.04
LFG | 16.8 | 126.42 | 270.11 | 347.95 | 348.01 | 348.01
Nuc | 8421.83 | 8739.28 | 8883.57 | 11062.48 | 11378.97 | 13437.64
PS | 0 | 0 | 0 | 0 | 0 | 0
PV | 0 | 0 | 0.01 | 0.01 | 0.01 | 0.01
PeakG | 33.48 | 130.78 | 180.37 | 92.03 | 59.23 | 31.72
PeakO | 0 | 0 | 1.87 | 0 | 0 | 0
ST | 0 | 0 | 0 | 0 | 0 | 0
STOG | 42.66 | 37.97 | 27.05 | 3.45 | 1.77 | 0.03
STWD | 79.62 | 84.13 | 88.12 | 133.33 | 249.82 | 206.22
WT | 0.12 | 0.43 | 0.67 | 0.83 | 0.98 | 0.97
IGCC | 40.45 | 40.45 | 7.11 | 0.56 | 0 | 0
DemandResponse | 0 | 0 | 0 | 0 | 0 | 0
IGCC-CCS | 0 | 0 | 0 | 0 | 0 | 0
WT_off | 0 | 0 | 0.01 | 0.01 | 0.01 | 0.01
PseudoUnit | 0 | 0 | 0 | 0 | 0.01 | 0.03
FixedInterchange | 0.04 | 0.04 | 0.04 | 0.04 | 0.04 | 0.04
Total Fuel Consumption by Reporting Type: Outside_EI
ReportingType | 2015 | 2020 | 2025 | 2030 | 2035 | 2040
BM | 1.41 | 2.73 | 5.71 | 17.82 | 472.07 | 509.77
CC | 3381.82 | 3301.44 | 3353.62 | 2177.56 | 781.42 | 532.79
CSP | 0 | 0 | 0 | 0 | 0 | 0
CT | 0 | 0.58 | 2.24 | 1.44 | 0 | 0
Coal | 2654.3 | 1904.36 | 594.75 | 123.46 | 134.1 | 131.7
Geo | 0.02 | 0.04 | 0.07 | 0.07 | 0.07 | 0.07
H | 0 | 0 | 0 | 0 | 0 | 0
LFG | 3.89 | 104.41 | 198.53 | 198.53 | 198.53 | 198.53
Nuc | 1190.09 | 1190.09 | 1215.75 | 2809.74 | 4376.92 | 4760.85
PS | 0 | 0 | 0 | 0 | 0 | 0
PV | 0 | 0 | 0 | 0 | 0 | 0
PeakG | 0.01 | 3.87 | 17.37 | 10.27 | 3.37 | 2.84
PeakO | 0 | 0.01 | 0 | 0 | 0 | 0
ST | 0 | 0.01 | 0.01 | 0.02 | 0.02 | 0.02
STOG | 33.13 | 37.63 | 2.45 | 0 | 0 | 0
STWD | 48.8 | 64.89 | 128.62 | 149.58 | 149.58 | 149.58
WT | 0.06 | 0.12 | 0.18 | 0.22 | 0.23 | 0.23
IGCC | 0 | 0 | 0 | 0 | 0 | 0
DemandResponse | 0 | 0.46 | 11.39 | 9.85 | 8.9 | 9.78
IGCC-CCS | 0 | 0 | 0 | 0 | 0 | 0
WT_off | 0 | 0 | 0 | 0 | 0 | 0
PseudoUnit | 0 | 0 | 0 | 0 | 0 | 0
FixedInterchange | 0 | 0 | 0 | 0 | 0 | 0
#5 | Annual Emmission Levels
SO2 Emissions (MMshortTons): Entergy
ReportingType | 2015 | 2020 | 2025 | 2030 | 2035 | 2040
BM | 0 | 0 | 0 | 0 | 0 | 0
CC | 0 | 0 | 0 | 0 | 0 | 0
CSP | 0 | 0 | 0 | 0 | 0 | 0
CT | 0 | 0 | 0 | 0 | 0 | 0
Coal | 0.3 | 0.01 | 0 | 0 | 0 | 0
Geo | 0 | 0 | 0 | 0 | 0 | 0
H | 0 | 0 | 0 | 0 | 0 | 0
LFG | 0 | 0 | 0 | 0 | 0 | 0
Nuc | 0 | 0 | 0 | 0 | 0 | 0
PS | 0 | 0 | 0 | 0 | 0 | 0
PV | 0 | 0 | 0 | 0 | 0 | 0
PeakG | 0 | 0 | 0 | 0 | 0 | 0
PeakO | 0 | 0 | 0 | 0 | 0 | 0
ST | 0 | 0 | 0 | 0 | 0 | 0
STOG | 0 | 0 | 0 | 0 | 0 | 0
STWD | 0 | 0 | 0 | 0 | 0 | 0
WT | 0 | 0 | 0 | 0 | 0 | 0
IGCC | 0 | 0 | 0 | 0 | 0 | 0
DemandResponse | 0 | 0 | 0 | 0 | 0 | 0
IGCC-CCS | 0 | 0 | 0 | 0 | 0 | 0
WT_off | 0 | 0 | 0 | 0 | 0 | 0
PseudoUnit | 0 | 0 | 0 | 0 | 0 | 0
FixedInterchange | 0 | 0 | 0 | 0 | 0 | 0
SO2 Emissions (MMshortTons): FRCC
ReportingType | 2015 | 2020 | 2025 | 2030 | 2035 | 2040
BM | 0 | 0 | 0 | 0 | 0 | 0
CC | 0 | 0 | 0 | 0 | 0 | 0
CSP | 0 | 0 | 0 | 0 | 0 | 0
CT | 0 | 0 | 0 | 0 | 0 | 0
Coal | 0.04 | 0 | 0 | 0 | 0 | 0
Geo | 0 | 0 | 0 | 0 | 0 | 0
H | 0 | 0 | 0 | 0 | 0 | 0
LFG | 0 | 0 | 0 | 0 | 0 | 0
Nuc | 0 | 0 | 0 | 0 | 0 | 0
PS | 0 | 0 | 0 | 0 | 0 | 0
PV | 0 | 0 | 0 | 0 | 0 | 0
PeakG | 0 | 0 | 0 | 0 | 0 | 0
PeakO | 0 | 0 | 0 | 0 | 0 | 0
ST | 0 | 0 | 0 | 0 | 0 | 0
STOG | 0 | 0 | 0 | 0 | 0 | 0
STWD | 0 | 0 | 0 | 0 | 0 | 0
WT | 0 | 0 | 0 | 0 | 0 | 0
IGCC | 0 | 0 | 0 | 0 | 0 | 0
DemandResponse | 0 | 0 | 0 | 0 | 0 | 0
IGCC-CCS | 0 | 0 | 0 | 0 | 0 | 0
WT_off | 0 | 0 | 0 | 0 | 0 | 0
PseudoUnit | 0 | 0 | 0 | 0 | 0 | 0
FixedInterchange | 0 | 0 | 0 | 0 | 0 | 0
SO2 Emissions (MMshortTons): MAPP_US
ReportingType | 2015 | 2020 | 2025 | 2030 | 2035 | 2040
BM | 0 | 0 | 0 | 0 | 0 | 0
CC | 0 | 0 | 0 | 0 | 0 | 0
CSP | 0 | 0 | 0 | 0 | 0 | 0
CT | 0 | 0 | 0 | 0 | 0 | 0
Coal | 0.03 | 0 | 0 | 0 | 0 | 0
Geo | 0 | 0 | 0 | 0 | 0 | 0
H | 0 | 0 | 0 | 0 | 0 | 0
LFG | 0 | 0 | 0 | 0 | 0 | 0
Nuc | 0 | 0 | 0 | 0 | 0 | 0
PS | 0 | 0 | 0 | 0 | 0 | 0
PV | 0 | 0 | 0 | 0 | 0 | 0
PeakG | 0 | 0 | 0 | 0 | 0 | 0
PeakO | 0 | 0 | 0 | 0 | 0 | 0
ST | 0 | 0 | 0 | 0 | 0 | 0
STOG | 0 | 0 | 0 | 0 | 0 | 0
STWD | 0 | 0 | 0 | 0 | 0 | 0
WT | 0 | 0 | 0 | 0 | 0 | 0
IGCC | 0 | 0 | 0 | 0 | 0 | 0
DemandResponse | 0 | 0 | 0 | 0 | 0 | 0
IGCC-CCS | 0 | 0 | 0 | 0 | 0 | 0
WT_off | 0 | 0 | 0 | 0 | 0 | 0
PseudoUnit | 0 | 0 | 0 | 0 | 0 | 0
FixedInterchange | 0 | 0 | 0 | 0 | 0 | 0
SO2 Emissions (MMshortTons): MISO_IN
ReportingType | 2015 | 2020 | 2025 | 2030 | 2035 | 2040
BM | 0 | 0 | 0 | 0 | 0 | 0
CC | 0 | 0 | 0 | 0 | 0 | 0
CSP | 0 | 0 | 0 | 0 | 0 | 0
CT | 0 | 0 | 0 | 0 | 0 | 0
Coal | 0.24 | 0.04 | 0 | 0 | 0 | 0
Geo | 0 | 0 | 0 | 0 | 0 | 0
H | 0 | 0 | 0 | 0 | 0 | 0
LFG | 0 | 0 | 0 | 0 | 0 | 0
Nuc | 0 | 0 | 0 | 0 | 0 | 0
PS | 0 | 0 | 0 | 0 | 0 | 0
PV | 0 | 0 | 0 | 0 | 0 | 0
PeakG | 0 | 0 | 0 | 0 | 0 | 0
PeakO | 0 | 0 | 0 | 0 | 0 | 0
ST | 0 | 0 | 0 | 0 | 0 | 0
STOG | 0 | 0 | 0 | 0 | 0 | 0
STWD | 0 | 0 | 0 | 0 | 0 | 0
WT | 0 | 0 | 0 | 0 | 0 | 0
IGCC | 0 | 0 | 0 | 0 | 0 | 0
DemandResponse | 0 | 0 | 0 | 0 | 0 | 0
IGCC-CCS | 0 | 0 | 0 | 0 | 0 | 0
WT_off | 0 | 0 | 0 | 0 | 0 | 0
PseudoUnit | 0 | 0 | 0 | 0 | 0 | 0
FixedInterchange | 0 | 0 | 0 | 0 | 0 | 0
SO2 Emissions (MMshortTons): MISO_MI
ReportingType | 2015 | 2020 | 2025 | 2030 | 2035 | 2040
BM | 0 | 0 | 0 | 0 | 0 | 0
CC | 0 | 0 | 0 | 0 | 0 | 0
CSP | 0 | 0 | 0 | 0 | 0 | 0
CT | 0 | 0 | 0 | 0 | 0 | 0
Coal | 0.11 | 0 | 0 | 0 | 0 | 0
Geo | 0 | 0 | 0 | 0 | 0 | 0
H | 0 | 0 | 0 | 0 | 0 | 0
LFG | 0 | 0 | 0 | 0 | 0 | 0
Nuc | 0 | 0 | 0 | 0 | 0 | 0
PS | 0 | 0 | 0 | 0 | 0 | 0
PV | 0 | 0 | 0 | 0 | 0 | 0
PeakG | 0 | 0 | 0 | 0 | 0 | 0
PeakO | 0 | 0 | 0 | 0 | 0 | 0
ST | 0 | 0 | 0 | 0 | 0 | 0
STOG | 0 | 0 | 0 | 0 | 0 | 0
STWD | 0 | 0 | 0 | 0 | 0 | 0
WT | 0 | 0 | 0 | 0 | 0 | 0
IGCC | 0 | 0 | 0 | 0 | 0 | 0
DemandResponse | 0 | 0 | 0 | 0 | 0 | 0
IGCC-CCS | 0 | 0 | 0 | 0 | 0 | 0
WT_off | 0 | 0 | 0 | 0 | 0 | 0
PseudoUnit | 0 | 0 | 0 | 0 | 0 | 0
FixedInterchange | 0 | 0 | 0 | 0 | 0 | 0
SO2 Emissions (MMshortTons): MISO_MO-IL
ReportingType | 2015 | 2020 | 2025 | 2030 | 2035 | 2040
BM | 0 | 0 | 0 | 0 | 0 | 0
CC | 0 | 0 | 0 | 0 | 0 | 0
CSP | 0 | 0 | 0 | 0 | 0 | 0
CT | 0 | 0 | 0 | 0 | 0 | 0
Coal | 0.36 | 0.01 | 0 | 0 | 0 | 0
Geo | 0 | 0 | 0 | 0 | 0 | 0
H | 0 | 0 | 0 | 0 | 0 | 0
LFG | 0 | 0 | 0 | 0 | 0 | 0
Nuc | 0 | 0 | 0 | 0 | 0 | 0
PS | 0 | 0 | 0 | 0 | 0 | 0
PV | 0 | 0 | 0 | 0 | 0 | 0
PeakG | 0 | 0 | 0 | 0 | 0 | 0
PeakO | 0 | 0 | 0 | 0 | 0 | 0
ST | 0 | 0 | 0 | 0 | 0 | 0
STOG | 0 | 0 | 0 | 0 | 0 | 0
STWD | 0 | 0 | 0 | 0 | 0 | 0
WT | 0 | 0 | 0 | 0 | 0 | 0
IGCC | 0 | 0 | 0 | 0 | 0 | 0
DemandResponse | 0 | 0 | 0 | 0 | 0 | 0
IGCC-CCS | 0 | 0 | 0 | 0 | 0 | 0
WT_off | 0 | 0 | 0 | 0 | 0 | 0
PseudoUnit | 0 | 0 | 0 | 0 | 0 | 0
FixedInterchange | 0 | 0 | 0 | 0 | 0 | 0
SO2 Emissions (MMshortTons): MISO_W
ReportingType | 2015 | 2020 | 2025 | 2030 | 2035 | 2040
BM | 0 | 0 | 0 | 0 | 0 | 0
CC | 0 | 0 | 0 | 0 | 0 | 0
CSP | 0 | 0 | 0 | 0 | 0 | 0
CT | 0 | 0 | 0 | 0 | 0 | 0
Coal | 0.2 | 0.02 | 0 | 0 | 0 | 0
Geo | 0 | 0 | 0 | 0 | 0 | 0
H | 0 | 0 | 0 | 0 | 0 | 0
LFG | 0 | 0 | 0 | 0 | 0 | 0
Nuc | 0 | 0 | 0 | 0 | 0 | 0
PS | 0 | 0 | 0 | 0 | 0 | 0
PV | 0 | 0 | 0 | 0 | 0 | 0
PeakG | 0 | 0 | 0 | 0 | 0 | 0
PeakO | 0 | 0 | 0 | 0 | 0 | 0
ST | 0 | 0 | 0 | 0 | 0 | 0
STOG | 0 | 0 | 0 | 0 | 0 | 0
STWD | 0 | 0 | 0 | 0 | 0 | 0
WT | 0 | 0 | 0 | 0 | 0 | 0
IGCC | 0 | 0 | 0 | 0 | 0 | 0
DemandResponse | 0 | 0 | 0 | 0 | 0 | 0
IGCC-CCS | 0 | 0 | 0 | 0 | 0 | 0
WT_off | 0 | 0 | 0 | 0 | 0 | 0
PseudoUnit | 0 | 0 | 0 | 0 | 0 | 0
FixedInterchange | 0 | 0 | 0 | 0 | 0 | 0
SO2 Emissions (MMshortTons): MISO_WUMS
ReportingType | 2015 | 2020 | 2025 | 2030 | 2035 | 2040
BM | 0 | 0 | 0 | 0 | 0 | 0
CC | 0 | 0 | 0 | 0 | 0 | 0
CSP | 0 | 0 | 0 | 0 | 0 | 0
CT | 0 | 0 | 0 | 0 | 0 | 0
Coal | 0.02 | 0 | 0 | 0 | 0 | 0
Geo | 0 | 0 | 0 | 0 | 0 | 0
H | 0 | 0 | 0 | 0 | 0 | 0
LFG | 0 | 0 | 0 | 0 | 0 | 0
Nuc | 0 | 0 | 0 | 0 | 0 | 0
PS | 0 | 0 | 0 | 0 | 0 | 0
PV | 0 | 0 | 0 | 0 | 0 | 0
PeakG | 0 | 0 | 0 | 0 | 0 | 0
PeakO | 0 | 0 | 0 | 0 | 0 | 0
ST | 0 | 0 | 0 | 0 | 0 | 0
STOG | 0 | 0 | 0 | 0 | 0 | 0
STWD | 0 | 0 | 0 | 0 | 0 | 0
WT | 0 | 0 | 0 | 0 | 0 | 0
IGCC | 0 | 0 | 0 | 0 | 0 | 0
DemandResponse | 0 | 0 | 0 | 0 | 0 | 0
IGCC-CCS | 0 | 0 | 0 | 0 | 0 | 0
WT_off | 0 | 0 | 0 | 0 | 0 | 0
PseudoUnit | 0 | 0 | 0 | 0 | 0 | 0
FixedInterchange | 0 | 0 | 0 | 0 | 0 | 0
SO2 Emissions (MMshortTons): Nebraska
ReportingType | 2015 | 2020 | 2025 | 2030 | 2035 | 2040
BM | 0 | 0 | 0 | 0 | 0 | 0
CC | 0 | 0 | 0 | 0 | 0 | 0
CSP | 0 | 0 | 0 | 0 | 0 | 0
CT | 0 | 0 | 0 | 0 | 0 | 0
Coal | 0.1 | 0 | 0 | 0 | 0 | 0
Geo | 0 | 0 | 0 | 0 | 0 | 0
H | 0 | 0 | 0 | 0 | 0 | 0
LFG | 0 | 0 | 0 | 0 | 0 | 0
Nuc | 0 | 0 | 0 | 0 | 0 | 0
PS | 0 | 0 | 0 | 0 | 0 | 0
PV | 0 | 0 | 0 | 0 | 0 | 0
PeakG | 0 | 0 | 0 | 0 | 0 | 0
PeakO | 0 | 0 | 0 | 0 | 0 | 0
ST | 0 | 0 | 0 | 0 | 0 | 0
STOG | 0 | 0 | 0 | 0 | 0 | 0
STWD | 0 | 0 | 0 | 0 | 0 | 0
WT | 0 | 0 | 0 | 0 | 0 | 0
IGCC | 0 | 0 | 0 | 0 | 0 | 0
DemandResponse | 0 | 0 | 0 | 0 | 0 | 0
IGCC-CCS | 0 | 0 | 0 | 0 | 0 | 0
WT_off | 0 | 0 | 0 | 0 | 0 | 0
PseudoUnit | 0 | 0 | 0 | 0 | 0 | 0
FixedInterchange | 0 | 0 | 0 | 0 | 0 | 0
SO2 Emissions (MMshortTons): NEISO
ReportingType | 2015 | 2020 | 2025 | 2030 | 2035 | 2040
BM | 0 | 0 | 0 | 0 | 0 | 0
CC | 0 | 0 | 0 | 0 | 0 | 0
CSP | 0 | 0 | 0 | 0 | 0 | 0
CT | 0 | 0 | 0 | 0 | 0 | 0
Coal | 0 | 0 | 0 | 0 | 0 | 0
Geo | 0 | 0 | 0 | 0 | 0 | 0
H | 0 | 0 | 0 | 0 | 0 | 0
LFG | 0 | 0 | 0 | 0 | 0 | 0
Nuc | 0 | 0 | 0 | 0 | 0 | 0
PS | 0 | 0 | 0 | 0 | 0 | 0
PV | 0 | 0 | 0 | 0 | 0 | 0
PeakG | 0 | 0 | 0 | 0 | 0 | 0
PeakO | 0 | 0 | 0 | 0 | 0 | 0
ST | 0 | 0 | 0 | 0 | 0 | 0
STOG | 0 | 0 | 0 | 0 | 0 | 0
STWD | 0 | 0 | 0 | 0 | 0 | 0
WT | 0 | 0 | 0 | 0 | 0 | 0
IGCC | 0 | 0 | 0 | 0 | 0 | 0
DemandResponse | 0 | 0 | 0 | 0 | 0 | 0
IGCC-CCS | 0 | 0 | 0 | 0 | 0 | 0
WT_off | 0 | 0 | 0 | 0 | 0 | 0
PseudoUnit | 0 | 0 | 0 | 0 | 0 | 0
FixedInterchange | 0 | 0 | 0 | 0 | 0 | 0
SO2 Emissions (MMshortTons): NonRTO_Midwest
ReportingType | 2015 | 2020 | 2025 | 2030 | 2035 | 2040
BM | 0 | 0 | 0 | 0 | 0 | 0
CC | 0 | 0 | 0 | 0 | 0 | 0
CSP | 0 | 0 | 0 | 0 | 0 | 0
CT | 0 | 0 | 0 | 0 | 0 | 0
Coal | 0.13 | 0.04 | 0 | 0 | 0 | 0
Geo | 0 | 0 | 0 | 0 | 0 | 0
H | 0 | 0 | 0 | 0 | 0 | 0
LFG | 0 | 0 | 0 | 0 | 0 | 0
Nuc | 0 | 0 | 0 | 0 | 0 | 0
PS | 0 | 0 | 0 | 0 | 0 | 0
PV | 0 | 0 | 0 | 0 | 0 | 0
PeakG | 0 | 0 | 0 | 0 | 0 | 0
PeakO | 0 | 0 | 0 | 0 | 0 | 0
ST | 0 | 0 | 0 | 0 | 0 | 0
STOG | 0 | 0 | 0 | 0 | 0 | 0
STWD | 0 | 0 | 0 | 0 | 0 | 0
WT | 0 | 0 | 0 | 0 | 0 | 0
IGCC | 0 | 0 | 0 | 0 | 0 | 0
DemandResponse | 0 | 0 | 0 | 0 | 0 | 0
IGCC-CCS | 0 | 0 | 0 | 0 | 0 | 0
WT_off | 0 | 0 | 0 | 0 | 0 | 0
PseudoUnit | 0 | 0 | 0 | 0 | 0 | 0
FixedInterchange | 0 | 0 | 0 | 0 | 0 | 0
SO2 Emissions (MMshortTons): NYISO_A-F
ReportingType | 2015 | 2020 | 2025 | 2030 | 2035 | 2040
BM | 0 | 0 | 0 | 0 | 0 | 0
CC | 0 | 0 | 0 | 0 | 0 | 0
CSP | 0 | 0 | 0 | 0 | 0 | 0
CT | 0 | 0 | 0 | 0 | 0 | 0
Coal | 0 | 0 | 0 | 0 | 0 | 0
Geo | 0 | 0 | 0 | 0 | 0 | 0
H | 0 | 0 | 0 | 0 | 0 | 0
LFG | 0 | 0 | 0 | 0 | 0 | 0
Nuc | 0 | 0 | 0 | 0 | 0 | 0
PS | 0 | 0 | 0 | 0 | 0 | 0
PV | 0 | 0 | 0 | 0 | 0 | 0
PeakG | 0 | 0 | 0 | 0 | 0 | 0
PeakO | 0 | 0 | 0 | 0 | 0 | 0
ST | 0 | 0 | 0 | 0 | 0 | 0
STOG | 0 | 0 | 0 | 0 | 0 | 0
STWD | 0 | 0 | 0 | 0 | 0 | 0
WT | 0 | 0 | 0 | 0 | 0 | 0
IGCC | 0 | 0 | 0 | 0 | 0 | 0
DemandResponse | 0 | 0 | 0 | 0 | 0 | 0
IGCC-CCS | 0 | 0 | 0 | 0 | 0 | 0
WT_off | 0 | 0 | 0 | 0 | 0 | 0
PseudoUnit | 0 | 0 | 0 | 0 | 0 | 0
FixedInterchange | 0 | 0 | 0 | 0 | 0 | 0
SO2 Emissions (MMshortTons): NYISO_G-I
ReportingType | 2015 | 2020 | 2025 | 2030 | 2035 | 2040
BM | 0 | 0 | 0 | 0 | 0 | 0
CC | 0 | 0 | 0 | 0 | 0 | 0
CSP | 0 | 0 | 0 | 0 | 0 | 0
CT | 0 | 0 | 0 | 0 | 0 | 0
Coal | 0 | 0 | 0 | 0 | 0 | 0
Geo | 0 | 0 | 0 | 0 | 0 | 0
H | 0 | 0 | 0 | 0 | 0 | 0
LFG | 0 | 0 | 0 | 0 | 0 | 0
Nuc | 0 | 0 | 0 | 0 | 0 | 0
PS | 0 | 0 | 0 | 0 | 0 | 0
PV | 0 | 0 | 0 | 0 | 0 | 0
PeakG | 0 | 0 | 0 | 0 | 0 | 0
PeakO | 0 | 0 | 0 | 0 | 0 | 0
ST | 0 | 0 | 0 | 0 | 0 | 0
STOG | 0 | 0 | 0 | 0 | 0 | 0
STWD | 0 | 0 | 0 | 0 | 0 | 0
WT | 0 | 0 | 0 | 0 | 0 | 0
IGCC | 0 | 0 | 0 | 0 | 0 | 0
DemandResponse | 0 | 0 | 0 | 0 | 0 | 0
IGCC-CCS | 0 | 0 | 0 | 0 | 0 | 0
WT_off | 0 | 0 | 0 | 0 | 0 | 0
PseudoUnit | 0 | 0 | 0 | 0 | 0 | 0
FixedInterchange | 0 | 0 | 0 | 0 | 0 | 0
SO2 Emissions (MMshortTons): NYISO_J-K
ReportingType | 2015 | 2020 | 2025 | 2030 | 2035 | 2040
BM | 0 | 0 | 0 | 0 | 0 | 0
CC | 0 | 0 | 0 | 0 | 0 | 0
CSP | 0 | 0 | 0 | 0 | 0 | 0
CT | 0 | 0 | 0 | 0 | 0 | 0
Coal | 0 | 0 | 0 | 0 | 0 | 0
Geo | 0 | 0 | 0 | 0 | 0 | 0
H | 0 | 0 | 0 | 0 | 0 | 0
LFG | 0 | 0 | 0 | 0 | 0 | 0
Nuc | 0 | 0 | 0 | 0 | 0 | 0
PS | 0 | 0 | 0 | 0 | 0 | 0
PV | 0 | 0 | 0 | 0 | 0 | 0
PeakG | 0 | 0 | 0 | 0 | 0 | 0
PeakO | 0 | 0 | 0 | 0 | 0 | 0
ST | 0 | 0 | 0 | 0 | 0 | 0
STOG | 0 | 0 | 0 | 0 | 0 | 0
STWD | 0 | 0 | 0 | 0 | 0 | 0
WT | 0 | 0 | 0 | 0 | 0 | 0
IGCC | 0 | 0 | 0 | 0 | 0 | 0
DemandResponse | 0 | 0 | 0 | 0 | 0 | 0
IGCC-CCS | 0 | 0 | 0 | 0 | 0 | 0
WT_off | 0 | 0 | 0 | 0 | 0 | 0
PseudoUnit | 0 | 0 | 0 | 0 | 0 | 0
FixedInterchange | 0 | 0 | 0 | 0 | 0 | 0
SO2 Emissions (MMshortTons): PJM_E
ReportingType | 2015 | 2020 | 2025 | 2030 | 2035 | 2040
BM | 0 | 0 | 0 | 0 | 0 | 0
CC | 0 | 0 | 0 | 0 | 0 | 0
CSP | 0 | 0 | 0 | 0 | 0 | 0
CT | 0 | 0 | 0 | 0 | 0 | 0
Coal | 0 | 0 | 0 | 0 | 0 | 0
Geo | 0 | 0 | 0 | 0 | 0 | 0
H | 0 | 0 | 0 | 0 | 0 | 0
LFG | 0 | 0 | 0 | 0 | 0 | 0
Nuc | 0 | 0 | 0 | 0 | 0 | 0
PS | 0 | 0 | 0 | 0 | 0 | 0
PV | 0 | 0 | 0 | 0 | 0 | 0
PeakG | 0 | 0 | 0 | 0 | 0 | 0
PeakO | 0 | 0 | 0 | 0 | 0 | 0
ST | 0 | 0 | 0 | 0 | 0 | 0
STOG | 0 | 0 | 0 | 0 | 0 | 0
STWD | 0 | 0 | 0 | 0 | 0 | 0
WT | 0 | 0 | 0 | 0 | 0 | 0
IGCC | 0 | 0 | 0 | 0 | 0 | 0
DemandResponse | 0 | 0 | 0 | 0 | 0 | 0
IGCC-CCS | 0 | 0 | 0 | 0 | 0 | 0
WT_off | 0 | 0 | 0 | 0 | 0 | 0
PseudoUnit | 0 | 0 | 0 | 0 | 0 | 0
FixedInterchange | 0 | 0 | 0 | 0 | 0 | 0
SO2 Emissions (MMshortTons): PJM_ROM
ReportingType | 2015 | 2020 | 2025 | 2030 | 2035 | 2040
BM | 0 | 0 | 0 | 0 | 0 | 0
CC | 0 | 0 | 0 | 0 | 0 | 0
CSP | 0 | 0 | 0 | 0 | 0 | 0
CT | 0 | 0 | 0 | 0 | 0 | 0
Coal | 0.15 | 0.01 | 0 | 0 | 0 | 0
Geo | 0 | 0 | 0 | 0 | 0 | 0
H | 0 | 0 | 0 | 0 | 0 | 0
LFG | 0 | 0 | 0 | 0 | 0 | 0
Nuc | 0 | 0 | 0 | 0 | 0 | 0
PS | 0 | 0 | 0 | 0 | 0 | 0
PV | 0 | 0 | 0 | 0 | 0 | 0
PeakG | 0 | 0 | 0 | 0 | 0 | 0
PeakO | 0 | 0 | 0 | 0 | 0 | 0
ST | 0 | 0 | 0 | 0 | 0 | 0
STOG | 0 | 0 | 0 | 0 | 0 | 0
STWD | 0 | 0 | 0 | 0 | 0 | 0
WT | 0 | 0 | 0 | 0 | 0 | 0
IGCC | 0 | 0 | 0 | 0 | 0 | 0
DemandResponse | 0 | 0 | 0 | 0 | 0 | 0
IGCC-CCS | 0 | 0 | 0 | 0 | 0 | 0
WT_off | 0 | 0 | 0 | 0 | 0 | 0
PseudoUnit | 0 | 0 | 0 | 0 | 0 | 0
FixedInterchange | 0 | 0 | 0 | 0 | 0 | 0
SO2 Emissions (MMshortTons): PJM_ROR
ReportingType | 2015 | 2020 | 2025 | 2030 | 2035 | 2040
BM | 0 | 0 | 0 | 0 | 0 | 0
CC | 0 | 0 | 0 | 0 | 0 | 0
CSP | 0 | 0 | 0 | 0 | 0 | 0
CT | 0 | 0 | 0 | 0 | 0 | 0
Coal | 1.04 | 0.08 | 0.01 | 0 | 0.01 | 0.01
Geo | 0 | 0 | 0 | 0 | 0 | 0
H | 0 | 0 | 0 | 0 | 0 | 0
LFG | 0 | 0 | 0 | 0 | 0 | 0
Nuc | 0 | 0 | 0 | 0 | 0 | 0
PS | 0 | 0 | 0 | 0 | 0 | 0
PV | 0 | 0 | 0 | 0 | 0 | 0
PeakG | 0 | 0 | 0 | 0 | 0 | 0
PeakO | 0 | 0 | 0 | 0 | 0 | 0
ST | 0 | 0 | 0 | 0 | 0 | 0
STOG | 0 | 0 | 0 | 0 | 0 | 0
STWD | 0 | 0 | 0 | 0 | 0 | 0
WT | 0 | 0 | 0 | 0 | 0 | 0
IGCC | 0 | 0 | 0 | 0 | 0 | 0
DemandResponse | 0 | 0 | 0 | 0 | 0 | 0
IGCC-CCS | 0 | 0 | 0 | 0 | 0 | 0
WT_off | 0 | 0 | 0 | 0 | 0 | 0
PseudoUnit | 0 | 0 | 0 | 0 | 0 | 0
FixedInterchange | 0 | 0 | 0 | 0 | 0 | 0
SO2 Emissions (MMshortTons): SOCO
ReportingType | 2015 | 2020 | 2025 | 2030 | 2035 | 2040
BM | 0 | 0 | 0 | 0 | 0 | 0
CC | 0 | 0 | 0 | 0 | 0 | 0
CSP | 0 | 0 | 0 | 0 | 0 | 0
CT | 0 | 0 | 0 | 0 | 0 | 0
Coal | 0.22 | 0.01 | 0.01 | 0 | 0 | 0
Geo | 0 | 0 | 0 | 0 | 0 | 0
H | 0 | 0 | 0 | 0 | 0 | 0
LFG | 0 | 0 | 0 | 0 | 0 | 0
Nuc | 0 | 0 | 0 | 0 | 0 | 0
PS | 0 | 0 | 0 | 0 | 0 | 0
PV | 0 | 0 | 0 | 0 | 0 | 0
PeakG | 0 | 0 | 0 | 0 | 0 | 0
PeakO | 0 | 0 | 0 | 0 | 0 | 0
ST | 0 | 0 | 0 | 0 | 0 | 0
STOG | 0 | 0 | 0 | 0 | 0 | 0
STWD | 0 | 0 | 0 | 0 | 0 | 0
WT | 0 | 0 | 0 | 0 | 0 | 0
IGCC | 0 | 0 | 0 | 0 | 0 | 0
DemandResponse | 0 | 0 | 0 | 0 | 0 | 0
IGCC-CCS | 0 | 0 | 0 | 0 | 0 | 0
WT_off | 0 | 0 | 0 | 0 | 0 | 0
PseudoUnit | 0 | 0 | 0 | 0 | 0 | 0
FixedInterchange | 0 | 0 | 0 | 0 | 0 | 0
SO2 Emissions (MMshortTons): SPP_N
ReportingType | 2015 | 2020 | 2025 | 2030 | 2035 | 2040
BM | 0 | 0 | 0 | 0 | 0 | 0
CC | 0 | 0 | 0 | 0 | 0 | 0
CSP | 0 | 0 | 0 | 0 | 0 | 0
CT | 0 | 0 | 0 | 0 | 0 | 0
Coal | 0.08 | 0 | 0 | 0 | 0 | 0
Geo | 0 | 0 | 0 | 0 | 0 | 0
H | 0 | 0 | 0 | 0 | 0 | 0
LFG | 0 | 0 | 0 | 0 | 0 | 0
Nuc | 0 | 0 | 0 | 0 | 0 | 0
PS | 0 | 0 | 0 | 0 | 0 | 0
PV | 0 | 0 | 0 | 0 | 0 | 0
PeakG | 0 | 0 | 0 | 0 | 0 | 0
PeakO | 0 | 0 | 0 | 0 | 0 | 0
ST | 0 | 0 | 0 | 0 | 0 | 0
STOG | 0 | 0 | 0 | 0 | 0 | 0
STWD | 0 | 0 | 0 | 0 | 0 | 0
WT | 0 | 0 | 0 | 0 | 0 | 0
IGCC | 0 | 0 | 0 | 0 | 0 | 0
DemandResponse | 0 | 0 | 0 | 0 | 0 | 0
IGCC-CCS | 0 | 0 | 0 | 0 | 0 | 0
WT_off | 0 | 0 | 0 | 0 | 0 | 0
PseudoUnit | 0 | 0 | 0 | 0 | 0 | 0
FixedInterchange | 0 | 0 | 0 | 0 | 0 | 0
SO2 Emissions (MMshortTons): SPP_S
ReportingType | 2015 | 2020 | 2025 | 2030 | 2035 | 2040
BM | 0 | 0 | 0 | 0 | 0 | 0
CC | 0 | 0 | 0 | 0 | 0 | 0
CSP | 0 | 0 | 0 | 0 | 0 | 0
CT | 0 | 0 | 0 | 0 | 0 | 0
Coal | 0.32 | 0 | 0 | 0 | 0 | 0
Geo | 0 | 0 | 0 | 0 | 0 | 0
H | 0 | 0 | 0 | 0 | 0 | 0
LFG | 0 | 0 | 0 | 0 | 0 | 0
Nuc | 0 | 0 | 0 | 0 | 0 | 0
PS | 0 | 0 | 0 | 0 | 0 | 0
PV | 0 | 0 | 0 | 0 | 0 | 0
PeakG | 0 | 0 | 0 | 0 | 0 | 0
PeakO | 0 | 0 | 0 | 0 | 0 | 0
ST | 0 | 0 | 0 | 0 | 0 | 0
STOG | 0 | 0 | 0 | 0 | 0 | 0
STWD | 0 | 0 | 0 | 0 | 0 | 0
WT | 0 | 0 | 0 | 0 | 0 | 0
IGCC | 0 | 0 | 0 | 0 | 0 | 0
DemandResponse | 0 | 0 | 0 | 0 | 0 | 0
IGCC-CCS | 0 | 0 | 0 | 0 | 0 | 0
WT_off | 0 | 0 | 0 | 0 | 0 | 0
PseudoUnit | 0 | 0 | 0 | 0 | 0 | 0
FixedInterchange | 0 | 0 | 0 | 0 | 0 | 0
SO2 Emissions (MMshortTons): TVA
ReportingType | 2015 | 2020 | 2025 | 2030 | 2035 | 2040
BM | 0 | 0 | 0 | 0 | 0 | 0
CC | 0 | 0 | 0 | 0 | 0 | 0
CSP | 0 | 0 | 0 | 0 | 0 | 0
CT | 0 | 0 | 0 | 0 | 0 | 0
Coal | 0.18 | 0.02 | 0 | 0 | 0 | 0
Geo | 0 | 0 | 0 | 0 | 0 | 0
H | 0 | 0 | 0 | 0 | 0 | 0
LFG | 0 | 0 | 0 | 0 | 0 | 0
Nuc | 0 | 0 | 0 | 0 | 0 | 0
PS | 0 | 0 | 0 | 0 | 0 | 0
PV | 0 | 0 | 0 | 0 | 0 | 0
PeakG | 0 | 0 | 0 | 0 | 0 | 0
PeakO | 0 | 0 | 0 | 0 | 0 | 0
ST | 0 | 0 | 0 | 0 | 0 | 0
STOG | 0 | 0 | 0 | 0 | 0 | 0
STWD | 0 | 0 | 0 | 0 | 0 | 0
WT | 0 | 0 | 0 | 0 | 0 | 0
IGCC | 0 | 0 | 0 | 0 | 0 | 0
DemandResponse | 0 | 0 | 0 | 0 | 0 | 0
IGCC-CCS | 0 | 0 | 0 | 0 | 0 | 0
WT_off | 0 | 0 | 0 | 0 | 0 | 0
PseudoUnit | 0 | 0 | 0 | 0 | 0 | 0
FixedInterchange | 0 | 0 | 0 | 0 | 0 | 0
SO2 Emissions (MMshortTons): TVA_Transmission
ReportingType | 2015 | 2020 | 2025 | 2030 | 2035 | 2040
BM | 0 | 0 | 0 | 0 | 0 | 0
CC | 0 | 0 | 0 | 0 | 0 | 0
CSP | 0 | 0 | 0 | 0 | 0 | 0
CT | 0 | 0 | 0 | 0 | 0 | 0
Coal | 0 | 0 | 0 | 0 | 0 | 0
Geo | 0 | 0 | 0 | 0 | 0 | 0
H | 0 | 0 | 0 | 0 | 0 | 0
LFG | 0 | 0 | 0 | 0 | 0 | 0
Nuc | 0 | 0 | 0 | 0 | 0 | 0
PS | 0 | 0 | 0 | 0 | 0 | 0
PV | 0 | 0 | 0 | 0 | 0 | 0
PeakG | 0 | 0 | 0 | 0 | 0 | 0
PeakO | 0 | 0 | 0 | 0 | 0 | 0
ST | 0 | 0 | 0 | 0 | 0 | 0
STOG | 0 | 0 | 0 | 0 | 0 | 0
STWD | 0 | 0 | 0 | 0 | 0 | 0
WT | 0 | 0 | 0 | 0 | 0 | 0
IGCC | 0 | 0 | 0 | 0 | 0 | 0
DemandResponse | 0 | 0 | 0 | 0 | 0 | 0
IGCC-CCS | 0 | 0 | 0 | 0 | 0 | 0
WT_off | 0 | 0 | 0 | 0 | 0 | 0
PseudoUnit | 0 | 0 | 0 | 0 | 0 | 0
FixedInterchange | 0 | 0 | 0 | 0 | 0 | 0
SO2 Emissions (MMshortTons): VACAR
ReportingType | 2015 | 2020 | 2025 | 2030 | 2035 | 2040
BM | 0 | 0 | 0 | 0 | 0 | 0
CC | 0 | 0 | 0 | 0 | 0 | 0
CSP | 0 | 0 | 0 | 0 | 0 | 0
CT | 0 | 0 | 0 | 0 | 0 | 0
Coal | 0.05 | 0.01 | 0 | 0 | 0 | 0
Geo | 0 | 0 | 0 | 0 | 0 | 0
H | 0 | 0 | 0 | 0 | 0 | 0
LFG | 0 | 0 | 0 | 0 | 0 | 0
Nuc | 0 | 0 | 0 | 0 | 0 | 0
PS | 0 | 0 | 0 | 0 | 0 | 0
PV | 0 | 0 | 0 | 0 | 0 | 0
PeakG | 0 | 0 | 0 | 0 | 0 | 0
PeakO | 0 | 0 | 0 | 0 | 0 | 0
ST | 0 | 0 | 0 | 0 | 0 | 0
STOG | 0 | 0 | 0 | 0 | 0 | 0
STWD | 0 | 0 | 0 | 0 | 0 | 0
WT | 0 | 0 | 0 | 0 | 0 | 0
IGCC | 0 | 0 | 0 | 0 | 0 | 0
DemandResponse | 0 | 0 | 0 | 0 | 0 | 0
IGCC-CCS | 0 | 0 | 0 | 0 | 0 | 0
WT_off | 0 | 0 | 0 | 0 | 0 | 0
PseudoUnit | 0 | 0 | 0 | 0 | 0 | 0
FixedInterchange | 0 | 0 | 0 | 0 | 0 | 0
SO2 Emissions (MMshortTons): IESO
ReportingType | 2015 | 2020 | 2025 | 2030 | 2035 | 2040
BM | 0 | 0 | 0 | 0 | 0 | 0
CC | 0 | 0 | 0 | 0 | 0 | 0
CSP | 0 | 0 | 0 | 0 | 0 | 0
CT | 0 | 0 | 0 | 0 | 0 | 0
Coal | 0 | 0 | 0 | 0 | 0 | 0
Geo | 0 | 0 | 0 | 0 | 0 | 0
H | 0 | 0 | 0 | 0 | 0 | 0
LFG | 0 | 0 | 0 | 0 | 0 | 0
Nuc | 0 | 0 | 0 | 0 | 0 | 0
PS | 0 | 0 | 0 | 0 | 0 | 0
PV | 0 | 0 | 0 | 0 | 0 | 0
PeakG | 0 | 0 | 0 | 0 | 0 | 0
PeakO | 0 | 0 | 0 | 0 | 0 | 0
ST | 0 | 0 | 0 | 0 | 0 | 0
STOG | 0 | 0 | 0 | 0 | 0 | 0
STWD | 0 | 0 | 0 | 0 | 0 | 0
WT | 0 | 0 | 0 | 0 | 0 | 0
IGCC | 0 | 0 | 0 | 0 | 0 | 0
DemandResponse | 0 | 0 | 0 | 0 | 0 | 0
IGCC-CCS | 0 | 0 | 0 | 0 | 0 | 0
WT_off | 0 | 0 | 0 | 0 | 0 | 0
PseudoUnit | 0 | 0 | 0 | 0 | 0 | 0
FixedInterchange | 0 | 0 | 0 | 0 | 0 | 0
SO2 Emissions (MMshortTons): MAPP_CA
ReportingType | 2015 | 2020 | 2025 | 2030 | 2035 | 2040
BM | 0 | 0 | 0 | 0 | 0 | 0
CC | 0 | 0 | 0 | 0 | 0 | 0
CSP | 0 | 0 | 0 | 0 | 0 | 0
CT | 0 | 0 | 0 | 0 | 0 | 0
Coal | 0.01 | 0 | 0 | 0 | 0 | 0
Geo | 0 | 0 | 0 | 0 | 0 | 0
H | 0 | 0 | 0 | 0 | 0 | 0
LFG | 0 | 0 | 0 | 0 | 0 | 0
Nuc | 0 | 0 | 0 | 0 | 0 | 0
PS | 0 | 0 | 0 | 0 | 0 | 0
PV | 0 | 0 | 0 | 0 | 0 | 0
PeakG | 0 | 0 | 0 | 0 | 0 | 0
PeakO | 0 | 0 | 0 | 0 | 0 | 0
ST | 0 | 0 | 0 | 0 | 0 | 0
STOG | 0 | 0 | 0 | 0 | 0 | 0
STWD | 0 | 0 | 0 | 0 | 0 | 0
WT | 0 | 0 | 0 | 0 | 0 | 0
IGCC | 0 | 0 | 0 | 0 | 0 | 0
DemandResponse | 0 | 0 | 0 | 0 | 0 | 0
IGCC-CCS | 0 | 0 | 0 | 0 | 0 | 0
WT_off | 0 | 0 | 0 | 0 | 0 | 0
PseudoUnit | 0 | 0 | 0 | 0 | 0 | 0
FixedInterchange | 0 | 0 | 0 | 0 | 0 | 0
SO2 Emissions (MMshortTons): AZ_NM_SNV_Coal
ReportingType | 2015 | 2020 | 2025 | 2030 | 2035 | 2040
BM | 0 | 0 | 0 | 0 | 0 | 0
CC | 0 | 0 | 0 | 0 | 0 | 0
CSP | 0 | 0 | 0 | 0 | 0 | 0
CT | 0 | 0 | 0 | 0 | 0 | 0
Coal | 0.03 | 0.01 | 0 | 0 | 0 | 0
Geo | 0 | 0 | 0 | 0 | 0 | 0
H | 0 | 0 | 0 | 0 | 0 | 0
LFG | 0 | 0 | 0 | 0 | 0 | 0
Nuc | 0 | 0 | 0 | 0 | 0 | 0
PS | 0 | 0 | 0 | 0 | 0 | 0
PV | 0 | 0 | 0 | 0 | 0 | 0
PeakG | 0 | 0 | 0 | 0 | 0 | 0
PeakO | 0 | 0 | 0 | 0 | 0 | 0
ST | 0 | 0 | 0 | 0 | 0 | 0
STOG | 0 | 0 | 0 | 0 | 0 | 0
STWD | 0 | 0 | 0 | 0 | 0 | 0
WT | 0 | 0 | 0 | 0 | 0 | 0
IGCC | 0 | 0 | 0 | 0 | 0 | 0
DemandResponse | 0 | 0 | 0 | 0 | 0 | 0
IGCC-CCS | 0 | 0 | 0 | 0 | 0 | 0
WT_off | 0 | 0 | 0 | 0 | 0 | 0
PseudoUnit | 0 | 0 | 0 | 0 | 0 | 0
FixedInterchange | 0 | 0 | 0 | 0 | 0 | 0
SO2 Emissions (MMshortTons): AZ_NM_SNV_Gas
ReportingType | 2015 | 2020 | 2025 | 2030 | 2035 | 2040
BM | 0 | 0 | 0 | 0 | 0 | 0
CC | 0 | 0 | 0 | 0 | 0 | 0
CSP | 0 | 0 | 0 | 0 | 0 | 0
CT | 0 | 0 | 0 | 0 | 0 | 0
Coal | 0 | 0 | 0 | 0 | 0 | 0
Geo | 0 | 0 | 0 | 0 | 0 | 0
H | 0 | 0 | 0 | 0 | 0 | 0
LFG | 0 | 0 | 0 | 0 | 0 | 0
Nuc | 0 | 0 | 0 | 0 | 0 | 0
PS | 0 | 0 | 0 | 0 | 0 | 0
PV | 0 | 0 | 0 | 0 | 0 | 0
PeakG | 0 | 0 | 0 | 0 | 0 | 0
PeakO | 0 | 0 | 0 | 0 | 0 | 0
ST | 0 | 0 | 0 | 0 | 0 | 0
STOG | 0 | 0 | 0 | 0 | 0 | 0
STWD | 0 | 0 | 0 | 0 | 0 | 0
WT | 0 | 0 | 0 | 0 | 0 | 0
IGCC | 0 | 0 | 0 | 0 | 0 | 0
DemandResponse | 0 | 0 | 0 | 0 | 0 | 0
IGCC-CCS | 0 | 0 | 0 | 0 | 0 | 0
WT_off | 0 | 0 | 0 | 0 | 0 | 0
PseudoUnit | 0 | 0 | 0 | 0 | 0 | 0
FixedInterchange | 0 | 0 | 0 | 0 | 0 | 0
SO2 Emissions (MMshortTons): AZ_NM_SNV_NucRenew
ReportingType | 2015 | 2020 | 2025 | 2030 | 2035 | 2040
BM | 0 | 0 | 0 | 0 | 0 | 0
CC | 0 | 0 | 0 | 0 | 0 | 0
CSP | 0 | 0 | 0 | 0 | 0 | 0
CT | 0 | 0 | 0 | 0 | 0 | 0
Coal | 0 | 0 | 0 | 0 | 0 | 0
Geo | 0 | 0 | 0 | 0 | 0 | 0
H | 0 | 0 | 0 | 0 | 0 | 0
LFG | 0 | 0 | 0 | 0 | 0 | 0
Nuc | 0 | 0 | 0 | 0 | 0 | 0
PS | 0 | 0 | 0 | 0 | 0 | 0
PV | 0 | 0 | 0 | 0 | 0 | 0
PeakG | 0 | 0 | 0 | 0 | 0 | 0
PeakO | 0 | 0 | 0 | 0 | 0 | 0
ST | 0 | 0 | 0 | 0 | 0 | 0
STOG | 0 | 0 | 0 | 0 | 0 | 0
STWD | 0 | 0 | 0 | 0 | 0 | 0
WT | 0 | 0 | 0 | 0 | 0 | 0
IGCC | 0 | 0 | 0 | 0 | 0 | 0
DemandResponse | 0 | 0 | 0 | 0 | 0 | 0
IGCC-CCS | 0 | 0 | 0 | 0 | 0 | 0
WT_off | 0 | 0 | 0 | 0 | 0 | 0
PseudoUnit | 0 | 0 | 0 | 0 | 0 | 0
FixedInterchange | 0 | 0 | 0 | 0 | 0 | 0
SO2 Emissions (MMshortTons): ERCOT
ReportingType | 2015 | 2020 | 2025 | 2030 | 2035 | 2040
BM | 0 | 0 | 0 | 0 | 0 | 0
CC | 0 | 0 | 0 | 0 | 0 | 0
CSP | 0 | 0 | 0 | 0 | 0 | 0
CT | 0 | 0 | 0 | 0 | 0 | 0
Coal | 0.07 | 0.03 | 0 | 0 | 0 | 0
Geo | 0 | 0 | 0 | 0 | 0 | 0
H | 0 | 0 | 0 | 0 | 0 | 0
LFG | 0 | 0 | 0 | 0 | 0 | 0
Nuc | 0 | 0 | 0 | 0 | 0 | 0
PS | 0 | 0 | 0 | 0 | 0 | 0
PV | 0 | 0 | 0 | 0 | 0 | 0
PeakG | 0 | 0 | 0 | 0 | 0 | 0
PeakO | 0 | 0 | 0 | 0 | 0 | 0
ST | 0 | 0 | 0 | 0 | 0 | 0
STOG | 0 | 0 | 0 | 0 | 0 | 0
STWD | 0 | 0 | 0 | 0 | 0 | 0
WT | 0 | 0 | 0 | 0 | 0 | 0
IGCC | 0 | 0 | 0 | 0 | 0 | 0
DemandResponse | 0 | 0 | 0 | 0 | 0 | 0
IGCC-CCS | 0 | 0 | 0 | 0 | 0 | 0
WT_off | 0 | 0 | 0 | 0 | 0 | 0
PseudoUnit | 0 | 0 | 0 | 0 | 0 | 0
FixedInterchange | 0 | 0 | 0 | 0 | 0 | 0
SO2 Emissions (MMshortTons): NP15
ReportingType | 2015 | 2020 | 2025 | 2030 | 2035 | 2040
BM | 0 | 0 | 0 | 0 | 0 | 0
CC | 0 | 0 | 0 | 0 | 0 | 0
CSP | 0 | 0 | 0 | 0 | 0 | 0
CT | 0 | 0 | 0 | 0 | 0 | 0
Coal | 0.01 | 0 | 0 | 0 | 0 | 0
Geo | 0 | 0 | 0 | 0 | 0 | 0
H | 0 | 0 | 0 | 0 | 0 | 0
LFG | 0 | 0 | 0 | 0 | 0 | 0
Nuc | 0 | 0 | 0 | 0 | 0 | 0
PS | 0 | 0 | 0 | 0 | 0 | 0
PV | 0 | 0 | 0 | 0 | 0 | 0
PeakG | 0 | 0 | 0 | 0 | 0 | 0
PeakO | 0 | 0 | 0 | 0 | 0 | 0
ST | 0 | 0 | 0 | 0 | 0 | 0
STOG | 0 | 0 | 0 | 0 | 0 | 0
STWD | 0 | 0 | 0 | 0 | 0 | 0
WT | 0 | 0 | 0 | 0 | 0 | 0
IGCC | 0 | 0 | 0 | 0 | 0 | 0
DemandResponse | 0 | 0 | 0 | 0 | 0 | 0
IGCC-CCS | 0 | 0 | 0 | 0 | 0 | 0
WT_off | 0 | 0 | 0 | 0 | 0 | 0
PseudoUnit | 0 | 0 | 0 | 0 | 0 | 0
FixedInterchange | 0 | 0 | 0 | 0 | 0 | 0
SO2 Emissions (MMshortTons): NWPP_Coal
ReportingType | 2015 | 2020 | 2025 | 2030 | 2035 | 2040
BM | 0 | 0 | 0 | 0 | 0 | 0
CC | 0 | 0 | 0 | 0 | 0 | 0
CSP | 0 | 0 | 0 | 0 | 0 | 0
CT | 0 | 0 | 0 | 0 | 0 | 0
Coal | 0.08 | 0.01 | 0 | 0 | 0 | 0
Geo | 0 | 0 | 0 | 0 | 0 | 0
H | 0 | 0 | 0 | 0 | 0 | 0
LFG | 0 | 0 | 0 | 0 | 0 | 0
Nuc | 0 | 0 | 0 | 0 | 0 | 0
PS | 0 | 0 | 0 | 0 | 0 | 0
PV | 0 | 0 | 0 | 0 | 0 | 0
PeakG | 0 | 0 | 0 | 0 | 0 | 0
PeakO | 0 | 0 | 0 | 0 | 0 | 0
ST | 0 | 0 | 0 | 0 | 0 | 0
STOG | 0 | 0 | 0 | 0 | 0 | 0
STWD | 0 | 0 | 0 | 0 | 0 | 0
WT | 0 | 0 | 0 | 0 | 0 | 0
IGCC | 0 | 0 | 0 | 0 | 0 | 0
DemandResponse | 0 | 0 | 0 | 0 | 0 | 0
IGCC-CCS | 0 | 0 | 0 | 0 | 0 | 0
WT_off | 0 | 0 | 0 | 0 | 0 | 0
PseudoUnit | 0 | 0 | 0 | 0 | 0 | 0
FixedInterchange | 0 | 0 | 0 | 0 | 0 | 0
SO2 Emissions (MMshortTons): NWPP_Gas
ReportingType | 2015 | 2020 | 2025 | 2030 | 2035 | 2040
BM | 0 | 0 | 0 | 0 | 0 | 0
CC | 0 | 0 | 0 | 0 | 0 | 0
CSP | 0 | 0 | 0 | 0 | 0 | 0
CT | 0 | 0 | 0 | 0 | 0 | 0
Coal | 0 | 0 | 0 | 0 | 0 | 0
Geo | 0 | 0 | 0 | 0 | 0 | 0
H | 0 | 0 | 0 | 0 | 0 | 0
LFG | 0 | 0 | 0 | 0 | 0 | 0
Nuc | 0 | 0 | 0 | 0 | 0 | 0
PS | 0 | 0 | 0 | 0 | 0 | 0
PV | 0 | 0 | 0 | 0 | 0 | 0
PeakG | 0 | 0 | 0 | 0 | 0 | 0
PeakO | 0 | 0 | 0 | 0 | 0 | 0
ST | 0 | 0 | 0 | 0 | 0 | 0
STOG | 0 | 0 | 0 | 0 | 0 | 0
STWD | 0 | 0 | 0 | 0 | 0 | 0
WT | 0 | 0 | 0 | 0 | 0 | 0
IGCC | 0 | 0 | 0 | 0 | 0 | 0
DemandResponse | 0 | 0 | 0 | 0 | 0 | 0
IGCC-CCS | 0 | 0 | 0 | 0 | 0 | 0
WT_off | 0 | 0 | 0 | 0 | 0 | 0
PseudoUnit | 0 | 0 | 0 | 0 | 0 | 0
FixedInterchange | 0 | 0 | 0 | 0 | 0 | 0
SO2 Emissions (MMshortTons): NWPP_NucRenew
ReportingType | 2015 | 2020 | 2025 | 2030 | 2035 | 2040
BM | 0 | 0 | 0 | 0 | 0 | 0
CC | 0 | 0 | 0 | 0 | 0 | 0
CSP | 0 | 0 | 0 | 0 | 0 | 0
CT | 0 | 0 | 0 | 0 | 0 | 0
Coal | 0 | 0 | 0 | 0 | 0 | 0
Geo | 0 | 0 | 0 | 0 | 0 | 0
H | 0 | 0 | 0 | 0 | 0 | 0
LFG | 0 | 0 | 0 | 0 | 0 | 0
Nuc | 0 | 0 | 0 | 0 | 0 | 0
PS | 0 | 0 | 0 | 0 | 0 | 0
PV | 0 | 0 | 0 | 0 | 0 | 0
PeakG | 0 | 0 | 0 | 0 | 0 | 0
PeakO | 0 | 0 | 0 | 0 | 0 | 0
ST | 0 | 0 | 0 | 0 | 0 | 0
STOG | 0 | 0 | 0 | 0 | 0 | 0
STWD | 0 | 0 | 0 | 0 | 0 | 0
WT | 0 | 0 | 0 | 0 | 0 | 0
IGCC | 0 | 0 | 0 | 0 | 0 | 0
DemandResponse | 0 | 0 | 0 | 0 | 0 | 0
IGCC-CCS | 0 | 0 | 0 | 0 | 0 | 0
WT_off | 0 | 0 | 0 | 0 | 0 | 0
PseudoUnit | 0 | 0 | 0 | 0 | 0 | 0
FixedInterchange | 0 | 0 | 0 | 0 | 0 | 0
SO2 Emissions (MMshortTons): RMPA
ReportingType | 2015 | 2020 | 2025 | 2030 | 2035 | 2040
BM | 0 | 0 | 0 | 0 | 0 | 0
CC | 0 | 0 | 0 | 0 | 0 | 0
CSP | 0 | 0 | 0 | 0 | 0 | 0
CT | 0 | 0 | 0 | 0 | 0 | 0
Coal | 0.06 | 0.02 | 0 | 0 | 0 | 0
Geo | 0 | 0 | 0 | 0 | 0 | 0
H | 0 | 0 | 0 | 0 | 0 | 0
LFG | 0 | 0 | 0 | 0 | 0 | 0
Nuc | 0 | 0 | 0 | 0 | 0 | 0
PS | 0 | 0 | 0 | 0 | 0 | 0
PV | 0 | 0 | 0 | 0 | 0 | 0
PeakG | 0 | 0 | 0 | 0 | 0 | 0
PeakO | 0 | 0 | 0 | 0 | 0 | 0
ST | 0 | 0 | 0 | 0 | 0 | 0
STOG | 0 | 0 | 0 | 0 | 0 | 0
STWD | 0 | 0 | 0 | 0 | 0 | 0
WT | 0 | 0 | 0 | 0 | 0 | 0
IGCC | 0 | 0 | 0 | 0 | 0 | 0
DemandResponse | 0 | 0 | 0 | 0 | 0 | 0
IGCC-CCS | 0 | 0 | 0 | 0 | 0 | 0
WT_off | 0 | 0 | 0 | 0 | 0 | 0
PseudoUnit | 0 | 0 | 0 | 0 | 0 | 0
FixedInterchange | 0 | 0 | 0 | 0 | 0 | 0
SO2 Emissions (MMshortTons): SP15
ReportingType | 2015 | 2020 | 2025 | 2030 | 2035 | 2040
BM | 0 | 0 | 0 | 0 | 0 | 0
CC | 0 | 0 | 0 | 0 | 0 | 0
CSP | 0 | 0 | 0 | 0 | 0 | 0
CT | 0 | 0 | 0 | 0 | 0 | 0
Coal | 0 | 0 | 0 | 0 | 0 | 0
Geo | 0 | 0 | 0 | 0 | 0 | 0
H | 0 | 0 | 0 | 0 | 0 | 0
LFG | 0 | 0 | 0 | 0 | 0 | 0
Nuc | 0 | 0 | 0 | 0 | 0 | 0
PS | 0 | 0 | 0 | 0 | 0 | 0
PV | 0 | 0 | 0 | 0 | 0 | 0
PeakG | 0 | 0 | 0 | 0 | 0 | 0
PeakO | 0 | 0 | 0 | 0 | 0 | 0
ST | 0 | 0 | 0 | 0 | 0 | 0
STOG | 0 | 0 | 0 | 0 | 0 | 0
STWD | 0 | 0 | 0 | 0 | 0 | 0
WT | 0 | 0 | 0 | 0 | 0 | 0
IGCC | 0 | 0 | 0 | 0 | 0 | 0
DemandResponse | 0 | 0 | 0 | 0 | 0 | 0
IGCC-CCS | 0 | 0 | 0 | 0 | 0 | 0
WT_off | 0 | 0 | 0 | 0 | 0 | 0
PseudoUnit | 0 | 0 | 0 | 0 | 0 | 0
FixedInterchange | 0 | 0 | 0 | 0 | 0 | 0
SO2 Emissions (MMshortTons): ALB
ReportingType | 2015 | 2020 | 2025 | 2030 | 2035 | 2040
BM | 0 | 0 | 0 | 0 | 0 | 0
CC | 0 | 0 | 0 | 0 | 0 | 0
CSP | 0 | 0 | 0 | 0 | 0 | 0
CT | 0 | 0 | 0 | 0 | 0 | 0
Coal | 0.14 | 0.14 | 0.14 | 0 | 0 | 0
Geo | 0 | 0 | 0 | 0 | 0 | 0
H | 0 | 0 | 0 | 0 | 0 | 0
LFG | 0 | 0 | 0 | 0 | 0 | 0
Nuc | 0 | 0 | 0 | 0 | 0 | 0
PS | 0 | 0 | 0 | 0 | 0 | 0
PV | 0 | 0 | 0 | 0 | 0 | 0
PeakG | 0 | 0 | 0 | 0 | 0 | 0
PeakO | 0 | 0 | 0 | 0 | 0 | 0
ST | 0 | 0 | 0 | 0 | 0 | 0
STOG | 0 | 0 | 0 | 0 | 0 | 0
STWD | 0 | 0 | 0 | 0 | 0 | 0
WT | 0 | 0 | 0 | 0 | 0 | 0
IGCC | 0 | 0 | 0 | 0 | 0 | 0
DemandResponse | 0 | 0 | 0 | 0 | 0 | 0
IGCC-CCS | 0 | 0 | 0 | 0 | 0 | 0
WT_off | 0 | 0 | 0 | 0 | 0 | 0
PseudoUnit | 0 | 0 | 0 | 0 | 0 | 0
FixedInterchange | 0 | 0 | 0 | 0 | 0 | 0
SO2 Emissions (MMshortTons): BC
ReportingType | 2015 | 2020 | 2025 | 2030 | 2035 | 2040
BM | 0 | 0 | 0 | 0 | 0 | 0
CC | 0 | 0 | 0 | 0 | 0 | 0
CSP | 0 | 0 | 0 | 0 | 0 | 0
CT | 0 | 0 | 0 | 0 | 0 | 0
Coal | 0 | 0 | 0 | 0 | 0 | 0
Geo | 0 | 0 | 0 | 0 | 0 | 0
H | 0 | 0 | 0 | 0 | 0 | 0
LFG | 0 | 0 | 0 | 0 | 0 | 0
Nuc | 0 | 0 | 0 | 0 | 0 | 0
PS | 0 | 0 | 0 | 0 | 0 | 0
PV | 0 | 0 | 0 | 0 | 0 | 0
PeakG | 0 | 0 | 0 | 0 | 0 | 0
PeakO | 0 | 0 | 0 | 0 | 0 | 0
ST | 0 | 0 | 0 | 0 | 0 | 0
STOG | 0 | 0 | 0 | 0 | 0 | 0
STWD | 0 | 0 | 0 | 0 | 0 | 0
WT | 0 | 0 | 0 | 0 | 0 | 0
IGCC | 0 | 0 | 0 | 0 | 0 | 0
DemandResponse | 0 | 0 | 0 | 0 | 0 | 0
IGCC-CCS | 0 | 0 | 0 | 0 | 0 | 0
WT_off | 0 | 0 | 0 | 0 | 0 | 0
PseudoUnit | 0 | 0 | 0 | 0 | 0 | 0
FixedInterchange | 0 | 0 | 0 | 0 | 0 | 0
SO2 Emissions (MMshortTons): HQ_IESO
ReportingType | 2015 | 2020 | 2025 | 2030 | 2035 | 2040
BM | 0 | 0 | 0 | 0 | 0 | 0
CC | 0 | 0 | 0 | 0 | 0 | 0
CSP | 0 | 0 | 0 | 0 | 0 | 0
CT | 0 | 0 | 0 | 0 | 0 | 0
Coal | 0 | 0 | 0 | 0 | 0 | 0
Geo | 0 | 0 | 0 | 0 | 0 | 0
H | 0 | 0 | 0 | 0 | 0 | 0
LFG | 0 | 0 | 0 | 0 | 0 | 0
Nuc | 0 | 0 | 0 | 0 | 0 | 0
PS | 0 | 0 | 0 | 0 | 0 | 0
PV | 0 | 0 | 0 | 0 | 0 | 0
PeakG | 0 | 0 | 0 | 0 | 0 | 0
PeakO | 0 | 0 | 0 | 0 | 0 | 0
ST | 0 | 0 | 0 | 0 | 0 | 0
STOG | 0 | 0 | 0 | 0 | 0 | 0
STWD | 0 | 0 | 0 | 0 | 0 | 0
WT | 0 | 0 | 0 | 0 | 0 | 0
IGCC | 0 | 0 | 0 | 0 | 0 | 0
DemandResponse | 0 | 0 | 0 | 0 | 0 | 0
IGCC-CCS | 0 | 0 | 0 | 0 | 0 | 0
WT_off | 0 | 0 | 0 | 0 | 0 | 0
PseudoUnit | 0 | 0 | 0 | 0 | 0 | 0
FixedInterchange | 0 | 0 | 0 | 0 | 0 | 0
SO2 Emissions (MMshortTons): HQ_NEISO
ReportingType | 2015 | 2020 | 2025 | 2030 | 2035 | 2040
BM | 0 | 0 | 0 | 0 | 0 | 0
CC | 0 | 0 | 0 | 0 | 0 | 0
CSP | 0 | 0 | 0 | 0 | 0 | 0
CT | 0 | 0 | 0 | 0 | 0 | 0
Coal | 0 | 0 | 0 | 0 | 0 | 0
Geo | 0 | 0 | 0 | 0 | 0 | 0
H | 0 | 0 | 0 | 0 | 0 | 0
LFG | 0 | 0 | 0 | 0 | 0 | 0
Nuc | 0 | 0 | 0 | 0 | 0 | 0
PS | 0 | 0 | 0 | 0 | 0 | 0
PV | 0 | 0 | 0 | 0 | 0 | 0
PeakG | 0 | 0 | 0 | 0 | 0 | 0
PeakO | 0 | 0 | 0 | 0 | 0 | 0
ST | 0 | 0 | 0 | 0 | 0 | 0
STOG | 0 | 0 | 0 | 0 | 0 | 0
STWD | 0 | 0 | 0 | 0 | 0 | 0
WT | 0 | 0 | 0 | 0 | 0 | 0
IGCC | 0 | 0 | 0 | 0 | 0 | 0
DemandResponse | 0 | 0 | 0 | 0 | 0 | 0
IGCC-CCS | 0 | 0 | 0 | 0 | 0 | 0
WT_off | 0 | 0 | 0 | 0 | 0 | 0
PseudoUnit | 0 | 0 | 0 | 0 | 0 | 0
FixedInterchange | 0 | 0 | 0 | 0 | 0 | 0
SO2 Emissions (MMshortTons): HQ_NY
ReportingType | 2015 | 2020 | 2025 | 2030 | 2035 | 2040
BM | 0 | 0 | 0 | 0 | 0 | 0
CC | 0 | 0 | 0 | 0 | 0 | 0
CSP | 0 | 0 | 0 | 0 | 0 | 0
CT | 0 | 0 | 0 | 0 | 0 | 0
Coal | 0 | 0 | 0 | 0 | 0 | 0
Geo | 0 | 0 | 0 | 0 | 0 | 0
H | 0 | 0 | 0 | 0 | 0 | 0
LFG | 0 | 0 | 0 | 0 | 0 | 0
Nuc | 0 | 0 | 0 | 0 | 0 | 0
PS | 0 | 0 | 0 | 0 | 0 | 0
PV | 0 | 0 | 0 | 0 | 0 | 0
PeakG | 0 | 0 | 0 | 0 | 0 | 0
PeakO | 0 | 0 | 0 | 0 | 0 | 0
ST | 0 | 0 | 0 | 0 | 0 | 0
STOG | 0 | 0 | 0 | 0 | 0 | 0
STWD | 0 | 0 | 0 | 0 | 0 | 0
WT | 0 | 0 | 0 | 0 | 0 | 0
IGCC | 0 | 0 | 0 | 0 | 0 | 0
DemandResponse | 0 | 0 | 0 | 0 | 0 | 0
IGCC-CCS | 0 | 0 | 0 | 0 | 0 | 0
WT_off | 0 | 0 | 0 | 0 | 0 | 0
PseudoUnit | 0 | 0 | 0 | 0 | 0 | 0
FixedInterchange | 0 | 0 | 0 | 0 | 0 | 0
SO2 Emissions (MMshortTons): MARITIMES
ReportingType | 2015 | 2020 | 2025 | 2030 | 2035 | 2040
BM | 0 | 0 | 0 | 0 | 0 | 0
CC | 0 | 0 | 0 | 0 | 0 | 0
CSP | 0 | 0 | 0 | 0 | 0 | 0
CT | 0 | 0 | 0 | 0 | 0 | 0
Coal | 0 | 0 | 0 | 0 | 0 | 0
Geo | 0 | 0 | 0 | 0 | 0 | 0
H | 0 | 0 | 0 | 0 | 0 | 0
LFG | 0 | 0 | 0 | 0 | 0 | 0
Nuc | 0 | 0 | 0 | 0 | 0 | 0
PS | 0 | 0 | 0 | 0 | 0 | 0
PV | 0 | 0 | 0 | 0 | 0 | 0
PeakG | 0 | 0 | 0 | 0 | 0 | 0
PeakO | 0 | 0 | 0 | 0 | 0 | 0
ST | 0 | 0 | 0 | 0 | 0 | 0
STOG | 0 | 0 | 0 | 0 | 0 | 0
STWD | 0 | 0 | 0 | 0 | 0 | 0
WT | 0 | 0 | 0 | 0 | 0 | 0
IGCC | 0 | 0 | 0 | 0 | 0 | 0
DemandResponse | 0 | 0 | 0 | 0 | 0 | 0
IGCC-CCS | 0 | 0 | 0 | 0 | 0 | 0
WT_off | 0 | 0 | 0 | 0 | 0 | 0
PseudoUnit | 0 | 0 | 0 | 0 | 0 | 0
FixedInterchange | 0 | 0 | 0 | 0 | 0 | 0
SO2 Emissions (MMshortTons): All
ReportingType | 2015 | 2020 | 2025 | 2030 | 2035 | 2040
BM | 0 | 0 | 0 | 0 | 0 | 0
CC | 0 | 0 | 0 | 0 | 0 | 0
CSP | 0 | 0 | 0 | 0 | 0 | 0
CT | 0 | 0 | 0 | 0 | 0 | 0
Coal | 3.99 | 0.46 | 0.17 | 0.03 | 0.03 | 0.03
Geo | 0 | 0 | 0 | 0 | 0 | 0
H | 0 | 0 | 0 | 0 | 0 | 0
LFG | 0 | 0 | 0 | 0 | 0 | 0
Nuc | 0 | 0 | 0 | 0 | 0 | 0
PS | 0 | 0 | 0 | 0 | 0 | 0
PV | 0 | 0 | 0 | 0 | 0 | 0
PeakG | 0 | 0 | 0 | 0 | 0 | 0
PeakO | 0 | 0 | 0 | 0 | 0 | 0
ST | 0 | 0 | 0 | 0 | 0 | 0
STOG | 0 | 0 | 0 | 0 | 0 | 0
STWD | 0 | 0 | 0 | 0 | 0 | 0
WT | 0 | 0 | 0 | 0 | 0 | 0
IGCC | 0 | 0 | 0 | 0 | 0 | 0
DemandResponse | 0 | 0 | 0 | 0 | 0 | 0
IGCC-CCS | 0 | 0 | 0 | 0 | 0 | 0
WT_off | 0 | 0 | 0 | 0 | 0 | 0
PseudoUnit | 0 | 0 | 0 | 0 | 0 | 0
FixedInterchange | 0 | 0 | 0 | 0 | 0 | 0
SO2 Emissions (MMshortTons): EI_US
ReportingType | 2015 | 2020 | 2025 | 2030 | 2035 | 2040
BM | 0 | 0 | 0 | 0 | 0 | 0
CC | 0 | 0 | 0 | 0 | 0 | 0
CSP | 0 | 0 | 0 | 0 | 0 | 0
CT | 0 | 0 | 0 | 0 | 0 | 0
Coal | 3.59 | 0.25 | 0.02 | 0.02 | 0.02 | 0.02
Geo | 0 | 0 | 0 | 0 | 0 | 0
H | 0 | 0 | 0 | 0 | 0 | 0
LFG | 0 | 0 | 0 | 0 | 0 | 0
Nuc | 0 | 0 | 0 | 0 | 0 | 0
PS | 0 | 0 | 0 | 0 | 0 | 0
PV | 0 | 0 | 0 | 0 | 0 | 0
PeakG | 0 | 0 | 0 | 0 | 0 | 0
PeakO | 0 | 0 | 0 | 0 | 0 | 0
ST | 0 | 0 | 0 | 0 | 0 | 0
STOG | 0 | 0 | 0 | 0 | 0 | 0
STWD | 0 | 0 | 0 | 0 | 0 | 0
WT | 0 | 0 | 0 | 0 | 0 | 0
IGCC | 0 | 0 | 0 | 0 | 0 | 0
DemandResponse | 0 | 0 | 0 | 0 | 0 | 0
IGCC-CCS | 0 | 0 | 0 | 0 | 0 | 0
WT_off | 0 | 0 | 0 | 0 | 0 | 0
PseudoUnit | 0 | 0 | 0 | 0 | 0 | 0
FixedInterchange | 0 | 0 | 0 | 0 | 0 | 0
SO2 Emissions (MMshortTons): EI_Canada
ReportingType | 2015 | 2020 | 2025 | 2030 | 2035 | 2040
BM | 0 | 0 | 0 | 0 | 0 | 0
CC | 0 | 0 | 0 | 0 | 0 | 0
CSP | 0 | 0 | 0 | 0 | 0 | 0
CT | 0 | 0 | 0 | 0 | 0 | 0
Coal | 0.01 | 0 | 0 | 0 | 0 | 0
Geo | 0 | 0 | 0 | 0 | 0 | 0
H | 0 | 0 | 0 | 0 | 0 | 0
LFG | 0 | 0 | 0 | 0 | 0 | 0
Nuc | 0 | 0 | 0 | 0 | 0 | 0
PS | 0 | 0 | 0 | 0 | 0 | 0
PV | 0 | 0 | 0 | 0 | 0 | 0
PeakG | 0 | 0 | 0 | 0 | 0 | 0
PeakO | 0 | 0 | 0 | 0 | 0 | 0
ST | 0 | 0 | 0 | 0 | 0 | 0
STOG | 0 | 0 | 0 | 0 | 0 | 0
STWD | 0 | 0 | 0 | 0 | 0 | 0
WT | 0 | 0 | 0 | 0 | 0 | 0
IGCC | 0 | 0 | 0 | 0 | 0 | 0
DemandResponse | 0 | 0 | 0 | 0 | 0 | 0
IGCC-CCS | 0 | 0 | 0 | 0 | 0 | 0
WT_off | 0 | 0 | 0 | 0 | 0 | 0
PseudoUnit | 0 | 0 | 0 | 0 | 0 | 0
FixedInterchange | 0 | 0 | 0 | 0 | 0 | 0
SO2 Emissions (MMshortTons): EI
ReportingType | 2015 | 2020 | 2025 | 2030 | 2035 | 2040
BM | 0 | 0 | 0 | 0 | 0 | 0
CC | 0 | 0 | 0 | 0 | 0 | 0
CSP | 0 | 0 | 0 | 0 | 0 | 0
CT | 0 | 0 | 0 | 0 | 0 | 0
Coal | 3.59 | 0.25 | 0.02 | 0.02 | 0.02 | 0.02
Geo | 0 | 0 | 0 | 0 | 0 | 0
H | 0 | 0 | 0 | 0 | 0 | 0
LFG | 0 | 0 | 0 | 0 | 0 | 0
Nuc | 0 | 0 | 0 | 0 | 0 | 0
PS | 0 | 0 | 0 | 0 | 0 | 0
PV | 0 | 0 | 0 | 0 | 0 | 0
PeakG | 0 | 0 | 0 | 0 | 0 | 0
PeakO | 0 | 0 | 0 | 0 | 0 | 0
ST | 0 | 0 | 0 | 0 | 0 | 0
STOG | 0 | 0 | 0 | 0 | 0 | 0
STWD | 0 | 0 | 0 | 0 | 0 | 0
WT | 0 | 0 | 0 | 0 | 0 | 0
IGCC | 0 | 0 | 0 | 0 | 0 | 0
DemandResponse | 0 | 0 | 0 | 0 | 0 | 0
IGCC-CCS | 0 | 0 | 0 | 0 | 0 | 0
WT_off | 0 | 0 | 0 | 0 | 0 | 0
PseudoUnit | 0 | 0 | 0 | 0 | 0 | 0
FixedInterchange | 0 | 0 | 0 | 0 | 0 | 0
SO2 Emissions (MMshortTons): Outside_EI
ReportingType | 2015 | 2020 | 2025 | 2030 | 2035 | 2040
BM | 0 | 0 | 0 | 0 | 0 | 0
CC | 0 | 0 | 0 | 0 | 0 | 0
CSP | 0 | 0 | 0 | 0 | 0 | 0
CT | 0 | 0 | 0 | 0 | 0 | 0
Coal | 0.39 | 0.21 | 0.15 | 0.01 | 0.01 | 0.01
Geo | 0 | 0 | 0 | 0 | 0 | 0
H | 0 | 0 | 0 | 0 | 0 | 0
LFG | 0 | 0 | 0 | 0 | 0 | 0
Nuc | 0 | 0 | 0 | 0 | 0 | 0
PS | 0 | 0 | 0 | 0 | 0 | 0
PV | 0 | 0 | 0 | 0 | 0 | 0
PeakG | 0 | 0 | 0 | 0 | 0 | 0
PeakO | 0 | 0 | 0 | 0 | 0 | 0
ST | 0 | 0 | 0 | 0 | 0 | 0
STOG | 0 | 0 | 0 | 0 | 0 | 0
STWD | 0 | 0 | 0 | 0 | 0 | 0
WT | 0 | 0 | 0 | 0 | 0 | 0
IGCC | 0 | 0 | 0 | 0 | 0 | 0
DemandResponse | 0 | 0 | 0 | 0 | 0 | 0
IGCC-CCS | 0 | 0 | 0 | 0 | 0 | 0
WT_off | 0 | 0 | 0 | 0 | 0 | 0
PseudoUnit | 0 | 0 | 0 | 0 | 0 | 0
FixedInterchange | 0 | 0 | 0 | 0 | 0 | 0
NOx Emissions (MMshortTons): Entergy
ReportingType | 2015 | 2020 | 2025 | 2030 | 2035 | 2040
BM | 0 | 0 | 0 | 0 | 0 | 0
CC | 0 | 0.01 | 0 | 0 | 0 | 0
CSP | 0 | 0 | 0 | 0 | 0 | 0
CT | 0 | 0 | 0 | 0 | 0 | 0
Coal | 0.05 | 0 | 0 | 0 | 0 | 0
Geo | 0 | 0 | 0 | 0 | 0 | 0
H | 0 | 0 | 0 | 0 | 0 | 0
LFG | 0 | 0 | 0 | 0 | 0 | 0
Nuc | 0 | 0 | 0 | 0 | 0 | 0
PS | 0 | 0 | 0 | 0 | 0 | 0
PV | 0 | 0 | 0 | 0 | 0 | 0
PeakG | 0 | 0 | 0 | 0 | 0 | 0
PeakO | 0 | 0 | 0 | 0 | 0 | 0
ST | 0 | 0 | 0 | 0 | 0 | 0
STOG | 0 | 0 | 0 | 0 | 0 | 0
STWD | 0 | 0 | 0 | 0 | 0 | 0
WT | 0 | 0 | 0 | 0 | 0 | 0
IGCC | 0 | 0 | 0 | 0 | 0 | 0
DemandResponse | 0 | 0 | 0 | 0 | 0 | 0
IGCC-CCS | 0 | 0 | 0 | 0 | 0 | 0
WT_off | 0 | 0 | 0 | 0 | 0 | 0
PseudoUnit | 0 | 0 | 0 | 0 | 0 | 0
FixedInterchange | 0 | 0 | 0 | 0 | 0 | 0
NOx Emissions (MMshortTons): FRCC
ReportingType | 2015 | 2020 | 2025 | 2030 | 2035 | 2040
BM | 0 | 0 | 0 | 0 | 0 | 0
CC | 0.01 | 0.01 | 0.01 | 0 | 0 | 0
CSP | 0 | 0 | 0 | 0 | 0 | 0
CT | 0 | 0 | 0 | 0 | 0 | 0
Coal | 0.02 | 0 | 0 | 0 | 0 | 0
Geo | 0 | 0 | 0 | 0 | 0 | 0
H | 0 | 0 | 0 | 0 | 0 | 0
LFG | 0 | 0 | 0 | 0 | 0 | 0
Nuc | 0 | 0 | 0 | 0 | 0 | 0
PS | 0 | 0 | 0 | 0 | 0 | 0
PV | 0 | 0 | 0 | 0 | 0 | 0
PeakG | 0 | 0 | 0 | 0 | 0 | 0
PeakO | 0 | 0 | 0 | 0 | 0 | 0
ST | 0 | 0 | 0 | 0 | 0 | 0
STOG | 0 | 0 | 0 | 0 | 0 | 0
STWD | 0 | 0 | 0 | 0 | 0 | 0
WT | 0 | 0 | 0 | 0 | 0 | 0
IGCC | 0 | 0 | 0 | 0 | 0 | 0
DemandResponse | 0 | 0 | 0 | 0 | 0 | 0
IGCC-CCS | 0 | 0 | 0 | 0 | 0 | 0
WT_off | 0 | 0 | 0 | 0 | 0 | 0
PseudoUnit | 0 | 0 | 0 | 0 | 0 | 0
FixedInterchange | 0 | 0 | 0 | 0 | 0 | 0
NOx Emissions (MMshortTons): MAPP_US
ReportingType | 2015 | 2020 | 2025 | 2030 | 2035 | 2040
BM | 0 | 0 | 0 | 0 | 0 | 0
CC | 0 | 0 | 0 | 0 | 0 | 0
CSP | 0 | 0 | 0 | 0 | 0 | 0
CT | 0 | 0 | 0 | 0 | 0 | 0
Coal | 0.03 | 0 | 0 | 0 | 0 | 0
Geo | 0 | 0 | 0 | 0 | 0 | 0
H | 0 | 0 | 0 | 0 | 0 | 0
LFG | 0 | 0 | 0 | 0 | 0 | 0
Nuc | 0 | 0 | 0 | 0 | 0 | 0
PS | 0 | 0 | 0 | 0 | 0 | 0
PV | 0 | 0 | 0 | 0 | 0 | 0
PeakG | 0 | 0 | 0 | 0 | 0 | 0
PeakO | 0 | 0 | 0 | 0 | 0 | 0
ST | 0 | 0 | 0 | 0 | 0 | 0
STOG | 0 | 0 | 0 | 0 | 0 | 0
STWD | 0 | 0 | 0 | 0 | 0 | 0
WT | 0 | 0 | 0 | 0 | 0 | 0
IGCC | 0 | 0 | 0 | 0 | 0 | 0
DemandResponse | 0 | 0 | 0 | 0 | 0 | 0
IGCC-CCS | 0 | 0 | 0 | 0 | 0 | 0
WT_off | 0 | 0 | 0 | 0 | 0 | 0
PseudoUnit | 0 | 0 | 0 | 0 | 0 | 0
FixedInterchange | 0 | 0 | 0 | 0 | 0 | 0
NOx Emissions (MMshortTons): MISO_IN
ReportingType | 2015 | 2020 | 2025 | 2030 | 2035 | 2040
BM | 0 | 0 | 0 | 0 | 0 | 0
CC | 0 | 0.01 | 0.01 | 0.01 | 0 | 0
CSP | 0 | 0 | 0 | 0 | 0 | 0
CT | 0 | 0 | 0 | 0 | 0 | 0
Coal | 0.05 | 0.02 | 0 | 0 | 0 | 0
Geo | 0 | 0 | 0 | 0 | 0 | 0
H | 0 | 0 | 0 | 0 | 0 | 0
LFG | 0 | 0 | 0 | 0 | 0 | 0
Nuc | 0 | 0 | 0 | 0 | 0 | 0
PS | 0 | 0 | 0 | 0 | 0 | 0
PV | 0 | 0 | 0 | 0 | 0 | 0
PeakG | 0 | 0 | 0 | 0 | 0 | 0
PeakO | 0 | 0 | 0 | 0 | 0 | 0
ST | 0 | 0 | 0 | 0 | 0 | 0
STOG | 0 | 0 | 0 | 0 | 0 | 0
STWD | 0 | 0 | 0 | 0 | 0 | 0
WT | 0 | 0 | 0 | 0 | 0 | 0
IGCC | 0 | 0 | 0 | 0 | 0 | 0
DemandResponse | 0 | 0 | 0 | 0 | 0 | 0
IGCC-CCS | 0 | 0 | 0 | 0 | 0 | 0
WT_off | 0 | 0 | 0 | 0 | 0 | 0
PseudoUnit | 0 | 0 | 0 | 0 | 0 | 0
FixedInterchange | 0 | 0 | 0 | 0 | 0 | 0
NOx Emissions (MMshortTons): MISO_MI
ReportingType | 2015 | 2020 | 2025 | 2030 | 2035 | 2040
BM | 0 | 0 | 0 | 0 | 0 | 0
CC | 0 | 0 | 0 | 0 | 0 | 0
CSP | 0 | 0 | 0 | 0 | 0 | 0
CT | 0 | 0 | 0 | 0 | 0 | 0
Coal | 0.03 | 0 | 0 | 0 | 0 | 0
Geo | 0 | 0 | 0 | 0 | 0 | 0
H | 0 | 0 | 0 | 0 | 0 | 0
LFG | 0 | 0 | 0 | 0 | 0 | 0
Nuc | 0 | 0 | 0 | 0 | 0 | 0
PS | 0 | 0 | 0 | 0 | 0 | 0
PV | 0 | 0 | 0 | 0 | 0 | 0
PeakG | 0 | 0 | 0 | 0 | 0 | 0
PeakO | 0 | 0 | 0 | 0 | 0 | 0
ST | 0 | 0 | 0 | 0 | 0 | 0
STOG | 0 | 0 | 0 | 0 | 0 | 0
STWD | 0 | 0 | 0 | 0 | 0 | 0
WT | 0 | 0 | 0 | 0 | 0 | 0
IGCC | 0 | 0 | 0 | 0 | 0 | 0
DemandResponse | 0 | 0 | 0 | 0 | 0 | 0
IGCC-CCS | 0 | 0 | 0 | 0 | 0 | 0
WT_off | 0 | 0 | 0 | 0 | 0 | 0
PseudoUnit | 0 | 0 | 0 | 0 | 0 | 0
FixedInterchange | 0 | 0 | 0 | 0 | 0 | 0
NOx Emissions (MMshortTons): MISO_MO-IL
ReportingType | 2015 | 2020 | 2025 | 2030 | 2035 | 2040
BM | 0 | 0 | 0 | 0 | 0 | 0
CC | 0 | 0 | 0 | 0 | 0 | 0
CSP | 0 | 0 | 0 | 0 | 0 | 0
CT | 0 | 0 | 0 | 0 | 0 | 0
Coal | 0.04 | 0.01 | 0 | 0 | 0 | 0
Geo | 0 | 0 | 0 | 0 | 0 | 0
H | 0 | 0 | 0 | 0 | 0 | 0
LFG | 0 | 0 | 0 | 0 | 0 | 0
Nuc | 0 | 0 | 0 | 0 | 0 | 0
PS | 0 | 0 | 0 | 0 | 0 | 0
PV | 0 | 0 | 0 | 0 | 0 | 0
PeakG | 0 | 0 | 0 | 0 | 0 | 0
PeakO | 0 | 0 | 0 | 0 | 0 | 0
ST | 0 | 0 | 0 | 0 | 0 | 0
STOG | 0 | 0 | 0 | 0 | 0 | 0
STWD | 0 | 0 | 0 | 0 | 0 | 0
WT | 0 | 0 | 0 | 0 | 0 | 0
IGCC | 0 | 0 | 0 | 0 | 0 | 0
DemandResponse | 0 | 0 | 0 | 0 | 0 | 0
IGCC-CCS | 0 | 0 | 0 | 0 | 0 | 0
WT_off | 0 | 0 | 0 | 0 | 0 | 0
PseudoUnit | 0 | 0 | 0 | 0 | 0 | 0
FixedInterchange | 0 | 0 | 0 | 0 | 0 | 0
NOx Emissions (MMshortTons): MISO_W
ReportingType | 2015 | 2020 | 2025 | 2030 | 2035 | 2040
BM | 0 | 0 | 0 | 0 | 0 | 0
CC | 0 | 0 | 0 | 0 | 0 | 0
CSP | 0 | 0 | 0 | 0 | 0 | 0
CT | 0 | 0 | 0 | 0 | 0 | 0
Coal | 0.09 | 0.03 | 0 | 0 | 0 | 0
Geo | 0 | 0 | 0 | 0 | 0 | 0
H | 0 | 0 | 0 | 0 | 0 | 0
LFG | 0 | 0 | 0 | 0 | 0 | 0
Nuc | 0 | 0 | 0 | 0 | 0 | 0
PS | 0 | 0 | 0 | 0 | 0 | 0
PV | 0 | 0 | 0 | 0 | 0 | 0
PeakG | 0 | 0 | 0 | 0 | 0 | 0
PeakO | 0 | 0 | 0 | 0 | 0 | 0
ST | 0 | 0 | 0 | 0 | 0 | 0
STOG | 0 | 0 | 0 | 0 | 0 | 0
STWD | 0 | 0 | 0 | 0 | 0 | 0
WT | 0 | 0 | 0 | 0 | 0 | 0
IGCC | 0 | 0 | 0 | 0 | 0 | 0
DemandResponse | 0 | 0 | 0 | 0 | 0 | 0
IGCC-CCS | 0 | 0 | 0 | 0 | 0 | 0
WT_off | 0 | 0 | 0 | 0 | 0 | 0
PseudoUnit | 0 | 0 | 0 | 0 | 0 | 0
FixedInterchange | 0 | 0 | 0 | 0 | 0 | 0
NOx Emissions (MMshortTons): MISO_WUMS
ReportingType | 2015 | 2020 | 2025 | 2030 | 2035 | 2040
BM | 0 | 0 | 0 | 0 | 0 | 0
CC | 0 | 0 | 0 | 0 | 0 | 0
CSP | 0 | 0 | 0 | 0 | 0 | 0
CT | 0 | 0 | 0 | 0 | 0 | 0
Coal | 0.01 | 0 | 0 | 0 | 0 | 0
Geo | 0 | 0 | 0 | 0 | 0 | 0
H | 0 | 0 | 0 | 0 | 0 | 0
LFG | 0 | 0 | 0 | 0 | 0 | 0
Nuc | 0 | 0 | 0 | 0 | 0 | 0
PS | 0 | 0 | 0 | 0 | 0 | 0
PV | 0 | 0 | 0 | 0 | 0 | 0
PeakG | 0 | 0 | 0 | 0 | 0 | 0
PeakO | 0 | 0 | 0 | 0 | 0 | 0
ST | 0 | 0 | 0 | 0 | 0 | 0
STOG | 0 | 0 | 0 | 0 | 0 | 0
STWD | 0 | 0 | 0 | 0 | 0 | 0
WT | 0 | 0 | 0 | 0 | 0 | 0
IGCC | 0 | 0 | 0 | 0 | 0 | 0
DemandResponse | 0 | 0 | 0 | 0 | 0 | 0
IGCC-CCS | 0 | 0 | 0 | 0 | 0 | 0
WT_off | 0 | 0 | 0 | 0 | 0 | 0
PseudoUnit | 0 | 0 | 0 | 0 | 0 | 0
FixedInterchange | 0 | 0 | 0 | 0 | 0 | 0
NOx Emissions (MMshortTons): Nebraska
ReportingType | 2015 | 2020 | 2025 | 2030 | 2035 | 2040
BM | 0 | 0 | 0 | 0 | 0 | 0
CC | 0 | 0 | 0 | 0 | 0 | 0
CSP | 0 | 0 | 0 | 0 | 0 | 0
CT | 0 | 0 | 0 | 0 | 0 | 0
Coal | 0.04 | 0 | 0 | 0 | 0 | 0
Geo | 0 | 0 | 0 | 0 | 0 | 0
H | 0 | 0 | 0 | 0 | 0 | 0
LFG | 0 | 0 | 0 | 0 | 0 | 0
Nuc | 0 | 0 | 0 | 0 | 0 | 0
PS | 0 | 0 | 0 | 0 | 0 | 0
PV | 0 | 0 | 0 | 0 | 0 | 0
PeakG | 0 | 0 | 0 | 0 | 0 | 0
PeakO | 0 | 0 | 0 | 0 | 0 | 0
ST | 0 | 0 | 0 | 0 | 0 | 0
STOG | 0 | 0 | 0 | 0 | 0 | 0
STWD | 0 | 0 | 0 | 0 | 0 | 0
WT | 0 | 0 | 0 | 0 | 0 | 0
IGCC | 0 | 0 | 0 | 0 | 0 | 0
DemandResponse | 0 | 0 | 0 | 0 | 0 | 0
IGCC-CCS | 0 | 0 | 0 | 0 | 0 | 0
WT_off | 0 | 0 | 0 | 0 | 0 | 0
PseudoUnit | 0 | 0 | 0 | 0 | 0 | 0
FixedInterchange | 0 | 0 | 0 | 0 | 0 | 0
NOx Emissions (MMshortTons): NEISO
ReportingType | 2015 | 2020 | 2025 | 2030 | 2035 | 2040
BM | 0 | 0 | 0 | 0 | 0 | 0
CC | 0 | 0 | 0 | 0 | 0 | 0
CSP | 0 | 0 | 0 | 0 | 0 | 0
CT | 0 | 0 | 0 | 0 | 0 | 0
Coal | 0 | 0 | 0 | 0 | 0 | 0
Geo | 0 | 0 | 0 | 0 | 0 | 0
H | 0 | 0 | 0 | 0 | 0 | 0
LFG | 0 | 0 | 0 | 0 | 0 | 0
Nuc | 0 | 0 | 0 | 0 | 0 | 0
PS | 0 | 0 | 0 | 0 | 0 | 0
PV | 0 | 0 | 0 | 0 | 0 | 0
PeakG | 0 | 0 | 0 | 0 | 0 | 0
PeakO | 0 | 0 | 0 | 0 | 0 | 0
ST | 0 | 0 | 0 | 0 | 0 | 0
STOG | 0 | 0 | 0 | 0 | 0 | 0
STWD | 0 | 0 | 0 | 0 | 0 | 0
WT | 0 | 0 | 0 | 0 | 0 | 0
IGCC | 0 | 0 | 0 | 0 | 0 | 0
DemandResponse | 0 | 0 | 0 | 0 | 0 | 0
IGCC-CCS | 0 | 0 | 0 | 0 | 0 | 0
WT_off | 0 | 0 | 0 | 0 | 0 | 0
PseudoUnit | 0 | 0 | 0 | 0 | 0 | 0
FixedInterchange | 0 | 0 | 0 | 0 | 0 | 0
NOx Emissions (MMshortTons): NonRTO_Midwest
ReportingType | 2015 | 2020 | 2025 | 2030 | 2035 | 2040
BM | 0 | 0 | 0 | 0 | 0 | 0
CC | 0 | 0 | 0 | 0 | 0 | 0
CSP | 0 | 0 | 0 | 0 | 0 | 0
CT | 0 | 0 | 0 | 0 | 0 | 0
Coal | 0.03 | 0.01 | 0 | 0 | 0 | 0
Geo | 0 | 0 | 0 | 0 | 0 | 0
H | 0 | 0 | 0 | 0 | 0 | 0
LFG | 0 | 0 | 0 | 0 | 0 | 0
Nuc | 0 | 0 | 0 | 0 | 0 | 0
PS | 0 | 0 | 0 | 0 | 0 | 0
PV | 0 | 0 | 0 | 0 | 0 | 0
PeakG | 0 | 0 | 0 | 0 | 0 | 0
PeakO | 0 | 0 | 0 | 0 | 0 | 0
ST | 0 | 0 | 0 | 0 | 0 | 0
STOG | 0 | 0 | 0 | 0 | 0 | 0
STWD | 0 | 0 | 0 | 0 | 0 | 0
WT | 0 | 0 | 0 | 0 | 0 | 0
IGCC | 0 | 0 | 0 | 0 | 0 | 0
DemandResponse | 0 | 0 | 0 | 0 | 0 | 0
IGCC-CCS | 0 | 0 | 0 | 0 | 0 | 0
WT_off | 0 | 0 | 0 | 0 | 0 | 0
PseudoUnit | 0 | 0 | 0 | 0 | 0 | 0
FixedInterchange | 0 | 0 | 0 | 0 | 0 | 0
NOx Emissions (MMshortTons): NYISO_A-F
ReportingType | 2015 | 2020 | 2025 | 2030 | 2035 | 2040
BM | 0 | 0 | 0 | 0 | 0 | 0
CC | 0 | 0 | 0 | 0 | 0 | 0
CSP | 0 | 0 | 0 | 0 | 0 | 0
CT | 0 | 0 | 0 | 0 | 0 | 0
Coal | 0 | 0 | 0 | 0 | 0 | 0
Geo | 0 | 0 | 0 | 0 | 0 | 0
H | 0 | 0 | 0 | 0 | 0 | 0
LFG | 0 | 0 | 0 | 0 | 0 | 0
Nuc | 0 | 0 | 0 | 0 | 0 | 0
PS | 0 | 0 | 0 | 0 | 0 | 0
PV | 0 | 0 | 0 | 0 | 0 | 0
PeakG | 0 | 0 | 0 | 0 | 0 | 0
PeakO | 0 | 0 | 0 | 0 | 0 | 0
ST | 0 | 0 | 0 | 0 | 0 | 0
STOG | 0 | 0 | 0 | 0 | 0 | 0
STWD | 0 | 0 | 0 | 0 | 0 | 0
WT | 0 | 0 | 0 | 0 | 0 | 0
IGCC | 0 | 0 | 0 | 0 | 0 | 0
DemandResponse | 0 | 0 | 0 | 0 | 0 | 0
IGCC-CCS | 0 | 0 | 0 | 0 | 0 | 0
WT_off | 0 | 0 | 0 | 0 | 0 | 0
PseudoUnit | 0 | 0 | 0 | 0 | 0 | 0
FixedInterchange | 0 | 0 | 0 | 0 | 0 | 0
NOx Emissions (MMshortTons): NYISO_G-I
ReportingType | 2015 | 2020 | 2025 | 2030 | 2035 | 2040
BM | 0 | 0 | 0 | 0 | 0 | 0
CC | 0 | 0 | 0 | 0 | 0 | 0
CSP | 0 | 0 | 0 | 0 | 0 | 0
CT | 0 | 0 | 0 | 0 | 0 | 0
Coal | 0 | 0 | 0 | 0 | 0 | 0
Geo | 0 | 0 | 0 | 0 | 0 | 0
H | 0 | 0 | 0 | 0 | 0 | 0
LFG | 0 | 0 | 0 | 0 | 0 | 0
Nuc | 0 | 0 | 0 | 0 | 0 | 0
PS | 0 | 0 | 0 | 0 | 0 | 0
PV | 0 | 0 | 0 | 0 | 0 | 0
PeakG | 0 | 0 | 0 | 0 | 0 | 0
PeakO | 0 | 0 | 0 | 0 | 0 | 0
ST | 0 | 0 | 0 | 0 | 0 | 0
STOG | 0 | 0 | 0 | 0 | 0 | 0
STWD | 0 | 0 | 0 | 0 | 0 | 0
WT | 0 | 0 | 0 | 0 | 0 | 0
IGCC | 0 | 0 | 0 | 0 | 0 | 0
DemandResponse | 0 | 0 | 0 | 0 | 0 | 0
IGCC-CCS | 0 | 0 | 0 | 0 | 0 | 0
WT_off | 0 | 0 | 0 | 0 | 0 | 0
PseudoUnit | 0 | 0 | 0 | 0 | 0 | 0
FixedInterchange | 0 | 0 | 0 | 0 | 0 | 0
NOx Emissions (MMshortTons): NYISO_J-K
ReportingType | 2015 | 2020 | 2025 | 2030 | 2035 | 2040
BM | 0 | 0 | 0 | 0 | 0 | 0
CC | 0 | 0 | 0 | 0 | 0 | 0
CSP | 0 | 0 | 0 | 0 | 0 | 0
CT | 0 | 0 | 0 | 0 | 0 | 0
Coal | 0 | 0 | 0 | 0 | 0 | 0
Geo | 0 | 0 | 0 | 0 | 0 | 0
H | 0 | 0 | 0 | 0 | 0 | 0
LFG | 0 | 0 | 0 | 0 | 0 | 0
Nuc | 0 | 0 | 0 | 0 | 0 | 0
PS | 0 | 0 | 0 | 0 | 0 | 0
PV | 0 | 0 | 0 | 0 | 0 | 0
PeakG | 0 | 0 | 0 | 0 | 0 | 0
PeakO | 0 | 0 | 0 | 0 | 0 | 0
ST | 0 | 0 | 0 | 0 | 0 | 0
STOG | 0 | 0 | 0 | 0 | 0 | 0
STWD | 0 | 0 | 0 | 0 | 0 | 0
WT | 0 | 0 | 0 | 0 | 0 | 0
IGCC | 0 | 0 | 0 | 0 | 0 | 0
DemandResponse | 0 | 0 | 0 | 0 | 0 | 0
IGCC-CCS | 0 | 0 | 0 | 0 | 0 | 0
WT_off | 0 | 0 | 0 | 0 | 0 | 0
PseudoUnit | 0 | 0 | 0 | 0 | 0 | 0
FixedInterchange | 0 | 0 | 0 | 0 | 0 | 0
NOx Emissions (MMshortTons): PJM_E
ReportingType | 2015 | 2020 | 2025 | 2030 | 2035 | 2040
BM | 0 | 0 | 0 | 0 | 0 | 0
CC | 0 | 0 | 0 | 0 | 0 | 0
CSP | 0 | 0 | 0 | 0 | 0 | 0
CT | 0 | 0 | 0 | 0 | 0 | 0
Coal | 0 | 0 | 0 | 0 | 0 | 0
Geo | 0 | 0 | 0 | 0 | 0 | 0
H | 0 | 0 | 0 | 0 | 0 | 0
LFG | 0 | 0 | 0 | 0 | 0 | 0
Nuc | 0 | 0 | 0 | 0 | 0 | 0
PS | 0 | 0 | 0 | 0 | 0 | 0
PV | 0 | 0 | 0 | 0 | 0 | 0
PeakG | 0 | 0 | 0 | 0 | 0 | 0
PeakO | 0 | 0 | 0 | 0 | 0 | 0
ST | 0 | 0 | 0 | 0 | 0 | 0
STOG | 0 | 0 | 0 | 0 | 0 | 0
STWD | 0 | 0 | 0 | 0 | 0 | 0
WT | 0 | 0 | 0 | 0 | 0 | 0
IGCC | 0 | 0 | 0 | 0 | 0 | 0
DemandResponse | 0 | 0 | 0 | 0 | 0 | 0
IGCC-CCS | 0 | 0 | 0 | 0 | 0 | 0
WT_off | 0 | 0 | 0 | 0 | 0 | 0
PseudoUnit | 0 | 0 | 0 | 0 | 0 | 0
FixedInterchange | 0 | 0 | 0 | 0 | 0 | 0
NOx Emissions (MMshortTons): PJM_ROM
ReportingType | 2015 | 2020 | 2025 | 2030 | 2035 | 2040
BM | 0 | 0 | 0 | 0 | 0 | 0
CC | 0 | 0 | 0 | 0 | 0 | 0
CSP | 0 | 0 | 0 | 0 | 0 | 0
CT | 0 | 0 | 0 | 0 | 0 | 0
Coal | 0.01 | 0 | 0 | 0 | 0 | 0
Geo | 0 | 0 | 0 | 0 | 0 | 0
H | 0 | 0 | 0 | 0 | 0 | 0
LFG | 0 | 0 | 0 | 0 | 0 | 0
Nuc | 0 | 0 | 0 | 0 | 0 | 0
PS | 0 | 0 | 0 | 0 | 0 | 0
PV | 0 | 0 | 0 | 0 | 0 | 0
PeakG | 0 | 0 | 0 | 0 | 0 | 0
PeakO | 0 | 0 | 0 | 0 | 0 | 0
ST | 0 | 0 | 0 | 0 | 0 | 0
STOG | 0 | 0 | 0 | 0 | 0 | 0
STWD | 0 | 0 | 0 | 0 | 0 | 0
WT | 0 | 0 | 0 | 0 | 0 | 0
IGCC | 0 | 0 | 0 | 0 | 0 | 0
DemandResponse | 0 | 0 | 0 | 0 | 0 | 0
IGCC-CCS | 0 | 0 | 0 | 0 | 0 | 0
WT_off | 0 | 0 | 0 | 0 | 0 | 0
PseudoUnit | 0 | 0 | 0 | 0 | 0 | 0
FixedInterchange | 0 | 0 | 0 | 0 | 0 | 0
NOx Emissions (MMshortTons): PJM_ROR
ReportingType | 2015 | 2020 | 2025 | 2030 | 2035 | 2040
BM | 0 | 0 | 0 | 0 | 0 | 0
CC | 0.01 | 0.01 | 0.01 | 0.01 | 0.01 | 0
CSP | 0 | 0 | 0 | 0 | 0 | 0
CT | 0 | 0 | 0 | 0 | 0 | 0
Coal | 0.15 | 0.04 | 0 | 0 | 0 | 0
Geo | 0 | 0 | 0 | 0 | 0 | 0
H | 0 | 0 | 0 | 0 | 0 | 0
LFG | 0 | 0 | 0 | 0 | 0 | 0
Nuc | 0 | 0 | 0 | 0 | 0 | 0
PS | 0 | 0 | 0 | 0 | 0 | 0
PV | 0 | 0 | 0 | 0 | 0 | 0
PeakG | 0 | 0 | 0 | 0 | 0 | 0
PeakO | 0 | 0 | 0 | 0 | 0 | 0
ST | 0 | 0 | 0 | 0 | 0 | 0
STOG | 0 | 0 | 0 | 0 | 0 | 0
STWD | 0 | 0 | 0 | 0 | 0 | 0
WT | 0 | 0 | 0 | 0 | 0 | 0
IGCC | 0 | 0 | 0 | 0 | 0 | 0
DemandResponse | 0 | 0 | 0 | 0 | 0 | 0
IGCC-CCS | 0 | 0 | 0 | 0 | 0 | 0
WT_off | 0 | 0 | 0 | 0 | 0 | 0
PseudoUnit | 0 | 0 | 0 | 0 | 0 | 0
FixedInterchange | 0 | 0 | 0 | 0 | 0 | 0
NOx Emissions (MMshortTons): SOCO
ReportingType | 2015 | 2020 | 2025 | 2030 | 2035 | 2040
BM | 0 | 0 | 0 | 0 | 0 | 0
CC | 0.01 | 0.01 | 0.01 | 0.01 | 0 | 0
CSP | 0 | 0 | 0 | 0 | 0 | 0
CT | 0 | 0 | 0 | 0 | 0 | 0
Coal | 0.03 | 0 | 0 | 0 | 0 | 0
Geo | 0 | 0 | 0 | 0 | 0 | 0
H | 0 | 0 | 0 | 0 | 0 | 0
LFG | 0 | 0 | 0 | 0 | 0 | 0
Nuc | 0 | 0 | 0 | 0 | 0 | 0
PS | 0 | 0 | 0 | 0 | 0 | 0
PV | 0 | 0 | 0 | 0 | 0 | 0
PeakG | 0 | 0 | 0 | 0 | 0 | 0
PeakO | 0 | 0 | 0 | 0 | 0 | 0
ST | 0 | 0 | 0 | 0 | 0 | 0
STOG | 0 | 0 | 0 | 0 | 0 | 0
STWD | 0 | 0 | 0 | 0 | 0 | 0
WT | 0 | 0 | 0 | 0 | 0 | 0
IGCC | 0 | 0 | 0 | 0 | 0 | 0
DemandResponse | 0 | 0 | 0 | 0 | 0 | 0
IGCC-CCS | 0 | 0 | 0 | 0 | 0 | 0
WT_off | 0 | 0 | 0 | 0 | 0 | 0
PseudoUnit | 0 | 0 | 0 | 0 | 0 | 0
FixedInterchange | 0 | 0 | 0 | 0 | 0 | 0
NOx Emissions (MMshortTons): SPP_N
ReportingType | 2015 | 2020 | 2025 | 2030 | 2035 | 2040
BM | 0 | 0 | 0 | 0 | 0 | 0
CC | 0 | 0 | 0 | 0 | 0 | 0
CSP | 0 | 0 | 0 | 0 | 0 | 0
CT | 0 | 0 | 0 | 0 | 0 | 0
Coal | 0.06 | 0.01 | 0 | 0 | 0 | 0
Geo | 0 | 0 | 0 | 0 | 0 | 0
H | 0 | 0 | 0 | 0 | 0 | 0
LFG | 0 | 0 | 0 | 0 | 0 | 0
Nuc | 0 | 0 | 0 | 0 | 0 | 0
PS | 0 | 0 | 0 | 0 | 0 | 0
PV | 0 | 0 | 0 | 0 | 0 | 0
PeakG | 0 | 0 | 0 | 0 | 0 | 0
PeakO | 0 | 0 | 0 | 0 | 0 | 0
ST | 0 | 0 | 0 | 0 | 0 | 0
STOG | 0 | 0 | 0 | 0 | 0 | 0
STWD | 0 | 0 | 0 | 0 | 0 | 0
WT | 0 | 0 | 0 | 0 | 0 | 0
IGCC | 0 | 0 | 0 | 0 | 0 | 0
DemandResponse | 0 | 0 | 0 | 0 | 0 | 0
IGCC-CCS | 0 | 0 | 0 | 0 | 0 | 0
WT_off | 0 | 0 | 0 | 0 | 0 | 0
PseudoUnit | 0 | 0 | 0 | 0 | 0 | 0
FixedInterchange | 0 | 0 | 0 | 0 | 0 | 0
NOx Emissions (MMshortTons): SPP_S
ReportingType | 2015 | 2020 | 2025 | 2030 | 2035 | 2040
BM | 0 | 0 | 0 | 0 | 0 | 0
CC | 0 | 0 | 0 | 0 | 0 | 0
CSP | 0 | 0 | 0 | 0 | 0 | 0
CT | 0 | 0 | 0 | 0 | 0 | 0
Coal | 0.1 | 0 | 0 | 0 | 0 | 0
Geo | 0 | 0 | 0 | 0 | 0 | 0
H | 0 | 0 | 0 | 0 | 0 | 0
LFG | 0 | 0 | 0 | 0 | 0 | 0
Nuc | 0 | 0 | 0 | 0 | 0 | 0
PS | 0 | 0 | 0 | 0 | 0 | 0
PV | 0 | 0 | 0 | 0 | 0 | 0
PeakG | 0 | 0 | 0 | 0 | 0 | 0
PeakO | 0 | 0 | 0 | 0 | 0 | 0
ST | 0 | 0 | 0 | 0 | 0 | 0
STOG | 0 | 0 | 0 | 0 | 0 | 0
STWD | 0 | 0 | 0 | 0 | 0 | 0
WT | 0 | 0 | 0 | 0 | 0 | 0
IGCC | 0 | 0 | 0 | 0 | 0 | 0
DemandResponse | 0 | 0 | 0 | 0 | 0 | 0
IGCC-CCS | 0 | 0 | 0 | 0 | 0 | 0
WT_off | 0 | 0 | 0 | 0 | 0 | 0
PseudoUnit | 0 | 0 | 0 | 0 | 0 | 0
FixedInterchange | 0 | 0 | 0 | 0 | 0 | 0
NOx Emissions (MMshortTons): TVA
ReportingType | 2015 | 2020 | 2025 | 2030 | 2035 | 2040
BM | 0 | 0 | 0 | 0 | 0 | 0
CC | 0 | 0 | 0 | 0 | 0 | 0
CSP | 0 | 0 | 0 | 0 | 0 | 0
CT | 0 | 0 | 0 | 0 | 0 | 0
Coal | 0.02 | 0.01 | 0 | 0 | 0 | 0
Geo | 0 | 0 | 0 | 0 | 0 | 0
H | 0 | 0 | 0 | 0 | 0 | 0
LFG | 0 | 0 | 0 | 0 | 0 | 0
Nuc | 0 | 0 | 0 | 0 | 0 | 0
PS | 0 | 0 | 0 | 0 | 0 | 0
PV | 0 | 0 | 0 | 0 | 0 | 0
PeakG | 0 | 0 | 0 | 0 | 0 | 0
PeakO | 0 | 0 | 0 | 0 | 0 | 0
ST | 0 | 0 | 0 | 0 | 0 | 0
STOG | 0 | 0 | 0 | 0 | 0 | 0
STWD | 0 | 0 | 0 | 0 | 0 | 0
WT | 0 | 0 | 0 | 0 | 0 | 0
IGCC | 0 | 0 | 0 | 0 | 0 | 0
DemandResponse | 0 | 0 | 0 | 0 | 0 | 0
IGCC-CCS | 0 | 0 | 0 | 0 | 0 | 0
WT_off | 0 | 0 | 0 | 0 | 0 | 0
PseudoUnit | 0 | 0 | 0 | 0 | 0 | 0
FixedInterchange | 0 | 0 | 0 | 0 | 0 | 0
NOx Emissions (MMshortTons): TVA_Transmission
ReportingType | 2015 | 2020 | 2025 | 2030 | 2035 | 2040
BM | 0 | 0 | 0 | 0 | 0 | 0
CC | 0 | 0 | 0 | 0 | 0 | 0
CSP | 0 | 0 | 0 | 0 | 0 | 0
CT | 0 | 0 | 0 | 0 | 0 | 0
Coal | 0 | 0 | 0 | 0 | 0 | 0
Geo | 0 | 0 | 0 | 0 | 0 | 0
H | 0 | 0 | 0 | 0 | 0 | 0
LFG | 0 | 0 | 0 | 0 | 0 | 0
Nuc | 0 | 0 | 0 | 0 | 0 | 0
PS | 0 | 0 | 0 | 0 | 0 | 0
PV | 0 | 0 | 0 | 0 | 0 | 0
PeakG | 0 | 0 | 0 | 0 | 0 | 0
PeakO | 0 | 0 | 0 | 0 | 0 | 0
ST | 0 | 0 | 0 | 0 | 0 | 0
STOG | 0 | 0 | 0 | 0 | 0 | 0
STWD | 0 | 0 | 0 | 0 | 0 | 0
WT | 0 | 0 | 0 | 0 | 0 | 0
IGCC | 0 | 0 | 0 | 0 | 0 | 0
DemandResponse | 0 | 0 | 0 | 0 | 0 | 0
IGCC-CCS | 0 | 0 | 0 | 0 | 0 | 0
WT_off | 0 | 0 | 0 | 0 | 0 | 0
PseudoUnit | 0 | 0 | 0 | 0 | 0 | 0
FixedInterchange | 0 | 0 | 0 | 0 | 0 | 0
NOx Emissions (MMshortTons): VACAR
ReportingType | 2015 | 2020 | 2025 | 2030 | 2035 | 2040
BM | 0 | 0 | 0 | 0 | 0 | 0
CC | 0.01 | 0.01 | 0.01 | 0 | 0 | 0
CSP | 0 | 0 | 0 | 0 | 0 | 0
CT | 0 | 0 | 0 | 0 | 0 | 0
Coal | 0.01 | 0 | 0 | 0 | 0 | 0
Geo | 0 | 0 | 0 | 0 | 0 | 0
H | 0 | 0 | 0 | 0 | 0 | 0
LFG | 0 | 0 | 0 | 0 | 0 | 0
Nuc | 0 | 0 | 0 | 0 | 0 | 0
PS | 0 | 0 | 0 | 0 | 0 | 0
PV | 0 | 0 | 0 | 0 | 0 | 0
PeakG | 0 | 0 | 0 | 0 | 0 | 0
PeakO | 0 | 0 | 0 | 0 | 0 | 0
ST | 0 | 0 | 0 | 0 | 0 | 0
STOG | 0 | 0 | 0 | 0 | 0 | 0
STWD | 0 | 0 | 0 | 0 | 0 | 0
WT | 0 | 0 | 0 | 0 | 0 | 0
IGCC | 0 | 0 | 0 | 0 | 0 | 0
DemandResponse | 0 | 0 | 0 | 0 | 0 | 0
IGCC-CCS | 0 | 0 | 0 | 0 | 0 | 0
WT_off | 0 | 0 | 0 | 0 | 0 | 0
PseudoUnit | 0 | 0 | 0 | 0 | 0 | 0
FixedInterchange | 0 | 0 | 0 | 0 | 0 | 0
NOx Emissions (MMshortTons): IESO
ReportingType | 2015 | 2020 | 2025 | 2030 | 2035 | 2040
BM | 0 | 0 | 0 | 0 | 0 | 0
CC | 0 | 0 | 0 | 0 | 0 | 0
CSP | 0 | 0 | 0 | 0 | 0 | 0
CT | 0 | 0 | 0 | 0 | 0 | 0
Coal | 0 | 0 | 0 | 0 | 0 | 0
Geo | 0 | 0 | 0 | 0 | 0 | 0
H | 0 | 0 | 0 | 0 | 0 | 0
LFG | 0 | 0 | 0 | 0 | 0 | 0
Nuc | 0 | 0 | 0 | 0 | 0 | 0
PS | 0 | 0 | 0 | 0 | 0 | 0
PV | 0 | 0 | 0 | 0 | 0 | 0
PeakG | 0 | 0 | 0 | 0 | 0 | 0
PeakO | 0 | 0 | 0 | 0 | 0 | 0
ST | 0 | 0 | 0 | 0 | 0 | 0
STOG | 0 | 0 | 0 | 0 | 0 | 0
STWD | 0 | 0 | 0 | 0 | 0 | 0
WT | 0 | 0 | 0 | 0 | 0 | 0
IGCC | 0 | 0 | 0 | 0 | 0 | 0
DemandResponse | 0 | 0 | 0 | 0 | 0 | 0
IGCC-CCS | 0 | 0 | 0 | 0 | 0 | 0
WT_off | 0 | 0 | 0 | 0 | 0 | 0
PseudoUnit | 0 | 0 | 0 | 0 | 0 | 0
FixedInterchange | 0 | 0 | 0 | 0 | 0 | 0
NOx Emissions (MMshortTons): MAPP_CA
ReportingType | 2015 | 2020 | 2025 | 2030 | 2035 | 2040
BM | 0 | 0 | 0 | 0 | 0 | 0
CC | 0 | 0 | 0 | 0 | 0 | 0
CSP | 0 | 0 | 0 | 0 | 0 | 0
CT | 0 | 0 | 0 | 0 | 0 | 0
Coal | 0 | 0 | 0 | 0 | 0 | 0
Geo | 0 | 0 | 0 | 0 | 0 | 0
H | 0 | 0 | 0 | 0 | 0 | 0
LFG | 0 | 0 | 0 | 0 | 0 | 0
Nuc | 0 | 0 | 0 | 0 | 0 | 0
PS | 0 | 0 | 0 | 0 | 0 | 0
PV | 0 | 0 | 0 | 0 | 0 | 0
PeakG | 0 | 0 | 0 | 0 | 0 | 0
PeakO | 0 | 0 | 0 | 0 | 0 | 0
ST | 0 | 0 | 0 | 0 | 0 | 0
STOG | 0 | 0 | 0 | 0 | 0 | 0
STWD | 0 | 0 | 0 | 0 | 0 | 0
WT | 0 | 0 | 0 | 0 | 0 | 0
IGCC | 0 | 0 | 0 | 0 | 0 | 0
DemandResponse | 0 | 0 | 0 | 0 | 0 | 0
IGCC-CCS | 0 | 0 | 0 | 0 | 0 | 0
WT_off | 0 | 0 | 0 | 0 | 0 | 0
PseudoUnit | 0 | 0 | 0 | 0 | 0 | 0
FixedInterchange | 0 | 0 | 0 | 0 | 0 | 0
NOx Emissions (MMshortTons): AZ_NM_SNV_Coal
ReportingType | 2015 | 2020 | 2025 | 2030 | 2035 | 2040
BM | 0 | 0 | 0 | 0 | 0 | 0
CC | 0 | 0 | 0 | 0 | 0 | 0
CSP | 0 | 0 | 0 | 0 | 0 | 0
CT | 0 | 0 | 0 | 0 | 0 | 0
Coal | 0.11 | 0.07 | 0 | 0 | 0 | 0
Geo | 0 | 0 | 0 | 0 | 0 | 0
H | 0 | 0 | 0 | 0 | 0 | 0
LFG | 0 | 0 | 0 | 0 | 0 | 0
Nuc | 0 | 0 | 0 | 0 | 0 | 0
PS | 0 | 0 | 0 | 0 | 0 | 0
PV | 0 | 0 | 0 | 0 | 0 | 0
PeakG | 0 | 0 | 0 | 0 | 0 | 0
PeakO | 0 | 0 | 0 | 0 | 0 | 0
ST | 0 | 0 | 0 | 0 | 0 | 0
STOG | 0 | 0 | 0 | 0 | 0 | 0
STWD | 0 | 0 | 0 | 0 | 0 | 0
WT | 0 | 0 | 0 | 0 | 0 | 0
IGCC | 0 | 0 | 0 | 0 | 0 | 0
DemandResponse | 0 | 0 | 0 | 0 | 0 | 0
IGCC-CCS | 0 | 0 | 0 | 0 | 0 | 0
WT_off | 0 | 0 | 0 | 0 | 0 | 0
PseudoUnit | 0 | 0 | 0 | 0 | 0 | 0
FixedInterchange | 0 | 0 | 0 | 0 | 0 | 0
NOx Emissions (MMshortTons): AZ_NM_SNV_Gas
ReportingType | 2015 | 2020 | 2025 | 2030 | 2035 | 2040
BM | 0 | 0 | 0 | 0 | 0 | 0
CC | 0 | 0 | 0.01 | 0 | 0 | 0
CSP | 0 | 0 | 0 | 0 | 0 | 0
CT | 0 | 0 | 0 | 0 | 0 | 0
Coal | 0 | 0 | 0 | 0 | 0 | 0
Geo | 0 | 0 | 0 | 0 | 0 | 0
H | 0 | 0 | 0 | 0 | 0 | 0
LFG | 0 | 0 | 0 | 0 | 0 | 0
Nuc | 0 | 0 | 0 | 0 | 0 | 0
PS | 0 | 0 | 0 | 0 | 0 | 0
PV | 0 | 0 | 0 | 0 | 0 | 0
PeakG | 0 | 0 | 0 | 0 | 0 | 0
PeakO | 0 | 0 | 0 | 0 | 0 | 0
ST | 0 | 0 | 0 | 0 | 0 | 0
STOG | 0 | 0 | 0 | 0 | 0 | 0
STWD | 0 | 0 | 0 | 0 | 0 | 0
WT | 0 | 0 | 0 | 0 | 0 | 0
IGCC | 0 | 0 | 0 | 0 | 0 | 0
DemandResponse | 0 | 0 | 0 | 0 | 0 | 0
IGCC-CCS | 0 | 0 | 0 | 0 | 0 | 0
WT_off | 0 | 0 | 0 | 0 | 0 | 0
PseudoUnit | 0 | 0 | 0 | 0 | 0 | 0
FixedInterchange | 0 | 0 | 0 | 0 | 0 | 0
NOx Emissions (MMshortTons): AZ_NM_SNV_NucRenew
ReportingType | 2015 | 2020 | 2025 | 2030 | 2035 | 2040
BM | 0 | 0 | 0 | 0 | 0 | 0
CC | 0 | 0 | 0 | 0 | 0 | 0
CSP | 0 | 0 | 0 | 0 | 0 | 0
CT | 0 | 0 | 0 | 0 | 0 | 0
Coal | 0 | 0 | 0 | 0 | 0 | 0
Geo | 0 | 0 | 0 | 0 | 0 | 0
H | 0 | 0 | 0 | 0 | 0 | 0
LFG | 0 | 0 | 0 | 0 | 0 | 0
Nuc | 0 | 0 | 0 | 0 | 0 | 0
PS | 0 | 0 | 0 | 0 | 0 | 0
PV | 0 | 0 | 0 | 0 | 0 | 0
PeakG | 0 | 0 | 0 | 0 | 0 | 0
PeakO | 0 | 0 | 0 | 0 | 0 | 0
ST | 0 | 0 | 0 | 0 | 0 | 0
STOG | 0 | 0 | 0 | 0 | 0 | 0
STWD | 0 | 0 | 0 | 0 | 0 | 0
WT | 0 | 0 | 0 | 0 | 0 | 0
IGCC | 0 | 0 | 0 | 0 | 0 | 0
DemandResponse | 0 | 0 | 0 | 0 | 0 | 0
IGCC-CCS | 0 | 0 | 0 | 0 | 0 | 0
WT_off | 0 | 0 | 0 | 0 | 0 | 0
PseudoUnit | 0 | 0 | 0 | 0 | 0 | 0
FixedInterchange | 0 | 0 | 0 | 0 | 0 | 0
NOx Emissions (MMshortTons): ERCOT
ReportingType | 2015 | 2020 | 2025 | 2030 | 2035 | 2040
BM | 0 | 0 | 0 | 0 | 0 | 0
CC | 0.01 | 0.01 | 0.01 | 0.01 | 0 | 0
CSP | 0 | 0 | 0 | 0 | 0 | 0
CT | 0 | 0 | 0 | 0 | 0 | 0
Coal | 0.02 | 0.01 | 0 | 0 | 0 | 0
Geo | 0 | 0 | 0 | 0 | 0 | 0
H | 0 | 0 | 0 | 0 | 0 | 0
LFG | 0 | 0 | 0 | 0 | 0 | 0
Nuc | 0 | 0 | 0 | 0 | 0 | 0
PS | 0 | 0 | 0 | 0 | 0 | 0
PV | 0 | 0 | 0 | 0 | 0 | 0
PeakG | 0 | 0 | 0 | 0 | 0 | 0
PeakO | 0 | 0 | 0 | 0 | 0 | 0
ST | 0 | 0 | 0 | 0 | 0 | 0
STOG | 0 | 0 | 0 | 0 | 0 | 0
STWD | 0 | 0 | 0 | 0 | 0 | 0
WT | 0 | 0 | 0 | 0 | 0 | 0
IGCC | 0 | 0 | 0 | 0 | 0 | 0
DemandResponse | 0 | 0 | 0 | 0 | 0 | 0
IGCC-CCS | 0 | 0 | 0 | 0 | 0 | 0
WT_off | 0 | 0 | 0 | 0 | 0 | 0
PseudoUnit | 0 | 0 | 0 | 0 | 0 | 0
FixedInterchange | 0 | 0 | 0 | 0 | 0 | 0
NOx Emissions (MMshortTons): NP15
ReportingType | 2015 | 2020 | 2025 | 2030 | 2035 | 2040
BM | 0 | 0 | 0 | 0 | 0 | 0
CC | 0 | 0 | 0 | 0 | 0 | 0
CSP | 0 | 0 | 0 | 0 | 0 | 0
CT | 0 | 0 | 0 | 0 | 0 | 0
Coal | 0 | 0 | 0 | 0 | 0 | 0
Geo | 0 | 0 | 0 | 0 | 0 | 0
H | 0 | 0 | 0 | 0 | 0 | 0
LFG | 0 | 0 | 0 | 0 | 0 | 0
Nuc | 0 | 0 | 0 | 0 | 0 | 0
PS | 0 | 0 | 0 | 0 | 0 | 0
PV | 0 | 0 | 0 | 0 | 0 | 0
PeakG | 0 | 0 | 0 | 0 | 0 | 0
PeakO | 0 | 0 | 0 | 0 | 0 | 0
ST | 0 | 0 | 0 | 0 | 0 | 0
STOG | 0 | 0 | 0 | 0 | 0 | 0
STWD | 0 | 0 | 0 | 0 | 0 | 0
WT | 0 | 0 | 0 | 0 | 0 | 0
IGCC | 0 | 0 | 0 | 0 | 0 | 0
DemandResponse | 0 | 0 | 0 | 0 | 0 | 0
IGCC-CCS | 0 | 0 | 0 | 0 | 0 | 0
WT_off | 0 | 0 | 0 | 0 | 0 | 0
PseudoUnit | 0 | 0 | 0 | 0 | 0 | 0
FixedInterchange | 0 | 0 | 0 | 0 | 0 | 0
NOx Emissions (MMshortTons): NWPP_Coal
ReportingType | 2015 | 2020 | 2025 | 2030 | 2035 | 2040
BM | 0 | 0 | 0 | 0 | 0 | 0
CC | 0 | 0 | 0 | 0 | 0 | 0
CSP | 0 | 0 | 0 | 0 | 0 | 0
CT | 0 | 0 | 0 | 0 | 0 | 0
Coal | 0.08 | 0.06 | 0 | 0 | 0 | 0
Geo | 0 | 0 | 0 | 0 | 0 | 0
H | 0 | 0 | 0 | 0 | 0 | 0
LFG | 0 | 0 | 0 | 0 | 0 | 0
Nuc | 0 | 0 | 0 | 0 | 0 | 0
PS | 0 | 0 | 0 | 0 | 0 | 0
PV | 0 | 0 | 0 | 0 | 0 | 0
PeakG | 0 | 0 | 0 | 0 | 0 | 0
PeakO | 0 | 0 | 0 | 0 | 0 | 0
ST | 0 | 0 | 0 | 0 | 0 | 0
STOG | 0 | 0 | 0 | 0 | 0 | 0
STWD | 0 | 0 | 0 | 0 | 0 | 0
WT | 0 | 0 | 0 | 0 | 0 | 0
IGCC | 0 | 0 | 0 | 0 | 0 | 0
DemandResponse | 0 | 0 | 0 | 0 | 0 | 0
IGCC-CCS | 0 | 0 | 0 | 0 | 0 | 0
WT_off | 0 | 0 | 0 | 0 | 0 | 0
PseudoUnit | 0 | 0 | 0 | 0 | 0 | 0
FixedInterchange | 0 | 0 | 0 | 0 | 0 | 0
NOx Emissions (MMshortTons): NWPP_Gas
ReportingType | 2015 | 2020 | 2025 | 2030 | 2035 | 2040
BM | 0 | 0 | 0 | 0 | 0 | 0
CC | 0 | 0 | 0 | 0 | 0 | 0
CSP | 0 | 0 | 0 | 0 | 0 | 0
CT | 0 | 0 | 0 | 0 | 0 | 0
Coal | 0 | 0 | 0 | 0 | 0 | 0
Geo | 0 | 0 | 0 | 0 | 0 | 0
H | 0 | 0 | 0 | 0 | 0 | 0
LFG | 0 | 0 | 0 | 0 | 0 | 0
Nuc | 0 | 0 | 0 | 0 | 0 | 0
PS | 0 | 0 | 0 | 0 | 0 | 0
PV | 0 | 0 | 0 | 0 | 0 | 0
PeakG | 0 | 0 | 0 | 0 | 0 | 0
PeakO | 0 | 0 | 0 | 0 | 0 | 0
ST | 0 | 0 | 0 | 0 | 0 | 0
STOG | 0 | 0 | 0 | 0 | 0 | 0
STWD | 0 | 0 | 0 | 0 | 0 | 0
WT | 0 | 0 | 0 | 0 | 0 | 0
IGCC | 0 | 0 | 0 | 0 | 0 | 0
DemandResponse | 0 | 0 | 0 | 0 | 0 | 0
IGCC-CCS | 0 | 0 | 0 | 0 | 0 | 0
WT_off | 0 | 0 | 0 | 0 | 0 | 0
PseudoUnit | 0 | 0 | 0 | 0 | 0 | 0
FixedInterchange | 0 | 0 | 0 | 0 | 0 | 0
NOx Emissions (MMshortTons): NWPP_NucRenew
ReportingType | 2015 | 2020 | 2025 | 2030 | 2035 | 2040
BM | 0 | 0 | 0 | 0 | 0 | 0
CC | 0 | 0 | 0 | 0 | 0 | 0
CSP | 0 | 0 | 0 | 0 | 0 | 0
CT | 0 | 0 | 0 | 0 | 0 | 0
Coal | 0 | 0 | 0 | 0 | 0 | 0
Geo | 0 | 0 | 0 | 0 | 0 | 0
H | 0 | 0 | 0 | 0 | 0 | 0
LFG | 0 | 0 | 0 | 0 | 0 | 0
Nuc | 0 | 0 | 0 | 0 | 0 | 0
PS | 0 | 0 | 0 | 0 | 0 | 0
PV | 0 | 0 | 0 | 0 | 0 | 0
PeakG | 0 | 0 | 0 | 0 | 0 | 0
PeakO | 0 | 0 | 0 | 0 | 0 | 0
ST | 0 | 0 | 0 | 0 | 0 | 0
STOG | 0 | 0 | 0 | 0 | 0 | 0
STWD | 0 | 0 | 0 | 0 | 0 | 0
WT | 0 | 0 | 0 | 0 | 0 | 0
IGCC | 0 | 0 | 0 | 0 | 0 | 0
DemandResponse | 0 | 0 | 0 | 0 | 0 | 0
IGCC-CCS | 0 | 0 | 0 | 0 | 0 | 0
WT_off | 0 | 0 | 0 | 0 | 0 | 0
PseudoUnit | 0 | 0 | 0 | 0 | 0 | 0
FixedInterchange | 0 | 0 | 0 | 0 | 0 | 0
NOx Emissions (MMshortTons): RMPA
ReportingType | 2015 | 2020 | 2025 | 2030 | 2035 | 2040
BM | 0 | 0 | 0 | 0 | 0 | 0
CC | 0 | 0 | 0 | 0 | 0 | 0
CSP | 0 | 0 | 0 | 0 | 0 | 0
CT | 0 | 0 | 0 | 0 | 0 | 0
Coal | 0.06 | 0.04 | 0 | 0 | 0 | 0
Geo | 0 | 0 | 0 | 0 | 0 | 0
H | 0 | 0 | 0 | 0 | 0 | 0
LFG | 0 | 0 | 0 | 0 | 0 | 0
Nuc | 0 | 0 | 0 | 0 | 0 | 0
PS | 0 | 0 | 0 | 0 | 0 | 0
PV | 0 | 0 | 0 | 0 | 0 | 0
PeakG | 0 | 0 | 0 | 0 | 0 | 0
PeakO | 0 | 0 | 0 | 0 | 0 | 0
ST | 0 | 0 | 0 | 0 | 0 | 0
STOG | 0 | 0 | 0 | 0 | 0 | 0
STWD | 0 | 0 | 0 | 0 | 0 | 0
WT | 0 | 0 | 0 | 0 | 0 | 0
IGCC | 0 | 0 | 0 | 0 | 0 | 0
DemandResponse | 0 | 0 | 0 | 0 | 0 | 0
IGCC-CCS | 0 | 0 | 0 | 0 | 0 | 0
WT_off | 0 | 0 | 0 | 0 | 0 | 0
PseudoUnit | 0 | 0 | 0 | 0 | 0 | 0
FixedInterchange | 0 | 0 | 0 | 0 | 0 | 0
NOx Emissions (MMshortTons): SP15
ReportingType | 2015 | 2020 | 2025 | 2030 | 2035 | 2040
BM | 0 | 0 | 0 | 0 | 0 | 0
CC | 0.01 | 0 | 0 | 0 | 0 | 0
CSP | 0 | 0 | 0 | 0 | 0 | 0
CT | 0 | 0 | 0 | 0 | 0 | 0
Coal | 0 | 0 | 0 | 0 | 0 | 0
Geo | 0 | 0 | 0 | 0 | 0 | 0
H | 0 | 0 | 0 | 0 | 0 | 0
LFG | 0 | 0 | 0 | 0 | 0 | 0
Nuc | 0 | 0 | 0 | 0 | 0 | 0
PS | 0 | 0 | 0 | 0 | 0 | 0
PV | 0 | 0 | 0 | 0 | 0 | 0
PeakG | 0 | 0 | 0 | 0 | 0 | 0
PeakO | 0 | 0 | 0 | 0 | 0 | 0
ST | 0 | 0 | 0 | 0 | 0 | 0
STOG | 0 | 0 | 0 | 0 | 0 | 0
STWD | 0 | 0 | 0 | 0 | 0 | 0
WT | 0 | 0 | 0 | 0 | 0 | 0
IGCC | 0 | 0 | 0 | 0 | 0 | 0
DemandResponse | 0 | 0 | 0 | 0 | 0 | 0
IGCC-CCS | 0 | 0 | 0 | 0 | 0 | 0
WT_off | 0 | 0 | 0 | 0 | 0 | 0
PseudoUnit | 0 | 0 | 0 | 0 | 0 | 0
FixedInterchange | 0 | 0 | 0 | 0 | 0 | 0
NOx Emissions (MMshortTons): ALB
ReportingType | 2015 | 2020 | 2025 | 2030 | 2035 | 2040
BM | 0 | 0 | 0 | 0 | 0 | 0
CC | 0 | 0 | 0 | 0 | 0 | 0
CSP | 0 | 0 | 0 | 0 | 0 | 0
CT | 0 | 0 | 0 | 0 | 0 | 0
Coal | 0.01 | 0.01 | 0.01 | 0 | 0 | 0
Geo | 0 | 0 | 0 | 0 | 0 | 0
H | 0 | 0 | 0 | 0 | 0 | 0
LFG | 0 | 0 | 0 | 0 | 0 | 0
Nuc | 0 | 0 | 0 | 0 | 0 | 0
PS | 0 | 0 | 0 | 0 | 0 | 0
PV | 0 | 0 | 0 | 0 | 0 | 0
PeakG | 0 | 0 | 0 | 0 | 0 | 0
PeakO | 0 | 0 | 0 | 0 | 0 | 0
ST | 0 | 0 | 0 | 0 | 0 | 0
STOG | 0 | 0 | 0 | 0 | 0 | 0
STWD | 0 | 0 | 0 | 0 | 0 | 0
WT | 0 | 0 | 0 | 0 | 0 | 0
IGCC | 0 | 0 | 0 | 0 | 0 | 0
DemandResponse | 0 | 0 | 0 | 0 | 0 | 0
IGCC-CCS | 0 | 0 | 0 | 0 | 0 | 0
WT_off | 0 | 0 | 0 | 0 | 0 | 0
PseudoUnit | 0 | 0 | 0 | 0 | 0 | 0
FixedInterchange | 0 | 0 | 0 | 0 | 0 | 0
NOx Emissions (MMshortTons): BC
ReportingType | 2015 | 2020 | 2025 | 2030 | 2035 | 2040
BM | 0 | 0 | 0 | 0 | 0 | 0
CC | 0 | 0 | 0 | 0 | 0 | 0
CSP | 0 | 0 | 0 | 0 | 0 | 0
CT | 0 | 0 | 0 | 0 | 0 | 0
Coal | 0 | 0 | 0 | 0 | 0 | 0
Geo | 0 | 0 | 0 | 0 | 0 | 0
H | 0 | 0 | 0 | 0 | 0 | 0
LFG | 0 | 0 | 0 | 0 | 0 | 0
Nuc | 0 | 0 | 0 | 0 | 0 | 0
PS | 0 | 0 | 0 | 0 | 0 | 0
PV | 0 | 0 | 0 | 0 | 0 | 0
PeakG | 0 | 0 | 0 | 0 | 0 | 0
PeakO | 0 | 0 | 0 | 0 | 0 | 0
ST | 0 | 0 | 0 | 0 | 0 | 0
STOG | 0 | 0 | 0 | 0 | 0 | 0
STWD | 0 | 0 | 0 | 0 | 0 | 0
WT | 0 | 0 | 0 | 0 | 0 | 0
IGCC | 0 | 0 | 0 | 0 | 0 | 0
DemandResponse | 0 | 0 | 0 | 0 | 0 | 0
IGCC-CCS | 0 | 0 | 0 | 0 | 0 | 0
WT_off | 0 | 0 | 0 | 0 | 0 | 0
PseudoUnit | 0 | 0 | 0 | 0 | 0 | 0
FixedInterchange | 0 | 0 | 0 | 0 | 0 | 0
NOx Emissions (MMshortTons): HQ_IESO
ReportingType | 2015 | 2020 | 2025 | 2030 | 2035 | 2040
BM | 0 | 0 | 0 | 0 | 0 | 0
CC | 0 | 0 | 0 | 0 | 0 | 0
CSP | 0 | 0 | 0 | 0 | 0 | 0
CT | 0 | 0 | 0 | 0 | 0 | 0
Coal | 0 | 0 | 0 | 0 | 0 | 0
Geo | 0 | 0 | 0 | 0 | 0 | 0
H | 0 | 0 | 0 | 0 | 0 | 0
LFG | 0 | 0 | 0 | 0 | 0 | 0
Nuc | 0 | 0 | 0 | 0 | 0 | 0
PS | 0 | 0 | 0 | 0 | 0 | 0
PV | 0 | 0 | 0 | 0 | 0 | 0
PeakG | 0 | 0 | 0 | 0 | 0 | 0
PeakO | 0 | 0 | 0 | 0 | 0 | 0
ST | 0 | 0 | 0 | 0 | 0 | 0
STOG | 0 | 0 | 0 | 0 | 0 | 0
STWD | 0 | 0 | 0 | 0 | 0 | 0
WT | 0 | 0 | 0 | 0 | 0 | 0
IGCC | 0 | 0 | 0 | 0 | 0 | 0
DemandResponse | 0 | 0 | 0 | 0 | 0 | 0
IGCC-CCS | 0 | 0 | 0 | 0 | 0 | 0
WT_off | 0 | 0 | 0 | 0 | 0 | 0
PseudoUnit | 0 | 0 | 0 | 0 | 0 | 0
FixedInterchange | 0 | 0 | 0 | 0 | 0 | 0
NOx Emissions (MMshortTons): HQ_NEISO
ReportingType | 2015 | 2020 | 2025 | 2030 | 2035 | 2040
BM | 0 | 0 | 0 | 0 | 0 | 0
CC | 0 | 0 | 0 | 0 | 0 | 0
CSP | 0 | 0 | 0 | 0 | 0 | 0
CT | 0 | 0 | 0 | 0 | 0 | 0
Coal | 0 | 0 | 0 | 0 | 0 | 0
Geo | 0 | 0 | 0 | 0 | 0 | 0
H | 0 | 0 | 0 | 0 | 0 | 0
LFG | 0 | 0 | 0 | 0 | 0 | 0
Nuc | 0 | 0 | 0 | 0 | 0 | 0
PS | 0 | 0 | 0 | 0 | 0 | 0
PV | 0 | 0 | 0 | 0 | 0 | 0
PeakG | 0 | 0 | 0 | 0 | 0 | 0
PeakO | 0 | 0 | 0 | 0 | 0 | 0
ST | 0 | 0 | 0 | 0 | 0 | 0
STOG | 0 | 0 | 0 | 0 | 0 | 0
STWD | 0 | 0 | 0 | 0 | 0 | 0
WT | 0 | 0 | 0 | 0 | 0 | 0
IGCC | 0 | 0 | 0 | 0 | 0 | 0
DemandResponse | 0 | 0 | 0 | 0 | 0 | 0
IGCC-CCS | 0 | 0 | 0 | 0 | 0 | 0
WT_off | 0 | 0 | 0 | 0 | 0 | 0
PseudoUnit | 0 | 0 | 0 | 0 | 0 | 0
FixedInterchange | 0 | 0 | 0 | 0 | 0 | 0
NOx Emissions (MMshortTons): HQ_NY
ReportingType | 2015 | 2020 | 2025 | 2030 | 2035 | 2040
BM | 0 | 0 | 0 | 0 | 0 | 0
CC | 0 | 0 | 0 | 0 | 0 | 0
CSP | 0 | 0 | 0 | 0 | 0 | 0
CT | 0 | 0 | 0 | 0 | 0 | 0
Coal | 0 | 0 | 0 | 0 | 0 | 0
Geo | 0 | 0 | 0 | 0 | 0 | 0
H | 0 | 0 | 0 | 0 | 0 | 0
LFG | 0 | 0 | 0 | 0 | 0 | 0
Nuc | 0 | 0 | 0 | 0 | 0 | 0
PS | 0 | 0 | 0 | 0 | 0 | 0
PV | 0 | 0 | 0 | 0 | 0 | 0
PeakG | 0 | 0 | 0 | 0 | 0 | 0
PeakO | 0 | 0 | 0 | 0 | 0 | 0
ST | 0 | 0 | 0 | 0 | 0 | 0
STOG | 0 | 0 | 0 | 0 | 0 | 0
STWD | 0 | 0 | 0 | 0 | 0 | 0
WT | 0 | 0 | 0 | 0 | 0 | 0
IGCC | 0 | 0 | 0 | 0 | 0 | 0
DemandResponse | 0 | 0 | 0 | 0 | 0 | 0
IGCC-CCS | 0 | 0 | 0 | 0 | 0 | 0
WT_off | 0 | 0 | 0 | 0 | 0 | 0
PseudoUnit | 0 | 0 | 0 | 0 | 0 | 0
FixedInterchange | 0 | 0 | 0 | 0 | 0 | 0
NOx Emissions (MMshortTons): MARITIMES
ReportingType | 2015 | 2020 | 2025 | 2030 | 2035 | 2040
BM | 0 | 0 | 0 | 0 | 0 | 0
CC | 0 | 0 | 0 | 0 | 0 | 0
CSP | 0 | 0 | 0 | 0 | 0 | 0
CT | 0 | 0 | 0 | 0 | 0 | 0
Coal | 0 | 0 | 0 | 0 | 0 | 0
Geo | 0 | 0 | 0 | 0 | 0 | 0
H | 0 | 0 | 0 | 0 | 0 | 0
LFG | 0 | 0 | 0 | 0 | 0 | 0
Nuc | 0 | 0 | 0 | 0 | 0 | 0
PS | 0 | 0 | 0 | 0 | 0 | 0
PV | 0 | 0 | 0 | 0 | 0 | 0
PeakG | 0 | 0 | 0 | 0 | 0 | 0
PeakO | 0 | 0 | 0 | 0 | 0 | 0
ST | 0 | 0 | 0 | 0 | 0 | 0
STOG | 0 | 0 | 0 | 0 | 0 | 0
STWD | 0 | 0 | 0 | 0 | 0 | 0
WT | 0 | 0 | 0 | 0 | 0 | 0
IGCC | 0 | 0 | 0 | 0 | 0 | 0
DemandResponse | 0 | 0 | 0 | 0 | 0 | 0
IGCC-CCS | 0 | 0 | 0 | 0 | 0 | 0
WT_off | 0 | 0 | 0 | 0 | 0 | 0
PseudoUnit | 0 | 0 | 0 | 0 | 0 | 0
FixedInterchange | 0 | 0 | 0 | 0 | 0 | 0
NOx Emissions (MMshortTons): All
ReportingType | 2015 | 2020 | 2025 | 2030 | 2035 | 2040
BM | 0 | 0 | 0 | 0 | 0 | 0
CC | 0.1 | 0.12 | 0.11 | 0.07 | 0.04 | 0.02
CSP | 0 | 0 | 0 | 0 | 0 | 0
CT | 0 | 0 | 0 | 0 | 0 | 0
Coal | 1.04 | 0.31 | 0.02 | 0.01 | 0.01 | 0.01
Geo | 0 | 0 | 0 | 0 | 0 | 0
H | 0 | 0 | 0 | 0 | 0 | 0
LFG | 0 | 0 | 0 | 0 | 0 | 0
Nuc | 0 | 0 | 0 | 0 | 0 | 0
PS | 0 | 0 | 0 | 0 | 0 | 0
PV | 0 | 0 | 0 | 0 | 0 | 0
PeakG | 0 | 0.01 | 0.01 | 0.01 | 0 | 0
PeakO | 0 | 0 | 0 | 0 | 0 | 0
ST | 0 | 0 | 0 | 0 | 0 | 0
STOG | 0.01 | 0.01 | 0 | 0 | 0 | 0
STWD | 0 | 0 | 0 | 0 | 0 | 0
WT | 0 | 0 | 0 | 0 | 0 | 0
IGCC | 0 | 0 | 0 | 0 | 0 | 0
DemandResponse | 0 | 0 | 0 | 0 | 0 | 0
IGCC-CCS | 0 | 0 | 0 | 0 | 0 | 0
WT_off | 0 | 0 | 0 | 0 | 0 | 0
PseudoUnit | 0 | 0 | 0 | 0 | 0 | 0
FixedInterchange | 0 | 0 | 0 | 0 | 0 | 0
NOx Emissions (MMshortTons): EI_US
ReportingType | 2015 | 2020 | 2025 | 2030 | 2035 | 2040
BM | 0 | 0 | 0 | 0 | 0 | 0
CC | 0.07 | 0.08 | 0.08 | 0.05 | 0.03 | 0.01
CSP | 0 | 0 | 0 | 0 | 0 | 0
CT | 0 | 0 | 0 | 0 | 0 | 0
Coal | 0.77 | 0.14 | 0.01 | 0.01 | 0.01 | 0.01
Geo | 0 | 0 | 0 | 0 | 0 | 0
H | 0 | 0 | 0 | 0 | 0 | 0
LFG | 0 | 0 | 0 | 0 | 0 | 0
Nuc | 0 | 0 | 0 | 0 | 0 | 0
PS | 0 | 0 | 0 | 0 | 0 | 0
PV | 0 | 0 | 0 | 0 | 0 | 0
PeakG | 0 | 0.01 | 0.01 | 0 | 0 | 0
PeakO | 0 | 0 | 0 | 0 | 0 | 0
ST | 0 | 0 | 0 | 0 | 0 | 0
STOG | 0 | 0 | 0 | 0 | 0 | 0
STWD | 0 | 0 | 0 | 0 | 0 | 0
WT | 0 | 0 | 0 | 0 | 0 | 0
IGCC | 0 | 0 | 0 | 0 | 0 | 0
DemandResponse | 0 | 0 | 0 | 0 | 0 | 0
IGCC-CCS | 0 | 0 | 0 | 0 | 0 | 0
WT_off | 0 | 0 | 0 | 0 | 0 | 0
PseudoUnit | 0 | 0 | 0 | 0 | 0 | 0
FixedInterchange | 0 | 0 | 0 | 0 | 0 | 0
NOx Emissions (MMshortTons): EI_Canada
ReportingType | 2015 | 2020 | 2025 | 2030 | 2035 | 2040
BM | 0 | 0 | 0 | 0 | 0 | 0
CC | 0 | 0 | 0 | 0 | 0 | 0
CSP | 0 | 0 | 0 | 0 | 0 | 0
CT | 0 | 0 | 0 | 0 | 0 | 0
Coal | 0 | 0 | 0 | 0 | 0 | 0
Geo | 0 | 0 | 0 | 0 | 0 | 0
H | 0 | 0 | 0 | 0 | 0 | 0
LFG | 0 | 0 | 0 | 0 | 0 | 0
Nuc | 0 | 0 | 0 | 0 | 0 | 0
PS | 0 | 0 | 0 | 0 | 0 | 0
PV | 0 | 0 | 0 | 0 | 0 | 0
PeakG | 0 | 0 | 0 | 0 | 0 | 0
PeakO | 0 | 0 | 0 | 0 | 0 | 0
ST | 0 | 0 | 0 | 0 | 0 | 0
STOG | 0 | 0 | 0 | 0 | 0 | 0
STWD | 0 | 0 | 0 | 0 | 0 | 0
WT | 0 | 0 | 0 | 0 | 0 | 0
IGCC | 0 | 0 | 0 | 0 | 0 | 0
DemandResponse | 0 | 0 | 0 | 0 | 0 | 0
IGCC-CCS | 0 | 0 | 0 | 0 | 0 | 0
WT_off | 0 | 0 | 0 | 0 | 0 | 0
PseudoUnit | 0 | 0 | 0 | 0 | 0 | 0
FixedInterchange | 0 | 0 | 0 | 0 | 0 | 0
NOx Emissions (MMshortTons): EI
ReportingType | 2015 | 2020 | 2025 | 2030 | 2035 | 2040
BM | 0 | 0 | 0 | 0 | 0 | 0
CC | 0.07 | 0.08 | 0.08 | 0.05 | 0.03 | 0.01
CSP | 0 | 0 | 0 | 0 | 0 | 0
CT | 0 | 0 | 0 | 0 | 0 | 0
Coal | 0.77 | 0.14 | 0.01 | 0.01 | 0.01 | 0.01
Geo | 0 | 0 | 0 | 0 | 0 | 0
H | 0 | 0 | 0 | 0 | 0 | 0
LFG | 0 | 0 | 0 | 0 | 0 | 0
Nuc | 0 | 0 | 0 | 0 | 0 | 0
PS | 0 | 0 | 0 | 0 | 0 | 0
PV | 0 | 0 | 0 | 0 | 0 | 0
PeakG | 0 | 0.01 | 0.01 | 0 | 0 | 0
PeakO | 0 | 0 | 0 | 0 | 0 | 0
ST | 0 | 0 | 0 | 0 | 0 | 0
STOG | 0 | 0 | 0 | 0 | 0 | 0
STWD | 0 | 0 | 0 | 0 | 0 | 0
WT | 0 | 0 | 0 | 0 | 0 | 0
IGCC | 0 | 0 | 0 | 0 | 0 | 0
DemandResponse | 0 | 0 | 0 | 0 | 0 | 0
IGCC-CCS | 0 | 0 | 0 | 0 | 0 | 0
WT_off | 0 | 0 | 0 | 0 | 0 | 0
PseudoUnit | 0 | 0 | 0 | 0 | 0 | 0
FixedInterchange | 0 | 0 | 0 | 0 | 0 | 0
NOx Emissions (MMshortTons): Outside_EI
ReportingType | 2015 | 2020 | 2025 | 2030 | 2035 | 2040
BM | 0 | 0 | 0 | 0 | 0 | 0
CC | 0.03 | 0.03 | 0.03 | 0.02 | 0.01 | 0.01
CSP | 0 | 0 | 0 | 0 | 0 | 0
CT | 0 | 0 | 0 | 0 | 0 | 0
Coal | 0.27 | 0.17 | 0.01 | 0 | 0 | 0
Geo | 0 | 0 | 0 | 0 | 0 | 0
H | 0 | 0 | 0 | 0 | 0 | 0
LFG | 0 | 0 | 0 | 0 | 0 | 0
Nuc | 0 | 0 | 0 | 0 | 0 | 0
PS | 0 | 0 | 0 | 0 | 0 | 0
PV | 0 | 0 | 0 | 0 | 0 | 0
PeakG | 0 | 0 | 0 | 0 | 0 | 0
PeakO | 0 | 0 | 0 | 0 | 0 | 0
ST | 0 | 0 | 0 | 0 | 0 | 0
STOG | 0 | 0 | 0 | 0 | 0 | 0
STWD | 0 | 0 | 0 | 0 | 0 | 0
WT | 0 | 0 | 0 | 0 | 0 | 0
IGCC | 0 | 0 | 0 | 0 | 0 | 0
DemandResponse | 0 | 0 | 0 | 0 | 0 | 0
IGCC-CCS | 0 | 0 | 0 | 0 | 0 | 0
WT_off | 0 | 0 | 0 | 0 | 0 | 0
PseudoUnit | 0 | 0 | 0 | 0 | 0 | 0
FixedInterchange | 0 | 0 | 0 | 0 | 0 | 0
CO2 Emissions (MMshortTons): Entergy
ReportingType | 2015 | 2020 | 2025 | 2030 | 2035 | 2040
BM | 0 | 0 | 0 | 0 | 0 | 0
CC | 27.05 | 32.93 | 27.82 | 18.77 | 8.76 | 6.81
CSP | 0 | 0 | 0 | 0 | 0 | 0
CT | 0 | 0 | 0 | 0 | 0 | 0
Coal | 58.99 | 6.09 | 0.78 | 0.07 | 0 | 0
Geo | 0 | 0 | 0 | 0 | 0 | 0
H | 0 | 0 | 0 | 0 | 0 | 0
LFG | 0 | 0 | 0 | 0 | 0 | 0
Nuc | 0 | 0 | 0 | 0 | 0 | 0
PS | 0 | 0 | 0 | 0 | 0 | 0
PV | 0 | 0 | 0 | 0 | 0 | 0
PeakG | 0 | 0 | 0.12 | 0 | 0 | 0
PeakO | 0 | 0 | 0 | 0 | 0 | 0
ST | 0 | 0 | 0 | 0 | 0 | 0
STOG | 0.23 | 0.45 | 0 | 0 | 0 | 0
STWD | 0 | 0 | 0 | 0 | 0 | 0
WT | 0 | 0 | 0 | 0 | 0 | 0
IGCC | 0 | 0 | 0 | 0 | 0 | 0
DemandResponse | 0 | 0 | 0 | 0 | 0 | 0
IGCC-CCS | 0 | 0 | 0 | 0 | 0 | 0
WT_off | 0 | 0 | 0 | 0 | 0 | 0
PseudoUnit | 0 | 0 | 0 | 0 | 0 | 0
FixedInterchange | 0 | 0 | 0 | 0 | 0 | 0
CO2 Emissions (MMshortTons): FRCC
ReportingType | 2015 | 2020 | 2025 | 2030 | 2035 | 2040
BM | 0 | 0 | 0 | 0 | 0 | 0
CC | 71.86 | 78.44 | 74.77 | 26.7 | 17.39 | 7.75
CSP | 0 | 0 | 0 | 0 | 0 | 0
CT | 0.31 | 1 | 1.04 | 0.57 | 0 | 0
Coal | 18.5 | 4.21 | 0 | 0 | 0 | 0
Geo | 0 | 0 | 0 | 0 | 0 | 0
H | 0 | 0 | 0 | 0 | 0 | 0
LFG | 0 | 0 | 0 | 0 | 0 | 0
Nuc | 0 | 0 | 0 | 0 | 0 | 0
PS | 0 | 0 | 0 | 0 | 0 | 0
PV | 0 | 0 | 0 | 0 | 0 | 0
PeakG | 0.3 | 1.14 | 0.18 | 0 | 0 | 0
PeakO | 0 | 0 | 0 | 0 | 0 | 0
ST | 0 | 0 | 0 | 0 | 0 | 0
STOG | 0 | 0 | 0 | 0 | 0 | 0
STWD | 0 | 0 | 0 | 0 | 0 | 0
WT | 0 | 0 | 0 | 0 | 0 | 0
IGCC | 0 | 0 | 0 | 0 | 0 | 0
DemandResponse | 0 | 0 | 0 | 0 | 0 | 0
IGCC-CCS | 0 | 0 | 0 | 0 | 0 | 0
WT_off | 0 | 0 | 0 | 0 | 0 | 0
PseudoUnit | 0 | 0 | 0 | 0 | 0 | 0
FixedInterchange | 0 | 0 | 0 | 0 | 0 | 0
CO2 Emissions (MMshortTons): MAPP_US
ReportingType | 2015 | 2020 | 2025 | 2030 | 2035 | 2040
BM | 0 | 0 | 0 | 0 | 0 | 0
CC | 0.09 | 0.16 | 0.08 | 0.05 | 0.05 | 0.02
CSP | 0 | 0 | 0 | 0 | 0 | 0
CT | 0 | 0 | 0.02 | 0 | 0 | 0
Coal | 16.28 | 1.17 | 0 | 0 | 0 | 0
Geo | 0 | 0 | 0 | 0 | 0 | 0
H | 0 | 0 | 0 | 0 | 0 | 0
LFG | 0 | 0 | 0 | 0 | 0 | 0
Nuc | 0 | 0 | 0 | 0 | 0 | 0
PS | 0 | 0 | 0 | 0 | 0 | 0
PV | 0 | 0 | 0 | 0 | 0 | 0
PeakG | 0.04 | 0.08 | 0.07 | 0.03 | 0.02 | 0.04
PeakO | 0 | 0 | 0 | 0 | 0 | 0
ST | 0 | 0 | 0 | 0 | 0 | 0
STOG | 0 | 0 | 0 | 0 | 0 | 0
STWD | 0 | 0 | 0 | 0 | 0 | 0
WT | 0 | 0 | 0 | 0 | 0 | 0
IGCC | 0 | 0 | 0 | 0 | 0 | 0
DemandResponse | 0 | 0 | 0 | 0 | 0 | 0
IGCC-CCS | 0 | 0 | 0 | 0 | 0 | 0
WT_off | 0 | 0 | 0 | 0 | 0 | 0
PseudoUnit | 0 | 0 | 0 | 0 | 0 | 0
FixedInterchange | 0 | 0 | 0 | 0 | 0 | 0
CO2 Emissions (MMshortTons): MISO_IN
ReportingType | 2015 | 2020 | 2025 | 2030 | 2035 | 2040
BM | 0 | 0 | 0 | 0 | 0 | 0
CC | 12.21 | 47.82 | 47.86 | 31.25 | 17.16 | 7.82
CSP | 0 | 0 | 0 | 0 | 0 | 0
CT | 0 | 0 | 0 | 0 | 0 | 0
Coal | 62.62 | 39.97 | 0.1 | 0.02 | 0.04 | 0.04
Geo | 0 | 0 | 0 | 0 | 0 | 0
H | 0 | 0 | 0 | 0 | 0 | 0
LFG | 0 | 0 | 0 | 0 | 0 | 0
Nuc | 0 | 0 | 0 | 0 | 0 | 0
PS | 0 | 0 | 0 | 0 | 0 | 0
PV | 0 | 0 | 0 | 0 | 0 | 0
PeakG | 0 | 0.04 | 0.2 | 0.2 | 0.18 | 0.2
PeakO | 0 | 0 | 0 | 0 | 0 | 0
ST | 0 | 0 | 0 | 0 | 0 | 0
STOG | 0.02 | 0.04 | 0.07 | 0 | 0 | 0
STWD | 0 | 0 | 0 | 0 | 0 | 0
WT | 0 | 0 | 0 | 0 | 0 | 0
IGCC | 4.15 | 4.15 | 0.73 | 0.06 | 0 | 0
DemandResponse | 0 | 0 | 0 | 0 | 0 | 0
IGCC-CCS | 0 | 0 | 0 | 0 | 0 | 0
WT_off | 0 | 0 | 0 | 0 | 0 | 0
PseudoUnit | 0 | 0 | 0 | 0 | 0 | 0
FixedInterchange | 0 | 0 | 0 | 0 | 0 | 0
CO2 Emissions (MMshortTons): MISO_MI
ReportingType | 2015 | 2020 | 2025 | 2030 | 2035 | 2040
BM | 0 | 0 | 0 | 0 | 0 | 0
CC | 6.82 | 6.83 | 7.72 | 3.52 | 2.61 | 0.89
CSP | 0 | 0 | 0 | 0 | 0 | 0
CT | 0 | 0 | 0 | 0 | 0 | 0
Coal | 26.19 | 0 | 0 | 0 | 0 | 0
Geo | 0 | 0 | 0 | 0 | 0 | 0
H | 0 | 0 | 0 | 0 | 0 | 0
LFG | 0 | 0 | 0 | 0 | 0 | 0
Nuc | 0 | 0 | 0 | 0 | 0 | 0
PS | 0 | 0 | 0 | 0 | 0 | 0
PV | 0 | 0 | 0 | 0 | 0 | 0
PeakG | 0.01 | 0.07 | 0.31 | 0.23 | 0.22 | 0.23
PeakO | 0 | 0 | 0.01 | 0 | 0 | 0
ST | 0 | 0 | 0 | 0 | 0 | 0
STOG | 0.2 | 0.2 | 0.01 | 0 | 0 | 0
STWD | 0 | 0 | 0 | 0 | 0 | 0
WT | 0 | 0 | 0 | 0 | 0 | 0
IGCC | 0 | 0 | 0 | 0 | 0 | 0
DemandResponse | 0 | 0 | 0 | 0 | 0 | 0
IGCC-CCS | 0 | 0 | 0 | 0 | 0 | 0
WT_off | 0 | 0 | 0 | 0 | 0 | 0
PseudoUnit | 0 | 0 | 0 | 0 | 0 | 0
FixedInterchange | 0 | 0 | 0 | 0 | 0 | 0
CO2 Emissions (MMshortTons): MISO_MO-IL
ReportingType | 2015 | 2020 | 2025 | 2030 | 2035 | 2040
BM | 0 | 0 | 0 | 0 | 0 | 0
CC | 1.31 | 1.98 | 1.67 | 0.42 | 0.3 | 0.26
CSP | 0 | 0 | 0 | 0 | 0 | 0
CT | 0 | 0 | 0 | 0 | 0 | 0
Coal | 79.47 | 24.49 | 2.97 | 0.23 | 0.07 | 0.07
Geo | 0 | 0 | 0 | 0 | 0 | 0
H | 0 | 0 | 0 | 0 | 0 | 0
LFG | 0 | 0 | 0 | 0 | 0 | 0
Nuc | 0 | 0 | 0 | 0 | 0 | 0
PS | 0 | 0 | 0 | 0 | 0 | 0
PV | 0 | 0 | 0 | 0 | 0 | 0
PeakG | 0.09 | 0.29 | 0.56 | 0.29 | 0.29 | 0.29
PeakO | 0 | 0 | 0.01 | 0 | 0 | 0
ST | 0 | 0 | 0 | 0 | 0 | 0
STOG | 0.01 | 0.01 | 0 | 0 | 0 | 0
STWD | 0 | 0 | 0 | 0 | 0 | 0
WT | 0 | 0 | 0 | 0 | 0 | 0
IGCC | 0 | 0 | 0 | 0 | 0 | 0
DemandResponse | 0 | 0 | 0 | 0 | 0 | 0
IGCC-CCS | 0 | 0 | 0 | 0 | 0 | 0
WT_off | 0 | 0 | 0 | 0 | 0 | 0
PseudoUnit | 0 | 0 | 0 | 0 | 0 | 0
FixedInterchange | 0 | 0 | 0 | 0 | 0 | 0
CO2 Emissions (MMshortTons): MISO_W
ReportingType | 2015 | 2020 | 2025 | 2030 | 2035 | 2040
BM | 0 | 0 | 0 | 0 | 0 | 0
CC | 3.69 | 4.84 | 1.36 | 0.82 | 0.48 | 0.39
CSP | 0 | 0 | 0 | 0 | 0 | 0
CT | 0 | 0 | 0 | 0 | 0 | 0
Coal | 80.18 | 32.4 | 0.22 | 0.22 | 0.31 | 0.31
Geo | 0 | 0 | 0 | 0 | 0 | 0
H | 0 | 0 | 0 | 0 | 0 | 0
LFG | 0 | 0 | 0 | 0 | 0 | 0
Nuc | 0 | 0 | 0 | 0 | 0 | 0
PS | 0 | 0 | 0 | 0 | 0 | 0
PV | 0 | 0 | 0 | 0 | 0 | 0
PeakG | 0.13 | 0.14 | 0.28 | 0.07 | 0 | 0.17
PeakO | 0 | 0 | 0.05 | 0 | 0 | 0
ST | 0 | 0 | 0 | 0 | 0 | 0
STOG | 0 | 0 | 0 | 0 | 0 | 0
STWD | 0 | 0 | 0 | 0 | 0 | 0
WT | 0 | 0 | 0 | 0 | 0 | 0
IGCC | 0 | 0 | 0 | 0 | 0 | 0
DemandResponse | 0 | 0 | 0 | 0 | 0 | 0
IGCC-CCS | 0 | 0 | 0 | 0 | 0 | 0
WT_off | 0 | 0 | 0 | 0 | 0 | 0
PseudoUnit | 0 | 0 | 0 | 0 | 0 | 0
FixedInterchange | 0 | 0 | 0 | 0 | 0 | 0
CO2 Emissions (MMshortTons): MISO_WUMS
ReportingType | 2015 | 2020 | 2025 | 2030 | 2035 | 2040
BM | 0 | 0 | 0 | 0 | 0 | 0
CC | 19.33 | 19.96 | 17.15 | 12 | 8.8 | 3.49
CSP | 0 | 0 | 0 | 0 | 0 | 0
CT | 0 | 0 | 0 | 0 | 0 | 0
Coal | 12.14 | 3.82 | 0.91 | 0.17 | 0.3 | 0.35
Geo | 0 | 0 | 0 | 0 | 0 | 0
H | 0 | 0 | 0 | 0 | 0 | 0
LFG | 0 | 0 | 0 | 0 | 0 | 0
Nuc | 0 | 0 | 0 | 0 | 0 | 0
PS | 0 | 0 | 0 | 0 | 0 | 0
PV | 0 | 0 | 0 | 0 | 0 | 0
PeakG | 0 | 0.06 | 0.21 | 0.14 | 0.19 | 0.07
PeakO | 0 | 0 | 0.01 | 0 | 0 | 0
ST | 0 | 0 | 0 | 0 | 0 | 0
STOG | 0 | 0 | 0 | 0 | 0 | 0
STWD | 0 | 0 | 0 | 0 | 0 | 0
WT | 0 | 0 | 0 | 0 | 0 | 0
IGCC | 0 | 0 | 0 | 0 | 0 | 0
DemandResponse | 0 | 0 | 0 | 0 | 0 | 0
IGCC-CCS | 0 | 0 | 0 | 0 | 0 | 0
WT_off | 0 | 0 | 0 | 0 | 0 | 0
PseudoUnit | 0 | 0 | 0 | 0 | 0 | 0
FixedInterchange | 0 | 0 | 0 | 0 | 0 | 0
CO2 Emissions (MMshortTons): Nebraska
ReportingType | 2015 | 2020 | 2025 | 2030 | 2035 | 2040
BM | 0 | 0 | 0 | 0 | 0 | 0
CC | 0.18 | 0.12 | 0.11 | 0.06 | 0.06 | 0.03
CSP | 0 | 0 | 0 | 0 | 0 | 0
CT | 0 | 0 | 0 | 0 | 0 | 0
Coal | 35.38 | 2.56 | 0.29 | 0.14 | 0.2 | 0.2
Geo | 0 | 0 | 0 | 0 | 0 | 0
H | 0 | 0 | 0 | 0 | 0 | 0
LFG | 0 | 0 | 0 | 0 | 0 | 0
Nuc | 0 | 0 | 0 | 0 | 0 | 0
PS | 0 | 0 | 0 | 0 | 0 | 0
PV | 0 | 0 | 0 | 0 | 0 | 0
PeakG | 0.02 | 0 | 0.09 | 0 | 0 | 0.06
PeakO | 0 | 0 | 0.01 | 0 | 0 | 0
ST | 0 | 0 | 0 | 0 | 0 | 0
STOG | 0 | 0 | 0 | 0 | 0 | 0
STWD | 0 | 0 | 0 | 0 | 0 | 0
WT | 0 | 0 | 0 | 0 | 0 | 0
IGCC | 0 | 0 | 0 | 0 | 0 | 0
DemandResponse | 0 | 0 | 0 | 0 | 0 | 0
IGCC-CCS | 0 | 0 | 0 | 0 | 0 | 0
WT_off | 0 | 0 | 0 | 0 | 0 | 0
PseudoUnit | 0 | 0 | 0 | 0 | 0 | 0
FixedInterchange | 0 | 0 | 0 | 0 | 0 | 0
CO2 Emissions (MMshortTons): NEISO
ReportingType | 2015 | 2020 | 2025 | 2030 | 2035 | 2040
BM | 0 | 0 | 0 | 0 | 0 | 0
CC | 14.02 | 10.11 | 8.64 | 4.78 | 1.22 | 0.19
CSP | 0 | 0 | 0 | 0 | 0 | 0
CT | 0 | 0.01 | 0.02 | 0.02 | 0 | 0
Coal | 0.04 | 0 | 0 | 0 | 0 | 0
Geo | 0 | 0 | 0 | 0 | 0 | 0
H | 0 | 0 | 0 | 0 | 0 | 0
LFG | 0 | 0 | 0 | 0 | 0 | 0
Nuc | 0 | 0 | 0 | 0 | 0 | 0
PS | 0 | 0 | 0 | 0 | 0 | 0
PV | 0 | 0 | 0 | 0 | 0 | 0
PeakG | 0.02 | 0.02 | 0 | 0 | 0 | 0
PeakO | 0 | 0 | 0 | 0 | 0 | 0
ST | 0 | 0 | 0 | 0 | 0 | 0
STOG | 0 | 0 | 0 | 0 | 0 | 0
STWD | 0 | 0 | 0 | 0 | 0 | 0
WT | 0 | 0 | 0 | 0 | 0 | 0
IGCC | 0 | 0 | 0 | 0 | 0 | 0
DemandResponse | 0 | 0 | 0 | 0 | 0 | 0
IGCC-CCS | 0 | 0 | 0 | 0 | 0 | 0
WT_off | 0 | 0 | 0 | 0 | 0 | 0
PseudoUnit | 0 | 0 | 0 | 0 | 0 | 0
FixedInterchange | 0 | 0 | 0 | 0 | 0 | 0
CO2 Emissions (MMshortTons): NonRTO_Midwest
ReportingType | 2015 | 2020 | 2025 | 2030 | 2035 | 2040
BM | 0 | 0 | 0 | 0 | 0 | 0
CC | 5.05 | 12.39 | 12.39 | 12.39 | 7.85 | 1.65
CSP | 0 | 0 | 0 | 0 | 0 | 0
CT | 0 | 0 | 0 | 0 | 0 | 0
Coal | 44.64 | 22.61 | 0.75 | 0.29 | 0.38 | 0.38
Geo | 0 | 0 | 0 | 0 | 0 | 0
H | 0 | 0 | 0 | 0 | 0 | 0
LFG | 0 | 0 | 0 | 0 | 0 | 0
Nuc | 0 | 0 | 0 | 0 | 0 | 0
PS | 0 | 0 | 0 | 0 | 0 | 0
PV | 0 | 0 | 0 | 0 | 0 | 0
PeakG | 0.1 | 0.17 | 0.69 | 0.33 | 0 | 0
PeakO | 0 | 0 | 0 | 0 | 0 | 0
ST | 0 | 0 | 0 | 0 | 0 | 0
STOG | 0 | 0 | 0 | 0 | 0 | 0
STWD | 0 | 0 | 0 | 0 | 0 | 0
WT | 0 | 0 | 0 | 0 | 0 | 0
IGCC | 0 | 0 | 0 | 0 | 0 | 0
DemandResponse | 0 | 0 | 0 | 0 | 0 | 0
IGCC-CCS | 0 | 0 | 0 | 0 | 0 | 0
WT_off | 0 | 0 | 0 | 0 | 0 | 0
PseudoUnit | 0 | 0 | 0 | 0 | 0 | 0
FixedInterchange | 0 | 0 | 0 | 0 | 0 | 0
CO2 Emissions (MMshortTons): NYISO_A-F
ReportingType | 2015 | 2020 | 2025 | 2030 | 2035 | 2040
BM | 0 | 0 | 0 | 0 | 0 | 0
CC | 3.15 | 3.24 | 2.33 | 1.83 | 0.15 | 0
CSP | 0 | 0 | 0 | 0 | 0 | 0
CT | 0 | 0 | 0 | 0 | 0 | 0
Coal | 0 | 0 | 0 | 0 | 0 | 0
Geo | 0 | 0 | 0 | 0 | 0 | 0
H | 0 | 0 | 0 | 0 | 0 | 0
LFG | 0 | 0 | 0 | 0 | 0 | 0
Nuc | 0 | 0 | 0 | 0 | 0 | 0
PS | 0 | 0 | 0 | 0 | 0 | 0
PV | 0 | 0 | 0 | 0 | 0 | 0
PeakG | 0 | 0 | 0 | 0 | 0 | 0
PeakO | 0 | 0 | 0 | 0 | 0 | 0
ST | 0 | 0 | 0 | 0 | 0 | 0
STOG | 0 | 0 | 0 | 0 | 0 | 0
STWD | 0 | 0 | 0 | 0 | 0 | 0
WT | 0 | 0 | 0 | 0 | 0 | 0
IGCC | 0 | 0 | 0 | 0 | 0 | 0
DemandResponse | 0 | 0 | 0 | 0 | 0 | 0
IGCC-CCS | 0 | 0 | 0 | 0 | 0 | 0
WT_off | 0 | 0 | 0 | 0 | 0 | 0
PseudoUnit | 0 | 0 | 0 | 0 | 0 | 0
FixedInterchange | 0 | 0 | 0 | 0 | 0 | 0
CO2 Emissions (MMshortTons): NYISO_G-I
ReportingType | 2015 | 2020 | 2025 | 2030 | 2035 | 2040
BM | 0 | 0 | 0 | 0 | 0 | 0
CC | 1.64 | 2.34 | 1.95 | 0.62 | 0.82 | 0.35
CSP | 0 | 0 | 0 | 0 | 0 | 0
CT | 0 | 0 | 0 | 0 | 0 | 0
Coal | 0 | 0 | 0 | 0 | 0 | 0
Geo | 0 | 0 | 0 | 0 | 0 | 0
H | 0 | 0 | 0 | 0 | 0 | 0
LFG | 0 | 0 | 0 | 0 | 0 | 0
Nuc | 0 | 0 | 0 | 0 | 0 | 0
PS | 0 | 0 | 0 | 0 | 0 | 0
PV | 0 | 0 | 0 | 0 | 0 | 0
PeakG | 0 | 0 | 0 | 0 | 0 | 0
PeakO | 0 | 0 | 0 | 0 | 0 | 0
ST | 0 | 0 | 0 | 0 | 0 | 0
STOG | 0 | 0 | 0 | 0 | 0 | 0
STWD | 0 | 0 | 0 | 0 | 0 | 0
WT | 0 | 0 | 0 | 0 | 0 | 0
IGCC | 0 | 0 | 0 | 0 | 0 | 0
DemandResponse | 0 | 0 | 0 | 0 | 0 | 0
IGCC-CCS | 0 | 0 | 0 | 0 | 0 | 0
WT_off | 0 | 0 | 0 | 0 | 0 | 0
PseudoUnit | 0 | 0 | 0 | 0 | 0 | 0
FixedInterchange | 0 | 0 | 0 | 0 | 0 | 0
CO2 Emissions (MMshortTons): NYISO_J-K
ReportingType | 2015 | 2020 | 2025 | 2030 | 2035 | 2040
BM | 0 | 0 | 0 | 0 | 0 | 0
CC | 9.44 | 9.63 | 9.26 | 5.81 | 5.27 | 2.47
CSP | 0 | 0 | 0 | 0 | 0 | 0
CT | 0 | 0 | 0 | 0 | 0 | 0
Coal | 0 | 0 | 0 | 0 | 0 | 0
Geo | 0 | 0 | 0 | 0 | 0 | 0
H | 0 | 0 | 0 | 0 | 0 | 0
LFG | 0 | 0 | 0 | 0 | 0 | 0
Nuc | 0 | 0 | 0 | 0 | 0 | 0
PS | 0 | 0 | 0 | 0 | 0 | 0
PV | 0 | 0 | 0 | 0 | 0 | 0
PeakG | 0.1 | 0.37 | 0.4 | 0.39 | 0.23 | 0.19
PeakO | 0 | 0 | 0.03 | 0 | 0 | 0
ST | 0 | 0 | 0 | 0 | 0 | 0
STOG | 0.27 | 0.47 | 0.35 | 0.2 | 0.1 | 0
STWD | 0 | 0 | 0 | 0 | 0 | 0
WT | 0 | 0 | 0 | 0 | 0 | 0
IGCC | 0 | 0 | 0 | 0 | 0 | 0
DemandResponse | 0 | 0 | 0 | 0 | 0 | 0
IGCC-CCS | 0 | 0 | 0 | 0 | 0 | 0
WT_off | 0 | 0 | 0 | 0 | 0 | 0
PseudoUnit | 0 | 0 | 0 | 0 | 0 | 0
FixedInterchange | 0 | 0 | 0 | 0 | 0 | 0
CO2 Emissions (MMshortTons): PJM_E
ReportingType | 2015 | 2020 | 2025 | 2030 | 2035 | 2040
BM | 0 | 0 | 0 | 0 | 0 | 0
CC | 17.26 | 22.1 | 21.09 | 15.38 | 13.19 | 6.6
CSP | 0 | 0 | 0 | 0 | 0 | 0
CT | 0 | 0 | 0.01 | 0 | 0 | 0
Coal | 0.39 | 0.12 | 0.03 | 0 | 0 | 0
Geo | 0 | 0 | 0 | 0 | 0 | 0
H | 0 | 0 | 0 | 0 | 0 | 0
LFG | 0 | 0 | 0 | 0 | 0 | 0
Nuc | 0 | 0 | 0 | 0 | 0 | 0
PS | 0 | 0 | 0 | 0 | 0 | 0
PV | 0 | 0 | 0 | 0 | 0 | 0
PeakG | 0.05 | 0.6 | 0.65 | 0.6 | 0.31 | 0.31
PeakO | 0 | 0 | 0 | 0 | 0 | 0
ST | 0 | 0 | 0 | 0 | 0 | 0
STOG | 0.18 | 0 | 0 | 0 | 0 | 0
STWD | 0 | 0 | 0 | 0 | 0 | 0
WT | 0 | 0 | 0 | 0 | 0 | 0
IGCC | 0 | 0 | 0 | 0 | 0 | 0
DemandResponse | 0 | 0 | 0 | 0 | 0 | 0
IGCC-CCS | 0 | 0 | 0 | 0 | 0 | 0
WT_off | 0 | 0 | 0 | 0 | 0 | 0
PseudoUnit | 0 | 0 | 0 | 0 | 0 | 0
FixedInterchange | 0 | 0 | 0 | 0 | 0 | 0
CO2 Emissions (MMshortTons): PJM_ROM
ReportingType | 2015 | 2020 | 2025 | 2030 | 2035 | 2040
BM | 0 | 0 | 0 | 0 | 0 | 0
CC | 7.46 | 10.54 | 10.76 | 6.1 | 5.12 | 2.84
CSP | 0 | 0 | 0 | 0 | 0 | 0
CT | 0 | 0 | 0 | 0 | 0 | 0
Coal | 9.39 | 1.54 | 0.03 | 0 | 0 | 0
Geo | 0 | 0 | 0 | 0 | 0 | 0
H | 0 | 0 | 0 | 0 | 0 | 0
LFG | 0 | 0 | 0 | 0 | 0 | 0
Nuc | 0 | 0 | 0 | 0 | 0 | 0
PS | 0 | 0 | 0 | 0 | 0 | 0
PV | 0 | 0 | 0 | 0 | 0 | 0
PeakG | 0 | 0.04 | 0.2 | 0.38 | 0.19 | 0.11
PeakO | 0 | 0 | 0 | 0 | 0 | 0
ST | 0 | 0 | 0 | 0 | 0 | 0
STOG | 0.43 | 0 | 0 | 0 | 0 | 0
STWD | 0 | 0 | 0 | 0 | 0 | 0
WT | 0 | 0 | 0 | 0 | 0 | 0
IGCC | 0 | 0 | 0 | 0 | 0 | 0
DemandResponse | 0 | 0 | 0 | 0 | 0 | 0
IGCC-CCS | 0 | 0 | 0 | 0 | 0 | 0
WT_off | 0 | 0 | 0 | 0 | 0 | 0
PseudoUnit | 0 | 0 | 0 | 0 | 0 | 0
FixedInterchange | 0 | 0 | 0 | 0 | 0 | 0
CO2 Emissions (MMshortTons): PJM_ROR
ReportingType | 2015 | 2020 | 2025 | 2030 | 2035 | 2040
BM | 0 | 0 | 0 | 0 | 0 | 0
CC | 68.51 | 79.55 | 74.28 | 59.85 | 43.74 | 18.55
CSP | 0 | 0 | 0 | 0 | 0 | 0
CT | 0 | 0.01 | 0.01 | 0.01 | 0 | 0
Coal | 214.82 | 94.85 | 8.71 | 1.3 | 0.87 | 0.98
Geo | 0 | 0 | 0 | 0 | 0 | 0
H | 0 | 0 | 0 | 0 | 0 | 0
LFG | 0 | 0 | 0 | 0 | 0 | 0
Nuc | 0 | 0 | 0 | 0 | 0 | 0
PS | 0 | 0 | 0 | 0 | 0 | 0
PV | 0 | 0 | 0 | 0 | 0 | 0
PeakG | 0.58 | 2.05 | 4.05 | 2.53 | 1.83 | 0
PeakO | 0 | 0 | 0 | 0 | 0 | 0
ST | 0 | 0 | 0 | 0 | 0 | 0
STOG | 0.25 | 0.49 | 0.32 | 0 | 0 | 0
STWD | 0 | 0 | 0 | 0 | 0 | 0
WT | 0 | 0 | 0 | 0 | 0 | 0
IGCC | 0 | 0 | 0 | 0 | 0 | 0
DemandResponse | 0 | 0 | 0 | 0 | 0 | 0
IGCC-CCS | 0 | 0 | 0 | 0 | 0 | 0
WT_off | 0 | 0 | 0 | 0 | 0 | 0
PseudoUnit | 0 | 0 | 0 | 0 | 0 | 0
FixedInterchange | 0 | 0 | 0 | 0 | 0 | 0
CO2 Emissions (MMshortTons): SOCO
ReportingType | 2015 | 2020 | 2025 | 2030 | 2035 | 2040
BM | 0 | 0 | 0 | 0 | 0 | 0
CC | 63.86 | 68.41 | 66.31 | 39.2 | 10.89 | 1.29
CSP | 0 | 0 | 0 | 0 | 0 | 0
CT | 0 | 0 | 0 | 0 | 0 | 0
Coal | 35.21 | 8.74 | 0.68 | 0.69 | 0.69 | 0.69
Geo | 0 | 0 | 0 | 0 | 0 | 0
H | 0 | 0 | 0 | 0 | 0 | 0
LFG | 0 | 0 | 0 | 0 | 0 | 0
Nuc | 0 | 0 | 0 | 0 | 0 | 0
PS | 0 | 0 | 0 | 0 | 0 | 0
PV | 0 | 0 | 0 | 0 | 0 | 0
PeakG | 0.41 | 2.02 | 1.27 | 0 | 0 | 0
PeakO | 0 | 0 | 0 | 0 | 0 | 0
ST | 0 | 0 | 0 | 0 | 0 | 0
STOG | 0 | 0 | 0 | 0 | 0 | 0
STWD | 0 | 0 | 0 | 0 | 0 | 0
WT | 0 | 0 | 0 | 0 | 0 | 0
IGCC | 0 | 0 | 0 | 0 | 0 | 0
DemandResponse | 0 | 0 | 0 | 0 | 0 | 0
IGCC-CCS | 0 | 0 | 0 | 0 | 0 | 0
WT_off | 0 | 0 | 0 | 0 | 0 | 0
PseudoUnit | 0 | 0 | 0 | 0 | 0 | 0
FixedInterchange | 0 | 0 | 0 | 0 | 0 | 0
CO2 Emissions (MMshortTons): SPP_N
ReportingType | 2015 | 2020 | 2025 | 2030 | 2035 | 2040
BM | 0 | 0 | 0 | 0 | 0 | 0
CC | 1.27 | 0.58 | 0.62 | 0.4 | 0.23 | 0.12
CSP | 0 | 0 | 0 | 0 | 0 | 0
CT | 0 | 0 | 0 | 0 | 0 | 0
Coal | 65.88 | 10.9 | 0.31 | 0 | 0 | 0
Geo | 0 | 0 | 0 | 0 | 0 | 0
H | 0 | 0 | 0 | 0 | 0 | 0
LFG | 0 | 0 | 0 | 0 | 0 | 0
Nuc | 0 | 0 | 0 | 0 | 0 | 0
PS | 0 | 0 | 0 | 0 | 0 | 0
PV | 0 | 0 | 0 | 0 | 0 | 0
PeakG | 0.04 | 0 | 0.31 | 0 | 0 | 0.02
PeakO | 0 | 0 | 0.03 | 0 | 0 | 0
ST | 0 | 0 | 0 | 0 | 0 | 0
STOG | 0 | 0 | 0 | 0 | 0 | 0
STWD | 0 | 0 | 0 | 0 | 0 | 0
WT | 0 | 0 | 0 | 0 | 0 | 0
IGCC | 0 | 0 | 0 | 0 | 0 | 0
DemandResponse | 0 | 0 | 0 | 0 | 0 | 0
IGCC-CCS | 0 | 0 | 0 | 0 | 0 | 0
WT_off | 0 | 0 | 0 | 0 | 0 | 0
PseudoUnit | 0 | 0 | 0 | 0 | 0 | 0
FixedInterchange | 0 | 0 | 0 | 0 | 0 | 0
CO2 Emissions (MMshortTons): SPP_S
ReportingType | 2015 | 2020 | 2025 | 2030 | 2035 | 2040
BM | 0 | 0 | 0 | 0 | 0 | 0
CC | 16.15 | 4.78 | 5.43 | 3.18 | 2.05 | 1.51
CSP | 0 | 0 | 0 | 0 | 0 | 0
CT | 0 | 0 | 0.05 | 0.04 | 0 | 0
Coal | 96.42 | 6.86 | 0.66 | 0 | 0 | 0
Geo | 0 | 0 | 0 | 0 | 0 | 0
H | 0 | 0 | 0 | 0 | 0 | 0
LFG | 0 | 0 | 0 | 0 | 0 | 0
Nuc | 0 | 0 | 0 | 0 | 0 | 0
PS | 0 | 0 | 0 | 0 | 0 | 0
PV | 0 | 0 | 0 | 0 | 0 | 0
PeakG | 0 | 0 | 0.21 | 0.13 | 0 | 0.18
PeakO | 0 | 0 | 0 | 0 | 0 | 0
ST | 0 | 0 | 0 | 0 | 0 | 0
STOG | 0.9 | 0.56 | 0.82 | 0 | 0 | 0
STWD | 0 | 0 | 0 | 0 | 0 | 0
WT | 0 | 0 | 0 | 0 | 0 | 0
IGCC | 0 | 0 | 0 | 0 | 0 | 0
DemandResponse | 0 | 0 | 0 | 0 | 0 | 0
IGCC-CCS | 0 | 0 | 0 | 0 | 0 | 0
WT_off | 0 | 0 | 0 | 0 | 0 | 0
PseudoUnit | 0 | 0 | 0 | 0 | 0 | 0
FixedInterchange | 0 | 0 | 0 | 0 | 0 | 0
CO2 Emissions (MMshortTons): TVA
ReportingType | 2015 | 2020 | 2025 | 2030 | 2035 | 2040
BM | 0 | 0 | 0 | 0 | 0 | 0
CC | 17.68 | 26.62 | 25.51 | 19.14 | 8.25 | 1.05
CSP | 0 | 0 | 0 | 0 | 0 | 0
CT | 0 | 0 | 0 | 0 | 0 | 0
Coal | 48.54 | 16.59 | 0 | 0 | 0 | 0
Geo | 0 | 0 | 0 | 0 | 0 | 0
H | 0 | 0 | 0 | 0 | 0 | 0
LFG | 0 | 0 | 0 | 0 | 0 | 0
Nuc | 0 | 0 | 0 | 0 | 0 | 0
PS | 0 | 0 | 0 | 0 | 0 | 0
PV | 0 | 0 | 0 | 0 | 0 | 0
PeakG | 0 | 0 | 0.19 | 0.06 | 0 | 0
PeakO | 0 | 0 | 0 | 0 | 0 | 0
ST | 0 | 0 | 0 | 0 | 0 | 0
STOG | 0 | 0 | 0 | 0 | 0 | 0
STWD | 0 | 0 | 0 | 0 | 0 | 0
WT | 0 | 0 | 0 | 0 | 0 | 0
IGCC | 0 | 0 | 0 | 0 | 0 | 0
DemandResponse | 0 | 0 | 0 | 0 | 0 | 0
IGCC-CCS | 0 | 0 | 0 | 0 | 0 | 0
WT_off | 0 | 0 | 0 | 0 | 0 | 0
PseudoUnit | 0 | 0 | 0 | 0 | 0 | 0
FixedInterchange | 0 | 0 | 0 | 0 | 0 | 0
CO2 Emissions (MMshortTons): TVA_Transmission
ReportingType | 2015 | 2020 | 2025 | 2030 | 2035 | 2040
BM | 0 | 0 | 0 | 0 | 0 | 0
CC | 0 | 0 | 0 | 0 | 0 | 0
CSP | 0 | 0 | 0 | 0 | 0 | 0
CT | 0 | 0 | 0 | 0 | 0 | 0
Coal | 0 | 0 | 0 | 0 | 0 | 0
Geo | 0 | 0 | 0 | 0 | 0 | 0
H | 0 | 0 | 0 | 0 | 0 | 0
LFG | 0 | 0 | 0 | 0 | 0 | 0
Nuc | 0 | 0 | 0 | 0 | 0 | 0
PS | 0 | 0 | 0 | 0 | 0 | 0
PV | 0 | 0 | 0 | 0 | 0 | 0
PeakG | 0 | 0 | 0 | 0 | 0 | 0
PeakO | 0 | 0 | 0 | 0 | 0 | 0
ST | 0 | 0 | 0 | 0 | 0 | 0
STOG | 0 | 0 | 0 | 0 | 0 | 0
STWD | 0 | 0 | 0 | 0 | 0 | 0
WT | 0 | 0 | 0 | 0 | 0 | 0
IGCC | 0 | 0 | 0 | 0 | 0 | 0
DemandResponse | 0 | 0 | 0 | 0 | 0 | 0
IGCC-CCS | 0 | 0 | 0 | 0 | 0 | 0
WT_off | 0 | 0 | 0 | 0 | 0 | 0
PseudoUnit | 0 | 0 | 0 | 0 | 0 | 0
FixedInterchange | 0 | 0 | 0 | 0 | 0 | 0
CO2 Emissions (MMshortTons): VACAR
ReportingType | 2015 | 2020 | 2025 | 2030 | 2035 | 2040
BM | 0 | 0 | 0 | 0 | 0 | 0
CC | 33.22 | 35.14 | 34.75 | 23.63 | 11.46 | 0.73
CSP | 0 | 0 | 0 | 0 | 0 | 0
CT | 0 | 0.17 | 0.09 | 0 | 0 | 0
Coal | 37.98 | 12.41 | 1.59 | 0.32 | 0.25 | 0.31
Geo | 0 | 0 | 0 | 0 | 0 | 0
H | 0 | 0 | 0 | 0 | 0 | 0
LFG | 0 | 0 | 0 | 0 | 0 | 0
Nuc | 0 | 0 | 0 | 0 | 0 | 0
PS | 0 | 0 | 0 | 0 | 0 | 0
PV | 0 | 0 | 0 | 0 | 0 | 0
PeakG | 0.02 | 0.43 | 0.54 | 0 | 0 | 0
PeakO | 0 | 0 | 0 | 0 | 0 | 0
ST | 0 | 0 | 0 | 0 | 0 | 0
STOG | 0 | 0 | 0 | 0 | 0 | 0
STWD | 0 | 0 | 0 | 0 | 0 | 0
WT | 0 | 0 | 0 | 0 | 0 | 0
IGCC | 0 | 0 | 0 | 0 | 0 | 0
DemandResponse | 0 | 0 | 0 | 0 | 0 | 0
IGCC-CCS | 0 | 0 | 0 | 0 | 0 | 0
WT_off | 0 | 0 | 0 | 0 | 0 | 0
PseudoUnit | 0 | 0 | 0 | 0 | 0 | 0
FixedInterchange | 0 | 0 | 0 | 0 | 0 | 0
CO2 Emissions (MMshortTons): IESO
ReportingType | 2015 | 2020 | 2025 | 2030 | 2035 | 2040
BM | 0 | 0 | 0 | 0 | 0 | 0
CC | 3.66 | 3.16 | 0.39 | 0.05 | 0.22 | 0.13
CSP | 0 | 0 | 0 | 0 | 0 | 0
CT | 0 | 0.01 | 0.01 | 0 | 0 | 0
Coal | 0 | 0 | 0 | 0 | 0 | 0
Geo | 0 | 0 | 0 | 0 | 0 | 0
H | 0 | 0 | 0 | 0 | 0 | 0
LFG | 0 | 0 | 0 | 0 | 0 | 0
Nuc | 0 | 0 | 0 | 0 | 0 | 0
PS | 0 | 0 | 0 | 0 | 0 | 0
PV | 0 | 0 | 0 | 0 | 0 | 0
PeakG | 0 | 0 | 0 | 0 | 0 | 0
PeakO | 0 | 0 | 0 | 0 | 0 | 0
ST | 0 | 0 | 0 | 0 | 0 | 0
STOG | 0 | 0 | 0 | 0 | 0 | 0
STWD | 0 | 0 | 0 | 0 | 0 | 0
WT | 0 | 0 | 0 | 0 | 0 | 0
IGCC | 0 | 0 | 0 | 0 | 0 | 0
DemandResponse | 0 | 0 | 0 | 0 | 0 | 0
IGCC-CCS | 0 | 0 | 0 | 0 | 0 | 0
WT_off | 0 | 0 | 0 | 0 | 0 | 0
PseudoUnit | 0 | 0 | 0 | 0 | 0 | 0
FixedInterchange | 0 | 0 | 0 | 0 | 0 | 0
CO2 Emissions (MMshortTons): MAPP_CA
ReportingType | 2015 | 2020 | 2025 | 2030 | 2035 | 2040
BM | 0 | 0 | 0 | 0 | 0 | 0
CC | 3.92 | 3.92 | 0.15 | 0.07 | 0.04 | 0
CSP | 0 | 0 | 0 | 0 | 0 | 0
CT | 0 | 0 | 0 | 0 | 0 | 0
Coal | 0.27 | 0 | 0 | 0 | 0 | 0
Geo | 0 | 0 | 0 | 0 | 0 | 0
H | 0 | 0 | 0 | 0 | 0 | 0
LFG | 0 | 0 | 0 | 0 | 0 | 0
Nuc | 0 | 0 | 0 | 0 | 0 | 0
PS | 0 | 0 | 0 | 0 | 0 | 0
PV | 0 | 0 | 0 | 0 | 0 | 0
PeakG | 0.04 | 0.12 | 0 | 0 | 0 | 0
PeakO | 0 | 0 | 0 | 0 | 0 | 0
ST | 0 | 0 | 0 | 0 | 0 | 0
STOG | 0.01 | 0 | 0 | 0 | 0 | 0
STWD | 0 | 0 | 0 | 0 | 0 | 0
WT | 0 | 0 | 0 | 0 | 0 | 0
IGCC | 0 | 0 | 0 | 0 | 0 | 0
DemandResponse | 0 | 0 | 0 | 0 | 0 | 0
IGCC-CCS | 0 | 0 | 0 | 0 | 0 | 0
WT_off | 0 | 0 | 0 | 0 | 0 | 0
PseudoUnit | 0 | 0 | 0 | 0 | 0 | 0
FixedInterchange | 0 | 0 | 0 | 0 | 0 | 0
CO2 Emissions (MMshortTons): AZ_NM_SNV_Coal
ReportingType | 2015 | 2020 | 2025 | 2030 | 2035 | 2040
BM | 0 | 0 | 0 | 0 | 0 | 0
CC | 0 | 0 | 0 | 0 | 0 | 0
CSP | 0 | 0 | 0 | 0 | 0 | 0
CT | 0 | 0 | 0 | 0 | 0 | 0
Coal | 63.82 | 38.76 | 0 | 0 | 0 | 0
Geo | 0 | 0 | 0 | 0 | 0 | 0
H | 0 | 0 | 0 | 0 | 0 | 0
LFG | 0 | 0 | 0 | 0 | 0 | 0
Nuc | 0 | 0 | 0 | 0 | 0 | 0
PS | 0 | 0 | 0 | 0 | 0 | 0
PV | 0 | 0 | 0 | 0 | 0 | 0
PeakG | 0 | 0 | 0 | 0 | 0 | 0
PeakO | 0 | 0 | 0 | 0 | 0 | 0
ST | 0 | 0 | 0 | 0 | 0 | 0
STOG | 0 | 0 | 0 | 0 | 0 | 0
STWD | 0 | 0 | 0 | 0 | 0 | 0
WT | 0 | 0 | 0 | 0 | 0 | 0
IGCC | 0 | 0 | 0 | 0 | 0 | 0
DemandResponse | 0 | 0 | 0 | 0 | 0 | 0
IGCC-CCS | 0 | 0 | 0 | 0 | 0 | 0
WT_off | 0 | 0 | 0 | 0 | 0 | 0
PseudoUnit | 0 | 0 | 0 | 0 | 0 | 0
FixedInterchange | 0 | 0 | 0 | 0 | 0 | 0
CO2 Emissions (MMshortTons): AZ_NM_SNV_Gas
ReportingType | 2015 | 2020 | 2025 | 2030 | 2035 | 2040
BM | 0 | 0 | 0 | 0 | 0 | 0
CC | 27.56 | 24.85 | 35.01 | 11.71 | 5.61 | 4.57
CSP | 0 | 0 | 0 | 0 | 0 | 0
CT | 0 | 0.02 | 0.1 | 0.05 | 0 | 0
Coal | 0 | 0 | 0 | 0 | 0 | 0
Geo | 0 | 0 | 0 | 0 | 0 | 0
H | 0 | 0 | 0 | 0 | 0 | 0
LFG | 0 | 0 | 0 | 0 | 0 | 0
Nuc | 0 | 0 | 0 | 0 | 0 | 0
PS | 0 | 0 | 0 | 0 | 0 | 0
PV | 0 | 0 | 0 | 0 | 0 | 0
PeakG | 0 | 0.01 | 0 | 0 | 0 | 0
PeakO | 0 | 0 | 0 | 0 | 0 | 0
ST | 0 | 0 | 0 | 0 | 0 | 0
STOG | 0 | 0 | 0 | 0 | 0 | 0
STWD | 0 | 0 | 0 | 0 | 0 | 0
WT | 0 | 0 | 0 | 0 | 0 | 0
IGCC | 0 | 0 | 0 | 0 | 0 | 0
DemandResponse | 0 | 0 | 0 | 0 | 0 | 0
IGCC-CCS | 0 | 0 | 0 | 0 | 0 | 0
WT_off | 0 | 0 | 0 | 0 | 0 | 0
PseudoUnit | 0 | 0 | 0 | 0 | 0 | 0
FixedInterchange | 0 | 0 | 0 | 0 | 0 | 0
CO2 Emissions (MMshortTons): AZ_NM_SNV_NucRenew
ReportingType | 2015 | 2020 | 2025 | 2030 | 2035 | 2040
BM | 0 | 0 | 0 | 0 | 0 | 0
CC | 0 | 0 | 0 | 0 | 0 | 0
CSP | 0 | 0 | 0 | 0 | 0 | 0
CT | 0 | 0 | 0 | 0 | 0 | 0
Coal | 0 | 0 | 0 | 0 | 0 | 0
Geo | 0 | 0 | 0 | 0 | 0 | 0
H | 0 | 0 | 0 | 0 | 0 | 0
LFG | 0 | 0 | 0 | 0 | 0 | 0
Nuc | 0 | 0 | 0 | 0 | 0 | 0
PS | 0 | 0 | 0 | 0 | 0 | 0
PV | 0 | 0 | 0 | 0 | 0 | 0
PeakG | 0 | 0 | 0 | 0 | 0 | 0
PeakO | 0 | 0 | 0 | 0 | 0 | 0
ST | 0 | 0 | 0 | 0 | 0 | 0
STOG | 0 | 0 | 0 | 0 | 0 | 0
STWD | 0 | 0 | 0 | 0 | 0 | 0
WT | 0 | 0 | 0 | 0 | 0 | 0
IGCC | 0 | 0 | 0 | 0 | 0 | 0
DemandResponse | 0 | 0 | 0 | 0 | 0 | 0
IGCC-CCS | 0 | 0 | 0 | 0 | 0 | 0
WT_off | 0 | 0 | 0 | 0 | 0 | 0
PseudoUnit | 0 | 0 | 0 | 0 | 0 | 0
FixedInterchange | 0 | 0 | 0 | 0 | 0 | 0
CO2 Emissions (MMshortTons): ERCOT
ReportingType | 2015 | 2020 | 2025 | 2030 | 2035 | 2040
BM | 0 | 0 | 0 | 0 | 0 | 0
CC | 82.96 | 84.64 | 74.93 | 66.47 | 27.16 | 16.79
CSP | 0 | 0 | 0 | 0 | 0 | 0
CT | 0 | 0.02 | 0.03 | 0.03 | 0 | 0
Coal | 45.46 | 28.53 | 1.74 | 0.87 | 0.99 | 0.99
Geo | 0 | 0 | 0 | 0 | 0 | 0
H | 0 | 0 | 0 | 0 | 0 | 0
LFG | 0 | 0 | 0 | 0 | 0 | 0
Nuc | 0 | 0 | 0 | 0 | 0 | 0
PS | 0 | 0 | 0 | 0 | 0 | 0
PV | 0 | 0 | 0 | 0 | 0 | 0
PeakG | 0 | 0.16 | 0.47 | 0.37 | 0 | 0
PeakO | 0 | 0 | 0 | 0 | 0 | 0
ST | 0 | 0 | 0 | 0 | 0 | 0
STOG | 1.58 | 2 | 0.14 | 0 | 0 | 0
STWD | 0 | 0 | 0 | 0 | 0 | 0
WT | 0 | 0 | 0 | 0 | 0 | 0
IGCC | 0 | 0 | 0 | 0 | 0 | 0
DemandResponse | 0 | 0 | 0 | 0 | 0 | 0
IGCC-CCS | 0 | 0 | 0 | 0 | 0 | 0
WT_off | 0 | 0 | 0 | 0 | 0 | 0
PseudoUnit | 0 | 0 | 0 | 0 | 0 | 0
FixedInterchange | 0 | 0 | 0 | 0 | 0 | 0
CO2 Emissions (MMshortTons): NP15
ReportingType | 2015 | 2020 | 2025 | 2030 | 2035 | 2040
BM | 0 | 0 | 0 | 0 | 0 | 0
CC | 22.39 | 20.03 | 20.03 | 13.31 | 1.97 | 0.15
CSP | 0 | 0 | 0 | 0 | 0 | 0
CT | 0 | 0 | 0 | 0 | 0 | 0
Coal | 1.73 | 0 | 0 | 0 | 0 | 0
Geo | 0 | 0 | 0 | 0 | 0 | 0
H | 0 | 0 | 0 | 0 | 0 | 0
LFG | 0 | 0 | 0 | 0 | 0 | 0
Nuc | 0 | 0 | 0 | 0 | 0 | 0
PS | 0 | 0 | 0 | 0 | 0 | 0
PV | 0 | 0 | 0 | 0 | 0 | 0
PeakG | 0 | 0 | 0 | 0 | 0 | 0
PeakO | 0 | 0 | 0 | 0 | 0 | 0
ST | 0 | 0 | 0 | 0 | 0 | 0
STOG | 0.03 | 0 | 0 | 0 | 0 | 0
STWD | 0 | 0 | 0 | 0 | 0 | 0
WT | 0 | 0 | 0 | 0 | 0 | 0
IGCC | 0 | 0 | 0 | 0 | 0 | 0
DemandResponse | 0 | 0 | 0 | 0 | 0 | 0
IGCC-CCS | 0 | 0 | 0 | 0 | 0 | 0
WT_off | 0 | 0 | 0 | 0 | 0 | 0
PseudoUnit | 0 | 0 | 0 | 0 | 0 | 0
FixedInterchange | 0 | 0 | 0 | 0 | 0 | 0
CO2 Emissions (MMshortTons): NWPP_Coal
ReportingType | 2015 | 2020 | 2025 | 2030 | 2035 | 2040
BM | 0 | 0 | 0 | 0 | 0 | 0
CC | 0 | 0 | 0 | 0 | 0 | 0
CSP | 0 | 0 | 0 | 0 | 0 | 0
CT | 0 | 0 | 0 | 0 | 0 | 0
Coal | 58.99 | 43.2 | 0.17 | 0.17 | 0.17 | 0.17
Geo | 0 | 0 | 0 | 0 | 0 | 0
H | 0 | 0 | 0 | 0 | 0 | 0
LFG | 0 | 0 | 0 | 0 | 0 | 0
Nuc | 0 | 0 | 0 | 0 | 0 | 0
PS | 0 | 0 | 0 | 0 | 0 | 0
PV | 0 | 0 | 0 | 0 | 0 | 0
PeakG | 0 | 0 | 0 | 0 | 0 | 0
PeakO | 0 | 0 | 0 | 0 | 0 | 0
ST | 0 | 0 | 0 | 0 | 0 | 0
STOG | 0 | 0 | 0 | 0 | 0 | 0
STWD | 0 | 0 | 0 | 0 | 0 | 0
WT | 0 | 0 | 0 | 0 | 0 | 0
IGCC | 0 | 0 | 0 | 0 | 0 | 0
DemandResponse | 0 | 0 | 0 | 0 | 0 | 0
IGCC-CCS | 0 | 0 | 0 | 0 | 0 | 0
WT_off | 0 | 0 | 0 | 0 | 0 | 0
PseudoUnit | 0 | 0 | 0 | 0 | 0 | 0
FixedInterchange | 0 | 0 | 0 | 0 | 0 | 0
CO2 Emissions (MMshortTons): NWPP_Gas
ReportingType | 2015 | 2020 | 2025 | 2030 | 2035 | 2040
BM | 0 | 0 | 0 | 0 | 0 | 0
CC | 21.09 | 24.43 | 24.43 | 9.79 | 1.88 | 1.51
CSP | 0 | 0 | 0 | 0 | 0 | 0
CT | 0 | 0 | 0 | 0 | 0 | 0
Coal | 0 | 0 | 0 | 0 | 0 | 0
Geo | 0 | 0 | 0 | 0 | 0 | 0
H | 0 | 0 | 0 | 0 | 0 | 0
LFG | 0 | 0 | 0 | 0 | 0 | 0
Nuc | 0 | 0 | 0 | 0 | 0 | 0
PS | 0 | 0 | 0 | 0 | 0 | 0
PV | 0 | 0 | 0 | 0 | 0 | 0
PeakG | 0 | 0 | 0 | 0 | 0 | 0
PeakO | 0 | 0 | 0 | 0 | 0 | 0
ST | 0 | 0 | 0 | 0 | 0 | 0
STOG | 0 | 0 | 0 | 0 | 0 | 0
STWD | 0 | 0 | 0 | 0 | 0 | 0
WT | 0 | 0 | 0 | 0 | 0 | 0
IGCC | 0 | 0 | 0 | 0 | 0 | 0
DemandResponse | 0 | 0 | 0 | 0 | 0 | 0
IGCC-CCS | 0 | 0 | 0 | 0 | 0 | 0
WT_off | 0 | 0 | 0 | 0 | 0 | 0
PseudoUnit | 0 | 0 | 0 | 0 | 0 | 0
FixedInterchange | 0 | 0 | 0 | 0 | 0 | 0
CO2 Emissions (MMshortTons): NWPP_NucRenew
ReportingType | 2015 | 2020 | 2025 | 2030 | 2035 | 2040
BM | 0 | 0 | 0 | 0 | 0 | 0
CC | 0 | 0 | 0 | 0 | 0 | 0
CSP | 0 | 0 | 0 | 0 | 0 | 0
CT | 0 | 0 | 0 | 0 | 0 | 0
Coal | 0 | 0 | 0 | 0 | 0 | 0
Geo | 0 | 0 | 0 | 0 | 0 | 0
H | 0 | 0 | 0 | 0 | 0 | 0
LFG | 0 | 0 | 0 | 0 | 0 | 0
Nuc | 0 | 0 | 0 | 0 | 0 | 0
PS | 0 | 0 | 0 | 0 | 0 | 0
PV | 0 | 0 | 0 | 0 | 0 | 0
PeakG | 0 | 0 | 0 | 0 | 0 | 0
PeakO | 0 | 0 | 0 | 0 | 0 | 0
ST | 0 | 0 | 0 | 0 | 0 | 0
STOG | 0 | 0 | 0 | 0 | 0 | 0
STWD | 0 | 0 | 0 | 0 | 0 | 0
WT | 0 | 0 | 0 | 0 | 0 | 0
IGCC | 0 | 0 | 0 | 0 | 0 | 0
DemandResponse | 0 | 0 | 0 | 0 | 0 | 0
IGCC-CCS | 0 | 0 | 0 | 0 | 0 | 0
WT_off | 0 | 0 | 0 | 0 | 0 | 0
PseudoUnit | 0 | 0 | 0 | 0 | 0 | 0
FixedInterchange | 0 | 0 | 0 | 0 | 0 | 0
CO2 Emissions (MMshortTons): RMPA
ReportingType | 2015 | 2020 | 2025 | 2030 | 2035 | 2040
BM | 0 | 0 | 0 | 0 | 0 | 0
CC | 3.14 | 3.52 | 6.32 | 3.62 | 1.48 | 1.03
CSP | 0 | 0 | 0 | 0 | 0 | 0
CT | 0 | 0 | 0 | 0 | 0 | 0
Coal | 58.17 | 39.8 | 3.39 | 0.5 | 0.46 | 0.43
Geo | 0 | 0 | 0 | 0 | 0 | 0
H | 0 | 0 | 0 | 0 | 0 | 0
LFG | 0 | 0 | 0 | 0 | 0 | 0
Nuc | 0 | 0 | 0 | 0 | 0 | 0
PS | 0 | 0 | 0 | 0 | 0 | 0
PV | 0 | 0 | 0 | 0 | 0 | 0
PeakG | 0 | 0.03 | 0.27 | 0.09 | 0.11 | 0.05
PeakO | 0 | 0 | 0 | 0 | 0 | 0
ST | 0 | 0 | 0 | 0 | 0 | 0
STOG | 0 | 0 | 0 | 0 | 0 | 0
STWD | 0 | 0 | 0 | 0 | 0 | 0
WT | 0 | 0 | 0 | 0 | 0 | 0
IGCC | 0 | 0 | 0 | 0 | 0 | 0
DemandResponse | 0 | 0 | 0 | 0 | 0 | 0
IGCC-CCS | 0 | 0 | 0 | 0 | 0 | 0
WT_off | 0 | 0 | 0 | 0 | 0 | 0
PseudoUnit | 0 | 0 | 0 | 0 | 0 | 0
FixedInterchange | 0 | 0 | 0 | 0 | 0 | 0
CO2 Emissions (MMshortTons): SP15
ReportingType | 2015 | 2020 | 2025 | 2030 | 2035 | 2040
BM | 0 | 0 | 0 | 0 | 0 | 0
CC | 29.57 | 24.53 | 24.28 | 19.72 | 7.49 | 7.03
CSP | 0 | 0 | 0 | 0 | 0 | 0
CT | 0 | 0 | 0 | 0 | 0 | 0
Coal | 1.64 | 0.9 | 0 | 0 | 0 | 0
Geo | 0 | 0 | 0 | 0 | 0 | 0
H | 0 | 0 | 0 | 0 | 0 | 0
LFG | 0 | 0 | 0 | 0 | 0 | 0
Nuc | 0 | 0 | 0 | 0 | 0 | 0
PS | 0 | 0 | 0 | 0 | 0 | 0
PV | 0 | 0 | 0 | 0 | 0 | 0
PeakG | 0 | 0.02 | 0.28 | 0.15 | 0.09 | 0.12
PeakO | 0 | 0 | 0 | 0 | 0 | 0
ST | 0 | 0 | 0 | 0 | 0 | 0
STOG | 0.32 | 0.19 | 0 | 0 | 0 | 0
STWD | 0 | 0 | 0 | 0 | 0 | 0
WT | 0 | 0 | 0 | 0 | 0 | 0
IGCC | 0 | 0 | 0 | 0 | 0 | 0
DemandResponse | 0 | 0 | 0 | 0 | 0 | 0
IGCC-CCS | 0 | 0 | 0 | 0 | 0 | 0
WT_off | 0 | 0 | 0 | 0 | 0 | 0
PseudoUnit | 0 | 0 | 0 | 0 | 0 | 0
FixedInterchange | 0 | 0 | 0 | 0 | 0 | 0
CO2 Emissions (MMshortTons): ALB
ReportingType | 2015 | 2020 | 2025 | 2030 | 2035 | 2040
BM | 0 | 0 | 0 | 0 | 0 | 0
CC | 7.88 | 7.9 | 7.94 | 0.37 | 0 | 0
CSP | 0 | 0 | 0 | 0 | 0 | 0
CT | 0 | 0 | 0 | 0 | 0 | 0
Coal | 50 | 50 | 48.24 | 0 | 0 | 0
Geo | 0 | 0 | 0 | 0 | 0 | 0
H | 0 | 0 | 0 | 0 | 0 | 0
LFG | 0 | 0 | 0 | 0 | 0 | 0
Nuc | 0 | 0 | 0 | 0 | 0 | 0
PS | 0 | 0 | 0 | 0 | 0 | 0
PV | 0 | 0 | 0 | 0 | 0 | 0
PeakG | 0 | 0 | 0 | 0 | 0 | 0
PeakO | 0 | 0 | 0 | 0 | 0 | 0
ST | 0 | 0 | 0 | 0 | 0 | 0
STOG | 0 | 0 | 0 | 0 | 0 | 0
STWD | 0 | 0 | 0 | 0 | 0 | 0
WT | 0 | 0 | 0 | 0 | 0 | 0
IGCC | 0 | 0 | 0 | 0 | 0 | 0
DemandResponse | 0 | 0 | 0 | 0 | 0 | 0
IGCC-CCS | 0 | 0 | 0 | 0 | 0 | 0
WT_off | 0 | 0 | 0 | 0 | 0 | 0
PseudoUnit | 0 | 0 | 0 | 0 | 0 | 0
FixedInterchange | 0 | 0 | 0 | 0 | 0 | 0
CO2 Emissions (MMshortTons): BC
ReportingType | 2015 | 2020 | 2025 | 2030 | 2035 | 2040
BM | 0 | 0 | 0 | 0 | 0 | 0
CC | 2.74 | 2.74 | 2.74 | 2.08 | 0 | 0
CSP | 0 | 0 | 0 | 0 | 0 | 0
CT | 0 | 0 | 0 | 0 | 0 | 0
Coal | 0 | 0 | 0 | 0 | 0 | 0
Geo | 0 | 0 | 0 | 0 | 0 | 0
H | 0 | 0 | 0 | 0 | 0 | 0
LFG | 0 | 0 | 0 | 0 | 0 | 0
Nuc | 0 | 0 | 0 | 0 | 0 | 0
PS | 0 | 0 | 0 | 0 | 0 | 0
PV | 0 | 0 | 0 | 0 | 0 | 0
PeakG | 0 | 0 | 0 | 0 | 0 | 0
PeakO | 0 | 0 | 0 | 0 | 0 | 0
ST | 0 | 0 | 0 | 0 | 0 | 0
STOG | 0 | 0 | 0 | 0 | 0 | 0
STWD | 0 | 0 | 0 | 0 | 0 | 0
WT | 0 | 0 | 0 | 0 | 0 | 0
IGCC | 0 | 0 | 0 | 0 | 0 | 0
DemandResponse | 0 | 0 | 0 | 0 | 0 | 0
IGCC-CCS | 0 | 0 | 0 | 0 | 0 | 0
WT_off | 0 | 0 | 0 | 0 | 0 | 0
PseudoUnit | 0 | 0 | 0 | 0 | 0 | 0
FixedInterchange | 0 | 0 | 0 | 0 | 0 | 0
CO2 Emissions (MMshortTons): HQ_IESO
ReportingType | 2015 | 2020 | 2025 | 2030 | 2035 | 2040
BM | 0 | 0 | 0 | 0 | 0 | 0
CC | 0 | 0 | 0 | 0 | 0 | 0
CSP | 0 | 0 | 0 | 0 | 0 | 0
CT | 0 | 0 | 0 | 0 | 0 | 0
Coal | 0 | 0 | 0 | 0 | 0 | 0
Geo | 0 | 0 | 0 | 0 | 0 | 0
H | 0 | 0 | 0 | 0 | 0 | 0
LFG | 0 | 0 | 0 | 0 | 0 | 0
Nuc | 0 | 0 | 0 | 0 | 0 | 0
PS | 0 | 0 | 0 | 0 | 0 | 0
PV | 0 | 0 | 0 | 0 | 0 | 0
PeakG | 0 | 0 | 0 | 0 | 0 | 0
PeakO | 0 | 0 | 0 | 0 | 0 | 0
ST | 0 | 0 | 0 | 0 | 0 | 0
STOG | 0 | 0 | 0 | 0 | 0 | 0
STWD | 0 | 0 | 0 | 0 | 0 | 0
WT | 0 | 0 | 0 | 0 | 0 | 0
IGCC | 0 | 0 | 0 | 0 | 0 | 0
DemandResponse | 0 | 0 | 0 | 0 | 0 | 0
IGCC-CCS | 0 | 0 | 0 | 0 | 0 | 0
WT_off | 0 | 0 | 0 | 0 | 0 | 0
PseudoUnit | 0 | 0 | 0 | 0 | 0 | 0
FixedInterchange | 0 | 0 | 0 | 0 | 0 | 0
CO2 Emissions (MMshortTons): HQ_NEISO
ReportingType | 2015 | 2020 | 2025 | 2030 | 2035 | 2040
BM | 0 | 0 | 0 | 0 | 0 | 0
CC | 0 | 0 | 0 | 0 | 0 | 0
CSP | 0 | 0 | 0 | 0 | 0 | 0
CT | 0 | 0 | 0 | 0 | 0 | 0
Coal | 0 | 0 | 0 | 0 | 0 | 0
Geo | 0 | 0 | 0 | 0 | 0 | 0
H | 0 | 0 | 0 | 0 | 0 | 0
LFG | 0 | 0 | 0 | 0 | 0 | 0
Nuc | 0 | 0 | 0 | 0 | 0 | 0
PS | 0 | 0 | 0 | 0 | 0 | 0
PV | 0 | 0 | 0 | 0 | 0 | 0
PeakG | 0 | 0 | 0 | 0 | 0 | 0
PeakO | 0 | 0 | 0 | 0 | 0 | 0
ST | 0 | 0 | 0 | 0 | 0 | 0
STOG | 0 | 0 | 0 | 0 | 0 | 0
STWD | 0 | 0 | 0 | 0 | 0 | 0
WT | 0 | 0 | 0 | 0 | 0 | 0
IGCC | 0 | 0 | 0 | 0 | 0 | 0
DemandResponse | 0 | 0 | 0 | 0 | 0 | 0
IGCC-CCS | 0 | 0 | 0 | 0 | 0 | 0
WT_off | 0 | 0 | 0 | 0 | 0 | 0
PseudoUnit | 0 | 0 | 0 | 0 | 0 | 0
FixedInterchange | 0 | 0 | 0 | 0 | 0 | 0
CO2 Emissions (MMshortTons): HQ_NY
ReportingType | 2015 | 2020 | 2025 | 2030 | 2035 | 2040
BM | 0 | 0 | 0 | 0 | 0 | 0
CC | 0 | 0 | 0 | 0 | 0 | 0
CSP | 0 | 0 | 0 | 0 | 0 | 0
CT | 0 | 0 | 0 | 0 | 0 | 0
Coal | 0 | 0 | 0 | 0 | 0 | 0
Geo | 0 | 0 | 0 | 0 | 0 | 0
H | 0 | 0 | 0 | 0 | 0 | 0
LFG | 0 | 0 | 0 | 0 | 0 | 0
Nuc | 0 | 0 | 0 | 0 | 0 | 0
PS | 0 | 0 | 0 | 0 | 0 | 0
PV | 0 | 0 | 0 | 0 | 0 | 0
PeakG | 0 | 0 | 0 | 0 | 0 | 0
PeakO | 0 | 0 | 0 | 0 | 0 | 0
ST | 0 | 0 | 0 | 0 | 0 | 0
STOG | 0 | 0 | 0 | 0 | 0 | 0
STWD | 0 | 0 | 0 | 0 | 0 | 0
WT | 0 | 0 | 0 | 0 | 0 | 0
IGCC | 0 | 0 | 0 | 0 | 0 | 0
DemandResponse | 0 | 0 | 0 | 0 | 0 | 0
IGCC-CCS | 0 | 0 | 0 | 0 | 0 | 0
WT_off | 0 | 0 | 0 | 0 | 0 | 0
PseudoUnit | 0 | 0 | 0 | 0 | 0 | 0
FixedInterchange | 0 | 0 | 0 | 0 | 0 | 0
CO2 Emissions (MMshortTons): MARITIMES
ReportingType | 2015 | 2020 | 2025 | 2030 | 2035 | 2040
BM | 0 | 0 | 0 | 0 | 0 | 0
CC | 0 | 0 | 0 | 0 | 0 | 0
CSP | 0 | 0 | 0 | 0 | 0 | 0
CT | 0 | 0 | 0 | 0 | 0 | 0
Coal | 0 | 0 | 0 | 0 | 0 | 0
Geo | 0 | 0 | 0 | 0 | 0 | 0
H | 0 | 0 | 0 | 0 | 0 | 0
LFG | 0 | 0 | 0 | 0 | 0 | 0
Nuc | 0 | 0 | 0 | 0 | 0 | 0
PS | 0 | 0 | 0 | 0 | 0 | 0
PV | 0 | 0 | 0 | 0 | 0 | 0
PeakG | 0 | 0 | 0 | 0 | 0 | 0
PeakO | 0 | 0 | 0 | 0 | 0 | 0
ST | 0 | 0 | 0 | 0 | 0 | 0
STOG | 0 | 0 | 0 | 0 | 0 | 0
STWD | 0 | 0 | 0 | 0 | 0 | 0
WT | 0 | 0 | 0 | 0 | 0 | 0
IGCC | 0 | 0 | 0 | 0 | 0 | 0
DemandResponse | 0 | 0 | 0 | 0 | 0 | 0
IGCC-CCS | 0 | 0 | 0 | 0 | 0 | 0
WT_off | 0 | 0 | 0 | 0 | 0 | 0
PseudoUnit | 0 | 0 | 0 | 0 | 0 | 0
FixedInterchange | 0 | 0 | 0 | 0 | 0 | 0
CO2 Emissions (MMshortTons): All
ReportingType | 2015 | 2020 | 2025 | 2030 | 2035 | 2040
BM | 0 | 0 | 0 | 0 | 0 | 0
CC | 606.14 | 678.24 | 648.07 | 413.09 | 211.68 | 96.03
CSP | 0 | 0 | 0 | 0 | 0 | 0
CT | 0.32 | 1.24 | 1.37 | 0.74 | 0 | 0
Coal | 1223.14 | 490.53 | 71.58 | 5.01 | 4.74 | 4.94
Geo | 0 | 0 | 0 | 0 | 0 | 0
H | 0 | 0 | 0 | 0 | 0 | 0
LFG | 0 | 0 | 0 | 0 | 0 | 0
Nuc | 0 | 0 | 0 | 0 | 0 | 0
PS | 0 | 0 | 0 | 0 | 0 | 0
PV | 0 | 0 | 0 | 0 | 0 | 0
PeakG | 1.95 | 7.86 | 11.54 | 5.97 | 3.65 | 2.02
PeakO | 0 | 0 | 0.16 | 0 | 0 | 0
ST | 0 | 0 | 0 | 0 | 0 | 0
STOG | 4.42 | 4.41 | 1.72 | 0.2 | 0.1 | 0
STWD | 0 | 0 | 0 | 0 | 0 | 0
WT | 0 | 0 | 0 | 0 | 0 | 0
IGCC | 4.15 | 4.15 | 0.73 | 0.06 | 0 | 0
DemandResponse | 0 | 0 | 0 | 0 | 0 | 0
IGCC-CCS | 0 | 0 | 0 | 0 | 0 | 0
WT_off | 0 | 0 | 0 | 0 | 0 | 0
PseudoUnit | 0 | 0 | 0 | 0 | 0 | 0
FixedInterchange | 0 | 0 | 0 | 0 | 0 | 0
CO2 Emissions (MMshortTons): EI_US
ReportingType | 2015 | 2020 | 2025 | 2030 | 2035 | 2040
BM | 0 | 0 | 0 | 0 | 0 | 0
CC | 401.24 | 478.52 | 451.85 | 285.91 | 165.83 | 64.8
CSP | 0 | 0 | 0 | 0 | 0 | 0
CT | 0.32 | 1.19 | 1.23 | 0.65 | 0 | 0
Coal | 943.06 | 289.35 | 18.03 | 3.46 | 3.12 | 3.34
Geo | 0 | 0 | 0 | 0 | 0 | 0
H | 0 | 0 | 0 | 0 | 0 | 0
LFG | 0 | 0 | 0 | 0 | 0 | 0
Nuc | 0 | 0 | 0 | 0 | 0 | 0
PS | 0 | 0 | 0 | 0 | 0 | 0
PV | 0 | 0 | 0 | 0 | 0 | 0
PeakG | 1.91 | 7.51 | 10.52 | 5.37 | 3.46 | 1.85
PeakO | 0 | 0 | 0.16 | 0 | 0 | 0
ST | 0 | 0 | 0 | 0 | 0 | 0
STOG | 2.48 | 2.22 | 1.58 | 0.2 | 0.1 | 0
STWD | 0 | 0 | 0 | 0 | 0 | 0
WT | 0 | 0 | 0 | 0 | 0 | 0
IGCC | 4.15 | 4.15 | 0.73 | 0.06 | 0 | 0
DemandResponse | 0 | 0 | 0 | 0 | 0 | 0
IGCC-CCS | 0 | 0 | 0 | 0 | 0 | 0
WT_off | 0 | 0 | 0 | 0 | 0 | 0
PseudoUnit | 0 | 0 | 0 | 0 | 0 | 0
FixedInterchange | 0 | 0 | 0 | 0 | 0 | 0
CO2 Emissions (MMshortTons): EI_Canada
ReportingType | 2015 | 2020 | 2025 | 2030 | 2035 | 2040
BM | 0 | 0 | 0 | 0 | 0 | 0
CC | 7.57 | 7.08 | 0.54 | 0.13 | 0.26 | 0.13
CSP | 0 | 0 | 0 | 0 | 0 | 0
CT | 0 | 0.01 | 0.01 | 0 | 0 | 0
Coal | 0.27 | 0 | 0 | 0 | 0 | 0
Geo | 0 | 0 | 0 | 0 | 0 | 0
H | 0 | 0 | 0 | 0 | 0 | 0
LFG | 0 | 0 | 0 | 0 | 0 | 0
Nuc | 0 | 0 | 0 | 0 | 0 | 0
PS | 0 | 0 | 0 | 0 | 0 | 0
PV | 0 | 0 | 0 | 0 | 0 | 0
PeakG | 0.04 | 0.12 | 0 | 0 | 0 | 0
PeakO | 0 | 0 | 0 | 0 | 0 | 0
ST | 0 | 0 | 0 | 0 | 0 | 0
STOG | 0.01 | 0 | 0 | 0 | 0 | 0
STWD | 0 | 0 | 0 | 0 | 0 | 0
WT | 0 | 0 | 0 | 0 | 0 | 0
IGCC | 0 | 0 | 0 | 0 | 0 | 0
DemandResponse | 0 | 0 | 0 | 0 | 0 | 0
IGCC-CCS | 0 | 0 | 0 | 0 | 0 | 0
WT_off | 0 | 0 | 0 | 0 | 0 | 0
PseudoUnit | 0 | 0 | 0 | 0 | 0 | 0
FixedInterchange | 0 | 0 | 0 | 0 | 0 | 0
CO2 Emissions (MMshortTons): EI
ReportingType | 2015 | 2020 | 2025 | 2030 | 2035 | 2040
BM | 0 | 0 | 0 | 0 | 0 | 0
CC | 408.81 | 485.61 | 452.39 | 286.03 | 166.09 | 64.94
CSP | 0 | 0 | 0 | 0 | 0 | 0
CT | 0.32 | 1.2 | 1.24 | 0.65 | 0 | 0
Coal | 943.33 | 289.35 | 18.03 | 3.46 | 3.12 | 3.34
Geo | 0 | 0 | 0 | 0 | 0 | 0
H | 0 | 0 | 0 | 0 | 0 | 0
LFG | 0 | 0 | 0 | 0 | 0 | 0
Nuc | 0 | 0 | 0 | 0 | 0 | 0
PS | 0 | 0 | 0 | 0 | 0 | 0
PV | 0 | 0 | 0 | 0 | 0 | 0
PeakG | 1.95 | 7.63 | 10.52 | 5.37 | 3.46 | 1.85
PeakO | 0 | 0 | 0.16 | 0 | 0 | 0
ST | 0 | 0 | 0 | 0 | 0 | 0
STOG | 2.49 | 2.22 | 1.58 | 0.2 | 0.1 | 0
STWD | 0 | 0 | 0 | 0 | 0 | 0
WT | 0 | 0 | 0 | 0 | 0 | 0
IGCC | 4.15 | 4.15 | 0.73 | 0.06 | 0 | 0
DemandResponse | 0 | 0 | 0 | 0 | 0 | 0
IGCC-CCS | 0 | 0 | 0 | 0 | 0 | 0
WT_off | 0 | 0 | 0 | 0 | 0 | 0
PseudoUnit | 0 | 0 | 0 | 0 | 0 | 0
FixedInterchange | 0 | 0 | 0 | 0 | 0 | 0
CO2 Emissions (MMshortTons): Outside_EI
ReportingType | 2015 | 2020 | 2025 | 2030 | 2035 | 2040
BM | 0 | 0 | 0 | 0 | 0 | 0
CC | 197.33 | 192.64 | 195.68 | 127.06 | 45.6 | 31.09
CSP | 0 | 0 | 0 | 0 | 0 | 0
CT | 0 | 0.03 | 0.13 | 0.08 | 0 | 0
Coal | 279.81 | 201.18 | 53.54 | 1.55 | 1.62 | 1.6
Geo | 0 | 0 | 0 | 0 | 0 | 0
H | 0 | 0 | 0 | 0 | 0 | 0
LFG | 0 | 0 | 0 | 0 | 0 | 0
Nuc | 0 | 0 | 0 | 0 | 0 | 0
PS | 0 | 0 | 0 | 0 | 0 | 0
PV | 0 | 0 | 0 | 0 | 0 | 0
PeakG | 0 | 0.23 | 1.01 | 0.6 | 0.2 | 0.17
PeakO | 0 | 0 | 0 | 0 | 0 | 0
ST | 0 | 0 | 0 | 0 | 0 | 0
STOG | 1.93 | 2.2 | 0.14 | 0 | 0 | 0
STWD | 0 | 0 | 0 | 0 | 0 | 0
WT | 0 | 0 | 0 | 0 | 0 | 0
IGCC | 0 | 0 | 0 | 0 | 0 | 0
DemandResponse | 0 | 0 | 0 | 0 | 0 | 0
IGCC-CCS | 0 | 0 | 0 | 0 | 0 | 0
WT_off | 0 | 0 | 0 | 0 | 0 | 0
PseudoUnit | 0 | 0 | 0 | 0 | 0 | 0
FixedInterchange | 0 | 0 | 0 | 0 | 0 | 0
CO2 Emissions (MMmetricTons): Entergy
ReportingType | 2015 | 2020 | 2025 | 2030 | 2035 | 2040
BM | 0 | 0 | 0 | 0 | 0 | 0
CC | 24.54 | 29.87 | 25.24 | 17.03 | 7.95 | 6.18
CSP | 0 | 0 | 0 | 0 | 0 | 0
CT | 0 | 0 | 0 | 0 | 0 | 0
Coal | 53.51 | 5.53 | 0.71 | 0.07 | 0 | 0
Geo | 0 | 0 | 0 | 0 | 0 | 0
H | 0 | 0 | 0 | 0 | 0 | 0
LFG | 0 | 0 | 0 | 0 | 0 | 0
Nuc | 0 | 0 | 0 | 0 | 0 | 0
PS | 0 | 0 | 0 | 0 | 0 | 0
PV | 0 | 0 | 0 | 0 | 0 | 0
PeakG | 0 | 0 | 0.11 | 0 | 0 | 0
PeakO | 0 | 0 | 0 | 0 | 0 | 0
ST | 0 | 0 | 0 | 0 | 0 | 0
STOG | 0.21 | 0.41 | 0 | 0 | 0 | 0
STWD | 0 | 0 | 0 | 0 | 0 | 0
WT | 0 | 0 | 0 | 0 | 0 | 0
IGCC | 0 | 0 | 0 | 0 | 0 | 0
DemandResponse | 0 | 0 | 0 | 0 | 0 | 0
IGCC-CCS | 0 | 0 | 0 | 0 | 0 | 0
WT_off | 0 | 0 | 0 | 0 | 0 | 0
PseudoUnit | 0 | 0 | 0 | 0 | 0 | 0
FixedInterchange | 0 | 0 | 0 | 0 | 0 | 0
CO2 Emissions (MMmetricTons): FRCC
ReportingType | 2015 | 2020 | 2025 | 2030 | 2035 | 2040
BM | 0 | 0 | 0 | 0 | 0 | 0
CC | 65.19 | 71.16 | 67.83 | 24.22 | 15.78 | 7.03
CSP | 0 | 0 | 0 | 0 | 0 | 0
CT | 0.28 | 0.91 | 0.94 | 0.52 | 0 | 0
Coal | 16.78 | 3.82 | 0 | 0 | 0 | 0
Geo | 0 | 0 | 0 | 0 | 0 | 0
H | 0 | 0 | 0 | 0 | 0 | 0
LFG | 0 | 0 | 0 | 0 | 0 | 0
Nuc | 0 | 0 | 0 | 0 | 0 | 0
PS | 0 | 0 | 0 | 0 | 0 | 0
PV | 0 | 0 | 0 | 0 | 0 | 0
PeakG | 0.27 | 1.03 | 0.16 | 0 | 0 | 0
PeakO | 0 | 0 | 0 | 0 | 0 | 0
ST | 0 | 0 | 0 | 0 | 0 | 0
STOG | 0 | 0 | 0 | 0 | 0 | 0
STWD | 0 | 0 | 0 | 0 | 0 | 0
WT | 0 | 0 | 0 | 0 | 0 | 0
IGCC | 0 | 0 | 0 | 0 | 0 | 0
DemandResponse | 0 | 0 | 0 | 0 | 0 | 0
IGCC-CCS | 0 | 0 | 0 | 0 | 0 | 0
WT_off | 0 | 0 | 0 | 0 | 0 | 0
PseudoUnit | 0 | 0 | 0 | 0 | 0 | 0
FixedInterchange | 0 | 0 | 0 | 0 | 0 | 0
CO2 Emissions (MMmetricTons): MAPP_US
ReportingType | 2015 | 2020 | 2025 | 2030 | 2035 | 2040
BM | 0 | 0 | 0 | 0 | 0 | 0
CC | 0.08 | 0.14 | 0.07 | 0.04 | 0.04 | 0.02
CSP | 0 | 0 | 0 | 0 | 0 | 0
CT | 0 | 0 | 0.02 | 0 | 0 | 0
Coal | 14.77 | 1.06 | 0 | 0 | 0 | 0
Geo | 0 | 0 | 0 | 0 | 0 | 0
H | 0 | 0 | 0 | 0 | 0 | 0
LFG | 0 | 0 | 0 | 0 | 0 | 0
Nuc | 0 | 0 | 0 | 0 | 0 | 0
PS | 0 | 0 | 0 | 0 | 0 | 0
PV | 0 | 0 | 0 | 0 | 0 | 0
PeakG | 0.04 | 0.07 | 0.06 | 0.03 | 0.02 | 0.03
PeakO | 0 | 0 | 0 | 0 | 0 | 0
ST | 0 | 0 | 0 | 0 | 0 | 0
STOG | 0 | 0 | 0 | 0 | 0 | 0
STWD | 0 | 0 | 0 | 0 | 0 | 0
WT | 0 | 0 | 0 | 0 | 0 | 0
IGCC | 0 | 0 | 0 | 0 | 0 | 0
DemandResponse | 0 | 0 | 0 | 0 | 0 | 0
IGCC-CCS | 0 | 0 | 0 | 0 | 0 | 0
WT_off | 0 | 0 | 0 | 0 | 0 | 0
PseudoUnit | 0 | 0 | 0 | 0 | 0 | 0
FixedInterchange | 0 | 0 | 0 | 0 | 0 | 0
CO2 Emissions (MMmetricTons): MISO_IN
ReportingType | 2015 | 2020 | 2025 | 2030 | 2035 | 2040
BM | 0 | 0 | 0 | 0 | 0 | 0
CC | 11.07 | 43.38 | 43.42 | 28.35 | 15.56 | 7.1
CSP | 0 | 0 | 0 | 0 | 0 | 0
CT | 0 | 0 | 0 | 0 | 0 | 0
Coal | 56.81 | 36.26 | 0.09 | 0.02 | 0.04 | 0.04
Geo | 0 | 0 | 0 | 0 | 0 | 0
H | 0 | 0 | 0 | 0 | 0 | 0
LFG | 0 | 0 | 0 | 0 | 0 | 0
Nuc | 0 | 0 | 0 | 0 | 0 | 0
PS | 0 | 0 | 0 | 0 | 0 | 0
PV | 0 | 0 | 0 | 0 | 0 | 0
PeakG | 0 | 0.04 | 0.19 | 0.18 | 0.16 | 0.18
PeakO | 0 | 0 | 0 | 0 | 0 | 0
ST | 0 | 0 | 0 | 0 | 0 | 0
STOG | 0.02 | 0.03 | 0.07 | 0 | 0 | 0
STWD | 0 | 0 | 0 | 0 | 0 | 0
WT | 0 | 0 | 0 | 0 | 0 | 0
IGCC | 3.76 | 3.76 | 0.66 | 0.05 | 0 | 0
DemandResponse | 0 | 0 | 0 | 0 | 0 | 0
IGCC-CCS | 0 | 0 | 0 | 0 | 0 | 0
WT_off | 0 | 0 | 0 | 0 | 0 | 0
PseudoUnit | 0 | 0 | 0 | 0 | 0 | 0
FixedInterchange | 0 | 0 | 0 | 0 | 0 | 0
CO2 Emissions (MMmetricTons): MISO_MI
ReportingType | 2015 | 2020 | 2025 | 2030 | 2035 | 2040
BM | 0 | 0 | 0 | 0 | 0 | 0
CC | 6.19 | 6.2 | 7 | 3.2 | 2.36 | 0.81
CSP | 0 | 0 | 0 | 0 | 0 | 0
CT | 0 | 0 | 0 | 0 | 0 | 0
Coal | 23.76 | 0 | 0 | 0 | 0 | 0
Geo | 0 | 0 | 0 | 0 | 0 | 0
H | 0 | 0 | 0 | 0 | 0 | 0
LFG | 0 | 0 | 0 | 0 | 0 | 0
Nuc | 0 | 0 | 0 | 0 | 0 | 0
PS | 0 | 0 | 0 | 0 | 0 | 0
PV | 0 | 0 | 0 | 0 | 0 | 0
PeakG | 0.01 | 0.07 | 0.28 | 0.21 | 0.2 | 0.21
PeakO | 0 | 0 | 0.01 | 0 | 0 | 0
ST | 0 | 0 | 0 | 0 | 0 | 0
STOG | 0.18 | 0.18 | 0.01 | 0 | 0 | 0
STWD | 0 | 0 | 0 | 0 | 0 | 0
WT | 0 | 0 | 0 | 0 | 0 | 0
IGCC | 0 | 0 | 0 | 0 | 0 | 0
DemandResponse | 0 | 0 | 0 | 0 | 0 | 0
IGCC-CCS | 0 | 0 | 0 | 0 | 0 | 0
WT_off | 0 | 0 | 0 | 0 | 0 | 0
PseudoUnit | 0 | 0 | 0 | 0 | 0 | 0
FixedInterchange | 0 | 0 | 0 | 0 | 0 | 0
CO2 Emissions (MMmetricTons): MISO_MO-IL
ReportingType | 2015 | 2020 | 2025 | 2030 | 2035 | 2040
BM | 0 | 0 | 0 | 0 | 0 | 0
CC | 1.19 | 1.8 | 1.51 | 0.38 | 0.28 | 0.23
CSP | 0 | 0 | 0 | 0 | 0 | 0
CT | 0 | 0 | 0 | 0 | 0 | 0
Coal | 72.09 | 22.22 | 2.69 | 0.21 | 0.07 | 0.07
Geo | 0 | 0 | 0 | 0 | 0 | 0
H | 0 | 0 | 0 | 0 | 0 | 0
LFG | 0 | 0 | 0 | 0 | 0 | 0
Nuc | 0 | 0 | 0 | 0 | 0 | 0
PS | 0 | 0 | 0 | 0 | 0 | 0
PV | 0 | 0 | 0 | 0 | 0 | 0
PeakG | 0.08 | 0.26 | 0.51 | 0.26 | 0.26 | 0.26
PeakO | 0 | 0 | 0.01 | 0 | 0 | 0
ST | 0 | 0 | 0 | 0 | 0 | 0
STOG | 0.01 | 0.01 | 0 | 0 | 0 | 0
STWD | 0 | 0 | 0 | 0 | 0 | 0
WT | 0 | 0 | 0 | 0 | 0 | 0
IGCC | 0 | 0 | 0 | 0 | 0 | 0
DemandResponse | 0 | 0 | 0 | 0 | 0 | 0
IGCC-CCS | 0 | 0 | 0 | 0 | 0 | 0
WT_off | 0 | 0 | 0 | 0 | 0 | 0
PseudoUnit | 0 | 0 | 0 | 0 | 0 | 0
FixedInterchange | 0 | 0 | 0 | 0 | 0 | 0
CO2 Emissions (MMmetricTons): MISO_W
ReportingType | 2015 | 2020 | 2025 | 2030 | 2035 | 2040
BM | 0 | 0 | 0 | 0 | 0 | 0
CC | 3.35 | 4.39 | 1.23 | 0.75 | 0.44 | 0.36
CSP | 0 | 0 | 0 | 0 | 0 | 0
CT | 0 | 0 | 0 | 0 | 0 | 0
Coal | 72.74 | 29.39 | 0.2 | 0.2 | 0.28 | 0.28
Geo | 0 | 0 | 0 | 0 | 0 | 0
H | 0 | 0 | 0 | 0 | 0 | 0
LFG | 0 | 0 | 0 | 0 | 0 | 0
Nuc | 0 | 0 | 0 | 0 | 0 | 0
PS | 0 | 0 | 0 | 0 | 0 | 0
PV | 0 | 0 | 0 | 0 | 0 | 0
PeakG | 0.12 | 0.13 | 0.25 | 0.06 | 0 | 0.16
PeakO | 0 | 0 | 0.05 | 0 | 0 | 0
ST | 0 | 0 | 0 | 0 | 0 | 0
STOG | 0 | 0 | 0 | 0 | 0 | 0
STWD | 0 | 0 | 0 | 0 | 0 | 0
WT | 0 | 0 | 0 | 0 | 0 | 0
IGCC | 0 | 0 | 0 | 0 | 0 | 0
DemandResponse | 0 | 0 | 0 | 0 | 0 | 0
IGCC-CCS | 0 | 0 | 0 | 0 | 0 | 0
WT_off | 0 | 0 | 0 | 0 | 0 | 0
PseudoUnit | 0 | 0 | 0 | 0 | 0 | 0
FixedInterchange | 0 | 0 | 0 | 0 | 0 | 0
CO2 Emissions (MMmetricTons): MISO_WUMS
ReportingType | 2015 | 2020 | 2025 | 2030 | 2035 | 2040
BM | 0 | 0 | 0 | 0 | 0 | 0
CC | 17.53 | 18.11 | 15.56 | 10.88 | 7.98 | 3.17
CSP | 0 | 0 | 0 | 0 | 0 | 0
CT | 0 | 0 | 0 | 0 | 0 | 0
Coal | 11.02 | 3.47 | 0.83 | 0.16 | 0.27 | 0.32
Geo | 0 | 0 | 0 | 0 | 0 | 0
H | 0 | 0 | 0 | 0 | 0 | 0
LFG | 0 | 0 | 0 | 0 | 0 | 0
Nuc | 0 | 0 | 0 | 0 | 0 | 0
PS | 0 | 0 | 0 | 0 | 0 | 0
PV | 0 | 0 | 0 | 0 | 0 | 0
PeakG | 0 | 0.05 | 0.19 | 0.13 | 0.17 | 0.06
PeakO | 0 | 0 | 0.01 | 0 | 0 | 0
ST | 0 | 0 | 0 | 0 | 0 | 0
STOG | 0 | 0 | 0 | 0 | 0 | 0
STWD | 0 | 0 | 0 | 0 | 0 | 0
WT | 0 | 0 | 0 | 0 | 0 | 0
IGCC | 0 | 0 | 0 | 0 | 0 | 0
DemandResponse | 0 | 0 | 0 | 0 | 0 | 0
IGCC-CCS | 0 | 0 | 0 | 0 | 0 | 0
WT_off | 0 | 0 | 0 | 0 | 0 | 0
PseudoUnit | 0 | 0 | 0 | 0 | 0 | 0
FixedInterchange | 0 | 0 | 0 | 0 | 0 | 0
CO2 Emissions (MMmetricTons): Nebraska
ReportingType | 2015 | 2020 | 2025 | 2030 | 2035 | 2040
BM | 0 | 0 | 0 | 0 | 0 | 0
CC | 0.16 | 0.1 | 0.1 | 0.06 | 0.06 | 0.03
CSP | 0 | 0 | 0 | 0 | 0 | 0
CT | 0 | 0 | 0 | 0 | 0 | 0
Coal | 32.1 | 2.32 | 0.26 | 0.13 | 0.18 | 0.19
Geo | 0 | 0 | 0 | 0 | 0 | 0
H | 0 | 0 | 0 | 0 | 0 | 0
LFG | 0 | 0 | 0 | 0 | 0 | 0
Nuc | 0 | 0 | 0 | 0 | 0 | 0
PS | 0 | 0 | 0 | 0 | 0 | 0
PV | 0 | 0 | 0 | 0 | 0 | 0
PeakG | 0.02 | 0 | 0.08 | 0 | 0 | 0.05
PeakO | 0 | 0 | 0.01 | 0 | 0 | 0
ST | 0 | 0 | 0 | 0 | 0 | 0
STOG | 0 | 0 | 0 | 0 | 0 | 0
STWD | 0 | 0 | 0 | 0 | 0 | 0
WT | 0 | 0 | 0 | 0 | 0 | 0
IGCC | 0 | 0 | 0 | 0 | 0 | 0
DemandResponse | 0 | 0 | 0 | 0 | 0 | 0
IGCC-CCS | 0 | 0 | 0 | 0 | 0 | 0
WT_off | 0 | 0 | 0 | 0 | 0 | 0
PseudoUnit | 0 | 0 | 0 | 0 | 0 | 0
FixedInterchange | 0 | 0 | 0 | 0 | 0 | 0
CO2 Emissions (MMmetricTons): NEISO
ReportingType | 2015 | 2020 | 2025 | 2030 | 2035 | 2040
BM | 0 | 0 | 0 | 0 | 0 | 0
CC | 12.71 | 9.17 | 7.84 | 4.34 | 1.1 | 0.17
CSP | 0 | 0 | 0 | 0 | 0 | 0
CT | 0 | 0.01 | 0.02 | 0.02 | 0 | 0
Coal | 0.03 | 0 | 0 | 0 | 0 | 0
Geo | 0 | 0 | 0 | 0 | 0 | 0
H | 0 | 0 | 0 | 0 | 0 | 0
LFG | 0 | 0 | 0 | 0 | 0 | 0
Nuc | 0 | 0 | 0 | 0 | 0 | 0
PS | 0 | 0 | 0 | 0 | 0 | 0
PV | 0 | 0 | 0 | 0 | 0 | 0
PeakG | 0.02 | 0.02 | 0 | 0 | 0 | 0
PeakO | 0 | 0 | 0 | 0 | 0 | 0
ST | 0 | 0 | 0 | 0 | 0 | 0
STOG | 0 | 0 | 0 | 0 | 0 | 0
STWD | 0 | 0 | 0 | 0 | 0 | 0
WT | 0 | 0 | 0 | 0 | 0 | 0
IGCC | 0 | 0 | 0 | 0 | 0 | 0
DemandResponse | 0 | 0 | 0 | 0 | 0 | 0
IGCC-CCS | 0 | 0 | 0 | 0 | 0 | 0
WT_off | 0 | 0 | 0 | 0 | 0 | 0
PseudoUnit | 0 | 0 | 0 | 0 | 0 | 0
FixedInterchange | 0 | 0 | 0 | 0 | 0 | 0
CO2 Emissions (MMmetricTons): NonRTO_Midwest
ReportingType | 2015 | 2020 | 2025 | 2030 | 2035 | 2040
BM | 0 | 0 | 0 | 0 | 0 | 0
CC | 4.58 | 11.24 | 11.24 | 11.24 | 7.12 | 1.49
CSP | 0 | 0 | 0 | 0 | 0 | 0
CT | 0 | 0 | 0 | 0 | 0 | 0
Coal | 40.5 | 20.51 | 0.68 | 0.26 | 0.34 | 0.34
Geo | 0 | 0 | 0 | 0 | 0 | 0
H | 0 | 0 | 0 | 0 | 0 | 0
LFG | 0 | 0 | 0 | 0 | 0 | 0
Nuc | 0 | 0 | 0 | 0 | 0 | 0
PS | 0 | 0 | 0 | 0 | 0 | 0
PV | 0 | 0 | 0 | 0 | 0 | 0
PeakG | 0.09 | 0.15 | 0.63 | 0.3 | 0 | 0
PeakO | 0 | 0 | 0 | 0 | 0 | 0
ST | 0 | 0 | 0 | 0 | 0 | 0
STOG | 0 | 0 | 0 | 0 | 0 | 0
STWD | 0 | 0 | 0 | 0 | 0 | 0
WT | 0 | 0 | 0 | 0 | 0 | 0
IGCC | 0 | 0 | 0 | 0 | 0 | 0
DemandResponse | 0 | 0 | 0 | 0 | 0 | 0
IGCC-CCS | 0 | 0 | 0 | 0 | 0 | 0
WT_off | 0 | 0 | 0 | 0 | 0 | 0
PseudoUnit | 0 | 0 | 0 | 0 | 0 | 0
FixedInterchange | 0 | 0 | 0 | 0 | 0 | 0
CO2 Emissions (MMmetricTons): NYISO_A-F
ReportingType | 2015 | 2020 | 2025 | 2030 | 2035 | 2040
BM | 0 | 0 | 0 | 0 | 0 | 0
CC | 2.86 | 2.94 | 2.12 | 1.66 | 0.14 | 0
CSP | 0 | 0 | 0 | 0 | 0 | 0
CT | 0 | 0 | 0 | 0 | 0 | 0
Coal | 0 | 0 | 0 | 0 | 0 | 0
Geo | 0 | 0 | 0 | 0 | 0 | 0
H | 0 | 0 | 0 | 0 | 0 | 0
LFG | 0 | 0 | 0 | 0 | 0 | 0
Nuc | 0 | 0 | 0 | 0 | 0 | 0
PS | 0 | 0 | 0 | 0 | 0 | 0
PV | 0 | 0 | 0 | 0 | 0 | 0
PeakG | 0 | 0 | 0 | 0 | 0 | 0
PeakO | 0 | 0 | 0 | 0 | 0 | 0
ST | 0 | 0 | 0 | 0 | 0 | 0
STOG | 0 | 0 | 0 | 0 | 0 | 0
STWD | 0 | 0 | 0 | 0 | 0 | 0
WT | 0 | 0 | 0 | 0 | 0 | 0
IGCC | 0 | 0 | 0 | 0 | 0 | 0
DemandResponse | 0 | 0 | 0 | 0 | 0 | 0
IGCC-CCS | 0 | 0 | 0 | 0 | 0 | 0
WT_off | 0 | 0 | 0 | 0 | 0 | 0
PseudoUnit | 0 | 0 | 0 | 0 | 0 | 0
FixedInterchange | 0 | 0 | 0 | 0 | 0 | 0
CO2 Emissions (MMmetricTons): NYISO_G-I
ReportingType | 2015 | 2020 | 2025 | 2030 | 2035 | 2040
BM | 0 | 0 | 0 | 0 | 0 | 0
CC | 1.49 | 2.13 | 1.77 | 0.56 | 0.74 | 0.31
CSP | 0 | 0 | 0 | 0 | 0 | 0
CT | 0 | 0 | 0 | 0 | 0 | 0
Coal | 0 | 0 | 0 | 0 | 0 | 0
Geo | 0 | 0 | 0 | 0 | 0 | 0
H | 0 | 0 | 0 | 0 | 0 | 0
LFG | 0 | 0 | 0 | 0 | 0 | 0
Nuc | 0 | 0 | 0 | 0 | 0 | 0
PS | 0 | 0 | 0 | 0 | 0 | 0
PV | 0 | 0 | 0 | 0 | 0 | 0
PeakG | 0 | 0 | 0 | 0 | 0 | 0
PeakO | 0 | 0 | 0 | 0 | 0 | 0
ST | 0 | 0 | 0 | 0 | 0 | 0
STOG | 0 | 0 | 0 | 0 | 0 | 0
STWD | 0 | 0 | 0 | 0 | 0 | 0
WT | 0 | 0 | 0 | 0 | 0 | 0
IGCC | 0 | 0 | 0 | 0 | 0 | 0
DemandResponse | 0 | 0 | 0 | 0 | 0 | 0
IGCC-CCS | 0 | 0 | 0 | 0 | 0 | 0
WT_off | 0 | 0 | 0 | 0 | 0 | 0
PseudoUnit | 0 | 0 | 0 | 0 | 0 | 0
FixedInterchange | 0 | 0 | 0 | 0 | 0 | 0
CO2 Emissions (MMmetricTons): NYISO_J-K
ReportingType | 2015 | 2020 | 2025 | 2030 | 2035 | 2040
BM | 0 | 0 | 0 | 0 | 0 | 0
CC | 8.56 | 8.74 | 8.4 | 5.27 | 4.78 | 2.24
CSP | 0 | 0 | 0 | 0 | 0 | 0
CT | 0 | 0 | 0 | 0 | 0 | 0
Coal | 0 | 0 | 0 | 0 | 0 | 0
Geo | 0 | 0 | 0 | 0 | 0 | 0
H | 0 | 0 | 0 | 0 | 0 | 0
LFG | 0 | 0 | 0 | 0 | 0 | 0
Nuc | 0 | 0 | 0 | 0 | 0 | 0
PS | 0 | 0 | 0 | 0 | 0 | 0
PV | 0 | 0 | 0 | 0 | 0 | 0
PeakG | 0.09 | 0.33 | 0.36 | 0.35 | 0.21 | 0.17
PeakO | 0 | 0 | 0.02 | 0 | 0 | 0
ST | 0 | 0 | 0 | 0 | 0 | 0
STOG | 0.24 | 0.42 | 0.32 | 0.18 | 0.09 | 0
STWD | 0 | 0 | 0 | 0 | 0 | 0
WT | 0 | 0 | 0 | 0 | 0 | 0
IGCC | 0 | 0 | 0 | 0 | 0 | 0
DemandResponse | 0 | 0 | 0 | 0 | 0 | 0
IGCC-CCS | 0 | 0 | 0 | 0 | 0 | 0
WT_off | 0 | 0 | 0 | 0 | 0 | 0
PseudoUnit | 0 | 0 | 0 | 0 | 0 | 0
FixedInterchange | 0 | 0 | 0 | 0 | 0 | 0
CO2 Emissions (MMmetricTons): PJM_E
ReportingType | 2015 | 2020 | 2025 | 2030 | 2035 | 2040
BM | 0 | 0 | 0 | 0 | 0 | 0
CC | 15.66 | 20.05 | 19.13 | 13.95 | 11.97 | 5.98
CSP | 0 | 0 | 0 | 0 | 0 | 0
CT | 0 | 0 | 0.01 | 0 | 0 | 0
Coal | 0.36 | 0.11 | 0.03 | 0 | 0 | 0
Geo | 0 | 0 | 0 | 0 | 0 | 0
H | 0 | 0 | 0 | 0 | 0 | 0
LFG | 0 | 0 | 0 | 0 | 0 | 0
Nuc | 0 | 0 | 0 | 0 | 0 | 0
PS | 0 | 0 | 0 | 0 | 0 | 0
PV | 0 | 0 | 0 | 0 | 0 | 0
PeakG | 0.05 | 0.54 | 0.59 | 0.54 | 0.28 | 0.28
PeakO | 0 | 0 | 0 | 0 | 0 | 0
ST | 0 | 0 | 0 | 0 | 0 | 0
STOG | 0.16 | 0 | 0 | 0 | 0 | 0
STWD | 0 | 0 | 0 | 0 | 0 | 0
WT | 0 | 0 | 0 | 0 | 0 | 0
IGCC | 0 | 0 | 0 | 0 | 0 | 0
DemandResponse | 0 | 0 | 0 | 0 | 0 | 0
IGCC-CCS | 0 | 0 | 0 | 0 | 0 | 0
WT_off | 0 | 0 | 0 | 0 | 0 | 0
PseudoUnit | 0 | 0 | 0 | 0 | 0 | 0
FixedInterchange | 0 | 0 | 0 | 0 | 0 | 0
CO2 Emissions (MMmetricTons): PJM_ROM
ReportingType | 2015 | 2020 | 2025 | 2030 | 2035 | 2040
BM | 0 | 0 | 0 | 0 | 0 | 0
CC | 6.77 | 9.56 | 9.76 | 5.54 | 4.64 | 2.58
CSP | 0 | 0 | 0 | 0 | 0 | 0
CT | 0 | 0 | 0 | 0 | 0 | 0
Coal | 8.52 | 1.4 | 0.03 | 0 | 0 | 0
Geo | 0 | 0 | 0 | 0 | 0 | 0
H | 0 | 0 | 0 | 0 | 0 | 0
LFG | 0 | 0 | 0 | 0 | 0 | 0
Nuc | 0 | 0 | 0 | 0 | 0 | 0
PS | 0 | 0 | 0 | 0 | 0 | 0
PV | 0 | 0 | 0 | 0 | 0 | 0
PeakG | 0 | 0.03 | 0.18 | 0.34 | 0.18 | 0.1
PeakO | 0 | 0 | 0 | 0 | 0 | 0
ST | 0 | 0 | 0 | 0 | 0 | 0
STOG | 0.39 | 0 | 0 | 0 | 0 | 0
STWD | 0 | 0 | 0 | 0 | 0 | 0
WT | 0 | 0 | 0 | 0 | 0 | 0
IGCC | 0 | 0 | 0 | 0 | 0 | 0
DemandResponse | 0 | 0 | 0 | 0 | 0 | 0
IGCC-CCS | 0 | 0 | 0 | 0 | 0 | 0
WT_off | 0 | 0 | 0 | 0 | 0 | 0
PseudoUnit | 0 | 0 | 0 | 0 | 0 | 0
FixedInterchange | 0 | 0 | 0 | 0 | 0 | 0
CO2 Emissions (MMmetricTons): PJM_ROR
ReportingType | 2015 | 2020 | 2025 | 2030 | 2035 | 2040
BM | 0 | 0 | 0 | 0 | 0 | 0
CC | 62.15 | 72.17 | 67.38 | 54.29 | 39.68 | 16.83
CSP | 0 | 0 | 0 | 0 | 0 | 0
CT | 0 | 0.01 | 0.01 | 0.01 | 0 | 0
Coal | 194.89 | 86.05 | 7.9 | 1.18 | 0.79 | 0.89
Geo | 0 | 0 | 0 | 0 | 0 | 0
H | 0 | 0 | 0 | 0 | 0 | 0
LFG | 0 | 0 | 0 | 0 | 0 | 0
Nuc | 0 | 0 | 0 | 0 | 0 | 0
PS | 0 | 0 | 0 | 0 | 0 | 0
PV | 0 | 0 | 0 | 0 | 0 | 0
PeakG | 0.53 | 1.86 | 3.67 | 2.29 | 1.66 | 0
PeakO | 0 | 0 | 0 | 0 | 0 | 0
ST | 0 | 0 | 0 | 0 | 0 | 0
STOG | 0.23 | 0.44 | 0.29 | 0 | 0 | 0
STWD | 0 | 0 | 0 | 0 | 0 | 0
WT | 0 | 0 | 0 | 0 | 0 | 0
IGCC | 0 | 0 | 0 | 0 | 0 | 0
DemandResponse | 0 | 0 | 0 | 0 | 0 | 0
IGCC-CCS | 0 | 0 | 0 | 0 | 0 | 0
WT_off | 0 | 0 | 0 | 0 | 0 | 0
PseudoUnit | 0 | 0 | 0 | 0 | 0 | 0
FixedInterchange | 0 | 0 | 0 | 0 | 0 | 0
CO2 Emissions (MMmetricTons): SOCO
ReportingType | 2015 | 2020 | 2025 | 2030 | 2035 | 2040
BM | 0 | 0 | 0 | 0 | 0 | 0
CC | 57.93 | 62.06 | 60.16 | 35.56 | 9.88 | 1.17
CSP | 0 | 0 | 0 | 0 | 0 | 0
CT | 0 | 0 | 0 | 0 | 0 | 0
Coal | 31.94 | 7.93 | 0.62 | 0.63 | 0.63 | 0.63
Geo | 0 | 0 | 0 | 0 | 0 | 0
H | 0 | 0 | 0 | 0 | 0 | 0
LFG | 0 | 0 | 0 | 0 | 0 | 0
Nuc | 0 | 0 | 0 | 0 | 0 | 0
PS | 0 | 0 | 0 | 0 | 0 | 0
PV | 0 | 0 | 0 | 0 | 0 | 0
PeakG | 0.37 | 1.83 | 1.15 | 0 | 0 | 0
PeakO | 0 | 0 | 0 | 0 | 0 | 0
ST | 0 | 0 | 0 | 0 | 0 | 0
STOG | 0 | 0 | 0 | 0 | 0 | 0
STWD | 0 | 0 | 0 | 0 | 0 | 0
WT | 0 | 0 | 0 | 0 | 0 | 0
IGCC | 0 | 0 | 0 | 0 | 0 | 0
DemandResponse | 0 | 0 | 0 | 0 | 0 | 0
IGCC-CCS | 0 | 0 | 0 | 0 | 0 | 0
WT_off | 0 | 0 | 0 | 0 | 0 | 0
PseudoUnit | 0 | 0 | 0 | 0 | 0 | 0
FixedInterchange | 0 | 0 | 0 | 0 | 0 | 0
CO2 Emissions (MMmetricTons): SPP_N
ReportingType | 2015 | 2020 | 2025 | 2030 | 2035 | 2040
BM | 0 | 0 | 0 | 0 | 0 | 0
CC | 1.15 | 0.53 | 0.56 | 0.36 | 0.21 | 0.11
CSP | 0 | 0 | 0 | 0 | 0 | 0
CT | 0 | 0 | 0 | 0 | 0 | 0
Coal | 59.76 | 9.89 | 0.28 | 0 | 0 | 0
Geo | 0 | 0 | 0 | 0 | 0 | 0
H | 0 | 0 | 0 | 0 | 0 | 0
LFG | 0 | 0 | 0 | 0 | 0 | 0
Nuc | 0 | 0 | 0 | 0 | 0 | 0
PS | 0 | 0 | 0 | 0 | 0 | 0
PV | 0 | 0 | 0 | 0 | 0 | 0
PeakG | 0.03 | 0 | 0.28 | 0 | 0 | 0.02
PeakO | 0 | 0 | 0.03 | 0 | 0 | 0
ST | 0 | 0 | 0 | 0 | 0 | 0
STOG | 0 | 0 | 0 | 0 | 0 | 0
STWD | 0 | 0 | 0 | 0 | 0 | 0
WT | 0 | 0 | 0 | 0 | 0 | 0
IGCC | 0 | 0 | 0 | 0 | 0 | 0
DemandResponse | 0 | 0 | 0 | 0 | 0 | 0
IGCC-CCS | 0 | 0 | 0 | 0 | 0 | 0
WT_off | 0 | 0 | 0 | 0 | 0 | 0
PseudoUnit | 0 | 0 | 0 | 0 | 0 | 0
FixedInterchange | 0 | 0 | 0 | 0 | 0 | 0
CO2 Emissions (MMmetricTons): SPP_S
ReportingType | 2015 | 2020 | 2025 | 2030 | 2035 | 2040
BM | 0 | 0 | 0 | 0 | 0 | 0
CC | 14.65 | 4.33 | 4.93 | 2.88 | 1.86 | 1.37
CSP | 0 | 0 | 0 | 0 | 0 | 0
CT | 0 | 0 | 0.04 | 0.04 | 0 | 0
Coal | 87.47 | 6.23 | 0.6 | 0 | 0 | 0
Geo | 0 | 0 | 0 | 0 | 0 | 0
H | 0 | 0 | 0 | 0 | 0 | 0
LFG | 0 | 0 | 0 | 0 | 0 | 0
Nuc | 0 | 0 | 0 | 0 | 0 | 0
PS | 0 | 0 | 0 | 0 | 0 | 0
PV | 0 | 0 | 0 | 0 | 0 | 0
PeakG | 0 | 0 | 0.19 | 0.12 | 0 | 0.16
PeakO | 0 | 0 | 0 | 0 | 0 | 0
ST | 0 | 0 | 0 | 0 | 0 | 0
STOG | 0.82 | 0.51 | 0.75 | 0 | 0 | 0
STWD | 0 | 0 | 0 | 0 | 0 | 0
WT | 0 | 0 | 0 | 0 | 0 | 0
IGCC | 0 | 0 | 0 | 0 | 0 | 0
DemandResponse | 0 | 0 | 0 | 0 | 0 | 0
IGCC-CCS | 0 | 0 | 0 | 0 | 0 | 0
WT_off | 0 | 0 | 0 | 0 | 0 | 0
PseudoUnit | 0 | 0 | 0 | 0 | 0 | 0
FixedInterchange | 0 | 0 | 0 | 0 | 0 | 0
CO2 Emissions (MMmetricTons): TVA
ReportingType | 2015 | 2020 | 2025 | 2030 | 2035 | 2040
BM | 0 | 0 | 0 | 0 | 0 | 0
CC | 16.04 | 24.15 | 23.14 | 17.37 | 7.48 | 0.95
CSP | 0 | 0 | 0 | 0 | 0 | 0
CT | 0 | 0 | 0 | 0 | 0 | 0
Coal | 44.03 | 15.05 | 0 | 0 | 0 | 0
Geo | 0 | 0 | 0 | 0 | 0 | 0
H | 0 | 0 | 0 | 0 | 0 | 0
LFG | 0 | 0 | 0 | 0 | 0 | 0
Nuc | 0 | 0 | 0 | 0 | 0 | 0
PS | 0 | 0 | 0 | 0 | 0 | 0
PV | 0 | 0 | 0 | 0 | 0 | 0
PeakG | 0 | 0 | 0.17 | 0.06 | 0 | 0
PeakO | 0 | 0 | 0 | 0 | 0 | 0
ST | 0 | 0 | 0 | 0 | 0 | 0
STOG | 0 | 0 | 0 | 0 | 0 | 0
STWD | 0 | 0 | 0 | 0 | 0 | 0
WT | 0 | 0 | 0 | 0 | 0 | 0
IGCC | 0 | 0 | 0 | 0 | 0 | 0
DemandResponse | 0 | 0 | 0 | 0 | 0 | 0
IGCC-CCS | 0 | 0 | 0 | 0 | 0 | 0
WT_off | 0 | 0 | 0 | 0 | 0 | 0
PseudoUnit | 0 | 0 | 0 | 0 | 0 | 0
FixedInterchange | 0 | 0 | 0 | 0 | 0 | 0
CO2 Emissions (MMmetricTons): TVA_Transmission
ReportingType | 2015 | 2020 | 2025 | 2030 | 2035 | 2040
BM | 0 | 0 | 0 | 0 | 0 | 0
CC | 0 | 0 | 0 | 0 | 0 | 0
CSP | 0 | 0 | 0 | 0 | 0 | 0
CT | 0 | 0 | 0 | 0 | 0 | 0
Coal | 0 | 0 | 0 | 0 | 0 | 0
Geo | 0 | 0 | 0 | 0 | 0 | 0
H | 0 | 0 | 0 | 0 | 0 | 0
LFG | 0 | 0 | 0 | 0 | 0 | 0
Nuc | 0 | 0 | 0 | 0 | 0 | 0
PS | 0 | 0 | 0 | 0 | 0 | 0
PV | 0 | 0 | 0 | 0 | 0 | 0
PeakG | 0 | 0 | 0 | 0 | 0 | 0
PeakO | 0 | 0 | 0 | 0 | 0 | 0
ST | 0 | 0 | 0 | 0 | 0 | 0
STOG | 0 | 0 | 0 | 0 | 0 | 0
STWD | 0 | 0 | 0 | 0 | 0 | 0
WT | 0 | 0 | 0 | 0 | 0 | 0
IGCC | 0 | 0 | 0 | 0 | 0 | 0
DemandResponse | 0 | 0 | 0 | 0 | 0 | 0
IGCC-CCS | 0 | 0 | 0 | 0 | 0 | 0
WT_off | 0 | 0 | 0 | 0 | 0 | 0
PseudoUnit | 0 | 0 | 0 | 0 | 0 | 0
FixedInterchange | 0 | 0 | 0 | 0 | 0 | 0
CO2 Emissions (MMmetricTons): VACAR
ReportingType | 2015 | 2020 | 2025 | 2030 | 2035 | 2040
BM | 0 | 0 | 0 | 0 | 0 | 0
CC | 30.14 | 31.88 | 31.52 | 21.43 | 10.4 | 0.66
CSP | 0 | 0 | 0 | 0 | 0 | 0
CT | 0 | 0.16 | 0.08 | 0 | 0 | 0
Coal | 34.46 | 11.26 | 1.44 | 0.29 | 0.23 | 0.28
Geo | 0 | 0 | 0 | 0 | 0 | 0
H | 0 | 0 | 0 | 0 | 0 | 0
LFG | 0 | 0 | 0 | 0 | 0 | 0
Nuc | 0 | 0 | 0 | 0 | 0 | 0
PS | 0 | 0 | 0 | 0 | 0 | 0
PV | 0 | 0 | 0 | 0 | 0 | 0
PeakG | 0.02 | 0.39 | 0.49 | 0 | 0 | 0
PeakO | 0 | 0 | 0 | 0 | 0 | 0
ST | 0 | 0 | 0 | 0 | 0 | 0
STOG | 0 | 0 | 0 | 0 | 0 | 0
STWD | 0 | 0 | 0 | 0 | 0 | 0
WT | 0 | 0 | 0 | 0 | 0 | 0
IGCC | 0 | 0 | 0 | 0 | 0 | 0
DemandResponse | 0 | 0 | 0 | 0 | 0 | 0
IGCC-CCS | 0 | 0 | 0 | 0 | 0 | 0
WT_off | 0 | 0 | 0 | 0 | 0 | 0
PseudoUnit | 0 | 0 | 0 | 0 | 0 | 0
FixedInterchange | 0 | 0 | 0 | 0 | 0 | 0
CO2 Emissions (MMmetricTons): IESO
ReportingType | 2015 | 2020 | 2025 | 2030 | 2035 | 2040
BM | 0 | 0 | 0 | 0 | 0 | 0
CC | 3.32 | 2.87 | 0.35 | 0.05 | 0.2 | 0.12
CSP | 0 | 0 | 0 | 0 | 0 | 0
CT | 0 | 0.01 | 0.01 | 0 | 0 | 0
Coal | 0 | 0 | 0 | 0 | 0 | 0
Geo | 0 | 0 | 0 | 0 | 0 | 0
H | 0 | 0 | 0 | 0 | 0 | 0
LFG | 0 | 0 | 0 | 0 | 0 | 0
Nuc | 0 | 0 | 0 | 0 | 0 | 0
PS | 0 | 0 | 0 | 0 | 0 | 0
PV | 0 | 0 | 0 | 0 | 0 | 0
PeakG | 0 | 0 | 0 | 0 | 0 | 0
PeakO | 0 | 0 | 0 | 0 | 0 | 0
ST | 0 | 0 | 0 | 0 | 0 | 0
STOG | 0 | 0 | 0 | 0 | 0 | 0
STWD | 0 | 0 | 0 | 0 | 0 | 0
WT | 0 | 0 | 0 | 0 | 0 | 0
IGCC | 0 | 0 | 0 | 0 | 0 | 0
DemandResponse | 0 | 0 | 0 | 0 | 0 | 0
IGCC-CCS | 0 | 0 | 0 | 0 | 0 | 0
WT_off | 0 | 0 | 0 | 0 | 0 | 0
PseudoUnit | 0 | 0 | 0 | 0 | 0 | 0
FixedInterchange | 0 | 0 | 0 | 0 | 0 | 0
CO2 Emissions (MMmetricTons): MAPP_CA
ReportingType | 2015 | 2020 | 2025 | 2030 | 2035 | 2040
BM | 0 | 0 | 0 | 0 | 0 | 0
CC | 3.55 | 3.55 | 0.14 | 0.07 | 0.03 | 0
CSP | 0 | 0 | 0 | 0 | 0 | 0
CT | 0 | 0 | 0 | 0 | 0 | 0
Coal | 0.25 | 0 | 0 | 0 | 0 | 0
Geo | 0 | 0 | 0 | 0 | 0 | 0
H | 0 | 0 | 0 | 0 | 0 | 0
LFG | 0 | 0 | 0 | 0 | 0 | 0
Nuc | 0 | 0 | 0 | 0 | 0 | 0
PS | 0 | 0 | 0 | 0 | 0 | 0
PV | 0 | 0 | 0 | 0 | 0 | 0
PeakG | 0.04 | 0.11 | 0 | 0 | 0 | 0
PeakO | 0 | 0 | 0 | 0 | 0 | 0
ST | 0 | 0 | 0 | 0 | 0 | 0
STOG | 0.01 | 0 | 0 | 0 | 0 | 0
STWD | 0 | 0 | 0 | 0 | 0 | 0
WT | 0 | 0 | 0 | 0 | 0 | 0
IGCC | 0 | 0 | 0 | 0 | 0 | 0
DemandResponse | 0 | 0 | 0 | 0 | 0 | 0
IGCC-CCS | 0 | 0 | 0 | 0 | 0 | 0
WT_off | 0 | 0 | 0 | 0 | 0 | 0
PseudoUnit | 0 | 0 | 0 | 0 | 0 | 0
FixedInterchange | 0 | 0 | 0 | 0 | 0 | 0
CO2 Emissions (MMmetricTons): AZ_NM_SNV_Coal
ReportingType | 2015 | 2020 | 2025 | 2030 | 2035 | 2040
BM | 0 | 0 | 0 | 0 | 0 | 0
CC | 0 | 0 | 0 | 0 | 0 | 0
CSP | 0 | 0 | 0 | 0 | 0 | 0
CT | 0 | 0 | 0 | 0 | 0 | 0
Coal | 57.9 | 35.16 | 0 | 0 | 0 | 0
Geo | 0 | 0 | 0 | 0 | 0 | 0
H | 0 | 0 | 0 | 0 | 0 | 0
LFG | 0 | 0 | 0 | 0 | 0 | 0
Nuc | 0 | 0 | 0 | 0 | 0 | 0
PS | 0 | 0 | 0 | 0 | 0 | 0
PV | 0 | 0 | 0 | 0 | 0 | 0
PeakG | 0 | 0 | 0 | 0 | 0 | 0
PeakO | 0 | 0 | 0 | 0 | 0 | 0
ST | 0 | 0 | 0 | 0 | 0 | 0
STOG | 0 | 0 | 0 | 0 | 0 | 0
STWD | 0 | 0 | 0 | 0 | 0 | 0
WT | 0 | 0 | 0 | 0 | 0 | 0
IGCC | 0 | 0 | 0 | 0 | 0 | 0
DemandResponse | 0 | 0 | 0 | 0 | 0 | 0
IGCC-CCS | 0 | 0 | 0 | 0 | 0 | 0
WT_off | 0 | 0 | 0 | 0 | 0 | 0
PseudoUnit | 0 | 0 | 0 | 0 | 0 | 0
FixedInterchange | 0 | 0 | 0 | 0 | 0 | 0
CO2 Emissions (MMmetricTons): AZ_NM_SNV_Gas
ReportingType | 2015 | 2020 | 2025 | 2030 | 2035 | 2040
BM | 0 | 0 | 0 | 0 | 0 | 0
CC | 25 | 22.54 | 31.76 | 10.62 | 5.09 | 4.15
CSP | 0 | 0 | 0 | 0 | 0 | 0
CT | 0 | 0.02 | 0.09 | 0.05 | 0 | 0
Coal | 0 | 0 | 0 | 0 | 0 | 0
Geo | 0 | 0 | 0 | 0 | 0 | 0
H | 0 | 0 | 0 | 0 | 0 | 0
LFG | 0 | 0 | 0 | 0 | 0 | 0
Nuc | 0 | 0 | 0 | 0 | 0 | 0
PS | 0 | 0 | 0 | 0 | 0 | 0
PV | 0 | 0 | 0 | 0 | 0 | 0
PeakG | 0 | 0.01 | 0 | 0 | 0 | 0
PeakO | 0 | 0 | 0 | 0 | 0 | 0
ST | 0 | 0 | 0 | 0 | 0 | 0
STOG | 0 | 0 | 0 | 0 | 0 | 0
STWD | 0 | 0 | 0 | 0 | 0 | 0
WT | 0 | 0 | 0 | 0 | 0 | 0
IGCC | 0 | 0 | 0 | 0 | 0 | 0
DemandResponse | 0 | 0 | 0 | 0 | 0 | 0
IGCC-CCS | 0 | 0 | 0 | 0 | 0 | 0
WT_off | 0 | 0 | 0 | 0 | 0 | 0
PseudoUnit | 0 | 0 | 0 | 0 | 0 | 0
FixedInterchange | 0 | 0 | 0 | 0 | 0 | 0
CO2 Emissions (MMmetricTons): AZ_NM_SNV_NucRenew
ReportingType | 2015 | 2020 | 2025 | 2030 | 2035 | 2040
BM | 0 | 0 | 0 | 0 | 0 | 0
CC | 0 | 0 | 0 | 0 | 0 | 0
CSP | 0 | 0 | 0 | 0 | 0 | 0
CT | 0 | 0 | 0 | 0 | 0 | 0
Coal | 0 | 0 | 0 | 0 | 0 | 0
Geo | 0 | 0 | 0 | 0 | 0 | 0
H | 0 | 0 | 0 | 0 | 0 | 0
LFG | 0 | 0 | 0 | 0 | 0 | 0
Nuc | 0 | 0 | 0 | 0 | 0 | 0
PS | 0 | 0 | 0 | 0 | 0 | 0
PV | 0 | 0 | 0 | 0 | 0 | 0
PeakG | 0 | 0 | 0 | 0 | 0 | 0
PeakO | 0 | 0 | 0 | 0 | 0 | 0
ST | 0 | 0 | 0 | 0 | 0 | 0
STOG | 0 | 0 | 0 | 0 | 0 | 0
STWD | 0 | 0 | 0 | 0 | 0 | 0
WT | 0 | 0 | 0 | 0 | 0 | 0
IGCC | 0 | 0 | 0 | 0 | 0 | 0
DemandResponse | 0 | 0 | 0 | 0 | 0 | 0
IGCC-CCS | 0 | 0 | 0 | 0 | 0 | 0
WT_off | 0 | 0 | 0 | 0 | 0 | 0
PseudoUnit | 0 | 0 | 0 | 0 | 0 | 0
FixedInterchange | 0 | 0 | 0 | 0 | 0 | 0
CO2 Emissions (MMmetricTons): ERCOT
ReportingType | 2015 | 2020 | 2025 | 2030 | 2035 | 2040
BM | 0 | 0 | 0 | 0 | 0 | 0
CC | 75.26 | 76.79 | 67.97 | 60.3 | 24.64 | 15.23
CSP | 0 | 0 | 0 | 0 | 0 | 0
CT | 0 | 0.01 | 0.03 | 0.03 | 0 | 0
Coal | 41.24 | 25.88 | 1.58 | 0.79 | 0.9 | 0.9
Geo | 0 | 0 | 0 | 0 | 0 | 0
H | 0 | 0 | 0 | 0 | 0 | 0
LFG | 0 | 0 | 0 | 0 | 0 | 0
Nuc | 0 | 0 | 0 | 0 | 0 | 0
PS | 0 | 0 | 0 | 0 | 0 | 0
PV | 0 | 0 | 0 | 0 | 0 | 0
PeakG | 0 | 0.15 | 0.42 | 0.33 | 0 | 0
PeakO | 0 | 0 | 0 | 0 | 0 | 0
ST | 0 | 0 | 0 | 0 | 0 | 0
STOG | 1.44 | 1.82 | 0.13 | 0 | 0 | 0
STWD | 0 | 0 | 0 | 0 | 0 | 0
WT | 0 | 0 | 0 | 0 | 0 | 0
IGCC | 0 | 0 | 0 | 0 | 0 | 0
DemandResponse | 0 | 0 | 0 | 0 | 0 | 0
IGCC-CCS | 0 | 0 | 0 | 0 | 0 | 0
WT_off | 0 | 0 | 0 | 0 | 0 | 0
PseudoUnit | 0 | 0 | 0 | 0 | 0 | 0
FixedInterchange | 0 | 0 | 0 | 0 | 0 | 0
CO2 Emissions (MMmetricTons): NP15
ReportingType | 2015 | 2020 | 2025 | 2030 | 2035 | 2040
BM | 0 | 0 | 0 | 0 | 0 | 0
CC | 20.31 | 18.17 | 18.17 | 12.07 | 1.79 | 0.14
CSP | 0 | 0 | 0 | 0 | 0 | 0
CT | 0 | 0 | 0 | 0 | 0 | 0
Coal | 1.57 | 0 | 0 | 0 | 0 | 0
Geo | 0 | 0 | 0 | 0 | 0 | 0
H | 0 | 0 | 0 | 0 | 0 | 0
LFG | 0 | 0 | 0 | 0 | 0 | 0
Nuc | 0 | 0 | 0 | 0 | 0 | 0
PS | 0 | 0 | 0 | 0 | 0 | 0
PV | 0 | 0 | 0 | 0 | 0 | 0
PeakG | 0 | 0 | 0 | 0 | 0 | 0
PeakO | 0 | 0 | 0 | 0 | 0 | 0
ST | 0 | 0 | 0 | 0 | 0 | 0
STOG | 0.03 | 0 | 0 | 0 | 0 | 0
STWD | 0 | 0 | 0 | 0 | 0 | 0
WT | 0 | 0 | 0 | 0 | 0 | 0
IGCC | 0 | 0 | 0 | 0 | 0 | 0
DemandResponse | 0 | 0 | 0 | 0 | 0 | 0
IGCC-CCS | 0 | 0 | 0 | 0 | 0 | 0
WT_off | 0 | 0 | 0 | 0 | 0 | 0
PseudoUnit | 0 | 0 | 0 | 0 | 0 | 0
FixedInterchange | 0 | 0 | 0 | 0 | 0 | 0
CO2 Emissions (MMmetricTons): NWPP_Coal
ReportingType | 2015 | 2020 | 2025 | 2030 | 2035 | 2040
BM | 0 | 0 | 0 | 0 | 0 | 0
CC | 0 | 0 | 0 | 0 | 0 | 0
CSP | 0 | 0 | 0 | 0 | 0 | 0
CT | 0 | 0 | 0 | 0 | 0 | 0
Coal | 53.52 | 39.19 | 0.16 | 0.16 | 0.16 | 0.16
Geo | 0 | 0 | 0 | 0 | 0 | 0
H | 0 | 0 | 0 | 0 | 0 | 0
LFG | 0 | 0 | 0 | 0 | 0 | 0
Nuc | 0 | 0 | 0 | 0 | 0 | 0
PS | 0 | 0 | 0 | 0 | 0 | 0
PV | 0 | 0 | 0 | 0 | 0 | 0
PeakG | 0 | 0 | 0 | 0 | 0 | 0
PeakO | 0 | 0 | 0 | 0 | 0 | 0
ST | 0 | 0 | 0 | 0 | 0 | 0
STOG | 0 | 0 | 0 | 0 | 0 | 0
STWD | 0 | 0 | 0 | 0 | 0 | 0
WT | 0 | 0 | 0 | 0 | 0 | 0
IGCC | 0 | 0 | 0 | 0 | 0 | 0
DemandResponse | 0 | 0 | 0 | 0 | 0 | 0
IGCC-CCS | 0 | 0 | 0 | 0 | 0 | 0
WT_off | 0 | 0 | 0 | 0 | 0 | 0
PseudoUnit | 0 | 0 | 0 | 0 | 0 | 0
FixedInterchange | 0 | 0 | 0 | 0 | 0 | 0
CO2 Emissions (MMmetricTons): NWPP_Gas
ReportingType | 2015 | 2020 | 2025 | 2030 | 2035 | 2040
BM | 0 | 0 | 0 | 0 | 0 | 0
CC | 19.13 | 22.17 | 22.17 | 8.88 | 1.7 | 1.37
CSP | 0 | 0 | 0 | 0 | 0 | 0
CT | 0 | 0 | 0 | 0 | 0 | 0
Coal | 0 | 0 | 0 | 0 | 0 | 0
Geo | 0 | 0 | 0 | 0 | 0 | 0
H | 0 | 0 | 0 | 0 | 0 | 0
LFG | 0 | 0 | 0 | 0 | 0 | 0
Nuc | 0 | 0 | 0 | 0 | 0 | 0
PS | 0 | 0 | 0 | 0 | 0 | 0
PV | 0 | 0 | 0 | 0 | 0 | 0
PeakG | 0 | 0 | 0 | 0 | 0 | 0
PeakO | 0 | 0 | 0 | 0 | 0 | 0
ST | 0 | 0 | 0 | 0 | 0 | 0
STOG | 0 | 0 | 0 | 0 | 0 | 0
STWD | 0 | 0 | 0 | 0 | 0 | 0
WT | 0 | 0 | 0 | 0 | 0 | 0
IGCC | 0 | 0 | 0 | 0 | 0 | 0
DemandResponse | 0 | 0 | 0 | 0 | 0 | 0
IGCC-CCS | 0 | 0 | 0 | 0 | 0 | 0
WT_off | 0 | 0 | 0 | 0 | 0 | 0
PseudoUnit | 0 | 0 | 0 | 0 | 0 | 0
FixedInterchange | 0 | 0 | 0 | 0 | 0 | 0
CO2 Emissions (MMmetricTons): NWPP_NucRenew
ReportingType | 2015 | 2020 | 2025 | 2030 | 2035 | 2040
BM | 0 | 0 | 0 | 0 | 0 | 0
CC | 0 | 0 | 0 | 0 | 0 | 0
CSP | 0 | 0 | 0 | 0 | 0 | 0
CT | 0 | 0 | 0 | 0 | 0 | 0
Coal | 0 | 0 | 0 | 0 | 0 | 0
Geo | 0 | 0 | 0 | 0 | 0 | 0
H | 0 | 0 | 0 | 0 | 0 | 0
LFG | 0 | 0 | 0 | 0 | 0 | 0
Nuc | 0 | 0 | 0 | 0 | 0 | 0
PS | 0 | 0 | 0 | 0 | 0 | 0
PV | 0 | 0 | 0 | 0 | 0 | 0
PeakG | 0 | 0 | 0 | 0 | 0 | 0
PeakO | 0 | 0 | 0 | 0 | 0 | 0
ST | 0 | 0 | 0 | 0 | 0 | 0
STOG | 0 | 0 | 0 | 0 | 0 | 0
STWD | 0 | 0 | 0 | 0 | 0 | 0
WT | 0 | 0 | 0 | 0 | 0 | 0
IGCC | 0 | 0 | 0 | 0 | 0 | 0
DemandResponse | 0 | 0 | 0 | 0 | 0 | 0
IGCC-CCS | 0 | 0 | 0 | 0 | 0 | 0
WT_off | 0 | 0 | 0 | 0 | 0 | 0
PseudoUnit | 0 | 0 | 0 | 0 | 0 | 0
FixedInterchange | 0 | 0 | 0 | 0 | 0 | 0
CO2 Emissions (MMmetricTons): RMPA
ReportingType | 2015 | 2020 | 2025 | 2030 | 2035 | 2040
BM | 0 | 0 | 0 | 0 | 0 | 0
CC | 2.85 | 3.2 | 5.74 | 3.28 | 1.34 | 0.94
CSP | 0 | 0 | 0 | 0 | 0 | 0
CT | 0 | 0 | 0 | 0 | 0 | 0
Coal | 52.77 | 36.11 | 3.07 | 0.46 | 0.41 | 0.39
Geo | 0 | 0 | 0 | 0 | 0 | 0
H | 0 | 0 | 0 | 0 | 0 | 0
LFG | 0 | 0 | 0 | 0 | 0 | 0
Nuc | 0 | 0 | 0 | 0 | 0 | 0
PS | 0 | 0 | 0 | 0 | 0 | 0
PV | 0 | 0 | 0 | 0 | 0 | 0
PeakG | 0 | 0.03 | 0.24 | 0.08 | 0.1 | 0.04
PeakO | 0 | 0 | 0 | 0 | 0 | 0
ST | 0 | 0 | 0 | 0 | 0 | 0
STOG | 0 | 0 | 0 | 0 | 0 | 0
STWD | 0 | 0 | 0 | 0 | 0 | 0
WT | 0 | 0 | 0 | 0 | 0 | 0
IGCC | 0 | 0 | 0 | 0 | 0 | 0
DemandResponse | 0 | 0 | 0 | 0 | 0 | 0
IGCC-CCS | 0 | 0 | 0 | 0 | 0 | 0
WT_off | 0 | 0 | 0 | 0 | 0 | 0
PseudoUnit | 0 | 0 | 0 | 0 | 0 | 0
FixedInterchange | 0 | 0 | 0 | 0 | 0 | 0
CO2 Emissions (MMmetricTons): SP15
ReportingType | 2015 | 2020 | 2025 | 2030 | 2035 | 2040
BM | 0 | 0 | 0 | 0 | 0 | 0
CC | 26.83 | 22.25 | 22.03 | 17.89 | 6.8 | 6.38
CSP | 0 | 0 | 0 | 0 | 0 | 0
CT | 0 | 0 | 0 | 0 | 0 | 0
Coal | 1.49 | 0.81 | 0 | 0 | 0 | 0
Geo | 0 | 0 | 0 | 0 | 0 | 0
H | 0 | 0 | 0 | 0 | 0 | 0
LFG | 0 | 0 | 0 | 0 | 0 | 0
Nuc | 0 | 0 | 0 | 0 | 0 | 0
PS | 0 | 0 | 0 | 0 | 0 | 0
PV | 0 | 0 | 0 | 0 | 0 | 0
PeakG | 0 | 0.02 | 0.25 | 0.13 | 0.08 | 0.11
PeakO | 0 | 0 | 0 | 0 | 0 | 0
ST | 0 | 0 | 0 | 0 | 0 | 0
STOG | 0.29 | 0.17 | 0 | 0 | 0 | 0
STWD | 0 | 0 | 0 | 0 | 0 | 0
WT | 0 | 0 | 0 | 0 | 0 | 0
IGCC | 0 | 0 | 0 | 0 | 0 | 0
DemandResponse | 0 | 0 | 0 | 0 | 0 | 0
IGCC-CCS | 0 | 0 | 0 | 0 | 0 | 0
WT_off | 0 | 0 | 0 | 0 | 0 | 0
PseudoUnit | 0 | 0 | 0 | 0 | 0 | 0
FixedInterchange | 0 | 0 | 0 | 0 | 0 | 0
CO2 Emissions (MMmetricTons): ALB
ReportingType | 2015 | 2020 | 2025 | 2030 | 2035 | 2040
BM | 0 | 0 | 0 | 0 | 0 | 0
CC | 7.15 | 7.16 | 7.2 | 0.34 | 0 | 0
CSP | 0 | 0 | 0 | 0 | 0 | 0
CT | 0 | 0 | 0 | 0 | 0 | 0
Coal | 45.36 | 45.36 | 43.77 | 0 | 0 | 0
Geo | 0 | 0 | 0 | 0 | 0 | 0
H | 0 | 0 | 0 | 0 | 0 | 0
LFG | 0 | 0 | 0 | 0 | 0 | 0
Nuc | 0 | 0 | 0 | 0 | 0 | 0
PS | 0 | 0 | 0 | 0 | 0 | 0
PV | 0 | 0 | 0 | 0 | 0 | 0
PeakG | 0 | 0 | 0 | 0 | 0 | 0
PeakO | 0 | 0 | 0 | 0 | 0 | 0
ST | 0 | 0 | 0 | 0 | 0 | 0
STOG | 0 | 0 | 0 | 0 | 0 | 0
STWD | 0 | 0 | 0 | 0 | 0 | 0
WT | 0 | 0 | 0 | 0 | 0 | 0
IGCC | 0 | 0 | 0 | 0 | 0 | 0
DemandResponse | 0 | 0 | 0 | 0 | 0 | 0
IGCC-CCS | 0 | 0 | 0 | 0 | 0 | 0
WT_off | 0 | 0 | 0 | 0 | 0 | 0
PseudoUnit | 0 | 0 | 0 | 0 | 0 | 0
FixedInterchange | 0 | 0 | 0 | 0 | 0 | 0
CO2 Emissions (MMmetricTons): BC
ReportingType | 2015 | 2020 | 2025 | 2030 | 2035 | 2040
BM | 0 | 0 | 0 | 0 | 0 | 0
CC | 2.48 | 2.48 | 2.48 | 1.89 | 0 | 0
CSP | 0 | 0 | 0 | 0 | 0 | 0
CT | 0 | 0 | 0 | 0 | 0 | 0
Coal | 0 | 0 | 0 | 0 | 0 | 0
Geo | 0 | 0 | 0 | 0 | 0 | 0
H | 0 | 0 | 0 | 0 | 0 | 0
LFG | 0 | 0 | 0 | 0 | 0 | 0
Nuc | 0 | 0 | 0 | 0 | 0 | 0
PS | 0 | 0 | 0 | 0 | 0 | 0
PV | 0 | 0 | 0 | 0 | 0 | 0
PeakG | 0 | 0 | 0 | 0 | 0 | 0
PeakO | 0 | 0 | 0 | 0 | 0 | 0
ST | 0 | 0 | 0 | 0 | 0 | 0
STOG | 0 | 0 | 0 | 0 | 0 | 0
STWD | 0 | 0 | 0 | 0 | 0 | 0
WT | 0 | 0 | 0 | 0 | 0 | 0
IGCC | 0 | 0 | 0 | 0 | 0 | 0
DemandResponse | 0 | 0 | 0 | 0 | 0 | 0
IGCC-CCS | 0 | 0 | 0 | 0 | 0 | 0
WT_off | 0 | 0 | 0 | 0 | 0 | 0
PseudoUnit | 0 | 0 | 0 | 0 | 0 | 0
FixedInterchange | 0 | 0 | 0 | 0 | 0 | 0
CO2 Emissions (MMmetricTons): HQ_IESO
ReportingType | 2015 | 2020 | 2025 | 2030 | 2035 | 2040
BM | 0 | 0 | 0 | 0 | 0 | 0
CC | 0 | 0 | 0 | 0 | 0 | 0
CSP | 0 | 0 | 0 | 0 | 0 | 0
CT | 0 | 0 | 0 | 0 | 0 | 0
Coal | 0 | 0 | 0 | 0 | 0 | 0
Geo | 0 | 0 | 0 | 0 | 0 | 0
H | 0 | 0 | 0 | 0 | 0 | 0
LFG | 0 | 0 | 0 | 0 | 0 | 0
Nuc | 0 | 0 | 0 | 0 | 0 | 0
PS | 0 | 0 | 0 | 0 | 0 | 0
PV | 0 | 0 | 0 | 0 | 0 | 0
PeakG | 0 | 0 | 0 | 0 | 0 | 0
PeakO | 0 | 0 | 0 | 0 | 0 | 0
ST | 0 | 0 | 0 | 0 | 0 | 0
STOG | 0 | 0 | 0 | 0 | 0 | 0
STWD | 0 | 0 | 0 | 0 | 0 | 0
WT | 0 | 0 | 0 | 0 | 0 | 0
IGCC | 0 | 0 | 0 | 0 | 0 | 0
DemandResponse | 0 | 0 | 0 | 0 | 0 | 0
IGCC-CCS | 0 | 0 | 0 | 0 | 0 | 0
WT_off | 0 | 0 | 0 | 0 | 0 | 0
PseudoUnit | 0 | 0 | 0 | 0 | 0 | 0
FixedInterchange | 0 | 0 | 0 | 0 | 0 | 0
CO2 Emissions (MMmetricTons): HQ_NEISO
ReportingType | 2015 | 2020 | 2025 | 2030 | 2035 | 2040
BM | 0 | 0 | 0 | 0 | 0 | 0
CC | 0 | 0 | 0 | 0 | 0 | 0
CSP | 0 | 0 | 0 | 0 | 0 | 0
CT | 0 | 0 | 0 | 0 | 0 | 0
Coal | 0 | 0 | 0 | 0 | 0 | 0
Geo | 0 | 0 | 0 | 0 | 0 | 0
H | 0 | 0 | 0 | 0 | 0 | 0
LFG | 0 | 0 | 0 | 0 | 0 | 0
Nuc | 0 | 0 | 0 | 0 | 0 | 0
PS | 0 | 0 | 0 | 0 | 0 | 0
PV | 0 | 0 | 0 | 0 | 0 | 0
PeakG | 0 | 0 | 0 | 0 | 0 | 0
PeakO | 0 | 0 | 0 | 0 | 0 | 0
ST | 0 | 0 | 0 | 0 | 0 | 0
STOG | 0 | 0 | 0 | 0 | 0 | 0
STWD | 0 | 0 | 0 | 0 | 0 | 0
WT | 0 | 0 | 0 | 0 | 0 | 0
IGCC | 0 | 0 | 0 | 0 | 0 | 0
DemandResponse | 0 | 0 | 0 | 0 | 0 | 0
IGCC-CCS | 0 | 0 | 0 | 0 | 0 | 0
WT_off | 0 | 0 | 0 | 0 | 0 | 0
PseudoUnit | 0 | 0 | 0 | 0 | 0 | 0
FixedInterchange | 0 | 0 | 0 | 0 | 0 | 0
CO2 Emissions (MMmetricTons): HQ_NY
ReportingType | 2015 | 2020 | 2025 | 2030 | 2035 | 2040
BM | 0 | 0 | 0 | 0 | 0 | 0
CC | 0 | 0 | 0 | 0 | 0 | 0
CSP | 0 | 0 | 0 | 0 | 0 | 0
CT | 0 | 0 | 0 | 0 | 0 | 0
Coal | 0 | 0 | 0 | 0 | 0 | 0
Geo | 0 | 0 | 0 | 0 | 0 | 0
H | 0 | 0 | 0 | 0 | 0 | 0
LFG | 0 | 0 | 0 | 0 | 0 | 0
Nuc | 0 | 0 | 0 | 0 | 0 | 0
PS | 0 | 0 | 0 | 0 | 0 | 0
PV | 0 | 0 | 0 | 0 | 0 | 0
PeakG | 0 | 0 | 0 | 0 | 0 | 0
PeakO | 0 | 0 | 0 | 0 | 0 | 0
ST | 0 | 0 | 0 | 0 | 0 | 0
STOG | 0 | 0 | 0 | 0 | 0 | 0
STWD | 0 | 0 | 0 | 0 | 0 | 0
WT | 0 | 0 | 0 | 0 | 0 | 0
IGCC | 0 | 0 | 0 | 0 | 0 | 0
DemandResponse | 0 | 0 | 0 | 0 | 0 | 0
IGCC-CCS | 0 | 0 | 0 | 0 | 0 | 0
WT_off | 0 | 0 | 0 | 0 | 0 | 0
PseudoUnit | 0 | 0 | 0 | 0 | 0 | 0
FixedInterchange | 0 | 0 | 0 | 0 | 0 | 0
CO2 Emissions (MMmetricTons): MARITIMES
ReportingType | 2015 | 2020 | 2025 | 2030 | 2035 | 2040
BM | 0 | 0 | 0 | 0 | 0 | 0
CC | 0 | 0 | 0 | 0 | 0 | 0
CSP | 0 | 0 | 0 | 0 | 0 | 0
CT | 0 | 0 | 0 | 0 | 0 | 0
Coal | 0 | 0 | 0 | 0 | 0 | 0
Geo | 0 | 0 | 0 | 0 | 0 | 0
H | 0 | 0 | 0 | 0 | 0 | 0
LFG | 0 | 0 | 0 | 0 | 0 | 0
Nuc | 0 | 0 | 0 | 0 | 0 | 0
PS | 0 | 0 | 0 | 0 | 0 | 0
PV | 0 | 0 | 0 | 0 | 0 | 0
PeakG | 0 | 0 | 0 | 0 | 0 | 0
PeakO | 0 | 0 | 0 | 0 | 0 | 0
ST | 0 | 0 | 0 | 0 | 0 | 0
STOG | 0 | 0 | 0 | 0 | 0 | 0
STWD | 0 | 0 | 0 | 0 | 0 | 0
WT | 0 | 0 | 0 | 0 | 0 | 0
IGCC | 0 | 0 | 0 | 0 | 0 | 0
DemandResponse | 0 | 0 | 0 | 0 | 0 | 0
IGCC-CCS | 0 | 0 | 0 | 0 | 0 | 0
WT_off | 0 | 0 | 0 | 0 | 0 | 0
PseudoUnit | 0 | 0 | 0 | 0 | 0 | 0
FixedInterchange | 0 | 0 | 0 | 0 | 0 | 0
CO2 Emissions (MMmetricTons): All
ReportingType | 2015 | 2020 | 2025 | 2030 | 2035 | 2040
BM | 0 | 0 | 0 | 0 | 0 | 0
CC | 549.88 | 615.3 | 587.92 | 374.75 | 192.04 | 87.11
CSP | 0 | 0 | 0 | 0 | 0 | 0
CT | 0.29 | 1.12 | 1.24 | 0.67 | 0 | 0
Coal | 1109.62 | 445 | 64.93 | 4.55 | 4.3 | 4.48
Geo | 0 | 0 | 0 | 0 | 0 | 0
H | 0 | 0 | 0 | 0 | 0 | 0
LFG | 0 | 0 | 0 | 0 | 0 | 0
Nuc | 0 | 0 | 0 | 0 | 0 | 0
PS | 0 | 0 | 0 | 0 | 0 | 0
PV | 0 | 0 | 0 | 0 | 0 | 0
PeakG | 1.77 | 7.13 | 10.47 | 5.42 | 3.31 | 1.83
PeakO | 0 | 0 | 0.14 | 0 | 0 | 0
ST | 0 | 0 | 0 | 0 | 0 | 0
STOG | 4.01 | 4 | 1.56 | 0.18 | 0.09 | 0
STWD | 0 | 0 | 0 | 0 | 0 | 0
WT | 0 | 0 | 0 | 0 | 0 | 0
IGCC | 3.76 | 3.76 | 0.66 | 0.05 | 0 | 0
DemandResponse | 0 | 0 | 0 | 0 | 0 | 0
IGCC-CCS | 0 | 0 | 0 | 0 | 0 | 0
WT_off | 0 | 0 | 0 | 0 | 0 | 0
PseudoUnit | 0 | 0 | 0 | 0 | 0 | 0
FixedInterchange | 0 | 0 | 0 | 0 | 0 | 0
CO2 Emissions (MMmetricTons): EI_US
ReportingType | 2015 | 2020 | 2025 | 2030 | 2035 | 2040
BM | 0 | 0 | 0 | 0 | 0 | 0
CC | 364 | 434.11 | 409.91 | 259.37 | 150.44 | 58.79
CSP | 0 | 0 | 0 | 0 | 0 | 0
CT | 0.29 | 1.08 | 1.12 | 0.59 | 0 | 0
Coal | 855.53 | 262.49 | 16.36 | 3.14 | 2.83 | 3.03
Geo | 0 | 0 | 0 | 0 | 0 | 0
H | 0 | 0 | 0 | 0 | 0 | 0
LFG | 0 | 0 | 0 | 0 | 0 | 0
Nuc | 0 | 0 | 0 | 0 | 0 | 0
PS | 0 | 0 | 0 | 0 | 0 | 0
PV | 0 | 0 | 0 | 0 | 0 | 0
PeakG | 1.73 | 6.81 | 9.55 | 4.87 | 3.14 | 1.68
PeakO | 0 | 0 | 0.14 | 0 | 0 | 0
ST | 0 | 0 | 0 | 0 | 0 | 0
STOG | 2.25 | 2.01 | 1.43 | 0.18 | 0.09 | 0
STWD | 0 | 0 | 0 | 0 | 0 | 0
WT | 0 | 0 | 0 | 0 | 0 | 0
IGCC | 3.76 | 3.76 | 0.66 | 0.05 | 0 | 0
DemandResponse | 0 | 0 | 0 | 0 | 0 | 0
IGCC-CCS | 0 | 0 | 0 | 0 | 0 | 0
WT_off | 0 | 0 | 0 | 0 | 0 | 0
PseudoUnit | 0 | 0 | 0 | 0 | 0 | 0
FixedInterchange | 0 | 0 | 0 | 0 | 0 | 0
CO2 Emissions (MMmetricTons): EI_Canada
ReportingType | 2015 | 2020 | 2025 | 2030 | 2035 | 2040
BM | 0 | 0 | 0 | 0 | 0 | 0
CC | 6.87 | 6.42 | 0.49 | 0.12 | 0.23 | 0.12
CSP | 0 | 0 | 0 | 0 | 0 | 0
CT | 0 | 0.01 | 0.01 | 0 | 0 | 0
Coal | 0.25 | 0 | 0 | 0 | 0 | 0
Geo | 0 | 0 | 0 | 0 | 0 | 0
H | 0 | 0 | 0 | 0 | 0 | 0
LFG | 0 | 0 | 0 | 0 | 0 | 0
Nuc | 0 | 0 | 0 | 0 | 0 | 0
PS | 0 | 0 | 0 | 0 | 0 | 0
PV | 0 | 0 | 0 | 0 | 0 | 0
PeakG | 0.04 | 0.11 | 0 | 0 | 0 | 0
PeakO | 0 | 0 | 0 | 0 | 0 | 0
ST | 0 | 0 | 0 | 0 | 0 | 0
STOG | 0.01 | 0 | 0 | 0 | 0 | 0
STWD | 0 | 0 | 0 | 0 | 0 | 0
WT | 0 | 0 | 0 | 0 | 0 | 0
IGCC | 0 | 0 | 0 | 0 | 0 | 0
DemandResponse | 0 | 0 | 0 | 0 | 0 | 0
IGCC-CCS | 0 | 0 | 0 | 0 | 0 | 0
WT_off | 0 | 0 | 0 | 0 | 0 | 0
PseudoUnit | 0 | 0 | 0 | 0 | 0 | 0
FixedInterchange | 0 | 0 | 0 | 0 | 0 | 0
CO2 Emissions (MMmetricTons): EI
ReportingType | 2015 | 2020 | 2025 | 2030 | 2035 | 2040
BM | 0 | 0 | 0 | 0 | 0 | 0
CC | 370.87 | 440.54 | 410.4 | 259.49 | 150.67 | 58.91
CSP | 0 | 0 | 0 | 0 | 0 | 0
CT | 0.29 | 1.09 | 1.12 | 0.59 | 0 | 0
Coal | 855.78 | 262.49 | 16.36 | 3.14 | 2.83 | 3.03
Geo | 0 | 0 | 0 | 0 | 0 | 0
H | 0 | 0 | 0 | 0 | 0 | 0
LFG | 0 | 0 | 0 | 0 | 0 | 0
Nuc | 0 | 0 | 0 | 0 | 0 | 0
PS | 0 | 0 | 0 | 0 | 0 | 0
PV | 0 | 0 | 0 | 0 | 0 | 0
PeakG | 1.77 | 6.92 | 9.55 | 4.87 | 3.14 | 1.68
PeakO | 0 | 0 | 0.14 | 0 | 0 | 0
ST | 0 | 0 | 0 | 0 | 0 | 0
STOG | 2.26 | 2.01 | 1.43 | 0.18 | 0.09 | 0
STWD | 0 | 0 | 0 | 0 | 0 | 0
WT | 0 | 0 | 0 | 0 | 0 | 0
IGCC | 3.76 | 3.76 | 0.66 | 0.05 | 0 | 0
DemandResponse | 0 | 0 | 0 | 0 | 0 | 0
IGCC-CCS | 0 | 0 | 0 | 0 | 0 | 0
WT_off | 0 | 0 | 0 | 0 | 0 | 0
PseudoUnit | 0 | 0 | 0 | 0 | 0 | 0
FixedInterchange | 0 | 0 | 0 | 0 | 0 | 0
CO2 Emissions (MMmetricTons): Outside_EI
ReportingType | 2015 | 2020 | 2025 | 2030 | 2035 | 2040
BM | 0 | 0 | 0 | 0 | 0 | 0
CC | 179.01 | 174.76 | 177.52 | 115.27 | 41.36 | 28.2
CSP | 0 | 0 | 0 | 0 | 0 | 0
CT | 0 | 0.03 | 0.12 | 0.08 | 0 | 0
Coal | 253.84 | 182.51 | 48.57 | 1.41 | 1.47 | 1.45
Geo | 0 | 0 | 0 | 0 | 0 | 0
H | 0 | 0 | 0 | 0 | 0 | 0
LFG | 0 | 0 | 0 | 0 | 0 | 0
Nuc | 0 | 0 | 0 | 0 | 0 | 0
PS | 0 | 0 | 0 | 0 | 0 | 0
PV | 0 | 0 | 0 | 0 | 0 | 0
PeakG | 0 | 0.21 | 0.92 | 0.54 | 0.18 | 0.15
PeakO | 0 | 0 | 0 | 0 | 0 | 0
ST | 0 | 0 | 0 | 0 | 0 | 0
STOG | 1.75 | 1.99 | 0.13 | 0 | 0 | 0
STWD | 0 | 0 | 0 | 0 | 0 | 0
WT | 0 | 0 | 0 | 0 | 0 | 0
IGCC | 0 | 0 | 0 | 0 | 0 | 0
DemandResponse | 0 | 0 | 0 | 0 | 0 | 0
IGCC-CCS | 0 | 0 | 0 | 0 | 0 | 0
WT_off | 0 | 0 | 0 | 0 | 0 | 0
PseudoUnit | 0 | 0 | 0 | 0 | 0 | 0
FixedInterchange | 0 | 0 | 0 | 0 | 0 | 0
#6 | Fuel Cost [includes coal shadow price] ($million)
Fuel Cost by Reporting Type: Entergy
ReportingType | 2015 | 2020 | 2025 | 2030 | 2035 | 2040
BM | 0 | 0 | 0 | 0 | 0 | 0
CC | 2873.71 | 3781.74 | 2929.06 | 1509.17 | 702.82 | 607.65
CSP | 0 | 0 | 0 | 0 | 0 | 0
CT | 0 | 0 | 0 | 0 | 0 | 0
Coal | 1198.35 | 129.08 | 16.6 | 1.59 | 0 | 0
Geo | 0 | 0 | 0 | 0 | 0 | 0
H | 0 | 0 | 0 | 0 | 0 | 0
LFG | 0 | 0 | 0.14 | 0.14 | 0.14 | 0.14
Nuc | 372.97 | 380.57 | 404.36 | 412.26 | 348.24 | 274.14
PS | 0 | 0 | 0 | 0 | 0 | 0
PV | 0 | 0 | 0 | 0 | 0 | 0
PeakG | 0 | 0 | 11.99 | 0 | 0 | 0
PeakO | 0 | 0 | 0 | 0 | 0 | 0
ST | 0 | 0 | 0 | 0 | 0 | 0
STOG | 24.15 | 50.99 | 0 | 0 | 0 | 0
STWD | 3.33 | 11.27 | 11.89 | 55.35 | 123.64 | 96.04
WT | 0 | 0 | 0 | 0 | 0 | 0
IGCC | 0 | 0 | 0 | 0 | 0 | 0
DemandResponse | 0 | 0 | 0 | 0 | 0 | 0
IGCC-CCS | 0 | 0 | 0 | 0 | 0 | 0
WT_off | 0 | 0 | 0 | 0 | 0 | 0
PseudoUnit | 0 | 0 | 0 | 0 | 0 | 0
FixedInterchange | 0 | 0 | 0 | 0 | 0 | 0
Fuel Cost by Reporting Type: FRCC
ReportingType | 2015 | 2020 | 2025 | 2030 | 2035 | 2040
BM | 0 | 0 | 0 | 0 | 0 | 665.95
CC | 8822.26 | 10358.93 | 9221.02 | 2663.71 | 1764.89 | 847.29
CSP | 0 | 0 | 0 | 0 | 0 | 0
CT | 37.13 | 130.23 | 125.71 | 56.17 | 0 | 0
Coal | 476.82 | 102.65 | 0 | 0 | 0 | 0
Geo | 0 | 0 | 0 | 0 | 0 | 0
H | 0 | 0 | 0 | 0 | 0 | 0
LFG | 0 | 0 | 0.25 | 0.25 | 0.25 | 0.25
Nuc | 282.48 | 288.24 | 431.75 | 1568.47 | 1805.66 | 1982.93
PS | 0 | 0 | 0 | 0 | 0 | 0
PV | 0 | 0 | 0 | 0 | 0 | 0
PeakG | 35.84 | 148.17 | 21.54 | 0 | 0 | 0
PeakO | 0 | 0 | 0 | 0 | 0 | 0
ST | 0 | 0 | 0 | 0 | 0 | 0
STOG | 0 | 0 | 0 | 0 | 0 | 0
STWD | 9.73 | 29.59 | 100.84 | 100.84 | 100.84 | 62.27
WT | 0 | 0 | 0 | 0 | 0 | 0
IGCC | 0 | 0 | 0 | 0 | 0 | 0
DemandResponse | 0 | 0 | 0 | 0 | 0 | 0
IGCC-CCS | 0 | 0 | 0 | 0 | 0 | 0
WT_off | 0 | 0 | 0 | 0 | 0 | 0
PseudoUnit | 0 | 0 | 0 | 0 | 0 | 0
FixedInterchange | 0 | 0 | 0 | 0 | 0 | 0
Fuel Cost by Reporting Type: MAPP_US
ReportingType | 2015 | 2020 | 2025 | 2030 | 2035 | 2040
BM | 0 | 0 | 0 | 0 | 0 | 0
CC | 8.42 | 17.39 | 8.09 | 3.52 | 3.61 | 2.08
CSP | 0 | 0 | 0 | 0 | 0 | 0
CT | 0 | 0 | 1.99 | 0.34 | 0 | 0.17
Coal | 184.63 | 11.1 | 0 | 0 | 0 | 0
Geo | 0 | 0 | 0 | 0 | 0 | 0
H | 0 | 0 | 0 | 0 | 0 | 0
LFG | 0 | 0 | 0 | 0.09 | 0.09 | 0.09
Nuc | 0 | 0 | 0.01 | 0 | 0.01 | 0.04
PS | 0 | 0 | 0 | 0 | 0 | 0
PV | 0 | 0 | 0 | 0 | 0 | 0
PeakG | 3.89 | 8.75 | 6.64 | 2.44 | 1.98 | 3.18
PeakO | 0 | 0 | 0.09 | 0 | 0 | 0
ST | 0 | 0 | 0 | 0 | 0 | 0
STOG | 0 | 0 | 0 | 0 | 0 | 0
STWD | 0 | 0 | 0 | 0 | 0 | 0
WT | 0 | 0 | 0 | 0 | 0 | 0
IGCC | 0 | 0 | 0 | 0 | 0 | 0
DemandResponse | 0 | 0 | 0 | 0 | 0 | 0
IGCC-CCS | 0 | 0 | 0 | 0 | 0 | 0
WT_off | 0 | 0 | 0 | 0 | 0 | 0
PseudoUnit | 0 | 0 | 0 | 0 | 0 | 0
FixedInterchange | 0 | 0 | 0 | 0 | 0 | 0
Fuel Cost by Reporting Type: MISO_IN
ReportingType | 2015 | 2020 | 2025 | 2030 | 2035 | 2040
BM | 0 | 0 | 0 | 0 | 0 | 0
CC | 1229.64 | 5195.53 | 4753.42 | 2362.2 | 1277.15 | 639.02
CSP | 0 | 0 | 0 | 0 | 0 | 0
CT | 0 | 0 | 0 | 0 | 0 | 0
Coal | 1161.17 | 664.95 | 2.46 | 2.91 | 6.1 | 6.03
Geo | 0 | 0 | 0 | 0 | 0 | 0
H | 0 | 0 | 0 | 0 | 0 | 0
LFG | 0 | 0 | 0.1 | 0.1 | 0.1 | 0.1
Nuc | 0 | 0 | 0.01 | 0.01 | 0.07 | 0.05
PS | 0 | 0 | 0 | 0 | 0 | 0
PV | 0 | 0 | 0 | 0 | 0 | 0
PeakG | 0 | 4.23 | 19.54 | 14.26 | 13.1 | 16.09
PeakO | 0 | 0 | 1.53 | 0 | 0 | 0
ST | 0 | 0 | 0 | 0 | 0 | 0
STOG | 1.94 | 3.98 | 7.06 | 0 | 0 | 0
STWD | 0 | 0 | 0 | 0 | 0 | 0
WT | 0 | 0 | 0 | 0 | 0 | 0
IGCC | 87.33 | 81.46 | 11.65 | 0.91 | 0 | 0
DemandResponse | 0 | 0 | 0 | 0 | 0 | 0
IGCC-CCS | 0 | 0 | 0 | 0 | 0 | 0
WT_off | 0 | 0 | 0 | 0 | 0 | 0
PseudoUnit | 0 | 0 | 0 | 0 | 0 | 0
FixedInterchange | 0 | 0 | 0 | 0 | 0 | 0
Fuel Cost by Reporting Type: MISO_MI
ReportingType | 2015 | 2020 | 2025 | 2030 | 2035 | 2040
BM | 0 | 0 | 0 | 0 | 0 | 0
CC | 672.04 | 734.82 | 758.84 | 263.54 | 196.29 | 74.02
CSP | 0 | 0 | 0 | 0 | 0 | 0
CT | 0 | 0 | 0 | 0 | 0 | 0
Coal | 571.22 | 0 | 0 | 0 | 0 | 0
Geo | 0 | 0 | 0 | 0 | 0 | 0
H | 0 | 0 | 0 | 0 | 0 | 0
LFG | 0 | 0 | 0.2 | 0.2 | 0.2 | 0.2
Nuc | 139.75 | 142.6 | 151.51 | 154.47 | 90.85 | 90.85
PS | 0 | 0 | 0 | 0 | 0 | 0
PV | 0 | 0 | 0 | 0 | 0 | 0
PeakG | 1.15 | 7.61 | 29.4 | 16.54 | 16.13 | 18.84
PeakO | 0 | 0 | 3.23 | 0 | 0 | 0
ST | 0 | 0 | 0 | 0 | 0 | 0
STOG | 19.05 | 20.76 | 1.04 | 0 | 0 | 0
STWD | 87.42 | 39.15 | 14.05 | 47 | 87.42 | 87.42
WT | 0 | 0 | 0 | 0 | 0 | 0
IGCC | 0 | 0 | 0 | 0 | 0 | 0
DemandResponse | 0 | 0 | 0 | 0 | 0 | 0
IGCC-CCS | 0 | 0 | 0 | 0 | 0 | 0
WT_off | 0 | 0 | 0 | 0 | 0 | 0
PseudoUnit | 0 | 0 | 0 | 0 | 0 | 0
FixedInterchange | 0 | 0 | 0 | 0 | 0 | 0
Fuel Cost by Reporting Type: MISO_MO-IL
ReportingType | 2015 | 2020 | 2025 | 2030 | 2035 | 2040
BM | 0 | 0 | 0 | 0 | 0 | 0
CC | 132.16 | 214.82 | 167.51 | 31.68 | 23.24 | 22.01
CSP | 0 | 0 | 0 | 0 | 0 | 0
CT | 0 | 0 | 0 | 0 | 0 | 0
Coal | 1427.02 | 414.59 | 53.41 | 9.53 | 9.76 | 9.64
Geo | 0 | 0 | 0 | 0 | 0 | 0
H | 0 | 0 | 0 | 0 | 0 | 0
LFG | 0 | 0 | 0.29 | 0.29 | 0.29 | 0.29
Nuc | 143.46 | 146.38 | 155.53 | 158.57 | 158.57 | 158.57
PS | 0 | 0 | 0 | 0 | 0 | 0
PV | 0 | 0 | 0 | 0 | 0 | 0
PeakG | 9.04 | 30.76 | 54.67 | 21.75 | 22.09 | 24.69
PeakO | 0 | 0 | 3.28 | 0 | 0 | 0
ST | 0 | 0 | 0 | 0 | 0 | 0
STOG | 1.05 | 1.39 | 0 | 0 | 0 | 0
STWD | 0 | 0 | 0 | 0 | 0 | 0
WT | 0 | 0 | 0 | 0 | 0 | 0
IGCC | 0 | 0 | 0 | 0 | 0 | 0
DemandResponse | 0 | 0 | 0 | 0 | 0 | 0
IGCC-CCS | 0 | 0 | 0 | 0 | 0 | 0
WT_off | 0 | 0 | 0 | 0 | 0 | 0
PseudoUnit | 0 | 0 | 0 | 0 | 0 | 0
FixedInterchange | 0 | 0 | 0 | 0 | 0 | 0
Fuel Cost by Reporting Type: MISO_W
ReportingType | 2015 | 2020 | 2025 | 2030 | 2035 | 2040
BM | 0 | 0 | 0 | 0 | 0 | 0
CC | 375 | 543.44 | 136.14 | 63.76 | 38.15 | 34.85
CSP | 0 | 0 | 0 | 0 | 0 | 0
CT | 0 | 0 | 0 | 0 | 0 | 0
Coal | 1211.81 | 463.44 | 27.89 | 27.89 | 38.99 | 38.99
Geo | 0 | 0 | 0 | 0 | 0 | 0
H | 0 | 0 | 0 | 0 | 0 | 0
LFG | 0 | 0 | 0 | 0.09 | 0.09 | 0.09
Nuc | 152.53 | 155.64 | 165.37 | 168.6 | 0.01 | 0.01
PS | 0 | 0 | 0 | 0 | 0 | 0
PV | 0 | 0 | 0 | 0 | 0 | 0
PeakG | 12.91 | 15.27 | 28.04 | 5.23 | 0 | 15.15
PeakO | 0 | 0 | 17.07 | 0 | 0 | 0
ST | 0 | 0 | 0 | 0 | 0 | 0
STOG | 0.01 | 0.14 | 0 | 0 | 0 | 0
STWD | 4.39 | 15.72 | 14.85 | 14.85 | 162.84 | 100.1
WT | 0 | 0 | 0 | 0 | 0 | 0
IGCC | 0 | 0 | 0 | 0 | 0 | 0
DemandResponse | 0 | 0 | 0 | 0 | 0 | 0
IGCC-CCS | 0 | 0 | 0 | 0 | 0 | 0
WT_off | 0 | 0 | 0 | 0 | 0 | 0
PseudoUnit | 0 | 0 | 0 | 0 | 0 | 0
FixedInterchange | 0 | 0 | 0 | 0 | 0 | 0
Fuel Cost by Reporting Type: MISO_WUMS
ReportingType | 2015 | 2020 | 2025 | 2030 | 2035 | 2040
BM | 0 | 0 | 0 | 0 | 0 | 0
CC | 1902.71 | 2146.25 | 1682.31 | 899.37 | 672.82 | 284.39
CSP | 0 | 0 | 0 | 0 | 0 | 0
CT | 0 | 0 | 0 | 0 | 0 | 0
Coal | 249.89 | 93.68 | 39.9 | 32.69 | 60.53 | 70.75
Geo | 0 | 0 | 0 | 0 | 0 | 0
H | 0 | 0 | 0 | 0 | 0 | 0
LFG | 0 | 0 | 0.24 | 0.29 | 0.29 | 0.29
Nuc | 120.89 | 123.35 | 131.06 | 133.62 | 0.01 | 0.01
PS | 0 | 0 | 0 | 0 | 0 | 0
PV | 0 | 0 | 0 | 0 | 0 | 0
PeakG | 0 | 5.93 | 20.36 | 10.14 | 13.61 | 5.62
PeakO | 0 | 0 | 2.32 | 0 | 0 | 0
ST | 0 | 0 | 0 | 0 | 0 | 0
STOG | 0 | 0 | 0 | 0 | 0 | 0
STWD | 3.67 | 6.11 | 5.77 | 6.86 | 63.34 | 49.2
WT | 0 | 0 | 0 | 0 | 0 | 0
IGCC | 0 | 0 | 0 | 0 | 0 | 0
DemandResponse | 0 | 0 | 0 | 0 | 0 | 0
IGCC-CCS | 0 | 0 | 0 | 0 | 0 | 0
WT_off | 0 | 0 | 0 | 0 | 0 | 0
PseudoUnit | 0 | 0 | 0 | 0 | 0 | 0
FixedInterchange | 0 | 0 | 0 | 0 | 0 | 0
Fuel Cost by Reporting Type: Nebraska
ReportingType | 2015 | 2020 | 2025 | 2030 | 2035 | 2040
BM | 0 | 0 | 0 | 0 | 0 | 0
CC | 17.52 | 12.63 | 10.92 | 4.9 | 5.04 | 2.9
CSP | 0 | 0 | 0 | 0 | 0 | 0
CT | 0 | 0 | 0 | 0 | 0 | 0
Coal | 414.89 | 48.9 | 19.79 | 17.89 | 26.48 | 27.03
Geo | 0 | 0 | 0 | 0 | 0 | 0
H | 0 | 0 | 0 | 0 | 0 | 0
LFG | 0 | 0 | 0 | 0.09 | 0.09 | 0.09
Nuc | 83.67 | 85.37 | 90.71 | 92.48 | 0.01 | 0.01
PS | 0 | 0 | 0 | 0 | 0 | 0
PV | 0 | 0 | 0 | 0 | 0 | 0
PeakG | 2.22 | 0 | 8.82 | 0 | 0 | 5.3
PeakO | 0 | 0 | 2.49 | 0 | 0 | 0
ST | 0 | 0 | 0 | 0 | 0 | 0
STOG | 0 | 0 | 0 | 0 | 0 | 0
STWD | 0 | 0 | 0 | 0 | 0 | 0
WT | 0 | 0 | 0 | 0 | 0 | 0
IGCC | 0 | 0 | 0 | 0 | 0 | 0
DemandResponse | 0 | 0 | 0 | 0 | 0 | 0
IGCC-CCS | 0 | 0 | 0 | 0 | 0 | 0
WT_off | 0 | 0 | 0 | 0 | 0 | 0
PseudoUnit | 0 | 0 | 0 | 0 | 0 | 0
FixedInterchange | 0 | 0 | 0 | 0 | 0 | 0
Fuel Cost by Reporting Type: NEISO
ReportingType | 2015 | 2020 | 2025 | 2030 | 2035 | 2040
BM | 128.98 | 81.8 | 13.3 | 103.07 | 128.98 | 128.98
CC | 1439.74 | 1059.03 | 797.78 | 305.67 | 65.18 | 10.19
CSP | 0 | 0 | 0 | 0 | 0 | 0
CT | 0.19 | 0.68 | 1.88 | 1.26 | 0 | 0
Coal | 1.1 | 0 | 0 | 0 | 0 | 0
Geo | 0 | 0 | 0 | 0 | 0 | 0
H | 0 | 0 | 0 | 0 | 0 | 0
LFG | 0.06 | 0.06 | 0.06 | 0.15 | 0.15 | 0.15
Nuc | 293.25 | 299.23 | 317.93 | 324.14 | 234.19 | 173
PS | 0 | 0 | 0 | 0 | 0 | 0
PV | 0 | 0 | 0 | 0 | 0 | 0
PeakG | 1.88 | 2.31 | 0 | 0 | 0 | 0
PeakO | 0 | 0 | 0 | 0 | 0 | 0
ST | 0 | 0 | 0 | 0 | 0 | 0
STOG | 0 | 0 | 0 | 0 | 0 | 0
STWD | 219.93 | 82.89 | 29.34 | 70.5 | 301.71 | 332.81
WT | 0 | 0 | 0 | 0 | 0 | 0
IGCC | 0 | 0 | 0 | 0 | 0 | 0
DemandResponse | 0 | 0 | 0 | 0 | 0 | 0
IGCC-CCS | 0 | 0 | 0 | 0 | 0 | 0
WT_off | 0 | 0 | 0 | 0 | 0 | 0
PseudoUnit | 0 | 0 | 0 | 0 | 0 | 0
FixedInterchange | 0 | 0 | 0 | 0 | 0 | 0
Fuel Cost by Reporting Type: NonRTO_Midwest
ReportingType | 2015 | 2020 | 2025 | 2030 | 2035 | 2040
BM | 0 | 0 | 0 | 0 | 0 | 0
CC | 558.26 | 1474.68 | 1354.32 | 1062.39 | 682.04 | 152.81
CSP | 0 | 0 | 0 | 0 | 0 | 0
CT | 0 | 0 | 0 | 0 | 0 | 0
Coal | 940.79 | 435.61 | 50.32 | 43.86 | 57.96 | 56.54
Geo | 0 | 0 | 0 | 0 | 0 | 0
H | 0 | 0 | 0 | 0 | 0 | 0
LFG | 0 | 0 | 0.2 | 0.2 | 0.2 | 0.2
Nuc | 0 | 0.01 | 0.01 | 0.02 | 192.7 | 353.97
PS | 0 | 0 | 0 | 0 | 0 | 0
PV | 0 | 0 | 0 | 0 | 0 | 0
PeakG | 10.8 | 19.33 | 73.03 | 26.7 | 0 | 0
PeakO | 0 | 0 | 0 | 0 | 0 | 0
ST | 0 | 0 | 0 | 0 | 0 | 0
STOG | 0 | 0 | 0 | 0 | 0 | 0
STWD | 0 | 0 | 0 | 0 | 0 | 0
WT | 0 | 0 | 0 | 0 | 0 | 0
IGCC | 0 | 0 | 0 | 0 | 0 | 0
DemandResponse | 0 | 0 | 0 | 0 | 0 | 0
IGCC-CCS | 0 | 0 | 0 | 0 | 0 | 0
WT_off | 0 | 0 | 0 | 0 | 0 | 0
PseudoUnit | 0 | 0 | 0 | 0 | 0 | 0
FixedInterchange | 0 | 0 | 0 | 0 | 0 | 0
Fuel Cost by Reporting Type: NYISO_A-F
ReportingType | 2015 | 2020 | 2025 | 2030 | 2035 | 2040
BM | 0 | 0 | 0 | 0 | 0 | 0
CC | 349.78 | 362.59 | 232.73 | 135.96 | 10.14 | 0
CSP | 0 | 0 | 0 | 0 | 0 | 0
CT | 0 | 0 | 0 | 0 | 0 | 0
Coal | 0 | 0 | 0 | 0 | 0 | 0
Geo | 0 | 0 | 0 | 0 | 0 | 0
H | 0 | 0 | 0 | 0 | 0 | 0
LFG | 0.01 | 0.01 | 0.01 | 0.09 | 0.09 | 0.09
Nuc | 217.02 | 221.45 | 235.29 | 195.6 | 154.22 | 93.47
PS | 0 | 0 | 0 | 0 | 0 | 0
PV | 0 | 0 | 0 | 0 | 0 | 0
PeakG | 0.12 | 0.42 | 0 | 0 | 0 | 0
PeakO | 0 | 0 | 0 | 0 | 0 | 0
ST | 0 | 0 | 0 | 0 | 0 | 0
STOG | 0 | 0 | 0 | 0 | 0 | 0
STWD | 0.21 | 1.33 | 4.48 | 7.17 | 37.11 | 38.19
WT | 0 | 0 | 0 | 0 | 0 | 0
IGCC | 0 | 0 | 0 | 0 | 0 | 0
DemandResponse | 0 | 0 | 0 | 0 | 0 | 0
IGCC-CCS | 0 | 0 | 0 | 0 | 0 | 0
WT_off | 0 | 0 | 0 | 0 | 0 | 0
PseudoUnit | 0 | 0 | 0 | 0 | 0 | 0
FixedInterchange | 0 | 0 | 0 | 0 | 0 | 0
Fuel Cost by Reporting Type: NYISO_G-I
ReportingType | 2015 | 2020 | 2025 | 2030 | 2035 | 2040
BM | 0 | 0 | 0 | 0 | 0 | 0
CC | 170.29 | 263.64 | 192.57 | 40.62 | 48.6 | 21.1
CSP | 0 | 0 | 0 | 0 | 0 | 0
CT | 0 | 0 | 0 | 0 | 0 | 0
Coal | 0 | 0 | 0 | 0 | 0 | 0
Geo | 0 | 0 | 0 | 0 | 0 | 0
H | 0 | 0 | 0 | 0 | 0 | 0
LFG | 0 | 0 | 0 | 0.09 | 0.09 | 0.09
Nuc | 130.64 | 133.3 | 141.63 | 144.4 | 75.75 | 115.32
PS | 0 | 0 | 0 | 0 | 0 | 0
PV | 0 | 0 | 0 | 0 | 0 | 0
PeakG | 0 | 0.01 | 0.19 | 0.1 | 0.01 | 0.01
PeakO | 0 | 0 | 0 | 0 | 0 | 0
ST | 0 | 0 | 0 | 0 | 0 | 0
STOG | 0 | 0 | 0 | 0 | 0 | 0
STWD | 0 | 0 | 0 | 0 | 0 | 0
WT | 0 | 0 | 0 | 0 | 0 | 0
IGCC | 0 | 0 | 0 | 0 | 0 | 0
DemandResponse | 0 | 0 | 0 | 0 | 0 | 0
IGCC-CCS | 0 | 0 | 0 | 0 | 0 | 0
WT_off | 0 | 0 | 0 | 0 | 0 | 0
PseudoUnit | 0 | 0 | 0 | 0 | 0 | 0
FixedInterchange | 0 | 0 | 0 | 0 | 0 | 0
Fuel Cost by Reporting Type: NYISO_J-K
ReportingType | 2015 | 2020 | 2025 | 2030 | 2035 | 2040
BM | 0 | 0 | 0 | 0 | 0 | 0
CC | 974.95 | 1005.87 | 861.07 | 383.08 | 300.55 | 138.99
CSP | 0 | 0 | 0 | 0 | 0 | 0
CT | 0 | 0 | 0 | 0 | 0 | 0
Coal | 0 | 0 | 0 | 0 | 0 | 0
Geo | 0 | 0 | 0 | 0 | 0 | 0
H | 0 | 0 | 0 | 0 | 0 | 0
LFG | 0 | 0 | 0 | 0.09 | 0.09 | 0.09
Nuc | 0 | 0 | 0.01 | 0.01 | 0.07 | 0.05
PS | 0 | 0 | 0 | 0 | 0 | 0
PV | 0 | 0 | 0 | 0 | 0 | 0
PeakG | 9.55 | 36.36 | 35.14 | 23.87 | 12.66 | 10.42
PeakO | 0 | 0 | 8.65 | 0 | 0 | 0
ST | 0 | 0 | 0 | 0 | 0 | 0
STOG | 26.33 | 46.36 | 30.52 | 12.32 | 5.67 | 0.09
STWD | 0 | 0 | 0 | 0 | 0 | 0
WT | 0 | 0 | 0 | 0 | 0 | 0
IGCC | 0 | 0 | 0 | 0 | 0 | 0
DemandResponse | 0 | 0 | 0 | 0 | 0 | 0
IGCC-CCS | 0 | 0 | 0 | 0 | 0 | 0
WT_off | 0 | 0 | 0 | 0 | 0 | 0
PseudoUnit | 0 | 0 | 0 | 0 | 0 | 0
FixedInterchange | 0 | 0 | 0 | 0 | 0 | 0
Fuel Cost by Reporting Type: PJM_E
ReportingType | 2015 | 2020 | 2025 | 2030 | 2035 | 2040
BM | 0.82 | 15.34 | 15.34 | 15.34 | 15.34 | 15.34
CC | 1882.69 | 2471.89 | 2110.54 | 1127.4 | 895.72 | 445.3
CSP | 0 | 0 | 0 | 0 | 0 | 0
CT | 0.02 | 0.35 | 0.61 | 0 | 0 | 0
Coal | 11.28 | 3.53 | 0.69 | 0.07 | 0 | 0
Geo | 0 | 0 | 0 | 0 | 0 | 0
H | 0 | 0 | 0 | 0 | 0 | 0
LFG | 0.01 | 0.18 | 0.18 | 0.18 | 0.18 | 0.18
Nuc | 563.79 | 533.75 | 567.11 | 578.18 | 415.32 | 329.35
PS | 0 | 0 | 0 | 0 | 0 | 0
PV | 0 | 0 | 0 | 0 | 0 | 0
PeakG | 5.33 | 63.78 | 62.21 | 41.76 | 19.65 | 20.21
PeakO | 0 | 0 | 0 | 0 | 0 | 0
ST | 0 | 0 | 0 | 0 | 0 | 0
STOG | 18.44 | 0 | 0 | 0 | 0 | 0
STWD | 0 | 0 | 0 | 0 | 0 | 0
WT | 0 | 0 | 0 | 0 | 0 | 0
IGCC | 0 | 0 | 0 | 0 | 0 | 0
DemandResponse | 0 | 0 | 0 | 0 | 0 | 0
IGCC-CCS | 0 | 0 | 0 | 0 | 0 | 0
WT_off | 0 | 0 | 0 | 0 | 0 | 0
PseudoUnit | 0 | 0 | 0 | 0 | 0 | 0
FixedInterchange | 0 | 0 | 0 | 0 | 0 | 0
Fuel Cost by Reporting Type: PJM_ROM
ReportingType | 2015 | 2020 | 2025 | 2030 | 2035 | 2040
BM | 0.49 | 9.21 | 9.21 | 9.21 | 9.21 | 9.21
CC | 816.43 | 1182.05 | 1090.9 | 448.85 | 348.18 | 193.51
CSP | 0 | 0 | 0 | 0 | 0 | 0
CT | 0.01 | 0.21 | 0.37 | 0.27 | 0 | 0
Coal | 209.93 | 33.03 | 0.88 | 0.08 | 0 | 0
Geo | 0 | 0 | 0 | 0 | 0 | 0
H | 0 | 0 | 0 | 0 | 0 | 0
LFG | 0.02 | 0.36 | 0.36 | 0.36 | 0.36 | 0.36
Nuc | 337.6 | 344.49 | 366.02 | 373.17 | 351.53 | 808.22
PS | 0 | 0 | 0 | 0 | 0 | 0
PV | 0 | 0 | 0 | 0 | 0 | 0
PeakG | 0.17 | 3.77 | 19.68 | 26.84 | 12.6 | 7.13
PeakO | 0 | 0 | 0 | 0 | 0 | 0
ST | 0 | 0 | 0 | 0 | 0 | 0
STOG | 45.06 | 0 | 0 | 0 | 0 | 0
STWD | 1.96 | 35.1 | 35.1 | 35.1 | 35.1 | 35.1
WT | 0 | 0 | 0 | 0 | 0 | 0
IGCC | 0 | 0 | 0 | 0 | 0 | 0
DemandResponse | 0 | 0 | 0 | 0 | 0 | 0
IGCC-CCS | 0 | 0 | 0 | 0 | 0 | 0
WT_off | 0 | 0 | 0 | 0 | 0 | 0
PseudoUnit | 0 | 0 | 0 | 0 | 0 | 0
FixedInterchange | 0 | 0 | 0 | 0 | 0 | 0
Fuel Cost by Reporting Type: PJM_ROR
ReportingType | 2015 | 2020 | 2025 | 2030 | 2035 | 2040
BM | 10.58 | 196.9 | 196.9 | 196.9 | 196.9 | 196.9
CC | 6885.24 | 8595.38 | 7356.88 | 4534.38 | 3319.76 | 1506.66
CSP | 0 | 0 | 0 | 0 | 0 | 0
CT | 0.18 | 0.73 | 0.67 | 0.5 | 0 | 0
Coal | 4298.73 | 1741.55 | 145.2 | 82.26 | 112.79 | 110.98
Geo | 0 | 0 | 0 | 0 | 0 | 0
H | 0 | 0 | 0 | 0 | 0 | 0
LFG | 0.07 | 0.73 | 0.73 | 0.73 | 0.73 | 0.73
Nuc | 1319.64 | 1346.55 | 1430.71 | 1395.54 | 1347.58 | 2167.8
PS | 0 | 0 | 0 | 0 | 0 | 0
PV | 0 | 0 | 0 | 0 | 0 | 0
PeakG | 56.59 | 215.13 | 385.23 | 181.51 | 132.42 | 0
PeakO | 0 | 0 | 0 | 0 | 0 | 0
ST | 0 | 0 | 0 | 0 | 0 | 0
STOG | 24.41 | 51.19 | 30.79 | 0 | 0 | 0
STWD | 2.8 | 103.87 | 103.87 | 76.32 | 103.87 | 103.87
WT | 0 | 0 | 0 | 0 | 0 | 0
IGCC | 0 | 0 | 0 | 0 | 0 | 0
DemandResponse | 0 | 0 | 0 | 0 | 0 | 0
IGCC-CCS | 0 | 0 | 0 | 0 | 0 | 0
WT_off | 0 | 0 | 0 | 0 | 0 | 0
PseudoUnit | 0 | 0 | 0 | 0 | 0 | 0
FixedInterchange | 0 | 0 | 0 | 0 | 0 | 0
Fuel Cost by Reporting Type: SOCO
ReportingType | 2015 | 2020 | 2025 | 2030 | 2035 | 2040
BM | 2.62 | 6.63 | 20.51 | 28.13 | 28.13 | 1465.11
CC | 7150.4 | 8209.06 | 7327.15 | 3402.92 | 957.3 | 123.92
CSP | 0 | 0 | 0 | 0 | 0 | 0
CT | 0 | 0 | 0 | 0 | 0 | 0
Coal | 857.94 | 190.88 | 122.55 | 122.49 | 122.14 | 121.15
Geo | 0 | 0 | 0 | 0 | 0 | 0
H | 0 | 0 | 0 | 0 | 0 | 0
LFG | 0 | 0 | 0.14 | 0.14 | 0.14 | 0.14
Nuc | 396.64 | 551.11 | 585.56 | 1177.64 | 1877.53 | 1939.5
PS | 0 | 0 | 0 | 0 | 0 | 0
PV | 0 | 0 | 0 | 0 | 0 | 0
PeakG | 44.83 | 236.11 | 136.44 | 0 | 0 | 0
PeakO | 0 | 0 | 0 | 0 | 0 | 0
ST | 0 | 0 | 0 | 0 | 0 | 0
STOG | 0 | 0 | 0 | 0 | 0 | 0
STWD | 21.93 | 58.06 | 88.31 | 288.44 | 392.54 | 242.38
WT | 0 | 0 | 0 | 0 | 0 | 0
IGCC | 0 | 0 | 0 | 0 | 0 | 0
DemandResponse | 0 | 0 | 0 | 0 | 0 | 0
IGCC-CCS | 0 | 0 | 0 | 0 | 0 | 0
WT_off | 0 | 0 | 0 | 0 | 0 | 0
PseudoUnit | 0 | 0 | 0 | 0 | 0 | 0
FixedInterchange | 0 | 0 | 0 | 0 | 0 | 0
Fuel Cost by Reporting Type: SPP_N
ReportingType | 2015 | 2020 | 2025 | 2030 | 2035 | 2040
BM | 0 | 0 | 0 | 0 | 0 | 0
CC | 130.9 | 64.91 | 63.7 | 31.81 | 18.8 | 10.75
CSP | 0 | 0 | 0 | 0 | 0 | 0
CT | 0 | 0 | 0 | 0 | 0 | 0
Coal | 974.51 | 161.31 | 5.73 | 0 | 0 | 0
Geo | 0 | 0 | 0 | 0 | 0 | 0
H | 0 | 0 | 0 | 0 | 0 | 0
LFG | 0 | 0 | 0 | 0.12 | 0.12 | 0.12
Nuc | 74.76 | 76.29 | 81.06 | 82.64 | 82.64 | 82.64
PS | 0 | 0 | 0 | 0 | 0 | 0
PV | 0 | 0 | 0 | 0 | 0 | 0
PeakG | 3.71 | 0 | 31.48 | 0 | 0 | 2.21
PeakO | 0 | 0 | 10.34 | 0 | 0 | 0
ST | 0 | 0 | 0 | 0 | 0 | 0
STOG | 0 | 0 | 0 | 0 | 0 | 0
STWD | 0 | 0 | 0 | 0 | 0 | 0
WT | 0 | 0 | 0 | 0 | 0 | 0
IGCC | 0 | 0 | 0 | 0 | 0 | 0
DemandResponse | 0 | 0 | 0 | 0 | 0 | 0
IGCC-CCS | 0 | 0 | 0 | 0 | 0 | 0
WT_off | 0 | 0 | 0 | 0 | 0 | 0
PseudoUnit | 0 | 0 | 0 | 0 | 0 | 0
FixedInterchange | 0 | 0 | 0 | 0 | 0 | 0
Fuel Cost by Reporting Type: SPP_S
ReportingType | 2015 | 2020 | 2025 | 2030 | 2035 | 2040
BM | 0 | 0 | 0 | 0 | 0 | 0
CC | 1694.83 | 535.46 | 553.54 | 248.3 | 162.83 | 133.77
CSP | 0 | 0 | 0 | 0 | 0 | 0
CT | 0 | 0 | 4.71 | 3.29 | 0 | 0
Coal | 1738.63 | 129.43 | 15.47 | 0 | 0 | 0
Geo | 0 | 0 | 0 | 0 | 0 | 0
H | 0 | 0 | 0 | 0 | 0 | 0
LFG | 0 | 0 | 0 | 0.12 | 0.12 | 0.12
Nuc | 0 | 0 | 0.01 | 0.01 | 0.01 | 0.04
PS | 0 | 0 | 0 | 0 | 0 | 0
PV | 0 | 0 | 0 | 0 | 0 | 0
PeakG | 0 | 0 | 21.73 | 10.47 | 0 | 15.98
PeakO | 0 | 0 | 0.93 | 0 | 0 | 0
ST | 0 | 0 | 0 | 0 | 0 | 0
STOG | 92.81 | 62.55 | 83.79 | 0 | 0 | 0
STWD | 2.8 | 2.64 | 4.56 | 7.14 | 10.51 | 30.77
WT | 0 | 0 | 0 | 0 | 0 | 0
IGCC | 0 | 0 | 0 | 0 | 0 | 0
DemandResponse | 0 | 0 | 0 | 0 | 0 | 0
IGCC-CCS | 0 | 0 | 0 | 0 | 0 | 0
WT_off | 0 | 0 | 0 | 0 | 0 | 0
PseudoUnit | 0 | 0 | 0 | 0 | 0 | 0
FixedInterchange | 0 | 0 | 0 | 0 | 0 | 0
Fuel Cost by Reporting Type: TVA
ReportingType | 2015 | 2020 | 2025 | 2030 | 2035 | 2040
BM | 0 | 0 | 0 | 0 | 977.41 | 977.41
CC | 1952.01 | 3170.4 | 2795.26 | 1637.52 | 710.13 | 98.31
CSP | 0 | 0 | 0 | 0 | 0 | 0
CT | 0 | 0 | 0 | 0 | 0 | 0
Coal | 989.39 | 311.85 | 0 | 0 | 0 | 0
Geo | 0 | 0 | 0 | 0 | 0 | 0
H | 0 | 0 | 0 | 0 | 0 | 0
LFG | 0 | 0 | 0.14 | 0.14 | 0.14 | 0.14
Nuc | 542.87 | 553.94 | 588.56 | 637.04 | 755.52 | 983.24
PS | 0 | 0 | 0 | 0 | 0 | 0
PV | 0 | 0 | 0 | 0 | 0 | 0
PeakG | 0 | 0 | 20.28 | 5.03 | 0 | 0
PeakO | 0 | 0 | 0 | 0 | 0 | 0
ST | 0 | 0 | 0 | 0 | 0 | 0
STOG | 0 | 0 | 0 | 0 | 0 | 0
STWD | 0.08 | 0.27 | 0.67 | 2.3 | 2.75 | 2.14
WT | 0 | 0 | 0 | 0 | 0 | 0
IGCC | 0 | 0 | 0 | 0 | 0 | 0
DemandResponse | 0 | 0 | 0 | 0 | 0 | 0
IGCC-CCS | 0 | 0 | 0 | 0 | 0 | 0
WT_off | 0 | 0 | 0 | 0 | 0 | 0
PseudoUnit | 0 | 0 | 0 | 0 | 0 | 0
FixedInterchange | 0 | 0 | 0 | 0 | 0 | 0
Fuel Cost by Reporting Type: TVA_Transmission
ReportingType | 2015 | 2020 | 2025 | 2030 | 2035 | 2040
BM | 0 | 0 | 0 | 0 | 0 | 0
CC | 0 | 0 | 0 | 0 | 0 | 0
CSP | 0 | 0 | 0 | 0 | 0 | 0
CT | 0 | 0 | 0 | 0 | 0 | 0
Coal | 0 | 0 | 0 | 0 | 0 | 0
Geo | 0 | 0 | 0 | 0 | 0 | 0
H | 0 | 0 | 0 | 0 | 0 | 0
LFG | 0 | 0 | 0 | 0 | 0 | 0
Nuc | 0 | 0 | 0 | 0 | 0 | 0
PS | 0 | 0 | 0 | 0 | 0 | 0
PV | 0 | 0 | 0 | 0 | 0 | 0
PeakG | 0 | 0 | 0 | 0 | 0 | 0
PeakO | 0 | 0 | 0 | 0 | 0 | 0
ST | 0 | 0 | 0 | 0 | 0 | 0
STOG | 0 | 0 | 0 | 0 | 0 | 0
STWD | 0 | 0 | 0 | 0 | 0 | 0
WT | 0 | 0 | 0 | 0 | 0 | 0
IGCC | 0 | 0 | 0 | 0 | 0 | 0
DemandResponse | 0 | 0 | 0 | 0 | 0 | 0
IGCC-CCS | 0 | 0 | 0 | 0 | 0 | 0
WT_off | 0 | 0 | 0 | 0 | 0 | 0
PseudoUnit | 0 | 0 | 0 | 0 | 0 | 0
FixedInterchange | 0 | 0 | 0 | 0 | 0 | 0
Fuel Cost by Reporting Type: VACAR
ReportingType | 2015 | 2020 | 2025 | 2030 | 2035 | 2040
BM | 0.47 | 5.23 | 226.61 | 226.61 | 3573 | 3573
CC | 3969.47 | 4496.77 | 4138.45 | 2226.7 | 1067.82 | 69.69
CSP | 0 | 0 | 0 | 0 | 0 | 0
CT | 0.49 | 21.42 | 10.14 | 0 | 0 | 0
Coal | 1088.66 | 369.38 | 100.67 | 65.91 | 64 | 65.17
Geo | 0 | 0 | 0 | 0 | 0 | 0
H | 0 | 0 | 0 | 0 | 0 | 0
LFG | 0 | 0.14 | 0.14 | 0.14 | 0.14 | 0.14
Nuc | 730.67 | 900.6 | 956.89 | 1269.34 | 1330.98 | 1605.55
PS | 0 | 0 | 0 | 0 | 0 | 0
PV | 0 | 0 | 0 | 0 | 0 | 0
PeakG | 2.39 | 53.69 | 61.2 | 0 | 0 | 0
PeakO | 0 | 0 | 0 | 0 | 0 | 0
ST | 0 | 0 | 0 | 0 | 0 | 0
STOG | 0 | 0 | 0 | 0 | 0 | 0
STWD | 159.73 | 159.73 | 159.73 | 155.06 | 159.73 | 98.63
WT | 0 | 0 | 0 | 0 | 0 | 0
IGCC | 0 | 0 | 0 | 0 | 0 | 0
DemandResponse | 0 | 0 | 0 | 0 | 0 | 0
IGCC-CCS | 0 | 0 | 0 | 0 | 0 | 0
WT_off | 0 | 0 | 0 | 0 | 0 | 0
PseudoUnit | 0 | 0 | 0 | 0 | 0 | 0
FixedInterchange | 0 | 0 | 0 | 0 | 0 | 0
Fuel Cost by Reporting Type: IESO
ReportingType | 2015 | 2020 | 2025 | 2030 | 2035 | 2040
BM | 0 | 0.89 | 2.81 | 2.81 | 18.13 | 126.91
CC | 321.69 | 285.25 | 37.34 | 5.63 | 24.14 | 15.76
CSP | 0 | 0 | 0 | 0 | 0 | 0
CT | 0.27 | 0.66 | 0.73 | 0 | 0 | 0
Coal | 0 | 0 | 0 | 0 | 0 | 0
Geo | 0 | 0 | 0 | 0 | 0 | 0
H | 0 | 0 | 0 | 0 | 0 | 0
LFG | 0.02 | 0.02 | 0.02 | 0.02 | 0.02 | 0.02
Nuc | 854.23 | 871.65 | 926.13 | 944.22 | 869.51 | 757.81
PS | 0 | 0 | 0 | 0 | 0 | 0
PV | 0 | 0 | 0 | 0 | 0 | 0
PeakG | 0 | 0 | 0 | 0 | 0 | 0
PeakO | 0 | 0 | 0 | 0 | 0 | 0
ST | 0 | 0 | 0 | 0 | 0 | 0
STOG | 0 | 0 | 0 | 0 | 0 | 0
STWD | 1.82 | 3.55 | 1.82 | 3.55 | 49.54 | 67.38
WT | 0 | 0 | 0 | 0 | 0 | 0
IGCC | 0 | 0 | 0 | 0 | 0 | 0
DemandResponse | 0 | 0 | 0 | 0 | 0 | 0
IGCC-CCS | 0 | 0 | 0 | 0 | 0 | 0
WT_off | 0 | 0 | 0 | 0 | 0 | 0
PseudoUnit | 0 | 0 | 0 | 0 | 0 | 0
FixedInterchange | 0 | 0 | 0 | 0 | 0 | 0
Fuel Cost by Reporting Type: MAPP_CA
ReportingType | 2015 | 2020 | 2025 | 2030 | 2035 | 2040
BM | 0 | 0 | 0 | 0 | 0 | 0
CC | 311.77 | 356.54 | 15.45 | 7.93 | 4.57 | 0
CSP | 0 | 0 | 0 | 0 | 0 | 0
CT | 0 | 0 | 0 | 0 | 0 | 0
Coal | 11.24 | 0 | 0 | 0 | 0 | 0
Geo | 0 | 0 | 0 | 0 | 0 | 0
H | 0 | 0 | 0 | 0 | 0 | 0
LFG | 0 | 0 | 0 | 0 | 0 | 0
Nuc | 0 | 0 | 0 | 0 | 0.01 | 0.01
PS | 0 | 0 | 0 | 0 | 0 | 0
PV | 0 | 0 | 0 | 0 | 0 | 0
PeakG | 3.32 | 10.37 | 0 | 0 | 0 | 0
PeakO | 0 | 0 | 0 | 0 | 0 | 0
ST | 0 | 0 | 0 | 0 | 0 | 0
STOG | 0.73 | 0 | 0 | 0 | 0 | 0
STWD | 0 | 0 | 0 | 0 | 0 | 0
WT | 0 | 0 | 0 | 0 | 0 | 0
IGCC | 0 | 0 | 0 | 0 | 0 | 0
DemandResponse | 0 | 0 | 0 | 0 | 0 | 0
IGCC-CCS | 0 | 0 | 0 | 0 | 0 | 0
WT_off | 0 | 0 | 0 | 0 | 0 | 0
PseudoUnit | 0 | 0 | 0 | 0 | 0 | 0
FixedInterchange | 0 | 0 | 0 | 0 | 0 | 0
Fuel Cost by Reporting Type: AZ_NM_SNV_Coal
ReportingType | 2015 | 2020 | 2025 | 2030 | 2035 | 2040
BM | 0 | 0 | 0 | 0 | 0 | 0
CC | 0 | 0 | 0 | 0 | 0 | 0
CSP | 0 | 0 | 0 | 0 | 0 | 0
CT | 0 | 0 | 0 | 0 | 0 | 0
Coal | 1029.27 | 486.29 | 0 | 0 | 0 | 0
Geo | 0 | 0 | 0 | 0 | 0 | 0
H | 0 | 0 | 0 | 0 | 0 | 0
LFG | 0 | 0 | 0 | 0 | 0 | 0
Nuc | 0 | 0 | 0 | 0 | 0 | 0
PS | 0 | 0 | 0 | 0 | 0 | 0
PV | 0 | 0 | 0 | 0 | 0 | 0
PeakG | 0 | 0 | 0 | 0 | 0 | 0
PeakO | 0 | 0 | 0 | 0 | 0 | 0
ST | 0 | 0 | 0 | 0 | 0 | 0
STOG | 0 | 0 | 0 | 0 | 0 | 0
STWD | 0 | 0 | 0 | 0 | 0 | 0
WT | 0 | 0 | 0 | 0 | 0 | 0
IGCC | 0 | 0 | 0 | 0 | 0 | 0
DemandResponse | 0 | 0 | 0 | 0 | 0 | 0
IGCC-CCS | 0 | 0 | 0 | 0 | 0 | 0
WT_off | 0 | 0 | 0 | 0 | 0 | 0
PseudoUnit | 0 | 0 | 0 | 0 | 0 | 0
FixedInterchange | 0 | 0 | 0 | 0 | 0 | 0
Fuel Cost by Reporting Type: AZ_NM_SNV_Gas
ReportingType | 2015 | 2020 | 2025 | 2030 | 2035 | 2040
BM | 0 | 0 | 0 | 0 | 0 | 0
CC | 2926.85 | 2910.25 | 3827.18 | 989.65 | 472.7 | 422.52
CSP | 0 | 0 | 0 | 0 | 0 | 0
CT | 0 | 2.03 | 10.22 | 4.43 | 0 | 0
Coal | 0 | 0 | 0 | 0 | 0 | 0
Geo | 0 | 0 | 0 | 0 | 0 | 0
H | 0 | 0 | 0 | 0 | 0 | 0
LFG | 0 | 0 | 0 | 0 | 0 | 0
Nuc | 0 | 0 | 0 | 0 | 0 | 0
PS | 0 | 0 | 0 | 0 | 0 | 0
PV | 0 | 0 | 0 | 0 | 0 | 0
PeakG | 0 | 0.79 | 0 | 0 | 0 | 0
PeakO | 0 | 0 | 0 | 0 | 0 | 0
ST | 0 | 0 | 0 | 0 | 0 | 0
STOG | 0 | 0 | 0 | 0 | 0 | 0
STWD | 0 | 0 | 0 | 0 | 0 | 0
WT | 0 | 0 | 0 | 0 | 0 | 0
IGCC | 0 | 0 | 0 | 0 | 0 | 0
DemandResponse | 0 | 0 | 0.03 | 0.01 | 0 | 0.01
IGCC-CCS | 0 | 0 | 0 | 0 | 0 | 0
WT_off | 0 | 0 | 0 | 0 | 0 | 0
PseudoUnit | 0 | 0 | 0 | 0 | 0 | 0
FixedInterchange | 0 | 0 | 0 | 0 | 0 | 0
Fuel Cost by Reporting Type: AZ_NM_SNV_NucRenew
ReportingType | 2015 | 2020 | 2025 | 2030 | 2035 | 2040
BM | 0 | 0 | 0 | 0 | 0 | 0
CC | 0 | 0 | 0 | 0 | 0 | 0
CSP | 0 | 0 | 0 | 0 | 0 | 0
CT | 0 | 0 | 0 | 0 | 0 | 0
Coal | 0 | 0 | 0 | 0 | 0 | 0
Geo | 0 | 0 | 0 | 0 | 0 | 0
H | 0 | 0 | 0 | 0 | 0 | 0
LFG | 0 | 0 | 0.08 | 0.08 | 0.08 | 0.08
Nuc | 254.91 | 260.1 | 276.36 | 606.2 | 782.95 | 806.63
PS | 0 | 0 | 0 | 0 | 0 | 0
PV | 0 | 0 | 0 | 0 | 0 | 0
PeakG | 0 | 0 | 0 | 0 | 0 | 0
PeakO | 0 | 0 | 0 | 0 | 0 | 0
ST | 0 | 0 | 0 | 0 | 0 | 0
STOG | 0 | 0 | 0 | 0 | 0 | 0
STWD | 11.54 | 11.54 | 11.54 | 11.54 | 11.54 | 11.54
WT | 0 | 0 | 0 | 0 | 0 | 0
IGCC | 0 | 0 | 0 | 0 | 0 | 0
DemandResponse | 0 | 0 | 0 | 0 | 0 | 0
IGCC-CCS | 0 | 0 | 0 | 0 | 0 | 0
WT_off | 0 | 0 | 0 | 0 | 0 | 0
PseudoUnit | 0 | 0 | 0 | 0 | 0 | 0
FixedInterchange | 0 | 0 | 0 | 0 | 0 | 0
Fuel Cost by Reporting Type: ERCOT
ReportingType | 2015 | 2020 | 2025 | 2030 | 2035 | 2040
BM | 4.39 | 6.89 | 10.4 | 74.16 | 2000.79 | 1477.31
CC | 8783.58 | 9713.89 | 7864.8 | 5413.24 | 2221.46 | 1528.36
CSP | 0 | 0 | 0 | 0 | 0 | 0
CT | 0 | 1.82 | 3.17 | 2.43 | 0 | 0
Coal | 793.71 | 489.79 | 107.35 | 120.25 | 149.63 | 149.63
Geo | 0 | 0 | 0 | 0 | 0 | 0
H | 0 | 0 | 0 | 0 | 0 | 0
LFG | 0 | 0 | 0.45 | 0.45 | 0.45 | 0.45
Nuc | 339.13 | 346.04 | 367.67 | 482.08 | 1110.09 | 1399.4
PS | 0 | 0 | 0 | 0 | 0 | 0
PV | 0 | 0 | 0 | 0 | 0 | 0
PeakG | 0 | 18.36 | 47.92 | 28.84 | 0 | 0
PeakO | 0 | 0.12 | 0 | 0 | 0 | 0
ST | 0 | 0 | 0 | 0 | 0 | 0
STOG | 164.35 | 225.39 | 14.63 | 0 | 0 | 0
STWD | 0 | 0 | 0 | 0 | 0 | 0
WT | 0 | 0 | 0 | 0 | 0 | 0
IGCC | 0 | 0 | 0 | 0 | 0 | 0
DemandResponse | 0 | 0.01 | 0.11 | 0.11 | 0.1 | 0.1
IGCC-CCS | 0 | 0 | 0 | 0 | 0 | 0
WT_off | 0 | 0 | 0 | 0 | 0 | 0
PseudoUnit | 0 | 0 | 0 | 0 | 0 | 0
FixedInterchange | 0 | 0 | 0 | 0 | 0 | 0
Fuel Cost by Reporting Type: NP15
ReportingType | 2015 | 2020 | 2025 | 2030 | 2035 | 2040
BM | 0 | 0 | 0 | 0 | 0 | 0
CC | 2508.37 | 2495.04 | 2334.9 | 1264.37 | 185.17 | 15.82
CSP | 0 | 0 | 0 | 0 | 0 | 0
CT | 0 | 0 | 0 | 0 | 0 | 0
Coal | 35.53 | 0 | 0 | 0 | 0 | 0
Geo | 0 | 0 | 0 | 0 | 0 | 0
H | 0 | 0 | 0 | 0 | 0 | 0
LFG | 0 | 0.48 | 0.72 | 0.72 | 0.72 | 0.72
Nuc | 150.62 | 153.69 | 163.3 | 261.08 | 387.6 | 387.6
PS | 0 | 0 | 0 | 0 | 0 | 0
PV | 0 | 0 | 0 | 0 | 0 | 0
PeakG | 0 | 0 | 0.47 | 0 | 0 | 0.18
PeakO | 0 | 0 | 0 | 0 | 0 | 0
ST | 0 | 0 | 0 | 0 | 0 | 0
STOG | 3.45 | 0 | 0 | 0 | 0 | 0
STWD | 244.45 | 244.45 | 114.11 | 244.45 | 244.45 | 244.45
WT | 0 | 0 | 0 | 0 | 0 | 0
IGCC | 0 | 0 | 0 | 0 | 0 | 0
DemandResponse | 0 | 0 | 0 | 0 | 0 | 0
IGCC-CCS | 0 | 0 | 0 | 0 | 0 | 0
WT_off | 0 | 0 | 0 | 0 | 0 | 0
PseudoUnit | 0 | 0 | 0 | 0 | 0 | 0
FixedInterchange | 0 | 0 | 0 | 0 | 0 | 0
Fuel Cost by Reporting Type: NWPP_Coal
ReportingType | 2015 | 2020 | 2025 | 2030 | 2035 | 2040
BM | 0 | 0 | 0 | 0 | 0 | 0
CC | 0 | 0 | 0 | 0 | 0 | 0
CSP | 0 | 0 | 0 | 0 | 0 | 0
CT | 0 | 0 | 0 | 0 | 0 | 0
Coal | 598.58 | 370.96 | 21.69 | 21.69 | 21.69 | 21.69
Geo | 0 | 0 | 0 | 0 | 0 | 0
H | 0 | 0 | 0 | 0 | 0 | 0
LFG | 0 | 0 | 0 | 0 | 0 | 0
Nuc | 0 | 0 | 0 | 0 | 0 | 0
PS | 0 | 0 | 0 | 0 | 0 | 0
PV | 0 | 0 | 0 | 0 | 0 | 0
PeakG | 0 | 0 | 0 | 0 | 0 | 0
PeakO | 0 | 0 | 0 | 0 | 0 | 0
ST | 0 | 0 | 0 | 0 | 0 | 0
STOG | 0 | 0 | 0 | 0 | 0 | 0
STWD | 0 | 0 | 0 | 0 | 0 | 0
WT | 0 | 0 | 0 | 0 | 0 | 0
IGCC | 0 | 0 | 0 | 0 | 0 | 0
DemandResponse | 0 | 0 | 0 | 0 | 0 | 0
IGCC-CCS | 0 | 0 | 0 | 0 | 0 | 0
WT_off | 0 | 0 | 0 | 0 | 0 | 0
PseudoUnit | 0 | 0 | 0 | 0 | 0 | 0
FixedInterchange | 0 | 0 | 0 | 0 | 0 | 0
Fuel Cost by Reporting Type: NWPP_Gas
ReportingType | 2015 | 2020 | 2025 | 2030 | 2035 | 2040
BM | 0 | 0 | 0 | 0 | 0 | 0
CC | 2206.49 | 2852.32 | 2653.88 | 828.49 | 159.09 | 144.51
CSP | 0 | 0 | 0 | 0 | 0 | 0
CT | 0 | 0 | 0 | 0 | 0 | 0
Coal | 0 | 0 | 0 | 0 | 0 | 0
Geo | 0 | 0 | 0 | 0 | 0 | 0
H | 0 | 0 | 0 | 0 | 0 | 0
LFG | 0 | 0 | 0 | 0 | 0 | 0
Nuc | 0 | 0 | 0 | 0 | 0 | 0
PS | 0 | 0 | 0 | 0 | 0 | 0
PV | 0 | 0 | 0 | 0 | 0 | 0
PeakG | 0 | 0 | 0 | 0 | 0 | 0
PeakO | 0 | 0 | 0 | 0 | 0 | 0
ST | 0 | 0 | 0 | 0 | 0 | 0
STOG | 0 | 0 | 0 | 0 | 0 | 0
STWD | 0 | 0 | 0 | 0 | 0 | 0
WT | 0 | 0 | 0 | 0 | 0 | 0
IGCC | 0 | 0 | 0 | 0 | 0 | 0
DemandResponse | 0 | 0 | 0 | 0 | 0 | 0
IGCC-CCS | 0 | 0 | 0 | 0 | 0 | 0
WT_off | 0 | 0 | 0 | 0 | 0 | 0
PseudoUnit | 0 | 0 | 0 | 0 | 0 | 0
FixedInterchange | 0 | 0 | 0 | 0 | 0 | 0
Fuel Cost by Reporting Type: NWPP_NucRenew
ReportingType | 2015 | 2020 | 2025 | 2030 | 2035 | 2040
BM | 0 | 4.44 | 16.65 | 16.65 | 16.65 | 16.65
CC | 0 | 0 | 0 | 0 | 0 | 0
CSP | 0 | 0 | 0 | 0 | 0 | 0
CT | 0 | 0 | 0 | 0 | 0 | 0
Coal | 0 | 0 | 0 | 0 | 0 | 0
Geo | 0 | 0 | 0 | 0 | 0 | 0
H | 0 | 0 | 0 | 0 | 0 | 0
LFG | 0.03 | 0.03 | 0.34 | 0.34 | 0.34 | 0.34
Nuc | 71.13 | 72.58 | 77.12 | 210.66 | 426.86 | 426.86
PS | 0 | 0 | 0 | 0 | 0 | 0
PV | 0 | 0 | 0 | 0 | 0 | 0
PeakG | 0 | 0 | 0 | 0 | 0 | 0
PeakO | 0 | 0 | 0 | 0 | 0 | 0
ST | 0 | 0 | 0 | 0 | 0 | 0
STOG | 0 | 0 | 0 | 0 | 0 | 0
STWD | 0 | 0 | 301.46 | 301.46 | 301.46 | 301.46
WT | 0 | 0 | 0 | 0 | 0 | 0
IGCC | 0 | 0 | 0 | 0 | 0 | 0
DemandResponse | 0 | 0 | 0 | 0 | 0 | 0
IGCC-CCS | 0 | 0 | 0 | 0 | 0 | 0
WT_off | 0 | 0 | 0 | 0 | 0 | 0
PseudoUnit | 0 | 0 | 0 | 0 | 0 | 0
FixedInterchange | 0 | 0 | 0 | 0 | 0 | 0
Fuel Cost by Reporting Type: RMPA
ReportingType | 2015 | 2020 | 2025 | 2030 | 2035 | 2040
BM | 0 | 0 | 0 | 0 | 466.95 | 954.68
CC | 337.72 | 414.62 | 690.15 | 313.34 | 126.86 | 97.09
CSP | 0 | 0 | 0 | 0 | 0 | 0
CT | 0 | 0 | 0.33 | 0 | 0 | 0
Coal | 596.48 | 420.37 | 84.79 | 53.26 | 52.76 | 49.79
Geo | 0 | 0 | 0 | 0 | 0 | 0
H | 0 | 0 | 0 | 0 | 0 | 0
LFG | 0 | 0 | 0.04 | 0.04 | 0.04 | 0.04
Nuc | 0 | 0 | 22.31 | 109.61 | 109.63 | 109.62
PS | 0 | 0 | 0 | 0 | 0 | 0
PV | 0 | 0 | 0 | 0 | 0 | 0
PeakG | 0.07 | 3.78 | 28.2 | 7.22 | 9 | 4.49
PeakO | 0 | 0 | 0 | 0 | 0 | 0
ST | 0 | 0 | 0 | 0 | 0 | 0
STOG | 0 | 0 | 0 | 0 | 0 | 0
STWD | 0 | 0 | 0 | 0 | 0 | 0
WT | 0 | 0 | 0 | 0 | 0 | 0
IGCC | 0 | 0 | 0 | 0 | 0 | 0
DemandResponse | 0 | 0 | 0 | 0 | 0 | 0
IGCC-CCS | 0 | 0 | 0 | 0 | 0 | 0
WT_off | 0 | 0 | 0 | 0 | 0 | 0
PseudoUnit | 0 | 0 | 0 | 0 | 0 | 0
FixedInterchange | 0 | 0 | 0 | 0 | 0 | 0
Fuel Cost by Reporting Type: SP15
ReportingType | 2015 | 2020 | 2025 | 2030 | 2035 | 2040
BM | 3.07 | 3.07 | 3.07 | 3.07 | 3.07 | 237.41
CC | 3303.51 | 3032.47 | 2801.85 | 1829.26 | 692.66 | 714.82
CSP | 0 | 0 | 0 | 0 | 0 | 0
CT | 0 | 0 | 0 | 0 | 0 | 0
Coal | 20.36 | 3.9 | 0 | 0 | 0 | 0
Geo | 0 | 0 | 0 | 0 | 0 | 0
H | 0 | 0 | 0 | 0 | 0 | 0
LFG | 0.01 | 0.72 | 0.72 | 0.72 | 0.72 | 0.72
Nuc | 139.02 | 141.86 | 150.73 | 235.45 | 451.26 | 465.13
PS | 0 | 0 | 0 | 0 | 0 | 0
PV | 0 | 0 | 0 | 0 | 0 | 0
PeakG | 0 | 2.77 | 31.15 | 13.27 | 8.41 | 11.84
PeakO | 0 | 0 | 0 | 0 | 0 | 0
ST | 0 | 0 | 0 | 0 | 0 | 0
STOG | 34.68 | 23.11 | 0 | 0 | 0 | 0
STWD | 62.63 | 62.63 | 56.17 | 62.63 | 62.63 | 62.63
WT | 0 | 0 | 0 | 0 | 0 | 0
IGCC | 0 | 0 | 0 | 0 | 0 | 0
DemandResponse | 0 | 0 | 0 | 0 | 0 | 0
IGCC-CCS | 0 | 0 | 0 | 0 | 0 | 0
WT_off | 0 | 0 | 0 | 0 | 0 | 0
PseudoUnit | 0 | 0 | 0 | 0 | 0 | 0
FixedInterchange | 0 | 0 | 0 | 0 | 0 | 0
Fuel Cost by Reporting Type: ALB
ReportingType | 2015 | 2020 | 2025 | 2030 | 2035 | 2040
BM | 0 | 0 | 0 | 0 | 0 | 0
CC | 654.32 | 756.25 | 850.03 | 43.94 | 0.12 | 0
CSP | 0 | 0 | 0 | 0 | 0 | 0
CT | 0 | 0 | 0 | 0 | 0 | 0
Coal | 217.7 | 217.7 | 210.06 | 0 | 0 | 0.01
Geo | 0 | 0 | 0 | 0 | 0 | 0
H | 0 | 0 | 0 | 0 | 0 | 0
LFG | 0 | 0 | 0 | 0 | 0 | 0
Nuc | 0 | 0 | 0.01 | 586.6 | 613.09 | 626.72
PS | 0 | 0 | 0 | 0 | 0 | 0
PV | 0 | 0 | 0 | 0 | 0 | 0
PeakG | 0 | 0 | 0 | 0 | 0 | 0
PeakO | 0 | 0 | 0 | 0 | 0 | 0
ST | 0 | 0 | 0 | 0 | 0 | 0
STOG | 0 | 0 | 0 | 0 | 0 | 0
STWD | 0 | 39.68 | 85 | 85 | 85 | 85
WT | 0 | 0 | 0 | 0 | 0 | 0
IGCC | 0 | 0 | 0 | 0 | 0 | 0
DemandResponse | 0 | 0 | 0 | 0 | 0 | 0
IGCC-CCS | 0 | 0 | 0 | 0 | 0 | 0
WT_off | 0 | 0 | 0 | 0 | 0 | 0
PseudoUnit | 0 | 0 | 0 | 0 | 0 | 0
FixedInterchange | 0 | 0 | 0 | 0 | 0 | 0
Fuel Cost by Reporting Type: BC
ReportingType | 2015 | 2020 | 2025 | 2030 | 2035 | 2040
BM | 0 | 0 | 0 | 0 | 0 | 0
CC | 227.82 | 263.53 | 293.25 | 249.5 | 0 | 0
CSP | 0 | 0 | 0 | 0 | 0 | 0
CT | 0 | 0 | 0 | 0 | 0 | 0
Coal | 0 | 0 | 0 | 0 | 0 | 0
Geo | 0 | 0 | 0 | 0 | 0 | 0
H | 0 | 0 | 0 | 0 | 0 | 0
LFG | 0 | 0 | 0 | 0 | 0 | 0
Nuc | 0 | 0 | 0 | 0.07 | 0.07 | 0.07
PS | 0 | 0 | 0 | 0 | 0 | 0
PV | 0 | 0 | 0 | 0 | 0 | 0
PeakG | 0 | 0 | 0 | 0 | 0 | 0
PeakO | 0 | 0 | 0 | 0 | 0 | 0
ST | 0 | 0 | 0 | 0 | 0 | 0
STOG | 0 | 0 | 0 | 0 | 0 | 0
STWD | 0 | 65.36 | 271.44 | 271.44 | 271.44 | 271.44
WT | 0 | 0 | 0 | 0 | 0 | 0
IGCC | 0 | 0 | 0 | 0 | 0 | 0
DemandResponse | 0 | 0 | 0 | 0 | 0 | 0
IGCC-CCS | 0 | 0 | 0 | 0 | 0 | 0
WT_off | 0 | 0 | 0 | 0 | 0 | 0
PseudoUnit | 0 | 0 | 0 | 0 | 0 | 0
FixedInterchange | 0 | 0 | 0 | 0 | 0 | 0
Fuel Cost by Reporting Type: HQ_IESO
ReportingType | 2015 | 2020 | 2025 | 2030 | 2035 | 2040
BM | 0 | 0 | 0 | 0 | 0 | 0
CC | 0 | 0 | 0 | 0 | 0 | 0
CSP | 0 | 0 | 0 | 0 | 0 | 0
CT | 0 | 0 | 0 | 0 | 0 | 0
Coal | 0 | 0 | 0 | 0 | 0 | 0
Geo | 0 | 0 | 0 | 0 | 0 | 0
H | 0 | 0 | 0 | 0 | 0 | 0
LFG | 0 | 0 | 0 | 0 | 0 | 0
Nuc | 0 | 0 | 0 | 0 | 0.01 | 0.04
PS | 0 | 0 | 0 | 0 | 0 | 0
PV | 0 | 0 | 0 | 0 | 0 | 0
PeakG | 0 | 0 | 0 | 0 | 0 | 0
PeakO | 0 | 0 | 0 | 0 | 0 | 0
ST | 0 | 0 | 0 | 0 | 0 | 0
STOG | 0 | 0 | 0 | 0 | 0 | 0
STWD | 0 | 0 | 0 | 0 | 0 | 0
WT | 0 | 0 | 0 | 0 | 0 | 0
IGCC | 0 | 0 | 0 | 0 | 0 | 0
DemandResponse | 0 | 0 | 0 | 0 | 0 | 0
IGCC-CCS | 0 | 0 | 0 | 0 | 0 | 0
WT_off | 0 | 0 | 0 | 0 | 0 | 0
PseudoUnit | 0 | 0 | 0 | 0 | 0 | 0
FixedInterchange | 0 | 0 | 0 | 0 | 0 | 0
Fuel Cost by Reporting Type: HQ_NEISO
ReportingType | 2015 | 2020 | 2025 | 2030 | 2035 | 2040
BM | 0 | 0 | 0 | 0 | 0 | 0
CC | 0 | 0 | 0 | 0 | 0 | 0
CSP | 0 | 0 | 0 | 0 | 0 | 0
CT | 0 | 0 | 0 | 0 | 0 | 0
Coal | 0 | 0 | 0 | 0 | 0 | 0
Geo | 0 | 0 | 0 | 0 | 0 | 0
H | 0 | 0 | 0 | 0 | 0 | 0
LFG | 0 | 0 | 0 | 0 | 0 | 0
Nuc | 0 | 0 | 0 | 0 | 0.04 | 0.05
PS | 0 | 0 | 0 | 0 | 0 | 0
PV | 0 | 0 | 0 | 0 | 0 | 0
PeakG | 0 | 0 | 0 | 0 | 0 | 0
PeakO | 0 | 0 | 0 | 0 | 0 | 0
ST | 0 | 0 | 0 | 0 | 0 | 0
STOG | 0 | 0 | 0 | 0 | 0 | 0
STWD | 0 | 0 | 0 | 0 | 0 | 0
WT | 0 | 0 | 0 | 0 | 0 | 0
IGCC | 0 | 0 | 0 | 0 | 0 | 0
DemandResponse | 0 | 0 | 0 | 0 | 0 | 0
IGCC-CCS | 0 | 0 | 0 | 0 | 0 | 0
WT_off | 0 | 0 | 0 | 0 | 0 | 0
PseudoUnit | 0 | 0 | 0 | 0 | 0 | 0
FixedInterchange | 0 | 0 | 0 | 0 | 0 | 0
Fuel Cost by Reporting Type: HQ_NY
ReportingType | 2015 | 2020 | 2025 | 2030 | 2035 | 2040
BM | 0 | 0 | 0 | 0 | 0 | 0
CC | 0 | 0 | 0 | 0 | 0 | 0
CSP | 0 | 0 | 0 | 0 | 0 | 0
CT | 0 | 0 | 0 | 0 | 0 | 0
Coal | 0 | 0 | 0 | 0 | 0 | 0
Geo | 0 | 0 | 0 | 0 | 0 | 0
H | 0 | 0 | 0 | 0 | 0 | 0
LFG | 0 | 0 | 0 | 0 | 0 | 0
Nuc | 0 | 0 | 0 | 0 | 0.03 | 0.05
PS | 0 | 0 | 0 | 0 | 0 | 0
PV | 0 | 0 | 0 | 0 | 0 | 0
PeakG | 0 | 0 | 0 | 0 | 0 | 0
PeakO | 0 | 0 | 0 | 0 | 0 | 0
ST | 0 | 0 | 0 | 0 | 0 | 0
STOG | 0 | 0 | 0 | 0 | 0 | 0
STWD | 0 | 0 | 0 | 0 | 0 | 0
WT | 0 | 0 | 0 | 0 | 0 | 0
IGCC | 0 | 0 | 0 | 0 | 0 | 0
DemandResponse | 0 | 0 | 0 | 0 | 0 | 0
IGCC-CCS | 0 | 0 | 0 | 0 | 0 | 0
WT_off | 0 | 0 | 0 | 0 | 0 | 0
PseudoUnit | 0 | 0 | 0 | 0 | 0 | 0
FixedInterchange | 0 | 0 | 0 | 0 | 0 | 0
Fuel Cost by Reporting Type: MARITIMES
ReportingType | 2015 | 2020 | 2025 | 2030 | 2035 | 2040
BM | 0 | 0 | 0 | 0 | 0 | 0
CC | 0 | 0 | 0 | 0 | 0 | 0
CSP | 0 | 0 | 0 | 0 | 0 | 0
CT | 0 | 0 | 0 | 0 | 0 | 0
Coal | 0 | 0 | 0 | 0 | 0 | 0
Geo | 0 | 0 | 0 | 0 | 0 | 0
H | 0 | 0 | 0 | 0 | 0 | 0
LFG | 0 | 0 | 0 | 0 | 0 | 0
Nuc | 0 | 0 | 0 | 0 | 0.04 | 0.05
PS | 0 | 0 | 0 | 0 | 0 | 0
PV | 0 | 0 | 0 | 0 | 0 | 0
PeakG | 0 | 0 | 0 | 0 | 0 | 0
PeakO | 0 | 0 | 0 | 0 | 0 | 0
ST | 0 | 0 | 0 | 0 | 0 | 0
STOG | 0 | 0 | 0 | 0 | 0 | 0
STWD | 0 | 0 | 0 | 0 | 0 | 0
WT | 0 | 0 | 0 | 0 | 0 | 0
IGCC | 0 | 0 | 0 | 0 | 0 | 0
DemandResponse | 0 | 0 | 0 | 0 | 0 | 0
IGCC-CCS | 0 | 0 | 0 | 0 | 0 | 0
WT_off | 0 | 0 | 0 | 0 | 0 | 0
PseudoUnit | 0 | 0 | 0 | 0 | 0 | 0
FixedInterchange | 0 | 0 | 0 | 0 | 0 | 0
Fuel Cost by Reporting Type: All
ReportingType | 2015 | 2020 | 2025 | 2030 | 2035 | 2040
BM | 151.42 | 330.4 | 514.79 | 675.94 | 7434.55 | 9844.86
CC | 65590.57 | 78977.44 | 69911.04 | 34332.81 | 17157.82 | 8358.09
CSP | 0 | 0 | 0 | 0 | 0 | 0
CT | 38.28 | 158.14 | 160.52 | 68.7 | 0 | 0.17
Coal | 21309.64 | 7293.97 | 1025.46 | 602.36 | 722.83 | 727.39
Geo | 0 | 0 | 0 | 0 | 0 | 0
H | 0 | 0 | 0 | 0 | 0 | 0
LFG | 0.25 | 2.74 | 5.56 | 6.49 | 6.49 | 6.49
Nuc | 7711.7 | 8128.85 | 8784.71 | 12302.18 | 13972.66 | 16138.82
PS | 0 | 0 | 0 | 0 | 0 | 0
PV | 0 | 0 | 0 | 0 | 0 | 0
PeakG | 203.8 | 887.72 | 1155.36 | 435.98 | 261.66 | 161.31
PeakO | 0 | 0.12 | 49.93 | 0 | 0 | 0
ST | 0 | 0 | 0 | 0 | 0 | 0
STOG | 456.45 | 485.84 | 167.82 | 12.32 | 5.67 | 0.09
STWD | 838.43 | 972.93 | 1414.99 | 1846.97 | 2607.44 | 2322.79
WT | 0 | 0.01 | 0.01 | 0.01 | 0.01 | 0.01
IGCC | 87.33 | 81.46 | 11.65 | 0.91 | 0 | 0
DemandResponse | 0 | 0.01 | 0.14 | 0.12 | 0.11 | 0.12
IGCC-CCS | 0 | 0 | 0 | 0 | 0 | 0
WT_off | 0 | 0 | 0 | 0 | 0 | 0
PseudoUnit | 0 | 0 | 0 | 0 | 0 | 0
FixedInterchange | 0 | 0 | 0 | 0 | 0 | 0
Fuel Cost by Reporting Type: EI_US
ReportingType | 2015 | 2020 | 2025 | 2030 | 2035 | 2040
BM | 143.97 | 315.11 | 481.87 | 579.26 | 4928.96 | 7031.9
CC | 44008.44 | 55897.28 | 48542.21 | 23387.47 | 13271.06 | 5419.2
CSP | 0 | 0 | 0 | 0 | 0 | 0
CT | 38.01 | 153.63 | 146.07 | 61.84 | 0 | 0.17
Coal | 18006.76 | 5304.96 | 601.56 | 407.16 | 498.75 | 506.27
Geo | 0 | 0 | 0 | 0 | 0 | 0
H | 0 | 0 | 0 | 0 | 0 | 0
LFG | 0.18 | 1.48 | 3.19 | 4.11 | 4.11 | 4.11
Nuc | 5902.65 | 6282.9 | 6801.08 | 8866.22 | 9221.59 | 11158.93
PS | 0 | 0 | 0 | 0 | 0 | 0
PV | 0 | 0 | 0 | 0 | 0 | 0
PeakG | 200.42 | 851.64 | 1047.62 | 386.64 | 244.25 | 144.81
PeakO | 0 | 0 | 49.93 | 0 | 0 | 0
ST | 0 | 0 | 0 | 0 | 0 | 0
STOG | 253.24 | 237.34 | 153.19 | 12.32 | 5.67 | 0.09
STWD | 518 | 545.72 | 573.45 | 866.91 | 1581.39 | 1278.9
WT | 0 | 0.01 | 0.01 | 0.01 | 0.01 | 0.01
IGCC | 87.33 | 81.46 | 11.65 | 0.91 | 0 | 0
DemandResponse | 0 | 0 | 0 | 0 | 0 | 0
IGCC-CCS | 0 | 0 | 0 | 0 | 0 | 0
WT_off | 0 | 0 | 0 | 0 | 0 | 0
PseudoUnit | 0 | 0 | 0 | 0 | 0 | 0
FixedInterchange | 0 | 0 | 0 | 0 | 0 | 0
Fuel Cost by Reporting Type: EI_Canada
ReportingType | 2015 | 2020 | 2025 | 2030 | 2035 | 2040
BM | 0 | 0.89 | 2.81 | 2.81 | 18.13 | 126.91
CC | 633.46 | 641.8 | 52.79 | 13.55 | 28.71 | 15.76
CSP | 0 | 0 | 0 | 0 | 0 | 0
CT | 0.27 | 0.66 | 0.73 | 0 | 0 | 0
Coal | 11.24 | 0 | 0 | 0 | 0 | 0
Geo | 0 | 0 | 0 | 0 | 0 | 0
H | 0 | 0 | 0 | 0 | 0 | 0
LFG | 0.02 | 0.02 | 0.02 | 0.02 | 0.02 | 0.02
Nuc | 854.23 | 871.66 | 926.13 | 944.23 | 869.52 | 757.87
PS | 0 | 0 | 0 | 0 | 0 | 0
PV | 0 | 0 | 0 | 0 | 0 | 0
PeakG | 3.32 | 10.37 | 0 | 0 | 0 | 0
PeakO | 0 | 0 | 0 | 0 | 0 | 0
ST | 0 | 0 | 0 | 0 | 0 | 0
STOG | 0.73 | 0 | 0 | 0 | 0 | 0
STWD | 1.82 | 3.55 | 1.82 | 3.55 | 49.54 | 67.38
WT | 0 | 0 | 0 | 0 | 0 | 0
IGCC | 0 | 0 | 0 | 0 | 0 | 0
DemandResponse | 0 | 0 | 0 | 0 | 0 | 0
IGCC-CCS | 0 | 0 | 0 | 0 | 0 | 0
WT_off | 0 | 0 | 0 | 0 | 0 | 0
PseudoUnit | 0 | 0 | 0 | 0 | 0 | 0
FixedInterchange | 0 | 0 | 0 | 0 | 0 | 0
Fuel Cost by Reporting Type: EI
ReportingType | 2015 | 2020 | 2025 | 2030 | 2035 | 2040
BM | 143.97 | 316 | 484.68 | 582.07 | 4947.09 | 7158.81
CC | 44641.9 | 56539.08 | 48595 | 23401.03 | 13299.77 | 5434.97
CSP | 0 | 0 | 0 | 0 | 0 | 0
CT | 38.28 | 154.29 | 146.8 | 61.84 | 0 | 0.17
Coal | 18018.01 | 5304.96 | 601.56 | 407.16 | 498.75 | 506.27
Geo | 0 | 0 | 0 | 0 | 0 | 0
H | 0 | 0 | 0 | 0 | 0 | 0
LFG | 0.2 | 1.5 | 3.21 | 4.13 | 4.13 | 4.13
Nuc | 6756.88 | 7154.56 | 7727.21 | 9810.45 | 10091.11 | 11916.79
PS | 0 | 0 | 0 | 0 | 0 | 0
PV | 0 | 0 | 0 | 0 | 0 | 0
PeakG | 203.74 | 862.01 | 1047.62 | 386.64 | 244.25 | 144.81
PeakO | 0 | 0 | 49.93 | 0 | 0 | 0
ST | 0 | 0 | 0 | 0 | 0 | 0
STOG | 253.97 | 237.34 | 153.19 | 12.32 | 5.67 | 0.09
STWD | 519.81 | 549.26 | 575.27 | 870.46 | 1630.93 | 1346.28
WT | 0 | 0.01 | 0.01 | 0.01 | 0.01 | 0.01
IGCC | 87.33 | 81.46 | 11.65 | 0.91 | 0 | 0
DemandResponse | 0 | 0 | 0 | 0 | 0 | 0
IGCC-CCS | 0 | 0 | 0 | 0 | 0 | 0
WT_off | 0 | 0 | 0 | 0 | 0 | 0
PseudoUnit | 0 | 0 | 0 | 0 | 0 | 0
FixedInterchange | 0 | 0 | 0 | 0 | 0 | 0
Fuel Cost by Reporting Type: Outside_EI
ReportingType | 2015 | 2020 | 2025 | 2030 | 2035 | 2040
BM | 7.45 | 14.4 | 30.11 | 93.87 | 2487.45 | 2686.05
CC | 20948.67 | 22438.36 | 21316.04 | 10931.78 | 3858.05 | 2923.12
CSP | 0 | 0 | 0 | 0 | 0 | 0
CT | 0 | 3.85 | 13.72 | 6.86 | 0 | 0
Coal | 3291.63 | 1989.01 | 423.9 | 195.2 | 224.08 | 221.12
Geo | 0 | 0 | 0 | 0 | 0 | 0
H | 0 | 0 | 0 | 0 | 0 | 0
LFG | 0.05 | 1.24 | 2.36 | 2.36 | 2.36 | 2.36
Nuc | 954.81 | 974.29 | 1057.5 | 2491.74 | 3881.54 | 4222.03
PS | 0 | 0 | 0 | 0 | 0 | 0
PV | 0 | 0 | 0 | 0 | 0 | 0
PeakG | 0.07 | 25.7 | 107.73 | 49.34 | 17.41 | 16.5
PeakO | 0 | 0.12 | 0 | 0 | 0 | 0
ST | 0 | 0 | 0 | 0 | 0 | 0
STOG | 202.48 | 248.5 | 14.63 | 0 | 0 | 0
STWD | 318.62 | 423.66 | 839.72 | 976.51 | 976.51 | 976.51
WT | 0 | 0 | 0 | 0 | 0 | 0
IGCC | 0 | 0 | 0 | 0 | 0 | 0
DemandResponse | 0 | 0.01 | 0.14 | 0.12 | 0.11 | 0.12
IGCC-CCS | 0 | 0 | 0 | 0 | 0 | 0
WT_off | 0 | 0 | 0 | 0 | 0 | 0
PseudoUnit | 0 | 0 | 0 | 0 | 0 | 0
FixedInterchange | 0 | 0 | 0 | 0 | 0 | 0
#7 | Emission Cost ($million)
==== Emission Program: TitleIV_CAIRSO2 : (SO2) ====
Emission Cost by Reporting Type: Entergy
ReportingType | 2015 | 2020 | 2025 | 2030 | 2035 | 2040
BM | 0 | 0 | 0 | 0 | 0 | 0
CC | 0 | 0 | 0 | 0 | 0 | 0
CSP | 0 | 0 | 0 | 0 | 0 | 0
CT | 0 | 0 | 0 | 0 | 0 | 0
Coal | 25.07 | 0 | 0 | 0 | 0 | 0
Geo | 0 | 0 | 0 | 0 | 0 | 0
H | 0 | 0 | 0 | 0 | 0 | 0
LFG | 0 | 0 | 0 | 0 | 0 | 0
Nuc | 0 | 0 | 0 | 0 | 0 | 0
PS | 0 | 0 | 0 | 0 | 0 | 0
PV | 0 | 0 | 0 | 0 | 0 | 0
PeakG | 0 | 0 | 0 | 0 | 0 | 0
PeakO | 0 | 0 | 0 | 0 | 0 | 0
ST | 0 | 0 | 0 | 0 | 0 | 0
STOG | 0 | 0 | 0 | 0 | 0 | 0
STWD | 0 | 0 | 0 | 0 | 0 | 0
WT | 0 | 0 | 0 | 0 | 0 | 0
IGCC | 0 | 0 | 0 | 0 | 0 | 0
DemandResponse | 0 | 0 | 0 | 0 | 0 | 0
IGCC-CCS | 0 | 0 | 0 | 0 | 0 | 0
WT_off | 0 | 0 | 0 | 0 | 0 | 0
PseudoUnit | 0 | 0 | 0 | 0 | 0 | 0
FixedInterchange | 0 | 0 | 0 | 0 | 0 | 0
Emission Cost by Reporting Type: FRCC
ReportingType | 2015 | 2020 | 2025 | 2030 | 2035 | 2040
BM | 0 | 0 | 0 | 0 | 0 | 0
CC | 0 | 0 | 0 | 0 | 0 | 0
CSP | 0 | 0 | 0 | 0 | 0 | 0
CT | 0 | 0 | 0 | 0 | 0 | 0
Coal | 4.51 | 0 | 0 | 0 | 0 | 0
Geo | 0 | 0 | 0 | 0 | 0 | 0
H | 0 | 0 | 0 | 0 | 0 | 0
LFG | 0 | 0 | 0 | 0 | 0 | 0
Nuc | 0 | 0 | 0 | 0 | 0 | 0
PS | 0 | 0 | 0 | 0 | 0 | 0
PV | 0 | 0 | 0 | 0 | 0 | 0
PeakG | 0 | 0 | 0 | 0 | 0 | 0
PeakO | 0 | 0 | 0 | 0 | 0 | 0
ST | 0 | 0 | 0 | 0 | 0 | 0
STOG | 0 | 0 | 0 | 0 | 0 | 0
STWD | 0 | 0 | 0 | 0 | 0 | 0
WT | 0 | 0 | 0 | 0 | 0 | 0
IGCC | 0 | 0 | 0 | 0 | 0 | 0
DemandResponse | 0 | 0 | 0 | 0 | 0 | 0
IGCC-CCS | 0 | 0 | 0 | 0 | 0 | 0
WT_off | 0 | 0 | 0 | 0 | 0 | 0
PseudoUnit | 0 | 0 | 0 | 0 | 0 | 0
FixedInterchange | 0 | 0 | 0 | 0 | 0 | 0
Emission Cost by Reporting Type: MAPP_US
ReportingType | 2015 | 2020 | 2025 | 2030 | 2035 | 2040
BM | 0 | 0 | 0 | 0 | 0 | 0
CC | 0 | 0 | 0 | 0 | 0 | 0
CSP | 0 | 0 | 0 | 0 | 0 | 0
CT | 0 | 0 | 0 | 0 | 0 | 0
Coal | 1.07 | 0 | 0 | 0 | 0 | 0
Geo | 0 | 0 | 0 | 0 | 0 | 0
H | 0 | 0 | 0 | 0 | 0 | 0
LFG | 0 | 0 | 0 | 0 | 0 | 0
Nuc | 0 | 0 | 0 | 0 | 0 | 0
PS | 0 | 0 | 0 | 0 | 0 | 0
PV | 0 | 0 | 0 | 0 | 0 | 0
PeakG | 0 | 0 | 0 | 0 | 0 | 0
PeakO | 0 | 0 | 0 | 0 | 0 | 0
ST | 0 | 0 | 0 | 0 | 0 | 0
STOG | 0 | 0 | 0 | 0 | 0 | 0
STWD | 0 | 0 | 0 | 0 | 0 | 0
WT | 0 | 0 | 0 | 0 | 0 | 0
IGCC | 0 | 0 | 0 | 0 | 0 | 0
DemandResponse | 0 | 0 | 0 | 0 | 0 | 0
IGCC-CCS | 0 | 0 | 0 | 0 | 0 | 0
WT_off | 0 | 0 | 0 | 0 | 0 | 0
PseudoUnit | 0 | 0 | 0 | 0 | 0 | 0
FixedInterchange | 0 | 0 | 0 | 0 | 0 | 0
Emission Cost by Reporting Type: MISO_IN
ReportingType | 2015 | 2020 | 2025 | 2030 | 2035 | 2040
BM | 0 | 0 | 0 | 0 | 0 | 0
CC | 0 | 0 | 0 | 0 | 0 | 0
CSP | 0 | 0 | 0 | 0 | 0 | 0
CT | 0 | 0 | 0 | 0 | 0 | 0
Coal | 24.86 | 0 | 0 | 0 | 0 | 0
Geo | 0 | 0 | 0 | 0 | 0 | 0
H | 0 | 0 | 0 | 0 | 0 | 0
LFG | 0 | 0 | 0 | 0 | 0 | 0
Nuc | 0 | 0 | 0 | 0 | 0 | 0
PS | 0 | 0 | 0 | 0 | 0 | 0
PV | 0 | 0 | 0 | 0 | 0 | 0
PeakG | 0 | 0 | 0 | 0 | 0 | 0
PeakO | 0 | 0 | 0 | 0 | 0 | 0
ST | 0 | 0 | 0 | 0 | 0 | 0
STOG | 0 | 0 | 0 | 0 | 0 | 0
STWD | 0 | 0 | 0 | 0 | 0 | 0
WT | 0 | 0 | 0 | 0 | 0 | 0
IGCC | 0.21 | 0 | 0 | 0 | 0 | 0
DemandResponse | 0 | 0 | 0 | 0 | 0 | 0
IGCC-CCS | 0 | 0 | 0 | 0 | 0 | 0
WT_off | 0 | 0 | 0 | 0 | 0 | 0
PseudoUnit | 0 | 0 | 0 | 0 | 0 | 0
FixedInterchange | 0 | 0 | 0 | 0 | 0 | 0
Emission Cost by Reporting Type: MISO_MI
ReportingType | 2015 | 2020 | 2025 | 2030 | 2035 | 2040
BM | 0 | 0 | 0 | 0 | 0 | 0
CC | 0 | 0 | 0 | 0 | 0 | 0
CSP | 0 | 0 | 0 | 0 | 0 | 0
CT | 0 | 0 | 0 | 0 | 0 | 0
Coal | 12.07 | 0 | 0 | 0 | 0 | 0
Geo | 0 | 0 | 0 | 0 | 0 | 0
H | 0 | 0 | 0 | 0 | 0 | 0
LFG | 0 | 0 | 0 | 0 | 0 | 0
Nuc | 0 | 0 | 0 | 0 | 0 | 0
PS | 0 | 0 | 0 | 0 | 0 | 0
PV | 0 | 0 | 0 | 0 | 0 | 0
PeakG | 0 | 0 | 0 | 0 | 0 | 0
PeakO | 0 | 0 | 0 | 0 | 0 | 0
ST | 0 | 0 | 0 | 0 | 0 | 0
STOG | 0 | 0 | 0 | 0 | 0 | 0
STWD | 0 | 0 | 0 | 0 | 0 | 0
WT | 0 | 0 | 0 | 0 | 0 | 0
IGCC | 0 | 0 | 0 | 0 | 0 | 0
DemandResponse | 0 | 0 | 0 | 0 | 0 | 0
IGCC-CCS | 0 | 0 | 0 | 0 | 0 | 0
WT_off | 0 | 0 | 0 | 0 | 0 | 0
PseudoUnit | 0 | 0 | 0 | 0 | 0 | 0
FixedInterchange | 0 | 0 | 0 | 0 | 0 | 0
Emission Cost by Reporting Type: MISO_MO-IL
ReportingType | 2015 | 2020 | 2025 | 2030 | 2035 | 2040
BM | 0 | 0 | 0 | 0 | 0 | 0
CC | 0 | 0 | 0 | 0 | 0 | 0
CSP | 0 | 0 | 0 | 0 | 0 | 0
CT | 0 | 0 | 0 | 0 | 0 | 0
Coal | 38.31 | 0 | 0 | 0 | 0 | 0
Geo | 0 | 0 | 0 | 0 | 0 | 0
H | 0 | 0 | 0 | 0 | 0 | 0
LFG | 0 | 0 | 0 | 0 | 0 | 0
Nuc | 0 | 0 | 0 | 0 | 0 | 0
PS | 0 | 0 | 0 | 0 | 0 | 0
PV | 0 | 0 | 0 | 0 | 0 | 0
PeakG | 0 | 0 | 0 | 0 | 0 | 0
PeakO | 0 | 0 | 0 | 0 | 0 | 0
ST | 0 | 0 | 0 | 0 | 0 | 0
STOG | 0 | 0 | 0 | 0 | 0 | 0
STWD | 0 | 0 | 0 | 0 | 0 | 0
WT | 0 | 0 | 0 | 0 | 0 | 0
IGCC | 0 | 0 | 0 | 0 | 0 | 0
DemandResponse | 0 | 0 | 0 | 0 | 0 | 0
IGCC-CCS | 0 | 0 | 0 | 0 | 0 | 0
WT_off | 0 | 0 | 0 | 0 | 0 | 0
PseudoUnit | 0 | 0 | 0 | 0 | 0 | 0
FixedInterchange | 0 | 0 | 0 | 0 | 0 | 0
Emission Cost by Reporting Type: MISO_W
ReportingType | 2015 | 2020 | 2025 | 2030 | 2035 | 2040
BM | 0 | 0 | 0 | 0 | 0 | 0
CC | 0 | 0 | 0 | 0 | 0 | 0
CSP | 0 | 0 | 0 | 0 | 0 | 0
CT | 0 | 0 | 0 | 0 | 0 | 0
Coal | 21.03 | 0 | 0 | 0 | 0 | 0
Geo | 0 | 0 | 0 | 0 | 0 | 0
H | 0 | 0 | 0 | 0 | 0 | 0
LFG | 0 | 0 | 0 | 0 | 0 | 0
Nuc | 0 | 0 | 0 | 0 | 0 | 0
PS | 0 | 0 | 0 | 0 | 0 | 0
PV | 0 | 0 | 0 | 0 | 0 | 0
PeakG | 0 | 0 | 0 | 0 | 0 | 0
PeakO | 0 | 0 | 0 | 0 | 0 | 0
ST | 0 | 0 | 0 | 0 | 0 | 0
STOG | 0 | 0 | 0 | 0 | 0 | 0
STWD | 0 | 0 | 0 | 0 | 0 | 0
WT | 0 | 0 | 0 | 0 | 0 | 0
IGCC | 0 | 0 | 0 | 0 | 0 | 0
DemandResponse | 0 | 0 | 0 | 0 | 0 | 0
IGCC-CCS | 0 | 0 | 0 | 0 | 0 | 0
WT_off | 0 | 0 | 0 | 0 | 0 | 0
PseudoUnit | 0 | 0 | 0 | 0 | 0 | 0
FixedInterchange | 0 | 0 | 0 | 0 | 0 | 0
Emission Cost by Reporting Type: MISO_WUMS
ReportingType | 2015 | 2020 | 2025 | 2030 | 2035 | 2040
BM | 0 | 0 | 0 | 0 | 0 | 0
CC | 0 | 0 | 0 | 0 | 0 | 0
CSP | 0 | 0 | 0 | 0 | 0 | 0
CT | 0 | 0 | 0 | 0 | 0 | 0
Coal | 2.57 | 0 | 0 | 0 | 0 | 0
Geo | 0 | 0 | 0 | 0 | 0 | 0
H | 0 | 0 | 0 | 0 | 0 | 0
LFG | 0 | 0 | 0 | 0 | 0 | 0
Nuc | 0 | 0 | 0 | 0 | 0 | 0
PS | 0 | 0 | 0 | 0 | 0 | 0
PV | 0 | 0 | 0 | 0 | 0 | 0
PeakG | 0 | 0 | 0 | 0 | 0 | 0
PeakO | 0 | 0 | 0 | 0 | 0 | 0
ST | 0 | 0 | 0 | 0 | 0 | 0
STOG | 0 | 0 | 0 | 0 | 0 | 0
STWD | 0 | 0 | 0 | 0 | 0 | 0
WT | 0 | 0 | 0 | 0 | 0 | 0
IGCC | 0 | 0 | 0 | 0 | 0 | 0
DemandResponse | 0 | 0 | 0 | 0 | 0 | 0
IGCC-CCS | 0 | 0 | 0 | 0 | 0 | 0
WT_off | 0 | 0 | 0 | 0 | 0 | 0
PseudoUnit | 0 | 0 | 0 | 0 | 0 | 0
FixedInterchange | 0 | 0 | 0 | 0 | 0 | 0
Emission Cost by Reporting Type: Nebraska
ReportingType | 2015 | 2020 | 2025 | 2030 | 2035 | 2040
BM | 0 | 0 | 0 | 0 | 0 | 0
CC | 0 | 0 | 0 | 0 | 0 | 0
CSP | 0 | 0 | 0 | 0 | 0 | 0
CT | 0 | 0 | 0 | 0 | 0 | 0
Coal | 3.85 | 0 | 0 | 0 | 0 | 0
Geo | 0 | 0 | 0 | 0 | 0 | 0
H | 0 | 0 | 0 | 0 | 0 | 0
LFG | 0 | 0 | 0 | 0 | 0 | 0
Nuc | 0 | 0 | 0 | 0 | 0 | 0
PS | 0 | 0 | 0 | 0 | 0 | 0
PV | 0 | 0 | 0 | 0 | 0 | 0
PeakG | 0 | 0 | 0 | 0 | 0 | 0
PeakO | 0 | 0 | 0 | 0 | 0 | 0
ST | 0 | 0 | 0 | 0 | 0 | 0
STOG | 0 | 0 | 0 | 0 | 0 | 0
STWD | 0 | 0 | 0 | 0 | 0 | 0
WT | 0 | 0 | 0 | 0 | 0 | 0
IGCC | 0 | 0 | 0 | 0 | 0 | 0
DemandResponse | 0 | 0 | 0 | 0 | 0 | 0
IGCC-CCS | 0 | 0 | 0 | 0 | 0 | 0
WT_off | 0 | 0 | 0 | 0 | 0 | 0
PseudoUnit | 0 | 0 | 0 | 0 | 0 | 0
FixedInterchange | 0 | 0 | 0 | 0 | 0 | 0
Emission Cost by Reporting Type: NEISO
ReportingType | 2015 | 2020 | 2025 | 2030 | 2035 | 2040
BM | 0 | 0 | 0 | 0 | 0 | 0
CC | 0 | 0 | 0 | 0 | 0 | 0
CSP | 0 | 0 | 0 | 0 | 0 | 0
CT | 0 | 0 | 0 | 0 | 0 | 0
Coal | 0 | 0 | 0 | 0 | 0 | 0
Geo | 0 | 0 | 0 | 0 | 0 | 0
H | 0 | 0 | 0 | 0 | 0 | 0
LFG | 0 | 0 | 0 | 0 | 0 | 0
Nuc | 0 | 0 | 0 | 0 | 0 | 0
PS | 0 | 0 | 0 | 0 | 0 | 0
PV | 0 | 0 | 0 | 0 | 0 | 0
PeakG | 0 | 0 | 0 | 0 | 0 | 0
PeakO | 0 | 0 | 0 | 0 | 0 | 0
ST | 0 | 0 | 0 | 0 | 0 | 0
STOG | 0 | 0 | 0 | 0 | 0 | 0
STWD | 0 | 0 | 0 | 0 | 0 | 0
WT | 0 | 0 | 0 | 0 | 0 | 0
IGCC | 0 | 0 | 0 | 0 | 0 | 0
DemandResponse | 0 | 0 | 0 | 0 | 0 | 0
IGCC-CCS | 0 | 0 | 0 | 0 | 0 | 0
WT_off | 0 | 0 | 0 | 0 | 0 | 0
PseudoUnit | 0 | 0 | 0 | 0 | 0 | 0
FixedInterchange | 0 | 0 | 0 | 0 | 0 | 0
Emission Cost by Reporting Type: NonRTO_Midwest
ReportingType | 2015 | 2020 | 2025 | 2030 | 2035 | 2040
BM | 0 | 0 | 0 | 0 | 0 | 0
CC | 0 | 0 | 0 | 0 | 0 | 0
CSP | 0 | 0 | 0 | 0 | 0 | 0
CT | 0 | 0 | 0 | 0 | 0 | 0
Coal | 13.8 | 0 | 0 | 0 | 0 | 0
Geo | 0 | 0 | 0 | 0 | 0 | 0
H | 0 | 0 | 0 | 0 | 0 | 0
LFG | 0 | 0 | 0 | 0 | 0 | 0
Nuc | 0 | 0 | 0 | 0 | 0 | 0
PS | 0 | 0 | 0 | 0 | 0 | 0
PV | 0 | 0 | 0 | 0 | 0 | 0
PeakG | 0 | 0 | 0 | 0 | 0 | 0
PeakO | 0 | 0 | 0 | 0 | 0 | 0
ST | 0 | 0 | 0 | 0 | 0 | 0
STOG | 0 | 0 | 0 | 0 | 0 | 0
STWD | 0 | 0 | 0 | 0 | 0 | 0
WT | 0 | 0 | 0 | 0 | 0 | 0
IGCC | 0 | 0 | 0 | 0 | 0 | 0
DemandResponse | 0 | 0 | 0 | 0 | 0 | 0
IGCC-CCS | 0 | 0 | 0 | 0 | 0 | 0
WT_off | 0 | 0 | 0 | 0 | 0 | 0
PseudoUnit | 0 | 0 | 0 | 0 | 0 | 0
FixedInterchange | 0 | 0 | 0 | 0 | 0 | 0
Emission Cost by Reporting Type: NYISO_A-F
ReportingType | 2015 | 2020 | 2025 | 2030 | 2035 | 2040
BM | 0 | 0 | 0 | 0 | 0 | 0
CC | 0 | 0 | 0 | 0 | 0 | 0
CSP | 0 | 0 | 0 | 0 | 0 | 0
CT | 0 | 0 | 0 | 0 | 0 | 0
Coal | 0 | 0 | 0 | 0 | 0 | 0
Geo | 0 | 0 | 0 | 0 | 0 | 0
H | 0 | 0 | 0 | 0 | 0 | 0
LFG | 0 | 0 | 0 | 0 | 0 | 0
Nuc | 0 | 0 | 0 | 0 | 0 | 0
PS | 0 | 0 | 0 | 0 | 0 | 0
PV | 0 | 0 | 0 | 0 | 0 | 0
PeakG | 0 | 0 | 0 | 0 | 0 | 0
PeakO | 0 | 0 | 0 | 0 | 0 | 0
ST | 0 | 0 | 0 | 0 | 0 | 0
STOG | 0 | 0 | 0 | 0 | 0 | 0
STWD | 0 | 0 | 0 | 0 | 0 | 0
WT | 0 | 0 | 0 | 0 | 0 | 0
IGCC | 0 | 0 | 0 | 0 | 0 | 0
DemandResponse | 0 | 0 | 0 | 0 | 0 | 0
IGCC-CCS | 0 | 0 | 0 | 0 | 0 | 0
WT_off | 0 | 0 | 0 | 0 | 0 | 0
PseudoUnit | 0 | 0 | 0 | 0 | 0 | 0
FixedInterchange | 0 | 0 | 0 | 0 | 0 | 0
Emission Cost by Reporting Type: NYISO_G-I
ReportingType | 2015 | 2020 | 2025 | 2030 | 2035 | 2040
BM | 0 | 0 | 0 | 0 | 0 | 0
CC | 0 | 0 | 0 | 0 | 0 | 0
CSP | 0 | 0 | 0 | 0 | 0 | 0
CT | 0 | 0 | 0 | 0 | 0 | 0
Coal | 0 | 0 | 0 | 0 | 0 | 0
Geo | 0 | 0 | 0 | 0 | 0 | 0
H | 0 | 0 | 0 | 0 | 0 | 0
LFG | 0 | 0 | 0 | 0 | 0 | 0
Nuc | 0 | 0 | 0 | 0 | 0 | 0
PS | 0 | 0 | 0 | 0 | 0 | 0
PV | 0 | 0 | 0 | 0 | 0 | 0
PeakG | 0 | 0 | 0 | 0 | 0 | 0
PeakO | 0 | 0 | 0 | 0 | 0 | 0
ST | 0 | 0 | 0 | 0 | 0 | 0
STOG | 0 | 0 | 0 | 0 | 0 | 0
STWD | 0 | 0 | 0 | 0 | 0 | 0
WT | 0 | 0 | 0 | 0 | 0 | 0
IGCC | 0 | 0 | 0 | 0 | 0 | 0
DemandResponse | 0 | 0 | 0 | 0 | 0 | 0
IGCC-CCS | 0 | 0 | 0 | 0 | 0 | 0
WT_off | 0 | 0 | 0 | 0 | 0 | 0
PseudoUnit | 0 | 0 | 0 | 0 | 0 | 0
FixedInterchange | 0 | 0 | 0 | 0 | 0 | 0
Emission Cost by Reporting Type: NYISO_J-K
ReportingType | 2015 | 2020 | 2025 | 2030 | 2035 | 2040
BM | 0 | 0 | 0 | 0 | 0 | 0
CC | 0 | 0 | 0 | 0 | 0 | 0
CSP | 0 | 0 | 0 | 0 | 0 | 0
CT | 0 | 0 | 0 | 0 | 0 | 0
Coal | 0 | 0 | 0 | 0 | 0 | 0
Geo | 0 | 0 | 0 | 0 | 0 | 0
H | 0 | 0 | 0 | 0 | 0 | 0
LFG | 0 | 0 | 0 | 0 | 0 | 0
Nuc | 0 | 0 | 0 | 0 | 0 | 0
PS | 0 | 0 | 0 | 0 | 0 | 0
PV | 0 | 0 | 0 | 0 | 0 | 0
PeakG | 0 | 0 | 0 | 0 | 0 | 0
PeakO | 0 | 0 | 0 | 0 | 0 | 0
ST | 0 | 0 | 0 | 0 | 0 | 0
STOG | 0 | 0 | 0 | 0 | 0 | 0
STWD | 0 | 0 | 0 | 0 | 0 | 0
WT | 0 | 0 | 0 | 0 | 0 | 0
IGCC | 0 | 0 | 0 | 0 | 0 | 0
DemandResponse | 0 | 0 | 0 | 0 | 0 | 0
IGCC-CCS | 0 | 0 | 0 | 0 | 0 | 0
WT_off | 0 | 0 | 0 | 0 | 0 | 0
PseudoUnit | 0 | 0 | 0 | 0 | 0 | 0
FixedInterchange | 0 | 0 | 0 | 0 | 0 | 0
Emission Cost by Reporting Type: PJM_E
ReportingType | 2015 | 2020 | 2025 | 2030 | 2035 | 2040
BM | 0 | 0 | 0 | 0 | 0 | 0
CC | 0 | 0 | 0 | 0 | 0 | 0
CSP | 0 | 0 | 0 | 0 | 0 | 0
CT | 0 | 0 | 0 | 0 | 0 | 0
Coal | 0.02 | 0 | 0 | 0 | 0 | 0
Geo | 0 | 0 | 0 | 0 | 0 | 0
H | 0 | 0 | 0 | 0 | 0 | 0
LFG | 0 | 0 | 0 | 0 | 0 | 0
Nuc | 0 | 0 | 0 | 0 | 0 | 0
PS | 0 | 0 | 0 | 0 | 0 | 0
PV | 0 | 0 | 0 | 0 | 0 | 0
PeakG | 0 | 0 | 0 | 0 | 0 | 0
PeakO | 0 | 0 | 0 | 0 | 0 | 0
ST | 0 | 0 | 0 | 0 | 0 | 0
STOG | 0 | 0 | 0 | 0 | 0 | 0
STWD | 0 | 0 | 0 | 0 | 0 | 0
WT | 0 | 0 | 0 | 0 | 0 | 0
IGCC | 0 | 0 | 0 | 0 | 0 | 0
DemandResponse | 0 | 0 | 0 | 0 | 0 | 0
IGCC-CCS | 0 | 0 | 0 | 0 | 0 | 0
WT_off | 0 | 0 | 0 | 0 | 0 | 0
PseudoUnit | 0 | 0 | 0 | 0 | 0 | 0
FixedInterchange | 0 | 0 | 0 | 0 | 0 | 0
Emission Cost by Reporting Type: PJM_ROM
ReportingType | 2015 | 2020 | 2025 | 2030 | 2035 | 2040
BM | 0 | 0 | 0 | 0 | 0 | 0
CC | 0 | 0 | 0 | 0 | 0 | 0
CSP | 0 | 0 | 0 | 0 | 0 | 0
CT | 0 | 0 | 0 | 0 | 0 | 0
Coal | 15.68 | 0 | 0 | 0 | 0 | 0
Geo | 0 | 0 | 0 | 0 | 0 | 0
H | 0 | 0 | 0 | 0 | 0 | 0
LFG | 0 | 0 | 0 | 0 | 0 | 0
Nuc | 0 | 0 | 0 | 0 | 0 | 0
PS | 0 | 0 | 0 | 0 | 0 | 0
PV | 0 | 0 | 0 | 0 | 0 | 0
PeakG | 0 | 0 | 0 | 0 | 0 | 0
PeakO | 0 | 0 | 0 | 0 | 0 | 0
ST | 0 | 0 | 0 | 0 | 0 | 0
STOG | 0 | 0 | 0 | 0 | 0 | 0
STWD | 0 | 0 | 0 | 0 | 0 | 0
WT | 0 | 0 | 0 | 0 | 0 | 0
IGCC | 0 | 0 | 0 | 0 | 0 | 0
DemandResponse | 0 | 0 | 0 | 0 | 0 | 0
IGCC-CCS | 0 | 0 | 0 | 0 | 0 | 0
WT_off | 0 | 0 | 0 | 0 | 0 | 0
PseudoUnit | 0 | 0 | 0 | 0 | 0 | 0
FixedInterchange | 0 | 0 | 0 | 0 | 0 | 0
Emission Cost by Reporting Type: PJM_ROR
ReportingType | 2015 | 2020 | 2025 | 2030 | 2035 | 2040
BM | 0 | 0 | 0 | 0 | 0 | 0
CC | 0 | 0 | 0 | 0 | 0 | 0
CSP | 0 | 0 | 0 | 0 | 0 | 0
CT | 0 | 0 | 0 | 0 | 0 | 0
Coal | 109.45 | 0 | 0 | 0 | 0 | 0
Geo | 0 | 0 | 0 | 0 | 0 | 0
H | 0 | 0 | 0 | 0 | 0 | 0
LFG | 0 | 0 | 0 | 0 | 0 | 0
Nuc | 0 | 0 | 0 | 0 | 0 | 0
PS | 0 | 0 | 0 | 0 | 0 | 0
PV | 0 | 0 | 0 | 0 | 0 | 0
PeakG | 0 | 0 | 0 | 0 | 0 | 0
PeakO | 0 | 0 | 0 | 0 | 0 | 0
ST | 0 | 0 | 0 | 0 | 0 | 0
STOG | 0 | 0 | 0 | 0 | 0 | 0
STWD | 0 | 0 | 0 | 0 | 0 | 0
WT | 0 | 0 | 0 | 0 | 0 | 0
IGCC | 0 | 0 | 0 | 0 | 0 | 0
DemandResponse | 0 | 0 | 0 | 0 | 0 | 0
IGCC-CCS | 0 | 0 | 0 | 0 | 0 | 0
WT_off | 0 | 0 | 0 | 0 | 0 | 0
PseudoUnit | 0 | 0 | 0 | 0 | 0 | 0
FixedInterchange | 0 | 0 | 0 | 0 | 0 | 0
Emission Cost by Reporting Type: SOCO
ReportingType | 2015 | 2020 | 2025 | 2030 | 2035 | 2040
BM | 0 | 0 | 0 | 0 | 0 | 0
CC | 0 | 0 | 0 | 0 | 0 | 0
CSP | 0 | 0 | 0 | 0 | 0 | 0
CT | 0 | 0 | 0 | 0 | 0 | 0
Coal | 22.73 | 0 | 0 | 0 | 0 | 0
Geo | 0 | 0 | 0 | 0 | 0 | 0
H | 0 | 0 | 0 | 0 | 0 | 0
LFG | 0 | 0 | 0 | 0 | 0 | 0
Nuc | 0 | 0 | 0 | 0 | 0 | 0
PS | 0 | 0 | 0 | 0 | 0 | 0
PV | 0 | 0 | 0 | 0 | 0 | 0
PeakG | 0 | 0 | 0 | 0 | 0 | 0
PeakO | 0 | 0 | 0 | 0 | 0 | 0
ST | 0 | 0 | 0 | 0 | 0 | 0
STOG | 0 | 0 | 0 | 0 | 0 | 0
STWD | 0 | 0 | 0 | 0 | 0 | 0
WT | 0 | 0 | 0 | 0 | 0 | 0
IGCC | 0 | 0 | 0 | 0 | 0 | 0
DemandResponse | 0 | 0 | 0 | 0 | 0 | 0
IGCC-CCS | 0 | 0 | 0 | 0 | 0 | 0
WT_off | 0 | 0 | 0 | 0 | 0 | 0
PseudoUnit | 0 | 0 | 0 | 0 | 0 | 0
FixedInterchange | 0 | 0 | 0 | 0 | 0 | 0
Emission Cost by Reporting Type: SPP_N
ReportingType | 2015 | 2020 | 2025 | 2030 | 2035 | 2040
BM | 0 | 0 | 0 | 0 | 0 | 0
CC | 0 | 0 | 0 | 0 | 0 | 0
CSP | 0 | 0 | 0 | 0 | 0 | 0
CT | 0 | 0 | 0 | 0 | 0 | 0
Coal | 5.45 | 0 | 0 | 0 | 0 | 0
Geo | 0 | 0 | 0 | 0 | 0 | 0
H | 0 | 0 | 0 | 0 | 0 | 0
LFG | 0 | 0 | 0 | 0 | 0 | 0
Nuc | 0 | 0 | 0 | 0 | 0 | 0
PS | 0 | 0 | 0 | 0 | 0 | 0
PV | 0 | 0 | 0 | 0 | 0 | 0
PeakG | 0 | 0 | 0 | 0 | 0 | 0
PeakO | 0 | 0 | 0 | 0 | 0 | 0
ST | 0 | 0 | 0 | 0 | 0 | 0
STOG | 0 | 0 | 0 | 0 | 0 | 0
STWD | 0 | 0 | 0 | 0 | 0 | 0
WT | 0 | 0 | 0 | 0 | 0 | 0
IGCC | 0 | 0 | 0 | 0 | 0 | 0
DemandResponse | 0 | 0 | 0 | 0 | 0 | 0
IGCC-CCS | 0 | 0 | 0 | 0 | 0 | 0
WT_off | 0 | 0 | 0 | 0 | 0 | 0
PseudoUnit | 0 | 0 | 0 | 0 | 0 | 0
FixedInterchange | 0 | 0 | 0 | 0 | 0 | 0
Emission Cost by Reporting Type: SPP_S
ReportingType | 2015 | 2020 | 2025 | 2030 | 2035 | 2040
BM | 0 | 0 | 0 | 0 | 0 | 0
CC | 0 | 0 | 0 | 0 | 0 | 0
CSP | 0 | 0 | 0 | 0 | 0 | 0
CT | 0 | 0 | 0 | 0 | 0 | 0
Coal | 18.75 | 0 | 0 | 0 | 0 | 0
Geo | 0 | 0 | 0 | 0 | 0 | 0
H | 0 | 0 | 0 | 0 | 0 | 0
LFG | 0 | 0 | 0 | 0 | 0 | 0
Nuc | 0 | 0 | 0 | 0 | 0 | 0
PS | 0 | 0 | 0 | 0 | 0 | 0
PV | 0 | 0 | 0 | 0 | 0 | 0
PeakG | 0 | 0 | 0 | 0 | 0 | 0
PeakO | 0 | 0 | 0 | 0 | 0 | 0
ST | 0 | 0 | 0 | 0 | 0 | 0
STOG | 0 | 0 | 0 | 0 | 0 | 0
STWD | 0 | 0 | 0 | 0 | 0 | 0
WT | 0 | 0 | 0 | 0 | 0 | 0
IGCC | 0 | 0 | 0 | 0 | 0 | 0
DemandResponse | 0 | 0 | 0 | 0 | 0 | 0
IGCC-CCS | 0 | 0 | 0 | 0 | 0 | 0
WT_off | 0 | 0 | 0 | 0 | 0 | 0
PseudoUnit | 0 | 0 | 0 | 0 | 0 | 0
FixedInterchange | 0 | 0 | 0 | 0 | 0 | 0
Emission Cost by Reporting Type: TVA
ReportingType | 2015 | 2020 | 2025 | 2030 | 2035 | 2040
BM | 0 | 0 | 0 | 0 | 0 | 0
CC | 0 | 0 | 0 | 0 | 0 | 0
CSP | 0 | 0 | 0 | 0 | 0 | 0
CT | 0 | 0 | 0 | 0 | 0 | 0
Coal | 19.25 | 0 | 0 | 0 | 0 | 0
Geo | 0 | 0 | 0 | 0 | 0 | 0
H | 0 | 0 | 0 | 0 | 0 | 0
LFG | 0 | 0 | 0 | 0 | 0 | 0
Nuc | 0 | 0 | 0 | 0 | 0 | 0
PS | 0 | 0 | 0 | 0 | 0 | 0
PV | 0 | 0 | 0 | 0 | 0 | 0
PeakG | 0 | 0 | 0 | 0 | 0 | 0
PeakO | 0 | 0 | 0 | 0 | 0 | 0
ST | 0 | 0 | 0 | 0 | 0 | 0
STOG | 0 | 0 | 0 | 0 | 0 | 0
STWD | 0 | 0 | 0 | 0 | 0 | 0
WT | 0 | 0 | 0 | 0 | 0 | 0
IGCC | 0 | 0 | 0 | 0 | 0 | 0
DemandResponse | 0 | 0 | 0 | 0 | 0 | 0
IGCC-CCS | 0 | 0 | 0 | 0 | 0 | 0
WT_off | 0 | 0 | 0 | 0 | 0 | 0
PseudoUnit | 0 | 0 | 0 | 0 | 0 | 0
FixedInterchange | 0 | 0 | 0 | 0 | 0 | 0
Emission Cost by Reporting Type: TVA_Transmission
ReportingType | 2015 | 2020 | 2025 | 2030 | 2035 | 2040
BM | 0 | 0 | 0 | 0 | 0 | 0
CC | 0 | 0 | 0 | 0 | 0 | 0
CSP | 0 | 0 | 0 | 0 | 0 | 0
CT | 0 | 0 | 0 | 0 | 0 | 0
Coal | 0 | 0 | 0 | 0 | 0 | 0
Geo | 0 | 0 | 0 | 0 | 0 | 0
H | 0 | 0 | 0 | 0 | 0 | 0
LFG | 0 | 0 | 0 | 0 | 0 | 0
Nuc | 0 | 0 | 0 | 0 | 0 | 0
PS | 0 | 0 | 0 | 0 | 0 | 0
PV | 0 | 0 | 0 | 0 | 0 | 0
PeakG | 0 | 0 | 0 | 0 | 0 | 0
PeakO | 0 | 0 | 0 | 0 | 0 | 0
ST | 0 | 0 | 0 | 0 | 0 | 0
STOG | 0 | 0 | 0 | 0 | 0 | 0
STWD | 0 | 0 | 0 | 0 | 0 | 0
WT | 0 | 0 | 0 | 0 | 0 | 0
IGCC | 0 | 0 | 0 | 0 | 0 | 0
DemandResponse | 0 | 0 | 0 | 0 | 0 | 0
IGCC-CCS | 0 | 0 | 0 | 0 | 0 | 0
WT_off | 0 | 0 | 0 | 0 | 0 | 0
PseudoUnit | 0 | 0 | 0 | 0 | 0 | 0
FixedInterchange | 0 | 0 | 0 | 0 | 0 | 0
Emission Cost by Reporting Type: VACAR
ReportingType | 2015 | 2020 | 2025 | 2030 | 2035 | 2040
BM | 0 | 0 | 0 | 0 | 0 | 0
CC | 0 | 0 | 0 | 0 | 0 | 0
CSP | 0 | 0 | 0 | 0 | 0 | 0
CT | 0 | 0 | 0 | 0 | 0 | 0
Coal | 5.04 | 0 | 0 | 0 | 0 | 0
Geo | 0 | 0 | 0 | 0 | 0 | 0
H | 0 | 0 | 0 | 0 | 0 | 0
LFG | 0 | 0 | 0 | 0 | 0 | 0
Nuc | 0 | 0 | 0 | 0 | 0 | 0
PS | 0 | 0 | 0 | 0 | 0 | 0
PV | 0 | 0 | 0 | 0 | 0 | 0
PeakG | 0 | 0 | 0 | 0 | 0 | 0
PeakO | 0 | 0 | 0 | 0 | 0 | 0
ST | 0 | 0 | 0 | 0 | 0 | 0
STOG | 0 | 0 | 0 | 0 | 0 | 0
STWD | 0 | 0 | 0 | 0 | 0 | 0
WT | 0 | 0 | 0 | 0 | 0 | 0
IGCC | 0 | 0 | 0 | 0 | 0 | 0
DemandResponse | 0 | 0 | 0 | 0 | 0 | 0
IGCC-CCS | 0 | 0 | 0 | 0 | 0 | 0
WT_off | 0 | 0 | 0 | 0 | 0 | 0
PseudoUnit | 0 | 0 | 0 | 0 | 0 | 0
FixedInterchange | 0 | 0 | 0 | 0 | 0 | 0
Emission Cost by Reporting Type: IESO
ReportingType | 2015 | 2020 | 2025 | 2030 | 2035 | 2040
BM | 0 | 0 | 0 | 0 | 0 | 0
CC | 0 | 0 | 0 | 0 | 0 | 0
CSP | 0 | 0 | 0 | 0 | 0 | 0
CT | 0 | 0 | 0 | 0 | 0 | 0
Coal | 0 | 0 | 0 | 0 | 0 | 0
Geo | 0 | 0 | 0 | 0 | 0 | 0
H | 0 | 0 | 0 | 0 | 0 | 0
LFG | 0 | 0 | 0 | 0 | 0 | 0
Nuc | 0 | 0 | 0 | 0 | 0 | 0
PS | 0 | 0 | 0 | 0 | 0 | 0
PV | 0 | 0 | 0 | 0 | 0 | 0
PeakG | 0 | 0 | 0 | 0 | 0 | 0
PeakO | 0 | 0 | 0 | 0 | 0 | 0
ST | 0 | 0 | 0 | 0 | 0 | 0
STOG | 0 | 0 | 0 | 0 | 0 | 0
STWD | 0 | 0 | 0 | 0 | 0 | 0
WT | 0 | 0 | 0 | 0 | 0 | 0
IGCC | 0 | 0 | 0 | 0 | 0 | 0
DemandResponse | 0 | 0 | 0 | 0 | 0 | 0
IGCC-CCS | 0 | 0 | 0 | 0 | 0 | 0
WT_off | 0 | 0 | 0 | 0 | 0 | 0
PseudoUnit | 0 | 0 | 0 | 0 | 0 | 0
FixedInterchange | 0 | 0 | 0 | 0 | 0 | 0
Emission Cost by Reporting Type: MAPP_CA
ReportingType | 2015 | 2020 | 2025 | 2030 | 2035 | 2040
BM | 0 | 0 | 0 | 0 | 0 | 0
CC | 0 | 0 | 0 | 0 | 0 | 0
CSP | 0 | 0 | 0 | 0 | 0 | 0
CT | 0 | 0 | 0 | 0 | 0 | 0
Coal | 0 | 0 | 0 | 0 | 0 | 0
Geo | 0 | 0 | 0 | 0 | 0 | 0
H | 0 | 0 | 0 | 0 | 0 | 0
LFG | 0 | 0 | 0 | 0 | 0 | 0
Nuc | 0 | 0 | 0 | 0 | 0 | 0
PS | 0 | 0 | 0 | 0 | 0 | 0
PV | 0 | 0 | 0 | 0 | 0 | 0
PeakG | 0 | 0 | 0 | 0 | 0 | 0
PeakO | 0 | 0 | 0 | 0 | 0 | 0
ST | 0 | 0 | 0 | 0 | 0 | 0
STOG | 0 | 0 | 0 | 0 | 0 | 0
STWD | 0 | 0 | 0 | 0 | 0 | 0
WT | 0 | 0 | 0 | 0 | 0 | 0
IGCC | 0 | 0 | 0 | 0 | 0 | 0
DemandResponse | 0 | 0 | 0 | 0 | 0 | 0
IGCC-CCS | 0 | 0 | 0 | 0 | 0 | 0
WT_off | 0 | 0 | 0 | 0 | 0 | 0
PseudoUnit | 0 | 0 | 0 | 0 | 0 | 0
FixedInterchange | 0 | 0 | 0 | 0 | 0 | 0
Emission Cost by Reporting Type: AZ_NM_SNV_Coal
ReportingType | 2015 | 2020 | 2025 | 2030 | 2035 | 2040
BM | 0 | 0 | 0 | 0 | 0 | 0
CC | 0 | 0 | 0 | 0 | 0 | 0
CSP | 0 | 0 | 0 | 0 | 0 | 0
CT | 0 | 0 | 0 | 0 | 0 | 0
Coal | 1.05 | 0 | 0 | 0 | 0 | 0
Geo | 0 | 0 | 0 | 0 | 0 | 0
H | 0 | 0 | 0 | 0 | 0 | 0
LFG | 0 | 0 | 0 | 0 | 0 | 0
Nuc | 0 | 0 | 0 | 0 | 0 | 0
PS | 0 | 0 | 0 | 0 | 0 | 0
PV | 0 | 0 | 0 | 0 | 0 | 0
PeakG | 0 | 0 | 0 | 0 | 0 | 0
PeakO | 0 | 0 | 0 | 0 | 0 | 0
ST | 0 | 0 | 0 | 0 | 0 | 0
STOG | 0 | 0 | 0 | 0 | 0 | 0
STWD | 0 | 0 | 0 | 0 | 0 | 0
WT | 0 | 0 | 0 | 0 | 0 | 0
IGCC | 0 | 0 | 0 | 0 | 0 | 0
DemandResponse | 0 | 0 | 0 | 0 | 0 | 0
IGCC-CCS | 0 | 0 | 0 | 0 | 0 | 0
WT_off | 0 | 0 | 0 | 0 | 0 | 0
PseudoUnit | 0 | 0 | 0 | 0 | 0 | 0
FixedInterchange | 0 | 0 | 0 | 0 | 0 | 0
Emission Cost by Reporting Type: AZ_NM_SNV_Gas
ReportingType | 2015 | 2020 | 2025 | 2030 | 2035 | 2040
BM | 0 | 0 | 0 | 0 | 0 | 0
CC | 0 | 0 | 0 | 0 | 0 | 0
CSP | 0 | 0 | 0 | 0 | 0 | 0
CT | 0 | 0 | 0 | 0 | 0 | 0
Coal | 0 | 0 | 0 | 0 | 0 | 0
Geo | 0 | 0 | 0 | 0 | 0 | 0
H | 0 | 0 | 0 | 0 | 0 | 0
LFG | 0 | 0 | 0 | 0 | 0 | 0
Nuc | 0 | 0 | 0 | 0 | 0 | 0
PS | 0 | 0 | 0 | 0 | 0 | 0
PV | 0 | 0 | 0 | 0 | 0 | 0
PeakG | 0 | 0 | 0 | 0 | 0 | 0
PeakO | 0 | 0 | 0 | 0 | 0 | 0
ST | 0 | 0 | 0 | 0 | 0 | 0
STOG | 0 | 0 | 0 | 0 | 0 | 0
STWD | 0 | 0 | 0 | 0 | 0 | 0
WT | 0 | 0 | 0 | 0 | 0 | 0
IGCC | 0 | 0 | 0 | 0 | 0 | 0
DemandResponse | 0 | 0 | 0 | 0 | 0 | 0
IGCC-CCS | 0 | 0 | 0 | 0 | 0 | 0
WT_off | 0 | 0 | 0 | 0 | 0 | 0
PseudoUnit | 0 | 0 | 0 | 0 | 0 | 0
FixedInterchange | 0 | 0 | 0 | 0 | 0 | 0
Emission Cost by Reporting Type: AZ_NM_SNV_NucRenew
ReportingType | 2015 | 2020 | 2025 | 2030 | 2035 | 2040
BM | 0 | 0 | 0 | 0 | 0 | 0
CC | 0 | 0 | 0 | 0 | 0 | 0
CSP | 0 | 0 | 0 | 0 | 0 | 0
CT | 0 | 0 | 0 | 0 | 0 | 0
Coal | 0 | 0 | 0 | 0 | 0 | 0
Geo | 0 | 0 | 0 | 0 | 0 | 0
H | 0 | 0 | 0 | 0 | 0 | 0
LFG | 0 | 0 | 0 | 0 | 0 | 0
Nuc | 0 | 0 | 0 | 0 | 0 | 0
PS | 0 | 0 | 0 | 0 | 0 | 0
PV | 0 | 0 | 0 | 0 | 0 | 0
PeakG | 0 | 0 | 0 | 0 | 0 | 0
PeakO | 0 | 0 | 0 | 0 | 0 | 0
ST | 0 | 0 | 0 | 0 | 0 | 0
STOG | 0 | 0 | 0 | 0 | 0 | 0
STWD | 0 | 0 | 0 | 0 | 0 | 0
WT | 0 | 0 | 0 | 0 | 0 | 0
IGCC | 0 | 0 | 0 | 0 | 0 | 0
DemandResponse | 0 | 0 | 0 | 0 | 0 | 0
IGCC-CCS | 0 | 0 | 0 | 0 | 0 | 0
WT_off | 0 | 0 | 0 | 0 | 0 | 0
PseudoUnit | 0 | 0 | 0 | 0 | 0 | 0
FixedInterchange | 0 | 0 | 0 | 0 | 0 | 0
Emission Cost by Reporting Type: ERCOT
ReportingType | 2015 | 2020 | 2025 | 2030 | 2035 | 2040
BM | 0 | 0 | 0 | 0 | 0 | 0
CC | 0 | 0 | 0 | 0 | 0 | 0
CSP | 0 | 0 | 0 | 0 | 0 | 0
CT | 0 | 0 | 0 | 0 | 0 | 0
Coal | 7.52 | 0 | 0 | 0 | 0 | 0
Geo | 0 | 0 | 0 | 0 | 0 | 0
H | 0 | 0 | 0 | 0 | 0 | 0
LFG | 0 | 0 | 0 | 0 | 0 | 0
Nuc | 0 | 0 | 0 | 0 | 0 | 0
PS | 0 | 0 | 0 | 0 | 0 | 0
PV | 0 | 0 | 0 | 0 | 0 | 0
PeakG | 0 | 0 | 0 | 0 | 0 | 0
PeakO | 0 | 0 | 0 | 0 | 0 | 0
ST | 0 | 0 | 0 | 0 | 0 | 0
STOG | 0 | 0 | 0 | 0 | 0 | 0
STWD | 0 | 0 | 0 | 0 | 0 | 0
WT | 0 | 0 | 0 | 0 | 0 | 0
IGCC | 0 | 0 | 0 | 0 | 0 | 0
DemandResponse | 0 | 0 | 0 | 0 | 0 | 0
IGCC-CCS | 0 | 0 | 0 | 0 | 0 | 0
WT_off | 0 | 0 | 0 | 0 | 0 | 0
PseudoUnit | 0 | 0 | 0 | 0 | 0 | 0
FixedInterchange | 0 | 0 | 0 | 0 | 0 | 0
Emission Cost by Reporting Type: NP15
ReportingType | 2015 | 2020 | 2025 | 2030 | 2035 | 2040
BM | 0 | 0 | 0 | 0 | 0 | 0
CC | 0 | 0 | 0 | 0 | 0 | 0
CSP | 0 | 0 | 0 | 0 | 0 | 0
CT | 0 | 0 | 0 | 0 | 0 | 0
Coal | 0.34 | 0 | 0 | 0 | 0 | 0
Geo | 0 | 0 | 0 | 0 | 0 | 0
H | 0 | 0 | 0 | 0 | 0 | 0
LFG | 0 | 0 | 0 | 0 | 0 | 0
Nuc | 0 | 0 | 0 | 0 | 0 | 0
PS | 0 | 0 | 0 | 0 | 0 | 0
PV | 0 | 0 | 0 | 0 | 0 | 0
PeakG | 0 | 0 | 0 | 0 | 0 | 0
PeakO | 0 | 0 | 0 | 0 | 0 | 0
ST | 0 | 0 | 0 | 0 | 0 | 0
STOG | 0 | 0 | 0 | 0 | 0 | 0
STWD | 0 | 0 | 0 | 0 | 0 | 0
WT | 0 | 0 | 0 | 0 | 0 | 0
IGCC | 0 | 0 | 0 | 0 | 0 | 0
DemandResponse | 0 | 0 | 0 | 0 | 0 | 0
IGCC-CCS | 0 | 0 | 0 | 0 | 0 | 0
WT_off | 0 | 0 | 0 | 0 | 0 | 0
PseudoUnit | 0 | 0 | 0 | 0 | 0 | 0
FixedInterchange | 0 | 0 | 0 | 0 | 0 | 0
Emission Cost by Reporting Type: NWPP_Coal
ReportingType | 2015 | 2020 | 2025 | 2030 | 2035 | 2040
BM | 0 | 0 | 0 | 0 | 0 | 0
CC | 0 | 0 | 0 | 0 | 0 | 0
CSP | 0 | 0 | 0 | 0 | 0 | 0
CT | 0 | 0 | 0 | 0 | 0 | 0
Coal | 2.97 | 0 | 0 | 0 | 0 | 0
Geo | 0 | 0 | 0 | 0 | 0 | 0
H | 0 | 0 | 0 | 0 | 0 | 0
LFG | 0 | 0 | 0 | 0 | 0 | 0
Nuc | 0 | 0 | 0 | 0 | 0 | 0
PS | 0 | 0 | 0 | 0 | 0 | 0
PV | 0 | 0 | 0 | 0 | 0 | 0
PeakG | 0 | 0 | 0 | 0 | 0 | 0
PeakO | 0 | 0 | 0 | 0 | 0 | 0
ST | 0 | 0 | 0 | 0 | 0 | 0
STOG | 0 | 0 | 0 | 0 | 0 | 0
STWD | 0 | 0 | 0 | 0 | 0 | 0
WT | 0 | 0 | 0 | 0 | 0 | 0
IGCC | 0 | 0 | 0 | 0 | 0 | 0
DemandResponse | 0 | 0 | 0 | 0 | 0 | 0
IGCC-CCS | 0 | 0 | 0 | 0 | 0 | 0
WT_off | 0 | 0 | 0 | 0 | 0 | 0
PseudoUnit | 0 | 0 | 0 | 0 | 0 | 0
FixedInterchange | 0 | 0 | 0 | 0 | 0 | 0
Emission Cost by Reporting Type: NWPP_Gas
ReportingType | 2015 | 2020 | 2025 | 2030 | 2035 | 2040
BM | 0 | 0 | 0 | 0 | 0 | 0
CC | 0 | 0 | 0 | 0 | 0 | 0
CSP | 0 | 0 | 0 | 0 | 0 | 0
CT | 0 | 0 | 0 | 0 | 0 | 0
Coal | 0 | 0 | 0 | 0 | 0 | 0
Geo | 0 | 0 | 0 | 0 | 0 | 0
H | 0 | 0 | 0 | 0 | 0 | 0
LFG | 0 | 0 | 0 | 0 | 0 | 0
Nuc | 0 | 0 | 0 | 0 | 0 | 0
PS | 0 | 0 | 0 | 0 | 0 | 0
PV | 0 | 0 | 0 | 0 | 0 | 0
PeakG | 0 | 0 | 0 | 0 | 0 | 0
PeakO | 0 | 0 | 0 | 0 | 0 | 0
ST | 0 | 0 | 0 | 0 | 0 | 0
STOG | 0 | 0 | 0 | 0 | 0 | 0
STWD | 0 | 0 | 0 | 0 | 0 | 0
WT | 0 | 0 | 0 | 0 | 0 | 0
IGCC | 0 | 0 | 0 | 0 | 0 | 0
DemandResponse | 0 | 0 | 0 | 0 | 0 | 0
IGCC-CCS | 0 | 0 | 0 | 0 | 0 | 0
WT_off | 0 | 0 | 0 | 0 | 0 | 0
PseudoUnit | 0 | 0 | 0 | 0 | 0 | 0
FixedInterchange | 0 | 0 | 0 | 0 | 0 | 0
Emission Cost by Reporting Type: NWPP_NucRenew
ReportingType | 2015 | 2020 | 2025 | 2030 | 2035 | 2040
BM | 0 | 0 | 0 | 0 | 0 | 0
CC | 0 | 0 | 0 | 0 | 0 | 0
CSP | 0 | 0 | 0 | 0 | 0 | 0
CT | 0 | 0 | 0 | 0 | 0 | 0
Coal | 0 | 0 | 0 | 0 | 0 | 0
Geo | 0 | 0 | 0 | 0 | 0 | 0
H | 0 | 0 | 0 | 0 | 0 | 0
LFG | 0 | 0 | 0 | 0 | 0 | 0
Nuc | 0 | 0 | 0 | 0 | 0 | 0
PS | 0 | 0 | 0 | 0 | 0 | 0
PV | 0 | 0 | 0 | 0 | 0 | 0
PeakG | 0 | 0 | 0 | 0 | 0 | 0
PeakO | 0 | 0 | 0 | 0 | 0 | 0
ST | 0 | 0 | 0 | 0 | 0 | 0
STOG | 0 | 0 | 0 | 0 | 0 | 0
STWD | 0 | 0 | 0 | 0 | 0 | 0
WT | 0 | 0 | 0 | 0 | 0 | 0
IGCC | 0 | 0 | 0 | 0 | 0 | 0
DemandResponse | 0 | 0 | 0 | 0 | 0 | 0
IGCC-CCS | 0 | 0 | 0 | 0 | 0 | 0
WT_off | 0 | 0 | 0 | 0 | 0 | 0
PseudoUnit | 0 | 0 | 0 | 0 | 0 | 0
FixedInterchange | 0 | 0 | 0 | 0 | 0 | 0
Emission Cost by Reporting Type: RMPA
ReportingType | 2015 | 2020 | 2025 | 2030 | 2035 | 2040
BM | 0 | 0 | 0 | 0 | 0 | 0
CC | 0 | 0 | 0 | 0 | 0 | 0
CSP | 0 | 0 | 0 | 0 | 0 | 0
CT | 0 | 0 | 0 | 0 | 0 | 0
Coal | 2.09 | 0 | 0 | 0 | 0 | 0
Geo | 0 | 0 | 0 | 0 | 0 | 0
H | 0 | 0 | 0 | 0 | 0 | 0
LFG | 0 | 0 | 0 | 0 | 0 | 0
Nuc | 0 | 0 | 0 | 0 | 0 | 0
PS | 0 | 0 | 0 | 0 | 0 | 0
PV | 0 | 0 | 0 | 0 | 0 | 0
PeakG | 0 | 0 | 0 | 0 | 0 | 0
PeakO | 0 | 0 | 0 | 0 | 0 | 0
ST | 0 | 0 | 0 | 0 | 0 | 0
STOG | 0 | 0 | 0 | 0 | 0 | 0
STWD | 0 | 0 | 0 | 0 | 0 | 0
WT | 0 | 0 | 0 | 0 | 0 | 0
IGCC | 0 | 0 | 0 | 0 | 0 | 0
DemandResponse | 0 | 0 | 0 | 0 | 0 | 0
IGCC-CCS | 0 | 0 | 0 | 0 | 0 | 0
WT_off | 0 | 0 | 0 | 0 | 0 | 0
PseudoUnit | 0 | 0 | 0 | 0 | 0 | 0
FixedInterchange | 0 | 0 | 0 | 0 | 0 | 0
Emission Cost by Reporting Type: SP15
ReportingType | 2015 | 2020 | 2025 | 2030 | 2035 | 2040
BM | 0 | 0 | 0 | 0 | 0 | 0
CC | 0 | 0 | 0 | 0 | 0 | 0
CSP | 0 | 0 | 0 | 0 | 0 | 0
CT | 0 | 0 | 0 | 0 | 0 | 0
Coal | 0.18 | 0 | 0 | 0 | 0 | 0
Geo | 0 | 0 | 0 | 0 | 0 | 0
H | 0 | 0 | 0 | 0 | 0 | 0
LFG | 0 | 0 | 0 | 0 | 0 | 0
Nuc | 0 | 0 | 0 | 0 | 0 | 0
PS | 0 | 0 | 0 | 0 | 0 | 0
PV | 0 | 0 | 0 | 0 | 0 | 0
PeakG | 0 | 0 | 0 | 0 | 0 | 0
PeakO | 0 | 0 | 0 | 0 | 0 | 0
ST | 0 | 0 | 0 | 0 | 0 | 0
STOG | 0 | 0 | 0 | 0 | 0 | 0
STWD | 0 | 0 | 0 | 0 | 0 | 0
WT | 0 | 0 | 0 | 0 | 0 | 0
IGCC | 0 | 0 | 0 | 0 | 0 | 0
DemandResponse | 0 | 0 | 0 | 0 | 0 | 0
IGCC-CCS | 0 | 0 | 0 | 0 | 0 | 0
WT_off | 0 | 0 | 0 | 0 | 0 | 0
PseudoUnit | 0 | 0 | 0 | 0 | 0 | 0
FixedInterchange | 0 | 0 | 0 | 0 | 0 | 0
Emission Cost by Reporting Type: ALB
ReportingType | 2015 | 2020 | 2025 | 2030 | 2035 | 2040
BM | 0 | 0 | 0 | 0 | 0 | 0
CC | 0 | 0 | 0 | 0 | 0 | 0
CSP | 0 | 0 | 0 | 0 | 0 | 0
CT | 0 | 0 | 0 | 0 | 0 | 0
Coal | 0 | 0 | 0 | 0 | 0 | 0
Geo | 0 | 0 | 0 | 0 | 0 | 0
H | 0 | 0 | 0 | 0 | 0 | 0
LFG | 0 | 0 | 0 | 0 | 0 | 0
Nuc | 0 | 0 | 0 | 0 | 0 | 0
PS | 0 | 0 | 0 | 0 | 0 | 0
PV | 0 | 0 | 0 | 0 | 0 | 0
PeakG | 0 | 0 | 0 | 0 | 0 | 0
PeakO | 0 | 0 | 0 | 0 | 0 | 0
ST | 0 | 0 | 0 | 0 | 0 | 0
STOG | 0 | 0 | 0 | 0 | 0 | 0
STWD | 0 | 0 | 0 | 0 | 0 | 0
WT | 0 | 0 | 0 | 0 | 0 | 0
IGCC | 0 | 0 | 0 | 0 | 0 | 0
DemandResponse | 0 | 0 | 0 | 0 | 0 | 0
IGCC-CCS | 0 | 0 | 0 | 0 | 0 | 0
WT_off | 0 | 0 | 0 | 0 | 0 | 0
PseudoUnit | 0 | 0 | 0 | 0 | 0 | 0
FixedInterchange | 0 | 0 | 0 | 0 | 0 | 0
Emission Cost by Reporting Type: BC
ReportingType | 2015 | 2020 | 2025 | 2030 | 2035 | 2040
BM | 0 | 0 | 0 | 0 | 0 | 0
CC | 0 | 0 | 0 | 0 | 0 | 0
CSP | 0 | 0 | 0 | 0 | 0 | 0
CT | 0 | 0 | 0 | 0 | 0 | 0
Coal | 0 | 0 | 0 | 0 | 0 | 0
Geo | 0 | 0 | 0 | 0 | 0 | 0
H | 0 | 0 | 0 | 0 | 0 | 0
LFG | 0 | 0 | 0 | 0 | 0 | 0
Nuc | 0 | 0 | 0 | 0 | 0 | 0
PS | 0 | 0 | 0 | 0 | 0 | 0
PV | 0 | 0 | 0 | 0 | 0 | 0
PeakG | 0 | 0 | 0 | 0 | 0 | 0
PeakO | 0 | 0 | 0 | 0 | 0 | 0
ST | 0 | 0 | 0 | 0 | 0 | 0
STOG | 0 | 0 | 0 | 0 | 0 | 0
STWD | 0 | 0 | 0 | 0 | 0 | 0
WT | 0 | 0 | 0 | 0 | 0 | 0
IGCC | 0 | 0 | 0 | 0 | 0 | 0
DemandResponse | 0 | 0 | 0 | 0 | 0 | 0
IGCC-CCS | 0 | 0 | 0 | 0 | 0 | 0
WT_off | 0 | 0 | 0 | 0 | 0 | 0
PseudoUnit | 0 | 0 | 0 | 0 | 0 | 0
FixedInterchange | 0 | 0 | 0 | 0 | 0 | 0
Emission Cost by Reporting Type: HQ_IESO
ReportingType | 2015 | 2020 | 2025 | 2030 | 2035 | 2040
BM | 0 | 0 | 0 | 0 | 0 | 0
CC | 0 | 0 | 0 | 0 | 0 | 0
CSP | 0 | 0 | 0 | 0 | 0 | 0
CT | 0 | 0 | 0 | 0 | 0 | 0
Coal | 0 | 0 | 0 | 0 | 0 | 0
Geo | 0 | 0 | 0 | 0 | 0 | 0
H | 0 | 0 | 0 | 0 | 0 | 0
LFG | 0 | 0 | 0 | 0 | 0 | 0
Nuc | 0 | 0 | 0 | 0 | 0 | 0
PS | 0 | 0 | 0 | 0 | 0 | 0
PV | 0 | 0 | 0 | 0 | 0 | 0
PeakG | 0 | 0 | 0 | 0 | 0 | 0
PeakO | 0 | 0 | 0 | 0 | 0 | 0
ST | 0 | 0 | 0 | 0 | 0 | 0
STOG | 0 | 0 | 0 | 0 | 0 | 0
STWD | 0 | 0 | 0 | 0 | 0 | 0
WT | 0 | 0 | 0 | 0 | 0 | 0
IGCC | 0 | 0 | 0 | 0 | 0 | 0
DemandResponse | 0 | 0 | 0 | 0 | 0 | 0
IGCC-CCS | 0 | 0 | 0 | 0 | 0 | 0
WT_off | 0 | 0 | 0 | 0 | 0 | 0
PseudoUnit | 0 | 0 | 0 | 0 | 0 | 0
FixedInterchange | 0 | 0 | 0 | 0 | 0 | 0
Emission Cost by Reporting Type: HQ_NEISO
ReportingType | 2015 | 2020 | 2025 | 2030 | 2035 | 2040
BM | 0 | 0 | 0 | 0 | 0 | 0
CC | 0 | 0 | 0 | 0 | 0 | 0
CSP | 0 | 0 | 0 | 0 | 0 | 0
CT | 0 | 0 | 0 | 0 | 0 | 0
Coal | 0 | 0 | 0 | 0 | 0 | 0
Geo | 0 | 0 | 0 | 0 | 0 | 0
H | 0 | 0 | 0 | 0 | 0 | 0
LFG | 0 | 0 | 0 | 0 | 0 | 0
Nuc | 0 | 0 | 0 | 0 | 0 | 0
PS | 0 | 0 | 0 | 0 | 0 | 0
PV | 0 | 0 | 0 | 0 | 0 | 0
PeakG | 0 | 0 | 0 | 0 | 0 | 0
PeakO | 0 | 0 | 0 | 0 | 0 | 0
ST | 0 | 0 | 0 | 0 | 0 | 0
STOG | 0 | 0 | 0 | 0 | 0 | 0
STWD | 0 | 0 | 0 | 0 | 0 | 0
WT | 0 | 0 | 0 | 0 | 0 | 0
IGCC | 0 | 0 | 0 | 0 | 0 | 0
DemandResponse | 0 | 0 | 0 | 0 | 0 | 0
IGCC-CCS | 0 | 0 | 0 | 0 | 0 | 0
WT_off | 0 | 0 | 0 | 0 | 0 | 0
PseudoUnit | 0 | 0 | 0 | 0 | 0 | 0
FixedInterchange | 0 | 0 | 0 | 0 | 0 | 0
Emission Cost by Reporting Type: HQ_NY
ReportingType | 2015 | 2020 | 2025 | 2030 | 2035 | 2040
BM | 0 | 0 | 0 | 0 | 0 | 0
CC | 0 | 0 | 0 | 0 | 0 | 0
CSP | 0 | 0 | 0 | 0 | 0 | 0
CT | 0 | 0 | 0 | 0 | 0 | 0
Coal | 0 | 0 | 0 | 0 | 0 | 0
Geo | 0 | 0 | 0 | 0 | 0 | 0
H | 0 | 0 | 0 | 0 | 0 | 0
LFG | 0 | 0 | 0 | 0 | 0 | 0
Nuc | 0 | 0 | 0 | 0 | 0 | 0
PS | 0 | 0 | 0 | 0 | 0 | 0
PV | 0 | 0 | 0 | 0 | 0 | 0
PeakG | 0 | 0 | 0 | 0 | 0 | 0
PeakO | 0 | 0 | 0 | 0 | 0 | 0
ST | 0 | 0 | 0 | 0 | 0 | 0
STOG | 0 | 0 | 0 | 0 | 0 | 0
STWD | 0 | 0 | 0 | 0 | 0 | 0
WT | 0 | 0 | 0 | 0 | 0 | 0
IGCC | 0 | 0 | 0 | 0 | 0 | 0
DemandResponse | 0 | 0 | 0 | 0 | 0 | 0
IGCC-CCS | 0 | 0 | 0 | 0 | 0 | 0
WT_off | 0 | 0 | 0 | 0 | 0 | 0
PseudoUnit | 0 | 0 | 0 | 0 | 0 | 0
FixedInterchange | 0 | 0 | 0 | 0 | 0 | 0
Emission Cost by Reporting Type: MARITIMES
ReportingType | 2015 | 2020 | 2025 | 2030 | 2035 | 2040
BM | 0 | 0 | 0 | 0 | 0 | 0
CC | 0 | 0 | 0 | 0 | 0 | 0
CSP | 0 | 0 | 0 | 0 | 0 | 0
CT | 0 | 0 | 0 | 0 | 0 | 0
Coal | 0 | 0 | 0 | 0 | 0 | 0
Geo | 0 | 0 | 0 | 0 | 0 | 0
H | 0 | 0 | 0 | 0 | 0 | 0
LFG | 0 | 0 | 0 | 0 | 0 | 0
Nuc | 0 | 0 | 0 | 0 | 0 | 0
PS | 0 | 0 | 0 | 0 | 0 | 0
PV | 0 | 0 | 0 | 0 | 0 | 0
PeakG | 0 | 0 | 0 | 0 | 0 | 0
PeakO | 0 | 0 | 0 | 0 | 0 | 0
ST | 0 | 0 | 0 | 0 | 0 | 0
STOG | 0 | 0 | 0 | 0 | 0 | 0
STWD | 0 | 0 | 0 | 0 | 0 | 0
WT | 0 | 0 | 0 | 0 | 0 | 0
IGCC | 0 | 0 | 0 | 0 | 0 | 0
DemandResponse | 0 | 0 | 0 | 0 | 0 | 0
IGCC-CCS | 0 | 0 | 0 | 0 | 0 | 0
WT_off | 0 | 0 | 0 | 0 | 0 | 0
PseudoUnit | 0 | 0 | 0 | 0 | 0 | 0
FixedInterchange | 0 | 0 | 0 | 0 | 0 | 0
Emission Cost by Reporting Type: All
ReportingType | 2015 | 2020 | 2025 | 2030 | 2035 | 2040
BM | 0 | 0 | 0 | 0 | 0 | 0
CC | 0 | 0 | 0 | 0 | 0 | 0
CSP | 0 | 0 | 0 | 0 | 0 | 0
CT | 0 | 0 | 0 | 0 | 0 | 0
Coal | 357.66 | 0 | 0 | 0 | 0 | 0
Geo | 0 | 0 | 0 | 0 | 0 | 0
H | 0 | 0 | 0 | 0 | 0 | 0
LFG | 0 | 0 | 0 | 0 | 0 | 0
Nuc | 0 | 0 | 0 | 0 | 0 | 0
PS | 0 | 0 | 0 | 0 | 0 | 0
PV | 0 | 0 | 0 | 0 | 0 | 0
PeakG | 0 | 0 | 0 | 0 | 0 | 0
PeakO | 0 | 0 | 0 | 0 | 0 | 0
ST | 0 | 0 | 0 | 0 | 0 | 0
STOG | 0 | 0 | 0 | 0 | 0 | 0
STWD | 0 | 0 | 0 | 0 | 0 | 0
WT | 0 | 0 | 0 | 0 | 0 | 0
IGCC | 0.21 | 0 | 0 | 0 | 0 | 0
DemandResponse | 0 | 0 | 0 | 0 | 0 | 0
IGCC-CCS | 0 | 0 | 0 | 0 | 0 | 0
WT_off | 0 | 0 | 0 | 0 | 0 | 0
PseudoUnit | 0 | 0 | 0 | 0 | 0 | 0
FixedInterchange | 0 | 0 | 0 | 0 | 0 | 0
Emission Cost by Reporting Type: EI_US
ReportingType | 2015 | 2020 | 2025 | 2030 | 2035 | 2040
BM | 0 | 0 | 0 | 0 | 0 | 0
CC | 0 | 0 | 0 | 0 | 0 | 0
CSP | 0 | 0 | 0 | 0 | 0 | 0
CT | 0 | 0 | 0 | 0 | 0 | 0
Coal | 343.52 | 0 | 0 | 0 | 0 | 0
Geo | 0 | 0 | 0 | 0 | 0 | 0
H | 0 | 0 | 0 | 0 | 0 | 0
LFG | 0 | 0 | 0 | 0 | 0 | 0
Nuc | 0 | 0 | 0 | 0 | 0 | 0
PS | 0 | 0 | 0 | 0 | 0 | 0
PV | 0 | 0 | 0 | 0 | 0 | 0
PeakG | 0 | 0 | 0 | 0 | 0 | 0
PeakO | 0 | 0 | 0 | 0 | 0 | 0
ST | 0 | 0 | 0 | 0 | 0 | 0
STOG | 0 | 0 | 0 | 0 | 0 | 0
STWD | 0 | 0 | 0 | 0 | 0 | 0
WT | 0 | 0 | 0 | 0 | 0 | 0
IGCC | 0.21 | 0 | 0 | 0 | 0 | 0
DemandResponse | 0 | 0 | 0 | 0 | 0 | 0
IGCC-CCS | 0 | 0 | 0 | 0 | 0 | 0
WT_off | 0 | 0 | 0 | 0 | 0 | 0
PseudoUnit | 0 | 0 | 0 | 0 | 0 | 0
FixedInterchange | 0 | 0 | 0 | 0 | 0 | 0
Emission Cost by Reporting Type: EI_Canada
ReportingType | 2015 | 2020 | 2025 | 2030 | 2035 | 2040
BM | 0 | 0 | 0 | 0 | 0 | 0
CC | 0 | 0 | 0 | 0 | 0 | 0
CSP | 0 | 0 | 0 | 0 | 0 | 0
CT | 0 | 0 | 0 | 0 | 0 | 0
Coal | 0 | 0 | 0 | 0 | 0 | 0
Geo | 0 | 0 | 0 | 0 | 0 | 0
H | 0 | 0 | 0 | 0 | 0 | 0
LFG | 0 | 0 | 0 | 0 | 0 | 0
Nuc | 0 | 0 | 0 | 0 | 0 | 0
PS | 0 | 0 | 0 | 0 | 0 | 0
PV | 0 | 0 | 0 | 0 | 0 | 0
PeakG | 0 | 0 | 0 | 0 | 0 | 0
PeakO | 0 | 0 | 0 | 0 | 0 | 0
ST | 0 | 0 | 0 | 0 | 0 | 0
STOG | 0 | 0 | 0 | 0 | 0 | 0
STWD | 0 | 0 | 0 | 0 | 0 | 0
WT | 0 | 0 | 0 | 0 | 0 | 0
IGCC | 0 | 0 | 0 | 0 | 0 | 0
DemandResponse | 0 | 0 | 0 | 0 | 0 | 0
IGCC-CCS | 0 | 0 | 0 | 0 | 0 | 0
WT_off | 0 | 0 | 0 | 0 | 0 | 0
PseudoUnit | 0 | 0 | 0 | 0 | 0 | 0
FixedInterchange | 0 | 0 | 0 | 0 | 0 | 0
Emission Cost by Reporting Type: EI
ReportingType | 2015 | 2020 | 2025 | 2030 | 2035 | 2040
BM | 0 | 0 | 0 | 0 | 0 | 0
CC | 0 | 0 | 0 | 0 | 0 | 0
CSP | 0 | 0 | 0 | 0 | 0 | 0
CT | 0 | 0 | 0 | 0 | 0 | 0
Coal | 343.52 | 0 | 0 | 0 | 0 | 0
Geo | 0 | 0 | 0 | 0 | 0 | 0
H | 0 | 0 | 0 | 0 | 0 | 0
LFG | 0 | 0 | 0 | 0 | 0 | 0
Nuc | 0 | 0 | 0 | 0 | 0 | 0
PS | 0 | 0 | 0 | 0 | 0 | 0
PV | 0 | 0 | 0 | 0 | 0 | 0
PeakG | 0 | 0 | 0 | 0 | 0 | 0
PeakO | 0 | 0 | 0 | 0 | 0 | 0
ST | 0 | 0 | 0 | 0 | 0 | 0
STOG | 0 | 0 | 0 | 0 | 0 | 0
STWD | 0 | 0 | 0 | 0 | 0 | 0
WT | 0 | 0 | 0 | 0 | 0 | 0
IGCC | 0.21 | 0 | 0 | 0 | 0 | 0
DemandResponse | 0 | 0 | 0 | 0 | 0 | 0
IGCC-CCS | 0 | 0 | 0 | 0 | 0 | 0
WT_off | 0 | 0 | 0 | 0 | 0 | 0
PseudoUnit | 0 | 0 | 0 | 0 | 0 | 0
FixedInterchange | 0 | 0 | 0 | 0 | 0 | 0
Emission Cost by Reporting Type: Outside_EI
ReportingType | 2015 | 2020 | 2025 | 2030 | 2035 | 2040
BM | 0 | 0 | 0 | 0 | 0 | 0
CC | 0 | 0 | 0 | 0 | 0 | 0
CSP | 0 | 0 | 0 | 0 | 0 | 0
CT | 0 | 0 | 0 | 0 | 0 | 0
Coal | 14.14 | 0 | 0 | 0 | 0 | 0
Geo | 0 | 0 | 0 | 0 | 0 | 0
H | 0 | 0 | 0 | 0 | 0 | 0
LFG | 0 | 0 | 0 | 0 | 0 | 0
Nuc | 0 | 0 | 0 | 0 | 0 | 0
PS | 0 | 0 | 0 | 0 | 0 | 0
PV | 0 | 0 | 0 | 0 | 0 | 0
PeakG | 0 | 0 | 0 | 0 | 0 | 0
PeakO | 0 | 0 | 0 | 0 | 0 | 0
ST | 0 | 0 | 0 | 0 | 0 | 0
STOG | 0 | 0 | 0 | 0 | 0 | 0
STWD | 0 | 0 | 0 | 0 | 0 | 0
WT | 0 | 0 | 0 | 0 | 0 | 0
IGCC | 0 | 0 | 0 | 0 | 0 | 0
DemandResponse | 0 | 0 | 0 | 0 | 0 | 0
IGCC-CCS | 0 | 0 | 0 | 0 | 0 | 0
WT_off | 0 | 0 | 0 | 0 | 0 | 0
PseudoUnit | 0 | 0 | 0 | 0 | 0 | 0
FixedInterchange | 0 | 0 | 0 | 0 | 0 | 0
==== Emission Program: CAIRNoxSeasonal : (NOx) ====
Emission Cost by Reporting Type: Entergy
ReportingType | 2015 | 2020 | 2025 | 2030 | 2035 | 2040
BM | 0 | 0 | 0 | 0 | 0 | 0
CC | 0 | 0 | 0 | 0 | 0 | 0
CSP | 0 | 0 | 0 | 0 | 0 | 0
CT | 0 | 0 | 0 | 0 | 0 | 0
Coal | 0 | 0 | 0 | 0 | 0 | 0
Geo | 0 | 0 | 0 | 0 | 0 | 0
H | 0 | 0 | 0 | 0 | 0 | 0
LFG | 0 | 0 | 0 | 0 | 0 | 0
Nuc | 0 | 0 | 0 | 0 | 0 | 0
PS | 0 | 0 | 0 | 0 | 0 | 0
PV | 0 | 0 | 0 | 0 | 0 | 0
PeakG | 0 | 0 | 0 | 0 | 0 | 0
PeakO | 0 | 0 | 0 | 0 | 0 | 0
ST | 0 | 0 | 0 | 0 | 0 | 0
STOG | 0 | 0 | 0 | 0 | 0 | 0
STWD | 0 | 0 | 0 | 0 | 0 | 0
WT | 0 | 0 | 0 | 0 | 0 | 0
IGCC | 0 | 0 | 0 | 0 | 0 | 0
DemandResponse | 0 | 0 | 0 | 0 | 0 | 0
IGCC-CCS | 0 | 0 | 0 | 0 | 0 | 0
WT_off | 0 | 0 | 0 | 0 | 0 | 0
PseudoUnit | 0 | 0 | 0 | 0 | 0 | 0
FixedInterchange | 0 | 0 | 0 | 0 | 0 | 0
Emission Cost by Reporting Type: FRCC
ReportingType | 2015 | 2020 | 2025 | 2030 | 2035 | 2040
BM | 0 | 0 | 0 | 0 | 0 | 0
CC | 0 | 0 | 0 | 0 | 0 | 0
CSP | 0 | 0 | 0 | 0 | 0 | 0
CT | 0 | 0 | 0 | 0 | 0 | 0
Coal | 0 | 0 | 0 | 0 | 0 | 0
Geo | 0 | 0 | 0 | 0 | 0 | 0
H | 0 | 0 | 0 | 0 | 0 | 0
LFG | 0 | 0 | 0 | 0 | 0 | 0
Nuc | 0 | 0 | 0 | 0 | 0 | 0
PS | 0 | 0 | 0 | 0 | 0 | 0
PV | 0 | 0 | 0 | 0 | 0 | 0
PeakG | 0 | 0 | 0 | 0 | 0 | 0
PeakO | 0 | 0 | 0 | 0 | 0 | 0
ST | 0 | 0 | 0 | 0 | 0 | 0
STOG | 0 | 0 | 0 | 0 | 0 | 0
STWD | 0 | 0 | 0 | 0 | 0 | 0
WT | 0 | 0 | 0 | 0 | 0 | 0
IGCC | 0 | 0 | 0 | 0 | 0 | 0
DemandResponse | 0 | 0 | 0 | 0 | 0 | 0
IGCC-CCS | 0 | 0 | 0 | 0 | 0 | 0
WT_off | 0 | 0 | 0 | 0 | 0 | 0
PseudoUnit | 0 | 0 | 0 | 0 | 0 | 0
FixedInterchange | 0 | 0 | 0 | 0 | 0 | 0
Emission Cost by Reporting Type: MAPP_US
ReportingType | 2015 | 2020 | 2025 | 2030 | 2035 | 2040
BM | 0 | 0 | 0 | 0 | 0 | 0
CC | 0 | 0 | 0 | 0 | 0 | 0
CSP | 0 | 0 | 0 | 0 | 0 | 0
CT | 0 | 0 | 0 | 0 | 0 | 0
Coal | 0 | 0 | 0 | 0 | 0 | 0
Geo | 0 | 0 | 0 | 0 | 0 | 0
H | 0 | 0 | 0 | 0 | 0 | 0
LFG | 0 | 0 | 0 | 0 | 0 | 0
Nuc | 0 | 0 | 0 | 0 | 0 | 0
PS | 0 | 0 | 0 | 0 | 0 | 0
PV | 0 | 0 | 0 | 0 | 0 | 0
PeakG | 0 | 0 | 0 | 0 | 0 | 0
PeakO | 0 | 0 | 0 | 0 | 0 | 0
ST | 0 | 0 | 0 | 0 | 0 | 0
STOG | 0 | 0 | 0 | 0 | 0 | 0
STWD | 0 | 0 | 0 | 0 | 0 | 0
WT | 0 | 0 | 0 | 0 | 0 | 0
IGCC | 0 | 0 | 0 | 0 | 0 | 0
DemandResponse | 0 | 0 | 0 | 0 | 0 | 0
IGCC-CCS | 0 | 0 | 0 | 0 | 0 | 0
WT_off | 0 | 0 | 0 | 0 | 0 | 0
PseudoUnit | 0 | 0 | 0 | 0 | 0 | 0
FixedInterchange | 0 | 0 | 0 | 0 | 0 | 0
Emission Cost by Reporting Type: MISO_IN
ReportingType | 2015 | 2020 | 2025 | 2030 | 2035 | 2040
BM | 0 | 0 | 0 | 0 | 0 | 0
CC | 0 | 0 | 0 | 0 | 0 | 0
CSP | 0 | 0 | 0 | 0 | 0 | 0
CT | 0 | 0 | 0 | 0 | 0 | 0
Coal | 0 | 0 | 0 | 0 | 0 | 0
Geo | 0 | 0 | 0 | 0 | 0 | 0
H | 0 | 0 | 0 | 0 | 0 | 0
LFG | 0 | 0 | 0 | 0 | 0 | 0
Nuc | 0 | 0 | 0 | 0 | 0 | 0
PS | 0 | 0 | 0 | 0 | 0 | 0
PV | 0 | 0 | 0 | 0 | 0 | 0
PeakG | 0 | 0 | 0 | 0 | 0 | 0
PeakO | 0 | 0 | 0 | 0 | 0 | 0
ST | 0 | 0 | 0 | 0 | 0 | 0
STOG | 0 | 0 | 0 | 0 | 0 | 0
STWD | 0 | 0 | 0 | 0 | 0 | 0
WT | 0 | 0 | 0 | 0 | 0 | 0
IGCC | 0 | 0 | 0 | 0 | 0 | 0
DemandResponse | 0 | 0 | 0 | 0 | 0 | 0
IGCC-CCS | 0 | 0 | 0 | 0 | 0 | 0
WT_off | 0 | 0 | 0 | 0 | 0 | 0
PseudoUnit | 0 | 0 | 0 | 0 | 0 | 0
FixedInterchange | 0 | 0 | 0 | 0 | 0 | 0
Emission Cost by Reporting Type: MISO_MI
ReportingType | 2015 | 2020 | 2025 | 2030 | 2035 | 2040
BM | 0 | 0 | 0 | 0 | 0 | 0
CC | 0 | 0 | 0 | 0 | 0 | 0
CSP | 0 | 0 | 0 | 0 | 0 | 0
CT | 0 | 0 | 0 | 0 | 0 | 0
Coal | 0 | 0 | 0 | 0 | 0 | 0
Geo | 0 | 0 | 0 | 0 | 0 | 0
H | 0 | 0 | 0 | 0 | 0 | 0
LFG | 0 | 0 | 0 | 0 | 0 | 0
Nuc | 0 | 0 | 0 | 0 | 0 | 0
PS | 0 | 0 | 0 | 0 | 0 | 0
PV | 0 | 0 | 0 | 0 | 0 | 0
PeakG | 0 | 0 | 0 | 0 | 0 | 0
PeakO | 0 | 0 | 0 | 0 | 0 | 0
ST | 0 | 0 | 0 | 0 | 0 | 0
STOG | 0 | 0 | 0 | 0 | 0 | 0
STWD | 0 | 0 | 0 | 0 | 0 | 0
WT | 0 | 0 | 0 | 0 | 0 | 0
IGCC | 0 | 0 | 0 | 0 | 0 | 0
DemandResponse | 0 | 0 | 0 | 0 | 0 | 0
IGCC-CCS | 0 | 0 | 0 | 0 | 0 | 0
WT_off | 0 | 0 | 0 | 0 | 0 | 0
PseudoUnit | 0 | 0 | 0 | 0 | 0 | 0
FixedInterchange | 0 | 0 | 0 | 0 | 0 | 0
Emission Cost by Reporting Type: MISO_MO-IL
ReportingType | 2015 | 2020 | 2025 | 2030 | 2035 | 2040
BM | 0 | 0 | 0 | 0 | 0 | 0
CC | 0 | 0 | 0 | 0 | 0 | 0
CSP | 0 | 0 | 0 | 0 | 0 | 0
CT | 0 | 0 | 0 | 0 | 0 | 0
Coal | 0 | 0 | 0 | 0 | 0 | 0
Geo | 0 | 0 | 0 | 0 | 0 | 0
H | 0 | 0 | 0 | 0 | 0 | 0
LFG | 0 | 0 | 0 | 0 | 0 | 0
Nuc | 0 | 0 | 0 | 0 | 0 | 0
PS | 0 | 0 | 0 | 0 | 0 | 0
PV | 0 | 0 | 0 | 0 | 0 | 0
PeakG | 0 | 0 | 0 | 0 | 0 | 0
PeakO | 0 | 0 | 0 | 0 | 0 | 0
ST | 0 | 0 | 0 | 0 | 0 | 0
STOG | 0 | 0 | 0 | 0 | 0 | 0
STWD | 0 | 0 | 0 | 0 | 0 | 0
WT | 0 | 0 | 0 | 0 | 0 | 0
IGCC | 0 | 0 | 0 | 0 | 0 | 0
DemandResponse | 0 | 0 | 0 | 0 | 0 | 0
IGCC-CCS | 0 | 0 | 0 | 0 | 0 | 0
WT_off | 0 | 0 | 0 | 0 | 0 | 0
PseudoUnit | 0 | 0 | 0 | 0 | 0 | 0
FixedInterchange | 0 | 0 | 0 | 0 | 0 | 0
Emission Cost by Reporting Type: MISO_W
ReportingType | 2015 | 2020 | 2025 | 2030 | 2035 | 2040
BM | 0 | 0 | 0 | 0 | 0 | 0
CC | 0 | 0 | 0 | 0 | 0 | 0
CSP | 0 | 0 | 0 | 0 | 0 | 0
CT | 0 | 0 | 0 | 0 | 0 | 0
Coal | 0 | 0 | 0 | 0 | 0 | 0
Geo | 0 | 0 | 0 | 0 | 0 | 0
H | 0 | 0 | 0 | 0 | 0 | 0
LFG | 0 | 0 | 0 | 0 | 0 | 0
Nuc | 0 | 0 | 0 | 0 | 0 | 0
PS | 0 | 0 | 0 | 0 | 0 | 0
PV | 0 | 0 | 0 | 0 | 0 | 0
PeakG | 0 | 0 | 0 | 0 | 0 | 0
PeakO | 0 | 0 | 0 | 0 | 0 | 0
ST | 0 | 0 | 0 | 0 | 0 | 0
STOG | 0 | 0 | 0 | 0 | 0 | 0
STWD | 0 | 0 | 0 | 0 | 0 | 0
WT | 0 | 0 | 0 | 0 | 0 | 0
IGCC | 0 | 0 | 0 | 0 | 0 | 0
DemandResponse | 0 | 0 | 0 | 0 | 0 | 0
IGCC-CCS | 0 | 0 | 0 | 0 | 0 | 0
WT_off | 0 | 0 | 0 | 0 | 0 | 0
PseudoUnit | 0 | 0 | 0 | 0 | 0 | 0
FixedInterchange | 0 | 0 | 0 | 0 | 0 | 0
Emission Cost by Reporting Type: MISO_WUMS
ReportingType | 2015 | 2020 | 2025 | 2030 | 2035 | 2040
BM | 0 | 0 | 0 | 0 | 0 | 0
CC | 0 | 0 | 0 | 0 | 0 | 0
CSP | 0 | 0 | 0 | 0 | 0 | 0
CT | 0 | 0 | 0 | 0 | 0 | 0
Coal | 0 | 0 | 0 | 0 | 0 | 0
Geo | 0 | 0 | 0 | 0 | 0 | 0
H | 0 | 0 | 0 | 0 | 0 | 0
LFG | 0 | 0 | 0 | 0 | 0 | 0
Nuc | 0 | 0 | 0 | 0 | 0 | 0
PS | 0 | 0 | 0 | 0 | 0 | 0
PV | 0 | 0 | 0 | 0 | 0 | 0
PeakG | 0 | 0 | 0 | 0 | 0 | 0
PeakO | 0 | 0 | 0 | 0 | 0 | 0
ST | 0 | 0 | 0 | 0 | 0 | 0
STOG | 0 | 0 | 0 | 0 | 0 | 0
STWD | 0 | 0 | 0 | 0 | 0 | 0
WT | 0 | 0 | 0 | 0 | 0 | 0
IGCC | 0 | 0 | 0 | 0 | 0 | 0
DemandResponse | 0 | 0 | 0 | 0 | 0 | 0
IGCC-CCS | 0 | 0 | 0 | 0 | 0 | 0
WT_off | 0 | 0 | 0 | 0 | 0 | 0
PseudoUnit | 0 | 0 | 0 | 0 | 0 | 0
FixedInterchange | 0 | 0 | 0 | 0 | 0 | 0
Emission Cost by Reporting Type: Nebraska
ReportingType | 2015 | 2020 | 2025 | 2030 | 2035 | 2040
BM | 0 | 0 | 0 | 0 | 0 | 0
CC | 0 | 0 | 0 | 0 | 0 | 0
CSP | 0 | 0 | 0 | 0 | 0 | 0
CT | 0 | 0 | 0 | 0 | 0 | 0
Coal | 0 | 0 | 0 | 0 | 0 | 0
Geo | 0 | 0 | 0 | 0 | 0 | 0
H | 0 | 0 | 0 | 0 | 0 | 0
LFG | 0 | 0 | 0 | 0 | 0 | 0
Nuc | 0 | 0 | 0 | 0 | 0 | 0
PS | 0 | 0 | 0 | 0 | 0 | 0
PV | 0 | 0 | 0 | 0 | 0 | 0
PeakG | 0 | 0 | 0 | 0 | 0 | 0
PeakO | 0 | 0 | 0 | 0 | 0 | 0
ST | 0 | 0 | 0 | 0 | 0 | 0
STOG | 0 | 0 | 0 | 0 | 0 | 0
STWD | 0 | 0 | 0 | 0 | 0 | 0
WT | 0 | 0 | 0 | 0 | 0 | 0
IGCC | 0 | 0 | 0 | 0 | 0 | 0
DemandResponse | 0 | 0 | 0 | 0 | 0 | 0
IGCC-CCS | 0 | 0 | 0 | 0 | 0 | 0
WT_off | 0 | 0 | 0 | 0 | 0 | 0
PseudoUnit | 0 | 0 | 0 | 0 | 0 | 0
FixedInterchange | 0 | 0 | 0 | 0 | 0 | 0
Emission Cost by Reporting Type: NEISO
ReportingType | 2015 | 2020 | 2025 | 2030 | 2035 | 2040
BM | 0 | 0 | 0 | 0 | 0 | 0
CC | 0 | 0 | 0 | 0 | 0 | 0
CSP | 0 | 0 | 0 | 0 | 0 | 0
CT | 0 | 0 | 0 | 0 | 0 | 0
Coal | 0 | 0 | 0 | 0 | 0 | 0
Geo | 0 | 0 | 0 | 0 | 0 | 0
H | 0 | 0 | 0 | 0 | 0 | 0
LFG | 0 | 0 | 0 | 0 | 0 | 0
Nuc | 0 | 0 | 0 | 0 | 0 | 0
PS | 0 | 0 | 0 | 0 | 0 | 0
PV | 0 | 0 | 0 | 0 | 0 | 0
PeakG | 0 | 0 | 0 | 0 | 0 | 0
PeakO | 0 | 0 | 0 | 0 | 0 | 0
ST | 0 | 0 | 0 | 0 | 0 | 0
STOG | 0 | 0 | 0 | 0 | 0 | 0
STWD | 0 | 0 | 0 | 0 | 0 | 0
WT | 0 | 0 | 0 | 0 | 0 | 0
IGCC | 0 | 0 | 0 | 0 | 0 | 0
DemandResponse | 0 | 0 | 0 | 0 | 0 | 0
IGCC-CCS | 0 | 0 | 0 | 0 | 0 | 0
WT_off | 0 | 0 | 0 | 0 | 0 | 0
PseudoUnit | 0 | 0 | 0 | 0 | 0 | 0
FixedInterchange | 0 | 0 | 0 | 0 | 0 | 0
Emission Cost by Reporting Type: NonRTO_Midwest
ReportingType | 2015 | 2020 | 2025 | 2030 | 2035 | 2040
BM | 0 | 0 | 0 | 0 | 0 | 0
CC | 0 | 0 | 0 | 0 | 0 | 0
CSP | 0 | 0 | 0 | 0 | 0 | 0
CT | 0 | 0 | 0 | 0 | 0 | 0
Coal | 0 | 0 | 0 | 0 | 0 | 0
Geo | 0 | 0 | 0 | 0 | 0 | 0
H | 0 | 0 | 0 | 0 | 0 | 0
LFG | 0 | 0 | 0 | 0 | 0 | 0
Nuc | 0 | 0 | 0 | 0 | 0 | 0
PS | 0 | 0 | 0 | 0 | 0 | 0
PV | 0 | 0 | 0 | 0 | 0 | 0
PeakG | 0 | 0 | 0 | 0 | 0 | 0
PeakO | 0 | 0 | 0 | 0 | 0 | 0
ST | 0 | 0 | 0 | 0 | 0 | 0
STOG | 0 | 0 | 0 | 0 | 0 | 0
STWD | 0 | 0 | 0 | 0 | 0 | 0
WT | 0 | 0 | 0 | 0 | 0 | 0
IGCC | 0 | 0 | 0 | 0 | 0 | 0
DemandResponse | 0 | 0 | 0 | 0 | 0 | 0
IGCC-CCS | 0 | 0 | 0 | 0 | 0 | 0
WT_off | 0 | 0 | 0 | 0 | 0 | 0
PseudoUnit | 0 | 0 | 0 | 0 | 0 | 0
FixedInterchange | 0 | 0 | 0 | 0 | 0 | 0
Emission Cost by Reporting Type: NYISO_A-F
ReportingType | 2015 | 2020 | 2025 | 2030 | 2035 | 2040
BM | 0 | 0 | 0 | 0 | 0 | 0
CC | 0 | 0 | 0 | 0 | 0 | 0
CSP | 0 | 0 | 0 | 0 | 0 | 0
CT | 0 | 0 | 0 | 0 | 0 | 0
Coal | 0 | 0 | 0 | 0 | 0 | 0
Geo | 0 | 0 | 0 | 0 | 0 | 0
H | 0 | 0 | 0 | 0 | 0 | 0
LFG | 0 | 0 | 0 | 0 | 0 | 0
Nuc | 0 | 0 | 0 | 0 | 0 | 0
PS | 0 | 0 | 0 | 0 | 0 | 0
PV | 0 | 0 | 0 | 0 | 0 | 0
PeakG | 0 | 0 | 0 | 0 | 0 | 0
PeakO | 0 | 0 | 0 | 0 | 0 | 0
ST | 0 | 0 | 0 | 0 | 0 | 0
STOG | 0 | 0 | 0 | 0 | 0 | 0
STWD | 0 | 0 | 0 | 0 | 0 | 0
WT | 0 | 0 | 0 | 0 | 0 | 0
IGCC | 0 | 0 | 0 | 0 | 0 | 0
DemandResponse | 0 | 0 | 0 | 0 | 0 | 0
IGCC-CCS | 0 | 0 | 0 | 0 | 0 | 0
WT_off | 0 | 0 | 0 | 0 | 0 | 0
PseudoUnit | 0 | 0 | 0 | 0 | 0 | 0
FixedInterchange | 0 | 0 | 0 | 0 | 0 | 0
Emission Cost by Reporting Type: NYISO_G-I
ReportingType | 2015 | 2020 | 2025 | 2030 | 2035 | 2040
BM | 0 | 0 | 0 | 0 | 0 | 0
CC | 0 | 0 | 0 | 0 | 0 | 0
CSP | 0 | 0 | 0 | 0 | 0 | 0
CT | 0 | 0 | 0 | 0 | 0 | 0
Coal | 0 | 0 | 0 | 0 | 0 | 0
Geo | 0 | 0 | 0 | 0 | 0 | 0
H | 0 | 0 | 0 | 0 | 0 | 0
LFG | 0 | 0 | 0 | 0 | 0 | 0
Nuc | 0 | 0 | 0 | 0 | 0 | 0
PS | 0 | 0 | 0 | 0 | 0 | 0
PV | 0 | 0 | 0 | 0 | 0 | 0
PeakG | 0 | 0 | 0 | 0 | 0 | 0
PeakO | 0 | 0 | 0 | 0 | 0 | 0
ST | 0 | 0 | 0 | 0 | 0 | 0
STOG | 0 | 0 | 0 | 0 | 0 | 0
STWD | 0 | 0 | 0 | 0 | 0 | 0
WT | 0 | 0 | 0 | 0 | 0 | 0
IGCC | 0 | 0 | 0 | 0 | 0 | 0
DemandResponse | 0 | 0 | 0 | 0 | 0 | 0
IGCC-CCS | 0 | 0 | 0 | 0 | 0 | 0
WT_off | 0 | 0 | 0 | 0 | 0 | 0
PseudoUnit | 0 | 0 | 0 | 0 | 0 | 0
FixedInterchange | 0 | 0 | 0 | 0 | 0 | 0
Emission Cost by Reporting Type: NYISO_J-K
ReportingType | 2015 | 2020 | 2025 | 2030 | 2035 | 2040
BM | 0 | 0 | 0 | 0 | 0 | 0
CC | 0 | 0 | 0 | 0 | 0 | 0
CSP | 0 | 0 | 0 | 0 | 0 | 0
CT | 0 | 0 | 0 | 0 | 0 | 0
Coal | 0 | 0 | 0 | 0 | 0 | 0
Geo | 0 | 0 | 0 | 0 | 0 | 0
H | 0 | 0 | 0 | 0 | 0 | 0
LFG | 0 | 0 | 0 | 0 | 0 | 0
Nuc | 0 | 0 | 0 | 0 | 0 | 0
PS | 0 | 0 | 0 | 0 | 0 | 0
PV | 0 | 0 | 0 | 0 | 0 | 0
PeakG | 0 | 0 | 0 | 0 | 0 | 0
PeakO | 0 | 0 | 0 | 0 | 0 | 0
ST | 0 | 0 | 0 | 0 | 0 | 0
STOG | 0 | 0 | 0 | 0 | 0 | 0
STWD | 0 | 0 | 0 | 0 | 0 | 0
WT | 0 | 0 | 0 | 0 | 0 | 0
IGCC | 0 | 0 | 0 | 0 | 0 | 0
DemandResponse | 0 | 0 | 0 | 0 | 0 | 0
IGCC-CCS | 0 | 0 | 0 | 0 | 0 | 0
WT_off | 0 | 0 | 0 | 0 | 0 | 0
PseudoUnit | 0 | 0 | 0 | 0 | 0 | 0
FixedInterchange | 0 | 0 | 0 | 0 | 0 | 0
Emission Cost by Reporting Type: PJM_E
ReportingType | 2015 | 2020 | 2025 | 2030 | 2035 | 2040
BM | 0 | 0 | 0 | 0 | 0 | 0
CC | 0 | 0 | 0 | 0 | 0 | 0
CSP | 0 | 0 | 0 | 0 | 0 | 0
CT | 0 | 0 | 0 | 0 | 0 | 0
Coal | 0 | 0 | 0 | 0 | 0 | 0
Geo | 0 | 0 | 0 | 0 | 0 | 0
H | 0 | 0 | 0 | 0 | 0 | 0
LFG | 0 | 0 | 0 | 0 | 0 | 0
Nuc | 0 | 0 | 0 | 0 | 0 | 0
PS | 0 | 0 | 0 | 0 | 0 | 0
PV | 0 | 0 | 0 | 0 | 0 | 0
PeakG | 0 | 0 | 0 | 0 | 0 | 0
PeakO | 0 | 0 | 0 | 0 | 0 | 0
ST | 0 | 0 | 0 | 0 | 0 | 0
STOG | 0 | 0 | 0 | 0 | 0 | 0
STWD | 0 | 0 | 0 | 0 | 0 | 0
WT | 0 | 0 | 0 | 0 | 0 | 0
IGCC | 0 | 0 | 0 | 0 | 0 | 0
DemandResponse | 0 | 0 | 0 | 0 | 0 | 0
IGCC-CCS | 0 | 0 | 0 | 0 | 0 | 0
WT_off | 0 | 0 | 0 | 0 | 0 | 0
PseudoUnit | 0 | 0 | 0 | 0 | 0 | 0
FixedInterchange | 0 | 0 | 0 | 0 | 0 | 0
Emission Cost by Reporting Type: PJM_ROM
ReportingType | 2015 | 2020 | 2025 | 2030 | 2035 | 2040
BM | 0 | 0 | 0 | 0 | 0 | 0
CC | 0 | 0 | 0 | 0 | 0 | 0
CSP | 0 | 0 | 0 | 0 | 0 | 0
CT | 0 | 0 | 0 | 0 | 0 | 0
Coal | 0 | 0 | 0 | 0 | 0 | 0
Geo | 0 | 0 | 0 | 0 | 0 | 0
H | 0 | 0 | 0 | 0 | 0 | 0
LFG | 0 | 0 | 0 | 0 | 0 | 0
Nuc | 0 | 0 | 0 | 0 | 0 | 0
PS | 0 | 0 | 0 | 0 | 0 | 0
PV | 0 | 0 | 0 | 0 | 0 | 0
PeakG | 0 | 0 | 0 | 0 | 0 | 0
PeakO | 0 | 0 | 0 | 0 | 0 | 0
ST | 0 | 0 | 0 | 0 | 0 | 0
STOG | 0 | 0 | 0 | 0 | 0 | 0
STWD | 0 | 0 | 0 | 0 | 0 | 0
WT | 0 | 0 | 0 | 0 | 0 | 0
IGCC | 0 | 0 | 0 | 0 | 0 | 0
DemandResponse | 0 | 0 | 0 | 0 | 0 | 0
IGCC-CCS | 0 | 0 | 0 | 0 | 0 | 0
WT_off | 0 | 0 | 0 | 0 | 0 | 0
PseudoUnit | 0 | 0 | 0 | 0 | 0 | 0
FixedInterchange | 0 | 0 | 0 | 0 | 0 | 0
Emission Cost by Reporting Type: PJM_ROR
ReportingType | 2015 | 2020 | 2025 | 2030 | 2035 | 2040
BM | 0 | 0 | 0 | 0 | 0 | 0
CC | 0 | 0 | 0 | 0 | 0 | 0
CSP | 0 | 0 | 0 | 0 | 0 | 0
CT | 0 | 0 | 0 | 0 | 0 | 0
Coal | 0 | 0 | 0 | 0 | 0 | 0
Geo | 0 | 0 | 0 | 0 | 0 | 0
H | 0 | 0 | 0 | 0 | 0 | 0
LFG | 0 | 0 | 0 | 0 | 0 | 0
Nuc | 0 | 0 | 0 | 0 | 0 | 0
PS | 0 | 0 | 0 | 0 | 0 | 0
PV | 0 | 0 | 0 | 0 | 0 | 0
PeakG | 0 | 0 | 0 | 0 | 0 | 0
PeakO | 0 | 0 | 0 | 0 | 0 | 0
ST | 0 | 0 | 0 | 0 | 0 | 0
STOG | 0 | 0 | 0 | 0 | 0 | 0
STWD | 0 | 0 | 0 | 0 | 0 | 0
WT | 0 | 0 | 0 | 0 | 0 | 0
IGCC | 0 | 0 | 0 | 0 | 0 | 0
DemandResponse | 0 | 0 | 0 | 0 | 0 | 0
IGCC-CCS | 0 | 0 | 0 | 0 | 0 | 0
WT_off | 0 | 0 | 0 | 0 | 0 | 0
PseudoUnit | 0 | 0 | 0 | 0 | 0 | 0
FixedInterchange | 0 | 0 | 0 | 0 | 0 | 0
Emission Cost by Reporting Type: SOCO
ReportingType | 2015 | 2020 | 2025 | 2030 | 2035 | 2040
BM | 0 | 0 | 0 | 0 | 0 | 0
CC | 0 | 0 | 0 | 0 | 0 | 0
CSP | 0 | 0 | 0 | 0 | 0 | 0
CT | 0 | 0 | 0 | 0 | 0 | 0
Coal | 0 | 0 | 0 | 0 | 0 | 0
Geo | 0 | 0 | 0 | 0 | 0 | 0
H | 0 | 0 | 0 | 0 | 0 | 0
LFG | 0 | 0 | 0 | 0 | 0 | 0
Nuc | 0 | 0 | 0 | 0 | 0 | 0
PS | 0 | 0 | 0 | 0 | 0 | 0
PV | 0 | 0 | 0 | 0 | 0 | 0
PeakG | 0 | 0 | 0 | 0 | 0 | 0
PeakO | 0 | 0 | 0 | 0 | 0 | 0
ST | 0 | 0 | 0 | 0 | 0 | 0
STOG | 0 | 0 | 0 | 0 | 0 | 0
STWD | 0 | 0 | 0 | 0 | 0 | 0
WT | 0 | 0 | 0 | 0 | 0 | 0
IGCC | 0 | 0 | 0 | 0 | 0 | 0
DemandResponse | 0 | 0 | 0 | 0 | 0 | 0
IGCC-CCS | 0 | 0 | 0 | 0 | 0 | 0
WT_off | 0 | 0 | 0 | 0 | 0 | 0
PseudoUnit | 0 | 0 | 0 | 0 | 0 | 0
FixedInterchange | 0 | 0 | 0 | 0 | 0 | 0
Emission Cost by Reporting Type: SPP_N
ReportingType | 2015 | 2020 | 2025 | 2030 | 2035 | 2040
BM | 0 | 0 | 0 | 0 | 0 | 0
CC | 0 | 0 | 0 | 0 | 0 | 0
CSP | 0 | 0 | 0 | 0 | 0 | 0
CT | 0 | 0 | 0 | 0 | 0 | 0
Coal | 0 | 0 | 0 | 0 | 0 | 0
Geo | 0 | 0 | 0 | 0 | 0 | 0
H | 0 | 0 | 0 | 0 | 0 | 0
LFG | 0 | 0 | 0 | 0 | 0 | 0
Nuc | 0 | 0 | 0 | 0 | 0 | 0
PS | 0 | 0 | 0 | 0 | 0 | 0
PV | 0 | 0 | 0 | 0 | 0 | 0
PeakG | 0 | 0 | 0 | 0 | 0 | 0
PeakO | 0 | 0 | 0 | 0 | 0 | 0
ST | 0 | 0 | 0 | 0 | 0 | 0
STOG | 0 | 0 | 0 | 0 | 0 | 0
STWD | 0 | 0 | 0 | 0 | 0 | 0
WT | 0 | 0 | 0 | 0 | 0 | 0
IGCC | 0 | 0 | 0 | 0 | 0 | 0
DemandResponse | 0 | 0 | 0 | 0 | 0 | 0
IGCC-CCS | 0 | 0 | 0 | 0 | 0 | 0
WT_off | 0 | 0 | 0 | 0 | 0 | 0
PseudoUnit | 0 | 0 | 0 | 0 | 0 | 0
FixedInterchange | 0 | 0 | 0 | 0 | 0 | 0
Emission Cost by Reporting Type: SPP_S
ReportingType | 2015 | 2020 | 2025 | 2030 | 2035 | 2040
BM | 0 | 0 | 0 | 0 | 0 | 0
CC | 0 | 0 | 0 | 0 | 0 | 0
CSP | 0 | 0 | 0 | 0 | 0 | 0
CT | 0 | 0 | 0 | 0 | 0 | 0
Coal | 0 | 0 | 0 | 0 | 0 | 0
Geo | 0 | 0 | 0 | 0 | 0 | 0
H | 0 | 0 | 0 | 0 | 0 | 0
LFG | 0 | 0 | 0 | 0 | 0 | 0
Nuc | 0 | 0 | 0 | 0 | 0 | 0
PS | 0 | 0 | 0 | 0 | 0 | 0
PV | 0 | 0 | 0 | 0 | 0 | 0
PeakG | 0 | 0 | 0 | 0 | 0 | 0
PeakO | 0 | 0 | 0 | 0 | 0 | 0
ST | 0 | 0 | 0 | 0 | 0 | 0
STOG | 0 | 0 | 0 | 0 | 0 | 0
STWD | 0 | 0 | 0 | 0 | 0 | 0
WT | 0 | 0 | 0 | 0 | 0 | 0
IGCC | 0 | 0 | 0 | 0 | 0 | 0
DemandResponse | 0 | 0 | 0 | 0 | 0 | 0
IGCC-CCS | 0 | 0 | 0 | 0 | 0 | 0
WT_off | 0 | 0 | 0 | 0 | 0 | 0
PseudoUnit | 0 | 0 | 0 | 0 | 0 | 0
FixedInterchange | 0 | 0 | 0 | 0 | 0 | 0
Emission Cost by Reporting Type: TVA
ReportingType | 2015 | 2020 | 2025 | 2030 | 2035 | 2040
BM | 0 | 0 | 0 | 0 | 0 | 0
CC | 0 | 0 | 0 | 0 | 0 | 0
CSP | 0 | 0 | 0 | 0 | 0 | 0
CT | 0 | 0 | 0 | 0 | 0 | 0
Coal | 0 | 0 | 0 | 0 | 0 | 0
Geo | 0 | 0 | 0 | 0 | 0 | 0
H | 0 | 0 | 0 | 0 | 0 | 0
LFG | 0 | 0 | 0 | 0 | 0 | 0
Nuc | 0 | 0 | 0 | 0 | 0 | 0
PS | 0 | 0 | 0 | 0 | 0 | 0
PV | 0 | 0 | 0 | 0 | 0 | 0
PeakG | 0 | 0 | 0 | 0 | 0 | 0
PeakO | 0 | 0 | 0 | 0 | 0 | 0
ST | 0 | 0 | 0 | 0 | 0 | 0
STOG | 0 | 0 | 0 | 0 | 0 | 0
STWD | 0 | 0 | 0 | 0 | 0 | 0
WT | 0 | 0 | 0 | 0 | 0 | 0
IGCC | 0 | 0 | 0 | 0 | 0 | 0
DemandResponse | 0 | 0 | 0 | 0 | 0 | 0
IGCC-CCS | 0 | 0 | 0 | 0 | 0 | 0
WT_off | 0 | 0 | 0 | 0 | 0 | 0
PseudoUnit | 0 | 0 | 0 | 0 | 0 | 0
FixedInterchange | 0 | 0 | 0 | 0 | 0 | 0
Emission Cost by Reporting Type: TVA_Transmission
ReportingType | 2015 | 2020 | 2025 | 2030 | 2035 | 2040
BM | 0 | 0 | 0 | 0 | 0 | 0
CC | 0 | 0 | 0 | 0 | 0 | 0
CSP | 0 | 0 | 0 | 0 | 0 | 0
CT | 0 | 0 | 0 | 0 | 0 | 0
Coal | 0 | 0 | 0 | 0 | 0 | 0
Geo | 0 | 0 | 0 | 0 | 0 | 0
H | 0 | 0 | 0 | 0 | 0 | 0
LFG | 0 | 0 | 0 | 0 | 0 | 0
Nuc | 0 | 0 | 0 | 0 | 0 | 0
PS | 0 | 0 | 0 | 0 | 0 | 0
PV | 0 | 0 | 0 | 0 | 0 | 0
PeakG | 0 | 0 | 0 | 0 | 0 | 0
PeakO | 0 | 0 | 0 | 0 | 0 | 0
ST | 0 | 0 | 0 | 0 | 0 | 0
STOG | 0 | 0 | 0 | 0 | 0 | 0
STWD | 0 | 0 | 0 | 0 | 0 | 0
WT | 0 | 0 | 0 | 0 | 0 | 0
IGCC | 0 | 0 | 0 | 0 | 0 | 0
DemandResponse | 0 | 0 | 0 | 0 | 0 | 0
IGCC-CCS | 0 | 0 | 0 | 0 | 0 | 0
WT_off | 0 | 0 | 0 | 0 | 0 | 0
PseudoUnit | 0 | 0 | 0 | 0 | 0 | 0
FixedInterchange | 0 | 0 | 0 | 0 | 0 | 0
Emission Cost by Reporting Type: VACAR
ReportingType | 2015 | 2020 | 2025 | 2030 | 2035 | 2040
BM | 0 | 0 | 0 | 0 | 0 | 0
CC | 0 | 0 | 0 | 0 | 0 | 0
CSP | 0 | 0 | 0 | 0 | 0 | 0
CT | 0 | 0 | 0 | 0 | 0 | 0
Coal | 0 | 0 | 0 | 0 | 0 | 0
Geo | 0 | 0 | 0 | 0 | 0 | 0
H | 0 | 0 | 0 | 0 | 0 | 0
LFG | 0 | 0 | 0 | 0 | 0 | 0
Nuc | 0 | 0 | 0 | 0 | 0 | 0
PS | 0 | 0 | 0 | 0 | 0 | 0
PV | 0 | 0 | 0 | 0 | 0 | 0
PeakG | 0 | 0 | 0 | 0 | 0 | 0
PeakO | 0 | 0 | 0 | 0 | 0 | 0
ST | 0 | 0 | 0 | 0 | 0 | 0
STOG | 0 | 0 | 0 | 0 | 0 | 0
STWD | 0 | 0 | 0 | 0 | 0 | 0
WT | 0 | 0 | 0 | 0 | 0 | 0
IGCC | 0 | 0 | 0 | 0 | 0 | 0
DemandResponse | 0 | 0 | 0 | 0 | 0 | 0
IGCC-CCS | 0 | 0 | 0 | 0 | 0 | 0
WT_off | 0 | 0 | 0 | 0 | 0 | 0
PseudoUnit | 0 | 0 | 0 | 0 | 0 | 0
FixedInterchange | 0 | 0 | 0 | 0 | 0 | 0
Emission Cost by Reporting Type: IESO
ReportingType | 2015 | 2020 | 2025 | 2030 | 2035 | 2040
BM | 0 | 0 | 0 | 0 | 0 | 0
CC | 0 | 0 | 0 | 0 | 0 | 0
CSP | 0 | 0 | 0 | 0 | 0 | 0
CT | 0 | 0 | 0 | 0 | 0 | 0
Coal | 0 | 0 | 0 | 0 | 0 | 0
Geo | 0 | 0 | 0 | 0 | 0 | 0
H | 0 | 0 | 0 | 0 | 0 | 0
LFG | 0 | 0 | 0 | 0 | 0 | 0
Nuc | 0 | 0 | 0 | 0 | 0 | 0
PS | 0 | 0 | 0 | 0 | 0 | 0
PV | 0 | 0 | 0 | 0 | 0 | 0
PeakG | 0 | 0 | 0 | 0 | 0 | 0
PeakO | 0 | 0 | 0 | 0 | 0 | 0
ST | 0 | 0 | 0 | 0 | 0 | 0
STOG | 0 | 0 | 0 | 0 | 0 | 0
STWD | 0 | 0 | 0 | 0 | 0 | 0
WT | 0 | 0 | 0 | 0 | 0 | 0
IGCC | 0 | 0 | 0 | 0 | 0 | 0
DemandResponse | 0 | 0 | 0 | 0 | 0 | 0
IGCC-CCS | 0 | 0 | 0 | 0 | 0 | 0
WT_off | 0 | 0 | 0 | 0 | 0 | 0
PseudoUnit | 0 | 0 | 0 | 0 | 0 | 0
FixedInterchange | 0 | 0 | 0 | 0 | 0 | 0
Emission Cost by Reporting Type: MAPP_CA
ReportingType | 2015 | 2020 | 2025 | 2030 | 2035 | 2040
BM | 0 | 0 | 0 | 0 | 0 | 0
CC | 0 | 0 | 0 | 0 | 0 | 0
CSP | 0 | 0 | 0 | 0 | 0 | 0
CT | 0 | 0 | 0 | 0 | 0 | 0
Coal | 0 | 0 | 0 | 0 | 0 | 0
Geo | 0 | 0 | 0 | 0 | 0 | 0
H | 0 | 0 | 0 | 0 | 0 | 0
LFG | 0 | 0 | 0 | 0 | 0 | 0
Nuc | 0 | 0 | 0 | 0 | 0 | 0
PS | 0 | 0 | 0 | 0 | 0 | 0
PV | 0 | 0 | 0 | 0 | 0 | 0
PeakG | 0 | 0 | 0 | 0 | 0 | 0
PeakO | 0 | 0 | 0 | 0 | 0 | 0
ST | 0 | 0 | 0 | 0 | 0 | 0
STOG | 0 | 0 | 0 | 0 | 0 | 0
STWD | 0 | 0 | 0 | 0 | 0 | 0
WT | 0 | 0 | 0 | 0 | 0 | 0
IGCC | 0 | 0 | 0 | 0 | 0 | 0
DemandResponse | 0 | 0 | 0 | 0 | 0 | 0
IGCC-CCS | 0 | 0 | 0 | 0 | 0 | 0
WT_off | 0 | 0 | 0 | 0 | 0 | 0
PseudoUnit | 0 | 0 | 0 | 0 | 0 | 0
FixedInterchange | 0 | 0 | 0 | 0 | 0 | 0
Emission Cost by Reporting Type: AZ_NM_SNV_Coal
ReportingType | 2015 | 2020 | 2025 | 2030 | 2035 | 2040
BM | 0 | 0 | 0 | 0 | 0 | 0
CC | 0 | 0 | 0 | 0 | 0 | 0
CSP | 0 | 0 | 0 | 0 | 0 | 0
CT | 0 | 0 | 0 | 0 | 0 | 0
Coal | 0 | 0 | 0 | 0 | 0 | 0
Geo | 0 | 0 | 0 | 0 | 0 | 0
H | 0 | 0 | 0 | 0 | 0 | 0
LFG | 0 | 0 | 0 | 0 | 0 | 0
Nuc | 0 | 0 | 0 | 0 | 0 | 0
PS | 0 | 0 | 0 | 0 | 0 | 0
PV | 0 | 0 | 0 | 0 | 0 | 0
PeakG | 0 | 0 | 0 | 0 | 0 | 0
PeakO | 0 | 0 | 0 | 0 | 0 | 0
ST | 0 | 0 | 0 | 0 | 0 | 0
STOG | 0 | 0 | 0 | 0 | 0 | 0
STWD | 0 | 0 | 0 | 0 | 0 | 0
WT | 0 | 0 | 0 | 0 | 0 | 0
IGCC | 0 | 0 | 0 | 0 | 0 | 0
DemandResponse | 0 | 0 | 0 | 0 | 0 | 0
IGCC-CCS | 0 | 0 | 0 | 0 | 0 | 0
WT_off | 0 | 0 | 0 | 0 | 0 | 0
PseudoUnit | 0 | 0 | 0 | 0 | 0 | 0
FixedInterchange | 0 | 0 | 0 | 0 | 0 | 0
Emission Cost by Reporting Type: AZ_NM_SNV_Gas
ReportingType | 2015 | 2020 | 2025 | 2030 | 2035 | 2040
BM | 0 | 0 | 0 | 0 | 0 | 0
CC | 0 | 0 | 0 | 0 | 0 | 0
CSP | 0 | 0 | 0 | 0 | 0 | 0
CT | 0 | 0 | 0 | 0 | 0 | 0
Coal | 0 | 0 | 0 | 0 | 0 | 0
Geo | 0 | 0 | 0 | 0 | 0 | 0
H | 0 | 0 | 0 | 0 | 0 | 0
LFG | 0 | 0 | 0 | 0 | 0 | 0
Nuc | 0 | 0 | 0 | 0 | 0 | 0
PS | 0 | 0 | 0 | 0 | 0 | 0
PV | 0 | 0 | 0 | 0 | 0 | 0
PeakG | 0 | 0 | 0 | 0 | 0 | 0
PeakO | 0 | 0 | 0 | 0 | 0 | 0
ST | 0 | 0 | 0 | 0 | 0 | 0
STOG | 0 | 0 | 0 | 0 | 0 | 0
STWD | 0 | 0 | 0 | 0 | 0 | 0
WT | 0 | 0 | 0 | 0 | 0 | 0
IGCC | 0 | 0 | 0 | 0 | 0 | 0
DemandResponse | 0 | 0 | 0 | 0 | 0 | 0
IGCC-CCS | 0 | 0 | 0 | 0 | 0 | 0
WT_off | 0 | 0 | 0 | 0 | 0 | 0
PseudoUnit | 0 | 0 | 0 | 0 | 0 | 0
FixedInterchange | 0 | 0 | 0 | 0 | 0 | 0
Emission Cost by Reporting Type: AZ_NM_SNV_NucRenew
ReportingType | 2015 | 2020 | 2025 | 2030 | 2035 | 2040
BM | 0 | 0 | 0 | 0 | 0 | 0
CC | 0 | 0 | 0 | 0 | 0 | 0
CSP | 0 | 0 | 0 | 0 | 0 | 0
CT | 0 | 0 | 0 | 0 | 0 | 0
Coal | 0 | 0 | 0 | 0 | 0 | 0
Geo | 0 | 0 | 0 | 0 | 0 | 0
H | 0 | 0 | 0 | 0 | 0 | 0
LFG | 0 | 0 | 0 | 0 | 0 | 0
Nuc | 0 | 0 | 0 | 0 | 0 | 0
PS | 0 | 0 | 0 | 0 | 0 | 0
PV | 0 | 0 | 0 | 0 | 0 | 0
PeakG | 0 | 0 | 0 | 0 | 0 | 0
PeakO | 0 | 0 | 0 | 0 | 0 | 0
ST | 0 | 0 | 0 | 0 | 0 | 0
STOG | 0 | 0 | 0 | 0 | 0 | 0
STWD | 0 | 0 | 0 | 0 | 0 | 0
WT | 0 | 0 | 0 | 0 | 0 | 0
IGCC | 0 | 0 | 0 | 0 | 0 | 0
DemandResponse | 0 | 0 | 0 | 0 | 0 | 0
IGCC-CCS | 0 | 0 | 0 | 0 | 0 | 0
WT_off | 0 | 0 | 0 | 0 | 0 | 0
PseudoUnit | 0 | 0 | 0 | 0 | 0 | 0
FixedInterchange | 0 | 0 | 0 | 0 | 0 | 0
Emission Cost by Reporting Type: ERCOT
ReportingType | 2015 | 2020 | 2025 | 2030 | 2035 | 2040
BM | 0 | 0 | 0 | 0 | 0 | 0
CC | 0 | 0 | 0 | 0 | 0 | 0
CSP | 0 | 0 | 0 | 0 | 0 | 0
CT | 0 | 0 | 0 | 0 | 0 | 0
Coal | 0 | 0 | 0 | 0 | 0 | 0
Geo | 0 | 0 | 0 | 0 | 0 | 0
H | 0 | 0 | 0 | 0 | 0 | 0
LFG | 0 | 0 | 0 | 0 | 0 | 0
Nuc | 0 | 0 | 0 | 0 | 0 | 0
PS | 0 | 0 | 0 | 0 | 0 | 0
PV | 0 | 0 | 0 | 0 | 0 | 0
PeakG | 0 | 0 | 0 | 0 | 0 | 0
PeakO | 0 | 0 | 0 | 0 | 0 | 0
ST | 0 | 0 | 0 | 0 | 0 | 0
STOG | 0 | 0 | 0 | 0 | 0 | 0
STWD | 0 | 0 | 0 | 0 | 0 | 0
WT | 0 | 0 | 0 | 0 | 0 | 0
IGCC | 0 | 0 | 0 | 0 | 0 | 0
DemandResponse | 0 | 0 | 0 | 0 | 0 | 0
IGCC-CCS | 0 | 0 | 0 | 0 | 0 | 0
WT_off | 0 | 0 | 0 | 0 | 0 | 0
PseudoUnit | 0 | 0 | 0 | 0 | 0 | 0
FixedInterchange | 0 | 0 | 0 | 0 | 0 | 0
Emission Cost by Reporting Type: NP15
ReportingType | 2015 | 2020 | 2025 | 2030 | 2035 | 2040
BM | 0 | 0 | 0 | 0 | 0 | 0
CC | 0 | 0 | 0 | 0 | 0 | 0
CSP | 0 | 0 | 0 | 0 | 0 | 0
CT | 0 | 0 | 0 | 0 | 0 | 0
Coal | 0 | 0 | 0 | 0 | 0 | 0
Geo | 0 | 0 | 0 | 0 | 0 | 0
H | 0 | 0 | 0 | 0 | 0 | 0
LFG | 0 | 0 | 0 | 0 | 0 | 0
Nuc | 0 | 0 | 0 | 0 | 0 | 0
PS | 0 | 0 | 0 | 0 | 0 | 0
PV | 0 | 0 | 0 | 0 | 0 | 0
PeakG | 0 | 0 | 0 | 0 | 0 | 0
PeakO | 0 | 0 | 0 | 0 | 0 | 0
ST | 0 | 0 | 0 | 0 | 0 | 0
STOG | 0 | 0 | 0 | 0 | 0 | 0
STWD | 0 | 0 | 0 | 0 | 0 | 0
WT | 0 | 0 | 0 | 0 | 0 | 0
IGCC | 0 | 0 | 0 | 0 | 0 | 0
DemandResponse | 0 | 0 | 0 | 0 | 0 | 0
IGCC-CCS | 0 | 0 | 0 | 0 | 0 | 0
WT_off | 0 | 0 | 0 | 0 | 0 | 0
PseudoUnit | 0 | 0 | 0 | 0 | 0 | 0
FixedInterchange | 0 | 0 | 0 | 0 | 0 | 0
Emission Cost by Reporting Type: NWPP_Coal
ReportingType | 2015 | 2020 | 2025 | 2030 | 2035 | 2040
BM | 0 | 0 | 0 | 0 | 0 | 0
CC | 0 | 0 | 0 | 0 | 0 | 0
CSP | 0 | 0 | 0 | 0 | 0 | 0
CT | 0 | 0 | 0 | 0 | 0 | 0
Coal | 0 | 0 | 0 | 0 | 0 | 0
Geo | 0 | 0 | 0 | 0 | 0 | 0
H | 0 | 0 | 0 | 0 | 0 | 0
LFG | 0 | 0 | 0 | 0 | 0 | 0
Nuc | 0 | 0 | 0 | 0 | 0 | 0
PS | 0 | 0 | 0 | 0 | 0 | 0
PV | 0 | 0 | 0 | 0 | 0 | 0
PeakG | 0 | 0 | 0 | 0 | 0 | 0
PeakO | 0 | 0 | 0 | 0 | 0 | 0
ST | 0 | 0 | 0 | 0 | 0 | 0
STOG | 0 | 0 | 0 | 0 | 0 | 0
STWD | 0 | 0 | 0 | 0 | 0 | 0
WT | 0 | 0 | 0 | 0 | 0 | 0
IGCC | 0 | 0 | 0 | 0 | 0 | 0
DemandResponse | 0 | 0 | 0 | 0 | 0 | 0
IGCC-CCS | 0 | 0 | 0 | 0 | 0 | 0
WT_off | 0 | 0 | 0 | 0 | 0 | 0
PseudoUnit | 0 | 0 | 0 | 0 | 0 | 0
FixedInterchange | 0 | 0 | 0 | 0 | 0 | 0
Emission Cost by Reporting Type: NWPP_Gas
ReportingType | 2015 | 2020 | 2025 | 2030 | 2035 | 2040
BM | 0 | 0 | 0 | 0 | 0 | 0
CC | 0 | 0 | 0 | 0 | 0 | 0
CSP | 0 | 0 | 0 | 0 | 0 | 0
CT | 0 | 0 | 0 | 0 | 0 | 0
Coal | 0 | 0 | 0 | 0 | 0 | 0
Geo | 0 | 0 | 0 | 0 | 0 | 0
H | 0 | 0 | 0 | 0 | 0 | 0
LFG | 0 | 0 | 0 | 0 | 0 | 0
Nuc | 0 | 0 | 0 | 0 | 0 | 0
PS | 0 | 0 | 0 | 0 | 0 | 0
PV | 0 | 0 | 0 | 0 | 0 | 0
PeakG | 0 | 0 | 0 | 0 | 0 | 0
PeakO | 0 | 0 | 0 | 0 | 0 | 0
ST | 0 | 0 | 0 | 0 | 0 | 0
STOG | 0 | 0 | 0 | 0 | 0 | 0
STWD | 0 | 0 | 0 | 0 | 0 | 0
WT | 0 | 0 | 0 | 0 | 0 | 0
IGCC | 0 | 0 | 0 | 0 | 0 | 0
DemandResponse | 0 | 0 | 0 | 0 | 0 | 0
IGCC-CCS | 0 | 0 | 0 | 0 | 0 | 0
WT_off | 0 | 0 | 0 | 0 | 0 | 0
PseudoUnit | 0 | 0 | 0 | 0 | 0 | 0
FixedInterchange | 0 | 0 | 0 | 0 | 0 | 0
Emission Cost by Reporting Type: NWPP_NucRenew
ReportingType | 2015 | 2020 | 2025 | 2030 | 2035 | 2040
BM | 0 | 0 | 0 | 0 | 0 | 0
CC | 0 | 0 | 0 | 0 | 0 | 0
CSP | 0 | 0 | 0 | 0 | 0 | 0
CT | 0 | 0 | 0 | 0 | 0 | 0
Coal | 0 | 0 | 0 | 0 | 0 | 0
Geo | 0 | 0 | 0 | 0 | 0 | 0
H | 0 | 0 | 0 | 0 | 0 | 0
LFG | 0 | 0 | 0 | 0 | 0 | 0
Nuc | 0 | 0 | 0 | 0 | 0 | 0
PS | 0 | 0 | 0 | 0 | 0 | 0
PV | 0 | 0 | 0 | 0 | 0 | 0
PeakG | 0 | 0 | 0 | 0 | 0 | 0
PeakO | 0 | 0 | 0 | 0 | 0 | 0
ST | 0 | 0 | 0 | 0 | 0 | 0
STOG | 0 | 0 | 0 | 0 | 0 | 0
STWD | 0 | 0 | 0 | 0 | 0 | 0
WT | 0 | 0 | 0 | 0 | 0 | 0
IGCC | 0 | 0 | 0 | 0 | 0 | 0
DemandResponse | 0 | 0 | 0 | 0 | 0 | 0
IGCC-CCS | 0 | 0 | 0 | 0 | 0 | 0
WT_off | 0 | 0 | 0 | 0 | 0 | 0
PseudoUnit | 0 | 0 | 0 | 0 | 0 | 0
FixedInterchange | 0 | 0 | 0 | 0 | 0 | 0
Emission Cost by Reporting Type: RMPA
ReportingType | 2015 | 2020 | 2025 | 2030 | 2035 | 2040
BM | 0 | 0 | 0 | 0 | 0 | 0
CC | 0 | 0 | 0 | 0 | 0 | 0
CSP | 0 | 0 | 0 | 0 | 0 | 0
CT | 0 | 0 | 0 | 0 | 0 | 0
Coal | 0 | 0 | 0 | 0 | 0 | 0
Geo | 0 | 0 | 0 | 0 | 0 | 0
H | 0 | 0 | 0 | 0 | 0 | 0
LFG | 0 | 0 | 0 | 0 | 0 | 0
Nuc | 0 | 0 | 0 | 0 | 0 | 0
PS | 0 | 0 | 0 | 0 | 0 | 0
PV | 0 | 0 | 0 | 0 | 0 | 0
PeakG | 0 | 0 | 0 | 0 | 0 | 0
PeakO | 0 | 0 | 0 | 0 | 0 | 0
ST | 0 | 0 | 0 | 0 | 0 | 0
STOG | 0 | 0 | 0 | 0 | 0 | 0
STWD | 0 | 0 | 0 | 0 | 0 | 0
WT | 0 | 0 | 0 | 0 | 0 | 0
IGCC | 0 | 0 | 0 | 0 | 0 | 0
DemandResponse | 0 | 0 | 0 | 0 | 0 | 0
IGCC-CCS | 0 | 0 | 0 | 0 | 0 | 0
WT_off | 0 | 0 | 0 | 0 | 0 | 0
PseudoUnit | 0 | 0 | 0 | 0 | 0 | 0
FixedInterchange | 0 | 0 | 0 | 0 | 0 | 0
Emission Cost by Reporting Type: SP15
ReportingType | 2015 | 2020 | 2025 | 2030 | 2035 | 2040
BM | 0 | 0 | 0 | 0 | 0 | 0
CC | 0 | 0 | 0 | 0 | 0 | 0
CSP | 0 | 0 | 0 | 0 | 0 | 0
CT | 0 | 0 | 0 | 0 | 0 | 0
Coal | 0 | 0 | 0 | 0 | 0 | 0
Geo | 0 | 0 | 0 | 0 | 0 | 0
H | 0 | 0 | 0 | 0 | 0 | 0
LFG | 0 | 0 | 0 | 0 | 0 | 0
Nuc | 0 | 0 | 0 | 0 | 0 | 0
PS | 0 | 0 | 0 | 0 | 0 | 0
PV | 0 | 0 | 0 | 0 | 0 | 0
PeakG | 0 | 0 | 0 | 0 | 0 | 0
PeakO | 0 | 0 | 0 | 0 | 0 | 0
ST | 0 | 0 | 0 | 0 | 0 | 0
STOG | 0 | 0 | 0 | 0 | 0 | 0
STWD | 0 | 0 | 0 | 0 | 0 | 0
WT | 0 | 0 | 0 | 0 | 0 | 0
IGCC | 0 | 0 | 0 | 0 | 0 | 0
DemandResponse | 0 | 0 | 0 | 0 | 0 | 0
IGCC-CCS | 0 | 0 | 0 | 0 | 0 | 0
WT_off | 0 | 0 | 0 | 0 | 0 | 0
PseudoUnit | 0 | 0 | 0 | 0 | 0 | 0
FixedInterchange | 0 | 0 | 0 | 0 | 0 | 0
Emission Cost by Reporting Type: ALB
ReportingType | 2015 | 2020 | 2025 | 2030 | 2035 | 2040
BM | 0 | 0 | 0 | 0 | 0 | 0
CC | 0 | 0 | 0 | 0 | 0 | 0
CSP | 0 | 0 | 0 | 0 | 0 | 0
CT | 0 | 0 | 0 | 0 | 0 | 0
Coal | 0 | 0 | 0 | 0 | 0 | 0
Geo | 0 | 0 | 0 | 0 | 0 | 0
H | 0 | 0 | 0 | 0 | 0 | 0
LFG | 0 | 0 | 0 | 0 | 0 | 0
Nuc | 0 | 0 | 0 | 0 | 0 | 0
PS | 0 | 0 | 0 | 0 | 0 | 0
PV | 0 | 0 | 0 | 0 | 0 | 0
PeakG | 0 | 0 | 0 | 0 | 0 | 0
PeakO | 0 | 0 | 0 | 0 | 0 | 0
ST | 0 | 0 | 0 | 0 | 0 | 0
STOG | 0 | 0 | 0 | 0 | 0 | 0
STWD | 0 | 0 | 0 | 0 | 0 | 0
WT | 0 | 0 | 0 | 0 | 0 | 0
IGCC | 0 | 0 | 0 | 0 | 0 | 0
DemandResponse | 0 | 0 | 0 | 0 | 0 | 0
IGCC-CCS | 0 | 0 | 0 | 0 | 0 | 0
WT_off | 0 | 0 | 0 | 0 | 0 | 0
PseudoUnit | 0 | 0 | 0 | 0 | 0 | 0
FixedInterchange | 0 | 0 | 0 | 0 | 0 | 0
Emission Cost by Reporting Type: BC
ReportingType | 2015 | 2020 | 2025 | 2030 | 2035 | 2040
BM | 0 | 0 | 0 | 0 | 0 | 0
CC | 0 | 0 | 0 | 0 | 0 | 0
CSP | 0 | 0 | 0 | 0 | 0 | 0
CT | 0 | 0 | 0 | 0 | 0 | 0
Coal | 0 | 0 | 0 | 0 | 0 | 0
Geo | 0 | 0 | 0 | 0 | 0 | 0
H | 0 | 0 | 0 | 0 | 0 | 0
LFG | 0 | 0 | 0 | 0 | 0 | 0
Nuc | 0 | 0 | 0 | 0 | 0 | 0
PS | 0 | 0 | 0 | 0 | 0 | 0
PV | 0 | 0 | 0 | 0 | 0 | 0
PeakG | 0 | 0 | 0 | 0 | 0 | 0
PeakO | 0 | 0 | 0 | 0 | 0 | 0
ST | 0 | 0 | 0 | 0 | 0 | 0
STOG | 0 | 0 | 0 | 0 | 0 | 0
STWD | 0 | 0 | 0 | 0 | 0 | 0
WT | 0 | 0 | 0 | 0 | 0 | 0
IGCC | 0 | 0 | 0 | 0 | 0 | 0
DemandResponse | 0 | 0 | 0 | 0 | 0 | 0
IGCC-CCS | 0 | 0 | 0 | 0 | 0 | 0
WT_off | 0 | 0 | 0 | 0 | 0 | 0
PseudoUnit | 0 | 0 | 0 | 0 | 0 | 0
FixedInterchange | 0 | 0 | 0 | 0 | 0 | 0
Emission Cost by Reporting Type: HQ_IESO
ReportingType | 2015 | 2020 | 2025 | 2030 | 2035 | 2040
BM | 0 | 0 | 0 | 0 | 0 | 0
CC | 0 | 0 | 0 | 0 | 0 | 0
CSP | 0 | 0 | 0 | 0 | 0 | 0
CT | 0 | 0 | 0 | 0 | 0 | 0
Coal | 0 | 0 | 0 | 0 | 0 | 0
Geo | 0 | 0 | 0 | 0 | 0 | 0
H | 0 | 0 | 0 | 0 | 0 | 0
LFG | 0 | 0 | 0 | 0 | 0 | 0
Nuc | 0 | 0 | 0 | 0 | 0 | 0
PS | 0 | 0 | 0 | 0 | 0 | 0
PV | 0 | 0 | 0 | 0 | 0 | 0
PeakG | 0 | 0 | 0 | 0 | 0 | 0
PeakO | 0 | 0 | 0 | 0 | 0 | 0
ST | 0 | 0 | 0 | 0 | 0 | 0
STOG | 0 | 0 | 0 | 0 | 0 | 0
STWD | 0 | 0 | 0 | 0 | 0 | 0
WT | 0 | 0 | 0 | 0 | 0 | 0
IGCC | 0 | 0 | 0 | 0 | 0 | 0
DemandResponse | 0 | 0 | 0 | 0 | 0 | 0
IGCC-CCS | 0 | 0 | 0 | 0 | 0 | 0
WT_off | 0 | 0 | 0 | 0 | 0 | 0
PseudoUnit | 0 | 0 | 0 | 0 | 0 | 0
FixedInterchange | 0 | 0 | 0 | 0 | 0 | 0
Emission Cost by Reporting Type: HQ_NEISO
ReportingType | 2015 | 2020 | 2025 | 2030 | 2035 | 2040
BM | 0 | 0 | 0 | 0 | 0 | 0
CC | 0 | 0 | 0 | 0 | 0 | 0
CSP | 0 | 0 | 0 | 0 | 0 | 0
CT | 0 | 0 | 0 | 0 | 0 | 0
Coal | 0 | 0 | 0 | 0 | 0 | 0
Geo | 0 | 0 | 0 | 0 | 0 | 0
H | 0 | 0 | 0 | 0 | 0 | 0
LFG | 0 | 0 | 0 | 0 | 0 | 0
Nuc | 0 | 0 | 0 | 0 | 0 | 0
PS | 0 | 0 | 0 | 0 | 0 | 0
PV | 0 | 0 | 0 | 0 | 0 | 0
PeakG | 0 | 0 | 0 | 0 | 0 | 0
PeakO | 0 | 0 | 0 | 0 | 0 | 0
ST | 0 | 0 | 0 | 0 | 0 | 0
STOG | 0 | 0 | 0 | 0 | 0 | 0
STWD | 0 | 0 | 0 | 0 | 0 | 0
WT | 0 | 0 | 0 | 0 | 0 | 0
IGCC | 0 | 0 | 0 | 0 | 0 | 0
DemandResponse | 0 | 0 | 0 | 0 | 0 | 0
IGCC-CCS | 0 | 0 | 0 | 0 | 0 | 0
WT_off | 0 | 0 | 0 | 0 | 0 | 0
PseudoUnit | 0 | 0 | 0 | 0 | 0 | 0
FixedInterchange | 0 | 0 | 0 | 0 | 0 | 0
Emission Cost by Reporting Type: HQ_NY
ReportingType | 2015 | 2020 | 2025 | 2030 | 2035 | 2040
BM | 0 | 0 | 0 | 0 | 0 | 0
CC | 0 | 0 | 0 | 0 | 0 | 0
CSP | 0 | 0 | 0 | 0 | 0 | 0
CT | 0 | 0 | 0 | 0 | 0 | 0
Coal | 0 | 0 | 0 | 0 | 0 | 0
Geo | 0 | 0 | 0 | 0 | 0 | 0
H | 0 | 0 | 0 | 0 | 0 | 0
LFG | 0 | 0 | 0 | 0 | 0 | 0
Nuc | 0 | 0 | 0 | 0 | 0 | 0
PS | 0 | 0 | 0 | 0 | 0 | 0
PV | 0 | 0 | 0 | 0 | 0 | 0
PeakG | 0 | 0 | 0 | 0 | 0 | 0
PeakO | 0 | 0 | 0 | 0 | 0 | 0
ST | 0 | 0 | 0 | 0 | 0 | 0
STOG | 0 | 0 | 0 | 0 | 0 | 0
STWD | 0 | 0 | 0 | 0 | 0 | 0
WT | 0 | 0 | 0 | 0 | 0 | 0
IGCC | 0 | 0 | 0 | 0 | 0 | 0
DemandResponse | 0 | 0 | 0 | 0 | 0 | 0
IGCC-CCS | 0 | 0 | 0 | 0 | 0 | 0
WT_off | 0 | 0 | 0 | 0 | 0 | 0
PseudoUnit | 0 | 0 | 0 | 0 | 0 | 0
FixedInterchange | 0 | 0 | 0 | 0 | 0 | 0
Emission Cost by Reporting Type: MARITIMES
ReportingType | 2015 | 2020 | 2025 | 2030 | 2035 | 2040
BM | 0 | 0 | 0 | 0 | 0 | 0
CC | 0 | 0 | 0 | 0 | 0 | 0
CSP | 0 | 0 | 0 | 0 | 0 | 0
CT | 0 | 0 | 0 | 0 | 0 | 0
Coal | 0 | 0 | 0 | 0 | 0 | 0
Geo | 0 | 0 | 0 | 0 | 0 | 0
H | 0 | 0 | 0 | 0 | 0 | 0
LFG | 0 | 0 | 0 | 0 | 0 | 0
Nuc | 0 | 0 | 0 | 0 | 0 | 0
PS | 0 | 0 | 0 | 0 | 0 | 0
PV | 0 | 0 | 0 | 0 | 0 | 0
PeakG | 0 | 0 | 0 | 0 | 0 | 0
PeakO | 0 | 0 | 0 | 0 | 0 | 0
ST | 0 | 0 | 0 | 0 | 0 | 0
STOG | 0 | 0 | 0 | 0 | 0 | 0
STWD | 0 | 0 | 0 | 0 | 0 | 0
WT | 0 | 0 | 0 | 0 | 0 | 0
IGCC | 0 | 0 | 0 | 0 | 0 | 0
DemandResponse | 0 | 0 | 0 | 0 | 0 | 0
IGCC-CCS | 0 | 0 | 0 | 0 | 0 | 0
WT_off | 0 | 0 | 0 | 0 | 0 | 0
PseudoUnit | 0 | 0 | 0 | 0 | 0 | 0
FixedInterchange | 0 | 0 | 0 | 0 | 0 | 0
Emission Cost by Reporting Type: All
ReportingType | 2015 | 2020 | 2025 | 2030 | 2035 | 2040
BM | 0 | 0 | 0 | 0 | 0 | 0
CC | 0 | 0 | 0 | 0 | 0 | 0
CSP | 0 | 0 | 0 | 0 | 0 | 0
CT | 0 | 0 | 0 | 0 | 0 | 0
Coal | 0 | 0 | 0 | 0 | 0 | 0
Geo | 0 | 0 | 0 | 0 | 0 | 0
H | 0 | 0 | 0 | 0 | 0 | 0
LFG | 0 | 0 | 0 | 0 | 0 | 0
Nuc | 0 | 0 | 0 | 0 | 0 | 0
PS | 0 | 0 | 0 | 0 | 0 | 0
PV | 0 | 0 | 0 | 0 | 0 | 0
PeakG | 0 | 0 | 0 | 0 | 0 | 0
PeakO | 0 | 0 | 0 | 0 | 0 | 0
ST | 0 | 0 | 0 | 0 | 0 | 0
STOG | 0 | 0 | 0 | 0 | 0 | 0
STWD | 0 | 0 | 0 | 0 | 0 | 0
WT | 0 | 0 | 0 | 0 | 0 | 0
IGCC | 0 | 0 | 0 | 0 | 0 | 0
DemandResponse | 0 | 0 | 0 | 0 | 0 | 0
IGCC-CCS | 0 | 0 | 0 | 0 | 0 | 0
WT_off | 0 | 0 | 0 | 0 | 0 | 0
PseudoUnit | 0 | 0 | 0 | 0 | 0 | 0
FixedInterchange | 0 | 0 | 0 | 0 | 0 | 0
Emission Cost by Reporting Type: EI_US
ReportingType | 2015 | 2020 | 2025 | 2030 | 2035 | 2040
BM | 0 | 0 | 0 | 0 | 0 | 0
CC | 0 | 0 | 0 | 0 | 0 | 0
CSP | 0 | 0 | 0 | 0 | 0 | 0
CT | 0 | 0 | 0 | 0 | 0 | 0
Coal | 0 | 0 | 0 | 0 | 0 | 0
Geo | 0 | 0 | 0 | 0 | 0 | 0
H | 0 | 0 | 0 | 0 | 0 | 0
LFG | 0 | 0 | 0 | 0 | 0 | 0
Nuc | 0 | 0 | 0 | 0 | 0 | 0
PS | 0 | 0 | 0 | 0 | 0 | 0
PV | 0 | 0 | 0 | 0 | 0 | 0
PeakG | 0 | 0 | 0 | 0 | 0 | 0
PeakO | 0 | 0 | 0 | 0 | 0 | 0
ST | 0 | 0 | 0 | 0 | 0 | 0
STOG | 0 | 0 | 0 | 0 | 0 | 0
STWD | 0 | 0 | 0 | 0 | 0 | 0
WT | 0 | 0 | 0 | 0 | 0 | 0
IGCC | 0 | 0 | 0 | 0 | 0 | 0
DemandResponse | 0 | 0 | 0 | 0 | 0 | 0
IGCC-CCS | 0 | 0 | 0 | 0 | 0 | 0
WT_off | 0 | 0 | 0 | 0 | 0 | 0
PseudoUnit | 0 | 0 | 0 | 0 | 0 | 0
FixedInterchange | 0 | 0 | 0 | 0 | 0 | 0
Emission Cost by Reporting Type: EI_Canada
ReportingType | 2015 | 2020 | 2025 | 2030 | 2035 | 2040
BM | 0 | 0 | 0 | 0 | 0 | 0
CC | 0 | 0 | 0 | 0 | 0 | 0
CSP | 0 | 0 | 0 | 0 | 0 | 0
CT | 0 | 0 | 0 | 0 | 0 | 0
Coal | 0 | 0 | 0 | 0 | 0 | 0
Geo | 0 | 0 | 0 | 0 | 0 | 0
H | 0 | 0 | 0 | 0 | 0 | 0
LFG | 0 | 0 | 0 | 0 | 0 | 0
Nuc | 0 | 0 | 0 | 0 | 0 | 0
PS | 0 | 0 | 0 | 0 | 0 | 0
PV | 0 | 0 | 0 | 0 | 0 | 0
PeakG | 0 | 0 | 0 | 0 | 0 | 0
PeakO | 0 | 0 | 0 | 0 | 0 | 0
ST | 0 | 0 | 0 | 0 | 0 | 0
STOG | 0 | 0 | 0 | 0 | 0 | 0
STWD | 0 | 0 | 0 | 0 | 0 | 0
WT | 0 | 0 | 0 | 0 | 0 | 0
IGCC | 0 | 0 | 0 | 0 | 0 | 0
DemandResponse | 0 | 0 | 0 | 0 | 0 | 0
IGCC-CCS | 0 | 0 | 0 | 0 | 0 | 0
WT_off | 0 | 0 | 0 | 0 | 0 | 0
PseudoUnit | 0 | 0 | 0 | 0 | 0 | 0
FixedInterchange | 0 | 0 | 0 | 0 | 0 | 0
Emission Cost by Reporting Type: EI
ReportingType | 2015 | 2020 | 2025 | 2030 | 2035 | 2040
BM | 0 | 0 | 0 | 0 | 0 | 0
CC | 0 | 0 | 0 | 0 | 0 | 0
CSP | 0 | 0 | 0 | 0 | 0 | 0
CT | 0 | 0 | 0 | 0 | 0 | 0
Coal | 0 | 0 | 0 | 0 | 0 | 0
Geo | 0 | 0 | 0 | 0 | 0 | 0
H | 0 | 0 | 0 | 0 | 0 | 0
LFG | 0 | 0 | 0 | 0 | 0 | 0
Nuc | 0 | 0 | 0 | 0 | 0 | 0
PS | 0 | 0 | 0 | 0 | 0 | 0
PV | 0 | 0 | 0 | 0 | 0 | 0
PeakG | 0 | 0 | 0 | 0 | 0 | 0
PeakO | 0 | 0 | 0 | 0 | 0 | 0
ST | 0 | 0 | 0 | 0 | 0 | 0
STOG | 0 | 0 | 0 | 0 | 0 | 0
STWD | 0 | 0 | 0 | 0 | 0 | 0
WT | 0 | 0 | 0 | 0 | 0 | 0
IGCC | 0 | 0 | 0 | 0 | 0 | 0
DemandResponse | 0 | 0 | 0 | 0 | 0 | 0
IGCC-CCS | 0 | 0 | 0 | 0 | 0 | 0
WT_off | 0 | 0 | 0 | 0 | 0 | 0
PseudoUnit | 0 | 0 | 0 | 0 | 0 | 0
FixedInterchange | 0 | 0 | 0 | 0 | 0 | 0
Emission Cost by Reporting Type: Outside_EI
ReportingType | 2015 | 2020 | 2025 | 2030 | 2035 | 2040
BM | 0 | 0 | 0 | 0 | 0 | 0
CC | 0 | 0 | 0 | 0 | 0 | 0
CSP | 0 | 0 | 0 | 0 | 0 | 0
CT | 0 | 0 | 0 | 0 | 0 | 0
Coal | 0 | 0 | 0 | 0 | 0 | 0
Geo | 0 | 0 | 0 | 0 | 0 | 0
H | 0 | 0 | 0 | 0 | 0 | 0
LFG | 0 | 0 | 0 | 0 | 0 | 0
Nuc | 0 | 0 | 0 | 0 | 0 | 0
PS | 0 | 0 | 0 | 0 | 0 | 0
PV | 0 | 0 | 0 | 0 | 0 | 0
PeakG | 0 | 0 | 0 | 0 | 0 | 0
PeakO | 0 | 0 | 0 | 0 | 0 | 0
ST | 0 | 0 | 0 | 0 | 0 | 0
STOG | 0 | 0 | 0 | 0 | 0 | 0
STWD | 0 | 0 | 0 | 0 | 0 | 0
WT | 0 | 0 | 0 | 0 | 0 | 0
IGCC | 0 | 0 | 0 | 0 | 0 | 0
DemandResponse | 0 | 0 | 0 | 0 | 0 | 0
IGCC-CCS | 0 | 0 | 0 | 0 | 0 | 0
WT_off | 0 | 0 | 0 | 0 | 0 | 0
PseudoUnit | 0 | 0 | 0 | 0 | 0 | 0
FixedInterchange | 0 | 0 | 0 | 0 | 0 | 0
==== Emission Program: CAMR : (Hg) ====
Emission Cost by Reporting Type: Entergy
ReportingType | 2015 | 2020 | 2025 | 2030 | 2035 | 2040
BM | 0 | 0 | 0 | 0 | 0 | 0
CC | 0 | 0 | 0 | 0 | 0 | 0
CSP | 0 | 0 | 0 | 0 | 0 | 0
CT | 0 | 0 | 0 | 0 | 0 | 0
Coal | 0 | 0 | 0 | 0 | 0 | 0
Geo | 0 | 0 | 0 | 0 | 0 | 0
H | 0 | 0 | 0 | 0 | 0 | 0
LFG | 0 | 0 | 0 | 0 | 0 | 0
Nuc | 0 | 0 | 0 | 0 | 0 | 0
PS | 0 | 0 | 0 | 0 | 0 | 0
PV | 0 | 0 | 0 | 0 | 0 | 0
PeakG | 0 | 0 | 0 | 0 | 0 | 0
PeakO | 0 | 0 | 0 | 0 | 0 | 0
ST | 0 | 0 | 0 | 0 | 0 | 0
STOG | 0 | 0 | 0 | 0 | 0 | 0
STWD | 0 | 0 | 0 | 0 | 0 | 0
WT | 0 | 0 | 0 | 0 | 0 | 0
IGCC | 0 | 0 | 0 | 0 | 0 | 0
DemandResponse | 0 | 0 | 0 | 0 | 0 | 0
IGCC-CCS | 0 | 0 | 0 | 0 | 0 | 0
WT_off | 0 | 0 | 0 | 0 | 0 | 0
PseudoUnit | 0 | 0 | 0 | 0 | 0 | 0
FixedInterchange | 0 | 0 | 0 | 0 | 0 | 0
Emission Cost by Reporting Type: FRCC
ReportingType | 2015 | 2020 | 2025 | 2030 | 2035 | 2040
BM | 0 | 0 | 0 | 0 | 0 | 0
CC | 0 | 0 | 0 | 0 | 0 | 0
CSP | 0 | 0 | 0 | 0 | 0 | 0
CT | 0 | 0 | 0 | 0 | 0 | 0
Coal | 0 | 0 | 0 | 0 | 0 | 0
Geo | 0 | 0 | 0 | 0 | 0 | 0
H | 0 | 0 | 0 | 0 | 0 | 0
LFG | 0 | 0 | 0 | 0 | 0 | 0
Nuc | 0 | 0 | 0 | 0 | 0 | 0
PS | 0 | 0 | 0 | 0 | 0 | 0
PV | 0 | 0 | 0 | 0 | 0 | 0
PeakG | 0 | 0 | 0 | 0 | 0 | 0
PeakO | 0 | 0 | 0 | 0 | 0 | 0
ST | 0 | 0 | 0 | 0 | 0 | 0
STOG | 0 | 0 | 0 | 0 | 0 | 0
STWD | 0 | 0 | 0 | 0 | 0 | 0
WT | 0 | 0 | 0 | 0 | 0 | 0
IGCC | 0 | 0 | 0 | 0 | 0 | 0
DemandResponse | 0 | 0 | 0 | 0 | 0 | 0
IGCC-CCS | 0 | 0 | 0 | 0 | 0 | 0
WT_off | 0 | 0 | 0 | 0 | 0 | 0
PseudoUnit | 0 | 0 | 0 | 0 | 0 | 0
FixedInterchange | 0 | 0 | 0 | 0 | 0 | 0
Emission Cost by Reporting Type: MAPP_US
ReportingType | 2015 | 2020 | 2025 | 2030 | 2035 | 2040
BM | 0 | 0 | 0 | 0 | 0 | 0
CC | 0 | 0 | 0 | 0 | 0 | 0
CSP | 0 | 0 | 0 | 0 | 0 | 0
CT | 0 | 0 | 0 | 0 | 0 | 0
Coal | 0 | 0 | 0 | 0 | 0 | 0
Geo | 0 | 0 | 0 | 0 | 0 | 0
H | 0 | 0 | 0 | 0 | 0 | 0
LFG | 0 | 0 | 0 | 0 | 0 | 0
Nuc | 0 | 0 | 0 | 0 | 0 | 0
PS | 0 | 0 | 0 | 0 | 0 | 0
PV | 0 | 0 | 0 | 0 | 0 | 0
PeakG | 0 | 0 | 0 | 0 | 0 | 0
PeakO | 0 | 0 | 0 | 0 | 0 | 0
ST | 0 | 0 | 0 | 0 | 0 | 0
STOG | 0 | 0 | 0 | 0 | 0 | 0
STWD | 0 | 0 | 0 | 0 | 0 | 0
WT | 0 | 0 | 0 | 0 | 0 | 0
IGCC | 0 | 0 | 0 | 0 | 0 | 0
DemandResponse | 0 | 0 | 0 | 0 | 0 | 0
IGCC-CCS | 0 | 0 | 0 | 0 | 0 | 0
WT_off | 0 | 0 | 0 | 0 | 0 | 0
PseudoUnit | 0 | 0 | 0 | 0 | 0 | 0
FixedInterchange | 0 | 0 | 0 | 0 | 0 | 0
Emission Cost by Reporting Type: MISO_IN
ReportingType | 2015 | 2020 | 2025 | 2030 | 2035 | 2040
BM | 0 | 0 | 0 | 0 | 0 | 0
CC | 0 | 0 | 0 | 0 | 0 | 0
CSP | 0 | 0 | 0 | 0 | 0 | 0
CT | 0 | 0 | 0 | 0 | 0 | 0
Coal | 0 | 0 | 0 | 0 | 0 | 0
Geo | 0 | 0 | 0 | 0 | 0 | 0
H | 0 | 0 | 0 | 0 | 0 | 0
LFG | 0 | 0 | 0 | 0 | 0 | 0
Nuc | 0 | 0 | 0 | 0 | 0 | 0
PS | 0 | 0 | 0 | 0 | 0 | 0
PV | 0 | 0 | 0 | 0 | 0 | 0
PeakG | 0 | 0 | 0 | 0 | 0 | 0
PeakO | 0 | 0 | 0 | 0 | 0 | 0
ST | 0 | 0 | 0 | 0 | 0 | 0
STOG | 0 | 0 | 0 | 0 | 0 | 0
STWD | 0 | 0 | 0 | 0 | 0 | 0
WT | 0 | 0 | 0 | 0 | 0 | 0
IGCC | 0 | 0 | 0 | 0 | 0 | 0
DemandResponse | 0 | 0 | 0 | 0 | 0 | 0
IGCC-CCS | 0 | 0 | 0 | 0 | 0 | 0
WT_off | 0 | 0 | 0 | 0 | 0 | 0
PseudoUnit | 0 | 0 | 0 | 0 | 0 | 0
FixedInterchange | 0 | 0 | 0 | 0 | 0 | 0
Emission Cost by Reporting Type: MISO_MI
ReportingType | 2015 | 2020 | 2025 | 2030 | 2035 | 2040
BM | 0 | 0 | 0 | 0 | 0 | 0
CC | 0 | 0 | 0 | 0 | 0 | 0
CSP | 0 | 0 | 0 | 0 | 0 | 0
CT | 0 | 0 | 0 | 0 | 0 | 0
Coal | 0 | 0 | 0 | 0 | 0 | 0
Geo | 0 | 0 | 0 | 0 | 0 | 0
H | 0 | 0 | 0 | 0 | 0 | 0
LFG | 0 | 0 | 0 | 0 | 0 | 0
Nuc | 0 | 0 | 0 | 0 | 0 | 0
PS | 0 | 0 | 0 | 0 | 0 | 0
PV | 0 | 0 | 0 | 0 | 0 | 0
PeakG | 0 | 0 | 0 | 0 | 0 | 0
PeakO | 0 | 0 | 0 | 0 | 0 | 0
ST | 0 | 0 | 0 | 0 | 0 | 0
STOG | 0 | 0 | 0 | 0 | 0 | 0
STWD | 0 | 0 | 0 | 0 | 0 | 0
WT | 0 | 0 | 0 | 0 | 0 | 0
IGCC | 0 | 0 | 0 | 0 | 0 | 0
DemandResponse | 0 | 0 | 0 | 0 | 0 | 0
IGCC-CCS | 0 | 0 | 0 | 0 | 0 | 0
WT_off | 0 | 0 | 0 | 0 | 0 | 0
PseudoUnit | 0 | 0 | 0 | 0 | 0 | 0
FixedInterchange | 0 | 0 | 0 | 0 | 0 | 0
Emission Cost by Reporting Type: MISO_MO-IL
ReportingType | 2015 | 2020 | 2025 | 2030 | 2035 | 2040
BM | 0 | 0 | 0 | 0 | 0 | 0
CC | 0 | 0 | 0 | 0 | 0 | 0
CSP | 0 | 0 | 0 | 0 | 0 | 0
CT | 0 | 0 | 0 | 0 | 0 | 0
Coal | 0 | 0 | 0 | 0 | 0 | 0
Geo | 0 | 0 | 0 | 0 | 0 | 0
H | 0 | 0 | 0 | 0 | 0 | 0
LFG | 0 | 0 | 0 | 0 | 0 | 0
Nuc | 0 | 0 | 0 | 0 | 0 | 0
PS | 0 | 0 | 0 | 0 | 0 | 0
PV | 0 | 0 | 0 | 0 | 0 | 0
PeakG | 0 | 0 | 0 | 0 | 0 | 0
PeakO | 0 | 0 | 0 | 0 | 0 | 0
ST | 0 | 0 | 0 | 0 | 0 | 0
STOG | 0 | 0 | 0 | 0 | 0 | 0
STWD | 0 | 0 | 0 | 0 | 0 | 0
WT | 0 | 0 | 0 | 0 | 0 | 0
IGCC | 0 | 0 | 0 | 0 | 0 | 0
DemandResponse | 0 | 0 | 0 | 0 | 0 | 0
IGCC-CCS | 0 | 0 | 0 | 0 | 0 | 0
WT_off | 0 | 0 | 0 | 0 | 0 | 0
PseudoUnit | 0 | 0 | 0 | 0 | 0 | 0
FixedInterchange | 0 | 0 | 0 | 0 | 0 | 0
Emission Cost by Reporting Type: MISO_W
ReportingType | 2015 | 2020 | 2025 | 2030 | 2035 | 2040
BM | 0 | 0 | 0 | 0 | 0 | 0
CC | 0 | 0 | 0 | 0 | 0 | 0
CSP | 0 | 0 | 0 | 0 | 0 | 0
CT | 0 | 0 | 0 | 0 | 0 | 0
Coal | 0 | 0 | 0 | 0 | 0 | 0
Geo | 0 | 0 | 0 | 0 | 0 | 0
H | 0 | 0 | 0 | 0 | 0 | 0
LFG | 0 | 0 | 0 | 0 | 0 | 0
Nuc | 0 | 0 | 0 | 0 | 0 | 0
PS | 0 | 0 | 0 | 0 | 0 | 0
PV | 0 | 0 | 0 | 0 | 0 | 0
PeakG | 0 | 0 | 0 | 0 | 0 | 0
PeakO | 0 | 0 | 0 | 0 | 0 | 0
ST | 0 | 0 | 0 | 0 | 0 | 0
STOG | 0 | 0 | 0 | 0 | 0 | 0
STWD | 0 | 0 | 0 | 0 | 0 | 0
WT | 0 | 0 | 0 | 0 | 0 | 0
IGCC | 0 | 0 | 0 | 0 | 0 | 0
DemandResponse | 0 | 0 | 0 | 0 | 0 | 0
IGCC-CCS | 0 | 0 | 0 | 0 | 0 | 0
WT_off | 0 | 0 | 0 | 0 | 0 | 0
PseudoUnit | 0 | 0 | 0 | 0 | 0 | 0
FixedInterchange | 0 | 0 | 0 | 0 | 0 | 0
Emission Cost by Reporting Type: MISO_WUMS
ReportingType | 2015 | 2020 | 2025 | 2030 | 2035 | 2040
BM | 0 | 0 | 0 | 0 | 0 | 0
CC | 0 | 0 | 0 | 0 | 0 | 0
CSP | 0 | 0 | 0 | 0 | 0 | 0
CT | 0 | 0 | 0 | 0 | 0 | 0
Coal | 0 | 0 | 0 | 0 | 0 | 0
Geo | 0 | 0 | 0 | 0 | 0 | 0
H | 0 | 0 | 0 | 0 | 0 | 0
LFG | 0 | 0 | 0 | 0 | 0 | 0
Nuc | 0 | 0 | 0 | 0 | 0 | 0
PS | 0 | 0 | 0 | 0 | 0 | 0
PV | 0 | 0 | 0 | 0 | 0 | 0
PeakG | 0 | 0 | 0 | 0 | 0 | 0
PeakO | 0 | 0 | 0 | 0 | 0 | 0
ST | 0 | 0 | 0 | 0 | 0 | 0
STOG | 0 | 0 | 0 | 0 | 0 | 0
STWD | 0 | 0 | 0 | 0 | 0 | 0
WT | 0 | 0 | 0 | 0 | 0 | 0
IGCC | 0 | 0 | 0 | 0 | 0 | 0
DemandResponse | 0 | 0 | 0 | 0 | 0 | 0
IGCC-CCS | 0 | 0 | 0 | 0 | 0 | 0
WT_off | 0 | 0 | 0 | 0 | 0 | 0
PseudoUnit | 0 | 0 | 0 | 0 | 0 | 0
FixedInterchange | 0 | 0 | 0 | 0 | 0 | 0
Emission Cost by Reporting Type: Nebraska
ReportingType | 2015 | 2020 | 2025 | 2030 | 2035 | 2040
BM | 0 | 0 | 0 | 0 | 0 | 0
CC | 0 | 0 | 0 | 0 | 0 | 0
CSP | 0 | 0 | 0 | 0 | 0 | 0
CT | 0 | 0 | 0 | 0 | 0 | 0
Coal | 0 | 0 | 0 | 0 | 0 | 0
Geo | 0 | 0 | 0 | 0 | 0 | 0
H | 0 | 0 | 0 | 0 | 0 | 0
LFG | 0 | 0 | 0 | 0 | 0 | 0
Nuc | 0 | 0 | 0 | 0 | 0 | 0
PS | 0 | 0 | 0 | 0 | 0 | 0
PV | 0 | 0 | 0 | 0 | 0 | 0
PeakG | 0 | 0 | 0 | 0 | 0 | 0
PeakO | 0 | 0 | 0 | 0 | 0 | 0
ST | 0 | 0 | 0 | 0 | 0 | 0
STOG | 0 | 0 | 0 | 0 | 0 | 0
STWD | 0 | 0 | 0 | 0 | 0 | 0
WT | 0 | 0 | 0 | 0 | 0 | 0
IGCC | 0 | 0 | 0 | 0 | 0 | 0
DemandResponse | 0 | 0 | 0 | 0 | 0 | 0
IGCC-CCS | 0 | 0 | 0 | 0 | 0 | 0
WT_off | 0 | 0 | 0 | 0 | 0 | 0
PseudoUnit | 0 | 0 | 0 | 0 | 0 | 0
FixedInterchange | 0 | 0 | 0 | 0 | 0 | 0
Emission Cost by Reporting Type: NEISO
ReportingType | 2015 | 2020 | 2025 | 2030 | 2035 | 2040
BM | 0 | 0 | 0 | 0 | 0 | 0
CC | 0 | 0 | 0 | 0 | 0 | 0
CSP | 0 | 0 | 0 | 0 | 0 | 0
CT | 0 | 0 | 0 | 0 | 0 | 0
Coal | 0 | 0 | 0 | 0 | 0 | 0
Geo | 0 | 0 | 0 | 0 | 0 | 0
H | 0 | 0 | 0 | 0 | 0 | 0
LFG | 0 | 0 | 0 | 0 | 0 | 0
Nuc | 0 | 0 | 0 | 0 | 0 | 0
PS | 0 | 0 | 0 | 0 | 0 | 0
PV | 0 | 0 | 0 | 0 | 0 | 0
PeakG | 0 | 0 | 0 | 0 | 0 | 0
PeakO | 0 | 0 | 0 | 0 | 0 | 0
ST | 0 | 0 | 0 | 0 | 0 | 0
STOG | 0 | 0 | 0 | 0 | 0 | 0
STWD | 0 | 0 | 0 | 0 | 0 | 0
WT | 0 | 0 | 0 | 0 | 0 | 0
IGCC | 0 | 0 | 0 | 0 | 0 | 0
DemandResponse | 0 | 0 | 0 | 0 | 0 | 0
IGCC-CCS | 0 | 0 | 0 | 0 | 0 | 0
WT_off | 0 | 0 | 0 | 0 | 0 | 0
PseudoUnit | 0 | 0 | 0 | 0 | 0 | 0
FixedInterchange | 0 | 0 | 0 | 0 | 0 | 0
Emission Cost by Reporting Type: NonRTO_Midwest
ReportingType | 2015 | 2020 | 2025 | 2030 | 2035 | 2040
BM | 0 | 0 | 0 | 0 | 0 | 0
CC | 0 | 0 | 0 | 0 | 0 | 0
CSP | 0 | 0 | 0 | 0 | 0 | 0
CT | 0 | 0 | 0 | 0 | 0 | 0
Coal | 0 | 0 | 0 | 0 | 0 | 0
Geo | 0 | 0 | 0 | 0 | 0 | 0
H | 0 | 0 | 0 | 0 | 0 | 0
LFG | 0 | 0 | 0 | 0 | 0 | 0
Nuc | 0 | 0 | 0 | 0 | 0 | 0
PS | 0 | 0 | 0 | 0 | 0 | 0
PV | 0 | 0 | 0 | 0 | 0 | 0
PeakG | 0 | 0 | 0 | 0 | 0 | 0
PeakO | 0 | 0 | 0 | 0 | 0 | 0
ST | 0 | 0 | 0 | 0 | 0 | 0
STOG | 0 | 0 | 0 | 0 | 0 | 0
STWD | 0 | 0 | 0 | 0 | 0 | 0
WT | 0 | 0 | 0 | 0 | 0 | 0
IGCC | 0 | 0 | 0 | 0 | 0 | 0
DemandResponse | 0 | 0 | 0 | 0 | 0 | 0
IGCC-CCS | 0 | 0 | 0 | 0 | 0 | 0
WT_off | 0 | 0 | 0 | 0 | 0 | 0
PseudoUnit | 0 | 0 | 0 | 0 | 0 | 0
FixedInterchange | 0 | 0 | 0 | 0 | 0 | 0
Emission Cost by Reporting Type: NYISO_A-F
ReportingType | 2015 | 2020 | 2025 | 2030 | 2035 | 2040
BM | 0 | 0 | 0 | 0 | 0 | 0
CC | 0 | 0 | 0 | 0 | 0 | 0
CSP | 0 | 0 | 0 | 0 | 0 | 0
CT | 0 | 0 | 0 | 0 | 0 | 0
Coal | 0 | 0 | 0 | 0 | 0 | 0
Geo | 0 | 0 | 0 | 0 | 0 | 0
H | 0 | 0 | 0 | 0 | 0 | 0
LFG | 0 | 0 | 0 | 0 | 0 | 0
Nuc | 0 | 0 | 0 | 0 | 0 | 0
PS | 0 | 0 | 0 | 0 | 0 | 0
PV | 0 | 0 | 0 | 0 | 0 | 0
PeakG | 0 | 0 | 0 | 0 | 0 | 0
PeakO | 0 | 0 | 0 | 0 | 0 | 0
ST | 0 | 0 | 0 | 0 | 0 | 0
STOG | 0 | 0 | 0 | 0 | 0 | 0
STWD | 0 | 0 | 0 | 0 | 0 | 0
WT | 0 | 0 | 0 | 0 | 0 | 0
IGCC | 0 | 0 | 0 | 0 | 0 | 0
DemandResponse | 0 | 0 | 0 | 0 | 0 | 0
IGCC-CCS | 0 | 0 | 0 | 0 | 0 | 0
WT_off | 0 | 0 | 0 | 0 | 0 | 0
PseudoUnit | 0 | 0 | 0 | 0 | 0 | 0
FixedInterchange | 0 | 0 | 0 | 0 | 0 | 0
Emission Cost by Reporting Type: NYISO_G-I
ReportingType | 2015 | 2020 | 2025 | 2030 | 2035 | 2040
BM | 0 | 0 | 0 | 0 | 0 | 0
CC | 0 | 0 | 0 | 0 | 0 | 0
CSP | 0 | 0 | 0 | 0 | 0 | 0
CT | 0 | 0 | 0 | 0 | 0 | 0
Coal | 0 | 0 | 0 | 0 | 0 | 0
Geo | 0 | 0 | 0 | 0 | 0 | 0
H | 0 | 0 | 0 | 0 | 0 | 0
LFG | 0 | 0 | 0 | 0 | 0 | 0
Nuc | 0 | 0 | 0 | 0 | 0 | 0
PS | 0 | 0 | 0 | 0 | 0 | 0
PV | 0 | 0 | 0 | 0 | 0 | 0
PeakG | 0 | 0 | 0 | 0 | 0 | 0
PeakO | 0 | 0 | 0 | 0 | 0 | 0
ST | 0 | 0 | 0 | 0 | 0 | 0
STOG | 0 | 0 | 0 | 0 | 0 | 0
STWD | 0 | 0 | 0 | 0 | 0 | 0
WT | 0 | 0 | 0 | 0 | 0 | 0
IGCC | 0 | 0 | 0 | 0 | 0 | 0
DemandResponse | 0 | 0 | 0 | 0 | 0 | 0
IGCC-CCS | 0 | 0 | 0 | 0 | 0 | 0
WT_off | 0 | 0 | 0 | 0 | 0 | 0
PseudoUnit | 0 | 0 | 0 | 0 | 0 | 0
FixedInterchange | 0 | 0 | 0 | 0 | 0 | 0
Emission Cost by Reporting Type: NYISO_J-K
ReportingType | 2015 | 2020 | 2025 | 2030 | 2035 | 2040
BM | 0 | 0 | 0 | 0 | 0 | 0
CC | 0 | 0 | 0 | 0 | 0 | 0
CSP | 0 | 0 | 0 | 0 | 0 | 0
CT | 0 | 0 | 0 | 0 | 0 | 0
Coal | 0 | 0 | 0 | 0 | 0 | 0
Geo | 0 | 0 | 0 | 0 | 0 | 0
H | 0 | 0 | 0 | 0 | 0 | 0
LFG | 0 | 0 | 0 | 0 | 0 | 0
Nuc | 0 | 0 | 0 | 0 | 0 | 0
PS | 0 | 0 | 0 | 0 | 0 | 0
PV | 0 | 0 | 0 | 0 | 0 | 0
PeakG | 0 | 0 | 0 | 0 | 0 | 0
PeakO | 0 | 0 | 0 | 0 | 0 | 0
ST | 0 | 0 | 0 | 0 | 0 | 0
STOG | 0 | 0 | 0 | 0 | 0 | 0
STWD | 0 | 0 | 0 | 0 | 0 | 0
WT | 0 | 0 | 0 | 0 | 0 | 0
IGCC | 0 | 0 | 0 | 0 | 0 | 0
DemandResponse | 0 | 0 | 0 | 0 | 0 | 0
IGCC-CCS | 0 | 0 | 0 | 0 | 0 | 0
WT_off | 0 | 0 | 0 | 0 | 0 | 0
PseudoUnit | 0 | 0 | 0 | 0 | 0 | 0
FixedInterchange | 0 | 0 | 0 | 0 | 0 | 0
Emission Cost by Reporting Type: PJM_E
ReportingType | 2015 | 2020 | 2025 | 2030 | 2035 | 2040
BM | 0 | 0 | 0 | 0 | 0 | 0
CC | 0 | 0 | 0 | 0 | 0 | 0
CSP | 0 | 0 | 0 | 0 | 0 | 0
CT | 0 | 0 | 0 | 0 | 0 | 0
Coal | 0 | 0 | 0 | 0 | 0 | 0
Geo | 0 | 0 | 0 | 0 | 0 | 0
H | 0 | 0 | 0 | 0 | 0 | 0
LFG | 0 | 0 | 0 | 0 | 0 | 0
Nuc | 0 | 0 | 0 | 0 | 0 | 0
PS | 0 | 0 | 0 | 0 | 0 | 0
PV | 0 | 0 | 0 | 0 | 0 | 0
PeakG | 0 | 0 | 0 | 0 | 0 | 0
PeakO | 0 | 0 | 0 | 0 | 0 | 0
ST | 0 | 0 | 0 | 0 | 0 | 0
STOG | 0 | 0 | 0 | 0 | 0 | 0
STWD | 0 | 0 | 0 | 0 | 0 | 0
WT | 0 | 0 | 0 | 0 | 0 | 0
IGCC | 0 | 0 | 0 | 0 | 0 | 0
DemandResponse | 0 | 0 | 0 | 0 | 0 | 0
IGCC-CCS | 0 | 0 | 0 | 0 | 0 | 0
WT_off | 0 | 0 | 0 | 0 | 0 | 0
PseudoUnit | 0 | 0 | 0 | 0 | 0 | 0
FixedInterchange | 0 | 0 | 0 | 0 | 0 | 0
Emission Cost by Reporting Type: PJM_ROM
ReportingType | 2015 | 2020 | 2025 | 2030 | 2035 | 2040
BM | 0 | 0 | 0 | 0 | 0 | 0
CC | 0 | 0 | 0 | 0 | 0 | 0
CSP | 0 | 0 | 0 | 0 | 0 | 0
CT | 0 | 0 | 0 | 0 | 0 | 0
Coal | 0 | 0 | 0 | 0 | 0 | 0
Geo | 0 | 0 | 0 | 0 | 0 | 0
H | 0 | 0 | 0 | 0 | 0 | 0
LFG | 0 | 0 | 0 | 0 | 0 | 0
Nuc | 0 | 0 | 0 | 0 | 0 | 0
PS | 0 | 0 | 0 | 0 | 0 | 0
PV | 0 | 0 | 0 | 0 | 0 | 0
PeakG | 0 | 0 | 0 | 0 | 0 | 0
PeakO | 0 | 0 | 0 | 0 | 0 | 0
ST | 0 | 0 | 0 | 0 | 0 | 0
STOG | 0 | 0 | 0 | 0 | 0 | 0
STWD | 0 | 0 | 0 | 0 | 0 | 0
WT | 0 | 0 | 0 | 0 | 0 | 0
IGCC | 0 | 0 | 0 | 0 | 0 | 0
DemandResponse | 0 | 0 | 0 | 0 | 0 | 0
IGCC-CCS | 0 | 0 | 0 | 0 | 0 | 0
WT_off | 0 | 0 | 0 | 0 | 0 | 0
PseudoUnit | 0 | 0 | 0 | 0 | 0 | 0
FixedInterchange | 0 | 0 | 0 | 0 | 0 | 0
Emission Cost by Reporting Type: PJM_ROR
ReportingType | 2015 | 2020 | 2025 | 2030 | 2035 | 2040
BM | 0 | 0 | 0 | 0 | 0 | 0
CC | 0 | 0 | 0 | 0 | 0 | 0
CSP | 0 | 0 | 0 | 0 | 0 | 0
CT | 0 | 0 | 0 | 0 | 0 | 0
Coal | 0 | 0 | 0 | 0 | 0 | 0
Geo | 0 | 0 | 0 | 0 | 0 | 0
H | 0 | 0 | 0 | 0 | 0 | 0
LFG | 0 | 0 | 0 | 0 | 0 | 0
Nuc | 0 | 0 | 0 | 0 | 0 | 0
PS | 0 | 0 | 0 | 0 | 0 | 0
PV | 0 | 0 | 0 | 0 | 0 | 0
PeakG | 0 | 0 | 0 | 0 | 0 | 0
PeakO | 0 | 0 | 0 | 0 | 0 | 0
ST | 0 | 0 | 0 | 0 | 0 | 0
STOG | 0 | 0 | 0 | 0 | 0 | 0
STWD | 0 | 0 | 0 | 0 | 0 | 0
WT | 0 | 0 | 0 | 0 | 0 | 0
IGCC | 0 | 0 | 0 | 0 | 0 | 0
DemandResponse | 0 | 0 | 0 | 0 | 0 | 0
IGCC-CCS | 0 | 0 | 0 | 0 | 0 | 0
WT_off | 0 | 0 | 0 | 0 | 0 | 0
PseudoUnit | 0 | 0 | 0 | 0 | 0 | 0
FixedInterchange | 0 | 0 | 0 | 0 | 0 | 0
Emission Cost by Reporting Type: SOCO
ReportingType | 2015 | 2020 | 2025 | 2030 | 2035 | 2040
BM | 0 | 0 | 0 | 0 | 0 | 0
CC | 0 | 0 | 0 | 0 | 0 | 0
CSP | 0 | 0 | 0 | 0 | 0 | 0
CT | 0 | 0 | 0 | 0 | 0 | 0
Coal | 0 | 0 | 0 | 0 | 0 | 0
Geo | 0 | 0 | 0 | 0 | 0 | 0
H | 0 | 0 | 0 | 0 | 0 | 0
LFG | 0 | 0 | 0 | 0 | 0 | 0
Nuc | 0 | 0 | 0 | 0 | 0 | 0
PS | 0 | 0 | 0 | 0 | 0 | 0
PV | 0 | 0 | 0 | 0 | 0 | 0
PeakG | 0 | 0 | 0 | 0 | 0 | 0
PeakO | 0 | 0 | 0 | 0 | 0 | 0
ST | 0 | 0 | 0 | 0 | 0 | 0
STOG | 0 | 0 | 0 | 0 | 0 | 0
STWD | 0 | 0 | 0 | 0 | 0 | 0
WT | 0 | 0 | 0 | 0 | 0 | 0
IGCC | 0 | 0 | 0 | 0 | 0 | 0
DemandResponse | 0 | 0 | 0 | 0 | 0 | 0
IGCC-CCS | 0 | 0 | 0 | 0 | 0 | 0
WT_off | 0 | 0 | 0 | 0 | 0 | 0
PseudoUnit | 0 | 0 | 0 | 0 | 0 | 0
FixedInterchange | 0 | 0 | 0 | 0 | 0 | 0
Emission Cost by Reporting Type: SPP_N
ReportingType | 2015 | 2020 | 2025 | 2030 | 2035 | 2040
BM | 0 | 0 | 0 | 0 | 0 | 0
CC | 0 | 0 | 0 | 0 | 0 | 0
CSP | 0 | 0 | 0 | 0 | 0 | 0
CT | 0 | 0 | 0 | 0 | 0 | 0
Coal | 0 | 0 | 0 | 0 | 0 | 0
Geo | 0 | 0 | 0 | 0 | 0 | 0
H | 0 | 0 | 0 | 0 | 0 | 0
LFG | 0 | 0 | 0 | 0 | 0 | 0
Nuc | 0 | 0 | 0 | 0 | 0 | 0
PS | 0 | 0 | 0 | 0 | 0 | 0
PV | 0 | 0 | 0 | 0 | 0 | 0
PeakG | 0 | 0 | 0 | 0 | 0 | 0
PeakO | 0 | 0 | 0 | 0 | 0 | 0
ST | 0 | 0 | 0 | 0 | 0 | 0
STOG | 0 | 0 | 0 | 0 | 0 | 0
STWD | 0 | 0 | 0 | 0 | 0 | 0
WT | 0 | 0 | 0 | 0 | 0 | 0
IGCC | 0 | 0 | 0 | 0 | 0 | 0
DemandResponse | 0 | 0 | 0 | 0 | 0 | 0
IGCC-CCS | 0 | 0 | 0 | 0 | 0 | 0
WT_off | 0 | 0 | 0 | 0 | 0 | 0
PseudoUnit | 0 | 0 | 0 | 0 | 0 | 0
FixedInterchange | 0 | 0 | 0 | 0 | 0 | 0
Emission Cost by Reporting Type: SPP_S
ReportingType | 2015 | 2020 | 2025 | 2030 | 2035 | 2040
BM | 0 | 0 | 0 | 0 | 0 | 0
CC | 0 | 0 | 0 | 0 | 0 | 0
CSP | 0 | 0 | 0 | 0 | 0 | 0
CT | 0 | 0 | 0 | 0 | 0 | 0
Coal | 0 | 0 | 0 | 0 | 0 | 0
Geo | 0 | 0 | 0 | 0 | 0 | 0
H | 0 | 0 | 0 | 0 | 0 | 0
LFG | 0 | 0 | 0 | 0 | 0 | 0
Nuc | 0 | 0 | 0 | 0 | 0 | 0
PS | 0 | 0 | 0 | 0 | 0 | 0
PV | 0 | 0 | 0 | 0 | 0 | 0
PeakG | 0 | 0 | 0 | 0 | 0 | 0
PeakO | 0 | 0 | 0 | 0 | 0 | 0
ST | 0 | 0 | 0 | 0 | 0 | 0
STOG | 0 | 0 | 0 | 0 | 0 | 0
STWD | 0 | 0 | 0 | 0 | 0 | 0
WT | 0 | 0 | 0 | 0 | 0 | 0
IGCC | 0 | 0 | 0 | 0 | 0 | 0
DemandResponse | 0 | 0 | 0 | 0 | 0 | 0
IGCC-CCS | 0 | 0 | 0 | 0 | 0 | 0
WT_off | 0 | 0 | 0 | 0 | 0 | 0
PseudoUnit | 0 | 0 | 0 | 0 | 0 | 0
FixedInterchange | 0 | 0 | 0 | 0 | 0 | 0
Emission Cost by Reporting Type: TVA
ReportingType | 2015 | 2020 | 2025 | 2030 | 2035 | 2040
BM | 0 | 0 | 0 | 0 | 0 | 0
CC | 0 | 0 | 0 | 0 | 0 | 0
CSP | 0 | 0 | 0 | 0 | 0 | 0
CT | 0 | 0 | 0 | 0 | 0 | 0
Coal | 0 | 0 | 0 | 0 | 0 | 0
Geo | 0 | 0 | 0 | 0 | 0 | 0
H | 0 | 0 | 0 | 0 | 0 | 0
LFG | 0 | 0 | 0 | 0 | 0 | 0
Nuc | 0 | 0 | 0 | 0 | 0 | 0
PS | 0 | 0 | 0 | 0 | 0 | 0
PV | 0 | 0 | 0 | 0 | 0 | 0
PeakG | 0 | 0 | 0 | 0 | 0 | 0
PeakO | 0 | 0 | 0 | 0 | 0 | 0
ST | 0 | 0 | 0 | 0 | 0 | 0
STOG | 0 | 0 | 0 | 0 | 0 | 0
STWD | 0 | 0 | 0 | 0 | 0 | 0
WT | 0 | 0 | 0 | 0 | 0 | 0
IGCC | 0 | 0 | 0 | 0 | 0 | 0
DemandResponse | 0 | 0 | 0 | 0 | 0 | 0
IGCC-CCS | 0 | 0 | 0 | 0 | 0 | 0
WT_off | 0 | 0 | 0 | 0 | 0 | 0
PseudoUnit | 0 | 0 | 0 | 0 | 0 | 0
FixedInterchange | 0 | 0 | 0 | 0 | 0 | 0
Emission Cost by Reporting Type: TVA_Transmission
ReportingType | 2015 | 2020 | 2025 | 2030 | 2035 | 2040
BM | 0 | 0 | 0 | 0 | 0 | 0
CC | 0 | 0 | 0 | 0 | 0 | 0
CSP | 0 | 0 | 0 | 0 | 0 | 0
CT | 0 | 0 | 0 | 0 | 0 | 0
Coal | 0 | 0 | 0 | 0 | 0 | 0
Geo | 0 | 0 | 0 | 0 | 0 | 0
H | 0 | 0 | 0 | 0 | 0 | 0
LFG | 0 | 0 | 0 | 0 | 0 | 0
Nuc | 0 | 0 | 0 | 0 | 0 | 0
PS | 0 | 0 | 0 | 0 | 0 | 0
PV | 0 | 0 | 0 | 0 | 0 | 0
PeakG | 0 | 0 | 0 | 0 | 0 | 0
PeakO | 0 | 0 | 0 | 0 | 0 | 0
ST | 0 | 0 | 0 | 0 | 0 | 0
STOG | 0 | 0 | 0 | 0 | 0 | 0
STWD | 0 | 0 | 0 | 0 | 0 | 0
WT | 0 | 0 | 0 | 0 | 0 | 0
IGCC | 0 | 0 | 0 | 0 | 0 | 0
DemandResponse | 0 | 0 | 0 | 0 | 0 | 0
IGCC-CCS | 0 | 0 | 0 | 0 | 0 | 0
WT_off | 0 | 0 | 0 | 0 | 0 | 0
PseudoUnit | 0 | 0 | 0 | 0 | 0 | 0
FixedInterchange | 0 | 0 | 0 | 0 | 0 | 0
Emission Cost by Reporting Type: VACAR
ReportingType | 2015 | 2020 | 2025 | 2030 | 2035 | 2040
BM | 0 | 0 | 0 | 0 | 0 | 0
CC | 0 | 0 | 0 | 0 | 0 | 0
CSP | 0 | 0 | 0 | 0 | 0 | 0
CT | 0 | 0 | 0 | 0 | 0 | 0
Coal | 0 | 0 | 0 | 0 | 0 | 0
Geo | 0 | 0 | 0 | 0 | 0 | 0
H | 0 | 0 | 0 | 0 | 0 | 0
LFG | 0 | 0 | 0 | 0 | 0 | 0
Nuc | 0 | 0 | 0 | 0 | 0 | 0
PS | 0 | 0 | 0 | 0 | 0 | 0
PV | 0 | 0 | 0 | 0 | 0 | 0
PeakG | 0 | 0 | 0 | 0 | 0 | 0
PeakO | 0 | 0 | 0 | 0 | 0 | 0
ST | 0 | 0 | 0 | 0 | 0 | 0
STOG | 0 | 0 | 0 | 0 | 0 | 0
STWD | 0 | 0 | 0 | 0 | 0 | 0
WT | 0 | 0 | 0 | 0 | 0 | 0
IGCC | 0 | 0 | 0 | 0 | 0 | 0
DemandResponse | 0 | 0 | 0 | 0 | 0 | 0
IGCC-CCS | 0 | 0 | 0 | 0 | 0 | 0
WT_off | 0 | 0 | 0 | 0 | 0 | 0
PseudoUnit | 0 | 0 | 0 | 0 | 0 | 0
FixedInterchange | 0 | 0 | 0 | 0 | 0 | 0
Emission Cost by Reporting Type: IESO
ReportingType | 2015 | 2020 | 2025 | 2030 | 2035 | 2040
BM | 0 | 0 | 0 | 0 | 0 | 0
CC | 0 | 0 | 0 | 0 | 0 | 0
CSP | 0 | 0 | 0 | 0 | 0 | 0
CT | 0 | 0 | 0 | 0 | 0 | 0
Coal | 0 | 0 | 0 | 0 | 0 | 0
Geo | 0 | 0 | 0 | 0 | 0 | 0
H | 0 | 0 | 0 | 0 | 0 | 0
LFG | 0 | 0 | 0 | 0 | 0 | 0
Nuc | 0 | 0 | 0 | 0 | 0 | 0
PS | 0 | 0 | 0 | 0 | 0 | 0
PV | 0 | 0 | 0 | 0 | 0 | 0
PeakG | 0 | 0 | 0 | 0 | 0 | 0
PeakO | 0 | 0 | 0 | 0 | 0 | 0
ST | 0 | 0 | 0 | 0 | 0 | 0
STOG | 0 | 0 | 0 | 0 | 0 | 0
STWD | 0 | 0 | 0 | 0 | 0 | 0
WT | 0 | 0 | 0 | 0 | 0 | 0
IGCC | 0 | 0 | 0 | 0 | 0 | 0
DemandResponse | 0 | 0 | 0 | 0 | 0 | 0
IGCC-CCS | 0 | 0 | 0 | 0 | 0 | 0
WT_off | 0 | 0 | 0 | 0 | 0 | 0
PseudoUnit | 0 | 0 | 0 | 0 | 0 | 0
FixedInterchange | 0 | 0 | 0 | 0 | 0 | 0
Emission Cost by Reporting Type: MAPP_CA
ReportingType | 2015 | 2020 | 2025 | 2030 | 2035 | 2040
BM | 0 | 0 | 0 | 0 | 0 | 0
CC | 0 | 0 | 0 | 0 | 0 | 0
CSP | 0 | 0 | 0 | 0 | 0 | 0
CT | 0 | 0 | 0 | 0 | 0 | 0
Coal | 0 | 0 | 0 | 0 | 0 | 0
Geo | 0 | 0 | 0 | 0 | 0 | 0
H | 0 | 0 | 0 | 0 | 0 | 0
LFG | 0 | 0 | 0 | 0 | 0 | 0
Nuc | 0 | 0 | 0 | 0 | 0 | 0
PS | 0 | 0 | 0 | 0 | 0 | 0
PV | 0 | 0 | 0 | 0 | 0 | 0
PeakG | 0 | 0 | 0 | 0 | 0 | 0
PeakO | 0 | 0 | 0 | 0 | 0 | 0
ST | 0 | 0 | 0 | 0 | 0 | 0
STOG | 0 | 0 | 0 | 0 | 0 | 0
STWD | 0 | 0 | 0 | 0 | 0 | 0
WT | 0 | 0 | 0 | 0 | 0 | 0
IGCC | 0 | 0 | 0 | 0 | 0 | 0
DemandResponse | 0 | 0 | 0 | 0 | 0 | 0
IGCC-CCS | 0 | 0 | 0 | 0 | 0 | 0
WT_off | 0 | 0 | 0 | 0 | 0 | 0
PseudoUnit | 0 | 0 | 0 | 0 | 0 | 0
FixedInterchange | 0 | 0 | 0 | 0 | 0 | 0
Emission Cost by Reporting Type: AZ_NM_SNV_Coal
ReportingType | 2015 | 2020 | 2025 | 2030 | 2035 | 2040
BM | 0 | 0 | 0 | 0 | 0 | 0
CC | 0 | 0 | 0 | 0 | 0 | 0
CSP | 0 | 0 | 0 | 0 | 0 | 0
CT | 0 | 0 | 0 | 0 | 0 | 0
Coal | 0 | 0 | 0 | 0 | 0 | 0
Geo | 0 | 0 | 0 | 0 | 0 | 0
H | 0 | 0 | 0 | 0 | 0 | 0
LFG | 0 | 0 | 0 | 0 | 0 | 0
Nuc | 0 | 0 | 0 | 0 | 0 | 0
PS | 0 | 0 | 0 | 0 | 0 | 0
PV | 0 | 0 | 0 | 0 | 0 | 0
PeakG | 0 | 0 | 0 | 0 | 0 | 0
PeakO | 0 | 0 | 0 | 0 | 0 | 0
ST | 0 | 0 | 0 | 0 | 0 | 0
STOG | 0 | 0 | 0 | 0 | 0 | 0
STWD | 0 | 0 | 0 | 0 | 0 | 0
WT | 0 | 0 | 0 | 0 | 0 | 0
IGCC | 0 | 0 | 0 | 0 | 0 | 0
DemandResponse | 0 | 0 | 0 | 0 | 0 | 0
IGCC-CCS | 0 | 0 | 0 | 0 | 0 | 0
WT_off | 0 | 0 | 0 | 0 | 0 | 0
PseudoUnit | 0 | 0 | 0 | 0 | 0 | 0
FixedInterchange | 0 | 0 | 0 | 0 | 0 | 0
Emission Cost by Reporting Type: AZ_NM_SNV_Gas
ReportingType | 2015 | 2020 | 2025 | 2030 | 2035 | 2040
BM | 0 | 0 | 0 | 0 | 0 | 0
CC | 0 | 0 | 0 | 0 | 0 | 0
CSP | 0 | 0 | 0 | 0 | 0 | 0
CT | 0 | 0 | 0 | 0 | 0 | 0
Coal | 0 | 0 | 0 | 0 | 0 | 0
Geo | 0 | 0 | 0 | 0 | 0 | 0
H | 0 | 0 | 0 | 0 | 0 | 0
LFG | 0 | 0 | 0 | 0 | 0 | 0
Nuc | 0 | 0 | 0 | 0 | 0 | 0
PS | 0 | 0 | 0 | 0 | 0 | 0
PV | 0 | 0 | 0 | 0 | 0 | 0
PeakG | 0 | 0 | 0 | 0 | 0 | 0
PeakO | 0 | 0 | 0 | 0 | 0 | 0
ST | 0 | 0 | 0 | 0 | 0 | 0
STOG | 0 | 0 | 0 | 0 | 0 | 0
STWD | 0 | 0 | 0 | 0 | 0 | 0
WT | 0 | 0 | 0 | 0 | 0 | 0
IGCC | 0 | 0 | 0 | 0 | 0 | 0
DemandResponse | 0 | 0 | 0 | 0 | 0 | 0
IGCC-CCS | 0 | 0 | 0 | 0 | 0 | 0
WT_off | 0 | 0 | 0 | 0 | 0 | 0
PseudoUnit | 0 | 0 | 0 | 0 | 0 | 0
FixedInterchange | 0 | 0 | 0 | 0 | 0 | 0
Emission Cost by Reporting Type: AZ_NM_SNV_NucRenew
ReportingType | 2015 | 2020 | 2025 | 2030 | 2035 | 2040
BM | 0 | 0 | 0 | 0 | 0 | 0
CC | 0 | 0 | 0 | 0 | 0 | 0
CSP | 0 | 0 | 0 | 0 | 0 | 0
CT | 0 | 0 | 0 | 0 | 0 | 0
Coal | 0 | 0 | 0 | 0 | 0 | 0
Geo | 0 | 0 | 0 | 0 | 0 | 0
H | 0 | 0 | 0 | 0 | 0 | 0
LFG | 0 | 0 | 0 | 0 | 0 | 0
Nuc | 0 | 0 | 0 | 0 | 0 | 0
PS | 0 | 0 | 0 | 0 | 0 | 0
PV | 0 | 0 | 0 | 0 | 0 | 0
PeakG | 0 | 0 | 0 | 0 | 0 | 0
PeakO | 0 | 0 | 0 | 0 | 0 | 0
ST | 0 | 0 | 0 | 0 | 0 | 0
STOG | 0 | 0 | 0 | 0 | 0 | 0
STWD | 0 | 0 | 0 | 0 | 0 | 0
WT | 0 | 0 | 0 | 0 | 0 | 0
IGCC | 0 | 0 | 0 | 0 | 0 | 0
DemandResponse | 0 | 0 | 0 | 0 | 0 | 0
IGCC-CCS | 0 | 0 | 0 | 0 | 0 | 0
WT_off | 0 | 0 | 0 | 0 | 0 | 0
PseudoUnit | 0 | 0 | 0 | 0 | 0 | 0
FixedInterchange | 0 | 0 | 0 | 0 | 0 | 0
Emission Cost by Reporting Type: ERCOT
ReportingType | 2015 | 2020 | 2025 | 2030 | 2035 | 2040
BM | 0 | 0 | 0 | 0 | 0 | 0
CC | 0 | 0 | 0 | 0 | 0 | 0
CSP | 0 | 0 | 0 | 0 | 0 | 0
CT | 0 | 0 | 0 | 0 | 0 | 0
Coal | 0 | 0 | 0 | 0 | 0 | 0
Geo | 0 | 0 | 0 | 0 | 0 | 0
H | 0 | 0 | 0 | 0 | 0 | 0
LFG | 0 | 0 | 0 | 0 | 0 | 0
Nuc | 0 | 0 | 0 | 0 | 0 | 0
PS | 0 | 0 | 0 | 0 | 0 | 0
PV | 0 | 0 | 0 | 0 | 0 | 0
PeakG | 0 | 0 | 0 | 0 | 0 | 0
PeakO | 0 | 0 | 0 | 0 | 0 | 0
ST | 0 | 0 | 0 | 0 | 0 | 0
STOG | 0 | 0 | 0 | 0 | 0 | 0
STWD | 0 | 0 | 0 | 0 | 0 | 0
WT | 0 | 0 | 0 | 0 | 0 | 0
IGCC | 0 | 0 | 0 | 0 | 0 | 0
DemandResponse | 0 | 0 | 0 | 0 | 0 | 0
IGCC-CCS | 0 | 0 | 0 | 0 | 0 | 0
WT_off | 0 | 0 | 0 | 0 | 0 | 0
PseudoUnit | 0 | 0 | 0 | 0 | 0 | 0
FixedInterchange | 0 | 0 | 0 | 0 | 0 | 0
Emission Cost by Reporting Type: NP15
ReportingType | 2015 | 2020 | 2025 | 2030 | 2035 | 2040
BM | 0 | 0 | 0 | 0 | 0 | 0
CC | 0 | 0 | 0 | 0 | 0 | 0
CSP | 0 | 0 | 0 | 0 | 0 | 0
CT | 0 | 0 | 0 | 0 | 0 | 0
Coal | 0 | 0 | 0 | 0 | 0 | 0
Geo | 0 | 0 | 0 | 0 | 0 | 0
H | 0 | 0 | 0 | 0 | 0 | 0
LFG | 0 | 0 | 0 | 0 | 0 | 0
Nuc | 0 | 0 | 0 | 0 | 0 | 0
PS | 0 | 0 | 0 | 0 | 0 | 0
PV | 0 | 0 | 0 | 0 | 0 | 0
PeakG | 0 | 0 | 0 | 0 | 0 | 0
PeakO | 0 | 0 | 0 | 0 | 0 | 0
ST | 0 | 0 | 0 | 0 | 0 | 0
STOG | 0 | 0 | 0 | 0 | 0 | 0
STWD | 0 | 0 | 0 | 0 | 0 | 0
WT | 0 | 0 | 0 | 0 | 0 | 0
IGCC | 0 | 0 | 0 | 0 | 0 | 0
DemandResponse | 0 | 0 | 0 | 0 | 0 | 0
IGCC-CCS | 0 | 0 | 0 | 0 | 0 | 0
WT_off | 0 | 0 | 0 | 0 | 0 | 0
PseudoUnit | 0 | 0 | 0 | 0 | 0 | 0
FixedInterchange | 0 | 0 | 0 | 0 | 0 | 0
Emission Cost by Reporting Type: NWPP_Coal
ReportingType | 2015 | 2020 | 2025 | 2030 | 2035 | 2040
BM | 0 | 0 | 0 | 0 | 0 | 0
CC | 0 | 0 | 0 | 0 | 0 | 0
CSP | 0 | 0 | 0 | 0 | 0 | 0
CT | 0 | 0 | 0 | 0 | 0 | 0
Coal | 0 | 0 | 0 | 0 | 0 | 0
Geo | 0 | 0 | 0 | 0 | 0 | 0
H | 0 | 0 | 0 | 0 | 0 | 0
LFG | 0 | 0 | 0 | 0 | 0 | 0
Nuc | 0 | 0 | 0 | 0 | 0 | 0
PS | 0 | 0 | 0 | 0 | 0 | 0
PV | 0 | 0 | 0 | 0 | 0 | 0
PeakG | 0 | 0 | 0 | 0 | 0 | 0
PeakO | 0 | 0 | 0 | 0 | 0 | 0
ST | 0 | 0 | 0 | 0 | 0 | 0
STOG | 0 | 0 | 0 | 0 | 0 | 0
STWD | 0 | 0 | 0 | 0 | 0 | 0
WT | 0 | 0 | 0 | 0 | 0 | 0
IGCC | 0 | 0 | 0 | 0 | 0 | 0
DemandResponse | 0 | 0 | 0 | 0 | 0 | 0
IGCC-CCS | 0 | 0 | 0 | 0 | 0 | 0
WT_off | 0 | 0 | 0 | 0 | 0 | 0
PseudoUnit | 0 | 0 | 0 | 0 | 0 | 0
FixedInterchange | 0 | 0 | 0 | 0 | 0 | 0
Emission Cost by Reporting Type: NWPP_Gas
ReportingType | 2015 | 2020 | 2025 | 2030 | 2035 | 2040
BM | 0 | 0 | 0 | 0 | 0 | 0
CC | 0 | 0 | 0 | 0 | 0 | 0
CSP | 0 | 0 | 0 | 0 | 0 | 0
CT | 0 | 0 | 0 | 0 | 0 | 0
Coal | 0 | 0 | 0 | 0 | 0 | 0
Geo | 0 | 0 | 0 | 0 | 0 | 0
H | 0 | 0 | 0 | 0 | 0 | 0
LFG | 0 | 0 | 0 | 0 | 0 | 0
Nuc | 0 | 0 | 0 | 0 | 0 | 0
PS | 0 | 0 | 0 | 0 | 0 | 0
PV | 0 | 0 | 0 | 0 | 0 | 0
PeakG | 0 | 0 | 0 | 0 | 0 | 0
PeakO | 0 | 0 | 0 | 0 | 0 | 0
ST | 0 | 0 | 0 | 0 | 0 | 0
STOG | 0 | 0 | 0 | 0 | 0 | 0
STWD | 0 | 0 | 0 | 0 | 0 | 0
WT | 0 | 0 | 0 | 0 | 0 | 0
IGCC | 0 | 0 | 0 | 0 | 0 | 0
DemandResponse | 0 | 0 | 0 | 0 | 0 | 0
IGCC-CCS | 0 | 0 | 0 | 0 | 0 | 0
WT_off | 0 | 0 | 0 | 0 | 0 | 0
PseudoUnit | 0 | 0 | 0 | 0 | 0 | 0
FixedInterchange | 0 | 0 | 0 | 0 | 0 | 0
Emission Cost by Reporting Type: NWPP_NucRenew
ReportingType | 2015 | 2020 | 2025 | 2030 | 2035 | 2040
BM | 0 | 0 | 0 | 0 | 0 | 0
CC | 0 | 0 | 0 | 0 | 0 | 0
CSP | 0 | 0 | 0 | 0 | 0 | 0
CT | 0 | 0 | 0 | 0 | 0 | 0
Coal | 0 | 0 | 0 | 0 | 0 | 0
Geo | 0 | 0 | 0 | 0 | 0 | 0
H | 0 | 0 | 0 | 0 | 0 | 0
LFG | 0 | 0 | 0 | 0 | 0 | 0
Nuc | 0 | 0 | 0 | 0 | 0 | 0
PS | 0 | 0 | 0 | 0 | 0 | 0
PV | 0 | 0 | 0 | 0 | 0 | 0
PeakG | 0 | 0 | 0 | 0 | 0 | 0
PeakO | 0 | 0 | 0 | 0 | 0 | 0
ST | 0 | 0 | 0 | 0 | 0 | 0
STOG | 0 | 0 | 0 | 0 | 0 | 0
STWD | 0 | 0 | 0 | 0 | 0 | 0
WT | 0 | 0 | 0 | 0 | 0 | 0
IGCC | 0 | 0 | 0 | 0 | 0 | 0
DemandResponse | 0 | 0 | 0 | 0 | 0 | 0
IGCC-CCS | 0 | 0 | 0 | 0 | 0 | 0
WT_off | 0 | 0 | 0 | 0 | 0 | 0
PseudoUnit | 0 | 0 | 0 | 0 | 0 | 0
FixedInterchange | 0 | 0 | 0 | 0 | 0 | 0
Emission Cost by Reporting Type: RMPA
ReportingType | 2015 | 2020 | 2025 | 2030 | 2035 | 2040
BM | 0 | 0 | 0 | 0 | 0 | 0
CC | 0 | 0 | 0 | 0 | 0 | 0
CSP | 0 | 0 | 0 | 0 | 0 | 0
CT | 0 | 0 | 0 | 0 | 0 | 0
Coal | 0 | 0 | 0 | 0 | 0 | 0
Geo | 0 | 0 | 0 | 0 | 0 | 0
H | 0 | 0 | 0 | 0 | 0 | 0
LFG | 0 | 0 | 0 | 0 | 0 | 0
Nuc | 0 | 0 | 0 | 0 | 0 | 0
PS | 0 | 0 | 0 | 0 | 0 | 0
PV | 0 | 0 | 0 | 0 | 0 | 0
PeakG | 0 | 0 | 0 | 0 | 0 | 0
PeakO | 0 | 0 | 0 | 0 | 0 | 0
ST | 0 | 0 | 0 | 0 | 0 | 0
STOG | 0 | 0 | 0 | 0 | 0 | 0
STWD | 0 | 0 | 0 | 0 | 0 | 0
WT | 0 | 0 | 0 | 0 | 0 | 0
IGCC | 0 | 0 | 0 | 0 | 0 | 0
DemandResponse | 0 | 0 | 0 | 0 | 0 | 0
IGCC-CCS | 0 | 0 | 0 | 0 | 0 | 0
WT_off | 0 | 0 | 0 | 0 | 0 | 0
PseudoUnit | 0 | 0 | 0 | 0 | 0 | 0
FixedInterchange | 0 | 0 | 0 | 0 | 0 | 0
Emission Cost by Reporting Type: SP15
ReportingType | 2015 | 2020 | 2025 | 2030 | 2035 | 2040
BM | 0 | 0 | 0 | 0 | 0 | 0
CC | 0 | 0 | 0 | 0 | 0 | 0
CSP | 0 | 0 | 0 | 0 | 0 | 0
CT | 0 | 0 | 0 | 0 | 0 | 0
Coal | 0 | 0 | 0 | 0 | 0 | 0
Geo | 0 | 0 | 0 | 0 | 0 | 0
H | 0 | 0 | 0 | 0 | 0 | 0
LFG | 0 | 0 | 0 | 0 | 0 | 0
Nuc | 0 | 0 | 0 | 0 | 0 | 0
PS | 0 | 0 | 0 | 0 | 0 | 0
PV | 0 | 0 | 0 | 0 | 0 | 0
PeakG | 0 | 0 | 0 | 0 | 0 | 0
PeakO | 0 | 0 | 0 | 0 | 0 | 0
ST | 0 | 0 | 0 | 0 | 0 | 0
STOG | 0 | 0 | 0 | 0 | 0 | 0
STWD | 0 | 0 | 0 | 0 | 0 | 0
WT | 0 | 0 | 0 | 0 | 0 | 0
IGCC | 0 | 0 | 0 | 0 | 0 | 0
DemandResponse | 0 | 0 | 0 | 0 | 0 | 0
IGCC-CCS | 0 | 0 | 0 | 0 | 0 | 0
WT_off | 0 | 0 | 0 | 0 | 0 | 0
PseudoUnit | 0 | 0 | 0 | 0 | 0 | 0
FixedInterchange | 0 | 0 | 0 | 0 | 0 | 0
Emission Cost by Reporting Type: ALB
ReportingType | 2015 | 2020 | 2025 | 2030 | 2035 | 2040
BM | 0 | 0 | 0 | 0 | 0 | 0
CC | 0 | 0 | 0 | 0 | 0 | 0
CSP | 0 | 0 | 0 | 0 | 0 | 0
CT | 0 | 0 | 0 | 0 | 0 | 0
Coal | 0 | 0 | 0 | 0 | 0 | 0
Geo | 0 | 0 | 0 | 0 | 0 | 0
H | 0 | 0 | 0 | 0 | 0 | 0
LFG | 0 | 0 | 0 | 0 | 0 | 0
Nuc | 0 | 0 | 0 | 0 | 0 | 0
PS | 0 | 0 | 0 | 0 | 0 | 0
PV | 0 | 0 | 0 | 0 | 0 | 0
PeakG | 0 | 0 | 0 | 0 | 0 | 0
PeakO | 0 | 0 | 0 | 0 | 0 | 0
ST | 0 | 0 | 0 | 0 | 0 | 0
STOG | 0 | 0 | 0 | 0 | 0 | 0
STWD | 0 | 0 | 0 | 0 | 0 | 0
WT | 0 | 0 | 0 | 0 | 0 | 0
IGCC | 0 | 0 | 0 | 0 | 0 | 0
DemandResponse | 0 | 0 | 0 | 0 | 0 | 0
IGCC-CCS | 0 | 0 | 0 | 0 | 0 | 0
WT_off | 0 | 0 | 0 | 0 | 0 | 0
PseudoUnit | 0 | 0 | 0 | 0 | 0 | 0
FixedInterchange | 0 | 0 | 0 | 0 | 0 | 0
Emission Cost by Reporting Type: BC
ReportingType | 2015 | 2020 | 2025 | 2030 | 2035 | 2040
BM | 0 | 0 | 0 | 0 | 0 | 0
CC | 0 | 0 | 0 | 0 | 0 | 0
CSP | 0 | 0 | 0 | 0 | 0 | 0
CT | 0 | 0 | 0 | 0 | 0 | 0
Coal | 0 | 0 | 0 | 0 | 0 | 0
Geo | 0 | 0 | 0 | 0 | 0 | 0
H | 0 | 0 | 0 | 0 | 0 | 0
LFG | 0 | 0 | 0 | 0 | 0 | 0
Nuc | 0 | 0 | 0 | 0 | 0 | 0
PS | 0 | 0 | 0 | 0 | 0 | 0
PV | 0 | 0 | 0 | 0 | 0 | 0
PeakG | 0 | 0 | 0 | 0 | 0 | 0
PeakO | 0 | 0 | 0 | 0 | 0 | 0
ST | 0 | 0 | 0 | 0 | 0 | 0
STOG | 0 | 0 | 0 | 0 | 0 | 0
STWD | 0 | 0 | 0 | 0 | 0 | 0
WT | 0 | 0 | 0 | 0 | 0 | 0
IGCC | 0 | 0 | 0 | 0 | 0 | 0
DemandResponse | 0 | 0 | 0 | 0 | 0 | 0
IGCC-CCS | 0 | 0 | 0 | 0 | 0 | 0
WT_off | 0 | 0 | 0 | 0 | 0 | 0
PseudoUnit | 0 | 0 | 0 | 0 | 0 | 0
FixedInterchange | 0 | 0 | 0 | 0 | 0 | 0
Emission Cost by Reporting Type: HQ_IESO
ReportingType | 2015 | 2020 | 2025 | 2030 | 2035 | 2040
BM | 0 | 0 | 0 | 0 | 0 | 0
CC | 0 | 0 | 0 | 0 | 0 | 0
CSP | 0 | 0 | 0 | 0 | 0 | 0
CT | 0 | 0 | 0 | 0 | 0 | 0
Coal | 0 | 0 | 0 | 0 | 0 | 0
Geo | 0 | 0 | 0 | 0 | 0 | 0
H | 0 | 0 | 0 | 0 | 0 | 0
LFG | 0 | 0 | 0 | 0 | 0 | 0
Nuc | 0 | 0 | 0 | 0 | 0 | 0
PS | 0 | 0 | 0 | 0 | 0 | 0
PV | 0 | 0 | 0 | 0 | 0 | 0
PeakG | 0 | 0 | 0 | 0 | 0 | 0
PeakO | 0 | 0 | 0 | 0 | 0 | 0
ST | 0 | 0 | 0 | 0 | 0 | 0
STOG | 0 | 0 | 0 | 0 | 0 | 0
STWD | 0 | 0 | 0 | 0 | 0 | 0
WT | 0 | 0 | 0 | 0 | 0 | 0
IGCC | 0 | 0 | 0 | 0 | 0 | 0
DemandResponse | 0 | 0 | 0 | 0 | 0 | 0
IGCC-CCS | 0 | 0 | 0 | 0 | 0 | 0
WT_off | 0 | 0 | 0 | 0 | 0 | 0
PseudoUnit | 0 | 0 | 0 | 0 | 0 | 0
FixedInterchange | 0 | 0 | 0 | 0 | 0 | 0
Emission Cost by Reporting Type: HQ_NEISO
ReportingType | 2015 | 2020 | 2025 | 2030 | 2035 | 2040
BM | 0 | 0 | 0 | 0 | 0 | 0
CC | 0 | 0 | 0 | 0 | 0 | 0
CSP | 0 | 0 | 0 | 0 | 0 | 0
CT | 0 | 0 | 0 | 0 | 0 | 0
Coal | 0 | 0 | 0 | 0 | 0 | 0
Geo | 0 | 0 | 0 | 0 | 0 | 0
H | 0 | 0 | 0 | 0 | 0 | 0
LFG | 0 | 0 | 0 | 0 | 0 | 0
Nuc | 0 | 0 | 0 | 0 | 0 | 0
PS | 0 | 0 | 0 | 0 | 0 | 0
PV | 0 | 0 | 0 | 0 | 0 | 0
PeakG | 0 | 0 | 0 | 0 | 0 | 0
PeakO | 0 | 0 | 0 | 0 | 0 | 0
ST | 0 | 0 | 0 | 0 | 0 | 0
STOG | 0 | 0 | 0 | 0 | 0 | 0
STWD | 0 | 0 | 0 | 0 | 0 | 0
WT | 0 | 0 | 0 | 0 | 0 | 0
IGCC | 0 | 0 | 0 | 0 | 0 | 0
DemandResponse | 0 | 0 | 0 | 0 | 0 | 0
IGCC-CCS | 0 | 0 | 0 | 0 | 0 | 0
WT_off | 0 | 0 | 0 | 0 | 0 | 0
PseudoUnit | 0 | 0 | 0 | 0 | 0 | 0
FixedInterchange | 0 | 0 | 0 | 0 | 0 | 0
Emission Cost by Reporting Type: HQ_NY
ReportingType | 2015 | 2020 | 2025 | 2030 | 2035 | 2040
BM | 0 | 0 | 0 | 0 | 0 | 0
CC | 0 | 0 | 0 | 0 | 0 | 0
CSP | 0 | 0 | 0 | 0 | 0 | 0
CT | 0 | 0 | 0 | 0 | 0 | 0
Coal | 0 | 0 | 0 | 0 | 0 | 0
Geo | 0 | 0 | 0 | 0 | 0 | 0
H | 0 | 0 | 0 | 0 | 0 | 0
LFG | 0 | 0 | 0 | 0 | 0 | 0
Nuc | 0 | 0 | 0 | 0 | 0 | 0
PS | 0 | 0 | 0 | 0 | 0 | 0
PV | 0 | 0 | 0 | 0 | 0 | 0
PeakG | 0 | 0 | 0 | 0 | 0 | 0
PeakO | 0 | 0 | 0 | 0 | 0 | 0
ST | 0 | 0 | 0 | 0 | 0 | 0
STOG | 0 | 0 | 0 | 0 | 0 | 0
STWD | 0 | 0 | 0 | 0 | 0 | 0
WT | 0 | 0 | 0 | 0 | 0 | 0
IGCC | 0 | 0 | 0 | 0 | 0 | 0
DemandResponse | 0 | 0 | 0 | 0 | 0 | 0
IGCC-CCS | 0 | 0 | 0 | 0 | 0 | 0
WT_off | 0 | 0 | 0 | 0 | 0 | 0
PseudoUnit | 0 | 0 | 0 | 0 | 0 | 0
FixedInterchange | 0 | 0 | 0 | 0 | 0 | 0
Emission Cost by Reporting Type: MARITIMES
ReportingType | 2015 | 2020 | 2025 | 2030 | 2035 | 2040
BM | 0 | 0 | 0 | 0 | 0 | 0
CC | 0 | 0 | 0 | 0 | 0 | 0
CSP | 0 | 0 | 0 | 0 | 0 | 0
CT | 0 | 0 | 0 | 0 | 0 | 0
Coal | 0 | 0 | 0 | 0 | 0 | 0
Geo | 0 | 0 | 0 | 0 | 0 | 0
H | 0 | 0 | 0 | 0 | 0 | 0
LFG | 0 | 0 | 0 | 0 | 0 | 0
Nuc | 0 | 0 | 0 | 0 | 0 | 0
PS | 0 | 0 | 0 | 0 | 0 | 0
PV | 0 | 0 | 0 | 0 | 0 | 0
PeakG | 0 | 0 | 0 | 0 | 0 | 0
PeakO | 0 | 0 | 0 | 0 | 0 | 0
ST | 0 | 0 | 0 | 0 | 0 | 0
STOG | 0 | 0 | 0 | 0 | 0 | 0
STWD | 0 | 0 | 0 | 0 | 0 | 0
WT | 0 | 0 | 0 | 0 | 0 | 0
IGCC | 0 | 0 | 0 | 0 | 0 | 0
DemandResponse | 0 | 0 | 0 | 0 | 0 | 0
IGCC-CCS | 0 | 0 | 0 | 0 | 0 | 0
WT_off | 0 | 0 | 0 | 0 | 0 | 0
PseudoUnit | 0 | 0 | 0 | 0 | 0 | 0
FixedInterchange | 0 | 0 | 0 | 0 | 0 | 0
Emission Cost by Reporting Type: All
ReportingType | 2015 | 2020 | 2025 | 2030 | 2035 | 2040
BM | 0 | 0 | 0 | 0 | 0 | 0
CC | 0 | 0 | 0 | 0 | 0 | 0
CSP | 0 | 0 | 0 | 0 | 0 | 0
CT | 0 | 0 | 0 | 0 | 0 | 0
Coal | 0 | 0 | 0 | 0 | 0 | 0
Geo | 0 | 0 | 0 | 0 | 0 | 0
H | 0 | 0 | 0 | 0 | 0 | 0
LFG | 0 | 0 | 0 | 0 | 0 | 0
Nuc | 0 | 0 | 0 | 0 | 0 | 0
PS | 0 | 0 | 0 | 0 | 0 | 0
PV | 0 | 0 | 0 | 0 | 0 | 0
PeakG | 0 | 0 | 0 | 0 | 0 | 0
PeakO | 0 | 0 | 0 | 0 | 0 | 0
ST | 0 | 0 | 0 | 0 | 0 | 0
STOG | 0 | 0 | 0 | 0 | 0 | 0
STWD | 0 | 0 | 0 | 0 | 0 | 0
WT | 0 | 0 | 0 | 0 | 0 | 0
IGCC | 0 | 0 | 0 | 0 | 0 | 0
DemandResponse | 0 | 0 | 0 | 0 | 0 | 0
IGCC-CCS | 0 | 0 | 0 | 0 | 0 | 0
WT_off | 0 | 0 | 0 | 0 | 0 | 0
PseudoUnit | 0 | 0 | 0 | 0 | 0 | 0
FixedInterchange | 0 | 0 | 0 | 0 | 0 | 0
Emission Cost by Reporting Type: EI_US
ReportingType | 2015 | 2020 | 2025 | 2030 | 2035 | 2040
BM | 0 | 0 | 0 | 0 | 0 | 0
CC | 0 | 0 | 0 | 0 | 0 | 0
CSP | 0 | 0 | 0 | 0 | 0 | 0
CT | 0 | 0 | 0 | 0 | 0 | 0
Coal | 0 | 0 | 0 | 0 | 0 | 0
Geo | 0 | 0 | 0 | 0 | 0 | 0
H | 0 | 0 | 0 | 0 | 0 | 0
LFG | 0 | 0 | 0 | 0 | 0 | 0
Nuc | 0 | 0 | 0 | 0 | 0 | 0
PS | 0 | 0 | 0 | 0 | 0 | 0
PV | 0 | 0 | 0 | 0 | 0 | 0
PeakG | 0 | 0 | 0 | 0 | 0 | 0
PeakO | 0 | 0 | 0 | 0 | 0 | 0
ST | 0 | 0 | 0 | 0 | 0 | 0
STOG | 0 | 0 | 0 | 0 | 0 | 0
STWD | 0 | 0 | 0 | 0 | 0 | 0
WT | 0 | 0 | 0 | 0 | 0 | 0
IGCC | 0 | 0 | 0 | 0 | 0 | 0
DemandResponse | 0 | 0 | 0 | 0 | 0 | 0
IGCC-CCS | 0 | 0 | 0 | 0 | 0 | 0
WT_off | 0 | 0 | 0 | 0 | 0 | 0
PseudoUnit | 0 | 0 | 0 | 0 | 0 | 0
FixedInterchange | 0 | 0 | 0 | 0 | 0 | 0
Emission Cost by Reporting Type: EI_Canada
ReportingType | 2015 | 2020 | 2025 | 2030 | 2035 | 2040
BM | 0 | 0 | 0 | 0 | 0 | 0
CC | 0 | 0 | 0 | 0 | 0 | 0
CSP | 0 | 0 | 0 | 0 | 0 | 0
CT | 0 | 0 | 0 | 0 | 0 | 0
Coal | 0 | 0 | 0 | 0 | 0 | 0
Geo | 0 | 0 | 0 | 0 | 0 | 0
H | 0 | 0 | 0 | 0 | 0 | 0
LFG | 0 | 0 | 0 | 0 | 0 | 0
Nuc | 0 | 0 | 0 | 0 | 0 | 0
PS | 0 | 0 | 0 | 0 | 0 | 0
PV | 0 | 0 | 0 | 0 | 0 | 0
PeakG | 0 | 0 | 0 | 0 | 0 | 0
PeakO | 0 | 0 | 0 | 0 | 0 | 0
ST | 0 | 0 | 0 | 0 | 0 | 0
STOG | 0 | 0 | 0 | 0 | 0 | 0
STWD | 0 | 0 | 0 | 0 | 0 | 0
WT | 0 | 0 | 0 | 0 | 0 | 0
IGCC | 0 | 0 | 0 | 0 | 0 | 0
DemandResponse | 0 | 0 | 0 | 0 | 0 | 0
IGCC-CCS | 0 | 0 | 0 | 0 | 0 | 0
WT_off | 0 | 0 | 0 | 0 | 0 | 0
PseudoUnit | 0 | 0 | 0 | 0 | 0 | 0
FixedInterchange | 0 | 0 | 0 | 0 | 0 | 0
Emission Cost by Reporting Type: EI
ReportingType | 2015 | 2020 | 2025 | 2030 | 2035 | 2040
BM | 0 | 0 | 0 | 0 | 0 | 0
CC | 0 | 0 | 0 | 0 | 0 | 0
CSP | 0 | 0 | 0 | 0 | 0 | 0
CT | 0 | 0 | 0 | 0 | 0 | 0
Coal | 0 | 0 | 0 | 0 | 0 | 0
Geo | 0 | 0 | 0 | 0 | 0 | 0
H | 0 | 0 | 0 | 0 | 0 | 0
LFG | 0 | 0 | 0 | 0 | 0 | 0
Nuc | 0 | 0 | 0 | 0 | 0 | 0
PS | 0 | 0 | 0 | 0 | 0 | 0
PV | 0 | 0 | 0 | 0 | 0 | 0
PeakG | 0 | 0 | 0 | 0 | 0 | 0
PeakO | 0 | 0 | 0 | 0 | 0 | 0
ST | 0 | 0 | 0 | 0 | 0 | 0
STOG | 0 | 0 | 0 | 0 | 0 | 0
STWD | 0 | 0 | 0 | 0 | 0 | 0
WT | 0 | 0 | 0 | 0 | 0 | 0
IGCC | 0 | 0 | 0 | 0 | 0 | 0
DemandResponse | 0 | 0 | 0 | 0 | 0 | 0
IGCC-CCS | 0 | 0 | 0 | 0 | 0 | 0
WT_off | 0 | 0 | 0 | 0 | 0 | 0
PseudoUnit | 0 | 0 | 0 | 0 | 0 | 0
FixedInterchange | 0 | 0 | 0 | 0 | 0 | 0
Emission Cost by Reporting Type: Outside_EI
ReportingType | 2015 | 2020 | 2025 | 2030 | 2035 | 2040
BM | 0 | 0 | 0 | 0 | 0 | 0
CC | 0 | 0 | 0 | 0 | 0 | 0
CSP | 0 | 0 | 0 | 0 | 0 | 0
CT | 0 | 0 | 0 | 0 | 0 | 0
Coal | 0 | 0 | 0 | 0 | 0 | 0
Geo | 0 | 0 | 0 | 0 | 0 | 0
H | 0 | 0 | 0 | 0 | 0 | 0
LFG | 0 | 0 | 0 | 0 | 0 | 0
Nuc | 0 | 0 | 0 | 0 | 0 | 0
PS | 0 | 0 | 0 | 0 | 0 | 0
PV | 0 | 0 | 0 | 0 | 0 | 0
PeakG | 0 | 0 | 0 | 0 | 0 | 0
PeakO | 0 | 0 | 0 | 0 | 0 | 0
ST | 0 | 0 | 0 | 0 | 0 | 0
STOG | 0 | 0 | 0 | 0 | 0 | 0
STWD | 0 | 0 | 0 | 0 | 0 | 0
WT | 0 | 0 | 0 | 0 | 0 | 0
IGCC | 0 | 0 | 0 | 0 | 0 | 0
DemandResponse | 0 | 0 | 0 | 0 | 0 | 0
IGCC-CCS | 0 | 0 | 0 | 0 | 0 | 0
WT_off | 0 | 0 | 0 | 0 | 0 | 0
PseudoUnit | 0 | 0 | 0 | 0 | 0 | 0
FixedInterchange | 0 | 0 | 0 | 0 | 0 | 0
==== Emission Program: CAIRNOxAnnual : (NOx) ====
Emission Cost by Reporting Type: Entergy
ReportingType | 2015 | 2020 | 2025 | 2030 | 2035 | 2040
BM | 0 | 0 | 0 | 0 | 0 | 0
CC | 0 | 0 | 0 | 0 | 0 | 0
CSP | 0 | 0 | 0 | 0 | 0 | 0
CT | 0 | 0 | 0 | 0 | 0 | 0
Coal | 0 | 0 | 0 | 0 | 0 | 0
Geo | 0 | 0 | 0 | 0 | 0 | 0
H | 0 | 0 | 0 | 0 | 0 | 0
LFG | 0 | 0 | 0 | 0 | 0 | 0
Nuc | 0 | 0 | 0 | 0 | 0 | 0
PS | 0 | 0 | 0 | 0 | 0 | 0
PV | 0 | 0 | 0 | 0 | 0 | 0
PeakG | 0 | 0 | 0 | 0 | 0 | 0
PeakO | 0 | 0 | 0 | 0 | 0 | 0
ST | 0 | 0 | 0 | 0 | 0 | 0
STOG | 0 | 0 | 0 | 0 | 0 | 0
STWD | 0 | 0 | 0 | 0 | 0 | 0
WT | 0 | 0 | 0 | 0 | 0 | 0
IGCC | 0 | 0 | 0 | 0 | 0 | 0
DemandResponse | 0 | 0 | 0 | 0 | 0 | 0
IGCC-CCS | 0 | 0 | 0 | 0 | 0 | 0
WT_off | 0 | 0 | 0 | 0 | 0 | 0
PseudoUnit | 0 | 0 | 0 | 0 | 0 | 0
FixedInterchange | 0 | 0 | 0 | 0 | 0 | 0
Emission Cost by Reporting Type: FRCC
ReportingType | 2015 | 2020 | 2025 | 2030 | 2035 | 2040
BM | 0 | 0 | 0 | 0 | 0 | 0
CC | 0 | 0 | 0 | 0 | 0 | 0
CSP | 0 | 0 | 0 | 0 | 0 | 0
CT | 0 | 0 | 0 | 0 | 0 | 0
Coal | 0 | 0 | 0 | 0 | 0 | 0
Geo | 0 | 0 | 0 | 0 | 0 | 0
H | 0 | 0 | 0 | 0 | 0 | 0
LFG | 0 | 0 | 0 | 0 | 0 | 0
Nuc | 0 | 0 | 0 | 0 | 0 | 0
PS | 0 | 0 | 0 | 0 | 0 | 0
PV | 0 | 0 | 0 | 0 | 0 | 0
PeakG | 0 | 0 | 0 | 0 | 0 | 0
PeakO | 0 | 0 | 0 | 0 | 0 | 0
ST | 0 | 0 | 0 | 0 | 0 | 0
STOG | 0 | 0 | 0 | 0 | 0 | 0
STWD | 0 | 0 | 0 | 0 | 0 | 0
WT | 0 | 0 | 0 | 0 | 0 | 0
IGCC | 0 | 0 | 0 | 0 | 0 | 0
DemandResponse | 0 | 0 | 0 | 0 | 0 | 0
IGCC-CCS | 0 | 0 | 0 | 0 | 0 | 0
WT_off | 0 | 0 | 0 | 0 | 0 | 0
PseudoUnit | 0 | 0 | 0 | 0 | 0 | 0
FixedInterchange | 0 | 0 | 0 | 0 | 0 | 0
Emission Cost by Reporting Type: MAPP_US
ReportingType | 2015 | 2020 | 2025 | 2030 | 2035 | 2040
BM | 0 | 0 | 0 | 0 | 0 | 0
CC | 0 | 0 | 0 | 0 | 0 | 0
CSP | 0 | 0 | 0 | 0 | 0 | 0
CT | 0 | 0 | 0 | 0 | 0 | 0
Coal | 0 | 0 | 0 | 0 | 0 | 0
Geo | 0 | 0 | 0 | 0 | 0 | 0
H | 0 | 0 | 0 | 0 | 0 | 0
LFG | 0 | 0 | 0 | 0 | 0 | 0
Nuc | 0 | 0 | 0 | 0 | 0 | 0
PS | 0 | 0 | 0 | 0 | 0 | 0
PV | 0 | 0 | 0 | 0 | 0 | 0
PeakG | 0 | 0 | 0 | 0 | 0 | 0
PeakO | 0 | 0 | 0 | 0 | 0 | 0
ST | 0 | 0 | 0 | 0 | 0 | 0
STOG | 0 | 0 | 0 | 0 | 0 | 0
STWD | 0 | 0 | 0 | 0 | 0 | 0
WT | 0 | 0 | 0 | 0 | 0 | 0
IGCC | 0 | 0 | 0 | 0 | 0 | 0
DemandResponse | 0 | 0 | 0 | 0 | 0 | 0
IGCC-CCS | 0 | 0 | 0 | 0 | 0 | 0
WT_off | 0 | 0 | 0 | 0 | 0 | 0
PseudoUnit | 0 | 0 | 0 | 0 | 0 | 0
FixedInterchange | 0 | 0 | 0 | 0 | 0 | 0
Emission Cost by Reporting Type: MISO_IN
ReportingType | 2015 | 2020 | 2025 | 2030 | 2035 | 2040
BM | 0 | 0 | 0 | 0 | 0 | 0
CC | 0 | 0 | 0 | 0 | 0 | 0
CSP | 0 | 0 | 0 | 0 | 0 | 0
CT | 0 | 0 | 0 | 0 | 0 | 0
Coal | 0 | 0 | 0 | 0 | 0 | 0
Geo | 0 | 0 | 0 | 0 | 0 | 0
H | 0 | 0 | 0 | 0 | 0 | 0
LFG | 0 | 0 | 0 | 0 | 0 | 0
Nuc | 0 | 0 | 0 | 0 | 0 | 0
PS | 0 | 0 | 0 | 0 | 0 | 0
PV | 0 | 0 | 0 | 0 | 0 | 0
PeakG | 0 | 0 | 0 | 0 | 0 | 0
PeakO | 0 | 0 | 0 | 0 | 0 | 0
ST | 0 | 0 | 0 | 0 | 0 | 0
STOG | 0 | 0 | 0 | 0 | 0 | 0
STWD | 0 | 0 | 0 | 0 | 0 | 0
WT | 0 | 0 | 0 | 0 | 0 | 0
IGCC | 0 | 0 | 0 | 0 | 0 | 0
DemandResponse | 0 | 0 | 0 | 0 | 0 | 0
IGCC-CCS | 0 | 0 | 0 | 0 | 0 | 0
WT_off | 0 | 0 | 0 | 0 | 0 | 0
PseudoUnit | 0 | 0 | 0 | 0 | 0 | 0
FixedInterchange | 0 | 0 | 0 | 0 | 0 | 0
Emission Cost by Reporting Type: MISO_MI
ReportingType | 2015 | 2020 | 2025 | 2030 | 2035 | 2040
BM | 0 | 0 | 0 | 0 | 0 | 0
CC | 0 | 0 | 0 | 0 | 0 | 0
CSP | 0 | 0 | 0 | 0 | 0 | 0
CT | 0 | 0 | 0 | 0 | 0 | 0
Coal | 0 | 0 | 0 | 0 | 0 | 0
Geo | 0 | 0 | 0 | 0 | 0 | 0
H | 0 | 0 | 0 | 0 | 0 | 0
LFG | 0 | 0 | 0 | 0 | 0 | 0
Nuc | 0 | 0 | 0 | 0 | 0 | 0
PS | 0 | 0 | 0 | 0 | 0 | 0
PV | 0 | 0 | 0 | 0 | 0 | 0
PeakG | 0 | 0 | 0 | 0 | 0 | 0
PeakO | 0 | 0 | 0 | 0 | 0 | 0
ST | 0 | 0 | 0 | 0 | 0 | 0
STOG | 0 | 0 | 0 | 0 | 0 | 0
STWD | 0 | 0 | 0 | 0 | 0 | 0
WT | 0 | 0 | 0 | 0 | 0 | 0
IGCC | 0 | 0 | 0 | 0 | 0 | 0
DemandResponse | 0 | 0 | 0 | 0 | 0 | 0
IGCC-CCS | 0 | 0 | 0 | 0 | 0 | 0
WT_off | 0 | 0 | 0 | 0 | 0 | 0
PseudoUnit | 0 | 0 | 0 | 0 | 0 | 0
FixedInterchange | 0 | 0 | 0 | 0 | 0 | 0
Emission Cost by Reporting Type: MISO_MO-IL
ReportingType | 2015 | 2020 | 2025 | 2030 | 2035 | 2040
BM | 0 | 0 | 0 | 0 | 0 | 0
CC | 0 | 0 | 0 | 0 | 0 | 0
CSP | 0 | 0 | 0 | 0 | 0 | 0
CT | 0 | 0 | 0 | 0 | 0 | 0
Coal | 0 | 0 | 0 | 0 | 0 | 0
Geo | 0 | 0 | 0 | 0 | 0 | 0
H | 0 | 0 | 0 | 0 | 0 | 0
LFG | 0 | 0 | 0 | 0 | 0 | 0
Nuc | 0 | 0 | 0 | 0 | 0 | 0
PS | 0 | 0 | 0 | 0 | 0 | 0
PV | 0 | 0 | 0 | 0 | 0 | 0
PeakG | 0 | 0 | 0 | 0 | 0 | 0
PeakO | 0 | 0 | 0 | 0 | 0 | 0
ST | 0 | 0 | 0 | 0 | 0 | 0
STOG | 0 | 0 | 0 | 0 | 0 | 0
STWD | 0 | 0 | 0 | 0 | 0 | 0
WT | 0 | 0 | 0 | 0 | 0 | 0
IGCC | 0 | 0 | 0 | 0 | 0 | 0
DemandResponse | 0 | 0 | 0 | 0 | 0 | 0
IGCC-CCS | 0 | 0 | 0 | 0 | 0 | 0
WT_off | 0 | 0 | 0 | 0 | 0 | 0
PseudoUnit | 0 | 0 | 0 | 0 | 0 | 0
FixedInterchange | 0 | 0 | 0 | 0 | 0 | 0
Emission Cost by Reporting Type: MISO_W
ReportingType | 2015 | 2020 | 2025 | 2030 | 2035 | 2040
BM | 0 | 0 | 0 | 0 | 0 | 0
CC | 0 | 0 | 0 | 0 | 0 | 0
CSP | 0 | 0 | 0 | 0 | 0 | 0
CT | 0 | 0 | 0 | 0 | 0 | 0
Coal | 0 | 0 | 0 | 0 | 0 | 0
Geo | 0 | 0 | 0 | 0 | 0 | 0
H | 0 | 0 | 0 | 0 | 0 | 0
LFG | 0 | 0 | 0 | 0 | 0 | 0
Nuc | 0 | 0 | 0 | 0 | 0 | 0
PS | 0 | 0 | 0 | 0 | 0 | 0
PV | 0 | 0 | 0 | 0 | 0 | 0
PeakG | 0 | 0 | 0 | 0 | 0 | 0
PeakO | 0 | 0 | 0 | 0 | 0 | 0
ST | 0 | 0 | 0 | 0 | 0 | 0
STOG | 0 | 0 | 0 | 0 | 0 | 0
STWD | 0 | 0 | 0 | 0 | 0 | 0
WT | 0 | 0 | 0 | 0 | 0 | 0
IGCC | 0 | 0 | 0 | 0 | 0 | 0
DemandResponse | 0 | 0 | 0 | 0 | 0 | 0
IGCC-CCS | 0 | 0 | 0 | 0 | 0 | 0
WT_off | 0 | 0 | 0 | 0 | 0 | 0
PseudoUnit | 0 | 0 | 0 | 0 | 0 | 0
FixedInterchange | 0 | 0 | 0 | 0 | 0 | 0
Emission Cost by Reporting Type: MISO_WUMS
ReportingType | 2015 | 2020 | 2025 | 2030 | 2035 | 2040
BM | 0 | 0 | 0 | 0 | 0 | 0
CC | 0 | 0 | 0 | 0 | 0 | 0
CSP | 0 | 0 | 0 | 0 | 0 | 0
CT | 0 | 0 | 0 | 0 | 0 | 0
Coal | 0 | 0 | 0 | 0 | 0 | 0
Geo | 0 | 0 | 0 | 0 | 0 | 0
H | 0 | 0 | 0 | 0 | 0 | 0
LFG | 0 | 0 | 0 | 0 | 0 | 0
Nuc | 0 | 0 | 0 | 0 | 0 | 0
PS | 0 | 0 | 0 | 0 | 0 | 0
PV | 0 | 0 | 0 | 0 | 0 | 0
PeakG | 0 | 0 | 0 | 0 | 0 | 0
PeakO | 0 | 0 | 0 | 0 | 0 | 0
ST | 0 | 0 | 0 | 0 | 0 | 0
STOG | 0 | 0 | 0 | 0 | 0 | 0
STWD | 0 | 0 | 0 | 0 | 0 | 0
WT | 0 | 0 | 0 | 0 | 0 | 0
IGCC | 0 | 0 | 0 | 0 | 0 | 0
DemandResponse | 0 | 0 | 0 | 0 | 0 | 0
IGCC-CCS | 0 | 0 | 0 | 0 | 0 | 0
WT_off | 0 | 0 | 0 | 0 | 0 | 0
PseudoUnit | 0 | 0 | 0 | 0 | 0 | 0
FixedInterchange | 0 | 0 | 0 | 0 | 0 | 0
Emission Cost by Reporting Type: Nebraska
ReportingType | 2015 | 2020 | 2025 | 2030 | 2035 | 2040
BM | 0 | 0 | 0 | 0 | 0 | 0
CC | 0 | 0 | 0 | 0 | 0 | 0
CSP | 0 | 0 | 0 | 0 | 0 | 0
CT | 0 | 0 | 0 | 0 | 0 | 0
Coal | 0 | 0 | 0 | 0 | 0 | 0
Geo | 0 | 0 | 0 | 0 | 0 | 0
H | 0 | 0 | 0 | 0 | 0 | 0
LFG | 0 | 0 | 0 | 0 | 0 | 0
Nuc | 0 | 0 | 0 | 0 | 0 | 0
PS | 0 | 0 | 0 | 0 | 0 | 0
PV | 0 | 0 | 0 | 0 | 0 | 0
PeakG | 0 | 0 | 0 | 0 | 0 | 0
PeakO | 0 | 0 | 0 | 0 | 0 | 0
ST | 0 | 0 | 0 | 0 | 0 | 0
STOG | 0 | 0 | 0 | 0 | 0 | 0
STWD | 0 | 0 | 0 | 0 | 0 | 0
WT | 0 | 0 | 0 | 0 | 0 | 0
IGCC | 0 | 0 | 0 | 0 | 0 | 0
DemandResponse | 0 | 0 | 0 | 0 | 0 | 0
IGCC-CCS | 0 | 0 | 0 | 0 | 0 | 0
WT_off | 0 | 0 | 0 | 0 | 0 | 0
PseudoUnit | 0 | 0 | 0 | 0 | 0 | 0
FixedInterchange | 0 | 0 | 0 | 0 | 0 | 0
Emission Cost by Reporting Type: NEISO
ReportingType | 2015 | 2020 | 2025 | 2030 | 2035 | 2040
BM | 0 | 0 | 0 | 0 | 0 | 0
CC | 0 | 0 | 0 | 0 | 0 | 0
CSP | 0 | 0 | 0 | 0 | 0 | 0
CT | 0 | 0 | 0 | 0 | 0 | 0
Coal | 0 | 0 | 0 | 0 | 0 | 0
Geo | 0 | 0 | 0 | 0 | 0 | 0
H | 0 | 0 | 0 | 0 | 0 | 0
LFG | 0 | 0 | 0 | 0 | 0 | 0
Nuc | 0 | 0 | 0 | 0 | 0 | 0
PS | 0 | 0 | 0 | 0 | 0 | 0
PV | 0 | 0 | 0 | 0 | 0 | 0
PeakG | 0 | 0 | 0 | 0 | 0 | 0
PeakO | 0 | 0 | 0 | 0 | 0 | 0
ST | 0 | 0 | 0 | 0 | 0 | 0
STOG | 0 | 0 | 0 | 0 | 0 | 0
STWD | 0 | 0 | 0 | 0 | 0 | 0
WT | 0 | 0 | 0 | 0 | 0 | 0
IGCC | 0 | 0 | 0 | 0 | 0 | 0
DemandResponse | 0 | 0 | 0 | 0 | 0 | 0
IGCC-CCS | 0 | 0 | 0 | 0 | 0 | 0
WT_off | 0 | 0 | 0 | 0 | 0 | 0
PseudoUnit | 0 | 0 | 0 | 0 | 0 | 0
FixedInterchange | 0 | 0 | 0 | 0 | 0 | 0
Emission Cost by Reporting Type: NonRTO_Midwest
ReportingType | 2015 | 2020 | 2025 | 2030 | 2035 | 2040
BM | 0 | 0 | 0 | 0 | 0 | 0
CC | 0 | 0 | 0 | 0 | 0 | 0
CSP | 0 | 0 | 0 | 0 | 0 | 0
CT | 0 | 0 | 0 | 0 | 0 | 0
Coal | 0 | 0 | 0 | 0 | 0 | 0
Geo | 0 | 0 | 0 | 0 | 0 | 0
H | 0 | 0 | 0 | 0 | 0 | 0
LFG | 0 | 0 | 0 | 0 | 0 | 0
Nuc | 0 | 0 | 0 | 0 | 0 | 0
PS | 0 | 0 | 0 | 0 | 0 | 0
PV | 0 | 0 | 0 | 0 | 0 | 0
PeakG | 0 | 0 | 0 | 0 | 0 | 0
PeakO | 0 | 0 | 0 | 0 | 0 | 0
ST | 0 | 0 | 0 | 0 | 0 | 0
STOG | 0 | 0 | 0 | 0 | 0 | 0
STWD | 0 | 0 | 0 | 0 | 0 | 0
WT | 0 | 0 | 0 | 0 | 0 | 0
IGCC | 0 | 0 | 0 | 0 | 0 | 0
DemandResponse | 0 | 0 | 0 | 0 | 0 | 0
IGCC-CCS | 0 | 0 | 0 | 0 | 0 | 0
WT_off | 0 | 0 | 0 | 0 | 0 | 0
PseudoUnit | 0 | 0 | 0 | 0 | 0 | 0
FixedInterchange | 0 | 0 | 0 | 0 | 0 | 0
Emission Cost by Reporting Type: NYISO_A-F
ReportingType | 2015 | 2020 | 2025 | 2030 | 2035 | 2040
BM | 0 | 0 | 0 | 0 | 0 | 0
CC | 0 | 0 | 0 | 0 | 0 | 0
CSP | 0 | 0 | 0 | 0 | 0 | 0
CT | 0 | 0 | 0 | 0 | 0 | 0
Coal | 0 | 0 | 0 | 0 | 0 | 0
Geo | 0 | 0 | 0 | 0 | 0 | 0
H | 0 | 0 | 0 | 0 | 0 | 0
LFG | 0 | 0 | 0 | 0 | 0 | 0
Nuc | 0 | 0 | 0 | 0 | 0 | 0
PS | 0 | 0 | 0 | 0 | 0 | 0
PV | 0 | 0 | 0 | 0 | 0 | 0
PeakG | 0 | 0 | 0 | 0 | 0 | 0
PeakO | 0 | 0 | 0 | 0 | 0 | 0
ST | 0 | 0 | 0 | 0 | 0 | 0
STOG | 0 | 0 | 0 | 0 | 0 | 0
STWD | 0 | 0 | 0 | 0 | 0 | 0
WT | 0 | 0 | 0 | 0 | 0 | 0
IGCC | 0 | 0 | 0 | 0 | 0 | 0
DemandResponse | 0 | 0 | 0 | 0 | 0 | 0
IGCC-CCS | 0 | 0 | 0 | 0 | 0 | 0
WT_off | 0 | 0 | 0 | 0 | 0 | 0
PseudoUnit | 0 | 0 | 0 | 0 | 0 | 0
FixedInterchange | 0 | 0 | 0 | 0 | 0 | 0
Emission Cost by Reporting Type: NYISO_G-I
ReportingType | 2015 | 2020 | 2025 | 2030 | 2035 | 2040
BM | 0 | 0 | 0 | 0 | 0 | 0
CC | 0 | 0 | 0 | 0 | 0 | 0
CSP | 0 | 0 | 0 | 0 | 0 | 0
CT | 0 | 0 | 0 | 0 | 0 | 0
Coal | 0 | 0 | 0 | 0 | 0 | 0
Geo | 0 | 0 | 0 | 0 | 0 | 0
H | 0 | 0 | 0 | 0 | 0 | 0
LFG | 0 | 0 | 0 | 0 | 0 | 0
Nuc | 0 | 0 | 0 | 0 | 0 | 0
PS | 0 | 0 | 0 | 0 | 0 | 0
PV | 0 | 0 | 0 | 0 | 0 | 0
PeakG | 0 | 0 | 0 | 0 | 0 | 0
PeakO | 0 | 0 | 0 | 0 | 0 | 0
ST | 0 | 0 | 0 | 0 | 0 | 0
STOG | 0 | 0 | 0 | 0 | 0 | 0
STWD | 0 | 0 | 0 | 0 | 0 | 0
WT | 0 | 0 | 0 | 0 | 0 | 0
IGCC | 0 | 0 | 0 | 0 | 0 | 0
DemandResponse | 0 | 0 | 0 | 0 | 0 | 0
IGCC-CCS | 0 | 0 | 0 | 0 | 0 | 0
WT_off | 0 | 0 | 0 | 0 | 0 | 0
PseudoUnit | 0 | 0 | 0 | 0 | 0 | 0
FixedInterchange | 0 | 0 | 0 | 0 | 0 | 0
Emission Cost by Reporting Type: NYISO_J-K
ReportingType | 2015 | 2020 | 2025 | 2030 | 2035 | 2040
BM | 0 | 0 | 0 | 0 | 0 | 0
CC | 0 | 0 | 0 | 0 | 0 | 0
CSP | 0 | 0 | 0 | 0 | 0 | 0
CT | 0 | 0 | 0 | 0 | 0 | 0
Coal | 0 | 0 | 0 | 0 | 0 | 0
Geo | 0 | 0 | 0 | 0 | 0 | 0
H | 0 | 0 | 0 | 0 | 0 | 0
LFG | 0 | 0 | 0 | 0 | 0 | 0
Nuc | 0 | 0 | 0 | 0 | 0 | 0
PS | 0 | 0 | 0 | 0 | 0 | 0
PV | 0 | 0 | 0 | 0 | 0 | 0
PeakG | 0 | 0 | 0 | 0 | 0 | 0
PeakO | 0 | 0 | 0 | 0 | 0 | 0
ST | 0 | 0 | 0 | 0 | 0 | 0
STOG | 0 | 0 | 0 | 0 | 0 | 0
STWD | 0 | 0 | 0 | 0 | 0 | 0
WT | 0 | 0 | 0 | 0 | 0 | 0
IGCC | 0 | 0 | 0 | 0 | 0 | 0
DemandResponse | 0 | 0 | 0 | 0 | 0 | 0
IGCC-CCS | 0 | 0 | 0 | 0 | 0 | 0
WT_off | 0 | 0 | 0 | 0 | 0 | 0
PseudoUnit | 0 | 0 | 0 | 0 | 0 | 0
FixedInterchange | 0 | 0 | 0 | 0 | 0 | 0
Emission Cost by Reporting Type: PJM_E
ReportingType | 2015 | 2020 | 2025 | 2030 | 2035 | 2040
BM | 0 | 0 | 0 | 0 | 0 | 0
CC | 0 | 0 | 0 | 0 | 0 | 0
CSP | 0 | 0 | 0 | 0 | 0 | 0
CT | 0 | 0 | 0 | 0 | 0 | 0
Coal | 0 | 0 | 0 | 0 | 0 | 0
Geo | 0 | 0 | 0 | 0 | 0 | 0
H | 0 | 0 | 0 | 0 | 0 | 0
LFG | 0 | 0 | 0 | 0 | 0 | 0
Nuc | 0 | 0 | 0 | 0 | 0 | 0
PS | 0 | 0 | 0 | 0 | 0 | 0
PV | 0 | 0 | 0 | 0 | 0 | 0
PeakG | 0 | 0 | 0 | 0 | 0 | 0
PeakO | 0 | 0 | 0 | 0 | 0 | 0
ST | 0 | 0 | 0 | 0 | 0 | 0
STOG | 0 | 0 | 0 | 0 | 0 | 0
STWD | 0 | 0 | 0 | 0 | 0 | 0
WT | 0 | 0 | 0 | 0 | 0 | 0
IGCC | 0 | 0 | 0 | 0 | 0 | 0
DemandResponse | 0 | 0 | 0 | 0 | 0 | 0
IGCC-CCS | 0 | 0 | 0 | 0 | 0 | 0
WT_off | 0 | 0 | 0 | 0 | 0 | 0
PseudoUnit | 0 | 0 | 0 | 0 | 0 | 0
FixedInterchange | 0 | 0 | 0 | 0 | 0 | 0
Emission Cost by Reporting Type: PJM_ROM
ReportingType | 2015 | 2020 | 2025 | 2030 | 2035 | 2040
BM | 0 | 0 | 0 | 0 | 0 | 0
CC | 0 | 0 | 0 | 0 | 0 | 0
CSP | 0 | 0 | 0 | 0 | 0 | 0
CT | 0 | 0 | 0 | 0 | 0 | 0
Coal | 0 | 0 | 0 | 0 | 0 | 0
Geo | 0 | 0 | 0 | 0 | 0 | 0
H | 0 | 0 | 0 | 0 | 0 | 0
LFG | 0 | 0 | 0 | 0 | 0 | 0
Nuc | 0 | 0 | 0 | 0 | 0 | 0
PS | 0 | 0 | 0 | 0 | 0 | 0
PV | 0 | 0 | 0 | 0 | 0 | 0
PeakG | 0 | 0 | 0 | 0 | 0 | 0
PeakO | 0 | 0 | 0 | 0 | 0 | 0
ST | 0 | 0 | 0 | 0 | 0 | 0
STOG | 0 | 0 | 0 | 0 | 0 | 0
STWD | 0 | 0 | 0 | 0 | 0 | 0
WT | 0 | 0 | 0 | 0 | 0 | 0
IGCC | 0 | 0 | 0 | 0 | 0 | 0
DemandResponse | 0 | 0 | 0 | 0 | 0 | 0
IGCC-CCS | 0 | 0 | 0 | 0 | 0 | 0
WT_off | 0 | 0 | 0 | 0 | 0 | 0
PseudoUnit | 0 | 0 | 0 | 0 | 0 | 0
FixedInterchange | 0 | 0 | 0 | 0 | 0 | 0
Emission Cost by Reporting Type: PJM_ROR
ReportingType | 2015 | 2020 | 2025 | 2030 | 2035 | 2040
BM | 0 | 0 | 0 | 0 | 0 | 0
CC | 0 | 0 | 0 | 0 | 0 | 0
CSP | 0 | 0 | 0 | 0 | 0 | 0
CT | 0 | 0 | 0 | 0 | 0 | 0
Coal | 0 | 0 | 0 | 0 | 0 | 0
Geo | 0 | 0 | 0 | 0 | 0 | 0
H | 0 | 0 | 0 | 0 | 0 | 0
LFG | 0 | 0 | 0 | 0 | 0 | 0
Nuc | 0 | 0 | 0 | 0 | 0 | 0
PS | 0 | 0 | 0 | 0 | 0 | 0
PV | 0 | 0 | 0 | 0 | 0 | 0
PeakG | 0 | 0 | 0 | 0 | 0 | 0
PeakO | 0 | 0 | 0 | 0 | 0 | 0
ST | 0 | 0 | 0 | 0 | 0 | 0
STOG | 0 | 0 | 0 | 0 | 0 | 0
STWD | 0 | 0 | 0 | 0 | 0 | 0
WT | 0 | 0 | 0 | 0 | 0 | 0
IGCC | 0 | 0 | 0 | 0 | 0 | 0
DemandResponse | 0 | 0 | 0 | 0 | 0 | 0
IGCC-CCS | 0 | 0 | 0 | 0 | 0 | 0
WT_off | 0 | 0 | 0 | 0 | 0 | 0
PseudoUnit | 0 | 0 | 0 | 0 | 0 | 0
FixedInterchange | 0 | 0 | 0 | 0 | 0 | 0
Emission Cost by Reporting Type: SOCO
ReportingType | 2015 | 2020 | 2025 | 2030 | 2035 | 2040
BM | 0 | 0 | 0 | 0 | 0 | 0
CC | 0 | 0 | 0 | 0 | 0 | 0
CSP | 0 | 0 | 0 | 0 | 0 | 0
CT | 0 | 0 | 0 | 0 | 0 | 0
Coal | 0 | 0 | 0 | 0 | 0 | 0
Geo | 0 | 0 | 0 | 0 | 0 | 0
H | 0 | 0 | 0 | 0 | 0 | 0
LFG | 0 | 0 | 0 | 0 | 0 | 0
Nuc | 0 | 0 | 0 | 0 | 0 | 0
PS | 0 | 0 | 0 | 0 | 0 | 0
PV | 0 | 0 | 0 | 0 | 0 | 0
PeakG | 0 | 0 | 0 | 0 | 0 | 0
PeakO | 0 | 0 | 0 | 0 | 0 | 0
ST | 0 | 0 | 0 | 0 | 0 | 0
STOG | 0 | 0 | 0 | 0 | 0 | 0
STWD | 0 | 0 | 0 | 0 | 0 | 0
WT | 0 | 0 | 0 | 0 | 0 | 0
IGCC | 0 | 0 | 0 | 0 | 0 | 0
DemandResponse | 0 | 0 | 0 | 0 | 0 | 0
IGCC-CCS | 0 | 0 | 0 | 0 | 0 | 0
WT_off | 0 | 0 | 0 | 0 | 0 | 0
PseudoUnit | 0 | 0 | 0 | 0 | 0 | 0
FixedInterchange | 0 | 0 | 0 | 0 | 0 | 0
Emission Cost by Reporting Type: SPP_N
ReportingType | 2015 | 2020 | 2025 | 2030 | 2035 | 2040
BM | 0 | 0 | 0 | 0 | 0 | 0
CC | 0 | 0 | 0 | 0 | 0 | 0
CSP | 0 | 0 | 0 | 0 | 0 | 0
CT | 0 | 0 | 0 | 0 | 0 | 0
Coal | 0 | 0 | 0 | 0 | 0 | 0
Geo | 0 | 0 | 0 | 0 | 0 | 0
H | 0 | 0 | 0 | 0 | 0 | 0
LFG | 0 | 0 | 0 | 0 | 0 | 0
Nuc | 0 | 0 | 0 | 0 | 0 | 0
PS | 0 | 0 | 0 | 0 | 0 | 0
PV | 0 | 0 | 0 | 0 | 0 | 0
PeakG | 0 | 0 | 0 | 0 | 0 | 0
PeakO | 0 | 0 | 0 | 0 | 0 | 0
ST | 0 | 0 | 0 | 0 | 0 | 0
STOG | 0 | 0 | 0 | 0 | 0 | 0
STWD | 0 | 0 | 0 | 0 | 0 | 0
WT | 0 | 0 | 0 | 0 | 0 | 0
IGCC | 0 | 0 | 0 | 0 | 0 | 0
DemandResponse | 0 | 0 | 0 | 0 | 0 | 0
IGCC-CCS | 0 | 0 | 0 | 0 | 0 | 0
WT_off | 0 | 0 | 0 | 0 | 0 | 0
PseudoUnit | 0 | 0 | 0 | 0 | 0 | 0
FixedInterchange | 0 | 0 | 0 | 0 | 0 | 0
Emission Cost by Reporting Type: SPP_S
ReportingType | 2015 | 2020 | 2025 | 2030 | 2035 | 2040
BM | 0 | 0 | 0 | 0 | 0 | 0
CC | 0 | 0 | 0 | 0 | 0 | 0
CSP | 0 | 0 | 0 | 0 | 0 | 0
CT | 0 | 0 | 0 | 0 | 0 | 0
Coal | 0 | 0 | 0 | 0 | 0 | 0
Geo | 0 | 0 | 0 | 0 | 0 | 0
H | 0 | 0 | 0 | 0 | 0 | 0
LFG | 0 | 0 | 0 | 0 | 0 | 0
Nuc | 0 | 0 | 0 | 0 | 0 | 0
PS | 0 | 0 | 0 | 0 | 0 | 0
PV | 0 | 0 | 0 | 0 | 0 | 0
PeakG | 0 | 0 | 0 | 0 | 0 | 0
PeakO | 0 | 0 | 0 | 0 | 0 | 0
ST | 0 | 0 | 0 | 0 | 0 | 0
STOG | 0 | 0 | 0 | 0 | 0 | 0
STWD | 0 | 0 | 0 | 0 | 0 | 0
WT | 0 | 0 | 0 | 0 | 0 | 0
IGCC | 0 | 0 | 0 | 0 | 0 | 0
DemandResponse | 0 | 0 | 0 | 0 | 0 | 0
IGCC-CCS | 0 | 0 | 0 | 0 | 0 | 0
WT_off | 0 | 0 | 0 | 0 | 0 | 0
PseudoUnit | 0 | 0 | 0 | 0 | 0 | 0
FixedInterchange | 0 | 0 | 0 | 0 | 0 | 0
Emission Cost by Reporting Type: TVA
ReportingType | 2015 | 2020 | 2025 | 2030 | 2035 | 2040
BM | 0 | 0 | 0 | 0 | 0 | 0
CC | 0 | 0 | 0 | 0 | 0 | 0
CSP | 0 | 0 | 0 | 0 | 0 | 0
CT | 0 | 0 | 0 | 0 | 0 | 0
Coal | 0 | 0 | 0 | 0 | 0 | 0
Geo | 0 | 0 | 0 | 0 | 0 | 0
H | 0 | 0 | 0 | 0 | 0 | 0
LFG | 0 | 0 | 0 | 0 | 0 | 0
Nuc | 0 | 0 | 0 | 0 | 0 | 0
PS | 0 | 0 | 0 | 0 | 0 | 0
PV | 0 | 0 | 0 | 0 | 0 | 0
PeakG | 0 | 0 | 0 | 0 | 0 | 0
PeakO | 0 | 0 | 0 | 0 | 0 | 0
ST | 0 | 0 | 0 | 0 | 0 | 0
STOG | 0 | 0 | 0 | 0 | 0 | 0
STWD | 0 | 0 | 0 | 0 | 0 | 0
WT | 0 | 0 | 0 | 0 | 0 | 0
IGCC | 0 | 0 | 0 | 0 | 0 | 0
DemandResponse | 0 | 0 | 0 | 0 | 0 | 0
IGCC-CCS | 0 | 0 | 0 | 0 | 0 | 0
WT_off | 0 | 0 | 0 | 0 | 0 | 0
PseudoUnit | 0 | 0 | 0 | 0 | 0 | 0
FixedInterchange | 0 | 0 | 0 | 0 | 0 | 0
Emission Cost by Reporting Type: TVA_Transmission
ReportingType | 2015 | 2020 | 2025 | 2030 | 2035 | 2040
BM | 0 | 0 | 0 | 0 | 0 | 0
CC | 0 | 0 | 0 | 0 | 0 | 0
CSP | 0 | 0 | 0 | 0 | 0 | 0
CT | 0 | 0 | 0 | 0 | 0 | 0
Coal | 0 | 0 | 0 | 0 | 0 | 0
Geo | 0 | 0 | 0 | 0 | 0 | 0
H | 0 | 0 | 0 | 0 | 0 | 0
LFG | 0 | 0 | 0 | 0 | 0 | 0
Nuc | 0 | 0 | 0 | 0 | 0 | 0
PS | 0 | 0 | 0 | 0 | 0 | 0
PV | 0 | 0 | 0 | 0 | 0 | 0
PeakG | 0 | 0 | 0 | 0 | 0 | 0
PeakO | 0 | 0 | 0 | 0 | 0 | 0
ST | 0 | 0 | 0 | 0 | 0 | 0
STOG | 0 | 0 | 0 | 0 | 0 | 0
STWD | 0 | 0 | 0 | 0 | 0 | 0
WT | 0 | 0 | 0 | 0 | 0 | 0
IGCC | 0 | 0 | 0 | 0 | 0 | 0
DemandResponse | 0 | 0 | 0 | 0 | 0 | 0
IGCC-CCS | 0 | 0 | 0 | 0 | 0 | 0
WT_off | 0 | 0 | 0 | 0 | 0 | 0
PseudoUnit | 0 | 0 | 0 | 0 | 0 | 0
FixedInterchange | 0 | 0 | 0 | 0 | 0 | 0
Emission Cost by Reporting Type: VACAR
ReportingType | 2015 | 2020 | 2025 | 2030 | 2035 | 2040
BM | 0 | 0 | 0 | 0 | 0 | 0
CC | 0 | 0 | 0 | 0 | 0 | 0
CSP | 0 | 0 | 0 | 0 | 0 | 0
CT | 0 | 0 | 0 | 0 | 0 | 0
Coal | 0 | 0 | 0 | 0 | 0 | 0
Geo | 0 | 0 | 0 | 0 | 0 | 0
H | 0 | 0 | 0 | 0 | 0 | 0
LFG | 0 | 0 | 0 | 0 | 0 | 0
Nuc | 0 | 0 | 0 | 0 | 0 | 0
PS | 0 | 0 | 0 | 0 | 0 | 0
PV | 0 | 0 | 0 | 0 | 0 | 0
PeakG | 0 | 0 | 0 | 0 | 0 | 0
PeakO | 0 | 0 | 0 | 0 | 0 | 0
ST | 0 | 0 | 0 | 0 | 0 | 0
STOG | 0 | 0 | 0 | 0 | 0 | 0
STWD | 0 | 0 | 0 | 0 | 0 | 0
WT | 0 | 0 | 0 | 0 | 0 | 0
IGCC | 0 | 0 | 0 | 0 | 0 | 0
DemandResponse | 0 | 0 | 0 | 0 | 0 | 0
IGCC-CCS | 0 | 0 | 0 | 0 | 0 | 0
WT_off | 0 | 0 | 0 | 0 | 0 | 0
PseudoUnit | 0 | 0 | 0 | 0 | 0 | 0
FixedInterchange | 0 | 0 | 0 | 0 | 0 | 0
Emission Cost by Reporting Type: IESO
ReportingType | 2015 | 2020 | 2025 | 2030 | 2035 | 2040
BM | 0 | 0 | 0 | 0 | 0 | 0
CC | 0 | 0 | 0 | 0 | 0 | 0
CSP | 0 | 0 | 0 | 0 | 0 | 0
CT | 0 | 0 | 0 | 0 | 0 | 0
Coal | 0 | 0 | 0 | 0 | 0 | 0
Geo | 0 | 0 | 0 | 0 | 0 | 0
H | 0 | 0 | 0 | 0 | 0 | 0
LFG | 0 | 0 | 0 | 0 | 0 | 0
Nuc | 0 | 0 | 0 | 0 | 0 | 0
PS | 0 | 0 | 0 | 0 | 0 | 0
PV | 0 | 0 | 0 | 0 | 0 | 0
PeakG | 0 | 0 | 0 | 0 | 0 | 0
PeakO | 0 | 0 | 0 | 0 | 0 | 0
ST | 0 | 0 | 0 | 0 | 0 | 0
STOG | 0 | 0 | 0 | 0 | 0 | 0
STWD | 0 | 0 | 0 | 0 | 0 | 0
WT | 0 | 0 | 0 | 0 | 0 | 0
IGCC | 0 | 0 | 0 | 0 | 0 | 0
DemandResponse | 0 | 0 | 0 | 0 | 0 | 0
IGCC-CCS | 0 | 0 | 0 | 0 | 0 | 0
WT_off | 0 | 0 | 0 | 0 | 0 | 0
PseudoUnit | 0 | 0 | 0 | 0 | 0 | 0
FixedInterchange | 0 | 0 | 0 | 0 | 0 | 0
Emission Cost by Reporting Type: MAPP_CA
ReportingType | 2015 | 2020 | 2025 | 2030 | 2035 | 2040
BM | 0 | 0 | 0 | 0 | 0 | 0
CC | 0 | 0 | 0 | 0 | 0 | 0
CSP | 0 | 0 | 0 | 0 | 0 | 0
CT | 0 | 0 | 0 | 0 | 0 | 0
Coal | 0 | 0 | 0 | 0 | 0 | 0
Geo | 0 | 0 | 0 | 0 | 0 | 0
H | 0 | 0 | 0 | 0 | 0 | 0
LFG | 0 | 0 | 0 | 0 | 0 | 0
Nuc | 0 | 0 | 0 | 0 | 0 | 0
PS | 0 | 0 | 0 | 0 | 0 | 0
PV | 0 | 0 | 0 | 0 | 0 | 0
PeakG | 0 | 0 | 0 | 0 | 0 | 0
PeakO | 0 | 0 | 0 | 0 | 0 | 0
ST | 0 | 0 | 0 | 0 | 0 | 0
STOG | 0 | 0 | 0 | 0 | 0 | 0
STWD | 0 | 0 | 0 | 0 | 0 | 0
WT | 0 | 0 | 0 | 0 | 0 | 0
IGCC | 0 | 0 | 0 | 0 | 0 | 0
DemandResponse | 0 | 0 | 0 | 0 | 0 | 0
IGCC-CCS | 0 | 0 | 0 | 0 | 0 | 0
WT_off | 0 | 0 | 0 | 0 | 0 | 0
PseudoUnit | 0 | 0 | 0 | 0 | 0 | 0
FixedInterchange | 0 | 0 | 0 | 0 | 0 | 0
Emission Cost by Reporting Type: AZ_NM_SNV_Coal
ReportingType | 2015 | 2020 | 2025 | 2030 | 2035 | 2040
BM | 0 | 0 | 0 | 0 | 0 | 0
CC | 0 | 0 | 0 | 0 | 0 | 0
CSP | 0 | 0 | 0 | 0 | 0 | 0
CT | 0 | 0 | 0 | 0 | 0 | 0
Coal | 0 | 0 | 0 | 0 | 0 | 0
Geo | 0 | 0 | 0 | 0 | 0 | 0
H | 0 | 0 | 0 | 0 | 0 | 0
LFG | 0 | 0 | 0 | 0 | 0 | 0
Nuc | 0 | 0 | 0 | 0 | 0 | 0
PS | 0 | 0 | 0 | 0 | 0 | 0
PV | 0 | 0 | 0 | 0 | 0 | 0
PeakG | 0 | 0 | 0 | 0 | 0 | 0
PeakO | 0 | 0 | 0 | 0 | 0 | 0
ST | 0 | 0 | 0 | 0 | 0 | 0
STOG | 0 | 0 | 0 | 0 | 0 | 0
STWD | 0 | 0 | 0 | 0 | 0 | 0
WT | 0 | 0 | 0 | 0 | 0 | 0
IGCC | 0 | 0 | 0 | 0 | 0 | 0
DemandResponse | 0 | 0 | 0 | 0 | 0 | 0
IGCC-CCS | 0 | 0 | 0 | 0 | 0 | 0
WT_off | 0 | 0 | 0 | 0 | 0 | 0
PseudoUnit | 0 | 0 | 0 | 0 | 0 | 0
FixedInterchange | 0 | 0 | 0 | 0 | 0 | 0
Emission Cost by Reporting Type: AZ_NM_SNV_Gas
ReportingType | 2015 | 2020 | 2025 | 2030 | 2035 | 2040
BM | 0 | 0 | 0 | 0 | 0 | 0
CC | 0 | 0 | 0 | 0 | 0 | 0
CSP | 0 | 0 | 0 | 0 | 0 | 0
CT | 0 | 0 | 0 | 0 | 0 | 0
Coal | 0 | 0 | 0 | 0 | 0 | 0
Geo | 0 | 0 | 0 | 0 | 0 | 0
H | 0 | 0 | 0 | 0 | 0 | 0
LFG | 0 | 0 | 0 | 0 | 0 | 0
Nuc | 0 | 0 | 0 | 0 | 0 | 0
PS | 0 | 0 | 0 | 0 | 0 | 0
PV | 0 | 0 | 0 | 0 | 0 | 0
PeakG | 0 | 0 | 0 | 0 | 0 | 0
PeakO | 0 | 0 | 0 | 0 | 0 | 0
ST | 0 | 0 | 0 | 0 | 0 | 0
STOG | 0 | 0 | 0 | 0 | 0 | 0
STWD | 0 | 0 | 0 | 0 | 0 | 0
WT | 0 | 0 | 0 | 0 | 0 | 0
IGCC | 0 | 0 | 0 | 0 | 0 | 0
DemandResponse | 0 | 0 | 0 | 0 | 0 | 0
IGCC-CCS | 0 | 0 | 0 | 0 | 0 | 0
WT_off | 0 | 0 | 0 | 0 | 0 | 0
PseudoUnit | 0 | 0 | 0 | 0 | 0 | 0
FixedInterchange | 0 | 0 | 0 | 0 | 0 | 0
Emission Cost by Reporting Type: AZ_NM_SNV_NucRenew
ReportingType | 2015 | 2020 | 2025 | 2030 | 2035 | 2040
BM | 0 | 0 | 0 | 0 | 0 | 0
CC | 0 | 0 | 0 | 0 | 0 | 0
CSP | 0 | 0 | 0 | 0 | 0 | 0
CT | 0 | 0 | 0 | 0 | 0 | 0
Coal | 0 | 0 | 0 | 0 | 0 | 0
Geo | 0 | 0 | 0 | 0 | 0 | 0
H | 0 | 0 | 0 | 0 | 0 | 0
LFG | 0 | 0 | 0 | 0 | 0 | 0
Nuc | 0 | 0 | 0 | 0 | 0 | 0
PS | 0 | 0 | 0 | 0 | 0 | 0
PV | 0 | 0 | 0 | 0 | 0 | 0
PeakG | 0 | 0 | 0 | 0 | 0 | 0
PeakO | 0 | 0 | 0 | 0 | 0 | 0
ST | 0 | 0 | 0 | 0 | 0 | 0
STOG | 0 | 0 | 0 | 0 | 0 | 0
STWD | 0 | 0 | 0 | 0 | 0 | 0
WT | 0 | 0 | 0 | 0 | 0 | 0
IGCC | 0 | 0 | 0 | 0 | 0 | 0
DemandResponse | 0 | 0 | 0 | 0 | 0 | 0
IGCC-CCS | 0 | 0 | 0 | 0 | 0 | 0
WT_off | 0 | 0 | 0 | 0 | 0 | 0
PseudoUnit | 0 | 0 | 0 | 0 | 0 | 0
FixedInterchange | 0 | 0 | 0 | 0 | 0 | 0
Emission Cost by Reporting Type: ERCOT
ReportingType | 2015 | 2020 | 2025 | 2030 | 2035 | 2040
BM | 0 | 0 | 0 | 0 | 0 | 0
CC | 0 | 0 | 0 | 0 | 0 | 0
CSP | 0 | 0 | 0 | 0 | 0 | 0
CT | 0 | 0 | 0 | 0 | 0 | 0
Coal | 0 | 0 | 0 | 0 | 0 | 0
Geo | 0 | 0 | 0 | 0 | 0 | 0
H | 0 | 0 | 0 | 0 | 0 | 0
LFG | 0 | 0 | 0 | 0 | 0 | 0
Nuc | 0 | 0 | 0 | 0 | 0 | 0
PS | 0 | 0 | 0 | 0 | 0 | 0
PV | 0 | 0 | 0 | 0 | 0 | 0
PeakG | 0 | 0 | 0 | 0 | 0 | 0
PeakO | 0 | 0 | 0 | 0 | 0 | 0
ST | 0 | 0 | 0 | 0 | 0 | 0
STOG | 0 | 0 | 0 | 0 | 0 | 0
STWD | 0 | 0 | 0 | 0 | 0 | 0
WT | 0 | 0 | 0 | 0 | 0 | 0
IGCC | 0 | 0 | 0 | 0 | 0 | 0
DemandResponse | 0 | 0 | 0 | 0 | 0 | 0
IGCC-CCS | 0 | 0 | 0 | 0 | 0 | 0
WT_off | 0 | 0 | 0 | 0 | 0 | 0
PseudoUnit | 0 | 0 | 0 | 0 | 0 | 0
FixedInterchange | 0 | 0 | 0 | 0 | 0 | 0
Emission Cost by Reporting Type: NP15
ReportingType | 2015 | 2020 | 2025 | 2030 | 2035 | 2040
BM | 0 | 0 | 0 | 0 | 0 | 0
CC | 0 | 0 | 0 | 0 | 0 | 0
CSP | 0 | 0 | 0 | 0 | 0 | 0
CT | 0 | 0 | 0 | 0 | 0 | 0
Coal | 0 | 0 | 0 | 0 | 0 | 0
Geo | 0 | 0 | 0 | 0 | 0 | 0
H | 0 | 0 | 0 | 0 | 0 | 0
LFG | 0 | 0 | 0 | 0 | 0 | 0
Nuc | 0 | 0 | 0 | 0 | 0 | 0
PS | 0 | 0 | 0 | 0 | 0 | 0
PV | 0 | 0 | 0 | 0 | 0 | 0
PeakG | 0 | 0 | 0 | 0 | 0 | 0
PeakO | 0 | 0 | 0 | 0 | 0 | 0
ST | 0 | 0 | 0 | 0 | 0 | 0
STOG | 0 | 0 | 0 | 0 | 0 | 0
STWD | 0 | 0 | 0 | 0 | 0 | 0
WT | 0 | 0 | 0 | 0 | 0 | 0
IGCC | 0 | 0 | 0 | 0 | 0 | 0
DemandResponse | 0 | 0 | 0 | 0 | 0 | 0
IGCC-CCS | 0 | 0 | 0 | 0 | 0 | 0
WT_off | 0 | 0 | 0 | 0 | 0 | 0
PseudoUnit | 0 | 0 | 0 | 0 | 0 | 0
FixedInterchange | 0 | 0 | 0 | 0 | 0 | 0
Emission Cost by Reporting Type: NWPP_Coal
ReportingType | 2015 | 2020 | 2025 | 2030 | 2035 | 2040
BM | 0 | 0 | 0 | 0 | 0 | 0
CC | 0 | 0 | 0 | 0 | 0 | 0
CSP | 0 | 0 | 0 | 0 | 0 | 0
CT | 0 | 0 | 0 | 0 | 0 | 0
Coal | 0 | 0 | 0 | 0 | 0 | 0
Geo | 0 | 0 | 0 | 0 | 0 | 0
H | 0 | 0 | 0 | 0 | 0 | 0
LFG | 0 | 0 | 0 | 0 | 0 | 0
Nuc | 0 | 0 | 0 | 0 | 0 | 0
PS | 0 | 0 | 0 | 0 | 0 | 0
PV | 0 | 0 | 0 | 0 | 0 | 0
PeakG | 0 | 0 | 0 | 0 | 0 | 0
PeakO | 0 | 0 | 0 | 0 | 0 | 0
ST | 0 | 0 | 0 | 0 | 0 | 0
STOG | 0 | 0 | 0 | 0 | 0 | 0
STWD | 0 | 0 | 0 | 0 | 0 | 0
WT | 0 | 0 | 0 | 0 | 0 | 0
IGCC | 0 | 0 | 0 | 0 | 0 | 0
DemandResponse | 0 | 0 | 0 | 0 | 0 | 0
IGCC-CCS | 0 | 0 | 0 | 0 | 0 | 0
WT_off | 0 | 0 | 0 | 0 | 0 | 0
PseudoUnit | 0 | 0 | 0 | 0 | 0 | 0
FixedInterchange | 0 | 0 | 0 | 0 | 0 | 0
Emission Cost by Reporting Type: NWPP_Gas
ReportingType | 2015 | 2020 | 2025 | 2030 | 2035 | 2040
BM | 0 | 0 | 0 | 0 | 0 | 0
CC | 0 | 0 | 0 | 0 | 0 | 0
CSP | 0 | 0 | 0 | 0 | 0 | 0
CT | 0 | 0 | 0 | 0 | 0 | 0
Coal | 0 | 0 | 0 | 0 | 0 | 0
Geo | 0 | 0 | 0 | 0 | 0 | 0
H | 0 | 0 | 0 | 0 | 0 | 0
LFG | 0 | 0 | 0 | 0 | 0 | 0
Nuc | 0 | 0 | 0 | 0 | 0 | 0
PS | 0 | 0 | 0 | 0 | 0 | 0
PV | 0 | 0 | 0 | 0 | 0 | 0
PeakG | 0 | 0 | 0 | 0 | 0 | 0
PeakO | 0 | 0 | 0 | 0 | 0 | 0
ST | 0 | 0 | 0 | 0 | 0 | 0
STOG | 0 | 0 | 0 | 0 | 0 | 0
STWD | 0 | 0 | 0 | 0 | 0 | 0
WT | 0 | 0 | 0 | 0 | 0 | 0
IGCC | 0 | 0 | 0 | 0 | 0 | 0
DemandResponse | 0 | 0 | 0 | 0 | 0 | 0
IGCC-CCS | 0 | 0 | 0 | 0 | 0 | 0
WT_off | 0 | 0 | 0 | 0 | 0 | 0
PseudoUnit | 0 | 0 | 0 | 0 | 0 | 0
FixedInterchange | 0 | 0 | 0 | 0 | 0 | 0
Emission Cost by Reporting Type: NWPP_NucRenew
ReportingType | 2015 | 2020 | 2025 | 2030 | 2035 | 2040
BM | 0 | 0 | 0 | 0 | 0 | 0
CC | 0 | 0 | 0 | 0 | 0 | 0
CSP | 0 | 0 | 0 | 0 | 0 | 0
CT | 0 | 0 | 0 | 0 | 0 | 0
Coal | 0 | 0 | 0 | 0 | 0 | 0
Geo | 0 | 0 | 0 | 0 | 0 | 0
H | 0 | 0 | 0 | 0 | 0 | 0
LFG | 0 | 0 | 0 | 0 | 0 | 0
Nuc | 0 | 0 | 0 | 0 | 0 | 0
PS | 0 | 0 | 0 | 0 | 0 | 0
PV | 0 | 0 | 0 | 0 | 0 | 0
PeakG | 0 | 0 | 0 | 0 | 0 | 0
PeakO | 0 | 0 | 0 | 0 | 0 | 0
ST | 0 | 0 | 0 | 0 | 0 | 0
STOG | 0 | 0 | 0 | 0 | 0 | 0
STWD | 0 | 0 | 0 | 0 | 0 | 0
WT | 0 | 0 | 0 | 0 | 0 | 0
IGCC | 0 | 0 | 0 | 0 | 0 | 0
DemandResponse | 0 | 0 | 0 | 0 | 0 | 0
IGCC-CCS | 0 | 0 | 0 | 0 | 0 | 0
WT_off | 0 | 0 | 0 | 0 | 0 | 0
PseudoUnit | 0 | 0 | 0 | 0 | 0 | 0
FixedInterchange | 0 | 0 | 0 | 0 | 0 | 0
Emission Cost by Reporting Type: RMPA
ReportingType | 2015 | 2020 | 2025 | 2030 | 2035 | 2040
BM | 0 | 0 | 0 | 0 | 0 | 0
CC | 0 | 0 | 0 | 0 | 0 | 0
CSP | 0 | 0 | 0 | 0 | 0 | 0
CT | 0 | 0 | 0 | 0 | 0 | 0
Coal | 0 | 0 | 0 | 0 | 0 | 0
Geo | 0 | 0 | 0 | 0 | 0 | 0
H | 0 | 0 | 0 | 0 | 0 | 0
LFG | 0 | 0 | 0 | 0 | 0 | 0
Nuc | 0 | 0 | 0 | 0 | 0 | 0
PS | 0 | 0 | 0 | 0 | 0 | 0
PV | 0 | 0 | 0 | 0 | 0 | 0
PeakG | 0 | 0 | 0 | 0 | 0 | 0
PeakO | 0 | 0 | 0 | 0 | 0 | 0
ST | 0 | 0 | 0 | 0 | 0 | 0
STOG | 0 | 0 | 0 | 0 | 0 | 0
STWD | 0 | 0 | 0 | 0 | 0 | 0
WT | 0 | 0 | 0 | 0 | 0 | 0
IGCC | 0 | 0 | 0 | 0 | 0 | 0
DemandResponse | 0 | 0 | 0 | 0 | 0 | 0
IGCC-CCS | 0 | 0 | 0 | 0 | 0 | 0
WT_off | 0 | 0 | 0 | 0 | 0 | 0
PseudoUnit | 0 | 0 | 0 | 0 | 0 | 0
FixedInterchange | 0 | 0 | 0 | 0 | 0 | 0
Emission Cost by Reporting Type: SP15
ReportingType | 2015 | 2020 | 2025 | 2030 | 2035 | 2040
BM | 0 | 0 | 0 | 0 | 0 | 0
CC | 0 | 0 | 0 | 0 | 0 | 0
CSP | 0 | 0 | 0 | 0 | 0 | 0
CT | 0 | 0 | 0 | 0 | 0 | 0
Coal | 0 | 0 | 0 | 0 | 0 | 0
Geo | 0 | 0 | 0 | 0 | 0 | 0
H | 0 | 0 | 0 | 0 | 0 | 0
LFG | 0 | 0 | 0 | 0 | 0 | 0
Nuc | 0 | 0 | 0 | 0 | 0 | 0
PS | 0 | 0 | 0 | 0 | 0 | 0
PV | 0 | 0 | 0 | 0 | 0 | 0
PeakG | 0 | 0 | 0 | 0 | 0 | 0
PeakO | 0 | 0 | 0 | 0 | 0 | 0
ST | 0 | 0 | 0 | 0 | 0 | 0
STOG | 0 | 0 | 0 | 0 | 0 | 0
STWD | 0 | 0 | 0 | 0 | 0 | 0
WT | 0 | 0 | 0 | 0 | 0 | 0
IGCC | 0 | 0 | 0 | 0 | 0 | 0
DemandResponse | 0 | 0 | 0 | 0 | 0 | 0
IGCC-CCS | 0 | 0 | 0 | 0 | 0 | 0
WT_off | 0 | 0 | 0 | 0 | 0 | 0
PseudoUnit | 0 | 0 | 0 | 0 | 0 | 0
FixedInterchange | 0 | 0 | 0 | 0 | 0 | 0
Emission Cost by Reporting Type: ALB
ReportingType | 2015 | 2020 | 2025 | 2030 | 2035 | 2040
BM | 0 | 0 | 0 | 0 | 0 | 0
CC | 0 | 0 | 0 | 0 | 0 | 0
CSP | 0 | 0 | 0 | 0 | 0 | 0
CT | 0 | 0 | 0 | 0 | 0 | 0
Coal | 0 | 0 | 0 | 0 | 0 | 0
Geo | 0 | 0 | 0 | 0 | 0 | 0
H | 0 | 0 | 0 | 0 | 0 | 0
LFG | 0 | 0 | 0 | 0 | 0 | 0
Nuc | 0 | 0 | 0 | 0 | 0 | 0
PS | 0 | 0 | 0 | 0 | 0 | 0
PV | 0 | 0 | 0 | 0 | 0 | 0
PeakG | 0 | 0 | 0 | 0 | 0 | 0
PeakO | 0 | 0 | 0 | 0 | 0 | 0
ST | 0 | 0 | 0 | 0 | 0 | 0
STOG | 0 | 0 | 0 | 0 | 0 | 0
STWD | 0 | 0 | 0 | 0 | 0 | 0
WT | 0 | 0 | 0 | 0 | 0 | 0
IGCC | 0 | 0 | 0 | 0 | 0 | 0
DemandResponse | 0 | 0 | 0 | 0 | 0 | 0
IGCC-CCS | 0 | 0 | 0 | 0 | 0 | 0
WT_off | 0 | 0 | 0 | 0 | 0 | 0
PseudoUnit | 0 | 0 | 0 | 0 | 0 | 0
FixedInterchange | 0 | 0 | 0 | 0 | 0 | 0
Emission Cost by Reporting Type: BC
ReportingType | 2015 | 2020 | 2025 | 2030 | 2035 | 2040
BM | 0 | 0 | 0 | 0 | 0 | 0
CC | 0 | 0 | 0 | 0 | 0 | 0
CSP | 0 | 0 | 0 | 0 | 0 | 0
CT | 0 | 0 | 0 | 0 | 0 | 0
Coal | 0 | 0 | 0 | 0 | 0 | 0
Geo | 0 | 0 | 0 | 0 | 0 | 0
H | 0 | 0 | 0 | 0 | 0 | 0
LFG | 0 | 0 | 0 | 0 | 0 | 0
Nuc | 0 | 0 | 0 | 0 | 0 | 0
PS | 0 | 0 | 0 | 0 | 0 | 0
PV | 0 | 0 | 0 | 0 | 0 | 0
PeakG | 0 | 0 | 0 | 0 | 0 | 0
PeakO | 0 | 0 | 0 | 0 | 0 | 0
ST | 0 | 0 | 0 | 0 | 0 | 0
STOG | 0 | 0 | 0 | 0 | 0 | 0
STWD | 0 | 0 | 0 | 0 | 0 | 0
WT | 0 | 0 | 0 | 0 | 0 | 0
IGCC | 0 | 0 | 0 | 0 | 0 | 0
DemandResponse | 0 | 0 | 0 | 0 | 0 | 0
IGCC-CCS | 0 | 0 | 0 | 0 | 0 | 0
WT_off | 0 | 0 | 0 | 0 | 0 | 0
PseudoUnit | 0 | 0 | 0 | 0 | 0 | 0
FixedInterchange | 0 | 0 | 0 | 0 | 0 | 0
Emission Cost by Reporting Type: HQ_IESO
ReportingType | 2015 | 2020 | 2025 | 2030 | 2035 | 2040
BM | 0 | 0 | 0 | 0 | 0 | 0
CC | 0 | 0 | 0 | 0 | 0 | 0
CSP | 0 | 0 | 0 | 0 | 0 | 0
CT | 0 | 0 | 0 | 0 | 0 | 0
Coal | 0 | 0 | 0 | 0 | 0 | 0
Geo | 0 | 0 | 0 | 0 | 0 | 0
H | 0 | 0 | 0 | 0 | 0 | 0
LFG | 0 | 0 | 0 | 0 | 0 | 0
Nuc | 0 | 0 | 0 | 0 | 0 | 0
PS | 0 | 0 | 0 | 0 | 0 | 0
PV | 0 | 0 | 0 | 0 | 0 | 0
PeakG | 0 | 0 | 0 | 0 | 0 | 0
PeakO | 0 | 0 | 0 | 0 | 0 | 0
ST | 0 | 0 | 0 | 0 | 0 | 0
STOG | 0 | 0 | 0 | 0 | 0 | 0
STWD | 0 | 0 | 0 | 0 | 0 | 0
WT | 0 | 0 | 0 | 0 | 0 | 0
IGCC | 0 | 0 | 0 | 0 | 0 | 0
DemandResponse | 0 | 0 | 0 | 0 | 0 | 0
IGCC-CCS | 0 | 0 | 0 | 0 | 0 | 0
WT_off | 0 | 0 | 0 | 0 | 0 | 0
PseudoUnit | 0 | 0 | 0 | 0 | 0 | 0
FixedInterchange | 0 | 0 | 0 | 0 | 0 | 0
Emission Cost by Reporting Type: HQ_NEISO
ReportingType | 2015 | 2020 | 2025 | 2030 | 2035 | 2040
BM | 0 | 0 | 0 | 0 | 0 | 0
CC | 0 | 0 | 0 | 0 | 0 | 0
CSP | 0 | 0 | 0 | 0 | 0 | 0
CT | 0 | 0 | 0 | 0 | 0 | 0
Coal | 0 | 0 | 0 | 0 | 0 | 0
Geo | 0 | 0 | 0 | 0 | 0 | 0
H | 0 | 0 | 0 | 0 | 0 | 0
LFG | 0 | 0 | 0 | 0 | 0 | 0
Nuc | 0 | 0 | 0 | 0 | 0 | 0
PS | 0 | 0 | 0 | 0 | 0 | 0
PV | 0 | 0 | 0 | 0 | 0 | 0
PeakG | 0 | 0 | 0 | 0 | 0 | 0
PeakO | 0 | 0 | 0 | 0 | 0 | 0
ST | 0 | 0 | 0 | 0 | 0 | 0
STOG | 0 | 0 | 0 | 0 | 0 | 0
STWD | 0 | 0 | 0 | 0 | 0 | 0
WT | 0 | 0 | 0 | 0 | 0 | 0
IGCC | 0 | 0 | 0 | 0 | 0 | 0
DemandResponse | 0 | 0 | 0 | 0 | 0 | 0
IGCC-CCS | 0 | 0 | 0 | 0 | 0 | 0
WT_off | 0 | 0 | 0 | 0 | 0 | 0
PseudoUnit | 0 | 0 | 0 | 0 | 0 | 0
FixedInterchange | 0 | 0 | 0 | 0 | 0 | 0
Emission Cost by Reporting Type: HQ_NY
ReportingType | 2015 | 2020 | 2025 | 2030 | 2035 | 2040
BM | 0 | 0 | 0 | 0 | 0 | 0
CC | 0 | 0 | 0 | 0 | 0 | 0
CSP | 0 | 0 | 0 | 0 | 0 | 0
CT | 0 | 0 | 0 | 0 | 0 | 0
Coal | 0 | 0 | 0 | 0 | 0 | 0
Geo | 0 | 0 | 0 | 0 | 0 | 0
H | 0 | 0 | 0 | 0 | 0 | 0
LFG | 0 | 0 | 0 | 0 | 0 | 0
Nuc | 0 | 0 | 0 | 0 | 0 | 0
PS | 0 | 0 | 0 | 0 | 0 | 0
PV | 0 | 0 | 0 | 0 | 0 | 0
PeakG | 0 | 0 | 0 | 0 | 0 | 0
PeakO | 0 | 0 | 0 | 0 | 0 | 0
ST | 0 | 0 | 0 | 0 | 0 | 0
STOG | 0 | 0 | 0 | 0 | 0 | 0
STWD | 0 | 0 | 0 | 0 | 0 | 0
WT | 0 | 0 | 0 | 0 | 0 | 0
IGCC | 0 | 0 | 0 | 0 | 0 | 0
DemandResponse | 0 | 0 | 0 | 0 | 0 | 0
IGCC-CCS | 0 | 0 | 0 | 0 | 0 | 0
WT_off | 0 | 0 | 0 | 0 | 0 | 0
PseudoUnit | 0 | 0 | 0 | 0 | 0 | 0
FixedInterchange | 0 | 0 | 0 | 0 | 0 | 0
Emission Cost by Reporting Type: MARITIMES
ReportingType | 2015 | 2020 | 2025 | 2030 | 2035 | 2040
BM | 0 | 0 | 0 | 0 | 0 | 0
CC | 0 | 0 | 0 | 0 | 0 | 0
CSP | 0 | 0 | 0 | 0 | 0 | 0
CT | 0 | 0 | 0 | 0 | 0 | 0
Coal | 0 | 0 | 0 | 0 | 0 | 0
Geo | 0 | 0 | 0 | 0 | 0 | 0
H | 0 | 0 | 0 | 0 | 0 | 0
LFG | 0 | 0 | 0 | 0 | 0 | 0
Nuc | 0 | 0 | 0 | 0 | 0 | 0
PS | 0 | 0 | 0 | 0 | 0 | 0
PV | 0 | 0 | 0 | 0 | 0 | 0
PeakG | 0 | 0 | 0 | 0 | 0 | 0
PeakO | 0 | 0 | 0 | 0 | 0 | 0
ST | 0 | 0 | 0 | 0 | 0 | 0
STOG | 0 | 0 | 0 | 0 | 0 | 0
STWD | 0 | 0 | 0 | 0 | 0 | 0
WT | 0 | 0 | 0 | 0 | 0 | 0
IGCC | 0 | 0 | 0 | 0 | 0 | 0
DemandResponse | 0 | 0 | 0 | 0 | 0 | 0
IGCC-CCS | 0 | 0 | 0 | 0 | 0 | 0
WT_off | 0 | 0 | 0 | 0 | 0 | 0
PseudoUnit | 0 | 0 | 0 | 0 | 0 | 0
FixedInterchange | 0 | 0 | 0 | 0 | 0 | 0
Emission Cost by Reporting Type: All
ReportingType | 2015 | 2020 | 2025 | 2030 | 2035 | 2040
BM | 0 | 0 | 0 | 0 | 0 | 0
CC | 0 | 0 | 0 | 0 | 0 | 0
CSP | 0 | 0 | 0 | 0 | 0 | 0
CT | 0 | 0 | 0 | 0 | 0 | 0
Coal | 0 | 0 | 0 | 0 | 0 | 0
Geo | 0 | 0 | 0 | 0 | 0 | 0
H | 0 | 0 | 0 | 0 | 0 | 0
LFG | 0 | 0 | 0 | 0 | 0 | 0
Nuc | 0 | 0 | 0 | 0 | 0 | 0
PS | 0 | 0 | 0 | 0 | 0 | 0
PV | 0 | 0 | 0 | 0 | 0 | 0
PeakG | 0 | 0 | 0 | 0 | 0 | 0
PeakO | 0 | 0 | 0 | 0 | 0 | 0
ST | 0 | 0 | 0 | 0 | 0 | 0
STOG | 0 | 0 | 0 | 0 | 0 | 0
STWD | 0 | 0 | 0 | 0 | 0 | 0
WT | 0 | 0 | 0 | 0 | 0 | 0
IGCC | 0 | 0 | 0 | 0 | 0 | 0
DemandResponse | 0 | 0 | 0 | 0 | 0 | 0
IGCC-CCS | 0 | 0 | 0 | 0 | 0 | 0
WT_off | 0 | 0 | 0 | 0 | 0 | 0
PseudoUnit | 0 | 0 | 0 | 0 | 0 | 0
FixedInterchange | 0 | 0 | 0 | 0 | 0 | 0
Emission Cost by Reporting Type: EI_US
ReportingType | 2015 | 2020 | 2025 | 2030 | 2035 | 2040
BM | 0 | 0 | 0 | 0 | 0 | 0
CC | 0 | 0 | 0 | 0 | 0 | 0
CSP | 0 | 0 | 0 | 0 | 0 | 0
CT | 0 | 0 | 0 | 0 | 0 | 0
Coal | 0 | 0 | 0 | 0 | 0 | 0
Geo | 0 | 0 | 0 | 0 | 0 | 0
H | 0 | 0 | 0 | 0 | 0 | 0
LFG | 0 | 0 | 0 | 0 | 0 | 0
Nuc | 0 | 0 | 0 | 0 | 0 | 0
PS | 0 | 0 | 0 | 0 | 0 | 0
PV | 0 | 0 | 0 | 0 | 0 | 0
PeakG | 0 | 0 | 0 | 0 | 0 | 0
PeakO | 0 | 0 | 0 | 0 | 0 | 0
ST | 0 | 0 | 0 | 0 | 0 | 0
STOG | 0 | 0 | 0 | 0 | 0 | 0
STWD | 0 | 0 | 0 | 0 | 0 | 0
WT | 0 | 0 | 0 | 0 | 0 | 0
IGCC | 0 | 0 | 0 | 0 | 0 | 0
DemandResponse | 0 | 0 | 0 | 0 | 0 | 0
IGCC-CCS | 0 | 0 | 0 | 0 | 0 | 0
WT_off | 0 | 0 | 0 | 0 | 0 | 0
PseudoUnit | 0 | 0 | 0 | 0 | 0 | 0
FixedInterchange | 0 | 0 | 0 | 0 | 0 | 0
Emission Cost by Reporting Type: EI_Canada
ReportingType | 2015 | 2020 | 2025 | 2030 | 2035 | 2040
BM | 0 | 0 | 0 | 0 | 0 | 0
CC | 0 | 0 | 0 | 0 | 0 | 0
CSP | 0 | 0 | 0 | 0 | 0 | 0
CT | 0 | 0 | 0 | 0 | 0 | 0
Coal | 0 | 0 | 0 | 0 | 0 | 0
Geo | 0 | 0 | 0 | 0 | 0 | 0
H | 0 | 0 | 0 | 0 | 0 | 0
LFG | 0 | 0 | 0 | 0 | 0 | 0
Nuc | 0 | 0 | 0 | 0 | 0 | 0
PS | 0 | 0 | 0 | 0 | 0 | 0
PV | 0 | 0 | 0 | 0 | 0 | 0
PeakG | 0 | 0 | 0 | 0 | 0 | 0
PeakO | 0 | 0 | 0 | 0 | 0 | 0
ST | 0 | 0 | 0 | 0 | 0 | 0
STOG | 0 | 0 | 0 | 0 | 0 | 0
STWD | 0 | 0 | 0 | 0 | 0 | 0
WT | 0 | 0 | 0 | 0 | 0 | 0
IGCC | 0 | 0 | 0 | 0 | 0 | 0
DemandResponse | 0 | 0 | 0 | 0 | 0 | 0
IGCC-CCS | 0 | 0 | 0 | 0 | 0 | 0
WT_off | 0 | 0 | 0 | 0 | 0 | 0
PseudoUnit | 0 | 0 | 0 | 0 | 0 | 0
FixedInterchange | 0 | 0 | 0 | 0 | 0 | 0
Emission Cost by Reporting Type: EI
ReportingType | 2015 | 2020 | 2025 | 2030 | 2035 | 2040
BM | 0 | 0 | 0 | 0 | 0 | 0
CC | 0 | 0 | 0 | 0 | 0 | 0
CSP | 0 | 0 | 0 | 0 | 0 | 0
CT | 0 | 0 | 0 | 0 | 0 | 0
Coal | 0 | 0 | 0 | 0 | 0 | 0
Geo | 0 | 0 | 0 | 0 | 0 | 0
H | 0 | 0 | 0 | 0 | 0 | 0
LFG | 0 | 0 | 0 | 0 | 0 | 0
Nuc | 0 | 0 | 0 | 0 | 0 | 0
PS | 0 | 0 | 0 | 0 | 0 | 0
PV | 0 | 0 | 0 | 0 | 0 | 0
PeakG | 0 | 0 | 0 | 0 | 0 | 0
PeakO | 0 | 0 | 0 | 0 | 0 | 0
ST | 0 | 0 | 0 | 0 | 0 | 0
STOG | 0 | 0 | 0 | 0 | 0 | 0
STWD | 0 | 0 | 0 | 0 | 0 | 0
WT | 0 | 0 | 0 | 0 | 0 | 0
IGCC | 0 | 0 | 0 | 0 | 0 | 0
DemandResponse | 0 | 0 | 0 | 0 | 0 | 0
IGCC-CCS | 0 | 0 | 0 | 0 | 0 | 0
WT_off | 0 | 0 | 0 | 0 | 0 | 0
PseudoUnit | 0 | 0 | 0 | 0 | 0 | 0
FixedInterchange | 0 | 0 | 0 | 0 | 0 | 0
Emission Cost by Reporting Type: Outside_EI
ReportingType | 2015 | 2020 | 2025 | 2030 | 2035 | 2040
BM | 0 | 0 | 0 | 0 | 0 | 0
CC | 0 | 0 | 0 | 0 | 0 | 0
CSP | 0 | 0 | 0 | 0 | 0 | 0
CT | 0 | 0 | 0 | 0 | 0 | 0
Coal | 0 | 0 | 0 | 0 | 0 | 0
Geo | 0 | 0 | 0 | 0 | 0 | 0
H | 0 | 0 | 0 | 0 | 0 | 0
LFG | 0 | 0 | 0 | 0 | 0 | 0
Nuc | 0 | 0 | 0 | 0 | 0 | 0
PS | 0 | 0 | 0 | 0 | 0 | 0
PV | 0 | 0 | 0 | 0 | 0 | 0
PeakG | 0 | 0 | 0 | 0 | 0 | 0
PeakO | 0 | 0 | 0 | 0 | 0 | 0
ST | 0 | 0 | 0 | 0 | 0 | 0
STOG | 0 | 0 | 0 | 0 | 0 | 0
STWD | 0 | 0 | 0 | 0 | 0 | 0
WT | 0 | 0 | 0 | 0 | 0 | 0
IGCC | 0 | 0 | 0 | 0 | 0 | 0
DemandResponse | 0 | 0 | 0 | 0 | 0 | 0
IGCC-CCS | 0 | 0 | 0 | 0 | 0 | 0
WT_off | 0 | 0 | 0 | 0 | 0 | 0
PseudoUnit | 0 | 0 | 0 | 0 | 0 | 0
FixedInterchange | 0 | 0 | 0 | 0 | 0 | 0
==== Emission Program: Carbon : (CO2) ====
Emission Cost by Reporting Type: Entergy
ReportingType | 2015 | 2020 | 2025 | 2030 | 2035 | 2040
BM | 0 | 0 | 0 | 0 | 0 | 0
CC | 658.34 | 1138.09 | 1574.37 | 2379.92 | 2056.55 | 2282.72
CSP | 0 | 0 | 0 | 0 | 0 | 0
CT | 0 | 0 | 0 | 0 | 0 | 0
Coal | 1435.67 | 210.57 | 44.21 | 9.46 | 0 | 0
Geo | 0 | 0 | 0 | 0 | 0 | 0
H | 0 | 0 | 0 | 0 | 0 | 0
LFG | 0 | 0 | 0 | 0 | 0 | 0
Nuc | 0 | 0 | 0 | 0 | 0 | 0
PS | 0 | 0 | 0 | 0 | 0 | 0
PV | 0 | 0 | 0 | 0 | 0 | 0
PeakG | 0 | 0 | 6.62 | 0 | 0 | 0
PeakO | 0 | 0 | 0 | 0 | 0 | 0
ST | 0 | 0 | 0 | 0 | 0 | 0
STOG | 5.65 | 15.67 | 0 | 0 | 0 | 0
STWD | 0 | 0 | 0 | 0 | 0 | 0
WT | 0 | 0 | 0 | 0 | 0 | 0
IGCC | 0 | 0 | 0 | 0 | 0 | 0
DemandResponse | 0 | 0 | 0 | 0 | 0 | 0
IGCC-CCS | 0 | 0 | 0 | 0 | 0 | 0
WT_off | 0 | 0 | 0 | 0 | 0 | 0
PseudoUnit | 0 | 0 | 0 | 0 | 0 | 0
FixedInterchange | 0 | 0 | 0 | 0 | 0 | 0
Emission Cost by Reporting Type: FRCC
ReportingType | 2015 | 2020 | 2025 | 2030 | 2035 | 2040
BM | 0 | 0 | 0 | 0 | 0 | 0
CC | 1749.01 | 2710.97 | 4231.56 | 3385.02 | 4082.9 | 2596.71
CSP | 0 | 0 | 0 | 0 | 0 | 0
CT | 7.47 | 34.61 | 58.72 | 72.83 | 0 | 0
Coal | 450.28 | 145.51 | 0 | 0 | 0 | 0
Geo | 0 | 0 | 0 | 0 | 0 | 0
H | 0 | 0 | 0 | 0 | 0 | 0
LFG | 0 | 0 | 0 | 0 | 0 | 0
Nuc | 0 | 0 | 0 | 0 | 0 | 0
PS | 0 | 0 | 0 | 0 | 0 | 0
PV | 0 | 0 | 0 | 0 | 0 | 0
PeakG | 7.21 | 39.37 | 10.06 | 0 | 0 | 0
PeakO | 0 | 0 | 0 | 0 | 0 | 0
ST | 0 | 0 | 0 | 0 | 0 | 0
STOG | 0 | 0 | 0 | 0 | 0 | 0
STWD | 0 | 0 | 0 | 0 | 0 | 0
WT | 0 | 0 | 0 | 0 | 0 | 0
IGCC | 0 | 0 | 0 | 0 | 0 | 0
DemandResponse | 0 | 0 | 0 | 0 | 0 | 0
IGCC-CCS | 0 | 0 | 0 | 0 | 0 | 0
WT_off | 0 | 0 | 0 | 0 | 0 | 0
PseudoUnit | 0 | 0 | 0 | 0 | 0 | 0
FixedInterchange | 0 | 0 | 0 | 0 | 0 | 0
Emission Cost by Reporting Type: MAPP_US
ReportingType | 2015 | 2020 | 2025 | 2030 | 2035 | 2040
BM | 0 | 0 | 0 | 0 | 0 | 0
CC | 2.07 | 5.48 | 4.59 | 5.78 | 10.7 | 7.83
CSP | 0 | 0 | 0 | 0 | 0 | 0
CT | 0 | 0 | 1.13 | 0.56 | 0 | 0.64
Coal | 396.19 | 40.29 | 0 | 0 | 0 | 0
Geo | 0 | 0 | 0 | 0 | 0 | 0
H | 0 | 0 | 0 | 0 | 0 | 0
LFG | 0 | 0 | 0 | 0 | 0 | 0
Nuc | 0 | 0 | 0 | 0 | 0 | 0
PS | 0 | 0 | 0 | 0 | 0 | 0
PV | 0 | 0 | 0 | 0 | 0 | 0
PeakG | 0.96 | 2.78 | 3.77 | 3.99 | 5.85 | 11.98
PeakO | 0 | 0 | 0.02 | 0 | 0 | 0
ST | 0 | 0 | 0 | 0 | 0 | 0
STOG | 0 | 0 | 0 | 0 | 0 | 0
STWD | 0 | 0 | 0 | 0 | 0 | 0
WT | 0 | 0 | 0 | 0 | 0 | 0
IGCC | 0 | 0 | 0 | 0 | 0 | 0
DemandResponse | 0 | 0 | 0 | 0 | 0 | 0
IGCC-CCS | 0 | 0 | 0 | 0 | 0 | 0
WT_off | 0 | 0 | 0 | 0 | 0 | 0
PseudoUnit | 0 | 0 | 0 | 0 | 0 | 0
FixedInterchange | 0 | 0 | 0 | 0 | 0 | 0
Emission Cost by Reporting Type: MISO_IN
ReportingType | 2015 | 2020 | 2025 | 2030 | 2035 | 2040
BM | 0 | 0 | 0 | 0 | 0 | 0
CC | 297.12 | 1652.78 | 2708.81 | 3961.73 | 4028.09 | 2621.58
CSP | 0 | 0 | 0 | 0 | 0 | 0
CT | 0 | 0 | 0 | 0 | 0 | 0
Coal | 1524.05 | 1381.44 | 5.91 | 2.67 | 10.49 | 14.97
Geo | 0 | 0 | 0 | 0 | 0 | 0
H | 0 | 0 | 0 | 0 | 0 | 0
LFG | 0 | 0 | 0 | 0 | 0 | 0
Nuc | 0 | 0 | 0 | 0 | 0 | 0
PS | 0 | 0 | 0 | 0 | 0 | 0
PV | 0 | 0 | 0 | 0 | 0 | 0
PeakG | 0 | 1.39 | 11.55 | 24.97 | 42.04 | 66.02
PeakO | 0 | 0 | 0.27 | 0 | 0 | 0
ST | 0 | 0 | 0 | 0 | 0 | 0
STOG | 0.48 | 1.3 | 4.17 | 0 | 0 | 0
STWD | 0 | 0 | 0 | 0 | 0 | 0
WT | 0 | 0 | 0 | 0 | 0 | 0
IGCC | 100.97 | 143.38 | 41.25 | 7.27 | 0 | 0
DemandResponse | 0 | 0 | 0 | 0 | 0 | 0
IGCC-CCS | 0 | 0 | 0 | 0 | 0 | 0
WT_off | 0 | 0 | 0 | 0 | 0 | 0
PseudoUnit | 0 | 0 | 0 | 0 | 0 | 0
FixedInterchange | 0 | 0 | 0 | 0 | 0 | 0
Emission Cost by Reporting Type: MISO_MI
ReportingType | 2015 | 2020 | 2025 | 2030 | 2035 | 2040
BM | 0 | 0 | 0 | 0 | 0 | 0
CC | 165.98 | 236.18 | 437 | 446.54 | 611.97 | 298.84
CSP | 0 | 0 | 0 | 0 | 0 | 0
CT | 0 | 0 | 0 | 0 | 0 | 0
Coal | 637.42 | 0 | 0 | 0 | 0 | 0
Geo | 0 | 0 | 0 | 0 | 0 | 0
H | 0 | 0 | 0 | 0 | 0 | 0
LFG | 0 | 0 | 0 | 0 | 0 | 0
Nuc | 0 | 0 | 0 | 0 | 0 | 0
PS | 0 | 0 | 0 | 0 | 0 | 0
PV | 0 | 0 | 0 | 0 | 0 | 0
PeakG | 0.29 | 2.5 | 17.36 | 28.78 | 51.19 | 76.08
PeakO | 0 | 0 | 0.57 | 0 | 0 | 0
ST | 0 | 0 | 0 | 0 | 0 | 0
STOG | 4.8 | 6.81 | 0.61 | 0 | 0 | 0
STWD | 0 | 0 | 0 | 0 | 0 | 0
WT | 0 | 0 | 0 | 0 | 0 | 0
IGCC | 0 | 0 | 0 | 0 | 0 | 0
DemandResponse | 0 | 0 | 0 | 0 | 0 | 0
IGCC-CCS | 0 | 0 | 0 | 0 | 0 | 0
WT_off | 0 | 0 | 0 | 0 | 0 | 0
PseudoUnit | 0 | 0 | 0 | 0 | 0 | 0
FixedInterchange | 0 | 0 | 0 | 0 | 0 | 0
Emission Cost by Reporting Type: MISO_MO-IL
ReportingType | 2015 | 2020 | 2025 | 2030 | 2035 | 2040
BM | 0 | 0 | 0 | 0 | 0 | 0
CC | 31.91 | 68.57 | 94.52 | 53.46 | 71.59 | 86.65
CSP | 0 | 0 | 0 | 0 | 0 | 0
CT | 0 | 0 | 0 | 0 | 0 | 0
Coal | 1934.22 | 846.38 | 168.02 | 28.9 | 17.61 | 25.13
Geo | 0 | 0 | 0 | 0 | 0 | 0
H | 0 | 0 | 0 | 0 | 0 | 0
LFG | 0 | 0 | 0 | 0 | 0 | 0
Nuc | 0 | 0 | 0 | 0 | 0 | 0
PS | 0 | 0 | 0 | 0 | 0 | 0
PV | 0 | 0 | 0 | 0 | 0 | 0
PeakG | 2.24 | 10.02 | 31.72 | 36.75 | 68.06 | 97.16
PeakO | 0 | 0 | 0.59 | 0 | 0 | 0
ST | 0 | 0 | 0 | 0 | 0 | 0
STOG | 0.26 | 0.45 | 0 | 0 | 0 | 0
STWD | 0 | 0 | 0 | 0 | 0 | 0
WT | 0 | 0 | 0 | 0 | 0 | 0
IGCC | 0 | 0 | 0 | 0 | 0 | 0
DemandResponse | 0 | 0 | 0 | 0 | 0 | 0
IGCC-CCS | 0 | 0 | 0 | 0 | 0 | 0
WT_off | 0 | 0 | 0 | 0 | 0 | 0
PseudoUnit | 0 | 0 | 0 | 0 | 0 | 0
FixedInterchange | 0 | 0 | 0 | 0 | 0 | 0
Emission Cost by Reporting Type: MISO_W
ReportingType | 2015 | 2020 | 2025 | 2030 | 2035 | 2040
BM | 0 | 0 | 0 | 0 | 0 | 0
CC | 89.89 | 167.4 | 76.8 | 104.22 | 113.02 | 131.8
CSP | 0 | 0 | 0 | 0 | 0 | 0
CT | 0 | 0 | 0 | 0 | 0 | 0
Coal | 1951.47 | 1119.86 | 12.43 | 27.84 | 72.09 | 102.9
Geo | 0 | 0 | 0 | 0 | 0 | 0
H | 0 | 0 | 0 | 0 | 0 | 0
LFG | 0 | 0 | 0 | 0 | 0 | 0
Nuc | 0 | 0 | 0 | 0 | 0 | 0
PS | 0 | 0 | 0 | 0 | 0 | 0
PV | 0 | 0 | 0 | 0 | 0 | 0
PeakG | 3.18 | 4.85 | 15.86 | 8.55 | 0 | 57.29
PeakO | 0 | 0 | 3.09 | 0 | 0 | 0
ST | 0 | 0 | 0 | 0 | 0 | 0
STOG | 0 | 0.04 | 0 | 0 | 0 | 0
STWD | 0 | 0 | 0 | 0 | 0 | 0
WT | 0 | 0 | 0 | 0 | 0 | 0
IGCC | 0 | 0 | 0 | 0 | 0 | 0
DemandResponse | 0 | 0 | 0 | 0 | 0 | 0
IGCC-CCS | 0 | 0 | 0 | 0 | 0 | 0
WT_off | 0 | 0 | 0 | 0 | 0 | 0
PseudoUnit | 0 | 0 | 0 | 0 | 0 | 0
FixedInterchange | 0 | 0 | 0 | 0 | 0 | 0
Emission Cost by Reporting Type: MISO_WUMS
ReportingType | 2015 | 2020 | 2025 | 2030 | 2035 | 2040
BM | 0 | 0 | 0 | 0 | 0 | 0
CC | 470.4 | 689.76 | 970.63 | 1520.94 | 2065.63 | 1169.48
CSP | 0 | 0 | 0 | 0 | 0 | 0
CT | 0 | 0 | 0 | 0 | 0 | 0
Coal | 295.59 | 132.17 | 51.6 | 21.74 | 69.45 | 118
Geo | 0 | 0 | 0 | 0 | 0 | 0
H | 0 | 0 | 0 | 0 | 0 | 0
LFG | 0 | 0 | 0 | 0 | 0 | 0
Nuc | 0 | 0 | 0 | 0 | 0 | 0
PS | 0 | 0 | 0 | 0 | 0 | 0
PV | 0 | 0 | 0 | 0 | 0 | 0
PeakG | 0 | 1.96 | 12.15 | 17.93 | 44 | 23.11
PeakO | 0 | 0 | 0.41 | 0 | 0 | 0
ST | 0 | 0 | 0 | 0 | 0 | 0
STOG | 0 | 0 | 0 | 0 | 0 | 0
STWD | 0 | 0 | 0 | 0 | 0 | 0
WT | 0 | 0 | 0 | 0 | 0 | 0
IGCC | 0 | 0 | 0 | 0 | 0 | 0
DemandResponse | 0 | 0 | 0 | 0 | 0 | 0
IGCC-CCS | 0 | 0 | 0 | 0 | 0 | 0
WT_off | 0 | 0 | 0 | 0 | 0 | 0
PseudoUnit | 0 | 0 | 0 | 0 | 0 | 0
FixedInterchange | 0 | 0 | 0 | 0 | 0 | 0
Emission Cost by Reporting Type: Nebraska
ReportingType | 2015 | 2020 | 2025 | 2030 | 2035 | 2040
BM | 0 | 0 | 0 | 0 | 0 | 0
CC | 4.3 | 3.99 | 6.16 | 7.97 | 14.76 | 10.8
CSP | 0 | 0 | 0 | 0 | 0 | 0
CT | 0 | 0 | 0 | 0 | 0 | 0
Coal | 861.1 | 88.52 | 16.43 | 17.79 | 47.06 | 68.56
Geo | 0 | 0 | 0 | 0 | 0 | 0
H | 0 | 0 | 0 | 0 | 0 | 0
LFG | 0 | 0 | 0 | 0 | 0 | 0
Nuc | 0 | 0 | 0 | 0 | 0 | 0
PS | 0 | 0 | 0 | 0 | 0 | 0
PV | 0 | 0 | 0 | 0 | 0 | 0
PeakG | 0.55 | 0 | 4.98 | 0 | 0 | 19.74
PeakO | 0 | 0 | 0.45 | 0 | 0 | 0
ST | 0 | 0 | 0 | 0 | 0 | 0
STOG | 0 | 0 | 0 | 0 | 0 | 0
STWD | 0 | 0 | 0 | 0 | 0 | 0
WT | 0 | 0 | 0 | 0 | 0 | 0
IGCC | 0 | 0 | 0 | 0 | 0 | 0
DemandResponse | 0 | 0 | 0 | 0 | 0 | 0
IGCC-CCS | 0 | 0 | 0 | 0 | 0 | 0
WT_off | 0 | 0 | 0 | 0 | 0 | 0
PseudoUnit | 0 | 0 | 0 | 0 | 0 | 0
FixedInterchange | 0 | 0 | 0 | 0 | 0 | 0
Emission Cost by Reporting Type: NEISO
ReportingType | 2015 | 2020 | 2025 | 2030 | 2035 | 2040
BM | 0 | 0 | 0 | 0 | 0 | 0
CC | 341.13 | 349.49 | 488.85 | 605.88 | 285.97 | 62.82
CSP | 0 | 0 | 0 | 0 | 0 | 0
CT | 0.05 | 0.24 | 1.23 | 2.67 | 0 | 0
Coal | 0.9 | 0 | 0 | 0 | 0 | 0
Geo | 0 | 0 | 0 | 0 | 0 | 0
H | 0 | 0 | 0 | 0 | 0 | 0
LFG | 0 | 0 | 0 | 0 | 0 | 0
Nuc | 0 | 0 | 0 | 0 | 0 | 0
PS | 0 | 0 | 0 | 0 | 0 | 0
PV | 0 | 0 | 0 | 0 | 0 | 0
PeakG | 0.47 | 0.8 | 0 | 0 | 0 | 0
PeakO | 0 | 0 | 0 | 0 | 0 | 0
ST | 0 | 0 | 0 | 0 | 0 | 0
STOG | 0 | 0 | 0 | 0 | 0 | 0
STWD | 0 | 0 | 0 | 0 | 0 | 0
WT | 0 | 0 | 0 | 0 | 0 | 0
IGCC | 0 | 0 | 0 | 0 | 0 | 0
DemandResponse | 0 | 0 | 0 | 0 | 0 | 0
IGCC-CCS | 0 | 0 | 0 | 0 | 0 | 0
WT_off | 0 | 0 | 0 | 0 | 0 | 0
PseudoUnit | 0 | 0 | 0 | 0 | 0 | 0
FixedInterchange | 0 | 0 | 0 | 0 | 0 | 0
Emission Cost by Reporting Type: NonRTO_Midwest
ReportingType | 2015 | 2020 | 2025 | 2030 | 2035 | 2040
BM | 0 | 0 | 0 | 0 | 0 | 0
CC | 122.88 | 428.28 | 701.34 | 1570.88 | 1842.88 | 551.53
CSP | 0 | 0 | 0 | 0 | 0 | 0
CT | 0 | 0 | 0 | 0 | 0 | 0
Coal | 1086.54 | 781.31 | 42.43 | 36.91 | 88.88 | 126.88
Geo | 0 | 0 | 0 | 0 | 0 | 0
H | 0 | 0 | 0 | 0 | 0 | 0
LFG | 0 | 0 | 0 | 0 | 0 | 0
Nuc | 0 | 0 | 0 | 0 | 0 | 0
PS | 0 | 0 | 0 | 0 | 0 | 0
PV | 0 | 0 | 0 | 0 | 0 | 0
PeakG | 2.44 | 5.77 | 39.05 | 41.28 | 0 | 0
PeakO | 0 | 0 | 0 | 0 | 0 | 0
ST | 0 | 0 | 0 | 0 | 0 | 0
STOG | 0 | 0 | 0 | 0 | 0 | 0
STWD | 0 | 0 | 0 | 0 | 0 | 0
WT | 0 | 0 | 0 | 0 | 0 | 0
IGCC | 0 | 0 | 0 | 0 | 0 | 0
DemandResponse | 0 | 0 | 0 | 0 | 0 | 0
IGCC-CCS | 0 | 0 | 0 | 0 | 0 | 0
WT_off | 0 | 0 | 0 | 0 | 0 | 0
PseudoUnit | 0 | 0 | 0 | 0 | 0 | 0
FixedInterchange | 0 | 0 | 0 | 0 | 0 | 0
Emission Cost by Reporting Type: NYISO_A-F
ReportingType | 2015 | 2020 | 2025 | 2030 | 2035 | 2040
BM | 0 | 0 | 0 | 0 | 0 | 0
CC | 76.78 | 112.05 | 132.02 | 231.52 | 35.72 | 0
CSP | 0 | 0 | 0 | 0 | 0 | 0
CT | 0 | 0 | 0 | 0 | 0 | 0
Coal | 0 | 0 | 0 | 0 | 0 | 0
Geo | 0 | 0 | 0 | 0 | 0 | 0
H | 0 | 0 | 0 | 0 | 0 | 0
LFG | 0 | 0 | 0 | 0 | 0 | 0
Nuc | 0 | 0 | 0 | 0 | 0 | 0
PS | 0 | 0 | 0 | 0 | 0 | 0
PV | 0 | 0 | 0 | 0 | 0 | 0
PeakG | 0.03 | 0.13 | 0 | 0 | 0 | 0
PeakO | 0 | 0 | 0 | 0 | 0 | 0
ST | 0 | 0 | 0 | 0 | 0 | 0
STOG | 0 | 0 | 0 | 0 | 0 | 0
STWD | 0 | 0 | 0 | 0 | 0 | 0
WT | 0 | 0 | 0 | 0 | 0 | 0
IGCC | 0 | 0 | 0 | 0 | 0 | 0
DemandResponse | 0 | 0 | 0 | 0 | 0 | 0
IGCC-CCS | 0 | 0 | 0 | 0 | 0 | 0
WT_off | 0 | 0 | 0 | 0 | 0 | 0
PseudoUnit | 0 | 0 | 0 | 0 | 0 | 0
FixedInterchange | 0 | 0 | 0 | 0 | 0 | 0
Emission Cost by Reporting Type: NYISO_G-I
ReportingType | 2015 | 2020 | 2025 | 2030 | 2035 | 2040
BM | 0 | 0 | 0 | 0 | 0 | 0
CC | 40 | 80.99 | 110.52 | 78.91 | 192.62 | 116.08
CSP | 0 | 0 | 0 | 0 | 0 | 0
CT | 0 | 0 | 0 | 0 | 0 | 0
Coal | 0 | 0 | 0 | 0 | 0 | 0
Geo | 0 | 0 | 0 | 0 | 0 | 0
H | 0 | 0 | 0 | 0 | 0 | 0
LFG | 0 | 0 | 0 | 0 | 0 | 0
Nuc | 0 | 0 | 0 | 0 | 0 | 0
PS | 0 | 0 | 0 | 0 | 0 | 0
PV | 0 | 0 | 0 | 0 | 0 | 0
PeakG | 0 | 0 | 0.12 | 0.19 | 0.03 | 0.04
PeakO | 0 | 0 | 0 | 0 | 0 | 0
ST | 0 | 0 | 0 | 0 | 0 | 0
STOG | 0 | 0 | 0 | 0 | 0 | 0
STWD | 0 | 0 | 0 | 0 | 0 | 0
WT | 0 | 0 | 0 | 0 | 0 | 0
IGCC | 0 | 0 | 0 | 0 | 0 | 0
DemandResponse | 0 | 0 | 0 | 0 | 0 | 0
IGCC-CCS | 0 | 0 | 0 | 0 | 0 | 0
WT_off | 0 | 0 | 0 | 0 | 0 | 0
PseudoUnit | 0 | 0 | 0 | 0 | 0 | 0
FixedInterchange | 0 | 0 | 0 | 0 | 0 | 0
Emission Cost by Reporting Type: NYISO_J-K
ReportingType | 2015 | 2020 | 2025 | 2030 | 2035 | 2040
BM | 0 | 0 | 0 | 0 | 0 | 0
CC | 229.7 | 332.95 | 524.21 | 736.61 | 1236.39 | 827.06
CSP | 0 | 0 | 0 | 0 | 0 | 0
CT | 0 | 0 | 0 | 0 | 0 | 0
Coal | 0 | 0 | 0 | 0 | 0 | 0
Geo | 0 | 0 | 0 | 0 | 0 | 0
H | 0 | 0 | 0 | 0 | 0 | 0
LFG | 0 | 0 | 0 | 0 | 0 | 0
Nuc | 0 | 0 | 0 | 0 | 0 | 0
PS | 0 | 0 | 0 | 0 | 0 | 0
PV | 0 | 0 | 0 | 0 | 0 | 0
PeakG | 2.36 | 12.63 | 22.7 | 49.4 | 54.05 | 62.02
PeakO | 0 | 0 | 1.55 | 0 | 0 | 0
ST | 0 | 0 | 0 | 0 | 0 | 0
STOG | 6.5 | 16.1 | 19.71 | 25.5 | 24.19 | 0.56
STWD | 0 | 0 | 0 | 0 | 0 | 0
WT | 0 | 0 | 0 | 0 | 0 | 0
IGCC | 0 | 0 | 0 | 0 | 0 | 0
DemandResponse | 0 | 0 | 0 | 0 | 0 | 0
IGCC-CCS | 0 | 0 | 0 | 0 | 0 | 0
WT_off | 0 | 0 | 0 | 0 | 0 | 0
PseudoUnit | 0 | 0 | 0 | 0 | 0 | 0
FixedInterchange | 0 | 0 | 0 | 0 | 0 | 0
Emission Cost by Reporting Type: PJM_E
ReportingType | 2015 | 2020 | 2025 | 2030 | 2035 | 2040
BM | 0 | 0 | 0 | 0 | 0 | 0
CC | 420.05 | 763.78 | 1193.61 | 1949.84 | 3097.76 | 2211.15
CSP | 0 | 0 | 0 | 0 | 0 | 0
CT | 0 | 0.11 | 0.36 | 0 | 0 | 0
Coal | 9.54 | 4.27 | 1.6 | 0.34 | 0 | 0
Geo | 0 | 0 | 0 | 0 | 0 | 0
H | 0 | 0 | 0 | 0 | 0 | 0
LFG | 0 | 0 | 0 | 0 | 0 | 0
Nuc | 0 | 0 | 0 | 0 | 0 | 0
PS | 0 | 0 | 0 | 0 | 0 | 0
PV | 0 | 0 | 0 | 0 | 0 | 0
PeakG | 1.24 | 20.6 | 36.71 | 75.58 | 71.7 | 102.35
PeakO | 0 | 0 | 0 | 0 | 0 | 0
ST | 0 | 0 | 0 | 0 | 0 | 0
STOG | 4.28 | 0 | 0 | 0 | 0 | 0
STWD | 0 | 0 | 0 | 0 | 0 | 0
WT | 0 | 0 | 0 | 0 | 0 | 0
IGCC | 0 | 0 | 0 | 0 | 0 | 0
DemandResponse | 0 | 0 | 0 | 0 | 0 | 0
IGCC-CCS | 0 | 0 | 0 | 0 | 0 | 0
WT_off | 0 | 0 | 0 | 0 | 0 | 0
PseudoUnit | 0 | 0 | 0 | 0 | 0 | 0
FixedInterchange | 0 | 0 | 0 | 0 | 0 | 0
Emission Cost by Reporting Type: PJM_ROM
ReportingType | 2015 | 2020 | 2025 | 2030 | 2035 | 2040
BM | 0 | 0 | 0 | 0 | 0 | 0
CC | 181.53 | 364.2 | 608.72 | 773.79 | 1201.12 | 953.46
CSP | 0 | 0 | 0 | 0 | 0 | 0
CT | 0 | 0.07 | 0.22 | 0.49 | 0 | 0
Coal | 228.52 | 53.26 | 1.93 | 0.41 | 0 | 0
Geo | 0 | 0 | 0 | 0 | 0 | 0
H | 0 | 0 | 0 | 0 | 0 | 0
LFG | 0 | 0 | 0 | 0 | 0 | 0
Nuc | 0 | 0 | 0 | 0 | 0 | 0
PS | 0 | 0 | 0 | 0 | 0 | 0
PV | 0 | 0 | 0 | 0 | 0 | 0
PeakG | 0.04 | 1.21 | 11.52 | 48.09 | 45.62 | 35.91
PeakO | 0 | 0 | 0 | 0 | 0 | 0
ST | 0 | 0 | 0 | 0 | 0 | 0
STOG | 10.4 | 0 | 0 | 0 | 0 | 0
STWD | 0 | 0 | 0 | 0 | 0 | 0
WT | 0 | 0 | 0 | 0 | 0 | 0
IGCC | 0 | 0 | 0 | 0 | 0 | 0
DemandResponse | 0 | 0 | 0 | 0 | 0 | 0
IGCC-CCS | 0 | 0 | 0 | 0 | 0 | 0
WT_off | 0 | 0 | 0 | 0 | 0 | 0
PseudoUnit | 0 | 0 | 0 | 0 | 0 | 0
FixedInterchange | 0 | 0 | 0 | 0 | 0 | 0
Emission Cost by Reporting Type: PJM_ROR
ReportingType | 2015 | 2020 | 2025 | 2030 | 2035 | 2040
BM | 0 | 0 | 0 | 0 | 0 | 0
CC | 1667.49 | 2749.4 | 4204 | 7586.75 | 10271.02 | 6217.36
CSP | 0 | 0 | 0 | 0 | 0 | 0
CT | 0.05 | 0.24 | 0.4 | 0.89 | 0 | 0
Coal | 5228.55 | 3278.3 | 492.81 | 165.38 | 204.82 | 327.38
Geo | 0 | 0 | 0 | 0 | 0 | 0
H | 0 | 0 | 0 | 0 | 0 | 0
LFG | 0 | 0 | 0 | 0 | 0 | 0
Nuc | 0 | 0 | 0 | 0 | 0 | 0
PS | 0 | 0 | 0 | 0 | 0 | 0
PV | 0 | 0 | 0 | 0 | 0 | 0
PeakG | 14.1 | 70.88 | 229.02 | 320.57 | 428.96 | 0
PeakO | 0 | 0 | 0 | 0 | 0 | 0
ST | 0 | 0 | 0 | 0 | 0 | 0
STOG | 6.08 | 16.86 | 18.3 | 0 | 0 | 0
STWD | 0 | 0 | 0 | 0 | 0 | 0
WT | 0 | 0 | 0 | 0 | 0 | 0
IGCC | 0 | 0 | 0 | 0 | 0 | 0
DemandResponse | 0 | 0 | 0 | 0 | 0 | 0
IGCC-CCS | 0 | 0 | 0 | 0 | 0 | 0
WT_off | 0 | 0 | 0 | 0 | 0 | 0
PseudoUnit | 0 | 0 | 0 | 0 | 0 | 0
FixedInterchange | 0 | 0 | 0 | 0 | 0 | 0
Emission Cost by Reporting Type: SOCO
ReportingType | 2015 | 2020 | 2025 | 2030 | 2035 | 2040
BM | 0 | 0 | 0 | 0 | 0 | 0
CC | 1554.16 | 2364.34 | 3753.11 | 4969.04 | 2556.33 | 432.64
CSP | 0 | 0 | 0 | 0 | 0 | 0
CT | 0 | 0 | 0 | 0 | 0 | 0
Coal | 856.9 | 302.06 | 38.46 | 87.46 | 161.99 | 231.24
Geo | 0 | 0 | 0 | 0 | 0 | 0
H | 0 | 0 | 0 | 0 | 0 | 0
LFG | 0 | 0 | 0 | 0 | 0 | 0
Nuc | 0 | 0 | 0 | 0 | 0 | 0
PS | 0 | 0 | 0 | 0 | 0 | 0
PV | 0 | 0 | 0 | 0 | 0 | 0
PeakG | 9.98 | 69.72 | 71.96 | 0 | 0 | 0
PeakO | 0 | 0 | 0 | 0 | 0 | 0
ST | 0 | 0 | 0 | 0 | 0 | 0
STOG | 0 | 0 | 0 | 0 | 0 | 0
STWD | 0 | 0 | 0 | 0 | 0 | 0
WT | 0 | 0 | 0 | 0 | 0 | 0
IGCC | 0 | 0 | 0 | 0 | 0 | 0
DemandResponse | 0 | 0 | 0 | 0 | 0 | 0
IGCC-CCS | 0 | 0 | 0 | 0 | 0 | 0
WT_off | 0 | 0 | 0 | 0 | 0 | 0
PseudoUnit | 0 | 0 | 0 | 0 | 0 | 0
FixedInterchange | 0 | 0 | 0 | 0 | 0 | 0
Emission Cost by Reporting Type: SPP_N
ReportingType | 2015 | 2020 | 2025 | 2030 | 2035 | 2040
BM | 0 | 0 | 0 | 0 | 0 | 0
CC | 30.97 | 20.01 | 35.08 | 50.26 | 53.76 | 39.31
CSP | 0 | 0 | 0 | 0 | 0 | 0
CT | 0 | 0 | 0 | 0 | 0 | 0
Coal | 1603.34 | 376.71 | 17.62 | 0 | 0 | 0
Geo | 0 | 0 | 0 | 0 | 0 | 0
H | 0 | 0 | 0 | 0 | 0 | 0
LFG | 0 | 0 | 0 | 0 | 0 | 0
Nuc | 0 | 0 | 0 | 0 | 0 | 0
PS | 0 | 0 | 0 | 0 | 0 | 0
PV | 0 | 0 | 0 | 0 | 0 | 0
PeakG | 0.89 | 0 | 17.33 | 0 | 0 | 8.07
PeakO | 0 | 0 | 1.87 | 0 | 0 | 0
ST | 0 | 0 | 0 | 0 | 0 | 0
STOG | 0 | 0 | 0 | 0 | 0 | 0
STWD | 0 | 0 | 0 | 0 | 0 | 0
WT | 0 | 0 | 0 | 0 | 0 | 0
IGCC | 0 | 0 | 0 | 0 | 0 | 0
DemandResponse | 0 | 0 | 0 | 0 | 0 | 0
IGCC-CCS | 0 | 0 | 0 | 0 | 0 | 0
WT_off | 0 | 0 | 0 | 0 | 0 | 0
PseudoUnit | 0 | 0 | 0 | 0 | 0 | 0
FixedInterchange | 0 | 0 | 0 | 0 | 0 | 0
Emission Cost by Reporting Type: SPP_S
ReportingType | 2015 | 2020 | 2025 | 2030 | 2035 | 2040
BM | 0 | 0 | 0 | 0 | 0 | 0
CC | 393.07 | 165.05 | 307.31 | 402.5 | 481.39 | 506.41
CSP | 0 | 0 | 0 | 0 | 0 | 0
CT | 0 | 0 | 2.62 | 5.33 | 0 | 0
Coal | 2346.77 | 237.17 | 37.42 | 0 | 0 | 0
Geo | 0 | 0 | 0 | 0 | 0 | 0
H | 0 | 0 | 0 | 0 | 0 | 0
LFG | 0 | 0 | 0 | 0 | 0 | 0
Nuc | 0 | 0 | 0 | 0 | 0 | 0
PS | 0 | 0 | 0 | 0 | 0 | 0
PV | 0 | 0 | 0 | 0 | 0 | 0
PeakG | 0 | 0 | 12.07 | 16.97 | 0 | 60.51
PeakO | 0 | 0 | 0.17 | 0 | 0 | 0
ST | 0 | 0 | 0 | 0 | 0 | 0
STOG | 21.88 | 19.32 | 46.54 | 0 | 0 | 0
STWD | 0 | 0 | 0 | 0 | 0 | 0
WT | 0 | 0 | 0 | 0 | 0 | 0
IGCC | 0 | 0 | 0 | 0 | 0 | 0
DemandResponse | 0 | 0 | 0 | 0 | 0 | 0
IGCC-CCS | 0 | 0 | 0 | 0 | 0 | 0
WT_off | 0 | 0 | 0 | 0 | 0 | 0
PseudoUnit | 0 | 0 | 0 | 0 | 0 | 0
FixedInterchange | 0 | 0 | 0 | 0 | 0 | 0
Emission Cost by Reporting Type: TVA
ReportingType | 2015 | 2020 | 2025 | 2030 | 2035 | 2040
BM | 0 | 0 | 0 | 0 | 0 | 0
CC | 430.35 | 920.04 | 1443.58 | 2426.94 | 1936.2 | 352.19
CSP | 0 | 0 | 0 | 0 | 0 | 0
CT | 0 | 0 | 0 | 0 | 0 | 0
Coal | 1181.36 | 573.48 | 0 | 0 | 0 | 0
Geo | 0 | 0 | 0 | 0 | 0 | 0
H | 0 | 0 | 0 | 0 | 0 | 0
LFG | 0 | 0 | 0 | 0 | 0 | 0
Nuc | 0 | 0 | 0 | 0 | 0 | 0
PS | 0 | 0 | 0 | 0 | 0 | 0
PV | 0 | 0 | 0 | 0 | 0 | 0
PeakG | 0 | 0 | 10.8 | 7.72 | 0 | 0
PeakO | 0 | 0 | 0 | 0 | 0 | 0
ST | 0 | 0 | 0 | 0 | 0 | 0
STOG | 0 | 0 | 0 | 0 | 0 | 0
STWD | 0 | 0 | 0 | 0 | 0 | 0
WT | 0 | 0 | 0 | 0 | 0 | 0
IGCC | 0 | 0 | 0 | 0 | 0 | 0
DemandResponse | 0 | 0 | 0 | 0 | 0 | 0
IGCC-CCS | 0 | 0 | 0 | 0 | 0 | 0
WT_off | 0 | 0 | 0 | 0 | 0 | 0
PseudoUnit | 0 | 0 | 0 | 0 | 0 | 0
FixedInterchange | 0 | 0 | 0 | 0 | 0 | 0
Emission Cost by Reporting Type: TVA_Transmission
ReportingType | 2015 | 2020 | 2025 | 2030 | 2035 | 2040
BM | 0 | 0 | 0 | 0 | 0 | 0
CC | 0 | 0 | 0 | 0 | 0 | 0
CSP | 0 | 0 | 0 | 0 | 0 | 0
CT | 0 | 0 | 0 | 0 | 0 | 0
Coal | 0 | 0 | 0 | 0 | 0 | 0
Geo | 0 | 0 | 0 | 0 | 0 | 0
H | 0 | 0 | 0 | 0 | 0 | 0
LFG | 0 | 0 | 0 | 0 | 0 | 0
Nuc | 0 | 0 | 0 | 0 | 0 | 0
PS | 0 | 0 | 0 | 0 | 0 | 0
PV | 0 | 0 | 0 | 0 | 0 | 0
PeakG | 0 | 0 | 0 | 0 | 0 | 0
PeakO | 0 | 0 | 0 | 0 | 0 | 0
ST | 0 | 0 | 0 | 0 | 0 | 0
STOG | 0 | 0 | 0 | 0 | 0 | 0
STWD | 0 | 0 | 0 | 0 | 0 | 0
WT | 0 | 0 | 0 | 0 | 0 | 0
IGCC | 0 | 0 | 0 | 0 | 0 | 0
DemandResponse | 0 | 0 | 0 | 0 | 0 | 0
IGCC-CCS | 0 | 0 | 0 | 0 | 0 | 0
WT_off | 0 | 0 | 0 | 0 | 0 | 0
PseudoUnit | 0 | 0 | 0 | 0 | 0 | 0
FixedInterchange | 0 | 0 | 0 | 0 | 0 | 0
Emission Cost by Reporting Type: VACAR
ReportingType | 2015 | 2020 | 2025 | 2030 | 2035 | 2040
BM | 0 | 0 | 0 | 0 | 0 | 0
CC | 808.49 | 1214.62 | 1966.54 | 2995.12 | 2690.78 | 244.91
CSP | 0 | 0 | 0 | 0 | 0 | 0
CT | 0.1 | 5.99 | 5.02 | 0 | 0 | 0
Coal | 924.51 | 428.84 | 89.72 | 40.19 | 59.45 | 103.74
Geo | 0 | 0 | 0 | 0 | 0 | 0
H | 0 | 0 | 0 | 0 | 0 | 0
LFG | 0 | 0 | 0 | 0 | 0 | 0
Nuc | 0 | 0 | 0 | 0 | 0 | 0
PS | 0 | 0 | 0 | 0 | 0 | 0
PV | 0 | 0 | 0 | 0 | 0 | 0
PeakG | 0.5 | 15.01 | 30.32 | 0 | 0 | 0
PeakO | 0 | 0 | 0 | 0 | 0 | 0
ST | 0 | 0 | 0 | 0 | 0 | 0
STOG | 0 | 0 | 0 | 0 | 0 | 0
STWD | 0 | 0 | 0 | 0 | 0 | 0
WT | 0 | 0 | 0 | 0 | 0 | 0
IGCC | 0 | 0 | 0 | 0 | 0 | 0
DemandResponse | 0 | 0 | 0 | 0 | 0 | 0
IGCC-CCS | 0 | 0 | 0 | 0 | 0 | 0
WT_off | 0 | 0 | 0 | 0 | 0 | 0
PseudoUnit | 0 | 0 | 0 | 0 | 0 | 0
FixedInterchange | 0 | 0 | 0 | 0 | 0 | 0
Emission Cost by Reporting Type: IESO
ReportingType | 2015 | 2020 | 2025 | 2030 | 2035 | 2040
BM | 0 | 0 | 0 | 0 | 0 | 0
CC | 88.98 | 109.34 | 21.93 | 6.84 | 51.2 | 44.7
CSP | 0 | 0 | 0 | 0 | 0 | 0
CT | 0.08 | 0.26 | 0.43 | 0 | 0 | 0
Coal | 0 | 0 | 0 | 0 | 0 | 0
Geo | 0 | 0 | 0 | 0 | 0 | 0
H | 0 | 0 | 0 | 0 | 0 | 0
LFG | 0 | 0 | 0 | 0 | 0 | 0
Nuc | 0 | 0 | 0 | 0 | 0 | 0
PS | 0 | 0 | 0 | 0 | 0 | 0
PV | 0 | 0 | 0 | 0 | 0 | 0
PeakG | 0 | 0 | 0 | 0 | 0 | 0
PeakO | 0 | 0 | 0 | 0 | 0 | 0
ST | 0 | 0 | 0 | 0 | 0 | 0
STOG | 0 | 0 | 0 | 0 | 0 | 0
STWD | 0 | 0 | 0 | 0 | 0 | 0
WT | 0 | 0 | 0 | 0 | 0 | 0
IGCC | 0 | 0 | 0 | 0 | 0 | 0
DemandResponse | 0 | 0 | 0 | 0 | 0 | 0
IGCC-CCS | 0 | 0 | 0 | 0 | 0 | 0
WT_off | 0 | 0 | 0 | 0 | 0 | 0
PseudoUnit | 0 | 0 | 0 | 0 | 0 | 0
FixedInterchange | 0 | 0 | 0 | 0 | 0 | 0
Emission Cost by Reporting Type: MAPP_CA
ReportingType | 2015 | 2020 | 2025 | 2030 | 2035 | 2040
BM | 0 | 0 | 0 | 0 | 0 | 0
CC | 95.37 | 135.42 | 8.74 | 9.25 | 8.78 | 0
CSP | 0 | 0 | 0 | 0 | 0 | 0
CT | 0 | 0 | 0 | 0 | 0 | 0
Coal | 6.62 | 0 | 0 | 0 | 0 | 0
Geo | 0 | 0 | 0 | 0 | 0 | 0
H | 0 | 0 | 0 | 0 | 0 | 0
LFG | 0 | 0 | 0 | 0 | 0 | 0
Nuc | 0 | 0 | 0 | 0 | 0 | 0
PS | 0 | 0 | 0 | 0 | 0 | 0
PV | 0 | 0 | 0 | 0 | 0 | 0
PeakG | 1.05 | 4.1 | 0 | 0 | 0 | 0
PeakO | 0 | 0 | 0 | 0 | 0 | 0
ST | 0 | 0 | 0 | 0 | 0 | 0
STOG | 0.23 | 0 | 0 | 0 | 0 | 0
STWD | 0 | 0 | 0 | 0 | 0 | 0
WT | 0 | 0 | 0 | 0 | 0 | 0
IGCC | 0 | 0 | 0 | 0 | 0 | 0
DemandResponse | 0 | 0 | 0 | 0 | 0 | 0
IGCC-CCS | 0 | 0 | 0 | 0 | 0 | 0
WT_off | 0 | 0 | 0 | 0 | 0 | 0
PseudoUnit | 0 | 0 | 0 | 0 | 0 | 0
FixedInterchange | 0 | 0 | 0 | 0 | 0 | 0
Emission Cost by Reporting Type: AZ_NM_SNV_Coal
ReportingType | 2015 | 2020 | 2025 | 2030 | 2035 | 2040
BM | 0 | 0 | 0 | 0 | 0 | 0
CC | 0 | 0 | 0 | 0 | 0 | 0
CSP | 0 | 0 | 0 | 0 | 0 | 0
CT | 0 | 0 | 0 | 0 | 0 | 0
Coal | 1553.41 | 1339.66 | 0 | 0 | 0 | 0
Geo | 0 | 0 | 0 | 0 | 0 | 0
H | 0 | 0 | 0 | 0 | 0 | 0
LFG | 0 | 0 | 0 | 0 | 0 | 0
Nuc | 0 | 0 | 0 | 0 | 0 | 0
PS | 0 | 0 | 0 | 0 | 0 | 0
PV | 0 | 0 | 0 | 0 | 0 | 0
PeakG | 0 | 0 | 0 | 0 | 0 | 0
PeakO | 0 | 0 | 0 | 0 | 0 | 0
ST | 0 | 0 | 0 | 0 | 0 | 0
STOG | 0 | 0 | 0 | 0 | 0 | 0
STWD | 0 | 0 | 0 | 0 | 0 | 0
WT | 0 | 0 | 0 | 0 | 0 | 0
IGCC | 0 | 0 | 0 | 0 | 0 | 0
DemandResponse | 0 | 0 | 0 | 0 | 0 | 0
IGCC-CCS | 0 | 0 | 0 | 0 | 0 | 0
WT_off | 0 | 0 | 0 | 0 | 0 | 0
PseudoUnit | 0 | 0 | 0 | 0 | 0 | 0
FixedInterchange | 0 | 0 | 0 | 0 | 0 | 0
Emission Cost by Reporting Type: AZ_NM_SNV_Gas
ReportingType | 2015 | 2020 | 2025 | 2030 | 2035 | 2040
BM | 0 | 0 | 0 | 0 | 0 | 0
CC | 670.68 | 858.69 | 1981.47 | 1484.46 | 1318.11 | 1532
CSP | 0 | 0 | 0 | 0 | 0 | 0
CT | 0 | 0.61 | 5.45 | 6.72 | 0 | 0
Coal | 0 | 0 | 0 | 0 | 0 | 0
Geo | 0 | 0 | 0 | 0 | 0 | 0
H | 0 | 0 | 0 | 0 | 0 | 0
LFG | 0 | 0 | 0 | 0 | 0 | 0
Nuc | 0 | 0 | 0 | 0 | 0 | 0
PS | 0 | 0 | 0 | 0 | 0 | 0
PV | 0 | 0 | 0 | 0 | 0 | 0
PeakG | 0 | 0.24 | 0 | 0 | 0 | 0
PeakO | 0 | 0 | 0 | 0 | 0 | 0
ST | 0 | 0 | 0 | 0 | 0 | 0
STOG | 0 | 0 | 0 | 0 | 0 | 0
STWD | 0 | 0 | 0 | 0 | 0 | 0
WT | 0 | 0 | 0 | 0 | 0 | 0
IGCC | 0 | 0 | 0 | 0 | 0 | 0
DemandResponse | 0 | 0 | 0 | 0 | 0 | 0
IGCC-CCS | 0 | 0 | 0 | 0 | 0 | 0
WT_off | 0 | 0 | 0 | 0 | 0 | 0
PseudoUnit | 0 | 0 | 0 | 0 | 0 | 0
FixedInterchange | 0 | 0 | 0 | 0 | 0 | 0
Emission Cost by Reporting Type: AZ_NM_SNV_NucRenew
ReportingType | 2015 | 2020 | 2025 | 2030 | 2035 | 2040
BM | 0 | 0 | 0 | 0 | 0 | 0
CC | 0 | 0 | 0 | 0 | 0 | 0
CSP | 0 | 0 | 0 | 0 | 0 | 0
CT | 0 | 0 | 0 | 0 | 0 | 0
Coal | 0 | 0 | 0 | 0 | 0 | 0
Geo | 0 | 0 | 0 | 0 | 0 | 0
H | 0 | 0 | 0 | 0 | 0 | 0
LFG | 0 | 0 | 0 | 0 | 0 | 0
Nuc | 0 | 0 | 0 | 0 | 0 | 0
PS | 0 | 0 | 0 | 0 | 0 | 0
PV | 0 | 0 | 0 | 0 | 0 | 0
PeakG | 0 | 0 | 0 | 0 | 0 | 0
PeakO | 0 | 0 | 0 | 0 | 0 | 0
ST | 0 | 0 | 0 | 0 | 0 | 0
STOG | 0 | 0 | 0 | 0 | 0 | 0
STWD | 0 | 0 | 0 | 0 | 0 | 0
WT | 0 | 0 | 0 | 0 | 0 | 0
IGCC | 0 | 0 | 0 | 0 | 0 | 0
DemandResponse | 0 | 0 | 0 | 0 | 0 | 0
IGCC-CCS | 0 | 0 | 0 | 0 | 0 | 0
WT_off | 0 | 0 | 0 | 0 | 0 | 0
PseudoUnit | 0 | 0 | 0 | 0 | 0 | 0
FixedInterchange | 0 | 0 | 0 | 0 | 0 | 0
Emission Cost by Reporting Type: ERCOT
ReportingType | 2015 | 2020 | 2025 | 2030 | 2035 | 2040
BM | 0 | 0 | 0 | 0 | 0 | 0
CC | 2019.13 | 2925.33 | 4240.75 | 8426.46 | 6376.06 | 5626.45
CSP | 0 | 0 | 0 | 0 | 0 | 0
CT | 0 | 0.56 | 1.75 | 3.92 | 0 | 0
Coal | 1106.36 | 986.06 | 98.43 | 110.75 | 232.77 | 332.29
Geo | 0 | 0 | 0 | 0 | 0 | 0
H | 0 | 0 | 0 | 0 | 0 | 0
LFG | 0 | 0 | 0 | 0 | 0 | 0
Nuc | 0 | 0 | 0 | 0 | 0 | 0
PS | 0 | 0 | 0 | 0 | 0 | 0
PV | 0 | 0 | 0 | 0 | 0 | 0
PeakG | 0 | 5.65 | 26.48 | 46.46 | 0 | 0
PeakO | 0 | 0.02 | 0 | 0 | 0 | 0
ST | 0 | 0 | 0 | 0 | 0 | 0
STOG | 38.54 | 69.29 | 8.09 | 0 | 0 | 0
STWD | 0 | 0 | 0 | 0 | 0 | 0
WT | 0 | 0 | 0 | 0 | 0 | 0
IGCC | 0 | 0 | 0 | 0 | 0 | 0
DemandResponse | 0 | 0 | 0 | 0 | 0 | 0
IGCC-CCS | 0 | 0 | 0 | 0 | 0 | 0
WT_off | 0 | 0 | 0 | 0 | 0 | 0
PseudoUnit | 0 | 0 | 0 | 0 | 0 | 0
FixedInterchange | 0 | 0 | 0 | 0 | 0 | 0
Emission Cost by Reporting Type: NP15
ReportingType | 2015 | 2020 | 2025 | 2030 | 2035 | 2040
BM | 0 | 0 | 0 | 0 | 0 | 0
CC | 544.95 | 692.33 | 1133.89 | 1687.11 | 463.14 | 51.92
CSP | 0 | 0 | 0 | 0 | 0 | 0
CT | 0 | 0 | 0 | 0 | 0 | 0
Coal | 42.12 | 0 | 0 | 0 | 0 | 0
Geo | 0 | 0 | 0 | 0 | 0 | 0
H | 0 | 0 | 0 | 0 | 0 | 0
LFG | 0 | 0 | 0 | 0 | 0 | 0
Nuc | 0 | 0 | 0 | 0 | 0 | 0
PS | 0 | 0 | 0 | 0 | 0 | 0
PV | 0 | 0 | 0 | 0 | 0 | 0
PeakG | 0 | 0 | 0.24 | 0 | 0 | 0.59
PeakO | 0 | 0 | 0 | 0 | 0 | 0
ST | 0 | 0 | 0 | 0 | 0 | 0
STOG | 0.77 | 0 | 0 | 0 | 0 | 0
STWD | 0 | 0 | 0 | 0 | 0 | 0
WT | 0 | 0 | 0 | 0 | 0 | 0
IGCC | 0 | 0 | 0 | 0 | 0 | 0
DemandResponse | 0 | 0 | 0 | 0 | 0 | 0
IGCC-CCS | 0 | 0 | 0 | 0 | 0 | 0
WT_off | 0 | 0 | 0 | 0 | 0 | 0
PseudoUnit | 0 | 0 | 0 | 0 | 0 | 0
FixedInterchange | 0 | 0 | 0 | 0 | 0 | 0
Emission Cost by Reporting Type: NWPP_Coal
ReportingType | 2015 | 2020 | 2025 | 2030 | 2035 | 2040
BM | 0 | 0 | 0 | 0 | 0 | 0
CC | 0 | 0 | 0 | 0 | 0 | 0
CSP | 0 | 0 | 0 | 0 | 0 | 0
CT | 0 | 0 | 0 | 0 | 0 | 0
Coal | 1435.81 | 1493.04 | 9.82 | 22.01 | 40.76 | 58.18
Geo | 0 | 0 | 0 | 0 | 0 | 0
H | 0 | 0 | 0 | 0 | 0 | 0
LFG | 0 | 0 | 0 | 0 | 0 | 0
Nuc | 0 | 0 | 0 | 0 | 0 | 0
PS | 0 | 0 | 0 | 0 | 0 | 0
PV | 0 | 0 | 0 | 0 | 0 | 0
PeakG | 0 | 0 | 0 | 0 | 0 | 0
PeakO | 0 | 0 | 0 | 0 | 0 | 0
ST | 0 | 0 | 0 | 0 | 0 | 0
STOG | 0 | 0 | 0 | 0 | 0 | 0
STWD | 0 | 0 | 0 | 0 | 0 | 0
WT | 0 | 0 | 0 | 0 | 0 | 0
IGCC | 0 | 0 | 0 | 0 | 0 | 0
DemandResponse | 0 | 0 | 0 | 0 | 0 | 0
IGCC-CCS | 0 | 0 | 0 | 0 | 0 | 0
WT_off | 0 | 0 | 0 | 0 | 0 | 0
PseudoUnit | 0 | 0 | 0 | 0 | 0 | 0
FixedInterchange | 0 | 0 | 0 | 0 | 0 | 0
Emission Cost by Reporting Type: NWPP_Gas
ReportingType | 2015 | 2020 | 2025 | 2030 | 2035 | 2040
BM | 0 | 0 | 0 | 0 | 0 | 0
CC | 513.35 | 844.46 | 1382.9 | 1240.48 | 441.26 | 506.1
CSP | 0 | 0 | 0 | 0 | 0 | 0
CT | 0 | 0 | 0 | 0 | 0 | 0
Coal | 0 | 0 | 0 | 0 | 0 | 0
Geo | 0 | 0 | 0 | 0 | 0 | 0
H | 0 | 0 | 0 | 0 | 0 | 0
LFG | 0 | 0 | 0 | 0 | 0 | 0
Nuc | 0 | 0 | 0 | 0 | 0 | 0
PS | 0 | 0 | 0 | 0 | 0 | 0
PV | 0 | 0 | 0 | 0 | 0 | 0
PeakG | 0 | 0 | 0 | 0 | 0 | 0
PeakO | 0 | 0 | 0 | 0 | 0 | 0
ST | 0 | 0 | 0 | 0 | 0 | 0
STOG | 0 | 0 | 0 | 0 | 0 | 0
STWD | 0 | 0 | 0 | 0 | 0 | 0
WT | 0 | 0 | 0 | 0 | 0 | 0
IGCC | 0 | 0 | 0 | 0 | 0 | 0
DemandResponse | 0 | 0 | 0 | 0 | 0 | 0
IGCC-CCS | 0 | 0 | 0 | 0 | 0 | 0
WT_off | 0 | 0 | 0 | 0 | 0 | 0
PseudoUnit | 0 | 0 | 0 | 0 | 0 | 0
FixedInterchange | 0 | 0 | 0 | 0 | 0 | 0
Emission Cost by Reporting Type: NWPP_NucRenew
ReportingType | 2015 | 2020 | 2025 | 2030 | 2035 | 2040
BM | 0 | 0 | 0 | 0 | 0 | 0
CC | 0 | 0 | 0 | 0 | 0 | 0
CSP | 0 | 0 | 0 | 0 | 0 | 0
CT | 0 | 0 | 0 | 0 | 0 | 0
Coal | 0 | 0 | 0 | 0 | 0 | 0
Geo | 0 | 0 | 0 | 0 | 0 | 0
H | 0 | 0 | 0 | 0 | 0 | 0
LFG | 0 | 0 | 0 | 0 | 0 | 0
Nuc | 0 | 0 | 0 | 0 | 0 | 0
PS | 0 | 0 | 0 | 0 | 0 | 0
PV | 0 | 0 | 0 | 0 | 0 | 0
PeakG | 0 | 0 | 0 | 0 | 0 | 0
PeakO | 0 | 0 | 0 | 0 | 0 | 0
ST | 0 | 0 | 0 | 0 | 0 | 0
STOG | 0 | 0 | 0 | 0 | 0 | 0
STWD | 0 | 0 | 0 | 0 | 0 | 0
WT | 0 | 0 | 0 | 0 | 0 | 0
IGCC | 0 | 0 | 0 | 0 | 0 | 0
DemandResponse | 0 | 0 | 0 | 0 | 0 | 0
IGCC-CCS | 0 | 0 | 0 | 0 | 0 | 0
WT_off | 0 | 0 | 0 | 0 | 0 | 0
PseudoUnit | 0 | 0 | 0 | 0 | 0 | 0
FixedInterchange | 0 | 0 | 0 | 0 | 0 | 0
Emission Cost by Reporting Type: RMPA
ReportingType | 2015 | 2020 | 2025 | 2030 | 2035 | 2040
BM | 0 | 0 | 0 | 0 | 0 | 0
CC | 76.44 | 121.79 | 357.9 | 458.27 | 347.51 | 345.89
CSP | 0 | 0 | 0 | 0 | 0 | 0
CT | 0 | 0 | 0.18 | 0 | 0 | 0
Coal | 1415.76 | 1375.51 | 191.75 | 63.72 | 107.22 | 145.55
Geo | 0 | 0 | 0 | 0 | 0 | 0
H | 0 | 0 | 0 | 0 | 0 | 0
LFG | 0 | 0 | 0 | 0 | 0 | 0
Nuc | 0 | 0 | 0 | 0 | 0 | 0
PS | 0 | 0 | 0 | 0 | 0 | 0
PV | 0 | 0 | 0 | 0 | 0 | 0
PeakG | 0.02 | 1.14 | 15 | 10.88 | 24.77 | 15.98
PeakO | 0 | 0 | 0 | 0 | 0 | 0
ST | 0 | 0 | 0 | 0 | 0 | 0
STOG | 0 | 0 | 0 | 0 | 0 | 0
STWD | 0 | 0 | 0 | 0 | 0 | 0
WT | 0 | 0 | 0 | 0 | 0 | 0
IGCC | 0 | 0 | 0 | 0 | 0 | 0
DemandResponse | 0 | 0 | 0 | 0 | 0 | 0
IGCC-CCS | 0 | 0 | 0 | 0 | 0 | 0
WT_off | 0 | 0 | 0 | 0 | 0 | 0
PseudoUnit | 0 | 0 | 0 | 0 | 0 | 0
FixedInterchange | 0 | 0 | 0 | 0 | 0 | 0
Emission Cost by Reporting Type: SP15
ReportingType | 2015 | 2020 | 2025 | 2030 | 2035 | 2040
BM | 0 | 0 | 0 | 0 | 0 | 0
CC | 719.78 | 847.64 | 1374.18 | 2499.59 | 1759.51 | 2357.91
CSP | 0 | 0 | 0 | 0 | 0 | 0
CT | 0 | 0 | 0 | 0 | 0 | 0
Coal | 39.99 | 30.93 | 0 | 0 | 0 | 0
Geo | 0 | 0 | 0 | 0 | 0 | 0
H | 0 | 0 | 0 | 0 | 0 | 0
LFG | 0 | 0 | 0 | 0 | 0 | 0
Nuc | 0 | 0 | 0 | 0 | 0 | 0
PS | 0 | 0 | 0 | 0 | 0 | 0
PV | 0 | 0 | 0 | 0 | 0 | 0
PeakG | 0 | 0.79 | 15.66 | 18.6 | 21.38 | 39.04
PeakO | 0 | 0 | 0 | 0 | 0 | 0
ST | 0 | 0 | 0 | 0 | 0 | 0
STOG | 7.74 | 6.6 | 0 | 0 | 0 | 0
STWD | 0 | 0 | 0 | 0 | 0 | 0
WT | 0 | 0 | 0 | 0 | 0 | 0
IGCC | 0 | 0 | 0 | 0 | 0 | 0
DemandResponse | 0 | 0 | 0 | 0 | 0 | 0
IGCC-CCS | 0 | 0 | 0 | 0 | 0 | 0
WT_off | 0 | 0 | 0 | 0 | 0 | 0
PseudoUnit | 0 | 0 | 0 | 0 | 0 | 0
FixedInterchange | 0 | 0 | 0 | 0 | 0 | 0
Emission Cost by Reporting Type: ALB
ReportingType | 2015 | 2020 | 2025 | 2030 | 2035 | 2040
BM | 0 | 0 | 0 | 0 | 0 | 0
CC | 191.76 | 272.95 | 449.14 | 47.03 | 0.21 | 0
CSP | 0 | 0 | 0 | 0 | 0 | 0
CT | 0 | 0 | 0 | 0 | 0 | 0
Coal | 1216.87 | 1727.96 | 2730.41 | 0 | 0 | 0.96
Geo | 0 | 0 | 0 | 0 | 0 | 0
H | 0 | 0 | 0 | 0 | 0 | 0
LFG | 0 | 0 | 0 | 0 | 0 | 0
Nuc | 0 | 0 | 0 | 0 | 0 | 0
PS | 0 | 0 | 0 | 0 | 0 | 0
PV | 0 | 0 | 0 | 0 | 0 | 0
PeakG | 0 | 0 | 0 | 0 | 0 | 0
PeakO | 0 | 0 | 0 | 0 | 0 | 0
ST | 0 | 0 | 0 | 0 | 0 | 0
STOG | 0 | 0 | 0 | 0 | 0 | 0
STWD | 0 | 0 | 0 | 0 | 0 | 0
WT | 0 | 0 | 0 | 0 | 0 | 0
IGCC | 0 | 0 | 0 | 0 | 0 | 0
DemandResponse | 0 | 0 | 0 | 0 | 0 | 0
IGCC-CCS | 0 | 0 | 0 | 0 | 0 | 0
WT_off | 0 | 0 | 0 | 0 | 0 | 0
PseudoUnit | 0 | 0 | 0 | 0 | 0 | 0
FixedInterchange | 0 | 0 | 0 | 0 | 0 | 0
Emission Cost by Reporting Type: BC
ReportingType | 2015 | 2020 | 2025 | 2030 | 2035 | 2040
BM | 0 | 0 | 0 | 0 | 0 | 0
CC | 66.59 | 94.56 | 154.85 | 263.55 | 0 | 0
CSP | 0 | 0 | 0 | 0 | 0 | 0
CT | 0 | 0 | 0 | 0 | 0 | 0
Coal | 0 | 0 | 0 | 0 | 0 | 0
Geo | 0 | 0 | 0 | 0 | 0 | 0
H | 0 | 0 | 0 | 0 | 0 | 0
LFG | 0 | 0 | 0 | 0 | 0 | 0
Nuc | 0 | 0 | 0 | 0 | 0 | 0
PS | 0 | 0 | 0 | 0 | 0 | 0
PV | 0 | 0 | 0 | 0 | 0 | 0
PeakG | 0 | 0 | 0 | 0 | 0 | 0
PeakO | 0 | 0 | 0 | 0 | 0 | 0
ST | 0 | 0 | 0 | 0 | 0 | 0
STOG | 0 | 0 | 0 | 0 | 0 | 0
STWD | 0 | 0 | 0 | 0 | 0 | 0
WT | 0 | 0 | 0 | 0 | 0 | 0
IGCC | 0 | 0 | 0 | 0 | 0 | 0
DemandResponse | 0 | 0 | 0 | 0 | 0 | 0
IGCC-CCS | 0 | 0 | 0 | 0 | 0 | 0
WT_off | 0 | 0 | 0 | 0 | 0 | 0
PseudoUnit | 0 | 0 | 0 | 0 | 0 | 0
FixedInterchange | 0 | 0 | 0 | 0 | 0 | 0
Emission Cost by Reporting Type: HQ_IESO
ReportingType | 2015 | 2020 | 2025 | 2030 | 2035 | 2040
BM | 0 | 0 | 0 | 0 | 0 | 0
CC | 0 | 0 | 0 | 0 | 0 | 0
CSP | 0 | 0 | 0 | 0 | 0 | 0
CT | 0 | 0 | 0 | 0 | 0 | 0
Coal | 0 | 0 | 0 | 0 | 0 | 0
Geo | 0 | 0 | 0 | 0 | 0 | 0
H | 0 | 0 | 0 | 0 | 0 | 0
LFG | 0 | 0 | 0 | 0 | 0 | 0
Nuc | 0 | 0 | 0 | 0 | 0 | 0
PS | 0 | 0 | 0 | 0 | 0 | 0
PV | 0 | 0 | 0 | 0 | 0 | 0
PeakG | 0 | 0 | 0 | 0 | 0 | 0
PeakO | 0 | 0 | 0 | 0 | 0 | 0
ST | 0 | 0 | 0 | 0 | 0 | 0
STOG | 0 | 0 | 0 | 0 | 0 | 0
STWD | 0 | 0 | 0 | 0 | 0 | 0
WT | 0 | 0 | 0 | 0 | 0 | 0
IGCC | 0 | 0 | 0 | 0 | 0 | 0
DemandResponse | 0 | 0 | 0 | 0 | 0 | 0
IGCC-CCS | 0 | 0 | 0 | 0 | 0 | 0
WT_off | 0 | 0 | 0 | 0 | 0 | 0
PseudoUnit | 0 | 0 | 0 | 0 | 0 | 0
FixedInterchange | 0 | 0 | 0 | 0 | 0 | 0
Emission Cost by Reporting Type: HQ_NEISO
ReportingType | 2015 | 2020 | 2025 | 2030 | 2035 | 2040
BM | 0 | 0 | 0 | 0 | 0 | 0
CC | 0 | 0 | 0 | 0 | 0 | 0
CSP | 0 | 0 | 0 | 0 | 0 | 0
CT | 0 | 0 | 0 | 0 | 0 | 0
Coal | 0 | 0 | 0 | 0 | 0 | 0
Geo | 0 | 0 | 0 | 0 | 0 | 0
H | 0 | 0 | 0 | 0 | 0 | 0
LFG | 0 | 0 | 0 | 0 | 0 | 0
Nuc | 0 | 0 | 0 | 0 | 0 | 0
PS | 0 | 0 | 0 | 0 | 0 | 0
PV | 0 | 0 | 0 | 0 | 0 | 0
PeakG | 0 | 0 | 0 | 0 | 0 | 0
PeakO | 0 | 0 | 0 | 0 | 0 | 0
ST | 0 | 0 | 0 | 0 | 0 | 0
STOG | 0 | 0 | 0 | 0 | 0 | 0
STWD | 0 | 0 | 0 | 0 | 0 | 0
WT | 0 | 0 | 0 | 0 | 0 | 0
IGCC | 0 | 0 | 0 | 0 | 0 | 0
DemandResponse | 0 | 0 | 0 | 0 | 0 | 0
IGCC-CCS | 0 | 0 | 0 | 0 | 0 | 0
WT_off | 0 | 0 | 0 | 0 | 0 | 0
PseudoUnit | 0 | 0 | 0 | 0 | 0 | 0
FixedInterchange | 0 | 0 | 0 | 0 | 0 | 0
Emission Cost by Reporting Type: HQ_NY
ReportingType | 2015 | 2020 | 2025 | 2030 | 2035 | 2040
BM | 0 | 0 | 0 | 0 | 0 | 0
CC | 0 | 0 | 0 | 0 | 0 | 0
CSP | 0 | 0 | 0 | 0 | 0 | 0
CT | 0 | 0 | 0 | 0 | 0 | 0
Coal | 0 | 0 | 0 | 0 | 0 | 0
Geo | 0 | 0 | 0 | 0 | 0 | 0
H | 0 | 0 | 0 | 0 | 0 | 0
LFG | 0 | 0 | 0 | 0 | 0 | 0
Nuc | 0 | 0 | 0 | 0 | 0 | 0
PS | 0 | 0 | 0 | 0 | 0 | 0
PV | 0 | 0 | 0 | 0 | 0 | 0
PeakG | 0 | 0 | 0 | 0 | 0 | 0
PeakO | 0 | 0 | 0 | 0 | 0 | 0
ST | 0 | 0 | 0 | 0 | 0 | 0
STOG | 0 | 0 | 0 | 0 | 0 | 0
STWD | 0 | 0 | 0 | 0 | 0 | 0
WT | 0 | 0 | 0 | 0 | 0 | 0
IGCC | 0 | 0 | 0 | 0 | 0 | 0
DemandResponse | 0 | 0 | 0 | 0 | 0 | 0
IGCC-CCS | 0 | 0 | 0 | 0 | 0 | 0
WT_off | 0 | 0 | 0 | 0 | 0 | 0
PseudoUnit | 0 | 0 | 0 | 0 | 0 | 0
FixedInterchange | 0 | 0 | 0 | 0 | 0 | 0
Emission Cost by Reporting Type: MARITIMES
ReportingType | 2015 | 2020 | 2025 | 2030 | 2035 | 2040
BM | 0 | 0 | 0 | 0 | 0 | 0
CC | 0 | 0 | 0 | 0 | 0 | 0
CSP | 0 | 0 | 0 | 0 | 0 | 0
CT | 0 | 0 | 0 | 0 | 0 | 0
Coal | 0 | 0 | 0 | 0 | 0 | 0
Geo | 0 | 0 | 0 | 0 | 0 | 0
H | 0 | 0 | 0 | 0 | 0 | 0
LFG | 0 | 0 | 0 | 0 | 0 | 0
Nuc | 0 | 0 | 0 | 0 | 0 | 0
PS | 0 | 0 | 0 | 0 | 0 | 0
PV | 0 | 0 | 0 | 0 | 0 | 0
PeakG | 0 | 0 | 0 | 0 | 0 | 0
PeakO | 0 | 0 | 0 | 0 | 0 | 0
ST | 0 | 0 | 0 | 0 | 0 | 0
STOG | 0 | 0 | 0 | 0 | 0 | 0
STWD | 0 | 0 | 0 | 0 | 0 | 0
WT | 0 | 0 | 0 | 0 | 0 | 0
IGCC | 0 | 0 | 0 | 0 | 0 | 0
DemandResponse | 0 | 0 | 0 | 0 | 0 | 0
IGCC-CCS | 0 | 0 | 0 | 0 | 0 | 0
WT_off | 0 | 0 | 0 | 0 | 0 | 0
PseudoUnit | 0 | 0 | 0 | 0 | 0 | 0
FixedInterchange | 0 | 0 | 0 | 0 | 0 | 0
Emission Cost by Reporting Type: All
ReportingType | 2015 | 2020 | 2025 | 2030 | 2035 | 2040
BM | 0 | 0 | 0 | 0 | 0 | 0
CC | 14752.69 | 23440.91 | 36679.08 | 52366.68 | 49702.93 | 32186.29
CSP | 0 | 0 | 0 | 0 | 0 | 0
CT | 7.75 | 42.69 | 77.5 | 93.4 | 0 | 0.64
Coal | 29769.86 | 16953.29 | 4051 | 635.57 | 1112.58 | 1655.81
Geo | 0 | 0 | 0 | 0 | 0 | 0
H | 0 | 0 | 0 | 0 | 0 | 0
LFG | 0 | 0 | 0 | 0 | 0 | 0
Nuc | 0 | 0 | 0 | 0 | 0 | 0
PS | 0 | 0 | 0 | 0 | 0 | 0
PV | 0 | 0 | 0 | 0 | 0 | 0
PeakG | 47.56 | 271.54 | 653.05 | 756.7 | 857.65 | 675.92
PeakO | 0 | 0.02 | 9 | 0 | 0 | 0
ST | 0 | 0 | 0 | 0 | 0 | 0
STOG | 107.63 | 152.45 | 97.42 | 25.5 | 24.19 | 0.56
STWD | 0 | 0 | 0 | 0 | 0 | 0
WT | 0 | 0 | 0 | 0 | 0 | 0
IGCC | 100.97 | 143.38 | 41.25 | 7.27 | 0 | 0
DemandResponse | 0 | 0 | 0 | 0 | 0 | 0
IGCC-CCS | 0 | 0 | 0 | 0 | 0 | 0
WT_off | 0 | 0 | 0 | 0 | 0 | 0
PseudoUnit | 0 | 0 | 0 | 0 | 0 | 0
FixedInterchange | 0 | 0 | 0 | 0 | 0 | 0
Emission Cost by Reporting Type: EI_US
ReportingType | 2015 | 2020 | 2025 | 2030 | 2035 | 2040
BM | 0 | 0 | 0 | 0 | 0 | 0
CC | 9765.64 | 16538.41 | 25573.34 | 36243.63 | 38937.15 | 21721.31
CSP | 0 | 0 | 0 | 0 | 0 | 0
CT | 7.67 | 41.25 | 69.68 | 82.76 | 0 | 0.64
Coal | 22952.92 | 10000.13 | 1020.6 | 439.09 | 731.83 | 1118.82
Geo | 0 | 0 | 0 | 0 | 0 | 0
H | 0 | 0 | 0 | 0 | 0 | 0
LFG | 0 | 0 | 0 | 0 | 0 | 0
Nuc | 0 | 0 | 0 | 0 | 0 | 0
PS | 0 | 0 | 0 | 0 | 0 | 0
PV | 0 | 0 | 0 | 0 | 0 | 0
PeakG | 46.49 | 259.63 | 595.67 | 680.76 | 811.5 | 620.3
PeakO | 0 | 0 | 9 | 0 | 0 | 0
ST | 0 | 0 | 0 | 0 | 0 | 0
STOG | 60.35 | 76.56 | 89.34 | 25.5 | 24.19 | 0.56
STWD | 0 | 0 | 0 | 0 | 0 | 0
WT | 0 | 0 | 0 | 0 | 0 | 0
IGCC | 100.97 | 143.38 | 41.25 | 7.27 | 0 | 0
DemandResponse | 0 | 0 | 0 | 0 | 0 | 0
IGCC-CCS | 0 | 0 | 0 | 0 | 0 | 0
WT_off | 0 | 0 | 0 | 0 | 0 | 0
PseudoUnit | 0 | 0 | 0 | 0 | 0 | 0
FixedInterchange | 0 | 0 | 0 | 0 | 0 | 0
Emission Cost by Reporting Type: EI_Canada
ReportingType | 2015 | 2020 | 2025 | 2030 | 2035 | 2040
BM | 0 | 0 | 0 | 0 | 0 | 0
CC | 184.35 | 244.76 | 30.67 | 16.1 | 59.98 | 44.7
CSP | 0 | 0 | 0 | 0 | 0 | 0
CT | 0.08 | 0.26 | 0.43 | 0 | 0 | 0
Coal | 6.62 | 0 | 0 | 0 | 0 | 0
Geo | 0 | 0 | 0 | 0 | 0 | 0
H | 0 | 0 | 0 | 0 | 0 | 0
LFG | 0 | 0 | 0 | 0 | 0 | 0
Nuc | 0 | 0 | 0 | 0 | 0 | 0
PS | 0 | 0 | 0 | 0 | 0 | 0
PV | 0 | 0 | 0 | 0 | 0 | 0
PeakG | 1.05 | 4.1 | 0 | 0 | 0 | 0
PeakO | 0 | 0 | 0 | 0 | 0 | 0
ST | 0 | 0 | 0 | 0 | 0 | 0
STOG | 0.23 | 0 | 0 | 0 | 0 | 0
STWD | 0 | 0 | 0 | 0 | 0 | 0
WT | 0 | 0 | 0 | 0 | 0 | 0
IGCC | 0 | 0 | 0 | 0 | 0 | 0
DemandResponse | 0 | 0 | 0 | 0 | 0 | 0
IGCC-CCS | 0 | 0 | 0 | 0 | 0 | 0
WT_off | 0 | 0 | 0 | 0 | 0 | 0
PseudoUnit | 0 | 0 | 0 | 0 | 0 | 0
FixedInterchange | 0 | 0 | 0 | 0 | 0 | 0
Emission Cost by Reporting Type: EI
ReportingType | 2015 | 2020 | 2025 | 2030 | 2035 | 2040
BM | 0 | 0 | 0 | 0 | 0 | 0
CC | 9949.99 | 16783.17 | 25604.01 | 36259.72 | 38997.13 | 21766.01
CSP | 0 | 0 | 0 | 0 | 0 | 0
CT | 7.75 | 41.52 | 70.11 | 82.76 | 0 | 0.64
Coal | 22959.54 | 10000.13 | 1020.6 | 439.09 | 731.83 | 1118.82
Geo | 0 | 0 | 0 | 0 | 0 | 0
H | 0 | 0 | 0 | 0 | 0 | 0
LFG | 0 | 0 | 0 | 0 | 0 | 0
Nuc | 0 | 0 | 0 | 0 | 0 | 0
PS | 0 | 0 | 0 | 0 | 0 | 0
PV | 0 | 0 | 0 | 0 | 0 | 0
PeakG | 47.54 | 263.73 | 595.67 | 680.76 | 811.5 | 620.3
PeakO | 0 | 0 | 9 | 0 | 0 | 0
ST | 0 | 0 | 0 | 0 | 0 | 0
STOG | 60.58 | 76.56 | 89.34 | 25.5 | 24.19 | 0.56
STWD | 0 | 0 | 0 | 0 | 0 | 0
WT | 0 | 0 | 0 | 0 | 0 | 0
IGCC | 100.97 | 143.38 | 41.25 | 7.27 | 0 | 0
DemandResponse | 0 | 0 | 0 | 0 | 0 | 0
IGCC-CCS | 0 | 0 | 0 | 0 | 0 | 0
WT_off | 0 | 0 | 0 | 0 | 0 | 0
PseudoUnit | 0 | 0 | 0 | 0 | 0 | 0
FixedInterchange | 0 | 0 | 0 | 0 | 0 | 0
Emission Cost by Reporting Type: Outside_EI
ReportingType | 2015 | 2020 | 2025 | 2030 | 2035 | 2040
BM | 0 | 0 | 0 | 0 | 0 | 0
CC | 4802.7 | 6657.74 | 11075.07 | 16106.96 | 10705.8 | 10420.28
CSP | 0 | 0 | 0 | 0 | 0 | 0
CT | 0 | 1.17 | 7.38 | 10.64 | 0 | 0
Coal | 6810.32 | 6953.16 | 3030.41 | 196.48 | 380.75 | 536.99
Geo | 0 | 0 | 0 | 0 | 0 | 0
H | 0 | 0 | 0 | 0 | 0 | 0
LFG | 0 | 0 | 0 | 0 | 0 | 0
Nuc | 0 | 0 | 0 | 0 | 0 | 0
PS | 0 | 0 | 0 | 0 | 0 | 0
PV | 0 | 0 | 0 | 0 | 0 | 0
PeakG | 0.02 | 7.81 | 57.38 | 75.95 | 46.15 | 55.62
PeakO | 0 | 0.02 | 0 | 0 | 0 | 0
ST | 0 | 0 | 0 | 0 | 0 | 0
STOG | 47.05 | 75.89 | 8.09 | 0 | 0 | 0
STWD | 0 | 0 | 0 | 0 | 0 | 0
WT | 0 | 0 | 0 | 0 | 0 | 0
IGCC | 0 | 0 | 0 | 0 | 0 | 0
DemandResponse | 0 | 0 | 0 | 0 | 0 | 0
IGCC-CCS | 0 | 0 | 0 | 0 | 0 | 0
WT_off | 0 | 0 | 0 | 0 | 0 | 0
PseudoUnit | 0 | 0 | 0 | 0 | 0 | 0
FixedInterchange | 0 | 0 | 0 | 0 | 0 | 0
#8 | Base VOM Costs ($million)
Base VOM Costs by Reporting Type: Entergy
ReportingType | 2015 | 2020 | 2025 | 2030 | 2035 | 2040
BM | 0 | 0 | 0 | 0 | 0 | 0
CC | 162.92 | 226.01 | 192.7 | 137.32 | 62.1 | 49.45
CSP | 0 | 0 | 0 | 0 | 0 | 0
CT | 0 | 0 | 0 | 0 | 0 | 0
Coal | 214.44 | 26.31 | 3.4 | 0.32 | 0 | 0
Geo | 0 | 0 | 0 | 0 | 0 | 0
H | 0 | 0 | 0 | 0 | 0 | 0
LFG | 0 | 0 | 0.01 | 0.01 | 0.01 | 0.01
Nuc | 100.26 | 100.26 | 100.26 | 100.26 | 84.69 | 66.63
PS | 0 | 0 | 0 | 0 | 0 | 0
PV | 0 | 0 | 0 | 0 | 0 | 0
PeakG | 0 | 0 | 1.41 | 0 | 0 | 0
PeakO | 0 | 0 | 0 | 0 | 0 | 0
ST | 0 | 0 | 0 | 0 | 0 | 0
STOG | 0.88 | 1.71 | 0 | 0 | 0 | 0
STWD | 0.09 | 0.31 | 0.33 | 1.53 | 3.43 | 2.66
WT | 0 | 0 | 0 | 0 | 0 | 0
IGCC | 0 | 0 | 0 | 0 | 0 | 0
DemandResponse | 0 | 0 | 0 | 0 | 0 | 0
IGCC-CCS | 0 | 0 | 0 | 0 | 0 | 0
WT_off | 0 | 0 | 0 | 0 | 0 | 0
PseudoUnit | 0 | 0 | 0 | 0 | 0 | 0
FixedInterchange | 0 | 0 | 0 | 0 | 0 | 0
Base VOM Costs by Reporting Type: FRCC
ReportingType | 2015 | 2020 | 2025 | 2030 | 2035 | 2040
BM | 0 | 0 | 0 | 0 | 0 | 48.58
CC | 515.91 | 552.41 | 532 | 231.73 | 157.64 | 72.08
CSP | 0 | 0 | 0 | 0 | 0 | 0
CT | 4.8 | 15.68 | 16.24 | 8.99 | 0 | 0
Coal | 66.15 | 16.31 | 0 | 0 | 0 | 0
Geo | 0 | 0 | 0 | 0 | 0 | 0
H | 0 | 0 | 0 | 0 | 0 | 0
LFG | 0.04 | 0.04 | 0.06 | 0.06 | 0.06 | 0.06
Nuc | 76.4 | 76.4 | 104.63 | 353.58 | 402.98 | 439.04
PS | 0 | 0 | 0 | 0 | 0 | 0
PV | 0 | 0 | 0 | 0 | 0 | 0
PeakG | 3.75 | 14.41 | 2.25 | 0 | 0 | 0
PeakO | 0 | 0 | 0 | 0 | 0 | 0
ST | 0 | 0 | 0 | 0 | 0 | 0
STOG | 0 | 0 | 0 | 0 | 0 | 0
STWD | 0.31 | 0.95 | 3.24 | 3.24 | 3.24 | 2
WT | 0 | 0 | 0 | 0 | 0 | 0
IGCC | 0 | 0 | 0 | 0 | 0 | 0
DemandResponse | 0 | 0 | 0 | 0 | 0 | 0
IGCC-CCS | 0 | 0 | 0 | 0 | 0 | 0
WT_off | 0 | 0 | 0 | 0 | 0 | 0
PseudoUnit | 0 | 0 | 0 | 0 | 0 | 0
FixedInterchange | 0 | 0 | 0 | 0 | 0 | 0
Base VOM Costs by Reporting Type: MAPP_US
ReportingType | 2015 | 2020 | 2025 | 2030 | 2035 | 2040
BM | 0 | 0 | 0 | 0 | 0 | 0
CC | 0.48 | 0.89 | 0.46 | 0.26 | 0.26 | 0.13
CSP | 0 | 0 | 0 | 0 | 0 | 0
CT | 0 | 0 | 0.31 | 0.07 | 0 | 0.03
Coal | 55.17 | 4.38 | 0 | 0 | 0 | 0
Geo | 0 | 0 | 0 | 0 | 0 | 0
H | 0 | 0 | 0 | 0 | 0 | 0
LFG | 0 | 0 | 0 | 0.01 | 0.01 | 0.01
Nuc | 0 | 0 | 0 | 0 | 0 | 0
PS | 0 | 0 | 0 | 0 | 0 | 0
PV | 0 | 0 | 0 | 0 | 0 | 0
PeakG | 0.57 | 1.15 | 0.93 | 0.45 | 0.36 | 0.5
PeakO | 0 | 0 | 0 | 0 | 0 | 0
ST | 0 | 0 | 0 | 0 | 0 | 0
STOG | 0 | 0 | 0 | 0 | 0 | 0
STWD | 0 | 0 | 0 | 0 | 0 | 0
WT | 0.07 | 0.37 | 0.41 | 0.41 | 0.41 | 0.32
IGCC | 0 | 0 | 0 | 0 | 0 | 0
DemandResponse | 0 | 0 | 0 | 0 | 0 | 0
IGCC-CCS | 0 | 0 | 0 | 0 | 0 | 0
WT_off | 0 | 0 | 0 | 0 | 0 | 0
PseudoUnit | 0 | 0 | 0 | 0 | 0 | 0
FixedInterchange | 0 | 0 | 0 | 0 | 0 | 0
Base VOM Costs by Reporting Type: MISO_IN
ReportingType | 2015 | 2020 | 2025 | 2030 | 2035 | 2040
BM | 0 | 0 | 0 | 0 | 0 | 0
CC | 110.14 | 449.75 | 449.96 | 296.94 | 162.8 | 73.74
CSP | 0 | 0 | 0 | 0 | 0 | 0
CT | 0 | 0 | 0 | 0 | 0 | 0
Coal | 232.98 | 165.77 | 0.67 | 0.69 | 1.46 | 1.46
Geo | 0 | 0 | 0 | 0 | 0 | 0
H | 0 | 0 | 0 | 0 | 0 | 0
LFG | 0 | 0 | 0.01 | 0.01 | 0.01 | 0.01
Nuc | 0 | 0 | 0 | 0 | 0 | 0
PS | 0 | 0 | 0 | 0 | 0 | 0
PV | 0 | 0 | 0.01 | 0.01 | 0.01 | 0.01
PeakG | 0 | 0.48 | 2.42 | 2.36 | 2.14 | 2.36
PeakO | 0 | 0 | 0.04 | 0 | 0 | 0
ST | 0 | 0 | 0 | 0 | 0 | 0
STOG | 0.07 | 0.13 | 0.25 | 0 | 0 | 0
STWD | 0 | 0 | 0 | 0 | 0 | 0
WT | 0.02 | 0.02 | 0.02 | 0.82 | 0.82 | 0.82
IGCC | 30.43 | 30.43 | 5.35 | 0.42 | 0 | 0
DemandResponse | 0 | 0 | 0 | 0 | 0 | 0
IGCC-CCS | 0 | 0 | 0 | 0 | 0 | 0
WT_off | 0 | 0 | 0 | 0 | 0 | 0
PseudoUnit | 0 | 0 | 0 | 0 | 0 | 0
FixedInterchange | 0 | 0 | 0 | 0 | 0 | 0
Base VOM Costs by Reporting Type: MISO_MI
ReportingType | 2015 | 2020 | 2025 | 2030 | 2035 | 2040
BM | 0 | 0 | 0 | 0 | 0 | 0
CC | 45.76 | 45.49 | 49.95 | 26.49 | 19.66 | 5.87
CSP | 0 | 0 | 0 | 0 | 0 | 0
CT | 0 | 0 | 0 | 0 | 0 | 0
Coal | 95.32 | 0 | 0 | 0 | 0 | 0
Geo | 0 | 0 | 0 | 0 | 0 | 0
H | 0 | 0 | 0 | 0 | 0 | 0
LFG | 0.01 | 0.01 | 0.03 | 0.03 | 0.03 | 0.03
Nuc | 34.93 | 34.93 | 34.93 | 34.93 | 20.54 | 20.54
PS | 0 | 0 | 0 | 0 | 0 | 0
PV | 0 | 0 | 0 | 0 | 0 | 0
PeakG | 0.14 | 0.87 | 3.68 | 2.74 | 2.63 | 2.74
PeakO | 0 | 0 | 0.09 | 0 | 0 | 0
ST | 0 | 0 | 0 | 0 | 0 | 0
STOG | 0.67 | 0.67 | 0.04 | 0 | 0 | 0
STWD | 2.71 | 1.21 | 0.44 | 1.46 | 2.71 | 2.71
WT | 0.06 | 0.07 | 0.07 | 0.07 | 0.07 | 0.07
IGCC | 0 | 0 | 0 | 0 | 0 | 0
DemandResponse | 0 | 0 | 0 | 0 | 0 | 0
IGCC-CCS | 0 | 0 | 0 | 0 | 0 | 0
WT_off | 0 | 0 | 0 | 0 | 0 | 0
PseudoUnit | 0 | 0 | 0 | 0 | 0 | 0
FixedInterchange | 0 | 0 | 0 | 0 | 0 | 0
Base VOM Costs by Reporting Type: MISO_MO-IL
ReportingType | 2015 | 2020 | 2025 | 2030 | 2035 | 2040
BM | 0 | 0 | 0 | 0 | 0 | 0
CC | 7.34 | 11.1 | 9.31 | 2.33 | 1.67 | 1.43
CSP | 0 | 0 | 0 | 0 | 0 | 0
CT | 0 | 0 | 0 | 0 | 0 | 0
Coal | 295.01 | 103.76 | 13.75 | 2.36 | 2.39 | 2.39
Geo | 0 | 0 | 0 | 0 | 0 | 0
H | 0 | 0.02 | 0.02 | 0.02 | 0.02 | 0.02
LFG | 0 | 0 | 0.02 | 0.02 | 0.02 | 0.02
Nuc | 41.29 | 41.29 | 41.29 | 41.29 | 41.29 | 41.29
PS | 0 | 0 | 0 | 0 | 0 | 0
PV | 0 | 0 | 0 | 0 | 0 | 0
PeakG | 1.17 | 3.67 | 7.06 | 3.67 | 3.67 | 3.67
PeakO | 0 | 0 | 0.09 | 0 | 0 | 0
ST | 0 | 0 | 0 | 0 | 0 | 0
STOG | 0.04 | 0.04 | 0 | 0 | 0 | 0
STWD | 0 | 0 | 0 | 0 | 0 | 0
WT | 0.02 | 0.02 | 0.21 | 0.21 | 0.21 | 0.21
IGCC | 0 | 0 | 0 | 0 | 0 | 0
DemandResponse | 0 | 0 | 0 | 0 | 0 | 0
IGCC-CCS | 0 | 0 | 0 | 0 | 0 | 0
WT_off | 0 | 0 | 0 | 0 | 0 | 0
PseudoUnit | 0 | 0 | 0 | 0 | 0 | 0
FixedInterchange | 0 | 0 | 0 | 0 | 0 | 0
Base VOM Costs by Reporting Type: MISO_W
ReportingType | 2015 | 2020 | 2025 | 2030 | 2035 | 2040
BM | 0 | 0 | 0 | 0 | 0 | 0
CC | 20.81 | 27.29 | 7.62 | 4.63 | 2.71 | 2.22
CSP | 0 | 0 | 0 | 0 | 0 | 0
CT | 0 | 0 | 0 | 0 | 0 | 0
Coal | 278.21 | 126.36 | 6.93 | 6.93 | 9.69 | 9.69
Geo | 0 | 0 | 0 | 0 | 0 | 0
H | 0 | 0 | 0 | 0 | 0 | 0
LFG | 0.02 | 0.02 | 0.02 | 0.02 | 0.02 | 0.02
Nuc | 43.67 | 43.67 | 43.67 | 43.67 | 0 | 0
PS | 0 | 0 | 0 | 0 | 0 | 0
PV | 0 | 0 | 0 | 0 | 0 | 0
PeakG | 1.66 | 1.78 | 3.5 | 0.86 | 0 | 2.17
PeakO | 0 | 0 | 0.47 | 0 | 0 | 0
ST | 0 | 0 | 0 | 0 | 0 | 0
STOG | 0 | 0 | 0 | 0 | 0 | 0
STWD | 0.14 | 0.5 | 0.47 | 0.47 | 5.21 | 3.2
WT | 0.32 | 0.32 | 2.08 | 2.35 | 2.68 | 2.68
IGCC | 0 | 0 | 0 | 0 | 0 | 0
DemandResponse | 0 | 0 | 0 | 0 | 0 | 0
IGCC-CCS | 0 | 0 | 0 | 0 | 0 | 0
WT_off | 0 | 0 | 0 | 0 | 0 | 0
PseudoUnit | 0 | 0 | 0 | 0 | 0 | 0
FixedInterchange | 0 | 0 | 0 | 0 | 0 | 0
Base VOM Costs by Reporting Type: MISO_WUMS
ReportingType | 2015 | 2020 | 2025 | 2030 | 2035 | 2040
BM | 0 | 0 | 0 | 0 | 0 | 0
CC | 167.41 | 170.93 | 150.06 | 110.44 | 80.7 | 31.42
CSP | 0 | 0 | 0 | 0 | 0 | 0
CT | 0 | 0 | 0 | 0 | 0 | 0
Coal | 43.72 | 15.66 | 6.39 | 5.02 | 9.49 | 11.23
Geo | 0 | 0 | 0 | 0 | 0 | 0
H | 0 | 0 | 0 | 0 | 0 | 0
LFG | 0.01 | 0.01 | 0.02 | 0.03 | 0.03 | 0.03
Nuc | 33.6 | 33.6 | 33.6 | 33.6 | 0 | 0
PS | 0 | 0 | 0 | 0 | 0 | 0
PV | 0 | 0 | 0 | 0 | 0 | 0
PeakG | 0 | 0.68 | 2.54 | 1.69 | 2.24 | 0.82
PeakO | 0 | 0 | 0.06 | 0 | 0 | 0
ST | 0 | 0 | 0 | 0 | 0 | 0
STOG | 0 | 0 | 0 | 0 | 0 | 0
STWD | 0.1 | 0.17 | 0.16 | 0.19 | 1.75 | 1.36
WT | 0.05 | 0.05 | 0.05 | 0.06 | 0.06 | 0.06
IGCC | 0 | 0 | 0 | 0 | 0 | 0
DemandResponse | 0 | 0 | 0 | 0 | 0 | 0
IGCC-CCS | 0 | 0 | 0 | 0 | 0 | 0
WT_off | 0 | 0 | 0 | 0 | 0 | 0
PseudoUnit | 0 | 0 | 0 | 0 | 0 | 0
FixedInterchange | 0 | 0 | 0 | 0 | 0 | 0
Base VOM Costs by Reporting Type: Nebraska
ReportingType | 2015 | 2020 | 2025 | 2030 | 2035 | 2040
BM | 0 | 0 | 0 | 0 | 0 | 0
CC | 0.92 | 0.6 | 0.57 | 0.33 | 0.33 | 0.17
CSP | 0 | 0 | 0 | 0 | 0 | 0
CT | 0 | 0 | 0 | 0 | 0 | 0
Coal | 117.38 | 14.05 | 4.58 | 3.93 | 5.8 | 5.92
Geo | 0 | 0 | 0 | 0 | 0 | 0
H | 0 | 0 | 0 | 0 | 0 | 0
LFG | 0 | 0 | 0 | 0.01 | 0.01 | 0.01
Nuc | 23.15 | 23.15 | 23.15 | 23.15 | 0 | 0
PS | 0 | 0 | 0 | 0 | 0 | 0
PV | 0 | 0 | 0 | 0 | 0 | 0
PeakG | 0.28 | 0 | 1.08 | 0 | 0 | 0.73
PeakO | 0 | 0 | 0.07 | 0 | 0 | 0
ST | 0 | 0 | 0 | 0 | 0 | 0
STOG | 0 | 0 | 0 | 0 | 0 | 0
STWD | 0 | 0 | 0 | 0 | 0 | 0
WT | 0.01 | 0.54 | 0.57 | 0.57 | 0.57 | 0.57
IGCC | 0 | 0 | 0 | 0 | 0 | 0
DemandResponse | 0 | 0 | 0 | 0 | 0 | 0
IGCC-CCS | 0 | 0 | 0 | 0 | 0 | 0
WT_off | 0 | 0 | 0 | 0 | 0 | 0
PseudoUnit | 0 | 0 | 0 | 0 | 0 | 0
FixedInterchange | 0 | 0 | 0 | 0 | 0 | 0
Base VOM Costs by Reporting Type: NEISO
ReportingType | 2015 | 2020 | 2025 | 2030 | 2035 | 2040
BM | 9.41 | 5.97 | 0.97 | 7.52 | 9.41 | 9.41
CC | 101.32 | 79.25 | 70.91 | 43.98 | 10.96 | 1.06
CSP | 0 | 0 | 0 | 0 | 0 | 0
CT | 0.03 | 0.11 | 0.34 | 0.33 | 0 | 0
Coal | 0.12 | 0 | 0 | 0 | 0 | 0
Geo | 0 | 0 | 0 | 0 | 0 | 0
H | 0 | 0 | 0 | 0 | 0 | 0
LFG | 0.05 | 0.05 | 0.05 | 0.06 | 0.06 | 0.06
Nuc | 85.9 | 85.9 | 85.9 | 85.9 | 62.06 | 45.84
PS | 0 | 0 | 0 | 0 | 0 | 0
PV | 0 | 0.01 | 0.01 | 0.01 | 0.01 | 0.01
PeakG | 0.27 | 0.32 | 0 | 0 | 0 | 0
PeakO | 0 | 0 | 0 | 0 | 0 | 0
ST | 0 | 0 | 0 | 0 | 0 | 0
STOG | 0 | 0 | 0 | 0 | 0 | 0
STWD | 6.7 | 2.54 | 0.88 | 2.19 | 9.09 | 10
WT | 0.01 | 0.08 | 0.13 | 0.17 | 0.36 | 0.36
IGCC | 0 | 0 | 0 | 0 | 0 | 0
DemandResponse | 0 | 0 | 0 | 0 | 0 | 0
IGCC-CCS | 0 | 0 | 0 | 0 | 0 | 0
WT_off | 0.02 | 0.02 | 0.02 | 0.02 | 0.02 | 0.02
PseudoUnit | 0 | 0 | 0 | 0 | 0 | 0
FixedInterchange | 0 | 0 | 0 | 0 | 0 | 0
Base VOM Costs by Reporting Type: NonRTO_Midwest
ReportingType | 2015 | 2020 | 2025 | 2030 | 2035 | 2040
BM | 0 | 0 | 0 | 0 | 0 | 0
CC | 48.5 | 119.04 | 119.04 | 119.04 | 75.4 | 15.81
CSP | 0 | 0 | 0 | 0 | 0 | 0
CT | 0 | 0 | 0 | 0 | 0 | 0
Coal | 166.86 | 93.85 | 11.04 | 9.13 | 11.9 | 11.9
Geo | 0 | 0 | 0 | 0 | 0 | 0
H | 0 | 0 | 0.04 | 0.04 | 0.04 | 0.04
LFG | 0 | 0 | 0.01 | 0.01 | 0.01 | 0.01
Nuc | 0 | 0 | 0 | 0 | 42.51 | 78.09
PS | 0 | 0 | 0 | 0 | 0 | 0
PV | 0 | 0 | 0 | 0 | 0 | 0
PeakG | 1.25 | 2.09 | 8.6 | 4.07 | 0 | 0
PeakO | 0 | 0 | 0 | 0 | 0 | 0
ST | 0 | 0 | 0 | 0 | 0 | 0
STOG | 0 | 0 | 0 | 0 | 0 | 0
STWD | 0 | 0 | 0 | 0 | 0 | 0
WT | 0 | 0 | 0 | 0 | 0 | 0
IGCC | 0 | 0 | 0 | 0 | 0 | 0
DemandResponse | 0 | 0 | 0 | 0 | 0 | 0
IGCC-CCS | 0 | 0 | 0 | 0 | 0 | 0
WT_off | 0 | 0 | 0 | 0 | 0 | 0
PseudoUnit | 0 | 0 | 0 | 0 | 0 | 0
FixedInterchange | 0 | 0 | 0 | 0 | 0 | 0
Base VOM Costs by Reporting Type: NYISO_A-F
ReportingType | 2015 | 2020 | 2025 | 2030 | 2035 | 2040
BM | 0 | 0 | 0 | 0 | 0 | 0
CC | 24.54 | 25.03 | 20.05 | 16.63 | 1.46 | 0
CSP | 0 | 0 | 0 | 0 | 0 | 0
CT | 0 | 0 | 0 | 0 | 0 | 0
Coal | 0 | 0 | 0 | 0 | 0 | 0
Geo | 0 | 0 | 0 | 0 | 0 | 0
H | 0 | 0 | 0 | 0 | 0 | 0
LFG | 0.02 | 0.02 | 0.02 | 0.02 | 0.02 | 0.02
Nuc | 62.23 | 62.23 | 62.23 | 50.74 | 40 | 24.24
PS | 0 | 0 | 0 | 0 | 0 | 0
PV | 0 | 0 | 0 | 0 | 0 | 0
PeakG | 0.02 | 0.05 | 0 | 0 | 0 | 0
PeakO | 0 | 0 | 0 | 0 | 0 | 0
ST | 0 | 0 | 0 | 0 | 0 | 0
STOG | 0 | 0 | 0 | 0 | 0 | 0
STWD | 0.01 | 0.04 | 0.13 | 0.21 | 1.08 | 1.11
WT | 0.11 | 0.13 | 0.13 | 0.2 | 0.35 | 0.35
IGCC | 0 | 0 | 0 | 0 | 0 | 0
DemandResponse | 0 | 0 | 0 | 0 | 0 | 0
IGCC-CCS | 0 | 0 | 0 | 0 | 0 | 0
WT_off | 0 | 0 | 0 | 0 | 0 | 0
PseudoUnit | 0 | 0 | 0 | 0 | 0 | 0
FixedInterchange | 0 | 0 | 0 | 0 | 0 | 0
Base VOM Costs by Reporting Type: NYISO_G-I
ReportingType | 2015 | 2020 | 2025 | 2030 | 2035 | 2040
BM | 0 | 0 | 0 | 0 | 0 | 0
CC | 9.29 | 13.25 | 11.04 | 3.52 | 4.64 | 1.96
CSP | 0 | 0 | 0 | 0 | 0 | 0
CT | 0 | 0 | 0 | 0 | 0 | 0
Coal | 0 | 0 | 0 | 0 | 0 | 0
Geo | 0 | 0 | 0 | 0 | 0 | 0
H | 0 | 0 | 0 | 0 | 0 | 0
LFG | 0.01 | 0.01 | 0.01 | 0.01 | 0.01 | 0.01
Nuc | 37.82 | 37.82 | 37.82 | 37.82 | 19.7 | 25.45
PS | 0 | 0 | 0 | 0 | 0 | 0
PV | 0 | 0 | 0 | 0 | 0 | 0
PeakG | 0 | 0 | 0.02 | 0.01 | 0 | 0
PeakO | 0 | 0 | 0 | 0 | 0 | 0
ST | 0 | 0 | 0 | 0 | 0 | 0
STOG | 0 | 0 | 0 | 0 | 0 | 0
STWD | 0 | 0 | 0 | 0 | 0 | 0
WT | 0 | 0 | 0 | 0.01 | 0.01 | 0.01
IGCC | 0 | 0 | 0 | 0 | 0 | 0
DemandResponse | 0 | 0 | 0 | 0 | 0 | 0
IGCC-CCS | 0 | 0 | 0 | 0 | 0 | 0
WT_off | 0 | 0 | 0 | 0 | 0 | 0
PseudoUnit | 0 | 0 | 0 | 0 | 0 | 0
FixedInterchange | 0 | 0 | 0 | 0 | 0 | 0
Base VOM Costs by Reporting Type: NYISO_J-K
ReportingType | 2015 | 2020 | 2025 | 2030 | 2035 | 2040
BM | 0 | 0 | 0 | 0 | 0 | 0
CC | 65.84 | 66.84 | 64.66 | 44.55 | 39.34 | 17.66
CSP | 0 | 0 | 0 | 0 | 0 | 0
CT | 0 | 0 | 0 | 0 | 0 | 0
Coal | 0 | 0 | 0 | 0 | 0 | 0
Geo | 0 | 0 | 0 | 0 | 0 | 0
H | 0 | 0 | 0 | 0 | 0 | 0
LFG | 0.01 | 0.01 | 0.01 | 0.02 | 0.02 | 0.02
Nuc | 0 | 0 | 0 | 0 | 0 | 0
PS | 0 | 0 | 0 | 0 | 0 | 0
PV | 0 | 0 | 0 | 0 | 0 | 0
PeakG | 1.39 | 5.22 | 5.55 | 5.44 | 3.3 | 2.65
PeakO | 0 | 0 | 0.22 | 0 | 0 | 0
ST | 0 | 0 | 0 | 0 | 0 | 0
STOG | 1.05 | 1.83 | 1.37 | 0.79 | 0.4 | 0.01
STWD | 0 | 0 | 0 | 0 | 0 | 0
WT | 0 | 0 | 0 | 0 | 0.01 | 0.01
IGCC | 0 | 0 | 0 | 0 | 0 | 0
DemandResponse | 0 | 0 | 0 | 0 | 0 | 0
IGCC-CCS | 0 | 0 | 0 | 0 | 0 | 0
WT_off | 0 | 0 | 0 | 0 | 0 | 0
PseudoUnit | 0 | 0 | 0 | 0 | 0 | 0
FixedInterchange | 0 | 0 | 0 | 0 | 0 | 0
Base VOM Costs by Reporting Type: PJM_E
ReportingType | 2015 | 2020 | 2025 | 2030 | 2035 | 2040
BM | 0.06 | 1.12 | 1.12 | 1.12 | 1.12 | 1.12
CC | 140.64 | 168.98 | 160.61 | 122.99 | 110.9 | 54.76
CSP | 0 | 0 | 0 | 0 | 0 | 0
CT | 0 | 0.05 | 0.1 | 0 | 0 | 0
Coal | 1.42 | 0.56 | 0.13 | 0.01 | 0 | 0
Geo | 0 | 0 | 0 | 0 | 0 | 0
H | 0 | 0 | 0 | 0 | 0 | 0
LFG | 0.04 | 0.05 | 0.05 | 0.05 | 0.05 | 0.05
Nuc | 157.37 | 146 | 146 | 146 | 104.88 | 83.17
PS | 0 | 0 | 0 | 0 | 0 | 0
PV | 0 | 0 | 0 | 0 | 0 | 0
PeakG | 0.67 | 7.81 | 8.27 | 7.81 | 4 | 4
PeakO | 0 | 0 | 0 | 0 | 0 | 0
ST | 0 | 0 | 0 | 0 | 0 | 0
STOG | 0.64 | 0 | 0 | 0 | 0 | 0
STWD | 0 | 0 | 0 | 0 | 0 | 0
WT | 0.02 | 0.02 | 0.02 | 0.02 | 0.02 | 0.02
IGCC | 0 | 0 | 0 | 0 | 0 | 0
DemandResponse | 0 | 0 | 0 | 0 | 0 | 0
IGCC-CCS | 0 | 0 | 0 | 0 | 0 | 0
WT_off | 0 | 0 | 0.04 | 0.04 | 0.04 | 0.04
PseudoUnit | 0 | 0 | 0 | 0 | 0 | 0
FixedInterchange | 0 | 0 | 0 | 0 | 0 | 0
Base VOM Costs by Reporting Type: PJM_ROM
ReportingType | 2015 | 2020 | 2025 | 2030 | 2035 | 2040
BM | 0.04 | 0.67 | 0.67 | 0.67 | 0.67 | 0.67
CC | 60.03 | 77.2 | 78.33 | 48.08 | 42.63 | 23.34
CSP | 0 | 0 | 0 | 0 | 0 | 0
CT | 0 | 0.03 | 0.06 | 0.06 | 0 | 0
Coal | 35.83 | 6.53 | 0.15 | 0.01 | 0 | 0
Geo | 0 | 0 | 0 | 0 | 0 | 0
H | 0 | 0 | 0.03 | 0.03 | 0.03 | 0.03
LFG | 0.03 | 0.05 | 0.05 | 0.05 | 0.05 | 0.05
Nuc | 93.13 | 93.13 | 93.13 | 93.13 | 84.64 | 183.48
PS | 0 | 0 | 0 | 0 | 0 | 0
PV | 0 | 0.02 | 0.04 | 0.04 | 0.04 | 0.04
PeakG | 0.02 | 0.43 | 2.51 | 4.72 | 2.42 | 1.33
PeakO | 0 | 0 | 0 | 0 | 0 | 0
ST | 0 | 0 | 0 | 0 | 0 | 0
STOG | 1.64 | 0 | 0 | 0 | 0 | 0
STWD | 0.07 | 1.16 | 1.16 | 1.16 | 1.16 | 1.16
WT | 0.03 | 0.05 | 0.05 | 0.05 | 0.05 | 0.05
IGCC | 0 | 0 | 0 | 0 | 0 | 0
DemandResponse | 0 | 0 | 0 | 0 | 0 | 0
IGCC-CCS | 0 | 0 | 0 | 0 | 0 | 0
WT_off | 0 | 0 | 0 | 0 | 0 | 0
PseudoUnit | 0 | 0 | 0 | 0 | 0 | 0
FixedInterchange | 0 | 0 | 0 | 0 | 0 | 0
Base VOM Costs by Reporting Type: PJM_ROR
ReportingType | 2015 | 2020 | 2025 | 2030 | 2035 | 2040
BM | 0.77 | 14.36 | 14.36 | 14.36 | 14.36 | 14.36
CC | 595.68 | 668.28 | 638.39 | 543.35 | 403.91 | 169.35
CSP | 0 | 0 | 0 | 0 | 0 | 0
CT | 0.03 | 0.11 | 0.11 | 0.11 | 0 | 0
Coal | 819.2 | 405.7 | 41.52 | 19.63 | 25.48 | 25.95
Geo | 0 | 0 | 0 | 0 | 0 | 0
H | 0 | 0.03 | 0.03 | 0.03 | 0.03 | 0.03
LFG | 0.05 | 0.09 | 0.09 | 0.09 | 0.09 | 0.09
Nuc | 370.54 | 370.54 | 370.54 | 354.51 | 333.54 | 502.65
PS | 0 | 0 | 0 | 0 | 0 | 0
PV | 0 | 0 | 0 | 0 | 0 | 0
PeakG | 7.24 | 25.63 | 50.49 | 31.6 | 22.83 | 0
PeakO | 0 | 0 | 0 | 0 | 0 | 0
ST | 0 | 0 | 0 | 0 | 0 | 0
STOG | 0.97 | 1.9 | 1.26 | 0 | 0 | 0
STWD | 0.09 | 3.23 | 3.23 | 2.37 | 3.23 | 3.23
WT | 0.31 | 0.31 | 0.42 | 0.42 | 0.42 | 0.42
IGCC | 0 | 0 | 0 | 0 | 0 | 0
DemandResponse | 0 | 0 | 0 | 0 | 0 | 0
IGCC-CCS | 0 | 0 | 0 | 0 | 0 | 0
WT_off | 0 | 0 | 0 | 0 | 0 | 0
PseudoUnit | 0 | 0 | 0 | 0 | 0 | 0
FixedInterchange | 0 | 0 | 0 | 0 | 0 | 0
Base VOM Costs by Reporting Type: SOCO
ReportingType | 2015 | 2020 | 2025 | 2030 | 2035 | 2040
BM | 0.19 | 0.48 | 1.5 | 2.05 | 2.05 | 106.88
CC | 467.59 | 495.35 | 483.52 | 331.05 | 104.13 | 11.95
CSP | 0 | 0 | 0 | 0 | 0 | 0
CT | 0 | 0 | 0 | 0 | 0 | 0
Coal | 128 | 35.14 | 21 | 21.31 | 21.31 | 21.31
Geo | 0 | 0 | 0 | 0 | 0 | 0
H | 0 | 0 | 0 | 0 | 0 | 0
LFG | 0 | 0 | 0.01 | 0.01 | 0.01 | 0.01
Nuc | 108.01 | 143 | 143 | 271.12 | 425.54 | 434.11
PS | 0 | 0 | 0 | 0 | 0 | 0
PV | 0 | 0 | 0 | 0 | 0 | 0
PeakG | 5.09 | 24.98 | 15.7 | 0 | 0 | 0
PeakO | 0 | 0 | 0 | 0 | 0 | 0
ST | 0 | 0 | 0 | 0 | 0 | 0
STOG | 0 | 0 | 0 | 0 | 0 | 0
STWD | 0.62 | 1.64 | 2.5 | 8.17 | 11.11 | 6.86
WT | 0 | 0 | 0 | 0 | 0 | 0
IGCC | 0 | 0 | 0 | 0 | 0 | 0
DemandResponse | 0 | 0 | 0 | 0 | 0 | 0
IGCC-CCS | 0 | 0 | 0 | 0 | 0 | 0
WT_off | 0 | 0 | 0 | 0 | 0 | 0
PseudoUnit | 0 | 0 | 0 | 0 | 0 | 0
FixedInterchange | 0 | 0 | 0 | 0 | 0 | 0
Base VOM Costs by Reporting Type: SPP_N
ReportingType | 2015 | 2020 | 2025 | 2030 | 2035 | 2040
BM | 0 | 0 | 0 | 0 | 0 | 0
CC | 7.05 | 3.21 | 3.43 | 2.19 | 1.27 | 0.65
CSP | 0 | 0 | 0 | 0 | 0 | 0
CT | 0 | 0 | 0 | 0 | 0 | 0
Coal | 226.74 | 43.24 | 1.35 | 0 | 0 | 0
Geo | 0 | 0 | 0 | 0 | 0 | 0
H | 0 | 0 | 0 | 0 | 0 | 0
LFG | 0 | 0 | 0 | 0.01 | 0.01 | 0.01
Nuc | 21.45 | 21.45 | 21.45 | 21.45 | 21.45 | 21.45
PS | 0 | 0 | 0 | 0 | 0 | 0
PV | 0 | 0 | 0 | 0 | 0 | 0
PeakG | 0.45 | 0 | 3.73 | 0 | 0 | 0.3
PeakO | 0 | 0 | 0.28 | 0 | 0 | 0
ST | 0 | 0 | 0 | 0 | 0 | 0
STOG | 0 | 0 | 0 | 0 | 0 | 0
STWD | 0 | 0 | 0 | 0 | 0 | 0
WT | 0.05 | 1.15 | 1.48 | 1.56 | 2.48 | 2.48
IGCC | 0 | 0 | 0 | 0 | 0 | 0
DemandResponse | 0 | 0 | 0 | 0 | 0 | 0
IGCC-CCS | 0 | 0 | 0 | 0 | 0 | 0
WT_off | 0 | 0 | 0 | 0 | 0 | 0
PseudoUnit | 0 | 0 | 0 | 0 | 0 | 0
FixedInterchange | 0 | 0 | 0 | 0 | 0 | 0
Base VOM Costs by Reporting Type: SPP_S
ReportingType | 2015 | 2020 | 2025 | 2030 | 2035 | 2040
BM | 0 | 0 | 0 | 0 | 0 | 0
CC | 90.6 | 26.49 | 30.09 | 17.68 | 11.45 | 8.45
CSP | 0 | 0 | 0 | 0 | 0 | 0
CT | 0 | 0 | 0.72 | 0.66 | 0 | 0
Coal | 344.04 | 28.35 | 2.87 | 0 | 0 | 0
Geo | 0 | 0 | 0 | 0 | 0 | 0
H | 0 | 0 | 0 | 0 | 0 | 0
LFG | 0 | 0 | 0 | 0.01 | 0.01 | 0.01
Nuc | 0 | 0 | 0 | 0 | 0 | 0
PS | 0 | 0 | 0 | 0 | 0 | 0
PV | 0 | 0 | 0 | 0 | 0 | 0
PeakG | 0 | 0 | 2.63 | 1.69 | 0 | 2.27
PeakO | 0 | 0 | 0.03 | 0 | 0 | 0
ST | 0 | 0 | 0 | 0 | 0 | 0
STOG | 3.45 | 2.15 | 3.16 | 0 | 0 | 0
STWD | 0.08 | 0.07 | 0.13 | 0.2 | 0.29 | 0.86
WT | 0.11 | 1.32 | 1.32 | 1.77 | 1.77 | 1.72
IGCC | 0 | 0 | 0 | 0 | 0 | 0
DemandResponse | 0 | 0 | 0 | 0 | 0 | 0
IGCC-CCS | 0 | 0 | 0 | 0 | 0 | 0
WT_off | 0 | 0 | 0 | 0 | 0 | 0
PseudoUnit | 0 | 0 | 0 | 0 | 0 | 0
FixedInterchange | 0 | 0 | 0 | 0 | 0 | 0
Base VOM Costs by Reporting Type: TVA
ReportingType | 2015 | 2020 | 2025 | 2030 | 2035 | 2040
BM | 0 | 0 | 0 | 0 | 71.31 | 71.31
CC | 147.08 | 214.62 | 207.35 | 171.28 | 78.24 | 9.14
CSP | 0 | 0 | 0 | 0 | 0 | 0
CT | 0 | 0 | 0 | 0 | 0 | 0
Coal | 179.1 | 67.74 | 0 | 0 | 0 | 0
Geo | 0 | 0 | 0 | 0 | 0 | 0
H | 0 | 0 | 0 | 0 | 0 | 0
LFG | 0 | 0 | 0.01 | 0.01 | 0.01 | 0.01
Nuc | 152.12 | 152.12 | 152.12 | 160.28 | 179.53 | 226.27
PS | 0 | 0 | 0 | 0 | 0 | 0
PV | 0 | 0 | 0 | 0 | 0 | 0
PeakG | 0 | 0 | 2.21 | 0.7 | 0 | 0
PeakO | 0 | 0 | 0 | 0 | 0 | 0
ST | 0 | 0 | 0 | 0 | 0 | 0
STOG | 0 | 0 | 0 | 0 | 0 | 0
STWD | 0 | 0.01 | 0.02 | 0.07 | 0.08 | 0.06
WT | 0 | 0 | 0 | 0 | 0 | 0
IGCC | 0 | 0 | 0 | 0 | 0 | 0
DemandResponse | 0 | 0 | 0 | 0 | 0 | 0
IGCC-CCS | 0 | 0 | 0 | 0 | 0 | 0
WT_off | 0 | 0 | 0 | 0 | 0 | 0
PseudoUnit | 0 | 0 | 0 | 0 | 0 | 0
FixedInterchange | 0 | 0 | 0 | 0 | 0 | 0
Base VOM Costs by Reporting Type: TVA_Transmission
ReportingType | 2015 | 2020 | 2025 | 2030 | 2035 | 2040
BM | 0 | 0 | 0 | 0 | 0 | 0
CC | 0 | 0 | 0 | 0 | 0 | 0
CSP | 0 | 0 | 0 | 0 | 0 | 0
CT | 0 | 0 | 0 | 0 | 0 | 0
Coal | 0 | 0 | 0 | 0 | 0 | 0
Geo | 0 | 0 | 0 | 0 | 0 | 0
H | 0 | 0 | 0 | 0 | 0 | 0
LFG | 0 | 0 | 0 | 0 | 0 | 0
Nuc | 0 | 0 | 0 | 0 | 0 | 0
PS | 0 | 0 | 0 | 0 | 0 | 0
PV | 0 | 0 | 0 | 0 | 0 | 0
PeakG | 0 | 0 | 0 | 0 | 0 | 0
PeakO | 0 | 0 | 0 | 0 | 0 | 0
ST | 0 | 0 | 0 | 0 | 0 | 0
STOG | 0 | 0 | 0 | 0 | 0 | 0
STWD | 0 | 0 | 0 | 0 | 0 | 0
WT | 0 | 0 | 0 | 0 | 0 | 0
IGCC | 0 | 0 | 0 | 0 | 0 | 0
DemandResponse | 0 | 0 | 0 | 0 | 0 | 0
IGCC-CCS | 0 | 0 | 0 | 0 | 0 | 0
WT_off | 0 | 0 | 0 | 0 | 0 | 0
PseudoUnit | 0 | 0 | 0 | 0 | 0 | 0
FixedInterchange | 0 | 0 | 0 | 0 | 0 | 0
Base VOM Costs by Reporting Type: VACAR
ReportingType | 2015 | 2020 | 2025 | 2030 | 2035 | 2040
BM | 0.03 | 0.38 | 16.53 | 16.53 | 260.66 | 260.66
CC | 304.13 | 314.7 | 312.67 | 218.51 | 110.09 | 7.02
CSP | 0 | 0 | 0 | 0 | 0 | 0
CT | 0.07 | 2.71 | 1.39 | 0 | 0 | 0
Coal | 147.34 | 53.97 | 13.44 | 7.72 | 7.44 | 7.69
Geo | 0 | 0 | 0 | 0 | 0 | 0
H | 0 | 0 | 0 | 0 | 0 | 0
LFG | 0.01 | 0.01 | 0.01 | 0.01 | 0.01 | 0.01
Nuc | 211.36 | 248.42 | 248.42 | 313.23 | 317.41 | 372.6
PS | 0 | 0 | 0 | 0 | 0 | 0
PV | 0 | 0 | 0 | 0 | 0 | 0
PeakG | 0.26 | 5.47 | 6.75 | 0 | 0 | 0
PeakO | 0 | 0 | 0 | 0 | 0 | 0
ST | 0 | 0 | 0 | 0 | 0 | 0
STOG | 0 | 0 | 0 | 0 | 0 | 0
STWD | 4.67 | 4.67 | 4.67 | 4.54 | 4.67 | 2.89
WT | 0 | 0.08 | 0.08 | 0.08 | 0.08 | 0.08
IGCC | 0 | 0 | 0 | 0 | 0 | 0
DemandResponse | 0 | 0 | 0 | 0 | 0 | 0
IGCC-CCS | 0 | 0 | 0 | 0 | 0 | 0
WT_off | 0 | 0 | 0 | 0 | 0 | 0
PseudoUnit | 0 | 0 | 0 | 0 | 0 | 0
FixedInterchange | 0 | 0 | 0 | 0 | 0 | 0
Base VOM Costs by Reporting Type: IESO
ReportingType | 2015 | 2020 | 2025 | 2030 | 2035 | 2040
BM | 0 | 0.05 | 0.17 | 0.17 | 1.07 | 7.47
CC | 34.28 | 29.21 | 3.38 | 0.49 | 1.92 | 1.11
CSP | 0 | 0 | 0 | 0 | 0 | 0
CT | 0.05 | 0.12 | 0.12 | 0 | 0 | 0
Coal | 0 | 0 | 0 | 0 | 0 | 0
Geo | 0 | 0 | 0 | 0 | 0 | 0
H | 0 | 0 | 0 | 0 | 0.02 | 0.02
LFG | 0.01 | 0.01 | 0.01 | 0.01 | 0.01 | 0.01
Nuc | 240.73 | 240.73 | 240.73 | 240.73 | 221.68 | 193.2
PS | 0 | 0 | 0 | 0 | 0 | 0
PV | 0 | 0 | 0 | 0 | 0 | 0
PeakG | 0 | 0 | 0 | 0 | 0 | 0
PeakO | 0 | 0 | 0 | 0 | 0 | 0
ST | 0 | 0 | 0 | 0 | 0 | 0
STOG | 0 | 0 | 0 | 0 | 0 | 0
STWD | 0.06 | 0.12 | 0.06 | 0.12 | 1.7 | 2.31
WT | 0.09 | 0.09 | 0.09 | 0.09 | 0.09 | 0.09
IGCC | 0 | 0 | 0 | 0 | 0 | 0
DemandResponse | 0 | 0 | 0 | 0 | 0 | 0
IGCC-CCS | 0 | 0 | 0 | 0 | 0 | 0
WT_off | 0 | 0 | 0 | 0 | 0 | 0
PseudoUnit | 0 | 0 | 0 | 0 | 0 | 0
FixedInterchange | 0 | 0 | 0 | 0 | 0 | 0
Base VOM Costs by Reporting Type: MAPP_CA
ReportingType | 2015 | 2020 | 2025 | 2030 | 2035 | 2040
BM | 0 | 0 | 0 | 0 | 0 | 0
CC | 27.14 | 27.14 | 1.48 | 0.7 | 0.36 | 0
CSP | 0 | 0 | 0 | 0 | 0 | 0
CT | 0 | 0 | 0 | 0 | 0 | 0
Coal | 0.94 | 0 | 0 | 0 | 0 | 0
Geo | 0 | 0 | 0 | 0 | 0 | 0
H | 0 | 0.04 | 0.15 | 0.16 | 0.32 | 0.32
LFG | 0 | 0 | 0 | 0 | 0 | 0
Nuc | 0 | 0 | 0 | 0 | 0 | 0
PS | 0 | 0 | 0 | 0 | 0 | 0
PV | 0 | 0 | 0 | 0 | 0 | 0
PeakG | 0.54 | 1.47 | 0 | 0 | 0 | 0
PeakO | 0 | 0 | 0 | 0 | 0 | 0
ST | 0 | 0 | 0 | 0 | 0 | 0
STOG | 0.03 | 0 | 0 | 0 | 0 | 0
STWD | 0 | 0 | 0 | 0 | 0 | 0
WT | 0.02 | 0.02 | 0.02 | 0.02 | 0.01 | 0.01
IGCC | 0 | 0 | 0 | 0 | 0 | 0
DemandResponse | 0 | 0 | 0 | 0 | 0 | 0
IGCC-CCS | 0 | 0 | 0 | 0 | 0 | 0
WT_off | 0 | 0 | 0 | 0 | 0 | 0
PseudoUnit | 0 | 0 | 0 | 0 | 0 | 0
FixedInterchange | 0 | 0 | 0 | 0 | 0 | 0
Base VOM Costs by Reporting Type: AZ_NM_SNV_Coal
ReportingType | 2015 | 2020 | 2025 | 2030 | 2035 | 2040
BM | 0 | 0 | 0 | 0 | 0 | 0
CC | 0 | 0 | 0 | 0 | 0 | 0
CSP | 0 | 0 | 0 | 0 | 0 | 0
CT | 0 | 0 | 0 | 0 | 0 | 0
Coal | 238.14 | 161.79 | 0 | 0 | 0 | 0
Geo | 0 | 0 | 0 | 0 | 0 | 0
H | 0 | 0 | 0 | 0 | 0 | 0
LFG | 0 | 0 | 0 | 0 | 0 | 0
Nuc | 0 | 0 | 0 | 0 | 0 | 0
PS | 0 | 0 | 0 | 0 | 0 | 0
PV | 0 | 0 | 0 | 0 | 0 | 0
PeakG | 0 | 0 | 0 | 0 | 0 | 0
PeakO | 0 | 0 | 0 | 0 | 0 | 0
ST | 0 | 0 | 0 | 0 | 0 | 0
STOG | 0 | 0 | 0 | 0 | 0 | 0
STWD | 0 | 0 | 0 | 0 | 0 | 0
WT | 0 | 0 | 0 | 0 | 0 | 0
IGCC | 0 | 0 | 0 | 0 | 0 | 0
DemandResponse | 0 | 0 | 0 | 0 | 0 | 0
IGCC-CCS | 0 | 0 | 0 | 0 | 0 | 0
WT_off | 0 | 0 | 0 | 0 | 0 | 0
PseudoUnit | 0 | 0 | 0 | 0 | 0 | 0
FixedInterchange | 0 | 0 | 0 | 0 | 0 | 0
Base VOM Costs by Reporting Type: AZ_NM_SNV_Gas
ReportingType | 2015 | 2020 | 2025 | 2030 | 2035 | 2040
BM | 0 | 0 | 0 | 0 | 0 | 0
CC | 162.82 | 147.52 | 204.75 | 73.4 | 35.02 | 25.84
CSP | 0 | 0 | 0 | 0 | 0 | 0
CT | 0 | 0.28 | 1.51 | 0.83 | 0 | 0
Coal | 0 | 0 | 0 | 0 | 0 | 0
Geo | 0 | 0 | 0 | 0 | 0 | 0
H | 0 | 0 | 0 | 0 | 0 | 0
LFG | 0 | 0 | 0 | 0 | 0 | 0
Nuc | 0 | 0 | 0 | 0 | 0 | 0
PS | 0 | 0 | 0 | 0 | 0 | 0
PV | 0 | 0 | 0 | 0 | 0 | 0
PeakG | 0 | 0.09 | 0 | 0 | 0 | 0
PeakO | 0 | 0 | 0 | 0 | 0 | 0
ST | 0 | 0 | 0 | 0 | 0 | 0
STOG | 0 | 0 | 0 | 0 | 0 | 0
STWD | 0 | 0 | 0 | 0 | 0 | 0
WT | 0 | 0 | 0 | 0 | 0 | 0
IGCC | 0 | 0 | 0 | 0 | 0 | 0
DemandResponse | 0 | 0 | 17.62 | 7.45 | 1.5 | 9.26
IGCC-CCS | 0 | 0 | 0 | 0 | 0 | 0
WT_off | 0 | 0 | 0 | 0 | 0 | 0
PseudoUnit | 0 | 0 | 0 | 0 | 0 | 0
FixedInterchange | 0 | 0 | 0 | 0 | 0 | 0
Base VOM Costs by Reporting Type: AZ_NM_SNV_NucRenew
ReportingType | 2015 | 2020 | 2025 | 2030 | 2035 | 2040
BM | 0 | 0 | 0 | 0 | 0 | 0
CC | 0 | 0 | 0 | 0 | 0 | 0
CSP | 0 | 0 | 0 | 0 | 0 | 0
CT | 0 | 0 | 0 | 0 | 0 | 0
Coal | 0 | 0 | 0 | 0 | 0 | 0
Geo | 0 | 0 | 116.31 | 116.31 | 116.31 | 116.31
H | 0 | 0 | 0 | 0 | 0 | 0
LFG | 0 | 0 | 0.01 | 0.01 | 0.01 | 0.01
Nuc | 71.66 | 71.66 | 71.66 | 143.24 | 182.24 | 187.47
PS | 0 | 0 | 0 | 0 | 0 | 0
PV | 0 | 0 | 0 | 0 | 0 | 0
PeakG | 0 | 0 | 0 | 0 | 0 | 0
PeakO | 0 | 0 | 0 | 0 | 0 | 0
ST | 0.01 | 0.02 | 0.03 | 0.17 | 0.18 | 0.18
STOG | 0 | 0 | 0 | 0 | 0 | 0
STWD | 0.43 | 0.43 | 0.43 | 0.43 | 0.43 | 0.43
WT | 0.02 | 0.19 | 0.19 | 0.19 | 0.19 | 0.19
IGCC | 0 | 0 | 0 | 0 | 0 | 0
DemandResponse | 0 | 0 | 0 | 0 | 0 | 0
IGCC-CCS | 0 | 0 | 0 | 0 | 0 | 0
WT_off | 0 | 0 | 0 | 0 | 0 | 0
PseudoUnit | 0 | 0 | 0 | 0 | 0 | 0
FixedInterchange | 0 | 0 | 0 | 0 | 0 | 0
Base VOM Costs by Reporting Type: ERCOT
ReportingType | 2015 | 2020 | 2025 | 2030 | 2035 | 2040
BM | 0.32 | 0.5 | 0.76 | 5.41 | 145.96 | 107.77
CC | 622.74 | 632.13 | 577.51 | 525.15 | 234.44 | 145.6
CSP | 0 | 0 | 0 | 0 | 0 | 0
CT | 0 | 0.25 | 0.48 | 0.48 | 0 | 0
Coal | 171.29 | 117.72 | 18.79 | 20.3 | 23.99 | 23.99
Geo | 0 | 0 | 0 | 0 | 0 | 0
H | 0 | 0 | 0 | 0 | 0 | 0
LFG | 0.01 | 0.01 | 0.04 | 0.04 | 0.04 | 0.04
Nuc | 94.14 | 94.14 | 94.14 | 117.8 | 256.37 | 320.2
PS | 0 | 0 | 0 | 0 | 0 | 0
PV | 0 | 0 | 0 | 0 | 0 | 0
PeakG | 0 | 1.99 | 5.67 | 4.48 | 0 | 0
PeakO | 0 | 0 | 0 | 0 | 0 | 0
ST | 0 | 0 | 0 | 0 | 0 | 0
STOG | 6.02 | 7.62 | 0.54 | 0 | 0 | 0
STWD | 0 | 0 | 0 | 0 | 0 | 0
WT | 0.32 | 0.46 | 0.89 | 0.89 | 0.87 | 0.86
IGCC | 0 | 0 | 0 | 0 | 0 | 0
DemandResponse | 0 | 3.46 | 67.79 | 66.44 | 65.28 | 64.12
IGCC-CCS | 0 | 0 | 0 | 0 | 0 | 0
WT_off | 0 | 0 | 0 | 0 | 0 | 0
PseudoUnit | 0 | 0 | 0 | 0 | 0 | 0
FixedInterchange | 0 | 0 | 0 | 0 | 0 | 0
Base VOM Costs by Reporting Type: NP15
ReportingType | 2015 | 2020 | 2025 | 2030 | 2035 | 2040
BM | 0 | 0 | 0 | 0 | 0 | 0
CC | 134.2 | 121.84 | 121.85 | 85.37 | 17.88 | 0.88
CSP | 0 | 0 | 0 | 0 | 0 | 0
CT | 0 | 0 | 0 | 0 | 0 | 0
Coal | 5.45 | 0 | 0 | 0 | 0 | 0
Geo | 0.11 | 48.23 | 48.23 | 48.23 | 48.23 | 48.23
H | 0 | 0 | 0 | 0 | 0 | 0
LFG | 0.01 | 0.04 | 0.06 | 0.06 | 0.06 | 0.06
Nuc | 42.53 | 42.53 | 42.53 | 63.4 | 91.32 | 91.32
PS | 0 | 0 | 0 | 0 | 0 | 0
PV | 0 | 0 | 0 | 0 | 0 | 0
PeakG | 0 | 0 | 0.06 | 0 | 0 | 0.02
PeakO | 0 | 0 | 0 | 0 | 0 | 0
ST | 0 | 0 | 0 | 0 | 0 | 0
STOG | 0.13 | 0 | 0 | 0 | 0 | 0
STWD | 7.35 | 7.35 | 3.43 | 7.35 | 7.35 | 7.35
WT | 0.04 | 0.13 | 0.13 | 0.13 | 0.28 | 0.28
IGCC | 0 | 0 | 0 | 0 | 0 | 0
DemandResponse | 0 | 0 | 0 | 0 | 0 | 0
IGCC-CCS | 0 | 0 | 0 | 0 | 0 | 0
WT_off | 0 | 0 | 0 | 0 | 0 | 0
PseudoUnit | 0 | 0 | 0 | 0 | 0 | 0
FixedInterchange | 0 | 0 | 0 | 0 | 0 | 0
Base VOM Costs by Reporting Type: NWPP_Coal
ReportingType | 2015 | 2020 | 2025 | 2030 | 2035 | 2040
BM | 0 | 0 | 0 | 0 | 0 | 0
CC | 0 | 0 | 0 | 0 | 0 | 0
CSP | 0 | 0 | 0 | 0 | 0 | 0
CT | 0 | 0 | 0 | 0 | 0 | 0
Coal | 198.81 | 161.6 | 5.38 | 5.38 | 5.38 | 5.38
Geo | 0 | 0 | 0 | 0 | 0 | 0
H | 0 | 0 | 0 | 0 | 0 | 0
LFG | 0 | 0 | 0 | 0 | 0 | 0
Nuc | 0 | 0 | 0 | 0 | 0 | 0
PS | 0 | 0 | 0 | 0 | 0 | 0
PV | 0 | 0 | 0 | 0 | 0 | 0
PeakG | 0 | 0 | 0 | 0 | 0 | 0
PeakO | 0 | 0 | 0 | 0 | 0 | 0
ST | 0 | 0 | 0 | 0 | 0 | 0
STOG | 0 | 0 | 0 | 0 | 0 | 0
STWD | 0 | 0 | 0 | 0 | 0 | 0
WT | 0 | 0 | 0 | 0 | 0 | 0
IGCC | 0 | 0 | 0 | 0 | 0 | 0
DemandResponse | 0 | 0 | 0 | 0 | 0 | 0
IGCC-CCS | 0 | 0 | 0 | 0 | 0 | 0
WT_off | 0 | 0 | 0 | 0 | 0 | 0
PseudoUnit | 0 | 0 | 0 | 0 | 0 | 0
FixedInterchange | 0 | 0 | 0 | 0 | 0 | 0
Base VOM Costs by Reporting Type: NWPP_Gas
ReportingType | 2015 | 2020 | 2025 | 2030 | 2035 | 2040
BM | 0 | 0 | 0 | 0 | 0 | 0
CC | 122.48 | 154.59 | 154.59 | 71.77 | 18.05 | 14.5
CSP | 0 | 0 | 0 | 0 | 0 | 0
CT | 0 | 0 | 0 | 0 | 0 | 0
Coal | 0 | 0 | 0 | 0 | 0 | 0
Geo | 0 | 0 | 0 | 0 | 0 | 0
H | 0 | 0 | 0 | 0 | 0 | 0
LFG | 0 | 0 | 0 | 0 | 0 | 0
Nuc | 0 | 0 | 0 | 0 | 0 | 0
PS | 0 | 0 | 0 | 0 | 0 | 0
PV | 0 | 0 | 0 | 0 | 0 | 0
PeakG | 0 | 0 | 0 | 0 | 0 | 0
PeakO | 0 | 0 | 0 | 0 | 0 | 0
ST | 0 | 0 | 0 | 0 | 0 | 0
STOG | 0 | 0 | 0 | 0 | 0 | 0
STWD | 0 | 0 | 0 | 0 | 0 | 0
WT | 0 | 0 | 0 | 0 | 0 | 0
IGCC | 0 | 0 | 0 | 0 | 0 | 0
DemandResponse | 0 | 0 | 0 | 0 | 0 | 0
IGCC-CCS | 0 | 0 | 0 | 0 | 0 | 0
WT_off | 0 | 0 | 0 | 0 | 0 | 0
PseudoUnit | 0 | 0 | 0 | 0 | 0 | 0
FixedInterchange | 0 | 0 | 0 | 0 | 0 | 0
Base VOM Costs by Reporting Type: NWPP_NucRenew
ReportingType | 2015 | 2020 | 2025 | 2030 | 2035 | 2040
BM | 0 | 0.32 | 1.21 | 1.21 | 1.21 | 1.21
CC | 0 | 0 | 0 | 0 | 0 | 0
CSP | 0 | 0 | 0 | 0 | 0 | 0
CT | 0 | 0 | 0 | 0 | 0 | 0
Coal | 0 | 0 | 0 | 0 | 0 | 0
Geo | 6.93 | 7.57 | 41.74 | 41.74 | 41.74 | 41.74
H | 0 | 0 | 0 | 0 | 0.01 | 0.01
LFG | 0.01 | 0.01 | 0.03 | 0.03 | 0.03 | 0.03
Nuc | 20.91 | 20.91 | 20.91 | 50.05 | 97.75 | 97.75
PS | 0 | 0 | 0 | 0 | 0 | 0
PV | 0 | 0 | 0 | 0 | 0 | 0
PeakG | 0 | 0 | 0 | 0 | 0 | 0
PeakO | 0 | 0 | 0 | 0 | 0 | 0
ST | 0 | 0 | 0 | 0 | 0 | 0
STOG | 0 | 0 | 0 | 0 | 0 | 0
STWD | 0 | 0 | 9.33 | 9.33 | 9.33 | 9.33
WT | 0.19 | 0.19 | 0.19 | 0.53 | 0.53 | 0.53
IGCC | 0 | 0 | 0 | 0 | 0 | 0
DemandResponse | 0 | 0 | 0 | 0 | 0 | 0
IGCC-CCS | 0 | 0 | 0 | 0 | 0 | 0
WT_off | 0 | 0 | 0 | 0 | 0 | 0
PseudoUnit | 0 | 0 | 0 | 0 | 0 | 0
FixedInterchange | 0 | 0 | 0 | 0 | 0 | 0
Base VOM Costs by Reporting Type: RMPA
ReportingType | 2015 | 2020 | 2025 | 2030 | 2035 | 2040
BM | 0 | 0 | 0 | 0 | 34.07 | 69.65
CC | 16.87 | 27.84 | 42.88 | 28.06 | 12.11 | 9.57
CSP | 0 | 0 | 0 | 0 | 0 | 0
CT | 0 | 0 | 0.05 | 0 | 0 | 0
Coal | 201.41 | 153.63 | 25.64 | 13.09 | 12.89 | 12.17
Geo | 0 | 1.36 | 206.14 | 206.14 | 206.14 | 206.14
H | 0 | 0 | 0 | 0 | 0 | 0
LFG | 0 | 0 | 0 | 0 | 0 | 0
Nuc | 0 | 0 | 5.02 | 24.18 | 24.18 | 24.18
PS | 0 | 0 | 0 | 0 | 0 | 0
PV | 0 | 0 | 0 | 0 | 0 | 0
PeakG | 0.01 | 0.43 | 3.46 | 1.12 | 1.38 | 0.62
PeakO | 0 | 0 | 0 | 0 | 0 | 0
ST | 0 | 0.01 | 0.01 | 0.01 | 0.01 | 0.01
STOG | 0 | 0 | 0 | 0 | 0 | 0
STWD | 0 | 0 | 0 | 0 | 0 | 0
WT | 0.07 | 0.19 | 0.19 | 0.19 | 0.19 | 0.19
IGCC | 0 | 0 | 0 | 0 | 0 | 0
DemandResponse | 0 | 0 | 0 | 0 | 0 | 0
IGCC-CCS | 0 | 0 | 0 | 0 | 0 | 0
WT_off | 0 | 0 | 0 | 0 | 0 | 0
PseudoUnit | 0 | 0 | 0 | 0 | 0 | 0
FixedInterchange | 0 | 0 | 0 | 0 | 0 | 0
Base VOM Costs by Reporting Type: SP15
ReportingType | 2015 | 2020 | 2025 | 2030 | 2035 | 2040
BM | 0.22 | 0.22 | 0.22 | 0.22 | 0.22 | 17.32
CC | 167.91 | 141.42 | 139.47 | 115.06 | 45.23 | 39.71
CSP | 0 | 0 | 0 | 0 | 0 | 0
CT | 0 | 0 | 0 | 0 | 0 | 0
Coal | 5.28 | 3.19 | 0 | 0 | 0 | 0
Geo | 4.1 | 120.4 | 120.4 | 120.4 | 120.4 | 120.4
H | 0 | 0 | 0 | 0 | 0 | 0
LFG | 0.02 | 0.07 | 0.07 | 0.07 | 0.07 | 0.07
Nuc | 41.61 | 41.61 | 41.61 | 59.65 | 107.27 | 110.33
PS | 0 | 0 | 0 | 0 | 0 | 0
PV | 0 | 0 | 0 | 0 | 0 | 0
PeakG | 0 | 0.28 | 3.31 | 1.77 | 1.09 | 1.4
PeakO | 0 | 0 | 0 | 0 | 0 | 0
ST | 0.02 | 0.02 | 0.02 | 0.02 | 0.02 | 0.02
STOG | 1.24 | 0.74 | 0 | 0 | 0 | 0
STWD | 1.98 | 1.98 | 1.78 | 1.98 | 1.98 | 1.98
WT | 0.07 | 0.13 | 0.4 | 0.46 | 0.46 | 0.46
IGCC | 0 | 0 | 0 | 0 | 0 | 0
DemandResponse | 0 | 0 | 0 | 0 | 0 | 0
IGCC-CCS | 0 | 0 | 0 | 0 | 0 | 0
WT_off | 0 | 0 | 0 | 0 | 0 | 0
PseudoUnit | 0 | 0 | 0 | 0 | 0 | 0
FixedInterchange | 0 | 0 | 0 | 0 | 0 | 0
Base VOM Costs by Reporting Type: ALB
ReportingType | 2015 | 2020 | 2025 | 2030 | 2035 | 2040
BM | 0 | 0 | 0 | 0 | 0 | 0
CC | 43.97 | 44.07 | 44.27 | 3.56 | 0.01 | 0
CSP | 0 | 0 | 0 | 0 | 0 | 0
CT | 0 | 0 | 0 | 0 | 0 | 0
Coal | 167.67 | 167.67 | 162.32 | 0 | 0 | 0.01
Geo | 0 | 0 | 0 | 0 | 0 | 0
H | 0 | 0 | 0 | 0 | 0 | 0
LFG | 0 | 0 | 0 | 0 | 0 | 0
Nuc | 0 | 0 | 0 | 129.42 | 135.26 | 138.27
PS | 0 | 0 | 0 | 0 | 0 | 0
PV | 0 | 0 | 0 | 0 | 0 | 0
PeakG | 0 | 0 | 0 | 0 | 0 | 0
PeakO | 0 | 0 | 0 | 0 | 0 | 0
ST | 0 | 0 | 0 | 0 | 0 | 0
STOG | 0 | 0 | 0 | 0 | 0 | 0
STWD | 0 | 1.35 | 2.89 | 2.89 | 2.89 | 2.89
WT | 0.02 | 0.02 | 0.02 | 0.02 | 0.02 | 0.02
IGCC | 0 | 0 | 0 | 0 | 0 | 0
DemandResponse | 0 | 0 | 0 | 0 | 0 | 0
IGCC-CCS | 0 | 0 | 0 | 0 | 0 | 0
WT_off | 0 | 0 | 0 | 0 | 0 | 0
PseudoUnit | 0 | 0 | 0 | 0 | 0 | 0
FixedInterchange | 0 | 0 | 0 | 0 | 0 | 0
Base VOM Costs by Reporting Type: BC
ReportingType | 2015 | 2020 | 2025 | 2030 | 2035 | 2040
BM | 0 | 0 | 0 | 0 | 0 | 0
CC | 23.69 | 23.69 | 23.69 | 19.97 | 0 | 0
CSP | 0 | 0 | 0 | 0 | 0 | 0
CT | 0 | 0 | 0 | 0 | 0 | 0
Coal | 0 | 0 | 0 | 0 | 0 | 0
Geo | 0 | 0 | 0 | 0 | 0 | 0
H | 0 | 0 | 0 | 0 | 0 | 0
LFG | 0 | 0 | 0 | 0 | 0 | 0
Nuc | 0 | 0 | 0 | 0 | 0 | 0
PS | 0 | 0 | 0 | 0 | 0 | 0
PV | 0 | 0 | 0 | 0 | 0 | 0
PeakG | 0 | 0 | 0 | 0 | 0 | 0
PeakO | 0 | 0 | 0 | 0 | 0 | 0
ST | 0 | 0 | 0 | 0 | 0 | 0
STOG | 0 | 0 | 0 | 0 | 0 | 0
STWD | 0 | 2.04 | 8.48 | 8.48 | 8.48 | 8.48
WT | 0.01 | 0.01 | 0.01 | 0.01 | 0.01 | 0.01
IGCC | 0 | 0 | 0 | 0 | 0 | 0
DemandResponse | 0 | 0 | 0 | 0 | 0 | 0
IGCC-CCS | 0 | 0 | 0 | 0 | 0 | 0
WT_off | 0 | 0 | 0 | 0 | 0 | 0
PseudoUnit | 0 | 0 | 0 | 0 | 0 | 0
FixedInterchange | 0 | 0 | 0 | 0 | 0 | 0
Base VOM Costs by Reporting Type: HQ_IESO
ReportingType | 2015 | 2020 | 2025 | 2030 | 2035 | 2040
BM | 0 | 0 | 0 | 0 | 0 | 0
CC | 0 | 0 | 0 | 0 | 0 | 0
CSP | 0 | 0 | 0 | 0 | 0 | 0
CT | 0 | 0 | 0 | 0 | 0 | 0
Coal | 0 | 0 | 0 | 0 | 0 | 0
Geo | 0 | 0 | 0 | 0 | 0 | 0
H | 0 | 0 | 0 | 0 | 0 | 0
LFG | 0 | 0 | 0 | 0 | 0 | 0
Nuc | 0 | 0 | 0 | 0 | 0 | 0
PS | 0 | 0 | 0 | 0 | 0 | 0
PV | 0 | 0 | 0 | 0 | 0 | 0
PeakG | 0 | 0 | 0 | 0 | 0 | 0
PeakO | 0 | 0 | 0 | 0 | 0 | 0
ST | 0 | 0 | 0 | 0 | 0 | 0
STOG | 0 | 0 | 0 | 0 | 0 | 0
STWD | 0 | 0 | 0 | 0 | 0 | 0
WT | 0 | 0 | 0 | 0 | 0 | 0
IGCC | 0 | 0 | 0 | 0 | 0 | 0
DemandResponse | 0 | 0 | 0 | 0 | 0 | 0
IGCC-CCS | 0 | 0 | 0 | 0 | 0 | 0
WT_off | 0 | 0 | 0 | 0 | 0 | 0
PseudoUnit | 0 | 0 | 0 | 0 | 0 | 523.62
FixedInterchange | 0 | 0 | 0 | 0 | 0 | 0
Base VOM Costs by Reporting Type: HQ_NEISO
ReportingType | 2015 | 2020 | 2025 | 2030 | 2035 | 2040
BM | 0 | 0 | 0 | 0 | 0 | 0
CC | 0 | 0 | 0 | 0 | 0 | 0
CSP | 0 | 0 | 0 | 0 | 0 | 0
CT | 0 | 0 | 0 | 0 | 0 | 0
Coal | 0 | 0 | 0 | 0 | 0 | 0
Geo | 0 | 0 | 0 | 0 | 0 | 0
H | 0 | 0 | 0 | 0 | 0 | 0
LFG | 0 | 0 | 0 | 0 | 0 | 0
Nuc | 0 | 0 | 0 | 0 | 0 | 0
PS | 0 | 0 | 0 | 0 | 0 | 0
PV | 0 | 0 | 0 | 0 | 0 | 0
PeakG | 0 | 0 | 0 | 0 | 0 | 0
PeakO | 0 | 0 | 0 | 0 | 0 | 0
ST | 0 | 0 | 0 | 0 | 0 | 0
STOG | 0 | 0 | 0 | 0 | 0 | 0
STWD | 0 | 0 | 0 | 0 | 0 | 0
WT | 0 | 0 | 0 | 0 | 0 | 0
IGCC | 0 | 0 | 0 | 0 | 0 | 0
DemandResponse | 0 | 0 | 0 | 0 | 0 | 0
IGCC-CCS | 0 | 0 | 0 | 0 | 0 | 0
WT_off | 0 | 0 | 0 | 0 | 0 | 0
PseudoUnit | 0 | 0 | 0 | 0 | 0 | 253.89
FixedInterchange | 0 | 0 | 0 | 0 | 0 | 0
Base VOM Costs by Reporting Type: HQ_NY
ReportingType | 2015 | 2020 | 2025 | 2030 | 2035 | 2040
BM | 0 | 0 | 0 | 0 | 0 | 0
CC | 0 | 0 | 0 | 0 | 0 | 0
CSP | 0 | 0 | 0 | 0 | 0 | 0
CT | 0 | 0 | 0 | 0 | 0 | 0
Coal | 0 | 0 | 0 | 0 | 0 | 0
Geo | 0 | 0 | 0 | 0 | 0 | 0
H | 0 | 0 | 0 | 0 | 0 | 0
LFG | 0 | 0 | 0 | 0 | 0 | 0
Nuc | 0 | 0 | 0 | 0 | 0 | 0
PS | 0 | 0 | 0 | 0 | 0 | 0
PV | 0 | 0 | 0 | 0 | 0 | 0
PeakG | 0 | 0 | 0 | 0 | 0 | 0
PeakO | 0 | 0 | 0 | 0 | 0 | 0
ST | 0 | 0 | 0 | 0 | 0 | 0
STOG | 0 | 0 | 0 | 0 | 0 | 0
STWD | 0 | 0 | 0 | 0 | 0 | 0
WT | 0 | 0 | 0 | 0 | 0 | 0
IGCC | 0 | 0 | 0 | 0 | 0 | 0
DemandResponse | 0 | 0 | 0 | 0 | 0 | 0
IGCC-CCS | 0 | 0 | 0 | 0 | 0 | 0
WT_off | 0 | 0 | 0 | 0 | 0 | 0
PseudoUnit | 0 | 0 | 0 | 0 | 218.16 | 621.83
FixedInterchange | 0 | 0 | 0 | 0 | 0 | 0
Base VOM Costs by Reporting Type: MARITIMES
ReportingType | 2015 | 2020 | 2025 | 2030 | 2035 | 2040
BM | 0 | 0 | 0 | 0 | 0 | 0
CC | 0 | 0 | 0 | 0 | 0 | 0
CSP | 0 | 0 | 0 | 0 | 0 | 0
CT | 0 | 0 | 0 | 0 | 0 | 0
Coal | 0 | 0 | 0 | 0 | 0 | 0
Geo | 0 | 0 | 0 | 0 | 0 | 0
H | 0 | 0 | 0 | 0 | 0 | 0
LFG | 0 | 0 | 0 | 0 | 0 | 0
Nuc | 0 | 0 | 0 | 0 | 0 | 0
PS | 0 | 0 | 0 | 0 | 0 | 0
PV | 0 | 0 | 0 | 0 | 0 | 0
PeakG | 0 | 0 | 0 | 0 | 0 | 0
PeakO | 0 | 0 | 0 | 0 | 0 | 0
ST | 0 | 0 | 0 | 0 | 0 | 0
STOG | 0 | 0 | 0 | 0 | 0 | 0
STWD | 0 | 0 | 0 | 0 | 0 | 0
WT | 0 | 0 | 0 | 0 | 0 | 0
IGCC | 0 | 0 | 0 | 0 | 0 | 0
DemandResponse | 0 | 0 | 0 | 0 | 0 | 0
IGCC-CCS | 0 | 0 | 0 | 0 | 0 | 0
WT_off | 0 | 0 | 0 | 0 | 0 | 0
PseudoUnit | 0 | 0 | 0 | 0 | 0 | 113.45
FixedInterchange | 0 | 0 | 0 | 0 | 0 | 0
Base VOM Costs by Reporting Type: All
ReportingType | 2015 | 2020 | 2025 | 2030 | 2035 | 2040
BM | 11.05 | 24.09 | 37.52 | 49.27 | 542.12 | 716.43
CC | 4450.07 | 5106.17 | 4906.59 | 3416.87 | 1847.29 | 794.87
CSP | 0 | 0 | 0 | 0 | 0 | 0
CT | 4.98 | 19.34 | 21.44 | 11.54 | 0 | 0.03
Coal | 4436.04 | 1973.27 | 339.35 | 115.86 | 137.21 | 139.09
Geo | 11.14 | 177.58 | 532.83 | 532.83 | 532.83 | 532.83
H | 0 | 0.08 | 0.27 | 0.28 | 0.47 | 0.47
LFG | 0.38 | 0.54 | 0.73 | 0.79 | 0.79 | 0.79
Nuc | 2164.81 | 2225.48 | 2258.73 | 2993.13 | 3296.85 | 3727.61
PS | 0 | 0 | 0 | 0 | 0 | 0
PV | 0.02 | 0.05 | 0.07 | 0.07 | 0.07 | 0.07
PeakG | 24.77 | 99.3 | 143.85 | 75.19 | 46.07 | 25.6
PeakO | 0 | 0 | 1.33 | 0 | 0 | 0
ST | 0.03 | 0.05 | 0.06 | 0.2 | 0.22 | 0.22
STOG | 16.83 | 16.8 | 6.62 | 0.79 | 0.4 | 0.01
STWD | 25.42 | 29.81 | 43.79 | 56.41 | 79.25 | 70.9
WT | 2.03 | 5.97 | 9.17 | 11.31 | 13.03 | 12.87
IGCC | 30.43 | 30.43 | 5.35 | 0.42 | 0 | 0
DemandResponse | 0 | 3.46 | 85.41 | 73.89 | 66.77 | 73.38
IGCC-CCS | 0 | 0 | 0 | 0 | 0 | 0
WT_off | 0.02 | 0.02 | 0.06 | 0.06 | 0.06 | 0.06
PseudoUnit | 0 | 0 | 0 | 0 | 218.16 | 1512.79
FixedInterchange | 0 | 0 | 0 | 0 | 0 | 0
Base VOM Costs by Reporting Type: EI_US
ReportingType | 2015 | 2020 | 2025 | 2030 | 2035 | 2040
BM | 10.5 | 22.99 | 35.15 | 42.26 | 359.58 | 513
CC | 3093.97 | 3756.72 | 3592.72 | 2493.33 | 1482.26 | 557.65
CSP | 0 | 0 | 0 | 0 | 0 | 0
CT | 4.93 | 18.69 | 19.28 | 10.22 | 0 | 0.03
Coal | 3447.04 | 1207.67 | 127.23 | 77.09 | 94.96 | 97.54
Geo | 0 | 0 | 0 | 0 | 0 | 0
H | 0 | 0.04 | 0.11 | 0.12 | 0.12 | 0.12
LFG | 0.32 | 0.4 | 0.51 | 0.57 | 0.57 | 0.57
Nuc | 1653.22 | 1713.9 | 1742.13 | 2164.66 | 2180.79 | 2564.89
PS | 0 | 0 | 0 | 0 | 0 | 0
PV | 0 | 0.04 | 0.06 | 0.06 | 0.06 | 0.06
PeakG | 24.23 | 95.04 | 131.35 | 67.81 | 43.6 | 23.55
PeakO | 0 | 0 | 1.33 | 0 | 0 | 0
ST | 0 | 0 | 0 | 0 | 0 | 0
STOG | 9.41 | 8.44 | 6.08 | 0.79 | 0.4 | 0.01
STWD | 15.59 | 16.52 | 17.37 | 25.81 | 47.07 | 38.11
WT | 1.2 | 4.55 | 7.05 | 8.79 | 10.38 | 10.24
IGCC | 30.43 | 30.43 | 5.35 | 0.42 | 0 | 0
DemandResponse | 0 | 0 | 0 | 0 | 0 | 0
IGCC-CCS | 0 | 0 | 0 | 0 | 0 | 0
WT_off | 0.02 | 0.02 | 0.06 | 0.06 | 0.06 | 0.06
PseudoUnit | 0 | 0 | 0 | 0 | 218.16 | 989.17
FixedInterchange | 0 | 0 | 0 | 0 | 0 | 0
Base VOM Costs by Reporting Type: EI_Canada
ReportingType | 2015 | 2020 | 2025 | 2030 | 2035 | 2040
BM | 0 | 0.05 | 0.17 | 0.17 | 1.07 | 7.47
CC | 61.42 | 56.36 | 4.86 | 1.19 | 2.28 | 1.11
CSP | 0 | 0 | 0 | 0 | 0 | 0
CT | 0.05 | 0.12 | 0.12 | 0 | 0 | 0
Coal | 0.94 | 0 | 0 | 0 | 0 | 0
Geo | 0 | 0 | 0 | 0 | 0 | 0
H | 0 | 0.04 | 0.15 | 0.16 | 0.34 | 0.34
LFG | 0.01 | 0.01 | 0.01 | 0.01 | 0.01 | 0.01
Nuc | 240.73 | 240.73 | 240.73 | 240.73 | 221.68 | 193.21
PS | 0 | 0 | 0 | 0 | 0 | 0
PV | 0 | 0 | 0 | 0 | 0 | 0
PeakG | 0.54 | 1.47 | 0 | 0 | 0 | 0
PeakO | 0 | 0 | 0 | 0 | 0 | 0
ST | 0 | 0 | 0 | 0 | 0 | 0
STOG | 0.03 | 0 | 0 | 0 | 0 | 0
STWD | 0.06 | 0.12 | 0.06 | 0.12 | 1.7 | 2.31
WT | 0.11 | 0.11 | 0.11 | 0.11 | 0.1 | 0.1
IGCC | 0 | 0 | 0 | 0 | 0 | 0
DemandResponse | 0 | 0 | 0 | 0 | 0 | 0
IGCC-CCS | 0 | 0 | 0 | 0 | 0 | 0
WT_off | 0 | 0 | 0 | 0 | 0 | 0
PseudoUnit | 0 | 0 | 0 | 0 | 0 | 523.62
FixedInterchange | 0 | 0 | 0 | 0 | 0 | 0
Base VOM Costs by Reporting Type: EI
ReportingType | 2015 | 2020 | 2025 | 2030 | 2035 | 2040
BM | 10.5 | 23.04 | 35.32 | 42.42 | 360.65 | 520.47
CC | 3155.38 | 3813.07 | 3597.58 | 2494.52 | 1484.54 | 558.76
CSP | 0 | 0 | 0 | 0 | 0 | 0
CT | 4.98 | 18.81 | 19.4 | 10.22 | 0 | 0.03
Coal | 3447.98 | 1207.67 | 127.23 | 77.09 | 94.96 | 97.54
Geo | 0 | 0 | 0 | 0 | 0 | 0
H | 0 | 0.08 | 0.27 | 0.28 | 0.46 | 0.46
LFG | 0.33 | 0.41 | 0.52 | 0.58 | 0.58 | 0.58
Nuc | 1893.95 | 1954.63 | 1982.86 | 2405.39 | 2402.47 | 2758.1
PS | 0 | 0 | 0 | 0 | 0 | 0
PV | 0.01 | 0.04 | 0.06 | 0.06 | 0.06 | 0.06
PeakG | 24.77 | 96.51 | 131.35 | 67.81 | 43.6 | 23.55
PeakO | 0 | 0 | 1.33 | 0 | 0 | 0
ST | 0 | 0 | 0 | 0 | 0 | 0
STOG | 9.44 | 8.44 | 6.08 | 0.79 | 0.4 | 0.01
STWD | 15.66 | 16.64 | 17.44 | 25.94 | 48.77 | 40.42
WT | 1.31 | 4.66 | 7.16 | 8.9 | 10.48 | 10.34
IGCC | 30.43 | 30.43 | 5.35 | 0.42 | 0 | 0
DemandResponse | 0 | 0 | 0 | 0 | 0 | 0
IGCC-CCS | 0 | 0 | 0 | 0 | 0 | 0
WT_off | 0.02 | 0.02 | 0.06 | 0.06 | 0.06 | 0.06
PseudoUnit | 0 | 0 | 0 | 0 | 218.16 | 1512.79
FixedInterchange | 0 | 0 | 0 | 0 | 0 | 0
Base VOM Costs by Reporting Type: Outside_EI
ReportingType | 2015 | 2020 | 2025 | 2030 | 2035 | 2040
BM | 0.54 | 1.05 | 2.2 | 6.85 | 181.47 | 195.96
CC | 1294.68 | 1293.1 | 1309.01 | 922.34 | 362.75 | 236.11
CSP | 0 | 0 | 0 | 0 | 0 | 0
CT | 0 | 0.53 | 2.04 | 1.31 | 0 | 0
Coal | 988.06 | 765.6 | 212.12 | 38.77 | 42.26 | 41.55
Geo | 11.13 | 177.57 | 532.83 | 532.83 | 532.83 | 532.83
H | 0 | 0 | 0 | 0 | 0.01 | 0.01
LFG | 0.05 | 0.13 | 0.2 | 0.2 | 0.2 | 0.2
Nuc | 270.85 | 270.85 | 275.87 | 587.74 | 894.38 | 969.51
PS | 0 | 0 | 0 | 0 | 0 | 0
PV | 0.01 | 0.01 | 0.01 | 0.01 | 0.01 | 0.01
PeakG | 0.01 | 2.79 | 12.5 | 7.38 | 2.47 | 2.05
PeakO | 0 | 0 | 0 | 0 | 0 | 0
ST | 0.03 | 0.05 | 0.06 | 0.2 | 0.22 | 0.22
STOG | 7.39 | 8.36 | 0.54 | 0 | 0 | 0
STWD | 9.77 | 13.16 | 26.35 | 30.48 | 30.48 | 30.48
WT | 0.72 | 1.31 | 2.01 | 2.41 | 2.55 | 2.53
IGCC | 0 | 0 | 0 | 0 | 0 | 0
DemandResponse | 0 | 3.46 | 85.41 | 73.89 | 66.77 | 73.38
IGCC-CCS | 0 | 0 | 0 | 0 | 0 | 0
WT_off | 0 | 0 | 0 | 0 | 0 | 0
PseudoUnit | 0 | 0 | 0 | 0 | 0 | 0
FixedInterchange | 0 | 0 | 0 | 0 | 0 | 0
#9 | Retrofit VOM Costs ($million)
Retrofit VOM Costs by Reporting Type: Entergy
ReportingType | 2015 | 2020 | 2025 | 2030 | 2035 | 2040
BM | 0 | 0 | 0 | 0 | 0 | 0
CC | 0 | 0 | 0 | 0 | 0 | 0
CSP | 0 | 0 | 0 | 0 | 0 | 0
CT | 0 | 0 | 0 | 0 | 0 | 0
Coal | 13.08 | 8.8 | 0 | 0 | 0 | 0
Geo | 0 | 0 | 0 | 0 | 0 | 0
H | 0 | 0 | 0 | 0 | 0 | 0
LFG | 0 | 0 | 0 | 0 | 0 | 0
Nuc | 0 | 0 | 0 | 0 | 0 | 0
PS | 0 | 0 | 0 | 0 | 0 | 0
PV | 0 | 0 | 0 | 0 | 0 | 0
PeakG | 0 | 0 | 0 | 0 | 0 | 0
PeakO | 0 | 0 | 0 | 0 | 0 | 0
ST | 0 | 0 | 0 | 0 | 0 | 0
STOG | 0 | 0 | 0 | 0 | 0 | 0
STWD | 0 | 0 | 0 | 0 | 0 | 0
WT | 0 | 0 | 0 | 0 | 0 | 0
IGCC | 0 | 0 | 0 | 0 | 0 | 0
DemandResponse | 0 | 0 | 0 | 0 | 0 | 0
IGCC-CCS | 0 | 0 | 0 | 0 | 0 | 0
WT_off | 0 | 0 | 0 | 0 | 0 | 0
PseudoUnit | 0 | 0 | 0 | 0 | 0 | 0
FixedInterchange | 0 | 0 | 0 | 0 | 0 | 0
Retrofit VOM Costs by Reporting Type: FRCC
ReportingType | 2015 | 2020 | 2025 | 2030 | 2035 | 2040
BM | 0 | 0 | 0 | 0 | 0 | 0
CC | 0 | 0 | 0 | 0 | 0 | 0
CSP | 0 | 0 | 0 | 0 | 0 | 0
CT | 0 | 0 | 0 | 0 | 0 | 0
Coal | 29.41 | 14.76 | 0 | 0 | 0 | 0
Geo | 0 | 0 | 0 | 0 | 0 | 0
H | 0 | 0 | 0 | 0 | 0 | 0
LFG | 0 | 0 | 0 | 0 | 0 | 0
Nuc | 0 | 0 | 0 | 0 | 0 | 0
PS | 0 | 0 | 0 | 0 | 0 | 0
PV | 0 | 0 | 0 | 0 | 0 | 0
PeakG | 0 | 0 | 0 | 0 | 0 | 0
PeakO | 0 | 0 | 0 | 0 | 0 | 0
ST | 0 | 0 | 0 | 0 | 0 | 0
STOG | 0 | 0 | 0 | 0 | 0 | 0
STWD | 0 | 0 | 0 | 0 | 0 | 0
WT | 0 | 0 | 0 | 0 | 0 | 0
IGCC | 0 | 0 | 0 | 0 | 0 | 0
DemandResponse | 0 | 0 | 0 | 0 | 0 | 0
IGCC-CCS | 0 | 0 | 0 | 0 | 0 | 0
WT_off | 0 | 0 | 0 | 0 | 0 | 0
PseudoUnit | 0 | 0 | 0 | 0 | 0 | 0
FixedInterchange | 0 | 0 | 0 | 0 | 0 | 0
Retrofit VOM Costs by Reporting Type: MAPP_US
ReportingType | 2015 | 2020 | 2025 | 2030 | 2035 | 2040
BM | 0 | 0 | 0 | 0 | 0 | 0
CC | 0 | 0 | 0 | 0 | 0 | 0
CSP | 0 | 0 | 0 | 0 | 0 | 0
CT | 0 | 0 | 0 | 0 | 0 | 0
Coal | 54.78 | 5.71 | 0 | 0 | 0 | 0
Geo | 0 | 0 | 0 | 0 | 0 | 0
H | 0 | 0 | 0 | 0 | 0 | 0
LFG | 0 | 0 | 0 | 0 | 0 | 0
Nuc | 0 | 0 | 0 | 0 | 0 | 0
PS | 0 | 0 | 0 | 0 | 0 | 0
PV | 0 | 0 | 0 | 0 | 0 | 0
PeakG | 0 | 0 | 0 | 0 | 0 | 0
PeakO | 0 | 0 | 0 | 0 | 0 | 0
ST | 0 | 0 | 0 | 0 | 0 | 0
STOG | 0 | 0 | 0 | 0 | 0 | 0
STWD | 0 | 0 | 0 | 0 | 0 | 0
WT | 0 | 0 | 0 | 0 | 0 | 0
IGCC | 0 | 0 | 0 | 0 | 0 | 0
DemandResponse | 0 | 0 | 0 | 0 | 0 | 0
IGCC-CCS | 0 | 0 | 0 | 0 | 0 | 0
WT_off | 0 | 0 | 0 | 0 | 0 | 0
PseudoUnit | 0 | 0 | 0 | 0 | 0 | 0
FixedInterchange | 0 | 0 | 0 | 0 | 0 | 0
Retrofit VOM Costs by Reporting Type: MISO_IN
ReportingType | 2015 | 2020 | 2025 | 2030 | 2035 | 2040
BM | 0 | 0 | 0 | 0 | 0 | 0
CC | 0 | 0 | 0 | 0 | 0 | 0
CSP | 0 | 0 | 0 | 0 | 0 | 0
CT | 0 | 0 | 0 | 0 | 0 | 0
Coal | 195.71 | 176.52 | 0.88 | 1.18 | 2.5 | 2.5
Geo | 0 | 0 | 0 | 0 | 0 | 0
H | 0 | 0 | 0 | 0 | 0 | 0
LFG | 0 | 0 | 0 | 0 | 0 | 0
Nuc | 0 | 0 | 0 | 0 | 0 | 0
PS | 0 | 0 | 0 | 0 | 0 | 0
PV | 0 | 0 | 0 | 0 | 0 | 0
PeakG | 0 | 0 | 0 | 0 | 0 | 0
PeakO | 0 | 0 | 0 | 0 | 0 | 0
ST | 0 | 0 | 0 | 0 | 0 | 0
STOG | 0 | 0 | 0 | 0 | 0 | 0
STWD | 0 | 0 | 0 | 0 | 0 | 0
WT | 0 | 0 | 0 | 0 | 0 | 0
IGCC | 0 | 0 | 0 | 0 | 0 | 0
DemandResponse | 0 | 0 | 0 | 0 | 0 | 0
IGCC-CCS | 0 | 0 | 0 | 0 | 0 | 0
WT_off | 0 | 0 | 0 | 0 | 0 | 0
PseudoUnit | 0 | 0 | 0 | 0 | 0 | 0
FixedInterchange | 0 | 0 | 0 | 0 | 0 | 0
Retrofit VOM Costs by Reporting Type: MISO_MI
ReportingType | 2015 | 2020 | 2025 | 2030 | 2035 | 2040
BM | 0 | 0 | 0 | 0 | 0 | 0
CC | 0 | 0 | 0 | 0 | 0 | 0
CSP | 0 | 0 | 0 | 0 | 0 | 0
CT | 0 | 0 | 0 | 0 | 0 | 0
Coal | 7.01 | 0 | 0 | 0 | 0 | 0
Geo | 0 | 0 | 0 | 0 | 0 | 0
H | 0 | 0 | 0 | 0 | 0 | 0
LFG | 0 | 0 | 0 | 0 | 0 | 0
Nuc | 0 | 0 | 0 | 0 | 0 | 0
PS | 0 | 0 | 0 | 0 | 0 | 0
PV | 0 | 0 | 0 | 0 | 0 | 0
PeakG | 0 | 0 | 0 | 0 | 0 | 0
PeakO | 0 | 0 | 0 | 0 | 0 | 0
ST | 0 | 0 | 0 | 0 | 0 | 0
STOG | 0 | 0 | 0 | 0 | 0 | 0
STWD | 0 | 0 | 0 | 0 | 0 | 0
WT | 0 | 0 | 0 | 0 | 0 | 0
IGCC | 0 | 0 | 0 | 0 | 0 | 0
DemandResponse | 0 | 0 | 0 | 0 | 0 | 0
IGCC-CCS | 0 | 0 | 0 | 0 | 0 | 0
WT_off | 0 | 0 | 0 | 0 | 0 | 0
PseudoUnit | 0 | 0 | 0 | 0 | 0 | 0
FixedInterchange | 0 | 0 | 0 | 0 | 0 | 0
Retrofit VOM Costs by Reporting Type: MISO_MO-IL
ReportingType | 2015 | 2020 | 2025 | 2030 | 2035 | 2040
BM | 0 | 0 | 0 | 0 | 0 | 0
CC | 0 | 0 | 0 | 0 | 0 | 0
CSP | 0 | 0 | 0 | 0 | 0 | 0
CT | 0 | 0 | 0 | 0 | 0 | 0
Coal | 66.08 | 53 | 1.53 | 2.7 | 4.14 | 4.14
Geo | 0 | 0 | 0 | 0 | 0 | 0
H | 0 | 0 | 0 | 0 | 0 | 0
LFG | 0 | 0 | 0 | 0 | 0 | 0
Nuc | 0 | 0 | 0 | 0 | 0 | 0
PS | 0 | 0 | 0 | 0 | 0 | 0
PV | 0 | 0 | 0 | 0 | 0 | 0
PeakG | 0 | 0 | 0 | 0 | 0 | 0
PeakO | 0 | 0 | 0 | 0 | 0 | 0
ST | 0 | 0 | 0 | 0 | 0 | 0
STOG | 0 | 0 | 0 | 0 | 0 | 0
STWD | 0 | 0 | 0 | 0 | 0 | 0
WT | 0 | 0 | 0 | 0 | 0 | 0
IGCC | 0 | 0 | 0 | 0 | 0 | 0
DemandResponse | 0 | 0 | 0 | 0 | 0 | 0
IGCC-CCS | 0 | 0 | 0 | 0 | 0 | 0
WT_off | 0 | 0 | 0 | 0 | 0 | 0
PseudoUnit | 0 | 0 | 0 | 0 | 0 | 0
FixedInterchange | 0 | 0 | 0 | 0 | 0 | 0
Retrofit VOM Costs by Reporting Type: MISO_W
ReportingType | 2015 | 2020 | 2025 | 2030 | 2035 | 2040
BM | 0 | 0 | 0 | 0 | 0 | 0
CC | 0 | 0 | 0 | 0 | 0 | 0
CSP | 0 | 0 | 0 | 0 | 0 | 0
CT | 0 | 0 | 0 | 0 | 0 | 0
Coal | 111.02 | 111.45 | 9.88 | 9.88 | 13.82 | 13.82
Geo | 0 | 0 | 0 | 0 | 0 | 0
H | 0 | 0 | 0 | 0 | 0 | 0
LFG | 0 | 0 | 0 | 0 | 0 | 0
Nuc | 0 | 0 | 0 | 0 | 0 | 0
PS | 0 | 0 | 0 | 0 | 0 | 0
PV | 0 | 0 | 0 | 0 | 0 | 0
PeakG | 0 | 0 | 0 | 0 | 0 | 0
PeakO | 0 | 0 | 0 | 0 | 0 | 0
ST | 0 | 0 | 0 | 0 | 0 | 0
STOG | 0 | 0 | 0 | 0 | 0 | 0
STWD | 0 | 0 | 0 | 0 | 0 | 0
WT | 0 | 0 | 0 | 0 | 0 | 0
IGCC | 0 | 0 | 0 | 0 | 0 | 0
DemandResponse | 0 | 0 | 0 | 0 | 0 | 0
IGCC-CCS | 0 | 0 | 0 | 0 | 0 | 0
WT_off | 0 | 0 | 0 | 0 | 0 | 0
PseudoUnit | 0 | 0 | 0 | 0 | 0 | 0
FixedInterchange | 0 | 0 | 0 | 0 | 0 | 0
Retrofit VOM Costs by Reporting Type: MISO_WUMS
ReportingType | 2015 | 2020 | 2025 | 2030 | 2035 | 2040
BM | 0 | 0 | 0 | 0 | 0 | 0
CC | 0 | 0 | 0 | 0 | 0 | 0
CSP | 0 | 0 | 0 | 0 | 0 | 0
CT | 0 | 0 | 0 | 0 | 0 | 0
Coal | 26.79 | 14.86 | 9.03 | 11.84 | 21.1 | 24.16
Geo | 0 | 0 | 0 | 0 | 0 | 0
H | 0 | 0 | 0 | 0 | 0 | 0
LFG | 0 | 0 | 0 | 0 | 0 | 0
Nuc | 0 | 0 | 0 | 0 | 0 | 0
PS | 0 | 0 | 0 | 0 | 0 | 0
PV | 0 | 0 | 0 | 0 | 0 | 0
PeakG | 0 | 0 | 0 | 0 | 0 | 0
PeakO | 0 | 0 | 0 | 0 | 0 | 0
ST | 0 | 0 | 0 | 0 | 0 | 0
STOG | 0 | 0 | 0 | 0 | 0 | 0
STWD | 0 | 0 | 0 | 0 | 0 | 0
WT | 0 | 0 | 0 | 0 | 0 | 0
IGCC | 0 | 0 | 0 | 0 | 0 | 0
DemandResponse | 0 | 0 | 0 | 0 | 0 | 0
IGCC-CCS | 0 | 0 | 0 | 0 | 0 | 0
WT_off | 0 | 0 | 0 | 0 | 0 | 0
PseudoUnit | 0 | 0 | 0 | 0 | 0 | 0
FixedInterchange | 0 | 0 | 0 | 0 | 0 | 0
Retrofit VOM Costs by Reporting Type: Nebraska
ReportingType | 2015 | 2020 | 2025 | 2030 | 2035 | 2040
BM | 0 | 0 | 0 | 0 | 0 | 0
CC | 0 | 0 | 0 | 0 | 0 | 0
CSP | 0 | 0 | 0 | 0 | 0 | 0
CT | 0 | 0 | 0 | 0 | 0 | 0
Coal | 16.57 | 7.51 | 5.56 | 5.56 | 8.27 | 8.44
Geo | 0 | 0 | 0 | 0 | 0 | 0
H | 0 | 0 | 0 | 0 | 0 | 0
LFG | 0 | 0 | 0 | 0 | 0 | 0
Nuc | 0 | 0 | 0 | 0 | 0 | 0
PS | 0 | 0 | 0 | 0 | 0 | 0
PV | 0 | 0 | 0 | 0 | 0 | 0
PeakG | 0 | 0 | 0 | 0 | 0 | 0
PeakO | 0 | 0 | 0 | 0 | 0 | 0
ST | 0 | 0 | 0 | 0 | 0 | 0
STOG | 0 | 0 | 0 | 0 | 0 | 0
STWD | 0 | 0 | 0 | 0 | 0 | 0
WT | 0 | 0 | 0 | 0 | 0 | 0
IGCC | 0 | 0 | 0 | 0 | 0 | 0
DemandResponse | 0 | 0 | 0 | 0 | 0 | 0
IGCC-CCS | 0 | 0 | 0 | 0 | 0 | 0
WT_off | 0 | 0 | 0 | 0 | 0 | 0
PseudoUnit | 0 | 0 | 0 | 0 | 0 | 0
FixedInterchange | 0 | 0 | 0 | 0 | 0 | 0
Retrofit VOM Costs by Reporting Type: NEISO
ReportingType | 2015 | 2020 | 2025 | 2030 | 2035 | 2040
BM | 0 | 0 | 0 | 0 | 0 | 0
CC | 0 | 0 | 0 | 0 | 0 | 0
CSP | 0 | 0 | 0 | 0 | 0 | 0
CT | 0 | 0 | 0 | 0 | 0 | 0
Coal | 0.16 | 0 | 0 | 0 | 0 | 0
Geo | 0 | 0 | 0 | 0 | 0 | 0
H | 0 | 0 | 0 | 0 | 0 | 0
LFG | 0 | 0 | 0 | 0 | 0 | 0
Nuc | 0 | 0 | 0 | 0 | 0 | 0
PS | 0 | 0 | 0 | 0 | 0 | 0
PV | 0 | 0 | 0 | 0 | 0 | 0
PeakG | 0 | 0 | 0 | 0 | 0 | 0
PeakO | 0 | 0 | 0 | 0 | 0 | 0
ST | 0 | 0 | 0 | 0 | 0 | 0
STOG | 0 | 0 | 0 | 0 | 0 | 0
STWD | 0 | 0 | 0 | 0 | 0 | 0
WT | 0 | 0 | 0 | 0 | 0 | 0
IGCC | 0 | 0 | 0 | 0 | 0 | 0
DemandResponse | 0 | 0 | 0 | 0 | 0 | 0
IGCC-CCS | 0 | 0 | 0 | 0 | 0 | 0
WT_off | 0 | 0 | 0 | 0 | 0 | 0
PseudoUnit | 0 | 0 | 0 | 0 | 0 | 0
FixedInterchange | 0 | 0 | 0 | 0 | 0 | 0
Retrofit VOM Costs by Reporting Type: NonRTO_Midwest
ReportingType | 2015 | 2020 | 2025 | 2030 | 2035 | 2040
BM | 0 | 0 | 0 | 0 | 0 | 0
CC | 0 | 0 | 0 | 0 | 0 | 0
CSP | 0 | 0 | 0 | 0 | 0 | 0
CT | 0 | 0 | 0 | 0 | 0 | 0
Coal | 167.63 | 112.59 | 18.26 | 15.95 | 20.76 | 20.76
Geo | 0 | 0 | 0 | 0 | 0 | 0
H | 0 | 0 | 0 | 0 | 0 | 0
LFG | 0 | 0 | 0 | 0 | 0 | 0
Nuc | 0 | 0 | 0 | 0 | 0 | 0
PS | 0 | 0 | 0 | 0 | 0 | 0
PV | 0 | 0 | 0 | 0 | 0 | 0
PeakG | 0 | 0 | 0 | 0 | 0 | 0
PeakO | 0 | 0 | 0 | 0 | 0 | 0
ST | 0 | 0 | 0 | 0 | 0 | 0
STOG | 0 | 0 | 0 | 0 | 0 | 0
STWD | 0 | 0 | 0 | 0 | 0 | 0
WT | 0 | 0 | 0 | 0 | 0 | 0
IGCC | 0 | 0 | 0 | 0 | 0 | 0
DemandResponse | 0 | 0 | 0 | 0 | 0 | 0
IGCC-CCS | 0 | 0 | 0 | 0 | 0 | 0
WT_off | 0 | 0 | 0 | 0 | 0 | 0
PseudoUnit | 0 | 0 | 0 | 0 | 0 | 0
FixedInterchange | 0 | 0 | 0 | 0 | 0 | 0
Retrofit VOM Costs by Reporting Type: NYISO_A-F
ReportingType | 2015 | 2020 | 2025 | 2030 | 2035 | 2040
BM | 0 | 0 | 0 | 0 | 0 | 0
CC | 0 | 0 | 0 | 0 | 0 | 0
CSP | 0 | 0 | 0 | 0 | 0 | 0
CT | 0 | 0 | 0 | 0 | 0 | 0
Coal | 0 | 0 | 0 | 0 | 0 | 0
Geo | 0 | 0 | 0 | 0 | 0 | 0
H | 0 | 0 | 0 | 0 | 0 | 0
LFG | 0 | 0 | 0 | 0 | 0 | 0
Nuc | 0 | 0 | 0 | 0 | 0 | 0
PS | 0 | 0 | 0 | 0 | 0 | 0
PV | 0 | 0 | 0 | 0 | 0 | 0
PeakG | 0 | 0 | 0 | 0 | 0 | 0
PeakO | 0 | 0 | 0 | 0 | 0 | 0
ST | 0 | 0 | 0 | 0 | 0 | 0
STOG | 0 | 0 | 0 | 0 | 0 | 0
STWD | 0 | 0 | 0 | 0 | 0 | 0
WT | 0 | 0 | 0 | 0 | 0 | 0
IGCC | 0 | 0 | 0 | 0 | 0 | 0
DemandResponse | 0 | 0 | 0 | 0 | 0 | 0
IGCC-CCS | 0 | 0 | 0 | 0 | 0 | 0
WT_off | 0 | 0 | 0 | 0 | 0 | 0
PseudoUnit | 0 | 0 | 0 | 0 | 0 | 0
FixedInterchange | 0 | 0 | 0 | 0 | 0 | 0
Retrofit VOM Costs by Reporting Type: NYISO_G-I
ReportingType | 2015 | 2020 | 2025 | 2030 | 2035 | 2040
BM | 0 | 0 | 0 | 0 | 0 | 0
CC | 0 | 0 | 0 | 0 | 0 | 0
CSP | 0 | 0 | 0 | 0 | 0 | 0
CT | 0 | 0 | 0 | 0 | 0 | 0
Coal | 0 | 0 | 0 | 0 | 0 | 0
Geo | 0 | 0 | 0 | 0 | 0 | 0
H | 0 | 0 | 0 | 0 | 0 | 0
LFG | 0 | 0 | 0 | 0 | 0 | 0
Nuc | 0 | 0 | 0 | 0 | 0 | 0
PS | 0 | 0 | 0 | 0 | 0 | 0
PV | 0 | 0 | 0 | 0 | 0 | 0
PeakG | 0 | 0 | 0 | 0 | 0 | 0
PeakO | 0 | 0 | 0 | 0 | 0 | 0
ST | 0 | 0 | 0 | 0 | 0 | 0
STOG | 0 | 0 | 0 | 0 | 0 | 0
STWD | 0 | 0 | 0 | 0 | 0 | 0
WT | 0 | 0 | 0 | 0 | 0 | 0
IGCC | 0 | 0 | 0 | 0 | 0 | 0
DemandResponse | 0 | 0 | 0 | 0 | 0 | 0
IGCC-CCS | 0 | 0 | 0 | 0 | 0 | 0
WT_off | 0 | 0 | 0 | 0 | 0 | 0
PseudoUnit | 0 | 0 | 0 | 0 | 0 | 0
FixedInterchange | 0 | 0 | 0 | 0 | 0 | 0
Retrofit VOM Costs by Reporting Type: NYISO_J-K
ReportingType | 2015 | 2020 | 2025 | 2030 | 2035 | 2040
BM | 0 | 0 | 0 | 0 | 0 | 0
CC | 0 | 0 | 0 | 0 | 0 | 0
CSP | 0 | 0 | 0 | 0 | 0 | 0
CT | 0 | 0 | 0 | 0 | 0 | 0
Coal | 0 | 0 | 0 | 0 | 0 | 0
Geo | 0 | 0 | 0 | 0 | 0 | 0
H | 0 | 0 | 0 | 0 | 0 | 0
LFG | 0 | 0 | 0 | 0 | 0 | 0
Nuc | 0 | 0 | 0 | 0 | 0 | 0
PS | 0 | 0 | 0 | 0 | 0 | 0
PV | 0 | 0 | 0 | 0 | 0 | 0
PeakG | 0 | 0 | 0 | 0 | 0 | 0
PeakO | 0 | 0 | 0 | 0 | 0 | 0
ST | 0 | 0 | 0 | 0 | 0 | 0
STOG | 0 | 0 | 0 | 0 | 0 | 0
STWD | 0 | 0 | 0 | 0 | 0 | 0
WT | 0 | 0 | 0 | 0 | 0 | 0
IGCC | 0 | 0 | 0 | 0 | 0 | 0
DemandResponse | 0 | 0 | 0 | 0 | 0 | 0
IGCC-CCS | 0 | 0 | 0 | 0 | 0 | 0
WT_off | 0 | 0 | 0 | 0 | 0 | 0
PseudoUnit | 0 | 0 | 0 | 0 | 0 | 0
FixedInterchange | 0 | 0 | 0 | 0 | 0 | 0
Retrofit VOM Costs by Reporting Type: PJM_E
ReportingType | 2015 | 2020 | 2025 | 2030 | 2035 | 2040
BM | 0 | 0 | 0 | 0 | 0 | 0
CC | 0 | 0 | 0 | 0 | 0 | 0
CSP | 0 | 0 | 0 | 0 | 0 | 0
CT | 0 | 0 | 0 | 0 | 0 | 0
Coal | 1.73 | 0 | 0 | 0 | 0 | 0
Geo | 0 | 0 | 0 | 0 | 0 | 0
H | 0 | 0 | 0 | 0 | 0 | 0
LFG | 0 | 0 | 0 | 0 | 0 | 0
Nuc | 0 | 0 | 0 | 0 | 0 | 0
PS | 0 | 0 | 0 | 0 | 0 | 0
PV | 0 | 0 | 0 | 0 | 0 | 0
PeakG | 0 | 0 | 0 | 0 | 0 | 0
PeakO | 0 | 0 | 0 | 0 | 0 | 0
ST | 0 | 0 | 0 | 0 | 0 | 0
STOG | 0 | 0 | 0 | 0 | 0 | 0
STWD | 0 | 0 | 0 | 0 | 0 | 0
WT | 0 | 0 | 0 | 0 | 0 | 0
IGCC | 0 | 0 | 0 | 0 | 0 | 0
DemandResponse | 0 | 0 | 0 | 0 | 0 | 0
IGCC-CCS | 0 | 0 | 0 | 0 | 0 | 0
WT_off | 0 | 0 | 0 | 0 | 0 | 0
PseudoUnit | 0 | 0 | 0 | 0 | 0 | 0
FixedInterchange | 0 | 0 | 0 | 0 | 0 | 0
Retrofit VOM Costs by Reporting Type: PJM_ROM
ReportingType | 2015 | 2020 | 2025 | 2030 | 2035 | 2040
BM | 0 | 0 | 0 | 0 | 0 | 0
CC | 0 | 0 | 0 | 0 | 0 | 0
CSP | 0 | 0 | 0 | 0 | 0 | 0
CT | 0 | 0 | 0 | 0 | 0 | 0
Coal | 18.68 | 12 | 0 | 0 | 0 | 0
Geo | 0 | 0 | 0 | 0 | 0 | 0
H | 0 | 0 | 0 | 0 | 0 | 0
LFG | 0 | 0 | 0 | 0 | 0 | 0
Nuc | 0 | 0 | 0 | 0 | 0 | 0
PS | 0 | 0 | 0 | 0 | 0 | 0
PV | 0 | 0 | 0 | 0 | 0 | 0
PeakG | 0 | 0 | 0 | 0 | 0 | 0
PeakO | 0 | 0 | 0 | 0 | 0 | 0
ST | 0 | 0 | 0 | 0 | 0 | 0
STOG | 0 | 0 | 0 | 0 | 0 | 0
STWD | 0 | 0 | 0 | 0 | 0 | 0
WT | 0 | 0 | 0 | 0 | 0 | 0
IGCC | 0 | 0 | 0 | 0 | 0 | 0
DemandResponse | 0 | 0 | 0 | 0 | 0 | 0
IGCC-CCS | 0 | 0 | 0 | 0 | 0 | 0
WT_off | 0 | 0 | 0 | 0 | 0 | 0
PseudoUnit | 0 | 0 | 0 | 0 | 0 | 0
FixedInterchange | 0 | 0 | 0 | 0 | 0 | 0
Retrofit VOM Costs by Reporting Type: PJM_ROR
ReportingType | 2015 | 2020 | 2025 | 2030 | 2035 | 2040
BM | 0 | 0 | 0 | 0 | 0 | 0
CC | 0 | 0 | 0 | 0 | 0 | 0
CSP | 0 | 0 | 0 | 0 | 0 | 0
CT | 0 | 0 | 0 | 0 | 0 | 0
Coal | 491.66 | 350 | 13.91 | 27.58 | 43.23 | 43.23
Geo | 0 | 0 | 0 | 0 | 0 | 0
H | 0 | 0 | 0 | 0 | 0 | 0
LFG | 0 | 0 | 0 | 0 | 0 | 0
Nuc | 0 | 0 | 0 | 0 | 0 | 0
PS | 0 | 0 | 0 | 0 | 0 | 0
PV | 0 | 0 | 0 | 0 | 0 | 0
PeakG | 0 | 0 | 0 | 0 | 0 | 0
PeakO | 0 | 0 | 0 | 0 | 0 | 0
ST | 0 | 0 | 0 | 0 | 0 | 0
STOG | 0 | 0 | 0 | 0 | 0 | 0
STWD | 0 | 0 | 0 | 0 | 0 | 0
WT | 0 | 0 | 0 | 0 | 0 | 0
IGCC | 0 | 0 | 0 | 0 | 0 | 0
DemandResponse | 0 | 0 | 0 | 0 | 0 | 0
IGCC-CCS | 0 | 0 | 0 | 0 | 0 | 0
WT_off | 0 | 0 | 0 | 0 | 0 | 0
PseudoUnit | 0 | 0 | 0 | 0 | 0 | 0
FixedInterchange | 0 | 0 | 0 | 0 | 0 | 0
Retrofit VOM Costs by Reporting Type: SOCO
ReportingType | 2015 | 2020 | 2025 | 2030 | 2035 | 2040
BM | 0 | 0 | 0 | 0 | 0 | 0
CC | 0 | 0 | 0 | 0 | 0 | 0
CSP | 0 | 0 | 0 | 0 | 0 | 0
CT | 0 | 0 | 0 | 0 | 0 | 0
Coal | 89.25 | 38.35 | 36.96 | 37.52 | 37.52 | 37.52
Geo | 0 | 0 | 0 | 0 | 0 | 0
H | 0 | 0 | 0 | 0 | 0 | 0
LFG | 0 | 0 | 0 | 0 | 0 | 0
Nuc | 0 | 0 | 0 | 0 | 0 | 0
PS | 0 | 0 | 0 | 0 | 0 | 0
PV | 0 | 0 | 0 | 0 | 0 | 0
PeakG | 0 | 0 | 0 | 0 | 0 | 0
PeakO | 0 | 0 | 0 | 0 | 0 | 0
ST | 0 | 0 | 0 | 0 | 0 | 0
STOG | 0 | 0 | 0 | 0 | 0 | 0
STWD | 0 | 0 | 0 | 0 | 0 | 0
WT | 0 | 0 | 0 | 0 | 0 | 0
IGCC | 0 | 0 | 0 | 0 | 0 | 0
DemandResponse | 0 | 0 | 0 | 0 | 0 | 0
IGCC-CCS | 0 | 0 | 0 | 0 | 0 | 0
WT_off | 0 | 0 | 0 | 0 | 0 | 0
PseudoUnit | 0 | 0 | 0 | 0 | 0 | 0
FixedInterchange | 0 | 0 | 0 | 0 | 0 | 0
Retrofit VOM Costs by Reporting Type: SPP_N
ReportingType | 2015 | 2020 | 2025 | 2030 | 2035 | 2040
BM | 0 | 0 | 0 | 0 | 0 | 0
CC | 0 | 0 | 0 | 0 | 0 | 0
CSP | 0 | 0 | 0 | 0 | 0 | 0
CT | 0 | 0 | 0 | 0 | 0 | 0
Coal | 173.17 | 36.42 | 0 | 0 | 0 | 0
Geo | 0 | 0 | 0 | 0 | 0 | 0
H | 0 | 0 | 0 | 0 | 0 | 0
LFG | 0 | 0 | 0 | 0 | 0 | 0
Nuc | 0 | 0 | 0 | 0 | 0 | 0
PS | 0 | 0 | 0 | 0 | 0 | 0
PV | 0 | 0 | 0 | 0 | 0 | 0
PeakG | 0 | 0 | 0 | 0 | 0 | 0
PeakO | 0 | 0 | 0 | 0 | 0 | 0
ST | 0 | 0 | 0 | 0 | 0 | 0
STOG | 0 | 0 | 0 | 0 | 0 | 0
STWD | 0 | 0 | 0 | 0 | 0 | 0
WT | 0 | 0 | 0 | 0 | 0 | 0
IGCC | 0 | 0 | 0 | 0 | 0 | 0
DemandResponse | 0 | 0 | 0 | 0 | 0 | 0
IGCC-CCS | 0 | 0 | 0 | 0 | 0 | 0
WT_off | 0 | 0 | 0 | 0 | 0 | 0
PseudoUnit | 0 | 0 | 0 | 0 | 0 | 0
FixedInterchange | 0 | 0 | 0 | 0 | 0 | 0
Retrofit VOM Costs by Reporting Type: SPP_S
ReportingType | 2015 | 2020 | 2025 | 2030 | 2035 | 2040
BM | 0 | 0 | 0 | 0 | 0 | 0
CC | 0 | 0 | 0 | 0 | 0 | 0
CSP | 0 | 0 | 0 | 0 | 0 | 0
CT | 0 | 0 | 0 | 0 | 0 | 0
Coal | 52.45 | 23.44 | 0 | 0 | 0 | 0
Geo | 0 | 0 | 0 | 0 | 0 | 0
H | 0 | 0 | 0 | 0 | 0 | 0
LFG | 0 | 0 | 0 | 0 | 0 | 0
Nuc | 0 | 0 | 0 | 0 | 0 | 0
PS | 0 | 0 | 0 | 0 | 0 | 0
PV | 0 | 0 | 0 | 0 | 0 | 0
PeakG | 0 | 0 | 0 | 0 | 0 | 0
PeakO | 0 | 0 | 0 | 0 | 0 | 0
ST | 0 | 0 | 0 | 0 | 0 | 0
STOG | 0 | 0 | 0 | 0 | 0 | 0
STWD | 0 | 0 | 0 | 0 | 0 | 0
WT | 0 | 0 | 0 | 0 | 0 | 0
IGCC | 0 | 0 | 0 | 0 | 0 | 0
DemandResponse | 0 | 0 | 0 | 0 | 0 | 0
IGCC-CCS | 0 | 0 | 0 | 0 | 0 | 0
WT_off | 0 | 0 | 0 | 0 | 0 | 0
PseudoUnit | 0 | 0 | 0 | 0 | 0 | 0
FixedInterchange | 0 | 0 | 0 | 0 | 0 | 0
Retrofit VOM Costs by Reporting Type: TVA
ReportingType | 2015 | 2020 | 2025 | 2030 | 2035 | 2040
BM | 0 | 0 | 0 | 0 | 0 | 0
CC | 0 | 0 | 0 | 0 | 0 | 0
CSP | 0 | 0 | 0 | 0 | 0 | 0
CT | 0 | 0 | 0 | 0 | 0 | 0
Coal | 166.17 | 75.19 | 0 | 0 | 0 | 0
Geo | 0 | 0 | 0 | 0 | 0 | 0
H | 0 | 0 | 0 | 0 | 0 | 0
LFG | 0 | 0 | 0 | 0 | 0 | 0
Nuc | 0 | 0 | 0 | 0 | 0 | 0
PS | 0 | 0 | 0 | 0 | 0 | 0
PV | 0 | 0 | 0 | 0 | 0 | 0
PeakG | 0 | 0 | 0 | 0 | 0 | 0
PeakO | 0 | 0 | 0 | 0 | 0 | 0
ST | 0 | 0 | 0 | 0 | 0 | 0
STOG | 0 | 0 | 0 | 0 | 0 | 0
STWD | 0 | 0 | 0 | 0 | 0 | 0
WT | 0 | 0 | 0 | 0 | 0 | 0
IGCC | 0 | 0 | 0 | 0 | 0 | 0
DemandResponse | 0 | 0 | 0 | 0 | 0 | 0
IGCC-CCS | 0 | 0 | 0 | 0 | 0 | 0
WT_off | 0 | 0 | 0 | 0 | 0 | 0
PseudoUnit | 0 | 0 | 0 | 0 | 0 | 0
FixedInterchange | 0 | 0 | 0 | 0 | 0 | 0
Retrofit VOM Costs by Reporting Type: TVA_Transmission
ReportingType | 2015 | 2020 | 2025 | 2030 | 2035 | 2040
BM | 0 | 0 | 0 | 0 | 0 | 0
CC | 0 | 0 | 0 | 0 | 0 | 0
CSP | 0 | 0 | 0 | 0 | 0 | 0
CT | 0 | 0 | 0 | 0 | 0 | 0
Coal | 0 | 0 | 0 | 0 | 0 | 0
Geo | 0 | 0 | 0 | 0 | 0 | 0
H | 0 | 0 | 0 | 0 | 0 | 0
LFG | 0 | 0 | 0 | 0 | 0 | 0
Nuc | 0 | 0 | 0 | 0 | 0 | 0
PS | 0 | 0 | 0 | 0 | 0 | 0
PV | 0 | 0 | 0 | 0 | 0 | 0
PeakG | 0 | 0 | 0 | 0 | 0 | 0
PeakO | 0 | 0 | 0 | 0 | 0 | 0
ST | 0 | 0 | 0 | 0 | 0 | 0
STOG | 0 | 0 | 0 | 0 | 0 | 0
STWD | 0 | 0 | 0 | 0 | 0 | 0
WT | 0 | 0 | 0 | 0 | 0 | 0
IGCC | 0 | 0 | 0 | 0 | 0 | 0
DemandResponse | 0 | 0 | 0 | 0 | 0 | 0
IGCC-CCS | 0 | 0 | 0 | 0 | 0 | 0
WT_off | 0 | 0 | 0 | 0 | 0 | 0
PseudoUnit | 0 | 0 | 0 | 0 | 0 | 0
FixedInterchange | 0 | 0 | 0 | 0 | 0 | 0
Retrofit VOM Costs by Reporting Type: VACAR
ReportingType | 2015 | 2020 | 2025 | 2030 | 2035 | 2040
BM | 0 | 0 | 0 | 0 | 0 | 0
CC | 0 | 0 | 0 | 0 | 0 | 0
CSP | 0 | 0 | 0 | 0 | 0 | 0
CT | 0 | 0 | 0 | 0 | 0 | 0
Coal | 130.18 | 30.65 | 12.84 | 12.84 | 12.84 | 12.84
Geo | 0 | 0 | 0 | 0 | 0 | 0
H | 0 | 0 | 0 | 0 | 0 | 0
LFG | 0 | 0 | 0 | 0 | 0 | 0
Nuc | 0 | 0 | 0 | 0 | 0 | 0
PS | 0 | 0 | 0 | 0 | 0 | 0
PV | 0 | 0 | 0 | 0 | 0 | 0
PeakG | 0 | 0 | 0 | 0 | 0 | 0
PeakO | 0 | 0 | 0 | 0 | 0 | 0
ST | 0 | 0 | 0 | 0 | 0 | 0
STOG | 0 | 0 | 0 | 0 | 0 | 0
STWD | 0 | 0 | 0 | 0 | 0 | 0
WT | 0 | 0 | 0 | 0 | 0 | 0
IGCC | 0 | 0 | 0 | 0 | 0 | 0
DemandResponse | 0 | 0 | 0 | 0 | 0 | 0
IGCC-CCS | 0 | 0 | 0 | 0 | 0 | 0
WT_off | 0 | 0 | 0 | 0 | 0 | 0
PseudoUnit | 0 | 0 | 0 | 0 | 0 | 0
FixedInterchange | 0 | 0 | 0 | 0 | 0 | 0
Retrofit VOM Costs by Reporting Type: IESO
ReportingType | 2015 | 2020 | 2025 | 2030 | 2035 | 2040
BM | 0 | 0 | 0 | 0 | 0 | 0
CC | 0 | 0 | 0 | 0 | 0 | 0
CSP | 0 | 0 | 0 | 0 | 0 | 0
CT | 0 | 0 | 0 | 0 | 0 | 0
Coal | 0 | 0 | 0 | 0 | 0 | 0
Geo | 0 | 0 | 0 | 0 | 0 | 0
H | 0 | 0 | 0 | 0 | 0 | 0
LFG | 0 | 0 | 0 | 0 | 0 | 0
Nuc | 0 | 0 | 0 | 0 | 0 | 0
PS | 0 | 0 | 0 | 0 | 0 | 0
PV | 0 | 0 | 0 | 0 | 0 | 0
PeakG | 0 | 0 | 0 | 0 | 0 | 0
PeakO | 0 | 0 | 0 | 0 | 0 | 0
ST | 0 | 0 | 0 | 0 | 0 | 0
STOG | 0 | 0 | 0 | 0 | 0 | 0
STWD | 0 | 0 | 0 | 0 | 0 | 0
WT | 0 | 0 | 0 | 0 | 0 | 0
IGCC | 0 | 0 | 0 | 0 | 0 | 0
DemandResponse | 0 | 0 | 0 | 0 | 0 | 0
IGCC-CCS | 0 | 0 | 0 | 0 | 0 | 0
WT_off | 0 | 0 | 0 | 0 | 0 | 0
PseudoUnit | 0 | 0 | 0 | 0 | 0 | 0
FixedInterchange | 0 | 0 | 0 | 0 | 0 | 0
Retrofit VOM Costs by Reporting Type: MAPP_CA
ReportingType | 2015 | 2020 | 2025 | 2030 | 2035 | 2040
BM | 0 | 0 | 0 | 0 | 0 | 0
CC | 0 | 0 | 0 | 0 | 0 | 0
CSP | 0 | 0 | 0 | 0 | 0 | 0
CT | 0 | 0 | 0 | 0 | 0 | 0
Coal | 0 | 0 | 0 | 0 | 0 | 0
Geo | 0 | 0 | 0 | 0 | 0 | 0
H | 0 | 0 | 0 | 0 | 0 | 0
LFG | 0 | 0 | 0 | 0 | 0 | 0
Nuc | 0 | 0 | 0 | 0 | 0 | 0
PS | 0 | 0 | 0 | 0 | 0 | 0
PV | 0 | 0 | 0 | 0 | 0 | 0
PeakG | 0 | 0 | 0 | 0 | 0 | 0
PeakO | 0 | 0 | 0 | 0 | 0 | 0
ST | 0 | 0 | 0 | 0 | 0 | 0
STOG | 0 | 0 | 0 | 0 | 0 | 0
STWD | 0 | 0 | 0 | 0 | 0 | 0
WT | 0 | 0 | 0 | 0 | 0 | 0
IGCC | 0 | 0 | 0 | 0 | 0 | 0
DemandResponse | 0 | 0 | 0 | 0 | 0 | 0
IGCC-CCS | 0 | 0 | 0 | 0 | 0 | 0
WT_off | 0 | 0 | 0 | 0 | 0 | 0
PseudoUnit | 0 | 0 | 0 | 0 | 0 | 0
FixedInterchange | 0 | 0 | 0 | 0 | 0 | 0
Retrofit VOM Costs by Reporting Type: AZ_NM_SNV_Coal
ReportingType | 2015 | 2020 | 2025 | 2030 | 2035 | 2040
BM | 0 | 0 | 0 | 0 | 0 | 0
CC | 0 | 0 | 0 | 0 | 0 | 0
CSP | 0 | 0 | 0 | 0 | 0 | 0
CT | 0 | 0 | 0 | 0 | 0 | 0
Coal | 278.3 | 162.65 | 0 | 0 | 0 | 0
Geo | 0 | 0 | 0 | 0 | 0 | 0
H | 0 | 0 | 0 | 0 | 0 | 0
LFG | 0 | 0 | 0 | 0 | 0 | 0
Nuc | 0 | 0 | 0 | 0 | 0 | 0
PS | 0 | 0 | 0 | 0 | 0 | 0
PV | 0 | 0 | 0 | 0 | 0 | 0
PeakG | 0 | 0 | 0 | 0 | 0 | 0
PeakO | 0 | 0 | 0 | 0 | 0 | 0
ST | 0 | 0 | 0 | 0 | 0 | 0
STOG | 0 | 0 | 0 | 0 | 0 | 0
STWD | 0 | 0 | 0 | 0 | 0 | 0
WT | 0 | 0 | 0 | 0 | 0 | 0
IGCC | 0 | 0 | 0 | 0 | 0 | 0
DemandResponse | 0 | 0 | 0 | 0 | 0 | 0
IGCC-CCS | 0 | 0 | 0 | 0 | 0 | 0
WT_off | 0 | 0 | 0 | 0 | 0 | 0
PseudoUnit | 0 | 0 | 0 | 0 | 0 | 0
FixedInterchange | 0 | 0 | 0 | 0 | 0 | 0
Retrofit VOM Costs by Reporting Type: AZ_NM_SNV_Gas
ReportingType | 2015 | 2020 | 2025 | 2030 | 2035 | 2040
BM | 0 | 0 | 0 | 0 | 0 | 0
CC | 0 | 0 | 0 | 0 | 0 | 0
CSP | 0 | 0 | 0 | 0 | 0 | 0
CT | 0 | 0 | 0 | 0 | 0 | 0
Coal | 0 | 0 | 0 | 0 | 0 | 0
Geo | 0 | 0 | 0 | 0 | 0 | 0
H | 0 | 0 | 0 | 0 | 0 | 0
LFG | 0 | 0 | 0 | 0 | 0 | 0
Nuc | 0 | 0 | 0 | 0 | 0 | 0
PS | 0 | 0 | 0 | 0 | 0 | 0
PV | 0 | 0 | 0 | 0 | 0 | 0
PeakG | 0 | 0 | 0 | 0 | 0 | 0
PeakO | 0 | 0 | 0 | 0 | 0 | 0
ST | 0 | 0 | 0 | 0 | 0 | 0
STOG | 0 | 0 | 0 | 0 | 0 | 0
STWD | 0 | 0 | 0 | 0 | 0 | 0
WT | 0 | 0 | 0 | 0 | 0 | 0
IGCC | 0 | 0 | 0 | 0 | 0 | 0
DemandResponse | 0 | 0 | 0 | 0 | 0 | 0
IGCC-CCS | 0 | 0 | 0 | 0 | 0 | 0
WT_off | 0 | 0 | 0 | 0 | 0 | 0
PseudoUnit | 0 | 0 | 0 | 0 | 0 | 0
FixedInterchange | 0 | 0 | 0 | 0 | 0 | 0
Retrofit VOM Costs by Reporting Type: AZ_NM_SNV_NucRenew
ReportingType | 2015 | 2020 | 2025 | 2030 | 2035 | 2040
BM | 0 | 0 | 0 | 0 | 0 | 0
CC | 0 | 0 | 0 | 0 | 0 | 0
CSP | 0 | 0 | 0 | 0 | 0 | 0
CT | 0 | 0 | 0 | 0 | 0 | 0
Coal | 0 | 0 | 0 | 0 | 0 | 0
Geo | 0 | 0 | 0 | 0 | 0 | 0
H | 0 | 0 | 0 | 0 | 0 | 0
LFG | 0 | 0 | 0 | 0 | 0 | 0
Nuc | 0 | 0 | 0 | 0 | 0 | 0
PS | 0 | 0 | 0 | 0 | 0 | 0
PV | 0 | 0 | 0 | 0 | 0 | 0
PeakG | 0 | 0 | 0 | 0 | 0 | 0
PeakO | 0 | 0 | 0 | 0 | 0 | 0
ST | 0 | 0 | 0 | 0 | 0 | 0
STOG | 0 | 0 | 0 | 0 | 0 | 0
STWD | 0 | 0 | 0 | 0 | 0 | 0
WT | 0 | 0 | 0 | 0 | 0 | 0
IGCC | 0 | 0 | 0 | 0 | 0 | 0
DemandResponse | 0 | 0 | 0 | 0 | 0 | 0
IGCC-CCS | 0 | 0 | 0 | 0 | 0 | 0
WT_off | 0 | 0 | 0 | 0 | 0 | 0
PseudoUnit | 0 | 0 | 0 | 0 | 0 | 0
FixedInterchange | 0 | 0 | 0 | 0 | 0 | 0
Retrofit VOM Costs by Reporting Type: ERCOT
ReportingType | 2015 | 2020 | 2025 | 2030 | 2035 | 2040
BM | 0 | 0 | 0 | 0 | 0 | 0
CC | 0 | 0 | 0 | 0 | 0 | 0
CSP | 0 | 0 | 0 | 0 | 0 | 0
CT | 0 | 0 | 0 | 0 | 0 | 0
Coal | 114.18 | 70.47 | 23.38 | 34.32 | 40.65 | 40.65
Geo | 0 | 0 | 0 | 0 | 0 | 0
H | 0 | 0 | 0 | 0 | 0 | 0
LFG | 0 | 0 | 0 | 0 | 0 | 0
Nuc | 0 | 0 | 0 | 0 | 0 | 0
PS | 0 | 0 | 0 | 0 | 0 | 0
PV | 0 | 0 | 0 | 0 | 0 | 0
PeakG | 0 | 0 | 0 | 0 | 0 | 0
PeakO | 0 | 0 | 0 | 0 | 0 | 0
ST | 0 | 0 | 0 | 0 | 0 | 0
STOG | 0 | 0 | 0 | 0 | 0 | 0
STWD | 0 | 0 | 0 | 0 | 0 | 0
WT | 0 | 0 | 0 | 0 | 0 | 0
IGCC | 0 | 0 | 0 | 0 | 0 | 0
DemandResponse | 0 | 0 | 0 | 0 | 0 | 0
IGCC-CCS | 0 | 0 | 0 | 0 | 0 | 0
WT_off | 0 | 0 | 0 | 0 | 0 | 0
PseudoUnit | 0 | 0 | 0 | 0 | 0 | 0
FixedInterchange | 0 | 0 | 0 | 0 | 0 | 0
Retrofit VOM Costs by Reporting Type: NP15
ReportingType | 2015 | 2020 | 2025 | 2030 | 2035 | 2040
BM | 0 | 0 | 0 | 0 | 0 | 0
CC | 0 | 0 | 0 | 0 | 0 | 0
CSP | 0 | 0 | 0 | 0 | 0 | 0
CT | 0 | 0 | 0 | 0 | 0 | 0
Coal | 1.46 | 0 | 0 | 0 | 0 | 0
Geo | 0 | 0 | 0 | 0 | 0 | 0
H | 0 | 0 | 0 | 0 | 0 | 0
LFG | 0 | 0 | 0 | 0 | 0 | 0
Nuc | 0 | 0 | 0 | 0 | 0 | 0
PS | 0 | 0 | 0 | 0 | 0 | 0
PV | 0 | 0 | 0 | 0 | 0 | 0
PeakG | 0 | 0 | 0 | 0 | 0 | 0
PeakO | 0 | 0 | 0 | 0 | 0 | 0
ST | 0 | 0 | 0 | 0 | 0 | 0
STOG | 0 | 0 | 0 | 0 | 0 | 0
STWD | 0 | 0 | 0 | 0 | 0 | 0
WT | 0 | 0 | 0 | 0 | 0 | 0
IGCC | 0 | 0 | 0 | 0 | 0 | 0
DemandResponse | 0 | 0 | 0 | 0 | 0 | 0
IGCC-CCS | 0 | 0 | 0 | 0 | 0 | 0
WT_off | 0 | 0 | 0 | 0 | 0 | 0
PseudoUnit | 0 | 0 | 0 | 0 | 0 | 0
FixedInterchange | 0 | 0 | 0 | 0 | 0 | 0
Retrofit VOM Costs by Reporting Type: NWPP_Coal
ReportingType | 2015 | 2020 | 2025 | 2030 | 2035 | 2040
BM | 0 | 0 | 0 | 0 | 0 | 0
CC | 0 | 0 | 0 | 0 | 0 | 0
CSP | 0 | 0 | 0 | 0 | 0 | 0
CT | 0 | 0 | 0 | 0 | 0 | 0
Coal | 182.88 | 182.97 | 13.34 | 13.34 | 13.34 | 13.34
Geo | 0 | 0 | 0 | 0 | 0 | 0
H | 0 | 0 | 0 | 0 | 0 | 0
LFG | 0 | 0 | 0 | 0 | 0 | 0
Nuc | 0 | 0 | 0 | 0 | 0 | 0
PS | 0 | 0 | 0 | 0 | 0 | 0
PV | 0 | 0 | 0 | 0 | 0 | 0
PeakG | 0 | 0 | 0 | 0 | 0 | 0
PeakO | 0 | 0 | 0 | 0 | 0 | 0
ST | 0 | 0 | 0 | 0 | 0 | 0
STOG | 0 | 0 | 0 | 0 | 0 | 0
STWD | 0 | 0 | 0 | 0 | 0 | 0
WT | 0 | 0 | 0 | 0 | 0 | 0
IGCC | 0 | 0 | 0 | 0 | 0 | 0
DemandResponse | 0 | 0 | 0 | 0 | 0 | 0
IGCC-CCS | 0 | 0 | 0 | 0 | 0 | 0
WT_off | 0 | 0 | 0 | 0 | 0 | 0
PseudoUnit | 0 | 0 | 0 | 0 | 0 | 0
FixedInterchange | 0 | 0 | 0 | 0 | 0 | 0
Retrofit VOM Costs by Reporting Type: NWPP_Gas
ReportingType | 2015 | 2020 | 2025 | 2030 | 2035 | 2040
BM | 0 | 0 | 0 | 0 | 0 | 0
CC | 0 | 0 | 0 | 0 | 0 | 0
CSP | 0 | 0 | 0 | 0 | 0 | 0
CT | 0 | 0 | 0 | 0 | 0 | 0
Coal | 0 | 0 | 0 | 0 | 0 | 0
Geo | 0 | 0 | 0 | 0 | 0 | 0
H | 0 | 0 | 0 | 0 | 0 | 0
LFG | 0 | 0 | 0 | 0 | 0 | 0
Nuc | 0 | 0 | 0 | 0 | 0 | 0
PS | 0 | 0 | 0 | 0 | 0 | 0
PV | 0 | 0 | 0 | 0 | 0 | 0
PeakG | 0 | 0 | 0 | 0 | 0 | 0
PeakO | 0 | 0 | 0 | 0 | 0 | 0
ST | 0 | 0 | 0 | 0 | 0 | 0
STOG | 0 | 0 | 0 | 0 | 0 | 0
STWD | 0 | 0 | 0 | 0 | 0 | 0
WT | 0 | 0 | 0 | 0 | 0 | 0
IGCC | 0 | 0 | 0 | 0 | 0 | 0
DemandResponse | 0 | 0 | 0 | 0 | 0 | 0
IGCC-CCS | 0 | 0 | 0 | 0 | 0 | 0
WT_off | 0 | 0 | 0 | 0 | 0 | 0
PseudoUnit | 0 | 0 | 0 | 0 | 0 | 0
FixedInterchange | 0 | 0 | 0 | 0 | 0 | 0
Retrofit VOM Costs by Reporting Type: NWPP_NucRenew
ReportingType | 2015 | 2020 | 2025 | 2030 | 2035 | 2040
BM | 0 | 0 | 0 | 0 | 0 | 0
CC | 0 | 0 | 0 | 0 | 0 | 0
CSP | 0 | 0 | 0 | 0 | 0 | 0
CT | 0 | 0 | 0 | 0 | 0 | 0
Coal | 0 | 0 | 0 | 0 | 0 | 0
Geo | 0 | 0 | 0 | 0 | 0 | 0
H | 0 | 0 | 0 | 0 | 0 | 0
LFG | 0 | 0 | 0 | 0 | 0 | 0
Nuc | 0 | 0 | 0 | 0 | 0 | 0
PS | 0 | 0 | 0 | 0 | 0 | 0
PV | 0 | 0 | 0 | 0 | 0 | 0
PeakG | 0 | 0 | 0 | 0 | 0 | 0
PeakO | 0 | 0 | 0 | 0 | 0 | 0
ST | 0 | 0 | 0 | 0 | 0 | 0
STOG | 0 | 0 | 0 | 0 | 0 | 0
STWD | 0 | 0 | 0 | 0 | 0 | 0
WT | 0 | 0 | 0 | 0 | 0 | 0
IGCC | 0 | 0 | 0 | 0 | 0 | 0
DemandResponse | 0 | 0 | 0 | 0 | 0 | 0
IGCC-CCS | 0 | 0 | 0 | 0 | 0 | 0
WT_off | 0 | 0 | 0 | 0 | 0 | 0
PseudoUnit | 0 | 0 | 0 | 0 | 0 | 0
FixedInterchange | 0 | 0 | 0 | 0 | 0 | 0
Retrofit VOM Costs by Reporting Type: RMPA
ReportingType | 2015 | 2020 | 2025 | 2030 | 2035 | 2040
BM | 0 | 0 | 0 | 0 | 0 | 0
CC | 0 | 0 | 0 | 0 | 0 | 0
CSP | 0 | 0 | 0 | 0 | 0 | 0
CT | 0 | 0 | 0 | 0 | 0 | 0
Coal | 246.14 | 191.25 | 18.38 | 18.38 | 18.38 | 17.33
Geo | 0 | 0 | 0 | 0 | 0 | 0
H | 0 | 0 | 0 | 0 | 0 | 0
LFG | 0 | 0 | 0 | 0 | 0 | 0
Nuc | 0 | 0 | 0 | 0 | 0 | 0
PS | 0 | 0 | 0 | 0 | 0 | 0
PV | 0 | 0 | 0 | 0 | 0 | 0
PeakG | 0 | 0 | 0 | 0 | 0 | 0
PeakO | 0 | 0 | 0 | 0 | 0 | 0
ST | 0 | 0 | 0 | 0 | 0 | 0
STOG | 0 | 0 | 0 | 0 | 0 | 0
STWD | 0 | 0 | 0 | 0 | 0 | 0
WT | 0 | 0 | 0 | 0 | 0 | 0
IGCC | 0 | 0 | 0 | 0 | 0 | 0
DemandResponse | 0 | 0 | 0 | 0 | 0 | 0
IGCC-CCS | 0 | 0 | 0 | 0 | 0 | 0
WT_off | 0 | 0 | 0 | 0 | 0 | 0
PseudoUnit | 0 | 0 | 0 | 0 | 0 | 0
FixedInterchange | 0 | 0 | 0 | 0 | 0 | 0
Retrofit VOM Costs by Reporting Type: SP15
ReportingType | 2015 | 2020 | 2025 | 2030 | 2035 | 2040
BM | 0 | 0 | 0 | 0 | 0 | 0
CC | 0 | 0 | 0 | 0 | 0 | 0
CSP | 0 | 0 | 0 | 0 | 0 | 0
CT | 0 | 0 | 0 | 0 | 0 | 0
Coal | 5.19 | 5.66 | 0 | 0 | 0 | 0
Geo | 0 | 0 | 0 | 0 | 0 | 0
H | 0 | 0 | 0 | 0 | 0 | 0
LFG | 0 | 0 | 0 | 0 | 0 | 0
Nuc | 0 | 0 | 0 | 0 | 0 | 0
PS | 0 | 0 | 0 | 0 | 0 | 0
PV | 0 | 0 | 0 | 0 | 0 | 0
PeakG | 0 | 0 | 0 | 0 | 0 | 0
PeakO | 0 | 0 | 0 | 0 | 0 | 0
ST | 0 | 0 | 0 | 0 | 0 | 0
STOG | 0 | 0 | 0 | 0 | 0 | 0
STWD | 0 | 0 | 0 | 0 | 0 | 0
WT | 0 | 0 | 0 | 0 | 0 | 0
IGCC | 0 | 0 | 0 | 0 | 0 | 0
DemandResponse | 0 | 0 | 0 | 0 | 0 | 0
IGCC-CCS | 0 | 0 | 0 | 0 | 0 | 0
WT_off | 0 | 0 | 0 | 0 | 0 | 0
PseudoUnit | 0 | 0 | 0 | 0 | 0 | 0
FixedInterchange | 0 | 0 | 0 | 0 | 0 | 0
Retrofit VOM Costs by Reporting Type: ALB
ReportingType | 2015 | 2020 | 2025 | 2030 | 2035 | 2040
BM | 0 | 0 | 0 | 0 | 0 | 0
CC | 0 | 0 | 0 | 0 | 0 | 0
CSP | 0 | 0 | 0 | 0 | 0 | 0
CT | 0 | 0 | 0 | 0 | 0 | 0
Coal | 21.2 | 21.2 | 17.99 | 0 | 0 | 0
Geo | 0 | 0 | 0 | 0 | 0 | 0
H | 0 | 0 | 0 | 0 | 0 | 0
LFG | 0 | 0 | 0 | 0 | 0 | 0
Nuc | 0 | 0 | 0 | 0 | 0 | 0
PS | 0 | 0 | 0 | 0 | 0 | 0
PV | 0 | 0 | 0 | 0 | 0 | 0
PeakG | 0 | 0 | 0 | 0 | 0 | 0
PeakO | 0 | 0 | 0 | 0 | 0 | 0
ST | 0 | 0 | 0 | 0 | 0 | 0
STOG | 0 | 0 | 0 | 0 | 0 | 0
STWD | 0 | 0 | 0 | 0 | 0 | 0
WT | 0 | 0 | 0 | 0 | 0 | 0
IGCC | 0 | 0 | 0 | 0 | 0 | 0
DemandResponse | 0 | 0 | 0 | 0 | 0 | 0
IGCC-CCS | 0 | 0 | 0 | 0 | 0 | 0
WT_off | 0 | 0 | 0 | 0 | 0 | 0
PseudoUnit | 0 | 0 | 0 | 0 | 0 | 0
FixedInterchange | 0 | 0 | 0 | 0 | 0 | 0
Retrofit VOM Costs by Reporting Type: BC
ReportingType | 2015 | 2020 | 2025 | 2030 | 2035 | 2040
BM | 0 | 0 | 0 | 0 | 0 | 0
CC | 0 | 0 | 0 | 0 | 0 | 0
CSP | 0 | 0 | 0 | 0 | 0 | 0
CT | 0 | 0 | 0 | 0 | 0 | 0
Coal | 0 | 0 | 0 | 0 | 0 | 0
Geo | 0 | 0 | 0 | 0 | 0 | 0
H | 0 | 0 | 0 | 0 | 0 | 0
LFG | 0 | 0 | 0 | 0 | 0 | 0
Nuc | 0 | 0 | 0 | 0 | 0 | 0
PS | 0 | 0 | 0 | 0 | 0 | 0
PV | 0 | 0 | 0 | 0 | 0 | 0
PeakG | 0 | 0 | 0 | 0 | 0 | 0
PeakO | 0 | 0 | 0 | 0 | 0 | 0
ST | 0 | 0 | 0 | 0 | 0 | 0
STOG | 0 | 0 | 0 | 0 | 0 | 0
STWD | 0 | 0 | 0 | 0 | 0 | 0
WT | 0 | 0 | 0 | 0 | 0 | 0
IGCC | 0 | 0 | 0 | 0 | 0 | 0
DemandResponse | 0 | 0 | 0 | 0 | 0 | 0
IGCC-CCS | 0 | 0 | 0 | 0 | 0 | 0
WT_off | 0 | 0 | 0 | 0 | 0 | 0
PseudoUnit | 0 | 0 | 0 | 0 | 0 | 0
FixedInterchange | 0 | 0 | 0 | 0 | 0 | 0
Retrofit VOM Costs by Reporting Type: HQ_IESO
ReportingType | 2015 | 2020 | 2025 | 2030 | 2035 | 2040
BM | 0 | 0 | 0 | 0 | 0 | 0
CC | 0 | 0 | 0 | 0 | 0 | 0
CSP | 0 | 0 | 0 | 0 | 0 | 0
CT | 0 | 0 | 0 | 0 | 0 | 0
Coal | 0 | 0 | 0 | 0 | 0 | 0
Geo | 0 | 0 | 0 | 0 | 0 | 0
H | 0 | 0 | 0 | 0 | 0 | 0
LFG | 0 | 0 | 0 | 0 | 0 | 0
Nuc | 0 | 0 | 0 | 0 | 0 | 0
PS | 0 | 0 | 0 | 0 | 0 | 0
PV | 0 | 0 | 0 | 0 | 0 | 0
PeakG | 0 | 0 | 0 | 0 | 0 | 0
PeakO | 0 | 0 | 0 | 0 | 0 | 0
ST | 0 | 0 | 0 | 0 | 0 | 0
STOG | 0 | 0 | 0 | 0 | 0 | 0
STWD | 0 | 0 | 0 | 0 | 0 | 0
WT | 0 | 0 | 0 | 0 | 0 | 0
IGCC | 0 | 0 | 0 | 0 | 0 | 0
DemandResponse | 0 | 0 | 0 | 0 | 0 | 0
IGCC-CCS | 0 | 0 | 0 | 0 | 0 | 0
WT_off | 0 | 0 | 0 | 0 | 0 | 0
PseudoUnit | 0 | 0 | 0 | 0 | 0 | 0
FixedInterchange | 0 | 0 | 0 | 0 | 0 | 0
Retrofit VOM Costs by Reporting Type: HQ_NEISO
ReportingType | 2015 | 2020 | 2025 | 2030 | 2035 | 2040
BM | 0 | 0 | 0 | 0 | 0 | 0
CC | 0 | 0 | 0 | 0 | 0 | 0
CSP | 0 | 0 | 0 | 0 | 0 | 0
CT | 0 | 0 | 0 | 0 | 0 | 0
Coal | 0 | 0 | 0 | 0 | 0 | 0
Geo | 0 | 0 | 0 | 0 | 0 | 0
H | 0 | 0 | 0 | 0 | 0 | 0
LFG | 0 | 0 | 0 | 0 | 0 | 0
Nuc | 0 | 0 | 0 | 0 | 0 | 0
PS | 0 | 0 | 0 | 0 | 0 | 0
PV | 0 | 0 | 0 | 0 | 0 | 0
PeakG | 0 | 0 | 0 | 0 | 0 | 0
PeakO | 0 | 0 | 0 | 0 | 0 | 0
ST | 0 | 0 | 0 | 0 | 0 | 0
STOG | 0 | 0 | 0 | 0 | 0 | 0
STWD | 0 | 0 | 0 | 0 | 0 | 0
WT | 0 | 0 | 0 | 0 | 0 | 0
IGCC | 0 | 0 | 0 | 0 | 0 | 0
DemandResponse | 0 | 0 | 0 | 0 | 0 | 0
IGCC-CCS | 0 | 0 | 0 | 0 | 0 | 0
WT_off | 0 | 0 | 0 | 0 | 0 | 0
PseudoUnit | 0 | 0 | 0 | 0 | 0 | 0
FixedInterchange | 0 | 0 | 0 | 0 | 0 | 0
Retrofit VOM Costs by Reporting Type: HQ_NY
ReportingType | 2015 | 2020 | 2025 | 2030 | 2035 | 2040
BM | 0 | 0 | 0 | 0 | 0 | 0
CC | 0 | 0 | 0 | 0 | 0 | 0
CSP | 0 | 0 | 0 | 0 | 0 | 0
CT | 0 | 0 | 0 | 0 | 0 | 0
Coal | 0 | 0 | 0 | 0 | 0 | 0
Geo | 0 | 0 | 0 | 0 | 0 | 0
H | 0 | 0 | 0 | 0 | 0 | 0
LFG | 0 | 0 | 0 | 0 | 0 | 0
Nuc | 0 | 0 | 0 | 0 | 0 | 0
PS | 0 | 0 | 0 | 0 | 0 | 0
PV | 0 | 0 | 0 | 0 | 0 | 0
PeakG | 0 | 0 | 0 | 0 | 0 | 0
PeakO | 0 | 0 | 0 | 0 | 0 | 0
ST | 0 | 0 | 0 | 0 | 0 | 0
STOG | 0 | 0 | 0 | 0 | 0 | 0
STWD | 0 | 0 | 0 | 0 | 0 | 0
WT | 0 | 0 | 0 | 0 | 0 | 0
IGCC | 0 | 0 | 0 | 0 | 0 | 0
DemandResponse | 0 | 0 | 0 | 0 | 0 | 0
IGCC-CCS | 0 | 0 | 0 | 0 | 0 | 0
WT_off | 0 | 0 | 0 | 0 | 0 | 0
PseudoUnit | 0 | 0 | 0 | 0 | 0 | 0
FixedInterchange | 0 | 0 | 0 | 0 | 0 | 0
Retrofit VOM Costs by Reporting Type: MARITIMES
ReportingType | 2015 | 2020 | 2025 | 2030 | 2035 | 2040
BM | 0 | 0 | 0 | 0 | 0 | 0
CC | 0 | 0 | 0 | 0 | 0 | 0
CSP | 0 | 0 | 0 | 0 | 0 | 0
CT | 0 | 0 | 0 | 0 | 0 | 0
Coal | 0 | 0 | 0 | 0 | 0 | 0
Geo | 0 | 0 | 0 | 0 | 0 | 0
H | 0 | 0 | 0 | 0 | 0 | 0
LFG | 0 | 0 | 0 | 0 | 0 | 0
Nuc | 0 | 0 | 0 | 0 | 0 | 0
PS | 0 | 0 | 0 | 0 | 0 | 0
PV | 0 | 0 | 0 | 0 | 0 | 0
PeakG | 0 | 0 | 0 | 0 | 0 | 0
PeakO | 0 | 0 | 0 | 0 | 0 | 0
ST | 0 | 0 | 0 | 0 | 0 | 0
STOG | 0 | 0 | 0 | 0 | 0 | 0
STWD | 0 | 0 | 0 | 0 | 0 | 0
WT | 0 | 0 | 0 | 0 | 0 | 0
IGCC | 0 | 0 | 0 | 0 | 0 | 0
DemandResponse | 0 | 0 | 0 | 0 | 0 | 0
IGCC-CCS | 0 | 0 | 0 | 0 | 0 | 0
WT_off | 0 | 0 | 0 | 0 | 0 | 0
PseudoUnit | 0 | 0 | 0 | 0 | 0 | 0
FixedInterchange | 0 | 0 | 0 | 0 | 0 | 0
retrofit VOM Costs by Reporting Type: All
ReportingType | 2015 | 2020 | 2025 | 2030 | 2035 | 2040
BM | 0 | 0 | 0 | 0 | 0 | 0
CC | 0 | 0 | 0 | 0 | 0 | 0
CSP | 0 | 0 | 0 | 0 | 0 | 0
CT | 0 | 0 | 0 | 0 | 0 | 0
Coal | 2660.89 | 1705.46 | 181.94 | 191.09 | 236.53 | 238.71
Geo | 0 | 0 | 0 | 0 | 0 | 0
H | 0 | 0 | 0 | 0 | 0 | 0
LFG | 0 | 0 | 0 | 0 | 0 | 0
Nuc | 0 | 0 | 0 | 0 | 0 | 0
PS | 0 | 0 | 0 | 0 | 0 | 0
PV | 0 | 0 | 0 | 0 | 0 | 0
PeakG | 0 | 0 | 0 | 0 | 0 | 0
PeakO | 0 | 0 | 0 | 0 | 0 | 0
ST | 0 | 0 | 0 | 0 | 0 | 0
STOG | 0 | 0 | 0 | 0 | 0 | 0
STWD | 0 | 0 | 0 | 0 | 0 | 0
WT | 0 | 0 | 0 | 0 | 0 | 0
IGCC | 0 | 0 | 0 | 0 | 0 | 0
DemandResponse | 0 | 0 | 0 | 0 | 0 | 0
IGCC-CCS | 0 | 0 | 0 | 0 | 0 | 0
WT_off | 0 | 0 | 0 | 0 | 0 | 0
PseudoUnit | 0 | 0 | 0 | 0 | 0 | 0
FixedInterchange | 0 | 0 | 0 | 0 | 0 | 0
retrofit VOM Costs by Reporting Type: EI_US
ReportingType | 2015 | 2020 | 2025 | 2030 | 2035 | 2040
BM | 0 | 0 | 0 | 0 | 0 | 0
CC | 0 | 0 | 0 | 0 | 0 | 0
CSP | 0 | 0 | 0 | 0 | 0 | 0
CT | 0 | 0 | 0 | 0 | 0 | 0
Coal | 1811.54 | 1071.26 | 108.86 | 125.06 | 164.17 | 167.4
Geo | 0 | 0 | 0 | 0 | 0 | 0
H | 0 | 0 | 0 | 0 | 0 | 0
LFG | 0 | 0 | 0 | 0 | 0 | 0
Nuc | 0 | 0 | 0 | 0 | 0 | 0
PS | 0 | 0 | 0 | 0 | 0 | 0
PV | 0 | 0 | 0 | 0 | 0 | 0
PeakG | 0 | 0 | 0 | 0 | 0 | 0
PeakO | 0 | 0 | 0 | 0 | 0 | 0
ST | 0 | 0 | 0 | 0 | 0 | 0
STOG | 0 | 0 | 0 | 0 | 0 | 0
STWD | 0 | 0 | 0 | 0 | 0 | 0
WT | 0 | 0 | 0 | 0 | 0 | 0
IGCC | 0 | 0 | 0 | 0 | 0 | 0
DemandResponse | 0 | 0 | 0 | 0 | 0 | 0
IGCC-CCS | 0 | 0 | 0 | 0 | 0 | 0
WT_off | 0 | 0 | 0 | 0 | 0 | 0
PseudoUnit | 0 | 0 | 0 | 0 | 0 | 0
FixedInterchange | 0 | 0 | 0 | 0 | 0 | 0
retrofit VOM Costs by Reporting Type: EI_Canada
ReportingType | 2015 | 2020 | 2025 | 2030 | 2035 | 2040
BM | 0 | 0 | 0 | 0 | 0 | 0
CC | 0 | 0 | 0 | 0 | 0 | 0
CSP | 0 | 0 | 0 | 0 | 0 | 0
CT | 0 | 0 | 0 | 0 | 0 | 0
Coal | 0 | 0 | 0 | 0 | 0 | 0
Geo | 0 | 0 | 0 | 0 | 0 | 0
H | 0 | 0 | 0 | 0 | 0 | 0
LFG | 0 | 0 | 0 | 0 | 0 | 0
Nuc | 0 | 0 | 0 | 0 | 0 | 0
PS | 0 | 0 | 0 | 0 | 0 | 0
PV | 0 | 0 | 0 | 0 | 0 | 0
PeakG | 0 | 0 | 0 | 0 | 0 | 0
PeakO | 0 | 0 | 0 | 0 | 0 | 0
ST | 0 | 0 | 0 | 0 | 0 | 0
STOG | 0 | 0 | 0 | 0 | 0 | 0
STWD | 0 | 0 | 0 | 0 | 0 | 0
WT | 0 | 0 | 0 | 0 | 0 | 0
IGCC | 0 | 0 | 0 | 0 | 0 | 0
DemandResponse | 0 | 0 | 0 | 0 | 0 | 0
IGCC-CCS | 0 | 0 | 0 | 0 | 0 | 0
WT_off | 0 | 0 | 0 | 0 | 0 | 0
PseudoUnit | 0 | 0 | 0 | 0 | 0 | 0
FixedInterchange | 0 | 0 | 0 | 0 | 0 | 0
retrofit VOM Costs by Reporting Type: EI
ReportingType | 2015 | 2020 | 2025 | 2030 | 2035 | 2040
BM | 0 | 0 | 0 | 0 | 0 | 0
CC | 0 | 0 | 0 | 0 | 0 | 0
CSP | 0 | 0 | 0 | 0 | 0 | 0
CT | 0 | 0 | 0 | 0 | 0 | 0
Coal | 1811.54 | 1071.26 | 108.86 | 125.06 | 164.17 | 167.4
Geo | 0 | 0 | 0 | 0 | 0 | 0
H | 0 | 0 | 0 | 0 | 0 | 0
LFG | 0 | 0 | 0 | 0 | 0 | 0
Nuc | 0 | 0 | 0 | 0 | 0 | 0
PS | 0 | 0 | 0 | 0 | 0 | 0
PV | 0 | 0 | 0 | 0 | 0 | 0
PeakG | 0 | 0 | 0 | 0 | 0 | 0
PeakO | 0 | 0 | 0 | 0 | 0 | 0
ST | 0 | 0 | 0 | 0 | 0 | 0
STOG | 0 | 0 | 0 | 0 | 0 | 0
STWD | 0 | 0 | 0 | 0 | 0 | 0
WT | 0 | 0 | 0 | 0 | 0 | 0
IGCC | 0 | 0 | 0 | 0 | 0 | 0
DemandResponse | 0 | 0 | 0 | 0 | 0 | 0
IGCC-CCS | 0 | 0 | 0 | 0 | 0 | 0
WT_off | 0 | 0 | 0 | 0 | 0 | 0
PseudoUnit | 0 | 0 | 0 | 0 | 0 | 0
FixedInterchange | 0 | 0 | 0 | 0 | 0 | 0
retrofit VOM Costs by Reporting Type: Outside_EI
ReportingType | 2015 | 2020 | 2025 | 2030 | 2035 | 2040
BM | 0 | 0 | 0 | 0 | 0 | 0
CC | 0 | 0 | 0 | 0 | 0 | 0
CSP | 0 | 0 | 0 | 0 | 0 | 0
CT | 0 | 0 | 0 | 0 | 0 | 0
Coal | 849.35 | 634.21 | 73.08 | 66.03 | 72.36 | 71.31
Geo | 0 | 0 | 0 | 0 | 0 | 0
H | 0 | 0 | 0 | 0 | 0 | 0
LFG | 0 | 0 | 0 | 0 | 0 | 0
Nuc | 0 | 0 | 0 | 0 | 0 | 0
PS | 0 | 0 | 0 | 0 | 0 | 0
PV | 0 | 0 | 0 | 0 | 0 | 0
PeakG | 0 | 0 | 0 | 0 | 0 | 0
PeakO | 0 | 0 | 0 | 0 | 0 | 0
ST | 0 | 0 | 0 | 0 | 0 | 0
STOG | 0 | 0 | 0 | 0 | 0 | 0
STWD | 0 | 0 | 0 | 0 | 0 | 0
WT | 0 | 0 | 0 | 0 | 0 | 0
IGCC | 0 | 0 | 0 | 0 | 0 | 0
DemandResponse | 0 | 0 | 0 | 0 | 0 | 0
IGCC-CCS | 0 | 0 | 0 | 0 | 0 | 0
WT_off | 0 | 0 | 0 | 0 | 0 | 0
PseudoUnit | 0 | 0 | 0 | 0 | 0 | 0
FixedInterchange | 0 | 0 | 0 | 0 | 0 | 0
#10 | Base FOM Costs ($million)
Base FOM Costs by Reporting Type: Entergy
ReportingType | 2015 | 2020 | 2025 | 2030 | 2035 | 2040
BM | 0 | 0 | 0 | 0 | 0 | 0
CC | 428.29 | 580.71 | 476.81 | 497.88 | 557.42 | 557.42
CSP | 0 | 0 | 0 | 0 | 0 | 0
CT | 0 | 0 | 0 | 0 | 0 | 0
Coal | 470.52 | 66.46 | 21.37 | 21.37 | 21.37 | 21.37
Geo | 0 | 0 | 0 | 0 | 0 | 0
H | 10.6 | 10.6 | 10.6 | 10.6 | 10.6 | 10.6
LFG | 0.97 | 0.97 | 13.89 | 13.89 | 13.89 | 13.89
Nuc | 789.41 | 804.93 | 789.41 | 789.41 | 666.82 | 1127.59
PS | 1.4 | 1.4 | 1.4 | 1.4 | 1.4 | 1.4
PV | 0 | 0.97 | 1.42 | 1.42 | 1.42 | 1.42
PeakG | 47.54 | 69.98 | 15.24 | 0 | 0 | 0
PeakO | 4.42 | 5.87 | 0 | 0 | 0 | 0
ST | 0 | 0 | 0 | 0 | 0 | 0
STOG | 82.9 | 98.09 | 0 | 0 | 0 | 0
STWD | 6.6 | 8.26 | 6.73 | 6.73 | 6.73 | 6.73
WT | 3.66 | 3.66 | 3.66 | 3.66 | 3.66 | 3.66
IGCC | 0 | 0 | 0 | 0 | 0 | 0
DemandResponse | 0 | 0 | 0 | 0 | 0 | 0
IGCC-CCS | 0 | 0 | 0 | 0 | 0 | 0
WT_off | 0 | 0 | 0 | 0 | 0 | 0
PseudoUnit | 0 | 0 | 0 | 0 | 0 | 0
FixedInterchange | 0 | 0 | 0 | 0 | 0 | 0
Base FOM Costs by Reporting Type: FRCC
ReportingType | 2015 | 2020 | 2025 | 2030 | 2035 | 2040
BM | 0 | 0 | 0 | 0 | 0 | 201.2
CC | 800.9 | 976.34 | 814.62 | 420.62 | 361.94 | 223.49
CSP | 0 | 0 | 0 | 0 | 0 | 0
CT | 16.6 | 16.6 | 16.6 | 16.6 | 0 | 0
Coal | 139.37 | 37.18 | 0 | 0 | 0 | 0
Geo | 0 | 0 | 0 | 0 | 0 | 0
H | 0.78 | 0.78 | 0.78 | 0.78 | 0.78 | 0.78
LFG | 58.63 | 58.63 | 82.46 | 82.46 | 82.46 | 82.46
Nuc | 601.49 | 635.55 | 759.04 | 2148.38 | 2935.3 | 2733.61
PS | 0 | 0 | 0 | 0 | 0 | 0
PV | 0.75 | 0.75 | 0.75 | 0.75 | 0.75 | 0.75
PeakG | 149.81 | 206.82 | 7.17 | 0 | 0 | 0
PeakO | 56.36 | 0 | 0 | 0 | 0 | 0
ST | 0 | 0 | 0 | 0 | 0 | 0
STOG | 0 | 0 | 0 | 0 | 0 | 0
STWD | 6.25 | 7.82 | 6.37 | 6.37 | 6.37 | 6.37
WT | 0 | 0 | 0 | 0 | 0 | 0
IGCC | 0 | 0 | 0 | 0 | 0 | 0
DemandResponse | 0 | 0 | 0 | 0 | 0 | 0
IGCC-CCS | 0 | 0 | 0 | 0 | 0 | 0
WT_off | 0 | 0 | 0 | 0 | 0 | 0
PseudoUnit | 0 | 0 | 0 | 0 | 0 | 0
FixedInterchange | 0 | 0 | 0 | 0 | 0 | 0
Base FOM Costs by Reporting Type: MAPP_US
ReportingType | 2015 | 2020 | 2025 | 2030 | 2035 | 2040
BM | 0 | 0 | 0 | 0 | 0 | 0
CC | 8.58 | 10.9 | 8.79 | 8.55 | 9.26 | 10.46
CSP | 0 | 0 | 0 | 0 | 0 | 0
CT | 2.06 | 2.06 | 2.06 | 2.01 | 0.2 | 0.2
Coal | 150.5 | 38.95 | 0 | 0 | 0 | 0
Geo | 3.95 | 3.95 | 3.95 | 3.95 | 3.95 | 3.95
H | 31.14 | 31.14 | 31.14 | 31.14 | 31.14 | 31.14
LFG | 0.24 | 0.24 | 0.24 | 8.86 | 8.86 | 8.86
Nuc | 0.01 | 0.01 | 0.01 | 0.01 | 0.01 | 0.01
PS | 0 | 0 | 0 | 0 | 0 | 0
PV | 0 | 0 | 0 | 0 | 0 | 0
PeakG | 12.29 | 19.13 | 14.16 | 16.07 | 17.04 | 14.39
PeakO | 2.68 | 4.26 | 0.3 | 0 | 0 | 0
ST | 0 | 0 | 0 | 0 | 0 | 0
STOG | 0 | 0 | 0 | 0 | 0 | 0
STWD | 0 | 0 | 0 | 0 | 0 | 0
WT | 55.22 | 283.14 | 311.54 | 311.54 | 311.54 | 311.54
IGCC | 0 | 0 | 0 | 0 | 0 | 0
DemandResponse | 0 | 0 | 0 | 0 | 0 | 0
IGCC-CCS | 0 | 0 | 0 | 0 | 0 | 0
WT_off | 0 | 0 | 0 | 0 | 0 | 0
PseudoUnit | 0 | 0 | 0 | 0 | 0 | 0
FixedInterchange | 0 | 0 | 0 | 0 | 0 | 0
Base FOM Costs by Reporting Type: MISO_IN
ReportingType | 2015 | 2020 | 2025 | 2030 | 2035 | 2040
BM | 0 | 0 | 0 | 0 | 0 | 0
CC | 96.4 | 292.37 | 282.01 | 285.53 | 291.49 | 291.49
CSP | 0 | 0 | 0 | 0 | 0 | 0
CT | 0 | 0 | 0 | 0 | 0 | 0
Coal | 639.92 | 532.58 | 9.3 | 9.3 | 10.32 | 14.93
Geo | 0 | 0 | 0 | 0 | 0 | 0
H | 1.07 | 1.07 | 1.07 | 1.07 | 1.07 | 1.07
LFG | 4.46 | 4.46 | 14.11 | 14.11 | 14.11 | 14.11
Nuc | 0.01 | 0.01 | 0.01 | 0.01 | 0.01 | 0.01
PS | 0 | 0 | 0 | 0 | 0 | 0
PV | 0 | 3.63 | 5.61 | 5.61 | 5.61 | 5.61
PeakG | 52.35 | 76.94 | 54.27 | 67.67 | 67.67 | 67.67
PeakO | 10.59 | 13.5 | 10.82 | 0 | 0 | 0
ST | 0 | 0 | 0 | 0 | 0 | 0
STOG | 12.26 | 14.51 | 12.44 | 0 | 0 | 0
STWD | 0 | 0 | 0 | 0 | 0 | 0
WT | 18.31 | 18.31 | 18.31 | 844.54 | 844.54 | 844.54
IGCC | 30.22 | 30.22 | 30.22 | 30.22 | 30.22 | 30.22
DemandResponse | 0 | 0 | 0 | 0 | 0 | 0
IGCC-CCS | 0 | 0 | 0 | 0 | 0 | 0
WT_off | 0 | 0 | 0 | 0 | 0 | 0
PseudoUnit | 0 | 0 | 0 | 0 | 0 | 0
FixedInterchange | 0 | 0 | 0 | 0 | 0 | 0
Base FOM Costs by Reporting Type: MISO_MI
ReportingType | 2015 | 2020 | 2025 | 2030 | 2035 | 2040
BM | 0 | 0 | 0 | 0 | 0 | 0
CC | 139.45 | 182.75 | 152.9 | 158.47 | 170.68 | 170.68
CSP | 0 | 0 | 0 | 0 | 0 | 0
CT | 0 | 0 | 0 | 0 | 0 | 0
Coal | 311.31 | 0 | 0 | 0 | 0 | 0
Geo | 0 | 0 | 0 | 0 | 0 | 0
H | 2.01 | 2.01 | 2.01 | 2.01 | 2.01 | 2.01
LFG | 19.67 | 19.67 | 38.95 | 38.95 | 38.95 | 38.95
Nuc | 275.03 | 275.03 | 275.03 | 275.03 | 161.75 | 417.74
PS | 44.44 | 44.44 | 44.44 | 44.44 | 44.44 | 44.44
PV | 0 | 0 | 0 | 0 | 0 | 0
PeakG | 61.2 | 89.88 | 71.67 | 78.54 | 78.54 | 78.54
PeakO | 15.67 | 19.97 | 16.01 | 0 | 0 | 0
ST | 0 | 0 | 0 | 0 | 0 | 0
STOG | 125.33 | 148.3 | 3.54 | 0 | 0 | 0
STWD | 5.22 | 6.54 | 5.33 | 5.33 | 5.33 | 5.33
WT | 61.65 | 75.56 | 78.5 | 78.5 | 78.5 | 78.5
IGCC | 0 | 0 | 0 | 0 | 0 | 0
DemandResponse | 0 | 0 | 0 | 0 | 0 | 0
IGCC-CCS | 0 | 0 | 0 | 0 | 0 | 0
WT_off | 0 | 0 | 0 | 0 | 0 | 0
PseudoUnit | 0 | 0 | 0 | 0 | 0 | 0
FixedInterchange | 0 | 0 | 0 | 0 | 0 | 0
Base FOM Costs by Reporting Type: MISO_MO-IL
ReportingType | 2015 | 2020 | 2025 | 2030 | 2035 | 2040
BM | 0 | 0 | 0 | 0 | 0 | 0
CC | 31.4 | 39.92 | 32.06 | 35.22 | 39.25 | 39.25
CSP | 0 | 0 | 0 | 0 | 0 | 0
CT | 0 | 0 | 0 | 0 | 0 | 0
Coal | 742.54 | 254.25 | 63 | 63.42 | 63.42 | 65.69
Geo | 0 | 0 | 0 | 0 | 0 | 0
H | 5.01 | 9 | 9 | 9 | 9 | 9
LFG | 2.17 | 2.17 | 29.04 | 29.04 | 29.04 | 29.04
Nuc | 308.98 | 325.11 | 325.11 | 325.11 | 325.11 | 325.11
PS | 10.45 | 10.45 | 10.45 | 10.45 | 10.45 | 10.45
PV | 0 | 0 | 0 | 0 | 0 | 0
PeakG | 77.83 | 114.84 | 80.73 | 98.71 | 105.25 | 105.25
PeakO | 21.48 | 28.65 | 22.96 | 0 | 0 | 0
ST | 0 | 0 | 0 | 0 | 0 | 0
STOG | 26.02 | 30.78 | 0 | 0 | 0 | 0
STWD | 0 | 0 | 0 | 0 | 0 | 0
WT | 21.36 | 21.36 | 178.56 | 181.84 | 181.84 | 181.84
IGCC | 0 | 0 | 0 | 0 | 0 | 0
DemandResponse | 0 | 0 | 0 | 0 | 0 | 0
IGCC-CCS | 0 | 0 | 0 | 0 | 0 | 0
WT_off | 0 | 0 | 0 | 0 | 0 | 0
PseudoUnit | 0 | 0 | 0 | 0 | 0 | 0
FixedInterchange | 0 | 0 | 0 | 0 | 0 | 0
Base FOM Costs by Reporting Type: MISO_W
ReportingType | 2015 | 2020 | 2025 | 2030 | 2035 | 2040
BM | 0 | 0 | 0 | 0 | 0 | 0
CC | 90.43 | 114.8 | 92.68 | 90.38 | 107.18 | 109.92
CSP | 0 | 0 | 0 | 0 | 0 | 0
CT | 0 | 0 | 0 | 0 | 0 | 0
Coal | 664.58 | 387.77 | 38.14 | 39.2 | 42.57 | 48.3
Geo | 0 | 0 | 0 | 0 | 0 | 0
H | 7.08 | 7.08 | 7.08 | 7.08 | 7.08 | 7.08
LFG | 24.73 | 24.73 | 24.73 | 33.36 | 33.36 | 33.36
Nuc | 343.79 | 343.79 | 343.79 | 602.57 | 0.04 | 0.04
PS | 0 | 0 | 0 | 0 | 0 | 0
PV | 0 | 0 | 0 | 0 | 0 | 0
PeakG | 87.12 | 123.54 | 89.97 | 73.57 | 77.11 | 68.17
PeakO | 56.38 | 79.08 | 64.57 | 0 | 0 | 0
ST | 0 | 0 | 0 | 0 | 0 | 0
STOG | 7.56 | 8.94 | 0 | 0 | 0 | 0
STWD | 10.03 | 12.55 | 10.23 | 10.23 | 10.23 | 10.23
WT | 268.82 | 268.82 | 1683.03 | 1897.89 | 2160.08 | 2160.08
IGCC | 0 | 0 | 0 | 0 | 0 | 0
DemandResponse | 0 | 0 | 0 | 0 | 0 | 0
IGCC-CCS | 0 | 0 | 0 | 0 | 0 | 0
WT_off | 0 | 0 | 0 | 0 | 0 | 0
PseudoUnit | 0 | 0 | 0 | 0 | 0 | 0
FixedInterchange | 0 | 0 | 0 | 0 | 0 | 0
Base FOM Costs by Reporting Type: MISO_WUMS
ReportingType | 2015 | 2020 | 2025 | 2030 | 2035 | 2040
BM | 0 | 0 | 0 | 0 | 0 | 0
CC | 158.53 | 180.47 | 160.24 | 160.24 | 174.93 | 178.74
CSP | 0 | 0 | 0 | 0 | 0 | 0
CT | 0 | 0 | 0 | 0 | 0 | 0
Coal | 235.74 | 110.31 | 80.28 | 82.21 | 83.6 | 94.06
Geo | 0 | 0 | 0 | 0 | 0 | 0
H | 4.79 | 4.8 | 4.8 | 4.8 | 4.8 | 4.8
LFG | 8.57 | 8.57 | 31.57 | 35.44 | 35.44 | 35.44
Nuc | 264.54 | 287.77 | 264.54 | 570.75 | 0.04 | 0.04
PS | 0 | 0 | 0 | 0 | 0 | 0
PV | 0 | 0 | 0 | 0 | 0 | 0
PeakG | 55.64 | 81.65 | 65.08 | 70.7 | 70.7 | 23.65
PeakO | 13.52 | 17.78 | 14.69 | 0 | 0 | 0
ST | 0 | 0 | 0 | 0 | 0 | 0
STOG | 13.21 | 15.63 | 0 | 0 | 0 | 0
STWD | 3.37 | 4.21 | 3.43 | 3.43 | 3.43 | 3.43
WT | 46.36 | 46.36 | 47.23 | 59 | 59 | 59
IGCC | 0 | 0 | 0 | 0 | 0 | 0
DemandResponse | 0 | 0 | 0 | 0 | 0 | 0
IGCC-CCS | 0 | 0 | 0 | 0 | 0 | 0
WT_off | 0 | 0 | 0 | 0 | 0 | 0
PseudoUnit | 0 | 0 | 0 | 0 | 0 | 0
FixedInterchange | 0 | 0 | 0 | 0 | 0 | 0
Base FOM Costs by Reporting Type: Nebraska
ReportingType | 2015 | 2020 | 2025 | 2030 | 2035 | 2040
BM | 0 | 0 | 0 | 0 | 0 | 0
CC | 10.62 | 13.51 | 10.85 | 10.85 | 12.75 | 13.28
CSP | 0 | 0 | 0 | 0 | 0 | 0
CT | 0 | 0 | 0 | 0 | 0 | 0
Coal | 257.61 | 38.62 | 38.62 | 40.06 | 40.06 | 47.82
Geo | 0 | 0 | 0 | 0 | 0 | 0
H | 2.38 | 2.38 | 2.38 | 2.38 | 2.38 | 2.38
LFG | 0.72 | 0.72 | 0.72 | 9.35 | 9.35 | 9.35
Nuc | 182.28 | 198.29 | 182.28 | 249.21 | 0.09 | 0.09
PS | 0 | 0 | 0 | 0 | 0 | 0
PV | 0 | 0 | 0 | 0 | 0 | 0
PeakG | 21.82 | 37.31 | 31.37 | 31.37 | 31.36 | 31.31
PeakO | 9.57 | 12.19 | 9.77 | 9.77 | 0 | 0
ST | 0 | 0 | 0 | 0 | 0 | 0
STOG | 0 | 0 | 0 | 0 | 0 | 0
STWD | 0 | 0 | 0 | 0 | 0 | 0
WT | 10.53 | 403.03 | 422.32 | 422.32 | 422.32 | 422.32
IGCC | 0 | 0 | 0 | 0 | 0 | 0
DemandResponse | 0 | 0 | 0 | 0 | 0 | 0
IGCC-CCS | 0 | 0 | 0 | 0 | 0 | 0
WT_off | 0 | 0 | 0 | 0 | 0 | 0
PseudoUnit | 0 | 0 | 0 | 0 | 0 | 0
FixedInterchange | 0 | 0 | 0 | 0 | 0 | 0
Base FOM Costs by Reporting Type: NEISO
ReportingType | 2015 | 2020 | 2025 | 2030 | 2035 | 2040
BM | 25.35 | 25.35 | 25.35 | 25.35 | 25.35 | 25.35
CC | 272.17 | 232.69 | 192.7 | 86.73 | 72.49 | 43.01
CSP | 0 | 0 | 0 | 0 | 0 | 0
CT | 2.24 | 2.24 | 2.24 | 2.17 | 0 | 0
Coal | 22.84 | 0 | 0 | 0 | 0 | 0
Geo | 0 | 0 | 0 | 0 | 0 | 0
H | 46.4 | 46.4 | 46.4 | 46.45 | 46.45 | 46.45
LFG | 70.11 | 70.11 | 70.11 | 78.5 | 78.5 | 78.5
Nuc | 676.28 | 735.67 | 676.28 | 676.28 | 488.61 | 932.14
PS | 39.74 | 39.74 | 39.74 | 39.74 | 39.74 | 39.74
PV | 0.03 | 4.7 | 4.7 | 4.7 | 4.7 | 4.7
PeakG | 19.94 | 28.49 | 0 | 0 | 0 | 0
PeakO | 0 | 0 | 0 | 0 | 0 | 0
ST | 0 | 0 | 0 | 0 | 0 | 0
STOG | 0 | 0 | 0 | 0 | 0 | 0
STWD | 19.55 | 24.46 | 19.93 | 19.93 | 19.93 | 19.93
WT | 13.44 | 75.24 | 115.13 | 155.17 | 352.93 | 352.93
IGCC | 0 | 0 | 0 | 0 | 0 | 0
DemandResponse | 0 | 0 | 0 | 0 | 0 | 0
IGCC-CCS | 0 | 0 | 0 | 0 | 0 | 0
WT_off | 24.96 | 24.96 | 24.96 | 24.96 | 24.96 | 24.96
PseudoUnit | 0 | 0 | 0 | 0 | 0 | 0
FixedInterchange | 0 | 0 | 0 | 0 | 0 | 0
Base FOM Costs by Reporting Type: NonRTO_Midwest
ReportingType | 2015 | 2020 | 2025 | 2030 | 2035 | 2040
BM | 0 | 0 | 0 | 0 | 0 | 0
CC | 26.65 | 65.42 | 65.42 | 65.42 | 65.42 | 38.76
CSP | 0 | 0 | 0 | 0 | 0 | 0
CT | 0 | 0 | 0 | 0 | 0 | 0
Coal | 529.74 | 227.04 | 77.84 | 78.76 | 79.78 | 86.27
Geo | 0 | 0 | 0 | 0 | 0 | 0
H | 2.04 | 2.04 | 12.66 | 12.66 | 12.66 | 12.66
LFG | 1.69 | 1.69 | 20.97 | 20.97 | 20.97 | 20.97
Nuc | 0.01 | 0.01 | 0.01 | 0.01 | 237.21 | 435.83
PS | 0 | 0 | 0 | 0 | 0 | 0
PV | 0 | 0 | 0 | 0 | 0 | 0
PeakG | 56.39 | 83.4 | 58.5 | 63.8 | 0 | 0
PeakO | 0.35 | 0.45 | 0 | 0 | 0 | 0
ST | 0 | 0 | 0 | 0 | 0 | 0
STOG | 0 | 0 | 0 | 0 | 0 | 0
STWD | 0 | 0 | 0 | 0 | 0 | 0
WT | 2.26 | 2.26 | 2.26 | 2.26 | 2.26 | 2.26
IGCC | 0 | 0 | 0 | 0 | 0 | 0
DemandResponse | 0 | 0 | 0 | 0 | 0 | 0
IGCC-CCS | 0 | 0 | 0 | 0 | 0 | 0
WT_off | 0 | 0 | 0 | 0 | 0 | 0
PseudoUnit | 0 | 0 | 0 | 0 | 0 | 0
FixedInterchange | 0 | 0 | 0 | 0 | 0 | 0
Base FOM Costs by Reporting Type: NYISO_A-F
ReportingType | 2015 | 2020 | 2025 | 2030 | 2035 | 2040
BM | 0 | 0 | 0 | 0 | 0 | 0
CC | 100.14 | 102.03 | 56.29 | 39.56 | 9.19 | 0
CSP | 0 | 0 | 0 | 0 | 0 | 0
CT | 0 | 0 | 0 | 0 | 0 | 0
Coal | 0 | 0 | 0 | 0 | 0 | 0
Geo | 0 | 0 | 0 | 0 | 0 | 0
H | 62.6 | 62.6 | 62.6 | 62.6 | 62.6 | 62.6
LFG | 20.8 | 20.8 | 20.8 | 28.97 | 28.97 | 28.97
Nuc | 489.92 | 509.2 | 489.92 | 399.48 | 552.03 | 578.17
PS | 33.52 | 33.52 | 33.52 | 33.52 | 33.52 | 33.52
PV | 0 | 0 | 0 | 0 | 0 | 0
PeakG | 3.78 | 5.06 | 0 | 0 | 0 | 0
PeakO | 0 | 0 | 0 | 0 | 0 | 0
ST | 0 | 0 | 0 | 0 | 0 | 0
STOG | 0 | 0 | 0 | 0 | 0 | 0
STWD | 2.76 | 3.45 | 2.81 | 2.81 | 2.81 | 2.81
WT | 113.42 | 133.35 | 133.35 | 208.3 | 371.05 | 371.05
IGCC | 0 | 0 | 0 | 0 | 0 | 0
DemandResponse | 0 | 0 | 0 | 0 | 0 | 0
IGCC-CCS | 0 | 0 | 0 | 0 | 0 | 0
WT_off | 0 | 0 | 0 | 0 | 0 | 0
PseudoUnit | 0 | 0 | 0 | 0 | 0 | 0
FixedInterchange | 0 | 0 | 0 | 0 | 0 | 0
Base FOM Costs by Reporting Type: NYISO_G-I
ReportingType | 2015 | 2020 | 2025 | 2030 | 2035 | 2040
BM | 0 | 0 | 0 | 0 | 0 | 0
CC | 34.33 | 43.65 | 35.09 | 35.19 | 42.92 | 42.92
CSP | 0 | 0 | 0 | 0 | 0 | 0
CT | 0 | 0 | 0 | 0 | 0 | 0
Coal | 0 | 0 | 0 | 0 | 0 | 0
Geo | 0 | 0 | 0 | 0 | 0 | 0
H | 0.46 | 0.46 | 0.46 | 0.46 | 0.46 | 0.46
LFG | 7.72 | 7.72 | 7.72 | 16.67 | 16.67 | 16.67
Nuc | 297.74 | 323.88 | 297.74 | 297.74 | 456.3 | 142.14
PS | 0 | 0 | 0 | 0 | 0 | 0
PV | 0 | 0 | 0 | 0 | 0 | 0
PeakG | 1.51 | 2.04 | 1.56 | 1.56 | 1.56 | 1.56
PeakO | 2.55 | 3.25 | 0 | 0 | 0 | 0
ST | 0 | 0 | 0 | 0 | 0 | 0
STOG | 0 | 0 | 0 | 0 | 0 | 0
STWD | 0 | 0 | 0 | 0 | 0 | 0
WT | 0 | 1.68 | 1.68 | 10.11 | 10.11 | 10.11
IGCC | 0 | 0 | 0 | 0 | 0 | 0
DemandResponse | 0 | 0 | 0 | 0 | 0 | 0
IGCC-CCS | 0 | 0 | 0 | 0 | 0 | 0
WT_off | 0 | 0 | 0 | 0 | 0 | 0
PseudoUnit | 0 | 0 | 0 | 0 | 0 | 0
FixedInterchange | 0 | 0 | 0 | 0 | 0 | 0
Base FOM Costs by Reporting Type: NYISO_J-K
ReportingType | 2015 | 2020 | 2025 | 2030 | 2035 | 2040
BM | 0 | 0 | 0 | 0 | 0 | 0
CC | 125.46 | 154.92 | 127.77 | 138.94 | 152.61 | 152.61
CSP | 0 | 0 | 0 | 0 | 0 | 0
CT | 0 | 0 | 0 | 0 | 0 | 0
Coal | 0 | 0 | 0 | 0 | 0 | 0
Geo | 0 | 0 | 0 | 0 | 0 | 0
H | 0 | 0 | 0 | 0 | 0 | 0
LFG | 14.96 | 14.96 | 14.96 | 23.9 | 23.9 | 23.9
Nuc | 0.01 | 0.01 | 0.01 | 0.01 | 0.01 | 0.01
PS | 0 | 0 | 0 | 0 | 0 | 0
PV | 0.53 | 0.53 | 0.53 | 0.53 | 0.53 | 0.53
PeakG | 54.7 | 77.08 | 56.45 | 62.35 | 66.78 | 66.78
PeakO | 61.69 | 79.16 | 63.78 | 65.02 | 65.02 | 65.02
ST | 0 | 0 | 0 | 0 | 0 | 0
STOG | 127.28 | 104.72 | 38.75 | 38.75 | 38.75 | 0.63
STWD | 0 | 0 | 0 | 0 | 0 | 0
WT | 0 | 0 | 0 | 0 | 9.26 | 9.26
IGCC | 0 | 0 | 0 | 0 | 0 | 0
DemandResponse | 0 | 0 | 0 | 0 | 0 | 0
IGCC-CCS | 0 | 0 | 0 | 0 | 0 | 0
WT_off | 0 | 0 | 0 | 0 | 0 | 0
PseudoUnit | 0 | 0 | 0 | 0 | 0 | 0
FixedInterchange | 0 | 0 | 0 | 0 | 0 | 0
Base FOM Costs by Reporting Type: PJM_E
ReportingType | 2015 | 2020 | 2025 | 2030 | 2035 | 2040
BM | 3.02 | 3.02 | 3.02 | 3.02 | 3.02 | 3.02
CC | 297.21 | 359.4 | 312.87 | 310.79 | 322.13 | 322.13
CSP | 0 | 0 | 0 | 0 | 0 | 0
CT | 0.18 | 0.18 | 0.18 | 0 | 0 | 0
Coal | 41.72 | 0.8 | 0.8 | 0.8 | 0.8 | 0.8
Geo | 0 | 0 | 0 | 0 | 0 | 0
H | 3.85 | 3.85 | 3.85 | 3.85 | 3.85 | 3.85
LFG | 56.83 | 72.83 | 72.83 | 72.83 | 72.83 | 72.83
Nuc | 1239 | 1184.31 | 1149.53 | 1149.53 | 825.73 | 1983.3
PS | 9.5 | 9.5 | 9.5 | 9.5 | 9.5 | 9.5
PV | 0.75 | 0.75 | 0.75 | 0.75 | 0.32 | 0.32
PeakG | 75.2 | 106.43 | 77.64 | 58.76 | 62.19 | 55.12
PeakO | 75.92 | 100.78 | 0 | 0 | 0 | 0
ST | 0 | 0 | 0 | 0 | 0 | 0
STOG | 114.94 | 0 | 0 | 0 | 0 | 0
STWD | 0 | 0 | 0 | 0 | 0 | 0
WT | 32.63 | 32.63 | 32.63 | 32.63 | 32.63 | 32.63
IGCC | 0 | 0 | 0 | 0 | 0 | 0
DemandResponse | 0 | 0 | 0 | 0 | 0 | 0
IGCC-CCS | 0 | 0 | 0 | 0 | 0 | 0
WT_off | 0 | 0 | 58.67 | 58.67 | 58.67 | 58.67
PseudoUnit | 0 | 0 | 0 | 0 | 0 | 0
FixedInterchange | 0 | 0 | 0 | 0 | 0 | 0
Base FOM Costs by Reporting Type: PJM_ROM
ReportingType | 2015 | 2020 | 2025 | 2030 | 2035 | 2040
BM | 1.81 | 1.81 | 1.81 | 1.81 | 1.81 | 1.81
CC | 142.43 | 174.53 | 145.82 | 151.1 | 172.02 | 172.02
CSP | 0 | 0 | 0 | 0 | 0 | 0
CT | 0.11 | 0.11 | 0.11 | 0.11 | 0 | 0
Coal | 116.63 | 28.36 | 0.96 | 0.96 | 0.96 | 0.96
Geo | 0 | 0 | 0 | 0 | 0 | 0
H | 19.83 | 19.83 | 29.48 | 29.48 | 29.48 | 29.48
LFG | 43.05 | 74.95 | 74.95 | 74.95 | 74.95 | 74.95
Nuc | 733.21 | 756.8 | 733.21 | 733.21 | 789.06 | 1836.33
PS | 35.92 | 35.92 | 35.92 | 35.92 | 35.92 | 35.92
PV | 0.06 | 21.77 | 33.46 | 34.82 | 34.82 | 34.82
PeakG | 30.83 | 44.67 | 41.32 | 38.41 | 38.41 | 33.32
PeakO | 45.95 | 58.57 | 0 | 0 | 0 | 0
ST | 0 | 0 | 0 | 0 | 0 | 0
STOG | 155.08 | 0 | 0 | 0 | 0 | 0
STWD | 2.24 | 2.81 | 2.29 | 2.29 | 2.29 | 2.29
WT | 38.48 | 59.54 | 59.54 | 59.54 | 59.54 | 59.54
IGCC | 0 | 0 | 0 | 0 | 0 | 0
DemandResponse | 0 | 0 | 0 | 0 | 0 | 0
IGCC-CCS | 0 | 0 | 0 | 0 | 0 | 0
WT_off | 0 | 0 | 0 | 0 | 0 | 0
PseudoUnit | 0 | 0 | 0 | 0 | 0 | 0
FixedInterchange | 0 | 0 | 0 | 0 | 0 | 0
Base FOM Costs by Reporting Type: PJM_ROR
ReportingType | 2015 | 2020 | 2025 | 2030 | 2035 | 2040
BM | 38.69 | 38.69 | 38.69 | 38.69 | 38.69 | 38.69
CC | 594.57 | 697.37 | 624.67 | 650.84 | 684.93 | 637.96
CSP | 0 | 0 | 0 | 0 | 0 | 0
CT | 0.19 | 0.19 | 0.19 | 0.19 | 0 | 0
Coal | 2126.57 | 948.17 | 220.24 | 224.69 | 228.04 | 266.07
Geo | 0 | 0 | 0 | 0 | 0 | 0
H | 26.17 | 33.33 | 33.33 | 33.33 | 33.33 | 33.33
LFG | 65.06 | 126.87 | 126.87 | 126.87 | 126.87 | 126.87
Nuc | 2917.4 | 3014.07 | 2917.4 | 2791.17 | 2492.9 | 6187.29
PS | 73.14 | 73.14 | 73.14 | 73.14 | 73.14 | 73.14
PV | 0.35 | 0.35 | 0.35 | 0.35 | 0.35 | 0.35
PeakG | 325.76 | 481.29 | 337.93 | 425.66 | 453.45 | 0
PeakO | 48.69 | 65.15 | 0 | 0 | 0 | 0
ST | 0 | 0 | 0 | 0 | 0 | 0
STOG | 91.71 | 108.52 | 35.6 | 0 | 0 | 0
STWD | 6.22 | 7.78 | 6.34 | 6.34 | 6.34 | 6.34
WT | 322.6 | 327.98 | 447.4 | 447.4 | 447.4 | 447.4
IGCC | 0 | 0 | 0 | 0 | 0 | 0
DemandResponse | 0 | 0 | 0 | 0 | 0 | 0
IGCC-CCS | 0 | 0 | 0 | 0 | 0 | 0
WT_off | 0 | 0 | 0 | 0 | 0 | 0
PseudoUnit | 0 | 0 | 0 | 0 | 0 | 0
FixedInterchange | 0 | 0 | 0 | 0 | 0 | 0
Base FOM Costs by Reporting Type: SOCO
ReportingType | 2015 | 2020 | 2025 | 2030 | 2035 | 2040
BM | 5.53 | 5.53 | 5.53 | 5.53 | 5.53 | 357.17
CC | 582.53 | 704.99 | 595.74 | 533.24 | 155.77 | 40.16
CSP | 0 | 0 | 0 | 0 | 0 | 0
CT | 0 | 0 | 0 | 0 | 0 | 0
Coal | 486.58 | 95 | 98.41 | 104.92 | 109.08 | 109.08
Geo | 0 | 0 | 0 | 0 | 0 | 0
H | 59.74 | 59.74 | 59.74 | 59.74 | 59.74 | 59.74
LFG | 4.46 | 4.46 | 17.39 | 17.39 | 17.39 | 17.39
Nuc | 850.41 | 1045.67 | 1045.67 | 1760.66 | 2622.47 | 3096.75
PS | 39.76 | 39.76 | 39.76 | 39.76 | 39.76 | 39.76
PV | 0 | 0 | 0 | 0 | 0 | 0
PeakG | 175.17 | 260.06 | 57.13 | 0 | 0 | 0
PeakO | 0 | 0 | 0 | 0 | 0 | 0
ST | 0 | 0 | 0 | 0 | 0 | 0
STOG | 0 | 0 | 0 | 0 | 0 | 0
STWD | 21.41 | 26.79 | 21.83 | 21.83 | 21.83 | 21.83
WT | 0 | 0 | 0 | 0 | 0 | 0
IGCC | 0 | 0 | 0 | 0 | 0 | 0
DemandResponse | 0 | 0 | 0 | 0 | 0 | 0
IGCC-CCS | 0 | 0 | 0 | 0 | 0 | 0
WT_off | 0 | 0 | 0 | 0 | 0 | 0
PseudoUnit | 0 | 0 | 0 | 0 | 0 | 0
FixedInterchange | 0 | 0 | 0 | 0 | 0 | 0
Base FOM Costs by Reporting Type: SPP_N
ReportingType | 2015 | 2020 | 2025 | 2030 | 2035 | 2040
BM | 0 | 0 | 0 | 0 | 0 | 0
CC | 41.13 | 52.29 | 42 | 46.53 | 51.42 | 51.42
CSP | 0 | 0 | 0 | 0 | 0 | 0
CT | 0 | 0 | 0 | 0 | 0 | 0
Coal | 548.33 | 267.94 | 13.8 | 13.8 | 13.8 | 13.8
Geo | 0 | 0 | 0 | 0 | 0 | 0
H | 0.3 | 0.3 | 0.3 | 0.3 | 0.3 | 0.3
LFG | 0.84 | 0.84 | 0.84 | 12.28 | 12.28 | 12.28
Nuc | 160.51 | 168.89 | 168.89 | 168.89 | 168.89 | 168.89
PS | 0 | 0 | 0 | 0 | 0 | 0
PV | 0 | 0 | 0 | 0 | 0 | 0
PeakG | 74.97 | 117.69 | 105.7 | 105.7 | 70.29 | 47.29
PeakO | 34.89 | 44.84 | 35.94 | 35.94 | 0 | 0
ST | 0 | 0 | 0 | 0 | 0 | 0
STOG | 0 | 0 | 0 | 0 | 0 | 0
STWD | 0 | 0 | 0 | 0 | 0 | 0
WT | 41.99 | 885.96 | 1145.21 | 1206.23 | 1911.79 | 1911.79
IGCC | 0 | 0 | 0 | 0 | 0 | 0
DemandResponse | 0 | 0 | 0 | 0 | 0 | 0
IGCC-CCS | 0 | 0 | 0 | 0 | 0 | 0
WT_off | 0 | 0 | 0 | 0 | 0 | 0
PseudoUnit | 0 | 0 | 0 | 0 | 0 | 0
FixedInterchange | 0 | 0 | 0 | 0 | 0 | 0
Base FOM Costs by Reporting Type: SPP_S
ReportingType | 2015 | 2020 | 2025 | 2030 | 2035 | 2040
BM | 0 | 0 | 0 | 0 | 0 | 0
CC | 327.42 | 415.34 | 336.76 | 356.87 | 382.47 | 386.11
CSP | 0 | 0 | 0 | 0 | 0 | 0
CT | 2.76 | 4.77 | 4.77 | 4.77 | 2.01 | 0
Coal | 796.21 | 198.53 | 29.32 | 29.32 | 29.32 | 29.32
Geo | 0 | 0 | 0 | 0 | 0 | 0
H | 30.03 | 30.03 | 30.03 | 30.03 | 30.03 | 30.03
LFG | 2.29 | 2.29 | 2.29 | 13.72 | 13.72 | 13.72
Nuc | 0.01 | 0.01 | 0.01 | 0.01 | 0.01 | 0.01
PS | 10.59 | 10.59 | 10.59 | 10.59 | 10.59 | 10.59
PV | 0 | 0 | 0 | 0 | 0 | 0
PeakG | 60.2 | 87.93 | 62.37 | 76.78 | 82.32 | 80.38
PeakO | 3.36 | 4.54 | 3.63 | 3.63 | 0 | 0
ST | 0 | 0 | 0 | 0 | 0 | 0
STOG | 274.73 | 325.07 | 158.6 | 0 | 0 | 0
STWD | 2.69 | 3.37 | 2.75 | 2.75 | 2.75 | 2.75
WT | 90.68 | 1019.65 | 1019.65 | 1360.49 | 1360.49 | 1360.49
IGCC | 0 | 0 | 0 | 0 | 0 | 0
DemandResponse | 0 | 0 | 0 | 0 | 0 | 0
IGCC-CCS | 0 | 0 | 0 | 0 | 0 | 0
WT_off | 0 | 0 | 0 | 0 | 0 | 0
PseudoUnit | 0 | 0 | 0 | 0 | 0 | 0
FixedInterchange | 0 | 0 | 0 | 0 | 0 | 0
Base FOM Costs by Reporting Type: TVA
ReportingType | 2015 | 2020 | 2025 | 2030 | 2035 | 2040
BM | 0 | 0 | 0 | 0 | 192.08 | 192.08
CC | 199.79 | 256.75 | 223.62 | 229.48 | 115.69 | 52.95
CSP | 0 | 0 | 0 | 0 | 0 | 0
CT | 0 | 0 | 0 | 0 | 0 | 0
Coal | 491.88 | 186.18 | 0 | 0 | 0 | 0
Geo | 0 | 0 | 0 | 0 | 0 | 0
H | 72.8 | 72.8 | 72.8 | 73.19 | 73.19 | 73.19
LFG | 1.57 | 1.57 | 14.49 | 14.49 | 14.49 | 14.49
Nuc | 1153.81 | 1199.07 | 1153.81 | 1199.35 | 1200.28 | 2190.3
PS | 41.38 | 41.38 | 41.38 | 41.38 | 41.38 | 41.38
PV | 0 | 0 | 0 | 0 | 0 | 0
PeakG | 93.11 | 145.12 | 63.36 | 20.21 | 0 | 0
PeakO | 1.87 | 2.54 | 0 | 0 | 0 | 0
ST | 0 | 0 | 0 | 0 | 0 | 0
STOG | 0 | 0 | 0 | 0 | 0 | 0
STWD | 0.16 | 0.2 | 0.16 | 0.16 | 0.16 | 0.16
WT | 0.99 | 0.99 | 0.99 | 0.99 | 0.99 | 0.99
IGCC | 0 | 0 | 0 | 0 | 0 | 0
DemandResponse | 0 | 0 | 0 | 0 | 0 | 0
IGCC-CCS | 0 | 0 | 0 | 0 | 0 | 0
WT_off | 0 | 0 | 0 | 0 | 0 | 0
PseudoUnit | 0 | 0 | 0 | 0 | 0 | 0
FixedInterchange | 0 | 0 | 0 | 0 | 0 | 0
Base FOM Costs by Reporting Type: TVA_Transmission
ReportingType | 2015 | 2020 | 2025 | 2030 | 2035 | 2040
BM | 0 | 0 | 0 | 0 | 0 | 0
CC | 0 | 0 | 0 | 0 | 0 | 0
CSP | 0 | 0 | 0 | 0 | 0 | 0
CT | 0 | 0 | 0 | 0 | 0 | 0
Coal | 0 | 0 | 0 | 0 | 0 | 0
Geo | 0 | 0 | 0 | 0 | 0 | 0
H | 0 | 0 | 0 | 0 | 0 | 0
LFG | 0 | 0 | 0 | 0 | 0 | 0
Nuc | 0 | 0 | 0 | 0 | 0 | 0
PS | 0 | 0 | 0 | 0 | 0 | 0
PV | 0 | 0 | 0 | 0 | 0 | 0
PeakG | 0 | 0 | 0 | 0 | 0 | 0
PeakO | 0 | 0 | 0 | 0 | 0 | 0
ST | 0 | 0 | 0 | 0 | 0 | 0
STOG | 0 | 0 | 0 | 0 | 0 | 0
STWD | 0 | 0 | 0 | 0 | 0 | 0
WT | 0 | 0 | 0 | 0 | 0 | 0
IGCC | 0 | 0 | 0 | 0 | 0 | 0
DemandResponse | 0 | 0 | 0 | 0 | 0 | 0
IGCC-CCS | 0 | 0 | 0 | 0 | 0 | 0
WT_off | 0 | 0 | 0 | 0 | 0 | 0
PseudoUnit | 0 | 0 | 0 | 0 | 0 | 0
FixedInterchange | 0 | 0 | 0 | 0 | 0 | 0
Base FOM Costs by Reporting Type: VACAR
ReportingType | 2015 | 2020 | 2025 | 2030 | 2035 | 2040
BM | 0.09 | 1.03 | 44.53 | 44.53 | 702.15 | 702.15
CC | 260.43 | 289.85 | 256.82 | 265.47 | 155.6 | 17.99
CSP | 0 | 0 | 0 | 0 | 0 | 0
CT | 4.8 | 4.8 | 4.8 | 0 | 0 | 0
Coal | 671.08 | 149.88 | 61.18 | 62.11 | 64.77 | 69.82
Geo | 0 | 0 | 0 | 0 | 0 | 0
H | 30.23 | 30.23 | 30.23 | 30.23 | 30.23 | 30.23
LFG | 7.64 | 20.52 | 20.52 | 20.52 | 20.52 | 20.52
Nuc | 1664.13 | 1955.26 | 1870.92 | 2232.65 | 2118.27 | 4215.53
PS | 62.1 | 62.1 | 62.1 | 62.1 | 62.1 | 62.1
PV | 0.23 | 2.25 | 2.25 | 2.25 | 2.25 | 2.25
PeakG | 142.93 | 209.84 | 72.72 | 0 | 0 | 0
PeakO | 36.13 | 46.34 | 0 | 0 | 0 | 0
ST | 0 | 0 | 0 | 0 | 0 | 0
STOG | 4.04 | 4.78 | 0 | 0 | 0 | 0
STWD | 9.01 | 11.27 | 9.18 | 9.18 | 9.18 | 9.18
WT | 0.03 | 98.25 | 98.25 | 98.25 | 98.25 | 98.25
IGCC | 0 | 0 | 0 | 0 | 0 | 0
DemandResponse | 0 | 0 | 0 | 0 | 0 | 0
IGCC-CCS | 0 | 0 | 0 | 0 | 0 | 0
WT_off | 0.05 | 0.05 | 0.05 | 0.05 | 0.05 | 0.05
PseudoUnit | 0 | 0 | 0 | 0 | 0 | 0
FixedInterchange | 0 | 0 | 0 | 0 | 0 | 0
Base FOM Costs by Reporting Type: IESO
ReportingType | 2015 | 2020 | 2025 | 2030 | 2035 | 2040
BM | 32.8 | 32.8 | 32.8 | 32.8 | 32.8 | 32.8
CC | 34.09 | 34.09 | 34.09 | 34.09 | 35.44 | 37.74
CSP | 0 | 0 | 0 | 0 | 0 | 0
CT | 2.46 | 2.46 | 2.46 | 2.46 | 0 | 0
Coal | 0 | 0 | 0 | 0 | 0 | 0
Geo | 0 | 0 | 0 | 0 | 0 | 0
H | 123.83 | 123.83 | 123.83 | 123.83 | 127.39 | 127.39
LFG | 14.17 | 14.17 | 14.17 | 14.17 | 14.23 | 14.23
Nuc | 1895.33 | 1895.33 | 1895.33 | 1895.33 | 1745.37 | 2079.68
PS | 2.92 | 2.92 | 2.92 | 2.92 | 2.92 | 2.92
PV | 18.26 | 18.26 | 18.26 | 18.26 | 0.44 | 0.44
PeakG | 0 | 0 | 0 | 0 | 0 | 0
PeakO | 0 | 0 | 0 | 0 | 0 | 0
ST | 0 | 0 | 0 | 0 | 0 | 0
STOG | 0 | 0 | 0 | 0 | 0 | 0
STWD | 4.45 | 4.45 | 4.45 | 4.45 | 4.45 | 4.45
WT | 102.92 | 102.92 | 102.92 | 102.92 | 102.92 | 102.92
IGCC | 0 | 0 | 0 | 0 | 0 | 0
DemandResponse | 0 | 0 | 0 | 0 | 0 | 0
IGCC-CCS | 0 | 0 | 0 | 0 | 0 | 0
WT_off | 0 | 0 | 0 | 0 | 0 | 0
PseudoUnit | 0 | 0 | 0 | 0 | 0 | 0
FixedInterchange | 0 | 0 | 0 | 0 | 0 | 0
Base FOM Costs by Reporting Type: MAPP_CA
ReportingType | 2015 | 2020 | 2025 | 2030 | 2035 | 2040
BM | 0 | 0 | 0 | 0 | 0 | 0
CC | 29.33 | 29.33 | 7.64 | 7.64 | 7.64 | 0
CSP | 0 | 0 | 0 | 0 | 0 | 0
CT | 0 | 0 | 0 | 0 | 0 | 0
Coal | 48.71 | 0 | 0 | 0 | 0 | 0
Geo | 0 | 0 | 0 | 0 | 0 | 0
H | 92.24 | 99.64 | 123.42 | 125.27 | 158.45 | 158.45
LFG | 0 | 0 | 0 | 0 | 0 | 0
Nuc | 0.01 | 0.01 | 0.01 | 0.01 | 0.01 | 0.01
PS | 0 | 0 | 0 | 0 | 0 | 0
PV | 0 | 0 | 0 | 0 | 0 | 0
PeakG | 9.88 | 7.84 | 0 | 0 | 0 | 0
PeakO | 0.09 | 0 | 0 | 0 | 0 | 0
ST | 0 | 0 | 0 | 0 | 0 | 0
STOG | 5.54 | 0 | 0 | 0 | 0 | 0
STWD | 0 | 0 | 0 | 0 | 0 | 0
WT | 17.9 | 17.9 | 17.9 | 17.9 | 9.41 | 9.41
IGCC | 0 | 0 | 0 | 0 | 0 | 0
DemandResponse | 0 | 0 | 0 | 0 | 0 | 0
IGCC-CCS | 0 | 0 | 0 | 0 | 0 | 0
WT_off | 0 | 0 | 0 | 0 | 0 | 0
PseudoUnit | 0 | 0 | 0 | 0 | 0 | 0
FixedInterchange | 0 | 0 | 0 | 0 | 0 | 0
Base FOM Costs by Reporting Type: AZ_NM_SNV_Coal
ReportingType | 2015 | 2020 | 2025 | 2030 | 2035 | 2040
BM | 0 | 0 | 0 | 0 | 0 | 0
CC | 0 | 0 | 0 | 0 | 0 | 0
CSP | 0 | 0 | 0 | 0 | 0 | 0
CT | 0 | 0 | 0 | 0 | 0 | 0
Coal | 625.13 | 408.84 | 0 | 0 | 0 | 0
Geo | 0 | 0 | 0 | 0 | 0 | 0
H | 0 | 0 | 0 | 0 | 0 | 0
LFG | 0 | 0 | 0 | 0 | 0 | 0
Nuc | 0 | 0 | 0 | 0 | 0 | 0
PS | 0 | 0 | 0 | 0 | 0 | 0
PV | 0 | 0 | 0 | 0 | 0 | 0
PeakG | 0 | 0 | 0 | 0 | 0 | 0
PeakO | 0 | 0 | 0 | 0 | 0 | 0
ST | 0 | 0 | 0 | 0 | 0 | 0
STOG | 0 | 0 | 0 | 0 | 0 | 0
STWD | 0 | 0 | 0 | 0 | 0 | 0
WT | 0 | 0 | 0 | 0 | 0 | 0
IGCC | 0 | 0 | 0 | 0 | 0 | 0
DemandResponse | 0 | 0 | 0 | 0 | 0 | 0
IGCC-CCS | 0 | 0 | 0 | 0 | 0 | 0
WT_off | 0 | 0 | 0 | 0 | 0 | 0
PseudoUnit | 0 | 0 | 0 | 0 | 0 | 0
FixedInterchange | 0 | 0 | 0 | 0 | 0 | 0
Base FOM Costs by Reporting Type: AZ_NM_SNV_Gas
ReportingType | 2015 | 2020 | 2025 | 2030 | 2035 | 2040
BM | 0 | 0 | 0 | 0 | 0 | 0
CC | 409.89 | 518.53 | 418.39 | 276.61 | 207.36 | 197.75
CSP | 0 | 0 | 0 | 0 | 0 | 0
CT | 4.93 | 4.93 | 4.93 | 4.93 | 0 | 0
Coal | 0 | 0 | 0 | 0 | 0 | 0
Geo | 0 | 0 | 0 | 0 | 0 | 0
H | 0 | 0 | 0 | 0 | 0 | 0
LFG | 0 | 0 | 0 | 0 | 0 | 0
Nuc | 0 | 0 | 0 | 0 | 0 | 0
PS | 0 | 0 | 0 | 0 | 0 | 0
PV | 0 | 0 | 0 | 0 | 0 | 0
PeakG | 53.11 | 62.97 | 0 | 0 | 0 | 0
PeakO | 0 | 0 | 0 | 0 | 0 | 0
ST | 0 | 0 | 0 | 0 | 0 | 0
STOG | 0 | 0 | 0 | 0 | 0 | 0
STWD | 0 | 0 | 0 | 0 | 0 | 0
WT | 0 | 0 | 0 | 0 | 0 | 0
IGCC | 0 | 0 | 0 | 0 | 0 | 0
DemandResponse | 0 | 0 | 0 | 0 | 0 | 0
IGCC-CCS | 0 | 0 | 0 | 0 | 0 | 0
WT_off | 0 | 0 | 0 | 0 | 0 | 0
PseudoUnit | 0 | 0 | 0 | 0 | 0 | 0
FixedInterchange | 0 | 0 | 0 | 0 | 0 | 0
Base FOM Costs by Reporting Type: AZ_NM_SNV_NucRenew
ReportingType | 2015 | 2020 | 2025 | 2030 | 2035 | 2040
BM | 0 | 0 | 0 | 0 | 0 | 0
CC | 0 | 0 | 0 | 0 | 0 | 0
CSP | 0 | 0 | 0 | 0 | 0 | 0
CT | 0 | 0 | 0 | 0 | 0 | 0
Coal | 0 | 0 | 0 | 0 | 0 | 0
Geo | 0 | 0 | 122.18 | 122.18 | 122.18 | 122.18
H | 44.6 | 44.6 | 44.6 | 44.6 | 44.6 | 44.6
LFG | 0.84 | 0.84 | 8.14 | 8.14 | 8.14 | 8.14
Nuc | 484.16 | 564.17 | 564.17 | 963.69 | 1181.33 | 1210.48
PS | 5.13 | 5.13 | 5.13 | 5.13 | 5.13 | 5.13
PV | 2.38 | 2.38 | 2.38 | 2.38 | 2.38 | 2.38
PeakG | 0 | 0 | 0 | 0 | 0 | 0
PeakO | 0 | 0 | 0 | 0 | 0 | 0
ST | 17.92 | 42.46 | 55.33 | 293.88 | 302.49 | 311.71
STOG | 0 | 0 | 0 | 0 | 0 | 0
STWD | 0.83 | 1.04 | 0.85 | 0.85 | 0.85 | 0.85
WT | 17.57 | 188.9 | 188.9 | 188.9 | 188.9 | 188.9
IGCC | 0 | 0 | 0 | 0 | 0 | 0
DemandResponse | 0 | 0 | 0 | 0 | 0 | 0
IGCC-CCS | 0 | 0 | 0 | 0 | 0 | 0
WT_off | 0 | 0 | 0 | 0 | 0 | 0
PseudoUnit | 0 | 0 | 0 | 0 | 0 | 0
FixedInterchange | 0 | 0 | 0 | 0 | 0 | 0
Base FOM Costs by Reporting Type: ERCOT
ReportingType | 2015 | 2020 | 2025 | 2030 | 2035 | 2040
BM | 14.57 | 14.57 | 14.57 | 14.57 | 393.19 | 408.54
CC | 1065.58 | 1304.97 | 1115.28 | 1126.59 | 864.91 | 701.11
CSP | 0 | 0 | 0 | 0 | 0 | 0
CT | 1.67 | 1.67 | 1.67 | 1.67 | 0 | 0
Coal | 320.88 | 235.38 | 188.83 | 190.49 | 190.49 | 233.75
Geo | 0 | 0 | 0 | 0 | 0 | 0
H | 8.05 | 8.05 | 8.05 | 8.05 | 8.05 | 8.05
LFG | 9.05 | 9.05 | 51.64 | 51.64 | 51.64 | 51.64
Nuc | 574.09 | 734.71 | 741.22 | 873.25 | 1646.57 | 2002.81
PS | 0 | 0 | 0 | 0 | 0 | 0
PV | 0.25 | 0.25 | 0.25 | 0.25 | 0.01 | 0.01
PeakG | 80.63 | 119.03 | 114.62 | 71.85 | 0 | 0
PeakO | 1.29 | 1.86 | 0 | 0 | 0 | 0
ST | 0 | 0 | 0 | 0 | 0 | 0
STOG | 614.49 | 442.94 | 26.65 | 0 | 0 | 0
STWD | 0 | 0 | 0 | 0 | 0 | 0
WT | 315.42 | 444.78 | 831.41 | 831.41 | 831.41 | 831.41
IGCC | 0 | 0 | 0 | 0 | 0 | 0
DemandResponse | 0 | 0 | 0 | 0 | 0 | 0
IGCC-CCS | 0 | 0 | 0 | 0 | 0 | 0
WT_off | 0 | 0 | 0 | 0 | 0 | 0
PseudoUnit | 0 | 0 | 0 | 0 | 0 | 0
FixedInterchange | 0 | 0 | 0 | 0 | 0 | 0
Base FOM Costs by Reporting Type: NP15
ReportingType | 2015 | 2020 | 2025 | 2030 | 2035 | 2040
BM | 0 | 0 | 0 | 0 | 0 | 0
CC | 205.4 | 258.04 | 196.78 | 148.62 | 24.12 | 6.05
CSP | 0 | 0 | 0 | 0 | 0 | 0
CT | 1.42 | 1.42 | 1.42 | 1.42 | 0 | 0
Coal | 10.94 | 0 | 0 | 0 | 0 | 0
Geo | 100.8 | 151.36 | 151.36 | 151.36 | 151.36 | 151.36
H | 125.7 | 125.7 | 125.7 | 125.7 | 125.7 | 125.7
LFG | 10.26 | 55.79 | 78.24 | 78.24 | 78.24 | 78.24
Nuc | 302.44 | 364.27 | 334.86 | 451.34 | 607.13 | 607.13
PS | 53.58 | 53.58 | 53.58 | 53.58 | 53.58 | 53.58
PV | 0.89 | 0.89 | 0.89 | 0.89 | 0.89 | 0.89
PeakG | 56.04 | 82.34 | 51.78 | 54 | 7.45 | 7.45
PeakO | 10.26 | 13.08 | 0 | 0 | 0 | 0
ST | 1.86 | 1.86 | 1.86 | 1.86 | 6.4 | 6.4
STOG | 112.64 | 0 | 0 | 0 | 0 | 0
STWD | 14.17 | 17.73 | 14.44 | 14.44 | 14.44 | 14.44
WT | 40.21 | 132.82 | 132.82 | 132.82 | 286.27 | 286.27
IGCC | 0 | 0 | 0 | 0 | 0 | 0
DemandResponse | 0 | 0 | 0 | 0 | 0 | 0
IGCC-CCS | 0 | 0 | 0 | 0 | 0 | 0
WT_off | 0 | 0 | 0 | 0 | 0 | 0
PseudoUnit | 0 | 0 | 0 | 0 | 0 | 0
FixedInterchange | 0 | 0 | 0 | 0 | 0 | 0
Base FOM Costs by Reporting Type: NWPP_Coal
ReportingType | 2015 | 2020 | 2025 | 2030 | 2035 | 2040
BM | 0 | 0 | 0 | 0 | 0 | 0
CC | 0 | 0 | 0 | 0 | 0 | 0
CSP | 0 | 0 | 0 | 0 | 0 | 0
CT | 0 | 0 | 0 | 0 | 0 | 0
Coal | 470.73 | 356.81 | 11.72 | 12.11 | 12.58 | 14.69
Geo | 0 | 0 | 0 | 0 | 0 | 0
H | 0 | 0 | 0 | 0 | 0 | 0
LFG | 0 | 0 | 0 | 0 | 0 | 0
Nuc | 0 | 0 | 0 | 0 | 0 | 0
PS | 0 | 0 | 0 | 0 | 0 | 0
PV | 0 | 0 | 0 | 0 | 0 | 0
PeakG | 0 | 0 | 0 | 0 | 0 | 0
PeakO | 0 | 0 | 0 | 0 | 0 | 0
ST | 0 | 0 | 0 | 0 | 0 | 0
STOG | 0 | 0 | 0 | 0 | 0 | 0
STWD | 0 | 0 | 0 | 0 | 0 | 0
WT | 0 | 0 | 0 | 0 | 0 | 0
IGCC | 0 | 0 | 0 | 0 | 0 | 0
DemandResponse | 0 | 0 | 0 | 0 | 0 | 0
IGCC-CCS | 0 | 0 | 0 | 0 | 0 | 0
WT_off | 0 | 0 | 0 | 0 | 0 | 0
PseudoUnit | 0 | 0 | 0 | 0 | 0 | 0
FixedInterchange | 0 | 0 | 0 | 0 | 0 | 0
Base FOM Costs by Reporting Type: NWPP_Gas
ReportingType | 2015 | 2020 | 2025 | 2030 | 2035 | 2040
BM | 0 | 0 | 0 | 0 | 0 | 0
CC | 192.07 | 260.67 | 213.7 | 119.54 | 21.96 | 17.64
CSP | 0 | 0 | 0 | 0 | 0 | 0
CT | 1 | 1 | 1 | 1 | 0 | 0
Coal | 0 | 0 | 0 | 0 | 0 | 0
Geo | 0 | 0 | 0 | 0 | 0 | 0
H | 0 | 0 | 0 | 0 | 0 | 0
LFG | 0 | 0 | 0 | 0 | 0 | 0
Nuc | 0 | 0 | 0 | 0 | 0 | 0
PS | 0 | 0 | 0 | 0 | 0 | 0
PV | 0 | 0 | 0 | 0 | 0 | 0
PeakG | 0 | 0 | 0 | 0 | 0 | 0
PeakO | 0 | 0 | 0 | 0 | 0 | 0
ST | 0 | 0 | 0 | 0 | 0 | 0
STOG | 0 | 0 | 0 | 0 | 0 | 0
STWD | 0 | 0 | 0 | 0 | 0 | 0
WT | 0 | 0 | 0 | 0 | 0 | 0
IGCC | 0 | 0 | 0 | 0 | 0 | 0
DemandResponse | 0 | 0 | 0 | 0 | 0 | 0
IGCC-CCS | 0 | 0 | 0 | 0 | 0 | 0
WT_off | 0 | 0 | 0 | 0 | 0 | 0
PseudoUnit | 0 | 0 | 0 | 0 | 0 | 0
FixedInterchange | 0 | 0 | 0 | 0 | 0 | 0
Base FOM Costs by Reporting Type: NWPP_NucRenew
ReportingType | 2015 | 2020 | 2025 | 2030 | 2035 | 2040
BM | 3.27 | 3.27 | 3.27 | 3.27 | 3.27 | 3.27
CC | 0 | 0 | 0 | 0 | 0 | 0
CSP | 0 | 0 | 0 | 0 | 0 | 0
CT | 0 | 0 | 0 | 0 | 0 | 0
Coal | 0 | 0 | 0 | 0 | 0 | 0
Geo | 35.81 | 36.48 | 72.38 | 72.38 | 72.38 | 72.38
H | 480.54 | 480.54 | 480.54 | 480.54 | 485.31 | 485.31
LFG | 15.5 | 15.5 | 44.91 | 44.91 | 44.91 | 44.91
Nuc | 164.67 | 164.67 | 164.67 | 327.24 | 593.47 | 653.93
PS | 6.12 | 6.12 | 6.12 | 6.12 | 6.12 | 6.12
PV | 0.04 | 0.04 | 0.04 | 0.04 | 0.04 | 0.04
PeakG | 0 | 0 | 0 | 0 | 0 | 0
PeakO | 0 | 0 | 0 | 0 | 0 | 0
ST | 0 | 0 | 0 | 0 | 0.19 | 0.19
STOG | 0 | 0 | 0 | 0 | 0 | 0
STWD | 17.98 | 22.5 | 18.33 | 18.33 | 18.33 | 18.33
WT | 228.93 | 228.93 | 228.93 | 622.8 | 622.8 | 622.8
IGCC | 0 | 0 | 0 | 0 | 0 | 0
DemandResponse | 0 | 0 | 0 | 0 | 0 | 0
IGCC-CCS | 0 | 0 | 0 | 0 | 0 | 0
WT_off | 0 | 0 | 0 | 0 | 0 | 0
PseudoUnit | 0 | 0 | 0 | 0 | 0 | 0
FixedInterchange | 0 | 0 | 0 | 0 | 0 | 0
Base FOM Costs by Reporting Type: RMPA
ReportingType | 2015 | 2020 | 2025 | 2030 | 2035 | 2040
BM | 0 | 0 | 0 | 0 | 91.76 | 199.53
CC | 60.14 | 87.57 | 72.53 | 80.04 | 51.53 | 45.46
CSP | 0 | 0 | 0 | 0 | 0 | 0
CT | 1.02 | 1.02 | 1.02 | 1.02 | 0 | 0
Coal | 460.25 | 320.86 | 48.4 | 49.68 | 50.04 | 57
Geo | 0 | 1.43 | 216.56 | 216.56 | 216.56 | 216.56
H | 13.99 | 13.99 | 13.99 | 13.99 | 13.99 | 13.99
LFG | 0.89 | 0.89 | 4.37 | 4.37 | 4.37 | 4.37
Nuc | 0.01 | 0.01 | 28.01 | 134.92 | 134.92 | 134.92
PS | 13.37 | 13.37 | 13.37 | 13.37 | 13.37 | 13.37
PV | 0.31 | 0.31 | 0.31 | 0.31 | 0.31 | 0.31
PeakG | 44.32 | 65.79 | 46 | 34.41 | 39.02 | 16.38
PeakO | 0 | 0 | 0 | 0 | 0 | 0
ST | 0.19 | 22.01 | 22.3 | 22.6 | 22.6 | 27.32
STOG | 0 | 0 | 0 | 0 | 0 | 0
STWD | 0 | 0 | 0 | 0 | 0 | 0
WT | 67.62 | 168.01 | 170.05 | 172.12 | 174.34 | 174.34
IGCC | 0 | 0 | 0 | 0 | 0 | 0
DemandResponse | 0 | 0 | 0 | 0 | 0 | 0
IGCC-CCS | 0 | 0 | 0 | 0 | 0 | 0
WT_off | 0 | 0 | 0 | 0 | 0 | 0
PseudoUnit | 0 | 0 | 0 | 0 | 0 | 0
FixedInterchange | 0 | 0 | 0 | 0 | 0 | 0
Base FOM Costs by Reporting Type: SP15
ReportingType | 2015 | 2020 | 2025 | 2030 | 2035 | 2040
BM | 0.6 | 0.6 | 0.6 | 0.6 | 0.6 | 46.65
CC | 299.75 | 377.64 | 311.5 | 283.55 | 293.73 | 297.43
CSP | 0 | 0 | 0 | 0 | 0 | 0
CT | 0 | 0 | 0 | 0 | 0 | 0
Coal | 11.02 | 8.11 | 0 | 0 | 0 | 0
Geo | 86.16 | 208.35 | 208.35 | 208.35 | 208.35 | 208.35
H | 16.57 | 16.57 | 16.57 | 16.57 | 16.57 | 16.57
LFG | 26.93 | 93.8 | 93.8 | 93.8 | 93.8 | 93.8
Nuc | 327.58 | 356.35 | 327.58 | 428.28 | 694.02 | 831.39
PS | 34.19 | 34.19 | 34.19 | 34.19 | 34.19 | 34.19
PV | 1.87 | 1.87 | 1.87 | 1.87 | 1.87 | 1.87
PeakG | 76.73 | 111.44 | 93.22 | 103.59 | 103.59 | 103.35
PeakO | 1.47 | 1.91 | 0 | 0 | 0 | 0
ST | 28.67 | 28.67 | 28.67 | 28.67 | 41.86 | 41.86
STOG | 344.59 | 157.1 | 0 | 0 | 0 | 0
STWD | 3.81 | 4.77 | 3.89 | 3.89 | 3.89 | 3.89
WT | 71.03 | 138.07 | 411.77 | 468.68 | 468.68 | 468.68
IGCC | 0 | 0 | 0 | 0 | 0 | 0
DemandResponse | 0 | 0 | 0 | 0 | 0 | 0
IGCC-CCS | 0 | 0 | 0 | 0 | 0 | 0
WT_off | 0 | 0 | 0 | 0 | 0 | 0
PseudoUnit | 0 | 0 | 0 | 0 | 0 | 0
FixedInterchange | 0 | 0 | 0 | 0 | 0 | 0
Base FOM Costs by Reporting Type: ALB
ReportingType | 2015 | 2020 | 2025 | 2030 | 2035 | 2040
BM | 0 | 0 | 0 | 0 | 0 | 0
CC | 68.18 | 68.18 | 70.58 | 2.84 | 2.84 | 0
CSP | 0 | 0 | 0 | 0 | 0 | 0
CT | 1.35 | 1.35 | 1.35 | 1.35 | 0 | 0
Coal | 380.9 | 399.22 | 402.92 | 14.69 | 14.69 | 14.69
Geo | 0 | 0 | 0 | 0 | 0 | 0
H | 12.99 | 12.99 | 12.99 | 12.99 | 12.99 | 12.99
LFG | 1.21 | 1.21 | 1.21 | 1.21 | 1.21 | 1.21
Nuc | 0.01 | 0.01 | 0.01 | 722.27 | 754.86 | 771.65
PS | 0 | 0 | 0 | 0 | 0 | 0
PV | 0 | 0 | 0 | 0 | 0 | 0
PeakG | 17.25 | 8.4 | 0 | 0 | 0 | 0
PeakO | 0 | 0 | 0 | 0 | 0 | 0
ST | 0 | 0 | 0 | 0 | 0 | 0
STOG | 0 | 0 | 0 | 0 | 0 | 0
STWD | 5.58 | 5.58 | 5.58 | 5.58 | 5.58 | 5.58
WT | 22.94 | 22.94 | 22.94 | 22.94 | 22.94 | 22.94
IGCC | 0 | 0 | 0 | 0 | 0 | 0
DemandResponse | 0 | 0 | 0 | 0 | 0 | 0
IGCC-CCS | 0 | 0 | 0 | 0 | 0 | 0
WT_off | 0 | 0 | 0 | 0 | 0 | 0
PseudoUnit | 0 | 0 | 0 | 0 | 0 | 0
FixedInterchange | 0 | 0 | 0 | 0 | 0 | 0
Base FOM Costs by Reporting Type: BC
ReportingType | 2015 | 2020 | 2025 | 2030 | 2035 | 2040
BM | 0 | 0 | 0 | 0 | 0 | 0
CC | 17.06 | 17.06 | 17.06 | 10.97 | 10.97 | 0
CSP | 0 | 0 | 0 | 0 | 0 | 0
CT | 0 | 0 | 0 | 0 | 0 | 0
Coal | 0 | 0 | 0 | 0 | 0 | 0
Geo | 0 | 0 | 0 | 0 | 0 | 0
H | 173.22 | 173.22 | 173.22 | 173.22 | 173.22 | 173.22
LFG | 2.9 | 2.9 | 2.9 | 2.9 | 2.9 | 2.9
Nuc | 0.01 | 0.01 | 0.01 | 0.01 | 0.01 | 0.01
PS | 0 | 0 | 0 | 0 | 0 | 0
PV | 0 | 0 | 0 | 0 | 0 | 0
PeakG | 0 | 0 | 0 | 0 | 0 | 0
PeakO | 0 | 0 | 0 | 0 | 0 | 0
ST | 0 | 0 | 0 | 0 | 0 | 0
STOG | 0 | 0 | 0 | 0 | 0 | 0
STWD | 16.34 | 16.34 | 16.34 | 16.34 | 16.34 | 16.34
WT | 7.53 | 7.53 | 7.53 | 7.53 | 7.53 | 7.53
IGCC | 0 | 0 | 0 | 0 | 0 | 0
DemandResponse | 0 | 0 | 0 | 0 | 0 | 0
IGCC-CCS | 0 | 0 | 0 | 0 | 0 | 0
WT_off | 0 | 0 | 0 | 0 | 0 | 0
PseudoUnit | 0 | 0 | 0 | 0 | 0 | 0
FixedInterchange | 0 | 0 | 0 | 0 | 0 | 0
Base FOM Costs by Reporting Type: HQ_IESO
ReportingType | 2015 | 2020 | 2025 | 2030 | 2035 | 2040
BM | 0 | 0 | 0 | 0 | 0 | 0
CC | 0 | 0 | 0 | 0 | 0 | 0
CSP | 0 | 0 | 0 | 0 | 0 | 0
CT | 0 | 0 | 0 | 0 | 0 | 0
Coal | 0 | 0 | 0 | 0 | 0 | 0
Geo | 0 | 0 | 0 | 0 | 0 | 0
H | 0 | 0 | 0 | 0 | 0 | 0
LFG | 0 | 0 | 0 | 0 | 0 | 0
Nuc | 0.01 | 0.01 | 0.01 | 0.01 | 0.01 | 0.01
PS | 0 | 0 | 0 | 0 | 0 | 0
PV | 0 | 0 | 0 | 0 | 0 | 0
PeakG | 0 | 0 | 0 | 0 | 0 | 0
PeakO | 0 | 0 | 0 | 0 | 0 | 0
ST | 0 | 0 | 0 | 0 | 0 | 0
STOG | 0 | 0 | 0 | 0 | 0 | 0
STWD | 0 | 0 | 0 | 0 | 0 | 0
WT | 0 | 0 | 0 | 0 | 0 | 0
IGCC | 0 | 0 | 0 | 0 | 0 | 0
DemandResponse | 0 | 0 | 0 | 0 | 0 | 0
IGCC-CCS | 0 | 0 | 0 | 0 | 0 | 0
WT_off | 0 | 0 | 0 | 0 | 0 | 0
PseudoUnit | 0 | 0 | 0 | 0 | 0 | 26.32
FixedInterchange | 0 | 0 | 0 | 0 | 0 | 0
Base FOM Costs by Reporting Type: HQ_NEISO
ReportingType | 2015 | 2020 | 2025 | 2030 | 2035 | 2040
BM | 0 | 0 | 0 | 0 | 0 | 0
CC | 0 | 0 | 0 | 0 | 0 | 0
CSP | 0 | 0 | 0 | 0 | 0 | 0
CT | 0 | 0 | 0 | 0 | 0 | 0
Coal | 0 | 0 | 0 | 0 | 0 | 0
Geo | 0 | 0 | 0 | 0 | 0 | 0
H | 0 | 0 | 0 | 0 | 0 | 0
LFG | 0 | 0 | 0 | 0 | 0 | 0
Nuc | 0.01 | 0.01 | 0.01 | 0.01 | 0.01 | 0.01
PS | 0 | 0 | 0 | 0 | 0 | 0
PV | 0 | 0 | 0 | 0 | 0 | 0
PeakG | 0 | 0 | 0 | 0 | 0 | 0
PeakO | 0 | 0 | 0 | 0 | 0 | 0
ST | 0 | 0 | 0 | 0 | 0 | 0
STOG | 0 | 0 | 0 | 0 | 0 | 0
STWD | 0 | 0 | 0 | 0 | 0 | 0
WT | 0 | 0 | 0 | 0 | 0 | 0
IGCC | 0 | 0 | 0 | 0 | 0 | 0
DemandResponse | 0 | 0 | 0 | 0 | 0 | 0
IGCC-CCS | 0 | 0 | 0 | 0 | 0 | 0
WT_off | 0 | 0 | 0 | 0 | 0 | 0
PseudoUnit | 0 | 0 | 0 | 0 | 0 | 15.93
FixedInterchange | 0 | 0 | 0 | 0 | 0 | 0
Base FOM Costs by Reporting Type: HQ_NY
ReportingType | 2015 | 2020 | 2025 | 2030 | 2035 | 2040
BM | 0 | 0 | 0 | 0 | 0 | 0
CC | 0 | 0 | 0 | 0 | 0 | 0
CSP | 0 | 0 | 0 | 0 | 0 | 0
CT | 0 | 0 | 0 | 0 | 0 | 0
Coal | 0 | 0 | 0 | 0 | 0 | 0
Geo | 0 | 0 | 0 | 0 | 0 | 0
H | 0 | 0 | 0 | 0 | 0 | 0
LFG | 0 | 0 | 0 | 0 | 0 | 0
Nuc | 0.01 | 0.01 | 0.01 | 0.01 | 0.01 | 0.01
PS | 0 | 0 | 0 | 0 | 0 | 0
PV | 0 | 0 | 0 | 0 | 0 | 0
PeakG | 0 | 0 | 0 | 0 | 0 | 0
PeakO | 0 | 0 | 0 | 0 | 0 | 0
ST | 0 | 0 | 0 | 0 | 0 | 0
STOG | 0 | 0 | 0 | 0 | 0 | 0
STWD | 0 | 0 | 0 | 0 | 0 | 0
WT | 0 | 0 | 0 | 0 | 0 | 0
IGCC | 0 | 0 | 0 | 0 | 0 | 0
DemandResponse | 0 | 0 | 0 | 0 | 0 | 0
IGCC-CCS | 0 | 0 | 0 | 0 | 0 | 0
WT_off | 0 | 0 | 0 | 0 | 0 | 0
PseudoUnit | 0 | 0 | 0 | 0 | 13.4 | 33.22
FixedInterchange | 0 | 0 | 0 | 0 | 0 | 0
Base FOM Costs by Reporting Type: MARITIMES
ReportingType | 2015 | 2020 | 2025 | 2030 | 2035 | 2040
BM | 0 | 0 | 0 | 0 | 0 | 0
CC | 0 | 0 | 0 | 0 | 0 | 0
CSP | 0 | 0 | 0 | 0 | 0 | 0
CT | 0 | 0 | 0 | 0 | 0 | 0
Coal | 0 | 0 | 0 | 0 | 0 | 0
Geo | 0 | 0 | 0 | 0 | 0 | 0
H | 0 | 0 | 0 | 0 | 0 | 0
LFG | 0 | 0 | 0 | 0 | 0 | 0
Nuc | 0.01 | 0.01 | 0.01 | 0.01 | 0.01 | 0.01
PS | 0 | 0 | 0 | 0 | 0 | 0
PV | 0 | 0 | 0 | 0 | 0 | 0
PeakG | 0 | 0 | 0 | 0 | 0 | 0
PeakO | 0 | 0 | 0 | 0 | 0 | 0
ST | 0 | 0 | 0 | 0 | 0 | 0
STOG | 0 | 0 | 0 | 0 | 0 | 0
STWD | 0 | 0 | 0 | 0 | 0 | 0
WT | 0 | 0 | 0 | 0 | 0 | 0
IGCC | 0 | 0 | 0 | 0 | 0 | 0
DemandResponse | 0 | 0 | 0 | 0 | 0 | 0
IGCC-CCS | 0 | 0 | 0 | 0 | 0 | 0
WT_off | 0 | 0 | 0 | 0 | 0 | 0
PseudoUnit | 0 | 0 | 0 | 0 | 0 | 7.12
FixedInterchange | 0 | 0 | 0 | 0 | 0 | 0
Base FOM Costs by Reporting Type: All
ReportingType | 2015 | 2020 | 2025 | 2030 | 2035 | 2040
BM | 125.73 | 126.67 | 170.17 | 170.17 | 1490.24 | 2212.25
CC | 7150.35 | 8897.09 | 7504.07 | 6668.39 | 5628.07 | 4855.94
CSP | 0 | 0 | 0 | 0 | 0 | 0
CT | 42.8 | 44.81 | 44.81 | 39.72 | 2.2 | 0.2
Coal | 11772.27 | 5297.25 | 1405.11 | 1037.88 | 1055.68 | 1188.41
Geo | 226.72 | 401.57 | 774.79 | 774.79 | 774.79 | 774.79
H | 1511 | 1529.57 | 1573.63 | 1575.9 | 1617.42 | 1617.42
LFG | 498.94 | 733.94 | 999.86 | 1086.91 | 1086.97 | 1086.97
Nuc | 16696.36 | 17842.96 | 17498.56 | 22165.86 | 23398.71 | 34662.99
PS | 517.25 | 517.25 | 517.25 | 517.25 | 517.25 | 517.25
PV | 26.7 | 59.7 | 73.81 | 75.17 | 56.69 | 56.69
PeakG | 2018.06 | 2927.02 | 1669.99 | 1553.71 | 1372.74 | 800.63
PeakO | 515.18 | 603.75 | 242.47 | 114.36 | 65.02 | 65.02
ST | 48.64 | 95 | 108.16 | 347.01 | 373.54 | 387.48
STOG | 2112.32 | 1459.39 | 275.57 | 38.75 | 38.75 | 0.63
STWD | 158.67 | 191.92 | 161.28 | 161.28 | 161.28 | 161.28
WT | 2034.5 | 5210.57 | 7914.41 | 9948.69 | 11433.4 | 11433.4
IGCC | 30.22 | 30.22 | 30.22 | 30.22 | 30.22 | 30.22
DemandResponse | 0 | 0 | 0 | 0 | 0 | 0
IGCC-CCS | 0 | 0 | 0 | 0 | 0 | 0
WT_off | 25.01 | 25.01 | 83.68 | 83.68 | 83.68 | 83.68
PseudoUnit | 0 | 0 | 0 | 0 | 13.4 | 82.59
FixedInterchange | 0 | 0 | 0 | 0 | 0 | 0
Base FOM Costs by Reporting Type: EI_US
ReportingType | 2015 | 2020 | 2025 | 2030 | 2035 | 2040
BM | 74.48 | 75.42 | 118.93 | 118.93 | 968.62 | 1521.45
CC | 4768.86 | 5941 | 5046.53 | 4577.92 | 4107.56 | 3552.77
CSP | 0 | 0 | 0 | 0 | 0 | 0
CT | 28.95 | 30.95 | 30.95 | 25.86 | 2.2 | 0.2
Coal | 9443.7 | 3568.02 | 753.25 | 770.92 | 787.89 | 868.29
Geo | 3.95 | 3.95 | 3.95 | 3.95 | 3.95 | 3.95
H | 419.29 | 430.45 | 450.73 | 451.16 | 451.16 | 451.16
LFG | 417.2 | 539.79 | 700.46 | 787.52 | 787.52 | 787.52
Nuc | 12948.03 | 13763.39 | 13442.66 | 16369.5 | 16041 | 26370.96
PS | 401.94 | 401.94 | 401.94 | 401.94 | 401.94 | 401.94
PV | 2.71 | 35.7 | 49.82 | 51.18 | 50.75 | 50.75
PeakG | 1680.1 | 2469.2 | 1364.37 | 1289.87 | 1222.68 | 673.44
PeakO | 502.07 | 586.9 | 242.47 | 114.36 | 65.02 | 65.02
ST | 0 | 0 | 0 | 0 | 0 | 0
STOG | 1035.06 | 859.35 | 248.92 | 38.75 | 38.75 | 0.63
STWD | 95.51 | 119.51 | 97.38 | 97.38 | 97.38 | 97.38
WT | 1142.42 | 3757.76 | 5799.24 | 7380.67 | 8718.19 | 8718.19
IGCC | 30.22 | 30.22 | 30.22 | 30.22 | 30.22 | 30.22
DemandResponse | 0 | 0 | 0 | 0 | 0 | 0
IGCC-CCS | 0 | 0 | 0 | 0 | 0 | 0
WT_off | 25.01 | 25.01 | 83.68 | 83.68 | 83.68 | 83.68
PseudoUnit | 0 | 0 | 0 | 0 | 13.4 | 56.28
FixedInterchange | 0 | 0 | 0 | 0 | 0 | 0
Base FOM Costs by Reporting Type: EI_Canada
ReportingType | 2015 | 2020 | 2025 | 2030 | 2035 | 2040
BM | 32.8 | 32.8 | 32.8 | 32.8 | 32.8 | 32.8
CC | 63.42 | 63.42 | 41.73 | 41.73 | 43.08 | 37.74
CSP | 0 | 0 | 0 | 0 | 0 | 0
CT | 2.46 | 2.46 | 2.46 | 2.46 | 0 | 0
Coal | 48.71 | 0 | 0 | 0 | 0 | 0
Geo | 0 | 0 | 0 | 0 | 0 | 0
H | 216.06 | 223.47 | 247.25 | 249.09 | 285.84 | 285.84
LFG | 14.17 | 14.17 | 14.17 | 14.17 | 14.23 | 14.23
Nuc | 1895.36 | 1895.36 | 1895.36 | 1895.36 | 1745.4 | 2079.7
PS | 2.92 | 2.92 | 2.92 | 2.92 | 2.92 | 2.92
PV | 18.26 | 18.26 | 18.26 | 18.26 | 0.44 | 0.44
PeakG | 9.88 | 7.84 | 0 | 0 | 0 | 0
PeakO | 0.09 | 0 | 0 | 0 | 0 | 0
ST | 0 | 0 | 0 | 0 | 0 | 0
STOG | 5.54 | 0 | 0 | 0 | 0 | 0
STWD | 4.45 | 4.45 | 4.45 | 4.45 | 4.45 | 4.45
WT | 120.82 | 120.82 | 120.82 | 120.82 | 112.33 | 112.33
IGCC | 0 | 0 | 0 | 0 | 0 | 0
DemandResponse | 0 | 0 | 0 | 0 | 0 | 0
IGCC-CCS | 0 | 0 | 0 | 0 | 0 | 0
WT_off | 0 | 0 | 0 | 0 | 0 | 0
PseudoUnit | 0 | 0 | 0 | 0 | 0 | 26.32
FixedInterchange | 0 | 0 | 0 | 0 | 0 | 0
Base FOM Costs by Reporting Type: EI
ReportingType | 2015 | 2020 | 2025 | 2030 | 2035 | 2040
BM | 107.28 | 108.22 | 151.72 | 151.72 | 1001.41 | 1554.25
CC | 4832.28 | 6004.42 | 5088.26 | 4619.65 | 4150.65 | 3590.51
CSP | 0 | 0 | 0 | 0 | 0 | 0
CT | 31.41 | 33.42 | 33.42 | 28.32 | 2.2 | 0.2
Coal | 9492.41 | 3568.02 | 753.25 | 770.92 | 787.89 | 868.29
Geo | 3.95 | 3.95 | 3.95 | 3.95 | 3.95 | 3.95
H | 635.35 | 653.92 | 697.98 | 700.25 | 737 | 737
LFG | 431.38 | 553.96 | 714.64 | 801.69 | 801.75 | 801.75
Nuc | 14843.39 | 15658.74 | 15338.02 | 18264.85 | 17786.4 | 28450.67
PS | 404.86 | 404.86 | 404.86 | 404.86 | 404.86 | 404.86
PV | 20.97 | 53.97 | 68.08 | 69.44 | 51.19 | 51.19
PeakG | 1689.98 | 2477.05 | 1364.37 | 1289.87 | 1222.68 | 673.44
PeakO | 502.16 | 586.9 | 242.47 | 114.36 | 65.02 | 65.02
ST | 0 | 0 | 0 | 0 | 0 | 0
STOG | 1040.59 | 859.35 | 248.92 | 38.75 | 38.75 | 0.63
STWD | 99.96 | 123.96 | 101.84 | 101.84 | 101.84 | 101.84
WT | 1263.24 | 3878.59 | 5920.06 | 7501.49 | 8830.52 | 8830.52
IGCC | 30.22 | 30.22 | 30.22 | 30.22 | 30.22 | 30.22
DemandResponse | 0 | 0 | 0 | 0 | 0 | 0
IGCC-CCS | 0 | 0 | 0 | 0 | 0 | 0
WT_off | 25.01 | 25.01 | 83.68 | 83.68 | 83.68 | 83.68
PseudoUnit | 0 | 0 | 0 | 0 | 13.4 | 82.59
FixedInterchange | 0 | 0 | 0 | 0 | 0 | 0
Base FOM Costs by Reporting Type: Outside_EI
ReportingType | 2015 | 2020 | 2025 | 2030 | 2035 | 2040
BM | 18.45 | 18.45 | 18.45 | 18.45 | 488.82 | 658
CC | 2318.07 | 2892.66 | 2415.81 | 2048.75 | 1477.42 | 1265.44
CSP | 0 | 0 | 0 | 0 | 0 | 0
CT | 11.39 | 11.39 | 11.39 | 11.39 | 0 | 0
Coal | 2279.86 | 1729.22 | 651.87 | 266.96 | 267.79 | 320.12
Geo | 222.78 | 397.63 | 770.84 | 770.84 | 770.84 | 770.84
H | 875.65 | 875.65 | 875.65 | 875.65 | 880.42 | 880.42
LFG | 67.56 | 179.98 | 285.22 | 285.22 | 285.22 | 285.22
Nuc | 1852.97 | 2184.21 | 2160.54 | 3901 | 5612.31 | 6212.33
PS | 112.39 | 112.39 | 112.39 | 112.39 | 112.39 | 112.39
PV | 5.73 | 5.73 | 5.73 | 5.73 | 5.5 | 5.5
PeakG | 328.08 | 449.98 | 305.62 | 263.84 | 150.06 | 127.19
PeakO | 13.02 | 16.85 | 0 | 0 | 0 | 0
ST | 48.64 | 95 | 108.16 | 347.01 | 373.54 | 387.48
STOG | 1071.72 | 600.04 | 26.65 | 0 | 0 | 0
STWD | 58.71 | 67.96 | 59.44 | 59.44 | 59.44 | 59.44
WT | 771.26 | 1331.98 | 1994.34 | 2447.2 | 2602.88 | 2602.88
IGCC | 0 | 0 | 0 | 0 | 0 | 0
DemandResponse | 0 | 0 | 0 | 0 | 0 | 0
IGCC-CCS | 0 | 0 | 0 | 0 | 0 | 0
WT_off | 0 | 0 | 0 | 0 | 0 | 0
PseudoUnit | 0 | 0 | 0 | 0 | 0 | 0
FixedInterchange | 0 | 0 | 0 | 0 | 0 | 0
#11 | Retrofit FOM Costs ($million)
Retrofit FOM Costs by Reporting Type: Entergy
ReportingType | 2015 | 2020 | 2025 | 2030 | 2035 | 2040
BM | 0 | 0 | 0 | 0 | 0 | 0
CC | 0 | 0 | 0 | 0 | 0 | 0
CSP | 0 | 0 | 0 | 0 | 0 | 0
CT | 0 | 0 | 0 | 0 | 0 | 0
Coal | 3.17 | 0.74 | 0 | 0 | 0 | 0
Geo | 0 | 0 | 0 | 0 | 0 | 0
H | 0 | 0 | 0 | 0 | 0 | 0
LFG | 0 | 0 | 0 | 0 | 0 | 0
Nuc | 0 | 0 | 0 | 0 | 0 | 0
PS | 0 | 0 | 0 | 0 | 0 | 0
PV | 0 | 0 | 0 | 0 | 0 | 0
PeakG | 0 | 0 | 0 | 0 | 0 | 0
PeakO | 0 | 0 | 0 | 0 | 0 | 0
ST | 0 | 0 | 0 | 0 | 0 | 0
STOG | 0 | 0 | 0 | 0 | 0 | 0
STWD | 0 | 0 | 0 | 0 | 0 | 0
WT | 0 | 0 | 0 | 0 | 0 | 0
IGCC | 0 | 0 | 0 | 0 | 0 | 0
DemandResponse | 0 | 0 | 0 | 0 | 0 | 0
IGCC-CCS | 0 | 0 | 0 | 0 | 0 | 0
WT_off | 0 | 0 | 0 | 0 | 0 | 0
PseudoUnit | 0 | 0 | 0 | 0 | 0 | 0
FixedInterchange | 0 | 0 | 0 | 0 | 0 | 0
Retrofit FOM Costs by Reporting Type: FRCC
ReportingType | 2015 | 2020 | 2025 | 2030 | 2035 | 2040
BM | 0 | 0 | 0 | 0 | 0 | 0
CC | 0 | 0 | 0 | 0 | 0 | 0
CSP | 0 | 0 | 0 | 0 | 0 | 0
CT | 0 | 0 | 0 | 0 | 0 | 0
Coal | 9.24 | 4.9 | 0 | 0 | 0 | 0
Geo | 0 | 0 | 0 | 0 | 0 | 0
H | 0 | 0 | 0 | 0 | 0 | 0
LFG | 0 | 0 | 0 | 0 | 0 | 0
Nuc | 0 | 0 | 0 | 0 | 0 | 0
PS | 0 | 0 | 0 | 0 | 0 | 0
PV | 0 | 0 | 0 | 0 | 0 | 0
PeakG | 0 | 0 | 0 | 0 | 0 | 0
PeakO | 0 | 0 | 0 | 0 | 0 | 0
ST | 0 | 0 | 0 | 0 | 0 | 0
STOG | 0 | 0 | 0 | 0 | 0 | 0
STWD | 0 | 0 | 0 | 0 | 0 | 0
WT | 0 | 0 | 0 | 0 | 0 | 0
IGCC | 0 | 0 | 0 | 0 | 0 | 0
DemandResponse | 0 | 0 | 0 | 0 | 0 | 0
IGCC-CCS | 0 | 0 | 0 | 0 | 0 | 0
WT_off | 0 | 0 | 0 | 0 | 0 | 0
PseudoUnit | 0 | 0 | 0 | 0 | 0 | 0
FixedInterchange | 0 | 0 | 0 | 0 | 0 | 0
Retrofit FOM Costs by Reporting Type: MAPP_US
ReportingType | 2015 | 2020 | 2025 | 2030 | 2035 | 2040
BM | 0 | 0 | 0 | 0 | 0 | 0
CC | 0 | 0 | 0 | 0 | 0 | 0
CSP | 0 | 0 | 0 | 0 | 0 | 0
CT | 0 | 0 | 0 | 0 | 0 | 0
Coal | 15 | 1.66 | 0 | 0 | 0 | 0
Geo | 0 | 0 | 0 | 0 | 0 | 0
H | 0 | 0 | 0 | 0 | 0 | 0
LFG | 0 | 0 | 0 | 0 | 0 | 0
Nuc | 0 | 0 | 0 | 0 | 0 | 0
PS | 0 | 0 | 0 | 0 | 0 | 0
PV | 0 | 0 | 0 | 0 | 0 | 0
PeakG | 0 | 0 | 0 | 0 | 0 | 0
PeakO | 0 | 0 | 0 | 0 | 0 | 0
ST | 0 | 0 | 0 | 0 | 0 | 0
STOG | 0 | 0 | 0 | 0 | 0 | 0
STWD | 0 | 0 | 0 | 0 | 0 | 0
WT | 0 | 0 | 0 | 0 | 0 | 0
IGCC | 0 | 0 | 0 | 0 | 0 | 0
DemandResponse | 0 | 0 | 0 | 0 | 0 | 0
IGCC-CCS | 0 | 0 | 0 | 0 | 0 | 0
WT_off | 0 | 0 | 0 | 0 | 0 | 0
PseudoUnit | 0 | 0 | 0 | 0 | 0 | 0
FixedInterchange | 0 | 0 | 0 | 0 | 0 | 0
Retrofit FOM Costs by Reporting Type: MISO_IN
ReportingType | 2015 | 2020 | 2025 | 2030 | 2035 | 2040
BM | 0 | 0 | 0 | 0 | 0 | 0
CC | 0 | 0 | 0 | 0 | 0 | 0
CSP | 0 | 0 | 0 | 0 | 0 | 0
CT | 0 | 0 | 0 | 0 | 0 | 0
Coal | 66.82 | 68.37 | 1.26 | 1.29 | 1.34 | 1.34
Geo | 0 | 0 | 0 | 0 | 0 | 0
H | 0 | 0 | 0 | 0 | 0 | 0
LFG | 0 | 0 | 0 | 0 | 0 | 0
Nuc | 0 | 0 | 0 | 0 | 0 | 0
PS | 0 | 0 | 0 | 0 | 0 | 0
PV | 0 | 0 | 0 | 0 | 0 | 0
PeakG | 0 | 0 | 0 | 0 | 0 | 0
PeakO | 0 | 0 | 0 | 0 | 0 | 0
ST | 0 | 0 | 0 | 0 | 0 | 0
STOG | 0 | 0 | 0 | 0 | 0 | 0
STWD | 0 | 0 | 0 | 0 | 0 | 0
WT | 0 | 0 | 0 | 0 | 0 | 0
IGCC | 0 | 0 | 0 | 0 | 0 | 0
DemandResponse | 0 | 0 | 0 | 0 | 0 | 0
IGCC-CCS | 0 | 0 | 0 | 0 | 0 | 0
WT_off | 0 | 0 | 0 | 0 | 0 | 0
PseudoUnit | 0 | 0 | 0 | 0 | 0 | 0
FixedInterchange | 0 | 0 | 0 | 0 | 0 | 0
Retrofit FOM Costs by Reporting Type: MISO_MI
ReportingType | 2015 | 2020 | 2025 | 2030 | 2035 | 2040
BM | 0 | 0 | 0 | 0 | 0 | 0
CC | 0 | 0 | 0 | 0 | 0 | 0
CSP | 0 | 0 | 0 | 0 | 0 | 0
CT | 0 | 0 | 0 | 0 | 0 | 0
Coal | 1.92 | 0 | 0 | 0 | 0 | 0
Geo | 0 | 0 | 0 | 0 | 0 | 0
H | 0 | 0 | 0 | 0 | 0 | 0
LFG | 0 | 0 | 0 | 0 | 0 | 0
Nuc | 0 | 0 | 0 | 0 | 0 | 0
PS | 0 | 0 | 0 | 0 | 0 | 0
PV | 0 | 0 | 0 | 0 | 0 | 0
PeakG | 0 | 0 | 0 | 0 | 0 | 0
PeakO | 0 | 0 | 0 | 0 | 0 | 0
ST | 0 | 0 | 0 | 0 | 0 | 0
STOG | 0 | 0 | 0 | 0 | 0 | 0
STWD | 0 | 0 | 0 | 0 | 0 | 0
WT | 0 | 0 | 0 | 0 | 0 | 0
IGCC | 0 | 0 | 0 | 0 | 0 | 0
DemandResponse | 0 | 0 | 0 | 0 | 0 | 0
IGCC-CCS | 0 | 0 | 0 | 0 | 0 | 0
WT_off | 0 | 0 | 0 | 0 | 0 | 0
PseudoUnit | 0 | 0 | 0 | 0 | 0 | 0
FixedInterchange | 0 | 0 | 0 | 0 | 0 | 0
Retrofit FOM Costs by Reporting Type: MISO_MO-IL
ReportingType | 2015 | 2020 | 2025 | 2030 | 2035 | 2040
BM | 0 | 0 | 0 | 0 | 0 | 0
CC | 0 | 0 | 0 | 0 | 0 | 0
CSP | 0 | 0 | 0 | 0 | 0 | 0
CT | 0 | 0 | 0 | 0 | 0 | 0
Coal | 18.68 | 17.71 | 3.31 | 3.38 | 3.43 | 3.43
Geo | 0 | 0 | 0 | 0 | 0 | 0
H | 0 | 0 | 0 | 0 | 0 | 0
LFG | 0 | 0 | 0 | 0 | 0 | 0
Nuc | 0 | 0 | 0 | 0 | 0 | 0
PS | 0 | 0 | 0 | 0 | 0 | 0
PV | 0 | 0 | 0 | 0 | 0 | 0
PeakG | 0 | 0 | 0 | 0 | 0 | 0
PeakO | 0 | 0 | 0 | 0 | 0 | 0
ST | 0 | 0 | 0 | 0 | 0 | 0
STOG | 0 | 0 | 0 | 0 | 0 | 0
STWD | 0 | 0 | 0 | 0 | 0 | 0
WT | 0 | 0 | 0 | 0 | 0 | 0
IGCC | 0 | 0 | 0 | 0 | 0 | 0
DemandResponse | 0 | 0 | 0 | 0 | 0 | 0
IGCC-CCS | 0 | 0 | 0 | 0 | 0 | 0
WT_off | 0 | 0 | 0 | 0 | 0 | 0
PseudoUnit | 0 | 0 | 0 | 0 | 0 | 0
FixedInterchange | 0 | 0 | 0 | 0 | 0 | 0
Retrofit FOM Costs by Reporting Type: MISO_W
ReportingType | 2015 | 2020 | 2025 | 2030 | 2035 | 2040
BM | 0 | 0 | 0 | 0 | 0 | 0
CC | 0 | 0 | 0 | 0 | 0 | 0
CSP | 0 | 0 | 0 | 0 | 0 | 0
CT | 0 | 0 | 0 | 0 | 0 | 0
Coal | 32.86 | 34.83 | 5.85 | 5.85 | 6.03 | 6.03
Geo | 0 | 0 | 0 | 0 | 0 | 0
H | 0 | 0 | 0 | 0 | 0 | 0
LFG | 0 | 0 | 0 | 0 | 0 | 0
Nuc | 0 | 0 | 0 | 0 | 0 | 0
PS | 0 | 0 | 0 | 0 | 0 | 0
PV | 0 | 0 | 0 | 0 | 0 | 0
PeakG | 0 | 0 | 0 | 0 | 0 | 0
PeakO | 0 | 0 | 0 | 0 | 0 | 0
ST | 0 | 0 | 0 | 0 | 0 | 0
STOG | 0 | 0 | 0 | 0 | 0 | 0
STWD | 0 | 0 | 0 | 0 | 0 | 0
WT | 0 | 0 | 0 | 0 | 0 | 0
IGCC | 0 | 0 | 0 | 0 | 0 | 0
DemandResponse | 0 | 0 | 0 | 0 | 0 | 0
IGCC-CCS | 0 | 0 | 0 | 0 | 0 | 0
WT_off | 0 | 0 | 0 | 0 | 0 | 0
PseudoUnit | 0 | 0 | 0 | 0 | 0 | 0
FixedInterchange | 0 | 0 | 0 | 0 | 0 | 0
Retrofit FOM Costs by Reporting Type: MISO_WUMS
ReportingType | 2015 | 2020 | 2025 | 2030 | 2035 | 2040
BM | 0 | 0 | 0 | 0 | 0 | 0
CC | 0 | 0 | 0 | 0 | 0 | 0
CSP | 0 | 0 | 0 | 0 | 0 | 0
CT | 0 | 0 | 0 | 0 | 0 | 0
Coal | 23.13 | 7.37 | 7.29 | 7.47 | 7.75 | 7.87
Geo | 0 | 0 | 0 | 0 | 0 | 0
H | 0 | 0 | 0 | 0 | 0 | 0
LFG | 0 | 0 | 0 | 0 | 0 | 0
Nuc | 0 | 0 | 0 | 0 | 0 | 0
PS | 0 | 0 | 0 | 0 | 0 | 0
PV | 0 | 0 | 0 | 0 | 0 | 0
PeakG | 0 | 0 | 0 | 0 | 0 | 0
PeakO | 0 | 0 | 0 | 0 | 0 | 0
ST | 0 | 0 | 0 | 0 | 0 | 0
STOG | 0 | 0 | 0 | 0 | 0 | 0
STWD | 0 | 0 | 0 | 0 | 0 | 0
WT | 0 | 0 | 0 | 0 | 0 | 0
IGCC | 0 | 0 | 0 | 0 | 0 | 0
DemandResponse | 0 | 0 | 0 | 0 | 0 | 0
IGCC-CCS | 0 | 0 | 0 | 0 | 0 | 0
WT_off | 0 | 0 | 0 | 0 | 0 | 0
PseudoUnit | 0 | 0 | 0 | 0 | 0 | 0
FixedInterchange | 0 | 0 | 0 | 0 | 0 | 0
Retrofit FOM Costs by Reporting Type: Nebraska
ReportingType | 2015 | 2020 | 2025 | 2030 | 2035 | 2040
BM | 0 | 0 | 0 | 0 | 0 | 0
CC | 0 | 0 | 0 | 0 | 0 | 0
CSP | 0 | 0 | 0 | 0 | 0 | 0
CT | 0 | 0 | 0 | 0 | 0 | 0
Coal | 4.88 | 5.13 | 5.13 | 5.13 | 5.26 | 5.27
Geo | 0 | 0 | 0 | 0 | 0 | 0
H | 0 | 0 | 0 | 0 | 0 | 0
LFG | 0 | 0 | 0 | 0 | 0 | 0
Nuc | 0 | 0 | 0 | 0 | 0 | 0
PS | 0 | 0 | 0 | 0 | 0 | 0
PV | 0 | 0 | 0 | 0 | 0 | 0
PeakG | 0 | 0 | 0 | 0 | 0 | 0
PeakO | 0 | 0 | 0 | 0 | 0 | 0
ST | 0 | 0 | 0 | 0 | 0 | 0
STOG | 0 | 0 | 0 | 0 | 0 | 0
STWD | 0 | 0 | 0 | 0 | 0 | 0
WT | 0 | 0 | 0 | 0 | 0 | 0
IGCC | 0 | 0 | 0 | 0 | 0 | 0
DemandResponse | 0 | 0 | 0 | 0 | 0 | 0
IGCC-CCS | 0 | 0 | 0 | 0 | 0 | 0
WT_off | 0 | 0 | 0 | 0 | 0 | 0
PseudoUnit | 0 | 0 | 0 | 0 | 0 | 0
FixedInterchange | 0 | 0 | 0 | 0 | 0 | 0
Retrofit FOM Costs by Reporting Type: NEISO
ReportingType | 2015 | 2020 | 2025 | 2030 | 2035 | 2040
BM | 0 | 0 | 0 | 0 | 0 | 0
CC | 0 | 0 | 0 | 0 | 0 | 0
CSP | 0 | 0 | 0 | 0 | 0 | 0
CT | 0 | 0 | 0 | 0 | 0 | 0
Coal | 4.08 | 0 | 0 | 0 | 0 | 0
Geo | 0 | 0 | 0 | 0 | 0 | 0
H | 0 | 0 | 0 | 0 | 0 | 0
LFG | 0 | 0 | 0 | 0 | 0 | 0
Nuc | 0 | 0 | 0 | 0 | 0 | 0
PS | 0 | 0 | 0 | 0 | 0 | 0
PV | 0 | 0 | 0 | 0 | 0 | 0
PeakG | 0 | 0 | 0 | 0 | 0 | 0
PeakO | 0 | 0 | 0 | 0 | 0 | 0
ST | 0 | 0 | 0 | 0 | 0 | 0
STOG | 0 | 0 | 0 | 0 | 0 | 0
STWD | 0 | 0 | 0 | 0 | 0 | 0
WT | 0 | 0 | 0 | 0 | 0 | 0
IGCC | 0 | 0 | 0 | 0 | 0 | 0
DemandResponse | 0 | 0 | 0 | 0 | 0 | 0
IGCC-CCS | 0 | 0 | 0 | 0 | 0 | 0
WT_off | 0 | 0 | 0 | 0 | 0 | 0
PseudoUnit | 0 | 0 | 0 | 0 | 0 | 0
FixedInterchange | 0 | 0 | 0 | 0 | 0 | 0
Retrofit FOM Costs by Reporting Type: NonRTO_Midwest
ReportingType | 2015 | 2020 | 2025 | 2030 | 2035 | 2040
BM | 0 | 0 | 0 | 0 | 0 | 0
CC | 0 | 0 | 0 | 0 | 0 | 0
CSP | 0 | 0 | 0 | 0 | 0 | 0
CT | 0 | 0 | 0 | 0 | 0 | 0
Coal | 66.18 | 32.76 | 12.95 | 12.86 | 13.05 | 13.05
Geo | 0 | 0 | 0 | 0 | 0 | 0
H | 0 | 0 | 0 | 0 | 0 | 0
LFG | 0 | 0 | 0 | 0 | 0 | 0
Nuc | 0 | 0 | 0 | 0 | 0 | 0
PS | 0 | 0 | 0 | 0 | 0 | 0
PV | 0 | 0 | 0 | 0 | 0 | 0
PeakG | 0 | 0 | 0 | 0 | 0 | 0
PeakO | 0 | 0 | 0 | 0 | 0 | 0
ST | 0 | 0 | 0 | 0 | 0 | 0
STOG | 0 | 0 | 0 | 0 | 0 | 0
STWD | 0 | 0 | 0 | 0 | 0 | 0
WT | 0 | 0 | 0 | 0 | 0 | 0
IGCC | 0 | 0 | 0 | 0 | 0 | 0
DemandResponse | 0 | 0 | 0 | 0 | 0 | 0
IGCC-CCS | 0 | 0 | 0 | 0 | 0 | 0
WT_off | 0 | 0 | 0 | 0 | 0 | 0
PseudoUnit | 0 | 0 | 0 | 0 | 0 | 0
FixedInterchange | 0 | 0 | 0 | 0 | 0 | 0
Retrofit FOM Costs by Reporting Type: NYISO_A-F
ReportingType | 2015 | 2020 | 2025 | 2030 | 2035 | 2040
BM | 0 | 0 | 0 | 0 | 0 | 0
CC | 0 | 0 | 0 | 0 | 0 | 0
CSP | 0 | 0 | 0 | 0 | 0 | 0
CT | 0 | 0 | 0 | 0 | 0 | 0
Coal | 0 | 0 | 0 | 0 | 0 | 0
Geo | 0 | 0 | 0 | 0 | 0 | 0
H | 0 | 0 | 0 | 0 | 0 | 0
LFG | 0 | 0 | 0 | 0 | 0 | 0
Nuc | 0 | 0 | 0 | 0 | 0 | 0
PS | 0 | 0 | 0 | 0 | 0 | 0
PV | 0 | 0 | 0 | 0 | 0 | 0
PeakG | 0 | 0 | 0 | 0 | 0 | 0
PeakO | 0 | 0 | 0 | 0 | 0 | 0
ST | 0 | 0 | 0 | 0 | 0 | 0
STOG | 0 | 0 | 0 | 0 | 0 | 0
STWD | 0 | 0 | 0 | 0 | 0 | 0
WT | 0 | 0 | 0 | 0 | 0 | 0
IGCC | 0 | 0 | 0 | 0 | 0 | 0
DemandResponse | 0 | 0 | 0 | 0 | 0 | 0
IGCC-CCS | 0 | 0 | 0 | 0 | 0 | 0
WT_off | 0 | 0 | 0 | 0 | 0 | 0
PseudoUnit | 0 | 0 | 0 | 0 | 0 | 0
FixedInterchange | 0 | 0 | 0 | 0 | 0 | 0
Retrofit FOM Costs by Reporting Type: NYISO_G-I
ReportingType | 2015 | 2020 | 2025 | 2030 | 2035 | 2040
BM | 0 | 0 | 0 | 0 | 0 | 0
CC | 0 | 0 | 0 | 0 | 0 | 0
CSP | 0 | 0 | 0 | 0 | 0 | 0
CT | 0 | 0 | 0 | 0 | 0 | 0
Coal | 0 | 0 | 0 | 0 | 0 | 0
Geo | 0 | 0 | 0 | 0 | 0 | 0
H | 0 | 0 | 0 | 0 | 0 | 0
LFG | 0 | 0 | 0 | 0 | 0 | 0
Nuc | 0 | 0 | 0 | 0 | 0 | 0
PS | 0 | 0 | 0 | 0 | 0 | 0
PV | 0 | 0 | 0 | 0 | 0 | 0
PeakG | 0 | 0 | 0 | 0 | 0 | 0
PeakO | 0 | 0 | 0 | 0 | 0 | 0
ST | 0 | 0 | 0 | 0 | 0 | 0
STOG | 0 | 0 | 0 | 0 | 0 | 0
STWD | 0 | 0 | 0 | 0 | 0 | 0
WT | 0 | 0 | 0 | 0 | 0 | 0
IGCC | 0 | 0 | 0 | 0 | 0 | 0
DemandResponse | 0 | 0 | 0 | 0 | 0 | 0
IGCC-CCS | 0 | 0 | 0 | 0 | 0 | 0
WT_off | 0 | 0 | 0 | 0 | 0 | 0
PseudoUnit | 0 | 0 | 0 | 0 | 0 | 0
FixedInterchange | 0 | 0 | 0 | 0 | 0 | 0
Retrofit FOM Costs by Reporting Type: NYISO_J-K
ReportingType | 2015 | 2020 | 2025 | 2030 | 2035 | 2040
BM | 0 | 0 | 0 | 0 | 0 | 0
CC | 0 | 0 | 0 | 0 | 0 | 0
CSP | 0 | 0 | 0 | 0 | 0 | 0
CT | 0 | 0 | 0 | 0 | 0 | 0
Coal | 0 | 0 | 0 | 0 | 0 | 0
Geo | 0 | 0 | 0 | 0 | 0 | 0
H | 0 | 0 | 0 | 0 | 0 | 0
LFG | 0 | 0 | 0 | 0 | 0 | 0
Nuc | 0 | 0 | 0 | 0 | 0 | 0
PS | 0 | 0 | 0 | 0 | 0 | 0
PV | 0 | 0 | 0 | 0 | 0 | 0
PeakG | 0 | 0 | 0 | 0 | 0 | 0
PeakO | 0 | 0 | 0 | 0 | 0 | 0
ST | 0 | 0 | 0 | 0 | 0 | 0
STOG | 0 | 0 | 0 | 0 | 0 | 0
STWD | 0 | 0 | 0 | 0 | 0 | 0
WT | 0 | 0 | 0 | 0 | 0 | 0
IGCC | 0 | 0 | 0 | 0 | 0 | 0
DemandResponse | 0 | 0 | 0 | 0 | 0 | 0
IGCC-CCS | 0 | 0 | 0 | 0 | 0 | 0
WT_off | 0 | 0 | 0 | 0 | 0 | 0
PseudoUnit | 0 | 0 | 0 | 0 | 0 | 0
FixedInterchange | 0 | 0 | 0 | 0 | 0 | 0
Retrofit FOM Costs by Reporting Type: PJM_E
ReportingType | 2015 | 2020 | 2025 | 2030 | 2035 | 2040
BM | 0 | 0 | 0 | 0 | 0 | 0
CC | 0 | 0 | 0 | 0 | 0 | 0
CSP | 0 | 0 | 0 | 0 | 0 | 0
CT | 0 | 0 | 0 | 0 | 0 | 0
Coal | 1.07 | 0 | 0 | 0 | 0 | 0
Geo | 0 | 0 | 0 | 0 | 0 | 0
H | 0 | 0 | 0 | 0 | 0 | 0
LFG | 0 | 0 | 0 | 0 | 0 | 0
Nuc | 0 | 0 | 0 | 0 | 0 | 0
PS | 0 | 0 | 0 | 0 | 0 | 0
PV | 0 | 0 | 0 | 0 | 0 | 0
PeakG | 0 | 0 | 0 | 0 | 0 | 0
PeakO | 0 | 0 | 0 | 0 | 0 | 0
ST | 0 | 0 | 0 | 0 | 0 | 0
STOG | 0 | 0 | 0 | 0 | 0 | 0
STWD | 0 | 0 | 0 | 0 | 0 | 0
WT | 0 | 0 | 0 | 0 | 0 | 0
IGCC | 0 | 0 | 0 | 0 | 0 | 0
DemandResponse | 0 | 0 | 0 | 0 | 0 | 0
IGCC-CCS | 0 | 0 | 0 | 0 | 0 | 0
WT_off | 0 | 0 | 0 | 0 | 0 | 0
PseudoUnit | 0 | 0 | 0 | 0 | 0 | 0
FixedInterchange | 0 | 0 | 0 | 0 | 0 | 0
Retrofit FOM Costs by Reporting Type: PJM_ROM
ReportingType | 2015 | 2020 | 2025 | 2030 | 2035 | 2040
BM | 0 | 0 | 0 | 0 | 0 | 0
CC | 0 | 0 | 0 | 0 | 0 | 0
CSP | 0 | 0 | 0 | 0 | 0 | 0
CT | 0 | 0 | 0 | 0 | 0 | 0
Coal | 2.04 | 0.53 | 0 | 0 | 0 | 0
Geo | 0 | 0 | 0 | 0 | 0 | 0
H | 0 | 0 | 0 | 0 | 0 | 0
LFG | 0 | 0 | 0 | 0 | 0 | 0
Nuc | 0 | 0 | 0 | 0 | 0 | 0
PS | 0 | 0 | 0 | 0 | 0 | 0
PV | 0 | 0 | 0 | 0 | 0 | 0
PeakG | 0 | 0 | 0 | 0 | 0 | 0
PeakO | 0 | 0 | 0 | 0 | 0 | 0
ST | 0 | 0 | 0 | 0 | 0 | 0
STOG | 0 | 0 | 0 | 0 | 0 | 0
STWD | 0 | 0 | 0 | 0 | 0 | 0
WT | 0 | 0 | 0 | 0 | 0 | 0
IGCC | 0 | 0 | 0 | 0 | 0 | 0
DemandResponse | 0 | 0 | 0 | 0 | 0 | 0
IGCC-CCS | 0 | 0 | 0 | 0 | 0 | 0
WT_off | 0 | 0 | 0 | 0 | 0 | 0
PseudoUnit | 0 | 0 | 0 | 0 | 0 | 0
FixedInterchange | 0 | 0 | 0 | 0 | 0 | 0
Retrofit FOM Costs by Reporting Type: PJM_ROR
ReportingType | 2015 | 2020 | 2025 | 2030 | 2035 | 2040
BM | 0 | 0 | 0 | 0 | 0 | 0
CC | 0 | 0 | 0 | 0 | 0 | 0
CSP | 0 | 0 | 0 | 0 | 0 | 0
CT | 0 | 0 | 0 | 0 | 0 | 0
Coal | 135.28 | 98.52 | 16.49 | 17.35 | 17.98 | 17.98
Geo | 0 | 0 | 0 | 0 | 0 | 0
H | 0 | 0 | 0 | 0 | 0 | 0
LFG | 0 | 0 | 0 | 0 | 0 | 0
Nuc | 0 | 0 | 0 | 0 | 0 | 0
PS | 0 | 0 | 0 | 0 | 0 | 0
PV | 0 | 0 | 0 | 0 | 0 | 0
PeakG | 0 | 0 | 0 | 0 | 0 | 0
PeakO | 0 | 0 | 0 | 0 | 0 | 0
ST | 0 | 0 | 0 | 0 | 0 | 0
STOG | 0 | 0 | 0 | 0 | 0 | 0
STWD | 0 | 0 | 0 | 0 | 0 | 0
WT | 0 | 0 | 0 | 0 | 0 | 0
IGCC | 0 | 0 | 0 | 0 | 0 | 0
DemandResponse | 0 | 0 | 0 | 0 | 0 | 0
IGCC-CCS | 0 | 0 | 0 | 0 | 0 | 0
WT_off | 0 | 0 | 0 | 0 | 0 | 0
PseudoUnit | 0 | 0 | 0 | 0 | 0 | 0
FixedInterchange | 0 | 0 | 0 | 0 | 0 | 0
Retrofit FOM Costs by Reporting Type: SOCO
ReportingType | 2015 | 2020 | 2025 | 2030 | 2035 | 2040
BM | 0 | 0 | 0 | 0 | 0 | 0
CC | 0 | 0 | 0 | 0 | 0 | 0
CSP | 0 | 0 | 0 | 0 | 0 | 0
CT | 0 | 0 | 0 | 0 | 0 | 0
Coal | 48.24 | 13.54 | 14.97 | 14.99 | 14.99 | 14.99
Geo | 0 | 0 | 0 | 0 | 0 | 0
H | 0 | 0 | 0 | 0 | 0 | 0
LFG | 0 | 0 | 0 | 0 | 0 | 0
Nuc | 0 | 0 | 0 | 0 | 0 | 0
PS | 0 | 0 | 0 | 0 | 0 | 0
PV | 0 | 0 | 0 | 0 | 0 | 0
PeakG | 0 | 0 | 0 | 0 | 0 | 0
PeakO | 0 | 0 | 0 | 0 | 0 | 0
ST | 0 | 0 | 0 | 0 | 0 | 0
STOG | 0 | 0 | 0 | 0 | 0 | 0
STWD | 0 | 0 | 0 | 0 | 0 | 0
WT | 0 | 0 | 0 | 0 | 0 | 0
IGCC | 0 | 0 | 0 | 0 | 0 | 0
DemandResponse | 0 | 0 | 0 | 0 | 0 | 0
IGCC-CCS | 0 | 0 | 0 | 0 | 0 | 0
WT_off | 0 | 0 | 0 | 0 | 0 | 0
PseudoUnit | 0 | 0 | 0 | 0 | 0 | 0
FixedInterchange | 0 | 0 | 0 | 0 | 0 | 0
Retrofit FOM Costs by Reporting Type: SPP_N
ReportingType | 2015 | 2020 | 2025 | 2030 | 2035 | 2040
BM | 0 | 0 | 0 | 0 | 0 | 0
CC | 0 | 0 | 0 | 0 | 0 | 0
CSP | 0 | 0 | 0 | 0 | 0 | 0
CT | 0 | 0 | 0 | 0 | 0 | 0
Coal | 35.72 | 22.16 | 0 | 0 | 0 | 0
Geo | 0 | 0 | 0 | 0 | 0 | 0
H | 0 | 0 | 0 | 0 | 0 | 0
LFG | 0 | 0 | 0 | 0 | 0 | 0
Nuc | 0 | 0 | 0 | 0 | 0 | 0
PS | 0 | 0 | 0 | 0 | 0 | 0
PV | 0 | 0 | 0 | 0 | 0 | 0
PeakG | 0 | 0 | 0 | 0 | 0 | 0
PeakO | 0 | 0 | 0 | 0 | 0 | 0
ST | 0 | 0 | 0 | 0 | 0 | 0
STOG | 0 | 0 | 0 | 0 | 0 | 0
STWD | 0 | 0 | 0 | 0 | 0 | 0
WT | 0 | 0 | 0 | 0 | 0 | 0
IGCC | 0 | 0 | 0 | 0 | 0 | 0
DemandResponse | 0 | 0 | 0 | 0 | 0 | 0
IGCC-CCS | 0 | 0 | 0 | 0 | 0 | 0
WT_off | 0 | 0 | 0 | 0 | 0 | 0
PseudoUnit | 0 | 0 | 0 | 0 | 0 | 0
FixedInterchange | 0 | 0 | 0 | 0 | 0 | 0
Retrofit FOM Costs by Reporting Type: SPP_S
ReportingType | 2015 | 2020 | 2025 | 2030 | 2035 | 2040
BM | 0 | 0 | 0 | 0 | 0 | 0
CC | 0 | 0 | 0 | 0 | 0 | 0
CSP | 0 | 0 | 0 | 0 | 0 | 0
CT | 0 | 0 | 0 | 0 | 0 | 0
Coal | 15.96 | 7.55 | 0 | 0 | 0 | 0
Geo | 0 | 0 | 0 | 0 | 0 | 0
H | 0 | 0 | 0 | 0 | 0 | 0
LFG | 0 | 0 | 0 | 0 | 0 | 0
Nuc | 0 | 0 | 0 | 0 | 0 | 0
PS | 0 | 0 | 0 | 0 | 0 | 0
PV | 0 | 0 | 0 | 0 | 0 | 0
PeakG | 0 | 0 | 0 | 0 | 0 | 0
PeakO | 0 | 0 | 0 | 0 | 0 | 0
ST | 0 | 0 | 0 | 0 | 0 | 0
STOG | 0 | 0 | 0 | 0 | 0 | 0
STWD | 0 | 0 | 0 | 0 | 0 | 0
WT | 0 | 0 | 0 | 0 | 0 | 0
IGCC | 0 | 0 | 0 | 0 | 0 | 0
DemandResponse | 0 | 0 | 0 | 0 | 0 | 0
IGCC-CCS | 0 | 0 | 0 | 0 | 0 | 0
WT_off | 0 | 0 | 0 | 0 | 0 | 0
PseudoUnit | 0 | 0 | 0 | 0 | 0 | 0
FixedInterchange | 0 | 0 | 0 | 0 | 0 | 0
Retrofit FOM Costs by Reporting Type: TVA
ReportingType | 2015 | 2020 | 2025 | 2030 | 2035 | 2040
BM | 0 | 0 | 0 | 0 | 0 | 0
CC | 0 | 0 | 0 | 0 | 0 | 0
CSP | 0 | 0 | 0 | 0 | 0 | 0
CT | 0 | 0 | 0 | 0 | 0 | 0
Coal | 36.36 | 15.74 | 0 | 0 | 0 | 0
Geo | 0 | 0 | 0 | 0 | 0 | 0
H | 0 | 0 | 0 | 0 | 0 | 0
LFG | 0 | 0 | 0 | 0 | 0 | 0
Nuc | 0 | 0 | 0 | 0 | 0 | 0
PS | 0 | 0 | 0 | 0 | 0 | 0
PV | 0 | 0 | 0 | 0 | 0 | 0
PeakG | 0 | 0 | 0 | 0 | 0 | 0
PeakO | 0 | 0 | 0 | 0 | 0 | 0
ST | 0 | 0 | 0 | 0 | 0 | 0
STOG | 0 | 0 | 0 | 0 | 0 | 0
STWD | 0 | 0 | 0 | 0 | 0 | 0
WT | 0 | 0 | 0 | 0 | 0 | 0
IGCC | 0 | 0 | 0 | 0 | 0 | 0
DemandResponse | 0 | 0 | 0 | 0 | 0 | 0
IGCC-CCS | 0 | 0 | 0 | 0 | 0 | 0
WT_off | 0 | 0 | 0 | 0 | 0 | 0
PseudoUnit | 0 | 0 | 0 | 0 | 0 | 0
FixedInterchange | 0 | 0 | 0 | 0 | 0 | 0
Retrofit FOM Costs by Reporting Type: TVA_Transmission
ReportingType | 2015 | 2020 | 2025 | 2030 | 2035 | 2040
BM | 0 | 0 | 0 | 0 | 0 | 0
CC | 0 | 0 | 0 | 0 | 0 | 0
CSP | 0 | 0 | 0 | 0 | 0 | 0
CT | 0 | 0 | 0 | 0 | 0 | 0
Coal | 0 | 0 | 0 | 0 | 0 | 0
Geo | 0 | 0 | 0 | 0 | 0 | 0
H | 0 | 0 | 0 | 0 | 0 | 0
LFG | 0 | 0 | 0 | 0 | 0 | 0
Nuc | 0 | 0 | 0 | 0 | 0 | 0
PS | 0 | 0 | 0 | 0 | 0 | 0
PV | 0 | 0 | 0 | 0 | 0 | 0
PeakG | 0 | 0 | 0 | 0 | 0 | 0
PeakO | 0 | 0 | 0 | 0 | 0 | 0
ST | 0 | 0 | 0 | 0 | 0 | 0
STOG | 0 | 0 | 0 | 0 | 0 | 0
STWD | 0 | 0 | 0 | 0 | 0 | 0
WT | 0 | 0 | 0 | 0 | 0 | 0
IGCC | 0 | 0 | 0 | 0 | 0 | 0
DemandResponse | 0 | 0 | 0 | 0 | 0 | 0
IGCC-CCS | 0 | 0 | 0 | 0 | 0 | 0
WT_off | 0 | 0 | 0 | 0 | 0 | 0
PseudoUnit | 0 | 0 | 0 | 0 | 0 | 0
FixedInterchange | 0 | 0 | 0 | 0 | 0 | 0
Retrofit FOM Costs by Reporting Type: VACAR
ReportingType | 2015 | 2020 | 2025 | 2030 | 2035 | 2040
BM | 0 | 0 | 0 | 0 | 0 | 0
CC | 0 | 0 | 0 | 0 | 0 | 0
CSP | 0 | 0 | 0 | 0 | 0 | 0
CT | 0 | 0 | 0 | 0 | 0 | 0
Coal | 69.95 | 17.81 | 7.46 | 7.46 | 7.46 | 7.46
Geo | 0 | 0 | 0 | 0 | 0 | 0
H | 0 | 0 | 0 | 0 | 0 | 0
LFG | 0 | 0 | 0 | 0 | 0 | 0
Nuc | 0 | 0 | 0 | 0 | 0 | 0
PS | 0 | 0 | 0 | 0 | 0 | 0
PV | 0 | 0 | 0 | 0 | 0 | 0
PeakG | 0 | 0 | 0 | 0 | 0 | 0
PeakO | 0 | 0 | 0 | 0 | 0 | 0
ST | 0 | 0 | 0 | 0 | 0 | 0
STOG | 0 | 0 | 0 | 0 | 0 | 0
STWD | 0 | 0 | 0 | 0 | 0 | 0
WT | 0 | 0 | 0 | 0 | 0 | 0
IGCC | 0 | 0 | 0 | 0 | 0 | 0
DemandResponse | 0 | 0 | 0 | 0 | 0 | 0
IGCC-CCS | 0 | 0 | 0 | 0 | 0 | 0
WT_off | 0 | 0 | 0 | 0 | 0 | 0
PseudoUnit | 0 | 0 | 0 | 0 | 0 | 0
FixedInterchange | 0 | 0 | 0 | 0 | 0 | 0
Retrofit FOM Costs by Reporting Type: IESO
ReportingType | 2015 | 2020 | 2025 | 2030 | 2035 | 2040
BM | 0 | 0 | 0 | 0 | 0 | 0
CC | 0 | 0 | 0 | 0 | 0 | 0
CSP | 0 | 0 | 0 | 0 | 0 | 0
CT | 0 | 0 | 0 | 0 | 0 | 0
Coal | 0 | 0 | 0 | 0 | 0 | 0
Geo | 0 | 0 | 0 | 0 | 0 | 0
H | 0 | 0 | 0 | 0 | 0 | 0
LFG | 0 | 0 | 0 | 0 | 0 | 0
Nuc | 0 | 0 | 0 | 0 | 0 | 0
PS | 0 | 0 | 0 | 0 | 0 | 0
PV | 0 | 0 | 0 | 0 | 0 | 0
PeakG | 0 | 0 | 0 | 0 | 0 | 0
PeakO | 0 | 0 | 0 | 0 | 0 | 0
ST | 0 | 0 | 0 | 0 | 0 | 0
STOG | 0 | 0 | 0 | 0 | 0 | 0
STWD | 0 | 0 | 0 | 0 | 0 | 0
WT | 0 | 0 | 0 | 0 | 0 | 0
IGCC | 0 | 0 | 0 | 0 | 0 | 0
DemandResponse | 0 | 0 | 0 | 0 | 0 | 0
IGCC-CCS | 0 | 0 | 0 | 0 | 0 | 0
WT_off | 0 | 0 | 0 | 0 | 0 | 0
PseudoUnit | 0 | 0 | 0 | 0 | 0 | 0
FixedInterchange | 0 | 0 | 0 | 0 | 0 | 0
Retrofit FOM Costs by Reporting Type: MAPP_CA
ReportingType | 2015 | 2020 | 2025 | 2030 | 2035 | 2040
BM | 0 | 0 | 0 | 0 | 0 | 0
CC | 0 | 0 | 0 | 0 | 0 | 0
CSP | 0 | 0 | 0 | 0 | 0 | 0
CT | 0 | 0 | 0 | 0 | 0 | 0
Coal | 0 | 0 | 0 | 0 | 0 | 0
Geo | 0 | 0 | 0 | 0 | 0 | 0
H | 0 | 0 | 0 | 0 | 0 | 0
LFG | 0 | 0 | 0 | 0 | 0 | 0
Nuc | 0 | 0 | 0 | 0 | 0 | 0
PS | 0 | 0 | 0 | 0 | 0 | 0
PV | 0 | 0 | 0 | 0 | 0 | 0
PeakG | 0 | 0 | 0 | 0 | 0 | 0
PeakO | 0 | 0 | 0 | 0 | 0 | 0
ST | 0 | 0 | 0 | 0 | 0 | 0
STOG | 0 | 0 | 0 | 0 | 0 | 0
STWD | 0 | 0 | 0 | 0 | 0 | 0
WT | 0 | 0 | 0 | 0 | 0 | 0
IGCC | 0 | 0 | 0 | 0 | 0 | 0
DemandResponse | 0 | 0 | 0 | 0 | 0 | 0
IGCC-CCS | 0 | 0 | 0 | 0 | 0 | 0
WT_off | 0 | 0 | 0 | 0 | 0 | 0
PseudoUnit | 0 | 0 | 0 | 0 | 0 | 0
FixedInterchange | 0 | 0 | 0 | 0 | 0 | 0
Retrofit FOM Costs by Reporting Type: AZ_NM_SNV_Coal
ReportingType | 2015 | 2020 | 2025 | 2030 | 2035 | 2040
BM | 0 | 0 | 0 | 0 | 0 | 0
CC | 0 | 0 | 0 | 0 | 0 | 0
CSP | 0 | 0 | 0 | 0 | 0 | 0
CT | 0 | 0 | 0 | 0 | 0 | 0
Coal | 58.25 | 42.42 | 0 | 0 | 0 | 0
Geo | 0 | 0 | 0 | 0 | 0 | 0
H | 0 | 0 | 0 | 0 | 0 | 0
LFG | 0 | 0 | 0 | 0 | 0 | 0
Nuc | 0 | 0 | 0 | 0 | 0 | 0
PS | 0 | 0 | 0 | 0 | 0 | 0
PV | 0 | 0 | 0 | 0 | 0 | 0
PeakG | 0 | 0 | 0 | 0 | 0 | 0
PeakO | 0 | 0 | 0 | 0 | 0 | 0
ST | 0 | 0 | 0 | 0 | 0 | 0
STOG | 0 | 0 | 0 | 0 | 0 | 0
STWD | 0 | 0 | 0 | 0 | 0 | 0
WT | 0 | 0 | 0 | 0 | 0 | 0
IGCC | 0 | 0 | 0 | 0 | 0 | 0
DemandResponse | 0 | 0 | 0 | 0 | 0 | 0
IGCC-CCS | 0 | 0 | 0 | 0 | 0 | 0
WT_off | 0 | 0 | 0 | 0 | 0 | 0
PseudoUnit | 0 | 0 | 0 | 0 | 0 | 0
FixedInterchange | 0 | 0 | 0 | 0 | 0 | 0
Retrofit FOM Costs by Reporting Type: AZ_NM_SNV_Gas
ReportingType | 2015 | 2020 | 2025 | 2030 | 2035 | 2040
BM | 0 | 0 | 0 | 0 | 0 | 0
CC | 0 | 0 | 0 | 0 | 0 | 0
CSP | 0 | 0 | 0 | 0 | 0 | 0
CT | 0 | 0 | 0 | 0 | 0 | 0
Coal | 0 | 0 | 0 | 0 | 0 | 0
Geo | 0 | 0 | 0 | 0 | 0 | 0
H | 0 | 0 | 0 | 0 | 0 | 0
LFG | 0 | 0 | 0 | 0 | 0 | 0
Nuc | 0 | 0 | 0 | 0 | 0 | 0
PS | 0 | 0 | 0 | 0 | 0 | 0
PV | 0 | 0 | 0 | 0 | 0 | 0
PeakG | 0 | 0 | 0 | 0 | 0 | 0
PeakO | 0 | 0 | 0 | 0 | 0 | 0
ST | 0 | 0 | 0 | 0 | 0 | 0
STOG | 0 | 0 | 0 | 0 | 0 | 0
STWD | 0 | 0 | 0 | 0 | 0 | 0
WT | 0 | 0 | 0 | 0 | 0 | 0
IGCC | 0 | 0 | 0 | 0 | 0 | 0
DemandResponse | 0 | 0 | 0 | 0 | 0 | 0
IGCC-CCS | 0 | 0 | 0 | 0 | 0 | 0
WT_off | 0 | 0 | 0 | 0 | 0 | 0
PseudoUnit | 0 | 0 | 0 | 0 | 0 | 0
FixedInterchange | 0 | 0 | 0 | 0 | 0 | 0
Retrofit FOM Costs by Reporting Type: AZ_NM_SNV_NucRenew
ReportingType | 2015 | 2020 | 2025 | 2030 | 2035 | 2040
BM | 0 | 0 | 0 | 0 | 0 | 0
CC | 0 | 0 | 0 | 0 | 0 | 0
CSP | 0 | 0 | 0 | 0 | 0 | 0
CT | 0 | 0 | 0 | 0 | 0 | 0
Coal | 0 | 0 | 0 | 0 | 0 | 0
Geo | 0 | 0 | 0 | 0 | 0 | 0
H | 0 | 0 | 0 | 0 | 0 | 0
LFG | 0 | 0 | 0 | 0 | 0 | 0
Nuc | 0 | 0 | 0 | 0 | 0 | 0
PS | 0 | 0 | 0 | 0 | 0 | 0
PV | 0 | 0 | 0 | 0 | 0 | 0
PeakG | 0 | 0 | 0 | 0 | 0 | 0
PeakO | 0 | 0 | 0 | 0 | 0 | 0
ST | 0 | 0 | 0 | 0 | 0 | 0
STOG | 0 | 0 | 0 | 0 | 0 | 0
STWD | 0 | 0 | 0 | 0 | 0 | 0
WT | 0 | 0 | 0 | 0 | 0 | 0
IGCC | 0 | 0 | 0 | 0 | 0 | 0
DemandResponse | 0 | 0 | 0 | 0 | 0 | 0
IGCC-CCS | 0 | 0 | 0 | 0 | 0 | 0
WT_off | 0 | 0 | 0 | 0 | 0 | 0
PseudoUnit | 0 | 0 | 0 | 0 | 0 | 0
FixedInterchange | 0 | 0 | 0 | 0 | 0 | 0
Retrofit FOM Costs by Reporting Type: ERCOT
ReportingType | 2015 | 2020 | 2025 | 2030 | 2035 | 2040
BM | 0 | 0 | 0 | 0 | 0 | 0
CC | 0 | 0 | 0 | 0 | 0 | 0
CSP | 0 | 0 | 0 | 0 | 0 | 0
CT | 0 | 0 | 0 | 0 | 0 | 0
Coal | 19.61 | 19.06 | 19.56 | 19.98 | 20.23 | 20.23
Geo | 0 | 0 | 0 | 0 | 0 | 0
H | 0 | 0 | 0 | 0 | 0 | 0
LFG | 0 | 0 | 0 | 0 | 0 | 0
Nuc | 0 | 0 | 0 | 0 | 0 | 0
PS | 0 | 0 | 0 | 0 | 0 | 0
PV | 0 | 0 | 0 | 0 | 0 | 0
PeakG | 0 | 0 | 0 | 0 | 0 | 0
PeakO | 0 | 0 | 0 | 0 | 0 | 0
ST | 0 | 0 | 0 | 0 | 0 | 0
STOG | 0 | 0 | 0 | 0 | 0 | 0
STWD | 0 | 0 | 0 | 0 | 0 | 0
WT | 0 | 0 | 0 | 0 | 0 | 0
IGCC | 0 | 0 | 0 | 0 | 0 | 0
DemandResponse | 0 | 0 | 0 | 0 | 0 | 0
IGCC-CCS | 0 | 0 | 0 | 0 | 0 | 0
WT_off | 0 | 0 | 0 | 0 | 0 | 0
PseudoUnit | 0 | 0 | 0 | 0 | 0 | 0
FixedInterchange | 0 | 0 | 0 | 0 | 0 | 0
Retrofit FOM Costs by Reporting Type: NP15
ReportingType | 2015 | 2020 | 2025 | 2030 | 2035 | 2040
BM | 0 | 0 | 0 | 0 | 0 | 0
CC | 0 | 0 | 0 | 0 | 0 | 0
CSP | 0 | 0 | 0 | 0 | 0 | 0
CT | 0 | 0 | 0 | 0 | 0 | 0
Coal | 0.19 | 0 | 0 | 0 | 0 | 0
Geo | 0 | 0 | 0 | 0 | 0 | 0
H | 0 | 0 | 0 | 0 | 0 | 0
LFG | 0 | 0 | 0 | 0 | 0 | 0
Nuc | 0 | 0 | 0 | 0 | 0 | 0
PS | 0 | 0 | 0 | 0 | 0 | 0
PV | 0 | 0 | 0 | 0 | 0 | 0
PeakG | 0 | 0 | 0 | 0 | 0 | 0
PeakO | 0 | 0 | 0 | 0 | 0 | 0
ST | 0 | 0 | 0 | 0 | 0 | 0
STOG | 0 | 0 | 0 | 0 | 0 | 0
STWD | 0 | 0 | 0 | 0 | 0 | 0
WT | 0 | 0 | 0 | 0 | 0 | 0
IGCC | 0 | 0 | 0 | 0 | 0 | 0
DemandResponse | 0 | 0 | 0 | 0 | 0 | 0
IGCC-CCS | 0 | 0 | 0 | 0 | 0 | 0
WT_off | 0 | 0 | 0 | 0 | 0 | 0
PseudoUnit | 0 | 0 | 0 | 0 | 0 | 0
FixedInterchange | 0 | 0 | 0 | 0 | 0 | 0
Retrofit FOM Costs by Reporting Type: NWPP_Coal
ReportingType | 2015 | 2020 | 2025 | 2030 | 2035 | 2040
BM | 0 | 0 | 0 | 0 | 0 | 0
CC | 0 | 0 | 0 | 0 | 0 | 0
CSP | 0 | 0 | 0 | 0 | 0 | 0
CT | 0 | 0 | 0 | 0 | 0 | 0
Coal | 37.24 | 38.15 | 0.98 | 0.98 | 0.98 | 0.98
Geo | 0 | 0 | 0 | 0 | 0 | 0
H | 0 | 0 | 0 | 0 | 0 | 0
LFG | 0 | 0 | 0 | 0 | 0 | 0
Nuc | 0 | 0 | 0 | 0 | 0 | 0
PS | 0 | 0 | 0 | 0 | 0 | 0
PV | 0 | 0 | 0 | 0 | 0 | 0
PeakG | 0 | 0 | 0 | 0 | 0 | 0
PeakO | 0 | 0 | 0 | 0 | 0 | 0
ST | 0 | 0 | 0 | 0 | 0 | 0
STOG | 0 | 0 | 0 | 0 | 0 | 0
STWD | 0 | 0 | 0 | 0 | 0 | 0
WT | 0 | 0 | 0 | 0 | 0 | 0
IGCC | 0 | 0 | 0 | 0 | 0 | 0
DemandResponse | 0 | 0 | 0 | 0 | 0 | 0
IGCC-CCS | 0 | 0 | 0 | 0 | 0 | 0
WT_off | 0 | 0 | 0 | 0 | 0 | 0
PseudoUnit | 0 | 0 | 0 | 0 | 0 | 0
FixedInterchange | 0 | 0 | 0 | 0 | 0 | 0
Retrofit FOM Costs by Reporting Type: NWPP_Gas
ReportingType | 2015 | 2020 | 2025 | 2030 | 2035 | 2040
BM | 0 | 0 | 0 | 0 | 0 | 0
CC | 0 | 0 | 0 | 0 | 0 | 0
CSP | 0 | 0 | 0 | 0 | 0 | 0
CT | 0 | 0 | 0 | 0 | 0 | 0
Coal | 0 | 0 | 0 | 0 | 0 | 0
Geo | 0 | 0 | 0 | 0 | 0 | 0
H | 0 | 0 | 0 | 0 | 0 | 0
LFG | 0 | 0 | 0 | 0 | 0 | 0
Nuc | 0 | 0 | 0 | 0 | 0 | 0
PS | 0 | 0 | 0 | 0 | 0 | 0
PV | 0 | 0 | 0 | 0 | 0 | 0
PeakG | 0 | 0 | 0 | 0 | 0 | 0
PeakO | 0 | 0 | 0 | 0 | 0 | 0
ST | 0 | 0 | 0 | 0 | 0 | 0
STOG | 0 | 0 | 0 | 0 | 0 | 0
STWD | 0 | 0 | 0 | 0 | 0 | 0
WT | 0 | 0 | 0 | 0 | 0 | 0
IGCC | 0 | 0 | 0 | 0 | 0 | 0
DemandResponse | 0 | 0 | 0 | 0 | 0 | 0
IGCC-CCS | 0 | 0 | 0 | 0 | 0 | 0
WT_off | 0 | 0 | 0 | 0 | 0 | 0
PseudoUnit | 0 | 0 | 0 | 0 | 0 | 0
FixedInterchange | 0 | 0 | 0 | 0 | 0 | 0
Retrofit FOM Costs by Reporting Type: NWPP_NucRenew
ReportingType | 2015 | 2020 | 2025 | 2030 | 2035 | 2040
BM | 0 | 0 | 0 | 0 | 0 | 0
CC | 0 | 0 | 0 | 0 | 0 | 0
CSP | 0 | 0 | 0 | 0 | 0 | 0
CT | 0 | 0 | 0 | 0 | 0 | 0
Coal | 0 | 0 | 0 | 0 | 0 | 0
Geo | 0 | 0 | 0 | 0 | 0 | 0
H | 0 | 0 | 0 | 0 | 0 | 0
LFG | 0 | 0 | 0 | 0 | 0 | 0
Nuc | 0 | 0 | 0 | 0 | 0 | 0
PS | 0 | 0 | 0 | 0 | 0 | 0
PV | 0 | 0 | 0 | 0 | 0 | 0
PeakG | 0 | 0 | 0 | 0 | 0 | 0
PeakO | 0 | 0 | 0 | 0 | 0 | 0
ST | 0 | 0 | 0 | 0 | 0 | 0
STOG | 0 | 0 | 0 | 0 | 0 | 0
STWD | 0 | 0 | 0 | 0 | 0 | 0
WT | 0 | 0 | 0 | 0 | 0 | 0
IGCC | 0 | 0 | 0 | 0 | 0 | 0
DemandResponse | 0 | 0 | 0 | 0 | 0 | 0
IGCC-CCS | 0 | 0 | 0 | 0 | 0 | 0
WT_off | 0 | 0 | 0 | 0 | 0 | 0
PseudoUnit | 0 | 0 | 0 | 0 | 0 | 0
FixedInterchange | 0 | 0 | 0 | 0 | 0 | 0
Retrofit FOM Costs by Reporting Type: RMPA
ReportingType | 2015 | 2020 | 2025 | 2030 | 2035 | 2040
BM | 0 | 0 | 0 | 0 | 0 | 0
CC | 0 | 0 | 0 | 0 | 0 | 0
CSP | 0 | 0 | 0 | 0 | 0 | 0
CT | 0 | 0 | 0 | 0 | 0 | 0
Coal | 22.49 | 21.49 | 6.18 | 6.18 | 6.18 | 6.18
Geo | 0 | 0 | 0 | 0 | 0 | 0
H | 0 | 0 | 0 | 0 | 0 | 0
LFG | 0 | 0 | 0 | 0 | 0 | 0
Nuc | 0 | 0 | 0 | 0 | 0 | 0
PS | 0 | 0 | 0 | 0 | 0 | 0
PV | 0 | 0 | 0 | 0 | 0 | 0
PeakG | 0 | 0 | 0 | 0 | 0 | 0
PeakO | 0 | 0 | 0 | 0 | 0 | 0
ST | 0 | 0 | 0 | 0 | 0 | 0
STOG | 0 | 0 | 0 | 0 | 0 | 0
STWD | 0 | 0 | 0 | 0 | 0 | 0
WT | 0 | 0 | 0 | 0 | 0 | 0
IGCC | 0 | 0 | 0 | 0 | 0 | 0
DemandResponse | 0 | 0 | 0 | 0 | 0 | 0
IGCC-CCS | 0 | 0 | 0 | 0 | 0 | 0
WT_off | 0 | 0 | 0 | 0 | 0 | 0
PseudoUnit | 0 | 0 | 0 | 0 | 0 | 0
FixedInterchange | 0 | 0 | 0 | 0 | 0 | 0
Retrofit FOM Costs by Reporting Type: SP15
ReportingType | 2015 | 2020 | 2025 | 2030 | 2035 | 2040
BM | 0 | 0 | 0 | 0 | 0 | 0
CC | 0 | 0 | 0 | 0 | 0 | 0
CSP | 0 | 0 | 0 | 0 | 0 | 0
CT | 0 | 0 | 0 | 0 | 0 | 0
Coal | 0.23 | 0.41 | 0 | 0 | 0 | 0
Geo | 0 | 0 | 0 | 0 | 0 | 0
H | 0 | 0 | 0 | 0 | 0 | 0
LFG | 0 | 0 | 0 | 0 | 0 | 0
Nuc | 0 | 0 | 0 | 0 | 0 | 0
PS | 0 | 0 | 0 | 0 | 0 | 0
PV | 0 | 0 | 0 | 0 | 0 | 0
PeakG | 0 | 0 | 0 | 0 | 0 | 0
PeakO | 0 | 0 | 0 | 0 | 0 | 0
ST | 0 | 0 | 0 | 0 | 0 | 0
STOG | 0 | 0 | 0 | 0 | 0 | 0
STWD | 0 | 0 | 0 | 0 | 0 | 0
WT | 0 | 0 | 0 | 0 | 0 | 0
IGCC | 0 | 0 | 0 | 0 | 0 | 0
DemandResponse | 0 | 0 | 0 | 0 | 0 | 0
IGCC-CCS | 0 | 0 | 0 | 0 | 0 | 0
WT_off | 0 | 0 | 0 | 0 | 0 | 0
PseudoUnit | 0 | 0 | 0 | 0 | 0 | 0
FixedInterchange | 0 | 0 | 0 | 0 | 0 | 0
Retrofit FOM Costs by Reporting Type: ALB
ReportingType | 2015 | 2020 | 2025 | 2030 | 2035 | 2040
BM | 0 | 0 | 0 | 0 | 0 | 0
CC | 0 | 0 | 0 | 0 | 0 | 0
CSP | 0 | 0 | 0 | 0 | 0 | 0
CT | 0 | 0 | 0 | 0 | 0 | 0
Coal | 0.29 | 0.29 | 0.29 | 0 | 0 | 0
Geo | 0 | 0 | 0 | 0 | 0 | 0
H | 0 | 0 | 0 | 0 | 0 | 0
LFG | 0 | 0 | 0 | 0 | 0 | 0
Nuc | 0 | 0 | 0 | 0 | 0 | 0
PS | 0 | 0 | 0 | 0 | 0 | 0
PV | 0 | 0 | 0 | 0 | 0 | 0
PeakG | 0 | 0 | 0 | 0 | 0 | 0
PeakO | 0 | 0 | 0 | 0 | 0 | 0
ST | 0 | 0 | 0 | 0 | 0 | 0
STOG | 0 | 0 | 0 | 0 | 0 | 0
STWD | 0 | 0 | 0 | 0 | 0 | 0
WT | 0 | 0 | 0 | 0 | 0 | 0
IGCC | 0 | 0 | 0 | 0 | 0 | 0
DemandResponse | 0 | 0 | 0 | 0 | 0 | 0
IGCC-CCS | 0 | 0 | 0 | 0 | 0 | 0
WT_off | 0 | 0 | 0 | 0 | 0 | 0
PseudoUnit | 0 | 0 | 0 | 0 | 0 | 0
FixedInterchange | 0 | 0 | 0 | 0 | 0 | 0
Retrofit FOM Costs by Reporting Type: BC
ReportingType | 2015 | 2020 | 2025 | 2030 | 2035 | 2040
BM | 0 | 0 | 0 | 0 | 0 | 0
CC | 0 | 0 | 0 | 0 | 0 | 0
CSP | 0 | 0 | 0 | 0 | 0 | 0
CT | 0 | 0 | 0 | 0 | 0 | 0
Coal | 0 | 0 | 0 | 0 | 0 | 0
Geo | 0 | 0 | 0 | 0 | 0 | 0
H | 0 | 0 | 0 | 0 | 0 | 0
LFG | 0 | 0 | 0 | 0 | 0 | 0
Nuc | 0 | 0 | 0 | 0 | 0 | 0
PS | 0 | 0 | 0 | 0 | 0 | 0
PV | 0 | 0 | 0 | 0 | 0 | 0
PeakG | 0 | 0 | 0 | 0 | 0 | 0
PeakO | 0 | 0 | 0 | 0 | 0 | 0
ST | 0 | 0 | 0 | 0 | 0 | 0
STOG | 0 | 0 | 0 | 0 | 0 | 0
STWD | 0 | 0 | 0 | 0 | 0 | 0
WT | 0 | 0 | 0 | 0 | 0 | 0
IGCC | 0 | 0 | 0 | 0 | 0 | 0
DemandResponse | 0 | 0 | 0 | 0 | 0 | 0
IGCC-CCS | 0 | 0 | 0 | 0 | 0 | 0
WT_off | 0 | 0 | 0 | 0 | 0 | 0
PseudoUnit | 0 | 0 | 0 | 0 | 0 | 0
FixedInterchange | 0 | 0 | 0 | 0 | 0 | 0
Retrofit FOM Costs by Reporting Type: HQ_IESO
ReportingType | 2015 | 2020 | 2025 | 2030 | 2035 | 2040
BM | 0 | 0 | 0 | 0 | 0 | 0
CC | 0 | 0 | 0 | 0 | 0 | 0
CSP | 0 | 0 | 0 | 0 | 0 | 0
CT | 0 | 0 | 0 | 0 | 0 | 0
Coal | 0 | 0 | 0 | 0 | 0 | 0
Geo | 0 | 0 | 0 | 0 | 0 | 0
H | 0 | 0 | 0 | 0 | 0 | 0
LFG | 0 | 0 | 0 | 0 | 0 | 0
Nuc | 0 | 0 | 0 | 0 | 0 | 0
PS | 0 | 0 | 0 | 0 | 0 | 0
PV | 0 | 0 | 0 | 0 | 0 | 0
PeakG | 0 | 0 | 0 | 0 | 0 | 0
PeakO | 0 | 0 | 0 | 0 | 0 | 0
ST | 0 | 0 | 0 | 0 | 0 | 0
STOG | 0 | 0 | 0 | 0 | 0 | 0
STWD | 0 | 0 | 0 | 0 | 0 | 0
WT | 0 | 0 | 0 | 0 | 0 | 0
IGCC | 0 | 0 | 0 | 0 | 0 | 0
DemandResponse | 0 | 0 | 0 | 0 | 0 | 0
IGCC-CCS | 0 | 0 | 0 | 0 | 0 | 0
WT_off | 0 | 0 | 0 | 0 | 0 | 0
PseudoUnit | 0 | 0 | 0 | 0 | 0 | 0
FixedInterchange | 0 | 0 | 0 | 0 | 0 | 0
Retrofit FOM Costs by Reporting Type: HQ_NEISO
ReportingType | 2015 | 2020 | 2025 | 2030 | 2035 | 2040
BM | 0 | 0 | 0 | 0 | 0 | 0
CC | 0 | 0 | 0 | 0 | 0 | 0
CSP | 0 | 0 | 0 | 0 | 0 | 0
CT | 0 | 0 | 0 | 0 | 0 | 0
Coal | 0 | 0 | 0 | 0 | 0 | 0
Geo | 0 | 0 | 0 | 0 | 0 | 0
H | 0 | 0 | 0 | 0 | 0 | 0
LFG | 0 | 0 | 0 | 0 | 0 | 0
Nuc | 0 | 0 | 0 | 0 | 0 | 0
PS | 0 | 0 | 0 | 0 | 0 | 0
PV | 0 | 0 | 0 | 0 | 0 | 0
PeakG | 0 | 0 | 0 | 0 | 0 | 0
PeakO | 0 | 0 | 0 | 0 | 0 | 0
ST | 0 | 0 | 0 | 0 | 0 | 0
STOG | 0 | 0 | 0 | 0 | 0 | 0
STWD | 0 | 0 | 0 | 0 | 0 | 0
WT | 0 | 0 | 0 | 0 | 0 | 0
IGCC | 0 | 0 | 0 | 0 | 0 | 0
DemandResponse | 0 | 0 | 0 | 0 | 0 | 0
IGCC-CCS | 0 | 0 | 0 | 0 | 0 | 0
WT_off | 0 | 0 | 0 | 0 | 0 | 0
PseudoUnit | 0 | 0 | 0 | 0 | 0 | 0
FixedInterchange | 0 | 0 | 0 | 0 | 0 | 0
Retrofit FOM Costs by Reporting Type: HQ_NY
ReportingType | 2015 | 2020 | 2025 | 2030 | 2035 | 2040
BM | 0 | 0 | 0 | 0 | 0 | 0
CC | 0 | 0 | 0 | 0 | 0 | 0
CSP | 0 | 0 | 0 | 0 | 0 | 0
CT | 0 | 0 | 0 | 0 | 0 | 0
Coal | 0 | 0 | 0 | 0 | 0 | 0
Geo | 0 | 0 | 0 | 0 | 0 | 0
H | 0 | 0 | 0 | 0 | 0 | 0
LFG | 0 | 0 | 0 | 0 | 0 | 0
Nuc | 0 | 0 | 0 | 0 | 0 | 0
PS | 0 | 0 | 0 | 0 | 0 | 0
PV | 0 | 0 | 0 | 0 | 0 | 0
PeakG | 0 | 0 | 0 | 0 | 0 | 0
PeakO | 0 | 0 | 0 | 0 | 0 | 0
ST | 0 | 0 | 0 | 0 | 0 | 0
STOG | 0 | 0 | 0 | 0 | 0 | 0
STWD | 0 | 0 | 0 | 0 | 0 | 0
WT | 0 | 0 | 0 | 0 | 0 | 0
IGCC | 0 | 0 | 0 | 0 | 0 | 0
DemandResponse | 0 | 0 | 0 | 0 | 0 | 0
IGCC-CCS | 0 | 0 | 0 | 0 | 0 | 0
WT_off | 0 | 0 | 0 | 0 | 0 | 0
PseudoUnit | 0 | 0 | 0 | 0 | 0 | 0
FixedInterchange | 0 | 0 | 0 | 0 | 0 | 0
Retrofit FOM Costs by Reporting Type: MARITIMES
ReportingType | 2015 | 2020 | 2025 | 2030 | 2035 | 2040
BM | 0 | 0 | 0 | 0 | 0 | 0
CC | 0 | 0 | 0 | 0 | 0 | 0
CSP | 0 | 0 | 0 | 0 | 0 | 0
CT | 0 | 0 | 0 | 0 | 0 | 0
Coal | 0 | 0 | 0 | 0 | 0 | 0
Geo | 0 | 0 | 0 | 0 | 0 | 0
H | 0 | 0 | 0 | 0 | 0 | 0
LFG | 0 | 0 | 0 | 0 | 0 | 0
Nuc | 0 | 0 | 0 | 0 | 0 | 0
PS | 0 | 0 | 0 | 0 | 0 | 0
PV | 0 | 0 | 0 | 0 | 0 | 0
PeakG | 0 | 0 | 0 | 0 | 0 | 0
PeakO | 0 | 0 | 0 | 0 | 0 | 0
ST | 0 | 0 | 0 | 0 | 0 | 0
STOG | 0 | 0 | 0 | 0 | 0 | 0
STWD | 0 | 0 | 0 | 0 | 0 | 0
WT | 0 | 0 | 0 | 0 | 0 | 0
IGCC | 0 | 0 | 0 | 0 | 0 | 0
DemandResponse | 0 | 0 | 0 | 0 | 0 | 0
IGCC-CCS | 0 | 0 | 0 | 0 | 0 | 0
WT_off | 0 | 0 | 0 | 0 | 0 | 0
PseudoUnit | 0 | 0 | 0 | 0 | 0 | 0
FixedInterchange | 0 | 0 | 0 | 0 | 0 | 0
Retrofit FOM Costs by Reporting Type: All
ReportingType | 2015 | 2020 | 2025 | 2030 | 2035 | 2040
BM | 0 | 0 | 0 | 0 | 0 | 0
CC | 0 | 0 | 0 | 0 | 0 | 0
CSP | 0 | 0 | 0 | 0 | 0 | 0
CT | 0 | 0 | 0 | 0 | 0 | 0
Coal | 728.86 | 471.1 | 101.71 | 102.92 | 104.68 | 104.81
Geo | 0 | 0 | 0 | 0 | 0 | 0
H | 0 | 0 | 0 | 0 | 0 | 0
LFG | 0 | 0 | 0 | 0 | 0 | 0
Nuc | 0 | 0 | 0 | 0 | 0 | 0
PS | 0 | 0 | 0 | 0 | 0 | 0
PV | 0 | 0 | 0 | 0 | 0 | 0
PeakG | 0 | 0 | 0 | 0 | 0 | 0
PeakO | 0 | 0 | 0 | 0 | 0 | 0
ST | 0 | 0 | 0 | 0 | 0 | 0
STOG | 0 | 0 | 0 | 0 | 0 | 0
STWD | 0 | 0 | 0 | 0 | 0 | 0
WT | 0 | 0 | 0 | 0 | 0 | 0
IGCC | 0 | 0 | 0 | 0 | 0 | 0
DemandResponse | 0 | 0 | 0 | 0 | 0 | 0
IGCC-CCS | 0 | 0 | 0 | 0 | 0 | 0
WT_off | 0 | 0 | 0 | 0 | 0 | 0
PseudoUnit | 0 | 0 | 0 | 0 | 0 | 0
FixedInterchange | 0 | 0 | 0 | 0 | 0 | 0
Retrofit FOM Costs by Reporting Type: EI_US
ReportingType | 2015 | 2020 | 2025 | 2030 | 2035 | 2040
BM | 0 | 0 | 0 | 0 | 0 | 0
CC | 0 | 0 | 0 | 0 | 0 | 0
CSP | 0 | 0 | 0 | 0 | 0 | 0
CT | 0 | 0 | 0 | 0 | 0 | 0
Coal | 590.56 | 349.3 | 74.71 | 75.78 | 77.29 | 77.42
Geo | 0 | 0 | 0 | 0 | 0 | 0
H | 0 | 0 | 0 | 0 | 0 | 0
LFG | 0 | 0 | 0 | 0 | 0 | 0
Nuc | 0 | 0 | 0 | 0 | 0 | 0
PS | 0 | 0 | 0 | 0 | 0 | 0
PV | 0 | 0 | 0 | 0 | 0 | 0
PeakG | 0 | 0 | 0 | 0 | 0 | 0
PeakO | 0 | 0 | 0 | 0 | 0 | 0
ST | 0 | 0 | 0 | 0 | 0 | 0
STOG | 0 | 0 | 0 | 0 | 0 | 0
STWD | 0 | 0 | 0 | 0 | 0 | 0
WT | 0 | 0 | 0 | 0 | 0 | 0
IGCC | 0 | 0 | 0 | 0 | 0 | 0
DemandResponse | 0 | 0 | 0 | 0 | 0 | 0
IGCC-CCS | 0 | 0 | 0 | 0 | 0 | 0
WT_off | 0 | 0 | 0 | 0 | 0 | 0
PseudoUnit | 0 | 0 | 0 | 0 | 0 | 0
FixedInterchange | 0 | 0 | 0 | 0 | 0 | 0
Retrofit FOM Costs by Reporting Type: EI_Canada
ReportingType | 2015 | 2020 | 2025 | 2030 | 2035 | 2040
BM | 0 | 0 | 0 | 0 | 0 | 0
CC | 0 | 0 | 0 | 0 | 0 | 0
CSP | 0 | 0 | 0 | 0 | 0 | 0
CT | 0 | 0 | 0 | 0 | 0 | 0
Coal | 0 | 0 | 0 | 0 | 0 | 0
Geo | 0 | 0 | 0 | 0 | 0 | 0
H | 0 | 0 | 0 | 0 | 0 | 0
LFG | 0 | 0 | 0 | 0 | 0 | 0
Nuc | 0 | 0 | 0 | 0 | 0 | 0
PS | 0 | 0 | 0 | 0 | 0 | 0
PV | 0 | 0 | 0 | 0 | 0 | 0
PeakG | 0 | 0 | 0 | 0 | 0 | 0
PeakO | 0 | 0 | 0 | 0 | 0 | 0
ST | 0 | 0 | 0 | 0 | 0 | 0
STOG | 0 | 0 | 0 | 0 | 0 | 0
STWD | 0 | 0 | 0 | 0 | 0 | 0
WT | 0 | 0 | 0 | 0 | 0 | 0
IGCC | 0 | 0 | 0 | 0 | 0 | 0
DemandResponse | 0 | 0 | 0 | 0 | 0 | 0
IGCC-CCS | 0 | 0 | 0 | 0 | 0 | 0
WT_off | 0 | 0 | 0 | 0 | 0 | 0
PseudoUnit | 0 | 0 | 0 | 0 | 0 | 0
FixedInterchange | 0 | 0 | 0 | 0 | 0 | 0
Retrofit FOM Costs by Reporting Type: EI
ReportingType | 2015 | 2020 | 2025 | 2030 | 2035 | 2040
BM | 0 | 0 | 0 | 0 | 0 | 0
CC | 0 | 0 | 0 | 0 | 0 | 0
CSP | 0 | 0 | 0 | 0 | 0 | 0
CT | 0 | 0 | 0 | 0 | 0 | 0
Coal | 590.56 | 349.3 | 74.71 | 75.78 | 77.29 | 77.42
Geo | 0 | 0 | 0 | 0 | 0 | 0
H | 0 | 0 | 0 | 0 | 0 | 0
LFG | 0 | 0 | 0 | 0 | 0 | 0
Nuc | 0 | 0 | 0 | 0 | 0 | 0
PS | 0 | 0 | 0 | 0 | 0 | 0
PV | 0 | 0 | 0 | 0 | 0 | 0
PeakG | 0 | 0 | 0 | 0 | 0 | 0
PeakO | 0 | 0 | 0 | 0 | 0 | 0
ST | 0 | 0 | 0 | 0 | 0 | 0
STOG | 0 | 0 | 0 | 0 | 0 | 0
STWD | 0 | 0 | 0 | 0 | 0 | 0
WT | 0 | 0 | 0 | 0 | 0 | 0
IGCC | 0 | 0 | 0 | 0 | 0 | 0
DemandResponse | 0 | 0 | 0 | 0 | 0 | 0
IGCC-CCS | 0 | 0 | 0 | 0 | 0 | 0
WT_off | 0 | 0 | 0 | 0 | 0 | 0
PseudoUnit | 0 | 0 | 0 | 0 | 0 | 0
FixedInterchange | 0 | 0 | 0 | 0 | 0 | 0
Retrofit FOM Costs by Reporting Type: Outside_EI
ReportingType | 2015 | 2020 | 2025 | 2030 | 2035 | 2040
BM | 0 | 0 | 0 | 0 | 0 | 0
CC | 0 | 0 | 0 | 0 | 0 | 0
CSP | 0 | 0 | 0 | 0 | 0 | 0
CT | 0 | 0 | 0 | 0 | 0 | 0
Coal | 138.3 | 121.81 | 27 | 27.14 | 27.39 | 27.39
Geo | 0 | 0 | 0 | 0 | 0 | 0
H | 0 | 0 | 0 | 0 | 0 | 0
LFG | 0 | 0 | 0 | 0 | 0 | 0
Nuc | 0 | 0 | 0 | 0 | 0 | 0
PS | 0 | 0 | 0 | 0 | 0 | 0
PV | 0 | 0 | 0 | 0 | 0 | 0
PeakG | 0 | 0 | 0 | 0 | 0 | 0
PeakO | 0 | 0 | 0 | 0 | 0 | 0
ST | 0 | 0 | 0 | 0 | 0 | 0
STOG | 0 | 0 | 0 | 0 | 0 | 0
STWD | 0 | 0 | 0 | 0 | 0 | 0
WT | 0 | 0 | 0 | 0 | 0 | 0
IGCC | 0 | 0 | 0 | 0 | 0 | 0
DemandResponse | 0 | 0 | 0 | 0 | 0 | 0
IGCC-CCS | 0 | 0 | 0 | 0 | 0 | 0
WT_off | 0 | 0 | 0 | 0 | 0 | 0
PseudoUnit | 0 | 0 | 0 | 0 | 0 | 0
FixedInterchange | 0 | 0 | 0 | 0 | 0 | 0
#12 | Levelized Capital Costs ($million)
Levelized Capital Costs by Reporting Type: Entergy
ReportingType | 2015 | 2020 | 2025 | 2030 | 2035 | 2040
BM | 0 | 0 | 0 | 0 | 0 | 0
CC | 111.32 | 410.68 | 410.68 | 410.68 | 410.68 | 299.35
CSP | 0 | 0 | 0 | 0 | 0 | 0
CT | 0 | 0 | 0 | 0 | 0 | 0
Coal | 202.06 | 202.06 | 202.06 | 202.06 | 202.06 | 202.06
Geo | 0 | 0 | 0 | 0 | 0 | 0
H | 0 | 0 | 0 | 0 | 0 | 0
LFG | 0 | 0 | 20.14 | 20.14 | 20.14 | 20.14
Nuc | 0 | 0 | 0 | 0 | 0 | 13.19
PS | 0 | 0 | 0 | 0 | 0 | 0
PV | 0.11 | 19.62 | 27.82 | 27.82 | 27.71 | 8.2
PeakG | 0 | 0 | 0 | 0 | 0 | 0
PeakO | 0 | 0 | 0 | 0 | 0 | 0
ST | 0 | 0 | 0 | 0 | 0 | 0
STOG | 0 | 0 | 0 | 0 | 0 | 0
STWD | 0 | 0 | 0 | 0 | 0 | 0
WT | 0 | 0 | 0 | 0 | 0 | 0
IGCC | 0 | 0 | 0 | 0 | 0 | 0
DemandResponse | 0 | 0 | 0 | 0 | 0 | 0
IGCC-CCS | 0 | 0 | 0 | 0 | 0 | 0
WT_off | 0 | 0 | 0 | 0 | 0 | 0
PseudoUnit | 0 | 0 | 0 | 0 | 0 | 0
FixedInterchange | 0 | 0 | 0 | 0 | 0 | 0
Levelized Capital Costs by Reporting Type: FRCC
ReportingType | 2015 | 2020 | 2025 | 2030 | 2035 | 2040
BM | 0 | 0 | 0 | 0 | 0 | 684.68
CC | 1119.95 | 1119.95 | 1119.95 | 1119.95 | 1119.95 | 0
CSP | 0 | 0 | 0 | 0 | 0 | 0
CT | 196.14 | 196.14 | 196.14 | 196.14 | 0 | 0
Coal | 0 | 0 | 0 | 0 | 0 | 0
Geo | 0 | 0 | 0 | 0 | 0 | 0
H | 0 | 0 | 0 | 0 | 0 | 0
LFG | 0 | 0 | 37.91 | 37.91 | 37.91 | 37.91
Nuc | 0 | 0 | 989.6 | 9716.24 | 12495.02 | 14846.37
PS | 0 | 0 | 0 | 0 | 0 | 0
PV | 0 | 0 | 0 | 0 | 0 | 0
PeakG | 0 | 0 | 0 | 0 | 0 | 0
PeakO | 0 | 0 | 0 | 0 | 0 | 0
ST | 0 | 0 | 0 | 0 | 0 | 0
STOG | 0 | 0 | 0 | 0 | 0 | 0
STWD | 0 | 0 | 0 | 0 | 0 | 0
WT | 0 | 0 | 0 | 0 | 0 | 0
IGCC | 0 | 0 | 0 | 0 | 0 | 0
DemandResponse | 0 | 0 | 0 | 0 | 0 | 0
IGCC-CCS | 0 | 0 | 0 | 0 | 0 | 0
WT_off | 0 | 0 | 0 | 0 | 0 | 0
PseudoUnit | 0 | 0 | 0 | 0 | 0 | 0
FixedInterchange | 0 | 0 | 0 | 0 | 0 | 0
Levelized Capital Costs by Reporting Type: MAPP_US
ReportingType | 2015 | 2020 | 2025 | 2030 | 2035 | 2040
BM | 0 | 0 | 0 | 0 | 0 | 0
CC | 0 | 0 | 0 | 0 | 0 | 0
CSP | 0 | 0 | 0 | 0 | 0 | 0
CT | 25.9 | 25.9 | 25.9 | 25.19 | 0 | 0
Coal | 0 | 0 | 0 | 0 | 0 | 0
Geo | 0 | 0 | 0 | 0 | 0 | 0
H | 0 | 0 | 0 | 0 | 0 | 0
LFG | 0 | 0 | 0 | 13.26 | 13.26 | 13.26
Nuc | 0 | 0 | 0 | 0 | 0 | 0
PS | 0 | 0 | 0 | 0 | 0 | 0
PV | 0 | 0 | 0 | 0 | 0 | 0
PeakG | 0 | 0 | 0 | 0 | 0 | 0
PeakO | 0 | 0 | 0 | 0 | 0 | 0
ST | 0 | 0 | 0 | 0 | 0 | 0
STOG | 0 | 0 | 0 | 0 | 0 | 0
STWD | 0 | 0 | 0 | 0 | 0 | 0
WT | 91.97 | 1751.39 | 1947.57 | 1910.19 | 1855.61 | 196.18
IGCC | 0 | 0 | 0 | 0 | 0 | 0
DemandResponse | 0 | 0 | 0 | 0 | 0 | 0
IGCC-CCS | 0 | 0 | 0 | 0 | 0 | 0
WT_off | 0 | 0 | 0 | 0 | 0 | 0
PseudoUnit | 0 | 0 | 0 | 0 | 0 | 0
FixedInterchange | 0 | 0 | 0 | 0 | 0 | 0
Levelized Capital Costs by Reporting Type: MISO_IN
ReportingType | 2015 | 2020 | 2025 | 2030 | 2035 | 2040
BM | 0 | 0 | 0 | 0 | 0 | 0
CC | 446.24 | 1919.59 | 1919.59 | 1919.59 | 1919.59 | 1473.35
CSP | 0 | 0 | 0 | 0 | 0 | 0
CT | 0 | 0 | 0 | 0 | 0 | 0
Coal | 0 | 0 | 0 | 0 | 0 | 0
Geo | 0 | 0 | 0 | 0 | 0 | 0
H | 0 | 0 | 0 | 0 | 0 | 0
LFG | 0 | 0 | 15.89 | 15.89 | 15.89 | 15.89
Nuc | 0 | 0 | 0 | 0 | 0 | 0
PS | 0 | 0 | 0 | 0 | 0 | 0
PV | 0 | 77.1 | 115.76 | 115.76 | 115.76 | 38.66
PeakG | 0 | 0 | 0 | 0 | 0 | 0
PeakO | 0 | 0 | 0 | 0 | 0 | 0
ST | 0 | 0 | 0 | 0 | 0 | 0
STOG | 0 | 0 | 0 | 0 | 0 | 0
STWD | 0 | 0 | 0 | 0 | 0 | 0
WT | 0 | 0 | 0 | 6142.62 | 6142.62 | 6142.62
IGCC | 215.26 | 215.26 | 215.26 | 215.26 | 215.26 | 215.26
DemandResponse | 0 | 0 | 0 | 0 | 0 | 0
IGCC-CCS | 0 | 0 | 0 | 0 | 0 | 0
WT_off | 0 | 0 | 0 | 0 | 0 | 0
PseudoUnit | 0 | 0 | 0 | 0 | 0 | 0
FixedInterchange | 0 | 0 | 0 | 0 | 0 | 0
Levelized Capital Costs by Reporting Type: MISO_MI
ReportingType | 2015 | 2020 | 2025 | 2030 | 2035 | 2040
BM | 0 | 0 | 0 | 0 | 0 | 0
CC | 89.48 | 89.48 | 89.48 | 89.48 | 89.48 | 0
CSP | 0 | 0 | 0 | 0 | 0 | 0
CT | 0 | 0 | 0 | 0 | 0 | 0
Coal | 0 | 0 | 0 | 0 | 0 | 0
Geo | 0 | 0 | 0 | 0 | 0 | 0
H | 0 | 0 | 0 | 0 | 0 | 0
LFG | 0 | 0 | 33.41 | 33.41 | 33.41 | 33.41
Nuc | 0 | 0 | 0 | 0 | 0 | 0
PS | 0 | 0 | 0 | 0 | 0 | 0
PV | 0 | 0 | 0 | 0 | 0 | 0
PeakG | 0 | 0 | 0 | 0 | 0 | 0
PeakO | 0 | 0 | 0 | 0 | 0 | 0
ST | 0 | 0 | 0 | 0 | 0 | 0
STOG | 0 | 0 | 0 | 0 | 0 | 0
STWD | 0 | 0 | 0 | 0 | 0 | 0
WT | 480.98 | 591.44 | 613.71 | 613.71 | 132.73 | 22.27
IGCC | 0 | 0 | 0 | 0 | 0 | 0
DemandResponse | 0 | 0 | 0 | 0 | 0 | 0
IGCC-CCS | 0 | 0 | 0 | 0 | 0 | 0
WT_off | 0 | 0 | 0 | 0 | 0 | 0
PseudoUnit | 0 | 0 | 0 | 0 | 0 | 0
FixedInterchange | 0 | 0 | 0 | 0 | 0 | 0
Levelized Capital Costs by Reporting Type: MISO_MO-IL
ReportingType | 2015 | 2020 | 2025 | 2030 | 2035 | 2040
BM | 0 | 0 | 0 | 0 | 0 | 0
CC | 0 | 0 | 0 | 0 | 0 | 0
CSP | 0 | 0 | 0 | 0 | 0 | 0
CT | 0 | 0 | 0 | 0 | 0 | 0
Coal | 574.94 | 574.94 | 574.94 | 574.94 | 574.94 | 574.94
Geo | 0 | 0 | 0 | 0 | 0 | 0
H | 0 | 97.15 | 97.15 | 97.15 | 97.15 | 97.15
LFG | 0 | 0 | 46.76 | 46.76 | 46.76 | 46.76
Nuc | 0 | 0 | 0 | 0 | 0 | 0
PS | 0 | 0 | 0 | 0 | 0 | 0
PV | 0 | 0 | 0 | 0 | 0 | 0
PeakG | 0 | 0 | 0 | 0 | 0 | 0
PeakO | 0 | 0 | 0 | 0 | 0 | 0
ST | 0 | 0 | 0 | 0 | 0 | 0
STOG | 0 | 0 | 0 | 0 | 0 | 0
STWD | 0 | 0 | 0 | 0 | 0 | 0
WT | 68.52 | 68.52 | 1227.96 | 1252.92 | 1184.4 | 1184.4
IGCC | 0 | 0 | 0 | 0 | 0 | 0
DemandResponse | 0 | 0 | 0 | 0 | 0 | 0
IGCC-CCS | 0 | 0 | 0 | 0 | 0 | 0
WT_off | 0 | 0 | 0 | 0 | 0 | 0
PseudoUnit | 0 | 0 | 0 | 0 | 0 | 0
FixedInterchange | 0 | 0 | 0 | 0 | 0 | 0
Levelized Capital Costs by Reporting Type: MISO_W
ReportingType | 2015 | 2020 | 2025 | 2030 | 2035 | 2040
BM | 0 | 0 | 0 | 0 | 0 | 0
CC | 0 | 0 | 0 | 0 | 0 | 0
CSP | 0 | 0 | 0 | 0 | 0 | 0
CT | 0 | 0 | 0 | 0 | 0 | 0
Coal | 0 | 0 | 0 | 0 | 0 | 0
Geo | 0 | 0 | 0 | 0 | 0 | 0
H | 0 | 0 | 0 | 0 | 0 | 0
LFG | 0 | 0 | 0 | 14.86 | 14.86 | 14.86
Nuc | 0 | 0 | 0 | 0 | 0 | 0
PS | 0 | 0 | 0 | 0 | 0 | 0
PV | 0 | 0 | 0 | 0 | 0 | 0
PeakG | 0 | 0 | 0 | 0 | 0 | 0
PeakO | 0 | 0 | 0 | 0 | 0 | 0
ST | 0 | 0 | 0 | 0 | 0 | 0
STOG | 0 | 0 | 0 | 0 | 0 | 0
STWD | 0 | 0 | 0 | 0 | 0 | 0
WT | 658.73 | 658.73 | 11349.3 | 12908.19 | 14296.81 | 14296.81
IGCC | 0 | 0 | 0 | 0 | 0 | 0
DemandResponse | 0 | 0 | 0 | 0 | 0 | 0
IGCC-CCS | 0 | 0 | 0 | 0 | 0 | 0
WT_off | 0 | 0 | 0 | 0 | 0 | 0
PseudoUnit | 0 | 0 | 0 | 0 | 0 | 0
FixedInterchange | 0 | 0 | 0 | 0 | 0 | 0
Levelized Capital Costs by Reporting Type: MISO_WUMS
ReportingType | 2015 | 2020 | 2025 | 2030 | 2035 | 2040
BM | 0 | 0 | 0 | 0 | 0 | 0
CC | 616.89 | 616.89 | 616.89 | 616.89 | 616.89 | 0
CSP | 0 | 0 | 0 | 0 | 0 | 0
CT | 0 | 0 | 0 | 0 | 0 | 0
Coal | 184.51 | 184.51 | 184.51 | 184.51 | 184.51 | 184.51
Geo | 0 | 0 | 0 | 0 | 0 | 0
H | 0 | 0.35 | 0.35 | 0.35 | 0.35 | 0.35
LFG | 0 | 0 | 37.15 | 43.4 | 43.4 | 43.4
Nuc | 0 | 0 | 0 | 0 | 0 | 0
PS | 0 | 0 | 0 | 0 | 0 | 0
PV | 0 | 0 | 0 | 0 | 0 | 0
PeakG | 0 | 0 | 0 | 0 | 0 | 0
PeakO | 0 | 0 | 0 | 0 | 0 | 0
ST | 0 | 0 | 0 | 0 | 0 | 0
STOG | 0 | 0 | 0 | 0 | 0 | 0
STWD | 0 | 0 | 0 | 0 | 0 | 0
WT | 218.37 | 218.37 | 224.5 | 311.27 | 92.9 | 92.9
IGCC | 0 | 0 | 0 | 0 | 0 | 0
DemandResponse | 0 | 0 | 0 | 0 | 0 | 0
IGCC-CCS | 0 | 0 | 0 | 0 | 0 | 0
WT_off | 0 | 0 | 0 | 0 | 0 | 0
PseudoUnit | 0 | 0 | 0 | 0 | 0 | 0
FixedInterchange | 0 | 0 | 0 | 0 | 0 | 0
Levelized Capital Costs by Reporting Type: Nebraska
ReportingType | 2015 | 2020 | 2025 | 2030 | 2035 | 2040
BM | 0 | 0 | 0 | 0 | 0 | 0
CC | 0 | 0 | 0 | 0 | 0 | 0
CSP | 0 | 0 | 0 | 0 | 0 | 0
CT | 0 | 0 | 0 | 0 | 0 | 0
Coal | 66.52 | 66.52 | 66.52 | 66.52 | 66.52 | 66.52
Geo | 0 | 0 | 0 | 0 | 0 | 0
H | 0 | 0 | 0 | 0 | 0 | 0
LFG | 0 | 0 | 0 | 13.78 | 13.78 | 13.78
Nuc | 0 | 0 | 0 | 0 | 0 | 0
PS | 0 | 0 | 0 | 0 | 0 | 0
PV | 0 | 0 | 0 | 0 | 0 | 0
PeakG | 0 | 0 | 0 | 0 | 0 | 0
PeakO | 0 | 0 | 0 | 0 | 0 | 0
ST | 0 | 0 | 0 | 0 | 0 | 0
STOG | 0 | 0 | 0 | 0 | 0 | 0
STWD | 0 | 0 | 0 | 0 | 0 | 0
WT | 44.36 | 2940.44 | 3075.46 | 3065.96 | 3031.1 | 135.02
IGCC | 0 | 0 | 0 | 0 | 0 | 0
DemandResponse | 0 | 0 | 0 | 0 | 0 | 0
IGCC-CCS | 0 | 0 | 0 | 0 | 0 | 0
WT_off | 0 | 0 | 0 | 0 | 0 | 0
PseudoUnit | 0 | 0 | 0 | 0 | 0 | 0
FixedInterchange | 0 | 0 | 0 | 0 | 0 | 0
Levelized Capital Costs by Reporting Type: NEISO
ReportingType | 2015 | 2020 | 2025 | 2030 | 2035 | 2040
BM | 115.57 | 115.57 | 115.57 | 115.57 | 115.57 | 115.57
CC | 273.49 | 273.49 | 273.49 | 273.49 | 273.49 | 0
CSP | 0 | 0 | 0 | 0 | 0 | 0
CT | 30 | 30 | 30 | 29.13 | 0 | 0
Coal | 0 | 0 | 0 | 0 | 0 | 0
Geo | 0 | 0 | 0 | 0 | 0 | 0
H | 0 | 0 | 0 | 0.99 | 0.99 | 0.99
LFG | 10.64 | 10.64 | 10.64 | 24.97 | 14.32 | 14.32
Nuc | 0 | 0 | 0 | 0 | 0 | 0
PS | 0 | 0 | 0 | 0 | 0 | 0
PV | 0 | 103.68 | 103.68 | 103.68 | 103.68 | 0
PeakG | 0 | 0 | 0 | 0 | 0 | 0
PeakO | 0 | 0 | 0 | 0 | 0 | 0
ST | 0 | 0 | 0 | 0 | 0 | 0
STOG | 0 | 0 | 0 | 0 | 0 | 0
STWD | 0 | 0 | 0 | 0 | 0 | 0
WT | 54.49 | 546.87 | 849.44 | 1145.84 | 2675.12 | 2182.74
IGCC | 0 | 0 | 0 | 0 | 0 | 0
DemandResponse | 0 | 0 | 0 | 0 | 0 | 0
IGCC-CCS | 0 | 0 | 0 | 0 | 0 | 0
WT_off | 283.24 | 283.24 | 283.24 | 283.24 | 0 | 0
PseudoUnit | 0 | 0 | 0 | 0 | 0 | 0
FixedInterchange | 0 | 0 | 0 | 0 | 0 | 0
Levelized Capital Costs by Reporting Type: NonRTO_Midwest
ReportingType | 2015 | 2020 | 2025 | 2030 | 2035 | 2040
BM | 0 | 0 | 0 | 0 | 0 | 0
CC | 203.26 | 493.73 | 493.73 | 493.73 | 493.73 | 290.47
CSP | 0 | 0 | 0 | 0 | 0 | 0
CT | 0 | 0 | 0 | 0 | 0 | 0
Coal | 0 | 0 | 0 | 0 | 0 | 0
Geo | 0 | 0 | 0 | 0 | 0 | 0
H | 0 | 0 | 245.9 | 245.9 | 245.9 | 245.9
LFG | 0 | 0 | 30 | 30 | 30 | 30
Nuc | 0 | 0 | 0 | 0 | 1485.34 | 2729.07
PS | 0 | 0 | 0 | 0 | 0 | 0
PV | 0 | 0 | 0 | 0 | 0 | 0
PeakG | 0 | 0 | 0 | 0 | 0 | 0
PeakO | 0 | 0 | 0 | 0 | 0 | 0
ST | 0 | 0 | 0 | 0 | 0 | 0
STOG | 0 | 0 | 0 | 0 | 0 | 0
STWD | 0 | 0 | 0 | 0 | 0 | 0
WT | 0 | 0 | 0 | 0 | 0 | 0
IGCC | 0 | 0 | 0 | 0 | 0 | 0
DemandResponse | 0 | 0 | 0 | 0 | 0 | 0
IGCC-CCS | 0 | 0 | 0 | 0 | 0 | 0
WT_off | 0 | 0 | 0 | 0 | 0 | 0
PseudoUnit | 0 | 0 | 0 | 0 | 0 | 0
FixedInterchange | 0 | 0 | 0 | 0 | 0 | 0
Levelized Capital Costs by Reporting Type: NYISO_A-F
ReportingType | 2015 | 2020 | 2025 | 2030 | 2035 | 2040
BM | 0 | 0 | 0 | 0 | 0 | 0
CC | 85.71 | 85.71 | 85.71 | 85.71 | 85.71 | 0
CSP | 0 | 0 | 0 | 0 | 0 | 0
CT | 0 | 0 | 0 | 0 | 0 | 0
Coal | 0 | 0 | 0 | 0 | 0 | 0
Geo | 0 | 0 | 0 | 0 | 0 | 0
H | 0 | 0 | 0 | 0 | 0 | 0
LFG | 1.35 | 1.35 | 1.35 | 14.91 | 13.57 | 13.57
Nuc | 0 | 0 | 0 | 0 | 0 | 0
PS | 0 | 0 | 0 | 0 | 0 | 0
PV | 0 | 0 | 0 | 0 | 0 | 0
PeakG | 0 | 0 | 0 | 0 | 0 | 0
PeakO | 0 | 0 | 0 | 0 | 0 | 0
ST | 0 | 0 | 0 | 0 | 0 | 0
STOG | 0 | 0 | 0 | 0 | 0 | 0
STWD | 0 | 0 | 0 | 0 | 0 | 0
WT | 571.17 | 727.41 | 727.41 | 1294.2 | 1953.67 | 1797.43
IGCC | 0 | 0 | 0 | 0 | 0 | 0
DemandResponse | 0 | 0 | 0 | 0 | 0 | 0
IGCC-CCS | 0 | 0 | 0 | 0 | 0 | 0
WT_off | 0 | 0 | 0 | 0 | 0 | 0
PseudoUnit | 0 | 0 | 0 | 0 | 0 | 0
FixedInterchange | 0 | 0 | 0 | 0 | 0 | 0
Levelized Capital Costs by Reporting Type: NYISO_G-I
ReportingType | 2015 | 2020 | 2025 | 2030 | 2035 | 2040
BM | 0 | 0 | 0 | 0 | 0 | 0
CC | 0 | 0 | 0 | 0 | 0 | 0
CSP | 0 | 0 | 0 | 0 | 0 | 0
CT | 0 | 0 | 0 | 0 | 0 | 0
Coal | 0 | 0 | 0 | 0 | 0 | 0
Geo | 0 | 0 | 0 | 0 | 0 | 0
H | 0 | 0 | 0 | 0 | 0 | 0
LFG | 0 | 0 | 0 | 14.85 | 14.85 | 14.85
Nuc | 0 | 0 | 0 | 0 | 28.2 | 970.94
PS | 0 | 0 | 0 | 0 | 0 | 0
PV | 0 | 0 | 0 | 0 | 0 | 0
PeakG | 0 | 0 | 0 | 0 | 0 | 0
PeakO | 0 | 0 | 0 | 0 | 0 | 0
ST | 0 | 0 | 0 | 0 | 0 | 0
STOG | 0 | 0 | 0 | 0 | 0 | 0
STWD | 0 | 0 | 0 | 0 | 0 | 0
WT | 0 | 12.72 | 12.72 | 76.54 | 76.54 | 63.83
IGCC | 0 | 0 | 0 | 0 | 0 | 0
DemandResponse | 0 | 0 | 0 | 0 | 0 | 0
IGCC-CCS | 0 | 0 | 0 | 0 | 0 | 0
WT_off | 0 | 0 | 0 | 0 | 0 | 0
PseudoUnit | 0 | 0 | 0 | 0 | 0 | 0
FixedInterchange | 0 | 0 | 0 | 0 | 0 | 0
Levelized Capital Costs by Reporting Type: NYISO_J-K
ReportingType | 2015 | 2020 | 2025 | 2030 | 2035 | 2040
BM | 0 | 0 | 0 | 0 | 0 | 0
CC | 226.37 | 226.37 | 226.37 | 226.37 | 226.37 | 0
CSP | 0 | 0 | 0 | 0 | 0 | 0
CT | 0 | 0 | 0 | 0 | 0 | 0
Coal | 0 | 0 | 0 | 0 | 0 | 0
Geo | 0 | 0 | 0 | 0 | 0 | 0
H | 0 | 0 | 0 | 0 | 0 | 0
LFG | 0 | 0 | 0 | 20.47 | 20.47 | 20.47
Nuc | 0 | 0 | 0 | 0 | 0 | 0
PS | 0 | 0 | 0 | 0 | 0 | 0
PV | 16.99 | 16.99 | 16.99 | 16.99 | 0 | 0
PeakG | 0 | 0 | 0 | 0 | 0 | 0
PeakO | 0 | 0 | 0 | 0 | 0 | 0
ST | 0 | 0 | 0 | 0 | 0 | 0
STOG | 0 | 0 | 0 | 0 | 0 | 0
STWD | 0 | 0 | 0 | 0 | 0 | 0
WT | 0 | 0 | 0 | 0 | 89.6 | 89.6
IGCC | 0 | 0 | 0 | 0 | 0 | 0
DemandResponse | 0 | 0 | 0 | 0 | 0 | 0
IGCC-CCS | 0 | 0 | 0 | 0 | 0 | 0
WT_off | 0 | 0 | 0 | 0 | 0 | 0
PseudoUnit | 0 | 0 | 0 | 0 | 0 | 0
FixedInterchange | 0 | 0 | 0 | 0 | 0 | 0
Levelized Capital Costs by Reporting Type: PJM_E
ReportingType | 2015 | 2020 | 2025 | 2030 | 2035 | 2040
BM | 14.48 | 14.48 | 14.48 | 14.48 | 14.48 | 14.48
CC | 673.31 | 673.31 | 673.31 | 673.31 | 582.39 | 0
CSP | 0 | 0 | 0 | 0 | 0 | 0
CT | 2.28 | 2.28 | 2.28 | 0 | 0 | 0
Coal | 9.09 | 9.09 | 9.09 | 9.09 | 9.09 | 9.09
Geo | 0 | 0 | 0 | 0 | 0 | 0
H | 0 | 0 | 0 | 0 | 0 | 0
LFG | 2.19 | 32.86 | 32.86 | 30.67 | 30.67 | 0
Nuc | 0 | 0 | 0 | 0 | 0 | 0
PS | 0 | 0 | 0 | 0 | 0 | 0
PV | 11.04 | 11.04 | 11.04 | 11.04 | 0 | 0
PeakG | 0 | 0 | 0 | 0 | 0 | 0
PeakO | 0 | 0 | 0 | 0 | 0 | 0
ST | 0 | 0 | 0 | 0 | 0 | 0
STOG | 0 | 0 | 0 | 0 | 0 | 0
STWD | 0 | 0 | 0 | 0 | 0 | 0
WT | 300.12 | 300.12 | 300.12 | 300.12 | 0 | 0
IGCC | 0 | 0 | 0 | 0 | 0 | 0
DemandResponse | 0 | 0 | 0 | 0 | 0 | 0
IGCC-CCS | 0 | 0 | 0 | 0 | 0 | 0
WT_off | 0 | 0 | 540.35 | 540.35 | 540.35 | 540.35
PseudoUnit | 0 | 0 | 0 | 0 | 0 | 0
FixedInterchange | 0 | 0 | 0 | 0 | 0 | 0
Levelized Capital Costs by Reporting Type: PJM_ROM
ReportingType | 2015 | 2020 | 2025 | 2030 | 2035 | 2040
BM | 7.8 | 7.8 | 7.8 | 7.8 | 7.8 | 7.8
CC | 232.92 | 232.92 | 232.92 | 232.92 | 232.92 | 0
CSP | 0 | 0 | 0 | 0 | 0 | 0
CT | 1.4 | 1.4 | 1.4 | 1.4 | 0 | 0
Coal | 10.21 | 10.21 | 10.21 | 10.21 | 10.21 | 10.21
Geo | 0 | 0 | 0 | 0 | 0 | 0
H | 0 | 0 | 223.48 | 223.48 | 223.48 | 223.48
LFG | 3.93 | 57.29 | 57.29 | 55.71 | 53.36 | 0
Nuc | 0 | 0 | 0 | 0 | 871.66 | 5146.52
PS | 0 | 0 | 0 | 0 | 0 | 0
PV | 0 | 454.94 | 679.96 | 706.11 | 706.11 | 251.17
PeakG | 0 | 0 | 0 | 0 | 0 | 0
PeakO | 0 | 0 | 0 | 0 | 0 | 0
ST | 0 | 0 | 0 | 0 | 0 | 0
STOG | 0 | 0 | 0 | 0 | 0 | 0
STWD | 0 | 0 | 0 | 0 | 0 | 0
WT | 113.55 | 281.73 | 281.73 | 254.32 | 168.17 | 0
IGCC | 0 | 0 | 0 | 0 | 0 | 0
DemandResponse | 0 | 0 | 0 | 0 | 0 | 0
IGCC-CCS | 0 | 0 | 0 | 0 | 0 | 0
WT_off | 0 | 0 | 0 | 0 | 0 | 0
PseudoUnit | 0 | 0 | 0 | 0 | 0 | 0
FixedInterchange | 0 | 0 | 0 | 0 | 0 | 0
Levelized Capital Costs by Reporting Type: PJM_ROR
ReportingType | 2015 | 2020 | 2025 | 2030 | 2035 | 2040
BM | 165.77 | 165.77 | 165.77 | 165.77 | 165.77 | 80.7
CC | 2230.77 | 2344.54 | 2344.54 | 2344.54 | 2324.45 | 113.77
CSP | 0 | 0 | 0 | 0 | 0 | 0
CT | 2.4 | 2.4 | 2.4 | 2.4 | 0 | 0
Coal | 648.6 | 648.6 | 648.6 | 648.6 | 648.6 | 648.6
Geo | 0 | 0 | 0 | 0 | 0 | 0
H | 0 | 174.52 | 174.52 | 174.52 | 174.52 | 174.52
LFG | 11.72 | 113.04 | 113.04 | 107.38 | 101.31 | 0
Nuc | 0 | 0 | 0 | 0 | 2096.3 | 11458.91
PS | 0 | 0 | 0 | 0 | 0 | 0
PV | 0 | 0 | 0 | 0 | 0 | 0
PeakG | 0 | 0 | 0 | 0 | 0 | 0
PeakO | 0 | 0 | 0 | 0 | 0 | 0
ST | 0 | 0 | 0 | 0 | 0 | 0
STOG | 0 | 0 | 0 | 0 | 0 | 0
STWD | 0 | 0 | 0 | 0 | 0 | 0
WT | 1894.89 | 1934.85 | 2817.26 | 2030.42 | 922.37 | 882.41
IGCC | 0 | 0 | 0 | 0 | 0 | 0
DemandResponse | 0 | 0 | 0 | 0 | 0 | 0
IGCC-CCS | 0 | 0 | 0 | 0 | 0 | 0
WT_off | 0 | 0 | 0 | 0 | 0 | 0
PseudoUnit | 0 | 0 | 0 | 0 | 0 | 0
FixedInterchange | 0 | 0 | 0 | 0 | 0 | 0
Levelized Capital Costs by Reporting Type: SOCO
ReportingType | 2015 | 2020 | 2025 | 2030 | 2035 | 2040
BM | 21 | 21 | 21 | 21 | 21 | 1156.72
CC | 1077.79 | 1101.24 | 1101.24 | 1101.24 | 1101.24 | 23.45
CSP | 0 | 0 | 0 | 0 | 0 | 0
CT | 0 | 0 | 0 | 0 | 0 | 0
Coal | 0 | 0 | 0 | 0 | 0 | 0
Geo | 0 | 0 | 0 | 0 | 0 | 0
H | 0 | 0 | 0 | 0 | 0 | 0
LFG | 0 | 0 | 19.65 | 19.65 | 19.65 | 19.65
Nuc | 0 | 1254.21 | 1254.21 | 5680.99 | 11016.78 | 13002.84
PS | 0 | 0 | 0 | 0 | 0 | 0
PV | 0 | 0 | 0 | 0 | 0 | 0
PeakG | 0 | 0 | 0 | 0 | 0 | 0
PeakO | 0 | 0 | 0 | 0 | 0 | 0
ST | 0 | 0 | 0 | 0 | 0 | 0
STOG | 0 | 0 | 0 | 0 | 0 | 0
STWD | 0 | 0 | 0 | 0 | 0 | 0
WT | 0 | 0 | 0 | 0 | 0 | 0
IGCC | 0 | 0 | 0 | 0 | 0 | 0
DemandResponse | 0 | 0 | 0 | 0 | 0 | 0
IGCC-CCS | 0 | 0 | 0 | 0 | 0 | 0
WT_off | 0 | 0 | 0 | 0 | 0 | 0
PseudoUnit | 0 | 0 | 0 | 0 | 0 | 0
FixedInterchange | 0 | 0 | 0 | 0 | 0 | 0
Levelized Capital Costs by Reporting Type: SPP_N
ReportingType | 2015 | 2020 | 2025 | 2030 | 2035 | 2040
BM | 0 | 0 | 0 | 0 | 0 | 0
CC | 0 | 0 | 0 | 0 | 0 | 0
CSP | 0 | 0 | 0 | 0 | 0 | 0
CT | 0 | 0 | 0 | 0 | 0 | 0
Coal | 128.56 | 128.56 | 128.56 | 128.56 | 128.56 | 128.56
Geo | 0 | 0 | 0 | 0 | 0 | 0
H | 0 | 0 | 0 | 0 | 0 | 0
LFG | 0 | 0 | 0 | 17.63 | 17.63 | 17.63
Nuc | 0 | 0 | 0 | 0 | 0 | 0
PS | 0 | 0 | 0 | 0 | 0 | 0
PV | 0 | 0 | 0 | 0 | 0 | 0
PeakG | 0 | 0 | 0 | 0 | 0 | 0
PeakO | 0 | 0 | 0 | 0 | 0 | 0
ST | 0 | 0 | 0 | 0 | 0 | 0
STOG | 0 | 0 | 0 | 0 | 0 | 0
STWD | 0 | 0 | 0 | 0 | 0 | 0
WT | 0 | 6168.68 | 7967.23 | 8390.55 | 13285.29 | 7116.61
IGCC | 0 | 0 | 0 | 0 | 0 | 0
DemandResponse | 0 | 0 | 0 | 0 | 0 | 0
IGCC-CCS | 0 | 0 | 0 | 0 | 0 | 0
WT_off | 0 | 0 | 0 | 0 | 0 | 0
PseudoUnit | 0 | 0 | 0 | 0 | 0 | 0
FixedInterchange | 0 | 0 | 0 | 0 | 0 | 0
Levelized Capital Costs by Reporting Type: SPP_S
ReportingType | 2015 | 2020 | 2025 | 2030 | 2035 | 2040
BM | 0 | 0 | 0 | 0 | 0 | 0
CC | 0 | 0 | 0 | 0 | 0 | 0
CSP | 0 | 0 | 0 | 0 | 0 | 0
CT | 33.21 | 56.93 | 56.93 | 56.93 | 23.72 | 0
Coal | 273.14 | 273.14 | 273.14 | 273.14 | 273.14 | 273.14
Geo | 0 | 0 | 0 | 0 | 0 | 0
H | 0 | 0 | 0 | 0 | 0 | 0
LFG | 0 | 0 | 0 | 17.63 | 17.63 | 17.63
Nuc | 0 | 0 | 0 | 0 | 0 | 0
PS | 0 | 0 | 0 | 0 | 0 | 0
PV | 0 | 0 | 0 | 0 | 0 | 0
PeakG | 0 | 0 | 0 | 0 | 0 | 0
PeakO | 0 | 0 | 0 | 0 | 0 | 0
ST | 0 | 0 | 0 | 0 | 0 | 0
STOG | 0 | 0 | 0 | 0 | 0 | 0
STWD | 0 | 0 | 0 | 0 | 0 | 0
WT | 92.65 | 6872.36 | 6872.36 | 9233.19 | 9140.55 | 2360.83
IGCC | 0 | 0 | 0 | 0 | 0 | 0
DemandResponse | 0 | 0 | 0 | 0 | 0 | 0
IGCC-CCS | 0 | 0 | 0 | 0 | 0 | 0
WT_off | 0 | 0 | 0 | 0 | 0 | 0
PseudoUnit | 0 | 0 | 0 | 0 | 0 | 0
FixedInterchange | 0 | 0 | 0 | 0 | 0 | 0
Levelized Capital Costs by Reporting Type: TVA
ReportingType | 2015 | 2020 | 2025 | 2030 | 2035 | 2040
BM | 0 | 0 | 0 | 0 | 612.04 | 612.04
CC | 497.85 | 650.4 | 650.4 | 650.4 | 615.93 | 152.55
CSP | 0 | 0 | 0 | 0 | 0 | 0
CT | 0 | 0 | 0 | 0 | 0 | 0
Coal | 0 | 0 | 0 | 0 | 0 | 0
Geo | 0 | 0 | 0 | 0 | 0 | 0
H | 0 | 0 | 0 | 8.9 | 8.9 | 8.9
LFG | 0 | 0 | 19.35 | 19.35 | 19.35 | 19.35
Nuc | 684.91 | 684.91 | 684.91 | 966.28 | 3232.02 | 5658.92
PS | 0 | 0 | 0 | 0 | 0 | 0
PV | 0 | 0 | 0 | 0 | 0 | 0
PeakG | 0 | 0 | 0 | 0 | 0 | 0
PeakO | 0 | 0 | 0 | 0 | 0 | 0
ST | 0 | 0 | 0 | 0 | 0 | 0
STOG | 0 | 0 | 0 | 0 | 0 | 0
STWD | 0 | 0 | 0 | 0 | 0 | 0
WT | 0 | 0 | 0 | 0 | 0 | 0
IGCC | 0 | 0 | 0 | 0 | 0 | 0
DemandResponse | 0 | 0 | 0 | 0 | 0 | 0
IGCC-CCS | 0 | 0 | 0 | 0 | 0 | 0
WT_off | 0 | 0 | 0 | 0 | 0 | 0
PseudoUnit | 0 | 0 | 0 | 0 | 0 | 0
FixedInterchange | 0 | 0 | 0 | 0 | 0 | 0
Levelized Capital Costs by Reporting Type: TVA_Transmission
ReportingType | 2015 | 2020 | 2025 | 2030 | 2035 | 2040
BM | 0 | 0 | 0 | 0 | 0 | 0
CC | 0 | 0 | 0 | 0 | 0 | 0
CSP | 0 | 0 | 0 | 0 | 0 | 0
CT | 0 | 0 | 0 | 0 | 0 | 0
Coal | 0 | 0 | 0 | 0 | 0 | 0
Geo | 0 | 0 | 0 | 0 | 0 | 0
H | 0 | 0 | 0 | 0 | 0 | 0
LFG | 0 | 0 | 0 | 0 | 0 | 0
Nuc | 0 | 0 | 0 | 0 | 0 | 0
PS | 0 | 0 | 0 | 0 | 0 | 0
PV | 0 | 0 | 0 | 0 | 0 | 0
PeakG | 0 | 0 | 0 | 0 | 0 | 0
PeakO | 0 | 0 | 0 | 0 | 0 | 0
ST | 0 | 0 | 0 | 0 | 0 | 0
STOG | 0 | 0 | 0 | 0 | 0 | 0
STWD | 0 | 0 | 0 | 0 | 0 | 0
WT | 0 | 0 | 0 | 0 | 0 | 0
IGCC | 0 | 0 | 0 | 0 | 0 | 0
DemandResponse | 0 | 0 | 0 | 0 | 0 | 0
IGCC-CCS | 0 | 0 | 0 | 0 | 0 | 0
WT_off | 0 | 0 | 0 | 0 | 0 | 0
PseudoUnit | 0 | 0 | 0 | 0 | 0 | 0
FixedInterchange | 0 | 0 | 0 | 0 | 0 | 0
Levelized Capital Costs by Reporting Type: VACAR
ReportingType | 2015 | 2020 | 2025 | 2030 | 2035 | 2040
BM | 0.34 | 3.52 | 139.48 | 139.48 | 2194.6 | 2194.6
CC | 1137.88 | 1137.88 | 1137.88 | 1137.88 | 1137.88 | 0
CSP | 0 | 0 | 0 | 0 | 0 | 0
CT | 60.99 | 60.99 | 60.99 | 0 | 0 | 0
Coal | 220.45 | 220.45 | 220.45 | 220.45 | 220.45 | 220.45
Geo | 0 | 0 | 0 | 0 | 0 | 0
H | 0 | 0 | 0 | 0 | 0 | 0
LFG | 0.06 | 19.57 | 19.57 | 19.57 | 19.51 | 0
Nuc | 0 | 1320.06 | 1320.06 | 3545.71 | 5751.57 | 8826.44
PS | 0 | 0 | 0 | 0 | 0 | 0
PV | 0 | 38.4 | 38.4 | 38.4 | 38.4 | 0
PeakG | 0 | 0 | 0 | 0 | 0 | 0
PeakO | 0 | 0 | 0 | 0 | 0 | 0
ST | 0 | 0 | 0 | 0 | 0 | 0
STOG | 0 | 0 | 0 | 0 | 0 | 0
STWD | 0 | 0 | 0 | 0 | 0 | 0
WT | 0.19 | 740.59 | 740.59 | 740.59 | 740.4 | 0
IGCC | 0 | 0 | 0 | 0 | 0 | 0
DemandResponse | 0 | 0 | 0 | 0 | 0 | 0
IGCC-CCS | 0 | 0 | 0 | 0 | 0 | 0
WT_off | 0.53 | 0.53 | 0.53 | 0.53 | 0 | 0
PseudoUnit | 0 | 0 | 0 | 0 | 0 | 0
FixedInterchange | 0 | 0 | 0 | 0 | 0 | 0
Levelized Capital Costs by Reporting Type: IESO
ReportingType | 2015 | 2020 | 2025 | 2030 | 2035 | 2040
BM | 144.8 | 144.8 | 144.8 | 144.8 | 144.8 | 144.8
CC | 175.41 | 175.41 | 175.41 | 175.41 | 175.41 | 0
CSP | 0 | 0 | 0 | 0 | 0 | 0
CT | 41.8 | 41.8 | 41.8 | 41.8 | 0 | 0
Coal | 0 | 0 | 0 | 0 | 0 | 0
Geo | 0 | 0 | 0 | 0 | 0 | 0
H | 0 | 0 | 0 | 0 | 98.84 | 98.84
LFG | 5.12 | 5.12 | 5.12 | 5.12 | 0.17 | 0.17
Nuc | 0 | 0 | 0 | 0 | 0 | 0
PS | 0 | 0 | 0 | 0 | 0 | 0
PV | 539.74 | 539.74 | 539.74 | 539.74 | 0 | 0
PeakG | 0 | 0 | 0 | 0 | 0 | 0
PeakO | 0 | 0 | 0 | 0 | 0 | 0
ST | 0 | 0 | 0 | 0 | 0 | 0
STOG | 0 | 0 | 0 | 0 | 0 | 0
STWD | 0 | 0 | 0 | 0 | 0 | 0
WT | 660.4 | 660.4 | 660.4 | 660.4 | 0 | 0
IGCC | 0 | 0 | 0 | 0 | 0 | 0
DemandResponse | 0 | 0 | 0 | 0 | 0 | 0
IGCC-CCS | 0 | 0 | 0 | 0 | 0 | 0
WT_off | 0 | 0 | 0 | 0 | 0 | 0
PseudoUnit | 0 | 0 | 0 | 0 | 0 | 0
FixedInterchange | 0 | 0 | 0 | 0 | 0 | 0
Levelized Capital Costs by Reporting Type: MAPP_CA
ReportingType | 2015 | 2020 | 2025 | 2030 | 2035 | 2040
BM | 0 | 0 | 0 | 0 | 0 | 0
CC | 58.25 | 58.25 | 58.25 | 58.25 | 58.25 | 0
CSP | 0 | 0 | 0 | 0 | 0 | 0
CT | 0 | 0 | 0 | 0 | 0 | 0
Coal | 0 | 0 | 0 | 0 | 0 | 0
Geo | 0 | 0 | 0 | 0 | 0 | 0
H | 0 | 180.46 | 730.89 | 773.62 | 1541.75 | 1541.75
LFG | 0 | 0 | 0 | 0 | 0 | 0
Nuc | 0 | 0 | 0 | 0 | 0 | 0
PS | 0 | 0 | 0 | 0 | 0 | 0
PV | 0 | 0 | 0 | 0 | 0 | 0
PeakG | 0 | 0 | 0 | 0 | 0 | 0
PeakO | 0 | 0 | 0 | 0 | 0 | 0
ST | 0 | 0 | 0 | 0 | 0 | 0
STOG | 0 | 0 | 0 | 0 | 0 | 0
STWD | 0 | 0 | 0 | 0 | 0 | 0
WT | 87.23 | 87.23 | 87.23 | 87.23 | 0 | 0
IGCC | 0 | 0 | 0 | 0 | 0 | 0
DemandResponse | 0 | 0 | 0 | 0 | 0 | 0
IGCC-CCS | 0 | 0 | 0 | 0 | 0 | 0
WT_off | 0 | 0 | 0 | 0 | 0 | 0
PseudoUnit | 0 | 0 | 0 | 0 | 0 | 0
FixedInterchange | 0 | 0 | 0 | 0 | 0 | 0
Levelized Capital Costs by Reporting Type: AZ_NM_SNV_Coal
ReportingType | 2015 | 2020 | 2025 | 2030 | 2035 | 2040
BM | 0 | 0 | 0 | 0 | 0 | 0
CC | 0 | 0 | 0 | 0 | 0 | 0
CSP | 0 | 0 | 0 | 0 | 0 | 0
CT | 0 | 0 | 0 | 0 | 0 | 0
Coal | 0 | 0 | 0 | 0 | 0 | 0
Geo | 0 | 0 | 0 | 0 | 0 | 0
H | 0 | 0 | 0 | 0 | 0 | 0
LFG | 0 | 0 | 0 | 0 | 0 | 0
Nuc | 0 | 0 | 0 | 0 | 0 | 0
PS | 0 | 0 | 0 | 0 | 0 | 0
PV | 0 | 0 | 0 | 0 | 0 | 0
PeakG | 0 | 0 | 0 | 0 | 0 | 0
PeakO | 0 | 0 | 0 | 0 | 0 | 0
ST | 0 | 0 | 0 | 0 | 0 | 0
STOG | 0 | 0 | 0 | 0 | 0 | 0
STWD | 0 | 0 | 0 | 0 | 0 | 0
WT | 0 | 0 | 0 | 0 | 0 | 0
IGCC | 0 | 0 | 0 | 0 | 0 | 0
DemandResponse | 0 | 0 | 0 | 0 | 0 | 0
IGCC-CCS | 0 | 0 | 0 | 0 | 0 | 0
WT_off | 0 | 0 | 0 | 0 | 0 | 0
PseudoUnit | 0 | 0 | 0 | 0 | 0 | 0
FixedInterchange | 0 | 0 | 0 | 0 | 0 | 0
Levelized Capital Costs by Reporting Type: AZ_NM_SNV_Gas
ReportingType | 2015 | 2020 | 2025 | 2030 | 2035 | 2040
BM | 0 | 0 | 0 | 0 | 0 | 0
CC | 79.32 | 79.32 | 79.32 | 79.32 | 79.32 | 0
CSP | 0 | 0 | 0 | 0 | 0 | 0
CT | 63.7 | 63.7 | 63.7 | 63.7 | 0 | 0
Coal | 0 | 0 | 0 | 0 | 0 | 0
Geo | 0 | 0 | 0 | 0 | 0 | 0
H | 0 | 0 | 0 | 0 | 0 | 0
LFG | 0 | 0 | 0 | 0 | 0 | 0
Nuc | 0 | 0 | 0 | 0 | 0 | 0
PS | 0 | 0 | 0 | 0 | 0 | 0
PV | 0 | 0 | 0 | 0 | 0 | 0
PeakG | 0 | 0 | 0 | 0 | 0 | 0
PeakO | 0 | 0 | 0 | 0 | 0 | 0
ST | 0 | 0 | 0 | 0 | 0 | 0
STOG | 0 | 0 | 0 | 0 | 0 | 0
STWD | 0 | 0 | 0 | 0 | 0 | 0
WT | 0 | 0 | 0 | 0 | 0 | 0
IGCC | 0 | 0 | 0 | 0 | 0 | 0
DemandResponse | 0 | 0 | 0 | 0 | 0 | 0
IGCC-CCS | 0 | 0 | 0 | 0 | 0 | 0
WT_off | 0 | 0 | 0 | 0 | 0 | 0
PseudoUnit | 0 | 0 | 0 | 0 | 0 | 0
FixedInterchange | 0 | 0 | 0 | 0 | 0 | 0
Levelized Capital Costs by Reporting Type: AZ_NM_SNV_NucRenew
ReportingType | 2015 | 2020 | 2025 | 2030 | 2035 | 2040
BM | 0 | 0 | 0 | 0 | 0 | 0
CC | 0 | 0 | 0 | 0 | 0 | 0
CSP | 0 | 0 | 0 | 0 | 0 | 0
CT | 0 | 0 | 0 | 0 | 0 | 0
Coal | 0 | 0 | 0 | 0 | 0 | 0
Geo | 0 | 0 | 369.64 | 369.64 | 369.64 | 369.64
H | 0 | 0 | 0 | 0 | 0 | 0
LFG | 0 | 0 | 11.41 | 11.41 | 11.41 | 11.41
Nuc | 0 | 0 | 0 | 2501.72 | 3864.56 | 4047.13
PS | 0 | 0 | 0 | 0 | 0 | 0
PV | 34.88 | 34.88 | 34.88 | 34.88 | 0 | 0
PeakG | 0 | 0 | 0 | 0 | 0 | 0
PeakO | 0 | 0 | 0 | 0 | 0 | 0
ST | 101.53 | 225.41 | 285.07 | 1325.96 | 1329.48 | 1248.36
STOG | 0 | 0 | 0 | 0 | 0 | 0
STWD | 0 | 0 | 0 | 0 | 0 | 0
WT | 14.28 | 1291.65 | 1291.65 | 1291.65 | 1277.37 | 0
IGCC | 0 | 0 | 0 | 0 | 0 | 0
DemandResponse | 0 | 0 | 0 | 0 | 0 | 0
IGCC-CCS | 0 | 0 | 0 | 0 | 0 | 0
WT_off | 0 | 0 | 0 | 0 | 0 | 0
PseudoUnit | 0 | 0 | 0 | 0 | 0 | 0
FixedInterchange | 0 | 0 | 0 | 0 | 0 | 0
Levelized Capital Costs by Reporting Type: ERCOT
ReportingType | 2015 | 2020 | 2025 | 2030 | 2035 | 2040
BM | 54.69 | 54.69 | 54.69 | 54.69 | 1262.49 | 1311.48
CC | 1522.31 | 1522.31 | 1522.31 | 1522.31 | 1522.31 | 0
CSP | 0 | 0 | 0 | 0 | 0 | 0
CT | 20.97 | 20.97 | 20.97 | 20.97 | 0 | 0
Coal | 540.38 | 540.38 | 540.38 | 540.38 | 540.38 | 540.38
Geo | 0 | 0 | 0 | 0 | 0 | 0
H | 0 | 0 | 0 | 0 | 0 | 0
LFG | 0 | 0 | 63.77 | 63.77 | 63.77 | 63.77
Nuc | 0 | 0 | 0 | 814.07 | 5582.12 | 7778.59
PS | 0 | 0 | 0 | 0 | 0 | 0
PV | 4.89 | 4.89 | 4.89 | 4.89 | 0 | 0
PeakG | 0 | 0 | 0 | 0 | 0 | 0
PeakO | 0 | 0 | 0 | 0 | 0 | 0
ST | 0 | 0 | 0 | 0 | 0 | 0
STOG | 0 | 0 | 0 | 0 | 0 | 0
STWD | 0 | 0 | 0 | 0 | 0 | 0
WT | 72.7 | 984.1 | 3573.86 | 3573.86 | 3501.16 | 2589.76
IGCC | 0 | 0 | 0 | 0 | 0 | 0
DemandResponse | 0 | 0 | 0 | 0 | 0 | 0
IGCC-CCS | 0 | 0 | 0 | 0 | 0 | 0
WT_off | 0 | 0 | 0 | 0 | 0 | 0
PseudoUnit | 0 | 0 | 0 | 0 | 0 | 0
FixedInterchange | 0 | 0 | 0 | 0 | 0 | 0
Levelized Capital Costs by Reporting Type: NP15
ReportingType | 2015 | 2020 | 2025 | 2030 | 2035 | 2040
BM | 0 | 0 | 0 | 0 | 0 | 0
CC | 130.44 | 130.44 | 130.44 | 130.44 | 130.44 | 0
CSP | 0 | 0 | 0 | 0 | 0 | 0
CT | 17.85 | 17.85 | 17.85 | 17.85 | 0 | 0
Coal | 0 | 0 | 0 | 0 | 0 | 0
Geo | 0 | 186.37 | 186.37 | 186.37 | 186.37 | 0
H | 0 | 0 | 0 | 0 | 0 | 0
LFG | 0 | 84.26 | 124.75 | 124.75 | 124.75 | 40.49
Nuc | 0 | 0 | 0 | 795.84 | 1860.36 | 1860.36
PS | 0 | 0 | 0 | 0 | 0 | 0
PV | 2.79 | 2.79 | 2.79 | 2.79 | 0 | 0
PeakG | 0 | 0 | 0 | 0 | 0 | 0
PeakO | 0 | 0 | 0 | 0 | 0 | 0
ST | 12.6 | 12.6 | 12.6 | 12.6 | 26.2 | 26.2
STOG | 0 | 0 | 0 | 0 | 0 | 0
STWD | 0 | 0 | 0 | 0 | 0 | 0
WT | 26.07 | 837.92 | 837.92 | 837.71 | 2393.8 | 1581.95
IGCC | 0 | 0 | 0 | 0 | 0 | 0
DemandResponse | 0 | 0 | 0 | 0 | 0 | 0
IGCC-CCS | 0 | 0 | 0 | 0 | 0 | 0
WT_off | 0 | 0 | 0 | 0 | 0 | 0
PseudoUnit | 0 | 0 | 0 | 0 | 0 | 0
FixedInterchange | 0 | 0 | 0 | 0 | 0 | 0
Levelized Capital Costs by Reporting Type: NWPP_Coal
ReportingType | 2015 | 2020 | 2025 | 2030 | 2035 | 2040
BM | 0 | 0 | 0 | 0 | 0 | 0
CC | 0 | 0 | 0 | 0 | 0 | 0
CSP | 0 | 0 | 0 | 0 | 0 | 0
CT | 0 | 0 | 0 | 0 | 0 | 0
Coal | 0 | 0 | 0 | 0 | 0 | 0
Geo | 0 | 0 | 0 | 0 | 0 | 0
H | 0 | 0 | 0 | 0 | 0 | 0
LFG | 0 | 0 | 0 | 0 | 0 | 0
Nuc | 0 | 0 | 0 | 0 | 0 | 0
PS | 0 | 0 | 0 | 0 | 0 | 0
PV | 0 | 0 | 0 | 0 | 0 | 0
PeakG | 0 | 0 | 0 | 0 | 0 | 0
PeakO | 0 | 0 | 0 | 0 | 0 | 0
ST | 0 | 0 | 0 | 0 | 0 | 0
STOG | 0 | 0 | 0 | 0 | 0 | 0
STWD | 0 | 0 | 0 | 0 | 0 | 0
WT | 0 | 0 | 0 | 0 | 0 | 0
IGCC | 0 | 0 | 0 | 0 | 0 | 0
DemandResponse | 0 | 0 | 0 | 0 | 0 | 0
IGCC-CCS | 0 | 0 | 0 | 0 | 0 | 0
WT_off | 0 | 0 | 0 | 0 | 0 | 0
PseudoUnit | 0 | 0 | 0 | 0 | 0 | 0
FixedInterchange | 0 | 0 | 0 | 0 | 0 | 0
Levelized Capital Costs by Reporting Type: NWPP_Gas
ReportingType | 2015 | 2020 | 2025 | 2030 | 2035 | 2040
BM | 0 | 0 | 0 | 0 | 0 | 0
CC | 33.4 | 167.55 | 167.55 | 167.55 | 167.55 | 134.15
CSP | 0 | 0 | 0 | 0 | 0 | 0
CT | 13.02 | 13.02 | 13.02 | 13.02 | 0 | 0
Coal | 0 | 0 | 0 | 0 | 0 | 0
Geo | 0 | 0 | 0 | 0 | 0 | 0
H | 0 | 0 | 0 | 0 | 0 | 0
LFG | 0 | 0 | 0 | 0 | 0 | 0
Nuc | 0 | 0 | 0 | 0 | 0 | 0
PS | 0 | 0 | 0 | 0 | 0 | 0
PV | 0 | 0 | 0 | 0 | 0 | 0
PeakG | 0 | 0 | 0 | 0 | 0 | 0
PeakO | 0 | 0 | 0 | 0 | 0 | 0
ST | 0 | 0 | 0 | 0 | 0 | 0
STOG | 0 | 0 | 0 | 0 | 0 | 0
STWD | 0 | 0 | 0 | 0 | 0 | 0
WT | 0 | 0 | 0 | 0 | 0 | 0
IGCC | 0 | 0 | 0 | 0 | 0 | 0
DemandResponse | 0 | 0 | 0 | 0 | 0 | 0
IGCC-CCS | 0 | 0 | 0 | 0 | 0 | 0
WT_off | 0 | 0 | 0 | 0 | 0 | 0
PseudoUnit | 0 | 0 | 0 | 0 | 0 | 0
FixedInterchange | 0 | 0 | 0 | 0 | 0 | 0
Levelized Capital Costs by Reporting Type: NWPP_NucRenew
ReportingType | 2015 | 2020 | 2025 | 2030 | 2035 | 2040
BM | 13.89 | 13.89 | 13.89 | 13.89 | 13.89 | 13.89
CC | 0 | 0 | 0 | 0 | 0 | 0
CSP | 0 | 0 | 0 | 0 | 0 | 0
CT | 0 | 0 | 0 | 0 | 0 | 0
Coal | 0 | 0 | 0 | 0 | 0 | 0
Geo | 24.88 | 27.06 | 135.84 | 135.84 | 110.97 | 108.78
H | 0 | 0 | 0 | 0 | 110.42 | 110.42
LFG | 5.02 | 5.02 | 50.73 | 50.73 | 45.71 | 45.71
Nuc | 0 | 0 | 0 | 1027.42 | 2709.9 | 2709.9
PS | 0 | 0 | 0 | 0 | 0 | 0
PV | 0 | 0 | 0 | 0 | 0 | 0
PeakG | 0 | 0 | 0 | 0 | 0 | 0
PeakO | 0 | 0 | 0 | 0 | 0 | 0
ST | 0 | 0 | 0 | 0 | 0.91 | 0.91
STOG | 0 | 0 | 0 | 0 | 0 | 0
STWD | 0 | 0 | 0 | 0 | 0 | 0
WT | 238.86 | 238.86 | 238.86 | 3367.94 | 3129.09 | 3129.09
IGCC | 0 | 0 | 0 | 0 | 0 | 0
DemandResponse | 0 | 0 | 0 | 0 | 0 | 0
IGCC-CCS | 0 | 0 | 0 | 0 | 0 | 0
WT_off | 0 | 0 | 0 | 0 | 0 | 0
PseudoUnit | 0 | 0 | 0 | 0 | 0 | 0
FixedInterchange | 0 | 0 | 0 | 0 | 0 | 0
Levelized Capital Costs by Reporting Type: RMPA
ReportingType | 2015 | 2020 | 2025 | 2030 | 2035 | 2040
BM | 0 | 0 | 0 | 0 | 303.99 | 660.98
CC | 0 | 89.7 | 89.7 | 89.7 | 89.7 | 89.7
CSP | 0 | 0 | 0 | 0 | 0 | 0
CT | 15.2 | 15.2 | 15.2 | 15.2 | 0 | 0
Coal | 108.63 | 108.63 | 108.63 | 108.63 | 108.63 | 108.63
Geo | 0 | 4.64 | 658.86 | 658.86 | 658.86 | 654.21
H | 0 | 0 | 0 | 0 | 0 | 0
LFG | 0.28 | 0.28 | 5.7 | 5.7 | 5.43 | 5.43
Nuc | 0 | 0 | 174.96 | 843.08 | 843.08 | 843.08
PS | 0 | 0 | 0 | 0 | 0 | 0
PV | 0.37 | 0.37 | 0.37 | 0.37 | 0 | 0
PeakG | 0 | 0 | 0 | 0 | 0 | 0
PeakO | 0 | 0 | 0 | 0 | 0 | 0
ST | 1.07 | 113.11 | 114.5 | 115.92 | 114.85 | 25.05
STOG | 0 | 0 | 0 | 0 | 0 | 0
STWD | 0 | 0 | 0 | 0 | 0 | 0
WT | 172.66 | 941.49 | 956.3 | 971.43 | 814.94 | 46.12
IGCC | 0 | 0 | 0 | 0 | 0 | 0
DemandResponse | 0 | 0 | 0 | 0 | 0 | 0
IGCC-CCS | 0 | 0 | 0 | 0 | 0 | 0
WT_off | 0 | 0 | 0 | 0 | 0 | 0
PseudoUnit | 0 | 0 | 0 | 0 | 0 | 0
FixedInterchange | 0 | 0 | 0 | 0 | 0 | 0
Levelized Capital Costs by Reporting Type: SP15
ReportingType | 2015 | 2020 | 2025 | 2030 | 2035 | 2040
BM | 2.9 | 2.9 | 2.9 | 2.9 | 2.9 | 191.36
CC | 60.76 | 60.76 | 60.76 | 60.76 | 60.76 | 0
CSP | 0 | 0 | 0 | 0 | 0 | 0
CT | 0 | 0 | 0 | 0 | 0 | 0
Coal | 0 | 0 | 0 | 0 | 0 | 0
Geo | 14.26 | 385.19 | 385.19 | 370.93 | 370.93 | 0
H | 0 | 0 | 0 | 0 | 0 | 0
LFG | 2.09 | 125.04 | 125.04 | 124.8 | 122.95 | 0
Nuc | 0 | 0 | 0 | 707.45 | 2574.38 | 2694.44
PS | 0 | 0 | 0 | 0 | 0 | 0
PV | 1.62 | 1.62 | 1.62 | 1.62 | 0 | 0
PeakG | 0 | 0 | 0 | 0 | 0 | 0
PeakO | 0 | 0 | 0 | 0 | 0 | 0
ST | 191.39 | 191.39 | 191.39 | 191.39 | 74.75 | 74.75
STOG | 0 | 0 | 0 | 0 | 0 | 0
STWD | 0 | 0 | 0 | 0 | 0 | 0
WT | 193.26 | 793.29 | 3130.91 | 3617.02 | 3423.76 | 2823.73
IGCC | 0 | 0 | 0 | 0 | 0 | 0
DemandResponse | 0 | 0 | 0 | 0 | 0 | 0
IGCC-CCS | 0 | 0 | 0 | 0 | 0 | 0
WT_off | 0 | 0 | 0 | 0 | 0 | 0
PseudoUnit | 0 | 0 | 0 | 0 | 0 | 0
FixedInterchange | 0 | 0 | 0 | 0 | 0 | 0
Levelized Capital Costs by Reporting Type: ALB
ReportingType | 2015 | 2020 | 2025 | 2030 | 2035 | 2040
BM | 0 | 0 | 0 | 0 | 0 | 0
CC | 22.84 | 22.84 | 22.84 | 22.84 | 22.84 | 0
CSP | 0 | 0 | 0 | 0 | 0 | 0
CT | 16.7 | 16.7 | 16.7 | 16.7 | 0 | 0
Coal | 147.62 | 147.62 | 147.62 | 147.62 | 147.62 | 147.62
Geo | 0 | 0 | 0 | 0 | 0 | 0
H | 0 | 0 | 0 | 0 | 0 | 0
LFG | 0 | 0 | 0 | 0 | 0 | 0
Nuc | 0 | 0 | 0 | 4633.96 | 4843.03 | 4950.76
PS | 0 | 0 | 0 | 0 | 0 | 0
PV | 0 | 0 | 0 | 0 | 0 | 0
PeakG | 0 | 0 | 0 | 0 | 0 | 0
PeakO | 0 | 0 | 0 | 0 | 0 | 0
ST | 0 | 0 | 0 | 0 | 0 | 0
STOG | 0 | 0 | 0 | 0 | 0 | 0
STWD | 0 | 0 | 0 | 0 | 0 | 0
WT | 2.54 | 2.54 | 2.54 | 2.54 | 0 | 0
IGCC | 0 | 0 | 0 | 0 | 0 | 0
DemandResponse | 0 | 0 | 0 | 0 | 0 | 0
IGCC-CCS | 0 | 0 | 0 | 0 | 0 | 0
WT_off | 0 | 0 | 0 | 0 | 0 | 0
PseudoUnit | 0 | 0 | 0 | 0 | 0 | 0
FixedInterchange | 0 | 0 | 0 | 0 | 0 | 0
Levelized Capital Costs by Reporting Type: BC
ReportingType | 2015 | 2020 | 2025 | 2030 | 2035 | 2040
BM | 0 | 0 | 0 | 0 | 0 | 0
CC | 88.29 | 88.29 | 88.29 | 88.29 | 88.29 | 0
CSP | 0 | 0 | 0 | 0 | 0 | 0
CT | 0 | 0 | 0 | 0 | 0 | 0
Coal | 0 | 0 | 0 | 0 | 0 | 0
Geo | 0 | 0 | 0 | 0 | 0 | 0
H | 0 | 0 | 0 | 0 | 0 | 0
LFG | 0 | 0 | 0 | 0 | 0 | 0
Nuc | 0 | 0 | 0 | 0 | 0 | 0
PS | 0 | 0 | 0 | 0 | 0 | 0
PV | 0 | 0 | 0 | 0 | 0 | 0
PeakG | 0 | 0 | 0 | 0 | 0 | 0
PeakO | 0 | 0 | 0 | 0 | 0 | 0
ST | 0 | 0 | 0 | 0 | 0 | 0
STOG | 0 | 0 | 0 | 0 | 0 | 0
STWD | 0 | 0 | 0 | 0 | 0 | 0
WT | 40.68 | 40.68 | 40.68 | 40.68 | 0 | 0
IGCC | 0 | 0 | 0 | 0 | 0 | 0
DemandResponse | 0 | 0 | 0 | 0 | 0 | 0
IGCC-CCS | 0 | 0 | 0 | 0 | 0 | 0
WT_off | 0 | 0 | 0 | 0 | 0 | 0
PseudoUnit | 0 | 0 | 0 | 0 | 0 | 0
FixedInterchange | 0 | 0 | 0 | 0 | 0 | 0
Levelized Capital Costs by Reporting Type: HQ_IESO
ReportingType | 2015 | 2020 | 2025 | 2030 | 2035 | 2040
BM | 0 | 0 | 0 | 0 | 0 | 0
CC | 0 | 0 | 0 | 0 | 0 | 0
CSP | 0 | 0 | 0 | 0 | 0 | 0
CT | 0 | 0 | 0 | 0 | 0 | 0
Coal | 0 | 0 | 0 | 0 | 0 | 0
Geo | 0 | 0 | 0 | 0 | 0 | 0
H | 0 | 0 | 0 | 0 | 0 | 0
LFG | 0 | 0 | 0 | 0 | 0 | 0
Nuc | 0 | 0 | 0 | 0 | 0 | 0
PS | 0 | 0 | 0 | 0 | 0 | 0
PV | 0 | 0 | 0 | 0 | 0 | 0
PeakG | 0 | 0 | 0 | 0 | 0 | 0
PeakO | 0 | 0 | 0 | 0 | 0 | 0
ST | 0 | 0 | 0 | 0 | 0 | 0
STOG | 0 | 0 | 0 | 0 | 0 | 0
STWD | 0 | 0 | 0 | 0 | 0 | 0
WT | 0 | 0 | 0 | 0 | 0 | 0
IGCC | 0 | 0 | 0 | 0 | 0 | 0
DemandResponse | 0 | 0 | 0 | 0 | 0 | 0
IGCC-CCS | 0 | 0 | 0 | 0 | 0 | 0
WT_off | 0 | 0 | 0 | 0 | 0 | 0
PseudoUnit | 0 | 0 | 0 | 0 | 0 | 609.13
FixedInterchange | 0 | 0 | 0 | 0 | 0 | 0
Levelized Capital Costs by Reporting Type: HQ_NEISO
ReportingType | 2015 | 2020 | 2025 | 2030 | 2035 | 2040
BM | 0 | 0 | 0 | 0 | 0 | 0
CC | 0 | 0 | 0 | 0 | 0 | 0
CSP | 0 | 0 | 0 | 0 | 0 | 0
CT | 0 | 0 | 0 | 0 | 0 | 0
Coal | 0 | 0 | 0 | 0 | 0 | 0
Geo | 0 | 0 | 0 | 0 | 0 | 0
H | 0 | 0 | 0 | 0 | 0 | 0
LFG | 0 | 0 | 0 | 0 | 0 | 0
Nuc | 0 | 0 | 0 | 0 | 0 | 0
PS | 0 | 0 | 0 | 0 | 0 | 0
PV | 0 | 0 | 0 | 0 | 0 | 0
PeakG | 0 | 0 | 0 | 0 | 0 | 0
PeakO | 0 | 0 | 0 | 0 | 0 | 0
ST | 0 | 0 | 0 | 0 | 0 | 0
STOG | 0 | 0 | 0 | 0 | 0 | 0
STWD | 0 | 0 | 0 | 0 | 0 | 0
WT | 0 | 0 | 0 | 0 | 0 | 0
IGCC | 0 | 0 | 0 | 0 | 0 | 0
DemandResponse | 0 | 0 | 0 | 0 | 0 | 0
IGCC-CCS | 0 | 0 | 0 | 0 | 0 | 0
WT_off | 0 | 0 | 0 | 0 | 0 | 0
PseudoUnit | 0 | 0 | 0 | 0 | 0 | 368.83
FixedInterchange | 0 | 0 | 0 | 0 | 0 | 0
Levelized Capital Costs by Reporting Type: HQ_NY
ReportingType | 2015 | 2020 | 2025 | 2030 | 2035 | 2040
BM | 0 | 0 | 0 | 0 | 0 | 0
CC | 0 | 0 | 0 | 0 | 0 | 0
CSP | 0 | 0 | 0 | 0 | 0 | 0
CT | 0 | 0 | 0 | 0 | 0 | 0
Coal | 0 | 0 | 0 | 0 | 0 | 0
Geo | 0 | 0 | 0 | 0 | 0 | 0
H | 0 | 0 | 0 | 0 | 0 | 0
LFG | 0 | 0 | 0 | 0 | 0 | 0
Nuc | 0 | 0 | 0 | 0 | 0 | 0
PS | 0 | 0 | 0 | 0 | 0 | 0
PV | 0 | 0 | 0 | 0 | 0 | 0
PeakG | 0 | 0 | 0 | 0 | 0 | 0
PeakO | 0 | 0 | 0 | 0 | 0 | 0
ST | 0 | 0 | 0 | 0 | 0 | 0
STOG | 0 | 0 | 0 | 0 | 0 | 0
STWD | 0 | 0 | 0 | 0 | 0 | 0
WT | 0 | 0 | 0 | 0 | 0 | 0
IGCC | 0 | 0 | 0 | 0 | 0 | 0
DemandResponse | 0 | 0 | 0 | 0 | 0 | 0
IGCC-CCS | 0 | 0 | 0 | 0 | 0 | 0
WT_off | 0 | 0 | 0 | 0 | 0 | 0
PseudoUnit | 0 | 0 | 0 | 0 | 310.19 | 769.02
FixedInterchange | 0 | 0 | 0 | 0 | 0 | 0
Levelized Capital Costs by Reporting Type: MARITIMES
ReportingType | 2015 | 2020 | 2025 | 2030 | 2035 | 2040
BM | 0 | 0 | 0 | 0 | 0 | 0
CC | 0 | 0 | 0 | 0 | 0 | 0
CSP | 0 | 0 | 0 | 0 | 0 | 0
CT | 0 | 0 | 0 | 0 | 0 | 0
Coal | 0 | 0 | 0 | 0 | 0 | 0
Geo | 0 | 0 | 0 | 0 | 0 | 0
H | 0 | 0 | 0 | 0 | 0 | 0
LFG | 0 | 0 | 0 | 0 | 0 | 0
Nuc | 0 | 0 | 0 | 0 | 0 | 0
PS | 0 | 0 | 0 | 0 | 0 | 0
PV | 0 | 0 | 0 | 0 | 0 | 0
PeakG | 0 | 0 | 0 | 0 | 0 | 0
PeakO | 0 | 0 | 0 | 0 | 0 | 0
ST | 0 | 0 | 0 | 0 | 0 | 0
STOG | 0 | 0 | 0 | 0 | 0 | 0
STWD | 0 | 0 | 0 | 0 | 0 | 0
WT | 0 | 0 | 0 | 0 | 0 | 0
IGCC | 0 | 0 | 0 | 0 | 0 | 0
DemandResponse | 0 | 0 | 0 | 0 | 0 | 0
IGCC-CCS | 0 | 0 | 0 | 0 | 0 | 0
WT_off | 0 | 0 | 0 | 0 | 0 | 0
PseudoUnit | 0 | 0 | 0 | 0 | 0 | 164.81
FixedInterchange | 0 | 0 | 0 | 0 | 0 | 0
Levelized Capital Costs by Reporting Type: All
ReportingType | 2015 | 2020 | 2025 | 2030 | 2035 | 2040
BM | 541.24 | 544.42 | 680.38 | 680.38 | 4859.33 | 7189.09
CC | 11194.28 | 13771.08 | 13771.08 | 13771.08 | 13625.6 | 2576.8
CSP | 0 | 0 | 0 | 0 | 0 | 0
CT | 541.57 | 565.29 | 565.29 | 500.45 | 23.72 | 0
Coal | 3114.71 | 3114.71 | 3114.71 | 3114.71 | 3114.71 | 3114.71
Geo | 39.14 | 603.26 | 1735.89 | 1721.64 | 1696.76 | 1132.63
H | 0 | 452.49 | 1472.29 | 1524.9 | 2502.3 | 2502.3
LFG | 42.41 | 454.45 | 881.52 | 1018.47 | 985.9 | 573.85
Nuc | 684.91 | 3259.17 | 4423.73 | 31232.76 | 59254.31 | 87537.46
PS | 0 | 0 | 0 | 0 | 0 | 0
PV | 612.43 | 1306.06 | 1577.95 | 1604.1 | 991.67 | 298.03
PeakG | 0 | 0 | 0 | 0 | 0 | 0
PeakO | 0 | 0 | 0 | 0 | 0 | 0
ST | 306.59 | 542.52 | 603.57 | 1645.87 | 1546.19 | 1375.27
STOG | 0 | 0 | 0 | 0 | 0 | 0
STWD | 0 | 0 | 0 | 0 | 0 | 0
WT | 6098.69 | 29692.36 | 49827.71 | 64121.1 | 70327.99 | 46734.31
IGCC | 215.26 | 215.26 | 215.26 | 215.26 | 215.26 | 215.26
DemandResponse | 0 | 0 | 0 | 0 | 0 | 0
IGCC-CCS | 0 | 0 | 0 | 0 | 0 | 0
WT_off | 283.77 | 283.77 | 824.12 | 824.12 | 540.35 | 540.35
PseudoUnit | 0 | 0 | 0 | 0 | 310.19 | 1911.79
FixedInterchange | 0 | 0 | 0 | 0 | 0 | 0
Levelized Capital Costs by Reporting Type: EI_US
ReportingType | 2015 | 2020 | 2025 | 2030 | 2035 | 2040
BM | 324.96 | 328.14 | 464.1 | 464.1 | 3131.26 | 4866.58
CC | 9023.25 | 11376.2 | 11376.2 | 11376.2 | 11230.72 | 2352.95
CSP | 0 | 0 | 0 | 0 | 0 | 0
CT | 352.32 | 376.04 | 376.04 | 311.2 | 23.72 | 0
Coal | 2318.08 | 2318.08 | 2318.08 | 2318.08 | 2318.08 | 2318.08
Geo | 0 | 0 | 0 | 0 | 0 | 0
H | 0 | 272.02 | 741.4 | 751.29 | 751.29 | 751.29
LFG | 29.9 | 234.74 | 495.01 | 632.19 | 611.72 | 406.88
Nuc | 684.91 | 3259.17 | 4248.77 | 19909.22 | 36976.89 | 62653.2
PS | 0 | 0 | 0 | 0 | 0 | 0
PV | 28.13 | 721.76 | 993.65 | 1019.8 | 991.67 | 298.03
PeakG | 0 | 0 | 0 | 0 | 0 | 0
PeakO | 0 | 0 | 0 | 0 | 0 | 0
ST | 0 | 0 | 0 | 0 | 0 | 0
STOG | 0 | 0 | 0 | 0 | 0 | 0
STWD | 0 | 0 | 0 | 0 | 0 | 0
WT | 4589.99 | 23814.21 | 39007.35 | 49670.63 | 55787.87 | 36563.65
IGCC | 215.26 | 215.26 | 215.26 | 215.26 | 215.26 | 215.26
DemandResponse | 0 | 0 | 0 | 0 | 0 | 0
IGCC-CCS | 0 | 0 | 0 | 0 | 0 | 0
WT_off | 283.77 | 283.77 | 824.12 | 824.12 | 540.35 | 540.35
PseudoUnit | 0 | 0 | 0 | 0 | 310.19 | 1302.65
FixedInterchange | 0 | 0 | 0 | 0 | 0 | 0
Levelized Capital Costs by Reporting Type: EI_Canada
ReportingType | 2015 | 2020 | 2025 | 2030 | 2035 | 2040
BM | 144.8 | 144.8 | 144.8 | 144.8 | 144.8 | 144.8
CC | 233.66 | 233.66 | 233.66 | 233.66 | 233.66 | 0
CSP | 0 | 0 | 0 | 0 | 0 | 0
CT | 41.8 | 41.8 | 41.8 | 41.8 | 0 | 0
Coal | 0 | 0 | 0 | 0 | 0 | 0
Geo | 0 | 0 | 0 | 0 | 0 | 0
H | 0 | 180.46 | 730.89 | 773.62 | 1640.59 | 1640.59
LFG | 5.12 | 5.12 | 5.12 | 5.12 | 0.17 | 0.17
Nuc | 0 | 0 | 0 | 0 | 0 | 0
PS | 0 | 0 | 0 | 0 | 0 | 0
PV | 539.74 | 539.74 | 539.74 | 539.74 | 0 | 0
PeakG | 0 | 0 | 0 | 0 | 0 | 0
PeakO | 0 | 0 | 0 | 0 | 0 | 0
ST | 0 | 0 | 0 | 0 | 0 | 0
STOG | 0 | 0 | 0 | 0 | 0 | 0
STWD | 0 | 0 | 0 | 0 | 0 | 0
WT | 747.62 | 747.62 | 747.62 | 747.62 | 0 | 0
IGCC | 0 | 0 | 0 | 0 | 0 | 0
DemandResponse | 0 | 0 | 0 | 0 | 0 | 0
IGCC-CCS | 0 | 0 | 0 | 0 | 0 | 0
WT_off | 0 | 0 | 0 | 0 | 0 | 0
PseudoUnit | 0 | 0 | 0 | 0 | 0 | 609.13
FixedInterchange | 0 | 0 | 0 | 0 | 0 | 0
Levelized Capital Costs by Reporting Type: EI
ReportingType | 2015 | 2020 | 2025 | 2030 | 2035 | 2040
BM | 469.76 | 472.94 | 608.9 | 608.9 | 3276.06 | 5011.38
CC | 9256.91 | 11609.86 | 11609.86 | 11609.86 | 11464.38 | 2352.95
CSP | 0 | 0 | 0 | 0 | 0 | 0
CT | 394.12 | 417.84 | 417.84 | 353 | 23.72 | 0
Coal | 2318.08 | 2318.08 | 2318.08 | 2318.08 | 2318.08 | 2318.08
Geo | 0 | 0 | 0 | 0 | 0 | 0
H | 0 | 452.49 | 1472.29 | 1524.9 | 2391.87 | 2391.87
LFG | 35.02 | 239.86 | 500.12 | 637.31 | 611.89 | 407.05
Nuc | 684.91 | 3259.17 | 4248.77 | 19909.22 | 36976.89 | 62653.2
PS | 0 | 0 | 0 | 0 | 0 | 0
PV | 567.88 | 1261.51 | 1533.39 | 1559.54 | 991.67 | 298.03
PeakG | 0 | 0 | 0 | 0 | 0 | 0
PeakO | 0 | 0 | 0 | 0 | 0 | 0
ST | 0 | 0 | 0 | 0 | 0 | 0
STOG | 0 | 0 | 0 | 0 | 0 | 0
STWD | 0 | 0 | 0 | 0 | 0 | 0
WT | 5337.61 | 24561.83 | 39754.97 | 50418.25 | 55787.87 | 36563.65
IGCC | 215.26 | 215.26 | 215.26 | 215.26 | 215.26 | 215.26
DemandResponse | 0 | 0 | 0 | 0 | 0 | 0
IGCC-CCS | 0 | 0 | 0 | 0 | 0 | 0
WT_off | 283.77 | 283.77 | 824.12 | 824.12 | 540.35 | 540.35
PseudoUnit | 0 | 0 | 0 | 0 | 310.19 | 1911.79
FixedInterchange | 0 | 0 | 0 | 0 | 0 | 0
Levelized Capital Costs by Reporting Type: Outside_EI
ReportingType | 2015 | 2020 | 2025 | 2030 | 2035 | 2040
BM | 71.48 | 71.48 | 71.48 | 71.48 | 1583.27 | 2177.71
CC | 1937.37 | 2161.22 | 2161.22 | 2161.22 | 2161.22 | 223.85
CSP | 0 | 0 | 0 | 0 | 0 | 0
CT | 147.45 | 147.45 | 147.45 | 147.45 | 0 | 0
Coal | 796.63 | 796.63 | 796.63 | 796.63 | 796.63 | 796.63
Geo | 39.14 | 603.26 | 1735.89 | 1721.64 | 1696.76 | 1132.63
H | 0 | 0 | 0 | 0 | 110.42 | 110.42
LFG | 7.39 | 214.59 | 381.4 | 381.16 | 374.01 | 166.8
Nuc | 0 | 0 | 174.96 | 11323.54 | 22277.42 | 24884.26
PS | 0 | 0 | 0 | 0 | 0 | 0
PV | 44.56 | 44.56 | 44.56 | 44.56 | 0 | 0
PeakG | 0 | 0 | 0 | 0 | 0 | 0
PeakO | 0 | 0 | 0 | 0 | 0 | 0
ST | 306.59 | 542.52 | 603.57 | 1645.87 | 1546.19 | 1375.27
STOG | 0 | 0 | 0 | 0 | 0 | 0
STWD | 0 | 0 | 0 | 0 | 0 | 0
WT | 761.07 | 5130.54 | 10072.74 | 13702.85 | 14540.12 | 10170.66
IGCC | 0 | 0 | 0 | 0 | 0 | 0
DemandResponse | 0 | 0 | 0 | 0 | 0 | 0
IGCC-CCS | 0 | 0 | 0 | 0 | 0 | 0
WT_off | 0 | 0 | 0 | 0 | 0 | 0
PseudoUnit | 0 | 0 | 0 | 0 | 0 | 0
FixedInterchange | 0 | 0 | 0 | 0 | 0 | 0
#13 | Levelized Retrofit Capital Costs ($million)
Levelized Retrofit Capital Costs by Reporting Type: Entergy
ReportingType | 2015 | 2020 | 2025 | 2030 | 2035 | 2040
BM | 0 | 0 | 0 | 0 | 0 | 0
CC | 0 | 0 | 0 | 0 | 0 | 0
CSP | 0 | 0 | 0 | 0 | 0 | 0
CT | 0 | 0 | 0 | 0 | 0 | 0
Coal | 0 | 12.48 | 12.48 | 0 | 0 | 0
Geo | 0 | 0 | 0 | 0 | 0 | 0
H | 0 | 0 | 0 | 0 | 0 | 0
LFG | 0 | 0 | 0 | 0 | 0 | 0
Nuc | 0 | 0 | 0 | 0 | 0 | 0
PS | 0 | 0 | 0 | 0 | 0 | 0
PV | 0 | 0 | 0 | 0 | 0 | 0
PeakG | 0 | 0 | 0 | 0 | 0 | 0
PeakO | 0 | 0 | 0 | 0 | 0 | 0
ST | 0 | 0 | 0 | 0 | 0 | 0
STOG | 0 | 0 | 0 | 0 | 0 | 0
STWD | 0 | 0 | 0 | 0 | 0 | 0
WT | 0 | 0 | 0 | 0 | 0 | 0
IGCC | 0 | 0 | 0 | 0 | 0 | 0
DemandResponse | 0 | 0 | 0 | 0 | 0 | 0
IGCC-CCS | 0 | 0 | 0 | 0 | 0 | 0
WT_off | 0 | 0 | 0 | 0 | 0 | 0
PseudoUnit | 0 | 0 | 0 | 0 | 0 | 0
FixedInterchange | 0 | 0 | 0 | 0 | 0 | 0
Levelized Retrofit Capital Costs by Reporting Type: FRCC
ReportingType | 2015 | 2020 | 2025 | 2030 | 2035 | 2040
BM | 0 | 0 | 0 | 0 | 0 | 0
CC | 0 | 0 | 0 | 0 | 0 | 0
CSP | 0 | 0 | 0 | 0 | 0 | 0
CT | 0 | 0 | 0 | 0 | 0 | 0
Coal | 73.1 | 6.94 | 6.94 | 0 | 0 | 0
Geo | 0 | 0 | 0 | 0 | 0 | 0
H | 0 | 0 | 0 | 0 | 0 | 0
LFG | 0 | 0 | 0 | 0 | 0 | 0
Nuc | 0 | 0 | 0 | 0 | 0 | 0
PS | 0 | 0 | 0 | 0 | 0 | 0
PV | 0 | 0 | 0 | 0 | 0 | 0
PeakG | 0 | 0 | 0 | 0 | 0 | 0
PeakO | 0 | 0 | 0 | 0 | 0 | 0
ST | 0 | 0 | 0 | 0 | 0 | 0
STOG | 0 | 0 | 0 | 0 | 0 | 0
STWD | 0 | 0 | 0 | 0 | 0 | 0
WT | 0 | 0 | 0 | 0 | 0 | 0
IGCC | 0 | 0 | 0 | 0 | 0 | 0
DemandResponse | 0 | 0 | 0 | 0 | 0 | 0
IGCC-CCS | 0 | 0 | 0 | 0 | 0 | 0
WT_off | 0 | 0 | 0 | 0 | 0 | 0
PseudoUnit | 0 | 0 | 0 | 0 | 0 | 0
FixedInterchange | 0 | 0 | 0 | 0 | 0 | 0
Levelized Retrofit Capital Costs by Reporting Type: MAPP_US
ReportingType | 2015 | 2020 | 2025 | 2030 | 2035 | 2040
BM | 0 | 0 | 0 | 0 | 0 | 0
CC | 0 | 0 | 0 | 0 | 0 | 0
CSP | 0 | 0 | 0 | 0 | 0 | 0
CT | 0 | 0 | 0 | 0 | 0 | 0
Coal | 22.36 | 24.36 | 2 | 0 | 0 | 0
Geo | 0 | 0 | 0 | 0 | 0 | 0
H | 0 | 0 | 0 | 0 | 0 | 0
LFG | 0 | 0 | 0 | 0 | 0 | 0
Nuc | 0 | 0 | 0 | 0 | 0 | 0
PS | 0 | 0 | 0 | 0 | 0 | 0
PV | 0 | 0 | 0 | 0 | 0 | 0
PeakG | 0 | 0 | 0 | 0 | 0 | 0
PeakO | 0 | 0 | 0 | 0 | 0 | 0
ST | 0 | 0 | 0 | 0 | 0 | 0
STOG | 0 | 0 | 0 | 0 | 0 | 0
STWD | 0 | 0 | 0 | 0 | 0 | 0
WT | 0 | 0 | 0 | 0 | 0 | 0
IGCC | 0 | 0 | 0 | 0 | 0 | 0
DemandResponse | 0 | 0 | 0 | 0 | 0 | 0
IGCC-CCS | 0 | 0 | 0 | 0 | 0 | 0
WT_off | 0 | 0 | 0 | 0 | 0 | 0
PseudoUnit | 0 | 0 | 0 | 0 | 0 | 0
FixedInterchange | 0 | 0 | 0 | 0 | 0 | 0
Levelized Retrofit Capital Costs by Reporting Type: MISO_IN
ReportingType | 2015 | 2020 | 2025 | 2030 | 2035 | 2040
BM | 0 | 0 | 0 | 0 | 0 | 0
CC | 0 | 0 | 0 | 0 | 0 | 0
CSP | 0 | 0 | 0 | 0 | 0 | 0
CT | 0 | 0 | 0 | 0 | 0 | 0
Coal | 0 | 77.75 | 81.32 | 9.34 | 16.24 | 10.46
Geo | 0 | 0 | 0 | 0 | 0 | 0
H | 0 | 0 | 0 | 0 | 0 | 0
LFG | 0 | 0 | 0 | 0 | 0 | 0
Nuc | 0 | 0 | 0 | 0 | 0 | 0
PS | 0 | 0 | 0 | 0 | 0 | 0
PV | 0 | 0 | 0 | 0 | 0 | 0
PeakG | 0 | 0 | 0 | 0 | 0 | 0
PeakO | 0 | 0 | 0 | 0 | 0 | 0
ST | 0 | 0 | 0 | 0 | 0 | 0
STOG | 0 | 0 | 0 | 0 | 0 | 0
STWD | 0 | 0 | 0 | 0 | 0 | 0
WT | 0 | 0 | 0 | 0 | 0 | 0
IGCC | 0 | 0 | 0 | 0 | 0 | 0
DemandResponse | 0 | 0 | 0 | 0 | 0 | 0
IGCC-CCS | 0 | 0 | 0 | 0 | 0 | 0
WT_off | 0 | 0 | 0 | 0 | 0 | 0
PseudoUnit | 0 | 0 | 0 | 0 | 0 | 0
FixedInterchange | 0 | 0 | 0 | 0 | 0 | 0
Levelized Retrofit Capital Costs by Reporting Type: MISO_MI
ReportingType | 2015 | 2020 | 2025 | 2030 | 2035 | 2040
BM | 0 | 0 | 0 | 0 | 0 | 0
CC | 0 | 0 | 0 | 0 | 0 | 0
CSP | 0 | 0 | 0 | 0 | 0 | 0
CT | 0 | 0 | 0 | 0 | 0 | 0
Coal | 15.14 | 15.14 | 0 | 0 | 0 | 0
Geo | 0 | 0 | 0 | 0 | 0 | 0
H | 0 | 0 | 0 | 0 | 0 | 0
LFG | 0 | 0 | 0 | 0 | 0 | 0
Nuc | 0 | 0 | 0 | 0 | 0 | 0
PS | 0 | 0 | 0 | 0 | 0 | 0
PV | 0 | 0 | 0 | 0 | 0 | 0
PeakG | 0 | 0 | 0 | 0 | 0 | 0
PeakO | 0 | 0 | 0 | 0 | 0 | 0
ST | 0 | 0 | 0 | 0 | 0 | 0
STOG | 0 | 0 | 0 | 0 | 0 | 0
STWD | 0 | 0 | 0 | 0 | 0 | 0
WT | 0 | 0 | 0 | 0 | 0 | 0
IGCC | 0 | 0 | 0 | 0 | 0 | 0
DemandResponse | 0 | 0 | 0 | 0 | 0 | 0
IGCC-CCS | 0 | 0 | 0 | 0 | 0 | 0
WT_off | 0 | 0 | 0 | 0 | 0 | 0
PseudoUnit | 0 | 0 | 0 | 0 | 0 | 0
FixedInterchange | 0 | 0 | 0 | 0 | 0 | 0
Levelized Retrofit Capital Costs by Reporting Type: MISO_MO-IL
ReportingType | 2015 | 2020 | 2025 | 2030 | 2035 | 2040
BM | 0 | 0 | 0 | 0 | 0 | 0
CC | 0 | 0 | 0 | 0 | 0 | 0
CSP | 0 | 0 | 0 | 0 | 0 | 0
CT | 0 | 0 | 0 | 0 | 0 | 0
Coal | 9.29 | 16.88 | 23.58 | 20.52 | 24.8 | 10.98
Geo | 0 | 0 | 0 | 0 | 0 | 0
H | 0 | 0 | 0 | 0 | 0 | 0
LFG | 0 | 0 | 0 | 0 | 0 | 0
Nuc | 0 | 0 | 0 | 0 | 0 | 0
PS | 0 | 0 | 0 | 0 | 0 | 0
PV | 0 | 0 | 0 | 0 | 0 | 0
PeakG | 0 | 0 | 0 | 0 | 0 | 0
PeakO | 0 | 0 | 0 | 0 | 0 | 0
ST | 0 | 0 | 0 | 0 | 0 | 0
STOG | 0 | 0 | 0 | 0 | 0 | 0
STWD | 0 | 0 | 0 | 0 | 0 | 0
WT | 0 | 0 | 0 | 0 | 0 | 0
IGCC | 0 | 0 | 0 | 0 | 0 | 0
DemandResponse | 0 | 0 | 0 | 0 | 0 | 0
IGCC-CCS | 0 | 0 | 0 | 0 | 0 | 0
WT_off | 0 | 0 | 0 | 0 | 0 | 0
PseudoUnit | 0 | 0 | 0 | 0 | 0 | 0
FixedInterchange | 0 | 0 | 0 | 0 | 0 | 0
Levelized Retrofit Capital Costs by Reporting Type: MISO_W
ReportingType | 2015 | 2020 | 2025 | 2030 | 2035 | 2040
BM | 0 | 0 | 0 | 0 | 0 | 0
CC | 0 | 0 | 0 | 0 | 0 | 0
CSP | 0 | 0 | 0 | 0 | 0 | 0
CT | 0 | 0 | 0 | 0 | 0 | 0
Coal | 26.68 | 21.52 | 111.63 | 90.11 | 35.87 | 35.87
Geo | 0 | 0 | 0 | 0 | 0 | 0
H | 0 | 0 | 0 | 0 | 0 | 0
LFG | 0 | 0 | 0 | 0 | 0 | 0
Nuc | 0 | 0 | 0 | 0 | 0 | 0
PS | 0 | 0 | 0 | 0 | 0 | 0
PV | 0 | 0 | 0 | 0 | 0 | 0
PeakG | 0 | 0 | 0 | 0 | 0 | 0
PeakO | 0 | 0 | 0 | 0 | 0 | 0
ST | 0 | 0 | 0 | 0 | 0 | 0
STOG | 0 | 0 | 0 | 0 | 0 | 0
STWD | 0 | 0 | 0 | 0 | 0 | 0
WT | 0 | 0 | 0 | 0 | 0 | 0
IGCC | 0 | 0 | 0 | 0 | 0 | 0
DemandResponse | 0 | 0 | 0 | 0 | 0 | 0
IGCC-CCS | 0 | 0 | 0 | 0 | 0 | 0
WT_off | 0 | 0 | 0 | 0 | 0 | 0
PseudoUnit | 0 | 0 | 0 | 0 | 0 | 0
FixedInterchange | 0 | 0 | 0 | 0 | 0 | 0
Levelized Retrofit Capital Costs by Reporting Type: MISO_WUMS
ReportingType | 2015 | 2020 | 2025 | 2030 | 2035 | 2040
BM | 0 | 0 | 0 | 0 | 0 | 0
CC | 0 | 0 | 0 | 0 | 0 | 0
CSP | 0 | 0 | 0 | 0 | 0 | 0
CT | 0 | 0 | 0 | 0 | 0 | 0
Coal | 197.26 | 175.87 | 42.48 | 74.54 | 90.36 | 79.3
Geo | 0 | 0 | 0 | 0 | 0 | 0
H | 0 | 0 | 0 | 0 | 0 | 0
LFG | 0 | 0 | 0 | 0 | 0 | 0
Nuc | 0 | 0 | 0 | 0 | 0 | 0
PS | 0 | 0 | 0 | 0 | 0 | 0
PV | 0 | 0 | 0 | 0 | 0 | 0
PeakG | 0 | 0 | 0 | 0 | 0 | 0
PeakO | 0 | 0 | 0 | 0 | 0 | 0
ST | 0 | 0 | 0 | 0 | 0 | 0
STOG | 0 | 0 | 0 | 0 | 0 | 0
STWD | 0 | 0 | 0 | 0 | 0 | 0
WT | 0 | 0 | 0 | 0 | 0 | 0
IGCC | 0 | 0 | 0 | 0 | 0 | 0
DemandResponse | 0 | 0 | 0 | 0 | 0 | 0
IGCC-CCS | 0 | 0 | 0 | 0 | 0 | 0
WT_off | 0 | 0 | 0 | 0 | 0 | 0
PseudoUnit | 0 | 0 | 0 | 0 | 0 | 0
FixedInterchange | 0 | 0 | 0 | 0 | 0 | 0
Levelized Retrofit Capital Costs by Reporting Type: Nebraska
ReportingType | 2015 | 2020 | 2025 | 2030 | 2035 | 2040
BM | 0 | 0 | 0 | 0 | 0 | 0
CC | 0 | 0 | 0 | 0 | 0 | 0
CSP | 0 | 0 | 0 | 0 | 0 | 0
CT | 0 | 0 | 0 | 0 | 0 | 0
Coal | 0 | 50.67 | 50.67 | 0 | 24.62 | 26.17
Geo | 0 | 0 | 0 | 0 | 0 | 0
H | 0 | 0 | 0 | 0 | 0 | 0
LFG | 0 | 0 | 0 | 0 | 0 | 0
Nuc | 0 | 0 | 0 | 0 | 0 | 0
PS | 0 | 0 | 0 | 0 | 0 | 0
PV | 0 | 0 | 0 | 0 | 0 | 0
PeakG | 0 | 0 | 0 | 0 | 0 | 0
PeakO | 0 | 0 | 0 | 0 | 0 | 0
ST | 0 | 0 | 0 | 0 | 0 | 0
STOG | 0 | 0 | 0 | 0 | 0 | 0
STWD | 0 | 0 | 0 | 0 | 0 | 0
WT | 0 | 0 | 0 | 0 | 0 | 0
IGCC | 0 | 0 | 0 | 0 | 0 | 0
DemandResponse | 0 | 0 | 0 | 0 | 0 | 0
IGCC-CCS | 0 | 0 | 0 | 0 | 0 | 0
WT_off | 0 | 0 | 0 | 0 | 0 | 0
PseudoUnit | 0 | 0 | 0 | 0 | 0 | 0
FixedInterchange | 0 | 0 | 0 | 0 | 0 | 0
Levelized Retrofit Capital Costs by Reporting Type: NEISO
ReportingType | 2015 | 2020 | 2025 | 2030 | 2035 | 2040
BM | 0 | 0 | 0 | 0 | 0 | 0
CC | 0 | 0 | 0 | 0 | 0 | 0
CSP | 0 | 0 | 0 | 0 | 0 | 0
CT | 0 | 0 | 0 | 0 | 0 | 0
Coal | 29.15 | 29.15 | 0 | 0 | 0 | 0
Geo | 0 | 0 | 0 | 0 | 0 | 0
H | 0 | 0 | 0 | 0 | 0 | 0
LFG | 0 | 0 | 0 | 0 | 0 | 0
Nuc | 0 | 0 | 0 | 0 | 0 | 0
PS | 0 | 0 | 0 | 0 | 0 | 0
PV | 0 | 0 | 0 | 0 | 0 | 0
PeakG | 0 | 0 | 0 | 0 | 0 | 0
PeakO | 0 | 0 | 0 | 0 | 0 | 0
ST | 0 | 0 | 0 | 0 | 0 | 0
STOG | 0 | 0 | 0 | 0 | 0 | 0
STWD | 0 | 0 | 0 | 0 | 0 | 0
WT | 0 | 0 | 0 | 0 | 0 | 0
IGCC | 0 | 0 | 0 | 0 | 0 | 0
DemandResponse | 0 | 0 | 0 | 0 | 0 | 0
IGCC-CCS | 0 | 0 | 0 | 0 | 0 | 0
WT_off | 0 | 0 | 0 | 0 | 0 | 0
PseudoUnit | 0 | 0 | 0 | 0 | 0 | 0
FixedInterchange | 0 | 0 | 0 | 0 | 0 | 0
Levelized Retrofit Capital Costs by Reporting Type: NonRTO_Midwest
ReportingType | 2015 | 2020 | 2025 | 2030 | 2035 | 2040
BM | 0 | 0 | 0 | 0 | 0 | 0
CC | 0 | 0 | 0 | 0 | 0 | 0
CSP | 0 | 0 | 0 | 0 | 0 | 0
CT | 0 | 0 | 0 | 0 | 0 | 0
Coal | 165.72 | 165.65 | 152.56 | 124.94 | 37.97 | 37.97
Geo | 0 | 0 | 0 | 0 | 0 | 0
H | 0 | 0 | 0 | 0 | 0 | 0
LFG | 0 | 0 | 0 | 0 | 0 | 0
Nuc | 0 | 0 | 0 | 0 | 0 | 0
PS | 0 | 0 | 0 | 0 | 0 | 0
PV | 0 | 0 | 0 | 0 | 0 | 0
PeakG | 0 | 0 | 0 | 0 | 0 | 0
PeakO | 0 | 0 | 0 | 0 | 0 | 0
ST | 0 | 0 | 0 | 0 | 0 | 0
STOG | 0 | 0 | 0 | 0 | 0 | 0
STWD | 0 | 0 | 0 | 0 | 0 | 0
WT | 0 | 0 | 0 | 0 | 0 | 0
IGCC | 0 | 0 | 0 | 0 | 0 | 0
DemandResponse | 0 | 0 | 0 | 0 | 0 | 0
IGCC-CCS | 0 | 0 | 0 | 0 | 0 | 0
WT_off | 0 | 0 | 0 | 0 | 0 | 0
PseudoUnit | 0 | 0 | 0 | 0 | 0 | 0
FixedInterchange | 0 | 0 | 0 | 0 | 0 | 0
Levelized Retrofit Capital Costs by Reporting Type: NYISO_A-F
ReportingType | 2015 | 2020 | 2025 | 2030 | 2035 | 2040
BM | 0 | 0 | 0 | 0 | 0 | 0
CC | 0 | 0 | 0 | 0 | 0 | 0
CSP | 0 | 0 | 0 | 0 | 0 | 0
CT | 0 | 0 | 0 | 0 | 0 | 0
Coal | 0 | 0 | 0 | 0 | 0 | 0
Geo | 0 | 0 | 0 | 0 | 0 | 0
H | 0 | 0 | 0 | 0 | 0 | 0
LFG | 0 | 0 | 0 | 0 | 0 | 0
Nuc | 0 | 0 | 0 | 0 | 0 | 0
PS | 0 | 0 | 0 | 0 | 0 | 0
PV | 0 | 0 | 0 | 0 | 0 | 0
PeakG | 0 | 0 | 0 | 0 | 0 | 0
PeakO | 0 | 0 | 0 | 0 | 0 | 0
ST | 0 | 0 | 0 | 0 | 0 | 0
STOG | 0 | 0 | 0 | 0 | 0 | 0
STWD | 0 | 0 | 0 | 0 | 0 | 0
WT | 0 | 0 | 0 | 0 | 0 | 0
IGCC | 0 | 0 | 0 | 0 | 0 | 0
DemandResponse | 0 | 0 | 0 | 0 | 0 | 0
IGCC-CCS | 0 | 0 | 0 | 0 | 0 | 0
WT_off | 0 | 0 | 0 | 0 | 0 | 0
PseudoUnit | 0 | 0 | 0 | 0 | 0 | 0
FixedInterchange | 0 | 0 | 0 | 0 | 0 | 0
Levelized Retrofit Capital Costs by Reporting Type: NYISO_G-I
ReportingType | 2015 | 2020 | 2025 | 2030 | 2035 | 2040
BM | 0 | 0 | 0 | 0 | 0 | 0
CC | 0 | 0 | 0 | 0 | 0 | 0
CSP | 0 | 0 | 0 | 0 | 0 | 0
CT | 0 | 0 | 0 | 0 | 0 | 0
Coal | 0 | 0 | 0 | 0 | 0 | 0
Geo | 0 | 0 | 0 | 0 | 0 | 0
H | 0 | 0 | 0 | 0 | 0 | 0
LFG | 0 | 0 | 0 | 0 | 0 | 0
Nuc | 0 | 0 | 0 | 0 | 0 | 0
PS | 0 | 0 | 0 | 0 | 0 | 0
PV | 0 | 0 | 0 | 0 | 0 | 0
PeakG | 0 | 0 | 0 | 0 | 0 | 0
PeakO | 0 | 0 | 0 | 0 | 0 | 0
ST | 0 | 0 | 0 | 0 | 0 | 0
STOG | 0 | 0 | 0 | 0 | 0 | 0
STWD | 0 | 0 | 0 | 0 | 0 | 0
WT | 0 | 0 | 0 | 0 | 0 | 0
IGCC | 0 | 0 | 0 | 0 | 0 | 0
DemandResponse | 0 | 0 | 0 | 0 | 0 | 0
IGCC-CCS | 0 | 0 | 0 | 0 | 0 | 0
WT_off | 0 | 0 | 0 | 0 | 0 | 0
PseudoUnit | 0 | 0 | 0 | 0 | 0 | 0
FixedInterchange | 0 | 0 | 0 | 0 | 0 | 0
Levelized Retrofit Capital Costs by Reporting Type: NYISO_J-K
ReportingType | 2015 | 2020 | 2025 | 2030 | 2035 | 2040
BM | 0 | 0 | 0 | 0 | 0 | 0
CC | 0 | 0 | 0 | 0 | 0 | 0
CSP | 0 | 0 | 0 | 0 | 0 | 0
CT | 0 | 0 | 0 | 0 | 0 | 0
Coal | 0 | 0 | 0 | 0 | 0 | 0
Geo | 0 | 0 | 0 | 0 | 0 | 0
H | 0 | 0 | 0 | 0 | 0 | 0
LFG | 0 | 0 | 0 | 0 | 0 | 0
Nuc | 0 | 0 | 0 | 0 | 0 | 0
PS | 0 | 0 | 0 | 0 | 0 | 0
PV | 0 | 0 | 0 | 0 | 0 | 0
PeakG | 0 | 0 | 0 | 0 | 0 | 0
PeakO | 0 | 0 | 0 | 0 | 0 | 0
ST | 0 | 0 | 0 | 0 | 0 | 0
STOG | 0 | 0 | 0 | 0 | 0 | 0
STWD | 0 | 0 | 0 | 0 | 0 | 0
WT | 0 | 0 | 0 | 0 | 0 | 0
IGCC | 0 | 0 | 0 | 0 | 0 | 0
DemandResponse | 0 | 0 | 0 | 0 | 0 | 0
IGCC-CCS | 0 | 0 | 0 | 0 | 0 | 0
WT_off | 0 | 0 | 0 | 0 | 0 | 0
PseudoUnit | 0 | 0 | 0 | 0 | 0 | 0
FixedInterchange | 0 | 0 | 0 | 0 | 0 | 0
Levelized Retrofit Capital Costs by Reporting Type: PJM_E
ReportingType | 2015 | 2020 | 2025 | 2030 | 2035 | 2040
BM | 0 | 0 | 0 | 0 | 0 | 0
CC | 0 | 0 | 0 | 0 | 0 | 0
CSP | 0 | 0 | 0 | 0 | 0 | 0
CT | 0 | 0 | 0 | 0 | 0 | 0
Coal | 22.45 | 22.45 | 0 | 0 | 0 | 0
Geo | 0 | 0 | 0 | 0 | 0 | 0
H | 0 | 0 | 0 | 0 | 0 | 0
LFG | 0 | 0 | 0 | 0 | 0 | 0
Nuc | 0 | 0 | 0 | 0 | 0 | 0
PS | 0 | 0 | 0 | 0 | 0 | 0
PV | 0 | 0 | 0 | 0 | 0 | 0
PeakG | 0 | 0 | 0 | 0 | 0 | 0
PeakO | 0 | 0 | 0 | 0 | 0 | 0
ST | 0 | 0 | 0 | 0 | 0 | 0
STOG | 0 | 0 | 0 | 0 | 0 | 0
STWD | 0 | 0 | 0 | 0 | 0 | 0
WT | 0 | 0 | 0 | 0 | 0 | 0
IGCC | 0 | 0 | 0 | 0 | 0 | 0
DemandResponse | 0 | 0 | 0 | 0 | 0 | 0
IGCC-CCS | 0 | 0 | 0 | 0 | 0 | 0
WT_off | 0 | 0 | 0 | 0 | 0 | 0
PseudoUnit | 0 | 0 | 0 | 0 | 0 | 0
FixedInterchange | 0 | 0 | 0 | 0 | 0 | 0
Levelized Retrofit Capital Costs by Reporting Type: PJM_ROM
ReportingType | 2015 | 2020 | 2025 | 2030 | 2035 | 2040
BM | 0 | 0 | 0 | 0 | 0 | 0
CC | 0 | 0 | 0 | 0 | 0 | 0
CSP | 0 | 0 | 0 | 0 | 0 | 0
CT | 0 | 0 | 0 | 0 | 0 | 0
Coal | 14.63 | 0.53 | 0.53 | 0 | 0 | 0
Geo | 0 | 0 | 0 | 0 | 0 | 0
H | 0 | 0 | 0 | 0 | 0 | 0
LFG | 0 | 0 | 0 | 0 | 0 | 0
Nuc | 0 | 0 | 0 | 0 | 0 | 0
PS | 0 | 0 | 0 | 0 | 0 | 0
PV | 0 | 0 | 0 | 0 | 0 | 0
PeakG | 0 | 0 | 0 | 0 | 0 | 0
PeakO | 0 | 0 | 0 | 0 | 0 | 0
ST | 0 | 0 | 0 | 0 | 0 | 0
STOG | 0 | 0 | 0 | 0 | 0 | 0
STWD | 0 | 0 | 0 | 0 | 0 | 0
WT | 0 | 0 | 0 | 0 | 0 | 0
IGCC | 0 | 0 | 0 | 0 | 0 | 0
DemandResponse | 0 | 0 | 0 | 0 | 0 | 0
IGCC-CCS | 0 | 0 | 0 | 0 | 0 | 0
WT_off | 0 | 0 | 0 | 0 | 0 | 0
PseudoUnit | 0 | 0 | 0 | 0 | 0 | 0
FixedInterchange | 0 | 0 | 0 | 0 | 0 | 0
Levelized Retrofit Capital Costs by Reporting Type: PJM_ROR
ReportingType | 2015 | 2020 | 2025 | 2030 | 2035 | 2040
BM | 0 | 0 | 0 | 0 | 0 | 0
CC | 0 | 0 | 0 | 0 | 0 | 0
CSP | 0 | 0 | 0 | 0 | 0 | 0
CT | 0 | 0 | 0 | 0 | 0 | 0
Coal | 46.99 | 122.36 | 166.8 | 215.42 | 294.12 | 123.14
Geo | 0 | 0 | 0 | 0 | 0 | 0
H | 0 | 0 | 0 | 0 | 0 | 0
LFG | 0 | 0 | 0 | 0 | 0 | 0
Nuc | 0 | 0 | 0 | 0 | 0 | 0
PS | 0 | 0 | 0 | 0 | 0 | 0
PV | 0 | 0 | 0 | 0 | 0 | 0
PeakG | 0 | 0 | 0 | 0 | 0 | 0
PeakO | 0 | 0 | 0 | 0 | 0 | 0
ST | 0 | 0 | 0 | 0 | 0 | 0
STOG | 0 | 0 | 0 | 0 | 0 | 0
STWD | 0 | 0 | 0 | 0 | 0 | 0
WT | 0 | 0 | 0 | 0 | 0 | 0
IGCC | 0 | 0 | 0 | 0 | 0 | 0
DemandResponse | 0 | 0 | 0 | 0 | 0 | 0
IGCC-CCS | 0 | 0 | 0 | 0 | 0 | 0
WT_off | 0 | 0 | 0 | 0 | 0 | 0
PseudoUnit | 0 | 0 | 0 | 0 | 0 | 0
FixedInterchange | 0 | 0 | 0 | 0 | 0 | 0
Levelized Retrofit Capital Costs by Reporting Type: SOCO
ReportingType | 2015 | 2020 | 2025 | 2030 | 2035 | 2040
BM | 0 | 0 | 0 | 0 | 0 | 0
CC | 0 | 0 | 0 | 0 | 0 | 0
CSP | 0 | 0 | 0 | 0 | 0 | 0
CT | 0 | 0 | 0 | 0 | 0 | 0
Coal | 400.34 | 414.95 | 298.76 | 288.37 | 4.22 | 0
Geo | 0 | 0 | 0 | 0 | 0 | 0
H | 0 | 0 | 0 | 0 | 0 | 0
LFG | 0 | 0 | 0 | 0 | 0 | 0
Nuc | 0 | 0 | 0 | 0 | 0 | 0
PS | 0 | 0 | 0 | 0 | 0 | 0
PV | 0 | 0 | 0 | 0 | 0 | 0
PeakG | 0 | 0 | 0 | 0 | 0 | 0
PeakO | 0 | 0 | 0 | 0 | 0 | 0
ST | 0 | 0 | 0 | 0 | 0 | 0
STOG | 0 | 0 | 0 | 0 | 0 | 0
STWD | 0 | 0 | 0 | 0 | 0 | 0
WT | 0 | 0 | 0 | 0 | 0 | 0
IGCC | 0 | 0 | 0 | 0 | 0 | 0
DemandResponse | 0 | 0 | 0 | 0 | 0 | 0
IGCC-CCS | 0 | 0 | 0 | 0 | 0 | 0
WT_off | 0 | 0 | 0 | 0 | 0 | 0
PseudoUnit | 0 | 0 | 0 | 0 | 0 | 0
FixedInterchange | 0 | 0 | 0 | 0 | 0 | 0
Levelized Retrofit Capital Costs by Reporting Type: SPP_N
ReportingType | 2015 | 2020 | 2025 | 2030 | 2035 | 2040
BM | 0 | 0 | 0 | 0 | 0 | 0
CC | 0 | 0 | 0 | 0 | 0 | 0
CSP | 0 | 0 | 0 | 0 | 0 | 0
CT | 0 | 0 | 0 | 0 | 0 | 0
Coal | 0 | 21.03 | 21.03 | 0 | 0 | 0
Geo | 0 | 0 | 0 | 0 | 0 | 0
H | 0 | 0 | 0 | 0 | 0 | 0
LFG | 0 | 0 | 0 | 0 | 0 | 0
Nuc | 0 | 0 | 0 | 0 | 0 | 0
PS | 0 | 0 | 0 | 0 | 0 | 0
PV | 0 | 0 | 0 | 0 | 0 | 0
PeakG | 0 | 0 | 0 | 0 | 0 | 0
PeakO | 0 | 0 | 0 | 0 | 0 | 0
ST | 0 | 0 | 0 | 0 | 0 | 0
STOG | 0 | 0 | 0 | 0 | 0 | 0
STWD | 0 | 0 | 0 | 0 | 0 | 0
WT | 0 | 0 | 0 | 0 | 0 | 0
IGCC | 0 | 0 | 0 | 0 | 0 | 0
DemandResponse | 0 | 0 | 0 | 0 | 0 | 0
IGCC-CCS | 0 | 0 | 0 | 0 | 0 | 0
WT_off | 0 | 0 | 0 | 0 | 0 | 0
PseudoUnit | 0 | 0 | 0 | 0 | 0 | 0
FixedInterchange | 0 | 0 | 0 | 0 | 0 | 0
Levelized Retrofit Capital Costs by Reporting Type: SPP_S
ReportingType | 2015 | 2020 | 2025 | 2030 | 2035 | 2040
BM | 0 | 0 | 0 | 0 | 0 | 0
CC | 0 | 0 | 0 | 0 | 0 | 0
CSP | 0 | 0 | 0 | 0 | 0 | 0
CT | 0 | 0 | 0 | 0 | 0 | 0
Coal | 0 | 20.71 | 20.71 | 0 | 0 | 0
Geo | 0 | 0 | 0 | 0 | 0 | 0
H | 0 | 0 | 0 | 0 | 0 | 0
LFG | 0 | 0 | 0 | 0 | 0 | 0
Nuc | 0 | 0 | 0 | 0 | 0 | 0
PS | 0 | 0 | 0 | 0 | 0 | 0
PV | 0 | 0 | 0 | 0 | 0 | 0
PeakG | 0 | 0 | 0 | 0 | 0 | 0
PeakO | 0 | 0 | 0 | 0 | 0 | 0
ST | 0 | 0 | 0 | 0 | 0 | 0
STOG | 0 | 0 | 0 | 0 | 0 | 0
STWD | 0 | 0 | 0 | 0 | 0 | 0
WT | 0 | 0 | 0 | 0 | 0 | 0
IGCC | 0 | 0 | 0 | 0 | 0 | 0
DemandResponse | 0 | 0 | 0 | 0 | 0 | 0
IGCC-CCS | 0 | 0 | 0 | 0 | 0 | 0
WT_off | 0 | 0 | 0 | 0 | 0 | 0
PseudoUnit | 0 | 0 | 0 | 0 | 0 | 0
FixedInterchange | 0 | 0 | 0 | 0 | 0 | 0
Levelized Retrofit Capital Costs by Reporting Type: TVA
ReportingType | 2015 | 2020 | 2025 | 2030 | 2035 | 2040
BM | 0 | 0 | 0 | 0 | 0 | 0
CC | 0 | 0 | 0 | 0 | 0 | 0
CSP | 0 | 0 | 0 | 0 | 0 | 0
CT | 0 | 0 | 0 | 0 | 0 | 0
Coal | 0 | 21.19 | 21.19 | 0 | 0 | 0
Geo | 0 | 0 | 0 | 0 | 0 | 0
H | 0 | 0 | 0 | 0 | 0 | 0
LFG | 0 | 0 | 0 | 0 | 0 | 0
Nuc | 0 | 0 | 0 | 0 | 0 | 0
PS | 0 | 0 | 0 | 0 | 0 | 0
PV | 0 | 0 | 0 | 0 | 0 | 0
PeakG | 0 | 0 | 0 | 0 | 0 | 0
PeakO | 0 | 0 | 0 | 0 | 0 | 0
ST | 0 | 0 | 0 | 0 | 0 | 0
STOG | 0 | 0 | 0 | 0 | 0 | 0
STWD | 0 | 0 | 0 | 0 | 0 | 0
WT | 0 | 0 | 0 | 0 | 0 | 0
IGCC | 0 | 0 | 0 | 0 | 0 | 0
DemandResponse | 0 | 0 | 0 | 0 | 0 | 0
IGCC-CCS | 0 | 0 | 0 | 0 | 0 | 0
WT_off | 0 | 0 | 0 | 0 | 0 | 0
PseudoUnit | 0 | 0 | 0 | 0 | 0 | 0
FixedInterchange | 0 | 0 | 0 | 0 | 0 | 0
Levelized Retrofit Capital Costs by Reporting Type: TVA_Transmission
ReportingType | 2015 | 2020 | 2025 | 2030 | 2035 | 2040
BM | 0 | 0 | 0 | 0 | 0 | 0
CC | 0 | 0 | 0 | 0 | 0 | 0
CSP | 0 | 0 | 0 | 0 | 0 | 0
CT | 0 | 0 | 0 | 0 | 0 | 0
Coal | 0 | 0 | 0 | 0 | 0 | 0
Geo | 0 | 0 | 0 | 0 | 0 | 0
H | 0 | 0 | 0 | 0 | 0 | 0
LFG | 0 | 0 | 0 | 0 | 0 | 0
Nuc | 0 | 0 | 0 | 0 | 0 | 0
PS | 0 | 0 | 0 | 0 | 0 | 0
PV | 0 | 0 | 0 | 0 | 0 | 0
PeakG | 0 | 0 | 0 | 0 | 0 | 0
PeakO | 0 | 0 | 0 | 0 | 0 | 0
ST | 0 | 0 | 0 | 0 | 0 | 0
STOG | 0 | 0 | 0 | 0 | 0 | 0
STWD | 0 | 0 | 0 | 0 | 0 | 0
WT | 0 | 0 | 0 | 0 | 0 | 0
IGCC | 0 | 0 | 0 | 0 | 0 | 0
DemandResponse | 0 | 0 | 0 | 0 | 0 | 0
IGCC-CCS | 0 | 0 | 0 | 0 | 0 | 0
WT_off | 0 | 0 | 0 | 0 | 0 | 0
PseudoUnit | 0 | 0 | 0 | 0 | 0 | 0
FixedInterchange | 0 | 0 | 0 | 0 | 0 | 0
Levelized Retrofit Capital Costs by Reporting Type: VACAR
ReportingType | 2015 | 2020 | 2025 | 2030 | 2035 | 2040
BM | 0 | 0 | 0 | 0 | 0 | 0
CC | 0 | 0 | 0 | 0 | 0 | 0
CSP | 0 | 0 | 0 | 0 | 0 | 0
CT | 0 | 0 | 0 | 0 | 0 | 0
Coal | 0 | 12.87 | 114.54 | 101.67 | 0 | 0
Geo | 0 | 0 | 0 | 0 | 0 | 0
H | 0 | 0 | 0 | 0 | 0 | 0
LFG | 0 | 0 | 0 | 0 | 0 | 0
Nuc | 0 | 0 | 0 | 0 | 0 | 0
PS | 0 | 0 | 0 | 0 | 0 | 0
PV | 0 | 0 | 0 | 0 | 0 | 0
PeakG | 0 | 0 | 0 | 0 | 0 | 0
PeakO | 0 | 0 | 0 | 0 | 0 | 0
ST | 0 | 0 | 0 | 0 | 0 | 0
STOG | 0 | 0 | 0 | 0 | 0 | 0
STWD | 0 | 0 | 0 | 0 | 0 | 0
WT | 0 | 0 | 0 | 0 | 0 | 0
IGCC | 0 | 0 | 0 | 0 | 0 | 0
DemandResponse | 0 | 0 | 0 | 0 | 0 | 0
IGCC-CCS | 0 | 0 | 0 | 0 | 0 | 0
WT_off | 0 | 0 | 0 | 0 | 0 | 0
PseudoUnit | 0 | 0 | 0 | 0 | 0 | 0
FixedInterchange | 0 | 0 | 0 | 0 | 0 | 0
Levelized Retrofit Capital Costs by Reporting Type: IESO
ReportingType | 2015 | 2020 | 2025 | 2030 | 2035 | 2040
BM | 0 | 0 | 0 | 0 | 0 | 0
CC | 0 | 0 | 0 | 0 | 0 | 0
CSP | 0 | 0 | 0 | 0 | 0 | 0
CT | 0 | 0 | 0 | 0 | 0 | 0
Coal | 0 | 0 | 0 | 0 | 0 | 0
Geo | 0 | 0 | 0 | 0 | 0 | 0
H | 0 | 0 | 0 | 0 | 0 | 0
LFG | 0 | 0 | 0 | 0 | 0 | 0
Nuc | 0 | 0 | 0 | 0 | 0 | 0
PS | 0 | 0 | 0 | 0 | 0 | 0
PV | 0 | 0 | 0 | 0 | 0 | 0
PeakG | 0 | 0 | 0 | 0 | 0 | 0
PeakO | 0 | 0 | 0 | 0 | 0 | 0
ST | 0 | 0 | 0 | 0 | 0 | 0
STOG | 0 | 0 | 0 | 0 | 0 | 0
STWD | 0 | 0 | 0 | 0 | 0 | 0
WT | 0 | 0 | 0 | 0 | 0 | 0
IGCC | 0 | 0 | 0 | 0 | 0 | 0
DemandResponse | 0 | 0 | 0 | 0 | 0 | 0
IGCC-CCS | 0 | 0 | 0 | 0 | 0 | 0
WT_off | 0 | 0 | 0 | 0 | 0 | 0
PseudoUnit | 0 | 0 | 0 | 0 | 0 | 0
FixedInterchange | 0 | 0 | 0 | 0 | 0 | 0
Levelized Retrofit Capital Costs by Reporting Type: MAPP_CA
ReportingType | 2015 | 2020 | 2025 | 2030 | 2035 | 2040
BM | 0 | 0 | 0 | 0 | 0 | 0
CC | 0 | 0 | 0 | 0 | 0 | 0
CSP | 0 | 0 | 0 | 0 | 0 | 0
CT | 0 | 0 | 0 | 0 | 0 | 0
Coal | 0 | 0 | 0 | 0 | 0 | 0
Geo | 0 | 0 | 0 | 0 | 0 | 0
H | 0 | 0 | 0 | 0 | 0 | 0
LFG | 0 | 0 | 0 | 0 | 0 | 0
Nuc | 0 | 0 | 0 | 0 | 0 | 0
PS | 0 | 0 | 0 | 0 | 0 | 0
PV | 0 | 0 | 0 | 0 | 0 | 0
PeakG | 0 | 0 | 0 | 0 | 0 | 0
PeakO | 0 | 0 | 0 | 0 | 0 | 0
ST | 0 | 0 | 0 | 0 | 0 | 0
STOG | 0 | 0 | 0 | 0 | 0 | 0
STWD | 0 | 0 | 0 | 0 | 0 | 0
WT | 0 | 0 | 0 | 0 | 0 | 0
IGCC | 0 | 0 | 0 | 0 | 0 | 0
DemandResponse | 0 | 0 | 0 | 0 | 0 | 0
IGCC-CCS | 0 | 0 | 0 | 0 | 0 | 0
WT_off | 0 | 0 | 0 | 0 | 0 | 0
PseudoUnit | 0 | 0 | 0 | 0 | 0 | 0
FixedInterchange | 0 | 0 | 0 | 0 | 0 | 0
Levelized Retrofit Capital Costs by Reporting Type: AZ_NM_SNV_Coal
ReportingType | 2015 | 2020 | 2025 | 2030 | 2035 | 2040
BM | 0 | 0 | 0 | 0 | 0 | 0
CC | 0 | 0 | 0 | 0 | 0 | 0
CSP | 0 | 0 | 0 | 0 | 0 | 0
CT | 0 | 0 | 0 | 0 | 0 | 0
Coal | 49.67 | 59.59 | 26.66 | 0 | 0 | 0
Geo | 0 | 0 | 0 | 0 | 0 | 0
H | 0 | 0 | 0 | 0 | 0 | 0
LFG | 0 | 0 | 0 | 0 | 0 | 0
Nuc | 0 | 0 | 0 | 0 | 0 | 0
PS | 0 | 0 | 0 | 0 | 0 | 0
PV | 0 | 0 | 0 | 0 | 0 | 0
PeakG | 0 | 0 | 0 | 0 | 0 | 0
PeakO | 0 | 0 | 0 | 0 | 0 | 0
ST | 0 | 0 | 0 | 0 | 0 | 0
STOG | 0 | 0 | 0 | 0 | 0 | 0
STWD | 0 | 0 | 0 | 0 | 0 | 0
WT | 0 | 0 | 0 | 0 | 0 | 0
IGCC | 0 | 0 | 0 | 0 | 0 | 0
DemandResponse | 0 | 0 | 0 | 0 | 0 | 0
IGCC-CCS | 0 | 0 | 0 | 0 | 0 | 0
WT_off | 0 | 0 | 0 | 0 | 0 | 0
PseudoUnit | 0 | 0 | 0 | 0 | 0 | 0
FixedInterchange | 0 | 0 | 0 | 0 | 0 | 0
Levelized Retrofit Capital Costs by Reporting Type: AZ_NM_SNV_Gas
ReportingType | 2015 | 2020 | 2025 | 2030 | 2035 | 2040
BM | 0 | 0 | 0 | 0 | 0 | 0
CC | 0 | 0 | 0 | 0 | 0 | 0
CSP | 0 | 0 | 0 | 0 | 0 | 0
CT | 0 | 0 | 0 | 0 | 0 | 0
Coal | 0 | 0 | 0 | 0 | 0 | 0
Geo | 0 | 0 | 0 | 0 | 0 | 0
H | 0 | 0 | 0 | 0 | 0 | 0
LFG | 0 | 0 | 0 | 0 | 0 | 0
Nuc | 0 | 0 | 0 | 0 | 0 | 0
PS | 0 | 0 | 0 | 0 | 0 | 0
PV | 0 | 0 | 0 | 0 | 0 | 0
PeakG | 0 | 0 | 0 | 0 | 0 | 0
PeakO | 0 | 0 | 0 | 0 | 0 | 0
ST | 0 | 0 | 0 | 0 | 0 | 0
STOG | 0 | 0 | 0 | 0 | 0 | 0
STWD | 0 | 0 | 0 | 0 | 0 | 0
WT | 0 | 0 | 0 | 0 | 0 | 0
IGCC | 0 | 0 | 0 | 0 | 0 | 0
DemandResponse | 0 | 0 | 0 | 0 | 0 | 0
IGCC-CCS | 0 | 0 | 0 | 0 | 0 | 0
WT_off | 0 | 0 | 0 | 0 | 0 | 0
PseudoUnit | 0 | 0 | 0 | 0 | 0 | 0
FixedInterchange | 0 | 0 | 0 | 0 | 0 | 0
Levelized Retrofit Capital Costs by Reporting Type: AZ_NM_SNV_NucRenew
ReportingType | 2015 | 2020 | 2025 | 2030 | 2035 | 2040
BM | 0 | 0 | 0 | 0 | 0 | 0
CC | 0 | 0 | 0 | 0 | 0 | 0
CSP | 0 | 0 | 0 | 0 | 0 | 0
CT | 0 | 0 | 0 | 0 | 0 | 0
Coal | 0 | 0 | 0 | 0 | 0 | 0
Geo | 0 | 0 | 0 | 0 | 0 | 0
H | 0 | 0 | 0 | 0 | 0 | 0
LFG | 0 | 0 | 0 | 0 | 0 | 0
Nuc | 0 | 0 | 0 | 0 | 0 | 0
PS | 0 | 0 | 0 | 0 | 0 | 0
PV | 0 | 0 | 0 | 0 | 0 | 0
PeakG | 0 | 0 | 0 | 0 | 0 | 0
PeakO | 0 | 0 | 0 | 0 | 0 | 0
ST | 0 | 0 | 0 | 0 | 0 | 0
STOG | 0 | 0 | 0 | 0 | 0 | 0
STWD | 0 | 0 | 0 | 0 | 0 | 0
WT | 0 | 0 | 0 | 0 | 0 | 0
IGCC | 0 | 0 | 0 | 0 | 0 | 0
DemandResponse | 0 | 0 | 0 | 0 | 0 | 0
IGCC-CCS | 0 | 0 | 0 | 0 | 0 | 0
WT_off | 0 | 0 | 0 | 0 | 0 | 0
PseudoUnit | 0 | 0 | 0 | 0 | 0 | 0
FixedInterchange | 0 | 0 | 0 | 0 | 0 | 0
Levelized Retrofit Capital Costs by Reporting Type: ERCOT
ReportingType | 2015 | 2020 | 2025 | 2030 | 2035 | 2040
BM | 0 | 0 | 0 | 0 | 0 | 0
CC | 0 | 0 | 0 | 0 | 0 | 0
CSP | 0 | 0 | 0 | 0 | 0 | 0
CT | 0 | 0 | 0 | 0 | 0 | 0
Coal | 82.51 | 5.82 | 181.97 | 259.04 | 132.81 | 49.92
Geo | 0 | 0 | 0 | 0 | 0 | 0
H | 0 | 0 | 0 | 0 | 0 | 0
LFG | 0 | 0 | 0 | 0 | 0 | 0
Nuc | 0 | 0 | 0 | 0 | 0 | 0
PS | 0 | 0 | 0 | 0 | 0 | 0
PV | 0 | 0 | 0 | 0 | 0 | 0
PeakG | 0 | 0 | 0 | 0 | 0 | 0
PeakO | 0 | 0 | 0 | 0 | 0 | 0
ST | 0 | 0 | 0 | 0 | 0 | 0
STOG | 0 | 0 | 0 | 0 | 0 | 0
STWD | 0 | 0 | 0 | 0 | 0 | 0
WT | 0 | 0 | 0 | 0 | 0 | 0
IGCC | 0 | 0 | 0 | 0 | 0 | 0
DemandResponse | 0 | 0 | 0 | 0 | 0 | 0
IGCC-CCS | 0 | 0 | 0 | 0 | 0 | 0
WT_off | 0 | 0 | 0 | 0 | 0 | 0
PseudoUnit | 0 | 0 | 0 | 0 | 0 | 0
FixedInterchange | 0 | 0 | 0 | 0 | 0 | 0
Levelized Retrofit Capital Costs by Reporting Type: NP15
ReportingType | 2015 | 2020 | 2025 | 2030 | 2035 | 2040
BM | 0 | 0 | 0 | 0 | 0 | 0
CC | 0 | 0 | 0 | 0 | 0 | 0
CSP | 0 | 0 | 0 | 0 | 0 | 0
CT | 0 | 0 | 0 | 0 | 0 | 0
Coal | 0 | 0 | 0 | 0 | 0 | 0
Geo | 0 | 0 | 0 | 0 | 0 | 0
H | 0 | 0 | 0 | 0 | 0 | 0
LFG | 0 | 0 | 0 | 0 | 0 | 0
Nuc | 0 | 0 | 0 | 0 | 0 | 0
PS | 0 | 0 | 0 | 0 | 0 | 0
PV | 0 | 0 | 0 | 0 | 0 | 0
PeakG | 0 | 0 | 0 | 0 | 0 | 0
PeakO | 0 | 0 | 0 | 0 | 0 | 0
ST | 0 | 0 | 0 | 0 | 0 | 0
STOG | 0 | 0 | 0 | 0 | 0 | 0
STWD | 0 | 0 | 0 | 0 | 0 | 0
WT | 0 | 0 | 0 | 0 | 0 | 0
IGCC | 0 | 0 | 0 | 0 | 0 | 0
DemandResponse | 0 | 0 | 0 | 0 | 0 | 0
IGCC-CCS | 0 | 0 | 0 | 0 | 0 | 0
WT_off | 0 | 0 | 0 | 0 | 0 | 0
PseudoUnit | 0 | 0 | 0 | 0 | 0 | 0
FixedInterchange | 0 | 0 | 0 | 0 | 0 | 0
Levelized Retrofit Capital Costs by Reporting Type: NWPP_Coal
ReportingType | 2015 | 2020 | 2025 | 2030 | 2035 | 2040
BM | 0 | 0 | 0 | 0 | 0 | 0
CC | 0 | 0 | 0 | 0 | 0 | 0
CSP | 0 | 0 | 0 | 0 | 0 | 0
CT | 0 | 0 | 0 | 0 | 0 | 0
Coal | 0 | 50.7 | 121.6 | 70.9 | 0 | 0
Geo | 0 | 0 | 0 | 0 | 0 | 0
H | 0 | 0 | 0 | 0 | 0 | 0
LFG | 0 | 0 | 0 | 0 | 0 | 0
Nuc | 0 | 0 | 0 | 0 | 0 | 0
PS | 0 | 0 | 0 | 0 | 0 | 0
PV | 0 | 0 | 0 | 0 | 0 | 0
PeakG | 0 | 0 | 0 | 0 | 0 | 0
PeakO | 0 | 0 | 0 | 0 | 0 | 0
ST | 0 | 0 | 0 | 0 | 0 | 0
STOG | 0 | 0 | 0 | 0 | 0 | 0
STWD | 0 | 0 | 0 | 0 | 0 | 0
WT | 0 | 0 | 0 | 0 | 0 | 0
IGCC | 0 | 0 | 0 | 0 | 0 | 0
DemandResponse | 0 | 0 | 0 | 0 | 0 | 0
IGCC-CCS | 0 | 0 | 0 | 0 | 0 | 0
WT_off | 0 | 0 | 0 | 0 | 0 | 0
PseudoUnit | 0 | 0 | 0 | 0 | 0 | 0
FixedInterchange | 0 | 0 | 0 | 0 | 0 | 0
Levelized Retrofit Capital Costs by Reporting Type: NWPP_Gas
ReportingType | 2015 | 2020 | 2025 | 2030 | 2035 | 2040
BM | 0 | 0 | 0 | 0 | 0 | 0
CC | 0 | 0 | 0 | 0 | 0 | 0
CSP | 0 | 0 | 0 | 0 | 0 | 0
CT | 0 | 0 | 0 | 0 | 0 | 0
Coal | 0 | 0 | 0 | 0 | 0 | 0
Geo | 0 | 0 | 0 | 0 | 0 | 0
H | 0 | 0 | 0 | 0 | 0 | 0
LFG | 0 | 0 | 0 | 0 | 0 | 0
Nuc | 0 | 0 | 0 | 0 | 0 | 0
PS | 0 | 0 | 0 | 0 | 0 | 0
PV | 0 | 0 | 0 | 0 | 0 | 0
PeakG | 0 | 0 | 0 | 0 | 0 | 0
PeakO | 0 | 0 | 0 | 0 | 0 | 0
ST | 0 | 0 | 0 | 0 | 0 | 0
STOG | 0 | 0 | 0 | 0 | 0 | 0
STWD | 0 | 0 | 0 | 0 | 0 | 0
WT | 0 | 0 | 0 | 0 | 0 | 0
IGCC | 0 | 0 | 0 | 0 | 0 | 0
DemandResponse | 0 | 0 | 0 | 0 | 0 | 0
IGCC-CCS | 0 | 0 | 0 | 0 | 0 | 0
WT_off | 0 | 0 | 0 | 0 | 0 | 0
PseudoUnit | 0 | 0 | 0 | 0 | 0 | 0
FixedInterchange | 0 | 0 | 0 | 0 | 0 | 0
Levelized Retrofit Capital Costs by Reporting Type: NWPP_NucRenew
ReportingType | 2015 | 2020 | 2025 | 2030 | 2035 | 2040
BM | 0 | 0 | 0 | 0 | 0 | 0
CC | 0 | 0 | 0 | 0 | 0 | 0
CSP | 0 | 0 | 0 | 0 | 0 | 0
CT | 0 | 0 | 0 | 0 | 0 | 0
Coal | 0 | 0 | 0 | 0 | 0 | 0
Geo | 0 | 0 | 0 | 0 | 0 | 0
H | 0 | 0 | 0 | 0 | 0 | 0
LFG | 0 | 0 | 0 | 0 | 0 | 0
Nuc | 0 | 0 | 0 | 0 | 0 | 0
PS | 0 | 0 | 0 | 0 | 0 | 0
PV | 0 | 0 | 0 | 0 | 0 | 0
PeakG | 0 | 0 | 0 | 0 | 0 | 0
PeakO | 0 | 0 | 0 | 0 | 0 | 0
ST | 0 | 0 | 0 | 0 | 0 | 0
STOG | 0 | 0 | 0 | 0 | 0 | 0
STWD | 0 | 0 | 0 | 0 | 0 | 0
WT | 0 | 0 | 0 | 0 | 0 | 0
IGCC | 0 | 0 | 0 | 0 | 0 | 0
DemandResponse | 0 | 0 | 0 | 0 | 0 | 0
IGCC-CCS | 0 | 0 | 0 | 0 | 0 | 0
WT_off | 0 | 0 | 0 | 0 | 0 | 0
PseudoUnit | 0 | 0 | 0 | 0 | 0 | 0
FixedInterchange | 0 | 0 | 0 | 0 | 0 | 0
Levelized Retrofit Capital Costs by Reporting Type: RMPA
ReportingType | 2015 | 2020 | 2025 | 2030 | 2035 | 2040
BM | 0 | 0 | 0 | 0 | 0 | 0
CC | 0 | 0 | 0 | 0 | 0 | 0
CSP | 0 | 0 | 0 | 0 | 0 | 0
CT | 0 | 0 | 0 | 0 | 0 | 0
Coal | 29.1 | 14.75 | 189.46 | 174.71 | 0 | 0
Geo | 0 | 0 | 0 | 0 | 0 | 0
H | 0 | 0 | 0 | 0 | 0 | 0
LFG | 0 | 0 | 0 | 0 | 0 | 0
Nuc | 0 | 0 | 0 | 0 | 0 | 0
PS | 0 | 0 | 0 | 0 | 0 | 0
PV | 0 | 0 | 0 | 0 | 0 | 0
PeakG | 0 | 0 | 0 | 0 | 0 | 0
PeakO | 0 | 0 | 0 | 0 | 0 | 0
ST | 0 | 0 | 0 | 0 | 0 | 0
STOG | 0 | 0 | 0 | 0 | 0 | 0
STWD | 0 | 0 | 0 | 0 | 0 | 0
WT | 0 | 0 | 0 | 0 | 0 | 0
IGCC | 0 | 0 | 0 | 0 | 0 | 0
DemandResponse | 0 | 0 | 0 | 0 | 0 | 0
IGCC-CCS | 0 | 0 | 0 | 0 | 0 | 0
WT_off | 0 | 0 | 0 | 0 | 0 | 0
PseudoUnit | 0 | 0 | 0 | 0 | 0 | 0
FixedInterchange | 0 | 0 | 0 | 0 | 0 | 0
Levelized Retrofit Capital Costs by Reporting Type: SP15
ReportingType | 2015 | 2020 | 2025 | 2030 | 2035 | 2040
BM | 0 | 0 | 0 | 0 | 0 | 0
CC | 0 | 0 | 0 | 0 | 0 | 0
CSP | 0 | 0 | 0 | 0 | 0 | 0
CT | 0 | 0 | 0 | 0 | 0 | 0
Coal | 0 | 2.92 | 2.92 | 0 | 0 | 0
Geo | 0 | 0 | 0 | 0 | 0 | 0
H | 0 | 0 | 0 | 0 | 0 | 0
LFG | 0 | 0 | 0 | 0 | 0 | 0
Nuc | 0 | 0 | 0 | 0 | 0 | 0
PS | 0 | 0 | 0 | 0 | 0 | 0
PV | 0 | 0 | 0 | 0 | 0 | 0
PeakG | 0 | 0 | 0 | 0 | 0 | 0
PeakO | 0 | 0 | 0 | 0 | 0 | 0
ST | 0 | 0 | 0 | 0 | 0 | 0
STOG | 0 | 0 | 0 | 0 | 0 | 0
STWD | 0 | 0 | 0 | 0 | 0 | 0
WT | 0 | 0 | 0 | 0 | 0 | 0
IGCC | 0 | 0 | 0 | 0 | 0 | 0
DemandResponse | 0 | 0 | 0 | 0 | 0 | 0
IGCC-CCS | 0 | 0 | 0 | 0 | 0 | 0
WT_off | 0 | 0 | 0 | 0 | 0 | 0
PseudoUnit | 0 | 0 | 0 | 0 | 0 | 0
FixedInterchange | 0 | 0 | 0 | 0 | 0 | 0
Levelized Retrofit Capital Costs by Reporting Type: ALB
ReportingType | 2015 | 2020 | 2025 | 2030 | 2035 | 2040
BM | 0 | 0 | 0 | 0 | 0 | 0
CC | 0 | 0 | 0 | 0 | 0 | 0
CSP | 0 | 0 | 0 | 0 | 0 | 0
CT | 0 | 0 | 0 | 0 | 0 | 0
Coal | 0 | 0 | 0 | 0 | 0 | 0
Geo | 0 | 0 | 0 | 0 | 0 | 0
H | 0 | 0 | 0 | 0 | 0 | 0
LFG | 0 | 0 | 0 | 0 | 0 | 0
Nuc | 0 | 0 | 0 | 0 | 0 | 0
PS | 0 | 0 | 0 | 0 | 0 | 0
PV | 0 | 0 | 0 | 0 | 0 | 0
PeakG | 0 | 0 | 0 | 0 | 0 | 0
PeakO | 0 | 0 | 0 | 0 | 0 | 0
ST | 0 | 0 | 0 | 0 | 0 | 0
STOG | 0 | 0 | 0 | 0 | 0 | 0
STWD | 0 | 0 | 0 | 0 | 0 | 0
WT | 0 | 0 | 0 | 0 | 0 | 0
IGCC | 0 | 0 | 0 | 0 | 0 | 0
DemandResponse | 0 | 0 | 0 | 0 | 0 | 0
IGCC-CCS | 0 | 0 | 0 | 0 | 0 | 0
WT_off | 0 | 0 | 0 | 0 | 0 | 0
PseudoUnit | 0 | 0 | 0 | 0 | 0 | 0
FixedInterchange | 0 | 0 | 0 | 0 | 0 | 0
Levelized Retrofit Capital Costs by Reporting Type: BC
ReportingType | 2015 | 2020 | 2025 | 2030 | 2035 | 2040
BM | 0 | 0 | 0 | 0 | 0 | 0
CC | 0 | 0 | 0 | 0 | 0 | 0
CSP | 0 | 0 | 0 | 0 | 0 | 0
CT | 0 | 0 | 0 | 0 | 0 | 0
Coal | 0 | 0 | 0 | 0 | 0 | 0
Geo | 0 | 0 | 0 | 0 | 0 | 0
H | 0 | 0 | 0 | 0 | 0 | 0
LFG | 0 | 0 | 0 | 0 | 0 | 0
Nuc | 0 | 0 | 0 | 0 | 0 | 0
PS | 0 | 0 | 0 | 0 | 0 | 0
PV | 0 | 0 | 0 | 0 | 0 | 0
PeakG | 0 | 0 | 0 | 0 | 0 | 0
PeakO | 0 | 0 | 0 | 0 | 0 | 0
ST | 0 | 0 | 0 | 0 | 0 | 0
STOG | 0 | 0 | 0 | 0 | 0 | 0
STWD | 0 | 0 | 0 | 0 | 0 | 0
WT | 0 | 0 | 0 | 0 | 0 | 0
IGCC | 0 | 0 | 0 | 0 | 0 | 0
DemandResponse | 0 | 0 | 0 | 0 | 0 | 0
IGCC-CCS | 0 | 0 | 0 | 0 | 0 | 0
WT_off | 0 | 0 | 0 | 0 | 0 | 0
PseudoUnit | 0 | 0 | 0 | 0 | 0 | 0
FixedInterchange | 0 | 0 | 0 | 0 | 0 | 0
Levelized Retrofit Capital Costs by Reporting Type: HQ_IESO
ReportingType | 2015 | 2020 | 2025 | 2030 | 2035 | 2040
BM | 0 | 0 | 0 | 0 | 0 | 0
CC | 0 | 0 | 0 | 0 | 0 | 0
CSP | 0 | 0 | 0 | 0 | 0 | 0
CT | 0 | 0 | 0 | 0 | 0 | 0
Coal | 0 | 0 | 0 | 0 | 0 | 0
Geo | 0 | 0 | 0 | 0 | 0 | 0
H | 0 | 0 | 0 | 0 | 0 | 0
LFG | 0 | 0 | 0 | 0 | 0 | 0
Nuc | 0 | 0 | 0 | 0 | 0 | 0
PS | 0 | 0 | 0 | 0 | 0 | 0
PV | 0 | 0 | 0 | 0 | 0 | 0
PeakG | 0 | 0 | 0 | 0 | 0 | 0
PeakO | 0 | 0 | 0 | 0 | 0 | 0
ST | 0 | 0 | 0 | 0 | 0 | 0
STOG | 0 | 0 | 0 | 0 | 0 | 0
STWD | 0 | 0 | 0 | 0 | 0 | 0
WT | 0 | 0 | 0 | 0 | 0 | 0
IGCC | 0 | 0 | 0 | 0 | 0 | 0
DemandResponse | 0 | 0 | 0 | 0 | 0 | 0
IGCC-CCS | 0 | 0 | 0 | 0 | 0 | 0
WT_off | 0 | 0 | 0 | 0 | 0 | 0
PseudoUnit | 0 | 0 | 0 | 0 | 0 | 0
FixedInterchange | 0 | 0 | 0 | 0 | 0 | 0
Levelized Retrofit Capital Costs by Reporting Type: HQ_NEISO
ReportingType | 2015 | 2020 | 2025 | 2030 | 2035 | 2040
BM | 0 | 0 | 0 | 0 | 0 | 0
CC | 0 | 0 | 0 | 0 | 0 | 0
CSP | 0 | 0 | 0 | 0 | 0 | 0
CT | 0 | 0 | 0 | 0 | 0 | 0
Coal | 0 | 0 | 0 | 0 | 0 | 0
Geo | 0 | 0 | 0 | 0 | 0 | 0
H | 0 | 0 | 0 | 0 | 0 | 0
LFG | 0 | 0 | 0 | 0 | 0 | 0
Nuc | 0 | 0 | 0 | 0 | 0 | 0
PS | 0 | 0 | 0 | 0 | 0 | 0
PV | 0 | 0 | 0 | 0 | 0 | 0
PeakG | 0 | 0 | 0 | 0 | 0 | 0
PeakO | 0 | 0 | 0 | 0 | 0 | 0
ST | 0 | 0 | 0 | 0 | 0 | 0
STOG | 0 | 0 | 0 | 0 | 0 | 0
STWD | 0 | 0 | 0 | 0 | 0 | 0
WT | 0 | 0 | 0 | 0 | 0 | 0
IGCC | 0 | 0 | 0 | 0 | 0 | 0
DemandResponse | 0 | 0 | 0 | 0 | 0 | 0
IGCC-CCS | 0 | 0 | 0 | 0 | 0 | 0
WT_off | 0 | 0 | 0 | 0 | 0 | 0
PseudoUnit | 0 | 0 | 0 | 0 | 0 | 0
FixedInterchange | 0 | 0 | 0 | 0 | 0 | 0
Levelized Retrofit Capital Costs by Reporting Type: HQ_NY
ReportingType | 2015 | 2020 | 2025 | 2030 | 2035 | 2040
BM | 0 | 0 | 0 | 0 | 0 | 0
CC | 0 | 0 | 0 | 0 | 0 | 0
CSP | 0 | 0 | 0 | 0 | 0 | 0
CT | 0 | 0 | 0 | 0 | 0 | 0
Coal | 0 | 0 | 0 | 0 | 0 | 0
Geo | 0 | 0 | 0 | 0 | 0 | 0
H | 0 | 0 | 0 | 0 | 0 | 0
LFG | 0 | 0 | 0 | 0 | 0 | 0
Nuc | 0 | 0 | 0 | 0 | 0 | 0
PS | 0 | 0 | 0 | 0 | 0 | 0
PV | 0 | 0 | 0 | 0 | 0 | 0
PeakG | 0 | 0 | 0 | 0 | 0 | 0
PeakO | 0 | 0 | 0 | 0 | 0 | 0
ST | 0 | 0 | 0 | 0 | 0 | 0
STOG | 0 | 0 | 0 | 0 | 0 | 0
STWD | 0 | 0 | 0 | 0 | 0 | 0
WT | 0 | 0 | 0 | 0 | 0 | 0
IGCC | 0 | 0 | 0 | 0 | 0 | 0
DemandResponse | 0 | 0 | 0 | 0 | 0 | 0
IGCC-CCS | 0 | 0 | 0 | 0 | 0 | 0
WT_off | 0 | 0 | 0 | 0 | 0 | 0
PseudoUnit | 0 | 0 | 0 | 0 | 0 | 0
FixedInterchange | 0 | 0 | 0 | 0 | 0 | 0
Levelized Retrofit Capital Costs by Reporting Type: MARITIMES
ReportingType | 2015 | 2020 | 2025 | 2030 | 2035 | 2040
BM | 0 | 0 | 0 | 0 | 0 | 0
CC | 0 | 0 | 0 | 0 | 0 | 0
CSP | 0 | 0 | 0 | 0 | 0 | 0
CT | 0 | 0 | 0 | 0 | 0 | 0
Coal | 0 | 0 | 0 | 0 | 0 | 0
Geo | 0 | 0 | 0 | 0 | 0 | 0
H | 0 | 0 | 0 | 0 | 0 | 0
LFG | 0 | 0 | 0 | 0 | 0 | 0
Nuc | 0 | 0 | 0 | 0 | 0 | 0
PS | 0 | 0 | 0 | 0 | 0 | 0
PV | 0 | 0 | 0 | 0 | 0 | 0
PeakG | 0 | 0 | 0 | 0 | 0 | 0
PeakO | 0 | 0 | 0 | 0 | 0 | 0
ST | 0 | 0 | 0 | 0 | 0 | 0
STOG | 0 | 0 | 0 | 0 | 0 | 0
STWD | 0 | 0 | 0 | 0 | 0 | 0
WT | 0 | 0 | 0 | 0 | 0 | 0
IGCC | 0 | 0 | 0 | 0 | 0 | 0
DemandResponse | 0 | 0 | 0 | 0 | 0 | 0
IGCC-CCS | 0 | 0 | 0 | 0 | 0 | 0
WT_off | 0 | 0 | 0 | 0 | 0 | 0
PseudoUnit | 0 | 0 | 0 | 0 | 0 | 0
FixedInterchange | 0 | 0 | 0 | 0 | 0 | 0
Levelized Retrofit Capital Costs by Reporting Type: All
ReportingType | 2015 | 2020 | 2025 | 2030 | 2035 | 2040
BM | 0 | 0 | 0 | 0 | 0 | 0
CC | 0 | 0 | 0 | 0 | 0 | 0
CSP | 0 | 0 | 0 | 0 | 0 | 0
CT | 0 | 0 | 0 | 0 | 0 | 0
Coal | 1184.41 | 1366.26 | 1649.81 | 1429.56 | 661.01 | 373.82
Geo | 0 | 0 | 0 | 0 | 0 | 0
H | 0 | 0 | 0 | 0 | 0 | 0
LFG | 0 | 0 | 0 | 0 | 0 | 0
Nuc | 0 | 0 | 0 | 0 | 0 | 0
PS | 0 | 0 | 0 | 0 | 0 | 0
PV | 0 | 0 | 0 | 0 | 0 | 0
PeakG | 0 | 0 | 0 | 0 | 0 | 0
PeakO | 0 | 0 | 0 | 0 | 0 | 0
ST | 0 | 0 | 0 | 0 | 0 | 0
STOG | 0 | 0 | 0 | 0 | 0 | 0
STWD | 0 | 0 | 0 | 0 | 0 | 0
WT | 0 | 0 | 0 | 0 | 0 | 0
IGCC | 0 | 0 | 0 | 0 | 0 | 0
DemandResponse | 0 | 0 | 0 | 0 | 0 | 0
IGCC-CCS | 0 | 0 | 0 | 0 | 0 | 0
WT_off | 0 | 0 | 0 | 0 | 0 | 0
PseudoUnit | 0 | 0 | 0 | 0 | 0 | 0
FixedInterchange | 0 | 0 | 0 | 0 | 0 | 0
Levelized Retrofit Capital Costs by Reporting Type: EI_US
ReportingType | 2015 | 2020 | 2025 | 2030 | 2035 | 2040
BM | 0 | 0 | 0 | 0 | 0 | 0
CC | 0 | 0 | 0 | 0 | 0 | 0
CSP | 0 | 0 | 0 | 0 | 0 | 0
CT | 0 | 0 | 0 | 0 | 0 | 0
Coal | 1023.13 | 1232.48 | 1127.2 | 924.91 | 528.2 | 323.89
Geo | 0 | 0 | 0 | 0 | 0 | 0
H | 0 | 0 | 0 | 0 | 0 | 0
LFG | 0 | 0 | 0 | 0 | 0 | 0
Nuc | 0 | 0 | 0 | 0 | 0 | 0
PS | 0 | 0 | 0 | 0 | 0 | 0
PV | 0 | 0 | 0 | 0 | 0 | 0
PeakG | 0 | 0 | 0 | 0 | 0 | 0
PeakO | 0 | 0 | 0 | 0 | 0 | 0
ST | 0 | 0 | 0 | 0 | 0 | 0
STOG | 0 | 0 | 0 | 0 | 0 | 0
STWD | 0 | 0 | 0 | 0 | 0 | 0
WT | 0 | 0 | 0 | 0 | 0 | 0
IGCC | 0 | 0 | 0 | 0 | 0 | 0
DemandResponse | 0 | 0 | 0 | 0 | 0 | 0
IGCC-CCS | 0 | 0 | 0 | 0 | 0 | 0
WT_off | 0 | 0 | 0 | 0 | 0 | 0
PseudoUnit | 0 | 0 | 0 | 0 | 0 | 0
FixedInterchange | 0 | 0 | 0 | 0 | 0 | 0
Levelized Retrofit Capital Costs by Reporting Type: EI_Canada
ReportingType | 2015 | 2020 | 2025 | 2030 | 2035 | 2040
BM | 0 | 0 | 0 | 0 | 0 | 0
CC | 0 | 0 | 0 | 0 | 0 | 0
CSP | 0 | 0 | 0 | 0 | 0 | 0
CT | 0 | 0 | 0 | 0 | 0 | 0
Coal | 0 | 0 | 0 | 0 | 0 | 0
Geo | 0 | 0 | 0 | 0 | 0 | 0
H | 0 | 0 | 0 | 0 | 0 | 0
LFG | 0 | 0 | 0 | 0 | 0 | 0
Nuc | 0 | 0 | 0 | 0 | 0 | 0
PS | 0 | 0 | 0 | 0 | 0 | 0
PV | 0 | 0 | 0 | 0 | 0 | 0
PeakG | 0 | 0 | 0 | 0 | 0 | 0
PeakO | 0 | 0 | 0 | 0 | 0 | 0
ST | 0 | 0 | 0 | 0 | 0 | 0
STOG | 0 | 0 | 0 | 0 | 0 | 0
STWD | 0 | 0 | 0 | 0 | 0 | 0
WT | 0 | 0 | 0 | 0 | 0 | 0
IGCC | 0 | 0 | 0 | 0 | 0 | 0
DemandResponse | 0 | 0 | 0 | 0 | 0 | 0
IGCC-CCS | 0 | 0 | 0 | 0 | 0 | 0
WT_off | 0 | 0 | 0 | 0 | 0 | 0
PseudoUnit | 0 | 0 | 0 | 0 | 0 | 0
FixedInterchange | 0 | 0 | 0 | 0 | 0 | 0
Levelized Retrofit Capital Costs by Reporting Type: EI
ReportingType | 2015 | 2020 | 2025 | 2030 | 2035 | 2040
BM | 0 | 0 | 0 | 0 | 0 | 0
CC | 0 | 0 | 0 | 0 | 0 | 0
CSP | 0 | 0 | 0 | 0 | 0 | 0
CT | 0 | 0 | 0 | 0 | 0 | 0
Coal | 1023.13 | 1232.48 | 1127.2 | 924.91 | 528.2 | 323.89
Geo | 0 | 0 | 0 | 0 | 0 | 0
H | 0 | 0 | 0 | 0 | 0 | 0
LFG | 0 | 0 | 0 | 0 | 0 | 0
Nuc | 0 | 0 | 0 | 0 | 0 | 0
PS | 0 | 0 | 0 | 0 | 0 | 0
PV | 0 | 0 | 0 | 0 | 0 | 0
PeakG | 0 | 0 | 0 | 0 | 0 | 0
PeakO | 0 | 0 | 0 | 0 | 0 | 0
ST | 0 | 0 | 0 | 0 | 0 | 0
STOG | 0 | 0 | 0 | 0 | 0 | 0
STWD | 0 | 0 | 0 | 0 | 0 | 0
WT | 0 | 0 | 0 | 0 | 0 | 0
IGCC | 0 | 0 | 0 | 0 | 0 | 0
DemandResponse | 0 | 0 | 0 | 0 | 0 | 0
IGCC-CCS | 0 | 0 | 0 | 0 | 0 | 0
WT_off | 0 | 0 | 0 | 0 | 0 | 0
PseudoUnit | 0 | 0 | 0 | 0 | 0 | 0
FixedInterchange | 0 | 0 | 0 | 0 | 0 | 0
Levelized Retrofit Capital Costs by Reporting Type: Outside_EI
ReportingType | 2015 | 2020 | 2025 | 2030 | 2035 | 2040
BM | 0 | 0 | 0 | 0 | 0 | 0
CC | 0 | 0 | 0 | 0 | 0 | 0
CSP | 0 | 0 | 0 | 0 | 0 | 0
CT | 0 | 0 | 0 | 0 | 0 | 0
Coal | 161.28 | 133.78 | 522.61 | 504.66 | 132.81 | 49.92
Geo | 0 | 0 | 0 | 0 | 0 | 0
H | 0 | 0 | 0 | 0 | 0 | 0
LFG | 0 | 0 | 0 | 0 | 0 | 0
Nuc | 0 | 0 | 0 | 0 | 0 | 0
PS | 0 | 0 | 0 | 0 | 0 | 0
PV | 0 | 0 | 0 | 0 | 0 | 0
PeakG | 0 | 0 | 0 | 0 | 0 | 0
PeakO | 0 | 0 | 0 | 0 | 0 | 0
ST | 0 | 0 | 0 | 0 | 0 | 0
STOG | 0 | 0 | 0 | 0 | 0 | 0
STWD | 0 | 0 | 0 | 0 | 0 | 0
WT | 0 | 0 | 0 | 0 | 0 | 0
IGCC | 0 | 0 | 0 | 0 | 0 | 0
DemandResponse | 0 | 0 | 0 | 0 | 0 | 0
IGCC-CCS | 0 | 0 | 0 | 0 | 0 | 0
WT_off | 0 | 0 | 0 | 0 | 0 | 0
PseudoUnit | 0 | 0 | 0 | 0 | 0 | 0
FixedInterchange | 0 | 0 | 0 | 0 | 0 | 0
#14 | Total Costs ($million)
Total Costs by Reporting Type: Entergy
ReportingType | 2015 | 2020 | 2025 | 2030 | 2035 | 2040
BM | 0 | 0 | 0 | 0 | 0 | 0
CC | 4234.58 | 6137.22 | 5583.63 | 4934.97 | 3789.57 | 3796.59
CSP | 0 | 0 | 0 | 0 | 0 | 0
CT | 0 | 0 | 0 | 0 | 0 | 0
Coal | 3562.37 | 656.49 | 300.1 | 234.8 | 223.42 | 223.42
Geo | 0 | 0 | 0 | 0 | 0 | 0
H | 10.6 | 10.6 | 10.6 | 10.6 | 10.6 | 10.6
LFG | 0.97 | 0.97 | 34.17 | 34.17 | 34.17 | 34.17
Nuc | 1262.64 | 1285.77 | 1294.03 | 1301.93 | 1099.75 | 1481.56
PS | 1.4 | 1.4 | 1.4 | 1.4 | 1.4 | 1.4
PV | 0.11 | 20.6 | 29.24 | 29.24 | 29.13 | 9.62
PeakG | 47.54 | 69.98 | 35.26 | 0 | 0 | 0
PeakO | 4.42 | 5.87 | 0 | 0 | 0 | 0
ST | 0 | 0 | 0 | 0 | 0 | 0
STOG | 113.57 | 166.46 | 0 | 0 | 0 | 0
STWD | 10.03 | 19.85 | 18.95 | 63.61 | 133.79 | 105.43
WT | 3.67 | 3.67 | 3.67 | 3.67 | 3.67 | 3.67
IGCC | 0 | 0 | 0 | 0 | 0 | 0
DemandResponse | 0 | 0 | 0 | 0 | 0 | 0
IGCC-CCS | 0 | 0 | 0 | 0 | 0 | 0
WT_off | 0 | 0 | 0 | 0 | 0 | 0
PseudoUnit | 0 | 0 | 0 | 0 | 0 | 0
FixedInterchange | 0 | 0 | 0 | 0 | 0 | 0
Total Costs by Reporting Type: FRCC
ReportingType | 2015 | 2020 | 2025 | 2030 | 2035 | 2040
BM | 0 | 0 | 0 | 0 | 0 | 1600.41
CC | 13008.03 | 15718.6 | 15919.15 | 7821.04 | 7487.32 | 3739.57
CSP | 0 | 0 | 0 | 0 | 0 | 0
CT | 262.14 | 393.26 | 413.41 | 350.74 | 0 | 0
Coal | 1248.88 | 328.24 | 6.94 | 0 | 0 | 0
Geo | 0 | 0 | 0 | 0 | 0 | 0
H | 0.78 | 0.78 | 0.78 | 0.78 | 0.78 | 0.78
LFG | 58.68 | 58.68 | 120.69 | 120.69 | 120.69 | 120.69
Nuc | 960.37 | 1000.19 | 2285.02 | 13786.67 | 17638.97 | 20001.95
PS | 0 | 0 | 0 | 0 | 0 | 0
PV | 0.75 | 0.75 | 0.75 | 0.75 | 0.75 | 0.75
PeakG | 196.6 | 408.77 | 41.03 | 0 | 0 | 0
PeakO | 56.36 | 0 | 0 | 0 | 0 | 0
ST | 0 | 0 | 0 | 0 | 0 | 0
STOG | 0 | 0 | 0 | 0 | 0 | 0
STWD | 16.3 | 38.37 | 110.46 | 110.46 | 110.46 | 70.64
WT | 0 | 0 | 0 | 0 | 0 | 0
IGCC | 0 | 0 | 0 | 0 | 0 | 0
DemandResponse | 0 | 0 | 0 | 0 | 0 | 0
IGCC-CCS | 0 | 0 | 0 | 0 | 0 | 0
WT_off | 0 | 0 | 0 | 0 | 0 | 0
PseudoUnit | 0 | 0 | 0 | 0 | 0 | 0
FixedInterchange | 0 | 0 | 0 | 0 | 0 | 0
Total Costs by Reporting Type: MAPP_US
ReportingType | 2015 | 2020 | 2025 | 2030 | 2035 | 2040
BM | 0 | 0 | 0 | 0 | 0 | 0
CC | 19.54 | 34.67 | 21.93 | 18.11 | 23.83 | 20.49
CSP | 0 | 0 | 0 | 0 | 0 | 0
CT | 27.96 | 27.96 | 31.4 | 28.17 | 0.2 | 1.03
Coal | 879.71 | 126.44 | 2 | 0 | 0 | 0
Geo | 3.95 | 3.95 | 3.95 | 3.95 | 3.95 | 3.95
H | 31.14 | 31.14 | 31.14 | 31.14 | 31.14 | 31.14
LFG | 0.24 | 0.24 | 0.24 | 22.22 | 22.22 | 22.22
Nuc | 0.01 | 0.01 | 0.02 | 0.01 | 0.02 | 0.05
PS | 0 | 0 | 0 | 0 | 0 | 0
PV | 0 | 0 | 0 | 0 | 0 | 0
PeakG | 17.71 | 31.82 | 25.49 | 22.94 | 25.23 | 30.05
PeakO | 2.68 | 4.26 | 0.41 | 0 | 0 | 0
ST | 0 | 0 | 0 | 0 | 0 | 0
STOG | 0 | 0 | 0 | 0 | 0 | 0
STWD | 0 | 0 | 0 | 0 | 0 | 0
WT | 147.25 | 2034.9 | 2259.52 | 2222.14 | 2167.55 | 508.04
IGCC | 0 | 0 | 0 | 0 | 0 | 0
DemandResponse | 0 | 0 | 0 | 0 | 0 | 0
IGCC-CCS | 0 | 0 | 0 | 0 | 0 | 0
WT_off | 0 | 0 | 0 | 0 | 0 | 0
PseudoUnit | 0 | 0 | 0 | 0 | 0 | 0
FixedInterchange | 0 | 0 | 0 | 0 | 0 | 0
Total Costs by Reporting Type: MISO_IN
ReportingType | 2015 | 2020 | 2025 | 2030 | 2035 | 2040
BM | 0 | 0 | 0 | 0 | 0 | 0
CC | 2179.54 | 9510.03 | 10113.8 | 8825.99 | 7679.12 | 5099.18
CSP | 0 | 0 | 0 | 0 | 0 | 0
CT | 0 | 0 | 0 | 0 | 0 | 0
Coal | 3845.5 | 3067.37 | 101.81 | 27.38 | 48.45 | 51.7
Geo | 0 | 0 | 0 | 0 | 0 | 0
H | 1.07 | 1.07 | 1.07 | 1.07 | 1.07 | 1.07
LFG | 4.47 | 4.47 | 30.11 | 30.11 | 30.11 | 30.11
Nuc | 0.01 | 0.01 | 0.02 | 0.02 | 0.08 | 0.07
PS | 0 | 0 | 0 | 0 | 0 | 0
PV | 0 | 80.73 | 121.38 | 121.38 | 121.38 | 44.28
PeakG | 52.35 | 83.03 | 87.78 | 109.26 | 124.96 | 152.14
PeakO | 10.59 | 13.5 | 12.65 | 0 | 0 | 0
ST | 0 | 0 | 0 | 0 | 0 | 0
STOG | 14.75 | 19.92 | 23.91 | 0 | 0 | 0
STWD | 0 | 0 | 0 | 0 | 0 | 0
WT | 18.33 | 18.33 | 18.33 | 6987.98 | 6987.98 | 6987.98
IGCC | 464.42 | 500.74 | 303.73 | 254.08 | 245.48 | 245.48
DemandResponse | 0 | 0 | 0 | 0 | 0 | 0
IGCC-CCS | 0 | 0 | 0 | 0 | 0 | 0
WT_off | 0 | 0 | 0 | 0 | 0 | 0
PseudoUnit | 0 | 0 | 0 | 0 | 0 | 0
FixedInterchange | 0 | 0 | 0 | 0 | 0 | 0
Total Costs by Reporting Type: MISO_MI
ReportingType | 2015 | 2020 | 2025 | 2030 | 2035 | 2040
BM | 0 | 0 | 0 | 0 | 0 | 0
CC | 1112.71 | 1288.71 | 1488.17 | 984.52 | 1088.08 | 549.41
CSP | 0 | 0 | 0 | 0 | 0 | 0
CT | 0 | 0 | 0 | 0 | 0 | 0
Coal | 1651.41 | 15.14 | 0 | 0 | 0 | 0
Geo | 0 | 0 | 0 | 0 | 0 | 0
H | 2.01 | 2.01 | 2.01 | 2.01 | 2.01 | 2.01
LFG | 19.68 | 19.68 | 72.59 | 72.59 | 72.59 | 72.59
Nuc | 449.71 | 452.56 | 461.47 | 464.43 | 273.15 | 529.13
PS | 44.44 | 44.44 | 44.44 | 44.44 | 44.44 | 44.44
PV | 0 | 0 | 0 | 0 | 0 | 0
PeakG | 62.77 | 100.86 | 122.12 | 126.59 | 148.49 | 176.21
PeakO | 15.67 | 19.97 | 19.9 | 0 | 0 | 0
ST | 0 | 0 | 0 | 0 | 0 | 0
STOG | 149.85 | 176.54 | 5.22 | 0 | 0 | 0
STWD | 95.36 | 46.9 | 19.82 | 53.78 | 95.46 | 95.46
WT | 542.69 | 667.06 | 692.28 | 692.28 | 211.3 | 100.84
IGCC | 0 | 0 | 0 | 0 | 0 | 0
DemandResponse | 0 | 0 | 0 | 0 | 0 | 0
IGCC-CCS | 0 | 0 | 0 | 0 | 0 | 0
WT_off | 0 | 0 | 0 | 0 | 0 | 0
PseudoUnit | 0 | 0 | 0 | 0 | 0 | 0
FixedInterchange | 0 | 0 | 0 | 0 | 0 | 0
Total Costs by Reporting Type: MISO_MO-IL
ReportingType | 2015 | 2020 | 2025 | 2030 | 2035 | 2040
BM | 0 | 0 | 0 | 0 | 0 | 0
CC | 202.8 | 334.41 | 303.39 | 122.69 | 135.75 | 149.35
CSP | 0 | 0 | 0 | 0 | 0 | 0
CT | 0 | 0 | 0 | 0 | 0 | 0
Coal | 5106.08 | 2281.5 | 901.55 | 705.74 | 700.47 | 696.34
Geo | 0 | 0 | 0 | 0 | 0 | 0
H | 5.01 | 106.17 | 106.17 | 106.17 | 106.17 | 106.17
LFG | 2.17 | 2.17 | 76.11 | 76.11 | 76.11 | 76.11
Nuc | 493.74 | 512.79 | 521.93 | 524.97 | 524.97 | 524.97
PS | 10.45 | 10.45 | 10.45 | 10.45 | 10.45 | 10.45
PV | 0 | 0 | 0 | 0 | 0 | 0
PeakG | 90.29 | 159.29 | 174.19 | 160.88 | 199.07 | 230.77
PeakO | 21.48 | 28.65 | 26.92 | 0 | 0 | 0
ST | 0 | 0 | 0 | 0 | 0 | 0
STOG | 27.36 | 32.66 | 0 | 0 | 0 | 0
STWD | 0 | 0 | 0 | 0 | 0 | 0
WT | 89.9 | 89.9 | 1406.73 | 1434.97 | 1366.45 | 1366.45
IGCC | 0 | 0 | 0 | 0 | 0 | 0
DemandResponse | 0 | 0 | 0 | 0 | 0 | 0
IGCC-CCS | 0 | 0 | 0 | 0 | 0 | 0
WT_off | 0 | 0 | 0 | 0 | 0 | 0
PseudoUnit | 0 | 0 | 0 | 0 | 0 | 0
FixedInterchange | 0 | 0 | 0 | 0 | 0 | 0
Total Costs by Reporting Type: MISO_W
ReportingType | 2015 | 2020 | 2025 | 2030 | 2035 | 2040
BM | 0 | 0 | 0 | 0 | 0 | 0
CC | 576.13 | 852.92 | 313.24 | 262.99 | 261.06 | 278.79
CSP | 0 | 0 | 0 | 0 | 0 | 0
CT | 0 | 0 | 0 | 0 | 0 | 0
Coal | 4297.66 | 2265.23 | 212.75 | 207.7 | 219.06 | 255.61
Geo | 0 | 0 | 0 | 0 | 0 | 0
H | 7.08 | 7.08 | 7.08 | 7.08 | 7.08 | 7.08
LFG | 24.75 | 24.75 | 24.75 | 48.33 | 48.33 | 48.33
Nuc | 539.99 | 543.1 | 552.83 | 814.83 | 0.05 | 0.05
PS | 0 | 0 | 0 | 0 | 0 | 0
PV | 0 | 0 | 0 | 0 | 0 | 0
PeakG | 104.87 | 145.43 | 137.38 | 88.2 | 77.11 | 142.79
PeakO | 56.38 | 79.08 | 85.2 | 0 | 0 | 0
ST | 0 | 0 | 0 | 0 | 0 | 0
STOG | 7.57 | 9.13 | 0 | 0 | 0 | 0
STWD | 14.56 | 28.77 | 25.55 | 25.55 | 178.27 | 113.53
WT | 927.86 | 927.86 | 13034.41 | 14808.44 | 16459.57 | 16459.57
IGCC | 0 | 0 | 0 | 0 | 0 | 0
DemandResponse | 0 | 0 | 0 | 0 | 0 | 0
IGCC-CCS | 0 | 0 | 0 | 0 | 0 | 0
WT_off | 0 | 0 | 0 | 0 | 0 | 0
PseudoUnit | 0 | 0 | 0 | 0 | 0 | 0
FixedInterchange | 0 | 0 | 0 | 0 | 0 | 0
Total Costs by Reporting Type: MISO_WUMS
ReportingType | 2015 | 2020 | 2025 | 2030 | 2035 | 2040
BM | 0 | 0 | 0 | 0 | 0 | 0
CC | 3315.94 | 3804.29 | 3580.14 | 3307.89 | 3610.98 | 1664.03
CSP | 0 | 0 | 0 | 0 | 0 | 0
CT | 0 | 0 | 0 | 0 | 0 | 0
Coal | 1259.21 | 734.43 | 421.47 | 420.02 | 526.79 | 589.88
Geo | 0 | 0 | 0 | 0 | 0 | 0
H | 4.79 | 5.15 | 5.15 | 5.15 | 5.15 | 5.15
LFG | 8.57 | 8.57 | 68.99 | 79.15 | 79.15 | 79.15
Nuc | 419.03 | 444.73 | 429.21 | 737.97 | 0.05 | 0.05
PS | 0 | 0 | 0 | 0 | 0 | 0
PV | 0 | 0 | 0 | 0 | 0 | 0
PeakG | 55.64 | 90.22 | 100.14 | 100.47 | 130.56 | 53.19
PeakO | 13.52 | 17.78 | 17.48 | 0 | 0 | 0
ST | 0 | 0 | 0 | 0 | 0 | 0
STOG | 13.21 | 15.63 | 0 | 0 | 0 | 0
STWD | 7.14 | 10.49 | 9.37 | 10.48 | 68.51 | 53.99
WT | 264.78 | 264.78 | 271.78 | 370.32 | 151.95 | 151.95
IGCC | 0 | 0 | 0 | 0 | 0 | 0
DemandResponse | 0 | 0 | 0 | 0 | 0 | 0
IGCC-CCS | 0 | 0 | 0 | 0 | 0 | 0
WT_off | 0 | 0 | 0 | 0 | 0 | 0
PseudoUnit | 0 | 0 | 0 | 0 | 0 | 0
FixedInterchange | 0 | 0 | 0 | 0 | 0 | 0
Total Costs by Reporting Type: Nebraska
ReportingType | 2015 | 2020 | 2025 | 2030 | 2035 | 2040
BM | 0 | 0 | 0 | 0 | 0 | 0
CC | 33.36 | 30.73 | 28.5 | 24.05 | 32.87 | 27.14
CSP | 0 | 0 | 0 | 0 | 0 | 0
CT | 0 | 0 | 0 | 0 | 0 | 0
Coal | 1742.8 | 319.92 | 207.29 | 156.88 | 224.06 | 255.71
Geo | 0 | 0 | 0 | 0 | 0 | 0
H | 2.38 | 2.38 | 2.38 | 2.38 | 2.38 | 2.38
LFG | 0.72 | 0.72 | 0.72 | 23.23 | 23.23 | 23.23
Nuc | 289.1 | 306.81 | 296.14 | 364.84 | 0.11 | 0.11
PS | 0 | 0 | 0 | 0 | 0 | 0
PV | 0 | 0 | 0 | 0 | 0 | 0
PeakG | 24.86 | 37.31 | 46.26 | 31.37 | 31.36 | 57.08
PeakO | 9.57 | 12.19 | 12.78 | 9.77 | 0 | 0
ST | 0 | 0 | 0 | 0 | 0 | 0
STOG | 0 | 0 | 0 | 0 | 0 | 0
STWD | 0 | 0 | 0 | 0 | 0 | 0
WT | 54.91 | 3344.02 | 3498.35 | 3488.85 | 3453.99 | 557.91
IGCC | 0 | 0 | 0 | 0 | 0 | 0
DemandResponse | 0 | 0 | 0 | 0 | 0 | 0
IGCC-CCS | 0 | 0 | 0 | 0 | 0 | 0
WT_off | 0 | 0 | 0 | 0 | 0 | 0
PseudoUnit | 0 | 0 | 0 | 0 | 0 | 0
FixedInterchange | 0 | 0 | 0 | 0 | 0 | 0
Total Costs by Reporting Type: NEISO
ReportingType | 2015 | 2020 | 2025 | 2030 | 2035 | 2040
BM | 279.31 | 228.68 | 155.19 | 251.5 | 279.31 | 279.31
CC | 2427.86 | 1993.95 | 1823.74 | 1315.76 | 708.09 | 117.08
CSP | 0 | 0 | 0 | 0 | 0 | 0
CT | 32.5 | 33.26 | 35.68 | 35.57 | 0 | 0
Coal | 58.34 | 29.15 | 0 | 0 | 0 | 0
Geo | 0 | 0 | 0 | 0 | 0 | 0
H | 46.4 | 46.4 | 46.4 | 47.43 | 47.43 | 47.43
LFG | 80.87 | 80.87 | 80.87 | 103.68 | 93.04 | 93.04
Nuc | 1055.43 | 1120.79 | 1080.11 | 1086.32 | 784.86 | 1150.98
PS | 39.74 | 39.74 | 39.74 | 39.74 | 39.74 | 39.74
PV | 0.03 | 108.38 | 108.38 | 108.38 | 108.38 | 4.7
PeakG | 22.57 | 31.92 | 0 | 0 | 0 | 0
PeakO | 0 | 0 | 0 | 0 | 0 | 0
ST | 0 | 0 | 0 | 0 | 0 | 0
STOG | 0 | 0 | 0 | 0 | 0 | 0
STWD | 246.18 | 109.9 | 50.16 | 92.63 | 330.74 | 362.74
WT | 67.94 | 622.19 | 964.69 | 1301.19 | 3028.41 | 2536.03
IGCC | 0 | 0 | 0 | 0 | 0 | 0
DemandResponse | 0 | 0 | 0 | 0 | 0 | 0
IGCC-CCS | 0 | 0 | 0 | 0 | 0 | 0
WT_off | 308.22 | 308.22 | 308.22 | 308.22 | 24.98 | 24.98
PseudoUnit | 0 | 0 | 0 | 0 | 0 | 0
FixedInterchange | 0 | 0 | 0 | 0 | 0 | 0
Total Costs by Reporting Type: NonRTO_Midwest
ReportingType | 2015 | 2020 | 2025 | 2030 | 2035 | 2040
BM | 0 | 0 | 0 | 0 | 0 | 0
CC | 959.55 | 2581.14 | 2733.86 | 3311.46 | 3159.47 | 1049.38
CSP | 0 | 0 | 0 | 0 | 0 | 0
CT | 0 | 0 | 0 | 0 | 0 | 0
Coal | 3137.27 | 1848.81 | 365.39 | 322.42 | 310.3 | 353.37
Geo | 0 | 0 | 0 | 0 | 0 | 0
H | 2.04 | 2.04 | 258.59 | 258.59 | 258.59 | 258.59
LFG | 1.69 | 1.69 | 51.19 | 51.19 | 51.19 | 51.19
Nuc | 0.01 | 0.02 | 0.02 | 0.03 | 1957.75 | 3596.97
PS | 0 | 0 | 0 | 0 | 0 | 0
PV | 0 | 0 | 0 | 0 | 0 | 0
PeakG | 70.89 | 110.59 | 179.19 | 135.85 | 0 | 0
PeakO | 0.35 | 0.45 | 0 | 0 | 0 | 0
ST | 0 | 0 | 0 | 0 | 0 | 0
STOG | 0 | 0 | 0 | 0 | 0 | 0
STWD | 0 | 0 | 0 | 0 | 0 | 0
WT | 2.26 | 2.26 | 2.26 | 2.26 | 2.26 | 2.26
IGCC | 0 | 0 | 0 | 0 | 0 | 0
DemandResponse | 0 | 0 | 0 | 0 | 0 | 0
IGCC-CCS | 0 | 0 | 0 | 0 | 0 | 0
WT_off | 0 | 0 | 0 | 0 | 0 | 0
PseudoUnit | 0 | 0 | 0 | 0 | 0 | 0
FixedInterchange | 0 | 0 | 0 | 0 | 0 | 0
Total Costs by Reporting Type: NYISO_A-F
ReportingType | 2015 | 2020 | 2025 | 2030 | 2035 | 2040
BM | 0 | 0 | 0 | 0 | 0 | 0
CC | 636.95 | 687.41 | 526.8 | 509.39 | 142.23 | 0
CSP | 0 | 0 | 0 | 0 | 0 | 0
CT | 0 | 0 | 0 | 0 | 0 | 0
Coal | 0 | 0 | 0 | 0 | 0 | 0
Geo | 0 | 0 | 0 | 0 | 0 | 0
H | 62.6 | 62.6 | 62.6 | 62.6 | 62.6 | 62.6
LFG | 22.17 | 22.17 | 22.17 | 44 | 42.66 | 42.66
Nuc | 769.17 | 792.88 | 787.44 | 645.82 | 746.25 | 695.88
PS | 33.52 | 33.52 | 33.52 | 33.52 | 33.52 | 33.52
PV | 0 | 0 | 0 | 0 | 0 | 0
PeakG | 3.94 | 5.66 | 0 | 0 | 0 | 0
PeakO | 0 | 0 | 0 | 0 | 0 | 0
ST | 0 | 0 | 0 | 0 | 0 | 0
STOG | 0 | 0 | 0 | 0 | 0 | 0
STWD | 2.97 | 4.81 | 7.42 | 10.19 | 41 | 42.11
WT | 684.71 | 860.89 | 860.89 | 1502.71 | 2325.07 | 2168.84
IGCC | 0 | 0 | 0 | 0 | 0 | 0
DemandResponse | 0 | 0 | 0 | 0 | 0 | 0
IGCC-CCS | 0 | 0 | 0 | 0 | 0 | 0
WT_off | 0 | 0 | 0 | 0 | 0 | 0
PseudoUnit | 0 | 0 | 0 | 0 | 0 | 0
FixedInterchange | 0 | 0 | 0 | 0 | 0 | 0
Total Costs by Reporting Type: NYISO_G-I
ReportingType | 2015 | 2020 | 2025 | 2030 | 2035 | 2040
BM | 0 | 0 | 0 | 0 | 0 | 0
CC | 253.92 | 401.53 | 349.22 | 158.24 | 288.78 | 182.05
CSP | 0 | 0 | 0 | 0 | 0 | 0
CT | 0 | 0 | 0 | 0 | 0 | 0
Coal | 0 | 0 | 0 | 0 | 0 | 0
Geo | 0 | 0 | 0 | 0 | 0 | 0
H | 0.46 | 0.46 | 0.46 | 0.46 | 0.46 | 0.46
LFG | 7.73 | 7.73 | 7.73 | 31.62 | 31.62 | 31.62
Nuc | 466.19 | 495 | 477.19 | 479.96 | 579.96 | 1253.85
PS | 0 | 0 | 0 | 0 | 0 | 0
PV | 0 | 0 | 0 | 0 | 0 | 0
PeakG | 1.52 | 2.05 | 1.89 | 1.87 | 1.6 | 1.62
PeakO | 2.55 | 3.25 | 0 | 0 | 0 | 0
ST | 0 | 0 | 0 | 0 | 0 | 0
STOG | 0 | 0 | 0 | 0 | 0 | 0
STWD | 0 | 0 | 0 | 0 | 0 | 0
WT | 0 | 14.4 | 14.4 | 86.66 | 86.66 | 73.94
IGCC | 0 | 0 | 0 | 0 | 0 | 0
DemandResponse | 0 | 0 | 0 | 0 | 0 | 0
IGCC-CCS | 0 | 0 | 0 | 0 | 0 | 0
WT_off | 0 | 0 | 0 | 0 | 0 | 0
PseudoUnit | 0 | 0 | 0 | 0 | 0 | 0
FixedInterchange | 0 | 0 | 0 | 0 | 0 | 0
Total Costs by Reporting Type: NYISO_J-K
ReportingType | 2015 | 2020 | 2025 | 2030 | 2035 | 2040
BM | 0 | 0 | 0 | 0 | 0 | 0
CC | 1622.32 | 1786.95 | 1804.08 | 1529.56 | 1955.26 | 1136.32
CSP | 0 | 0 | 0 | 0 | 0 | 0
CT | 0 | 0 | 0 | 0 | 0 | 0
Coal | 0 | 0 | 0 | 0 | 0 | 0
Geo | 0 | 0 | 0 | 0 | 0 | 0
H | 0 | 0 | 0 | 0 | 0 | 0
LFG | 14.97 | 14.97 | 14.97 | 44.49 | 44.49 | 44.49
Nuc | 0.01 | 0.01 | 0.02 | 0.02 | 0.08 | 0.07
PS | 0 | 0 | 0 | 0 | 0 | 0
PV | 17.52 | 17.52 | 17.52 | 17.52 | 0.54 | 0.54
PeakG | 68 | 131.29 | 119.84 | 141.06 | 136.79 | 141.87
PeakO | 61.69 | 79.16 | 74.19 | 65.02 | 65.02 | 65.02
ST | 0 | 0 | 0 | 0 | 0 | 0
STOG | 161.17 | 169.01 | 90.35 | 77.36 | 69.01 | 1.29
STWD | 0 | 0 | 0 | 0 | 0 | 0
WT | 0 | 0 | 0 | 0 | 98.87 | 98.87
IGCC | 0 | 0 | 0 | 0 | 0 | 0
DemandResponse | 0 | 0 | 0 | 0 | 0 | 0
IGCC-CCS | 0 | 0 | 0 | 0 | 0 | 0
WT_off | 0 | 0 | 0 | 0 | 0 | 0
PseudoUnit | 0 | 0 | 0 | 0 | 0 | 0
FixedInterchange | 0 | 0 | 0 | 0 | 0 | 0
Total Costs by Reporting Type: PJM_E
ReportingType | 2015 | 2020 | 2025 | 2030 | 2035 | 2040
BM | 18.38 | 33.95 | 33.95 | 33.95 | 33.95 | 33.95
CC | 3413.9 | 4437.36 | 4450.93 | 4184.33 | 5008.9 | 3033.34
CSP | 0 | 0 | 0 | 0 | 0 | 0
CT | 2.48 | 2.97 | 3.52 | 0 | 0 | 0
Coal | 98.32 | 40.7 | 12.32 | 10.31 | 9.89 | 9.89
Geo | 0 | 0 | 0 | 0 | 0 | 0
H | 3.85 | 3.85 | 3.85 | 3.85 | 3.85 | 3.85
LFG | 59.08 | 105.92 | 105.92 | 103.73 | 103.73 | 73.06
Nuc | 1960.16 | 1864.06 | 1862.64 | 1873.72 | 1345.93 | 2395.82
PS | 9.5 | 9.5 | 9.5 | 9.5 | 9.5 | 9.5
PV | 11.79 | 11.79 | 11.79 | 11.79 | 0.32 | 0.32
PeakG | 82.44 | 198.63 | 184.83 | 183.91 | 157.53 | 181.69
PeakO | 75.92 | 100.78 | 0 | 0 | 0 | 0
ST | 0 | 0 | 0 | 0 | 0 | 0
STOG | 138.29 | 0 | 0 | 0 | 0 | 0
STWD | 0 | 0 | 0 | 0 | 0 | 0
WT | 332.76 | 332.76 | 332.76 | 332.76 | 32.65 | 32.65
IGCC | 0 | 0 | 0 | 0 | 0 | 0
DemandResponse | 0 | 0 | 0 | 0 | 0 | 0
IGCC-CCS | 0 | 0 | 0 | 0 | 0 | 0
WT_off | 0 | 0 | 599.06 | 599.06 | 599.06 | 599.06
PseudoUnit | 0 | 0 | 0 | 0 | 0 | 0
FixedInterchange | 0 | 0 | 0 | 0 | 0 | 0
Total Costs by Reporting Type: PJM_ROM
ReportingType | 2015 | 2020 | 2025 | 2030 | 2035 | 2040
BM | 10.14 | 19.49 | 19.49 | 19.49 | 19.49 | 19.49
CC | 1433.35 | 2030.92 | 2156.68 | 1654.74 | 1996.86 | 1342.34
CSP | 0 | 0 | 0 | 0 | 0 | 0
CT | 1.52 | 1.82 | 2.16 | 2.33 | 0 | 0
Coal | 652.15 | 144.44 | 14.66 | 11.68 | 11.17 | 11.17
Geo | 0 | 0 | 0 | 0 | 0 | 0
H | 19.83 | 19.83 | 253 | 253 | 253 | 253
LFG | 47.04 | 132.66 | 132.66 | 131.08 | 128.72 | 75.37
Nuc | 1163.94 | 1194.41 | 1192.35 | 1199.5 | 2096.89 | 7974.54
PS | 35.92 | 35.92 | 35.92 | 35.92 | 35.92 | 35.92
PV | 0.06 | 476.73 | 713.46 | 740.97 | 740.97 | 286.03
PeakG | 31.05 | 50.08 | 75.03 | 118.06 | 99.05 | 77.69
PeakO | 45.95 | 58.57 | 0 | 0 | 0 | 0
ST | 0 | 0 | 0 | 0 | 0 | 0
STOG | 212.19 | 0 | 0 | 0 | 0 | 0
STWD | 4.27 | 39.07 | 38.55 | 38.55 | 38.55 | 38.55
WT | 152.07 | 341.33 | 341.33 | 313.91 | 227.77 | 59.6
IGCC | 0 | 0 | 0 | 0 | 0 | 0
DemandResponse | 0 | 0 | 0 | 0 | 0 | 0
IGCC-CCS | 0 | 0 | 0 | 0 | 0 | 0
WT_off | 0 | 0 | 0 | 0 | 0 | 0
PseudoUnit | 0 | 0 | 0 | 0 | 0 | 0
FixedInterchange | 0 | 0 | 0 | 0 | 0 | 0
Total Costs by Reporting Type: PJM_ROR
ReportingType | 2015 | 2020 | 2025 | 2030 | 2035 | 2040
BM | 215.81 | 415.73 | 415.73 | 415.73 | 415.73 | 330.66
CC | 11973.75 | 15054.98 | 15168.49 | 15659.86 | 17004.06 | 8645.1
CSP | 0 | 0 | 0 | 0 | 0 | 0
CT | 2.85 | 3.68 | 3.77 | 4.09 | 0 | 0
Coal | 13905.04 | 7593.19 | 1745.57 | 1400.92 | 1575.06 | 1563.33
Geo | 0 | 0 | 0 | 0 | 0 | 0
H | 26.17 | 207.89 | 207.89 | 207.89 | 207.89 | 207.89
LFG | 76.9 | 240.73 | 240.73 | 235.07 | 229.01 | 127.69
Nuc | 4607.58 | 4731.16 | 4718.65 | 4541.22 | 6270.32 | 20316.65
PS | 73.14 | 73.14 | 73.14 | 73.14 | 73.14 | 73.14
PV | 0.35 | 0.35 | 0.35 | 0.35 | 0.35 | 0.35
PeakG | 403.7 | 792.93 | 1002.67 | 959.35 | 1037.66 | 0
PeakO | 48.69 | 65.15 | 0 | 0 | 0 | 0
ST | 0 | 0 | 0 | 0 | 0 | 0
STOG | 123.17 | 178.47 | 85.94 | 0 | 0 | 0
STWD | 9.11 | 114.87 | 113.43 | 85.03 | 113.43 | 113.43
WT | 2217.8 | 2263.14 | 3265.09 | 2478.24 | 1370.2 | 1330.23
IGCC | 0 | 0 | 0 | 0 | 0 | 0
DemandResponse | 0 | 0 | 0 | 0 | 0 | 0
IGCC-CCS | 0 | 0 | 0 | 0 | 0 | 0
WT_off | 0 | 0 | 0 | 0 | 0 | 0
PseudoUnit | 0 | 0 | 0 | 0 | 0 | 0
FixedInterchange | 0 | 0 | 0 | 0 | 0 | 0
Total Costs by Reporting Type: SOCO
ReportingType | 2015 | 2020 | 2025 | 2030 | 2035 | 2040
BM | 29.34 | 33.65 | 48.54 | 56.71 | 56.71 | 3085.88
CC | 10832.47 | 12874.98 | 13260.76 | 10337.48 | 4874.77 | 632.12
CSP | 0 | 0 | 0 | 0 | 0 | 0
CT | 0 | 0 | 0 | 0 | 0 | 0
Coal | 2889.99 | 1089.91 | 631.11 | 677.06 | 471.25 | 535.29
Geo | 0 | 0 | 0 | 0 | 0 | 0
H | 59.74 | 59.74 | 59.74 | 59.74 | 59.74 | 59.74
LFG | 4.47 | 4.47 | 37.19 | 37.19 | 37.19 | 37.19
Nuc | 1355.07 | 2993.98 | 3028.43 | 8890.41 | 15942.33 | 18473.19
PS | 39.76 | 39.76 | 39.76 | 39.76 | 39.76 | 39.76
PV | 0 | 0 | 0 | 0 | 0 | 0
PeakG | 235.07 | 590.87 | 281.24 | 0 | 0 | 0
PeakO | 0 | 0 | 0 | 0 | 0 | 0
ST | 0 | 0 | 0 | 0 | 0 | 0
STOG | 0 | 0 | 0 | 0 | 0 | 0
STWD | 43.96 | 86.49 | 112.64 | 318.43 | 425.48 | 271.07
WT | 0 | 0 | 0 | 0 | 0 | 0
IGCC | 0 | 0 | 0 | 0 | 0 | 0
DemandResponse | 0 | 0 | 0 | 0 | 0 | 0
IGCC-CCS | 0 | 0 | 0 | 0 | 0 | 0
WT_off | 0 | 0 | 0 | 0 | 0 | 0
PseudoUnit | 0 | 0 | 0 | 0 | 0 | 0
FixedInterchange | 0 | 0 | 0 | 0 | 0 | 0
Total Costs by Reporting Type: SPP_N
ReportingType | 2015 | 2020 | 2025 | 2030 | 2035 | 2040
BM | 0 | 0 | 0 | 0 | 0 | 0
CC | 210.05 | 140.42 | 144.22 | 130.8 | 125.24 | 102.12
CSP | 0 | 0 | 0 | 0 | 0 | 0
CT | 0 | 0 | 0 | 0 | 0 | 0
Coal | 3695.83 | 1057.36 | 188.09 | 142.36 | 142.36 | 142.36
Geo | 0 | 0 | 0 | 0 | 0 | 0
H | 0.3 | 0.3 | 0.3 | 0.3 | 0.3 | 0.3
LFG | 0.85 | 0.85 | 0.85 | 30.03 | 30.03 | 30.03
Nuc | 256.73 | 266.63 | 271.39 | 272.98 | 272.98 | 272.98
PS | 0 | 0 | 0 | 0 | 0 | 0
PV | 0 | 0 | 0 | 0 | 0 | 0
PeakG | 80.03 | 117.69 | 158.25 | 105.7 | 70.29 | 57.87
PeakO | 34.89 | 44.84 | 48.43 | 35.94 | 0 | 0
ST | 0 | 0 | 0 | 0 | 0 | 0
STOG | 0 | 0 | 0 | 0 | 0 | 0
STWD | 0 | 0 | 0 | 0 | 0 | 0
WT | 42.04 | 7055.79 | 9113.93 | 9598.34 | 15199.56 | 9030.88
IGCC | 0 | 0 | 0 | 0 | 0 | 0
DemandResponse | 0 | 0 | 0 | 0 | 0 | 0
IGCC-CCS | 0 | 0 | 0 | 0 | 0 | 0
WT_off | 0 | 0 | 0 | 0 | 0 | 0
PseudoUnit | 0 | 0 | 0 | 0 | 0 | 0
FixedInterchange | 0 | 0 | 0 | 0 | 0 | 0
Total Costs by Reporting Type: SPP_S
ReportingType | 2015 | 2020 | 2025 | 2030 | 2035 | 2040
BM | 0 | 0 | 0 | 0 | 0 | 0
CC | 2505.91 | 1142.35 | 1227.7 | 1025.35 | 1038.14 | 1034.74
CSP | 0 | 0 | 0 | 0 | 0 | 0
CT | 35.98 | 61.7 | 69.75 | 70.97 | 25.73 | 0
Coal | 5585.95 | 918.33 | 378.94 | 302.46 | 302.46 | 302.46
Geo | 0 | 0 | 0 | 0 | 0 | 0
H | 30.03 | 30.03 | 30.03 | 30.03 | 30.03 | 30.03
LFG | 2.29 | 2.29 | 2.29 | 31.48 | 31.48 | 31.48
Nuc | 0.01 | 0.01 | 0.02 | 0.02 | 0.03 | 0.05
PS | 10.59 | 10.59 | 10.59 | 10.59 | 10.59 | 10.59
PV | 0 | 0 | 0 | 0 | 0 | 0
PeakG | 60.2 | 87.93 | 98.81 | 105.91 | 82.32 | 159.14
PeakO | 3.36 | 4.54 | 4.76 | 3.63 | 0 | 0
ST | 0 | 0 | 0 | 0 | 0 | 0
STOG | 392.88 | 409.09 | 292.09 | 0 | 0 | 0
STWD | 5.57 | 6.08 | 7.44 | 10.08 | 13.55 | 34.38
WT | 183.43 | 7893.33 | 7893.33 | 10595.45 | 10502.81 | 3723.04
IGCC | 0 | 0 | 0 | 0 | 0 | 0
DemandResponse | 0 | 0 | 0 | 0 | 0 | 0
IGCC-CCS | 0 | 0 | 0 | 0 | 0 | 0
WT_off | 0 | 0 | 0 | 0 | 0 | 0
PseudoUnit | 0 | 0 | 0 | 0 | 0 | 0
FixedInterchange | 0 | 0 | 0 | 0 | 0 | 0
Total Costs by Reporting Type: TVA
ReportingType | 2015 | 2020 | 2025 | 2030 | 2035 | 2040
BM | 0 | 0 | 0 | 0 | 1852.83 | 1852.83
CC | 3227.08 | 5212.21 | 5320.2 | 5115.62 | 3456.19 | 665.13
CSP | 0 | 0 | 0 | 0 | 0 | 0
CT | 0 | 0 | 0 | 0 | 0 | 0
Coal | 3063.52 | 1251.38 | 21.19 | 0 | 0 | 0
Geo | 0 | 0 | 0 | 0 | 0 | 0
H | 72.8 | 72.8 | 72.8 | 82.09 | 82.09 | 82.09
LFG | 1.57 | 1.57 | 33.99 | 33.99 | 33.99 | 33.99
Nuc | 2533.71 | 2590.04 | 2579.4 | 2962.95 | 5367.36 | 9058.73
PS | 41.38 | 41.38 | 41.38 | 41.38 | 41.38 | 41.38
PV | 0 | 0 | 0 | 0 | 0 | 0
PeakG | 93.11 | 145.12 | 96.65 | 33.67 | 0 | 0
PeakO | 1.87 | 2.54 | 0 | 0 | 0 | 0
ST | 0 | 0 | 0 | 0 | 0 | 0
STOG | 0 | 0 | 0 | 0 | 0 | 0
STWD | 0.25 | 0.47 | 0.85 | 2.54 | 3 | 2.36
WT | 0.99 | 0.99 | 0.99 | 0.99 | 0.99 | 0.99
IGCC | 0 | 0 | 0 | 0 | 0 | 0
DemandResponse | 0 | 0 | 0 | 0 | 0 | 0
IGCC-CCS | 0 | 0 | 0 | 0 | 0 | 0
WT_off | 0 | 0 | 0 | 0 | 0 | 0
PseudoUnit | 0 | 0 | 0 | 0 | 0 | 0
FixedInterchange | 0 | 0 | 0 | 0 | 0 | 0
Total Costs by Reporting Type: TVA_Transmission
ReportingType | 2015 | 2020 | 2025 | 2030 | 2035 | 2040
BM | 0 | 0 | 0 | 0 | 0 | 0
CC | 0 | 0 | 0 | 0 | 0 | 0
CSP | 0 | 0 | 0 | 0 | 0 | 0
CT | 0 | 0 | 0 | 0 | 0 | 0
Coal | 0 | 0 | 0 | 0 | 0 | 0
Geo | 0 | 0 | 0 | 0 | 0 | 0
H | 0 | 0 | 0 | 0 | 0 | 0
LFG | 0 | 0 | 0 | 0 | 0 | 0
Nuc | 0 | 0 | 0 | 0 | 0 | 0
PS | 0 | 0 | 0 | 0 | 0 | 0
PV | 0 | 0 | 0 | 0 | 0 | 0
PeakG | 0 | 0 | 0 | 0 | 0 | 0
PeakO | 0 | 0 | 0 | 0 | 0 | 0
ST | 0 | 0 | 0 | 0 | 0 | 0
STOG | 0 | 0 | 0 | 0 | 0 | 0
STWD | 0 | 0 | 0 | 0 | 0 | 0
WT | 0 | 0 | 0 | 0 | 0 | 0
IGCC | 0 | 0 | 0 | 0 | 0 | 0
DemandResponse | 0 | 0 | 0 | 0 | 0 | 0
IGCC-CCS | 0 | 0 | 0 | 0 | 0 | 0
WT_off | 0 | 0 | 0 | 0 | 0 | 0
PseudoUnit | 0 | 0 | 0 | 0 | 0 | 0
FixedInterchange | 0 | 0 | 0 | 0 | 0 | 0
Total Costs by Reporting Type: VACAR
ReportingType | 2015 | 2020 | 2025 | 2030 | 2035 | 2040
BM | 0.93 | 10.16 | 427.15 | 427.15 | 6730.4 | 6730.4
CC | 6480.41 | 7453.82 | 7812.36 | 6843.69 | 5162.17 | 339.61
CSP | 0 | 0 | 0 | 0 | 0 | 0
CT | 66.44 | 95.9 | 82.34 | 0 | 0 | 0
Coal | 3257.22 | 1283.85 | 620.31 | 518.36 | 436.41 | 487.17
Geo | 0 | 0 | 0 | 0 | 0 | 0
H | 30.23 | 30.23 | 30.23 | 30.23 | 30.23 | 30.23
LFG | 7.71 | 40.25 | 40.25 | 40.25 | 40.18 | 20.68
Nuc | 2606.17 | 4424.34 | 4396.29 | 7360.93 | 9518.24 | 15020.12
PS | 62.1 | 62.1 | 62.1 | 62.1 | 62.1 | 62.1
PV | 0.24 | 40.66 | 40.66 | 40.66 | 40.66 | 2.26
PeakG | 146.08 | 284.01 | 170.98 | 0 | 0 | 0
PeakO | 36.13 | 46.34 | 0 | 0 | 0 | 0
ST | 0 | 0 | 0 | 0 | 0 | 0
STOG | 4.04 | 4.78 | 0 | 0 | 0 | 0
STWD | 173.41 | 175.67 | 173.58 | 168.78 | 173.58 | 110.69
WT | 0.22 | 838.93 | 838.93 | 838.93 | 838.73 | 98.34
IGCC | 0 | 0 | 0 | 0 | 0 | 0
DemandResponse | 0 | 0 | 0 | 0 | 0 | 0
IGCC-CCS | 0 | 0 | 0 | 0 | 0 | 0
WT_off | 0.59 | 0.59 | 0.59 | 0.59 | 0.05 | 0.05
PseudoUnit | 0 | 0 | 0 | 0 | 0 | 0
FixedInterchange | 0 | 0 | 0 | 0 | 0 | 0
Total Costs by Reporting Type: IESO
ReportingType | 2015 | 2020 | 2025 | 2030 | 2035 | 2040
BM | 177.6 | 178.55 | 180.58 | 180.58 | 196.8 | 311.98
CC | 654.45 | 633.31 | 272.14 | 222.46 | 288.11 | 99.3
CSP | 0 | 0 | 0 | 0 | 0 | 0
CT | 44.65 | 45.31 | 45.54 | 44.26 | 0 | 0
Coal | 0 | 0 | 0 | 0 | 0 | 0
Geo | 0 | 0 | 0 | 0 | 0 | 0
H | 123.83 | 123.83 | 123.83 | 123.83 | 226.24 | 226.24
LFG | 19.32 | 19.32 | 19.32 | 19.32 | 14.43 | 14.43
Nuc | 2990.3 | 3007.72 | 3062.19 | 3080.28 | 2836.57 | 3030.7
PS | 2.92 | 2.92 | 2.92 | 2.92 | 2.92 | 2.92
PV | 558.01 | 558.01 | 558.01 | 558.01 | 0.44 | 0.44
PeakG | 0 | 0 | 0 | 0 | 0 | 0
PeakO | 0 | 0 | 0 | 0 | 0 | 0
ST | 0 | 0 | 0 | 0 | 0 | 0
STOG | 0 | 0 | 0 | 0 | 0 | 0
STWD | 6.33 | 8.12 | 6.33 | 8.12 | 55.69 | 74.15
WT | 763.41 | 763.41 | 763.41 | 763.41 | 103.02 | 103.02
IGCC | 0 | 0 | 0 | 0 | 0 | 0
DemandResponse | 0 | 0 | 0 | 0 | 0 | 0
IGCC-CCS | 0 | 0 | 0 | 0 | 0 | 0
WT_off | 0 | 0 | 0 | 0 | 0 | 0
PseudoUnit | 0 | 0 | 0 | 0 | 0 | 0
FixedInterchange | 0 | 0 | 0 | 0 | 0 | 0
Total Costs by Reporting Type: MAPP_CA
ReportingType | 2015 | 2020 | 2025 | 2030 | 2035 | 2040
BM | 0 | 0 | 0 | 0 | 0 | 0
CC | 521.87 | 606.69 | 91.57 | 83.77 | 79.6 | 0
CSP | 0 | 0 | 0 | 0 | 0 | 0
CT | 0 | 0 | 0 | 0 | 0 | 0
Coal | 67.52 | 0 | 0 | 0 | 0 | 0
Geo | 0 | 0 | 0 | 0 | 0 | 0
H | 92.24 | 280.14 | 854.46 | 899.05 | 1700.53 | 1700.53
LFG | 0 | 0 | 0 | 0 | 0 | 0
Nuc | 0.01 | 0.01 | 0.01 | 0.01 | 0.02 | 0.02
PS | 0 | 0 | 0 | 0 | 0 | 0
PV | 0 | 0 | 0 | 0 | 0 | 0
PeakG | 14.79 | 23.79 | 0 | 0 | 0 | 0
PeakO | 0.09 | 0 | 0 | 0 | 0 | 0
ST | 0 | 0 | 0 | 0 | 0 | 0
STOG | 6.53 | 0 | 0 | 0 | 0 | 0
STWD | 0 | 0 | 0 | 0 | 0 | 0
WT | 105.14 | 105.14 | 105.14 | 105.14 | 9.42 | 9.42
IGCC | 0 | 0 | 0 | 0 | 0 | 0
DemandResponse | 0 | 0 | 0 | 0 | 0 | 0
IGCC-CCS | 0 | 0 | 0 | 0 | 0 | 0
WT_off | 0 | 0 | 0 | 0 | 0 | 0
PseudoUnit | 0 | 0 | 0 | 0 | 0 | 0
FixedInterchange | 0 | 0 | 0 | 0 | 0 | 0
Total Costs by Reporting Type: AZ_NM_SNV_Coal
ReportingType | 2015 | 2020 | 2025 | 2030 | 2035 | 2040
BM | 0 | 0 | 0 | 0 | 0 | 0
CC | 0 | 0 | 0 | 0 | 0 | 0
CSP | 0 | 0 | 0 | 0 | 0 | 0
CT | 0 | 0 | 0 | 0 | 0 | 0
Coal | 3833.22 | 2661.24 | 26.66 | 0 | 0 | 0
Geo | 0 | 0 | 0 | 0 | 0 | 0
H | 0 | 0 | 0 | 0 | 0 | 0
LFG | 0 | 0 | 0 | 0 | 0 | 0
Nuc | 0 | 0 | 0 | 0 | 0 | 0
PS | 0 | 0 | 0 | 0 | 0 | 0
PV | 0 | 0 | 0 | 0 | 0 | 0
PeakG | 0 | 0 | 0 | 0 | 0 | 0
PeakO | 0 | 0 | 0 | 0 | 0 | 0
ST | 0 | 0 | 0 | 0 | 0 | 0
STOG | 0 | 0 | 0 | 0 | 0 | 0
STWD | 0 | 0 | 0 | 0 | 0 | 0
WT | 0 | 0 | 0 | 0 | 0 | 0
IGCC | 0 | 0 | 0 | 0 | 0 | 0
DemandResponse | 0 | 0 | 0 | 0 | 0 | 0
IGCC-CCS | 0 | 0 | 0 | 0 | 0 | 0
WT_off | 0 | 0 | 0 | 0 | 0 | 0
PseudoUnit | 0 | 0 | 0 | 0 | 0 | 0
FixedInterchange | 0 | 0 | 0 | 0 | 0 | 0
Total Costs by Reporting Type: AZ_NM_SNV_Gas
ReportingType | 2015 | 2020 | 2025 | 2030 | 2035 | 2040
BM | 0 | 0 | 0 | 0 | 0 | 0
CC | 4249.58 | 4514.31 | 6511.11 | 2903.45 | 2112.51 | 2178.12
CSP | 0 | 0 | 0 | 0 | 0 | 0
CT | 68.63 | 71.55 | 85.81 | 80.6 | 0 | 0
Coal | 0 | 0 | 0 | 0 | 0 | 0
Geo | 0 | 0 | 0 | 0 | 0 | 0
H | 0 | 0 | 0 | 0 | 0 | 0
LFG | 0 | 0 | 0 | 0 | 0 | 0
Nuc | 0 | 0 | 0 | 0 | 0 | 0
PS | 0 | 0 | 0 | 0 | 0 | 0
PV | 0 | 0 | 0 | 0 | 0 | 0
PeakG | 53.11 | 64.09 | 0 | 0 | 0 | 0
PeakO | 0 | 0 | 0 | 0 | 0 | 0
ST | 0 | 0 | 0 | 0 | 0 | 0
STOG | 0 | 0 | 0 | 0 | 0 | 0
STWD | 0 | 0 | 0 | 0 | 0 | 0
WT | 0 | 0 | 0 | 0 | 0 | 0
IGCC | 0 | 0 | 0 | 0 | 0 | 0
DemandResponse | 0 | 0 | 17.65 | 7.46 | 1.5 | 9.27
IGCC-CCS | 0 | 0 | 0 | 0 | 0 | 0
WT_off | 0 | 0 | 0 | 0 | 0 | 0
PseudoUnit | 0 | 0 | 0 | 0 | 0 | 0
FixedInterchange | 0 | 0 | 0 | 0 | 0 | 0
Total Costs by Reporting Type: AZ_NM_SNV_NucRenew
ReportingType | 2015 | 2020 | 2025 | 2030 | 2035 | 2040
BM | 0 | 0 | 0 | 0 | 0 | 0
CC | 0 | 0 | 0 | 0 | 0 | 0
CSP | 0 | 0 | 0 | 0 | 0 | 0
CT | 0 | 0 | 0 | 0 | 0 | 0
Coal | 0 | 0 | 0 | 0 | 0 | 0
Geo | 0 | 0 | 608.13 | 608.13 | 608.13 | 608.13
H | 44.6 | 44.6 | 44.6 | 44.6 | 44.6 | 44.6
LFG | 0.85 | 0.85 | 19.64 | 19.64 | 19.64 | 19.64
Nuc | 810.72 | 895.93 | 912.19 | 4214.85 | 6011.07 | 6251.7
PS | 5.13 | 5.13 | 5.13 | 5.13 | 5.13 | 5.13
PV | 37.26 | 37.26 | 37.26 | 37.26 | 2.38 | 2.38
PeakG | 0 | 0 | 0 | 0 | 0 | 0
PeakO | 0 | 0 | 0 | 0 | 0 | 0
ST | 119.46 | 267.9 | 340.44 | 1620.01 | 1632.14 | 1560.26
STOG | 0 | 0 | 0 | 0 | 0 | 0
STWD | 12.81 | 13.02 | 12.82 | 12.82 | 12.82 | 12.82
WT | 31.87 | 1480.74 | 1480.74 | 1480.74 | 1466.46 | 189.09
IGCC | 0 | 0 | 0 | 0 | 0 | 0
DemandResponse | 0 | 0 | 0 | 0 | 0 | 0
IGCC-CCS | 0 | 0 | 0 | 0 | 0 | 0
WT_off | 0 | 0 | 0 | 0 | 0 | 0
PseudoUnit | 0 | 0 | 0 | 0 | 0 | 0
FixedInterchange | 0 | 0 | 0 | 0 | 0 | 0
Total Costs by Reporting Type: ERCOT
ReportingType | 2015 | 2020 | 2025 | 2030 | 2035 | 2040
BM | 73.97 | 76.66 | 80.42 | 148.83 | 3802.43 | 3305.11
CC | 14013.35 | 16098.63 | 15320.65 | 17013.75 | 11219.19 | 8001.53
CSP | 0 | 0 | 0 | 0 | 0 | 0
CT | 22.65 | 25.28 | 28.05 | 29.49 | 0 | 0
Coal | 3156.43 | 2464.68 | 1178.69 | 1295.51 | 1330.95 | 1390.83
Geo | 0 | 0 | 0 | 0 | 0 | 0
H | 8.05 | 8.05 | 8.05 | 8.05 | 8.05 | 8.05
LFG | 9.06 | 9.06 | 115.9 | 115.9 | 115.9 | 115.9
Nuc | 1007.36 | 1174.9 | 1203.03 | 2287.2 | 8595.15 | 11501
PS | 0 | 0 | 0 | 0 | 0 | 0
PV | 5.14 | 5.14 | 5.14 | 5.14 | 0.01 | 0.01
PeakG | 80.63 | 145.03 | 194.7 | 151.64 | 0 | 0
PeakO | 1.29 | 2 | 0 | 0 | 0 | 0
ST | 0 | 0 | 0 | 0 | 0 | 0
STOG | 823.4 | 745.24 | 49.9 | 0 | 0 | 0
STWD | 0 | 0 | 0 | 0 | 0 | 0
WT | 388.45 | 1429.34 | 4406.17 | 4406.17 | 4333.44 | 3422.03
IGCC | 0 | 0 | 0 | 0 | 0 | 0
DemandResponse | 0 | 3.47 | 67.89 | 66.55 | 65.38 | 64.22
IGCC-CCS | 0 | 0 | 0 | 0 | 0 | 0
WT_off | 0 | 0 | 0 | 0 | 0 | 0
PseudoUnit | 0 | 0 | 0 | 0 | 0 | 0
FixedInterchange | 0 | 0 | 0 | 0 | 0 | 0
Total Costs by Reporting Type: NP15
ReportingType | 2015 | 2020 | 2025 | 2030 | 2035 | 2040
BM | 0 | 0 | 0 | 0 | 0 | 0
CC | 3523.36 | 3697.69 | 3917.86 | 3315.91 | 820.75 | 74.66
CSP | 0 | 0 | 0 | 0 | 0 | 0
CT | 19.28 | 19.28 | 19.28 | 19.28 | 0 | 0
Coal | 96.03 | 0 | 0 | 0 | 0 | 0
Geo | 100.91 | 385.96 | 385.96 | 385.96 | 385.96 | 199.59
H | 125.7 | 125.7 | 125.7 | 125.7 | 125.7 | 125.7
LFG | 10.26 | 140.57 | 203.76 | 203.76 | 203.76 | 119.5
Nuc | 495.59 | 560.5 | 540.7 | 1571.66 | 2946.4 | 2946.4
PS | 53.58 | 53.58 | 53.58 | 53.58 | 53.58 | 53.58
PV | 3.68 | 3.68 | 3.68 | 3.68 | 0.89 | 0.89
PeakG | 56.04 | 82.34 | 52.54 | 54 | 7.45 | 8.25
PeakO | 10.26 | 13.08 | 0 | 0 | 0 | 0
ST | 14.46 | 14.46 | 14.46 | 14.46 | 32.61 | 32.61
STOG | 116.99 | 0 | 0 | 0 | 0 | 0
STWD | 265.97 | 269.53 | 131.99 | 266.24 | 266.24 | 266.24
WT | 66.32 | 970.87 | 970.87 | 970.65 | 2680.35 | 1868.5
IGCC | 0 | 0 | 0 | 0 | 0 | 0
DemandResponse | 0 | 0 | 0 | 0 | 0 | 0
IGCC-CCS | 0 | 0 | 0 | 0 | 0 | 0
WT_off | 0 | 0 | 0 | 0 | 0 | 0
PseudoUnit | 0 | 0 | 0 | 0 | 0 | 0
FixedInterchange | 0 | 0 | 0 | 0 | 0 | 0
Total Costs by Reporting Type: NWPP_Coal
ReportingType | 2015 | 2020 | 2025 | 2030 | 2035 | 2040
BM | 0 | 0 | 0 | 0 | 0 | 0
CC | 0 | 0 | 0 | 0 | 0 | 0
CSP | 0 | 0 | 0 | 0 | 0 | 0
CT | 0 | 0 | 0 | 0 | 0 | 0
Coal | 2927.02 | 2654.22 | 184.52 | 146.39 | 94.71 | 114.25
Geo | 0 | 0 | 0 | 0 | 0 | 0
H | 0 | 0 | 0 | 0 | 0 | 0
LFG | 0 | 0 | 0 | 0 | 0 | 0
Nuc | 0 | 0 | 0 | 0 | 0 | 0
PS | 0 | 0 | 0 | 0 | 0 | 0
PV | 0 | 0 | 0 | 0 | 0 | 0
PeakG | 0 | 0 | 0 | 0 | 0 | 0
PeakO | 0 | 0 | 0 | 0 | 0 | 0
ST | 0 | 0 | 0 | 0 | 0 | 0
STOG | 0 | 0 | 0 | 0 | 0 | 0
STWD | 0 | 0 | 0 | 0 | 0 | 0
WT | 0 | 0 | 0 | 0 | 0 | 0
IGCC | 0 | 0 | 0 | 0 | 0 | 0
DemandResponse | 0 | 0 | 0 | 0 | 0 | 0
IGCC-CCS | 0 | 0 | 0 | 0 | 0 | 0
WT_off | 0 | 0 | 0 | 0 | 0 | 0
PseudoUnit | 0 | 0 | 0 | 0 | 0 | 0
FixedInterchange | 0 | 0 | 0 | 0 | 0 | 0
Total Costs by Reporting Type: NWPP_Gas
ReportingType | 2015 | 2020 | 2025 | 2030 | 2035 | 2040
BM | 0 | 0 | 0 | 0 | 0 | 0
CC | 3067.79 | 4279.6 | 4572.62 | 2427.83 | 807.91 | 816.91
CSP | 0 | 0 | 0 | 0 | 0 | 0
CT | 14.02 | 14.02 | 14.02 | 14.02 | 0 | 0
Coal | 0 | 0 | 0 | 0 | 0 | 0
Geo | 0 | 0 | 0 | 0 | 0 | 0
H | 0 | 0 | 0 | 0 | 0 | 0
LFG | 0 | 0 | 0 | 0 | 0 | 0
Nuc | 0 | 0 | 0 | 0 | 0 | 0
PS | 0 | 0 | 0 | 0 | 0 | 0
PV | 0 | 0 | 0 | 0 | 0 | 0
PeakG | 0 | 0 | 0 | 0 | 0 | 0
PeakO | 0 | 0 | 0 | 0 | 0 | 0
ST | 0 | 0 | 0 | 0 | 0 | 0
STOG | 0 | 0 | 0 | 0 | 0 | 0
STWD | 0 | 0 | 0 | 0 | 0 | 0
WT | 0 | 0 | 0 | 0 | 0 | 0
IGCC | 0 | 0 | 0 | 0 | 0 | 0
DemandResponse | 0 | 0 | 0 | 0 | 0 | 0
IGCC-CCS | 0 | 0 | 0 | 0 | 0 | 0
WT_off | 0 | 0 | 0 | 0 | 0 | 0
PseudoUnit | 0 | 0 | 0 | 0 | 0 | 0
FixedInterchange | 0 | 0 | 0 | 0 | 0 | 0
Total Costs by Reporting Type: NWPP_NucRenew
ReportingType | 2015 | 2020 | 2025 | 2030 | 2035 | 2040
BM | 17.16 | 21.92 | 35.02 | 35.02 | 35.02 | 35.02
CC | 0 | 0 | 0 | 0 | 0 | 0
CSP | 0 | 0 | 0 | 0 | 0 | 0
CT | 0 | 0 | 0 | 0 | 0 | 0
Coal | 0 | 0 | 0 | 0 | 0 | 0
Geo | 67.62 | 71.12 | 249.96 | 249.96 | 225.09 | 222.9
H | 480.54 | 480.54 | 480.54 | 480.54 | 595.74 | 595.74
LFG | 20.56 | 20.56 | 96.02 | 96.02 | 91 | 91
Nuc | 256.71 | 258.17 | 262.7 | 1615.36 | 3827.98 | 3888.44
PS | 6.12 | 6.12 | 6.12 | 6.12 | 6.12 | 6.12
PV | 0.04 | 0.04 | 0.04 | 0.04 | 0.04 | 0.04
PeakG | 0 | 0 | 0 | 0 | 0 | 0
PeakO | 0 | 0 | 0 | 0 | 0 | 0
ST | 0 | 0 | 0 | 0 | 1.1 | 1.1
STOG | 0 | 0 | 0 | 0 | 0 | 0
STWD | 17.98 | 22.5 | 329.12 | 329.12 | 329.12 | 329.12
WT | 467.97 | 467.97 | 467.97 | 3991.27 | 3752.41 | 3752.41
IGCC | 0 | 0 | 0 | 0 | 0 | 0
DemandResponse | 0 | 0 | 0 | 0 | 0 | 0
IGCC-CCS | 0 | 0 | 0 | 0 | 0 | 0
WT_off | 0 | 0 | 0 | 0 | 0 | 0
PseudoUnit | 0 | 0 | 0 | 0 | 0 | 0
FixedInterchange | 0 | 0 | 0 | 0 | 0 | 0
Total Costs by Reporting Type: RMPA
ReportingType | 2015 | 2020 | 2025 | 2030 | 2035 | 2040
BM | 0 | 0 | 0 | 0 | 896.76 | 1884.84
CC | 491.17 | 741.53 | 1253.15 | 969.4 | 627.71 | 587.71
CSP | 0 | 0 | 0 | 0 | 0 | 0
CT | 16.21 | 16.21 | 16.77 | 16.21 | 0 | 0
Coal | 3082.36 | 2606.49 | 673.23 | 487.66 | 356.1 | 396.65
Geo | 0 | 7.43 | 1081.56 | 1081.56 | 1081.56 | 1076.92
H | 13.99 | 13.99 | 13.99 | 13.99 | 13.99 | 13.99
LFG | 1.17 | 1.17 | 10.12 | 10.12 | 9.84 | 9.84
Nuc | 0.01 | 0.01 | 230.3 | 1111.78 | 1111.81 | 1111.79
PS | 13.37 | 13.37 | 13.37 | 13.37 | 13.37 | 13.37
PV | 0.68 | 0.68 | 0.68 | 0.68 | 0.31 | 0.31
PeakG | 44.41 | 71.14 | 92.66 | 53.63 | 74.17 | 37.48
PeakO | 0 | 0 | 0 | 0 | 0 | 0
ST | 1.26 | 135.13 | 136.82 | 138.53 | 137.46 | 52.38
STOG | 0 | 0 | 0 | 0 | 0 | 0
STWD | 0 | 0 | 0 | 0 | 0 | 0
WT | 240.35 | 1109.69 | 1126.54 | 1143.75 | 989.48 | 220.66
IGCC | 0 | 0 | 0 | 0 | 0 | 0
DemandResponse | 0 | 0 | 0 | 0 | 0 | 0
IGCC-CCS | 0 | 0 | 0 | 0 | 0 | 0
WT_off | 0 | 0 | 0 | 0 | 0 | 0
PseudoUnit | 0 | 0 | 0 | 0 | 0 | 0
FixedInterchange | 0 | 0 | 0 | 0 | 0 | 0
Total Costs by Reporting Type: SP15
ReportingType | 2015 | 2020 | 2025 | 2030 | 2035 | 2040
BM | 6.8 | 6.8 | 6.8 | 6.8 | 6.8 | 492.74
CC | 4551.72 | 4459.93 | 4687.76 | 4788.22 | 2851.89 | 3409.87
CSP | 0 | 0 | 0 | 0 | 0 | 0
CT | 0 | 0 | 0 | 0 | 0 | 0
Coal | 82.25 | 55.13 | 2.92 | 0 | 0 | 0
Geo | 104.52 | 713.94 | 713.94 | 699.68 | 699.68 | 328.75
H | 16.57 | 16.57 | 16.57 | 16.57 | 16.57 | 16.57
LFG | 29.05 | 219.63 | 219.63 | 219.4 | 217.54 | 94.59
Nuc | 508.22 | 539.82 | 519.92 | 1430.84 | 3826.92 | 4101.3
PS | 34.19 | 34.19 | 34.19 | 34.19 | 34.19 | 34.19
PV | 3.49 | 3.49 | 3.49 | 3.49 | 1.87 | 1.87
PeakG | 76.73 | 115.28 | 143.34 | 137.24 | 134.47 | 155.63
PeakO | 1.47 | 1.91 | 0 | 0 | 0 | 0
ST | 220.08 | 220.08 | 220.08 | 220.08 | 116.63 | 116.63
STOG | 388.25 | 187.55 | 0 | 0 | 0 | 0
STWD | 68.43 | 69.39 | 61.84 | 68.5 | 68.5 | 68.5
WT | 264.36 | 931.49 | 3543.08 | 4086.16 | 3892.9 | 3292.87
IGCC | 0 | 0 | 0 | 0 | 0 | 0
DemandResponse | 0 | 0 | 0 | 0 | 0 | 0
IGCC-CCS | 0 | 0 | 0 | 0 | 0 | 0
WT_off | 0 | 0 | 0 | 0 | 0 | 0
PseudoUnit | 0 | 0 | 0 | 0 | 0 | 0
FixedInterchange | 0 | 0 | 0 | 0 | 0 | 0
Total Costs by Reporting Type: ALB
ReportingType | 2015 | 2020 | 2025 | 2030 | 2035 | 2040
BM | 0 | 0 | 0 | 0 | 0 | 0
CC | 981.08 | 1164.29 | 1436.86 | 120.21 | 26.02 | 0
CSP | 0 | 0 | 0 | 0 | 0 | 0
CT | 18.05 | 18.05 | 18.05 | 18.05 | 0 | 0
Coal | 2152.26 | 2681.67 | 3671.6 | 162.31 | 162.31 | 163.3
Geo | 0 | 0 | 0 | 0 | 0 | 0
H | 12.99 | 12.99 | 12.99 | 12.99 | 12.99 | 12.99
LFG | 1.21 | 1.21 | 1.21 | 1.21 | 1.21 | 1.21
Nuc | 0.01 | 0.01 | 0.02 | 6072.25 | 6346.24 | 6487.4
PS | 0 | 0 | 0 | 0 | 0 | 0
PV | 0 | 0 | 0 | 0 | 0 | 0
PeakG | 17.25 | 8.4 | 0 | 0 | 0 | 0
PeakO | 0 | 0 | 0 | 0 | 0 | 0
ST | 0 | 0 | 0 | 0 | 0 | 0
STOG | 0 | 0 | 0 | 0 | 0 | 0
STWD | 5.58 | 46.61 | 93.47 | 93.47 | 93.47 | 93.47
WT | 25.5 | 25.5 | 25.5 | 25.5 | 22.96 | 22.96
IGCC | 0 | 0 | 0 | 0 | 0 | 0
DemandResponse | 0 | 0 | 0 | 0 | 0 | 0
IGCC-CCS | 0 | 0 | 0 | 0 | 0 | 0
WT_off | 0 | 0 | 0 | 0 | 0 | 0
PseudoUnit | 0 | 0 | 0 | 0 | 0 | 0
FixedInterchange | 0 | 0 | 0 | 0 | 0 | 0
Total Costs by Reporting Type: BC
ReportingType | 2015 | 2020 | 2025 | 2030 | 2035 | 2040
BM | 0 | 0 | 0 | 0 | 0 | 0
CC | 423.45 | 487.12 | 577.13 | 632.29 | 99.27 | 0
CSP | 0 | 0 | 0 | 0 | 0 | 0
CT | 0 | 0 | 0 | 0 | 0 | 0
Coal | 0 | 0 | 0 | 0 | 0 | 0
Geo | 0 | 0 | 0 | 0 | 0 | 0
H | 173.22 | 173.22 | 173.22 | 173.22 | 173.22 | 173.22
LFG | 2.9 | 2.9 | 2.9 | 2.9 | 2.9 | 2.9
Nuc | 0.01 | 0.01 | 0.01 | 0.08 | 0.08 | 0.08
PS | 0 | 0 | 0 | 0 | 0 | 0
PV | 0 | 0 | 0 | 0 | 0 | 0
PeakG | 0 | 0 | 0 | 0 | 0 | 0
PeakO | 0 | 0 | 0 | 0 | 0 | 0
ST | 0 | 0 | 0 | 0 | 0 | 0
STOG | 0 | 0 | 0 | 0 | 0 | 0
STWD | 16.34 | 83.75 | 296.27 | 296.27 | 296.27 | 296.27
WT | 48.22 | 48.22 | 48.22 | 48.22 | 7.54 | 7.54
IGCC | 0 | 0 | 0 | 0 | 0 | 0
DemandResponse | 0 | 0 | 0 | 0 | 0 | 0
IGCC-CCS | 0 | 0 | 0 | 0 | 0 | 0
WT_off | 0 | 0 | 0 | 0 | 0 | 0
PseudoUnit | 0 | 0 | 0 | 0 | 0 | 0
FixedInterchange | 0 | 0 | 0 | 0 | 0 | 0
Total Costs by Reporting Type: HQ_IESO
ReportingType | 2015 | 2020 | 2025 | 2030 | 2035 | 2040
BM | 0 | 0 | 0 | 0 | 0 | 0
CC | 0 | 0 | 0 | 0 | 0 | 0
CSP | 0 | 0 | 0 | 0 | 0 | 0
CT | 0 | 0 | 0 | 0 | 0 | 0
Coal | 0 | 0 | 0 | 0 | 0 | 0
Geo | 0 | 0 | 0 | 0 | 0 | 0
H | 0 | 0 | 0 | 0 | 0 | 0
LFG | 0 | 0 | 0 | 0 | 0 | 0
Nuc | 0.01 | 0.01 | 0.01 | 0.01 | 0.02 | 0.05
PS | 0 | 0 | 0 | 0 | 0 | 0
PV | 0 | 0 | 0 | 0 | 0 | 0
PeakG | 0 | 0 | 0 | 0 | 0 | 0
PeakO | 0 | 0 | 0 | 0 | 0 | 0
ST | 0 | 0 | 0 | 0 | 0 | 0
STOG | 0 | 0 | 0 | 0 | 0 | 0
STWD | 0 | 0 | 0 | 0 | 0 | 0
WT | 0 | 0 | 0 | 0 | 0 | 0
IGCC | 0 | 0 | 0 | 0 | 0 | 0
DemandResponse | 0 | 0 | 0 | 0 | 0 | 0
IGCC-CCS | 0 | 0 | 0 | 0 | 0 | 0
WT_off | 0 | 0 | 0 | 0 | 0 | 0
PseudoUnit | 0 | 0 | 0 | 0 | 0 | 1159.07
FixedInterchange | 0 | 0 | 0 | 0 | 0 | 0
Total Costs by Reporting Type: HQ_NEISO
ReportingType | 2015 | 2020 | 2025 | 2030 | 2035 | 2040
BM | 0 | 0 | 0 | 0 | 0 | 0
CC | 0 | 0 | 0 | 0 | 0 | 0
CSP | 0 | 0 | 0 | 0 | 0 | 0
CT | 0 | 0 | 0 | 0 | 0 | 0
Coal | 0 | 0 | 0 | 0 | 0 | 0
Geo | 0 | 0 | 0 | 0 | 0 | 0
H | 0 | 0 | 0 | 0 | 0 | 0
LFG | 0 | 0 | 0 | 0 | 0 | 0
Nuc | 0.01 | 0.01 | 0.01 | 0.01 | 0.05 | 0.07
PS | 0 | 0 | 0 | 0 | 0 | 0
PV | 0 | 0 | 0 | 0 | 0 | 0
PeakG | 0 | 0 | 0 | 0 | 0 | 0
PeakO | 0 | 0 | 0 | 0 | 0 | 0
ST | 0 | 0 | 0 | 0 | 0 | 0
STOG | 0 | 0 | 0 | 0 | 0 | 0
STWD | 0 | 0 | 0 | 0 | 0 | 0
WT | 0 | 0 | 0 | 0 | 0 | 0
IGCC | 0 | 0 | 0 | 0 | 0 | 0
DemandResponse | 0 | 0 | 0 | 0 | 0 | 0
IGCC-CCS | 0 | 0 | 0 | 0 | 0 | 0
WT_off | 0 | 0 | 0 | 0 | 0 | 0
PseudoUnit | 0 | 0 | 0 | 0 | 0 | 638.65
FixedInterchange | 0 | 0 | 0 | 0 | 0 | 0
Total Costs by Reporting Type: HQ_NY
ReportingType | 2015 | 2020 | 2025 | 2030 | 2035 | 2040
BM | 0 | 0 | 0 | 0 | 0 | 0
CC | 0 | 0 | 0 | 0 | 0 | 0
CSP | 0 | 0 | 0 | 0 | 0 | 0
CT | 0 | 0 | 0 | 0 | 0 | 0
Coal | 0 | 0 | 0 | 0 | 0 | 0
Geo | 0 | 0 | 0 | 0 | 0 | 0
H | 0 | 0 | 0 | 0 | 0 | 0
LFG | 0 | 0 | 0 | 0 | 0 | 0
Nuc | 0.01 | 0.01 | 0.01 | 0.01 | 0.04 | 0.07
PS | 0 | 0 | 0 | 0 | 0 | 0
PV | 0 | 0 | 0 | 0 | 0 | 0
PeakG | 0 | 0 | 0 | 0 | 0 | 0
PeakO | 0 | 0 | 0 | 0 | 0 | 0
ST | 0 | 0 | 0 | 0 | 0 | 0
STOG | 0 | 0 | 0 | 0 | 0 | 0
STWD | 0 | 0 | 0 | 0 | 0 | 0
WT | 0 | 0 | 0 | 0 | 0 | 0
IGCC | 0 | 0 | 0 | 0 | 0 | 0
DemandResponse | 0 | 0 | 0 | 0 | 0 | 0
IGCC-CCS | 0 | 0 | 0 | 0 | 0 | 0
WT_off | 0 | 0 | 0 | 0 | 0 | 0
PseudoUnit | 0 | 0 | 0 | 0 | 541.75 | 1424.07
FixedInterchange | 0 | 0 | 0 | 0 | 0 | 0
Total Costs by Reporting Type: MARITIMES
ReportingType | 2015 | 2020 | 2025 | 2030 | 2035 | 2040
BM | 0 | 0 | 0 | 0 | 0 | 0
CC | 0 | 0 | 0 | 0 | 0 | 0
CSP | 0 | 0 | 0 | 0 | 0 | 0
CT | 0 | 0 | 0 | 0 | 0 | 0
Coal | 0 | 0 | 0 | 0 | 0 | 0
Geo | 0 | 0 | 0 | 0 | 0 | 0
H | 0 | 0 | 0 | 0 | 0 | 0
LFG | 0 | 0 | 0 | 0 | 0 | 0
Nuc | 0.01 | 0.01 | 0.01 | 0.01 | 0.05 | 0.07
PS | 0 | 0 | 0 | 0 | 0 | 0
PV | 0 | 0 | 0 | 0 | 0 | 0
PeakG | 0 | 0 | 0 | 0 | 0 | 0
PeakO | 0 | 0 | 0 | 0 | 0 | 0
ST | 0 | 0 | 0 | 0 | 0 | 0
STOG | 0 | 0 | 0 | 0 | 0 | 0
STWD | 0 | 0 | 0 | 0 | 0 | 0
WT | 0 | 0 | 0 | 0 | 0 | 0
IGCC | 0 | 0 | 0 | 0 | 0 | 0
DemandResponse | 0 | 0 | 0 | 0 | 0 | 0
IGCC-CCS | 0 | 0 | 0 | 0 | 0 | 0
WT_off | 0 | 0 | 0 | 0 | 0 | 0
PseudoUnit | 0 | 0 | 0 | 0 | 0 | 285.38
FixedInterchange | 0 | 0 | 0 | 0 | 0 | 0
Total Costs by Reporting Type: All
ReportingType | 2015 | 2020 | 2025 | 2030 | 2035 | 2040
BM | 829.44 | 1025.58 | 1402.86 | 1575.76 | 14326.23 | 19962.63
CC | 103137.96 | 130192.69 | 132771.86 | 110555.84 | 87961.71 | 48771.99
CSP | 0 | 0 | 0 | 0 | 0 | 0
CT | 635.39 | 830.27 | 869.55 | 713.79 | 25.92 | 1.03
Coal | 75334.33 | 38175.32 | 11869.1 | 7229.96 | 7145.23 | 7542.73
Geo | 277 | 1182.41 | 3043.51 | 3029.25 | 3004.37 | 2440.25
H | 1511 | 1982.14 | 3046.18 | 3101.08 | 4120.18 | 4120.18
LFG | 541.97 | 1191.67 | 1887.66 | 2112.66 | 2080.14 | 1668.1
Nuc | 27257.77 | 31456.47 | 32965.73 | 68693.93 | 99922.53 | 142066.88
PS | 517.25 | 517.25 | 517.25 | 517.25 | 517.25 | 517.25
PV | 639.15 | 1365.81 | 1651.83 | 1679.34 | 1048.42 | 354.79
PeakG | 2294.2 | 4185.58 | 3622.25 | 2821.58 | 2538.13 | 1663.47
PeakO | 515.18 | 603.9 | 302.73 | 114.36 | 65.02 | 65.02
ST | 355.26 | 637.57 | 711.79 | 1993.08 | 1919.94 | 1762.97
STOG | 2693.22 | 2114.48 | 547.43 | 77.36 | 69.01 | 1.29
STWD | 1022.53 | 1194.65 | 1620.06 | 2064.66 | 2847.96 | 2554.97
WT | 8135.22 | 34908.91 | 57751.3 | 74081.11 | 81774.43 | 58180.6
IGCC | 464.42 | 500.74 | 303.73 | 254.08 | 245.48 | 245.48
DemandResponse | 0 | 3.47 | 85.54 | 74.01 | 66.88 | 73.5
IGCC-CCS | 0 | 0 | 0 | 0 | 0 | 0
WT_off | 308.81 | 308.81 | 907.86 | 907.86 | 624.09 | 624.09
PseudoUnit | 0 | 0 | 0 | 0 | 541.75 | 3507.17
FixedInterchange | 0 | 0 | 0 | 0 | 0 | 0
Total Costs by Reporting Type: EI_US
ReportingType | 2015 | 2020 | 2025 | 2030 | 2035 | 2040
BM | 553.91 | 741.65 | 1100.05 | 1204.54 | 9388.42 | 13932.93
CC | 70660.15 | 93509.61 | 94130.99 | 78078.55 | 69028.76 | 33603.89
CSP | 0 | 0 | 0 | 0 | 0 | 0
CT | 431.89 | 620.56 | 642.03 | 491.87 | 25.92 | 1.03
Coal | 59937.24 | 25051.89 | 6131.48 | 5138.09 | 5201.16 | 5477.71
Geo | 3.95 | 3.95 | 3.95 | 3.95 | 3.95 | 3.95
H | 419.29 | 702.52 | 1192.24 | 1202.56 | 1202.56 | 1202.56
LFG | 447.6 | 776.41 | 1199.17 | 1424.4 | 1403.92 | 1199.08
Nuc | 21188.81 | 25019.37 | 26234.65 | 47309.59 | 64420.27 | 102747.99
PS | 401.94 | 401.94 | 401.94 | 401.94 | 401.94 | 401.94
PV | 30.85 | 757.51 | 1043.52 | 1071.03 | 1042.48 | 348.84
PeakG | 1951.23 | 3675.51 | 3139.02 | 2425.08 | 2322.03 | 1462.1
PeakO | 502.07 | 586.9 | 302.73 | 114.36 | 65.02 | 65.02
ST | 0 | 0 | 0 | 0 | 0 | 0
STOG | 1358.05 | 1181.69 | 497.53 | 77.36 | 69.01 | 1.29
STWD | 629.1 | 681.75 | 688.21 | 990.11 | 1725.84 | 1414.39
WT | 5733.61 | 27576.53 | 44813.66 | 57060.09 | 64516.45 | 45292.09
IGCC | 464.42 | 500.74 | 303.73 | 254.08 | 245.48 | 245.48
DemandResponse | 0 | 0 | 0 | 0 | 0 | 0
IGCC-CCS | 0 | 0 | 0 | 0 | 0 | 0
WT_off | 308.81 | 308.81 | 907.86 | 907.86 | 624.09 | 624.09
PseudoUnit | 0 | 0 | 0 | 0 | 541.75 | 2348.11
FixedInterchange | 0 | 0 | 0 | 0 | 0 | 0
Total Costs by Reporting Type: EI_Canada
ReportingType | 2015 | 2020 | 2025 | 2030 | 2035 | 2040
BM | 177.6 | 178.55 | 180.58 | 180.58 | 196.8 | 311.98
CC | 1176.31 | 1240 | 363.72 | 306.23 | 367.71 | 99.3
CSP | 0 | 0 | 0 | 0 | 0 | 0
CT | 44.65 | 45.31 | 45.54 | 44.26 | 0 | 0
Coal | 67.52 | 0 | 0 | 0 | 0 | 0
Geo | 0 | 0 | 0 | 0 | 0 | 0
H | 216.06 | 403.97 | 978.29 | 1022.87 | 1926.77 | 1926.77
LFG | 19.32 | 19.32 | 19.32 | 19.32 | 14.43 | 14.43
Nuc | 2990.32 | 3007.74 | 3062.22 | 3080.31 | 2836.6 | 3030.78
PS | 2.92 | 2.92 | 2.92 | 2.92 | 2.92 | 2.92
PV | 558.01 | 558.01 | 558.01 | 558.01 | 0.44 | 0.44
PeakG | 14.79 | 23.79 | 0 | 0 | 0 | 0
PeakO | 0.09 | 0 | 0 | 0 | 0 | 0
ST | 0 | 0 | 0 | 0 | 0 | 0
STOG | 6.53 | 0 | 0 | 0 | 0 | 0
STWD | 6.33 | 8.12 | 6.33 | 8.12 | 55.69 | 74.15
WT | 868.55 | 868.55 | 868.55 | 868.55 | 112.43 | 112.43
IGCC | 0 | 0 | 0 | 0 | 0 | 0
DemandResponse | 0 | 0 | 0 | 0 | 0 | 0
IGCC-CCS | 0 | 0 | 0 | 0 | 0 | 0
WT_off | 0 | 0 | 0 | 0 | 0 | 0
PseudoUnit | 0 | 0 | 0 | 0 | 0 | 1159.07
FixedInterchange | 0 | 0 | 0 | 0 | 0 | 0
Total Costs by Reporting Type: EI
ReportingType | 2015 | 2020 | 2025 | 2030 | 2035 | 2040
BM | 731.51 | 920.2 | 1280.62 | 1385.11 | 9585.22 | 14244.92
CC | 71836.47 | 94749.6 | 94494.71 | 78384.78 | 69396.47 | 33703.2
CSP | 0 | 0 | 0 | 0 | 0 | 0
CT | 476.54 | 665.87 | 687.57 | 536.13 | 25.92 | 1.03
Coal | 60004.76 | 25051.89 | 6131.48 | 5138.09 | 5201.16 | 5477.71
Geo | 3.95 | 3.95 | 3.95 | 3.95 | 3.95 | 3.95
H | 635.35 | 1106.49 | 2170.53 | 2225.43 | 3129.33 | 3129.33
LFG | 466.92 | 795.73 | 1218.49 | 1443.71 | 1418.35 | 1213.51
Nuc | 24179.13 | 28027.11 | 29296.87 | 50389.91 | 67256.87 | 105778.76
PS | 404.86 | 404.86 | 404.86 | 404.86 | 404.86 | 404.86
PV | 588.85 | 1315.52 | 1601.53 | 1629.04 | 1042.92 | 349.29
PeakG | 1966.03 | 3699.3 | 3139.02 | 2425.08 | 2322.03 | 1462.1
PeakO | 502.16 | 586.9 | 302.73 | 114.36 | 65.02 | 65.02
ST | 0 | 0 | 0 | 0 | 0 | 0
STOG | 1364.58 | 1181.69 | 497.53 | 77.36 | 69.01 | 1.29
STWD | 635.43 | 689.87 | 694.55 | 998.23 | 1781.53 | 1488.54
WT | 6602.17 | 28445.08 | 45682.21 | 57928.64 | 64628.88 | 45404.53
IGCC | 464.42 | 500.74 | 303.73 | 254.08 | 245.48 | 245.48
DemandResponse | 0 | 0 | 0 | 0 | 0 | 0
IGCC-CCS | 0 | 0 | 0 | 0 | 0 | 0
WT_off | 308.81 | 308.81 | 907.86 | 907.86 | 624.09 | 624.09
PseudoUnit | 0 | 0 | 0 | 0 | 541.75 | 3507.17
FixedInterchange | 0 | 0 | 0 | 0 | 0 | 0
Total Costs by Reporting Type: Outside_EI
ReportingType | 2015 | 2020 | 2025 | 2030 | 2035 | 2040
BM | 97.93 | 105.38 | 122.24 | 190.65 | 4741.01 | 5717.72
CC | 31301.49 | 35443.09 | 38277.15 | 32171.06 | 18565.24 | 15068.79
CSP | 0 | 0 | 0 | 0 | 0 | 0
CT | 158.85 | 164.4 | 181.99 | 177.66 | 0 | 0
Coal | 15329.57 | 13123.43 | 5737.62 | 2091.87 | 1944.07 | 2065.03
Geo | 273.05 | 1178.46 | 3039.56 | 3025.3 | 3000.42 | 2436.3
H | 875.65 | 875.65 | 875.65 | 875.65 | 990.86 | 990.86
LFG | 75.05 | 395.94 | 669.18 | 668.95 | 661.79 | 454.58
Nuc | 3078.63 | 3429.35 | 3668.86 | 18304.02 | 32665.66 | 36288.12
PS | 112.39 | 112.39 | 112.39 | 112.39 | 112.39 | 112.39
PV | 50.3 | 50.3 | 50.3 | 50.3 | 5.51 | 5.51
PeakG | 328.17 | 486.28 | 483.23 | 396.5 | 216.09 | 201.36
PeakO | 13.02 | 17 | 0 | 0 | 0 | 0
ST | 355.26 | 637.57 | 711.79 | 1993.08 | 1919.94 | 1762.97
STOG | 1328.64 | 932.79 | 49.9 | 0 | 0 | 0
STWD | 387.1 | 504.78 | 925.51 | 1066.43 | 1066.43 | 1066.43
WT | 1533.05 | 6463.83 | 12069.09 | 16152.47 | 17145.55 | 12776.07
IGCC | 0 | 0 | 0 | 0 | 0 | 0
DemandResponse | 0 | 3.47 | 85.54 | 74.01 | 66.88 | 73.5
IGCC-CCS | 0 | 0 | 0 | 0 | 0 | 0
WT_off | 0 | 0 | 0 | 0 | 0 | 0
PseudoUnit | 0 | 0 | 0 | 0 | 0 | 0
FixedInterchange | 0 | 0 | 0 | 0 | 0 | 0
#15 A | RPS Generation Compliance Payments ($)
RPS Program | 2015 | 2020 | 2025 | 2030 | 2035 | 2040
NEISO | 0 | 0 | 0 | 0 | 0 | 0
CA | 1498.87 | 0 | 0 | 0 | 0 | 0
NWPP | 0 | 0 | 0 | 0 | 0 | 0
PJM | 0 | 153.22 | 0 | 0 | 0 | 0
US_EI | 0 | 0 | 0 | 0 | 0 | 0
US_WECC | 0 | 0 | 0 | 0 | 0 | 0
US_ERCOT | 0 | 0 | 0 | 0 | 0 | 0
PJM_Solar | 357.15 | 0 | 0 | 0 | 0 | 0
MA_Solar | 148.48 | 0 | 0 | 0 | 0 | 0
NH_Solar | 10.01 | 0 | 0 | 0 | 0 | 0
MRETS_Solar | 0 | 0 | 0 | 0 | 0 | 0
AZNMSNV | 208.15 | 0 | 0 | 0 | 0 | 0
AZNMSNV_Solar | 48.02 | 0 | 0 | 0 | 0 | 0
MRETS | 0 | 0 | 0 | 0 | 0 | 0
MI | 28.12 | 0 | 0 | 0 | 0 | 0
Ohio | 0 | 0 | 0 | 0 | 0 | 0
Ohio_Solar | 54.6 | 0 | 0 | 0 | 0 | 0
MOKSOKNE | 125.09 | 0 | 0 | 0 | 0 | 0
MO_Solar | 28.06 | 0 | 0 | 0 | 0 | 0
NC | 703.4 | 0 | 0 | 0 | 0 | 0
NC_Solar | 24.37 | 0 | 0 | 0 | 0 | 0
CO | 18.63 | 0 | 0 | 0 | 0 | 0
CO_Solar | 182.4 | 0 | 0 | 0 | 0 | 0
NY | 2.25 | 0 | 0 | 0 | 0 | 0
TX | 0 | 0 | 0 | 0 | 0 | 0
#15 B | RPS Capacity Compliance Payments ($)
RPS Program | 2015 | 2020 | 2025 | 2030 | 2035 | 2040
NEISO | 0 | 0 | 0 | 0 | 0 | 0
CA | 0 | 0 | 0 | 0 | 0 | 0
NWPP | 0 | 0 | 0 | 0 | 0 | 0
PJM | 0 | 0 | 0 | 0 | 0 | 0
US_EI | 0 | 0 | 0 | 0 | 0 | 0
US_WECC | 0 | 0 | 0 | 0 | 0 | 0
US_ERCOT | 0 | 0 | 0 | 0 | 0 | 0
PJM_Solar | 0 | 0 | 0 | 0 | 0 | 0
MA_Solar | 0 | 0 | 0 | 0 | 0 | 0
NH_Solar | 0 | 0 | 0 | 0 | 0 | 0
MRETS_Solar | 0 | 0 | 0 | 0 | 0 | 0
AZNMSNV | 0 | 0 | 0 | 0 | 0 | 0
AZNMSNV_Solar | 0 | 0 | 0 | 0 | 0 | 0
MRETS | 0 | 0 | 0 | 0 | 0 | 0
MI | 0 | 0 | 0 | 0 | 0 | 0
Ohio | 0 | 0 | 0 | 0 | 0 | 0
Ohio_Solar | 0 | 0 | 0 | 0 | 0 | 0
MOKSOKNE | 0 | 0 | 0 | 0 | 0 | 0
MO_Solar | 0 | 0 | 0 | 0 | 0 | 0
NC | 0 | 0 | 0 | 0 | 0 | 0
NC_Solar | 0 | 0 | 0 | 0 | 0 | 0
CO | 0 | 0 | 0 | 0 | 0 | 0
CO_Solar | 0 | 0 | 0 | 0 | 0 | 0
NY | 0 | 0 | 0 | 0 | 0 | 0
TX | 0 | 0 | 0 | 0 | 0 | 0
#16a | Transmission Costs ($million) [excludes shadow cost]
Transmission Costs: Entergy
Cost | 2015 | 2020 | 2025 | 2030 | 2035 | 2040
a. Wheel Share | 3.63 | 80.13 | 328.81 | 729.47 | 1416.45 | 1473.98
b. Friction Share | 6.04 | 60.83 | 98.75 | 120.22 | 154.94 | 168.89
Transmission Costs: FRCC
Cost | 2015 | 2020 | 2025 | 2030 | 2035 | 2040
a. Wheel Share | 2.39 | 3.41 | 4.7 | 1.08 | 6.9 | 33.9
b. Friction Share | 2.39 | 3.41 | 4.93 | 1.08 | 7.14 | 40.78
Transmission Costs: MAPP_US
Cost | 2015 | 2020 | 2025 | 2030 | 2035 | 2040
a. Wheel Share | 4.39 | 35.86 | 41.63 | 44.45 | 50.72 | 93.35
b. Friction Share | 3.14 | 25.81 | 30.67 | 32.79 | 38.89 | 58.1
Transmission Costs: MISO_IN
Cost | 2015 | 2020 | 2025 | 2030 | 2035 | 2040
a. Wheel Share | 2.06 | 9.35 | 39.71 | 40.27 | 140.94 | 83.08
b. Friction Share | 3.45 | 16.05 | 25.39 | 28.74 | 21.15 | 17.28
Transmission Costs: MISO_MI
Cost | 2015 | 2020 | 2025 | 2030 | 2035 | 2040
a. Wheel Share | 17.73 | 45.77 | 62.65 | 79.13 | 199.68 | 532.09
b. Friction Share | 39.02 | 59.6 | 46.03 | 49.54 | 66.61 | 108.56
Transmission Costs: MISO_MO-IL
Cost | 2015 | 2020 | 2025 | 2030 | 2035 | 2040
a. Wheel Share | 0.41 | 15.62 | 33.03 | 105.43 | 1729.16 | 2066.64
b. Friction Share | 2.12 | 21.48 | 35.14 | 56.32 | 211.34 | 230.8
Transmission Costs: MISO_W
Cost | 2015 | 2020 | 2025 | 2030 | 2035 | 2040
a. Wheel Share | 5.55 | 78.71 | 579.49 | 1717.5 | 2167.08 | 1790.43
b. Friction Share | 7.52 | 64.96 | 158.78 | 252.86 | 196.19 | 147.97
Transmission Costs: MISO_WUMS
Cost | 2015 | 2020 | 2025 | 2030 | 2035 | 2040
a. Wheel Share | 0.47 | 0.59 | 15.19 | 9.11 | 65.27 | 501.96
b. Friction Share | 6.7 | 7.3 | 14.1 | 9.82 | 9.99 | 14.24
Transmission Costs: Nebraska
Cost | 2015 | 2020 | 2025 | 2030 | 2035 | 2040
a. Wheel Share | 2.82 | 38.75 | 80.33 | 91.77 | 17.18 | 26.02
b. Friction Share | 1.92 | 29.6 | 46.4 | 52.3 | 24.71 | 37.06
Transmission Costs: NEISO
Cost | 2015 | 2020 | 2025 | 2030 | 2035 | 2040
a. Wheel Share | 0.95 | 2.87 | 7.02 | 7.87 | 129.17 | 125.4
b. Friction Share | 4.24 | 6.31 | 17.14 | 19.51 | 31.18 | 46.4
Transmission Costs: NonRTO_Midwest
Cost | 2015 | 2020 | 2025 | 2030 | 2035 | 2040
a. Wheel Share | 1.87 | 7.58 | 39.69 | 38.34 | 16.16 | 14.52
b. Friction Share | 1.12 | 4.55 | 23.81 | 23 | 10.59 | 10.46
Transmission Costs: NYISO_A-F
Cost | 2015 | 2020 | 2025 | 2030 | 2035 | 2040
a. Wheel Share | 24.27 | 27.71 | 25.72 | 36.83 | 62.43 | 66.98
b. Friction Share | 39.91 | 40.58 | 44.04 | 46.37 | 41.59 | 38.75
Transmission Costs: NYISO_G-I
Cost | 2015 | 2020 | 2025 | 2030 | 2035 | 2040
a. Wheel Share | 6.1 | 14.57 | 26.01 | 10.43 | 7.36 | 55.51
b. Friction Share | 2.72 | 5.88 | 12.94 | 9.55 | 10.58 | 16.06
Transmission Costs: NYISO_J-K
Cost | 2015 | 2020 | 2025 | 2030 | 2035 | 2040
a. Wheel Share | 1.32 | 2.8 | 8.63 | 9.33 | 129.61 | 137.87
b. Friction Share | 2.69 | 3.87 | 12.84 | 12.56 | 21.58 | 38.56
Transmission Costs: PJM_E
Cost | 2015 | 2020 | 2025 | 2030 | 2035 | 2040
a. Wheel Share | 1.78 | 8.34 | 27.52 | 6.16 | 4.32 | 25.65
b. Friction Share | 1.51 | 4.03 | 10.47 | 4.72 | 2.91 | 15.67
Transmission Costs: PJM_ROM
Cost | 2015 | 2020 | 2025 | 2030 | 2035 | 2040
a. Wheel Share | 5.42 | 3.72 | 10.42 | 15.02 | 53.01 | 23.41
b. Friction Share | 1 | 2.57 | 4.3 | 6.11 | 13.65 | 12.3
Transmission Costs: PJM_ROR
Cost | 2015 | 2020 | 2025 | 2030 | 2035 | 2040
a. Wheel Share | 29.85 | 37.43 | 537.76 | 1516.48 | 2113.5 | 1190.79
b. Friction Share | 38.9 | 60.64 | 159.83 | 210.4 | 202.94 | 171.67
Transmission Costs: SOCO
Cost | 2015 | 2020 | 2025 | 2030 | 2035 | 2040
a. Wheel Share | 8.92 | 19.62 | 25.94 | 14.83 | 16.47 | 71.39
b. Friction Share | 12.75 | 24.2 | 35.91 | 24.21 | 22.05 | 87.9
Transmission Costs: SPP_N
Cost | 2015 | 2020 | 2025 | 2030 | 2035 | 2040
a. Wheel Share | 2.5 | 80.93 | 338.68 | 151 | 2462.61 | 2549.07
b. Friction Share | 1.63 | 64.69 | 97.38 | 93 | 256.98 | 245.26
Transmission Costs: SPP_S
Cost | 2015 | 2020 | 2025 | 2030 | 2035 | 2040
a. Wheel Share | 1.09 | 16.46 | 19.53 | 687.78 | 493.73 | 485.44
b. Friction Share | 1.27 | 18.28 | 19.32 | 83.12 | 54.33 | 50.73
Transmission Costs: TVA
Cost | 2015 | 2020 | 2025 | 2030 | 2035 | 2040
a. Wheel Share | 1.98 | 2.93 | 0 | 0.12 | 0.45 | 1.01
b. Friction Share | 1.92 | 2.42 | 0.1 | 0.28 | 0.68 | 1.16
Transmission Costs: TVA_Transmission
Cost | 2015 | 2020 | 2025 | 2030 | 2035 | 2040
a. Wheel Share | 2.14 | 18.85 | 36.68 | 48.6 | 50.85 | 57.4
b. Friction Share | 2.12 | 19.03 | 31.6 | 34.88 | 37.51 | 45.49
Transmission Costs: VACAR
Cost | 2015 | 2020 | 2025 | 2030 | 2035 | 2040
a. Wheel Share | 24.45 | 28.21 | 41.38 | 36.99 | 11.21 | 20.38
b. Friction Share | 25.41 | 23.41 | 38.13 | 36.73 | 18.36 | 25.18
Transmission Costs: IESO
Cost | 2015 | 2020 | 2025 | 2030 | 2035 | 2040
a. Wheel Share | 40.22 | 75.66 | 65.58 | 93.8 | 169.43 | 617.15
b. Friction Share | 85.04 | 103.86 | 89.93 | 92.92 | 85.08 | 141.26
Transmission Costs: MAPP_CA
Cost | 2015 | 2020 | 2025 | 2030 | 2035 | 2040
a. Wheel Share | 3.15 | 6.79 | 5.79 | 7.84 | 30.77 | 78.51
b. Friction Share | 5.07 | 8.23 | 6.36 | 7.6 | 2.4 | 18.22
Transmission Costs: AZ_NM_SNV_Coal
Cost | 2015 | 2020 | 2025 | 2030 | 2035 | 2040
a. Wheel Share | 21.02 | 20.55 | 16.94 | 1.29 | 7.86 | 10.46
b. Friction Share | 35.49 | 34.88 | 29.08 | 2.97 | 13.94 | 18.27
Transmission Costs: AZ_NM_SNV_Gas
Cost | 2015 | 2020 | 2025 | 2030 | 2035 | 2040
a. Wheel Share | 21.61 | 4.98 | 5.14 | 3.85 | 1.58 | 0.75
b. Friction Share | 36.33 | 8.63 | 9.05 | 6.57 | 2.71 | 1.32
Transmission Costs: AZ_NM_SNV_NucRenew
Cost | 2015 | 2020 | 2025 | 2030 | 2035 | 2040
a. Wheel Share | 25.22 | 15.91 | 16.16 | 17.03 | 19.42 | 20.07
b. Friction Share | 42.19 | 26.82 | 27.31 | 29.04 | 33.12 | 34.23
Transmission Costs: ERCOT
Cost | 2015 | 2020 | 2025 | 2030 | 2035 | 2040
a. Wheel Share | 0.24 | 4.54 | 5.68 | 6.45 | 6.58 | 6.58
b. Friction Share | 0.36 | 6.81 | 8.59 | 9.67 | 9.86 | 9.87
Transmission Costs: NP15
Cost | 2015 | 2020 | 2025 | 2030 | 2035 | 2040
a. Wheel Share | 2.05 | 1.14 | 1.58 | 1.18 | 1.8 | 3.85
b. Friction Share | 3.47 | 2.01 | 2.75 | 2.07 | 3.09 | 6.47
Transmission Costs: NWPP_Coal
Cost | 2015 | 2020 | 2025 | 2030 | 2035 | 2040
a. Wheel Share | 29.36 | 28.01 | 30.15 | 8.65 | 31.25 | 47.44
b. Friction Share | 50.19 | 48 | 51.63 | 15.87 | 53.56 | 80.53
Transmission Costs: NWPP_Gas
Cost | 2015 | 2020 | 2025 | 2030 | 2035 | 2040
a. Wheel Share | 0 | 0 | 0 | 0 | 0 | 0
b. Friction Share | 0.3 | 0.36 | 0.36 | 0.15 | 0.03 | 0.03
Transmission Costs: NWPP_NucRenew
Cost | 2015 | 2020 | 2025 | 2030 | 2035 | 2040
a. Wheel Share | 0 | 0 | 0 | 0 | 0 | 0
b. Friction Share | 0.96 | 0.97 | 1.02 | 1.3 | 1.44 | 1.44
Transmission Costs: RMPA
Cost | 2015 | 2020 | 2025 | 2030 | 2035 | 2040
a. Wheel Share | 2.37 | 8.79 | 11.6 | 10.14 | 11.08 | 12.73
b. Friction Share | 2.22 | 10.58 | 13.99 | 11.63 | 13.15 | 17.74
Transmission Costs: SP15
Cost | 2015 | 2020 | 2025 | 2030 | 2035 | 2040
a. Wheel Share | 93.05 | 63.98 | 29.33 | 25.67 | 33.36 | 37.56
b. Friction Share | 155.13 | 106.73 | 48.98 | 42.88 | 55.69 | 62.67
Transmission Costs: ALB
Cost | 2015 | 2020 | 2025 | 2030 | 2035 | 2040
a. Wheel Share | 3.43 | 1.59 | 1.99 | 2.61 | 3.02 | 9.9
b. Friction Share | 5.71 | 2.66 | 3.31 | 4.34 | 5.04 | 16.5
Transmission Costs: BC
Cost | 2015 | 2020 | 2025 | 2030 | 2035 | 2040
a. Wheel Share | 3.48 | 2.13 | 3.7 | 2.98 | 11.87 | 25.56
b. Friction Share | 5.8 | 3.56 | 6.16 | 4.96 | 19.78 | 42.6
Transmission Costs: HQ_IESO
Cost | 2015 | 2020 | 2025 | 2030 | 2035 | 2040
a. Wheel Share | 0 | 0 | 0 | 0 | 0 | 0
b. Friction Share | 0.01 | 0.01 | 0.01 | 0.01 | 0.01 | 0.08
Transmission Costs: HQ_NEISO
Cost | 2015 | 2020 | 2025 | 2030 | 2035 | 2040
a. Wheel Share | 0 | 0 | 0 | 0 | 0 | 0
b. Friction Share | 0.11 | 0.11 | 0.11 | 0.11 | 0.11 | 0.15
Transmission Costs: HQ_NY
Cost | 2015 | 2020 | 2025 | 2030 | 2035 | 2040
a. Wheel Share | 0 | 0 | 0 | 0 | 0 | 0
b. Friction Share | 0.03 | 0.03 | 0.03 | 0.03 | 0.07 | 0.12
Transmission Costs: MARITIMES
Cost | 2015 | 2020 | 2025 | 2030 | 2035 | 2040
a. Wheel Share | 0 | 0 | 0 | 0 | 0 | 0
b. Friction Share | 0.05 | 0.05 | 0.05 | 0.05 | 0.05 | 0.07
Transmission Costs: All
Cost | 2015 | 2020 | 2025 | 2030 | 2035 | 2040
a. Wheel Share | 397.29 | 814.28 | 2524.17 | 5579.48 | 11672.25 | 12296.82
b. Friction Share | 637.99 | 933.79 | 1266.74 | 1440.3 | 1755.04 | 2080.82
Transmission Costs: EI_US
Cost | 2015 | 2020 | 2025 | 2030 | 2035 | 2040
a. Wheel Share | 152.09 | 580.22 | 2330.53 | 5397.98 | 11344.24 | 11426.26
b. Friction Share | 209.7 | 569.7 | 968.21 | 1208.33 | 1456.12 | 1629.59
Transmission Costs: EI_Canada
Cost | 2015 | 2020 | 2025 | 2030 | 2035 | 2040
a. Wheel Share | 43.37 | 82.45 | 71.36 | 101.64 | 200.2 | 695.66
b. Friction Share | 90.13 | 112.11 | 96.31 | 100.53 | 87.5 | 159.57
Transmission Costs: EI
Cost | 2015 | 2020 | 2025 | 2030 | 2035 | 2040
a. Wheel Share | 195.46 | 662.66 | 2401.89 | 5499.62 | 11544.44 | 12121.92
b. Friction Share | 299.83 | 681.8 | 1064.52 | 1308.86 | 1543.62 | 1789.16
Transmission Costs: Outside_EI
Cost | 2015 | 2020 | 2025 | 2030 | 2035 | 2040
a. Wheel Share | 201.83 | 151.62 | 122.27 | 79.85 | 127.81 | 174.9
b. Friction Share | 338.16 | 251.99 | 202.22 | 131.44 | 211.42 | 291.66

## Capacity
#1 | New Build Capacity (MW)
New Build Capacity by Reporting Type: Entergy
ReportingType | 2015 | 2020 | 2025 | 2030 | 2035 | 2040
BM | 0 | 0 | 0 | 0 | 0 | 0
CC | 1030.95 | 2821.47 | 0 | 0 | 0 | 0
CSP | 0 | 0 | 0 | 0 | 0 | 0
CT | 0 | 0 | 0 | 0 | 0 | 0
Coal | 720 | 0 | 0 | 0 | 0 | 0
Geo | 0 | 0 | 0 | 0 | 0 | 0
H | 0 | 0 | 0 | 0 | 0 | 0
LFG | 0 | 0 | 107.4 | 0 | 0 | 0
Nuc | 170 | 0 | 0 | 0 | 0 | 23.76
PS | 0 | 0 | 0 | 0 | 0 | 0
PV | 0.29 | 58.08 | 26.57 | 0 | 0 | 0
PeakG | 0 | 0 | 0 | 0 | 0 | 0
PeakO | 0 | 0 | 0 | 0 | 0 | 0
ST | 0 | 0 | 0 | 0 | 0 | 0
STOG | 0 | 0 | 0 | 0 | 0 | 0
STWD | 0 | 0 | 0 | 0 | 0 | 0
WT | 0 | 0 | 0 | 0 | 0 | 0
IGCC | 0 | 0 | 0 | 0 | 0 | 0
DemandResponse | 0 | 0 | 0 | 0 | 0 | 0
IGCC-CCS | 0 | 0 | 0 | 0 | 0 | 0
WT_off | 0 | 0 | 0 | 0 | 0 | 0
PseudoUnit | 0 | 0 | 0 | 0 | 0 | 0
FixedInterchange | 0 | 0 | 0 | 0 | 0 | 0
New Build Capacity by Reporting Type: FRCC
ReportingType | 2015 | 2020 | 2025 | 2030 | 2035 | 2040
BM | 0 | 0 | 0 | 0 | 0 | 2001.91
CC | 10272.53 | 0 | 0 | 0 | 0 | 0
CSP | 0 | 0 | 0 | 0 | 0 | 0
CT | 2480 | 0 | 0 | 0 | 0 | 0
Coal | 0 | 0 | 0 | 0 | 0 | 0
Geo | 0 | 0 | 0 | 0 | 0 | 0
H | 0 | 0 | 0 | 0 | 0 | 0
LFG | 0 | 0 | 198 | 0 | 0 | 0
Nuc | 229.33 | 0 | 1775.17 | 15654.12 | 4984.66 | 4217.91
PS | 0 | 0 | 0 | 0 | 0 | 0
PV | 0 | 0 | 0 | 0 | 0 | 0
PeakG | 0 | 0 | 0 | 0 | 0 | 0
PeakO | 0 | 0 | 0 | 0 | 0 | 0
ST | 0 | 0 | 0 | 0 | 0 | 0
STOG | 0 | 0 | 0 | 0 | 0 | 0
STWD | 0 | 0 | 0 | 0 | 0 | 0
WT | 0 | 0 | 0 | 0 | 0 | 0
IGCC | 0 | 0 | 0 | 0 | 0 | 0
DemandResponse | 0 | 0 | 0 | 0 | 0 | 0
IGCC-CCS | 0 | 0 | 0 | 0 | 0 | 0
WT_off | 0 | 0 | 0 | 0 | 0 | 0
PseudoUnit | 0 | 0 | 0 | 0 | 0 | 0
FixedInterchange | 0 | 0 | 0 | 0 | 0 | 0
New Build Capacity by Reporting Type: MAPP_US
ReportingType | 2015 | 2020 | 2025 | 2030 | 2035 | 2040
BM | 0 | 0 | 0 | 0 | 0 | 0
CC | 0 | 0 | 0 | 0 | 0 | 0
CSP | 0 | 0 | 0 | 0 | 0 | 0
CT | 308.3 | 0 | 0 | 0 | 0 | 0
Coal | 0 | 0 | 0 | 0 | 0 | 0
Geo | 0 | 0 | 0 | 0 | 0 | 0
H | 0 | 0 | 0 | 0 | 0 | 0
LFG | 0 | 0 | 0 | 71.67 | 0 | 0
Nuc | 0 | 0 | 0 | 0 | 0 | 0
PS | 0 | 0 | 0 | 0 | 0 | 0
PV | 0 | 0 | 0 | 0 | 0 | 0
PeakG | 0 | 0 | 0 | 0 | 0 | 0
PeakO | 0 | 0 | 0 | 0 | 0 | 0
ST | 0 | 0 | 0 | 0 | 0 | 0
STOG | 0 | 0 | 0 | 0 | 0 | 0
STWD | 0 | 0 | 0 | 0 | 0 | 0
WT | 421.3 | 8118.91 | 1011.6 | 0 | 0 | 0
IGCC | 0 | 0 | 0 | 0 | 0 | 0
DemandResponse | 0 | 0 | 0 | 0 | 0 | 0
IGCC-CCS | 0 | 0 | 0 | 0 | 0 | 0
WT_off | 0 | 0 | 0 | 0 | 0 | 0
PseudoUnit | 0 | 0 | 0 | 0 | 0 | 0
FixedInterchange | 0 | 0 | 0 | 0 | 0 | 0
New Build Capacity by Reporting Type: MISO_IN
ReportingType | 2015 | 2020 | 2025 | 2030 | 2035 | 2040
BM | 0 | 0 | 0 | 0 | 0 | 0
CC | 3821.26 | 12840.61 | 0 | 0 | 0 | 0
CSP | 0 | 0 | 0 | 0 | 0 | 0
CT | 0 | 0 | 0 | 0 | 0 | 0
Coal | 0 | 0 | 0 | 0 | 0 | 0
Geo | 0 | 0 | 0 | 0 | 0 | 0
H | 0 | 0 | 0 | 0 | 0 | 0
LFG | 0 | 0 | 80.12 | 0 | 0 | 0
Nuc | 0 | 0 | 0 | 0 | 0 | 0
PS | 0 | 0 | 0 | 0 | 0 | 0
PV | 0 | 217.17 | 118.57 | 0 | 0 | 0
PeakG | 0 | 0 | 0 | 0 | 0 | 0
PeakO | 0 | 0 | 0 | 0 | 0 | 0
ST | 0 | 0 | 0 | 0 | 0 | 0
STOG | 0 | 0 | 0 | 0 | 0 | 0
STWD | 0 | 0 | 0 | 0 | 0 | 0
WT | 0 | 0 | 0 | 29432.18 | 0 | 0
IGCC | 618 | 0 | 0 | 0 | 0 | 0
DemandResponse | 0 | 0 | 0 | 0 | 0 | 0
IGCC-CCS | 0 | 0 | 0 | 0 | 0 | 0
WT_off | 0 | 0 | 0 | 0 | 0 | 0
PseudoUnit | 0 | 0 | 0 | 0 | 0 | 0
FixedInterchange | 0 | 0 | 0 | 0 | 0 | 0
New Build Capacity by Reporting Type: MISO_MI
ReportingType | 2015 | 2020 | 2025 | 2030 | 2035 | 2040
BM | 0 | 0 | 0 | 0 | 0 | 0
CC | 734.94 | 0 | 0 | 0 | 0 | 0
CSP | 0 | 0 | 0 | 0 | 0 | 0
CT | 0 | 0 | 0 | 0 | 0 | 0
Coal | 0 | 0 | 0 | 0 | 0 | 0
Geo | 0 | 0 | 0 | 0 | 0 | 0
H | 0 | 0 | 0 | 0 | 0 | 0
LFG | 0 | 0 | 160.25 | 0 | 0 | 0
Nuc | 0 | 0 | 0 | 0 | 0 | 0
PS | 0 | 0 | 0 | 0 | 0 | 0
PV | 0 | 0 | 0 | 0 | 0 | 0
PeakG | 0 | 0 | 0 | 0 | 0 | 0
PeakO | 0 | 0 | 0 | 0 | 0 | 0
ST | 0 | 0 | 0 | 0 | 0 | 0
STOG | 0 | 0 | 0 | 0 | 0 | 0
STWD | 0 | 0 | 0 | 0 | 0 | 0
WT | 2000 | 495.21 | 104.79 | 0 | 0 | 0
IGCC | 0 | 0 | 0 | 0 | 0 | 0
DemandResponse | 0 | 0 | 0 | 0 | 0 | 0
IGCC-CCS | 0 | 0 | 0 | 0 | 0 | 0
WT_off | 0 | 0 | 0 | 0 | 0 | 0
PseudoUnit | 0 | 0 | 0 | 0 | 0 | 0
FixedInterchange | 0 | 0 | 0 | 0 | 0 | 0
New Build Capacity by Reporting Type: MISO_MO-IL
ReportingType | 2015 | 2020 | 2025 | 2030 | 2035 | 2040
BM | 0 | 0 | 0 | 0 | 0 | 0
CC | 0 | 0 | 0 | 0 | 0 | 0
CSP | 0 | 0 | 0 | 0 | 0 | 0
CT | 0 | 0 | 0 | 0 | 0 | 0
Coal | 1790 | 0 | 0 | 0 | 0 | 0
Geo | 0 | 0 | 0 | 0 | 0 | 0
H | 0 | 280 | 0 | 0 | 0 | 0
LFG | 0 | 0 | 223.33 | 0 | 0 | 0
Nuc | 0 | 0 | 0 | 0 | 0 | 0
PS | 0 | 0 | 0 | 0 | 0 | 0
PV | 0 | 0 | 0 | 0 | 0 | 0
PeakG | 0 | 0 | 0 | 0 | 0 | 0
PeakO | 0 | 0 | 0 | 0 | 0 | 0
ST | 0 | 0 | 0 | 0 | 0 | 0
STOG | 0 | 0 | 0 | 0 | 0 | 0
STWD | 0 | 0 | 0 | 0 | 0 | 0
WT | 300 | 0 | 5600 | 116.62 | 0 | 0
IGCC | 0 | 0 | 0 | 0 | 0 | 0
DemandResponse | 0 | 0 | 0 | 0 | 0 | 0
IGCC-CCS | 0 | 0 | 0 | 0 | 0 | 0
WT_off | 0 | 0 | 0 | 0 | 0 | 0
PseudoUnit | 0 | 0 | 0 | 0 | 0 | 0
FixedInterchange | 0 | 0 | 0 | 0 | 0 | 0
New Build Capacity by Reporting Type: MISO_W
ReportingType | 2015 | 2020 | 2025 | 2030 | 2035 | 2040
BM | 0 | 0 | 0 | 0 | 0 | 0
CC | 0 | 0 | 0 | 0 | 0 | 0
CSP | 0 | 0 | 0 | 0 | 0 | 0
CT | 0 | 0 | 0 | 0 | 0 | 0
Coal | 0 | 0 | 0 | 0 | 0 | 0
Geo | 0 | 0 | 0 | 0 | 0 | 0
H | 0 | 0 | 0 | 0 | 0 | 0
LFG | 0 | 0 | 0 | 71.67 | 0 | 0
Nuc | 94.33 | 0 | 0 | 0 | 0 | 0
PS | 0 | 0 | 0 | 0 | 0 | 0
PV | 0 | 0 | 0 | 0 | 0 | 0
PeakG | 0 | 0 | 0 | 0 | 0 | 0
PeakO | 0 | 0 | 0 | 0 | 0 | 0
ST | 0 | 0 | 0 | 0 | 0 | 0
STOG | 0 | 0 | 0 | 0 | 0 | 0
STWD | 0 | 0 | 0 | 0 | 0 | 0
WT | 2800.5 | 0 | 50376.94 | 7653.79 | 9339.81 | 0
IGCC | 0 | 0 | 0 | 0 | 0 | 0
DemandResponse | 0 | 0 | 0 | 0 | 0 | 0
IGCC-CCS | 0 | 0 | 0 | 0 | 0 | 0
WT_off | 0 | 0 | 0 | 0 | 0 | 0
PseudoUnit | 0 | 0 | 0 | 0 | 0 | 0
FixedInterchange | 0 | 0 | 0 | 0 | 0 | 0
New Build Capacity by Reporting Type: MISO_WUMS
ReportingType | 2015 | 2020 | 2025 | 2030 | 2035 | 2040
BM | 0 | 0 | 0 | 0 | 0 | 0
CC | 5400.36 | 0 | 0 | 0 | 0 | 0
CSP | 0 | 0 | 0 | 0 | 0 | 0
CT | 0 | 0 | 0 | 0 | 0 | 0
Coal | 615 | 0 | 0 | 0 | 0 | 0
Geo | 0 | 0 | 0 | 0 | 0 | 0
H | 0 | 1 | 0 | 0 | 0 | 0
LFG | 0 | 0 | 191.17 | 32.16 | 0 | 0
Nuc | 235 | 0 | 0 | 0 | 0 | 0
PS | 0 | 0 | 0 | 0 | 0 | 0
PV | 0 | 0 | 0 | 0 | 0 | 0
PeakG | 0 | 0 | 0 | 0 | 0 | 0
PeakO | 0 | 0 | 0 | 0 | 0 | 0
ST | 0 | 0 | 0 | 0 | 0 | 0
STOG | 0 | 0 | 0 | 0 | 0 | 0
STWD | 0 | 0 | 0 | 0 | 0 | 0
WT | 968.9 | 0 | 30.8 | 419.18 | 0 | 0
IGCC | 0 | 0 | 0 | 0 | 0 | 0
DemandResponse | 0 | 0 | 0 | 0 | 0 | 0
IGCC-CCS | 0 | 0 | 0 | 0 | 0 | 0
WT_off | 0 | 0 | 0 | 0 | 0 | 0
PseudoUnit | 0 | 0 | 0 | 0 | 0 | 0
FixedInterchange | 0 | 0 | 0 | 0 | 0 | 0
New Build Capacity by Reporting Type: Nebraska
ReportingType | 2015 | 2020 | 2025 | 2030 | 2035 | 2040
BM | 0 | 0 | 0 | 0 | 0 | 0
CC | 0 | 0 | 0 | 0 | 0 | 0
CSP | 0 | 0 | 0 | 0 | 0 | 0
CT | 0 | 0 | 0 | 0 | 0 | 0
Coal | 232.1 | 0 | 0 | 0 | 0 | 0
Geo | 0 | 0 | 0 | 0 | 0 | 0
H | 0 | 0 | 0 | 0 | 0 | 0
LFG | 0 | 0 | 0 | 71.67 | 0 | 0
Nuc | 0 | 0 | 0 | 0 | 0 | 0
PS | 0 | 0 | 0 | 0 | 0 | 0
PV | 0 | 0 | 0 | 0 | 0 | 0
PeakG | 0 | 0 | 0 | 0 | 0 | 0
PeakO | 0 | 0 | 0 | 0 | 0 | 0
ST | 0 | 0 | 0 | 0 | 0 | 0
STOG | 0 | 0 | 0 | 0 | 0 | 0
STWD | 0 | 0 | 0 | 0 | 0 | 0
WT | 202 | 13981.8 | 687.01 | 0 | 0 | 0
IGCC | 0 | 0 | 0 | 0 | 0 | 0
DemandResponse | 0 | 0 | 0 | 0 | 0 | 0
IGCC-CCS | 0 | 0 | 0 | 0 | 0 | 0
WT_off | 0 | 0 | 0 | 0 | 0 | 0
PseudoUnit | 0 | 0 | 0 | 0 | 0 | 0
FixedInterchange | 0 | 0 | 0 | 0 | 0 | 0
New Build Capacity by Reporting Type: NEISO
ReportingType | 2015 | 2020 | 2025 | 2030 | 2035 | 2040
BM | 252.2 | 0 | 0 | 0 | 0 | 0
CC | 2049.5 | 0 | 0 | 0 | 0 | 0
CSP | 0 | 0 | 0 | 0 | 0 | 0
CT | 334 | 0 | 0 | 0 | 0 | 0
Coal | 0 | 0 | 0 | 0 | 0 | 0
Geo | 0 | 0 | 0 | 0 | 0 | 0
H | 0 | 0 | 0 | 3 | 0 | 0
LFG | 49.26 | 0 | 0 | 69.74 | 0 | 0
Nuc | 0 | 0 | 0 | 0 | 0 | 0
PS | 0 | 0 | 0 | 0 | 0 | 0
PV | 0 | 279.59 | 0 | 0 | 0 | 0
PeakG | 0 | 0 | 0 | 0 | 0 | 0
PeakO | 0 | 0 | 0 | 0 | 0 | 0
ST | 0 | 0 | 0 | 0 | 0 | 0
STOG | 0 | 0 | 0 | 0 | 0 | 0
STWD | 0 | 0 | 0 | 0 | 0 | 0
WT | 231.2 | 2201.38 | 1421.04 | 1426.38 | 7044.74 | 0
IGCC | 0 | 0 | 0 | 0 | 0 | 0
DemandResponse | 0 | 0 | 0 | 0 | 0 | 0
IGCC-CCS | 0 | 0 | 0 | 0 | 0 | 0
WT_off | 468 | 0 | 0 | 0 | 0 | 0
PseudoUnit | 0 | 0 | 0 | 0 | 0 | 0
FixedInterchange | 0 | 0 | 0 | 0 | 0 | 0
New Build Capacity by Reporting Type: NonRTO_Midwest
ReportingType | 2015 | 2020 | 2025 | 2030 | 2035 | 2040
BM | 0 | 0 | 0 | 0 | 0 | 0
CC | 1852.56 | 2694.45 | 0 | 0 | 0 | 0
CSP | 0 | 0 | 0 | 0 | 0 | 0
CT | 0 | 0 | 0 | 0 | 0 | 0
Coal | 0 | 0 | 0 | 0 | 0 | 0
Geo | 0 | 0 | 0 | 0 | 0 | 0
H | 0 | 0 | 746 | 0 | 0 | 0
LFG | 0 | 0 | 160.25 | 0 | 0 | 0
Nuc | 0 | 0 | 0 | 0 | 2672.63 | 2237.91
PS | 0 | 0 | 0 | 0 | 0 | 0
PV | 0 | 0 | 0 | 0 | 0 | 0
PeakG | 0 | 0 | 0 | 0 | 0 | 0
PeakO | 0 | 0 | 0 | 0 | 0 | 0
ST | 0 | 0 | 0 | 0 | 0 | 0
STOG | 0 | 0 | 0 | 0 | 0 | 0
STWD | 0 | 0 | 0 | 0 | 0 | 0
WT | 0 | 0 | 0 | 0 | 0 | 0
IGCC | 0 | 0 | 0 | 0 | 0 | 0
DemandResponse | 0 | 0 | 0 | 0 | 0 | 0
IGCC-CCS | 0 | 0 | 0 | 0 | 0 | 0
WT_off | 0 | 0 | 0 | 0 | 0 | 0
PseudoUnit | 0 | 0 | 0 | 0 | 0 | 0
FixedInterchange | 0 | 0 | 0 | 0 | 0 | 0
New Build Capacity by Reporting Type: NYISO_A-F
ReportingType | 2015 | 2020 | 2025 | 2030 | 2035 | 2040
BM | 0 | 0 | 0 | 0 | 0 | 0
CC | 639 | 0 | 0 | 0 | 0 | 0
CSP | 0 | 0 | 0 | 0 | 0 | 0
CT | 0 | 0 | 0 | 0 | 0 | 0
Coal | 0 | 0 | 0 | 0 | 0 | 0
Geo | 0 | 0 | 0 | 0 | 0 | 0
H | 0 | 0 | 0 | 0 | 0 | 0
LFG | 6.4 | 0 | 0 | 67.93 | 0 | 0
Nuc | 168 | 0 | 0 | 0 | 0 | 0
PS | 0 | 0 | 0 | 0 | 0 | 0
PV | 0 | 0 | 0 | 0 | 0 | 0
PeakG | 0 | 0 | 0 | 0 | 0 | 0
PeakO | 0 | 0 | 0 | 0 | 0 | 0
ST | 0 | 0 | 0 | 0 | 0 | 0
STOG | 0 | 0 | 0 | 0 | 0 | 0
STWD | 0 | 0 | 0 | 0 | 0 | 0
WT | 2476.3 | 709.8 | 0 | 2670.11 | 5797.39 | 0
IGCC | 0 | 0 | 0 | 0 | 0 | 0
DemandResponse | 0 | 0 | 0 | 0 | 0 | 0
IGCC-CCS | 0 | 0 | 0 | 0 | 0 | 0
WT_off | 0 | 0 | 0 | 0 | 0 | 0
PseudoUnit | 0 | 0 | 0 | 0 | 0 | 0
FixedInterchange | 0 | 0 | 0 | 0 | 0 | 0
New Build Capacity by Reporting Type: NYISO_G-I
ReportingType | 2015 | 2020 | 2025 | 2030 | 2035 | 2040
BM | 0 | 0 | 0 | 0 | 0 | 0
CC | 0 | 0 | 0 | 0 | 0 | 0
CSP | 0 | 0 | 0 | 0 | 0 | 0
CT | 0 | 0 | 0 | 0 | 0 | 0
Coal | 0 | 0 | 0 | 0 | 0 | 0
Geo | 0 | 0 | 0 | 0 | 0 | 0
H | 0 | 0 | 0 | 0 | 0 | 0
LFG | 0 | 0 | 0 | 74.33 | 0 | 0
Nuc | 0 | 0 | 0 | 0 | 46.46 | 1553.1
PS | 0 | 0 | 0 | 0 | 0 | 0
PV | 0 | 0 | 0 | 0 | 0 | 0
PeakG | 0 | 0 | 0 | 0 | 0 | 0
PeakO | 0 | 0 | 0 | 0 | 0 | 0
ST | 0 | 0 | 0 | 0 | 0 | 0
STOG | 0 | 0 | 0 | 0 | 0 | 0
STWD | 0 | 0 | 0 | 0 | 0 | 0
WT | 0 | 60 | 0 | 300 | 0 | 0
IGCC | 0 | 0 | 0 | 0 | 0 | 0
DemandResponse | 0 | 0 | 0 | 0 | 0 | 0
IGCC-CCS | 0 | 0 | 0 | 0 | 0 | 0
WT_off | 0 | 0 | 0 | 0 | 0 | 0
PseudoUnit | 0 | 0 | 0 | 0 | 0 | 0
FixedInterchange | 0 | 0 | 0 | 0 | 0 | 0
New Build Capacity by Reporting Type: NYISO_J-K
ReportingType | 2015 | 2020 | 2025 | 2030 | 2035 | 2040
BM | 0 | 0 | 0 | 0 | 0 | 0
CC | 1175.4 | 0 | 0 | 0 | 0 | 0
CSP | 0 | 0 | 0 | 0 | 0 | 0
CT | 0 | 0 | 0 | 0 | 0 | 0
Coal | 0 | 0 | 0 | 0 | 0 | 0
Geo | 0 | 0 | 0 | 0 | 0 | 0
H | 0 | 0 | 0 | 0 | 0 | 0
LFG | 0 | 0 | 0 | 74.33 | 0 | 0
Nuc | 0 | 0 | 0 | 0 | 0 | 0
PS | 0 | 0 | 0 | 0 | 0 | 0
PV | 32 | 0 | 0 | 0 | 0 | 0
PeakG | 0 | 0 | 0 | 0 | 0 | 0
PeakO | 0 | 0 | 0 | 0 | 0 | 0
ST | 0 | 0 | 0 | 0 | 0 | 0
STOG | 0 | 0 | 0 | 0 | 0 | 0
STWD | 0 | 0 | 0 | 0 | 0 | 0
WT | 0 | 0 | 0 | 0 | 330 | 0
IGCC | 0 | 0 | 0 | 0 | 0 | 0
DemandResponse | 0 | 0 | 0 | 0 | 0 | 0
IGCC-CCS | 0 | 0 | 0 | 0 | 0 | 0
WT_off | 0 | 0 | 0 | 0 | 0 | 0
PseudoUnit | 0 | 0 | 0 | 0 | 0 | 0
FixedInterchange | 0 | 0 | 0 | 0 | 0 | 0
New Build Capacity by Reporting Type: PJM_E
ReportingType | 2015 | 2020 | 2025 | 2030 | 2035 | 2040
BM | 30 | 0 | 0 | 0 | 0 | 0
CC | 4634.3 | 0 | 0 | 0 | 0 | 0
CSP | 0 | 0 | 0 | 0 | 0 | 0
CT | 26.2 | 0 | 0 | 0 | 0 | 0
Coal | 27 | 0 | 0 | 0 | 0 | 0
Geo | 0 | 0 | 0 | 0 | 0 | 0
H | 0 | 0 | 0 | 0 | 0 | 0
LFG | 9.1 | 132.9 | 0 | 0 | 0 | 0
Nuc | 38 | 0 | 0 | 0 | 0 | 0
PS | 0 | 0 | 0 | 0 | 0 | 0
PV | 25.45 | 0 | 0 | 0 | 0 | 0
PeakG | 0 | 0 | 0 | 0 | 0 | 0
PeakO | 0 | 0 | 0 | 0 | 0 | 0
ST | 0 | 0 | 0 | 0 | 0 | 0
STOG | 0 | 0 | 0 | 0 | 0 | 0
STWD | 0 | 0 | 0 | 0 | 0 | 0
WT | 1150 | 0 | 0 | 0 | 0 | 0
IGCC | 0 | 0 | 0 | 0 | 0 | 0
DemandResponse | 0 | 0 | 0 | 0 | 0 | 0
IGCC-CCS | 0 | 0 | 0 | 0 | 0 | 0
WT_off | 0 | 0 | 1100 | 0 | 0 | 0
PseudoUnit | 0 | 0 | 0 | 0 | 0 | 0
FixedInterchange | 0 | 0 | 0 | 0 | 0 | 0
New Build Capacity by Reporting Type: PJM_ROM
ReportingType | 2015 | 2020 | 2025 | 2030 | 2035 | 2040
BM | 18 | 0 | 0 | 0 | 0 | 0
CC | 1678.5 | 0 | 0 | 0 | 0 | 0
CSP | 0 | 0 | 0 | 0 | 0 | 0
CT | 16 | 0 | 0 | 0 | 0 | 0
Coal | 32.5 | 0 | 0 | 0 | 0 | 0
Geo | 0 | 0 | 0 | 0 | 0 | 0
H | 0 | 0 | 678 | 0 | 0 | 0
LFG | 18.9 | 265.1 | 0 | 0 | 0 | 0
Nuc | 0 | 0 | 0 | 0 | 1480.44 | 7260.47
PS | 0 | 0 | 0 | 0 | 0 | 0
PV | 0 | 1299.89 | 700 | 81.35 | 0 | 0
PeakG | 0 | 0 | 0 | 0 | 0 | 0
PeakO | 0 | 0 | 0 | 0 | 0 | 0
ST | 0 | 0 | 0 | 0 | 0 | 0
STOG | 0 | 0 | 0 | 0 | 0 | 0
STWD | 0 | 0 | 0 | 0 | 0 | 0
WT | 479.8 | 750.2 | 0 | 0 | 0 | 0
IGCC | 0 | 0 | 0 | 0 | 0 | 0
DemandResponse | 0 | 0 | 0 | 0 | 0 | 0
IGCC-CCS | 0 | 0 | 0 | 0 | 0 | 0
WT_off | 0 | 0 | 0 | 0 | 0 | 0
PseudoUnit | 0 | 0 | 0 | 0 | 0 | 0
FixedInterchange | 0 | 0 | 0 | 0 | 0 | 0
New Build Capacity by Reporting Type: PJM_ROR
ReportingType | 2015 | 2020 | 2025 | 2030 | 2035 | 2040
BM | 385 | 0 | 0 | 0 | 0 | 0
CC | 19585.51 | 1016.73 | 0 | 0 | 0 | 0
CSP | 0 | 0 | 0 | 0 | 0 | 0
CT | 29 | 0 | 0 | 0 | 0 | 0
Coal | 2164 | 0 | 0 | 0 | 0 | 0
Geo | 0 | 0 | 0 | 0 | 0 | 0
H | 0 | 503 | 0 | 0 | 0 | 0
LFG | 57.4 | 513.71 | 0 | 0 | 0 | 0
Nuc | 38 | 0 | 0 | 0 | 3652.22 | 16311.75
PS | 0 | 0 | 0 | 0 | 0 | 0
PV | 0 | 0 | 0 | 0 | 0 | 0
PeakG | 0 | 0 | 0 | 0 | 0 | 0
PeakO | 0 | 0 | 0 | 0 | 0 | 0
ST | 0 | 0 | 0 | 0 | 0 | 0
STOG | 0 | 0 | 0 | 0 | 0 | 0
STWD | 0 | 0 | 0 | 0 | 0 | 0
WT | 8325.7 | 191.7 | 4254.17 | 0 | 0 | 0
IGCC | 0 | 0 | 0 | 0 | 0 | 0
DemandResponse | 0 | 0 | 0 | 0 | 0 | 0
IGCC-CCS | 0 | 0 | 0 | 0 | 0 | 0
WT_off | 0 | 0 | 0 | 0 | 0 | 0
PseudoUnit | 0 | 0 | 0 | 0 | 0 | 0
FixedInterchange | 0 | 0 | 0 | 0 | 0 | 0
New Build Capacity by Reporting Type: SOCO
ReportingType | 2015 | 2020 | 2025 | 2030 | 2035 | 2040
BM | 55 | 0 | 0 | 0 | 0 | 3498.79
CC | 9938.55 | 220.08 | 0 | 0 | 0 | 0
CSP | 0 | 0 | 0 | 0 | 0 | 0
CT | 0 | 0 | 0 | 0 | 0 | 0
Coal | 0 | 0 | 0 | 0 | 0 | 0
Geo | 0 | 0 | 0 | 0 | 0 | 0
H | 0 | 0 | 0 | 0 | 0 | 0
LFG | 0 | 0 | 107.4 | 0 | 0 | 0
Nuc | 70 | 2200 | 0 | 8056.09 | 9710.37 | 3614.34
PS | 0 | 0 | 0 | 0 | 0 | 0
PV | 0 | 0 | 0 | 0 | 0 | 0
PeakG | 0 | 0 | 0 | 0 | 0 | 0
PeakO | 0 | 0 | 0 | 0 | 0 | 0
ST | 0 | 0 | 0 | 0 | 0 | 0
STOG | 0 | 0 | 0 | 0 | 0 | 0
STWD | 0 | 0 | 0 | 0 | 0 | 0
WT | 0 | 0 | 0 | 0 | 0 | 0
IGCC | 0 | 0 | 0 | 0 | 0 | 0
DemandResponse | 0 | 0 | 0 | 0 | 0 | 0
IGCC-CCS | 0 | 0 | 0 | 0 | 0 | 0
WT_off | 0 | 0 | 0 | 0 | 0 | 0
PseudoUnit | 0 | 0 | 0 | 0 | 0 | 0
FixedInterchange | 0 | 0 | 0 | 0 | 0 | 0
New Build Capacity by Reporting Type: SPP_N
ReportingType | 2015 | 2020 | 2025 | 2030 | 2035 | 2040
BM | 0 | 0 | 0 | 0 | 0 | 0
CC | 0 | 0 | 0 | 0 | 0 | 0
CSP | 0 | 0 | 0 | 0 | 0 | 0
CT | 0 | 0 | 0 | 0 | 0 | 0
Coal | 465.04 | 0 | 0 | 0 | 0 | 0
Geo | 0 | 0 | 0 | 0 | 0 | 0
H | 0 | 0 | 0 | 0 | 0 | 0
LFG | 0 | 0 | 0 | 95 | 0 | 0
Nuc | 0 | 0 | 0 | 0 | 0 | 0
PS | 0 | 0 | 0 | 0 | 0 | 0
PV | 0 | 0 | 0 | 0 | 0 | 0
PeakG | 0 | 0 | 0 | 0 | 0 | 0
PeakO | 0 | 0 | 0 | 0 | 0 | 0
ST | 0 | 0 | 0 | 0 | 0 | 0
STOG | 0 | 0 | 0 | 0 | 0 | 0
STWD | 0 | 0 | 0 | 0 | 0 | 0
WT | 0 | 30063.9 | 9235.14 | 2173.62 | 25133.35 | 0
IGCC | 0 | 0 | 0 | 0 | 0 | 0
DemandResponse | 0 | 0 | 0 | 0 | 0 | 0
IGCC-CCS | 0 | 0 | 0 | 0 | 0 | 0
WT_off | 0 | 0 | 0 | 0 | 0 | 0
PseudoUnit | 0 | 0 | 0 | 0 | 0 | 0
FixedInterchange | 0 | 0 | 0 | 0 | 0 | 0
New Build Capacity by Reporting Type: SPP_S
ReportingType | 2015 | 2020 | 2025 | 2030 | 2035 | 2040
BM | 0 | 0 | 0 | 0 | 0 | 0
CC | 0 | 0 | 0 | 0 | 0 | 0
CSP | 0 | 0 | 0 | 0 | 0 | 0
CT | 412.99 | 300 | 0 | 0 | 0 | 0
Coal | 988 | 0 | 0 | 0 | 0 | 0
Geo | 0 | 0 | 0 | 0 | 0 | 0
H | 0 | 0 | 0 | 0 | 0 | 0
LFG | 0 | 0 | 0 | 95 | 0 | 0
Nuc | 0 | 0 | 0 | 0 | 0 | 0
PS | 0 | 0 | 0 | 0 | 0 | 0
PV | 0 | 0 | 0 | 0 | 0 | 0
PeakG | 0 | 0 | 0 | 0 | 0 | 0
PeakO | 0 | 0 | 0 | 0 | 0 | 0
ST | 0 | 0 | 0 | 0 | 0 | 0
STOG | 0 | 0 | 0 | 0 | 0 | 0
STWD | 0 | 0 | 0 | 0 | 0 | 0
WT | 430 | 33091.69 | 0 | 12141.58 | 0 | 0
IGCC | 0 | 0 | 0 | 0 | 0 | 0
DemandResponse | 0 | 0 | 0 | 0 | 0 | 0
IGCC-CCS | 0 | 0 | 0 | 0 | 0 | 0
WT_off | 0 | 0 | 0 | 0 | 0 | 0
PseudoUnit | 0 | 0 | 0 | 0 | 0 | 0
FixedInterchange | 0 | 0 | 0 | 0 | 0 | 0
New Build Capacity by Reporting Type: TVA
ReportingType | 2015 | 2020 | 2025 | 2030 | 2035 | 2040
BM | 0 | 0 | 0 | 0 | 1911.13 | 0
CC | 4681.34 | 1461.3 | 0 | 0 | 0 | 0
CSP | 0 | 0 | 0 | 0 | 0 | 0
CT | 0 | 0 | 0 | 0 | 0 | 0
Coal | 0 | 0 | 0 | 0 | 0 | 0
Geo | 0 | 0 | 0 | 0 | 0 | 0
H | 0 | 0 | 0 | 27 | 0 | 0
LFG | 0 | 0 | 107.4 | 0 | 0 | 0
Nuc | 1697.89 | 0 | 0 | 513.12 | 4131.88 | 4425.77
PS | 0 | 0 | 0 | 0 | 0 | 0
PV | 0 | 0 | 0 | 0 | 0 | 0
PeakG | 0 | 0 | 0 | 0 | 0 | 0
PeakO | 0 | 0 | 0 | 0 | 0 | 0
ST | 0 | 0 | 0 | 0 | 0 | 0
STOG | 0 | 0 | 0 | 0 | 0 | 0
STWD | 0 | 0 | 0 | 0 | 0 | 0
WT | 0 | 0 | 0 | 0 | 0 | 0
IGCC | 0 | 0 | 0 | 0 | 0 | 0
DemandResponse | 0 | 0 | 0 | 0 | 0 | 0
IGCC-CCS | 0 | 0 | 0 | 0 | 0 | 0
WT_off | 0 | 0 | 0 | 0 | 0 | 0
PseudoUnit | 0 | 0 | 0 | 0 | 0 | 0
FixedInterchange | 0 | 0 | 0 | 0 | 0 | 0
New Build Capacity by Reporting Type: TVA_Transmission
ReportingType | 2015 | 2020 | 2025 | 2030 | 2035 | 2040
BM | 0 | 0 | 0 | 0 | 0 | 0
CC | 0 | 0 | 0 | 0 | 0 | 0
CSP | 0 | 0 | 0 | 0 | 0 | 0
CT | 0 | 0 | 0 | 0 | 0 | 0
Coal | 0 | 0 | 0 | 0 | 0 | 0
Geo | 0 | 0 | 0 | 0 | 0 | 0
H | 0 | 0 | 0 | 0 | 0 | 0
LFG | 0 | 0 | 0 | 0 | 0 | 0
Nuc | 0 | 0 | 0 | 0 | 0 | 0
PS | 0 | 0 | 0 | 0 | 0 | 0
PV | 0 | 0 | 0 | 0 | 0 | 0
PeakG | 0 | 0 | 0 | 0 | 0 | 0
PeakO | 0 | 0 | 0 | 0 | 0 | 0
ST | 0 | 0 | 0 | 0 | 0 | 0
STOG | 0 | 0 | 0 | 0 | 0 | 0
STWD | 0 | 0 | 0 | 0 | 0 | 0
WT | 0 | 0 | 0 | 0 | 0 | 0
IGCC | 0 | 0 | 0 | 0 | 0 | 0
DemandResponse | 0 | 0 | 0 | 0 | 0 | 0
IGCC-CCS | 0 | 0 | 0 | 0 | 0 | 0
WT_off | 0 | 0 | 0 | 0 | 0 | 0
PseudoUnit | 0 | 0 | 0 | 0 | 0 | 0
FixedInterchange | 0 | 0 | 0 | 0 | 0 | 0
New Build Capacity by Reporting Type: VACAR
ReportingType | 2015 | 2020 | 2025 | 2030 | 2035 | 2040
BM | 0.92 | 9.31 | 432.87 | 0 | 6543.22 | 0
CC | 10815.87 | 0 | 0 | 0 | 0 | 0
CSP | 0 | 0 | 0 | 0 | 0 | 0
CT | 717.2 | 0 | 0 | 0 | 0 | 0
Coal | 825 | 0 | 0 | 0 | 0 | 0
Geo | 0 | 0 | 0 | 0 | 0 | 0
H | 0 | 0 | 0 | 0 | 0 | 0
LFG | 0.34 | 107.06 | 0 | 0 | 0 | 0
Nuc | 0 | 2330 | 0 | 4075.7 | 4039.47 | 5630.83
PS | 0 | 0 | 0 | 0 | 0 | 0
PV | 0 | 120.89 | 0 | 0 | 0 | 0
PeakG | 0 | 0 | 0 | 0 | 0 | 0
PeakO | 0 | 0 | 0 | 0 | 0 | 0
ST | 0 | 0 | 0 | 0 | 0 | 0
STOG | 0 | 0 | 0 | 0 | 0 | 0
STWD | 0 | 0 | 0 | 0 | 0 | 0
WT | 0.9 | 3499.1 | 0 | 0 | 0 | 0
IGCC | 0 | 0 | 0 | 0 | 0 | 0
DemandResponse | 0 | 0 | 0 | 0 | 0 | 0
IGCC-CCS | 0 | 0 | 0 | 0 | 0 | 0
WT_off | 1 | 0 | 0 | 0 | 0 | 0
PseudoUnit | 0 | 0 | 0 | 0 | 0 | 0
FixedInterchange | 0 | 0 | 0 | 0 | 0 | 0
New Build Capacity by Reporting Type: IESO
ReportingType | 2015 | 2020 | 2025 | 2030 | 2035 | 2040
BM | 326.33 | 0 | 0 | 0 | 0 | 0
CC | 1263 | 0 | 0 | 0 | 0 | 0
CSP | 0 | 0 | 0 | 0 | 0 | 0
CT | 368 | 0 | 0 | 0 | 0 | 0
Coal | 0 | 0 | 0 | 0 | 0 | 0
Geo | 0 | 0 | 0 | 0 | 0 | 0
H | 0 | 0 | 0 | 0 | 250 | 0
LFG | 14.5 | 0 | 0 | 0 | 0.5 | 0
Nuc | 0 | 0 | 0 | 0 | 0 | 0
PS | 0 | 0 | 0 | 0 | 0 | 0
PV | 1067.26 | 0 | 0 | 0 | 0 | 0
PeakG | 0 | 0 | 0 | 0 | 0 | 0
PeakO | 0 | 0 | 0 | 0 | 0 | 0
ST | 0 | 0 | 0 | 0 | 0 | 0
STOG | 0 | 0 | 0 | 0 | 0 | 0
STWD | 0 | 0 | 0 | 0 | 0 | 0
WT | 2105.9 | 0 | 0 | 0 | 0 | 0
IGCC | 0 | 0 | 0 | 0 | 0 | 0
DemandResponse | 0 | 0 | 0 | 0 | 0 | 0
IGCC-CCS | 0 | 0 | 0 | 0 | 0 | 0
WT_off | 0 | 0 | 0 | 0 | 0 | 0
PseudoUnit | 0 | 0 | 0 | 0 | 0 | 0
FixedInterchange | 0 | 0 | 0 | 0 | 0 | 0
New Build Capacity by Reporting Type: MAPP_CA
ReportingType | 2015 | 2020 | 2025 | 2030 | 2035 | 2040
BM | 0 | 0 | 0 | 0 | 0 | 0
CC | 530.93 | 0 | 0 | 0 | 0 | 0
CSP | 0 | 0 | 0 | 0 | 0 | 0
CT | 0 | 0 | 0 | 0 | 0 | 0
Coal | 0 | 0 | 0 | 0 | 0 | 0
Geo | 0 | 0 | 0 | 0 | 0 | 0
H | 0 | 520.12 | 1669.88 | 129.63 | 2330.37 | 0
LFG | 0 | 0 | 0 | 0 | 0 | 0
Nuc | 0 | 0 | 0 | 0 | 0 | 0
PS | 0 | 0 | 0 | 0 | 0 | 0
PV | 0 | 0 | 0 | 0 | 0 | 0
PeakG | 0 | 0 | 0 | 0 | 0 | 0
PeakO | 0 | 0 | 0 | 0 | 0 | 0
ST | 0 | 0 | 0 | 0 | 0 | 0
STOG | 0 | 0 | 0 | 0 | 0 | 0
STWD | 0 | 0 | 0 | 0 | 0 | 0
WT | 302.4 | 0 | 0 | 0 | 0 | 0
IGCC | 0 | 0 | 0 | 0 | 0 | 0
DemandResponse | 0 | 0 | 0 | 0 | 0 | 0
IGCC-CCS | 0 | 0 | 0 | 0 | 0 | 0
WT_off | 0 | 0 | 0 | 0 | 0 | 0
PseudoUnit | 0 | 0 | 0 | 0 | 0 | 0
FixedInterchange | 0 | 0 | 0 | 0 | 0 | 0
New Build Capacity by Reporting Type: AZ_NM_SNV_Coal
ReportingType | 2015 | 2020 | 2025 | 2030 | 2035 | 2040
BM | 0 | 0 | 0 | 0 | 0 | 0
CC | 0 | 0 | 0 | 0 | 0 | 0
CSP | 0 | 0 | 0 | 0 | 0 | 0
CT | 0 | 0 | 0 | 0 | 0 | 0
Coal | 0 | 0 | 0 | 0 | 0 | 0
Geo | 0 | 0 | 0 | 0 | 0 | 0
H | 0 | 0 | 0 | 0 | 0 | 0
LFG | 0 | 0 | 0 | 0 | 0 | 0
Nuc | 0 | 0 | 0 | 0 | 0 | 0
PS | 0 | 0 | 0 | 0 | 0 | 0
PV | 0 | 0 | 0 | 0 | 0 | 0
PeakG | 0 | 0 | 0 | 0 | 0 | 0
PeakO | 0 | 0 | 0 | 0 | 0 | 0
ST | 0 | 0 | 0 | 0 | 0 | 0
STOG | 0 | 0 | 0 | 0 | 0 | 0
STWD | 0 | 0 | 0 | 0 | 0 | 0
WT | 0 | 0 | 0 | 0 | 0 | 0
IGCC | 0 | 0 | 0 | 0 | 0 | 0
DemandResponse | 0 | 0 | 0 | 0 | 0 | 0
IGCC-CCS | 0 | 0 | 0 | 0 | 0 | 0
WT_off | 0 | 0 | 0 | 0 | 0 | 0
PseudoUnit | 0 | 0 | 0 | 0 | 0 | 0
FixedInterchange | 0 | 0 | 0 | 0 | 0 | 0
New Build Capacity by Reporting Type: AZ_NM_SNV_Gas
ReportingType | 2015 | 2020 | 2025 | 2030 | 2035 | 2040
BM | 0 | 0 | 0 | 0 | 0 | 0
CC | 668 | 0 | 0 | 0 | 0 | 0
CSP | 0 | 0 | 0 | 0 | 0 | 0
CT | 736 | 0 | 0 | 0 | 0 | 0
Coal | 0 | 0 | 0 | 0 | 0 | 0
Geo | 0 | 0 | 0 | 0 | 0 | 0
H | 0 | 0 | 0 | 0 | 0 | 0
LFG | 0 | 0 | 0 | 0 | 0 | 0
Nuc | 0 | 0 | 0 | 0 | 0 | 0
PS | 0 | 0 | 0 | 0 | 0 | 0
PV | 0 | 0 | 0 | 0 | 0 | 0
PeakG | 0 | 0 | 0 | 0 | 0 | 0
PeakO | 0 | 0 | 0 | 0 | 0 | 0
ST | 0 | 0 | 0 | 0 | 0 | 0
STOG | 0 | 0 | 0 | 0 | 0 | 0
STWD | 0 | 0 | 0 | 0 | 0 | 0
WT | 0 | 0 | 0 | 0 | 0 | 0
IGCC | 0 | 0 | 0 | 0 | 0 | 0
DemandResponse | 0 | 0 | 0 | 0 | 0 | 0
IGCC-CCS | 0 | 0 | 0 | 0 | 0 | 0
WT_off | 0 | 0 | 0 | 0 | 0 | 0
PseudoUnit | 0 | 0 | 0 | 0 | 0 | 0
FixedInterchange | 0 | 0 | 0 | 0 | 0 | 0
New Build Capacity by Reporting Type: AZ_NM_SNV_NucRenew
ReportingType | 2015 | 2020 | 2025 | 2030 | 2035 | 2040
BM | 0 | 0 | 0 | 0 | 0 | 0
CC | 0 | 0 | 0 | 0 | 0 | 0
CSP | 0 | 0 | 0 | 0 | 0 | 0
CT | 0 | 0 | 0 | 0 | 0 | 0
Coal | 0 | 0 | 0 | 0 | 0 | 0
Geo | 0 | 0 | 1450 | 0 | 0 | 0
H | 0 | 0 | 0 | 0 | 0 | 0
LFG | 0 | 0 | 60.67 | 0 | 0 | 0
Nuc | 0 | 0 | 0 | 4501.45 | 2452.22 | 328.5
PS | 0 | 0 | 0 | 0 | 0 | 0
PV | 95.7 | 0 | 0 | 0 | 0 | 0
PeakG | 0 | 0 | 0 | 0 | 0 | 0
PeakO | 0 | 0 | 0 | 0 | 0 | 0
ST | 280 | 383.47 | 201.06 | 3727.13 | 134.49 | 144.12
STOG | 0 | 0 | 0 | 0 | 0 | 0
STWD | 0 | 0 | 0 | 0 | 0 | 0
WT | 65.1 | 6103.05 | 0 | 0 | 0 | 0
IGCC | 0 | 0 | 0 | 0 | 0 | 0
DemandResponse | 0 | 0 | 0 | 0 | 0 | 0
IGCC-CCS | 0 | 0 | 0 | 0 | 0 | 0
WT_off | 0 | 0 | 0 | 0 | 0 | 0
PseudoUnit | 0 | 0 | 0 | 0 | 0 | 0
FixedInterchange | 0 | 0 | 0 | 0 | 0 | 0
New Build Capacity by Reporting Type: ERCOT
ReportingType | 2015 | 2020 | 2025 | 2030 | 2035 | 2040
BM | 145 | 0 | 0 | 0 | 3767.17 | 152.8
CC | 14375.12 | 0 | 0 | 0 | 0 | 0
CSP | 0 | 0 | 0 | 0 | 0 | 0
CT | 250 | 0 | 0 | 0 | 0 | 0
Coal | 2020 | 0 | 0 | 0 | 0 | 0
Geo | 0 | 0 | 0 | 0 | 0 | 0
H | 0 | 0 | 0 | 0 | 0 | 0
LFG | 0 | 0 | 354 | 0 | 0 | 0
Nuc | 0 | 0 | 0 | 1487.66 | 8713.27 | 4013.89
PS | 0 | 0 | 0 | 0 | 0 | 0
PV | 14 | 0 | 0 | 0 | 0 | 0
PeakG | 0 | 0 | 0 | 0 | 0 | 0
PeakO | 0 | 0 | 0 | 0 | 0 | 0
ST | 0 | 0 | 0 | 0 | 0 | 0
STOG | 0 | 0 | 0 | 0 | 0 | 0
STWD | 0 | 0 | 0 | 0 | 0 | 0
WT | 350.1 | 4607.97 | 13772.56 | 0 | 0 | 0
IGCC | 0 | 0 | 0 | 0 | 0 | 0
DemandResponse | 0 | 0 | 0 | 0 | 0 | 0
IGCC-CCS | 0 | 0 | 0 | 0 | 0 | 0
WT_off | 0 | 0 | 0 | 0 | 0 | 0
PseudoUnit | 0 | 0 | 0 | 0 | 0 | 0
FixedInterchange | 0 | 0 | 0 | 0 | 0 | 0
New Build Capacity by Reporting Type: NP15
ReportingType | 2015 | 2020 | 2025 | 2030 | 2035 | 2040
BM | 0 | 0 | 0 | 0 | 0 | 0
CC | 940 | 0 | 0 | 0 | 0 | 0
CSP | 0 | 0 | 0 | 0 | 0 | 0
CT | 212.6 | 0 | 0 | 0 | 0 | 0
Coal | 0 | 0 | 0 | 0 | 0 | 0
Geo | 0 | 600 | 0 | 0 | 0 | 0
H | 0 | 0 | 0 | 0 | 0 | 0
LFG | 0 | 378.43 | 186.57 | 0 | 0 | 0
Nuc | 0 | 0 | 0 | 1312.33 | 1755.36 | 0
PS | 0 | 0 | 0 | 0 | 0 | 0
PV | 6.5 | 0 | 0 | 0 | 0 | 0
PeakG | 0 | 0 | 0 | 0 | 0 | 0
PeakO | 0 | 0 | 0 | 0 | 0 | 0
ST | 29 | 0 | 0 | 0 | 71 | 0
STOG | 0 | 0 | 0 | 0 | 0 | 0
STWD | 0 | 0 | 0 | 0 | 0 | 0
WT | 101.2 | 3298.8 | 0 | 0 | 5466.42 | 0
IGCC | 0 | 0 | 0 | 0 | 0 | 0
DemandResponse | 0 | 0 | 0 | 0 | 0 | 0
IGCC-CCS | 0 | 0 | 0 | 0 | 0 | 0
WT_off | 0 | 0 | 0 | 0 | 0 | 0
PseudoUnit | 0 | 0 | 0 | 0 | 0 | 0
FixedInterchange | 0 | 0 | 0 | 0 | 0 | 0
New Build Capacity by Reporting Type: NWPP_Coal
ReportingType | 2015 | 2020 | 2025 | 2030 | 2035 | 2040
BM | 0 | 0 | 0 | 0 | 0 | 0
CC | 0 | 0 | 0 | 0 | 0 | 0
CSP | 0 | 0 | 0 | 0 | 0 | 0
CT | 0 | 0 | 0 | 0 | 0 | 0
Coal | 0 | 0 | 0 | 0 | 0 | 0
Geo | 0 | 0 | 0 | 0 | 0 | 0
H | 0 | 0 | 0 | 0 | 0 | 0
LFG | 0 | 0 | 0 | 0 | 0 | 0
Nuc | 0 | 0 | 0 | 0 | 0 | 0
PS | 0 | 0 | 0 | 0 | 0 | 0
PV | 0 | 0 | 0 | 0 | 0 | 0
PeakG | 0 | 0 | 0 | 0 | 0 | 0
PeakO | 0 | 0 | 0 | 0 | 0 | 0
ST | 0 | 0 | 0 | 0 | 0 | 0
STOG | 0 | 0 | 0 | 0 | 0 | 0
STWD | 0 | 0 | 0 | 0 | 0 | 0
WT | 0 | 0 | 0 | 0 | 0 | 0
IGCC | 0 | 0 | 0 | 0 | 0 | 0
DemandResponse | 0 | 0 | 0 | 0 | 0 | 0
IGCC-CCS | 0 | 0 | 0 | 0 | 0 | 0
WT_off | 0 | 0 | 0 | 0 | 0 | 0
PseudoUnit | 0 | 0 | 0 | 0 | 0 | 0
FixedInterchange | 0 | 0 | 0 | 0 | 0 | 0
New Build Capacity by Reporting Type: NWPP_Gas
ReportingType | 2015 | 2020 | 2025 | 2030 | 2035 | 2040
BM | 0 | 0 | 0 | 0 | 0 | 0
CC | 300 | 1226.3 | 0 | 0 | 0 | 0
CSP | 0 | 0 | 0 | 0 | 0 | 0
CT | 150 | 0 | 0 | 0 | 0 | 0
Coal | 0 | 0 | 0 | 0 | 0 | 0
Geo | 0 | 0 | 0 | 0 | 0 | 0
H | 0 | 0 | 0 | 0 | 0 | 0
LFG | 0 | 0 | 0 | 0 | 0 | 0
Nuc | 0 | 0 | 0 | 0 | 0 | 0
PS | 0 | 0 | 0 | 0 | 0 | 0
PV | 0 | 0 | 0 | 0 | 0 | 0
PeakG | 0 | 0 | 0 | 0 | 0 | 0
PeakO | 0 | 0 | 0 | 0 | 0 | 0
ST | 0 | 0 | 0 | 0 | 0 | 0
STOG | 0 | 0 | 0 | 0 | 0 | 0
STWD | 0 | 0 | 0 | 0 | 0 | 0
WT | 0 | 0 | 0 | 0 | 0 | 0
IGCC | 0 | 0 | 0 | 0 | 0 | 0
DemandResponse | 0 | 0 | 0 | 0 | 0 | 0
IGCC-CCS | 0 | 0 | 0 | 0 | 0 | 0
WT_off | 0 | 0 | 0 | 0 | 0 | 0
PseudoUnit | 0 | 0 | 0 | 0 | 0 | 0
FixedInterchange | 0 | 0 | 0 | 0 | 0 | 0
New Build Capacity by Reporting Type: NWPP_NucRenew
ReportingType | 2015 | 2020 | 2025 | 2030 | 2035 | 2040
BM | 32.55 | 0 | 0 | 0 | 0 | 0
CC | 0 | 0 | 0 | 0 | 0 | 0
CSP | 0 | 0 | 0 | 0 | 0 | 0
CT | 0 | 0 | 0 | 0 | 0 | 0
Coal | 0 | 0 | 0 | 0 | 0 | 0
Geo | 86 | 8.02 | 425.98 | 0 | 0 | 0
H | 0 | 0 | 0 | 0 | 335 | 0
LFG | 25.5 | 0 | 244.5 | 0 | 0 | 0
Nuc | 0 | 0 | 0 | 1831.79 | 2999.7 | 0
PS | 0 | 0 | 0 | 0 | 0 | 0
PV | 0 | 0 | 0 | 0 | 0 | 0
PeakG | 0 | 0 | 0 | 0 | 0 | 0
PeakO | 0 | 0 | 0 | 0 | 0 | 0
ST | 0 | 0 | 0 | 0 | 3 | 0
STOG | 0 | 0 | 0 | 0 | 0 | 0
STWD | 0 | 0 | 0 | 0 | 0 | 0
WT | 977.3 | 0 | 0 | 14030.32 | 0 | 0
IGCC | 0 | 0 | 0 | 0 | 0 | 0
DemandResponse | 0 | 0 | 0 | 0 | 0 | 0
IGCC-CCS | 0 | 0 | 0 | 0 | 0 | 0
WT_off | 0 | 0 | 0 | 0 | 0 | 0
PseudoUnit | 0 | 0 | 0 | 0 | 0 | 0
FixedInterchange | 0 | 0 | 0 | 0 | 0 | 0
New Build Capacity by Reporting Type: RMPA
ReportingType | 2015 | 2020 | 2025 | 2030 | 2035 | 2040
BM | 0 | 0 | 0 | 0 | 913.03 | 1072.25
CC | 0 | 772.54 | 0 | 0 | 0 | 0
CSP | 0 | 0 | 0 | 0 | 0 | 0
CT | 152 | 0 | 0 | 0 | 0 | 0
Coal | 390 | 0 | 0 | 0 | 0 | 0
Geo | 0 | 16.98 | 2553.02 | 0 | 0 | 0
H | 0 | 0 | 0 | 0 | 0 | 0
LFG | 1.4 | 0 | 28.93 | 0 | 0 | 0
Nuc | 0 | 0 | 315.46 | 1204.64 | 0 | 0
PS | 0 | 0 | 0 | 0 | 0 | 0
PV | 1 | 0 | 0 | 0 | 0 | 0
PeakG | 0 | 0 | 0 | 0 | 0 | 0
PeakO | 0 | 0 | 0 | 0 | 0 | 0
ST | 3 | 340.85 | 4.59 | 4.69 | 0 | 73.67
STOG | 0 | 0 | 0 | 0 | 0 | 0
STWD | 0 | 0 | 0 | 0 | 0 | 0
WT | 765.4 | 3576.33 | 72.46 | 73.97 | 79.08 | 0
IGCC | 0 | 0 | 0 | 0 | 0 | 0
DemandResponse | 0 | 0 | 0 | 0 | 0 | 0
IGCC-CCS | 0 | 0 | 0 | 0 | 0 | 0
WT_off | 0 | 0 | 0 | 0 | 0 | 0
PseudoUnit | 0 | 0 | 0 | 0 | 0 | 0
FixedInterchange | 0 | 0 | 0 | 0 | 0 | 0
New Build Capacity by Reporting Type: SP15
ReportingType | 2015 | 2020 | 2025 | 2030 | 2035 | 2040
BM | 6 | 0 | 0 | 0 | 0 | 458.21
CC | 409.5 | 0 | 0 | 0 | 0 | 0
CSP | 0 | 0 | 0 | 0 | 0 | 0
CT | 0 | 0 | 0 | 0 | 0 | 0
Coal | 0 | 0 | 0 | 0 | 0 | 0
Geo | 50 | 1450 | 0 | 0 | 0 | 0
H | 0 | 0 | 0 | 0 | 0 | 0
LFG | 9.2 | 555.8 | 0 | 0 | 0 | 0
Nuc | 0 | 0 | 0 | 1134.61 | 2994.17 | 192.57
PS | 0 | 0 | 0 | 0 | 0 | 0
PV | 3.8 | 0 | 0 | 0 | 0 | 0
PeakG | 0 | 0 | 0 | 0 | 0 | 0
PeakO | 0 | 0 | 0 | 0 | 0 | 0
ST | 448 | 0 | 0 | 0 | 205.99 | 0
STOG | 0 | 0 | 0 | 0 | 0 | 0
STWD | 0 | 0 | 0 | 0 | 0 | 0
WT | 735 | 2387.92 | 9749.62 | 2027.45 | 0 | 0
IGCC | 0 | 0 | 0 | 0 | 0 | 0
DemandResponse | 0 | 0 | 0 | 0 | 0 | 0
IGCC-CCS | 0 | 0 | 0 | 0 | 0 | 0
WT_off | 0 | 0 | 0 | 0 | 0 | 0
PseudoUnit | 0 | 0 | 0 | 0 | 0 | 0
FixedInterchange | 0 | 0 | 0 | 0 | 0 | 0
New Build Capacity by Reporting Type: ALB
ReportingType | 2015 | 2020 | 2025 | 2030 | 2035 | 2040
BM | 0 | 0 | 0 | 0 | 0 | 0
CC | 197.35 | 0 | 0 | 0 | 0 | 0
CSP | 0 | 0 | 0 | 0 | 0 | 0
CT | 201.5 | 0 | 0 | 0 | 0 | 0
Coal | 495 | 0 | 0 | 0 | 0 | 0
Geo | 0 | 0 | 0 | 0 | 0 | 0
H | 0 | 0 | 0 | 0 | 0 | 0
LFG | 0 | 0 | 0 | 0 | 0 | 0
Nuc | 0 | 0 | 0 | 8137.97 | 367.17 | 189.19
PS | 0 | 0 | 0 | 0 | 0 | 0
PV | 0 | 0 | 0 | 0 | 0 | 0
PeakG | 0 | 0 | 0 | 0 | 0 | 0
PeakO | 0 | 0 | 0 | 0 | 0 | 0
ST | 0 | 0 | 0 | 0 | 0 | 0
STOG | 0 | 0 | 0 | 0 | 0 | 0
STWD | 0 | 0 | 0 | 0 | 0 | 0
WT | 9 | 0 | 0 | 0 | 0 | 0
IGCC | 0 | 0 | 0 | 0 | 0 | 0
DemandResponse | 0 | 0 | 0 | 0 | 0 | 0
IGCC-CCS | 0 | 0 | 0 | 0 | 0 | 0
WT_off | 0 | 0 | 0 | 0 | 0 | 0
PseudoUnit | 0 | 0 | 0 | 0 | 0 | 0
FixedInterchange | 0 | 0 | 0 | 0 | 0 | 0
New Build Capacity by Reporting Type: BC
ReportingType | 2015 | 2020 | 2025 | 2030 | 2035 | 2040
BM | 0 | 0 | 0 | 0 | 0 | 0
CC | 762.87 | 0 | 0 | 0 | 0 | 0
CSP | 0 | 0 | 0 | 0 | 0 | 0
CT | 0 | 0 | 0 | 0 | 0 | 0
Coal | 0 | 0 | 0 | 0 | 0 | 0
Geo | 0 | 0 | 0 | 0 | 0 | 0
H | 0 | 0 | 0 | 0 | 0 | 0
LFG | 0 | 0 | 0 | 0 | 0 | 0
Nuc | 0 | 0 | 0 | 0 | 0 | 0
PS | 0 | 0 | 0 | 0 | 0 | 0
PV | 0 | 0 | 0 | 0 | 0 | 0
PeakG | 0 | 0 | 0 | 0 | 0 | 0
PeakO | 0 | 0 | 0 | 0 | 0 | 0
ST | 0 | 0 | 0 | 0 | 0 | 0
STOG | 0 | 0 | 0 | 0 | 0 | 0
STWD | 0 | 0 | 0 | 0 | 0 | 0
WT | 144 | 0 | 0 | 0 | 0 | 0
IGCC | 0 | 0 | 0 | 0 | 0 | 0
DemandResponse | 0 | 0 | 0 | 0 | 0 | 0
IGCC-CCS | 0 | 0 | 0 | 0 | 0 | 0
WT_off | 0 | 0 | 0 | 0 | 0 | 0
PseudoUnit | 0 | 0 | 0 | 0 | 0 | 0
FixedInterchange | 0 | 0 | 0 | 0 | 0 | 0
New Build Capacity by Reporting Type: HQ_IESO
ReportingType | 2015 | 2020 | 2025 | 2030 | 2035 | 2040
BM | 0 | 0 | 0 | 0 | 0 | 0
CC | 0 | 0 | 0 | 0 | 0 | 0
CSP | 0 | 0 | 0 | 0 | 0 | 0
CT | 0 | 0 | 0 | 0 | 0 | 0
Coal | 0 | 0 | 0 | 0 | 0 | 0
Geo | 0 | 0 | 0 | 0 | 0 | 0
H | 0 | 0 | 0 | 0 | 0 | 0
LFG | 0 | 0 | 0 | 0 | 0 | 0
Nuc | 0 | 0 | 0 | 0 | 0 | 0
PS | 0 | 0 | 0 | 0 | 0 | 0
PV | 0 | 0 | 0 | 0 | 0 | 0
PeakG | 0 | 0 | 0 | 0 | 0 | 0
PeakO | 0 | 0 | 0 | 0 | 0 | 0
ST | 0 | 0 | 0 | 0 | 0 | 0
STOG | 0 | 0 | 0 | 0 | 0 | 0
STWD | 0 | 0 | 0 | 0 | 0 | 0
WT | 0 | 0 | 0 | 0 | 0 | 0
IGCC | 0 | 0 | 0 | 0 | 0 | 0
DemandResponse | 0 | 0 | 0 | 0 | 0 | 0
IGCC-CCS | 0 | 0 | 0 | 0 | 0 | 0
WT_off | 0 | 0 | 0 | 0 | 0 | 0
PseudoUnit | 0 | 0 | 0 | 0 | 0 | 1848
FixedInterchange | 0 | 0 | 0 | 0 | 0 | 0
New Build Capacity by Reporting Type: HQ_NEISO
ReportingType | 2015 | 2020 | 2025 | 2030 | 2035 | 2040
BM | 0 | 0 | 0 | 0 | 0 | 0
CC | 0 | 0 | 0 | 0 | 0 | 0
CSP | 0 | 0 | 0 | 0 | 0 | 0
CT | 0 | 0 | 0 | 0 | 0 | 0
Coal | 0 | 0 | 0 | 0 | 0 | 0
Geo | 0 | 0 | 0 | 0 | 0 | 0
H | 0 | 0 | 0 | 0 | 0 | 0
LFG | 0 | 0 | 0 | 0 | 0 | 0
Nuc | 0 | 0 | 0 | 0 | 0 | 0
PS | 0 | 0 | 0 | 0 | 0 | 0
PV | 0 | 0 | 0 | 0 | 0 | 0
PeakG | 0 | 0 | 0 | 0 | 0 | 0
PeakO | 0 | 0 | 0 | 0 | 0 | 0
ST | 0 | 0 | 0 | 0 | 0 | 0
STOG | 0 | 0 | 0 | 0 | 0 | 0
STWD | 0 | 0 | 0 | 0 | 0 | 0
WT | 0 | 0 | 0 | 0 | 0 | 0
IGCC | 0 | 0 | 0 | 0 | 0 | 0
DemandResponse | 0 | 0 | 0 | 0 | 0 | 0
IGCC-CCS | 0 | 0 | 0 | 0 | 0 | 0
WT_off | 0 | 0 | 0 | 0 | 0 | 0
PseudoUnit | 0 | 0 | 0 | 0 | 0 | 1118.95
FixedInterchange | 0 | 0 | 0 | 0 | 0 | 0
New Build Capacity by Reporting Type: HQ_NY
ReportingType | 2015 | 2020 | 2025 | 2030 | 2035 | 2040
BM | 0 | 0 | 0 | 0 | 0 | 0
CC | 0 | 0 | 0 | 0 | 0 | 0
CSP | 0 | 0 | 0 | 0 | 0 | 0
CT | 0 | 0 | 0 | 0 | 0 | 0
Coal | 0 | 0 | 0 | 0 | 0 | 0
Geo | 0 | 0 | 0 | 0 | 0 | 0
H | 0 | 0 | 0 | 0 | 0 | 0
LFG | 0 | 0 | 0 | 0 | 0 | 0
Nuc | 0 | 0 | 0 | 0 | 0 | 0
PS | 0 | 0 | 0 | 0 | 0 | 0
PV | 0 | 0 | 0 | 0 | 0 | 0
PeakG | 0 | 0 | 0 | 0 | 0 | 0
PeakO | 0 | 0 | 0 | 0 | 0 | 0
ST | 0 | 0 | 0 | 0 | 0 | 0
STOG | 0 | 0 | 0 | 0 | 0 | 0
STWD | 0 | 0 | 0 | 0 | 0 | 0
WT | 0 | 0 | 0 | 0 | 0 | 0
IGCC | 0 | 0 | 0 | 0 | 0 | 0
DemandResponse | 0 | 0 | 0 | 0 | 0 | 0
IGCC-CCS | 0 | 0 | 0 | 0 | 0 | 0
WT_off | 0 | 0 | 0 | 0 | 0 | 0
PseudoUnit | 0 | 0 | 0 | 0 | 941.07 | 1391.98
FixedInterchange | 0 | 0 | 0 | 0 | 0 | 0
New Build Capacity by Reporting Type: MARITIMES
ReportingType | 2015 | 2020 | 2025 | 2030 | 2035 | 2040
BM | 0 | 0 | 0 | 0 | 0 | 0
CC | 0 | 0 | 0 | 0 | 0 | 0
CSP | 0 | 0 | 0 | 0 | 0 | 0
CT | 0 | 0 | 0 | 0 | 0 | 0
Coal | 0 | 0 | 0 | 0 | 0 | 0
Geo | 0 | 0 | 0 | 0 | 0 | 0
H | 0 | 0 | 0 | 0 | 0 | 0
LFG | 0 | 0 | 0 | 0 | 0 | 0
Nuc | 0 | 0 | 0 | 0 | 0 | 0
PS | 0 | 0 | 0 | 0 | 0 | 0
PV | 0 | 0 | 0 | 0 | 0 | 0
PeakG | 0 | 0 | 0 | 0 | 0 | 0
PeakO | 0 | 0 | 0 | 0 | 0 | 0
ST | 0 | 0 | 0 | 0 | 0 | 0
STOG | 0 | 0 | 0 | 0 | 0 | 0
STWD | 0 | 0 | 0 | 0 | 0 | 0
WT | 0 | 0 | 0 | 0 | 0 | 0
IGCC | 0 | 0 | 0 | 0 | 0 | 0
DemandResponse | 0 | 0 | 0 | 0 | 0 | 0
IGCC-CCS | 0 | 0 | 0 | 0 | 0 | 0
WT_off | 0 | 0 | 0 | 0 | 0 | 0
PseudoUnit | 0 | 0 | 0 | 0 | 0 | 500
FixedInterchange | 0 | 0 | 0 | 0 | 0 | 0
New Build Capacity by Reporting Type: All
ReportingType | 2015 | 2020 | 2025 | 2030 | 2035 | 2040
BM | 1251 | 9.31 | 432.87 | 0 | 13134.54 | 7183.96
CC | 97757.35 | 23053.47 | 0 | 0 | 0 | 0
CSP | 0 | 0 | 0 | 0 | 0 | 0
CT | 6393.79 | 300 | 0 | 0 | 0 | 0
Coal | 10763.64 | 0 | 0 | 0 | 0 | 0
Geo | 136 | 2075 | 4429 | 0 | 0 | 0
H | 0 | 1304.12 | 3093.88 | 159.63 | 2915.37 | 0
LFG | 192 | 1953 | 2210 | 723.5 | 0.5 | 0
Nuc | 2740.56 | 4530 | 2090.63 | 47909.48 | 50000 | 50000
PS | 0 | 0 | 0 | 0 | 0 | 0
PV | 1246 | 1975.62 | 845.14 | 81.35 | 0 | 0
PeakG | 0 | 0 | 0 | 0 | 0 | 0
PeakO | 0 | 0 | 0 | 0 | 0 | 0
ST | 760 | 724.32 | 205.65 | 3731.82 | 414.47 | 217.8
STOG | 0 | 0 | 0 | 0 | 0 | 0
STWD | 0 | 0 | 0 | 0 | 0 | 0
WT | 25342 | 113137.75 | 96316.13 | 72465.19 | 53190.79 | 0
IGCC | 618 | 0 | 0 | 0 | 0 | 0
DemandResponse | 0 | 0 | 0 | 0 | 0 | 0
IGCC-CCS | 0 | 0 | 0 | 0 | 0 | 0
WT_off | 469 | 0 | 1100 | 0 | 0 | 0
PseudoUnit | 0 | 0 | 0 | 0 | 941.07 | 4858.93
FixedInterchange | 0 | 0 | 0 | 0 | 0 | 0
New Build Capacity by Reporting Type: EI_US
ReportingType | 2015 | 2020 | 2025 | 2030 | 2035 | 2040
BM | 741.12 | 9.31 | 432.87 | 0 | 8454.35 | 5500.7
CC | 78310.57 | 21054.63 | 0 | 0 | 0 | 0
CSP | 0 | 0 | 0 | 0 | 0 | 0
CT | 4323.69 | 300 | 0 | 0 | 0 | 0
Coal | 7858.64 | 0 | 0 | 0 | 0 | 0
Geo | 0 | 0 | 0 | 0 | 0 | 0
H | 0 | 784 | 1424 | 30 | 0 | 0
LFG | 141.4 | 1018.77 | 1335.33 | 723.5 | 0 | 0
Nuc | 2740.56 | 4530 | 1775.17 | 28299.03 | 30718.12 | 45275.85
PS | 0 | 0 | 0 | 0 | 0 | 0
PV | 57.74 | 1975.62 | 845.14 | 81.35 | 0 | 0
PeakG | 0 | 0 | 0 | 0 | 0 | 0
PeakO | 0 | 0 | 0 | 0 | 0 | 0
ST | 0 | 0 | 0 | 0 | 0 | 0
STOG | 0 | 0 | 0 | 0 | 0 | 0
STWD | 0 | 0 | 0 | 0 | 0 | 0
WT | 19786.6 | 93163.69 | 72721.49 | 56333.45 | 47645.3 | 0
IGCC | 618 | 0 | 0 | 0 | 0 | 0
DemandResponse | 0 | 0 | 0 | 0 | 0 | 0
IGCC-CCS | 0 | 0 | 0 | 0 | 0 | 0
WT_off | 469 | 0 | 1100 | 0 | 0 | 0
PseudoUnit | 0 | 0 | 0 | 0 | 941.07 | 3010.93
FixedInterchange | 0 | 0 | 0 | 0 | 0 | 0
New Build Capacity by Reporting Type: EI_Canada
ReportingType | 2015 | 2020 | 2025 | 2030 | 2035 | 2040
BM | 326.33 | 0 | 0 | 0 | 0 | 0
CC | 1793.93 | 0 | 0 | 0 | 0 | 0
CSP | 0 | 0 | 0 | 0 | 0 | 0
CT | 368 | 0 | 0 | 0 | 0 | 0
Coal | 0 | 0 | 0 | 0 | 0 | 0
Geo | 0 | 0 | 0 | 0 | 0 | 0
H | 0 | 520.12 | 1669.88 | 129.63 | 2580.37 | 0
LFG | 14.5 | 0 | 0 | 0 | 0.5 | 0
Nuc | 0 | 0 | 0 | 0 | 0 | 0
PS | 0 | 0 | 0 | 0 | 0 | 0
PV | 1067.26 | 0 | 0 | 0 | 0 | 0
PeakG | 0 | 0 | 0 | 0 | 0 | 0
PeakO | 0 | 0 | 0 | 0 | 0 | 0
ST | 0 | 0 | 0 | 0 | 0 | 0
STOG | 0 | 0 | 0 | 0 | 0 | 0
STWD | 0 | 0 | 0 | 0 | 0 | 0
WT | 2408.3 | 0 | 0 | 0 | 0 | 0
IGCC | 0 | 0 | 0 | 0 | 0 | 0
DemandResponse | 0 | 0 | 0 | 0 | 0 | 0
IGCC-CCS | 0 | 0 | 0 | 0 | 0 | 0
WT_off | 0 | 0 | 0 | 0 | 0 | 0
PseudoUnit | 0 | 0 | 0 | 0 | 0 | 1848
FixedInterchange | 0 | 0 | 0 | 0 | 0 | 0
New Build Capacity by Reporting Type: EI
ReportingType | 2015 | 2020 | 2025 | 2030 | 2035 | 2040
BM | 1067.45 | 9.31 | 432.87 | 0 | 8454.35 | 5500.7
CC | 80104.5 | 21054.63 | 0 | 0 | 0 | 0
CSP | 0 | 0 | 0 | 0 | 0 | 0
CT | 4691.69 | 300 | 0 | 0 | 0 | 0
Coal | 7858.64 | 0 | 0 | 0 | 0 | 0
Geo | 0 | 0 | 0 | 0 | 0 | 0
H | 0 | 1304.12 | 3093.88 | 159.63 | 2580.37 | 0
LFG | 155.9 | 1018.77 | 1335.33 | 723.5 | 0.5 | 0
Nuc | 2740.56 | 4530 | 1775.17 | 28299.03 | 30718.12 | 45275.85
PS | 0 | 0 | 0 | 0 | 0 | 0
PV | 1125 | 1975.62 | 845.14 | 81.35 | 0 | 0
PeakG | 0 | 0 | 0 | 0 | 0 | 0
PeakO | 0 | 0 | 0 | 0 | 0 | 0
ST | 0 | 0 | 0 | 0 | 0 | 0
STOG | 0 | 0 | 0 | 0 | 0 | 0
STWD | 0 | 0 | 0 | 0 | 0 | 0
WT | 22194.9 | 93163.69 | 72721.49 | 56333.45 | 47645.3 | 0
IGCC | 618 | 0 | 0 | 0 | 0 | 0
DemandResponse | 0 | 0 | 0 | 0 | 0 | 0
IGCC-CCS | 0 | 0 | 0 | 0 | 0 | 0
WT_off | 469 | 0 | 1100 | 0 | 0 | 0
PseudoUnit | 0 | 0 | 0 | 0 | 941.07 | 4858.93
FixedInterchange | 0 | 0 | 0 | 0 | 0 | 0
New Build Capacity by Reporting Type: Outside_EI
ReportingType | 2015 | 2020 | 2025 | 2030 | 2035 | 2040
BM | 183.55 | 0 | 0 | 0 | 4680.19 | 1683.26
CC | 17652.84 | 1998.84 | 0 | 0 | 0 | 0
CSP | 0 | 0 | 0 | 0 | 0 | 0
CT | 1702.1 | 0 | 0 | 0 | 0 | 0
Coal | 2905 | 0 | 0 | 0 | 0 | 0
Geo | 136 | 2075 | 4429 | 0 | 0 | 0
H | 0 | 0 | 0 | 0 | 335 | 0
LFG | 36.1 | 934.23 | 874.67 | 0 | 0 | 0
Nuc | 0 | 0 | 315.46 | 19610.45 | 19281.88 | 4724.15
PS | 0 | 0 | 0 | 0 | 0 | 0
PV | 121 | 0 | 0 | 0 | 0 | 0
PeakG | 0 | 0 | 0 | 0 | 0 | 0
PeakO | 0 | 0 | 0 | 0 | 0 | 0
ST | 760 | 724.32 | 205.65 | 3731.82 | 414.47 | 217.8
STOG | 0 | 0 | 0 | 0 | 0 | 0
STWD | 0 | 0 | 0 | 0 | 0 | 0
WT | 3147.1 | 19974.06 | 23594.64 | 16131.74 | 5545.5 | 0
IGCC | 0 | 0 | 0 | 0 | 0 | 0
DemandResponse | 0 | 0 | 0 | 0 | 0 | 0
IGCC-CCS | 0 | 0 | 0 | 0 | 0 | 0
WT_off | 0 | 0 | 0 | 0 | 0 | 0
PseudoUnit | 0 | 0 | 0 | 0 | 0 | 0
FixedInterchange | 0 | 0 | 0 | 0 | 0 | 0
#2 | Cumulative New Build Capacity (MW)
Cumulative New Build Capacity by Reporting Type: Entergy
ReportingType | 2015 | 2020 | 2025 | 2030 | 2035 | 2040
BM | 0 | 0 | 0 | 0 | 0 | 0
CC | 1030.95 | 3852.42 | 3852.42 | 3852.42 | 3852.42 | 3852.42
CSP | 0 | 0 | 0 | 0 | 0 | 0
CT | 0 | 0 | 0 | 0 | 0 | 0
Coal | 720 | 720 | 720 | 720 | 720 | 720
Geo | 0 | 0 | 0 | 0 | 0 | 0
H | 0 | 0 | 0 | 0 | 0 | 0
LFG | 0 | 0 | 107.4 | 107.4 | 107.4 | 107.4
Nuc | 170 | 170 | 170 | 170 | 170 | 193.76
PS | 0 | 0 | 0 | 0 | 0 | 0
PV | 0.29 | 58.37 | 84.95 | 84.95 | 84.95 | 84.95
PeakG | 0 | 0 | 0 | 0 | 0 | 0
PeakO | 0 | 0 | 0 | 0 | 0 | 0
ST | 0 | 0 | 0 | 0 | 0 | 0
STOG | 0 | 0 | 0 | 0 | 0 | 0
STWD | 0 | 0 | 0 | 0 | 0 | 0
WT | 0 | 0 | 0 | 0 | 0 | 0
IGCC | 0 | 0 | 0 | 0 | 0 | 0
DemandResponse | 0 | 0 | 0 | 0 | 0 | 0
IGCC-CCS | 0 | 0 | 0 | 0 | 0 | 0
WT_off | 0 | 0 | 0 | 0 | 0 | 0
PseudoUnit | 0 | 0 | 0 | 0 | 0 | 0
FixedInterchange | 0 | 0 | 0 | 0 | 0 | 0
Cumulative New Build Capacity by Reporting Type: FRCC
ReportingType | 2015 | 2020 | 2025 | 2030 | 2035 | 2040
BM | 0 | 0 | 0 | 0 | 0 | 2001.91
CC | 10272.53 | 10272.53 | 10272.53 | 10272.53 | 10272.53 | 10272.53
CSP | 0 | 0 | 0 | 0 | 0 | 0
CT | 2480 | 2480 | 2480 | 2480 | 2480 | 2480
Coal | 0 | 0 | 0 | 0 | 0 | 0
Geo | 0 | 0 | 0 | 0 | 0 | 0
H | 0 | 0 | 0 | 0 | 0 | 0
LFG | 0 | 0 | 198 | 198 | 198 | 198
Nuc | 229.33 | 229.33 | 2004.5 | 17658.63 | 22643.28 | 26861.19
PS | 0 | 0 | 0 | 0 | 0 | 0
PV | 0 | 0 | 0 | 0 | 0 | 0
PeakG | 0 | 0 | 0 | 0 | 0 | 0
PeakO | 0 | 0 | 0 | 0 | 0 | 0
ST | 0 | 0 | 0 | 0 | 0 | 0
STOG | 0 | 0 | 0 | 0 | 0 | 0
STWD | 0 | 0 | 0 | 0 | 0 | 0
WT | 0 | 0 | 0 | 0 | 0 | 0
IGCC | 0 | 0 | 0 | 0 | 0 | 0
DemandResponse | 0 | 0 | 0 | 0 | 0 | 0
IGCC-CCS | 0 | 0 | 0 | 0 | 0 | 0
WT_off | 0 | 0 | 0 | 0 | 0 | 0
PseudoUnit | 0 | 0 | 0 | 0 | 0 | 0
FixedInterchange | 0 | 0 | 0 | 0 | 0 | 0
Cumulative New Build Capacity by Reporting Type: MAPP_US
ReportingType | 2015 | 2020 | 2025 | 2030 | 2035 | 2040
BM | 0 | 0 | 0 | 0 | 0 | 0
CC | 0 | 0 | 0 | 0 | 0 | 0
CSP | 0 | 0 | 0 | 0 | 0 | 0
CT | 308.3 | 308.3 | 308.3 | 308.3 | 308.3 | 308.3
Coal | 0 | 0 | 0 | 0 | 0 | 0
Geo | 0 | 0 | 0 | 0 | 0 | 0
H | 0 | 0 | 0 | 0 | 0 | 0
LFG | 0 | 0 | 0 | 71.67 | 71.67 | 71.67
Nuc | 0 | 0 | 0 | 0 | 0 | 0
PS | 0 | 0 | 0 | 0 | 0 | 0
PV | 0 | 0 | 0 | 0 | 0 | 0
PeakG | 0 | 0 | 0 | 0 | 0 | 0
PeakO | 0 | 0 | 0 | 0 | 0 | 0
ST | 0 | 0 | 0 | 0 | 0 | 0
STOG | 0 | 0 | 0 | 0 | 0 | 0
STWD | 0 | 0 | 0 | 0 | 0 | 0
WT | 421.3 | 8540.21 | 9551.81 | 9551.81 | 9551.81 | 9551.81
IGCC | 0 | 0 | 0 | 0 | 0 | 0
DemandResponse | 0 | 0 | 0 | 0 | 0 | 0
IGCC-CCS | 0 | 0 | 0 | 0 | 0 | 0
WT_off | 0 | 0 | 0 | 0 | 0 | 0
PseudoUnit | 0 | 0 | 0 | 0 | 0 | 0
FixedInterchange | 0 | 0 | 0 | 0 | 0 | 0
Cumulative New Build Capacity by Reporting Type: MISO_IN
ReportingType | 2015 | 2020 | 2025 | 2030 | 2035 | 2040
BM | 0 | 0 | 0 | 0 | 0 | 0
CC | 3821.26 | 16661.87 | 16661.87 | 16661.87 | 16661.87 | 16661.87
CSP | 0 | 0 | 0 | 0 | 0 | 0
CT | 0 | 0 | 0 | 0 | 0 | 0
Coal | 0 | 0 | 0 | 0 | 0 | 0
Geo | 0 | 0 | 0 | 0 | 0 | 0
H | 0 | 0 | 0 | 0 | 0 | 0
LFG | 0 | 0 | 80.12 | 80.12 | 80.12 | 80.12
Nuc | 0 | 0 | 0 | 0 | 0 | 0
PS | 0 | 0 | 0 | 0 | 0 | 0
PV | 0 | 217.17 | 335.74 | 335.74 | 335.74 | 335.74
PeakG | 0 | 0 | 0 | 0 | 0 | 0
PeakO | 0 | 0 | 0 | 0 | 0 | 0
ST | 0 | 0 | 0 | 0 | 0 | 0
STOG | 0 | 0 | 0 | 0 | 0 | 0
STWD | 0 | 0 | 0 | 0 | 0 | 0
WT | 0 | 0 | 0 | 29432.18 | 29432.18 | 29432.18
IGCC | 618 | 618 | 618 | 618 | 618 | 618
DemandResponse | 0 | 0 | 0 | 0 | 0 | 0
IGCC-CCS | 0 | 0 | 0 | 0 | 0 | 0
WT_off | 0 | 0 | 0 | 0 | 0 | 0
PseudoUnit | 0 | 0 | 0 | 0 | 0 | 0
FixedInterchange | 0 | 0 | 0 | 0 | 0 | 0
Cumulative New Build Capacity by Reporting Type: MISO_MI
ReportingType | 2015 | 2020 | 2025 | 2030 | 2035 | 2040
BM | 0 | 0 | 0 | 0 | 0 | 0
CC | 734.94 | 734.94 | 734.94 | 734.94 | 734.94 | 734.94
CSP | 0 | 0 | 0 | 0 | 0 | 0
CT | 0 | 0 | 0 | 0 | 0 | 0
Coal | 0 | 0 | 0 | 0 | 0 | 0
Geo | 0 | 0 | 0 | 0 | 0 | 0
H | 0 | 0 | 0 | 0 | 0 | 0
LFG | 0 | 0 | 160.25 | 160.25 | 160.25 | 160.25
Nuc | 0 | 0 | 0 | 0 | 0 | 0
PS | 0 | 0 | 0 | 0 | 0 | 0
PV | 0 | 0 | 0 | 0 | 0 | 0
PeakG | 0 | 0 | 0 | 0 | 0 | 0
PeakO | 0 | 0 | 0 | 0 | 0 | 0
ST | 0 | 0 | 0 | 0 | 0 | 0
STOG | 0 | 0 | 0 | 0 | 0 | 0
STWD | 0 | 0 | 0 | 0 | 0 | 0
WT | 2000 | 2495.21 | 2600 | 2600 | 2600 | 2600
IGCC | 0 | 0 | 0 | 0 | 0 | 0
DemandResponse | 0 | 0 | 0 | 0 | 0 | 0
IGCC-CCS | 0 | 0 | 0 | 0 | 0 | 0
WT_off | 0 | 0 | 0 | 0 | 0 | 0
PseudoUnit | 0 | 0 | 0 | 0 | 0 | 0
FixedInterchange | 0 | 0 | 0 | 0 | 0 | 0
Cumulative New Build Capacity by Reporting Type: MISO_MO-IL
ReportingType | 2015 | 2020 | 2025 | 2030 | 2035 | 2040
BM | 0 | 0 | 0 | 0 | 0 | 0
CC | 0 | 0 | 0 | 0 | 0 | 0
CSP | 0 | 0 | 0 | 0 | 0 | 0
CT | 0 | 0 | 0 | 0 | 0 | 0
Coal | 1790 | 1790 | 1790 | 1790 | 1790 | 1790
Geo | 0 | 0 | 0 | 0 | 0 | 0
H | 0 | 280 | 280 | 280 | 280 | 280
LFG | 0 | 0 | 223.33 | 223.33 | 223.33 | 223.33
Nuc | 0 | 0 | 0 | 0 | 0 | 0
PS | 0 | 0 | 0 | 0 | 0 | 0
PV | 0 | 0 | 0 | 0 | 0 | 0
PeakG | 0 | 0 | 0 | 0 | 0 | 0
PeakO | 0 | 0 | 0 | 0 | 0 | 0
ST | 0 | 0 | 0 | 0 | 0 | 0
STOG | 0 | 0 | 0 | 0 | 0 | 0
STWD | 0 | 0 | 0 | 0 | 0 | 0
WT | 300 | 300 | 5900 | 6016.62 | 6016.62 | 6016.62
IGCC | 0 | 0 | 0 | 0 | 0 | 0
DemandResponse | 0 | 0 | 0 | 0 | 0 | 0
IGCC-CCS | 0 | 0 | 0 | 0 | 0 | 0
WT_off | 0 | 0 | 0 | 0 | 0 | 0
PseudoUnit | 0 | 0 | 0 | 0 | 0 | 0
FixedInterchange | 0 | 0 | 0 | 0 | 0 | 0
Cumulative New Build Capacity by Reporting Type: MISO_W
ReportingType | 2015 | 2020 | 2025 | 2030 | 2035 | 2040
BM | 0 | 0 | 0 | 0 | 0 | 0
CC | 0 | 0 | 0 | 0 | 0 | 0
CSP | 0 | 0 | 0 | 0 | 0 | 0
CT | 0 | 0 | 0 | 0 | 0 | 0
Coal | 0 | 0 | 0 | 0 | 0 | 0
Geo | 0 | 0 | 0 | 0 | 0 | 0
H | 0 | 0 | 0 | 0 | 0 | 0
LFG | 0 | 0 | 0 | 71.67 | 71.67 | 71.67
Nuc | 94.33 | 94.33 | 94.33 | 94.33 | 94.33 | 94.33
PS | 0 | 0 | 0 | 0 | 0 | 0
PV | 0 | 0 | 0 | 0 | 0 | 0
PeakG | 0 | 0 | 0 | 0 | 0 | 0
PeakO | 0 | 0 | 0 | 0 | 0 | 0
ST | 0 | 0 | 0 | 0 | 0 | 0
STOG | 0 | 0 | 0 | 0 | 0 | 0
STWD | 0 | 0 | 0 | 0 | 0 | 0
WT | 2800.5 | 2800.5 | 53177.44 | 60831.23 | 70171.04 | 70171.04
IGCC | 0 | 0 | 0 | 0 | 0 | 0
DemandResponse | 0 | 0 | 0 | 0 | 0 | 0
IGCC-CCS | 0 | 0 | 0 | 0 | 0 | 0
WT_off | 0 | 0 | 0 | 0 | 0 | 0
PseudoUnit | 0 | 0 | 0 | 0 | 0 | 0
FixedInterchange | 0 | 0 | 0 | 0 | 0 | 0
Cumulative New Build Capacity by Reporting Type: MISO_WUMS
ReportingType | 2015 | 2020 | 2025 | 2030 | 2035 | 2040
BM | 0 | 0 | 0 | 0 | 0 | 0
CC | 5400.36 | 5400.36 | 5400.36 | 5400.36 | 5400.36 | 5400.36
CSP | 0 | 0 | 0 | 0 | 0 | 0
CT | 0 | 0 | 0 | 0 | 0 | 0
Coal | 615 | 615 | 615 | 615 | 615 | 615
Geo | 0 | 0 | 0 | 0 | 0 | 0
H | 0 | 1 | 1 | 1 | 1 | 1
LFG | 0 | 0 | 191.17 | 223.33 | 223.33 | 223.33
Nuc | 235 | 235 | 235 | 235 | 235 | 235
PS | 0 | 0 | 0 | 0 | 0 | 0
PV | 0 | 0 | 0 | 0 | 0 | 0
PeakG | 0 | 0 | 0 | 0 | 0 | 0
PeakO | 0 | 0 | 0 | 0 | 0 | 0
ST | 0 | 0 | 0 | 0 | 0 | 0
STOG | 0 | 0 | 0 | 0 | 0 | 0
STWD | 0 | 0 | 0 | 0 | 0 | 0
WT | 968.9 | 968.9 | 999.7 | 1418.88 | 1418.88 | 1418.88
IGCC | 0 | 0 | 0 | 0 | 0 | 0
DemandResponse | 0 | 0 | 0 | 0 | 0 | 0
IGCC-CCS | 0 | 0 | 0 | 0 | 0 | 0
WT_off | 0 | 0 | 0 | 0 | 0 | 0
PseudoUnit | 0 | 0 | 0 | 0 | 0 | 0
FixedInterchange | 0 | 0 | 0 | 0 | 0 | 0
Cumulative New Build Capacity by Reporting Type: Nebraska
ReportingType | 2015 | 2020 | 2025 | 2030 | 2035 | 2040
BM | 0 | 0 | 0 | 0 | 0 | 0
CC | 0 | 0 | 0 | 0 | 0 | 0
CSP | 0 | 0 | 0 | 0 | 0 | 0
CT | 0 | 0 | 0 | 0 | 0 | 0
Coal | 232.1 | 232.1 | 232.1 | 232.1 | 232.1 | 232.1
Geo | 0 | 0 | 0 | 0 | 0 | 0
H | 0 | 0 | 0 | 0 | 0 | 0
LFG | 0 | 0 | 0 | 71.67 | 71.67 | 71.67
Nuc | 0 | 0 | 0 | 0 | 0 | 0
PS | 0 | 0 | 0 | 0 | 0 | 0
PV | 0 | 0 | 0 | 0 | 0 | 0
PeakG | 0 | 0 | 0 | 0 | 0 | 0
PeakO | 0 | 0 | 0 | 0 | 0 | 0
ST | 0 | 0 | 0 | 0 | 0 | 0
STOG | 0 | 0 | 0 | 0 | 0 | 0
STWD | 0 | 0 | 0 | 0 | 0 | 0
WT | 202 | 14183.8 | 14870.81 | 14870.81 | 14870.81 | 14870.81
IGCC | 0 | 0 | 0 | 0 | 0 | 0
DemandResponse | 0 | 0 | 0 | 0 | 0 | 0
IGCC-CCS | 0 | 0 | 0 | 0 | 0 | 0
WT_off | 0 | 0 | 0 | 0 | 0 | 0
PseudoUnit | 0 | 0 | 0 | 0 | 0 | 0
FixedInterchange | 0 | 0 | 0 | 0 | 0 | 0
Cumulative New Build Capacity by Reporting Type: NEISO
ReportingType | 2015 | 2020 | 2025 | 2030 | 2035 | 2040
BM | 252.2 | 252.2 | 252.2 | 252.2 | 252.2 | 252.2
CC | 2049.5 | 2049.5 | 2049.5 | 2049.5 | 2049.5 | 2049.5
CSP | 0 | 0 | 0 | 0 | 0 | 0
CT | 334 | 334 | 334 | 334 | 334 | 334
Coal | 0 | 0 | 0 | 0 | 0 | 0
Geo | 0 | 0 | 0 | 0 | 0 | 0
H | 0 | 0 | 0 | 3 | 3 | 3
LFG | 49.26 | 49.26 | 49.26 | 119 | 119 | 119
Nuc | 0 | 0 | 0 | 0 | 0 | 0
PS | 0 | 0 | 0 | 0 | 0 | 0
PV | 0 | 279.59 | 279.59 | 279.59 | 279.59 | 279.59
PeakG | 0 | 0 | 0 | 0 | 0 | 0
PeakO | 0 | 0 | 0 | 0 | 0 | 0
ST | 0 | 0 | 0 | 0 | 0 | 0
STOG | 0 | 0 | 0 | 0 | 0 | 0
STWD | 0 | 0 | 0 | 0 | 0 | 0
WT | 231.2 | 2432.58 | 3853.62 | 5280 | 12324.74 | 12324.74
IGCC | 0 | 0 | 0 | 0 | 0 | 0
DemandResponse | 0 | 0 | 0 | 0 | 0 | 0
IGCC-CCS | 0 | 0 | 0 | 0 | 0 | 0
WT_off | 468 | 468 | 468 | 468 | 468 | 468
PseudoUnit | 0 | 0 | 0 | 0 | 0 | 0
FixedInterchange | 0 | 0 | 0 | 0 | 0 | 0
Cumulative New Build Capacity by Reporting Type: NonRTO_Midwest
ReportingType | 2015 | 2020 | 2025 | 2030 | 2035 | 2040
BM | 0 | 0 | 0 | 0 | 0 | 0
CC | 1852.56 | 4547.01 | 4547.01 | 4547.01 | 4547.01 | 4547.01
CSP | 0 | 0 | 0 | 0 | 0 | 0
CT | 0 | 0 | 0 | 0 | 0 | 0
Coal | 0 | 0 | 0 | 0 | 0 | 0
Geo | 0 | 0 | 0 | 0 | 0 | 0
H | 0 | 0 | 746 | 746 | 746 | 746
LFG | 0 | 0 | 160.25 | 160.25 | 160.25 | 160.25
Nuc | 0 | 0 | 0 | 0 | 2672.63 | 4910.54
PS | 0 | 0 | 0 | 0 | 0 | 0
PV | 0 | 0 | 0 | 0 | 0 | 0
PeakG | 0 | 0 | 0 | 0 | 0 | 0
PeakO | 0 | 0 | 0 | 0 | 0 | 0
ST | 0 | 0 | 0 | 0 | 0 | 0
STOG | 0 | 0 | 0 | 0 | 0 | 0
STWD | 0 | 0 | 0 | 0 | 0 | 0
WT | 0 | 0 | 0 | 0 | 0 | 0
IGCC | 0 | 0 | 0 | 0 | 0 | 0
DemandResponse | 0 | 0 | 0 | 0 | 0 | 0
IGCC-CCS | 0 | 0 | 0 | 0 | 0 | 0
WT_off | 0 | 0 | 0 | 0 | 0 | 0
PseudoUnit | 0 | 0 | 0 | 0 | 0 | 0
FixedInterchange | 0 | 0 | 0 | 0 | 0 | 0
Cumulative New Build Capacity by Reporting Type: NYISO_A-F
ReportingType | 2015 | 2020 | 2025 | 2030 | 2035 | 2040
BM | 0 | 0 | 0 | 0 | 0 | 0
CC | 639 | 639 | 639 | 639 | 639 | 639
CSP | 0 | 0 | 0 | 0 | 0 | 0
CT | 0 | 0 | 0 | 0 | 0 | 0
Coal | 0 | 0 | 0 | 0 | 0 | 0
Geo | 0 | 0 | 0 | 0 | 0 | 0
H | 0 | 0 | 0 | 0 | 0 | 0
LFG | 6.4 | 6.4 | 6.4 | 74.33 | 74.33 | 74.33
Nuc | 168 | 168 | 168 | 168 | 168 | 168
PS | 0 | 0 | 0 | 0 | 0 | 0
PV | 0 | 0 | 0 | 0 | 0 | 0
PeakG | 0 | 0 | 0 | 0 | 0 | 0
PeakO | 0 | 0 | 0 | 0 | 0 | 0
ST | 0 | 0 | 0 | 0 | 0 | 0
STOG | 0 | 0 | 0 | 0 | 0 | 0
STWD | 0 | 0 | 0 | 0 | 0 | 0
WT | 2476.3 | 3186.1 | 3186.1 | 5856.21 | 11653.6 | 11653.6
IGCC | 0 | 0 | 0 | 0 | 0 | 0
DemandResponse | 0 | 0 | 0 | 0 | 0 | 0
IGCC-CCS | 0 | 0 | 0 | 0 | 0 | 0
WT_off | 0 | 0 | 0 | 0 | 0 | 0
PseudoUnit | 0 | 0 | 0 | 0 | 0 | 0
FixedInterchange | 0 | 0 | 0 | 0 | 0 | 0
Cumulative New Build Capacity by Reporting Type: NYISO_G-I
ReportingType | 2015 | 2020 | 2025 | 2030 | 2035 | 2040
BM | 0 | 0 | 0 | 0 | 0 | 0
CC | 0 | 0 | 0 | 0 | 0 | 0
CSP | 0 | 0 | 0 | 0 | 0 | 0
CT | 0 | 0 | 0 | 0 | 0 | 0
Coal | 0 | 0 | 0 | 0 | 0 | 0
Geo | 0 | 0 | 0 | 0 | 0 | 0
H | 0 | 0 | 0 | 0 | 0 | 0
LFG | 0 | 0 | 0 | 74.33 | 74.33 | 74.33
Nuc | 0 | 0 | 0 | 0 | 46.46 | 1599.56
PS | 0 | 0 | 0 | 0 | 0 | 0
PV | 0 | 0 | 0 | 0 | 0 | 0
PeakG | 0 | 0 | 0 | 0 | 0 | 0
PeakO | 0 | 0 | 0 | 0 | 0 | 0
ST | 0 | 0 | 0 | 0 | 0 | 0
STOG | 0 | 0 | 0 | 0 | 0 | 0
STWD | 0 | 0 | 0 | 0 | 0 | 0
WT | 0 | 60 | 60 | 360 | 360 | 360
IGCC | 0 | 0 | 0 | 0 | 0 | 0
DemandResponse | 0 | 0 | 0 | 0 | 0 | 0
IGCC-CCS | 0 | 0 | 0 | 0 | 0 | 0
WT_off | 0 | 0 | 0 | 0 | 0 | 0
PseudoUnit | 0 | 0 | 0 | 0 | 0 | 0
FixedInterchange | 0 | 0 | 0 | 0 | 0 | 0
Cumulative New Build Capacity by Reporting Type: NYISO_J-K
ReportingType | 2015 | 2020 | 2025 | 2030 | 2035 | 2040
BM | 0 | 0 | 0 | 0 | 0 | 0
CC | 1175.4 | 1175.4 | 1175.4 | 1175.4 | 1175.4 | 1175.4
CSP | 0 | 0 | 0 | 0 | 0 | 0
CT | 0 | 0 | 0 | 0 | 0 | 0
Coal | 0 | 0 | 0 | 0 | 0 | 0
Geo | 0 | 0 | 0 | 0 | 0 | 0
H | 0 | 0 | 0 | 0 | 0 | 0
LFG | 0 | 0 | 0 | 74.33 | 74.33 | 74.33
Nuc | 0 | 0 | 0 | 0 | 0 | 0
PS | 0 | 0 | 0 | 0 | 0 | 0
PV | 32 | 32 | 32 | 32 | 32 | 32
PeakG | 0 | 0 | 0 | 0 | 0 | 0
PeakO | 0 | 0 | 0 | 0 | 0 | 0
ST | 0 | 0 | 0 | 0 | 0 | 0
STOG | 0 | 0 | 0 | 0 | 0 | 0
STWD | 0 | 0 | 0 | 0 | 0 | 0
WT | 0 | 0 | 0 | 0 | 330 | 330
IGCC | 0 | 0 | 0 | 0 | 0 | 0
DemandResponse | 0 | 0 | 0 | 0 | 0 | 0
IGCC-CCS | 0 | 0 | 0 | 0 | 0 | 0
WT_off | 0 | 0 | 0 | 0 | 0 | 0
PseudoUnit | 0 | 0 | 0 | 0 | 0 | 0
FixedInterchange | 0 | 0 | 0 | 0 | 0 | 0
Cumulative New Build Capacity by Reporting Type: PJM_E
ReportingType | 2015 | 2020 | 2025 | 2030 | 2035 | 2040
BM | 30 | 30 | 30 | 30 | 30 | 30
CC | 4634.3 | 4634.3 | 4634.3 | 4634.3 | 4634.3 | 4634.3
CSP | 0 | 0 | 0 | 0 | 0 | 0
CT | 26.2 | 26.2 | 26.2 | 26.2 | 26.2 | 26.2
Coal | 27 | 27 | 27 | 27 | 27 | 27
Geo | 0 | 0 | 0 | 0 | 0 | 0
H | 0 | 0 | 0 | 0 | 0 | 0
LFG | 9.1 | 142 | 142 | 142 | 142 | 142
Nuc | 38 | 38 | 38 | 38 | 38 | 38
PS | 0 | 0 | 0 | 0 | 0 | 0
PV | 25.45 | 25.45 | 25.45 | 25.45 | 25.45 | 25.45
PeakG | 0 | 0 | 0 | 0 | 0 | 0
PeakO | 0 | 0 | 0 | 0 | 0 | 0
ST | 0 | 0 | 0 | 0 | 0 | 0
STOG | 0 | 0 | 0 | 0 | 0 | 0
STWD | 0 | 0 | 0 | 0 | 0 | 0
WT | 1150 | 1150 | 1150 | 1150 | 1150 | 1150
IGCC | 0 | 0 | 0 | 0 | 0 | 0
DemandResponse | 0 | 0 | 0 | 0 | 0 | 0
IGCC-CCS | 0 | 0 | 0 | 0 | 0 | 0
WT_off | 0 | 0 | 1100 | 1100 | 1100 | 1100
PseudoUnit | 0 | 0 | 0 | 0 | 0 | 0
FixedInterchange | 0 | 0 | 0 | 0 | 0 | 0
Cumulative New Build Capacity by Reporting Type: PJM_ROM
ReportingType | 2015 | 2020 | 2025 | 2030 | 2035 | 2040
BM | 18 | 18 | 18 | 18 | 18 | 18
CC | 1678.5 | 1678.5 | 1678.5 | 1678.5 | 1678.5 | 1678.5
CSP | 0 | 0 | 0 | 0 | 0 | 0
CT | 16 | 16 | 16 | 16 | 16 | 16
Coal | 32.5 | 32.5 | 32.5 | 32.5 | 32.5 | 32.5
Geo | 0 | 0 | 0 | 0 | 0 | 0
H | 0 | 0 | 678 | 678 | 678 | 678
LFG | 18.9 | 284 | 284 | 284 | 284 | 284
Nuc | 0 | 0 | 0 | 0 | 1480.44 | 8740.91
PS | 0 | 0 | 0 | 0 | 0 | 0
PV | 0 | 1299.89 | 1999.89 | 2081.24 | 2081.24 | 2081.24
PeakG | 0 | 0 | 0 | 0 | 0 | 0
PeakO | 0 | 0 | 0 | 0 | 0 | 0
ST | 0 | 0 | 0 | 0 | 0 | 0
STOG | 0 | 0 | 0 | 0 | 0 | 0
STWD | 0 | 0 | 0 | 0 | 0 | 0
WT | 479.8 | 1230 | 1230 | 1230 | 1230 | 1230
IGCC | 0 | 0 | 0 | 0 | 0 | 0
DemandResponse | 0 | 0 | 0 | 0 | 0 | 0
IGCC-CCS | 0 | 0 | 0 | 0 | 0 | 0
WT_off | 0 | 0 | 0 | 0 | 0 | 0
PseudoUnit | 0 | 0 | 0 | 0 | 0 | 0
FixedInterchange | 0 | 0 | 0 | 0 | 0 | 0
Cumulative New Build Capacity by Reporting Type: PJM_ROR
ReportingType | 2015 | 2020 | 2025 | 2030 | 2035 | 2040
BM | 385 | 385 | 385 | 385 | 385 | 385
CC | 19585.51 | 20602.23 | 20602.23 | 20602.23 | 20602.23 | 20602.23
CSP | 0 | 0 | 0 | 0 | 0 | 0
CT | 29 | 29 | 29 | 29 | 29 | 29
Coal | 2164 | 2164 | 2164 | 2164 | 2164 | 2164
Geo | 0 | 0 | 0 | 0 | 0 | 0
H | 0 | 503 | 503 | 503 | 503 | 503
LFG | 57.4 | 571.11 | 571.11 | 571.11 | 571.11 | 571.11
Nuc | 38 | 38 | 38 | 38 | 3690.22 | 20001.97
PS | 0 | 0 | 0 | 0 | 0 | 0
PV | 0 | 0 | 0 | 0 | 0 | 0
PeakG | 0 | 0 | 0 | 0 | 0 | 0
PeakO | 0 | 0 | 0 | 0 | 0 | 0
ST | 0 | 0 | 0 | 0 | 0 | 0
STOG | 0 | 0 | 0 | 0 | 0 | 0
STWD | 0 | 0 | 0 | 0 | 0 | 0
WT | 8325.7 | 8517.4 | 12771.57 | 12771.57 | 12771.57 | 12771.57
IGCC | 0 | 0 | 0 | 0 | 0 | 0
DemandResponse | 0 | 0 | 0 | 0 | 0 | 0
IGCC-CCS | 0 | 0 | 0 | 0 | 0 | 0
WT_off | 0 | 0 | 0 | 0 | 0 | 0
PseudoUnit | 0 | 0 | 0 | 0 | 0 | 0
FixedInterchange | 0 | 0 | 0 | 0 | 0 | 0
Cumulative New Build Capacity by Reporting Type: SOCO
ReportingType | 2015 | 2020 | 2025 | 2030 | 2035 | 2040
BM | 55 | 55 | 55 | 55 | 55 | 3553.79
CC | 9938.55 | 10158.63 | 10158.63 | 10158.63 | 10158.63 | 10158.63
CSP | 0 | 0 | 0 | 0 | 0 | 0
CT | 0 | 0 | 0 | 0 | 0 | 0
Coal | 0 | 0 | 0 | 0 | 0 | 0
Geo | 0 | 0 | 0 | 0 | 0 | 0
H | 0 | 0 | 0 | 0 | 0 | 0
LFG | 0 | 0 | 107.4 | 107.4 | 107.4 | 107.4
Nuc | 70 | 2270 | 2270 | 10326.09 | 20036.46 | 23650.8
PS | 0 | 0 | 0 | 0 | 0 | 0
PV | 0 | 0 | 0 | 0 | 0 | 0
PeakG | 0 | 0 | 0 | 0 | 0 | 0
PeakO | 0 | 0 | 0 | 0 | 0 | 0
ST | 0 | 0 | 0 | 0 | 0 | 0
STOG | 0 | 0 | 0 | 0 | 0 | 0
STWD | 0 | 0 | 0 | 0 | 0 | 0
WT | 0 | 0 | 0 | 0 | 0 | 0
IGCC | 0 | 0 | 0 | 0 | 0 | 0
DemandResponse | 0 | 0 | 0 | 0 | 0 | 0
IGCC-CCS | 0 | 0 | 0 | 0 | 0 | 0
WT_off | 0 | 0 | 0 | 0 | 0 | 0
PseudoUnit | 0 | 0 | 0 | 0 | 0 | 0
FixedInterchange | 0 | 0 | 0 | 0 | 0 | 0
Cumulative New Build Capacity by Reporting Type: SPP_N
ReportingType | 2015 | 2020 | 2025 | 2030 | 2035 | 2040
BM | 0 | 0 | 0 | 0 | 0 | 0
CC | 0 | 0 | 0 | 0 | 0 | 0
CSP | 0 | 0 | 0 | 0 | 0 | 0
CT | 0 | 0 | 0 | 0 | 0 | 0
Coal | 465.04 | 465.04 | 465.04 | 465.04 | 465.04 | 465.04
Geo | 0 | 0 | 0 | 0 | 0 | 0
H | 0 | 0 | 0 | 0 | 0 | 0
LFG | 0 | 0 | 0 | 95 | 95 | 95
Nuc | 0 | 0 | 0 | 0 | 0 | 0
PS | 0 | 0 | 0 | 0 | 0 | 0
PV | 0 | 0 | 0 | 0 | 0 | 0
PeakG | 0 | 0 | 0 | 0 | 0 | 0
PeakO | 0 | 0 | 0 | 0 | 0 | 0
ST | 0 | 0 | 0 | 0 | 0 | 0
STOG | 0 | 0 | 0 | 0 | 0 | 0
STWD | 0 | 0 | 0 | 0 | 0 | 0
WT | 0 | 30063.9 | 39299.04 | 41472.65 | 66606 | 66606
IGCC | 0 | 0 | 0 | 0 | 0 | 0
DemandResponse | 0 | 0 | 0 | 0 | 0 | 0
IGCC-CCS | 0 | 0 | 0 | 0 | 0 | 0
WT_off | 0 | 0 | 0 | 0 | 0 | 0
PseudoUnit | 0 | 0 | 0 | 0 | 0 | 0
FixedInterchange | 0 | 0 | 0 | 0 | 0 | 0
Cumulative New Build Capacity by Reporting Type: SPP_S
ReportingType | 2015 | 2020 | 2025 | 2030 | 2035 | 2040
BM | 0 | 0 | 0 | 0 | 0 | 0
CC | 0 | 0 | 0 | 0 | 0 | 0
CSP | 0 | 0 | 0 | 0 | 0 | 0
CT | 412.99 | 712.99 | 712.99 | 712.99 | 712.99 | 712.99
Coal | 988 | 988 | 988 | 988 | 988 | 988
Geo | 0 | 0 | 0 | 0 | 0 | 0
H | 0 | 0 | 0 | 0 | 0 | 0
LFG | 0 | 0 | 0 | 95 | 95 | 95
Nuc | 0 | 0 | 0 | 0 | 0 | 0
PS | 0 | 0 | 0 | 0 | 0 | 0
PV | 0 | 0 | 0 | 0 | 0 | 0
PeakG | 0 | 0 | 0 | 0 | 0 | 0
PeakO | 0 | 0 | 0 | 0 | 0 | 0
ST | 0 | 0 | 0 | 0 | 0 | 0
STOG | 0 | 0 | 0 | 0 | 0 | 0
STWD | 0 | 0 | 0 | 0 | 0 | 0
WT | 430 | 33521.69 | 33521.69 | 45663.27 | 45663.27 | 45663.27
IGCC | 0 | 0 | 0 | 0 | 0 | 0
DemandResponse | 0 | 0 | 0 | 0 | 0 | 0
IGCC-CCS | 0 | 0 | 0 | 0 | 0 | 0
WT_off | 0 | 0 | 0 | 0 | 0 | 0
PseudoUnit | 0 | 0 | 0 | 0 | 0 | 0
FixedInterchange | 0 | 0 | 0 | 0 | 0 | 0
Cumulative New Build Capacity by Reporting Type: TVA
ReportingType | 2015 | 2020 | 2025 | 2030 | 2035 | 2040
BM | 0 | 0 | 0 | 0 | 1911.13 | 1911.13
CC | 4681.34 | 6142.64 | 6142.64 | 6142.64 | 6142.64 | 6142.64
CSP | 0 | 0 | 0 | 0 | 0 | 0
CT | 0 | 0 | 0 | 0 | 0 | 0
Coal | 0 | 0 | 0 | 0 | 0 | 0
Geo | 0 | 0 | 0 | 0 | 0 | 0
H | 0 | 0 | 0 | 27 | 27 | 27
LFG | 0 | 0 | 107.4 | 107.4 | 107.4 | 107.4
Nuc | 1697.89 | 1697.89 | 1697.89 | 2211.01 | 6342.89 | 10768.66
PS | 0 | 0 | 0 | 0 | 0 | 0
PV | 0 | 0 | 0 | 0 | 0 | 0
PeakG | 0 | 0 | 0 | 0 | 0 | 0
PeakO | 0 | 0 | 0 | 0 | 0 | 0
ST | 0 | 0 | 0 | 0 | 0 | 0
STOG | 0 | 0 | 0 | 0 | 0 | 0
STWD | 0 | 0 | 0 | 0 | 0 | 0
WT | 0 | 0 | 0 | 0 | 0 | 0
IGCC | 0 | 0 | 0 | 0 | 0 | 0
DemandResponse | 0 | 0 | 0 | 0 | 0 | 0
IGCC-CCS | 0 | 0 | 0 | 0 | 0 | 0
WT_off | 0 | 0 | 0 | 0 | 0 | 0
PseudoUnit | 0 | 0 | 0 | 0 | 0 | 0
FixedInterchange | 0 | 0 | 0 | 0 | 0 | 0
Cumulative New Build Capacity by Reporting Type: TVA_Transmission
ReportingType | 2015 | 2020 | 2025 | 2030 | 2035 | 2040
BM | 0 | 0 | 0 | 0 | 0 | 0
CC | 0 | 0 | 0 | 0 | 0 | 0
CSP | 0 | 0 | 0 | 0 | 0 | 0
CT | 0 | 0 | 0 | 0 | 0 | 0
Coal | 0 | 0 | 0 | 0 | 0 | 0
Geo | 0 | 0 | 0 | 0 | 0 | 0
H | 0 | 0 | 0 | 0 | 0 | 0
LFG | 0 | 0 | 0 | 0 | 0 | 0
Nuc | 0 | 0 | 0 | 0 | 0 | 0
PS | 0 | 0 | 0 | 0 | 0 | 0
PV | 0 | 0 | 0 | 0 | 0 | 0
PeakG | 0 | 0 | 0 | 0 | 0 | 0
PeakO | 0 | 0 | 0 | 0 | 0 | 0
ST | 0 | 0 | 0 | 0 | 0 | 0
STOG | 0 | 0 | 0 | 0 | 0 | 0
STWD | 0 | 0 | 0 | 0 | 0 | 0
WT | 0 | 0 | 0 | 0 | 0 | 0
IGCC | 0 | 0 | 0 | 0 | 0 | 0
DemandResponse | 0 | 0 | 0 | 0 | 0 | 0
IGCC-CCS | 0 | 0 | 0 | 0 | 0 | 0
WT_off | 0 | 0 | 0 | 0 | 0 | 0
PseudoUnit | 0 | 0 | 0 | 0 | 0 | 0
FixedInterchange | 0 | 0 | 0 | 0 | 0 | 0
Cumulative New Build Capacity by Reporting Type: VACAR
ReportingType | 2015 | 2020 | 2025 | 2030 | 2035 | 2040
BM | 0.92 | 10.22 | 443.1 | 443.1 | 6986.31 | 6986.31
CC | 10815.87 | 10815.87 | 10815.87 | 10815.87 | 10815.87 | 10815.87
CSP | 0 | 0 | 0 | 0 | 0 | 0
CT | 717.2 | 717.2 | 717.2 | 717.2 | 717.2 | 717.2
Coal | 825 | 825 | 825 | 825 | 825 | 825
Geo | 0 | 0 | 0 | 0 | 0 | 0
H | 0 | 0 | 0 | 0 | 0 | 0
LFG | 0.34 | 107.4 | 107.4 | 107.4 | 107.4 | 107.4
Nuc | 0 | 2330 | 2330 | 6405.7 | 10445.16 | 16075.99
PS | 0 | 0 | 0 | 0 | 0 | 0
PV | 0 | 120.89 | 120.89 | 120.89 | 120.89 | 120.89
PeakG | 0 | 0 | 0 | 0 | 0 | 0
PeakO | 0 | 0 | 0 | 0 | 0 | 0
ST | 0 | 0 | 0 | 0 | 0 | 0
STOG | 0 | 0 | 0 | 0 | 0 | 0
STWD | 0 | 0 | 0 | 0 | 0 | 0
WT | 0.9 | 3500 | 3500 | 3500 | 3500 | 3500
IGCC | 0 | 0 | 0 | 0 | 0 | 0
DemandResponse | 0 | 0 | 0 | 0 | 0 | 0
IGCC-CCS | 0 | 0 | 0 | 0 | 0 | 0
WT_off | 1 | 1 | 1 | 1 | 1 | 1
PseudoUnit | 0 | 0 | 0 | 0 | 0 | 0
FixedInterchange | 0 | 0 | 0 | 0 | 0 | 0
Cumulative New Build Capacity by Reporting Type: IESO
ReportingType | 2015 | 2020 | 2025 | 2030 | 2035 | 2040
BM | 326.33 | 326.33 | 326.33 | 326.33 | 326.33 | 326.33
CC | 1263 | 1263 | 1263 | 1263 | 1263 | 1263
CSP | 0 | 0 | 0 | 0 | 0 | 0
CT | 368 | 368 | 368 | 368 | 368 | 368
Coal | 0 | 0 | 0 | 0 | 0 | 0
Geo | 0 | 0 | 0 | 0 | 0 | 0
H | 0 | 0 | 0 | 0 | 250 | 250
LFG | 14.5 | 14.5 | 14.5 | 14.5 | 15 | 15
Nuc | 0 | 0 | 0 | 0 | 0 | 0
PS | 0 | 0 | 0 | 0 | 0 | 0
PV | 1067.26 | 1067.26 | 1067.26 | 1067.26 | 1067.26 | 1067.26
PeakG | 0 | 0 | 0 | 0 | 0 | 0
PeakO | 0 | 0 | 0 | 0 | 0 | 0
ST | 0 | 0 | 0 | 0 | 0 | 0
STOG | 0 | 0 | 0 | 0 | 0 | 0
STWD | 0 | 0 | 0 | 0 | 0 | 0
WT | 2105.9 | 2105.9 | 2105.9 | 2105.9 | 2105.9 | 2105.9
IGCC | 0 | 0 | 0 | 0 | 0 | 0
DemandResponse | 0 | 0 | 0 | 0 | 0 | 0
IGCC-CCS | 0 | 0 | 0 | 0 | 0 | 0
WT_off | 0 | 0 | 0 | 0 | 0 | 0
PseudoUnit | 0 | 0 | 0 | 0 | 0 | 0
FixedInterchange | 0 | 0 | 0 | 0 | 0 | 0
Cumulative New Build Capacity by Reporting Type: MAPP_CA
ReportingType | 2015 | 2020 | 2025 | 2030 | 2035 | 2040
BM | 0 | 0 | 0 | 0 | 0 | 0
CC | 530.93 | 530.93 | 530.93 | 530.93 | 530.93 | 530.93
CSP | 0 | 0 | 0 | 0 | 0 | 0
CT | 0 | 0 | 0 | 0 | 0 | 0
Coal | 0 | 0 | 0 | 0 | 0 | 0
Geo | 0 | 0 | 0 | 0 | 0 | 0
H | 0 | 520.12 | 2190 | 2319.63 | 4650 | 4650
LFG | 0 | 0 | 0 | 0 | 0 | 0
Nuc | 0 | 0 | 0 | 0 | 0 | 0
PS | 0 | 0 | 0 | 0 | 0 | 0
PV | 0 | 0 | 0 | 0 | 0 | 0
PeakG | 0 | 0 | 0 | 0 | 0 | 0
PeakO | 0 | 0 | 0 | 0 | 0 | 0
ST | 0 | 0 | 0 | 0 | 0 | 0
STOG | 0 | 0 | 0 | 0 | 0 | 0
STWD | 0 | 0 | 0 | 0 | 0 | 0
WT | 302.4 | 302.4 | 302.4 | 302.4 | 302.4 | 302.4
IGCC | 0 | 0 | 0 | 0 | 0 | 0
DemandResponse | 0 | 0 | 0 | 0 | 0 | 0
IGCC-CCS | 0 | 0 | 0 | 0 | 0 | 0
WT_off | 0 | 0 | 0 | 0 | 0 | 0
PseudoUnit | 0 | 0 | 0 | 0 | 0 | 0
FixedInterchange | 0 | 0 | 0 | 0 | 0 | 0
Cumulative New Build Capacity by Reporting Type: AZ_NM_SNV_Coal
ReportingType | 2015 | 2020 | 2025 | 2030 | 2035 | 2040
BM | 0 | 0 | 0 | 0 | 0 | 0
CC | 0 | 0 | 0 | 0 | 0 | 0
CSP | 0 | 0 | 0 | 0 | 0 | 0
CT | 0 | 0 | 0 | 0 | 0 | 0
Coal | 0 | 0 | 0 | 0 | 0 | 0
Geo | 0 | 0 | 0 | 0 | 0 | 0
H | 0 | 0 | 0 | 0 | 0 | 0
LFG | 0 | 0 | 0 | 0 | 0 | 0
Nuc | 0 | 0 | 0 | 0 | 0 | 0
PS | 0 | 0 | 0 | 0 | 0 | 0
PV | 0 | 0 | 0 | 0 | 0 | 0
PeakG | 0 | 0 | 0 | 0 | 0 | 0
PeakO | 0 | 0 | 0 | 0 | 0 | 0
ST | 0 | 0 | 0 | 0 | 0 | 0
STOG | 0 | 0 | 0 | 0 | 0 | 0
STWD | 0 | 0 | 0 | 0 | 0 | 0
WT | 0 | 0 | 0 | 0 | 0 | 0
IGCC | 0 | 0 | 0 | 0 | 0 | 0
DemandResponse | 0 | 0 | 0 | 0 | 0 | 0
IGCC-CCS | 0 | 0 | 0 | 0 | 0 | 0
WT_off | 0 | 0 | 0 | 0 | 0 | 0
PseudoUnit | 0 | 0 | 0 | 0 | 0 | 0
FixedInterchange | 0 | 0 | 0 | 0 | 0 | 0
Cumulative New Build Capacity by Reporting Type: AZ_NM_SNV_Gas
ReportingType | 2015 | 2020 | 2025 | 2030 | 2035 | 2040
BM | 0 | 0 | 0 | 0 | 0 | 0
CC | 668 | 668 | 668 | 668 | 668 | 668
CSP | 0 | 0 | 0 | 0 | 0 | 0
CT | 736 | 736 | 736 | 736 | 736 | 736
Coal | 0 | 0 | 0 | 0 | 0 | 0
Geo | 0 | 0 | 0 | 0 | 0 | 0
H | 0 | 0 | 0 | 0 | 0 | 0
LFG | 0 | 0 | 0 | 0 | 0 | 0
Nuc | 0 | 0 | 0 | 0 | 0 | 0
PS | 0 | 0 | 0 | 0 | 0 | 0
PV | 0 | 0 | 0 | 0 | 0 | 0
PeakG | 0 | 0 | 0 | 0 | 0 | 0
PeakO | 0 | 0 | 0 | 0 | 0 | 0
ST | 0 | 0 | 0 | 0 | 0 | 0
STOG | 0 | 0 | 0 | 0 | 0 | 0
STWD | 0 | 0 | 0 | 0 | 0 | 0
WT | 0 | 0 | 0 | 0 | 0 | 0
IGCC | 0 | 0 | 0 | 0 | 0 | 0
DemandResponse | 0 | 0 | 0 | 0 | 0 | 0
IGCC-CCS | 0 | 0 | 0 | 0 | 0 | 0
WT_off | 0 | 0 | 0 | 0 | 0 | 0
PseudoUnit | 0 | 0 | 0 | 0 | 0 | 0
FixedInterchange | 0 | 0 | 0 | 0 | 0 | 0
Cumulative New Build Capacity by Reporting Type: AZ_NM_SNV_NucRenew
ReportingType | 2015 | 2020 | 2025 | 2030 | 2035 | 2040
BM | 0 | 0 | 0 | 0 | 0 | 0
CC | 0 | 0 | 0 | 0 | 0 | 0
CSP | 0 | 0 | 0 | 0 | 0 | 0
CT | 0 | 0 | 0 | 0 | 0 | 0
Coal | 0 | 0 | 0 | 0 | 0 | 0
Geo | 0 | 0 | 1450 | 1450 | 1450 | 1450
H | 0 | 0 | 0 | 0 | 0 | 0
LFG | 0 | 0 | 60.67 | 60.67 | 60.67 | 60.67
Nuc | 0 | 0 | 0 | 4501.45 | 6953.67 | 7282.17
PS | 0 | 0 | 0 | 0 | 0 | 0
PV | 95.7 | 95.7 | 95.7 | 95.7 | 95.7 | 95.7
PeakG | 0 | 0 | 0 | 0 | 0 | 0
PeakO | 0 | 0 | 0 | 0 | 0 | 0
ST | 280 | 663.47 | 864.53 | 4591.66 | 4726.15 | 4870.27
STOG | 0 | 0 | 0 | 0 | 0 | 0
STWD | 0 | 0 | 0 | 0 | 0 | 0
WT | 65.1 | 6168.15 | 6168.15 | 6168.15 | 6168.15 | 6168.15
IGCC | 0 | 0 | 0 | 0 | 0 | 0
DemandResponse | 0 | 0 | 0 | 0 | 0 | 0
IGCC-CCS | 0 | 0 | 0 | 0 | 0 | 0
WT_off | 0 | 0 | 0 | 0 | 0 | 0
PseudoUnit | 0 | 0 | 0 | 0 | 0 | 0
FixedInterchange | 0 | 0 | 0 | 0 | 0 | 0
Cumulative New Build Capacity by Reporting Type: ERCOT
ReportingType | 2015 | 2020 | 2025 | 2030 | 2035 | 2040
BM | 145 | 145 | 145 | 145 | 3912.17 | 4064.97
CC | 14375.12 | 14375.12 | 14375.12 | 14375.12 | 14375.12 | 14375.12
CSP | 0 | 0 | 0 | 0 | 0 | 0
CT | 250 | 250 | 250 | 250 | 250 | 250
Coal | 2020 | 2020 | 2020 | 2020 | 2020 | 2020
Geo | 0 | 0 | 0 | 0 | 0 | 0
H | 0 | 0 | 0 | 0 | 0 | 0
LFG | 0 | 0 | 354 | 354 | 354 | 354
Nuc | 0 | 0 | 0 | 1487.66 | 10200.93 | 14214.82
PS | 0 | 0 | 0 | 0 | 0 | 0
PV | 14 | 14 | 14 | 14 | 14 | 14
PeakG | 0 | 0 | 0 | 0 | 0 | 0
PeakO | 0 | 0 | 0 | 0 | 0 | 0
ST | 0 | 0 | 0 | 0 | 0 | 0
STOG | 0 | 0 | 0 | 0 | 0 | 0
STWD | 0 | 0 | 0 | 0 | 0 | 0
WT | 350.1 | 4958.07 | 18730.63 | 18730.63 | 18730.63 | 18730.63
IGCC | 0 | 0 | 0 | 0 | 0 | 0
DemandResponse | 0 | 0 | 0 | 0 | 0 | 0
IGCC-CCS | 0 | 0 | 0 | 0 | 0 | 0
WT_off | 0 | 0 | 0 | 0 | 0 | 0
PseudoUnit | 0 | 0 | 0 | 0 | 0 | 0
FixedInterchange | 0 | 0 | 0 | 0 | 0 | 0
Cumulative New Build Capacity by Reporting Type: NP15
ReportingType | 2015 | 2020 | 2025 | 2030 | 2035 | 2040
BM | 0 | 0 | 0 | 0 | 0 | 0
CC | 940 | 940 | 940 | 940 | 940 | 940
CSP | 0 | 0 | 0 | 0 | 0 | 0
CT | 212.6 | 212.6 | 212.6 | 212.6 | 212.6 | 212.6
Coal | 0 | 0 | 0 | 0 | 0 | 0
Geo | 0 | 600 | 600 | 600 | 600 | 600
H | 0 | 0 | 0 | 0 | 0 | 0
LFG | 0 | 378.43 | 565 | 565 | 565 | 565
Nuc | 0 | 0 | 0 | 1312.33 | 3067.69 | 3067.69
PS | 0 | 0 | 0 | 0 | 0 | 0
PV | 6.5 | 6.5 | 6.5 | 6.5 | 6.5 | 6.5
PeakG | 0 | 0 | 0 | 0 | 0 | 0
PeakO | 0 | 0 | 0 | 0 | 0 | 0
ST | 29 | 29 | 29 | 29 | 100 | 100
STOG | 0 | 0 | 0 | 0 | 0 | 0
STWD | 0 | 0 | 0 | 0 | 0 | 0
WT | 101.2 | 3400 | 3400 | 3400 | 8866.42 | 8866.42
IGCC | 0 | 0 | 0 | 0 | 0 | 0
DemandResponse | 0 | 0 | 0 | 0 | 0 | 0
IGCC-CCS | 0 | 0 | 0 | 0 | 0 | 0
WT_off | 0 | 0 | 0 | 0 | 0 | 0
PseudoUnit | 0 | 0 | 0 | 0 | 0 | 0
FixedInterchange | 0 | 0 | 0 | 0 | 0 | 0
Cumulative New Build Capacity by Reporting Type: NWPP_Coal
ReportingType | 2015 | 2020 | 2025 | 2030 | 2035 | 2040
BM | 0 | 0 | 0 | 0 | 0 | 0
CC | 0 | 0 | 0 | 0 | 0 | 0
CSP | 0 | 0 | 0 | 0 | 0 | 0
CT | 0 | 0 | 0 | 0 | 0 | 0
Coal | 0 | 0 | 0 | 0 | 0 | 0
Geo | 0 | 0 | 0 | 0 | 0 | 0
H | 0 | 0 | 0 | 0 | 0 | 0
LFG | 0 | 0 | 0 | 0 | 0 | 0
Nuc | 0 | 0 | 0 | 0 | 0 | 0
PS | 0 | 0 | 0 | 0 | 0 | 0
PV | 0 | 0 | 0 | 0 | 0 | 0
PeakG | 0 | 0 | 0 | 0 | 0 | 0
PeakO | 0 | 0 | 0 | 0 | 0 | 0
ST | 0 | 0 | 0 | 0 | 0 | 0
STOG | 0 | 0 | 0 | 0 | 0 | 0
STWD | 0 | 0 | 0 | 0 | 0 | 0
WT | 0 | 0 | 0 | 0 | 0 | 0
IGCC | 0 | 0 | 0 | 0 | 0 | 0
DemandResponse | 0 | 0 | 0 | 0 | 0 | 0
IGCC-CCS | 0 | 0 | 0 | 0 | 0 | 0
WT_off | 0 | 0 | 0 | 0 | 0 | 0
PseudoUnit | 0 | 0 | 0 | 0 | 0 | 0
FixedInterchange | 0 | 0 | 0 | 0 | 0 | 0
Cumulative New Build Capacity by Reporting Type: NWPP_Gas
ReportingType | 2015 | 2020 | 2025 | 2030 | 2035 | 2040
BM | 0 | 0 | 0 | 0 | 0 | 0
CC | 300 | 1526.3 | 1526.3 | 1526.3 | 1526.3 | 1526.3
CSP | 0 | 0 | 0 | 0 | 0 | 0
CT | 150 | 150 | 150 | 150 | 150 | 150
Coal | 0 | 0 | 0 | 0 | 0 | 0
Geo | 0 | 0 | 0 | 0 | 0 | 0
H | 0 | 0 | 0 | 0 | 0 | 0
LFG | 0 | 0 | 0 | 0 | 0 | 0
Nuc | 0 | 0 | 0 | 0 | 0 | 0
PS | 0 | 0 | 0 | 0 | 0 | 0
PV | 0 | 0 | 0 | 0 | 0 | 0
PeakG | 0 | 0 | 0 | 0 | 0 | 0
PeakO | 0 | 0 | 0 | 0 | 0 | 0
ST | 0 | 0 | 0 | 0 | 0 | 0
STOG | 0 | 0 | 0 | 0 | 0 | 0
STWD | 0 | 0 | 0 | 0 | 0 | 0
WT | 0 | 0 | 0 | 0 | 0 | 0
IGCC | 0 | 0 | 0 | 0 | 0 | 0
DemandResponse | 0 | 0 | 0 | 0 | 0 | 0
IGCC-CCS | 0 | 0 | 0 | 0 | 0 | 0
WT_off | 0 | 0 | 0 | 0 | 0 | 0
PseudoUnit | 0 | 0 | 0 | 0 | 0 | 0
FixedInterchange | 0 | 0 | 0 | 0 | 0 | 0
Cumulative New Build Capacity by Reporting Type: NWPP_NucRenew
ReportingType | 2015 | 2020 | 2025 | 2030 | 2035 | 2040
BM | 32.55 | 32.55 | 32.55 | 32.55 | 32.55 | 32.55
CC | 0 | 0 | 0 | 0 | 0 | 0
CSP | 0 | 0 | 0 | 0 | 0 | 0
CT | 0 | 0 | 0 | 0 | 0 | 0
Coal | 0 | 0 | 0 | 0 | 0 | 0
Geo | 86 | 94.02 | 520 | 520 | 520 | 520
H | 0 | 0 | 0 | 0 | 335 | 335
LFG | 25.5 | 25.5 | 270 | 270 | 270 | 270
Nuc | 0 | 0 | 0 | 1831.79 | 4831.49 | 4831.49
PS | 0 | 0 | 0 | 0 | 0 | 0
PV | 0 | 0 | 0 | 0 | 0 | 0
PeakG | 0 | 0 | 0 | 0 | 0 | 0
PeakO | 0 | 0 | 0 | 0 | 0 | 0
ST | 0 | 0 | 0 | 0 | 3 | 3
STOG | 0 | 0 | 0 | 0 | 0 | 0
STWD | 0 | 0 | 0 | 0 | 0 | 0
WT | 977.3 | 977.3 | 977.3 | 15007.62 | 15007.62 | 15007.62
IGCC | 0 | 0 | 0 | 0 | 0 | 0
DemandResponse | 0 | 0 | 0 | 0 | 0 | 0
IGCC-CCS | 0 | 0 | 0 | 0 | 0 | 0
WT_off | 0 | 0 | 0 | 0 | 0 | 0
PseudoUnit | 0 | 0 | 0 | 0 | 0 | 0
FixedInterchange | 0 | 0 | 0 | 0 | 0 | 0
Cumulative New Build Capacity by Reporting Type: RMPA
ReportingType | 2015 | 2020 | 2025 | 2030 | 2035 | 2040
BM | 0 | 0 | 0 | 0 | 913.03 | 1985.27
CC | 0 | 772.54 | 772.54 | 772.54 | 772.54 | 772.54
CSP | 0 | 0 | 0 | 0 | 0 | 0
CT | 152 | 152 | 152 | 152 | 152 | 152
Coal | 390 | 390 | 390 | 390 | 390 | 390
Geo | 0 | 16.98 | 2570 | 2570 | 2570 | 2570
H | 0 | 0 | 0 | 0 | 0 | 0
LFG | 1.4 | 1.4 | 30.33 | 30.33 | 30.33 | 30.33
Nuc | 0 | 0 | 315.46 | 1520.1 | 1520.1 | 1520.1
PS | 0 | 0 | 0 | 0 | 0 | 0
PV | 1 | 1 | 1 | 1 | 1 | 1
PeakG | 0 | 0 | 0 | 0 | 0 | 0
PeakO | 0 | 0 | 0 | 0 | 0 | 0
ST | 3 | 343.85 | 348.45 | 353.13 | 353.13 | 426.81
STOG | 0 | 0 | 0 | 0 | 0 | 0
STWD | 0 | 0 | 0 | 0 | 0 | 0
WT | 765.4 | 4341.73 | 4414.19 | 4488.16 | 4567.23 | 4567.23
IGCC | 0 | 0 | 0 | 0 | 0 | 0
DemandResponse | 0 | 0 | 0 | 0 | 0 | 0
IGCC-CCS | 0 | 0 | 0 | 0 | 0 | 0
WT_off | 0 | 0 | 0 | 0 | 0 | 0
PseudoUnit | 0 | 0 | 0 | 0 | 0 | 0
FixedInterchange | 0 | 0 | 0 | 0 | 0 | 0
Cumulative New Build Capacity by Reporting Type: SP15
ReportingType | 2015 | 2020 | 2025 | 2030 | 2035 | 2040
BM | 6 | 6 | 6 | 6 | 6 | 464.21
CC | 409.5 | 409.5 | 409.5 | 409.5 | 409.5 | 409.5
CSP | 0 | 0 | 0 | 0 | 0 | 0
CT | 0 | 0 | 0 | 0 | 0 | 0
Coal | 0 | 0 | 0 | 0 | 0 | 0
Geo | 50 | 1500 | 1500 | 1500 | 1500 | 1500
H | 0 | 0 | 0 | 0 | 0 | 0
LFG | 9.2 | 565 | 565 | 565 | 565 | 565
Nuc | 0 | 0 | 0 | 1134.61 | 4128.78 | 4321.35
PS | 0 | 0 | 0 | 0 | 0 | 0
PV | 3.8 | 3.8 | 3.8 | 3.8 | 3.8 | 3.8
PeakG | 0 | 0 | 0 | 0 | 0 | 0
PeakO | 0 | 0 | 0 | 0 | 0 | 0
ST | 448 | 448 | 448 | 448 | 653.99 | 653.99
STOG | 0 | 0 | 0 | 0 | 0 | 0
STWD | 0 | 0 | 0 | 0 | 0 | 0
WT | 735 | 3122.92 | 12872.55 | 14900 | 14900 | 14900
IGCC | 0 | 0 | 0 | 0 | 0 | 0
DemandResponse | 0 | 0 | 0 | 0 | 0 | 0
IGCC-CCS | 0 | 0 | 0 | 0 | 0 | 0
WT_off | 0 | 0 | 0 | 0 | 0 | 0
PseudoUnit | 0 | 0 | 0 | 0 | 0 | 0
FixedInterchange | 0 | 0 | 0 | 0 | 0 | 0
Cumulative New Build Capacity by Reporting Type: ALB
ReportingType | 2015 | 2020 | 2025 | 2030 | 2035 | 2040
BM | 0 | 0 | 0 | 0 | 0 | 0
CC | 197.35 | 197.35 | 197.35 | 197.35 | 197.35 | 197.35
CSP | 0 | 0 | 0 | 0 | 0 | 0
CT | 201.5 | 201.5 | 201.5 | 201.5 | 201.5 | 201.5
Coal | 495 | 495 | 495 | 495 | 495 | 495
Geo | 0 | 0 | 0 | 0 | 0 | 0
H | 0 | 0 | 0 | 0 | 0 | 0
LFG | 0 | 0 | 0 | 0 | 0 | 0
Nuc | 0 | 0 | 0 | 8137.97 | 8505.14 | 8694.33
PS | 0 | 0 | 0 | 0 | 0 | 0
PV | 0 | 0 | 0 | 0 | 0 | 0
PeakG | 0 | 0 | 0 | 0 | 0 | 0
PeakO | 0 | 0 | 0 | 0 | 0 | 0
ST | 0 | 0 | 0 | 0 | 0 | 0
STOG | 0 | 0 | 0 | 0 | 0 | 0
STWD | 0 | 0 | 0 | 0 | 0 | 0
WT | 9 | 9 | 9 | 9 | 9 | 9
IGCC | 0 | 0 | 0 | 0 | 0 | 0
DemandResponse | 0 | 0 | 0 | 0 | 0 | 0
IGCC-CCS | 0 | 0 | 0 | 0 | 0 | 0
WT_off | 0 | 0 | 0 | 0 | 0 | 0
PseudoUnit | 0 | 0 | 0 | 0 | 0 | 0
FixedInterchange | 0 | 0 | 0 | 0 | 0 | 0
Cumulative New Build Capacity by Reporting Type: BC
ReportingType | 2015 | 2020 | 2025 | 2030 | 2035 | 2040
BM | 0 | 0 | 0 | 0 | 0 | 0
CC | 762.87 | 762.87 | 762.87 | 762.87 | 762.87 | 762.87
CSP | 0 | 0 | 0 | 0 | 0 | 0
CT | 0 | 0 | 0 | 0 | 0 | 0
Coal | 0 | 0 | 0 | 0 | 0 | 0
Geo | 0 | 0 | 0 | 0 | 0 | 0
H | 0 | 0 | 0 | 0 | 0 | 0
LFG | 0 | 0 | 0 | 0 | 0 | 0
Nuc | 0 | 0 | 0 | 0 | 0 | 0
PS | 0 | 0 | 0 | 0 | 0 | 0
PV | 0 | 0 | 0 | 0 | 0 | 0
PeakG | 0 | 0 | 0 | 0 | 0 | 0
PeakO | 0 | 0 | 0 | 0 | 0 | 0
ST | 0 | 0 | 0 | 0 | 0 | 0
STOG | 0 | 0 | 0 | 0 | 0 | 0
STWD | 0 | 0 | 0 | 0 | 0 | 0
WT | 144 | 144 | 144 | 144 | 144 | 144
IGCC | 0 | 0 | 0 | 0 | 0 | 0
DemandResponse | 0 | 0 | 0 | 0 | 0 | 0
IGCC-CCS | 0 | 0 | 0 | 0 | 0 | 0
WT_off | 0 | 0 | 0 | 0 | 0 | 0
PseudoUnit | 0 | 0 | 0 | 0 | 0 | 0
FixedInterchange | 0 | 0 | 0 | 0 | 0 | 0
Cumulative New Build Capacity by Reporting Type: HQ_IESO
ReportingType | 2015 | 2020 | 2025 | 2030 | 2035 | 2040
BM | 0 | 0 | 0 | 0 | 0 | 0
CC | 0 | 0 | 0 | 0 | 0 | 0
CSP | 0 | 0 | 0 | 0 | 0 | 0
CT | 0 | 0 | 0 | 0 | 0 | 0
Coal | 0 | 0 | 0 | 0 | 0 | 0
Geo | 0 | 0 | 0 | 0 | 0 | 0
H | 0 | 0 | 0 | 0 | 0 | 0
LFG | 0 | 0 | 0 | 0 | 0 | 0
Nuc | 0 | 0 | 0 | 0 | 0 | 0
PS | 0 | 0 | 0 | 0 | 0 | 0
PV | 0 | 0 | 0 | 0 | 0 | 0
PeakG | 0 | 0 | 0 | 0 | 0 | 0
PeakO | 0 | 0 | 0 | 0 | 0 | 0
ST | 0 | 0 | 0 | 0 | 0 | 0
STOG | 0 | 0 | 0 | 0 | 0 | 0
STWD | 0 | 0 | 0 | 0 | 0 | 0
WT | 0 | 0 | 0 | 0 | 0 | 0
IGCC | 0 | 0 | 0 | 0 | 0 | 0
DemandResponse | 0 | 0 | 0 | 0 | 0 | 0
IGCC-CCS | 0 | 0 | 0 | 0 | 0 | 0
WT_off | 0 | 0 | 0 | 0 | 0 | 0
PseudoUnit | 0 | 0 | 0 | 0 | 0 | 1848
FixedInterchange | 0 | 0 | 0 | 0 | 0 | 0
Cumulative New Build Capacity by Reporting Type: HQ_NEISO
ReportingType | 2015 | 2020 | 2025 | 2030 | 2035 | 2040
BM | 0 | 0 | 0 | 0 | 0 | 0
CC | 0 | 0 | 0 | 0 | 0 | 0
CSP | 0 | 0 | 0 | 0 | 0 | 0
CT | 0 | 0 | 0 | 0 | 0 | 0
Coal | 0 | 0 | 0 | 0 | 0 | 0
Geo | 0 | 0 | 0 | 0 | 0 | 0
H | 0 | 0 | 0 | 0 | 0 | 0
LFG | 0 | 0 | 0 | 0 | 0 | 0
Nuc | 0 | 0 | 0 | 0 | 0 | 0
PS | 0 | 0 | 0 | 0 | 0 | 0
PV | 0 | 0 | 0 | 0 | 0 | 0
PeakG | 0 | 0 | 0 | 0 | 0 | 0
PeakO | 0 | 0 | 0 | 0 | 0 | 0
ST | 0 | 0 | 0 | 0 | 0 | 0
STOG | 0 | 0 | 0 | 0 | 0 | 0
STWD | 0 | 0 | 0 | 0 | 0 | 0
WT | 0 | 0 | 0 | 0 | 0 | 0
IGCC | 0 | 0 | 0 | 0 | 0 | 0
DemandResponse | 0 | 0 | 0 | 0 | 0 | 0
IGCC-CCS | 0 | 0 | 0 | 0 | 0 | 0
WT_off | 0 | 0 | 0 | 0 | 0 | 0
PseudoUnit | 0 | 0 | 0 | 0 | 0 | 1118.95
FixedInterchange | 0 | 0 | 0 | 0 | 0 | 0
Cumulative New Build Capacity by Reporting Type: HQ_NY
ReportingType | 2015 | 2020 | 2025 | 2030 | 2035 | 2040
BM | 0 | 0 | 0 | 0 | 0 | 0
CC | 0 | 0 | 0 | 0 | 0 | 0
CSP | 0 | 0 | 0 | 0 | 0 | 0
CT | 0 | 0 | 0 | 0 | 0 | 0
Coal | 0 | 0 | 0 | 0 | 0 | 0
Geo | 0 | 0 | 0 | 0 | 0 | 0
H | 0 | 0 | 0 | 0 | 0 | 0
LFG | 0 | 0 | 0 | 0 | 0 | 0
Nuc | 0 | 0 | 0 | 0 | 0 | 0
PS | 0 | 0 | 0 | 0 | 0 | 0
PV | 0 | 0 | 0 | 0 | 0 | 0
PeakG | 0 | 0 | 0 | 0 | 0 | 0
PeakO | 0 | 0 | 0 | 0 | 0 | 0
ST | 0 | 0 | 0 | 0 | 0 | 0
STOG | 0 | 0 | 0 | 0 | 0 | 0
STWD | 0 | 0 | 0 | 0 | 0 | 0
WT | 0 | 0 | 0 | 0 | 0 | 0
IGCC | 0 | 0 | 0 | 0 | 0 | 0
DemandResponse | 0 | 0 | 0 | 0 | 0 | 0
IGCC-CCS | 0 | 0 | 0 | 0 | 0 | 0
WT_off | 0 | 0 | 0 | 0 | 0 | 0
PseudoUnit | 0 | 0 | 0 | 0 | 941.07 | 2333.05
FixedInterchange | 0 | 0 | 0 | 0 | 0 | 0
Cumulative New Build Capacity by Reporting Type: MARITIMES
ReportingType | 2015 | 2020 | 2025 | 2030 | 2035 | 2040
BM | 0 | 0 | 0 | 0 | 0 | 0
CC | 0 | 0 | 0 | 0 | 0 | 0
CSP | 0 | 0 | 0 | 0 | 0 | 0
CT | 0 | 0 | 0 | 0 | 0 | 0
Coal | 0 | 0 | 0 | 0 | 0 | 0
Geo | 0 | 0 | 0 | 0 | 0 | 0
H | 0 | 0 | 0 | 0 | 0 | 0
LFG | 0 | 0 | 0 | 0 | 0 | 0
Nuc | 0 | 0 | 0 | 0 | 0 | 0
PS | 0 | 0 | 0 | 0 | 0 | 0
PV | 0 | 0 | 0 | 0 | 0 | 0
PeakG | 0 | 0 | 0 | 0 | 0 | 0
PeakO | 0 | 0 | 0 | 0 | 0 | 0
ST | 0 | 0 | 0 | 0 | 0 | 0
STOG | 0 | 0 | 0 | 0 | 0 | 0
STWD | 0 | 0 | 0 | 0 | 0 | 0
WT | 0 | 0 | 0 | 0 | 0 | 0
IGCC | 0 | 0 | 0 | 0 | 0 | 0
DemandResponse | 0 | 0 | 0 | 0 | 0 | 0
IGCC-CCS | 0 | 0 | 0 | 0 | 0 | 0
WT_off | 0 | 0 | 0 | 0 | 0 | 0
PseudoUnit | 0 | 0 | 0 | 0 | 0 | 500
FixedInterchange | 0 | 0 | 0 | 0 | 0 | 0
Cumulative New Build Capacity by Reporting Type: All
ReportingType | 2015 | 2020 | 2025 | 2030 | 2035 | 2040
BM | 1251 | 1260.31 | 1693.18 | 1693.18 | 14827.72 | 22011.69
CC | 97757.35 | 120810.82 | 120810.82 | 120810.82 | 120810.82 | 120810.82
CSP | 0 | 0 | 0 | 0 | 0 | 0
CT | 6393.79 | 6693.79 | 6693.79 | 6693.79 | 6693.79 | 6693.79
Coal | 10763.64 | 10763.64 | 10763.64 | 10763.64 | 10763.64 | 10763.64
Geo | 136 | 2211 | 6640 | 6640 | 6640 | 6640
H | 0 | 1304.12 | 4398 | 4557.63 | 7473 | 7473
LFG | 192 | 2145 | 4355 | 5078.5 | 5079 | 5079
Nuc | 2740.56 | 7270.56 | 9361.19 | 57270.67 | 107270.67 | 157270.67
PS | 0 | 0 | 0 | 0 | 0 | 0
PV | 1246 | 3221.62 | 4066.76 | 4148.1 | 4148.1 | 4148.1
PeakG | 0 | 0 | 0 | 0 | 0 | 0
PeakO | 0 | 0 | 0 | 0 | 0 | 0
ST | 760 | 1484.32 | 1689.97 | 5421.79 | 5836.26 | 6054.06
STOG | 0 | 0 | 0 | 0 | 0 | 0
STWD | 0 | 0 | 0 | 0 | 0 | 0
WT | 25342 | 138479.75 | 234795.88 | 307261.07 | 360451.87 | 360451.87
IGCC | 618 | 618 | 618 | 618 | 618 | 618
DemandResponse | 0 | 0 | 0 | 0 | 0 | 0
IGCC-CCS | 0 | 0 | 0 | 0 | 0 | 0
WT_off | 469 | 469 | 1569 | 1569 | 1569 | 1569
PseudoUnit | 0 | 0 | 0 | 0 | 941.07 | 5800
FixedInterchange | 0 | 0 | 0 | 0 | 0 | 0
Cumulative New Build Capacity by Reporting Type: EI_US
ReportingType | 2015 | 2020 | 2025 | 2030 | 2035 | 2040
BM | 741.12 | 750.42 | 1183.3 | 1183.3 | 9637.65 | 15138.35
CC | 78310.57 | 99365.2 | 99365.2 | 99365.2 | 99365.2 | 99365.2
CSP | 0 | 0 | 0 | 0 | 0 | 0
CT | 4323.69 | 4623.69 | 4623.69 | 4623.69 | 4623.69 | 4623.69
Coal | 7858.64 | 7858.64 | 7858.64 | 7858.64 | 7858.64 | 7858.64
Geo | 0 | 0 | 0 | 0 | 0 | 0
H | 0 | 784 | 2208 | 2238 | 2238 | 2238
LFG | 141.4 | 1160.17 | 2495.5 | 3219 | 3219 | 3219
Nuc | 2740.56 | 7270.56 | 9045.73 | 37344.76 | 68062.88 | 113338.73
PS | 0 | 0 | 0 | 0 | 0 | 0
PV | 57.74 | 2033.36 | 2878.5 | 2959.85 | 2959.85 | 2959.85
PeakG | 0 | 0 | 0 | 0 | 0 | 0
PeakO | 0 | 0 | 0 | 0 | 0 | 0
ST | 0 | 0 | 0 | 0 | 0 | 0
STOG | 0 | 0 | 0 | 0 | 0 | 0
STWD | 0 | 0 | 0 | 0 | 0 | 0
WT | 19786.6 | 112950.29 | 185671.78 | 242005.23 | 289650.52 | 289650.52
IGCC | 618 | 618 | 618 | 618 | 618 | 618
DemandResponse | 0 | 0 | 0 | 0 | 0 | 0
IGCC-CCS | 0 | 0 | 0 | 0 | 0 | 0
WT_off | 469 | 469 | 1569 | 1569 | 1569 | 1569
PseudoUnit | 0 | 0 | 0 | 0 | 941.07 | 3952
FixedInterchange | 0 | 0 | 0 | 0 | 0 | 0
Cumulative New Build Capacity by Reporting Type: EI_Canada
ReportingType | 2015 | 2020 | 2025 | 2030 | 2035 | 2040
BM | 326.33 | 326.33 | 326.33 | 326.33 | 326.33 | 326.33
CC | 1793.93 | 1793.93 | 1793.93 | 1793.93 | 1793.93 | 1793.93
CSP | 0 | 0 | 0 | 0 | 0 | 0
CT | 368 | 368 | 368 | 368 | 368 | 368
Coal | 0 | 0 | 0 | 0 | 0 | 0
Geo | 0 | 0 | 0 | 0 | 0 | 0
H | 0 | 520.12 | 2190 | 2319.63 | 4900 | 4900
LFG | 14.5 | 14.5 | 14.5 | 14.5 | 15 | 15
Nuc | 0 | 0 | 0 | 0 | 0 | 0
PS | 0 | 0 | 0 | 0 | 0 | 0
PV | 1067.26 | 1067.26 | 1067.26 | 1067.26 | 1067.26 | 1067.26
PeakG | 0 | 0 | 0 | 0 | 0 | 0
PeakO | 0 | 0 | 0 | 0 | 0 | 0
ST | 0 | 0 | 0 | 0 | 0 | 0
STOG | 0 | 0 | 0 | 0 | 0 | 0
STWD | 0 | 0 | 0 | 0 | 0 | 0
WT | 2408.3 | 2408.3 | 2408.3 | 2408.3 | 2408.3 | 2408.3
IGCC | 0 | 0 | 0 | 0 | 0 | 0
DemandResponse | 0 | 0 | 0 | 0 | 0 | 0
IGCC-CCS | 0 | 0 | 0 | 0 | 0 | 0
WT_off | 0 | 0 | 0 | 0 | 0 | 0
PseudoUnit | 0 | 0 | 0 | 0 | 0 | 1848
FixedInterchange | 0 | 0 | 0 | 0 | 0 | 0
Cumulative New Build Capacity by Reporting Type: EI
ReportingType | 2015 | 2020 | 2025 | 2030 | 2035 | 2040
BM | 1067.45 | 1076.76 | 1509.63 | 1509.63 | 9963.98 | 15464.68
CC | 80104.5 | 101159.13 | 101159.13 | 101159.13 | 101159.13 | 101159.13
CSP | 0 | 0 | 0 | 0 | 0 | 0
CT | 4691.69 | 4991.69 | 4991.69 | 4991.69 | 4991.69 | 4991.69
Coal | 7858.64 | 7858.64 | 7858.64 | 7858.64 | 7858.64 | 7858.64
Geo | 0 | 0 | 0 | 0 | 0 | 0
H | 0 | 1304.12 | 4398 | 4557.63 | 7138 | 7138
LFG | 155.9 | 1174.67 | 2510 | 3233.5 | 3234 | 3234
Nuc | 2740.56 | 7270.56 | 9045.73 | 37344.76 | 68062.88 | 113338.73
PS | 0 | 0 | 0 | 0 | 0 | 0
PV | 1125 | 3100.62 | 3945.76 | 4027.1 | 4027.1 | 4027.1
PeakG | 0 | 0 | 0 | 0 | 0 | 0
PeakO | 0 | 0 | 0 | 0 | 0 | 0
ST | 0 | 0 | 0 | 0 | 0 | 0
STOG | 0 | 0 | 0 | 0 | 0 | 0
STWD | 0 | 0 | 0 | 0 | 0 | 0
WT | 22194.9 | 115358.59 | 188080.08 | 244413.53 | 292058.82 | 292058.82
IGCC | 618 | 618 | 618 | 618 | 618 | 618
DemandResponse | 0 | 0 | 0 | 0 | 0 | 0
IGCC-CCS | 0 | 0 | 0 | 0 | 0 | 0
WT_off | 469 | 469 | 1569 | 1569 | 1569 | 1569
PseudoUnit | 0 | 0 | 0 | 0 | 941.07 | 5800
FixedInterchange | 0 | 0 | 0 | 0 | 0 | 0
Cumulative New Build Capacity by Reporting Type: Outside_EI
ReportingType | 2015 | 2020 | 2025 | 2030 | 2035 | 2040
BM | 183.55 | 183.55 | 183.55 | 183.55 | 4863.74 | 6547
CC | 17652.84 | 19651.68 | 19651.68 | 19651.68 | 19651.68 | 19651.68
CSP | 0 | 0 | 0 | 0 | 0 | 0
CT | 1702.1 | 1702.1 | 1702.1 | 1702.1 | 1702.1 | 1702.1
Coal | 2905 | 2905 | 2905 | 2905 | 2905 | 2905
Geo | 136 | 2211 | 6640 | 6640 | 6640 | 6640
H | 0 | 0 | 0 | 0 | 335 | 335
LFG | 36.1 | 970.33 | 1845 | 1845 | 1845 | 1845
Nuc | 0 | 0 | 315.46 | 19925.91 | 39207.79 | 43931.94
PS | 0 | 0 | 0 | 0 | 0 | 0
PV | 121 | 121 | 121 | 121 | 121 | 121
PeakG | 0 | 0 | 0 | 0 | 0 | 0
PeakO | 0 | 0 | 0 | 0 | 0 | 0
ST | 760 | 1484.32 | 1689.97 | 5421.79 | 5836.26 | 6054.06
STOG | 0 | 0 | 0 | 0 | 0 | 0
STWD | 0 | 0 | 0 | 0 | 0 | 0
WT | 3147.1 | 23121.16 | 46715.81 | 62847.55 | 68393.04 | 68393.04
IGCC | 0 | 0 | 0 | 0 | 0 | 0
DemandResponse | 0 | 0 | 0 | 0 | 0 | 0
IGCC-CCS | 0 | 0 | 0 | 0 | 0 | 0
WT_off | 0 | 0 | 0 | 0 | 0 | 0
PseudoUnit | 0 | 0 | 0 | 0 | 0 | 0
FixedInterchange | 0 | 0 | 0 | 0 | 0 | 0
#3 | Retirements of Capacity (MW)
Retirements of Capacity by Reporting Type: Entergy
ReportingType | 2015 | 2020 | 2025 | 2030 | 2035 | 2040
BM | 0 | 0 | 0 | 0 | 0 | 0
CC | 0 | 0 | 22 | 187 | 144.07 | 0
CSP | 0 | 0 | 0 | 0 | 0 | 0
CT | 0 | 0 | 0 | 0 | 0 | 0
Coal | 1606.61 | 6041.3 | 660.99 | 0 | 0 | 0
Geo | 0 | 0 | 0 | 0 | 0 | 0
H | 0 | 0 | 0 | 0 | 0 | 0
LFG | 0 | 0 | 0 | 0 | 0 | 0
Nuc | 0 | 0 | 0 | 0 | 842 | 997
PS | 0 | 0 | 0 | 0 | 0 | 0
PV | 0 | 0 | 0 | 0 | 0 | 0
PeakG | 0 | 0 | 1903.31 | 883.69 | 0 | 0
PeakO | 0 | 0 | 174 | 0 | 0 | 0
ST | 0 | 0 | 0 | 0 | 0 | 0
STOG | 12978.64 | 0 | 1886.36 | 0 | 0 | 0
STWD | 0 | 0 | 0 | 0 | 0 | 0
WT | 0 | 0 | 0 | 0 | 0 | 0
IGCC | 0 | 0 | 0 | 0 | 0 | 0
DemandResponse | 0 | 0 | 0 | 0 | 0 | 0
IGCC-CCS | 0 | 0 | 0 | 0 | 0 | 0
WT_off | 0 | 0 | 0 | 0 | 0 | 0
PseudoUnit | 0 | 0 | 0 | 0 | 0 | 0
FixedInterchange | 0 | 0 | 0 | 0 | 0 | 0
Retirements of Capacity by Reporting Type: FRCC
ReportingType | 2015 | 2020 | 2025 | 2030 | 2035 | 2040
BM | 0 | 0 | 0 | 0 | 0 | 0
CC | 0 | 0 | 0 | 12780.91 | 2987.97 | 4094.68
CSP | 0 | 0 | 0 | 0 | 0 | 0
CT | 0 | 0 | 0 | 0 | 2480 | 0
Coal | 7107.4 | 1730 | 626 | 0 | 0 | 0
Geo | 0 | 0 | 0 | 0 | 0 | 0
H | 0 | 0 | 0 | 0 | 0 | 0
LFG | 0 | 0 | 0 | 0 | 0 | 0
Nuc | 0 | 0 | 0 | 0 | 1615.33 | 1677
PS | 0 | 0 | 0 | 0 | 0 | 0
PV | 0 | 0 | 0 | 0 | 0 | 0
PeakG | 0 | 346.24 | 7669 | 415.76 | 0 | 0
PeakO | 281.07 | 2001.93 | 0 | 0 | 0 | 0
ST | 0 | 0 | 0 | 0 | 0 | 0
STOG | 9833 | 0 | 0 | 0 | 0 | 0
STWD | 0 | 0 | 0 | 0 | 0 | 0
WT | 0 | 0 | 0 | 0 | 0 | 0
IGCC | 0 | 0 | 0 | 0 | 0 | 0
DemandResponse | 0 | 0 | 0 | 0 | 0 | 0
IGCC-CCS | 0 | 0 | 0 | 0 | 0 | 0
WT_off | 0 | 0 | 0 | 0 | 0 | 0
PseudoUnit | 0 | 0 | 0 | 0 | 0 | 0
FixedInterchange | 0 | 0 | 0 | 0 | 0 | 0
Retirements of Capacity by Reporting Type: MAPP_US
ReportingType | 2015 | 2020 | 2025 | 2030 | 2035 | 2040
BM | 0 | 0 | 0 | 0 | 0 | 0
CC | 0 | 0 | 0 | 7 | 0 | 0
CSP | 0 | 0 | 0 | 0 | 0 | 0
CT | 0 | 0 | 0 | 8.3 | 270.69 | 0
Coal | 1346.29 | 1620.6 | 579.61 | 0 | 0 | 0
Geo | 0 | 0 | 0 | 0 | 0 | 0
H | 0 | 0 | 0 | 0 | 0 | 0
LFG | 0 | 0 | 0 | 0 | 0 | 0
Nuc | 0 | 0 | 0 | 0 | 0 | 0
PS | 0 | 0 | 0 | 0 | 0 | 0
PV | 0 | 0 | 0 | 0 | 0 | 0
PeakG | 0 | 0 | 0 | 0 | 0 | 110.48
PeakO | 232.07 | 0 | 103.82 | 10.11 | 0 | 0
ST | 0 | 0 | 0 | 0 | 0 | 0
STOG | 36 | 0 | 0 | 0 | 0 | 0
STWD | 0 | 0 | 0 | 0 | 0 | 0
WT | 0 | 0 | 0 | 0 | 0 | 0
IGCC | 0 | 0 | 0 | 0 | 0 | 0
DemandResponse | 0 | 0 | 0 | 0 | 0 | 0
IGCC-CCS | 0 | 0 | 0 | 0 | 0 | 0
WT_off | 0 | 0 | 0 | 0 | 0 | 0
PseudoUnit | 0 | 0 | 0 | 0 | 0 | 0
FixedInterchange | 0 | 0 | 0 | 0 | 0 | 0
Retirements of Capacity by Reporting Type: MISO_IN
ReportingType | 2015 | 2020 | 2025 | 2030 | 2035 | 2040
BM | 0 | 0 | 0 | 0 | 0 | 0
CC | 0 | 0 | 0 | 0 | 0 | 0
CSP | 0 | 0 | 0 | 0 | 0 | 0
CT | 0 | 0 | 0 | 0 | 0 | 0
Coal | 5642.7 | 2276 | 6702.23 | 0 | 0 | 0
Geo | 0 | 0 | 0 | 0 | 0 | 0
H | 0 | 0 | 0 | 0 | 0 | 0
LFG | 0 | 0 | 0 | 0 | 0 | 0
Nuc | 0 | 0 | 0 | 0 | 0 | 0
PS | 0 | 0 | 0 | 0 | 0 | 0
PV | 0 | 0 | 0 | 0 | 0 | 0
PeakG | 0 | 0 | 0 | 238 | 0 | 0
PeakO | 0 | 0 | 0 | 361 | 0 | 0
ST | 0 | 0 | 0 | 0 | 0 | 0
STOG | 0 | 0 | 0 | 279 | 0 | 0
STWD | 0 | 0 | 0 | 0 | 0 | 0
WT | 0 | 0 | 0 | 0 | 0 | 0
IGCC | 0 | 0 | 0 | 0 | 0 | 0
DemandResponse | 0 | 0 | 0 | 0 | 0 | 0
IGCC-CCS | 0 | 0 | 0 | 0 | 0 | 0
WT_off | 0 | 0 | 0 | 0 | 0 | 0
PseudoUnit | 0 | 0 | 0 | 0 | 0 | 0
FixedInterchange | 0 | 0 | 0 | 0 | 0 | 0
Retirements of Capacity by Reporting Type: MISO_MI
ReportingType | 2015 | 2020 | 2025 | 2030 | 2035 | 2040
BM | 0 | 0 | 0 | 0 | 0 | 0
CC | 0 | 0 | 0 | 22 | 0 | 0
CSP | 0 | 0 | 0 | 0 | 0 | 0
CT | 0 | 0 | 0 | 0 | 0 | 0
Coal | 6340 | 4452 | 0 | 0 | 0 | 0
Geo | 0 | 0 | 0 | 0 | 0 | 0
H | 0 | 0 | 0 | 0 | 0 | 0
LFG | 0 | 0 | 0 | 0 | 0 | 0
Nuc | 0 | 0 | 0 | 0 | 778 | 0
PS | 0 | 0 | 0 | 0 | 0 | 0
PV | 0 | 0 | 0 | 0 | 0 | 0
PeakG | 0 | 0 | 0 | 295 | 0 | 0
PeakO | 0 | 0 | 0 | 534 | 0 | 0
ST | 0 | 0 | 0 | 0 | 0 | 0
STOG | 0 | 0 | 2772.63 | 79.37 | 0 | 0
STWD | 0 | 0 | 0 | 0 | 0 | 0
WT | 0 | 0 | 0 | 0 | 0 | 0
IGCC | 0 | 0 | 0 | 0 | 0 | 0
DemandResponse | 0 | 0 | 0 | 0 | 0 | 0
IGCC-CCS | 0 | 0 | 0 | 0 | 0 | 0
WT_off | 0 | 0 | 0 | 0 | 0 | 0
PseudoUnit | 0 | 0 | 0 | 0 | 0 | 0
FixedInterchange | 0 | 0 | 0 | 0 | 0 | 0
Retirements of Capacity by Reporting Type: MISO_MO-IL
ReportingType | 2015 | 2020 | 2025 | 2030 | 2035 | 2040
BM | 0 | 0 | 0 | 0 | 0 | 0
CC | 0 | 0 | 0 | 0 | 0 | 0
CSP | 0 | 0 | 0 | 0 | 0 | 0
CT | 0 | 0 | 0 | 0 | 0 | 0
Coal | 4201.7 | 7181 | 2381 | 0 | 0 | 0
Geo | 0 | 0 | 0 | 0 | 0 | 0
H | 0 | 0 | 0 | 0 | 0 | 0
LFG | 0 | 0 | 0 | 0 | 0 | 0
Nuc | 0 | 0 | 0 | 0 | 0 | 0
PS | 0 | 0 | 0 | 0 | 0 | 0
PV | 0 | 0 | 0 | 0 | 0 | 0
PeakG | 0 | 0 | 0 | 217 | 0 | 0
PeakO | 0 | 0 | 0 | 766 | 0 | 0
ST | 0 | 0 | 0 | 0 | 0 | 0
STOG | 0 | 0 | 592 | 0 | 0 | 0
STWD | 0 | 0 | 0 | 0 | 0 | 0
WT | 0 | 0 | 0 | 0 | 0 | 0
IGCC | 0 | 0 | 0 | 0 | 0 | 0
DemandResponse | 0 | 0 | 0 | 0 | 0 | 0
IGCC-CCS | 0 | 0 | 0 | 0 | 0 | 0
WT_off | 0 | 0 | 0 | 0 | 0 | 0
PseudoUnit | 0 | 0 | 0 | 0 | 0 | 0
FixedInterchange | 0 | 0 | 0 | 0 | 0 | 0
Retirements of Capacity by Reporting Type: MISO_W
ReportingType | 2015 | 2020 | 2025 | 2030 | 2035 | 2040
BM | 0 | 0 | 0 | 0 | 0 | 0
CC | 0 | 0 | 0 | 62 | 0 | 0
CSP | 0 | 0 | 0 | 0 | 0 | 0
CT | 0 | 0 | 0 | 0 | 0 | 0
Coal | 3725.66 | 4425.9 | 4983.03 | 0 | 0 | 0
Geo | 0 | 0 | 0 | 0 | 0 | 0
H | 0 | 0 | 0 | 0 | 0 | 0
LFG | 0 | 0 | 0 | 0 | 0 | 0
Nuc | 0 | 0 | 0 | 0 | 2361.23 | 0
PS | 0 | 0 | 0 | 0 | 0 | 0
PV | 0 | 0 | 0 | 0 | 0 | 0
PeakG | 0 | 0 | 0 | 1314.42 | 0 | 371.69
PeakO | 0 | 0 | 0 | 2154 | 0 | 0
ST | 0 | 0 | 0 | 0 | 0 | 0
STOG | 0 | 0 | 172 | 0 | 0 | 0
STWD | 0 | 0 | 0 | 0 | 0 | 0
WT | 0 | 0 | 0 | 0 | 0 | 0
IGCC | 0 | 0 | 0 | 0 | 0 | 0
DemandResponse | 0 | 0 | 0 | 0 | 0 | 0
IGCC-CCS | 0 | 0 | 0 | 0 | 0 | 0
WT_off | 0 | 0 | 0 | 0 | 0 | 0
PseudoUnit | 0 | 0 | 0 | 0 | 0 | 0
FixedInterchange | 0 | 0 | 0 | 0 | 0 | 0
Retirements of Capacity by Reporting Type: MISO_WUMS
ReportingType | 2015 | 2020 | 2025 | 2030 | 2035 | 2040
BM | 0 | 0 | 0 | 0 | 0 | 0
CC | 0 | 0 | 0 | 0 | 0 | 0
CSP | 0 | 0 | 0 | 0 | 0 | 0
CT | 0 | 0 | 0 | 0 | 0 | 0
Coal | 4191.1 | 1869 | 333.1 | 0 | 0 | 0
Geo | 0 | 0 | 0 | 0 | 0 | 0
H | 0 | 0 | 0 | 0 | 0 | 0
LFG | 0 | 0 | 0 | 0 | 0 | 0
Nuc | 0 | 0 | 0 | 0 | 1816.9 | 0
PS | 0 | 0 | 0 | 0 | 0 | 0
PV | 0 | 0 | 0 | 0 | 0 | 0
PeakG | 0 | 0 | 0 | 289 | 0 | 1957.39
PeakO | 0 | 0 | 0 | 490 | 0 | 0
ST | 0 | 0 | 0 | 0 | 0 | 0
STOG | 59.5 | 0 | 300.5 | 0 | 0 | 0
STWD | 0 | 0 | 0 | 0 | 0 | 0
WT | 0 | 0 | 0 | 0 | 0 | 0
IGCC | 0 | 0 | 0 | 0 | 0 | 0
DemandResponse | 0 | 0 | 0 | 0 | 0 | 0
IGCC-CCS | 0 | 0 | 0 | 0 | 0 | 0
WT_off | 0 | 0 | 0 | 0 | 0 | 0
PseudoUnit | 0 | 0 | 0 | 0 | 0 | 0
FixedInterchange | 0 | 0 | 0 | 0 | 0 | 0
Retirements of Capacity by Reporting Type: Nebraska
ReportingType | 2015 | 2020 | 2025 | 2030 | 2035 | 2040
BM | 0 | 0 | 0 | 0 | 0 | 0
CC | 0 | 0 | 0 | 0 | 0 | 0
CSP | 0 | 0 | 0 | 0 | 0 | 0
CT | 0 | 0 | 0 | 0 | 0 | 0
Coal | 0 | 3195.8 | 0 | 0 | 0 | 0
Geo | 0 | 0 | 0 | 0 | 0 | 0
H | 0 | 0 | 0 | 0 | 0 | 0
LFG | 0 | 0 | 0 | 0 | 0 | 0
Nuc | 0 | 0 | 0 | 0 | 1251.8 | 0
PS | 0 | 0 | 0 | 0 | 0 | 0
PV | 0 | 0 | 0 | 0 | 0 | 0
PeakG | 0 | 0 | 0 | 0 | 0.58 | 1.82
PeakO | 0 | 0 | 0 | 0 | 326 | 0
ST | 0 | 0 | 0 | 0 | 0 | 0
STOG | 270 | 0 | 0 | 0 | 0 | 0
STWD | 0 | 0 | 0 | 0 | 0 | 0
WT | 0 | 0 | 0 | 0 | 0 | 0
IGCC | 0 | 0 | 0 | 0 | 0 | 0
DemandResponse | 0 | 0 | 0 | 0 | 0 | 0
IGCC-CCS | 0 | 0 | 0 | 0 | 0 | 0
WT_off | 0 | 0 | 0 | 0 | 0 | 0
PseudoUnit | 0 | 0 | 0 | 0 | 0 | 0
FixedInterchange | 0 | 0 | 0 | 0 | 0 | 0
Retirements of Capacity by Reporting Type: NEISO
ReportingType | 2015 | 2020 | 2025 | 2030 | 2035 | 2040
BM | 0 | 0 | 0 | 0 | 0 | 0
CC | 3284.89 | 2792.21 | 0 | 3641.81 | 584.75 | 2049.5
CSP | 0 | 0 | 0 | 0 | 0 | 0
CT | 0 | 0 | 0 | 9.5 | 324.5 | 0
Coal | 2250.13 | 320 | 0 | 0 | 0 | 0
Geo | 0 | 0 | 0 | 0 | 0 | 0
H | 0 | 0 | 0 | 0 | 0 | 0
LFG | 0 | 0 | 0 | 0 | 0 | 0
Nuc | 0 | 0 | 0 | 0 | 1289 | 876.92
PS | 0 | 0 | 0 | 0 | 0 | 0
PV | 0 | 0 | 0 | 0 | 0 | 0
PeakG | 0 | 45.18 | 1154.82 | 0 | 0 | 0
PeakO | 1183 | 0 | 0 | 0 | 0 | 0
ST | 0 | 0 | 0 | 0 | 0 | 0
STOG | 6237 | 0 | 0 | 0 | 0 | 0
STWD | 0 | 0 | 0 | 0 | 0 | 0
WT | 0 | 0 | 0 | 0 | 0 | 0
IGCC | 0 | 0 | 0 | 0 | 0 | 0
DemandResponse | 0 | 0 | 0 | 0 | 0 | 0
IGCC-CCS | 0 | 0 | 0 | 0 | 0 | 0
WT_off | 0 | 0 | 0 | 0 | 0 | 0
PseudoUnit | 0 | 0 | 0 | 0 | 0 | 0
FixedInterchange | 0 | 0 | 0 | 0 | 0 | 0
Retirements of Capacity by Reporting Type: NonRTO_Midwest
ReportingType | 2015 | 2020 | 2025 | 2030 | 2035 | 2040
BM | 0 | 0 | 0 | 0 | 0 | 0
CC | 0 | 0 | 0 | 0 | 0 | 1852.56
CSP | 0 | 0 | 0 | 0 | 0 | 0
CT | 0 | 0 | 0 | 0 | 0 | 0
Coal | 3535.74 | 3514.56 | 2286.01 | 50.99 | 0 | 0
Geo | 0 | 0 | 0 | 0 | 0 | 0
H | 0 | 0 | 0 | 0 | 0 | 0
LFG | 0 | 0 | 0 | 0 | 0 | 0
Nuc | 0 | 0 | 0 | 0 | 0 | 0
PS | 0 | 0 | 0 | 0 | 0 | 0
PV | 0 | 0 | 0 | 0 | 0 | 0
PeakG | 0 | 0 | 0 | 332.57 | 3020.43 | 0
PeakO | 0 | 0 | 12 | 0 | 0 | 0
ST | 0 | 0 | 0 | 0 | 0 | 0
STOG | 0 | 0 | 0 | 0 | 0 | 0
STWD | 0 | 0 | 0 | 0 | 0 | 0
WT | 0 | 0 | 0 | 0 | 0 | 0
IGCC | 0 | 0 | 0 | 0 | 0 | 0
DemandResponse | 0 | 0 | 0 | 0 | 0 | 0
IGCC-CCS | 0 | 0 | 0 | 0 | 0 | 0
WT_off | 0 | 0 | 0 | 0 | 0 | 0
PseudoUnit | 0 | 0 | 0 | 0 | 0 | 0
FixedInterchange | 0 | 0 | 0 | 0 | 0 | 0
Retirements of Capacity by Reporting Type: NYISO_A-F
ReportingType | 2015 | 2020 | 2025 | 2030 | 2035 | 2040
BM | 0 | 0 | 0 | 0 | 0 | 0
CC | 529.19 | 628.87 | 881.95 | 735.27 | 818.71 | 639
CSP | 0 | 0 | 0 | 0 | 0 | 0
CT | 0 | 0 | 0 | 0 | 0 | 0
Coal | 2251.9 | 0 | 0 | 0 | 0 | 0
Geo | 0 | 0 | 0 | 0 | 0 | 0
H | 0 | 0 | 0 | 0 | 0 | 0
LFG | 0 | 0 | 0 | 0 | 0 | 0
Nuc | 0 | 0 | 0 | 621.2 | 580.5 | 852.2
PS | 0 | 0 | 0 | 0 | 0 | 0
PV | 0 | 0 | 0 | 0 | 0 | 0
PeakG | 0 | 16 | 205 | 0 | 0 | 0
PeakO | 39 | 0 | 0 | 0 | 0 | 0
ST | 0 | 0 | 0 | 0 | 0 | 0
STOG | 1701 | 0 | 0 | 0 | 0 | 0
STWD | 0 | 0 | 0 | 0 | 0 | 0
WT | 0 | 0 | 0 | 0 | 0 | 0
IGCC | 0 | 0 | 0 | 0 | 0 | 0
DemandResponse | 0 | 0 | 0 | 0 | 0 | 0
IGCC-CCS | 0 | 0 | 0 | 0 | 0 | 0
WT_off | 0 | 0 | 0 | 0 | 0 | 0
PseudoUnit | 0 | 0 | 0 | 0 | 0 | 0
FixedInterchange | 0 | 0 | 0 | 0 | 0 | 0
Retirements of Capacity by Reporting Type: NYISO_G-I
ReportingType | 2015 | 2020 | 2025 | 2030 | 2035 | 2040
BM | 0 | 0 | 0 | 0 | 0 | 0
CC | 0 | 0 | 0 | 0 | 0 | 0
CSP | 0 | 0 | 0 | 0 | 0 | 0
CT | 0 | 0 | 0 | 0 | 0 | 0
Coal | 368.2 | 0 | 0 | 0 | 0 | 0
Geo | 0 | 0 | 0 | 0 | 0 | 0
H | 0 | 0 | 0 | 0 | 0 | 0
LFG | 0 | 0 | 0 | 0 | 0 | 0
Nuc | 0 | 0 | 0 | 0 | 1019.6 | 1025
PS | 0 | 0 | 0 | 0 | 0 | 0
PV | 0 | 0 | 0 | 0 | 0 | 0
PeakG | 0 | 0 | 0 | 0 | 0 | 0
PeakO | 0 | 0 | 87 | 0 | 0 | 0
ST | 0 | 0 | 0 | 0 | 0 | 0
STOG | 2431 | 0 | 0 | 0 | 0 | 0
STWD | 0 | 0 | 0 | 0 | 0 | 0
WT | 0 | 0 | 0 | 0 | 0 | 0
IGCC | 0 | 0 | 0 | 0 | 0 | 0
DemandResponse | 0 | 0 | 0 | 0 | 0 | 0
IGCC-CCS | 0 | 0 | 0 | 0 | 0 | 0
WT_off | 0 | 0 | 0 | 0 | 0 | 0
PseudoUnit | 0 | 0 | 0 | 0 | 0 | 0
FixedInterchange | 0 | 0 | 0 | 0 | 0 | 0
Retirements of Capacity by Reporting Type: NYISO_J-K
ReportingType | 2015 | 2020 | 2025 | 2030 | 2035 | 2040
BM | 0 | 0 | 0 | 0 | 0 | 0
CC | 0 | 0 | 0 | 0 | 0 | 0
CSP | 0 | 0 | 0 | 0 | 0 | 0
CT | 0 | 0 | 0 | 0 | 0 | 0
Coal | 0 | 0 | 0 | 0 | 0 | 0
Geo | 0 | 0 | 0 | 0 | 0 | 0
H | 0 | 0 | 0 | 0 | 0 | 0
LFG | 0 | 0 | 0 | 0 | 0 | 0
Nuc | 0 | 0 | 0 | 0 | 0 | 0
PS | 0 | 0 | 0 | 0 | 0 | 0
PV | 0 | 0 | 0 | 0 | 0 | 0
PeakG | 0 | 0 | 0 | 0 | 0 | 0
PeakO | 0 | 0 | 0 | 0 | 0 | 0
ST | 0 | 0 | 0 | 0 | 0 | 0
STOG | 3902.55 | 882.66 | 1144.44 | 0 | 0 | 855.26
STWD | 0 | 0 | 0 | 0 | 0 | 0
WT | 0 | 0 | 0 | 0 | 0 | 0
IGCC | 0 | 0 | 0 | 0 | 0 | 0
DemandResponse | 0 | 0 | 0 | 0 | 0 | 0
IGCC-CCS | 0 | 0 | 0 | 0 | 0 | 0
WT_off | 0 | 0 | 0 | 0 | 0 | 0
PseudoUnit | 0 | 0 | 0 | 0 | 0 | 0
FixedInterchange | 0 | 0 | 0 | 0 | 0 | 0
Retirements of Capacity by Reporting Type: PJM_E
ReportingType | 2015 | 2020 | 2025 | 2030 | 2035 | 2040
BM | 0 | 0 | 0 | 0 | 0 | 0
CC | 0 | 0 | 0 | 523 | 618.3 | 0
CSP | 0 | 0 | 0 | 0 | 0 | 0
CT | 0 | 0 | 0 | 26.2 | 0 | 0
Coal | 3285 | 568 | 0 | 0 | 0 | 0
Geo | 0 | 0 | 0 | 0 | 0 | 0
H | 0 | 0 | 0 | 0 | 0 | 0
LFG | 0 | 0 | 0 | 0 | 0 | 0
Nuc | 0 | 614.5 | 0 | 0 | 2224 | 1174
PS | 0 | 0 | 0 | 0 | 0 | 0
PV | 0 | 0 | 0 | 0 | 25.45 | 0
PeakG | 268.5 | 0 | 0 | 1290.71 | 0 | 293.79
PeakO | 2.7 | 0 | 2749.3 | 0 | 0 | 0
ST | 0 | 0 | 0 | 0 | 0 | 0
STOG | 636.5 | 2615.5 | 0 | 0 | 0 | 0
STWD | 0 | 0 | 0 | 0 | 0 | 0
WT | 0 | 0 | 0 | 0 | 0 | 0
IGCC | 0 | 0 | 0 | 0 | 0 | 0
DemandResponse | 0 | 0 | 0 | 0 | 0 | 0
IGCC-CCS | 0 | 0 | 0 | 0 | 0 | 0
WT_off | 0 | 0 | 0 | 0 | 0 | 0
PseudoUnit | 0 | 0 | 0 | 0 | 0 | 0
FixedInterchange | 0 | 0 | 0 | 0 | 0 | 0
Retirements of Capacity by Reporting Type: PJM_ROM
ReportingType | 2015 | 2020 | 2025 | 2030 | 2035 | 2040
BM | 0 | 0 | 0 | 0 | 0 | 0
CC | 0 | 0 | 0 | 0 | 0 | 0
CSP | 0 | 0 | 0 | 0 | 0 | 0
CT | 0 | 0 | 0 | 0 | 16 | 0
Coal | 14625.5 | 1234 | 521 | 0 | 0 | 0
Geo | 0 | 0 | 0 | 0 | 0 | 0
H | 0 | 0 | 0 | 0 | 0 | 0
LFG | 0 | 0 | 0 | 0 | 0 | 0
Nuc | 0 | 0 | 0 | 0 | 1732 | 899
PS | 0 | 0 | 0 | 0 | 0 | 0
PV | 0 | 0 | 0 | 0 | 0 | 0
PeakG | 0 | 0 | 0 | 121.08 | 0 | 211.92
PeakO | 270 | 0 | 1566 | 0 | 0 | 0
ST | 0 | 0 | 0 | 0 | 0 | 0
STOG | 580 | 3529 | 0 | 0 | 0 | 0
STWD | 0 | 0 | 0 | 0 | 0 | 0
WT | 0 | 0 | 0 | 0 | 0 | 0
IGCC | 0 | 0 | 0 | 0 | 0 | 0
DemandResponse | 0 | 0 | 0 | 0 | 0 | 0
IGCC-CCS | 0 | 0 | 0 | 0 | 0 | 0
WT_off | 0 | 0 | 0 | 0 | 0 | 0
PseudoUnit | 0 | 0 | 0 | 0 | 0 | 0
FixedInterchange | 0 | 0 | 0 | 0 | 0 | 0
Retirements of Capacity by Reporting Type: PJM_ROR
ReportingType | 2015 | 2020 | 2025 | 2030 | 2035 | 2040
BM | 0 | 0 | 0 | 0 | 0 | 0
CC | 0 | 0 | 0 | 0 | 174 | 1266.1
CSP | 0 | 0 | 0 | 0 | 0 | 0
CT | 0 | 0 | 0 | 0 | 29 | 0
Coal | 31226.69 | 16699.67 | 9791.84 | 0 | 0 | 0
Geo | 0 | 0 | 0 | 0 | 0 | 0
H | 0 | 0 | 0 | 0 | 0 | 0
LFG | 0 | 0 | 0 | 0 | 0 | 0
Nuc | 0 | 0 | 0 | 867 | 4275 | 4883.16
PS | 0 | 0 | 0 | 0 | 0 | 0
PV | 0 | 0 | 0 | 0 | 0 | 0
PeakG | 0 | 0 | 0 | 448.73 | 0 | 18862.27
PeakO | 19 | 0 | 1742 | 0 | 0 | 0
ST | 0 | 0 | 0 | 0 | 0 | 0
STOG | 35 | 0 | 1288.35 | 798.65 | 0 | 0
STWD | 0 | 0 | 0 | 0 | 0 | 0
WT | 0 | 0 | 0 | 0 | 0 | 0
IGCC | 0 | 0 | 0 | 0 | 0 | 0
DemandResponse | 0 | 0 | 0 | 0 | 0 | 0
IGCC-CCS | 0 | 0 | 0 | 0 | 0 | 0
WT_off | 0 | 0 | 0 | 0 | 0 | 0
PseudoUnit | 0 | 0 | 0 | 0 | 0 | 0
FixedInterchange | 0 | 0 | 0 | 0 | 0 | 0
Retirements of Capacity by Reporting Type: SOCO
ReportingType | 2015 | 2020 | 2025 | 2030 | 2035 | 2040
BM | 0 | 0 | 0 | 0 | 0 | 0
CC | 0 | 0 | 0 | 2409 | 12143.52 | 8035.88
CSP | 0 | 0 | 0 | 0 | 0 | 0
CT | 0 | 0 | 0 | 0 | 0 | 0
Coal | 17741.59 | 6158.7 | 0 | 0 | 0 | 0
Geo | 0 | 0 | 0 | 0 | 0 | 0
H | 0 | 0 | 0 | 0 | 0 | 0
LFG | 0 | 0 | 0 | 0 | 0 | 0
Nuc | 0 | 0 | 0 | 0 | 0 | 2645.05
PS | 0 | 0 | 0 | 0 | 0 | 0
PV | 0 | 0 | 0 | 0 | 0 | 0
PeakG | 382.2 | 0 | 7228.29 | 3312.51 | 0 | 0
PeakO | 1139 | 0 | 0 | 0 | 0 | 0
ST | 0 | 0 | 0 | 0 | 0 | 0
STOG | 854 | 0 | 0 | 0 | 0 | 0
STWD | 0 | 0 | 0 | 0 | 0 | 0
WT | 0 | 0 | 0 | 0 | 0 | 0
IGCC | 0 | 0 | 0 | 0 | 0 | 0
DemandResponse | 0 | 0 | 0 | 0 | 0 | 0
IGCC-CCS | 0 | 0 | 0 | 0 | 0 | 0
WT_off | 0 | 0 | 0 | 0 | 0 | 0
PseudoUnit | 0 | 0 | 0 | 0 | 0 | 0
FixedInterchange | 0 | 0 | 0 | 0 | 0 | 0
Retirements of Capacity by Reporting Type: SPP_N
ReportingType | 2015 | 2020 | 2025 | 2030 | 2035 | 2040
BM | 0 | 0 | 0 | 0 | 0 | 0
CC | 0 | 0 | 0 | 0 | 0 | 0
CSP | 0 | 0 | 0 | 0 | 0 | 0
CT | 0 | 0 | 0 | 0 | 0 | 0
Coal | 334 | 4119.14 | 3429.36 | 0 | 0 | 0
Geo | 0 | 0 | 0 | 0 | 0 | 0
H | 0 | 0 | 0 | 0 | 0 | 0
LFG | 0 | 0 | 0 | 0 | 0 | 0
Nuc | 0 | 0 | 0 | 0 | 0 | 0
PS | 0 | 0 | 0 | 0 | 0 | 0
PV | 0 | 0 | 0 | 0 | 0 | 0
PeakG | 0 | 0 | 0 | 0 | 1473.11 | 956.75
PeakO | 0 | 0 | 0 | 0 | 1199 | 0
ST | 0 | 0 | 0 | 0 | 0 | 0
STOG | 1749 | 0 | 0 | 0 | 0 | 0
STWD | 0 | 0 | 0 | 0 | 0 | 0
WT | 0 | 0 | 0 | 0 | 0 | 0
IGCC | 0 | 0 | 0 | 0 | 0 | 0
DemandResponse | 0 | 0 | 0 | 0 | 0 | 0
IGCC-CCS | 0 | 0 | 0 | 0 | 0 | 0
WT_off | 0 | 0 | 0 | 0 | 0 | 0
PseudoUnit | 0 | 0 | 0 | 0 | 0 | 0
FixedInterchange | 0 | 0 | 0 | 0 | 0 | 0
Retirements of Capacity by Reporting Type: SPP_S
ReportingType | 2015 | 2020 | 2025 | 2030 | 2035 | 2040
BM | 0 | 0 | 0 | 0 | 0 | 0
CC | 0 | 0 | 0 | 227 | 282 | 0
CSP | 0 | 0 | 0 | 0 | 0 | 0
CT | 0 | 0 | 0 | 0 | 412.99 | 300
Coal | 1528 | 9165.93 | 2446 | 0 | 0 | 0
Geo | 0 | 0 | 0 | 0 | 0 | 0
H | 0 | 0 | 0 | 0 | 0 | 0
LFG | 0 | 0 | 0 | 0 | 0 | 0
Nuc | 0 | 0 | 0 | 0 | 0 | 0
PS | 0 | 0 | 0 | 0 | 0 | 0
PV | 0 | 0 | 0 | 0 | 0 | 0
PeakG | 0 | 0 | 0 | 0 | 18.72 | 80.86
PeakO | 0 | 0 | 0 | 0 | 122 | 0
ST | 0 | 0 | 0 | 0 | 0 | 0
STOG | 4319.45 | 0 | 2693.56 | 3557.99 | 0 | 0
STWD | 0 | 0 | 0 | 0 | 0 | 0
WT | 0 | 0 | 0 | 0 | 0 | 0
IGCC | 0 | 0 | 0 | 0 | 0 | 0
DemandResponse | 0 | 0 | 0 | 0 | 0 | 0
IGCC-CCS | 0 | 0 | 0 | 0 | 0 | 0
WT_off | 0 | 0 | 0 | 0 | 0 | 0
PseudoUnit | 0 | 0 | 0 | 0 | 0 | 0
FixedInterchange | 0 | 0 | 0 | 0 | 0 | 0
Retirements of Capacity by Reporting Type: TVA
ReportingType | 2015 | 2020 | 2025 | 2030 | 2035 | 2040
BM | 0 | 0 | 0 | 0 | 0 | 0
CC | 0 | 0 | 0 | 0 | 3922.38 | 4361.34
CSP | 0 | 0 | 0 | 0 | 0 | 0
CT | 0 | 0 | 0 | 0 | 0 | 0
Coal | 8575.57 | 4112.85 | 2470.58 | 0 | 0 | 0
Geo | 0 | 0 | 0 | 0 | 0 | 0
H | 0 | 0 | 0 | 0 | 0 | 0
LFG | 0 | 0 | 0 | 0 | 0 | 0
Nuc | 0 | 0 | 0 | 0 | 2512.33 | 1278.67
PS | 0 | 0 | 0 | 0 | 0 | 0
PV | 0 | 0 | 0 | 0 | 0 | 0
PeakG | 262 | 0 | 2967.35 | 1794.79 | 840.86 | 0
PeakO | 0 | 0 | 83 | 0 | 0 | 0
ST | 0 | 0 | 0 | 0 | 0 | 0
STOG | 0 | 0 | 0 | 0 | 0 | 0
STWD | 0 | 0 | 0 | 0 | 0 | 0
WT | 0 | 0 | 0 | 0 | 0 | 0
IGCC | 0 | 0 | 0 | 0 | 0 | 0
DemandResponse | 0 | 0 | 0 | 0 | 0 | 0
IGCC-CCS | 0 | 0 | 0 | 0 | 0 | 0
WT_off | 0 | 0 | 0 | 0 | 0 | 0
PseudoUnit | 0 | 0 | 0 | 0 | 0 | 0
FixedInterchange | 0 | 0 | 0 | 0 | 0 | 0
Retirements of Capacity by Reporting Type: TVA_Transmission
ReportingType | 2015 | 2020 | 2025 | 2030 | 2035 | 2040
BM | 0 | 0 | 0 | 0 | 0 | 0
CC | 0 | 0 | 0 | 0 | 0 | 0
CSP | 0 | 0 | 0 | 0 | 0 | 0
CT | 0 | 0 | 0 | 0 | 0 | 0
Coal | 0 | 0 | 0 | 0 | 0 | 0
Geo | 0 | 0 | 0 | 0 | 0 | 0
H | 0 | 0 | 0 | 0 | 0 | 0
LFG | 0 | 0 | 0 | 0 | 0 | 0
Nuc | 0 | 0 | 0 | 0 | 0 | 0
PS | 0 | 0 | 0 | 0 | 0 | 0
PV | 0 | 0 | 0 | 0 | 0 | 0
PeakG | 0 | 0 | 0 | 0 | 0 | 0
PeakO | 0 | 0 | 0 | 0 | 0 | 0
ST | 0 | 0 | 0 | 0 | 0 | 0
STOG | 0 | 0 | 0 | 0 | 0 | 0
STWD | 0 | 0 | 0 | 0 | 0 | 0
WT | 0 | 0 | 0 | 0 | 0 | 0
IGCC | 0 | 0 | 0 | 0 | 0 | 0
DemandResponse | 0 | 0 | 0 | 0 | 0 | 0
IGCC-CCS | 0 | 0 | 0 | 0 | 0 | 0
WT_off | 0 | 0 | 0 | 0 | 0 | 0
PseudoUnit | 0 | 0 | 0 | 0 | 0 | 0
FixedInterchange | 0 | 0 | 0 | 0 | 0 | 0
Retirements of Capacity by Reporting Type: VACAR
ReportingType | 2015 | 2020 | 2025 | 2030 | 2035 | 2040
BM | 0 | 0 | 0 | 0 | 0 | 0
CC | 0 | 0 | 185 | 0 | 3340 | 9565.24
CSP | 0 | 0 | 0 | 0 | 0 | 0
CT | 0 | 0 | 0 | 717.2 | 0 | 0
Coal | 10739.12 | 7393.09 | 1332 | 0 | 0 | 0
Geo | 0 | 0 | 0 | 0 | 0 | 0
H | 0 | 0 | 0 | 0 | 0 | 0
LFG | 0 | 0 | 0 | 0 | 0 | 0
Nuc | 0 | 0 | 0 | 0 | 3248 | 1858
PS | 0 | 0 | 0 | 0 | 0 | 0
PV | 0 | 0 | 0 | 0 | 0 | 0
PeakG | 0 | 0 | 4091.79 | 4216.21 | 0 | 0
PeakO | 0 | 0 | 1268 | 0 | 0 | 0
ST | 0 | 0 | 0 | 0 | 0 | 0
STOG | 0 | 0 | 92 | 0 | 0 | 0
STWD | 0 | 0 | 0 | 0 | 0 | 0
WT | 0 | 0 | 0 | 0 | 0 | 0
IGCC | 0 | 0 | 0 | 0 | 0 | 0
DemandResponse | 0 | 0 | 0 | 0 | 0 | 0
IGCC-CCS | 0 | 0 | 0 | 0 | 0 | 0
WT_off | 0 | 0 | 0 | 0 | 0 | 0
PseudoUnit | 0 | 0 | 0 | 0 | 0 | 0
FixedInterchange | 0 | 0 | 0 | 0 | 0 | 0
Retirements of Capacity by Reporting Type: IESO
ReportingType | 2015 | 2020 | 2025 | 2030 | 2035 | 2040
BM | 0 | 0 | 0 | 0 | 0 | 0
CC | 5406.49 | 0 | 0 | 0 | 0 | 0
CSP | 0 | 0 | 0 | 0 | 0 | 0
CT | 0 | 0 | 0 | 0 | 368 | 0
Coal | 6416 | 0 | 0 | 0 | 0 | 0
Geo | 0 | 0 | 0 | 0 | 0 | 0
H | 0 | 0 | 0 | 0 | 0 | 0
LFG | 0 | 0 | 0 | 0 | 0 | 0
Nuc | 0 | 0 | 0 | 0 | 1030 | 1540
PS | 0 | 0 | 0 | 0 | 0 | 0
PV | 0 | 0 | 0 | 0 | 1067.26 | 0
PeakG | 584 | 0 | 0 | 0 | 0 | 0
PeakO | 175 | 0 | 0 | 0 | 0 | 0
ST | 0 | 0 | 0 | 0 | 0 | 0
STOG | 2126 | 0 | 0 | 0 | 0 | 0
STWD | 0 | 0 | 0 | 0 | 0 | 0
WT | 0 | 0 | 0 | 0 | 0 | 0
IGCC | 0 | 0 | 0 | 0 | 0 | 0
DemandResponse | 0 | 0 | 0 | 0 | 0 | 0
IGCC-CCS | 0 | 0 | 0 | 0 | 0 | 0
WT_off | 0 | 0 | 0 | 0 | 0 | 0
PseudoUnit | 0 | 0 | 0 | 0 | 0 | 0
FixedInterchange | 0 | 0 | 0 | 0 | 0 | 0
Retirements of Capacity by Reporting Type: MAPP_CA
ReportingType | 2015 | 2020 | 2025 | 2030 | 2035 | 2040
BM | 0 | 0 | 0 | 0 | 0 | 0
CC | 0 | 0 | 731 | 0 | 0 | 530.93
CSP | 0 | 0 | 0 | 0 | 0 | 0
CT | 0 | 0 | 0 | 0 | 0 | 0
Coal | 1009.4 | 736.5 | 0 | 0 | 0 | 0
Geo | 0 | 0 | 0 | 0 | 0 | 0
H | 0 | 0 | 0 | 0 | 0 | 0
LFG | 0 | 0 | 0 | 0 | 0 | 0
Nuc | 0 | 0 | 0 | 0 | 0 | 0
PS | 0 | 0 | 0 | 0 | 0 | 0
PV | 0 | 0 | 0 | 0 | 0 | 0
PeakG | 0 | 87 | 472 | 0 | 0 | 0
PeakO | 0 | 4 | 0 | 0 | 0 | 0
ST | 0 | 0 | 0 | 0 | 0 | 0
STOG | 0 | 126 | 0 | 0 | 0 | 0
STWD | 0 | 0 | 0 | 0 | 0 | 0
WT | 0 | 0 | 0 | 0 | 302.4 | 0
IGCC | 0 | 0 | 0 | 0 | 0 | 0
DemandResponse | 0 | 0 | 0 | 0 | 0 | 0
IGCC-CCS | 0 | 0 | 0 | 0 | 0 | 0
WT_off | 0 | 0 | 0 | 0 | 0 | 0
PseudoUnit | 0 | 0 | 0 | 0 | 0 | 0
FixedInterchange | 0 | 0 | 0 | 0 | 0 | 0
Retirements of Capacity by Reporting Type: AZ_NM_SNV_Coal
ReportingType | 2015 | 2020 | 2025 | 2030 | 2035 | 2040
BM | 0 | 0 | 0 | 0 | 0 | 0
CC | 0 | 0 | 0 | 0 | 0 | 0
CSP | 0 | 0 | 0 | 0 | 0 | 0
CT | 0 | 0 | 0 | 0 | 0 | 0
Coal | 1560.23 | 3617.84 | 5287.93 | 0 | 0 | 0
Geo | 0 | 0 | 0 | 0 | 0 | 0
H | 0 | 0 | 0 | 0 | 0 | 0
LFG | 0 | 0 | 0 | 0 | 0 | 0
Nuc | 0 | 0 | 0 | 0 | 0 | 0
PS | 0 | 0 | 0 | 0 | 0 | 0
PV | 0 | 0 | 0 | 0 | 0 | 0
PeakG | 0 | 0 | 0 | 0 | 0 | 0
PeakO | 200 | 0 | 0 | 0 | 0 | 0
ST | 0 | 0 | 0 | 0 | 0 | 0
STOG | 0 | 0 | 0 | 0 | 0 | 0
STWD | 0 | 0 | 0 | 0 | 0 | 0
WT | 0 | 0 | 0 | 0 | 0 | 0
IGCC | 0 | 0 | 0 | 0 | 0 | 0
DemandResponse | 0 | 0 | 0 | 0 | 0 | 0
IGCC-CCS | 0 | 0 | 0 | 0 | 0 | 0
WT_off | 0 | 0 | 0 | 0 | 0 | 0
PseudoUnit | 0 | 0 | 0 | 0 | 0 | 0
FixedInterchange | 0 | 0 | 0 | 0 | 0 | 0
Retirements of Capacity by Reporting Type: AZ_NM_SNV_Gas
ReportingType | 2015 | 2020 | 2025 | 2030 | 2035 | 2040
BM | 0 | 0 | 0 | 0 | 0 | 0
CC | 2183.14 | 0 | 0 | 5021.9 | 3136.45 | 668
CSP | 0 | 0 | 0 | 0 | 0 | 0
CT | 0 | 0 | 0 | 0 | 736 | 0
Coal | 0 | 0 | 0 | 0 | 0 | 0
Geo | 0 | 0 | 0 | 0 | 0 | 0
H | 0 | 0 | 0 | 0 | 0 | 0
LFG | 0 | 0 | 0 | 0 | 0 | 0
Nuc | 0 | 0 | 0 | 0 | 0 | 0
PS | 0 | 0 | 0 | 0 | 0 | 0
PV | 0 | 0 | 0 | 0 | 0 | 0
PeakG | 464 | 643.63 | 2552.37 | 0 | 0 | 0
PeakO | 0 | 0 | 0 | 0 | 0 | 0
ST | 0 | 0 | 0 | 0 | 0 | 0
STOG | 2064 | 0 | 0 | 0 | 0 | 0
STWD | 0 | 0 | 0 | 0 | 0 | 0
WT | 0 | 0 | 0 | 0 | 0 | 0
IGCC | 0 | 0 | 0 | 0 | 0 | 0
DemandResponse | 0 | 0 | 0 | 0 | 0 | 0
IGCC-CCS | 0 | 0 | 0 | 0 | 0 | 0
WT_off | 0 | 0 | 0 | 0 | 0 | 0
PseudoUnit | 0 | 0 | 0 | 0 | 0 | 0
FixedInterchange | 0 | 0 | 0 | 0 | 0 | 0
Retirements of Capacity by Reporting Type: AZ_NM_SNV_NucRenew
ReportingType | 2015 | 2020 | 2025 | 2030 | 2035 | 2040
BM | 0 | 0 | 0 | 0 | 0 | 0
CC | 0 | 0 | 0 | 0 | 0 | 0
CSP | 65 | 0 | 0 | 0 | 0 | 0
CT | 0 | 0 | 0 | 0 | 0 | 0
Coal | 0 | 0 | 0 | 0 | 0 | 0
Geo | 0 | 0 | 0 | 0 | 0 | 0
H | 0 | 0 | 0 | 0 | 0 | 0
LFG | 0 | 0 | 0 | 0 | 0 | 0
Nuc | 0 | 0 | 0 | 0 | 0 | 0
PS | 0 | 0 | 0 | 0 | 0 | 0
PV | 0 | 0 | 0 | 0 | 0 | 0
PeakG | 0 | 0 | 0 | 0 | 0 | 0
PeakO | 0 | 0 | 0 | 0 | 0 | 0
ST | 0 | 0 | 0 | 0 | 0 | 0
STOG | 0 | 0 | 0 | 0 | 0 | 0
STWD | 0 | 0 | 0 | 0 | 0 | 0
WT | 0 | 0 | 0 | 0 | 0 | 0
IGCC | 0 | 0 | 0 | 0 | 0 | 0
DemandResponse | 0 | 0 | 0 | 0 | 0 | 0
IGCC-CCS | 0 | 0 | 0 | 0 | 0 | 0
WT_off | 0 | 0 | 0 | 0 | 0 | 0
PseudoUnit | 0 | 0 | 0 | 0 | 0 | 0
FixedInterchange | 0 | 0 | 0 | 0 | 0 | 0
Retirements of Capacity by Reporting Type: ERCOT
ReportingType | 2015 | 2020 | 2025 | 2030 | 2035 | 2040
BM | 0 | 0 | 0 | 0 | 0 | 0
CC | 0 | 0 | 0 | 493 | 10641.88 | 5450.36
CSP | 0 | 0 | 0 | 0 | 0 | 0
CT | 0 | 0 | 0 | 0 | 250 | 0
Coal | 13957.87 | 1544 | 560 | 0 | 0 | 0
Geo | 0 | 0 | 0 | 0 | 0 | 0
H | 0 | 0 | 0 | 0 | 0 | 0
LFG | 0 | 0 | 0 | 0 | 0 | 0
Nuc | 0 | 0 | 0 | 0 | 0 | 0
PS | 0 | 0 | 0 | 0 | 0 | 0
PV | 0 | 0 | 0 | 0 | 14 | 0
PeakG | 0 | 0 | 0 | 1779.36 | 2988.64 | 0
PeakO | 0 | 0 | 51 | 0 | 0 | 0
ST | 0 | 0 | 0 | 0 | 0 | 0
STOG | 4949.93 | 5464.77 | 7920.52 | 597.78 | 0 | 0
STWD | 0 | 0 | 0 | 0 | 0 | 0
WT | 0 | 0 | 0 | 0 | 0 | 0
IGCC | 0 | 0 | 0 | 0 | 0 | 0
DemandResponse | 0 | 0 | 0 | 0 | 0 | 0
IGCC-CCS | 0 | 0 | 0 | 0 | 0 | 0
WT_off | 0 | 0 | 0 | 0 | 0 | 0
PseudoUnit | 0 | 0 | 0 | 0 | 0 | 0
FixedInterchange | 0 | 0 | 0 | 0 | 0 | 0
Retirements of Capacity by Reporting Type: NP15
ReportingType | 2015 | 2020 | 2025 | 2030 | 2035 | 2040
BM | 0 | 0 | 0 | 0 | 0 | 0
CC | 0 | 0 | 417 | 1763 | 3998.38 | 1062.59
CSP | 0 | 0 | 0 | 0 | 0 | 0
CT | 0 | 0 | 0 | 0 | 212.6 | 0
Coal | 0 | 191.9 | 0 | 0 | 0 | 0
Geo | 0 | 0 | 0 | 0 | 0 | 0
H | 0 | 0 | 0 | 0 | 0 | 0
LFG | 0 | 0 | 0 | 0 | 0 | 0
Nuc | 0 | 0 | 0 | 0 | 0 | 0
PS | 0 | 0 | 0 | 0 | 0 | 0
PV | 0 | 0 | 0 | 0 | 0 | 0
PeakG | 0 | 0 | 263 | 607.02 | 2084.92 | 0
PeakO | 156 | 0 | 350 | 0 | 0 | 0
ST | 0 | 0 | 0 | 0 | 0 | 0
STOG | 2295.74 | 2563.26 | 0 | 0 | 0 | 0
STWD | 0 | 0 | 0 | 0 | 0 | 0
WT | 0 | 0 | 0 | 0 | 0 | 0
IGCC | 0 | 0 | 0 | 0 | 0 | 0
DemandResponse | 0 | 0 | 0 | 0 | 0 | 0
IGCC-CCS | 0 | 0 | 0 | 0 | 0 | 0
WT_off | 0 | 0 | 0 | 0 | 0 | 0
PseudoUnit | 0 | 0 | 0 | 0 | 0 | 0
FixedInterchange | 0 | 0 | 0 | 0 | 0 | 0
Retirements of Capacity by Reporting Type: NWPP_Coal
ReportingType | 2015 | 2020 | 2025 | 2030 | 2035 | 2040
BM | 0 | 0 | 0 | 0 | 0 | 0
CC | 0 | 0 | 0 | 0 | 0 | 0
CSP | 0 | 0 | 0 | 0 | 0 | 0
CT | 0 | 0 | 0 | 0 | 0 | 0
Coal | 6799 | 1855.7 | 4902 | 0 | 0 | 0
Geo | 0 | 0 | 0 | 0 | 0 | 0
H | 0 | 0 | 0 | 0 | 0 | 0
LFG | 0 | 0 | 0 | 0 | 0 | 0
Nuc | 0 | 0 | 0 | 0 | 0 | 0
PS | 0 | 0 | 0 | 0 | 0 | 0
PV | 0 | 0 | 0 | 0 | 0 | 0
PeakG | 0 | 0 | 0 | 0 | 0 | 0
PeakO | 183 | 0 | 0 | 0 | 0 | 0
ST | 0 | 0 | 0 | 0 | 0 | 0
STOG | 0 | 0 | 0 | 0 | 0 | 0
STWD | 0 | 0 | 0 | 0 | 0 | 0
WT | 0 | 0 | 0 | 0 | 0 | 0
IGCC | 0 | 0 | 0 | 0 | 0 | 0
DemandResponse | 0 | 0 | 0 | 0 | 0 | 0
IGCC-CCS | 0 | 0 | 0 | 0 | 0 | 0
WT_off | 0 | 0 | 0 | 0 | 0 | 0
PseudoUnit | 0 | 0 | 0 | 0 | 0 | 0
FixedInterchange | 0 | 0 | 0 | 0 | 0 | 0
Retirements of Capacity by Reporting Type: NWPP_Gas
ReportingType | 2015 | 2020 | 2025 | 2030 | 2035 | 2040
BM | 0 | 0 | 0 | 0 | 0 | 0
CC | 1678 | 0 | 0 | 3107.06 | 3219.94 | 300
CSP | 0 | 0 | 0 | 0 | 0 | 0
CT | 0 | 0 | 0 | 0 | 150 | 0
Coal | 0 | 0 | 0 | 0 | 0 | 0
Geo | 0 | 0 | 0 | 0 | 0 | 0
H | 0 | 0 | 0 | 0 | 0 | 0
LFG | 0 | 0 | 0 | 0 | 0 | 0
Nuc | 0 | 0 | 0 | 0 | 0 | 0
PS | 0 | 0 | 0 | 0 | 0 | 0
PV | 0 | 0 | 0 | 0 | 0 | 0
PeakG | 2623 | 0 | 0 | 0 | 0 | 0
PeakO | 0 | 0 | 0 | 0 | 0 | 0
ST | 0 | 0 | 0 | 0 | 0 | 0
STOG | 786 | 0 | 0 | 0 | 0 | 0
STWD | 0 | 0 | 0 | 0 | 0 | 0
WT | 0 | 0 | 0 | 0 | 0 | 0
IGCC | 0 | 0 | 0 | 0 | 0 | 0
DemandResponse | 0 | 0 | 0 | 0 | 0 | 0
IGCC-CCS | 0 | 0 | 0 | 0 | 0 | 0
WT_off | 0 | 0 | 0 | 0 | 0 | 0
PseudoUnit | 0 | 0 | 0 | 0 | 0 | 0
FixedInterchange | 0 | 0 | 0 | 0 | 0 | 0
Retirements of Capacity by Reporting Type: NWPP_NucRenew
ReportingType | 2015 | 2020 | 2025 | 2030 | 2035 | 2040
BM | 0 | 0 | 0 | 0 | 0 | 0
CC | 0 | 0 | 0 | 0 | 0 | 0
CSP | 0 | 0 | 0 | 0 | 0 | 0
CT | 0 | 0 | 0 | 0 | 0 | 0
Coal | 0 | 0 | 0 | 0 | 0 | 0
Geo | 4.8 | 0 | 0 | 0 | 0 | 0
H | 0 | 0 | 0 | 0 | 0 | 0
LFG | 0 | 0 | 0 | 0 | 0 | 0
Nuc | 0 | 0 | 0 | 0 | 0 | 0
PS | 0 | 0 | 0 | 0 | 0 | 0
PV | 0 | 0 | 0 | 0 | 0 | 0
PeakG | 0 | 0 | 0 | 0 | 0 | 0
PeakO | 0 | 0 | 0 | 0 | 0 | 0
ST | 0 | 0 | 0 | 0 | 0 | 0
STOG | 0 | 0 | 0 | 0 | 0 | 0
STWD | 0 | 0 | 0 | 0 | 0 | 0
WT | 0 | 0 | 0 | 0 | 0 | 0
IGCC | 0 | 0 | 0 | 0 | 0 | 0
DemandResponse | 0 | 0 | 0 | 0 | 0 | 0
IGCC-CCS | 0 | 0 | 0 | 0 | 0 | 0
WT_off | 0 | 0 | 0 | 0 | 0 | 0
PseudoUnit | 0 | 0 | 0 | 0 | 0 | 0
FixedInterchange | 0 | 0 | 0 | 0 | 0 | 0
Retirements of Capacity by Reporting Type: RMPA
ReportingType | 2015 | 2020 | 2025 | 2030 | 2035 | 2040
BM | 0 | 0 | 0 | 0 | 0 | 0
CC | 659.47 | 0 | 0 | 168.66 | 768.4 | 163.5
CSP | 1 | 0 | 0 | 0 | 0 | 0
CT | 0 | 0 | 0 | 0 | 152 | 0
Coal | 839.56 | 2133.27 | 3815.17 | 0 | 0 | 0
Geo | 0 | 0 | 0 | 0 | 0 | 0
H | 0 | 0 | 0 | 0 | 0 | 0
LFG | 0 | 0 | 0 | 0 | 0 | 0
Nuc | 0 | 0 | 0 | 0 | 0 | 0
PS | 0 | 0 | 0 | 0 | 0 | 0
PV | 0 | 0 | 0 | 0 | 0 | 0
PeakG | 237.29 | 0 | 0 | 1037.91 | 5.61 | 941.65
PeakO | 187 | 0 | 0 | 0 | 0 | 0
ST | 0 | 0 | 0 | 0 | 0 | 0
STOG | 217 | 0 | 0 | 0 | 0 | 0
STWD | 0 | 0 | 0 | 0 | 0 | 0
WT | 0 | 0 | 0 | 0 | 0 | 0
IGCC | 0 | 0 | 0 | 0 | 0 | 0
DemandResponse | 0 | 0 | 0 | 0 | 0 | 0
IGCC-CCS | 0 | 0 | 0 | 0 | 0 | 0
WT_off | 0 | 0 | 0 | 0 | 0 | 0
PseudoUnit | 0 | 0 | 0 | 0 | 0 | 0
FixedInterchange | 0 | 0 | 0 | 0 | 0 | 0
Retirements of Capacity by Reporting Type: SP15
ReportingType | 2015 | 2020 | 2025 | 2030 | 2035 | 2040
BM | 0 | 0 | 0 | 0 | 0 | 0
CC | 0 | 0 | 0 | 1012 | 641.5 | 409.5
CSP | 409 | 0 | 0 | 0 | 0 | 0
CT | 0 | 0 | 0 | 0 | 0 | 0
Coal | 57 | 84.5 | 101.2 | 0 | 0 | 0
Geo | 0 | 0 | 0 | 0 | 0 | 0
H | 0 | 0 | 0 | 0 | 0 | 0
LFG | 0 | 0 | 0 | 0 | 0 | 0
Nuc | 0 | 0 | 0 | 0 | 0 | 0
PS | 0 | 0 | 0 | 0 | 0 | 0
PV | 0 | 0 | 0 | 0 | 0 | 0
PeakG | 44 | 0 | 0 | 0 | 0 | 9.85
PeakO | 15 | 0 | 51 | 0 | 0 | 0
ST | 0 | 0 | 0 | 0 | 0 | 0
STOG | 3358.57 | 4820.31 | 3021.12 | 0 | 0 | 0
STWD | 0 | 0 | 0 | 0 | 0 | 0
WT | 126.2 | 0 | 0 | 0 | 0 | 0
IGCC | 0 | 0 | 0 | 0 | 0 | 0
DemandResponse | 0 | 0 | 0 | 0 | 0 | 0
IGCC-CCS | 0 | 0 | 0 | 0 | 0 | 0
WT_off | 0 | 0 | 0 | 0 | 0 | 0
PseudoUnit | 0 | 0 | 0 | 0 | 0 | 0
FixedInterchange | 0 | 0 | 0 | 0 | 0 | 0
Retirements of Capacity by Reporting Type: ALB
ReportingType | 2015 | 2020 | 2025 | 2030 | 2035 | 2040
BM | 0 | 0 | 0 | 0 | 0 | 0
CC | 0 | 0 | 0 | 2202 | 0 | 197.35
CSP | 0 | 0 | 0 | 0 | 0 | 0
CT | 0 | 0 | 0 | 0 | 201.5 | 0
Coal | 0 | 0 | 137.82 | 5608.01 | 0 | 0
Geo | 0 | 0 | 0 | 0 | 0 | 0
H | 0 | 0 | 0 | 0 | 0 | 0
LFG | 0 | 0 | 0 | 0 | 0 | 0
Nuc | 0 | 0 | 0 | 0 | 0 | 0
PS | 0 | 0 | 0 | 0 | 0 | 0
PV | 0 | 0 | 0 | 0 | 0 | 0
PeakG | 1330.16 | 532.07 | 505.76 | 0 | 0 | 0
PeakO | 6 | 0 | 0 | 0 | 0 | 0
ST | 0 | 0 | 0 | 0 | 0 | 0
STOG | 186 | 0 | 0 | 0 | 0 | 0
STWD | 0 | 0 | 0 | 0 | 0 | 0
WT | 0 | 0 | 0 | 0 | 0 | 0
IGCC | 0 | 0 | 0 | 0 | 0 | 0
DemandResponse | 0 | 0 | 0 | 0 | 0 | 0
IGCC-CCS | 0 | 0 | 0 | 0 | 0 | 0
WT_off | 0 | 0 | 0 | 0 | 0 | 0
PseudoUnit | 0 | 0 | 0 | 0 | 0 | 0
FixedInterchange | 0 | 0 | 0 | 0 | 0 | 0
Retirements of Capacity by Reporting Type: BC
ReportingType | 2015 | 2020 | 2025 | 2030 | 2035 | 2040
BM | 0 | 0 | 0 | 0 | 0 | 0
CC | 0 | 0 | 0 | 205 | 0 | 762.87
CSP | 0 | 0 | 0 | 0 | 0 | 0
CT | 0 | 0 | 0 | 0 | 0 | 0
Coal | 0 | 0 | 0 | 0 | 0 | 0
Geo | 0 | 0 | 0 | 0 | 0 | 0
H | 0 | 0 | 0 | 0 | 0 | 0
LFG | 0 | 0 | 0 | 0 | 0 | 0
Nuc | 0 | 0 | 0 | 0 | 0 | 0
PS | 0 | 0 | 0 | 0 | 0 | 0
PV | 0 | 0 | 0 | 0 | 0 | 0
PeakG | 141 | 0 | 0 | 0 | 0 | 0
PeakO | 44 | 0 | 0 | 0 | 0 | 0
ST | 0 | 0 | 0 | 0 | 0 | 0
STOG | 938 | 0 | 0 | 0 | 0 | 0
STWD | 0 | 0 | 0 | 0 | 0 | 0
WT | 0 | 0 | 0 | 0 | 0 | 0
IGCC | 0 | 0 | 0 | 0 | 0 | 0
DemandResponse | 0 | 0 | 0 | 0 | 0 | 0
IGCC-CCS | 0 | 0 | 0 | 0 | 0 | 0
WT_off | 0 | 0 | 0 | 0 | 0 | 0
PseudoUnit | 0 | 0 | 0 | 0 | 0 | 0
FixedInterchange | 0 | 0 | 0 | 0 | 0 | 0
Retirements of Capacity by Reporting Type: HQ_IESO
ReportingType | 2015 | 2020 | 2025 | 2030 | 2035 | 2040
BM | 0 | 0 | 0 | 0 | 0 | 0
CC | 0 | 0 | 0 | 0 | 0 | 0
CSP | 0 | 0 | 0 | 0 | 0 | 0
CT | 0 | 0 | 0 | 0 | 0 | 0
Coal | 0 | 0 | 0 | 0 | 0 | 0
Geo | 0 | 0 | 0 | 0 | 0 | 0
H | 0 | 0 | 0 | 0 | 0 | 0
LFG | 0 | 0 | 0 | 0 | 0 | 0
Nuc | 0 | 0 | 0 | 0 | 0 | 0
PS | 0 | 0 | 0 | 0 | 0 | 0
PV | 0 | 0 | 0 | 0 | 0 | 0
PeakG | 0 | 0 | 0 | 0 | 0 | 0
PeakO | 0 | 0 | 0 | 0 | 0 | 0
ST | 0 | 0 | 0 | 0 | 0 | 0
STOG | 0 | 0 | 0 | 0 | 0 | 0
STWD | 0 | 0 | 0 | 0 | 0 | 0
WT | 0 | 0 | 0 | 0 | 0 | 0
IGCC | 0 | 0 | 0 | 0 | 0 | 0
DemandResponse | 0 | 0 | 0 | 0 | 0 | 0
IGCC-CCS | 0 | 0 | 0 | 0 | 0 | 0
WT_off | 0 | 0 | 0 | 0 | 0 | 0
PseudoUnit | 0 | 0 | 0 | 0 | 0 | 0
FixedInterchange | 0 | 0 | 0 | 0 | 0 | 0
Retirements of Capacity by Reporting Type: HQ_NEISO
ReportingType | 2015 | 2020 | 2025 | 2030 | 2035 | 2040
BM | 0 | 0 | 0 | 0 | 0 | 0
CC | 0 | 0 | 0 | 0 | 0 | 0
CSP | 0 | 0 | 0 | 0 | 0 | 0
CT | 0 | 0 | 0 | 0 | 0 | 0
Coal | 0 | 0 | 0 | 0 | 0 | 0
Geo | 0 | 0 | 0 | 0 | 0 | 0
H | 0 | 0 | 0 | 0 | 0 | 0
LFG | 0 | 0 | 0 | 0 | 0 | 0
Nuc | 0 | 0 | 0 | 0 | 0 | 0
PS | 0 | 0 | 0 | 0 | 0 | 0
PV | 0 | 0 | 0 | 0 | 0 | 0
PeakG | 0 | 0 | 0 | 0 | 0 | 0
PeakO | 0 | 0 | 0 | 0 | 0 | 0
ST | 0 | 0 | 0 | 0 | 0 | 0
STOG | 0 | 0 | 0 | 0 | 0 | 0
STWD | 0 | 0 | 0 | 0 | 0 | 0
WT | 0 | 0 | 0 | 0 | 0 | 0
IGCC | 0 | 0 | 0 | 0 | 0 | 0
DemandResponse | 0 | 0 | 0 | 0 | 0 | 0
IGCC-CCS | 0 | 0 | 0 | 0 | 0 | 0
WT_off | 0 | 0 | 0 | 0 | 0 | 0
PseudoUnit | 0 | 0 | 0 | 0 | 0 | 0
FixedInterchange | 0 | 0 | 0 | 0 | 0 | 0
Retirements of Capacity by Reporting Type: HQ_NY
ReportingType | 2015 | 2020 | 2025 | 2030 | 2035 | 2040
BM | 0 | 0 | 0 | 0 | 0 | 0
CC | 0 | 0 | 0 | 0 | 0 | 0
CSP | 0 | 0 | 0 | 0 | 0 | 0
CT | 0 | 0 | 0 | 0 | 0 | 0
Coal | 0 | 0 | 0 | 0 | 0 | 0
Geo | 0 | 0 | 0 | 0 | 0 | 0
H | 0 | 0 | 0 | 0 | 0 | 0
LFG | 0 | 0 | 0 | 0 | 0 | 0
Nuc | 0 | 0 | 0 | 0 | 0 | 0
PS | 0 | 0 | 0 | 0 | 0 | 0
PV | 0 | 0 | 0 | 0 | 0 | 0
PeakG | 0 | 0 | 0 | 0 | 0 | 0
PeakO | 0 | 0 | 0 | 0 | 0 | 0
ST | 0 | 0 | 0 | 0 | 0 | 0
STOG | 0 | 0 | 0 | 0 | 0 | 0
STWD | 0 | 0 | 0 | 0 | 0 | 0
WT | 0 | 0 | 0 | 0 | 0 | 0
IGCC | 0 | 0 | 0 | 0 | 0 | 0
DemandResponse | 0 | 0 | 0 | 0 | 0 | 0
IGCC-CCS | 0 | 0 | 0 | 0 | 0 | 0
WT_off | 0 | 0 | 0 | 0 | 0 | 0
PseudoUnit | 0 | 0 | 0 | 0 | 0 | 0
FixedInterchange | 0 | 0 | 0 | 0 | 0 | 0
Retirements of Capacity by Reporting Type: MARITIMES
ReportingType | 2015 | 2020 | 2025 | 2030 | 2035 | 2040
BM | 0 | 0 | 0 | 0 | 0 | 0
CC | 0 | 0 | 0 | 0 | 0 | 0
CSP | 0 | 0 | 0 | 0 | 0 | 0
CT | 0 | 0 | 0 | 0 | 0 | 0
Coal | 0 | 0 | 0 | 0 | 0 | 0
Geo | 0 | 0 | 0 | 0 | 0 | 0
H | 0 | 0 | 0 | 0 | 0 | 0
LFG | 0 | 0 | 0 | 0 | 0 | 0
Nuc | 0 | 0 | 0 | 0 | 0 | 0
PS | 0 | 0 | 0 | 0 | 0 | 0
PV | 0 | 0 | 0 | 0 | 0 | 0
PeakG | 0 | 0 | 0 | 0 | 0 | 0
PeakO | 0 | 0 | 0 | 0 | 0 | 0
ST | 0 | 0 | 0 | 0 | 0 | 0
STOG | 0 | 0 | 0 | 0 | 0 | 0
STWD | 0 | 0 | 0 | 0 | 0 | 0
WT | 0 | 0 | 0 | 0 | 0 | 0
IGCC | 0 | 0 | 0 | 0 | 0 | 0
DemandResponse | 0 | 0 | 0 | 0 | 0 | 0
IGCC-CCS | 0 | 0 | 0 | 0 | 0 | 0
WT_off | 0 | 0 | 0 | 0 | 0 | 0
PseudoUnit | 0 | 0 | 0 | 0 | 0 | 0
FixedInterchange | 0 | 0 | 0 | 0 | 0 | 0
Retirements of Capacity by Reporting Type: All
ReportingType | 2015 | 2020 | 2025 | 2030 | 2035 | 2040
BM | 0 | 0 | 0 | 0 | 0 | 0
CC | 13741.19 | 3421.08 | 2236.95 | 34567.6 | 47422.23 | 41409.42
CSP | 475 | 0 | 0 | 0 | 0 | 0
CT | 0 | 0 | 0 | 761.2 | 5603.28 | 300
Coal | 161261.96 | 96241.26 | 53346.86 | 5659 | 0 | 0
Geo | 4.8 | 0 | 0 | 0 | 0 | 0
H | 0 | 0 | 0 | 0 | 0 | 0
LFG | 0 | 0 | 0 | 0 | 0 | 0
Nuc | 0 | 614.5 | 0 | 1488.2 | 26575.7 | 19706
PS | 0 | 0 | 0 | 0 | 0 | 0
PV | 0 | 0 | 0 | 0 | 1106.71 | 0
PeakG | 6336.15 | 1670.13 | 29012.68 | 18593.76 | 10432.86 | 23798.47
PeakO | 4131.84 | 2005.93 | 8237.12 | 4315.11 | 1647 | 0
ST | 0 | 0 | 0 | 0 | 0 | 0
STOG | 62543.88 | 20001.49 | 21883.48 | 5312.8 | 0 | 855.26
STWD | 0 | 0 | 0 | 0 | 0 | 0
WT | 126.2 | 0 | 0 | 0 | 302.4 | 0
IGCC | 0 | 0 | 0 | 0 | 0 | 0
DemandResponse | 0 | 0 | 0 | 0 | 0 | 0
IGCC-CCS | 0 | 0 | 0 | 0 | 0 | 0
WT_off | 0 | 0 | 0 | 0 | 0 | 0
PseudoUnit | 0 | 0 | 0 | 0 | 0 | 0
FixedInterchange | 0 | 0 | 0 | 0 | 0 | 0
Retirements of Capacity by Reporting Type: EI_US
ReportingType | 2015 | 2020 | 2025 | 2030 | 2035 | 2040
BM | 0 | 0 | 0 | 0 | 0 | 0
CC | 3814.09 | 3421.08 | 1088.95 | 20594.99 | 25015.69 | 31864.32
CSP | 0 | 0 | 0 | 0 | 0 | 0
CT | 0 | 0 | 0 | 761.2 | 3533.18 | 300
Coal | 130622.89 | 86077.55 | 38542.75 | 50.99 | 0 | 0
Geo | 0 | 0 | 0 | 0 | 0 | 0
H | 0 | 0 | 0 | 0 | 0 | 0
LFG | 0 | 0 | 0 | 0 | 0 | 0
Nuc | 0 | 614.5 | 0 | 1488.2 | 25545.7 | 18166
PS | 0 | 0 | 0 | 0 | 0 | 0
PV | 0 | 0 | 0 | 0 | 25.45 | 0
PeakG | 912.7 | 407.43 | 25219.55 | 15169.47 | 5353.69 | 22846.97
PeakO | 3165.84 | 2001.93 | 7785.12 | 4315.11 | 1647 | 0
ST | 0 | 0 | 0 | 0 | 0 | 0
STOG | 45622.64 | 7027.16 | 10941.84 | 4715.01 | 0 | 855.26
STWD | 0 | 0 | 0 | 0 | 0 | 0
WT | 0 | 0 | 0 | 0 | 0 | 0
IGCC | 0 | 0 | 0 | 0 | 0 | 0
DemandResponse | 0 | 0 | 0 | 0 | 0 | 0
IGCC-CCS | 0 | 0 | 0 | 0 | 0 | 0
WT_off | 0 | 0 | 0 | 0 | 0 | 0
PseudoUnit | 0 | 0 | 0 | 0 | 0 | 0
FixedInterchange | 0 | 0 | 0 | 0 | 0 | 0
Retirements of Capacity by Reporting Type: EI_Canada
ReportingType | 2015 | 2020 | 2025 | 2030 | 2035 | 2040
BM | 0 | 0 | 0 | 0 | 0 | 0
CC | 5406.49 | 0 | 731 | 0 | 0 | 530.93
CSP | 0 | 0 | 0 | 0 | 0 | 0
CT | 0 | 0 | 0 | 0 | 368 | 0
Coal | 7425.4 | 736.5 | 0 | 0 | 0 | 0
Geo | 0 | 0 | 0 | 0 | 0 | 0
H | 0 | 0 | 0 | 0 | 0 | 0
LFG | 0 | 0 | 0 | 0 | 0 | 0
Nuc | 0 | 0 | 0 | 0 | 1030 | 1540
PS | 0 | 0 | 0 | 0 | 0 | 0
PV | 0 | 0 | 0 | 0 | 1067.26 | 0
PeakG | 584 | 87 | 472 | 0 | 0 | 0
PeakO | 175 | 4 | 0 | 0 | 0 | 0
ST | 0 | 0 | 0 | 0 | 0 | 0
STOG | 2126 | 126 | 0 | 0 | 0 | 0
STWD | 0 | 0 | 0 | 0 | 0 | 0
WT | 0 | 0 | 0 | 0 | 302.4 | 0
IGCC | 0 | 0 | 0 | 0 | 0 | 0
DemandResponse | 0 | 0 | 0 | 0 | 0 | 0
IGCC-CCS | 0 | 0 | 0 | 0 | 0 | 0
WT_off | 0 | 0 | 0 | 0 | 0 | 0
PseudoUnit | 0 | 0 | 0 | 0 | 0 | 0
FixedInterchange | 0 | 0 | 0 | 0 | 0 | 0
Retirements of Capacity by Reporting Type: EI
ReportingType | 2015 | 2020 | 2025 | 2030 | 2035 | 2040
BM | 0 | 0 | 0 | 0 | 0 | 0
CC | 9220.58 | 3421.08 | 1819.95 | 20594.99 | 25015.69 | 32395.25
CSP | 0 | 0 | 0 | 0 | 0 | 0
CT | 0 | 0 | 0 | 761.2 | 3901.18 | 300
Coal | 138048.3 | 86814.05 | 38542.75 | 50.99 | 0 | 0
Geo | 0 | 0 | 0 | 0 | 0 | 0
H | 0 | 0 | 0 | 0 | 0 | 0
LFG | 0 | 0 | 0 | 0 | 0 | 0
Nuc | 0 | 614.5 | 0 | 1488.2 | 26575.7 | 19706
PS | 0 | 0 | 0 | 0 | 0 | 0
PV | 0 | 0 | 0 | 0 | 1092.71 | 0
PeakG | 1496.7 | 494.43 | 25691.55 | 15169.47 | 5353.69 | 22846.97
PeakO | 3340.84 | 2005.93 | 7785.12 | 4315.11 | 1647 | 0
ST | 0 | 0 | 0 | 0 | 0 | 0
STOG | 47748.64 | 7153.16 | 10941.84 | 4715.01 | 0 | 855.26
STWD | 0 | 0 | 0 | 0 | 0 | 0
WT | 0 | 0 | 0 | 0 | 302.4 | 0
IGCC | 0 | 0 | 0 | 0 | 0 | 0
DemandResponse | 0 | 0 | 0 | 0 | 0 | 0
IGCC-CCS | 0 | 0 | 0 | 0 | 0 | 0
WT_off | 0 | 0 | 0 | 0 | 0 | 0
PseudoUnit | 0 | 0 | 0 | 0 | 0 | 0
FixedInterchange | 0 | 0 | 0 | 0 | 0 | 0
Retirements of Capacity by Reporting Type: Outside_EI
ReportingType | 2015 | 2020 | 2025 | 2030 | 2035 | 2040
BM | 0 | 0 | 0 | 0 | 0 | 0
CC | 4520.61 | 0 | 417 | 13972.61 | 22406.54 | 9014.17
CSP | 475 | 0 | 0 | 0 | 0 | 0
CT | 0 | 0 | 0 | 0 | 1702.1 | 0
Coal | 23213.66 | 9427.21 | 14804.12 | 5608.01 | 0 | 0
Geo | 4.8 | 0 | 0 | 0 | 0 | 0
H | 0 | 0 | 0 | 0 | 0 | 0
LFG | 0 | 0 | 0 | 0 | 0 | 0
Nuc | 0 | 0 | 0 | 0 | 0 | 0
PS | 0 | 0 | 0 | 0 | 0 | 0
PV | 0 | 0 | 0 | 0 | 14 | 0
PeakG | 4839.45 | 1175.71 | 3321.13 | 3424.3 | 5079.17 | 951.5
PeakO | 791 | 0 | 452 | 0 | 0 | 0
ST | 0 | 0 | 0 | 0 | 0 | 0
STOG | 14795.24 | 12848.33 | 10941.64 | 597.78 | 0 | 0
STWD | 0 | 0 | 0 | 0 | 0 | 0
WT | 126.2 | 0 | 0 | 0 | 0 | 0
IGCC | 0 | 0 | 0 | 0 | 0 | 0
DemandResponse | 0 | 0 | 0 | 0 | 0 | 0
IGCC-CCS | 0 | 0 | 0 | 0 | 0 | 0
WT_off | 0 | 0 | 0 | 0 | 0 | 0
PseudoUnit | 0 | 0 | 0 | 0 | 0 | 0
FixedInterchange | 0 | 0 | 0 | 0 | 0 | 0
#4 | Cumulative Retirements of Capacity (MW)
Cumulative Retirements of Capacity by Reporting Type: Entergy
ReportingType | 2015 | 2020 | 2025 | 2030 | 2035 | 2040
BM | 0 | 0 | 0 | 0 | 0 | 0
CC | 0 | 0 | 22 | 209 | 353.07 | 353.07
CSP | 0 | 0 | 0 | 0 | 0 | 0
CT | 0 | 0 | 0 | 0 | 0 | 0
Coal | 1606.61 | 7647.91 | 8308.9 | 8308.9 | 8308.9 | 8308.9
Geo | 0 | 0 | 0 | 0 | 0 | 0
H | 0 | 0 | 0 | 0 | 0 | 0
LFG | 0 | 0 | 0 | 0 | 0 | 0
Nuc | 0 | 0 | 0 | 0 | 842 | 1839
PS | 0 | 0 | 0 | 0 | 0 | 0
PV | 0 | 0 | 0 | 0 | 0 | 0
PeakG | 0 | 0 | 1903.31 | 2787 | 2787 | 2787
PeakO | 0 | 0 | 174 | 174 | 174 | 174
ST | 0 | 0 | 0 | 0 | 0 | 0
STOG | 12978.64 | 12978.64 | 14865 | 14865 | 14865 | 14865
STWD | 0 | 0 | 0 | 0 | 0 | 0
WT | 0 | 0 | 0 | 0 | 0 | 0
IGCC | 0 | 0 | 0 | 0 | 0 | 0
DemandResponse | 0 | 0 | 0 | 0 | 0 | 0
IGCC-CCS | 0 | 0 | 0 | 0 | 0 | 0
WT_off | 0 | 0 | 0 | 0 | 0 | 0
PseudoUnit | 0 | 0 | 0 | 0 | 0 | 0
FixedInterchange | 0 | 0 | 0 | 0 | 0 | 0
Cumulative Retirements of Capacity by Reporting Type: FRCC
ReportingType | 2015 | 2020 | 2025 | 2030 | 2035 | 2040
BM | 0 | 0 | 0 | 0 | 0 | 0
CC | 0 | 0 | 0 | 12780.91 | 15768.88 | 19863.56
CSP | 0 | 0 | 0 | 0 | 0 | 0
CT | 0 | 0 | 0 | 0 | 2480 | 2480
Coal | 7107.4 | 8837.4 | 9463.4 | 9463.4 | 9463.4 | 9463.4
Geo | 0 | 0 | 0 | 0 | 0 | 0
H | 0 | 0 | 0 | 0 | 0 | 0
LFG | 0 | 0 | 0 | 0 | 0 | 0
Nuc | 0 | 0 | 0 | 0 | 1615.33 | 3292.33
PS | 0 | 0 | 0 | 0 | 0 | 0
PV | 0 | 0 | 0 | 0 | 0 | 0
PeakG | 0 | 346.24 | 8015.24 | 8431 | 8431 | 8431
PeakO | 281.07 | 2283 | 2283 | 2283 | 2283 | 2283
ST | 0 | 0 | 0 | 0 | 0 | 0
STOG | 9833 | 9833 | 9833 | 9833 | 9833 | 9833
STWD | 0 | 0 | 0 | 0 | 0 | 0
WT | 0 | 0 | 0 | 0 | 0 | 0
IGCC | 0 | 0 | 0 | 0 | 0 | 0
DemandResponse | 0 | 0 | 0 | 0 | 0 | 0
IGCC-CCS | 0 | 0 | 0 | 0 | 0 | 0
WT_off | 0 | 0 | 0 | 0 | 0 | 0
PseudoUnit | 0 | 0 | 0 | 0 | 0 | 0
FixedInterchange | 0 | 0 | 0 | 0 | 0 | 0
Cumulative Retirements of Capacity by Reporting Type: MAPP_US
ReportingType | 2015 | 2020 | 2025 | 2030 | 2035 | 2040
BM | 0 | 0 | 0 | 0 | 0 | 0
CC | 0 | 0 | 0 | 7 | 7 | 7
CSP | 0 | 0 | 0 | 0 | 0 | 0
CT | 0 | 0 | 0 | 8.3 | 278.99 | 278.99
Coal | 1346.29 | 2966.89 | 3546.5 | 3546.5 | 3546.5 | 3546.5
Geo | 0 | 0 | 0 | 0 | 0 | 0
H | 0 | 0 | 0 | 0 | 0 | 0
LFG | 0 | 0 | 0 | 0 | 0 | 0
Nuc | 0 | 0 | 0 | 0 | 0 | 0
PS | 0 | 0 | 0 | 0 | 0 | 0
PV | 0 | 0 | 0 | 0 | 0 | 0
PeakG | 0 | 0 | 0 | 0 | 0 | 110.48
PeakO | 232.07 | 232.07 | 335.89 | 346 | 346 | 346
ST | 0 | 0 | 0 | 0 | 0 | 0
STOG | 36 | 36 | 36 | 36 | 36 | 36
STWD | 0 | 0 | 0 | 0 | 0 | 0
WT | 0 | 0 | 0 | 0 | 0 | 0
IGCC | 0 | 0 | 0 | 0 | 0 | 0
DemandResponse | 0 | 0 | 0 | 0 | 0 | 0
IGCC-CCS | 0 | 0 | 0 | 0 | 0 | 0
WT_off | 0 | 0 | 0 | 0 | 0 | 0
PseudoUnit | 0 | 0 | 0 | 0 | 0 | 0
FixedInterchange | 0 | 0 | 0 | 0 | 0 | 0
Cumulative Retirements of Capacity by Reporting Type: MISO_IN
ReportingType | 2015 | 2020 | 2025 | 2030 | 2035 | 2040
BM | 0 | 0 | 0 | 0 | 0 | 0
CC | 0 | 0 | 0 | 0 | 0 | 0
CSP | 0 | 0 | 0 | 0 | 0 | 0
CT | 0 | 0 | 0 | 0 | 0 | 0
Coal | 5642.7 | 7918.7 | 14620.93 | 14620.93 | 14620.93 | 14620.93
Geo | 0 | 0 | 0 | 0 | 0 | 0
H | 0 | 0 | 0 | 0 | 0 | 0
LFG | 0 | 0 | 0 | 0 | 0 | 0
Nuc | 0 | 0 | 0 | 0 | 0 | 0
PS | 0 | 0 | 0 | 0 | 0 | 0
PV | 0 | 0 | 0 | 0 | 0 | 0
PeakG | 0 | 0 | 0 | 238 | 238 | 238
PeakO | 0 | 0 | 0 | 361 | 361 | 361
ST | 0 | 0 | 0 | 0 | 0 | 0
STOG | 0 | 0 | 0 | 279 | 279 | 279
STWD | 0 | 0 | 0 | 0 | 0 | 0
WT | 0 | 0 | 0 | 0 | 0 | 0
IGCC | 0 | 0 | 0 | 0 | 0 | 0
DemandResponse | 0 | 0 | 0 | 0 | 0 | 0
IGCC-CCS | 0 | 0 | 0 | 0 | 0 | 0
WT_off | 0 | 0 | 0 | 0 | 0 | 0
PseudoUnit | 0 | 0 | 0 | 0 | 0 | 0
FixedInterchange | 0 | 0 | 0 | 0 | 0 | 0
Cumulative Retirements of Capacity by Reporting Type: MISO_MI
ReportingType | 2015 | 2020 | 2025 | 2030 | 2035 | 2040
BM | 0 | 0 | 0 | 0 | 0 | 0
CC | 0 | 0 | 0 | 22 | 22 | 22
CSP | 0 | 0 | 0 | 0 | 0 | 0
CT | 0 | 0 | 0 | 0 | 0 | 0
Coal | 6340 | 10792 | 10792 | 10792 | 10792 | 10792
Geo | 0 | 0 | 0 | 0 | 0 | 0
H | 0 | 0 | 0 | 0 | 0 | 0
LFG | 0 | 0 | 0 | 0 | 0 | 0
Nuc | 0 | 0 | 0 | 0 | 778 | 778
PS | 0 | 0 | 0 | 0 | 0 | 0
PV | 0 | 0 | 0 | 0 | 0 | 0
PeakG | 0 | 0 | 0 | 295 | 295 | 295
PeakO | 0 | 0 | 0 | 534 | 534 | 534
ST | 0 | 0 | 0 | 0 | 0 | 0
STOG | 0 | 0 | 2772.63 | 2852 | 2852 | 2852
STWD | 0 | 0 | 0 | 0 | 0 | 0
WT | 0 | 0 | 0 | 0 | 0 | 0
IGCC | 0 | 0 | 0 | 0 | 0 | 0
DemandResponse | 0 | 0 | 0 | 0 | 0 | 0
IGCC-CCS | 0 | 0 | 0 | 0 | 0 | 0
WT_off | 0 | 0 | 0 | 0 | 0 | 0
PseudoUnit | 0 | 0 | 0 | 0 | 0 | 0
FixedInterchange | 0 | 0 | 0 | 0 | 0 | 0
Cumulative Retirements of Capacity by Reporting Type: MISO_MO-IL
ReportingType | 2015 | 2020 | 2025 | 2030 | 2035 | 2040
BM | 0 | 0 | 0 | 0 | 0 | 0
CC | 0 | 0 | 0 | 0 | 0 | 0
CSP | 0 | 0 | 0 | 0 | 0 | 0
CT | 0 | 0 | 0 | 0 | 0 | 0
Coal | 4201.7 | 11382.7 | 13763.7 | 13763.7 | 13763.7 | 13763.7
Geo | 0 | 0 | 0 | 0 | 0 | 0
H | 0 | 0 | 0 | 0 | 0 | 0
LFG | 0 | 0 | 0 | 0 | 0 | 0
Nuc | 0 | 0 | 0 | 0 | 0 | 0
PS | 0 | 0 | 0 | 0 | 0 | 0
PV | 0 | 0 | 0 | 0 | 0 | 0
PeakG | 0 | 0 | 0 | 217 | 217 | 217
PeakO | 0 | 0 | 0 | 766 | 766 | 766
ST | 0 | 0 | 0 | 0 | 0 | 0
STOG | 0 | 0 | 592 | 592 | 592 | 592
STWD | 0 | 0 | 0 | 0 | 0 | 0
WT | 0 | 0 | 0 | 0 | 0 | 0
IGCC | 0 | 0 | 0 | 0 | 0 | 0
DemandResponse | 0 | 0 | 0 | 0 | 0 | 0
IGCC-CCS | 0 | 0 | 0 | 0 | 0 | 0
WT_off | 0 | 0 | 0 | 0 | 0 | 0
PseudoUnit | 0 | 0 | 0 | 0 | 0 | 0
FixedInterchange | 0 | 0 | 0 | 0 | 0 | 0
Cumulative Retirements of Capacity by Reporting Type: MISO_W
ReportingType | 2015 | 2020 | 2025 | 2030 | 2035 | 2040
BM | 0 | 0 | 0 | 0 | 0 | 0
CC | 0 | 0 | 0 | 62 | 62 | 62
CSP | 0 | 0 | 0 | 0 | 0 | 0
CT | 0 | 0 | 0 | 0 | 0 | 0
Coal | 3725.66 | 8151.56 | 13134.59 | 13134.59 | 13134.59 | 13134.59
Geo | 0 | 0 | 0 | 0 | 0 | 0
H | 0 | 0 | 0 | 0 | 0 | 0
LFG | 0 | 0 | 0 | 0 | 0 | 0
Nuc | 0 | 0 | 0 | 0 | 2361.23 | 2361.23
PS | 0 | 0 | 0 | 0 | 0 | 0
PV | 0 | 0 | 0 | 0 | 0 | 0
PeakG | 0 | 0 | 0 | 1314.42 | 1314.42 | 1686.11
PeakO | 0 | 0 | 0 | 2154 | 2154 | 2154
ST | 0 | 0 | 0 | 0 | 0 | 0
STOG | 0 | 0 | 172 | 172 | 172 | 172
STWD | 0 | 0 | 0 | 0 | 0 | 0
WT | 0 | 0 | 0 | 0 | 0 | 0
IGCC | 0 | 0 | 0 | 0 | 0 | 0
DemandResponse | 0 | 0 | 0 | 0 | 0 | 0
IGCC-CCS | 0 | 0 | 0 | 0 | 0 | 0
WT_off | 0 | 0 | 0 | 0 | 0 | 0
PseudoUnit | 0 | 0 | 0 | 0 | 0 | 0
FixedInterchange | 0 | 0 | 0 | 0 | 0 | 0
Cumulative Retirements of Capacity by Reporting Type: MISO_WUMS
ReportingType | 2015 | 2020 | 2025 | 2030 | 2035 | 2040
BM | 0 | 0 | 0 | 0 | 0 | 0
CC | 0 | 0 | 0 | 0 | 0 | 0
CSP | 0 | 0 | 0 | 0 | 0 | 0
CT | 0 | 0 | 0 | 0 | 0 | 0
Coal | 4191.1 | 6060.1 | 6393.2 | 6393.2 | 6393.2 | 6393.2
Geo | 0 | 0 | 0 | 0 | 0 | 0
H | 0 | 0 | 0 | 0 | 0 | 0
LFG | 0 | 0 | 0 | 0 | 0 | 0
Nuc | 0 | 0 | 0 | 0 | 1816.9 | 1816.9
PS | 0 | 0 | 0 | 0 | 0 | 0
PV | 0 | 0 | 0 | 0 | 0 | 0
PeakG | 0 | 0 | 0 | 289 | 289 | 2246.39
PeakO | 0 | 0 | 0 | 490 | 490 | 490
ST | 0 | 0 | 0 | 0 | 0 | 0
STOG | 59.5 | 59.5 | 360 | 360 | 360 | 360
STWD | 0 | 0 | 0 | 0 | 0 | 0
WT | 0 | 0 | 0 | 0 | 0 | 0
IGCC | 0 | 0 | 0 | 0 | 0 | 0
DemandResponse | 0 | 0 | 0 | 0 | 0 | 0
IGCC-CCS | 0 | 0 | 0 | 0 | 0 | 0
WT_off | 0 | 0 | 0 | 0 | 0 | 0
PseudoUnit | 0 | 0 | 0 | 0 | 0 | 0
FixedInterchange | 0 | 0 | 0 | 0 | 0 | 0
Cumulative Retirements of Capacity by Reporting Type: Nebraska
ReportingType | 2015 | 2020 | 2025 | 2030 | 2035 | 2040
BM | 0 | 0 | 0 | 0 | 0 | 0
CC | 0 | 0 | 0 | 0 | 0 | 0
CSP | 0 | 0 | 0 | 0 | 0 | 0
CT | 0 | 0 | 0 | 0 | 0 | 0
Coal | 0 | 3195.8 | 3195.8 | 3195.8 | 3195.8 | 3195.8
Geo | 0 | 0 | 0 | 0 | 0 | 0
H | 0 | 0 | 0 | 0 | 0 | 0
LFG | 0 | 0 | 0 | 0 | 0 | 0
Nuc | 0 | 0 | 0 | 0 | 1251.8 | 1251.8
PS | 0 | 0 | 0 | 0 | 0 | 0
PV | 0 | 0 | 0 | 0 | 0 | 0
PeakG | 0 | 0 | 0 | 0 | 0.58 | 2.39
PeakO | 0 | 0 | 0 | 0 | 326 | 326
ST | 0 | 0 | 0 | 0 | 0 | 0
STOG | 270 | 270 | 270 | 270 | 270 | 270
STWD | 0 | 0 | 0 | 0 | 0 | 0
WT | 0 | 0 | 0 | 0 | 0 | 0
IGCC | 0 | 0 | 0 | 0 | 0 | 0
DemandResponse | 0 | 0 | 0 | 0 | 0 | 0
IGCC-CCS | 0 | 0 | 0 | 0 | 0 | 0
WT_off | 0 | 0 | 0 | 0 | 0 | 0
PseudoUnit | 0 | 0 | 0 | 0 | 0 | 0
FixedInterchange | 0 | 0 | 0 | 0 | 0 | 0
Cumulative Retirements of Capacity by Reporting Type: NEISO
ReportingType | 2015 | 2020 | 2025 | 2030 | 2035 | 2040
BM | 0 | 0 | 0 | 0 | 0 | 0
CC | 3284.89 | 6077.1 | 6077.1 | 9718.91 | 10303.66 | 12353.16
CSP | 0 | 0 | 0 | 0 | 0 | 0
CT | 0 | 0 | 0 | 9.5 | 334 | 334
Coal | 2250.13 | 2570.13 | 2570.13 | 2570.13 | 2570.13 | 2570.13
Geo | 0 | 0 | 0 | 0 | 0 | 0
H | 0 | 0 | 0 | 0 | 0 | 0
LFG | 0 | 0 | 0 | 0 | 0 | 0
Nuc | 0 | 0 | 0 | 0 | 1289 | 2165.92
PS | 0 | 0 | 0 | 0 | 0 | 0
PV | 0 | 0 | 0 | 0 | 0 | 0
PeakG | 0 | 45.18 | 1200 | 1200 | 1200 | 1200
PeakO | 1183 | 1183 | 1183 | 1183 | 1183 | 1183
ST | 0 | 0 | 0 | 0 | 0 | 0
STOG | 6237 | 6237 | 6237 | 6237 | 6237 | 6237
STWD | 0 | 0 | 0 | 0 | 0 | 0
WT | 0 | 0 | 0 | 0 | 0 | 0
IGCC | 0 | 0 | 0 | 0 | 0 | 0
DemandResponse | 0 | 0 | 0 | 0 | 0 | 0
IGCC-CCS | 0 | 0 | 0 | 0 | 0 | 0
WT_off | 0 | 0 | 0 | 0 | 0 | 0
PseudoUnit | 0 | 0 | 0 | 0 | 0 | 0
FixedInterchange | 0 | 0 | 0 | 0 | 0 | 0
Cumulative Retirements of Capacity by Reporting Type: NonRTO_Midwest
ReportingType | 2015 | 2020 | 2025 | 2030 | 2035 | 2040
BM | 0 | 0 | 0 | 0 | 0 | 0
CC | 0 | 0 | 0 | 0 | 0 | 1852.56
CSP | 0 | 0 | 0 | 0 | 0 | 0
CT | 0 | 0 | 0 | 0 | 0 | 0
Coal | 3535.74 | 7050.3 | 9336.31 | 9387.3 | 9387.3 | 9387.3
Geo | 0 | 0 | 0 | 0 | 0 | 0
H | 0 | 0 | 0 | 0 | 0 | 0
LFG | 0 | 0 | 0 | 0 | 0 | 0
Nuc | 0 | 0 | 0 | 0 | 0 | 0
PS | 0 | 0 | 0 | 0 | 0 | 0
PV | 0 | 0 | 0 | 0 | 0 | 0
PeakG | 0 | 0 | 0 | 332.57 | 3353 | 3353
PeakO | 0 | 0 | 12 | 12 | 12 | 12
ST | 0 | 0 | 0 | 0 | 0 | 0
STOG | 0 | 0 | 0 | 0 | 0 | 0
STWD | 0 | 0 | 0 | 0 | 0 | 0
WT | 0 | 0 | 0 | 0 | 0 | 0
IGCC | 0 | 0 | 0 | 0 | 0 | 0
DemandResponse | 0 | 0 | 0 | 0 | 0 | 0
IGCC-CCS | 0 | 0 | 0 | 0 | 0 | 0
WT_off | 0 | 0 | 0 | 0 | 0 | 0
PseudoUnit | 0 | 0 | 0 | 0 | 0 | 0
FixedInterchange | 0 | 0 | 0 | 0 | 0 | 0
Cumulative Retirements of Capacity by Reporting Type: NYISO_A-F
ReportingType | 2015 | 2020 | 2025 | 2030 | 2035 | 2040
BM | 0 | 0 | 0 | 0 | 0 | 0
CC | 529.19 | 1158.07 | 2040.02 | 2775.29 | 3594 | 4233
CSP | 0 | 0 | 0 | 0 | 0 | 0
CT | 0 | 0 | 0 | 0 | 0 | 0
Coal | 2251.9 | 2251.9 | 2251.9 | 2251.9 | 2251.9 | 2251.9
Geo | 0 | 0 | 0 | 0 | 0 | 0
H | 0 | 0 | 0 | 0 | 0 | 0
LFG | 0 | 0 | 0 | 0 | 0 | 0
Nuc | 0 | 0 | 0 | 621.2 | 1201.7 | 2053.9
PS | 0 | 0 | 0 | 0 | 0 | 0
PV | 0 | 0 | 0 | 0 | 0 | 0
PeakG | 0 | 16 | 221 | 221 | 221 | 221
PeakO | 39 | 39 | 39 | 39 | 39 | 39
ST | 0 | 0 | 0 | 0 | 0 | 0
STOG | 1701 | 1701 | 1701 | 1701 | 1701 | 1701
STWD | 0 | 0 | 0 | 0 | 0 | 0
WT | 0 | 0 | 0 | 0 | 0 | 0
IGCC | 0 | 0 | 0 | 0 | 0 | 0
DemandResponse | 0 | 0 | 0 | 0 | 0 | 0
IGCC-CCS | 0 | 0 | 0 | 0 | 0 | 0
WT_off | 0 | 0 | 0 | 0 | 0 | 0
PseudoUnit | 0 | 0 | 0 | 0 | 0 | 0
FixedInterchange | 0 | 0 | 0 | 0 | 0 | 0
Cumulative Retirements of Capacity by Reporting Type: NYISO_G-I
ReportingType | 2015 | 2020 | 2025 | 2030 | 2035 | 2040
BM | 0 | 0 | 0 | 0 | 0 | 0
CC | 0 | 0 | 0 | 0 | 0 | 0
CSP | 0 | 0 | 0 | 0 | 0 | 0
CT | 0 | 0 | 0 | 0 | 0 | 0
Coal | 368.2 | 368.2 | 368.2 | 368.2 | 368.2 | 368.2
Geo | 0 | 0 | 0 | 0 | 0 | 0
H | 0 | 0 | 0 | 0 | 0 | 0
LFG | 0 | 0 | 0 | 0 | 0 | 0
Nuc | 0 | 0 | 0 | 0 | 1019.6 | 2044.6
PS | 0 | 0 | 0 | 0 | 0 | 0
PV | 0 | 0 | 0 | 0 | 0 | 0
PeakG | 0 | 0 | 0 | 0 | 0 | 0
PeakO | 0 | 0 | 87 | 87 | 87 | 87
ST | 0 | 0 | 0 | 0 | 0 | 0
STOG | 2431 | 2431 | 2431 | 2431 | 2431 | 2431
STWD | 0 | 0 | 0 | 0 | 0 | 0
WT | 0 | 0 | 0 | 0 | 0 | 0
IGCC | 0 | 0 | 0 | 0 | 0 | 0
DemandResponse | 0 | 0 | 0 | 0 | 0 | 0
IGCC-CCS | 0 | 0 | 0 | 0 | 0 | 0
WT_off | 0 | 0 | 0 | 0 | 0 | 0
PseudoUnit | 0 | 0 | 0 | 0 | 0 | 0
FixedInterchange | 0 | 0 | 0 | 0 | 0 | 0
Cumulative Retirements of Capacity by Reporting Type: NYISO_J-K
ReportingType | 2015 | 2020 | 2025 | 2030 | 2035 | 2040
BM | 0 | 0 | 0 | 0 | 0 | 0
CC | 0 | 0 | 0 | 0 | 0 | 0
CSP | 0 | 0 | 0 | 0 | 0 | 0
CT | 0 | 0 | 0 | 0 | 0 | 0
Coal | 0 | 0 | 0 | 0 | 0 | 0
Geo | 0 | 0 | 0 | 0 | 0 | 0
H | 0 | 0 | 0 | 0 | 0 | 0
LFG | 0 | 0 | 0 | 0 | 0 | 0
Nuc | 0 | 0 | 0 | 0 | 0 | 0
PS | 0 | 0 | 0 | 0 | 0 | 0
PV | 0 | 0 | 0 | 0 | 0 | 0
PeakG | 0 | 0 | 0 | 0 | 0 | 0
PeakO | 0 | 0 | 0 | 0 | 0 | 0
ST | 0 | 0 | 0 | 0 | 0 | 0
STOG | 3902.55 | 4785.21 | 5929.65 | 5929.65 | 5929.65 | 6784.91
STWD | 0 | 0 | 0 | 0 | 0 | 0
WT | 0 | 0 | 0 | 0 | 0 | 0
IGCC | 0 | 0 | 0 | 0 | 0 | 0
DemandResponse | 0 | 0 | 0 | 0 | 0 | 0
IGCC-CCS | 0 | 0 | 0 | 0 | 0 | 0
WT_off | 0 | 0 | 0 | 0 | 0 | 0
PseudoUnit | 0 | 0 | 0 | 0 | 0 | 0
FixedInterchange | 0 | 0 | 0 | 0 | 0 | 0
Cumulative Retirements of Capacity by Reporting Type: PJM_E
ReportingType | 2015 | 2020 | 2025 | 2030 | 2035 | 2040
BM | 0 | 0 | 0 | 0 | 0 | 0
CC | 0 | 0 | 0 | 523 | 1141.3 | 1141.3
CSP | 0 | 0 | 0 | 0 | 0 | 0
CT | 0 | 0 | 0 | 26.2 | 26.2 | 26.2
Coal | 3285 | 3853 | 3853 | 3853 | 3853 | 3853
Geo | 0 | 0 | 0 | 0 | 0 | 0
H | 0 | 0 | 0 | 0 | 0 | 0
LFG | 0 | 0 | 0 | 0 | 0 | 0
Nuc | 0 | 614.5 | 614.5 | 614.5 | 2838.5 | 4012.5
PS | 0 | 0 | 0 | 0 | 0 | 0
PV | 0 | 0 | 0 | 0 | 25.45 | 25.45
PeakG | 268.5 | 268.5 | 268.5 | 1559.21 | 1559.21 | 1853
PeakO | 2.7 | 2.7 | 2752 | 2752 | 2752 | 2752
ST | 0 | 0 | 0 | 0 | 0 | 0
STOG | 636.5 | 3252 | 3252 | 3252 | 3252 | 3252
STWD | 0 | 0 | 0 | 0 | 0 | 0
WT | 0 | 0 | 0 | 0 | 0 | 0
IGCC | 0 | 0 | 0 | 0 | 0 | 0
DemandResponse | 0 | 0 | 0 | 0 | 0 | 0
IGCC-CCS | 0 | 0 | 0 | 0 | 0 | 0
WT_off | 0 | 0 | 0 | 0 | 0 | 0
PseudoUnit | 0 | 0 | 0 | 0 | 0 | 0
FixedInterchange | 0 | 0 | 0 | 0 | 0 | 0
Cumulative Retirements of Capacity by Reporting Type: PJM_ROM
ReportingType | 2015 | 2020 | 2025 | 2030 | 2035 | 2040
BM | 0 | 0 | 0 | 0 | 0 | 0
CC | 0 | 0 | 0 | 0 | 0 | 0
CSP | 0 | 0 | 0 | 0 | 0 | 0
CT | 0 | 0 | 0 | 0 | 16 | 16
Coal | 14625.5 | 15859.5 | 16380.5 | 16380.5 | 16380.5 | 16380.5
Geo | 0 | 0 | 0 | 0 | 0 | 0
H | 0 | 0 | 0 | 0 | 0 | 0
LFG | 0 | 0 | 0 | 0 | 0 | 0
Nuc | 0 | 0 | 0 | 0 | 1732 | 2631
PS | 0 | 0 | 0 | 0 | 0 | 0
PV | 0 | 0 | 0 | 0 | 0 | 0
PeakG | 0 | 0 | 0 | 121.08 | 121.08 | 333
PeakO | 270 | 270 | 1836 | 1836 | 1836 | 1836
ST | 0 | 0 | 0 | 0 | 0 | 0
STOG | 580 | 4109 | 4109 | 4109 | 4109 | 4109
STWD | 0 | 0 | 0 | 0 | 0 | 0
WT | 0 | 0 | 0 | 0 | 0 | 0
IGCC | 0 | 0 | 0 | 0 | 0 | 0
DemandResponse | 0 | 0 | 0 | 0 | 0 | 0
IGCC-CCS | 0 | 0 | 0 | 0 | 0 | 0
WT_off | 0 | 0 | 0 | 0 | 0 | 0
PseudoUnit | 0 | 0 | 0 | 0 | 0 | 0
FixedInterchange | 0 | 0 | 0 | 0 | 0 | 0
Cumulative Retirements of Capacity by Reporting Type: PJM_ROR
ReportingType | 2015 | 2020 | 2025 | 2030 | 2035 | 2040
BM | 0 | 0 | 0 | 0 | 0 | 0
CC | 0 | 0 | 0 | 0 | 174 | 1440.1
CSP | 0 | 0 | 0 | 0 | 0 | 0
CT | 0 | 0 | 0 | 0 | 29 | 29
Coal | 31226.69 | 47926.36 | 57718.2 | 57718.2 | 57718.2 | 57718.2
Geo | 0 | 0 | 0 | 0 | 0 | 0
H | 0 | 0 | 0 | 0 | 0 | 0
LFG | 0 | 0 | 0 | 0 | 0 | 0
Nuc | 0 | 0 | 0 | 867 | 5142 | 10025.16
PS | 0 | 0 | 0 | 0 | 0 | 0
PV | 0 | 0 | 0 | 0 | 0 | 0
PeakG | 0 | 0 | 0 | 448.73 | 448.73 | 19311
PeakO | 19 | 19 | 1761 | 1761 | 1761 | 1761
ST | 0 | 0 | 0 | 0 | 0 | 0
STOG | 35 | 35 | 1323.35 | 2122 | 2122 | 2122
STWD | 0 | 0 | 0 | 0 | 0 | 0
WT | 0 | 0 | 0 | 0 | 0 | 0
IGCC | 0 | 0 | 0 | 0 | 0 | 0
DemandResponse | 0 | 0 | 0 | 0 | 0 | 0
IGCC-CCS | 0 | 0 | 0 | 0 | 0 | 0
WT_off | 0 | 0 | 0 | 0 | 0 | 0
PseudoUnit | 0 | 0 | 0 | 0 | 0 | 0
FixedInterchange | 0 | 0 | 0 | 0 | 0 | 0
Cumulative Retirements of Capacity by Reporting Type: SOCO
ReportingType | 2015 | 2020 | 2025 | 2030 | 2035 | 2040
BM | 0 | 0 | 0 | 0 | 0 | 0
CC | 0 | 0 | 0 | 2409 | 14552.52 | 22588.41
CSP | 0 | 0 | 0 | 0 | 0 | 0
CT | 0 | 0 | 0 | 0 | 0 | 0
Coal | 17741.59 | 23900.29 | 23900.29 | 23900.29 | 23900.29 | 23900.29
Geo | 0 | 0 | 0 | 0 | 0 | 0
H | 0 | 0 | 0 | 0 | 0 | 0
LFG | 0 | 0 | 0 | 0 | 0 | 0
Nuc | 0 | 0 | 0 | 0 | 0 | 2645.05
PS | 0 | 0 | 0 | 0 | 0 | 0
PV | 0 | 0 | 0 | 0 | 0 | 0
PeakG | 382.2 | 382.2 | 7610.49 | 10923 | 10923 | 10923
PeakO | 1139 | 1139 | 1139 | 1139 | 1139 | 1139
ST | 0 | 0 | 0 | 0 | 0 | 0
STOG | 854 | 854 | 854 | 854 | 854 | 854
STWD | 0 | 0 | 0 | 0 | 0 | 0
WT | 0 | 0 | 0 | 0 | 0 | 0
IGCC | 0 | 0 | 0 | 0 | 0 | 0
DemandResponse | 0 | 0 | 0 | 0 | 0 | 0
IGCC-CCS | 0 | 0 | 0 | 0 | 0 | 0
WT_off | 0 | 0 | 0 | 0 | 0 | 0
PseudoUnit | 0 | 0 | 0 | 0 | 0 | 0
FixedInterchange | 0 | 0 | 0 | 0 | 0 | 0
Cumulative Retirements of Capacity by Reporting Type: SPP_N
ReportingType | 2015 | 2020 | 2025 | 2030 | 2035 | 2040
BM | 0 | 0 | 0 | 0 | 0 | 0
CC | 0 | 0 | 0 | 0 | 0 | 0
CSP | 0 | 0 | 0 | 0 | 0 | 0
CT | 0 | 0 | 0 | 0 | 0 | 0
Coal | 334 | 4453.14 | 7882.5 | 7882.5 | 7882.5 | 7882.5
Geo | 0 | 0 | 0 | 0 | 0 | 0
H | 0 | 0 | 0 | 0 | 0 | 0
LFG | 0 | 0 | 0 | 0 | 0 | 0
Nuc | 0 | 0 | 0 | 0 | 0 | 0
PS | 0 | 0 | 0 | 0 | 0 | 0
PV | 0 | 0 | 0 | 0 | 0 | 0
PeakG | 0 | 0 | 0 | 0 | 1473.11 | 2429.87
PeakO | 0 | 0 | 0 | 0 | 1199 | 1199
ST | 0 | 0 | 0 | 0 | 0 | 0
STOG | 1749 | 1749 | 1749 | 1749 | 1749 | 1749
STWD | 0 | 0 | 0 | 0 | 0 | 0
WT | 0 | 0 | 0 | 0 | 0 | 0
IGCC | 0 | 0 | 0 | 0 | 0 | 0
DemandResponse | 0 | 0 | 0 | 0 | 0 | 0
IGCC-CCS | 0 | 0 | 0 | 0 | 0 | 0
WT_off | 0 | 0 | 0 | 0 | 0 | 0
PseudoUnit | 0 | 0 | 0 | 0 | 0 | 0
FixedInterchange | 0 | 0 | 0 | 0 | 0 | 0
Cumulative Retirements of Capacity by Reporting Type: SPP_S
ReportingType | 2015 | 2020 | 2025 | 2030 | 2035 | 2040
BM | 0 | 0 | 0 | 0 | 0 | 0
CC | 0 | 0 | 0 | 227 | 509 | 509
CSP | 0 | 0 | 0 | 0 | 0 | 0
CT | 0 | 0 | 0 | 0 | 412.99 | 712.99
Coal | 1528 | 10693.93 | 13139.93 | 13139.93 | 13139.93 | 13139.93
Geo | 0 | 0 | 0 | 0 | 0 | 0
H | 0 | 0 | 0 | 0 | 0 | 0
LFG | 0 | 0 | 0 | 0 | 0 | 0
Nuc | 0 | 0 | 0 | 0 | 0 | 0
PS | 0 | 0 | 0 | 0 | 0 | 0
PV | 0 | 0 | 0 | 0 | 0 | 0
PeakG | 0 | 0 | 0 | 0 | 18.72 | 99.57
PeakO | 0 | 0 | 0 | 0 | 122 | 122
ST | 0 | 0 | 0 | 0 | 0 | 0
STOG | 4319.45 | 4319.45 | 7013.01 | 10571 | 10571 | 10571
STWD | 0 | 0 | 0 | 0 | 0 | 0
WT | 0 | 0 | 0 | 0 | 0 | 0
IGCC | 0 | 0 | 0 | 0 | 0 | 0
DemandResponse | 0 | 0 | 0 | 0 | 0 | 0
IGCC-CCS | 0 | 0 | 0 | 0 | 0 | 0
WT_off | 0 | 0 | 0 | 0 | 0 | 0
PseudoUnit | 0 | 0 | 0 | 0 | 0 | 0
FixedInterchange | 0 | 0 | 0 | 0 | 0 | 0
Cumulative Retirements of Capacity by Reporting Type: TVA
ReportingType | 2015 | 2020 | 2025 | 2030 | 2035 | 2040
BM | 0 | 0 | 0 | 0 | 0 | 0
CC | 0 | 0 | 0 | 0 | 3922.38 | 8283.72
CSP | 0 | 0 | 0 | 0 | 0 | 0
CT | 0 | 0 | 0 | 0 | 0 | 0
Coal | 8575.57 | 12688.42 | 15159 | 15159 | 15159 | 15159
Geo | 0 | 0 | 0 | 0 | 0 | 0
H | 0 | 0 | 0 | 0 | 0 | 0
LFG | 0 | 0 | 0 | 0 | 0 | 0
Nuc | 0 | 0 | 0 | 0 | 2512.33 | 3791
PS | 0 | 0 | 0 | 0 | 0 | 0
PV | 0 | 0 | 0 | 0 | 0 | 0
PeakG | 262 | 262 | 3229.35 | 5024.14 | 5865 | 5865
PeakO | 0 | 0 | 83 | 83 | 83 | 83
ST | 0 | 0 | 0 | 0 | 0 | 0
STOG | 0 | 0 | 0 | 0 | 0 | 0
STWD | 0 | 0 | 0 | 0 | 0 | 0
WT | 0 | 0 | 0 | 0 | 0 | 0
IGCC | 0 | 0 | 0 | 0 | 0 | 0
DemandResponse | 0 | 0 | 0 | 0 | 0 | 0
IGCC-CCS | 0 | 0 | 0 | 0 | 0 | 0
WT_off | 0 | 0 | 0 | 0 | 0 | 0
PseudoUnit | 0 | 0 | 0 | 0 | 0 | 0
FixedInterchange | 0 | 0 | 0 | 0 | 0 | 0
Cumulative Retirements of Capacity by Reporting Type: TVA_Transmission
ReportingType | 2015 | 2020 | 2025 | 2030 | 2035 | 2040
BM | 0 | 0 | 0 | 0 | 0 | 0
CC | 0 | 0 | 0 | 0 | 0 | 0
CSP | 0 | 0 | 0 | 0 | 0 | 0
CT | 0 | 0 | 0 | 0 | 0 | 0
Coal | 0 | 0 | 0 | 0 | 0 | 0
Geo | 0 | 0 | 0 | 0 | 0 | 0
H | 0 | 0 | 0 | 0 | 0 | 0
LFG | 0 | 0 | 0 | 0 | 0 | 0
Nuc | 0 | 0 | 0 | 0 | 0 | 0
PS | 0 | 0 | 0 | 0 | 0 | 0
PV | 0 | 0 | 0 | 0 | 0 | 0
PeakG | 0 | 0 | 0 | 0 | 0 | 0
PeakO | 0 | 0 | 0 | 0 | 0 | 0
ST | 0 | 0 | 0 | 0 | 0 | 0
STOG | 0 | 0 | 0 | 0 | 0 | 0
STWD | 0 | 0 | 0 | 0 | 0 | 0
WT | 0 | 0 | 0 | 0 | 0 | 0
IGCC | 0 | 0 | 0 | 0 | 0 | 0
DemandResponse | 0 | 0 | 0 | 0 | 0 | 0
IGCC-CCS | 0 | 0 | 0 | 0 | 0 | 0
WT_off | 0 | 0 | 0 | 0 | 0 | 0
PseudoUnit | 0 | 0 | 0 | 0 | 0 | 0
FixedInterchange | 0 | 0 | 0 | 0 | 0 | 0
Cumulative Retirements of Capacity by Reporting Type: VACAR
ReportingType | 2015 | 2020 | 2025 | 2030 | 2035 | 2040
BM | 0 | 0 | 0 | 0 | 0 | 0
CC | 0 | 0 | 185 | 185 | 3525 | 13090.24
CSP | 0 | 0 | 0 | 0 | 0 | 0
CT | 0 | 0 | 0 | 717.2 | 717.2 | 717.2
Coal | 10739.12 | 18132.22 | 19464.22 | 19464.22 | 19464.22 | 19464.22
Geo | 0 | 0 | 0 | 0 | 0 | 0
H | 0 | 0 | 0 | 0 | 0 | 0
LFG | 0 | 0 | 0 | 0 | 0 | 0
Nuc | 0 | 0 | 0 | 0 | 3248 | 5106
PS | 0 | 0 | 0 | 0 | 0 | 0
PV | 0 | 0 | 0 | 0 | 0 | 0
PeakG | 0 | 0 | 4091.79 | 8308 | 8308 | 8308
PeakO | 0 | 0 | 1268 | 1268 | 1268 | 1268
ST | 0 | 0 | 0 | 0 | 0 | 0
STOG | 0 | 0 | 92 | 92 | 92 | 92
STWD | 0 | 0 | 0 | 0 | 0 | 0
WT | 0 | 0 | 0 | 0 | 0 | 0
IGCC | 0 | 0 | 0 | 0 | 0 | 0
DemandResponse | 0 | 0 | 0 | 0 | 0 | 0
IGCC-CCS | 0 | 0 | 0 | 0 | 0 | 0
WT_off | 0 | 0 | 0 | 0 | 0 | 0
PseudoUnit | 0 | 0 | 0 | 0 | 0 | 0
FixedInterchange | 0 | 0 | 0 | 0 | 0 | 0
Cumulative Retirements of Capacity by Reporting Type: IESO
ReportingType | 2015 | 2020 | 2025 | 2030 | 2035 | 2040
BM | 0 | 0 | 0 | 0 | 0 | 0
CC | 5406.49 | 5406.49 | 5406.49 | 5406.49 | 5406.49 | 5406.49
CSP | 0 | 0 | 0 | 0 | 0 | 0
CT | 0 | 0 | 0 | 0 | 368 | 368
Coal | 6416 | 6416 | 6416 | 6416 | 6416 | 6416
Geo | 0 | 0 | 0 | 0 | 0 | 0
H | 0 | 0 | 0 | 0 | 0 | 0
LFG | 0 | 0 | 0 | 0 | 0 | 0
Nuc | 0 | 0 | 0 | 0 | 1030 | 2570
PS | 0 | 0 | 0 | 0 | 0 | 0
PV | 0 | 0 | 0 | 0 | 1067.26 | 1067.26
PeakG | 584 | 584 | 584 | 584 | 584 | 584
PeakO | 175 | 175 | 175 | 175 | 175 | 175
ST | 0 | 0 | 0 | 0 | 0 | 0
STOG | 2126 | 2126 | 2126 | 2126 | 2126 | 2126
STWD | 0 | 0 | 0 | 0 | 0 | 0
WT | 0 | 0 | 0 | 0 | 0 | 0
IGCC | 0 | 0 | 0 | 0 | 0 | 0
DemandResponse | 0 | 0 | 0 | 0 | 0 | 0
IGCC-CCS | 0 | 0 | 0 | 0 | 0 | 0
WT_off | 0 | 0 | 0 | 0 | 0 | 0
PseudoUnit | 0 | 0 | 0 | 0 | 0 | 0
FixedInterchange | 0 | 0 | 0 | 0 | 0 | 0
Cumulative Retirements of Capacity by Reporting Type: MAPP_CA
ReportingType | 2015 | 2020 | 2025 | 2030 | 2035 | 2040
BM | 0 | 0 | 0 | 0 | 0 | 0
CC | 0 | 0 | 731 | 731 | 731 | 1261.93
CSP | 0 | 0 | 0 | 0 | 0 | 0
CT | 0 | 0 | 0 | 0 | 0 | 0
Coal | 1009.4 | 1745.9 | 1745.9 | 1745.9 | 1745.9 | 1745.9
Geo | 0 | 0 | 0 | 0 | 0 | 0
H | 0 | 0 | 0 | 0 | 0 | 0
LFG | 0 | 0 | 0 | 0 | 0 | 0
Nuc | 0 | 0 | 0 | 0 | 0 | 0
PS | 0 | 0 | 0 | 0 | 0 | 0
PV | 0 | 0 | 0 | 0 | 0 | 0
PeakG | 0 | 87 | 559 | 559 | 559 | 559
PeakO | 0 | 4 | 4 | 4 | 4 | 4
ST | 0 | 0 | 0 | 0 | 0 | 0
STOG | 0 | 126 | 126 | 126 | 126 | 126
STWD | 0 | 0 | 0 | 0 | 0 | 0
WT | 0 | 0 | 0 | 0 | 302.4 | 302.4
IGCC | 0 | 0 | 0 | 0 | 0 | 0
DemandResponse | 0 | 0 | 0 | 0 | 0 | 0
IGCC-CCS | 0 | 0 | 0 | 0 | 0 | 0
WT_off | 0 | 0 | 0 | 0 | 0 | 0
PseudoUnit | 0 | 0 | 0 | 0 | 0 | 0
FixedInterchange | 0 | 0 | 0 | 0 | 0 | 0
Cumulative Retirements of Capacity by Reporting Type: AZ_NM_SNV_Coal
ReportingType | 2015 | 2020 | 2025 | 2030 | 2035 | 2040
BM | 0 | 0 | 0 | 0 | 0 | 0
CC | 0 | 0 | 0 | 0 | 0 | 0
CSP | 0 | 0 | 0 | 0 | 0 | 0
CT | 0 | 0 | 0 | 0 | 0 | 0
Coal | 1560.23 | 5178.07 | 10466 | 10466 | 10466 | 10466
Geo | 0 | 0 | 0 | 0 | 0 | 0
H | 0 | 0 | 0 | 0 | 0 | 0
LFG | 0 | 0 | 0 | 0 | 0 | 0
Nuc | 0 | 0 | 0 | 0 | 0 | 0
PS | 0 | 0 | 0 | 0 | 0 | 0
PV | 0 | 0 | 0 | 0 | 0 | 0
PeakG | 0 | 0 | 0 | 0 | 0 | 0
PeakO | 200 | 200 | 200 | 200 | 200 | 200
ST | 0 | 0 | 0 | 0 | 0 | 0
STOG | 0 | 0 | 0 | 0 | 0 | 0
STWD | 0 | 0 | 0 | 0 | 0 | 0
WT | 0 | 0 | 0 | 0 | 0 | 0
IGCC | 0 | 0 | 0 | 0 | 0 | 0
DemandResponse | 0 | 0 | 0 | 0 | 0 | 0
IGCC-CCS | 0 | 0 | 0 | 0 | 0 | 0
WT_off | 0 | 0 | 0 | 0 | 0 | 0
PseudoUnit | 0 | 0 | 0 | 0 | 0 | 0
FixedInterchange | 0 | 0 | 0 | 0 | 0 | 0
Cumulative Retirements of Capacity by Reporting Type: AZ_NM_SNV_Gas
ReportingType | 2015 | 2020 | 2025 | 2030 | 2035 | 2040
BM | 0 | 0 | 0 | 0 | 0 | 0
CC | 2183.14 | 2183.14 | 2183.14 | 7205.04 | 10341.48 | 11009.48
CSP | 0 | 0 | 0 | 0 | 0 | 0
CT | 0 | 0 | 0 | 0 | 736 | 736
Coal | 0 | 0 | 0 | 0 | 0 | 0
Geo | 0 | 0 | 0 | 0 | 0 | 0
H | 0 | 0 | 0 | 0 | 0 | 0
LFG | 0 | 0 | 0 | 0 | 0 | 0
Nuc | 0 | 0 | 0 | 0 | 0 | 0
PS | 0 | 0 | 0 | 0 | 0 | 0
PV | 0 | 0 | 0 | 0 | 0 | 0
PeakG | 464 | 1107.63 | 3660 | 3660 | 3660 | 3660
PeakO | 0 | 0 | 0 | 0 | 0 | 0
ST | 0 | 0 | 0 | 0 | 0 | 0
STOG | 2064 | 2064 | 2064 | 2064 | 2064 | 2064
STWD | 0 | 0 | 0 | 0 | 0 | 0
WT | 0 | 0 | 0 | 0 | 0 | 0
IGCC | 0 | 0 | 0 | 0 | 0 | 0
DemandResponse | 0 | 0 | 0 | 0 | 0 | 0
IGCC-CCS | 0 | 0 | 0 | 0 | 0 | 0
WT_off | 0 | 0 | 0 | 0 | 0 | 0
PseudoUnit | 0 | 0 | 0 | 0 | 0 | 0
FixedInterchange | 0 | 0 | 0 | 0 | 0 | 0
Cumulative Retirements of Capacity by Reporting Type: AZ_NM_SNV_NucRenew
ReportingType | 2015 | 2020 | 2025 | 2030 | 2035 | 2040
BM | 0 | 0 | 0 | 0 | 0 | 0
CC | 0 | 0 | 0 | 0 | 0 | 0
CSP | 65 | 65 | 65 | 65 | 65 | 65
CT | 0 | 0 | 0 | 0 | 0 | 0
Coal | 0 | 0 | 0 | 0 | 0 | 0
Geo | 0 | 0 | 0 | 0 | 0 | 0
H | 0 | 0 | 0 | 0 | 0 | 0
LFG | 0 | 0 | 0 | 0 | 0 | 0
Nuc | 0 | 0 | 0 | 0 | 0 | 0
PS | 0 | 0 | 0 | 0 | 0 | 0
PV | 0 | 0 | 0 | 0 | 0 | 0
PeakG | 0 | 0 | 0 | 0 | 0 | 0
PeakO | 0 | 0 | 0 | 0 | 0 | 0
ST | 0 | 0 | 0 | 0 | 0 | 0
STOG | 0 | 0 | 0 | 0 | 0 | 0
STWD | 0 | 0 | 0 | 0 | 0 | 0
WT | 0 | 0 | 0 | 0 | 0 | 0
IGCC | 0 | 0 | 0 | 0 | 0 | 0
DemandResponse | 0 | 0 | 0 | 0 | 0 | 0
IGCC-CCS | 0 | 0 | 0 | 0 | 0 | 0
WT_off | 0 | 0 | 0 | 0 | 0 | 0
PseudoUnit | 0 | 0 | 0 | 0 | 0 | 0
FixedInterchange | 0 | 0 | 0 | 0 | 0 | 0
Cumulative Retirements of Capacity by Reporting Type: ERCOT
ReportingType | 2015 | 2020 | 2025 | 2030 | 2035 | 2040
BM | 0 | 0 | 0 | 0 | 0 | 0
CC | 0 | 0 | 0 | 493 | 11134.88 | 16585.24
CSP | 0 | 0 | 0 | 0 | 0 | 0
CT | 0 | 0 | 0 | 0 | 250 | 250
Coal | 13957.87 | 15501.87 | 16061.87 | 16061.87 | 16061.87 | 16061.87
Geo | 0 | 0 | 0 | 0 | 0 | 0
H | 0 | 0 | 0 | 0 | 0 | 0
LFG | 0 | 0 | 0 | 0 | 0 | 0
Nuc | 0 | 0 | 0 | 0 | 0 | 0
PS | 0 | 0 | 0 | 0 | 0 | 0
PV | 0 | 0 | 0 | 0 | 14 | 14
PeakG | 0 | 0 | 0 | 1779.36 | 4768 | 4768
PeakO | 0 | 0 | 51 | 51 | 51 | 51
ST | 0 | 0 | 0 | 0 | 0 | 0
STOG | 4949.93 | 10414.7 | 18335.22 | 18933 | 18933 | 18933
STWD | 0 | 0 | 0 | 0 | 0 | 0
WT | 0 | 0 | 0 | 0 | 0 | 0
IGCC | 0 | 0 | 0 | 0 | 0 | 0
DemandResponse | 0 | 0 | 0 | 0 | 0 | 0
IGCC-CCS | 0 | 0 | 0 | 0 | 0 | 0
WT_off | 0 | 0 | 0 | 0 | 0 | 0
PseudoUnit | 0 | 0 | 0 | 0 | 0 | 0
FixedInterchange | 0 | 0 | 0 | 0 | 0 | 0
Cumulative Retirements of Capacity by Reporting Type: NP15
ReportingType | 2015 | 2020 | 2025 | 2030 | 2035 | 2040
BM | 0 | 0 | 0 | 0 | 0 | 0
CC | 0 | 0 | 417 | 2180 | 6178.38 | 7240.97
CSP | 0 | 0 | 0 | 0 | 0 | 0
CT | 0 | 0 | 0 | 0 | 212.6 | 212.6
Coal | 0 | 191.9 | 191.9 | 191.9 | 191.9 | 191.9
Geo | 0 | 0 | 0 | 0 | 0 | 0
H | 0 | 0 | 0 | 0 | 0 | 0
LFG | 0 | 0 | 0 | 0 | 0 | 0
Nuc | 0 | 0 | 0 | 0 | 0 | 0
PS | 0 | 0 | 0 | 0 | 0 | 0
PV | 0 | 0 | 0 | 0 | 0 | 0
PeakG | 0 | 0 | 263 | 870.02 | 2954.95 | 2954.95
PeakO | 156 | 156 | 506 | 506 | 506 | 506
ST | 0 | 0 | 0 | 0 | 0 | 0
STOG | 2295.74 | 4859 | 4859 | 4859 | 4859 | 4859
STWD | 0 | 0 | 0 | 0 | 0 | 0
WT | 0 | 0 | 0 | 0 | 0 | 0
IGCC | 0 | 0 | 0 | 0 | 0 | 0
DemandResponse | 0 | 0 | 0 | 0 | 0 | 0
IGCC-CCS | 0 | 0 | 0 | 0 | 0 | 0
WT_off | 0 | 0 | 0 | 0 | 0 | 0
PseudoUnit | 0 | 0 | 0 | 0 | 0 | 0
FixedInterchange | 0 | 0 | 0 | 0 | 0 | 0
Cumulative Retirements of Capacity by Reporting Type: NWPP_Coal
ReportingType | 2015 | 2020 | 2025 | 2030 | 2035 | 2040
BM | 0 | 0 | 0 | 0 | 0 | 0
CC | 0 | 0 | 0 | 0 | 0 | 0
CSP | 0 | 0 | 0 | 0 | 0 | 0
CT | 0 | 0 | 0 | 0 | 0 | 0
Coal | 6799 | 8654.7 | 13556.7 | 13556.7 | 13556.7 | 13556.7
Geo | 0 | 0 | 0 | 0 | 0 | 0
H | 0 | 0 | 0 | 0 | 0 | 0
LFG | 0 | 0 | 0 | 0 | 0 | 0
Nuc | 0 | 0 | 0 | 0 | 0 | 0
PS | 0 | 0 | 0 | 0 | 0 | 0
PV | 0 | 0 | 0 | 0 | 0 | 0
PeakG | 0 | 0 | 0 | 0 | 0 | 0
PeakO | 183 | 183 | 183 | 183 | 183 | 183
ST | 0 | 0 | 0 | 0 | 0 | 0
STOG | 0 | 0 | 0 | 0 | 0 | 0
STWD | 0 | 0 | 0 | 0 | 0 | 0
WT | 0 | 0 | 0 | 0 | 0 | 0
IGCC | 0 | 0 | 0 | 0 | 0 | 0
DemandResponse | 0 | 0 | 0 | 0 | 0 | 0
IGCC-CCS | 0 | 0 | 0 | 0 | 0 | 0
WT_off | 0 | 0 | 0 | 0 | 0 | 0
PseudoUnit | 0 | 0 | 0 | 0 | 0 | 0
FixedInterchange | 0 | 0 | 0 | 0 | 0 | 0
Cumulative Retirements of Capacity by Reporting Type: NWPP_Gas
ReportingType | 2015 | 2020 | 2025 | 2030 | 2035 | 2040
BM | 0 | 0 | 0 | 0 | 0 | 0
CC | 1678 | 1678 | 1678 | 4785.06 | 8005 | 8305
CSP | 0 | 0 | 0 | 0 | 0 | 0
CT | 0 | 0 | 0 | 0 | 150 | 150
Coal | 0 | 0 | 0 | 0 | 0 | 0
Geo | 0 | 0 | 0 | 0 | 0 | 0
H | 0 | 0 | 0 | 0 | 0 | 0
LFG | 0 | 0 | 0 | 0 | 0 | 0
Nuc | 0 | 0 | 0 | 0 | 0 | 0
PS | 0 | 0 | 0 | 0 | 0 | 0
PV | 0 | 0 | 0 | 0 | 0 | 0
PeakG | 2623 | 2623 | 2623 | 2623 | 2623 | 2623
PeakO | 0 | 0 | 0 | 0 | 0 | 0
ST | 0 | 0 | 0 | 0 | 0 | 0
STOG | 786 | 786 | 786 | 786 | 786 | 786
STWD | 0 | 0 | 0 | 0 | 0 | 0
WT | 0 | 0 | 0 | 0 | 0 | 0
IGCC | 0 | 0 | 0 | 0 | 0 | 0
DemandResponse | 0 | 0 | 0 | 0 | 0 | 0
IGCC-CCS | 0 | 0 | 0 | 0 | 0 | 0
WT_off | 0 | 0 | 0 | 0 | 0 | 0
PseudoUnit | 0 | 0 | 0 | 0 | 0 | 0
FixedInterchange | 0 | 0 | 0 | 0 | 0 | 0
Cumulative Retirements of Capacity by Reporting Type: NWPP_NucRenew
ReportingType | 2015 | 2020 | 2025 | 2030 | 2035 | 2040
BM | 0 | 0 | 0 | 0 | 0 | 0
CC | 0 | 0 | 0 | 0 | 0 | 0
CSP | 0 | 0 | 0 | 0 | 0 | 0
CT | 0 | 0 | 0 | 0 | 0 | 0
Coal | 0 | 0 | 0 | 0 | 0 | 0
Geo | 4.8 | 4.8 | 4.8 | 4.8 | 4.8 | 4.8
H | 0 | 0 | 0 | 0 | 0 | 0
LFG | 0 | 0 | 0 | 0 | 0 | 0
Nuc | 0 | 0 | 0 | 0 | 0 | 0
PS | 0 | 0 | 0 | 0 | 0 | 0
PV | 0 | 0 | 0 | 0 | 0 | 0
PeakG | 0 | 0 | 0 | 0 | 0 | 0
PeakO | 0 | 0 | 0 | 0 | 0 | 0
ST | 0 | 0 | 0 | 0 | 0 | 0
STOG | 0 | 0 | 0 | 0 | 0 | 0
STWD | 0 | 0 | 0 | 0 | 0 | 0
WT | 0 | 0 | 0 | 0 | 0 | 0
IGCC | 0 | 0 | 0 | 0 | 0 | 0
DemandResponse | 0 | 0 | 0 | 0 | 0 | 0
IGCC-CCS | 0 | 0 | 0 | 0 | 0 | 0
WT_off | 0 | 0 | 0 | 0 | 0 | 0
PseudoUnit | 0 | 0 | 0 | 0 | 0 | 0
FixedInterchange | 0 | 0 | 0 | 0 | 0 | 0
Cumulative Retirements of Capacity by Reporting Type: RMPA
ReportingType | 2015 | 2020 | 2025 | 2030 | 2035 | 2040
BM | 0 | 0 | 0 | 0 | 0 | 0
CC | 659.47 | 659.47 | 659.47 | 828.13 | 1596.53 | 1760.03
CSP | 1 | 1 | 1 | 1 | 1 | 1
CT | 0 | 0 | 0 | 0 | 152 | 152
Coal | 839.56 | 2972.83 | 6788 | 6788 | 6788 | 6788
Geo | 0 | 0 | 0 | 0 | 0 | 0
H | 0 | 0 | 0 | 0 | 0 | 0
LFG | 0 | 0 | 0 | 0 | 0 | 0
Nuc | 0 | 0 | 0 | 0 | 0 | 0
PS | 0 | 0 | 0 | 0 | 0 | 0
PV | 0 | 0 | 0 | 0 | 0 | 0
PeakG | 237.29 | 237.29 | 237.29 | 1275.2 | 1280.81 | 2222.45
PeakO | 187 | 187 | 187 | 187 | 187 | 187
ST | 0 | 0 | 0 | 0 | 0 | 0
STOG | 217 | 217 | 217 | 217 | 217 | 217
STWD | 0 | 0 | 0 | 0 | 0 | 0
WT | 0 | 0 | 0 | 0 | 0 | 0
IGCC | 0 | 0 | 0 | 0 | 0 | 0
DemandResponse | 0 | 0 | 0 | 0 | 0 | 0
IGCC-CCS | 0 | 0 | 0 | 0 | 0 | 0
WT_off | 0 | 0 | 0 | 0 | 0 | 0
PseudoUnit | 0 | 0 | 0 | 0 | 0 | 0
FixedInterchange | 0 | 0 | 0 | 0 | 0 | 0
Cumulative Retirements of Capacity by Reporting Type: SP15
ReportingType | 2015 | 2020 | 2025 | 2030 | 2035 | 2040
BM | 0 | 0 | 0 | 0 | 0 | 0
CC | 0 | 0 | 0 | 1012 | 1653.5 | 2063
CSP | 409 | 409 | 409 | 409 | 409 | 409
CT | 0 | 0 | 0 | 0 | 0 | 0
Coal | 57 | 141.5 | 242.7 | 242.7 | 242.7 | 242.7
Geo | 0 | 0 | 0 | 0 | 0 | 0
H | 0 | 0 | 0 | 0 | 0 | 0
LFG | 0 | 0 | 0 | 0 | 0 | 0
Nuc | 0 | 0 | 0 | 0 | 0 | 0
PS | 0 | 0 | 0 | 0 | 0 | 0
PV | 0 | 0 | 0 | 0 | 0 | 0
PeakG | 44 | 44 | 44 | 44 | 44 | 53.85
PeakO | 15 | 15 | 66 | 66 | 66 | 66
ST | 0 | 0 | 0 | 0 | 0 | 0
STOG | 3358.57 | 8178.88 | 11200 | 11200 | 11200 | 11200
STWD | 0 | 0 | 0 | 0 | 0 | 0
WT | 126.2 | 126.2 | 126.2 | 126.2 | 126.2 | 126.2
IGCC | 0 | 0 | 0 | 0 | 0 | 0
DemandResponse | 0 | 0 | 0 | 0 | 0 | 0
IGCC-CCS | 0 | 0 | 0 | 0 | 0 | 0
WT_off | 0 | 0 | 0 | 0 | 0 | 0
PseudoUnit | 0 | 0 | 0 | 0 | 0 | 0
FixedInterchange | 0 | 0 | 0 | 0 | 0 | 0
Cumulative Retirements of Capacity by Reporting Type: ALB
ReportingType | 2015 | 2020 | 2025 | 2030 | 2035 | 2040
BM | 0 | 0 | 0 | 0 | 0 | 0
CC | 0 | 0 | 0 | 2202 | 2202 | 2399.35
CSP | 0 | 0 | 0 | 0 | 0 | 0
CT | 0 | 0 | 0 | 0 | 201.5 | 201.5
Coal | 0 | 0 | 137.82 | 5745.83 | 5745.83 | 5745.83
Geo | 0 | 0 | 0 | 0 | 0 | 0
H | 0 | 0 | 0 | 0 | 0 | 0
LFG | 0 | 0 | 0 | 0 | 0 | 0
Nuc | 0 | 0 | 0 | 0 | 0 | 0
PS | 0 | 0 | 0 | 0 | 0 | 0
PV | 0 | 0 | 0 | 0 | 0 | 0
PeakG | 1330.16 | 1862.24 | 2368 | 2368 | 2368 | 2368
PeakO | 6 | 6 | 6 | 6 | 6 | 6
ST | 0 | 0 | 0 | 0 | 0 | 0
STOG | 186 | 186 | 186 | 186 | 186 | 186
STWD | 0 | 0 | 0 | 0 | 0 | 0
WT | 0 | 0 | 0 | 0 | 0 | 0
IGCC | 0 | 0 | 0 | 0 | 0 | 0
DemandResponse | 0 | 0 | 0 | 0 | 0 | 0
IGCC-CCS | 0 | 0 | 0 | 0 | 0 | 0
WT_off | 0 | 0 | 0 | 0 | 0 | 0
PseudoUnit | 0 | 0 | 0 | 0 | 0 | 0
FixedInterchange | 0 | 0 | 0 | 0 | 0 | 0
Cumulative Retirements of Capacity by Reporting Type: BC
ReportingType | 2015 | 2020 | 2025 | 2030 | 2035 | 2040
BM | 0 | 0 | 0 | 0 | 0 | 0
CC | 0 | 0 | 0 | 205 | 205 | 967.87
CSP | 0 | 0 | 0 | 0 | 0 | 0
CT | 0 | 0 | 0 | 0 | 0 | 0
Coal | 0 | 0 | 0 | 0 | 0 | 0
Geo | 0 | 0 | 0 | 0 | 0 | 0
H | 0 | 0 | 0 | 0 | 0 | 0
LFG | 0 | 0 | 0 | 0 | 0 | 0
Nuc | 0 | 0 | 0 | 0 | 0 | 0
PS | 0 | 0 | 0 | 0 | 0 | 0
PV | 0 | 0 | 0 | 0 | 0 | 0
PeakG | 141 | 141 | 141 | 141 | 141 | 141
PeakO | 44 | 44 | 44 | 44 | 44 | 44
ST | 0 | 0 | 0 | 0 | 0 | 0
STOG | 938 | 938 | 938 | 938 | 938 | 938
STWD | 0 | 0 | 0 | 0 | 0 | 0
WT | 0 | 0 | 0 | 0 | 0 | 0
IGCC | 0 | 0 | 0 | 0 | 0 | 0
DemandResponse | 0 | 0 | 0 | 0 | 0 | 0
IGCC-CCS | 0 | 0 | 0 | 0 | 0 | 0
WT_off | 0 | 0 | 0 | 0 | 0 | 0
PseudoUnit | 0 | 0 | 0 | 0 | 0 | 0
FixedInterchange | 0 | 0 | 0 | 0 | 0 | 0
Cumulative Retirements of Capacity by Reporting Type: HQ_IESO
ReportingType | 2015 | 2020 | 2025 | 2030 | 2035 | 2040
BM | 0 | 0 | 0 | 0 | 0 | 0
CC | 0 | 0 | 0 | 0 | 0 | 0
CSP | 0 | 0 | 0 | 0 | 0 | 0
CT | 0 | 0 | 0 | 0 | 0 | 0
Coal | 0 | 0 | 0 | 0 | 0 | 0
Geo | 0 | 0 | 0 | 0 | 0 | 0
H | 0 | 0 | 0 | 0 | 0 | 0
LFG | 0 | 0 | 0 | 0 | 0 | 0
Nuc | 0 | 0 | 0 | 0 | 0 | 0
PS | 0 | 0 | 0 | 0 | 0 | 0
PV | 0 | 0 | 0 | 0 | 0 | 0
PeakG | 0 | 0 | 0 | 0 | 0 | 0
PeakO | 0 | 0 | 0 | 0 | 0 | 0
ST | 0 | 0 | 0 | 0 | 0 | 0
STOG | 0 | 0 | 0 | 0 | 0 | 0
STWD | 0 | 0 | 0 | 0 | 0 | 0
WT | 0 | 0 | 0 | 0 | 0 | 0
IGCC | 0 | 0 | 0 | 0 | 0 | 0
DemandResponse | 0 | 0 | 0 | 0 | 0 | 0
IGCC-CCS | 0 | 0 | 0 | 0 | 0 | 0
WT_off | 0 | 0 | 0 | 0 | 0 | 0
PseudoUnit | 0 | 0 | 0 | 0 | 0 | 0
FixedInterchange | 0 | 0 | 0 | 0 | 0 | 0
Cumulative Retirements of Capacity by Reporting Type: HQ_NEISO
ReportingType | 2015 | 2020 | 2025 | 2030 | 2035 | 2040
BM | 0 | 0 | 0 | 0 | 0 | 0
CC | 0 | 0 | 0 | 0 | 0 | 0
CSP | 0 | 0 | 0 | 0 | 0 | 0
CT | 0 | 0 | 0 | 0 | 0 | 0
Coal | 0 | 0 | 0 | 0 | 0 | 0
Geo | 0 | 0 | 0 | 0 | 0 | 0
H | 0 | 0 | 0 | 0 | 0 | 0
LFG | 0 | 0 | 0 | 0 | 0 | 0
Nuc | 0 | 0 | 0 | 0 | 0 | 0
PS | 0 | 0 | 0 | 0 | 0 | 0
PV | 0 | 0 | 0 | 0 | 0 | 0
PeakG | 0 | 0 | 0 | 0 | 0 | 0
PeakO | 0 | 0 | 0 | 0 | 0 | 0
ST | 0 | 0 | 0 | 0 | 0 | 0
STOG | 0 | 0 | 0 | 0 | 0 | 0
STWD | 0 | 0 | 0 | 0 | 0 | 0
WT | 0 | 0 | 0 | 0 | 0 | 0
IGCC | 0 | 0 | 0 | 0 | 0 | 0
DemandResponse | 0 | 0 | 0 | 0 | 0 | 0
IGCC-CCS | 0 | 0 | 0 | 0 | 0 | 0
WT_off | 0 | 0 | 0 | 0 | 0 | 0
PseudoUnit | 0 | 0 | 0 | 0 | 0 | 0
FixedInterchange | 0 | 0 | 0 | 0 | 0 | 0
Cumulative Retirements of Capacity by Reporting Type: HQ_NY
ReportingType | 2015 | 2020 | 2025 | 2030 | 2035 | 2040
BM | 0 | 0 | 0 | 0 | 0 | 0
CC | 0 | 0 | 0 | 0 | 0 | 0
CSP | 0 | 0 | 0 | 0 | 0 | 0
CT | 0 | 0 | 0 | 0 | 0 | 0
Coal | 0 | 0 | 0 | 0 | 0 | 0
Geo | 0 | 0 | 0 | 0 | 0 | 0
H | 0 | 0 | 0 | 0 | 0 | 0
LFG | 0 | 0 | 0 | 0 | 0 | 0
Nuc | 0 | 0 | 0 | 0 | 0 | 0
PS | 0 | 0 | 0 | 0 | 0 | 0
PV | 0 | 0 | 0 | 0 | 0 | 0
PeakG | 0 | 0 | 0 | 0 | 0 | 0
PeakO | 0 | 0 | 0 | 0 | 0 | 0
ST | 0 | 0 | 0 | 0 | 0 | 0
STOG | 0 | 0 | 0 | 0 | 0 | 0
STWD | 0 | 0 | 0 | 0 | 0 | 0
WT | 0 | 0 | 0 | 0 | 0 | 0
IGCC | 0 | 0 | 0 | 0 | 0 | 0
DemandResponse | 0 | 0 | 0 | 0 | 0 | 0
IGCC-CCS | 0 | 0 | 0 | 0 | 0 | 0
WT_off | 0 | 0 | 0 | 0 | 0 | 0
PseudoUnit | 0 | 0 | 0 | 0 | 0 | 0
FixedInterchange | 0 | 0 | 0 | 0 | 0 | 0
Cumulative Retirements of Capacity by Reporting Type: MARITIMES
ReportingType | 2015 | 2020 | 2025 | 2030 | 2035 | 2040
BM | 0 | 0 | 0 | 0 | 0 | 0
CC | 0 | 0 | 0 | 0 | 0 | 0
CSP | 0 | 0 | 0 | 0 | 0 | 0
CT | 0 | 0 | 0 | 0 | 0 | 0
Coal | 0 | 0 | 0 | 0 | 0 | 0
Geo | 0 | 0 | 0 | 0 | 0 | 0
H | 0 | 0 | 0 | 0 | 0 | 0
LFG | 0 | 0 | 0 | 0 | 0 | 0
Nuc | 0 | 0 | 0 | 0 | 0 | 0
PS | 0 | 0 | 0 | 0 | 0 | 0
PV | 0 | 0 | 0 | 0 | 0 | 0
PeakG | 0 | 0 | 0 | 0 | 0 | 0
PeakO | 0 | 0 | 0 | 0 | 0 | 0
ST | 0 | 0 | 0 | 0 | 0 | 0
STOG | 0 | 0 | 0 | 0 | 0 | 0
STWD | 0 | 0 | 0 | 0 | 0 | 0
WT | 0 | 0 | 0 | 0 | 0 | 0
IGCC | 0 | 0 | 0 | 0 | 0 | 0
DemandResponse | 0 | 0 | 0 | 0 | 0 | 0
IGCC-CCS | 0 | 0 | 0 | 0 | 0 | 0
WT_off | 0 | 0 | 0 | 0 | 0 | 0
PseudoUnit | 0 | 0 | 0 | 0 | 0 | 0
FixedInterchange | 0 | 0 | 0 | 0 | 0 | 0
Cumulative Retirements of Capacity by Reporting Type: All
ReportingType | 2015 | 2020 | 2025 | 2030 | 2035 | 2040
BM | 0 | 0 | 0 | 0 | 0 | 0
CC | 13741.19 | 17162.27 | 19399.22 | 53966.83 | 101389.06 | 142798.48
CSP | 475 | 475 | 475 | 475 | 475 | 475
CT | 0 | 0 | 0 | 761.2 | 6364.48 | 6664.48
Coal | 161261.96 | 257503.22 | 310850.08 | 316509.08 | 316509.08 | 316509.08
Geo | 4.8 | 4.8 | 4.8 | 4.8 | 4.8 | 4.8
H | 0 | 0 | 0 | 0 | 0 | 0
LFG | 0 | 0 | 0 | 0 | 0 | 0
Nuc | 0 | 614.5 | 614.5 | 2102.7 | 28678.4 | 48384.39
PS | 0 | 0 | 0 | 0 | 0 | 0
PV | 0 | 0 | 0 | 0 | 1106.71 | 1106.71
PeakG | 6336.15 | 8006.28 | 37018.97 | 55612.73 | 66045.59 | 89844.06
PeakO | 4131.84 | 6137.77 | 14374.89 | 18690 | 20337 | 20337
ST | 0 | 0 | 0 | 0 | 0 | 0
STOG | 62543.88 | 82545.37 | 104428.85 | 109741.65 | 109741.65 | 110596.91
STWD | 0 | 0 | 0 | 0 | 0 | 0
WT | 126.2 | 126.2 | 126.2 | 126.2 | 428.6 | 428.6
IGCC | 0 | 0 | 0 | 0 | 0 | 0
DemandResponse | 0 | 0 | 0 | 0 | 0 | 0
IGCC-CCS | 0 | 0 | 0 | 0 | 0 | 0
WT_off | 0 | 0 | 0 | 0 | 0 | 0
PseudoUnit | 0 | 0 | 0 | 0 | 0 | 0
FixedInterchange | 0 | 0 | 0 | 0 | 0 | 0
Cumulative Retirements of Capacity by Reporting Type: EI_US
ReportingType | 2015 | 2020 | 2025 | 2030 | 2035 | 2040
BM | 0 | 0 | 0 | 0 | 0 | 0
CC | 3814.09 | 7235.17 | 8324.12 | 28919.11 | 53934.8 | 85799.12
CSP | 0 | 0 | 0 | 0 | 0 | 0
CT | 0 | 0 | 0 | 761.2 | 4294.38 | 4594.38
Coal | 130622.89 | 216700.45 | 255243.19 | 255294.19 | 255294.19 | 255294.19
Geo | 0 | 0 | 0 | 0 | 0 | 0
H | 0 | 0 | 0 | 0 | 0 | 0
LFG | 0 | 0 | 0 | 0 | 0 | 0
Nuc | 0 | 614.5 | 614.5 | 2102.7 | 27648.4 | 45814.39
PS | 0 | 0 | 0 | 0 | 0 | 0
PV | 0 | 0 | 0 | 0 | 25.45 | 25.45
PeakG | 912.7 | 1320.13 | 26539.68 | 41709.15 | 47062.84 | 69909.81
PeakO | 3165.84 | 5167.77 | 12952.89 | 17268 | 18915 | 18915
ST | 0 | 0 | 0 | 0 | 0 | 0
STOG | 45622.64 | 52649.8 | 63591.64 | 68306.65 | 68306.65 | 69161.91
STWD | 0 | 0 | 0 | 0 | 0 | 0
WT | 0 | 0 | 0 | 0 | 0 | 0
IGCC | 0 | 0 | 0 | 0 | 0 | 0
DemandResponse | 0 | 0 | 0 | 0 | 0 | 0
IGCC-CCS | 0 | 0 | 0 | 0 | 0 | 0
WT_off | 0 | 0 | 0 | 0 | 0 | 0
PseudoUnit | 0 | 0 | 0 | 0 | 0 | 0
FixedInterchange | 0 | 0 | 0 | 0 | 0 | 0
Cumulative Retirements of Capacity by Reporting Type: EI_Canada
ReportingType | 2015 | 2020 | 2025 | 2030 | 2035 | 2040
BM | 0 | 0 | 0 | 0 | 0 | 0
CC | 5406.49 | 5406.49 | 6137.49 | 6137.49 | 6137.49 | 6668.42
CSP | 0 | 0 | 0 | 0 | 0 | 0
CT | 0 | 0 | 0 | 0 | 368 | 368
Coal | 7425.4 | 8161.9 | 8161.9 | 8161.9 | 8161.9 | 8161.9
Geo | 0 | 0 | 0 | 0 | 0 | 0
H | 0 | 0 | 0 | 0 | 0 | 0
LFG | 0 | 0 | 0 | 0 | 0 | 0
Nuc | 0 | 0 | 0 | 0 | 1030 | 2570
PS | 0 | 0 | 0 | 0 | 0 | 0
PV | 0 | 0 | 0 | 0 | 1067.26 | 1067.26
PeakG | 584 | 671 | 1143 | 1143 | 1143 | 1143
PeakO | 175 | 179 | 179 | 179 | 179 | 179
ST | 0 | 0 | 0 | 0 | 0 | 0
STOG | 2126 | 2252 | 2252 | 2252 | 2252 | 2252
STWD | 0 | 0 | 0 | 0 | 0 | 0
WT | 0 | 0 | 0 | 0 | 302.4 | 302.4
IGCC | 0 | 0 | 0 | 0 | 0 | 0
DemandResponse | 0 | 0 | 0 | 0 | 0 | 0
IGCC-CCS | 0 | 0 | 0 | 0 | 0 | 0
WT_off | 0 | 0 | 0 | 0 | 0 | 0
PseudoUnit | 0 | 0 | 0 | 0 | 0 | 0
FixedInterchange | 0 | 0 | 0 | 0 | 0 | 0
Cumulative Retirements of Capacity by Reporting Type: EI
ReportingType | 2015 | 2020 | 2025 | 2030 | 2035 | 2040
BM | 0 | 0 | 0 | 0 | 0 | 0
CC | 9220.58 | 12641.66 | 14461.61 | 35056.6 | 60072.29 | 92467.54
CSP | 0 | 0 | 0 | 0 | 0 | 0
CT | 0 | 0 | 0 | 761.2 | 4662.38 | 4962.38
Coal | 138048.3 | 224862.35 | 263405.09 | 263456.09 | 263456.09 | 263456.09
Geo | 0 | 0 | 0 | 0 | 0 | 0
H | 0 | 0 | 0 | 0 | 0 | 0
LFG | 0 | 0 | 0 | 0 | 0 | 0
Nuc | 0 | 614.5 | 614.5 | 2102.7 | 28678.4 | 48384.39
PS | 0 | 0 | 0 | 0 | 0 | 0
PV | 0 | 0 | 0 | 0 | 1092.71 | 1092.71
PeakG | 1496.7 | 1991.13 | 27682.68 | 42852.15 | 48205.84 | 71052.81
PeakO | 3340.84 | 5346.77 | 13131.89 | 17447 | 19094 | 19094
ST | 0 | 0 | 0 | 0 | 0 | 0
STOG | 47748.64 | 54901.8 | 65843.64 | 70558.65 | 70558.65 | 71413.91
STWD | 0 | 0 | 0 | 0 | 0 | 0
WT | 0 | 0 | 0 | 0 | 302.4 | 302.4
IGCC | 0 | 0 | 0 | 0 | 0 | 0
DemandResponse | 0 | 0 | 0 | 0 | 0 | 0
IGCC-CCS | 0 | 0 | 0 | 0 | 0 | 0
WT_off | 0 | 0 | 0 | 0 | 0 | 0
PseudoUnit | 0 | 0 | 0 | 0 | 0 | 0
FixedInterchange | 0 | 0 | 0 | 0 | 0 | 0
Cumulative Retirements of Capacity by Reporting Type: Outside_EI
ReportingType | 2015 | 2020 | 2025 | 2030 | 2035 | 2040
BM | 0 | 0 | 0 | 0 | 0 | 0
CC | 4520.61 | 4520.61 | 4937.61 | 18910.23 | 41316.77 | 50330.94
CSP | 475 | 475 | 475 | 475 | 475 | 475
CT | 0 | 0 | 0 | 0 | 1702.1 | 1702.1
Coal | 23213.66 | 32640.87 | 47444.99 | 53053 | 53053 | 53053
Geo | 4.8 | 4.8 | 4.8 | 4.8 | 4.8 | 4.8
H | 0 | 0 | 0 | 0 | 0 | 0
LFG | 0 | 0 | 0 | 0 | 0 | 0
Nuc | 0 | 0 | 0 | 0 | 0 | 0
PS | 0 | 0 | 0 | 0 | 0 | 0
PV | 0 | 0 | 0 | 0 | 14 | 14
PeakG | 4839.45 | 6015.16 | 9336.29 | 12760.59 | 17839.76 | 18791.26
PeakO | 791 | 791 | 1243 | 1243 | 1243 | 1243
ST | 0 | 0 | 0 | 0 | 0 | 0
STOG | 14795.24 | 27643.57 | 38585.22 | 39183 | 39183 | 39183
STWD | 0 | 0 | 0 | 0 | 0 | 0
WT | 126.2 | 126.2 | 126.2 | 126.2 | 126.2 | 126.2
IGCC | 0 | 0 | 0 | 0 | 0 | 0
DemandResponse | 0 | 0 | 0 | 0 | 0 | 0
IGCC-CCS | 0 | 0 | 0 | 0 | 0 | 0
WT_off | 0 | 0 | 0 | 0 | 0 | 0
PseudoUnit | 0 | 0 | 0 | 0 | 0 | 0
FixedInterchange | 0 | 0 | 0 | 0 | 0 | 0
#5 | Total Installed ACTIVE Capacity (MW)
Total Installed Capacity by Reporting Type: Entergy
ReportingType | 2015 | 2020 | 2025 | 2030 | 2035 | 2040
BM | 0 | 0 | 0 | 0 | 0 | 0
CC | 14915.95 | 17737.42 | 17715.42 | 17528.42 | 17384.36 | 17384.36
CSP | 0 | 0 | 0 | 0 | 0 | 0
CT | 0 | 0 | 0 | 0 | 0 | 0
Coal | 7422.29 | 1380.99 | 720 | 720 | 720 | 720
Geo | 0 | 0 | 0 | 0 | 0 | 0
H | 744 | 744 | 744 | 744 | 744 | 744
LFG | 8 | 8 | 115.4 | 115.4 | 115.4 | 115.4
Nuc | 5422 | 5422 | 5422 | 5422 | 4580 | 3606.76
PS | 59 | 59 | 59 | 59 | 59 | 59
PV | 0.29 | 58.37 | 84.95 | 84.95 | 84.95 | 84.95
PeakG | 2787 | 2787 | 883.69 | 0 | 0 | 0
PeakO | 174 | 174 | 0 | 0 | 0 | 0
ST | 0 | 0 | 0 | 0 | 0 | 0
STOG | 1886.36 | 1886.36 | 0 | 0 | 0 | 0
STWD | 206 | 206 | 206 | 206 | 206 | 206
WT | 107 | 107 | 107 | 107 | 107 | 107
IGCC | 0 | 0 | 0 | 0 | 0 | 0
DemandResponse | 301.55 | 3513.74 | 6909.7 | 7094.75 | 7284.77 | 7479.87
IGCC-CCS | 0 | 0 | 0 | 0 | 0 | 0
WT_off | 0 | 0 | 0 | 0 | 0 | 0
PseudoUnit | 0 | 0 | 0 | 0 | 0 | 0
FixedInterchange | 0 | 0 | 0 | 0 | 0 | 0
Total Installed Capacity by Reporting Type: FRCC
ReportingType | 2015 | 2020 | 2025 | 2030 | 2035 | 2040
BM | 0 | 0 | 0 | 0 | 0 | 2001.91
CC | 32056.53 | 32056.53 | 32056.53 | 19275.61 | 16287.65 | 12192.97
CSP | 0 | 0 | 0 | 0 | 0 | 0
CT | 2480 | 2480 | 2480 | 2480 | 0 | 0
Coal | 2356 | 626 | 0 | 0 | 0 | 0
Geo | 0 | 0 | 0 | 0 | 0 | 0
H | 55 | 55 | 55 | 55 | 55 | 55
LFG | 486 | 486 | 684 | 684 | 684 | 684
Nuc | 4131.33 | 4131.33 | 5906.5 | 21560.63 | 24929.95 | 27470.86
PS | 0 | 0 | 0 | 0 | 0 | 0
PV | 51 | 51 | 51 | 51 | 51 | 51
PeakG | 8431 | 8084.76 | 415.76 | 0 | 0 | 0
PeakO | 2001.93 | 0 | 0 | 0 | 0 | 0
ST | 0 | 0 | 0 | 0 | 0 | 0
STOG | 0 | 0 | 0 | 0 | 0 | 0
STWD | 195 | 195 | 195 | 195 | 195 | 195
WT | 0 | 0 | 0 | 0 | 0 | 0
IGCC | 0 | 0 | 0 | 0 | 0 | 0
DemandResponse | 2734.45 | 8753.57 | 15718.02 | 16717 | 17779.48 | 18909.49
IGCC-CCS | 0 | 0 | 0 | 0 | 0 | 0
WT_off | 0 | 0 | 0 | 0 | 0 | 0
PseudoUnit | 0 | 0 | 0 | 0 | 0 | 0
FixedInterchange | 0 | 0 | 0 | 0 | 0 | 0
Total Installed Capacity by Reporting Type: MAPP_US
ReportingType | 2015 | 2020 | 2025 | 2030 | 2035 | 2040
BM | 0 | 0 | 0 | 0 | 0 | 0
CC | 289 | 289 | 289 | 282 | 282 | 282
CSP | 0 | 0 | 0 | 0 | 0 | 0
CT | 308.3 | 308.3 | 308.3 | 300 | 29.31 | 29.31
Coal | 2200.21 | 579.61 | 0 | 0 | 0 | 0
Geo | 44 | 44 | 44 | 44 | 44 | 44
H | 2186 | 2186 | 2186 | 2186 | 2186 | 2186
LFG | 2 | 2 | 2 | 73.67 | 73.67 | 73.67
Nuc | 0.1 | 0.1 | 0.1 | 0.1 | 0.1 | 0.1
PS | 0 | 0 | 0 | 0 | 0 | 0
PV | 0 | 0 | 0 | 0 | 0 | 0
PeakG | 709 | 709 | 709 | 709 | 709 | 598.52
PeakO | 113.93 | 113.93 | 10.11 | 0 | 0 | 0
ST | 0 | 0 | 0 | 0 | 0 | 0
STOG | 0 | 0 | 0 | 0 | 0 | 0
STWD | 0 | 0 | 0 | 0 | 0 | 0
WT | 1689.3 | 9808.21 | 10819.81 | 10819.81 | 10819.81 | 10819.81
IGCC | 0 | 0 | 0 | 0 | 0 | 0
DemandResponse | 59 | 474.48 | 925.75 | 962.42 | 1000.54 | 1040.18
IGCC-CCS | 0 | 0 | 0 | 0 | 0 | 0
WT_off | 0 | 0 | 0 | 0 | 0 | 0
PseudoUnit | 0 | 0 | 0 | 0 | 0 | 0
FixedInterchange | 0 | 0 | 0 | 0 | 0 | 0
Total Installed Capacity by Reporting Type: MISO_IN
ReportingType | 2015 | 2020 | 2025 | 2030 | 2035 | 2040
BM | 0 | 0 | 0 | 0 | 0 | 0
CC | 5217.26 | 18057.87 | 18057.87 | 18057.87 | 18057.87 | 18057.87
CSP | 0 | 0 | 0 | 0 | 0 | 0
CT | 0 | 0 | 0 | 0 | 0 | 0
Coal | 9104 | 6828 | 125.77 | 125.77 | 125.77 | 125.77
Geo | 0 | 0 | 0 | 0 | 0 | 0
H | 75 | 75 | 75 | 75 | 75 | 75
LFG | 37 | 37 | 117.13 | 117.13 | 117.13 | 117.13
Nuc | 0.1 | 0.1 | 0.1 | 0.1 | 0.1 | 0.1
PS | 0 | 0 | 0 | 0 | 0 | 0
PV | 0 | 217.17 | 335.74 | 335.74 | 335.74 | 335.74
PeakG | 3053 | 3053 | 3053 | 2815 | 2815 | 2815
PeakO | 361 | 361 | 361 | 0 | 0 | 0
ST | 0 | 0 | 0 | 0 | 0 | 0
STOG | 279 | 279 | 279 | 0 | 0 | 0
STWD | 0 | 0 | 0 | 0 | 0 | 0
WT | 535 | 535 | 535 | 29967.18 | 29967.18 | 29967.18
IGCC | 618 | 618 | 618 | 618 | 618 | 618
DemandResponse | 1068.55 | 2491.35 | 4026.63 | 4150.95 | 4279.1 | 4411.22
IGCC-CCS | 0 | 0 | 0 | 0 | 0 | 0
WT_off | 0 | 0 | 0 | 0 | 0 | 0
PseudoUnit | 0 | 0 | 0 | 0 | 0 | 0
FixedInterchange | 0 | 0 | 0 | 0 | 0 | 0
Total Installed Capacity by Reporting Type: MISO_MI
ReportingType | 2015 | 2020 | 2025 | 2030 | 2035 | 2040
BM | 0 | 0 | 0 | 0 | 0 | 0
CC | 5072.94 | 5072.94 | 5072.94 | 5050.94 | 5050.94 | 5050.94
CSP | 0 | 0 | 0 | 0 | 0 | 0
CT | 0 | 0 | 0 | 0 | 0 | 0
Coal | 4452 | 0 | 0 | 0 | 0 | 0
Geo | 0 | 0 | 0 | 0 | 0 | 0
H | 141 | 141 | 141 | 141 | 141 | 141
LFG | 163 | 163 | 323.25 | 323.25 | 323.25 | 323.25
Nuc | 1889 | 1889 | 1889 | 1889 | 1111 | 1111
PS | 1872 | 1872 | 1872 | 1872 | 1872 | 1872
PV | 0 | 0 | 0 | 0 | 0 | 0
PeakG | 3562 | 3562 | 3562 | 3267 | 3267 | 3267
PeakO | 534 | 534 | 534 | 0 | 0 | 0
ST | 0 | 0 | 0 | 0 | 0 | 0
STOG | 2852 | 2852 | 79.37 | 0 | 0 | 0
STWD | 163 | 163 | 163 | 163 | 163 | 163
WT | 2161 | 2656.21 | 2761 | 2761 | 2761 | 2761
IGCC | 0 | 0 | 0 | 0 | 0 | 0
DemandResponse | 1838.88 | 2774.21 | 3879.94 | 4035.64 | 4197.59 | 4366.03
IGCC-CCS | 0 | 0 | 0 | 0 | 0 | 0
WT_off | 0 | 0 | 0 | 0 | 0 | 0
PseudoUnit | 0 | 0 | 0 | 0 | 0 | 0
FixedInterchange | 0 | 0 | 0 | 0 | 0 | 0
Total Installed Capacity by Reporting Type: MISO_MO-IL
ReportingType | 2015 | 2020 | 2025 | 2030 | 2035 | 2040
BM | 0 | 0 | 0 | 0 | 0 | 0
CC | 1058 | 1058 | 1058 | 1058 | 1058 | 1058
CSP | 0 | 0 | 0 | 0 | 0 | 0
CT | 0 | 0 | 0 | 0 | 0 | 0
Coal | 11552 | 4371 | 1990 | 1990 | 1990 | 1990
Geo | 0 | 0 | 0 | 0 | 0 | 0
H | 352 | 632 | 632 | 632 | 632 | 632
LFG | 18 | 18 | 241.33 | 241.33 | 241.33 | 241.33
Nuc | 2233 | 2233 | 2233 | 2233 | 2233 | 2233
PS | 440 | 440 | 440 | 440 | 440 | 440
PV | 0 | 0 | 0 | 0 | 0 | 0
PeakG | 4595 | 4595 | 4595 | 4378 | 4378 | 4378
PeakO | 766 | 766 | 766 | 0 | 0 | 0
ST | 0 | 0 | 0 | 0 | 0 | 0
STOG | 592 | 592 | 0 | 0 | 0 | 0
STWD | 0 | 0 | 0 | 0 | 0 | 0
WT | 678 | 678 | 6278 | 6394.62 | 6394.62 | 6394.62
IGCC | 0 | 0 | 0 | 0 | 0 | 0
DemandResponse | 301.14 | 2265.33 | 4412.54 | 4596.44 | 4788.01 | 4987.57
IGCC-CCS | 0 | 0 | 0 | 0 | 0 | 0
WT_off | 0 | 0 | 0 | 0 | 0 | 0
PseudoUnit | 0 | 0 | 0 | 0 | 0 | 0
FixedInterchange | 0 | 0 | 0 | 0 | 0 | 0
Total Installed Capacity by Reporting Type: MISO_W
ReportingType | 2015 | 2020 | 2025 | 2030 | 2035 | 2040
BM | 0 | 0 | 0 | 0 | 0 | 0
CC | 3025 | 3025 | 3025 | 2963 | 2963 | 2963
CSP | 0 | 0 | 0 | 0 | 0 | 0
CT | 0 | 0 | 0 | 0 | 0 | 0
Coal | 10208.93 | 5783.03 | 800 | 800 | 800 | 800
Geo | 0 | 0 | 0 | 0 | 0 | 0
H | 497 | 497 | 497 | 497 | 497 | 497
LFG | 205 | 205 | 205 | 276.67 | 276.67 | 276.67
Nuc | 2361.33 | 2361.33 | 2361.33 | 2361.33 | 0.1 | 0.1
PS | 0 | 0 | 0 | 0 | 0 | 0
PV | 0 | 0 | 0 | 0 | 0 | 0
PeakG | 4522 | 4522 | 4522 | 3207.58 | 3207.58 | 2835.89
PeakO | 2154 | 2154 | 2154 | 0 | 0 | 0
ST | 0 | 0 | 0 | 0 | 0 | 0
STOG | 172 | 172 | 0 | 0 | 0 | 0
STWD | 313 | 313 | 313 | 313 | 313 | 313
WT | 8358.5 | 8358.5 | 58735.44 | 66389.23 | 75729.04 | 75729.04
IGCC | 0 | 0 | 0 | 0 | 0 | 0
DemandResponse | 2622.87 | 4071.01 | 5782.77 | 6011.85 | 6250 | 6497.58
IGCC-CCS | 0 | 0 | 0 | 0 | 0 | 0
WT_off | 0 | 0 | 0 | 0 | 0 | 0
PseudoUnit | 0 | 0 | 0 | 0 | 0 | 0
FixedInterchange | 0 | 0 | 0 | 0 | 0 | 0
Total Installed Capacity by Reporting Type: MISO_WUMS
ReportingType | 2015 | 2020 | 2025 | 2030 | 2035 | 2040
BM | 0 | 0 | 0 | 0 | 0 | 0
CC | 8124.36 | 8124.36 | 8124.36 | 8124.36 | 8124.36 | 8124.36
CSP | 0 | 0 | 0 | 0 | 0 | 0
CT | 0 | 0 | 0 | 0 | 0 | 0
Coal | 3969.1 | 2100.1 | 1767 | 1767 | 1767 | 1767
Geo | 0 | 0 | 0 | 0 | 0 | 0
H | 336 | 337 | 337 | 337 | 337 | 337
LFG | 71 | 71 | 262.17 | 294.33 | 294.33 | 294.33
Nuc | 1817 | 1817 | 1817 | 1817 | 0.1 | 0.1
PS | 0 | 0 | 0 | 0 | 0 | 0
PV | 0 | 0 | 0 | 0 | 0 | 0
PeakG | 3230 | 3230 | 3230 | 2941 | 2941 | 983.61
PeakO | 490 | 490 | 490 | 0 | 0 | 0
ST | 0 | 0 | 0 | 0 | 0 | 0
STOG | 300.5 | 300.5 | 0 | 0 | 0 | 0
STWD | 105 | 105 | 105 | 105 | 105 | 105
WT | 1528.9 | 1528.9 | 1559.7 | 1978.88 | 1978.88 | 1978.88
IGCC | 0 | 0 | 0 | 0 | 0 | 0
DemandResponse | 193.34 | 939.76 | 1743.58 | 1801.88 | 1862.13 | 1924.4
IGCC-CCS | 0 | 0 | 0 | 0 | 0 | 0
WT_off | 0 | 0 | 0 | 0 | 0 | 0
PseudoUnit | 0 | 0 | 0 | 0 | 0 | 0
FixedInterchange | 0 | 0 | 0 | 0 | 0 | 0
Total Installed Capacity by Reporting Type: Nebraska
ReportingType | 2015 | 2020 | 2025 | 2030 | 2035 | 2040
BM | 0 | 0 | 0 | 0 | 0 | 0
CC | 358 | 358 | 358 | 358 | 358 | 358
CSP | 0 | 0 | 0 | 0 | 0 | 0
CT | 0 | 0 | 0 | 0 | 0 | 0
Coal | 4110.1 | 914.3 | 914.3 | 914.3 | 914.3 | 914.3
Geo | 0 | 0 | 0 | 0 | 0 | 0
H | 167 | 167 | 167 | 167 | 167 | 167
LFG | 6 | 6 | 6 | 77.67 | 77.67 | 77.67
Nuc | 1252 | 1252 | 1252 | 1252 | 0.2 | 0.2
PS | 0 | 0 | 0 | 0 | 0 | 0
PV | 0 | 0 | 0 | 0 | 0 | 0
PeakG | 1305 | 1305 | 1305 | 1305 | 1304.42 | 1302.61
PeakO | 326 | 326 | 326 | 326 | 0 | 0
ST | 0 | 0 | 0 | 0 | 0 | 0
STOG | 0 | 0 | 0 | 0 | 0 | 0
STWD | 0 | 0 | 0 | 0 | 0 | 0
WT | 344 | 14325.8 | 15012.81 | 15012.81 | 15012.81 | 15012.81
IGCC | 0 | 0 | 0 | 0 | 0 | 0
DemandResponse | 624.42 | 1125.84 | 1687.11 | 1753.95 | 1823.43 | 1895.66
IGCC-CCS | 0 | 0 | 0 | 0 | 0 | 0
WT_off | 0 | 0 | 0 | 0 | 0 | 0
PseudoUnit | 0 | 0 | 0 | 0 | 0 | 0
FixedInterchange | 0 | 0 | 0 | 0 | 0 | 0
Total Installed Capacity by Reporting Type: NEISO
ReportingType | 2015 | 2020 | 2025 | 2030 | 2035 | 2040
BM | 252.2 | 252.2 | 252.2 | 252.2 | 252.2 | 252.2
CC | 10227.61 | 7435.4 | 7435.4 | 3793.59 | 3208.84 | 1159.34
CSP | 0 | 0 | 0 | 0 | 0 | 0
CT | 334 | 334 | 334 | 324.5 | 0 | 0
Coal | 320 | 0 | 0 | 0 | 0 | 0
Geo | 0 | 0 | 0 | 0 | 0 | 0
H | 3257.7 | 3257.7 | 3257.7 | 3260.7 | 3260.7 | 3260.7
LFG | 581.26 | 581.26 | 581.26 | 651 | 651 | 651
Nuc | 4645 | 4645 | 4645 | 4645 | 3356 | 2479.08
PS | 1674 | 1674 | 1674 | 1674 | 1674 | 1674
PV | 2 | 281.59 | 281.59 | 281.59 | 281.59 | 281.59
PeakG | 1200 | 1154.82 | 0 | 0 | 0 | 0
PeakO | 0 | 0 | 0 | 0 | 0 | 0
ST | 0 | 0 | 0 | 0 | 0 | 0
STOG | 0 | 0 | 0 | 0 | 0 | 0
STWD | 610 | 610 | 610 | 610 | 610 | 610
WT | 434.2 | 2635.58 | 4056.62 | 5483 | 12527.74 | 12527.74
IGCC | 0 | 0 | 0 | 0 | 0 | 0
DemandResponse | 3092.4 | 4629.65 | 6244.93 | 6284.97 | 6321.45 | 6358.14
IGCC-CCS | 0 | 0 | 0 | 0 | 0 | 0
WT_off | 468 | 468 | 468 | 468 | 468 | 468
PseudoUnit | 0 | 0 | 0 | 0 | 0 | 0
FixedInterchange | 0 | 0 | 0 | 0 | 0 | 0
Total Installed Capacity by Reporting Type: NonRTO_Midwest
ReportingType | 2015 | 2020 | 2025 | 2030 | 2035 | 2040
BM | 0 | 0 | 0 | 0 | 0 | 0
CC | 1852.56 | 4547.01 | 4547.01 | 4547.01 | 4547.01 | 2694.45
CSP | 0 | 0 | 0 | 0 | 0 | 0
CT | 0 | 0 | 0 | 0 | 0 | 0
Coal | 7094.46 | 3579.9 | 1293.89 | 1242.9 | 1242.9 | 1242.9
Geo | 0 | 0 | 0 | 0 | 0 | 0
H | 143 | 143 | 889 | 889 | 889 | 889
LFG | 14 | 14 | 174.25 | 174.25 | 174.25 | 174.25
Nuc | 0.1 | 0.1 | 0.1 | 0.1 | 2672.73 | 4910.64
PS | 0 | 0 | 0 | 0 | 0 | 0
PV | 0 | 0 | 0 | 0 | 0 | 0
PeakG | 3353 | 3353 | 3353 | 3020.43 | 0 | 0
PeakO | 12 | 12 | 0 | 0 | 0 | 0
ST | 0 | 0 | 0 | 0 | 0 | 0
STOG | 0 | 0 | 0 | 0 | 0 | 0
STWD | 0 | 0 | 0 | 0 | 0 | 0
WT | 66 | 66 | 66 | 66 | 66 | 66
IGCC | 0 | 0 | 0 | 0 | 0 | 0
DemandResponse | 193.98 | 1268.97 | 2399.43 | 2458.79 | 2519.62 | 2581.96
IGCC-CCS | 0 | 0 | 0 | 0 | 0 | 0
WT_off | 0 | 0 | 0 | 0 | 0 | 0
PseudoUnit | 0 | 0 | 0 | 0 | 0 | 0
FixedInterchange | 0 | 0 | 0 | 0 | 0 | 0
Total Installed Capacity by Reporting Type: NYISO_A-F
ReportingType | 2015 | 2020 | 2025 | 2030 | 2035 | 2040
BM | 0 | 0 | 0 | 0 | 0 | 0
CC | 3703.81 | 3074.93 | 2192.98 | 1457.71 | 639 | 0
CSP | 0 | 0 | 0 | 0 | 0 | 0
CT | 0 | 0 | 0 | 0 | 0 | 0
Coal | 0 | 0 | 0 | 0 | 0 | 0
Geo | 0 | 0 | 0 | 0 | 0 | 0
H | 4395 | 4395 | 4395 | 4395 | 4395 | 4395
LFG | 172.4 | 172.4 | 172.4 | 240.33 | 240.33 | 240.33
Nuc | 3365 | 3365 | 3365 | 2743.8 | 2163.3 | 1311.1
PS | 1412 | 1412 | 1412 | 1412 | 1412 | 1412
PV | 0 | 0 | 0 | 0 | 0 | 0
PeakG | 221 | 205 | 0 | 0 | 0 | 0
PeakO | 0 | 0 | 0 | 0 | 0 | 0
ST | 0 | 0 | 0 | 0 | 0 | 0
STOG | 0 | 0 | 0 | 0 | 0 | 0
STWD | 86 | 86 | 86 | 86 | 86 | 86
WT | 3759.3 | 4469.1 | 4469.1 | 7139.21 | 12936.6 | 12936.6
IGCC | 0 | 0 | 0 | 0 | 0 | 0
DemandResponse | 907.2 | 1476.81 | 2084.23 | 2137.92 | 2193 | 2249.49
IGCC-CCS | 0 | 0 | 0 | 0 | 0 | 0
WT_off | 0 | 0 | 0 | 0 | 0 | 0
PseudoUnit | 0 | 0 | 0 | 0 | 0 | 0
FixedInterchange | 0 | 0 | 0 | 0 | 0 | 0
Total Installed Capacity by Reporting Type: NYISO_G-I
ReportingType | 2015 | 2020 | 2025 | 2030 | 2035 | 2040
BM | 0 | 0 | 0 | 0 | 0 | 0
CC | 1157 | 1157 | 1157 | 1157 | 1157 | 1157
CSP | 0 | 0 | 0 | 0 | 0 | 0
CT | 0 | 0 | 0 | 0 | 0 | 0
Coal | 0 | 0 | 0 | 0 | 0 | 0
Geo | 0 | 0 | 0 | 0 | 0 | 0
H | 32 | 32 | 32 | 32 | 32 | 32
LFG | 64 | 64 | 64 | 138.33 | 138.33 | 138.33
Nuc | 2045 | 2045 | 2045 | 2045 | 1071.86 | 1599.96
PS | 0 | 0 | 0 | 0 | 0 | 0
PV | 0 | 0 | 0 | 0 | 0 | 0
PeakG | 65 | 65 | 65 | 65 | 65 | 65
PeakO | 87 | 87 | 0 | 0 | 0 | 0
ST | 0 | 0 | 0 | 0 | 0 | 0
STOG | 0 | 0 | 0 | 0 | 0 | 0
STWD | 0 | 0 | 0 | 0 | 0 | 0
WT | 0 | 60 | 60 | 360 | 360 | 360
IGCC | 0 | 0 | 0 | 0 | 0 | 0
DemandResponse | 339.56 | 551.65 | 791.8 | 826.03 | 861.74 | 898.99
IGCC-CCS | 0 | 0 | 0 | 0 | 0 | 0
WT_off | 0 | 0 | 0 | 0 | 0 | 0
PseudoUnit | 0 | 0 | 0 | 0 | 0 | 0
FixedInterchange | 0 | 0 | 0 | 0 | 0 | 0
Total Installed Capacity by Reporting Type: NYISO_J-K
ReportingType | 2015 | 2020 | 2025 | 2030 | 2035 | 2040
BM | 0 | 0 | 0 | 0 | 0 | 0
CC | 4833.4 | 4833.4 | 4833.4 | 4833.4 | 4833.4 | 4833.4
CSP | 0 | 0 | 0 | 0 | 0 | 0
CT | 0 | 0 | 0 | 0 | 0 | 0
Coal | 0 | 0 | 0 | 0 | 0 | 0
Geo | 0 | 0 | 0 | 0 | 0 | 0
H | 0 | 0 | 0 | 0 | 0 | 0
LFG | 124 | 124 | 124 | 198.33 | 198.33 | 198.33
Nuc | 0.1 | 0.1 | 0.1 | 0.1 | 0.1 | 0.1
PS | 0 | 0 | 0 | 0 | 0 | 0
PV | 32 | 32 | 32 | 32 | 32 | 32
PeakG | 2778 | 2778 | 2778 | 2778 | 2778 | 2778
PeakO | 2169 | 2169 | 2169 | 2169 | 2169 | 2169
ST | 0 | 0 | 0 | 0 | 0 | 0
STOG | 2896.45 | 2013.79 | 869.35 | 869.35 | 869.35 | 14.09
STWD | 0 | 0 | 0 | 0 | 0 | 0
WT | 0 | 0 | 0 | 0 | 330 | 330
IGCC | 0 | 0 | 0 | 0 | 0 | 0
DemandResponse | 1319.07 | 2179.58 | 3133.08 | 3273.39 | 3419.97 | 3573.13
IGCC-CCS | 0 | 0 | 0 | 0 | 0 | 0
WT_off | 0 | 0 | 0 | 0 | 0 | 0
PseudoUnit | 0 | 0 | 0 | 0 | 0 | 0
FixedInterchange | 0 | 0 | 0 | 0 | 0 | 0
Total Installed Capacity by Reporting Type: PJM_E
ReportingType | 2015 | 2020 | 2025 | 2030 | 2035 | 2040
BM | 30 | 30 | 30 | 30 | 30 | 30
CC | 12283.3 | 12283.3 | 12283.3 | 11760.3 | 11142 | 11142
CSP | 0 | 0 | 0 | 0 | 0 | 0
CT | 26.2 | 26.2 | 26.2 | 0 | 0 | 0
Coal | 595 | 27 | 27 | 27 | 27 | 27
Geo | 0 | 0 | 0 | 0 | 0 | 0
H | 269.99 | 269.99 | 269.99 | 269.99 | 269.99 | 269.99
LFG | 471.1 | 604 | 604 | 604 | 604 | 604
Nuc | 8510 | 7895.5 | 7895.5 | 7895.5 | 5671.5 | 4497.5
PS | 400 | 400 | 400 | 400 | 400 | 400
PV | 47.45 | 47.45 | 47.45 | 47.45 | 22 | 22
PeakG | 3877.5 | 3877.5 | 3877.5 | 2586.79 | 2586.79 | 2293
PeakO | 2749.3 | 2749.3 | 0 | 0 | 0 | 0
ST | 0 | 0 | 0 | 0 | 0 | 0
STOG | 2615.5 | 0 | 0 | 0 | 0 | 0
STWD | 0 | 0 | 0 | 0 | 0 | 0
WT | 1160 | 1160 | 1160 | 1160 | 1160 | 1160
IGCC | 0 | 0 | 0 | 0 | 0 | 0
DemandResponse | 1256.73 | 3300.66 | 5661.07 | 5853.27 | 6052 | 6257.48
IGCC-CCS | 0 | 0 | 0 | 0 | 0 | 0
WT_off | 0 | 0 | 1100 | 1100 | 1100 | 1100
PseudoUnit | 0 | 0 | 0 | 0 | 0 | 0
FixedInterchange | 0 | 0 | 0 | 0 | 0 | 0
Total Installed Capacity by Reporting Type: PJM_ROM
ReportingType | 2015 | 2020 | 2025 | 2030 | 2035 | 2040
BM | 18 | 18 | 18 | 18 | 18 | 18
CC | 5664.5 | 5664.5 | 5664.5 | 5664.5 | 5664.5 | 5664.5
CSP | 0 | 0 | 0 | 0 | 0 | 0
CT | 16 | 16 | 16 | 16 | 0 | 0
Coal | 1787.5 | 553.5 | 32.5 | 32.5 | 32.5 | 32.5
Geo | 0 | 0 | 0 | 0 | 0 | 0
H | 1392 | 1392 | 2070 | 2070 | 2070 | 2070
LFG | 356.9 | 622 | 622 | 622 | 622 | 622
Nuc | 5036 | 5036 | 5036 | 5036 | 4784.44 | 11145.91
PS | 1513 | 1513 | 1513 | 1513 | 1513 | 1513
PV | 4 | 1303.89 | 2003.89 | 2085.24 | 2085.24 | 2085.24
PeakG | 1719 | 1719 | 1719 | 1597.92 | 1597.92 | 1386
PeakO | 1566 | 1566 | 0 | 0 | 0 | 0
ST | 0 | 0 | 0 | 0 | 0 | 0
STOG | 3529 | 0 | 0 | 0 | 0 | 0
STWD | 70 | 70 | 70 | 70 | 70 | 70
WT | 1210.8 | 1961 | 1961 | 1961 | 1961 | 1961
IGCC | 0 | 0 | 0 | 0 | 0 | 0
DemandResponse | 2307.31 | 4581.88 | 7084.03 | 7324.54 | 7573.22 | 7830.35
IGCC-CCS | 0 | 0 | 0 | 0 | 0 | 0
WT_off | 0 | 0 | 0 | 0 | 0 | 0
PseudoUnit | 0 | 0 | 0 | 0 | 0 | 0
FixedInterchange | 0 | 0 | 0 | 0 | 0 | 0
Total Installed Capacity by Reporting Type: PJM_ROR
ReportingType | 2015 | 2020 | 2025 | 2030 | 2035 | 2040
BM | 385 | 385 | 385 | 385 | 385 | 385
CC | 30126.51 | 31143.23 | 31143.23 | 31143.23 | 30969.23 | 29703.13
CSP | 0 | 0 | 0 | 0 | 0 | 0
CT | 29 | 29 | 29 | 29 | 0 | 0
Coal | 30805.51 | 14105.84 | 4314 | 4314 | 4314 | 4314
Geo | 0 | 0 | 0 | 0 | 0 | 0
H | 1837.4 | 2340.4 | 2340.4 | 2340.4 | 2340.4 | 2340.4
LFG | 539.4 | 1053.11 | 1053.11 | 1053.11 | 1053.11 | 1053.11
Nuc | 20038 | 20038 | 20038 | 19171 | 18548.22 | 29976.81
PS | 3081 | 3081 | 3081 | 3081 | 3081 | 3081
PV | 24 | 24 | 24 | 24 | 24 | 24
PeakG | 19311 | 19311 | 19311 | 18862.27 | 18862.27 | 0
PeakO | 1742 | 1742 | 0 | 0 | 0 | 0
ST | 0 | 0 | 0 | 0 | 0 | 0
STOG | 2087 | 2087 | 798.65 | 0 | 0 | 0
STWD | 194 | 194 | 194 | 194 | 194 | 194
WT | 10922.7 | 11114.4 | 15368.57 | 15368.57 | 15368.57 | 15368.57
IGCC | 0 | 0 | 0 | 0 | 0 | 0
DemandResponse | 3324.65 | 10283.72 | 18015.66 | 18571.88 | 19145.28 | 19736.38
IGCC-CCS | 0 | 0 | 0 | 0 | 0 | 0
WT_off | 0 | 0 | 0 | 0 | 0 | 0
PseudoUnit | 0 | 0 | 0 | 0 | 0 | 0
FixedInterchange | 0 | 0 | 0 | 0 | 0 | 0
Total Installed Capacity by Reporting Type: SOCO
ReportingType | 2015 | 2020 | 2025 | 2030 | 2035 | 2040
BM | 55 | 55 | 55 | 55 | 55 | 3553.79
CC | 24750.55 | 24970.63 | 24970.63 | 22561.63 | 10418.1 | 2382.22
CSP | 0 | 0 | 0 | 0 | 0 | 0
CT | 0 | 0 | 0 | 0 | 0 | 0
Coal | 7593.41 | 1434.71 | 1434.71 | 1434.71 | 1434.71 | 1434.71
Geo | 0 | 0 | 0 | 0 | 0 | 0
H | 4194 | 4194 | 4194 | 4194 | 4194 | 4194
LFG | 37 | 37 | 144.4 | 144.4 | 144.4 | 144.4
Nuc | 5841 | 8041 | 8041 | 16097.09 | 25807.46 | 26776.75
PS | 1675 | 1675 | 1675 | 1675 | 1675 | 1675
PV | 0 | 0 | 0 | 0 | 0 | 0
PeakG | 10540.8 | 10540.8 | 3312.51 | 0 | 0 | 0
PeakO | 0 | 0 | 0 | 0 | 0 | 0
ST | 0 | 0 | 0 | 0 | 0 | 0
STOG | 0 | 0 | 0 | 0 | 0 | 0
STWD | 668 | 668 | 668 | 668 | 668 | 668
WT | 0 | 0 | 0 | 0 | 0 | 0
IGCC | 0 | 0 | 0 | 0 | 0 | 0
DemandResponse | 2570.49 | 8503.26 | 14981.06 | 15597.7 | 16239.72 | 16908.17
IGCC-CCS | 0 | 0 | 0 | 0 | 0 | 0
WT_off | 0 | 0 | 0 | 0 | 0 | 0
PseudoUnit | 0 | 0 | 0 | 0 | 0 | 0
FixedInterchange | 0 | 0 | 0 | 0 | 0 | 0
Total Installed Capacity by Reporting Type: SPP_N
ReportingType | 2015 | 2020 | 2025 | 2030 | 2035 | 2040
BM | 0 | 0 | 0 | 0 | 0 | 0
CC | 1386 | 1386 | 1386 | 1386 | 1386 | 1386
CSP | 0 | 0 | 0 | 0 | 0 | 0
CT | 0 | 0 | 0 | 0 | 0 | 0
Coal | 8013.53 | 3894.4 | 465.04 | 465.04 | 465.04 | 465.04
Geo | 0 | 0 | 0 | 0 | 0 | 0
H | 21 | 21 | 21 | 21 | 21 | 21
LFG | 7 | 7 | 7 | 102 | 102 | 102
Nuc | 1160 | 1160 | 1160 | 1160 | 1160 | 1160
PS | 0 | 0 | 0 | 0 | 0 | 0
PV | 0 | 0 | 0 | 0 | 0 | 0
PeakG | 4397 | 4397 | 4397 | 4397 | 2923.89 | 1967.13
PeakO | 1199 | 1199 | 1199 | 1199 | 0 | 0
ST | 0 | 0 | 0 | 0 | 0 | 0
STOG | 0 | 0 | 0 | 0 | 0 | 0
STWD | 0 | 0 | 0 | 0 | 0 | 0
WT | 1227 | 31290.9 | 40526.04 | 42699.65 | 67833 | 67833
IGCC | 0 | 0 | 0 | 0 | 0 | 0
DemandResponse | 446.68 | 1974.34 | 3637.93 | 3806.49 | 3982.87 | 4167.42
IGCC-CCS | 0 | 0 | 0 | 0 | 0 | 0
WT_off | 0 | 0 | 0 | 0 | 0 | 0
PseudoUnit | 0 | 0 | 0 | 0 | 0 | 0
FixedInterchange | 0 | 0 | 0 | 0 | 0 | 0
Total Installed Capacity by Reporting Type: SPP_S
ReportingType | 2015 | 2020 | 2025 | 2030 | 2035 | 2040
BM | 0 | 0 | 0 | 0 | 0 | 0
CC | 10917 | 10917 | 10917 | 10690 | 10408 | 10408
CSP | 0 | 0 | 0 | 0 | 0 | 0
CT | 412.99 | 712.99 | 712.99 | 712.99 | 300 | 0
Coal | 12599.93 | 3434 | 988 | 988 | 988 | 988
Geo | 0 | 0 | 0 | 0 | 0 | 0
H | 2108 | 2108 | 2108 | 2108 | 2108 | 2108
LFG | 19 | 19 | 19 | 114 | 114 | 114
Nuc | 0.1 | 0.1 | 0.1 | 0.1 | 0.1 | 0.1
PS | 446 | 446 | 446 | 446 | 446 | 446
PV | 0 | 0 | 0 | 0 | 0 | 0
PeakG | 3443 | 3443 | 3443 | 3443 | 3424.28 | 3343.43
PeakO | 122 | 122 | 122 | 122 | 0 | 0
ST | 0 | 0 | 0 | 0 | 0 | 0
STOG | 6251.55 | 6251.55 | 3557.99 | 0 | 0 | 0
STWD | 84 | 84 | 84 | 84 | 84 | 84
WT | 2727 | 35818.69 | 35818.69 | 47960.27 | 47960.27 | 47960.27
IGCC | 0 | 0 | 0 | 0 | 0 | 0
DemandResponse | 61.11 | 3634.16 | 7441.84 | 7683.04 | 7932.07 | 8189.16
IGCC-CCS | 0 | 0 | 0 | 0 | 0 | 0
WT_off | 0 | 0 | 0 | 0 | 0 | 0
PseudoUnit | 0 | 0 | 0 | 0 | 0 | 0
FixedInterchange | 0 | 0 | 0 | 0 | 0 | 0
Total Installed Capacity by Reporting Type: TVA
ReportingType | 2015 | 2020 | 2025 | 2030 | 2035 | 2040
BM | 0 | 0 | 0 | 0 | 1911.13 | 1911.13
CC | 9144.34 | 10605.64 | 10605.64 | 10605.64 | 6683.27 | 2321.92
CSP | 0 | 0 | 0 | 0 | 0 | 0
CT | 0 | 0 | 0 | 0 | 0 | 0
Coal | 6583.43 | 2470.58 | 0 | 0 | 0 | 0
Geo | 0 | 0 | 0 | 0 | 0 | 0
H | 5111 | 5111 | 5111 | 5138 | 5138 | 5138
LFG | 13 | 13 | 120.4 | 120.4 | 120.4 | 120.4
Nuc | 8394.89 | 8394.89 | 8394.89 | 8908.01 | 10527.56 | 13674.66
PS | 1743 | 1743 | 1743 | 1743 | 1743 | 1743
PV | 0 | 0 | 0 | 0 | 0 | 0
PeakG | 5603 | 5603 | 2635.65 | 840.86 | 0 | 0
PeakO | 83 | 83 | 0 | 0 | 0 | 0
ST | 0 | 0 | 0 | 0 | 0 | 0
STOG | 0 | 0 | 0 | 0 | 0 | 0
STWD | 5 | 5 | 5 | 5 | 5 | 5
WT | 29 | 29 | 29 | 29 | 29 | 29
IGCC | 0 | 0 | 0 | 0 | 0 | 0
DemandResponse | 1805 | 5910.76 | 10233.53 | 10486.72 | 10746.17 | 11012.05
IGCC-CCS | 0 | 0 | 0 | 0 | 0 | 0
WT_off | 0 | 0 | 0 | 0 | 0 | 0
PseudoUnit | 0 | 0 | 0 | 0 | 0 | 0
FixedInterchange | 0 | 0 | 0 | 0 | 0 | 0
Total Installed Capacity by Reporting Type: TVA_Transmission
ReportingType | 2015 | 2020 | 2025 | 2030 | 2035 | 2040
BM | 0 | 0 | 0 | 0 | 0 | 0
CC | 0 | 0 | 0 | 0 | 0 | 0
CSP | 0 | 0 | 0 | 0 | 0 | 0
CT | 0 | 0 | 0 | 0 | 0 | 0
Coal | 0 | 0 | 0 | 0 | 0 | 0
Geo | 0 | 0 | 0 | 0 | 0 | 0
H | 0 | 0 | 0 | 0 | 0 | 0
LFG | 0 | 0 | 0 | 0 | 0 | 0
Nuc | 0 | 0 | 0 | 0 | 0 | 0
PS | 0 | 0 | 0 | 0 | 0 | 0
PV | 0 | 0 | 0 | 0 | 0 | 0
PeakG | 0 | 0 | 0 | 0 | 0 | 0
PeakO | 0 | 0 | 0 | 0 | 0 | 0
ST | 0 | 0 | 0 | 0 | 0 | 0
STOG | 0 | 0 | 0 | 0 | 0 | 0
STWD | 0 | 0 | 0 | 0 | 0 | 0
WT | 0 | 0 | 0 | 0 | 0 | 0
IGCC | 0 | 0 | 0 | 0 | 0 | 0
DemandResponse | 0 | 0 | 0 | 0 | 0 | 0
IGCC-CCS | 0 | 0 | 0 | 0 | 0 | 0
WT_off | 0 | 0 | 0 | 0 | 0 | 0
PseudoUnit | 0 | 0 | 0 | 0 | 0 | 0
FixedInterchange | 0 | 0 | 0 | 0 | 0 | 0
Total Installed Capacity by Reporting Type: VACAR
ReportingType | 2015 | 2020 | 2025 | 2030 | 2035 | 2040
BM | 0.92 | 10.22 | 443.1 | 443.1 | 6986.31 | 6986.31
CC | 14340.87 | 14340.87 | 14155.87 | 14155.87 | 10815.87 | 1250.63
CSP | 0 | 0 | 0 | 0 | 0 | 0
CT | 717.2 | 717.2 | 717.2 | 0 | 0 | 0
Coal | 10221.88 | 2828.78 | 1496.78 | 1496.78 | 1496.78 | 1496.78
Geo | 0 | 0 | 0 | 0 | 0 | 0
H | 2122 | 2122 | 2122 | 2122 | 2122 | 2122
LFG | 63.34 | 170.4 | 170.4 | 170.4 | 170.4 | 170.4
Nuc | 11430 | 13760 | 13760 | 17835.7 | 18627.16 | 22399.99
PS | 2616 | 2616 | 2616 | 2616 | 2616 | 2616
PV | 16 | 136.89 | 136.89 | 136.89 | 136.89 | 136.89
PeakG | 8308 | 8308 | 4216.21 | 0 | 0 | 0
PeakO | 1268 | 1268 | 0 | 0 | 0 | 0
ST | 0 | 0 | 0 | 0 | 0 | 0
STOG | 92 | 92 | 0 | 0 | 0 | 0
STWD | 281 | 281 | 281 | 281 | 281 | 281
WT | 0.9 | 3500 | 3500 | 3500 | 3500 | 3500
IGCC | 0 | 0 | 0 | 0 | 0 | 0
DemandResponse | 2339.28 | 8044.92 | 14413.67 | 15118.93 | 15858.71 | 16634.69
IGCC-CCS | 0 | 0 | 0 | 0 | 0 | 0
WT_off | 1 | 1 | 1 | 1 | 1 | 1
PseudoUnit | 0 | 0 | 0 | 0 | 0 | 0
FixedInterchange | 0 | 0 | 0 | 0 | 0 | 0
Total Installed Capacity by Reporting Type: IESO
ReportingType | 2015 | 2020 | 2025 | 2030 | 2035 | 2040
BM | 326.33 | 326.33 | 326.33 | 326.33 | 326.33 | 326.33
CC | 1799.51 | 1799.51 | 1799.51 | 1799.51 | 1799.51 | 1799.51
CSP | 0 | 0 | 0 | 0 | 0 | 0
CT | 368 | 368 | 368 | 368 | 0 | 0
Coal | 0 | 0 | 0 | 0 | 0 | 0
Geo | 0 | 0 | 0 | 0 | 0 | 0
H | 8693.3 | 8693.3 | 8693.3 | 8693.3 | 8943.3 | 8943.3
LFG | 117.5 | 117.5 | 117.5 | 117.5 | 118 | 118
Nuc | 13018 | 13018 | 13018 | 13018 | 11988 | 10448
PS | 123 | 123 | 123 | 123 | 123 | 123
PV | 1097.26 | 1097.26 | 1097.26 | 1097.26 | 30 | 30
PeakG | 0 | 0 | 0 | 0 | 0 | 0
PeakO | 0 | 0 | 0 | 0 | 0 | 0
ST | 0 | 0 | 0 | 0 | 0 | 0
STOG | 0 | 0 | 0 | 0 | 0 | 0
STWD | 139 | 139 | 139 | 139 | 139 | 139
WT | 3385.9 | 3385.9 | 3385.9 | 3385.9 | 3385.9 | 3385.9
IGCC | 0 | 0 | 0 | 0 | 0 | 0
DemandResponse | 1958.79 | 2997.9 | 4266.86 | 4413.92 | 4566.04 | 4723.42
IGCC-CCS | 0 | 0 | 0 | 0 | 0 | 0
WT_off | 0 | 0 | 0 | 0 | 0 | 0
PseudoUnit | 0 | 0 | 0 | 0 | 0 | 0
FixedInterchange | 0 | 0 | 0 | 0 | 0 | 0
Total Installed Capacity by Reporting Type: MAPP_CA
ReportingType | 2015 | 2020 | 2025 | 2030 | 2035 | 2040
BM | 0 | 0 | 0 | 0 | 0 | 0
CC | 1261.93 | 1261.93 | 530.93 | 530.93 | 530.93 | 0
CSP | 0 | 0 | 0 | 0 | 0 | 0
CT | 0 | 0 | 0 | 0 | 0 | 0
Coal | 736.5 | 0 | 0 | 0 | 0 | 0
Geo | 0 | 0 | 0 | 0 | 0 | 0
H | 6475.4 | 6995.52 | 8665.4 | 8795.03 | 11125.4 | 11125.4
LFG | 0 | 0 | 0 | 0 | 0 | 0
Nuc | 0.1 | 0.1 | 0.1 | 0.1 | 0.1 | 0.1
PS | 0 | 0 | 0 | 0 | 0 | 0
PV | 0 | 0 | 0 | 0 | 0 | 0
PeakG | 559 | 472 | 0 | 0 | 0 | 0
PeakO | 4 | 0 | 0 | 0 | 0 | 0
ST | 0 | 0 | 0 | 0 | 0 | 0
STOG | 126 | 0 | 0 | 0 | 0 | 0
STWD | 0 | 0 | 0 | 0 | 0 | 0
WT | 577.4 | 577.4 | 577.4 | 577.4 | 275 | 275
IGCC | 0 | 0 | 0 | 0 | 0 | 0
DemandResponse | 89.5 | 733.23 | 1430.58 | 1487.25 | 1546.17 | 1607.42
IGCC-CCS | 0 | 0 | 0 | 0 | 0 | 0
WT_off | 0 | 0 | 0 | 0 | 0 | 0
PseudoUnit | 0 | 0 | 0 | 0 | 0 | 0
FixedInterchange | 0 | 0 | 0 | 0 | 0 | 0
Total Installed Capacity by Reporting Type: AZ_NM_SNV_Coal
ReportingType | 2015 | 2020 | 2025 | 2030 | 2035 | 2040
BM | 0 | 0 | 0 | 0 | 0 | 0
CC | 0 | 0 | 0 | 0 | 0 | 0
CSP | 0 | 0 | 0 | 0 | 0 | 0
CT | 0 | 0 | 0 | 0 | 0 | 0
Coal | 8905.76 | 5287.93 | 0 | 0 | 0 | 0
Geo | 0 | 0 | 0 | 0 | 0 | 0
H | 0 | 0 | 0 | 0 | 0 | 0
LFG | 0 | 0 | 0 | 0 | 0 | 0
Nuc | 0 | 0 | 0 | 0 | 0 | 0
PS | 0 | 0 | 0 | 0 | 0 | 0
PV | 0 | 0 | 0 | 0 | 0 | 0
PeakG | 0 | 0 | 0 | 0 | 0 | 0
PeakO | 0 | 0 | 0 | 0 | 0 | 0
ST | 0 | 0 | 0 | 0 | 0 | 0
STOG | 0 | 0 | 0 | 0 | 0 | 0
STWD | 0 | 0 | 0 | 0 | 0 | 0
WT | 0 | 0 | 0 | 0 | 0 | 0
IGCC | 0 | 0 | 0 | 0 | 0 | 0
DemandResponse | 0 | 0 | 0 | 0 | 0 | 0
IGCC-CCS | 0 | 0 | 0 | 0 | 0 | 0
WT_off | 0 | 0 | 0 | 0 | 0 | 0
PseudoUnit | 0 | 0 | 0 | 0 | 0 | 0
FixedInterchange | 0 | 0 | 0 | 0 | 0 | 0
Total Installed Capacity by Reporting Type: AZ_NM_SNV_Gas
ReportingType | 2015 | 2020 | 2025 | 2030 | 2035 | 2040
BM | 0 | 0 | 0 | 0 | 0 | 0
CC | 14156.86 | 14156.86 | 14156.86 | 9134.96 | 5998.52 | 5330.52
CSP | 0 | 0 | 0 | 0 | 0 | 0
CT | 736 | 736 | 736 | 736 | 0 | 0
Coal | 0 | 0 | 0 | 0 | 0 | 0
Geo | 0 | 0 | 0 | 0 | 0 | 0
H | 0 | 0 | 0 | 0 | 0 | 0
LFG | 0 | 0 | 0 | 0 | 0 | 0
Nuc | 0 | 0 | 0 | 0 | 0 | 0
PS | 0 | 0 | 0 | 0 | 0 | 0
PV | 0 | 0 | 0 | 0 | 0 | 0
PeakG | 3196 | 2552.37 | 0 | 0 | 0 | 0
PeakO | 0 | 0 | 0 | 0 | 0 | 0
ST | 0 | 0 | 0 | 0 | 0 | 0
STOG | 0 | 0 | 0 | 0 | 0 | 0
STWD | 0 | 0 | 0 | 0 | 0 | 0
WT | 0 | 0 | 0 | 0 | 0 | 0
IGCC | 0 | 0 | 0 | 0 | 0 | 0
DemandResponse | 334.55 | 4978.39 | 10255.53 | 10954.94 | 11682.53 | 12468.15
IGCC-CCS | 0 | 0 | 0 | 0 | 0 | 0
WT_off | 0 | 0 | 0 | 0 | 0 | 0
PseudoUnit | 0 | 0 | 0 | 0 | 0 | 0
FixedInterchange | 0 | 0 | 0 | 0 | 0 | 0
Total Installed Capacity by Reporting Type: AZ_NM_SNV_NucRenew
ReportingType | 2015 | 2020 | 2025 | 2030 | 2035 | 2040
BM | 0 | 0 | 0 | 0 | 0 | 0
CC | 0 | 0 | 0 | 0 | 0 | 0
CSP | 0 | 0 | 0 | 0 | 0 | 0
CT | 0 | 0 | 0 | 0 | 0 | 0
Coal | 0 | 0 | 0 | 0 | 0 | 0
Geo | 0 | 0 | 1450 | 1450 | 1450 | 1450
H | 3131 | 3131 | 3131 | 3131 | 3131 | 3131
LFG | 7 | 7 | 67.67 | 67.67 | 67.67 | 67.67
Nuc | 3875 | 3875 | 3875 | 8376.45 | 10828.67 | 11157.17
PS | 216 | 216 | 216 | 216 | 216 | 216
PV | 148.7 | 148.7 | 148.7 | 148.7 | 148.7 | 148.7
PeakG | 0 | 0 | 0 | 0 | 0 | 0
PeakO | 0 | 0 | 0 | 0 | 0 | 0
ST | 280 | 663.47 | 864.53 | 4591.66 | 4726.15 | 4870.27
STOG | 0 | 0 | 0 | 0 | 0 | 0
STWD | 26 | 26 | 26 | 26 | 26 | 26
WT | 525.1 | 6628.15 | 6628.15 | 6628.15 | 6628.15 | 6628.15
IGCC | 0 | 0 | 0 | 0 | 0 | 0
DemandResponse | 0 | 0 | 0 | 0 | 0 | 0
IGCC-CCS | 0 | 0 | 0 | 0 | 0 | 0
WT_off | 0 | 0 | 0 | 0 | 0 | 0
PseudoUnit | 0 | 0 | 0 | 0 | 0 | 0
FixedInterchange | 0 | 0 | 0 | 0 | 0 | 0
Total Installed Capacity by Reporting Type: ERCOT
ReportingType | 2015 | 2020 | 2025 | 2030 | 2035 | 2040
BM | 145 | 145 | 145 | 145 | 3912.17 | 4064.97
CC | 43250.12 | 43250.12 | 43250.12 | 42757.12 | 32115.24 | 26664.88
CSP | 0 | 0 | 0 | 0 | 0 | 0
CT | 250 | 250 | 250 | 250 | 0 | 0
Coal | 6054 | 4510 | 3950 | 3950 | 3950 | 3950
Geo | 0 | 0 | 0 | 0 | 0 | 0
H | 565 | 565 | 565 | 565 | 565 | 565
LFG | 75 | 75 | 429 | 429 | 429 | 429
Nuc | 5091 | 5091 | 5091 | 6578.66 | 15291.93 | 19305.82
PS | 0 | 0 | 0 | 0 | 0 | 0
PV | 15 | 15 | 15 | 15 | 1 | 1
PeakG | 4768 | 4768 | 4768 | 2988.64 | 0 | 0
PeakO | 51 | 51 | 0 | 0 | 0 | 0
ST | 0 | 0 | 0 | 0 | 0 | 0
STOG | 13983.07 | 8518.3 | 597.78 | 0 | 0 | 0
STWD | 0 | 0 | 0 | 0 | 0 | 0
WT | 9280.1 | 13888.07 | 27660.63 | 27660.63 | 27660.63 | 27660.63
IGCC | 0 | 0 | 0 | 0 | 0 | 0
DemandResponse | 740.81 | 9024.12 | 17912.11 | 18461.03 | 19072.37 | 19700.55
IGCC-CCS | 0 | 0 | 0 | 0 | 0 | 0
WT_off | 0 | 0 | 0 | 0 | 0 | 0
PseudoUnit | 0 | 0 | 0 | 0 | 0 | 0
FixedInterchange | 0 | 0 | 0 | 0 | 0 | 0
Total Installed Capacity by Reporting Type: NP15
ReportingType | 2015 | 2020 | 2025 | 2030 | 2035 | 2040
BM | 0 | 0 | 0 | 0 | 0 | 0
CC | 7404 | 7404 | 6987 | 5224 | 1225.62 | 163.03
CSP | 0 | 0 | 0 | 0 | 0 | 0
CT | 212.6 | 212.6 | 212.6 | 212.6 | 0 | 0
Coal | 191.9 | 0 | 0 | 0 | 0 | 0
Geo | 1123 | 1723 | 1723 | 1723 | 1723 | 1723
H | 8825 | 8825 | 8825 | 8825 | 8825 | 8825
LFG | 85 | 463.43 | 650 | 650 | 650 | 650
Nuc | 2300 | 2300 | 2300 | 3612.33 | 5367.69 | 5367.69
PS | 2257 | 2257 | 2257 | 2257 | 2257 | 2257
PV | 59.5 | 59.5 | 59.5 | 59.5 | 59.5 | 59.5
PeakG | 3265 | 3265 | 3002 | 2394.98 | 310.05 | 310.05
PeakO | 350 | 350 | 0 | 0 | 0 | 0
ST | 29 | 29 | 29 | 29 | 100 | 100
STOG | 2563.26 | 0 | 0 | 0 | 0 | 0
STWD | 442 | 442 | 442 | 442 | 442 | 442
WT | 1193.2 | 4492 | 4492 | 4492 | 9958.42 | 9958.42
IGCC | 0 | 0 | 0 | 0 | 0 | 0
DemandResponse | 1828.06 | 3441.02 | 5303.88 | 5605.76 | 5897.26 | 6198.05
IGCC-CCS | 0 | 0 | 0 | 0 | 0 | 0
WT_off | 0 | 0 | 0 | 0 | 0 | 0
PseudoUnit | 0 | 0 | 0 | 0 | 0 | 0
FixedInterchange | 0 | 0 | 0 | 0 | 0 | 0
Total Installed Capacity by Reporting Type: NWPP_Coal
ReportingType | 2015 | 2020 | 2025 | 2030 | 2035 | 2040
BM | 0 | 0 | 0 | 0 | 0 | 0
CC | 0 | 0 | 0 | 0 | 0 | 0
CSP | 0 | 0 | 0 | 0 | 0 | 0
CT | 0 | 0 | 0 | 0 | 0 | 0
Coal | 6984.5 | 5128.8 | 226.8 | 226.8 | 226.8 | 226.8
Geo | 0 | 0 | 0 | 0 | 0 | 0
H | 0 | 0 | 0 | 0 | 0 | 0
LFG | 0 | 0 | 0 | 0 | 0 | 0
Nuc | 0 | 0 | 0 | 0 | 0 | 0
PS | 0 | 0 | 0 | 0 | 0 | 0
PV | 0 | 0 | 0 | 0 | 0 | 0
PeakG | 0 | 0 | 0 | 0 | 0 | 0
PeakO | 0 | 0 | 0 | 0 | 0 | 0
ST | 0 | 0 | 0 | 0 | 0 | 0
STOG | 0 | 0 | 0 | 0 | 0 | 0
STWD | 0 | 0 | 0 | 0 | 0 | 0
WT | 0 | 0 | 0 | 0 | 0 | 0
IGCC | 0 | 0 | 0 | 0 | 0 | 0
DemandResponse | 0 | 0 | 0 | 0 | 0 | 0
IGCC-CCS | 0 | 0 | 0 | 0 | 0 | 0
WT_off | 0 | 0 | 0 | 0 | 0 | 0
PseudoUnit | 0 | 0 | 0 | 0 | 0 | 0
FixedInterchange | 0 | 0 | 0 | 0 | 0 | 0
Total Installed Capacity by Reporting Type: NWPP_Gas
ReportingType | 2015 | 2020 | 2025 | 2030 | 2035 | 2040
BM | 0 | 0 | 0 | 0 | 0 | 0
CC | 6627 | 7853.3 | 7853.3 | 4746.24 | 1526.3 | 1226.3
CSP | 0 | 0 | 0 | 0 | 0 | 0
CT | 150 | 150 | 150 | 150 | 0 | 0
Coal | 0 | 0 | 0 | 0 | 0 | 0
Geo | 0 | 0 | 0 | 0 | 0 | 0
H | 0 | 0 | 0 | 0 | 0 | 0
LFG | 0 | 0 | 0 | 0 | 0 | 0
Nuc | 0 | 0 | 0 | 0 | 0 | 0
PS | 0 | 0 | 0 | 0 | 0 | 0
PV | 0 | 0 | 0 | 0 | 0 | 0
PeakG | 0 | 0 | 0 | 0 | 0 | 0
PeakO | 0 | 0 | 0 | 0 | 0 | 0
ST | 0 | 0 | 0 | 0 | 0 | 0
STOG | 0 | 0 | 0 | 0 | 0 | 0
STWD | 0 | 0 | 0 | 0 | 0 | 0
WT | 0 | 0 | 0 | 0 | 0 | 0
IGCC | 0 | 0 | 0 | 0 | 0 | 0
DemandResponse | 0.01 | 3079.15 | 6423.28 | 6754.06 | 7085.45 | 7424.53
IGCC-CCS | 0 | 0 | 0 | 0 | 0 | 0
WT_off | 0 | 0 | 0 | 0 | 0 | 0
PseudoUnit | 0 | 0 | 0 | 0 | 0 | 0
FixedInterchange | 0 | 0 | 0 | 0 | 0 | 0
Total Installed Capacity by Reporting Type: NWPP_NucRenew
ReportingType | 2015 | 2020 | 2025 | 2030 | 2035 | 2040
BM | 32.55 | 32.55 | 32.55 | 32.55 | 32.55 | 32.55
CC | 0 | 0 | 0 | 0 | 0 | 0
CSP | 0 | 0 | 0 | 0 | 0 | 0
CT | 0 | 0 | 0 | 0 | 0 | 0
Coal | 0 | 0 | 0 | 0 | 0 | 0
Geo | 404.2 | 412.22 | 838.2 | 838.2 | 838.2 | 838.2
H | 33736 | 33736 | 33736 | 33736 | 34071 | 34071
LFG | 128.5 | 128.5 | 373 | 373 | 373 | 373
Nuc | 1131 | 1131 | 1131 | 2962.79 | 5962.49 | 5962.49
PS | 258 | 258 | 258 | 258 | 258 | 258
PV | 3 | 3 | 3 | 3 | 3 | 3
PeakG | 0 | 0 | 0 | 0 | 0 | 0
PeakO | 0 | 0 | 0 | 0 | 0 | 0
ST | 0 | 0 | 0 | 0 | 3 | 3
STOG | 0 | 0 | 0 | 0 | 0 | 0
STWD | 561 | 561 | 561 | 561 | 561 | 561
WT | 6865.3 | 6865.3 | 6865.3 | 20895.62 | 20895.62 | 20895.62
IGCC | 0 | 0 | 0 | 0 | 0 | 0
DemandResponse | 0 | 0 | 0 | 0 | 0 | 0
IGCC-CCS | 0 | 0 | 0 | 0 | 0 | 0
WT_off | 0 | 0 | 0 | 0 | 0 | 0
PseudoUnit | 0 | 0 | 0 | 0 | 0 | 0
FixedInterchange | 0 | 0 | 0 | 0 | 0 | 0
Total Installed Capacity by Reporting Type: RMPA
ReportingType | 2015 | 2020 | 2025 | 2030 | 2035 | 2040
BM | 0 | 0 | 0 | 0 | 913.03 | 1985.27
CC | 2026.53 | 2799.07 | 2799.07 | 2630.41 | 1862.01 | 1698.51
CSP | 0 | 0 | 0 | 0 | 0 | 0
CT | 152 | 152 | 152 | 152 | 0 | 0
Coal | 7115.74 | 4982.47 | 1167.3 | 1167.3 | 1167.3 | 1167.3
Geo | 0 | 16.98 | 2570 | 2570 | 2570 | 2570
H | 982 | 982 | 982 | 982 | 982 | 982
LFG | 7.4 | 7.4 | 36.33 | 36.33 | 36.33 | 36.33
Nuc | 0.1 | 0.1 | 315.56 | 1520.2 | 1520.2 | 1520.2
PS | 563 | 563 | 563 | 563 | 563 | 563
PV | 21 | 21 | 21 | 21 | 21 | 21
PeakG | 2666.71 | 2666.71 | 2666.71 | 1628.8 | 1623.19 | 681.55
PeakO | 0 | 0 | 0 | 0 | 0 | 0
ST | 3 | 343.85 | 348.45 | 353.13 | 353.13 | 426.81
STOG | 0 | 0 | 0 | 0 | 0 | 0
STWD | 0 | 0 | 0 | 0 | 0 | 0
WT | 2113.4 | 5689.73 | 5762.19 | 5836.16 | 5915.23 | 5915.23
IGCC | 0 | 0 | 0 | 0 | 0 | 0
DemandResponse | 486.05 | 1538.39 | 2754.45 | 2933.81 | 3124.47 | 3327.63
IGCC-CCS | 0 | 0 | 0 | 0 | 0 | 0
WT_off | 0 | 0 | 0 | 0 | 0 | 0
PseudoUnit | 0 | 0 | 0 | 0 | 0 | 0
FixedInterchange | 0 | 0 | 0 | 0 | 0 | 0
Total Installed Capacity by Reporting Type: SP15
ReportingType | 2015 | 2020 | 2025 | 2030 | 2035 | 2040
BM | 6 | 6 | 6 | 6 | 6 | 464.21
CC | 10080.5 | 10080.5 | 10080.5 | 9068.5 | 8427 | 8017.5
CSP | 0 | 0 | 0 | 0 | 0 | 0
CT | 0 | 0 | 0 | 0 | 0 | 0
Coal | 185.7 | 101.2 | 0 | 0 | 0 | 0
Geo | 963 | 2413 | 2413 | 2413 | 2413 | 2413
H | 1163 | 1163 | 1163 | 1163 | 1163 | 1163
LFG | 223.2 | 779 | 779 | 779 | 779 | 779
Nuc | 2250 | 2250 | 2250 | 3384.61 | 6378.78 | 6571.35
PS | 1440 | 1440 | 1440 | 1440 | 1440 | 1440
PV | 126.8 | 126.8 | 126.8 | 126.8 | 126.8 | 126.8
PeakG | 4309 | 4309 | 4309 | 4309 | 4309 | 4299.15
PeakO | 51 | 51 | 0 | 0 | 0 | 0
ST | 448 | 448 | 448 | 448 | 653.99 | 653.99
STOG | 7841.43 | 3021.12 | 0 | 0 | 0 | 0
STWD | 119 | 119 | 119 | 119 | 119 | 119
WT | 2207.8 | 4595.72 | 14345.35 | 16372.8 | 16372.8 | 16372.8
IGCC | 0 | 0 | 0 | 0 | 0 | 0
DemandResponse | 2613.15 | 5006.23 | 7716.44 | 8155.64 | 8579.73 | 9017.33
IGCC-CCS | 0 | 0 | 0 | 0 | 0 | 0
WT_off | 0 | 0 | 0 | 0 | 0 | 0
PseudoUnit | 0 | 0 | 0 | 0 | 0 | 0
FixedInterchange | 0 | 0 | 0 | 0 | 0 | 0
Total Installed Capacity by Reporting Type: ALB
ReportingType | 2015 | 2020 | 2025 | 2030 | 2035 | 2040
BM | 0 | 0 | 0 | 0 | 0 | 0
CC | 2399.35 | 2399.35 | 2399.35 | 197.35 | 197.35 | 0
CSP | 0 | 0 | 0 | 0 | 0 | 0
CT | 201.5 | 201.5 | 201.5 | 201.5 | 0 | 0
Coal | 6240.83 | 6240.83 | 6103.01 | 495 | 495 | 495
Geo | 0 | 0 | 0 | 0 | 0 | 0
H | 912 | 912 | 912 | 912 | 912 | 912
LFG | 10 | 10 | 10 | 10 | 10 | 10
Nuc | 0.1 | 0.1 | 0.1 | 8138.07 | 8505.24 | 8694.43
PS | 0 | 0 | 0 | 0 | 0 | 0
PV | 0 | 0 | 0 | 0 | 0 | 0
PeakG | 1037.84 | 505.76 | 0 | 0 | 0 | 0
PeakO | 0 | 0 | 0 | 0 | 0 | 0
ST | 0 | 0 | 0 | 0 | 0 | 0
STOG | 0 | 0 | 0 | 0 | 0 | 0
STWD | 174 | 174 | 174 | 174 | 174 | 174
WT | 672 | 672 | 672 | 672 | 672 | 672
IGCC | 0 | 0 | 0 | 0 | 0 | 0
DemandResponse | 105.16 | 859.19 | 1729.13 | 1854.22 | 1988.37 | 2132.22
IGCC-CCS | 0 | 0 | 0 | 0 | 0 | 0
WT_off | 0 | 0 | 0 | 0 | 0 | 0
PseudoUnit | 0 | 0 | 0 | 0 | 0 | 0
FixedInterchange | 0 | 0 | 0 | 0 | 0 | 0
Total Installed Capacity by Reporting Type: BC
ReportingType | 2015 | 2020 | 2025 | 2030 | 2035 | 2040
BM | 0 | 0 | 0 | 0 | 0 | 0
CC | 967.87 | 967.87 | 967.87 | 762.87 | 762.87 | 0
CSP | 0 | 0 | 0 | 0 | 0 | 0
CT | 0 | 0 | 0 | 0 | 0 | 0
Coal | 0 | 0 | 0 | 0 | 0 | 0
Geo | 0 | 0 | 0 | 0 | 0 | 0
H | 12161 | 12161 | 12161 | 12161 | 12161 | 12161
LFG | 24 | 24 | 24 | 24 | 24 | 24
Nuc | 0.1 | 0.1 | 0.1 | 0.1 | 0.1 | 0.1
PS | 0 | 0 | 0 | 0 | 0 | 0
PV | 0 | 0 | 0 | 0 | 0 | 0
PeakG | 0 | 0 | 0 | 0 | 0 | 0
PeakO | 0 | 0 | 0 | 0 | 0 | 0
ST | 0 | 0 | 0 | 0 | 0 | 0
STOG | 0 | 0 | 0 | 0 | 0 | 0
STWD | 510 | 510 | 510 | 510 | 510 | 510
WT | 246 | 246 | 246 | 246 | 246 | 246
IGCC | 0 | 0 | 0 | 0 | 0 | 0
DemandResponse | 0.01 | 854.9 | 1793.56 | 1881.42 | 1973.6 | 2070.28
IGCC-CCS | 0 | 0 | 0 | 0 | 0 | 0
WT_off | 0 | 0 | 0 | 0 | 0 | 0
PseudoUnit | 0 | 0 | 0 | 0 | 0 | 0
FixedInterchange | 0 | 0 | 0 | 0 | 0 | 0
Total Installed Capacity by Reporting Type: HQ_IESO
ReportingType | 2015 | 2020 | 2025 | 2030 | 2035 | 2040
BM | 0 | 0 | 0 | 0 | 0 | 0
CC | 0 | 0 | 0 | 0 | 0 | 0
CSP | 0 | 0 | 0 | 0 | 0 | 0
CT | 0 | 0 | 0 | 0 | 0 | 0
Coal | 0 | 0 | 0 | 0 | 0 | 0
Geo | 0 | 0 | 0 | 0 | 0 | 0
H | 0 | 0 | 0 | 0 | 0 | 0
LFG | 0 | 0 | 0 | 0 | 0 | 0
Nuc | 0.1 | 0.1 | 0.1 | 0.1 | 0.1 | 0.1
PS | 0 | 0 | 0 | 0 | 0 | 0
PV | 0 | 0 | 0 | 0 | 0 | 0
PeakG | 0 | 0 | 0 | 0 | 0 | 0
PeakO | 0 | 0 | 0 | 0 | 0 | 0
ST | 0 | 0 | 0 | 0 | 0 | 0
STOG | 0 | 0 | 0 | 0 | 0 | 0
STWD | 0 | 0 | 0 | 0 | 0 | 0
WT | 0 | 0 | 0 | 0 | 0 | 0
IGCC | 0 | 0 | 0 | 0 | 0 | 0
DemandResponse | 0 | 0 | 0 | 0 | 0 | 0
IGCC-CCS | 0 | 0 | 0 | 0 | 0 | 0
WT_off | 0 | 0 | 0 | 0 | 0 | 0
PseudoUnit | 0 | 0 | 0 | 0 | 0 | 1848
FixedInterchange | 3000 | 3000 | 3000 | 3000 | 3000 | 3000
Total Installed Capacity by Reporting Type: HQ_NEISO
ReportingType | 2015 | 2020 | 2025 | 2030 | 2035 | 2040
BM | 0 | 0 | 0 | 0 | 0 | 0
CC | 0 | 0 | 0 | 0 | 0 | 0
CSP | 0 | 0 | 0 | 0 | 0 | 0
CT | 0 | 0 | 0 | 0 | 0 | 0
Coal | 0 | 0 | 0 | 0 | 0 | 0
Geo | 0 | 0 | 0 | 0 | 0 | 0
H | 0 | 0 | 0 | 0 | 0 | 0
LFG | 0 | 0 | 0 | 0 | 0 | 0
Nuc | 0.1 | 0.1 | 0.1 | 0.1 | 0.1 | 0.1
PS | 0 | 0 | 0 | 0 | 0 | 0
PV | 0 | 0 | 0 | 0 | 0 | 0
PeakG | 0 | 0 | 0 | 0 | 0 | 0
PeakO | 0 | 0 | 0 | 0 | 0 | 0
ST | 0 | 0 | 0 | 0 | 0 | 0
STOG | 0 | 0 | 0 | 0 | 0 | 0
STWD | 0 | 0 | 0 | 0 | 0 | 0
WT | 0 | 0 | 0 | 0 | 0 | 0
IGCC | 0 | 0 | 0 | 0 | 0 | 0
DemandResponse | 0 | 0 | 0 | 0 | 0 | 0
IGCC-CCS | 0 | 0 | 0 | 0 | 0 | 0
WT_off | 0 | 0 | 0 | 0 | 0 | 0
PseudoUnit | 0 | 0 | 0 | 0 | 0 | 1118.95
FixedInterchange | 2920 | 2920 | 2920 | 2920 | 2920 | 2920
Total Installed Capacity by Reporting Type: HQ_NY
ReportingType | 2015 | 2020 | 2025 | 2030 | 2035 | 2040
BM | 0 | 0 | 0 | 0 | 0 | 0
CC | 0 | 0 | 0 | 0 | 0 | 0
CSP | 0 | 0 | 0 | 0 | 0 | 0
CT | 0 | 0 | 0 | 0 | 0 | 0
Coal | 0 | 0 | 0 | 0 | 0 | 0
Geo | 0 | 0 | 0 | 0 | 0 | 0
H | 0 | 0 | 0 | 0 | 0 | 0
LFG | 0 | 0 | 0 | 0 | 0 | 0
Nuc | 0.1 | 0.1 | 0.1 | 0.1 | 0.1 | 0.1
PS | 0 | 0 | 0 | 0 | 0 | 0
PV | 0 | 0 | 0 | 0 | 0 | 0
PeakG | 0 | 0 | 0 | 0 | 0 | 0
PeakO | 0 | 0 | 0 | 0 | 0 | 0
ST | 0 | 0 | 0 | 0 | 0 | 0
STOG | 0 | 0 | 0 | 0 | 0 | 0
STWD | 0 | 0 | 0 | 0 | 0 | 0
WT | 0 | 0 | 0 | 0 | 0 | 0
IGCC | 0 | 0 | 0 | 0 | 0 | 0
DemandResponse | 0 | 0 | 0 | 0 | 0 | 0
IGCC-CCS | 0 | 0 | 0 | 0 | 0 | 0
WT_off | 0 | 0 | 0 | 0 | 0 | 0
PseudoUnit | 0 | 0 | 0 | 0 | 941.07 | 2333.05
FixedInterchange | 1500 | 1500 | 1500 | 1500 | 1500 | 1500
Total Installed Capacity by Reporting Type: MARITIMES
ReportingType | 2015 | 2020 | 2025 | 2030 | 2035 | 2040
BM | 0 | 0 | 0 | 0 | 0 | 0
CC | 0 | 0 | 0 | 0 | 0 | 0
CSP | 0 | 0 | 0 | 0 | 0 | 0
CT | 0 | 0 | 0 | 0 | 0 | 0
Coal | 0 | 0 | 0 | 0 | 0 | 0
Geo | 0 | 0 | 0 | 0 | 0 | 0
H | 0 | 0 | 0 | 0 | 0 | 0
LFG | 0 | 0 | 0 | 0 | 0 | 0
Nuc | 0.1 | 0.1 | 0.1 | 0.1 | 0.1 | 0.1
PS | 0 | 0 | 0 | 0 | 0 | 0
PV | 0 | 0 | 0 | 0 | 0 | 0
PeakG | 0 | 0 | 0 | 0 | 0 | 0
PeakO | 0 | 0 | 0 | 0 | 0 | 0
ST | 0 | 0 | 0 | 0 | 0 | 0
STOG | 0 | 0 | 0 | 0 | 0 | 0
STWD | 0 | 0 | 0 | 0 | 0 | 0
WT | 0 | 0 | 0 | 0 | 0 | 0
IGCC | 0 | 0 | 0 | 0 | 0 | 0
DemandResponse | 0 | 0 | 0 | 0 | 0 | 0
IGCC-CCS | 0 | 0 | 0 | 0 | 0 | 0
WT_off | 0 | 0 | 0 | 0 | 0 | 0
PseudoUnit | 0 | 0 | 0 | 0 | 0 | 500
FixedInterchange | 1400 | 1400 | 1400 | 1400 | 1400 | 1400
Total Installed Capacity by Reporting Type: All
ReportingType | 2015 | 2020 | 2025 | 2030 | 2035 | 2040
BM | 1251 | 1260.31 | 1693.18 | 1693.18 | 14827.72 | 22011.69
CC | 290478.15 | 310110.54 | 307873.59 | 273305.99 | 225883.76 | 184474.34
CSP | 0 | 0 | 0 | 0 | 0 | 0
CT | 6393.79 | 6693.79 | 6693.79 | 5932.59 | 329.31 | 29.31
Coal | 177404.23 | 81162.97 | 27816.11 | 22157.11 | 22157.11 | 22157.11
Geo | 2534.2 | 4609.2 | 9038.2 | 9038.2 | 9038.2 | 9038.2
H | 106079.79 | 107383.91 | 110477.79 | 110637.42 | 113552.79 | 113552.79
LFG | 4136 | 6089 | 8299 | 9022.5 | 9023 | 9023
Nuc | 117236.86 | 121152.36 | 123242.99 | 169664.27 | 193088.57 | 223382.57
PS | 21788 | 21788 | 21788 | 21788 | 21788 | 21788
PV | 1648 | 3623.62 | 4468.76 | 4550.1 | 3443.4 | 3443.4
PeakG | 116811.85 | 115141.72 | 86129.03 | 67535.27 | 57102.41 | 33303.94
PeakO | 18374.16 | 16368.23 | 8131.11 | 3816 | 2169 | 2169
ST | 760 | 1484.32 | 1689.97 | 5421.79 | 5836.26 | 6054.06
STOG | 48067.12 | 28065.63 | 6182.15 | 869.35 | 869.35 | 14.09
STWD | 4951 | 4951 | 4951 | 4951 | 4951 | 4951
WT | 64004.8 | 177142.55 | 273458.68 | 345923.87 | 398812.27 | 398812.27
IGCC | 618 | 618 | 618 | 618 | 618 | 618
DemandResponse | 37863.74 | 115262.18 | 200794.08 | 209050.63 | 217626.86 | 226578.99
IGCC-CCS | 0 | 0 | 0 | 0 | 0 | 0
WT_off | 469 | 469 | 1569 | 1569 | 1569 | 1569
PseudoUnit | 0 | 0 | 0 | 0 | 941.07 | 5800
FixedInterchange | 8820 | 8820 | 8820 | 8820 | 8820 | 8820
Total Installed Capacity by Reporting Type: EI_US
ReportingType | 2015 | 2020 | 2025 | 2030 | 2035 | 2040
BM | 741.12 | 750.42 | 1183.3 | 1183.3 | 9637.65 | 15138.35
CC | 200504.48 | 218138.03 | 217049.08 | 196454.09 | 171438.4 | 139574.08
CSP | 0 | 0 | 0 | 0 | 0 | 0
CT | 4323.69 | 4623.69 | 4623.69 | 3862.49 | 329.31 | 29.31
Coal | 140989.3 | 54911.75 | 16369 | 16318.01 | 16318.01 | 16318.01
Geo | 44 | 44 | 44 | 44 | 44 | 44
H | 29436.09 | 30220.09 | 31644.09 | 31674.09 | 31674.09 | 31674.09
LFG | 3458.4 | 4477.17 | 5812.5 | 6536 | 6536 | 6536
Nuc | 89571.36 | 93486.86 | 95262.03 | 122072.86 | 127245.28 | 154355.13
PS | 16931 | 16931 | 16931 | 16931 | 16931 | 16931
PV | 176.74 | 2152.36 | 2997.5 | 3078.85 | 3053.4 | 3053.4
PeakG | 97010.3 | 96602.87 | 71383.32 | 56213.85 | 50860.16 | 28013.19
PeakO | 17918.16 | 15916.23 | 8131.11 | 3816 | 2169 | 2169
ST | 0 | 0 | 0 | 0 | 0 | 0
STOG | 23553.36 | 16526.2 | 5584.36 | 869.35 | 869.35 | 14.09
STWD | 2980 | 2980 | 2980 | 2980 | 2980 | 2980
WT | 36938.6 | 130102.29 | 202823.78 | 259157.23 | 306802.52 | 306802.52
IGCC | 618 | 618 | 618 | 618 | 618 | 618
DemandResponse | 29707.66 | 82749.66 | 141208.28 | 146548.57 | 152110.89 | 157909.4
IGCC-CCS | 0 | 0 | 0 | 0 | 0 | 0
WT_off | 469 | 469 | 1569 | 1569 | 1569 | 1569
PseudoUnit | 0 | 0 | 0 | 0 | 941.07 | 3952
FixedInterchange | 5820 | 5820 | 5820 | 5820 | 5820 | 5820
Total Installed Capacity by Reporting Type: EI_Canada
ReportingType | 2015 | 2020 | 2025 | 2030 | 2035 | 2040
BM | 326.33 | 326.33 | 326.33 | 326.33 | 326.33 | 326.33
CC | 3061.44 | 3061.44 | 2330.44 | 2330.44 | 2330.44 | 1799.51
CSP | 0 | 0 | 0 | 0 | 0 | 0
CT | 368 | 368 | 368 | 368 | 0 | 0
Coal | 736.5 | 0 | 0 | 0 | 0 | 0
Geo | 0 | 0 | 0 | 0 | 0 | 0
H | 15168.7 | 15688.82 | 17358.7 | 17488.33 | 20068.7 | 20068.7
LFG | 117.5 | 117.5 | 117.5 | 117.5 | 118 | 118
Nuc | 13018.2 | 13018.2 | 13018.2 | 13018.2 | 11988.2 | 10448.2
PS | 123 | 123 | 123 | 123 | 123 | 123
PV | 1097.26 | 1097.26 | 1097.26 | 1097.26 | 30 | 30
PeakG | 559 | 472 | 0 | 0 | 0 | 0
PeakO | 4 | 0 | 0 | 0 | 0 | 0
ST | 0 | 0 | 0 | 0 | 0 | 0
STOG | 126 | 0 | 0 | 0 | 0 | 0
STWD | 139 | 139 | 139 | 139 | 139 | 139
WT | 3963.3 | 3963.3 | 3963.3 | 3963.3 | 3660.9 | 3660.9
IGCC | 0 | 0 | 0 | 0 | 0 | 0
DemandResponse | 2048.29 | 3731.13 | 5697.44 | 5901.17 | 6112.21 | 6330.83
IGCC-CCS | 0 | 0 | 0 | 0 | 0 | 0
WT_off | 0 | 0 | 0 | 0 | 0 | 0
PseudoUnit | 0 | 0 | 0 | 0 | 0 | 1848
FixedInterchange | 3000 | 3000 | 3000 | 3000 | 3000 | 3000
Total Installed Capacity by Reporting Type: EI
ReportingType | 2015 | 2020 | 2025 | 2030 | 2035 | 2040
BM | 1067.45 | 1076.76 | 1509.63 | 1509.63 | 9963.98 | 15464.68
CC | 203565.93 | 221199.47 | 219379.53 | 198784.53 | 173768.84 | 141373.6
CSP | 0 | 0 | 0 | 0 | 0 | 0
CT | 4691.69 | 4991.69 | 4991.69 | 4230.49 | 329.31 | 29.31
Coal | 141725.8 | 54911.75 | 16369 | 16318.01 | 16318.01 | 16318.01
Geo | 44 | 44 | 44 | 44 | 44 | 44
H | 44604.79 | 45908.91 | 49002.79 | 49162.42 | 51742.79 | 51742.79
LFG | 3575.9 | 4594.67 | 5930 | 6653.5 | 6654 | 6654
Nuc | 102589.56 | 106505.06 | 108280.23 | 135091.06 | 139233.48 | 164803.33
PS | 17054 | 17054 | 17054 | 17054 | 17054 | 17054
PV | 1274 | 3249.62 | 4094.76 | 4176.1 | 3083.4 | 3083.4
PeakG | 97569.3 | 97074.87 | 71383.32 | 56213.85 | 50860.16 | 28013.19
PeakO | 17922.16 | 15916.23 | 8131.11 | 3816 | 2169 | 2169
ST | 0 | 0 | 0 | 0 | 0 | 0
STOG | 23679.36 | 16526.2 | 5584.36 | 869.35 | 869.35 | 14.09
STWD | 3119 | 3119 | 3119 | 3119 | 3119 | 3119
WT | 40901.9 | 134065.59 | 206787.08 | 263120.53 | 310463.42 | 310463.42
IGCC | 618 | 618 | 618 | 618 | 618 | 618
DemandResponse | 31755.95 | 86480.79 | 146905.72 | 152449.74 | 158223.1 | 164240.23
IGCC-CCS | 0 | 0 | 0 | 0 | 0 | 0
WT_off | 469 | 469 | 1569 | 1569 | 1569 | 1569
PseudoUnit | 0 | 0 | 0 | 0 | 941.07 | 5800
FixedInterchange | 8820 | 8820 | 8820 | 8820 | 8820 | 8820
Total Installed Capacity by Reporting Type: Outside_EI
ReportingType | 2015 | 2020 | 2025 | 2030 | 2035 | 2040
BM | 183.55 | 183.55 | 183.55 | 183.55 | 4863.74 | 6547
CC | 86912.23 | 88911.07 | 88494.07 | 74521.46 | 52114.91 | 43100.74
CSP | 0 | 0 | 0 | 0 | 0 | 0
CT | 1702.1 | 1702.1 | 1702.1 | 1702.1 | 0 | 0
Coal | 35678.43 | 26251.22 | 11447.11 | 5839.1 | 5839.1 | 5839.1
Geo | 2490.2 | 4565.2 | 8994.2 | 8994.2 | 8994.2 | 8994.2
H | 61475 | 61475 | 61475 | 61475 | 61810 | 61810
LFG | 560.1 | 1494.33 | 2369 | 2369 | 2369 | 2369
Nuc | 14647.3 | 14647.3 | 14962.76 | 34573.21 | 53855.09 | 58579.24
PS | 4734 | 4734 | 4734 | 4734 | 4734 | 4734
PV | 374 | 374 | 374 | 374 | 360 | 360
PeakG | 19242.55 | 18066.84 | 14745.71 | 11321.41 | 6242.24 | 5290.74
PeakO | 452 | 452 | 0 | 0 | 0 | 0
ST | 760 | 1484.32 | 1689.97 | 5421.79 | 5836.26 | 6054.06
STOG | 24387.76 | 11539.43 | 597.78 | 0 | 0 | 0
STWD | 1832 | 1832 | 1832 | 1832 | 1832 | 1832
WT | 23102.9 | 43076.96 | 66671.61 | 82803.35 | 88348.84 | 88348.84
IGCC | 0 | 0 | 0 | 0 | 0 | 0
DemandResponse | 6107.8 | 28781.39 | 53888.36 | 56600.89 | 59403.76 | 62338.76
IGCC-CCS | 0 | 0 | 0 | 0 | 0 | 0
WT_off | 0 | 0 | 0 | 0 | 0 | 0
PseudoUnit | 0 | 0 | 0 | 0 | 0 | 0
FixedInterchange | 0 | 0 | 0 | 0 | 0 | 0
#6 | Retrofit Capacity (MW)
Retrofit Capacity by Reporting Type: Entergy
ReportingType | 2015 | 2020 | 2025 | 2030 | 2035 | 2040
FGD | 0 | 660.99 | 0 | 0 | 0 | 0
SNCR | 0 | 0 | 0 | 0 | 0 | 0
SCR | 0 | 0 | 0 | 0 | 0 | 0
ACI90 | 0 | 0 | 0 | 0 | 0 | 0
RPJ90 | 0 | 660.99 | 0 | 0 | 0 | 0
PCSEQ | 0 | 0 | 0 | 0 | 0 | 0
Retrofit Capacity by Reporting Type: FRCC
ReportingType | 2015 | 2020 | 2025 | 2030 | 2035 | 2040
FGD | 0 | 0 | 0 | 0 | 0 | 0
SNCR | 0 | 0 | 0 | 0 | 0 | 0
SCR | 1898 | 0 | 0 | 0 | 0 | 0
ACI90 | 0 | 0 | 0 | 0 | 0 | 0
RPJ90 | 0 | 626 | 0 | 0 | 0 | 0
PCSEQ | 0 | 0 | 0 | 0 | 0 | 0
Retrofit Capacity by Reporting Type: MAPP_US
ReportingType | 2015 | 2020 | 2025 | 2030 | 2035 | 2040
FGD | 221 | 0 | 0 | 0 | 0 | 0
SNCR | 0 | 0 | 0 | 0 | 0 | 0
SCR | 0 | 0 | 0 | 0 | 0 | 0
ACI90 | 0 | 0 | 0 | 0 | 0 | 0
RPJ90 | 0 | 579.61 | 0 | 0 | 0 | 0
PCSEQ | 0 | 0 | 0 | 0 | 0 | 0
Retrofit Capacity by Reporting Type: MISO_IN
ReportingType | 2015 | 2020 | 2025 | 2030 | 2035 | 2040
FGD | 0 | 0 | 0 | 0 | 0 | 0
SNCR | 0 | 0 | 0 | 0 | 0 | 0
SCR | 0 | 0 | 0 | 0 | 0 | 0
ACI90 | 0 | 0 | 0 | 0 | 0 | 0
RPJ90 | 0 | 6558 | 125.77 | 125.77 | 125.77 | 125.77
PCSEQ | 0 | 0 | 11.42 | 29.88 | 63.35 | 63.35
Retrofit Capacity by Reporting Type: MISO_MI
ReportingType | 2015 | 2020 | 2025 | 2030 | 2035 | 2040
FGD | 0 | 0 | 0 | 0 | 0 | 0
SNCR | 0 | 0 | 0 | 0 | 0 | 0
SCR | 355 | 0 | 0 | 0 | 0 | 0
ACI90 | 0 | 0 | 0 | 0 | 0 | 0
RPJ90 | 0 | 0 | 0 | 0 | 0 | 0
PCSEQ | 0 | 0 | 0 | 0 | 0 | 0
Retrofit Capacity by Reporting Type: MISO_MO-IL
ReportingType | 2015 | 2020 | 2025 | 2030 | 2035 | 2040
FGD | 0 | 0 | 0 | 0 | 0 | 0
SNCR | 0 | 0 | 0 | 0 | 0 | 0
SCR | 400 | 200 | 200 | 200 | 200 | 200
ACI90 | 0 | 0 | 0 | 0 | 0 | 0
RPJ90 | 2275 | 2381 | 0 | 0.01 | 0.01 | 0.01
PCSEQ | 0 | 0 | 21.43 | 65.63 | 100.75 | 100.75
Retrofit Capacity by Reporting Type: MISO_W
ReportingType | 2015 | 2020 | 2025 | 2030 | 2035 | 2040
FGD | 0 | 867.5 | 0 | 0 | 0 | 0
SNCR | 0 | 0 | 0 | 0 | 0 | 0
SCR | 963.16 | 350.53 | 0 | 0 | 0 | 0
ACI90 | 0 | 0 | 0 | 0 | 0 | 0
RPJ90 | 2652.36 | 5783.03 | 800 | 800 | 800 | 800
PCSEQ | 0 | 0 | 288.24 | 288.24 | 402.98 | 402.98
Retrofit Capacity by Reporting Type: MISO_WUMS
ReportingType | 2015 | 2020 | 2025 | 2030 | 2035 | 2040
FGD | 1135 | 333.1 | 0 | 0 | 0 | 0
SNCR | 0 | 0 | 0 | 0 | 0 | 0
SCR | 2778.6 | 615 | 615 | 615 | 615 | 615
ACI90 | 0 | 0 | 0 | 0 | 0 | 0
RPJ90 | 1740.2 | 870.1 | 537 | 537 | 537.01 | 537.01
PCSEQ | 0 | 0 | 127.58 | 238.43 | 416.62 | 492.09
Retrofit Capacity by Reporting Type: Nebraska
ReportingType | 2015 | 2020 | 2025 | 2030 | 2035 | 2040
FGD | 0 | 0 | 0 | 0 | 0 | 0
SNCR | 0 | 0 | 0 | 0 | 0 | 0
SCR | 0 | 0 | 0 | 0 | 0 | 0
ACI90 | 0 | 0 | 0 | 0 | 0 | 0
RPJ90 | 1364.4 | 682.2 | 682.2 | 682.2 | 682.2 | 682.2
PCSEQ | 0 | 162.08 | 162.08 | 162.08 | 240.84 | 245.8
Retrofit Capacity by Reporting Type: NEISO
ReportingType | 2015 | 2020 | 2025 | 2030 | 2035 | 2040
FGD | 320 | 0 | 0 | 0 | 0 | 0
SNCR | 0 | 0 | 0 | 0 | 0 | 0
SCR | 0 | 0 | 0 | 0 | 0 | 0
ACI90 | 0 | 0 | 0 | 0 | 0 | 0
RPJ90 | 870.93 | 0 | 0 | 0 | 0 | 0
PCSEQ | 0 | 0 | 0 | 0 | 0 | 0
Retrofit Capacity by Reporting Type: NonRTO_Midwest
ReportingType | 2015 | 2020 | 2025 | 2030 | 2035 | 2040
FGD | 1403 | 0 | 0 | 0 | 0 | 0
SNCR | 0 | 0 | 0 | 0 | 0 | 0
SCR | 1463.8 | 731.9 | 731.9 | 731.9 | 731.9 | 731.9
ACI90 | 0 | 0 | 0 | 0 | 0 | 0
RPJ90 | 0 | 2848 | 562 | 511.01 | 511.01 | 511.01
PCSEQ | 0 | 0 | 399.66 | 399.66 | 521.11 | 521.11
Retrofit Capacity by Reporting Type: NYISO_A-F
ReportingType | 2015 | 2020 | 2025 | 2030 | 2035 | 2040
FGD | 0 | 0 | 0 | 0 | 0 | 0
SNCR | 0 | 0 | 0 | 0 | 0 | 0
SCR | 0 | 0 | 0 | 0 | 0 | 0
ACI90 | 0 | 0 | 0 | 0 | 0 | 0
RPJ90 | 486.3 | 0 | 0 | 0 | 0 | 0
PCSEQ | 0 | 0 | 0 | 0 | 0 | 0
Retrofit Capacity by Reporting Type: NYISO_G-I
ReportingType | 2015 | 2020 | 2025 | 2030 | 2035 | 2040
FGD | 0 | 0 | 0 | 0 | 0 | 0
SNCR | 0 | 0 | 0 | 0 | 0 | 0
SCR | 0 | 0 | 0 | 0 | 0 | 0
ACI90 | 0 | 0 | 0 | 0 | 0 | 0
RPJ90 | 0 | 0 | 0 | 0 | 0 | 0
PCSEQ | 0 | 0 | 0 | 0 | 0 | 0
Retrofit Capacity by Reporting Type: NYISO_J-K
ReportingType | 2015 | 2020 | 2025 | 2030 | 2035 | 2040
FGD | 0 | 0 | 0 | 0 | 0 | 0
SNCR | 0 | 0 | 0 | 0 | 0 | 0
SCR | 0 | 0 | 0 | 0 | 0 | 0
ACI90 | 0 | 0 | 0 | 0 | 0 | 0
RPJ90 | 0 | 0 | 0 | 0 | 0 | 0
PCSEQ | 0 | 0 | 0 | 0 | 0 | 0
Retrofit Capacity by Reporting Type: PJM_E
ReportingType | 2015 | 2020 | 2025 | 2030 | 2035 | 2040
FGD | 0 | 0 | 0 | 0 | 0 | 0
SNCR | 0 | 0 | 0 | 0 | 0 | 0
SCR | 568 | 0 | 0 | 0 | 0 | 0
ACI90 | 0 | 0 | 0 | 0 | 0 | 0
RPJ90 | 1784 | 0 | 0 | 0 | 0 | 0
PCSEQ | 0 | 0 | 0 | 0 | 0 | 0
Retrofit Capacity by Reporting Type: PJM_ROM
ReportingType | 2015 | 2020 | 2025 | 2030 | 2035 | 2040
FGD | 0 | 0 | 0 | 0 | 0 | 0
SNCR | 0 | 0 | 0 | 0 | 0 | 0
SCR | 341 | 0 | 0 | 0 | 0 | 0
ACI90 | 0 | 0 | 0 | 0 | 0 | 0
RPJ90 | 1286 | 521 | 0 | 0 | 0 | 0
PCSEQ | 0 | 0 | 0 | 0 | 0 | 0
Retrofit Capacity by Reporting Type: PJM_ROR
ReportingType | 2015 | 2020 | 2025 | 2030 | 2035 | 2040
FGD | 0 | 0 | 0 | 0 | 0 | 0
SNCR | 0 | 0 | 0 | 0 | 0 | 0
SCR | 1800 | 0 | 0 | 0 | 0 | 0
ACI90 | 0 | 0 | 0 | 0 | 0 | 0
RPJ90 | 0 | 11941.84 | 2150 | 2150 | 2150 | 2150
PCSEQ | 0 | 0 | 142.18 | 689.1 | 1083.02 | 1083.02
Retrofit Capacity by Reporting Type: SOCO
ReportingType | 2015 | 2020 | 2025 | 2030 | 2035 | 2040
FGD | 4088.7 | 0 | 0 | 0 | 0 | 0
SNCR | 0 | 0 | 0 | 0 | 0 | 0
SCR | 3404.7 | 0 | 0 | 0 | 0 | 0
ACI90 | 0 | 0 | 0 | 0 | 0 | 0
RPJ90 | 6809.4 | 1434.71 | 1434.71 | 1434.71 | 1434.71 | 1434.71
PCSEQ | 0 | 0 | 908.93 | 922.44 | 922.44 | 922.44
Retrofit Capacity by Reporting Type: SPP_N
ReportingType | 2015 | 2020 | 2025 | 2030 | 2035 | 2040
FGD | 0 | 0 | 0 | 0 | 0 | 0
SNCR | 0 | 0 | 0 | 0 | 0 | 0
SCR | 0 | 0 | 0 | 0 | 0 | 0
ACI90 | 0 | 0 | 0 | 0 | 0 | 0
RPJ90 | 1302 | 2866.36 | 0 | 0 | 0 | 0
PCSEQ | 0 | 0 | 0 | 0 | 0 | 0
Retrofit Capacity by Reporting Type: SPP_S
ReportingType | 2015 | 2020 | 2025 | 2030 | 2035 | 2040
FGD | 0 | 1774 | 0 | 0 | 0 | 0
SNCR | 0 | 0 | 0 | 0 | 0 | 0
SCR | 0 | 0 | 0 | 0 | 0 | 0
ACI90 | 0 | 0 | 0 | 0 | 0 | 0
RPJ90 | 0 | 2446 | 0 | 0 | 0 | 0
PCSEQ | 0 | 0 | 0 | 0 | 0 | 0
Retrofit Capacity by Reporting Type: TVA
ReportingType | 2015 | 2020 | 2025 | 2030 | 2035 | 2040
FGD | 0 | 0 | 0 | 0 | 0 | 0
SNCR | 0 | 0 | 0 | 0 | 0 | 0
SCR | 0 | 0 | 0 | 0 | 0 | 0
ACI90 | 0 | 0 | 0 | 0 | 0 | 0
RPJ90 | 0 | 2470.58 | 0 | 0 | 0 | 0
PCSEQ | 0 | 0 | 0 | 0 | 0 | 0
Retrofit Capacity by Reporting Type: TVA_Transmission
ReportingType | 2015 | 2020 | 2025 | 2030 | 2035 | 2040
FGD | 0 | 0 | 0 | 0 | 0 | 0
SNCR | 0 | 0 | 0 | 0 | 0 | 0
SCR | 0 | 0 | 0 | 0 | 0 | 0
ACI90 | 0 | 0 | 0 | 0 | 0 | 0
RPJ90 | 0 | 0 | 0 | 0 | 0 | 0
PCSEQ | 0 | 0 | 0 | 0 | 0 | 0
Retrofit Capacity by Reporting Type: VACAR
ReportingType | 2015 | 2020 | 2025 | 2030 | 2035 | 2040
FGD | 0 | 0 | 0 | 0 | 0 | 0
SNCR | 0 | 0 | 0 | 0 | 0 | 0
SCR | 0 | 0 | 0 | 0 | 0 | 0
ACI90 | 0 | 0 | 0 | 0 | 0 | 0
RPJ90 | 0 | 1233.79 | 671.78 | 671.78 | 671.78 | 671.78
PCSEQ | 0 | 0 | 325.23 | 325.23 | 325.23 | 325.23
Retrofit Capacity by Reporting Type: IESO
ReportingType | 2015 | 2020 | 2025 | 2030 | 2035 | 2040
FGD | 0 | 0 | 0 | 0 | 0 | 0
SNCR | 0 | 0 | 0 | 0 | 0 | 0
SCR | 0 | 0 | 0 | 0 | 0 | 0
ACI90 | 0 | 0 | 0 | 0 | 0 | 0
RPJ90 | 0 | 0 | 0 | 0 | 0 | 0
PCSEQ | 0 | 0 | 0 | 0 | 0 | 0
Retrofit Capacity by Reporting Type: MAPP_CA
ReportingType | 2015 | 2020 | 2025 | 2030 | 2035 | 2040
FGD | 0 | 0 | 0 | 0 | 0 | 0
SNCR | 0 | 0 | 0 | 0 | 0 | 0
SCR | 0 | 0 | 0 | 0 | 0 | 0
ACI90 | 0 | 0 | 0 | 0 | 0 | 0
RPJ90 | 0 | 0 | 0 | 0 | 0 | 0
PCSEQ | 0 | 0 | 0 | 0 | 0 | 0
Retrofit Capacity by Reporting Type: AZ_NM_SNV_Coal
ReportingType | 2015 | 2020 | 2025 | 2030 | 2035 | 2040
FGD | 384 | 0 | 0 | 0 | 0 | 0
SNCR | 0 | 0 | 0 | 0 | 0 | 0
SCR | 800 | 0 | 0 | 0 | 0 | 0
ACI90 | 0 | 0 | 0 | 0 | 0 | 0
RPJ90 | 3286 | 5287.93 | 0 | 0 | 0 | 0
PCSEQ | 0 | 0 | 0 | 0 | 0 | 0
Retrofit Capacity by Reporting Type: AZ_NM_SNV_Gas
ReportingType | 2015 | 2020 | 2025 | 2030 | 2035 | 2040
FGD | 0 | 0 | 0 | 0 | 0 | 0
SNCR | 0 | 0 | 0 | 0 | 0 | 0
SCR | 0 | 0 | 0 | 0 | 0 | 0
ACI90 | 0 | 0 | 0 | 0 | 0 | 0
RPJ90 | 0 | 0 | 0 | 0 | 0 | 0
PCSEQ | 0 | 0 | 0 | 0 | 0 | 0
Retrofit Capacity by Reporting Type: AZ_NM_SNV_NucRenew
ReportingType | 2015 | 2020 | 2025 | 2030 | 2035 | 2040
FGD | 0 | 0 | 0 | 0 | 0 | 0
SNCR | 0 | 0 | 0 | 0 | 0 | 0
SCR | 0 | 0 | 0 | 0 | 0 | 0
ACI90 | 0 | 0 | 0 | 0 | 0 | 0
RPJ90 | 0 | 0 | 0 | 0 | 0 | 0
PCSEQ | 0 | 0 | 0 | 0 | 0 | 0
Retrofit Capacity by Reporting Type: ERCOT
ReportingType | 2015 | 2020 | 2025 | 2030 | 2035 | 2040
FGD | 0 | 0 | 0 | 0 | 0 | 0
SNCR | 0 | 0 | 0 | 0 | 0 | 0
SCR | 3515 | 1330 | 1330 | 1330 | 1330 | 1330
ACI90 | 0 | 0 | 0 | 0 | 0 | 0
RPJ90 | 7175 | 1890 | 1395.04 | 1427.47 | 1521.76 | 1521.76
PCSEQ | 0 | 0 | 563.47 | 828.63 | 988.32 | 988.32
Retrofit Capacity by Reporting Type: NP15
ReportingType | 2015 | 2020 | 2025 | 2030 | 2035 | 2040
FGD | 0 | 0 | 0 | 0 | 0 | 0
SNCR | 0 | 0 | 0 | 0 | 0 | 0
SCR | 0 | 0 | 0 | 0 | 0 | 0
ACI90 | 0 | 0 | 0 | 0 | 0 | 0
RPJ90 | 0 | 0 | 0 | 0 | 0 | 0
PCSEQ | 0 | 0 | 0 | 0 | 0 | 0
Retrofit Capacity by Reporting Type: NWPP_Coal
ReportingType | 2015 | 2020 | 2025 | 2030 | 2035 | 2040
FGD | 0 | 0 | 0 | 0 | 0 | 0
SNCR | 0 | 0 | 0 | 0 | 0 | 0
SCR | 0 | 0 | 0 | 0 | 0 | 0
ACI90 | 0 | 0 | 0 | 0 | 0 | 0
RPJ90 | 453.6 | 5128.8 | 226.8 | 226.8 | 226.8 | 226.8
PCSEQ | 0 | 0 | 226.8 | 226.8 | 226.8 | 226.8
Retrofit Capacity by Reporting Type: NWPP_Gas
ReportingType | 2015 | 2020 | 2025 | 2030 | 2035 | 2040
FGD | 0 | 0 | 0 | 0 | 0 | 0
SNCR | 0 | 0 | 0 | 0 | 0 | 0
SCR | 0 | 0 | 0 | 0 | 0 | 0
ACI90 | 0 | 0 | 0 | 0 | 0 | 0
RPJ90 | 0 | 0 | 0 | 0 | 0 | 0
PCSEQ | 0 | 0 | 0 | 0 | 0 | 0
Retrofit Capacity by Reporting Type: NWPP_NucRenew
ReportingType | 2015 | 2020 | 2025 | 2030 | 2035 | 2040
FGD | 0 | 0 | 0 | 0 | 0 | 0
SNCR | 0 | 0 | 0 | 0 | 0 | 0
SCR | 0 | 0 | 0 | 0 | 0 | 0
ACI90 | 0 | 0 | 0 | 0 | 0 | 0
RPJ90 | 0 | 0 | 0 | 0 | 0 | 0
PCSEQ | 0 | 0 | 0 | 0 | 0 | 0
Retrofit Capacity by Reporting Type: RMPA
ReportingType | 2015 | 2020 | 2025 | 2030 | 2035 | 2040
FGD | 0 | 681.17 | 0 | 0 | 0 | 0
SNCR | 0 | 0 | 0 | 0 | 0 | 0
SCR | 1554.6 | 777.3 | 777.3 | 777.3 | 777.3 | 777.3
ACI90 | 0 | 0 | 0 | 0 | 0 | 0
RPJ90 | 2874.6 | 4592.47 | 777.3 | 777.3 | 777.3 | 777.3
PCSEQ | 0 | 0 | 558.87 | 558.87 | 558.87 | 558.87
Retrofit Capacity by Reporting Type: SP15
ReportingType | 2015 | 2020 | 2025 | 2030 | 2035 | 2040
FGD | 0 | 0 | 0 | 0 | 0 | 0
SNCR | 0 | 0 | 0 | 0 | 0 | 0
SCR | 0 | 0 | 0 | 0 | 0 | 0
ACI90 | 0 | 0 | 0 | 0 | 0 | 0
RPJ90 | 0 | 101.2 | 0 | 0 | 0 | 0
PCSEQ | 0 | 0 | 0 | 0 | 0 | 0
Retrofit Capacity by Reporting Type: ALB
ReportingType | 2015 | 2020 | 2025 | 2030 | 2035 | 2040
FGD | 0 | 0 | 0 | 0 | 0 | 0
SNCR | 0 | 0 | 0 | 0 | 0 | 0
SCR | 0 | 0 | 0 | 0 | 0 | 0
ACI90 | 0 | 0 | 0 | 0 | 0 | 0
RPJ90 | 0 | 0 | 0 | 0 | 0 | 0
PCSEQ | 0 | 0 | 0 | 0 | 0 | 0
Retrofit Capacity by Reporting Type: BC
ReportingType | 2015 | 2020 | 2025 | 2030 | 2035 | 2040
FGD | 0 | 0 | 0 | 0 | 0 | 0
SNCR | 0 | 0 | 0 | 0 | 0 | 0
SCR | 0 | 0 | 0 | 0 | 0 | 0
ACI90 | 0 | 0 | 0 | 0 | 0 | 0
RPJ90 | 0 | 0 | 0 | 0 | 0 | 0
PCSEQ | 0 | 0 | 0 | 0 | 0 | 0
Retrofit Capacity by Reporting Type: HQ_IESO
ReportingType | 2015 | 2020 | 2025 | 2030 | 2035 | 2040
FGD | 0 | 0 | 0 | 0 | 0 | 0
SNCR | 0 | 0 | 0 | 0 | 0 | 0
SCR | 0 | 0 | 0 | 0 | 0 | 0
ACI90 | 0 | 0 | 0 | 0 | 0 | 0
RPJ90 | 0 | 0 | 0 | 0 | 0 | 0
PCSEQ | 0 | 0 | 0 | 0 | 0 | 0
Retrofit Capacity by Reporting Type: HQ_NEISO
ReportingType | 2015 | 2020 | 2025 | 2030 | 2035 | 2040
FGD | 0 | 0 | 0 | 0 | 0 | 0
SNCR | 0 | 0 | 0 | 0 | 0 | 0
SCR | 0 | 0 | 0 | 0 | 0 | 0
ACI90 | 0 | 0 | 0 | 0 | 0 | 0
RPJ90 | 0 | 0 | 0 | 0 | 0 | 0
PCSEQ | 0 | 0 | 0 | 0 | 0 | 0
Retrofit Capacity by Reporting Type: HQ_NY
ReportingType | 2015 | 2020 | 2025 | 2030 | 2035 | 2040
FGD | 0 | 0 | 0 | 0 | 0 | 0
SNCR | 0 | 0 | 0 | 0 | 0 | 0
SCR | 0 | 0 | 0 | 0 | 0 | 0
ACI90 | 0 | 0 | 0 | 0 | 0 | 0
RPJ90 | 0 | 0 | 0 | 0 | 0 | 0
PCSEQ | 0 | 0 | 0 | 0 | 0 | 0
Retrofit Capacity by Reporting Type: MARITIMES
ReportingType | 2015 | 2020 | 2025 | 2030 | 2035 | 2040
FGD | 0 | 0 | 0 | 0 | 0 | 0
SNCR | 0 | 0 | 0 | 0 | 0 | 0
SCR | 0 | 0 | 0 | 0 | 0 | 0
ACI90 | 0 | 0 | 0 | 0 | 0 | 0
RPJ90 | 0 | 0 | 0 | 0 | 0 | 0
PCSEQ | 0 | 0 | 0 | 0 | 0 | 0
Retrofit Capacity by Reporting Type: All
ReportingType | 2015 | 2020 | 2025 | 2030 | 2035 | 2040
FGD | 7551.7 | 4316.75 | 0 | 0 | 0 | 0
SNCR | 0 | 0 | 0 | 0 | 0 | 0
SCR | 19841.86 | 4004.73 | 3654.2 | 3654.2 | 3654.2 | 3654.2
ACI90 | 0 | 0 | 0 | 0 | 0 | 0
RPJ90 | 34359.79 | 60903.62 | 9362.61 | 9344.06 | 9438.34 | 9438.35
PCSEQ | 0 | 162.08 | 3735.89 | 4735 | 5850.34 | 5930.77
Retrofit Capacity by Reporting Type: EI_US
ReportingType | 2015 | 2020 | 2025 | 2030 | 2035 | 2040
FGD | 7167.7 | 3635.59 | 0 | 0 | 0 | 0
SNCR | 0 | 0 | 0 | 0 | 0 | 0
SCR | 13972.26 | 1897.43 | 1546.9 | 1546.9 | 1546.9 | 1546.9
ACI90 | 0 | 0 | 0 | 0 | 0 | 0
RPJ90 | 20570.59 | 43903.22 | 6963.48 | 6912.48 | 6912.49 | 6912.49
PCSEQ | 0 | 162.08 | 2386.74 | 3120.7 | 4076.35 | 4156.78
Retrofit Capacity by Reporting Type: EI_Canada
ReportingType | 2015 | 2020 | 2025 | 2030 | 2035 | 2040
FGD | 0 | 0 | 0 | 0 | 0 | 0
SNCR | 0 | 0 | 0 | 0 | 0 | 0
SCR | 0 | 0 | 0 | 0 | 0 | 0
ACI90 | 0 | 0 | 0 | 0 | 0 | 0
RPJ90 | 0 | 0 | 0 | 0 | 0 | 0
PCSEQ | 0 | 0 | 0 | 0 | 0 | 0
Retrofit Capacity by Reporting Type: EI
ReportingType | 2015 | 2020 | 2025 | 2030 | 2035 | 2040
FGD | 7167.7 | 3635.59 | 0 | 0 | 0 | 0
SNCR | 0 | 0 | 0 | 0 | 0 | 0
SCR | 13972.26 | 1897.43 | 1546.9 | 1546.9 | 1546.9 | 1546.9
ACI90 | 0 | 0 | 0 | 0 | 0 | 0
RPJ90 | 20570.59 | 43903.22 | 6963.48 | 6912.48 | 6912.49 | 6912.49
PCSEQ | 0 | 162.08 | 2386.74 | 3120.7 | 4076.35 | 4156.78
Retrofit Capacity by Reporting Type: Outside_EI
ReportingType | 2015 | 2020 | 2025 | 2030 | 2035 | 2040
FGD | 384 | 681.17 | 0 | 0 | 0 | 0
SNCR | 0 | 0 | 0 | 0 | 0 | 0
SCR | 5869.6 | 2107.3 | 2107.3 | 2107.3 | 2107.3 | 2107.3
ACI90 | 0 | 0 | 0 | 0 | 0 | 0
RPJ90 | 13789.2 | 17000.4 | 2399.14 | 2431.57 | 2525.86 | 2525.86
PCSEQ | 0 | 0 | 1349.14 | 1614.3 | 1773.99 | 1773.99
#7 | Reserve Margin (MW)
Reserve Margin Data: ALB
| 2015 | 2020 | 2025 | 2030 | 2035 | 2040
a. Peak Demand | 9504.39 | 9692.49 | 9884.31 | 10079.93 | 10279.42 | 10482.86
b. Peak Demand + Reserve Margin | 11215.18 | 11437.14 | 11663.49 | 11894.32 | 12129.72 | 12369.77
c. DR MW | 105.16 | 859.19 | 1729.13 | 1854.22 | 1988.37 | 2132.22
d. Capacity Credit | 11215.18 | 11437.14 | 11663.49 | 12116.54 | 12416.36 | 12552.05
Reserve Margin Data: BC
| 2015 | 2020 | 2025 | 2030 | 2035 | 2040
a. Peak Demand | 11620.49 | 11592.37 | 11564.31 | 11536.32 | 11508.4 | 11480.55
b. Peak Demand + Reserve Margin | 13712.18 | 13678.99 | 13645.88 | 13612.86 | 13579.91 | 13547.05
c. DR MW | 0.01 | 854.9 | 1793.56 | 1881.42 | 1973.6 | 2070.28
d. Capacity Credit | 13712.18 | 14567.06 | 15505.72 | 15388.59 | 15480.76 | 14814.58
Reserve Margin Data: ENT
| 2015 | 2020 | 2025 | 2030 | 2035 | 2040
a. Peak Demand | 29773.94 | 29775.57 | 28786.61 | 28009.74 | 27311.45 | 26628.88
b. Peak Demand + Reserve Margin | 33942.3 | 33944.14 | 32816.74 | 31931.1 | 31135.06 | 30356.92
c. DR MW | 301.55 | 3513.74 | 6909.7 | 7094.75 | 7284.77 | 7479.87
d. Capacity Credit | 33942.3 | 33944.14 | 32816.74 | 31931.11 | 31135.06 | 30356.92
Reserve Margin Data: ERCOT
| 2015 | 2020 | 2025 | 2030 | 2035 | 2040
a. Peak Demand | 67389.08 | 68890.64 | 67808.6 | 66454.97 | 65281.06 | 64116.15
b. Peak Demand + Reserve Margin | 75812.71 | 77501.97 | 76284.67 | 74761.84 | 73441.19 | 72130.67
c. DR MW | 740.81 | 9024.12 | 17912.11 | 18461.03 | 19072.37 | 19700.55
d. Capacity Credit | 75812.71 | 77501.97 | 79321.94 | 78427.19 | 77597.39 | 76941.91
Reserve Margin Data: FRCC
| 2015 | 2020 | 2025 | 2030 | 2035 | 2040
a. Peak Demand | 47364.25 | 49037.48 | 49566.58 | 50129.62 | 50701.64 | 51280.2
b. Peak Demand + Reserve Margin | 54942.54 | 56883.48 | 57497.23 | 58150.35 | 58813.91 | 59485.03
c. DR MW | 2734.45 | 8753.57 | 15718.02 | 16717 | 17779.48 | 18909.49
d. Capacity Credit | 54942.54 | 56883.48 | 57526.11 | 60982.54 | 59946.38 | 61524.53
Reserve Margin Data: IESO
| 2015 | 2020 | 2025 | 2030 | 2035 | 2040
a. Peak Demand | 22355.95 | 21033.53 | 20692.08 | 20356.18 | 20025.72 | 19700.64
b. Peak Demand + Reserve Margin | 26156.46 | 24609.23 | 24209.74 | 23816.73 | 23430.1 | 23049.74
c. DR MW | 1958.79 | 2997.9 | 4266.86 | 4413.92 | 4566.04 | 4723.42
d. Capacity Credit | 27245.16 | 28284.28 | 29553.23 | 29700.29 | 28384.74 | 27002.11
Reserve Margin Data: MAPP_CA
| 2015 | 2020 | 2025 | 2030 | 2035 | 2040
a. Peak Demand | 8317.8 | 8505.61 | 8409.18 | 8313.83 | 8219.57 | 8126.37
b. Peak Demand + Reserve Margin | 9315.94 | 9526.29 | 9418.28 | 9311.49 | 9205.91 | 9101.54
c. DR MW | 89.5 | 733.23 | 1430.58 | 1487.25 | 1546.17 | 1607.42
d. Capacity Credit | 9315.94 | 9526.29 | 10690.53 | 10876.83 | 13232.85 | 12763.17
Reserve Margin Data: MAPP_US
| 2015 | 2020 | 2025 | 2030 | 2035 | 2040
a. Peak Demand | 5403.76 | 5418.99 | 5348.44 | 5279.91 | 5217.19 | 5155.05
b. Peak Demand + Reserve Margin | 6160.29 | 6177.65 | 6097.23 | 6019.1 | 5947.59 | 5876.75
c. DR MW | 59 | 474.48 | 925.75 | 962.42 | 1000.54 | 1040.18
d. Capacity Credit | 6160.29 | 6177.65 | 6097.23 | 6180.16 | 5947.59 | 5876.75
Reserve Margin Data: NEISO
| 2015 | 2020 | 2025 | 2030 | 2035 | 2040
a. Peak Demand | 26477.39 | 25443.48 | 24228.36 | 23158.18 | 22111.85 | 21110.05
b. Peak Demand + Reserve Margin | 30713.77 | 29514.44 | 28104.9 | 26863.49 | 25649.74 | 24487.65
c. DR MW | 3092.4 | 4629.65 | 6244.93 | 6284.97 | 6321.45 | 6358.14
d. Capacity Credit | 30713.77 | 29514.44 | 30188.06 | 26863.49 | 25758.44 | 24487.65
Reserve Margin Data: NonRTO_Midwest
| 2015 | 2020 | 2025 | 2030 | 2035 | 2040
a. Peak Demand | 11090.83 | 11340.24 | 11030.13 | 10745.75 | 10469.44 | 10200.15
b. Peak Demand + Reserve Margin | 12643.54 | 12927.88 | 12574.35 | 12250.15 | 11935.16 | 11628.17
c. DR MW | 193.98 | 1268.97 | 2399.43 | 2458.79 | 2519.62 | 2581.96
d. Capacity Credit | 12643.54 | 12927.88 | 12574.35 | 12250.15 | 11935.16 | 12382.84
Reserve Margin Data: NYISO_J-K
| 2015 | 2020 | 2025 | 2030 | 2035 | 2040
a. Peak Demand | 15010.21 | 15230.77 | 15126.67 | 15018.93 | 14909.62 | 14799.63
b. Peak Demand + Reserve Margin | 13809.39 | 14012.31 | 13916.54 | 13817.42 | 13716.85 | 13615.66
c. DR MW | 1319.07 | 2179.58 | 3133.08 | 3273.39 | 3419.97 | 3573.13
d. Capacity Credit | 14129.62 | 14107.47 | 13916.54 | 14131.17 | 14327.26 | 13625.15
Reserve Margin Data: PJM_E
| 2015 | 2020 | 2025 | 2030 | 2035 | 2040
a. Peak Demand | 29204.23 | 26014.15 | 25527.86 | 25080.6 | 24637.86 | 24200.84
b. Peak Demand + Reserve Margin | 28561.73 | 25441.84 | 24966.25 | 24528.82 | 24095.83 | 23668.42
c. DR MW | 1256.73 | 3300.66 | 5661.07 | 5853.27 | 6052 | 6257.48
d. Capacity Credit | 33249.65 | 31628.49 | 31569.6 | 29921.89 | 27270.69 | 26008.37
Reserve Margin Data: RMPA
| 2015 | 2020 | 2025 | 2030 | 2035 | 2040
a. Peak Demand | 12564.68 | 12865.09 | 13028.61 | 13195.21 | 13361.48 | 13530.22
b. Peak Demand + Reserve Margin | 14323.74 | 14666.2 | 14852.61 | 15042.54 | 15232.08 | 15424.45
c. DR MW | 486.05 | 1538.39 | 2754.45 | 2933.81 | 3124.47 | 3327.63
d. Capacity Credit | 14323.74 | 14666.2 | 14852.61 | 15042.54 | 15232.08 | 15424.45
Reserve Margin Data: SOCO
| 2015 | 2020 | 2025 | 2030 | 2035 | 2040
a. Peak Demand | 50736.3 | 52736.32 | 51988.21 | 51444.98 | 50923.33 | 50406.73
b. Peak Demand + Reserve Margin | 57839.39 | 60119.41 | 59266.56 | 58647.27 | 58052.59 | 57463.68
c. DR MW | 2570.49 | 8503.26 | 14981.06 | 15597.7 | 16239.72 | 16908.17
d. Capacity Credit | 57839.39 | 60119.41 | 59266.56 | 62214.66 | 60423.53 | 57524.18
Reserve Margin Data: TVA
| 2015 | 2020 | 2025 | 2030 | 2035 | 2040
a. Peak Demand | 33468.83 | 34733.36 | 33784.86 | 32914.01 | 32067.83 | 31243.17
b. Peak Demand + Reserve Margin | 38489.15 | 39943.36 | 38852.59 | 37851.11 | 36878.01 | 35929.65
c. DR MW | 1805 | 5910.76 | 10233.53 | 10486.72 | 10746.17 | 11012.05
d. Capacity Credit | 38489.15 | 39943.36 | 38852.59 | 37851.11 | 36878.01 | 35929.65
Reserve Margin Data: VACAR
| 2015 | 2020 | 2025 | 2030 | 2035 | 2040
a. Peak Demand | 47198 | 48355.94 | 48143.46 | 48009.73 | 47885.92 | 47762.38
b. Peak Demand + Reserve Margin | 53805.72 | 55125.77 | 54883.54 | 54731.1 | 54589.95 | 54449.12
c. DR MW | 2339.28 | 8044.92 | 14413.67 | 15118.93 | 15858.71 | 16634.69
d. Capacity Credit | 53805.72 | 55125.77 | 54883.54 | 54731.1 | 59465.56 | 54449.12
Reserve Margin Data: AZ_NM_SNV
| 2015 | 2020 | 2025 | 2030 | 2035 | 2040
a. Peak Demand | 26224.52 | 27488.85 | 27883.57 | 28321.89 | 28716.72 | 29139.68
b. Peak Demand + Reserve Margin | 30341.78 | 31804.6 | 32261.29 | 32768.43 | 33225.24 | 33714.61
c. DR MW | 334.55 | 4978.39 | 10255.53 | 10954.94 | 11682.53 | 12468.15
d. Capacity Credit | 30341.78 | 31804.6 | 32580.44 | 33877.54 | 33225.24 | 33714.61
Reserve Margin Data: CA
| 2015 | 2020 | 2025 | 2030 | 2035 | 2040
a. Peak Demand | 59504.87 | 60091.58 | 59621.4 | 59889.72 | 59870.35 | 59790.78
b. Peak Demand + Reserve Margin | 69382.68 | 70066.79 | 69518.55 | 69831.42 | 69808.83 | 69716.05
c. DR MW | 4441.2 | 8447.25 | 13020.32 | 13761.4 | 14476.98 | 15215.38
d. Capacity Credit | 69382.68 | 70066.79 | 69518.55 | 69831.42 | 69808.83 | 69716.05
Reserve Margin Data: MISO
| 2015 | 2020 | 2025 | 2030 | 2035 | 2040
a. Peak Demand | 94499.72 | 94149.96 | 92514.17 | 90849.76 | 89532.1 | 88223.29
b. Peak Demand + Reserve Margin | 110942.67 | 110532.06 | 108611.63 | 106657.62 | 105110.68 | 103574.14
c. DR MW | 6024.78 | 12541.66 | 19845.46 | 20596.76 | 21376.83 | 22186.8
d. Capacity Credit | 110942.67 | 110532 | 108611.63 | 107969.2 | 105110.68 | 103574.14
Reserve Margin Data: NWPP
| 2015 | 2020 | 2025 | 2030 | 2035 | 2040
a. Peak Demand | 38318.64 | 37847.72 | 37362.27 | 37322.95 | 37185.68 | 37002.64
b. Peak Demand + Reserve Margin | 45216 | 44660.31 | 44087.48 | 44041.08 | 43879.1 | 43663.11
c. DR MW | 0.01 | 3079.15 | 6423.28 | 6754.06 | 7085.45 | 7424.53
d. Capacity Credit | 49243.51 | 51727.27 | 52561.48 | 53721.54 | 54018.59 | 54057.68
Reserve Margin Data: NYISO
| 2015 | 2020 | 2025 | 2030 | 2035 | 2040
a. Peak Demand | 29137.84 | 29335.39 | 28891.35 | 28491.23 | 28093.8 | 27700.76
b. Peak Demand + Reserve Margin | 33945.58 | 34175.73 | 33658.42 | 33192.29 | 32729.27 | 32271.39
c. DR MW | 2565.83 | 4208.04 | 6009.12 | 6237.34 | 6474.71 | 6721.61
d. Capacity Credit | 33945.58 | 34175.73 | 33658.42 | 33192.29 | 32729.27 | 32271.39
Reserve Margin Data: NYISO_G-I_J-K
| 2015 | 2020 | 2025 | 2030 | 2035 | 2040
a. Peak Demand | 18862.3 | 19071.7 | 18923.82 | 18782.4 | 18639.15 | 18495.19
b. Peak Demand + Reserve Margin | 17919.18 | 18118.12 | 17977.63 | 17843.28 | 17707.19 | 17570.43
c. DR MW | 1658.63 | 2731.23 | 3924.89 | 4099.42 | 4281.71 | 4472.12
d. Capacity Credit | 17919.18 | 18118.12 | 18080.34 | 18448.54 | 17707.19 | 17570.43
Reserve Margin Data: PJM
| 2015 | 2020 | 2025 | 2030 | 2035 | 2040
a. Peak Demand | 150313.18 | 140738.81 | 137854.36 | 135089.2 | 132475.69 | 129904.73
b. Peak Demand + Reserve Margin | 173311.09 | 162271.84 | 158946.08 | 155757.85 | 152744.47 | 149780.15
c. DR MW | 6888.69 | 18166.26 | 30760.76 | 31749.7 | 32770.51 | 33824.21
d. Capacity Credit | 173311.09 | 162271.84 | 158946.08 | 155757.85 | 152744.47 | 149780.15
Reserve Margin Data: SPP
| 2015 | 2020 | 2025 | 2030 | 2035 | 2040
a. Peak Demand | 54478.98 | 55308.09 | 54396.59 | 53604.83 | 52865.84 | 52138.12
b. Peak Demand + Reserve Margin | 61888.12 | 62829.99 | 61794.53 | 60895.08 | 60055.59 | 59228.9
c. DR MW | 1132.21 | 6734.34 | 12766.88 | 13243.48 | 13738.36 | 14252.24
d. Capacity Credit | 61888.12 | 62829.99 | 61794.53 | 60895.08 | 60055.59 | 59228.9

## Transmission
$/MW
[8 empty] | Transfer |  | $/MWh | $/MWh | Wheel+ | $/MWh
Year | Line | From | To | EI Internal/External | Season | Block | Duration | Limit | MW flow | From price | To price | Friction | Shadow Price
2015 | ENT_2_SOCO | ENT | SOCO | Internal | Shoulder | B11 | 25 | 2000 | 313.6 | 78.89 | 86.89 | 8 | 0
2015 | ENT_2_SOCO | ENT | SOCO | Internal | Shoulder | B12 | 200 | 2000 | 0 | 59.84 | 63.73 | 8 | 0
2015 | ENT_2_SOCO | ENT | SOCO | Internal | Shoulder | B13 | 600 | 2000 | 0 | 59.4 | 59.66 | 8 | 0
2015 | ENT_2_SOCO | ENT | SOCO | Internal | Shoulder | B14 | 900 | 2000 | 0 | 59.4 | 59.66 | 8 | 0
2015 | ENT_2_SOCO | ENT | SOCO | Internal | Shoulder | B15 | 1203 | 2000 | 0 | 57.43 | 59.66 | 8 | 0
2015 | ENT_2_SOCO | ENT | SOCO | Internal | Summer | B1 | 10 | 2000 | 0 | 91.66 | 97.77 | 8 | 0
2015 | ENT_2_SOCO | ENT | SOCO | Internal | Summer | B2 | 25 | 2000 | 542.4 | 89.77 | 97.77 | 8 | 0
2015 | ENT_2_SOCO | ENT | SOCO | Internal | Summer | B3 | 75 | 2000 | 1657.18 | 89.77 | 97.77 | 8 | 0
2015 | ENT_2_SOCO | ENT | SOCO | Internal | Summer | B4 | 100 | 2000 | 2000 | 88.69 | 97.77 | 8 | 1.07
2015 | ENT_2_SOCO | ENT | SOCO | Internal | Summer | B5 | 200 | 2000 | 436.14 | 82.03 | 90.03 | 8 | 0
2015 | ENT_2_SOCO | ENT | SOCO | Internal | Summer | B6 | 300 | 2000 | 1745.44 | 69.38 | 77.38 | 8 | 0
2015 | ENT_2_SOCO | ENT | SOCO | Internal | Summer | B7 | 400 | 2000 | 2000 | 58.62 | 67.55 | 8 | 0.93
2015 | ENT_2_SOCO | ENT | SOCO | Internal | Summer | B8 | 500 | 2000 | 1084.08 | 58.62 | 66.62 | 8 | 0
2015 | ENT_2_SOCO | ENT | SOCO | Internal | Summer | B9 | 800 | 2000 | 0 | 58.19 | 60.6 | 8 | 0
2015 | ENT_2_SOCO | ENT | SOCO | Internal | Summer | B10 | 1262 | 2000 | 0 | 56.26 | 58.49 | 8 | 0
2015 | ENT_2_SOCO | ENT | SOCO | Internal | Winter | B16 | 25 | 2000 | 2000 | 74.61 | 85.1 | 8 | 2.49
2015 | ENT_2_SOCO | ENT | SOCO | Internal | Winter | B17 | 100 | 2000 | 0 | 61.82 | 66.59 | 8 | 0
2015 | ENT_2_SOCO | ENT | SOCO | Internal | Winter | B18 | 400 | 2000 | 0 | 61.82 | 62.04 | 8 | 0
2015 | ENT_2_SOCO | ENT | SOCO | Internal | Winter | B19 | 700 | 2000 | 0 | 59.76 | 62.04 | 8 | 0
2015 | ENT_2_SOCO | ENT | SOCO | Internal | Winter | B20 | 935 | 2000 | 0 | 59.76 | 62.04 | 8 | 0
2015 | ENT_2_TVA_Transmission | ENT | TVA_Transmission | Internal | Shoulder | B11 | 25 | 2100 | 0 | 78.89 | 78.92 | 8 | 0
2015 | ENT_2_TVA_Transmission | ENT | TVA_Transmission | Internal | Shoulder | B12 | 200 | 2100 | 0 | 59.84 | 64.86 | 8 | 0
2015 | ENT_2_TVA_Transmission | ENT | TVA_Transmission | Internal | Shoulder | B13 | 600 | 2100 | 0 | 59.4 | 61.83 | 8 | 0
2015 | ENT_2_TVA_Transmission | ENT | TVA_Transmission | Internal | Shoulder | B14 | 900 | 2100 | 0 | 59.4 | 60.68 | 8 | 0
2015 | ENT_2_TVA_Transmission | ENT | TVA_Transmission | Internal | Shoulder | B15 | 1203 | 2100 | 0 | 57.43 | 59.43 | 8 | 0
2015 | ENT_2_TVA_Transmission | ENT | TVA_Transmission | Internal | Summer | B1 | 10 | 2100 | 424.8 | 91.66 | 99.66 | 8 | 0
2015 | ENT_2_TVA_Transmission | ENT | TVA_Transmission | Internal | Summer | B2 | 25 | 2100 | 0 | 89.77 | 97.08 | 8 | 0
2015 | ENT_2_TVA_Transmission | ENT | TVA_Transmission | Internal | Summer | B3 | 75 | 2100 | 0 | 89.77 | 95.41 | 8 | 0
2015 | ENT_2_TVA_Transmission | ENT | TVA_Transmission | Internal | Summer | B4 | 100 | 2100 | 0 | 88.69 | 89.81 | 8 | 0
2015 | ENT_2_TVA_Transmission | ENT | TVA_Transmission | Internal | Summer | B5 | 200 | 2100 | 0 | 82.03 | 81.41 | 8 | 0
2015 | ENT_2_TVA_Transmission | ENT | TVA_Transmission | Internal | Summer | B6 | 300 | 2100 | 0 | 69.38 | 68.76 | 8 | 0
2015 | ENT_2_TVA_Transmission | ENT | TVA_Transmission | Internal | Summer | B7 | 400 | 2100 | 0 | 58.62 | 60.7 | 8 | 0
2015 | ENT_2_TVA_Transmission | ENT | TVA_Transmission | Internal | Summer | B8 | 500 | 2100 | 0 | 58.62 | 59.69 | 8 | 0
2015 | ENT_2_TVA_Transmission | ENT | TVA_Transmission | Internal | Summer | B9 | 800 | 2100 | 0 | 58.19 | 58.71 | 8 | 0
2015 | ENT_2_TVA_Transmission | ENT | TVA_Transmission | Internal | Summer | B10 | 1262 | 2100 | 0 | 56.26 | 56.11 | 8 | 0
2015 | ENT_2_TVA_Transmission | ENT | TVA_Transmission | Internal | Winter | B16 | 25 | 2100 | 674.47 | 74.61 | 82.61 | 8 | 0
2015 | ENT_2_TVA_Transmission | ENT | TVA_Transmission | Internal | Winter | B17 | 100 | 2100 | 0 | 61.82 | 67.81 | 8 | 0
2015 | ENT_2_TVA_Transmission | ENT | TVA_Transmission | Internal | Winter | B18 | 400 | 2100 | 0 | 61.82 | 64.38 | 8 | 0
2015 | ENT_2_TVA_Transmission | ENT | TVA_Transmission | Internal | Winter | B19 | 700 | 2100 | 0 | 59.76 | 62.6 | 8 | 0
2015 | ENT_2_TVA_Transmission | ENT | TVA_Transmission | Internal | Winter | B20 | 935 | 2100 | 0 | 59.76 | 60.73 | 8 | 0
2015 | FRCC_2_SOCO | FRCC | SOCO | Internal | Shoulder | B11 | 25 | 900 | 0 | 96.9 | 86.89 | 8 | 0
2015 | FRCC_2_SOCO | FRCC | SOCO | Internal | Shoulder | B12 | 200 | 900 | 0 | 66.84 | 63.73 | 8 | 0
2015 | FRCC_2_SOCO | FRCC | SOCO | Internal | Shoulder | B13 | 600 | 900 | 0 | 65.53 | 59.66 | 8 | 0
2015 | FRCC_2_SOCO | FRCC | SOCO | Internal | Shoulder | B14 | 900 | 900 | 0 | 64.06 | 59.66 | 8 | 0
2015 | FRCC_2_SOCO | FRCC | SOCO | Internal | Shoulder | B15 | 1203 | 900 | 0 | 64.06 | 59.66 | 8 | 0
2015 | FRCC_2_SOCO | FRCC | SOCO | Internal | Summer | B1 | 10 | 900 | 0 | 103.77 | 97.77 | 8 | 0
2015 | FRCC_2_SOCO | FRCC | SOCO | Internal | Summer | B2 | 25 | 900 | 0 | 103.77 | 97.77 | 8 | 0
2015 | FRCC_2_SOCO | FRCC | SOCO | Internal | Summer | B3 | 75 | 900 | 0 | 103.77 | 97.77 | 8 | 0
2015 | FRCC_2_SOCO | FRCC | SOCO | Internal | Summer | B4 | 100 | 900 | 0 | 103.77 | 97.77 | 8 | 0
2015 | FRCC_2_SOCO | FRCC | SOCO | Internal | Summer | B5 | 200 | 900 | 0 | 100.03 | 90.03 | 8 | 0
2015 | FRCC_2_SOCO | FRCC | SOCO | Internal | Summer | B6 | 300 | 900 | 0 | 87.38 | 77.38 | 8 | 0
2015 | FRCC_2_SOCO | FRCC | SOCO | Internal | Summer | B7 | 400 | 900 | 0 | 75.42 | 67.55 | 8 | 0
2015 | FRCC_2_SOCO | FRCC | SOCO | Internal | Summer | B8 | 500 | 900 | 0 | 66.14 | 66.62 | 8 | 0
2015 | FRCC_2_SOCO | FRCC | SOCO | Internal | Summer | B9 | 800 | 900 | 0 | 63.4 | 60.6 | 8 | 0
2015 | FRCC_2_SOCO | FRCC | SOCO | Internal | Summer | B10 | 1262 | 900 | 0 | 63.4 | 58.49 | 8 | 0
2015 | FRCC_2_SOCO | FRCC | SOCO | Internal | Winter | B16 | 25 | 900 | 0 | 95.1 | 85.1 | 8 | 0
2015 | FRCC_2_SOCO | FRCC | SOCO | Internal | Winter | B17 | 100 | 900 | 0 | 68.96 | 66.59 | 8 | 0
2015 | FRCC_2_SOCO | FRCC | SOCO | Internal | Winter | B18 | 400 | 900 | 0 | 66.09 | 62.04 | 8 | 0
2015 | FRCC_2_SOCO | FRCC | SOCO | Internal | Winter | B19 | 700 | 900 | 0 | 66.09 | 62.04 | 8 | 0
2015 | FRCC_2_SOCO | FRCC | SOCO | Internal | Winter | B20 | 935 | 900 | 0 | 66.09 | 62.04 | 8 | 0
2015 | HQ_NEISO_2_NEISO | HQ_NEISO | NEISO | Internal | Shoulder | B11 | 25 | 99999 | 2920 | 58.18 | 58.19 | 0.01 | 0
2015 | HQ_NEISO_2_NEISO | HQ_NEISO | NEISO | Internal | Shoulder | B12 | 200 | 99999 | 2920 | 55.75 | 55.76 | 0.01 | 0
2015 | HQ_NEISO_2_NEISO | HQ_NEISO | NEISO | Internal | Shoulder | B13 | 600 | 99999 | 2920 | 55.75 | 55.76 | 0.01 | 0
2015 | HQ_NEISO_2_NEISO | HQ_NEISO | NEISO | Internal | Shoulder | B14 | 900 | 99999 | 2920 | 55.75 | 55.76 | 0.01 | 0
2015 | HQ_NEISO_2_NEISO | HQ_NEISO | NEISO | Internal | Shoulder | B15 | 1203 | 99999 | 1143.24 | 55.75 | 55.76 | 0.01 | 0
2015 | HQ_NEISO_2_NEISO | HQ_NEISO | NEISO | Internal | Summer | B1 | 10 | 99999 | 2920.1 | 91.44 | 91.45 | 0.01 | 0
2015 | HQ_NEISO_2_NEISO | HQ_NEISO | NEISO | Internal | Summer | B2 | 25 | 99999 | 2920.1 | 83.7 | 83.71 | 0.01 | 0
2015 | HQ_NEISO_2_NEISO | HQ_NEISO | NEISO | Internal | Summer | B3 | 75 | 99999 | 2920 | 74.71 | 74.72 | 0.01 | 0
2015 | HQ_NEISO_2_NEISO | HQ_NEISO | NEISO | Internal | Summer | B4 | 100 | 99999 | 2920 | 69.97 | 69.98 | 0.01 | 0
2015 | HQ_NEISO_2_NEISO | HQ_NEISO | NEISO | Internal | Summer | B5 | 200 | 99999 | 2920 | 61.4 | 61.41 | 0.01 | 0
2015 | HQ_NEISO_2_NEISO | HQ_NEISO | NEISO | Internal | Summer | B6 | 300 | 99999 | 2920 | 53.05 | 53.06 | 0.01 | 0
2015 | HQ_NEISO_2_NEISO | HQ_NEISO | NEISO | Internal | Summer | B7 | 400 | 99999 | 2920 | 53.05 | 53.06 | 0.01 | 0
2015 | HQ_NEISO_2_NEISO | HQ_NEISO | NEISO | Internal | Summer | B8 | 500 | 99999 | 2920 | 53.05 | 53.06 | 0.01 | 0
2015 | HQ_NEISO_2_NEISO | HQ_NEISO | NEISO | Internal | Summer | B9 | 800 | 99999 | 2920 | 53.05 | 53.06 | 0.01 | 0
2015 | HQ_NEISO_2_NEISO | HQ_NEISO | NEISO | Internal | Summer | B10 | 1262 | 99999 | 795.94 | 53.05 | 53.06 | 0.01 | 0
2015 | HQ_NEISO_2_NEISO | HQ_NEISO | NEISO | Internal | Winter | B16 | 25 | 99999 | 2920 | 64.14 | 64.15 | 0.01 | 0
2015 | HQ_NEISO_2_NEISO | HQ_NEISO | NEISO | Internal | Winter | B17 | 100 | 99999 | 2920 | 64.14 | 64.15 | 0.01 | 0
2015 | HQ_NEISO_2_NEISO | HQ_NEISO | NEISO | Internal | Winter | B18 | 400 | 99999 | 2920 | 64.14 | 64.15 | 0.01 | 0
2015 | HQ_NEISO_2_NEISO | HQ_NEISO | NEISO | Internal | Winter | B19 | 700 | 99999 | 2920 | 64.14 | 64.15 | 0.01 | 0
2015 | HQ_NEISO_2_NEISO | HQ_NEISO | NEISO | Internal | Winter | B20 | 935 | 99999 | 1233.58 | 64.14 | 64.15 | 0.01 | 0
2015 | HQ_NY_2_NYISO_A-F | HQ_NY | NYISO_A-F | Internal | Shoulder | B11 | 25 | 99999 | 1000 | 64.53 | 64.55 | 0.01 | 0
2015 | HQ_NY_2_NYISO_A-F | HQ_NY | NYISO_A-F | Internal | Shoulder | B12 | 200 | 99999 | 1000 | 58.74 | 58.75 | 0.01 | 0
2015 | HQ_NY_2_NYISO_A-F | HQ_NY | NYISO_A-F | Internal | Shoulder | B13 | 600 | 99999 | 1000 | 58.72 | 58.74 | 0.01 | 0
2015 | HQ_NY_2_NYISO_A-F | HQ_NY | NYISO_A-F | Internal | Shoulder | B14 | 900 | 99999 | 1000 | 56.81 | 56.82 | 0.01 | 0
2015 | HQ_NY_2_NYISO_A-F | HQ_NY | NYISO_A-F | Internal | Shoulder | B15 | 1203 | 99999 | 188.69 | 56.81 | 56.82 | 0.01 | 0
2015 | HQ_NY_2_NYISO_A-F | HQ_NY | NYISO_A-F | Internal | Summer | B1 | 10 | 99999 | 1000.1 | 91.66 | 91.67 | 0.01 | 0
2015 | HQ_NY_2_NYISO_A-F | HQ_NY | NYISO_A-F | Internal | Summer | B2 | 25 | 99999 | 1000.1 | 83.94 | 83.95 | 0.01 | 0
2015 | HQ_NY_2_NYISO_A-F | HQ_NY | NYISO_A-F | Internal | Summer | B3 | 75 | 99999 | 1000 | 78.62 | 78.64 | 0.01 | 0
2015 | HQ_NY_2_NYISO_A-F | HQ_NY | NYISO_A-F | Internal | Summer | B4 | 100 | 99999 | 1000 | 75.81 | 75.83 | 0.01 | 0
2015 | HQ_NY_2_NYISO_A-F | HQ_NY | NYISO_A-F | Internal | Summer | B5 | 200 | 99999 | 1000 | 67.75 | 67.76 | 0.01 | 0
2015 | HQ_NY_2_NYISO_A-F | HQ_NY | NYISO_A-F | Internal | Summer | B6 | 300 | 99999 | 1000 | 57.76 | 57.78 | 0.01 | 0
2015 | HQ_NY_2_NYISO_A-F | HQ_NY | NYISO_A-F | Internal | Summer | B7 | 400 | 99999 | 1000 | 56.05 | 56.06 | 0.01 | 0
2015 | HQ_NY_2_NYISO_A-F | HQ_NY | NYISO_A-F | Internal | Summer | B8 | 500 | 99999 | 1000 | 55.16 | 55.18 | 0.01 | 0
2015 | HQ_NY_2_NYISO_A-F | HQ_NY | NYISO_A-F | Internal | Summer | B9 | 800 | 99999 | 1000 | 55.16 | 55.18 | 0.01 | 0
2015 | HQ_NY_2_NYISO_A-F | HQ_NY | NYISO_A-F | Internal | Summer | B10 | 1262 | 99999 | 30.11 | 55.16 | 55.18 | 0.01 | 0
2015 | HQ_NY_2_NYISO_A-F | HQ_NY | NYISO_A-F | Internal | Winter | B16 | 25 | 99999 | 1000 | 67.56 | 67.57 | 0.01 | 0
2015 | HQ_NY_2_NYISO_A-F | HQ_NY | NYISO_A-F | Internal | Winter | B17 | 100 | 99999 | 1000 | 64.2 | 64.21 | 0.01 | 0
2015 | HQ_NY_2_NYISO_A-F | HQ_NY | NYISO_A-F | Internal | Winter | B18 | 400 | 99999 | 1000 | 61.51 | 61.53 | 0.01 | 0
2015 | HQ_NY_2_NYISO_A-F | HQ_NY | NYISO_A-F | Internal | Winter | B19 | 700 | 99999 | 1000 | 61.51 | 61.53 | 0.01 | 0
2015 | HQ_NY_2_NYISO_A-F | HQ_NY | NYISO_A-F | Internal | Winter | B20 | 935 | 99999 | 229.95 | 61.51 | 61.53 | 0.01 | 0
2015 | HQ_IESO_2_IESO | HQ_IESO | IESO | Internal | Shoulder | B11 | 25 | 99999 | 400 | 64.16 | 64.17 | 0.01 | 0
2015 | HQ_IESO_2_IESO | HQ_IESO | IESO | Internal | Shoulder | B12 | 200 | 99999 | 400 | 50.68 | 50.69 | 0.01 | 0
2015 | HQ_IESO_2_IESO | HQ_IESO | IESO | Internal | Shoulder | B13 | 600 | 99999 | 400 | 47.6 | 47.62 | 0.01 | 0
2015 | HQ_IESO_2_IESO | HQ_IESO | IESO | Internal | Shoulder | B14 | 900 | 99999 | 400 | 47.6 | 47.62 | 0.01 | 0
2015 | HQ_IESO_2_IESO | HQ_IESO | IESO | Internal | Shoulder | B15 | 1203 | 99999 | 75.48 | 47.6 | 47.62 | 0.01 | 0
2015 | HQ_IESO_2_IESO | HQ_IESO | IESO | Internal | Summer | B1 | 10 | 99999 | 400.1 | 84.66 | 84.67 | 0.01 | 0
2015 | HQ_IESO_2_IESO | HQ_IESO | IESO | Internal | Summer | B2 | 25 | 99999 | 400 | 78.85 | 78.86 | 0.01 | 0
2015 | HQ_IESO_2_IESO | HQ_IESO | IESO | Internal | Summer | B3 | 75 | 99999 | 400 | 77.77 | 77.79 | 0.01 | 0
2015 | HQ_IESO_2_IESO | HQ_IESO | IESO | Internal | Summer | B4 | 100 | 99999 | 400 | 71.69 | 71.7 | 0.01 | 0
2015 | HQ_IESO_2_IESO | HQ_IESO | IESO | Internal | Summer | B5 | 200 | 99999 | 400 | 63.34 | 63.35 | 0.01 | 0
2015 | HQ_IESO_2_IESO | HQ_IESO | IESO | Internal | Summer | B6 | 300 | 99999 | 400 | 50.76 | 50.78 | 0.01 | 0
2015 | HQ_IESO_2_IESO | HQ_IESO | IESO | Internal | Summer | B7 | 400 | 99999 | 400 | 44.69 | 44.7 | 0.01 | 0
2015 | HQ_IESO_2_IESO | HQ_IESO | IESO | Internal | Summer | B8 | 500 | 99999 | 400 | 44.69 | 44.7 | 0.01 | 0
2015 | HQ_IESO_2_IESO | HQ_IESO | IESO | Internal | Summer | B9 | 800 | 99999 | 400 | 44.69 | 44.7 | 0.01 | 0
2015 | HQ_IESO_2_IESO | HQ_IESO | IESO | Internal | Summer | B10 | 1262 | 99999 | 12.04 | 44.69 | 44.7 | 0.01 | 0
2015 | HQ_IESO_2_IESO | HQ_IESO | IESO | Internal | Winter | B16 | 25 | 99999 | 400 | 63.83 | 63.84 | 0.01 | 0
2015 | HQ_IESO_2_IESO | HQ_IESO | IESO | Internal | Winter | B17 | 100 | 99999 | 400 | 54.42 | 54.43 | 0.01 | 0
2015 | HQ_IESO_2_IESO | HQ_IESO | IESO | Internal | Winter | B18 | 400 | 99999 | 400 | 49.77 | 49.78 | 0.01 | 0
2015 | HQ_IESO_2_IESO | HQ_IESO | IESO | Internal | Winter | B19 | 700 | 99999 | 400 | 49.77 | 49.78 | 0.01 | 0
2015 | HQ_IESO_2_IESO | HQ_IESO | IESO | Internal | Winter | B20 | 935 | 99999 | 91.98 | 49.77 | 49.78 | 0.01 | 0
2015 | IESO_2_MAPP_CA | IESO | MAPP_CA | Internal | Shoulder | B11 | 25 | 262 | 0 | 64.17 | 70.97 | 7 | 0
2015 | IESO_2_MAPP_CA | IESO | MAPP_CA | Internal | Shoulder | B12 | 200 | 262 | 262 | 50.69 | 61.32 | 7 | 3.63
2015 | IESO_2_MAPP_CA | IESO | MAPP_CA | Internal | Shoulder | B13 | 600 | 262 | 262 | 47.62 | 57.56 | 7 | 2.94
2015 | IESO_2_MAPP_CA | IESO | MAPP_CA | Internal | Shoulder | B14 | 900 | 262 | 262 | 47.62 | 55.69 | 7 | 1.08
2015 | IESO_2_MAPP_CA | IESO | MAPP_CA | Internal | Shoulder | B15 | 1203 | 262 | 262 | 47.62 | 55.69 | 7 | 1.08
2015 | IESO_2_MAPP_CA | IESO | MAPP_CA | Internal | Summer | B1 | 10 | 262 | 0 | 84.67 | 84.94 | 7 | 0
2015 | IESO_2_MAPP_CA | IESO | MAPP_CA | Internal | Summer | B2 | 25 | 262 | 0 | 78.86 | 82.37 | 7 | 0
2015 | IESO_2_MAPP_CA | IESO | MAPP_CA | Internal | Summer | B3 | 75 | 262 | 0 | 77.79 | 81.82 | 7 | 0
2015 | IESO_2_MAPP_CA | IESO | MAPP_CA | Internal | Summer | B4 | 100 | 262 | 0 | 71.7 | 75.73 | 7 | 0
2015 | IESO_2_MAPP_CA | IESO | MAPP_CA | Internal | Summer | B5 | 200 | 262 | 262 | 63.35 | 70.97 | 7 | 0.62
2015 | IESO_2_MAPP_CA | IESO | MAPP_CA | Internal | Summer | B6 | 300 | 262 | 262 | 50.78 | 61.43 | 7 | 3.65
2015 | IESO_2_MAPP_CA | IESO | MAPP_CA | Internal | Summer | B7 | 400 | 262 | 262 | 44.7 | 55.27 | 7 | 3.57
2015 | IESO_2_MAPP_CA | IESO | MAPP_CA | Internal | Summer | B8 | 500 | 262 | 262 | 44.7 | 53.77 | 7 | 2.06
2015 | IESO_2_MAPP_CA | IESO | MAPP_CA | Internal | Summer | B9 | 800 | 262 | 262 | 44.7 | 53.14 | 7 | 1.44
2015 | IESO_2_MAPP_CA | IESO | MAPP_CA | Internal | Summer | B10 | 1262 | 262 | 262 | 44.7 | 53.14 | 7 | 1.44
2015 | IESO_2_MAPP_CA | IESO | MAPP_CA | Internal | Winter | B16 | 25 | 262 | 934.49 | 63.84 | 74.55 | 7 | 3.71
2015 | IESO_2_MAPP_CA | IESO | MAPP_CA | Internal | Winter | B17 | 100 | 262 | 262 | 54.43 | 64.77 | 7 | 3.34
2015 | IESO_2_MAPP_CA | IESO | MAPP_CA | Internal | Winter | B18 | 400 | 262 | 262 | 49.78 | 59.83 | 7 | 3.05
2015 | IESO_2_MAPP_CA | IESO | MAPP_CA | Internal | Winter | B19 | 700 | 262 | 262 | 49.78 | 57.58 | 7 | 0.8
2015 | IESO_2_MAPP_CA | IESO | MAPP_CA | Internal | Winter | B20 | 935 | 262 | 0 | 49.78 | 55.42 | 7 | 0
2015 | IESO_2_MISO_MI | IESO | MISO_MI | Internal | Shoulder | B11 | 25 | 1840 | 1840 | 64.17 | 74.26 | 7 | 3.09
2015 | IESO_2_MISO_MI | IESO | MISO_MI | Internal | Shoulder | B12 | 200 | 1840 | 3405.62 | 50.69 | 61.35 | 7 | 3.65
2015 | IESO_2_MISO_MI | IESO | MISO_MI | Internal | Shoulder | B13 | 600 | 1840 | 1840 | 47.62 | 57.61 | 7 | 2.99
2015 | IESO_2_MISO_MI | IESO | MISO_MI | Internal | Shoulder | B14 | 900 | 1840 | 1840 | 47.62 | 55.74 | 7 | 1.12
2015 | IESO_2_MISO_MI | IESO | MISO_MI | Internal | Shoulder | B15 | 1203 | 1840 | 1436.21 | 47.62 | 54.62 | 7 | 0
2015 | IESO_2_MISO_MI | IESO | MISO_MI | Internal | Summer | B1 | 10 | 1840 | 1297.73 | 84.67 | 91.67 | 7 | 0
2015 | IESO_2_MISO_MI | IESO | MISO_MI | Internal | Summer | B2 | 25 | 1840 | 1840 | 78.86 | 89.09 | 7 | 3.23
2015 | IESO_2_MISO_MI | IESO | MISO_MI | Internal | Summer | B3 | 75 | 1840 | 1840 | 77.79 | 87.87 | 7 | 3.09
2015 | IESO_2_MISO_MI | IESO | MISO_MI | Internal | Summer | B4 | 100 | 1840 | 2585.45 | 71.7 | 82.35 | 7 | 3.65
2015 | IESO_2_MISO_MI | IESO | MISO_MI | Internal | Summer | B5 | 200 | 1840 | 2655.86 | 63.35 | 74.01 | 7 | 3.65
2015 | IESO_2_MISO_MI | IESO | MISO_MI | Internal | Summer | B6 | 300 | 1840 | 3429.21 | 50.78 | 61.43 | 7 | 3.65
2015 | IESO_2_MISO_MI | IESO | MISO_MI | Internal | Summer | B7 | 400 | 1840 | 1840 | 44.7 | 55.32 | 7 | 3.62
2015 | IESO_2_MISO_MI | IESO | MISO_MI | Internal | Summer | B8 | 500 | 1840 | 1840 | 44.7 | 53.81 | 7 | 2.11
2015 | IESO_2_MISO_MI | IESO | MISO_MI | Internal | Summer | B9 | 800 | 1840 | 1840 | 44.7 | 53.19 | 7 | 1.49
2015 | IESO_2_MISO_MI | IESO | MISO_MI | Internal | Summer | B10 | 1262 | 1840 | 1840 | 44.7 | 52.13 | 7 | 0.42
2015 | IESO_2_MISO_MI | IESO | MISO_MI | Internal | Winter | B16 | 25 | 1840 | 3139.5 | 63.84 | 74.5 | 7 | 3.65
2015 | IESO_2_MISO_MI | IESO | MISO_MI | Internal | Winter | B17 | 100 | 1840 | 3118.74 | 54.43 | 65.08 | 7 | 3.65
2015 | IESO_2_MISO_MI | IESO | MISO_MI | Internal | Winter | B18 | 400 | 1840 | 1840 | 49.78 | 60.01 | 7 | 3.23
2015 | IESO_2_MISO_MI | IESO | MISO_MI | Internal | Winter | B19 | 700 | 1840 | 1840 | 49.78 | 57.6 | 7 | 0.82
2015 | IESO_2_MISO_MI | IESO | MISO_MI | Internal | Winter | B20 | 935 | 1840 | 0 | 49.78 | 53.82 | 7 | 0
2015 | IESO_2_MISO_W | IESO | MISO_W | Internal | Shoulder | B11 | 25 | 140 | 3871.96 | 64.17 | 74.91 | 7 | 3.74
2015 | IESO_2_MISO_W | IESO | MISO_W | Internal | Shoulder | B12 | 200 | 140 | 140 | 50.69 | 61.33 | 7 | 3.64
2015 | IESO_2_MISO_W | IESO | MISO_W | Internal | Shoulder | B13 | 600 | 140 | 140 | 47.62 | 57.57 | 7 | 2.96
2015 | IESO_2_MISO_W | IESO | MISO_W | Internal | Shoulder | B14 | 900 | 140 | 140 | 47.62 | 55.7 | 7 | 1.09
2015 | IESO_2_MISO_W | IESO | MISO_W | Internal | Shoulder | B15 | 1203 | 140 | 140 | 47.62 | 54.65 | 7 | 0.04
2015 | IESO_2_MISO_W | IESO | MISO_W | Internal | Summer | B1 | 10 | 140 | 0 | 84.67 | 91.65 | 7 | 0
2015 | IESO_2_MISO_W | IESO | MISO_W | Internal | Summer | B2 | 25 | 140 | 140 | 78.86 | 89.08 | 7 | 3.22
2015 | IESO_2_MISO_W | IESO | MISO_W | Internal | Summer | B3 | 75 | 140 | 1034.95 | 77.79 | 88.52 | 7 | 3.74
2015 | IESO_2_MISO_W | IESO | MISO_W | Internal | Summer | B4 | 100 | 140 | 1103.74 | 71.7 | 82.44 | 7 | 3.74
2015 | IESO_2_MISO_W | IESO | MISO_W | Internal | Summer | B5 | 200 | 140 | 1282.09 | 63.35 | 74.09 | 7 | 3.74
2015 | IESO_2_MISO_W | IESO | MISO_W | Internal | Summer | B6 | 300 | 140 | 140 | 50.78 | 61.44 | 7 | 3.67
2015 | IESO_2_MISO_W | IESO | MISO_W | Internal | Summer | B7 | 400 | 140 | 140 | 44.7 | 55.29 | 7 | 3.58
2015 | IESO_2_MISO_W | IESO | MISO_W | Internal | Summer | B8 | 500 | 140 | 140 | 44.7 | 53.78 | 7 | 2.08
2015 | IESO_2_MISO_W | IESO | MISO_W | Internal | Summer | B9 | 800 | 140 | 140 | 44.7 | 53.15 | 7 | 1.45
2015 | IESO_2_MISO_W | IESO | MISO_W | Internal | Summer | B10 | 1262 | 140 | 140 | 44.7 | 51.82 | 7 | 0.12
2015 | IESO_2_MISO_W | IESO | MISO_W | Internal | Winter | B16 | 25 | 140 | 730.61 | 63.84 | 74.58 | 7 | 3.74
2015 | IESO_2_MISO_W | IESO | MISO_W | Internal | Winter | B17 | 100 | 140 | 140 | 54.43 | 64.78 | 7 | 3.35
2015 | IESO_2_MISO_W | IESO | MISO_W | Internal | Winter | B18 | 400 | 140 | 140 | 49.78 | 59.84 | 7 | 3.06
2015 | IESO_2_MISO_W | IESO | MISO_W | Internal | Winter | B19 | 700 | 140 | 140 | 49.78 | 57.59 | 7 | 0.81
2015 | IESO_2_MISO_W | IESO | MISO_W | Internal | Winter | B20 | 935 | 140 | 0 | 49.78 | 53.81 | 7 | 0
2015 | IESO_2_NYISO_A-F | IESO | NYISO_A-F | Internal | Shoulder | B11 | 25 | 1725 | 0 | 64.17 | 64.55 | 7 | 0
2015 | IESO_2_NYISO_A-F | IESO | NYISO_A-F | Internal | Shoulder | B12 | 200 | 1725 | 1725 | 50.69 | 58.75 | 7 | 1.06
2015 | IESO_2_NYISO_A-F | IESO | NYISO_A-F | Internal | Shoulder | B13 | 600 | 1725 | 1725 | 47.62 | 58.74 | 7 | 4.12
2015 | IESO_2_NYISO_A-F | IESO | NYISO_A-F | Internal | Shoulder | B14 | 900 | 1725 | 1725 | 47.62 | 56.82 | 7 | 2.2
2015 | IESO_2_NYISO_A-F | IESO | NYISO_A-F | Internal | Shoulder | B15 | 1203 | 1725 | 1725 | 47.62 | 56.82 | 7 | 2.2
2015 | IESO_2_NYISO_A-F | IESO | NYISO_A-F | Internal | Summer | B1 | 10 | 1725 | 481.83 | 84.67 | 91.67 | 7 | 0
2015 | IESO_2_NYISO_A-F | IESO | NYISO_A-F | Internal | Summer | B2 | 25 | 1725 | 0 | 78.86 | 83.95 | 7 | 0
2015 | IESO_2_NYISO_A-F | IESO | NYISO_A-F | Internal | Summer | B3 | 75 | 1725 | 0 | 77.79 | 78.64 | 7 | 0
2015 | IESO_2_NYISO_A-F | IESO | NYISO_A-F | Internal | Summer | B4 | 100 | 1725 | 0 | 71.7 | 75.83 | 7 | 0
2015 | IESO_2_NYISO_A-F | IESO | NYISO_A-F | Internal | Summer | B5 | 200 | 1725 | 0 | 63.35 | 67.76 | 7 | 0
2015 | IESO_2_NYISO_A-F | IESO | NYISO_A-F | Internal | Summer | B6 | 300 | 1725 | 728.31 | 50.78 | 57.78 | 7 | 0
2015 | IESO_2_NYISO_A-F | IESO | NYISO_A-F | Internal | Summer | B7 | 400 | 1725 | 1725 | 44.7 | 56.06 | 7 | 4.36
2015 | IESO_2_NYISO_A-F | IESO | NYISO_A-F | Internal | Summer | B8 | 500 | 1725 | 1725 | 44.7 | 55.18 | 7 | 3.47
2015 | IESO_2_NYISO_A-F | IESO | NYISO_A-F | Internal | Summer | B9 | 800 | 1725 | 1725 | 44.7 | 55.18 | 7 | 3.47
2015 | IESO_2_NYISO_A-F | IESO | NYISO_A-F | Internal | Summer | B10 | 1262 | 1725 | 1725 | 44.7 | 55.18 | 7 | 3.47
2015 | IESO_2_NYISO_A-F | IESO | NYISO_A-F | Internal | Winter | B16 | 25 | 1725 | 0 | 63.84 | 67.57 | 7 | 0
2015 | IESO_2_NYISO_A-F | IESO | NYISO_A-F | Internal | Winter | B17 | 100 | 1725 | 1725 | 54.43 | 64.21 | 7 | 2.78
2015 | IESO_2_NYISO_A-F | IESO | NYISO_A-F | Internal | Winter | B18 | 400 | 1725 | 2994.35 | 49.78 | 61.53 | 7 | 4.74
2015 | IESO_2_NYISO_A-F | IESO | NYISO_A-F | Internal | Winter | B19 | 700 | 1725 | 2301.02 | 49.78 | 61.53 | 7 | 4.74
2015 | IESO_2_NYISO_A-F | IESO | NYISO_A-F | Internal | Winter | B20 | 935 | 1725 | 2135.32 | 49.78 | 61.53 | 7 | 4.74
2015 | MAPP_CA_2_IESO | MAPP_CA | IESO | Internal | Shoulder | B11 | 25 | 330 | 0 | 70.97 | 64.17 | 8 | 0
2015 | MAPP_CA_2_IESO | MAPP_CA | IESO | Internal | Shoulder | B12 | 200 | 330 | 0 | 61.32 | 50.69 | 8 | 0
2015 | MAPP_CA_2_IESO | MAPP_CA | IESO | Internal | Shoulder | B13 | 600 | 330 | 0 | 57.56 | 47.62 | 8 | 0
2015 | MAPP_CA_2_IESO | MAPP_CA | IESO | Internal | Shoulder | B14 | 900 | 330 | 0 | 55.69 | 47.62 | 8 | 0
2015 | MAPP_CA_2_IESO | MAPP_CA | IESO | Internal | Shoulder | B15 | 1203 | 330 | 0 | 55.69 | 47.62 | 8 | 0
2015 | MAPP_CA_2_IESO | MAPP_CA | IESO | Internal | Summer | B1 | 10 | 330 | 0 | 84.94 | 84.67 | 8 | 0
2015 | MAPP_CA_2_IESO | MAPP_CA | IESO | Internal | Summer | B2 | 25 | 330 | 0 | 82.37 | 78.86 | 8 | 0
2015 | MAPP_CA_2_IESO | MAPP_CA | IESO | Internal | Summer | B3 | 75 | 330 | 0 | 81.82 | 77.79 | 8 | 0
2015 | MAPP_CA_2_IESO | MAPP_CA | IESO | Internal | Summer | B4 | 100 | 330 | 0 | 75.73 | 71.7 | 8 | 0
2015 | MAPP_CA_2_IESO | MAPP_CA | IESO | Internal | Summer | B5 | 200 | 330 | 0 | 70.97 | 63.35 | 8 | 0
2015 | MAPP_CA_2_IESO | MAPP_CA | IESO | Internal | Summer | B6 | 300 | 330 | 0 | 61.43 | 50.78 | 8 | 0
2015 | MAPP_CA_2_IESO | MAPP_CA | IESO | Internal | Summer | B7 | 400 | 330 | 0 | 55.27 | 44.7 | 8 | 0
2015 | MAPP_CA_2_IESO | MAPP_CA | IESO | Internal | Summer | B8 | 500 | 330 | 0 | 53.77 | 44.7 | 8 | 0
2015 | MAPP_CA_2_IESO | MAPP_CA | IESO | Internal | Summer | B9 | 800 | 330 | 0 | 53.14 | 44.7 | 8 | 0
2015 | MAPP_CA_2_IESO | MAPP_CA | IESO | Internal | Summer | B10 | 1262 | 330 | 0 | 53.14 | 44.7 | 8 | 0
2015 | MAPP_CA_2_IESO | MAPP_CA | IESO | Internal | Winter | B16 | 25 | 330 | 0 | 74.55 | 63.84 | 8 | 0
2015 | MAPP_CA_2_IESO | MAPP_CA | IESO | Internal | Winter | B17 | 100 | 330 | 0 | 64.77 | 54.43 | 8 | 0
2015 | MAPP_CA_2_IESO | MAPP_CA | IESO | Internal | Winter | B18 | 400 | 330 | 0 | 59.83 | 49.78 | 8 | 0
2015 | MAPP_CA_2_IESO | MAPP_CA | IESO | Internal | Winter | B19 | 700 | 330 | 0 | 57.58 | 49.78 | 8 | 0
2015 | MAPP_CA_2_IESO | MAPP_CA | IESO | Internal | Winter | B20 | 935 | 330 | 0 | 55.42 | 49.78 | 8 | 0
2015 | MAPP_CA_2_MAPP_US | MAPP_CA | MAPP_US | Internal | Shoulder | B11 | 25 | 372 | 0 | 70.97 | 72.48 | 7 | 0
2015 | MAPP_CA_2_MAPP_US | MAPP_CA | MAPP_US | Internal | Shoulder | B12 | 200 | 372 | 0 | 61.32 | 54.33 | 7 | 0
2015 | MAPP_CA_2_MAPP_US | MAPP_CA | MAPP_US | Internal | Shoulder | B13 | 600 | 372 | 0 | 57.56 | 54.18 | 7 | 0
2015 | MAPP_CA_2_MAPP_US | MAPP_CA | MAPP_US | Internal | Shoulder | B14 | 900 | 372 | 0 | 55.69 | 54.18 | 7 | 0
2015 | MAPP_CA_2_MAPP_US | MAPP_CA | MAPP_US | Internal | Shoulder | B15 | 1203 | 372 | 0 | 55.69 | 54.18 | 7 | 0
2015 | MAPP_CA_2_MAPP_US | MAPP_CA | MAPP_US | Internal | Summer | B1 | 10 | 372 | 0 | 84.94 | 84.65 | 7 | 0
2015 | MAPP_CA_2_MAPP_US | MAPP_CA | MAPP_US | Internal | Summer | B2 | 25 | 372 | 0 | 82.37 | 84.28 | 7 | 0
2015 | MAPP_CA_2_MAPP_US | MAPP_CA | MAPP_US | Internal | Summer | B3 | 75 | 372 | 0 | 81.82 | 84.28 | 7 | 0
2015 | MAPP_CA_2_MAPP_US | MAPP_CA | MAPP_US | Internal | Summer | B4 | 100 | 372 | 0 | 75.73 | 80.16 | 7 | 0
2015 | MAPP_CA_2_MAPP_US | MAPP_CA | MAPP_US | Internal | Summer | B5 | 200 | 372 | 0 | 70.97 | 71.67 | 7 | 0
2015 | MAPP_CA_2_MAPP_US | MAPP_CA | MAPP_US | Internal | Summer | B6 | 300 | 372 | 0 | 61.43 | 59.02 | 7 | 0
2015 | MAPP_CA_2_MAPP_US | MAPP_CA | MAPP_US | Internal | Summer | B7 | 400 | 372 | 0 | 55.27 | 52.46 | 7 | 0
2015 | MAPP_CA_2_MAPP_US | MAPP_CA | MAPP_US | Internal | Summer | B8 | 500 | 372 | 0 | 53.77 | 50.5 | 7 | 0
2015 | MAPP_CA_2_MAPP_US | MAPP_CA | MAPP_US | Internal | Summer | B9 | 800 | 372 | 0 | 53.14 | 50.5 | 7 | 0
2015 | MAPP_CA_2_MAPP_US | MAPP_CA | MAPP_US | Internal | Summer | B10 | 1262 | 372 | 0 | 53.14 | 50.5 | 7 | 0
2015 | MAPP_CA_2_MAPP_US | MAPP_CA | MAPP_US | Internal | Winter | B16 | 25 | 372 | 0 | 74.55 | 67.58 | 7 | 0
2015 | MAPP_CA_2_MAPP_US | MAPP_CA | MAPP_US | Internal | Winter | B17 | 100 | 372 | 0 | 64.77 | 57.78 | 7 | 0
2015 | MAPP_CA_2_MAPP_US | MAPP_CA | MAPP_US | Internal | Winter | B18 | 400 | 372 | 0 | 59.83 | 55.65 | 7 | 0
2015 | MAPP_CA_2_MAPP_US | MAPP_CA | MAPP_US | Internal | Winter | B19 | 700 | 372 | 0 | 57.58 | 55.65 | 7 | 0
2015 | MAPP_CA_2_MAPP_US | MAPP_CA | MAPP_US | Internal | Winter | B20 | 935 | 372 | 0 | 55.42 | 52.68 | 7 | 0
2015 | MAPP_CA_2_MISO_W | MAPP_CA | MISO_W | Internal | Shoulder | B11 | 25 | 1970 | 1970 | 70.97 | 74.91 | 0.01 | 3.92
2015 | MAPP_CA_2_MISO_W | MAPP_CA | MISO_W | Internal | Shoulder | B12 | 200 | 1970 | 1579.5 | 61.32 | 61.33 | 0.01 | 0
2015 | MAPP_CA_2_MISO_W | MAPP_CA | MISO_W | Internal | Shoulder | B13 | 600 | 1970 | 1668.96 | 57.56 | 57.57 | 0.01 | 0
2015 | MAPP_CA_2_MISO_W | MAPP_CA | MISO_W | Internal | Shoulder | B14 | 900 | 1970 | 1077.36 | 55.69 | 55.7 | 0.01 | 0
2015 | MAPP_CA_2_MISO_W | MAPP_CA | MISO_W | Internal | Shoulder | B15 | 1203 | 1970 | 0 | 55.69 | 54.65 | 0.01 | 0
2015 | MAPP_CA_2_MISO_W | MAPP_CA | MISO_W | Internal | Summer | B1 | 10 | 1970 | 2473.8 | 84.94 | 91.65 | 0.01 | 6.69
2015 | MAPP_CA_2_MISO_W | MAPP_CA | MISO_W | Internal | Summer | B2 | 25 | 1970 | 2361.8 | 82.37 | 89.08 | 0.01 | 6.69
2015 | MAPP_CA_2_MISO_W | MAPP_CA | MISO_W | Internal | Summer | B3 | 75 | 1970 | 2301.66 | 81.82 | 88.52 | 0.01 | 6.69
2015 | MAPP_CA_2_MISO_W | MAPP_CA | MISO_W | Internal | Summer | B4 | 100 | 1970 | 2013.93 | 75.73 | 82.44 | 0.01 | 6.69
2015 | MAPP_CA_2_MISO_W | MAPP_CA | MISO_W | Internal | Summer | B5 | 200 | 1970 | 1970 | 70.97 | 74.09 | 0.01 | 3.1
2015 | MAPP_CA_2_MISO_W | MAPP_CA | MISO_W | Internal | Summer | B6 | 300 | 1970 | 1605.65 | 61.43 | 61.44 | 0.01 | 0
2015 | MAPP_CA_2_MISO_W | MAPP_CA | MISO_W | Internal | Summer | B7 | 400 | 1970 | 1733.85 | 55.27 | 55.29 | 0.01 | 0
2015 | MAPP_CA_2_MISO_W | MAPP_CA | MISO_W | Internal | Summer | B8 | 500 | 1970 | 1919.61 | 53.77 | 53.78 | 0.01 | 0
2015 | MAPP_CA_2_MISO_W | MAPP_CA | MISO_W | Internal | Summer | B9 | 800 | 1970 | 1133.94 | 53.14 | 53.15 | 0.01 | 0
2015 | MAPP_CA_2_MISO_W | MAPP_CA | MISO_W | Internal | Summer | B10 | 1262 | 1970 | 0 | 53.14 | 51.82 | 0.01 | 0
2015 | MAPP_CA_2_MISO_W | MAPP_CA | MISO_W | Internal | Winter | B16 | 25 | 1970 | 1970 | 74.55 | 74.58 | 0.01 | 0.02
2015 | MAPP_CA_2_MISO_W | MAPP_CA | MISO_W | Internal | Winter | B17 | 100 | 1970 | 499.67 | 64.77 | 64.78 | 0.01 | 0
2015 | MAPP_CA_2_MISO_W | MAPP_CA | MISO_W | Internal | Winter | B18 | 400 | 1970 | 600.87 | 59.83 | 59.84 | 0.01 | 0
2015 | MAPP_CA_2_MISO_W | MAPP_CA | MISO_W | Internal | Winter | B19 | 700 | 1970 | 774.86 | 57.58 | 57.59 | 0.01 | 0
2015 | MAPP_CA_2_MISO_W | MAPP_CA | MISO_W | Internal | Winter | B20 | 935 | 1970 | 0 | 55.42 | 53.81 | 0.01 | 0
2015 | MAPP_US_2_MAPP_CA | MAPP_US | MAPP_CA | Internal | Shoulder | B11 | 25 | 165 | 0 | 72.48 | 70.97 | 7 | 0
2015 | MAPP_US_2_MAPP_CA | MAPP_US | MAPP_CA | Internal | Shoulder | B12 | 200 | 165 | 0 | 54.33 | 61.32 | 7 | 0
2015 | MAPP_US_2_MAPP_CA | MAPP_US | MAPP_CA | Internal | Shoulder | B13 | 600 | 165 | 0 | 54.18 | 57.56 | 7 | 0
2015 | MAPP_US_2_MAPP_CA | MAPP_US | MAPP_CA | Internal | Shoulder | B14 | 900 | 165 | 0 | 54.18 | 55.69 | 7 | 0
2015 | MAPP_US_2_MAPP_CA | MAPP_US | MAPP_CA | Internal | Shoulder | B15 | 1203 | 165 | 0 | 54.18 | 55.69 | 7 | 0
2015 | MAPP_US_2_MAPP_CA | MAPP_US | MAPP_CA | Internal | Summer | B1 | 10 | 165 | 0 | 84.65 | 84.94 | 7 | 0
2015 | MAPP_US_2_MAPP_CA | MAPP_US | MAPP_CA | Internal | Summer | B2 | 25 | 165 | 0 | 84.28 | 82.37 | 7 | 0
2015 | MAPP_US_2_MAPP_CA | MAPP_US | MAPP_CA | Internal | Summer | B3 | 75 | 165 | 0 | 84.28 | 81.82 | 7 | 0
2015 | MAPP_US_2_MAPP_CA | MAPP_US | MAPP_CA | Internal | Summer | B4 | 100 | 165 | 0 | 80.16 | 75.73 | 7 | 0
2015 | MAPP_US_2_MAPP_CA | MAPP_US | MAPP_CA | Internal | Summer | B5 | 200 | 165 | 0 | 71.67 | 70.97 | 7 | 0
2015 | MAPP_US_2_MAPP_CA | MAPP_US | MAPP_CA | Internal | Summer | B6 | 300 | 165 | 0 | 59.02 | 61.43 | 7 | 0
2015 | MAPP_US_2_MAPP_CA | MAPP_US | MAPP_CA | Internal | Summer | B7 | 400 | 165 | 0 | 52.46 | 55.27 | 7 | 0
2015 | MAPP_US_2_MAPP_CA | MAPP_US | MAPP_CA | Internal | Summer | B8 | 500 | 165 | 0 | 50.5 | 53.77 | 7 | 0
2015 | MAPP_US_2_MAPP_CA | MAPP_US | MAPP_CA | Internal | Summer | B9 | 800 | 165 | 0 | 50.5 | 53.14 | 7 | 0
2015 | MAPP_US_2_MAPP_CA | MAPP_US | MAPP_CA | Internal | Summer | B10 | 1262 | 165 | 0 | 50.5 | 53.14 | 7 | 0
2015 | MAPP_US_2_MAPP_CA | MAPP_US | MAPP_CA | Internal | Winter | B16 | 25 | 165 | 0 | 67.58 | 74.55 | 7 | 0
2015 | MAPP_US_2_MAPP_CA | MAPP_US | MAPP_CA | Internal | Winter | B17 | 100 | 165 | 0 | 57.78 | 64.77 | 7 | 0
2015 | MAPP_US_2_MAPP_CA | MAPP_US | MAPP_CA | Internal | Winter | B18 | 400 | 165 | 0 | 55.65 | 59.83 | 7 | 0
2015 | MAPP_US_2_MAPP_CA | MAPP_US | MAPP_CA | Internal | Winter | B19 | 700 | 165 | 0 | 55.65 | 57.58 | 7 | 0
2015 | MAPP_US_2_MAPP_CA | MAPP_US | MAPP_CA | Internal | Winter | B20 | 935 | 165 | 0 | 52.68 | 55.42 | 7 | 0
2015 | MAPP_US_2_MISO_W | MAPP_US | MISO_W | Internal | Shoulder | B11 | 25 | 2635 | 0 | 72.48 | 74.91 | 7 | 0
2015 | MAPP_US_2_MISO_W | MAPP_US | MISO_W | Internal | Shoulder | B12 | 200 | 2635 | 727.58 | 54.33 | 61.33 | 7 | 0
2015 | MAPP_US_2_MISO_W | MAPP_US | MISO_W | Internal | Shoulder | B13 | 600 | 2635 | 0 | 54.18 | 57.57 | 7 | 0
2015 | MAPP_US_2_MISO_W | MAPP_US | MISO_W | Internal | Shoulder | B14 | 900 | 2635 | 0 | 54.18 | 55.7 | 7 | 0
2015 | MAPP_US_2_MISO_W | MAPP_US | MISO_W | Internal | Shoulder | B15 | 1203 | 2635 | 0 | 54.18 | 54.65 | 7 | 0
2015 | MAPP_US_2_MISO_W | MAPP_US | MISO_W | Internal | Summer | B1 | 10 | 2635 | 941.67 | 84.65 | 91.65 | 7 | 0
2015 | MAPP_US_2_MISO_W | MAPP_US | MISO_W | Internal | Summer | B2 | 25 | 2635 | 0 | 84.28 | 89.08 | 7 | 0
2015 | MAPP_US_2_MISO_W | MAPP_US | MISO_W | Internal | Summer | B3 | 75 | 2635 | 0 | 84.28 | 88.52 | 7 | 0
2015 | MAPP_US_2_MISO_W | MAPP_US | MISO_W | Internal | Summer | B4 | 100 | 2635 | 0 | 80.16 | 82.44 | 7 | 0
2015 | MAPP_US_2_MISO_W | MAPP_US | MISO_W | Internal | Summer | B5 | 200 | 2635 | 0 | 71.67 | 74.09 | 7 | 0
2015 | MAPP_US_2_MISO_W | MAPP_US | MISO_W | Internal | Summer | B6 | 300 | 2635 | 0 | 59.02 | 61.44 | 7 | 0
2015 | MAPP_US_2_MISO_W | MAPP_US | MISO_W | Internal | Summer | B7 | 400 | 2635 | 0 | 52.46 | 55.29 | 7 | 0
2015 | MAPP_US_2_MISO_W | MAPP_US | MISO_W | Internal | Summer | B8 | 500 | 2635 | 0 | 50.5 | 53.78 | 7 | 0
2015 | MAPP_US_2_MISO_W | MAPP_US | MISO_W | Internal | Summer | B9 | 800 | 2635 | 0 | 50.5 | 53.15 | 7 | 0
2015 | MAPP_US_2_MISO_W | MAPP_US | MISO_W | Internal | Summer | B10 | 1262 | 2635 | 0 | 50.5 | 51.82 | 7 | 0
2015 | MAPP_US_2_MISO_W | MAPP_US | MISO_W | Internal | Winter | B16 | 25 | 2635 | 1278.94 | 67.58 | 74.58 | 7 | 0
2015 | MAPP_US_2_MISO_W | MAPP_US | MISO_W | Internal | Winter | B17 | 100 | 2635 | 853.73 | 57.78 | 64.78 | 7 | 0
2015 | MAPP_US_2_MISO_W | MAPP_US | MISO_W | Internal | Winter | B18 | 400 | 2635 | 0 | 55.65 | 59.84 | 7 | 0
2015 | MAPP_US_2_MISO_W | MAPP_US | MISO_W | Internal | Winter | B19 | 700 | 2635 | 0 | 55.65 | 57.59 | 7 | 0
2015 | MAPP_US_2_MISO_W | MAPP_US | MISO_W | Internal | Winter | B20 | 935 | 2635 | 0 | 52.68 | 53.81 | 7 | 0
2015 | MAPP_US_2_NE | MAPP_US | NE | Internal | Shoulder | B11 | 25 | 2000 | 1274.87 | 72.48 | 79.48 | 7 | 0
2015 | MAPP_US_2_NE | MAPP_US | NE | Internal | Shoulder | B12 | 200 | 2000 | 0 | 54.33 | 59.97 | 7 | 0
2015 | MAPP_US_2_NE | MAPP_US | NE | Internal | Shoulder | B13 | 600 | 2000 | 0 | 54.18 | 57.51 | 7 | 0
2015 | MAPP_US_2_NE | MAPP_US | NE | Internal | Shoulder | B14 | 900 | 2000 | 0 | 54.18 | 57.31 | 7 | 0
2015 | MAPP_US_2_NE | MAPP_US | NE | Internal | Shoulder | B15 | 1203 | 2000 | 0 | 54.18 | 57.31 | 7 | 0
2015 | MAPP_US_2_NE | MAPP_US | NE | Internal | Summer | B1 | 10 | 2000 | 133.62 | 84.65 | 91.65 | 7 | 0
2015 | MAPP_US_2_NE | MAPP_US | NE | Internal | Summer | B2 | 25 | 2000 | 1106.77 | 84.28 | 91.28 | 7 | 0
2015 | MAPP_US_2_NE | MAPP_US | NE | Internal | Summer | B3 | 75 | 2000 | 1075.83 | 84.28 | 91.28 | 7 | 0
2015 | MAPP_US_2_NE | MAPP_US | NE | Internal | Summer | B4 | 100 | 2000 | 1100.01 | 80.16 | 87.16 | 7 | 0
2015 | MAPP_US_2_NE | MAPP_US | NE | Internal | Summer | B5 | 200 | 2000 | 1020.81 | 71.67 | 78.67 | 7 | 0
2015 | MAPP_US_2_NE | MAPP_US | NE | Internal | Summer | B6 | 300 | 2000 | 1098.72 | 59.02 | 66.02 | 7 | 0
2015 | MAPP_US_2_NE | MAPP_US | NE | Internal | Summer | B7 | 400 | 2000 | 540.73 | 52.46 | 59.46 | 7 | 0
2015 | MAPP_US_2_NE | MAPP_US | NE | Internal | Summer | B8 | 500 | 2000 | 124.68 | 50.5 | 57.5 | 7 | 0
2015 | MAPP_US_2_NE | MAPP_US | NE | Internal | Summer | B9 | 800 | 2000 | 0 | 50.5 | 56.04 | 7 | 0
2015 | MAPP_US_2_NE | MAPP_US | NE | Internal | Summer | B10 | 1262 | 2000 | 0 | 50.5 | 53.5 | 7 | 0
2015 | MAPP_US_2_NE | MAPP_US | NE | Internal | Winter | B16 | 25 | 2000 | 0 | 67.58 | 69.59 | 7 | 0
2015 | MAPP_US_2_NE | MAPP_US | NE | Internal | Winter | B17 | 100 | 2000 | 0 | 57.78 | 59.78 | 7 | 0
2015 | MAPP_US_2_NE | MAPP_US | NE | Internal | Winter | B18 | 400 | 2000 | 0 | 55.65 | 59.76 | 7 | 0
2015 | MAPP_US_2_NE | MAPP_US | NE | Internal | Winter | B19 | 700 | 2000 | 0 | 55.65 | 59.65 | 7 | 0
2015 | MAPP_US_2_NE | MAPP_US | NE | Internal | Winter | B20 | 935 | 2000 | 0 | 52.68 | 54.86 | 7 | 0
2015 | MARITIMES_2_NEISO | MARITIMES | NEISO | Internal | Shoulder | B11 | 25 | 99999 | 1400 | 58.18 | 58.19 | 0.01 | 0
2015 | MARITIMES_2_NEISO | MARITIMES | NEISO | Internal | Shoulder | B12 | 200 | 99999 | 1400 | 55.75 | 55.76 | 0.01 | 0
2015 | MARITIMES_2_NEISO | MARITIMES | NEISO | Internal | Shoulder | B13 | 600 | 99999 | 1400 | 55.75 | 55.76 | 0.01 | 0
2015 | MARITIMES_2_NEISO | MARITIMES | NEISO | Internal | Shoulder | B14 | 900 | 99999 | 1400 | 55.75 | 55.76 | 0.01 | 0
2015 | MARITIMES_2_NEISO | MARITIMES | NEISO | Internal | Shoulder | B15 | 1203 | 99999 | 426.43 | 55.75 | 55.76 | 0.01 | 0
2015 | MARITIMES_2_NEISO | MARITIMES | NEISO | Internal | Summer | B1 | 10 | 99999 | 1400.1 | 91.44 | 91.45 | 0.01 | 0
2015 | MARITIMES_2_NEISO | MARITIMES | NEISO | Internal | Summer | B2 | 25 | 99999 | 1400.1 | 83.7 | 83.71 | 0.01 | 0
2015 | MARITIMES_2_NEISO | MARITIMES | NEISO | Internal | Summer | B3 | 75 | 99999 | 1400 | 74.71 | 74.72 | 0.01 | 0
2015 | MARITIMES_2_NEISO | MARITIMES | NEISO | Internal | Summer | B4 | 100 | 99999 | 1400 | 69.97 | 69.98 | 0.01 | 0
2015 | MARITIMES_2_NEISO | MARITIMES | NEISO | Internal | Summer | B5 | 200 | 99999 | 1400 | 61.4 | 61.41 | 0.01 | 0
2015 | MARITIMES_2_NEISO | MARITIMES | NEISO | Internal | Summer | B6 | 300 | 99999 | 1400 | 53.05 | 53.06 | 0.01 | 0
2015 | MARITIMES_2_NEISO | MARITIMES | NEISO | Internal | Summer | B7 | 400 | 99999 | 1400 | 53.05 | 53.06 | 0.01 | 0
2015 | MARITIMES_2_NEISO | MARITIMES | NEISO | Internal | Summer | B8 | 500 | 99999 | 1400 | 53.05 | 53.06 | 0.01 | 0
2015 | MARITIMES_2_NEISO | MARITIMES | NEISO | Internal | Summer | B9 | 800 | 99999 | 1400 | 53.05 | 53.06 | 0.01 | 0
2015 | MARITIMES_2_NEISO | MARITIMES | NEISO | Internal | Summer | B10 | 1262 | 99999 | 236.13 | 53.05 | 53.06 | 0.01 | 0
2015 | MARITIMES_2_NEISO | MARITIMES | NEISO | Internal | Winter | B16 | 25 | 99999 | 1400 | 64.14 | 64.15 | 0.01 | 0
2015 | MARITIMES_2_NEISO | MARITIMES | NEISO | Internal | Winter | B17 | 100 | 99999 | 1400 | 64.14 | 64.15 | 0.01 | 0
2015 | MARITIMES_2_NEISO | MARITIMES | NEISO | Internal | Winter | B18 | 400 | 99999 | 1400 | 64.14 | 64.15 | 0.01 | 0
2015 | MARITIMES_2_NEISO | MARITIMES | NEISO | Internal | Winter | B19 | 700 | 99999 | 1400 | 64.14 | 64.15 | 0.01 | 0
2015 | MARITIMES_2_NEISO | MARITIMES | NEISO | Internal | Winter | B20 | 935 | 99999 | 475.94 | 64.14 | 64.15 | 0.01 | 0
2015 | MISO_IN_2_MISO_MI | MISO_IN | MISO_MI | Internal | Shoulder | B11 | 25 | 5000 | 0 | 74.92 | 74.26 | 0.01 | 0
2015 | MISO_IN_2_MISO_MI | MISO_IN | MISO_MI | Internal | Shoulder | B12 | 200 | 5000 | 0 | 61.36 | 61.35 | 0.01 | 0
2015 | MISO_IN_2_MISO_MI | MISO_IN | MISO_MI | Internal | Shoulder | B13 | 600 | 5000 | 695.62 | 57.6 | 57.61 | 0.01 | 0
2015 | MISO_IN_2_MISO_MI | MISO_IN | MISO_MI | Internal | Shoulder | B14 | 900 | 5000 | 1059.85 | 55.73 | 55.74 | 0.01 | 0
2015 | MISO_IN_2_MISO_MI | MISO_IN | MISO_MI | Internal | Shoulder | B15 | 1203 | 5000 | 0 | 54.63 | 54.62 | 0.01 | 0
2015 | MISO_IN_2_MISO_MI | MISO_IN | MISO_MI | Internal | Summer | B1 | 10 | 5000 | 0 | 91.68 | 91.67 | 0.01 | 0
2015 | MISO_IN_2_MISO_MI | MISO_IN | MISO_MI | Internal | Summer | B2 | 25 | 5000 | 0 | 89.1 | 89.09 | 0.01 | 0
2015 | MISO_IN_2_MISO_MI | MISO_IN | MISO_MI | Internal | Summer | B3 | 75 | 5000 | 0 | 88.52 | 87.87 | 0.01 | 0
2015 | MISO_IN_2_MISO_MI | MISO_IN | MISO_MI | Internal | Summer | B4 | 100 | 5000 | 0 | 82.44 | 82.35 | 0.01 | 0
2015 | MISO_IN_2_MISO_MI | MISO_IN | MISO_MI | Internal | Summer | B5 | 200 | 5000 | 0 | 74.07 | 74.01 | 0.01 | 0
2015 | MISO_IN_2_MISO_MI | MISO_IN | MISO_MI | Internal | Summer | B6 | 300 | 5000 | 0 | 61.43 | 61.43 | 0.01 | 0
2015 | MISO_IN_2_MISO_MI | MISO_IN | MISO_MI | Internal | Summer | B7 | 400 | 5000 | 2158.83 | 55.31 | 55.32 | 0.01 | 0
2015 | MISO_IN_2_MISO_MI | MISO_IN | MISO_MI | Internal | Summer | B8 | 500 | 5000 | 2094.92 | 53.8 | 53.81 | 0.01 | 0
2015 | MISO_IN_2_MISO_MI | MISO_IN | MISO_MI | Internal | Summer | B9 | 800 | 5000 | 2185.05 | 53.18 | 53.19 | 0.01 | 0
2015 | MISO_IN_2_MISO_MI | MISO_IN | MISO_MI | Internal | Summer | B10 | 1262 | 5000 | 4437.59 | 52.11 | 52.13 | 0.01 | 0
2015 | MISO_IN_2_MISO_MI | MISO_IN | MISO_MI | Internal | Winter | B16 | 25 | 5000 | 0 | 74.88 | 74.5 | 0.01 | 0
2015 | MISO_IN_2_MISO_MI | MISO_IN | MISO_MI | Internal | Winter | B17 | 100 | 5000 | 18.57 | 65.07 | 65.08 | 0.01 | 0
2015 | MISO_IN_2_MISO_MI | MISO_IN | MISO_MI | Internal | Winter | B18 | 400 | 5000 | 706.99 | 60 | 60.01 | 0.01 | 0
2015 | MISO_IN_2_MISO_MI | MISO_IN | MISO_MI | Internal | Winter | B19 | 700 | 5000 | 736.1 | 57.59 | 57.6 | 0.01 | 0
2015 | MISO_IN_2_MISO_MI | MISO_IN | MISO_MI | Internal | Winter | B20 | 935 | 5000 | 2591.14 | 53.81 | 53.82 | 0.01 | 0
2015 | MISO_IN_2_MISO_MO-IL | MISO_IN | MISO_MO-IL | Internal | Shoulder | B11 | 25 | 5000 | 0 | 74.92 | 74.92 | 0.01 | 0
2015 | MISO_IN_2_MISO_MO-IL | MISO_IN | MISO_MO-IL | Internal | Shoulder | B12 | 200 | 5000 | 0 | 61.36 | 61.35 | 0.01 | 0
2015 | MISO_IN_2_MISO_MO-IL | MISO_IN | MISO_MO-IL | Internal | Shoulder | B13 | 600 | 5000 | 0 | 57.6 | 57.58 | 0.01 | 0
2015 | MISO_IN_2_MISO_MO-IL | MISO_IN | MISO_MO-IL | Internal | Shoulder | B14 | 900 | 5000 | 0 | 55.73 | 55.72 | 0.01 | 0
2015 | MISO_IN_2_MISO_MO-IL | MISO_IN | MISO_MO-IL | Internal | Shoulder | B15 | 1203 | 5000 | 570.25 | 54.63 | 54.64 | 0.01 | 0
2015 | MISO_IN_2_MISO_MO-IL | MISO_IN | MISO_MO-IL | Internal | Summer | B1 | 10 | 5000 | 0 | 91.68 | 91.66 | 0.01 | 0
2015 | MISO_IN_2_MISO_MO-IL | MISO_IN | MISO_MO-IL | Internal | Summer | B2 | 25 | 5000 | 0 | 89.1 | 89.09 | 0.01 | 0
2015 | MISO_IN_2_MISO_MO-IL | MISO_IN | MISO_MO-IL | Internal | Summer | B3 | 75 | 5000 | 375.55 | 88.52 | 88.53 | 0.01 | 0
2015 | MISO_IN_2_MISO_MO-IL | MISO_IN | MISO_MO-IL | Internal | Summer | B4 | 100 | 5000 | 89.07 | 82.44 | 82.45 | 0.01 | 0
2015 | MISO_IN_2_MISO_MO-IL | MISO_IN | MISO_MO-IL | Internal | Summer | B5 | 200 | 5000 | 329.9 | 74.07 | 74.08 | 0.01 | 0
2015 | MISO_IN_2_MISO_MO-IL | MISO_IN | MISO_MO-IL | Internal | Summer | B6 | 300 | 5000 | 0 | 61.43 | 61.43 | 0.01 | 0
2015 | MISO_IN_2_MISO_MO-IL | MISO_IN | MISO_MO-IL | Internal | Summer | B7 | 400 | 5000 | 0 | 55.31 | 55.3 | 0.01 | 0
2015 | MISO_IN_2_MISO_MO-IL | MISO_IN | MISO_MO-IL | Internal | Summer | B8 | 500 | 5000 | 0 | 53.8 | 53.79 | 0.01 | 0
2015 | MISO_IN_2_MISO_MO-IL | MISO_IN | MISO_MO-IL | Internal | Summer | B9 | 800 | 5000 | 0 | 53.18 | 53.17 | 0.01 | 0
2015 | MISO_IN_2_MISO_MO-IL | MISO_IN | MISO_MO-IL | Internal | Summer | B10 | 1262 | 5000 | 0 | 52.11 | 51.84 | 0.01 | 0
2015 | MISO_IN_2_MISO_MO-IL | MISO_IN | MISO_MO-IL | Internal | Winter | B16 | 25 | 5000 | 0 | 74.88 | 74.61 | 0.01 | 0
2015 | MISO_IN_2_MISO_MO-IL | MISO_IN | MISO_MO-IL | Internal | Winter | B17 | 100 | 5000 | 0 | 65.07 | 64.8 | 0.01 | 0
2015 | MISO_IN_2_MISO_MO-IL | MISO_IN | MISO_MO-IL | Internal | Winter | B18 | 400 | 5000 | 0 | 60 | 59.85 | 0.01 | 0
2015 | MISO_IN_2_MISO_MO-IL | MISO_IN | MISO_MO-IL | Internal | Winter | B19 | 700 | 5000 | 0 | 57.59 | 57.58 | 0.01 | 0
2015 | MISO_IN_2_MISO_MO-IL | MISO_IN | MISO_MO-IL | Internal | Winter | B20 | 935 | 5000 | 0 | 53.81 | 53.8 | 0.01 | 0
2015 | MISO_IN_2_NonRTO_Midwest | MISO_IN | NonRTO_Midwest | Internal | Shoulder | B11 | 25 | 4800 | 1270.62 | 74.92 | 82.92 | 8 | 0
2015 | MISO_IN_2_NonRTO_Midwest | MISO_IN | NonRTO_Midwest | Internal | Shoulder | B12 | 200 | 4800 | 861.09 | 61.36 | 69.36 | 8 | 0
2015 | MISO_IN_2_NonRTO_Midwest | MISO_IN | NonRTO_Midwest | Internal | Shoulder | B13 | 600 | 4800 | 330.48 | 57.6 | 65.6 | 8 | 0
2015 | MISO_IN_2_NonRTO_Midwest | MISO_IN | NonRTO_Midwest | Internal | Shoulder | B14 | 900 | 4800 | 0 | 55.73 | 56.87 | 8 | 0
2015 | MISO_IN_2_NonRTO_Midwest | MISO_IN | NonRTO_Midwest | Internal | Shoulder | B15 | 1203 | 4800 | 0 | 54.63 | 55.66 | 8 | 0
2015 | MISO_IN_2_NonRTO_Midwest | MISO_IN | NonRTO_Midwest | Internal | Summer | B1 | 10 | 4800 | 0 | 91.68 | 96.16 | 8 | 0
2015 | MISO_IN_2_NonRTO_Midwest | MISO_IN | NonRTO_Midwest | Internal | Summer | B2 | 25 | 4800 | 0 | 89.1 | 96.16 | 8 | 0
2015 | MISO_IN_2_NonRTO_Midwest | MISO_IN | NonRTO_Midwest | Internal | Summer | B3 | 75 | 4800 | 0 | 88.52 | 96.16 | 8 | 0
2015 | MISO_IN_2_NonRTO_Midwest | MISO_IN | NonRTO_Midwest | Internal | Summer | B4 | 100 | 4800 | 798.14 | 82.44 | 90.44 | 8 | 0
2015 | MISO_IN_2_NonRTO_Midwest | MISO_IN | NonRTO_Midwest | Internal | Summer | B5 | 200 | 4800 | 494.91 | 74.07 | 82.07 | 8 | 0
2015 | MISO_IN_2_NonRTO_Midwest | MISO_IN | NonRTO_Midwest | Internal | Summer | B6 | 300 | 4800 | 25.18 | 61.43 | 69.43 | 8 | 0
2015 | MISO_IN_2_NonRTO_Midwest | MISO_IN | NonRTO_Midwest | Internal | Summer | B7 | 400 | 4800 | 0 | 55.31 | 56.67 | 8 | 0
2015 | MISO_IN_2_NonRTO_Midwest | MISO_IN | NonRTO_Midwest | Internal | Summer | B8 | 500 | 4800 | 0 | 53.8 | 56.59 | 8 | 0
2015 | MISO_IN_2_NonRTO_Midwest | MISO_IN | NonRTO_Midwest | Internal | Summer | B9 | 800 | 4800 | 0 | 53.18 | 55.07 | 8 | 0
2015 | MISO_IN_2_NonRTO_Midwest | MISO_IN | NonRTO_Midwest | Internal | Summer | B10 | 1262 | 4800 | 0 | 52.11 | 53.96 | 8 | 0
2015 | MISO_IN_2_NonRTO_Midwest | MISO_IN | NonRTO_Midwest | Internal | Winter | B16 | 25 | 4800 | 1863.29 | 74.88 | 82.88 | 8 | 0
2015 | MISO_IN_2_NonRTO_Midwest | MISO_IN | NonRTO_Midwest | Internal | Winter | B17 | 100 | 4800 | 888.02 | 65.07 | 73.07 | 8 | 0
2015 | MISO_IN_2_NonRTO_Midwest | MISO_IN | NonRTO_Midwest | Internal | Winter | B18 | 400 | 4800 | 61.63 | 60 | 68 | 8 | 0
2015 | MISO_IN_2_NonRTO_Midwest | MISO_IN | NonRTO_Midwest | Internal | Winter | B19 | 700 | 4800 | 0 | 57.59 | 56.67 | 8 | 0
2015 | MISO_IN_2_NonRTO_Midwest | MISO_IN | NonRTO_Midwest | Internal | Winter | B20 | 935 | 4800 | 0 | 53.81 | 55.66 | 8 | 0
2015 | MISO_IN_2_PJM_ROR | MISO_IN | PJM_ROR | Internal | Shoulder | B11 | 25 | 992 | 0 | 74.92 | 72.92 | 2 | 0
2015 | MISO_IN_2_PJM_ROR | MISO_IN | PJM_ROR | Internal | Shoulder | B12 | 200 | 992 | 0 | 61.36 | 63.33 | 2 | 0
2015 | MISO_IN_2_PJM_ROR | MISO_IN | PJM_ROR | Internal | Shoulder | B13 | 600 | 992 | 0 | 57.6 | 58.99 | 2 | 0
2015 | MISO_IN_2_PJM_ROR | MISO_IN | PJM_ROR | Internal | Shoulder | B14 | 900 | 992 | 0 | 55.73 | 57.72 | 2 | 0
2015 | MISO_IN_2_PJM_ROR | MISO_IN | PJM_ROR | Internal | Shoulder | B15 | 1203 | 992 | 0 | 54.63 | 53.74 | 2 | 0
2015 | MISO_IN_2_PJM_ROR | MISO_IN | PJM_ROR | Internal | Summer | B1 | 10 | 992 | 0 | 91.68 | 93.66 | 2 | 0
2015 | MISO_IN_2_PJM_ROR | MISO_IN | PJM_ROR | Internal | Summer | B2 | 25 | 992 | 0 | 89.1 | 91.08 | 2 | 0
2015 | MISO_IN_2_PJM_ROR | MISO_IN | PJM_ROR | Internal | Summer | B3 | 75 | 992 | 0 | 88.52 | 89.41 | 2 | 0
2015 | MISO_IN_2_PJM_ROR | MISO_IN | PJM_ROR | Internal | Summer | B4 | 100 | 992 | 0 | 82.44 | 83.81 | 2 | 0
2015 | MISO_IN_2_PJM_ROR | MISO_IN | PJM_ROR | Internal | Summer | B5 | 200 | 992 | 576.82 | 74.07 | 76.07 | 2 | 0
2015 | MISO_IN_2_PJM_ROR | MISO_IN | PJM_ROR | Internal | Summer | B6 | 300 | 992 | 217.88 | 61.43 | 63.43 | 2 | 0
2015 | MISO_IN_2_PJM_ROR | MISO_IN | PJM_ROR | Internal | Summer | B7 | 400 | 992 | 0 | 55.31 | 57.29 | 2 | 0
2015 | MISO_IN_2_PJM_ROR | MISO_IN | PJM_ROR | Internal | Summer | B8 | 500 | 992 | 0 | 53.8 | 55.63 | 2 | 0
2015 | MISO_IN_2_PJM_ROR | MISO_IN | PJM_ROR | Internal | Summer | B9 | 800 | 992 | 0 | 53.18 | 53.88 | 2 | 0
2015 | MISO_IN_2_PJM_ROR | MISO_IN | PJM_ROR | Internal | Summer | B10 | 1262 | 992 | 0 | 52.11 | 52.22 | 2 | 0
2015 | MISO_IN_2_PJM_ROR | MISO_IN | PJM_ROR | Internal | Winter | B16 | 25 | 992 | 2349.39 | 74.88 | 76.89 | 2 | 0.01
2015 | MISO_IN_2_PJM_ROR | MISO_IN | PJM_ROR | Internal | Winter | B17 | 100 | 992 | 3395.48 | 65.07 | 67.08 | 2 | 0.01
2015 | MISO_IN_2_PJM_ROR | MISO_IN | PJM_ROR | Internal | Winter | B18 | 400 | 992 | 1631.4 | 60 | 62.01 | 2 | 0.01
2015 | MISO_IN_2_PJM_ROR | MISO_IN | PJM_ROR | Internal | Winter | B19 | 700 | 992 | 1330.98 | 57.59 | 59.6 | 2 | 0.01
2015 | MISO_IN_2_PJM_ROR | MISO_IN | PJM_ROR | Internal | Winter | B20 | 935 | 992 | 0 | 53.81 | 54.73 | 2 | 0
2015 | MISO_MI_2_MISO_IN | MISO_MI | MISO_IN | Internal | Shoulder | B11 | 25 | 2045 | 2045 | 74.26 | 74.92 | 0.01 | 0.65
2015 | MISO_MI_2_MISO_IN | MISO_MI | MISO_IN | Internal | Shoulder | B12 | 200 | 2045 | 178.98 | 61.35 | 61.36 | 0.01 | 0
2015 | MISO_MI_2_MISO_IN | MISO_MI | MISO_IN | Internal | Shoulder | B13 | 600 | 2045 | 0 | 57.61 | 57.6 | 0.01 | 0
2015 | MISO_MI_2_MISO_IN | MISO_MI | MISO_IN | Internal | Shoulder | B14 | 900 | 2045 | 0 | 55.74 | 55.73 | 0.01 | 0
2015 | MISO_MI_2_MISO_IN | MISO_MI | MISO_IN | Internal | Shoulder | B15 | 1203 | 2045 | 215.73 | 54.62 | 54.63 | 0.01 | 0
2015 | MISO_MI_2_MISO_IN | MISO_MI | MISO_IN | Internal | Summer | B1 | 10 | 2045 | 655.8 | 91.67 | 91.68 | 0.01 | 0
2015 | MISO_MI_2_MISO_IN | MISO_MI | MISO_IN | Internal | Summer | B2 | 25 | 2045 | 622.31 | 89.09 | 89.1 | 0.01 | 0
2015 | MISO_MI_2_MISO_IN | MISO_MI | MISO_IN | Internal | Summer | B3 | 75 | 2045 | 2045 | 87.87 | 88.52 | 0.01 | 0.64
2015 | MISO_MI_2_MISO_IN | MISO_MI | MISO_IN | Internal | Summer | B4 | 100 | 2045 | 2045 | 82.35 | 82.44 | 0.01 | 0.07
2015 | MISO_MI_2_MISO_IN | MISO_MI | MISO_IN | Internal | Summer | B5 | 200 | 2045 | 2045 | 74.01 | 74.07 | 0.01 | 0.05
2015 | MISO_MI_2_MISO_IN | MISO_MI | MISO_IN | Internal | Summer | B6 | 300 | 2045 | 0 | 61.43 | 61.43 | 0.01 | 0
2015 | MISO_MI_2_MISO_IN | MISO_MI | MISO_IN | Internal | Summer | B7 | 400 | 2045 | 0 | 55.32 | 55.31 | 0.01 | 0
2015 | MISO_MI_2_MISO_IN | MISO_MI | MISO_IN | Internal | Summer | B8 | 500 | 2045 | 0 | 53.81 | 53.8 | 0.01 | 0
2015 | MISO_MI_2_MISO_IN | MISO_MI | MISO_IN | Internal | Summer | B9 | 800 | 2045 | 0 | 53.19 | 53.18 | 0.01 | 0
2015 | MISO_MI_2_MISO_IN | MISO_MI | MISO_IN | Internal | Summer | B10 | 1262 | 2045 | 0 | 52.13 | 52.11 | 0.01 | 0
2015 | MISO_MI_2_MISO_IN | MISO_MI | MISO_IN | Internal | Winter | B16 | 25 | 2045 | 2045 | 74.5 | 74.88 | 0.01 | 0.37
2015 | MISO_MI_2_MISO_IN | MISO_MI | MISO_IN | Internal | Winter | B17 | 100 | 2045 | 0 | 65.08 | 65.07 | 0.01 | 0
2015 | MISO_MI_2_MISO_IN | MISO_MI | MISO_IN | Internal | Winter | B18 | 400 | 2045 | 0 | 60.01 | 60 | 0.01 | 0
2015 | MISO_MI_2_MISO_IN | MISO_MI | MISO_IN | Internal | Winter | B19 | 700 | 2045 | 0 | 57.6 | 57.59 | 0.01 | 0
2015 | MISO_MI_2_MISO_IN | MISO_MI | MISO_IN | Internal | Winter | B20 | 935 | 2045 | 0 | 53.82 | 53.81 | 0.01 | 0
2015 | MISO_MI_2_MISO_WUMS | MISO_MI | MISO_WUMS | Internal | Shoulder | B11 | 25 | 117 | 0 | 74.26 | 73.64 | 0.01 | 0
2015 | MISO_MI_2_MISO_WUMS | MISO_MI | MISO_WUMS | Internal | Shoulder | B12 | 200 | 117 | 0 | 61.35 | 61.28 | 0.01 | 0
2015 | MISO_MI_2_MISO_WUMS | MISO_MI | MISO_WUMS | Internal | Shoulder | B13 | 600 | 117 | 0 | 57.61 | 56.99 | 0.01 | 0
2015 | MISO_MI_2_MISO_WUMS | MISO_MI | MISO_WUMS | Internal | Shoulder | B14 | 900 | 117 | 0 | 55.74 | 55.44 | 0.01 | 0
2015 | MISO_MI_2_MISO_WUMS | MISO_MI | MISO_WUMS | Internal | Shoulder | B15 | 1203 | 117 | 0 | 54.62 | 54 | 0.01 | 0
2015 | MISO_MI_2_MISO_WUMS | MISO_MI | MISO_WUMS | Internal | Summer | B1 | 10 | 117 | 0 | 91.67 | 91.64 | 0.01 | 0
2015 | MISO_MI_2_MISO_WUMS | MISO_MI | MISO_WUMS | Internal | Summer | B2 | 25 | 117 | 0 | 89.09 | 89.07 | 0.01 | 0
2015 | MISO_MI_2_MISO_WUMS | MISO_MI | MISO_WUMS | Internal | Summer | B3 | 75 | 117 | 0 | 87.87 | 87.25 | 0.01 | 0
2015 | MISO_MI_2_MISO_WUMS | MISO_MI | MISO_WUMS | Internal | Summer | B4 | 100 | 117 | 0 | 82.35 | 81.73 | 0.01 | 0
2015 | MISO_MI_2_MISO_WUMS | MISO_MI | MISO_WUMS | Internal | Summer | B5 | 200 | 117 | 0 | 74.01 | 73.39 | 0.01 | 0
2015 | MISO_MI_2_MISO_WUMS | MISO_MI | MISO_WUMS | Internal | Summer | B6 | 300 | 117 | 0 | 61.43 | 60.81 | 0.01 | 0
2015 | MISO_MI_2_MISO_WUMS | MISO_MI | MISO_WUMS | Internal | Summer | B7 | 400 | 117 | 0 | 55.32 | 55.27 | 0.01 | 0
2015 | MISO_MI_2_MISO_WUMS | MISO_MI | MISO_WUMS | Internal | Summer | B8 | 500 | 117 | 0 | 53.81 | 53.63 | 0.01 | 0
2015 | MISO_MI_2_MISO_WUMS | MISO_MI | MISO_WUMS | Internal | Summer | B9 | 800 | 117 | 0 | 53.19 | 52.84 | 0.01 | 0
2015 | MISO_MI_2_MISO_WUMS | MISO_MI | MISO_WUMS | Internal | Summer | B10 | 1262 | 117 | 0 | 52.13 | 51.66 | 0.01 | 0
2015 | MISO_MI_2_MISO_WUMS | MISO_MI | MISO_WUMS | Internal | Winter | B16 | 25 | 117 | 0 | 74.5 | 73.88 | 0.01 | 0
2015 | MISO_MI_2_MISO_WUMS | MISO_MI | MISO_WUMS | Internal | Winter | B17 | 100 | 117 | 0 | 65.08 | 64.46 | 0.01 | 0
2015 | MISO_MI_2_MISO_WUMS | MISO_MI | MISO_WUMS | Internal | Winter | B18 | 400 | 117 | 0 | 60.01 | 59.83 | 0.01 | 0
2015 | MISO_MI_2_MISO_WUMS | MISO_MI | MISO_WUMS | Internal | Winter | B19 | 700 | 117 | 0 | 57.6 | 57.58 | 0.01 | 0
2015 | MISO_MI_2_MISO_WUMS | MISO_MI | MISO_WUMS | Internal | Winter | B20 | 935 | 117 | 0 | 53.82 | 53.8 | 0.01 | 0
2015 | MISO_MI_2_PJM_ROR | MISO_MI | PJM_ROR | Internal | Shoulder | B11 | 25 | 1424 | 0 | 74.26 | 72.92 | 2 | 0
2015 | MISO_MI_2_PJM_ROR | MISO_MI | PJM_ROR | Internal | Shoulder | B12 | 200 | 1424 | 0 | 61.35 | 63.33 | 2 | 0
2015 | MISO_MI_2_PJM_ROR | MISO_MI | PJM_ROR | Internal | Shoulder | B13 | 600 | 1424 | 0 | 57.61 | 58.99 | 2 | 0
2015 | MISO_MI_2_PJM_ROR | MISO_MI | PJM_ROR | Internal | Shoulder | B14 | 900 | 1424 | 0 | 55.74 | 57.72 | 2 | 0
2015 | MISO_MI_2_PJM_ROR | MISO_MI | PJM_ROR | Internal | Shoulder | B15 | 1203 | 1424 | 0 | 54.62 | 53.74 | 2 | 0
2015 | MISO_MI_2_PJM_ROR | MISO_MI | PJM_ROR | Internal | Summer | B1 | 10 | 1424 | 0 | 91.67 | 93.66 | 2 | 0
2015 | MISO_MI_2_PJM_ROR | MISO_MI | PJM_ROR | Internal | Summer | B2 | 25 | 1424 | 0 | 89.09 | 91.08 | 2 | 0
2015 | MISO_MI_2_PJM_ROR | MISO_MI | PJM_ROR | Internal | Summer | B3 | 75 | 1424 | 0 | 87.87 | 89.41 | 2 | 0
2015 | MISO_MI_2_PJM_ROR | MISO_MI | PJM_ROR | Internal | Summer | B4 | 100 | 1424 | 0 | 82.35 | 83.81 | 2 | 0
2015 | MISO_MI_2_PJM_ROR | MISO_MI | PJM_ROR | Internal | Summer | B5 | 200 | 1424 | 1424 | 74.01 | 76.07 | 2 | 0.06
2015 | MISO_MI_2_PJM_ROR | MISO_MI | PJM_ROR | Internal | Summer | B6 | 300 | 1424 | 916.17 | 61.43 | 63.43 | 2 | 0
2015 | MISO_MI_2_PJM_ROR | MISO_MI | PJM_ROR | Internal | Summer | B7 | 400 | 1424 | 0 | 55.32 | 57.29 | 2 | 0
2015 | MISO_MI_2_PJM_ROR | MISO_MI | PJM_ROR | Internal | Summer | B8 | 500 | 1424 | 0 | 53.81 | 55.63 | 2 | 0
2015 | MISO_MI_2_PJM_ROR | MISO_MI | PJM_ROR | Internal | Summer | B9 | 800 | 1424 | 0 | 53.19 | 53.88 | 2 | 0
2015 | MISO_MI_2_PJM_ROR | MISO_MI | PJM_ROR | Internal | Summer | B10 | 1262 | 1424 | 0 | 52.13 | 52.22 | 2 | 0
2015 | MISO_MI_2_PJM_ROR | MISO_MI | PJM_ROR | Internal | Winter | B16 | 25 | 1424 | 1424 | 74.5 | 76.89 | 2 | 0.4
2015 | MISO_MI_2_PJM_ROR | MISO_MI | PJM_ROR | Internal | Winter | B17 | 100 | 1424 | 1405.4 | 65.08 | 67.08 | 2 | 0
2015 | MISO_MI_2_PJM_ROR | MISO_MI | PJM_ROR | Internal | Winter | B18 | 400 | 1424 | 570.97 | 60.01 | 62.01 | 2 | 0
2015 | MISO_MI_2_PJM_ROR | MISO_MI | PJM_ROR | Internal | Winter | B19 | 700 | 1424 | 324.72 | 57.6 | 59.6 | 2 | 0
2015 | MISO_MI_2_PJM_ROR | MISO_MI | PJM_ROR | Internal | Winter | B20 | 935 | 1424 | 0 | 53.82 | 54.73 | 2 | 0
2015 | MISO_MO-IL_2_ENT | MISO_MO-IL | ENT | Internal | Shoulder | B11 | 25 | 2540 | 0 | 74.92 | 78.89 | 8 | 0
2015 | MISO_MO-IL_2_ENT | MISO_MO-IL | ENT | Internal | Shoulder | B12 | 200 | 2540 | 0 | 61.35 | 59.84 | 8 | 0
2015 | MISO_MO-IL_2_ENT | MISO_MO-IL | ENT | Internal | Shoulder | B13 | 600 | 2540 | 0 | 57.58 | 59.4 | 8 | 0
2015 | MISO_MO-IL_2_ENT | MISO_MO-IL | ENT | Internal | Shoulder | B14 | 900 | 2540 | 0 | 55.72 | 59.4 | 8 | 0
2015 | MISO_MO-IL_2_ENT | MISO_MO-IL | ENT | Internal | Shoulder | B15 | 1203 | 2540 | 0 | 54.64 | 57.43 | 8 | 0
2015 | MISO_MO-IL_2_ENT | MISO_MO-IL | ENT | Internal | Summer | B1 | 10 | 2540 | 0 | 91.66 | 91.66 | 8 | 0
2015 | MISO_MO-IL_2_ENT | MISO_MO-IL | ENT | Internal | Summer | B2 | 25 | 2540 | 0 | 89.09 | 89.77 | 8 | 0
2015 | MISO_MO-IL_2_ENT | MISO_MO-IL | ENT | Internal | Summer | B3 | 75 | 2540 | 0 | 88.53 | 89.77 | 8 | 0
2015 | MISO_MO-IL_2_ENT | MISO_MO-IL | ENT | Internal | Summer | B4 | 100 | 2540 | 0 | 82.45 | 88.69 | 8 | 0
2015 | MISO_MO-IL_2_ENT | MISO_MO-IL | ENT | Internal | Summer | B5 | 200 | 2540 | 0 | 74.08 | 82.03 | 8 | 0
2015 | MISO_MO-IL_2_ENT | MISO_MO-IL | ENT | Internal | Summer | B6 | 300 | 2540 | 0 | 61.43 | 69.38 | 8 | 0
2015 | MISO_MO-IL_2_ENT | MISO_MO-IL | ENT | Internal | Summer | B7 | 400 | 2540 | 0 | 55.3 | 58.62 | 8 | 0
2015 | MISO_MO-IL_2_ENT | MISO_MO-IL | ENT | Internal | Summer | B8 | 500 | 2540 | 0 | 53.79 | 58.62 | 8 | 0
2015 | MISO_MO-IL_2_ENT | MISO_MO-IL | ENT | Internal | Summer | B9 | 800 | 2540 | 0 | 53.17 | 58.19 | 8 | 0
2015 | MISO_MO-IL_2_ENT | MISO_MO-IL | ENT | Internal | Summer | B10 | 1262 | 2540 | 0 | 51.84 | 56.26 | 8 | 0
2015 | MISO_MO-IL_2_ENT | MISO_MO-IL | ENT | Internal | Winter | B16 | 25 | 2540 | 0 | 74.61 | 74.61 | 8 | 0
2015 | MISO_MO-IL_2_ENT | MISO_MO-IL | ENT | Internal | Winter | B17 | 100 | 2540 | 0 | 64.8 | 61.82 | 8 | 0
2015 | MISO_MO-IL_2_ENT | MISO_MO-IL | ENT | Internal | Winter | B18 | 400 | 2540 | 0 | 59.85 | 61.82 | 8 | 0
2015 | MISO_MO-IL_2_ENT | MISO_MO-IL | ENT | Internal | Winter | B19 | 700 | 2540 | 0 | 57.58 | 59.76 | 8 | 0
2015 | MISO_MO-IL_2_ENT | MISO_MO-IL | ENT | Internal | Winter | B20 | 935 | 2540 | 0 | 53.8 | 59.76 | 8 | 0
2015 | MISO_MO-IL_2_MISO_IN | MISO_MO-IL | MISO_IN | Internal | Shoulder | B11 | 25 | 2100 | 0 | 74.92 | 74.92 | 0.01 | 0
2015 | MISO_MO-IL_2_MISO_IN | MISO_MO-IL | MISO_IN | Internal | Shoulder | B12 | 200 | 2100 | 960.51 | 61.35 | 61.36 | 0.01 | 0
2015 | MISO_MO-IL_2_MISO_IN | MISO_MO-IL | MISO_IN | Internal | Shoulder | B13 | 600 | 2100 | 1285.47 | 57.58 | 57.6 | 0.01 | 0
2015 | MISO_MO-IL_2_MISO_IN | MISO_MO-IL | MISO_IN | Internal | Shoulder | B14 | 900 | 2100 | 627.49 | 55.72 | 55.73 | 0.01 | 0
2015 | MISO_MO-IL_2_MISO_IN | MISO_MO-IL | MISO_IN | Internal | Shoulder | B15 | 1203 | 2100 | 0 | 54.64 | 54.63 | 0.01 | 0
2015 | MISO_MO-IL_2_MISO_IN | MISO_MO-IL | MISO_IN | Internal | Summer | B1 | 10 | 2100 | 2100 | 91.66 | 91.68 | 0.01 | 0.01
2015 | MISO_MO-IL_2_MISO_IN | MISO_MO-IL | MISO_IN | Internal | Summer | B2 | 25 | 2100 | 1879.37 | 89.09 | 89.1 | 0.01 | 0
2015 | MISO_MO-IL_2_MISO_IN | MISO_MO-IL | MISO_IN | Internal | Summer | B3 | 75 | 2100 | 0 | 88.53 | 88.52 | 0.01 | 0
2015 | MISO_MO-IL_2_MISO_IN | MISO_MO-IL | MISO_IN | Internal | Summer | B4 | 100 | 2100 | 0 | 82.45 | 82.44 | 0.01 | 0
2015 | MISO_MO-IL_2_MISO_IN | MISO_MO-IL | MISO_IN | Internal | Summer | B5 | 200 | 2100 | 0 | 74.08 | 74.07 | 0.01 | 0
2015 | MISO_MO-IL_2_MISO_IN | MISO_MO-IL | MISO_IN | Internal | Summer | B6 | 300 | 2100 | 0 | 61.43 | 61.43 | 0.01 | 0
2015 | MISO_MO-IL_2_MISO_IN | MISO_MO-IL | MISO_IN | Internal | Summer | B7 | 400 | 2100 | 1391.74 | 55.3 | 55.31 | 0.01 | 0
2015 | MISO_MO-IL_2_MISO_IN | MISO_MO-IL | MISO_IN | Internal | Summer | B8 | 500 | 2100 | 1359.97 | 53.79 | 53.8 | 0.01 | 0
2015 | MISO_MO-IL_2_MISO_IN | MISO_MO-IL | MISO_IN | Internal | Summer | B9 | 800 | 2100 | 1389.13 | 53.17 | 53.18 | 0.01 | 0
2015 | MISO_MO-IL_2_MISO_IN | MISO_MO-IL | MISO_IN | Internal | Summer | B10 | 1262 | 2100 | 2982.46 | 51.84 | 52.11 | 0.01 | 0.26
2015 | MISO_MO-IL_2_MISO_IN | MISO_MO-IL | MISO_IN | Internal | Winter | B16 | 25 | 2100 | 3070.12 | 74.61 | 74.88 | 0.01 | 0.26
2015 | MISO_MO-IL_2_MISO_IN | MISO_MO-IL | MISO_IN | Internal | Winter | B17 | 100 | 2100 | 4438.93 | 64.8 | 65.07 | 0.01 | 0.26
2015 | MISO_MO-IL_2_MISO_IN | MISO_MO-IL | MISO_IN | Internal | Winter | B18 | 400 | 2100 | 2100 | 59.85 | 60 | 0.01 | 0.13
2015 | MISO_MO-IL_2_MISO_IN | MISO_MO-IL | MISO_IN | Internal | Winter | B19 | 700 | 2100 | 1206.53 | 57.58 | 57.59 | 0.01 | 0
2015 | MISO_MO-IL_2_MISO_IN | MISO_MO-IL | MISO_IN | Internal | Winter | B20 | 935 | 2100 | 1540.83 | 53.8 | 53.81 | 0.01 | 0
2015 | MISO_MO-IL_2_MISO_W | MISO_MO-IL | MISO_W | Internal | Shoulder | B11 | 25 | 960 | 0 | 74.92 | 74.91 | 0.01 | 0
2015 | MISO_MO-IL_2_MISO_W | MISO_MO-IL | MISO_W | Internal | Shoulder | B12 | 200 | 960 | 0 | 61.35 | 61.33 | 0.01 | 0
2015 | MISO_MO-IL_2_MISO_W | MISO_MO-IL | MISO_W | Internal | Shoulder | B13 | 600 | 960 | 0 | 57.58 | 57.57 | 0.01 | 0
2015 | MISO_MO-IL_2_MISO_W | MISO_MO-IL | MISO_W | Internal | Shoulder | B14 | 900 | 960 | 0 | 55.72 | 55.7 | 0.01 | 0
2015 | MISO_MO-IL_2_MISO_W | MISO_MO-IL | MISO_W | Internal | Shoulder | B15 | 1203 | 960 | 294.79 | 54.64 | 54.65 | 0.01 | 0
2015 | MISO_MO-IL_2_MISO_W | MISO_MO-IL | MISO_W | Internal | Summer | B1 | 10 | 960 | 0 | 91.66 | 91.65 | 0.01 | 0
2015 | MISO_MO-IL_2_MISO_W | MISO_MO-IL | MISO_W | Internal | Summer | B2 | 25 | 960 | 0 | 89.09 | 89.08 | 0.01 | 0
2015 | MISO_MO-IL_2_MISO_W | MISO_MO-IL | MISO_W | Internal | Summer | B3 | 75 | 960 | 0 | 88.53 | 88.52 | 0.01 | 0
2015 | MISO_MO-IL_2_MISO_W | MISO_MO-IL | MISO_W | Internal | Summer | B4 | 100 | 960 | 0 | 82.45 | 82.44 | 0.01 | 0
2015 | MISO_MO-IL_2_MISO_W | MISO_MO-IL | MISO_W | Internal | Summer | B5 | 200 | 960 | 109.23 | 74.08 | 74.09 | 0.01 | 0
2015 | MISO_MO-IL_2_MISO_W | MISO_MO-IL | MISO_W | Internal | Summer | B6 | 300 | 960 | 324.03 | 61.43 | 61.44 | 0.01 | 0
2015 | MISO_MO-IL_2_MISO_W | MISO_MO-IL | MISO_W | Internal | Summer | B7 | 400 | 960 | 0 | 55.3 | 55.29 | 0.01 | 0
2015 | MISO_MO-IL_2_MISO_W | MISO_MO-IL | MISO_W | Internal | Summer | B8 | 500 | 960 | 0 | 53.79 | 53.78 | 0.01 | 0
2015 | MISO_MO-IL_2_MISO_W | MISO_MO-IL | MISO_W | Internal | Summer | B9 | 800 | 960 | 0 | 53.17 | 53.15 | 0.01 | 0
2015 | MISO_MO-IL_2_MISO_W | MISO_MO-IL | MISO_W | Internal | Summer | B10 | 1262 | 960 | 0 | 51.84 | 51.82 | 0.01 | 0
2015 | MISO_MO-IL_2_MISO_W | MISO_MO-IL | MISO_W | Internal | Winter | B16 | 25 | 960 | 0 | 74.61 | 74.58 | 0.01 | 0
2015 | MISO_MO-IL_2_MISO_W | MISO_MO-IL | MISO_W | Internal | Winter | B17 | 100 | 960 | 0 | 64.8 | 64.78 | 0.01 | 0
2015 | MISO_MO-IL_2_MISO_W | MISO_MO-IL | MISO_W | Internal | Winter | B18 | 400 | 960 | 0 | 59.85 | 59.84 | 0.01 | 0
2015 | MISO_MO-IL_2_MISO_W | MISO_MO-IL | MISO_W | Internal | Winter | B19 | 700 | 960 | 105.07 | 57.58 | 57.59 | 0.01 | 0
2015 | MISO_MO-IL_2_MISO_W | MISO_MO-IL | MISO_W | Internal | Winter | B20 | 935 | 960 | 436.97 | 53.8 | 53.81 | 0.01 | 0
2015 | MISO_MO-IL_2_PJM_ROR | MISO_MO-IL | PJM_ROR | Internal | Shoulder | B11 | 25 | 1212 | 0 | 74.92 | 72.92 | 2 | 0
2015 | MISO_MO-IL_2_PJM_ROR | MISO_MO-IL | PJM_ROR | Internal | Shoulder | B12 | 200 | 1212 | 0 | 61.35 | 63.33 | 2 | 0
2015 | MISO_MO-IL_2_PJM_ROR | MISO_MO-IL | PJM_ROR | Internal | Shoulder | B13 | 600 | 1212 | 0 | 57.58 | 58.99 | 2 | 0
2015 | MISO_MO-IL_2_PJM_ROR | MISO_MO-IL | PJM_ROR | Internal | Shoulder | B14 | 900 | 1212 | 320.82 | 55.72 | 57.72 | 2 | 0
2015 | MISO_MO-IL_2_PJM_ROR | MISO_MO-IL | PJM_ROR | Internal | Shoulder | B15 | 1203 | 1212 | 0 | 54.64 | 53.74 | 2 | 0
2015 | MISO_MO-IL_2_PJM_ROR | MISO_MO-IL | PJM_ROR | Internal | Summer | B1 | 10 | 1212 | 387.22 | 91.66 | 93.66 | 2 | 0
2015 | MISO_MO-IL_2_PJM_ROR | MISO_MO-IL | PJM_ROR | Internal | Summer | B2 | 25 | 1212 | 0 | 89.09 | 91.08 | 2 | 0
2015 | MISO_MO-IL_2_PJM_ROR | MISO_MO-IL | PJM_ROR | Internal | Summer | B3 | 75 | 1212 | 0 | 88.53 | 89.41 | 2 | 0
2015 | MISO_MO-IL_2_PJM_ROR | MISO_MO-IL | PJM_ROR | Internal | Summer | B4 | 100 | 1212 | 0 | 82.45 | 83.81 | 2 | 0
2015 | MISO_MO-IL_2_PJM_ROR | MISO_MO-IL | PJM_ROR | Internal | Summer | B5 | 200 | 1212 | 0 | 74.08 | 76.07 | 2 | 0
2015 | MISO_MO-IL_2_PJM_ROR | MISO_MO-IL | PJM_ROR | Internal | Summer | B6 | 300 | 1212 | 0.4 | 61.43 | 63.43 | 2 | 0
2015 | MISO_MO-IL_2_PJM_ROR | MISO_MO-IL | PJM_ROR | Internal | Summer | B7 | 400 | 1212 | 0 | 55.3 | 57.29 | 2 | 0
2015 | MISO_MO-IL_2_PJM_ROR | MISO_MO-IL | PJM_ROR | Internal | Summer | B8 | 500 | 1212 | 0 | 53.79 | 55.63 | 2 | 0
2015 | MISO_MO-IL_2_PJM_ROR | MISO_MO-IL | PJM_ROR | Internal | Summer | B9 | 800 | 1212 | 0 | 53.17 | 53.88 | 2 | 0
2015 | MISO_MO-IL_2_PJM_ROR | MISO_MO-IL | PJM_ROR | Internal | Summer | B10 | 1262 | 1212 | 0 | 51.84 | 52.22 | 2 | 0
2015 | MISO_MO-IL_2_PJM_ROR | MISO_MO-IL | PJM_ROR | Internal | Winter | B16 | 25 | 1212 | 1212 | 74.61 | 76.89 | 2 | 0.29
2015 | MISO_MO-IL_2_PJM_ROR | MISO_MO-IL | PJM_ROR | Internal | Winter | B17 | 100 | 1212 | 1212 | 64.8 | 67.08 | 2 | 0.29
2015 | MISO_MO-IL_2_PJM_ROR | MISO_MO-IL | PJM_ROR | Internal | Winter | B18 | 400 | 1212 | 1212 | 59.85 | 62.01 | 2 | 0.16
2015 | MISO_MO-IL_2_PJM_ROR | MISO_MO-IL | PJM_ROR | Internal | Winter | B19 | 700 | 1212 | 1212 | 57.58 | 59.6 | 2 | 0.02
2015 | MISO_MO-IL_2_PJM_ROR | MISO_MO-IL | PJM_ROR | Internal | Winter | B20 | 935 | 1212 | 0 | 53.8 | 54.73 | 2 | 0
2015 | MISO_MO-IL_2_TVA_Transmission | MISO_MO-IL | TVA_Transmission | Internal | Shoulder | B11 | 25 | 4000 | 0 | 74.92 | 78.92 | 8 | 0
2015 | MISO_MO-IL_2_TVA_Transmission | MISO_MO-IL | TVA_Transmission | Internal | Shoulder | B12 | 200 | 4000 | 0 | 61.35 | 64.86 | 8 | 0
2015 | MISO_MO-IL_2_TVA_Transmission | MISO_MO-IL | TVA_Transmission | Internal | Shoulder | B13 | 600 | 4000 | 0 | 57.58 | 61.83 | 8 | 0
2015 | MISO_MO-IL_2_TVA_Transmission | MISO_MO-IL | TVA_Transmission | Internal | Shoulder | B14 | 900 | 4000 | 0 | 55.72 | 60.68 | 8 | 0
2015 | MISO_MO-IL_2_TVA_Transmission | MISO_MO-IL | TVA_Transmission | Internal | Shoulder | B15 | 1203 | 4000 | 0 | 54.64 | 59.43 | 8 | 0
2015 | MISO_MO-IL_2_TVA_Transmission | MISO_MO-IL | TVA_Transmission | Internal | Summer | B1 | 10 | 4000 | 842.9 | 91.66 | 99.66 | 8 | 0
2015 | MISO_MO-IL_2_TVA_Transmission | MISO_MO-IL | TVA_Transmission | Internal | Summer | B2 | 25 | 4000 | 0 | 89.09 | 97.08 | 8 | 0
2015 | MISO_MO-IL_2_TVA_Transmission | MISO_MO-IL | TVA_Transmission | Internal | Summer | B3 | 75 | 4000 | 0 | 88.53 | 95.41 | 8 | 0
2015 | MISO_MO-IL_2_TVA_Transmission | MISO_MO-IL | TVA_Transmission | Internal | Summer | B4 | 100 | 4000 | 0 | 82.45 | 89.81 | 8 | 0
2015 | MISO_MO-IL_2_TVA_Transmission | MISO_MO-IL | TVA_Transmission | Internal | Summer | B5 | 200 | 4000 | 0 | 74.08 | 81.41 | 8 | 0
2015 | MISO_MO-IL_2_TVA_Transmission | MISO_MO-IL | TVA_Transmission | Internal | Summer | B6 | 300 | 4000 | 0 | 61.43 | 68.76 | 8 | 0
2015 | MISO_MO-IL_2_TVA_Transmission | MISO_MO-IL | TVA_Transmission | Internal | Summer | B7 | 400 | 4000 | 0 | 55.3 | 60.7 | 8 | 0
2015 | MISO_MO-IL_2_TVA_Transmission | MISO_MO-IL | TVA_Transmission | Internal | Summer | B8 | 500 | 4000 | 0 | 53.79 | 59.69 | 8 | 0
2015 | MISO_MO-IL_2_TVA_Transmission | MISO_MO-IL | TVA_Transmission | Internal | Summer | B9 | 800 | 4000 | 0 | 53.17 | 58.71 | 8 | 0
2015 | MISO_MO-IL_2_TVA_Transmission | MISO_MO-IL | TVA_Transmission | Internal | Summer | B10 | 1262 | 4000 | 0 | 51.84 | 56.11 | 8 | 0
2015 | MISO_MO-IL_2_TVA_Transmission | MISO_MO-IL | TVA_Transmission | Internal | Winter | B16 | 25 | 4000 | 1714.55 | 74.61 | 82.61 | 8 | 0
2015 | MISO_MO-IL_2_TVA_Transmission | MISO_MO-IL | TVA_Transmission | Internal | Winter | B17 | 100 | 4000 | 0 | 64.8 | 67.81 | 8 | 0
2015 | MISO_MO-IL_2_TVA_Transmission | MISO_MO-IL | TVA_Transmission | Internal | Winter | B18 | 400 | 4000 | 0 | 59.85 | 64.38 | 8 | 0
2015 | MISO_MO-IL_2_TVA_Transmission | MISO_MO-IL | TVA_Transmission | Internal | Winter | B19 | 700 | 4000 | 0 | 57.58 | 62.6 | 8 | 0
2015 | MISO_MO-IL_2_TVA_Transmission | MISO_MO-IL | TVA_Transmission | Internal | Winter | B20 | 935 | 4000 | 0 | 53.8 | 60.73 | 8 | 0
2015 | MISO_W_2_IESO | MISO_W | IESO | Internal | Shoulder | B11 | 25 | 90 | 0 | 74.91 | 64.17 | 8 | 0
2015 | MISO_W_2_IESO | MISO_W | IESO | Internal | Shoulder | B12 | 200 | 90 | 0 | 61.33 | 50.69 | 8 | 0
2015 | MISO_W_2_IESO | MISO_W | IESO | Internal | Shoulder | B13 | 600 | 90 | 0 | 57.57 | 47.62 | 8 | 0
2015 | MISO_W_2_IESO | MISO_W | IESO | Internal | Shoulder | B14 | 900 | 90 | 0 | 55.7 | 47.62 | 8 | 0
2015 | MISO_W_2_IESO | MISO_W | IESO | Internal | Shoulder | B15 | 1203 | 90 | 0 | 54.65 | 47.62 | 8 | 0
2015 | MISO_W_2_IESO | MISO_W | IESO | Internal | Summer | B1 | 10 | 90 | 0 | 91.65 | 84.67 | 8 | 0
2015 | MISO_W_2_IESO | MISO_W | IESO | Internal | Summer | B2 | 25 | 90 | 0 | 89.08 | 78.86 | 8 | 0
2015 | MISO_W_2_IESO | MISO_W | IESO | Internal | Summer | B3 | 75 | 90 | 0 | 88.52 | 77.79 | 8 | 0
2015 | MISO_W_2_IESO | MISO_W | IESO | Internal | Summer | B4 | 100 | 90 | 0 | 82.44 | 71.7 | 8 | 0
2015 | MISO_W_2_IESO | MISO_W | IESO | Internal | Summer | B5 | 200 | 90 | 0 | 74.09 | 63.35 | 8 | 0
2015 | MISO_W_2_IESO | MISO_W | IESO | Internal | Summer | B6 | 300 | 90 | 0 | 61.44 | 50.78 | 8 | 0
2015 | MISO_W_2_IESO | MISO_W | IESO | Internal | Summer | B7 | 400 | 90 | 0 | 55.29 | 44.7 | 8 | 0
2015 | MISO_W_2_IESO | MISO_W | IESO | Internal | Summer | B8 | 500 | 90 | 0 | 53.78 | 44.7 | 8 | 0
2015 | MISO_W_2_IESO | MISO_W | IESO | Internal | Summer | B9 | 800 | 90 | 0 | 53.15 | 44.7 | 8 | 0
2015 | MISO_W_2_IESO | MISO_W | IESO | Internal | Summer | B10 | 1262 | 90 | 0 | 51.82 | 44.7 | 8 | 0
2015 | MISO_W_2_IESO | MISO_W | IESO | Internal | Winter | B16 | 25 | 90 | 0 | 74.58 | 63.84 | 8 | 0
2015 | MISO_W_2_IESO | MISO_W | IESO | Internal | Winter | B17 | 100 | 90 | 0 | 64.78 | 54.43 | 8 | 0
2015 | MISO_W_2_IESO | MISO_W | IESO | Internal | Winter | B18 | 400 | 90 | 0 | 59.84 | 49.78 | 8 | 0
2015 | MISO_W_2_IESO | MISO_W | IESO | Internal | Winter | B19 | 700 | 90 | 0 | 57.59 | 49.78 | 8 | 0
2015 | MISO_W_2_IESO | MISO_W | IESO | Internal | Winter | B20 | 935 | 90 | 0 | 53.81 | 49.78 | 8 | 0
2015 | MISO_W_2_MAPP_CA | MISO_W | MAPP_CA | Internal | Shoulder | B11 | 25 | 700 | 0 | 74.91 | 70.97 | 0.01 | 0
2015 | MISO_W_2_MAPP_CA | MISO_W | MAPP_CA | Internal | Shoulder | B12 | 200 | 700 | 0 | 61.33 | 61.32 | 0.01 | 0
2015 | MISO_W_2_MAPP_CA | MISO_W | MAPP_CA | Internal | Shoulder | B13 | 600 | 700 | 0 | 57.57 | 57.56 | 0.01 | 0
2015 | MISO_W_2_MAPP_CA | MISO_W | MAPP_CA | Internal | Shoulder | B14 | 900 | 700 | 0 | 55.7 | 55.69 | 0.01 | 0
2015 | MISO_W_2_MAPP_CA | MISO_W | MAPP_CA | Internal | Shoulder | B15 | 1203 | 700 | 700 | 54.65 | 55.69 | 0.01 | 1.03
2015 | MISO_W_2_MAPP_CA | MISO_W | MAPP_CA | Internal | Summer | B1 | 10 | 700 | 0 | 91.65 | 84.94 | 0.01 | 0
2015 | MISO_W_2_MAPP_CA | MISO_W | MAPP_CA | Internal | Summer | B2 | 25 | 700 | 0 | 89.08 | 82.37 | 0.01 | 0
2015 | MISO_W_2_MAPP_CA | MISO_W | MAPP_CA | Internal | Summer | B3 | 75 | 700 | 0 | 88.52 | 81.82 | 0.01 | 0
2015 | MISO_W_2_MAPP_CA | MISO_W | MAPP_CA | Internal | Summer | B4 | 100 | 700 | 0 | 82.44 | 75.73 | 0.01 | 0
2015 | MISO_W_2_MAPP_CA | MISO_W | MAPP_CA | Internal | Summer | B5 | 200 | 700 | 0 | 74.09 | 70.97 | 0.01 | 0
2015 | MISO_W_2_MAPP_CA | MISO_W | MAPP_CA | Internal | Summer | B6 | 300 | 700 | 0 | 61.44 | 61.43 | 0.01 | 0
2015 | MISO_W_2_MAPP_CA | MISO_W | MAPP_CA | Internal | Summer | B7 | 400 | 700 | 0 | 55.29 | 55.27 | 0.01 | 0
2015 | MISO_W_2_MAPP_CA | MISO_W | MAPP_CA | Internal | Summer | B8 | 500 | 700 | 0 | 53.78 | 53.77 | 0.01 | 0
2015 | MISO_W_2_MAPP_CA | MISO_W | MAPP_CA | Internal | Summer | B9 | 800 | 700 | 0 | 53.15 | 53.14 | 0.01 | 0
2015 | MISO_W_2_MAPP_CA | MISO_W | MAPP_CA | Internal | Summer | B10 | 1262 | 700 | 700 | 51.82 | 53.14 | 0.01 | 1.3
2015 | MISO_W_2_MAPP_CA | MISO_W | MAPP_CA | Internal | Winter | B16 | 25 | 700 | 0 | 74.58 | 74.55 | 0.01 | 0
2015 | MISO_W_2_MAPP_CA | MISO_W | MAPP_CA | Internal | Winter | B17 | 100 | 700 | 0 | 64.78 | 64.77 | 0.01 | 0
2015 | MISO_W_2_MAPP_CA | MISO_W | MAPP_CA | Internal | Winter | B18 | 400 | 700 | 0 | 59.84 | 59.83 | 0.01 | 0
2015 | MISO_W_2_MAPP_CA | MISO_W | MAPP_CA | Internal | Winter | B19 | 700 | 700 | 0 | 57.59 | 57.58 | 0.01 | 0
2015 | MISO_W_2_MAPP_CA | MISO_W | MAPP_CA | Internal | Winter | B20 | 935 | 700 | 1981.32 | 53.81 | 55.42 | 0.01 | 1.6
2015 | MISO_W_2_MISO_MO-IL | MISO_W | MISO_MO-IL | Internal | Shoulder | B11 | 25 | 3800 | 2295.25 | 74.91 | 74.92 | 0.01 | 0
2015 | MISO_W_2_MISO_MO-IL | MISO_W | MISO_MO-IL | Internal | Shoulder | B12 | 200 | 3800 | 1737.69 | 61.33 | 61.35 | 0.01 | 0
2015 | MISO_W_2_MISO_MO-IL | MISO_W | MISO_MO-IL | Internal | Shoulder | B13 | 600 | 3800 | 1689.57 | 57.57 | 57.58 | 0.01 | 0
2015 | MISO_W_2_MISO_MO-IL | MISO_W | MISO_MO-IL | Internal | Shoulder | B14 | 900 | 3800 | 1445.09 | 55.7 | 55.72 | 0.01 | 0
2015 | MISO_W_2_MISO_MO-IL | MISO_W | MISO_MO-IL | Internal | Shoulder | B15 | 1203 | 3800 | 0 | 54.65 | 54.64 | 0.01 | 0
2015 | MISO_W_2_MISO_MO-IL | MISO_W | MISO_MO-IL | Internal | Summer | B1 | 10 | 3800 | 2106.45 | 91.65 | 91.66 | 0.01 | 0
2015 | MISO_W_2_MISO_MO-IL | MISO_W | MISO_MO-IL | Internal | Summer | B2 | 25 | 3800 | 217.78 | 89.08 | 89.09 | 0.01 | 0
2015 | MISO_W_2_MISO_MO-IL | MISO_W | MISO_MO-IL | Internal | Summer | B3 | 75 | 3800 | 1182.79 | 88.52 | 88.53 | 0.01 | 0
2015 | MISO_W_2_MISO_MO-IL | MISO_W | MISO_MO-IL | Internal | Summer | B4 | 100 | 3800 | 552.6 | 82.44 | 82.45 | 0.01 | 0
2015 | MISO_W_2_MISO_MO-IL | MISO_W | MISO_MO-IL | Internal | Summer | B5 | 200 | 3800 | 0 | 74.09 | 74.08 | 0.01 | 0
2015 | MISO_W_2_MISO_MO-IL | MISO_W | MISO_MO-IL | Internal | Summer | B6 | 300 | 3800 | 0 | 61.44 | 61.43 | 0.01 | 0
2015 | MISO_W_2_MISO_MO-IL | MISO_W | MISO_MO-IL | Internal | Summer | B7 | 400 | 3800 | 1559.49 | 55.29 | 55.3 | 0.01 | 0
2015 | MISO_W_2_MISO_MO-IL | MISO_W | MISO_MO-IL | Internal | Summer | B8 | 500 | 3800 | 1106.88 | 53.78 | 53.79 | 0.01 | 0
2015 | MISO_W_2_MISO_MO-IL | MISO_W | MISO_MO-IL | Internal | Summer | B9 | 800 | 3800 | 1291.98 | 53.15 | 53.17 | 0.01 | 0
2015 | MISO_W_2_MISO_MO-IL | MISO_W | MISO_MO-IL | Internal | Summer | B10 | 1262 | 3800 | 1822.91 | 51.82 | 51.84 | 0.01 | 0
2015 | MISO_W_2_MISO_MO-IL | MISO_W | MISO_MO-IL | Internal | Winter | B16 | 25 | 3800 | 4382.76 | 74.58 | 74.61 | 0.01 | 0.01
2015 | MISO_W_2_MISO_MO-IL | MISO_W | MISO_MO-IL | Internal | Winter | B17 | 100 | 3800 | 3066.59 | 64.78 | 64.8 | 0.01 | 0
2015 | MISO_W_2_MISO_MO-IL | MISO_W | MISO_MO-IL | Internal | Winter | B18 | 400 | 3800 | 1211.55 | 59.84 | 59.85 | 0.01 | 0
2015 | MISO_W_2_MISO_MO-IL | MISO_W | MISO_MO-IL | Internal | Winter | B19 | 700 | 3800 | 0 | 57.59 | 57.58 | 0.01 | 0
2015 | MISO_W_2_MISO_MO-IL | MISO_W | MISO_MO-IL | Internal | Winter | B20 | 935 | 3800 | 0 | 53.81 | 53.8 | 0.01 | 0
2015 | MISO_W_2_MISO_WUMS | MISO_W | MISO_WUMS | Internal | Shoulder | B11 | 25 | 1629 | 0 | 74.91 | 73.64 | 0.01 | 0
2015 | MISO_W_2_MISO_WUMS | MISO_W | MISO_WUMS | Internal | Shoulder | B12 | 200 | 1629 | 0 | 61.33 | 61.28 | 0.01 | 0
2015 | MISO_W_2_MISO_WUMS | MISO_W | MISO_WUMS | Internal | Shoulder | B13 | 600 | 1629 | 0 | 57.57 | 56.99 | 0.01 | 0
2015 | MISO_W_2_MISO_WUMS | MISO_W | MISO_WUMS | Internal | Shoulder | B14 | 900 | 1629 | 0 | 55.7 | 55.44 | 0.01 | 0
2015 | MISO_W_2_MISO_WUMS | MISO_W | MISO_WUMS | Internal | Shoulder | B15 | 1203 | 1629 | 0 | 54.65 | 54 | 0.01 | 0
2015 | MISO_W_2_MISO_WUMS | MISO_W | MISO_WUMS | Internal | Summer | B1 | 10 | 1629 | 0 | 91.65 | 91.64 | 0.01 | 0
2015 | MISO_W_2_MISO_WUMS | MISO_W | MISO_WUMS | Internal | Summer | B2 | 25 | 1629 | 0 | 89.08 | 89.07 | 0.01 | 0
2015 | MISO_W_2_MISO_WUMS | MISO_W | MISO_WUMS | Internal | Summer | B3 | 75 | 1629 | 0 | 88.52 | 87.25 | 0.01 | 0
2015 | MISO_W_2_MISO_WUMS | MISO_W | MISO_WUMS | Internal | Summer | B4 | 100 | 1629 | 0 | 82.44 | 81.73 | 0.01 | 0
2015 | MISO_W_2_MISO_WUMS | MISO_W | MISO_WUMS | Internal | Summer | B5 | 200 | 1629 | 0 | 74.09 | 73.39 | 0.01 | 0
2015 | MISO_W_2_MISO_WUMS | MISO_W | MISO_WUMS | Internal | Summer | B6 | 300 | 1629 | 0 | 61.44 | 60.81 | 0.01 | 0
2015 | MISO_W_2_MISO_WUMS | MISO_W | MISO_WUMS | Internal | Summer | B7 | 400 | 1629 | 0 | 55.29 | 55.27 | 0.01 | 0
2015 | MISO_W_2_MISO_WUMS | MISO_W | MISO_WUMS | Internal | Summer | B8 | 500 | 1629 | 0 | 53.78 | 53.63 | 0.01 | 0
2015 | MISO_W_2_MISO_WUMS | MISO_W | MISO_WUMS | Internal | Summer | B9 | 800 | 1629 | 0 | 53.15 | 52.84 | 0.01 | 0
2015 | MISO_W_2_MISO_WUMS | MISO_W | MISO_WUMS | Internal | Summer | B10 | 1262 | 1629 | 0 | 51.82 | 51.66 | 0.01 | 0
2015 | MISO_W_2_MISO_WUMS | MISO_W | MISO_WUMS | Internal | Winter | B16 | 25 | 1629 | 0 | 74.58 | 73.88 | 0.01 | 0
2015 | MISO_W_2_MISO_WUMS | MISO_W | MISO_WUMS | Internal | Winter | B17 | 100 | 1629 | 0 | 64.78 | 64.46 | 0.01 | 0
2015 | MISO_W_2_MISO_WUMS | MISO_W | MISO_WUMS | Internal | Winter | B18 | 400 | 1629 | 0 | 59.84 | 59.83 | 0.01 | 0
2015 | MISO_W_2_MISO_WUMS | MISO_W | MISO_WUMS | Internal | Winter | B19 | 700 | 1629 | 0 | 57.59 | 57.58 | 0.01 | 0
2015 | MISO_W_2_MISO_WUMS | MISO_W | MISO_WUMS | Internal | Winter | B20 | 935 | 1629 | 0 | 53.81 | 53.8 | 0.01 | 0
2015 | MISO_W_2_PJM_ROR | MISO_W | PJM_ROR | Internal | Shoulder | B11 | 25 | 773 | 0 | 74.91 | 72.92 | 2 | 0
2015 | MISO_W_2_PJM_ROR | MISO_W | PJM_ROR | Internal | Shoulder | B12 | 200 | 773 | 103.79 | 61.33 | 63.33 | 2 | 0
2015 | MISO_W_2_PJM_ROR | MISO_W | PJM_ROR | Internal | Shoulder | B13 | 600 | 773 | 0 | 57.57 | 58.99 | 2 | 0
2015 | MISO_W_2_PJM_ROR | MISO_W | PJM_ROR | Internal | Shoulder | B14 | 900 | 773 | 773 | 55.7 | 57.72 | 2 | 0.01
2015 | MISO_W_2_PJM_ROR | MISO_W | PJM_ROR | Internal | Shoulder | B15 | 1203 | 773 | 0 | 54.65 | 53.74 | 2 | 0
2015 | MISO_W_2_PJM_ROR | MISO_W | PJM_ROR | Internal | Summer | B1 | 10 | 773 | 773 | 91.65 | 93.66 | 2 | 0.01
2015 | MISO_W_2_PJM_ROR | MISO_W | PJM_ROR | Internal | Summer | B2 | 25 | 773 | 455.21 | 89.08 | 91.08 | 2 | 0
2015 | MISO_W_2_PJM_ROR | MISO_W | PJM_ROR | Internal | Summer | B3 | 75 | 773 | 0 | 88.52 | 89.41 | 2 | 0
2015 | MISO_W_2_PJM_ROR | MISO_W | PJM_ROR | Internal | Summer | B4 | 100 | 773 | 0 | 82.44 | 83.81 | 2 | 0
2015 | MISO_W_2_PJM_ROR | MISO_W | PJM_ROR | Internal | Summer | B5 | 200 | 773 | 0 | 74.09 | 76.07 | 2 | 0
2015 | MISO_W_2_PJM_ROR | MISO_W | PJM_ROR | Internal | Summer | B6 | 300 | 773 | 0 | 61.44 | 63.43 | 2 | 0
2015 | MISO_W_2_PJM_ROR | MISO_W | PJM_ROR | Internal | Summer | B7 | 400 | 773 | 593.59 | 55.29 | 57.29 | 2 | 0
2015 | MISO_W_2_PJM_ROR | MISO_W | PJM_ROR | Internal | Summer | B8 | 500 | 773 | 0 | 53.78 | 55.63 | 2 | 0
2015 | MISO_W_2_PJM_ROR | MISO_W | PJM_ROR | Internal | Summer | B9 | 800 | 773 | 0 | 53.15 | 53.88 | 2 | 0
2015 | MISO_W_2_PJM_ROR | MISO_W | PJM_ROR | Internal | Summer | B10 | 1262 | 773 | 0 | 51.82 | 52.22 | 2 | 0
2015 | MISO_W_2_PJM_ROR | MISO_W | PJM_ROR | Internal | Winter | B16 | 25 | 773 | 773 | 74.58 | 76.89 | 2 | 0.31
2015 | MISO_W_2_PJM_ROR | MISO_W | PJM_ROR | Internal | Winter | B17 | 100 | 773 | 773 | 64.78 | 67.08 | 2 | 0.3
2015 | MISO_W_2_PJM_ROR | MISO_W | PJM_ROR | Internal | Winter | B18 | 400 | 773 | 773 | 59.84 | 62.01 | 2 | 0.17
2015 | MISO_W_2_PJM_ROR | MISO_W | PJM_ROR | Internal | Winter | B19 | 700 | 773 | 773 | 57.59 | 59.6 | 2 | 0.01
2015 | MISO_W_2_PJM_ROR | MISO_W | PJM_ROR | Internal | Winter | B20 | 935 | 773 | 0 | 53.81 | 54.73 | 2 | 0
2015 | MISO_W_2_SPP_N | MISO_W | SPP_N | Internal | Shoulder | B11 | 25 | 3200 | 1912.46 | 74.91 | 81.91 | 7 | 0
2015 | MISO_W_2_SPP_N | MISO_W | SPP_N | Internal | Shoulder | B12 | 200 | 3200 | 0 | 61.33 | 59.99 | 7 | 0
2015 | MISO_W_2_SPP_N | MISO_W | SPP_N | Internal | Shoulder | B13 | 600 | 3200 | 0 | 57.57 | 57.52 | 7 | 0
2015 | MISO_W_2_SPP_N | MISO_W | SPP_N | Internal | Shoulder | B14 | 900 | 3200 | 0 | 55.7 | 57.32 | 7 | 0
2015 | MISO_W_2_SPP_N | MISO_W | SPP_N | Internal | Shoulder | B15 | 1203 | 3200 | 0 | 54.65 | 57.32 | 7 | 0
2015 | MISO_W_2_SPP_N | MISO_W | SPP_N | Internal | Summer | B1 | 10 | 3200 | 0 | 91.65 | 92.49 | 7 | 0
2015 | MISO_W_2_SPP_N | MISO_W | SPP_N | Internal | Summer | B2 | 25 | 3200 | 0 | 89.08 | 92.49 | 7 | 0
2015 | MISO_W_2_SPP_N | MISO_W | SPP_N | Internal | Summer | B3 | 75 | 3200 | 0 | 88.52 | 92.49 | 7 | 0
2015 | MISO_W_2_SPP_N | MISO_W | SPP_N | Internal | Summer | B4 | 100 | 3200 | 0 | 82.44 | 87.18 | 7 | 0
2015 | MISO_W_2_SPP_N | MISO_W | SPP_N | Internal | Summer | B5 | 200 | 3200 | 1293.73 | 74.09 | 81.09 | 7 | 0
2015 | MISO_W_2_SPP_N | MISO_W | SPP_N | Internal | Summer | B6 | 300 | 3200 | 1163.68 | 61.44 | 68.44 | 7 | 0
2015 | MISO_W_2_SPP_N | MISO_W | SPP_N | Internal | Summer | B7 | 400 | 3200 | 0 | 55.29 | 59.47 | 7 | 0
2015 | MISO_W_2_SPP_N | MISO_W | SPP_N | Internal | Summer | B8 | 500 | 3200 | 0 | 53.78 | 57.51 | 7 | 0
2015 | MISO_W_2_SPP_N | MISO_W | SPP_N | Internal | Summer | B9 | 800 | 3200 | 0 | 53.15 | 56.05 | 7 | 0
2015 | MISO_W_2_SPP_N | MISO_W | SPP_N | Internal | Summer | B10 | 1262 | 3200 | 0 | 51.82 | 55.92 | 7 | 0
2015 | MISO_W_2_SPP_N | MISO_W | SPP_N | Internal | Winter | B16 | 25 | 3200 | 0 | 74.58 | 69.61 | 7 | 0
2015 | MISO_W_2_SPP_N | MISO_W | SPP_N | Internal | Winter | B17 | 100 | 3200 | 0 | 64.78 | 59.8 | 7 | 0
2015 | MISO_W_2_SPP_N | MISO_W | SPP_N | Internal | Winter | B18 | 400 | 3200 | 0 | 59.84 | 59.77 | 7 | 0
2015 | MISO_W_2_SPP_N | MISO_W | SPP_N | Internal | Winter | B19 | 700 | 3200 | 0 | 57.59 | 59.66 | 7 | 0
2015 | MISO_W_2_SPP_N | MISO_W | SPP_N | Internal | Winter | B20 | 935 | 3200 | 0 | 53.81 | 56.03 | 7 | 0
2015 | MISO_WUMS_2_MISO_MI | MISO_WUMS | MISO_MI | Internal | Shoulder | B11 | 25 | 99 | 2126.31 | 73.64 | 74.26 | 0.01 | 0.61
2015 | MISO_WUMS_2_MISO_MI | MISO_WUMS | MISO_MI | Internal | Shoulder | B12 | 200 | 99 | 99 | 61.28 | 61.35 | 0.01 | 0.06
2015 | MISO_WUMS_2_MISO_MI | MISO_WUMS | MISO_MI | Internal | Shoulder | B13 | 600 | 99 | 580.13 | 56.99 | 57.61 | 0.01 | 0.61
2015 | MISO_WUMS_2_MISO_MI | MISO_WUMS | MISO_MI | Internal | Shoulder | B14 | 900 | 99 | 99 | 55.44 | 55.74 | 0.01 | 0.29
2015 | MISO_WUMS_2_MISO_MI | MISO_WUMS | MISO_MI | Internal | Shoulder | B15 | 1203 | 99 | 502.29 | 54 | 54.62 | 0.01 | 0.61
2015 | MISO_WUMS_2_MISO_MI | MISO_WUMS | MISO_MI | Internal | Summer | B1 | 10 | 99 | 99 | 91.64 | 91.67 | 0.01 | 0.02
2015 | MISO_WUMS_2_MISO_MI | MISO_WUMS | MISO_MI | Internal | Summer | B2 | 25 | 99 | 99 | 89.07 | 89.09 | 0.01 | 0.01
2015 | MISO_WUMS_2_MISO_MI | MISO_WUMS | MISO_MI | Internal | Summer | B3 | 75 | 99 | 150.67 | 87.25 | 87.87 | 0.01 | 0.61
2015 | MISO_WUMS_2_MISO_MI | MISO_WUMS | MISO_MI | Internal | Summer | B4 | 100 | 99 | 921.1 | 81.73 | 82.35 | 0.01 | 0.61
2015 | MISO_WUMS_2_MISO_MI | MISO_WUMS | MISO_MI | Internal | Summer | B5 | 200 | 99 | 1455.62 | 73.39 | 74.01 | 0.01 | 0.61
2015 | MISO_WUMS_2_MISO_MI | MISO_WUMS | MISO_MI | Internal | Summer | B6 | 300 | 99 | 748.62 | 60.81 | 61.43 | 0.01 | 0.61
2015 | MISO_WUMS_2_MISO_MI | MISO_WUMS | MISO_MI | Internal | Summer | B7 | 400 | 99 | 99 | 55.27 | 55.32 | 0.01 | 0.04
2015 | MISO_WUMS_2_MISO_MI | MISO_WUMS | MISO_MI | Internal | Summer | B8 | 500 | 99 | 99 | 53.63 | 53.81 | 0.01 | 0.17
2015 | MISO_WUMS_2_MISO_MI | MISO_WUMS | MISO_MI | Internal | Summer | B9 | 800 | 99 | 99 | 52.84 | 53.19 | 0.01 | 0.33
2015 | MISO_WUMS_2_MISO_MI | MISO_WUMS | MISO_MI | Internal | Summer | B10 | 1262 | 99 | 99 | 51.66 | 52.13 | 0.01 | 0.45
2015 | MISO_WUMS_2_MISO_MI | MISO_WUMS | MISO_MI | Internal | Winter | B16 | 25 | 99 | 820.13 | 73.88 | 74.5 | 0.01 | 0.61
2015 | MISO_WUMS_2_MISO_MI | MISO_WUMS | MISO_MI | Internal | Winter | B17 | 100 | 99 | 1002.34 | 64.46 | 65.08 | 0.01 | 0.61
2015 | MISO_WUMS_2_MISO_MI | MISO_WUMS | MISO_MI | Internal | Winter | B18 | 400 | 99 | 99 | 59.83 | 60.01 | 0.01 | 0.17
2015 | MISO_WUMS_2_MISO_MI | MISO_WUMS | MISO_MI | Internal | Winter | B19 | 700 | 99 | 99 | 57.58 | 57.6 | 0.01 | 0.01
2015 | MISO_WUMS_2_MISO_MI | MISO_WUMS | MISO_MI | Internal | Winter | B20 | 935 | 99 | 99 | 53.8 | 53.82 | 0.01 | 0.01
2015 | MISO_WUMS_2_MISO_W | MISO_WUMS | MISO_W | Internal | Shoulder | B11 | 25 | 1137 | 1438.64 | 73.64 | 74.91 | 0.01 | 1.26
2015 | MISO_WUMS_2_MISO_W | MISO_WUMS | MISO_W | Internal | Shoulder | B12 | 200 | 1137 | 1137 | 61.28 | 61.33 | 0.01 | 0.04
2015 | MISO_WUMS_2_MISO_W | MISO_WUMS | MISO_W | Internal | Shoulder | B13 | 600 | 1137 | 1137 | 56.99 | 57.57 | 0.01 | 0.57
2015 | MISO_WUMS_2_MISO_W | MISO_WUMS | MISO_W | Internal | Shoulder | B14 | 900 | 1137 | 1137 | 55.44 | 55.7 | 0.01 | 0.25
2015 | MISO_WUMS_2_MISO_W | MISO_WUMS | MISO_W | Internal | Shoulder | B15 | 1203 | 1137 | 1137 | 54 | 54.65 | 0.01 | 0.64
2015 | MISO_WUMS_2_MISO_W | MISO_WUMS | MISO_W | Internal | Summer | B1 | 10 | 1137 | 636.12 | 91.64 | 91.65 | 0.01 | 0
2015 | MISO_WUMS_2_MISO_W | MISO_WUMS | MISO_W | Internal | Summer | B2 | 25 | 1137 | 689.67 | 89.07 | 89.08 | 0.01 | 0
2015 | MISO_WUMS_2_MISO_W | MISO_WUMS | MISO_W | Internal | Summer | B3 | 75 | 1137 | 1193.15 | 87.25 | 88.52 | 0.01 | 1.26
2015 | MISO_WUMS_2_MISO_W | MISO_WUMS | MISO_W | Internal | Summer | B4 | 100 | 1137 | 1137 | 81.73 | 82.44 | 0.01 | 0.69
2015 | MISO_WUMS_2_MISO_W | MISO_WUMS | MISO_W | Internal | Summer | B5 | 200 | 1137 | 1137 | 73.39 | 74.09 | 0.01 | 0.69
2015 | MISO_WUMS_2_MISO_W | MISO_WUMS | MISO_W | Internal | Summer | B6 | 300 | 1137 | 1137 | 60.81 | 61.44 | 0.01 | 0.62
2015 | MISO_WUMS_2_MISO_W | MISO_WUMS | MISO_W | Internal | Summer | B7 | 400 | 1137 | 979.1 | 55.27 | 55.29 | 0.01 | 0
2015 | MISO_WUMS_2_MISO_W | MISO_WUMS | MISO_W | Internal | Summer | B8 | 500 | 1137 | 1137 | 53.63 | 53.78 | 0.01 | 0.14
2015 | MISO_WUMS_2_MISO_W | MISO_WUMS | MISO_W | Internal | Summer | B9 | 800 | 1137 | 1137 | 52.84 | 53.15 | 0.01 | 0.3
2015 | MISO_WUMS_2_MISO_W | MISO_WUMS | MISO_W | Internal | Summer | B10 | 1262 | 1137 | 1137 | 51.66 | 51.82 | 0.01 | 0.15
2015 | MISO_WUMS_2_MISO_W | MISO_WUMS | MISO_W | Internal | Winter | B16 | 25 | 1137 | 1137 | 73.88 | 74.58 | 0.01 | 0.69
2015 | MISO_WUMS_2_MISO_W | MISO_WUMS | MISO_W | Internal | Winter | B17 | 100 | 1137 | 1137 | 64.46 | 64.78 | 0.01 | 0.31
2015 | MISO_WUMS_2_MISO_W | MISO_WUMS | MISO_W | Internal | Winter | B18 | 400 | 1137 | 831.88 | 59.83 | 59.84 | 0.01 | 0
2015 | MISO_WUMS_2_MISO_W | MISO_WUMS | MISO_W | Internal | Winter | B19 | 700 | 1137 | 804.66 | 57.58 | 57.59 | 0.01 | 0
2015 | MISO_WUMS_2_MISO_W | MISO_WUMS | MISO_W | Internal | Winter | B20 | 935 | 1137 | 411.26 | 53.8 | 53.81 | 0.01 | 0
2015 | MISO_WUMS_2_PJM_ROR | MISO_WUMS | PJM_ROR | Internal | Shoulder | B11 | 25 | 1600 | 0 | 73.64 | 72.92 | 2 | 0
2015 | MISO_WUMS_2_PJM_ROR | MISO_WUMS | PJM_ROR | Internal | Shoulder | B12 | 200 | 1600 | 1600 | 61.28 | 63.33 | 2 | 0.06
2015 | MISO_WUMS_2_PJM_ROR | MISO_WUMS | PJM_ROR | Internal | Shoulder | B13 | 600 | 1600 | 858.3 | 56.99 | 58.99 | 2 | 0
2015 | MISO_WUMS_2_PJM_ROR | MISO_WUMS | PJM_ROR | Internal | Shoulder | B14 | 900 | 1600 | 1600 | 55.44 | 57.72 | 2 | 0.27
2015 | MISO_WUMS_2_PJM_ROR | MISO_WUMS | PJM_ROR | Internal | Shoulder | B15 | 1203 | 1600 | 0 | 54 | 53.74 | 2 | 0
2015 | MISO_WUMS_2_PJM_ROR | MISO_WUMS | PJM_ROR | Internal | Summer | B1 | 10 | 1600 | 1600 | 91.64 | 93.66 | 2 | 0.02
2015 | MISO_WUMS_2_PJM_ROR | MISO_WUMS | PJM_ROR | Internal | Summer | B2 | 25 | 1600 | 1600 | 89.07 | 91.08 | 2 | 0.01
2015 | MISO_WUMS_2_PJM_ROR | MISO_WUMS | PJM_ROR | Internal | Summer | B3 | 75 | 1600 | 1600 | 87.25 | 89.41 | 2 | 0.16
2015 | MISO_WUMS_2_PJM_ROR | MISO_WUMS | PJM_ROR | Internal | Summer | B4 | 100 | 1600 | 1600 | 81.73 | 83.81 | 2 | 0.08
2015 | MISO_WUMS_2_PJM_ROR | MISO_WUMS | PJM_ROR | Internal | Summer | B5 | 200 | 1600 | 1600 | 73.39 | 76.07 | 2 | 0.68
2015 | MISO_WUMS_2_PJM_ROR | MISO_WUMS | PJM_ROR | Internal | Summer | B6 | 300 | 1600 | 1600 | 60.81 | 63.43 | 2 | 0.62
2015 | MISO_WUMS_2_PJM_ROR | MISO_WUMS | PJM_ROR | Internal | Summer | B7 | 400 | 1600 | 1600 | 55.27 | 57.29 | 2 | 0.01
2015 | MISO_WUMS_2_PJM_ROR | MISO_WUMS | PJM_ROR | Internal | Summer | B8 | 500 | 1600 | 1266.04 | 53.63 | 55.63 | 2 | 0
2015 | MISO_WUMS_2_PJM_ROR | MISO_WUMS | PJM_ROR | Internal | Summer | B9 | 800 | 1600 | 0 | 52.84 | 53.88 | 2 | 0
2015 | MISO_WUMS_2_PJM_ROR | MISO_WUMS | PJM_ROR | Internal | Summer | B10 | 1262 | 1600 | 0 | 51.66 | 52.22 | 2 | 0
2015 | MISO_WUMS_2_PJM_ROR | MISO_WUMS | PJM_ROR | Internal | Winter | B16 | 25 | 1600 | 1600 | 73.88 | 76.89 | 2 | 1.02
2015 | MISO_WUMS_2_PJM_ROR | MISO_WUMS | PJM_ROR | Internal | Winter | B17 | 100 | 1600 | 1600 | 64.46 | 67.08 | 2 | 0.62
2015 | MISO_WUMS_2_PJM_ROR | MISO_WUMS | PJM_ROR | Internal | Winter | B18 | 400 | 1600 | 1600 | 59.83 | 62.01 | 2 | 0.18
2015 | MISO_WUMS_2_PJM_ROR | MISO_WUMS | PJM_ROR | Internal | Winter | B19 | 700 | 1600 | 1600 | 57.58 | 59.6 | 2 | 0.02
2015 | MISO_WUMS_2_PJM_ROR | MISO_WUMS | PJM_ROR | Internal | Winter | B20 | 935 | 1600 | 0 | 53.8 | 54.73 | 2 | 0
2015 | NE_2_MAPP_US | NE | MAPP_US | Internal | Shoulder | B11 | 25 | 1600 | 0 | 79.48 | 72.48 | 5 | 0
2015 | NE_2_MAPP_US | NE | MAPP_US | Internal | Shoulder | B12 | 200 | 1600 | 0 | 59.97 | 54.33 | 5 | 0
2015 | NE_2_MAPP_US | NE | MAPP_US | Internal | Shoulder | B13 | 600 | 1600 | 0 | 57.51 | 54.18 | 5 | 0
2015 | NE_2_MAPP_US | NE | MAPP_US | Internal | Shoulder | B14 | 900 | 1600 | 0 | 57.31 | 54.18 | 5 | 0
2015 | NE_2_MAPP_US | NE | MAPP_US | Internal | Shoulder | B15 | 1203 | 1600 | 0 | 57.31 | 54.18 | 5 | 0
2015 | NE_2_MAPP_US | NE | MAPP_US | Internal | Summer | B1 | 10 | 1600 | 0 | 91.65 | 84.65 | 5 | 0
2015 | NE_2_MAPP_US | NE | MAPP_US | Internal | Summer | B2 | 25 | 1600 | 0 | 91.28 | 84.28 | 5 | 0
2015 | NE_2_MAPP_US | NE | MAPP_US | Internal | Summer | B3 | 75 | 1600 | 0 | 91.28 | 84.28 | 5 | 0
2015 | NE_2_MAPP_US | NE | MAPP_US | Internal | Summer | B4 | 100 | 1600 | 0 | 87.16 | 80.16 | 5 | 0
2015 | NE_2_MAPP_US | NE | MAPP_US | Internal | Summer | B5 | 200 | 1600 | 0 | 78.67 | 71.67 | 5 | 0
2015 | NE_2_MAPP_US | NE | MAPP_US | Internal | Summer | B6 | 300 | 1600 | 0 | 66.02 | 59.02 | 5 | 0
2015 | NE_2_MAPP_US | NE | MAPP_US | Internal | Summer | B7 | 400 | 1600 | 0 | 59.46 | 52.46 | 5 | 0
2015 | NE_2_MAPP_US | NE | MAPP_US | Internal | Summer | B8 | 500 | 1600 | 0 | 57.5 | 50.5 | 5 | 0
2015 | NE_2_MAPP_US | NE | MAPP_US | Internal | Summer | B9 | 800 | 1600 | 0 | 56.04 | 50.5 | 5 | 0
2015 | NE_2_MAPP_US | NE | MAPP_US | Internal | Summer | B10 | 1262 | 1600 | 0 | 53.5 | 50.5 | 5 | 0
2015 | NE_2_MAPP_US | NE | MAPP_US | Internal | Winter | B16 | 25 | 1600 | 0 | 69.59 | 67.58 | 5 | 0
2015 | NE_2_MAPP_US | NE | MAPP_US | Internal | Winter | B17 | 100 | 1600 | 0 | 59.78 | 57.78 | 5 | 0
2015 | NE_2_MAPP_US | NE | MAPP_US | Internal | Winter | B18 | 400 | 1600 | 0 | 59.76 | 55.65 | 5 | 0
2015 | NE_2_MAPP_US | NE | MAPP_US | Internal | Winter | B19 | 700 | 1600 | 0 | 59.65 | 55.65 | 5 | 0
2015 | NE_2_MAPP_US | NE | MAPP_US | Internal | Winter | B20 | 935 | 1600 | 0 | 54.86 | 52.68 | 5 | 0
2015 | NE_2_MISO_W | NE | MISO_W | Internal | Shoulder | B11 | 25 | 1600 | 0 | 79.48 | 74.91 | 5 | 0
2015 | NE_2_MISO_W | NE | MISO_W | Internal | Shoulder | B12 | 200 | 1600 | 0 | 59.97 | 61.33 | 5 | 0
2015 | NE_2_MISO_W | NE | MISO_W | Internal | Shoulder | B13 | 600 | 1600 | 0 | 57.51 | 57.57 | 5 | 0
2015 | NE_2_MISO_W | NE | MISO_W | Internal | Shoulder | B14 | 900 | 1600 | 0 | 57.31 | 55.7 | 5 | 0
2015 | NE_2_MISO_W | NE | MISO_W | Internal | Shoulder | B15 | 1203 | 1600 | 0 | 57.31 | 54.65 | 5 | 0
2015 | NE_2_MISO_W | NE | MISO_W | Internal | Summer | B1 | 10 | 1600 | 0 | 91.65 | 91.65 | 5 | 0
2015 | NE_2_MISO_W | NE | MISO_W | Internal | Summer | B2 | 25 | 1600 | 0 | 91.28 | 89.08 | 5 | 0
2015 | NE_2_MISO_W | NE | MISO_W | Internal | Summer | B3 | 75 | 1600 | 0 | 91.28 | 88.52 | 5 | 0
2015 | NE_2_MISO_W | NE | MISO_W | Internal | Summer | B4 | 100 | 1600 | 0 | 87.16 | 82.44 | 5 | 0
2015 | NE_2_MISO_W | NE | MISO_W | Internal | Summer | B5 | 200 | 1600 | 0 | 78.67 | 74.09 | 5 | 0
2015 | NE_2_MISO_W | NE | MISO_W | Internal | Summer | B6 | 300 | 1600 | 0 | 66.02 | 61.44 | 5 | 0
2015 | NE_2_MISO_W | NE | MISO_W | Internal | Summer | B7 | 400 | 1600 | 0 | 59.46 | 55.29 | 5 | 0
2015 | NE_2_MISO_W | NE | MISO_W | Internal | Summer | B8 | 500 | 1600 | 0 | 57.5 | 53.78 | 5 | 0
2015 | NE_2_MISO_W | NE | MISO_W | Internal | Summer | B9 | 800 | 1600 | 0 | 56.04 | 53.15 | 5 | 0
2015 | NE_2_MISO_W | NE | MISO_W | Internal | Summer | B10 | 1262 | 1600 | 0 | 53.5 | 51.82 | 5 | 0
2015 | NE_2_MISO_W | NE | MISO_W | Internal | Winter | B16 | 25 | 1600 | 0 | 69.59 | 74.58 | 5 | 0
2015 | NE_2_MISO_W | NE | MISO_W | Internal | Winter | B17 | 100 | 1600 | 417.21 | 59.78 | 64.78 | 5 | 0
2015 | NE_2_MISO_W | NE | MISO_W | Internal | Winter | B18 | 400 | 1600 | 0 | 59.76 | 59.84 | 5 | 0
2015 | NE_2_MISO_W | NE | MISO_W | Internal | Winter | B19 | 700 | 1600 | 0 | 59.65 | 57.59 | 5 | 0
2015 | NE_2_MISO_W | NE | MISO_W | Internal | Winter | B20 | 935 | 1600 | 0 | 54.86 | 53.81 | 5 | 0
2015 | NE_2_SPP_N | NE | SPP_N | Internal | Shoulder | B11 | 25 | 1800 | 2233.1 | 79.48 | 81.91 | 0.01 | 2.41
2015 | NE_2_SPP_N | NE | SPP_N | Internal | Shoulder | B12 | 200 | 1800 | 704.5 | 59.97 | 59.99 | 0.01 | 0
2015 | NE_2_SPP_N | NE | SPP_N | Internal | Shoulder | B13 | 600 | 1800 | 837.03 | 57.51 | 57.52 | 0.01 | 0
2015 | NE_2_SPP_N | NE | SPP_N | Internal | Shoulder | B14 | 900 | 1800 | 1032.98 | 57.31 | 57.32 | 0.01 | 0
2015 | NE_2_SPP_N | NE | SPP_N | Internal | Shoulder | B15 | 1203 | 1800 | 1411.34 | 57.31 | 57.32 | 0.01 | 0
2015 | NE_2_SPP_N | NE | SPP_N | Internal | Summer | B1 | 10 | 1800 | 1800 | 91.65 | 92.49 | 0.01 | 0.84
2015 | NE_2_SPP_N | NE | SPP_N | Internal | Summer | B2 | 25 | 1800 | 1800 | 91.28 | 92.49 | 0.01 | 1.2
2015 | NE_2_SPP_N | NE | SPP_N | Internal | Summer | B3 | 75 | 1800 | 1800 | 91.28 | 92.49 | 0.01 | 1.2
2015 | NE_2_SPP_N | NE | SPP_N | Internal | Summer | B4 | 100 | 1800 | 1718.62 | 87.16 | 87.18 | 0.01 | 0
2015 | NE_2_SPP_N | NE | SPP_N | Internal | Summer | B5 | 200 | 1800 | 2044.78 | 78.67 | 81.09 | 0.01 | 2.41
2015 | NE_2_SPP_N | NE | SPP_N | Internal | Summer | B6 | 300 | 1800 | 2107.75 | 66.02 | 68.44 | 0.01 | 2.41
2015 | NE_2_SPP_N | NE | SPP_N | Internal | Summer | B7 | 400 | 1800 | 1766.87 | 59.46 | 59.47 | 0.01 | 0
2015 | NE_2_SPP_N | NE | SPP_N | Internal | Summer | B8 | 500 | 1800 | 1384.63 | 57.5 | 57.51 | 0.01 | 0
2015 | NE_2_SPP_N | NE | SPP_N | Internal | Summer | B9 | 800 | 1800 | 1490.19 | 56.04 | 56.05 | 0.01 | 0
2015 | NE_2_SPP_N | NE | SPP_N | Internal | Summer | B10 | 1262 | 1800 | 2032.65 | 53.5 | 55.92 | 0.01 | 2.41
2015 | NE_2_SPP_N | NE | SPP_N | Internal | Winter | B16 | 25 | 1800 | 1268.56 | 69.59 | 69.61 | 0.01 | 0
2015 | NE_2_SPP_N | NE | SPP_N | Internal | Winter | B17 | 100 | 1800 | 850.8 | 59.78 | 59.8 | 0.01 | 0
2015 | NE_2_SPP_N | NE | SPP_N | Internal | Winter | B18 | 400 | 1800 | 1353.2 | 59.76 | 59.77 | 0.01 | 0
2015 | NE_2_SPP_N | NE | SPP_N | Internal | Winter | B19 | 700 | 1800 | 1370.23 | 59.65 | 59.66 | 0.01 | 0
2015 | NE_2_SPP_N | NE | SPP_N | Internal | Winter | B20 | 935 | 1800 | 1800 | 54.86 | 56.03 | 0.01 | 1.15
2015 | NEISO_2_NYISO_A-F | NEISO | NYISO_A-F | Internal | Shoulder | B11 | 25 | 600 | 1751.66 | 58.19 | 64.55 | 3 | 3.35
2015 | NEISO_2_NYISO_A-F | NEISO | NYISO_A-F | Internal | Shoulder | B12 | 200 | 600 | 0 | 55.76 | 58.75 | 3 | 0
2015 | NEISO_2_NYISO_A-F | NEISO | NYISO_A-F | Internal | Shoulder | B13 | 600 | 600 | 0 | 55.76 | 58.74 | 3 | 0
2015 | NEISO_2_NYISO_A-F | NEISO | NYISO_A-F | Internal | Shoulder | B14 | 900 | 600 | 0 | 55.76 | 56.82 | 3 | 0
2015 | NEISO_2_NYISO_A-F | NEISO | NYISO_A-F | Internal | Shoulder | B15 | 1203 | 600 | 0 | 55.76 | 56.82 | 3 | 0
2015 | NEISO_2_NYISO_A-F | NEISO | NYISO_A-F | Internal | Summer | B1 | 10 | 600 | 0 | 91.45 | 91.67 | 3 | 0
2015 | NEISO_2_NYISO_A-F | NEISO | NYISO_A-F | Internal | Summer | B2 | 25 | 600 | 0 | 83.71 | 83.95 | 3 | 0
2015 | NEISO_2_NYISO_A-F | NEISO | NYISO_A-F | Internal | Summer | B3 | 75 | 600 | 600 | 74.72 | 78.64 | 3 | 0.92
2015 | NEISO_2_NYISO_A-F | NEISO | NYISO_A-F | Internal | Summer | B4 | 100 | 600 | 600 | 69.98 | 75.83 | 3 | 2.84
2015 | NEISO_2_NYISO_A-F | NEISO | NYISO_A-F | Internal | Summer | B5 | 200 | 600 | 784.99 | 61.41 | 67.76 | 3 | 3.35
2015 | NEISO_2_NYISO_A-F | NEISO | NYISO_A-F | Internal | Summer | B6 | 300 | 600 | 600 | 53.06 | 57.78 | 3 | 1.71
2015 | NEISO_2_NYISO_A-F | NEISO | NYISO_A-F | Internal | Summer | B7 | 400 | 600 | 92.19 | 53.06 | 56.06 | 3 | 0
2015 | NEISO_2_NYISO_A-F | NEISO | NYISO_A-F | Internal | Summer | B8 | 500 | 600 | 0 | 53.06 | 55.18 | 3 | 0
2015 | NEISO_2_NYISO_A-F | NEISO | NYISO_A-F | Internal | Summer | B9 | 800 | 600 | 0 | 53.06 | 55.18 | 3 | 0
2015 | NEISO_2_NYISO_A-F | NEISO | NYISO_A-F | Internal | Summer | B10 | 1262 | 600 | 0 | 53.06 | 55.18 | 3 | 0
2015 | NEISO_2_NYISO_A-F | NEISO | NYISO_A-F | Internal | Winter | B16 | 25 | 600 | 600 | 64.15 | 67.57 | 3 | 0.42
2015 | NEISO_2_NYISO_A-F | NEISO | NYISO_A-F | Internal | Winter | B17 | 100 | 600 | 0 | 64.15 | 64.21 | 3 | 0
2015 | NEISO_2_NYISO_A-F | NEISO | NYISO_A-F | Internal | Winter | B18 | 400 | 600 | 0 | 64.15 | 61.53 | 3 | 0
2015 | NEISO_2_NYISO_A-F | NEISO | NYISO_A-F | Internal | Winter | B19 | 700 | 600 | 0 | 64.15 | 61.53 | 3 | 0
2015 | NEISO_2_NYISO_A-F | NEISO | NYISO_A-F | Internal | Winter | B20 | 935 | 600 | 0 | 64.15 | 61.53 | 3 | 0
2015 | NEISO_2_NYISO_G-I | NEISO | NYISO_G-I | Internal | Shoulder | B11 | 25 | 600 | 600 | 58.19 | 64.88 | 3 | 3.69
2015 | NEISO_2_NYISO_G-I | NEISO | NYISO_G-I | Internal | Shoulder | B12 | 200 | 600 | 475.23 | 55.76 | 58.76 | 3 | 0
2015 | NEISO_2_NYISO_G-I | NEISO | NYISO_G-I | Internal | Shoulder | B13 | 600 | 600 | 0 | 55.76 | 58.75 | 3 | 0
2015 | NEISO_2_NYISO_G-I | NEISO | NYISO_G-I | Internal | Shoulder | B14 | 900 | 600 | 0 | 55.76 | 57.77 | 3 | 0
2015 | NEISO_2_NYISO_G-I | NEISO | NYISO_G-I | Internal | Shoulder | B15 | 1203 | 600 | 0 | 55.76 | 56.83 | 3 | 0
2015 | NEISO_2_NYISO_G-I | NEISO | NYISO_G-I | Internal | Summer | B1 | 10 | 600 | 0 | 91.45 | 94.44 | 3 | 0
2015 | NEISO_2_NYISO_G-I | NEISO | NYISO_G-I | Internal | Summer | B2 | 25 | 600 | 250.76 | 83.71 | 86.71 | 3 | 0
2015 | NEISO_2_NYISO_G-I | NEISO | NYISO_G-I | Internal | Summer | B3 | 75 | 600 | 600 | 74.72 | 81.4 | 3 | 3.68
2015 | NEISO_2_NYISO_G-I | NEISO | NYISO_G-I | Internal | Summer | B4 | 100 | 600 | 600 | 69.98 | 76.66 | 3 | 3.68
2015 | NEISO_2_NYISO_G-I | NEISO | NYISO_G-I | Internal | Summer | B5 | 200 | 600 | 600 | 61.41 | 68.09 | 3 | 3.68
2015 | NEISO_2_NYISO_G-I | NEISO | NYISO_G-I | Internal | Summer | B6 | 300 | 600 | 600 | 53.06 | 59.75 | 3 | 3.68
2015 | NEISO_2_NYISO_G-I | NEISO | NYISO_G-I | Internal | Summer | B7 | 400 | 600 | 600 | 53.06 | 57.41 | 3 | 1.34
2015 | NEISO_2_NYISO_G-I | NEISO | NYISO_G-I | Internal | Summer | B8 | 500 | 600 | 177.9 | 53.06 | 56.06 | 3 | 0
2015 | NEISO_2_NYISO_G-I | NEISO | NYISO_G-I | Internal | Summer | B9 | 800 | 600 | 0 | 53.06 | 55.19 | 3 | 0
2015 | NEISO_2_NYISO_G-I | NEISO | NYISO_G-I | Internal | Summer | B10 | 1262 | 600 | 0 | 53.06 | 55.19 | 3 | 0
2015 | NEISO_2_NYISO_G-I | NEISO | NYISO_G-I | Internal | Winter | B16 | 25 | 600 | 600 | 64.15 | 70.34 | 3 | 3.18
2015 | NEISO_2_NYISO_G-I | NEISO | NYISO_G-I | Internal | Winter | B17 | 100 | 600 | 0 | 64.15 | 66.98 | 3 | 0
2015 | NEISO_2_NYISO_G-I | NEISO | NYISO_G-I | Internal | Winter | B18 | 400 | 600 | 0 | 64.15 | 64.29 | 3 | 0
2015 | NEISO_2_NYISO_G-I | NEISO | NYISO_G-I | Internal | Winter | B19 | 700 | 600 | 0 | 64.15 | 64.29 | 3 | 0
2015 | NEISO_2_NYISO_G-I | NEISO | NYISO_G-I | Internal | Winter | B20 | 935 | 600 | 0 | 64.15 | 61.91 | 3 | 0
2015 | NEISO_2_NYISO_J-K | NEISO | NYISO_J-K | Internal | Shoulder | B11 | 25 | 430 | 4653.17 | 58.19 | 64.88 | 3 | 3.69
2015 | NEISO_2_NYISO_J-K | NEISO | NYISO_J-K | Internal | Shoulder | B12 | 200 | 430 | 430 | 55.76 | 58.77 | 3 | 0.01
2015 | NEISO_2_NYISO_J-K | NEISO | NYISO_J-K | Internal | Shoulder | B13 | 600 | 430 | 106.43 | 55.76 | 58.76 | 3 | 0
2015 | NEISO_2_NYISO_J-K | NEISO | NYISO_J-K | Internal | Shoulder | B14 | 900 | 430 | 0 | 55.76 | 57.78 | 3 | 0
2015 | NEISO_2_NYISO_J-K | NEISO | NYISO_J-K | Internal | Shoulder | B15 | 1203 | 430 | 0 | 55.76 | 56.84 | 3 | 0
2015 | NEISO_2_NYISO_J-K | NEISO | NYISO_J-K | Internal | Summer | B1 | 10 | 430 | 240.03 | 91.45 | 94.45 | 3 | 0
2015 | NEISO_2_NYISO_J-K | NEISO | NYISO_J-K | Internal | Summer | B2 | 25 | 430 | 430 | 83.71 | 86.72 | 3 | 0.01
2015 | NEISO_2_NYISO_J-K | NEISO | NYISO_J-K | Internal | Summer | B3 | 75 | 430 | 841.32 | 74.72 | 81.41 | 3 | 3.69
2015 | NEISO_2_NYISO_J-K | NEISO | NYISO_J-K | Internal | Summer | B4 | 100 | 430 | 756.68 | 69.98 | 76.67 | 3 | 3.69
2015 | NEISO_2_NYISO_J-K | NEISO | NYISO_J-K | Internal | Summer | B5 | 200 | 430 | 1646.99 | 61.41 | 68.1 | 3 | 3.69
2015 | NEISO_2_NYISO_J-K | NEISO | NYISO_J-K | Internal | Summer | B6 | 300 | 430 | 566.39 | 53.06 | 59.76 | 3 | 3.69
2015 | NEISO_2_NYISO_J-K | NEISO | NYISO_J-K | Internal | Summer | B7 | 400 | 430 | 430 | 53.06 | 57.42 | 3 | 1.35
2015 | NEISO_2_NYISO_J-K | NEISO | NYISO_J-K | Internal | Summer | B8 | 500 | 430 | 430 | 53.06 | 56.08 | 3 | 0.01
2015 | NEISO_2_NYISO_J-K | NEISO | NYISO_J-K | Internal | Summer | B9 | 800 | 430 | 0 | 53.06 | 55.2 | 3 | 0
2015 | NEISO_2_NYISO_J-K | NEISO | NYISO_J-K | Internal | Summer | B10 | 1262 | 430 | 0 | 53.06 | 55.2 | 3 | 0
2015 | NEISO_2_NYISO_J-K | NEISO | NYISO_J-K | Internal | Winter | B16 | 25 | 430 | 430 | 64.15 | 70.35 | 3 | 3.2
2015 | NEISO_2_NYISO_J-K | NEISO | NYISO_J-K | Internal | Winter | B17 | 100 | 430 | 0 | 64.15 | 67 | 3 | 0
2015 | NEISO_2_NYISO_J-K | NEISO | NYISO_J-K | Internal | Winter | B18 | 400 | 430 | 0 | 64.15 | 64.31 | 3 | 0
2015 | NEISO_2_NYISO_J-K | NEISO | NYISO_J-K | Internal | Winter | B19 | 700 | 430 | 0 | 64.15 | 64.31 | 3 | 0
2015 | NEISO_2_NYISO_J-K | NEISO | NYISO_J-K | Internal | Winter | B20 | 935 | 430 | 0 | 64.15 | 61.92 | 3 | 0
2015 | NonRTO_Midwest_2_MISO_IN | NonRTO_Midwest | MISO_IN | Internal | Shoulder | B11 | 25 | 4450 | 0 | 82.92 | 74.92 | 8 | 0
2015 | NonRTO_Midwest_2_MISO_IN | NonRTO_Midwest | MISO_IN | Internal | Shoulder | B12 | 200 | 4450 | 0 | 69.36 | 61.36 | 8 | 0
2015 | NonRTO_Midwest_2_MISO_IN | NonRTO_Midwest | MISO_IN | Internal | Shoulder | B13 | 600 | 4450 | 0 | 65.6 | 57.6 | 8 | 0
2015 | NonRTO_Midwest_2_MISO_IN | NonRTO_Midwest | MISO_IN | Internal | Shoulder | B14 | 900 | 4450 | 0 | 56.87 | 55.73 | 8 | 0
2015 | NonRTO_Midwest_2_MISO_IN | NonRTO_Midwest | MISO_IN | Internal | Shoulder | B15 | 1203 | 4450 | 0 | 55.66 | 54.63 | 8 | 0
2015 | NonRTO_Midwest_2_MISO_IN | NonRTO_Midwest | MISO_IN | Internal | Summer | B1 | 10 | 4450 | 0 | 96.16 | 91.68 | 8 | 0
2015 | NonRTO_Midwest_2_MISO_IN | NonRTO_Midwest | MISO_IN | Internal | Summer | B2 | 25 | 4450 | 0 | 96.16 | 89.1 | 8 | 0
2015 | NonRTO_Midwest_2_MISO_IN | NonRTO_Midwest | MISO_IN | Internal | Summer | B3 | 75 | 4450 | 0 | 96.16 | 88.52 | 8 | 0
2015 | NonRTO_Midwest_2_MISO_IN | NonRTO_Midwest | MISO_IN | Internal | Summer | B4 | 100 | 4450 | 0 | 90.44 | 82.44 | 8 | 0
2015 | NonRTO_Midwest_2_MISO_IN | NonRTO_Midwest | MISO_IN | Internal | Summer | B5 | 200 | 4450 | 0 | 82.07 | 74.07 | 8 | 0
2015 | NonRTO_Midwest_2_MISO_IN | NonRTO_Midwest | MISO_IN | Internal | Summer | B6 | 300 | 4450 | 0 | 69.43 | 61.43 | 8 | 0
2015 | NonRTO_Midwest_2_MISO_IN | NonRTO_Midwest | MISO_IN | Internal | Summer | B7 | 400 | 4450 | 0 | 56.67 | 55.31 | 8 | 0
2015 | NonRTO_Midwest_2_MISO_IN | NonRTO_Midwest | MISO_IN | Internal | Summer | B8 | 500 | 4450 | 0 | 56.59 | 53.8 | 8 | 0
2015 | NonRTO_Midwest_2_MISO_IN | NonRTO_Midwest | MISO_IN | Internal | Summer | B9 | 800 | 4450 | 0 | 55.07 | 53.18 | 8 | 0
2015 | NonRTO_Midwest_2_MISO_IN | NonRTO_Midwest | MISO_IN | Internal | Summer | B10 | 1262 | 4450 | 0 | 53.96 | 52.11 | 8 | 0
2015 | NonRTO_Midwest_2_MISO_IN | NonRTO_Midwest | MISO_IN | Internal | Winter | B16 | 25 | 4450 | 0 | 82.88 | 74.88 | 8 | 0
2015 | NonRTO_Midwest_2_MISO_IN | NonRTO_Midwest | MISO_IN | Internal | Winter | B17 | 100 | 4450 | 0 | 73.07 | 65.07 | 8 | 0
2015 | NonRTO_Midwest_2_MISO_IN | NonRTO_Midwest | MISO_IN | Internal | Winter | B18 | 400 | 4450 | 0 | 68 | 60 | 8 | 0
2015 | NonRTO_Midwest_2_MISO_IN | NonRTO_Midwest | MISO_IN | Internal | Winter | B19 | 700 | 4450 | 0 | 56.67 | 57.59 | 8 | 0
2015 | NonRTO_Midwest_2_MISO_IN | NonRTO_Midwest | MISO_IN | Internal | Winter | B20 | 935 | 4450 | 0 | 55.66 | 53.81 | 8 | 0
2015 | NonRTO_Midwest_2_TVA_Transmission | NonRTO_Midwest | TVA_Transmission | Internal | Shoulder | B11 | 25 | 2400 | 0 | 82.92 | 78.92 | 8 | 0
2015 | NonRTO_Midwest_2_TVA_Transmission | NonRTO_Midwest | TVA_Transmission | Internal | Shoulder | B12 | 200 | 2400 | 0 | 69.36 | 64.86 | 8 | 0
2015 | NonRTO_Midwest_2_TVA_Transmission | NonRTO_Midwest | TVA_Transmission | Internal | Shoulder | B13 | 600 | 2400 | 0 | 65.6 | 61.83 | 8 | 0
2015 | NonRTO_Midwest_2_TVA_Transmission | NonRTO_Midwest | TVA_Transmission | Internal | Shoulder | B14 | 900 | 2400 | 0 | 56.87 | 60.68 | 8 | 0
2015 | NonRTO_Midwest_2_TVA_Transmission | NonRTO_Midwest | TVA_Transmission | Internal | Shoulder | B15 | 1203 | 2400 | 0 | 55.66 | 59.43 | 8 | 0
2015 | NonRTO_Midwest_2_TVA_Transmission | NonRTO_Midwest | TVA_Transmission | Internal | Summer | B1 | 10 | 2400 | 0 | 96.16 | 99.66 | 8 | 0
2015 | NonRTO_Midwest_2_TVA_Transmission | NonRTO_Midwest | TVA_Transmission | Internal | Summer | B2 | 25 | 2400 | 0 | 96.16 | 97.08 | 8 | 0
2015 | NonRTO_Midwest_2_TVA_Transmission | NonRTO_Midwest | TVA_Transmission | Internal | Summer | B3 | 75 | 2400 | 0 | 96.16 | 95.41 | 8 | 0
2015 | NonRTO_Midwest_2_TVA_Transmission | NonRTO_Midwest | TVA_Transmission | Internal | Summer | B4 | 100 | 2400 | 0 | 90.44 | 89.81 | 8 | 0
2015 | NonRTO_Midwest_2_TVA_Transmission | NonRTO_Midwest | TVA_Transmission | Internal | Summer | B5 | 200 | 2400 | 0 | 82.07 | 81.41 | 8 | 0
2015 | NonRTO_Midwest_2_TVA_Transmission | NonRTO_Midwest | TVA_Transmission | Internal | Summer | B6 | 300 | 2400 | 0 | 69.43 | 68.76 | 8 | 0
2015 | NonRTO_Midwest_2_TVA_Transmission | NonRTO_Midwest | TVA_Transmission | Internal | Summer | B7 | 400 | 2400 | 0 | 56.67 | 60.7 | 8 | 0
2015 | NonRTO_Midwest_2_TVA_Transmission | NonRTO_Midwest | TVA_Transmission | Internal | Summer | B8 | 500 | 2400 | 0 | 56.59 | 59.69 | 8 | 0
2015 | NonRTO_Midwest_2_TVA_Transmission | NonRTO_Midwest | TVA_Transmission | Internal | Summer | B9 | 800 | 2400 | 0 | 55.07 | 58.71 | 8 | 0
2015 | NonRTO_Midwest_2_TVA_Transmission | NonRTO_Midwest | TVA_Transmission | Internal | Summer | B10 | 1262 | 2400 | 0 | 53.96 | 56.11 | 8 | 0
2015 | NonRTO_Midwest_2_TVA_Transmission | NonRTO_Midwest | TVA_Transmission | Internal | Winter | B16 | 25 | 2400 | 0 | 82.88 | 82.61 | 8 | 0
2015 | NonRTO_Midwest_2_TVA_Transmission | NonRTO_Midwest | TVA_Transmission | Internal | Winter | B17 | 100 | 2400 | 0 | 73.07 | 67.81 | 8 | 0
2015 | NonRTO_Midwest_2_TVA_Transmission | NonRTO_Midwest | TVA_Transmission | Internal | Winter | B18 | 400 | 2400 | 0 | 68 | 64.38 | 8 | 0
2015 | NonRTO_Midwest_2_TVA_Transmission | NonRTO_Midwest | TVA_Transmission | Internal | Winter | B19 | 700 | 2400 | 0 | 56.67 | 62.6 | 8 | 0
2015 | NonRTO_Midwest_2_TVA_Transmission | NonRTO_Midwest | TVA_Transmission | Internal | Winter | B20 | 935 | 2400 | 0 | 55.66 | 60.73 | 8 | 0
2015 | NYISO_A-F_2_NEISO | NYISO_A-F | NEISO | Internal | Shoulder | B11 | 25 | 600 | 0 | 64.55 | 58.19 | 3 | 0
2015 | NYISO_A-F_2_NEISO | NYISO_A-F | NEISO | Internal | Shoulder | B12 | 200 | 600 | 0 | 58.75 | 55.76 | 3 | 0
2015 | NYISO_A-F_2_NEISO | NYISO_A-F | NEISO | Internal | Shoulder | B13 | 600 | 600 | 0 | 58.74 | 55.76 | 3 | 0
2015 | NYISO_A-F_2_NEISO | NYISO_A-F | NEISO | Internal | Shoulder | B14 | 900 | 600 | 0 | 56.82 | 55.76 | 3 | 0
2015 | NYISO_A-F_2_NEISO | NYISO_A-F | NEISO | Internal | Shoulder | B15 | 1203 | 600 | 0 | 56.82 | 55.76 | 3 | 0
2015 | NYISO_A-F_2_NEISO | NYISO_A-F | NEISO | Internal | Summer | B1 | 10 | 600 | 0 | 91.67 | 91.45 | 3 | 0
2015 | NYISO_A-F_2_NEISO | NYISO_A-F | NEISO | Internal | Summer | B2 | 25 | 600 | 0 | 83.95 | 83.71 | 3 | 0
2015 | NYISO_A-F_2_NEISO | NYISO_A-F | NEISO | Internal | Summer | B3 | 75 | 600 | 0 | 78.64 | 74.72 | 3 | 0
2015 | NYISO_A-F_2_NEISO | NYISO_A-F | NEISO | Internal | Summer | B4 | 100 | 600 | 0 | 75.83 | 69.98 | 3 | 0
2015 | NYISO_A-F_2_NEISO | NYISO_A-F | NEISO | Internal | Summer | B5 | 200 | 600 | 0 | 67.76 | 61.41 | 3 | 0
2015 | NYISO_A-F_2_NEISO | NYISO_A-F | NEISO | Internal | Summer | B6 | 300 | 600 | 0 | 57.78 | 53.06 | 3 | 0
2015 | NYISO_A-F_2_NEISO | NYISO_A-F | NEISO | Internal | Summer | B7 | 400 | 600 | 0 | 56.06 | 53.06 | 3 | 0
2015 | NYISO_A-F_2_NEISO | NYISO_A-F | NEISO | Internal | Summer | B8 | 500 | 600 | 0 | 55.18 | 53.06 | 3 | 0
2015 | NYISO_A-F_2_NEISO | NYISO_A-F | NEISO | Internal | Summer | B9 | 800 | 600 | 0 | 55.18 | 53.06 | 3 | 0
2015 | NYISO_A-F_2_NEISO | NYISO_A-F | NEISO | Internal | Summer | B10 | 1262 | 600 | 0 | 55.18 | 53.06 | 3 | 0
2015 | NYISO_A-F_2_NEISO | NYISO_A-F | NEISO | Internal | Winter | B16 | 25 | 600 | 0 | 67.57 | 64.15 | 3 | 0
2015 | NYISO_A-F_2_NEISO | NYISO_A-F | NEISO | Internal | Winter | B17 | 100 | 600 | 0 | 64.21 | 64.15 | 3 | 0
2015 | NYISO_A-F_2_NEISO | NYISO_A-F | NEISO | Internal | Winter | B18 | 400 | 600 | 0 | 61.53 | 64.15 | 3 | 0
2015 | NYISO_A-F_2_NEISO | NYISO_A-F | NEISO | Internal | Winter | B19 | 700 | 600 | 0 | 61.53 | 64.15 | 3 | 0
2015 | NYISO_A-F_2_NEISO | NYISO_A-F | NEISO | Internal | Winter | B20 | 935 | 600 | 0 | 61.53 | 64.15 | 3 | 0
2015 | NYISO_A-F_2_NYISO_G-I | NYISO_A-F | NYISO_G-I | Internal | Shoulder | B11 | 25 | 4250 | 4250 | 64.55 | 64.88 | 0.01 | 0.33
2015 | NYISO_A-F_2_NYISO_G-I | NYISO_A-F | NYISO_G-I | Internal | Shoulder | B12 | 200 | 4250 | 3655.69 | 58.75 | 58.76 | 0.01 | 0
2015 | NYISO_A-F_2_NYISO_G-I | NYISO_A-F | NYISO_G-I | Internal | Shoulder | B13 | 600 | 4250 | 4071.78 | 58.74 | 58.75 | 0.01 | 0
2015 | NYISO_A-F_2_NYISO_G-I | NYISO_A-F | NYISO_G-I | Internal | Shoulder | B14 | 900 | 4250 | 4250 | 56.82 | 57.77 | 0.01 | 0.94
2015 | NYISO_A-F_2_NYISO_G-I | NYISO_A-F | NYISO_G-I | Internal | Shoulder | B15 | 1203 | 4250 | 2609.23 | 56.82 | 56.83 | 0.01 | 0
2015 | NYISO_A-F_2_NYISO_G-I | NYISO_A-F | NYISO_G-I | Internal | Summer | B1 | 10 | 4250 | 6236.6 | 91.67 | 94.44 | 0.01 | 2.75
2015 | NYISO_A-F_2_NYISO_G-I | NYISO_A-F | NYISO_G-I | Internal | Summer | B2 | 25 | 4250 | 5199.59 | 83.95 | 86.71 | 0.01 | 2.75
2015 | NYISO_A-F_2_NYISO_G-I | NYISO_A-F | NYISO_G-I | Internal | Summer | B3 | 75 | 4250 | 4908.92 | 78.64 | 81.4 | 0.01 | 2.75
2015 | NYISO_A-F_2_NYISO_G-I | NYISO_A-F | NYISO_G-I | Internal | Summer | B4 | 100 | 4250 | 4250 | 75.83 | 76.66 | 0.01 | 0.82
2015 | NYISO_A-F_2_NYISO_G-I | NYISO_A-F | NYISO_G-I | Internal | Summer | B5 | 200 | 4250 | 4250 | 67.76 | 68.09 | 0.01 | 0.31
2015 | NYISO_A-F_2_NYISO_G-I | NYISO_A-F | NYISO_G-I | Internal | Summer | B6 | 300 | 4250 | 4250 | 57.78 | 59.75 | 0.01 | 1.96
2015 | NYISO_A-F_2_NYISO_G-I | NYISO_A-F | NYISO_G-I | Internal | Summer | B7 | 400 | 4250 | 4250 | 56.06 | 57.41 | 0.01 | 1.33
2015 | NYISO_A-F_2_NYISO_G-I | NYISO_A-F | NYISO_G-I | Internal | Summer | B8 | 500 | 4250 | 4250 | 55.18 | 56.06 | 0.01 | 0.88
2015 | NYISO_A-F_2_NYISO_G-I | NYISO_A-F | NYISO_G-I | Internal | Summer | B9 | 800 | 4250 | 4026.22 | 55.18 | 55.19 | 0.01 | 0
2015 | NYISO_A-F_2_NYISO_G-I | NYISO_A-F | NYISO_G-I | Internal | Summer | B10 | 1262 | 4250 | 2509.8 | 55.18 | 55.19 | 0.01 | 0
2015 | NYISO_A-F_2_NYISO_G-I | NYISO_A-F | NYISO_G-I | Internal | Winter | B16 | 25 | 4250 | 4898.08 | 67.57 | 70.34 | 0.01 | 2.75
2015 | NYISO_A-F_2_NYISO_G-I | NYISO_A-F | NYISO_G-I | Internal | Winter | B17 | 100 | 4250 | 6183.01 | 64.21 | 66.98 | 0.01 | 2.75
2015 | NYISO_A-F_2_NYISO_G-I | NYISO_A-F | NYISO_G-I | Internal | Winter | B18 | 400 | 4250 | 7508.85 | 61.53 | 64.29 | 0.01 | 2.75
2015 | NYISO_A-F_2_NYISO_G-I | NYISO_A-F | NYISO_G-I | Internal | Winter | B19 | 700 | 4250 | 6918.27 | 61.53 | 64.29 | 0.01 | 2.75
2015 | NYISO_A-F_2_NYISO_G-I | NYISO_A-F | NYISO_G-I | Internal | Winter | B20 | 935 | 4250 | 4250 | 61.53 | 61.91 | 0.01 | 0.37
2015 | NYISO_A-F_2_PJM_ROM | NYISO_A-F | PJM_ROM | Internal | Shoulder | B11 | 25 | 1000 | 1000 | 64.55 | 72.91 | 8 | 0.36
2015 | NYISO_A-F_2_PJM_ROM | NYISO_A-F | PJM_ROM | Internal | Shoulder | B12 | 200 | 1000 | 0 | 58.75 | 63.35 | 8 | 0
2015 | NYISO_A-F_2_PJM_ROM | NYISO_A-F | PJM_ROM | Internal | Shoulder | B13 | 600 | 1000 | 0 | 58.74 | 59 | 8 | 0
2015 | NYISO_A-F_2_PJM_ROM | NYISO_A-F | PJM_ROM | Internal | Shoulder | B14 | 900 | 1000 | 0 | 56.82 | 58.86 | 8 | 0
2015 | NYISO_A-F_2_PJM_ROM | NYISO_A-F | PJM_ROM | Internal | Shoulder | B15 | 1203 | 1000 | 0 | 56.82 | 53.75 | 8 | 0
2015 | NYISO_A-F_2_PJM_ROM | NYISO_A-F | PJM_ROM | Internal | Summer | B1 | 10 | 1000 | 0 | 91.67 | 94.92 | 8 | 0
2015 | NYISO_A-F_2_PJM_ROM | NYISO_A-F | PJM_ROM | Internal | Summer | B2 | 25 | 1000 | 0 | 83.95 | 91.09 | 8 | 0
2015 | NYISO_A-F_2_PJM_ROM | NYISO_A-F | PJM_ROM | Internal | Summer | B3 | 75 | 1000 | 1000 | 78.64 | 89.42 | 8 | 2.79
2015 | NYISO_A-F_2_PJM_ROM | NYISO_A-F | PJM_ROM | Internal | Summer | B4 | 100 | 1000 | 638.81 | 75.83 | 83.83 | 8 | 0
2015 | NYISO_A-F_2_PJM_ROM | NYISO_A-F | PJM_ROM | Internal | Summer | B5 | 200 | 1000 | 1000 | 67.76 | 76.08 | 8 | 0.31
2015 | NYISO_A-F_2_PJM_ROM | NYISO_A-F | PJM_ROM | Internal | Summer | B6 | 300 | 1000 | 0 | 57.78 | 63.44 | 8 | 0
2015 | NYISO_A-F_2_PJM_ROM | NYISO_A-F | PJM_ROM | Internal | Summer | B7 | 400 | 1000 | 0 | 56.06 | 58.79 | 8 | 0
2015 | NYISO_A-F_2_PJM_ROM | NYISO_A-F | PJM_ROM | Internal | Summer | B8 | 500 | 1000 | 0 | 55.18 | 56.86 | 8 | 0
2015 | NYISO_A-F_2_PJM_ROM | NYISO_A-F | PJM_ROM | Internal | Summer | B9 | 800 | 1000 | 0 | 55.18 | 55.55 | 8 | 0
2015 | NYISO_A-F_2_PJM_ROM | NYISO_A-F | PJM_ROM | Internal | Summer | B10 | 1262 | 1000 | 0 | 55.18 | 52.23 | 8 | 0
2015 | NYISO_A-F_2_PJM_ROM | NYISO_A-F | PJM_ROM | Internal | Winter | B16 | 25 | 1000 | 1000 | 67.57 | 76.91 | 8 | 1.33
2015 | NYISO_A-F_2_PJM_ROM | NYISO_A-F | PJM_ROM | Internal | Winter | B17 | 100 | 1000 | 0 | 64.21 | 68.75 | 8 | 0
2015 | NYISO_A-F_2_PJM_ROM | NYISO_A-F | PJM_ROM | Internal | Winter | B18 | 400 | 1000 | 0 | 61.53 | 63.68 | 8 | 0
2015 | NYISO_A-F_2_PJM_ROM | NYISO_A-F | PJM_ROM | Internal | Winter | B19 | 700 | 1000 | 0 | 61.53 | 61.27 | 8 | 0
2015 | NYISO_A-F_2_PJM_ROM | NYISO_A-F | PJM_ROM | Internal | Winter | B20 | 935 | 1000 | 0 | 61.53 | 55.9 | 8 | 0
2015 | NYISO_G-I_2_NEISO | NYISO_G-I | NEISO | Internal | Shoulder | B11 | 25 | 600 | 0 | 64.88 | 58.19 | 3 | 0
2015 | NYISO_G-I_2_NEISO | NYISO_G-I | NEISO | Internal | Shoulder | B12 | 200 | 600 | 0 | 58.76 | 55.76 | 3 | 0
2015 | NYISO_G-I_2_NEISO | NYISO_G-I | NEISO | Internal | Shoulder | B13 | 600 | 600 | 0 | 58.75 | 55.76 | 3 | 0
2015 | NYISO_G-I_2_NEISO | NYISO_G-I | NEISO | Internal | Shoulder | B14 | 900 | 600 | 0 | 57.77 | 55.76 | 3 | 0
2015 | NYISO_G-I_2_NEISO | NYISO_G-I | NEISO | Internal | Shoulder | B15 | 1203 | 600 | 0 | 56.83 | 55.76 | 3 | 0
2015 | NYISO_G-I_2_NEISO | NYISO_G-I | NEISO | Internal | Summer | B1 | 10 | 600 | 0 | 94.44 | 91.45 | 3 | 0
2015 | NYISO_G-I_2_NEISO | NYISO_G-I | NEISO | Internal | Summer | B2 | 25 | 600 | 0 | 86.71 | 83.71 | 3 | 0
2015 | NYISO_G-I_2_NEISO | NYISO_G-I | NEISO | Internal | Summer | B3 | 75 | 600 | 0 | 81.4 | 74.72 | 3 | 0
2015 | NYISO_G-I_2_NEISO | NYISO_G-I | NEISO | Internal | Summer | B4 | 100 | 600 | 0 | 76.66 | 69.98 | 3 | 0
2015 | NYISO_G-I_2_NEISO | NYISO_G-I | NEISO | Internal | Summer | B5 | 200 | 600 | 0 | 68.09 | 61.41 | 3 | 0
2015 | NYISO_G-I_2_NEISO | NYISO_G-I | NEISO | Internal | Summer | B6 | 300 | 600 | 0 | 59.75 | 53.06 | 3 | 0
2015 | NYISO_G-I_2_NEISO | NYISO_G-I | NEISO | Internal | Summer | B7 | 400 | 600 | 0 | 57.41 | 53.06 | 3 | 0
2015 | NYISO_G-I_2_NEISO | NYISO_G-I | NEISO | Internal | Summer | B8 | 500 | 600 | 0 | 56.06 | 53.06 | 3 | 0
2015 | NYISO_G-I_2_NEISO | NYISO_G-I | NEISO | Internal | Summer | B9 | 800 | 600 | 0 | 55.19 | 53.06 | 3 | 0
2015 | NYISO_G-I_2_NEISO | NYISO_G-I | NEISO | Internal | Summer | B10 | 1262 | 600 | 0 | 55.19 | 53.06 | 3 | 0
2015 | NYISO_G-I_2_NEISO | NYISO_G-I | NEISO | Internal | Winter | B16 | 25 | 600 | 0 | 70.34 | 64.15 | 3 | 0
2015 | NYISO_G-I_2_NEISO | NYISO_G-I | NEISO | Internal | Winter | B17 | 100 | 600 | 0 | 66.98 | 64.15 | 3 | 0
2015 | NYISO_G-I_2_NEISO | NYISO_G-I | NEISO | Internal | Winter | B18 | 400 | 600 | 0 | 64.29 | 64.15 | 3 | 0
2015 | NYISO_G-I_2_NEISO | NYISO_G-I | NEISO | Internal | Winter | B19 | 700 | 600 | 0 | 64.29 | 64.15 | 3 | 0
2015 | NYISO_G-I_2_NEISO | NYISO_G-I | NEISO | Internal | Winter | B20 | 935 | 600 | 0 | 61.91 | 64.15 | 3 | 0
2015 | NYISO_G-I_2_NYISO_A-F | NYISO_G-I | NYISO_A-F | Internal | Shoulder | B11 | 25 | 1999 | 0 | 64.88 | 64.55 | 0.01 | 0
2015 | NYISO_G-I_2_NYISO_A-F | NYISO_G-I | NYISO_A-F | Internal | Shoulder | B12 | 200 | 1999 | 0 | 58.76 | 58.75 | 0.01 | 0
2015 | NYISO_G-I_2_NYISO_A-F | NYISO_G-I | NYISO_A-F | Internal | Shoulder | B13 | 600 | 1999 | 0 | 58.75 | 58.74 | 0.01 | 0
2015 | NYISO_G-I_2_NYISO_A-F | NYISO_G-I | NYISO_A-F | Internal | Shoulder | B14 | 900 | 1999 | 0 | 57.77 | 56.82 | 0.01 | 0
2015 | NYISO_G-I_2_NYISO_A-F | NYISO_G-I | NYISO_A-F | Internal | Shoulder | B15 | 1203 | 1999 | 0 | 56.83 | 56.82 | 0.01 | 0
2015 | NYISO_G-I_2_NYISO_A-F | NYISO_G-I | NYISO_A-F | Internal | Summer | B1 | 10 | 1999 | 0 | 94.44 | 91.67 | 0.01 | 0
2015 | NYISO_G-I_2_NYISO_A-F | NYISO_G-I | NYISO_A-F | Internal | Summer | B2 | 25 | 1999 | 0 | 86.71 | 83.95 | 0.01 | 0
2015 | NYISO_G-I_2_NYISO_A-F | NYISO_G-I | NYISO_A-F | Internal | Summer | B3 | 75 | 1999 | 0 | 81.4 | 78.64 | 0.01 | 0
2015 | NYISO_G-I_2_NYISO_A-F | NYISO_G-I | NYISO_A-F | Internal | Summer | B4 | 100 | 1999 | 0 | 76.66 | 75.83 | 0.01 | 0
2015 | NYISO_G-I_2_NYISO_A-F | NYISO_G-I | NYISO_A-F | Internal | Summer | B5 | 200 | 1999 | 0 | 68.09 | 67.76 | 0.01 | 0
2015 | NYISO_G-I_2_NYISO_A-F | NYISO_G-I | NYISO_A-F | Internal | Summer | B6 | 300 | 1999 | 0 | 59.75 | 57.78 | 0.01 | 0
2015 | NYISO_G-I_2_NYISO_A-F | NYISO_G-I | NYISO_A-F | Internal | Summer | B7 | 400 | 1999 | 0 | 57.41 | 56.06 | 0.01 | 0
2015 | NYISO_G-I_2_NYISO_A-F | NYISO_G-I | NYISO_A-F | Internal | Summer | B8 | 500 | 1999 | 0 | 56.06 | 55.18 | 0.01 | 0
2015 | NYISO_G-I_2_NYISO_A-F | NYISO_G-I | NYISO_A-F | Internal | Summer | B9 | 800 | 1999 | 0 | 55.19 | 55.18 | 0.01 | 0
2015 | NYISO_G-I_2_NYISO_A-F | NYISO_G-I | NYISO_A-F | Internal | Summer | B10 | 1262 | 1999 | 0 | 55.19 | 55.18 | 0.01 | 0
2015 | NYISO_G-I_2_NYISO_A-F | NYISO_G-I | NYISO_A-F | Internal | Winter | B16 | 25 | 1999 | 0 | 70.34 | 67.57 | 0.01 | 0
2015 | NYISO_G-I_2_NYISO_A-F | NYISO_G-I | NYISO_A-F | Internal | Winter | B17 | 100 | 1999 | 0 | 66.98 | 64.21 | 0.01 | 0
2015 | NYISO_G-I_2_NYISO_A-F | NYISO_G-I | NYISO_A-F | Internal | Winter | B18 | 400 | 1999 | 0 | 64.29 | 61.53 | 0.01 | 0
2015 | NYISO_G-I_2_NYISO_A-F | NYISO_G-I | NYISO_A-F | Internal | Winter | B19 | 700 | 1999 | 0 | 64.29 | 61.53 | 0.01 | 0
2015 | NYISO_G-I_2_NYISO_A-F | NYISO_G-I | NYISO_A-F | Internal | Winter | B20 | 935 | 1999 | 0 | 61.91 | 61.53 | 0.01 | 0
2015 | NYISO_G-I_2_NYISO_J-K | NYISO_G-I | NYISO_J-K | Internal | Shoulder | B11 | 25 | 6130 | 0 | 64.88 | 64.88 | 0.01 | 0
2015 | NYISO_G-I_2_NYISO_J-K | NYISO_G-I | NYISO_J-K | Internal | Shoulder | B12 | 200 | 6130 | 4553.11 | 58.76 | 58.77 | 0.01 | 0
2015 | NYISO_G-I_2_NYISO_J-K | NYISO_G-I | NYISO_J-K | Internal | Shoulder | B13 | 600 | 6130 | 4611.07 | 58.75 | 58.76 | 0.01 | 0
2015 | NYISO_G-I_2_NYISO_J-K | NYISO_G-I | NYISO_J-K | Internal | Shoulder | B14 | 900 | 6130 | 4036.86 | 57.77 | 57.78 | 0.01 | 0
2015 | NYISO_G-I_2_NYISO_J-K | NYISO_G-I | NYISO_J-K | Internal | Shoulder | B15 | 1203 | 6130 | 2632.79 | 56.83 | 56.84 | 0.01 | 0
2015 | NYISO_G-I_2_NYISO_J-K | NYISO_G-I | NYISO_J-K | Internal | Summer | B1 | 10 | 6130 | 5611.9 | 94.44 | 94.45 | 0.01 | 0
2015 | NYISO_G-I_2_NYISO_J-K | NYISO_G-I | NYISO_J-K | Internal | Summer | B2 | 25 | 6130 | 4983.67 | 86.71 | 86.72 | 0.01 | 0
2015 | NYISO_G-I_2_NYISO_J-K | NYISO_G-I | NYISO_J-K | Internal | Summer | B3 | 75 | 6130 | 3255.48 | 81.4 | 81.41 | 0.01 | 0
2015 | NYISO_G-I_2_NYISO_J-K | NYISO_G-I | NYISO_J-K | Internal | Summer | B4 | 100 | 6130 | 5033.59 | 76.66 | 76.67 | 0.01 | 0
2015 | NYISO_G-I_2_NYISO_J-K | NYISO_G-I | NYISO_J-K | Internal | Summer | B5 | 200 | 6130 | 5078.76 | 68.09 | 68.1 | 0.01 | 0
2015 | NYISO_G-I_2_NYISO_J-K | NYISO_G-I | NYISO_J-K | Internal | Summer | B6 | 300 | 6130 | 5335.16 | 59.75 | 59.76 | 0.01 | 0
2015 | NYISO_G-I_2_NYISO_J-K | NYISO_G-I | NYISO_J-K | Internal | Summer | B7 | 400 | 6130 | 5523.66 | 57.41 | 57.42 | 0.01 | 0
2015 | NYISO_G-I_2_NYISO_J-K | NYISO_G-I | NYISO_J-K | Internal | Summer | B8 | 500 | 6130 | 5251.49 | 56.06 | 56.08 | 0.01 | 0
2015 | NYISO_G-I_2_NYISO_J-K | NYISO_G-I | NYISO_J-K | Internal | Summer | B9 | 800 | 6130 | 4852.25 | 55.19 | 55.2 | 0.01 | 0
2015 | NYISO_G-I_2_NYISO_J-K | NYISO_G-I | NYISO_J-K | Internal | Summer | B10 | 1262 | 6130 | 3174.1 | 55.19 | 55.2 | 0.01 | 0
2015 | NYISO_G-I_2_NYISO_J-K | NYISO_G-I | NYISO_J-K | Internal | Winter | B16 | 25 | 6130 | 5819.05 | 70.34 | 70.35 | 0.01 | 0
2015 | NYISO_G-I_2_NYISO_J-K | NYISO_G-I | NYISO_J-K | Internal | Winter | B17 | 100 | 6130 | 6631.9 | 66.98 | 67 | 0.01 | 0.01
2015 | NYISO_G-I_2_NYISO_J-K | NYISO_G-I | NYISO_J-K | Internal | Winter | B18 | 400 | 6130 | 7272.48 | 64.29 | 64.31 | 0.01 | 0.01
2015 | NYISO_G-I_2_NYISO_J-K | NYISO_G-I | NYISO_J-K | Internal | Winter | B19 | 700 | 6130 | 6849.07 | 64.29 | 64.31 | 0.01 | 0.01
2015 | NYISO_G-I_2_NYISO_J-K | NYISO_G-I | NYISO_J-K | Internal | Winter | B20 | 935 | 6130 | 4937.79 | 61.91 | 61.92 | 0.01 | 0
2015 | NYISO_G-I_2_PJM_E | NYISO_G-I | PJM_E | Internal | Shoulder | B11 | 25 | 1500 | 5223.86 | 64.88 | 72.9 | 8 | 0.01
2015 | NYISO_G-I_2_PJM_E | NYISO_G-I | PJM_E | Internal | Shoulder | B12 | 200 | 1500 | 0 | 58.76 | 63.33 | 8 | 0
2015 | NYISO_G-I_2_PJM_E | NYISO_G-I | PJM_E | Internal | Shoulder | B13 | 600 | 1500 | 0 | 58.75 | 59.01 | 8 | 0
2015 | NYISO_G-I_2_PJM_E | NYISO_G-I | PJM_E | Internal | Shoulder | B14 | 900 | 1500 | 0 | 57.77 | 58.85 | 8 | 0
2015 | NYISO_G-I_2_PJM_E | NYISO_G-I | PJM_E | Internal | Shoulder | B15 | 1203 | 1500 | 0 | 56.83 | 53.77 | 8 | 0
2015 | NYISO_G-I_2_PJM_E | NYISO_G-I | PJM_E | Internal | Summer | B1 | 10 | 1500 | 0 | 94.44 | 94.93 | 8 | 0
2015 | NYISO_G-I_2_PJM_E | NYISO_G-I | PJM_E | Internal | Summer | B2 | 25 | 1500 | 0 | 86.71 | 91.1 | 8 | 0
2015 | NYISO_G-I_2_PJM_E | NYISO_G-I | PJM_E | Internal | Summer | B3 | 75 | 1500 | 2177.26 | 81.4 | 89.41 | 8 | 0.01
2015 | NYISO_G-I_2_PJM_E | NYISO_G-I | PJM_E | Internal | Summer | B4 | 100 | 1500 | 0 | 76.66 | 83.84 | 8 | 0
2015 | NYISO_G-I_2_PJM_E | NYISO_G-I | PJM_E | Internal | Summer | B5 | 200 | 1500 | 85.9 | 68.09 | 76.09 | 8 | 0
2015 | NYISO_G-I_2_PJM_E | NYISO_G-I | PJM_E | Internal | Summer | B6 | 300 | 1500 | 0 | 59.75 | 63.45 | 8 | 0
2015 | NYISO_G-I_2_PJM_E | NYISO_G-I | PJM_E | Internal | Summer | B7 | 400 | 1500 | 0 | 57.41 | 58.8 | 8 | 0
2015 | NYISO_G-I_2_PJM_E | NYISO_G-I | PJM_E | Internal | Summer | B8 | 500 | 1500 | 0 | 56.06 | 56.84 | 8 | 0
2015 | NYISO_G-I_2_PJM_E | NYISO_G-I | PJM_E | Internal | Summer | B9 | 800 | 1500 | 0 | 55.19 | 55.56 | 8 | 0
2015 | NYISO_G-I_2_PJM_E | NYISO_G-I | PJM_E | Internal | Summer | B10 | 1262 | 1500 | 0 | 55.19 | 52.22 | 8 | 0
2015 | NYISO_G-I_2_PJM_E | NYISO_G-I | PJM_E | Internal | Winter | B16 | 25 | 1500 | 0 | 70.34 | 76.92 | 8 | 0
2015 | NYISO_G-I_2_PJM_E | NYISO_G-I | PJM_E | Internal | Winter | B17 | 100 | 1500 | 0 | 66.98 | 68.74 | 8 | 0
2015 | NYISO_G-I_2_PJM_E | NYISO_G-I | PJM_E | Internal | Winter | B18 | 400 | 1500 | 0 | 64.29 | 63.69 | 8 | 0
2015 | NYISO_G-I_2_PJM_E | NYISO_G-I | PJM_E | Internal | Winter | B19 | 700 | 1500 | 0 | 64.29 | 61.28 | 8 | 0
2015 | NYISO_G-I_2_PJM_E | NYISO_G-I | PJM_E | Internal | Winter | B20 | 935 | 1500 | 0 | 61.91 | 55.91 | 8 | 0
2015 | NYISO_J-K_2_NEISO_OL | NYISO_J-K | NEISO | Internal | Shoulder | B11 | 25 | 99999 | 0 | 64.88 | 58.19 | 3.01 | 0
2015 | NYISO_J-K_2_NEISO_OL | NYISO_J-K | NEISO | Internal | Shoulder | B12 | 200 | 99999 | 0 | 58.77 | 55.76 | 3.01 | 0
2015 | NYISO_J-K_2_NEISO_OL | NYISO_J-K | NEISO | Internal | Shoulder | B13 | 600 | 99999 | 0 | 58.76 | 55.76 | 3.01 | 0
2015 | NYISO_J-K_2_NEISO_OL | NYISO_J-K | NEISO | Internal | Shoulder | B14 | 900 | 99999 | 0 | 57.78 | 55.76 | 3.01 | 0
2015 | NYISO_J-K_2_NEISO_OL | NYISO_J-K | NEISO | Internal | Shoulder | B15 | 1203 | 99999 | 0 | 56.84 | 55.76 | 3.01 | 0
2015 | NYISO_J-K_2_NEISO_OL | NYISO_J-K | NEISO | Internal | Summer | B1 | 10 | 99999 | 0 | 94.45 | 91.45 | 3.01 | 0
2015 | NYISO_J-K_2_NEISO_OL | NYISO_J-K | NEISO | Internal | Summer | B2 | 25 | 99999 | 0 | 86.72 | 83.71 | 3.01 | 0
2015 | NYISO_J-K_2_NEISO_OL | NYISO_J-K | NEISO | Internal | Summer | B3 | 75 | 99999 | 0 | 81.41 | 74.72 | 3.01 | 0
2015 | NYISO_J-K_2_NEISO_OL | NYISO_J-K | NEISO | Internal | Summer | B4 | 100 | 99999 | 0 | 76.67 | 69.98 | 3.01 | 0
2015 | NYISO_J-K_2_NEISO_OL | NYISO_J-K | NEISO | Internal | Summer | B5 | 200 | 99999 | 0 | 68.1 | 61.41 | 3.01 | 0
2015 | NYISO_J-K_2_NEISO_OL | NYISO_J-K | NEISO | Internal | Summer | B6 | 300 | 99999 | 0 | 59.76 | 53.06 | 3.01 | 0
2015 | NYISO_J-K_2_NEISO_OL | NYISO_J-K | NEISO | Internal | Summer | B7 | 400 | 99999 | 0 | 57.42 | 53.06 | 3.01 | 0
2015 | NYISO_J-K_2_NEISO_OL | NYISO_J-K | NEISO | Internal | Summer | B8 | 500 | 99999 | 0 | 56.08 | 53.06 | 3.01 | 0
2015 | NYISO_J-K_2_NEISO_OL | NYISO_J-K | NEISO | Internal | Summer | B9 | 800 | 99999 | 0 | 55.2 | 53.06 | 3.01 | 0
2015 | NYISO_J-K_2_NEISO_OL | NYISO_J-K | NEISO | Internal | Summer | B10 | 1262 | 99999 | 0 | 55.2 | 53.06 | 3.01 | 0
2015 | NYISO_J-K_2_NEISO_OL | NYISO_J-K | NEISO | Internal | Winter | B16 | 25 | 99999 | 0 | 70.35 | 64.15 | 3.01 | 0
2015 | NYISO_J-K_2_NEISO_OL | NYISO_J-K | NEISO | Internal | Winter | B17 | 100 | 99999 | 0 | 67 | 64.15 | 3.01 | 0
2015 | NYISO_J-K_2_NEISO_OL | NYISO_J-K | NEISO | Internal | Winter | B18 | 400 | 99999 | 0 | 64.31 | 64.15 | 3.01 | 0
2015 | NYISO_J-K_2_NEISO_OL | NYISO_J-K | NEISO | Internal | Winter | B19 | 700 | 99999 | 0 | 64.31 | 64.15 | 3.01 | 0
2015 | NYISO_J-K_2_NEISO_OL | NYISO_J-K | NEISO | Internal | Winter | B20 | 935 | 99999 | 0 | 61.92 | 64.15 | 3.01 | 0
2015 | NYISO_J-K_2_NYISO_G-I | NYISO_J-K | NYISO_G-I | Internal | Shoulder | B11 | 25 | 1999 | 0 | 64.88 | 64.88 | 0.01 | 0
2015 | NYISO_J-K_2_NYISO_G-I | NYISO_J-K | NYISO_G-I | Internal | Shoulder | B12 | 200 | 1999 | 0 | 58.77 | 58.76 | 0.01 | 0
2015 | NYISO_J-K_2_NYISO_G-I | NYISO_J-K | NYISO_G-I | Internal | Shoulder | B13 | 600 | 1999 | 0 | 58.76 | 58.75 | 0.01 | 0
2015 | NYISO_J-K_2_NYISO_G-I | NYISO_J-K | NYISO_G-I | Internal | Shoulder | B14 | 900 | 1999 | 0 | 57.78 | 57.77 | 0.01 | 0
2015 | NYISO_J-K_2_NYISO_G-I | NYISO_J-K | NYISO_G-I | Internal | Shoulder | B15 | 1203 | 1999 | 0 | 56.84 | 56.83 | 0.01 | 0
2015 | NYISO_J-K_2_NYISO_G-I | NYISO_J-K | NYISO_G-I | Internal | Summer | B1 | 10 | 1999 | 0 | 94.45 | 94.44 | 0.01 | 0
2015 | NYISO_J-K_2_NYISO_G-I | NYISO_J-K | NYISO_G-I | Internal | Summer | B2 | 25 | 1999 | 0 | 86.72 | 86.71 | 0.01 | 0
2015 | NYISO_J-K_2_NYISO_G-I | NYISO_J-K | NYISO_G-I | Internal | Summer | B3 | 75 | 1999 | 0 | 81.41 | 81.4 | 0.01 | 0
2015 | NYISO_J-K_2_NYISO_G-I | NYISO_J-K | NYISO_G-I | Internal | Summer | B4 | 100 | 1999 | 0 | 76.67 | 76.66 | 0.01 | 0
2015 | NYISO_J-K_2_NYISO_G-I | NYISO_J-K | NYISO_G-I | Internal | Summer | B5 | 200 | 1999 | 0 | 68.1 | 68.09 | 0.01 | 0
2015 | NYISO_J-K_2_NYISO_G-I | NYISO_J-K | NYISO_G-I | Internal | Summer | B6 | 300 | 1999 | 0 | 59.76 | 59.75 | 0.01 | 0
2015 | NYISO_J-K_2_NYISO_G-I | NYISO_J-K | NYISO_G-I | Internal | Summer | B7 | 400 | 1999 | 0 | 57.42 | 57.41 | 0.01 | 0
2015 | NYISO_J-K_2_NYISO_G-I | NYISO_J-K | NYISO_G-I | Internal | Summer | B8 | 500 | 1999 | 0 | 56.08 | 56.06 | 0.01 | 0
2015 | NYISO_J-K_2_NYISO_G-I | NYISO_J-K | NYISO_G-I | Internal | Summer | B9 | 800 | 1999 | 0 | 55.2 | 55.19 | 0.01 | 0
2015 | NYISO_J-K_2_NYISO_G-I | NYISO_J-K | NYISO_G-I | Internal | Summer | B10 | 1262 | 1999 | 0 | 55.2 | 55.19 | 0.01 | 0
2015 | NYISO_J-K_2_NYISO_G-I | NYISO_J-K | NYISO_G-I | Internal | Winter | B16 | 25 | 1999 | 0 | 70.35 | 70.34 | 0.01 | 0
2015 | NYISO_J-K_2_NYISO_G-I | NYISO_J-K | NYISO_G-I | Internal | Winter | B17 | 100 | 1999 | 0 | 67 | 66.98 | 0.01 | 0
2015 | NYISO_J-K_2_NYISO_G-I | NYISO_J-K | NYISO_G-I | Internal | Winter | B18 | 400 | 1999 | 0 | 64.31 | 64.29 | 0.01 | 0
2015 | NYISO_J-K_2_NYISO_G-I | NYISO_J-K | NYISO_G-I | Internal | Winter | B19 | 700 | 1999 | 0 | 64.31 | 64.29 | 0.01 | 0
2015 | NYISO_J-K_2_NYISO_G-I | NYISO_J-K | NYISO_G-I | Internal | Winter | B20 | 935 | 1999 | 0 | 61.92 | 61.91 | 0.01 | 0
2015 | NYISO_J-K_2_PJM_E_OL | NYISO_J-K | PJM_E | Internal | Shoulder | B11 | 25 | 99999 | 341.45 | 64.88 | 72.9 | 8.01 | 0
2015 | NYISO_J-K_2_PJM_E_OL | NYISO_J-K | PJM_E | Internal | Shoulder | B12 | 200 | 99999 | 0 | 58.77 | 63.33 | 8.01 | 0
2015 | NYISO_J-K_2_PJM_E_OL | NYISO_J-K | PJM_E | Internal | Shoulder | B13 | 600 | 99999 | 0 | 58.76 | 59.01 | 8.01 | 0
2015 | NYISO_J-K_2_PJM_E_OL | NYISO_J-K | PJM_E | Internal | Shoulder | B14 | 900 | 99999 | 0 | 57.78 | 58.85 | 8.01 | 0
2015 | NYISO_J-K_2_PJM_E_OL | NYISO_J-K | PJM_E | Internal | Shoulder | B15 | 1203 | 99999 | 0 | 56.84 | 53.77 | 8.01 | 0
2015 | NYISO_J-K_2_PJM_E_OL | NYISO_J-K | PJM_E | Internal | Summer | B1 | 10 | 99999 | 0 | 94.45 | 94.93 | 8.01 | 0
2015 | NYISO_J-K_2_PJM_E_OL | NYISO_J-K | PJM_E | Internal | Summer | B2 | 25 | 99999 | 0 | 86.72 | 91.1 | 8.01 | 0
2015 | NYISO_J-K_2_PJM_E_OL | NYISO_J-K | PJM_E | Internal | Summer | B3 | 75 | 99999 | 0 | 81.41 | 89.41 | 8.01 | 0
2015 | NYISO_J-K_2_PJM_E_OL | NYISO_J-K | PJM_E | Internal | Summer | B4 | 100 | 99999 | 0 | 76.67 | 83.84 | 8.01 | 0
2015 | NYISO_J-K_2_PJM_E_OL | NYISO_J-K | PJM_E | Internal | Summer | B5 | 200 | 99999 | 0 | 68.1 | 76.09 | 8.01 | 0
2015 | NYISO_J-K_2_PJM_E_OL | NYISO_J-K | PJM_E | Internal | Summer | B6 | 300 | 99999 | 0 | 59.76 | 63.45 | 8.01 | 0
2015 | NYISO_J-K_2_PJM_E_OL | NYISO_J-K | PJM_E | Internal | Summer | B7 | 400 | 99999 | 0 | 57.42 | 58.8 | 8.01 | 0
2015 | NYISO_J-K_2_PJM_E_OL | NYISO_J-K | PJM_E | Internal | Summer | B8 | 500 | 99999 | 0 | 56.08 | 56.84 | 8.01 | 0
2015 | NYISO_J-K_2_PJM_E_OL | NYISO_J-K | PJM_E | Internal | Summer | B9 | 800 | 99999 | 0 | 55.2 | 55.56 | 8.01 | 0
2015 | NYISO_J-K_2_PJM_E_OL | NYISO_J-K | PJM_E | Internal | Summer | B10 | 1262 | 99999 | 0 | 55.2 | 52.22 | 8.01 | 0
2015 | NYISO_J-K_2_PJM_E_OL | NYISO_J-K | PJM_E | Internal | Winter | B16 | 25 | 99999 | 0 | 70.35 | 76.92 | 8.01 | 0
2015 | NYISO_J-K_2_PJM_E_OL | NYISO_J-K | PJM_E | Internal | Winter | B17 | 100 | 99999 | 0 | 67 | 68.74 | 8.01 | 0
2015 | NYISO_J-K_2_PJM_E_OL | NYISO_J-K | PJM_E | Internal | Winter | B18 | 400 | 99999 | 0 | 64.31 | 63.69 | 8.01 | 0
2015 | NYISO_J-K_2_PJM_E_OL | NYISO_J-K | PJM_E | Internal | Winter | B19 | 700 | 99999 | 0 | 64.31 | 61.28 | 8.01 | 0
2015 | NYISO_J-K_2_PJM_E_OL | NYISO_J-K | PJM_E | Internal | Winter | B20 | 935 | 99999 | 0 | 61.92 | 55.91 | 8.01 | 0
2015 | PJM_E_2_NYISO_G-I | PJM_E | NYISO_G-I | Internal | Shoulder | B11 | 25 | 500 | 0 | 72.9 | 64.88 | 6 | 0
2015 | PJM_E_2_NYISO_G-I | PJM_E | NYISO_G-I | Internal | Shoulder | B12 | 200 | 500 | 0 | 63.33 | 58.76 | 6 | 0
2015 | PJM_E_2_NYISO_G-I | PJM_E | NYISO_G-I | Internal | Shoulder | B13 | 600 | 500 | 0 | 59.01 | 58.75 | 6 | 0
2015 | PJM_E_2_NYISO_G-I | PJM_E | NYISO_G-I | Internal | Shoulder | B14 | 900 | 500 | 0 | 58.85 | 57.77 | 6 | 0
2015 | PJM_E_2_NYISO_G-I | PJM_E | NYISO_G-I | Internal | Shoulder | B15 | 1203 | 500 | 0 | 53.77 | 56.83 | 6 | 0
2015 | PJM_E_2_NYISO_G-I | PJM_E | NYISO_G-I | Internal | Summer | B1 | 10 | 500 | 0 | 94.93 | 94.44 | 6 | 0
2015 | PJM_E_2_NYISO_G-I | PJM_E | NYISO_G-I | Internal | Summer | B2 | 25 | 500 | 0 | 91.1 | 86.71 | 6 | 0
2015 | PJM_E_2_NYISO_G-I | PJM_E | NYISO_G-I | Internal | Summer | B3 | 75 | 500 | 0 | 89.41 | 81.4 | 6 | 0
2015 | PJM_E_2_NYISO_G-I | PJM_E | NYISO_G-I | Internal | Summer | B4 | 100 | 500 | 0 | 83.84 | 76.66 | 6 | 0
2015 | PJM_E_2_NYISO_G-I | PJM_E | NYISO_G-I | Internal | Summer | B5 | 200 | 500 | 0 | 76.09 | 68.09 | 6 | 0
2015 | PJM_E_2_NYISO_G-I | PJM_E | NYISO_G-I | Internal | Summer | B6 | 300 | 500 | 0 | 63.45 | 59.75 | 6 | 0
2015 | PJM_E_2_NYISO_G-I | PJM_E | NYISO_G-I | Internal | Summer | B7 | 400 | 500 | 0 | 58.8 | 57.41 | 6 | 0
2015 | PJM_E_2_NYISO_G-I | PJM_E | NYISO_G-I | Internal | Summer | B8 | 500 | 500 | 0 | 56.84 | 56.06 | 6 | 0
2015 | PJM_E_2_NYISO_G-I | PJM_E | NYISO_G-I | Internal | Summer | B9 | 800 | 500 | 0 | 55.56 | 55.19 | 6 | 0
2015 | PJM_E_2_NYISO_G-I | PJM_E | NYISO_G-I | Internal | Summer | B10 | 1262 | 500 | 0 | 52.22 | 55.19 | 6 | 0
2015 | PJM_E_2_NYISO_G-I | PJM_E | NYISO_G-I | Internal | Winter | B16 | 25 | 500 | 0 | 76.92 | 70.34 | 6 | 0
2015 | PJM_E_2_NYISO_G-I | PJM_E | NYISO_G-I | Internal | Winter | B17 | 100 | 500 | 0 | 68.74 | 66.98 | 6 | 0
2015 | PJM_E_2_NYISO_G-I | PJM_E | NYISO_G-I | Internal | Winter | B18 | 400 | 500 | 0 | 63.69 | 64.29 | 6 | 0
2015 | PJM_E_2_NYISO_G-I | PJM_E | NYISO_G-I | Internal | Winter | B19 | 700 | 500 | 0 | 61.28 | 64.29 | 6 | 0
2015 | PJM_E_2_NYISO_G-I | PJM_E | NYISO_G-I | Internal | Winter | B20 | 935 | 500 | 368.51 | 55.91 | 61.91 | 6 | 0
2015 | PJM_E_2_NYISO_J-K | PJM_E | NYISO_J-K | Internal | Shoulder | B11 | 25 | 330 | 0 | 72.9 | 64.88 | 6 | 0
2015 | PJM_E_2_NYISO_J-K | PJM_E | NYISO_J-K | Internal | Shoulder | B12 | 200 | 330 | 0 | 63.33 | 58.77 | 6 | 0
2015 | PJM_E_2_NYISO_J-K | PJM_E | NYISO_J-K | Internal | Shoulder | B13 | 600 | 330 | 0 | 59.01 | 58.76 | 6 | 0
2015 | PJM_E_2_NYISO_J-K | PJM_E | NYISO_J-K | Internal | Shoulder | B14 | 900 | 330 | 0 | 58.85 | 57.78 | 6 | 0
2015 | PJM_E_2_NYISO_J-K | PJM_E | NYISO_J-K | Internal | Shoulder | B15 | 1203 | 330 | 0 | 53.77 | 56.84 | 6 | 0
2015 | PJM_E_2_NYISO_J-K | PJM_E | NYISO_J-K | Internal | Summer | B1 | 10 | 330 | 0 | 94.93 | 94.45 | 6 | 0
2015 | PJM_E_2_NYISO_J-K | PJM_E | NYISO_J-K | Internal | Summer | B2 | 25 | 330 | 0 | 91.1 | 86.72 | 6 | 0
2015 | PJM_E_2_NYISO_J-K | PJM_E | NYISO_J-K | Internal | Summer | B3 | 75 | 330 | 0 | 89.41 | 81.41 | 6 | 0
2015 | PJM_E_2_NYISO_J-K | PJM_E | NYISO_J-K | Internal | Summer | B4 | 100 | 330 | 0 | 83.84 | 76.67 | 6 | 0
2015 | PJM_E_2_NYISO_J-K | PJM_E | NYISO_J-K | Internal | Summer | B5 | 200 | 330 | 0 | 76.09 | 68.1 | 6 | 0
2015 | PJM_E_2_NYISO_J-K | PJM_E | NYISO_J-K | Internal | Summer | B6 | 300 | 330 | 0 | 63.45 | 59.76 | 6 | 0
2015 | PJM_E_2_NYISO_J-K | PJM_E | NYISO_J-K | Internal | Summer | B7 | 400 | 330 | 0 | 58.8 | 57.42 | 6 | 0
2015 | PJM_E_2_NYISO_J-K | PJM_E | NYISO_J-K | Internal | Summer | B8 | 500 | 330 | 0 | 56.84 | 56.08 | 6 | 0
2015 | PJM_E_2_NYISO_J-K | PJM_E | NYISO_J-K | Internal | Summer | B9 | 800 | 330 | 0 | 55.56 | 55.2 | 6 | 0
2015 | PJM_E_2_NYISO_J-K | PJM_E | NYISO_J-K | Internal | Summer | B10 | 1262 | 330 | 0 | 52.22 | 55.2 | 6 | 0
2015 | PJM_E_2_NYISO_J-K | PJM_E | NYISO_J-K | Internal | Winter | B16 | 25 | 330 | 0 | 76.92 | 70.35 | 6 | 0
2015 | PJM_E_2_NYISO_J-K | PJM_E | NYISO_J-K | Internal | Winter | B17 | 100 | 330 | 0 | 68.74 | 67 | 6 | 0
2015 | PJM_E_2_NYISO_J-K | PJM_E | NYISO_J-K | Internal | Winter | B18 | 400 | 330 | 0 | 63.69 | 64.31 | 6 | 0
2015 | PJM_E_2_NYISO_J-K | PJM_E | NYISO_J-K | Internal | Winter | B19 | 700 | 330 | 0 | 61.28 | 64.31 | 6 | 0
2015 | PJM_E_2_NYISO_J-K | PJM_E | NYISO_J-K | Internal | Winter | B20 | 935 | 330 | 330 | 55.91 | 61.92 | 6 | 0.01
2015 | PJM_E_2_PJM_ROM | PJM_E | PJM_ROM | Internal | Shoulder | B11 | 25 | 8000 | 7700.36 | 72.9 | 72.91 | 0.01 | 0
2015 | PJM_E_2_PJM_ROM | PJM_E | PJM_ROM | Internal | Shoulder | B12 | 200 | 8000 | 2489.5 | 63.33 | 63.35 | 0.01 | 0
2015 | PJM_E_2_PJM_ROM | PJM_E | PJM_ROM | Internal | Shoulder | B13 | 600 | 8000 | 0 | 59.01 | 59 | 0.01 | 0
2015 | PJM_E_2_PJM_ROM | PJM_E | PJM_ROM | Internal | Shoulder | B14 | 900 | 8000 | 67.32 | 58.85 | 58.86 | 0.01 | 0
2015 | PJM_E_2_PJM_ROM | PJM_E | PJM_ROM | Internal | Shoulder | B15 | 1203 | 8000 | 0 | 53.77 | 53.75 | 0.01 | 0
2015 | PJM_E_2_PJM_ROM | PJM_E | PJM_ROM | Internal | Summer | B1 | 10 | 8000 | 0 | 94.93 | 94.92 | 0.01 | 0
2015 | PJM_E_2_PJM_ROM | PJM_E | PJM_ROM | Internal | Summer | B2 | 25 | 8000 | 0 | 91.1 | 91.09 | 0.01 | 0
2015 | PJM_E_2_PJM_ROM | PJM_E | PJM_ROM | Internal | Summer | B3 | 75 | 8000 | 1604.35 | 89.41 | 89.42 | 0.01 | 0
2015 | PJM_E_2_PJM_ROM | PJM_E | PJM_ROM | Internal | Summer | B4 | 100 | 8000 | 0 | 83.84 | 83.83 | 0.01 | 0
2015 | PJM_E_2_PJM_ROM | PJM_E | PJM_ROM | Internal | Summer | B5 | 200 | 8000 | 0 | 76.09 | 76.08 | 0.01 | 0
2015 | PJM_E_2_PJM_ROM | PJM_E | PJM_ROM | Internal | Summer | B6 | 300 | 8000 | 0 | 63.45 | 63.44 | 0.01 | 0
2015 | PJM_E_2_PJM_ROM | PJM_E | PJM_ROM | Internal | Summer | B7 | 400 | 8000 | 0 | 58.8 | 58.79 | 0.01 | 0
2015 | PJM_E_2_PJM_ROM | PJM_E | PJM_ROM | Internal | Summer | B8 | 500 | 8000 | 7.89 | 56.84 | 56.86 | 0.01 | 0
2015 | PJM_E_2_PJM_ROM | PJM_E | PJM_ROM | Internal | Summer | B9 | 800 | 8000 | 0 | 55.56 | 55.55 | 0.01 | 0
2015 | PJM_E_2_PJM_ROM | PJM_E | PJM_ROM | Internal | Summer | B10 | 1262 | 8000 | 486.76 | 52.22 | 52.23 | 0.01 | 0
2015 | PJM_E_2_PJM_ROM | PJM_E | PJM_ROM | Internal | Winter | B16 | 25 | 8000 | 0 | 76.92 | 76.91 | 0.01 | 0
2015 | PJM_E_2_PJM_ROM | PJM_E | PJM_ROM | Internal | Winter | B17 | 100 | 8000 | 80.73 | 68.74 | 68.75 | 0.01 | 0
2015 | PJM_E_2_PJM_ROM | PJM_E | PJM_ROM | Internal | Winter | B18 | 400 | 8000 | 0 | 63.69 | 63.68 | 0.01 | 0
2015 | PJM_E_2_PJM_ROM | PJM_E | PJM_ROM | Internal | Winter | B19 | 700 | 8000 | 0 | 61.28 | 61.27 | 0.01 | 0
2015 | PJM_E_2_PJM_ROM | PJM_E | PJM_ROM | Internal | Winter | B20 | 935 | 8000 | 0 | 55.91 | 55.9 | 0.01 | 0
2015 | PJM_ROR_2_MISO_IN | PJM_ROR | MISO_IN | Internal | Shoulder | B11 | 25 | 909 | 162.84 | 72.92 | 74.92 | 2 | 0
2015 | PJM_ROR_2_MISO_IN | PJM_ROR | MISO_IN | Internal | Shoulder | B12 | 200 | 909 | 0 | 63.33 | 61.36 | 2 | 0
2015 | PJM_ROR_2_MISO_IN | PJM_ROR | MISO_IN | Internal | Shoulder | B13 | 600 | 909 | 0 | 58.99 | 57.6 | 2 | 0
2015 | PJM_ROR_2_MISO_IN | PJM_ROR | MISO_IN | Internal | Shoulder | B14 | 900 | 909 | 0 | 57.72 | 55.73 | 2 | 0
2015 | PJM_ROR_2_MISO_IN | PJM_ROR | MISO_IN | Internal | Shoulder | B15 | 1203 | 909 | 0 | 53.74 | 54.63 | 2 | 0
2015 | PJM_ROR_2_MISO_IN | PJM_ROR | MISO_IN | Internal | Summer | B1 | 10 | 909 | 0 | 93.66 | 91.68 | 2 | 0
2015 | PJM_ROR_2_MISO_IN | PJM_ROR | MISO_IN | Internal | Summer | B2 | 25 | 909 | 0 | 91.08 | 89.1 | 2 | 0
2015 | PJM_ROR_2_MISO_IN | PJM_ROR | MISO_IN | Internal | Summer | B3 | 75 | 909 | 0 | 89.41 | 88.52 | 2 | 0
2015 | PJM_ROR_2_MISO_IN | PJM_ROR | MISO_IN | Internal | Summer | B4 | 100 | 909 | 0 | 83.81 | 82.44 | 2 | 0
2015 | PJM_ROR_2_MISO_IN | PJM_ROR | MISO_IN | Internal | Summer | B5 | 200 | 909 | 0 | 76.07 | 74.07 | 2 | 0
2015 | PJM_ROR_2_MISO_IN | PJM_ROR | MISO_IN | Internal | Summer | B6 | 300 | 909 | 0 | 63.43 | 61.43 | 2 | 0
2015 | PJM_ROR_2_MISO_IN | PJM_ROR | MISO_IN | Internal | Summer | B7 | 400 | 909 | 0 | 57.29 | 55.31 | 2 | 0
2015 | PJM_ROR_2_MISO_IN | PJM_ROR | MISO_IN | Internal | Summer | B8 | 500 | 909 | 0 | 55.63 | 53.8 | 2 | 0
2015 | PJM_ROR_2_MISO_IN | PJM_ROR | MISO_IN | Internal | Summer | B9 | 800 | 909 | 0 | 53.88 | 53.18 | 2 | 0
2015 | PJM_ROR_2_MISO_IN | PJM_ROR | MISO_IN | Internal | Summer | B10 | 1262 | 909 | 0 | 52.22 | 52.11 | 2 | 0
2015 | PJM_ROR_2_MISO_IN | PJM_ROR | MISO_IN | Internal | Winter | B16 | 25 | 909 | 0 | 76.89 | 74.88 | 2 | 0
2015 | PJM_ROR_2_MISO_IN | PJM_ROR | MISO_IN | Internal | Winter | B17 | 100 | 909 | 0 | 67.08 | 65.07 | 2 | 0
2015 | PJM_ROR_2_MISO_IN | PJM_ROR | MISO_IN | Internal | Winter | B18 | 400 | 909 | 0 | 62.01 | 60 | 2 | 0
2015 | PJM_ROR_2_MISO_IN | PJM_ROR | MISO_IN | Internal | Winter | B19 | 700 | 909 | 0 | 59.6 | 57.59 | 2 | 0
2015 | PJM_ROR_2_MISO_IN | PJM_ROR | MISO_IN | Internal | Winter | B20 | 935 | 909 | 0 | 54.73 | 53.81 | 2 | 0
2015 | PJM_ROR_2_MISO_MI | PJM_ROR | MISO_MI | Internal | Shoulder | B11 | 25 | 1305 | 0 | 72.92 | 74.26 | 2 | 0
2015 | PJM_ROR_2_MISO_MI | PJM_ROR | MISO_MI | Internal | Shoulder | B12 | 200 | 1305 | 0 | 63.33 | 61.35 | 2 | 0
2015 | PJM_ROR_2_MISO_MI | PJM_ROR | MISO_MI | Internal | Shoulder | B13 | 600 | 1305 | 0 | 58.99 | 57.61 | 2 | 0
2015 | PJM_ROR_2_MISO_MI | PJM_ROR | MISO_MI | Internal | Shoulder | B14 | 900 | 1305 | 0 | 57.72 | 55.74 | 2 | 0
2015 | PJM_ROR_2_MISO_MI | PJM_ROR | MISO_MI | Internal | Shoulder | B15 | 1203 | 1305 | 0 | 53.74 | 54.62 | 2 | 0
2015 | PJM_ROR_2_MISO_MI | PJM_ROR | MISO_MI | Internal | Summer | B1 | 10 | 1305 | 0 | 93.66 | 91.67 | 2 | 0
2015 | PJM_ROR_2_MISO_MI | PJM_ROR | MISO_MI | Internal | Summer | B2 | 25 | 1305 | 0 | 91.08 | 89.09 | 2 | 0
2015 | PJM_ROR_2_MISO_MI | PJM_ROR | MISO_MI | Internal | Summer | B3 | 75 | 1305 | 0 | 89.41 | 87.87 | 2 | 0
2015 | PJM_ROR_2_MISO_MI | PJM_ROR | MISO_MI | Internal | Summer | B4 | 100 | 1305 | 0 | 83.81 | 82.35 | 2 | 0
2015 | PJM_ROR_2_MISO_MI | PJM_ROR | MISO_MI | Internal | Summer | B5 | 200 | 1305 | 0 | 76.07 | 74.01 | 2 | 0
2015 | PJM_ROR_2_MISO_MI | PJM_ROR | MISO_MI | Internal | Summer | B6 | 300 | 1305 | 0 | 63.43 | 61.43 | 2 | 0
2015 | PJM_ROR_2_MISO_MI | PJM_ROR | MISO_MI | Internal | Summer | B7 | 400 | 1305 | 0 | 57.29 | 55.32 | 2 | 0
2015 | PJM_ROR_2_MISO_MI | PJM_ROR | MISO_MI | Internal | Summer | B8 | 500 | 1305 | 0 | 55.63 | 53.81 | 2 | 0
2015 | PJM_ROR_2_MISO_MI | PJM_ROR | MISO_MI | Internal | Summer | B9 | 800 | 1305 | 0 | 53.88 | 53.19 | 2 | 0
2015 | PJM_ROR_2_MISO_MI | PJM_ROR | MISO_MI | Internal | Summer | B10 | 1262 | 1305 | 0 | 52.22 | 52.13 | 2 | 0
2015 | PJM_ROR_2_MISO_MI | PJM_ROR | MISO_MI | Internal | Winter | B16 | 25 | 1305 | 0 | 76.89 | 74.5 | 2 | 0
2015 | PJM_ROR_2_MISO_MI | PJM_ROR | MISO_MI | Internal | Winter | B17 | 100 | 1305 | 0 | 67.08 | 65.08 | 2 | 0
2015 | PJM_ROR_2_MISO_MI | PJM_ROR | MISO_MI | Internal | Winter | B18 | 400 | 1305 | 0 | 62.01 | 60.01 | 2 | 0
2015 | PJM_ROR_2_MISO_MI | PJM_ROR | MISO_MI | Internal | Winter | B19 | 700 | 1305 | 0 | 59.6 | 57.6 | 2 | 0
2015 | PJM_ROR_2_MISO_MI | PJM_ROR | MISO_MI | Internal | Winter | B20 | 935 | 1305 | 0 | 54.73 | 53.82 | 2 | 0
2015 | PJM_ROR_2_MISO_MO-IL | PJM_ROR | MISO_MO-IL | Internal | Shoulder | B11 | 25 | 1111 | 769.64 | 72.92 | 74.92 | 2 | 0
2015 | PJM_ROR_2_MISO_MO-IL | PJM_ROR | MISO_MO-IL | Internal | Shoulder | B12 | 200 | 1111 | 0 | 63.33 | 61.35 | 2 | 0
2015 | PJM_ROR_2_MISO_MO-IL | PJM_ROR | MISO_MO-IL | Internal | Shoulder | B13 | 600 | 1111 | 0 | 58.99 | 57.58 | 2 | 0
2015 | PJM_ROR_2_MISO_MO-IL | PJM_ROR | MISO_MO-IL | Internal | Shoulder | B14 | 900 | 1111 | 0 | 57.72 | 55.72 | 2 | 0
2015 | PJM_ROR_2_MISO_MO-IL | PJM_ROR | MISO_MO-IL | Internal | Shoulder | B15 | 1203 | 1111 | 0 | 53.74 | 54.64 | 2 | 0
2015 | PJM_ROR_2_MISO_MO-IL | PJM_ROR | MISO_MO-IL | Internal | Summer | B1 | 10 | 1111 | 0 | 93.66 | 91.66 | 2 | 0
2015 | PJM_ROR_2_MISO_MO-IL | PJM_ROR | MISO_MO-IL | Internal | Summer | B2 | 25 | 1111 | 0 | 91.08 | 89.09 | 2 | 0
2015 | PJM_ROR_2_MISO_MO-IL | PJM_ROR | MISO_MO-IL | Internal | Summer | B3 | 75 | 1111 | 0 | 89.41 | 88.53 | 2 | 0
2015 | PJM_ROR_2_MISO_MO-IL | PJM_ROR | MISO_MO-IL | Internal | Summer | B4 | 100 | 1111 | 0 | 83.81 | 82.45 | 2 | 0
2015 | PJM_ROR_2_MISO_MO-IL | PJM_ROR | MISO_MO-IL | Internal | Summer | B5 | 200 | 1111 | 0 | 76.07 | 74.08 | 2 | 0
2015 | PJM_ROR_2_MISO_MO-IL | PJM_ROR | MISO_MO-IL | Internal | Summer | B6 | 300 | 1111 | 0 | 63.43 | 61.43 | 2 | 0
2015 | PJM_ROR_2_MISO_MO-IL | PJM_ROR | MISO_MO-IL | Internal | Summer | B7 | 400 | 1111 | 0 | 57.29 | 55.3 | 2 | 0
2015 | PJM_ROR_2_MISO_MO-IL | PJM_ROR | MISO_MO-IL | Internal | Summer | B8 | 500 | 1111 | 0 | 55.63 | 53.79 | 2 | 0
2015 | PJM_ROR_2_MISO_MO-IL | PJM_ROR | MISO_MO-IL | Internal | Summer | B9 | 800 | 1111 | 0 | 53.88 | 53.17 | 2 | 0
2015 | PJM_ROR_2_MISO_MO-IL | PJM_ROR | MISO_MO-IL | Internal | Summer | B10 | 1262 | 1111 | 0 | 52.22 | 51.84 | 2 | 0
2015 | PJM_ROR_2_MISO_MO-IL | PJM_ROR | MISO_MO-IL | Internal | Winter | B16 | 25 | 1111 | 0 | 76.89 | 74.61 | 2 | 0
2015 | PJM_ROR_2_MISO_MO-IL | PJM_ROR | MISO_MO-IL | Internal | Winter | B17 | 100 | 1111 | 0 | 67.08 | 64.8 | 2 | 0
2015 | PJM_ROR_2_MISO_MO-IL | PJM_ROR | MISO_MO-IL | Internal | Winter | B18 | 400 | 1111 | 0 | 62.01 | 59.85 | 2 | 0
2015 | PJM_ROR_2_MISO_MO-IL | PJM_ROR | MISO_MO-IL | Internal | Winter | B19 | 700 | 1111 | 0 | 59.6 | 57.58 | 2 | 0
2015 | PJM_ROR_2_MISO_MO-IL | PJM_ROR | MISO_MO-IL | Internal | Winter | B20 | 935 | 1111 | 0 | 54.73 | 53.8 | 2 | 0
2015 | PJM_ROR_2_MISO_W | PJM_ROR | MISO_W | Internal | Shoulder | B11 | 25 | 709 | 0 | 72.92 | 74.91 | 2 | 0
2015 | PJM_ROR_2_MISO_W | PJM_ROR | MISO_W | Internal | Shoulder | B12 | 200 | 709 | 0 | 63.33 | 61.33 | 2 | 0
2015 | PJM_ROR_2_MISO_W | PJM_ROR | MISO_W | Internal | Shoulder | B13 | 600 | 709 | 0 | 58.99 | 57.57 | 2 | 0
2015 | PJM_ROR_2_MISO_W | PJM_ROR | MISO_W | Internal | Shoulder | B14 | 900 | 709 | 0 | 57.72 | 55.7 | 2 | 0
2015 | PJM_ROR_2_MISO_W | PJM_ROR | MISO_W | Internal | Shoulder | B15 | 1203 | 709 | 0 | 53.74 | 54.65 | 2 | 0
2015 | PJM_ROR_2_MISO_W | PJM_ROR | MISO_W | Internal | Summer | B1 | 10 | 709 | 0 | 93.66 | 91.65 | 2 | 0
2015 | PJM_ROR_2_MISO_W | PJM_ROR | MISO_W | Internal | Summer | B2 | 25 | 709 | 0 | 91.08 | 89.08 | 2 | 0
2015 | PJM_ROR_2_MISO_W | PJM_ROR | MISO_W | Internal | Summer | B3 | 75 | 709 | 0 | 89.41 | 88.52 | 2 | 0
2015 | PJM_ROR_2_MISO_W | PJM_ROR | MISO_W | Internal | Summer | B4 | 100 | 709 | 0 | 83.81 | 82.44 | 2 | 0
2015 | PJM_ROR_2_MISO_W | PJM_ROR | MISO_W | Internal | Summer | B5 | 200 | 709 | 0 | 76.07 | 74.09 | 2 | 0
2015 | PJM_ROR_2_MISO_W | PJM_ROR | MISO_W | Internal | Summer | B6 | 300 | 709 | 0 | 63.43 | 61.44 | 2 | 0
2015 | PJM_ROR_2_MISO_W | PJM_ROR | MISO_W | Internal | Summer | B7 | 400 | 709 | 0 | 57.29 | 55.29 | 2 | 0
2015 | PJM_ROR_2_MISO_W | PJM_ROR | MISO_W | Internal | Summer | B8 | 500 | 709 | 0 | 55.63 | 53.78 | 2 | 0
2015 | PJM_ROR_2_MISO_W | PJM_ROR | MISO_W | Internal | Summer | B9 | 800 | 709 | 0 | 53.88 | 53.15 | 2 | 0
2015 | PJM_ROR_2_MISO_W | PJM_ROR | MISO_W | Internal | Summer | B10 | 1262 | 709 | 0 | 52.22 | 51.82 | 2 | 0
2015 | PJM_ROR_2_MISO_W | PJM_ROR | MISO_W | Internal | Winter | B16 | 25 | 709 | 0 | 76.89 | 74.58 | 2 | 0
2015 | PJM_ROR_2_MISO_W | PJM_ROR | MISO_W | Internal | Winter | B17 | 100 | 709 | 0 | 67.08 | 64.78 | 2 | 0
2015 | PJM_ROR_2_MISO_W | PJM_ROR | MISO_W | Internal | Winter | B18 | 400 | 709 | 0 | 62.01 | 59.84 | 2 | 0
2015 | PJM_ROR_2_MISO_W | PJM_ROR | MISO_W | Internal | Winter | B19 | 700 | 709 | 0 | 59.6 | 57.59 | 2 | 0
2015 | PJM_ROR_2_MISO_W | PJM_ROR | MISO_W | Internal | Winter | B20 | 935 | 709 | 0 | 54.73 | 53.81 | 2 | 0
2015 | PJM_ROR_2_PJM_ROM | PJM_ROR | PJM_ROM | Internal | Shoulder | B11 | 25 | 8000 | 0 | 72.92 | 72.91 | 0.01 | 0
2015 | PJM_ROR_2_PJM_ROM | PJM_ROR | PJM_ROM | Internal | Shoulder | B12 | 200 | 8000 | 4160.1 | 63.33 | 63.35 | 0.01 | 0
2015 | PJM_ROR_2_PJM_ROM | PJM_ROR | PJM_ROM | Internal | Shoulder | B13 | 600 | 8000 | 5985.86 | 58.99 | 59 | 0.01 | 0
2015 | PJM_ROR_2_PJM_ROM | PJM_ROR | PJM_ROM | Internal | Shoulder | B14 | 900 | 8000 | 8000 | 57.72 | 58.86 | 0.01 | 1.13
2015 | PJM_ROR_2_PJM_ROM | PJM_ROR | PJM_ROM | Internal | Shoulder | B15 | 1203 | 8000 | 6201.99 | 53.74 | 53.75 | 0.01 | 0
2015 | PJM_ROR_2_PJM_ROM | PJM_ROR | PJM_ROM | Internal | Summer | B1 | 10 | 8000 | 8000 | 93.66 | 94.92 | 0.01 | 1.25
2015 | PJM_ROR_2_PJM_ROM | PJM_ROR | PJM_ROM | Internal | Summer | B2 | 25 | 8000 | 6893.5 | 91.08 | 91.09 | 0.01 | 0
2015 | PJM_ROR_2_PJM_ROM | PJM_ROR | PJM_ROM | Internal | Summer | B3 | 75 | 8000 | 1593.23 | 89.41 | 89.42 | 0.01 | 0
2015 | PJM_ROR_2_PJM_ROM | PJM_ROR | PJM_ROM | Internal | Summer | B4 | 100 | 8000 | 3486.06 | 83.81 | 83.83 | 0.01 | 0
2015 | PJM_ROR_2_PJM_ROM | PJM_ROR | PJM_ROM | Internal | Summer | B5 | 200 | 8000 | 5174.52 | 76.07 | 76.08 | 0.01 | 0
2015 | PJM_ROR_2_PJM_ROM | PJM_ROR | PJM_ROM | Internal | Summer | B6 | 300 | 8000 | 6647.96 | 63.43 | 63.44 | 0.01 | 0
2015 | PJM_ROR_2_PJM_ROM | PJM_ROR | PJM_ROM | Internal | Summer | B7 | 400 | 8000 | 8000 | 57.29 | 58.79 | 0.01 | 1.49
2015 | PJM_ROR_2_PJM_ROM | PJM_ROR | PJM_ROM | Internal | Summer | B8 | 500 | 8000 | 8000 | 55.63 | 56.86 | 0.01 | 1.21
2015 | PJM_ROR_2_PJM_ROM | PJM_ROR | PJM_ROM | Internal | Summer | B9 | 800 | 8000 | 9971.38 | 53.88 | 55.55 | 0.01 | 1.65
2015 | PJM_ROR_2_PJM_ROM | PJM_ROR | PJM_ROM | Internal | Summer | B10 | 1262 | 8000 | 6573.67 | 52.22 | 52.23 | 0.01 | 0
2015 | PJM_ROR_2_PJM_ROM | PJM_ROR | PJM_ROM | Internal | Winter | B16 | 25 | 8000 | 7236.77 | 76.89 | 76.91 | 0.01 | 0
2015 | PJM_ROR_2_PJM_ROM | PJM_ROR | PJM_ROM | Internal | Winter | B17 | 100 | 8000 | 8181.56 | 67.08 | 68.75 | 0.01 | 1.65
2015 | PJM_ROR_2_PJM_ROM | PJM_ROR | PJM_ROM | Internal | Winter | B18 | 400 | 8000 | 12039.56 | 62.01 | 63.68 | 0.01 | 1.65
2015 | PJM_ROR_2_PJM_ROM | PJM_ROR | PJM_ROM | Internal | Winter | B19 | 700 | 8000 | 11040.98 | 59.6 | 61.27 | 0.01 | 1.65
2015 | PJM_ROR_2_PJM_ROM | PJM_ROR | PJM_ROM | Internal | Winter | B20 | 935 | 8000 | 8000 | 54.73 | 55.9 | 0.01 | 1.16
2015 | PJM_ROR_2_TVA_Transmission | PJM_ROR | TVA_Transmission | Internal | Shoulder | B11 | 25 | 2500 | 498.55 | 72.92 | 78.92 | 6 | 0
2015 | PJM_ROR_2_TVA_Transmission | PJM_ROR | TVA_Transmission | Internal | Shoulder | B12 | 200 | 2500 | 0 | 63.33 | 64.86 | 6 | 0
2015 | PJM_ROR_2_TVA_Transmission | PJM_ROR | TVA_Transmission | Internal | Shoulder | B13 | 600 | 2500 | 0 | 58.99 | 61.83 | 6 | 0
2015 | PJM_ROR_2_TVA_Transmission | PJM_ROR | TVA_Transmission | Internal | Shoulder | B14 | 900 | 2500 | 0 | 57.72 | 60.68 | 6 | 0
2015 | PJM_ROR_2_TVA_Transmission | PJM_ROR | TVA_Transmission | Internal | Shoulder | B15 | 1203 | 2500 | 0 | 53.74 | 59.43 | 6 | 0
2015 | PJM_ROR_2_TVA_Transmission | PJM_ROR | TVA_Transmission | Internal | Summer | B1 | 10 | 2500 | 1590.31 | 93.66 | 99.66 | 6 | 0
2015 | PJM_ROR_2_TVA_Transmission | PJM_ROR | TVA_Transmission | Internal | Summer | B2 | 25 | 2500 | 2192.05 | 91.08 | 97.08 | 6 | 0
2015 | PJM_ROR_2_TVA_Transmission | PJM_ROR | TVA_Transmission | Internal | Summer | B3 | 75 | 2500 | 921.74 | 89.41 | 95.41 | 6 | 0
2015 | PJM_ROR_2_TVA_Transmission | PJM_ROR | TVA_Transmission | Internal | Summer | B4 | 100 | 2500 | 346.07 | 83.81 | 89.81 | 6 | 0
2015 | PJM_ROR_2_TVA_Transmission | PJM_ROR | TVA_Transmission | Internal | Summer | B5 | 200 | 2500 | 0 | 76.07 | 81.41 | 6 | 0
2015 | PJM_ROR_2_TVA_Transmission | PJM_ROR | TVA_Transmission | Internal | Summer | B6 | 300 | 2500 | 0 | 63.43 | 68.76 | 6 | 0
2015 | PJM_ROR_2_TVA_Transmission | PJM_ROR | TVA_Transmission | Internal | Summer | B7 | 400 | 2500 | 0 | 57.29 | 60.7 | 6 | 0
2015 | PJM_ROR_2_TVA_Transmission | PJM_ROR | TVA_Transmission | Internal | Summer | B8 | 500 | 2500 | 0 | 55.63 | 59.69 | 6 | 0
2015 | PJM_ROR_2_TVA_Transmission | PJM_ROR | TVA_Transmission | Internal | Summer | B9 | 800 | 2500 | 0 | 53.88 | 58.71 | 6 | 0
2015 | PJM_ROR_2_TVA_Transmission | PJM_ROR | TVA_Transmission | Internal | Summer | B10 | 1262 | 2500 | 0 | 52.22 | 56.11 | 6 | 0
2015 | PJM_ROR_2_TVA_Transmission | PJM_ROR | TVA_Transmission | Internal | Winter | B16 | 25 | 2500 | 0 | 76.89 | 82.61 | 6 | 0
2015 | PJM_ROR_2_TVA_Transmission | PJM_ROR | TVA_Transmission | Internal | Winter | B17 | 100 | 2500 | 0 | 67.08 | 67.81 | 6 | 0
2015 | PJM_ROR_2_TVA_Transmission | PJM_ROR | TVA_Transmission | Internal | Winter | B18 | 400 | 2500 | 0 | 62.01 | 64.38 | 6 | 0
2015 | PJM_ROR_2_TVA_Transmission | PJM_ROR | TVA_Transmission | Internal | Winter | B19 | 700 | 2500 | 0 | 59.6 | 62.6 | 6 | 0
2015 | PJM_ROR_2_TVA_Transmission | PJM_ROR | TVA_Transmission | Internal | Winter | B20 | 935 | 2500 | 1209.96 | 54.73 | 60.73 | 6 | 0
2015 | PJM_ROR_2_VACAR | PJM_ROR | VACAR | Internal | Shoulder | B11 | 25 | 3000 | 4065 | 72.92 | 79.87 | 6 | 0.95
2015 | PJM_ROR_2_VACAR | PJM_ROR | VACAR | Internal | Shoulder | B12 | 200 | 3000 | 0 | 63.33 | 68.68 | 6 | 0
2015 | PJM_ROR_2_VACAR | PJM_ROR | VACAR | Internal | Shoulder | B13 | 600 | 3000 | 222.13 | 58.99 | 64.99 | 6 | 0
2015 | PJM_ROR_2_VACAR | PJM_ROR | VACAR | Internal | Shoulder | B14 | 900 | 3000 | 599.76 | 57.72 | 63.72 | 6 | 0
2015 | PJM_ROR_2_VACAR | PJM_ROR | VACAR | Internal | Shoulder | B15 | 1203 | 3000 | 759.5 | 53.74 | 59.74 | 6 | 0
2015 | PJM_ROR_2_VACAR | PJM_ROR | VACAR | Internal | Summer | B1 | 10 | 3000 | 3325.93 | 93.66 | 100.61 | 6 | 0.95
2015 | PJM_ROR_2_VACAR | PJM_ROR | VACAR | Internal | Summer | B2 | 25 | 3000 | 5962.14 | 91.08 | 98.03 | 6 | 0.95
2015 | PJM_ROR_2_VACAR | PJM_ROR | VACAR | Internal | Summer | B3 | 75 | 3000 | 4365.7 | 89.41 | 96.37 | 6 | 0.95
2015 | PJM_ROR_2_VACAR | PJM_ROR | VACAR | Internal | Summer | B4 | 100 | 3000 | 3263.08 | 83.81 | 90.77 | 6 | 0.95
2015 | PJM_ROR_2_VACAR | PJM_ROR | VACAR | Internal | Summer | B5 | 200 | 3000 | 4792.83 | 76.07 | 83.02 | 6 | 0.95
2015 | PJM_ROR_2_VACAR | PJM_ROR | VACAR | Internal | Summer | B6 | 300 | 3000 | 3033.39 | 63.43 | 70.38 | 6 | 0.95
2015 | PJM_ROR_2_VACAR | PJM_ROR | VACAR | Internal | Summer | B7 | 400 | 3000 | 4236.43 | 57.29 | 64.24 | 6 | 0.95
2015 | PJM_ROR_2_VACAR | PJM_ROR | VACAR | Internal | Summer | B8 | 500 | 3000 | 2894.73 | 55.63 | 61.63 | 6 | 0
2015 | PJM_ROR_2_VACAR | PJM_ROR | VACAR | Internal | Summer | B9 | 800 | 3000 | 3146.23 | 53.88 | 60.83 | 6 | 0.95
2015 | PJM_ROR_2_VACAR | PJM_ROR | VACAR | Internal | Summer | B10 | 1262 | 3000 | 1567.08 | 52.22 | 58.22 | 6 | 0
2015 | PJM_ROR_2_VACAR | PJM_ROR | VACAR | Internal | Winter | B16 | 25 | 3000 | 3698.49 | 76.89 | 83.85 | 6 | 0.95
2015 | PJM_ROR_2_VACAR | PJM_ROR | VACAR | Internal | Winter | B17 | 100 | 3000 | 1998 | 67.08 | 73.08 | 6 | 0
2015 | PJM_ROR_2_VACAR | PJM_ROR | VACAR | Internal | Winter | B18 | 400 | 3000 | 41.87 | 62.01 | 68.01 | 6 | 0
2015 | PJM_ROR_2_VACAR | PJM_ROR | VACAR | Internal | Winter | B19 | 700 | 3000 | 1207.43 | 59.6 | 65.6 | 6 | 0
2015 | PJM_ROR_2_VACAR | PJM_ROR | VACAR | Internal | Winter | B20 | 935 | 3000 | 2180.77 | 54.73 | 60.73 | 6 | 0
2015 | PJM_ROM_2_NYISO_A-F | PJM_ROM | NYISO_A-F | Internal | Shoulder | B11 | 25 | 2000 | 0 | 72.91 | 64.55 | 6 | 0
2015 | PJM_ROM_2_NYISO_A-F | PJM_ROM | NYISO_A-F | Internal | Shoulder | B12 | 200 | 2000 | 0 | 63.35 | 58.75 | 6 | 0
2015 | PJM_ROM_2_NYISO_A-F | PJM_ROM | NYISO_A-F | Internal | Shoulder | B13 | 600 | 2000 | 0 | 59 | 58.74 | 6 | 0
2015 | PJM_ROM_2_NYISO_A-F | PJM_ROM | NYISO_A-F | Internal | Shoulder | B14 | 900 | 2000 | 0 | 58.86 | 56.82 | 6 | 0
2015 | PJM_ROM_2_NYISO_A-F | PJM_ROM | NYISO_A-F | Internal | Shoulder | B15 | 1203 | 2000 | 0 | 53.75 | 56.82 | 6 | 0
2015 | PJM_ROM_2_NYISO_A-F | PJM_ROM | NYISO_A-F | Internal | Summer | B1 | 10 | 2000 | 0 | 94.92 | 91.67 | 6 | 0
2015 | PJM_ROM_2_NYISO_A-F | PJM_ROM | NYISO_A-F | Internal | Summer | B2 | 25 | 2000 | 0 | 91.09 | 83.95 | 6 | 0
2015 | PJM_ROM_2_NYISO_A-F | PJM_ROM | NYISO_A-F | Internal | Summer | B3 | 75 | 2000 | 0 | 89.42 | 78.64 | 6 | 0
2015 | PJM_ROM_2_NYISO_A-F | PJM_ROM | NYISO_A-F | Internal | Summer | B4 | 100 | 2000 | 0 | 83.83 | 75.83 | 6 | 0
2015 | PJM_ROM_2_NYISO_A-F | PJM_ROM | NYISO_A-F | Internal | Summer | B5 | 200 | 2000 | 0 | 76.08 | 67.76 | 6 | 0
2015 | PJM_ROM_2_NYISO_A-F | PJM_ROM | NYISO_A-F | Internal | Summer | B6 | 300 | 2000 | 0 | 63.44 | 57.78 | 6 | 0
2015 | PJM_ROM_2_NYISO_A-F | PJM_ROM | NYISO_A-F | Internal | Summer | B7 | 400 | 2000 | 0 | 58.79 | 56.06 | 6 | 0
2015 | PJM_ROM_2_NYISO_A-F | PJM_ROM | NYISO_A-F | Internal | Summer | B8 | 500 | 2000 | 0 | 56.86 | 55.18 | 6 | 0
2015 | PJM_ROM_2_NYISO_A-F | PJM_ROM | NYISO_A-F | Internal | Summer | B9 | 800 | 2000 | 0 | 55.55 | 55.18 | 6 | 0
2015 | PJM_ROM_2_NYISO_A-F | PJM_ROM | NYISO_A-F | Internal | Summer | B10 | 1262 | 2000 | 0 | 52.23 | 55.18 | 6 | 0
2015 | PJM_ROM_2_NYISO_A-F | PJM_ROM | NYISO_A-F | Internal | Winter | B16 | 25 | 2000 | 0 | 76.91 | 67.57 | 6 | 0
2015 | PJM_ROM_2_NYISO_A-F | PJM_ROM | NYISO_A-F | Internal | Winter | B17 | 100 | 2000 | 0 | 68.75 | 64.21 | 6 | 0
2015 | PJM_ROM_2_NYISO_A-F | PJM_ROM | NYISO_A-F | Internal | Winter | B18 | 400 | 2000 | 0 | 63.68 | 61.53 | 6 | 0
2015 | PJM_ROM_2_NYISO_A-F | PJM_ROM | NYISO_A-F | Internal | Winter | B19 | 700 | 2000 | 0 | 61.27 | 61.53 | 6 | 0
2015 | PJM_ROM_2_NYISO_A-F | PJM_ROM | NYISO_A-F | Internal | Winter | B20 | 935 | 2000 | 0 | 55.9 | 61.53 | 6 | 0
2015 | PJM_ROM_2_PJM_E | PJM_ROM | PJM_E | Internal | Shoulder | B11 | 25 | 8000 | 0 | 72.91 | 72.9 | 0.01 | 0
2015 | PJM_ROM_2_PJM_E | PJM_ROM | PJM_E | Internal | Shoulder | B12 | 200 | 8000 | 0 | 63.35 | 63.33 | 0.01 | 0
2015 | PJM_ROM_2_PJM_E | PJM_ROM | PJM_E | Internal | Shoulder | B13 | 600 | 8000 | 187.54 | 59 | 59.01 | 0.01 | 0
2015 | PJM_ROM_2_PJM_E | PJM_ROM | PJM_E | Internal | Shoulder | B14 | 900 | 8000 | 0 | 58.86 | 58.85 | 0.01 | 0
2015 | PJM_ROM_2_PJM_E | PJM_ROM | PJM_E | Internal | Shoulder | B15 | 1203 | 8000 | 109.25 | 53.75 | 53.77 | 0.01 | 0
2015 | PJM_ROM_2_PJM_E | PJM_ROM | PJM_E | Internal | Summer | B1 | 10 | 8000 | 2039.23 | 94.92 | 94.93 | 0.01 | 0
2015 | PJM_ROM_2_PJM_E | PJM_ROM | PJM_E | Internal | Summer | B2 | 25 | 8000 | 1165.68 | 91.09 | 91.1 | 0.01 | 0
2015 | PJM_ROM_2_PJM_E | PJM_ROM | PJM_E | Internal | Summer | B3 | 75 | 8000 | 0 | 89.42 | 89.41 | 0.01 | 0
2015 | PJM_ROM_2_PJM_E | PJM_ROM | PJM_E | Internal | Summer | B4 | 100 | 8000 | 1069.1 | 83.83 | 83.84 | 0.01 | 0
2015 | PJM_ROM_2_PJM_E | PJM_ROM | PJM_E | Internal | Summer | B5 | 200 | 8000 | 440.35 | 76.08 | 76.09 | 0.01 | 0
2015 | PJM_ROM_2_PJM_E | PJM_ROM | PJM_E | Internal | Summer | B6 | 300 | 8000 | 129.8 | 63.44 | 63.45 | 0.01 | 0
2015 | PJM_ROM_2_PJM_E | PJM_ROM | PJM_E | Internal | Summer | B7 | 400 | 8000 | 945.1 | 58.79 | 58.8 | 0.01 | 0
2015 | PJM_ROM_2_PJM_E | PJM_ROM | PJM_E | Internal | Summer | B8 | 500 | 8000 | 0 | 56.86 | 56.84 | 0.01 | 0
2015 | PJM_ROM_2_PJM_E | PJM_ROM | PJM_E | Internal | Summer | B9 | 800 | 8000 | 1934.98 | 55.55 | 55.56 | 0.01 | 0
2015 | PJM_ROM_2_PJM_E | PJM_ROM | PJM_E | Internal | Summer | B10 | 1262 | 8000 | 0 | 52.23 | 52.22 | 0.01 | 0
2015 | PJM_ROM_2_PJM_E | PJM_ROM | PJM_E | Internal | Winter | B16 | 25 | 8000 | 461.89 | 76.91 | 76.92 | 0.01 | 0
2015 | PJM_ROM_2_PJM_E | PJM_ROM | PJM_E | Internal | Winter | B17 | 100 | 8000 | 0 | 68.75 | 68.74 | 0.01 | 0
2015 | PJM_ROM_2_PJM_E | PJM_ROM | PJM_E | Internal | Winter | B18 | 400 | 8000 | 3965.76 | 63.68 | 63.69 | 0.01 | 0
2015 | PJM_ROM_2_PJM_E | PJM_ROM | PJM_E | Internal | Winter | B19 | 700 | 8000 | 2740.61 | 61.27 | 61.28 | 0.01 | 0
2015 | PJM_ROM_2_PJM_E | PJM_ROM | PJM_E | Internal | Winter | B20 | 935 | 8000 | 1334.34 | 55.9 | 55.91 | 0.01 | 0
2015 | PJM_ROM_2_PJM_ROR | PJM_ROM | PJM_ROR | Internal | Shoulder | B11 | 25 | 8000 | 2818.17 | 72.91 | 72.92 | 0.01 | 0
2015 | PJM_ROM_2_PJM_ROR | PJM_ROM | PJM_ROR | Internal | Shoulder | B12 | 200 | 8000 | 0 | 63.35 | 63.33 | 0.01 | 0
2015 | PJM_ROM_2_PJM_ROR | PJM_ROM | PJM_ROR | Internal | Shoulder | B13 | 600 | 8000 | 0 | 59 | 58.99 | 0.01 | 0
2015 | PJM_ROM_2_PJM_ROR | PJM_ROM | PJM_ROR | Internal | Shoulder | B14 | 900 | 8000 | 0 | 58.86 | 57.72 | 0.01 | 0
2015 | PJM_ROM_2_PJM_ROR | PJM_ROM | PJM_ROR | Internal | Shoulder | B15 | 1203 | 8000 | 0 | 53.75 | 53.74 | 0.01 | 0
2015 | PJM_ROM_2_PJM_ROR | PJM_ROM | PJM_ROR | Internal | Summer | B1 | 10 | 8000 | 0 | 94.92 | 93.66 | 0.01 | 0
2015 | PJM_ROM_2_PJM_ROR | PJM_ROM | PJM_ROR | Internal | Summer | B2 | 25 | 8000 | 0 | 91.09 | 91.08 | 0.01 | 0
2015 | PJM_ROM_2_PJM_ROR | PJM_ROM | PJM_ROR | Internal | Summer | B3 | 75 | 8000 | 0 | 89.42 | 89.41 | 0.01 | 0
2015 | PJM_ROM_2_PJM_ROR | PJM_ROM | PJM_ROR | Internal | Summer | B4 | 100 | 8000 | 0 | 83.83 | 83.81 | 0.01 | 0
2015 | PJM_ROM_2_PJM_ROR | PJM_ROM | PJM_ROR | Internal | Summer | B5 | 200 | 8000 | 0 | 76.08 | 76.07 | 0.01 | 0
2015 | PJM_ROM_2_PJM_ROR | PJM_ROM | PJM_ROR | Internal | Summer | B6 | 300 | 8000 | 0 | 63.44 | 63.43 | 0.01 | 0
2015 | PJM_ROM_2_PJM_ROR | PJM_ROM | PJM_ROR | Internal | Summer | B7 | 400 | 8000 | 0 | 58.79 | 57.29 | 0.01 | 0
2015 | PJM_ROM_2_PJM_ROR | PJM_ROM | PJM_ROR | Internal | Summer | B8 | 500 | 8000 | 0 | 56.86 | 55.63 | 0.01 | 0
2015 | PJM_ROM_2_PJM_ROR | PJM_ROM | PJM_ROR | Internal | Summer | B9 | 800 | 8000 | 0 | 55.55 | 53.88 | 0.01 | 0
2015 | PJM_ROM_2_PJM_ROR | PJM_ROM | PJM_ROR | Internal | Summer | B10 | 1262 | 8000 | 0 | 52.23 | 52.22 | 0.01 | 0
2015 | PJM_ROM_2_PJM_ROR | PJM_ROM | PJM_ROR | Internal | Winter | B16 | 25 | 8000 | 0 | 76.91 | 76.89 | 0.01 | 0
2015 | PJM_ROM_2_PJM_ROR | PJM_ROM | PJM_ROR | Internal | Winter | B17 | 100 | 8000 | 0 | 68.75 | 67.08 | 0.01 | 0
2015 | PJM_ROM_2_PJM_ROR | PJM_ROM | PJM_ROR | Internal | Winter | B18 | 400 | 8000 | 0 | 63.68 | 62.01 | 0.01 | 0
2015 | PJM_ROM_2_PJM_ROR | PJM_ROM | PJM_ROR | Internal | Winter | B19 | 700 | 8000 | 0 | 61.27 | 59.6 | 0.01 | 0
2015 | PJM_ROM_2_PJM_ROR | PJM_ROM | PJM_ROR | Internal | Winter | B20 | 935 | 8000 | 0 | 55.9 | 54.73 | 0.01 | 0
2015 | SOCO_2_ENT | SOCO | ENT | Internal | Shoulder | B11 | 25 | 2400 | 0 | 86.89 | 78.89 | 10 | 0
2015 | SOCO_2_ENT | SOCO | ENT | Internal | Shoulder | B12 | 200 | 2400 | 0 | 63.73 | 59.84 | 10 | 0
2015 | SOCO_2_ENT | SOCO | ENT | Internal | Shoulder | B13 | 600 | 2400 | 0 | 59.66 | 59.4 | 10 | 0
2015 | SOCO_2_ENT | SOCO | ENT | Internal | Shoulder | B14 | 900 | 2400 | 0 | 59.66 | 59.4 | 10 | 0
2015 | SOCO_2_ENT | SOCO | ENT | Internal | Shoulder | B15 | 1203 | 2400 | 0 | 59.66 | 57.43 | 10 | 0
2015 | SOCO_2_ENT | SOCO | ENT | Internal | Summer | B1 | 10 | 2400 | 0 | 97.77 | 91.66 | 10 | 0
2015 | SOCO_2_ENT | SOCO | ENT | Internal | Summer | B2 | 25 | 2400 | 0 | 97.77 | 89.77 | 10 | 0
2015 | SOCO_2_ENT | SOCO | ENT | Internal | Summer | B3 | 75 | 2400 | 0 | 97.77 | 89.77 | 10 | 0
2015 | SOCO_2_ENT | SOCO | ENT | Internal | Summer | B4 | 100 | 2400 | 0 | 97.77 | 88.69 | 10 | 0
2015 | SOCO_2_ENT | SOCO | ENT | Internal | Summer | B5 | 200 | 2400 | 0 | 90.03 | 82.03 | 10 | 0
2015 | SOCO_2_ENT | SOCO | ENT | Internal | Summer | B6 | 300 | 2400 | 0 | 77.38 | 69.38 | 10 | 0
2015 | SOCO_2_ENT | SOCO | ENT | Internal | Summer | B7 | 400 | 2400 | 0 | 67.55 | 58.62 | 10 | 0
2015 | SOCO_2_ENT | SOCO | ENT | Internal | Summer | B8 | 500 | 2400 | 0 | 66.62 | 58.62 | 10 | 0
2015 | SOCO_2_ENT | SOCO | ENT | Internal | Summer | B9 | 800 | 2400 | 0 | 60.6 | 58.19 | 10 | 0
2015 | SOCO_2_ENT | SOCO | ENT | Internal | Summer | B10 | 1262 | 2400 | 0 | 58.49 | 56.26 | 10 | 0
2015 | SOCO_2_ENT | SOCO | ENT | Internal | Winter | B16 | 25 | 2400 | 0 | 85.1 | 74.61 | 10 | 0
2015 | SOCO_2_ENT | SOCO | ENT | Internal | Winter | B17 | 100 | 2400 | 0 | 66.59 | 61.82 | 10 | 0
2015 | SOCO_2_ENT | SOCO | ENT | Internal | Winter | B18 | 400 | 2400 | 0 | 62.04 | 61.82 | 10 | 0
2015 | SOCO_2_ENT | SOCO | ENT | Internal | Winter | B19 | 700 | 2400 | 0 | 62.04 | 59.76 | 10 | 0
2015 | SOCO_2_ENT | SOCO | ENT | Internal | Winter | B20 | 935 | 2400 | 0 | 62.04 | 59.76 | 10 | 0
2015 | SOCO_2_FRCC | SOCO | FRCC | Internal | Shoulder | B11 | 25 | 3700 | 3855.85 | 86.89 | 96.9 | 10 | 0.01
2015 | SOCO_2_FRCC | SOCO | FRCC | Internal | Shoulder | B12 | 200 | 3700 | 0 | 63.73 | 66.84 | 10 | 0
2015 | SOCO_2_FRCC | SOCO | FRCC | Internal | Shoulder | B13 | 600 | 3700 | 0 | 59.66 | 65.53 | 10 | 0
2015 | SOCO_2_FRCC | SOCO | FRCC | Internal | Shoulder | B14 | 900 | 3700 | 0 | 59.66 | 64.06 | 10 | 0
2015 | SOCO_2_FRCC | SOCO | FRCC | Internal | Shoulder | B15 | 1203 | 3700 | 0 | 59.66 | 64.06 | 10 | 0
2015 | SOCO_2_FRCC | SOCO | FRCC | Internal | Summer | B1 | 10 | 3700 | 0 | 97.77 | 103.77 | 10 | 0
2015 | SOCO_2_FRCC | SOCO | FRCC | Internal | Summer | B2 | 25 | 3700 | 0 | 97.77 | 103.77 | 10 | 0
2015 | SOCO_2_FRCC | SOCO | FRCC | Internal | Summer | B3 | 75 | 3700 | 0 | 97.77 | 103.77 | 10 | 0
2015 | SOCO_2_FRCC | SOCO | FRCC | Internal | Summer | B4 | 100 | 3700 | 0 | 97.77 | 103.77 | 10 | 0
2015 | SOCO_2_FRCC | SOCO | FRCC | Internal | Summer | B5 | 200 | 3700 | 2817.67 | 90.03 | 100.03 | 10 | 0
2015 | SOCO_2_FRCC | SOCO | FRCC | Internal | Summer | B6 | 300 | 3700 | 959.53 | 77.38 | 87.38 | 10 | 0
2015 | SOCO_2_FRCC | SOCO | FRCC | Internal | Summer | B7 | 400 | 3700 | 0 | 67.55 | 75.42 | 10 | 0
2015 | SOCO_2_FRCC | SOCO | FRCC | Internal | Summer | B8 | 500 | 3700 | 0 | 66.62 | 66.14 | 10 | 0
2015 | SOCO_2_FRCC | SOCO | FRCC | Internal | Summer | B9 | 800 | 3700 | 0 | 60.6 | 63.4 | 10 | 0
2015 | SOCO_2_FRCC | SOCO | FRCC | Internal | Summer | B10 | 1262 | 3700 | 0 | 58.49 | 63.4 | 10 | 0
2015 | SOCO_2_FRCC | SOCO | FRCC | Internal | Winter | B16 | 25 | 3700 | 298.38 | 85.1 | 95.1 | 10 | 0
2015 | SOCO_2_FRCC | SOCO | FRCC | Internal | Winter | B17 | 100 | 3700 | 0 | 66.59 | 68.96 | 10 | 0
2015 | SOCO_2_FRCC | SOCO | FRCC | Internal | Winter | B18 | 400 | 3700 | 0 | 62.04 | 66.09 | 10 | 0
2015 | SOCO_2_FRCC | SOCO | FRCC | Internal | Winter | B19 | 700 | 3700 | 0 | 62.04 | 66.09 | 10 | 0
2015 | SOCO_2_FRCC | SOCO | FRCC | Internal | Winter | B20 | 935 | 3700 | 0 | 62.04 | 66.09 | 10 | 0
2015 | SOCO_2_VACAR | SOCO | VACAR | Internal | Shoulder | B11 | 25 | 2000 | 0 | 86.89 | 79.87 | 10 | 0
2015 | SOCO_2_VACAR | SOCO | VACAR | Internal | Shoulder | B12 | 200 | 2000 | 0 | 63.73 | 68.68 | 10 | 0
2015 | SOCO_2_VACAR | SOCO | VACAR | Internal | Shoulder | B13 | 600 | 2000 | 0 | 59.66 | 64.99 | 10 | 0
2015 | SOCO_2_VACAR | SOCO | VACAR | Internal | Shoulder | B14 | 900 | 2000 | 0 | 59.66 | 63.72 | 10 | 0
2015 | SOCO_2_VACAR | SOCO | VACAR | Internal | Shoulder | B15 | 1203 | 2000 | 0 | 59.66 | 59.74 | 10 | 0
2015 | SOCO_2_VACAR | SOCO | VACAR | Internal | Summer | B1 | 10 | 2000 | 0 | 97.77 | 100.61 | 10 | 0
2015 | SOCO_2_VACAR | SOCO | VACAR | Internal | Summer | B2 | 25 | 2000 | 0 | 97.77 | 98.03 | 10 | 0
2015 | SOCO_2_VACAR | SOCO | VACAR | Internal | Summer | B3 | 75 | 2000 | 0 | 97.77 | 96.37 | 10 | 0
2015 | SOCO_2_VACAR | SOCO | VACAR | Internal | Summer | B4 | 100 | 2000 | 0 | 97.77 | 90.77 | 10 | 0
2015 | SOCO_2_VACAR | SOCO | VACAR | Internal | Summer | B5 | 200 | 2000 | 0 | 90.03 | 83.02 | 10 | 0
2015 | SOCO_2_VACAR | SOCO | VACAR | Internal | Summer | B6 | 300 | 2000 | 0 | 77.38 | 70.38 | 10 | 0
2015 | SOCO_2_VACAR | SOCO | VACAR | Internal | Summer | B7 | 400 | 2000 | 0 | 67.55 | 64.24 | 10 | 0
2015 | SOCO_2_VACAR | SOCO | VACAR | Internal | Summer | B8 | 500 | 2000 | 0 | 66.62 | 61.63 | 10 | 0
2015 | SOCO_2_VACAR | SOCO | VACAR | Internal | Summer | B9 | 800 | 2000 | 0 | 60.6 | 60.83 | 10 | 0
2015 | SOCO_2_VACAR | SOCO | VACAR | Internal | Summer | B10 | 1262 | 2000 | 0 | 58.49 | 58.22 | 10 | 0
2015 | SOCO_2_VACAR | SOCO | VACAR | Internal | Winter | B16 | 25 | 2000 | 0 | 85.1 | 83.85 | 10 | 0
2015 | SOCO_2_VACAR | SOCO | VACAR | Internal | Winter | B17 | 100 | 2000 | 0 | 66.59 | 73.08 | 10 | 0
2015 | SOCO_2_VACAR | SOCO | VACAR | Internal | Winter | B18 | 400 | 2000 | 0 | 62.04 | 68.01 | 10 | 0
2015 | SOCO_2_VACAR | SOCO | VACAR | Internal | Winter | B19 | 700 | 2000 | 0 | 62.04 | 65.6 | 10 | 0
2015 | SOCO_2_VACAR | SOCO | VACAR | Internal | Winter | B20 | 935 | 2000 | 0 | 62.04 | 60.73 | 10 | 0
2015 | SPP_N_2_ENT | SPP_N | ENT | Internal | Shoulder | B11 | 25 | 1800 | 0 | 81.91 | 78.89 | 5 | 0
2015 | SPP_N_2_ENT | SPP_N | ENT | Internal | Shoulder | B12 | 200 | 1800 | 0 | 59.99 | 59.84 | 5 | 0
2015 | SPP_N_2_ENT | SPP_N | ENT | Internal | Shoulder | B13 | 600 | 1800 | 0 | 57.52 | 59.4 | 5 | 0
2015 | SPP_N_2_ENT | SPP_N | ENT | Internal | Shoulder | B14 | 900 | 1800 | 0 | 57.32 | 59.4 | 5 | 0
2015 | SPP_N_2_ENT | SPP_N | ENT | Internal | Shoulder | B15 | 1203 | 1800 | 0 | 57.32 | 57.43 | 5 | 0
2015 | SPP_N_2_ENT | SPP_N | ENT | Internal | Summer | B1 | 10 | 1800 | 0 | 92.49 | 91.66 | 5 | 0
2015 | SPP_N_2_ENT | SPP_N | ENT | Internal | Summer | B2 | 25 | 1800 | 0 | 92.49 | 89.77 | 5 | 0
2015 | SPP_N_2_ENT | SPP_N | ENT | Internal | Summer | B3 | 75 | 1800 | 0 | 92.49 | 89.77 | 5 | 0
2015 | SPP_N_2_ENT | SPP_N | ENT | Internal | Summer | B4 | 100 | 1800 | 0 | 87.18 | 88.69 | 5 | 0
2015 | SPP_N_2_ENT | SPP_N | ENT | Internal | Summer | B5 | 200 | 1800 | 0 | 81.09 | 82.03 | 5 | 0
2015 | SPP_N_2_ENT | SPP_N | ENT | Internal | Summer | B6 | 300 | 1800 | 0 | 68.44 | 69.38 | 5 | 0
2015 | SPP_N_2_ENT | SPP_N | ENT | Internal | Summer | B7 | 400 | 1800 | 0 | 59.47 | 58.62 | 5 | 0
2015 | SPP_N_2_ENT | SPP_N | ENT | Internal | Summer | B8 | 500 | 1800 | 0 | 57.51 | 58.62 | 5 | 0
2015 | SPP_N_2_ENT | SPP_N | ENT | Internal | Summer | B9 | 800 | 1800 | 0 | 56.05 | 58.19 | 5 | 0
2015 | SPP_N_2_ENT | SPP_N | ENT | Internal | Summer | B10 | 1262 | 1800 | 0 | 55.92 | 56.26 | 5 | 0
2015 | SPP_N_2_ENT | SPP_N | ENT | Internal | Winter | B16 | 25 | 1800 | 463.58 | 69.61 | 74.61 | 5 | 0
2015 | SPP_N_2_ENT | SPP_N | ENT | Internal | Winter | B17 | 100 | 1800 | 0 | 59.8 | 61.82 | 5 | 0
2015 | SPP_N_2_ENT | SPP_N | ENT | Internal | Winter | B18 | 400 | 1800 | 0 | 59.77 | 61.82 | 5 | 0
2015 | SPP_N_2_ENT | SPP_N | ENT | Internal | Winter | B19 | 700 | 1800 | 0 | 59.66 | 59.76 | 5 | 0
2015 | SPP_N_2_ENT | SPP_N | ENT | Internal | Winter | B20 | 935 | 1800 | 0 | 56.03 | 59.76 | 5 | 0
2015 | SPP_N_2_MISO_MO-IL | SPP_N | MISO_MO-IL | Internal | Shoulder | B11 | 25 | 2000 | 0 | 81.91 | 74.92 | 5 | 0
2015 | SPP_N_2_MISO_MO-IL | SPP_N | MISO_MO-IL | Internal | Shoulder | B12 | 200 | 2000 | 0 | 59.99 | 61.35 | 5 | 0
2015 | SPP_N_2_MISO_MO-IL | SPP_N | MISO_MO-IL | Internal | Shoulder | B13 | 600 | 2000 | 0 | 57.52 | 57.58 | 5 | 0
2015 | SPP_N_2_MISO_MO-IL | SPP_N | MISO_MO-IL | Internal | Shoulder | B14 | 900 | 2000 | 0 | 57.32 | 55.72 | 5 | 0
2015 | SPP_N_2_MISO_MO-IL | SPP_N | MISO_MO-IL | Internal | Shoulder | B15 | 1203 | 2000 | 0 | 57.32 | 54.64 | 5 | 0
2015 | SPP_N_2_MISO_MO-IL | SPP_N | MISO_MO-IL | Internal | Summer | B1 | 10 | 2000 | 0 | 92.49 | 91.66 | 5 | 0
2015 | SPP_N_2_MISO_MO-IL | SPP_N | MISO_MO-IL | Internal | Summer | B2 | 25 | 2000 | 0 | 92.49 | 89.09 | 5 | 0
2015 | SPP_N_2_MISO_MO-IL | SPP_N | MISO_MO-IL | Internal | Summer | B3 | 75 | 2000 | 0 | 92.49 | 88.53 | 5 | 0
2015 | SPP_N_2_MISO_MO-IL | SPP_N | MISO_MO-IL | Internal | Summer | B4 | 100 | 2000 | 0 | 87.18 | 82.45 | 5 | 0
2015 | SPP_N_2_MISO_MO-IL | SPP_N | MISO_MO-IL | Internal | Summer | B5 | 200 | 2000 | 0 | 81.09 | 74.08 | 5 | 0
2015 | SPP_N_2_MISO_MO-IL | SPP_N | MISO_MO-IL | Internal | Summer | B6 | 300 | 2000 | 0 | 68.44 | 61.43 | 5 | 0
2015 | SPP_N_2_MISO_MO-IL | SPP_N | MISO_MO-IL | Internal | Summer | B7 | 400 | 2000 | 0 | 59.47 | 55.3 | 5 | 0
2015 | SPP_N_2_MISO_MO-IL | SPP_N | MISO_MO-IL | Internal | Summer | B8 | 500 | 2000 | 0 | 57.51 | 53.79 | 5 | 0
2015 | SPP_N_2_MISO_MO-IL | SPP_N | MISO_MO-IL | Internal | Summer | B9 | 800 | 2000 | 0 | 56.05 | 53.17 | 5 | 0
2015 | SPP_N_2_MISO_MO-IL | SPP_N | MISO_MO-IL | Internal | Summer | B10 | 1262 | 2000 | 0 | 55.92 | 51.84 | 5 | 0
2015 | SPP_N_2_MISO_MO-IL | SPP_N | MISO_MO-IL | Internal | Winter | B16 | 25 | 2000 | 381.47 | 69.61 | 74.61 | 5 | 0
2015 | SPP_N_2_MISO_MO-IL | SPP_N | MISO_MO-IL | Internal | Winter | B17 | 100 | 2000 | 813.04 | 59.8 | 64.8 | 5 | 0
2015 | SPP_N_2_MISO_MO-IL | SPP_N | MISO_MO-IL | Internal | Winter | B18 | 400 | 2000 | 0 | 59.77 | 59.85 | 5 | 0
2015 | SPP_N_2_MISO_MO-IL | SPP_N | MISO_MO-IL | Internal | Winter | B19 | 700 | 2000 | 0 | 59.66 | 57.58 | 5 | 0
2015 | SPP_N_2_MISO_MO-IL | SPP_N | MISO_MO-IL | Internal | Winter | B20 | 935 | 2000 | 0 | 56.03 | 53.8 | 5 | 0
2015 | SPP_N_2_MISO_W | SPP_N | MISO_W | Internal | Shoulder | B11 | 25 | 750 | 0 | 81.91 | 74.91 | 5 | 0
2015 | SPP_N_2_MISO_W | SPP_N | MISO_W | Internal | Shoulder | B12 | 200 | 750 | 0 | 59.99 | 61.33 | 5 | 0
2015 | SPP_N_2_MISO_W | SPP_N | MISO_W | Internal | Shoulder | B13 | 600 | 750 | 0 | 57.52 | 57.57 | 5 | 0
2015 | SPP_N_2_MISO_W | SPP_N | MISO_W | Internal | Shoulder | B14 | 900 | 750 | 0 | 57.32 | 55.7 | 5 | 0
2015 | SPP_N_2_MISO_W | SPP_N | MISO_W | Internal | Shoulder | B15 | 1203 | 750 | 0 | 57.32 | 54.65 | 5 | 0
2015 | SPP_N_2_MISO_W | SPP_N | MISO_W | Internal | Summer | B1 | 10 | 750 | 0 | 92.49 | 91.65 | 5 | 0
2015 | SPP_N_2_MISO_W | SPP_N | MISO_W | Internal | Summer | B2 | 25 | 750 | 0 | 92.49 | 89.08 | 5 | 0
2015 | SPP_N_2_MISO_W | SPP_N | MISO_W | Internal | Summer | B3 | 75 | 750 | 0 | 92.49 | 88.52 | 5 | 0
2015 | SPP_N_2_MISO_W | SPP_N | MISO_W | Internal | Summer | B4 | 100 | 750 | 0 | 87.18 | 82.44 | 5 | 0
2015 | SPP_N_2_MISO_W | SPP_N | MISO_W | Internal | Summer | B5 | 200 | 750 | 0 | 81.09 | 74.09 | 5 | 0
2015 | SPP_N_2_MISO_W | SPP_N | MISO_W | Internal | Summer | B6 | 300 | 750 | 0 | 68.44 | 61.44 | 5 | 0
2015 | SPP_N_2_MISO_W | SPP_N | MISO_W | Internal | Summer | B7 | 400 | 750 | 0 | 59.47 | 55.29 | 5 | 0
2015 | SPP_N_2_MISO_W | SPP_N | MISO_W | Internal | Summer | B8 | 500 | 750 | 0 | 57.51 | 53.78 | 5 | 0
2015 | SPP_N_2_MISO_W | SPP_N | MISO_W | Internal | Summer | B9 | 800 | 750 | 0 | 56.05 | 53.15 | 5 | 0
2015 | SPP_N_2_MISO_W | SPP_N | MISO_W | Internal | Summer | B10 | 1262 | 750 | 0 | 55.92 | 51.82 | 5 | 0
2015 | SPP_N_2_MISO_W | SPP_N | MISO_W | Internal | Winter | B16 | 25 | 750 | 0 | 69.61 | 74.58 | 5 | 0
2015 | SPP_N_2_MISO_W | SPP_N | MISO_W | Internal | Winter | B17 | 100 | 750 | 0 | 59.8 | 64.78 | 5 | 0
2015 | SPP_N_2_MISO_W | SPP_N | MISO_W | Internal | Winter | B18 | 400 | 750 | 0 | 59.77 | 59.84 | 5 | 0
2015 | SPP_N_2_MISO_W | SPP_N | MISO_W | Internal | Winter | B19 | 700 | 750 | 0 | 59.66 | 57.59 | 5 | 0
2015 | SPP_N_2_MISO_W | SPP_N | MISO_W | Internal | Winter | B20 | 935 | 750 | 0 | 56.03 | 53.81 | 5 | 0
2015 | SPP_N_2_NE | SPP_N | NE | Internal | Shoulder | B11 | 25 | 330 | 0 | 81.91 | 79.48 | 0.01 | 0
2015 | SPP_N_2_NE | SPP_N | NE | Internal | Shoulder | B12 | 200 | 330 | 0 | 59.99 | 59.97 | 0.01 | 0
2015 | SPP_N_2_NE | SPP_N | NE | Internal | Shoulder | B13 | 600 | 330 | 0 | 57.52 | 57.51 | 0.01 | 0
2015 | SPP_N_2_NE | SPP_N | NE | Internal | Shoulder | B14 | 900 | 330 | 0 | 57.32 | 57.31 | 0.01 | 0
2015 | SPP_N_2_NE | SPP_N | NE | Internal | Shoulder | B15 | 1203 | 330 | 0 | 57.32 | 57.31 | 0.01 | 0
2015 | SPP_N_2_NE | SPP_N | NE | Internal | Summer | B1 | 10 | 330 | 0 | 92.49 | 91.65 | 0.01 | 0
2015 | SPP_N_2_NE | SPP_N | NE | Internal | Summer | B2 | 25 | 330 | 0 | 92.49 | 91.28 | 0.01 | 0
2015 | SPP_N_2_NE | SPP_N | NE | Internal | Summer | B3 | 75 | 330 | 0 | 92.49 | 91.28 | 0.01 | 0
2015 | SPP_N_2_NE | SPP_N | NE | Internal | Summer | B4 | 100 | 330 | 0 | 87.18 | 87.16 | 0.01 | 0
2015 | SPP_N_2_NE | SPP_N | NE | Internal | Summer | B5 | 200 | 330 | 0 | 81.09 | 78.67 | 0.01 | 0
2015 | SPP_N_2_NE | SPP_N | NE | Internal | Summer | B6 | 300 | 330 | 0 | 68.44 | 66.02 | 0.01 | 0
2015 | SPP_N_2_NE | SPP_N | NE | Internal | Summer | B7 | 400 | 330 | 0 | 59.47 | 59.46 | 0.01 | 0
2015 | SPP_N_2_NE | SPP_N | NE | Internal | Summer | B8 | 500 | 330 | 0 | 57.51 | 57.5 | 0.01 | 0
2015 | SPP_N_2_NE | SPP_N | NE | Internal | Summer | B9 | 800 | 330 | 0 | 56.05 | 56.04 | 0.01 | 0
2015 | SPP_N_2_NE | SPP_N | NE | Internal | Summer | B10 | 1262 | 330 | 0 | 55.92 | 53.5 | 0.01 | 0
2015 | SPP_N_2_NE | SPP_N | NE | Internal | Winter | B16 | 25 | 330 | 0 | 69.61 | 69.59 | 0.01 | 0
2015 | SPP_N_2_NE | SPP_N | NE | Internal | Winter | B17 | 100 | 330 | 0 | 59.8 | 59.78 | 0.01 | 0
2015 | SPP_N_2_NE | SPP_N | NE | Internal | Winter | B18 | 400 | 330 | 0 | 59.77 | 59.76 | 0.01 | 0
2015 | SPP_N_2_NE | SPP_N | NE | Internal | Winter | B19 | 700 | 330 | 0 | 59.66 | 59.65 | 0.01 | 0
2015 | SPP_N_2_NE | SPP_N | NE | Internal | Winter | B20 | 935 | 330 | 0 | 56.03 | 54.86 | 0.01 | 0
2015 | SPP_N_2_SPP_S | SPP_N | SPP_S | Internal | Shoulder | B11 | 25 | 4000 | 1300.2 | 81.91 | 81.92 | 0.01 | 0
2015 | SPP_N_2_SPP_S | SPP_N | SPP_S | Internal | Shoulder | B12 | 200 | 4000 | 0 | 59.99 | 59.97 | 0.01 | 0
2015 | SPP_N_2_SPP_S | SPP_N | SPP_S | Internal | Shoulder | B13 | 600 | 4000 | 0 | 57.52 | 57.51 | 0.01 | 0
2015 | SPP_N_2_SPP_S | SPP_N | SPP_S | Internal | Shoulder | B14 | 900 | 4000 | 5.5 | 57.32 | 57.33 | 0.01 | 0
2015 | SPP_N_2_SPP_S | SPP_N | SPP_S | Internal | Shoulder | B15 | 1203 | 4000 | 1682.57 | 57.32 | 57.33 | 0.01 | 0
2015 | SPP_N_2_SPP_S | SPP_N | SPP_S | Internal | Summer | B1 | 10 | 4000 | 0 | 92.49 | 89.01 | 0.01 | 0
2015 | SPP_N_2_SPP_S | SPP_N | SPP_S | Internal | Summer | B2 | 25 | 4000 | 0 | 92.49 | 89.01 | 0.01 | 0
2015 | SPP_N_2_SPP_S | SPP_N | SPP_S | Internal | Summer | B3 | 75 | 4000 | 0 | 92.49 | 89.01 | 0.01 | 0
2015 | SPP_N_2_SPP_S | SPP_N | SPP_S | Internal | Summer | B4 | 100 | 4000 | 0 | 87.18 | 83.69 | 0.01 | 0
2015 | SPP_N_2_SPP_S | SPP_N | SPP_S | Internal | Summer | B5 | 200 | 4000 | 805.06 | 81.09 | 81.1 | 0.01 | 0
2015 | SPP_N_2_SPP_S | SPP_N | SPP_S | Internal | Summer | B6 | 300 | 4000 | 1689.71 | 68.44 | 68.45 | 0.01 | 0
2015 | SPP_N_2_SPP_S | SPP_N | SPP_S | Internal | Summer | B7 | 400 | 4000 | 761.94 | 59.47 | 59.48 | 0.01 | 0
2015 | SPP_N_2_SPP_S | SPP_N | SPP_S | Internal | Summer | B8 | 500 | 4000 | 1417.67 | 57.51 | 57.52 | 0.01 | 0
2015 | SPP_N_2_SPP_S | SPP_N | SPP_S | Internal | Summer | B9 | 800 | 4000 | 1450.11 | 56.05 | 56.06 | 0.01 | 0
2015 | SPP_N_2_SPP_S | SPP_N | SPP_S | Internal | Summer | B10 | 1262 | 4000 | 3654.33 | 55.92 | 55.94 | 0.01 | 0
2015 | SPP_N_2_SPP_S | SPP_N | SPP_S | Internal | Winter | B16 | 25 | 4000 | 0 | 69.61 | 69.61 | 0.01 | 0
2015 | SPP_N_2_SPP_S | SPP_N | SPP_S | Internal | Winter | B17 | 100 | 4000 | 292.58 | 59.8 | 59.81 | 0.01 | 0
2015 | SPP_N_2_SPP_S | SPP_N | SPP_S | Internal | Winter | B18 | 400 | 4000 | 1609.69 | 59.77 | 59.79 | 0.01 | 0
2015 | SPP_N_2_SPP_S | SPP_N | SPP_S | Internal | Winter | B19 | 700 | 4000 | 1952.23 | 59.66 | 59.67 | 0.01 | 0
2015 | SPP_N_2_SPP_S | SPP_N | SPP_S | Internal | Winter | B20 | 935 | 4000 | 3611.59 | 56.03 | 56.04 | 0.01 | 0
2015 | SPP_S_2_ENT | SPP_S | ENT | Internal | Shoulder | B11 | 25 | 850 | 0 | 81.92 | 78.89 | 5 | 0
2015 | SPP_S_2_ENT | SPP_S | ENT | Internal | Shoulder | B12 | 200 | 850 | 0 | 59.97 | 59.84 | 5 | 0
2015 | SPP_S_2_ENT | SPP_S | ENT | Internal | Shoulder | B13 | 600 | 850 | 0 | 57.51 | 59.4 | 5 | 0
2015 | SPP_S_2_ENT | SPP_S | ENT | Internal | Shoulder | B14 | 900 | 850 | 0 | 57.33 | 59.4 | 5 | 0
2015 | SPP_S_2_ENT | SPP_S | ENT | Internal | Shoulder | B15 | 1203 | 850 | 0 | 57.33 | 57.43 | 5 | 0
2015 | SPP_S_2_ENT | SPP_S | ENT | Internal | Summer | B1 | 10 | 850 | 0 | 89.01 | 91.66 | 5 | 0
2015 | SPP_S_2_ENT | SPP_S | ENT | Internal | Summer | B2 | 25 | 850 | 0 | 89.01 | 89.77 | 5 | 0
2015 | SPP_S_2_ENT | SPP_S | ENT | Internal | Summer | B3 | 75 | 850 | 0 | 89.01 | 89.77 | 5 | 0
2015 | SPP_S_2_ENT | SPP_S | ENT | Internal | Summer | B4 | 100 | 850 | 567.36 | 83.69 | 88.69 | 5 | 0
2015 | SPP_S_2_ENT | SPP_S | ENT | Internal | Summer | B5 | 200 | 850 | 0 | 81.1 | 82.03 | 5 | 0
2015 | SPP_S_2_ENT | SPP_S | ENT | Internal | Summer | B6 | 300 | 850 | 0 | 68.45 | 69.38 | 5 | 0
2015 | SPP_S_2_ENT | SPP_S | ENT | Internal | Summer | B7 | 400 | 850 | 0 | 59.48 | 58.62 | 5 | 0
2015 | SPP_S_2_ENT | SPP_S | ENT | Internal | Summer | B8 | 500 | 850 | 0 | 57.52 | 58.62 | 5 | 0
2015 | SPP_S_2_ENT | SPP_S | ENT | Internal | Summer | B9 | 800 | 850 | 0 | 56.06 | 58.19 | 5 | 0
2015 | SPP_S_2_ENT | SPP_S | ENT | Internal | Summer | B10 | 1262 | 850 | 0 | 55.94 | 56.26 | 5 | 0
2015 | SPP_S_2_ENT | SPP_S | ENT | Internal | Winter | B16 | 25 | 850 | 472.59 | 69.61 | 74.61 | 5 | 0
2015 | SPP_S_2_ENT | SPP_S | ENT | Internal | Winter | B17 | 100 | 850 | 0 | 59.81 | 61.82 | 5 | 0
2015 | SPP_S_2_ENT | SPP_S | ENT | Internal | Winter | B18 | 400 | 850 | 0 | 59.79 | 61.82 | 5 | 0
2015 | SPP_S_2_ENT | SPP_S | ENT | Internal | Winter | B19 | 700 | 850 | 0 | 59.67 | 59.76 | 5 | 0
2015 | SPP_S_2_ENT | SPP_S | ENT | Internal | Winter | B20 | 935 | 850 | 0 | 56.04 | 59.76 | 5 | 0
2015 | SPP_S_2_SPP_N | SPP_S | SPP_N | Internal | Shoulder | B11 | 25 | 640 | 0 | 81.92 | 81.91 | 0.01 | 0
2015 | SPP_S_2_SPP_N | SPP_S | SPP_N | Internal | Shoulder | B12 | 200 | 640 | 148.83 | 59.97 | 59.99 | 0.01 | 0
2015 | SPP_S_2_SPP_N | SPP_S | SPP_N | Internal | Shoulder | B13 | 600 | 640 | 81.23 | 57.51 | 57.52 | 0.01 | 0
2015 | SPP_S_2_SPP_N | SPP_S | SPP_N | Internal | Shoulder | B14 | 900 | 640 | 0 | 57.33 | 57.32 | 0.01 | 0
2015 | SPP_S_2_SPP_N | SPP_S | SPP_N | Internal | Shoulder | B15 | 1203 | 640 | 0 | 57.33 | 57.32 | 0.01 | 0
2015 | SPP_S_2_SPP_N | SPP_S | SPP_N | Internal | Summer | B1 | 10 | 640 | 1291.11 | 89.01 | 92.49 | 0.01 | 3.47
2015 | SPP_S_2_SPP_N | SPP_S | SPP_N | Internal | Summer | B2 | 25 | 640 | 1125.59 | 89.01 | 92.49 | 0.01 | 3.47
2015 | SPP_S_2_SPP_N | SPP_S | SPP_N | Internal | Summer | B3 | 75 | 640 | 1770.93 | 89.01 | 92.49 | 0.01 | 3.47
2015 | SPP_S_2_SPP_N | SPP_S | SPP_N | Internal | Summer | B4 | 100 | 640 | 1598.9 | 83.69 | 87.18 | 0.01 | 3.47
2015 | SPP_S_2_SPP_N | SPP_S | SPP_N | Internal | Summer | B5 | 200 | 640 | 0 | 81.1 | 81.09 | 0.01 | 0
2015 | SPP_S_2_SPP_N | SPP_S | SPP_N | Internal | Summer | B6 | 300 | 640 | 0 | 68.45 | 68.44 | 0.01 | 0
2015 | SPP_S_2_SPP_N | SPP_S | SPP_N | Internal | Summer | B7 | 400 | 640 | 0 | 59.48 | 59.47 | 0.01 | 0
2015 | SPP_S_2_SPP_N | SPP_S | SPP_N | Internal | Summer | B8 | 500 | 640 | 0 | 57.52 | 57.51 | 0.01 | 0
2015 | SPP_S_2_SPP_N | SPP_S | SPP_N | Internal | Summer | B9 | 800 | 640 | 0 | 56.06 | 56.05 | 0.01 | 0
2015 | SPP_S_2_SPP_N | SPP_S | SPP_N | Internal | Summer | B10 | 1262 | 640 | 0 | 55.94 | 55.92 | 0.01 | 0
2015 | SPP_S_2_SPP_N | SPP_S | SPP_N | Internal | Winter | B16 | 25 | 640 | 0 | 69.61 | 69.61 | 0.01 | 0
2015 | SPP_S_2_SPP_N | SPP_S | SPP_N | Internal | Winter | B17 | 100 | 640 | 0 | 59.81 | 59.8 | 0.01 | 0
2015 | SPP_S_2_SPP_N | SPP_S | SPP_N | Internal | Winter | B18 | 400 | 640 | 0 | 59.79 | 59.77 | 0.01 | 0
2015 | SPP_S_2_SPP_N | SPP_S | SPP_N | Internal | Winter | B19 | 700 | 640 | 0 | 59.67 | 59.66 | 0.01 | 0
2015 | SPP_S_2_SPP_N | SPP_S | SPP_N | Internal | Winter | B20 | 935 | 640 | 0 | 56.04 | 56.03 | 0.01 | 0
2015 | TVA_2_ENT | TVA | ENT | Internal | Shoulder | B11 | 25 | 500 | 0 | 78.93 | 78.89 | 9 | 0
2015 | TVA_2_ENT | TVA | ENT | Internal | Shoulder | B12 | 200 | 500 | 0 | 61.7 | 59.84 | 9 | 0
2015 | TVA_2_ENT | TVA | ENT | Internal | Shoulder | B13 | 600 | 500 | 0 | 59.17 | 59.4 | 9 | 0
2015 | TVA_2_ENT | TVA | ENT | Internal | Shoulder | B14 | 900 | 500 | 0 | 59.17 | 59.4 | 9 | 0
2015 | TVA_2_ENT | TVA | ENT | Internal | Shoulder | B15 | 1203 | 500 | 0 | 59.17 | 57.43 | 9 | 0
2015 | TVA_2_ENT | TVA | ENT | Internal | Summer | B1 | 10 | 500 | 0 | 99.67 | 91.66 | 9 | 0
2015 | TVA_2_ENT | TVA | ENT | Internal | Summer | B2 | 25 | 500 | 0 | 97.09 | 89.77 | 9 | 0
2015 | TVA_2_ENT | TVA | ENT | Internal | Summer | B3 | 75 | 500 | 0 | 95.42 | 89.77 | 9 | 0
2015 | TVA_2_ENT | TVA | ENT | Internal | Summer | B4 | 100 | 500 | 0 | 89.83 | 88.69 | 9 | 0
2015 | TVA_2_ENT | TVA | ENT | Internal | Summer | B5 | 200 | 500 | 0 | 78.15 | 82.03 | 9 | 0
2015 | TVA_2_ENT | TVA | ENT | Internal | Summer | B6 | 300 | 500 | 0 | 65.51 | 69.38 | 9 | 0
2015 | TVA_2_ENT | TVA | ENT | Internal | Summer | B7 | 400 | 500 | 0 | 58.13 | 58.62 | 9 | 0
2015 | TVA_2_ENT | TVA | ENT | Internal | Summer | B8 | 500 | 500 | 0 | 57.88 | 58.62 | 9 | 0
2015 | TVA_2_ENT | TVA | ENT | Internal | Summer | B9 | 800 | 500 | 0 | 57.88 | 58.19 | 9 | 0
2015 | TVA_2_ENT | TVA | ENT | Internal | Summer | B10 | 1262 | 500 | 0 | 54.32 | 56.26 | 9 | 0
2015 | TVA_2_ENT | TVA | ENT | Internal | Winter | B16 | 25 | 500 | 0 | 82.62 | 74.61 | 9 | 0
2015 | TVA_2_ENT | TVA | ENT | Internal | Winter | B17 | 100 | 500 | 0 | 64.24 | 61.82 | 9 | 0
2015 | TVA_2_ENT | TVA | ENT | Internal | Winter | B18 | 400 | 500 | 0 | 61.58 | 61.82 | 9 | 0
2015 | TVA_2_ENT | TVA | ENT | Internal | Winter | B19 | 700 | 500 | 0 | 61.58 | 59.76 | 9 | 0
2015 | TVA_2_ENT | TVA | ENT | Internal | Winter | B20 | 935 | 500 | 0 | 60.74 | 59.76 | 9 | 0
2015 | TVA_2_SOCO | TVA | SOCO | Internal | Shoulder | B11 | 25 | 500 | 0 | 78.93 | 86.89 | 9 | 0
2015 | TVA_2_SOCO | TVA | SOCO | Internal | Shoulder | B12 | 200 | 500 | 0 | 61.7 | 63.73 | 9 | 0
2015 | TVA_2_SOCO | TVA | SOCO | Internal | Shoulder | B13 | 600 | 500 | 0 | 59.17 | 59.66 | 9 | 0
2015 | TVA_2_SOCO | TVA | SOCO | Internal | Shoulder | B14 | 900 | 500 | 0 | 59.17 | 59.66 | 9 | 0
2015 | TVA_2_SOCO | TVA | SOCO | Internal | Shoulder | B15 | 1203 | 500 | 0 | 59.17 | 59.66 | 9 | 0
2015 | TVA_2_SOCO | TVA | SOCO | Internal | Summer | B1 | 10 | 500 | 0 | 99.67 | 97.77 | 9 | 0
2015 | TVA_2_SOCO | TVA | SOCO | Internal | Summer | B2 | 25 | 500 | 0 | 97.09 | 97.77 | 9 | 0
2015 | TVA_2_SOCO | TVA | SOCO | Internal | Summer | B3 | 75 | 500 | 0 | 95.42 | 97.77 | 9 | 0
2015 | TVA_2_SOCO | TVA | SOCO | Internal | Summer | B4 | 100 | 500 | 0 | 89.83 | 97.77 | 9 | 0
2015 | TVA_2_SOCO | TVA | SOCO | Internal | Summer | B5 | 200 | 500 | 991.61 | 78.15 | 90.03 | 9 | 2.88
2015 | TVA_2_SOCO | TVA | SOCO | Internal | Summer | B6 | 300 | 500 | 1220.22 | 65.51 | 77.38 | 9 | 2.88
2015 | TVA_2_SOCO | TVA | SOCO | Internal | Summer | B7 | 400 | 500 | 500 | 58.13 | 67.55 | 9 | 0.41
2015 | TVA_2_SOCO | TVA | SOCO | Internal | Summer | B8 | 500 | 500 | 0 | 57.88 | 66.62 | 9 | 0
2015 | TVA_2_SOCO | TVA | SOCO | Internal | Summer | B9 | 800 | 500 | 0 | 57.88 | 60.6 | 9 | 0
2015 | TVA_2_SOCO | TVA | SOCO | Internal | Summer | B10 | 1262 | 500 | 0 | 54.32 | 58.49 | 9 | 0
2015 | TVA_2_SOCO | TVA | SOCO | Internal | Winter | B16 | 25 | 500 | 0 | 82.62 | 85.1 | 9 | 0
2015 | TVA_2_SOCO | TVA | SOCO | Internal | Winter | B17 | 100 | 500 | 0 | 64.24 | 66.59 | 9 | 0
2015 | TVA_2_SOCO | TVA | SOCO | Internal | Winter | B18 | 400 | 500 | 0 | 61.58 | 62.04 | 9 | 0
2015 | TVA_2_SOCO | TVA | SOCO | Internal | Winter | B19 | 700 | 500 | 0 | 61.58 | 62.04 | 9 | 0
2015 | TVA_2_SOCO | TVA | SOCO | Internal | Winter | B20 | 935 | 500 | 0 | 60.74 | 62.04 | 9 | 0
2015 | TVA_2_VACAR | TVA | VACAR | Internal | Shoulder | B11 | 25 | 150 | 0 | 78.93 | 79.87 | 9 | 0
2015 | TVA_2_VACAR | TVA | VACAR | Internal | Shoulder | B12 | 200 | 150 | 0 | 61.7 | 68.68 | 9 | 0
2015 | TVA_2_VACAR | TVA | VACAR | Internal | Shoulder | B13 | 600 | 150 | 0 | 59.17 | 64.99 | 9 | 0
2015 | TVA_2_VACAR | TVA | VACAR | Internal | Shoulder | B14 | 900 | 150 | 0 | 59.17 | 63.72 | 9 | 0
2015 | TVA_2_VACAR | TVA | VACAR | Internal | Shoulder | B15 | 1203 | 150 | 0 | 59.17 | 59.74 | 9 | 0
2015 | TVA_2_VACAR | TVA | VACAR | Internal | Summer | B1 | 10 | 150 | 0 | 99.67 | 100.61 | 9 | 0
2015 | TVA_2_VACAR | TVA | VACAR | Internal | Summer | B2 | 25 | 150 | 0 | 97.09 | 98.03 | 9 | 0
2015 | TVA_2_VACAR | TVA | VACAR | Internal | Summer | B3 | 75 | 150 | 0 | 95.42 | 96.37 | 9 | 0
2015 | TVA_2_VACAR | TVA | VACAR | Internal | Summer | B4 | 100 | 150 | 0 | 89.83 | 90.77 | 9 | 0
2015 | TVA_2_VACAR | TVA | VACAR | Internal | Summer | B5 | 200 | 150 | 0 | 78.15 | 83.02 | 9 | 0
2015 | TVA_2_VACAR | TVA | VACAR | Internal | Summer | B6 | 300 | 150 | 0 | 65.51 | 70.38 | 9 | 0
2015 | TVA_2_VACAR | TVA | VACAR | Internal | Summer | B7 | 400 | 150 | 0 | 58.13 | 64.24 | 9 | 0
2015 | TVA_2_VACAR | TVA | VACAR | Internal | Summer | B8 | 500 | 150 | 0 | 57.88 | 61.63 | 9 | 0
2015 | TVA_2_VACAR | TVA | VACAR | Internal | Summer | B9 | 800 | 150 | 0 | 57.88 | 60.83 | 9 | 0
2015 | TVA_2_VACAR | TVA | VACAR | Internal | Summer | B10 | 1262 | 150 | 0 | 54.32 | 58.22 | 9 | 0
2015 | TVA_2_VACAR | TVA | VACAR | Internal | Winter | B16 | 25 | 150 | 0 | 82.62 | 83.85 | 9 | 0
2015 | TVA_2_VACAR | TVA | VACAR | Internal | Winter | B17 | 100 | 150 | 0 | 64.24 | 73.08 | 9 | 0
2015 | TVA_2_VACAR | TVA | VACAR | Internal | Winter | B18 | 400 | 150 | 0 | 61.58 | 68.01 | 9 | 0
2015 | TVA_2_VACAR | TVA | VACAR | Internal | Winter | B19 | 700 | 150 | 0 | 61.58 | 65.6 | 9 | 0
2015 | TVA_2_VACAR | TVA | VACAR | Internal | Winter | B20 | 935 | 150 | 0 | 60.74 | 60.73 | 9 | 0
2015 | TVA_Transmission_2_ENT | TVA_Transmission | ENT | Internal | Shoulder | B11 | 25 | 3000 | 0 | 78.92 | 78.89 | 9 | 0
2015 | TVA_Transmission_2_ENT | TVA_Transmission | ENT | Internal | Shoulder | B12 | 200 | 3000 | 0 | 64.86 | 59.84 | 9 | 0
2015 | TVA_Transmission_2_ENT | TVA_Transmission | ENT | Internal | Shoulder | B13 | 600 | 3000 | 0 | 61.83 | 59.4 | 9 | 0
2015 | TVA_Transmission_2_ENT | TVA_Transmission | ENT | Internal | Shoulder | B14 | 900 | 3000 | 0 | 60.68 | 59.4 | 9 | 0
2015 | TVA_Transmission_2_ENT | TVA_Transmission | ENT | Internal | Shoulder | B15 | 1203 | 3000 | 0 | 59.43 | 57.43 | 9 | 0
2015 | TVA_Transmission_2_ENT | TVA_Transmission | ENT | Internal | Summer | B1 | 10 | 3000 | 0 | 99.66 | 91.66 | 9 | 0
2015 | TVA_Transmission_2_ENT | TVA_Transmission | ENT | Internal | Summer | B2 | 25 | 3000 | 0 | 97.08 | 89.77 | 9 | 0
2015 | TVA_Transmission_2_ENT | TVA_Transmission | ENT | Internal | Summer | B3 | 75 | 3000 | 0 | 95.41 | 89.77 | 9 | 0
2015 | TVA_Transmission_2_ENT | TVA_Transmission | ENT | Internal | Summer | B4 | 100 | 3000 | 0 | 89.81 | 88.69 | 9 | 0
2015 | TVA_Transmission_2_ENT | TVA_Transmission | ENT | Internal | Summer | B5 | 200 | 3000 | 0 | 81.41 | 82.03 | 9 | 0
2015 | TVA_Transmission_2_ENT | TVA_Transmission | ENT | Internal | Summer | B6 | 300 | 3000 | 0 | 68.76 | 69.38 | 9 | 0
2015 | TVA_Transmission_2_ENT | TVA_Transmission | ENT | Internal | Summer | B7 | 400 | 3000 | 0 | 60.7 | 58.62 | 9 | 0
2015 | TVA_Transmission_2_ENT | TVA_Transmission | ENT | Internal | Summer | B8 | 500 | 3000 | 0 | 59.69 | 58.62 | 9 | 0
2015 | TVA_Transmission_2_ENT | TVA_Transmission | ENT | Internal | Summer | B9 | 800 | 3000 | 0 | 58.71 | 58.19 | 9 | 0
2015 | TVA_Transmission_2_ENT | TVA_Transmission | ENT | Internal | Summer | B10 | 1262 | 3000 | 0 | 56.11 | 56.26 | 9 | 0
2015 | TVA_Transmission_2_ENT | TVA_Transmission | ENT | Internal | Winter | B16 | 25 | 3000 | 0 | 82.61 | 74.61 | 9 | 0
2015 | TVA_Transmission_2_ENT | TVA_Transmission | ENT | Internal | Winter | B17 | 100 | 3000 | 0 | 67.81 | 61.82 | 9 | 0
2015 | TVA_Transmission_2_ENT | TVA_Transmission | ENT | Internal | Winter | B18 | 400 | 3000 | 0 | 64.38 | 61.82 | 9 | 0
2015 | TVA_Transmission_2_ENT | TVA_Transmission | ENT | Internal | Winter | B19 | 700 | 3000 | 0 | 62.6 | 59.76 | 9 | 0
2015 | TVA_Transmission_2_ENT | TVA_Transmission | ENT | Internal | Winter | B20 | 935 | 3000 | 0 | 60.73 | 59.76 | 9 | 0
2015 | TVA_Transmission_2_SOCO | TVA_Transmission | SOCO | Internal | Shoulder | B11 | 25 | 3200 | 0 | 78.92 | 86.89 | 9 | 0
2015 | TVA_Transmission_2_SOCO | TVA_Transmission | SOCO | Internal | Shoulder | B12 | 200 | 3200 | 0 | 64.86 | 63.73 | 9 | 0
2015 | TVA_Transmission_2_SOCO | TVA_Transmission | SOCO | Internal | Shoulder | B13 | 600 | 3200 | 0 | 61.83 | 59.66 | 9 | 0
2015 | TVA_Transmission_2_SOCO | TVA_Transmission | SOCO | Internal | Shoulder | B14 | 900 | 3200 | 0 | 60.68 | 59.66 | 9 | 0
2015 | TVA_Transmission_2_SOCO | TVA_Transmission | SOCO | Internal | Shoulder | B15 | 1203 | 3200 | 0 | 59.43 | 59.66 | 9 | 0
2015 | TVA_Transmission_2_SOCO | TVA_Transmission | SOCO | Internal | Summer | B1 | 10 | 3200 | 0 | 99.66 | 97.77 | 9 | 0
2015 | TVA_Transmission_2_SOCO | TVA_Transmission | SOCO | Internal | Summer | B2 | 25 | 3200 | 0 | 97.08 | 97.77 | 9 | 0
2015 | TVA_Transmission_2_SOCO | TVA_Transmission | SOCO | Internal | Summer | B3 | 75 | 3200 | 0 | 95.41 | 97.77 | 9 | 0
2015 | TVA_Transmission_2_SOCO | TVA_Transmission | SOCO | Internal | Summer | B4 | 100 | 3200 | 0 | 89.81 | 97.77 | 9 | 0
2015 | TVA_Transmission_2_SOCO | TVA_Transmission | SOCO | Internal | Summer | B5 | 200 | 3200 | 0 | 81.41 | 90.03 | 9 | 0
2015 | TVA_Transmission_2_SOCO | TVA_Transmission | SOCO | Internal | Summer | B6 | 300 | 3200 | 0 | 68.76 | 77.38 | 9 | 0
2015 | TVA_Transmission_2_SOCO | TVA_Transmission | SOCO | Internal | Summer | B7 | 400 | 3200 | 0 | 60.7 | 67.55 | 9 | 0
2015 | TVA_Transmission_2_SOCO | TVA_Transmission | SOCO | Internal | Summer | B8 | 500 | 3200 | 0 | 59.69 | 66.62 | 9 | 0
2015 | TVA_Transmission_2_SOCO | TVA_Transmission | SOCO | Internal | Summer | B9 | 800 | 3200 | 0 | 58.71 | 60.6 | 9 | 0
2015 | TVA_Transmission_2_SOCO | TVA_Transmission | SOCO | Internal | Summer | B10 | 1262 | 3200 | 0 | 56.11 | 58.49 | 9 | 0
2015 | TVA_Transmission_2_SOCO | TVA_Transmission | SOCO | Internal | Winter | B16 | 25 | 3200 | 0 | 82.61 | 85.1 | 9 | 0
2015 | TVA_Transmission_2_SOCO | TVA_Transmission | SOCO | Internal | Winter | B17 | 100 | 3200 | 0 | 67.81 | 66.59 | 9 | 0
2015 | TVA_Transmission_2_SOCO | TVA_Transmission | SOCO | Internal | Winter | B18 | 400 | 3200 | 0 | 64.38 | 62.04 | 9 | 0
2015 | TVA_Transmission_2_SOCO | TVA_Transmission | SOCO | Internal | Winter | B19 | 700 | 3200 | 0 | 62.6 | 62.04 | 9 | 0
2015 | TVA_Transmission_2_SOCO | TVA_Transmission | SOCO | Internal | Winter | B20 | 935 | 3200 | 0 | 60.73 | 62.04 | 9 | 0
2015 | TVA_Transmission_2_TVA | TVA_Transmission | TVA | Internal | Shoulder | B11 | 25 | 99999 | 498.55 | 78.92 | 78.93 | 0.01 | 0
2015 | TVA_Transmission_2_TVA | TVA_Transmission | TVA | Internal | Shoulder | B12 | 200 | 99999 | 0 | 64.86 | 61.7 | 0.01 | 0
2015 | TVA_Transmission_2_TVA | TVA_Transmission | TVA | Internal | Shoulder | B13 | 600 | 99999 | 0 | 61.83 | 59.17 | 0.01 | 0
2015 | TVA_Transmission_2_TVA | TVA_Transmission | TVA | Internal | Shoulder | B14 | 900 | 99999 | 0 | 60.68 | 59.17 | 0.01 | 0
2015 | TVA_Transmission_2_TVA | TVA_Transmission | TVA | Internal | Shoulder | B15 | 1203 | 99999 | 0 | 59.43 | 59.17 | 0.01 | 0
2015 | TVA_Transmission_2_TVA | TVA_Transmission | TVA | Internal | Summer | B1 | 10 | 99999 | 2858.02 | 99.66 | 99.67 | 0.01 | 0
2015 | TVA_Transmission_2_TVA | TVA_Transmission | TVA | Internal | Summer | B2 | 25 | 99999 | 2192.05 | 97.08 | 97.09 | 0.01 | 0
2015 | TVA_Transmission_2_TVA | TVA_Transmission | TVA | Internal | Summer | B3 | 75 | 99999 | 921.74 | 95.41 | 95.42 | 0.01 | 0
2015 | TVA_Transmission_2_TVA | TVA_Transmission | TVA | Internal | Summer | B4 | 100 | 99999 | 346.07 | 89.81 | 89.83 | 0.01 | 0
2015 | TVA_Transmission_2_TVA | TVA_Transmission | TVA | Internal | Summer | B5 | 200 | 99999 | 0 | 81.41 | 78.15 | 0.01 | 0
2015 | TVA_Transmission_2_TVA | TVA_Transmission | TVA | Internal | Summer | B6 | 300 | 99999 | 0 | 68.76 | 65.51 | 0.01 | 0
2015 | TVA_Transmission_2_TVA | TVA_Transmission | TVA | Internal | Summer | B7 | 400 | 99999 | 0 | 60.7 | 58.13 | 0.01 | 0
2015 | TVA_Transmission_2_TVA | TVA_Transmission | TVA | Internal | Summer | B8 | 500 | 99999 | 0 | 59.69 | 57.88 | 0.01 | 0
2015 | TVA_Transmission_2_TVA | TVA_Transmission | TVA | Internal | Summer | B9 | 800 | 99999 | 0 | 58.71 | 57.88 | 0.01 | 0
2015 | TVA_Transmission_2_TVA | TVA_Transmission | TVA | Internal | Summer | B10 | 1262 | 99999 | 0 | 56.11 | 54.32 | 0.01 | 0
2015 | TVA_Transmission_2_TVA | TVA_Transmission | TVA | Internal | Winter | B16 | 25 | 99999 | 2389.02 | 82.61 | 82.62 | 0.01 | 0
2015 | TVA_Transmission_2_TVA | TVA_Transmission | TVA | Internal | Winter | B17 | 100 | 99999 | 0 | 67.81 | 64.24 | 0.01 | 0
2015 | TVA_Transmission_2_TVA | TVA_Transmission | TVA | Internal | Winter | B18 | 400 | 99999 | 0 | 64.38 | 61.58 | 0.01 | 0
2015 | TVA_Transmission_2_TVA | TVA_Transmission | TVA | Internal | Winter | B19 | 700 | 99999 | 0 | 62.6 | 61.58 | 0.01 | 0
2015 | TVA_Transmission_2_TVA | TVA_Transmission | TVA | Internal | Winter | B20 | 935 | 99999 | 1209.96 | 60.73 | 60.74 | 0.01 | 0
2015 | TVA_Transmission_2_VACAR | TVA_Transmission | VACAR | Internal | Shoulder | B11 | 25 | 900 | 0 | 78.92 | 79.87 | 9 | 0
2015 | TVA_Transmission_2_VACAR | TVA_Transmission | VACAR | Internal | Shoulder | B12 | 200 | 900 | 0 | 64.86 | 68.68 | 9 | 0
2015 | TVA_Transmission_2_VACAR | TVA_Transmission | VACAR | Internal | Shoulder | B13 | 600 | 900 | 0 | 61.83 | 64.99 | 9 | 0
2015 | TVA_Transmission_2_VACAR | TVA_Transmission | VACAR | Internal | Shoulder | B14 | 900 | 900 | 0 | 60.68 | 63.72 | 9 | 0
2015 | TVA_Transmission_2_VACAR | TVA_Transmission | VACAR | Internal | Shoulder | B15 | 1203 | 900 | 0 | 59.43 | 59.74 | 9 | 0
2015 | TVA_Transmission_2_VACAR | TVA_Transmission | VACAR | Internal | Summer | B1 | 10 | 900 | 0 | 99.66 | 100.61 | 9 | 0
2015 | TVA_Transmission_2_VACAR | TVA_Transmission | VACAR | Internal | Summer | B2 | 25 | 900 | 0 | 97.08 | 98.03 | 9 | 0
2015 | TVA_Transmission_2_VACAR | TVA_Transmission | VACAR | Internal | Summer | B3 | 75 | 900 | 0 | 95.41 | 96.37 | 9 | 0
2015 | TVA_Transmission_2_VACAR | TVA_Transmission | VACAR | Internal | Summer | B4 | 100 | 900 | 0 | 89.81 | 90.77 | 9 | 0
2015 | TVA_Transmission_2_VACAR | TVA_Transmission | VACAR | Internal | Summer | B5 | 200 | 900 | 0 | 81.41 | 83.02 | 9 | 0
2015 | TVA_Transmission_2_VACAR | TVA_Transmission | VACAR | Internal | Summer | B6 | 300 | 900 | 0 | 68.76 | 70.38 | 9 | 0
2015 | TVA_Transmission_2_VACAR | TVA_Transmission | VACAR | Internal | Summer | B7 | 400 | 900 | 0 | 60.7 | 64.24 | 9 | 0
2015 | TVA_Transmission_2_VACAR | TVA_Transmission | VACAR | Internal | Summer | B8 | 500 | 900 | 0 | 59.69 | 61.63 | 9 | 0
2015 | TVA_Transmission_2_VACAR | TVA_Transmission | VACAR | Internal | Summer | B9 | 800 | 900 | 0 | 58.71 | 60.83 | 9 | 0
2015 | TVA_Transmission_2_VACAR | TVA_Transmission | VACAR | Internal | Summer | B10 | 1262 | 900 | 0 | 56.11 | 58.22 | 9 | 0
2015 | TVA_Transmission_2_VACAR | TVA_Transmission | VACAR | Internal | Winter | B16 | 25 | 900 | 0 | 82.61 | 83.85 | 9 | 0
2015 | TVA_Transmission_2_VACAR | TVA_Transmission | VACAR | Internal | Winter | B17 | 100 | 900 | 0 | 67.81 | 73.08 | 9 | 0
2015 | TVA_Transmission_2_VACAR | TVA_Transmission | VACAR | Internal | Winter | B18 | 400 | 900 | 0 | 64.38 | 68.01 | 9 | 0
2015 | TVA_Transmission_2_VACAR | TVA_Transmission | VACAR | Internal | Winter | B19 | 700 | 900 | 0 | 62.6 | 65.6 | 9 | 0
2015 | TVA_Transmission_2_VACAR | TVA_Transmission | VACAR | Internal | Winter | B20 | 935 | 900 | 0 | 60.73 | 60.73 | 9 | 0
2015 | VACAR_2_PJM_ROR | VACAR | PJM_ROR | Internal | Shoulder | B11 | 25 | 2000 | 0 | 79.87 | 72.92 | 7 | 0
2015 | VACAR_2_PJM_ROR | VACAR | PJM_ROR | Internal | Shoulder | B12 | 200 | 2000 | 0 | 68.68 | 63.33 | 7 | 0
2015 | VACAR_2_PJM_ROR | VACAR | PJM_ROR | Internal | Shoulder | B13 | 600 | 2000 | 0 | 64.99 | 58.99 | 7 | 0
2015 | VACAR_2_PJM_ROR | VACAR | PJM_ROR | Internal | Shoulder | B14 | 900 | 2000 | 0 | 63.72 | 57.72 | 7 | 0
2015 | VACAR_2_PJM_ROR | VACAR | PJM_ROR | Internal | Shoulder | B15 | 1203 | 2000 | 0 | 59.74 | 53.74 | 7 | 0
2015 | VACAR_2_PJM_ROR | VACAR | PJM_ROR | Internal | Summer | B1 | 10 | 2000 | 0 | 100.61 | 93.66 | 7 | 0
2015 | VACAR_2_PJM_ROR | VACAR | PJM_ROR | Internal | Summer | B2 | 25 | 2000 | 0 | 98.03 | 91.08 | 7 | 0
2015 | VACAR_2_PJM_ROR | VACAR | PJM_ROR | Internal | Summer | B3 | 75 | 2000 | 0 | 96.37 | 89.41 | 7 | 0
2015 | VACAR_2_PJM_ROR | VACAR | PJM_ROR | Internal | Summer | B4 | 100 | 2000 | 0 | 90.77 | 83.81 | 7 | 0
2015 | VACAR_2_PJM_ROR | VACAR | PJM_ROR | Internal | Summer | B5 | 200 | 2000 | 0 | 83.02 | 76.07 | 7 | 0
2015 | VACAR_2_PJM_ROR | VACAR | PJM_ROR | Internal | Summer | B6 | 300 | 2000 | 0 | 70.38 | 63.43 | 7 | 0
2015 | VACAR_2_PJM_ROR | VACAR | PJM_ROR | Internal | Summer | B7 | 400 | 2000 | 0 | 64.24 | 57.29 | 7 | 0
2015 | VACAR_2_PJM_ROR | VACAR | PJM_ROR | Internal | Summer | B8 | 500 | 2000 | 0 | 61.63 | 55.63 | 7 | 0
2015 | VACAR_2_PJM_ROR | VACAR | PJM_ROR | Internal | Summer | B9 | 800 | 2000 | 0 | 60.83 | 53.88 | 7 | 0
2015 | VACAR_2_PJM_ROR | VACAR | PJM_ROR | Internal | Summer | B10 | 1262 | 2000 | 0 | 58.22 | 52.22 | 7 | 0
2015 | VACAR_2_PJM_ROR | VACAR | PJM_ROR | Internal | Winter | B16 | 25 | 2000 | 0 | 83.85 | 76.89 | 7 | 0
2015 | VACAR_2_PJM_ROR | VACAR | PJM_ROR | Internal | Winter | B17 | 100 | 2000 | 0 | 73.08 | 67.08 | 7 | 0
2015 | VACAR_2_PJM_ROR | VACAR | PJM_ROR | Internal | Winter | B18 | 400 | 2000 | 0 | 68.01 | 62.01 | 7 | 0
2015 | VACAR_2_PJM_ROR | VACAR | PJM_ROR | Internal | Winter | B19 | 700 | 2000 | 0 | 65.6 | 59.6 | 7 | 0
2015 | VACAR_2_PJM_ROR | VACAR | PJM_ROR | Internal | Winter | B20 | 935 | 2000 | 0 | 60.73 | 54.73 | 7 | 0
2015 | VACAR_2_SOCO | VACAR | SOCO | Internal | Shoulder | B11 | 25 | 3000 | 3514.94 | 79.87 | 86.89 | 7 | 0.01
2015 | VACAR_2_SOCO | VACAR | SOCO | Internal | Shoulder | B12 | 200 | 3000 | 0 | 68.68 | 63.73 | 7 | 0
2015 | VACAR_2_SOCO | VACAR | SOCO | Internal | Shoulder | B13 | 600 | 3000 | 0 | 64.99 | 59.66 | 7 | 0
2015 | VACAR_2_SOCO | VACAR | SOCO | Internal | Shoulder | B14 | 900 | 3000 | 0 | 63.72 | 59.66 | 7 | 0
2015 | VACAR_2_SOCO | VACAR | SOCO | Internal | Shoulder | B15 | 1203 | 3000 | 0 | 59.74 | 59.66 | 7 | 0
2015 | VACAR_2_SOCO | VACAR | SOCO | Internal | Summer | B1 | 10 | 3000 | 0 | 100.61 | 97.77 | 7 | 0
2015 | VACAR_2_SOCO | VACAR | SOCO | Internal | Summer | B2 | 25 | 3000 | 0 | 98.03 | 97.77 | 7 | 0
2015 | VACAR_2_SOCO | VACAR | SOCO | Internal | Summer | B3 | 75 | 3000 | 0 | 96.37 | 97.77 | 7 | 0
2015 | VACAR_2_SOCO | VACAR | SOCO | Internal | Summer | B4 | 100 | 3000 | 848.82 | 90.77 | 97.77 | 7 | 0
2015 | VACAR_2_SOCO | VACAR | SOCO | Internal | Summer | B5 | 200 | 3000 | 3833.88 | 83.02 | 90.03 | 7 | 0.01
2015 | VACAR_2_SOCO | VACAR | SOCO | Internal | Summer | B6 | 300 | 3000 | 300.33 | 70.38 | 77.38 | 7 | 0
2015 | VACAR_2_SOCO | VACAR | SOCO | Internal | Summer | B7 | 400 | 3000 | 0 | 64.24 | 67.55 | 7 | 0
2015 | VACAR_2_SOCO | VACAR | SOCO | Internal | Summer | B8 | 500 | 3000 | 0 | 61.63 | 66.62 | 7 | 0
2015 | VACAR_2_SOCO | VACAR | SOCO | Internal | Summer | B9 | 800 | 3000 | 0 | 60.83 | 60.6 | 7 | 0
2015 | VACAR_2_SOCO | VACAR | SOCO | Internal | Summer | B10 | 1262 | 3000 | 0 | 58.22 | 58.49 | 7 | 0
2015 | VACAR_2_SOCO | VACAR | SOCO | Internal | Winter | B16 | 25 | 3000 | 0 | 83.85 | 85.1 | 7 | 0
2015 | VACAR_2_SOCO | VACAR | SOCO | Internal | Winter | B17 | 100 | 3000 | 0 | 73.08 | 66.59 | 7 | 0
2015 | VACAR_2_SOCO | VACAR | SOCO | Internal | Winter | B18 | 400 | 3000 | 0 | 68.01 | 62.04 | 7 | 0
2015 | VACAR_2_SOCO | VACAR | SOCO | Internal | Winter | B19 | 700 | 3000 | 0 | 65.6 | 62.04 | 7 | 0
2015 | VACAR_2_SOCO | VACAR | SOCO | Internal | Winter | B20 | 935 | 3000 | 0 | 60.73 | 62.04 | 7 | 0
2015 | VACAR_2_TVA_Transmission | VACAR | TVA_Transmission | Internal | Shoulder | B11 | 25 | 900 | 0 | 79.87 | 78.92 | 7 | 0
2015 | VACAR_2_TVA_Transmission | VACAR | TVA_Transmission | Internal | Shoulder | B12 | 200 | 900 | 0 | 68.68 | 64.86 | 7 | 0
2015 | VACAR_2_TVA_Transmission | VACAR | TVA_Transmission | Internal | Shoulder | B13 | 600 | 900 | 0 | 64.99 | 61.83 | 7 | 0
2015 | VACAR_2_TVA_Transmission | VACAR | TVA_Transmission | Internal | Shoulder | B14 | 900 | 900 | 0 | 63.72 | 60.68 | 7 | 0
2015 | VACAR_2_TVA_Transmission | VACAR | TVA_Transmission | Internal | Shoulder | B15 | 1203 | 900 | 0 | 59.74 | 59.43 | 7 | 0
2015 | VACAR_2_TVA_Transmission | VACAR | TVA_Transmission | Internal | Summer | B1 | 10 | 900 | 0 | 100.61 | 99.66 | 7 | 0
2015 | VACAR_2_TVA_Transmission | VACAR | TVA_Transmission | Internal | Summer | B2 | 25 | 900 | 0 | 98.03 | 97.08 | 7 | 0
2015 | VACAR_2_TVA_Transmission | VACAR | TVA_Transmission | Internal | Summer | B3 | 75 | 900 | 0 | 96.37 | 95.41 | 7 | 0
2015 | VACAR_2_TVA_Transmission | VACAR | TVA_Transmission | Internal | Summer | B4 | 100 | 900 | 0 | 90.77 | 89.81 | 7 | 0
2015 | VACAR_2_TVA_Transmission | VACAR | TVA_Transmission | Internal | Summer | B5 | 200 | 900 | 0 | 83.02 | 81.41 | 7 | 0
2015 | VACAR_2_TVA_Transmission | VACAR | TVA_Transmission | Internal | Summer | B6 | 300 | 900 | 0 | 70.38 | 68.76 | 7 | 0
2015 | VACAR_2_TVA_Transmission | VACAR | TVA_Transmission | Internal | Summer | B7 | 400 | 900 | 0 | 64.24 | 60.7 | 7 | 0
2015 | VACAR_2_TVA_Transmission | VACAR | TVA_Transmission | Internal | Summer | B8 | 500 | 900 | 0 | 61.63 | 59.69 | 7 | 0
2015 | VACAR_2_TVA_Transmission | VACAR | TVA_Transmission | Internal | Summer | B9 | 800 | 900 | 0 | 60.83 | 58.71 | 7 | 0
2015 | VACAR_2_TVA_Transmission | VACAR | TVA_Transmission | Internal | Summer | B10 | 1262 | 900 | 0 | 58.22 | 56.11 | 7 | 0
2015 | VACAR_2_TVA_Transmission | VACAR | TVA_Transmission | Internal | Winter | B16 | 25 | 900 | 0 | 83.85 | 82.61 | 7 | 0
2015 | VACAR_2_TVA_Transmission | VACAR | TVA_Transmission | Internal | Winter | B17 | 100 | 900 | 0 | 73.08 | 67.81 | 7 | 0
2015 | VACAR_2_TVA_Transmission | VACAR | TVA_Transmission | Internal | Winter | B18 | 400 | 900 | 0 | 68.01 | 64.38 | 7 | 0
2015 | VACAR_2_TVA_Transmission | VACAR | TVA_Transmission | Internal | Winter | B19 | 700 | 900 | 0 | 65.6 | 62.6 | 7 | 0
2015 | VACAR_2_TVA_Transmission | VACAR | TVA_Transmission | Internal | Winter | B20 | 935 | 900 | 0 | 60.73 | 60.73 | 7 | 0
2020 | ENT_2_SOCO | ENT | SOCO | Internal | Shoulder | B11 | 25 | 2000 | 4934.34 | 87.44 | 102.28 | 8 | 6.85
2020 | ENT_2_SOCO | ENT | SOCO | Internal | Shoulder | B12 | 200 | 2000 | 1365.56 | 68.65 | 76.65 | 8 | 0
2020 | ENT_2_SOCO | ENT | SOCO | Internal | Shoulder | B13 | 600 | 2000 | 0 | 67.69 | 69.75 | 8 | 0
2020 | ENT_2_SOCO | ENT | SOCO | Internal | Shoulder | B14 | 900 | 2000 | 0 | 65.43 | 69.75 | 8 | 0
2020 | ENT_2_SOCO | ENT | SOCO | Internal | Shoulder | B15 | 1203 | 2000 | 0 | 62 | 67.3 | 8 | 0
2020 | ENT_2_SOCO | ENT | SOCO | Internal | Summer | B1 | 10 | 2000 | 5480.03 | 105.04 | 119.89 | 8 | 6.85
2020 | ENT_2_SOCO | ENT | SOCO | Internal | Summer | B2 | 25 | 2000 | 1710.16 | 105.83 | 113.83 | 8 | 0
2020 | ENT_2_SOCO | ENT | SOCO | Internal | Summer | B3 | 75 | 2000 | 1037.75 | 104 | 112 | 8 | 0
2020 | ENT_2_SOCO | ENT | SOCO | Internal | Summer | B4 | 100 | 2000 | 1028.86 | 104 | 112 | 8 | 0
2020 | ENT_2_SOCO | ENT | SOCO | Internal | Summer | B5 | 200 | 2000 | 1938.47 | 101.79 | 109.79 | 8 | 0
2020 | ENT_2_SOCO | ENT | SOCO | Internal | Summer | B6 | 300 | 2000 | 2000 | 89.75 | 103.72 | 8 | 5.97
2020 | ENT_2_SOCO | ENT | SOCO | Internal | Summer | B7 | 400 | 2000 | 2104.8 | 75.57 | 90.42 | 8 | 6.85
2020 | ENT_2_SOCO | ENT | SOCO | Internal | Summer | B8 | 500 | 2000 | 2000 | 68.72 | 81.03 | 8 | 4.31
2020 | ENT_2_SOCO | ENT | SOCO | Internal | Summer | B9 | 800 | 2000 | 0 | 66.82 | 69.09 | 8 | 0
2020 | ENT_2_SOCO | ENT | SOCO | Internal | Summer | B10 | 1262 | 2000 | 0 | 64.11 | 66.03 | 8 | 0
2020 | ENT_2_SOCO | ENT | SOCO | Internal | Winter | B16 | 25 | 2000 | 7416 | 86.1 | 100.95 | 8 | 6.85
2020 | ENT_2_SOCO | ENT | SOCO | Internal | Winter | B17 | 100 | 2000 | 2000 | 71.34 | 81.52 | 8 | 2.17
2020 | ENT_2_SOCO | ENT | SOCO | Internal | Winter | B18 | 400 | 2000 | 0 | 70.4 | 72.45 | 8 | 0
2020 | ENT_2_SOCO | ENT | SOCO | Internal | Winter | B19 | 700 | 2000 | 0 | 68.27 | 72.45 | 8 | 0
2020 | ENT_2_SOCO | ENT | SOCO | Internal | Winter | B20 | 935 | 2000 | 0 | 65.87 | 69.91 | 8 | 0
2020 | ENT_2_TVA_Transmission | ENT | TVA_Transmission | Internal | Shoulder | B11 | 25 | 2100 | 0 | 87.44 | 93.28 | 8 | 0
2020 | ENT_2_TVA_Transmission | ENT | TVA_Transmission | Internal | Shoulder | B12 | 200 | 2100 | 0 | 68.65 | 75.15 | 8 | 0
2020 | ENT_2_TVA_Transmission | ENT | TVA_Transmission | Internal | Shoulder | B13 | 600 | 2100 | 0 | 67.69 | 72.45 | 8 | 0
2020 | ENT_2_TVA_Transmission | ENT | TVA_Transmission | Internal | Shoulder | B14 | 900 | 2100 | 0 | 65.43 | 70.86 | 8 | 0
2020 | ENT_2_TVA_Transmission | ENT | TVA_Transmission | Internal | Shoulder | B15 | 1203 | 2100 | 0 | 62 | 69.5 | 8 | 0
2020 | ENT_2_TVA_Transmission | ENT | TVA_Transmission | Internal | Summer | B1 | 10 | 2100 | 5327.35 | 105.04 | 115 | 8 | 1.96
2020 | ENT_2_TVA_Transmission | ENT | TVA_Transmission | Internal | Summer | B2 | 25 | 2100 | 2100 | 105.83 | 113.89 | 8 | 0.05
2020 | ENT_2_TVA_Transmission | ENT | TVA_Transmission | Internal | Summer | B3 | 75 | 2100 | 0 | 104 | 109.78 | 8 | 0
2020 | ENT_2_TVA_Transmission | ENT | TVA_Transmission | Internal | Summer | B4 | 100 | 2100 | 0 | 104 | 107.91 | 8 | 0
2020 | ENT_2_TVA_Transmission | ENT | TVA_Transmission | Internal | Summer | B5 | 200 | 2100 | 0 | 101.79 | 105.04 | 8 | 0
2020 | ENT_2_TVA_Transmission | ENT | TVA_Transmission | Internal | Summer | B6 | 300 | 2100 | 0 | 89.75 | 91.97 | 8 | 0
2020 | ENT_2_TVA_Transmission | ENT | TVA_Transmission | Internal | Summer | B7 | 400 | 2100 | 0 | 75.57 | 78.67 | 8 | 0
2020 | ENT_2_TVA_Transmission | ENT | TVA_Transmission | Internal | Summer | B8 | 500 | 2100 | 0 | 68.72 | 72.03 | 8 | 0
2020 | ENT_2_TVA_Transmission | ENT | TVA_Transmission | Internal | Summer | B9 | 800 | 2100 | 0 | 66.82 | 68.68 | 8 | 0
2020 | ENT_2_TVA_Transmission | ENT | TVA_Transmission | Internal | Summer | B10 | 1262 | 2100 | 0 | 64.11 | 66.3 | 8 | 0
2020 | ENT_2_TVA_Transmission | ENT | TVA_Transmission | Internal | Winter | B16 | 25 | 2100 | 2100 | 86.1 | 94.96 | 8 | 0.86
2020 | ENT_2_TVA_Transmission | ENT | TVA_Transmission | Internal | Winter | B17 | 100 | 2100 | 900 | 71.34 | 79.34 | 8 | 0
2020 | ENT_2_TVA_Transmission | ENT | TVA_Transmission | Internal | Winter | B18 | 400 | 2100 | 0 | 70.4 | 75.31 | 8 | 0
2020 | ENT_2_TVA_Transmission | ENT | TVA_Transmission | Internal | Winter | B19 | 700 | 2100 | 0 | 68.27 | 73.67 | 8 | 0
2020 | ENT_2_TVA_Transmission | ENT | TVA_Transmission | Internal | Winter | B20 | 935 | 2100 | 0 | 65.87 | 71.17 | 8 | 0
2020 | FRCC_2_SOCO | FRCC | SOCO | Internal | Shoulder | B11 | 25 | 900 | 0 | 112.29 | 102.28 | 8 | 0
2020 | FRCC_2_SOCO | FRCC | SOCO | Internal | Shoulder | B12 | 200 | 900 | 0 | 86 | 76.65 | 8 | 0
2020 | FRCC_2_SOCO | FRCC | SOCO | Internal | Shoulder | B13 | 600 | 900 | 0 | 75.38 | 69.75 | 8 | 0
2020 | FRCC_2_SOCO | FRCC | SOCO | Internal | Shoulder | B14 | 900 | 900 | 0 | 73.03 | 69.75 | 8 | 0
2020 | FRCC_2_SOCO | FRCC | SOCO | Internal | Shoulder | B15 | 1203 | 900 | 0 | 72.23 | 67.3 | 8 | 0
2020 | FRCC_2_SOCO | FRCC | SOCO | Internal | Summer | B1 | 10 | 900 | 0 | 129.89 | 119.89 | 8 | 0
2020 | FRCC_2_SOCO | FRCC | SOCO | Internal | Summer | B2 | 25 | 900 | 0 | 123.83 | 113.83 | 8 | 0
2020 | FRCC_2_SOCO | FRCC | SOCO | Internal | Summer | B3 | 75 | 900 | 0 | 116.44 | 112 | 8 | 0
2020 | FRCC_2_SOCO | FRCC | SOCO | Internal | Summer | B4 | 100 | 900 | 0 | 116.44 | 112 | 8 | 0
2020 | FRCC_2_SOCO | FRCC | SOCO | Internal | Summer | B5 | 200 | 900 | 0 | 116.44 | 109.79 | 8 | 0
2020 | FRCC_2_SOCO | FRCC | SOCO | Internal | Summer | B6 | 300 | 900 | 0 | 113.72 | 103.72 | 8 | 0
2020 | FRCC_2_SOCO | FRCC | SOCO | Internal | Summer | B7 | 400 | 900 | 0 | 100.42 | 90.42 | 8 | 0
2020 | FRCC_2_SOCO | FRCC | SOCO | Internal | Summer | B8 | 500 | 900 | 0 | 85.12 | 81.03 | 8 | 0
2020 | FRCC_2_SOCO | FRCC | SOCO | Internal | Summer | B9 | 800 | 900 | 0 | 74.61 | 69.09 | 8 | 0
2020 | FRCC_2_SOCO | FRCC | SOCO | Internal | Summer | B10 | 1262 | 900 | 0 | 71.5 | 66.03 | 8 | 0
2020 | FRCC_2_SOCO | FRCC | SOCO | Internal | Winter | B16 | 25 | 900 | 0 | 110.95 | 100.95 | 8 | 0
2020 | FRCC_2_SOCO | FRCC | SOCO | Internal | Winter | B17 | 100 | 900 | 0 | 88.67 | 81.52 | 8 | 0
2020 | FRCC_2_SOCO | FRCC | SOCO | Internal | Winter | B18 | 400 | 900 | 0 | 77.71 | 72.45 | 8 | 0
2020 | FRCC_2_SOCO | FRCC | SOCO | Internal | Winter | B19 | 700 | 900 | 0 | 74.95 | 72.45 | 8 | 0
2020 | FRCC_2_SOCO | FRCC | SOCO | Internal | Winter | B20 | 935 | 900 | 0 | 74.46 | 69.91 | 8 | 0
2020 | HQ_NEISO_2_NEISO | HQ_NEISO | NEISO | Internal | Shoulder | B11 | 25 | 99999 | 2920 | 68.48 | 68.49 | 0.01 | 0
2020 | HQ_NEISO_2_NEISO | HQ_NEISO | NEISO | Internal | Shoulder | B12 | 200 | 99999 | 2920 | 61.43 | 61.44 | 0.01 | 0
2020 | HQ_NEISO_2_NEISO | HQ_NEISO | NEISO | Internal | Shoulder | B13 | 600 | 99999 | 2920 | 61.43 | 61.44 | 0.01 | 0
2020 | HQ_NEISO_2_NEISO | HQ_NEISO | NEISO | Internal | Shoulder | B14 | 900 | 99999 | 2920 | 61.43 | 61.44 | 0.01 | 0
2020 | HQ_NEISO_2_NEISO | HQ_NEISO | NEISO | Internal | Shoulder | B15 | 1203 | 99999 | 1143.24 | 61.43 | 61.44 | 0.01 | 0
2020 | HQ_NEISO_2_NEISO | HQ_NEISO | NEISO | Internal | Summer | B1 | 10 | 99999 | 2920.1 | 127.74 | 127.75 | 0.01 | 0
2020 | HQ_NEISO_2_NEISO | HQ_NEISO | NEISO | Internal | Summer | B2 | 25 | 99999 | 2920.1 | 113.02 | 113.03 | 0.01 | 0
2020 | HQ_NEISO_2_NEISO | HQ_NEISO | NEISO | Internal | Summer | B3 | 75 | 99999 | 2920.1 | 88.66 | 88.67 | 0.01 | 0
2020 | HQ_NEISO_2_NEISO | HQ_NEISO | NEISO | Internal | Summer | B4 | 100 | 99999 | 2920 | 82.43 | 82.44 | 0.01 | 0
2020 | HQ_NEISO_2_NEISO | HQ_NEISO | NEISO | Internal | Summer | B5 | 200 | 99999 | 2920 | 80.44 | 80.45 | 0.01 | 0
2020 | HQ_NEISO_2_NEISO | HQ_NEISO | NEISO | Internal | Summer | B6 | 300 | 99999 | 2920 | 67.18 | 67.2 | 0.01 | 0
2020 | HQ_NEISO_2_NEISO | HQ_NEISO | NEISO | Internal | Summer | B7 | 400 | 99999 | 2920 | 58.54 | 58.56 | 0.01 | 0
2020 | HQ_NEISO_2_NEISO | HQ_NEISO | NEISO | Internal | Summer | B8 | 500 | 99999 | 2920 | 58.54 | 58.56 | 0.01 | 0
2020 | HQ_NEISO_2_NEISO | HQ_NEISO | NEISO | Internal | Summer | B9 | 800 | 99999 | 2920 | 58.54 | 58.56 | 0.01 | 0
2020 | HQ_NEISO_2_NEISO | HQ_NEISO | NEISO | Internal | Summer | B10 | 1262 | 99999 | 795.94 | 58.54 | 58.56 | 0.01 | 0
2020 | HQ_NEISO_2_NEISO | HQ_NEISO | NEISO | Internal | Winter | B16 | 25 | 99999 | 2920 | 70.87 | 70.88 | 0.01 | 0
2020 | HQ_NEISO_2_NEISO | HQ_NEISO | NEISO | Internal | Winter | B17 | 100 | 99999 | 2920 | 69.79 | 69.8 | 0.01 | 0
2020 | HQ_NEISO_2_NEISO | HQ_NEISO | NEISO | Internal | Winter | B18 | 400 | 99999 | 2920 | 69.02 | 69.03 | 0.01 | 0
2020 | HQ_NEISO_2_NEISO | HQ_NEISO | NEISO | Internal | Winter | B19 | 700 | 99999 | 2920 | 69.02 | 69.03 | 0.01 | 0
2020 | HQ_NEISO_2_NEISO | HQ_NEISO | NEISO | Internal | Winter | B20 | 935 | 99999 | 1233.58 | 69.02 | 69.03 | 0.01 | 0
2020 | HQ_NY_2_NYISO_A-F | HQ_NY | NYISO_A-F | Internal | Shoulder | B11 | 25 | 99999 | 1000 | 72.33 | 72.34 | 0.01 | 0
2020 | HQ_NY_2_NYISO_A-F | HQ_NY | NYISO_A-F | Internal | Shoulder | B12 | 200 | 99999 | 1000 | 64.43 | 64.44 | 0.01 | 0
2020 | HQ_NY_2_NYISO_A-F | HQ_NY | NYISO_A-F | Internal | Shoulder | B13 | 600 | 99999 | 1000 | 62.05 | 62.06 | 0.01 | 0
2020 | HQ_NY_2_NYISO_A-F | HQ_NY | NYISO_A-F | Internal | Shoulder | B14 | 900 | 99999 | 1000 | 61.57 | 61.59 | 0.01 | 0
2020 | HQ_NY_2_NYISO_A-F | HQ_NY | NYISO_A-F | Internal | Shoulder | B15 | 1203 | 99999 | 188.69 | 61.57 | 61.59 | 0.01 | 0
2020 | HQ_NY_2_NYISO_A-F | HQ_NY | NYISO_A-F | Internal | Summer | B1 | 10 | 99999 | 1000.1 | 124.74 | 124.75 | 0.01 | 0
2020 | HQ_NY_2_NYISO_A-F | HQ_NY | NYISO_A-F | Internal | Summer | B2 | 25 | 99999 | 1000.1 | 111.09 | 111.1 | 0.01 | 0
2020 | HQ_NY_2_NYISO_A-F | HQ_NY | NYISO_A-F | Internal | Summer | B3 | 75 | 99999 | 1000.1 | 91.66 | 91.67 | 0.01 | 0
2020 | HQ_NY_2_NYISO_A-F | HQ_NY | NYISO_A-F | Internal | Summer | B4 | 100 | 99999 | 1000.1 | 84.48 | 84.49 | 0.01 | 0
2020 | HQ_NY_2_NYISO_A-F | HQ_NY | NYISO_A-F | Internal | Summer | B5 | 200 | 99999 | 1000 | 82.48 | 82.49 | 0.01 | 0
2020 | HQ_NY_2_NYISO_A-F | HQ_NY | NYISO_A-F | Internal | Summer | B6 | 300 | 99999 | 1000 | 71.04 | 71.05 | 0.01 | 0
2020 | HQ_NY_2_NYISO_A-F | HQ_NY | NYISO_A-F | Internal | Summer | B7 | 400 | 99999 | 1000 | 62.4 | 62.41 | 0.01 | 0
2020 | HQ_NY_2_NYISO_A-F | HQ_NY | NYISO_A-F | Internal | Summer | B8 | 500 | 99999 | 1000 | 59.7 | 59.71 | 0.01 | 0
2020 | HQ_NY_2_NYISO_A-F | HQ_NY | NYISO_A-F | Internal | Summer | B9 | 800 | 99999 | 1000 | 59.7 | 59.71 | 0.01 | 0
2020 | HQ_NY_2_NYISO_A-F | HQ_NY | NYISO_A-F | Internal | Summer | B10 | 1262 | 99999 | 30.11 | 59.7 | 59.71 | 0.01 | 0
2020 | HQ_NY_2_NYISO_A-F | HQ_NY | NYISO_A-F | Internal | Winter | B16 | 25 | 99999 | 1000 | 73.87 | 73.88 | 0.01 | 0
2020 | HQ_NY_2_NYISO_A-F | HQ_NY | NYISO_A-F | Internal | Winter | B17 | 100 | 99999 | 1000 | 67.48 | 67.49 | 0.01 | 0
2020 | HQ_NY_2_NYISO_A-F | HQ_NY | NYISO_A-F | Internal | Winter | B18 | 400 | 99999 | 1000 | 66.33 | 66.34 | 0.01 | 0
2020 | HQ_NY_2_NYISO_A-F | HQ_NY | NYISO_A-F | Internal | Winter | B19 | 700 | 99999 | 1000 | 66.33 | 66.34 | 0.01 | 0
2020 | HQ_NY_2_NYISO_A-F | HQ_NY | NYISO_A-F | Internal | Winter | B20 | 935 | 99999 | 229.95 | 66.33 | 66.34 | 0.01 | 0
2020 | HQ_IESO_2_IESO | HQ_IESO | IESO | Internal | Shoulder | B11 | 25 | 99999 | 400 | 69.36 | 69.38 | 0.01 | 0
2020 | HQ_IESO_2_IESO | HQ_IESO | IESO | Internal | Shoulder | B12 | 200 | 99999 | 400 | 55.9 | 55.91 | 0.01 | 0
2020 | HQ_IESO_2_IESO | HQ_IESO | IESO | Internal | Shoulder | B13 | 600 | 99999 | 400 | 53.51 | 53.52 | 0.01 | 0
2020 | HQ_IESO_2_IESO | HQ_IESO | IESO | Internal | Shoulder | B14 | 900 | 99999 | 400 | 53.51 | 53.52 | 0.01 | 0
2020 | HQ_IESO_2_IESO | HQ_IESO | IESO | Internal | Shoulder | B15 | 1203 | 99999 | 75.48 | 53.51 | 53.52 | 0.01 | 0
2020 | HQ_IESO_2_IESO | HQ_IESO | IESO | Internal | Summer | B1 | 10 | 99999 | 400.1 | 112.07 | 112.08 | 0.01 | 0
2020 | HQ_IESO_2_IESO | HQ_IESO | IESO | Internal | Summer | B2 | 25 | 99999 | 400.1 | 98.41 | 98.43 | 0.01 | 0
2020 | HQ_IESO_2_IESO | HQ_IESO | IESO | Internal | Summer | B3 | 75 | 99999 | 400.1 | 85.43 | 85.44 | 0.01 | 0
2020 | HQ_IESO_2_IESO | HQ_IESO | IESO | Internal | Summer | B4 | 100 | 99999 | 400 | 84.05 | 84.06 | 0.01 | 0
2020 | HQ_IESO_2_IESO | HQ_IESO | IESO | Internal | Summer | B5 | 200 | 99999 | 400 | 81.35 | 81.36 | 0.01 | 0
2020 | HQ_IESO_2_IESO | HQ_IESO | IESO | Internal | Summer | B6 | 300 | 99999 | 400 | 67.62 | 67.64 | 0.01 | 0
2020 | HQ_IESO_2_IESO | HQ_IESO | IESO | Internal | Summer | B7 | 400 | 99999 | 400 | 54.32 | 54.34 | 0.01 | 0
2020 | HQ_IESO_2_IESO | HQ_IESO | IESO | Internal | Summer | B8 | 500 | 99999 | 400 | 47.87 | 47.89 | 0.01 | 0
2020 | HQ_IESO_2_IESO | HQ_IESO | IESO | Internal | Summer | B9 | 800 | 99999 | 400 | 47.03 | 47.04 | 0.01 | 0
2020 | HQ_IESO_2_IESO | HQ_IESO | IESO | Internal | Summer | B10 | 1262 | 99999 | 12.04 | 47.03 | 47.04 | 0.01 | 0
2020 | HQ_IESO_2_IESO | HQ_IESO | IESO | Internal | Winter | B16 | 25 | 99999 | 400 | 71.27 | 71.28 | 0.01 | 0
2020 | HQ_IESO_2_IESO | HQ_IESO | IESO | Internal | Winter | B17 | 100 | 99999 | 400 | 60.48 | 60.49 | 0.01 | 0
2020 | HQ_IESO_2_IESO | HQ_IESO | IESO | Internal | Winter | B18 | 400 | 99999 | 400 | 55.22 | 55.23 | 0.01 | 0
2020 | HQ_IESO_2_IESO | HQ_IESO | IESO | Internal | Winter | B19 | 700 | 99999 | 400 | 55.22 | 55.23 | 0.01 | 0
2020 | HQ_IESO_2_IESO | HQ_IESO | IESO | Internal | Winter | B20 | 935 | 99999 | 91.98 | 55.22 | 55.23 | 0.01 | 0
2020 | IESO_2_MAPP_CA | IESO | MAPP_CA | Internal | Shoulder | B11 | 25 | 262 | 262 | 69.38 | 81.76 | 7 | 5.39
2020 | IESO_2_MAPP_CA | IESO | MAPP_CA | Internal | Shoulder | B12 | 200 | 262 | 262 | 55.91 | 71.57 | 7 | 8.66
2020 | IESO_2_MAPP_CA | IESO | MAPP_CA | Internal | Shoulder | B13 | 600 | 262 | 262 | 53.52 | 68.04 | 7 | 7.52
2020 | IESO_2_MAPP_CA | IESO | MAPP_CA | Internal | Shoulder | B14 | 900 | 262 | 262 | 53.52 | 63.43 | 7 | 2.91
2020 | IESO_2_MAPP_CA | IESO | MAPP_CA | Internal | Shoulder | B15 | 1203 | 262 | 262 | 53.52 | 63.43 | 7 | 2.91
2020 | IESO_2_MAPP_CA | IESO | MAPP_CA | Internal | Summer | B1 | 10 | 262 | 0 | 112.08 | 104.08 | 7 | 0
2020 | IESO_2_MAPP_CA | IESO | MAPP_CA | Internal | Summer | B2 | 25 | 262 | 0 | 98.43 | 102.37 | 7 | 0
2020 | IESO_2_MAPP_CA | IESO | MAPP_CA | Internal | Summer | B3 | 75 | 262 | 262 | 85.44 | 98.26 | 7 | 5.82
2020 | IESO_2_MAPP_CA | IESO | MAPP_CA | Internal | Summer | B4 | 100 | 262 | 262 | 84.06 | 96.88 | 7 | 5.82
2020 | IESO_2_MAPP_CA | IESO | MAPP_CA | Internal | Summer | B5 | 200 | 262 | 262 | 81.36 | 94.18 | 7 | 5.82
2020 | IESO_2_MAPP_CA | IESO | MAPP_CA | Internal | Summer | B6 | 300 | 262 | 305.75 | 67.64 | 83.69 | 7 | 9.05
2020 | IESO_2_MAPP_CA | IESO | MAPP_CA | Internal | Summer | B7 | 400 | 262 | 262 | 54.34 | 67.16 | 7 | 5.82
2020 | IESO_2_MAPP_CA | IESO | MAPP_CA | Internal | Summer | B8 | 500 | 262 | 262 | 47.89 | 61.67 | 7 | 6.78
2020 | IESO_2_MAPP_CA | IESO | MAPP_CA | Internal | Summer | B9 | 800 | 262 | 262 | 47.04 | 61.67 | 7 | 7.63
2020 | IESO_2_MAPP_CA | IESO | MAPP_CA | Internal | Summer | B10 | 1262 | 262 | 262 | 47.04 | 61.67 | 7 | 7.63
2020 | IESO_2_MAPP_CA | IESO | MAPP_CA | Internal | Winter | B16 | 25 | 262 | 262 | 71.28 | 83.41 | 7 | 5.13
2020 | IESO_2_MAPP_CA | IESO | MAPP_CA | Internal | Winter | B17 | 100 | 262 | 262 | 60.49 | 76.09 | 7 | 8.6
2020 | IESO_2_MAPP_CA | IESO | MAPP_CA | Internal | Winter | B18 | 400 | 262 | 262 | 55.23 | 70.84 | 7 | 8.6
2020 | IESO_2_MAPP_CA | IESO | MAPP_CA | Internal | Winter | B19 | 700 | 262 | 262 | 55.23 | 67.38 | 7 | 5.14
2020 | IESO_2_MAPP_CA | IESO | MAPP_CA | Internal | Winter | B20 | 935 | 262 | 262 | 55.23 | 65.1 | 7 | 2.87
2020 | IESO_2_MISO_MI | IESO | MISO_MI | Internal | Shoulder | B11 | 25 | 1840 | 5617.48 | 69.38 | 85.06 | 7 | 8.68
2020 | IESO_2_MISO_MI | IESO | MISO_MI | Internal | Shoulder | B12 | 200 | 1840 | 3742.73 | 55.91 | 71.59 | 7 | 8.68
2020 | IESO_2_MISO_MI | IESO | MISO_MI | Internal | Shoulder | B13 | 600 | 1840 | 1840 | 53.52 | 68.06 | 7 | 7.54
2020 | IESO_2_MISO_MI | IESO | MISO_MI | Internal | Shoulder | B14 | 900 | 1840 | 1840 | 53.52 | 64.54 | 7 | 4.02
2020 | IESO_2_MISO_MI | IESO | MISO_MI | Internal | Shoulder | B15 | 1203 | 1840 | 1840 | 53.52 | 61.53 | 7 | 1
2020 | IESO_2_MISO_MI | IESO | MISO_MI | Internal | Summer | B1 | 10 | 1840 | 0 | 112.08 | 107 | 7 | 0
2020 | IESO_2_MISO_MI | IESO | MISO_MI | Internal | Summer | B2 | 25 | 1840 | 1488.02 | 98.43 | 105.43 | 7 | 0
2020 | IESO_2_MISO_MI | IESO | MISO_MI | Internal | Summer | B3 | 75 | 1840 | 1840 | 85.44 | 100.89 | 7 | 8.45
2020 | IESO_2_MISO_MI | IESO | MISO_MI | Internal | Summer | B4 | 100 | 1840 | 2880.83 | 84.06 | 99.74 | 7 | 8.68
2020 | IESO_2_MISO_MI | IESO | MISO_MI | Internal | Summer | B5 | 200 | 1840 | 3799.73 | 81.36 | 97.04 | 7 | 8.68
2020 | IESO_2_MISO_MI | IESO | MISO_MI | Internal | Summer | B6 | 300 | 1840 | 4502.83 | 67.64 | 83.32 | 7 | 8.68
2020 | IESO_2_MISO_MI | IESO | MISO_MI | Internal | Summer | B7 | 400 | 1840 | 4655.19 | 54.34 | 70.02 | 7 | 8.68
2020 | IESO_2_MISO_MI | IESO | MISO_MI | Internal | Summer | B8 | 500 | 1840 | 5235.38 | 47.89 | 63.57 | 7 | 8.68
2020 | IESO_2_MISO_MI | IESO | MISO_MI | Internal | Summer | B9 | 800 | 1840 | 1840 | 47.04 | 61.2 | 7 | 7.16
2020 | IESO_2_MISO_MI | IESO | MISO_MI | Internal | Summer | B10 | 1262 | 1840 | 1840 | 47.04 | 60.71 | 7 | 6.67
2020 | IESO_2_MISO_MI | IESO | MISO_MI | Internal | Winter | B16 | 25 | 1840 | 5277.08 | 71.28 | 86.96 | 7 | 8.68
2020 | IESO_2_MISO_MI | IESO | MISO_MI | Internal | Winter | B17 | 100 | 1840 | 4172.08 | 60.49 | 76.17 | 7 | 8.68
2020 | IESO_2_MISO_MI | IESO | MISO_MI | Internal | Winter | B18 | 400 | 1840 | 3447.48 | 55.23 | 70.92 | 7 | 8.68
2020 | IESO_2_MISO_MI | IESO | MISO_MI | Internal | Winter | B19 | 700 | 1840 | 1840 | 55.23 | 67.39 | 7 | 5.15
2020 | IESO_2_MISO_MI | IESO | MISO_MI | Internal | Winter | B20 | 935 | 1840 | 1840 | 55.23 | 63.06 | 7 | 0.82
2020 | IESO_2_MISO_W | IESO | MISO_W | Internal | Shoulder | B11 | 25 | 140 | 140 | 69.38 | 85.27 | 7 | 8.89
2020 | IESO_2_MISO_W | IESO | MISO_W | Internal | Shoulder | B12 | 200 | 140 | 140 | 55.91 | 71.58 | 7 | 8.67
2020 | IESO_2_MISO_W | IESO | MISO_W | Internal | Shoulder | B13 | 600 | 140 | 140 | 53.52 | 68.05 | 7 | 7.53
2020 | IESO_2_MISO_W | IESO | MISO_W | Internal | Shoulder | B14 | 900 | 140 | 140 | 53.52 | 64.53 | 7 | 4.01
2020 | IESO_2_MISO_W | IESO | MISO_W | Internal | Shoulder | B15 | 1203 | 140 | 140 | 53.52 | 61.52 | 7 | 0.99
2020 | IESO_2_MISO_W | IESO | MISO_W | Internal | Summer | B1 | 10 | 140 | 0 | 112.08 | 106.97 | 7 | 0
2020 | IESO_2_MISO_W | IESO | MISO_W | Internal | Summer | B2 | 25 | 140 | 140 | 98.43 | 105.87 | 7 | 0.45
2020 | IESO_2_MISO_W | IESO | MISO_W | Internal | Summer | B3 | 75 | 140 | 2799.71 | 85.44 | 101.77 | 7 | 9.33
2020 | IESO_2_MISO_W | IESO | MISO_W | Internal | Summer | B4 | 100 | 140 | 2538.79 | 84.06 | 100.38 | 7 | 9.33
2020 | IESO_2_MISO_W | IESO | MISO_W | Internal | Summer | B5 | 200 | 140 | 2232.2 | 81.36 | 97.69 | 7 | 9.33
2020 | IESO_2_MISO_W | IESO | MISO_W | Internal | Summer | B6 | 300 | 140 | 1825.96 | 67.64 | 83.96 | 7 | 9.33
2020 | IESO_2_MISO_W | IESO | MISO_W | Internal | Summer | B7 | 400 | 140 | 533.35 | 54.34 | 70.66 | 7 | 9.33
2020 | IESO_2_MISO_W | IESO | MISO_W | Internal | Summer | B8 | 500 | 140 | 140 | 47.89 | 64.04 | 7 | 9.16
2020 | IESO_2_MISO_W | IESO | MISO_W | Internal | Summer | B9 | 800 | 140 | 140 | 47.04 | 62.59 | 7 | 8.55
2020 | IESO_2_MISO_W | IESO | MISO_W | Internal | Summer | B10 | 1262 | 140 | 140 | 47.04 | 61.66 | 7 | 7.62
2020 | IESO_2_MISO_W | IESO | MISO_W | Internal | Winter | B16 | 25 | 140 | 140 | 71.28 | 86.91 | 7 | 8.64
2020 | IESO_2_MISO_W | IESO | MISO_W | Internal | Winter | B17 | 100 | 140 | 140 | 60.49 | 76.1 | 7 | 8.61
2020 | IESO_2_MISO_W | IESO | MISO_W | Internal | Winter | B18 | 400 | 140 | 140 | 55.23 | 70.85 | 7 | 8.61
2020 | IESO_2_MISO_W | IESO | MISO_W | Internal | Winter | B19 | 700 | 140 | 140 | 55.23 | 67.39 | 7 | 5.15
2020 | IESO_2_MISO_W | IESO | MISO_W | Internal | Winter | B20 | 935 | 140 | 140 | 55.23 | 63.19 | 7 | 0.95
2020 | IESO_2_NYISO_A-F | IESO | NYISO_A-F | Internal | Shoulder | B11 | 25 | 1725 | 0 | 69.38 | 72.34 | 7 | 0
2020 | IESO_2_NYISO_A-F | IESO | NYISO_A-F | Internal | Shoulder | B12 | 200 | 1725 | 1725 | 55.91 | 64.44 | 7 | 1.53
2020 | IESO_2_NYISO_A-F | IESO | NYISO_A-F | Internal | Shoulder | B13 | 600 | 1725 | 1725 | 53.52 | 62.06 | 7 | 1.54
2020 | IESO_2_NYISO_A-F | IESO | NYISO_A-F | Internal | Shoulder | B14 | 900 | 1725 | 1725 | 53.52 | 61.59 | 7 | 1.06
2020 | IESO_2_NYISO_A-F | IESO | NYISO_A-F | Internal | Shoulder | B15 | 1203 | 1725 | 1725 | 53.52 | 61.59 | 7 | 1.06
2020 | IESO_2_NYISO_A-F | IESO | NYISO_A-F | Internal | Summer | B1 | 10 | 1725 | 4314.57 | 112.08 | 124.75 | 7 | 5.67
2020 | IESO_2_NYISO_A-F | IESO | NYISO_A-F | Internal | Summer | B2 | 25 | 1725 | 3025.78 | 98.43 | 111.1 | 7 | 5.67
2020 | IESO_2_NYISO_A-F | IESO | NYISO_A-F | Internal | Summer | B3 | 75 | 1725 | 0 | 85.44 | 91.67 | 7 | 0
2020 | IESO_2_NYISO_A-F | IESO | NYISO_A-F | Internal | Summer | B4 | 100 | 1725 | 0 | 84.06 | 84.49 | 7 | 0
2020 | IESO_2_NYISO_A-F | IESO | NYISO_A-F | Internal | Summer | B5 | 200 | 1725 | 0 | 81.36 | 82.49 | 7 | 0
2020 | IESO_2_NYISO_A-F | IESO | NYISO_A-F | Internal | Summer | B6 | 300 | 1725 | 0 | 67.64 | 71.05 | 7 | 0
2020 | IESO_2_NYISO_A-F | IESO | NYISO_A-F | Internal | Summer | B7 | 400 | 1725 | 1725 | 54.34 | 62.41 | 7 | 1.07
2020 | IESO_2_NYISO_A-F | IESO | NYISO_A-F | Internal | Summer | B8 | 500 | 1725 | 1725 | 47.89 | 59.71 | 7 | 4.83
2020 | IESO_2_NYISO_A-F | IESO | NYISO_A-F | Internal | Summer | B9 | 800 | 1725 | 2362.77 | 47.04 | 59.71 | 7 | 5.67
2020 | IESO_2_NYISO_A-F | IESO | NYISO_A-F | Internal | Summer | B10 | 1262 | 1725 | 2070.48 | 47.04 | 59.71 | 7 | 5.67
2020 | IESO_2_NYISO_A-F | IESO | NYISO_A-F | Internal | Winter | B16 | 25 | 1725 | 0 | 71.28 | 73.88 | 7 | 0
2020 | IESO_2_NYISO_A-F | IESO | NYISO_A-F | Internal | Winter | B17 | 100 | 1725 | 1533.19 | 60.49 | 67.49 | 7 | 0
2020 | IESO_2_NYISO_A-F | IESO | NYISO_A-F | Internal | Winter | B18 | 400 | 1725 | 1725 | 55.23 | 66.34 | 7 | 4.11
2020 | IESO_2_NYISO_A-F | IESO | NYISO_A-F | Internal | Winter | B19 | 700 | 1725 | 1725 | 55.23 | 66.34 | 7 | 4.11
2020 | IESO_2_NYISO_A-F | IESO | NYISO_A-F | Internal | Winter | B20 | 935 | 1725 | 1725 | 55.23 | 66.34 | 7 | 4.11
2020 | MAPP_CA_2_IESO | MAPP_CA | IESO | Internal | Shoulder | B11 | 25 | 330 | 0 | 81.76 | 69.38 | 8 | 0
2020 | MAPP_CA_2_IESO | MAPP_CA | IESO | Internal | Shoulder | B12 | 200 | 330 | 0 | 71.57 | 55.91 | 8 | 0
2020 | MAPP_CA_2_IESO | MAPP_CA | IESO | Internal | Shoulder | B13 | 600 | 330 | 0 | 68.04 | 53.52 | 8 | 0
2020 | MAPP_CA_2_IESO | MAPP_CA | IESO | Internal | Shoulder | B14 | 900 | 330 | 0 | 63.43 | 53.52 | 8 | 0
2020 | MAPP_CA_2_IESO | MAPP_CA | IESO | Internal | Shoulder | B15 | 1203 | 330 | 0 | 63.43 | 53.52 | 8 | 0
2020 | MAPP_CA_2_IESO | MAPP_CA | IESO | Internal | Summer | B1 | 10 | 330 | 105.39 | 104.08 | 112.08 | 8 | 0
2020 | MAPP_CA_2_IESO | MAPP_CA | IESO | Internal | Summer | B2 | 25 | 330 | 0 | 102.37 | 98.43 | 8 | 0
2020 | MAPP_CA_2_IESO | MAPP_CA | IESO | Internal | Summer | B3 | 75 | 330 | 0 | 98.26 | 85.44 | 8 | 0
2020 | MAPP_CA_2_IESO | MAPP_CA | IESO | Internal | Summer | B4 | 100 | 330 | 0 | 96.88 | 84.06 | 8 | 0
2020 | MAPP_CA_2_IESO | MAPP_CA | IESO | Internal | Summer | B5 | 200 | 330 | 0 | 94.18 | 81.36 | 8 | 0
2020 | MAPP_CA_2_IESO | MAPP_CA | IESO | Internal | Summer | B6 | 300 | 330 | 0 | 83.69 | 67.64 | 8 | 0
2020 | MAPP_CA_2_IESO | MAPP_CA | IESO | Internal | Summer | B7 | 400 | 330 | 0 | 67.16 | 54.34 | 8 | 0
2020 | MAPP_CA_2_IESO | MAPP_CA | IESO | Internal | Summer | B8 | 500 | 330 | 0 | 61.67 | 47.89 | 8 | 0
2020 | MAPP_CA_2_IESO | MAPP_CA | IESO | Internal | Summer | B9 | 800 | 330 | 0 | 61.67 | 47.04 | 8 | 0
2020 | MAPP_CA_2_IESO | MAPP_CA | IESO | Internal | Summer | B10 | 1262 | 330 | 0 | 61.67 | 47.04 | 8 | 0
2020 | MAPP_CA_2_IESO | MAPP_CA | IESO | Internal | Winter | B16 | 25 | 330 | 0 | 83.41 | 71.28 | 8 | 0
2020 | MAPP_CA_2_IESO | MAPP_CA | IESO | Internal | Winter | B17 | 100 | 330 | 0 | 76.09 | 60.49 | 8 | 0
2020 | MAPP_CA_2_IESO | MAPP_CA | IESO | Internal | Winter | B18 | 400 | 330 | 0 | 70.84 | 55.23 | 8 | 0
2020 | MAPP_CA_2_IESO | MAPP_CA | IESO | Internal | Winter | B19 | 700 | 330 | 0 | 67.38 | 55.23 | 8 | 0
2020 | MAPP_CA_2_IESO | MAPP_CA | IESO | Internal | Winter | B20 | 935 | 330 | 0 | 65.1 | 55.23 | 8 | 0
2020 | MAPP_CA_2_MAPP_US | MAPP_CA | MAPP_US | Internal | Shoulder | B11 | 25 | 372 | 0 | 81.76 | 78.27 | 7 | 0
2020 | MAPP_CA_2_MAPP_US | MAPP_CA | MAPP_US | Internal | Shoulder | B12 | 200 | 372 | 0 | 71.57 | 64.57 | 7 | 0
2020 | MAPP_CA_2_MAPP_US | MAPP_CA | MAPP_US | Internal | Shoulder | B13 | 600 | 372 | 0 | 68.04 | 61.05 | 7 | 0
2020 | MAPP_CA_2_MAPP_US | MAPP_CA | MAPP_US | Internal | Shoulder | B14 | 900 | 372 | 0 | 63.43 | 57.53 | 7 | 0
2020 | MAPP_CA_2_MAPP_US | MAPP_CA | MAPP_US | Internal | Shoulder | B15 | 1203 | 372 | 0 | 63.43 | 54.52 | 7 | 0
2020 | MAPP_CA_2_MAPP_US | MAPP_CA | MAPP_US | Internal | Summer | B1 | 10 | 372 | 0 | 104.08 | 99.97 | 7 | 0
2020 | MAPP_CA_2_MAPP_US | MAPP_CA | MAPP_US | Internal | Summer | B2 | 25 | 372 | 0 | 102.37 | 98.87 | 7 | 0
2020 | MAPP_CA_2_MAPP_US | MAPP_CA | MAPP_US | Internal | Summer | B3 | 75 | 372 | 0 | 98.26 | 94.77 | 7 | 0
2020 | MAPP_CA_2_MAPP_US | MAPP_CA | MAPP_US | Internal | Summer | B4 | 100 | 372 | 0 | 96.88 | 93.38 | 7 | 0
2020 | MAPP_CA_2_MAPP_US | MAPP_CA | MAPP_US | Internal | Summer | B5 | 200 | 372 | 0 | 94.18 | 90.69 | 7 | 0
2020 | MAPP_CA_2_MAPP_US | MAPP_CA | MAPP_US | Internal | Summer | B6 | 300 | 372 | 0 | 83.69 | 76.96 | 7 | 0
2020 | MAPP_CA_2_MAPP_US | MAPP_CA | MAPP_US | Internal | Summer | B7 | 400 | 372 | 0 | 67.16 | 63.66 | 7 | 0
2020 | MAPP_CA_2_MAPP_US | MAPP_CA | MAPP_US | Internal | Summer | B8 | 500 | 372 | 0 | 61.67 | 57.04 | 7 | 0
2020 | MAPP_CA_2_MAPP_US | MAPP_CA | MAPP_US | Internal | Summer | B9 | 800 | 372 | 0 | 61.67 | 55.59 | 7 | 0
2020 | MAPP_CA_2_MAPP_US | MAPP_CA | MAPP_US | Internal | Summer | B10 | 1262 | 372 | 0 | 61.67 | 54.66 | 7 | 0
2020 | MAPP_CA_2_MAPP_US | MAPP_CA | MAPP_US | Internal | Winter | B16 | 25 | 372 | 0 | 83.41 | 74.49 | 7 | 0
2020 | MAPP_CA_2_MAPP_US | MAPP_CA | MAPP_US | Internal | Winter | B17 | 100 | 372 | 0 | 76.09 | 67.17 | 7 | 0
2020 | MAPP_CA_2_MAPP_US | MAPP_CA | MAPP_US | Internal | Winter | B18 | 400 | 372 | 0 | 70.84 | 63.63 | 7 | 0
2020 | MAPP_CA_2_MAPP_US | MAPP_CA | MAPP_US | Internal | Winter | B19 | 700 | 372 | 0 | 67.38 | 60.39 | 7 | 0
2020 | MAPP_CA_2_MAPP_US | MAPP_CA | MAPP_US | Internal | Winter | B20 | 935 | 372 | 0 | 65.1 | 56.19 | 7 | 0
2020 | MAPP_CA_2_MISO_W | MAPP_CA | MISO_W | Internal | Shoulder | B11 | 25 | 1970 | 2236.1 | 81.76 | 85.27 | 0.01 | 3.49
2020 | MAPP_CA_2_MISO_W | MAPP_CA | MISO_W | Internal | Shoulder | B12 | 200 | 1970 | 1835.16 | 71.57 | 71.58 | 0.01 | 0
2020 | MAPP_CA_2_MISO_W | MAPP_CA | MISO_W | Internal | Shoulder | B13 | 600 | 1970 | 1912.21 | 68.04 | 68.05 | 0.01 | 0
2020 | MAPP_CA_2_MISO_W | MAPP_CA | MISO_W | Internal | Shoulder | B14 | 900 | 1970 | 1970 | 63.43 | 64.53 | 0.01 | 1.08
2020 | MAPP_CA_2_MISO_W | MAPP_CA | MISO_W | Internal | Shoulder | B15 | 1203 | 1970 | 0 | 63.43 | 61.52 | 0.01 | 0
2020 | MAPP_CA_2_MISO_W | MAPP_CA | MISO_W | Internal | Summer | B1 | 10 | 1970 | 1970 | 104.08 | 106.97 | 0.01 | 2.88
2020 | MAPP_CA_2_MISO_W | MAPP_CA | MISO_W | Internal | Summer | B2 | 25 | 1970 | 1976.39 | 102.37 | 105.87 | 0.01 | 3.49
2020 | MAPP_CA_2_MISO_W | MAPP_CA | MISO_W | Internal | Summer | B3 | 75 | 1970 | 2166.6 | 98.26 | 101.77 | 0.01 | 3.49
2020 | MAPP_CA_2_MISO_W | MAPP_CA | MISO_W | Internal | Summer | B4 | 100 | 1970 | 2227.3 | 96.88 | 100.38 | 0.01 | 3.49
2020 | MAPP_CA_2_MISO_W | MAPP_CA | MISO_W | Internal | Summer | B5 | 200 | 1970 | 2273.56 | 94.18 | 97.69 | 0.01 | 3.49
2020 | MAPP_CA_2_MISO_W | MAPP_CA | MISO_W | Internal | Summer | B6 | 300 | 1970 | 1970 | 83.69 | 83.96 | 0.01 | 0.26
2020 | MAPP_CA_2_MISO_W | MAPP_CA | MISO_W | Internal | Summer | B7 | 400 | 1970 | 2030.7 | 67.16 | 70.66 | 0.01 | 3.49
2020 | MAPP_CA_2_MISO_W | MAPP_CA | MISO_W | Internal | Summer | B8 | 500 | 1970 | 1970 | 61.67 | 64.04 | 0.01 | 2.36
2020 | MAPP_CA_2_MISO_W | MAPP_CA | MISO_W | Internal | Summer | B9 | 800 | 1970 | 1970 | 61.67 | 62.59 | 0.01 | 0.91
2020 | MAPP_CA_2_MISO_W | MAPP_CA | MISO_W | Internal | Summer | B10 | 1262 | 1970 | 0 | 61.67 | 61.66 | 0.01 | 0
2020 | MAPP_CA_2_MISO_W | MAPP_CA | MISO_W | Internal | Winter | B16 | 25 | 1970 | 3209.75 | 83.41 | 86.91 | 0.01 | 3.49
2020 | MAPP_CA_2_MISO_W | MAPP_CA | MISO_W | Internal | Winter | B17 | 100 | 1970 | 1969.9 | 76.09 | 76.1 | 0.01 | 0
2020 | MAPP_CA_2_MISO_W | MAPP_CA | MISO_W | Internal | Winter | B18 | 400 | 1970 | 1013.17 | 70.84 | 70.85 | 0.01 | 0
2020 | MAPP_CA_2_MISO_W | MAPP_CA | MISO_W | Internal | Winter | B19 | 700 | 1970 | 1005.33 | 67.38 | 67.39 | 0.01 | 0
2020 | MAPP_CA_2_MISO_W | MAPP_CA | MISO_W | Internal | Winter | B20 | 935 | 1970 | 0 | 65.1 | 63.19 | 0.01 | 0
2020 | MAPP_US_2_MAPP_CA | MAPP_US | MAPP_CA | Internal | Shoulder | B11 | 25 | 165 | 0 | 78.27 | 81.76 | 7 | 0
2020 | MAPP_US_2_MAPP_CA | MAPP_US | MAPP_CA | Internal | Shoulder | B12 | 200 | 165 | 3.93 | 64.57 | 71.57 | 7 | 0
2020 | MAPP_US_2_MAPP_CA | MAPP_US | MAPP_CA | Internal | Shoulder | B13 | 600 | 165 | 0 | 61.05 | 68.04 | 7 | 0
2020 | MAPP_US_2_MAPP_CA | MAPP_US | MAPP_CA | Internal | Shoulder | B14 | 900 | 165 | 0 | 57.53 | 63.43 | 7 | 0
2020 | MAPP_US_2_MAPP_CA | MAPP_US | MAPP_CA | Internal | Shoulder | B15 | 1203 | 165 | 317.39 | 54.52 | 63.43 | 7 | 1.92
2020 | MAPP_US_2_MAPP_CA | MAPP_US | MAPP_CA | Internal | Summer | B1 | 10 | 165 | 0 | 99.97 | 104.08 | 7 | 0
2020 | MAPP_US_2_MAPP_CA | MAPP_US | MAPP_CA | Internal | Summer | B2 | 25 | 165 | 0 | 98.87 | 102.37 | 7 | 0
2020 | MAPP_US_2_MAPP_CA | MAPP_US | MAPP_CA | Internal | Summer | B3 | 75 | 165 | 0 | 94.77 | 98.26 | 7 | 0
2020 | MAPP_US_2_MAPP_CA | MAPP_US | MAPP_CA | Internal | Summer | B4 | 100 | 165 | 0 | 93.38 | 96.88 | 7 | 0
2020 | MAPP_US_2_MAPP_CA | MAPP_US | MAPP_CA | Internal | Summer | B5 | 200 | 165 | 0 | 90.69 | 94.18 | 7 | 0
2020 | MAPP_US_2_MAPP_CA | MAPP_US | MAPP_CA | Internal | Summer | B6 | 300 | 165 | 0 | 76.96 | 83.69 | 7 | 0
2020 | MAPP_US_2_MAPP_CA | MAPP_US | MAPP_CA | Internal | Summer | B7 | 400 | 165 | 0 | 63.66 | 67.16 | 7 | 0
2020 | MAPP_US_2_MAPP_CA | MAPP_US | MAPP_CA | Internal | Summer | B8 | 500 | 165 | 0 | 57.04 | 61.67 | 7 | 0
2020 | MAPP_US_2_MAPP_CA | MAPP_US | MAPP_CA | Internal | Summer | B9 | 800 | 165 | 0 | 55.59 | 61.67 | 7 | 0
2020 | MAPP_US_2_MAPP_CA | MAPP_US | MAPP_CA | Internal | Summer | B10 | 1262 | 165 | 165 | 54.66 | 61.67 | 7 | 0.01
2020 | MAPP_US_2_MAPP_CA | MAPP_US | MAPP_CA | Internal | Winter | B16 | 25 | 165 | 2317.02 | 74.49 | 83.41 | 7 | 1.92
2020 | MAPP_US_2_MAPP_CA | MAPP_US | MAPP_CA | Internal | Winter | B17 | 100 | 165 | 1216.01 | 67.17 | 76.09 | 7 | 1.92
2020 | MAPP_US_2_MAPP_CA | MAPP_US | MAPP_CA | Internal | Winter | B18 | 400 | 165 | 165 | 63.63 | 70.84 | 7 | 0.2
2020 | MAPP_US_2_MAPP_CA | MAPP_US | MAPP_CA | Internal | Winter | B19 | 700 | 165 | 0 | 60.39 | 67.38 | 7 | 0
2020 | MAPP_US_2_MAPP_CA | MAPP_US | MAPP_CA | Internal | Winter | B20 | 935 | 165 | 826.05 | 56.19 | 65.1 | 7 | 1.92
2020 | MAPP_US_2_MISO_W | MAPP_US | MISO_W | Internal | Shoulder | B11 | 25 | 2635 | 2520.85 | 78.27 | 85.27 | 7 | 0
2020 | MAPP_US_2_MISO_W | MAPP_US | MISO_W | Internal | Shoulder | B12 | 200 | 2635 | 2635 | 64.57 | 71.58 | 7 | 0.01
2020 | MAPP_US_2_MISO_W | MAPP_US | MISO_W | Internal | Shoulder | B13 | 600 | 2635 | 2424.88 | 61.05 | 68.05 | 7 | 0
2020 | MAPP_US_2_MISO_W | MAPP_US | MISO_W | Internal | Shoulder | B14 | 900 | 2635 | 1379.93 | 57.53 | 64.53 | 7 | 0
2020 | MAPP_US_2_MISO_W | MAPP_US | MISO_W | Internal | Shoulder | B15 | 1203 | 2635 | 1298.73 | 54.52 | 61.52 | 7 | 0
2020 | MAPP_US_2_MISO_W | MAPP_US | MISO_W | Internal | Summer | B1 | 10 | 2635 | 1290.36 | 99.97 | 106.97 | 7 | 0
2020 | MAPP_US_2_MISO_W | MAPP_US | MISO_W | Internal | Summer | B2 | 25 | 2635 | 2134.49 | 98.87 | 105.87 | 7 | 0
2020 | MAPP_US_2_MISO_W | MAPP_US | MISO_W | Internal | Summer | B3 | 75 | 2635 | 1636.33 | 94.77 | 101.77 | 7 | 0
2020 | MAPP_US_2_MISO_W | MAPP_US | MISO_W | Internal | Summer | B4 | 100 | 2635 | 2159.86 | 93.38 | 100.38 | 7 | 0
2020 | MAPP_US_2_MISO_W | MAPP_US | MISO_W | Internal | Summer | B5 | 200 | 2635 | 1827.03 | 90.69 | 97.69 | 7 | 0
2020 | MAPP_US_2_MISO_W | MAPP_US | MISO_W | Internal | Summer | B6 | 300 | 2635 | 1700.41 | 76.96 | 83.96 | 7 | 0
2020 | MAPP_US_2_MISO_W | MAPP_US | MISO_W | Internal | Summer | B7 | 400 | 2635 | 2079.46 | 63.66 | 70.66 | 7 | 0
2020 | MAPP_US_2_MISO_W | MAPP_US | MISO_W | Internal | Summer | B8 | 500 | 2635 | 2196.16 | 57.04 | 64.04 | 7 | 0
2020 | MAPP_US_2_MISO_W | MAPP_US | MISO_W | Internal | Summer | B9 | 800 | 2635 | 1605.18 | 55.59 | 62.59 | 7 | 0
2020 | MAPP_US_2_MISO_W | MAPP_US | MISO_W | Internal | Summer | B10 | 1262 | 2635 | 1427.66 | 54.66 | 61.66 | 7 | 0
2020 | MAPP_US_2_MISO_W | MAPP_US | MISO_W | Internal | Winter | B16 | 25 | 2635 | 2635 | 74.49 | 86.91 | 7 | 5.42
2020 | MAPP_US_2_MISO_W | MAPP_US | MISO_W | Internal | Winter | B17 | 100 | 2635 | 2635 | 67.17 | 76.1 | 7 | 1.93
2020 | MAPP_US_2_MISO_W | MAPP_US | MISO_W | Internal | Winter | B18 | 400 | 2635 | 2635 | 63.63 | 70.85 | 7 | 0.22
2020 | MAPP_US_2_MISO_W | MAPP_US | MISO_W | Internal | Winter | B19 | 700 | 2635 | 1153.45 | 60.39 | 67.39 | 7 | 0
2020 | MAPP_US_2_MISO_W | MAPP_US | MISO_W | Internal | Winter | B20 | 935 | 2635 | 929.11 | 56.19 | 63.19 | 7 | 0
2020 | MAPP_US_2_NE | MAPP_US | NE | Internal | Shoulder | B11 | 25 | 2000 | 0 | 78.27 | 76.65 | 7 | 0
2020 | MAPP_US_2_NE | MAPP_US | NE | Internal | Shoulder | B12 | 200 | 2000 | 0 | 64.57 | 63.64 | 7 | 0
2020 | MAPP_US_2_NE | MAPP_US | NE | Internal | Shoulder | B13 | 600 | 2000 | 0 | 61.05 | 60.54 | 7 | 0
2020 | MAPP_US_2_NE | MAPP_US | NE | Internal | Shoulder | B14 | 900 | 2000 | 0 | 57.53 | 54.4 | 7 | 0
2020 | MAPP_US_2_NE | MAPP_US | NE | Internal | Shoulder | B15 | 1203 | 2000 | 0 | 54.52 | 51.39 | 7 | 0
2020 | MAPP_US_2_NE | MAPP_US | NE | Internal | Summer | B1 | 10 | 2000 | 0 | 99.97 | 101.97 | 7 | 0
2020 | MAPP_US_2_NE | MAPP_US | NE | Internal | Summer | B2 | 25 | 2000 | 0 | 98.87 | 98.44 | 7 | 0
2020 | MAPP_US_2_NE | MAPP_US | NE | Internal | Summer | B3 | 75 | 2000 | 0 | 94.77 | 98.44 | 7 | 0
2020 | MAPP_US_2_NE | MAPP_US | NE | Internal | Summer | B4 | 100 | 2000 | 0 | 93.38 | 95.38 | 7 | 0
2020 | MAPP_US_2_NE | MAPP_US | NE | Internal | Summer | B5 | 200 | 2000 | 0 | 90.69 | 92.69 | 7 | 0
2020 | MAPP_US_2_NE | MAPP_US | NE | Internal | Summer | B6 | 300 | 2000 | 0 | 76.96 | 78.96 | 7 | 0
2020 | MAPP_US_2_NE | MAPP_US | NE | Internal | Summer | B7 | 400 | 2000 | 0 | 63.66 | 65.66 | 7 | 0
2020 | MAPP_US_2_NE | MAPP_US | NE | Internal | Summer | B8 | 500 | 2000 | 0 | 57.04 | 61.68 | 7 | 0
2020 | MAPP_US_2_NE | MAPP_US | NE | Internal | Summer | B9 | 800 | 2000 | 0 | 55.59 | 60.52 | 7 | 0
2020 | MAPP_US_2_NE | MAPP_US | NE | Internal | Summer | B10 | 1262 | 2000 | 0 | 54.66 | 54.62 | 7 | 0
2020 | MAPP_US_2_NE | MAPP_US | NE | Internal | Winter | B16 | 25 | 2000 | 0 | 74.49 | 76.78 | 7 | 0
2020 | MAPP_US_2_NE | MAPP_US | NE | Internal | Winter | B17 | 100 | 2000 | 0 | 67.17 | 65.97 | 7 | 0
2020 | MAPP_US_2_NE | MAPP_US | NE | Internal | Winter | B18 | 400 | 2000 | 0 | 63.63 | 60.72 | 7 | 0
2020 | MAPP_US_2_NE | MAPP_US | NE | Internal | Winter | B19 | 700 | 2000 | 0 | 60.39 | 57.26 | 7 | 0
2020 | MAPP_US_2_NE | MAPP_US | NE | Internal | Winter | B20 | 935 | 2000 | 0 | 56.19 | 53.06 | 7 | 0
2020 | MARITIMES_2_NEISO | MARITIMES | NEISO | Internal | Shoulder | B11 | 25 | 99999 | 1400 | 68.48 | 68.49 | 0.01 | 0
2020 | MARITIMES_2_NEISO | MARITIMES | NEISO | Internal | Shoulder | B12 | 200 | 99999 | 1400 | 61.43 | 61.44 | 0.01 | 0
2020 | MARITIMES_2_NEISO | MARITIMES | NEISO | Internal | Shoulder | B13 | 600 | 99999 | 1400 | 61.43 | 61.44 | 0.01 | 0
2020 | MARITIMES_2_NEISO | MARITIMES | NEISO | Internal | Shoulder | B14 | 900 | 99999 | 1400 | 61.43 | 61.44 | 0.01 | 0
2020 | MARITIMES_2_NEISO | MARITIMES | NEISO | Internal | Shoulder | B15 | 1203 | 99999 | 426.43 | 61.43 | 61.44 | 0.01 | 0
2020 | MARITIMES_2_NEISO | MARITIMES | NEISO | Internal | Summer | B1 | 10 | 99999 | 1400.1 | 127.74 | 127.75 | 0.01 | 0
2020 | MARITIMES_2_NEISO | MARITIMES | NEISO | Internal | Summer | B2 | 25 | 99999 | 1400.1 | 113.02 | 113.03 | 0.01 | 0
2020 | MARITIMES_2_NEISO | MARITIMES | NEISO | Internal | Summer | B3 | 75 | 99999 | 1400.1 | 88.66 | 88.67 | 0.01 | 0
2020 | MARITIMES_2_NEISO | MARITIMES | NEISO | Internal | Summer | B4 | 100 | 99999 | 1400 | 82.43 | 82.44 | 0.01 | 0
2020 | MARITIMES_2_NEISO | MARITIMES | NEISO | Internal | Summer | B5 | 200 | 99999 | 1400 | 80.44 | 80.45 | 0.01 | 0
2020 | MARITIMES_2_NEISO | MARITIMES | NEISO | Internal | Summer | B6 | 300 | 99999 | 1400 | 67.18 | 67.2 | 0.01 | 0
2020 | MARITIMES_2_NEISO | MARITIMES | NEISO | Internal | Summer | B7 | 400 | 99999 | 1400 | 58.54 | 58.56 | 0.01 | 0
2020 | MARITIMES_2_NEISO | MARITIMES | NEISO | Internal | Summer | B8 | 500 | 99999 | 1400 | 58.54 | 58.56 | 0.01 | 0
2020 | MARITIMES_2_NEISO | MARITIMES | NEISO | Internal | Summer | B9 | 800 | 99999 | 1400 | 58.54 | 58.56 | 0.01 | 0
2020 | MARITIMES_2_NEISO | MARITIMES | NEISO | Internal | Summer | B10 | 1262 | 99999 | 236.13 | 58.54 | 58.56 | 0.01 | 0
2020 | MARITIMES_2_NEISO | MARITIMES | NEISO | Internal | Winter | B16 | 25 | 99999 | 1400 | 70.87 | 70.88 | 0.01 | 0
2020 | MARITIMES_2_NEISO | MARITIMES | NEISO | Internal | Winter | B17 | 100 | 99999 | 1400 | 69.79 | 69.8 | 0.01 | 0
2020 | MARITIMES_2_NEISO | MARITIMES | NEISO | Internal | Winter | B18 | 400 | 99999 | 1400 | 69.02 | 69.03 | 0.01 | 0
2020 | MARITIMES_2_NEISO | MARITIMES | NEISO | Internal | Winter | B19 | 700 | 99999 | 1400 | 69.02 | 69.03 | 0.01 | 0
2020 | MARITIMES_2_NEISO | MARITIMES | NEISO | Internal | Winter | B20 | 935 | 99999 | 475.94 | 69.02 | 69.03 | 0.01 | 0
2020 | MISO_IN_2_MISO_MI | MISO_IN | MISO_MI | Internal | Shoulder | B11 | 25 | 5000 | 0 | 85.07 | 85.06 | 0.01 | 0
2020 | MISO_IN_2_MISO_MI | MISO_IN | MISO_MI | Internal | Shoulder | B12 | 200 | 5000 | 2900.66 | 71.58 | 71.59 | 0.01 | 0
2020 | MISO_IN_2_MISO_MI | MISO_IN | MISO_MI | Internal | Shoulder | B13 | 600 | 5000 | 4292.88 | 68.05 | 68.06 | 0.01 | 0
2020 | MISO_IN_2_MISO_MI | MISO_IN | MISO_MI | Internal | Shoulder | B14 | 900 | 5000 | 4445.02 | 64.53 | 64.54 | 0.01 | 0
2020 | MISO_IN_2_MISO_MI | MISO_IN | MISO_MI | Internal | Shoulder | B15 | 1203 | 5000 | 3984.62 | 61.52 | 61.53 | 0.01 | 0
2020 | MISO_IN_2_MISO_MI | MISO_IN | MISO_MI | Internal | Summer | B1 | 10 | 5000 | 4432.03 | 106.99 | 107 | 0.01 | 0
2020 | MISO_IN_2_MISO_MI | MISO_IN | MISO_MI | Internal | Summer | B2 | 25 | 5000 | 1900.13 | 105.41 | 105.43 | 0.01 | 0
2020 | MISO_IN_2_MISO_MI | MISO_IN | MISO_MI | Internal | Summer | B3 | 75 | 5000 | 2313.91 | 100.88 | 100.89 | 0.01 | 0
2020 | MISO_IN_2_MISO_MI | MISO_IN | MISO_MI | Internal | Summer | B4 | 100 | 5000 | 2380.65 | 99.73 | 99.74 | 0.01 | 0
2020 | MISO_IN_2_MISO_MI | MISO_IN | MISO_MI | Internal | Summer | B5 | 200 | 5000 | 1953.48 | 97.03 | 97.04 | 0.01 | 0
2020 | MISO_IN_2_MISO_MI | MISO_IN | MISO_MI | Internal | Summer | B6 | 300 | 5000 | 2237.85 | 83.31 | 83.32 | 0.01 | 0
2020 | MISO_IN_2_MISO_MI | MISO_IN | MISO_MI | Internal | Summer | B7 | 400 | 5000 | 3248.32 | 70.01 | 70.02 | 0.01 | 0
2020 | MISO_IN_2_MISO_MI | MISO_IN | MISO_MI | Internal | Summer | B8 | 500 | 5000 | 3238.19 | 63.56 | 63.57 | 0.01 | 0
2020 | MISO_IN_2_MISO_MI | MISO_IN | MISO_MI | Internal | Summer | B9 | 800 | 5000 | 4354.6 | 61.19 | 61.2 | 0.01 | 0
2020 | MISO_IN_2_MISO_MI | MISO_IN | MISO_MI | Internal | Summer | B10 | 1262 | 5000 | 5202.43 | 60.69 | 60.71 | 0.01 | 0.01
2020 | MISO_IN_2_MISO_MI | MISO_IN | MISO_MI | Internal | Winter | B16 | 25 | 5000 | 0 | 86.97 | 86.96 | 0.01 | 0
2020 | MISO_IN_2_MISO_MI | MISO_IN | MISO_MI | Internal | Winter | B17 | 100 | 5000 | 3058.31 | 76.16 | 76.17 | 0.01 | 0
2020 | MISO_IN_2_MISO_MI | MISO_IN | MISO_MI | Internal | Winter | B18 | 400 | 5000 | 3116.13 | 70.91 | 70.92 | 0.01 | 0
2020 | MISO_IN_2_MISO_MI | MISO_IN | MISO_MI | Internal | Winter | B19 | 700 | 5000 | 5085.57 | 67.36 | 67.39 | 0.01 | 0.01
2020 | MISO_IN_2_MISO_MI | MISO_IN | MISO_MI | Internal | Winter | B20 | 935 | 5000 | 5092.16 | 63.03 | 63.06 | 0.01 | 0.01
2020 | MISO_IN_2_MISO_MO-IL | MISO_IN | MISO_MO-IL | Internal | Shoulder | B11 | 25 | 5000 | 5000 | 85.07 | 85.28 | 0.01 | 0.2
2020 | MISO_IN_2_MISO_MO-IL | MISO_IN | MISO_MO-IL | Internal | Shoulder | B12 | 200 | 5000 | 2086.98 | 71.58 | 71.59 | 0.01 | 0
2020 | MISO_IN_2_MISO_MO-IL | MISO_IN | MISO_MO-IL | Internal | Shoulder | B13 | 600 | 5000 | 1577.33 | 68.05 | 68.06 | 0.01 | 0
2020 | MISO_IN_2_MISO_MO-IL | MISO_IN | MISO_MO-IL | Internal | Shoulder | B14 | 900 | 5000 | 1843.97 | 64.53 | 64.54 | 0.01 | 0
2020 | MISO_IN_2_MISO_MO-IL | MISO_IN | MISO_MO-IL | Internal | Shoulder | B15 | 1203 | 5000 | 2948.83 | 61.52 | 61.53 | 0.01 | 0
2020 | MISO_IN_2_MISO_MO-IL | MISO_IN | MISO_MO-IL | Internal | Summer | B1 | 10 | 5000 | 468.13 | 106.99 | 107 | 0.01 | 0
2020 | MISO_IN_2_MISO_MO-IL | MISO_IN | MISO_MO-IL | Internal | Summer | B2 | 25 | 5000 | 5000 | 105.41 | 105.89 | 0.01 | 0.46
2020 | MISO_IN_2_MISO_MO-IL | MISO_IN | MISO_MO-IL | Internal | Summer | B3 | 75 | 5000 | 5000 | 100.88 | 101.78 | 0.01 | 0.89
2020 | MISO_IN_2_MISO_MO-IL | MISO_IN | MISO_MO-IL | Internal | Summer | B4 | 100 | 5000 | 5000 | 99.73 | 100.4 | 0.01 | 0.66
2020 | MISO_IN_2_MISO_MO-IL | MISO_IN | MISO_MO-IL | Internal | Summer | B5 | 200 | 5000 | 5000 | 97.03 | 97.7 | 0.01 | 0.66
2020 | MISO_IN_2_MISO_MO-IL | MISO_IN | MISO_MO-IL | Internal | Summer | B6 | 300 | 5000 | 5000 | 83.31 | 83.97 | 0.01 | 0.66
2020 | MISO_IN_2_MISO_MO-IL | MISO_IN | MISO_MO-IL | Internal | Summer | B7 | 400 | 5000 | 5000 | 70.01 | 70.67 | 0.01 | 0.66
2020 | MISO_IN_2_MISO_MO-IL | MISO_IN | MISO_MO-IL | Internal | Summer | B8 | 500 | 5000 | 5000 | 63.56 | 64.05 | 0.01 | 0.48
2020 | MISO_IN_2_MISO_MO-IL | MISO_IN | MISO_MO-IL | Internal | Summer | B9 | 800 | 5000 | 5719.8 | 61.19 | 62.58 | 0.01 | 1.38
2020 | MISO_IN_2_MISO_MO-IL | MISO_IN | MISO_MO-IL | Internal | Summer | B10 | 1262 | 5000 | 5000 | 60.69 | 61.64 | 0.01 | 0.95
2020 | MISO_IN_2_MISO_MO-IL | MISO_IN | MISO_MO-IL | Internal | Winter | B16 | 25 | 5000 | 0 | 86.97 | 86.96 | 0.01 | 0
2020 | MISO_IN_2_MISO_MO-IL | MISO_IN | MISO_MO-IL | Internal | Winter | B17 | 100 | 5000 | 0 | 76.16 | 76.15 | 0.01 | 0
2020 | MISO_IN_2_MISO_MO-IL | MISO_IN | MISO_MO-IL | Internal | Winter | B18 | 400 | 5000 | 0 | 70.91 | 70.89 | 0.01 | 0
2020 | MISO_IN_2_MISO_MO-IL | MISO_IN | MISO_MO-IL | Internal | Winter | B19 | 700 | 5000 | 3559.46 | 67.36 | 67.38 | 0.01 | 0
2020 | MISO_IN_2_MISO_MO-IL | MISO_IN | MISO_MO-IL | Internal | Winter | B20 | 935 | 5000 | 5000 | 63.03 | 63.17 | 0.01 | 0.13
2020 | MISO_IN_2_NonRTO_Midwest | MISO_IN | NonRTO_Midwest | Internal | Shoulder | B11 | 25 | 4800 | 1446.23 | 85.07 | 93.07 | 8 | 0
2020 | MISO_IN_2_NonRTO_Midwest | MISO_IN | NonRTO_Midwest | Internal | Shoulder | B12 | 200 | 4800 | 1027.34 | 71.58 | 79.58 | 8 | 0
2020 | MISO_IN_2_NonRTO_Midwest | MISO_IN | NonRTO_Midwest | Internal | Shoulder | B13 | 600 | 4800 | 484.47 | 68.05 | 76.05 | 8 | 0
2020 | MISO_IN_2_NonRTO_Midwest | MISO_IN | NonRTO_Midwest | Internal | Shoulder | B14 | 900 | 4800 | 92.86 | 64.53 | 72.53 | 8 | 0
2020 | MISO_IN_2_NonRTO_Midwest | MISO_IN | NonRTO_Midwest | Internal | Shoulder | B15 | 1203 | 4800 | 0 | 61.52 | 65.51 | 8 | 0
2020 | MISO_IN_2_NonRTO_Midwest | MISO_IN | NonRTO_Midwest | Internal | Summer | B1 | 10 | 4800 | 0 | 106.99 | 108.34 | 8 | 0
2020 | MISO_IN_2_NonRTO_Midwest | MISO_IN | NonRTO_Midwest | Internal | Summer | B2 | 25 | 4800 | 0 | 105.41 | 108.34 | 8 | 0
2020 | MISO_IN_2_NonRTO_Midwest | MISO_IN | NonRTO_Midwest | Internal | Summer | B3 | 75 | 4800 | 0 | 100.88 | 108.34 | 8 | 0
2020 | MISO_IN_2_NonRTO_Midwest | MISO_IN | NonRTO_Midwest | Internal | Summer | B4 | 100 | 4800 | 1706.77 | 99.73 | 107.73 | 8 | 0
2020 | MISO_IN_2_NonRTO_Midwest | MISO_IN | NonRTO_Midwest | Internal | Summer | B5 | 200 | 4800 | 1402.08 | 97.03 | 105.03 | 8 | 0
2020 | MISO_IN_2_NonRTO_Midwest | MISO_IN | NonRTO_Midwest | Internal | Summer | B6 | 300 | 4800 | 929.1 | 83.31 | 91.31 | 8 | 0
2020 | MISO_IN_2_NonRTO_Midwest | MISO_IN | NonRTO_Midwest | Internal | Summer | B7 | 400 | 4800 | 358.38 | 70.01 | 78.01 | 8 | 0
2020 | MISO_IN_2_NonRTO_Midwest | MISO_IN | NonRTO_Midwest | Internal | Summer | B8 | 500 | 4800 | 0 | 63.56 | 66.02 | 8 | 0
2020 | MISO_IN_2_NonRTO_Midwest | MISO_IN | NonRTO_Midwest | Internal | Summer | B9 | 800 | 4800 | 0 | 61.19 | 65.83 | 8 | 0
2020 | MISO_IN_2_NonRTO_Midwest | MISO_IN | NonRTO_Midwest | Internal | Summer | B10 | 1262 | 4800 | 0 | 60.69 | 63.1 | 8 | 0
2020 | MISO_IN_2_NonRTO_Midwest | MISO_IN | NonRTO_Midwest | Internal | Winter | B16 | 25 | 4800 | 3368.09 | 86.97 | 94.97 | 8 | 0
2020 | MISO_IN_2_NonRTO_Midwest | MISO_IN | NonRTO_Midwest | Internal | Winter | B17 | 100 | 4800 | 2373.07 | 76.16 | 84.16 | 8 | 0
2020 | MISO_IN_2_NonRTO_Midwest | MISO_IN | NonRTO_Midwest | Internal | Winter | B18 | 400 | 4800 | 1529.14 | 70.91 | 78.91 | 8 | 0
2020 | MISO_IN_2_NonRTO_Midwest | MISO_IN | NonRTO_Midwest | Internal | Winter | B19 | 700 | 4800 | 873.09 | 67.36 | 75.36 | 8 | 0
2020 | MISO_IN_2_NonRTO_Midwest | MISO_IN | NonRTO_Midwest | Internal | Winter | B20 | 935 | 4800 | 0 | 63.03 | 67.76 | 8 | 0
2020 | MISO_IN_2_PJM_ROR | MISO_IN | PJM_ROR | Internal | Shoulder | B11 | 25 | 992 | 565.53 | 85.07 | 87.07 | 2 | 0
2020 | MISO_IN_2_PJM_ROR | MISO_IN | PJM_ROR | Internal | Shoulder | B12 | 200 | 992 | 992 | 71.58 | 73.59 | 2 | 0.01
2020 | MISO_IN_2_PJM_ROR | MISO_IN | PJM_ROR | Internal | Shoulder | B13 | 600 | 992 | 913.65 | 68.05 | 70.05 | 2 | 0
2020 | MISO_IN_2_PJM_ROR | MISO_IN | PJM_ROR | Internal | Shoulder | B14 | 900 | 992 | 992 | 64.53 | 66.54 | 2 | 0.01
2020 | MISO_IN_2_PJM_ROR | MISO_IN | PJM_ROR | Internal | Shoulder | B15 | 1203 | 992 | 0 | 61.52 | 63.5 | 2 | 0
2020 | MISO_IN_2_PJM_ROR | MISO_IN | PJM_ROR | Internal | Summer | B1 | 10 | 992 | 4887.12 | 106.99 | 109.46 | 2 | 0.47
2020 | MISO_IN_2_PJM_ROR | MISO_IN | PJM_ROR | Internal | Summer | B2 | 25 | 992 | 1842.98 | 105.41 | 107.89 | 2 | 0.47
2020 | MISO_IN_2_PJM_ROR | MISO_IN | PJM_ROR | Internal | Summer | B3 | 75 | 992 | 992 | 100.88 | 102.89 | 2 | 0.01
2020 | MISO_IN_2_PJM_ROR | MISO_IN | PJM_ROR | Internal | Summer | B4 | 100 | 992 | 0 | 99.73 | 101.03 | 2 | 0
2020 | MISO_IN_2_PJM_ROR | MISO_IN | PJM_ROR | Internal | Summer | B5 | 200 | 992 | 992 | 97.03 | 99.04 | 2 | 0.01
2020 | MISO_IN_2_PJM_ROR | MISO_IN | PJM_ROR | Internal | Summer | B6 | 300 | 992 | 2076.09 | 83.31 | 85.78 | 2 | 0.47
2020 | MISO_IN_2_PJM_ROR | MISO_IN | PJM_ROR | Internal | Summer | B7 | 400 | 992 | 2710.5 | 70.01 | 72.48 | 2 | 0.47
2020 | MISO_IN_2_PJM_ROR | MISO_IN | PJM_ROR | Internal | Summer | B8 | 500 | 992 | 2561.22 | 63.56 | 66.03 | 2 | 0.47
2020 | MISO_IN_2_PJM_ROR | MISO_IN | PJM_ROR | Internal | Summer | B9 | 800 | 992 | 0 | 61.19 | 62.83 | 2 | 0
2020 | MISO_IN_2_PJM_ROR | MISO_IN | PJM_ROR | Internal | Summer | B10 | 1262 | 992 | 0 | 60.69 | 60.93 | 2 | 0
2020 | MISO_IN_2_PJM_ROR | MISO_IN | PJM_ROR | Internal | Winter | B16 | 25 | 992 | 8755.48 | 86.97 | 89.44 | 2 | 0.47
2020 | MISO_IN_2_PJM_ROR | MISO_IN | PJM_ROR | Internal | Winter | B17 | 100 | 992 | 6046.32 | 76.16 | 78.63 | 2 | 0.47
2020 | MISO_IN_2_PJM_ROR | MISO_IN | PJM_ROR | Internal | Winter | B18 | 400 | 992 | 7023.98 | 70.91 | 73.38 | 2 | 0.47
2020 | MISO_IN_2_PJM_ROR | MISO_IN | PJM_ROR | Internal | Winter | B19 | 700 | 992 | 2170.23 | 67.36 | 69.84 | 2 | 0.47
2020 | MISO_IN_2_PJM_ROR | MISO_IN | PJM_ROR | Internal | Winter | B20 | 935 | 992 | 992 | 63.03 | 65.3 | 2 | 0.27
2020 | MISO_MI_2_MISO_IN | MISO_MI | MISO_IN | Internal | Shoulder | B11 | 25 | 2045 | 664.89 | 85.06 | 85.07 | 0.01 | 0
2020 | MISO_MI_2_MISO_IN | MISO_MI | MISO_IN | Internal | Shoulder | B12 | 200 | 2045 | 0 | 71.59 | 71.58 | 0.01 | 0
2020 | MISO_MI_2_MISO_IN | MISO_MI | MISO_IN | Internal | Shoulder | B13 | 600 | 2045 | 0 | 68.06 | 68.05 | 0.01 | 0
2020 | MISO_MI_2_MISO_IN | MISO_MI | MISO_IN | Internal | Shoulder | B14 | 900 | 2045 | 0 | 64.54 | 64.53 | 0.01 | 0
2020 | MISO_MI_2_MISO_IN | MISO_MI | MISO_IN | Internal | Shoulder | B15 | 1203 | 2045 | 0 | 61.53 | 61.52 | 0.01 | 0
2020 | MISO_MI_2_MISO_IN | MISO_MI | MISO_IN | Internal | Summer | B1 | 10 | 2045 | 0 | 107 | 106.99 | 0.01 | 0
2020 | MISO_MI_2_MISO_IN | MISO_MI | MISO_IN | Internal | Summer | B2 | 25 | 2045 | 0 | 105.43 | 105.41 | 0.01 | 0
2020 | MISO_MI_2_MISO_IN | MISO_MI | MISO_IN | Internal | Summer | B3 | 75 | 2045 | 0 | 100.89 | 100.88 | 0.01 | 0
2020 | MISO_MI_2_MISO_IN | MISO_MI | MISO_IN | Internal | Summer | B4 | 100 | 2045 | 0 | 99.74 | 99.73 | 0.01 | 0
2020 | MISO_MI_2_MISO_IN | MISO_MI | MISO_IN | Internal | Summer | B5 | 200 | 2045 | 0 | 97.04 | 97.03 | 0.01 | 0
2020 | MISO_MI_2_MISO_IN | MISO_MI | MISO_IN | Internal | Summer | B6 | 300 | 2045 | 0 | 83.32 | 83.31 | 0.01 | 0
2020 | MISO_MI_2_MISO_IN | MISO_MI | MISO_IN | Internal | Summer | B7 | 400 | 2045 | 0 | 70.02 | 70.01 | 0.01 | 0
2020 | MISO_MI_2_MISO_IN | MISO_MI | MISO_IN | Internal | Summer | B8 | 500 | 2045 | 0 | 63.57 | 63.56 | 0.01 | 0
2020 | MISO_MI_2_MISO_IN | MISO_MI | MISO_IN | Internal | Summer | B9 | 800 | 2045 | 0 | 61.2 | 61.19 | 0.01 | 0
2020 | MISO_MI_2_MISO_IN | MISO_MI | MISO_IN | Internal | Summer | B10 | 1262 | 2045 | 0 | 60.71 | 60.69 | 0.01 | 0
2020 | MISO_MI_2_MISO_IN | MISO_MI | MISO_IN | Internal | Winter | B16 | 25 | 2045 | 735.5 | 86.96 | 86.97 | 0.01 | 0
2020 | MISO_MI_2_MISO_IN | MISO_MI | MISO_IN | Internal | Winter | B17 | 100 | 2045 | 0 | 76.17 | 76.16 | 0.01 | 0
2020 | MISO_MI_2_MISO_IN | MISO_MI | MISO_IN | Internal | Winter | B18 | 400 | 2045 | 0 | 70.92 | 70.91 | 0.01 | 0
2020 | MISO_MI_2_MISO_IN | MISO_MI | MISO_IN | Internal | Winter | B19 | 700 | 2045 | 0 | 67.39 | 67.36 | 0.01 | 0
2020 | MISO_MI_2_MISO_IN | MISO_MI | MISO_IN | Internal | Winter | B20 | 935 | 2045 | 0 | 63.06 | 63.03 | 0.01 | 0
2020 | MISO_MI_2_MISO_WUMS | MISO_MI | MISO_WUMS | Internal | Shoulder | B11 | 25 | 117 | 59.25 | 85.06 | 85.07 | 0.01 | 0
2020 | MISO_MI_2_MISO_WUMS | MISO_MI | MISO_WUMS | Internal | Shoulder | B12 | 200 | 117 | 0 | 71.59 | 71.58 | 0.01 | 0
2020 | MISO_MI_2_MISO_WUMS | MISO_MI | MISO_WUMS | Internal | Shoulder | B13 | 600 | 117 | 0 | 68.06 | 68.05 | 0.01 | 0
2020 | MISO_MI_2_MISO_WUMS | MISO_MI | MISO_WUMS | Internal | Shoulder | B14 | 900 | 117 | 0 | 64.54 | 64.54 | 0.01 | 0
2020 | MISO_MI_2_MISO_WUMS | MISO_MI | MISO_WUMS | Internal | Shoulder | B15 | 1203 | 117 | 0 | 61.53 | 61.53 | 0.01 | 0
2020 | MISO_MI_2_MISO_WUMS | MISO_MI | MISO_WUMS | Internal | Summer | B1 | 10 | 117 | 0 | 107 | 105.91 | 0.01 | 0
2020 | MISO_MI_2_MISO_WUMS | MISO_MI | MISO_WUMS | Internal | Summer | B2 | 25 | 117 | 0 | 105.43 | 104.9 | 0.01 | 0
2020 | MISO_MI_2_MISO_WUMS | MISO_MI | MISO_WUMS | Internal | Summer | B3 | 75 | 117 | 0 | 100.89 | 100.89 | 0.01 | 0
2020 | MISO_MI_2_MISO_WUMS | MISO_MI | MISO_WUMS | Internal | Summer | B4 | 100 | 117 | 0 | 99.74 | 99.03 | 0.01 | 0
2020 | MISO_MI_2_MISO_WUMS | MISO_MI | MISO_WUMS | Internal | Summer | B5 | 200 | 117 | 0 | 97.04 | 97.04 | 0.01 | 0
2020 | MISO_MI_2_MISO_WUMS | MISO_MI | MISO_WUMS | Internal | Summer | B6 | 300 | 117 | 0 | 83.32 | 82.61 | 0.01 | 0
2020 | MISO_MI_2_MISO_WUMS | MISO_MI | MISO_WUMS | Internal | Summer | B7 | 400 | 117 | 117 | 70.02 | 70.48 | 0.01 | 0.45
2020 | MISO_MI_2_MISO_WUMS | MISO_MI | MISO_WUMS | Internal | Summer | B8 | 500 | 117 | 117 | 63.57 | 64.03 | 0.01 | 0.45
2020 | MISO_MI_2_MISO_WUMS | MISO_MI | MISO_WUMS | Internal | Summer | B9 | 800 | 117 | 117 | 61.2 | 61.24 | 0.01 | 0.02
2020 | MISO_MI_2_MISO_WUMS | MISO_MI | MISO_WUMS | Internal | Summer | B10 | 1262 | 117 | 117 | 60.71 | 60.74 | 0.01 | 0.02
2020 | MISO_MI_2_MISO_WUMS | MISO_MI | MISO_WUMS | Internal | Winter | B16 | 25 | 117 | 0 | 86.96 | 86.9 | 0.01 | 0
2020 | MISO_MI_2_MISO_WUMS | MISO_MI | MISO_WUMS | Internal | Winter | B17 | 100 | 117 | 0 | 76.17 | 75.08 | 0.01 | 0
2020 | MISO_MI_2_MISO_WUMS | MISO_MI | MISO_WUMS | Internal | Winter | B18 | 400 | 117 | 0 | 70.92 | 70.84 | 0.01 | 0
2020 | MISO_MI_2_MISO_WUMS | MISO_MI | MISO_WUMS | Internal | Winter | B19 | 700 | 117 | 0 | 67.39 | 67.38 | 0.01 | 0
2020 | MISO_MI_2_MISO_WUMS | MISO_MI | MISO_WUMS | Internal | Winter | B20 | 935 | 117 | 117 | 63.06 | 63.2 | 0.01 | 0.13
2020 | MISO_MI_2_PJM_ROR | MISO_MI | PJM_ROR | Internal | Shoulder | B11 | 25 | 1424 | 1424 | 85.06 | 87.07 | 2 | 0.01
2020 | MISO_MI_2_PJM_ROR | MISO_MI | PJM_ROR | Internal | Shoulder | B12 | 200 | 1424 | 153.1 | 71.59 | 73.59 | 2 | 0
2020 | MISO_MI_2_PJM_ROR | MISO_MI | PJM_ROR | Internal | Shoulder | B13 | 600 | 1424 | 0 | 68.06 | 70.05 | 2 | 0
2020 | MISO_MI_2_PJM_ROR | MISO_MI | PJM_ROR | Internal | Shoulder | B14 | 900 | 1424 | 102.62 | 64.54 | 66.54 | 2 | 0
2020 | MISO_MI_2_PJM_ROR | MISO_MI | PJM_ROR | Internal | Shoulder | B15 | 1203 | 1424 | 0 | 61.53 | 63.5 | 2 | 0
2020 | MISO_MI_2_PJM_ROR | MISO_MI | PJM_ROR | Internal | Summer | B1 | 10 | 1424 | 1424 | 107 | 109.46 | 2 | 0.46
2020 | MISO_MI_2_PJM_ROR | MISO_MI | PJM_ROR | Internal | Summer | B2 | 25 | 1424 | 1424 | 105.43 | 107.89 | 2 | 0.46
2020 | MISO_MI_2_PJM_ROR | MISO_MI | PJM_ROR | Internal | Summer | B3 | 75 | 1424 | 337 | 100.89 | 102.89 | 2 | 0
2020 | MISO_MI_2_PJM_ROR | MISO_MI | PJM_ROR | Internal | Summer | B4 | 100 | 1424 | 0 | 99.74 | 101.03 | 2 | 0
2020 | MISO_MI_2_PJM_ROR | MISO_MI | PJM_ROR | Internal | Summer | B5 | 200 | 1424 | 1202.01 | 97.04 | 99.04 | 2 | 0
2020 | MISO_MI_2_PJM_ROR | MISO_MI | PJM_ROR | Internal | Summer | B6 | 300 | 1424 | 1424 | 83.32 | 85.78 | 2 | 0.46
2020 | MISO_MI_2_PJM_ROR | MISO_MI | PJM_ROR | Internal | Summer | B7 | 400 | 1424 | 1424 | 70.02 | 72.48 | 2 | 0.46
2020 | MISO_MI_2_PJM_ROR | MISO_MI | PJM_ROR | Internal | Summer | B8 | 500 | 1424 | 1424 | 63.57 | 66.03 | 2 | 0.46
2020 | MISO_MI_2_PJM_ROR | MISO_MI | PJM_ROR | Internal | Summer | B9 | 800 | 1424 | 0 | 61.2 | 62.83 | 2 | 0
2020 | MISO_MI_2_PJM_ROR | MISO_MI | PJM_ROR | Internal | Summer | B10 | 1262 | 1424 | 0 | 60.71 | 60.93 | 2 | 0
2020 | MISO_MI_2_PJM_ROR | MISO_MI | PJM_ROR | Internal | Winter | B16 | 25 | 1424 | 1424 | 86.96 | 89.44 | 2 | 0.48
2020 | MISO_MI_2_PJM_ROR | MISO_MI | PJM_ROR | Internal | Winter | B17 | 100 | 1424 | 1424 | 76.17 | 78.63 | 2 | 0.46
2020 | MISO_MI_2_PJM_ROR | MISO_MI | PJM_ROR | Internal | Winter | B18 | 400 | 1424 | 1424 | 70.92 | 73.38 | 2 | 0.46
2020 | MISO_MI_2_PJM_ROR | MISO_MI | PJM_ROR | Internal | Winter | B19 | 700 | 1424 | 1424 | 67.39 | 69.84 | 2 | 0.45
2020 | MISO_MI_2_PJM_ROR | MISO_MI | PJM_ROR | Internal | Winter | B20 | 935 | 1424 | 1424 | 63.06 | 65.3 | 2 | 0.25
2020 | MISO_MO-IL_2_ENT | MISO_MO-IL | ENT | Internal | Shoulder | B11 | 25 | 2540 | 0 | 85.28 | 87.44 | 8 | 0
2020 | MISO_MO-IL_2_ENT | MISO_MO-IL | ENT | Internal | Shoulder | B12 | 200 | 2540 | 0 | 71.59 | 68.65 | 8 | 0
2020 | MISO_MO-IL_2_ENT | MISO_MO-IL | ENT | Internal | Shoulder | B13 | 600 | 2540 | 0 | 68.06 | 67.69 | 8 | 0
2020 | MISO_MO-IL_2_ENT | MISO_MO-IL | ENT | Internal | Shoulder | B14 | 900 | 2540 | 0 | 64.54 | 65.43 | 8 | 0
2020 | MISO_MO-IL_2_ENT | MISO_MO-IL | ENT | Internal | Shoulder | B15 | 1203 | 2540 | 0 | 61.53 | 62 | 8 | 0
2020 | MISO_MO-IL_2_ENT | MISO_MO-IL | ENT | Internal | Summer | B1 | 10 | 2540 | 0 | 107 | 105.04 | 8 | 0
2020 | MISO_MO-IL_2_ENT | MISO_MO-IL | ENT | Internal | Summer | B2 | 25 | 2540 | 0 | 105.89 | 105.83 | 8 | 0
2020 | MISO_MO-IL_2_ENT | MISO_MO-IL | ENT | Internal | Summer | B3 | 75 | 2540 | 0 | 101.78 | 104 | 8 | 0
2020 | MISO_MO-IL_2_ENT | MISO_MO-IL | ENT | Internal | Summer | B4 | 100 | 2540 | 0 | 100.4 | 104 | 8 | 0
2020 | MISO_MO-IL_2_ENT | MISO_MO-IL | ENT | Internal | Summer | B5 | 200 | 2540 | 0 | 97.7 | 101.79 | 8 | 0
2020 | MISO_MO-IL_2_ENT | MISO_MO-IL | ENT | Internal | Summer | B6 | 300 | 2540 | 0 | 83.97 | 89.75 | 8 | 0
2020 | MISO_MO-IL_2_ENT | MISO_MO-IL | ENT | Internal | Summer | B7 | 400 | 2540 | 0 | 70.67 | 75.57 | 8 | 0
2020 | MISO_MO-IL_2_ENT | MISO_MO-IL | ENT | Internal | Summer | B8 | 500 | 2540 | 0 | 64.05 | 68.72 | 8 | 0
2020 | MISO_MO-IL_2_ENT | MISO_MO-IL | ENT | Internal | Summer | B9 | 800 | 2540 | 0 | 62.58 | 66.82 | 8 | 0
2020 | MISO_MO-IL_2_ENT | MISO_MO-IL | ENT | Internal | Summer | B10 | 1262 | 2540 | 0 | 61.64 | 64.11 | 8 | 0
2020 | MISO_MO-IL_2_ENT | MISO_MO-IL | ENT | Internal | Winter | B16 | 25 | 2540 | 0 | 86.96 | 86.1 | 8 | 0
2020 | MISO_MO-IL_2_ENT | MISO_MO-IL | ENT | Internal | Winter | B17 | 100 | 2540 | 0 | 76.15 | 71.34 | 8 | 0
2020 | MISO_MO-IL_2_ENT | MISO_MO-IL | ENT | Internal | Winter | B18 | 400 | 2540 | 0 | 70.89 | 70.4 | 8 | 0
2020 | MISO_MO-IL_2_ENT | MISO_MO-IL | ENT | Internal | Winter | B19 | 700 | 2540 | 0 | 67.38 | 68.27 | 8 | 0
2020 | MISO_MO-IL_2_ENT | MISO_MO-IL | ENT | Internal | Winter | B20 | 935 | 2540 | 0 | 63.17 | 65.87 | 8 | 0
2020 | MISO_MO-IL_2_MISO_IN | MISO_MO-IL | MISO_IN | Internal | Shoulder | B11 | 25 | 2100 | 0 | 85.28 | 85.07 | 0.01 | 0
2020 | MISO_MO-IL_2_MISO_IN | MISO_MO-IL | MISO_IN | Internal | Shoulder | B12 | 200 | 2100 | 0 | 71.59 | 71.58 | 0.01 | 0
2020 | MISO_MO-IL_2_MISO_IN | MISO_MO-IL | MISO_IN | Internal | Shoulder | B13 | 600 | 2100 | 0 | 68.06 | 68.05 | 0.01 | 0
2020 | MISO_MO-IL_2_MISO_IN | MISO_MO-IL | MISO_IN | Internal | Shoulder | B14 | 900 | 2100 | 0 | 64.54 | 64.53 | 0.01 | 0
2020 | MISO_MO-IL_2_MISO_IN | MISO_MO-IL | MISO_IN | Internal | Shoulder | B15 | 1203 | 2100 | 0 | 61.53 | 61.52 | 0.01 | 0
2020 | MISO_MO-IL_2_MISO_IN | MISO_MO-IL | MISO_IN | Internal | Summer | B1 | 10 | 2100 | 0 | 107 | 106.99 | 0.01 | 0
2020 | MISO_MO-IL_2_MISO_IN | MISO_MO-IL | MISO_IN | Internal | Summer | B2 | 25 | 2100 | 0 | 105.89 | 105.41 | 0.01 | 0
2020 | MISO_MO-IL_2_MISO_IN | MISO_MO-IL | MISO_IN | Internal | Summer | B3 | 75 | 2100 | 0 | 101.78 | 100.88 | 0.01 | 0
2020 | MISO_MO-IL_2_MISO_IN | MISO_MO-IL | MISO_IN | Internal | Summer | B4 | 100 | 2100 | 0 | 100.4 | 99.73 | 0.01 | 0
2020 | MISO_MO-IL_2_MISO_IN | MISO_MO-IL | MISO_IN | Internal | Summer | B5 | 200 | 2100 | 0 | 97.7 | 97.03 | 0.01 | 0
2020 | MISO_MO-IL_2_MISO_IN | MISO_MO-IL | MISO_IN | Internal | Summer | B6 | 300 | 2100 | 0 | 83.97 | 83.31 | 0.01 | 0
2020 | MISO_MO-IL_2_MISO_IN | MISO_MO-IL | MISO_IN | Internal | Summer | B7 | 400 | 2100 | 0 | 70.67 | 70.01 | 0.01 | 0
2020 | MISO_MO-IL_2_MISO_IN | MISO_MO-IL | MISO_IN | Internal | Summer | B8 | 500 | 2100 | 0 | 64.05 | 63.56 | 0.01 | 0
2020 | MISO_MO-IL_2_MISO_IN | MISO_MO-IL | MISO_IN | Internal | Summer | B9 | 800 | 2100 | 0 | 62.58 | 61.19 | 0.01 | 0
2020 | MISO_MO-IL_2_MISO_IN | MISO_MO-IL | MISO_IN | Internal | Summer | B10 | 1262 | 2100 | 0 | 61.64 | 60.69 | 0.01 | 0
2020 | MISO_MO-IL_2_MISO_IN | MISO_MO-IL | MISO_IN | Internal | Winter | B16 | 25 | 2100 | 1502.58 | 86.96 | 86.97 | 0.01 | 0
2020 | MISO_MO-IL_2_MISO_IN | MISO_MO-IL | MISO_IN | Internal | Winter | B17 | 100 | 2100 | 805.51 | 76.15 | 76.16 | 0.01 | 0
2020 | MISO_MO-IL_2_MISO_IN | MISO_MO-IL | MISO_IN | Internal | Winter | B18 | 400 | 2100 | 237.48 | 70.89 | 70.91 | 0.01 | 0
2020 | MISO_MO-IL_2_MISO_IN | MISO_MO-IL | MISO_IN | Internal | Winter | B19 | 700 | 2100 | 0 | 67.38 | 67.36 | 0.01 | 0
2020 | MISO_MO-IL_2_MISO_IN | MISO_MO-IL | MISO_IN | Internal | Winter | B20 | 935 | 2100 | 0 | 63.17 | 63.03 | 0.01 | 0
2020 | MISO_MO-IL_2_MISO_W | MISO_MO-IL | MISO_W | Internal | Shoulder | B11 | 25 | 960 | 0 | 85.28 | 85.27 | 0.01 | 0
2020 | MISO_MO-IL_2_MISO_W | MISO_MO-IL | MISO_W | Internal | Shoulder | B12 | 200 | 960 | 0 | 71.59 | 71.58 | 0.01 | 0
2020 | MISO_MO-IL_2_MISO_W | MISO_MO-IL | MISO_W | Internal | Shoulder | B13 | 600 | 960 | 0 | 68.06 | 68.05 | 0.01 | 0
2020 | MISO_MO-IL_2_MISO_W | MISO_MO-IL | MISO_W | Internal | Shoulder | B14 | 900 | 960 | 0 | 64.54 | 64.53 | 0.01 | 0
2020 | MISO_MO-IL_2_MISO_W | MISO_MO-IL | MISO_W | Internal | Shoulder | B15 | 1203 | 960 | 0 | 61.53 | 61.52 | 0.01 | 0
2020 | MISO_MO-IL_2_MISO_W | MISO_MO-IL | MISO_W | Internal | Summer | B1 | 10 | 960 | 0 | 107 | 106.97 | 0.01 | 0
2020 | MISO_MO-IL_2_MISO_W | MISO_MO-IL | MISO_W | Internal | Summer | B2 | 25 | 960 | 0 | 105.89 | 105.87 | 0.01 | 0
2020 | MISO_MO-IL_2_MISO_W | MISO_MO-IL | MISO_W | Internal | Summer | B3 | 75 | 960 | 0 | 101.78 | 101.77 | 0.01 | 0
2020 | MISO_MO-IL_2_MISO_W | MISO_MO-IL | MISO_W | Internal | Summer | B4 | 100 | 960 | 0 | 100.4 | 100.38 | 0.01 | 0
2020 | MISO_MO-IL_2_MISO_W | MISO_MO-IL | MISO_W | Internal | Summer | B5 | 200 | 960 | 0 | 97.7 | 97.69 | 0.01 | 0
2020 | MISO_MO-IL_2_MISO_W | MISO_MO-IL | MISO_W | Internal | Summer | B6 | 300 | 960 | 0 | 83.97 | 83.96 | 0.01 | 0
2020 | MISO_MO-IL_2_MISO_W | MISO_MO-IL | MISO_W | Internal | Summer | B7 | 400 | 960 | 0 | 70.67 | 70.66 | 0.01 | 0
2020 | MISO_MO-IL_2_MISO_W | MISO_MO-IL | MISO_W | Internal | Summer | B8 | 500 | 960 | 0 | 64.05 | 64.04 | 0.01 | 0
2020 | MISO_MO-IL_2_MISO_W | MISO_MO-IL | MISO_W | Internal | Summer | B9 | 800 | 960 | 842.59 | 62.58 | 62.59 | 0.01 | 0
2020 | MISO_MO-IL_2_MISO_W | MISO_MO-IL | MISO_W | Internal | Summer | B10 | 1262 | 960 | 710.14 | 61.64 | 61.66 | 0.01 | 0
2020 | MISO_MO-IL_2_MISO_W | MISO_MO-IL | MISO_W | Internal | Winter | B16 | 25 | 960 | 0 | 86.96 | 86.91 | 0.01 | 0
2020 | MISO_MO-IL_2_MISO_W | MISO_MO-IL | MISO_W | Internal | Winter | B17 | 100 | 960 | 0 | 76.15 | 76.1 | 0.01 | 0
2020 | MISO_MO-IL_2_MISO_W | MISO_MO-IL | MISO_W | Internal | Winter | B18 | 400 | 960 | 0 | 70.89 | 70.85 | 0.01 | 0
2020 | MISO_MO-IL_2_MISO_W | MISO_MO-IL | MISO_W | Internal | Winter | B19 | 700 | 960 | 208.12 | 67.38 | 67.39 | 0.01 | 0
2020 | MISO_MO-IL_2_MISO_W | MISO_MO-IL | MISO_W | Internal | Winter | B20 | 935 | 960 | 929.08 | 63.17 | 63.19 | 0.01 | 0
2020 | MISO_MO-IL_2_PJM_ROR | MISO_MO-IL | PJM_ROR | Internal | Shoulder | B11 | 25 | 1212 | 0 | 85.28 | 87.07 | 2 | 0
2020 | MISO_MO-IL_2_PJM_ROR | MISO_MO-IL | PJM_ROR | Internal | Shoulder | B12 | 200 | 1212 | 157.24 | 71.59 | 73.59 | 2 | 0
2020 | MISO_MO-IL_2_PJM_ROR | MISO_MO-IL | PJM_ROR | Internal | Shoulder | B13 | 600 | 1212 | 0 | 68.06 | 70.05 | 2 | 0
2020 | MISO_MO-IL_2_PJM_ROR | MISO_MO-IL | PJM_ROR | Internal | Shoulder | B14 | 900 | 1212 | 121.32 | 64.54 | 66.54 | 2 | 0
2020 | MISO_MO-IL_2_PJM_ROR | MISO_MO-IL | PJM_ROR | Internal | Shoulder | B15 | 1203 | 1212 | 0 | 61.53 | 63.5 | 2 | 0
2020 | MISO_MO-IL_2_PJM_ROR | MISO_MO-IL | PJM_ROR | Internal | Summer | B1 | 10 | 1212 | 1212 | 107 | 109.46 | 2 | 0.46
2020 | MISO_MO-IL_2_PJM_ROR | MISO_MO-IL | PJM_ROR | Internal | Summer | B2 | 25 | 1212 | 1146.91 | 105.89 | 107.89 | 2 | 0
2020 | MISO_MO-IL_2_PJM_ROR | MISO_MO-IL | PJM_ROR | Internal | Summer | B3 | 75 | 1212 | 0 | 101.78 | 102.89 | 2 | 0
2020 | MISO_MO-IL_2_PJM_ROR | MISO_MO-IL | PJM_ROR | Internal | Summer | B4 | 100 | 1212 | 0 | 100.4 | 101.03 | 2 | 0
2020 | MISO_MO-IL_2_PJM_ROR | MISO_MO-IL | PJM_ROR | Internal | Summer | B5 | 200 | 1212 | 0 | 97.7 | 99.04 | 2 | 0
2020 | MISO_MO-IL_2_PJM_ROR | MISO_MO-IL | PJM_ROR | Internal | Summer | B6 | 300 | 1212 | 0 | 83.97 | 85.78 | 2 | 0
2020 | MISO_MO-IL_2_PJM_ROR | MISO_MO-IL | PJM_ROR | Internal | Summer | B7 | 400 | 1212 | 0 | 70.67 | 72.48 | 2 | 0
2020 | MISO_MO-IL_2_PJM_ROR | MISO_MO-IL | PJM_ROR | Internal | Summer | B8 | 500 | 1212 | 0 | 64.05 | 66.03 | 2 | 0
2020 | MISO_MO-IL_2_PJM_ROR | MISO_MO-IL | PJM_ROR | Internal | Summer | B9 | 800 | 1212 | 0 | 62.58 | 62.83 | 2 | 0
2020 | MISO_MO-IL_2_PJM_ROR | MISO_MO-IL | PJM_ROR | Internal | Summer | B10 | 1262 | 1212 | 0 | 61.64 | 60.93 | 2 | 0
2020 | MISO_MO-IL_2_PJM_ROR | MISO_MO-IL | PJM_ROR | Internal | Winter | B16 | 25 | 1212 | 1212 | 86.96 | 89.44 | 2 | 0.48
2020 | MISO_MO-IL_2_PJM_ROR | MISO_MO-IL | PJM_ROR | Internal | Winter | B17 | 100 | 1212 | 1212 | 76.15 | 78.63 | 2 | 0.48
2020 | MISO_MO-IL_2_PJM_ROR | MISO_MO-IL | PJM_ROR | Internal | Winter | B18 | 400 | 1212 | 1212 | 70.89 | 73.38 | 2 | 0.48
2020 | MISO_MO-IL_2_PJM_ROR | MISO_MO-IL | PJM_ROR | Internal | Winter | B19 | 700 | 1212 | 1212 | 67.38 | 69.84 | 2 | 0.46
2020 | MISO_MO-IL_2_PJM_ROR | MISO_MO-IL | PJM_ROR | Internal | Winter | B20 | 935 | 1212 | 1212 | 63.17 | 65.3 | 2 | 0.13
2020 | MISO_MO-IL_2_TVA_Transmission | MISO_MO-IL | TVA_Transmission | Internal | Shoulder | B11 | 25 | 4000 | 2533.72 | 85.28 | 93.28 | 8 | 0
2020 | MISO_MO-IL_2_TVA_Transmission | MISO_MO-IL | TVA_Transmission | Internal | Shoulder | B12 | 200 | 4000 | 0 | 71.59 | 75.15 | 8 | 0
2020 | MISO_MO-IL_2_TVA_Transmission | MISO_MO-IL | TVA_Transmission | Internal | Shoulder | B13 | 600 | 4000 | 0 | 68.06 | 72.45 | 8 | 0
2020 | MISO_MO-IL_2_TVA_Transmission | MISO_MO-IL | TVA_Transmission | Internal | Shoulder | B14 | 900 | 4000 | 0 | 64.54 | 70.86 | 8 | 0
2020 | MISO_MO-IL_2_TVA_Transmission | MISO_MO-IL | TVA_Transmission | Internal | Shoulder | B15 | 1203 | 4000 | 0 | 61.53 | 69.5 | 8 | 0
2020 | MISO_MO-IL_2_TVA_Transmission | MISO_MO-IL | TVA_Transmission | Internal | Summer | B1 | 10 | 4000 | 789.34 | 107 | 115 | 8 | 0
2020 | MISO_MO-IL_2_TVA_Transmission | MISO_MO-IL | TVA_Transmission | Internal | Summer | B2 | 25 | 4000 | 3170.93 | 105.89 | 113.89 | 8 | 0
2020 | MISO_MO-IL_2_TVA_Transmission | MISO_MO-IL | TVA_Transmission | Internal | Summer | B3 | 75 | 4000 | 1091.81 | 101.78 | 109.78 | 8 | 0
2020 | MISO_MO-IL_2_TVA_Transmission | MISO_MO-IL | TVA_Transmission | Internal | Summer | B4 | 100 | 4000 | 0 | 100.4 | 107.91 | 8 | 0
2020 | MISO_MO-IL_2_TVA_Transmission | MISO_MO-IL | TVA_Transmission | Internal | Summer | B5 | 200 | 4000 | 0 | 97.7 | 105.04 | 8 | 0
2020 | MISO_MO-IL_2_TVA_Transmission | MISO_MO-IL | TVA_Transmission | Internal | Summer | B6 | 300 | 4000 | 700 | 83.97 | 91.97 | 8 | 0
2020 | MISO_MO-IL_2_TVA_Transmission | MISO_MO-IL | TVA_Transmission | Internal | Summer | B7 | 400 | 4000 | 700 | 70.67 | 78.67 | 8 | 0
2020 | MISO_MO-IL_2_TVA_Transmission | MISO_MO-IL | TVA_Transmission | Internal | Summer | B8 | 500 | 4000 | 0 | 64.05 | 72.03 | 8 | 0
2020 | MISO_MO-IL_2_TVA_Transmission | MISO_MO-IL | TVA_Transmission | Internal | Summer | B9 | 800 | 4000 | 0 | 62.58 | 68.68 | 8 | 0
2020 | MISO_MO-IL_2_TVA_Transmission | MISO_MO-IL | TVA_Transmission | Internal | Summer | B10 | 1262 | 4000 | 0 | 61.64 | 66.3 | 8 | 0
2020 | MISO_MO-IL_2_TVA_Transmission | MISO_MO-IL | TVA_Transmission | Internal | Winter | B16 | 25 | 4000 | 556.82 | 86.96 | 94.96 | 8 | 0
2020 | MISO_MO-IL_2_TVA_Transmission | MISO_MO-IL | TVA_Transmission | Internal | Winter | B17 | 100 | 4000 | 0 | 76.15 | 79.34 | 8 | 0
2020 | MISO_MO-IL_2_TVA_Transmission | MISO_MO-IL | TVA_Transmission | Internal | Winter | B18 | 400 | 4000 | 0 | 70.89 | 75.31 | 8 | 0
2020 | MISO_MO-IL_2_TVA_Transmission | MISO_MO-IL | TVA_Transmission | Internal | Winter | B19 | 700 | 4000 | 0 | 67.38 | 73.67 | 8 | 0
2020 | MISO_MO-IL_2_TVA_Transmission | MISO_MO-IL | TVA_Transmission | Internal | Winter | B20 | 935 | 4000 | 895.4 | 63.17 | 71.17 | 8 | 0
2020 | MISO_W_2_IESO | MISO_W | IESO | Internal | Shoulder | B11 | 25 | 90 | 0 | 85.27 | 69.38 | 8 | 0
2020 | MISO_W_2_IESO | MISO_W | IESO | Internal | Shoulder | B12 | 200 | 90 | 0 | 71.58 | 55.91 | 8 | 0
2020 | MISO_W_2_IESO | MISO_W | IESO | Internal | Shoulder | B13 | 600 | 90 | 0 | 68.05 | 53.52 | 8 | 0
2020 | MISO_W_2_IESO | MISO_W | IESO | Internal | Shoulder | B14 | 900 | 90 | 0 | 64.53 | 53.52 | 8 | 0
2020 | MISO_W_2_IESO | MISO_W | IESO | Internal | Shoulder | B15 | 1203 | 90 | 0 | 61.52 | 53.52 | 8 | 0
2020 | MISO_W_2_IESO | MISO_W | IESO | Internal | Summer | B1 | 10 | 90 | 0 | 106.97 | 112.08 | 8 | 0
2020 | MISO_W_2_IESO | MISO_W | IESO | Internal | Summer | B2 | 25 | 90 | 0 | 105.87 | 98.43 | 8 | 0
2020 | MISO_W_2_IESO | MISO_W | IESO | Internal | Summer | B3 | 75 | 90 | 0 | 101.77 | 85.44 | 8 | 0
2020 | MISO_W_2_IESO | MISO_W | IESO | Internal | Summer | B4 | 100 | 90 | 0 | 100.38 | 84.06 | 8 | 0
2020 | MISO_W_2_IESO | MISO_W | IESO | Internal | Summer | B5 | 200 | 90 | 0 | 97.69 | 81.36 | 8 | 0
2020 | MISO_W_2_IESO | MISO_W | IESO | Internal | Summer | B6 | 300 | 90 | 0 | 83.96 | 67.64 | 8 | 0
2020 | MISO_W_2_IESO | MISO_W | IESO | Internal | Summer | B7 | 400 | 90 | 0 | 70.66 | 54.34 | 8 | 0
2020 | MISO_W_2_IESO | MISO_W | IESO | Internal | Summer | B8 | 500 | 90 | 0 | 64.04 | 47.89 | 8 | 0
2020 | MISO_W_2_IESO | MISO_W | IESO | Internal | Summer | B9 | 800 | 90 | 0 | 62.59 | 47.04 | 8 | 0
2020 | MISO_W_2_IESO | MISO_W | IESO | Internal | Summer | B10 | 1262 | 90 | 0 | 61.66 | 47.04 | 8 | 0
2020 | MISO_W_2_IESO | MISO_W | IESO | Internal | Winter | B16 | 25 | 90 | 0 | 86.91 | 71.28 | 8 | 0
2020 | MISO_W_2_IESO | MISO_W | IESO | Internal | Winter | B17 | 100 | 90 | 0 | 76.1 | 60.49 | 8 | 0
2020 | MISO_W_2_IESO | MISO_W | IESO | Internal | Winter | B18 | 400 | 90 | 0 | 70.85 | 55.23 | 8 | 0
2020 | MISO_W_2_IESO | MISO_W | IESO | Internal | Winter | B19 | 700 | 90 | 0 | 67.39 | 55.23 | 8 | 0
2020 | MISO_W_2_IESO | MISO_W | IESO | Internal | Winter | B20 | 935 | 90 | 0 | 63.19 | 55.23 | 8 | 0
2020 | MISO_W_2_MAPP_CA | MISO_W | MAPP_CA | Internal | Shoulder | B11 | 25 | 700 | 0 | 85.27 | 81.76 | 0.01 | 0
2020 | MISO_W_2_MAPP_CA | MISO_W | MAPP_CA | Internal | Shoulder | B12 | 200 | 700 | 0 | 71.58 | 71.57 | 0.01 | 0
2020 | MISO_W_2_MAPP_CA | MISO_W | MAPP_CA | Internal | Shoulder | B13 | 600 | 700 | 0 | 68.05 | 68.04 | 0.01 | 0
2020 | MISO_W_2_MAPP_CA | MISO_W | MAPP_CA | Internal | Shoulder | B14 | 900 | 700 | 0 | 64.53 | 63.43 | 0.01 | 0
2020 | MISO_W_2_MAPP_CA | MISO_W | MAPP_CA | Internal | Shoulder | B15 | 1203 | 700 | 700 | 61.52 | 63.43 | 0.01 | 1.91
2020 | MISO_W_2_MAPP_CA | MISO_W | MAPP_CA | Internal | Summer | B1 | 10 | 700 | 0 | 106.97 | 104.08 | 0.01 | 0
2020 | MISO_W_2_MAPP_CA | MISO_W | MAPP_CA | Internal | Summer | B2 | 25 | 700 | 0 | 105.87 | 102.37 | 0.01 | 0
2020 | MISO_W_2_MAPP_CA | MISO_W | MAPP_CA | Internal | Summer | B3 | 75 | 700 | 0 | 101.77 | 98.26 | 0.01 | 0
2020 | MISO_W_2_MAPP_CA | MISO_W | MAPP_CA | Internal | Summer | B4 | 100 | 700 | 0 | 100.38 | 96.88 | 0.01 | 0
2020 | MISO_W_2_MAPP_CA | MISO_W | MAPP_CA | Internal | Summer | B5 | 200 | 700 | 0 | 97.69 | 94.18 | 0.01 | 0
2020 | MISO_W_2_MAPP_CA | MISO_W | MAPP_CA | Internal | Summer | B6 | 300 | 700 | 0 | 83.96 | 83.69 | 0.01 | 0
2020 | MISO_W_2_MAPP_CA | MISO_W | MAPP_CA | Internal | Summer | B7 | 400 | 700 | 0 | 70.66 | 67.16 | 0.01 | 0
2020 | MISO_W_2_MAPP_CA | MISO_W | MAPP_CA | Internal | Summer | B8 | 500 | 700 | 0 | 64.04 | 61.67 | 0.01 | 0
2020 | MISO_W_2_MAPP_CA | MISO_W | MAPP_CA | Internal | Summer | B9 | 800 | 700 | 0 | 62.59 | 61.67 | 0.01 | 0
2020 | MISO_W_2_MAPP_CA | MISO_W | MAPP_CA | Internal | Summer | B10 | 1262 | 700 | 649.77 | 61.66 | 61.67 | 0.01 | 0
2020 | MISO_W_2_MAPP_CA | MISO_W | MAPP_CA | Internal | Winter | B16 | 25 | 700 | 0 | 86.91 | 83.41 | 0.01 | 0
2020 | MISO_W_2_MAPP_CA | MISO_W | MAPP_CA | Internal | Winter | B17 | 100 | 700 | 0 | 76.1 | 76.09 | 0.01 | 0
2020 | MISO_W_2_MAPP_CA | MISO_W | MAPP_CA | Internal | Winter | B18 | 400 | 700 | 0 | 70.85 | 70.84 | 0.01 | 0
2020 | MISO_W_2_MAPP_CA | MISO_W | MAPP_CA | Internal | Winter | B19 | 700 | 700 | 0 | 67.39 | 67.38 | 0.01 | 0
2020 | MISO_W_2_MAPP_CA | MISO_W | MAPP_CA | Internal | Winter | B20 | 935 | 700 | 700 | 63.19 | 65.1 | 0.01 | 1.91
2020 | MISO_W_2_MISO_MO-IL | MISO_W | MISO_MO-IL | Internal | Shoulder | B11 | 25 | 3800 | 2686.81 | 85.27 | 85.28 | 0.01 | 0
2020 | MISO_W_2_MISO_MO-IL | MISO_W | MISO_MO-IL | Internal | Shoulder | B12 | 200 | 3800 | 1358.05 | 71.58 | 71.59 | 0.01 | 0
2020 | MISO_W_2_MISO_MO-IL | MISO_W | MISO_MO-IL | Internal | Shoulder | B13 | 600 | 3800 | 1481.65 | 68.05 | 68.06 | 0.01 | 0
2020 | MISO_W_2_MISO_MO-IL | MISO_W | MISO_MO-IL | Internal | Shoulder | B14 | 900 | 3800 | 1274.73 | 64.53 | 64.54 | 0.01 | 0
2020 | MISO_W_2_MISO_MO-IL | MISO_W | MISO_MO-IL | Internal | Shoulder | B15 | 1203 | 3800 | 337.36 | 61.52 | 61.53 | 0.01 | 0
2020 | MISO_W_2_MISO_MO-IL | MISO_W | MISO_MO-IL | Internal | Summer | B1 | 10 | 3800 | 3800 | 106.97 | 107 | 0.01 | 0.02
2020 | MISO_W_2_MISO_MO-IL | MISO_W | MISO_MO-IL | Internal | Summer | B2 | 25 | 3800 | 1966.8 | 105.87 | 105.89 | 0.01 | 0
2020 | MISO_W_2_MISO_MO-IL | MISO_W | MISO_MO-IL | Internal | Summer | B3 | 75 | 3800 | 71.32 | 101.77 | 101.78 | 0.01 | 0
2020 | MISO_W_2_MISO_MO-IL | MISO_W | MISO_MO-IL | Internal | Summer | B4 | 100 | 3800 | 1258.75 | 100.38 | 100.4 | 0.01 | 0
2020 | MISO_W_2_MISO_MO-IL | MISO_W | MISO_MO-IL | Internal | Summer | B5 | 200 | 3800 | 1063.11 | 97.69 | 97.7 | 0.01 | 0
2020 | MISO_W_2_MISO_MO-IL | MISO_W | MISO_MO-IL | Internal | Summer | B6 | 300 | 3800 | 1466.35 | 83.96 | 83.97 | 0.01 | 0
2020 | MISO_W_2_MISO_MO-IL | MISO_W | MISO_MO-IL | Internal | Summer | B7 | 400 | 3800 | 985.28 | 70.66 | 70.67 | 0.01 | 0
2020 | MISO_W_2_MISO_MO-IL | MISO_W | MISO_MO-IL | Internal | Summer | B8 | 500 | 3800 | 603.89 | 64.04 | 64.05 | 0.01 | 0
2020 | MISO_W_2_MISO_MO-IL | MISO_W | MISO_MO-IL | Internal | Summer | B9 | 800 | 3800 | 0 | 62.59 | 62.58 | 0.01 | 0
2020 | MISO_W_2_MISO_MO-IL | MISO_W | MISO_MO-IL | Internal | Summer | B10 | 1262 | 3800 | 0 | 61.66 | 61.64 | 0.01 | 0
2020 | MISO_W_2_MISO_MO-IL | MISO_W | MISO_MO-IL | Internal | Winter | B16 | 25 | 3800 | 3800 | 86.91 | 86.96 | 0.01 | 0.03
2020 | MISO_W_2_MISO_MO-IL | MISO_W | MISO_MO-IL | Internal | Winter | B17 | 100 | 3800 | 3800 | 76.1 | 76.15 | 0.01 | 0.03
2020 | MISO_W_2_MISO_MO-IL | MISO_W | MISO_MO-IL | Internal | Winter | B18 | 400 | 3800 | 3800 | 70.85 | 70.89 | 0.01 | 0.03
2020 | MISO_W_2_MISO_MO-IL | MISO_W | MISO_MO-IL | Internal | Winter | B19 | 700 | 3800 | 0 | 67.39 | 67.38 | 0.01 | 0
2020 | MISO_W_2_MISO_MO-IL | MISO_W | MISO_MO-IL | Internal | Winter | B20 | 935 | 3800 | 0 | 63.19 | 63.17 | 0.01 | 0
2020 | MISO_W_2_MISO_WUMS | MISO_W | MISO_WUMS | Internal | Shoulder | B11 | 25 | 1629 | 0 | 85.27 | 85.07 | 0.01 | 0
2020 | MISO_W_2_MISO_WUMS | MISO_W | MISO_WUMS | Internal | Shoulder | B12 | 200 | 1629 | 0 | 71.58 | 71.58 | 0.01 | 0
2020 | MISO_W_2_MISO_WUMS | MISO_W | MISO_WUMS | Internal | Shoulder | B13 | 600 | 1629 | 0 | 68.05 | 68.05 | 0.01 | 0
2020 | MISO_W_2_MISO_WUMS | MISO_W | MISO_WUMS | Internal | Shoulder | B14 | 900 | 1629 | 103.38 | 64.53 | 64.54 | 0.01 | 0
2020 | MISO_W_2_MISO_WUMS | MISO_W | MISO_WUMS | Internal | Shoulder | B15 | 1203 | 1629 | 162.37 | 61.52 | 61.53 | 0.01 | 0
2020 | MISO_W_2_MISO_WUMS | MISO_W | MISO_WUMS | Internal | Summer | B1 | 10 | 1629 | 0 | 106.97 | 105.91 | 0.01 | 0
2020 | MISO_W_2_MISO_WUMS | MISO_W | MISO_WUMS | Internal | Summer | B2 | 25 | 1629 | 0 | 105.87 | 104.9 | 0.01 | 0
2020 | MISO_W_2_MISO_WUMS | MISO_W | MISO_WUMS | Internal | Summer | B3 | 75 | 1629 | 0 | 101.77 | 100.89 | 0.01 | 0
2020 | MISO_W_2_MISO_WUMS | MISO_W | MISO_WUMS | Internal | Summer | B4 | 100 | 1629 | 0 | 100.38 | 99.03 | 0.01 | 0
2020 | MISO_W_2_MISO_WUMS | MISO_W | MISO_WUMS | Internal | Summer | B5 | 200 | 1629 | 0 | 97.69 | 97.04 | 0.01 | 0
2020 | MISO_W_2_MISO_WUMS | MISO_W | MISO_WUMS | Internal | Summer | B6 | 300 | 1629 | 0 | 83.96 | 82.61 | 0.01 | 0
2020 | MISO_W_2_MISO_WUMS | MISO_W | MISO_WUMS | Internal | Summer | B7 | 400 | 1629 | 0 | 70.66 | 70.48 | 0.01 | 0
2020 | MISO_W_2_MISO_WUMS | MISO_W | MISO_WUMS | Internal | Summer | B8 | 500 | 1629 | 0 | 64.04 | 64.03 | 0.01 | 0
2020 | MISO_W_2_MISO_WUMS | MISO_W | MISO_WUMS | Internal | Summer | B9 | 800 | 1629 | 0 | 62.59 | 61.24 | 0.01 | 0
2020 | MISO_W_2_MISO_WUMS | MISO_W | MISO_WUMS | Internal | Summer | B10 | 1262 | 1629 | 0 | 61.66 | 60.74 | 0.01 | 0
2020 | MISO_W_2_MISO_WUMS | MISO_W | MISO_WUMS | Internal | Winter | B16 | 25 | 1629 | 0 | 86.91 | 86.9 | 0.01 | 0
2020 | MISO_W_2_MISO_WUMS | MISO_W | MISO_WUMS | Internal | Winter | B17 | 100 | 1629 | 0 | 76.1 | 75.08 | 0.01 | 0
2020 | MISO_W_2_MISO_WUMS | MISO_W | MISO_WUMS | Internal | Winter | B18 | 400 | 1629 | 0 | 70.85 | 70.84 | 0.01 | 0
2020 | MISO_W_2_MISO_WUMS | MISO_W | MISO_WUMS | Internal | Winter | B19 | 700 | 1629 | 0 | 67.39 | 67.38 | 0.01 | 0
2020 | MISO_W_2_MISO_WUMS | MISO_W | MISO_WUMS | Internal | Winter | B20 | 935 | 1629 | 473.16 | 63.19 | 63.2 | 0.01 | 0
2020 | MISO_W_2_PJM_ROR | MISO_W | PJM_ROR | Internal | Shoulder | B11 | 25 | 773 | 0 | 85.27 | 87.07 | 2 | 0
2020 | MISO_W_2_PJM_ROR | MISO_W | PJM_ROR | Internal | Shoulder | B12 | 200 | 773 | 773 | 71.58 | 73.59 | 2 | 0.01
2020 | MISO_W_2_PJM_ROR | MISO_W | PJM_ROR | Internal | Shoulder | B13 | 600 | 773 | 697.61 | 68.05 | 70.05 | 2 | 0
2020 | MISO_W_2_PJM_ROR | MISO_W | PJM_ROR | Internal | Shoulder | B14 | 900 | 773 | 773 | 64.53 | 66.54 | 2 | 0.01
2020 | MISO_W_2_PJM_ROR | MISO_W | PJM_ROR | Internal | Shoulder | B15 | 1203 | 773 | 0 | 61.52 | 63.5 | 2 | 0
2020 | MISO_W_2_PJM_ROR | MISO_W | PJM_ROR | Internal | Summer | B1 | 10 | 773 | 773 | 106.97 | 109.46 | 2 | 0.49
2020 | MISO_W_2_PJM_ROR | MISO_W | PJM_ROR | Internal | Summer | B2 | 25 | 773 | 773 | 105.87 | 107.89 | 2 | 0.01
2020 | MISO_W_2_PJM_ROR | MISO_W | PJM_ROR | Internal | Summer | B3 | 75 | 773 | 0 | 101.77 | 102.89 | 2 | 0
2020 | MISO_W_2_PJM_ROR | MISO_W | PJM_ROR | Internal | Summer | B4 | 100 | 773 | 0 | 100.38 | 101.03 | 2 | 0
2020 | MISO_W_2_PJM_ROR | MISO_W | PJM_ROR | Internal | Summer | B5 | 200 | 773 | 0 | 97.69 | 99.04 | 2 | 0
2020 | MISO_W_2_PJM_ROR | MISO_W | PJM_ROR | Internal | Summer | B6 | 300 | 773 | 0 | 83.96 | 85.78 | 2 | 0
2020 | MISO_W_2_PJM_ROR | MISO_W | PJM_ROR | Internal | Summer | B7 | 400 | 773 | 0 | 70.66 | 72.48 | 2 | 0
2020 | MISO_W_2_PJM_ROR | MISO_W | PJM_ROR | Internal | Summer | B8 | 500 | 773 | 0 | 64.04 | 66.03 | 2 | 0
2020 | MISO_W_2_PJM_ROR | MISO_W | PJM_ROR | Internal | Summer | B9 | 800 | 773 | 0 | 62.59 | 62.83 | 2 | 0
2020 | MISO_W_2_PJM_ROR | MISO_W | PJM_ROR | Internal | Summer | B10 | 1262 | 773 | 0 | 61.66 | 60.93 | 2 | 0
2020 | MISO_W_2_PJM_ROR | MISO_W | PJM_ROR | Internal | Winter | B16 | 25 | 773 | 7524.53 | 86.91 | 89.44 | 2 | 0.53
2020 | MISO_W_2_PJM_ROR | MISO_W | PJM_ROR | Internal | Winter | B17 | 100 | 773 | 5601.29 | 76.1 | 78.63 | 2 | 0.53
2020 | MISO_W_2_PJM_ROR | MISO_W | PJM_ROR | Internal | Winter | B18 | 400 | 773 | 1137.53 | 70.85 | 73.38 | 2 | 0.53
2020 | MISO_W_2_PJM_ROR | MISO_W | PJM_ROR | Internal | Winter | B19 | 700 | 773 | 773 | 67.39 | 69.84 | 2 | 0.45
2020 | MISO_W_2_PJM_ROR | MISO_W | PJM_ROR | Internal | Winter | B20 | 935 | 773 | 773 | 63.19 | 65.3 | 2 | 0.12
2020 | MISO_W_2_SPP_N | MISO_W | SPP_N | Internal | Shoulder | B11 | 25 | 3200 | 0 | 85.27 | 76.66 | 7 | 0
2020 | MISO_W_2_SPP_N | MISO_W | SPP_N | Internal | Shoulder | B12 | 200 | 3200 | 0 | 71.58 | 63.65 | 7 | 0
2020 | MISO_W_2_SPP_N | MISO_W | SPP_N | Internal | Shoulder | B13 | 600 | 3200 | 0 | 68.05 | 62.58 | 7 | 0
2020 | MISO_W_2_SPP_N | MISO_W | SPP_N | Internal | Shoulder | B14 | 900 | 3200 | 0 | 64.53 | 54.66 | 7 | 0
2020 | MISO_W_2_SPP_N | MISO_W | SPP_N | Internal | Shoulder | B15 | 1203 | 3200 | 0 | 61.52 | 51.22 | 7 | 0
2020 | MISO_W_2_SPP_N | MISO_W | SPP_N | Internal | Summer | B1 | 10 | 3200 | 0 | 106.97 | 95.37 | 7 | 0
2020 | MISO_W_2_SPP_N | MISO_W | SPP_N | Internal | Summer | B2 | 25 | 3200 | 0 | 105.87 | 98.46 | 7 | 0
2020 | MISO_W_2_SPP_N | MISO_W | SPP_N | Internal | Summer | B3 | 75 | 3200 | 0 | 101.77 | 98.46 | 7 | 0
2020 | MISO_W_2_SPP_N | MISO_W | SPP_N | Internal | Summer | B4 | 100 | 3200 | 0 | 100.38 | 95.4 | 7 | 0
2020 | MISO_W_2_SPP_N | MISO_W | SPP_N | Internal | Summer | B5 | 200 | 3200 | 0 | 97.69 | 92.7 | 7 | 0
2020 | MISO_W_2_SPP_N | MISO_W | SPP_N | Internal | Summer | B6 | 300 | 3200 | 0 | 83.96 | 78.97 | 7 | 0
2020 | MISO_W_2_SPP_N | MISO_W | SPP_N | Internal | Summer | B7 | 400 | 3200 | 0 | 70.66 | 65.78 | 7 | 0
2020 | MISO_W_2_SPP_N | MISO_W | SPP_N | Internal | Summer | B8 | 500 | 3200 | 0 | 64.04 | 63.72 | 7 | 0
2020 | MISO_W_2_SPP_N | MISO_W | SPP_N | Internal | Summer | B9 | 800 | 3200 | 0 | 62.59 | 62.55 | 7 | 0
2020 | MISO_W_2_SPP_N | MISO_W | SPP_N | Internal | Summer | B10 | 1262 | 3200 | 0 | 61.66 | 56.66 | 7 | 0
2020 | MISO_W_2_SPP_N | MISO_W | SPP_N | Internal | Winter | B16 | 25 | 3200 | 0 | 86.91 | 75.33 | 7 | 0
2020 | MISO_W_2_SPP_N | MISO_W | SPP_N | Internal | Winter | B17 | 100 | 3200 | 0 | 76.1 | 64.51 | 7 | 0
2020 | MISO_W_2_SPP_N | MISO_W | SPP_N | Internal | Winter | B18 | 400 | 3200 | 0 | 70.85 | 62.71 | 7 | 0
2020 | MISO_W_2_SPP_N | MISO_W | SPP_N | Internal | Winter | B19 | 700 | 3200 | 0 | 67.39 | 59.29 | 7 | 0
2020 | MISO_W_2_SPP_N | MISO_W | SPP_N | Internal | Winter | B20 | 935 | 3200 | 0 | 63.19 | 55.09 | 7 | 0
2020 | MISO_WUMS_2_MISO_MI | MISO_WUMS | MISO_MI | Internal | Shoulder | B11 | 25 | 99 | 0 | 85.07 | 85.06 | 0.01 | 0
2020 | MISO_WUMS_2_MISO_MI | MISO_WUMS | MISO_MI | Internal | Shoulder | B12 | 200 | 99 | 16.3 | 71.58 | 71.59 | 0.01 | 0
2020 | MISO_WUMS_2_MISO_MI | MISO_WUMS | MISO_MI | Internal | Shoulder | B13 | 600 | 99 | 37.46 | 68.05 | 68.06 | 0.01 | 0
2020 | MISO_WUMS_2_MISO_MI | MISO_WUMS | MISO_MI | Internal | Shoulder | B14 | 900 | 99 | 0 | 64.54 | 64.54 | 0.01 | 0
2020 | MISO_WUMS_2_MISO_MI | MISO_WUMS | MISO_MI | Internal | Shoulder | B15 | 1203 | 99 | 0 | 61.53 | 61.53 | 0.01 | 0
2020 | MISO_WUMS_2_MISO_MI | MISO_WUMS | MISO_MI | Internal | Summer | B1 | 10 | 99 | 99 | 105.91 | 107 | 0.01 | 1.08
2020 | MISO_WUMS_2_MISO_MI | MISO_WUMS | MISO_MI | Internal | Summer | B2 | 25 | 99 | 99 | 104.9 | 105.43 | 0.01 | 0.51
2020 | MISO_WUMS_2_MISO_MI | MISO_WUMS | MISO_MI | Internal | Summer | B3 | 75 | 99 | 0 | 100.89 | 100.89 | 0.01 | 0
2020 | MISO_WUMS_2_MISO_MI | MISO_WUMS | MISO_MI | Internal | Summer | B4 | 100 | 99 | 99 | 99.03 | 99.74 | 0.01 | 0.7
2020 | MISO_WUMS_2_MISO_MI | MISO_WUMS | MISO_MI | Internal | Summer | B5 | 200 | 99 | 0 | 97.04 | 97.04 | 0.01 | 0
2020 | MISO_WUMS_2_MISO_MI | MISO_WUMS | MISO_MI | Internal | Summer | B6 | 300 | 99 | 99 | 82.61 | 83.32 | 0.01 | 0.7
2020 | MISO_WUMS_2_MISO_MI | MISO_WUMS | MISO_MI | Internal | Summer | B7 | 400 | 99 | 0 | 70.48 | 70.02 | 0.01 | 0
2020 | MISO_WUMS_2_MISO_MI | MISO_WUMS | MISO_MI | Internal | Summer | B8 | 500 | 99 | 0 | 64.03 | 63.57 | 0.01 | 0
2020 | MISO_WUMS_2_MISO_MI | MISO_WUMS | MISO_MI | Internal | Summer | B9 | 800 | 99 | 0 | 61.24 | 61.2 | 0.01 | 0
2020 | MISO_WUMS_2_MISO_MI | MISO_WUMS | MISO_MI | Internal | Summer | B10 | 1262 | 99 | 0 | 60.74 | 60.71 | 0.01 | 0
2020 | MISO_WUMS_2_MISO_MI | MISO_WUMS | MISO_MI | Internal | Winter | B16 | 25 | 99 | 99 | 86.9 | 86.96 | 0.01 | 0.05
2020 | MISO_WUMS_2_MISO_MI | MISO_WUMS | MISO_MI | Internal | Winter | B17 | 100 | 99 | 99 | 75.08 | 76.17 | 0.01 | 1.08
2020 | MISO_WUMS_2_MISO_MI | MISO_WUMS | MISO_MI | Internal | Winter | B18 | 400 | 99 | 99 | 70.84 | 70.92 | 0.01 | 0.07
2020 | MISO_WUMS_2_MISO_MI | MISO_WUMS | MISO_MI | Internal | Winter | B19 | 700 | 99 | 37.72 | 67.38 | 67.39 | 0.01 | 0
2020 | MISO_WUMS_2_MISO_MI | MISO_WUMS | MISO_MI | Internal | Winter | B20 | 935 | 99 | 0 | 63.2 | 63.06 | 0.01 | 0
2020 | MISO_WUMS_2_MISO_W | MISO_WUMS | MISO_W | Internal | Shoulder | B11 | 25 | 1137 | 1137 | 85.07 | 85.27 | 0.01 | 0.19
2020 | MISO_WUMS_2_MISO_W | MISO_WUMS | MISO_W | Internal | Shoulder | B12 | 200 | 1137 | 0 | 71.58 | 71.58 | 0.01 | 0
2020 | MISO_WUMS_2_MISO_W | MISO_WUMS | MISO_W | Internal | Shoulder | B13 | 600 | 1137 | 0 | 68.05 | 68.05 | 0.01 | 0
2020 | MISO_WUMS_2_MISO_W | MISO_WUMS | MISO_W | Internal | Shoulder | B14 | 900 | 1137 | 0 | 64.54 | 64.53 | 0.01 | 0
2020 | MISO_WUMS_2_MISO_W | MISO_WUMS | MISO_W | Internal | Shoulder | B15 | 1203 | 1137 | 0 | 61.53 | 61.52 | 0.01 | 0
2020 | MISO_WUMS_2_MISO_W | MISO_WUMS | MISO_W | Internal | Summer | B1 | 10 | 1137 | 1137 | 105.91 | 106.97 | 0.01 | 1.05
2020 | MISO_WUMS_2_MISO_W | MISO_WUMS | MISO_W | Internal | Summer | B2 | 25 | 1137 | 1137 | 104.9 | 105.87 | 0.01 | 0.96
2020 | MISO_WUMS_2_MISO_W | MISO_WUMS | MISO_W | Internal | Summer | B3 | 75 | 1137 | 1137 | 100.89 | 101.77 | 0.01 | 0.86
2020 | MISO_WUMS_2_MISO_W | MISO_WUMS | MISO_W | Internal | Summer | B4 | 100 | 1137 | 1618.44 | 99.03 | 100.38 | 0.01 | 1.34
2020 | MISO_WUMS_2_MISO_W | MISO_WUMS | MISO_W | Internal | Summer | B5 | 200 | 1137 | 1137 | 97.04 | 97.69 | 0.01 | 0.63
2020 | MISO_WUMS_2_MISO_W | MISO_WUMS | MISO_W | Internal | Summer | B6 | 300 | 1137 | 1257.94 | 82.61 | 83.96 | 0.01 | 1.34
2020 | MISO_WUMS_2_MISO_W | MISO_WUMS | MISO_W | Internal | Summer | B7 | 400 | 1137 | 1137 | 70.48 | 70.66 | 0.01 | 0.17
2020 | MISO_WUMS_2_MISO_W | MISO_WUMS | MISO_W | Internal | Summer | B8 | 500 | 1137 | 466.52 | 64.03 | 64.04 | 0.01 | 0
2020 | MISO_WUMS_2_MISO_W | MISO_WUMS | MISO_W | Internal | Summer | B9 | 800 | 1137 | 2113.81 | 61.24 | 62.59 | 0.01 | 1.34
2020 | MISO_WUMS_2_MISO_W | MISO_WUMS | MISO_W | Internal | Summer | B10 | 1262 | 1137 | 1137 | 60.74 | 61.66 | 0.01 | 0.91
2020 | MISO_WUMS_2_MISO_W | MISO_WUMS | MISO_W | Internal | Winter | B16 | 25 | 1137 | 1005.2 | 86.9 | 86.91 | 0.01 | 0
2020 | MISO_WUMS_2_MISO_W | MISO_WUMS | MISO_W | Internal | Winter | B17 | 100 | 1137 | 1137 | 75.08 | 76.1 | 0.01 | 1.01
2020 | MISO_WUMS_2_MISO_W | MISO_WUMS | MISO_W | Internal | Winter | B18 | 400 | 1137 | 1117.19 | 70.84 | 70.85 | 0.01 | 0
2020 | MISO_WUMS_2_MISO_W | MISO_WUMS | MISO_W | Internal | Winter | B19 | 700 | 1137 | 263.71 | 67.38 | 67.39 | 0.01 | 0
2020 | MISO_WUMS_2_MISO_W | MISO_WUMS | MISO_W | Internal | Winter | B20 | 935 | 1137 | 0 | 63.2 | 63.19 | 0.01 | 0
2020 | MISO_WUMS_2_PJM_ROR | MISO_WUMS | PJM_ROR | Internal | Shoulder | B11 | 25 | 1600 | 573.65 | 85.07 | 87.07 | 2 | 0
2020 | MISO_WUMS_2_PJM_ROR | MISO_WUMS | PJM_ROR | Internal | Shoulder | B12 | 200 | 1600 | 1600 | 71.58 | 73.59 | 2 | 0.01
2020 | MISO_WUMS_2_PJM_ROR | MISO_WUMS | PJM_ROR | Internal | Shoulder | B13 | 600 | 1600 | 916.37 | 68.05 | 70.05 | 2 | 0
2020 | MISO_WUMS_2_PJM_ROR | MISO_WUMS | PJM_ROR | Internal | Shoulder | B14 | 900 | 1600 | 961.63 | 64.54 | 66.54 | 2 | 0
2020 | MISO_WUMS_2_PJM_ROR | MISO_WUMS | PJM_ROR | Internal | Shoulder | B15 | 1203 | 1600 | 0 | 61.53 | 63.5 | 2 | 0
2020 | MISO_WUMS_2_PJM_ROR | MISO_WUMS | PJM_ROR | Internal | Summer | B1 | 10 | 1600 | 2052.21 | 105.91 | 109.46 | 2 | 1.56
2020 | MISO_WUMS_2_PJM_ROR | MISO_WUMS | PJM_ROR | Internal | Summer | B2 | 25 | 1600 | 1600 | 104.9 | 107.89 | 2 | 0.99
2020 | MISO_WUMS_2_PJM_ROR | MISO_WUMS | PJM_ROR | Internal | Summer | B3 | 75 | 1600 | 68.09 | 100.89 | 102.89 | 2 | 0
2020 | MISO_WUMS_2_PJM_ROR | MISO_WUMS | PJM_ROR | Internal | Summer | B4 | 100 | 1600 | 205.36 | 99.03 | 101.03 | 2 | 0
2020 | MISO_WUMS_2_PJM_ROR | MISO_WUMS | PJM_ROR | Internal | Summer | B5 | 200 | 1600 | 1322.73 | 97.04 | 99.04 | 2 | 0
2020 | MISO_WUMS_2_PJM_ROR | MISO_WUMS | PJM_ROR | Internal | Summer | B6 | 300 | 1600 | 1600 | 82.61 | 85.78 | 2 | 1.17
2020 | MISO_WUMS_2_PJM_ROR | MISO_WUMS | PJM_ROR | Internal | Summer | B7 | 400 | 1600 | 1519.19 | 70.48 | 72.48 | 2 | 0
2020 | MISO_WUMS_2_PJM_ROR | MISO_WUMS | PJM_ROR | Internal | Summer | B8 | 500 | 1600 | 1223.79 | 64.03 | 66.03 | 2 | 0
2020 | MISO_WUMS_2_PJM_ROR | MISO_WUMS | PJM_ROR | Internal | Summer | B9 | 800 | 1600 | 0 | 61.24 | 62.83 | 2 | 0
2020 | MISO_WUMS_2_PJM_ROR | MISO_WUMS | PJM_ROR | Internal | Summer | B10 | 1262 | 1600 | 0 | 60.74 | 60.93 | 2 | 0
2020 | MISO_WUMS_2_PJM_ROR | MISO_WUMS | PJM_ROR | Internal | Winter | B16 | 25 | 1600 | 1600 | 86.9 | 89.44 | 2 | 0.54
2020 | MISO_WUMS_2_PJM_ROR | MISO_WUMS | PJM_ROR | Internal | Winter | B17 | 100 | 1600 | 1653.02 | 75.08 | 78.63 | 2 | 1.56
2020 | MISO_WUMS_2_PJM_ROR | MISO_WUMS | PJM_ROR | Internal | Winter | B18 | 400 | 1600 | 1600 | 70.84 | 73.38 | 2 | 0.54
2020 | MISO_WUMS_2_PJM_ROR | MISO_WUMS | PJM_ROR | Internal | Winter | B19 | 700 | 1600 | 1600 | 67.38 | 69.84 | 2 | 0.46
2020 | MISO_WUMS_2_PJM_ROR | MISO_WUMS | PJM_ROR | Internal | Winter | B20 | 935 | 1600 | 1600 | 63.2 | 65.3 | 2 | 0.11
2020 | NE_2_MAPP_US | NE | MAPP_US | Internal | Shoulder | B11 | 25 | 1600 | 0 | 76.65 | 78.27 | 5 | 0
2020 | NE_2_MAPP_US | NE | MAPP_US | Internal | Shoulder | B12 | 200 | 1600 | 0 | 63.64 | 64.57 | 5 | 0
2020 | NE_2_MAPP_US | NE | MAPP_US | Internal | Shoulder | B13 | 600 | 1600 | 0 | 60.54 | 61.05 | 5 | 0
2020 | NE_2_MAPP_US | NE | MAPP_US | Internal | Shoulder | B14 | 900 | 1600 | 0 | 54.4 | 57.53 | 5 | 0
2020 | NE_2_MAPP_US | NE | MAPP_US | Internal | Shoulder | B15 | 1203 | 1600 | 0 | 51.39 | 54.52 | 5 | 0
2020 | NE_2_MAPP_US | NE | MAPP_US | Internal | Summer | B1 | 10 | 1600 | 0 | 101.97 | 99.97 | 5 | 0
2020 | NE_2_MAPP_US | NE | MAPP_US | Internal | Summer | B2 | 25 | 1600 | 0 | 98.44 | 98.87 | 5 | 0
2020 | NE_2_MAPP_US | NE | MAPP_US | Internal | Summer | B3 | 75 | 1600 | 0 | 98.44 | 94.77 | 5 | 0
2020 | NE_2_MAPP_US | NE | MAPP_US | Internal | Summer | B4 | 100 | 1600 | 0 | 95.38 | 93.38 | 5 | 0
2020 | NE_2_MAPP_US | NE | MAPP_US | Internal | Summer | B5 | 200 | 1600 | 0 | 92.69 | 90.69 | 5 | 0
2020 | NE_2_MAPP_US | NE | MAPP_US | Internal | Summer | B6 | 300 | 1600 | 0 | 78.96 | 76.96 | 5 | 0
2020 | NE_2_MAPP_US | NE | MAPP_US | Internal | Summer | B7 | 400 | 1600 | 0 | 65.66 | 63.66 | 5 | 0
2020 | NE_2_MAPP_US | NE | MAPP_US | Internal | Summer | B8 | 500 | 1600 | 0 | 61.68 | 57.04 | 5 | 0
2020 | NE_2_MAPP_US | NE | MAPP_US | Internal | Summer | B9 | 800 | 1600 | 0 | 60.52 | 55.59 | 5 | 0
2020 | NE_2_MAPP_US | NE | MAPP_US | Internal | Summer | B10 | 1262 | 1600 | 0 | 54.62 | 54.66 | 5 | 0
2020 | NE_2_MAPP_US | NE | MAPP_US | Internal | Winter | B16 | 25 | 1600 | 0 | 76.78 | 74.49 | 5 | 0
2020 | NE_2_MAPP_US | NE | MAPP_US | Internal | Winter | B17 | 100 | 1600 | 0 | 65.97 | 67.17 | 5 | 0
2020 | NE_2_MAPP_US | NE | MAPP_US | Internal | Winter | B18 | 400 | 1600 | 0 | 60.72 | 63.63 | 5 | 0
2020 | NE_2_MAPP_US | NE | MAPP_US | Internal | Winter | B19 | 700 | 1600 | 0 | 57.26 | 60.39 | 5 | 0
2020 | NE_2_MAPP_US | NE | MAPP_US | Internal | Winter | B20 | 935 | 1600 | 0 | 53.06 | 56.19 | 5 | 0
2020 | NE_2_MISO_W | NE | MISO_W | Internal | Shoulder | B11 | 25 | 1600 | 1600 | 76.65 | 85.27 | 5 | 3.62
2020 | NE_2_MISO_W | NE | MISO_W | Internal | Shoulder | B12 | 200 | 1600 | 1600 | 63.64 | 71.58 | 5 | 2.94
2020 | NE_2_MISO_W | NE | MISO_W | Internal | Shoulder | B13 | 600 | 1600 | 1600 | 60.54 | 68.05 | 5 | 2.51
2020 | NE_2_MISO_W | NE | MISO_W | Internal | Shoulder | B14 | 900 | 1600 | 1932.96 | 54.4 | 64.53 | 5 | 5.13
2020 | NE_2_MISO_W | NE | MISO_W | Internal | Shoulder | B15 | 1203 | 1600 | 4862.33 | 51.39 | 61.52 | 5 | 5.13
2020 | NE_2_MISO_W | NE | MISO_W | Internal | Summer | B1 | 10 | 1600 | 1193.56 | 101.97 | 106.97 | 5 | 0
2020 | NE_2_MISO_W | NE | MISO_W | Internal | Summer | B2 | 25 | 1600 | 1600 | 98.44 | 105.87 | 5 | 2.43
2020 | NE_2_MISO_W | NE | MISO_W | Internal | Summer | B3 | 75 | 1600 | 0 | 98.44 | 101.77 | 5 | 0
2020 | NE_2_MISO_W | NE | MISO_W | Internal | Summer | B4 | 100 | 1600 | 414.95 | 95.38 | 100.38 | 5 | 0
2020 | NE_2_MISO_W | NE | MISO_W | Internal | Summer | B5 | 200 | 1600 | 501.23 | 92.69 | 97.69 | 5 | 0
2020 | NE_2_MISO_W | NE | MISO_W | Internal | Summer | B6 | 300 | 1600 | 415.36 | 78.96 | 83.96 | 5 | 0
2020 | NE_2_MISO_W | NE | MISO_W | Internal | Summer | B7 | 400 | 1600 | 172.24 | 65.66 | 70.66 | 5 | 0
2020 | NE_2_MISO_W | NE | MISO_W | Internal | Summer | B8 | 500 | 1600 | 0 | 61.68 | 64.04 | 5 | 0
2020 | NE_2_MISO_W | NE | MISO_W | Internal | Summer | B9 | 800 | 1600 | 0 | 60.52 | 62.59 | 5 | 0
2020 | NE_2_MISO_W | NE | MISO_W | Internal | Summer | B10 | 1262 | 1600 | 1600 | 54.62 | 61.66 | 5 | 2.04
2020 | NE_2_MISO_W | NE | MISO_W | Internal | Winter | B16 | 25 | 1600 | 7291.15 | 76.78 | 86.91 | 5 | 5.13
2020 | NE_2_MISO_W | NE | MISO_W | Internal | Winter | B17 | 100 | 1600 | 5995.75 | 65.97 | 76.1 | 5 | 5.13
2020 | NE_2_MISO_W | NE | MISO_W | Internal | Winter | B18 | 400 | 1600 | 3249.36 | 60.72 | 70.85 | 5 | 5.13
2020 | NE_2_MISO_W | NE | MISO_W | Internal | Winter | B19 | 700 | 1600 | 1724.06 | 57.26 | 67.39 | 5 | 5.13
2020 | NE_2_MISO_W | NE | MISO_W | Internal | Winter | B20 | 935 | 1600 | 2900.7 | 53.06 | 63.19 | 5 | 5.13
2020 | NE_2_SPP_N | NE | SPP_N | Internal | Shoulder | B11 | 25 | 1800 | 405.43 | 76.65 | 76.66 | 0.01 | 0
2020 | NE_2_SPP_N | NE | SPP_N | Internal | Shoulder | B12 | 200 | 1800 | 1418.57 | 63.64 | 63.65 | 0.01 | 0
2020 | NE_2_SPP_N | NE | SPP_N | Internal | Shoulder | B13 | 600 | 1800 | 1881.37 | 60.54 | 62.58 | 0.01 | 2.02
2020 | NE_2_SPP_N | NE | SPP_N | Internal | Shoulder | B14 | 900 | 1800 | 1800 | 54.4 | 54.66 | 0.01 | 0.25
2020 | NE_2_SPP_N | NE | SPP_N | Internal | Shoulder | B15 | 1203 | 1800 | 0 | 51.39 | 51.22 | 0.01 | 0
2020 | NE_2_SPP_N | NE | SPP_N | Internal | Summer | B1 | 10 | 1800 | 0 | 101.97 | 95.37 | 0.01 | 0
2020 | NE_2_SPP_N | NE | SPP_N | Internal | Summer | B2 | 25 | 1800 | 554.4 | 98.44 | 98.46 | 0.01 | 0
2020 | NE_2_SPP_N | NE | SPP_N | Internal | Summer | B3 | 75 | 1800 | 1402.58 | 98.44 | 98.46 | 0.01 | 0
2020 | NE_2_SPP_N | NE | SPP_N | Internal | Summer | B4 | 100 | 1800 | 441.18 | 95.38 | 95.4 | 0.01 | 0
2020 | NE_2_SPP_N | NE | SPP_N | Internal | Summer | B5 | 200 | 1800 | 671.05 | 92.69 | 92.7 | 0.01 | 0
2020 | NE_2_SPP_N | NE | SPP_N | Internal | Summer | B6 | 300 | 1800 | 1114.2 | 78.96 | 78.97 | 0.01 | 0
2020 | NE_2_SPP_N | NE | SPP_N | Internal | Summer | B7 | 400 | 1800 | 1800 | 65.66 | 65.78 | 0.01 | 0.11
2020 | NE_2_SPP_N | NE | SPP_N | Internal | Summer | B8 | 500 | 1800 | 2876.3 | 61.68 | 63.72 | 0.01 | 2.02
2020 | NE_2_SPP_N | NE | SPP_N | Internal | Summer | B9 | 800 | 1800 | 2367.05 | 60.52 | 62.55 | 0.01 | 2.02
2020 | NE_2_SPP_N | NE | SPP_N | Internal | Summer | B10 | 1262 | 1800 | 1905.3 | 54.62 | 56.66 | 0.01 | 2.02
2020 | NE_2_SPP_N | NE | SPP_N | Internal | Winter | B16 | 25 | 1800 | 0 | 76.78 | 75.33 | 0.01 | 0
2020 | NE_2_SPP_N | NE | SPP_N | Internal | Winter | B17 | 100 | 1800 | 0 | 65.97 | 64.51 | 0.01 | 0
2020 | NE_2_SPP_N | NE | SPP_N | Internal | Winter | B18 | 400 | 1800 | 1800 | 60.72 | 62.71 | 0.01 | 1.98
2020 | NE_2_SPP_N | NE | SPP_N | Internal | Winter | B19 | 700 | 1800 | 2307.96 | 57.26 | 59.29 | 0.01 | 2.02
2020 | NE_2_SPP_N | NE | SPP_N | Internal | Winter | B20 | 935 | 1800 | 1962.64 | 53.06 | 55.09 | 0.01 | 2.02
2020 | NEISO_2_NYISO_A-F | NEISO | NYISO_A-F | Internal | Shoulder | B11 | 25 | 600 | 808.86 | 68.49 | 72.34 | 3 | 0.85
2020 | NEISO_2_NYISO_A-F | NEISO | NYISO_A-F | Internal | Shoulder | B12 | 200 | 600 | 160.16 | 61.44 | 64.44 | 3 | 0
2020 | NEISO_2_NYISO_A-F | NEISO | NYISO_A-F | Internal | Shoulder | B13 | 600 | 600 | 0 | 61.44 | 62.06 | 3 | 0
2020 | NEISO_2_NYISO_A-F | NEISO | NYISO_A-F | Internal | Shoulder | B14 | 900 | 600 | 0 | 61.44 | 61.59 | 3 | 0
2020 | NEISO_2_NYISO_A-F | NEISO | NYISO_A-F | Internal | Shoulder | B15 | 1203 | 600 | 0 | 61.44 | 61.59 | 3 | 0
2020 | NEISO_2_NYISO_A-F | NEISO | NYISO_A-F | Internal | Summer | B1 | 10 | 600 | 0 | 127.75 | 124.75 | 3 | 0
2020 | NEISO_2_NYISO_A-F | NEISO | NYISO_A-F | Internal | Summer | B2 | 25 | 600 | 0 | 113.03 | 111.1 | 3 | 0
2020 | NEISO_2_NYISO_A-F | NEISO | NYISO_A-F | Internal | Summer | B3 | 75 | 600 | 238.83 | 88.67 | 91.67 | 3 | 0
2020 | NEISO_2_NYISO_A-F | NEISO | NYISO_A-F | Internal | Summer | B4 | 100 | 600 | 0 | 82.44 | 84.49 | 3 | 0
2020 | NEISO_2_NYISO_A-F | NEISO | NYISO_A-F | Internal | Summer | B5 | 200 | 600 | 0 | 80.45 | 82.49 | 3 | 0
2020 | NEISO_2_NYISO_A-F | NEISO | NYISO_A-F | Internal | Summer | B6 | 300 | 600 | 674.23 | 67.2 | 71.05 | 3 | 0.85
2020 | NEISO_2_NYISO_A-F | NEISO | NYISO_A-F | Internal | Summer | B7 | 400 | 600 | 965.94 | 58.56 | 62.41 | 3 | 0.85
2020 | NEISO_2_NYISO_A-F | NEISO | NYISO_A-F | Internal | Summer | B8 | 500 | 600 | 0 | 58.56 | 59.71 | 3 | 0
2020 | NEISO_2_NYISO_A-F | NEISO | NYISO_A-F | Internal | Summer | B9 | 800 | 600 | 0 | 58.56 | 59.71 | 3 | 0
2020 | NEISO_2_NYISO_A-F | NEISO | NYISO_A-F | Internal | Summer | B10 | 1262 | 600 | 0 | 58.56 | 59.71 | 3 | 0
2020 | NEISO_2_NYISO_A-F | NEISO | NYISO_A-F | Internal | Winter | B16 | 25 | 600 | 144.26 | 70.88 | 73.88 | 3 | 0
2020 | NEISO_2_NYISO_A-F | NEISO | NYISO_A-F | Internal | Winter | B17 | 100 | 600 | 0 | 69.8 | 67.49 | 3 | 0
2020 | NEISO_2_NYISO_A-F | NEISO | NYISO_A-F | Internal | Winter | B18 | 400 | 600 | 0 | 69.03 | 66.34 | 3 | 0
2020 | NEISO_2_NYISO_A-F | NEISO | NYISO_A-F | Internal | Winter | B19 | 700 | 600 | 0 | 69.03 | 66.34 | 3 | 0
2020 | NEISO_2_NYISO_A-F | NEISO | NYISO_A-F | Internal | Winter | B20 | 935 | 600 | 0 | 69.03 | 66.34 | 3 | 0
2020 | NEISO_2_NYISO_G-I | NEISO | NYISO_G-I | Internal | Shoulder | B11 | 25 | 600 | 600 | 68.49 | 75.45 | 3 | 3.97
2020 | NEISO_2_NYISO_G-I | NEISO | NYISO_G-I | Internal | Shoulder | B12 | 200 | 600 | 600 | 61.44 | 65.57 | 3 | 1.13
2020 | NEISO_2_NYISO_G-I | NEISO | NYISO_G-I | Internal | Shoulder | B13 | 600 | 600 | 0 | 61.44 | 64.43 | 3 | 0
2020 | NEISO_2_NYISO_G-I | NEISO | NYISO_G-I | Internal | Shoulder | B14 | 900 | 600 | 0 | 61.44 | 62.56 | 3 | 0
2020 | NEISO_2_NYISO_G-I | NEISO | NYISO_G-I | Internal | Shoulder | B15 | 1203 | 600 | 0 | 61.44 | 61.6 | 3 | 0
2020 | NEISO_2_NYISO_G-I | NEISO | NYISO_G-I | Internal | Summer | B1 | 10 | 600 | 0 | 127.75 | 129.67 | 3 | 0
2020 | NEISO_2_NYISO_G-I | NEISO | NYISO_G-I | Internal | Summer | B2 | 25 | 600 | 0 | 113.03 | 116.02 | 3 | 0
2020 | NEISO_2_NYISO_G-I | NEISO | NYISO_G-I | Internal | Summer | B3 | 75 | 600 | 600 | 88.67 | 94.89 | 3 | 3.22
2020 | NEISO_2_NYISO_G-I | NEISO | NYISO_G-I | Internal | Summer | B4 | 100 | 600 | 600 | 82.44 | 89.41 | 3 | 3.97
2020 | NEISO_2_NYISO_G-I | NEISO | NYISO_G-I | Internal | Summer | B5 | 200 | 600 | 600 | 80.45 | 87.42 | 3 | 3.97
2020 | NEISO_2_NYISO_G-I | NEISO | NYISO_G-I | Internal | Summer | B6 | 300 | 600 | 600 | 67.2 | 74.16 | 3 | 3.97
2020 | NEISO_2_NYISO_G-I | NEISO | NYISO_G-I | Internal | Summer | B7 | 400 | 600 | 600 | 58.56 | 64.48 | 3 | 2.92
2020 | NEISO_2_NYISO_G-I | NEISO | NYISO_G-I | Internal | Summer | B8 | 500 | 600 | 436.2 | 58.56 | 61.56 | 3 | 0
2020 | NEISO_2_NYISO_G-I | NEISO | NYISO_G-I | Internal | Summer | B9 | 800 | 600 | 0 | 58.56 | 59.97 | 3 | 0
2020 | NEISO_2_NYISO_G-I | NEISO | NYISO_G-I | Internal | Summer | B10 | 1262 | 600 | 0 | 58.56 | 59.72 | 3 | 0
2020 | NEISO_2_NYISO_G-I | NEISO | NYISO_G-I | Internal | Winter | B16 | 25 | 600 | 600 | 70.88 | 77.85 | 3 | 3.97
2020 | NEISO_2_NYISO_G-I | NEISO | NYISO_G-I | Internal | Winter | B17 | 100 | 600 | 0 | 69.8 | 72.41 | 3 | 0
2020 | NEISO_2_NYISO_G-I | NEISO | NYISO_G-I | Internal | Winter | B18 | 400 | 600 | 0 | 69.03 | 71.26 | 3 | 0
2020 | NEISO_2_NYISO_G-I | NEISO | NYISO_G-I | Internal | Winter | B19 | 700 | 600 | 0 | 69.03 | 71.26 | 3 | 0
2020 | NEISO_2_NYISO_G-I | NEISO | NYISO_G-I | Internal | Winter | B20 | 935 | 600 | 0 | 69.03 | 69.72 | 3 | 0
2020 | NEISO_2_NYISO_J-K | NEISO | NYISO_J-K | Internal | Shoulder | B11 | 25 | 430 | 3401.25 | 68.49 | 75.47 | 3 | 3.98
2020 | NEISO_2_NYISO_J-K | NEISO | NYISO_J-K | Internal | Shoulder | B12 | 200 | 430 | 430 | 61.44 | 65.58 | 3 | 1.14
2020 | NEISO_2_NYISO_J-K | NEISO | NYISO_J-K | Internal | Shoulder | B13 | 600 | 430 | 368.25 | 61.44 | 64.44 | 3 | 0
2020 | NEISO_2_NYISO_J-K | NEISO | NYISO_J-K | Internal | Shoulder | B14 | 900 | 430 | 0 | 61.44 | 62.57 | 3 | 0
2020 | NEISO_2_NYISO_J-K | NEISO | NYISO_J-K | Internal | Shoulder | B15 | 1203 | 430 | 0 | 61.44 | 61.61 | 3 | 0
2020 | NEISO_2_NYISO_J-K | NEISO | NYISO_J-K | Internal | Summer | B1 | 10 | 430 | 0 | 127.75 | 129.7 | 3 | 0
2020 | NEISO_2_NYISO_J-K | NEISO | NYISO_J-K | Internal | Summer | B2 | 25 | 430 | 391.43 | 113.03 | 116.03 | 3 | 0
2020 | NEISO_2_NYISO_J-K | NEISO | NYISO_J-K | Internal | Summer | B3 | 75 | 430 | 430 | 88.67 | 94.91 | 3 | 3.24
2020 | NEISO_2_NYISO_J-K | NEISO | NYISO_J-K | Internal | Summer | B4 | 100 | 430 | 2536.43 | 82.44 | 89.42 | 3 | 3.98
2020 | NEISO_2_NYISO_J-K | NEISO | NYISO_J-K | Internal | Summer | B5 | 200 | 430 | 2995.42 | 80.45 | 87.43 | 3 | 3.98
2020 | NEISO_2_NYISO_J-K | NEISO | NYISO_J-K | Internal | Summer | B6 | 300 | 430 | 2317.84 | 67.2 | 74.18 | 3 | 3.98
2020 | NEISO_2_NYISO_J-K | NEISO | NYISO_J-K | Internal | Summer | B7 | 400 | 430 | 430 | 58.56 | 64.49 | 3 | 2.94
2020 | NEISO_2_NYISO_J-K | NEISO | NYISO_J-K | Internal | Summer | B8 | 500 | 430 | 430 | 58.56 | 61.57 | 3 | 0.01
2020 | NEISO_2_NYISO_J-K | NEISO | NYISO_J-K | Internal | Summer | B9 | 800 | 430 | 0 | 58.56 | 59.98 | 3 | 0
2020 | NEISO_2_NYISO_J-K | NEISO | NYISO_J-K | Internal | Summer | B10 | 1262 | 430 | 0 | 58.56 | 59.73 | 3 | 0
2020 | NEISO_2_NYISO_J-K | NEISO | NYISO_J-K | Internal | Winter | B16 | 25 | 430 | 2055.45 | 70.88 | 77.86 | 3 | 3.98
2020 | NEISO_2_NYISO_J-K | NEISO | NYISO_J-K | Internal | Winter | B17 | 100 | 430 | 0 | 69.8 | 72.42 | 3 | 0
2020 | NEISO_2_NYISO_J-K | NEISO | NYISO_J-K | Internal | Winter | B18 | 400 | 430 | 0 | 69.03 | 71.29 | 3 | 0
2020 | NEISO_2_NYISO_J-K | NEISO | NYISO_J-K | Internal | Winter | B19 | 700 | 430 | 0 | 69.03 | 71.29 | 3 | 0
2020 | NEISO_2_NYISO_J-K | NEISO | NYISO_J-K | Internal | Winter | B20 | 935 | 430 | 0 | 69.03 | 69.73 | 3 | 0
2020 | NonRTO_Midwest_2_MISO_IN | NonRTO_Midwest | MISO_IN | Internal | Shoulder | B11 | 25 | 4450 | 0 | 93.07 | 85.07 | 8 | 0
2020 | NonRTO_Midwest_2_MISO_IN | NonRTO_Midwest | MISO_IN | Internal | Shoulder | B12 | 200 | 4450 | 0 | 79.58 | 71.58 | 8 | 0
2020 | NonRTO_Midwest_2_MISO_IN | NonRTO_Midwest | MISO_IN | Internal | Shoulder | B13 | 600 | 4450 | 0 | 76.05 | 68.05 | 8 | 0
2020 | NonRTO_Midwest_2_MISO_IN | NonRTO_Midwest | MISO_IN | Internal | Shoulder | B14 | 900 | 4450 | 0 | 72.53 | 64.53 | 8 | 0
2020 | NonRTO_Midwest_2_MISO_IN | NonRTO_Midwest | MISO_IN | Internal | Shoulder | B15 | 1203 | 4450 | 0 | 65.51 | 61.52 | 8 | 0
2020 | NonRTO_Midwest_2_MISO_IN | NonRTO_Midwest | MISO_IN | Internal | Summer | B1 | 10 | 4450 | 0 | 108.34 | 106.99 | 8 | 0
2020 | NonRTO_Midwest_2_MISO_IN | NonRTO_Midwest | MISO_IN | Internal | Summer | B2 | 25 | 4450 | 0 | 108.34 | 105.41 | 8 | 0
2020 | NonRTO_Midwest_2_MISO_IN | NonRTO_Midwest | MISO_IN | Internal | Summer | B3 | 75 | 4450 | 0 | 108.34 | 100.88 | 8 | 0
2020 | NonRTO_Midwest_2_MISO_IN | NonRTO_Midwest | MISO_IN | Internal | Summer | B4 | 100 | 4450 | 0 | 107.73 | 99.73 | 8 | 0
2020 | NonRTO_Midwest_2_MISO_IN | NonRTO_Midwest | MISO_IN | Internal | Summer | B5 | 200 | 4450 | 0 | 105.03 | 97.03 | 8 | 0
2020 | NonRTO_Midwest_2_MISO_IN | NonRTO_Midwest | MISO_IN | Internal | Summer | B6 | 300 | 4450 | 0 | 91.31 | 83.31 | 8 | 0
2020 | NonRTO_Midwest_2_MISO_IN | NonRTO_Midwest | MISO_IN | Internal | Summer | B7 | 400 | 4450 | 0 | 78.01 | 70.01 | 8 | 0
2020 | NonRTO_Midwest_2_MISO_IN | NonRTO_Midwest | MISO_IN | Internal | Summer | B8 | 500 | 4450 | 0 | 66.02 | 63.56 | 8 | 0
2020 | NonRTO_Midwest_2_MISO_IN | NonRTO_Midwest | MISO_IN | Internal | Summer | B9 | 800 | 4450 | 0 | 65.83 | 61.19 | 8 | 0
2020 | NonRTO_Midwest_2_MISO_IN | NonRTO_Midwest | MISO_IN | Internal | Summer | B10 | 1262 | 4450 | 0 | 63.1 | 60.69 | 8 | 0
2020 | NonRTO_Midwest_2_MISO_IN | NonRTO_Midwest | MISO_IN | Internal | Winter | B16 | 25 | 4450 | 0 | 94.97 | 86.97 | 8 | 0
2020 | NonRTO_Midwest_2_MISO_IN | NonRTO_Midwest | MISO_IN | Internal | Winter | B17 | 100 | 4450 | 0 | 84.16 | 76.16 | 8 | 0
2020 | NonRTO_Midwest_2_MISO_IN | NonRTO_Midwest | MISO_IN | Internal | Winter | B18 | 400 | 4450 | 0 | 78.91 | 70.91 | 8 | 0
2020 | NonRTO_Midwest_2_MISO_IN | NonRTO_Midwest | MISO_IN | Internal | Winter | B19 | 700 | 4450 | 0 | 75.36 | 67.36 | 8 | 0
2020 | NonRTO_Midwest_2_MISO_IN | NonRTO_Midwest | MISO_IN | Internal | Winter | B20 | 935 | 4450 | 0 | 67.76 | 63.03 | 8 | 0
2020 | NonRTO_Midwest_2_TVA_Transmission | NonRTO_Midwest | TVA_Transmission | Internal | Shoulder | B11 | 25 | 2400 | 0 | 93.07 | 93.28 | 8 | 0
2020 | NonRTO_Midwest_2_TVA_Transmission | NonRTO_Midwest | TVA_Transmission | Internal | Shoulder | B12 | 200 | 2400 | 0 | 79.58 | 75.15 | 8 | 0
2020 | NonRTO_Midwest_2_TVA_Transmission | NonRTO_Midwest | TVA_Transmission | Internal | Shoulder | B13 | 600 | 2400 | 0 | 76.05 | 72.45 | 8 | 0
2020 | NonRTO_Midwest_2_TVA_Transmission | NonRTO_Midwest | TVA_Transmission | Internal | Shoulder | B14 | 900 | 2400 | 0 | 72.53 | 70.86 | 8 | 0
2020 | NonRTO_Midwest_2_TVA_Transmission | NonRTO_Midwest | TVA_Transmission | Internal | Shoulder | B15 | 1203 | 2400 | 0 | 65.51 | 69.5 | 8 | 0
2020 | NonRTO_Midwest_2_TVA_Transmission | NonRTO_Midwest | TVA_Transmission | Internal | Summer | B1 | 10 | 2400 | 0 | 108.34 | 115 | 8 | 0
2020 | NonRTO_Midwest_2_TVA_Transmission | NonRTO_Midwest | TVA_Transmission | Internal | Summer | B2 | 25 | 2400 | 0 | 108.34 | 113.89 | 8 | 0
2020 | NonRTO_Midwest_2_TVA_Transmission | NonRTO_Midwest | TVA_Transmission | Internal | Summer | B3 | 75 | 2400 | 0 | 108.34 | 109.78 | 8 | 0
2020 | NonRTO_Midwest_2_TVA_Transmission | NonRTO_Midwest | TVA_Transmission | Internal | Summer | B4 | 100 | 2400 | 0 | 107.73 | 107.91 | 8 | 0
2020 | NonRTO_Midwest_2_TVA_Transmission | NonRTO_Midwest | TVA_Transmission | Internal | Summer | B5 | 200 | 2400 | 0 | 105.03 | 105.04 | 8 | 0
2020 | NonRTO_Midwest_2_TVA_Transmission | NonRTO_Midwest | TVA_Transmission | Internal | Summer | B6 | 300 | 2400 | 0 | 91.31 | 91.97 | 8 | 0
2020 | NonRTO_Midwest_2_TVA_Transmission | NonRTO_Midwest | TVA_Transmission | Internal | Summer | B7 | 400 | 2400 | 0 | 78.01 | 78.67 | 8 | 0
2020 | NonRTO_Midwest_2_TVA_Transmission | NonRTO_Midwest | TVA_Transmission | Internal | Summer | B8 | 500 | 2400 | 0 | 66.02 | 72.03 | 8 | 0
2020 | NonRTO_Midwest_2_TVA_Transmission | NonRTO_Midwest | TVA_Transmission | Internal | Summer | B9 | 800 | 2400 | 0 | 65.83 | 68.68 | 8 | 0
2020 | NonRTO_Midwest_2_TVA_Transmission | NonRTO_Midwest | TVA_Transmission | Internal | Summer | B10 | 1262 | 2400 | 0 | 63.1 | 66.3 | 8 | 0
2020 | NonRTO_Midwest_2_TVA_Transmission | NonRTO_Midwest | TVA_Transmission | Internal | Winter | B16 | 25 | 2400 | 0 | 94.97 | 94.96 | 8 | 0
2020 | NonRTO_Midwest_2_TVA_Transmission | NonRTO_Midwest | TVA_Transmission | Internal | Winter | B17 | 100 | 2400 | 0 | 84.16 | 79.34 | 8 | 0
2020 | NonRTO_Midwest_2_TVA_Transmission | NonRTO_Midwest | TVA_Transmission | Internal | Winter | B18 | 400 | 2400 | 0 | 78.91 | 75.31 | 8 | 0
2020 | NonRTO_Midwest_2_TVA_Transmission | NonRTO_Midwest | TVA_Transmission | Internal | Winter | B19 | 700 | 2400 | 0 | 75.36 | 73.67 | 8 | 0
2020 | NonRTO_Midwest_2_TVA_Transmission | NonRTO_Midwest | TVA_Transmission | Internal | Winter | B20 | 935 | 2400 | 0 | 67.76 | 71.17 | 8 | 0
2020 | NYISO_A-F_2_NEISO | NYISO_A-F | NEISO | Internal | Shoulder | B11 | 25 | 600 | 0 | 72.34 | 68.49 | 3 | 0
2020 | NYISO_A-F_2_NEISO | NYISO_A-F | NEISO | Internal | Shoulder | B12 | 200 | 600 | 0 | 64.44 | 61.44 | 3 | 0
2020 | NYISO_A-F_2_NEISO | NYISO_A-F | NEISO | Internal | Shoulder | B13 | 600 | 600 | 0 | 62.06 | 61.44 | 3 | 0
2020 | NYISO_A-F_2_NEISO | NYISO_A-F | NEISO | Internal | Shoulder | B14 | 900 | 600 | 0 | 61.59 | 61.44 | 3 | 0
2020 | NYISO_A-F_2_NEISO | NYISO_A-F | NEISO | Internal | Shoulder | B15 | 1203 | 600 | 0 | 61.59 | 61.44 | 3 | 0
2020 | NYISO_A-F_2_NEISO | NYISO_A-F | NEISO | Internal | Summer | B1 | 10 | 600 | 310.77 | 124.75 | 127.75 | 3 | 0
2020 | NYISO_A-F_2_NEISO | NYISO_A-F | NEISO | Internal | Summer | B2 | 25 | 600 | 0 | 111.1 | 113.03 | 3 | 0
2020 | NYISO_A-F_2_NEISO | NYISO_A-F | NEISO | Internal | Summer | B3 | 75 | 600 | 0 | 91.67 | 88.67 | 3 | 0
2020 | NYISO_A-F_2_NEISO | NYISO_A-F | NEISO | Internal | Summer | B4 | 100 | 600 | 0 | 84.49 | 82.44 | 3 | 0
2020 | NYISO_A-F_2_NEISO | NYISO_A-F | NEISO | Internal | Summer | B5 | 200 | 600 | 0 | 82.49 | 80.45 | 3 | 0
2020 | NYISO_A-F_2_NEISO | NYISO_A-F | NEISO | Internal | Summer | B6 | 300 | 600 | 0 | 71.05 | 67.2 | 3 | 0
2020 | NYISO_A-F_2_NEISO | NYISO_A-F | NEISO | Internal | Summer | B7 | 400 | 600 | 0 | 62.41 | 58.56 | 3 | 0
2020 | NYISO_A-F_2_NEISO | NYISO_A-F | NEISO | Internal | Summer | B8 | 500 | 600 | 0 | 59.71 | 58.56 | 3 | 0
2020 | NYISO_A-F_2_NEISO | NYISO_A-F | NEISO | Internal | Summer | B9 | 800 | 600 | 0 | 59.71 | 58.56 | 3 | 0
2020 | NYISO_A-F_2_NEISO | NYISO_A-F | NEISO | Internal | Summer | B10 | 1262 | 600 | 0 | 59.71 | 58.56 | 3 | 0
2020 | NYISO_A-F_2_NEISO | NYISO_A-F | NEISO | Internal | Winter | B16 | 25 | 600 | 0 | 73.88 | 70.88 | 3 | 0
2020 | NYISO_A-F_2_NEISO | NYISO_A-F | NEISO | Internal | Winter | B17 | 100 | 600 | 0 | 67.49 | 69.8 | 3 | 0
2020 | NYISO_A-F_2_NEISO | NYISO_A-F | NEISO | Internal | Winter | B18 | 400 | 600 | 0 | 66.34 | 69.03 | 3 | 0
2020 | NYISO_A-F_2_NEISO | NYISO_A-F | NEISO | Internal | Winter | B19 | 700 | 600 | 0 | 66.34 | 69.03 | 3 | 0
2020 | NYISO_A-F_2_NEISO | NYISO_A-F | NEISO | Internal | Winter | B20 | 935 | 600 | 0 | 66.34 | 69.03 | 3 | 0
2020 | NYISO_A-F_2_NYISO_G-I | NYISO_A-F | NYISO_G-I | Internal | Shoulder | B11 | 25 | 4250 | 4250 | 72.34 | 75.45 | 0.01 | 3.1
2020 | NYISO_A-F_2_NYISO_G-I | NYISO_A-F | NYISO_G-I | Internal | Shoulder | B12 | 200 | 4250 | 4250 | 64.44 | 65.57 | 0.01 | 1.12
2020 | NYISO_A-F_2_NYISO_G-I | NYISO_A-F | NYISO_G-I | Internal | Shoulder | B13 | 600 | 4250 | 4250 | 62.06 | 64.43 | 0.01 | 2.35
2020 | NYISO_A-F_2_NYISO_G-I | NYISO_A-F | NYISO_G-I | Internal | Shoulder | B14 | 900 | 4250 | 4250 | 61.59 | 62.56 | 0.01 | 0.96
2020 | NYISO_A-F_2_NYISO_G-I | NYISO_A-F | NYISO_G-I | Internal | Shoulder | B15 | 1203 | 4250 | 3012.42 | 61.59 | 61.6 | 0.01 | 0
2020 | NYISO_A-F_2_NYISO_G-I | NYISO_A-F | NYISO_G-I | Internal | Summer | B1 | 10 | 4250 | 8597.33 | 124.75 | 129.67 | 0.01 | 4.91
2020 | NYISO_A-F_2_NYISO_G-I | NYISO_A-F | NYISO_G-I | Internal | Summer | B2 | 25 | 4250 | 7117.82 | 111.1 | 116.02 | 0.01 | 4.91
2020 | NYISO_A-F_2_NYISO_G-I | NYISO_A-F | NYISO_G-I | Internal | Summer | B3 | 75 | 4250 | 4250 | 91.67 | 94.89 | 0.01 | 3.21
2020 | NYISO_A-F_2_NYISO_G-I | NYISO_A-F | NYISO_G-I | Internal | Summer | B4 | 100 | 4250 | 4356.67 | 84.49 | 89.41 | 0.01 | 4.91
2020 | NYISO_A-F_2_NYISO_G-I | NYISO_A-F | NYISO_G-I | Internal | Summer | B5 | 200 | 4250 | 4635.79 | 82.49 | 87.42 | 0.01 | 4.91
2020 | NYISO_A-F_2_NYISO_G-I | NYISO_A-F | NYISO_G-I | Internal | Summer | B6 | 300 | 4250 | 4250 | 71.05 | 74.16 | 0.01 | 3.1
2020 | NYISO_A-F_2_NYISO_G-I | NYISO_A-F | NYISO_G-I | Internal | Summer | B7 | 400 | 4250 | 4250 | 62.41 | 64.48 | 0.01 | 2.06
2020 | NYISO_A-F_2_NYISO_G-I | NYISO_A-F | NYISO_G-I | Internal | Summer | B8 | 500 | 4250 | 4250 | 59.71 | 61.56 | 0.01 | 1.83
2020 | NYISO_A-F_2_NYISO_G-I | NYISO_A-F | NYISO_G-I | Internal | Summer | B9 | 800 | 4250 | 4250 | 59.71 | 59.97 | 0.01 | 0.25
2020 | NYISO_A-F_2_NYISO_G-I | NYISO_A-F | NYISO_G-I | Internal | Summer | B10 | 1262 | 4250 | 3000.55 | 59.71 | 59.72 | 0.01 | 0
2020 | NYISO_A-F_2_NYISO_G-I | NYISO_A-F | NYISO_G-I | Internal | Winter | B16 | 25 | 4250 | 4250 | 73.88 | 77.85 | 0.01 | 3.96
2020 | NYISO_A-F_2_NYISO_G-I | NYISO_A-F | NYISO_G-I | Internal | Winter | B17 | 100 | 4250 | 5314.77 | 67.49 | 72.41 | 0.01 | 4.91
2020 | NYISO_A-F_2_NYISO_G-I | NYISO_A-F | NYISO_G-I | Internal | Winter | B18 | 400 | 4250 | 6639.51 | 66.34 | 71.26 | 0.01 | 4.91
2020 | NYISO_A-F_2_NYISO_G-I | NYISO_A-F | NYISO_G-I | Internal | Winter | B19 | 700 | 4250 | 6053.55 | 66.34 | 71.26 | 0.01 | 4.91
2020 | NYISO_A-F_2_NYISO_G-I | NYISO_A-F | NYISO_G-I | Internal | Winter | B20 | 935 | 4250 | 4250 | 66.34 | 69.72 | 0.01 | 3.37
2020 | NYISO_A-F_2_PJM_ROM | NYISO_A-F | PJM_ROM | Internal | Shoulder | B11 | 25 | 1000 | 1000 | 72.34 | 87.06 | 8 | 6.72
2020 | NYISO_A-F_2_PJM_ROM | NYISO_A-F | PJM_ROM | Internal | Shoulder | B12 | 200 | 1000 | 1000 | 64.44 | 73.58 | 8 | 1.14
2020 | NYISO_A-F_2_PJM_ROM | NYISO_A-F | PJM_ROM | Internal | Shoulder | B13 | 600 | 1000 | 47.73 | 62.06 | 70.06 | 8 | 0
2020 | NYISO_A-F_2_PJM_ROM | NYISO_A-F | PJM_ROM | Internal | Shoulder | B14 | 900 | 1000 | 0 | 61.59 | 66.55 | 8 | 0
2020 | NYISO_A-F_2_PJM_ROM | NYISO_A-F | PJM_ROM | Internal | Shoulder | B15 | 1203 | 1000 | 0 | 61.59 | 63.52 | 8 | 0
2020 | NYISO_A-F_2_PJM_ROM | NYISO_A-F | PJM_ROM | Internal | Summer | B1 | 10 | 1000 | 1000 | 124.75 | 141.25 | 8 | 8.5
2020 | NYISO_A-F_2_PJM_ROM | NYISO_A-F | PJM_ROM | Internal | Summer | B2 | 25 | 1000 | 1000 | 111.1 | 124.01 | 8 | 4.91
2020 | NYISO_A-F_2_PJM_ROM | NYISO_A-F | PJM_ROM | Internal | Summer | B3 | 75 | 1000 | 1000 | 91.67 | 102.91 | 8 | 3.24
2020 | NYISO_A-F_2_PJM_ROM | NYISO_A-F | PJM_ROM | Internal | Summer | B4 | 100 | 1000 | 1000 | 84.49 | 101.02 | 8 | 8.53
2020 | NYISO_A-F_2_PJM_ROM | NYISO_A-F | PJM_ROM | Internal | Summer | B5 | 200 | 1000 | 1000 | 82.49 | 99.03 | 8 | 8.54
2020 | NYISO_A-F_2_PJM_ROM | NYISO_A-F | PJM_ROM | Internal | Summer | B6 | 300 | 1000 | 1000 | 71.05 | 85.77 | 8 | 6.72
2020 | NYISO_A-F_2_PJM_ROM | NYISO_A-F | PJM_ROM | Internal | Summer | B7 | 400 | 1000 | 1000 | 62.41 | 72.49 | 8 | 2.08
2020 | NYISO_A-F_2_PJM_ROM | NYISO_A-F | PJM_ROM | Internal | Summer | B8 | 500 | 1000 | 0 | 59.71 | 66.04 | 8 | 0
2020 | NYISO_A-F_2_PJM_ROM | NYISO_A-F | PJM_ROM | Internal | Summer | B9 | 800 | 1000 | 0 | 59.71 | 62.84 | 8 | 0
2020 | NYISO_A-F_2_PJM_ROM | NYISO_A-F | PJM_ROM | Internal | Summer | B10 | 1262 | 1000 | 0 | 59.71 | 60.94 | 8 | 0
2020 | NYISO_A-F_2_PJM_ROM | NYISO_A-F | PJM_ROM | Internal | Winter | B16 | 25 | 1000 | 1000 | 73.88 | 89.46 | 8 | 7.57
2020 | NYISO_A-F_2_PJM_ROM | NYISO_A-F | PJM_ROM | Internal | Winter | B17 | 100 | 1000 | 1000 | 67.49 | 78.65 | 8 | 3.16
2020 | NYISO_A-F_2_PJM_ROM | NYISO_A-F | PJM_ROM | Internal | Winter | B18 | 400 | 1000 | 0 | 66.34 | 73.39 | 8 | 0
2020 | NYISO_A-F_2_PJM_ROM | NYISO_A-F | PJM_ROM | Internal | Winter | B19 | 700 | 1000 | 0 | 66.34 | 69.85 | 8 | 0
2020 | NYISO_A-F_2_PJM_ROM | NYISO_A-F | PJM_ROM | Internal | Winter | B20 | 935 | 1000 | 0 | 66.34 | 65.31 | 8 | 0
2020 | NYISO_G-I_2_NEISO | NYISO_G-I | NEISO | Internal | Shoulder | B11 | 25 | 600 | 0 | 75.45 | 68.49 | 3 | 0
2020 | NYISO_G-I_2_NEISO | NYISO_G-I | NEISO | Internal | Shoulder | B12 | 200 | 600 | 0 | 65.57 | 61.44 | 3 | 0
2020 | NYISO_G-I_2_NEISO | NYISO_G-I | NEISO | Internal | Shoulder | B13 | 600 | 600 | 0 | 64.43 | 61.44 | 3 | 0
2020 | NYISO_G-I_2_NEISO | NYISO_G-I | NEISO | Internal | Shoulder | B14 | 900 | 600 | 0 | 62.56 | 61.44 | 3 | 0
2020 | NYISO_G-I_2_NEISO | NYISO_G-I | NEISO | Internal | Shoulder | B15 | 1203 | 600 | 0 | 61.6 | 61.44 | 3 | 0
2020 | NYISO_G-I_2_NEISO | NYISO_G-I | NEISO | Internal | Summer | B1 | 10 | 600 | 0 | 129.67 | 127.75 | 3 | 0
2020 | NYISO_G-I_2_NEISO | NYISO_G-I | NEISO | Internal | Summer | B2 | 25 | 600 | 0 | 116.02 | 113.03 | 3 | 0
2020 | NYISO_G-I_2_NEISO | NYISO_G-I | NEISO | Internal | Summer | B3 | 75 | 600 | 0 | 94.89 | 88.67 | 3 | 0
2020 | NYISO_G-I_2_NEISO | NYISO_G-I | NEISO | Internal | Summer | B4 | 100 | 600 | 0 | 89.41 | 82.44 | 3 | 0
2020 | NYISO_G-I_2_NEISO | NYISO_G-I | NEISO | Internal | Summer | B5 | 200 | 600 | 0 | 87.42 | 80.45 | 3 | 0
2020 | NYISO_G-I_2_NEISO | NYISO_G-I | NEISO | Internal | Summer | B6 | 300 | 600 | 0 | 74.16 | 67.2 | 3 | 0
2020 | NYISO_G-I_2_NEISO | NYISO_G-I | NEISO | Internal | Summer | B7 | 400 | 600 | 0 | 64.48 | 58.56 | 3 | 0
2020 | NYISO_G-I_2_NEISO | NYISO_G-I | NEISO | Internal | Summer | B8 | 500 | 600 | 0 | 61.56 | 58.56 | 3 | 0
2020 | NYISO_G-I_2_NEISO | NYISO_G-I | NEISO | Internal | Summer | B9 | 800 | 600 | 0 | 59.97 | 58.56 | 3 | 0
2020 | NYISO_G-I_2_NEISO | NYISO_G-I | NEISO | Internal | Summer | B10 | 1262 | 600 | 0 | 59.72 | 58.56 | 3 | 0
2020 | NYISO_G-I_2_NEISO | NYISO_G-I | NEISO | Internal | Winter | B16 | 25 | 600 | 0 | 77.85 | 70.88 | 3 | 0
2020 | NYISO_G-I_2_NEISO | NYISO_G-I | NEISO | Internal | Winter | B17 | 100 | 600 | 0 | 72.41 | 69.8 | 3 | 0
2020 | NYISO_G-I_2_NEISO | NYISO_G-I | NEISO | Internal | Winter | B18 | 400 | 600 | 0 | 71.26 | 69.03 | 3 | 0
2020 | NYISO_G-I_2_NEISO | NYISO_G-I | NEISO | Internal | Winter | B19 | 700 | 600 | 0 | 71.26 | 69.03 | 3 | 0
2020 | NYISO_G-I_2_NEISO | NYISO_G-I | NEISO | Internal | Winter | B20 | 935 | 600 | 0 | 69.72 | 69.03 | 3 | 0
2020 | NYISO_G-I_2_NYISO_A-F | NYISO_G-I | NYISO_A-F | Internal | Shoulder | B11 | 25 | 1999 | 0 | 75.45 | 72.34 | 0.01 | 0
2020 | NYISO_G-I_2_NYISO_A-F | NYISO_G-I | NYISO_A-F | Internal | Shoulder | B12 | 200 | 1999 | 0 | 65.57 | 64.44 | 0.01 | 0
2020 | NYISO_G-I_2_NYISO_A-F | NYISO_G-I | NYISO_A-F | Internal | Shoulder | B13 | 600 | 1999 | 0 | 64.43 | 62.06 | 0.01 | 0
2020 | NYISO_G-I_2_NYISO_A-F | NYISO_G-I | NYISO_A-F | Internal | Shoulder | B14 | 900 | 1999 | 0 | 62.56 | 61.59 | 0.01 | 0
2020 | NYISO_G-I_2_NYISO_A-F | NYISO_G-I | NYISO_A-F | Internal | Shoulder | B15 | 1203 | 1999 | 0 | 61.6 | 61.59 | 0.01 | 0
2020 | NYISO_G-I_2_NYISO_A-F | NYISO_G-I | NYISO_A-F | Internal | Summer | B1 | 10 | 1999 | 0 | 129.67 | 124.75 | 0.01 | 0
2020 | NYISO_G-I_2_NYISO_A-F | NYISO_G-I | NYISO_A-F | Internal | Summer | B2 | 25 | 1999 | 0 | 116.02 | 111.1 | 0.01 | 0
2020 | NYISO_G-I_2_NYISO_A-F | NYISO_G-I | NYISO_A-F | Internal | Summer | B3 | 75 | 1999 | 0 | 94.89 | 91.67 | 0.01 | 0
2020 | NYISO_G-I_2_NYISO_A-F | NYISO_G-I | NYISO_A-F | Internal | Summer | B4 | 100 | 1999 | 0 | 89.41 | 84.49 | 0.01 | 0
2020 | NYISO_G-I_2_NYISO_A-F | NYISO_G-I | NYISO_A-F | Internal | Summer | B5 | 200 | 1999 | 0 | 87.42 | 82.49 | 0.01 | 0
2020 | NYISO_G-I_2_NYISO_A-F | NYISO_G-I | NYISO_A-F | Internal | Summer | B6 | 300 | 1999 | 0 | 74.16 | 71.05 | 0.01 | 0
2020 | NYISO_G-I_2_NYISO_A-F | NYISO_G-I | NYISO_A-F | Internal | Summer | B7 | 400 | 1999 | 0 | 64.48 | 62.41 | 0.01 | 0
2020 | NYISO_G-I_2_NYISO_A-F | NYISO_G-I | NYISO_A-F | Internal | Summer | B8 | 500 | 1999 | 0 | 61.56 | 59.71 | 0.01 | 0
2020 | NYISO_G-I_2_NYISO_A-F | NYISO_G-I | NYISO_A-F | Internal | Summer | B9 | 800 | 1999 | 0 | 59.97 | 59.71 | 0.01 | 0
2020 | NYISO_G-I_2_NYISO_A-F | NYISO_G-I | NYISO_A-F | Internal | Summer | B10 | 1262 | 1999 | 0 | 59.72 | 59.71 | 0.01 | 0
2020 | NYISO_G-I_2_NYISO_A-F | NYISO_G-I | NYISO_A-F | Internal | Winter | B16 | 25 | 1999 | 0 | 77.85 | 73.88 | 0.01 | 0
2020 | NYISO_G-I_2_NYISO_A-F | NYISO_G-I | NYISO_A-F | Internal | Winter | B17 | 100 | 1999 | 0 | 72.41 | 67.49 | 0.01 | 0
2020 | NYISO_G-I_2_NYISO_A-F | NYISO_G-I | NYISO_A-F | Internal | Winter | B18 | 400 | 1999 | 0 | 71.26 | 66.34 | 0.01 | 0
2020 | NYISO_G-I_2_NYISO_A-F | NYISO_G-I | NYISO_A-F | Internal | Winter | B19 | 700 | 1999 | 0 | 71.26 | 66.34 | 0.01 | 0
2020 | NYISO_G-I_2_NYISO_A-F | NYISO_G-I | NYISO_A-F | Internal | Winter | B20 | 935 | 1999 | 0 | 69.72 | 66.34 | 0.01 | 0
2020 | NYISO_G-I_2_NYISO_J-K | NYISO_G-I | NYISO_J-K | Internal | Shoulder | B11 | 25 | 6130 | 1146.63 | 75.45 | 75.47 | 0.01 | 0
2020 | NYISO_G-I_2_NYISO_J-K | NYISO_G-I | NYISO_J-K | Internal | Shoulder | B12 | 200 | 6130 | 3541.16 | 65.57 | 65.58 | 0.01 | 0
2020 | NYISO_G-I_2_NYISO_J-K | NYISO_G-I | NYISO_J-K | Internal | Shoulder | B13 | 600 | 6130 | 4558.95 | 64.43 | 64.44 | 0.01 | 0
2020 | NYISO_G-I_2_NYISO_J-K | NYISO_G-I | NYISO_J-K | Internal | Shoulder | B14 | 900 | 6130 | 4227.61 | 62.56 | 62.57 | 0.01 | 0
2020 | NYISO_G-I_2_NYISO_J-K | NYISO_G-I | NYISO_J-K | Internal | Shoulder | B15 | 1203 | 6130 | 3040.76 | 61.6 | 61.61 | 0.01 | 0
2020 | NYISO_G-I_2_NYISO_J-K | NYISO_G-I | NYISO_J-K | Internal | Summer | B1 | 10 | 6130 | 6401.97 | 129.67 | 129.7 | 0.01 | 0.01
2020 | NYISO_G-I_2_NYISO_J-K | NYISO_G-I | NYISO_J-K | Internal | Summer | B2 | 25 | 6130 | 6043.59 | 116.02 | 116.03 | 0.01 | 0
2020 | NYISO_G-I_2_NYISO_J-K | NYISO_G-I | NYISO_J-K | Internal | Summer | B3 | 75 | 6130 | 4691.36 | 94.89 | 94.91 | 0.01 | 0
2020 | NYISO_G-I_2_NYISO_J-K | NYISO_G-I | NYISO_J-K | Internal | Summer | B4 | 100 | 6130 | 1507.75 | 89.41 | 89.42 | 0.01 | 0
2020 | NYISO_G-I_2_NYISO_J-K | NYISO_G-I | NYISO_J-K | Internal | Summer | B5 | 200 | 6130 | 543.99 | 87.42 | 87.43 | 0.01 | 0
2020 | NYISO_G-I_2_NYISO_J-K | NYISO_G-I | NYISO_J-K | Internal | Summer | B6 | 300 | 6130 | 3808.67 | 74.16 | 74.18 | 0.01 | 0
2020 | NYISO_G-I_2_NYISO_J-K | NYISO_G-I | NYISO_J-K | Internal | Summer | B7 | 400 | 6130 | 4782.88 | 64.48 | 64.49 | 0.01 | 0
2020 | NYISO_G-I_2_NYISO_J-K | NYISO_G-I | NYISO_J-K | Internal | Summer | B8 | 500 | 6130 | 5499.4 | 61.56 | 61.57 | 0.01 | 0
2020 | NYISO_G-I_2_NYISO_J-K | NYISO_G-I | NYISO_J-K | Internal | Summer | B9 | 800 | 6130 | 5096.38 | 59.97 | 59.98 | 0.01 | 0
2020 | NYISO_G-I_2_NYISO_J-K | NYISO_G-I | NYISO_J-K | Internal | Summer | B10 | 1262 | 6130 | 3373.94 | 59.72 | 59.73 | 0.01 | 0
2020 | NYISO_G-I_2_NYISO_J-K | NYISO_G-I | NYISO_J-K | Internal | Winter | B16 | 25 | 6130 | 3417.4 | 77.85 | 77.86 | 0.01 | 0
2020 | NYISO_G-I_2_NYISO_J-K | NYISO_G-I | NYISO_J-K | Internal | Winter | B17 | 100 | 6130 | 6087.65 | 72.41 | 72.42 | 0.01 | 0
2020 | NYISO_G-I_2_NYISO_J-K | NYISO_G-I | NYISO_J-K | Internal | Winter | B18 | 400 | 6130 | 7477 | 71.26 | 71.29 | 0.01 | 0.01
2020 | NYISO_G-I_2_NYISO_J-K | NYISO_G-I | NYISO_J-K | Internal | Winter | B19 | 700 | 6130 | 7055.25 | 71.26 | 71.29 | 0.01 | 0.01
2020 | NYISO_G-I_2_NYISO_J-K | NYISO_G-I | NYISO_J-K | Internal | Winter | B20 | 935 | 6130 | 5432.21 | 69.72 | 69.73 | 0.01 | 0
2020 | NYISO_G-I_2_PJM_E | NYISO_G-I | PJM_E | Internal | Shoulder | B11 | 25 | 1500 | 3852.66 | 75.45 | 87.05 | 8 | 3.59
2020 | NYISO_G-I_2_PJM_E | NYISO_G-I | PJM_E | Internal | Shoulder | B12 | 200 | 1500 | 1500 | 65.57 | 73.57 | 8 | 0
2020 | NYISO_G-I_2_PJM_E | NYISO_G-I | PJM_E | Internal | Shoulder | B13 | 600 | 1500 | 0 | 64.43 | 70.05 | 8 | 0
2020 | NYISO_G-I_2_PJM_E | NYISO_G-I | PJM_E | Internal | Shoulder | B14 | 900 | 1500 | 0 | 62.56 | 66.54 | 8 | 0
2020 | NYISO_G-I_2_PJM_E | NYISO_G-I | PJM_E | Internal | Shoulder | B15 | 1203 | 1500 | 0 | 61.6 | 63.5 | 8 | 0
2020 | NYISO_G-I_2_PJM_E | NYISO_G-I | PJM_E | Internal | Summer | B1 | 10 | 1500 | 1604.03 | 129.67 | 141.26 | 8 | 3.59
2020 | NYISO_G-I_2_PJM_E | NYISO_G-I | PJM_E | Internal | Summer | B2 | 25 | 1500 | 632.46 | 116.02 | 124.02 | 8 | 0
2020 | NYISO_G-I_2_PJM_E | NYISO_G-I | PJM_E | Internal | Summer | B3 | 75 | 1500 | 101.57 | 94.89 | 102.89 | 8 | 0
2020 | NYISO_G-I_2_PJM_E | NYISO_G-I | PJM_E | Internal | Summer | B4 | 100 | 1500 | 3642.07 | 89.41 | 101 | 8 | 3.59
2020 | NYISO_G-I_2_PJM_E | NYISO_G-I | PJM_E | Internal | Summer | B5 | 200 | 1500 | 5014.54 | 87.42 | 99.01 | 8 | 3.59
2020 | NYISO_G-I_2_PJM_E | NYISO_G-I | PJM_E | Internal | Summer | B6 | 300 | 1500 | 1548.67 | 74.16 | 85.76 | 8 | 3.59
2020 | NYISO_G-I_2_PJM_E | NYISO_G-I | PJM_E | Internal | Summer | B7 | 400 | 1500 | 735.18 | 64.48 | 72.48 | 8 | 0
2020 | NYISO_G-I_2_PJM_E | NYISO_G-I | PJM_E | Internal | Summer | B8 | 500 | 1500 | 0 | 61.56 | 66.03 | 8 | 0
2020 | NYISO_G-I_2_PJM_E | NYISO_G-I | PJM_E | Internal | Summer | B9 | 800 | 1500 | 0 | 59.97 | 62.83 | 8 | 0
2020 | NYISO_G-I_2_PJM_E | NYISO_G-I | PJM_E | Internal | Summer | B10 | 1262 | 1500 | 0 | 59.72 | 60.93 | 8 | 0
2020 | NYISO_G-I_2_PJM_E | NYISO_G-I | PJM_E | Internal | Winter | B16 | 25 | 1500 | 2096.74 | 77.85 | 89.44 | 8 | 3.59
2020 | NYISO_G-I_2_PJM_E | NYISO_G-I | PJM_E | Internal | Winter | B17 | 100 | 1500 | 0 | 72.41 | 78.63 | 8 | 0
2020 | NYISO_G-I_2_PJM_E | NYISO_G-I | PJM_E | Internal | Winter | B18 | 400 | 1500 | 0 | 71.26 | 73.38 | 8 | 0
2020 | NYISO_G-I_2_PJM_E | NYISO_G-I | PJM_E | Internal | Winter | B19 | 700 | 1500 | 0 | 71.26 | 69.84 | 8 | 0
2020 | NYISO_G-I_2_PJM_E | NYISO_G-I | PJM_E | Internal | Winter | B20 | 935 | 1500 | 0 | 69.72 | 65.3 | 8 | 0
2020 | NYISO_J-K_2_NEISO_OL | NYISO_J-K | NEISO | Internal | Shoulder | B11 | 25 | 99999 | 0 | 75.47 | 68.49 | 3.01 | 0
2020 | NYISO_J-K_2_NEISO_OL | NYISO_J-K | NEISO | Internal | Shoulder | B12 | 200 | 99999 | 0 | 65.58 | 61.44 | 3.01 | 0
2020 | NYISO_J-K_2_NEISO_OL | NYISO_J-K | NEISO | Internal | Shoulder | B13 | 600 | 99999 | 0 | 64.44 | 61.44 | 3.01 | 0
2020 | NYISO_J-K_2_NEISO_OL | NYISO_J-K | NEISO | Internal | Shoulder | B14 | 900 | 99999 | 0 | 62.57 | 61.44 | 3.01 | 0
2020 | NYISO_J-K_2_NEISO_OL | NYISO_J-K | NEISO | Internal | Shoulder | B15 | 1203 | 99999 | 0 | 61.61 | 61.44 | 3.01 | 0
2020 | NYISO_J-K_2_NEISO_OL | NYISO_J-K | NEISO | Internal | Summer | B1 | 10 | 99999 | 0 | 129.7 | 127.75 | 3.01 | 0
2020 | NYISO_J-K_2_NEISO_OL | NYISO_J-K | NEISO | Internal | Summer | B2 | 25 | 99999 | 0 | 116.03 | 113.03 | 3.01 | 0
2020 | NYISO_J-K_2_NEISO_OL | NYISO_J-K | NEISO | Internal | Summer | B3 | 75 | 99999 | 0 | 94.91 | 88.67 | 3.01 | 0
2020 | NYISO_J-K_2_NEISO_OL | NYISO_J-K | NEISO | Internal | Summer | B4 | 100 | 99999 | 0 | 89.42 | 82.44 | 3.01 | 0
2020 | NYISO_J-K_2_NEISO_OL | NYISO_J-K | NEISO | Internal | Summer | B5 | 200 | 99999 | 0 | 87.43 | 80.45 | 3.01 | 0
2020 | NYISO_J-K_2_NEISO_OL | NYISO_J-K | NEISO | Internal | Summer | B6 | 300 | 99999 | 0 | 74.18 | 67.2 | 3.01 | 0
2020 | NYISO_J-K_2_NEISO_OL | NYISO_J-K | NEISO | Internal | Summer | B7 | 400 | 99999 | 0 | 64.49 | 58.56 | 3.01 | 0
2020 | NYISO_J-K_2_NEISO_OL | NYISO_J-K | NEISO | Internal | Summer | B8 | 500 | 99999 | 0 | 61.57 | 58.56 | 3.01 | 0
2020 | NYISO_J-K_2_NEISO_OL | NYISO_J-K | NEISO | Internal | Summer | B9 | 800 | 99999 | 0 | 59.98 | 58.56 | 3.01 | 0
2020 | NYISO_J-K_2_NEISO_OL | NYISO_J-K | NEISO | Internal | Summer | B10 | 1262 | 99999 | 0 | 59.73 | 58.56 | 3.01 | 0
2020 | NYISO_J-K_2_NEISO_OL | NYISO_J-K | NEISO | Internal | Winter | B16 | 25 | 99999 | 0 | 77.86 | 70.88 | 3.01 | 0
2020 | NYISO_J-K_2_NEISO_OL | NYISO_J-K | NEISO | Internal | Winter | B17 | 100 | 99999 | 0 | 72.42 | 69.8 | 3.01 | 0
2020 | NYISO_J-K_2_NEISO_OL | NYISO_J-K | NEISO | Internal | Winter | B18 | 400 | 99999 | 0 | 71.29 | 69.03 | 3.01 | 0
2020 | NYISO_J-K_2_NEISO_OL | NYISO_J-K | NEISO | Internal | Winter | B19 | 700 | 99999 | 0 | 71.29 | 69.03 | 3.01 | 0
2020 | NYISO_J-K_2_NEISO_OL | NYISO_J-K | NEISO | Internal | Winter | B20 | 935 | 99999 | 0 | 69.73 | 69.03 | 3.01 | 0
2020 | NYISO_J-K_2_NYISO_G-I | NYISO_J-K | NYISO_G-I | Internal | Shoulder | B11 | 25 | 1999 | 0 | 75.47 | 75.45 | 0.01 | 0
2020 | NYISO_J-K_2_NYISO_G-I | NYISO_J-K | NYISO_G-I | Internal | Shoulder | B12 | 200 | 1999 | 0 | 65.58 | 65.57 | 0.01 | 0
2020 | NYISO_J-K_2_NYISO_G-I | NYISO_J-K | NYISO_G-I | Internal | Shoulder | B13 | 600 | 1999 | 0 | 64.44 | 64.43 | 0.01 | 0
2020 | NYISO_J-K_2_NYISO_G-I | NYISO_J-K | NYISO_G-I | Internal | Shoulder | B14 | 900 | 1999 | 0 | 62.57 | 62.56 | 0.01 | 0
2020 | NYISO_J-K_2_NYISO_G-I | NYISO_J-K | NYISO_G-I | Internal | Shoulder | B15 | 1203 | 1999 | 0 | 61.61 | 61.6 | 0.01 | 0
2020 | NYISO_J-K_2_NYISO_G-I | NYISO_J-K | NYISO_G-I | Internal | Summer | B1 | 10 | 1999 | 0 | 129.7 | 129.67 | 0.01 | 0
2020 | NYISO_J-K_2_NYISO_G-I | NYISO_J-K | NYISO_G-I | Internal | Summer | B2 | 25 | 1999 | 0 | 116.03 | 116.02 | 0.01 | 0
2020 | NYISO_J-K_2_NYISO_G-I | NYISO_J-K | NYISO_G-I | Internal | Summer | B3 | 75 | 1999 | 0 | 94.91 | 94.89 | 0.01 | 0
2020 | NYISO_J-K_2_NYISO_G-I | NYISO_J-K | NYISO_G-I | Internal | Summer | B4 | 100 | 1999 | 0 | 89.42 | 89.41 | 0.01 | 0
2020 | NYISO_J-K_2_NYISO_G-I | NYISO_J-K | NYISO_G-I | Internal | Summer | B5 | 200 | 1999 | 0 | 87.43 | 87.42 | 0.01 | 0
2020 | NYISO_J-K_2_NYISO_G-I | NYISO_J-K | NYISO_G-I | Internal | Summer | B6 | 300 | 1999 | 0 | 74.18 | 74.16 | 0.01 | 0
2020 | NYISO_J-K_2_NYISO_G-I | NYISO_J-K | NYISO_G-I | Internal | Summer | B7 | 400 | 1999 | 0 | 64.49 | 64.48 | 0.01 | 0
2020 | NYISO_J-K_2_NYISO_G-I | NYISO_J-K | NYISO_G-I | Internal | Summer | B8 | 500 | 1999 | 0 | 61.57 | 61.56 | 0.01 | 0
2020 | NYISO_J-K_2_NYISO_G-I | NYISO_J-K | NYISO_G-I | Internal | Summer | B9 | 800 | 1999 | 0 | 59.98 | 59.97 | 0.01 | 0
2020 | NYISO_J-K_2_NYISO_G-I | NYISO_J-K | NYISO_G-I | Internal | Summer | B10 | 1262 | 1999 | 0 | 59.73 | 59.72 | 0.01 | 0
2020 | NYISO_J-K_2_NYISO_G-I | NYISO_J-K | NYISO_G-I | Internal | Winter | B16 | 25 | 1999 | 0 | 77.86 | 77.85 | 0.01 | 0
2020 | NYISO_J-K_2_NYISO_G-I | NYISO_J-K | NYISO_G-I | Internal | Winter | B17 | 100 | 1999 | 0 | 72.42 | 72.41 | 0.01 | 0
2020 | NYISO_J-K_2_NYISO_G-I | NYISO_J-K | NYISO_G-I | Internal | Winter | B18 | 400 | 1999 | 0 | 71.29 | 71.26 | 0.01 | 0
2020 | NYISO_J-K_2_NYISO_G-I | NYISO_J-K | NYISO_G-I | Internal | Winter | B19 | 700 | 1999 | 0 | 71.29 | 71.26 | 0.01 | 0
2020 | NYISO_J-K_2_NYISO_G-I | NYISO_J-K | NYISO_G-I | Internal | Winter | B20 | 935 | 1999 | 0 | 69.73 | 69.72 | 0.01 | 0
2020 | NYISO_J-K_2_PJM_E_OL | NYISO_J-K | PJM_E | Internal | Shoulder | B11 | 25 | 99999 | 0 | 75.47 | 87.05 | 11.58 | 0
2020 | NYISO_J-K_2_PJM_E_OL | NYISO_J-K | PJM_E | Internal | Shoulder | B12 | 200 | 99999 | 0 | 65.58 | 73.57 | 11.58 | 0
2020 | NYISO_J-K_2_PJM_E_OL | NYISO_J-K | PJM_E | Internal | Shoulder | B13 | 600 | 99999 | 0 | 64.44 | 70.05 | 11.58 | 0
2020 | NYISO_J-K_2_PJM_E_OL | NYISO_J-K | PJM_E | Internal | Shoulder | B14 | 900 | 99999 | 0 | 62.57 | 66.54 | 11.58 | 0
2020 | NYISO_J-K_2_PJM_E_OL | NYISO_J-K | PJM_E | Internal | Shoulder | B15 | 1203 | 99999 | 0 | 61.61 | 63.5 | 11.58 | 0
2020 | NYISO_J-K_2_PJM_E_OL | NYISO_J-K | PJM_E | Internal | Summer | B1 | 10 | 99999 | 0 | 129.7 | 141.26 | 11.58 | 0
2020 | NYISO_J-K_2_PJM_E_OL | NYISO_J-K | PJM_E | Internal | Summer | B2 | 25 | 99999 | 0 | 116.03 | 124.02 | 11.58 | 0
2020 | NYISO_J-K_2_PJM_E_OL | NYISO_J-K | PJM_E | Internal | Summer | B3 | 75 | 99999 | 0 | 94.91 | 102.89 | 11.58 | 0
2020 | NYISO_J-K_2_PJM_E_OL | NYISO_J-K | PJM_E | Internal | Summer | B4 | 100 | 99999 | 0 | 89.42 | 101 | 11.58 | 0
2020 | NYISO_J-K_2_PJM_E_OL | NYISO_J-K | PJM_E | Internal | Summer | B5 | 200 | 99999 | 0 | 87.43 | 99.01 | 11.58 | 0
2020 | NYISO_J-K_2_PJM_E_OL | NYISO_J-K | PJM_E | Internal | Summer | B6 | 300 | 99999 | 0 | 74.18 | 85.76 | 11.58 | 0
2020 | NYISO_J-K_2_PJM_E_OL | NYISO_J-K | PJM_E | Internal | Summer | B7 | 400 | 99999 | 0 | 64.49 | 72.48 | 11.58 | 0
2020 | NYISO_J-K_2_PJM_E_OL | NYISO_J-K | PJM_E | Internal | Summer | B8 | 500 | 99999 | 0 | 61.57 | 66.03 | 11.58 | 0
2020 | NYISO_J-K_2_PJM_E_OL | NYISO_J-K | PJM_E | Internal | Summer | B9 | 800 | 99999 | 0 | 59.98 | 62.83 | 11.58 | 0
2020 | NYISO_J-K_2_PJM_E_OL | NYISO_J-K | PJM_E | Internal | Summer | B10 | 1262 | 99999 | 0 | 59.73 | 60.93 | 11.58 | 0
2020 | NYISO_J-K_2_PJM_E_OL | NYISO_J-K | PJM_E | Internal | Winter | B16 | 25 | 99999 | 0 | 77.86 | 89.44 | 11.58 | 0
2020 | NYISO_J-K_2_PJM_E_OL | NYISO_J-K | PJM_E | Internal | Winter | B17 | 100 | 99999 | 0 | 72.42 | 78.63 | 11.58 | 0
2020 | NYISO_J-K_2_PJM_E_OL | NYISO_J-K | PJM_E | Internal | Winter | B18 | 400 | 99999 | 0 | 71.29 | 73.38 | 11.58 | 0
2020 | NYISO_J-K_2_PJM_E_OL | NYISO_J-K | PJM_E | Internal | Winter | B19 | 700 | 99999 | 0 | 71.29 | 69.84 | 11.58 | 0
2020 | NYISO_J-K_2_PJM_E_OL | NYISO_J-K | PJM_E | Internal | Winter | B20 | 935 | 99999 | 0 | 69.73 | 65.3 | 11.58 | 0
2020 | PJM_E_2_NYISO_G-I | PJM_E | NYISO_G-I | Internal | Shoulder | B11 | 25 | 500 | 0 | 87.05 | 75.45 | 6 | 0
2020 | PJM_E_2_NYISO_G-I | PJM_E | NYISO_G-I | Internal | Shoulder | B12 | 200 | 500 | 0 | 73.57 | 65.57 | 6 | 0
2020 | PJM_E_2_NYISO_G-I | PJM_E | NYISO_G-I | Internal | Shoulder | B13 | 600 | 500 | 0 | 70.05 | 64.43 | 6 | 0
2020 | PJM_E_2_NYISO_G-I | PJM_E | NYISO_G-I | Internal | Shoulder | B14 | 900 | 500 | 0 | 66.54 | 62.56 | 6 | 0
2020 | PJM_E_2_NYISO_G-I | PJM_E | NYISO_G-I | Internal | Shoulder | B15 | 1203 | 500 | 0 | 63.5 | 61.6 | 6 | 0
2020 | PJM_E_2_NYISO_G-I | PJM_E | NYISO_G-I | Internal | Summer | B1 | 10 | 500 | 0 | 141.26 | 129.67 | 6 | 0
2020 | PJM_E_2_NYISO_G-I | PJM_E | NYISO_G-I | Internal | Summer | B2 | 25 | 500 | 0 | 124.02 | 116.02 | 6 | 0
2020 | PJM_E_2_NYISO_G-I | PJM_E | NYISO_G-I | Internal | Summer | B3 | 75 | 500 | 0 | 102.89 | 94.89 | 6 | 0
2020 | PJM_E_2_NYISO_G-I | PJM_E | NYISO_G-I | Internal | Summer | B4 | 100 | 500 | 0 | 101 | 89.41 | 6 | 0
2020 | PJM_E_2_NYISO_G-I | PJM_E | NYISO_G-I | Internal | Summer | B5 | 200 | 500 | 0 | 99.01 | 87.42 | 6 | 0
2020 | PJM_E_2_NYISO_G-I | PJM_E | NYISO_G-I | Internal | Summer | B6 | 300 | 500 | 0 | 85.76 | 74.16 | 6 | 0
2020 | PJM_E_2_NYISO_G-I | PJM_E | NYISO_G-I | Internal | Summer | B7 | 400 | 500 | 0 | 72.48 | 64.48 | 6 | 0
2020 | PJM_E_2_NYISO_G-I | PJM_E | NYISO_G-I | Internal | Summer | B8 | 500 | 500 | 0 | 66.03 | 61.56 | 6 | 0
2020 | PJM_E_2_NYISO_G-I | PJM_E | NYISO_G-I | Internal | Summer | B9 | 800 | 500 | 0 | 62.83 | 59.97 | 6 | 0
2020 | PJM_E_2_NYISO_G-I | PJM_E | NYISO_G-I | Internal | Summer | B10 | 1262 | 500 | 0 | 60.93 | 59.72 | 6 | 0
2020 | PJM_E_2_NYISO_G-I | PJM_E | NYISO_G-I | Internal | Winter | B16 | 25 | 500 | 0 | 89.44 | 77.85 | 6 | 0
2020 | PJM_E_2_NYISO_G-I | PJM_E | NYISO_G-I | Internal | Winter | B17 | 100 | 500 | 0 | 78.63 | 72.41 | 6 | 0
2020 | PJM_E_2_NYISO_G-I | PJM_E | NYISO_G-I | Internal | Winter | B18 | 400 | 500 | 0 | 73.38 | 71.26 | 6 | 0
2020 | PJM_E_2_NYISO_G-I | PJM_E | NYISO_G-I | Internal | Winter | B19 | 700 | 500 | 0 | 69.84 | 71.26 | 6 | 0
2020 | PJM_E_2_NYISO_G-I | PJM_E | NYISO_G-I | Internal | Winter | B20 | 935 | 500 | 0 | 65.3 | 69.72 | 6 | 0
2020 | PJM_E_2_NYISO_J-K | PJM_E | NYISO_J-K | Internal | Shoulder | B11 | 25 | 330 | 0 | 87.05 | 75.47 | 6 | 0
2020 | PJM_E_2_NYISO_J-K | PJM_E | NYISO_J-K | Internal | Shoulder | B12 | 200 | 330 | 0 | 73.57 | 65.58 | 6 | 0
2020 | PJM_E_2_NYISO_J-K | PJM_E | NYISO_J-K | Internal | Shoulder | B13 | 600 | 330 | 0 | 70.05 | 64.44 | 6 | 0
2020 | PJM_E_2_NYISO_J-K | PJM_E | NYISO_J-K | Internal | Shoulder | B14 | 900 | 330 | 0 | 66.54 | 62.57 | 6 | 0
2020 | PJM_E_2_NYISO_J-K | PJM_E | NYISO_J-K | Internal | Shoulder | B15 | 1203 | 330 | 0 | 63.5 | 61.61 | 6 | 0
2020 | PJM_E_2_NYISO_J-K | PJM_E | NYISO_J-K | Internal | Summer | B1 | 10 | 330 | 0 | 141.26 | 129.7 | 6 | 0
2020 | PJM_E_2_NYISO_J-K | PJM_E | NYISO_J-K | Internal | Summer | B2 | 25 | 330 | 0 | 124.02 | 116.03 | 6 | 0
2020 | PJM_E_2_NYISO_J-K | PJM_E | NYISO_J-K | Internal | Summer | B3 | 75 | 330 | 0 | 102.89 | 94.91 | 6 | 0
2020 | PJM_E_2_NYISO_J-K | PJM_E | NYISO_J-K | Internal | Summer | B4 | 100 | 330 | 0 | 101 | 89.42 | 6 | 0
2020 | PJM_E_2_NYISO_J-K | PJM_E | NYISO_J-K | Internal | Summer | B5 | 200 | 330 | 0 | 99.01 | 87.43 | 6 | 0
2020 | PJM_E_2_NYISO_J-K | PJM_E | NYISO_J-K | Internal | Summer | B6 | 300 | 330 | 0 | 85.76 | 74.18 | 6 | 0
2020 | PJM_E_2_NYISO_J-K | PJM_E | NYISO_J-K | Internal | Summer | B7 | 400 | 330 | 0 | 72.48 | 64.49 | 6 | 0
2020 | PJM_E_2_NYISO_J-K | PJM_E | NYISO_J-K | Internal | Summer | B8 | 500 | 330 | 0 | 66.03 | 61.57 | 6 | 0
2020 | PJM_E_2_NYISO_J-K | PJM_E | NYISO_J-K | Internal | Summer | B9 | 800 | 330 | 0 | 62.83 | 59.98 | 6 | 0
2020 | PJM_E_2_NYISO_J-K | PJM_E | NYISO_J-K | Internal | Summer | B10 | 1262 | 330 | 0 | 60.93 | 59.73 | 6 | 0
2020 | PJM_E_2_NYISO_J-K | PJM_E | NYISO_J-K | Internal | Winter | B16 | 25 | 330 | 0 | 89.44 | 77.86 | 6 | 0
2020 | PJM_E_2_NYISO_J-K | PJM_E | NYISO_J-K | Internal | Winter | B17 | 100 | 330 | 0 | 78.63 | 72.42 | 6 | 0
2020 | PJM_E_2_NYISO_J-K | PJM_E | NYISO_J-K | Internal | Winter | B18 | 400 | 330 | 0 | 73.38 | 71.29 | 6 | 0
2020 | PJM_E_2_NYISO_J-K | PJM_E | NYISO_J-K | Internal | Winter | B19 | 700 | 330 | 0 | 69.84 | 71.29 | 6 | 0
2020 | PJM_E_2_NYISO_J-K | PJM_E | NYISO_J-K | Internal | Winter | B20 | 935 | 330 | 0 | 65.3 | 69.73 | 6 | 0
2020 | PJM_E_2_PJM_ROM | PJM_E | PJM_ROM | Internal | Shoulder | B11 | 25 | 8000 | 7629.42 | 87.05 | 87.06 | 0.01 | 0
2020 | PJM_E_2_PJM_ROM | PJM_E | PJM_ROM | Internal | Shoulder | B12 | 200 | 8000 | 5264.07 | 73.57 | 73.58 | 0.01 | 0
2020 | PJM_E_2_PJM_ROM | PJM_E | PJM_ROM | Internal | Shoulder | B13 | 600 | 8000 | 4419.6 | 70.05 | 70.06 | 0.01 | 0
2020 | PJM_E_2_PJM_ROM | PJM_E | PJM_ROM | Internal | Shoulder | B14 | 900 | 8000 | 2545.08 | 66.54 | 66.55 | 0.01 | 0
2020 | PJM_E_2_PJM_ROM | PJM_E | PJM_ROM | Internal | Shoulder | B15 | 1203 | 8000 | 721.89 | 63.5 | 63.52 | 0.01 | 0
2020 | PJM_E_2_PJM_ROM | PJM_E | PJM_ROM | Internal | Summer | B1 | 10 | 8000 | 0 | 141.26 | 141.25 | 0.01 | 0
2020 | PJM_E_2_PJM_ROM | PJM_E | PJM_ROM | Internal | Summer | B2 | 25 | 8000 | 0 | 124.02 | 124.01 | 0.01 | 0
2020 | PJM_E_2_PJM_ROM | PJM_E | PJM_ROM | Internal | Summer | B3 | 75 | 8000 | 918.66 | 102.89 | 102.91 | 0.01 | 0
2020 | PJM_E_2_PJM_ROM | PJM_E | PJM_ROM | Internal | Summer | B4 | 100 | 8000 | 6216.66 | 101 | 101.02 | 0.01 | 0
2020 | PJM_E_2_PJM_ROM | PJM_E | PJM_ROM | Internal | Summer | B5 | 200 | 8000 | 8500.53 | 99.01 | 99.03 | 0.01 | 0.01
2020 | PJM_E_2_PJM_ROM | PJM_E | PJM_ROM | Internal | Summer | B6 | 300 | 8000 | 4369.85 | 85.76 | 85.77 | 0.01 | 0
2020 | PJM_E_2_PJM_ROM | PJM_E | PJM_ROM | Internal | Summer | B7 | 400 | 8000 | 4034.22 | 72.48 | 72.49 | 0.01 | 0
2020 | PJM_E_2_PJM_ROM | PJM_E | PJM_ROM | Internal | Summer | B8 | 500 | 8000 | 2454.41 | 66.03 | 66.04 | 0.01 | 0
2020 | PJM_E_2_PJM_ROM | PJM_E | PJM_ROM | Internal | Summer | B9 | 800 | 8000 | 2598.31 | 62.83 | 62.84 | 0.01 | 0
2020 | PJM_E_2_PJM_ROM | PJM_E | PJM_ROM | Internal | Summer | B10 | 1262 | 8000 | 1193.7 | 60.93 | 60.94 | 0.01 | 0
2020 | PJM_E_2_PJM_ROM | PJM_E | PJM_ROM | Internal | Winter | B16 | 25 | 8000 | 2811.1 | 89.44 | 89.46 | 0.01 | 0
2020 | PJM_E_2_PJM_ROM | PJM_E | PJM_ROM | Internal | Winter | B17 | 100 | 8000 | 1375.45 | 78.63 | 78.65 | 0.01 | 0
2020 | PJM_E_2_PJM_ROM | PJM_E | PJM_ROM | Internal | Winter | B18 | 400 | 8000 | 78.58 | 73.38 | 73.39 | 0.01 | 0
2020 | PJM_E_2_PJM_ROM | PJM_E | PJM_ROM | Internal | Winter | B19 | 700 | 8000 | 774.38 | 69.84 | 69.85 | 0.01 | 0
2020 | PJM_E_2_PJM_ROM | PJM_E | PJM_ROM | Internal | Winter | B20 | 935 | 8000 | 509.41 | 65.3 | 65.31 | 0.01 | 0
2020 | PJM_ROR_2_MISO_IN | PJM_ROR | MISO_IN | Internal | Shoulder | B11 | 25 | 909 | 0 | 87.07 | 85.07 | 2 | 0
2020 | PJM_ROR_2_MISO_IN | PJM_ROR | MISO_IN | Internal | Shoulder | B12 | 200 | 909 | 0 | 73.59 | 71.58 | 2 | 0
2020 | PJM_ROR_2_MISO_IN | PJM_ROR | MISO_IN | Internal | Shoulder | B13 | 600 | 909 | 0 | 70.05 | 68.05 | 2 | 0
2020 | PJM_ROR_2_MISO_IN | PJM_ROR | MISO_IN | Internal | Shoulder | B14 | 900 | 909 | 0 | 66.54 | 64.53 | 2 | 0
2020 | PJM_ROR_2_MISO_IN | PJM_ROR | MISO_IN | Internal | Shoulder | B15 | 1203 | 909 | 0 | 63.5 | 61.52 | 2 | 0
2020 | PJM_ROR_2_MISO_IN | PJM_ROR | MISO_IN | Internal | Summer | B1 | 10 | 909 | 0 | 109.46 | 106.99 | 2 | 0
2020 | PJM_ROR_2_MISO_IN | PJM_ROR | MISO_IN | Internal | Summer | B2 | 25 | 909 | 0 | 107.89 | 105.41 | 2 | 0
2020 | PJM_ROR_2_MISO_IN | PJM_ROR | MISO_IN | Internal | Summer | B3 | 75 | 909 | 0 | 102.89 | 100.88 | 2 | 0
2020 | PJM_ROR_2_MISO_IN | PJM_ROR | MISO_IN | Internal | Summer | B4 | 100 | 909 | 0 | 101.03 | 99.73 | 2 | 0
2020 | PJM_ROR_2_MISO_IN | PJM_ROR | MISO_IN | Internal | Summer | B5 | 200 | 909 | 0 | 99.04 | 97.03 | 2 | 0
2020 | PJM_ROR_2_MISO_IN | PJM_ROR | MISO_IN | Internal | Summer | B6 | 300 | 909 | 0 | 85.78 | 83.31 | 2 | 0
2020 | PJM_ROR_2_MISO_IN | PJM_ROR | MISO_IN | Internal | Summer | B7 | 400 | 909 | 0 | 72.48 | 70.01 | 2 | 0
2020 | PJM_ROR_2_MISO_IN | PJM_ROR | MISO_IN | Internal | Summer | B8 | 500 | 909 | 0 | 66.03 | 63.56 | 2 | 0
2020 | PJM_ROR_2_MISO_IN | PJM_ROR | MISO_IN | Internal | Summer | B9 | 800 | 909 | 0 | 62.83 | 61.19 | 2 | 0
2020 | PJM_ROR_2_MISO_IN | PJM_ROR | MISO_IN | Internal | Summer | B10 | 1262 | 909 | 0 | 60.93 | 60.69 | 2 | 0
2020 | PJM_ROR_2_MISO_IN | PJM_ROR | MISO_IN | Internal | Winter | B16 | 25 | 909 | 0 | 89.44 | 86.97 | 2 | 0
2020 | PJM_ROR_2_MISO_IN | PJM_ROR | MISO_IN | Internal | Winter | B17 | 100 | 909 | 0 | 78.63 | 76.16 | 2 | 0
2020 | PJM_ROR_2_MISO_IN | PJM_ROR | MISO_IN | Internal | Winter | B18 | 400 | 909 | 0 | 73.38 | 70.91 | 2 | 0
2020 | PJM_ROR_2_MISO_IN | PJM_ROR | MISO_IN | Internal | Winter | B19 | 700 | 909 | 0 | 69.84 | 67.36 | 2 | 0
2020 | PJM_ROR_2_MISO_IN | PJM_ROR | MISO_IN | Internal | Winter | B20 | 935 | 909 | 0 | 65.3 | 63.03 | 2 | 0
2020 | PJM_ROR_2_MISO_MI | PJM_ROR | MISO_MI | Internal | Shoulder | B11 | 25 | 1305 | 0 | 87.07 | 85.06 | 2 | 0
2020 | PJM_ROR_2_MISO_MI | PJM_ROR | MISO_MI | Internal | Shoulder | B12 | 200 | 1305 | 0 | 73.59 | 71.59 | 2 | 0
2020 | PJM_ROR_2_MISO_MI | PJM_ROR | MISO_MI | Internal | Shoulder | B13 | 600 | 1305 | 0 | 70.05 | 68.06 | 2 | 0
2020 | PJM_ROR_2_MISO_MI | PJM_ROR | MISO_MI | Internal | Shoulder | B14 | 900 | 1305 | 0 | 66.54 | 64.54 | 2 | 0
2020 | PJM_ROR_2_MISO_MI | PJM_ROR | MISO_MI | Internal | Shoulder | B15 | 1203 | 1305 | 0 | 63.5 | 61.53 | 2 | 0
2020 | PJM_ROR_2_MISO_MI | PJM_ROR | MISO_MI | Internal | Summer | B1 | 10 | 1305 | 0 | 109.46 | 107 | 2 | 0
2020 | PJM_ROR_2_MISO_MI | PJM_ROR | MISO_MI | Internal | Summer | B2 | 25 | 1305 | 0 | 107.89 | 105.43 | 2 | 0
2020 | PJM_ROR_2_MISO_MI | PJM_ROR | MISO_MI | Internal | Summer | B3 | 75 | 1305 | 0 | 102.89 | 100.89 | 2 | 0
2020 | PJM_ROR_2_MISO_MI | PJM_ROR | MISO_MI | Internal | Summer | B4 | 100 | 1305 | 0 | 101.03 | 99.74 | 2 | 0
2020 | PJM_ROR_2_MISO_MI | PJM_ROR | MISO_MI | Internal | Summer | B5 | 200 | 1305 | 0 | 99.04 | 97.04 | 2 | 0
2020 | PJM_ROR_2_MISO_MI | PJM_ROR | MISO_MI | Internal | Summer | B6 | 300 | 1305 | 0 | 85.78 | 83.32 | 2 | 0
2020 | PJM_ROR_2_MISO_MI | PJM_ROR | MISO_MI | Internal | Summer | B7 | 400 | 1305 | 0 | 72.48 | 70.02 | 2 | 0
2020 | PJM_ROR_2_MISO_MI | PJM_ROR | MISO_MI | Internal | Summer | B8 | 500 | 1305 | 0 | 66.03 | 63.57 | 2 | 0
2020 | PJM_ROR_2_MISO_MI | PJM_ROR | MISO_MI | Internal | Summer | B9 | 800 | 1305 | 0 | 62.83 | 61.2 | 2 | 0
2020 | PJM_ROR_2_MISO_MI | PJM_ROR | MISO_MI | Internal | Summer | B10 | 1262 | 1305 | 0 | 60.93 | 60.71 | 2 | 0
2020 | PJM_ROR_2_MISO_MI | PJM_ROR | MISO_MI | Internal | Winter | B16 | 25 | 1305 | 0 | 89.44 | 86.96 | 2 | 0
2020 | PJM_ROR_2_MISO_MI | PJM_ROR | MISO_MI | Internal | Winter | B17 | 100 | 1305 | 0 | 78.63 | 76.17 | 2 | 0
2020 | PJM_ROR_2_MISO_MI | PJM_ROR | MISO_MI | Internal | Winter | B18 | 400 | 1305 | 0 | 73.38 | 70.92 | 2 | 0
2020 | PJM_ROR_2_MISO_MI | PJM_ROR | MISO_MI | Internal | Winter | B19 | 700 | 1305 | 0 | 69.84 | 67.39 | 2 | 0
2020 | PJM_ROR_2_MISO_MI | PJM_ROR | MISO_MI | Internal | Winter | B20 | 935 | 1305 | 0 | 65.3 | 63.06 | 2 | 0
2020 | PJM_ROR_2_MISO_MO-IL | PJM_ROR | MISO_MO-IL | Internal | Shoulder | B11 | 25 | 1111 | 0 | 87.07 | 85.28 | 2 | 0
2020 | PJM_ROR_2_MISO_MO-IL | PJM_ROR | MISO_MO-IL | Internal | Shoulder | B12 | 200 | 1111 | 0 | 73.59 | 71.59 | 2 | 0
2020 | PJM_ROR_2_MISO_MO-IL | PJM_ROR | MISO_MO-IL | Internal | Shoulder | B13 | 600 | 1111 | 0 | 70.05 | 68.06 | 2 | 0
2020 | PJM_ROR_2_MISO_MO-IL | PJM_ROR | MISO_MO-IL | Internal | Shoulder | B14 | 900 | 1111 | 0 | 66.54 | 64.54 | 2 | 0
2020 | PJM_ROR_2_MISO_MO-IL | PJM_ROR | MISO_MO-IL | Internal | Shoulder | B15 | 1203 | 1111 | 0 | 63.5 | 61.53 | 2 | 0
2020 | PJM_ROR_2_MISO_MO-IL | PJM_ROR | MISO_MO-IL | Internal | Summer | B1 | 10 | 1111 | 0 | 109.46 | 107 | 2 | 0
2020 | PJM_ROR_2_MISO_MO-IL | PJM_ROR | MISO_MO-IL | Internal | Summer | B2 | 25 | 1111 | 0 | 107.89 | 105.89 | 2 | 0
2020 | PJM_ROR_2_MISO_MO-IL | PJM_ROR | MISO_MO-IL | Internal | Summer | B3 | 75 | 1111 | 0 | 102.89 | 101.78 | 2 | 0
2020 | PJM_ROR_2_MISO_MO-IL | PJM_ROR | MISO_MO-IL | Internal | Summer | B4 | 100 | 1111 | 0 | 101.03 | 100.4 | 2 | 0
2020 | PJM_ROR_2_MISO_MO-IL | PJM_ROR | MISO_MO-IL | Internal | Summer | B5 | 200 | 1111 | 0 | 99.04 | 97.7 | 2 | 0
2020 | PJM_ROR_2_MISO_MO-IL | PJM_ROR | MISO_MO-IL | Internal | Summer | B6 | 300 | 1111 | 0 | 85.78 | 83.97 | 2 | 0
2020 | PJM_ROR_2_MISO_MO-IL | PJM_ROR | MISO_MO-IL | Internal | Summer | B7 | 400 | 1111 | 0 | 72.48 | 70.67 | 2 | 0
2020 | PJM_ROR_2_MISO_MO-IL | PJM_ROR | MISO_MO-IL | Internal | Summer | B8 | 500 | 1111 | 0 | 66.03 | 64.05 | 2 | 0
2020 | PJM_ROR_2_MISO_MO-IL | PJM_ROR | MISO_MO-IL | Internal | Summer | B9 | 800 | 1111 | 0 | 62.83 | 62.58 | 2 | 0
2020 | PJM_ROR_2_MISO_MO-IL | PJM_ROR | MISO_MO-IL | Internal | Summer | B10 | 1262 | 1111 | 0 | 60.93 | 61.64 | 2 | 0
2020 | PJM_ROR_2_MISO_MO-IL | PJM_ROR | MISO_MO-IL | Internal | Winter | B16 | 25 | 1111 | 0 | 89.44 | 86.96 | 2 | 0
2020 | PJM_ROR_2_MISO_MO-IL | PJM_ROR | MISO_MO-IL | Internal | Winter | B17 | 100 | 1111 | 0 | 78.63 | 76.15 | 2 | 0
2020 | PJM_ROR_2_MISO_MO-IL | PJM_ROR | MISO_MO-IL | Internal | Winter | B18 | 400 | 1111 | 0 | 73.38 | 70.89 | 2 | 0
2020 | PJM_ROR_2_MISO_MO-IL | PJM_ROR | MISO_MO-IL | Internal | Winter | B19 | 700 | 1111 | 0 | 69.84 | 67.38 | 2 | 0
2020 | PJM_ROR_2_MISO_MO-IL | PJM_ROR | MISO_MO-IL | Internal | Winter | B20 | 935 | 1111 | 0 | 65.3 | 63.17 | 2 | 0
2020 | PJM_ROR_2_MISO_W | PJM_ROR | MISO_W | Internal | Shoulder | B11 | 25 | 709 | 0 | 87.07 | 85.27 | 2 | 0
2020 | PJM_ROR_2_MISO_W | PJM_ROR | MISO_W | Internal | Shoulder | B12 | 200 | 709 | 0 | 73.59 | 71.58 | 2 | 0
2020 | PJM_ROR_2_MISO_W | PJM_ROR | MISO_W | Internal | Shoulder | B13 | 600 | 709 | 0 | 70.05 | 68.05 | 2 | 0
2020 | PJM_ROR_2_MISO_W | PJM_ROR | MISO_W | Internal | Shoulder | B14 | 900 | 709 | 0 | 66.54 | 64.53 | 2 | 0
2020 | PJM_ROR_2_MISO_W | PJM_ROR | MISO_W | Internal | Shoulder | B15 | 1203 | 709 | 0 | 63.5 | 61.52 | 2 | 0
2020 | PJM_ROR_2_MISO_W | PJM_ROR | MISO_W | Internal | Summer | B1 | 10 | 709 | 0 | 109.46 | 106.97 | 2 | 0
2020 | PJM_ROR_2_MISO_W | PJM_ROR | MISO_W | Internal | Summer | B2 | 25 | 709 | 0 | 107.89 | 105.87 | 2 | 0
2020 | PJM_ROR_2_MISO_W | PJM_ROR | MISO_W | Internal | Summer | B3 | 75 | 709 | 0 | 102.89 | 101.77 | 2 | 0
2020 | PJM_ROR_2_MISO_W | PJM_ROR | MISO_W | Internal | Summer | B4 | 100 | 709 | 0 | 101.03 | 100.38 | 2 | 0
2020 | PJM_ROR_2_MISO_W | PJM_ROR | MISO_W | Internal | Summer | B5 | 200 | 709 | 0 | 99.04 | 97.69 | 2 | 0
2020 | PJM_ROR_2_MISO_W | PJM_ROR | MISO_W | Internal | Summer | B6 | 300 | 709 | 0 | 85.78 | 83.96 | 2 | 0
2020 | PJM_ROR_2_MISO_W | PJM_ROR | MISO_W | Internal | Summer | B7 | 400 | 709 | 0 | 72.48 | 70.66 | 2 | 0
2020 | PJM_ROR_2_MISO_W | PJM_ROR | MISO_W | Internal | Summer | B8 | 500 | 709 | 0 | 66.03 | 64.04 | 2 | 0
2020 | PJM_ROR_2_MISO_W | PJM_ROR | MISO_W | Internal | Summer | B9 | 800 | 709 | 0 | 62.83 | 62.59 | 2 | 0
2020 | PJM_ROR_2_MISO_W | PJM_ROR | MISO_W | Internal | Summer | B10 | 1262 | 709 | 0 | 60.93 | 61.66 | 2 | 0
2020 | PJM_ROR_2_MISO_W | PJM_ROR | MISO_W | Internal | Winter | B16 | 25 | 709 | 0 | 89.44 | 86.91 | 2 | 0
2020 | PJM_ROR_2_MISO_W | PJM_ROR | MISO_W | Internal | Winter | B17 | 100 | 709 | 0 | 78.63 | 76.1 | 2 | 0
2020 | PJM_ROR_2_MISO_W | PJM_ROR | MISO_W | Internal | Winter | B18 | 400 | 709 | 0 | 73.38 | 70.85 | 2 | 0
2020 | PJM_ROR_2_MISO_W | PJM_ROR | MISO_W | Internal | Winter | B19 | 700 | 709 | 0 | 69.84 | 67.39 | 2 | 0
2020 | PJM_ROR_2_MISO_W | PJM_ROR | MISO_W | Internal | Winter | B20 | 935 | 709 | 0 | 65.3 | 63.19 | 2 | 0
2020 | PJM_ROR_2_PJM_ROM | PJM_ROR | PJM_ROM | Internal | Shoulder | B11 | 25 | 8000 | 0 | 87.07 | 87.06 | 0.01 | 0
2020 | PJM_ROR_2_PJM_ROM | PJM_ROR | PJM_ROM | Internal | Shoulder | B12 | 200 | 8000 | 0 | 73.59 | 73.58 | 0.01 | 0
2020 | PJM_ROR_2_PJM_ROM | PJM_ROR | PJM_ROM | Internal | Shoulder | B13 | 600 | 8000 | 1682.98 | 70.05 | 70.06 | 0.01 | 0
2020 | PJM_ROR_2_PJM_ROM | PJM_ROR | PJM_ROM | Internal | Shoulder | B14 | 900 | 8000 | 3772.87 | 66.54 | 66.55 | 0.01 | 0
2020 | PJM_ROR_2_PJM_ROM | PJM_ROR | PJM_ROM | Internal | Shoulder | B15 | 1203 | 8000 | 5701.56 | 63.5 | 63.52 | 0.01 | 0
2020 | PJM_ROR_2_PJM_ROM | PJM_ROR | PJM_ROM | Internal | Summer | B1 | 10 | 8000 | 8000 | 109.46 | 141.25 | 0.01 | 31.78
2020 | PJM_ROR_2_PJM_ROM | PJM_ROR | PJM_ROM | Internal | Summer | B2 | 25 | 8000 | 8000 | 107.89 | 124.01 | 0.01 | 16.11
2020 | PJM_ROR_2_PJM_ROM | PJM_ROR | PJM_ROM | Internal | Summer | B3 | 75 | 8000 | 5804.07 | 102.89 | 102.91 | 0.01 | 0
2020 | PJM_ROR_2_PJM_ROM | PJM_ROR | PJM_ROM | Internal | Summer | B4 | 100 | 8000 | 0 | 101.03 | 101.02 | 0.01 | 0
2020 | PJM_ROR_2_PJM_ROM | PJM_ROR | PJM_ROM | Internal | Summer | B5 | 200 | 8000 | 0 | 99.04 | 99.03 | 0.01 | 0
2020 | PJM_ROR_2_PJM_ROM | PJM_ROR | PJM_ROM | Internal | Summer | B6 | 300 | 8000 | 0 | 85.78 | 85.77 | 0.01 | 0
2020 | PJM_ROR_2_PJM_ROM | PJM_ROR | PJM_ROM | Internal | Summer | B7 | 400 | 8000 | 725.53 | 72.48 | 72.49 | 0.01 | 0
2020 | PJM_ROR_2_PJM_ROM | PJM_ROR | PJM_ROM | Internal | Summer | B8 | 500 | 8000 | 4684.74 | 66.03 | 66.04 | 0.01 | 0
2020 | PJM_ROR_2_PJM_ROM | PJM_ROR | PJM_ROM | Internal | Summer | B9 | 800 | 8000 | 3273.22 | 62.83 | 62.84 | 0.01 | 0
2020 | PJM_ROR_2_PJM_ROM | PJM_ROR | PJM_ROM | Internal | Summer | B10 | 1262 | 8000 | 5447.23 | 60.93 | 60.94 | 0.01 | 0
2020 | PJM_ROR_2_PJM_ROM | PJM_ROR | PJM_ROM | Internal | Winter | B16 | 25 | 8000 | 4547.78 | 89.44 | 89.46 | 0.01 | 0
2020 | PJM_ROR_2_PJM_ROM | PJM_ROR | PJM_ROM | Internal | Winter | B17 | 100 | 8000 | 5285.23 | 78.63 | 78.65 | 0.01 | 0
2020 | PJM_ROR_2_PJM_ROM | PJM_ROR | PJM_ROM | Internal | Winter | B18 | 400 | 8000 | 7262.76 | 73.38 | 73.39 | 0.01 | 0
2020 | PJM_ROR_2_PJM_ROM | PJM_ROR | PJM_ROM | Internal | Winter | B19 | 700 | 8000 | 6065.4 | 69.84 | 69.85 | 0.01 | 0
2020 | PJM_ROR_2_PJM_ROM | PJM_ROR | PJM_ROM | Internal | Winter | B20 | 935 | 8000 | 6404.32 | 65.3 | 65.31 | 0.01 | 0
2020 | PJM_ROR_2_TVA_Transmission | PJM_ROR | TVA_Transmission | Internal | Shoulder | B11 | 25 | 2500 | 2500 | 87.07 | 93.28 | 6 | 0.21
2020 | PJM_ROR_2_TVA_Transmission | PJM_ROR | TVA_Transmission | Internal | Shoulder | B12 | 200 | 2500 | 0 | 73.59 | 75.15 | 6 | 0
2020 | PJM_ROR_2_TVA_Transmission | PJM_ROR | TVA_Transmission | Internal | Shoulder | B13 | 600 | 2500 | 0 | 70.05 | 72.45 | 6 | 0
2020 | PJM_ROR_2_TVA_Transmission | PJM_ROR | TVA_Transmission | Internal | Shoulder | B14 | 900 | 2500 | 0 | 66.54 | 70.86 | 6 | 0
2020 | PJM_ROR_2_TVA_Transmission | PJM_ROR | TVA_Transmission | Internal | Shoulder | B15 | 1203 | 2500 | 1821.71 | 63.5 | 69.5 | 6 | 0
2020 | PJM_ROR_2_TVA_Transmission | PJM_ROR | TVA_Transmission | Internal | Summer | B1 | 10 | 2500 | 0 | 109.46 | 115 | 6 | 0
2020 | PJM_ROR_2_TVA_Transmission | PJM_ROR | TVA_Transmission | Internal | Summer | B2 | 25 | 2500 | 73.34 | 107.89 | 113.89 | 6 | 0
2020 | PJM_ROR_2_TVA_Transmission | PJM_ROR | TVA_Transmission | Internal | Summer | B3 | 75 | 2500 | 2735.78 | 102.89 | 109.78 | 6 | 0.89
2020 | PJM_ROR_2_TVA_Transmission | PJM_ROR | TVA_Transmission | Internal | Summer | B4 | 100 | 2500 | 3126.78 | 101.03 | 107.91 | 6 | 0.89
2020 | PJM_ROR_2_TVA_Transmission | PJM_ROR | TVA_Transmission | Internal | Summer | B5 | 200 | 2500 | 1519.83 | 99.04 | 105.04 | 6 | 0
2020 | PJM_ROR_2_TVA_Transmission | PJM_ROR | TVA_Transmission | Internal | Summer | B6 | 300 | 2500 | 2500 | 85.78 | 91.97 | 6 | 0.19
2020 | PJM_ROR_2_TVA_Transmission | PJM_ROR | TVA_Transmission | Internal | Summer | B7 | 400 | 2500 | 2500 | 72.48 | 78.67 | 6 | 0.19
2020 | PJM_ROR_2_TVA_Transmission | PJM_ROR | TVA_Transmission | Internal | Summer | B8 | 500 | 2500 | 1381.71 | 66.03 | 72.03 | 6 | 0
2020 | PJM_ROR_2_TVA_Transmission | PJM_ROR | TVA_Transmission | Internal | Summer | B9 | 800 | 2500 | 0 | 62.83 | 68.68 | 6 | 0
2020 | PJM_ROR_2_TVA_Transmission | PJM_ROR | TVA_Transmission | Internal | Summer | B10 | 1262 | 2500 | 0 | 60.93 | 66.3 | 6 | 0
2020 | PJM_ROR_2_TVA_Transmission | PJM_ROR | TVA_Transmission | Internal | Winter | B16 | 25 | 2500 | 0 | 89.44 | 94.96 | 6 | 0
2020 | PJM_ROR_2_TVA_Transmission | PJM_ROR | TVA_Transmission | Internal | Winter | B17 | 100 | 2500 | 0 | 78.63 | 79.34 | 6 | 0
2020 | PJM_ROR_2_TVA_Transmission | PJM_ROR | TVA_Transmission | Internal | Winter | B18 | 400 | 2500 | 0 | 73.38 | 75.31 | 6 | 0
2020 | PJM_ROR_2_TVA_Transmission | PJM_ROR | TVA_Transmission | Internal | Winter | B19 | 700 | 2500 | 0 | 69.84 | 73.67 | 6 | 0
2020 | PJM_ROR_2_TVA_Transmission | PJM_ROR | TVA_Transmission | Internal | Winter | B20 | 935 | 2500 | 0 | 65.3 | 71.17 | 6 | 0
2020 | PJM_ROR_2_VACAR | PJM_ROR | VACAR | Internal | Shoulder | B11 | 25 | 3000 | 3000 | 87.07 | 95.28 | 6 | 2.21
2020 | PJM_ROR_2_VACAR | PJM_ROR | VACAR | Internal | Shoulder | B12 | 200 | 3000 | 2122.59 | 73.59 | 79.59 | 6 | 0
2020 | PJM_ROR_2_VACAR | PJM_ROR | VACAR | Internal | Shoulder | B13 | 600 | 3000 | 498.63 | 70.05 | 76.05 | 6 | 0
2020 | PJM_ROR_2_VACAR | PJM_ROR | VACAR | Internal | Shoulder | B14 | 900 | 3000 | 1323.4 | 66.54 | 72.54 | 6 | 0
2020 | PJM_ROR_2_VACAR | PJM_ROR | VACAR | Internal | Shoulder | B15 | 1203 | 3000 | 0 | 63.5 | 69.24 | 6 | 0
2020 | PJM_ROR_2_VACAR | PJM_ROR | VACAR | Internal | Summer | B1 | 10 | 3000 | 4576.37 | 109.46 | 120.4 | 6 | 4.94
2020 | PJM_ROR_2_VACAR | PJM_ROR | VACAR | Internal | Summer | B2 | 25 | 3000 | 3582.96 | 107.89 | 118.82 | 6 | 4.94
2020 | PJM_ROR_2_VACAR | PJM_ROR | VACAR | Internal | Summer | B3 | 75 | 3000 | 3000 | 102.89 | 112.67 | 6 | 3.78
2020 | PJM_ROR_2_VACAR | PJM_ROR | VACAR | Internal | Summer | B4 | 100 | 3000 | 6476.23 | 101.03 | 111.96 | 6 | 4.94
2020 | PJM_ROR_2_VACAR | PJM_ROR | VACAR | Internal | Summer | B5 | 200 | 3000 | 5005.39 | 99.04 | 109.98 | 6 | 4.94
2020 | PJM_ROR_2_VACAR | PJM_ROR | VACAR | Internal | Summer | B6 | 300 | 3000 | 4307.13 | 85.78 | 96.72 | 6 | 4.94
2020 | PJM_ROR_2_VACAR | PJM_ROR | VACAR | Internal | Summer | B7 | 400 | 3000 | 4762.23 | 72.48 | 83.42 | 6 | 4.94
2020 | PJM_ROR_2_VACAR | PJM_ROR | VACAR | Internal | Summer | B8 | 500 | 3000 | 3000 | 66.03 | 74.03 | 6 | 2
2020 | PJM_ROR_2_VACAR | PJM_ROR | VACAR | Internal | Summer | B9 | 800 | 3000 | 1365.1 | 62.83 | 68.83 | 6 | 0
2020 | PJM_ROR_2_VACAR | PJM_ROR | VACAR | Internal | Summer | B10 | 1262 | 3000 | 0 | 60.93 | 66.65 | 6 | 0
2020 | PJM_ROR_2_VACAR | PJM_ROR | VACAR | Internal | Winter | B16 | 25 | 3000 | 8219.13 | 89.44 | 100.38 | 6 | 4.94
2020 | PJM_ROR_2_VACAR | PJM_ROR | VACAR | Internal | Winter | B17 | 100 | 3000 | 5485.02 | 78.63 | 89.57 | 6 | 4.94
2020 | PJM_ROR_2_VACAR | PJM_ROR | VACAR | Internal | Winter | B18 | 400 | 3000 | 3000 | 73.38 | 79.43 | 6 | 0.05
2020 | PJM_ROR_2_VACAR | PJM_ROR | VACAR | Internal | Winter | B19 | 700 | 3000 | 2277.12 | 69.84 | 75.84 | 6 | 0
2020 | PJM_ROR_2_VACAR | PJM_ROR | VACAR | Internal | Winter | B20 | 935 | 3000 | 1392.94 | 65.3 | 71.3 | 6 | 0
2020 | PJM_ROM_2_NYISO_A-F | PJM_ROM | NYISO_A-F | Internal | Shoulder | B11 | 25 | 2000 | 0 | 87.06 | 72.34 | 6 | 0
2020 | PJM_ROM_2_NYISO_A-F | PJM_ROM | NYISO_A-F | Internal | Shoulder | B12 | 200 | 2000 | 0 | 73.58 | 64.44 | 6 | 0
2020 | PJM_ROM_2_NYISO_A-F | PJM_ROM | NYISO_A-F | Internal | Shoulder | B13 | 600 | 2000 | 0 | 70.06 | 62.06 | 6 | 0
2020 | PJM_ROM_2_NYISO_A-F | PJM_ROM | NYISO_A-F | Internal | Shoulder | B14 | 900 | 2000 | 0 | 66.55 | 61.59 | 6 | 0
2020 | PJM_ROM_2_NYISO_A-F | PJM_ROM | NYISO_A-F | Internal | Shoulder | B15 | 1203 | 2000 | 0 | 63.52 | 61.59 | 6 | 0
2020 | PJM_ROM_2_NYISO_A-F | PJM_ROM | NYISO_A-F | Internal | Summer | B1 | 10 | 2000 | 0 | 141.25 | 124.75 | 6 | 0
2020 | PJM_ROM_2_NYISO_A-F | PJM_ROM | NYISO_A-F | Internal | Summer | B2 | 25 | 2000 | 0 | 124.01 | 111.1 | 6 | 0
2020 | PJM_ROM_2_NYISO_A-F | PJM_ROM | NYISO_A-F | Internal | Summer | B3 | 75 | 2000 | 0 | 102.91 | 91.67 | 6 | 0
2020 | PJM_ROM_2_NYISO_A-F | PJM_ROM | NYISO_A-F | Internal | Summer | B4 | 100 | 2000 | 0 | 101.02 | 84.49 | 6 | 0
2020 | PJM_ROM_2_NYISO_A-F | PJM_ROM | NYISO_A-F | Internal | Summer | B5 | 200 | 2000 | 0 | 99.03 | 82.49 | 6 | 0
2020 | PJM_ROM_2_NYISO_A-F | PJM_ROM | NYISO_A-F | Internal | Summer | B6 | 300 | 2000 | 0 | 85.77 | 71.05 | 6 | 0
2020 | PJM_ROM_2_NYISO_A-F | PJM_ROM | NYISO_A-F | Internal | Summer | B7 | 400 | 2000 | 0 | 72.49 | 62.41 | 6 | 0
2020 | PJM_ROM_2_NYISO_A-F | PJM_ROM | NYISO_A-F | Internal | Summer | B8 | 500 | 2000 | 0 | 66.04 | 59.71 | 6 | 0
2020 | PJM_ROM_2_NYISO_A-F | PJM_ROM | NYISO_A-F | Internal | Summer | B9 | 800 | 2000 | 0 | 62.84 | 59.71 | 6 | 0
2020 | PJM_ROM_2_NYISO_A-F | PJM_ROM | NYISO_A-F | Internal | Summer | B10 | 1262 | 2000 | 0 | 60.94 | 59.71 | 6 | 0
2020 | PJM_ROM_2_NYISO_A-F | PJM_ROM | NYISO_A-F | Internal | Winter | B16 | 25 | 2000 | 0 | 89.46 | 73.88 | 6 | 0
2020 | PJM_ROM_2_NYISO_A-F | PJM_ROM | NYISO_A-F | Internal | Winter | B17 | 100 | 2000 | 0 | 78.65 | 67.49 | 6 | 0
2020 | PJM_ROM_2_NYISO_A-F | PJM_ROM | NYISO_A-F | Internal | Winter | B18 | 400 | 2000 | 0 | 73.39 | 66.34 | 6 | 0
2020 | PJM_ROM_2_NYISO_A-F | PJM_ROM | NYISO_A-F | Internal | Winter | B19 | 700 | 2000 | 0 | 69.85 | 66.34 | 6 | 0
2020 | PJM_ROM_2_NYISO_A-F | PJM_ROM | NYISO_A-F | Internal | Winter | B20 | 935 | 2000 | 0 | 65.31 | 66.34 | 6 | 0
2020 | PJM_ROM_2_PJM_E | PJM_ROM | PJM_E | Internal | Shoulder | B11 | 25 | 8000 | 0 | 87.06 | 87.05 | 0.01 | 0
2020 | PJM_ROM_2_PJM_E | PJM_ROM | PJM_E | Internal | Shoulder | B12 | 200 | 8000 | 0 | 73.58 | 73.57 | 0.01 | 0
2020 | PJM_ROM_2_PJM_E | PJM_ROM | PJM_E | Internal | Shoulder | B13 | 600 | 8000 | 0 | 70.06 | 70.05 | 0.01 | 0
2020 | PJM_ROM_2_PJM_E | PJM_ROM | PJM_E | Internal | Shoulder | B14 | 900 | 8000 | 0 | 66.55 | 66.54 | 0.01 | 0
2020 | PJM_ROM_2_PJM_E | PJM_ROM | PJM_E | Internal | Shoulder | B15 | 1203 | 8000 | 0 | 63.52 | 63.5 | 0.01 | 0
2020 | PJM_ROM_2_PJM_E | PJM_ROM | PJM_E | Internal | Summer | B1 | 10 | 8000 | 997.21 | 141.25 | 141.26 | 0.01 | 0
2020 | PJM_ROM_2_PJM_E | PJM_ROM | PJM_E | Internal | Summer | B2 | 25 | 8000 | 1157.16 | 124.01 | 124.02 | 0.01 | 0
2020 | PJM_ROM_2_PJM_E | PJM_ROM | PJM_E | Internal | Summer | B3 | 75 | 8000 | 0 | 102.91 | 102.89 | 0.01 | 0
2020 | PJM_ROM_2_PJM_E | PJM_ROM | PJM_E | Internal | Summer | B4 | 100 | 8000 | 0 | 101.02 | 101 | 0.01 | 0
2020 | PJM_ROM_2_PJM_E | PJM_ROM | PJM_E | Internal | Summer | B5 | 200 | 8000 | 0 | 99.03 | 99.01 | 0.01 | 0
2020 | PJM_ROM_2_PJM_E | PJM_ROM | PJM_E | Internal | Summer | B6 | 300 | 8000 | 0 | 85.77 | 85.76 | 0.01 | 0
2020 | PJM_ROM_2_PJM_E | PJM_ROM | PJM_E | Internal | Summer | B7 | 400 | 8000 | 0 | 72.49 | 72.48 | 0.01 | 0
2020 | PJM_ROM_2_PJM_E | PJM_ROM | PJM_E | Internal | Summer | B8 | 500 | 8000 | 0 | 66.04 | 66.03 | 0.01 | 0
2020 | PJM_ROM_2_PJM_E | PJM_ROM | PJM_E | Internal | Summer | B9 | 800 | 8000 | 0 | 62.84 | 62.83 | 0.01 | 0
2020 | PJM_ROM_2_PJM_E | PJM_ROM | PJM_E | Internal | Summer | B10 | 1262 | 8000 | 0 | 60.94 | 60.93 | 0.01 | 0
2020 | PJM_ROM_2_PJM_E | PJM_ROM | PJM_E | Internal | Winter | B16 | 25 | 8000 | 0 | 89.46 | 89.44 | 0.01 | 0
2020 | PJM_ROM_2_PJM_E | PJM_ROM | PJM_E | Internal | Winter | B17 | 100 | 8000 | 0 | 78.65 | 78.63 | 0.01 | 0
2020 | PJM_ROM_2_PJM_E | PJM_ROM | PJM_E | Internal | Winter | B18 | 400 | 8000 | 0 | 73.39 | 73.38 | 0.01 | 0
2020 | PJM_ROM_2_PJM_E | PJM_ROM | PJM_E | Internal | Winter | B19 | 700 | 8000 | 0 | 69.85 | 69.84 | 0.01 | 0
2020 | PJM_ROM_2_PJM_E | PJM_ROM | PJM_E | Internal | Winter | B20 | 935 | 8000 | 0 | 65.31 | 65.3 | 0.01 | 0
2020 | PJM_ROM_2_PJM_ROR | PJM_ROM | PJM_ROR | Internal | Shoulder | B11 | 25 | 8000 | 2674.59 | 87.06 | 87.07 | 0.01 | 0
2020 | PJM_ROM_2_PJM_ROR | PJM_ROM | PJM_ROR | Internal | Shoulder | B12 | 200 | 8000 | 541.35 | 73.58 | 73.59 | 0.01 | 0
2020 | PJM_ROM_2_PJM_ROR | PJM_ROM | PJM_ROR | Internal | Shoulder | B13 | 600 | 8000 | 0 | 70.06 | 70.05 | 0.01 | 0
2020 | PJM_ROM_2_PJM_ROR | PJM_ROM | PJM_ROR | Internal | Shoulder | B14 | 900 | 8000 | 0 | 66.55 | 66.54 | 0.01 | 0
2020 | PJM_ROM_2_PJM_ROR | PJM_ROM | PJM_ROR | Internal | Shoulder | B15 | 1203 | 8000 | 0 | 63.52 | 63.5 | 0.01 | 0
2020 | PJM_ROM_2_PJM_ROR | PJM_ROM | PJM_ROR | Internal | Summer | B1 | 10 | 8000 | 0 | 141.25 | 109.46 | 0.01 | 0
2020 | PJM_ROM_2_PJM_ROR | PJM_ROM | PJM_ROR | Internal | Summer | B2 | 25 | 8000 | 0 | 124.01 | 107.89 | 0.01 | 0
2020 | PJM_ROM_2_PJM_ROR | PJM_ROM | PJM_ROR | Internal | Summer | B3 | 75 | 8000 | 0 | 102.91 | 102.89 | 0.01 | 0
2020 | PJM_ROM_2_PJM_ROR | PJM_ROM | PJM_ROR | Internal | Summer | B4 | 100 | 8000 | 577.01 | 101.02 | 101.03 | 0.01 | 0
2020 | PJM_ROM_2_PJM_ROR | PJM_ROM | PJM_ROR | Internal | Summer | B5 | 200 | 8000 | 3453.73 | 99.03 | 99.04 | 0.01 | 0
2020 | PJM_ROM_2_PJM_ROR | PJM_ROM | PJM_ROR | Internal | Summer | B6 | 300 | 8000 | 338.14 | 85.77 | 85.78 | 0.01 | 0
2020 | PJM_ROM_2_PJM_ROR | PJM_ROM | PJM_ROR | Internal | Summer | B7 | 400 | 8000 | 0 | 72.49 | 72.48 | 0.01 | 0
2020 | PJM_ROM_2_PJM_ROR | PJM_ROM | PJM_ROR | Internal | Summer | B8 | 500 | 8000 | 0 | 66.04 | 66.03 | 0.01 | 0
2020 | PJM_ROM_2_PJM_ROR | PJM_ROM | PJM_ROR | Internal | Summer | B9 | 800 | 8000 | 0 | 62.84 | 62.83 | 0.01 | 0
2020 | PJM_ROM_2_PJM_ROR | PJM_ROM | PJM_ROR | Internal | Summer | B10 | 1262 | 8000 | 0 | 60.94 | 60.93 | 0.01 | 0
2020 | PJM_ROM_2_PJM_ROR | PJM_ROM | PJM_ROR | Internal | Winter | B16 | 25 | 8000 | 0 | 89.46 | 89.44 | 0.01 | 0
2020 | PJM_ROM_2_PJM_ROR | PJM_ROM | PJM_ROR | Internal | Winter | B17 | 100 | 8000 | 0 | 78.65 | 78.63 | 0.01 | 0
2020 | PJM_ROM_2_PJM_ROR | PJM_ROM | PJM_ROR | Internal | Winter | B18 | 400 | 8000 | 0 | 73.39 | 73.38 | 0.01 | 0
2020 | PJM_ROM_2_PJM_ROR | PJM_ROM | PJM_ROR | Internal | Winter | B19 | 700 | 8000 | 0 | 69.85 | 69.84 | 0.01 | 0
2020 | PJM_ROM_2_PJM_ROR | PJM_ROM | PJM_ROR | Internal | Winter | B20 | 935 | 8000 | 0 | 65.31 | 65.3 | 0.01 | 0
2020 | SOCO_2_ENT | SOCO | ENT | Internal | Shoulder | B11 | 25 | 2400 | 0 | 102.28 | 87.44 | 10 | 0
2020 | SOCO_2_ENT | SOCO | ENT | Internal | Shoulder | B12 | 200 | 2400 | 0 | 76.65 | 68.65 | 10 | 0
2020 | SOCO_2_ENT | SOCO | ENT | Internal | Shoulder | B13 | 600 | 2400 | 0 | 69.75 | 67.69 | 10 | 0
2020 | SOCO_2_ENT | SOCO | ENT | Internal | Shoulder | B14 | 900 | 2400 | 0 | 69.75 | 65.43 | 10 | 0
2020 | SOCO_2_ENT | SOCO | ENT | Internal | Shoulder | B15 | 1203 | 2400 | 0 | 67.3 | 62 | 10 | 0
2020 | SOCO_2_ENT | SOCO | ENT | Internal | Summer | B1 | 10 | 2400 | 0 | 119.89 | 105.04 | 10 | 0
2020 | SOCO_2_ENT | SOCO | ENT | Internal | Summer | B2 | 25 | 2400 | 0 | 113.83 | 105.83 | 10 | 0
2020 | SOCO_2_ENT | SOCO | ENT | Internal | Summer | B3 | 75 | 2400 | 0 | 112 | 104 | 10 | 0
2020 | SOCO_2_ENT | SOCO | ENT | Internal | Summer | B4 | 100 | 2400 | 0 | 112 | 104 | 10 | 0
2020 | SOCO_2_ENT | SOCO | ENT | Internal | Summer | B5 | 200 | 2400 | 0 | 109.79 | 101.79 | 10 | 0
2020 | SOCO_2_ENT | SOCO | ENT | Internal | Summer | B6 | 300 | 2400 | 0 | 103.72 | 89.75 | 10 | 0
2020 | SOCO_2_ENT | SOCO | ENT | Internal | Summer | B7 | 400 | 2400 | 0 | 90.42 | 75.57 | 10 | 0
2020 | SOCO_2_ENT | SOCO | ENT | Internal | Summer | B8 | 500 | 2400 | 0 | 81.03 | 68.72 | 10 | 0
2020 | SOCO_2_ENT | SOCO | ENT | Internal | Summer | B9 | 800 | 2400 | 0 | 69.09 | 66.82 | 10 | 0
2020 | SOCO_2_ENT | SOCO | ENT | Internal | Summer | B10 | 1262 | 2400 | 0 | 66.03 | 64.11 | 10 | 0
2020 | SOCO_2_ENT | SOCO | ENT | Internal | Winter | B16 | 25 | 2400 | 0 | 100.95 | 86.1 | 10 | 0
2020 | SOCO_2_ENT | SOCO | ENT | Internal | Winter | B17 | 100 | 2400 | 0 | 81.52 | 71.34 | 10 | 0
2020 | SOCO_2_ENT | SOCO | ENT | Internal | Winter | B18 | 400 | 2400 | 0 | 72.45 | 70.4 | 10 | 0
2020 | SOCO_2_ENT | SOCO | ENT | Internal | Winter | B19 | 700 | 2400 | 0 | 72.45 | 68.27 | 10 | 0
2020 | SOCO_2_ENT | SOCO | ENT | Internal | Winter | B20 | 935 | 2400 | 0 | 69.91 | 65.87 | 10 | 0
2020 | SOCO_2_FRCC | SOCO | FRCC | Internal | Shoulder | B11 | 25 | 3700 | 5477.66 | 102.28 | 112.29 | 10 | 0.01
2020 | SOCO_2_FRCC | SOCO | FRCC | Internal | Shoulder | B12 | 200 | 3700 | 0 | 76.65 | 86 | 10 | 0
2020 | SOCO_2_FRCC | SOCO | FRCC | Internal | Shoulder | B13 | 600 | 3700 | 0 | 69.75 | 75.38 | 10 | 0
2020 | SOCO_2_FRCC | SOCO | FRCC | Internal | Shoulder | B14 | 900 | 3700 | 0 | 69.75 | 73.03 | 10 | 0
2020 | SOCO_2_FRCC | SOCO | FRCC | Internal | Shoulder | B15 | 1203 | 3700 | 0 | 67.3 | 72.23 | 10 | 0
2020 | SOCO_2_FRCC | SOCO | FRCC | Internal | Summer | B1 | 10 | 3700 | 2784.98 | 119.89 | 129.89 | 10 | 0
2020 | SOCO_2_FRCC | SOCO | FRCC | Internal | Summer | B2 | 25 | 3700 | 157.69 | 113.83 | 123.83 | 10 | 0
2020 | SOCO_2_FRCC | SOCO | FRCC | Internal | Summer | B3 | 75 | 3700 | 0 | 112 | 116.44 | 10 | 0
2020 | SOCO_2_FRCC | SOCO | FRCC | Internal | Summer | B4 | 100 | 3700 | 0 | 112 | 116.44 | 10 | 0
2020 | SOCO_2_FRCC | SOCO | FRCC | Internal | Summer | B5 | 200 | 3700 | 0 | 109.79 | 116.44 | 10 | 0
2020 | SOCO_2_FRCC | SOCO | FRCC | Internal | Summer | B6 | 300 | 3700 | 1465.04 | 103.72 | 113.72 | 10 | 0
2020 | SOCO_2_FRCC | SOCO | FRCC | Internal | Summer | B7 | 400 | 3700 | 1691.1 | 90.42 | 100.42 | 10 | 0
2020 | SOCO_2_FRCC | SOCO | FRCC | Internal | Summer | B8 | 500 | 3700 | 0 | 81.03 | 85.12 | 10 | 0
2020 | SOCO_2_FRCC | SOCO | FRCC | Internal | Summer | B9 | 800 | 3700 | 0 | 69.09 | 74.61 | 10 | 0
2020 | SOCO_2_FRCC | SOCO | FRCC | Internal | Summer | B10 | 1262 | 3700 | 0 | 66.03 | 71.5 | 10 | 0
2020 | SOCO_2_FRCC | SOCO | FRCC | Internal | Winter | B16 | 25 | 3700 | 3174.47 | 100.95 | 110.95 | 10 | 0
2020 | SOCO_2_FRCC | SOCO | FRCC | Internal | Winter | B17 | 100 | 3700 | 0 | 81.52 | 88.67 | 10 | 0
2020 | SOCO_2_FRCC | SOCO | FRCC | Internal | Winter | B18 | 400 | 3700 | 0 | 72.45 | 77.71 | 10 | 0
2020 | SOCO_2_FRCC | SOCO | FRCC | Internal | Winter | B19 | 700 | 3700 | 0 | 72.45 | 74.95 | 10 | 0
2020 | SOCO_2_FRCC | SOCO | FRCC | Internal | Winter | B20 | 935 | 3700 | 0 | 69.91 | 74.46 | 10 | 0
2020 | SOCO_2_VACAR | SOCO | VACAR | Internal | Shoulder | B11 | 25 | 2000 | 0 | 102.28 | 95.28 | 10 | 0
2020 | SOCO_2_VACAR | SOCO | VACAR | Internal | Shoulder | B12 | 200 | 2000 | 0 | 76.65 | 79.59 | 10 | 0
2020 | SOCO_2_VACAR | SOCO | VACAR | Internal | Shoulder | B13 | 600 | 2000 | 0 | 69.75 | 76.05 | 10 | 0
2020 | SOCO_2_VACAR | SOCO | VACAR | Internal | Shoulder | B14 | 900 | 2000 | 0 | 69.75 | 72.54 | 10 | 0
2020 | SOCO_2_VACAR | SOCO | VACAR | Internal | Shoulder | B15 | 1203 | 2000 | 0 | 67.3 | 69.24 | 10 | 0
2020 | SOCO_2_VACAR | SOCO | VACAR | Internal | Summer | B1 | 10 | 2000 | 0 | 119.89 | 120.4 | 10 | 0
2020 | SOCO_2_VACAR | SOCO | VACAR | Internal | Summer | B2 | 25 | 2000 | 0 | 113.83 | 118.82 | 10 | 0
2020 | SOCO_2_VACAR | SOCO | VACAR | Internal | Summer | B3 | 75 | 2000 | 0 | 112 | 112.67 | 10 | 0
2020 | SOCO_2_VACAR | SOCO | VACAR | Internal | Summer | B4 | 100 | 2000 | 0 | 112 | 111.96 | 10 | 0
2020 | SOCO_2_VACAR | SOCO | VACAR | Internal | Summer | B5 | 200 | 2000 | 0 | 109.79 | 109.98 | 10 | 0
2020 | SOCO_2_VACAR | SOCO | VACAR | Internal | Summer | B6 | 300 | 2000 | 0 | 103.72 | 96.72 | 10 | 0
2020 | SOCO_2_VACAR | SOCO | VACAR | Internal | Summer | B7 | 400 | 2000 | 0 | 90.42 | 83.42 | 10 | 0
2020 | SOCO_2_VACAR | SOCO | VACAR | Internal | Summer | B8 | 500 | 2000 | 0 | 81.03 | 74.03 | 10 | 0
2020 | SOCO_2_VACAR | SOCO | VACAR | Internal | Summer | B9 | 800 | 2000 | 0 | 69.09 | 68.83 | 10 | 0
2020 | SOCO_2_VACAR | SOCO | VACAR | Internal | Summer | B10 | 1262 | 2000 | 0 | 66.03 | 66.65 | 10 | 0
2020 | SOCO_2_VACAR | SOCO | VACAR | Internal | Winter | B16 | 25 | 2000 | 0 | 100.95 | 100.38 | 10 | 0
2020 | SOCO_2_VACAR | SOCO | VACAR | Internal | Winter | B17 | 100 | 2000 | 0 | 81.52 | 89.57 | 10 | 0
2020 | SOCO_2_VACAR | SOCO | VACAR | Internal | Winter | B18 | 400 | 2000 | 0 | 72.45 | 79.43 | 10 | 0
2020 | SOCO_2_VACAR | SOCO | VACAR | Internal | Winter | B19 | 700 | 2000 | 0 | 72.45 | 75.84 | 10 | 0
2020 | SOCO_2_VACAR | SOCO | VACAR | Internal | Winter | B20 | 935 | 2000 | 0 | 69.91 | 71.3 | 10 | 0
2020 | SPP_N_2_ENT | SPP_N | ENT | Internal | Shoulder | B11 | 25 | 1800 | 3788.33 | 76.66 | 87.44 | 5 | 5.78
2020 | SPP_N_2_ENT | SPP_N | ENT | Internal | Shoulder | B12 | 200 | 1800 | 838.47 | 63.65 | 68.65 | 5 | 0
2020 | SPP_N_2_ENT | SPP_N | ENT | Internal | Shoulder | B13 | 600 | 1800 | 1800 | 62.58 | 67.69 | 5 | 0.12
2020 | SPP_N_2_ENT | SPP_N | ENT | Internal | Shoulder | B14 | 900 | 1800 | 5574.92 | 54.66 | 65.43 | 5 | 5.78
2020 | SPP_N_2_ENT | SPP_N | ENT | Internal | Shoulder | B15 | 1203 | 1800 | 6109.99 | 51.22 | 62 | 5 | 5.78
2020 | SPP_N_2_ENT | SPP_N | ENT | Internal | Summer | B1 | 10 | 1800 | 1800 | 95.37 | 105.04 | 5 | 4.68
2020 | SPP_N_2_ENT | SPP_N | ENT | Internal | Summer | B2 | 25 | 1800 | 1800 | 98.46 | 105.83 | 5 | 2.38
2020 | SPP_N_2_ENT | SPP_N | ENT | Internal | Summer | B3 | 75 | 1800 | 1800 | 98.46 | 104 | 5 | 0.54
2020 | SPP_N_2_ENT | SPP_N | ENT | Internal | Summer | B4 | 100 | 1800 | 1800 | 95.4 | 104 | 5 | 3.6
2020 | SPP_N_2_ENT | SPP_N | ENT | Internal | Summer | B5 | 200 | 1800 | 1800 | 92.7 | 101.79 | 5 | 4.1
2020 | SPP_N_2_ENT | SPP_N | ENT | Internal | Summer | B6 | 300 | 1800 | 2216.93 | 78.97 | 89.75 | 5 | 5.78
2020 | SPP_N_2_ENT | SPP_N | ENT | Internal | Summer | B7 | 400 | 1800 | 1800 | 65.78 | 75.57 | 5 | 4.79
2020 | SPP_N_2_ENT | SPP_N | ENT | Internal | Summer | B8 | 500 | 1800 | 1615.59 | 63.72 | 68.72 | 5 | 0
2020 | SPP_N_2_ENT | SPP_N | ENT | Internal | Summer | B9 | 800 | 1800 | 0 | 62.55 | 66.82 | 5 | 0
2020 | SPP_N_2_ENT | SPP_N | ENT | Internal | Summer | B10 | 1262 | 1800 | 1800 | 56.66 | 64.11 | 5 | 2.46
2020 | SPP_N_2_ENT | SPP_N | ENT | Internal | Winter | B16 | 25 | 1800 | 3610.23 | 75.33 | 86.1 | 5 | 5.78
2020 | SPP_N_2_ENT | SPP_N | ENT | Internal | Winter | B17 | 100 | 1800 | 1800 | 64.51 | 71.34 | 5 | 1.83
2020 | SPP_N_2_ENT | SPP_N | ENT | Internal | Winter | B18 | 400 | 1800 | 1800 | 62.71 | 70.4 | 5 | 2.69
2020 | SPP_N_2_ENT | SPP_N | ENT | Internal | Winter | B19 | 700 | 1800 | 1800 | 59.29 | 68.27 | 5 | 3.97
2020 | SPP_N_2_ENT | SPP_N | ENT | Internal | Winter | B20 | 935 | 1800 | 5430.27 | 55.09 | 65.87 | 5 | 5.78
2020 | SPP_N_2_MISO_MO-IL | SPP_N | MISO_MO-IL | Internal | Shoulder | B11 | 25 | 2000 | 2000 | 76.66 | 85.28 | 5 | 3.62
2020 | SPP_N_2_MISO_MO-IL | SPP_N | MISO_MO-IL | Internal | Shoulder | B12 | 200 | 2000 | 2000 | 63.65 | 71.59 | 5 | 2.94
2020 | SPP_N_2_MISO_MO-IL | SPP_N | MISO_MO-IL | Internal | Shoulder | B13 | 600 | 2000 | 2000 | 62.58 | 68.06 | 5 | 0.49
2020 | SPP_N_2_MISO_MO-IL | SPP_N | MISO_MO-IL | Internal | Shoulder | B14 | 900 | 2000 | 2000 | 54.66 | 64.54 | 5 | 4.88
2020 | SPP_N_2_MISO_MO-IL | SPP_N | MISO_MO-IL | Internal | Shoulder | B15 | 1203 | 2000 | 2000 | 51.22 | 61.53 | 5 | 5.3
2020 | SPP_N_2_MISO_MO-IL | SPP_N | MISO_MO-IL | Internal | Summer | B1 | 10 | 2000 | 2983.31 | 95.37 | 107 | 5 | 6.63
2020 | SPP_N_2_MISO_MO-IL | SPP_N | MISO_MO-IL | Internal | Summer | B2 | 25 | 2000 | 2000 | 98.46 | 105.89 | 5 | 2.43
2020 | SPP_N_2_MISO_MO-IL | SPP_N | MISO_MO-IL | Internal | Summer | B3 | 75 | 2000 | 0 | 98.46 | 101.78 | 5 | 0
2020 | SPP_N_2_MISO_MO-IL | SPP_N | MISO_MO-IL | Internal | Summer | B4 | 100 | 2000 | 810.01 | 95.4 | 100.4 | 5 | 0
2020 | SPP_N_2_MISO_MO-IL | SPP_N | MISO_MO-IL | Internal | Summer | B5 | 200 | 2000 | 582.18 | 92.7 | 97.7 | 5 | 0
2020 | SPP_N_2_MISO_MO-IL | SPP_N | MISO_MO-IL | Internal | Summer | B6 | 300 | 2000 | 327.85 | 78.97 | 83.97 | 5 | 0
2020 | SPP_N_2_MISO_MO-IL | SPP_N | MISO_MO-IL | Internal | Summer | B7 | 400 | 2000 | 0 | 65.78 | 70.67 | 5 | 0
2020 | SPP_N_2_MISO_MO-IL | SPP_N | MISO_MO-IL | Internal | Summer | B8 | 500 | 2000 | 0 | 63.72 | 64.05 | 5 | 0
2020 | SPP_N_2_MISO_MO-IL | SPP_N | MISO_MO-IL | Internal | Summer | B9 | 800 | 2000 | 0 | 62.55 | 62.58 | 5 | 0
2020 | SPP_N_2_MISO_MO-IL | SPP_N | MISO_MO-IL | Internal | Summer | B10 | 1262 | 2000 | 0 | 56.66 | 61.64 | 5 | 0
2020 | SPP_N_2_MISO_MO-IL | SPP_N | MISO_MO-IL | Internal | Winter | B16 | 25 | 2000 | 4753.61 | 75.33 | 86.96 | 5 | 6.63
2020 | SPP_N_2_MISO_MO-IL | SPP_N | MISO_MO-IL | Internal | Winter | B17 | 100 | 2000 | 2935.82 | 64.51 | 76.15 | 5 | 6.63
2020 | SPP_N_2_MISO_MO-IL | SPP_N | MISO_MO-IL | Internal | Winter | B18 | 400 | 2000 | 2000 | 62.71 | 70.89 | 5 | 3.18
2020 | SPP_N_2_MISO_MO-IL | SPP_N | MISO_MO-IL | Internal | Winter | B19 | 700 | 2000 | 2000 | 59.29 | 67.38 | 5 | 3.08
2020 | SPP_N_2_MISO_MO-IL | SPP_N | MISO_MO-IL | Internal | Winter | B20 | 935 | 2000 | 2000 | 55.09 | 63.17 | 5 | 3.08
2020 | SPP_N_2_MISO_W | SPP_N | MISO_W | Internal | Shoulder | B11 | 25 | 750 | 750 | 76.66 | 85.27 | 5 | 3.61
2020 | SPP_N_2_MISO_W | SPP_N | MISO_W | Internal | Shoulder | B12 | 200 | 750 | 750 | 63.65 | 71.58 | 5 | 2.93
2020 | SPP_N_2_MISO_W | SPP_N | MISO_W | Internal | Shoulder | B13 | 600 | 750 | 750 | 62.58 | 68.05 | 5 | 0.47
2020 | SPP_N_2_MISO_W | SPP_N | MISO_W | Internal | Shoulder | B14 | 900 | 750 | 750 | 54.66 | 64.53 | 5 | 4.87
2020 | SPP_N_2_MISO_W | SPP_N | MISO_W | Internal | Shoulder | B15 | 1203 | 750 | 750 | 51.22 | 61.52 | 5 | 5.29
2020 | SPP_N_2_MISO_W | SPP_N | MISO_W | Internal | Summer | B1 | 10 | 750 | 4044.53 | 95.37 | 106.97 | 5 | 6.6
2020 | SPP_N_2_MISO_W | SPP_N | MISO_W | Internal | Summer | B2 | 25 | 750 | 750 | 98.46 | 105.87 | 5 | 2.42
2020 | SPP_N_2_MISO_W | SPP_N | MISO_W | Internal | Summer | B3 | 75 | 750 | 0 | 98.46 | 101.77 | 5 | 0
2020 | SPP_N_2_MISO_W | SPP_N | MISO_W | Internal | Summer | B4 | 100 | 750 | 0 | 95.4 | 100.38 | 5 | 0
2020 | SPP_N_2_MISO_W | SPP_N | MISO_W | Internal | Summer | B5 | 200 | 750 | 0 | 92.7 | 97.69 | 5 | 0
2020 | SPP_N_2_MISO_W | SPP_N | MISO_W | Internal | Summer | B6 | 300 | 750 | 0 | 78.97 | 83.96 | 5 | 0
2020 | SPP_N_2_MISO_W | SPP_N | MISO_W | Internal | Summer | B7 | 400 | 750 | 0 | 65.78 | 70.66 | 5 | 0
2020 | SPP_N_2_MISO_W | SPP_N | MISO_W | Internal | Summer | B8 | 500 | 750 | 0 | 63.72 | 64.04 | 5 | 0
2020 | SPP_N_2_MISO_W | SPP_N | MISO_W | Internal | Summer | B9 | 800 | 750 | 0 | 62.55 | 62.59 | 5 | 0
2020 | SPP_N_2_MISO_W | SPP_N | MISO_W | Internal | Summer | B10 | 1262 | 750 | 569.91 | 56.66 | 61.66 | 5 | 0
2020 | SPP_N_2_MISO_W | SPP_N | MISO_W | Internal | Winter | B16 | 25 | 750 | 750 | 75.33 | 86.91 | 5 | 6.59
2020 | SPP_N_2_MISO_W | SPP_N | MISO_W | Internal | Winter | B17 | 100 | 750 | 750 | 64.51 | 76.1 | 5 | 6.59
2020 | SPP_N_2_MISO_W | SPP_N | MISO_W | Internal | Winter | B18 | 400 | 750 | 750 | 62.71 | 70.85 | 5 | 3.14
2020 | SPP_N_2_MISO_W | SPP_N | MISO_W | Internal | Winter | B19 | 700 | 750 | 750 | 59.29 | 67.39 | 5 | 3.09
2020 | SPP_N_2_MISO_W | SPP_N | MISO_W | Internal | Winter | B20 | 935 | 750 | 750 | 55.09 | 63.19 | 5 | 3.09
2020 | SPP_N_2_NE | SPP_N | NE | Internal | Shoulder | B11 | 25 | 330 | 0 | 76.66 | 76.65 | 0.01 | 0
2020 | SPP_N_2_NE | SPP_N | NE | Internal | Shoulder | B12 | 200 | 330 | 0 | 63.65 | 63.64 | 0.01 | 0
2020 | SPP_N_2_NE | SPP_N | NE | Internal | Shoulder | B13 | 600 | 330 | 0 | 62.58 | 60.54 | 0.01 | 0
2020 | SPP_N_2_NE | SPP_N | NE | Internal | Shoulder | B14 | 900 | 330 | 0 | 54.66 | 54.4 | 0.01 | 0
2020 | SPP_N_2_NE | SPP_N | NE | Internal | Shoulder | B15 | 1203 | 330 | 330 | 51.22 | 51.39 | 0.01 | 0.15
2020 | SPP_N_2_NE | SPP_N | NE | Internal | Summer | B1 | 10 | 330 | 330 | 95.37 | 101.97 | 0.01 | 6.59
2020 | SPP_N_2_NE | SPP_N | NE | Internal | Summer | B2 | 25 | 330 | 0 | 98.46 | 98.44 | 0.01 | 0
2020 | SPP_N_2_NE | SPP_N | NE | Internal | Summer | B3 | 75 | 330 | 0 | 98.46 | 98.44 | 0.01 | 0
2020 | SPP_N_2_NE | SPP_N | NE | Internal | Summer | B4 | 100 | 330 | 0 | 95.4 | 95.38 | 0.01 | 0
2020 | SPP_N_2_NE | SPP_N | NE | Internal | Summer | B5 | 200 | 330 | 0 | 92.7 | 92.69 | 0.01 | 0
2020 | SPP_N_2_NE | SPP_N | NE | Internal | Summer | B6 | 300 | 330 | 0 | 78.97 | 78.96 | 0.01 | 0
2020 | SPP_N_2_NE | SPP_N | NE | Internal | Summer | B7 | 400 | 330 | 0 | 65.78 | 65.66 | 0.01 | 0
2020 | SPP_N_2_NE | SPP_N | NE | Internal | Summer | B8 | 500 | 330 | 0 | 63.72 | 61.68 | 0.01 | 0
2020 | SPP_N_2_NE | SPP_N | NE | Internal | Summer | B9 | 800 | 330 | 0 | 62.55 | 60.52 | 0.01 | 0
2020 | SPP_N_2_NE | SPP_N | NE | Internal | Summer | B10 | 1262 | 330 | 0 | 56.66 | 54.62 | 0.01 | 0
2020 | SPP_N_2_NE | SPP_N | NE | Internal | Winter | B16 | 25 | 330 | 330 | 75.33 | 76.78 | 0.01 | 1.45
2020 | SPP_N_2_NE | SPP_N | NE | Internal | Winter | B17 | 100 | 330 | 330 | 64.51 | 65.97 | 0.01 | 1.45
2020 | SPP_N_2_NE | SPP_N | NE | Internal | Winter | B18 | 400 | 330 | 0 | 62.71 | 60.72 | 0.01 | 0
2020 | SPP_N_2_NE | SPP_N | NE | Internal | Winter | B19 | 700 | 330 | 0 | 59.29 | 57.26 | 0.01 | 0
2020 | SPP_N_2_NE | SPP_N | NE | Internal | Winter | B20 | 935 | 330 | 0 | 55.09 | 53.06 | 0.01 | 0
2020 | SPP_N_2_SPP_S | SPP_N | SPP_S | Internal | Shoulder | B11 | 25 | 4000 | 0 | 76.66 | 75.94 | 0.01 | 0
2020 | SPP_N_2_SPP_S | SPP_N | SPP_S | Internal | Shoulder | B12 | 200 | 4000 | 2936.63 | 63.65 | 63.66 | 0.01 | 0
2020 | SPP_N_2_SPP_S | SPP_N | SPP_S | Internal | Shoulder | B13 | 600 | 4000 | 2450.42 | 62.58 | 62.59 | 0.01 | 0
2020 | SPP_N_2_SPP_S | SPP_N | SPP_S | Internal | Shoulder | B14 | 900 | 4000 | 93.95 | 54.66 | 54.67 | 0.01 | 0
2020 | SPP_N_2_SPP_S | SPP_N | SPP_S | Internal | Shoulder | B15 | 1203 | 4000 | 0 | 51.22 | 50.51 | 0.01 | 0
2020 | SPP_N_2_SPP_S | SPP_N | SPP_S | Internal | Summer | B1 | 10 | 4000 | 0 | 95.37 | 93.55 | 0.01 | 0
2020 | SPP_N_2_SPP_S | SPP_N | SPP_S | Internal | Summer | B2 | 25 | 4000 | 0 | 98.46 | 94.34 | 0.01 | 0
2020 | SPP_N_2_SPP_S | SPP_N | SPP_S | Internal | Summer | B3 | 75 | 4000 | 0 | 98.46 | 98.44 | 0.01 | 0
2020 | SPP_N_2_SPP_S | SPP_N | SPP_S | Internal | Summer | B4 | 100 | 4000 | 0 | 95.4 | 92.77 | 0.01 | 0
2020 | SPP_N_2_SPP_S | SPP_N | SPP_S | Internal | Summer | B5 | 200 | 4000 | 173.19 | 92.7 | 92.71 | 0.01 | 0
2020 | SPP_N_2_SPP_S | SPP_N | SPP_S | Internal | Summer | B6 | 300 | 4000 | 1233 | 78.97 | 78.99 | 0.01 | 0
2020 | SPP_N_2_SPP_S | SPP_N | SPP_S | Internal | Summer | B7 | 400 | 4000 | 3262.72 | 65.78 | 65.79 | 0.01 | 0
2020 | SPP_N_2_SPP_S | SPP_N | SPP_S | Internal | Summer | B8 | 500 | 4000 | 5307.28 | 63.72 | 63.87 | 0.01 | 0.14
2020 | SPP_N_2_SPP_S | SPP_N | SPP_S | Internal | Summer | B9 | 800 | 4000 | 6218.22 | 62.55 | 62.71 | 0.01 | 0.14
2020 | SPP_N_2_SPP_S | SPP_N | SPP_S | Internal | Summer | B10 | 1262 | 4000 | 5261.24 | 56.66 | 56.81 | 0.01 | 0.14
2020 | SPP_N_2_SPP_S | SPP_N | SPP_S | Internal | Winter | B16 | 25 | 4000 | 0 | 75.33 | 74.61 | 0.01 | 0
2020 | SPP_N_2_SPP_S | SPP_N | SPP_S | Internal | Winter | B17 | 100 | 4000 | 1947.37 | 64.51 | 64.53 | 0.01 | 0
2020 | SPP_N_2_SPP_S | SPP_N | SPP_S | Internal | Winter | B18 | 400 | 4000 | 2555.76 | 62.71 | 62.72 | 0.01 | 0
2020 | SPP_N_2_SPP_S | SPP_N | SPP_S | Internal | Winter | B19 | 700 | 4000 | 3248.58 | 59.29 | 59.31 | 0.01 | 0
2020 | SPP_N_2_SPP_S | SPP_N | SPP_S | Internal | Winter | B20 | 935 | 4000 | 1290.51 | 55.09 | 55.1 | 0.01 | 0
2020 | SPP_S_2_ENT | SPP_S | ENT | Internal | Shoulder | B11 | 25 | 850 | 3528.6 | 75.94 | 87.44 | 5 | 6.49
2020 | SPP_S_2_ENT | SPP_S | ENT | Internal | Shoulder | B12 | 200 | 850 | 0 | 63.66 | 68.65 | 5 | 0
2020 | SPP_S_2_ENT | SPP_S | ENT | Internal | Shoulder | B13 | 600 | 850 | 850 | 62.59 | 67.69 | 5 | 0.1
2020 | SPP_S_2_ENT | SPP_S | ENT | Internal | Shoulder | B14 | 900 | 850 | 850 | 54.67 | 65.43 | 5 | 5.76
2020 | SPP_S_2_ENT | SPP_S | ENT | Internal | Shoulder | B15 | 1203 | 850 | 1556.33 | 50.51 | 62 | 5 | 6.49
2020 | SPP_S_2_ENT | SPP_S | ENT | Internal | Summer | B1 | 10 | 850 | 11708.75 | 93.55 | 105.04 | 5 | 6.49
2020 | SPP_S_2_ENT | SPP_S | ENT | Internal | Summer | B2 | 25 | 850 | 4302.5 | 94.34 | 105.83 | 5 | 6.49
2020 | SPP_S_2_ENT | SPP_S | ENT | Internal | Summer | B3 | 75 | 850 | 850 | 98.44 | 104 | 5 | 0.55
2020 | SPP_S_2_ENT | SPP_S | ENT | Internal | Summer | B4 | 100 | 850 | 850 | 92.77 | 104 | 5 | 6.23
2020 | SPP_S_2_ENT | SPP_S | ENT | Internal | Summer | B5 | 200 | 850 | 850 | 92.71 | 101.79 | 5 | 4.08
2020 | SPP_S_2_ENT | SPP_S | ENT | Internal | Summer | B6 | 300 | 850 | 850 | 78.99 | 89.75 | 5 | 5.76
2020 | SPP_S_2_ENT | SPP_S | ENT | Internal | Summer | B7 | 400 | 850 | 850 | 65.79 | 75.57 | 5 | 4.78
2020 | SPP_S_2_ENT | SPP_S | ENT | Internal | Summer | B8 | 500 | 850 | 0 | 63.87 | 68.72 | 5 | 0
2020 | SPP_S_2_ENT | SPP_S | ENT | Internal | Summer | B9 | 800 | 850 | 0 | 62.71 | 66.82 | 5 | 0
2020 | SPP_S_2_ENT | SPP_S | ENT | Internal | Summer | B10 | 1262 | 850 | 850 | 56.81 | 64.11 | 5 | 2.31
2020 | SPP_S_2_ENT | SPP_S | ENT | Internal | Winter | B16 | 25 | 850 | 6174.74 | 74.61 | 86.1 | 5 | 6.49
2020 | SPP_S_2_ENT | SPP_S | ENT | Internal | Winter | B17 | 100 | 850 | 850 | 64.53 | 71.34 | 5 | 1.82
2020 | SPP_S_2_ENT | SPP_S | ENT | Internal | Winter | B18 | 400 | 850 | 850 | 62.72 | 70.4 | 5 | 2.67
2020 | SPP_S_2_ENT | SPP_S | ENT | Internal | Winter | B19 | 700 | 850 | 850 | 59.31 | 68.27 | 5 | 3.96
2020 | SPP_S_2_ENT | SPP_S | ENT | Internal | Winter | B20 | 935 | 850 | 850 | 55.1 | 65.87 | 5 | 5.76
2020 | SPP_S_2_SPP_N | SPP_S | SPP_N | Internal | Shoulder | B11 | 25 | 640 | 640 | 75.94 | 76.66 | 0.01 | 0.7
2020 | SPP_S_2_SPP_N | SPP_S | SPP_N | Internal | Shoulder | B12 | 200 | 640 | 0 | 63.66 | 63.65 | 0.01 | 0
2020 | SPP_S_2_SPP_N | SPP_S | SPP_N | Internal | Shoulder | B13 | 600 | 640 | 0 | 62.59 | 62.58 | 0.01 | 0
2020 | SPP_S_2_SPP_N | SPP_S | SPP_N | Internal | Shoulder | B14 | 900 | 640 | 0 | 54.67 | 54.66 | 0.01 | 0
2020 | SPP_S_2_SPP_N | SPP_S | SPP_N | Internal | Shoulder | B15 | 1203 | 640 | 640 | 50.51 | 51.22 | 0.01 | 0.7
2020 | SPP_S_2_SPP_N | SPP_S | SPP_N | Internal | Summer | B1 | 10 | 640 | 640 | 93.55 | 95.37 | 0.01 | 1.8
2020 | SPP_S_2_SPP_N | SPP_S | SPP_N | Internal | Summer | B2 | 25 | 640 | 990.41 | 94.34 | 98.46 | 0.01 | 4.1
2020 | SPP_S_2_SPP_N | SPP_S | SPP_N | Internal | Summer | B3 | 75 | 640 | 419.96 | 98.44 | 98.46 | 0.01 | 0
2020 | SPP_S_2_SPP_N | SPP_S | SPP_N | Internal | Summer | B4 | 100 | 640 | 640 | 92.77 | 95.4 | 0.01 | 2.62
2020 | SPP_S_2_SPP_N | SPP_S | SPP_N | Internal | Summer | B5 | 200 | 640 | 0 | 92.71 | 92.7 | 0.01 | 0
2020 | SPP_S_2_SPP_N | SPP_S | SPP_N | Internal | Summer | B6 | 300 | 640 | 0 | 78.99 | 78.97 | 0.01 | 0
2020 | SPP_S_2_SPP_N | SPP_S | SPP_N | Internal | Summer | B7 | 400 | 640 | 0 | 65.79 | 65.78 | 0.01 | 0
2020 | SPP_S_2_SPP_N | SPP_S | SPP_N | Internal | Summer | B8 | 500 | 640 | 0 | 63.87 | 63.72 | 0.01 | 0
2020 | SPP_S_2_SPP_N | SPP_S | SPP_N | Internal | Summer | B9 | 800 | 640 | 0 | 62.71 | 62.55 | 0.01 | 0
2020 | SPP_S_2_SPP_N | SPP_S | SPP_N | Internal | Summer | B10 | 1262 | 640 | 0 | 56.81 | 56.66 | 0.01 | 0
2020 | SPP_S_2_SPP_N | SPP_S | SPP_N | Internal | Winter | B16 | 25 | 640 | 640 | 74.61 | 75.33 | 0.01 | 0.7
2020 | SPP_S_2_SPP_N | SPP_S | SPP_N | Internal | Winter | B17 | 100 | 640 | 0 | 64.53 | 64.51 | 0.01 | 0
2020 | SPP_S_2_SPP_N | SPP_S | SPP_N | Internal | Winter | B18 | 400 | 640 | 0 | 62.72 | 62.71 | 0.01 | 0
2020 | SPP_S_2_SPP_N | SPP_S | SPP_N | Internal | Winter | B19 | 700 | 640 | 0 | 59.31 | 59.29 | 0.01 | 0
2020 | SPP_S_2_SPP_N | SPP_S | SPP_N | Internal | Winter | B20 | 935 | 640 | 0 | 55.1 | 55.09 | 0.01 | 0
2020 | TVA_2_ENT | TVA | ENT | Internal | Shoulder | B11 | 25 | 500 | 0 | 93.29 | 87.44 | 9 | 0
2020 | TVA_2_ENT | TVA | ENT | Internal | Shoulder | B12 | 200 | 500 | 0 | 72.52 | 68.65 | 9 | 0
2020 | TVA_2_ENT | TVA | ENT | Internal | Shoulder | B13 | 600 | 500 | 0 | 69.85 | 67.69 | 9 | 0
2020 | TVA_2_ENT | TVA | ENT | Internal | Shoulder | B14 | 900 | 500 | 0 | 69.85 | 65.43 | 9 | 0
2020 | TVA_2_ENT | TVA | ENT | Internal | Shoulder | B15 | 1203 | 500 | 0 | 69.52 | 62 | 9 | 0
2020 | TVA_2_ENT | TVA | ENT | Internal | Summer | B1 | 10 | 500 | 0 | 115.01 | 105.04 | 9 | 0
2020 | TVA_2_ENT | TVA | ENT | Internal | Summer | B2 | 25 | 500 | 0 | 113.9 | 105.83 | 9 | 0
2020 | TVA_2_ENT | TVA | ENT | Internal | Summer | B3 | 75 | 500 | 0 | 109.79 | 104 | 9 | 0
2020 | TVA_2_ENT | TVA | ENT | Internal | Summer | B4 | 100 | 500 | 0 | 107.93 | 104 | 9 | 0
2020 | TVA_2_ENT | TVA | ENT | Internal | Summer | B5 | 200 | 500 | 0 | 105.06 | 101.79 | 9 | 0
2020 | TVA_2_ENT | TVA | ENT | Internal | Summer | B6 | 300 | 500 | 0 | 89.86 | 89.75 | 9 | 0
2020 | TVA_2_ENT | TVA | ENT | Internal | Summer | B7 | 400 | 500 | 0 | 75.49 | 75.57 | 9 | 0
2020 | TVA_2_ENT | TVA | ENT | Internal | Summer | B8 | 500 | 500 | 0 | 68.46 | 68.72 | 9 | 0
2020 | TVA_2_ENT | TVA | ENT | Internal | Summer | B9 | 800 | 500 | 0 | 68.46 | 66.82 | 9 | 0
2020 | TVA_2_ENT | TVA | ENT | Internal | Summer | B10 | 1262 | 500 | 0 | 65.62 | 64.11 | 9 | 0
2020 | TVA_2_ENT | TVA | ENT | Internal | Winter | B16 | 25 | 500 | 0 | 94.97 | 86.1 | 9 | 0
2020 | TVA_2_ENT | TVA | ENT | Internal | Winter | B17 | 100 | 500 | 0 | 75.27 | 71.34 | 9 | 0
2020 | TVA_2_ENT | TVA | ENT | Internal | Winter | B18 | 400 | 500 | 0 | 72.52 | 70.4 | 9 | 0
2020 | TVA_2_ENT | TVA | ENT | Internal | Winter | B19 | 700 | 500 | 0 | 72.52 | 68.27 | 9 | 0
2020 | TVA_2_ENT | TVA | ENT | Internal | Winter | B20 | 935 | 500 | 0 | 71.19 | 65.87 | 9 | 0
2020 | TVA_2_SOCO | TVA | SOCO | Internal | Shoulder | B11 | 25 | 500 | 0 | 93.29 | 102.28 | 9 | 0
2020 | TVA_2_SOCO | TVA | SOCO | Internal | Shoulder | B12 | 200 | 500 | 0 | 72.52 | 76.65 | 9 | 0
2020 | TVA_2_SOCO | TVA | SOCO | Internal | Shoulder | B13 | 600 | 500 | 0 | 69.85 | 69.75 | 9 | 0
2020 | TVA_2_SOCO | TVA | SOCO | Internal | Shoulder | B14 | 900 | 500 | 0 | 69.85 | 69.75 | 9 | 0
2020 | TVA_2_SOCO | TVA | SOCO | Internal | Shoulder | B15 | 1203 | 500 | 0 | 69.52 | 67.3 | 9 | 0
2020 | TVA_2_SOCO | TVA | SOCO | Internal | Summer | B1 | 10 | 500 | 0 | 115.01 | 119.89 | 9 | 0
2020 | TVA_2_SOCO | TVA | SOCO | Internal | Summer | B2 | 25 | 500 | 0 | 113.9 | 113.83 | 9 | 0
2020 | TVA_2_SOCO | TVA | SOCO | Internal | Summer | B3 | 75 | 500 | 0 | 109.79 | 112 | 9 | 0
2020 | TVA_2_SOCO | TVA | SOCO | Internal | Summer | B4 | 100 | 500 | 0 | 107.93 | 112 | 9 | 0
2020 | TVA_2_SOCO | TVA | SOCO | Internal | Summer | B5 | 200 | 500 | 0 | 105.06 | 109.79 | 9 | 0
2020 | TVA_2_SOCO | TVA | SOCO | Internal | Summer | B6 | 300 | 500 | 500 | 89.86 | 103.72 | 9 | 4.85
2020 | TVA_2_SOCO | TVA | SOCO | Internal | Summer | B7 | 400 | 500 | 1358.43 | 75.49 | 90.42 | 9 | 5.92
2020 | TVA_2_SOCO | TVA | SOCO | Internal | Summer | B8 | 500 | 500 | 500 | 68.46 | 81.03 | 9 | 3.56
2020 | TVA_2_SOCO | TVA | SOCO | Internal | Summer | B9 | 800 | 500 | 0 | 68.46 | 69.09 | 9 | 0
2020 | TVA_2_SOCO | TVA | SOCO | Internal | Summer | B10 | 1262 | 500 | 0 | 65.62 | 66.03 | 9 | 0
2020 | TVA_2_SOCO | TVA | SOCO | Internal | Winter | B16 | 25 | 500 | 0 | 94.97 | 100.95 | 9 | 0
2020 | TVA_2_SOCO | TVA | SOCO | Internal | Winter | B17 | 100 | 500 | 0 | 75.27 | 81.52 | 9 | 0
2020 | TVA_2_SOCO | TVA | SOCO | Internal | Winter | B18 | 400 | 500 | 0 | 72.52 | 72.45 | 9 | 0
2020 | TVA_2_SOCO | TVA | SOCO | Internal | Winter | B19 | 700 | 500 | 0 | 72.52 | 72.45 | 9 | 0
2020 | TVA_2_SOCO | TVA | SOCO | Internal | Winter | B20 | 935 | 500 | 0 | 71.19 | 69.91 | 9 | 0
2020 | TVA_2_VACAR | TVA | VACAR | Internal | Shoulder | B11 | 25 | 150 | 0 | 93.29 | 95.28 | 9 | 0
2020 | TVA_2_VACAR | TVA | VACAR | Internal | Shoulder | B12 | 200 | 150 | 0 | 72.52 | 79.59 | 9 | 0
2020 | TVA_2_VACAR | TVA | VACAR | Internal | Shoulder | B13 | 600 | 150 | 0 | 69.85 | 76.05 | 9 | 0
2020 | TVA_2_VACAR | TVA | VACAR | Internal | Shoulder | B14 | 900 | 150 | 0 | 69.85 | 72.54 | 9 | 0
2020 | TVA_2_VACAR | TVA | VACAR | Internal | Shoulder | B15 | 1203 | 150 | 0 | 69.52 | 69.24 | 9 | 0
2020 | TVA_2_VACAR | TVA | VACAR | Internal | Summer | B1 | 10 | 150 | 0 | 115.01 | 120.4 | 9 | 0
2020 | TVA_2_VACAR | TVA | VACAR | Internal | Summer | B2 | 25 | 150 | 0 | 113.9 | 118.82 | 9 | 0
2020 | TVA_2_VACAR | TVA | VACAR | Internal | Summer | B3 | 75 | 150 | 0 | 109.79 | 112.67 | 9 | 0
2020 | TVA_2_VACAR | TVA | VACAR | Internal | Summer | B4 | 100 | 150 | 0 | 107.93 | 111.96 | 9 | 0
2020 | TVA_2_VACAR | TVA | VACAR | Internal | Summer | B5 | 200 | 150 | 0 | 105.06 | 109.98 | 9 | 0
2020 | TVA_2_VACAR | TVA | VACAR | Internal | Summer | B6 | 300 | 150 | 0 | 89.86 | 96.72 | 9 | 0
2020 | TVA_2_VACAR | TVA | VACAR | Internal | Summer | B7 | 400 | 150 | 0 | 75.49 | 83.42 | 9 | 0
2020 | TVA_2_VACAR | TVA | VACAR | Internal | Summer | B8 | 500 | 150 | 0 | 68.46 | 74.03 | 9 | 0
2020 | TVA_2_VACAR | TVA | VACAR | Internal | Summer | B9 | 800 | 150 | 0 | 68.46 | 68.83 | 9 | 0
2020 | TVA_2_VACAR | TVA | VACAR | Internal | Summer | B10 | 1262 | 150 | 0 | 65.62 | 66.65 | 9 | 0
2020 | TVA_2_VACAR | TVA | VACAR | Internal | Winter | B16 | 25 | 150 | 0 | 94.97 | 100.38 | 9 | 0
2020 | TVA_2_VACAR | TVA | VACAR | Internal | Winter | B17 | 100 | 150 | 150 | 75.27 | 89.57 | 9 | 5.3
2020 | TVA_2_VACAR | TVA | VACAR | Internal | Winter | B18 | 400 | 150 | 0 | 72.52 | 79.43 | 9 | 0
2020 | TVA_2_VACAR | TVA | VACAR | Internal | Winter | B19 | 700 | 150 | 0 | 72.52 | 75.84 | 9 | 0
2020 | TVA_2_VACAR | TVA | VACAR | Internal | Winter | B20 | 935 | 150 | 0 | 71.19 | 71.3 | 9 | 0
2020 | TVA_Transmission_2_ENT | TVA_Transmission | ENT | Internal | Shoulder | B11 | 25 | 3000 | 0 | 93.28 | 87.44 | 9 | 0
2020 | TVA_Transmission_2_ENT | TVA_Transmission | ENT | Internal | Shoulder | B12 | 200 | 3000 | 0 | 75.15 | 68.65 | 9 | 0
2020 | TVA_Transmission_2_ENT | TVA_Transmission | ENT | Internal | Shoulder | B13 | 600 | 3000 | 0 | 72.45 | 67.69 | 9 | 0
2020 | TVA_Transmission_2_ENT | TVA_Transmission | ENT | Internal | Shoulder | B14 | 900 | 3000 | 0 | 70.86 | 65.43 | 9 | 0
2020 | TVA_Transmission_2_ENT | TVA_Transmission | ENT | Internal | Shoulder | B15 | 1203 | 3000 | 0 | 69.5 | 62 | 9 | 0
2020 | TVA_Transmission_2_ENT | TVA_Transmission | ENT | Internal | Summer | B1 | 10 | 3000 | 0 | 115 | 105.04 | 9 | 0
2020 | TVA_Transmission_2_ENT | TVA_Transmission | ENT | Internal | Summer | B2 | 25 | 3000 | 0 | 113.89 | 105.83 | 9 | 0
2020 | TVA_Transmission_2_ENT | TVA_Transmission | ENT | Internal | Summer | B3 | 75 | 3000 | 0 | 109.78 | 104 | 9 | 0
2020 | TVA_Transmission_2_ENT | TVA_Transmission | ENT | Internal | Summer | B4 | 100 | 3000 | 0 | 107.91 | 104 | 9 | 0
2020 | TVA_Transmission_2_ENT | TVA_Transmission | ENT | Internal | Summer | B5 | 200 | 3000 | 0 | 105.04 | 101.79 | 9 | 0
2020 | TVA_Transmission_2_ENT | TVA_Transmission | ENT | Internal | Summer | B6 | 300 | 3000 | 0 | 91.97 | 89.75 | 9 | 0
2020 | TVA_Transmission_2_ENT | TVA_Transmission | ENT | Internal | Summer | B7 | 400 | 3000 | 0 | 78.67 | 75.57 | 9 | 0
2020 | TVA_Transmission_2_ENT | TVA_Transmission | ENT | Internal | Summer | B8 | 500 | 3000 | 0 | 72.03 | 68.72 | 9 | 0
2020 | TVA_Transmission_2_ENT | TVA_Transmission | ENT | Internal | Summer | B9 | 800 | 3000 | 0 | 68.68 | 66.82 | 9 | 0
2020 | TVA_Transmission_2_ENT | TVA_Transmission | ENT | Internal | Summer | B10 | 1262 | 3000 | 0 | 66.3 | 64.11 | 9 | 0
2020 | TVA_Transmission_2_ENT | TVA_Transmission | ENT | Internal | Winter | B16 | 25 | 3000 | 0 | 94.96 | 86.1 | 9 | 0
2020 | TVA_Transmission_2_ENT | TVA_Transmission | ENT | Internal | Winter | B17 | 100 | 3000 | 0 | 79.34 | 71.34 | 9 | 0
2020 | TVA_Transmission_2_ENT | TVA_Transmission | ENT | Internal | Winter | B18 | 400 | 3000 | 0 | 75.31 | 70.4 | 9 | 0
2020 | TVA_Transmission_2_ENT | TVA_Transmission | ENT | Internal | Winter | B19 | 700 | 3000 | 0 | 73.67 | 68.27 | 9 | 0
2020 | TVA_Transmission_2_ENT | TVA_Transmission | ENT | Internal | Winter | B20 | 935 | 3000 | 0 | 71.17 | 65.87 | 9 | 0
2020 | TVA_Transmission_2_SOCO | TVA_Transmission | SOCO | Internal | Shoulder | B11 | 25 | 3200 | 3117.46 | 93.28 | 102.28 | 9 | 0
2020 | TVA_Transmission_2_SOCO | TVA_Transmission | SOCO | Internal | Shoulder | B12 | 200 | 3200 | 0 | 75.15 | 76.65 | 9 | 0
2020 | TVA_Transmission_2_SOCO | TVA_Transmission | SOCO | Internal | Shoulder | B13 | 600 | 3200 | 0 | 72.45 | 69.75 | 9 | 0
2020 | TVA_Transmission_2_SOCO | TVA_Transmission | SOCO | Internal | Shoulder | B14 | 900 | 3200 | 0 | 70.86 | 69.75 | 9 | 0
2020 | TVA_Transmission_2_SOCO | TVA_Transmission | SOCO | Internal | Shoulder | B15 | 1203 | 3200 | 0 | 69.5 | 67.3 | 9 | 0
2020 | TVA_Transmission_2_SOCO | TVA_Transmission | SOCO | Internal | Summer | B1 | 10 | 3200 | 0 | 115 | 119.89 | 9 | 0
2020 | TVA_Transmission_2_SOCO | TVA_Transmission | SOCO | Internal | Summer | B2 | 25 | 3200 | 0 | 113.89 | 113.83 | 9 | 0
2020 | TVA_Transmission_2_SOCO | TVA_Transmission | SOCO | Internal | Summer | B3 | 75 | 3200 | 0 | 109.78 | 112 | 9 | 0
2020 | TVA_Transmission_2_SOCO | TVA_Transmission | SOCO | Internal | Summer | B4 | 100 | 3200 | 0 | 107.91 | 112 | 9 | 0
2020 | TVA_Transmission_2_SOCO | TVA_Transmission | SOCO | Internal | Summer | B5 | 200 | 3200 | 0 | 105.04 | 109.79 | 9 | 0
2020 | TVA_Transmission_2_SOCO | TVA_Transmission | SOCO | Internal | Summer | B6 | 300 | 3200 | 3200 | 91.97 | 103.72 | 9 | 2.74
2020 | TVA_Transmission_2_SOCO | TVA_Transmission | SOCO | Internal | Summer | B7 | 400 | 3200 | 3200 | 78.67 | 90.42 | 9 | 2.74
2020 | TVA_Transmission_2_SOCO | TVA_Transmission | SOCO | Internal | Summer | B8 | 500 | 3200 | 1381.71 | 72.03 | 81.03 | 9 | 0
2020 | TVA_Transmission_2_SOCO | TVA_Transmission | SOCO | Internal | Summer | B9 | 800 | 3200 | 0 | 68.68 | 69.09 | 9 | 0
2020 | TVA_Transmission_2_SOCO | TVA_Transmission | SOCO | Internal | Summer | B10 | 1262 | 3200 | 0 | 66.3 | 66.03 | 9 | 0
2020 | TVA_Transmission_2_SOCO | TVA_Transmission | SOCO | Internal | Winter | B16 | 25 | 3200 | 0 | 94.96 | 100.95 | 9 | 0
2020 | TVA_Transmission_2_SOCO | TVA_Transmission | SOCO | Internal | Winter | B17 | 100 | 3200 | 0 | 79.34 | 81.52 | 9 | 0
2020 | TVA_Transmission_2_SOCO | TVA_Transmission | SOCO | Internal | Winter | B18 | 400 | 3200 | 0 | 75.31 | 72.45 | 9 | 0
2020 | TVA_Transmission_2_SOCO | TVA_Transmission | SOCO | Internal | Winter | B19 | 700 | 3200 | 0 | 73.67 | 72.45 | 9 | 0
2020 | TVA_Transmission_2_SOCO | TVA_Transmission | SOCO | Internal | Winter | B20 | 935 | 3200 | 0 | 71.17 | 69.91 | 9 | 0
2020 | TVA_Transmission_2_TVA | TVA_Transmission | TVA | Internal | Shoulder | B11 | 25 | 99999 | 1916.26 | 93.28 | 93.29 | 0.01 | 0
2020 | TVA_Transmission_2_TVA | TVA_Transmission | TVA | Internal | Shoulder | B12 | 200 | 99999 | 0 | 75.15 | 72.52 | 0.01 | 0
2020 | TVA_Transmission_2_TVA | TVA_Transmission | TVA | Internal | Shoulder | B13 | 600 | 99999 | 0 | 72.45 | 69.85 | 0.01 | 0
2020 | TVA_Transmission_2_TVA | TVA_Transmission | TVA | Internal | Shoulder | B14 | 900 | 99999 | 0 | 70.86 | 69.85 | 0.01 | 0
2020 | TVA_Transmission_2_TVA | TVA_Transmission | TVA | Internal | Shoulder | B15 | 1203 | 99999 | 1821.71 | 69.5 | 69.52 | 0.01 | 0
2020 | TVA_Transmission_2_TVA | TVA_Transmission | TVA | Internal | Summer | B1 | 10 | 99999 | 6116.68 | 115 | 115.01 | 0.01 | 0
2020 | TVA_Transmission_2_TVA | TVA_Transmission | TVA | Internal | Summer | B2 | 25 | 99999 | 5344.27 | 113.89 | 113.9 | 0.01 | 0
2020 | TVA_Transmission_2_TVA | TVA_Transmission | TVA | Internal | Summer | B3 | 75 | 99999 | 3827.59 | 109.78 | 109.79 | 0.01 | 0
2020 | TVA_Transmission_2_TVA | TVA_Transmission | TVA | Internal | Summer | B4 | 100 | 99999 | 3126.78 | 107.91 | 107.93 | 0.01 | 0
2020 | TVA_Transmission_2_TVA | TVA_Transmission | TVA | Internal | Summer | B5 | 200 | 99999 | 1519.83 | 105.04 | 105.06 | 0.01 | 0
2020 | TVA_Transmission_2_TVA | TVA_Transmission | TVA | Internal | Summer | B6 | 300 | 99999 | 0 | 91.97 | 89.86 | 0.01 | 0
2020 | TVA_Transmission_2_TVA | TVA_Transmission | TVA | Internal | Summer | B7 | 400 | 99999 | 0 | 78.67 | 75.49 | 0.01 | 0
2020 | TVA_Transmission_2_TVA | TVA_Transmission | TVA | Internal | Summer | B8 | 500 | 99999 | 0 | 72.03 | 68.46 | 0.01 | 0
2020 | TVA_Transmission_2_TVA | TVA_Transmission | TVA | Internal | Summer | B9 | 800 | 99999 | 0 | 68.68 | 68.46 | 0.01 | 0
2020 | TVA_Transmission_2_TVA | TVA_Transmission | TVA | Internal | Summer | B10 | 1262 | 99999 | 0 | 66.3 | 65.62 | 0.01 | 0
2020 | TVA_Transmission_2_TVA | TVA_Transmission | TVA | Internal | Winter | B16 | 25 | 99999 | 2656.82 | 94.96 | 94.97 | 0.01 | 0
2020 | TVA_Transmission_2_TVA | TVA_Transmission | TVA | Internal | Winter | B17 | 100 | 99999 | 0 | 79.34 | 75.27 | 0.01 | 0
2020 | TVA_Transmission_2_TVA | TVA_Transmission | TVA | Internal | Winter | B18 | 400 | 99999 | 0 | 75.31 | 72.52 | 0.01 | 0
2020 | TVA_Transmission_2_TVA | TVA_Transmission | TVA | Internal | Winter | B19 | 700 | 99999 | 0 | 73.67 | 72.52 | 0.01 | 0
2020 | TVA_Transmission_2_TVA | TVA_Transmission | TVA | Internal | Winter | B20 | 935 | 99999 | 895.4 | 71.17 | 71.19 | 0.01 | 0
2020 | TVA_Transmission_2_VACAR | TVA_Transmission | VACAR | Internal | Shoulder | B11 | 25 | 900 | 0 | 93.28 | 95.28 | 9 | 0
2020 | TVA_Transmission_2_VACAR | TVA_Transmission | VACAR | Internal | Shoulder | B12 | 200 | 900 | 0 | 75.15 | 79.59 | 9 | 0
2020 | TVA_Transmission_2_VACAR | TVA_Transmission | VACAR | Internal | Shoulder | B13 | 600 | 900 | 0 | 72.45 | 76.05 | 9 | 0
2020 | TVA_Transmission_2_VACAR | TVA_Transmission | VACAR | Internal | Shoulder | B14 | 900 | 900 | 0 | 70.86 | 72.54 | 9 | 0
2020 | TVA_Transmission_2_VACAR | TVA_Transmission | VACAR | Internal | Shoulder | B15 | 1203 | 900 | 0 | 69.5 | 69.24 | 9 | 0
2020 | TVA_Transmission_2_VACAR | TVA_Transmission | VACAR | Internal | Summer | B1 | 10 | 900 | 0 | 115 | 120.4 | 9 | 0
2020 | TVA_Transmission_2_VACAR | TVA_Transmission | VACAR | Internal | Summer | B2 | 25 | 900 | 0 | 113.89 | 118.82 | 9 | 0
2020 | TVA_Transmission_2_VACAR | TVA_Transmission | VACAR | Internal | Summer | B3 | 75 | 900 | 0 | 109.78 | 112.67 | 9 | 0
2020 | TVA_Transmission_2_VACAR | TVA_Transmission | VACAR | Internal | Summer | B4 | 100 | 900 | 0 | 107.91 | 111.96 | 9 | 0
2020 | TVA_Transmission_2_VACAR | TVA_Transmission | VACAR | Internal | Summer | B5 | 200 | 900 | 0 | 105.04 | 109.98 | 9 | 0
2020 | TVA_Transmission_2_VACAR | TVA_Transmission | VACAR | Internal | Summer | B6 | 300 | 900 | 0 | 91.97 | 96.72 | 9 | 0
2020 | TVA_Transmission_2_VACAR | TVA_Transmission | VACAR | Internal | Summer | B7 | 400 | 900 | 0 | 78.67 | 83.42 | 9 | 0
2020 | TVA_Transmission_2_VACAR | TVA_Transmission | VACAR | Internal | Summer | B8 | 500 | 900 | 0 | 72.03 | 74.03 | 9 | 0
2020 | TVA_Transmission_2_VACAR | TVA_Transmission | VACAR | Internal | Summer | B9 | 800 | 900 | 0 | 68.68 | 68.83 | 9 | 0
2020 | TVA_Transmission_2_VACAR | TVA_Transmission | VACAR | Internal | Summer | B10 | 1262 | 900 | 0 | 66.3 | 66.65 | 9 | 0
2020 | TVA_Transmission_2_VACAR | TVA_Transmission | VACAR | Internal | Winter | B16 | 25 | 900 | 0 | 94.96 | 100.38 | 9 | 0
2020 | TVA_Transmission_2_VACAR | TVA_Transmission | VACAR | Internal | Winter | B17 | 100 | 900 | 900 | 79.34 | 89.57 | 9 | 1.23
2020 | TVA_Transmission_2_VACAR | TVA_Transmission | VACAR | Internal | Winter | B18 | 400 | 900 | 0 | 75.31 | 79.43 | 9 | 0
2020 | TVA_Transmission_2_VACAR | TVA_Transmission | VACAR | Internal | Winter | B19 | 700 | 900 | 0 | 73.67 | 75.84 | 9 | 0
2020 | TVA_Transmission_2_VACAR | TVA_Transmission | VACAR | Internal | Winter | B20 | 935 | 900 | 0 | 71.17 | 71.3 | 9 | 0
2020 | VACAR_2_PJM_ROR | VACAR | PJM_ROR | Internal | Shoulder | B11 | 25 | 2000 | 0 | 95.28 | 87.07 | 7 | 0
2020 | VACAR_2_PJM_ROR | VACAR | PJM_ROR | Internal | Shoulder | B12 | 200 | 2000 | 0 | 79.59 | 73.59 | 7 | 0
2020 | VACAR_2_PJM_ROR | VACAR | PJM_ROR | Internal | Shoulder | B13 | 600 | 2000 | 0 | 76.05 | 70.05 | 7 | 0
2020 | VACAR_2_PJM_ROR | VACAR | PJM_ROR | Internal | Shoulder | B14 | 900 | 2000 | 0 | 72.54 | 66.54 | 7 | 0
2020 | VACAR_2_PJM_ROR | VACAR | PJM_ROR | Internal | Shoulder | B15 | 1203 | 2000 | 0 | 69.24 | 63.5 | 7 | 0
2020 | VACAR_2_PJM_ROR | VACAR | PJM_ROR | Internal | Summer | B1 | 10 | 2000 | 0 | 120.4 | 109.46 | 7 | 0
2020 | VACAR_2_PJM_ROR | VACAR | PJM_ROR | Internal | Summer | B2 | 25 | 2000 | 0 | 118.82 | 107.89 | 7 | 0
2020 | VACAR_2_PJM_ROR | VACAR | PJM_ROR | Internal | Summer | B3 | 75 | 2000 | 0 | 112.67 | 102.89 | 7 | 0
2020 | VACAR_2_PJM_ROR | VACAR | PJM_ROR | Internal | Summer | B4 | 100 | 2000 | 0 | 111.96 | 101.03 | 7 | 0
2020 | VACAR_2_PJM_ROR | VACAR | PJM_ROR | Internal | Summer | B5 | 200 | 2000 | 0 | 109.98 | 99.04 | 7 | 0
2020 | VACAR_2_PJM_ROR | VACAR | PJM_ROR | Internal | Summer | B6 | 300 | 2000 | 0 | 96.72 | 85.78 | 7 | 0
2020 | VACAR_2_PJM_ROR | VACAR | PJM_ROR | Internal | Summer | B7 | 400 | 2000 | 0 | 83.42 | 72.48 | 7 | 0
2020 | VACAR_2_PJM_ROR | VACAR | PJM_ROR | Internal | Summer | B8 | 500 | 2000 | 0 | 74.03 | 66.03 | 7 | 0
2020 | VACAR_2_PJM_ROR | VACAR | PJM_ROR | Internal | Summer | B9 | 800 | 2000 | 0 | 68.83 | 62.83 | 7 | 0
2020 | VACAR_2_PJM_ROR | VACAR | PJM_ROR | Internal | Summer | B10 | 1262 | 2000 | 0 | 66.65 | 60.93 | 7 | 0
2020 | VACAR_2_PJM_ROR | VACAR | PJM_ROR | Internal | Winter | B16 | 25 | 2000 | 0 | 100.38 | 89.44 | 7 | 0
2020 | VACAR_2_PJM_ROR | VACAR | PJM_ROR | Internal | Winter | B17 | 100 | 2000 | 0 | 89.57 | 78.63 | 7 | 0
2020 | VACAR_2_PJM_ROR | VACAR | PJM_ROR | Internal | Winter | B18 | 400 | 2000 | 0 | 79.43 | 73.38 | 7 | 0
2020 | VACAR_2_PJM_ROR | VACAR | PJM_ROR | Internal | Winter | B19 | 700 | 2000 | 0 | 75.84 | 69.84 | 7 | 0
2020 | VACAR_2_PJM_ROR | VACAR | PJM_ROR | Internal | Winter | B20 | 935 | 2000 | 0 | 71.3 | 65.3 | 7 | 0
2020 | VACAR_2_SOCO | VACAR | SOCO | Internal | Shoulder | B11 | 25 | 3000 | 1685.81 | 95.28 | 102.28 | 7 | 0
2020 | VACAR_2_SOCO | VACAR | SOCO | Internal | Shoulder | B12 | 200 | 3000 | 0 | 79.59 | 76.65 | 7 | 0
2020 | VACAR_2_SOCO | VACAR | SOCO | Internal | Shoulder | B13 | 600 | 3000 | 0 | 76.05 | 69.75 | 7 | 0
2020 | VACAR_2_SOCO | VACAR | SOCO | Internal | Shoulder | B14 | 900 | 3000 | 0 | 72.54 | 69.75 | 7 | 0
2020 | VACAR_2_SOCO | VACAR | SOCO | Internal | Shoulder | B15 | 1203 | 3000 | 0 | 69.24 | 67.3 | 7 | 0
2020 | VACAR_2_SOCO | VACAR | SOCO | Internal | Summer | B1 | 10 | 3000 | 0 | 120.4 | 119.89 | 7 | 0
2020 | VACAR_2_SOCO | VACAR | SOCO | Internal | Summer | B2 | 25 | 3000 | 0 | 118.82 | 113.83 | 7 | 0
2020 | VACAR_2_SOCO | VACAR | SOCO | Internal | Summer | B3 | 75 | 3000 | 0 | 112.67 | 112 | 7 | 0
2020 | VACAR_2_SOCO | VACAR | SOCO | Internal | Summer | B4 | 100 | 3000 | 0 | 111.96 | 112 | 7 | 0
2020 | VACAR_2_SOCO | VACAR | SOCO | Internal | Summer | B5 | 200 | 3000 | 0 | 109.98 | 109.79 | 7 | 0
2020 | VACAR_2_SOCO | VACAR | SOCO | Internal | Summer | B6 | 300 | 3000 | 775.12 | 96.72 | 103.72 | 7 | 0
2020 | VACAR_2_SOCO | VACAR | SOCO | Internal | Summer | B7 | 400 | 3000 | 242.22 | 83.42 | 90.42 | 7 | 0
2020 | VACAR_2_SOCO | VACAR | SOCO | Internal | Summer | B8 | 500 | 3000 | 206.42 | 74.03 | 81.03 | 7 | 0
2020 | VACAR_2_SOCO | VACAR | SOCO | Internal | Summer | B9 | 800 | 3000 | 0 | 68.83 | 69.09 | 7 | 0
2020 | VACAR_2_SOCO | VACAR | SOCO | Internal | Summer | B10 | 1262 | 3000 | 0 | 66.65 | 66.03 | 7 | 0
2020 | VACAR_2_SOCO | VACAR | SOCO | Internal | Winter | B16 | 25 | 3000 | 0 | 100.38 | 100.95 | 7 | 0
2020 | VACAR_2_SOCO | VACAR | SOCO | Internal | Winter | B17 | 100 | 3000 | 0 | 89.57 | 81.52 | 7 | 0
2020 | VACAR_2_SOCO | VACAR | SOCO | Internal | Winter | B18 | 400 | 3000 | 0 | 79.43 | 72.45 | 7 | 0
2020 | VACAR_2_SOCO | VACAR | SOCO | Internal | Winter | B19 | 700 | 3000 | 0 | 75.84 | 72.45 | 7 | 0
2020 | VACAR_2_SOCO | VACAR | SOCO | Internal | Winter | B20 | 935 | 3000 | 0 | 71.3 | 69.91 | 7 | 0
2020 | VACAR_2_TVA_Transmission | VACAR | TVA_Transmission | Internal | Shoulder | B11 | 25 | 900 | 0 | 95.28 | 93.28 | 7 | 0
2020 | VACAR_2_TVA_Transmission | VACAR | TVA_Transmission | Internal | Shoulder | B12 | 200 | 900 | 0 | 79.59 | 75.15 | 7 | 0
2020 | VACAR_2_TVA_Transmission | VACAR | TVA_Transmission | Internal | Shoulder | B13 | 600 | 900 | 0 | 76.05 | 72.45 | 7 | 0
2020 | VACAR_2_TVA_Transmission | VACAR | TVA_Transmission | Internal | Shoulder | B14 | 900 | 900 | 0 | 72.54 | 70.86 | 7 | 0
2020 | VACAR_2_TVA_Transmission | VACAR | TVA_Transmission | Internal | Shoulder | B15 | 1203 | 900 | 0 | 69.24 | 69.5 | 7 | 0
2020 | VACAR_2_TVA_Transmission | VACAR | TVA_Transmission | Internal | Summer | B1 | 10 | 900 | 0 | 120.4 | 115 | 7 | 0
2020 | VACAR_2_TVA_Transmission | VACAR | TVA_Transmission | Internal | Summer | B2 | 25 | 900 | 0 | 118.82 | 113.89 | 7 | 0
2020 | VACAR_2_TVA_Transmission | VACAR | TVA_Transmission | Internal | Summer | B3 | 75 | 900 | 0 | 112.67 | 109.78 | 7 | 0
2020 | VACAR_2_TVA_Transmission | VACAR | TVA_Transmission | Internal | Summer | B4 | 100 | 900 | 0 | 111.96 | 107.91 | 7 | 0
2020 | VACAR_2_TVA_Transmission | VACAR | TVA_Transmission | Internal | Summer | B5 | 200 | 900 | 0 | 109.98 | 105.04 | 7 | 0
2020 | VACAR_2_TVA_Transmission | VACAR | TVA_Transmission | Internal | Summer | B6 | 300 | 900 | 0 | 96.72 | 91.97 | 7 | 0
2020 | VACAR_2_TVA_Transmission | VACAR | TVA_Transmission | Internal | Summer | B7 | 400 | 900 | 0 | 83.42 | 78.67 | 7 | 0
2020 | VACAR_2_TVA_Transmission | VACAR | TVA_Transmission | Internal | Summer | B8 | 500 | 900 | 0 | 74.03 | 72.03 | 7 | 0
2020 | VACAR_2_TVA_Transmission | VACAR | TVA_Transmission | Internal | Summer | B9 | 800 | 900 | 0 | 68.83 | 68.68 | 7 | 0
2020 | VACAR_2_TVA_Transmission | VACAR | TVA_Transmission | Internal | Summer | B10 | 1262 | 900 | 0 | 66.65 | 66.3 | 7 | 0
2020 | VACAR_2_TVA_Transmission | VACAR | TVA_Transmission | Internal | Winter | B16 | 25 | 900 | 0 | 100.38 | 94.96 | 7 | 0
2020 | VACAR_2_TVA_Transmission | VACAR | TVA_Transmission | Internal | Winter | B17 | 100 | 900 | 0 | 89.57 | 79.34 | 7 | 0
2020 | VACAR_2_TVA_Transmission | VACAR | TVA_Transmission | Internal | Winter | B18 | 400 | 900 | 0 | 79.43 | 75.31 | 7 | 0
2020 | VACAR_2_TVA_Transmission | VACAR | TVA_Transmission | Internal | Winter | B19 | 700 | 900 | 0 | 75.84 | 73.67 | 7 | 0
2020 | VACAR_2_TVA_Transmission | VACAR | TVA_Transmission | Internal | Winter | B20 | 935 | 900 | 0 | 71.3 | 71.17 | 7 | 0
2025 | ENT_2_SOCO | ENT | SOCO | Internal | Shoulder | B11 | 25 | 2000 | 2000 | 94.65 | 103.65 | 8 | 1
2025 | ENT_2_SOCO | ENT | SOCO | Internal | Shoulder | B12 | 200 | 2000 | 219.2 | 73.66 | 81.66 | 8 | 0
2025 | ENT_2_SOCO | ENT | SOCO | Internal | Shoulder | B13 | 600 | 2000 | 0 | 73.12 | 75.24 | 8 | 0
2025 | ENT_2_SOCO | ENT | SOCO | Internal | Shoulder | B14 | 900 | 2000 | 0 | 70.67 | 75.24 | 8 | 0
2025 | ENT_2_SOCO | ENT | SOCO | Internal | Shoulder | B15 | 1203 | 2000 | 2000 | 61.51 | 72.59 | 8 | 3.08
2025 | ENT_2_SOCO | ENT | SOCO | Internal | Summer | B1 | 10 | 2000 | 16878.8 | 476.97 | 491.32 | 8 | 6.34
2025 | ENT_2_SOCO | ENT | SOCO | Internal | Summer | B2 | 25 | 2000 | 10250.51 | 430.59 | 444.94 | 8 | 6.34
2025 | ENT_2_SOCO | ENT | SOCO | Internal | Summer | B3 | 75 | 2000 | 2000 | 145.47 | 154.97 | 8 | 1.5
2025 | ENT_2_SOCO | ENT | SOCO | Internal | Summer | B4 | 100 | 2000 | 2000 | 121.33 | 130.33 | 8 | 1
2025 | ENT_2_SOCO | ENT | SOCO | Internal | Summer | B5 | 200 | 2000 | 2000 | 116.39 | 124.59 | 8 | 0.2
2025 | ENT_2_SOCO | ENT | SOCO | Internal | Summer | B6 | 300 | 2000 | 2000 | 110.67 | 119.67 | 8 | 1
2025 | ENT_2_SOCO | ENT | SOCO | Internal | Summer | B7 | 400 | 2000 | 2606.65 | 84.56 | 98.9 | 8 | 6.34
2025 | ENT_2_SOCO | ENT | SOCO | Internal | Summer | B8 | 500 | 2000 | 2417.77 | 74.03 | 88.38 | 8 | 6.34
2025 | ENT_2_SOCO | ENT | SOCO | Internal | Summer | B9 | 800 | 2000 | 0 | 71.61 | 75.61 | 8 | 0
2025 | ENT_2_SOCO | ENT | SOCO | Internal | Summer | B10 | 1262 | 2000 | 0 | 69.21 | 71.19 | 8 | 0
2025 | ENT_2_SOCO | ENT | SOCO | Internal | Winter | B16 | 25 | 2000 | 5327.76 | 89.95 | 104.29 | 8 | 6.34
2025 | ENT_2_SOCO | ENT | SOCO | Internal | Winter | B17 | 100 | 2000 | 2000 | 77.39 | 86.35 | 8 | 0.96
2025 | ENT_2_SOCO | ENT | SOCO | Internal | Winter | B18 | 400 | 2000 | 0 | 76.08 | 78.23 | 8 | 0
2025 | ENT_2_SOCO | ENT | SOCO | Internal | Winter | B19 | 700 | 2000 | 0 | 73.75 | 78.23 | 8 | 0
2025 | ENT_2_SOCO | ENT | SOCO | Internal | Winter | B20 | 935 | 2000 | 2000 | 63.95 | 75.48 | 8 | 3.53
2025 | ENT_2_TVA_Transmission | ENT | TVA_Transmission | Internal | Shoulder | B11 | 25 | 2100 | 0 | 94.65 | 94.65 | 8 | 0
2025 | ENT_2_TVA_Transmission | ENT | TVA_Transmission | Internal | Shoulder | B12 | 200 | 2100 | 563.86 | 73.66 | 81.66 | 8 | 0
2025 | ENT_2_TVA_Transmission | ENT | TVA_Transmission | Internal | Shoulder | B13 | 600 | 2100 | 0 | 73.12 | 78.2 | 8 | 0
2025 | ENT_2_TVA_Transmission | ENT | TVA_Transmission | Internal | Shoulder | B14 | 900 | 2100 | 0 | 70.67 | 77.21 | 8 | 0
2025 | ENT_2_TVA_Transmission | ENT | TVA_Transmission | Internal | Shoulder | B15 | 1203 | 2100 | 0 | 61.51 | 69.2 | 8 | 0
2025 | ENT_2_TVA_Transmission | ENT | TVA_Transmission | Internal | Summer | B1 | 10 | 2100 | 2100 | 476.97 | 485.43 | 8 | 0.46
2025 | ENT_2_TVA_Transmission | ENT | TVA_Transmission | Internal | Summer | B2 | 25 | 2100 | 0 | 430.59 | 435.94 | 8 | 0
2025 | ENT_2_TVA_Transmission | ENT | TVA_Transmission | Internal | Summer | B3 | 75 | 2100 | 0 | 145.47 | 145.96 | 8 | 0
2025 | ENT_2_TVA_Transmission | ENT | TVA_Transmission | Internal | Summer | B4 | 100 | 2100 | 0 | 121.33 | 121.33 | 8 | 0
2025 | ENT_2_TVA_Transmission | ENT | TVA_Transmission | Internal | Summer | B5 | 200 | 2100 | 0 | 116.39 | 116.39 | 8 | 0
2025 | ENT_2_TVA_Transmission | ENT | TVA_Transmission | Internal | Summer | B6 | 300 | 2100 | 0 | 110.67 | 110.67 | 8 | 0
2025 | ENT_2_TVA_Transmission | ENT | TVA_Transmission | Internal | Summer | B7 | 400 | 2100 | 0 | 84.56 | 89.9 | 8 | 0
2025 | ENT_2_TVA_Transmission | ENT | TVA_Transmission | Internal | Summer | B8 | 500 | 2100 | 0 | 74.03 | 80.99 | 8 | 0
2025 | ENT_2_TVA_Transmission | ENT | TVA_Transmission | Internal | Summer | B9 | 800 | 2100 | 0 | 71.61 | 76.96 | 8 | 0
2025 | ENT_2_TVA_Transmission | ENT | TVA_Transmission | Internal | Summer | B10 | 1262 | 2100 | 0 | 69.21 | 69.21 | 8 | 0
2025 | ENT_2_TVA_Transmission | ENT | TVA_Transmission | Internal | Winter | B16 | 25 | 2100 | 0 | 89.95 | 96.76 | 8 | 0
2025 | ENT_2_TVA_Transmission | ENT | TVA_Transmission | Internal | Winter | B17 | 100 | 2100 | 1858.21 | 77.39 | 85.39 | 8 | 0
2025 | ENT_2_TVA_Transmission | ENT | TVA_Transmission | Internal | Winter | B18 | 400 | 2100 | 0 | 76.08 | 80.92 | 8 | 0
2025 | ENT_2_TVA_Transmission | ENT | TVA_Transmission | Internal | Winter | B19 | 700 | 2100 | 0 | 73.75 | 80.42 | 8 | 0
2025 | ENT_2_TVA_Transmission | ENT | TVA_Transmission | Internal | Winter | B20 | 935 | 2100 | 0 | 63.95 | 71.69 | 8 | 0
2025 | FRCC_2_SOCO | FRCC | SOCO | Internal | Shoulder | B11 | 25 | 900 | 0 | 113.66 | 103.65 | 8 | 0
2025 | FRCC_2_SOCO | FRCC | SOCO | Internal | Shoulder | B12 | 200 | 900 | 0 | 83.61 | 81.66 | 8 | 0
2025 | FRCC_2_SOCO | FRCC | SOCO | Internal | Shoulder | B13 | 600 | 900 | 0 | 81.22 | 75.24 | 8 | 0
2025 | FRCC_2_SOCO | FRCC | SOCO | Internal | Shoulder | B14 | 900 | 900 | 0 | 77.82 | 75.24 | 8 | 0
2025 | FRCC_2_SOCO | FRCC | SOCO | Internal | Shoulder | B15 | 1203 | 900 | 0 | 77.82 | 72.59 | 8 | 0
2025 | FRCC_2_SOCO | FRCC | SOCO | Internal | Summer | B1 | 10 | 900 | 0 | 501.33 | 491.32 | 8 | 0
2025 | FRCC_2_SOCO | FRCC | SOCO | Internal | Summer | B2 | 25 | 900 | 0 | 454.95 | 444.94 | 8 | 0
2025 | FRCC_2_SOCO | FRCC | SOCO | Internal | Summer | B3 | 75 | 900 | 0 | 164.98 | 154.97 | 8 | 0
2025 | FRCC_2_SOCO | FRCC | SOCO | Internal | Summer | B4 | 100 | 900 | 0 | 140.33 | 130.33 | 8 | 0
2025 | FRCC_2_SOCO | FRCC | SOCO | Internal | Summer | B5 | 200 | 900 | 0 | 134.59 | 124.59 | 8 | 0
2025 | FRCC_2_SOCO | FRCC | SOCO | Internal | Summer | B6 | 300 | 900 | 0 | 126.33 | 119.67 | 8 | 0
2025 | FRCC_2_SOCO | FRCC | SOCO | Internal | Summer | B7 | 400 | 900 | 0 | 108.9 | 98.9 | 8 | 0
2025 | FRCC_2_SOCO | FRCC | SOCO | Internal | Summer | B8 | 500 | 900 | 451.45 | 80.38 | 88.38 | 8 | 0
2025 | FRCC_2_SOCO | FRCC | SOCO | Internal | Summer | B9 | 800 | 900 | 0 | 77.01 | 75.61 | 8 | 0
2025 | FRCC_2_SOCO | FRCC | SOCO | Internal | Summer | B10 | 1262 | 900 | 0 | 77.01 | 71.19 | 8 | 0
2025 | FRCC_2_SOCO | FRCC | SOCO | Internal | Winter | B16 | 25 | 900 | 0 | 114.29 | 104.29 | 8 | 0
2025 | FRCC_2_SOCO | FRCC | SOCO | Internal | Winter | B17 | 100 | 900 | 0 | 83.78 | 86.35 | 8 | 0
2025 | FRCC_2_SOCO | FRCC | SOCO | Internal | Winter | B18 | 400 | 900 | 0 | 83.78 | 78.23 | 8 | 0
2025 | FRCC_2_SOCO | FRCC | SOCO | Internal | Winter | B19 | 700 | 900 | 0 | 80.28 | 78.23 | 8 | 0
2025 | FRCC_2_SOCO | FRCC | SOCO | Internal | Winter | B20 | 935 | 900 | 0 | 80.28 | 75.48 | 8 | 0
2025 | HQ_NEISO_2_NEISO | HQ_NEISO | NEISO | Internal | Shoulder | B11 | 25 | 99999 | 2920 | 68.19 | 68.2 | 0.01 | 0
2025 | HQ_NEISO_2_NEISO | HQ_NEISO | NEISO | Internal | Shoulder | B12 | 200 | 99999 | 2920 | 65.73 | 65.74 | 0.01 | 0
2025 | HQ_NEISO_2_NEISO | HQ_NEISO | NEISO | Internal | Shoulder | B13 | 600 | 99999 | 2920 | 63.14 | 63.16 | 0.01 | 0
2025 | HQ_NEISO_2_NEISO | HQ_NEISO | NEISO | Internal | Shoulder | B14 | 900 | 99999 | 2920 | 63.14 | 63.16 | 0.01 | 0
2025 | HQ_NEISO_2_NEISO | HQ_NEISO | NEISO | Internal | Shoulder | B15 | 1203 | 99999 | 1143.24 | 63.14 | 63.16 | 0.01 | 0
2025 | HQ_NEISO_2_NEISO | HQ_NEISO | NEISO | Internal | Summer | B1 | 10 | 99999 | 2920.1 | 465.73 | 465.75 | 0.01 | 0
2025 | HQ_NEISO_2_NEISO | HQ_NEISO | NEISO | Internal | Summer | B2 | 25 | 99999 | 2920.1 | 425.94 | 425.95 | 0.01 | 0
2025 | HQ_NEISO_2_NEISO | HQ_NEISO | NEISO | Internal | Summer | B3 | 75 | 99999 | 2920.1 | 122.4 | 122.42 | 0.01 | 0
2025 | HQ_NEISO_2_NEISO | HQ_NEISO | NEISO | Internal | Summer | B4 | 100 | 99999 | 2920.1 | 94.88 | 94.89 | 0.01 | 0
2025 | HQ_NEISO_2_NEISO | HQ_NEISO | NEISO | Internal | Summer | B5 | 200 | 99999 | 2920 | 89.13 | 89.14 | 0.01 | 0
2025 | HQ_NEISO_2_NEISO | HQ_NEISO | NEISO | Internal | Summer | B6 | 300 | 99999 | 2920 | 84.57 | 84.58 | 0.01 | 0
2025 | HQ_NEISO_2_NEISO | HQ_NEISO | NEISO | Internal | Summer | B7 | 400 | 99999 | 2920 | 63.8 | 63.82 | 0.01 | 0
2025 | HQ_NEISO_2_NEISO | HQ_NEISO | NEISO | Internal | Summer | B8 | 500 | 99999 | 2920 | 62.56 | 62.57 | 0.01 | 0
2025 | HQ_NEISO_2_NEISO | HQ_NEISO | NEISO | Internal | Summer | B9 | 800 | 99999 | 2920 | 62.56 | 62.57 | 0.01 | 0
2025 | HQ_NEISO_2_NEISO | HQ_NEISO | NEISO | Internal | Summer | B10 | 1262 | 99999 | 795.94 | 62.56 | 62.57 | 0.01 | 0
2025 | HQ_NEISO_2_NEISO | HQ_NEISO | NEISO | Internal | Winter | B16 | 25 | 99999 | 2920 | 75.52 | 75.54 | 0.01 | 0
2025 | HQ_NEISO_2_NEISO | HQ_NEISO | NEISO | Internal | Winter | B17 | 100 | 99999 | 2920 | 74.25 | 74.27 | 0.01 | 0
2025 | HQ_NEISO_2_NEISO | HQ_NEISO | NEISO | Internal | Winter | B18 | 400 | 99999 | 2920 | 71.93 | 71.94 | 0.01 | 0
2025 | HQ_NEISO_2_NEISO | HQ_NEISO | NEISO | Internal | Winter | B19 | 700 | 99999 | 2920 | 71.11 | 71.12 | 0.01 | 0
2025 | HQ_NEISO_2_NEISO | HQ_NEISO | NEISO | Internal | Winter | B20 | 935 | 99999 | 1233.58 | 71.11 | 71.12 | 0.01 | 0
2025 | HQ_NY_2_NYISO_A-F | HQ_NY | NYISO_A-F | Internal | Shoulder | B11 | 25 | 99999 | 1000 | 68.7 | 68.72 | 0.01 | 0
2025 | HQ_NY_2_NYISO_A-F | HQ_NY | NYISO_A-F | Internal | Shoulder | B12 | 200 | 99999 | 1000 | 68.7 | 68.72 | 0.01 | 0
2025 | HQ_NY_2_NYISO_A-F | HQ_NY | NYISO_A-F | Internal | Shoulder | B13 | 600 | 99999 | 1000 | 66.13 | 66.14 | 0.01 | 0
2025 | HQ_NY_2_NYISO_A-F | HQ_NY | NYISO_A-F | Internal | Shoulder | B14 | 900 | 99999 | 1000 | 66.13 | 66.14 | 0.01 | 0
2025 | HQ_NY_2_NYISO_A-F | HQ_NY | NYISO_A-F | Internal | Shoulder | B15 | 1203 | 99999 | 188.69 | 66.13 | 66.14 | 0.01 | 0
2025 | HQ_NY_2_NYISO_A-F | HQ_NY | NYISO_A-F | Internal | Summer | B1 | 10 | 99999 | 1000.1 | 460.91 | 460.92 | 0.01 | 0
2025 | HQ_NY_2_NYISO_A-F | HQ_NY | NYISO_A-F | Internal | Summer | B2 | 25 | 99999 | 1000.1 | 421.12 | 421.13 | 0.01 | 0
2025 | HQ_NY_2_NYISO_A-F | HQ_NY | NYISO_A-F | Internal | Summer | B3 | 75 | 99999 | 1000.1 | 119.4 | 119.42 | 0.01 | 0
2025 | HQ_NY_2_NYISO_A-F | HQ_NY | NYISO_A-F | Internal | Summer | B4 | 100 | 99999 | 1000.1 | 94.73 | 94.75 | 0.01 | 0
2025 | HQ_NY_2_NYISO_A-F | HQ_NY | NYISO_A-F | Internal | Summer | B5 | 200 | 99999 | 1000 | 89 | 89.01 | 0.01 | 0
2025 | HQ_NY_2_NYISO_A-F | HQ_NY | NYISO_A-F | Internal | Summer | B6 | 300 | 99999 | 1000 | 84.44 | 84.45 | 0.01 | 0
2025 | HQ_NY_2_NYISO_A-F | HQ_NY | NYISO_A-F | Internal | Summer | B7 | 400 | 99999 | 1000 | 67.41 | 67.42 | 0.01 | 0
2025 | HQ_NY_2_NYISO_A-F | HQ_NY | NYISO_A-F | Internal | Summer | B8 | 500 | 99999 | 1000 | 65.56 | 65.57 | 0.01 | 0
2025 | HQ_NY_2_NYISO_A-F | HQ_NY | NYISO_A-F | Internal | Summer | B9 | 800 | 99999 | 1000 | 64.38 | 64.39 | 0.01 | 0
2025 | HQ_NY_2_NYISO_A-F | HQ_NY | NYISO_A-F | Internal | Summer | B10 | 1262 | 99999 | 30.11 | 64.38 | 64.39 | 0.01 | 0
2025 | HQ_NY_2_NYISO_A-F | HQ_NY | NYISO_A-F | Internal | Winter | B16 | 25 | 99999 | 1000 | 71.25 | 71.27 | 0.01 | 0
2025 | HQ_NY_2_NYISO_A-F | HQ_NY | NYISO_A-F | Internal | Winter | B17 | 100 | 99999 | 1000 | 71.25 | 71.27 | 0.01 | 0
2025 | HQ_NY_2_NYISO_A-F | HQ_NY | NYISO_A-F | Internal | Winter | B18 | 400 | 99999 | 1000 | 68.11 | 68.12 | 0.01 | 0
2025 | HQ_NY_2_NYISO_A-F | HQ_NY | NYISO_A-F | Internal | Winter | B19 | 700 | 99999 | 1000 | 68.11 | 68.12 | 0.01 | 0
2025 | HQ_NY_2_NYISO_A-F | HQ_NY | NYISO_A-F | Internal | Winter | B20 | 935 | 99999 | 229.95 | 68.11 | 68.12 | 0.01 | 0
2025 | HQ_IESO_2_IESO | HQ_IESO | IESO | Internal | Shoulder | B11 | 25 | 99999 | 400 | 46.9 | 46.91 | 0.01 | 0
2025 | HQ_IESO_2_IESO | HQ_IESO | IESO | Internal | Shoulder | B12 | 200 | 99999 | 400 | 44.5 | 44.51 | 0.01 | 0
2025 | HQ_IESO_2_IESO | HQ_IESO | IESO | Internal | Shoulder | B13 | 600 | 99999 | 400 | 44.5 | 44.51 | 0.01 | 0
2025 | HQ_IESO_2_IESO | HQ_IESO | IESO | Internal | Shoulder | B14 | 900 | 99999 | 400 | 44.5 | 44.51 | 0.01 | 0
2025 | HQ_IESO_2_IESO | HQ_IESO | IESO | Internal | Shoulder | B15 | 1203 | 99999 | 75.48 | 44.5 | 44.51 | 0.01 | 0
2025 | HQ_IESO_2_IESO | HQ_IESO | IESO | Internal | Summer | B1 | 10 | 99999 | 400.1 | 444.42 | 444.44 | 0.01 | 0
2025 | HQ_IESO_2_IESO | HQ_IESO | IESO | Internal | Summer | B2 | 25 | 99999 | 400.1 | 387.84 | 387.85 | 0.01 | 0
2025 | HQ_IESO_2_IESO | HQ_IESO | IESO | Internal | Summer | B3 | 75 | 99999 | 400.1 | 97.02 | 97.03 | 0.01 | 0
2025 | HQ_IESO_2_IESO | HQ_IESO | IESO | Internal | Summer | B4 | 100 | 99999 | 400 | 73.57 | 73.59 | 0.01 | 0
2025 | HQ_IESO_2_IESO | HQ_IESO | IESO | Internal | Summer | B5 | 200 | 99999 | 400 | 68.64 | 68.65 | 0.01 | 0
2025 | HQ_IESO_2_IESO | HQ_IESO | IESO | Internal | Summer | B6 | 300 | 99999 | 400 | 62.92 | 62.93 | 0.01 | 0
2025 | HQ_IESO_2_IESO | HQ_IESO | IESO | Internal | Summer | B7 | 400 | 99999 | 400 | 42.17 | 42.19 | 0.01 | 0
2025 | HQ_IESO_2_IESO | HQ_IESO | IESO | Internal | Summer | B8 | 500 | 99999 | 400 | 33.26 | 33.28 | 0.01 | 0
2025 | HQ_IESO_2_IESO | HQ_IESO | IESO | Internal | Summer | B9 | 800 | 99999 | 400 | 33.26 | 33.28 | 0.01 | 0
2025 | HQ_IESO_2_IESO | HQ_IESO | IESO | Internal | Summer | B10 | 1262 | 99999 | 12.04 | 33.26 | 33.28 | 0.01 | 0
2025 | HQ_IESO_2_IESO | HQ_IESO | IESO | Internal | Winter | B16 | 25 | 99999 | 400 | 54.35 | 54.37 | 0.01 | 0
2025 | HQ_IESO_2_IESO | HQ_IESO | IESO | Internal | Winter | B17 | 100 | 99999 | 400 | 54.35 | 54.37 | 0.01 | 0
2025 | HQ_IESO_2_IESO | HQ_IESO | IESO | Internal | Winter | B18 | 400 | 99999 | 400 | 54.35 | 54.37 | 0.01 | 0
2025 | HQ_IESO_2_IESO | HQ_IESO | IESO | Internal | Winter | B19 | 700 | 99999 | 400 | 54.35 | 54.37 | 0.01 | 0
2025 | HQ_IESO_2_IESO | HQ_IESO | IESO | Internal | Winter | B20 | 935 | 99999 | 91.98 | 54.35 | 54.37 | 0.01 | 0
2025 | IESO_2_MAPP_CA | IESO | MAPP_CA | Internal | Shoulder | B11 | 25 | 262 | 262 | 46.91 | 60.3 | 7 | 6.39
2025 | IESO_2_MAPP_CA | IESO | MAPP_CA | Internal | Shoulder | B12 | 200 | 262 | 262 | 44.51 | 60.26 | 7 | 8.75
2025 | IESO_2_MAPP_CA | IESO | MAPP_CA | Internal | Shoulder | B13 | 600 | 262 | 262 | 44.51 | 57.77 | 7 | 6.26
2025 | IESO_2_MAPP_CA | IESO | MAPP_CA | Internal | Shoulder | B14 | 900 | 262 | 262 | 44.51 | 57.77 | 7 | 6.26
2025 | IESO_2_MAPP_CA | IESO | MAPP_CA | Internal | Shoulder | B15 | 1203 | 262 | 262 | 44.51 | 57.77 | 7 | 6.26
2025 | IESO_2_MAPP_CA | IESO | MAPP_CA | Internal | Summer | B1 | 10 | 262 | 215.92 | 444.44 | 451.44 | 7 | 0
2025 | IESO_2_MAPP_CA | IESO | MAPP_CA | Internal | Summer | B2 | 25 | 262 | 262 | 387.85 | 401.59 | 7 | 6.74
2025 | IESO_2_MAPP_CA | IESO | MAPP_CA | Internal | Summer | B3 | 75 | 262 | 262 | 97.03 | 111.62 | 7 | 7.59
2025 | IESO_2_MAPP_CA | IESO | MAPP_CA | Internal | Summer | B4 | 100 | 262 | 262 | 73.59 | 94.18 | 7 | 13.59
2025 | IESO_2_MAPP_CA | IESO | MAPP_CA | Internal | Summer | B5 | 200 | 262 | 262 | 68.65 | 89.25 | 7 | 13.59
2025 | IESO_2_MAPP_CA | IESO | MAPP_CA | Internal | Summer | B6 | 300 | 262 | 262 | 62.93 | 83.52 | 7 | 13.59
2025 | IESO_2_MAPP_CA | IESO | MAPP_CA | Internal | Summer | B7 | 400 | 262 | 262 | 42.19 | 57.53 | 7 | 8.34
2025 | IESO_2_MAPP_CA | IESO | MAPP_CA | Internal | Summer | B8 | 500 | 262 | 262 | 33.28 | 57.53 | 7 | 17.25
2025 | IESO_2_MAPP_CA | IESO | MAPP_CA | Internal | Summer | B9 | 800 | 262 | 262 | 33.28 | 57.53 | 7 | 17.25
2025 | IESO_2_MAPP_CA | IESO | MAPP_CA | Internal | Summer | B10 | 1262 | 262 | 262 | 33.28 | 57.53 | 7 | 17.25
2025 | IESO_2_MAPP_CA | IESO | MAPP_CA | Internal | Winter | B16 | 25 | 262 | 262 | 54.37 | 63.18 | 7 | 1.82
2025 | IESO_2_MAPP_CA | IESO | MAPP_CA | Internal | Winter | B17 | 100 | 262 | 262 | 54.37 | 66.51 | 7 | 5.14
2025 | IESO_2_MAPP_CA | IESO | MAPP_CA | Internal | Winter | B18 | 400 | 262 | 262 | 54.37 | 62.68 | 7 | 1.31
2025 | IESO_2_MAPP_CA | IESO | MAPP_CA | Internal | Winter | B19 | 700 | 262 | 88.36 | 54.37 | 61.37 | 7 | 0
2025 | IESO_2_MAPP_CA | IESO | MAPP_CA | Internal | Winter | B20 | 935 | 262 | 75.11 | 54.37 | 61.37 | 7 | 0
2025 | IESO_2_MISO_MI | IESO | MISO_MI | Internal | Shoulder | B11 | 25 | 1840 | 3363.45 | 46.91 | 86.63 | 7 | 32.72
2025 | IESO_2_MISO_MI | IESO | MISO_MI | Internal | Shoulder | B12 | 200 | 1840 | 1840 | 44.51 | 77.56 | 7 | 26.05
2025 | IESO_2_MISO_MI | IESO | MISO_MI | Internal | Shoulder | B13 | 600 | 1840 | 1840 | 44.51 | 72.08 | 7 | 20.57
2025 | IESO_2_MISO_MI | IESO | MISO_MI | Internal | Shoulder | B14 | 900 | 1840 | 1840 | 44.51 | 71.92 | 7 | 20.41
2025 | IESO_2_MISO_MI | IESO | MISO_MI | Internal | Shoulder | B15 | 1203 | 1840 | 1840 | 44.51 | 61.23 | 7 | 9.72
2025 | IESO_2_MISO_MI | IESO | MISO_MI | Internal | Summer | B1 | 10 | 1840 | 1840 | 444.44 | 477.41 | 7 | 25.97
2025 | IESO_2_MISO_MI | IESO | MISO_MI | Internal | Summer | B2 | 25 | 1840 | 1958.77 | 387.85 | 427.57 | 7 | 32.72
2025 | IESO_2_MISO_MI | IESO | MISO_MI | Internal | Summer | B3 | 75 | 1840 | 2751.41 | 97.03 | 136.75 | 7 | 32.72
2025 | IESO_2_MISO_MI | IESO | MISO_MI | Internal | Summer | B4 | 100 | 1840 | 3216.81 | 73.59 | 113.3 | 7 | 32.72
2025 | IESO_2_MISO_MI | IESO | MISO_MI | Internal | Summer | B5 | 200 | 1840 | 3693.78 | 68.65 | 108.37 | 7 | 32.72
2025 | IESO_2_MISO_MI | IESO | MISO_MI | Internal | Summer | B6 | 300 | 1840 | 3647.35 | 62.93 | 102.65 | 7 | 32.72
2025 | IESO_2_MISO_MI | IESO | MISO_MI | Internal | Summer | B7 | 400 | 1840 | 2991.85 | 42.19 | 81.9 | 7 | 32.72
2025 | IESO_2_MISO_MI | IESO | MISO_MI | Internal | Summer | B8 | 500 | 1840 | 2208 | 33.28 | 72.99 | 7 | 32.72
2025 | IESO_2_MISO_MI | IESO | MISO_MI | Internal | Summer | B9 | 800 | 1840 | 1840 | 33.28 | 69.54 | 7 | 29.26
2025 | IESO_2_MISO_MI | IESO | MISO_MI | Internal | Summer | B10 | 1262 | 1840 | 1840 | 33.28 | 61.23 | 7 | 20.95
2025 | IESO_2_MISO_MI | IESO | MISO_MI | Internal | Winter | B16 | 25 | 1840 | 1840 | 54.37 | 88.78 | 7 | 27.41
2025 | IESO_2_MISO_MI | IESO | MISO_MI | Internal | Winter | B17 | 100 | 1840 | 1840 | 54.37 | 81.94 | 7 | 20.58
2025 | IESO_2_MISO_MI | IESO | MISO_MI | Internal | Winter | B18 | 400 | 1840 | 1840 | 54.37 | 74.7 | 7 | 13.33
2025 | IESO_2_MISO_MI | IESO | MISO_MI | Internal | Winter | B19 | 700 | 1840 | 1840 | 54.37 | 74.68 | 7 | 13.32
2025 | IESO_2_MISO_MI | IESO | MISO_MI | Internal | Winter | B20 | 935 | 1840 | 1840 | 54.37 | 63.71 | 7 | 2.34
2025 | IESO_2_MISO_W | IESO | MISO_W | Internal | Shoulder | B11 | 25 | 140 | 140 | 46.91 | 74.87 | 7 | 20.96
2025 | IESO_2_MISO_W | IESO | MISO_W | Internal | Shoulder | B12 | 200 | 140 | 140 | 44.51 | 66.12 | 7 | 14.61
2025 | IESO_2_MISO_W | IESO | MISO_W | Internal | Shoulder | B13 | 600 | 140 | 140 | 44.51 | 60.22 | 7 | 8.71
2025 | IESO_2_MISO_W | IESO | MISO_W | Internal | Shoulder | B14 | 900 | 140 | 140 | 44.51 | 57.78 | 7 | 6.28
2025 | IESO_2_MISO_W | IESO | MISO_W | Internal | Shoulder | B15 | 1203 | 140 | 0 | 44.51 | 47.97 | 7 | 0
2025 | IESO_2_MISO_W | IESO | MISO_W | Internal | Summer | B1 | 10 | 140 | 140 | 444.44 | 466.01 | 7 | 14.57
2025 | IESO_2_MISO_W | IESO | MISO_W | Internal | Summer | B2 | 25 | 140 | 140 | 387.85 | 416.17 | 7 | 21.32
2025 | IESO_2_MISO_W | IESO | MISO_W | Internal | Summer | B3 | 75 | 140 | 140 | 97.03 | 126.19 | 7 | 22.16
2025 | IESO_2_MISO_W | IESO | MISO_W | Internal | Summer | B4 | 100 | 140 | 140 | 73.59 | 108.75 | 7 | 28.17
2025 | IESO_2_MISO_W | IESO | MISO_W | Internal | Summer | B5 | 200 | 140 | 140 | 68.65 | 103.82 | 7 | 28.17
2025 | IESO_2_MISO_W | IESO | MISO_W | Internal | Summer | B6 | 300 | 140 | 140 | 62.93 | 98.1 | 7 | 28.17
2025 | IESO_2_MISO_W | IESO | MISO_W | Internal | Summer | B7 | 400 | 140 | 140 | 42.19 | 70.48 | 7 | 21.29
2025 | IESO_2_MISO_W | IESO | MISO_W | Internal | Summer | B8 | 500 | 140 | 140 | 33.28 | 61.57 | 7 | 21.29
2025 | IESO_2_MISO_W | IESO | MISO_W | Internal | Summer | B9 | 800 | 140 | 140 | 33.28 | 57.54 | 7 | 17.26
2025 | IESO_2_MISO_W | IESO | MISO_W | Internal | Summer | B10 | 1262 | 140 | 140 | 33.28 | 48.91 | 7 | 8.64
2025 | IESO_2_MISO_W | IESO | MISO_W | Internal | Winter | B16 | 25 | 140 | 140 | 54.37 | 75.52 | 7 | 14.16
2025 | IESO_2_MISO_W | IESO | MISO_W | Internal | Winter | B17 | 100 | 140 | 140 | 54.37 | 66.52 | 7 | 5.15
2025 | IESO_2_MISO_W | IESO | MISO_W | Internal | Winter | B18 | 400 | 140 | 140 | 54.37 | 62.69 | 7 | 1.32
2025 | IESO_2_MISO_W | IESO | MISO_W | Internal | Winter | B19 | 700 | 140 | 140 | 54.37 | 61.38 | 7 | 0.01
2025 | IESO_2_MISO_W | IESO | MISO_W | Internal | Winter | B20 | 935 | 140 | 0 | 54.37 | 51.51 | 7 | 0
2025 | IESO_2_NYISO_A-F | IESO | NYISO_A-F | Internal | Shoulder | B11 | 25 | 1725 | 1725 | 46.91 | 68.72 | 7 | 14.81
2025 | IESO_2_NYISO_A-F | IESO | NYISO_A-F | Internal | Shoulder | B12 | 200 | 1725 | 1725 | 44.51 | 68.72 | 7 | 17.21
2025 | IESO_2_NYISO_A-F | IESO | NYISO_A-F | Internal | Shoulder | B13 | 600 | 1725 | 1725 | 44.51 | 66.14 | 7 | 14.64
2025 | IESO_2_NYISO_A-F | IESO | NYISO_A-F | Internal | Shoulder | B14 | 900 | 1725 | 1725 | 44.51 | 66.14 | 7 | 14.64
2025 | IESO_2_NYISO_A-F | IESO | NYISO_A-F | Internal | Shoulder | B15 | 1203 | 1725 | 1725 | 44.51 | 66.14 | 7 | 14.64
2025 | IESO_2_NYISO_A-F | IESO | NYISO_A-F | Internal | Summer | B1 | 10 | 1725 | 1725 | 444.44 | 460.92 | 7 | 9.49
2025 | IESO_2_NYISO_A-F | IESO | NYISO_A-F | Internal | Summer | B2 | 25 | 1725 | 1989.97 | 387.85 | 421.13 | 7 | 26.28
2025 | IESO_2_NYISO_A-F | IESO | NYISO_A-F | Internal | Summer | B3 | 75 | 1725 | 1725 | 97.03 | 119.42 | 7 | 15.38
2025 | IESO_2_NYISO_A-F | IESO | NYISO_A-F | Internal | Summer | B4 | 100 | 1725 | 1725 | 73.59 | 94.75 | 7 | 14.16
2025 | IESO_2_NYISO_A-F | IESO | NYISO_A-F | Internal | Summer | B5 | 200 | 1725 | 1725 | 68.65 | 89.01 | 7 | 13.36
2025 | IESO_2_NYISO_A-F | IESO | NYISO_A-F | Internal | Summer | B6 | 300 | 1725 | 1725 | 62.93 | 84.45 | 7 | 14.52
2025 | IESO_2_NYISO_A-F | IESO | NYISO_A-F | Internal | Summer | B7 | 400 | 1725 | 1725 | 42.19 | 67.42 | 7 | 18.23
2025 | IESO_2_NYISO_A-F | IESO | NYISO_A-F | Internal | Summer | B8 | 500 | 1725 | 1725 | 33.28 | 65.57 | 7 | 25.3
2025 | IESO_2_NYISO_A-F | IESO | NYISO_A-F | Internal | Summer | B9 | 800 | 1725 | 1725 | 33.28 | 64.39 | 7 | 24.12
2025 | IESO_2_NYISO_A-F | IESO | NYISO_A-F | Internal | Summer | B10 | 1262 | 1725 | 1725 | 33.28 | 64.39 | 7 | 24.12
2025 | IESO_2_NYISO_A-F | IESO | NYISO_A-F | Internal | Winter | B16 | 25 | 1725 | 1725 | 54.37 | 71.27 | 7 | 9.9
2025 | IESO_2_NYISO_A-F | IESO | NYISO_A-F | Internal | Winter | B17 | 100 | 1725 | 1725 | 54.37 | 71.27 | 7 | 9.9
2025 | IESO_2_NYISO_A-F | IESO | NYISO_A-F | Internal | Winter | B18 | 400 | 1725 | 1725 | 54.37 | 68.12 | 7 | 6.76
2025 | IESO_2_NYISO_A-F | IESO | NYISO_A-F | Internal | Winter | B19 | 700 | 1725 | 1725 | 54.37 | 68.12 | 7 | 6.76
2025 | IESO_2_NYISO_A-F | IESO | NYISO_A-F | Internal | Winter | B20 | 935 | 1725 | 1725 | 54.37 | 68.12 | 7 | 6.76
2025 | MAPP_CA_2_IESO | MAPP_CA | IESO | Internal | Shoulder | B11 | 25 | 330 | 0 | 60.3 | 46.91 | 8 | 0
2025 | MAPP_CA_2_IESO | MAPP_CA | IESO | Internal | Shoulder | B12 | 200 | 330 | 0 | 60.26 | 44.51 | 8 | 0
2025 | MAPP_CA_2_IESO | MAPP_CA | IESO | Internal | Shoulder | B13 | 600 | 330 | 0 | 57.77 | 44.51 | 8 | 0
2025 | MAPP_CA_2_IESO | MAPP_CA | IESO | Internal | Shoulder | B14 | 900 | 330 | 0 | 57.77 | 44.51 | 8 | 0
2025 | MAPP_CA_2_IESO | MAPP_CA | IESO | Internal | Shoulder | B15 | 1203 | 330 | 0 | 57.77 | 44.51 | 8 | 0
2025 | MAPP_CA_2_IESO | MAPP_CA | IESO | Internal | Summer | B1 | 10 | 330 | 0 | 451.44 | 444.44 | 8 | 0
2025 | MAPP_CA_2_IESO | MAPP_CA | IESO | Internal | Summer | B2 | 25 | 330 | 0 | 401.59 | 387.85 | 8 | 0
2025 | MAPP_CA_2_IESO | MAPP_CA | IESO | Internal | Summer | B3 | 75 | 330 | 0 | 111.62 | 97.03 | 8 | 0
2025 | MAPP_CA_2_IESO | MAPP_CA | IESO | Internal | Summer | B4 | 100 | 330 | 0 | 94.18 | 73.59 | 8 | 0
2025 | MAPP_CA_2_IESO | MAPP_CA | IESO | Internal | Summer | B5 | 200 | 330 | 0 | 89.25 | 68.65 | 8 | 0
2025 | MAPP_CA_2_IESO | MAPP_CA | IESO | Internal | Summer | B6 | 300 | 330 | 0 | 83.52 | 62.93 | 8 | 0
2025 | MAPP_CA_2_IESO | MAPP_CA | IESO | Internal | Summer | B7 | 400 | 330 | 0 | 57.53 | 42.19 | 8 | 0
2025 | MAPP_CA_2_IESO | MAPP_CA | IESO | Internal | Summer | B8 | 500 | 330 | 0 | 57.53 | 33.28 | 8 | 0
2025 | MAPP_CA_2_IESO | MAPP_CA | IESO | Internal | Summer | B9 | 800 | 330 | 0 | 57.53 | 33.28 | 8 | 0
2025 | MAPP_CA_2_IESO | MAPP_CA | IESO | Internal | Summer | B10 | 1262 | 330 | 0 | 57.53 | 33.28 | 8 | 0
2025 | MAPP_CA_2_IESO | MAPP_CA | IESO | Internal | Winter | B16 | 25 | 330 | 0 | 63.18 | 54.37 | 8 | 0
2025 | MAPP_CA_2_IESO | MAPP_CA | IESO | Internal | Winter | B17 | 100 | 330 | 0 | 66.51 | 54.37 | 8 | 0
2025 | MAPP_CA_2_IESO | MAPP_CA | IESO | Internal | Winter | B18 | 400 | 330 | 0 | 62.68 | 54.37 | 8 | 0
2025 | MAPP_CA_2_IESO | MAPP_CA | IESO | Internal | Winter | B19 | 700 | 330 | 0 | 61.37 | 54.37 | 8 | 0
2025 | MAPP_CA_2_IESO | MAPP_CA | IESO | Internal | Winter | B20 | 935 | 330 | 0 | 61.37 | 54.37 | 8 | 0
2025 | MAPP_CA_2_MAPP_US | MAPP_CA | MAPP_US | Internal | Shoulder | B11 | 25 | 372 | 372 | 60.3 | 67.87 | 7 | 0.57
2025 | MAPP_CA_2_MAPP_US | MAPP_CA | MAPP_US | Internal | Shoulder | B12 | 200 | 372 | 0 | 60.26 | 59.12 | 7 | 0
2025 | MAPP_CA_2_MAPP_US | MAPP_CA | MAPP_US | Internal | Shoulder | B13 | 600 | 372 | 0 | 57.77 | 53.2 | 7 | 0
2025 | MAPP_CA_2_MAPP_US | MAPP_CA | MAPP_US | Internal | Shoulder | B14 | 900 | 372 | 0 | 57.77 | 50.78 | 7 | 0
2025 | MAPP_CA_2_MAPP_US | MAPP_CA | MAPP_US | Internal | Shoulder | B15 | 1203 | 372 | 0 | 57.77 | 40.97 | 7 | 0
2025 | MAPP_CA_2_MAPP_US | MAPP_CA | MAPP_US | Internal | Summer | B1 | 10 | 372 | 372 | 451.44 | 459.01 | 7 | 0.57
2025 | MAPP_CA_2_MAPP_US | MAPP_CA | MAPP_US | Internal | Summer | B2 | 25 | 372 | 372 | 401.59 | 409.16 | 7 | 0.56
2025 | MAPP_CA_2_MAPP_US | MAPP_CA | MAPP_US | Internal | Summer | B3 | 75 | 372 | 372 | 111.62 | 119.19 | 7 | 0.57
2025 | MAPP_CA_2_MAPP_US | MAPP_CA | MAPP_US | Internal | Summer | B4 | 100 | 372 | 372 | 94.18 | 101.75 | 7 | 0.57
2025 | MAPP_CA_2_MAPP_US | MAPP_CA | MAPP_US | Internal | Summer | B5 | 200 | 372 | 372 | 89.25 | 96.82 | 7 | 0.57
2025 | MAPP_CA_2_MAPP_US | MAPP_CA | MAPP_US | Internal | Summer | B6 | 300 | 372 | 372 | 83.52 | 91.1 | 7 | 0.57
2025 | MAPP_CA_2_MAPP_US | MAPP_CA | MAPP_US | Internal | Summer | B7 | 400 | 372 | 0 | 57.53 | 63.95 | 7 | 0
2025 | MAPP_CA_2_MAPP_US | MAPP_CA | MAPP_US | Internal | Summer | B8 | 500 | 372 | 0 | 57.53 | 57.14 | 7 | 0
2025 | MAPP_CA_2_MAPP_US | MAPP_CA | MAPP_US | Internal | Summer | B9 | 800 | 372 | 0 | 57.53 | 54.39 | 7 | 0
2025 | MAPP_CA_2_MAPP_US | MAPP_CA | MAPP_US | Internal | Summer | B10 | 1262 | 372 | 0 | 57.53 | 41.91 | 7 | 0
2025 | MAPP_CA_2_MAPP_US | MAPP_CA | MAPP_US | Internal | Winter | B16 | 25 | 372 | 0 | 63.18 | 68.51 | 7 | 0
2025 | MAPP_CA_2_MAPP_US | MAPP_CA | MAPP_US | Internal | Winter | B17 | 100 | 372 | 0 | 66.51 | 59.51 | 7 | 0
2025 | MAPP_CA_2_MAPP_US | MAPP_CA | MAPP_US | Internal | Winter | B18 | 400 | 372 | 0 | 62.68 | 55.68 | 7 | 0
2025 | MAPP_CA_2_MAPP_US | MAPP_CA | MAPP_US | Internal | Winter | B19 | 700 | 372 | 0 | 61.37 | 54.38 | 7 | 0
2025 | MAPP_CA_2_MAPP_US | MAPP_CA | MAPP_US | Internal | Winter | B20 | 935 | 372 | 0 | 61.37 | 44.51 | 7 | 0
2025 | MAPP_CA_2_MISO_W | MAPP_CA | MISO_W | Internal | Shoulder | B11 | 25 | 1970 | 2401.67 | 60.3 | 74.87 | 0.01 | 14.56
2025 | MAPP_CA_2_MISO_W | MAPP_CA | MISO_W | Internal | Shoulder | B12 | 200 | 1970 | 1970 | 60.26 | 66.12 | 0.01 | 5.84
2025 | MAPP_CA_2_MISO_W | MAPP_CA | MISO_W | Internal | Shoulder | B13 | 600 | 1970 | 1970 | 57.77 | 60.22 | 0.01 | 2.43
2025 | MAPP_CA_2_MISO_W | MAPP_CA | MISO_W | Internal | Shoulder | B14 | 900 | 1970 | 1497.16 | 57.77 | 57.78 | 0.01 | 0
2025 | MAPP_CA_2_MISO_W | MAPP_CA | MISO_W | Internal | Shoulder | B15 | 1203 | 1970 | 0 | 57.77 | 47.97 | 0.01 | 0
2025 | MAPP_CA_2_MISO_W | MAPP_CA | MISO_W | Internal | Summer | B1 | 10 | 1970 | 2515.66 | 451.44 | 466.01 | 0.01 | 14.56
2025 | MAPP_CA_2_MISO_W | MAPP_CA | MISO_W | Internal | Summer | B2 | 25 | 1970 | 2491.61 | 401.59 | 416.17 | 0.01 | 14.56
2025 | MAPP_CA_2_MISO_W | MAPP_CA | MISO_W | Internal | Summer | B3 | 75 | 1970 | 2380.04 | 111.62 | 126.19 | 0.01 | 14.56
2025 | MAPP_CA_2_MISO_W | MAPP_CA | MISO_W | Internal | Summer | B4 | 100 | 1970 | 2361.85 | 94.18 | 108.75 | 0.01 | 14.56
2025 | MAPP_CA_2_MISO_W | MAPP_CA | MISO_W | Internal | Summer | B5 | 200 | 1970 | 2339.4 | 89.25 | 103.82 | 0.01 | 14.56
2025 | MAPP_CA_2_MISO_W | MAPP_CA | MISO_W | Internal | Summer | B6 | 300 | 1970 | 2332.02 | 83.52 | 98.1 | 0.01 | 14.56
2025 | MAPP_CA_2_MISO_W | MAPP_CA | MISO_W | Internal | Summer | B7 | 400 | 1970 | 1970 | 57.53 | 70.48 | 0.01 | 12.94
2025 | MAPP_CA_2_MISO_W | MAPP_CA | MISO_W | Internal | Summer | B8 | 500 | 1970 | 1970 | 57.53 | 61.57 | 0.01 | 4.03
2025 | MAPP_CA_2_MISO_W | MAPP_CA | MISO_W | Internal | Summer | B9 | 800 | 1970 | 1951.21 | 57.53 | 57.54 | 0.01 | 0
2025 | MAPP_CA_2_MISO_W | MAPP_CA | MISO_W | Internal | Summer | B10 | 1262 | 1970 | 0 | 57.53 | 48.91 | 0.01 | 0
2025 | MAPP_CA_2_MISO_W | MAPP_CA | MISO_W | Internal | Winter | B16 | 25 | 1970 | 1970 | 63.18 | 75.52 | 0.01 | 12.33
2025 | MAPP_CA_2_MISO_W | MAPP_CA | MISO_W | Internal | Winter | B17 | 100 | 1970 | 1843.99 | 66.51 | 66.52 | 0.01 | 0
2025 | MAPP_CA_2_MISO_W | MAPP_CA | MISO_W | Internal | Winter | B18 | 400 | 1970 | 1422.84 | 62.68 | 62.69 | 0.01 | 0
2025 | MAPP_CA_2_MISO_W | MAPP_CA | MISO_W | Internal | Winter | B19 | 700 | 1970 | 433.11 | 61.37 | 61.38 | 0.01 | 0
2025 | MAPP_CA_2_MISO_W | MAPP_CA | MISO_W | Internal | Winter | B20 | 935 | 1970 | 0 | 61.37 | 51.51 | 0.01 | 0
2025 | MAPP_US_2_MAPP_CA | MAPP_US | MAPP_CA | Internal | Shoulder | B11 | 25 | 165 | 0 | 67.87 | 60.3 | 7 | 0
2025 | MAPP_US_2_MAPP_CA | MAPP_US | MAPP_CA | Internal | Shoulder | B12 | 200 | 165 | 0 | 59.12 | 60.26 | 7 | 0
2025 | MAPP_US_2_MAPP_CA | MAPP_US | MAPP_CA | Internal | Shoulder | B13 | 600 | 165 | 0 | 53.2 | 57.77 | 7 | 0
2025 | MAPP_US_2_MAPP_CA | MAPP_US | MAPP_CA | Internal | Shoulder | B14 | 900 | 165 | 0 | 50.78 | 57.77 | 7 | 0
2025 | MAPP_US_2_MAPP_CA | MAPP_US | MAPP_CA | Internal | Shoulder | B15 | 1203 | 165 | 165 | 40.97 | 57.77 | 7 | 9.8
2025 | MAPP_US_2_MAPP_CA | MAPP_US | MAPP_CA | Internal | Summer | B1 | 10 | 165 | 0 | 459.01 | 451.44 | 7 | 0
2025 | MAPP_US_2_MAPP_CA | MAPP_US | MAPP_CA | Internal | Summer | B2 | 25 | 165 | 0 | 409.16 | 401.59 | 7 | 0
2025 | MAPP_US_2_MAPP_CA | MAPP_US | MAPP_CA | Internal | Summer | B3 | 75 | 165 | 0 | 119.19 | 111.62 | 7 | 0
2025 | MAPP_US_2_MAPP_CA | MAPP_US | MAPP_CA | Internal | Summer | B4 | 100 | 165 | 0 | 101.75 | 94.18 | 7 | 0
2025 | MAPP_US_2_MAPP_CA | MAPP_US | MAPP_CA | Internal | Summer | B5 | 200 | 165 | 0 | 96.82 | 89.25 | 7 | 0
2025 | MAPP_US_2_MAPP_CA | MAPP_US | MAPP_CA | Internal | Summer | B6 | 300 | 165 | 0 | 91.1 | 83.52 | 7 | 0
2025 | MAPP_US_2_MAPP_CA | MAPP_US | MAPP_CA | Internal | Summer | B7 | 400 | 165 | 0 | 63.95 | 57.53 | 7 | 0
2025 | MAPP_US_2_MAPP_CA | MAPP_US | MAPP_CA | Internal | Summer | B8 | 500 | 165 | 0 | 57.14 | 57.53 | 7 | 0
2025 | MAPP_US_2_MAPP_CA | MAPP_US | MAPP_CA | Internal | Summer | B9 | 800 | 165 | 0 | 54.39 | 57.53 | 7 | 0
2025 | MAPP_US_2_MAPP_CA | MAPP_US | MAPP_CA | Internal | Summer | B10 | 1262 | 165 | 165 | 41.91 | 57.53 | 7 | 8.62
2025 | MAPP_US_2_MAPP_CA | MAPP_US | MAPP_CA | Internal | Winter | B16 | 25 | 165 | 0 | 68.51 | 63.18 | 7 | 0
2025 | MAPP_US_2_MAPP_CA | MAPP_US | MAPP_CA | Internal | Winter | B17 | 100 | 165 | 54.37 | 59.51 | 66.51 | 7 | 0
2025 | MAPP_US_2_MAPP_CA | MAPP_US | MAPP_CA | Internal | Winter | B18 | 400 | 165 | 70.61 | 55.68 | 62.68 | 7 | 0
2025 | MAPP_US_2_MAPP_CA | MAPP_US | MAPP_CA | Internal | Winter | B19 | 700 | 165 | 0 | 54.38 | 61.37 | 7 | 0
2025 | MAPP_US_2_MAPP_CA | MAPP_US | MAPP_CA | Internal | Winter | B20 | 935 | 165 | 165 | 44.51 | 61.37 | 7 | 9.86
2025 | MAPP_US_2_MISO_W | MAPP_US | MISO_W | Internal | Shoulder | B11 | 25 | 2635 | 2376.14 | 67.87 | 74.87 | 7 | 0
2025 | MAPP_US_2_MISO_W | MAPP_US | MISO_W | Internal | Shoulder | B12 | 200 | 2635 | 2519.75 | 59.12 | 66.12 | 7 | 0
2025 | MAPP_US_2_MISO_W | MAPP_US | MISO_W | Internal | Shoulder | B13 | 600 | 2635 | 2790.12 | 53.2 | 60.22 | 7 | 0.01
2025 | MAPP_US_2_MISO_W | MAPP_US | MISO_W | Internal | Shoulder | B14 | 900 | 2635 | 1743.68 | 50.78 | 57.78 | 7 | 0
2025 | MAPP_US_2_MISO_W | MAPP_US | MISO_W | Internal | Shoulder | B15 | 1203 | 2635 | 1934.04 | 40.97 | 47.97 | 7 | 0
2025 | MAPP_US_2_MISO_W | MAPP_US | MISO_W | Internal | Summer | B1 | 10 | 2635 | 1741.01 | 459.01 | 466.01 | 7 | 0
2025 | MAPP_US_2_MISO_W | MAPP_US | MISO_W | Internal | Summer | B2 | 25 | 2635 | 2850.62 | 409.16 | 416.17 | 7 | 0.01
2025 | MAPP_US_2_MISO_W | MAPP_US | MISO_W | Internal | Summer | B3 | 75 | 2635 | 2484.76 | 119.19 | 126.19 | 7 | 0
2025 | MAPP_US_2_MISO_W | MAPP_US | MISO_W | Internal | Summer | B4 | 100 | 2635 | 1627.06 | 101.75 | 108.75 | 7 | 0
2025 | MAPP_US_2_MISO_W | MAPP_US | MISO_W | Internal | Summer | B5 | 200 | 2635 | 1566.5 | 96.82 | 103.82 | 7 | 0
2025 | MAPP_US_2_MISO_W | MAPP_US | MISO_W | Internal | Summer | B6 | 300 | 2635 | 1647.32 | 91.1 | 98.1 | 7 | 0
2025 | MAPP_US_2_MISO_W | MAPP_US | MISO_W | Internal | Summer | B7 | 400 | 2635 | 0 | 63.95 | 70.48 | 7 | 0
2025 | MAPP_US_2_MISO_W | MAPP_US | MISO_W | Internal | Summer | B8 | 500 | 2635 | 0 | 57.14 | 61.57 | 7 | 0
2025 | MAPP_US_2_MISO_W | MAPP_US | MISO_W | Internal | Summer | B9 | 800 | 2635 | 0 | 54.39 | 57.54 | 7 | 0
2025 | MAPP_US_2_MISO_W | MAPP_US | MISO_W | Internal | Summer | B10 | 1262 | 2635 | 1865.91 | 41.91 | 48.91 | 7 | 0
2025 | MAPP_US_2_MISO_W | MAPP_US | MISO_W | Internal | Winter | B16 | 25 | 2635 | 4723.83 | 68.51 | 75.52 | 7 | 0.01
2025 | MAPP_US_2_MISO_W | MAPP_US | MISO_W | Internal | Winter | B17 | 100 | 2635 | 3523.6 | 59.51 | 66.52 | 7 | 0.01
2025 | MAPP_US_2_MISO_W | MAPP_US | MISO_W | Internal | Winter | B18 | 400 | 2635 | 3166.51 | 55.68 | 62.69 | 7 | 0.01
2025 | MAPP_US_2_MISO_W | MAPP_US | MISO_W | Internal | Winter | B19 | 700 | 2635 | 1517.56 | 54.38 | 61.38 | 7 | 0
2025 | MAPP_US_2_MISO_W | MAPP_US | MISO_W | Internal | Winter | B20 | 935 | 2635 | 1766.73 | 44.51 | 51.51 | 7 | 0
2025 | MAPP_US_2_NE | MAPP_US | NE | Internal | Shoulder | B11 | 25 | 2000 | 0 | 67.87 | 70.61 | 7 | 0
2025 | MAPP_US_2_NE | MAPP_US | NE | Internal | Shoulder | B12 | 200 | 2000 | 0 | 59.12 | 55.66 | 7 | 0
2025 | MAPP_US_2_NE | MAPP_US | NE | Internal | Shoulder | B13 | 600 | 2000 | 0 | 53.2 | 49.76 | 7 | 0
2025 | MAPP_US_2_NE | MAPP_US | NE | Internal | Shoulder | B14 | 900 | 2000 | 0 | 50.78 | 47.33 | 7 | 0
2025 | MAPP_US_2_NE | MAPP_US | NE | Internal | Shoulder | B15 | 1203 | 2000 | 0 | 40.97 | 37.52 | 7 | 0
2025 | MAPP_US_2_NE | MAPP_US | NE | Internal | Summer | B1 | 10 | 2000 | 0 | 459.01 | 455.55 | 7 | 0
2025 | MAPP_US_2_NE | MAPP_US | NE | Internal | Summer | B2 | 25 | 2000 | 0 | 409.16 | 405.71 | 7 | 0
2025 | MAPP_US_2_NE | MAPP_US | NE | Internal | Summer | B3 | 75 | 2000 | 0 | 119.19 | 120.66 | 7 | 0
2025 | MAPP_US_2_NE | MAPP_US | NE | Internal | Summer | B4 | 100 | 2000 | 514.66 | 101.75 | 108.75 | 7 | 0
2025 | MAPP_US_2_NE | MAPP_US | NE | Internal | Summer | B5 | 200 | 2000 | 0 | 96.82 | 103.38 | 7 | 0
2025 | MAPP_US_2_NE | MAPP_US | NE | Internal | Summer | B6 | 300 | 2000 | 0 | 91.1 | 97.66 | 7 | 0
2025 | MAPP_US_2_NE | MAPP_US | NE | Internal | Summer | B7 | 400 | 2000 | 1863.11 | 63.95 | 70.95 | 7 | 0
2025 | MAPP_US_2_NE | MAPP_US | NE | Internal | Summer | B8 | 500 | 2000 | 2471.69 | 57.14 | 64.15 | 7 | 0.01
2025 | MAPP_US_2_NE | MAPP_US | NE | Internal | Summer | B9 | 800 | 2000 | 1897.98 | 54.39 | 61.39 | 7 | 0
2025 | MAPP_US_2_NE | MAPP_US | NE | Internal | Summer | B10 | 1262 | 2000 | 0 | 41.91 | 41.27 | 7 | 0
2025 | MAPP_US_2_NE | MAPP_US | NE | Internal | Winter | B16 | 25 | 2000 | 0 | 68.51 | 65.07 | 7 | 0
2025 | MAPP_US_2_NE | MAPP_US | NE | Internal | Winter | B17 | 100 | 2000 | 0 | 59.51 | 56.06 | 7 | 0
2025 | MAPP_US_2_NE | MAPP_US | NE | Internal | Winter | B18 | 400 | 2000 | 0 | 55.68 | 52.23 | 7 | 0
2025 | MAPP_US_2_NE | MAPP_US | NE | Internal | Winter | B19 | 700 | 2000 | 0 | 54.38 | 50.92 | 7 | 0
2025 | MAPP_US_2_NE | MAPP_US | NE | Internal | Winter | B20 | 935 | 2000 | 0 | 44.51 | 41.05 | 7 | 0
2025 | MARITIMES_2_NEISO | MARITIMES | NEISO | Internal | Shoulder | B11 | 25 | 99999 | 1400 | 68.19 | 68.2 | 0.01 | 0
2025 | MARITIMES_2_NEISO | MARITIMES | NEISO | Internal | Shoulder | B12 | 200 | 99999 | 1400 | 65.73 | 65.74 | 0.01 | 0
2025 | MARITIMES_2_NEISO | MARITIMES | NEISO | Internal | Shoulder | B13 | 600 | 99999 | 1400 | 63.14 | 63.16 | 0.01 | 0
2025 | MARITIMES_2_NEISO | MARITIMES | NEISO | Internal | Shoulder | B14 | 900 | 99999 | 1400 | 63.14 | 63.16 | 0.01 | 0
2025 | MARITIMES_2_NEISO | MARITIMES | NEISO | Internal | Shoulder | B15 | 1203 | 99999 | 426.43 | 63.14 | 63.16 | 0.01 | 0
2025 | MARITIMES_2_NEISO | MARITIMES | NEISO | Internal | Summer | B1 | 10 | 99999 | 1400.1 | 465.73 | 465.75 | 0.01 | 0
2025 | MARITIMES_2_NEISO | MARITIMES | NEISO | Internal | Summer | B2 | 25 | 99999 | 1400.1 | 425.94 | 425.95 | 0.01 | 0
2025 | MARITIMES_2_NEISO | MARITIMES | NEISO | Internal | Summer | B3 | 75 | 99999 | 1400.1 | 122.4 | 122.42 | 0.01 | 0
2025 | MARITIMES_2_NEISO | MARITIMES | NEISO | Internal | Summer | B4 | 100 | 99999 | 1400.1 | 94.88 | 94.89 | 0.01 | 0
2025 | MARITIMES_2_NEISO | MARITIMES | NEISO | Internal | Summer | B5 | 200 | 99999 | 1400 | 89.13 | 89.14 | 0.01 | 0
2025 | MARITIMES_2_NEISO | MARITIMES | NEISO | Internal | Summer | B6 | 300 | 99999 | 1400 | 84.57 | 84.58 | 0.01 | 0
2025 | MARITIMES_2_NEISO | MARITIMES | NEISO | Internal | Summer | B7 | 400 | 99999 | 1400 | 63.8 | 63.82 | 0.01 | 0
2025 | MARITIMES_2_NEISO | MARITIMES | NEISO | Internal | Summer | B8 | 500 | 99999 | 1400 | 62.56 | 62.57 | 0.01 | 0
2025 | MARITIMES_2_NEISO | MARITIMES | NEISO | Internal | Summer | B9 | 800 | 99999 | 1400 | 62.56 | 62.57 | 0.01 | 0
2025 | MARITIMES_2_NEISO | MARITIMES | NEISO | Internal | Summer | B10 | 1262 | 99999 | 236.13 | 62.56 | 62.57 | 0.01 | 0
2025 | MARITIMES_2_NEISO | MARITIMES | NEISO | Internal | Winter | B16 | 25 | 99999 | 1400 | 75.52 | 75.54 | 0.01 | 0
2025 | MARITIMES_2_NEISO | MARITIMES | NEISO | Internal | Winter | B17 | 100 | 99999 | 1400 | 74.25 | 74.27 | 0.01 | 0
2025 | MARITIMES_2_NEISO | MARITIMES | NEISO | Internal | Winter | B18 | 400 | 99999 | 1400 | 71.93 | 71.94 | 0.01 | 0
2025 | MARITIMES_2_NEISO | MARITIMES | NEISO | Internal | Winter | B19 | 700 | 99999 | 1400 | 71.11 | 71.12 | 0.01 | 0
2025 | MARITIMES_2_NEISO | MARITIMES | NEISO | Internal | Winter | B20 | 935 | 99999 | 475.94 | 71.11 | 71.12 | 0.01 | 0
2025 | MISO_IN_2_MISO_MI | MISO_IN | MISO_MI | Internal | Shoulder | B11 | 25 | 5000 | 0 | 86.64 | 86.63 | 0.01 | 0
2025 | MISO_IN_2_MISO_MI | MISO_IN | MISO_MI | Internal | Shoulder | B12 | 200 | 5000 | 2613.86 | 77.55 | 77.56 | 0.01 | 0
2025 | MISO_IN_2_MISO_MI | MISO_IN | MISO_MI | Internal | Shoulder | B13 | 600 | 5000 | 2271.84 | 72.07 | 72.08 | 0.01 | 0
2025 | MISO_IN_2_MISO_MI | MISO_IN | MISO_MI | Internal | Shoulder | B14 | 900 | 5000 | 3104.27 | 71.9 | 71.92 | 0.01 | 0
2025 | MISO_IN_2_MISO_MI | MISO_IN | MISO_MI | Internal | Shoulder | B15 | 1203 | 5000 | 3625.19 | 61.22 | 61.23 | 0.01 | 0
2025 | MISO_IN_2_MISO_MI | MISO_IN | MISO_MI | Internal | Summer | B1 | 10 | 5000 | 0 | 477.42 | 477.41 | 0.01 | 0
2025 | MISO_IN_2_MISO_MI | MISO_IN | MISO_MI | Internal | Summer | B2 | 25 | 5000 | 0 | 427.58 | 427.57 | 0.01 | 0
2025 | MISO_IN_2_MISO_MI | MISO_IN | MISO_MI | Internal | Summer | B3 | 75 | 5000 | 0 | 137.45 | 136.75 | 0.01 | 0
2025 | MISO_IN_2_MISO_MI | MISO_IN | MISO_MI | Internal | Summer | B4 | 100 | 5000 | 0 | 113.31 | 113.3 | 0.01 | 0
2025 | MISO_IN_2_MISO_MI | MISO_IN | MISO_MI | Internal | Summer | B5 | 200 | 5000 | 0 | 108.38 | 108.37 | 0.01 | 0
2025 | MISO_IN_2_MISO_MI | MISO_IN | MISO_MI | Internal | Summer | B6 | 300 | 5000 | 0 | 102.66 | 102.65 | 0.01 | 0
2025 | MISO_IN_2_MISO_MI | MISO_IN | MISO_MI | Internal | Summer | B7 | 400 | 5000 | 476.78 | 81.89 | 81.9 | 0.01 | 0
2025 | MISO_IN_2_MISO_MI | MISO_IN | MISO_MI | Internal | Summer | B8 | 500 | 5000 | 1202.38 | 72.98 | 72.99 | 0.01 | 0
2025 | MISO_IN_2_MISO_MI | MISO_IN | MISO_MI | Internal | Summer | B9 | 800 | 5000 | 3717.59 | 69.53 | 69.54 | 0.01 | 0
2025 | MISO_IN_2_MISO_MI | MISO_IN | MISO_MI | Internal | Summer | B10 | 1262 | 5000 | 5211.62 | 61.2 | 61.23 | 0.01 | 0.01
2025 | MISO_IN_2_MISO_MI | MISO_IN | MISO_MI | Internal | Winter | B16 | 25 | 5000 | 254.53 | 88.77 | 88.78 | 0.01 | 0
2025 | MISO_IN_2_MISO_MI | MISO_IN | MISO_MI | Internal | Winter | B17 | 100 | 5000 | 1846.57 | 81.93 | 81.94 | 0.01 | 0
2025 | MISO_IN_2_MISO_MI | MISO_IN | MISO_MI | Internal | Winter | B18 | 400 | 5000 | 2196.31 | 74.68 | 74.7 | 0.01 | 0
2025 | MISO_IN_2_MISO_MI | MISO_IN | MISO_MI | Internal | Winter | B19 | 700 | 5000 | 2140.36 | 74.67 | 74.68 | 0.01 | 0
2025 | MISO_IN_2_MISO_MI | MISO_IN | MISO_MI | Internal | Winter | B20 | 935 | 5000 | 3151.46 | 63.7 | 63.71 | 0.01 | 0
2025 | MISO_IN_2_MISO_MO-IL | MISO_IN | MISO_MO-IL | Internal | Shoulder | B11 | 25 | 5000 | 2524.57 | 86.64 | 86.65 | 0.01 | 0
2025 | MISO_IN_2_MISO_MO-IL | MISO_IN | MISO_MO-IL | Internal | Shoulder | B12 | 200 | 5000 | 0 | 77.55 | 77.54 | 0.01 | 0
2025 | MISO_IN_2_MISO_MO-IL | MISO_IN | MISO_MO-IL | Internal | Shoulder | B13 | 600 | 5000 | 0 | 72.07 | 72.06 | 0.01 | 0
2025 | MISO_IN_2_MISO_MO-IL | MISO_IN | MISO_MO-IL | Internal | Shoulder | B14 | 900 | 5000 | 0 | 71.9 | 71.89 | 0.01 | 0
2025 | MISO_IN_2_MISO_MO-IL | MISO_IN | MISO_MO-IL | Internal | Shoulder | B15 | 1203 | 5000 | 0 | 61.22 | 61.2 | 0.01 | 0
2025 | MISO_IN_2_MISO_MO-IL | MISO_IN | MISO_MO-IL | Internal | Summer | B1 | 10 | 5000 | 2612.67 | 477.42 | 477.43 | 0.01 | 0
2025 | MISO_IN_2_MISO_MO-IL | MISO_IN | MISO_MO-IL | Internal | Summer | B2 | 25 | 5000 | 3370.62 | 427.58 | 427.59 | 0.01 | 0
2025 | MISO_IN_2_MISO_MO-IL | MISO_IN | MISO_MO-IL | Internal | Summer | B3 | 75 | 5000 | 5106.44 | 137.45 | 137.47 | 0.01 | 0.01
2025 | MISO_IN_2_MISO_MO-IL | MISO_IN | MISO_MO-IL | Internal | Summer | B4 | 100 | 5000 | 3874.41 | 113.31 | 113.33 | 0.01 | 0
2025 | MISO_IN_2_MISO_MO-IL | MISO_IN | MISO_MO-IL | Internal | Summer | B5 | 200 | 5000 | 4120.09 | 108.38 | 108.39 | 0.01 | 0
2025 | MISO_IN_2_MISO_MO-IL | MISO_IN | MISO_MO-IL | Internal | Summer | B6 | 300 | 5000 | 2693.76 | 102.66 | 102.67 | 0.01 | 0
2025 | MISO_IN_2_MISO_MO-IL | MISO_IN | MISO_MO-IL | Internal | Summer | B7 | 400 | 5000 | 2038.37 | 81.89 | 81.9 | 0.01 | 0
2025 | MISO_IN_2_MISO_MO-IL | MISO_IN | MISO_MO-IL | Internal | Summer | B8 | 500 | 5000 | 1013.94 | 72.98 | 72.99 | 0.01 | 0
2025 | MISO_IN_2_MISO_MO-IL | MISO_IN | MISO_MO-IL | Internal | Summer | B9 | 800 | 5000 | 821.3 | 69.53 | 69.54 | 0.01 | 0
2025 | MISO_IN_2_MISO_MO-IL | MISO_IN | MISO_MO-IL | Internal | Summer | B10 | 1262 | 5000 | 705.66 | 61.2 | 61.21 | 0.01 | 0
2025 | MISO_IN_2_MISO_MO-IL | MISO_IN | MISO_MO-IL | Internal | Winter | B16 | 25 | 5000 | 0 | 88.77 | 88.76 | 0.01 | 0
2025 | MISO_IN_2_MISO_MO-IL | MISO_IN | MISO_MO-IL | Internal | Winter | B17 | 100 | 5000 | 0 | 81.93 | 81.92 | 0.01 | 0
2025 | MISO_IN_2_MISO_MO-IL | MISO_IN | MISO_MO-IL | Internal | Winter | B18 | 400 | 5000 | 0 | 74.68 | 74.67 | 0.01 | 0
2025 | MISO_IN_2_MISO_MO-IL | MISO_IN | MISO_MO-IL | Internal | Winter | B19 | 700 | 5000 | 0 | 74.67 | 74.66 | 0.01 | 0
2025 | MISO_IN_2_MISO_MO-IL | MISO_IN | MISO_MO-IL | Internal | Winter | B20 | 935 | 5000 | 0 | 63.7 | 63.69 | 0.01 | 0
2025 | MISO_IN_2_NonRTO_Midwest | MISO_IN | NonRTO_Midwest | Internal | Shoulder | B11 | 25 | 4800 | 2344.23 | 86.64 | 94.64 | 8 | 0
2025 | MISO_IN_2_NonRTO_Midwest | MISO_IN | NonRTO_Midwest | Internal | Shoulder | B12 | 200 | 4800 | 1768.09 | 77.55 | 85.55 | 8 | 0
2025 | MISO_IN_2_NonRTO_Midwest | MISO_IN | NonRTO_Midwest | Internal | Shoulder | B13 | 600 | 4800 | 1416.37 | 72.07 | 80.07 | 8 | 0
2025 | MISO_IN_2_NonRTO_Midwest | MISO_IN | NonRTO_Midwest | Internal | Shoulder | B14 | 900 | 4800 | 1582.36 | 71.9 | 79.9 | 8 | 0
2025 | MISO_IN_2_NonRTO_Midwest | MISO_IN | NonRTO_Midwest | Internal | Shoulder | B15 | 1203 | 4800 | 743.56 | 61.22 | 69.22 | 8 | 0
2025 | MISO_IN_2_NonRTO_Midwest | MISO_IN | NonRTO_Midwest | Internal | Summer | B1 | 10 | 4800 | 1322.7 | 477.42 | 485.42 | 8 | 0
2025 | MISO_IN_2_NonRTO_Midwest | MISO_IN | NonRTO_Midwest | Internal | Summer | B2 | 25 | 4800 | 1131.11 | 427.58 | 435.58 | 8 | 0
2025 | MISO_IN_2_NonRTO_Midwest | MISO_IN | NonRTO_Midwest | Internal | Summer | B3 | 75 | 4800 | 736.76 | 137.45 | 145.45 | 8 | 0
2025 | MISO_IN_2_NonRTO_Midwest | MISO_IN | NonRTO_Midwest | Internal | Summer | B4 | 100 | 4800 | 332.65 | 113.31 | 121.31 | 8 | 0
2025 | MISO_IN_2_NonRTO_Midwest | MISO_IN | NonRTO_Midwest | Internal | Summer | B5 | 200 | 4800 | 982.52 | 108.38 | 116.38 | 8 | 0
2025 | MISO_IN_2_NonRTO_Midwest | MISO_IN | NonRTO_Midwest | Internal | Summer | B6 | 300 | 4800 | 2543.78 | 102.66 | 110.66 | 8 | 0
2025 | MISO_IN_2_NonRTO_Midwest | MISO_IN | NonRTO_Midwest | Internal | Summer | B7 | 400 | 4800 | 1971.15 | 81.89 | 89.89 | 8 | 0
2025 | MISO_IN_2_NonRTO_Midwest | MISO_IN | NonRTO_Midwest | Internal | Summer | B8 | 500 | 4800 | 2600.35 | 72.98 | 80.98 | 8 | 0
2025 | MISO_IN_2_NonRTO_Midwest | MISO_IN | NonRTO_Midwest | Internal | Summer | B9 | 800 | 4800 | 1968.7 | 69.53 | 77.53 | 8 | 0
2025 | MISO_IN_2_NonRTO_Midwest | MISO_IN | NonRTO_Midwest | Internal | Summer | B10 | 1262 | 4800 | 909.09 | 61.2 | 69.2 | 8 | 0
2025 | MISO_IN_2_NonRTO_Midwest | MISO_IN | NonRTO_Midwest | Internal | Winter | B16 | 25 | 4800 | 4871.68 | 88.77 | 96.78 | 8 | 0.01
2025 | MISO_IN_2_NonRTO_Midwest | MISO_IN | NonRTO_Midwest | Internal | Winter | B17 | 100 | 4800 | 3850.89 | 81.93 | 89.93 | 8 | 0
2025 | MISO_IN_2_NonRTO_Midwest | MISO_IN | NonRTO_Midwest | Internal | Winter | B18 | 400 | 4800 | 3076.62 | 74.68 | 82.68 | 8 | 0
2025 | MISO_IN_2_NonRTO_Midwest | MISO_IN | NonRTO_Midwest | Internal | Winter | B19 | 700 | 4800 | 3085.25 | 74.67 | 82.67 | 8 | 0
2025 | MISO_IN_2_NonRTO_Midwest | MISO_IN | NonRTO_Midwest | Internal | Winter | B20 | 935 | 4800 | 2671.79 | 63.7 | 71.7 | 8 | 0
2025 | MISO_IN_2_PJM_ROR | MISO_IN | PJM_ROR | Internal | Shoulder | B11 | 25 | 992 | 0 | 86.64 | 88.29 | 2 | 0
2025 | MISO_IN_2_PJM_ROR | MISO_IN | PJM_ROR | Internal | Shoulder | B12 | 200 | 992 | 0 | 77.55 | 79.54 | 2 | 0
2025 | MISO_IN_2_PJM_ROR | MISO_IN | PJM_ROR | Internal | Shoulder | B13 | 600 | 992 | 0 | 72.07 | 73.64 | 2 | 0
2025 | MISO_IN_2_PJM_ROR | MISO_IN | PJM_ROR | Internal | Shoulder | B14 | 900 | 992 | 0 | 71.9 | 71.21 | 2 | 0
2025 | MISO_IN_2_PJM_ROR | MISO_IN | PJM_ROR | Internal | Shoulder | B15 | 1203 | 992 | 0 | 61.22 | 61.39 | 2 | 0
2025 | MISO_IN_2_PJM_ROR | MISO_IN | PJM_ROR | Internal | Summer | B1 | 10 | 992 | 992 | 477.42 | 479.43 | 2 | 0.01
2025 | MISO_IN_2_PJM_ROR | MISO_IN | PJM_ROR | Internal | Summer | B2 | 25 | 992 | 992 | 427.58 | 429.59 | 2 | 0.01
2025 | MISO_IN_2_PJM_ROR | MISO_IN | PJM_ROR | Internal | Summer | B3 | 75 | 992 | 1871.68 | 137.45 | 139.61 | 2 | 0.16
2025 | MISO_IN_2_PJM_ROR | MISO_IN | PJM_ROR | Internal | Summer | B4 | 100 | 992 | 0 | 113.31 | 114.97 | 2 | 0
2025 | MISO_IN_2_PJM_ROR | MISO_IN | PJM_ROR | Internal | Summer | B5 | 200 | 992 | 0 | 108.38 | 109.23 | 2 | 0
2025 | MISO_IN_2_PJM_ROR | MISO_IN | PJM_ROR | Internal | Summer | B6 | 300 | 992 | 992 | 102.66 | 104.67 | 2 | 0.01
2025 | MISO_IN_2_PJM_ROR | MISO_IN | PJM_ROR | Internal | Summer | B7 | 400 | 992 | 992 | 81.89 | 83.9 | 2 | 0.01
2025 | MISO_IN_2_PJM_ROR | MISO_IN | PJM_ROR | Internal | Summer | B8 | 500 | 992 | 992 | 72.98 | 74.99 | 2 | 0.01
2025 | MISO_IN_2_PJM_ROR | MISO_IN | PJM_ROR | Internal | Summer | B9 | 800 | 992 | 0 | 69.53 | 70.96 | 2 | 0
2025 | MISO_IN_2_PJM_ROR | MISO_IN | PJM_ROR | Internal | Summer | B10 | 1262 | 992 | 0 | 61.2 | 62.33 | 2 | 0
2025 | MISO_IN_2_PJM_ROR | MISO_IN | PJM_ROR | Internal | Winter | B16 | 25 | 992 | 0 | 88.77 | 88.94 | 2 | 0
2025 | MISO_IN_2_PJM_ROR | MISO_IN | PJM_ROR | Internal | Winter | B17 | 100 | 992 | 0 | 81.93 | 79.94 | 2 | 0
2025 | MISO_IN_2_PJM_ROR | MISO_IN | PJM_ROR | Internal | Winter | B18 | 400 | 992 | 0 | 74.68 | 76.11 | 2 | 0
2025 | MISO_IN_2_PJM_ROR | MISO_IN | PJM_ROR | Internal | Winter | B19 | 700 | 992 | 0 | 74.67 | 74.8 | 2 | 0
2025 | MISO_IN_2_PJM_ROR | MISO_IN | PJM_ROR | Internal | Winter | B20 | 935 | 992 | 0 | 63.7 | 64.93 | 2 | 0
2025 | MISO_MI_2_MISO_IN | MISO_MI | MISO_IN | Internal | Shoulder | B11 | 25 | 2045 | 2001.77 | 86.63 | 86.64 | 0.01 | 0
2025 | MISO_MI_2_MISO_IN | MISO_MI | MISO_IN | Internal | Shoulder | B12 | 200 | 2045 | 0 | 77.56 | 77.55 | 0.01 | 0
2025 | MISO_MI_2_MISO_IN | MISO_MI | MISO_IN | Internal | Shoulder | B13 | 600 | 2045 | 0 | 72.08 | 72.07 | 0.01 | 0
2025 | MISO_MI_2_MISO_IN | MISO_MI | MISO_IN | Internal | Shoulder | B14 | 900 | 2045 | 0 | 71.92 | 71.9 | 0.01 | 0
2025 | MISO_MI_2_MISO_IN | MISO_MI | MISO_IN | Internal | Shoulder | B15 | 1203 | 2045 | 0 | 61.23 | 61.22 | 0.01 | 0
2025 | MISO_MI_2_MISO_IN | MISO_MI | MISO_IN | Internal | Summer | B1 | 10 | 2045 | 349.52 | 477.41 | 477.42 | 0.01 | 0
2025 | MISO_MI_2_MISO_IN | MISO_MI | MISO_IN | Internal | Summer | B2 | 25 | 2045 | 945.34 | 427.57 | 427.58 | 0.01 | 0
2025 | MISO_MI_2_MISO_IN | MISO_MI | MISO_IN | Internal | Summer | B3 | 75 | 2045 | 2601.72 | 136.75 | 137.45 | 0.01 | 0.69
2025 | MISO_MI_2_MISO_IN | MISO_MI | MISO_IN | Internal | Summer | B4 | 100 | 2045 | 909.82 | 113.3 | 113.31 | 0.01 | 0
2025 | MISO_MI_2_MISO_IN | MISO_MI | MISO_IN | Internal | Summer | B5 | 200 | 2045 | 1294.89 | 108.37 | 108.38 | 0.01 | 0
2025 | MISO_MI_2_MISO_IN | MISO_MI | MISO_IN | Internal | Summer | B6 | 300 | 2045 | 1804.21 | 102.65 | 102.66 | 0.01 | 0
2025 | MISO_MI_2_MISO_IN | MISO_MI | MISO_IN | Internal | Summer | B7 | 400 | 2045 | 0 | 81.9 | 81.89 | 0.01 | 0
2025 | MISO_MI_2_MISO_IN | MISO_MI | MISO_IN | Internal | Summer | B8 | 500 | 2045 | 0 | 72.99 | 72.98 | 0.01 | 0
2025 | MISO_MI_2_MISO_IN | MISO_MI | MISO_IN | Internal | Summer | B9 | 800 | 2045 | 0 | 69.54 | 69.53 | 0.01 | 0
2025 | MISO_MI_2_MISO_IN | MISO_MI | MISO_IN | Internal | Summer | B10 | 1262 | 2045 | 0 | 61.23 | 61.2 | 0.01 | 0
2025 | MISO_MI_2_MISO_IN | MISO_MI | MISO_IN | Internal | Winter | B16 | 25 | 2045 | 0 | 88.78 | 88.77 | 0.01 | 0
2025 | MISO_MI_2_MISO_IN | MISO_MI | MISO_IN | Internal | Winter | B17 | 100 | 2045 | 0 | 81.94 | 81.93 | 0.01 | 0
2025 | MISO_MI_2_MISO_IN | MISO_MI | MISO_IN | Internal | Winter | B18 | 400 | 2045 | 0 | 74.7 | 74.68 | 0.01 | 0
2025 | MISO_MI_2_MISO_IN | MISO_MI | MISO_IN | Internal | Winter | B19 | 700 | 2045 | 0 | 74.68 | 74.67 | 0.01 | 0
2025 | MISO_MI_2_MISO_IN | MISO_MI | MISO_IN | Internal | Winter | B20 | 935 | 2045 | 0 | 63.71 | 63.7 | 0.01 | 0
2025 | MISO_MI_2_MISO_WUMS | MISO_MI | MISO_WUMS | Internal | Shoulder | B11 | 25 | 117 | 0 | 86.63 | 82.09 | 0.01 | 0
2025 | MISO_MI_2_MISO_WUMS | MISO_MI | MISO_WUMS | Internal | Shoulder | B12 | 200 | 117 | 0 | 77.56 | 73.02 | 0.01 | 0
2025 | MISO_MI_2_MISO_WUMS | MISO_MI | MISO_WUMS | Internal | Shoulder | B13 | 600 | 117 | 0 | 72.08 | 67.54 | 0.01 | 0
2025 | MISO_MI_2_MISO_WUMS | MISO_MI | MISO_WUMS | Internal | Shoulder | B14 | 900 | 117 | 0 | 71.92 | 67.38 | 0.01 | 0
2025 | MISO_MI_2_MISO_WUMS | MISO_MI | MISO_WUMS | Internal | Shoulder | B15 | 1203 | 117 | 0 | 61.23 | 58.71 | 0.01 | 0
2025 | MISO_MI_2_MISO_WUMS | MISO_MI | MISO_WUMS | Internal | Summer | B1 | 10 | 117 | 0 | 477.41 | 472.87 | 0.01 | 0
2025 | MISO_MI_2_MISO_WUMS | MISO_MI | MISO_WUMS | Internal | Summer | B2 | 25 | 117 | 0 | 427.57 | 423.03 | 0.01 | 0
2025 | MISO_MI_2_MISO_WUMS | MISO_MI | MISO_WUMS | Internal | Summer | B3 | 75 | 117 | 0 | 136.75 | 132.21 | 0.01 | 0
2025 | MISO_MI_2_MISO_WUMS | MISO_MI | MISO_WUMS | Internal | Summer | B4 | 100 | 117 | 0 | 113.3 | 108.76 | 0.01 | 0
2025 | MISO_MI_2_MISO_WUMS | MISO_MI | MISO_WUMS | Internal | Summer | B5 | 200 | 117 | 0 | 108.37 | 103.83 | 0.01 | 0
2025 | MISO_MI_2_MISO_WUMS | MISO_MI | MISO_WUMS | Internal | Summer | B6 | 300 | 117 | 0 | 102.65 | 98.11 | 0.01 | 0
2025 | MISO_MI_2_MISO_WUMS | MISO_MI | MISO_WUMS | Internal | Summer | B7 | 400 | 117 | 0 | 81.9 | 77.36 | 0.01 | 0
2025 | MISO_MI_2_MISO_WUMS | MISO_MI | MISO_WUMS | Internal | Summer | B8 | 500 | 117 | 0 | 72.99 | 68.45 | 0.01 | 0
2025 | MISO_MI_2_MISO_WUMS | MISO_MI | MISO_WUMS | Internal | Summer | B9 | 800 | 117 | 0 | 69.54 | 65 | 0.01 | 0
2025 | MISO_MI_2_MISO_WUMS | MISO_MI | MISO_WUMS | Internal | Summer | B10 | 1262 | 117 | 0 | 61.23 | 57.49 | 0.01 | 0
2025 | MISO_MI_2_MISO_WUMS | MISO_MI | MISO_WUMS | Internal | Winter | B16 | 25 | 117 | 0 | 88.78 | 84.24 | 0.01 | 0
2025 | MISO_MI_2_MISO_WUMS | MISO_MI | MISO_WUMS | Internal | Winter | B17 | 100 | 117 | 0 | 81.94 | 77.4 | 0.01 | 0
2025 | MISO_MI_2_MISO_WUMS | MISO_MI | MISO_WUMS | Internal | Winter | B18 | 400 | 117 | 0 | 74.7 | 70.16 | 0.01 | 0
2025 | MISO_MI_2_MISO_WUMS | MISO_MI | MISO_WUMS | Internal | Winter | B19 | 700 | 117 | 0 | 74.68 | 70.15 | 0.01 | 0
2025 | MISO_MI_2_MISO_WUMS | MISO_MI | MISO_WUMS | Internal | Winter | B20 | 935 | 117 | 0 | 63.71 | 61.07 | 0.01 | 0
2025 | MISO_MI_2_PJM_ROR | MISO_MI | PJM_ROR | Internal | Shoulder | B11 | 25 | 1424 | 0 | 86.63 | 88.29 | 2 | 0
2025 | MISO_MI_2_PJM_ROR | MISO_MI | PJM_ROR | Internal | Shoulder | B12 | 200 | 1424 | 0 | 77.56 | 79.54 | 2 | 0
2025 | MISO_MI_2_PJM_ROR | MISO_MI | PJM_ROR | Internal | Shoulder | B13 | 600 | 1424 | 0 | 72.08 | 73.64 | 2 | 0
2025 | MISO_MI_2_PJM_ROR | MISO_MI | PJM_ROR | Internal | Shoulder | B14 | 900 | 1424 | 0 | 71.92 | 71.21 | 2 | 0
2025 | MISO_MI_2_PJM_ROR | MISO_MI | PJM_ROR | Internal | Shoulder | B15 | 1203 | 1424 | 0 | 61.23 | 61.39 | 2 | 0
2025 | MISO_MI_2_PJM_ROR | MISO_MI | PJM_ROR | Internal | Summer | B1 | 10 | 1424 | 1424 | 477.41 | 479.43 | 2 | 0.02
2025 | MISO_MI_2_PJM_ROR | MISO_MI | PJM_ROR | Internal | Summer | B2 | 25 | 1424 | 1424 | 427.57 | 429.59 | 2 | 0.02
2025 | MISO_MI_2_PJM_ROR | MISO_MI | PJM_ROR | Internal | Summer | B3 | 75 | 1424 | 1424 | 136.75 | 139.61 | 2 | 0.86
2025 | MISO_MI_2_PJM_ROR | MISO_MI | PJM_ROR | Internal | Summer | B4 | 100 | 1424 | 0 | 113.3 | 114.97 | 2 | 0
2025 | MISO_MI_2_PJM_ROR | MISO_MI | PJM_ROR | Internal | Summer | B5 | 200 | 1424 | 0 | 108.37 | 109.23 | 2 | 0
2025 | MISO_MI_2_PJM_ROR | MISO_MI | PJM_ROR | Internal | Summer | B6 | 300 | 1424 | 1424 | 102.65 | 104.67 | 2 | 0.02
2025 | MISO_MI_2_PJM_ROR | MISO_MI | PJM_ROR | Internal | Summer | B7 | 400 | 1424 | 905.63 | 81.9 | 83.9 | 2 | 0
2025 | MISO_MI_2_PJM_ROR | MISO_MI | PJM_ROR | Internal | Summer | B8 | 500 | 1424 | 57.47 | 72.99 | 74.99 | 2 | 0
2025 | MISO_MI_2_PJM_ROR | MISO_MI | PJM_ROR | Internal | Summer | B9 | 800 | 1424 | 0 | 69.54 | 70.96 | 2 | 0
2025 | MISO_MI_2_PJM_ROR | MISO_MI | PJM_ROR | Internal | Summer | B10 | 1262 | 1424 | 0 | 61.23 | 62.33 | 2 | 0
2025 | MISO_MI_2_PJM_ROR | MISO_MI | PJM_ROR | Internal | Winter | B16 | 25 | 1424 | 0 | 88.78 | 88.94 | 2 | 0
2025 | MISO_MI_2_PJM_ROR | MISO_MI | PJM_ROR | Internal | Winter | B17 | 100 | 1424 | 0 | 81.94 | 79.94 | 2 | 0
2025 | MISO_MI_2_PJM_ROR | MISO_MI | PJM_ROR | Internal | Winter | B18 | 400 | 1424 | 0 | 74.7 | 76.11 | 2 | 0
2025 | MISO_MI_2_PJM_ROR | MISO_MI | PJM_ROR | Internal | Winter | B19 | 700 | 1424 | 0 | 74.68 | 74.8 | 2 | 0
2025 | MISO_MI_2_PJM_ROR | MISO_MI | PJM_ROR | Internal | Winter | B20 | 935 | 1424 | 0 | 63.71 | 64.93 | 2 | 0
2025 | MISO_MO-IL_2_ENT | MISO_MO-IL | ENT | Internal | Shoulder | B11 | 25 | 2540 | 1636.36 | 86.65 | 94.65 | 8 | 0
2025 | MISO_MO-IL_2_ENT | MISO_MO-IL | ENT | Internal | Shoulder | B12 | 200 | 2540 | 0 | 77.54 | 73.66 | 8 | 0
2025 | MISO_MO-IL_2_ENT | MISO_MO-IL | ENT | Internal | Shoulder | B13 | 600 | 2540 | 0 | 72.06 | 73.12 | 8 | 0
2025 | MISO_MO-IL_2_ENT | MISO_MO-IL | ENT | Internal | Shoulder | B14 | 900 | 2540 | 0 | 71.89 | 70.67 | 8 | 0
2025 | MISO_MO-IL_2_ENT | MISO_MO-IL | ENT | Internal | Shoulder | B15 | 1203 | 2540 | 0 | 61.2 | 61.51 | 8 | 0
2025 | MISO_MO-IL_2_ENT | MISO_MO-IL | ENT | Internal | Summer | B1 | 10 | 2540 | 0 | 477.43 | 476.97 | 8 | 0
2025 | MISO_MO-IL_2_ENT | MISO_MO-IL | ENT | Internal | Summer | B2 | 25 | 2540 | 0 | 427.59 | 430.59 | 8 | 0
2025 | MISO_MO-IL_2_ENT | MISO_MO-IL | ENT | Internal | Summer | B3 | 75 | 2540 | 1162.11 | 137.47 | 145.47 | 8 | 0
2025 | MISO_MO-IL_2_ENT | MISO_MO-IL | ENT | Internal | Summer | B4 | 100 | 2540 | 1664.54 | 113.33 | 121.33 | 8 | 0
2025 | MISO_MO-IL_2_ENT | MISO_MO-IL | ENT | Internal | Summer | B5 | 200 | 2540 | 1537.2 | 108.39 | 116.39 | 8 | 0
2025 | MISO_MO-IL_2_ENT | MISO_MO-IL | ENT | Internal | Summer | B6 | 300 | 2540 | 165.22 | 102.67 | 110.67 | 8 | 0
2025 | MISO_MO-IL_2_ENT | MISO_MO-IL | ENT | Internal | Summer | B7 | 400 | 2540 | 0 | 81.9 | 84.56 | 8 | 0
2025 | MISO_MO-IL_2_ENT | MISO_MO-IL | ENT | Internal | Summer | B8 | 500 | 2540 | 0 | 72.99 | 74.03 | 8 | 0
2025 | MISO_MO-IL_2_ENT | MISO_MO-IL | ENT | Internal | Summer | B9 | 800 | 2540 | 0 | 69.54 | 71.61 | 8 | 0
2025 | MISO_MO-IL_2_ENT | MISO_MO-IL | ENT | Internal | Summer | B10 | 1262 | 2540 | 862.69 | 61.21 | 69.21 | 8 | 0
2025 | MISO_MO-IL_2_ENT | MISO_MO-IL | ENT | Internal | Winter | B16 | 25 | 2540 | 0 | 88.76 | 89.95 | 8 | 0
2025 | MISO_MO-IL_2_ENT | MISO_MO-IL | ENT | Internal | Winter | B17 | 100 | 2540 | 0 | 81.92 | 77.39 | 8 | 0
2025 | MISO_MO-IL_2_ENT | MISO_MO-IL | ENT | Internal | Winter | B18 | 400 | 2540 | 0 | 74.67 | 76.08 | 8 | 0
2025 | MISO_MO-IL_2_ENT | MISO_MO-IL | ENT | Internal | Winter | B19 | 700 | 2540 | 0 | 74.66 | 73.75 | 8 | 0
2025 | MISO_MO-IL_2_ENT | MISO_MO-IL | ENT | Internal | Winter | B20 | 935 | 2540 | 0 | 63.69 | 63.95 | 8 | 0
2025 | MISO_MO-IL_2_MISO_IN | MISO_MO-IL | MISO_IN | Internal | Shoulder | B11 | 25 | 2100 | 0 | 86.65 | 86.64 | 0.01 | 0
2025 | MISO_MO-IL_2_MISO_IN | MISO_MO-IL | MISO_IN | Internal | Shoulder | B12 | 200 | 2100 | 868.45 | 77.54 | 77.55 | 0.01 | 0
2025 | MISO_MO-IL_2_MISO_IN | MISO_MO-IL | MISO_IN | Internal | Shoulder | B13 | 600 | 2100 | 234.74 | 72.06 | 72.07 | 0.01 | 0
2025 | MISO_MO-IL_2_MISO_IN | MISO_MO-IL | MISO_IN | Internal | Shoulder | B14 | 900 | 2100 | 861.62 | 71.89 | 71.9 | 0.01 | 0
2025 | MISO_MO-IL_2_MISO_IN | MISO_MO-IL | MISO_IN | Internal | Shoulder | B15 | 1203 | 2100 | 298.8 | 61.2 | 61.22 | 0.01 | 0
2025 | MISO_MO-IL_2_MISO_IN | MISO_MO-IL | MISO_IN | Internal | Summer | B1 | 10 | 2100 | 0 | 477.43 | 477.42 | 0.01 | 0
2025 | MISO_MO-IL_2_MISO_IN | MISO_MO-IL | MISO_IN | Internal | Summer | B2 | 25 | 2100 | 0 | 427.59 | 427.58 | 0.01 | 0
2025 | MISO_MO-IL_2_MISO_IN | MISO_MO-IL | MISO_IN | Internal | Summer | B3 | 75 | 2100 | 0 | 137.47 | 137.45 | 0.01 | 0
2025 | MISO_MO-IL_2_MISO_IN | MISO_MO-IL | MISO_IN | Internal | Summer | B4 | 100 | 2100 | 0 | 113.33 | 113.31 | 0.01 | 0
2025 | MISO_MO-IL_2_MISO_IN | MISO_MO-IL | MISO_IN | Internal | Summer | B5 | 200 | 2100 | 0 | 108.39 | 108.38 | 0.01 | 0
2025 | MISO_MO-IL_2_MISO_IN | MISO_MO-IL | MISO_IN | Internal | Summer | B6 | 300 | 2100 | 0 | 102.67 | 102.66 | 0.01 | 0
2025 | MISO_MO-IL_2_MISO_IN | MISO_MO-IL | MISO_IN | Internal | Summer | B7 | 400 | 2100 | 0 | 81.9 | 81.89 | 0.01 | 0
2025 | MISO_MO-IL_2_MISO_IN | MISO_MO-IL | MISO_IN | Internal | Summer | B8 | 500 | 2100 | 0 | 72.99 | 72.98 | 0.01 | 0
2025 | MISO_MO-IL_2_MISO_IN | MISO_MO-IL | MISO_IN | Internal | Summer | B9 | 800 | 2100 | 0 | 69.54 | 69.53 | 0.01 | 0
2025 | MISO_MO-IL_2_MISO_IN | MISO_MO-IL | MISO_IN | Internal | Summer | B10 | 1262 | 2100 | 0 | 61.21 | 61.2 | 0.01 | 0
2025 | MISO_MO-IL_2_MISO_IN | MISO_MO-IL | MISO_IN | Internal | Winter | B16 | 25 | 2100 | 1867.09 | 88.76 | 88.77 | 0.01 | 0
2025 | MISO_MO-IL_2_MISO_IN | MISO_MO-IL | MISO_IN | Internal | Winter | B17 | 100 | 2100 | 1669.11 | 81.92 | 81.93 | 0.01 | 0
2025 | MISO_MO-IL_2_MISO_IN | MISO_MO-IL | MISO_IN | Internal | Winter | B18 | 400 | 2100 | 1387.35 | 74.67 | 74.68 | 0.01 | 0
2025 | MISO_MO-IL_2_MISO_IN | MISO_MO-IL | MISO_IN | Internal | Winter | B19 | 700 | 2100 | 560.78 | 74.66 | 74.67 | 0.01 | 0
2025 | MISO_MO-IL_2_MISO_IN | MISO_MO-IL | MISO_IN | Internal | Winter | B20 | 935 | 2100 | 494.96 | 63.69 | 63.7 | 0.01 | 0
2025 | MISO_MO-IL_2_MISO_W | MISO_MO-IL | MISO_W | Internal | Shoulder | B11 | 25 | 960 | 0 | 86.65 | 74.87 | 0.01 | 0
2025 | MISO_MO-IL_2_MISO_W | MISO_MO-IL | MISO_W | Internal | Shoulder | B12 | 200 | 960 | 0 | 77.54 | 66.12 | 0.01 | 0
2025 | MISO_MO-IL_2_MISO_W | MISO_MO-IL | MISO_W | Internal | Shoulder | B13 | 600 | 960 | 0 | 72.06 | 60.22 | 0.01 | 0
2025 | MISO_MO-IL_2_MISO_W | MISO_MO-IL | MISO_W | Internal | Shoulder | B14 | 900 | 960 | 0 | 71.89 | 57.78 | 0.01 | 0
2025 | MISO_MO-IL_2_MISO_W | MISO_MO-IL | MISO_W | Internal | Shoulder | B15 | 1203 | 960 | 0 | 61.2 | 47.97 | 0.01 | 0
2025 | MISO_MO-IL_2_MISO_W | MISO_MO-IL | MISO_W | Internal | Summer | B1 | 10 | 960 | 0 | 477.43 | 466.01 | 0.01 | 0
2025 | MISO_MO-IL_2_MISO_W | MISO_MO-IL | MISO_W | Internal | Summer | B2 | 25 | 960 | 0 | 427.59 | 416.17 | 0.01 | 0
2025 | MISO_MO-IL_2_MISO_W | MISO_MO-IL | MISO_W | Internal | Summer | B3 | 75 | 960 | 0 | 137.47 | 126.19 | 0.01 | 0
2025 | MISO_MO-IL_2_MISO_W | MISO_MO-IL | MISO_W | Internal | Summer | B4 | 100 | 960 | 0 | 113.33 | 108.75 | 0.01 | 0
2025 | MISO_MO-IL_2_MISO_W | MISO_MO-IL | MISO_W | Internal | Summer | B5 | 200 | 960 | 0 | 108.39 | 103.82 | 0.01 | 0
2025 | MISO_MO-IL_2_MISO_W | MISO_MO-IL | MISO_W | Internal | Summer | B6 | 300 | 960 | 0 | 102.67 | 98.1 | 0.01 | 0
2025 | MISO_MO-IL_2_MISO_W | MISO_MO-IL | MISO_W | Internal | Summer | B7 | 400 | 960 | 0 | 81.9 | 70.48 | 0.01 | 0
2025 | MISO_MO-IL_2_MISO_W | MISO_MO-IL | MISO_W | Internal | Summer | B8 | 500 | 960 | 0 | 72.99 | 61.57 | 0.01 | 0
2025 | MISO_MO-IL_2_MISO_W | MISO_MO-IL | MISO_W | Internal | Summer | B9 | 800 | 960 | 0 | 69.54 | 57.54 | 0.01 | 0
2025 | MISO_MO-IL_2_MISO_W | MISO_MO-IL | MISO_W | Internal | Summer | B10 | 1262 | 960 | 0 | 61.21 | 48.91 | 0.01 | 0
2025 | MISO_MO-IL_2_MISO_W | MISO_MO-IL | MISO_W | Internal | Winter | B16 | 25 | 960 | 0 | 88.76 | 75.52 | 0.01 | 0
2025 | MISO_MO-IL_2_MISO_W | MISO_MO-IL | MISO_W | Internal | Winter | B17 | 100 | 960 | 0 | 81.92 | 66.52 | 0.01 | 0
2025 | MISO_MO-IL_2_MISO_W | MISO_MO-IL | MISO_W | Internal | Winter | B18 | 400 | 960 | 0 | 74.67 | 62.69 | 0.01 | 0
2025 | MISO_MO-IL_2_MISO_W | MISO_MO-IL | MISO_W | Internal | Winter | B19 | 700 | 960 | 0 | 74.66 | 61.38 | 0.01 | 0
2025 | MISO_MO-IL_2_MISO_W | MISO_MO-IL | MISO_W | Internal | Winter | B20 | 935 | 960 | 0 | 63.69 | 51.51 | 0.01 | 0
2025 | MISO_MO-IL_2_PJM_ROR | MISO_MO-IL | PJM_ROR | Internal | Shoulder | B11 | 25 | 1212 | 0 | 86.65 | 88.29 | 2 | 0
2025 | MISO_MO-IL_2_PJM_ROR | MISO_MO-IL | PJM_ROR | Internal | Shoulder | B12 | 200 | 1212 | 622.83 | 77.54 | 79.54 | 2 | 0
2025 | MISO_MO-IL_2_PJM_ROR | MISO_MO-IL | PJM_ROR | Internal | Shoulder | B13 | 600 | 1212 | 0 | 72.06 | 73.64 | 2 | 0
2025 | MISO_MO-IL_2_PJM_ROR | MISO_MO-IL | PJM_ROR | Internal | Shoulder | B14 | 900 | 1212 | 0 | 71.89 | 71.21 | 2 | 0
2025 | MISO_MO-IL_2_PJM_ROR | MISO_MO-IL | PJM_ROR | Internal | Shoulder | B15 | 1203 | 1212 | 0 | 61.2 | 61.39 | 2 | 0
2025 | MISO_MO-IL_2_PJM_ROR | MISO_MO-IL | PJM_ROR | Internal | Summer | B1 | 10 | 1212 | 1002.37 | 477.43 | 479.43 | 2 | 0
2025 | MISO_MO-IL_2_PJM_ROR | MISO_MO-IL | PJM_ROR | Internal | Summer | B2 | 25 | 1212 | 464.31 | 427.59 | 429.59 | 2 | 0
2025 | MISO_MO-IL_2_PJM_ROR | MISO_MO-IL | PJM_ROR | Internal | Summer | B3 | 75 | 1212 | 1212 | 137.47 | 139.61 | 2 | 0.14
2025 | MISO_MO-IL_2_PJM_ROR | MISO_MO-IL | PJM_ROR | Internal | Summer | B4 | 100 | 1212 | 0 | 113.33 | 114.97 | 2 | 0
2025 | MISO_MO-IL_2_PJM_ROR | MISO_MO-IL | PJM_ROR | Internal | Summer | B5 | 200 | 1212 | 0 | 108.39 | 109.23 | 2 | 0
2025 | MISO_MO-IL_2_PJM_ROR | MISO_MO-IL | PJM_ROR | Internal | Summer | B6 | 300 | 1212 | 235.88 | 102.67 | 104.67 | 2 | 0
2025 | MISO_MO-IL_2_PJM_ROR | MISO_MO-IL | PJM_ROR | Internal | Summer | B7 | 400 | 1212 | 464.34 | 81.9 | 83.9 | 2 | 0
2025 | MISO_MO-IL_2_PJM_ROR | MISO_MO-IL | PJM_ROR | Internal | Summer | B8 | 500 | 1212 | 54.94 | 72.99 | 74.99 | 2 | 0
2025 | MISO_MO-IL_2_PJM_ROR | MISO_MO-IL | PJM_ROR | Internal | Summer | B9 | 800 | 1212 | 0 | 69.54 | 70.96 | 2 | 0
2025 | MISO_MO-IL_2_PJM_ROR | MISO_MO-IL | PJM_ROR | Internal | Summer | B10 | 1262 | 1212 | 0 | 61.21 | 62.33 | 2 | 0
2025 | MISO_MO-IL_2_PJM_ROR | MISO_MO-IL | PJM_ROR | Internal | Winter | B16 | 25 | 1212 | 0 | 88.76 | 88.94 | 2 | 0
2025 | MISO_MO-IL_2_PJM_ROR | MISO_MO-IL | PJM_ROR | Internal | Winter | B17 | 100 | 1212 | 0 | 81.92 | 79.94 | 2 | 0
2025 | MISO_MO-IL_2_PJM_ROR | MISO_MO-IL | PJM_ROR | Internal | Winter | B18 | 400 | 1212 | 0 | 74.67 | 76.11 | 2 | 0
2025 | MISO_MO-IL_2_PJM_ROR | MISO_MO-IL | PJM_ROR | Internal | Winter | B19 | 700 | 1212 | 0 | 74.66 | 74.8 | 2 | 0
2025 | MISO_MO-IL_2_PJM_ROR | MISO_MO-IL | PJM_ROR | Internal | Winter | B20 | 935 | 1212 | 0 | 63.69 | 64.93 | 2 | 0
2025 | MISO_MO-IL_2_TVA_Transmission | MISO_MO-IL | TVA_Transmission | Internal | Shoulder | B11 | 25 | 4000 | 1264.31 | 86.65 | 94.65 | 8 | 0
2025 | MISO_MO-IL_2_TVA_Transmission | MISO_MO-IL | TVA_Transmission | Internal | Shoulder | B12 | 200 | 4000 | 0 | 77.54 | 81.66 | 8 | 0
2025 | MISO_MO-IL_2_TVA_Transmission | MISO_MO-IL | TVA_Transmission | Internal | Shoulder | B13 | 600 | 4000 | 0 | 72.06 | 78.2 | 8 | 0
2025 | MISO_MO-IL_2_TVA_Transmission | MISO_MO-IL | TVA_Transmission | Internal | Shoulder | B14 | 900 | 4000 | 0 | 71.89 | 77.21 | 8 | 0
2025 | MISO_MO-IL_2_TVA_Transmission | MISO_MO-IL | TVA_Transmission | Internal | Shoulder | B15 | 1203 | 4000 | 1368.37 | 61.2 | 69.2 | 8 | 0
2025 | MISO_MO-IL_2_TVA_Transmission | MISO_MO-IL | TVA_Transmission | Internal | Summer | B1 | 10 | 4000 | 2674.85 | 477.43 | 485.43 | 8 | 0
2025 | MISO_MO-IL_2_TVA_Transmission | MISO_MO-IL | TVA_Transmission | Internal | Summer | B2 | 25 | 4000 | 4000 | 427.59 | 435.94 | 8 | 0.35
2025 | MISO_MO-IL_2_TVA_Transmission | MISO_MO-IL | TVA_Transmission | Internal | Summer | B3 | 75 | 4000 | 4000 | 137.47 | 145.96 | 8 | 0.49
2025 | MISO_MO-IL_2_TVA_Transmission | MISO_MO-IL | TVA_Transmission | Internal | Summer | B4 | 100 | 4000 | 2170.04 | 113.33 | 121.33 | 8 | 0
2025 | MISO_MO-IL_2_TVA_Transmission | MISO_MO-IL | TVA_Transmission | Internal | Summer | B5 | 200 | 4000 | 469.61 | 108.39 | 116.39 | 8 | 0
2025 | MISO_MO-IL_2_TVA_Transmission | MISO_MO-IL | TVA_Transmission | Internal | Summer | B6 | 300 | 4000 | 310.05 | 102.67 | 110.67 | 8 | 0
2025 | MISO_MO-IL_2_TVA_Transmission | MISO_MO-IL | TVA_Transmission | Internal | Summer | B7 | 400 | 4000 | 1506.64 | 81.9 | 89.9 | 8 | 0
2025 | MISO_MO-IL_2_TVA_Transmission | MISO_MO-IL | TVA_Transmission | Internal | Summer | B8 | 500 | 4000 | 55.92 | 72.99 | 80.99 | 8 | 0
2025 | MISO_MO-IL_2_TVA_Transmission | MISO_MO-IL | TVA_Transmission | Internal | Summer | B9 | 800 | 4000 | 0 | 69.54 | 76.96 | 8 | 0
2025 | MISO_MO-IL_2_TVA_Transmission | MISO_MO-IL | TVA_Transmission | Internal | Summer | B10 | 1262 | 4000 | 568.32 | 61.21 | 69.21 | 8 | 0
2025 | MISO_MO-IL_2_TVA_Transmission | MISO_MO-IL | TVA_Transmission | Internal | Winter | B16 | 25 | 4000 | 88.36 | 88.76 | 96.76 | 8 | 0
2025 | MISO_MO-IL_2_TVA_Transmission | MISO_MO-IL | TVA_Transmission | Internal | Winter | B17 | 100 | 4000 | 0 | 81.92 | 85.39 | 8 | 0
2025 | MISO_MO-IL_2_TVA_Transmission | MISO_MO-IL | TVA_Transmission | Internal | Winter | B18 | 400 | 4000 | 0 | 74.67 | 80.92 | 8 | 0
2025 | MISO_MO-IL_2_TVA_Transmission | MISO_MO-IL | TVA_Transmission | Internal | Winter | B19 | 700 | 4000 | 0 | 74.66 | 80.42 | 8 | 0
2025 | MISO_MO-IL_2_TVA_Transmission | MISO_MO-IL | TVA_Transmission | Internal | Winter | B20 | 935 | 4000 | 1223.46 | 63.69 | 71.69 | 8 | 0
2025 | MISO_W_2_IESO | MISO_W | IESO | Internal | Shoulder | B11 | 25 | 90 | 0 | 74.87 | 46.91 | 8 | 0
2025 | MISO_W_2_IESO | MISO_W | IESO | Internal | Shoulder | B12 | 200 | 90 | 0 | 66.12 | 44.51 | 8 | 0
2025 | MISO_W_2_IESO | MISO_W | IESO | Internal | Shoulder | B13 | 600 | 90 | 0 | 60.22 | 44.51 | 8 | 0
2025 | MISO_W_2_IESO | MISO_W | IESO | Internal | Shoulder | B14 | 900 | 90 | 0 | 57.78 | 44.51 | 8 | 0
2025 | MISO_W_2_IESO | MISO_W | IESO | Internal | Shoulder | B15 | 1203 | 90 | 0 | 47.97 | 44.51 | 8 | 0
2025 | MISO_W_2_IESO | MISO_W | IESO | Internal | Summer | B1 | 10 | 90 | 0 | 466.01 | 444.44 | 8 | 0
2025 | MISO_W_2_IESO | MISO_W | IESO | Internal | Summer | B2 | 25 | 90 | 0 | 416.17 | 387.85 | 8 | 0
2025 | MISO_W_2_IESO | MISO_W | IESO | Internal | Summer | B3 | 75 | 90 | 0 | 126.19 | 97.03 | 8 | 0
2025 | MISO_W_2_IESO | MISO_W | IESO | Internal | Summer | B4 | 100 | 90 | 0 | 108.75 | 73.59 | 8 | 0
2025 | MISO_W_2_IESO | MISO_W | IESO | Internal | Summer | B5 | 200 | 90 | 0 | 103.82 | 68.65 | 8 | 0
2025 | MISO_W_2_IESO | MISO_W | IESO | Internal | Summer | B6 | 300 | 90 | 0 | 98.1 | 62.93 | 8 | 0
2025 | MISO_W_2_IESO | MISO_W | IESO | Internal | Summer | B7 | 400 | 90 | 0 | 70.48 | 42.19 | 8 | 0
2025 | MISO_W_2_IESO | MISO_W | IESO | Internal | Summer | B8 | 500 | 90 | 0 | 61.57 | 33.28 | 8 | 0
2025 | MISO_W_2_IESO | MISO_W | IESO | Internal | Summer | B9 | 800 | 90 | 0 | 57.54 | 33.28 | 8 | 0
2025 | MISO_W_2_IESO | MISO_W | IESO | Internal | Summer | B10 | 1262 | 90 | 0 | 48.91 | 33.28 | 8 | 0
2025 | MISO_W_2_IESO | MISO_W | IESO | Internal | Winter | B16 | 25 | 90 | 0 | 75.52 | 54.37 | 8 | 0
2025 | MISO_W_2_IESO | MISO_W | IESO | Internal | Winter | B17 | 100 | 90 | 0 | 66.52 | 54.37 | 8 | 0
2025 | MISO_W_2_IESO | MISO_W | IESO | Internal | Winter | B18 | 400 | 90 | 0 | 62.69 | 54.37 | 8 | 0
2025 | MISO_W_2_IESO | MISO_W | IESO | Internal | Winter | B19 | 700 | 90 | 0 | 61.38 | 54.37 | 8 | 0
2025 | MISO_W_2_IESO | MISO_W | IESO | Internal | Winter | B20 | 935 | 90 | 0 | 51.51 | 54.37 | 8 | 0
2025 | MISO_W_2_MAPP_CA | MISO_W | MAPP_CA | Internal | Shoulder | B11 | 25 | 700 | 0 | 74.87 | 60.3 | 0.01 | 0
2025 | MISO_W_2_MAPP_CA | MISO_W | MAPP_CA | Internal | Shoulder | B12 | 200 | 700 | 0 | 66.12 | 60.26 | 0.01 | 0
2025 | MISO_W_2_MAPP_CA | MISO_W | MAPP_CA | Internal | Shoulder | B13 | 600 | 700 | 0 | 60.22 | 57.77 | 0.01 | 0
2025 | MISO_W_2_MAPP_CA | MISO_W | MAPP_CA | Internal | Shoulder | B14 | 900 | 700 | 0 | 57.78 | 57.77 | 0.01 | 0
2025 | MISO_W_2_MAPP_CA | MISO_W | MAPP_CA | Internal | Shoulder | B15 | 1203 | 700 | 700 | 47.97 | 57.77 | 0.01 | 9.79
2025 | MISO_W_2_MAPP_CA | MISO_W | MAPP_CA | Internal | Summer | B1 | 10 | 700 | 0 | 466.01 | 451.44 | 0.01 | 0
2025 | MISO_W_2_MAPP_CA | MISO_W | MAPP_CA | Internal | Summer | B2 | 25 | 700 | 0 | 416.17 | 401.59 | 0.01 | 0
2025 | MISO_W_2_MAPP_CA | MISO_W | MAPP_CA | Internal | Summer | B3 | 75 | 700 | 0 | 126.19 | 111.62 | 0.01 | 0
2025 | MISO_W_2_MAPP_CA | MISO_W | MAPP_CA | Internal | Summer | B4 | 100 | 700 | 0 | 108.75 | 94.18 | 0.01 | 0
2025 | MISO_W_2_MAPP_CA | MISO_W | MAPP_CA | Internal | Summer | B5 | 200 | 700 | 0 | 103.82 | 89.25 | 0.01 | 0
2025 | MISO_W_2_MAPP_CA | MISO_W | MAPP_CA | Internal | Summer | B6 | 300 | 700 | 0 | 98.1 | 83.52 | 0.01 | 0
2025 | MISO_W_2_MAPP_CA | MISO_W | MAPP_CA | Internal | Summer | B7 | 400 | 700 | 0 | 70.48 | 57.53 | 0.01 | 0
2025 | MISO_W_2_MAPP_CA | MISO_W | MAPP_CA | Internal | Summer | B8 | 500 | 700 | 0 | 61.57 | 57.53 | 0.01 | 0
2025 | MISO_W_2_MAPP_CA | MISO_W | MAPP_CA | Internal | Summer | B9 | 800 | 700 | 0 | 57.54 | 57.53 | 0.01 | 0
2025 | MISO_W_2_MAPP_CA | MISO_W | MAPP_CA | Internal | Summer | B10 | 1262 | 700 | 700 | 48.91 | 57.53 | 0.01 | 8.6
2025 | MISO_W_2_MAPP_CA | MISO_W | MAPP_CA | Internal | Winter | B16 | 25 | 700 | 0 | 75.52 | 63.18 | 0.01 | 0
2025 | MISO_W_2_MAPP_CA | MISO_W | MAPP_CA | Internal | Winter | B17 | 100 | 700 | 0 | 66.52 | 66.51 | 0.01 | 0
2025 | MISO_W_2_MAPP_CA | MISO_W | MAPP_CA | Internal | Winter | B18 | 400 | 700 | 0 | 62.69 | 62.68 | 0.01 | 0
2025 | MISO_W_2_MAPP_CA | MISO_W | MAPP_CA | Internal | Winter | B19 | 700 | 700 | 0 | 61.38 | 61.37 | 0.01 | 0
2025 | MISO_W_2_MAPP_CA | MISO_W | MAPP_CA | Internal | Winter | B20 | 935 | 700 | 700 | 51.51 | 61.37 | 0.01 | 9.85
2025 | MISO_W_2_MISO_MO-IL | MISO_W | MISO_MO-IL | Internal | Shoulder | B11 | 25 | 3800 | 3800 | 74.87 | 86.65 | 0.01 | 11.77
2025 | MISO_W_2_MISO_MO-IL | MISO_W | MISO_MO-IL | Internal | Shoulder | B12 | 200 | 3800 | 3800 | 66.12 | 77.54 | 0.01 | 11.41
2025 | MISO_W_2_MISO_MO-IL | MISO_W | MISO_MO-IL | Internal | Shoulder | B13 | 600 | 3800 | 3800 | 60.22 | 72.06 | 0.01 | 11.83
2025 | MISO_W_2_MISO_MO-IL | MISO_W | MISO_MO-IL | Internal | Shoulder | B14 | 900 | 3800 | 3800 | 57.78 | 71.89 | 0.01 | 14.1
2025 | MISO_W_2_MISO_MO-IL | MISO_W | MISO_MO-IL | Internal | Shoulder | B15 | 1203 | 3800 | 3800 | 47.97 | 61.2 | 0.01 | 13.22
2025 | MISO_W_2_MISO_MO-IL | MISO_W | MISO_MO-IL | Internal | Summer | B1 | 10 | 3800 | 3800 | 466.01 | 477.43 | 0.01 | 11.41
2025 | MISO_W_2_MISO_MO-IL | MISO_W | MISO_MO-IL | Internal | Summer | B2 | 25 | 3800 | 3800 | 416.17 | 427.59 | 0.01 | 11.41
2025 | MISO_W_2_MISO_MO-IL | MISO_W | MISO_MO-IL | Internal | Summer | B3 | 75 | 3800 | 3800 | 126.19 | 137.47 | 0.01 | 11.27
2025 | MISO_W_2_MISO_MO-IL | MISO_W | MISO_MO-IL | Internal | Summer | B4 | 100 | 3800 | 3800 | 108.75 | 113.33 | 0.01 | 4.56
2025 | MISO_W_2_MISO_MO-IL | MISO_W | MISO_MO-IL | Internal | Summer | B5 | 200 | 3800 | 3800 | 103.82 | 108.39 | 0.01 | 4.56
2025 | MISO_W_2_MISO_MO-IL | MISO_W | MISO_MO-IL | Internal | Summer | B6 | 300 | 3800 | 3800 | 98.1 | 102.67 | 0.01 | 4.56
2025 | MISO_W_2_MISO_MO-IL | MISO_W | MISO_MO-IL | Internal | Summer | B7 | 400 | 3800 | 3800 | 70.48 | 81.9 | 0.01 | 11.41
2025 | MISO_W_2_MISO_MO-IL | MISO_W | MISO_MO-IL | Internal | Summer | B8 | 500 | 3800 | 3800 | 61.57 | 72.99 | 0.01 | 11.41
2025 | MISO_W_2_MISO_MO-IL | MISO_W | MISO_MO-IL | Internal | Summer | B9 | 800 | 3800 | 3800 | 57.54 | 69.54 | 0.01 | 11.99
2025 | MISO_W_2_MISO_MO-IL | MISO_W | MISO_MO-IL | Internal | Summer | B10 | 1262 | 3800 | 3800 | 48.91 | 61.21 | 0.01 | 12.29
2025 | MISO_W_2_MISO_MO-IL | MISO_W | MISO_MO-IL | Internal | Winter | B16 | 25 | 3800 | 3800 | 75.52 | 88.76 | 0.01 | 13.22
2025 | MISO_W_2_MISO_MO-IL | MISO_W | MISO_MO-IL | Internal | Winter | B17 | 100 | 3800 | 3800 | 66.52 | 81.92 | 0.01 | 15.39
2025 | MISO_W_2_MISO_MO-IL | MISO_W | MISO_MO-IL | Internal | Winter | B18 | 400 | 3800 | 3800 | 62.69 | 74.67 | 0.01 | 11.97
2025 | MISO_W_2_MISO_MO-IL | MISO_W | MISO_MO-IL | Internal | Winter | B19 | 700 | 3800 | 3800 | 61.38 | 74.66 | 0.01 | 13.27
2025 | MISO_W_2_MISO_MO-IL | MISO_W | MISO_MO-IL | Internal | Winter | B20 | 935 | 3800 | 3800 | 51.51 | 63.69 | 0.01 | 12.17
2025 | MISO_W_2_MISO_WUMS | MISO_W | MISO_WUMS | Internal | Shoulder | B11 | 25 | 1629 | 1629 | 74.87 | 82.09 | 0.01 | 7.21
2025 | MISO_W_2_MISO_WUMS | MISO_W | MISO_WUMS | Internal | Shoulder | B12 | 200 | 1629 | 1629 | 66.12 | 73.02 | 0.01 | 6.9
2025 | MISO_W_2_MISO_WUMS | MISO_W | MISO_WUMS | Internal | Shoulder | B13 | 600 | 1629 | 1629 | 60.22 | 67.54 | 0.01 | 7.32
2025 | MISO_W_2_MISO_WUMS | MISO_W | MISO_WUMS | Internal | Shoulder | B14 | 900 | 1629 | 1629 | 57.78 | 67.38 | 0.01 | 9.58
2025 | MISO_W_2_MISO_WUMS | MISO_W | MISO_WUMS | Internal | Shoulder | B15 | 1203 | 1629 | 1629 | 47.97 | 58.71 | 0.01 | 10.73
2025 | MISO_W_2_MISO_WUMS | MISO_W | MISO_WUMS | Internal | Summer | B1 | 10 | 1629 | 1629 | 466.01 | 472.87 | 0.01 | 6.85
2025 | MISO_W_2_MISO_WUMS | MISO_W | MISO_WUMS | Internal | Summer | B2 | 25 | 1629 | 1629 | 416.17 | 423.03 | 0.01 | 6.85
2025 | MISO_W_2_MISO_WUMS | MISO_W | MISO_WUMS | Internal | Summer | B3 | 75 | 1629 | 1629 | 126.19 | 132.21 | 0.01 | 6.01
2025 | MISO_W_2_MISO_WUMS | MISO_W | MISO_WUMS | Internal | Summer | B4 | 100 | 1629 | 984.51 | 108.75 | 108.76 | 0.01 | 0
2025 | MISO_W_2_MISO_WUMS | MISO_W | MISO_WUMS | Internal | Summer | B5 | 200 | 1629 | 675.76 | 103.82 | 103.83 | 0.01 | 0
2025 | MISO_W_2_MISO_WUMS | MISO_W | MISO_WUMS | Internal | Summer | B6 | 300 | 1629 | 1435.3 | 98.1 | 98.11 | 0.01 | 0
2025 | MISO_W_2_MISO_WUMS | MISO_W | MISO_WUMS | Internal | Summer | B7 | 400 | 1629 | 1629 | 70.48 | 77.36 | 0.01 | 6.87
2025 | MISO_W_2_MISO_WUMS | MISO_W | MISO_WUMS | Internal | Summer | B8 | 500 | 1629 | 1629 | 61.57 | 68.45 | 0.01 | 6.87
2025 | MISO_W_2_MISO_WUMS | MISO_W | MISO_WUMS | Internal | Summer | B9 | 800 | 1629 | 1629 | 57.54 | 65 | 0.01 | 7.45
2025 | MISO_W_2_MISO_WUMS | MISO_W | MISO_WUMS | Internal | Summer | B10 | 1262 | 1629 | 1629 | 48.91 | 57.49 | 0.01 | 8.57
2025 | MISO_W_2_MISO_WUMS | MISO_W | MISO_WUMS | Internal | Winter | B16 | 25 | 1629 | 1629 | 75.52 | 84.24 | 0.01 | 8.71
2025 | MISO_W_2_MISO_WUMS | MISO_W | MISO_WUMS | Internal | Winter | B17 | 100 | 1629 | 1629 | 66.52 | 77.4 | 0.01 | 10.87
2025 | MISO_W_2_MISO_WUMS | MISO_W | MISO_WUMS | Internal | Winter | B18 | 400 | 1629 | 1629 | 62.69 | 70.16 | 0.01 | 7.46
2025 | MISO_W_2_MISO_WUMS | MISO_W | MISO_WUMS | Internal | Winter | B19 | 700 | 1629 | 1629 | 61.38 | 70.15 | 0.01 | 8.76
2025 | MISO_W_2_MISO_WUMS | MISO_W | MISO_WUMS | Internal | Winter | B20 | 935 | 1629 | 1629 | 51.51 | 61.07 | 0.01 | 9.55
2025 | MISO_W_2_PJM_ROR | MISO_W | PJM_ROR | Internal | Shoulder | B11 | 25 | 773 | 4331.89 | 74.87 | 88.29 | 2 | 11.42
2025 | MISO_W_2_PJM_ROR | MISO_W | PJM_ROR | Internal | Shoulder | B12 | 200 | 773 | 9100.96 | 66.12 | 79.54 | 2 | 11.42
2025 | MISO_W_2_PJM_ROR | MISO_W | PJM_ROR | Internal | Shoulder | B13 | 600 | 773 | 12159.58 | 60.22 | 73.64 | 2 | 11.42
2025 | MISO_W_2_PJM_ROR | MISO_W | PJM_ROR | Internal | Shoulder | B14 | 900 | 773 | 13637.85 | 57.78 | 71.21 | 2 | 11.42
2025 | MISO_W_2_PJM_ROR | MISO_W | PJM_ROR | Internal | Shoulder | B15 | 1203 | 773 | 14966.37 | 47.97 | 61.39 | 2 | 11.42
2025 | MISO_W_2_PJM_ROR | MISO_W | PJM_ROR | Internal | Summer | B1 | 10 | 773 | 13579.26 | 466.01 | 479.43 | 2 | 11.42
2025 | MISO_W_2_PJM_ROR | MISO_W | PJM_ROR | Internal | Summer | B2 | 25 | 773 | 13410.39 | 416.17 | 429.59 | 2 | 11.42
2025 | MISO_W_2_PJM_ROR | MISO_W | PJM_ROR | Internal | Summer | B3 | 75 | 773 | 5947.55 | 126.19 | 139.61 | 2 | 11.42
2025 | MISO_W_2_PJM_ROR | MISO_W | PJM_ROR | Internal | Summer | B4 | 100 | 773 | 773 | 108.75 | 114.97 | 2 | 4.21
2025 | MISO_W_2_PJM_ROR | MISO_W | PJM_ROR | Internal | Summer | B5 | 200 | 773 | 773 | 103.82 | 109.23 | 2 | 3.41
2025 | MISO_W_2_PJM_ROR | MISO_W | PJM_ROR | Internal | Summer | B6 | 300 | 773 | 773 | 98.1 | 104.67 | 2 | 4.57
2025 | MISO_W_2_PJM_ROR | MISO_W | PJM_ROR | Internal | Summer | B7 | 400 | 773 | 2601.16 | 70.48 | 83.9 | 2 | 11.42
2025 | MISO_W_2_PJM_ROR | MISO_W | PJM_ROR | Internal | Summer | B8 | 500 | 773 | 3667.28 | 61.57 | 74.99 | 2 | 11.42
2025 | MISO_W_2_PJM_ROR | MISO_W | PJM_ROR | Internal | Summer | B9 | 800 | 773 | 3426.37 | 57.54 | 70.96 | 2 | 11.42
2025 | MISO_W_2_PJM_ROR | MISO_W | PJM_ROR | Internal | Summer | B10 | 1262 | 773 | 10117.73 | 48.91 | 62.33 | 2 | 11.42
2025 | MISO_W_2_PJM_ROR | MISO_W | PJM_ROR | Internal | Winter | B16 | 25 | 773 | 26498.05 | 75.52 | 88.94 | 2 | 11.42
2025 | MISO_W_2_PJM_ROR | MISO_W | PJM_ROR | Internal | Winter | B17 | 100 | 773 | 23410.82 | 66.52 | 79.94 | 2 | 11.42
2025 | MISO_W_2_PJM_ROR | MISO_W | PJM_ROR | Internal | Winter | B18 | 400 | 773 | 14463.16 | 62.69 | 76.11 | 2 | 11.42
2025 | MISO_W_2_PJM_ROR | MISO_W | PJM_ROR | Internal | Winter | B19 | 700 | 773 | 11394.56 | 61.38 | 74.8 | 2 | 11.42
2025 | MISO_W_2_PJM_ROR | MISO_W | PJM_ROR | Internal | Winter | B20 | 935 | 773 | 15437.42 | 51.51 | 64.93 | 2 | 11.42
2025 | MISO_W_2_SPP_N | MISO_W | SPP_N | Internal | Shoulder | B11 | 25 | 3200 | 0 | 74.87 | 70.63 | 7 | 0
2025 | MISO_W_2_SPP_N | MISO_W | SPP_N | Internal | Shoulder | B12 | 200 | 3200 | 0 | 66.12 | 55.67 | 7 | 0
2025 | MISO_W_2_SPP_N | MISO_W | SPP_N | Internal | Shoulder | B13 | 600 | 3200 | 0 | 60.22 | 49.77 | 7 | 0
2025 | MISO_W_2_SPP_N | MISO_W | SPP_N | Internal | Shoulder | B14 | 900 | 3200 | 0 | 57.78 | 45.87 | 7 | 0
2025 | MISO_W_2_SPP_N | MISO_W | SPP_N | Internal | Shoulder | B15 | 1203 | 3200 | 0 | 47.97 | 36.71 | 7 | 0
2025 | MISO_W_2_SPP_N | MISO_W | SPP_N | Internal | Summer | B1 | 10 | 3200 | 0 | 466.01 | 452.18 | 7 | 0
2025 | MISO_W_2_SPP_N | MISO_W | SPP_N | Internal | Summer | B2 | 25 | 3200 | 0 | 416.17 | 405.79 | 7 | 0
2025 | MISO_W_2_SPP_N | MISO_W | SPP_N | Internal | Summer | B3 | 75 | 3200 | 0 | 126.19 | 120.67 | 7 | 0
2025 | MISO_W_2_SPP_N | MISO_W | SPP_N | Internal | Summer | B4 | 100 | 3200 | 0 | 108.75 | 108.76 | 7 | 0
2025 | MISO_W_2_SPP_N | MISO_W | SPP_N | Internal | Summer | B5 | 200 | 3200 | 0 | 103.82 | 103.39 | 7 | 0
2025 | MISO_W_2_SPP_N | MISO_W | SPP_N | Internal | Summer | B6 | 300 | 3200 | 0 | 98.1 | 97.67 | 7 | 0
2025 | MISO_W_2_SPP_N | MISO_W | SPP_N | Internal | Summer | B7 | 400 | 3200 | 0 | 70.48 | 74.09 | 7 | 0
2025 | MISO_W_2_SPP_N | MISO_W | SPP_N | Internal | Summer | B8 | 500 | 3200 | 0 | 61.57 | 67.3 | 7 | 0
2025 | MISO_W_2_SPP_N | MISO_W | SPP_N | Internal | Summer | B9 | 800 | 3200 | 1173.62 | 57.54 | 64.54 | 7 | 0
2025 | MISO_W_2_SPP_N | MISO_W | SPP_N | Internal | Summer | B10 | 1262 | 3200 | 0 | 48.91 | 44.41 | 7 | 0
2025 | MISO_W_2_SPP_N | MISO_W | SPP_N | Internal | Winter | B16 | 25 | 3200 | 0 | 75.52 | 65.15 | 7 | 0
2025 | MISO_W_2_SPP_N | MISO_W | SPP_N | Internal | Winter | B17 | 100 | 3200 | 0 | 66.52 | 52.69 | 7 | 0
2025 | MISO_W_2_SPP_N | MISO_W | SPP_N | Internal | Winter | B18 | 400 | 3200 | 0 | 62.69 | 54.58 | 7 | 0
2025 | MISO_W_2_SPP_N | MISO_W | SPP_N | Internal | Winter | B19 | 700 | 3200 | 0 | 61.38 | 48.95 | 7 | 0
2025 | MISO_W_2_SPP_N | MISO_W | SPP_N | Internal | Winter | B20 | 935 | 3200 | 0 | 51.51 | 39.15 | 7 | 0
2025 | MISO_WUMS_2_MISO_MI | MISO_WUMS | MISO_MI | Internal | Shoulder | B11 | 25 | 99 | 1837.82 | 82.09 | 86.63 | 0.01 | 4.53
2025 | MISO_WUMS_2_MISO_MI | MISO_WUMS | MISO_MI | Internal | Shoulder | B12 | 200 | 99 | 1861.89 | 73.02 | 77.56 | 0.01 | 4.53
2025 | MISO_WUMS_2_MISO_MI | MISO_WUMS | MISO_MI | Internal | Shoulder | B13 | 600 | 99 | 1871.09 | 67.54 | 72.08 | 0.01 | 4.53
2025 | MISO_WUMS_2_MISO_MI | MISO_WUMS | MISO_MI | Internal | Shoulder | B14 | 900 | 99 | 1058.15 | 67.38 | 71.92 | 0.01 | 4.53
2025 | MISO_WUMS_2_MISO_MI | MISO_WUMS | MISO_MI | Internal | Shoulder | B15 | 1203 | 99 | 99 | 58.71 | 61.23 | 0.01 | 2.5
2025 | MISO_WUMS_2_MISO_MI | MISO_WUMS | MISO_MI | Internal | Summer | B1 | 10 | 99 | 4360.69 | 472.87 | 477.41 | 0.01 | 4.53
2025 | MISO_WUMS_2_MISO_MI | MISO_WUMS | MISO_MI | Internal | Summer | B2 | 25 | 99 | 4079.28 | 423.03 | 427.57 | 0.01 | 4.53
2025 | MISO_WUMS_2_MISO_MI | MISO_WUMS | MISO_MI | Internal | Summer | B3 | 75 | 99 | 4240.21 | 132.21 | 136.75 | 0.01 | 4.53
2025 | MISO_WUMS_2_MISO_MI | MISO_WUMS | MISO_MI | Internal | Summer | B4 | 100 | 99 | 1602.46 | 108.76 | 113.3 | 0.01 | 4.53
2025 | MISO_WUMS_2_MISO_MI | MISO_WUMS | MISO_MI | Internal | Summer | B5 | 200 | 99 | 1821.41 | 103.83 | 108.37 | 0.01 | 4.53
2025 | MISO_WUMS_2_MISO_MI | MISO_WUMS | MISO_MI | Internal | Summer | B6 | 300 | 99 | 3070.16 | 98.11 | 102.65 | 0.01 | 4.53
2025 | MISO_WUMS_2_MISO_MI | MISO_WUMS | MISO_MI | Internal | Summer | B7 | 400 | 99 | 2005.87 | 77.36 | 81.9 | 0.01 | 4.53
2025 | MISO_WUMS_2_MISO_MI | MISO_WUMS | MISO_MI | Internal | Summer | B8 | 500 | 99 | 2201.91 | 68.45 | 72.99 | 0.01 | 4.53
2025 | MISO_WUMS_2_MISO_MI | MISO_WUMS | MISO_MI | Internal | Summer | B9 | 800 | 99 | 221.17 | 65 | 69.54 | 0.01 | 4.53
2025 | MISO_WUMS_2_MISO_MI | MISO_WUMS | MISO_MI | Internal | Summer | B10 | 1262 | 99 | 99 | 57.49 | 61.23 | 0.01 | 3.72
2025 | MISO_WUMS_2_MISO_MI | MISO_WUMS | MISO_MI | Internal | Winter | B16 | 25 | 99 | 763.94 | 84.24 | 88.78 | 0.01 | 4.53
2025 | MISO_WUMS_2_MISO_MI | MISO_WUMS | MISO_MI | Internal | Winter | B17 | 100 | 99 | 1026.84 | 77.4 | 81.94 | 0.01 | 4.53
2025 | MISO_WUMS_2_MISO_MI | MISO_WUMS | MISO_MI | Internal | Winter | B18 | 400 | 99 | 1013.15 | 70.16 | 74.7 | 0.01 | 4.53
2025 | MISO_WUMS_2_MISO_MI | MISO_WUMS | MISO_MI | Internal | Winter | B19 | 700 | 99 | 309.7 | 70.15 | 74.68 | 0.01 | 4.53
2025 | MISO_WUMS_2_MISO_MI | MISO_WUMS | MISO_MI | Internal | Winter | B20 | 935 | 99 | 99 | 61.07 | 63.71 | 0.01 | 2.63
2025 | MISO_WUMS_2_MISO_W | MISO_WUMS | MISO_W | Internal | Shoulder | B11 | 25 | 1137 | 0 | 82.09 | 74.87 | 0.01 | 0
2025 | MISO_WUMS_2_MISO_W | MISO_WUMS | MISO_W | Internal | Shoulder | B12 | 200 | 1137 | 0 | 73.02 | 66.12 | 0.01 | 0
2025 | MISO_WUMS_2_MISO_W | MISO_WUMS | MISO_W | Internal | Shoulder | B13 | 600 | 1137 | 0 | 67.54 | 60.22 | 0.01 | 0
2025 | MISO_WUMS_2_MISO_W | MISO_WUMS | MISO_W | Internal | Shoulder | B14 | 900 | 1137 | 0 | 67.38 | 57.78 | 0.01 | 0
2025 | MISO_WUMS_2_MISO_W | MISO_WUMS | MISO_W | Internal | Shoulder | B15 | 1203 | 1137 | 0 | 58.71 | 47.97 | 0.01 | 0
2025 | MISO_WUMS_2_MISO_W | MISO_WUMS | MISO_W | Internal | Summer | B1 | 10 | 1137 | 0 | 472.87 | 466.01 | 0.01 | 0
2025 | MISO_WUMS_2_MISO_W | MISO_WUMS | MISO_W | Internal | Summer | B2 | 25 | 1137 | 0 | 423.03 | 416.17 | 0.01 | 0
2025 | MISO_WUMS_2_MISO_W | MISO_WUMS | MISO_W | Internal | Summer | B3 | 75 | 1137 | 0 | 132.21 | 126.19 | 0.01 | 0
2025 | MISO_WUMS_2_MISO_W | MISO_WUMS | MISO_W | Internal | Summer | B4 | 100 | 1137 | 0 | 108.76 | 108.75 | 0.01 | 0
2025 | MISO_WUMS_2_MISO_W | MISO_WUMS | MISO_W | Internal | Summer | B5 | 200 | 1137 | 0 | 103.83 | 103.82 | 0.01 | 0
2025 | MISO_WUMS_2_MISO_W | MISO_WUMS | MISO_W | Internal | Summer | B6 | 300 | 1137 | 0 | 98.11 | 98.1 | 0.01 | 0
2025 | MISO_WUMS_2_MISO_W | MISO_WUMS | MISO_W | Internal | Summer | B7 | 400 | 1137 | 0 | 77.36 | 70.48 | 0.01 | 0
2025 | MISO_WUMS_2_MISO_W | MISO_WUMS | MISO_W | Internal | Summer | B8 | 500 | 1137 | 0 | 68.45 | 61.57 | 0.01 | 0
2025 | MISO_WUMS_2_MISO_W | MISO_WUMS | MISO_W | Internal | Summer | B9 | 800 | 1137 | 0 | 65 | 57.54 | 0.01 | 0
2025 | MISO_WUMS_2_MISO_W | MISO_WUMS | MISO_W | Internal | Summer | B10 | 1262 | 1137 | 0 | 57.49 | 48.91 | 0.01 | 0
2025 | MISO_WUMS_2_MISO_W | MISO_WUMS | MISO_W | Internal | Winter | B16 | 25 | 1137 | 0 | 84.24 | 75.52 | 0.01 | 0
2025 | MISO_WUMS_2_MISO_W | MISO_WUMS | MISO_W | Internal | Winter | B17 | 100 | 1137 | 0 | 77.4 | 66.52 | 0.01 | 0
2025 | MISO_WUMS_2_MISO_W | MISO_WUMS | MISO_W | Internal | Winter | B18 | 400 | 1137 | 0 | 70.16 | 62.69 | 0.01 | 0
2025 | MISO_WUMS_2_MISO_W | MISO_WUMS | MISO_W | Internal | Winter | B19 | 700 | 1137 | 0 | 70.15 | 61.38 | 0.01 | 0
2025 | MISO_WUMS_2_MISO_W | MISO_WUMS | MISO_W | Internal | Winter | B20 | 935 | 1137 | 0 | 61.07 | 51.51 | 0.01 | 0
2025 | MISO_WUMS_2_PJM_ROR | MISO_WUMS | PJM_ROR | Internal | Shoulder | B11 | 25 | 1600 | 1600 | 82.09 | 88.29 | 2 | 4.2
2025 | MISO_WUMS_2_PJM_ROR | MISO_WUMS | PJM_ROR | Internal | Shoulder | B12 | 200 | 1600 | 1600 | 73.02 | 79.54 | 2 | 4.51
2025 | MISO_WUMS_2_PJM_ROR | MISO_WUMS | PJM_ROR | Internal | Shoulder | B13 | 600 | 1600 | 1600 | 67.54 | 73.64 | 2 | 4.09
2025 | MISO_WUMS_2_PJM_ROR | MISO_WUMS | PJM_ROR | Internal | Shoulder | B14 | 900 | 1600 | 1600 | 67.38 | 71.21 | 2 | 1.83
2025 | MISO_WUMS_2_PJM_ROR | MISO_WUMS | PJM_ROR | Internal | Shoulder | B15 | 1203 | 1600 | 1600 | 58.71 | 61.39 | 2 | 0.68
2025 | MISO_WUMS_2_PJM_ROR | MISO_WUMS | PJM_ROR | Internal | Summer | B1 | 10 | 1600 | 1600 | 472.87 | 479.43 | 2 | 4.56
2025 | MISO_WUMS_2_PJM_ROR | MISO_WUMS | PJM_ROR | Internal | Summer | B2 | 25 | 1600 | 1600 | 423.03 | 429.59 | 2 | 4.56
2025 | MISO_WUMS_2_PJM_ROR | MISO_WUMS | PJM_ROR | Internal | Summer | B3 | 75 | 1600 | 1600 | 132.21 | 139.61 | 2 | 5.4
2025 | MISO_WUMS_2_PJM_ROR | MISO_WUMS | PJM_ROR | Internal | Summer | B4 | 100 | 1600 | 1600 | 108.76 | 114.97 | 2 | 4.2
2025 | MISO_WUMS_2_PJM_ROR | MISO_WUMS | PJM_ROR | Internal | Summer | B5 | 200 | 1600 | 1600 | 103.83 | 109.23 | 2 | 3.4
2025 | MISO_WUMS_2_PJM_ROR | MISO_WUMS | PJM_ROR | Internal | Summer | B6 | 300 | 1600 | 1600 | 98.11 | 104.67 | 2 | 4.56
2025 | MISO_WUMS_2_PJM_ROR | MISO_WUMS | PJM_ROR | Internal | Summer | B7 | 400 | 1600 | 1600 | 77.36 | 83.9 | 2 | 4.54
2025 | MISO_WUMS_2_PJM_ROR | MISO_WUMS | PJM_ROR | Internal | Summer | B8 | 500 | 1600 | 1600 | 68.45 | 74.99 | 2 | 4.54
2025 | MISO_WUMS_2_PJM_ROR | MISO_WUMS | PJM_ROR | Internal | Summer | B9 | 800 | 1600 | 1600 | 65 | 70.96 | 2 | 3.96
2025 | MISO_WUMS_2_PJM_ROR | MISO_WUMS | PJM_ROR | Internal | Summer | B10 | 1262 | 1600 | 1600 | 57.49 | 62.33 | 2 | 2.84
2025 | MISO_WUMS_2_PJM_ROR | MISO_WUMS | PJM_ROR | Internal | Winter | B16 | 25 | 1600 | 1600 | 84.24 | 88.94 | 2 | 2.7
2025 | MISO_WUMS_2_PJM_ROR | MISO_WUMS | PJM_ROR | Internal | Winter | B17 | 100 | 1600 | 1600 | 77.4 | 79.94 | 2 | 0.54
2025 | MISO_WUMS_2_PJM_ROR | MISO_WUMS | PJM_ROR | Internal | Winter | B18 | 400 | 1600 | 1600 | 70.16 | 76.11 | 2 | 3.95
2025 | MISO_WUMS_2_PJM_ROR | MISO_WUMS | PJM_ROR | Internal | Winter | B19 | 700 | 1600 | 1600 | 70.15 | 74.8 | 2 | 2.66
2025 | MISO_WUMS_2_PJM_ROR | MISO_WUMS | PJM_ROR | Internal | Winter | B20 | 935 | 1600 | 1600 | 61.07 | 64.93 | 2 | 1.86
2025 | NE_2_MAPP_US | NE | MAPP_US | Internal | Shoulder | B11 | 25 | 1600 | 0 | 70.61 | 67.87 | 5 | 0
2025 | NE_2_MAPP_US | NE | MAPP_US | Internal | Shoulder | B12 | 200 | 1600 | 0 | 55.66 | 59.12 | 5 | 0
2025 | NE_2_MAPP_US | NE | MAPP_US | Internal | Shoulder | B13 | 600 | 1600 | 0 | 49.76 | 53.2 | 5 | 0
2025 | NE_2_MAPP_US | NE | MAPP_US | Internal | Shoulder | B14 | 900 | 1600 | 0 | 47.33 | 50.78 | 5 | 0
2025 | NE_2_MAPP_US | NE | MAPP_US | Internal | Shoulder | B15 | 1203 | 1600 | 0 | 37.52 | 40.97 | 5 | 0
2025 | NE_2_MAPP_US | NE | MAPP_US | Internal | Summer | B1 | 10 | 1600 | 0 | 455.55 | 459.01 | 5 | 0
2025 | NE_2_MAPP_US | NE | MAPP_US | Internal | Summer | B2 | 25 | 1600 | 0 | 405.71 | 409.16 | 5 | 0
2025 | NE_2_MAPP_US | NE | MAPP_US | Internal | Summer | B3 | 75 | 1600 | 0 | 120.66 | 119.19 | 5 | 0
2025 | NE_2_MAPP_US | NE | MAPP_US | Internal | Summer | B4 | 100 | 1600 | 0 | 108.75 | 101.75 | 5 | 0
2025 | NE_2_MAPP_US | NE | MAPP_US | Internal | Summer | B5 | 200 | 1600 | 0 | 103.38 | 96.82 | 5 | 0
2025 | NE_2_MAPP_US | NE | MAPP_US | Internal | Summer | B6 | 300 | 1600 | 0 | 97.66 | 91.1 | 5 | 0
2025 | NE_2_MAPP_US | NE | MAPP_US | Internal | Summer | B7 | 400 | 1600 | 0 | 70.95 | 63.95 | 5 | 0
2025 | NE_2_MAPP_US | NE | MAPP_US | Internal | Summer | B8 | 500 | 1600 | 0 | 64.15 | 57.14 | 5 | 0
2025 | NE_2_MAPP_US | NE | MAPP_US | Internal | Summer | B9 | 800 | 1600 | 0 | 61.39 | 54.39 | 5 | 0
2025 | NE_2_MAPP_US | NE | MAPP_US | Internal | Summer | B10 | 1262 | 1600 | 0 | 41.27 | 41.91 | 5 | 0
2025 | NE_2_MAPP_US | NE | MAPP_US | Internal | Winter | B16 | 25 | 1600 | 0 | 65.07 | 68.51 | 5 | 0
2025 | NE_2_MAPP_US | NE | MAPP_US | Internal | Winter | B17 | 100 | 1600 | 0 | 56.06 | 59.51 | 5 | 0
2025 | NE_2_MAPP_US | NE | MAPP_US | Internal | Winter | B18 | 400 | 1600 | 0 | 52.23 | 55.68 | 5 | 0
2025 | NE_2_MAPP_US | NE | MAPP_US | Internal | Winter | B19 | 700 | 1600 | 0 | 50.92 | 54.38 | 5 | 0
2025 | NE_2_MAPP_US | NE | MAPP_US | Internal | Winter | B20 | 935 | 1600 | 0 | 41.05 | 44.51 | 5 | 0
2025 | NE_2_MISO_W | NE | MISO_W | Internal | Shoulder | B11 | 25 | 1600 | 0 | 70.61 | 74.87 | 5 | 0
2025 | NE_2_MISO_W | NE | MISO_W | Internal | Shoulder | B12 | 200 | 1600 | 1612.87 | 55.66 | 66.12 | 5 | 5.45
2025 | NE_2_MISO_W | NE | MISO_W | Internal | Shoulder | B13 | 600 | 1600 | 3364.56 | 49.76 | 60.22 | 5 | 5.45
2025 | NE_2_MISO_W | NE | MISO_W | Internal | Shoulder | B14 | 900 | 1600 | 4244.16 | 47.33 | 57.78 | 5 | 5.45
2025 | NE_2_MISO_W | NE | MISO_W | Internal | Shoulder | B15 | 1203 | 1600 | 5058.58 | 37.52 | 47.97 | 5 | 5.45
2025 | NE_2_MISO_W | NE | MISO_W | Internal | Summer | B1 | 10 | 1600 | 2925.34 | 455.55 | 466.01 | 5 | 5.45
2025 | NE_2_MISO_W | NE | MISO_W | Internal | Summer | B2 | 25 | 1600 | 2507.82 | 405.71 | 416.17 | 5 | 5.45
2025 | NE_2_MISO_W | NE | MISO_W | Internal | Summer | B3 | 75 | 1600 | 1600 | 120.66 | 126.19 | 5 | 0.53
2025 | NE_2_MISO_W | NE | MISO_W | Internal | Summer | B4 | 100 | 1600 | 0 | 108.75 | 108.75 | 5 | 0
2025 | NE_2_MISO_W | NE | MISO_W | Internal | Summer | B5 | 200 | 1600 | 0 | 103.38 | 103.82 | 5 | 0
2025 | NE_2_MISO_W | NE | MISO_W | Internal | Summer | B6 | 300 | 1600 | 0 | 97.66 | 98.1 | 5 | 0
2025 | NE_2_MISO_W | NE | MISO_W | Internal | Summer | B7 | 400 | 1600 | 0 | 70.95 | 70.48 | 5 | 0
2025 | NE_2_MISO_W | NE | MISO_W | Internal | Summer | B8 | 500 | 1600 | 0 | 64.15 | 61.57 | 5 | 0
2025 | NE_2_MISO_W | NE | MISO_W | Internal | Summer | B9 | 800 | 1600 | 0 | 61.39 | 57.54 | 5 | 0
2025 | NE_2_MISO_W | NE | MISO_W | Internal | Summer | B10 | 1262 | 1600 | 1600 | 41.27 | 48.91 | 5 | 2.64
2025 | NE_2_MISO_W | NE | MISO_W | Internal | Winter | B16 | 25 | 1600 | 4735.59 | 65.07 | 75.52 | 5 | 5.45
2025 | NE_2_MISO_W | NE | MISO_W | Internal | Winter | B17 | 100 | 1600 | 6066.93 | 56.06 | 66.52 | 5 | 5.45
2025 | NE_2_MISO_W | NE | MISO_W | Internal | Winter | B18 | 400 | 1600 | 3285.06 | 52.23 | 62.69 | 5 | 5.45
2025 | NE_2_MISO_W | NE | MISO_W | Internal | Winter | B19 | 700 | 1600 | 4499.51 | 50.92 | 61.38 | 5 | 5.45
2025 | NE_2_MISO_W | NE | MISO_W | Internal | Winter | B20 | 935 | 1600 | 5346.7 | 41.05 | 51.51 | 5 | 5.45
2025 | NE_2_SPP_N | NE | SPP_N | Internal | Shoulder | B11 | 25 | 1800 | 1537.35 | 70.61 | 70.63 | 0.01 | 0
2025 | NE_2_SPP_N | NE | SPP_N | Internal | Shoulder | B12 | 200 | 1800 | 1641.43 | 55.66 | 55.67 | 0.01 | 0
2025 | NE_2_SPP_N | NE | SPP_N | Internal | Shoulder | B13 | 600 | 1800 | 252.59 | 49.76 | 49.77 | 0.01 | 0
2025 | NE_2_SPP_N | NE | SPP_N | Internal | Shoulder | B14 | 900 | 1800 | 0 | 47.33 | 45.87 | 0.01 | 0
2025 | NE_2_SPP_N | NE | SPP_N | Internal | Shoulder | B15 | 1203 | 1800 | 0 | 37.52 | 36.71 | 0.01 | 0
2025 | NE_2_SPP_N | NE | SPP_N | Internal | Summer | B1 | 10 | 1800 | 0 | 455.55 | 452.18 | 0.01 | 0
2025 | NE_2_SPP_N | NE | SPP_N | Internal | Summer | B2 | 25 | 1800 | 1800 | 405.71 | 405.79 | 0.01 | 0.07
2025 | NE_2_SPP_N | NE | SPP_N | Internal | Summer | B3 | 75 | 1800 | 1497.8 | 120.66 | 120.67 | 0.01 | 0
2025 | NE_2_SPP_N | NE | SPP_N | Internal | Summer | B4 | 100 | 1800 | 1605.57 | 108.75 | 108.76 | 0.01 | 0
2025 | NE_2_SPP_N | NE | SPP_N | Internal | Summer | B5 | 200 | 1800 | 1108.82 | 103.38 | 103.39 | 0.01 | 0
2025 | NE_2_SPP_N | NE | SPP_N | Internal | Summer | B6 | 300 | 1800 | 1463.71 | 97.66 | 97.67 | 0.01 | 0
2025 | NE_2_SPP_N | NE | SPP_N | Internal | Summer | B7 | 400 | 1800 | 2963.15 | 70.95 | 74.09 | 0.01 | 3.13
2025 | NE_2_SPP_N | NE | SPP_N | Internal | Summer | B8 | 500 | 1800 | 4823 | 64.15 | 67.3 | 0.01 | 3.13
2025 | NE_2_SPP_N | NE | SPP_N | Internal | Summer | B9 | 800 | 1800 | 4336.29 | 61.39 | 64.54 | 0.01 | 3.13
2025 | NE_2_SPP_N | NE | SPP_N | Internal | Summer | B10 | 1262 | 1800 | 1997.62 | 41.27 | 44.41 | 0.01 | 3.13
2025 | NE_2_SPP_N | NE | SPP_N | Internal | Winter | B16 | 25 | 1800 | 1800 | 65.07 | 65.15 | 0.01 | 0.07
2025 | NE_2_SPP_N | NE | SPP_N | Internal | Winter | B17 | 100 | 1800 | 0 | 56.06 | 52.69 | 0.01 | 0
2025 | NE_2_SPP_N | NE | SPP_N | Internal | Winter | B18 | 400 | 1800 | 1800 | 52.23 | 54.58 | 0.01 | 2.33
2025 | NE_2_SPP_N | NE | SPP_N | Internal | Winter | B19 | 700 | 1800 | 0 | 50.92 | 48.95 | 0.01 | 0
2025 | NE_2_SPP_N | NE | SPP_N | Internal | Winter | B20 | 935 | 1800 | 0 | 41.05 | 39.15 | 0.01 | 0
2025 | NEISO_2_NYISO_A-F | NEISO | NYISO_A-F | Internal | Shoulder | B11 | 25 | 600 | 0 | 68.2 | 68.72 | 3 | 0
2025 | NEISO_2_NYISO_A-F | NEISO | NYISO_A-F | Internal | Shoulder | B12 | 200 | 600 | 0 | 65.74 | 68.72 | 3 | 0
2025 | NEISO_2_NYISO_A-F | NEISO | NYISO_A-F | Internal | Shoulder | B13 | 600 | 600 | 0 | 63.16 | 66.14 | 3 | 0
2025 | NEISO_2_NYISO_A-F | NEISO | NYISO_A-F | Internal | Shoulder | B14 | 900 | 600 | 0 | 63.16 | 66.14 | 3 | 0
2025 | NEISO_2_NYISO_A-F | NEISO | NYISO_A-F | Internal | Shoulder | B15 | 1203 | 600 | 0 | 63.16 | 66.14 | 3 | 0
2025 | NEISO_2_NYISO_A-F | NEISO | NYISO_A-F | Internal | Summer | B1 | 10 | 600 | 0 | 465.75 | 460.92 | 3 | 0
2025 | NEISO_2_NYISO_A-F | NEISO | NYISO_A-F | Internal | Summer | B2 | 25 | 600 | 0 | 425.95 | 421.13 | 3 | 0
2025 | NEISO_2_NYISO_A-F | NEISO | NYISO_A-F | Internal | Summer | B3 | 75 | 600 | 0 | 122.42 | 119.42 | 3 | 0
2025 | NEISO_2_NYISO_A-F | NEISO | NYISO_A-F | Internal | Summer | B4 | 100 | 600 | 0 | 94.89 | 94.75 | 3 | 0
2025 | NEISO_2_NYISO_A-F | NEISO | NYISO_A-F | Internal | Summer | B5 | 200 | 600 | 0 | 89.14 | 89.01 | 3 | 0
2025 | NEISO_2_NYISO_A-F | NEISO | NYISO_A-F | Internal | Summer | B6 | 300 | 600 | 0 | 84.58 | 84.45 | 3 | 0
2025 | NEISO_2_NYISO_A-F | NEISO | NYISO_A-F | Internal | Summer | B7 | 400 | 600 | 600 | 63.82 | 67.42 | 3 | 0.61
2025 | NEISO_2_NYISO_A-F | NEISO | NYISO_A-F | Internal | Summer | B8 | 500 | 600 | 351.24 | 62.57 | 65.57 | 3 | 0
2025 | NEISO_2_NYISO_A-F | NEISO | NYISO_A-F | Internal | Summer | B9 | 800 | 600 | 0 | 62.57 | 64.39 | 3 | 0
2025 | NEISO_2_NYISO_A-F | NEISO | NYISO_A-F | Internal | Summer | B10 | 1262 | 600 | 0 | 62.57 | 64.39 | 3 | 0
2025 | NEISO_2_NYISO_A-F | NEISO | NYISO_A-F | Internal | Winter | B16 | 25 | 600 | 0 | 75.54 | 71.27 | 3 | 0
2025 | NEISO_2_NYISO_A-F | NEISO | NYISO_A-F | Internal | Winter | B17 | 100 | 600 | 0 | 74.27 | 71.27 | 3 | 0
2025 | NEISO_2_NYISO_A-F | NEISO | NYISO_A-F | Internal | Winter | B18 | 400 | 600 | 0 | 71.94 | 68.12 | 3 | 0
2025 | NEISO_2_NYISO_A-F | NEISO | NYISO_A-F | Internal | Winter | B19 | 700 | 600 | 0 | 71.12 | 68.12 | 3 | 0
2025 | NEISO_2_NYISO_A-F | NEISO | NYISO_A-F | Internal | Winter | B20 | 935 | 600 | 0 | 71.12 | 68.12 | 3 | 0
2025 | NEISO_2_NYISO_G-I | NEISO | NYISO_G-I | Internal | Shoulder | B11 | 25 | 600 | 600 | 68.2 | 73.89 | 3 | 2.69
2025 | NEISO_2_NYISO_G-I | NEISO | NYISO_G-I | Internal | Shoulder | B12 | 200 | 600 | 600 | 65.74 | 70.43 | 3 | 1.69
2025 | NEISO_2_NYISO_G-I | NEISO | NYISO_G-I | Internal | Shoulder | B13 | 600 | 600 | 600 | 63.16 | 67.22 | 3 | 1.07
2025 | NEISO_2_NYISO_G-I | NEISO | NYISO_G-I | Internal | Shoulder | B14 | 900 | 600 | 24.39 | 63.16 | 66.16 | 3 | 0
2025 | NEISO_2_NYISO_G-I | NEISO | NYISO_G-I | Internal | Shoulder | B15 | 1203 | 600 | 13.64 | 63.16 | 66.16 | 3 | 0
2025 | NEISO_2_NYISO_G-I | NEISO | NYISO_G-I | Internal | Summer | B1 | 10 | 600 | 600 | 465.75 | 471.43 | 3 | 2.69
2025 | NEISO_2_NYISO_G-I | NEISO | NYISO_G-I | Internal | Summer | B2 | 25 | 600 | 600 | 425.95 | 431.63 | 3 | 2.69
2025 | NEISO_2_NYISO_G-I | NEISO | NYISO_G-I | Internal | Summer | B3 | 75 | 600 | 600 | 122.42 | 128.1 | 3 | 2.69
2025 | NEISO_2_NYISO_G-I | NEISO | NYISO_G-I | Internal | Summer | B4 | 100 | 600 | 600 | 94.89 | 100.58 | 3 | 2.69
2025 | NEISO_2_NYISO_G-I | NEISO | NYISO_G-I | Internal | Summer | B5 | 200 | 600 | 600 | 89.14 | 94.83 | 3 | 2.69
2025 | NEISO_2_NYISO_G-I | NEISO | NYISO_G-I | Internal | Summer | B6 | 300 | 600 | 600 | 84.58 | 90.27 | 3 | 2.69
2025 | NEISO_2_NYISO_G-I | NEISO | NYISO_G-I | Internal | Summer | B7 | 400 | 600 | 600 | 63.82 | 69.5 | 3 | 2.69
2025 | NEISO_2_NYISO_G-I | NEISO | NYISO_G-I | Internal | Summer | B8 | 500 | 600 | 600 | 62.57 | 66.97 | 3 | 1.39
2025 | NEISO_2_NYISO_G-I | NEISO | NYISO_G-I | Internal | Summer | B9 | 800 | 600 | 0 | 62.57 | 64.4 | 3 | 0
2025 | NEISO_2_NYISO_G-I | NEISO | NYISO_G-I | Internal | Summer | B10 | 1262 | 600 | 0 | 62.57 | 64.4 | 3 | 0
2025 | NEISO_2_NYISO_G-I | NEISO | NYISO_G-I | Internal | Winter | B16 | 25 | 600 | 600 | 75.54 | 81.22 | 3 | 2.69
2025 | NEISO_2_NYISO_G-I | NEISO | NYISO_G-I | Internal | Winter | B17 | 100 | 600 | 600 | 74.27 | 77.63 | 3 | 0.36
2025 | NEISO_2_NYISO_G-I | NEISO | NYISO_G-I | Internal | Winter | B18 | 400 | 600 | 600 | 71.94 | 77.63 | 3 | 2.69
2025 | NEISO_2_NYISO_G-I | NEISO | NYISO_G-I | Internal | Winter | B19 | 700 | 600 | 600 | 71.12 | 76.81 | 3 | 2.69
2025 | NEISO_2_NYISO_G-I | NEISO | NYISO_G-I | Internal | Winter | B20 | 935 | 600 | 0 | 71.12 | 71.03 | 3 | 0
2025 | NEISO_2_NYISO_J-K | NEISO | NYISO_J-K | Internal | Shoulder | B11 | 25 | 430 | 5507.73 | 68.2 | 73.9 | 3 | 2.7
2025 | NEISO_2_NYISO_J-K | NEISO | NYISO_J-K | Internal | Shoulder | B12 | 200 | 430 | 430 | 65.74 | 70.44 | 3 | 1.7
2025 | NEISO_2_NYISO_J-K | NEISO | NYISO_J-K | Internal | Shoulder | B13 | 600 | 430 | 430 | 63.16 | 67.23 | 3 | 1.08
2025 | NEISO_2_NYISO_J-K | NEISO | NYISO_J-K | Internal | Shoulder | B14 | 900 | 430 | 430 | 63.16 | 66.17 | 3 | 0.01
2025 | NEISO_2_NYISO_J-K | NEISO | NYISO_J-K | Internal | Shoulder | B15 | 1203 | 430 | 430 | 63.16 | 66.17 | 3 | 0.01
2025 | NEISO_2_NYISO_J-K | NEISO | NYISO_J-K | Internal | Summer | B1 | 10 | 430 | 464.53 | 465.75 | 471.44 | 3 | 2.7
2025 | NEISO_2_NYISO_J-K | NEISO | NYISO_J-K | Internal | Summer | B2 | 25 | 430 | 895.86 | 425.95 | 431.65 | 3 | 2.7
2025 | NEISO_2_NYISO_J-K | NEISO | NYISO_J-K | Internal | Summer | B3 | 75 | 430 | 2772.56 | 122.42 | 128.11 | 3 | 2.7
2025 | NEISO_2_NYISO_J-K | NEISO | NYISO_J-K | Internal | Summer | B4 | 100 | 430 | 3862.31 | 94.89 | 100.59 | 3 | 2.7
2025 | NEISO_2_NYISO_J-K | NEISO | NYISO_J-K | Internal | Summer | B5 | 200 | 430 | 4998.18 | 89.14 | 94.84 | 3 | 2.7
2025 | NEISO_2_NYISO_J-K | NEISO | NYISO_J-K | Internal | Summer | B6 | 300 | 430 | 4580.45 | 84.58 | 90.28 | 3 | 2.7
2025 | NEISO_2_NYISO_J-K | NEISO | NYISO_J-K | Internal | Summer | B7 | 400 | 430 | 4425.7 | 63.82 | 69.51 | 3 | 2.7
2025 | NEISO_2_NYISO_J-K | NEISO | NYISO_J-K | Internal | Summer | B8 | 500 | 430 | 430 | 62.57 | 66.98 | 3 | 1.41
2025 | NEISO_2_NYISO_J-K | NEISO | NYISO_J-K | Internal | Summer | B9 | 800 | 430 | 0 | 62.57 | 64.41 | 3 | 0
2025 | NEISO_2_NYISO_J-K | NEISO | NYISO_J-K | Internal | Summer | B10 | 1262 | 430 | 0 | 62.57 | 64.41 | 3 | 0
2025 | NEISO_2_NYISO_J-K | NEISO | NYISO_J-K | Internal | Winter | B16 | 25 | 430 | 849.63 | 75.54 | 81.23 | 3 | 2.7
2025 | NEISO_2_NYISO_J-K | NEISO | NYISO_J-K | Internal | Winter | B17 | 100 | 430 | 430 | 74.27 | 77.64 | 3 | 0.37
2025 | NEISO_2_NYISO_J-K | NEISO | NYISO_J-K | Internal | Winter | B18 | 400 | 430 | 1148.1 | 71.94 | 77.64 | 3 | 2.7
2025 | NEISO_2_NYISO_J-K | NEISO | NYISO_J-K | Internal | Winter | B19 | 700 | 430 | 1130.59 | 71.12 | 76.82 | 3 | 2.7
2025 | NEISO_2_NYISO_J-K | NEISO | NYISO_J-K | Internal | Winter | B20 | 935 | 430 | 0 | 71.12 | 71.04 | 3 | 0
2025 | NonRTO_Midwest_2_MISO_IN | NonRTO_Midwest | MISO_IN | Internal | Shoulder | B11 | 25 | 4450 | 0 | 94.64 | 86.64 | 8 | 0
2025 | NonRTO_Midwest_2_MISO_IN | NonRTO_Midwest | MISO_IN | Internal | Shoulder | B12 | 200 | 4450 | 0 | 85.55 | 77.55 | 8 | 0
2025 | NonRTO_Midwest_2_MISO_IN | NonRTO_Midwest | MISO_IN | Internal | Shoulder | B13 | 600 | 4450 | 0 | 80.07 | 72.07 | 8 | 0
2025 | NonRTO_Midwest_2_MISO_IN | NonRTO_Midwest | MISO_IN | Internal | Shoulder | B14 | 900 | 4450 | 0 | 79.9 | 71.9 | 8 | 0
2025 | NonRTO_Midwest_2_MISO_IN | NonRTO_Midwest | MISO_IN | Internal | Shoulder | B15 | 1203 | 4450 | 0 | 69.22 | 61.22 | 8 | 0
2025 | NonRTO_Midwest_2_MISO_IN | NonRTO_Midwest | MISO_IN | Internal | Summer | B1 | 10 | 4450 | 0 | 485.42 | 477.42 | 8 | 0
2025 | NonRTO_Midwest_2_MISO_IN | NonRTO_Midwest | MISO_IN | Internal | Summer | B2 | 25 | 4450 | 0 | 435.58 | 427.58 | 8 | 0
2025 | NonRTO_Midwest_2_MISO_IN | NonRTO_Midwest | MISO_IN | Internal | Summer | B3 | 75 | 4450 | 0 | 145.45 | 137.45 | 8 | 0
2025 | NonRTO_Midwest_2_MISO_IN | NonRTO_Midwest | MISO_IN | Internal | Summer | B4 | 100 | 4450 | 0 | 121.31 | 113.31 | 8 | 0
2025 | NonRTO_Midwest_2_MISO_IN | NonRTO_Midwest | MISO_IN | Internal | Summer | B5 | 200 | 4450 | 0 | 116.38 | 108.38 | 8 | 0
2025 | NonRTO_Midwest_2_MISO_IN | NonRTO_Midwest | MISO_IN | Internal | Summer | B6 | 300 | 4450 | 0 | 110.66 | 102.66 | 8 | 0
2025 | NonRTO_Midwest_2_MISO_IN | NonRTO_Midwest | MISO_IN | Internal | Summer | B7 | 400 | 4450 | 0 | 89.89 | 81.89 | 8 | 0
2025 | NonRTO_Midwest_2_MISO_IN | NonRTO_Midwest | MISO_IN | Internal | Summer | B8 | 500 | 4450 | 0 | 80.98 | 72.98 | 8 | 0
2025 | NonRTO_Midwest_2_MISO_IN | NonRTO_Midwest | MISO_IN | Internal | Summer | B9 | 800 | 4450 | 0 | 77.53 | 69.53 | 8 | 0
2025 | NonRTO_Midwest_2_MISO_IN | NonRTO_Midwest | MISO_IN | Internal | Summer | B10 | 1262 | 4450 | 0 | 69.2 | 61.2 | 8 | 0
2025 | NonRTO_Midwest_2_MISO_IN | NonRTO_Midwest | MISO_IN | Internal | Winter | B16 | 25 | 4450 | 0 | 96.78 | 88.77 | 8 | 0
2025 | NonRTO_Midwest_2_MISO_IN | NonRTO_Midwest | MISO_IN | Internal | Winter | B17 | 100 | 4450 | 0 | 89.93 | 81.93 | 8 | 0
2025 | NonRTO_Midwest_2_MISO_IN | NonRTO_Midwest | MISO_IN | Internal | Winter | B18 | 400 | 4450 | 0 | 82.68 | 74.68 | 8 | 0
2025 | NonRTO_Midwest_2_MISO_IN | NonRTO_Midwest | MISO_IN | Internal | Winter | B19 | 700 | 4450 | 0 | 82.67 | 74.67 | 8 | 0
2025 | NonRTO_Midwest_2_MISO_IN | NonRTO_Midwest | MISO_IN | Internal | Winter | B20 | 935 | 4450 | 0 | 71.7 | 63.7 | 8 | 0
2025 | NonRTO_Midwest_2_TVA_Transmission | NonRTO_Midwest | TVA_Transmission | Internal | Shoulder | B11 | 25 | 2400 | 0 | 94.64 | 94.65 | 8 | 0
2025 | NonRTO_Midwest_2_TVA_Transmission | NonRTO_Midwest | TVA_Transmission | Internal | Shoulder | B12 | 200 | 2400 | 0 | 85.55 | 81.66 | 8 | 0
2025 | NonRTO_Midwest_2_TVA_Transmission | NonRTO_Midwest | TVA_Transmission | Internal | Shoulder | B13 | 600 | 2400 | 0 | 80.07 | 78.2 | 8 | 0
2025 | NonRTO_Midwest_2_TVA_Transmission | NonRTO_Midwest | TVA_Transmission | Internal | Shoulder | B14 | 900 | 2400 | 0 | 79.9 | 77.21 | 8 | 0
2025 | NonRTO_Midwest_2_TVA_Transmission | NonRTO_Midwest | TVA_Transmission | Internal | Shoulder | B15 | 1203 | 2400 | 0 | 69.22 | 69.2 | 8 | 0
2025 | NonRTO_Midwest_2_TVA_Transmission | NonRTO_Midwest | TVA_Transmission | Internal | Summer | B1 | 10 | 2400 | 0 | 485.42 | 485.43 | 8 | 0
2025 | NonRTO_Midwest_2_TVA_Transmission | NonRTO_Midwest | TVA_Transmission | Internal | Summer | B2 | 25 | 2400 | 0 | 435.58 | 435.94 | 8 | 0
2025 | NonRTO_Midwest_2_TVA_Transmission | NonRTO_Midwest | TVA_Transmission | Internal | Summer | B3 | 75 | 2400 | 0 | 145.45 | 145.96 | 8 | 0
2025 | NonRTO_Midwest_2_TVA_Transmission | NonRTO_Midwest | TVA_Transmission | Internal | Summer | B4 | 100 | 2400 | 0 | 121.31 | 121.33 | 8 | 0
2025 | NonRTO_Midwest_2_TVA_Transmission | NonRTO_Midwest | TVA_Transmission | Internal | Summer | B5 | 200 | 2400 | 0 | 116.38 | 116.39 | 8 | 0
2025 | NonRTO_Midwest_2_TVA_Transmission | NonRTO_Midwest | TVA_Transmission | Internal | Summer | B6 | 300 | 2400 | 0 | 110.66 | 110.67 | 8 | 0
2025 | NonRTO_Midwest_2_TVA_Transmission | NonRTO_Midwest | TVA_Transmission | Internal | Summer | B7 | 400 | 2400 | 0 | 89.89 | 89.9 | 8 | 0
2025 | NonRTO_Midwest_2_TVA_Transmission | NonRTO_Midwest | TVA_Transmission | Internal | Summer | B8 | 500 | 2400 | 0 | 80.98 | 80.99 | 8 | 0
2025 | NonRTO_Midwest_2_TVA_Transmission | NonRTO_Midwest | TVA_Transmission | Internal | Summer | B9 | 800 | 2400 | 0 | 77.53 | 76.96 | 8 | 0
2025 | NonRTO_Midwest_2_TVA_Transmission | NonRTO_Midwest | TVA_Transmission | Internal | Summer | B10 | 1262 | 2400 | 0 | 69.2 | 69.21 | 8 | 0
2025 | NonRTO_Midwest_2_TVA_Transmission | NonRTO_Midwest | TVA_Transmission | Internal | Winter | B16 | 25 | 2400 | 0 | 96.78 | 96.76 | 8 | 0
2025 | NonRTO_Midwest_2_TVA_Transmission | NonRTO_Midwest | TVA_Transmission | Internal | Winter | B17 | 100 | 2400 | 0 | 89.93 | 85.39 | 8 | 0
2025 | NonRTO_Midwest_2_TVA_Transmission | NonRTO_Midwest | TVA_Transmission | Internal | Winter | B18 | 400 | 2400 | 0 | 82.68 | 80.92 | 8 | 0
2025 | NonRTO_Midwest_2_TVA_Transmission | NonRTO_Midwest | TVA_Transmission | Internal | Winter | B19 | 700 | 2400 | 0 | 82.67 | 80.42 | 8 | 0
2025 | NonRTO_Midwest_2_TVA_Transmission | NonRTO_Midwest | TVA_Transmission | Internal | Winter | B20 | 935 | 2400 | 0 | 71.7 | 71.69 | 8 | 0
2025 | NYISO_A-F_2_NEISO | NYISO_A-F | NEISO | Internal | Shoulder | B11 | 25 | 600 | 0 | 68.72 | 68.2 | 3 | 0
2025 | NYISO_A-F_2_NEISO | NYISO_A-F | NEISO | Internal | Shoulder | B12 | 200 | 600 | 0 | 68.72 | 65.74 | 3 | 0
2025 | NYISO_A-F_2_NEISO | NYISO_A-F | NEISO | Internal | Shoulder | B13 | 600 | 600 | 0 | 66.14 | 63.16 | 3 | 0
2025 | NYISO_A-F_2_NEISO | NYISO_A-F | NEISO | Internal | Shoulder | B14 | 900 | 600 | 0 | 66.14 | 63.16 | 3 | 0
2025 | NYISO_A-F_2_NEISO | NYISO_A-F | NEISO | Internal | Shoulder | B15 | 1203 | 600 | 0 | 66.14 | 63.16 | 3 | 0
2025 | NYISO_A-F_2_NEISO | NYISO_A-F | NEISO | Internal | Summer | B1 | 10 | 600 | 600 | 460.92 | 465.75 | 3 | 1.82
2025 | NYISO_A-F_2_NEISO | NYISO_A-F | NEISO | Internal | Summer | B2 | 25 | 600 | 600 | 421.13 | 425.95 | 3 | 1.82
2025 | NYISO_A-F_2_NEISO | NYISO_A-F | NEISO | Internal | Summer | B3 | 75 | 600 | 369.94 | 119.42 | 122.42 | 3 | 0
2025 | NYISO_A-F_2_NEISO | NYISO_A-F | NEISO | Internal | Summer | B4 | 100 | 600 | 0 | 94.75 | 94.89 | 3 | 0
2025 | NYISO_A-F_2_NEISO | NYISO_A-F | NEISO | Internal | Summer | B5 | 200 | 600 | 0 | 89.01 | 89.14 | 3 | 0
2025 | NYISO_A-F_2_NEISO | NYISO_A-F | NEISO | Internal | Summer | B6 | 300 | 600 | 0 | 84.45 | 84.58 | 3 | 0
2025 | NYISO_A-F_2_NEISO | NYISO_A-F | NEISO | Internal | Summer | B7 | 400 | 600 | 0 | 67.42 | 63.82 | 3 | 0
2025 | NYISO_A-F_2_NEISO | NYISO_A-F | NEISO | Internal | Summer | B8 | 500 | 600 | 0 | 65.57 | 62.57 | 3 | 0
2025 | NYISO_A-F_2_NEISO | NYISO_A-F | NEISO | Internal | Summer | B9 | 800 | 600 | 0 | 64.39 | 62.57 | 3 | 0
2025 | NYISO_A-F_2_NEISO | NYISO_A-F | NEISO | Internal | Summer | B10 | 1262 | 600 | 0 | 64.39 | 62.57 | 3 | 0
2025 | NYISO_A-F_2_NEISO | NYISO_A-F | NEISO | Internal | Winter | B16 | 25 | 600 | 600 | 71.27 | 75.54 | 3 | 1.27
2025 | NYISO_A-F_2_NEISO | NYISO_A-F | NEISO | Internal | Winter | B17 | 100 | 600 | 218.16 | 71.27 | 74.27 | 3 | 0
2025 | NYISO_A-F_2_NEISO | NYISO_A-F | NEISO | Internal | Winter | B18 | 400 | 600 | 600 | 68.12 | 71.94 | 3 | 0.82
2025 | NYISO_A-F_2_NEISO | NYISO_A-F | NEISO | Internal | Winter | B19 | 700 | 600 | 595.91 | 68.12 | 71.12 | 3 | 0
2025 | NYISO_A-F_2_NEISO | NYISO_A-F | NEISO | Internal | Winter | B20 | 935 | 600 | 256.29 | 68.12 | 71.12 | 3 | 0
2025 | NYISO_A-F_2_NYISO_G-I | NYISO_A-F | NYISO_G-I | Internal | Shoulder | B11 | 25 | 4250 | 4250 | 68.72 | 73.89 | 0.01 | 5.16
2025 | NYISO_A-F_2_NYISO_G-I | NYISO_A-F | NYISO_G-I | Internal | Shoulder | B12 | 200 | 4250 | 4250 | 68.72 | 70.43 | 0.01 | 1.7
2025 | NYISO_A-F_2_NYISO_G-I | NYISO_A-F | NYISO_G-I | Internal | Shoulder | B13 | 600 | 4250 | 4250 | 66.14 | 67.22 | 0.01 | 1.07
2025 | NYISO_A-F_2_NYISO_G-I | NYISO_A-F | NYISO_G-I | Internal | Shoulder | B14 | 900 | 4250 | 4170.08 | 66.14 | 66.16 | 0.01 | 0
2025 | NYISO_A-F_2_NYISO_G-I | NYISO_A-F | NYISO_G-I | Internal | Shoulder | B15 | 1203 | 4250 | 3808.08 | 66.14 | 66.16 | 0.01 | 0
2025 | NYISO_A-F_2_NYISO_G-I | NYISO_A-F | NYISO_G-I | Internal | Summer | B1 | 10 | 4250 | 4979.31 | 460.92 | 471.43 | 0.01 | 10.49
2025 | NYISO_A-F_2_NYISO_G-I | NYISO_A-F | NYISO_G-I | Internal | Summer | B2 | 25 | 4250 | 4733.79 | 421.13 | 431.63 | 0.01 | 10.49
2025 | NYISO_A-F_2_NYISO_G-I | NYISO_A-F | NYISO_G-I | Internal | Summer | B3 | 75 | 4250 | 4250 | 119.42 | 128.1 | 0.01 | 8.67
2025 | NYISO_A-F_2_NYISO_G-I | NYISO_A-F | NYISO_G-I | Internal | Summer | B4 | 100 | 4250 | 4250 | 94.75 | 100.58 | 0.01 | 5.82
2025 | NYISO_A-F_2_NYISO_G-I | NYISO_A-F | NYISO_G-I | Internal | Summer | B5 | 200 | 4250 | 4250 | 89.01 | 94.83 | 0.01 | 5.81
2025 | NYISO_A-F_2_NYISO_G-I | NYISO_A-F | NYISO_G-I | Internal | Summer | B6 | 300 | 4250 | 4250 | 84.45 | 90.27 | 0.01 | 5.81
2025 | NYISO_A-F_2_NYISO_G-I | NYISO_A-F | NYISO_G-I | Internal | Summer | B7 | 400 | 4250 | 4250 | 67.42 | 69.5 | 0.01 | 2.07
2025 | NYISO_A-F_2_NYISO_G-I | NYISO_A-F | NYISO_G-I | Internal | Summer | B8 | 500 | 4250 | 4250 | 65.57 | 66.97 | 0.01 | 1.38
2025 | NYISO_A-F_2_NYISO_G-I | NYISO_A-F | NYISO_G-I | Internal | Summer | B9 | 800 | 4250 | 4112.18 | 64.39 | 64.4 | 0.01 | 0
2025 | NYISO_A-F_2_NYISO_G-I | NYISO_A-F | NYISO_G-I | Internal | Summer | B10 | 1262 | 4250 | 2458.47 | 64.39 | 64.4 | 0.01 | 0
2025 | NYISO_A-F_2_NYISO_G-I | NYISO_A-F | NYISO_G-I | Internal | Winter | B16 | 25 | 4250 | 4250 | 71.27 | 81.22 | 0.01 | 9.94
2025 | NYISO_A-F_2_NYISO_G-I | NYISO_A-F | NYISO_G-I | Internal | Winter | B17 | 100 | 4250 | 4250 | 71.27 | 77.63 | 0.01 | 6.35
2025 | NYISO_A-F_2_NYISO_G-I | NYISO_A-F | NYISO_G-I | Internal | Winter | B18 | 400 | 4250 | 4250 | 68.12 | 77.63 | 0.01 | 9.49
2025 | NYISO_A-F_2_NYISO_G-I | NYISO_A-F | NYISO_G-I | Internal | Winter | B19 | 700 | 4250 | 4250 | 68.12 | 76.81 | 0.01 | 8.67
2025 | NYISO_A-F_2_NYISO_G-I | NYISO_A-F | NYISO_G-I | Internal | Winter | B20 | 935 | 4250 | 4250 | 68.12 | 71.03 | 0.01 | 2.89
2025 | NYISO_A-F_2_PJM_ROM | NYISO_A-F | PJM_ROM | Internal | Shoulder | B11 | 25 | 1000 | 1000 | 68.72 | 88.28 | 8 | 11.56
2025 | NYISO_A-F_2_PJM_ROM | NYISO_A-F | PJM_ROM | Internal | Shoulder | B12 | 200 | 1000 | 1000 | 68.72 | 79.53 | 8 | 2.81
2025 | NYISO_A-F_2_PJM_ROM | NYISO_A-F | PJM_ROM | Internal | Shoulder | B13 | 600 | 1000 | 0 | 66.14 | 73.65 | 8 | 0
2025 | NYISO_A-F_2_PJM_ROM | NYISO_A-F | PJM_ROM | Internal | Shoulder | B14 | 900 | 1000 | 0 | 66.14 | 71.22 | 8 | 0
2025 | NYISO_A-F_2_PJM_ROM | NYISO_A-F | PJM_ROM | Internal | Shoulder | B15 | 1203 | 1000 | 0 | 66.14 | 61.4 | 8 | 0
2025 | NYISO_A-F_2_PJM_ROM | NYISO_A-F | PJM_ROM | Internal | Summer | B1 | 10 | 1000 | 1000 | 460.92 | 479.44 | 8 | 10.52
2025 | NYISO_A-F_2_PJM_ROM | NYISO_A-F | PJM_ROM | Internal | Summer | B2 | 25 | 1000 | 1000 | 421.13 | 429.6 | 8 | 0.47
2025 | NYISO_A-F_2_PJM_ROM | NYISO_A-F | PJM_ROM | Internal | Summer | B3 | 75 | 1000 | 1542.47 | 119.42 | 139.62 | 8 | 12.21
2025 | NYISO_A-F_2_PJM_ROM | NYISO_A-F | PJM_ROM | Internal | Summer | B4 | 100 | 1000 | 2243.45 | 94.75 | 114.95 | 8 | 12.21
2025 | NYISO_A-F_2_PJM_ROM | NYISO_A-F | PJM_ROM | Internal | Summer | B5 | 200 | 1000 | 2591.23 | 89.01 | 109.22 | 8 | 12.21
2025 | NYISO_A-F_2_PJM_ROM | NYISO_A-F | PJM_ROM | Internal | Summer | B6 | 300 | 1000 | 1522.58 | 84.45 | 104.66 | 8 | 12.21
2025 | NYISO_A-F_2_PJM_ROM | NYISO_A-F | PJM_ROM | Internal | Summer | B7 | 400 | 1000 | 1000 | 67.42 | 83.89 | 8 | 8.47
2025 | NYISO_A-F_2_PJM_ROM | NYISO_A-F | PJM_ROM | Internal | Summer | B8 | 500 | 1000 | 1000 | 65.57 | 74.98 | 8 | 1.41
2025 | NYISO_A-F_2_PJM_ROM | NYISO_A-F | PJM_ROM | Internal | Summer | B9 | 800 | 1000 | 0 | 64.39 | 70.97 | 8 | 0
2025 | NYISO_A-F_2_PJM_ROM | NYISO_A-F | PJM_ROM | Internal | Summer | B10 | 1262 | 1000 | 0 | 64.39 | 62.35 | 8 | 0
2025 | NYISO_A-F_2_PJM_ROM | NYISO_A-F | PJM_ROM | Internal | Winter | B16 | 25 | 1000 | 1000 | 71.27 | 88.96 | 8 | 9.69
2025 | NYISO_A-F_2_PJM_ROM | NYISO_A-F | PJM_ROM | Internal | Winter | B17 | 100 | 1000 | 1000 | 71.27 | 79.95 | 8 | 0.69
2025 | NYISO_A-F_2_PJM_ROM | NYISO_A-F | PJM_ROM | Internal | Winter | B18 | 400 | 1000 | 10.35 | 68.12 | 76.12 | 8 | 0
2025 | NYISO_A-F_2_PJM_ROM | NYISO_A-F | PJM_ROM | Internal | Winter | B19 | 700 | 1000 | 0 | 68.12 | 74.81 | 8 | 0
2025 | NYISO_A-F_2_PJM_ROM | NYISO_A-F | PJM_ROM | Internal | Winter | B20 | 935 | 1000 | 0 | 68.12 | 65.02 | 8 | 0
2025 | NYISO_G-I_2_NEISO | NYISO_G-I | NEISO | Internal | Shoulder | B11 | 25 | 600 | 0 | 73.89 | 68.2 | 3 | 0
2025 | NYISO_G-I_2_NEISO | NYISO_G-I | NEISO | Internal | Shoulder | B12 | 200 | 600 | 0 | 70.43 | 65.74 | 3 | 0
2025 | NYISO_G-I_2_NEISO | NYISO_G-I | NEISO | Internal | Shoulder | B13 | 600 | 600 | 0 | 67.22 | 63.16 | 3 | 0
2025 | NYISO_G-I_2_NEISO | NYISO_G-I | NEISO | Internal | Shoulder | B14 | 900 | 600 | 0 | 66.16 | 63.16 | 3 | 0
2025 | NYISO_G-I_2_NEISO | NYISO_G-I | NEISO | Internal | Shoulder | B15 | 1203 | 600 | 0 | 66.16 | 63.16 | 3 | 0
2025 | NYISO_G-I_2_NEISO | NYISO_G-I | NEISO | Internal | Summer | B1 | 10 | 600 | 0 | 471.43 | 465.75 | 3 | 0
2025 | NYISO_G-I_2_NEISO | NYISO_G-I | NEISO | Internal | Summer | B2 | 25 | 600 | 0 | 431.63 | 425.95 | 3 | 0
2025 | NYISO_G-I_2_NEISO | NYISO_G-I | NEISO | Internal | Summer | B3 | 75 | 600 | 0 | 128.1 | 122.42 | 3 | 0
2025 | NYISO_G-I_2_NEISO | NYISO_G-I | NEISO | Internal | Summer | B4 | 100 | 600 | 0 | 100.58 | 94.89 | 3 | 0
2025 | NYISO_G-I_2_NEISO | NYISO_G-I | NEISO | Internal | Summer | B5 | 200 | 600 | 0 | 94.83 | 89.14 | 3 | 0
2025 | NYISO_G-I_2_NEISO | NYISO_G-I | NEISO | Internal | Summer | B6 | 300 | 600 | 0 | 90.27 | 84.58 | 3 | 0
2025 | NYISO_G-I_2_NEISO | NYISO_G-I | NEISO | Internal | Summer | B7 | 400 | 600 | 0 | 69.5 | 63.82 | 3 | 0
2025 | NYISO_G-I_2_NEISO | NYISO_G-I | NEISO | Internal | Summer | B8 | 500 | 600 | 0 | 66.97 | 62.57 | 3 | 0
2025 | NYISO_G-I_2_NEISO | NYISO_G-I | NEISO | Internal | Summer | B9 | 800 | 600 | 0 | 64.4 | 62.57 | 3 | 0
2025 | NYISO_G-I_2_NEISO | NYISO_G-I | NEISO | Internal | Summer | B10 | 1262 | 600 | 0 | 64.4 | 62.57 | 3 | 0
2025 | NYISO_G-I_2_NEISO | NYISO_G-I | NEISO | Internal | Winter | B16 | 25 | 600 | 0 | 81.22 | 75.54 | 3 | 0
2025 | NYISO_G-I_2_NEISO | NYISO_G-I | NEISO | Internal | Winter | B17 | 100 | 600 | 0 | 77.63 | 74.27 | 3 | 0
2025 | NYISO_G-I_2_NEISO | NYISO_G-I | NEISO | Internal | Winter | B18 | 400 | 600 | 0 | 77.63 | 71.94 | 3 | 0
2025 | NYISO_G-I_2_NEISO | NYISO_G-I | NEISO | Internal | Winter | B19 | 700 | 600 | 0 | 76.81 | 71.12 | 3 | 0
2025 | NYISO_G-I_2_NEISO | NYISO_G-I | NEISO | Internal | Winter | B20 | 935 | 600 | 0 | 71.03 | 71.12 | 3 | 0
2025 | NYISO_G-I_2_NYISO_A-F | NYISO_G-I | NYISO_A-F | Internal | Shoulder | B11 | 25 | 1999 | 0 | 73.89 | 68.72 | 0.01 | 0
2025 | NYISO_G-I_2_NYISO_A-F | NYISO_G-I | NYISO_A-F | Internal | Shoulder | B12 | 200 | 1999 | 0 | 70.43 | 68.72 | 0.01 | 0
2025 | NYISO_G-I_2_NYISO_A-F | NYISO_G-I | NYISO_A-F | Internal | Shoulder | B13 | 600 | 1999 | 0 | 67.22 | 66.14 | 0.01 | 0
2025 | NYISO_G-I_2_NYISO_A-F | NYISO_G-I | NYISO_A-F | Internal | Shoulder | B14 | 900 | 1999 | 0 | 66.16 | 66.14 | 0.01 | 0
2025 | NYISO_G-I_2_NYISO_A-F | NYISO_G-I | NYISO_A-F | Internal | Shoulder | B15 | 1203 | 1999 | 0 | 66.16 | 66.14 | 0.01 | 0
2025 | NYISO_G-I_2_NYISO_A-F | NYISO_G-I | NYISO_A-F | Internal | Summer | B1 | 10 | 1999 | 0 | 471.43 | 460.92 | 0.01 | 0
2025 | NYISO_G-I_2_NYISO_A-F | NYISO_G-I | NYISO_A-F | Internal | Summer | B2 | 25 | 1999 | 0 | 431.63 | 421.13 | 0.01 | 0
2025 | NYISO_G-I_2_NYISO_A-F | NYISO_G-I | NYISO_A-F | Internal | Summer | B3 | 75 | 1999 | 0 | 128.1 | 119.42 | 0.01 | 0
2025 | NYISO_G-I_2_NYISO_A-F | NYISO_G-I | NYISO_A-F | Internal | Summer | B4 | 100 | 1999 | 0 | 100.58 | 94.75 | 0.01 | 0
2025 | NYISO_G-I_2_NYISO_A-F | NYISO_G-I | NYISO_A-F | Internal | Summer | B5 | 200 | 1999 | 0 | 94.83 | 89.01 | 0.01 | 0
2025 | NYISO_G-I_2_NYISO_A-F | NYISO_G-I | NYISO_A-F | Internal | Summer | B6 | 300 | 1999 | 0 | 90.27 | 84.45 | 0.01 | 0
2025 | NYISO_G-I_2_NYISO_A-F | NYISO_G-I | NYISO_A-F | Internal | Summer | B7 | 400 | 1999 | 0 | 69.5 | 67.42 | 0.01 | 0
2025 | NYISO_G-I_2_NYISO_A-F | NYISO_G-I | NYISO_A-F | Internal | Summer | B8 | 500 | 1999 | 0 | 66.97 | 65.57 | 0.01 | 0
2025 | NYISO_G-I_2_NYISO_A-F | NYISO_G-I | NYISO_A-F | Internal | Summer | B9 | 800 | 1999 | 0 | 64.4 | 64.39 | 0.01 | 0
2025 | NYISO_G-I_2_NYISO_A-F | NYISO_G-I | NYISO_A-F | Internal | Summer | B10 | 1262 | 1999 | 0 | 64.4 | 64.39 | 0.01 | 0
2025 | NYISO_G-I_2_NYISO_A-F | NYISO_G-I | NYISO_A-F | Internal | Winter | B16 | 25 | 1999 | 0 | 81.22 | 71.27 | 0.01 | 0
2025 | NYISO_G-I_2_NYISO_A-F | NYISO_G-I | NYISO_A-F | Internal | Winter | B17 | 100 | 1999 | 0 | 77.63 | 71.27 | 0.01 | 0
2025 | NYISO_G-I_2_NYISO_A-F | NYISO_G-I | NYISO_A-F | Internal | Winter | B18 | 400 | 1999 | 0 | 77.63 | 68.12 | 0.01 | 0
2025 | NYISO_G-I_2_NYISO_A-F | NYISO_G-I | NYISO_A-F | Internal | Winter | B19 | 700 | 1999 | 0 | 76.81 | 68.12 | 0.01 | 0
2025 | NYISO_G-I_2_NYISO_A-F | NYISO_G-I | NYISO_A-F | Internal | Winter | B20 | 935 | 1999 | 0 | 71.03 | 68.12 | 0.01 | 0
2025 | NYISO_G-I_2_NYISO_J-K | NYISO_G-I | NYISO_J-K | Internal | Shoulder | B11 | 25 | 6130 | 0 | 73.89 | 73.9 | 0.01 | 0
2025 | NYISO_G-I_2_NYISO_J-K | NYISO_G-I | NYISO_J-K | Internal | Shoulder | B12 | 200 | 6130 | 3563.91 | 70.43 | 70.44 | 0.01 | 0
2025 | NYISO_G-I_2_NYISO_J-K | NYISO_G-I | NYISO_J-K | Internal | Shoulder | B13 | 600 | 6130 | 4439.15 | 67.22 | 67.23 | 0.01 | 0
2025 | NYISO_G-I_2_NYISO_J-K | NYISO_G-I | NYISO_J-K | Internal | Shoulder | B14 | 900 | 6130 | 3833.44 | 66.16 | 66.17 | 0.01 | 0
2025 | NYISO_G-I_2_NYISO_J-K | NYISO_G-I | NYISO_J-K | Internal | Shoulder | B15 | 1203 | 6130 | 3867.48 | 66.16 | 66.17 | 0.01 | 0
2025 | NYISO_G-I_2_NYISO_J-K | NYISO_G-I | NYISO_J-K | Internal | Summer | B1 | 10 | 6130 | 4168.7 | 471.43 | 471.44 | 0.01 | 0
2025 | NYISO_G-I_2_NYISO_J-K | NYISO_G-I | NYISO_J-K | Internal | Summer | B2 | 25 | 6130 | 4989.63 | 431.63 | 431.65 | 0.01 | 0
2025 | NYISO_G-I_2_NYISO_J-K | NYISO_G-I | NYISO_J-K | Internal | Summer | B3 | 75 | 6130 | 3323.49 | 128.1 | 128.11 | 0.01 | 0
2025 | NYISO_G-I_2_NYISO_J-K | NYISO_G-I | NYISO_J-K | Internal | Summer | B4 | 100 | 6130 | 1163.47 | 100.58 | 100.59 | 0.01 | 0
2025 | NYISO_G-I_2_NYISO_J-K | NYISO_G-I | NYISO_J-K | Internal | Summer | B5 | 200 | 6130 | 0 | 94.83 | 94.84 | 0.01 | 0
2025 | NYISO_G-I_2_NYISO_J-K | NYISO_G-I | NYISO_J-K | Internal | Summer | B6 | 300 | 6130 | 656.77 | 90.27 | 90.28 | 0.01 | 0
2025 | NYISO_G-I_2_NYISO_J-K | NYISO_G-I | NYISO_J-K | Internal | Summer | B7 | 400 | 6130 | 715.13 | 69.5 | 69.51 | 0.01 | 0
2025 | NYISO_G-I_2_NYISO_J-K | NYISO_G-I | NYISO_J-K | Internal | Summer | B8 | 500 | 6130 | 4342.16 | 66.97 | 66.98 | 0.01 | 0
2025 | NYISO_G-I_2_NYISO_J-K | NYISO_G-I | NYISO_J-K | Internal | Summer | B9 | 800 | 6130 | 5033.79 | 64.4 | 64.41 | 0.01 | 0
2025 | NYISO_G-I_2_NYISO_J-K | NYISO_G-I | NYISO_J-K | Internal | Summer | B10 | 1262 | 6130 | 3322.42 | 64.4 | 64.41 | 0.01 | 0
2025 | NYISO_G-I_2_NYISO_J-K | NYISO_G-I | NYISO_J-K | Internal | Winter | B16 | 25 | 6130 | 5526.41 | 81.22 | 81.23 | 0.01 | 0
2025 | NYISO_G-I_2_NYISO_J-K | NYISO_G-I | NYISO_J-K | Internal | Winter | B17 | 100 | 6130 | 5646.79 | 77.63 | 77.64 | 0.01 | 0
2025 | NYISO_G-I_2_NYISO_J-K | NYISO_G-I | NYISO_J-K | Internal | Winter | B18 | 400 | 6130 | 5710.86 | 77.63 | 77.64 | 0.01 | 0
2025 | NYISO_G-I_2_NYISO_J-K | NYISO_G-I | NYISO_J-K | Internal | Winter | B19 | 700 | 6130 | 5873.76 | 76.81 | 76.82 | 0.01 | 0
2025 | NYISO_G-I_2_NYISO_J-K | NYISO_G-I | NYISO_J-K | Internal | Winter | B20 | 935 | 6130 | 4727.65 | 71.03 | 71.04 | 0.01 | 0
2025 | NYISO_G-I_2_PJM_E | NYISO_G-I | PJM_E | Internal | Shoulder | B11 | 25 | 1500 | 5022.58 | 73.89 | 88.26 | 8 | 6.37
2025 | NYISO_G-I_2_PJM_E | NYISO_G-I | PJM_E | Internal | Shoulder | B12 | 200 | 1500 | 1500 | 70.43 | 79.51 | 8 | 1.09
2025 | NYISO_G-I_2_PJM_E | NYISO_G-I | PJM_E | Internal | Shoulder | B13 | 600 | 1500 | 0 | 67.22 | 73.64 | 8 | 0
2025 | NYISO_G-I_2_PJM_E | NYISO_G-I | PJM_E | Internal | Shoulder | B14 | 900 | 1500 | 0 | 66.16 | 71.21 | 8 | 0
2025 | NYISO_G-I_2_PJM_E | NYISO_G-I | PJM_E | Internal | Shoulder | B15 | 1203 | 1500 | 0 | 66.16 | 61.39 | 8 | 0
2025 | NYISO_G-I_2_PJM_E | NYISO_G-I | PJM_E | Internal | Summer | B1 | 10 | 1500 | 918.12 | 471.43 | 479.43 | 8 | 0
2025 | NYISO_G-I_2_PJM_E | NYISO_G-I | PJM_E | Internal | Summer | B2 | 25 | 1500 | 0 | 431.63 | 429.59 | 8 | 0
2025 | NYISO_G-I_2_PJM_E | NYISO_G-I | PJM_E | Internal | Summer | B3 | 75 | 1500 | 1500 | 128.1 | 139.61 | 8 | 3.51
2025 | NYISO_G-I_2_PJM_E | NYISO_G-I | PJM_E | Internal | Summer | B4 | 100 | 1500 | 3908.22 | 100.58 | 114.94 | 8 | 6.37
2025 | NYISO_G-I_2_PJM_E | NYISO_G-I | PJM_E | Internal | Summer | B5 | 200 | 1500 | 5200.27 | 94.83 | 109.2 | 8 | 6.37
2025 | NYISO_G-I_2_PJM_E | NYISO_G-I | PJM_E | Internal | Summer | B6 | 300 | 1500 | 4726.65 | 90.27 | 104.63 | 8 | 6.37
2025 | NYISO_G-I_2_PJM_E | NYISO_G-I | PJM_E | Internal | Summer | B7 | 400 | 1500 | 4827.56 | 69.5 | 83.87 | 8 | 6.37
2025 | NYISO_G-I_2_PJM_E | NYISO_G-I | PJM_E | Internal | Summer | B8 | 500 | 1500 | 1344.53 | 66.97 | 74.97 | 8 | 0
2025 | NYISO_G-I_2_PJM_E | NYISO_G-I | PJM_E | Internal | Summer | B9 | 800 | 1500 | 0 | 64.4 | 70.96 | 8 | 0
2025 | NYISO_G-I_2_PJM_E | NYISO_G-I | PJM_E | Internal | Summer | B10 | 1262 | 1500 | 0 | 64.4 | 62.33 | 8 | 0
2025 | NYISO_G-I_2_PJM_E | NYISO_G-I | PJM_E | Internal | Winter | B16 | 25 | 1500 | 0 | 81.22 | 88.94 | 8 | 0
2025 | NYISO_G-I_2_PJM_E | NYISO_G-I | PJM_E | Internal | Winter | B17 | 100 | 1500 | 0 | 77.63 | 79.94 | 8 | 0
2025 | NYISO_G-I_2_PJM_E | NYISO_G-I | PJM_E | Internal | Winter | B18 | 400 | 1500 | 0 | 77.63 | 76.11 | 8 | 0
2025 | NYISO_G-I_2_PJM_E | NYISO_G-I | PJM_E | Internal | Winter | B19 | 700 | 1500 | 0 | 76.81 | 74.8 | 8 | 0
2025 | NYISO_G-I_2_PJM_E | NYISO_G-I | PJM_E | Internal | Winter | B20 | 935 | 1500 | 0 | 71.03 | 65.03 | 8 | 0
2025 | NYISO_J-K_2_NEISO_OL | NYISO_J-K | NEISO | Internal | Shoulder | B11 | 25 | 99999 | 0 | 73.9 | 68.2 | 3.01 | 0
2025 | NYISO_J-K_2_NEISO_OL | NYISO_J-K | NEISO | Internal | Shoulder | B12 | 200 | 99999 | 0 | 70.44 | 65.74 | 3.01 | 0
2025 | NYISO_J-K_2_NEISO_OL | NYISO_J-K | NEISO | Internal | Shoulder | B13 | 600 | 99999 | 0 | 67.23 | 63.16 | 3.01 | 0
2025 | NYISO_J-K_2_NEISO_OL | NYISO_J-K | NEISO | Internal | Shoulder | B14 | 900 | 99999 | 0 | 66.17 | 63.16 | 3.01 | 0
2025 | NYISO_J-K_2_NEISO_OL | NYISO_J-K | NEISO | Internal | Shoulder | B15 | 1203 | 99999 | 0 | 66.17 | 63.16 | 3.01 | 0
2025 | NYISO_J-K_2_NEISO_OL | NYISO_J-K | NEISO | Internal | Summer | B1 | 10 | 99999 | 0 | 471.44 | 465.75 | 3.01 | 0
2025 | NYISO_J-K_2_NEISO_OL | NYISO_J-K | NEISO | Internal | Summer | B2 | 25 | 99999 | 0 | 431.65 | 425.95 | 3.01 | 0
2025 | NYISO_J-K_2_NEISO_OL | NYISO_J-K | NEISO | Internal | Summer | B3 | 75 | 99999 | 0 | 128.11 | 122.42 | 3.01 | 0
2025 | NYISO_J-K_2_NEISO_OL | NYISO_J-K | NEISO | Internal | Summer | B4 | 100 | 99999 | 0 | 100.59 | 94.89 | 3.01 | 0
2025 | NYISO_J-K_2_NEISO_OL | NYISO_J-K | NEISO | Internal | Summer | B5 | 200 | 99999 | 0 | 94.84 | 89.14 | 3.01 | 0
2025 | NYISO_J-K_2_NEISO_OL | NYISO_J-K | NEISO | Internal | Summer | B6 | 300 | 99999 | 0 | 90.28 | 84.58 | 3.01 | 0
2025 | NYISO_J-K_2_NEISO_OL | NYISO_J-K | NEISO | Internal | Summer | B7 | 400 | 99999 | 0 | 69.51 | 63.82 | 3.01 | 0
2025 | NYISO_J-K_2_NEISO_OL | NYISO_J-K | NEISO | Internal | Summer | B8 | 500 | 99999 | 0 | 66.98 | 62.57 | 3.01 | 0
2025 | NYISO_J-K_2_NEISO_OL | NYISO_J-K | NEISO | Internal | Summer | B9 | 800 | 99999 | 0 | 64.41 | 62.57 | 3.01 | 0
2025 | NYISO_J-K_2_NEISO_OL | NYISO_J-K | NEISO | Internal | Summer | B10 | 1262 | 99999 | 0 | 64.41 | 62.57 | 3.01 | 0
2025 | NYISO_J-K_2_NEISO_OL | NYISO_J-K | NEISO | Internal | Winter | B16 | 25 | 99999 | 0 | 81.23 | 75.54 | 3.01 | 0
2025 | NYISO_J-K_2_NEISO_OL | NYISO_J-K | NEISO | Internal | Winter | B17 | 100 | 99999 | 0 | 77.64 | 74.27 | 3.01 | 0
2025 | NYISO_J-K_2_NEISO_OL | NYISO_J-K | NEISO | Internal | Winter | B18 | 400 | 99999 | 0 | 77.64 | 71.94 | 3.01 | 0
2025 | NYISO_J-K_2_NEISO_OL | NYISO_J-K | NEISO | Internal | Winter | B19 | 700 | 99999 | 0 | 76.82 | 71.12 | 3.01 | 0
2025 | NYISO_J-K_2_NEISO_OL | NYISO_J-K | NEISO | Internal | Winter | B20 | 935 | 99999 | 0 | 71.04 | 71.12 | 3.01 | 0
2025 | NYISO_J-K_2_NYISO_G-I | NYISO_J-K | NYISO_G-I | Internal | Shoulder | B11 | 25 | 1999 | 0 | 73.9 | 73.89 | 0.01 | 0
2025 | NYISO_J-K_2_NYISO_G-I | NYISO_J-K | NYISO_G-I | Internal | Shoulder | B12 | 200 | 1999 | 0 | 70.44 | 70.43 | 0.01 | 0
2025 | NYISO_J-K_2_NYISO_G-I | NYISO_J-K | NYISO_G-I | Internal | Shoulder | B13 | 600 | 1999 | 0 | 67.23 | 67.22 | 0.01 | 0
2025 | NYISO_J-K_2_NYISO_G-I | NYISO_J-K | NYISO_G-I | Internal | Shoulder | B14 | 900 | 1999 | 0 | 66.17 | 66.16 | 0.01 | 0
2025 | NYISO_J-K_2_NYISO_G-I | NYISO_J-K | NYISO_G-I | Internal | Shoulder | B15 | 1203 | 1999 | 0 | 66.17 | 66.16 | 0.01 | 0
2025 | NYISO_J-K_2_NYISO_G-I | NYISO_J-K | NYISO_G-I | Internal | Summer | B1 | 10 | 1999 | 0 | 471.44 | 471.43 | 0.01 | 0
2025 | NYISO_J-K_2_NYISO_G-I | NYISO_J-K | NYISO_G-I | Internal | Summer | B2 | 25 | 1999 | 0 | 431.65 | 431.63 | 0.01 | 0
2025 | NYISO_J-K_2_NYISO_G-I | NYISO_J-K | NYISO_G-I | Internal | Summer | B3 | 75 | 1999 | 0 | 128.11 | 128.1 | 0.01 | 0
2025 | NYISO_J-K_2_NYISO_G-I | NYISO_J-K | NYISO_G-I | Internal | Summer | B4 | 100 | 1999 | 0 | 100.59 | 100.58 | 0.01 | 0
2025 | NYISO_J-K_2_NYISO_G-I | NYISO_J-K | NYISO_G-I | Internal | Summer | B5 | 200 | 1999 | 0 | 94.84 | 94.83 | 0.01 | 0
2025 | NYISO_J-K_2_NYISO_G-I | NYISO_J-K | NYISO_G-I | Internal | Summer | B6 | 300 | 1999 | 0 | 90.28 | 90.27 | 0.01 | 0
2025 | NYISO_J-K_2_NYISO_G-I | NYISO_J-K | NYISO_G-I | Internal | Summer | B7 | 400 | 1999 | 0 | 69.51 | 69.5 | 0.01 | 0
2025 | NYISO_J-K_2_NYISO_G-I | NYISO_J-K | NYISO_G-I | Internal | Summer | B8 | 500 | 1999 | 0 | 66.98 | 66.97 | 0.01 | 0
2025 | NYISO_J-K_2_NYISO_G-I | NYISO_J-K | NYISO_G-I | Internal | Summer | B9 | 800 | 1999 | 0 | 64.41 | 64.4 | 0.01 | 0
2025 | NYISO_J-K_2_NYISO_G-I | NYISO_J-K | NYISO_G-I | Internal | Summer | B10 | 1262 | 1999 | 0 | 64.41 | 64.4 | 0.01 | 0
2025 | NYISO_J-K_2_NYISO_G-I | NYISO_J-K | NYISO_G-I | Internal | Winter | B16 | 25 | 1999 | 0 | 81.23 | 81.22 | 0.01 | 0
2025 | NYISO_J-K_2_NYISO_G-I | NYISO_J-K | NYISO_G-I | Internal | Winter | B17 | 100 | 1999 | 0 | 77.64 | 77.63 | 0.01 | 0
2025 | NYISO_J-K_2_NYISO_G-I | NYISO_J-K | NYISO_G-I | Internal | Winter | B18 | 400 | 1999 | 0 | 77.64 | 77.63 | 0.01 | 0
2025 | NYISO_J-K_2_NYISO_G-I | NYISO_J-K | NYISO_G-I | Internal | Winter | B19 | 700 | 1999 | 0 | 76.82 | 76.81 | 0.01 | 0
2025 | NYISO_J-K_2_NYISO_G-I | NYISO_J-K | NYISO_G-I | Internal | Winter | B20 | 935 | 1999 | 0 | 71.04 | 71.03 | 0.01 | 0
2025 | NYISO_J-K_2_PJM_E_OL | NYISO_J-K | PJM_E | Internal | Shoulder | B11 | 25 | 99999 | 1024.18 | 73.9 | 88.26 | 14.36 | 0
2025 | NYISO_J-K_2_PJM_E_OL | NYISO_J-K | PJM_E | Internal | Shoulder | B12 | 200 | 99999 | 0 | 70.44 | 79.51 | 14.36 | 0
2025 | NYISO_J-K_2_PJM_E_OL | NYISO_J-K | PJM_E | Internal | Shoulder | B13 | 600 | 99999 | 0 | 67.23 | 73.64 | 14.36 | 0
2025 | NYISO_J-K_2_PJM_E_OL | NYISO_J-K | PJM_E | Internal | Shoulder | B14 | 900 | 99999 | 0 | 66.17 | 71.21 | 14.36 | 0
2025 | NYISO_J-K_2_PJM_E_OL | NYISO_J-K | PJM_E | Internal | Shoulder | B15 | 1203 | 99999 | 0 | 66.17 | 61.39 | 14.36 | 0
2025 | NYISO_J-K_2_PJM_E_OL | NYISO_J-K | PJM_E | Internal | Summer | B1 | 10 | 99999 | 0 | 471.44 | 479.43 | 14.36 | 0
2025 | NYISO_J-K_2_PJM_E_OL | NYISO_J-K | PJM_E | Internal | Summer | B2 | 25 | 99999 | 0 | 431.65 | 429.59 | 14.36 | 0
2025 | NYISO_J-K_2_PJM_E_OL | NYISO_J-K | PJM_E | Internal | Summer | B3 | 75 | 99999 | 0 | 128.11 | 139.61 | 14.36 | 0
2025 | NYISO_J-K_2_PJM_E_OL | NYISO_J-K | PJM_E | Internal | Summer | B4 | 100 | 99999 | 0 | 100.59 | 114.94 | 14.36 | 0
2025 | NYISO_J-K_2_PJM_E_OL | NYISO_J-K | PJM_E | Internal | Summer | B5 | 200 | 99999 | 473.93 | 94.84 | 109.2 | 14.36 | 0
2025 | NYISO_J-K_2_PJM_E_OL | NYISO_J-K | PJM_E | Internal | Summer | B6 | 300 | 99999 | 0 | 90.28 | 104.63 | 14.36 | 0
2025 | NYISO_J-K_2_PJM_E_OL | NYISO_J-K | PJM_E | Internal | Summer | B7 | 400 | 99999 | 0 | 69.51 | 83.87 | 14.36 | 0
2025 | NYISO_J-K_2_PJM_E_OL | NYISO_J-K | PJM_E | Internal | Summer | B8 | 500 | 99999 | 0 | 66.98 | 74.97 | 14.36 | 0
2025 | NYISO_J-K_2_PJM_E_OL | NYISO_J-K | PJM_E | Internal | Summer | B9 | 800 | 99999 | 0 | 64.41 | 70.96 | 14.36 | 0
2025 | NYISO_J-K_2_PJM_E_OL | NYISO_J-K | PJM_E | Internal | Summer | B10 | 1262 | 99999 | 0 | 64.41 | 62.33 | 14.36 | 0
2025 | NYISO_J-K_2_PJM_E_OL | NYISO_J-K | PJM_E | Internal | Winter | B16 | 25 | 99999 | 0 | 81.23 | 88.94 | 14.36 | 0
2025 | NYISO_J-K_2_PJM_E_OL | NYISO_J-K | PJM_E | Internal | Winter | B17 | 100 | 99999 | 0 | 77.64 | 79.94 | 14.36 | 0
2025 | NYISO_J-K_2_PJM_E_OL | NYISO_J-K | PJM_E | Internal | Winter | B18 | 400 | 99999 | 0 | 77.64 | 76.11 | 14.36 | 0
2025 | NYISO_J-K_2_PJM_E_OL | NYISO_J-K | PJM_E | Internal | Winter | B19 | 700 | 99999 | 0 | 76.82 | 74.8 | 14.36 | 0
2025 | NYISO_J-K_2_PJM_E_OL | NYISO_J-K | PJM_E | Internal | Winter | B20 | 935 | 99999 | 0 | 71.04 | 65.03 | 14.36 | 0
2025 | PJM_E_2_NYISO_G-I | PJM_E | NYISO_G-I | Internal | Shoulder | B11 | 25 | 500 | 0 | 88.26 | 73.89 | 6 | 0
2025 | PJM_E_2_NYISO_G-I | PJM_E | NYISO_G-I | Internal | Shoulder | B12 | 200 | 500 | 0 | 79.51 | 70.43 | 6 | 0
2025 | PJM_E_2_NYISO_G-I | PJM_E | NYISO_G-I | Internal | Shoulder | B13 | 600 | 500 | 0 | 73.64 | 67.22 | 6 | 0
2025 | PJM_E_2_NYISO_G-I | PJM_E | NYISO_G-I | Internal | Shoulder | B14 | 900 | 500 | 0 | 71.21 | 66.16 | 6 | 0
2025 | PJM_E_2_NYISO_G-I | PJM_E | NYISO_G-I | Internal | Shoulder | B15 | 1203 | 500 | 0 | 61.39 | 66.16 | 6 | 0
2025 | PJM_E_2_NYISO_G-I | PJM_E | NYISO_G-I | Internal | Summer | B1 | 10 | 500 | 0 | 479.43 | 471.43 | 6 | 0
2025 | PJM_E_2_NYISO_G-I | PJM_E | NYISO_G-I | Internal | Summer | B2 | 25 | 500 | 0 | 429.59 | 431.63 | 6 | 0
2025 | PJM_E_2_NYISO_G-I | PJM_E | NYISO_G-I | Internal | Summer | B3 | 75 | 500 | 0 | 139.61 | 128.1 | 6 | 0
2025 | PJM_E_2_NYISO_G-I | PJM_E | NYISO_G-I | Internal | Summer | B4 | 100 | 500 | 0 | 114.94 | 100.58 | 6 | 0
2025 | PJM_E_2_NYISO_G-I | PJM_E | NYISO_G-I | Internal | Summer | B5 | 200 | 500 | 0 | 109.2 | 94.83 | 6 | 0
2025 | PJM_E_2_NYISO_G-I | PJM_E | NYISO_G-I | Internal | Summer | B6 | 300 | 500 | 0 | 104.63 | 90.27 | 6 | 0
2025 | PJM_E_2_NYISO_G-I | PJM_E | NYISO_G-I | Internal | Summer | B7 | 400 | 500 | 0 | 83.87 | 69.5 | 6 | 0
2025 | PJM_E_2_NYISO_G-I | PJM_E | NYISO_G-I | Internal | Summer | B8 | 500 | 500 | 0 | 74.97 | 66.97 | 6 | 0
2025 | PJM_E_2_NYISO_G-I | PJM_E | NYISO_G-I | Internal | Summer | B9 | 800 | 500 | 0 | 70.96 | 64.4 | 6 | 0
2025 | PJM_E_2_NYISO_G-I | PJM_E | NYISO_G-I | Internal | Summer | B10 | 1262 | 500 | 0 | 62.33 | 64.4 | 6 | 0
2025 | PJM_E_2_NYISO_G-I | PJM_E | NYISO_G-I | Internal | Winter | B16 | 25 | 500 | 0 | 88.94 | 81.22 | 6 | 0
2025 | PJM_E_2_NYISO_G-I | PJM_E | NYISO_G-I | Internal | Winter | B17 | 100 | 500 | 0 | 79.94 | 77.63 | 6 | 0
2025 | PJM_E_2_NYISO_G-I | PJM_E | NYISO_G-I | Internal | Winter | B18 | 400 | 500 | 0 | 76.11 | 77.63 | 6 | 0
2025 | PJM_E_2_NYISO_G-I | PJM_E | NYISO_G-I | Internal | Winter | B19 | 700 | 500 | 0 | 74.8 | 76.81 | 6 | 0
2025 | PJM_E_2_NYISO_G-I | PJM_E | NYISO_G-I | Internal | Winter | B20 | 935 | 500 | 131.97 | 65.03 | 71.03 | 6 | 0
2025 | PJM_E_2_NYISO_J-K | PJM_E | NYISO_J-K | Internal | Shoulder | B11 | 25 | 330 | 0 | 88.26 | 73.9 | 6 | 0
2025 | PJM_E_2_NYISO_J-K | PJM_E | NYISO_J-K | Internal | Shoulder | B12 | 200 | 330 | 0 | 79.51 | 70.44 | 6 | 0
2025 | PJM_E_2_NYISO_J-K | PJM_E | NYISO_J-K | Internal | Shoulder | B13 | 600 | 330 | 0 | 73.64 | 67.23 | 6 | 0
2025 | PJM_E_2_NYISO_J-K | PJM_E | NYISO_J-K | Internal | Shoulder | B14 | 900 | 330 | 0 | 71.21 | 66.17 | 6 | 0
2025 | PJM_E_2_NYISO_J-K | PJM_E | NYISO_J-K | Internal | Shoulder | B15 | 1203 | 330 | 0 | 61.39 | 66.17 | 6 | 0
2025 | PJM_E_2_NYISO_J-K | PJM_E | NYISO_J-K | Internal | Summer | B1 | 10 | 330 | 0 | 479.43 | 471.44 | 6 | 0
2025 | PJM_E_2_NYISO_J-K | PJM_E | NYISO_J-K | Internal | Summer | B2 | 25 | 330 | 0 | 429.59 | 431.65 | 6 | 0
2025 | PJM_E_2_NYISO_J-K | PJM_E | NYISO_J-K | Internal | Summer | B3 | 75 | 330 | 0 | 139.61 | 128.11 | 6 | 0
2025 | PJM_E_2_NYISO_J-K | PJM_E | NYISO_J-K | Internal | Summer | B4 | 100 | 330 | 0 | 114.94 | 100.59 | 6 | 0
2025 | PJM_E_2_NYISO_J-K | PJM_E | NYISO_J-K | Internal | Summer | B5 | 200 | 330 | 0 | 109.2 | 94.84 | 6 | 0
2025 | PJM_E_2_NYISO_J-K | PJM_E | NYISO_J-K | Internal | Summer | B6 | 300 | 330 | 0 | 104.63 | 90.28 | 6 | 0
2025 | PJM_E_2_NYISO_J-K | PJM_E | NYISO_J-K | Internal | Summer | B7 | 400 | 330 | 0 | 83.87 | 69.51 | 6 | 0
2025 | PJM_E_2_NYISO_J-K | PJM_E | NYISO_J-K | Internal | Summer | B8 | 500 | 330 | 0 | 74.97 | 66.98 | 6 | 0
2025 | PJM_E_2_NYISO_J-K | PJM_E | NYISO_J-K | Internal | Summer | B9 | 800 | 330 | 0 | 70.96 | 64.41 | 6 | 0
2025 | PJM_E_2_NYISO_J-K | PJM_E | NYISO_J-K | Internal | Summer | B10 | 1262 | 330 | 0 | 62.33 | 64.41 | 6 | 0
2025 | PJM_E_2_NYISO_J-K | PJM_E | NYISO_J-K | Internal | Winter | B16 | 25 | 330 | 0 | 88.94 | 81.23 | 6 | 0
2025 | PJM_E_2_NYISO_J-K | PJM_E | NYISO_J-K | Internal | Winter | B17 | 100 | 330 | 0 | 79.94 | 77.64 | 6 | 0
2025 | PJM_E_2_NYISO_J-K | PJM_E | NYISO_J-K | Internal | Winter | B18 | 400 | 330 | 0 | 76.11 | 77.64 | 6 | 0
2025 | PJM_E_2_NYISO_J-K | PJM_E | NYISO_J-K | Internal | Winter | B19 | 700 | 330 | 0 | 74.8 | 76.82 | 6 | 0
2025 | PJM_E_2_NYISO_J-K | PJM_E | NYISO_J-K | Internal | Winter | B20 | 935 | 330 | 664.08 | 65.03 | 71.04 | 6 | 0.01
2025 | PJM_E_2_PJM_ROM | PJM_E | PJM_ROM | Internal | Shoulder | B11 | 25 | 8000 | 10950.89 | 88.26 | 88.28 | 0.01 | 0.01
2025 | PJM_E_2_PJM_ROM | PJM_E | PJM_ROM | Internal | Shoulder | B12 | 200 | 8000 | 5949.36 | 79.51 | 79.53 | 0.01 | 0
2025 | PJM_E_2_PJM_ROM | PJM_E | PJM_ROM | Internal | Shoulder | B13 | 600 | 8000 | 2879.4 | 73.64 | 73.65 | 0.01 | 0
2025 | PJM_E_2_PJM_ROM | PJM_E | PJM_ROM | Internal | Shoulder | B14 | 900 | 8000 | 3236.51 | 71.21 | 71.22 | 0.01 | 0
2025 | PJM_E_2_PJM_ROM | PJM_E | PJM_ROM | Internal | Shoulder | B15 | 1203 | 8000 | 1370.23 | 61.39 | 61.4 | 0.01 | 0
2025 | PJM_E_2_PJM_ROM | PJM_E | PJM_ROM | Internal | Summer | B1 | 10 | 8000 | 991.22 | 479.43 | 479.44 | 0.01 | 0
2025 | PJM_E_2_PJM_ROM | PJM_E | PJM_ROM | Internal | Summer | B2 | 25 | 8000 | 782.76 | 429.59 | 429.6 | 0.01 | 0
2025 | PJM_E_2_PJM_ROM | PJM_E | PJM_ROM | Internal | Summer | B3 | 75 | 8000 | 3185.03 | 139.61 | 139.62 | 0.01 | 0
2025 | PJM_E_2_PJM_ROM | PJM_E | PJM_ROM | Internal | Summer | B4 | 100 | 8000 | 7332.16 | 114.94 | 114.95 | 0.01 | 0
2025 | PJM_E_2_PJM_ROM | PJM_E | PJM_ROM | Internal | Summer | B5 | 200 | 8000 | 10029.48 | 109.2 | 109.22 | 0.01 | 0.01
2025 | PJM_E_2_PJM_ROM | PJM_E | PJM_ROM | Internal | Summer | B6 | 300 | 8000 | 8365.69 | 104.63 | 104.66 | 0.01 | 0.01
2025 | PJM_E_2_PJM_ROM | PJM_E | PJM_ROM | Internal | Summer | B7 | 400 | 8000 | 9342.76 | 83.87 | 83.89 | 0.01 | 0.01
2025 | PJM_E_2_PJM_ROM | PJM_E | PJM_ROM | Internal | Summer | B8 | 500 | 8000 | 6670.57 | 74.97 | 74.98 | 0.01 | 0
2025 | PJM_E_2_PJM_ROM | PJM_E | PJM_ROM | Internal | Summer | B9 | 800 | 8000 | 4125.44 | 70.96 | 70.97 | 0.01 | 0
2025 | PJM_E_2_PJM_ROM | PJM_E | PJM_ROM | Internal | Summer | B10 | 1262 | 8000 | 1749.54 | 62.33 | 62.35 | 0.01 | 0
2025 | PJM_E_2_PJM_ROM | PJM_E | PJM_ROM | Internal | Winter | B16 | 25 | 8000 | 1390.82 | 88.94 | 88.96 | 0.01 | 0
2025 | PJM_E_2_PJM_ROM | PJM_E | PJM_ROM | Internal | Winter | B17 | 100 | 8000 | 221.28 | 79.94 | 79.95 | 0.01 | 0
2025 | PJM_E_2_PJM_ROM | PJM_E | PJM_ROM | Internal | Winter | B18 | 400 | 8000 | 843.99 | 76.11 | 76.12 | 0.01 | 0
2025 | PJM_E_2_PJM_ROM | PJM_E | PJM_ROM | Internal | Winter | B19 | 700 | 8000 | 158.7 | 74.8 | 74.81 | 0.01 | 0
2025 | PJM_E_2_PJM_ROM | PJM_E | PJM_ROM | Internal | Winter | B20 | 935 | 8000 | 0 | 65.03 | 65.02 | 0.01 | 0
2025 | PJM_ROR_2_MISO_IN | PJM_ROR | MISO_IN | Internal | Shoulder | B11 | 25 | 909 | 0 | 88.29 | 86.64 | 2 | 0
2025 | PJM_ROR_2_MISO_IN | PJM_ROR | MISO_IN | Internal | Shoulder | B12 | 200 | 909 | 0 | 79.54 | 77.55 | 2 | 0
2025 | PJM_ROR_2_MISO_IN | PJM_ROR | MISO_IN | Internal | Shoulder | B13 | 600 | 909 | 0 | 73.64 | 72.07 | 2 | 0
2025 | PJM_ROR_2_MISO_IN | PJM_ROR | MISO_IN | Internal | Shoulder | B14 | 900 | 909 | 0 | 71.21 | 71.9 | 2 | 0
2025 | PJM_ROR_2_MISO_IN | PJM_ROR | MISO_IN | Internal | Shoulder | B15 | 1203 | 909 | 0 | 61.39 | 61.22 | 2 | 0
2025 | PJM_ROR_2_MISO_IN | PJM_ROR | MISO_IN | Internal | Summer | B1 | 10 | 909 | 0 | 479.43 | 477.42 | 2 | 0
2025 | PJM_ROR_2_MISO_IN | PJM_ROR | MISO_IN | Internal | Summer | B2 | 25 | 909 | 0 | 429.59 | 427.58 | 2 | 0
2025 | PJM_ROR_2_MISO_IN | PJM_ROR | MISO_IN | Internal | Summer | B3 | 75 | 909 | 0 | 139.61 | 137.45 | 2 | 0
2025 | PJM_ROR_2_MISO_IN | PJM_ROR | MISO_IN | Internal | Summer | B4 | 100 | 909 | 0 | 114.97 | 113.31 | 2 | 0
2025 | PJM_ROR_2_MISO_IN | PJM_ROR | MISO_IN | Internal | Summer | B5 | 200 | 909 | 0 | 109.23 | 108.38 | 2 | 0
2025 | PJM_ROR_2_MISO_IN | PJM_ROR | MISO_IN | Internal | Summer | B6 | 300 | 909 | 0 | 104.67 | 102.66 | 2 | 0
2025 | PJM_ROR_2_MISO_IN | PJM_ROR | MISO_IN | Internal | Summer | B7 | 400 | 909 | 0 | 83.9 | 81.89 | 2 | 0
2025 | PJM_ROR_2_MISO_IN | PJM_ROR | MISO_IN | Internal | Summer | B8 | 500 | 909 | 0 | 74.99 | 72.98 | 2 | 0
2025 | PJM_ROR_2_MISO_IN | PJM_ROR | MISO_IN | Internal | Summer | B9 | 800 | 909 | 0 | 70.96 | 69.53 | 2 | 0
2025 | PJM_ROR_2_MISO_IN | PJM_ROR | MISO_IN | Internal | Summer | B10 | 1262 | 909 | 0 | 62.33 | 61.2 | 2 | 0
2025 | PJM_ROR_2_MISO_IN | PJM_ROR | MISO_IN | Internal | Winter | B16 | 25 | 909 | 0 | 88.94 | 88.77 | 2 | 0
2025 | PJM_ROR_2_MISO_IN | PJM_ROR | MISO_IN | Internal | Winter | B17 | 100 | 909 | 0 | 79.94 | 81.93 | 2 | 0
2025 | PJM_ROR_2_MISO_IN | PJM_ROR | MISO_IN | Internal | Winter | B18 | 400 | 909 | 0 | 76.11 | 74.68 | 2 | 0
2025 | PJM_ROR_2_MISO_IN | PJM_ROR | MISO_IN | Internal | Winter | B19 | 700 | 909 | 0 | 74.8 | 74.67 | 2 | 0
2025 | PJM_ROR_2_MISO_IN | PJM_ROR | MISO_IN | Internal | Winter | B20 | 935 | 909 | 0 | 64.93 | 63.7 | 2 | 0
2025 | PJM_ROR_2_MISO_MI | PJM_ROR | MISO_MI | Internal | Shoulder | B11 | 25 | 1305 | 0 | 88.29 | 86.63 | 2 | 0
2025 | PJM_ROR_2_MISO_MI | PJM_ROR | MISO_MI | Internal | Shoulder | B12 | 200 | 1305 | 0 | 79.54 | 77.56 | 2 | 0
2025 | PJM_ROR_2_MISO_MI | PJM_ROR | MISO_MI | Internal | Shoulder | B13 | 600 | 1305 | 0 | 73.64 | 72.08 | 2 | 0
2025 | PJM_ROR_2_MISO_MI | PJM_ROR | MISO_MI | Internal | Shoulder | B14 | 900 | 1305 | 0 | 71.21 | 71.92 | 2 | 0
2025 | PJM_ROR_2_MISO_MI | PJM_ROR | MISO_MI | Internal | Shoulder | B15 | 1203 | 1305 | 0 | 61.39 | 61.23 | 2 | 0
2025 | PJM_ROR_2_MISO_MI | PJM_ROR | MISO_MI | Internal | Summer | B1 | 10 | 1305 | 0 | 479.43 | 477.41 | 2 | 0
2025 | PJM_ROR_2_MISO_MI | PJM_ROR | MISO_MI | Internal | Summer | B2 | 25 | 1305 | 0 | 429.59 | 427.57 | 2 | 0
2025 | PJM_ROR_2_MISO_MI | PJM_ROR | MISO_MI | Internal | Summer | B3 | 75 | 1305 | 0 | 139.61 | 136.75 | 2 | 0
2025 | PJM_ROR_2_MISO_MI | PJM_ROR | MISO_MI | Internal | Summer | B4 | 100 | 1305 | 0 | 114.97 | 113.3 | 2 | 0
2025 | PJM_ROR_2_MISO_MI | PJM_ROR | MISO_MI | Internal | Summer | B5 | 200 | 1305 | 0 | 109.23 | 108.37 | 2 | 0
2025 | PJM_ROR_2_MISO_MI | PJM_ROR | MISO_MI | Internal | Summer | B6 | 300 | 1305 | 0 | 104.67 | 102.65 | 2 | 0
2025 | PJM_ROR_2_MISO_MI | PJM_ROR | MISO_MI | Internal | Summer | B7 | 400 | 1305 | 0 | 83.9 | 81.9 | 2 | 0
2025 | PJM_ROR_2_MISO_MI | PJM_ROR | MISO_MI | Internal | Summer | B8 | 500 | 1305 | 0 | 74.99 | 72.99 | 2 | 0
2025 | PJM_ROR_2_MISO_MI | PJM_ROR | MISO_MI | Internal | Summer | B9 | 800 | 1305 | 0 | 70.96 | 69.54 | 2 | 0
2025 | PJM_ROR_2_MISO_MI | PJM_ROR | MISO_MI | Internal | Summer | B10 | 1262 | 1305 | 0 | 62.33 | 61.23 | 2 | 0
2025 | PJM_ROR_2_MISO_MI | PJM_ROR | MISO_MI | Internal | Winter | B16 | 25 | 1305 | 0 | 88.94 | 88.78 | 2 | 0
2025 | PJM_ROR_2_MISO_MI | PJM_ROR | MISO_MI | Internal | Winter | B17 | 100 | 1305 | 852.69 | 79.94 | 81.94 | 2 | 0
2025 | PJM_ROR_2_MISO_MI | PJM_ROR | MISO_MI | Internal | Winter | B18 | 400 | 1305 | 0 | 76.11 | 74.7 | 2 | 0
2025 | PJM_ROR_2_MISO_MI | PJM_ROR | MISO_MI | Internal | Winter | B19 | 700 | 1305 | 0 | 74.8 | 74.68 | 2 | 0
2025 | PJM_ROR_2_MISO_MI | PJM_ROR | MISO_MI | Internal | Winter | B20 | 935 | 1305 | 0 | 64.93 | 63.71 | 2 | 0
2025 | PJM_ROR_2_MISO_MO-IL | PJM_ROR | MISO_MO-IL | Internal | Shoulder | B11 | 25 | 1111 | 0 | 88.29 | 86.65 | 2 | 0
2025 | PJM_ROR_2_MISO_MO-IL | PJM_ROR | MISO_MO-IL | Internal | Shoulder | B12 | 200 | 1111 | 0 | 79.54 | 77.54 | 2 | 0
2025 | PJM_ROR_2_MISO_MO-IL | PJM_ROR | MISO_MO-IL | Internal | Shoulder | B13 | 600 | 1111 | 0 | 73.64 | 72.06 | 2 | 0
2025 | PJM_ROR_2_MISO_MO-IL | PJM_ROR | MISO_MO-IL | Internal | Shoulder | B14 | 900 | 1111 | 0 | 71.21 | 71.89 | 2 | 0
2025 | PJM_ROR_2_MISO_MO-IL | PJM_ROR | MISO_MO-IL | Internal | Shoulder | B15 | 1203 | 1111 | 0 | 61.39 | 61.2 | 2 | 0
2025 | PJM_ROR_2_MISO_MO-IL | PJM_ROR | MISO_MO-IL | Internal | Summer | B1 | 10 | 1111 | 0 | 479.43 | 477.43 | 2 | 0
2025 | PJM_ROR_2_MISO_MO-IL | PJM_ROR | MISO_MO-IL | Internal | Summer | B2 | 25 | 1111 | 0 | 429.59 | 427.59 | 2 | 0
2025 | PJM_ROR_2_MISO_MO-IL | PJM_ROR | MISO_MO-IL | Internal | Summer | B3 | 75 | 1111 | 0 | 139.61 | 137.47 | 2 | 0
2025 | PJM_ROR_2_MISO_MO-IL | PJM_ROR | MISO_MO-IL | Internal | Summer | B4 | 100 | 1111 | 0 | 114.97 | 113.33 | 2 | 0
2025 | PJM_ROR_2_MISO_MO-IL | PJM_ROR | MISO_MO-IL | Internal | Summer | B5 | 200 | 1111 | 0 | 109.23 | 108.39 | 2 | 0
2025 | PJM_ROR_2_MISO_MO-IL | PJM_ROR | MISO_MO-IL | Internal | Summer | B6 | 300 | 1111 | 0 | 104.67 | 102.67 | 2 | 0
2025 | PJM_ROR_2_MISO_MO-IL | PJM_ROR | MISO_MO-IL | Internal | Summer | B7 | 400 | 1111 | 0 | 83.9 | 81.9 | 2 | 0
2025 | PJM_ROR_2_MISO_MO-IL | PJM_ROR | MISO_MO-IL | Internal | Summer | B8 | 500 | 1111 | 0 | 74.99 | 72.99 | 2 | 0
2025 | PJM_ROR_2_MISO_MO-IL | PJM_ROR | MISO_MO-IL | Internal | Summer | B9 | 800 | 1111 | 0 | 70.96 | 69.54 | 2 | 0
2025 | PJM_ROR_2_MISO_MO-IL | PJM_ROR | MISO_MO-IL | Internal | Summer | B10 | 1262 | 1111 | 0 | 62.33 | 61.21 | 2 | 0
2025 | PJM_ROR_2_MISO_MO-IL | PJM_ROR | MISO_MO-IL | Internal | Winter | B16 | 25 | 1111 | 0 | 88.94 | 88.76 | 2 | 0
2025 | PJM_ROR_2_MISO_MO-IL | PJM_ROR | MISO_MO-IL | Internal | Winter | B17 | 100 | 1111 | 0 | 79.94 | 81.92 | 2 | 0
2025 | PJM_ROR_2_MISO_MO-IL | PJM_ROR | MISO_MO-IL | Internal | Winter | B18 | 400 | 1111 | 0 | 76.11 | 74.67 | 2 | 0
2025 | PJM_ROR_2_MISO_MO-IL | PJM_ROR | MISO_MO-IL | Internal | Winter | B19 | 700 | 1111 | 0 | 74.8 | 74.66 | 2 | 0
2025 | PJM_ROR_2_MISO_MO-IL | PJM_ROR | MISO_MO-IL | Internal | Winter | B20 | 935 | 1111 | 0 | 64.93 | 63.69 | 2 | 0
2025 | PJM_ROR_2_MISO_W | PJM_ROR | MISO_W | Internal | Shoulder | B11 | 25 | 709 | 0 | 88.29 | 74.87 | 2 | 0
2025 | PJM_ROR_2_MISO_W | PJM_ROR | MISO_W | Internal | Shoulder | B12 | 200 | 709 | 0 | 79.54 | 66.12 | 2 | 0
2025 | PJM_ROR_2_MISO_W | PJM_ROR | MISO_W | Internal | Shoulder | B13 | 600 | 709 | 0 | 73.64 | 60.22 | 2 | 0
2025 | PJM_ROR_2_MISO_W | PJM_ROR | MISO_W | Internal | Shoulder | B14 | 900 | 709 | 0 | 71.21 | 57.78 | 2 | 0
2025 | PJM_ROR_2_MISO_W | PJM_ROR | MISO_W | Internal | Shoulder | B15 | 1203 | 709 | 0 | 61.39 | 47.97 | 2 | 0
2025 | PJM_ROR_2_MISO_W | PJM_ROR | MISO_W | Internal | Summer | B1 | 10 | 709 | 0 | 479.43 | 466.01 | 2 | 0
2025 | PJM_ROR_2_MISO_W | PJM_ROR | MISO_W | Internal | Summer | B2 | 25 | 709 | 0 | 429.59 | 416.17 | 2 | 0
2025 | PJM_ROR_2_MISO_W | PJM_ROR | MISO_W | Internal | Summer | B3 | 75 | 709 | 0 | 139.61 | 126.19 | 2 | 0
2025 | PJM_ROR_2_MISO_W | PJM_ROR | MISO_W | Internal | Summer | B4 | 100 | 709 | 0 | 114.97 | 108.75 | 2 | 0
2025 | PJM_ROR_2_MISO_W | PJM_ROR | MISO_W | Internal | Summer | B5 | 200 | 709 | 0 | 109.23 | 103.82 | 2 | 0
2025 | PJM_ROR_2_MISO_W | PJM_ROR | MISO_W | Internal | Summer | B6 | 300 | 709 | 0 | 104.67 | 98.1 | 2 | 0
2025 | PJM_ROR_2_MISO_W | PJM_ROR | MISO_W | Internal | Summer | B7 | 400 | 709 | 0 | 83.9 | 70.48 | 2 | 0
2025 | PJM_ROR_2_MISO_W | PJM_ROR | MISO_W | Internal | Summer | B8 | 500 | 709 | 0 | 74.99 | 61.57 | 2 | 0
2025 | PJM_ROR_2_MISO_W | PJM_ROR | MISO_W | Internal | Summer | B9 | 800 | 709 | 0 | 70.96 | 57.54 | 2 | 0
2025 | PJM_ROR_2_MISO_W | PJM_ROR | MISO_W | Internal | Summer | B10 | 1262 | 709 | 0 | 62.33 | 48.91 | 2 | 0
2025 | PJM_ROR_2_MISO_W | PJM_ROR | MISO_W | Internal | Winter | B16 | 25 | 709 | 0 | 88.94 | 75.52 | 2 | 0
2025 | PJM_ROR_2_MISO_W | PJM_ROR | MISO_W | Internal | Winter | B17 | 100 | 709 | 0 | 79.94 | 66.52 | 2 | 0
2025 | PJM_ROR_2_MISO_W | PJM_ROR | MISO_W | Internal | Winter | B18 | 400 | 709 | 0 | 76.11 | 62.69 | 2 | 0
2025 | PJM_ROR_2_MISO_W | PJM_ROR | MISO_W | Internal | Winter | B19 | 700 | 709 | 0 | 74.8 | 61.38 | 2 | 0
2025 | PJM_ROR_2_MISO_W | PJM_ROR | MISO_W | Internal | Winter | B20 | 935 | 709 | 0 | 64.93 | 51.51 | 2 | 0
2025 | PJM_ROR_2_PJM_ROM | PJM_ROR | PJM_ROM | Internal | Shoulder | B11 | 25 | 8000 | 0 | 88.29 | 88.28 | 0.01 | 0
2025 | PJM_ROR_2_PJM_ROM | PJM_ROR | PJM_ROM | Internal | Shoulder | B12 | 200 | 8000 | 0 | 79.54 | 79.53 | 0.01 | 0
2025 | PJM_ROR_2_PJM_ROM | PJM_ROR | PJM_ROM | Internal | Shoulder | B13 | 600 | 8000 | 2929.43 | 73.64 | 73.65 | 0.01 | 0
2025 | PJM_ROR_2_PJM_ROM | PJM_ROR | PJM_ROM | Internal | Shoulder | B14 | 900 | 8000 | 2396.62 | 71.21 | 71.22 | 0.01 | 0
2025 | PJM_ROR_2_PJM_ROM | PJM_ROR | PJM_ROM | Internal | Shoulder | B15 | 1203 | 8000 | 4447.95 | 61.39 | 61.4 | 0.01 | 0
2025 | PJM_ROR_2_PJM_ROM | PJM_ROR | PJM_ROM | Internal | Summer | B1 | 10 | 8000 | 5628.08 | 479.43 | 479.44 | 0.01 | 0
2025 | PJM_ROR_2_PJM_ROM | PJM_ROR | PJM_ROM | Internal | Summer | B2 | 25 | 8000 | 5369.41 | 429.59 | 429.6 | 0.01 | 0
2025 | PJM_ROR_2_PJM_ROM | PJM_ROR | PJM_ROM | Internal | Summer | B3 | 75 | 8000 | 1245.9 | 139.61 | 139.62 | 0.01 | 0
2025 | PJM_ROR_2_PJM_ROM | PJM_ROR | PJM_ROM | Internal | Summer | B4 | 100 | 8000 | 0 | 114.97 | 114.95 | 0.01 | 0
2025 | PJM_ROR_2_PJM_ROM | PJM_ROR | PJM_ROM | Internal | Summer | B5 | 200 | 8000 | 0 | 109.23 | 109.22 | 0.01 | 0
2025 | PJM_ROR_2_PJM_ROM | PJM_ROR | PJM_ROM | Internal | Summer | B6 | 300 | 8000 | 0 | 104.67 | 104.66 | 0.01 | 0
2025 | PJM_ROR_2_PJM_ROM | PJM_ROR | PJM_ROM | Internal | Summer | B7 | 400 | 8000 | 0 | 83.9 | 83.89 | 0.01 | 0
2025 | PJM_ROR_2_PJM_ROM | PJM_ROR | PJM_ROM | Internal | Summer | B8 | 500 | 8000 | 0 | 74.99 | 74.98 | 0.01 | 0
2025 | PJM_ROR_2_PJM_ROM | PJM_ROR | PJM_ROM | Internal | Summer | B9 | 800 | 8000 | 946.46 | 70.96 | 70.97 | 0.01 | 0
2025 | PJM_ROR_2_PJM_ROM | PJM_ROR | PJM_ROM | Internal | Summer | B10 | 1262 | 8000 | 4127.7 | 62.33 | 62.35 | 0.01 | 0
2025 | PJM_ROR_2_PJM_ROM | PJM_ROR | PJM_ROM | Internal | Winter | B16 | 25 | 8000 | 5484.62 | 88.94 | 88.96 | 0.01 | 0
2025 | PJM_ROR_2_PJM_ROM | PJM_ROR | PJM_ROM | Internal | Winter | B17 | 100 | 8000 | 6768.17 | 79.94 | 79.95 | 0.01 | 0
2025 | PJM_ROR_2_PJM_ROM | PJM_ROR | PJM_ROM | Internal | Winter | B18 | 400 | 8000 | 6055.75 | 76.11 | 76.12 | 0.01 | 0
2025 | PJM_ROR_2_PJM_ROM | PJM_ROR | PJM_ROM | Internal | Winter | B19 | 700 | 8000 | 6276.62 | 74.8 | 74.81 | 0.01 | 0
2025 | PJM_ROR_2_PJM_ROM | PJM_ROR | PJM_ROM | Internal | Winter | B20 | 935 | 8000 | 8000 | 64.93 | 65.02 | 0.01 | 0.08
2025 | PJM_ROR_2_TVA_Transmission | PJM_ROR | TVA_Transmission | Internal | Shoulder | B11 | 25 | 2500 | 2500 | 88.29 | 94.65 | 6 | 0.36
2025 | PJM_ROR_2_TVA_Transmission | PJM_ROR | TVA_Transmission | Internal | Shoulder | B12 | 200 | 2500 | 0 | 79.54 | 81.66 | 6 | 0
2025 | PJM_ROR_2_TVA_Transmission | PJM_ROR | TVA_Transmission | Internal | Shoulder | B13 | 600 | 2500 | 0 | 73.64 | 78.2 | 6 | 0
2025 | PJM_ROR_2_TVA_Transmission | PJM_ROR | TVA_Transmission | Internal | Shoulder | B14 | 900 | 2500 | 533.16 | 71.21 | 77.21 | 6 | 0
2025 | PJM_ROR_2_TVA_Transmission | PJM_ROR | TVA_Transmission | Internal | Shoulder | B15 | 1203 | 2500 | 3675.53 | 61.39 | 69.2 | 6 | 1.81
2025 | PJM_ROR_2_TVA_Transmission | PJM_ROR | TVA_Transmission | Internal | Summer | B1 | 10 | 2500 | 257.63 | 479.43 | 485.43 | 6 | 0
2025 | PJM_ROR_2_TVA_Transmission | PJM_ROR | TVA_Transmission | Internal | Summer | B2 | 25 | 2500 | 2500 | 429.59 | 435.94 | 6 | 0.35
2025 | PJM_ROR_2_TVA_Transmission | PJM_ROR | TVA_Transmission | Internal | Summer | B3 | 75 | 2500 | 2500 | 139.61 | 145.96 | 6 | 0.35
2025 | PJM_ROR_2_TVA_Transmission | PJM_ROR | TVA_Transmission | Internal | Summer | B4 | 100 | 2500 | 2500 | 114.97 | 121.33 | 6 | 0.36
2025 | PJM_ROR_2_TVA_Transmission | PJM_ROR | TVA_Transmission | Internal | Summer | B5 | 200 | 2500 | 2500 | 109.23 | 116.39 | 6 | 1.16
2025 | PJM_ROR_2_TVA_Transmission | PJM_ROR | TVA_Transmission | Internal | Summer | B6 | 300 | 2500 | 921.49 | 104.67 | 110.67 | 6 | 0
2025 | PJM_ROR_2_TVA_Transmission | PJM_ROR | TVA_Transmission | Internal | Summer | B7 | 400 | 2500 | 1484.69 | 83.9 | 89.9 | 6 | 0
2025 | PJM_ROR_2_TVA_Transmission | PJM_ROR | TVA_Transmission | Internal | Summer | B8 | 500 | 2500 | 174.65 | 74.99 | 80.99 | 6 | 0
2025 | PJM_ROR_2_TVA_Transmission | PJM_ROR | TVA_Transmission | Internal | Summer | B9 | 800 | 2500 | 210.35 | 70.96 | 76.96 | 6 | 0
2025 | PJM_ROR_2_TVA_Transmission | PJM_ROR | TVA_Transmission | Internal | Summer | B10 | 1262 | 2500 | 2500 | 62.33 | 69.21 | 6 | 0.88
2025 | PJM_ROR_2_TVA_Transmission | PJM_ROR | TVA_Transmission | Internal | Winter | B16 | 25 | 2500 | 4509.57 | 88.94 | 96.76 | 6 | 1.81
2025 | PJM_ROR_2_TVA_Transmission | PJM_ROR | TVA_Transmission | Internal | Winter | B17 | 100 | 2500 | 0 | 79.94 | 85.39 | 6 | 0
2025 | PJM_ROR_2_TVA_Transmission | PJM_ROR | TVA_Transmission | Internal | Winter | B18 | 400 | 2500 | 0 | 76.11 | 80.92 | 6 | 0
2025 | PJM_ROR_2_TVA_Transmission | PJM_ROR | TVA_Transmission | Internal | Winter | B19 | 700 | 2500 | 0 | 74.8 | 80.42 | 6 | 0
2025 | PJM_ROR_2_TVA_Transmission | PJM_ROR | TVA_Transmission | Internal | Winter | B20 | 935 | 2500 | 2500 | 64.93 | 71.69 | 6 | 0.76
2025 | PJM_ROR_2_VACAR | PJM_ROR | VACAR | Internal | Shoulder | B11 | 25 | 3000 | 5714.99 | 88.29 | 96.64 | 6 | 2.35
2025 | PJM_ROR_2_VACAR | PJM_ROR | VACAR | Internal | Shoulder | B12 | 200 | 3000 | 2832.59 | 79.54 | 85.54 | 6 | 0
2025 | PJM_ROR_2_VACAR | PJM_ROR | VACAR | Internal | Shoulder | B13 | 600 | 3000 | 2579.63 | 73.64 | 79.64 | 6 | 0
2025 | PJM_ROR_2_VACAR | PJM_ROR | VACAR | Internal | Shoulder | B14 | 900 | 3000 | 2375.15 | 71.21 | 77.21 | 6 | 0
2025 | PJM_ROR_2_VACAR | PJM_ROR | VACAR | Internal | Shoulder | B15 | 1203 | 3000 | 265.78 | 61.39 | 67.39 | 6 | 0
2025 | PJM_ROR_2_VACAR | PJM_ROR | VACAR | Internal | Summer | B1 | 10 | 3000 | 8542.71 | 479.43 | 487.78 | 6 | 2.35
2025 | PJM_ROR_2_VACAR | PJM_ROR | VACAR | Internal | Summer | B2 | 25 | 3000 | 8171.62 | 429.59 | 437.94 | 6 | 2.35
2025 | PJM_ROR_2_VACAR | PJM_ROR | VACAR | Internal | Summer | B3 | 75 | 3000 | 10677.65 | 139.61 | 147.96 | 6 | 2.35
2025 | PJM_ROR_2_VACAR | PJM_ROR | VACAR | Internal | Summer | B4 | 100 | 3000 | 10230.9 | 114.97 | 123.31 | 6 | 2.35
2025 | PJM_ROR_2_VACAR | PJM_ROR | VACAR | Internal | Summer | B5 | 200 | 3000 | 10534.99 | 109.23 | 117.58 | 6 | 2.35
2025 | PJM_ROR_2_VACAR | PJM_ROR | VACAR | Internal | Summer | B6 | 300 | 3000 | 4425.23 | 104.67 | 113.02 | 6 | 2.35
2025 | PJM_ROR_2_VACAR | PJM_ROR | VACAR | Internal | Summer | B7 | 400 | 3000 | 5248.06 | 83.9 | 92.25 | 6 | 2.35
2025 | PJM_ROR_2_VACAR | PJM_ROR | VACAR | Internal | Summer | B8 | 500 | 3000 | 3394.19 | 74.99 | 83.34 | 6 | 2.35
2025 | PJM_ROR_2_VACAR | PJM_ROR | VACAR | Internal | Summer | B9 | 800 | 3000 | 1600.29 | 70.96 | 76.96 | 6 | 0
2025 | PJM_ROR_2_VACAR | PJM_ROR | VACAR | Internal | Summer | B10 | 1262 | 3000 | 248.81 | 62.33 | 68.33 | 6 | 0
2025 | PJM_ROR_2_VACAR | PJM_ROR | VACAR | Internal | Winter | B16 | 25 | 3000 | 10121.34 | 88.94 | 97.29 | 6 | 2.35
2025 | PJM_ROR_2_VACAR | PJM_ROR | VACAR | Internal | Winter | B17 | 100 | 3000 | 6852.98 | 79.94 | 88.29 | 6 | 2.35
2025 | PJM_ROR_2_VACAR | PJM_ROR | VACAR | Internal | Winter | B18 | 400 | 3000 | 3442.77 | 76.11 | 84.46 | 6 | 2.35
2025 | PJM_ROR_2_VACAR | PJM_ROR | VACAR | Internal | Winter | B19 | 700 | 3000 | 3000 | 74.8 | 82.99 | 6 | 2.19
2025 | PJM_ROR_2_VACAR | PJM_ROR | VACAR | Internal | Winter | B20 | 935 | 3000 | 2157.17 | 64.93 | 70.93 | 6 | 0
2025 | PJM_ROM_2_NYISO_A-F | PJM_ROM | NYISO_A-F | Internal | Shoulder | B11 | 25 | 2000 | 0 | 88.28 | 68.72 | 6 | 0
2025 | PJM_ROM_2_NYISO_A-F | PJM_ROM | NYISO_A-F | Internal | Shoulder | B12 | 200 | 2000 | 0 | 79.53 | 68.72 | 6 | 0
2025 | PJM_ROM_2_NYISO_A-F | PJM_ROM | NYISO_A-F | Internal | Shoulder | B13 | 600 | 2000 | 0 | 73.65 | 66.14 | 6 | 0
2025 | PJM_ROM_2_NYISO_A-F | PJM_ROM | NYISO_A-F | Internal | Shoulder | B14 | 900 | 2000 | 0 | 71.22 | 66.14 | 6 | 0
2025 | PJM_ROM_2_NYISO_A-F | PJM_ROM | NYISO_A-F | Internal | Shoulder | B15 | 1203 | 2000 | 0 | 61.4 | 66.14 | 6 | 0
2025 | PJM_ROM_2_NYISO_A-F | PJM_ROM | NYISO_A-F | Internal | Summer | B1 | 10 | 2000 | 0 | 479.44 | 460.92 | 6 | 0
2025 | PJM_ROM_2_NYISO_A-F | PJM_ROM | NYISO_A-F | Internal | Summer | B2 | 25 | 2000 | 0 | 429.6 | 421.13 | 6 | 0
2025 | PJM_ROM_2_NYISO_A-F | PJM_ROM | NYISO_A-F | Internal | Summer | B3 | 75 | 2000 | 0 | 139.62 | 119.42 | 6 | 0
2025 | PJM_ROM_2_NYISO_A-F | PJM_ROM | NYISO_A-F | Internal | Summer | B4 | 100 | 2000 | 0 | 114.95 | 94.75 | 6 | 0
2025 | PJM_ROM_2_NYISO_A-F | PJM_ROM | NYISO_A-F | Internal | Summer | B5 | 200 | 2000 | 0 | 109.22 | 89.01 | 6 | 0
2025 | PJM_ROM_2_NYISO_A-F | PJM_ROM | NYISO_A-F | Internal | Summer | B6 | 300 | 2000 | 0 | 104.66 | 84.45 | 6 | 0
2025 | PJM_ROM_2_NYISO_A-F | PJM_ROM | NYISO_A-F | Internal | Summer | B7 | 400 | 2000 | 0 | 83.89 | 67.42 | 6 | 0
2025 | PJM_ROM_2_NYISO_A-F | PJM_ROM | NYISO_A-F | Internal | Summer | B8 | 500 | 2000 | 0 | 74.98 | 65.57 | 6 | 0
2025 | PJM_ROM_2_NYISO_A-F | PJM_ROM | NYISO_A-F | Internal | Summer | B9 | 800 | 2000 | 0 | 70.97 | 64.39 | 6 | 0
2025 | PJM_ROM_2_NYISO_A-F | PJM_ROM | NYISO_A-F | Internal | Summer | B10 | 1262 | 2000 | 0 | 62.35 | 64.39 | 6 | 0
2025 | PJM_ROM_2_NYISO_A-F | PJM_ROM | NYISO_A-F | Internal | Winter | B16 | 25 | 2000 | 0 | 88.96 | 71.27 | 6 | 0
2025 | PJM_ROM_2_NYISO_A-F | PJM_ROM | NYISO_A-F | Internal | Winter | B17 | 100 | 2000 | 0 | 79.95 | 71.27 | 6 | 0
2025 | PJM_ROM_2_NYISO_A-F | PJM_ROM | NYISO_A-F | Internal | Winter | B18 | 400 | 2000 | 0 | 76.12 | 68.12 | 6 | 0
2025 | PJM_ROM_2_NYISO_A-F | PJM_ROM | NYISO_A-F | Internal | Winter | B19 | 700 | 2000 | 0 | 74.81 | 68.12 | 6 | 0
2025 | PJM_ROM_2_NYISO_A-F | PJM_ROM | NYISO_A-F | Internal | Winter | B20 | 935 | 2000 | 0 | 65.02 | 68.12 | 6 | 0
2025 | PJM_ROM_2_PJM_E | PJM_ROM | PJM_E | Internal | Shoulder | B11 | 25 | 8000 | 0 | 88.28 | 88.26 | 0.01 | 0
2025 | PJM_ROM_2_PJM_E | PJM_ROM | PJM_E | Internal | Shoulder | B12 | 200 | 8000 | 0 | 79.53 | 79.51 | 0.01 | 0
2025 | PJM_ROM_2_PJM_E | PJM_ROM | PJM_E | Internal | Shoulder | B13 | 600 | 8000 | 0 | 73.65 | 73.64 | 0.01 | 0
2025 | PJM_ROM_2_PJM_E | PJM_ROM | PJM_E | Internal | Shoulder | B14 | 900 | 8000 | 0 | 71.22 | 71.21 | 0.01 | 0
2025 | PJM_ROM_2_PJM_E | PJM_ROM | PJM_E | Internal | Shoulder | B15 | 1203 | 8000 | 0 | 61.4 | 61.39 | 0.01 | 0
2025 | PJM_ROM_2_PJM_E | PJM_ROM | PJM_E | Internal | Summer | B1 | 10 | 8000 | 0 | 479.44 | 479.43 | 0.01 | 0
2025 | PJM_ROM_2_PJM_E | PJM_ROM | PJM_E | Internal | Summer | B2 | 25 | 8000 | 0 | 429.6 | 429.59 | 0.01 | 0
2025 | PJM_ROM_2_PJM_E | PJM_ROM | PJM_E | Internal | Summer | B3 | 75 | 8000 | 0 | 139.62 | 139.61 | 0.01 | 0
2025 | PJM_ROM_2_PJM_E | PJM_ROM | PJM_E | Internal | Summer | B4 | 100 | 8000 | 0 | 114.95 | 114.94 | 0.01 | 0
2025 | PJM_ROM_2_PJM_E | PJM_ROM | PJM_E | Internal | Summer | B5 | 200 | 8000 | 0 | 109.22 | 109.2 | 0.01 | 0
2025 | PJM_ROM_2_PJM_E | PJM_ROM | PJM_E | Internal | Summer | B6 | 300 | 8000 | 0 | 104.66 | 104.63 | 0.01 | 0
2025 | PJM_ROM_2_PJM_E | PJM_ROM | PJM_E | Internal | Summer | B7 | 400 | 8000 | 0 | 83.89 | 83.87 | 0.01 | 0
2025 | PJM_ROM_2_PJM_E | PJM_ROM | PJM_E | Internal | Summer | B8 | 500 | 8000 | 0 | 74.98 | 74.97 | 0.01 | 0
2025 | PJM_ROM_2_PJM_E | PJM_ROM | PJM_E | Internal | Summer | B9 | 800 | 8000 | 0 | 70.97 | 70.96 | 0.01 | 0
2025 | PJM_ROM_2_PJM_E | PJM_ROM | PJM_E | Internal | Summer | B10 | 1262 | 8000 | 0 | 62.35 | 62.33 | 0.01 | 0
2025 | PJM_ROM_2_PJM_E | PJM_ROM | PJM_E | Internal | Winter | B16 | 25 | 8000 | 0 | 88.96 | 88.94 | 0.01 | 0
2025 | PJM_ROM_2_PJM_E | PJM_ROM | PJM_E | Internal | Winter | B17 | 100 | 8000 | 0 | 79.95 | 79.94 | 0.01 | 0
2025 | PJM_ROM_2_PJM_E | PJM_ROM | PJM_E | Internal | Winter | B18 | 400 | 8000 | 0 | 76.12 | 76.11 | 0.01 | 0
2025 | PJM_ROM_2_PJM_E | PJM_ROM | PJM_E | Internal | Winter | B19 | 700 | 8000 | 0 | 74.81 | 74.8 | 0.01 | 0
2025 | PJM_ROM_2_PJM_E | PJM_ROM | PJM_E | Internal | Winter | B20 | 935 | 8000 | 1934.4 | 65.02 | 65.03 | 0.01 | 0
2025 | PJM_ROM_2_PJM_ROR | PJM_ROM | PJM_ROR | Internal | Shoulder | B11 | 25 | 8000 | 7743.83 | 88.28 | 88.29 | 0.01 | 0
2025 | PJM_ROM_2_PJM_ROR | PJM_ROM | PJM_ROR | Internal | Shoulder | B12 | 200 | 8000 | 1579.14 | 79.53 | 79.54 | 0.01 | 0
2025 | PJM_ROM_2_PJM_ROR | PJM_ROM | PJM_ROR | Internal | Shoulder | B13 | 600 | 8000 | 0 | 73.65 | 73.64 | 0.01 | 0
2025 | PJM_ROM_2_PJM_ROR | PJM_ROM | PJM_ROR | Internal | Shoulder | B14 | 900 | 8000 | 0 | 71.22 | 71.21 | 0.01 | 0
2025 | PJM_ROM_2_PJM_ROR | PJM_ROM | PJM_ROR | Internal | Shoulder | B15 | 1203 | 8000 | 0 | 61.4 | 61.39 | 0.01 | 0
2025 | PJM_ROM_2_PJM_ROR | PJM_ROM | PJM_ROR | Internal | Summer | B1 | 10 | 8000 | 0 | 479.44 | 479.43 | 0.01 | 0
2025 | PJM_ROM_2_PJM_ROR | PJM_ROM | PJM_ROR | Internal | Summer | B2 | 25 | 8000 | 0 | 429.6 | 429.59 | 0.01 | 0
2025 | PJM_ROM_2_PJM_ROR | PJM_ROM | PJM_ROR | Internal | Summer | B3 | 75 | 8000 | 0 | 139.62 | 139.61 | 0.01 | 0
2025 | PJM_ROM_2_PJM_ROR | PJM_ROM | PJM_ROR | Internal | Summer | B4 | 100 | 8000 | 4674.55 | 114.95 | 114.97 | 0.01 | 0
2025 | PJM_ROM_2_PJM_ROR | PJM_ROM | PJM_ROR | Internal | Summer | B5 | 200 | 8000 | 6937.75 | 109.22 | 109.23 | 0.01 | 0
2025 | PJM_ROM_2_PJM_ROR | PJM_ROM | PJM_ROR | Internal | Summer | B6 | 300 | 8000 | 5191.27 | 104.66 | 104.67 | 0.01 | 0
2025 | PJM_ROM_2_PJM_ROR | PJM_ROM | PJM_ROR | Internal | Summer | B7 | 400 | 8000 | 4907.6 | 83.89 | 83.9 | 0.01 | 0
2025 | PJM_ROM_2_PJM_ROR | PJM_ROM | PJM_ROR | Internal | Summer | B8 | 500 | 8000 | 2391.09 | 74.98 | 74.99 | 0.01 | 0
2025 | PJM_ROM_2_PJM_ROR | PJM_ROM | PJM_ROR | Internal | Summer | B9 | 800 | 8000 | 0 | 70.97 | 70.96 | 0.01 | 0
2025 | PJM_ROM_2_PJM_ROR | PJM_ROM | PJM_ROR | Internal | Summer | B10 | 1262 | 8000 | 0 | 62.35 | 62.33 | 0.01 | 0
2025 | PJM_ROM_2_PJM_ROR | PJM_ROM | PJM_ROR | Internal | Winter | B16 | 25 | 8000 | 0 | 88.96 | 88.94 | 0.01 | 0
2025 | PJM_ROM_2_PJM_ROR | PJM_ROM | PJM_ROR | Internal | Winter | B17 | 100 | 8000 | 0 | 79.95 | 79.94 | 0.01 | 0
2025 | PJM_ROM_2_PJM_ROR | PJM_ROM | PJM_ROR | Internal | Winter | B18 | 400 | 8000 | 0 | 76.12 | 76.11 | 0.01 | 0
2025 | PJM_ROM_2_PJM_ROR | PJM_ROM | PJM_ROR | Internal | Winter | B19 | 700 | 8000 | 0 | 74.81 | 74.8 | 0.01 | 0
2025 | PJM_ROM_2_PJM_ROR | PJM_ROM | PJM_ROR | Internal | Winter | B20 | 935 | 8000 | 0 | 65.02 | 64.93 | 0.01 | 0
2025 | SOCO_2_ENT | SOCO | ENT | Internal | Shoulder | B11 | 25 | 2400 | 0 | 103.65 | 94.65 | 10 | 0
2025 | SOCO_2_ENT | SOCO | ENT | Internal | Shoulder | B12 | 200 | 2400 | 0 | 81.66 | 73.66 | 10 | 0
2025 | SOCO_2_ENT | SOCO | ENT | Internal | Shoulder | B13 | 600 | 2400 | 0 | 75.24 | 73.12 | 10 | 0
2025 | SOCO_2_ENT | SOCO | ENT | Internal | Shoulder | B14 | 900 | 2400 | 0 | 75.24 | 70.67 | 10 | 0
2025 | SOCO_2_ENT | SOCO | ENT | Internal | Shoulder | B15 | 1203 | 2400 | 0 | 72.59 | 61.51 | 10 | 0
2025 | SOCO_2_ENT | SOCO | ENT | Internal | Summer | B1 | 10 | 2400 | 0 | 491.32 | 476.97 | 10 | 0
2025 | SOCO_2_ENT | SOCO | ENT | Internal | Summer | B2 | 25 | 2400 | 0 | 444.94 | 430.59 | 10 | 0
2025 | SOCO_2_ENT | SOCO | ENT | Internal | Summer | B3 | 75 | 2400 | 0 | 154.97 | 145.47 | 10 | 0
2025 | SOCO_2_ENT | SOCO | ENT | Internal | Summer | B4 | 100 | 2400 | 0 | 130.33 | 121.33 | 10 | 0
2025 | SOCO_2_ENT | SOCO | ENT | Internal | Summer | B5 | 200 | 2400 | 0 | 124.59 | 116.39 | 10 | 0
2025 | SOCO_2_ENT | SOCO | ENT | Internal | Summer | B6 | 300 | 2400 | 0 | 119.67 | 110.67 | 10 | 0
2025 | SOCO_2_ENT | SOCO | ENT | Internal | Summer | B7 | 400 | 2400 | 0 | 98.9 | 84.56 | 10 | 0
2025 | SOCO_2_ENT | SOCO | ENT | Internal | Summer | B8 | 500 | 2400 | 0 | 88.38 | 74.03 | 10 | 0
2025 | SOCO_2_ENT | SOCO | ENT | Internal | Summer | B9 | 800 | 2400 | 0 | 75.61 | 71.61 | 10 | 0
2025 | SOCO_2_ENT | SOCO | ENT | Internal | Summer | B10 | 1262 | 2400 | 0 | 71.19 | 69.21 | 10 | 0
2025 | SOCO_2_ENT | SOCO | ENT | Internal | Winter | B16 | 25 | 2400 | 0 | 104.29 | 89.95 | 10 | 0
2025 | SOCO_2_ENT | SOCO | ENT | Internal | Winter | B17 | 100 | 2400 | 0 | 86.35 | 77.39 | 10 | 0
2025 | SOCO_2_ENT | SOCO | ENT | Internal | Winter | B18 | 400 | 2400 | 0 | 78.23 | 76.08 | 10 | 0
2025 | SOCO_2_ENT | SOCO | ENT | Internal | Winter | B19 | 700 | 2400 | 0 | 78.23 | 73.75 | 10 | 0
2025 | SOCO_2_ENT | SOCO | ENT | Internal | Winter | B20 | 935 | 2400 | 0 | 75.48 | 63.95 | 10 | 0
2025 | SOCO_2_FRCC | SOCO | FRCC | Internal | Shoulder | B11 | 25 | 3700 | 4902.24 | 103.65 | 113.66 | 10 | 0.01
2025 | SOCO_2_FRCC | SOCO | FRCC | Internal | Shoulder | B12 | 200 | 3700 | 0 | 81.66 | 83.61 | 10 | 0
2025 | SOCO_2_FRCC | SOCO | FRCC | Internal | Shoulder | B13 | 600 | 3700 | 0 | 75.24 | 81.22 | 10 | 0
2025 | SOCO_2_FRCC | SOCO | FRCC | Internal | Shoulder | B14 | 900 | 3700 | 0 | 75.24 | 77.82 | 10 | 0
2025 | SOCO_2_FRCC | SOCO | FRCC | Internal | Shoulder | B15 | 1203 | 3700 | 0 | 72.59 | 77.82 | 10 | 0
2025 | SOCO_2_FRCC | SOCO | FRCC | Internal | Summer | B1 | 10 | 3700 | 8023.21 | 491.32 | 501.33 | 10 | 0.01
2025 | SOCO_2_FRCC | SOCO | FRCC | Internal | Summer | B2 | 25 | 3700 | 5365.89 | 444.94 | 454.95 | 10 | 0.01
2025 | SOCO_2_FRCC | SOCO | FRCC | Internal | Summer | B3 | 75 | 3700 | 3920.51 | 154.97 | 164.98 | 10 | 0.01
2025 | SOCO_2_FRCC | SOCO | FRCC | Internal | Summer | B4 | 100 | 3700 | 3301.87 | 130.33 | 140.33 | 10 | 0
2025 | SOCO_2_FRCC | SOCO | FRCC | Internal | Summer | B5 | 200 | 3700 | 2097.57 | 124.59 | 134.59 | 10 | 0
2025 | SOCO_2_FRCC | SOCO | FRCC | Internal | Summer | B6 | 300 | 3700 | 0 | 119.67 | 126.33 | 10 | 0
2025 | SOCO_2_FRCC | SOCO | FRCC | Internal | Summer | B7 | 400 | 3700 | 776.76 | 98.9 | 108.9 | 10 | 0
2025 | SOCO_2_FRCC | SOCO | FRCC | Internal | Summer | B8 | 500 | 3700 | 0 | 88.38 | 80.38 | 10 | 0
2025 | SOCO_2_FRCC | SOCO | FRCC | Internal | Summer | B9 | 800 | 3700 | 0 | 75.61 | 77.01 | 10 | 0
2025 | SOCO_2_FRCC | SOCO | FRCC | Internal | Summer | B10 | 1262 | 3700 | 0 | 71.19 | 77.01 | 10 | 0
2025 | SOCO_2_FRCC | SOCO | FRCC | Internal | Winter | B16 | 25 | 3700 | 2126.77 | 104.29 | 114.29 | 10 | 0
2025 | SOCO_2_FRCC | SOCO | FRCC | Internal | Winter | B17 | 100 | 3700 | 0 | 86.35 | 83.78 | 10 | 0
2025 | SOCO_2_FRCC | SOCO | FRCC | Internal | Winter | B18 | 400 | 3700 | 0 | 78.23 | 83.78 | 10 | 0
2025 | SOCO_2_FRCC | SOCO | FRCC | Internal | Winter | B19 | 700 | 3700 | 0 | 78.23 | 80.28 | 10 | 0
2025 | SOCO_2_FRCC | SOCO | FRCC | Internal | Winter | B20 | 935 | 3700 | 0 | 75.48 | 80.28 | 10 | 0
2025 | SOCO_2_VACAR | SOCO | VACAR | Internal | Shoulder | B11 | 25 | 2000 | 0 | 103.65 | 96.64 | 10 | 0
2025 | SOCO_2_VACAR | SOCO | VACAR | Internal | Shoulder | B12 | 200 | 2000 | 0 | 81.66 | 85.54 | 10 | 0
2025 | SOCO_2_VACAR | SOCO | VACAR | Internal | Shoulder | B13 | 600 | 2000 | 0 | 75.24 | 79.64 | 10 | 0
2025 | SOCO_2_VACAR | SOCO | VACAR | Internal | Shoulder | B14 | 900 | 2000 | 0 | 75.24 | 77.21 | 10 | 0
2025 | SOCO_2_VACAR | SOCO | VACAR | Internal | Shoulder | B15 | 1203 | 2000 | 0 | 72.59 | 67.39 | 10 | 0
2025 | SOCO_2_VACAR | SOCO | VACAR | Internal | Summer | B1 | 10 | 2000 | 0 | 491.32 | 487.78 | 10 | 0
2025 | SOCO_2_VACAR | SOCO | VACAR | Internal | Summer | B2 | 25 | 2000 | 0 | 444.94 | 437.94 | 10 | 0
2025 | SOCO_2_VACAR | SOCO | VACAR | Internal | Summer | B3 | 75 | 2000 | 0 | 154.97 | 147.96 | 10 | 0
2025 | SOCO_2_VACAR | SOCO | VACAR | Internal | Summer | B4 | 100 | 2000 | 0 | 130.33 | 123.31 | 10 | 0
2025 | SOCO_2_VACAR | SOCO | VACAR | Internal | Summer | B5 | 200 | 2000 | 0 | 124.59 | 117.58 | 10 | 0
2025 | SOCO_2_VACAR | SOCO | VACAR | Internal | Summer | B6 | 300 | 2000 | 0 | 119.67 | 113.02 | 10 | 0
2025 | SOCO_2_VACAR | SOCO | VACAR | Internal | Summer | B7 | 400 | 2000 | 0 | 98.9 | 92.25 | 10 | 0
2025 | SOCO_2_VACAR | SOCO | VACAR | Internal | Summer | B8 | 500 | 2000 | 0 | 88.38 | 83.34 | 10 | 0
2025 | SOCO_2_VACAR | SOCO | VACAR | Internal | Summer | B9 | 800 | 2000 | 0 | 75.61 | 76.96 | 10 | 0
2025 | SOCO_2_VACAR | SOCO | VACAR | Internal | Summer | B10 | 1262 | 2000 | 0 | 71.19 | 68.33 | 10 | 0
2025 | SOCO_2_VACAR | SOCO | VACAR | Internal | Winter | B16 | 25 | 2000 | 0 | 104.29 | 97.29 | 10 | 0
2025 | SOCO_2_VACAR | SOCO | VACAR | Internal | Winter | B17 | 100 | 2000 | 0 | 86.35 | 88.29 | 10 | 0
2025 | SOCO_2_VACAR | SOCO | VACAR | Internal | Winter | B18 | 400 | 2000 | 0 | 78.23 | 84.46 | 10 | 0
2025 | SOCO_2_VACAR | SOCO | VACAR | Internal | Winter | B19 | 700 | 2000 | 0 | 78.23 | 82.99 | 10 | 0
2025 | SOCO_2_VACAR | SOCO | VACAR | Internal | Winter | B20 | 935 | 2000 | 0 | 75.48 | 70.93 | 10 | 0
2025 | SPP_N_2_ENT | SPP_N | ENT | Internal | Shoulder | B11 | 25 | 1800 | 1800 | 70.63 | 94.65 | 5 | 19.02
2025 | SPP_N_2_ENT | SPP_N | ENT | Internal | Shoulder | B12 | 200 | 1800 | 1800 | 55.67 | 73.66 | 5 | 12.98
2025 | SPP_N_2_ENT | SPP_N | ENT | Internal | Shoulder | B13 | 600 | 1800 | 1800 | 49.77 | 73.12 | 5 | 18.34
2025 | SPP_N_2_ENT | SPP_N | ENT | Internal | Shoulder | B14 | 900 | 1800 | 8172.91 | 45.87 | 70.67 | 5 | 19.8
2025 | SPP_N_2_ENT | SPP_N | ENT | Internal | Shoulder | B15 | 1203 | 1800 | 11210.3 | 36.71 | 61.51 | 5 | 19.8
2025 | SPP_N_2_ENT | SPP_N | ENT | Internal | Summer | B1 | 10 | 1800 | 21431.98 | 452.18 | 476.97 | 5 | 19.8
2025 | SPP_N_2_ENT | SPP_N | ENT | Internal | Summer | B2 | 25 | 1800 | 12304.41 | 405.79 | 430.59 | 5 | 19.8
2025 | SPP_N_2_ENT | SPP_N | ENT | Internal | Summer | B3 | 75 | 1800 | 2173.82 | 120.67 | 145.47 | 5 | 19.8
2025 | SPP_N_2_ENT | SPP_N | ENT | Internal | Summer | B4 | 100 | 1800 | 1800 | 108.76 | 121.33 | 5 | 7.56
2025 | SPP_N_2_ENT | SPP_N | ENT | Internal | Summer | B5 | 200 | 1800 | 1800 | 103.39 | 116.39 | 5 | 8
2025 | SPP_N_2_ENT | SPP_N | ENT | Internal | Summer | B6 | 300 | 1800 | 1800 | 97.67 | 110.67 | 5 | 8
2025 | SPP_N_2_ENT | SPP_N | ENT | Internal | Summer | B7 | 400 | 1800 | 1800 | 74.09 | 84.56 | 5 | 5.47
2025 | SPP_N_2_ENT | SPP_N | ENT | Internal | Summer | B8 | 500 | 1800 | 1800 | 67.3 | 74.03 | 5 | 1.74
2025 | SPP_N_2_ENT | SPP_N | ENT | Internal | Summer | B9 | 800 | 1800 | 1800 | 64.54 | 71.61 | 5 | 2.07
2025 | SPP_N_2_ENT | SPP_N | ENT | Internal | Summer | B10 | 1262 | 1800 | 3945.08 | 44.41 | 69.21 | 5 | 19.8
2025 | SPP_N_2_ENT | SPP_N | ENT | Internal | Winter | B16 | 25 | 1800 | 3765.74 | 65.15 | 89.95 | 5 | 19.8
2025 | SPP_N_2_ENT | SPP_N | ENT | Internal | Winter | B17 | 100 | 1800 | 1800 | 52.69 | 77.39 | 5 | 19.7
2025 | SPP_N_2_ENT | SPP_N | ENT | Internal | Winter | B18 | 400 | 1800 | 1800 | 54.58 | 76.08 | 5 | 16.51
2025 | SPP_N_2_ENT | SPP_N | ENT | Internal | Winter | B19 | 700 | 1800 | 2256.83 | 48.95 | 73.75 | 5 | 19.8
2025 | SPP_N_2_ENT | SPP_N | ENT | Internal | Winter | B20 | 935 | 1800 | 7733.74 | 39.15 | 63.95 | 5 | 19.8
2025 | SPP_N_2_MISO_MO-IL | SPP_N | MISO_MO-IL | Internal | Shoulder | B11 | 25 | 2000 | 2000 | 70.63 | 86.65 | 5 | 11.02
2025 | SPP_N_2_MISO_MO-IL | SPP_N | MISO_MO-IL | Internal | Shoulder | B12 | 200 | 2000 | 2000 | 55.67 | 77.54 | 5 | 16.87
2025 | SPP_N_2_MISO_MO-IL | SPP_N | MISO_MO-IL | Internal | Shoulder | B13 | 600 | 2000 | 2000 | 49.77 | 72.06 | 5 | 17.29
2025 | SPP_N_2_MISO_MO-IL | SPP_N | MISO_MO-IL | Internal | Shoulder | B14 | 900 | 2000 | 2000 | 45.87 | 71.89 | 5 | 21.03
2025 | SPP_N_2_MISO_MO-IL | SPP_N | MISO_MO-IL | Internal | Shoulder | B15 | 1203 | 2000 | 2000 | 36.71 | 61.2 | 5 | 19.49
2025 | SPP_N_2_MISO_MO-IL | SPP_N | MISO_MO-IL | Internal | Summer | B1 | 10 | 2000 | 2000 | 452.18 | 477.43 | 5 | 20.26
2025 | SPP_N_2_MISO_MO-IL | SPP_N | MISO_MO-IL | Internal | Summer | B2 | 25 | 2000 | 2000 | 405.79 | 427.59 | 5 | 16.8
2025 | SPP_N_2_MISO_MO-IL | SPP_N | MISO_MO-IL | Internal | Summer | B3 | 75 | 2000 | 2000 | 120.67 | 137.47 | 5 | 11.8
2025 | SPP_N_2_MISO_MO-IL | SPP_N | MISO_MO-IL | Internal | Summer | B4 | 100 | 2000 | 0 | 108.76 | 113.33 | 5 | 0
2025 | SPP_N_2_MISO_MO-IL | SPP_N | MISO_MO-IL | Internal | Summer | B5 | 200 | 2000 | 1465.59 | 103.39 | 108.39 | 5 | 0
2025 | SPP_N_2_MISO_MO-IL | SPP_N | MISO_MO-IL | Internal | Summer | B6 | 300 | 2000 | 502.28 | 97.67 | 102.67 | 5 | 0
2025 | SPP_N_2_MISO_MO-IL | SPP_N | MISO_MO-IL | Internal | Summer | B7 | 400 | 2000 | 2000 | 74.09 | 81.9 | 5 | 2.81
2025 | SPP_N_2_MISO_MO-IL | SPP_N | MISO_MO-IL | Internal | Summer | B8 | 500 | 2000 | 2000 | 67.3 | 72.99 | 5 | 0.69
2025 | SPP_N_2_MISO_MO-IL | SPP_N | MISO_MO-IL | Internal | Summer | B9 | 800 | 2000 | 1259.51 | 64.54 | 69.54 | 5 | 0
2025 | SPP_N_2_MISO_MO-IL | SPP_N | MISO_MO-IL | Internal | Summer | B10 | 1262 | 2000 | 2000 | 44.41 | 61.21 | 5 | 11.8
2025 | SPP_N_2_MISO_MO-IL | SPP_N | MISO_MO-IL | Internal | Winter | B16 | 25 | 2000 | 2000 | 65.15 | 88.76 | 5 | 18.61
2025 | SPP_N_2_MISO_MO-IL | SPP_N | MISO_MO-IL | Internal | Winter | B17 | 100 | 2000 | 2000 | 52.69 | 81.92 | 5 | 24.23
2025 | SPP_N_2_MISO_MO-IL | SPP_N | MISO_MO-IL | Internal | Winter | B18 | 400 | 2000 | 2000 | 54.58 | 74.67 | 5 | 15.09
2025 | SPP_N_2_MISO_MO-IL | SPP_N | MISO_MO-IL | Internal | Winter | B19 | 700 | 2000 | 2000 | 48.95 | 74.66 | 5 | 20.71
2025 | SPP_N_2_MISO_MO-IL | SPP_N | MISO_MO-IL | Internal | Winter | B20 | 935 | 2000 | 2000 | 39.15 | 63.69 | 5 | 19.54
2025 | SPP_N_2_MISO_W | SPP_N | MISO_W | Internal | Shoulder | B11 | 25 | 750 | 0 | 70.63 | 74.87 | 5 | 0
2025 | SPP_N_2_MISO_W | SPP_N | MISO_W | Internal | Shoulder | B12 | 200 | 750 | 750 | 55.67 | 66.12 | 5 | 5.44
2025 | SPP_N_2_MISO_W | SPP_N | MISO_W | Internal | Shoulder | B13 | 600 | 750 | 750 | 49.77 | 60.22 | 5 | 5.44
2025 | SPP_N_2_MISO_W | SPP_N | MISO_W | Internal | Shoulder | B14 | 900 | 750 | 750 | 45.87 | 57.78 | 5 | 6.92
2025 | SPP_N_2_MISO_W | SPP_N | MISO_W | Internal | Shoulder | B15 | 1203 | 750 | 750 | 36.71 | 47.97 | 5 | 6.26
2025 | SPP_N_2_MISO_W | SPP_N | MISO_W | Internal | Summer | B1 | 10 | 750 | 4840.29 | 452.18 | 466.01 | 5 | 8.83
2025 | SPP_N_2_MISO_W | SPP_N | MISO_W | Internal | Summer | B2 | 25 | 750 | 750 | 405.79 | 416.17 | 5 | 5.37
2025 | SPP_N_2_MISO_W | SPP_N | MISO_W | Internal | Summer | B3 | 75 | 750 | 750 | 120.67 | 126.19 | 5 | 0.52
2025 | SPP_N_2_MISO_W | SPP_N | MISO_W | Internal | Summer | B4 | 100 | 750 | 0 | 108.76 | 108.75 | 5 | 0
2025 | SPP_N_2_MISO_W | SPP_N | MISO_W | Internal | Summer | B5 | 200 | 750 | 0 | 103.39 | 103.82 | 5 | 0
2025 | SPP_N_2_MISO_W | SPP_N | MISO_W | Internal | Summer | B6 | 300 | 750 | 0 | 97.67 | 98.1 | 5 | 0
2025 | SPP_N_2_MISO_W | SPP_N | MISO_W | Internal | Summer | B7 | 400 | 750 | 0 | 74.09 | 70.48 | 5 | 0
2025 | SPP_N_2_MISO_W | SPP_N | MISO_W | Internal | Summer | B8 | 500 | 750 | 0 | 67.3 | 61.57 | 5 | 0
2025 | SPP_N_2_MISO_W | SPP_N | MISO_W | Internal | Summer | B9 | 800 | 750 | 0 | 64.54 | 57.54 | 5 | 0
2025 | SPP_N_2_MISO_W | SPP_N | MISO_W | Internal | Summer | B10 | 1262 | 750 | 0 | 44.41 | 48.91 | 5 | 0
2025 | SPP_N_2_MISO_W | SPP_N | MISO_W | Internal | Winter | B16 | 25 | 750 | 750 | 65.15 | 75.52 | 5 | 5.37
2025 | SPP_N_2_MISO_W | SPP_N | MISO_W | Internal | Winter | B17 | 100 | 750 | 1304.25 | 52.69 | 66.52 | 5 | 8.83
2025 | SPP_N_2_MISO_W | SPP_N | MISO_W | Internal | Winter | B18 | 400 | 750 | 750 | 54.58 | 62.69 | 5 | 3.11
2025 | SPP_N_2_MISO_W | SPP_N | MISO_W | Internal | Winter | B19 | 700 | 750 | 750 | 48.95 | 61.38 | 5 | 7.43
2025 | SPP_N_2_MISO_W | SPP_N | MISO_W | Internal | Winter | B20 | 935 | 750 | 750 | 39.15 | 51.51 | 5 | 7.36
2025 | SPP_N_2_NE | SPP_N | NE | Internal | Shoulder | B11 | 25 | 330 | 0 | 70.63 | 70.61 | 0.01 | 0
2025 | SPP_N_2_NE | SPP_N | NE | Internal | Shoulder | B12 | 200 | 330 | 0 | 55.67 | 55.66 | 0.01 | 0
2025 | SPP_N_2_NE | SPP_N | NE | Internal | Shoulder | B13 | 600 | 330 | 0 | 49.77 | 49.76 | 0.01 | 0
2025 | SPP_N_2_NE | SPP_N | NE | Internal | Shoulder | B14 | 900 | 330 | 330 | 45.87 | 47.33 | 0.01 | 1.45
2025 | SPP_N_2_NE | SPP_N | NE | Internal | Shoulder | B15 | 1203 | 330 | 330 | 36.71 | 37.52 | 0.01 | 0.79
2025 | SPP_N_2_NE | SPP_N | NE | Internal | Summer | B1 | 10 | 330 | 330 | 452.18 | 455.55 | 0.01 | 3.37
2025 | SPP_N_2_NE | SPP_N | NE | Internal | Summer | B2 | 25 | 330 | 0 | 405.79 | 405.71 | 0.01 | 0
2025 | SPP_N_2_NE | SPP_N | NE | Internal | Summer | B3 | 75 | 330 | 0 | 120.67 | 120.66 | 0.01 | 0
2025 | SPP_N_2_NE | SPP_N | NE | Internal | Summer | B4 | 100 | 330 | 0 | 108.76 | 108.75 | 0.01 | 0
2025 | SPP_N_2_NE | SPP_N | NE | Internal | Summer | B5 | 200 | 330 | 0 | 103.39 | 103.38 | 0.01 | 0
2025 | SPP_N_2_NE | SPP_N | NE | Internal | Summer | B6 | 300 | 330 | 0 | 97.67 | 97.66 | 0.01 | 0
2025 | SPP_N_2_NE | SPP_N | NE | Internal | Summer | B7 | 400 | 330 | 0 | 74.09 | 70.95 | 0.01 | 0
2025 | SPP_N_2_NE | SPP_N | NE | Internal | Summer | B8 | 500 | 330 | 0 | 67.3 | 64.15 | 0.01 | 0
2025 | SPP_N_2_NE | SPP_N | NE | Internal | Summer | B9 | 800 | 330 | 0 | 64.54 | 61.39 | 0.01 | 0
2025 | SPP_N_2_NE | SPP_N | NE | Internal | Summer | B10 | 1262 | 330 | 0 | 44.41 | 41.27 | 0.01 | 0
2025 | SPP_N_2_NE | SPP_N | NE | Internal | Winter | B16 | 25 | 330 | 0 | 65.15 | 65.07 | 0.01 | 0
2025 | SPP_N_2_NE | SPP_N | NE | Internal | Winter | B17 | 100 | 330 | 330 | 52.69 | 56.06 | 0.01 | 3.37
2025 | SPP_N_2_NE | SPP_N | NE | Internal | Winter | B18 | 400 | 330 | 0 | 54.58 | 52.23 | 0.01 | 0
2025 | SPP_N_2_NE | SPP_N | NE | Internal | Winter | B19 | 700 | 330 | 330 | 48.95 | 50.92 | 0.01 | 1.96
2025 | SPP_N_2_NE | SPP_N | NE | Internal | Winter | B20 | 935 | 330 | 330 | 39.15 | 41.05 | 0.01 | 1.89
2025 | SPP_N_2_SPP_S | SPP_N | SPP_S | Internal | Shoulder | B11 | 25 | 4000 | 2784.6 | 70.63 | 70.64 | 0.01 | 0
2025 | SPP_N_2_SPP_S | SPP_N | SPP_S | Internal | Shoulder | B12 | 200 | 4000 | 4000 | 55.67 | 56.8 | 0.01 | 1.11
2025 | SPP_N_2_SPP_S | SPP_N | SPP_S | Internal | Shoulder | B13 | 600 | 4000 | 3140.64 | 49.77 | 49.79 | 0.01 | 0
2025 | SPP_N_2_SPP_S | SPP_N | SPP_S | Internal | Shoulder | B14 | 900 | 4000 | 0 | 45.87 | 45.85 | 0.01 | 0
2025 | SPP_N_2_SPP_S | SPP_N | SPP_S | Internal | Shoulder | B15 | 1203 | 4000 | 0 | 36.71 | 31.59 | 0.01 | 0
2025 | SPP_N_2_SPP_S | SPP_N | SPP_S | Internal | Summer | B1 | 10 | 4000 | 0 | 452.18 | 447.05 | 0.01 | 0
2025 | SPP_N_2_SPP_S | SPP_N | SPP_S | Internal | Summer | B2 | 25 | 4000 | 0 | 405.79 | 400.67 | 0.01 | 0
2025 | SPP_N_2_SPP_S | SPP_N | SPP_S | Internal | Summer | B3 | 75 | 4000 | 218.06 | 120.67 | 120.68 | 0.01 | 0
2025 | SPP_N_2_SPP_S | SPP_N | SPP_S | Internal | Summer | B4 | 100 | 4000 | 1062.5 | 108.76 | 108.78 | 0.01 | 0
2025 | SPP_N_2_SPP_S | SPP_N | SPP_S | Internal | Summer | B5 | 200 | 4000 | 0 | 103.39 | 100.19 | 0.01 | 0
2025 | SPP_N_2_SPP_S | SPP_N | SPP_S | Internal | Summer | B6 | 300 | 4000 | 1169.71 | 97.67 | 97.68 | 0.01 | 0
2025 | SPP_N_2_SPP_S | SPP_N | SPP_S | Internal | Summer | B7 | 400 | 4000 | 2375.91 | 74.09 | 74.1 | 0.01 | 0
2025 | SPP_N_2_SPP_S | SPP_N | SPP_S | Internal | Summer | B8 | 500 | 4000 | 5256.33 | 67.3 | 69.03 | 0.01 | 1.72
2025 | SPP_N_2_SPP_S | SPP_N | SPP_S | Internal | Summer | B9 | 800 | 4000 | 7597.47 | 64.54 | 66.28 | 0.01 | 1.72
2025 | SPP_N_2_SPP_S | SPP_N | SPP_S | Internal | Summer | B10 | 1262 | 4000 | 4876.61 | 44.41 | 46.15 | 0.01 | 1.72
2025 | SPP_N_2_SPP_S | SPP_N | SPP_S | Internal | Winter | B16 | 25 | 4000 | 3736.37 | 65.15 | 65.16 | 0.01 | 0
2025 | SPP_N_2_SPP_S | SPP_N | SPP_S | Internal | Winter | B17 | 100 | 4000 | 3645.36 | 52.69 | 52.7 | 0.01 | 0
2025 | SPP_N_2_SPP_S | SPP_N | SPP_S | Internal | Winter | B18 | 400 | 4000 | 3977.88 | 54.58 | 54.59 | 0.01 | 0
2025 | SPP_N_2_SPP_S | SPP_N | SPP_S | Internal | Winter | B19 | 700 | 4000 | 2740.06 | 48.95 | 48.96 | 0.01 | 0
2025 | SPP_N_2_SPP_S | SPP_N | SPP_S | Internal | Winter | B20 | 935 | 4000 | 887.37 | 39.15 | 39.16 | 0.01 | 0
2025 | SPP_S_2_ENT | SPP_S | ENT | Internal | Shoulder | B11 | 25 | 850 | 850 | 70.64 | 94.65 | 5 | 19.01
2025 | SPP_S_2_ENT | SPP_S | ENT | Internal | Shoulder | B12 | 200 | 850 | 850 | 56.8 | 73.66 | 5 | 11.86
2025 | SPP_S_2_ENT | SPP_S | ENT | Internal | Shoulder | B13 | 600 | 850 | 850 | 49.79 | 73.12 | 5 | 18.33
2025 | SPP_S_2_ENT | SPP_S | ENT | Internal | Shoulder | B14 | 900 | 850 | 850 | 45.85 | 70.67 | 5 | 19.81
2025 | SPP_S_2_ENT | SPP_S | ENT | Internal | Shoulder | B15 | 1203 | 850 | 850 | 31.59 | 61.51 | 5 | 24.92
2025 | SPP_S_2_ENT | SPP_S | ENT | Internal | Summer | B1 | 10 | 850 | 850 | 447.05 | 476.97 | 5 | 24.92
2025 | SPP_S_2_ENT | SPP_S | ENT | Internal | Summer | B2 | 25 | 850 | 850 | 400.67 | 430.59 | 5 | 24.92
2025 | SPP_S_2_ENT | SPP_S | ENT | Internal | Summer | B3 | 75 | 850 | 850 | 120.68 | 145.47 | 5 | 19.79
2025 | SPP_S_2_ENT | SPP_S | ENT | Internal | Summer | B4 | 100 | 850 | 850 | 108.78 | 121.33 | 5 | 7.55
2025 | SPP_S_2_ENT | SPP_S | ENT | Internal | Summer | B5 | 200 | 850 | 850 | 100.19 | 116.39 | 5 | 11.2
2025 | SPP_S_2_ENT | SPP_S | ENT | Internal | Summer | B6 | 300 | 850 | 850 | 97.68 | 110.67 | 5 | 7.99
2025 | SPP_S_2_ENT | SPP_S | ENT | Internal | Summer | B7 | 400 | 850 | 850 | 74.1 | 84.56 | 5 | 5.46
2025 | SPP_S_2_ENT | SPP_S | ENT | Internal | Summer | B8 | 500 | 850 | 111.2 | 69.03 | 74.03 | 5 | 0
2025 | SPP_S_2_ENT | SPP_S | ENT | Internal | Summer | B9 | 800 | 850 | 850 | 66.28 | 71.61 | 5 | 0.33
2025 | SPP_S_2_ENT | SPP_S | ENT | Internal | Summer | B10 | 1262 | 850 | 850 | 46.15 | 69.21 | 5 | 18.06
2025 | SPP_S_2_ENT | SPP_S | ENT | Internal | Winter | B16 | 25 | 850 | 850 | 65.16 | 89.95 | 5 | 19.79
2025 | SPP_S_2_ENT | SPP_S | ENT | Internal | Winter | B17 | 100 | 850 | 850 | 52.7 | 77.39 | 5 | 19.69
2025 | SPP_S_2_ENT | SPP_S | ENT | Internal | Winter | B18 | 400 | 850 | 850 | 54.59 | 76.08 | 5 | 16.5
2025 | SPP_S_2_ENT | SPP_S | ENT | Internal | Winter | B19 | 700 | 850 | 850 | 48.96 | 73.75 | 5 | 19.79
2025 | SPP_S_2_ENT | SPP_S | ENT | Internal | Winter | B20 | 935 | 850 | 850 | 39.16 | 63.95 | 5 | 19.79
2025 | SPP_S_2_SPP_N | SPP_S | SPP_N | Internal | Shoulder | B11 | 25 | 640 | 0 | 70.64 | 70.63 | 0.01 | 0
2025 | SPP_S_2_SPP_N | SPP_S | SPP_N | Internal | Shoulder | B12 | 200 | 640 | 0 | 56.8 | 55.67 | 0.01 | 0
2025 | SPP_S_2_SPP_N | SPP_S | SPP_N | Internal | Shoulder | B13 | 600 | 640 | 0 | 49.79 | 49.77 | 0.01 | 0
2025 | SPP_S_2_SPP_N | SPP_S | SPP_N | Internal | Shoulder | B14 | 900 | 640 | 437.99 | 45.85 | 45.87 | 0.01 | 0
2025 | SPP_S_2_SPP_N | SPP_S | SPP_N | Internal | Shoulder | B15 | 1203 | 640 | 1366.05 | 31.59 | 36.71 | 0.01 | 5.11
2025 | SPP_S_2_SPP_N | SPP_S | SPP_N | Internal | Summer | B1 | 10 | 640 | 12125.98 | 447.05 | 452.18 | 0.01 | 5.11
2025 | SPP_S_2_SPP_N | SPP_S | SPP_N | Internal | Summer | B2 | 25 | 640 | 4318.64 | 400.67 | 405.79 | 0.01 | 5.11
2025 | SPP_S_2_SPP_N | SPP_S | SPP_N | Internal | Summer | B3 | 75 | 640 | 0 | 120.68 | 120.67 | 0.01 | 0
2025 | SPP_S_2_SPP_N | SPP_S | SPP_N | Internal | Summer | B4 | 100 | 640 | 0 | 108.78 | 108.76 | 0.01 | 0
2025 | SPP_S_2_SPP_N | SPP_S | SPP_N | Internal | Summer | B5 | 200 | 640 | 640 | 100.19 | 103.39 | 0.01 | 3.19
2025 | SPP_S_2_SPP_N | SPP_S | SPP_N | Internal | Summer | B6 | 300 | 640 | 0 | 97.68 | 97.67 | 0.01 | 0
2025 | SPP_S_2_SPP_N | SPP_S | SPP_N | Internal | Summer | B7 | 400 | 640 | 0 | 74.1 | 74.09 | 0.01 | 0
2025 | SPP_S_2_SPP_N | SPP_S | SPP_N | Internal | Summer | B8 | 500 | 640 | 0 | 69.03 | 67.3 | 0.01 | 0
2025 | SPP_S_2_SPP_N | SPP_S | SPP_N | Internal | Summer | B9 | 800 | 640 | 0 | 66.28 | 64.54 | 0.01 | 0
2025 | SPP_S_2_SPP_N | SPP_S | SPP_N | Internal | Summer | B10 | 1262 | 640 | 0 | 46.15 | 44.41 | 0.01 | 0
2025 | SPP_S_2_SPP_N | SPP_S | SPP_N | Internal | Winter | B16 | 25 | 640 | 0 | 65.16 | 65.15 | 0.01 | 0
2025 | SPP_S_2_SPP_N | SPP_S | SPP_N | Internal | Winter | B17 | 100 | 640 | 0 | 52.7 | 52.69 | 0.01 | 0
2025 | SPP_S_2_SPP_N | SPP_S | SPP_N | Internal | Winter | B18 | 400 | 640 | 0 | 54.59 | 54.58 | 0.01 | 0
2025 | SPP_S_2_SPP_N | SPP_S | SPP_N | Internal | Winter | B19 | 700 | 640 | 0 | 48.96 | 48.95 | 0.01 | 0
2025 | SPP_S_2_SPP_N | SPP_S | SPP_N | Internal | Winter | B20 | 935 | 640 | 0 | 39.16 | 39.15 | 0.01 | 0
2025 | TVA_2_ENT | TVA | ENT | Internal | Shoulder | B11 | 25 | 500 | 0 | 94.66 | 94.65 | 9 | 0
2025 | TVA_2_ENT | TVA | ENT | Internal | Shoulder | B12 | 200 | 500 | 0 | 81.67 | 73.66 | 9 | 0
2025 | TVA_2_ENT | TVA | ENT | Internal | Shoulder | B13 | 600 | 500 | 0 | 77.22 | 73.12 | 9 | 0
2025 | TVA_2_ENT | TVA | ENT | Internal | Shoulder | B14 | 900 | 500 | 0 | 77.22 | 70.67 | 9 | 0
2025 | TVA_2_ENT | TVA | ENT | Internal | Shoulder | B15 | 1203 | 500 | 0 | 69.22 | 61.51 | 9 | 0
2025 | TVA_2_ENT | TVA | ENT | Internal | Summer | B1 | 10 | 500 | 0 | 485.44 | 476.97 | 9 | 0
2025 | TVA_2_ENT | TVA | ENT | Internal | Summer | B2 | 25 | 500 | 0 | 435.95 | 430.59 | 9 | 0
2025 | TVA_2_ENT | TVA | ENT | Internal | Summer | B3 | 75 | 500 | 0 | 145.97 | 145.47 | 9 | 0
2025 | TVA_2_ENT | TVA | ENT | Internal | Summer | B4 | 100 | 500 | 0 | 121.34 | 121.33 | 9 | 0
2025 | TVA_2_ENT | TVA | ENT | Internal | Summer | B5 | 200 | 500 | 0 | 116.4 | 116.39 | 9 | 0
2025 | TVA_2_ENT | TVA | ENT | Internal | Summer | B6 | 300 | 500 | 0 | 110.68 | 110.67 | 9 | 0
2025 | TVA_2_ENT | TVA | ENT | Internal | Summer | B7 | 400 | 500 | 0 | 89.91 | 84.56 | 9 | 0
2025 | TVA_2_ENT | TVA | ENT | Internal | Summer | B8 | 500 | 500 | 0 | 81 | 74.03 | 9 | 0
2025 | TVA_2_ENT | TVA | ENT | Internal | Summer | B9 | 800 | 500 | 0 | 76.97 | 71.61 | 9 | 0
2025 | TVA_2_ENT | TVA | ENT | Internal | Summer | B10 | 1262 | 500 | 0 | 69.23 | 69.21 | 9 | 0
2025 | TVA_2_ENT | TVA | ENT | Internal | Winter | B16 | 25 | 500 | 0 | 96.77 | 89.95 | 9 | 0
2025 | TVA_2_ENT | TVA | ENT | Internal | Winter | B17 | 100 | 500 | 0 | 85.4 | 77.39 | 9 | 0
2025 | TVA_2_ENT | TVA | ENT | Internal | Winter | B18 | 400 | 500 | 0 | 79.94 | 76.08 | 9 | 0
2025 | TVA_2_ENT | TVA | ENT | Internal | Winter | B19 | 700 | 500 | 0 | 79.94 | 73.75 | 9 | 0
2025 | TVA_2_ENT | TVA | ENT | Internal | Winter | B20 | 935 | 500 | 0 | 71.7 | 63.95 | 9 | 0
2025 | TVA_2_SOCO | TVA | SOCO | Internal | Shoulder | B11 | 25 | 500 | 0 | 94.66 | 103.65 | 9 | 0
2025 | TVA_2_SOCO | TVA | SOCO | Internal | Shoulder | B12 | 200 | 500 | 0 | 81.67 | 81.66 | 9 | 0
2025 | TVA_2_SOCO | TVA | SOCO | Internal | Shoulder | B13 | 600 | 500 | 0 | 77.22 | 75.24 | 9 | 0
2025 | TVA_2_SOCO | TVA | SOCO | Internal | Shoulder | B14 | 900 | 500 | 0 | 77.22 | 75.24 | 9 | 0
2025 | TVA_2_SOCO | TVA | SOCO | Internal | Shoulder | B15 | 1203 | 500 | 0 | 69.22 | 72.59 | 9 | 0
2025 | TVA_2_SOCO | TVA | SOCO | Internal | Summer | B1 | 10 | 500 | 0 | 485.44 | 491.32 | 9 | 0
2025 | TVA_2_SOCO | TVA | SOCO | Internal | Summer | B2 | 25 | 500 | 0 | 435.95 | 444.94 | 9 | 0
2025 | TVA_2_SOCO | TVA | SOCO | Internal | Summer | B3 | 75 | 500 | 0 | 145.97 | 154.97 | 9 | 0
2025 | TVA_2_SOCO | TVA | SOCO | Internal | Summer | B4 | 100 | 500 | 0 | 121.34 | 130.33 | 9 | 0
2025 | TVA_2_SOCO | TVA | SOCO | Internal | Summer | B5 | 200 | 500 | 0 | 116.4 | 124.59 | 9 | 0
2025 | TVA_2_SOCO | TVA | SOCO | Internal | Summer | B6 | 300 | 500 | 0 | 110.68 | 119.67 | 9 | 0
2025 | TVA_2_SOCO | TVA | SOCO | Internal | Summer | B7 | 400 | 500 | 0 | 89.91 | 98.9 | 9 | 0
2025 | TVA_2_SOCO | TVA | SOCO | Internal | Summer | B8 | 500 | 500 | 0 | 81 | 88.38 | 9 | 0
2025 | TVA_2_SOCO | TVA | SOCO | Internal | Summer | B9 | 800 | 500 | 0 | 76.97 | 75.61 | 9 | 0
2025 | TVA_2_SOCO | TVA | SOCO | Internal | Summer | B10 | 1262 | 500 | 0 | 69.23 | 71.19 | 9 | 0
2025 | TVA_2_SOCO | TVA | SOCO | Internal | Winter | B16 | 25 | 500 | 0 | 96.77 | 104.29 | 9 | 0
2025 | TVA_2_SOCO | TVA | SOCO | Internal | Winter | B17 | 100 | 500 | 0 | 85.4 | 86.35 | 9 | 0
2025 | TVA_2_SOCO | TVA | SOCO | Internal | Winter | B18 | 400 | 500 | 0 | 79.94 | 78.23 | 9 | 0
2025 | TVA_2_SOCO | TVA | SOCO | Internal | Winter | B19 | 700 | 500 | 0 | 79.94 | 78.23 | 9 | 0
2025 | TVA_2_SOCO | TVA | SOCO | Internal | Winter | B20 | 935 | 500 | 0 | 71.7 | 75.48 | 9 | 0
2025 | TVA_2_VACAR | TVA | VACAR | Internal | Shoulder | B11 | 25 | 150 | 0 | 94.66 | 96.64 | 9 | 0
2025 | TVA_2_VACAR | TVA | VACAR | Internal | Shoulder | B12 | 200 | 150 | 0 | 81.67 | 85.54 | 9 | 0
2025 | TVA_2_VACAR | TVA | VACAR | Internal | Shoulder | B13 | 600 | 150 | 0 | 77.22 | 79.64 | 9 | 0
2025 | TVA_2_VACAR | TVA | VACAR | Internal | Shoulder | B14 | 900 | 150 | 0 | 77.22 | 77.21 | 9 | 0
2025 | TVA_2_VACAR | TVA | VACAR | Internal | Shoulder | B15 | 1203 | 150 | 0 | 69.22 | 67.39 | 9 | 0
2025 | TVA_2_VACAR | TVA | VACAR | Internal | Summer | B1 | 10 | 150 | 0 | 485.44 | 487.78 | 9 | 0
2025 | TVA_2_VACAR | TVA | VACAR | Internal | Summer | B2 | 25 | 150 | 0 | 435.95 | 437.94 | 9 | 0
2025 | TVA_2_VACAR | TVA | VACAR | Internal | Summer | B3 | 75 | 150 | 0 | 145.97 | 147.96 | 9 | 0
2025 | TVA_2_VACAR | TVA | VACAR | Internal | Summer | B4 | 100 | 150 | 0 | 121.34 | 123.31 | 9 | 0
2025 | TVA_2_VACAR | TVA | VACAR | Internal | Summer | B5 | 200 | 150 | 0 | 116.4 | 117.58 | 9 | 0
2025 | TVA_2_VACAR | TVA | VACAR | Internal | Summer | B6 | 300 | 150 | 0 | 110.68 | 113.02 | 9 | 0
2025 | TVA_2_VACAR | TVA | VACAR | Internal | Summer | B7 | 400 | 150 | 0 | 89.91 | 92.25 | 9 | 0
2025 | TVA_2_VACAR | TVA | VACAR | Internal | Summer | B8 | 500 | 150 | 0 | 81 | 83.34 | 9 | 0
2025 | TVA_2_VACAR | TVA | VACAR | Internal | Summer | B9 | 800 | 150 | 0 | 76.97 | 76.96 | 9 | 0
2025 | TVA_2_VACAR | TVA | VACAR | Internal | Summer | B10 | 1262 | 150 | 0 | 69.23 | 68.33 | 9 | 0
2025 | TVA_2_VACAR | TVA | VACAR | Internal | Winter | B16 | 25 | 150 | 0 | 96.77 | 97.29 | 9 | 0
2025 | TVA_2_VACAR | TVA | VACAR | Internal | Winter | B17 | 100 | 150 | 0 | 85.4 | 88.29 | 9 | 0
2025 | TVA_2_VACAR | TVA | VACAR | Internal | Winter | B18 | 400 | 150 | 0 | 79.94 | 84.46 | 9 | 0
2025 | TVA_2_VACAR | TVA | VACAR | Internal | Winter | B19 | 700 | 150 | 0 | 79.94 | 82.99 | 9 | 0
2025 | TVA_2_VACAR | TVA | VACAR | Internal | Winter | B20 | 935 | 150 | 0 | 71.7 | 70.93 | 9 | 0
2025 | TVA_Transmission_2_ENT | TVA_Transmission | ENT | Internal | Shoulder | B11 | 25 | 3000 | 0 | 94.65 | 94.65 | 9 | 0
2025 | TVA_Transmission_2_ENT | TVA_Transmission | ENT | Internal | Shoulder | B12 | 200 | 3000 | 0 | 81.66 | 73.66 | 9 | 0
2025 | TVA_Transmission_2_ENT | TVA_Transmission | ENT | Internal | Shoulder | B13 | 600 | 3000 | 0 | 78.2 | 73.12 | 9 | 0
2025 | TVA_Transmission_2_ENT | TVA_Transmission | ENT | Internal | Shoulder | B14 | 900 | 3000 | 0 | 77.21 | 70.67 | 9 | 0
2025 | TVA_Transmission_2_ENT | TVA_Transmission | ENT | Internal | Shoulder | B15 | 1203 | 3000 | 0 | 69.2 | 61.51 | 9 | 0
2025 | TVA_Transmission_2_ENT | TVA_Transmission | ENT | Internal | Summer | B1 | 10 | 3000 | 0 | 485.43 | 476.97 | 9 | 0
2025 | TVA_Transmission_2_ENT | TVA_Transmission | ENT | Internal | Summer | B2 | 25 | 3000 | 0 | 435.94 | 430.59 | 9 | 0
2025 | TVA_Transmission_2_ENT | TVA_Transmission | ENT | Internal | Summer | B3 | 75 | 3000 | 0 | 145.96 | 145.47 | 9 | 0
2025 | TVA_Transmission_2_ENT | TVA_Transmission | ENT | Internal | Summer | B4 | 100 | 3000 | 0 | 121.33 | 121.33 | 9 | 0
2025 | TVA_Transmission_2_ENT | TVA_Transmission | ENT | Internal | Summer | B5 | 200 | 3000 | 0 | 116.39 | 116.39 | 9 | 0
2025 | TVA_Transmission_2_ENT | TVA_Transmission | ENT | Internal | Summer | B6 | 300 | 3000 | 0 | 110.67 | 110.67 | 9 | 0
2025 | TVA_Transmission_2_ENT | TVA_Transmission | ENT | Internal | Summer | B7 | 400 | 3000 | 0 | 89.9 | 84.56 | 9 | 0
2025 | TVA_Transmission_2_ENT | TVA_Transmission | ENT | Internal | Summer | B8 | 500 | 3000 | 0 | 80.99 | 74.03 | 9 | 0
2025 | TVA_Transmission_2_ENT | TVA_Transmission | ENT | Internal | Summer | B9 | 800 | 3000 | 0 | 76.96 | 71.61 | 9 | 0
2025 | TVA_Transmission_2_ENT | TVA_Transmission | ENT | Internal | Summer | B10 | 1262 | 3000 | 0 | 69.21 | 69.21 | 9 | 0
2025 | TVA_Transmission_2_ENT | TVA_Transmission | ENT | Internal | Winter | B16 | 25 | 3000 | 0 | 96.76 | 89.95 | 9 | 0
2025 | TVA_Transmission_2_ENT | TVA_Transmission | ENT | Internal | Winter | B17 | 100 | 3000 | 0 | 85.39 | 77.39 | 9 | 0
2025 | TVA_Transmission_2_ENT | TVA_Transmission | ENT | Internal | Winter | B18 | 400 | 3000 | 0 | 80.92 | 76.08 | 9 | 0
2025 | TVA_Transmission_2_ENT | TVA_Transmission | ENT | Internal | Winter | B19 | 700 | 3000 | 0 | 80.42 | 73.75 | 9 | 0
2025 | TVA_Transmission_2_ENT | TVA_Transmission | ENT | Internal | Winter | B20 | 935 | 3000 | 0 | 71.69 | 63.95 | 9 | 0
2025 | TVA_Transmission_2_SOCO | TVA_Transmission | SOCO | Internal | Shoulder | B11 | 25 | 3200 | 2329.84 | 94.65 | 103.65 | 9 | 0
2025 | TVA_Transmission_2_SOCO | TVA_Transmission | SOCO | Internal | Shoulder | B12 | 200 | 3200 | 0 | 81.66 | 81.66 | 9 | 0
2025 | TVA_Transmission_2_SOCO | TVA_Transmission | SOCO | Internal | Shoulder | B13 | 600 | 3200 | 0 | 78.2 | 75.24 | 9 | 0
2025 | TVA_Transmission_2_SOCO | TVA_Transmission | SOCO | Internal | Shoulder | B14 | 900 | 3200 | 0 | 77.21 | 75.24 | 9 | 0
2025 | TVA_Transmission_2_SOCO | TVA_Transmission | SOCO | Internal | Shoulder | B15 | 1203 | 3200 | 0 | 69.2 | 72.59 | 9 | 0
2025 | TVA_Transmission_2_SOCO | TVA_Transmission | SOCO | Internal | Summer | B1 | 10 | 3200 | 0 | 485.43 | 491.32 | 9 | 0
2025 | TVA_Transmission_2_SOCO | TVA_Transmission | SOCO | Internal | Summer | B2 | 25 | 3200 | 2220.25 | 435.94 | 444.94 | 9 | 0
2025 | TVA_Transmission_2_SOCO | TVA_Transmission | SOCO | Internal | Summer | B3 | 75 | 3200 | 3698.31 | 145.96 | 154.97 | 9 | 0.01
2025 | TVA_Transmission_2_SOCO | TVA_Transmission | SOCO | Internal | Summer | B4 | 100 | 3200 | 134.43 | 121.33 | 130.33 | 9 | 0
2025 | TVA_Transmission_2_SOCO | TVA_Transmission | SOCO | Internal | Summer | B5 | 200 | 3200 | 0 | 116.39 | 124.59 | 9 | 0
2025 | TVA_Transmission_2_SOCO | TVA_Transmission | SOCO | Internal | Summer | B6 | 300 | 3200 | 477.53 | 110.67 | 119.67 | 9 | 0
2025 | TVA_Transmission_2_SOCO | TVA_Transmission | SOCO | Internal | Summer | B7 | 400 | 3200 | 2786.64 | 89.9 | 98.9 | 9 | 0
2025 | TVA_Transmission_2_SOCO | TVA_Transmission | SOCO | Internal | Summer | B8 | 500 | 3200 | 0 | 80.99 | 88.38 | 9 | 0
2025 | TVA_Transmission_2_SOCO | TVA_Transmission | SOCO | Internal | Summer | B9 | 800 | 3200 | 0 | 76.96 | 75.61 | 9 | 0
2025 | TVA_Transmission_2_SOCO | TVA_Transmission | SOCO | Internal | Summer | B10 | 1262 | 3200 | 0 | 69.21 | 71.19 | 9 | 0
2025 | TVA_Transmission_2_SOCO | TVA_Transmission | SOCO | Internal | Winter | B16 | 25 | 3200 | 0 | 96.76 | 104.29 | 9 | 0
2025 | TVA_Transmission_2_SOCO | TVA_Transmission | SOCO | Internal | Winter | B17 | 100 | 3200 | 0 | 85.39 | 86.35 | 9 | 0
2025 | TVA_Transmission_2_SOCO | TVA_Transmission | SOCO | Internal | Winter | B18 | 400 | 3200 | 0 | 80.92 | 78.23 | 9 | 0
2025 | TVA_Transmission_2_SOCO | TVA_Transmission | SOCO | Internal | Winter | B19 | 700 | 3200 | 0 | 80.42 | 78.23 | 9 | 0
2025 | TVA_Transmission_2_SOCO | TVA_Transmission | SOCO | Internal | Winter | B20 | 935 | 3200 | 0 | 71.69 | 75.48 | 9 | 0
2025 | TVA_Transmission_2_TVA | TVA_Transmission | TVA | Internal | Shoulder | B11 | 25 | 99999 | 1434.47 | 94.65 | 94.66 | 0.01 | 0
2025 | TVA_Transmission_2_TVA | TVA_Transmission | TVA | Internal | Shoulder | B12 | 200 | 99999 | 563.86 | 81.66 | 81.67 | 0.01 | 0
2025 | TVA_Transmission_2_TVA | TVA_Transmission | TVA | Internal | Shoulder | B13 | 600 | 99999 | 0 | 78.2 | 77.22 | 0.01 | 0
2025 | TVA_Transmission_2_TVA | TVA_Transmission | TVA | Internal | Shoulder | B14 | 900 | 99999 | 533.16 | 77.21 | 77.22 | 0.01 | 0
2025 | TVA_Transmission_2_TVA | TVA_Transmission | TVA | Internal | Shoulder | B15 | 1203 | 99999 | 5043.89 | 69.2 | 69.22 | 0.01 | 0
2025 | TVA_Transmission_2_TVA | TVA_Transmission | TVA | Internal | Summer | B1 | 10 | 99999 | 5032.48 | 485.43 | 485.44 | 0.01 | 0
2025 | TVA_Transmission_2_TVA | TVA_Transmission | TVA | Internal | Summer | B2 | 25 | 99999 | 4279.75 | 435.94 | 435.95 | 0.01 | 0
2025 | TVA_Transmission_2_TVA | TVA_Transmission | TVA | Internal | Summer | B3 | 75 | 99999 | 2801.69 | 145.96 | 145.97 | 0.01 | 0
2025 | TVA_Transmission_2_TVA | TVA_Transmission | TVA | Internal | Summer | B4 | 100 | 99999 | 4535.61 | 121.33 | 121.34 | 0.01 | 0
2025 | TVA_Transmission_2_TVA | TVA_Transmission | TVA | Internal | Summer | B5 | 200 | 99999 | 2969.61 | 116.39 | 116.4 | 0.01 | 0
2025 | TVA_Transmission_2_TVA | TVA_Transmission | TVA | Internal | Summer | B6 | 300 | 99999 | 754.02 | 110.67 | 110.68 | 0.01 | 0
2025 | TVA_Transmission_2_TVA | TVA_Transmission | TVA | Internal | Summer | B7 | 400 | 99999 | 204.7 | 89.9 | 89.91 | 0.01 | 0
2025 | TVA_Transmission_2_TVA | TVA_Transmission | TVA | Internal | Summer | B8 | 500 | 99999 | 230.57 | 80.99 | 81 | 0.01 | 0
2025 | TVA_Transmission_2_TVA | TVA_Transmission | TVA | Internal | Summer | B9 | 800 | 99999 | 210.35 | 76.96 | 76.97 | 0.01 | 0
2025 | TVA_Transmission_2_TVA | TVA_Transmission | TVA | Internal | Summer | B10 | 1262 | 99999 | 3068.32 | 69.21 | 69.23 | 0.01 | 0
2025 | TVA_Transmission_2_TVA | TVA_Transmission | TVA | Internal | Winter | B16 | 25 | 99999 | 4597.92 | 96.76 | 96.77 | 0.01 | 0
2025 | TVA_Transmission_2_TVA | TVA_Transmission | TVA | Internal | Winter | B17 | 100 | 99999 | 1858.21 | 85.39 | 85.4 | 0.01 | 0
2025 | TVA_Transmission_2_TVA | TVA_Transmission | TVA | Internal | Winter | B18 | 400 | 99999 | 0 | 80.92 | 79.94 | 0.01 | 0
2025 | TVA_Transmission_2_TVA | TVA_Transmission | TVA | Internal | Winter | B19 | 700 | 99999 | 0 | 80.42 | 79.94 | 0.01 | 0
2025 | TVA_Transmission_2_TVA | TVA_Transmission | TVA | Internal | Winter | B20 | 935 | 99999 | 3723.46 | 71.69 | 71.7 | 0.01 | 0
2025 | TVA_Transmission_2_VACAR | TVA_Transmission | VACAR | Internal | Shoulder | B11 | 25 | 900 | 0 | 94.65 | 96.64 | 9 | 0
2025 | TVA_Transmission_2_VACAR | TVA_Transmission | VACAR | Internal | Shoulder | B12 | 200 | 900 | 0 | 81.66 | 85.54 | 9 | 0
2025 | TVA_Transmission_2_VACAR | TVA_Transmission | VACAR | Internal | Shoulder | B13 | 600 | 900 | 0 | 78.2 | 79.64 | 9 | 0
2025 | TVA_Transmission_2_VACAR | TVA_Transmission | VACAR | Internal | Shoulder | B14 | 900 | 900 | 0 | 77.21 | 77.21 | 9 | 0
2025 | TVA_Transmission_2_VACAR | TVA_Transmission | VACAR | Internal | Shoulder | B15 | 1203 | 900 | 0 | 69.2 | 67.39 | 9 | 0
2025 | TVA_Transmission_2_VACAR | TVA_Transmission | VACAR | Internal | Summer | B1 | 10 | 900 | 0 | 485.43 | 487.78 | 9 | 0
2025 | TVA_Transmission_2_VACAR | TVA_Transmission | VACAR | Internal | Summer | B2 | 25 | 900 | 0 | 435.94 | 437.94 | 9 | 0
2025 | TVA_Transmission_2_VACAR | TVA_Transmission | VACAR | Internal | Summer | B3 | 75 | 900 | 0 | 145.96 | 147.96 | 9 | 0
2025 | TVA_Transmission_2_VACAR | TVA_Transmission | VACAR | Internal | Summer | B4 | 100 | 900 | 0 | 121.33 | 123.31 | 9 | 0
2025 | TVA_Transmission_2_VACAR | TVA_Transmission | VACAR | Internal | Summer | B5 | 200 | 900 | 0 | 116.39 | 117.58 | 9 | 0
2025 | TVA_Transmission_2_VACAR | TVA_Transmission | VACAR | Internal | Summer | B6 | 300 | 900 | 0 | 110.67 | 113.02 | 9 | 0
2025 | TVA_Transmission_2_VACAR | TVA_Transmission | VACAR | Internal | Summer | B7 | 400 | 900 | 0 | 89.9 | 92.25 | 9 | 0
2025 | TVA_Transmission_2_VACAR | TVA_Transmission | VACAR | Internal | Summer | B8 | 500 | 900 | 0 | 80.99 | 83.34 | 9 | 0
2025 | TVA_Transmission_2_VACAR | TVA_Transmission | VACAR | Internal | Summer | B9 | 800 | 900 | 0 | 76.96 | 76.96 | 9 | 0
2025 | TVA_Transmission_2_VACAR | TVA_Transmission | VACAR | Internal | Summer | B10 | 1262 | 900 | 0 | 69.21 | 68.33 | 9 | 0
2025 | TVA_Transmission_2_VACAR | TVA_Transmission | VACAR | Internal | Winter | B16 | 25 | 900 | 0 | 96.76 | 97.29 | 9 | 0
2025 | TVA_Transmission_2_VACAR | TVA_Transmission | VACAR | Internal | Winter | B17 | 100 | 900 | 0 | 85.39 | 88.29 | 9 | 0
2025 | TVA_Transmission_2_VACAR | TVA_Transmission | VACAR | Internal | Winter | B18 | 400 | 900 | 0 | 80.92 | 84.46 | 9 | 0
2025 | TVA_Transmission_2_VACAR | TVA_Transmission | VACAR | Internal | Winter | B19 | 700 | 900 | 0 | 80.42 | 82.99 | 9 | 0
2025 | TVA_Transmission_2_VACAR | TVA_Transmission | VACAR | Internal | Winter | B20 | 935 | 900 | 0 | 71.69 | 70.93 | 9 | 0
2025 | VACAR_2_PJM_ROR | VACAR | PJM_ROR | Internal | Shoulder | B11 | 25 | 2000 | 0 | 96.64 | 88.29 | 7 | 0
2025 | VACAR_2_PJM_ROR | VACAR | PJM_ROR | Internal | Shoulder | B12 | 200 | 2000 | 0 | 85.54 | 79.54 | 7 | 0
2025 | VACAR_2_PJM_ROR | VACAR | PJM_ROR | Internal | Shoulder | B13 | 600 | 2000 | 0 | 79.64 | 73.64 | 7 | 0
2025 | VACAR_2_PJM_ROR | VACAR | PJM_ROR | Internal | Shoulder | B14 | 900 | 2000 | 0 | 77.21 | 71.21 | 7 | 0
2025 | VACAR_2_PJM_ROR | VACAR | PJM_ROR | Internal | Shoulder | B15 | 1203 | 2000 | 0 | 67.39 | 61.39 | 7 | 0
2025 | VACAR_2_PJM_ROR | VACAR | PJM_ROR | Internal | Summer | B1 | 10 | 2000 | 0 | 487.78 | 479.43 | 7 | 0
2025 | VACAR_2_PJM_ROR | VACAR | PJM_ROR | Internal | Summer | B2 | 25 | 2000 | 0 | 437.94 | 429.59 | 7 | 0
2025 | VACAR_2_PJM_ROR | VACAR | PJM_ROR | Internal | Summer | B3 | 75 | 2000 | 0 | 147.96 | 139.61 | 7 | 0
2025 | VACAR_2_PJM_ROR | VACAR | PJM_ROR | Internal | Summer | B4 | 100 | 2000 | 0 | 123.31 | 114.97 | 7 | 0
2025 | VACAR_2_PJM_ROR | VACAR | PJM_ROR | Internal | Summer | B5 | 200 | 2000 | 0 | 117.58 | 109.23 | 7 | 0
2025 | VACAR_2_PJM_ROR | VACAR | PJM_ROR | Internal | Summer | B6 | 300 | 2000 | 0 | 113.02 | 104.67 | 7 | 0
2025 | VACAR_2_PJM_ROR | VACAR | PJM_ROR | Internal | Summer | B7 | 400 | 2000 | 0 | 92.25 | 83.9 | 7 | 0
2025 | VACAR_2_PJM_ROR | VACAR | PJM_ROR | Internal | Summer | B8 | 500 | 2000 | 0 | 83.34 | 74.99 | 7 | 0
2025 | VACAR_2_PJM_ROR | VACAR | PJM_ROR | Internal | Summer | B9 | 800 | 2000 | 0 | 76.96 | 70.96 | 7 | 0
2025 | VACAR_2_PJM_ROR | VACAR | PJM_ROR | Internal | Summer | B10 | 1262 | 2000 | 0 | 68.33 | 62.33 | 7 | 0
2025 | VACAR_2_PJM_ROR | VACAR | PJM_ROR | Internal | Winter | B16 | 25 | 2000 | 0 | 97.29 | 88.94 | 7 | 0
2025 | VACAR_2_PJM_ROR | VACAR | PJM_ROR | Internal | Winter | B17 | 100 | 2000 | 0 | 88.29 | 79.94 | 7 | 0
2025 | VACAR_2_PJM_ROR | VACAR | PJM_ROR | Internal | Winter | B18 | 400 | 2000 | 0 | 84.46 | 76.11 | 7 | 0
2025 | VACAR_2_PJM_ROR | VACAR | PJM_ROR | Internal | Winter | B19 | 700 | 2000 | 0 | 82.99 | 74.8 | 7 | 0
2025 | VACAR_2_PJM_ROR | VACAR | PJM_ROR | Internal | Winter | B20 | 935 | 2000 | 0 | 70.93 | 64.93 | 7 | 0
2025 | VACAR_2_SOCO | VACAR | SOCO | Internal | Shoulder | B11 | 25 | 3000 | 3635.59 | 96.64 | 103.65 | 7 | 0.01
2025 | VACAR_2_SOCO | VACAR | SOCO | Internal | Shoulder | B12 | 200 | 3000 | 0 | 85.54 | 81.66 | 7 | 0
2025 | VACAR_2_SOCO | VACAR | SOCO | Internal | Shoulder | B13 | 600 | 3000 | 0 | 79.64 | 75.24 | 7 | 0
2025 | VACAR_2_SOCO | VACAR | SOCO | Internal | Shoulder | B14 | 900 | 3000 | 0 | 77.21 | 75.24 | 7 | 0
2025 | VACAR_2_SOCO | VACAR | SOCO | Internal | Shoulder | B15 | 1203 | 3000 | 0 | 67.39 | 72.59 | 7 | 0
2025 | VACAR_2_SOCO | VACAR | SOCO | Internal | Summer | B1 | 10 | 3000 | 0 | 487.78 | 491.32 | 7 | 0
2025 | VACAR_2_SOCO | VACAR | SOCO | Internal | Summer | B2 | 25 | 3000 | 619.41 | 437.94 | 444.94 | 7 | 0
2025 | VACAR_2_SOCO | VACAR | SOCO | Internal | Summer | B3 | 75 | 3000 | 5136.87 | 147.96 | 154.97 | 7 | 0.01
2025 | VACAR_2_SOCO | VACAR | SOCO | Internal | Summer | B4 | 100 | 3000 | 6737.47 | 123.31 | 130.33 | 7 | 0.01
2025 | VACAR_2_SOCO | VACAR | SOCO | Internal | Summer | B5 | 200 | 3000 | 3972.1 | 117.58 | 124.59 | 7 | 0.01
2025 | VACAR_2_SOCO | VACAR | SOCO | Internal | Summer | B6 | 300 | 3000 | 0 | 113.02 | 119.67 | 7 | 0
2025 | VACAR_2_SOCO | VACAR | SOCO | Internal | Summer | B7 | 400 | 3000 | 0 | 92.25 | 98.9 | 7 | 0
2025 | VACAR_2_SOCO | VACAR | SOCO | Internal | Summer | B8 | 500 | 3000 | 0 | 83.34 | 88.38 | 7 | 0
2025 | VACAR_2_SOCO | VACAR | SOCO | Internal | Summer | B9 | 800 | 3000 | 0 | 76.96 | 75.61 | 7 | 0
2025 | VACAR_2_SOCO | VACAR | SOCO | Internal | Summer | B10 | 1262 | 3000 | 0 | 68.33 | 71.19 | 7 | 0
2025 | VACAR_2_SOCO | VACAR | SOCO | Internal | Winter | B16 | 25 | 3000 | 1595.44 | 97.29 | 104.29 | 7 | 0
2025 | VACAR_2_SOCO | VACAR | SOCO | Internal | Winter | B17 | 100 | 3000 | 0 | 88.29 | 86.35 | 7 | 0
2025 | VACAR_2_SOCO | VACAR | SOCO | Internal | Winter | B18 | 400 | 3000 | 0 | 84.46 | 78.23 | 7 | 0
2025 | VACAR_2_SOCO | VACAR | SOCO | Internal | Winter | B19 | 700 | 3000 | 0 | 82.99 | 78.23 | 7 | 0
2025 | VACAR_2_SOCO | VACAR | SOCO | Internal | Winter | B20 | 935 | 3000 | 0 | 70.93 | 75.48 | 7 | 0
2025 | VACAR_2_TVA_Transmission | VACAR | TVA_Transmission | Internal | Shoulder | B11 | 25 | 900 | 0 | 96.64 | 94.65 | 7 | 0
2025 | VACAR_2_TVA_Transmission | VACAR | TVA_Transmission | Internal | Shoulder | B12 | 200 | 900 | 0 | 85.54 | 81.66 | 7 | 0
2025 | VACAR_2_TVA_Transmission | VACAR | TVA_Transmission | Internal | Shoulder | B13 | 600 | 900 | 0 | 79.64 | 78.2 | 7 | 0
2025 | VACAR_2_TVA_Transmission | VACAR | TVA_Transmission | Internal | Shoulder | B14 | 900 | 900 | 0 | 77.21 | 77.21 | 7 | 0
2025 | VACAR_2_TVA_Transmission | VACAR | TVA_Transmission | Internal | Shoulder | B15 | 1203 | 900 | 0 | 67.39 | 69.2 | 7 | 0
2025 | VACAR_2_TVA_Transmission | VACAR | TVA_Transmission | Internal | Summer | B1 | 10 | 900 | 0 | 487.78 | 485.43 | 7 | 0
2025 | VACAR_2_TVA_Transmission | VACAR | TVA_Transmission | Internal | Summer | B2 | 25 | 900 | 0 | 437.94 | 435.94 | 7 | 0
2025 | VACAR_2_TVA_Transmission | VACAR | TVA_Transmission | Internal | Summer | B3 | 75 | 900 | 0 | 147.96 | 145.96 | 7 | 0
2025 | VACAR_2_TVA_Transmission | VACAR | TVA_Transmission | Internal | Summer | B4 | 100 | 900 | 0 | 123.31 | 121.33 | 7 | 0
2025 | VACAR_2_TVA_Transmission | VACAR | TVA_Transmission | Internal | Summer | B5 | 200 | 900 | 0 | 117.58 | 116.39 | 7 | 0
2025 | VACAR_2_TVA_Transmission | VACAR | TVA_Transmission | Internal | Summer | B6 | 300 | 900 | 0 | 113.02 | 110.67 | 7 | 0
2025 | VACAR_2_TVA_Transmission | VACAR | TVA_Transmission | Internal | Summer | B7 | 400 | 900 | 0 | 92.25 | 89.9 | 7 | 0
2025 | VACAR_2_TVA_Transmission | VACAR | TVA_Transmission | Internal | Summer | B8 | 500 | 900 | 0 | 83.34 | 80.99 | 7 | 0
2025 | VACAR_2_TVA_Transmission | VACAR | TVA_Transmission | Internal | Summer | B9 | 800 | 900 | 0 | 76.96 | 76.96 | 7 | 0
2025 | VACAR_2_TVA_Transmission | VACAR | TVA_Transmission | Internal | Summer | B10 | 1262 | 900 | 0 | 68.33 | 69.21 | 7 | 0
2025 | VACAR_2_TVA_Transmission | VACAR | TVA_Transmission | Internal | Winter | B16 | 25 | 900 | 0 | 97.29 | 96.76 | 7 | 0
2025 | VACAR_2_TVA_Transmission | VACAR | TVA_Transmission | Internal | Winter | B17 | 100 | 900 | 0 | 88.29 | 85.39 | 7 | 0
2025 | VACAR_2_TVA_Transmission | VACAR | TVA_Transmission | Internal | Winter | B18 | 400 | 900 | 0 | 84.46 | 80.92 | 7 | 0
2025 | VACAR_2_TVA_Transmission | VACAR | TVA_Transmission | Internal | Winter | B19 | 700 | 900 | 0 | 82.99 | 80.42 | 7 | 0
2025 | VACAR_2_TVA_Transmission | VACAR | TVA_Transmission | Internal | Winter | B20 | 935 | 900 | 0 | 70.93 | 71.69 | 7 | 0
2030 | ENT_2_SOCO | ENT | SOCO | Internal | Shoulder | B11 | 25 | 2000 | 1923.91 | 98.95 | 106.95 | 8 | 0
2030 | ENT_2_SOCO | ENT | SOCO | Internal | Shoulder | B12 | 200 | 2000 | 0 | 90.32 | 92.33 | 8 | 0
2030 | ENT_2_SOCO | ENT | SOCO | Internal | Shoulder | B13 | 600 | 2000 | 0 | 90.32 | 92.33 | 8 | 0
2030 | ENT_2_SOCO | ENT | SOCO | Internal | Shoulder | B14 | 900 | 2000 | 2000 | 79.74 | 92.33 | 8 | 4.59
2030 | ENT_2_SOCO | ENT | SOCO | Internal | Shoulder | B15 | 1203 | 2000 | 1893.1 | 76.24 | 84.24 | 8 | 0
2030 | ENT_2_SOCO | ENT | SOCO | Internal | Summer | B1 | 10 | 2000 | 11731.85 | 168.04 | 180.65 | 8 | 4.61
2030 | ENT_2_SOCO | ENT | SOCO | Internal | Summer | B2 | 25 | 2000 | 5989.54 | 178.01 | 190.62 | 8 | 4.61
2030 | ENT_2_SOCO | ENT | SOCO | Internal | Summer | B3 | 75 | 2000 | 2697.92 | 158.7 | 171.31 | 8 | 4.61
2030 | ENT_2_SOCO | ENT | SOCO | Internal | Summer | B4 | 100 | 2000 | 0 | 147.78 | 155.73 | 8 | 0
2030 | ENT_2_SOCO | ENT | SOCO | Internal | Summer | B5 | 200 | 2000 | 1000.98 | 146.31 | 154.31 | 8 | 0
2030 | ENT_2_SOCO | ENT | SOCO | Internal | Summer | B6 | 300 | 2000 | 196.04 | 98.39 | 106.39 | 8 | 0
2030 | ENT_2_SOCO | ENT | SOCO | Internal | Summer | B7 | 400 | 2000 | 0 | 92.5 | 94.72 | 8 | 0
2030 | ENT_2_SOCO | ENT | SOCO | Internal | Summer | B8 | 500 | 2000 | 0 | 91.82 | 90.83 | 8 | 0
2030 | ENT_2_SOCO | ENT | SOCO | Internal | Summer | B9 | 800 | 2000 | 0 | 90.28 | 90.83 | 8 | 0
2030 | ENT_2_SOCO | ENT | SOCO | Internal | Summer | B10 | 1262 | 2000 | 709.25 | 77.23 | 85.23 | 8 | 0
2030 | ENT_2_SOCO | ENT | SOCO | Internal | Winter | B16 | 25 | 2000 | 2000 | 93.48 | 104.53 | 8 | 3.05
2030 | ENT_2_SOCO | ENT | SOCO | Internal | Winter | B17 | 100 | 2000 | 0 | 93.48 | 95.49 | 8 | 0
2030 | ENT_2_SOCO | ENT | SOCO | Internal | Winter | B18 | 400 | 2000 | 0 | 93.48 | 95.49 | 8 | 0
2030 | ENT_2_SOCO | ENT | SOCO | Internal | Winter | B19 | 700 | 2000 | 2000 | 86.76 | 94.76 | 8 | 0
2030 | ENT_2_SOCO | ENT | SOCO | Internal | Winter | B20 | 935 | 2000 | 108.08 | 79.32 | 87.32 | 8 | 0
2030 | ENT_2_TVA_Transmission | ENT | TVA_Transmission | Internal | Shoulder | B11 | 25 | 2100 | 0 | 98.95 | 98.95 | 8 | 0
2030 | ENT_2_TVA_Transmission | ENT | TVA_Transmission | Internal | Shoulder | B12 | 200 | 2100 | 0 | 90.32 | 91.71 | 8 | 0
2030 | ENT_2_TVA_Transmission | ENT | TVA_Transmission | Internal | Shoulder | B13 | 600 | 2100 | 0 | 90.32 | 90.32 | 8 | 0
2030 | ENT_2_TVA_Transmission | ENT | TVA_Transmission | Internal | Shoulder | B14 | 900 | 2100 | 0 | 79.74 | 84.62 | 8 | 0
2030 | ENT_2_TVA_Transmission | ENT | TVA_Transmission | Internal | Shoulder | B15 | 1203 | 2100 | 0 | 76.24 | 82.14 | 8 | 0
2030 | ENT_2_TVA_Transmission | ENT | TVA_Transmission | Internal | Summer | B1 | 10 | 2100 | 0 | 168.04 | 173.91 | 8 | 0
2030 | ENT_2_TVA_Transmission | ENT | TVA_Transmission | Internal | Summer | B2 | 25 | 2100 | 0 | 178.01 | 182.1 | 8 | 0
2030 | ENT_2_TVA_Transmission | ENT | TVA_Transmission | Internal | Summer | B3 | 75 | 2100 | 0 | 158.7 | 162.31 | 8 | 0
2030 | ENT_2_TVA_Transmission | ENT | TVA_Transmission | Internal | Summer | B4 | 100 | 2100 | 0 | 147.78 | 147.78 | 8 | 0
2030 | ENT_2_TVA_Transmission | ENT | TVA_Transmission | Internal | Summer | B5 | 200 | 2100 | 0 | 146.31 | 146.31 | 8 | 0
2030 | ENT_2_TVA_Transmission | ENT | TVA_Transmission | Internal | Summer | B6 | 300 | 2100 | 1333.85 | 98.39 | 106.39 | 8 | 0
2030 | ENT_2_TVA_Transmission | ENT | TVA_Transmission | Internal | Summer | B7 | 400 | 2100 | 0 | 92.5 | 97.7 | 8 | 0
2030 | ENT_2_TVA_Transmission | ENT | TVA_Transmission | Internal | Summer | B8 | 500 | 2100 | 0 | 91.82 | 94.19 | 8 | 0
2030 | ENT_2_TVA_Transmission | ENT | TVA_Transmission | Internal | Summer | B9 | 800 | 2100 | 0 | 90.28 | 90.28 | 8 | 0
2030 | ENT_2_TVA_Transmission | ENT | TVA_Transmission | Internal | Summer | B10 | 1262 | 2100 | 0 | 77.23 | 80.33 | 8 | 0
2030 | ENT_2_TVA_Transmission | ENT | TVA_Transmission | Internal | Winter | B16 | 25 | 2100 | 0 | 93.48 | 99.04 | 8 | 0
2030 | ENT_2_TVA_Transmission | ENT | TVA_Transmission | Internal | Winter | B17 | 100 | 2100 | 0 | 93.48 | 97.12 | 8 | 0
2030 | ENT_2_TVA_Transmission | ENT | TVA_Transmission | Internal | Winter | B18 | 400 | 2100 | 0 | 93.48 | 93.48 | 8 | 0
2030 | ENT_2_TVA_Transmission | ENT | TVA_Transmission | Internal | Winter | B19 | 700 | 2100 | 0 | 86.76 | 86.76 | 8 | 0
2030 | ENT_2_TVA_Transmission | ENT | TVA_Transmission | Internal | Winter | B20 | 935 | 2100 | 0 | 79.32 | 85.22 | 8 | 0
2030 | FRCC_2_SOCO | FRCC | SOCO | Internal | Shoulder | B11 | 25 | 900 | 0 | 116.95 | 106.95 | 8 | 0
2030 | FRCC_2_SOCO | FRCC | SOCO | Internal | Shoulder | B12 | 200 | 900 | 0 | 97.57 | 92.33 | 8 | 0
2030 | FRCC_2_SOCO | FRCC | SOCO | Internal | Shoulder | B13 | 600 | 900 | 0 | 97.57 | 92.33 | 8 | 0
2030 | FRCC_2_SOCO | FRCC | SOCO | Internal | Shoulder | B14 | 900 | 900 | 0 | 91.17 | 92.33 | 8 | 0
2030 | FRCC_2_SOCO | FRCC | SOCO | Internal | Shoulder | B15 | 1203 | 900 | 0 | 84.39 | 84.24 | 8 | 0
2030 | FRCC_2_SOCO | FRCC | SOCO | Internal | Summer | B1 | 10 | 900 | 0 | 190.66 | 180.65 | 8 | 0
2030 | FRCC_2_SOCO | FRCC | SOCO | Internal | Summer | B2 | 25 | 900 | 0 | 200.62 | 190.62 | 8 | 0
2030 | FRCC_2_SOCO | FRCC | SOCO | Internal | Summer | B3 | 75 | 900 | 0 | 181.31 | 171.31 | 8 | 0
2030 | FRCC_2_SOCO | FRCC | SOCO | Internal | Summer | B4 | 100 | 900 | 0 | 165.73 | 155.73 | 8 | 0
2030 | FRCC_2_SOCO | FRCC | SOCO | Internal | Summer | B5 | 200 | 900 | 0 | 151.51 | 154.31 | 8 | 0
2030 | FRCC_2_SOCO | FRCC | SOCO | Internal | Summer | B6 | 300 | 900 | 0 | 109.22 | 106.39 | 8 | 0
2030 | FRCC_2_SOCO | FRCC | SOCO | Internal | Summer | B7 | 400 | 900 | 0 | 96.66 | 94.72 | 8 | 0
2030 | FRCC_2_SOCO | FRCC | SOCO | Internal | Summer | B8 | 500 | 900 | 0 | 96.66 | 90.83 | 8 | 0
2030 | FRCC_2_SOCO | FRCC | SOCO | Internal | Summer | B9 | 800 | 900 | 0 | 96.66 | 90.83 | 8 | 0
2030 | FRCC_2_SOCO | FRCC | SOCO | Internal | Summer | B10 | 1262 | 900 | 0 | 83.61 | 85.23 | 8 | 0
2030 | FRCC_2_SOCO | FRCC | SOCO | Internal | Winter | B16 | 25 | 900 | 0 | 114.53 | 104.53 | 8 | 0
2030 | FRCC_2_SOCO | FRCC | SOCO | Internal | Winter | B17 | 100 | 900 | 0 | 100.23 | 95.49 | 8 | 0
2030 | FRCC_2_SOCO | FRCC | SOCO | Internal | Winter | B18 | 400 | 900 | 0 | 100.23 | 95.49 | 8 | 0
2030 | FRCC_2_SOCO | FRCC | SOCO | Internal | Winter | B19 | 700 | 900 | 0 | 87.38 | 94.76 | 8 | 0
2030 | FRCC_2_SOCO | FRCC | SOCO | Internal | Winter | B20 | 935 | 900 | 0 | 86.65 | 87.32 | 8 | 0
2030 | HQ_NEISO_2_NEISO | HQ_NEISO | NEISO | Internal | Shoulder | B11 | 25 | 99999 | 2920 | 78.81 | 78.82 | 0.01 | 0
2030 | HQ_NEISO_2_NEISO | HQ_NEISO | NEISO | Internal | Shoulder | B12 | 200 | 99999 | 2920 | 77.7 | 77.71 | 0.01 | 0
2030 | HQ_NEISO_2_NEISO | HQ_NEISO | NEISO | Internal | Shoulder | B13 | 600 | 99999 | 2920 | 77.7 | 77.71 | 0.01 | 0
2030 | HQ_NEISO_2_NEISO | HQ_NEISO | NEISO | Internal | Shoulder | B14 | 900 | 99999 | 2920 | 73.07 | 73.08 | 0.01 | 0
2030 | HQ_NEISO_2_NEISO | HQ_NEISO | NEISO | Internal | Shoulder | B15 | 1203 | 99999 | 1143.24 | 73.07 | 73.08 | 0.01 | 0
2030 | HQ_NEISO_2_NEISO | HQ_NEISO | NEISO | Internal | Summer | B1 | 10 | 99999 | 2920.1 | 177.81 | 177.82 | 0.01 | 0
2030 | HQ_NEISO_2_NEISO | HQ_NEISO | NEISO | Internal | Summer | B2 | 25 | 99999 | 2920.1 | 185.99 | 186 | 0.01 | 0
2030 | HQ_NEISO_2_NEISO | HQ_NEISO | NEISO | Internal | Summer | B3 | 75 | 99999 | 2920.1 | 149.99 | 150 | 0.01 | 0
2030 | HQ_NEISO_2_NEISO | HQ_NEISO | NEISO | Internal | Summer | B4 | 100 | 99999 | 2920.1 | 120.05 | 120.06 | 0.01 | 0
2030 | HQ_NEISO_2_NEISO | HQ_NEISO | NEISO | Internal | Summer | B5 | 200 | 99999 | 2920.1 | 116.39 | 116.4 | 0.01 | 0
2030 | HQ_NEISO_2_NEISO | HQ_NEISO | NEISO | Internal | Summer | B6 | 300 | 99999 | 2920 | 85.48 | 85.49 | 0.01 | 0
2030 | HQ_NEISO_2_NEISO | HQ_NEISO | NEISO | Internal | Summer | B7 | 400 | 99999 | 2920 | 79.45 | 79.46 | 0.01 | 0
2030 | HQ_NEISO_2_NEISO | HQ_NEISO | NEISO | Internal | Summer | B8 | 500 | 99999 | 2920 | 77.73 | 77.75 | 0.01 | 0
2030 | HQ_NEISO_2_NEISO | HQ_NEISO | NEISO | Internal | Summer | B9 | 800 | 99999 | 2920 | 77.32 | 77.33 | 0.01 | 0
2030 | HQ_NEISO_2_NEISO | HQ_NEISO | NEISO | Internal | Summer | B10 | 1262 | 99999 | 795.94 | 77.32 | 77.33 | 0.01 | 0
2030 | HQ_NEISO_2_NEISO | HQ_NEISO | NEISO | Internal | Winter | B16 | 25 | 99999 | 2920 | 87.09 | 87.1 | 0.01 | 0
2030 | HQ_NEISO_2_NEISO | HQ_NEISO | NEISO | Internal | Winter | B17 | 100 | 99999 | 2920 | 82.58 | 82.59 | 0.01 | 0
2030 | HQ_NEISO_2_NEISO | HQ_NEISO | NEISO | Internal | Winter | B18 | 400 | 99999 | 2920 | 82.05 | 82.06 | 0.01 | 0
2030 | HQ_NEISO_2_NEISO | HQ_NEISO | NEISO | Internal | Winter | B19 | 700 | 99999 | 2920 | 80.8 | 80.81 | 0.01 | 0
2030 | HQ_NEISO_2_NEISO | HQ_NEISO | NEISO | Internal | Winter | B20 | 935 | 99999 | 1233.58 | 80.8 | 80.81 | 0.01 | 0
2030 | HQ_NY_2_NYISO_A-F | HQ_NY | NYISO_A-F | Internal | Shoulder | B11 | 25 | 99999 | 1000 | 81.81 | 81.82 | 0.01 | 0
2030 | HQ_NY_2_NYISO_A-F | HQ_NY | NYISO_A-F | Internal | Shoulder | B12 | 200 | 99999 | 1000 | 81.23 | 81.24 | 0.01 | 0
2030 | HQ_NY_2_NYISO_A-F | HQ_NY | NYISO_A-F | Internal | Shoulder | B13 | 600 | 99999 | 1000 | 79.66 | 79.67 | 0.01 | 0
2030 | HQ_NY_2_NYISO_A-F | HQ_NY | NYISO_A-F | Internal | Shoulder | B14 | 900 | 99999 | 1000 | 75.53 | 75.54 | 0.01 | 0
2030 | HQ_NY_2_NYISO_A-F | HQ_NY | NYISO_A-F | Internal | Shoulder | B15 | 1203 | 99999 | 188.69 | 75.53 | 75.54 | 0.01 | 0
2030 | HQ_NY_2_NYISO_A-F | HQ_NY | NYISO_A-F | Internal | Summer | B1 | 10 | 99999 | 1000.1 | 166.49 | 166.5 | 0.01 | 0
2030 | HQ_NY_2_NYISO_A-F | HQ_NY | NYISO_A-F | Internal | Summer | B2 | 25 | 99999 | 1000.1 | 174.68 | 174.69 | 0.01 | 0
2030 | HQ_NY_2_NYISO_A-F | HQ_NY | NYISO_A-F | Internal | Summer | B3 | 75 | 99999 | 1000.1 | 146.99 | 147 | 0.01 | 0
2030 | HQ_NY_2_NYISO_A-F | HQ_NY | NYISO_A-F | Internal | Summer | B4 | 100 | 99999 | 1000.1 | 123.05 | 123.06 | 0.01 | 0
2030 | HQ_NY_2_NYISO_A-F | HQ_NY | NYISO_A-F | Internal | Summer | B5 | 200 | 99999 | 1000.1 | 122.16 | 122.17 | 0.01 | 0
2030 | HQ_NY_2_NYISO_A-F | HQ_NY | NYISO_A-F | Internal | Summer | B6 | 300 | 99999 | 1000 | 88.48 | 88.49 | 0.01 | 0
2030 | HQ_NY_2_NYISO_A-F | HQ_NY | NYISO_A-F | Internal | Summer | B7 | 400 | 99999 | 1000 | 85.22 | 85.23 | 0.01 | 0
2030 | HQ_NY_2_NYISO_A-F | HQ_NY | NYISO_A-F | Internal | Summer | B8 | 500 | 99999 | 1000 | 80.73 | 80.75 | 0.01 | 0
2030 | HQ_NY_2_NYISO_A-F | HQ_NY | NYISO_A-F | Internal | Summer | B9 | 800 | 99999 | 1000 | 80.31 | 80.32 | 0.01 | 0
2030 | HQ_NY_2_NYISO_A-F | HQ_NY | NYISO_A-F | Internal | Summer | B10 | 1262 | 99999 | 30.11 | 80.31 | 80.32 | 0.01 | 0
2030 | HQ_NY_2_NYISO_A-F | HQ_NY | NYISO_A-F | Internal | Winter | B16 | 25 | 99999 | 1000 | 85.92 | 85.93 | 0.01 | 0
2030 | HQ_NY_2_NYISO_A-F | HQ_NY | NYISO_A-F | Internal | Winter | B17 | 100 | 99999 | 1000 | 81.4 | 81.41 | 0.01 | 0
2030 | HQ_NY_2_NYISO_A-F | HQ_NY | NYISO_A-F | Internal | Winter | B18 | 400 | 99999 | 1000 | 80.87 | 80.89 | 0.01 | 0
2030 | HQ_NY_2_NYISO_A-F | HQ_NY | NYISO_A-F | Internal | Winter | B19 | 700 | 99999 | 1000 | 77.8 | 77.81 | 0.01 | 0
2030 | HQ_NY_2_NYISO_A-F | HQ_NY | NYISO_A-F | Internal | Winter | B20 | 935 | 99999 | 229.95 | 77.8 | 77.81 | 0.01 | 0
2030 | HQ_IESO_2_IESO | HQ_IESO | IESO | Internal | Shoulder | B11 | 25 | 99999 | 400 | 38.33 | 38.35 | 0.01 | 0
2030 | HQ_IESO_2_IESO | HQ_IESO | IESO | Internal | Shoulder | B12 | 200 | 99999 | 400 | 38.33 | 38.35 | 0.01 | 0
2030 | HQ_IESO_2_IESO | HQ_IESO | IESO | Internal | Shoulder | B13 | 600 | 99999 | 400 | 38.33 | 38.35 | 0.01 | 0
2030 | HQ_IESO_2_IESO | HQ_IESO | IESO | Internal | Shoulder | B14 | 900 | 99999 | 400 | 38.33 | 38.35 | 0.01 | 0
2030 | HQ_IESO_2_IESO | HQ_IESO | IESO | Internal | Shoulder | B15 | 1203 | 99999 | 75.48 | 38.33 | 38.35 | 0.01 | 0
2030 | HQ_IESO_2_IESO | HQ_IESO | IESO | Internal | Summer | B1 | 10 | 99999 | 400.1 | 114.43 | 114.44 | 0.01 | 0
2030 | HQ_IESO_2_IESO | HQ_IESO | IESO | Internal | Summer | B2 | 25 | 99999 | 400.1 | 122.62 | 122.63 | 0.01 | 0
2030 | HQ_IESO_2_IESO | HQ_IESO | IESO | Internal | Summer | B3 | 75 | 99999 | 400.1 | 94.93 | 94.94 | 0.01 | 0
2030 | HQ_IESO_2_IESO | HQ_IESO | IESO | Internal | Summer | B4 | 100 | 99999 | 400 | 85.1 | 85.12 | 0.01 | 0
2030 | HQ_IESO_2_IESO | HQ_IESO | IESO | Internal | Summer | B5 | 200 | 99999 | 400 | 84.2 | 84.21 | 0.01 | 0
2030 | HQ_IESO_2_IESO | HQ_IESO | IESO | Internal | Summer | B6 | 300 | 99999 | 400 | 45.13 | 45.14 | 0.01 | 0
2030 | HQ_IESO_2_IESO | HQ_IESO | IESO | Internal | Summer | B7 | 400 | 99999 | 400 | 37.23 | 37.24 | 0.01 | 0
2030 | HQ_IESO_2_IESO | HQ_IESO | IESO | Internal | Summer | B8 | 500 | 99999 | 400 | 32.09 | 32.1 | 0.01 | 0
2030 | HQ_IESO_2_IESO | HQ_IESO | IESO | Internal | Summer | B9 | 800 | 99999 | 400 | 28.91 | 28.92 | 0.01 | 0
2030 | HQ_IESO_2_IESO | HQ_IESO | IESO | Internal | Summer | B10 | 1262 | 99999 | 12.04 | 28.91 | 28.92 | 0.01 | 0
2030 | HQ_IESO_2_IESO | HQ_IESO | IESO | Internal | Winter | B16 | 25 | 99999 | 400 | 38.33 | 38.35 | 0.01 | 0
2030 | HQ_IESO_2_IESO | HQ_IESO | IESO | Internal | Winter | B17 | 100 | 99999 | 400 | 38.33 | 38.35 | 0.01 | 0
2030 | HQ_IESO_2_IESO | HQ_IESO | IESO | Internal | Winter | B18 | 400 | 99999 | 400 | 38.33 | 38.35 | 0.01 | 0
2030 | HQ_IESO_2_IESO | HQ_IESO | IESO | Internal | Winter | B19 | 700 | 99999 | 400 | 38.33 | 38.35 | 0.01 | 0
2030 | HQ_IESO_2_IESO | HQ_IESO | IESO | Internal | Winter | B20 | 935 | 99999 | 91.98 | 38.33 | 38.35 | 0.01 | 0
2030 | IESO_2_MAPP_CA | IESO | MAPP_CA | Internal | Shoulder | B11 | 25 | 262 | 262 | 38.35 | 53.46 | 7 | 8.12
2030 | IESO_2_MAPP_CA | IESO | MAPP_CA | Internal | Shoulder | B12 | 200 | 262 | 262 | 38.35 | 53.46 | 7 | 8.12
2030 | IESO_2_MAPP_CA | IESO | MAPP_CA | Internal | Shoulder | B13 | 600 | 262 | 262 | 38.35 | 53.46 | 7 | 8.12
2030 | IESO_2_MAPP_CA | IESO | MAPP_CA | Internal | Shoulder | B14 | 900 | 262 | 262 | 38.35 | 53.46 | 7 | 8.12
2030 | IESO_2_MAPP_CA | IESO | MAPP_CA | Internal | Shoulder | B15 | 1203 | 262 | 262 | 38.35 | 53.46 | 7 | 8.12
2030 | IESO_2_MAPP_CA | IESO | MAPP_CA | Internal | Summer | B1 | 10 | 262 | 0 | 114.44 | 121.33 | 7 | 0
2030 | IESO_2_MAPP_CA | IESO | MAPP_CA | Internal | Summer | B2 | 25 | 262 | 0 | 122.63 | 129.52 | 7 | 0
2030 | IESO_2_MAPP_CA | IESO | MAPP_CA | Internal | Summer | B3 | 75 | 262 | 262 | 94.94 | 115.81 | 7 | 13.87
2030 | IESO_2_MAPP_CA | IESO | MAPP_CA | Internal | Summer | B4 | 100 | 262 | 262 | 85.12 | 104.89 | 7 | 12.77
2030 | IESO_2_MAPP_CA | IESO | MAPP_CA | Internal | Summer | B5 | 200 | 262 | 262 | 84.21 | 93.73 | 7 | 2.51
2030 | IESO_2_MAPP_CA | IESO | MAPP_CA | Internal | Summer | B6 | 300 | 262 | 262 | 45.14 | 65.76 | 7 | 13.62
2030 | IESO_2_MAPP_CA | IESO | MAPP_CA | Internal | Summer | B7 | 400 | 262 | 262 | 37.24 | 52.14 | 7 | 7.9
2030 | IESO_2_MAPP_CA | IESO | MAPP_CA | Internal | Summer | B8 | 500 | 262 | 262 | 32.1 | 50.65 | 7 | 11.55
2030 | IESO_2_MAPP_CA | IESO | MAPP_CA | Internal | Summer | B9 | 800 | 262 | 262 | 28.92 | 50.65 | 7 | 14.73
2030 | IESO_2_MAPP_CA | IESO | MAPP_CA | Internal | Summer | B10 | 1262 | 262 | 262 | 28.92 | 50.65 | 7 | 14.73
2030 | IESO_2_MAPP_CA | IESO | MAPP_CA | Internal | Winter | B16 | 25 | 262 | 262 | 38.35 | 69.33 | 7 | 23.99
2030 | IESO_2_MAPP_CA | IESO | MAPP_CA | Internal | Winter | B17 | 100 | 262 | 262 | 38.35 | 67.41 | 7 | 22.07
2030 | IESO_2_MAPP_CA | IESO | MAPP_CA | Internal | Winter | B18 | 400 | 262 | 262 | 38.35 | 67.41 | 7 | 22.07
2030 | IESO_2_MAPP_CA | IESO | MAPP_CA | Internal | Winter | B19 | 700 | 262 | 262 | 38.35 | 60.58 | 7 | 15.23
2030 | IESO_2_MAPP_CA | IESO | MAPP_CA | Internal | Winter | B20 | 935 | 262 | 262 | 38.35 | 60.58 | 7 | 15.23
2030 | IESO_2_MISO_MI | IESO | MISO_MI | Internal | Shoulder | B11 | 25 | 1840 | 1840 | 38.35 | 92 | 7 | 46.65
2030 | IESO_2_MISO_MI | IESO | MISO_MI | Internal | Shoulder | B12 | 200 | 1840 | 1840 | 38.35 | 87.58 | 7 | 42.23
2030 | IESO_2_MISO_MI | IESO | MISO_MI | Internal | Shoulder | B13 | 600 | 1840 | 1840 | 38.35 | 86.19 | 7 | 40.84
2030 | IESO_2_MISO_MI | IESO | MISO_MI | Internal | Shoulder | B14 | 900 | 1840 | 1840 | 38.35 | 78.84 | 7 | 33.49
2030 | IESO_2_MISO_MI | IESO | MISO_MI | Internal | Shoulder | B15 | 1203 | 1840 | 1840 | 38.35 | 75.92 | 7 | 30.57
2030 | IESO_2_MISO_MI | IESO | MISO_MI | Internal | Summer | B1 | 10 | 1840 | 1840 | 114.44 | 159.47 | 7 | 38.03
2030 | IESO_2_MISO_MI | IESO | MISO_MI | Internal | Summer | B2 | 25 | 1840 | 1840 | 122.63 | 168.71 | 7 | 39.08
2030 | IESO_2_MISO_MI | IESO | MISO_MI | Internal | Summer | B3 | 75 | 1840 | 1872.78 | 94.94 | 149.04 | 7 | 47.09
2030 | IESO_2_MISO_MI | IESO | MISO_MI | Internal | Summer | B4 | 100 | 1840 | 1991.18 | 85.12 | 139.21 | 7 | 47.09
2030 | IESO_2_MISO_MI | IESO | MISO_MI | Internal | Summer | B5 | 200 | 1840 | 2583.18 | 84.21 | 138.31 | 7 | 47.09
2030 | IESO_2_MISO_MI | IESO | MISO_MI | Internal | Summer | B6 | 300 | 1840 | 2907.22 | 45.14 | 99.24 | 7 | 47.09
2030 | IESO_2_MISO_MI | IESO | MISO_MI | Internal | Summer | B7 | 400 | 1840 | 3427.33 | 37.24 | 91.33 | 7 | 47.09
2030 | IESO_2_MISO_MI | IESO | MISO_MI | Internal | Summer | B8 | 500 | 1840 | 4095.04 | 32.1 | 86.19 | 7 | 47.09
2030 | IESO_2_MISO_MI | IESO | MISO_MI | Internal | Summer | B9 | 800 | 1840 | 1936.3 | 28.92 | 83.01 | 7 | 47.09
2030 | IESO_2_MISO_MI | IESO | MISO_MI | Internal | Summer | B10 | 1262 | 1840 | 1840 | 28.92 | 74.72 | 7 | 38.8
2030 | IESO_2_MISO_MI | IESO | MISO_MI | Internal | Winter | B16 | 25 | 1840 | 2074.77 | 38.35 | 92.44 | 7 | 47.09
2030 | IESO_2_MISO_MI | IESO | MISO_MI | Internal | Winter | B17 | 100 | 1840 | 1840 | 38.35 | 89.82 | 7 | 44.48
2030 | IESO_2_MISO_MI | IESO | MISO_MI | Internal | Winter | B18 | 400 | 1840 | 1840 | 38.35 | 89.35 | 7 | 44
2030 | IESO_2_MISO_MI | IESO | MISO_MI | Internal | Winter | B19 | 700 | 1840 | 1840 | 38.35 | 82.28 | 7 | 36.94
2030 | IESO_2_MISO_MI | IESO | MISO_MI | Internal | Winter | B20 | 935 | 1840 | 1840 | 38.35 | 78.56 | 7 | 33.22
2030 | IESO_2_MISO_W | IESO | MISO_W | Internal | Shoulder | B11 | 25 | 140 | 140 | 38.35 | 75.69 | 7 | 30.35
2030 | IESO_2_MISO_W | IESO | MISO_W | Internal | Shoulder | B12 | 200 | 140 | 140 | 38.35 | 65.99 | 7 | 20.64
2030 | IESO_2_MISO_W | IESO | MISO_W | Internal | Shoulder | B13 | 600 | 140 | 140 | 38.35 | 63.97 | 7 | 18.62
2030 | IESO_2_MISO_W | IESO | MISO_W | Internal | Shoulder | B14 | 900 | 140 | 140 | 38.35 | 55.64 | 7 | 10.29
2030 | IESO_2_MISO_W | IESO | MISO_W | Internal | Shoulder | B15 | 1203 | 140 | 140 | 38.35 | 52.13 | 7 | 6.79
2030 | IESO_2_MISO_W | IESO | MISO_W | Internal | Summer | B1 | 10 | 140 | 140 | 114.44 | 144.22 | 7 | 22.78
2030 | IESO_2_MISO_W | IESO | MISO_W | Internal | Summer | B2 | 25 | 140 | 140 | 122.63 | 152.41 | 7 | 22.78
2030 | IESO_2_MISO_W | IESO | MISO_W | Internal | Summer | B3 | 75 | 140 | 925.82 | 94.94 | 138.7 | 7 | 36.76
2030 | IESO_2_MISO_W | IESO | MISO_W | Internal | Summer | B4 | 100 | 140 | 140 | 85.12 | 127.78 | 7 | 35.66
2030 | IESO_2_MISO_W | IESO | MISO_W | Internal | Summer | B5 | 200 | 140 | 140 | 84.21 | 116.62 | 7 | 25.4
2030 | IESO_2_MISO_W | IESO | MISO_W | Internal | Summer | B6 | 300 | 140 | 140 | 45.14 | 88.65 | 7 | 36.5
2030 | IESO_2_MISO_W | IESO | MISO_W | Internal | Summer | B7 | 400 | 140 | 140 | 37.24 | 75.03 | 7 | 30.79
2030 | IESO_2_MISO_W | IESO | MISO_W | Internal | Summer | B8 | 500 | 140 | 140 | 32.1 | 65.04 | 7 | 25.94
2030 | IESO_2_MISO_W | IESO | MISO_W | Internal | Summer | B9 | 800 | 140 | 140 | 28.92 | 61.32 | 7 | 25.4
2030 | IESO_2_MISO_W | IESO | MISO_W | Internal | Summer | B10 | 1262 | 140 | 140 | 28.92 | 50.64 | 7 | 14.72
2030 | IESO_2_MISO_W | IESO | MISO_W | Internal | Winter | B16 | 25 | 140 | 140 | 38.35 | 69.35 | 7 | 24
2030 | IESO_2_MISO_W | IESO | MISO_W | Internal | Winter | B17 | 100 | 140 | 140 | 38.35 | 67.42 | 7 | 22.08
2030 | IESO_2_MISO_W | IESO | MISO_W | Internal | Winter | B18 | 400 | 140 | 140 | 38.35 | 67.42 | 7 | 22.08
2030 | IESO_2_MISO_W | IESO | MISO_W | Internal | Winter | B19 | 700 | 140 | 140 | 38.35 | 60.59 | 7 | 15.24
2030 | IESO_2_MISO_W | IESO | MISO_W | Internal | Winter | B20 | 935 | 140 | 140 | 38.35 | 55.21 | 7 | 9.87
2030 | IESO_2_NYISO_A-F | IESO | NYISO_A-F | Internal | Shoulder | B11 | 25 | 1725 | 1725 | 38.35 | 81.82 | 7 | 36.47
2030 | IESO_2_NYISO_A-F | IESO | NYISO_A-F | Internal | Shoulder | B12 | 200 | 1725 | 1725 | 38.35 | 81.24 | 7 | 35.89
2030 | IESO_2_NYISO_A-F | IESO | NYISO_A-F | Internal | Shoulder | B13 | 600 | 1725 | 1725 | 38.35 | 79.67 | 7 | 34.32
2030 | IESO_2_NYISO_A-F | IESO | NYISO_A-F | Internal | Shoulder | B14 | 900 | 1725 | 1725 | 38.35 | 75.54 | 7 | 30.2
2030 | IESO_2_NYISO_A-F | IESO | NYISO_A-F | Internal | Shoulder | B15 | 1203 | 1725 | 1725 | 38.35 | 75.54 | 7 | 30.2
2030 | IESO_2_NYISO_A-F | IESO | NYISO_A-F | Internal | Summer | B1 | 10 | 1725 | 2110.02 | 114.44 | 166.5 | 7 | 45.06
2030 | IESO_2_NYISO_A-F | IESO | NYISO_A-F | Internal | Summer | B2 | 25 | 1725 | 2525.29 | 122.63 | 174.69 | 7 | 45.06
2030 | IESO_2_NYISO_A-F | IESO | NYISO_A-F | Internal | Summer | B3 | 75 | 1725 | 1791.52 | 94.94 | 147 | 7 | 45.06
2030 | IESO_2_NYISO_A-F | IESO | NYISO_A-F | Internal | Summer | B4 | 100 | 1725 | 1725 | 85.12 | 123.06 | 7 | 30.95
2030 | IESO_2_NYISO_A-F | IESO | NYISO_A-F | Internal | Summer | B5 | 200 | 1725 | 1725 | 84.21 | 122.17 | 7 | 30.96
2030 | IESO_2_NYISO_A-F | IESO | NYISO_A-F | Internal | Summer | B6 | 300 | 1725 | 1725 | 45.14 | 88.49 | 7 | 36.35
2030 | IESO_2_NYISO_A-F | IESO | NYISO_A-F | Internal | Summer | B7 | 400 | 1725 | 1725 | 37.24 | 85.23 | 7 | 40.99
2030 | IESO_2_NYISO_A-F | IESO | NYISO_A-F | Internal | Summer | B8 | 500 | 1725 | 1725 | 32.1 | 80.75 | 7 | 41.64
2030 | IESO_2_NYISO_A-F | IESO | NYISO_A-F | Internal | Summer | B9 | 800 | 1725 | 1725 | 28.92 | 80.32 | 7 | 44.4
2030 | IESO_2_NYISO_A-F | IESO | NYISO_A-F | Internal | Summer | B10 | 1262 | 1725 | 1725 | 28.92 | 80.32 | 7 | 44.4
2030 | IESO_2_NYISO_A-F | IESO | NYISO_A-F | Internal | Winter | B16 | 25 | 1725 | 1725 | 38.35 | 85.93 | 7 | 40.58
2030 | IESO_2_NYISO_A-F | IESO | NYISO_A-F | Internal | Winter | B17 | 100 | 1725 | 1725 | 38.35 | 81.41 | 7 | 36.07
2030 | IESO_2_NYISO_A-F | IESO | NYISO_A-F | Internal | Winter | B18 | 400 | 1725 | 1725 | 38.35 | 80.89 | 7 | 35.54
2030 | IESO_2_NYISO_A-F | IESO | NYISO_A-F | Internal | Winter | B19 | 700 | 1725 | 1725 | 38.35 | 77.81 | 7 | 32.47
2030 | IESO_2_NYISO_A-F | IESO | NYISO_A-F | Internal | Winter | B20 | 935 | 1725 | 1725 | 38.35 | 77.81 | 7 | 32.47
2030 | MAPP_CA_2_IESO | MAPP_CA | IESO | Internal | Shoulder | B11 | 25 | 330 | 0 | 53.46 | 38.35 | 8 | 0
2030 | MAPP_CA_2_IESO | MAPP_CA | IESO | Internal | Shoulder | B12 | 200 | 330 | 0 | 53.46 | 38.35 | 8 | 0
2030 | MAPP_CA_2_IESO | MAPP_CA | IESO | Internal | Shoulder | B13 | 600 | 330 | 0 | 53.46 | 38.35 | 8 | 0
2030 | MAPP_CA_2_IESO | MAPP_CA | IESO | Internal | Shoulder | B14 | 900 | 330 | 0 | 53.46 | 38.35 | 8 | 0
2030 | MAPP_CA_2_IESO | MAPP_CA | IESO | Internal | Shoulder | B15 | 1203 | 330 | 0 | 53.46 | 38.35 | 8 | 0
2030 | MAPP_CA_2_IESO | MAPP_CA | IESO | Internal | Summer | B1 | 10 | 330 | 0 | 121.33 | 114.44 | 8 | 0
2030 | MAPP_CA_2_IESO | MAPP_CA | IESO | Internal | Summer | B2 | 25 | 330 | 0 | 129.52 | 122.63 | 8 | 0
2030 | MAPP_CA_2_IESO | MAPP_CA | IESO | Internal | Summer | B3 | 75 | 330 | 0 | 115.81 | 94.94 | 8 | 0
2030 | MAPP_CA_2_IESO | MAPP_CA | IESO | Internal | Summer | B4 | 100 | 330 | 0 | 104.89 | 85.12 | 8 | 0
2030 | MAPP_CA_2_IESO | MAPP_CA | IESO | Internal | Summer | B5 | 200 | 330 | 0 | 93.73 | 84.21 | 8 | 0
2030 | MAPP_CA_2_IESO | MAPP_CA | IESO | Internal | Summer | B6 | 300 | 330 | 0 | 65.76 | 45.14 | 8 | 0
2030 | MAPP_CA_2_IESO | MAPP_CA | IESO | Internal | Summer | B7 | 400 | 330 | 0 | 52.14 | 37.24 | 8 | 0
2030 | MAPP_CA_2_IESO | MAPP_CA | IESO | Internal | Summer | B8 | 500 | 330 | 0 | 50.65 | 32.1 | 8 | 0
2030 | MAPP_CA_2_IESO | MAPP_CA | IESO | Internal | Summer | B9 | 800 | 330 | 0 | 50.65 | 28.92 | 8 | 0
2030 | MAPP_CA_2_IESO | MAPP_CA | IESO | Internal | Summer | B10 | 1262 | 330 | 0 | 50.65 | 28.92 | 8 | 0
2030 | MAPP_CA_2_IESO | MAPP_CA | IESO | Internal | Winter | B16 | 25 | 330 | 0 | 69.33 | 38.35 | 8 | 0
2030 | MAPP_CA_2_IESO | MAPP_CA | IESO | Internal | Winter | B17 | 100 | 330 | 0 | 67.41 | 38.35 | 8 | 0
2030 | MAPP_CA_2_IESO | MAPP_CA | IESO | Internal | Winter | B18 | 400 | 330 | 0 | 67.41 | 38.35 | 8 | 0
2030 | MAPP_CA_2_IESO | MAPP_CA | IESO | Internal | Winter | B19 | 700 | 330 | 0 | 60.58 | 38.35 | 8 | 0
2030 | MAPP_CA_2_IESO | MAPP_CA | IESO | Internal | Winter | B20 | 935 | 330 | 0 | 60.58 | 38.35 | 8 | 0
2030 | MAPP_CA_2_MAPP_US | MAPP_CA | MAPP_US | Internal | Shoulder | B11 | 25 | 372 | 372 | 53.46 | 68.69 | 7 | 8.23
2030 | MAPP_CA_2_MAPP_US | MAPP_CA | MAPP_US | Internal | Shoulder | B12 | 200 | 372 | 0 | 53.46 | 58.99 | 7 | 0
2030 | MAPP_CA_2_MAPP_US | MAPP_CA | MAPP_US | Internal | Shoulder | B13 | 600 | 372 | 0 | 53.46 | 56.95 | 7 | 0
2030 | MAPP_CA_2_MAPP_US | MAPP_CA | MAPP_US | Internal | Shoulder | B14 | 900 | 372 | 0 | 53.46 | 48.64 | 7 | 0
2030 | MAPP_CA_2_MAPP_US | MAPP_CA | MAPP_US | Internal | Shoulder | B15 | 1203 | 372 | 0 | 53.46 | 45.13 | 7 | 0
2030 | MAPP_CA_2_MAPP_US | MAPP_CA | MAPP_US | Internal | Summer | B1 | 10 | 372 | 372 | 121.33 | 137.22 | 7 | 8.89
2030 | MAPP_CA_2_MAPP_US | MAPP_CA | MAPP_US | Internal | Summer | B2 | 25 | 372 | 372 | 129.52 | 145.39 | 7 | 8.88
2030 | MAPP_CA_2_MAPP_US | MAPP_CA | MAPP_US | Internal | Summer | B3 | 75 | 372 | 372 | 115.81 | 133.47 | 7 | 10.66
2030 | MAPP_CA_2_MAPP_US | MAPP_CA | MAPP_US | Internal | Summer | B4 | 100 | 372 | 372 | 104.89 | 123.65 | 7 | 11.76
2030 | MAPP_CA_2_MAPP_US | MAPP_CA | MAPP_US | Internal | Summer | B5 | 200 | 372 | 372 | 93.73 | 109.62 | 7 | 8.89
2030 | MAPP_CA_2_MAPP_US | MAPP_CA | MAPP_US | Internal | Summer | B6 | 300 | 372 | 372 | 65.76 | 81.65 | 7 | 8.89
2030 | MAPP_CA_2_MAPP_US | MAPP_CA | MAPP_US | Internal | Summer | B7 | 400 | 372 | 372 | 52.14 | 70.89 | 7 | 11.75
2030 | MAPP_CA_2_MAPP_US | MAPP_CA | MAPP_US | Internal | Summer | B8 | 500 | 372 | 372 | 50.65 | 58.04 | 7 | 0.39
2030 | MAPP_CA_2_MAPP_US | MAPP_CA | MAPP_US | Internal | Summer | B9 | 800 | 372 | 0 | 50.65 | 54.32 | 7 | 0
2030 | MAPP_CA_2_MAPP_US | MAPP_CA | MAPP_US | Internal | Summer | B10 | 1262 | 372 | 0 | 50.65 | 43.64 | 7 | 0
2030 | MAPP_CA_2_MAPP_US | MAPP_CA | MAPP_US | Internal | Winter | B16 | 25 | 372 | 0 | 69.33 | 62.33 | 7 | 0
2030 | MAPP_CA_2_MAPP_US | MAPP_CA | MAPP_US | Internal | Winter | B17 | 100 | 372 | 0 | 67.41 | 60.41 | 7 | 0
2030 | MAPP_CA_2_MAPP_US | MAPP_CA | MAPP_US | Internal | Winter | B18 | 400 | 372 | 0 | 67.41 | 60.41 | 7 | 0
2030 | MAPP_CA_2_MAPP_US | MAPP_CA | MAPP_US | Internal | Winter | B19 | 700 | 372 | 0 | 60.58 | 53.59 | 7 | 0
2030 | MAPP_CA_2_MAPP_US | MAPP_CA | MAPP_US | Internal | Winter | B20 | 935 | 372 | 0 | 60.58 | 48.21 | 7 | 0
2030 | MAPP_CA_2_MISO_W | MAPP_CA | MISO_W | Internal | Shoulder | B11 | 25 | 1970 | 1970 | 53.46 | 75.69 | 0.01 | 22.22
2030 | MAPP_CA_2_MISO_W | MAPP_CA | MISO_W | Internal | Shoulder | B12 | 200 | 1970 | 1970 | 53.46 | 65.99 | 0.01 | 12.51
2030 | MAPP_CA_2_MISO_W | MAPP_CA | MISO_W | Internal | Shoulder | B13 | 600 | 1970 | 1970 | 53.46 | 63.97 | 0.01 | 10.49
2030 | MAPP_CA_2_MISO_W | MAPP_CA | MISO_W | Internal | Shoulder | B14 | 900 | 1970 | 1970 | 53.46 | 55.64 | 0.01 | 2.17
2030 | MAPP_CA_2_MISO_W | MAPP_CA | MISO_W | Internal | Shoulder | B15 | 1203 | 1970 | 0 | 53.46 | 52.13 | 0.01 | 0
2030 | MAPP_CA_2_MISO_W | MAPP_CA | MISO_W | Internal | Summer | B1 | 10 | 1970 | 2500.5 | 121.33 | 144.22 | 0.01 | 22.88
2030 | MAPP_CA_2_MISO_W | MAPP_CA | MISO_W | Internal | Summer | B2 | 25 | 1970 | 2432.96 | 129.52 | 152.41 | 0.01 | 22.88
2030 | MAPP_CA_2_MISO_W | MAPP_CA | MISO_W | Internal | Summer | B3 | 75 | 1970 | 2580.26 | 115.81 | 138.7 | 0.01 | 22.88
2030 | MAPP_CA_2_MISO_W | MAPP_CA | MISO_W | Internal | Summer | B4 | 100 | 1970 | 2555.01 | 104.89 | 127.78 | 0.01 | 22.88
2030 | MAPP_CA_2_MISO_W | MAPP_CA | MISO_W | Internal | Summer | B5 | 200 | 1970 | 2526.63 | 93.73 | 116.62 | 0.01 | 22.88
2030 | MAPP_CA_2_MISO_W | MAPP_CA | MISO_W | Internal | Summer | B6 | 300 | 1970 | 2012.15 | 65.76 | 88.65 | 0.01 | 22.88
2030 | MAPP_CA_2_MISO_W | MAPP_CA | MISO_W | Internal | Summer | B7 | 400 | 1970 | 2043.5 | 52.14 | 75.03 | 0.01 | 22.88
2030 | MAPP_CA_2_MISO_W | MAPP_CA | MISO_W | Internal | Summer | B8 | 500 | 1970 | 1970 | 50.65 | 65.04 | 0.01 | 14.38
2030 | MAPP_CA_2_MISO_W | MAPP_CA | MISO_W | Internal | Summer | B9 | 800 | 1970 | 1970 | 50.65 | 61.32 | 0.01 | 10.66
2030 | MAPP_CA_2_MISO_W | MAPP_CA | MISO_W | Internal | Summer | B10 | 1262 | 1970 | 0 | 50.65 | 50.64 | 0.01 | 0
2030 | MAPP_CA_2_MISO_W | MAPP_CA | MISO_W | Internal | Winter | B16 | 25 | 1970 | 1765.19 | 69.33 | 69.35 | 0.01 | 0
2030 | MAPP_CA_2_MISO_W | MAPP_CA | MISO_W | Internal | Winter | B17 | 100 | 1970 | 1544.03 | 67.41 | 67.42 | 0.01 | 0
2030 | MAPP_CA_2_MISO_W | MAPP_CA | MISO_W | Internal | Winter | B18 | 400 | 1970 | 1598.74 | 67.41 | 67.42 | 0.01 | 0
2030 | MAPP_CA_2_MISO_W | MAPP_CA | MISO_W | Internal | Winter | B19 | 700 | 1970 | 1222.67 | 60.58 | 60.59 | 0.01 | 0
2030 | MAPP_CA_2_MISO_W | MAPP_CA | MISO_W | Internal | Winter | B20 | 935 | 1970 | 0 | 60.58 | 55.21 | 0.01 | 0
2030 | MAPP_US_2_MAPP_CA | MAPP_US | MAPP_CA | Internal | Shoulder | B11 | 25 | 165 | 0 | 68.69 | 53.46 | 7 | 0
2030 | MAPP_US_2_MAPP_CA | MAPP_US | MAPP_CA | Internal | Shoulder | B12 | 200 | 165 | 0 | 58.99 | 53.46 | 7 | 0
2030 | MAPP_US_2_MAPP_CA | MAPP_US | MAPP_CA | Internal | Shoulder | B13 | 600 | 165 | 0 | 56.95 | 53.46 | 7 | 0
2030 | MAPP_US_2_MAPP_CA | MAPP_US | MAPP_CA | Internal | Shoulder | B14 | 900 | 165 | 0 | 48.64 | 53.46 | 7 | 0
2030 | MAPP_US_2_MAPP_CA | MAPP_US | MAPP_CA | Internal | Shoulder | B15 | 1203 | 165 | 165 | 45.13 | 53.46 | 7 | 1.33
2030 | MAPP_US_2_MAPP_CA | MAPP_US | MAPP_CA | Internal | Summer | B1 | 10 | 165 | 0 | 137.22 | 121.33 | 7 | 0
2030 | MAPP_US_2_MAPP_CA | MAPP_US | MAPP_CA | Internal | Summer | B2 | 25 | 165 | 0 | 145.39 | 129.52 | 7 | 0
2030 | MAPP_US_2_MAPP_CA | MAPP_US | MAPP_CA | Internal | Summer | B3 | 75 | 165 | 0 | 133.47 | 115.81 | 7 | 0
2030 | MAPP_US_2_MAPP_CA | MAPP_US | MAPP_CA | Internal | Summer | B4 | 100 | 165 | 0 | 123.65 | 104.89 | 7 | 0
2030 | MAPP_US_2_MAPP_CA | MAPP_US | MAPP_CA | Internal | Summer | B5 | 200 | 165 | 0 | 109.62 | 93.73 | 7 | 0
2030 | MAPP_US_2_MAPP_CA | MAPP_US | MAPP_CA | Internal | Summer | B6 | 300 | 165 | 0 | 81.65 | 65.76 | 7 | 0
2030 | MAPP_US_2_MAPP_CA | MAPP_US | MAPP_CA | Internal | Summer | B7 | 400 | 165 | 0 | 70.89 | 52.14 | 7 | 0
2030 | MAPP_US_2_MAPP_CA | MAPP_US | MAPP_CA | Internal | Summer | B8 | 500 | 165 | 0 | 58.04 | 50.65 | 7 | 0
2030 | MAPP_US_2_MAPP_CA | MAPP_US | MAPP_CA | Internal | Summer | B9 | 800 | 165 | 0 | 54.32 | 50.65 | 7 | 0
2030 | MAPP_US_2_MAPP_CA | MAPP_US | MAPP_CA | Internal | Summer | B10 | 1262 | 165 | 165 | 43.64 | 50.65 | 7 | 0.01
2030 | MAPP_US_2_MAPP_CA | MAPP_US | MAPP_CA | Internal | Winter | B16 | 25 | 165 | 64.93 | 62.33 | 69.33 | 7 | 0
2030 | MAPP_US_2_MAPP_CA | MAPP_US | MAPP_CA | Internal | Winter | B17 | 100 | 165 | 72.09 | 60.41 | 67.41 | 7 | 0
2030 | MAPP_US_2_MAPP_CA | MAPP_US | MAPP_CA | Internal | Winter | B18 | 400 | 165 | 69.24 | 60.41 | 67.41 | 7 | 0
2030 | MAPP_US_2_MAPP_CA | MAPP_US | MAPP_CA | Internal | Winter | B19 | 700 | 165 | 0 | 53.59 | 60.58 | 7 | 0
2030 | MAPP_US_2_MAPP_CA | MAPP_US | MAPP_CA | Internal | Winter | B20 | 935 | 165 | 165 | 48.21 | 60.58 | 7 | 5.37
2030 | MAPP_US_2_MISO_W | MAPP_US | MISO_W | Internal | Shoulder | B11 | 25 | 2635 | 2474.04 | 68.69 | 75.69 | 7 | 0
2030 | MAPP_US_2_MISO_W | MAPP_US | MISO_W | Internal | Shoulder | B12 | 200 | 2635 | 2620.4 | 58.99 | 65.99 | 7 | 0
2030 | MAPP_US_2_MISO_W | MAPP_US | MISO_W | Internal | Shoulder | B13 | 600 | 2635 | 2890.15 | 56.95 | 63.97 | 7 | 0.01
2030 | MAPP_US_2_MISO_W | MAPP_US | MISO_W | Internal | Shoulder | B14 | 900 | 2635 | 1842.25 | 48.64 | 55.64 | 7 | 0
2030 | MAPP_US_2_MISO_W | MAPP_US | MISO_W | Internal | Shoulder | B15 | 1203 | 2635 | 2028.29 | 45.13 | 52.13 | 7 | 0
2030 | MAPP_US_2_MISO_W | MAPP_US | MISO_W | Internal | Summer | B1 | 10 | 2635 | 1478.25 | 137.22 | 144.22 | 7 | 0
2030 | MAPP_US_2_MISO_W | MAPP_US | MISO_W | Internal | Summer | B2 | 25 | 2635 | 2713.25 | 145.39 | 152.41 | 7 | 0.01
2030 | MAPP_US_2_MISO_W | MAPP_US | MISO_W | Internal | Summer | B3 | 75 | 2635 | 0 | 133.47 | 138.7 | 7 | 0
2030 | MAPP_US_2_MISO_W | MAPP_US | MISO_W | Internal | Summer | B4 | 100 | 2635 | 0 | 123.65 | 127.78 | 7 | 0
2030 | MAPP_US_2_MISO_W | MAPP_US | MISO_W | Internal | Summer | B5 | 200 | 2635 | 1876.38 | 109.62 | 116.62 | 7 | 0
2030 | MAPP_US_2_MISO_W | MAPP_US | MISO_W | Internal | Summer | B6 | 300 | 2635 | 140.88 | 81.65 | 88.65 | 7 | 0
2030 | MAPP_US_2_MISO_W | MAPP_US | MISO_W | Internal | Summer | B7 | 400 | 2635 | 0 | 70.89 | 75.03 | 7 | 0
2030 | MAPP_US_2_MISO_W | MAPP_US | MISO_W | Internal | Summer | B8 | 500 | 2635 | 1097.51 | 58.04 | 65.04 | 7 | 0
2030 | MAPP_US_2_MISO_W | MAPP_US | MISO_W | Internal | Summer | B9 | 800 | 2635 | 2003.28 | 54.32 | 61.32 | 7 | 0
2030 | MAPP_US_2_MISO_W | MAPP_US | MISO_W | Internal | Summer | B10 | 1262 | 2635 | 1966.73 | 43.64 | 50.64 | 7 | 0
2030 | MAPP_US_2_MISO_W | MAPP_US | MISO_W | Internal | Winter | B16 | 25 | 2635 | 4777.17 | 62.33 | 69.35 | 7 | 0.01
2030 | MAPP_US_2_MISO_W | MAPP_US | MISO_W | Internal | Winter | B17 | 100 | 2635 | 3624.87 | 60.41 | 67.42 | 7 | 0.01
2030 | MAPP_US_2_MISO_W | MAPP_US | MISO_W | Internal | Winter | B18 | 400 | 2635 | 3285.83 | 60.41 | 67.42 | 7 | 0.01
2030 | MAPP_US_2_MISO_W | MAPP_US | MISO_W | Internal | Winter | B19 | 700 | 2635 | 1633.34 | 53.59 | 60.59 | 7 | 0
2030 | MAPP_US_2_MISO_W | MAPP_US | MISO_W | Internal | Winter | B20 | 935 | 2635 | 1874.84 | 48.21 | 55.21 | 7 | 0
2030 | MAPP_US_2_NE | MAPP_US | NE | Internal | Shoulder | B11 | 25 | 2000 | 0 | 68.69 | 70.69 | 7 | 0
2030 | MAPP_US_2_NE | MAPP_US | NE | Internal | Shoulder | B12 | 200 | 2000 | 0 | 58.99 | 55.74 | 7 | 0
2030 | MAPP_US_2_NE | MAPP_US | NE | Internal | Shoulder | B13 | 600 | 2000 | 0 | 56.95 | 53.71 | 7 | 0
2030 | MAPP_US_2_NE | MAPP_US | NE | Internal | Shoulder | B14 | 900 | 2000 | 0 | 48.64 | 45.39 | 7 | 0
2030 | MAPP_US_2_NE | MAPP_US | NE | Internal | Shoulder | B15 | 1203 | 2000 | 0 | 45.13 | 41.88 | 7 | 0
2030 | MAPP_US_2_NE | MAPP_US | NE | Internal | Summer | B1 | 10 | 2000 | 0 | 137.22 | 135.87 | 7 | 0
2030 | MAPP_US_2_NE | MAPP_US | NE | Internal | Summer | B2 | 25 | 2000 | 0 | 145.39 | 142.83 | 7 | 0
2030 | MAPP_US_2_NE | MAPP_US | NE | Internal | Summer | B3 | 75 | 2000 | 1925.06 | 133.47 | 140.47 | 7 | 0
2030 | MAPP_US_2_NE | MAPP_US | NE | Internal | Summer | B4 | 100 | 2000 | 1824.46 | 123.65 | 130.65 | 7 | 0
2030 | MAPP_US_2_NE | MAPP_US | NE | Internal | Summer | B5 | 200 | 2000 | 0 | 109.62 | 114.9 | 7 | 0
2030 | MAPP_US_2_NE | MAPP_US | NE | Internal | Summer | B6 | 300 | 2000 | 1348.81 | 81.65 | 88.65 | 7 | 0
2030 | MAPP_US_2_NE | MAPP_US | NE | Internal | Summer | B7 | 400 | 2000 | 2346.56 | 70.89 | 77.9 | 7 | 0.01
2030 | MAPP_US_2_NE | MAPP_US | NE | Internal | Summer | B8 | 500 | 2000 | 1854.42 | 58.04 | 65.04 | 7 | 0
2030 | MAPP_US_2_NE | MAPP_US | NE | Internal | Summer | B9 | 800 | 2000 | 0 | 54.32 | 56.32 | 7 | 0
2030 | MAPP_US_2_NE | MAPP_US | NE | Internal | Summer | B10 | 1262 | 2000 | 0 | 43.64 | 40.39 | 7 | 0
2030 | MAPP_US_2_NE | MAPP_US | NE | Internal | Winter | B16 | 25 | 2000 | 0 | 62.33 | 59.09 | 7 | 0
2030 | MAPP_US_2_NE | MAPP_US | NE | Internal | Winter | B17 | 100 | 2000 | 0 | 60.41 | 57.17 | 7 | 0
2030 | MAPP_US_2_NE | MAPP_US | NE | Internal | Winter | B18 | 400 | 2000 | 0 | 60.41 | 57.17 | 7 | 0
2030 | MAPP_US_2_NE | MAPP_US | NE | Internal | Winter | B19 | 700 | 2000 | 0 | 53.59 | 50.34 | 7 | 0
2030 | MAPP_US_2_NE | MAPP_US | NE | Internal | Winter | B20 | 935 | 2000 | 0 | 48.21 | 44.96 | 7 | 0
2030 | MARITIMES_2_NEISO | MARITIMES | NEISO | Internal | Shoulder | B11 | 25 | 99999 | 1400 | 78.81 | 78.82 | 0.01 | 0
2030 | MARITIMES_2_NEISO | MARITIMES | NEISO | Internal | Shoulder | B12 | 200 | 99999 | 1400 | 77.7 | 77.71 | 0.01 | 0
2030 | MARITIMES_2_NEISO | MARITIMES | NEISO | Internal | Shoulder | B13 | 600 | 99999 | 1400 | 77.7 | 77.71 | 0.01 | 0
2030 | MARITIMES_2_NEISO | MARITIMES | NEISO | Internal | Shoulder | B14 | 900 | 99999 | 1400 | 73.07 | 73.08 | 0.01 | 0
2030 | MARITIMES_2_NEISO | MARITIMES | NEISO | Internal | Shoulder | B15 | 1203 | 99999 | 426.43 | 73.07 | 73.08 | 0.01 | 0
2030 | MARITIMES_2_NEISO | MARITIMES | NEISO | Internal | Summer | B1 | 10 | 99999 | 1400.1 | 177.81 | 177.82 | 0.01 | 0
2030 | MARITIMES_2_NEISO | MARITIMES | NEISO | Internal | Summer | B2 | 25 | 99999 | 1400.1 | 185.99 | 186 | 0.01 | 0
2030 | MARITIMES_2_NEISO | MARITIMES | NEISO | Internal | Summer | B3 | 75 | 99999 | 1400.1 | 149.99 | 150 | 0.01 | 0
2030 | MARITIMES_2_NEISO | MARITIMES | NEISO | Internal | Summer | B4 | 100 | 99999 | 1400.1 | 120.05 | 120.06 | 0.01 | 0
2030 | MARITIMES_2_NEISO | MARITIMES | NEISO | Internal | Summer | B5 | 200 | 99999 | 1400.1 | 116.39 | 116.4 | 0.01 | 0
2030 | MARITIMES_2_NEISO | MARITIMES | NEISO | Internal | Summer | B6 | 300 | 99999 | 1400 | 85.48 | 85.49 | 0.01 | 0
2030 | MARITIMES_2_NEISO | MARITIMES | NEISO | Internal | Summer | B7 | 400 | 99999 | 1400 | 79.45 | 79.46 | 0.01 | 0
2030 | MARITIMES_2_NEISO | MARITIMES | NEISO | Internal | Summer | B8 | 500 | 99999 | 1400 | 77.73 | 77.75 | 0.01 | 0
2030 | MARITIMES_2_NEISO | MARITIMES | NEISO | Internal | Summer | B9 | 800 | 99999 | 1400 | 77.32 | 77.33 | 0.01 | 0
2030 | MARITIMES_2_NEISO | MARITIMES | NEISO | Internal | Summer | B10 | 1262 | 99999 | 236.13 | 77.32 | 77.33 | 0.01 | 0
2030 | MARITIMES_2_NEISO | MARITIMES | NEISO | Internal | Winter | B16 | 25 | 99999 | 1400 | 87.09 | 87.1 | 0.01 | 0
2030 | MARITIMES_2_NEISO | MARITIMES | NEISO | Internal | Winter | B17 | 100 | 99999 | 1400 | 82.58 | 82.59 | 0.01 | 0
2030 | MARITIMES_2_NEISO | MARITIMES | NEISO | Internal | Winter | B18 | 400 | 99999 | 1400 | 82.05 | 82.06 | 0.01 | 0
2030 | MARITIMES_2_NEISO | MARITIMES | NEISO | Internal | Winter | B19 | 700 | 99999 | 1400 | 80.8 | 80.81 | 0.01 | 0
2030 | MARITIMES_2_NEISO | MARITIMES | NEISO | Internal | Winter | B20 | 935 | 99999 | 475.94 | 80.8 | 80.81 | 0.01 | 0
2030 | MISO_IN_2_MISO_MI | MISO_IN | MISO_MI | Internal | Shoulder | B11 | 25 | 5000 | 5000 | 90.94 | 92 | 0.01 | 1.05
2030 | MISO_IN_2_MISO_MI | MISO_IN | MISO_MI | Internal | Shoulder | B12 | 200 | 5000 | 6090.99 | 83.7 | 87.58 | 0.01 | 3.87
2030 | MISO_IN_2_MISO_MI | MISO_IN | MISO_MI | Internal | Shoulder | B13 | 600 | 5000 | 5836.22 | 82.31 | 86.19 | 0.01 | 3.87
2030 | MISO_IN_2_MISO_MI | MISO_IN | MISO_MI | Internal | Shoulder | B14 | 900 | 5000 | 5000 | 75.91 | 78.84 | 0.01 | 2.92
2030 | MISO_IN_2_MISO_MI | MISO_IN | MISO_MI | Internal | Shoulder | B15 | 1203 | 5000 | 3474.96 | 75.91 | 75.92 | 0.01 | 0
2030 | MISO_IN_2_MISO_MI | MISO_IN | MISO_MI | Internal | Summer | B1 | 10 | 5000 | 4544.42 | 159.46 | 159.47 | 0.01 | 0
2030 | MISO_IN_2_MISO_MI | MISO_IN | MISO_MI | Internal | Summer | B2 | 25 | 5000 | 2849.81 | 168.7 | 168.71 | 0.01 | 0
2030 | MISO_IN_2_MISO_MI | MISO_IN | MISO_MI | Internal | Summer | B3 | 75 | 5000 | 2336.5 | 149.02 | 149.04 | 0.01 | 0
2030 | MISO_IN_2_MISO_MI | MISO_IN | MISO_MI | Internal | Summer | B4 | 100 | 5000 | 672.13 | 139.2 | 139.21 | 0.01 | 0
2030 | MISO_IN_2_MISO_MI | MISO_IN | MISO_MI | Internal | Summer | B5 | 200 | 5000 | 296.18 | 138.3 | 138.31 | 0.01 | 0
2030 | MISO_IN_2_MISO_MI | MISO_IN | MISO_MI | Internal | Summer | B6 | 300 | 5000 | 2864.77 | 99.22 | 99.24 | 0.01 | 0
2030 | MISO_IN_2_MISO_MI | MISO_IN | MISO_MI | Internal | Summer | B7 | 400 | 5000 | 3852.55 | 91.32 | 91.33 | 0.01 | 0
2030 | MISO_IN_2_MISO_MI | MISO_IN | MISO_MI | Internal | Summer | B8 | 500 | 5000 | 3922.77 | 86.18 | 86.19 | 0.01 | 0
2030 | MISO_IN_2_MISO_MI | MISO_IN | MISO_MI | Internal | Summer | B9 | 800 | 5000 | 5000 | 82.27 | 83.01 | 0.01 | 0.73
2030 | MISO_IN_2_MISO_MI | MISO_IN | MISO_MI | Internal | Summer | B10 | 1262 | 5000 | 5000 | 74.56 | 74.72 | 0.01 | 0.15
2030 | MISO_IN_2_MISO_MI | MISO_IN | MISO_MI | Internal | Winter | B16 | 25 | 5000 | 5000 | 90.46 | 92.44 | 0.01 | 1.97
2030 | MISO_IN_2_MISO_MI | MISO_IN | MISO_MI | Internal | Winter | B17 | 100 | 5000 | 5000 | 89.1 | 89.82 | 0.01 | 0.71
2030 | MISO_IN_2_MISO_MI | MISO_IN | MISO_MI | Internal | Winter | B18 | 400 | 5000 | 5284.63 | 85.47 | 89.35 | 0.01 | 3.87
2030 | MISO_IN_2_MISO_MI | MISO_IN | MISO_MI | Internal | Winter | B19 | 700 | 5000 | 5000 | 78.75 | 82.28 | 0.01 | 3.52
2030 | MISO_IN_2_MISO_MI | MISO_IN | MISO_MI | Internal | Winter | B20 | 935 | 5000 | 2981.63 | 78.55 | 78.56 | 0.01 | 0
2030 | MISO_IN_2_MISO_MO-IL | MISO_IN | MISO_MO-IL | Internal | Shoulder | B11 | 25 | 5000 | 4746.25 | 90.94 | 90.95 | 0.01 | 0
2030 | MISO_IN_2_MISO_MO-IL | MISO_IN | MISO_MO-IL | Internal | Shoulder | B12 | 200 | 5000 | 4010.34 | 83.7 | 83.71 | 0.01 | 0
2030 | MISO_IN_2_MISO_MO-IL | MISO_IN | MISO_MO-IL | Internal | Shoulder | B13 | 600 | 5000 | 4145.14 | 82.31 | 82.32 | 0.01 | 0
2030 | MISO_IN_2_MISO_MO-IL | MISO_IN | MISO_MO-IL | Internal | Shoulder | B14 | 900 | 5000 | 4871.04 | 75.91 | 75.92 | 0.01 | 0
2030 | MISO_IN_2_MISO_MO-IL | MISO_IN | MISO_MO-IL | Internal | Shoulder | B15 | 1203 | 5000 | 0 | 75.91 | 74.14 | 0.01 | 0
2030 | MISO_IN_2_MISO_MO-IL | MISO_IN | MISO_MO-IL | Internal | Summer | B1 | 10 | 5000 | 5621.28 | 159.46 | 160.04 | 0.01 | 0.57
2030 | MISO_IN_2_MISO_MO-IL | MISO_IN | MISO_MO-IL | Internal | Summer | B2 | 25 | 5000 | 6977.02 | 168.7 | 169.27 | 0.01 | 0.57
2030 | MISO_IN_2_MISO_MO-IL | MISO_IN | MISO_MO-IL | Internal | Summer | B3 | 75 | 5000 | 7889.73 | 149.02 | 149.6 | 0.01 | 0.57
2030 | MISO_IN_2_MISO_MO-IL | MISO_IN | MISO_MO-IL | Internal | Summer | B4 | 100 | 5000 | 5312.29 | 139.2 | 139.78 | 0.01 | 0.57
2030 | MISO_IN_2_MISO_MO-IL | MISO_IN | MISO_MO-IL | Internal | Summer | B5 | 200 | 5000 | 4494.65 | 138.3 | 138.31 | 0.01 | 0
2030 | MISO_IN_2_MISO_MO-IL | MISO_IN | MISO_MO-IL | Internal | Summer | B6 | 300 | 5000 | 3535.51 | 99.22 | 99.24 | 0.01 | 0
2030 | MISO_IN_2_MISO_MO-IL | MISO_IN | MISO_MO-IL | Internal | Summer | B7 | 400 | 5000 | 3253.71 | 91.32 | 91.33 | 0.01 | 0
2030 | MISO_IN_2_MISO_MO-IL | MISO_IN | MISO_MO-IL | Internal | Summer | B8 | 500 | 5000 | 4331.53 | 86.18 | 86.19 | 0.01 | 0
2030 | MISO_IN_2_MISO_MO-IL | MISO_IN | MISO_MO-IL | Internal | Summer | B9 | 800 | 5000 | 4440.51 | 82.27 | 82.28 | 0.01 | 0
2030 | MISO_IN_2_MISO_MO-IL | MISO_IN | MISO_MO-IL | Internal | Summer | B10 | 1262 | 5000 | 0 | 74.56 | 72.65 | 0.01 | 0
2030 | MISO_IN_2_MISO_MO-IL | MISO_IN | MISO_MO-IL | Internal | Winter | B16 | 25 | 5000 | 5468.04 | 90.46 | 91.04 | 0.01 | 0.57
2030 | MISO_IN_2_MISO_MO-IL | MISO_IN | MISO_MO-IL | Internal | Winter | B17 | 100 | 5000 | 1918.25 | 89.1 | 89.12 | 0.01 | 0
2030 | MISO_IN_2_MISO_MO-IL | MISO_IN | MISO_MO-IL | Internal | Winter | B18 | 400 | 5000 | 4313.07 | 85.47 | 85.48 | 0.01 | 0
2030 | MISO_IN_2_MISO_MO-IL | MISO_IN | MISO_MO-IL | Internal | Winter | B19 | 700 | 5000 | 4598.81 | 78.75 | 78.76 | 0.01 | 0
2030 | MISO_IN_2_MISO_MO-IL | MISO_IN | MISO_MO-IL | Internal | Winter | B20 | 935 | 5000 | 0 | 78.55 | 77.22 | 0.01 | 0
2030 | MISO_IN_2_NonRTO_Midwest | MISO_IN | NonRTO_Midwest | Internal | Shoulder | B11 | 25 | 4800 | 2173.09 | 90.94 | 98.94 | 8 | 0
2030 | MISO_IN_2_NonRTO_Midwest | MISO_IN | NonRTO_Midwest | Internal | Shoulder | B12 | 200 | 4800 | 1607.15 | 83.7 | 91.7 | 8 | 0
2030 | MISO_IN_2_NonRTO_Midwest | MISO_IN | NonRTO_Midwest | Internal | Shoulder | B13 | 600 | 4800 | 1220.9 | 82.31 | 90.31 | 8 | 0
2030 | MISO_IN_2_NonRTO_Midwest | MISO_IN | NonRTO_Midwest | Internal | Shoulder | B14 | 900 | 4800 | 1434.4 | 75.91 | 83.91 | 8 | 0
2030 | MISO_IN_2_NonRTO_Midwest | MISO_IN | NonRTO_Midwest | Internal | Shoulder | B15 | 1203 | 4800 | 583.34 | 75.91 | 83.91 | 8 | 0
2030 | MISO_IN_2_NonRTO_Midwest | MISO_IN | NonRTO_Midwest | Internal | Summer | B1 | 10 | 4800 | 1411.41 | 159.46 | 167.46 | 8 | 0
2030 | MISO_IN_2_NonRTO_Midwest | MISO_IN | NonRTO_Midwest | Internal | Summer | B2 | 25 | 4800 | 1224.24 | 168.7 | 176.7 | 8 | 0
2030 | MISO_IN_2_NonRTO_Midwest | MISO_IN | NonRTO_Midwest | Internal | Summer | B3 | 75 | 4800 | 751.23 | 149.02 | 157.02 | 8 | 0
2030 | MISO_IN_2_NonRTO_Midwest | MISO_IN | NonRTO_Midwest | Internal | Summer | B4 | 100 | 4800 | 1278.9 | 139.2 | 147.2 | 8 | 0
2030 | MISO_IN_2_NonRTO_Midwest | MISO_IN | NonRTO_Midwest | Internal | Summer | B5 | 200 | 4800 | 2827.77 | 138.3 | 146.3 | 8 | 0
2030 | MISO_IN_2_NonRTO_Midwest | MISO_IN | NonRTO_Midwest | Internal | Summer | B6 | 300 | 4800 | 2373.38 | 99.22 | 107.22 | 8 | 0
2030 | MISO_IN_2_NonRTO_Midwest | MISO_IN | NonRTO_Midwest | Internal | Summer | B7 | 400 | 4800 | 2162.5 | 91.32 | 99.32 | 8 | 0
2030 | MISO_IN_2_NonRTO_Midwest | MISO_IN | NonRTO_Midwest | Internal | Summer | B8 | 500 | 4800 | 2408.95 | 86.18 | 94.18 | 8 | 0
2030 | MISO_IN_2_NonRTO_Midwest | MISO_IN | NonRTO_Midwest | Internal | Summer | B9 | 800 | 4800 | 1795.47 | 82.27 | 90.27 | 8 | 0
2030 | MISO_IN_2_NonRTO_Midwest | MISO_IN | NonRTO_Midwest | Internal | Summer | B10 | 1262 | 4800 | 762.44 | 74.56 | 82.56 | 8 | 0
2030 | MISO_IN_2_NonRTO_Midwest | MISO_IN | NonRTO_Midwest | Internal | Winter | B16 | 25 | 4800 | 4671.53 | 90.46 | 98.46 | 8 | 0
2030 | MISO_IN_2_NonRTO_Midwest | MISO_IN | NonRTO_Midwest | Internal | Winter | B17 | 100 | 4800 | 3675.54 | 89.1 | 97.1 | 8 | 0
2030 | MISO_IN_2_NonRTO_Midwest | MISO_IN | NonRTO_Midwest | Internal | Winter | B18 | 400 | 4800 | 2874.12 | 85.47 | 93.47 | 8 | 0
2030 | MISO_IN_2_NonRTO_Midwest | MISO_IN | NonRTO_Midwest | Internal | Winter | B19 | 700 | 4800 | 3261.15 | 78.75 | 86.75 | 8 | 0
2030 | MISO_IN_2_NonRTO_Midwest | MISO_IN | NonRTO_Midwest | Internal | Winter | B20 | 935 | 4800 | 2505.99 | 78.55 | 86.55 | 8 | 0
2030 | MISO_IN_2_PJM_ROR | MISO_IN | PJM_ROR | Internal | Shoulder | B11 | 25 | 992 | 2916.89 | 90.94 | 99.39 | 2 | 6.45
2030 | MISO_IN_2_PJM_ROR | MISO_IN | PJM_ROR | Internal | Shoulder | B12 | 200 | 992 | 992 | 83.7 | 89.68 | 2 | 3.98
2030 | MISO_IN_2_PJM_ROR | MISO_IN | PJM_ROR | Internal | Shoulder | B13 | 600 | 992 | 992 | 82.31 | 87.66 | 2 | 3.35
2030 | MISO_IN_2_PJM_ROR | MISO_IN | PJM_ROR | Internal | Shoulder | B14 | 900 | 992 | 992 | 75.91 | 79.33 | 2 | 1.42
2030 | MISO_IN_2_PJM_ROR | MISO_IN | PJM_ROR | Internal | Shoulder | B15 | 1203 | 992 | 0 | 75.91 | 75.83 | 2 | 0
2030 | MISO_IN_2_PJM_ROR | MISO_IN | PJM_ROR | Internal | Summer | B1 | 10 | 992 | 3164.46 | 159.46 | 167.91 | 2 | 6.45
2030 | MISO_IN_2_PJM_ROR | MISO_IN | PJM_ROR | Internal | Summer | B2 | 25 | 992 | 992 | 168.7 | 176.1 | 2 | 5.4
2030 | MISO_IN_2_PJM_ROR | MISO_IN | PJM_ROR | Internal | Summer | B3 | 75 | 992 | 992 | 149.02 | 156.79 | 2 | 5.76
2030 | MISO_IN_2_PJM_ROR | MISO_IN | PJM_ROR | Internal | Summer | B4 | 100 | 992 | 552.3 | 139.2 | 141.2 | 2 | 0
2030 | MISO_IN_2_PJM_ROR | MISO_IN | PJM_ROR | Internal | Summer | B5 | 200 | 992 | 992 | 138.3 | 140.31 | 2 | 0.01
2030 | MISO_IN_2_PJM_ROR | MISO_IN | PJM_ROR | Internal | Summer | B6 | 300 | 992 | 992 | 99.22 | 106.63 | 2 | 5.4
2030 | MISO_IN_2_PJM_ROR | MISO_IN | PJM_ROR | Internal | Summer | B7 | 400 | 992 | 992 | 91.32 | 98.72 | 2 | 5.4
2030 | MISO_IN_2_PJM_ROR | MISO_IN | PJM_ROR | Internal | Summer | B8 | 500 | 992 | 992 | 86.18 | 88.73 | 2 | 0.55
2030 | MISO_IN_2_PJM_ROR | MISO_IN | PJM_ROR | Internal | Summer | B9 | 800 | 992 | 992 | 82.27 | 85.01 | 2 | 0.75
2030 | MISO_IN_2_PJM_ROR | MISO_IN | PJM_ROR | Internal | Summer | B10 | 1262 | 992 | 0 | 74.56 | 74.33 | 2 | 0
2030 | MISO_IN_2_PJM_ROR | MISO_IN | PJM_ROR | Internal | Winter | B16 | 25 | 992 | 992 | 90.46 | 93.04 | 2 | 0.58
2030 | MISO_IN_2_PJM_ROR | MISO_IN | PJM_ROR | Internal | Winter | B17 | 100 | 992 | 992 | 89.1 | 91.12 | 2 | 0.01
2030 | MISO_IN_2_PJM_ROR | MISO_IN | PJM_ROR | Internal | Winter | B18 | 400 | 992 | 992 | 85.47 | 91.12 | 2 | 3.65
2030 | MISO_IN_2_PJM_ROR | MISO_IN | PJM_ROR | Internal | Winter | B19 | 700 | 992 | 992 | 78.75 | 84.28 | 2 | 3.53
2030 | MISO_IN_2_PJM_ROR | MISO_IN | PJM_ROR | Internal | Winter | B20 | 935 | 992 | 0 | 78.55 | 78.9 | 2 | 0
2030 | MISO_MI_2_MISO_IN | MISO_MI | MISO_IN | Internal | Shoulder | B11 | 25 | 2045 | 0 | 92 | 90.94 | 0.01 | 0
2030 | MISO_MI_2_MISO_IN | MISO_MI | MISO_IN | Internal | Shoulder | B12 | 200 | 2045 | 0 | 87.58 | 83.7 | 0.01 | 0
2030 | MISO_MI_2_MISO_IN | MISO_MI | MISO_IN | Internal | Shoulder | B13 | 600 | 2045 | 0 | 86.19 | 82.31 | 0.01 | 0
2030 | MISO_MI_2_MISO_IN | MISO_MI | MISO_IN | Internal | Shoulder | B14 | 900 | 2045 | 0 | 78.84 | 75.91 | 0.01 | 0
2030 | MISO_MI_2_MISO_IN | MISO_MI | MISO_IN | Internal | Shoulder | B15 | 1203 | 2045 | 0 | 75.92 | 75.91 | 0.01 | 0
2030 | MISO_MI_2_MISO_IN | MISO_MI | MISO_IN | Internal | Summer | B1 | 10 | 2045 | 0 | 159.47 | 159.46 | 0.01 | 0
2030 | MISO_MI_2_MISO_IN | MISO_MI | MISO_IN | Internal | Summer | B2 | 25 | 2045 | 0 | 168.71 | 168.7 | 0.01 | 0
2030 | MISO_MI_2_MISO_IN | MISO_MI | MISO_IN | Internal | Summer | B3 | 75 | 2045 | 0 | 149.04 | 149.02 | 0.01 | 0
2030 | MISO_MI_2_MISO_IN | MISO_MI | MISO_IN | Internal | Summer | B4 | 100 | 2045 | 0 | 139.21 | 139.2 | 0.01 | 0
2030 | MISO_MI_2_MISO_IN | MISO_MI | MISO_IN | Internal | Summer | B5 | 200 | 2045 | 0 | 138.31 | 138.3 | 0.01 | 0
2030 | MISO_MI_2_MISO_IN | MISO_MI | MISO_IN | Internal | Summer | B6 | 300 | 2045 | 0 | 99.24 | 99.22 | 0.01 | 0
2030 | MISO_MI_2_MISO_IN | MISO_MI | MISO_IN | Internal | Summer | B7 | 400 | 2045 | 0 | 91.33 | 91.32 | 0.01 | 0
2030 | MISO_MI_2_MISO_IN | MISO_MI | MISO_IN | Internal | Summer | B8 | 500 | 2045 | 0 | 86.19 | 86.18 | 0.01 | 0
2030 | MISO_MI_2_MISO_IN | MISO_MI | MISO_IN | Internal | Summer | B9 | 800 | 2045 | 0 | 83.01 | 82.27 | 0.01 | 0
2030 | MISO_MI_2_MISO_IN | MISO_MI | MISO_IN | Internal | Summer | B10 | 1262 | 2045 | 0 | 74.72 | 74.56 | 0.01 | 0
2030 | MISO_MI_2_MISO_IN | MISO_MI | MISO_IN | Internal | Winter | B16 | 25 | 2045 | 0 | 92.44 | 90.46 | 0.01 | 0
2030 | MISO_MI_2_MISO_IN | MISO_MI | MISO_IN | Internal | Winter | B17 | 100 | 2045 | 0 | 89.82 | 89.1 | 0.01 | 0
2030 | MISO_MI_2_MISO_IN | MISO_MI | MISO_IN | Internal | Winter | B18 | 400 | 2045 | 0 | 89.35 | 85.47 | 0.01 | 0
2030 | MISO_MI_2_MISO_IN | MISO_MI | MISO_IN | Internal | Winter | B19 | 700 | 2045 | 0 | 82.28 | 78.75 | 0.01 | 0
2030 | MISO_MI_2_MISO_IN | MISO_MI | MISO_IN | Internal | Winter | B20 | 935 | 2045 | 0 | 78.56 | 78.55 | 0.01 | 0
2030 | MISO_MI_2_MISO_WUMS | MISO_MI | MISO_WUMS | Internal | Shoulder | B11 | 25 | 117 | 0 | 92 | 88.82 | 0.01 | 0
2030 | MISO_MI_2_MISO_WUMS | MISO_MI | MISO_WUMS | Internal | Shoulder | B12 | 200 | 117 | 0 | 87.58 | 87.3 | 0.01 | 0
2030 | MISO_MI_2_MISO_WUMS | MISO_MI | MISO_WUMS | Internal | Shoulder | B13 | 600 | 117 | 0 | 86.19 | 83.16 | 0.01 | 0
2030 | MISO_MI_2_MISO_WUMS | MISO_MI | MISO_WUMS | Internal | Shoulder | B14 | 900 | 117 | 0 | 78.84 | 75.66 | 0.01 | 0
2030 | MISO_MI_2_MISO_WUMS | MISO_MI | MISO_WUMS | Internal | Shoulder | B15 | 1203 | 117 | 0 | 75.92 | 75.66 | 0.01 | 0
2030 | MISO_MI_2_MISO_WUMS | MISO_MI | MISO_WUMS | Internal | Summer | B1 | 10 | 117 | 0 | 159.47 | 157.34 | 0.01 | 0
2030 | MISO_MI_2_MISO_WUMS | MISO_MI | MISO_WUMS | Internal | Summer | B2 | 25 | 117 | 0 | 168.71 | 165.53 | 0.01 | 0
2030 | MISO_MI_2_MISO_WUMS | MISO_MI | MISO_WUMS | Internal | Summer | B3 | 75 | 117 | 0 | 149.04 | 146.22 | 0.01 | 0
2030 | MISO_MI_2_MISO_WUMS | MISO_MI | MISO_WUMS | Internal | Summer | B4 | 100 | 117 | 0 | 139.21 | 136.03 | 0.01 | 0
2030 | MISO_MI_2_MISO_WUMS | MISO_MI | MISO_WUMS | Internal | Summer | B5 | 200 | 117 | 0 | 138.31 | 135.13 | 0.01 | 0
2030 | MISO_MI_2_MISO_WUMS | MISO_MI | MISO_WUMS | Internal | Summer | B6 | 300 | 117 | 0 | 99.24 | 96.06 | 0.01 | 0
2030 | MISO_MI_2_MISO_WUMS | MISO_MI | MISO_WUMS | Internal | Summer | B7 | 400 | 117 | 0 | 91.33 | 88.16 | 0.01 | 0
2030 | MISO_MI_2_MISO_WUMS | MISO_MI | MISO_WUMS | Internal | Summer | B8 | 500 | 117 | 0 | 86.19 | 83.02 | 0.01 | 0
2030 | MISO_MI_2_MISO_WUMS | MISO_MI | MISO_WUMS | Internal | Summer | B9 | 800 | 117 | 0 | 83.01 | 79.84 | 0.01 | 0
2030 | MISO_MI_2_MISO_WUMS | MISO_MI | MISO_WUMS | Internal | Summer | B10 | 1262 | 117 | 0 | 74.72 | 74.3 | 0.01 | 0
2030 | MISO_MI_2_MISO_WUMS | MISO_MI | MISO_WUMS | Internal | Winter | B16 | 25 | 117 | 0 | 92.44 | 89.26 | 0.01 | 0
2030 | MISO_MI_2_MISO_WUMS | MISO_MI | MISO_WUMS | Internal | Winter | B17 | 100 | 117 | 0 | 89.82 | 88.45 | 0.01 | 0
2030 | MISO_MI_2_MISO_WUMS | MISO_MI | MISO_WUMS | Internal | Winter | B18 | 400 | 117 | 0 | 89.35 | 86.17 | 0.01 | 0
2030 | MISO_MI_2_MISO_WUMS | MISO_MI | MISO_WUMS | Internal | Winter | B19 | 700 | 117 | 0 | 82.28 | 79.48 | 0.01 | 0
2030 | MISO_MI_2_MISO_WUMS | MISO_MI | MISO_WUMS | Internal | Winter | B20 | 935 | 117 | 0 | 78.56 | 78.29 | 0.01 | 0
2030 | MISO_MI_2_PJM_ROR | MISO_MI | PJM_ROR | Internal | Shoulder | B11 | 25 | 1424 | 1424 | 92 | 99.39 | 2 | 5.39
2030 | MISO_MI_2_PJM_ROR | MISO_MI | PJM_ROR | Internal | Shoulder | B12 | 200 | 1424 | 1424 | 87.58 | 89.68 | 2 | 0.1
2030 | MISO_MI_2_PJM_ROR | MISO_MI | PJM_ROR | Internal | Shoulder | B13 | 600 | 1424 | 0 | 86.19 | 87.66 | 2 | 0
2030 | MISO_MI_2_PJM_ROR | MISO_MI | PJM_ROR | Internal | Shoulder | B14 | 900 | 1424 | 0 | 78.84 | 79.33 | 2 | 0
2030 | MISO_MI_2_PJM_ROR | MISO_MI | PJM_ROR | Internal | Shoulder | B15 | 1203 | 1424 | 0 | 75.92 | 75.83 | 2 | 0
2030 | MISO_MI_2_PJM_ROR | MISO_MI | PJM_ROR | Internal | Summer | B1 | 10 | 1424 | 1424 | 159.47 | 167.91 | 2 | 6.44
2030 | MISO_MI_2_PJM_ROR | MISO_MI | PJM_ROR | Internal | Summer | B2 | 25 | 1424 | 1424 | 168.71 | 176.1 | 2 | 5.39
2030 | MISO_MI_2_PJM_ROR | MISO_MI | PJM_ROR | Internal | Summer | B3 | 75 | 1424 | 1424 | 149.04 | 156.79 | 2 | 5.75
2030 | MISO_MI_2_PJM_ROR | MISO_MI | PJM_ROR | Internal | Summer | B4 | 100 | 1424 | 0 | 139.21 | 141.2 | 2 | 0
2030 | MISO_MI_2_PJM_ROR | MISO_MI | PJM_ROR | Internal | Summer | B5 | 200 | 1424 | 959.9 | 138.31 | 140.31 | 2 | 0
2030 | MISO_MI_2_PJM_ROR | MISO_MI | PJM_ROR | Internal | Summer | B6 | 300 | 1424 | 1424 | 99.24 | 106.63 | 2 | 5.39
2030 | MISO_MI_2_PJM_ROR | MISO_MI | PJM_ROR | Internal | Summer | B7 | 400 | 1424 | 1424 | 91.33 | 98.72 | 2 | 5.39
2030 | MISO_MI_2_PJM_ROR | MISO_MI | PJM_ROR | Internal | Summer | B8 | 500 | 1424 | 1424 | 86.19 | 88.73 | 2 | 0.54
2030 | MISO_MI_2_PJM_ROR | MISO_MI | PJM_ROR | Internal | Summer | B9 | 800 | 1424 | 714.81 | 83.01 | 85.01 | 2 | 0
2030 | MISO_MI_2_PJM_ROR | MISO_MI | PJM_ROR | Internal | Summer | B10 | 1262 | 1424 | 0 | 74.72 | 74.33 | 2 | 0
2030 | MISO_MI_2_PJM_ROR | MISO_MI | PJM_ROR | Internal | Winter | B16 | 25 | 1424 | 0 | 92.44 | 93.04 | 2 | 0
2030 | MISO_MI_2_PJM_ROR | MISO_MI | PJM_ROR | Internal | Winter | B17 | 100 | 1424 | 0 | 89.82 | 91.12 | 2 | 0
2030 | MISO_MI_2_PJM_ROR | MISO_MI | PJM_ROR | Internal | Winter | B18 | 400 | 1424 | 0 | 89.35 | 91.12 | 2 | 0
2030 | MISO_MI_2_PJM_ROR | MISO_MI | PJM_ROR | Internal | Winter | B19 | 700 | 1424 | 347.47 | 82.28 | 84.28 | 2 | 0
2030 | MISO_MI_2_PJM_ROR | MISO_MI | PJM_ROR | Internal | Winter | B20 | 935 | 1424 | 0 | 78.56 | 78.9 | 2 | 0
2030 | MISO_MO-IL_2_ENT | MISO_MO-IL | ENT | Internal | Shoulder | B11 | 25 | 2540 | 798.16 | 90.95 | 98.95 | 8 | 0
2030 | MISO_MO-IL_2_ENT | MISO_MO-IL | ENT | Internal | Shoulder | B12 | 200 | 2540 | 0 | 83.71 | 90.32 | 8 | 0
2030 | MISO_MO-IL_2_ENT | MISO_MO-IL | ENT | Internal | Shoulder | B13 | 600 | 2540 | 796.5 | 82.32 | 90.32 | 8 | 0
2030 | MISO_MO-IL_2_ENT | MISO_MO-IL | ENT | Internal | Shoulder | B14 | 900 | 2540 | 0 | 75.92 | 79.74 | 8 | 0
2030 | MISO_MO-IL_2_ENT | MISO_MO-IL | ENT | Internal | Shoulder | B15 | 1203 | 2540 | 0 | 74.14 | 76.24 | 8 | 0
2030 | MISO_MO-IL_2_ENT | MISO_MO-IL | ENT | Internal | Summer | B1 | 10 | 2540 | 1109.47 | 160.04 | 168.04 | 8 | 0
2030 | MISO_MO-IL_2_ENT | MISO_MO-IL | ENT | Internal | Summer | B2 | 25 | 2540 | 2540 | 169.27 | 178.01 | 8 | 0.73
2030 | MISO_MO-IL_2_ENT | MISO_MO-IL | ENT | Internal | Summer | B3 | 75 | 2540 | 2540 | 149.6 | 158.7 | 8 | 1.09
2030 | MISO_MO-IL_2_ENT | MISO_MO-IL | ENT | Internal | Summer | B4 | 100 | 2540 | 666.5 | 139.78 | 147.78 | 8 | 0
2030 | MISO_MO-IL_2_ENT | MISO_MO-IL | ENT | Internal | Summer | B5 | 200 | 2540 | 751.87 | 138.31 | 146.31 | 8 | 0
2030 | MISO_MO-IL_2_ENT | MISO_MO-IL | ENT | Internal | Summer | B6 | 300 | 2540 | 0 | 99.24 | 98.39 | 8 | 0
2030 | MISO_MO-IL_2_ENT | MISO_MO-IL | ENT | Internal | Summer | B7 | 400 | 2540 | 0 | 91.33 | 92.5 | 8 | 0
2030 | MISO_MO-IL_2_ENT | MISO_MO-IL | ENT | Internal | Summer | B8 | 500 | 2540 | 0 | 86.19 | 91.82 | 8 | 0
2030 | MISO_MO-IL_2_ENT | MISO_MO-IL | ENT | Internal | Summer | B9 | 800 | 2540 | 426.68 | 82.28 | 90.28 | 8 | 0
2030 | MISO_MO-IL_2_ENT | MISO_MO-IL | ENT | Internal | Summer | B10 | 1262 | 2540 | 0 | 72.65 | 77.23 | 8 | 0
2030 | MISO_MO-IL_2_ENT | MISO_MO-IL | ENT | Internal | Winter | B16 | 25 | 2540 | 0 | 91.04 | 93.48 | 8 | 0
2030 | MISO_MO-IL_2_ENT | MISO_MO-IL | ENT | Internal | Winter | B17 | 100 | 2540 | 0 | 89.12 | 93.48 | 8 | 0
2030 | MISO_MO-IL_2_ENT | MISO_MO-IL | ENT | Internal | Winter | B18 | 400 | 2540 | 293.85 | 85.48 | 93.48 | 8 | 0
2030 | MISO_MO-IL_2_ENT | MISO_MO-IL | ENT | Internal | Winter | B19 | 700 | 2540 | 186 | 78.76 | 86.76 | 8 | 0
2030 | MISO_MO-IL_2_ENT | MISO_MO-IL | ENT | Internal | Winter | B20 | 935 | 2540 | 0 | 77.22 | 79.32 | 8 | 0
2030 | MISO_MO-IL_2_MISO_IN | MISO_MO-IL | MISO_IN | Internal | Shoulder | B11 | 25 | 2100 | 0 | 90.95 | 90.94 | 0.01 | 0
2030 | MISO_MO-IL_2_MISO_IN | MISO_MO-IL | MISO_IN | Internal | Shoulder | B12 | 200 | 2100 | 0 | 83.71 | 83.7 | 0.01 | 0
2030 | MISO_MO-IL_2_MISO_IN | MISO_MO-IL | MISO_IN | Internal | Shoulder | B13 | 600 | 2100 | 0 | 82.32 | 82.31 | 0.01 | 0
2030 | MISO_MO-IL_2_MISO_IN | MISO_MO-IL | MISO_IN | Internal | Shoulder | B14 | 900 | 2100 | 0 | 75.92 | 75.91 | 0.01 | 0
2030 | MISO_MO-IL_2_MISO_IN | MISO_MO-IL | MISO_IN | Internal | Shoulder | B15 | 1203 | 2100 | 2100 | 74.14 | 75.91 | 0.01 | 1.75
2030 | MISO_MO-IL_2_MISO_IN | MISO_MO-IL | MISO_IN | Internal | Summer | B1 | 10 | 2100 | 0 | 160.04 | 159.46 | 0.01 | 0
2030 | MISO_MO-IL_2_MISO_IN | MISO_MO-IL | MISO_IN | Internal | Summer | B2 | 25 | 2100 | 0 | 169.27 | 168.7 | 0.01 | 0
2030 | MISO_MO-IL_2_MISO_IN | MISO_MO-IL | MISO_IN | Internal | Summer | B3 | 75 | 2100 | 0 | 149.6 | 149.02 | 0.01 | 0
2030 | MISO_MO-IL_2_MISO_IN | MISO_MO-IL | MISO_IN | Internal | Summer | B4 | 100 | 2100 | 0 | 139.78 | 139.2 | 0.01 | 0
2030 | MISO_MO-IL_2_MISO_IN | MISO_MO-IL | MISO_IN | Internal | Summer | B5 | 200 | 2100 | 0 | 138.31 | 138.3 | 0.01 | 0
2030 | MISO_MO-IL_2_MISO_IN | MISO_MO-IL | MISO_IN | Internal | Summer | B6 | 300 | 2100 | 0 | 99.24 | 99.22 | 0.01 | 0
2030 | MISO_MO-IL_2_MISO_IN | MISO_MO-IL | MISO_IN | Internal | Summer | B7 | 400 | 2100 | 0 | 91.33 | 91.32 | 0.01 | 0
2030 | MISO_MO-IL_2_MISO_IN | MISO_MO-IL | MISO_IN | Internal | Summer | B8 | 500 | 2100 | 0 | 86.19 | 86.18 | 0.01 | 0
2030 | MISO_MO-IL_2_MISO_IN | MISO_MO-IL | MISO_IN | Internal | Summer | B9 | 800 | 2100 | 0 | 82.28 | 82.27 | 0.01 | 0
2030 | MISO_MO-IL_2_MISO_IN | MISO_MO-IL | MISO_IN | Internal | Summer | B10 | 1262 | 2100 | 2100 | 72.65 | 74.56 | 0.01 | 1.9
2030 | MISO_MO-IL_2_MISO_IN | MISO_MO-IL | MISO_IN | Internal | Winter | B16 | 25 | 2100 | 0 | 91.04 | 90.46 | 0.01 | 0
2030 | MISO_MO-IL_2_MISO_IN | MISO_MO-IL | MISO_IN | Internal | Winter | B17 | 100 | 2100 | 0 | 89.12 | 89.1 | 0.01 | 0
2030 | MISO_MO-IL_2_MISO_IN | MISO_MO-IL | MISO_IN | Internal | Winter | B18 | 400 | 2100 | 0 | 85.48 | 85.47 | 0.01 | 0
2030 | MISO_MO-IL_2_MISO_IN | MISO_MO-IL | MISO_IN | Internal | Winter | B19 | 700 | 2100 | 0 | 78.76 | 78.75 | 0.01 | 0
2030 | MISO_MO-IL_2_MISO_IN | MISO_MO-IL | MISO_IN | Internal | Winter | B20 | 935 | 2100 | 2100 | 77.22 | 78.55 | 0.01 | 1.32
2030 | MISO_MO-IL_2_MISO_W | MISO_MO-IL | MISO_W | Internal | Shoulder | B11 | 25 | 960 | 0 | 90.95 | 75.69 | 0.01 | 0
2030 | MISO_MO-IL_2_MISO_W | MISO_MO-IL | MISO_W | Internal | Shoulder | B12 | 200 | 960 | 0 | 83.71 | 65.99 | 0.01 | 0
2030 | MISO_MO-IL_2_MISO_W | MISO_MO-IL | MISO_W | Internal | Shoulder | B13 | 600 | 960 | 0 | 82.32 | 63.97 | 0.01 | 0
2030 | MISO_MO-IL_2_MISO_W | MISO_MO-IL | MISO_W | Internal | Shoulder | B14 | 900 | 960 | 0 | 75.92 | 55.64 | 0.01 | 0
2030 | MISO_MO-IL_2_MISO_W | MISO_MO-IL | MISO_W | Internal | Shoulder | B15 | 1203 | 960 | 0 | 74.14 | 52.13 | 0.01 | 0
2030 | MISO_MO-IL_2_MISO_W | MISO_MO-IL | MISO_W | Internal | Summer | B1 | 10 | 960 | 0 | 160.04 | 144.22 | 0.01 | 0
2030 | MISO_MO-IL_2_MISO_W | MISO_MO-IL | MISO_W | Internal | Summer | B2 | 25 | 960 | 0 | 169.27 | 152.41 | 0.01 | 0
2030 | MISO_MO-IL_2_MISO_W | MISO_MO-IL | MISO_W | Internal | Summer | B3 | 75 | 960 | 0 | 149.6 | 138.7 | 0.01 | 0
2030 | MISO_MO-IL_2_MISO_W | MISO_MO-IL | MISO_W | Internal | Summer | B4 | 100 | 960 | 0 | 139.78 | 127.78 | 0.01 | 0
2030 | MISO_MO-IL_2_MISO_W | MISO_MO-IL | MISO_W | Internal | Summer | B5 | 200 | 960 | 0 | 138.31 | 116.62 | 0.01 | 0
2030 | MISO_MO-IL_2_MISO_W | MISO_MO-IL | MISO_W | Internal | Summer | B6 | 300 | 960 | 0 | 99.24 | 88.65 | 0.01 | 0
2030 | MISO_MO-IL_2_MISO_W | MISO_MO-IL | MISO_W | Internal | Summer | B7 | 400 | 960 | 0 | 91.33 | 75.03 | 0.01 | 0
2030 | MISO_MO-IL_2_MISO_W | MISO_MO-IL | MISO_W | Internal | Summer | B8 | 500 | 960 | 0 | 86.19 | 65.04 | 0.01 | 0
2030 | MISO_MO-IL_2_MISO_W | MISO_MO-IL | MISO_W | Internal | Summer | B9 | 800 | 960 | 0 | 82.28 | 61.32 | 0.01 | 0
2030 | MISO_MO-IL_2_MISO_W | MISO_MO-IL | MISO_W | Internal | Summer | B10 | 1262 | 960 | 0 | 72.65 | 50.64 | 0.01 | 0
2030 | MISO_MO-IL_2_MISO_W | MISO_MO-IL | MISO_W | Internal | Winter | B16 | 25 | 960 | 0 | 91.04 | 69.35 | 0.01 | 0
2030 | MISO_MO-IL_2_MISO_W | MISO_MO-IL | MISO_W | Internal | Winter | B17 | 100 | 960 | 0 | 89.12 | 67.42 | 0.01 | 0
2030 | MISO_MO-IL_2_MISO_W | MISO_MO-IL | MISO_W | Internal | Winter | B18 | 400 | 960 | 0 | 85.48 | 67.42 | 0.01 | 0
2030 | MISO_MO-IL_2_MISO_W | MISO_MO-IL | MISO_W | Internal | Winter | B19 | 700 | 960 | 0 | 78.76 | 60.59 | 0.01 | 0
2030 | MISO_MO-IL_2_MISO_W | MISO_MO-IL | MISO_W | Internal | Winter | B20 | 935 | 960 | 0 | 77.22 | 55.21 | 0.01 | 0
2030 | MISO_MO-IL_2_PJM_ROR | MISO_MO-IL | PJM_ROR | Internal | Shoulder | B11 | 25 | 1212 | 1212 | 90.95 | 99.39 | 2 | 6.44
2030 | MISO_MO-IL_2_PJM_ROR | MISO_MO-IL | PJM_ROR | Internal | Shoulder | B12 | 200 | 1212 | 1212 | 83.71 | 89.68 | 2 | 3.97
2030 | MISO_MO-IL_2_PJM_ROR | MISO_MO-IL | PJM_ROR | Internal | Shoulder | B13 | 600 | 1212 | 1212 | 82.32 | 87.66 | 2 | 3.34
2030 | MISO_MO-IL_2_PJM_ROR | MISO_MO-IL | PJM_ROR | Internal | Shoulder | B14 | 900 | 1212 | 1212 | 75.92 | 79.33 | 2 | 1.41
2030 | MISO_MO-IL_2_PJM_ROR | MISO_MO-IL | PJM_ROR | Internal | Shoulder | B15 | 1203 | 1212 | 0 | 74.14 | 75.83 | 2 | 0
2030 | MISO_MO-IL_2_PJM_ROR | MISO_MO-IL | PJM_ROR | Internal | Summer | B1 | 10 | 1212 | 1212 | 160.04 | 167.91 | 2 | 5.87
2030 | MISO_MO-IL_2_PJM_ROR | MISO_MO-IL | PJM_ROR | Internal | Summer | B2 | 25 | 1212 | 1212 | 169.27 | 176.1 | 2 | 4.82
2030 | MISO_MO-IL_2_PJM_ROR | MISO_MO-IL | PJM_ROR | Internal | Summer | B3 | 75 | 1212 | 1212 | 149.6 | 156.79 | 2 | 5.18
2030 | MISO_MO-IL_2_PJM_ROR | MISO_MO-IL | PJM_ROR | Internal | Summer | B4 | 100 | 1212 | 0 | 139.78 | 141.2 | 2 | 0
2030 | MISO_MO-IL_2_PJM_ROR | MISO_MO-IL | PJM_ROR | Internal | Summer | B5 | 200 | 1212 | 211.58 | 138.31 | 140.31 | 2 | 0
2030 | MISO_MO-IL_2_PJM_ROR | MISO_MO-IL | PJM_ROR | Internal | Summer | B6 | 300 | 1212 | 1212 | 99.24 | 106.63 | 2 | 5.39
2030 | MISO_MO-IL_2_PJM_ROR | MISO_MO-IL | PJM_ROR | Internal | Summer | B7 | 400 | 1212 | 1212 | 91.33 | 98.72 | 2 | 5.39
2030 | MISO_MO-IL_2_PJM_ROR | MISO_MO-IL | PJM_ROR | Internal | Summer | B8 | 500 | 1212 | 1212 | 86.19 | 88.73 | 2 | 0.54
2030 | MISO_MO-IL_2_PJM_ROR | MISO_MO-IL | PJM_ROR | Internal | Summer | B9 | 800 | 1212 | 1212 | 82.28 | 85.01 | 2 | 0.73
2030 | MISO_MO-IL_2_PJM_ROR | MISO_MO-IL | PJM_ROR | Internal | Summer | B10 | 1262 | 1212 | 0 | 72.65 | 74.33 | 2 | 0
2030 | MISO_MO-IL_2_PJM_ROR | MISO_MO-IL | PJM_ROR | Internal | Winter | B16 | 25 | 1212 | 1080.26 | 91.04 | 93.04 | 2 | 0
2030 | MISO_MO-IL_2_PJM_ROR | MISO_MO-IL | PJM_ROR | Internal | Winter | B17 | 100 | 1212 | 354.21 | 89.12 | 91.12 | 2 | 0
2030 | MISO_MO-IL_2_PJM_ROR | MISO_MO-IL | PJM_ROR | Internal | Winter | B18 | 400 | 1212 | 1212 | 85.48 | 91.12 | 2 | 3.64
2030 | MISO_MO-IL_2_PJM_ROR | MISO_MO-IL | PJM_ROR | Internal | Winter | B19 | 700 | 1212 | 1212 | 78.76 | 84.28 | 2 | 3.52
2030 | MISO_MO-IL_2_PJM_ROR | MISO_MO-IL | PJM_ROR | Internal | Winter | B20 | 935 | 1212 | 0 | 77.22 | 78.9 | 2 | 0
2030 | MISO_MO-IL_2_TVA_Transmission | MISO_MO-IL | TVA_Transmission | Internal | Shoulder | B11 | 25 | 4000 | 1324.07 | 90.95 | 98.95 | 8 | 0
2030 | MISO_MO-IL_2_TVA_Transmission | MISO_MO-IL | TVA_Transmission | Internal | Shoulder | B12 | 200 | 4000 | 2252.26 | 83.71 | 91.71 | 8 | 0
2030 | MISO_MO-IL_2_TVA_Transmission | MISO_MO-IL | TVA_Transmission | Internal | Shoulder | B13 | 600 | 4000 | 1988.46 | 82.32 | 90.32 | 8 | 0
2030 | MISO_MO-IL_2_TVA_Transmission | MISO_MO-IL | TVA_Transmission | Internal | Shoulder | B14 | 900 | 4000 | 4000 | 75.92 | 84.62 | 8 | 0.7
2030 | MISO_MO-IL_2_TVA_Transmission | MISO_MO-IL | TVA_Transmission | Internal | Shoulder | B15 | 1203 | 4000 | 964.05 | 74.14 | 82.14 | 8 | 0
2030 | MISO_MO-IL_2_TVA_Transmission | MISO_MO-IL | TVA_Transmission | Internal | Summer | B1 | 10 | 4000 | 4000 | 160.04 | 173.91 | 8 | 5.87
2030 | MISO_MO-IL_2_TVA_Transmission | MISO_MO-IL | TVA_Transmission | Internal | Summer | B2 | 25 | 4000 | 4000 | 169.27 | 182.1 | 8 | 4.82
2030 | MISO_MO-IL_2_TVA_Transmission | MISO_MO-IL | TVA_Transmission | Internal | Summer | B3 | 75 | 4000 | 4000 | 149.6 | 162.31 | 8 | 4.71
2030 | MISO_MO-IL_2_TVA_Transmission | MISO_MO-IL | TVA_Transmission | Internal | Summer | B4 | 100 | 4000 | 775.82 | 139.78 | 147.78 | 8 | 0
2030 | MISO_MO-IL_2_TVA_Transmission | MISO_MO-IL | TVA_Transmission | Internal | Summer | B5 | 200 | 4000 | 377.57 | 138.31 | 146.31 | 8 | 0
2030 | MISO_MO-IL_2_TVA_Transmission | MISO_MO-IL | TVA_Transmission | Internal | Summer | B6 | 300 | 4000 | 0 | 99.24 | 106.39 | 8 | 0
2030 | MISO_MO-IL_2_TVA_Transmission | MISO_MO-IL | TVA_Transmission | Internal | Summer | B7 | 400 | 4000 | 0 | 91.33 | 97.7 | 8 | 0
2030 | MISO_MO-IL_2_TVA_Transmission | MISO_MO-IL | TVA_Transmission | Internal | Summer | B8 | 500 | 4000 | 1363.33 | 86.19 | 94.19 | 8 | 0
2030 | MISO_MO-IL_2_TVA_Transmission | MISO_MO-IL | TVA_Transmission | Internal | Summer | B9 | 800 | 4000 | 2196.66 | 82.28 | 90.28 | 8 | 0
2030 | MISO_MO-IL_2_TVA_Transmission | MISO_MO-IL | TVA_Transmission | Internal | Summer | B10 | 1262 | 4000 | 0 | 72.65 | 80.33 | 8 | 0
2030 | MISO_MO-IL_2_TVA_Transmission | MISO_MO-IL | TVA_Transmission | Internal | Winter | B16 | 25 | 4000 | 3546.77 | 91.04 | 99.04 | 8 | 0
2030 | MISO_MO-IL_2_TVA_Transmission | MISO_MO-IL | TVA_Transmission | Internal | Winter | B17 | 100 | 4000 | 851.4 | 89.12 | 97.12 | 8 | 0
2030 | MISO_MO-IL_2_TVA_Transmission | MISO_MO-IL | TVA_Transmission | Internal | Winter | B18 | 400 | 4000 | 2635.18 | 85.48 | 93.48 | 8 | 0
2030 | MISO_MO-IL_2_TVA_Transmission | MISO_MO-IL | TVA_Transmission | Internal | Winter | B19 | 700 | 4000 | 3445.42 | 78.76 | 86.76 | 8 | 0
2030 | MISO_MO-IL_2_TVA_Transmission | MISO_MO-IL | TVA_Transmission | Internal | Winter | B20 | 935 | 4000 | 1263.32 | 77.22 | 85.22 | 8 | 0
2030 | MISO_W_2_IESO | MISO_W | IESO | Internal | Shoulder | B11 | 25 | 90 | 0 | 75.69 | 38.35 | 8 | 0
2030 | MISO_W_2_IESO | MISO_W | IESO | Internal | Shoulder | B12 | 200 | 90 | 0 | 65.99 | 38.35 | 8 | 0
2030 | MISO_W_2_IESO | MISO_W | IESO | Internal | Shoulder | B13 | 600 | 90 | 0 | 63.97 | 38.35 | 8 | 0
2030 | MISO_W_2_IESO | MISO_W | IESO | Internal | Shoulder | B14 | 900 | 90 | 0 | 55.64 | 38.35 | 8 | 0
2030 | MISO_W_2_IESO | MISO_W | IESO | Internal | Shoulder | B15 | 1203 | 90 | 0 | 52.13 | 38.35 | 8 | 0
2030 | MISO_W_2_IESO | MISO_W | IESO | Internal | Summer | B1 | 10 | 90 | 0 | 144.22 | 114.44 | 8 | 0
2030 | MISO_W_2_IESO | MISO_W | IESO | Internal | Summer | B2 | 25 | 90 | 0 | 152.41 | 122.63 | 8 | 0
2030 | MISO_W_2_IESO | MISO_W | IESO | Internal | Summer | B3 | 75 | 90 | 0 | 138.7 | 94.94 | 8 | 0
2030 | MISO_W_2_IESO | MISO_W | IESO | Internal | Summer | B4 | 100 | 90 | 0 | 127.78 | 85.12 | 8 | 0
2030 | MISO_W_2_IESO | MISO_W | IESO | Internal | Summer | B5 | 200 | 90 | 0 | 116.62 | 84.21 | 8 | 0
2030 | MISO_W_2_IESO | MISO_W | IESO | Internal | Summer | B6 | 300 | 90 | 0 | 88.65 | 45.14 | 8 | 0
2030 | MISO_W_2_IESO | MISO_W | IESO | Internal | Summer | B7 | 400 | 90 | 0 | 75.03 | 37.24 | 8 | 0
2030 | MISO_W_2_IESO | MISO_W | IESO | Internal | Summer | B8 | 500 | 90 | 0 | 65.04 | 32.1 | 8 | 0
2030 | MISO_W_2_IESO | MISO_W | IESO | Internal | Summer | B9 | 800 | 90 | 0 | 61.32 | 28.92 | 8 | 0
2030 | MISO_W_2_IESO | MISO_W | IESO | Internal | Summer | B10 | 1262 | 90 | 0 | 50.64 | 28.92 | 8 | 0
2030 | MISO_W_2_IESO | MISO_W | IESO | Internal | Winter | B16 | 25 | 90 | 0 | 69.35 | 38.35 | 8 | 0
2030 | MISO_W_2_IESO | MISO_W | IESO | Internal | Winter | B17 | 100 | 90 | 0 | 67.42 | 38.35 | 8 | 0
2030 | MISO_W_2_IESO | MISO_W | IESO | Internal | Winter | B18 | 400 | 90 | 0 | 67.42 | 38.35 | 8 | 0
2030 | MISO_W_2_IESO | MISO_W | IESO | Internal | Winter | B19 | 700 | 90 | 0 | 60.59 | 38.35 | 8 | 0
2030 | MISO_W_2_IESO | MISO_W | IESO | Internal | Winter | B20 | 935 | 90 | 0 | 55.21 | 38.35 | 8 | 0
2030 | MISO_W_2_MAPP_CA | MISO_W | MAPP_CA | Internal | Shoulder | B11 | 25 | 700 | 0 | 75.69 | 53.46 | 0.01 | 0
2030 | MISO_W_2_MAPP_CA | MISO_W | MAPP_CA | Internal | Shoulder | B12 | 200 | 700 | 0 | 65.99 | 53.46 | 0.01 | 0
2030 | MISO_W_2_MAPP_CA | MISO_W | MAPP_CA | Internal | Shoulder | B13 | 600 | 700 | 0 | 63.97 | 53.46 | 0.01 | 0
2030 | MISO_W_2_MAPP_CA | MISO_W | MAPP_CA | Internal | Shoulder | B14 | 900 | 700 | 0 | 55.64 | 53.46 | 0.01 | 0
2030 | MISO_W_2_MAPP_CA | MISO_W | MAPP_CA | Internal | Shoulder | B15 | 1203 | 700 | 700 | 52.13 | 53.46 | 0.01 | 1.32
2030 | MISO_W_2_MAPP_CA | MISO_W | MAPP_CA | Internal | Summer | B1 | 10 | 700 | 0 | 144.22 | 121.33 | 0.01 | 0
2030 | MISO_W_2_MAPP_CA | MISO_W | MAPP_CA | Internal | Summer | B2 | 25 | 700 | 0 | 152.41 | 129.52 | 0.01 | 0
2030 | MISO_W_2_MAPP_CA | MISO_W | MAPP_CA | Internal | Summer | B3 | 75 | 700 | 0 | 138.7 | 115.81 | 0.01 | 0
2030 | MISO_W_2_MAPP_CA | MISO_W | MAPP_CA | Internal | Summer | B4 | 100 | 700 | 0 | 127.78 | 104.89 | 0.01 | 0
2030 | MISO_W_2_MAPP_CA | MISO_W | MAPP_CA | Internal | Summer | B5 | 200 | 700 | 0 | 116.62 | 93.73 | 0.01 | 0
2030 | MISO_W_2_MAPP_CA | MISO_W | MAPP_CA | Internal | Summer | B6 | 300 | 700 | 0 | 88.65 | 65.76 | 0.01 | 0
2030 | MISO_W_2_MAPP_CA | MISO_W | MAPP_CA | Internal | Summer | B7 | 400 | 700 | 0 | 75.03 | 52.14 | 0.01 | 0
2030 | MISO_W_2_MAPP_CA | MISO_W | MAPP_CA | Internal | Summer | B8 | 500 | 700 | 0 | 65.04 | 50.65 | 0.01 | 0
2030 | MISO_W_2_MAPP_CA | MISO_W | MAPP_CA | Internal | Summer | B9 | 800 | 700 | 0 | 61.32 | 50.65 | 0.01 | 0
2030 | MISO_W_2_MAPP_CA | MISO_W | MAPP_CA | Internal | Summer | B10 | 1262 | 700 | 656.89 | 50.64 | 50.65 | 0.01 | 0
2030 | MISO_W_2_MAPP_CA | MISO_W | MAPP_CA | Internal | Winter | B16 | 25 | 700 | 0 | 69.35 | 69.33 | 0.01 | 0
2030 | MISO_W_2_MAPP_CA | MISO_W | MAPP_CA | Internal | Winter | B17 | 100 | 700 | 0 | 67.42 | 67.41 | 0.01 | 0
2030 | MISO_W_2_MAPP_CA | MISO_W | MAPP_CA | Internal | Winter | B18 | 400 | 700 | 0 | 67.42 | 67.41 | 0.01 | 0
2030 | MISO_W_2_MAPP_CA | MISO_W | MAPP_CA | Internal | Winter | B19 | 700 | 700 | 0 | 60.59 | 60.58 | 0.01 | 0
2030 | MISO_W_2_MAPP_CA | MISO_W | MAPP_CA | Internal | Winter | B20 | 935 | 700 | 700 | 55.21 | 60.58 | 0.01 | 5.35
2030 | MISO_W_2_MISO_MO-IL | MISO_W | MISO_MO-IL | Internal | Shoulder | B11 | 25 | 3800 | 3800 | 75.69 | 90.95 | 0.01 | 15.24
2030 | MISO_W_2_MISO_MO-IL | MISO_W | MISO_MO-IL | Internal | Shoulder | B12 | 200 | 3800 | 3800 | 65.99 | 83.71 | 0.01 | 17.71
2030 | MISO_W_2_MISO_MO-IL | MISO_W | MISO_MO-IL | Internal | Shoulder | B13 | 600 | 3800 | 3800 | 63.97 | 82.32 | 0.01 | 18.34
2030 | MISO_W_2_MISO_MO-IL | MISO_W | MISO_MO-IL | Internal | Shoulder | B14 | 900 | 3800 | 3800 | 55.64 | 75.92 | 0.01 | 20.27
2030 | MISO_W_2_MISO_MO-IL | MISO_W | MISO_MO-IL | Internal | Shoulder | B15 | 1203 | 3800 | 5059.54 | 52.13 | 74.14 | 0.01 | 22
2030 | MISO_W_2_MISO_MO-IL | MISO_W | MISO_MO-IL | Internal | Summer | B1 | 10 | 3800 | 3800 | 144.22 | 160.04 | 0.01 | 15.81
2030 | MISO_W_2_MISO_MO-IL | MISO_W | MISO_MO-IL | Internal | Summer | B2 | 25 | 3800 | 3800 | 152.41 | 169.27 | 0.01 | 16.86
2030 | MISO_W_2_MISO_MO-IL | MISO_W | MISO_MO-IL | Internal | Summer | B3 | 75 | 3800 | 3800 | 138.7 | 149.6 | 0.01 | 10.89
2030 | MISO_W_2_MISO_MO-IL | MISO_W | MISO_MO-IL | Internal | Summer | B4 | 100 | 3800 | 3800 | 127.78 | 139.78 | 0.01 | 11.99
2030 | MISO_W_2_MISO_MO-IL | MISO_W | MISO_MO-IL | Internal | Summer | B5 | 200 | 3800 | 3800 | 116.62 | 138.31 | 0.01 | 21.68
2030 | MISO_W_2_MISO_MO-IL | MISO_W | MISO_MO-IL | Internal | Summer | B6 | 300 | 3800 | 3800 | 88.65 | 99.24 | 0.01 | 10.58
2030 | MISO_W_2_MISO_MO-IL | MISO_W | MISO_MO-IL | Internal | Summer | B7 | 400 | 3800 | 3800 | 75.03 | 91.33 | 0.01 | 16.29
2030 | MISO_W_2_MISO_MO-IL | MISO_W | MISO_MO-IL | Internal | Summer | B8 | 500 | 3800 | 3800 | 65.04 | 86.19 | 0.01 | 21.14
2030 | MISO_W_2_MISO_MO-IL | MISO_W | MISO_MO-IL | Internal | Summer | B9 | 800 | 3800 | 3800 | 61.32 | 82.28 | 0.01 | 20.95
2030 | MISO_W_2_MISO_MO-IL | MISO_W | MISO_MO-IL | Internal | Summer | B10 | 1262 | 3800 | 4976.32 | 50.64 | 72.65 | 0.01 | 22
2030 | MISO_W_2_MISO_MO-IL | MISO_W | MISO_MO-IL | Internal | Winter | B16 | 25 | 3800 | 3800 | 69.35 | 91.04 | 0.01 | 21.68
2030 | MISO_W_2_MISO_MO-IL | MISO_W | MISO_MO-IL | Internal | Winter | B17 | 100 | 3800 | 3800 | 67.42 | 89.12 | 0.01 | 21.68
2030 | MISO_W_2_MISO_MO-IL | MISO_W | MISO_MO-IL | Internal | Winter | B18 | 400 | 3800 | 3800 | 67.42 | 85.48 | 0.01 | 18.04
2030 | MISO_W_2_MISO_MO-IL | MISO_W | MISO_MO-IL | Internal | Winter | B19 | 700 | 3800 | 3800 | 60.59 | 78.76 | 0.01 | 18.16
2030 | MISO_W_2_MISO_MO-IL | MISO_W | MISO_MO-IL | Internal | Winter | B20 | 935 | 3800 | 5288.03 | 55.21 | 77.22 | 0.01 | 22
2030 | MISO_W_2_MISO_WUMS | MISO_W | MISO_WUMS | Internal | Shoulder | B11 | 25 | 1629 | 1629 | 75.69 | 88.82 | 0.01 | 13.11
2030 | MISO_W_2_MISO_WUMS | MISO_W | MISO_WUMS | Internal | Shoulder | B12 | 200 | 1629 | 1629 | 65.99 | 87.3 | 0.01 | 21.3
2030 | MISO_W_2_MISO_WUMS | MISO_W | MISO_WUMS | Internal | Shoulder | B13 | 600 | 1629 | 1629 | 63.97 | 83.16 | 0.01 | 19.19
2030 | MISO_W_2_MISO_WUMS | MISO_W | MISO_WUMS | Internal | Shoulder | B14 | 900 | 1629 | 1629 | 55.64 | 75.66 | 0.01 | 20.01
2030 | MISO_W_2_MISO_WUMS | MISO_W | MISO_WUMS | Internal | Shoulder | B15 | 1203 | 1629 | 1629 | 52.13 | 75.66 | 0.01 | 23.52
2030 | MISO_W_2_MISO_WUMS | MISO_W | MISO_WUMS | Internal | Summer | B1 | 10 | 1629 | 1629 | 144.22 | 157.34 | 0.01 | 13.11
2030 | MISO_W_2_MISO_WUMS | MISO_W | MISO_WUMS | Internal | Summer | B2 | 25 | 1629 | 1629 | 152.41 | 165.53 | 0.01 | 13.11
2030 | MISO_W_2_MISO_WUMS | MISO_W | MISO_WUMS | Internal | Summer | B3 | 75 | 1629 | 1629 | 138.7 | 146.22 | 0.01 | 7.51
2030 | MISO_W_2_MISO_WUMS | MISO_W | MISO_WUMS | Internal | Summer | B4 | 100 | 1629 | 1629 | 127.78 | 136.03 | 0.01 | 8.24
2030 | MISO_W_2_MISO_WUMS | MISO_W | MISO_WUMS | Internal | Summer | B5 | 200 | 1629 | 1629 | 116.62 | 135.13 | 0.01 | 18.5
2030 | MISO_W_2_MISO_WUMS | MISO_W | MISO_WUMS | Internal | Summer | B6 | 300 | 1629 | 1629 | 88.65 | 96.06 | 0.01 | 7.4
2030 | MISO_W_2_MISO_WUMS | MISO_W | MISO_WUMS | Internal | Summer | B7 | 400 | 1629 | 1629 | 75.03 | 88.16 | 0.01 | 13.11
2030 | MISO_W_2_MISO_WUMS | MISO_W | MISO_WUMS | Internal | Summer | B8 | 500 | 1629 | 1629 | 65.04 | 83.02 | 0.01 | 17.96
2030 | MISO_W_2_MISO_WUMS | MISO_W | MISO_WUMS | Internal | Summer | B9 | 800 | 1629 | 1629 | 61.32 | 79.84 | 0.01 | 18.5
2030 | MISO_W_2_MISO_WUMS | MISO_W | MISO_WUMS | Internal | Summer | B10 | 1262 | 1629 | 1629 | 50.64 | 74.3 | 0.01 | 23.65
2030 | MISO_W_2_MISO_WUMS | MISO_W | MISO_WUMS | Internal | Winter | B16 | 25 | 1629 | 1629 | 69.35 | 89.26 | 0.01 | 19.9
2030 | MISO_W_2_MISO_WUMS | MISO_W | MISO_WUMS | Internal | Winter | B17 | 100 | 1629 | 1629 | 67.42 | 88.45 | 0.01 | 21.01
2030 | MISO_W_2_MISO_WUMS | MISO_W | MISO_WUMS | Internal | Winter | B18 | 400 | 1629 | 1629 | 67.42 | 86.17 | 0.01 | 18.73
2030 | MISO_W_2_MISO_WUMS | MISO_W | MISO_WUMS | Internal | Winter | B19 | 700 | 1629 | 1629 | 60.59 | 79.48 | 0.01 | 18.88
2030 | MISO_W_2_MISO_WUMS | MISO_W | MISO_WUMS | Internal | Winter | B20 | 935 | 1629 | 1629 | 55.21 | 78.29 | 0.01 | 23.06
2030 | MISO_W_2_PJM_ROR | MISO_W | PJM_ROR | Internal | Shoulder | B11 | 25 | 773 | 4045.18 | 75.69 | 99.39 | 2 | 21.69
2030 | MISO_W_2_PJM_ROR | MISO_W | PJM_ROR | Internal | Shoulder | B12 | 200 | 773 | 14313.16 | 65.99 | 89.68 | 2 | 21.69
2030 | MISO_W_2_PJM_ROR | MISO_W | PJM_ROR | Internal | Shoulder | B13 | 600 | 773 | 15563.79 | 63.97 | 87.66 | 2 | 21.69
2030 | MISO_W_2_PJM_ROR | MISO_W | PJM_ROR | Internal | Shoulder | B14 | 900 | 773 | 22841.8 | 55.64 | 79.33 | 2 | 21.69
2030 | MISO_W_2_PJM_ROR | MISO_W | PJM_ROR | Internal | Shoulder | B15 | 1203 | 773 | 25511.71 | 52.13 | 75.83 | 2 | 21.69
2030 | MISO_W_2_PJM_ROR | MISO_W | PJM_ROR | Internal | Summer | B1 | 10 | 773 | 14347.7 | 144.22 | 167.91 | 2 | 21.69
2030 | MISO_W_2_PJM_ROR | MISO_W | PJM_ROR | Internal | Summer | B2 | 25 | 773 | 12603.82 | 152.41 | 176.1 | 2 | 21.69
2030 | MISO_W_2_PJM_ROR | MISO_W | PJM_ROR | Internal | Summer | B3 | 75 | 773 | 773 | 138.7 | 156.79 | 2 | 16.09
2030 | MISO_W_2_PJM_ROR | MISO_W | PJM_ROR | Internal | Summer | B4 | 100 | 773 | 773 | 127.78 | 141.2 | 2 | 11.42
2030 | MISO_W_2_PJM_ROR | MISO_W | PJM_ROR | Internal | Summer | B5 | 200 | 773 | 2499.34 | 116.62 | 140.31 | 2 | 21.69
2030 | MISO_W_2_PJM_ROR | MISO_W | PJM_ROR | Internal | Summer | B6 | 300 | 773 | 773 | 88.65 | 106.63 | 2 | 15.98
2030 | MISO_W_2_PJM_ROR | MISO_W | PJM_ROR | Internal | Summer | B7 | 400 | 773 | 1080.94 | 75.03 | 98.72 | 2 | 21.69
2030 | MISO_W_2_PJM_ROR | MISO_W | PJM_ROR | Internal | Summer | B8 | 500 | 773 | 7728.34 | 65.04 | 88.73 | 2 | 21.69
2030 | MISO_W_2_PJM_ROR | MISO_W | PJM_ROR | Internal | Summer | B9 | 800 | 773 | 10328.41 | 61.32 | 85.01 | 2 | 21.69
2030 | MISO_W_2_PJM_ROR | MISO_W | PJM_ROR | Internal | Summer | B10 | 1262 | 773 | 15504.12 | 50.64 | 74.33 | 2 | 21.69
2030 | MISO_W_2_PJM_ROR | MISO_W | PJM_ROR | Internal | Winter | B16 | 25 | 773 | 32002.2 | 69.35 | 93.04 | 2 | 21.69
2030 | MISO_W_2_PJM_ROR | MISO_W | PJM_ROR | Internal | Winter | B17 | 100 | 773 | 28271.01 | 67.42 | 91.12 | 2 | 21.69
2030 | MISO_W_2_PJM_ROR | MISO_W | PJM_ROR | Internal | Winter | B18 | 400 | 773 | 19300.15 | 67.42 | 91.12 | 2 | 21.69
2030 | MISO_W_2_PJM_ROR | MISO_W | PJM_ROR | Internal | Winter | B19 | 700 | 773 | 15853.59 | 60.59 | 84.28 | 2 | 21.69
2030 | MISO_W_2_PJM_ROR | MISO_W | PJM_ROR | Internal | Winter | B20 | 935 | 773 | 23832.45 | 55.21 | 78.9 | 2 | 21.69
2030 | MISO_W_2_SPP_N | MISO_W | SPP_N | Internal | Shoulder | B11 | 25 | 3200 | 0 | 75.69 | 70.71 | 7 | 0
2030 | MISO_W_2_SPP_N | MISO_W | SPP_N | Internal | Shoulder | B12 | 200 | 3200 | 0 | 65.99 | 55.16 | 7 | 0
2030 | MISO_W_2_SPP_N | MISO_W | SPP_N | Internal | Shoulder | B13 | 600 | 3200 | 0 | 63.97 | 53.72 | 7 | 0
2030 | MISO_W_2_SPP_N | MISO_W | SPP_N | Internal | Shoulder | B14 | 900 | 3200 | 0 | 55.64 | 44.58 | 7 | 0
2030 | MISO_W_2_SPP_N | MISO_W | SPP_N | Internal | Shoulder | B15 | 1203 | 3200 | 0 | 52.13 | 41.07 | 7 | 0
2030 | MISO_W_2_SPP_N | MISO_W | SPP_N | Internal | Summer | B1 | 10 | 3200 | 0 | 144.22 | 133.16 | 7 | 0
2030 | MISO_W_2_SPP_N | MISO_W | SPP_N | Internal | Summer | B2 | 25 | 3200 | 0 | 152.41 | 142.85 | 7 | 0
2030 | MISO_W_2_SPP_N | MISO_W | SPP_N | Internal | Summer | B3 | 75 | 3200 | 0 | 138.7 | 144.6 | 7 | 0
2030 | MISO_W_2_SPP_N | MISO_W | SPP_N | Internal | Summer | B4 | 100 | 3200 | 267.91 | 127.78 | 134.78 | 7 | 0
2030 | MISO_W_2_SPP_N | MISO_W | SPP_N | Internal | Summer | B5 | 200 | 3200 | 0 | 116.62 | 114.91 | 7 | 0
2030 | MISO_W_2_SPP_N | MISO_W | SPP_N | Internal | Summer | B6 | 300 | 3200 | 0 | 88.65 | 92.78 | 7 | 0
2030 | MISO_W_2_SPP_N | MISO_W | SPP_N | Internal | Summer | B7 | 400 | 3200 | 1491.57 | 75.03 | 82.03 | 7 | 0
2030 | MISO_W_2_SPP_N | MISO_W | SPP_N | Internal | Summer | B8 | 500 | 3200 | 0 | 65.04 | 69.17 | 7 | 0
2030 | MISO_W_2_SPP_N | MISO_W | SPP_N | Internal | Summer | B9 | 800 | 3200 | 0 | 61.32 | 57.97 | 7 | 0
2030 | MISO_W_2_SPP_N | MISO_W | SPP_N | Internal | Summer | B10 | 1262 | 3200 | 0 | 50.64 | 39.66 | 7 | 0
2030 | MISO_W_2_SPP_N | MISO_W | SPP_N | Internal | Winter | B16 | 25 | 3200 | 0 | 69.35 | 58.29 | 7 | 0
2030 | MISO_W_2_SPP_N | MISO_W | SPP_N | Internal | Winter | B17 | 100 | 3200 | 0 | 67.42 | 56.36 | 7 | 0
2030 | MISO_W_2_SPP_N | MISO_W | SPP_N | Internal | Winter | B18 | 400 | 3200 | 0 | 67.42 | 57.18 | 7 | 0
2030 | MISO_W_2_SPP_N | MISO_W | SPP_N | Internal | Winter | B19 | 700 | 3200 | 0 | 60.59 | 49.53 | 7 | 0
2030 | MISO_W_2_SPP_N | MISO_W | SPP_N | Internal | Winter | B20 | 935 | 3200 | 0 | 55.21 | 44.15 | 7 | 0
2030 | MISO_WUMS_2_MISO_MI | MISO_WUMS | MISO_MI | Internal | Shoulder | B11 | 25 | 99 | 1203.93 | 88.82 | 92 | 0.01 | 3.16
2030 | MISO_WUMS_2_MISO_MI | MISO_WUMS | MISO_MI | Internal | Shoulder | B12 | 200 | 99 | 99 | 87.3 | 87.58 | 0.01 | 0.26
2030 | MISO_WUMS_2_MISO_MI | MISO_WUMS | MISO_MI | Internal | Shoulder | B13 | 600 | 99 | 99 | 83.16 | 86.19 | 0.01 | 3.01
2030 | MISO_WUMS_2_MISO_MI | MISO_WUMS | MISO_MI | Internal | Shoulder | B14 | 900 | 99 | 220.65 | 75.66 | 78.84 | 0.01 | 3.16
2030 | MISO_WUMS_2_MISO_MI | MISO_WUMS | MISO_MI | Internal | Shoulder | B15 | 1203 | 99 | 99 | 75.66 | 75.92 | 0.01 | 0.25
2030 | MISO_WUMS_2_MISO_MI | MISO_WUMS | MISO_MI | Internal | Summer | B1 | 10 | 99 | 99 | 157.34 | 159.47 | 0.01 | 2.12
2030 | MISO_WUMS_2_MISO_MI | MISO_WUMS | MISO_MI | Internal | Summer | B2 | 25 | 99 | 799.38 | 165.53 | 168.71 | 0.01 | 3.16
2030 | MISO_WUMS_2_MISO_MI | MISO_WUMS | MISO_MI | Internal | Summer | B3 | 75 | 99 | 99 | 146.22 | 149.04 | 0.01 | 2.8
2030 | MISO_WUMS_2_MISO_MI | MISO_WUMS | MISO_MI | Internal | Summer | B4 | 100 | 99 | 2213.72 | 136.03 | 139.21 | 0.01 | 3.16
2030 | MISO_WUMS_2_MISO_MI | MISO_WUMS | MISO_MI | Internal | Summer | B5 | 200 | 99 | 2165.74 | 135.13 | 138.31 | 0.01 | 3.16
2030 | MISO_WUMS_2_MISO_MI | MISO_WUMS | MISO_MI | Internal | Summer | B6 | 300 | 99 | 2367.03 | 96.06 | 99.24 | 0.01 | 3.16
2030 | MISO_WUMS_2_MISO_MI | MISO_WUMS | MISO_MI | Internal | Summer | B7 | 400 | 99 | 1128.16 | 88.16 | 91.33 | 0.01 | 3.16
2030 | MISO_WUMS_2_MISO_MI | MISO_WUMS | MISO_MI | Internal | Summer | B8 | 500 | 99 | 377.69 | 83.02 | 86.19 | 0.01 | 3.16
2030 | MISO_WUMS_2_MISO_MI | MISO_WUMS | MISO_MI | Internal | Summer | B9 | 800 | 99 | 787.24 | 79.84 | 83.01 | 0.01 | 3.16
2030 | MISO_WUMS_2_MISO_MI | MISO_WUMS | MISO_MI | Internal | Summer | B10 | 1262 | 99 | 99 | 74.3 | 74.72 | 0.01 | 0.4
2030 | MISO_WUMS_2_MISO_MI | MISO_WUMS | MISO_MI | Internal | Winter | B16 | 25 | 99 | 496.08 | 89.26 | 92.44 | 0.01 | 3.16
2030 | MISO_WUMS_2_MISO_MI | MISO_WUMS | MISO_MI | Internal | Winter | B17 | 100 | 99 | 99 | 88.45 | 89.82 | 0.01 | 1.36
2030 | MISO_WUMS_2_MISO_MI | MISO_WUMS | MISO_MI | Internal | Winter | B18 | 400 | 99 | 216.35 | 86.17 | 89.35 | 0.01 | 3.16
2030 | MISO_WUMS_2_MISO_MI | MISO_WUMS | MISO_MI | Internal | Winter | B19 | 700 | 99 | 99 | 79.48 | 82.28 | 0.01 | 2.79
2030 | MISO_WUMS_2_MISO_MI | MISO_WUMS | MISO_MI | Internal | Winter | B20 | 935 | 99 | 99 | 78.29 | 78.56 | 0.01 | 0.26
2030 | MISO_WUMS_2_MISO_W | MISO_WUMS | MISO_W | Internal | Shoulder | B11 | 25 | 1137 | 0 | 88.82 | 75.69 | 0.01 | 0
2030 | MISO_WUMS_2_MISO_W | MISO_WUMS | MISO_W | Internal | Shoulder | B12 | 200 | 1137 | 0 | 87.3 | 65.99 | 0.01 | 0
2030 | MISO_WUMS_2_MISO_W | MISO_WUMS | MISO_W | Internal | Shoulder | B13 | 600 | 1137 | 0 | 83.16 | 63.97 | 0.01 | 0
2030 | MISO_WUMS_2_MISO_W | MISO_WUMS | MISO_W | Internal | Shoulder | B14 | 900 | 1137 | 0 | 75.66 | 55.64 | 0.01 | 0
2030 | MISO_WUMS_2_MISO_W | MISO_WUMS | MISO_W | Internal | Shoulder | B15 | 1203 | 1137 | 0 | 75.66 | 52.13 | 0.01 | 0
2030 | MISO_WUMS_2_MISO_W | MISO_WUMS | MISO_W | Internal | Summer | B1 | 10 | 1137 | 0 | 157.34 | 144.22 | 0.01 | 0
2030 | MISO_WUMS_2_MISO_W | MISO_WUMS | MISO_W | Internal | Summer | B2 | 25 | 1137 | 0 | 165.53 | 152.41 | 0.01 | 0
2030 | MISO_WUMS_2_MISO_W | MISO_WUMS | MISO_W | Internal | Summer | B3 | 75 | 1137 | 0 | 146.22 | 138.7 | 0.01 | 0
2030 | MISO_WUMS_2_MISO_W | MISO_WUMS | MISO_W | Internal | Summer | B4 | 100 | 1137 | 0 | 136.03 | 127.78 | 0.01 | 0
2030 | MISO_WUMS_2_MISO_W | MISO_WUMS | MISO_W | Internal | Summer | B5 | 200 | 1137 | 0 | 135.13 | 116.62 | 0.01 | 0
2030 | MISO_WUMS_2_MISO_W | MISO_WUMS | MISO_W | Internal | Summer | B6 | 300 | 1137 | 0 | 96.06 | 88.65 | 0.01 | 0
2030 | MISO_WUMS_2_MISO_W | MISO_WUMS | MISO_W | Internal | Summer | B7 | 400 | 1137 | 0 | 88.16 | 75.03 | 0.01 | 0
2030 | MISO_WUMS_2_MISO_W | MISO_WUMS | MISO_W | Internal | Summer | B8 | 500 | 1137 | 0 | 83.02 | 65.04 | 0.01 | 0
2030 | MISO_WUMS_2_MISO_W | MISO_WUMS | MISO_W | Internal | Summer | B9 | 800 | 1137 | 0 | 79.84 | 61.32 | 0.01 | 0
2030 | MISO_WUMS_2_MISO_W | MISO_WUMS | MISO_W | Internal | Summer | B10 | 1262 | 1137 | 0 | 74.3 | 50.64 | 0.01 | 0
2030 | MISO_WUMS_2_MISO_W | MISO_WUMS | MISO_W | Internal | Winter | B16 | 25 | 1137 | 0 | 89.26 | 69.35 | 0.01 | 0
2030 | MISO_WUMS_2_MISO_W | MISO_WUMS | MISO_W | Internal | Winter | B17 | 100 | 1137 | 0 | 88.45 | 67.42 | 0.01 | 0
2030 | MISO_WUMS_2_MISO_W | MISO_WUMS | MISO_W | Internal | Winter | B18 | 400 | 1137 | 0 | 86.17 | 67.42 | 0.01 | 0
2030 | MISO_WUMS_2_MISO_W | MISO_WUMS | MISO_W | Internal | Winter | B19 | 700 | 1137 | 0 | 79.48 | 60.59 | 0.01 | 0
2030 | MISO_WUMS_2_MISO_W | MISO_WUMS | MISO_W | Internal | Winter | B20 | 935 | 1137 | 0 | 78.29 | 55.21 | 0.01 | 0
2030 | MISO_WUMS_2_PJM_ROR | MISO_WUMS | PJM_ROR | Internal | Shoulder | B11 | 25 | 1600 | 2649.24 | 88.82 | 99.39 | 2 | 8.57
2030 | MISO_WUMS_2_PJM_ROR | MISO_WUMS | PJM_ROR | Internal | Shoulder | B12 | 200 | 1600 | 1600 | 87.3 | 89.68 | 2 | 0.38
2030 | MISO_WUMS_2_PJM_ROR | MISO_WUMS | PJM_ROR | Internal | Shoulder | B13 | 600 | 1600 | 1600 | 83.16 | 87.66 | 2 | 2.49
2030 | MISO_WUMS_2_PJM_ROR | MISO_WUMS | PJM_ROR | Internal | Shoulder | B14 | 900 | 1600 | 1600 | 75.66 | 79.33 | 2 | 1.67
2030 | MISO_WUMS_2_PJM_ROR | MISO_WUMS | PJM_ROR | Internal | Shoulder | B15 | 1203 | 1600 | 0 | 75.66 | 75.83 | 2 | 0
2030 | MISO_WUMS_2_PJM_ROR | MISO_WUMS | PJM_ROR | Internal | Summer | B1 | 10 | 1600 | 5892.32 | 157.34 | 167.91 | 2 | 8.57
2030 | MISO_WUMS_2_PJM_ROR | MISO_WUMS | PJM_ROR | Internal | Summer | B2 | 25 | 1600 | 5163.01 | 165.53 | 176.1 | 2 | 8.57
2030 | MISO_WUMS_2_PJM_ROR | MISO_WUMS | PJM_ROR | Internal | Summer | B3 | 75 | 1600 | 4492.41 | 146.22 | 156.79 | 2 | 8.57
2030 | MISO_WUMS_2_PJM_ROR | MISO_WUMS | PJM_ROR | Internal | Summer | B4 | 100 | 1600 | 1600 | 136.03 | 141.2 | 2 | 3.16
2030 | MISO_WUMS_2_PJM_ROR | MISO_WUMS | PJM_ROR | Internal | Summer | B5 | 200 | 1600 | 1600 | 135.13 | 140.31 | 2 | 3.18
2030 | MISO_WUMS_2_PJM_ROR | MISO_WUMS | PJM_ROR | Internal | Summer | B6 | 300 | 1600 | 1883.96 | 96.06 | 106.63 | 2 | 8.57
2030 | MISO_WUMS_2_PJM_ROR | MISO_WUMS | PJM_ROR | Internal | Summer | B7 | 400 | 1600 | 3336.59 | 88.16 | 98.72 | 2 | 8.57
2030 | MISO_WUMS_2_PJM_ROR | MISO_WUMS | PJM_ROR | Internal | Summer | B8 | 500 | 1600 | 1600 | 83.02 | 88.73 | 2 | 3.72
2030 | MISO_WUMS_2_PJM_ROR | MISO_WUMS | PJM_ROR | Internal | Summer | B9 | 800 | 1600 | 1600 | 79.84 | 85.01 | 2 | 3.18
2030 | MISO_WUMS_2_PJM_ROR | MISO_WUMS | PJM_ROR | Internal | Summer | B10 | 1262 | 1600 | 0 | 74.3 | 74.33 | 2 | 0
2030 | MISO_WUMS_2_PJM_ROR | MISO_WUMS | PJM_ROR | Internal | Winter | B16 | 25 | 1600 | 1600 | 89.26 | 93.04 | 2 | 1.77
2030 | MISO_WUMS_2_PJM_ROR | MISO_WUMS | PJM_ROR | Internal | Winter | B17 | 100 | 1600 | 1600 | 88.45 | 91.12 | 2 | 0.67
2030 | MISO_WUMS_2_PJM_ROR | MISO_WUMS | PJM_ROR | Internal | Winter | B18 | 400 | 1600 | 1600 | 86.17 | 91.12 | 2 | 2.94
2030 | MISO_WUMS_2_PJM_ROR | MISO_WUMS | PJM_ROR | Internal | Winter | B19 | 700 | 1600 | 1600 | 79.48 | 84.28 | 2 | 2.8
2030 | MISO_WUMS_2_PJM_ROR | MISO_WUMS | PJM_ROR | Internal | Winter | B20 | 935 | 1600 | 0 | 78.29 | 78.9 | 2 | 0
2030 | NE_2_MAPP_US | NE | MAPP_US | Internal | Shoulder | B11 | 25 | 1600 | 0 | 70.69 | 68.69 | 5 | 0
2030 | NE_2_MAPP_US | NE | MAPP_US | Internal | Shoulder | B12 | 200 | 1600 | 0 | 55.74 | 58.99 | 5 | 0
2030 | NE_2_MAPP_US | NE | MAPP_US | Internal | Shoulder | B13 | 600 | 1600 | 0 | 53.71 | 56.95 | 5 | 0
2030 | NE_2_MAPP_US | NE | MAPP_US | Internal | Shoulder | B14 | 900 | 1600 | 0 | 45.39 | 48.64 | 5 | 0
2030 | NE_2_MAPP_US | NE | MAPP_US | Internal | Shoulder | B15 | 1203 | 1600 | 0 | 41.88 | 45.13 | 5 | 0
2030 | NE_2_MAPP_US | NE | MAPP_US | Internal | Summer | B1 | 10 | 1600 | 0 | 135.87 | 137.22 | 5 | 0
2030 | NE_2_MAPP_US | NE | MAPP_US | Internal | Summer | B2 | 25 | 1600 | 0 | 142.83 | 145.39 | 5 | 0
2030 | NE_2_MAPP_US | NE | MAPP_US | Internal | Summer | B3 | 75 | 1600 | 0 | 140.47 | 133.47 | 5 | 0
2030 | NE_2_MAPP_US | NE | MAPP_US | Internal | Summer | B4 | 100 | 1600 | 0 | 130.65 | 123.65 | 5 | 0
2030 | NE_2_MAPP_US | NE | MAPP_US | Internal | Summer | B5 | 200 | 1600 | 0 | 114.9 | 109.62 | 5 | 0
2030 | NE_2_MAPP_US | NE | MAPP_US | Internal | Summer | B6 | 300 | 1600 | 0 | 88.65 | 81.65 | 5 | 0
2030 | NE_2_MAPP_US | NE | MAPP_US | Internal | Summer | B7 | 400 | 1600 | 0 | 77.9 | 70.89 | 5 | 0
2030 | NE_2_MAPP_US | NE | MAPP_US | Internal | Summer | B8 | 500 | 1600 | 0 | 65.04 | 58.04 | 5 | 0
2030 | NE_2_MAPP_US | NE | MAPP_US | Internal | Summer | B9 | 800 | 1600 | 0 | 56.32 | 54.32 | 5 | 0
2030 | NE_2_MAPP_US | NE | MAPP_US | Internal | Summer | B10 | 1262 | 1600 | 0 | 40.39 | 43.64 | 5 | 0
2030 | NE_2_MAPP_US | NE | MAPP_US | Internal | Winter | B16 | 25 | 1600 | 0 | 59.09 | 62.33 | 5 | 0
2030 | NE_2_MAPP_US | NE | MAPP_US | Internal | Winter | B17 | 100 | 1600 | 0 | 57.17 | 60.41 | 5 | 0
2030 | NE_2_MAPP_US | NE | MAPP_US | Internal | Winter | B18 | 400 | 1600 | 0 | 57.17 | 60.41 | 5 | 0
2030 | NE_2_MAPP_US | NE | MAPP_US | Internal | Winter | B19 | 700 | 1600 | 0 | 50.34 | 53.59 | 5 | 0
2030 | NE_2_MAPP_US | NE | MAPP_US | Internal | Winter | B20 | 935 | 1600 | 0 | 44.96 | 48.21 | 5 | 0
2030 | NE_2_MISO_W | NE | MISO_W | Internal | Shoulder | B11 | 25 | 1600 | 320.64 | 70.69 | 75.69 | 5 | 0
2030 | NE_2_MISO_W | NE | MISO_W | Internal | Shoulder | B12 | 200 | 1600 | 3693.04 | 55.74 | 65.99 | 5 | 5.25
2030 | NE_2_MISO_W | NE | MISO_W | Internal | Shoulder | B13 | 600 | 1600 | 3557.42 | 53.71 | 63.97 | 5 | 5.25
2030 | NE_2_MISO_W | NE | MISO_W | Internal | Shoulder | B14 | 900 | 1600 | 4348.88 | 45.39 | 55.64 | 5 | 5.25
2030 | NE_2_MISO_W | NE | MISO_W | Internal | Shoulder | B15 | 1203 | 1600 | 5157.79 | 41.88 | 52.13 | 5 | 5.25
2030 | NE_2_MISO_W | NE | MISO_W | Internal | Summer | B1 | 10 | 1600 | 1600 | 135.87 | 144.22 | 5 | 3.35
2030 | NE_2_MISO_W | NE | MISO_W | Internal | Summer | B2 | 25 | 1600 | 1600 | 142.83 | 152.41 | 5 | 4.57
2030 | NE_2_MISO_W | NE | MISO_W | Internal | Summer | B3 | 75 | 1600 | 0 | 140.47 | 138.7 | 5 | 0
2030 | NE_2_MISO_W | NE | MISO_W | Internal | Summer | B4 | 100 | 1600 | 0 | 130.65 | 127.78 | 5 | 0
2030 | NE_2_MISO_W | NE | MISO_W | Internal | Summer | B5 | 200 | 1600 | 0 | 114.9 | 116.62 | 5 | 0
2030 | NE_2_MISO_W | NE | MISO_W | Internal | Summer | B6 | 300 | 1600 | 0 | 88.65 | 88.65 | 5 | 0
2030 | NE_2_MISO_W | NE | MISO_W | Internal | Summer | B7 | 400 | 1600 | 0 | 77.9 | 75.03 | 5 | 0
2030 | NE_2_MISO_W | NE | MISO_W | Internal | Summer | B8 | 500 | 1600 | 0 | 65.04 | 65.04 | 5 | 0
2030 | NE_2_MISO_W | NE | MISO_W | Internal | Summer | B9 | 800 | 1600 | 758.83 | 56.32 | 61.32 | 5 | 0
2030 | NE_2_MISO_W | NE | MISO_W | Internal | Summer | B10 | 1262 | 1600 | 4041.8 | 40.39 | 50.64 | 5 | 5.25
2030 | NE_2_MISO_W | NE | MISO_W | Internal | Winter | B16 | 25 | 1600 | 6989.49 | 59.09 | 69.35 | 5 | 5.25
2030 | NE_2_MISO_W | NE | MISO_W | Internal | Winter | B17 | 100 | 1600 | 6187.97 | 57.17 | 67.42 | 5 | 5.25
2030 | NE_2_MISO_W | NE | MISO_W | Internal | Winter | B18 | 400 | 1600 | 4323.03 | 57.17 | 67.42 | 5 | 5.25
2030 | NE_2_MISO_W | NE | MISO_W | Internal | Winter | B19 | 700 | 1600 | 4617.61 | 50.34 | 60.59 | 5 | 5.25
2030 | NE_2_MISO_W | NE | MISO_W | Internal | Winter | B20 | 935 | 1600 | 5460.12 | 44.96 | 55.21 | 5 | 5.25
2030 | NE_2_SPP_N | NE | SPP_N | Internal | Shoulder | B11 | 25 | 1800 | 1329.6 | 70.69 | 70.71 | 0.01 | 0
2030 | NE_2_SPP_N | NE | SPP_N | Internal | Shoulder | B12 | 200 | 1800 | 0 | 55.74 | 55.16 | 0.01 | 0
2030 | NE_2_SPP_N | NE | SPP_N | Internal | Shoulder | B13 | 600 | 1800 | 167.12 | 53.71 | 53.72 | 0.01 | 0
2030 | NE_2_SPP_N | NE | SPP_N | Internal | Shoulder | B14 | 900 | 1800 | 0 | 45.39 | 44.58 | 0.01 | 0
2030 | NE_2_SPP_N | NE | SPP_N | Internal | Shoulder | B15 | 1203 | 1800 | 0 | 41.88 | 41.07 | 0.01 | 0
2030 | NE_2_SPP_N | NE | SPP_N | Internal | Summer | B1 | 10 | 1800 | 0 | 135.87 | 133.16 | 0.01 | 0
2030 | NE_2_SPP_N | NE | SPP_N | Internal | Summer | B2 | 25 | 1800 | 1253.63 | 142.83 | 142.85 | 0.01 | 0
2030 | NE_2_SPP_N | NE | SPP_N | Internal | Summer | B3 | 75 | 1800 | 3551.02 | 140.47 | 144.6 | 0.01 | 4.12
2030 | NE_2_SPP_N | NE | SPP_N | Internal | Summer | B4 | 100 | 1800 | 2517.17 | 130.65 | 134.78 | 0.01 | 4.12
2030 | NE_2_SPP_N | NE | SPP_N | Internal | Summer | B5 | 200 | 1800 | 1321.83 | 114.9 | 114.91 | 0.01 | 0
2030 | NE_2_SPP_N | NE | SPP_N | Internal | Summer | B6 | 300 | 1800 | 2383.81 | 88.65 | 92.78 | 0.01 | 4.12
2030 | NE_2_SPP_N | NE | SPP_N | Internal | Summer | B7 | 400 | 1800 | 3575.58 | 77.9 | 82.03 | 0.01 | 4.12
2030 | NE_2_SPP_N | NE | SPP_N | Internal | Summer | B8 | 500 | 1800 | 4330.73 | 65.04 | 69.17 | 0.01 | 4.12
2030 | NE_2_SPP_N | NE | SPP_N | Internal | Summer | B9 | 800 | 1800 | 1800 | 56.32 | 57.97 | 0.01 | 1.64
2030 | NE_2_SPP_N | NE | SPP_N | Internal | Summer | B10 | 1262 | 1800 | 0 | 40.39 | 39.66 | 0.01 | 0
2030 | NE_2_SPP_N | NE | SPP_N | Internal | Winter | B16 | 25 | 1800 | 0 | 59.09 | 58.29 | 0.01 | 0
2030 | NE_2_SPP_N | NE | SPP_N | Internal | Winter | B17 | 100 | 1800 | 0 | 57.17 | 56.36 | 0.01 | 0
2030 | NE_2_SPP_N | NE | SPP_N | Internal | Winter | B18 | 400 | 1800 | 881.95 | 57.17 | 57.18 | 0.01 | 0
2030 | NE_2_SPP_N | NE | SPP_N | Internal | Winter | B19 | 700 | 1800 | 0 | 50.34 | 49.53 | 0.01 | 0
2030 | NE_2_SPP_N | NE | SPP_N | Internal | Winter | B20 | 935 | 1800 | 0 | 44.96 | 44.15 | 0.01 | 0
2030 | NEISO_2_NYISO_A-F | NEISO | NYISO_A-F | Internal | Shoulder | B11 | 25 | 600 | 106.94 | 78.82 | 81.82 | 3 | 0
2030 | NEISO_2_NYISO_A-F | NEISO | NYISO_A-F | Internal | Shoulder | B12 | 200 | 600 | 600 | 77.71 | 81.24 | 3 | 0.52
2030 | NEISO_2_NYISO_A-F | NEISO | NYISO_A-F | Internal | Shoulder | B13 | 600 | 600 | 0 | 77.71 | 79.67 | 3 | 0
2030 | NEISO_2_NYISO_A-F | NEISO | NYISO_A-F | Internal | Shoulder | B14 | 900 | 600 | 0 | 73.08 | 75.54 | 3 | 0
2030 | NEISO_2_NYISO_A-F | NEISO | NYISO_A-F | Internal | Shoulder | B15 | 1203 | 600 | 0 | 73.08 | 75.54 | 3 | 0
2030 | NEISO_2_NYISO_A-F | NEISO | NYISO_A-F | Internal | Summer | B1 | 10 | 600 | 0 | 177.82 | 166.5 | 3 | 0
2030 | NEISO_2_NYISO_A-F | NEISO | NYISO_A-F | Internal | Summer | B2 | 25 | 600 | 0 | 186 | 174.69 | 3 | 0
2030 | NEISO_2_NYISO_A-F | NEISO | NYISO_A-F | Internal | Summer | B3 | 75 | 600 | 0 | 150 | 147 | 3 | 0
2030 | NEISO_2_NYISO_A-F | NEISO | NYISO_A-F | Internal | Summer | B4 | 100 | 600 | 565.68 | 120.06 | 123.06 | 3 | 0
2030 | NEISO_2_NYISO_A-F | NEISO | NYISO_A-F | Internal | Summer | B5 | 200 | 600 | 2311.14 | 116.4 | 122.17 | 3 | 2.77
2030 | NEISO_2_NYISO_A-F | NEISO | NYISO_A-F | Internal | Summer | B6 | 300 | 600 | 533.86 | 85.49 | 88.49 | 3 | 0
2030 | NEISO_2_NYISO_A-F | NEISO | NYISO_A-F | Internal | Summer | B7 | 400 | 600 | 627.44 | 79.46 | 85.23 | 3 | 2.77
2030 | NEISO_2_NYISO_A-F | NEISO | NYISO_A-F | Internal | Summer | B8 | 500 | 600 | 204.81 | 77.75 | 80.75 | 3 | 0
2030 | NEISO_2_NYISO_A-F | NEISO | NYISO_A-F | Internal | Summer | B9 | 800 | 600 | 0 | 77.33 | 80.32 | 3 | 0
2030 | NEISO_2_NYISO_A-F | NEISO | NYISO_A-F | Internal | Summer | B10 | 1262 | 600 | 0 | 77.33 | 80.32 | 3 | 0
2030 | NEISO_2_NYISO_A-F | NEISO | NYISO_A-F | Internal | Winter | B16 | 25 | 600 | 0 | 87.1 | 85.93 | 3 | 0
2030 | NEISO_2_NYISO_A-F | NEISO | NYISO_A-F | Internal | Winter | B17 | 100 | 600 | 0 | 82.59 | 81.41 | 3 | 0
2030 | NEISO_2_NYISO_A-F | NEISO | NYISO_A-F | Internal | Winter | B18 | 400 | 600 | 0 | 82.06 | 80.89 | 3 | 0
2030 | NEISO_2_NYISO_A-F | NEISO | NYISO_A-F | Internal | Winter | B19 | 700 | 600 | 0 | 80.81 | 77.81 | 3 | 0
2030 | NEISO_2_NYISO_A-F | NEISO | NYISO_A-F | Internal | Winter | B20 | 935 | 600 | 0 | 80.81 | 77.81 | 3 | 0
2030 | NEISO_2_NYISO_G-I | NEISO | NYISO_G-I | Internal | Shoulder | B11 | 25 | 600 | 600 | 78.82 | 85.96 | 3 | 4.14
2030 | NEISO_2_NYISO_G-I | NEISO | NYISO_G-I | Internal | Shoulder | B12 | 200 | 600 | 600 | 77.71 | 84.85 | 3 | 4.14
2030 | NEISO_2_NYISO_G-I | NEISO | NYISO_G-I | Internal | Shoulder | B13 | 600 | 600 | 600 | 77.71 | 84.85 | 3 | 4.14
2030 | NEISO_2_NYISO_G-I | NEISO | NYISO_G-I | Internal | Shoulder | B14 | 900 | 600 | 600 | 73.08 | 80.22 | 3 | 4.14
2030 | NEISO_2_NYISO_G-I | NEISO | NYISO_G-I | Internal | Shoulder | B15 | 1203 | 600 | 0 | 73.08 | 76.07 | 3 | 0
2030 | NEISO_2_NYISO_G-I | NEISO | NYISO_G-I | Internal | Summer | B1 | 10 | 600 | 0 | 177.82 | 174.81 | 3 | 0
2030 | NEISO_2_NYISO_G-I | NEISO | NYISO_G-I | Internal | Summer | B2 | 25 | 600 | 0 | 186 | 183 | 3 | 0
2030 | NEISO_2_NYISO_G-I | NEISO | NYISO_G-I | Internal | Summer | B3 | 75 | 600 | 600 | 150 | 155.31 | 3 | 2.31
2030 | NEISO_2_NYISO_G-I | NEISO | NYISO_G-I | Internal | Summer | B4 | 100 | 600 | 600 | 120.06 | 127.2 | 3 | 4.14
2030 | NEISO_2_NYISO_G-I | NEISO | NYISO_G-I | Internal | Summer | B5 | 200 | 600 | 600 | 116.4 | 123.54 | 3 | 4.14
2030 | NEISO_2_NYISO_G-I | NEISO | NYISO_G-I | Internal | Summer | B6 | 300 | 600 | 600 | 85.49 | 92.63 | 3 | 4.14
2030 | NEISO_2_NYISO_G-I | NEISO | NYISO_G-I | Internal | Summer | B7 | 400 | 600 | 600 | 79.46 | 86.6 | 3 | 4.14
2030 | NEISO_2_NYISO_G-I | NEISO | NYISO_G-I | Internal | Summer | B8 | 500 | 600 | 600 | 77.75 | 82.96 | 3 | 2.22
2030 | NEISO_2_NYISO_G-I | NEISO | NYISO_G-I | Internal | Summer | B9 | 800 | 600 | 600 | 77.33 | 81.31 | 3 | 0.98
2030 | NEISO_2_NYISO_G-I | NEISO | NYISO_G-I | Internal | Summer | B10 | 1262 | 600 | 401.34 | 77.33 | 80.33 | 3 | 0
2030 | NEISO_2_NYISO_G-I | NEISO | NYISO_G-I | Internal | Winter | B16 | 25 | 600 | 600 | 87.1 | 94.24 | 3 | 4.14
2030 | NEISO_2_NYISO_G-I | NEISO | NYISO_G-I | Internal | Winter | B17 | 100 | 600 | 600 | 82.59 | 89.72 | 3 | 4.14
2030 | NEISO_2_NYISO_G-I | NEISO | NYISO_G-I | Internal | Winter | B18 | 400 | 600 | 600 | 82.06 | 89.2 | 3 | 4.14
2030 | NEISO_2_NYISO_G-I | NEISO | NYISO_G-I | Internal | Winter | B19 | 700 | 600 | 600 | 80.81 | 86.13 | 3 | 2.31
2030 | NEISO_2_NYISO_G-I | NEISO | NYISO_G-I | Internal | Winter | B20 | 935 | 600 | 600 | 80.81 | 84.07 | 3 | 0.26
2030 | NEISO_2_NYISO_J-K | NEISO | NYISO_J-K | Internal | Shoulder | B11 | 25 | 430 | 1979.3 | 78.82 | 85.97 | 3 | 4.15
2030 | NEISO_2_NYISO_J-K | NEISO | NYISO_J-K | Internal | Shoulder | B12 | 200 | 430 | 1167.01 | 77.71 | 84.86 | 3 | 4.15
2030 | NEISO_2_NYISO_J-K | NEISO | NYISO_J-K | Internal | Shoulder | B13 | 600 | 430 | 2174.26 | 77.71 | 84.86 | 3 | 4.15
2030 | NEISO_2_NYISO_J-K | NEISO | NYISO_J-K | Internal | Shoulder | B14 | 900 | 430 | 1483.35 | 73.08 | 80.23 | 3 | 4.15
2030 | NEISO_2_NYISO_J-K | NEISO | NYISO_J-K | Internal | Shoulder | B15 | 1203 | 430 | 91.66 | 73.08 | 76.08 | 3 | 0
2030 | NEISO_2_NYISO_J-K | NEISO | NYISO_J-K | Internal | Summer | B1 | 10 | 430 | 0 | 177.82 | 174.82 | 3 | 0
2030 | NEISO_2_NYISO_J-K | NEISO | NYISO_J-K | Internal | Summer | B2 | 25 | 430 | 0 | 186 | 183.01 | 3 | 0
2030 | NEISO_2_NYISO_J-K | NEISO | NYISO_J-K | Internal | Summer | B3 | 75 | 430 | 430 | 150 | 155.32 | 3 | 2.32
2030 | NEISO_2_NYISO_J-K | NEISO | NYISO_J-K | Internal | Summer | B4 | 100 | 430 | 1129.94 | 120.06 | 127.21 | 3 | 4.15
2030 | NEISO_2_NYISO_J-K | NEISO | NYISO_J-K | Internal | Summer | B5 | 200 | 430 | 498.06 | 116.4 | 123.55 | 3 | 4.15
2030 | NEISO_2_NYISO_J-K | NEISO | NYISO_J-K | Internal | Summer | B6 | 300 | 430 | 1842.78 | 85.49 | 92.64 | 3 | 4.15
2030 | NEISO_2_NYISO_J-K | NEISO | NYISO_J-K | Internal | Summer | B7 | 400 | 430 | 824.67 | 79.46 | 86.61 | 3 | 4.15
2030 | NEISO_2_NYISO_J-K | NEISO | NYISO_J-K | Internal | Summer | B8 | 500 | 430 | 430 | 77.75 | 82.97 | 3 | 2.23
2030 | NEISO_2_NYISO_J-K | NEISO | NYISO_J-K | Internal | Summer | B9 | 800 | 430 | 430 | 77.33 | 81.32 | 3 | 0.99
2030 | NEISO_2_NYISO_J-K | NEISO | NYISO_J-K | Internal | Summer | B10 | 1262 | 430 | 430 | 77.33 | 80.34 | 3 | 0.01
2030 | NEISO_2_NYISO_J-K | NEISO | NYISO_J-K | Internal | Winter | B16 | 25 | 430 | 1763.43 | 87.1 | 94.25 | 3 | 4.15
2030 | NEISO_2_NYISO_J-K | NEISO | NYISO_J-K | Internal | Winter | B17 | 100 | 430 | 2089 | 82.59 | 89.74 | 3 | 4.15
2030 | NEISO_2_NYISO_J-K | NEISO | NYISO_J-K | Internal | Winter | B18 | 400 | 430 | 1714.04 | 82.06 | 89.21 | 3 | 4.15
2030 | NEISO_2_NYISO_J-K | NEISO | NYISO_J-K | Internal | Winter | B19 | 700 | 430 | 430 | 80.81 | 86.15 | 3 | 2.34
2030 | NEISO_2_NYISO_J-K | NEISO | NYISO_J-K | Internal | Winter | B20 | 935 | 430 | 430 | 80.81 | 84.08 | 3 | 0.27
2030 | NonRTO_Midwest_2_MISO_IN | NonRTO_Midwest | MISO_IN | Internal | Shoulder | B11 | 25 | 4450 | 0 | 98.94 | 90.94 | 8 | 0
2030 | NonRTO_Midwest_2_MISO_IN | NonRTO_Midwest | MISO_IN | Internal | Shoulder | B12 | 200 | 4450 | 0 | 91.7 | 83.7 | 8 | 0
2030 | NonRTO_Midwest_2_MISO_IN | NonRTO_Midwest | MISO_IN | Internal | Shoulder | B13 | 600 | 4450 | 0 | 90.31 | 82.31 | 8 | 0
2030 | NonRTO_Midwest_2_MISO_IN | NonRTO_Midwest | MISO_IN | Internal | Shoulder | B14 | 900 | 4450 | 0 | 83.91 | 75.91 | 8 | 0
2030 | NonRTO_Midwest_2_MISO_IN | NonRTO_Midwest | MISO_IN | Internal | Shoulder | B15 | 1203 | 4450 | 0 | 83.91 | 75.91 | 8 | 0
2030 | NonRTO_Midwest_2_MISO_IN | NonRTO_Midwest | MISO_IN | Internal | Summer | B1 | 10 | 4450 | 0 | 167.46 | 159.46 | 8 | 0
2030 | NonRTO_Midwest_2_MISO_IN | NonRTO_Midwest | MISO_IN | Internal | Summer | B2 | 25 | 4450 | 0 | 176.7 | 168.7 | 8 | 0
2030 | NonRTO_Midwest_2_MISO_IN | NonRTO_Midwest | MISO_IN | Internal | Summer | B3 | 75 | 4450 | 0 | 157.02 | 149.02 | 8 | 0
2030 | NonRTO_Midwest_2_MISO_IN | NonRTO_Midwest | MISO_IN | Internal | Summer | B4 | 100 | 4450 | 0 | 147.2 | 139.2 | 8 | 0
2030 | NonRTO_Midwest_2_MISO_IN | NonRTO_Midwest | MISO_IN | Internal | Summer | B5 | 200 | 4450 | 0 | 146.3 | 138.3 | 8 | 0
2030 | NonRTO_Midwest_2_MISO_IN | NonRTO_Midwest | MISO_IN | Internal | Summer | B6 | 300 | 4450 | 0 | 107.22 | 99.22 | 8 | 0
2030 | NonRTO_Midwest_2_MISO_IN | NonRTO_Midwest | MISO_IN | Internal | Summer | B7 | 400 | 4450 | 0 | 99.32 | 91.32 | 8 | 0
2030 | NonRTO_Midwest_2_MISO_IN | NonRTO_Midwest | MISO_IN | Internal | Summer | B8 | 500 | 4450 | 0 | 94.18 | 86.18 | 8 | 0
2030 | NonRTO_Midwest_2_MISO_IN | NonRTO_Midwest | MISO_IN | Internal | Summer | B9 | 800 | 4450 | 0 | 90.27 | 82.27 | 8 | 0
2030 | NonRTO_Midwest_2_MISO_IN | NonRTO_Midwest | MISO_IN | Internal | Summer | B10 | 1262 | 4450 | 0 | 82.56 | 74.56 | 8 | 0
2030 | NonRTO_Midwest_2_MISO_IN | NonRTO_Midwest | MISO_IN | Internal | Winter | B16 | 25 | 4450 | 0 | 98.46 | 90.46 | 8 | 0
2030 | NonRTO_Midwest_2_MISO_IN | NonRTO_Midwest | MISO_IN | Internal | Winter | B17 | 100 | 4450 | 0 | 97.1 | 89.1 | 8 | 0
2030 | NonRTO_Midwest_2_MISO_IN | NonRTO_Midwest | MISO_IN | Internal | Winter | B18 | 400 | 4450 | 0 | 93.47 | 85.47 | 8 | 0
2030 | NonRTO_Midwest_2_MISO_IN | NonRTO_Midwest | MISO_IN | Internal | Winter | B19 | 700 | 4450 | 0 | 86.75 | 78.75 | 8 | 0
2030 | NonRTO_Midwest_2_MISO_IN | NonRTO_Midwest | MISO_IN | Internal | Winter | B20 | 935 | 4450 | 0 | 86.55 | 78.55 | 8 | 0
2030 | NonRTO_Midwest_2_TVA_Transmission | NonRTO_Midwest | TVA_Transmission | Internal | Shoulder | B11 | 25 | 2400 | 0 | 98.94 | 98.95 | 8 | 0
2030 | NonRTO_Midwest_2_TVA_Transmission | NonRTO_Midwest | TVA_Transmission | Internal | Shoulder | B12 | 200 | 2400 | 0 | 91.7 | 91.71 | 8 | 0
2030 | NonRTO_Midwest_2_TVA_Transmission | NonRTO_Midwest | TVA_Transmission | Internal | Shoulder | B13 | 600 | 2400 | 0 | 90.31 | 90.32 | 8 | 0
2030 | NonRTO_Midwest_2_TVA_Transmission | NonRTO_Midwest | TVA_Transmission | Internal | Shoulder | B14 | 900 | 2400 | 0 | 83.91 | 84.62 | 8 | 0
2030 | NonRTO_Midwest_2_TVA_Transmission | NonRTO_Midwest | TVA_Transmission | Internal | Shoulder | B15 | 1203 | 2400 | 0 | 83.91 | 82.14 | 8 | 0
2030 | NonRTO_Midwest_2_TVA_Transmission | NonRTO_Midwest | TVA_Transmission | Internal | Summer | B1 | 10 | 2400 | 0 | 167.46 | 173.91 | 8 | 0
2030 | NonRTO_Midwest_2_TVA_Transmission | NonRTO_Midwest | TVA_Transmission | Internal | Summer | B2 | 25 | 2400 | 0 | 176.7 | 182.1 | 8 | 0
2030 | NonRTO_Midwest_2_TVA_Transmission | NonRTO_Midwest | TVA_Transmission | Internal | Summer | B3 | 75 | 2400 | 0 | 157.02 | 162.31 | 8 | 0
2030 | NonRTO_Midwest_2_TVA_Transmission | NonRTO_Midwest | TVA_Transmission | Internal | Summer | B4 | 100 | 2400 | 0 | 147.2 | 147.78 | 8 | 0
2030 | NonRTO_Midwest_2_TVA_Transmission | NonRTO_Midwest | TVA_Transmission | Internal | Summer | B5 | 200 | 2400 | 0 | 146.3 | 146.31 | 8 | 0
2030 | NonRTO_Midwest_2_TVA_Transmission | NonRTO_Midwest | TVA_Transmission | Internal | Summer | B6 | 300 | 2400 | 0 | 107.22 | 106.39 | 8 | 0
2030 | NonRTO_Midwest_2_TVA_Transmission | NonRTO_Midwest | TVA_Transmission | Internal | Summer | B7 | 400 | 2400 | 0 | 99.32 | 97.7 | 8 | 0
2030 | NonRTO_Midwest_2_TVA_Transmission | NonRTO_Midwest | TVA_Transmission | Internal | Summer | B8 | 500 | 2400 | 0 | 94.18 | 94.19 | 8 | 0
2030 | NonRTO_Midwest_2_TVA_Transmission | NonRTO_Midwest | TVA_Transmission | Internal | Summer | B9 | 800 | 2400 | 0 | 90.27 | 90.28 | 8 | 0
2030 | NonRTO_Midwest_2_TVA_Transmission | NonRTO_Midwest | TVA_Transmission | Internal | Summer | B10 | 1262 | 2400 | 0 | 82.56 | 80.33 | 8 | 0
2030 | NonRTO_Midwest_2_TVA_Transmission | NonRTO_Midwest | TVA_Transmission | Internal | Winter | B16 | 25 | 2400 | 0 | 98.46 | 99.04 | 8 | 0
2030 | NonRTO_Midwest_2_TVA_Transmission | NonRTO_Midwest | TVA_Transmission | Internal | Winter | B17 | 100 | 2400 | 0 | 97.1 | 97.12 | 8 | 0
2030 | NonRTO_Midwest_2_TVA_Transmission | NonRTO_Midwest | TVA_Transmission | Internal | Winter | B18 | 400 | 2400 | 0 | 93.47 | 93.48 | 8 | 0
2030 | NonRTO_Midwest_2_TVA_Transmission | NonRTO_Midwest | TVA_Transmission | Internal | Winter | B19 | 700 | 2400 | 0 | 86.75 | 86.76 | 8 | 0
2030 | NonRTO_Midwest_2_TVA_Transmission | NonRTO_Midwest | TVA_Transmission | Internal | Winter | B20 | 935 | 2400 | 0 | 86.55 | 85.22 | 8 | 0
2030 | NYISO_A-F_2_NEISO | NYISO_A-F | NEISO | Internal | Shoulder | B11 | 25 | 600 | 0 | 81.82 | 78.82 | 3 | 0
2030 | NYISO_A-F_2_NEISO | NYISO_A-F | NEISO | Internal | Shoulder | B12 | 200 | 600 | 0 | 81.24 | 77.71 | 3 | 0
2030 | NYISO_A-F_2_NEISO | NYISO_A-F | NEISO | Internal | Shoulder | B13 | 600 | 600 | 0 | 79.67 | 77.71 | 3 | 0
2030 | NYISO_A-F_2_NEISO | NYISO_A-F | NEISO | Internal | Shoulder | B14 | 900 | 600 | 0 | 75.54 | 73.08 | 3 | 0
2030 | NYISO_A-F_2_NEISO | NYISO_A-F | NEISO | Internal | Shoulder | B15 | 1203 | 600 | 0 | 75.54 | 73.08 | 3 | 0
2030 | NYISO_A-F_2_NEISO | NYISO_A-F | NEISO | Internal | Summer | B1 | 10 | 600 | 600 | 166.5 | 177.82 | 3 | 8.32
2030 | NYISO_A-F_2_NEISO | NYISO_A-F | NEISO | Internal | Summer | B2 | 25 | 600 | 600 | 174.69 | 186 | 3 | 8.31
2030 | NYISO_A-F_2_NEISO | NYISO_A-F | NEISO | Internal | Summer | B3 | 75 | 600 | 99.79 | 147 | 150 | 3 | 0
2030 | NYISO_A-F_2_NEISO | NYISO_A-F | NEISO | Internal | Summer | B4 | 100 | 600 | 0 | 123.06 | 120.06 | 3 | 0
2030 | NYISO_A-F_2_NEISO | NYISO_A-F | NEISO | Internal | Summer | B5 | 200 | 600 | 0 | 122.17 | 116.4 | 3 | 0
2030 | NYISO_A-F_2_NEISO | NYISO_A-F | NEISO | Internal | Summer | B6 | 300 | 600 | 0 | 88.49 | 85.49 | 3 | 0
2030 | NYISO_A-F_2_NEISO | NYISO_A-F | NEISO | Internal | Summer | B7 | 400 | 600 | 0 | 85.23 | 79.46 | 3 | 0
2030 | NYISO_A-F_2_NEISO | NYISO_A-F | NEISO | Internal | Summer | B8 | 500 | 600 | 0 | 80.75 | 77.75 | 3 | 0
2030 | NYISO_A-F_2_NEISO | NYISO_A-F | NEISO | Internal | Summer | B9 | 800 | 600 | 0 | 80.32 | 77.33 | 3 | 0
2030 | NYISO_A-F_2_NEISO | NYISO_A-F | NEISO | Internal | Summer | B10 | 1262 | 600 | 0 | 80.32 | 77.33 | 3 | 0
2030 | NYISO_A-F_2_NEISO | NYISO_A-F | NEISO | Internal | Winter | B16 | 25 | 600 | 0 | 85.93 | 87.1 | 3 | 0
2030 | NYISO_A-F_2_NEISO | NYISO_A-F | NEISO | Internal | Winter | B17 | 100 | 600 | 0 | 81.41 | 82.59 | 3 | 0
2030 | NYISO_A-F_2_NEISO | NYISO_A-F | NEISO | Internal | Winter | B18 | 400 | 600 | 0 | 80.89 | 82.06 | 3 | 0
2030 | NYISO_A-F_2_NEISO | NYISO_A-F | NEISO | Internal | Winter | B19 | 700 | 600 | 263.29 | 77.81 | 80.81 | 3 | 0
2030 | NYISO_A-F_2_NEISO | NYISO_A-F | NEISO | Internal | Winter | B20 | 935 | 600 | 369.59 | 77.81 | 80.81 | 3 | 0
2030 | NYISO_A-F_2_NYISO_G-I | NYISO_A-F | NYISO_G-I | Internal | Shoulder | B11 | 25 | 4250 | 4250 | 81.82 | 85.96 | 0.01 | 4.12
2030 | NYISO_A-F_2_NYISO_G-I | NYISO_A-F | NYISO_G-I | Internal | Shoulder | B12 | 200 | 4250 | 4250 | 81.24 | 84.85 | 0.01 | 3.6
2030 | NYISO_A-F_2_NYISO_G-I | NYISO_A-F | NYISO_G-I | Internal | Shoulder | B13 | 600 | 4250 | 4250 | 79.67 | 84.85 | 0.01 | 5.17
2030 | NYISO_A-F_2_NYISO_G-I | NYISO_A-F | NYISO_G-I | Internal | Shoulder | B14 | 900 | 4250 | 4250 | 75.54 | 80.22 | 0.01 | 4.66
2030 | NYISO_A-F_2_NYISO_G-I | NYISO_A-F | NYISO_G-I | Internal | Shoulder | B15 | 1203 | 4250 | 4250 | 75.54 | 76.07 | 0.01 | 0.51
2030 | NYISO_A-F_2_NYISO_G-I | NYISO_A-F | NYISO_G-I | Internal | Summer | B1 | 10 | 4250 | 6719.59 | 166.5 | 174.81 | 0.01 | 8.3
2030 | NYISO_A-F_2_NYISO_G-I | NYISO_A-F | NYISO_G-I | Internal | Summer | B2 | 25 | 4250 | 6134.99 | 174.69 | 183 | 0.01 | 8.3
2030 | NYISO_A-F_2_NYISO_G-I | NYISO_A-F | NYISO_G-I | Internal | Summer | B3 | 75 | 4250 | 4741.53 | 147 | 155.31 | 0.01 | 8.3
2030 | NYISO_A-F_2_NYISO_G-I | NYISO_A-F | NYISO_G-I | Internal | Summer | B4 | 100 | 4250 | 4250 | 123.06 | 127.2 | 0.01 | 4.12
2030 | NYISO_A-F_2_NYISO_G-I | NYISO_A-F | NYISO_G-I | Internal | Summer | B5 | 200 | 4250 | 4250 | 122.17 | 123.54 | 0.01 | 1.35
2030 | NYISO_A-F_2_NYISO_G-I | NYISO_A-F | NYISO_G-I | Internal | Summer | B6 | 300 | 4250 | 4250 | 88.49 | 92.63 | 0.01 | 4.12
2030 | NYISO_A-F_2_NYISO_G-I | NYISO_A-F | NYISO_G-I | Internal | Summer | B7 | 400 | 4250 | 4250 | 85.23 | 86.6 | 0.01 | 1.35
2030 | NYISO_A-F_2_NYISO_G-I | NYISO_A-F | NYISO_G-I | Internal | Summer | B8 | 500 | 4250 | 4250 | 80.75 | 82.96 | 0.01 | 2.2
2030 | NYISO_A-F_2_NYISO_G-I | NYISO_A-F | NYISO_G-I | Internal | Summer | B9 | 800 | 4250 | 4250 | 80.32 | 81.31 | 0.01 | 0.98
2030 | NYISO_A-F_2_NYISO_G-I | NYISO_A-F | NYISO_G-I | Internal | Summer | B10 | 1262 | 4250 | 2705.29 | 80.32 | 80.33 | 0.01 | 0
2030 | NYISO_A-F_2_NYISO_G-I | NYISO_A-F | NYISO_G-I | Internal | Winter | B16 | 25 | 4250 | 5517.71 | 85.93 | 94.24 | 0.01 | 8.3
2030 | NYISO_A-F_2_NYISO_G-I | NYISO_A-F | NYISO_G-I | Internal | Winter | B17 | 100 | 4250 | 4741.51 | 81.41 | 89.72 | 0.01 | 8.3
2030 | NYISO_A-F_2_NYISO_G-I | NYISO_A-F | NYISO_G-I | Internal | Winter | B18 | 400 | 4250 | 4985.8 | 80.89 | 89.2 | 0.01 | 8.3
2030 | NYISO_A-F_2_NYISO_G-I | NYISO_A-F | NYISO_G-I | Internal | Winter | B19 | 700 | 4250 | 5697.89 | 77.81 | 86.13 | 0.01 | 8.3
2030 | NYISO_A-F_2_NYISO_G-I | NYISO_A-F | NYISO_G-I | Internal | Winter | B20 | 935 | 4250 | 4250 | 77.81 | 84.07 | 0.01 | 6.24
2030 | NYISO_A-F_2_PJM_ROM | NYISO_A-F | PJM_ROM | Internal | Shoulder | B11 | 25 | 1000 | 1000 | 81.82 | 99.37 | 8 | 9.55
2030 | NYISO_A-F_2_PJM_ROM | NYISO_A-F | PJM_ROM | Internal | Shoulder | B12 | 200 | 1000 | 1000 | 81.24 | 89.69 | 8 | 0.45
2030 | NYISO_A-F_2_PJM_ROM | NYISO_A-F | PJM_ROM | Internal | Shoulder | B13 | 600 | 1000 | 938.56 | 79.67 | 87.67 | 8 | 0
2030 | NYISO_A-F_2_PJM_ROM | NYISO_A-F | PJM_ROM | Internal | Shoulder | B14 | 900 | 1000 | 0 | 75.54 | 80.22 | 8 | 0
2030 | NYISO_A-F_2_PJM_ROM | NYISO_A-F | PJM_ROM | Internal | Shoulder | B15 | 1203 | 1000 | 0 | 75.54 | 75.95 | 8 | 0
2030 | NYISO_A-F_2_PJM_ROM | NYISO_A-F | PJM_ROM | Internal | Summer | B1 | 10 | 1000 | 0 | 166.5 | 168.8 | 8 | 0
2030 | NYISO_A-F_2_PJM_ROM | NYISO_A-F | PJM_ROM | Internal | Summer | B2 | 25 | 1000 | 0 | 174.69 | 176.99 | 8 | 0
2030 | NYISO_A-F_2_PJM_ROM | NYISO_A-F | PJM_ROM | Internal | Summer | B3 | 75 | 1000 | 1000 | 147 | 156.8 | 8 | 1.8
2030 | NYISO_A-F_2_PJM_ROM | NYISO_A-F | PJM_ROM | Internal | Summer | B4 | 100 | 1000 | 2273.89 | 123.06 | 141.19 | 8 | 10.12
2030 | NYISO_A-F_2_PJM_ROM | NYISO_A-F | PJM_ROM | Internal | Summer | B5 | 200 | 1000 | 4358.7 | 122.17 | 140.3 | 8 | 10.12
2030 | NYISO_A-F_2_PJM_ROM | NYISO_A-F | PJM_ROM | Internal | Summer | B6 | 300 | 1000 | 1504.26 | 88.49 | 106.61 | 8 | 10.12
2030 | NYISO_A-F_2_PJM_ROM | NYISO_A-F | PJM_ROM | Internal | Summer | B7 | 400 | 1000 | 1000 | 85.23 | 98.71 | 8 | 5.48
2030 | NYISO_A-F_2_PJM_ROM | NYISO_A-F | PJM_ROM | Internal | Summer | B8 | 500 | 1000 | 975.57 | 80.75 | 88.75 | 8 | 0
2030 | NYISO_A-F_2_PJM_ROM | NYISO_A-F | PJM_ROM | Internal | Summer | B9 | 800 | 1000 | 0 | 80.32 | 85.02 | 8 | 0
2030 | NYISO_A-F_2_PJM_ROM | NYISO_A-F | PJM_ROM | Internal | Summer | B10 | 1262 | 1000 | 0 | 80.32 | 74.34 | 8 | 0
2030 | NYISO_A-F_2_PJM_ROM | NYISO_A-F | PJM_ROM | Internal | Winter | B16 | 25 | 1000 | 160.87 | 85.93 | 93.93 | 8 | 0
2030 | NYISO_A-F_2_PJM_ROM | NYISO_A-F | PJM_ROM | Internal | Winter | B17 | 100 | 1000 | 1000 | 81.41 | 92.01 | 8 | 2.59
2030 | NYISO_A-F_2_PJM_ROM | NYISO_A-F | PJM_ROM | Internal | Winter | B18 | 400 | 1000 | 1000 | 80.89 | 92.01 | 8 | 3.12
2030 | NYISO_A-F_2_PJM_ROM | NYISO_A-F | PJM_ROM | Internal | Winter | B19 | 700 | 1000 | 0 | 77.81 | 85.17 | 8 | 0
2030 | NYISO_A-F_2_PJM_ROM | NYISO_A-F | PJM_ROM | Internal | Winter | B20 | 935 | 1000 | 0 | 77.81 | 79.79 | 8 | 0
2030 | NYISO_G-I_2_NEISO | NYISO_G-I | NEISO | Internal | Shoulder | B11 | 25 | 600 | 0 | 85.96 | 78.82 | 3 | 0
2030 | NYISO_G-I_2_NEISO | NYISO_G-I | NEISO | Internal | Shoulder | B12 | 200 | 600 | 0 | 84.85 | 77.71 | 3 | 0
2030 | NYISO_G-I_2_NEISO | NYISO_G-I | NEISO | Internal | Shoulder | B13 | 600 | 600 | 0 | 84.85 | 77.71 | 3 | 0
2030 | NYISO_G-I_2_NEISO | NYISO_G-I | NEISO | Internal | Shoulder | B14 | 900 | 600 | 0 | 80.22 | 73.08 | 3 | 0
2030 | NYISO_G-I_2_NEISO | NYISO_G-I | NEISO | Internal | Shoulder | B15 | 1203 | 600 | 0 | 76.07 | 73.08 | 3 | 0
2030 | NYISO_G-I_2_NEISO | NYISO_G-I | NEISO | Internal | Summer | B1 | 10 | 600 | 620.99 | 174.81 | 177.82 | 3 | 0.01
2030 | NYISO_G-I_2_NEISO | NYISO_G-I | NEISO | Internal | Summer | B2 | 25 | 600 | 457.12 | 183 | 186 | 3 | 0
2030 | NYISO_G-I_2_NEISO | NYISO_G-I | NEISO | Internal | Summer | B3 | 75 | 600 | 0 | 155.31 | 150 | 3 | 0
2030 | NYISO_G-I_2_NEISO | NYISO_G-I | NEISO | Internal | Summer | B4 | 100 | 600 | 0 | 127.2 | 120.06 | 3 | 0
2030 | NYISO_G-I_2_NEISO | NYISO_G-I | NEISO | Internal | Summer | B5 | 200 | 600 | 0 | 123.54 | 116.4 | 3 | 0
2030 | NYISO_G-I_2_NEISO | NYISO_G-I | NEISO | Internal | Summer | B6 | 300 | 600 | 0 | 92.63 | 85.49 | 3 | 0
2030 | NYISO_G-I_2_NEISO | NYISO_G-I | NEISO | Internal | Summer | B7 | 400 | 600 | 0 | 86.6 | 79.46 | 3 | 0
2030 | NYISO_G-I_2_NEISO | NYISO_G-I | NEISO | Internal | Summer | B8 | 500 | 600 | 0 | 82.96 | 77.75 | 3 | 0
2030 | NYISO_G-I_2_NEISO | NYISO_G-I | NEISO | Internal | Summer | B9 | 800 | 600 | 0 | 81.31 | 77.33 | 3 | 0
2030 | NYISO_G-I_2_NEISO | NYISO_G-I | NEISO | Internal | Summer | B10 | 1262 | 600 | 0 | 80.33 | 77.33 | 3 | 0
2030 | NYISO_G-I_2_NEISO | NYISO_G-I | NEISO | Internal | Winter | B16 | 25 | 600 | 0 | 94.24 | 87.1 | 3 | 0
2030 | NYISO_G-I_2_NEISO | NYISO_G-I | NEISO | Internal | Winter | B17 | 100 | 600 | 0 | 89.72 | 82.59 | 3 | 0
2030 | NYISO_G-I_2_NEISO | NYISO_G-I | NEISO | Internal | Winter | B18 | 400 | 600 | 0 | 89.2 | 82.06 | 3 | 0
2030 | NYISO_G-I_2_NEISO | NYISO_G-I | NEISO | Internal | Winter | B19 | 700 | 600 | 0 | 86.13 | 80.81 | 3 | 0
2030 | NYISO_G-I_2_NEISO | NYISO_G-I | NEISO | Internal | Winter | B20 | 935 | 600 | 0 | 84.07 | 80.81 | 3 | 0
2030 | NYISO_G-I_2_NYISO_A-F | NYISO_G-I | NYISO_A-F | Internal | Shoulder | B11 | 25 | 1999 | 0 | 85.96 | 81.82 | 0.01 | 0
2030 | NYISO_G-I_2_NYISO_A-F | NYISO_G-I | NYISO_A-F | Internal | Shoulder | B12 | 200 | 1999 | 0 | 84.85 | 81.24 | 0.01 | 0
2030 | NYISO_G-I_2_NYISO_A-F | NYISO_G-I | NYISO_A-F | Internal | Shoulder | B13 | 600 | 1999 | 0 | 84.85 | 79.67 | 0.01 | 0
2030 | NYISO_G-I_2_NYISO_A-F | NYISO_G-I | NYISO_A-F | Internal | Shoulder | B14 | 900 | 1999 | 0 | 80.22 | 75.54 | 0.01 | 0
2030 | NYISO_G-I_2_NYISO_A-F | NYISO_G-I | NYISO_A-F | Internal | Shoulder | B15 | 1203 | 1999 | 0 | 76.07 | 75.54 | 0.01 | 0
2030 | NYISO_G-I_2_NYISO_A-F | NYISO_G-I | NYISO_A-F | Internal | Summer | B1 | 10 | 1999 | 0 | 174.81 | 166.5 | 0.01 | 0
2030 | NYISO_G-I_2_NYISO_A-F | NYISO_G-I | NYISO_A-F | Internal | Summer | B2 | 25 | 1999 | 0 | 183 | 174.69 | 0.01 | 0
2030 | NYISO_G-I_2_NYISO_A-F | NYISO_G-I | NYISO_A-F | Internal | Summer | B3 | 75 | 1999 | 0 | 155.31 | 147 | 0.01 | 0
2030 | NYISO_G-I_2_NYISO_A-F | NYISO_G-I | NYISO_A-F | Internal | Summer | B4 | 100 | 1999 | 0 | 127.2 | 123.06 | 0.01 | 0
2030 | NYISO_G-I_2_NYISO_A-F | NYISO_G-I | NYISO_A-F | Internal | Summer | B5 | 200 | 1999 | 0 | 123.54 | 122.17 | 0.01 | 0
2030 | NYISO_G-I_2_NYISO_A-F | NYISO_G-I | NYISO_A-F | Internal | Summer | B6 | 300 | 1999 | 0 | 92.63 | 88.49 | 0.01 | 0
2030 | NYISO_G-I_2_NYISO_A-F | NYISO_G-I | NYISO_A-F | Internal | Summer | B7 | 400 | 1999 | 0 | 86.6 | 85.23 | 0.01 | 0
2030 | NYISO_G-I_2_NYISO_A-F | NYISO_G-I | NYISO_A-F | Internal | Summer | B8 | 500 | 1999 | 0 | 82.96 | 80.75 | 0.01 | 0
2030 | NYISO_G-I_2_NYISO_A-F | NYISO_G-I | NYISO_A-F | Internal | Summer | B9 | 800 | 1999 | 0 | 81.31 | 80.32 | 0.01 | 0
2030 | NYISO_G-I_2_NYISO_A-F | NYISO_G-I | NYISO_A-F | Internal | Summer | B10 | 1262 | 1999 | 0 | 80.33 | 80.32 | 0.01 | 0
2030 | NYISO_G-I_2_NYISO_A-F | NYISO_G-I | NYISO_A-F | Internal | Winter | B16 | 25 | 1999 | 0 | 94.24 | 85.93 | 0.01 | 0
2030 | NYISO_G-I_2_NYISO_A-F | NYISO_G-I | NYISO_A-F | Internal | Winter | B17 | 100 | 1999 | 0 | 89.72 | 81.41 | 0.01 | 0
2030 | NYISO_G-I_2_NYISO_A-F | NYISO_G-I | NYISO_A-F | Internal | Winter | B18 | 400 | 1999 | 0 | 89.2 | 80.89 | 0.01 | 0
2030 | NYISO_G-I_2_NYISO_A-F | NYISO_G-I | NYISO_A-F | Internal | Winter | B19 | 700 | 1999 | 0 | 86.13 | 77.81 | 0.01 | 0
2030 | NYISO_G-I_2_NYISO_A-F | NYISO_G-I | NYISO_A-F | Internal | Winter | B20 | 935 | 1999 | 0 | 84.07 | 77.81 | 0.01 | 0
2030 | NYISO_G-I_2_NYISO_J-K | NYISO_G-I | NYISO_J-K | Internal | Shoulder | B11 | 25 | 6130 | 3734.04 | 85.96 | 85.97 | 0.01 | 0
2030 | NYISO_G-I_2_NYISO_J-K | NYISO_G-I | NYISO_J-K | Internal | Shoulder | B12 | 200 | 6130 | 4397.62 | 84.85 | 84.86 | 0.01 | 0
2030 | NYISO_G-I_2_NYISO_J-K | NYISO_G-I | NYISO_J-K | Internal | Shoulder | B13 | 600 | 6130 | 4507.56 | 84.85 | 84.86 | 0.01 | 0
2030 | NYISO_G-I_2_NYISO_J-K | NYISO_G-I | NYISO_J-K | Internal | Shoulder | B14 | 900 | 6130 | 4652.35 | 80.22 | 80.23 | 0.01 | 0
2030 | NYISO_G-I_2_NYISO_J-K | NYISO_G-I | NYISO_J-K | Internal | Shoulder | B15 | 1203 | 6130 | 4449.9 | 76.07 | 76.08 | 0.01 | 0
2030 | NYISO_G-I_2_NYISO_J-K | NYISO_G-I | NYISO_J-K | Internal | Summer | B1 | 10 | 6130 | 5896.99 | 174.81 | 174.82 | 0.01 | 0
2030 | NYISO_G-I_2_NYISO_J-K | NYISO_G-I | NYISO_J-K | Internal | Summer | B2 | 25 | 6130 | 5580.74 | 183 | 183.01 | 0.01 | 0
2030 | NYISO_G-I_2_NYISO_J-K | NYISO_G-I | NYISO_J-K | Internal | Summer | B3 | 75 | 6130 | 5502.33 | 155.31 | 155.32 | 0.01 | 0
2030 | NYISO_G-I_2_NYISO_J-K | NYISO_G-I | NYISO_J-K | Internal | Summer | B4 | 100 | 6130 | 3739 | 127.2 | 127.21 | 0.01 | 0
2030 | NYISO_G-I_2_NYISO_J-K | NYISO_G-I | NYISO_J-K | Internal | Summer | B5 | 200 | 6130 | 3872.57 | 123.54 | 123.55 | 0.01 | 0
2030 | NYISO_G-I_2_NYISO_J-K | NYISO_G-I | NYISO_J-K | Internal | Summer | B6 | 300 | 6130 | 4057.28 | 92.63 | 92.64 | 0.01 | 0
2030 | NYISO_G-I_2_NYISO_J-K | NYISO_G-I | NYISO_J-K | Internal | Summer | B7 | 400 | 6130 | 4197.12 | 86.6 | 86.61 | 0.01 | 0
2030 | NYISO_G-I_2_NYISO_J-K | NYISO_G-I | NYISO_J-K | Internal | Summer | B8 | 500 | 6130 | 5292.95 | 82.96 | 82.97 | 0.01 | 0
2030 | NYISO_G-I_2_NYISO_J-K | NYISO_G-I | NYISO_J-K | Internal | Summer | B9 | 800 | 6130 | 4975.89 | 81.31 | 81.32 | 0.01 | 0
2030 | NYISO_G-I_2_NYISO_J-K | NYISO_G-I | NYISO_J-K | Internal | Summer | B10 | 1262 | 6130 | 3838 | 80.33 | 80.34 | 0.01 | 0
2030 | NYISO_G-I_2_NYISO_J-K | NYISO_G-I | NYISO_J-K | Internal | Winter | B16 | 25 | 6130 | 5946.22 | 94.24 | 94.25 | 0.01 | 0
2030 | NYISO_G-I_2_NYISO_J-K | NYISO_G-I | NYISO_J-K | Internal | Winter | B17 | 100 | 6130 | 5280.44 | 89.72 | 89.74 | 0.01 | 0
2030 | NYISO_G-I_2_NYISO_J-K | NYISO_G-I | NYISO_J-K | Internal | Winter | B18 | 400 | 6130 | 5576.27 | 89.2 | 89.21 | 0.01 | 0
2030 | NYISO_G-I_2_NYISO_J-K | NYISO_G-I | NYISO_J-K | Internal | Winter | B19 | 700 | 6130 | 6443.95 | 86.13 | 86.15 | 0.01 | 0.01
2030 | NYISO_G-I_2_NYISO_J-K | NYISO_G-I | NYISO_J-K | Internal | Winter | B20 | 935 | 6130 | 5389.49 | 84.07 | 84.08 | 0.01 | 0
2030 | NYISO_G-I_2_PJM_E | NYISO_G-I | PJM_E | Internal | Shoulder | B11 | 25 | 1500 | 1500 | 85.96 | 99.36 | 8 | 5.41
2030 | NYISO_G-I_2_PJM_E | NYISO_G-I | PJM_E | Internal | Shoulder | B12 | 200 | 1500 | 0 | 84.85 | 89.68 | 8 | 0
2030 | NYISO_G-I_2_PJM_E | NYISO_G-I | PJM_E | Internal | Shoulder | B13 | 600 | 1500 | 0 | 84.85 | 87.66 | 8 | 0
2030 | NYISO_G-I_2_PJM_E | NYISO_G-I | PJM_E | Internal | Shoulder | B14 | 900 | 1500 | 0 | 80.22 | 80.23 | 8 | 0
2030 | NYISO_G-I_2_PJM_E | NYISO_G-I | PJM_E | Internal | Shoulder | B15 | 1203 | 1500 | 0 | 76.07 | 75.96 | 8 | 0
2030 | NYISO_G-I_2_PJM_E | NYISO_G-I | PJM_E | Internal | Summer | B1 | 10 | 1500 | 0 | 174.81 | 168.81 | 8 | 0
2030 | NYISO_G-I_2_PJM_E | NYISO_G-I | PJM_E | Internal | Summer | B2 | 25 | 1500 | 0 | 183 | 177 | 8 | 0
2030 | NYISO_G-I_2_PJM_E | NYISO_G-I | PJM_E | Internal | Summer | B3 | 75 | 1500 | 0 | 155.31 | 156.79 | 8 | 0
2030 | NYISO_G-I_2_PJM_E | NYISO_G-I | PJM_E | Internal | Summer | B4 | 100 | 1500 | 1500 | 127.2 | 141.17 | 8 | 5.97
2030 | NYISO_G-I_2_PJM_E | NYISO_G-I | PJM_E | Internal | Summer | B5 | 200 | 1500 | 1500 | 123.54 | 140.28 | 8 | 8.75
2030 | NYISO_G-I_2_PJM_E | NYISO_G-I | PJM_E | Internal | Summer | B6 | 300 | 1500 | 1500 | 92.63 | 106.6 | 8 | 5.97
2030 | NYISO_G-I_2_PJM_E | NYISO_G-I | PJM_E | Internal | Summer | B7 | 400 | 1500 | 1500 | 86.6 | 98.7 | 8 | 4.1
2030 | NYISO_G-I_2_PJM_E | NYISO_G-I | PJM_E | Internal | Summer | B8 | 500 | 1500 | 0 | 82.96 | 88.73 | 8 | 0
2030 | NYISO_G-I_2_PJM_E | NYISO_G-I | PJM_E | Internal | Summer | B9 | 800 | 1500 | 0 | 81.31 | 85.01 | 8 | 0
2030 | NYISO_G-I_2_PJM_E | NYISO_G-I | PJM_E | Internal | Summer | B10 | 1262 | 1500 | 0 | 80.33 | 74.33 | 8 | 0
2030 | NYISO_G-I_2_PJM_E | NYISO_G-I | PJM_E | Internal | Winter | B16 | 25 | 1500 | 0 | 94.24 | 93.94 | 8 | 0
2030 | NYISO_G-I_2_PJM_E | NYISO_G-I | PJM_E | Internal | Winter | B17 | 100 | 1500 | 0 | 89.72 | 92.02 | 8 | 0
2030 | NYISO_G-I_2_PJM_E | NYISO_G-I | PJM_E | Internal | Winter | B18 | 400 | 1500 | 0 | 89.2 | 92.02 | 8 | 0
2030 | NYISO_G-I_2_PJM_E | NYISO_G-I | PJM_E | Internal | Winter | B19 | 700 | 1500 | 0 | 86.13 | 85.18 | 8 | 0
2030 | NYISO_G-I_2_PJM_E | NYISO_G-I | PJM_E | Internal | Winter | B20 | 935 | 1500 | 0 | 84.07 | 79.8 | 8 | 0
2030 | NYISO_J-K_2_NEISO_OL | NYISO_J-K | NEISO | Internal | Shoulder | B11 | 25 | 99999 | 0 | 85.97 | 78.82 | 3.01 | 0
2030 | NYISO_J-K_2_NEISO_OL | NYISO_J-K | NEISO | Internal | Shoulder | B12 | 200 | 99999 | 0 | 84.86 | 77.71 | 3.01 | 0
2030 | NYISO_J-K_2_NEISO_OL | NYISO_J-K | NEISO | Internal | Shoulder | B13 | 600 | 99999 | 0 | 84.86 | 77.71 | 3.01 | 0
2030 | NYISO_J-K_2_NEISO_OL | NYISO_J-K | NEISO | Internal | Shoulder | B14 | 900 | 99999 | 0 | 80.23 | 73.08 | 3.01 | 0
2030 | NYISO_J-K_2_NEISO_OL | NYISO_J-K | NEISO | Internal | Shoulder | B15 | 1203 | 99999 | 0 | 76.08 | 73.08 | 3.01 | 0
2030 | NYISO_J-K_2_NEISO_OL | NYISO_J-K | NEISO | Internal | Summer | B1 | 10 | 99999 | 0 | 174.82 | 177.82 | 3.01 | 0
2030 | NYISO_J-K_2_NEISO_OL | NYISO_J-K | NEISO | Internal | Summer | B2 | 25 | 99999 | 0 | 183.01 | 186 | 3.01 | 0
2030 | NYISO_J-K_2_NEISO_OL | NYISO_J-K | NEISO | Internal | Summer | B3 | 75 | 99999 | 0 | 155.32 | 150 | 3.01 | 0
2030 | NYISO_J-K_2_NEISO_OL | NYISO_J-K | NEISO | Internal | Summer | B4 | 100 | 99999 | 0 | 127.21 | 120.06 | 3.01 | 0
2030 | NYISO_J-K_2_NEISO_OL | NYISO_J-K | NEISO | Internal | Summer | B5 | 200 | 99999 | 0 | 123.55 | 116.4 | 3.01 | 0
2030 | NYISO_J-K_2_NEISO_OL | NYISO_J-K | NEISO | Internal | Summer | B6 | 300 | 99999 | 0 | 92.64 | 85.49 | 3.01 | 0
2030 | NYISO_J-K_2_NEISO_OL | NYISO_J-K | NEISO | Internal | Summer | B7 | 400 | 99999 | 0 | 86.61 | 79.46 | 3.01 | 0
2030 | NYISO_J-K_2_NEISO_OL | NYISO_J-K | NEISO | Internal | Summer | B8 | 500 | 99999 | 0 | 82.97 | 77.75 | 3.01 | 0
2030 | NYISO_J-K_2_NEISO_OL | NYISO_J-K | NEISO | Internal | Summer | B9 | 800 | 99999 | 0 | 81.32 | 77.33 | 3.01 | 0
2030 | NYISO_J-K_2_NEISO_OL | NYISO_J-K | NEISO | Internal | Summer | B10 | 1262 | 99999 | 0 | 80.34 | 77.33 | 3.01 | 0
2030 | NYISO_J-K_2_NEISO_OL | NYISO_J-K | NEISO | Internal | Winter | B16 | 25 | 99999 | 0 | 94.25 | 87.1 | 3.01 | 0
2030 | NYISO_J-K_2_NEISO_OL | NYISO_J-K | NEISO | Internal | Winter | B17 | 100 | 99999 | 0 | 89.74 | 82.59 | 3.01 | 0
2030 | NYISO_J-K_2_NEISO_OL | NYISO_J-K | NEISO | Internal | Winter | B18 | 400 | 99999 | 0 | 89.21 | 82.06 | 3.01 | 0
2030 | NYISO_J-K_2_NEISO_OL | NYISO_J-K | NEISO | Internal | Winter | B19 | 700 | 99999 | 0 | 86.15 | 80.81 | 3.01 | 0
2030 | NYISO_J-K_2_NEISO_OL | NYISO_J-K | NEISO | Internal | Winter | B20 | 935 | 99999 | 0 | 84.08 | 80.81 | 3.01 | 0
2030 | NYISO_J-K_2_NYISO_G-I | NYISO_J-K | NYISO_G-I | Internal | Shoulder | B11 | 25 | 1999 | 0 | 85.97 | 85.96 | 0.01 | 0
2030 | NYISO_J-K_2_NYISO_G-I | NYISO_J-K | NYISO_G-I | Internal | Shoulder | B12 | 200 | 1999 | 0 | 84.86 | 84.85 | 0.01 | 0
2030 | NYISO_J-K_2_NYISO_G-I | NYISO_J-K | NYISO_G-I | Internal | Shoulder | B13 | 600 | 1999 | 0 | 84.86 | 84.85 | 0.01 | 0
2030 | NYISO_J-K_2_NYISO_G-I | NYISO_J-K | NYISO_G-I | Internal | Shoulder | B14 | 900 | 1999 | 0 | 80.23 | 80.22 | 0.01 | 0
2030 | NYISO_J-K_2_NYISO_G-I | NYISO_J-K | NYISO_G-I | Internal | Shoulder | B15 | 1203 | 1999 | 0 | 76.08 | 76.07 | 0.01 | 0
2030 | NYISO_J-K_2_NYISO_G-I | NYISO_J-K | NYISO_G-I | Internal | Summer | B1 | 10 | 1999 | 0 | 174.82 | 174.81 | 0.01 | 0
2030 | NYISO_J-K_2_NYISO_G-I | NYISO_J-K | NYISO_G-I | Internal | Summer | B2 | 25 | 1999 | 0 | 183.01 | 183 | 0.01 | 0
2030 | NYISO_J-K_2_NYISO_G-I | NYISO_J-K | NYISO_G-I | Internal | Summer | B3 | 75 | 1999 | 0 | 155.32 | 155.31 | 0.01 | 0
2030 | NYISO_J-K_2_NYISO_G-I | NYISO_J-K | NYISO_G-I | Internal | Summer | B4 | 100 | 1999 | 0 | 127.21 | 127.2 | 0.01 | 0
2030 | NYISO_J-K_2_NYISO_G-I | NYISO_J-K | NYISO_G-I | Internal | Summer | B5 | 200 | 1999 | 0 | 123.55 | 123.54 | 0.01 | 0
2030 | NYISO_J-K_2_NYISO_G-I | NYISO_J-K | NYISO_G-I | Internal | Summer | B6 | 300 | 1999 | 0 | 92.64 | 92.63 | 0.01 | 0
2030 | NYISO_J-K_2_NYISO_G-I | NYISO_J-K | NYISO_G-I | Internal | Summer | B7 | 400 | 1999 | 0 | 86.61 | 86.6 | 0.01 | 0
2030 | NYISO_J-K_2_NYISO_G-I | NYISO_J-K | NYISO_G-I | Internal | Summer | B8 | 500 | 1999 | 0 | 82.97 | 82.96 | 0.01 | 0
2030 | NYISO_J-K_2_NYISO_G-I | NYISO_J-K | NYISO_G-I | Internal | Summer | B9 | 800 | 1999 | 0 | 81.32 | 81.31 | 0.01 | 0
2030 | NYISO_J-K_2_NYISO_G-I | NYISO_J-K | NYISO_G-I | Internal | Summer | B10 | 1262 | 1999 | 0 | 80.34 | 80.33 | 0.01 | 0
2030 | NYISO_J-K_2_NYISO_G-I | NYISO_J-K | NYISO_G-I | Internal | Winter | B16 | 25 | 1999 | 0 | 94.25 | 94.24 | 0.01 | 0
2030 | NYISO_J-K_2_NYISO_G-I | NYISO_J-K | NYISO_G-I | Internal | Winter | B17 | 100 | 1999 | 0 | 89.74 | 89.72 | 0.01 | 0
2030 | NYISO_J-K_2_NYISO_G-I | NYISO_J-K | NYISO_G-I | Internal | Winter | B18 | 400 | 1999 | 0 | 89.21 | 89.2 | 0.01 | 0
2030 | NYISO_J-K_2_NYISO_G-I | NYISO_J-K | NYISO_G-I | Internal | Winter | B19 | 700 | 1999 | 0 | 86.15 | 86.13 | 0.01 | 0
2030 | NYISO_J-K_2_NYISO_G-I | NYISO_J-K | NYISO_G-I | Internal | Winter | B20 | 935 | 1999 | 0 | 84.08 | 84.07 | 0.01 | 0
2030 | NYISO_J-K_2_PJM_E_OL | NYISO_J-K | PJM_E | Internal | Shoulder | B11 | 25 | 99999 | 0 | 85.97 | 99.36 | 18.53 | 0
2030 | NYISO_J-K_2_PJM_E_OL | NYISO_J-K | PJM_E | Internal | Shoulder | B12 | 200 | 99999 | 0 | 84.86 | 89.68 | 18.53 | 0
2030 | NYISO_J-K_2_PJM_E_OL | NYISO_J-K | PJM_E | Internal | Shoulder | B13 | 600 | 99999 | 0 | 84.86 | 87.66 | 18.53 | 0
2030 | NYISO_J-K_2_PJM_E_OL | NYISO_J-K | PJM_E | Internal | Shoulder | B14 | 900 | 99999 | 0 | 80.23 | 80.23 | 18.53 | 0
2030 | NYISO_J-K_2_PJM_E_OL | NYISO_J-K | PJM_E | Internal | Shoulder | B15 | 1203 | 99999 | 0 | 76.08 | 75.96 | 18.53 | 0
2030 | NYISO_J-K_2_PJM_E_OL | NYISO_J-K | PJM_E | Internal | Summer | B1 | 10 | 99999 | 0 | 174.82 | 168.81 | 18.53 | 0
2030 | NYISO_J-K_2_PJM_E_OL | NYISO_J-K | PJM_E | Internal | Summer | B2 | 25 | 99999 | 0 | 183.01 | 177 | 18.53 | 0
2030 | NYISO_J-K_2_PJM_E_OL | NYISO_J-K | PJM_E | Internal | Summer | B3 | 75 | 99999 | 0 | 155.32 | 156.79 | 18.53 | 0
2030 | NYISO_J-K_2_PJM_E_OL | NYISO_J-K | PJM_E | Internal | Summer | B4 | 100 | 99999 | 0 | 127.21 | 141.17 | 18.53 | 0
2030 | NYISO_J-K_2_PJM_E_OL | NYISO_J-K | PJM_E | Internal | Summer | B5 | 200 | 99999 | 0 | 123.55 | 140.28 | 18.53 | 0
2030 | NYISO_J-K_2_PJM_E_OL | NYISO_J-K | PJM_E | Internal | Summer | B6 | 300 | 99999 | 0 | 92.64 | 106.6 | 18.53 | 0
2030 | NYISO_J-K_2_PJM_E_OL | NYISO_J-K | PJM_E | Internal | Summer | B7 | 400 | 99999 | 0 | 86.61 | 98.7 | 18.53 | 0
2030 | NYISO_J-K_2_PJM_E_OL | NYISO_J-K | PJM_E | Internal | Summer | B8 | 500 | 99999 | 0 | 82.97 | 88.73 | 18.53 | 0
2030 | NYISO_J-K_2_PJM_E_OL | NYISO_J-K | PJM_E | Internal | Summer | B9 | 800 | 99999 | 0 | 81.32 | 85.01 | 18.53 | 0
2030 | NYISO_J-K_2_PJM_E_OL | NYISO_J-K | PJM_E | Internal | Summer | B10 | 1262 | 99999 | 0 | 80.34 | 74.33 | 18.53 | 0
2030 | NYISO_J-K_2_PJM_E_OL | NYISO_J-K | PJM_E | Internal | Winter | B16 | 25 | 99999 | 0 | 94.25 | 93.94 | 18.53 | 0
2030 | NYISO_J-K_2_PJM_E_OL | NYISO_J-K | PJM_E | Internal | Winter | B17 | 100 | 99999 | 0 | 89.74 | 92.02 | 18.53 | 0
2030 | NYISO_J-K_2_PJM_E_OL | NYISO_J-K | PJM_E | Internal | Winter | B18 | 400 | 99999 | 0 | 89.21 | 92.02 | 18.53 | 0
2030 | NYISO_J-K_2_PJM_E_OL | NYISO_J-K | PJM_E | Internal | Winter | B19 | 700 | 99999 | 0 | 86.15 | 85.18 | 18.53 | 0
2030 | NYISO_J-K_2_PJM_E_OL | NYISO_J-K | PJM_E | Internal | Winter | B20 | 935 | 99999 | 0 | 84.08 | 79.8 | 18.53 | 0
2030 | PJM_E_2_NYISO_G-I | PJM_E | NYISO_G-I | Internal | Shoulder | B11 | 25 | 500 | 0 | 99.36 | 85.96 | 6 | 0
2030 | PJM_E_2_NYISO_G-I | PJM_E | NYISO_G-I | Internal | Shoulder | B12 | 200 | 500 | 0 | 89.68 | 84.85 | 6 | 0
2030 | PJM_E_2_NYISO_G-I | PJM_E | NYISO_G-I | Internal | Shoulder | B13 | 600 | 500 | 0 | 87.66 | 84.85 | 6 | 0
2030 | PJM_E_2_NYISO_G-I | PJM_E | NYISO_G-I | Internal | Shoulder | B14 | 900 | 500 | 0 | 80.23 | 80.22 | 6 | 0
2030 | PJM_E_2_NYISO_G-I | PJM_E | NYISO_G-I | Internal | Shoulder | B15 | 1203 | 500 | 0 | 75.96 | 76.07 | 6 | 0
2030 | PJM_E_2_NYISO_G-I | PJM_E | NYISO_G-I | Internal | Summer | B1 | 10 | 500 | 127.3 | 168.81 | 174.81 | 6 | 0
2030 | PJM_E_2_NYISO_G-I | PJM_E | NYISO_G-I | Internal | Summer | B2 | 25 | 500 | 47.68 | 177 | 183 | 6 | 0
2030 | PJM_E_2_NYISO_G-I | PJM_E | NYISO_G-I | Internal | Summer | B3 | 75 | 500 | 0 | 156.79 | 155.31 | 6 | 0
2030 | PJM_E_2_NYISO_G-I | PJM_E | NYISO_G-I | Internal | Summer | B4 | 100 | 500 | 0 | 141.17 | 127.2 | 6 | 0
2030 | PJM_E_2_NYISO_G-I | PJM_E | NYISO_G-I | Internal | Summer | B5 | 200 | 500 | 0 | 140.28 | 123.54 | 6 | 0
2030 | PJM_E_2_NYISO_G-I | PJM_E | NYISO_G-I | Internal | Summer | B6 | 300 | 500 | 0 | 106.6 | 92.63 | 6 | 0
2030 | PJM_E_2_NYISO_G-I | PJM_E | NYISO_G-I | Internal | Summer | B7 | 400 | 500 | 0 | 98.7 | 86.6 | 6 | 0
2030 | PJM_E_2_NYISO_G-I | PJM_E | NYISO_G-I | Internal | Summer | B8 | 500 | 500 | 0 | 88.73 | 82.96 | 6 | 0
2030 | PJM_E_2_NYISO_G-I | PJM_E | NYISO_G-I | Internal | Summer | B9 | 800 | 500 | 0 | 85.01 | 81.31 | 6 | 0
2030 | PJM_E_2_NYISO_G-I | PJM_E | NYISO_G-I | Internal | Summer | B10 | 1262 | 500 | 191.1 | 74.33 | 80.33 | 6 | 0
2030 | PJM_E_2_NYISO_G-I | PJM_E | NYISO_G-I | Internal | Winter | B16 | 25 | 500 | 0 | 93.94 | 94.24 | 6 | 0
2030 | PJM_E_2_NYISO_G-I | PJM_E | NYISO_G-I | Internal | Winter | B17 | 100 | 500 | 0 | 92.02 | 89.72 | 6 | 0
2030 | PJM_E_2_NYISO_G-I | PJM_E | NYISO_G-I | Internal | Winter | B18 | 400 | 500 | 0 | 92.02 | 89.2 | 6 | 0
2030 | PJM_E_2_NYISO_G-I | PJM_E | NYISO_G-I | Internal | Winter | B19 | 700 | 500 | 0 | 85.18 | 86.13 | 6 | 0
2030 | PJM_E_2_NYISO_G-I | PJM_E | NYISO_G-I | Internal | Winter | B20 | 935 | 500 | 0 | 79.8 | 84.07 | 6 | 0
2030 | PJM_E_2_NYISO_J-K | PJM_E | NYISO_J-K | Internal | Shoulder | B11 | 25 | 330 | 0 | 99.36 | 85.97 | 6 | 0
2030 | PJM_E_2_NYISO_J-K | PJM_E | NYISO_J-K | Internal | Shoulder | B12 | 200 | 330 | 0 | 89.68 | 84.86 | 6 | 0
2030 | PJM_E_2_NYISO_J-K | PJM_E | NYISO_J-K | Internal | Shoulder | B13 | 600 | 330 | 0 | 87.66 | 84.86 | 6 | 0
2030 | PJM_E_2_NYISO_J-K | PJM_E | NYISO_J-K | Internal | Shoulder | B14 | 900 | 330 | 0 | 80.23 | 80.23 | 6 | 0
2030 | PJM_E_2_NYISO_J-K | PJM_E | NYISO_J-K | Internal | Shoulder | B15 | 1203 | 330 | 0 | 75.96 | 76.08 | 6 | 0
2030 | PJM_E_2_NYISO_J-K | PJM_E | NYISO_J-K | Internal | Summer | B1 | 10 | 330 | 1760.49 | 168.81 | 174.82 | 6 | 0.01
2030 | PJM_E_2_NYISO_J-K | PJM_E | NYISO_J-K | Internal | Summer | B2 | 25 | 330 | 391.42 | 177 | 183.01 | 6 | 0.01
2030 | PJM_E_2_NYISO_J-K | PJM_E | NYISO_J-K | Internal | Summer | B3 | 75 | 330 | 0 | 156.79 | 155.32 | 6 | 0
2030 | PJM_E_2_NYISO_J-K | PJM_E | NYISO_J-K | Internal | Summer | B4 | 100 | 330 | 0 | 141.17 | 127.21 | 6 | 0
2030 | PJM_E_2_NYISO_J-K | PJM_E | NYISO_J-K | Internal | Summer | B5 | 200 | 330 | 0 | 140.28 | 123.55 | 6 | 0
2030 | PJM_E_2_NYISO_J-K | PJM_E | NYISO_J-K | Internal | Summer | B6 | 300 | 330 | 0 | 106.6 | 92.64 | 6 | 0
2030 | PJM_E_2_NYISO_J-K | PJM_E | NYISO_J-K | Internal | Summer | B7 | 400 | 330 | 0 | 98.7 | 86.61 | 6 | 0
2030 | PJM_E_2_NYISO_J-K | PJM_E | NYISO_J-K | Internal | Summer | B8 | 500 | 330 | 0 | 88.73 | 82.97 | 6 | 0
2030 | PJM_E_2_NYISO_J-K | PJM_E | NYISO_J-K | Internal | Summer | B9 | 800 | 330 | 0 | 85.01 | 81.32 | 6 | 0
2030 | PJM_E_2_NYISO_J-K | PJM_E | NYISO_J-K | Internal | Summer | B10 | 1262 | 330 | 1010.22 | 74.33 | 80.34 | 6 | 0.01
2030 | PJM_E_2_NYISO_J-K | PJM_E | NYISO_J-K | Internal | Winter | B16 | 25 | 330 | 0 | 93.94 | 94.25 | 6 | 0
2030 | PJM_E_2_NYISO_J-K | PJM_E | NYISO_J-K | Internal | Winter | B17 | 100 | 330 | 0 | 92.02 | 89.74 | 6 | 0
2030 | PJM_E_2_NYISO_J-K | PJM_E | NYISO_J-K | Internal | Winter | B18 | 400 | 330 | 0 | 92.02 | 89.21 | 6 | 0
2030 | PJM_E_2_NYISO_J-K | PJM_E | NYISO_J-K | Internal | Winter | B19 | 700 | 330 | 0 | 85.18 | 86.15 | 6 | 0
2030 | PJM_E_2_NYISO_J-K | PJM_E | NYISO_J-K | Internal | Winter | B20 | 935 | 330 | 0 | 79.8 | 84.08 | 6 | 0
2030 | PJM_E_2_PJM_ROM | PJM_E | PJM_ROM | Internal | Shoulder | B11 | 25 | 8000 | 5784.44 | 99.36 | 99.37 | 0.01 | 0
2030 | PJM_E_2_PJM_ROM | PJM_E | PJM_ROM | Internal | Shoulder | B12 | 200 | 8000 | 1862.27 | 89.68 | 89.69 | 0.01 | 0
2030 | PJM_E_2_PJM_ROM | PJM_E | PJM_ROM | Internal | Shoulder | B13 | 600 | 8000 | 1225.31 | 87.66 | 87.67 | 0.01 | 0
2030 | PJM_E_2_PJM_ROM | PJM_E | PJM_ROM | Internal | Shoulder | B14 | 900 | 8000 | 0 | 80.23 | 80.22 | 0.01 | 0
2030 | PJM_E_2_PJM_ROM | PJM_E | PJM_ROM | Internal | Shoulder | B15 | 1203 | 8000 | 0 | 75.96 | 75.95 | 0.01 | 0
2030 | PJM_E_2_PJM_ROM | PJM_E | PJM_ROM | Internal | Summer | B1 | 10 | 8000 | 0 | 168.81 | 168.8 | 0.01 | 0
2030 | PJM_E_2_PJM_ROM | PJM_E | PJM_ROM | Internal | Summer | B2 | 25 | 8000 | 0 | 177 | 176.99 | 0.01 | 0
2030 | PJM_E_2_PJM_ROM | PJM_E | PJM_ROM | Internal | Summer | B3 | 75 | 8000 | 1547.06 | 156.79 | 156.8 | 0.01 | 0
2030 | PJM_E_2_PJM_ROM | PJM_E | PJM_ROM | Internal | Summer | B4 | 100 | 8000 | 4730.85 | 141.17 | 141.19 | 0.01 | 0
2030 | PJM_E_2_PJM_ROM | PJM_E | PJM_ROM | Internal | Summer | B5 | 200 | 8000 | 5646.91 | 140.28 | 140.3 | 0.01 | 0
2030 | PJM_E_2_PJM_ROM | PJM_E | PJM_ROM | Internal | Summer | B6 | 300 | 8000 | 4928.65 | 106.6 | 106.61 | 0.01 | 0
2030 | PJM_E_2_PJM_ROM | PJM_E | PJM_ROM | Internal | Summer | B7 | 400 | 8000 | 5815.26 | 98.7 | 98.71 | 0.01 | 0
2030 | PJM_E_2_PJM_ROM | PJM_E | PJM_ROM | Internal | Summer | B8 | 500 | 8000 | 2754.59 | 88.73 | 88.75 | 0.01 | 0
2030 | PJM_E_2_PJM_ROM | PJM_E | PJM_ROM | Internal | Summer | B9 | 800 | 8000 | 3075.23 | 85.01 | 85.02 | 0.01 | 0
2030 | PJM_E_2_PJM_ROM | PJM_E | PJM_ROM | Internal | Summer | B10 | 1262 | 8000 | 737.9 | 74.33 | 74.34 | 0.01 | 0
2030 | PJM_E_2_PJM_ROM | PJM_E | PJM_ROM | Internal | Winter | B16 | 25 | 8000 | 0 | 93.94 | 93.93 | 0.01 | 0
2030 | PJM_E_2_PJM_ROM | PJM_E | PJM_ROM | Internal | Winter | B17 | 100 | 8000 | 0 | 92.02 | 92.01 | 0.01 | 0
2030 | PJM_E_2_PJM_ROM | PJM_E | PJM_ROM | Internal | Winter | B18 | 400 | 8000 | 0 | 92.02 | 92.01 | 0.01 | 0
2030 | PJM_E_2_PJM_ROM | PJM_E | PJM_ROM | Internal | Winter | B19 | 700 | 8000 | 0 | 85.18 | 85.17 | 0.01 | 0
2030 | PJM_E_2_PJM_ROM | PJM_E | PJM_ROM | Internal | Winter | B20 | 935 | 8000 | 0 | 79.8 | 79.79 | 0.01 | 0
2030 | PJM_ROR_2_MISO_IN | PJM_ROR | MISO_IN | Internal | Shoulder | B11 | 25 | 909 | 0 | 99.39 | 90.94 | 2 | 0
2030 | PJM_ROR_2_MISO_IN | PJM_ROR | MISO_IN | Internal | Shoulder | B12 | 200 | 909 | 0 | 89.68 | 83.7 | 2 | 0
2030 | PJM_ROR_2_MISO_IN | PJM_ROR | MISO_IN | Internal | Shoulder | B13 | 600 | 909 | 0 | 87.66 | 82.31 | 2 | 0
2030 | PJM_ROR_2_MISO_IN | PJM_ROR | MISO_IN | Internal | Shoulder | B14 | 900 | 909 | 0 | 79.33 | 75.91 | 2 | 0
2030 | PJM_ROR_2_MISO_IN | PJM_ROR | MISO_IN | Internal | Shoulder | B15 | 1203 | 909 | 0 | 75.83 | 75.91 | 2 | 0
2030 | PJM_ROR_2_MISO_IN | PJM_ROR | MISO_IN | Internal | Summer | B1 | 10 | 909 | 0 | 167.91 | 159.46 | 2 | 0
2030 | PJM_ROR_2_MISO_IN | PJM_ROR | MISO_IN | Internal | Summer | B2 | 25 | 909 | 0 | 176.1 | 168.7 | 2 | 0
2030 | PJM_ROR_2_MISO_IN | PJM_ROR | MISO_IN | Internal | Summer | B3 | 75 | 909 | 0 | 156.79 | 149.02 | 2 | 0
2030 | PJM_ROR_2_MISO_IN | PJM_ROR | MISO_IN | Internal | Summer | B4 | 100 | 909 | 0 | 141.2 | 139.2 | 2 | 0
2030 | PJM_ROR_2_MISO_IN | PJM_ROR | MISO_IN | Internal | Summer | B5 | 200 | 909 | 0 | 140.31 | 138.3 | 2 | 0
2030 | PJM_ROR_2_MISO_IN | PJM_ROR | MISO_IN | Internal | Summer | B6 | 300 | 909 | 0 | 106.63 | 99.22 | 2 | 0
2030 | PJM_ROR_2_MISO_IN | PJM_ROR | MISO_IN | Internal | Summer | B7 | 400 | 909 | 0 | 98.72 | 91.32 | 2 | 0
2030 | PJM_ROR_2_MISO_IN | PJM_ROR | MISO_IN | Internal | Summer | B8 | 500 | 909 | 0 | 88.73 | 86.18 | 2 | 0
2030 | PJM_ROR_2_MISO_IN | PJM_ROR | MISO_IN | Internal | Summer | B9 | 800 | 909 | 0 | 85.01 | 82.27 | 2 | 0
2030 | PJM_ROR_2_MISO_IN | PJM_ROR | MISO_IN | Internal | Summer | B10 | 1262 | 909 | 0 | 74.33 | 74.56 | 2 | 0
2030 | PJM_ROR_2_MISO_IN | PJM_ROR | MISO_IN | Internal | Winter | B16 | 25 | 909 | 0 | 93.04 | 90.46 | 2 | 0
2030 | PJM_ROR_2_MISO_IN | PJM_ROR | MISO_IN | Internal | Winter | B17 | 100 | 909 | 0 | 91.12 | 89.1 | 2 | 0
2030 | PJM_ROR_2_MISO_IN | PJM_ROR | MISO_IN | Internal | Winter | B18 | 400 | 909 | 0 | 91.12 | 85.47 | 2 | 0
2030 | PJM_ROR_2_MISO_IN | PJM_ROR | MISO_IN | Internal | Winter | B19 | 700 | 909 | 0 | 84.28 | 78.75 | 2 | 0
2030 | PJM_ROR_2_MISO_IN | PJM_ROR | MISO_IN | Internal | Winter | B20 | 935 | 909 | 0 | 78.9 | 78.55 | 2 | 0
2030 | PJM_ROR_2_MISO_MI | PJM_ROR | MISO_MI | Internal | Shoulder | B11 | 25 | 1305 | 0 | 99.39 | 92 | 2 | 0
2030 | PJM_ROR_2_MISO_MI | PJM_ROR | MISO_MI | Internal | Shoulder | B12 | 200 | 1305 | 0 | 89.68 | 87.58 | 2 | 0
2030 | PJM_ROR_2_MISO_MI | PJM_ROR | MISO_MI | Internal | Shoulder | B13 | 600 | 1305 | 0 | 87.66 | 86.19 | 2 | 0
2030 | PJM_ROR_2_MISO_MI | PJM_ROR | MISO_MI | Internal | Shoulder | B14 | 900 | 1305 | 0 | 79.33 | 78.84 | 2 | 0
2030 | PJM_ROR_2_MISO_MI | PJM_ROR | MISO_MI | Internal | Shoulder | B15 | 1203 | 1305 | 0 | 75.83 | 75.92 | 2 | 0
2030 | PJM_ROR_2_MISO_MI | PJM_ROR | MISO_MI | Internal | Summer | B1 | 10 | 1305 | 0 | 167.91 | 159.47 | 2 | 0
2030 | PJM_ROR_2_MISO_MI | PJM_ROR | MISO_MI | Internal | Summer | B2 | 25 | 1305 | 0 | 176.1 | 168.71 | 2 | 0
2030 | PJM_ROR_2_MISO_MI | PJM_ROR | MISO_MI | Internal | Summer | B3 | 75 | 1305 | 0 | 156.79 | 149.04 | 2 | 0
2030 | PJM_ROR_2_MISO_MI | PJM_ROR | MISO_MI | Internal | Summer | B4 | 100 | 1305 | 0 | 141.2 | 139.21 | 2 | 0
2030 | PJM_ROR_2_MISO_MI | PJM_ROR | MISO_MI | Internal | Summer | B5 | 200 | 1305 | 0 | 140.31 | 138.31 | 2 | 0
2030 | PJM_ROR_2_MISO_MI | PJM_ROR | MISO_MI | Internal | Summer | B6 | 300 | 1305 | 0 | 106.63 | 99.24 | 2 | 0
2030 | PJM_ROR_2_MISO_MI | PJM_ROR | MISO_MI | Internal | Summer | B7 | 400 | 1305 | 0 | 98.72 | 91.33 | 2 | 0
2030 | PJM_ROR_2_MISO_MI | PJM_ROR | MISO_MI | Internal | Summer | B8 | 500 | 1305 | 0 | 88.73 | 86.19 | 2 | 0
2030 | PJM_ROR_2_MISO_MI | PJM_ROR | MISO_MI | Internal | Summer | B9 | 800 | 1305 | 0 | 85.01 | 83.01 | 2 | 0
2030 | PJM_ROR_2_MISO_MI | PJM_ROR | MISO_MI | Internal | Summer | B10 | 1262 | 1305 | 0 | 74.33 | 74.72 | 2 | 0
2030 | PJM_ROR_2_MISO_MI | PJM_ROR | MISO_MI | Internal | Winter | B16 | 25 | 1305 | 0 | 93.04 | 92.44 | 2 | 0
2030 | PJM_ROR_2_MISO_MI | PJM_ROR | MISO_MI | Internal | Winter | B17 | 100 | 1305 | 0 | 91.12 | 89.82 | 2 | 0
2030 | PJM_ROR_2_MISO_MI | PJM_ROR | MISO_MI | Internal | Winter | B18 | 400 | 1305 | 0 | 91.12 | 89.35 | 2 | 0
2030 | PJM_ROR_2_MISO_MI | PJM_ROR | MISO_MI | Internal | Winter | B19 | 700 | 1305 | 0 | 84.28 | 82.28 | 2 | 0
2030 | PJM_ROR_2_MISO_MI | PJM_ROR | MISO_MI | Internal | Winter | B20 | 935 | 1305 | 0 | 78.9 | 78.56 | 2 | 0
2030 | PJM_ROR_2_MISO_MO-IL | PJM_ROR | MISO_MO-IL | Internal | Shoulder | B11 | 25 | 1111 | 0 | 99.39 | 90.95 | 2 | 0
2030 | PJM_ROR_2_MISO_MO-IL | PJM_ROR | MISO_MO-IL | Internal | Shoulder | B12 | 200 | 1111 | 0 | 89.68 | 83.71 | 2 | 0
2030 | PJM_ROR_2_MISO_MO-IL | PJM_ROR | MISO_MO-IL | Internal | Shoulder | B13 | 600 | 1111 | 0 | 87.66 | 82.32 | 2 | 0
2030 | PJM_ROR_2_MISO_MO-IL | PJM_ROR | MISO_MO-IL | Internal | Shoulder | B14 | 900 | 1111 | 0 | 79.33 | 75.92 | 2 | 0
2030 | PJM_ROR_2_MISO_MO-IL | PJM_ROR | MISO_MO-IL | Internal | Shoulder | B15 | 1203 | 1111 | 0 | 75.83 | 74.14 | 2 | 0
2030 | PJM_ROR_2_MISO_MO-IL | PJM_ROR | MISO_MO-IL | Internal | Summer | B1 | 10 | 1111 | 0 | 167.91 | 160.04 | 2 | 0
2030 | PJM_ROR_2_MISO_MO-IL | PJM_ROR | MISO_MO-IL | Internal | Summer | B2 | 25 | 1111 | 0 | 176.1 | 169.27 | 2 | 0
2030 | PJM_ROR_2_MISO_MO-IL | PJM_ROR | MISO_MO-IL | Internal | Summer | B3 | 75 | 1111 | 0 | 156.79 | 149.6 | 2 | 0
2030 | PJM_ROR_2_MISO_MO-IL | PJM_ROR | MISO_MO-IL | Internal | Summer | B4 | 100 | 1111 | 0 | 141.2 | 139.78 | 2 | 0
2030 | PJM_ROR_2_MISO_MO-IL | PJM_ROR | MISO_MO-IL | Internal | Summer | B5 | 200 | 1111 | 0 | 140.31 | 138.31 | 2 | 0
2030 | PJM_ROR_2_MISO_MO-IL | PJM_ROR | MISO_MO-IL | Internal | Summer | B6 | 300 | 1111 | 0 | 106.63 | 99.24 | 2 | 0
2030 | PJM_ROR_2_MISO_MO-IL | PJM_ROR | MISO_MO-IL | Internal | Summer | B7 | 400 | 1111 | 0 | 98.72 | 91.33 | 2 | 0
2030 | PJM_ROR_2_MISO_MO-IL | PJM_ROR | MISO_MO-IL | Internal | Summer | B8 | 500 | 1111 | 0 | 88.73 | 86.19 | 2 | 0
2030 | PJM_ROR_2_MISO_MO-IL | PJM_ROR | MISO_MO-IL | Internal | Summer | B9 | 800 | 1111 | 0 | 85.01 | 82.28 | 2 | 0
2030 | PJM_ROR_2_MISO_MO-IL | PJM_ROR | MISO_MO-IL | Internal | Summer | B10 | 1262 | 1111 | 0 | 74.33 | 72.65 | 2 | 0
2030 | PJM_ROR_2_MISO_MO-IL | PJM_ROR | MISO_MO-IL | Internal | Winter | B16 | 25 | 1111 | 0 | 93.04 | 91.04 | 2 | 0
2030 | PJM_ROR_2_MISO_MO-IL | PJM_ROR | MISO_MO-IL | Internal | Winter | B17 | 100 | 1111 | 0 | 91.12 | 89.12 | 2 | 0
2030 | PJM_ROR_2_MISO_MO-IL | PJM_ROR | MISO_MO-IL | Internal | Winter | B18 | 400 | 1111 | 0 | 91.12 | 85.48 | 2 | 0
2030 | PJM_ROR_2_MISO_MO-IL | PJM_ROR | MISO_MO-IL | Internal | Winter | B19 | 700 | 1111 | 0 | 84.28 | 78.76 | 2 | 0
2030 | PJM_ROR_2_MISO_MO-IL | PJM_ROR | MISO_MO-IL | Internal | Winter | B20 | 935 | 1111 | 0 | 78.9 | 77.22 | 2 | 0
2030 | PJM_ROR_2_MISO_W | PJM_ROR | MISO_W | Internal | Shoulder | B11 | 25 | 709 | 0 | 99.39 | 75.69 | 2 | 0
2030 | PJM_ROR_2_MISO_W | PJM_ROR | MISO_W | Internal | Shoulder | B12 | 200 | 709 | 0 | 89.68 | 65.99 | 2 | 0
2030 | PJM_ROR_2_MISO_W | PJM_ROR | MISO_W | Internal | Shoulder | B13 | 600 | 709 | 0 | 87.66 | 63.97 | 2 | 0
2030 | PJM_ROR_2_MISO_W | PJM_ROR | MISO_W | Internal | Shoulder | B14 | 900 | 709 | 0 | 79.33 | 55.64 | 2 | 0
2030 | PJM_ROR_2_MISO_W | PJM_ROR | MISO_W | Internal | Shoulder | B15 | 1203 | 709 | 0 | 75.83 | 52.13 | 2 | 0
2030 | PJM_ROR_2_MISO_W | PJM_ROR | MISO_W | Internal | Summer | B1 | 10 | 709 | 0 | 167.91 | 144.22 | 2 | 0
2030 | PJM_ROR_2_MISO_W | PJM_ROR | MISO_W | Internal | Summer | B2 | 25 | 709 | 0 | 176.1 | 152.41 | 2 | 0
2030 | PJM_ROR_2_MISO_W | PJM_ROR | MISO_W | Internal | Summer | B3 | 75 | 709 | 0 | 156.79 | 138.7 | 2 | 0
2030 | PJM_ROR_2_MISO_W | PJM_ROR | MISO_W | Internal | Summer | B4 | 100 | 709 | 0 | 141.2 | 127.78 | 2 | 0
2030 | PJM_ROR_2_MISO_W | PJM_ROR | MISO_W | Internal | Summer | B5 | 200 | 709 | 0 | 140.31 | 116.62 | 2 | 0
2030 | PJM_ROR_2_MISO_W | PJM_ROR | MISO_W | Internal | Summer | B6 | 300 | 709 | 0 | 106.63 | 88.65 | 2 | 0
2030 | PJM_ROR_2_MISO_W | PJM_ROR | MISO_W | Internal | Summer | B7 | 400 | 709 | 0 | 98.72 | 75.03 | 2 | 0
2030 | PJM_ROR_2_MISO_W | PJM_ROR | MISO_W | Internal | Summer | B8 | 500 | 709 | 0 | 88.73 | 65.04 | 2 | 0
2030 | PJM_ROR_2_MISO_W | PJM_ROR | MISO_W | Internal | Summer | B9 | 800 | 709 | 0 | 85.01 | 61.32 | 2 | 0
2030 | PJM_ROR_2_MISO_W | PJM_ROR | MISO_W | Internal | Summer | B10 | 1262 | 709 | 0 | 74.33 | 50.64 | 2 | 0
2030 | PJM_ROR_2_MISO_W | PJM_ROR | MISO_W | Internal | Winter | B16 | 25 | 709 | 0 | 93.04 | 69.35 | 2 | 0
2030 | PJM_ROR_2_MISO_W | PJM_ROR | MISO_W | Internal | Winter | B17 | 100 | 709 | 0 | 91.12 | 67.42 | 2 | 0
2030 | PJM_ROR_2_MISO_W | PJM_ROR | MISO_W | Internal | Winter | B18 | 400 | 709 | 0 | 91.12 | 67.42 | 2 | 0
2030 | PJM_ROR_2_MISO_W | PJM_ROR | MISO_W | Internal | Winter | B19 | 700 | 709 | 0 | 84.28 | 60.59 | 2 | 0
2030 | PJM_ROR_2_MISO_W | PJM_ROR | MISO_W | Internal | Winter | B20 | 935 | 709 | 0 | 78.9 | 55.21 | 2 | 0
2030 | PJM_ROR_2_PJM_ROM | PJM_ROR | PJM_ROM | Internal | Shoulder | B11 | 25 | 8000 | 0 | 99.39 | 99.37 | 0.01 | 0
2030 | PJM_ROR_2_PJM_ROM | PJM_ROR | PJM_ROM | Internal | Shoulder | B12 | 200 | 8000 | 3513.17 | 89.68 | 89.69 | 0.01 | 0
2030 | PJM_ROR_2_PJM_ROM | PJM_ROR | PJM_ROM | Internal | Shoulder | B13 | 600 | 8000 | 5782.72 | 87.66 | 87.67 | 0.01 | 0
2030 | PJM_ROR_2_PJM_ROM | PJM_ROR | PJM_ROM | Internal | Shoulder | B14 | 900 | 8000 | 8337.23 | 79.33 | 80.22 | 0.01 | 0.88
2030 | PJM_ROR_2_PJM_ROM | PJM_ROR | PJM_ROM | Internal | Shoulder | B15 | 1203 | 8000 | 8000 | 75.83 | 75.95 | 0.01 | 0.11
2030 | PJM_ROR_2_PJM_ROM | PJM_ROR | PJM_ROM | Internal | Summer | B1 | 10 | 8000 | 10951.91 | 167.91 | 168.8 | 0.01 | 0.88
2030 | PJM_ROR_2_PJM_ROM | PJM_ROR | PJM_ROM | Internal | Summer | B2 | 25 | 8000 | 8347.82 | 176.1 | 176.99 | 0.01 | 0.88
2030 | PJM_ROR_2_PJM_ROM | PJM_ROR | PJM_ROM | Internal | Summer | B3 | 75 | 8000 | 3004.79 | 156.79 | 156.8 | 0.01 | 0
2030 | PJM_ROR_2_PJM_ROM | PJM_ROR | PJM_ROM | Internal | Summer | B4 | 100 | 8000 | 0 | 141.2 | 141.19 | 0.01 | 0
2030 | PJM_ROR_2_PJM_ROM | PJM_ROR | PJM_ROM | Internal | Summer | B5 | 200 | 8000 | 0 | 140.31 | 140.3 | 0.01 | 0
2030 | PJM_ROR_2_PJM_ROM | PJM_ROR | PJM_ROM | Internal | Summer | B6 | 300 | 8000 | 0 | 106.63 | 106.61 | 0.01 | 0
2030 | PJM_ROR_2_PJM_ROM | PJM_ROR | PJM_ROM | Internal | Summer | B7 | 400 | 8000 | 0 | 98.72 | 98.71 | 0.01 | 0
2030 | PJM_ROR_2_PJM_ROM | PJM_ROR | PJM_ROM | Internal | Summer | B8 | 500 | 8000 | 2313.29 | 88.73 | 88.75 | 0.01 | 0
2030 | PJM_ROR_2_PJM_ROM | PJM_ROR | PJM_ROM | Internal | Summer | B9 | 800 | 8000 | 4112.22 | 85.01 | 85.02 | 0.01 | 0
2030 | PJM_ROR_2_PJM_ROM | PJM_ROR | PJM_ROM | Internal | Summer | B10 | 1262 | 8000 | 4869.79 | 74.33 | 74.34 | 0.01 | 0
2030 | PJM_ROR_2_PJM_ROM | PJM_ROR | PJM_ROM | Internal | Winter | B16 | 25 | 8000 | 10897 | 93.04 | 93.93 | 0.01 | 0.88
2030 | PJM_ROR_2_PJM_ROM | PJM_ROR | PJM_ROM | Internal | Winter | B17 | 100 | 8000 | 10688.84 | 91.12 | 92.01 | 0.01 | 0.88
2030 | PJM_ROR_2_PJM_ROM | PJM_ROR | PJM_ROM | Internal | Winter | B18 | 400 | 8000 | 9018.72 | 91.12 | 92.01 | 0.01 | 0.88
2030 | PJM_ROR_2_PJM_ROM | PJM_ROR | PJM_ROM | Internal | Winter | B19 | 700 | 8000 | 8451.89 | 84.28 | 85.17 | 0.01 | 0.88
2030 | PJM_ROR_2_PJM_ROM | PJM_ROR | PJM_ROM | Internal | Winter | B20 | 935 | 8000 | 8163.47 | 78.9 | 79.79 | 0.01 | 0.88
2030 | PJM_ROR_2_TVA_Transmission | PJM_ROR | TVA_Transmission | Internal | Shoulder | B11 | 25 | 2500 | 0 | 99.39 | 98.95 | 6 | 0
2030 | PJM_ROR_2_TVA_Transmission | PJM_ROR | TVA_Transmission | Internal | Shoulder | B12 | 200 | 2500 | 0 | 89.68 | 91.71 | 6 | 0
2030 | PJM_ROR_2_TVA_Transmission | PJM_ROR | TVA_Transmission | Internal | Shoulder | B13 | 600 | 2500 | 0 | 87.66 | 90.32 | 6 | 0
2030 | PJM_ROR_2_TVA_Transmission | PJM_ROR | TVA_Transmission | Internal | Shoulder | B14 | 900 | 2500 | 0 | 79.33 | 84.62 | 6 | 0
2030 | PJM_ROR_2_TVA_Transmission | PJM_ROR | TVA_Transmission | Internal | Shoulder | B15 | 1203 | 2500 | 2500 | 75.83 | 82.14 | 6 | 0.32
2030 | PJM_ROR_2_TVA_Transmission | PJM_ROR | TVA_Transmission | Internal | Summer | B1 | 10 | 2500 | 1345.2 | 167.91 | 173.91 | 6 | 0
2030 | PJM_ROR_2_TVA_Transmission | PJM_ROR | TVA_Transmission | Internal | Summer | B2 | 25 | 2500 | 611.05 | 176.1 | 182.1 | 6 | 0
2030 | PJM_ROR_2_TVA_Transmission | PJM_ROR | TVA_Transmission | Internal | Summer | B3 | 75 | 2500 | 0 | 156.79 | 162.31 | 6 | 0
2030 | PJM_ROR_2_TVA_Transmission | PJM_ROR | TVA_Transmission | Internal | Summer | B4 | 100 | 2500 | 2500 | 141.2 | 147.78 | 6 | 0.58
2030 | PJM_ROR_2_TVA_Transmission | PJM_ROR | TVA_Transmission | Internal | Summer | B5 | 200 | 2500 | 1372.29 | 140.31 | 146.31 | 6 | 0
2030 | PJM_ROR_2_TVA_Transmission | PJM_ROR | TVA_Transmission | Internal | Summer | B6 | 300 | 2500 | 0 | 106.63 | 106.39 | 6 | 0
2030 | PJM_ROR_2_TVA_Transmission | PJM_ROR | TVA_Transmission | Internal | Summer | B7 | 400 | 2500 | 0 | 98.72 | 97.7 | 6 | 0
2030 | PJM_ROR_2_TVA_Transmission | PJM_ROR | TVA_Transmission | Internal | Summer | B8 | 500 | 2500 | 0 | 88.73 | 94.19 | 6 | 0
2030 | PJM_ROR_2_TVA_Transmission | PJM_ROR | TVA_Transmission | Internal | Summer | B9 | 800 | 2500 | 0 | 85.01 | 90.28 | 6 | 0
2030 | PJM_ROR_2_TVA_Transmission | PJM_ROR | TVA_Transmission | Internal | Summer | B10 | 1262 | 2500 | 1603.2 | 74.33 | 80.33 | 6 | 0
2030 | PJM_ROR_2_TVA_Transmission | PJM_ROR | TVA_Transmission | Internal | Winter | B16 | 25 | 2500 | 198.48 | 93.04 | 99.04 | 6 | 0
2030 | PJM_ROR_2_TVA_Transmission | PJM_ROR | TVA_Transmission | Internal | Winter | B17 | 100 | 2500 | 1766.45 | 91.12 | 97.12 | 6 | 0
2030 | PJM_ROR_2_TVA_Transmission | PJM_ROR | TVA_Transmission | Internal | Winter | B18 | 400 | 2500 | 0 | 91.12 | 93.48 | 6 | 0
2030 | PJM_ROR_2_TVA_Transmission | PJM_ROR | TVA_Transmission | Internal | Winter | B19 | 700 | 2500 | 0 | 84.28 | 86.76 | 6 | 0
2030 | PJM_ROR_2_TVA_Transmission | PJM_ROR | TVA_Transmission | Internal | Winter | B20 | 935 | 2500 | 2500 | 78.9 | 85.22 | 6 | 0.32
2030 | PJM_ROR_2_VACAR | PJM_ROR | VACAR | Internal | Shoulder | B11 | 25 | 3000 | 1815.18 | 99.39 | 105.39 | 6 | 0
2030 | PJM_ROR_2_VACAR | PJM_ROR | VACAR | Internal | Shoulder | B12 | 200 | 3000 | 1499.07 | 89.68 | 95.68 | 6 | 0
2030 | PJM_ROR_2_VACAR | PJM_ROR | VACAR | Internal | Shoulder | B13 | 600 | 3000 | 1211.77 | 87.66 | 93.66 | 6 | 0
2030 | PJM_ROR_2_VACAR | PJM_ROR | VACAR | Internal | Shoulder | B14 | 900 | 3000 | 2013.86 | 79.33 | 85.33 | 6 | 0
2030 | PJM_ROR_2_VACAR | PJM_ROR | VACAR | Internal | Shoulder | B15 | 1203 | 3000 | 3000 | 75.83 | 82.78 | 6 | 0.96
2030 | PJM_ROR_2_VACAR | PJM_ROR | VACAR | Internal | Summer | B1 | 10 | 3000 | 9004.75 | 167.91 | 175.43 | 6 | 1.52
2030 | PJM_ROR_2_VACAR | PJM_ROR | VACAR | Internal | Summer | B2 | 25 | 3000 | 9951.63 | 176.1 | 183.62 | 6 | 1.52
2030 | PJM_ROR_2_VACAR | PJM_ROR | VACAR | Internal | Summer | B3 | 75 | 3000 | 8142.59 | 156.79 | 164.31 | 6 | 1.52
2030 | PJM_ROR_2_VACAR | PJM_ROR | VACAR | Internal | Summer | B4 | 100 | 3000 | 8465.69 | 141.2 | 148.72 | 6 | 1.52
2030 | PJM_ROR_2_VACAR | PJM_ROR | VACAR | Internal | Summer | B5 | 200 | 3000 | 3300.22 | 140.31 | 147.83 | 6 | 1.52
2030 | PJM_ROR_2_VACAR | PJM_ROR | VACAR | Internal | Summer | B6 | 300 | 3000 | 1168.22 | 106.63 | 112.63 | 6 | 0
2030 | PJM_ROR_2_VACAR | PJM_ROR | VACAR | Internal | Summer | B7 | 400 | 3000 | 1509.67 | 98.72 | 104.72 | 6 | 0
2030 | PJM_ROR_2_VACAR | PJM_ROR | VACAR | Internal | Summer | B8 | 500 | 3000 | 406.83 | 88.73 | 94.73 | 6 | 0
2030 | PJM_ROR_2_VACAR | PJM_ROR | VACAR | Internal | Summer | B9 | 800 | 3000 | 0 | 85.01 | 83.83 | 6 | 0
2030 | PJM_ROR_2_VACAR | PJM_ROR | VACAR | Internal | Summer | B10 | 1262 | 3000 | 3000 | 74.33 | 80.82 | 6 | 0.49
2030 | PJM_ROR_2_VACAR | PJM_ROR | VACAR | Internal | Winter | B16 | 25 | 3000 | 10616.74 | 93.04 | 100.56 | 6 | 1.52
2030 | PJM_ROR_2_VACAR | PJM_ROR | VACAR | Internal | Winter | B17 | 100 | 3000 | 6338.98 | 91.12 | 98.64 | 6 | 1.52
2030 | PJM_ROR_2_VACAR | PJM_ROR | VACAR | Internal | Winter | B18 | 400 | 3000 | 2197.84 | 91.12 | 97.12 | 6 | 0
2030 | PJM_ROR_2_VACAR | PJM_ROR | VACAR | Internal | Winter | B19 | 700 | 3000 | 967.24 | 84.28 | 90.28 | 6 | 0
2030 | PJM_ROR_2_VACAR | PJM_ROR | VACAR | Internal | Winter | B20 | 935 | 3000 | 5227.1 | 78.9 | 86.43 | 6 | 1.52
2030 | PJM_ROM_2_NYISO_A-F | PJM_ROM | NYISO_A-F | Internal | Shoulder | B11 | 25 | 2000 | 0 | 99.37 | 81.82 | 6 | 0
2030 | PJM_ROM_2_NYISO_A-F | PJM_ROM | NYISO_A-F | Internal | Shoulder | B12 | 200 | 2000 | 0 | 89.69 | 81.24 | 6 | 0
2030 | PJM_ROM_2_NYISO_A-F | PJM_ROM | NYISO_A-F | Internal | Shoulder | B13 | 600 | 2000 | 0 | 87.67 | 79.67 | 6 | 0
2030 | PJM_ROM_2_NYISO_A-F | PJM_ROM | NYISO_A-F | Internal | Shoulder | B14 | 900 | 2000 | 0 | 80.22 | 75.54 | 6 | 0
2030 | PJM_ROM_2_NYISO_A-F | PJM_ROM | NYISO_A-F | Internal | Shoulder | B15 | 1203 | 2000 | 0 | 75.95 | 75.54 | 6 | 0
2030 | PJM_ROM_2_NYISO_A-F | PJM_ROM | NYISO_A-F | Internal | Summer | B1 | 10 | 2000 | 0 | 168.8 | 166.5 | 6 | 0
2030 | PJM_ROM_2_NYISO_A-F | PJM_ROM | NYISO_A-F | Internal | Summer | B2 | 25 | 2000 | 0 | 176.99 | 174.69 | 6 | 0
2030 | PJM_ROM_2_NYISO_A-F | PJM_ROM | NYISO_A-F | Internal | Summer | B3 | 75 | 2000 | 0 | 156.8 | 147 | 6 | 0
2030 | PJM_ROM_2_NYISO_A-F | PJM_ROM | NYISO_A-F | Internal | Summer | B4 | 100 | 2000 | 0 | 141.19 | 123.06 | 6 | 0
2030 | PJM_ROM_2_NYISO_A-F | PJM_ROM | NYISO_A-F | Internal | Summer | B5 | 200 | 2000 | 0 | 140.3 | 122.17 | 6 | 0
2030 | PJM_ROM_2_NYISO_A-F | PJM_ROM | NYISO_A-F | Internal | Summer | B6 | 300 | 2000 | 0 | 106.61 | 88.49 | 6 | 0
2030 | PJM_ROM_2_NYISO_A-F | PJM_ROM | NYISO_A-F | Internal | Summer | B7 | 400 | 2000 | 0 | 98.71 | 85.23 | 6 | 0
2030 | PJM_ROM_2_NYISO_A-F | PJM_ROM | NYISO_A-F | Internal | Summer | B8 | 500 | 2000 | 0 | 88.75 | 80.75 | 6 | 0
2030 | PJM_ROM_2_NYISO_A-F | PJM_ROM | NYISO_A-F | Internal | Summer | B9 | 800 | 2000 | 0 | 85.02 | 80.32 | 6 | 0
2030 | PJM_ROM_2_NYISO_A-F | PJM_ROM | NYISO_A-F | Internal | Summer | B10 | 1262 | 2000 | 0 | 74.34 | 80.32 | 6 | 0
2030 | PJM_ROM_2_NYISO_A-F | PJM_ROM | NYISO_A-F | Internal | Winter | B16 | 25 | 2000 | 0 | 93.93 | 85.93 | 6 | 0
2030 | PJM_ROM_2_NYISO_A-F | PJM_ROM | NYISO_A-F | Internal | Winter | B17 | 100 | 2000 | 0 | 92.01 | 81.41 | 6 | 0
2030 | PJM_ROM_2_NYISO_A-F | PJM_ROM | NYISO_A-F | Internal | Winter | B18 | 400 | 2000 | 0 | 92.01 | 80.89 | 6 | 0
2030 | PJM_ROM_2_NYISO_A-F | PJM_ROM | NYISO_A-F | Internal | Winter | B19 | 700 | 2000 | 0 | 85.17 | 77.81 | 6 | 0
2030 | PJM_ROM_2_NYISO_A-F | PJM_ROM | NYISO_A-F | Internal | Winter | B20 | 935 | 2000 | 0 | 79.79 | 77.81 | 6 | 0
2030 | PJM_ROM_2_PJM_E | PJM_ROM | PJM_E | Internal | Shoulder | B11 | 25 | 8000 | 0 | 99.37 | 99.36 | 0.01 | 0
2030 | PJM_ROM_2_PJM_E | PJM_ROM | PJM_E | Internal | Shoulder | B12 | 200 | 8000 | 0 | 89.69 | 89.68 | 0.01 | 0
2030 | PJM_ROM_2_PJM_E | PJM_ROM | PJM_E | Internal | Shoulder | B13 | 600 | 8000 | 0 | 87.67 | 87.66 | 0.01 | 0
2030 | PJM_ROM_2_PJM_E | PJM_ROM | PJM_E | Internal | Shoulder | B14 | 900 | 8000 | 547.27 | 80.22 | 80.23 | 0.01 | 0
2030 | PJM_ROM_2_PJM_E | PJM_ROM | PJM_E | Internal | Shoulder | B15 | 1203 | 8000 | 878.16 | 75.95 | 75.96 | 0.01 | 0
2030 | PJM_ROM_2_PJM_E | PJM_ROM | PJM_E | Internal | Summer | B1 | 10 | 8000 | 3481.23 | 168.8 | 168.81 | 0.01 | 0
2030 | PJM_ROM_2_PJM_E | PJM_ROM | PJM_E | Internal | Summer | B2 | 25 | 8000 | 1336.61 | 176.99 | 177 | 0.01 | 0
2030 | PJM_ROM_2_PJM_E | PJM_ROM | PJM_E | Internal | Summer | B3 | 75 | 8000 | 0 | 156.8 | 156.79 | 0.01 | 0
2030 | PJM_ROM_2_PJM_E | PJM_ROM | PJM_E | Internal | Summer | B4 | 100 | 8000 | 0 | 141.19 | 141.17 | 0.01 | 0
2030 | PJM_ROM_2_PJM_E | PJM_ROM | PJM_E | Internal | Summer | B5 | 200 | 8000 | 0 | 140.3 | 140.28 | 0.01 | 0
2030 | PJM_ROM_2_PJM_E | PJM_ROM | PJM_E | Internal | Summer | B6 | 300 | 8000 | 0 | 106.61 | 106.6 | 0.01 | 0
2030 | PJM_ROM_2_PJM_E | PJM_ROM | PJM_E | Internal | Summer | B7 | 400 | 8000 | 0 | 98.71 | 98.7 | 0.01 | 0
2030 | PJM_ROM_2_PJM_E | PJM_ROM | PJM_E | Internal | Summer | B8 | 500 | 8000 | 0 | 88.75 | 88.73 | 0.01 | 0
2030 | PJM_ROM_2_PJM_E | PJM_ROM | PJM_E | Internal | Summer | B9 | 800 | 8000 | 0 | 85.02 | 85.01 | 0.01 | 0
2030 | PJM_ROM_2_PJM_E | PJM_ROM | PJM_E | Internal | Summer | B10 | 1262 | 8000 | 0 | 74.34 | 74.33 | 0.01 | 0
2030 | PJM_ROM_2_PJM_E | PJM_ROM | PJM_E | Internal | Winter | B16 | 25 | 8000 | 2602.25 | 93.93 | 93.94 | 0.01 | 0
2030 | PJM_ROM_2_PJM_E | PJM_ROM | PJM_E | Internal | Winter | B17 | 100 | 8000 | 2343.79 | 92.01 | 92.02 | 0.01 | 0
2030 | PJM_ROM_2_PJM_E | PJM_ROM | PJM_E | Internal | Winter | B18 | 400 | 8000 | 1733.38 | 92.01 | 92.02 | 0.01 | 0
2030 | PJM_ROM_2_PJM_E | PJM_ROM | PJM_E | Internal | Winter | B19 | 700 | 8000 | 619.08 | 85.17 | 85.18 | 0.01 | 0
2030 | PJM_ROM_2_PJM_E | PJM_ROM | PJM_E | Internal | Winter | B20 | 935 | 8000 | 1262.25 | 79.79 | 79.8 | 0.01 | 0
2030 | PJM_ROM_2_PJM_ROR | PJM_ROM | PJM_ROR | Internal | Shoulder | B11 | 25 | 8000 | 1140.91 | 99.37 | 99.39 | 0.01 | 0
2030 | PJM_ROM_2_PJM_ROR | PJM_ROM | PJM_ROR | Internal | Shoulder | B12 | 200 | 8000 | 0 | 89.69 | 89.68 | 0.01 | 0
2030 | PJM_ROM_2_PJM_ROR | PJM_ROM | PJM_ROR | Internal | Shoulder | B13 | 600 | 8000 | 0 | 87.67 | 87.66 | 0.01 | 0
2030 | PJM_ROM_2_PJM_ROR | PJM_ROM | PJM_ROR | Internal | Shoulder | B14 | 900 | 8000 | 0 | 80.22 | 79.33 | 0.01 | 0
2030 | PJM_ROM_2_PJM_ROR | PJM_ROM | PJM_ROR | Internal | Shoulder | B15 | 1203 | 8000 | 0 | 75.95 | 75.83 | 0.01 | 0
2030 | PJM_ROM_2_PJM_ROR | PJM_ROM | PJM_ROR | Internal | Summer | B1 | 10 | 8000 | 0 | 168.8 | 167.91 | 0.01 | 0
2030 | PJM_ROM_2_PJM_ROR | PJM_ROM | PJM_ROR | Internal | Summer | B2 | 25 | 8000 | 0 | 176.99 | 176.1 | 0.01 | 0
2030 | PJM_ROM_2_PJM_ROR | PJM_ROM | PJM_ROR | Internal | Summer | B3 | 75 | 8000 | 0 | 156.8 | 156.79 | 0.01 | 0
2030 | PJM_ROM_2_PJM_ROR | PJM_ROM | PJM_ROR | Internal | Summer | B4 | 100 | 8000 | 2474.79 | 141.19 | 141.2 | 0.01 | 0
2030 | PJM_ROM_2_PJM_ROR | PJM_ROM | PJM_ROR | Internal | Summer | B5 | 200 | 8000 | 6070.1 | 140.3 | 140.31 | 0.01 | 0
2030 | PJM_ROM_2_PJM_ROR | PJM_ROM | PJM_ROR | Internal | Summer | B6 | 300 | 8000 | 2081.3 | 106.61 | 106.63 | 0.01 | 0
2030 | PJM_ROM_2_PJM_ROR | PJM_ROM | PJM_ROR | Internal | Summer | B7 | 400 | 8000 | 1702.45 | 98.71 | 98.72 | 0.01 | 0
2030 | PJM_ROM_2_PJM_ROR | PJM_ROM | PJM_ROR | Internal | Summer | B8 | 500 | 8000 | 0 | 88.75 | 88.73 | 0.01 | 0
2030 | PJM_ROM_2_PJM_ROR | PJM_ROM | PJM_ROR | Internal | Summer | B9 | 800 | 8000 | 0 | 85.02 | 85.01 | 0.01 | 0
2030 | PJM_ROM_2_PJM_ROR | PJM_ROM | PJM_ROR | Internal | Summer | B10 | 1262 | 8000 | 0 | 74.34 | 74.33 | 0.01 | 0
2030 | PJM_ROM_2_PJM_ROR | PJM_ROM | PJM_ROR | Internal | Winter | B16 | 25 | 8000 | 0 | 93.93 | 93.04 | 0.01 | 0
2030 | PJM_ROM_2_PJM_ROR | PJM_ROM | PJM_ROR | Internal | Winter | B17 | 100 | 8000 | 0 | 92.01 | 91.12 | 0.01 | 0
2030 | PJM_ROM_2_PJM_ROR | PJM_ROM | PJM_ROR | Internal | Winter | B18 | 400 | 8000 | 0 | 92.01 | 91.12 | 0.01 | 0
2030 | PJM_ROM_2_PJM_ROR | PJM_ROM | PJM_ROR | Internal | Winter | B19 | 700 | 8000 | 0 | 85.17 | 84.28 | 0.01 | 0
2030 | PJM_ROM_2_PJM_ROR | PJM_ROM | PJM_ROR | Internal | Winter | B20 | 935 | 8000 | 0 | 79.79 | 78.9 | 0.01 | 0
2030 | SOCO_2_ENT | SOCO | ENT | Internal | Shoulder | B11 | 25 | 2400 | 0 | 106.95 | 98.95 | 10 | 0
2030 | SOCO_2_ENT | SOCO | ENT | Internal | Shoulder | B12 | 200 | 2400 | 0 | 92.33 | 90.32 | 10 | 0
2030 | SOCO_2_ENT | SOCO | ENT | Internal | Shoulder | B13 | 600 | 2400 | 0 | 92.33 | 90.32 | 10 | 0
2030 | SOCO_2_ENT | SOCO | ENT | Internal | Shoulder | B14 | 900 | 2400 | 0 | 92.33 | 79.74 | 10 | 0
2030 | SOCO_2_ENT | SOCO | ENT | Internal | Shoulder | B15 | 1203 | 2400 | 0 | 84.24 | 76.24 | 10 | 0
2030 | SOCO_2_ENT | SOCO | ENT | Internal | Summer | B1 | 10 | 2400 | 0 | 180.65 | 168.04 | 10 | 0
2030 | SOCO_2_ENT | SOCO | ENT | Internal | Summer | B2 | 25 | 2400 | 0 | 190.62 | 178.01 | 10 | 0
2030 | SOCO_2_ENT | SOCO | ENT | Internal | Summer | B3 | 75 | 2400 | 0 | 171.31 | 158.7 | 10 | 0
2030 | SOCO_2_ENT | SOCO | ENT | Internal | Summer | B4 | 100 | 2400 | 0 | 155.73 | 147.78 | 10 | 0
2030 | SOCO_2_ENT | SOCO | ENT | Internal | Summer | B5 | 200 | 2400 | 0 | 154.31 | 146.31 | 10 | 0
2030 | SOCO_2_ENT | SOCO | ENT | Internal | Summer | B6 | 300 | 2400 | 0 | 106.39 | 98.39 | 10 | 0
2030 | SOCO_2_ENT | SOCO | ENT | Internal | Summer | B7 | 400 | 2400 | 0 | 94.72 | 92.5 | 10 | 0
2030 | SOCO_2_ENT | SOCO | ENT | Internal | Summer | B8 | 500 | 2400 | 0 | 90.83 | 91.82 | 10 | 0
2030 | SOCO_2_ENT | SOCO | ENT | Internal | Summer | B9 | 800 | 2400 | 0 | 90.83 | 90.28 | 10 | 0
2030 | SOCO_2_ENT | SOCO | ENT | Internal | Summer | B10 | 1262 | 2400 | 0 | 85.23 | 77.23 | 10 | 0
2030 | SOCO_2_ENT | SOCO | ENT | Internal | Winter | B16 | 25 | 2400 | 0 | 104.53 | 93.48 | 10 | 0
2030 | SOCO_2_ENT | SOCO | ENT | Internal | Winter | B17 | 100 | 2400 | 0 | 95.49 | 93.48 | 10 | 0
2030 | SOCO_2_ENT | SOCO | ENT | Internal | Winter | B18 | 400 | 2400 | 0 | 95.49 | 93.48 | 10 | 0
2030 | SOCO_2_ENT | SOCO | ENT | Internal | Winter | B19 | 700 | 2400 | 0 | 94.76 | 86.76 | 10 | 0
2030 | SOCO_2_ENT | SOCO | ENT | Internal | Winter | B20 | 935 | 2400 | 0 | 87.32 | 79.32 | 10 | 0
2030 | SOCO_2_FRCC | SOCO | FRCC | Internal | Shoulder | B11 | 25 | 3700 | 2550.37 | 106.95 | 116.95 | 10 | 0
2030 | SOCO_2_FRCC | SOCO | FRCC | Internal | Shoulder | B12 | 200 | 3700 | 0 | 92.33 | 97.57 | 10 | 0
2030 | SOCO_2_FRCC | SOCO | FRCC | Internal | Shoulder | B13 | 600 | 3700 | 0 | 92.33 | 97.57 | 10 | 0
2030 | SOCO_2_FRCC | SOCO | FRCC | Internal | Shoulder | B14 | 900 | 3700 | 0 | 92.33 | 91.17 | 10 | 0
2030 | SOCO_2_FRCC | SOCO | FRCC | Internal | Shoulder | B15 | 1203 | 3700 | 0 | 84.24 | 84.39 | 10 | 0
2030 | SOCO_2_FRCC | SOCO | FRCC | Internal | Summer | B1 | 10 | 3700 | 5798.97 | 180.65 | 190.66 | 10 | 0.01
2030 | SOCO_2_FRCC | SOCO | FRCC | Internal | Summer | B2 | 25 | 3700 | 3111.26 | 190.62 | 200.62 | 10 | 0
2030 | SOCO_2_FRCC | SOCO | FRCC | Internal | Summer | B3 | 75 | 3700 | 1649.24 | 171.31 | 181.31 | 10 | 0
2030 | SOCO_2_FRCC | SOCO | FRCC | Internal | Summer | B4 | 100 | 3700 | 1023.05 | 155.73 | 165.73 | 10 | 0
2030 | SOCO_2_FRCC | SOCO | FRCC | Internal | Summer | B5 | 200 | 3700 | 0 | 154.31 | 151.51 | 10 | 0
2030 | SOCO_2_FRCC | SOCO | FRCC | Internal | Summer | B6 | 300 | 3700 | 0 | 106.39 | 109.22 | 10 | 0
2030 | SOCO_2_FRCC | SOCO | FRCC | Internal | Summer | B7 | 400 | 3700 | 0 | 94.72 | 96.66 | 10 | 0
2030 | SOCO_2_FRCC | SOCO | FRCC | Internal | Summer | B8 | 500 | 3700 | 0 | 90.83 | 96.66 | 10 | 0
2030 | SOCO_2_FRCC | SOCO | FRCC | Internal | Summer | B9 | 800 | 3700 | 0 | 90.83 | 96.66 | 10 | 0
2030 | SOCO_2_FRCC | SOCO | FRCC | Internal | Summer | B10 | 1262 | 3700 | 0 | 85.23 | 83.61 | 10 | 0
2030 | SOCO_2_FRCC | SOCO | FRCC | Internal | Winter | B16 | 25 | 3700 | 327.07 | 104.53 | 114.53 | 10 | 0
2030 | SOCO_2_FRCC | SOCO | FRCC | Internal | Winter | B17 | 100 | 3700 | 0 | 95.49 | 100.23 | 10 | 0
2030 | SOCO_2_FRCC | SOCO | FRCC | Internal | Winter | B18 | 400 | 3700 | 0 | 95.49 | 100.23 | 10 | 0
2030 | SOCO_2_FRCC | SOCO | FRCC | Internal | Winter | B19 | 700 | 3700 | 0 | 94.76 | 87.38 | 10 | 0
2030 | SOCO_2_FRCC | SOCO | FRCC | Internal | Winter | B20 | 935 | 3700 | 0 | 87.32 | 86.65 | 10 | 0
2030 | SOCO_2_VACAR | SOCO | VACAR | Internal | Shoulder | B11 | 25 | 2000 | 0 | 106.95 | 105.39 | 10 | 0
2030 | SOCO_2_VACAR | SOCO | VACAR | Internal | Shoulder | B12 | 200 | 2000 | 0 | 92.33 | 95.68 | 10 | 0
2030 | SOCO_2_VACAR | SOCO | VACAR | Internal | Shoulder | B13 | 600 | 2000 | 0 | 92.33 | 93.66 | 10 | 0
2030 | SOCO_2_VACAR | SOCO | VACAR | Internal | Shoulder | B14 | 900 | 2000 | 0 | 92.33 | 85.33 | 10 | 0
2030 | SOCO_2_VACAR | SOCO | VACAR | Internal | Shoulder | B15 | 1203 | 2000 | 0 | 84.24 | 82.78 | 10 | 0
2030 | SOCO_2_VACAR | SOCO | VACAR | Internal | Summer | B1 | 10 | 2000 | 0 | 180.65 | 175.43 | 10 | 0
2030 | SOCO_2_VACAR | SOCO | VACAR | Internal | Summer | B2 | 25 | 2000 | 0 | 190.62 | 183.62 | 10 | 0
2030 | SOCO_2_VACAR | SOCO | VACAR | Internal | Summer | B3 | 75 | 2000 | 0 | 171.31 | 164.31 | 10 | 0
2030 | SOCO_2_VACAR | SOCO | VACAR | Internal | Summer | B4 | 100 | 2000 | 0 | 155.73 | 148.72 | 10 | 0
2030 | SOCO_2_VACAR | SOCO | VACAR | Internal | Summer | B5 | 200 | 2000 | 0 | 154.31 | 147.83 | 10 | 0
2030 | SOCO_2_VACAR | SOCO | VACAR | Internal | Summer | B6 | 300 | 2000 | 0 | 106.39 | 112.63 | 10 | 0
2030 | SOCO_2_VACAR | SOCO | VACAR | Internal | Summer | B7 | 400 | 2000 | 339.91 | 94.72 | 104.72 | 10 | 0
2030 | SOCO_2_VACAR | SOCO | VACAR | Internal | Summer | B8 | 500 | 2000 | 0 | 90.83 | 94.73 | 10 | 0
2030 | SOCO_2_VACAR | SOCO | VACAR | Internal | Summer | B9 | 800 | 2000 | 0 | 90.83 | 83.83 | 10 | 0
2030 | SOCO_2_VACAR | SOCO | VACAR | Internal | Summer | B10 | 1262 | 2000 | 0 | 85.23 | 80.82 | 10 | 0
2030 | SOCO_2_VACAR | SOCO | VACAR | Internal | Winter | B16 | 25 | 2000 | 0 | 104.53 | 100.56 | 10 | 0
2030 | SOCO_2_VACAR | SOCO | VACAR | Internal | Winter | B17 | 100 | 2000 | 0 | 95.49 | 98.64 | 10 | 0
2030 | SOCO_2_VACAR | SOCO | VACAR | Internal | Winter | B18 | 400 | 2000 | 0 | 95.49 | 97.12 | 10 | 0
2030 | SOCO_2_VACAR | SOCO | VACAR | Internal | Winter | B19 | 700 | 2000 | 0 | 94.76 | 90.28 | 10 | 0
2030 | SOCO_2_VACAR | SOCO | VACAR | Internal | Winter | B20 | 935 | 2000 | 0 | 87.32 | 86.43 | 10 | 0
2030 | SPP_N_2_ENT | SPP_N | ENT | Internal | Shoulder | B11 | 25 | 1800 | 1800 | 70.71 | 98.95 | 5 | 23.24
2030 | SPP_N_2_ENT | SPP_N | ENT | Internal | Shoulder | B12 | 200 | 1800 | 1800 | 55.16 | 90.32 | 5 | 30.16
2030 | SPP_N_2_ENT | SPP_N | ENT | Internal | Shoulder | B13 | 600 | 1800 | 1800 | 53.72 | 90.32 | 5 | 31.6
2030 | SPP_N_2_ENT | SPP_N | ENT | Internal | Shoulder | B14 | 900 | 1800 | 1800 | 44.58 | 79.74 | 5 | 30.16
2030 | SPP_N_2_ENT | SPP_N | ENT | Internal | Shoulder | B15 | 1203 | 1800 | 1800 | 41.07 | 76.24 | 5 | 30.16
2030 | SPP_N_2_ENT | SPP_N | ENT | Internal | Summer | B1 | 10 | 1800 | 1800 | 133.16 | 168.04 | 5 | 29.88
2030 | SPP_N_2_ENT | SPP_N | ENT | Internal | Summer | B2 | 25 | 1800 | 1800 | 142.85 | 178.01 | 5 | 30.16
2030 | SPP_N_2_ENT | SPP_N | ENT | Internal | Summer | B3 | 75 | 1800 | 1800 | 144.6 | 158.7 | 5 | 9.09
2030 | SPP_N_2_ENT | SPP_N | ENT | Internal | Summer | B4 | 100 | 1800 | 1800 | 134.78 | 147.78 | 5 | 8
2030 | SPP_N_2_ENT | SPP_N | ENT | Internal | Summer | B5 | 200 | 1800 | 1800 | 114.91 | 146.31 | 5 | 26.4
2030 | SPP_N_2_ENT | SPP_N | ENT | Internal | Summer | B6 | 300 | 1800 | 1800 | 92.78 | 98.39 | 5 | 0.61
2030 | SPP_N_2_ENT | SPP_N | ENT | Internal | Summer | B7 | 400 | 1800 | 1800 | 82.03 | 92.5 | 5 | 5.47
2030 | SPP_N_2_ENT | SPP_N | ENT | Internal | Summer | B8 | 500 | 1800 | 1800 | 69.17 | 91.82 | 5 | 17.65
2030 | SPP_N_2_ENT | SPP_N | ENT | Internal | Summer | B9 | 800 | 1800 | 1800 | 57.97 | 90.28 | 5 | 27.31
2030 | SPP_N_2_ENT | SPP_N | ENT | Internal | Summer | B10 | 1262 | 1800 | 2697.52 | 39.66 | 77.23 | 5 | 32.57
2030 | SPP_N_2_ENT | SPP_N | ENT | Internal | Winter | B16 | 25 | 1800 | 1800 | 58.29 | 93.48 | 5 | 30.19
2030 | SPP_N_2_ENT | SPP_N | ENT | Internal | Winter | B17 | 100 | 1800 | 1800 | 56.36 | 93.48 | 5 | 32.12
2030 | SPP_N_2_ENT | SPP_N | ENT | Internal | Winter | B18 | 400 | 1800 | 1800 | 57.18 | 93.48 | 5 | 31.3
2030 | SPP_N_2_ENT | SPP_N | ENT | Internal | Winter | B19 | 700 | 1800 | 1800 | 49.53 | 86.76 | 5 | 32.23
2030 | SPP_N_2_ENT | SPP_N | ENT | Internal | Winter | B20 | 935 | 1800 | 1800 | 44.15 | 79.32 | 5 | 30.16
2030 | SPP_N_2_MISO_MO-IL | SPP_N | MISO_MO-IL | Internal | Shoulder | B11 | 25 | 2000 | 2000 | 70.71 | 90.95 | 5 | 15.24
2030 | SPP_N_2_MISO_MO-IL | SPP_N | MISO_MO-IL | Internal | Shoulder | B12 | 200 | 2000 | 2000 | 55.16 | 83.71 | 5 | 23.55
2030 | SPP_N_2_MISO_MO-IL | SPP_N | MISO_MO-IL | Internal | Shoulder | B13 | 600 | 2000 | 2000 | 53.72 | 82.32 | 5 | 23.6
2030 | SPP_N_2_MISO_MO-IL | SPP_N | MISO_MO-IL | Internal | Shoulder | B14 | 900 | 2000 | 2000 | 44.58 | 75.92 | 5 | 26.34
2030 | SPP_N_2_MISO_MO-IL | SPP_N | MISO_MO-IL | Internal | Shoulder | B15 | 1203 | 2000 | 2000 | 41.07 | 74.14 | 5 | 28.07
2030 | SPP_N_2_MISO_MO-IL | SPP_N | MISO_MO-IL | Internal | Summer | B1 | 10 | 2000 | 2000 | 133.16 | 160.04 | 5 | 21.88
2030 | SPP_N_2_MISO_MO-IL | SPP_N | MISO_MO-IL | Internal | Summer | B2 | 25 | 2000 | 2000 | 142.85 | 169.27 | 5 | 21.43
2030 | SPP_N_2_MISO_MO-IL | SPP_N | MISO_MO-IL | Internal | Summer | B3 | 75 | 2000 | 426.95 | 144.6 | 149.6 | 5 | 0
2030 | SPP_N_2_MISO_MO-IL | SPP_N | MISO_MO-IL | Internal | Summer | B4 | 100 | 2000 | 1757.71 | 134.78 | 139.78 | 5 | 0
2030 | SPP_N_2_MISO_MO-IL | SPP_N | MISO_MO-IL | Internal | Summer | B5 | 200 | 2000 | 2000 | 114.91 | 138.31 | 5 | 18.4
2030 | SPP_N_2_MISO_MO-IL | SPP_N | MISO_MO-IL | Internal | Summer | B6 | 300 | 2000 | 2000 | 92.78 | 99.24 | 5 | 1.46
2030 | SPP_N_2_MISO_MO-IL | SPP_N | MISO_MO-IL | Internal | Summer | B7 | 400 | 2000 | 2000 | 82.03 | 91.33 | 5 | 4.3
2030 | SPP_N_2_MISO_MO-IL | SPP_N | MISO_MO-IL | Internal | Summer | B8 | 500 | 2000 | 2000 | 69.17 | 86.19 | 5 | 12.02
2030 | SPP_N_2_MISO_MO-IL | SPP_N | MISO_MO-IL | Internal | Summer | B9 | 800 | 2000 | 2000 | 57.97 | 82.28 | 5 | 19.31
2030 | SPP_N_2_MISO_MO-IL | SPP_N | MISO_MO-IL | Internal | Summer | B10 | 1262 | 2000 | 2000 | 39.66 | 72.65 | 5 | 27.99
2030 | SPP_N_2_MISO_MO-IL | SPP_N | MISO_MO-IL | Internal | Winter | B16 | 25 | 2000 | 2000 | 58.29 | 91.04 | 5 | 27.75
2030 | SPP_N_2_MISO_MO-IL | SPP_N | MISO_MO-IL | Internal | Winter | B17 | 100 | 2000 | 2000 | 56.36 | 89.12 | 5 | 27.75
2030 | SPP_N_2_MISO_MO-IL | SPP_N | MISO_MO-IL | Internal | Winter | B18 | 400 | 2000 | 2000 | 57.18 | 85.48 | 5 | 23.3
2030 | SPP_N_2_MISO_MO-IL | SPP_N | MISO_MO-IL | Internal | Winter | B19 | 700 | 2000 | 2000 | 49.53 | 78.76 | 5 | 24.23
2030 | SPP_N_2_MISO_MO-IL | SPP_N | MISO_MO-IL | Internal | Winter | B20 | 935 | 2000 | 2000 | 44.15 | 77.22 | 5 | 28.07
2030 | SPP_N_2_MISO_W | SPP_N | MISO_W | Internal | Shoulder | B11 | 25 | 750 | 0 | 70.71 | 75.69 | 5 | 0
2030 | SPP_N_2_MISO_W | SPP_N | MISO_W | Internal | Shoulder | B12 | 200 | 750 | 750 | 55.16 | 65.99 | 5 | 5.83
2030 | SPP_N_2_MISO_W | SPP_N | MISO_W | Internal | Shoulder | B13 | 600 | 750 | 750 | 53.72 | 63.97 | 5 | 5.24
2030 | SPP_N_2_MISO_W | SPP_N | MISO_W | Internal | Shoulder | B14 | 900 | 750 | 5960.77 | 44.58 | 55.64 | 5 | 6.06
2030 | SPP_N_2_MISO_W | SPP_N | MISO_W | Internal | Shoulder | B15 | 1203 | 750 | 8853.45 | 41.07 | 52.13 | 5 | 6.06
2030 | SPP_N_2_MISO_W | SPP_N | MISO_W | Internal | Summer | B1 | 10 | 750 | 7909.04 | 133.16 | 144.22 | 5 | 6.06
2030 | SPP_N_2_MISO_W | SPP_N | MISO_W | Internal | Summer | B2 | 25 | 750 | 750 | 142.85 | 152.41 | 5 | 4.56
2030 | SPP_N_2_MISO_W | SPP_N | MISO_W | Internal | Summer | B3 | 75 | 750 | 0 | 144.6 | 138.7 | 5 | 0
2030 | SPP_N_2_MISO_W | SPP_N | MISO_W | Internal | Summer | B4 | 100 | 750 | 0 | 134.78 | 127.78 | 5 | 0
2030 | SPP_N_2_MISO_W | SPP_N | MISO_W | Internal | Summer | B5 | 200 | 750 | 0 | 114.91 | 116.62 | 5 | 0
2030 | SPP_N_2_MISO_W | SPP_N | MISO_W | Internal | Summer | B6 | 300 | 750 | 0 | 92.78 | 88.65 | 5 | 0
2030 | SPP_N_2_MISO_W | SPP_N | MISO_W | Internal | Summer | B7 | 400 | 750 | 0 | 82.03 | 75.03 | 5 | 0
2030 | SPP_N_2_MISO_W | SPP_N | MISO_W | Internal | Summer | B8 | 500 | 750 | 0 | 69.17 | 65.04 | 5 | 0
2030 | SPP_N_2_MISO_W | SPP_N | MISO_W | Internal | Summer | B9 | 800 | 750 | 0 | 57.97 | 61.32 | 5 | 0
2030 | SPP_N_2_MISO_W | SPP_N | MISO_W | Internal | Summer | B10 | 1262 | 750 | 750 | 39.66 | 50.64 | 5 | 5.98
2030 | SPP_N_2_MISO_W | SPP_N | MISO_W | Internal | Winter | B16 | 25 | 750 | 1467.42 | 58.29 | 69.35 | 5 | 6.06
2030 | SPP_N_2_MISO_W | SPP_N | MISO_W | Internal | Winter | B17 | 100 | 750 | 2044.32 | 56.36 | 67.42 | 5 | 6.06
2030 | SPP_N_2_MISO_W | SPP_N | MISO_W | Internal | Winter | B18 | 400 | 750 | 750 | 57.18 | 67.42 | 5 | 5.24
2030 | SPP_N_2_MISO_W | SPP_N | MISO_W | Internal | Winter | B19 | 700 | 750 | 927.78 | 49.53 | 60.59 | 5 | 6.06
2030 | SPP_N_2_MISO_W | SPP_N | MISO_W | Internal | Winter | B20 | 935 | 750 | 6807.01 | 44.15 | 55.21 | 5 | 6.06
2030 | SPP_N_2_NE | SPP_N | NE | Internal | Shoulder | B11 | 25 | 330 | 0 | 70.71 | 70.69 | 0.01 | 0
2030 | SPP_N_2_NE | SPP_N | NE | Internal | Shoulder | B12 | 200 | 330 | 330 | 55.16 | 55.74 | 0.01 | 0.57
2030 | SPP_N_2_NE | SPP_N | NE | Internal | Shoulder | B13 | 600 | 330 | 0 | 53.72 | 53.71 | 0.01 | 0
2030 | SPP_N_2_NE | SPP_N | NE | Internal | Shoulder | B14 | 900 | 330 | 330 | 44.58 | 45.39 | 0.01 | 0.8
2030 | SPP_N_2_NE | SPP_N | NE | Internal | Shoulder | B15 | 1203 | 330 | 330 | 41.07 | 41.88 | 0.01 | 0.8
2030 | SPP_N_2_NE | SPP_N | NE | Internal | Summer | B1 | 10 | 330 | 889.93 | 133.16 | 135.87 | 0.01 | 2.7
2030 | SPP_N_2_NE | SPP_N | NE | Internal | Summer | B2 | 25 | 330 | 0 | 142.85 | 142.83 | 0.01 | 0
2030 | SPP_N_2_NE | SPP_N | NE | Internal | Summer | B3 | 75 | 330 | 0 | 144.6 | 140.47 | 0.01 | 0
2030 | SPP_N_2_NE | SPP_N | NE | Internal | Summer | B4 | 100 | 330 | 0 | 134.78 | 130.65 | 0.01 | 0
2030 | SPP_N_2_NE | SPP_N | NE | Internal | Summer | B5 | 200 | 330 | 0 | 114.91 | 114.9 | 0.01 | 0
2030 | SPP_N_2_NE | SPP_N | NE | Internal | Summer | B6 | 300 | 330 | 0 | 92.78 | 88.65 | 0.01 | 0
2030 | SPP_N_2_NE | SPP_N | NE | Internal | Summer | B7 | 400 | 330 | 0 | 82.03 | 77.9 | 0.01 | 0
2030 | SPP_N_2_NE | SPP_N | NE | Internal | Summer | B8 | 500 | 330 | 0 | 69.17 | 65.04 | 0.01 | 0
2030 | SPP_N_2_NE | SPP_N | NE | Internal | Summer | B9 | 800 | 330 | 0 | 57.97 | 56.32 | 0.01 | 0
2030 | SPP_N_2_NE | SPP_N | NE | Internal | Summer | B10 | 1262 | 330 | 330 | 39.66 | 40.39 | 0.01 | 0.72
2030 | SPP_N_2_NE | SPP_N | NE | Internal | Winter | B16 | 25 | 330 | 330 | 58.29 | 59.09 | 0.01 | 0.8
2030 | SPP_N_2_NE | SPP_N | NE | Internal | Winter | B17 | 100 | 330 | 330 | 56.36 | 57.17 | 0.01 | 0.8
2030 | SPP_N_2_NE | SPP_N | NE | Internal | Winter | B18 | 400 | 330 | 0 | 57.18 | 57.17 | 0.01 | 0
2030 | SPP_N_2_NE | SPP_N | NE | Internal | Winter | B19 | 700 | 330 | 330 | 49.53 | 50.34 | 0.01 | 0.8
2030 | SPP_N_2_NE | SPP_N | NE | Internal | Winter | B20 | 935 | 330 | 330 | 44.15 | 44.96 | 0.01 | 0.8
2030 | SPP_N_2_SPP_S | SPP_N | SPP_S | Internal | Shoulder | B11 | 25 | 4000 | 3557.24 | 70.71 | 70.72 | 0.01 | 0
2030 | SPP_N_2_SPP_S | SPP_N | SPP_S | Internal | Shoulder | B12 | 200 | 4000 | 2976.03 | 55.16 | 55.17 | 0.01 | 0
2030 | SPP_N_2_SPP_S | SPP_N | SPP_S | Internal | Shoulder | B13 | 600 | 4000 | 4000 | 53.72 | 55.17 | 0.01 | 1.43
2030 | SPP_N_2_SPP_S | SPP_N | SPP_S | Internal | Shoulder | B14 | 900 | 4000 | 1818.42 | 44.58 | 44.59 | 0.01 | 0
2030 | SPP_N_2_SPP_S | SPP_N | SPP_S | Internal | Shoulder | B15 | 1203 | 4000 | 1072.06 | 41.07 | 41.09 | 0.01 | 0
2030 | SPP_N_2_SPP_S | SPP_N | SPP_S | Internal | Summer | B1 | 10 | 4000 | 0 | 133.16 | 132.89 | 0.01 | 0
2030 | SPP_N_2_SPP_S | SPP_N | SPP_S | Internal | Summer | B2 | 25 | 4000 | 862.91 | 142.85 | 142.86 | 0.01 | 0
2030 | SPP_N_2_SPP_S | SPP_N | SPP_S | Internal | Summer | B3 | 75 | 4000 | 1079.4 | 144.6 | 144.62 | 0.01 | 0
2030 | SPP_N_2_SPP_S | SPP_N | SPP_S | Internal | Summer | B4 | 100 | 4000 | 870.29 | 134.78 | 134.79 | 0.01 | 0
2030 | SPP_N_2_SPP_S | SPP_N | SPP_S | Internal | Summer | B5 | 200 | 4000 | 0 | 114.91 | 114.9 | 0.01 | 0
2030 | SPP_N_2_SPP_S | SPP_N | SPP_S | Internal | Summer | B6 | 300 | 4000 | 905.93 | 92.78 | 92.79 | 0.01 | 0
2030 | SPP_N_2_SPP_S | SPP_N | SPP_S | Internal | Summer | B7 | 400 | 4000 | 4000 | 82.03 | 88.44 | 0.01 | 6.39
2030 | SPP_N_2_SPP_S | SPP_N | SPP_S | Internal | Summer | B8 | 500 | 4000 | 5645.27 | 69.17 | 77.05 | 0.01 | 7.87
2030 | SPP_N_2_SPP_S | SPP_N | SPP_S | Internal | Summer | B9 | 800 | 4000 | 4000 | 57.97 | 65.47 | 0.01 | 7.49
2030 | SPP_N_2_SPP_S | SPP_N | SPP_S | Internal | Summer | B10 | 1262 | 4000 | 4000 | 39.66 | 42.08 | 0.01 | 2.41
2030 | SPP_N_2_SPP_S | SPP_N | SPP_S | Internal | Winter | B16 | 25 | 4000 | 4000 | 58.29 | 58.33 | 0.01 | 0.03
2030 | SPP_N_2_SPP_S | SPP_N | SPP_S | Internal | Winter | B17 | 100 | 4000 | 4000 | 56.36 | 58.33 | 0.01 | 1.95
2030 | SPP_N_2_SPP_S | SPP_N | SPP_S | Internal | Winter | B18 | 400 | 4000 | 4000 | 57.18 | 58.33 | 0.01 | 1.13
2030 | SPP_N_2_SPP_S | SPP_N | SPP_S | Internal | Winter | B19 | 700 | 4000 | 4000 | 49.53 | 51.61 | 0.01 | 2.07
2030 | SPP_N_2_SPP_S | SPP_N | SPP_S | Internal | Winter | B20 | 935 | 4000 | 1869.5 | 44.15 | 44.16 | 0.01 | 0
2030 | SPP_S_2_ENT | SPP_S | ENT | Internal | Shoulder | B11 | 25 | 850 | 850 | 70.72 | 98.95 | 5 | 23.23
2030 | SPP_S_2_ENT | SPP_S | ENT | Internal | Shoulder | B12 | 200 | 850 | 4471.83 | 55.17 | 90.32 | 5 | 30.15
2030 | SPP_S_2_ENT | SPP_S | ENT | Internal | Shoulder | B13 | 600 | 850 | 6211.6 | 55.17 | 90.32 | 5 | 30.15
2030 | SPP_S_2_ENT | SPP_S | ENT | Internal | Shoulder | B14 | 900 | 850 | 9092.2 | 44.59 | 79.74 | 5 | 30.15
2030 | SPP_S_2_ENT | SPP_S | ENT | Internal | Shoulder | B15 | 1203 | 850 | 10070.52 | 41.09 | 76.24 | 5 | 30.15
2030 | SPP_S_2_ENT | SPP_S | ENT | Internal | Summer | B1 | 10 | 850 | 12393.21 | 132.89 | 168.04 | 5 | 30.15
2030 | SPP_S_2_ENT | SPP_S | ENT | Internal | Summer | B2 | 25 | 850 | 4830.61 | 142.86 | 178.01 | 5 | 30.15
2030 | SPP_S_2_ENT | SPP_S | ENT | Internal | Summer | B3 | 75 | 850 | 850 | 144.62 | 158.7 | 5 | 9.08
2030 | SPP_S_2_ENT | SPP_S | ENT | Internal | Summer | B4 | 100 | 850 | 850 | 134.79 | 147.78 | 5 | 7.99
2030 | SPP_S_2_ENT | SPP_S | ENT | Internal | Summer | B5 | 200 | 850 | 850 | 114.9 | 146.31 | 5 | 26.41
2030 | SPP_S_2_ENT | SPP_S | ENT | Internal | Summer | B6 | 300 | 850 | 850 | 92.79 | 98.39 | 5 | 0.6
2030 | SPP_S_2_ENT | SPP_S | ENT | Internal | Summer | B7 | 400 | 850 | 0 | 88.44 | 92.5 | 5 | 0
2030 | SPP_S_2_ENT | SPP_S | ENT | Internal | Summer | B8 | 500 | 850 | 850 | 77.05 | 91.82 | 5 | 9.77
2030 | SPP_S_2_ENT | SPP_S | ENT | Internal | Summer | B9 | 800 | 850 | 850 | 65.47 | 90.28 | 5 | 19.81
2030 | SPP_S_2_ENT | SPP_S | ENT | Internal | Summer | B10 | 1262 | 850 | 5042.72 | 42.08 | 77.23 | 5 | 30.15
2030 | SPP_S_2_ENT | SPP_S | ENT | Internal | Winter | B16 | 25 | 850 | 6792.34 | 58.33 | 93.48 | 5 | 30.15
2030 | SPP_S_2_ENT | SPP_S | ENT | Internal | Winter | B17 | 100 | 850 | 6807.86 | 58.33 | 93.48 | 5 | 30.15
2030 | SPP_S_2_ENT | SPP_S | ENT | Internal | Winter | B18 | 400 | 850 | 5871.64 | 58.33 | 93.48 | 5 | 30.15
2030 | SPP_S_2_ENT | SPP_S | ENT | Internal | Winter | B19 | 700 | 850 | 7312.91 | 51.61 | 86.76 | 5 | 30.15
2030 | SPP_S_2_ENT | SPP_S | ENT | Internal | Winter | B20 | 935 | 850 | 7804.5 | 44.16 | 79.32 | 5 | 30.15
2030 | SPP_S_2_SPP_N | SPP_S | SPP_N | Internal | Shoulder | B11 | 25 | 640 | 0 | 70.72 | 70.71 | 0.01 | 0
2030 | SPP_S_2_SPP_N | SPP_S | SPP_N | Internal | Shoulder | B12 | 200 | 640 | 0 | 55.17 | 55.16 | 0.01 | 0
2030 | SPP_S_2_SPP_N | SPP_S | SPP_N | Internal | Shoulder | B13 | 600 | 640 | 0 | 55.17 | 53.72 | 0.01 | 0
2030 | SPP_S_2_SPP_N | SPP_S | SPP_N | Internal | Shoulder | B14 | 900 | 640 | 0 | 44.59 | 44.58 | 0.01 | 0
2030 | SPP_S_2_SPP_N | SPP_S | SPP_N | Internal | Shoulder | B15 | 1203 | 640 | 0 | 41.09 | 41.07 | 0.01 | 0
2030 | SPP_S_2_SPP_N | SPP_S | SPP_N | Internal | Summer | B1 | 10 | 640 | 640 | 132.89 | 133.16 | 0.01 | 0.26
2030 | SPP_S_2_SPP_N | SPP_S | SPP_N | Internal | Summer | B2 | 25 | 640 | 0 | 142.86 | 142.85 | 0.01 | 0
2030 | SPP_S_2_SPP_N | SPP_S | SPP_N | Internal | Summer | B3 | 75 | 640 | 0 | 144.62 | 144.6 | 0.01 | 0
2030 | SPP_S_2_SPP_N | SPP_S | SPP_N | Internal | Summer | B4 | 100 | 640 | 0 | 134.79 | 134.78 | 0.01 | 0
2030 | SPP_S_2_SPP_N | SPP_S | SPP_N | Internal | Summer | B5 | 200 | 640 | 600.44 | 114.9 | 114.91 | 0.01 | 0
2030 | SPP_S_2_SPP_N | SPP_S | SPP_N | Internal | Summer | B6 | 300 | 640 | 0 | 92.79 | 92.78 | 0.01 | 0
2030 | SPP_S_2_SPP_N | SPP_S | SPP_N | Internal | Summer | B7 | 400 | 640 | 0 | 88.44 | 82.03 | 0.01 | 0
2030 | SPP_S_2_SPP_N | SPP_S | SPP_N | Internal | Summer | B8 | 500 | 640 | 0 | 77.05 | 69.17 | 0.01 | 0
2030 | SPP_S_2_SPP_N | SPP_S | SPP_N | Internal | Summer | B9 | 800 | 640 | 0 | 65.47 | 57.97 | 0.01 | 0
2030 | SPP_S_2_SPP_N | SPP_S | SPP_N | Internal | Summer | B10 | 1262 | 640 | 0 | 42.08 | 39.66 | 0.01 | 0
2030 | SPP_S_2_SPP_N | SPP_S | SPP_N | Internal | Winter | B16 | 25 | 640 | 0 | 58.33 | 58.29 | 0.01 | 0
2030 | SPP_S_2_SPP_N | SPP_S | SPP_N | Internal | Winter | B17 | 100 | 640 | 0 | 58.33 | 56.36 | 0.01 | 0
2030 | SPP_S_2_SPP_N | SPP_S | SPP_N | Internal | Winter | B18 | 400 | 640 | 0 | 58.33 | 57.18 | 0.01 | 0
2030 | SPP_S_2_SPP_N | SPP_S | SPP_N | Internal | Winter | B19 | 700 | 640 | 0 | 51.61 | 49.53 | 0.01 | 0
2030 | SPP_S_2_SPP_N | SPP_S | SPP_N | Internal | Winter | B20 | 935 | 640 | 0 | 44.16 | 44.15 | 0.01 | 0
2030 | TVA_2_ENT | TVA | ENT | Internal | Shoulder | B11 | 25 | 500 | 0 | 98.96 | 98.95 | 9 | 0
2030 | TVA_2_ENT | TVA | ENT | Internal | Shoulder | B12 | 200 | 500 | 0 | 91.72 | 90.32 | 9 | 0
2030 | TVA_2_ENT | TVA | ENT | Internal | Shoulder | B13 | 600 | 500 | 0 | 90.33 | 90.32 | 9 | 0
2030 | TVA_2_ENT | TVA | ENT | Internal | Shoulder | B14 | 900 | 500 | 0 | 84.64 | 79.74 | 9 | 0
2030 | TVA_2_ENT | TVA | ENT | Internal | Shoulder | B15 | 1203 | 500 | 0 | 82.15 | 76.24 | 9 | 0
2030 | TVA_2_ENT | TVA | ENT | Internal | Summer | B1 | 10 | 500 | 0 | 173.92 | 168.04 | 9 | 0
2030 | TVA_2_ENT | TVA | ENT | Internal | Summer | B2 | 25 | 500 | 0 | 182.11 | 178.01 | 9 | 0
2030 | TVA_2_ENT | TVA | ENT | Internal | Summer | B3 | 75 | 500 | 0 | 162.32 | 158.7 | 9 | 0
2030 | TVA_2_ENT | TVA | ENT | Internal | Summer | B4 | 100 | 500 | 0 | 147.79 | 147.78 | 9 | 0
2030 | TVA_2_ENT | TVA | ENT | Internal | Summer | B5 | 200 | 500 | 0 | 146.32 | 146.31 | 9 | 0
2030 | TVA_2_ENT | TVA | ENT | Internal | Summer | B6 | 300 | 500 | 0 | 106.4 | 98.39 | 9 | 0
2030 | TVA_2_ENT | TVA | ENT | Internal | Summer | B7 | 400 | 500 | 0 | 94.25 | 92.5 | 9 | 0
2030 | TVA_2_ENT | TVA | ENT | Internal | Summer | B8 | 500 | 500 | 0 | 94.21 | 91.82 | 9 | 0
2030 | TVA_2_ENT | TVA | ENT | Internal | Summer | B9 | 800 | 500 | 0 | 90.29 | 90.28 | 9 | 0
2030 | TVA_2_ENT | TVA | ENT | Internal | Summer | B10 | 1262 | 500 | 0 | 80.34 | 77.23 | 9 | 0
2030 | TVA_2_ENT | TVA | ENT | Internal | Winter | B16 | 25 | 500 | 0 | 99.05 | 93.48 | 9 | 0
2030 | TVA_2_ENT | TVA | ENT | Internal | Winter | B17 | 100 | 500 | 0 | 97.13 | 93.48 | 9 | 0
2030 | TVA_2_ENT | TVA | ENT | Internal | Winter | B18 | 400 | 500 | 0 | 93.49 | 93.48 | 9 | 0
2030 | TVA_2_ENT | TVA | ENT | Internal | Winter | B19 | 700 | 500 | 0 | 86.77 | 86.76 | 9 | 0
2030 | TVA_2_ENT | TVA | ENT | Internal | Winter | B20 | 935 | 500 | 0 | 85.23 | 79.32 | 9 | 0
2030 | TVA_2_SOCO | TVA | SOCO | Internal | Shoulder | B11 | 25 | 500 | 0 | 98.96 | 106.95 | 9 | 0
2030 | TVA_2_SOCO | TVA | SOCO | Internal | Shoulder | B12 | 200 | 500 | 0 | 91.72 | 92.33 | 9 | 0
2030 | TVA_2_SOCO | TVA | SOCO | Internal | Shoulder | B13 | 600 | 500 | 0 | 90.33 | 92.33 | 9 | 0
2030 | TVA_2_SOCO | TVA | SOCO | Internal | Shoulder | B14 | 900 | 500 | 0 | 84.64 | 92.33 | 9 | 0
2030 | TVA_2_SOCO | TVA | SOCO | Internal | Shoulder | B15 | 1203 | 500 | 0 | 82.15 | 84.24 | 9 | 0
2030 | TVA_2_SOCO | TVA | SOCO | Internal | Summer | B1 | 10 | 500 | 0 | 173.92 | 180.65 | 9 | 0
2030 | TVA_2_SOCO | TVA | SOCO | Internal | Summer | B2 | 25 | 500 | 0 | 182.11 | 190.62 | 9 | 0
2030 | TVA_2_SOCO | TVA | SOCO | Internal | Summer | B3 | 75 | 500 | 0 | 162.32 | 171.31 | 9 | 0
2030 | TVA_2_SOCO | TVA | SOCO | Internal | Summer | B4 | 100 | 500 | 0 | 147.79 | 155.73 | 9 | 0
2030 | TVA_2_SOCO | TVA | SOCO | Internal | Summer | B5 | 200 | 500 | 0 | 146.32 | 154.31 | 9 | 0
2030 | TVA_2_SOCO | TVA | SOCO | Internal | Summer | B6 | 300 | 500 | 0 | 106.4 | 106.39 | 9 | 0
2030 | TVA_2_SOCO | TVA | SOCO | Internal | Summer | B7 | 400 | 500 | 0 | 94.25 | 94.72 | 9 | 0
2030 | TVA_2_SOCO | TVA | SOCO | Internal | Summer | B8 | 500 | 500 | 0 | 94.21 | 90.83 | 9 | 0
2030 | TVA_2_SOCO | TVA | SOCO | Internal | Summer | B9 | 800 | 500 | 0 | 90.29 | 90.83 | 9 | 0
2030 | TVA_2_SOCO | TVA | SOCO | Internal | Summer | B10 | 1262 | 500 | 0 | 80.34 | 85.23 | 9 | 0
2030 | TVA_2_SOCO | TVA | SOCO | Internal | Winter | B16 | 25 | 500 | 0 | 99.05 | 104.53 | 9 | 0
2030 | TVA_2_SOCO | TVA | SOCO | Internal | Winter | B17 | 100 | 500 | 0 | 97.13 | 95.49 | 9 | 0
2030 | TVA_2_SOCO | TVA | SOCO | Internal | Winter | B18 | 400 | 500 | 0 | 93.49 | 95.49 | 9 | 0
2030 | TVA_2_SOCO | TVA | SOCO | Internal | Winter | B19 | 700 | 500 | 0 | 86.77 | 94.76 | 9 | 0
2030 | TVA_2_SOCO | TVA | SOCO | Internal | Winter | B20 | 935 | 500 | 0 | 85.23 | 87.32 | 9 | 0
2030 | TVA_2_VACAR | TVA | VACAR | Internal | Shoulder | B11 | 25 | 150 | 0 | 98.96 | 105.39 | 9 | 0
2030 | TVA_2_VACAR | TVA | VACAR | Internal | Shoulder | B12 | 200 | 150 | 0 | 91.72 | 95.68 | 9 | 0
2030 | TVA_2_VACAR | TVA | VACAR | Internal | Shoulder | B13 | 600 | 150 | 0 | 90.33 | 93.66 | 9 | 0
2030 | TVA_2_VACAR | TVA | VACAR | Internal | Shoulder | B14 | 900 | 150 | 0 | 84.64 | 85.33 | 9 | 0
2030 | TVA_2_VACAR | TVA | VACAR | Internal | Shoulder | B15 | 1203 | 150 | 0 | 82.15 | 82.78 | 9 | 0
2030 | TVA_2_VACAR | TVA | VACAR | Internal | Summer | B1 | 10 | 150 | 0 | 173.92 | 175.43 | 9 | 0
2030 | TVA_2_VACAR | TVA | VACAR | Internal | Summer | B2 | 25 | 150 | 0 | 182.11 | 183.62 | 9 | 0
2030 | TVA_2_VACAR | TVA | VACAR | Internal | Summer | B3 | 75 | 150 | 0 | 162.32 | 164.31 | 9 | 0
2030 | TVA_2_VACAR | TVA | VACAR | Internal | Summer | B4 | 100 | 150 | 0 | 147.79 | 148.72 | 9 | 0
2030 | TVA_2_VACAR | TVA | VACAR | Internal | Summer | B5 | 200 | 150 | 0 | 146.32 | 147.83 | 9 | 0
2030 | TVA_2_VACAR | TVA | VACAR | Internal | Summer | B6 | 300 | 150 | 0 | 106.4 | 112.63 | 9 | 0
2030 | TVA_2_VACAR | TVA | VACAR | Internal | Summer | B7 | 400 | 150 | 150 | 94.25 | 104.72 | 9 | 1.47
2030 | TVA_2_VACAR | TVA | VACAR | Internal | Summer | B8 | 500 | 150 | 0 | 94.21 | 94.73 | 9 | 0
2030 | TVA_2_VACAR | TVA | VACAR | Internal | Summer | B9 | 800 | 150 | 0 | 90.29 | 83.83 | 9 | 0
2030 | TVA_2_VACAR | TVA | VACAR | Internal | Summer | B10 | 1262 | 150 | 0 | 80.34 | 80.82 | 9 | 0
2030 | TVA_2_VACAR | TVA | VACAR | Internal | Winter | B16 | 25 | 150 | 0 | 99.05 | 100.56 | 9 | 0
2030 | TVA_2_VACAR | TVA | VACAR | Internal | Winter | B17 | 100 | 150 | 0 | 97.13 | 98.64 | 9 | 0
2030 | TVA_2_VACAR | TVA | VACAR | Internal | Winter | B18 | 400 | 150 | 0 | 93.49 | 97.12 | 9 | 0
2030 | TVA_2_VACAR | TVA | VACAR | Internal | Winter | B19 | 700 | 150 | 0 | 86.77 | 90.28 | 9 | 0
2030 | TVA_2_VACAR | TVA | VACAR | Internal | Winter | B20 | 935 | 150 | 0 | 85.23 | 86.43 | 9 | 0
2030 | TVA_Transmission_2_ENT | TVA_Transmission | ENT | Internal | Shoulder | B11 | 25 | 3000 | 0 | 98.95 | 98.95 | 9 | 0
2030 | TVA_Transmission_2_ENT | TVA_Transmission | ENT | Internal | Shoulder | B12 | 200 | 3000 | 0 | 91.71 | 90.32 | 9 | 0
2030 | TVA_Transmission_2_ENT | TVA_Transmission | ENT | Internal | Shoulder | B13 | 600 | 3000 | 0 | 90.32 | 90.32 | 9 | 0
2030 | TVA_Transmission_2_ENT | TVA_Transmission | ENT | Internal | Shoulder | B14 | 900 | 3000 | 0 | 84.62 | 79.74 | 9 | 0
2030 | TVA_Transmission_2_ENT | TVA_Transmission | ENT | Internal | Shoulder | B15 | 1203 | 3000 | 0 | 82.14 | 76.24 | 9 | 0
2030 | TVA_Transmission_2_ENT | TVA_Transmission | ENT | Internal | Summer | B1 | 10 | 3000 | 0 | 173.91 | 168.04 | 9 | 0
2030 | TVA_Transmission_2_ENT | TVA_Transmission | ENT | Internal | Summer | B2 | 25 | 3000 | 0 | 182.1 | 178.01 | 9 | 0
2030 | TVA_Transmission_2_ENT | TVA_Transmission | ENT | Internal | Summer | B3 | 75 | 3000 | 0 | 162.31 | 158.7 | 9 | 0
2030 | TVA_Transmission_2_ENT | TVA_Transmission | ENT | Internal | Summer | B4 | 100 | 3000 | 0 | 147.78 | 147.78 | 9 | 0
2030 | TVA_Transmission_2_ENT | TVA_Transmission | ENT | Internal | Summer | B5 | 200 | 3000 | 0 | 146.31 | 146.31 | 9 | 0
2030 | TVA_Transmission_2_ENT | TVA_Transmission | ENT | Internal | Summer | B6 | 300 | 3000 | 0 | 106.39 | 98.39 | 9 | 0
2030 | TVA_Transmission_2_ENT | TVA_Transmission | ENT | Internal | Summer | B7 | 400 | 3000 | 0 | 97.7 | 92.5 | 9 | 0
2030 | TVA_Transmission_2_ENT | TVA_Transmission | ENT | Internal | Summer | B8 | 500 | 3000 | 0 | 94.19 | 91.82 | 9 | 0
2030 | TVA_Transmission_2_ENT | TVA_Transmission | ENT | Internal | Summer | B9 | 800 | 3000 | 0 | 90.28 | 90.28 | 9 | 0
2030 | TVA_Transmission_2_ENT | TVA_Transmission | ENT | Internal | Summer | B10 | 1262 | 3000 | 0 | 80.33 | 77.23 | 9 | 0
2030 | TVA_Transmission_2_ENT | TVA_Transmission | ENT | Internal | Winter | B16 | 25 | 3000 | 0 | 99.04 | 93.48 | 9 | 0
2030 | TVA_Transmission_2_ENT | TVA_Transmission | ENT | Internal | Winter | B17 | 100 | 3000 | 0 | 97.12 | 93.48 | 9 | 0
2030 | TVA_Transmission_2_ENT | TVA_Transmission | ENT | Internal | Winter | B18 | 400 | 3000 | 0 | 93.48 | 93.48 | 9 | 0
2030 | TVA_Transmission_2_ENT | TVA_Transmission | ENT | Internal | Winter | B19 | 700 | 3000 | 0 | 86.76 | 86.76 | 9 | 0
2030 | TVA_Transmission_2_ENT | TVA_Transmission | ENT | Internal | Winter | B20 | 935 | 3000 | 0 | 85.22 | 79.32 | 9 | 0
2030 | TVA_Transmission_2_SOCO | TVA_Transmission | SOCO | Internal | Shoulder | B11 | 25 | 3200 | 0 | 98.95 | 106.95 | 9 | 0
2030 | TVA_Transmission_2_SOCO | TVA_Transmission | SOCO | Internal | Shoulder | B12 | 200 | 3200 | 0 | 91.71 | 92.33 | 9 | 0
2030 | TVA_Transmission_2_SOCO | TVA_Transmission | SOCO | Internal | Shoulder | B13 | 600 | 3200 | 0 | 90.32 | 92.33 | 9 | 0
2030 | TVA_Transmission_2_SOCO | TVA_Transmission | SOCO | Internal | Shoulder | B14 | 900 | 3200 | 0 | 84.62 | 92.33 | 9 | 0
2030 | TVA_Transmission_2_SOCO | TVA_Transmission | SOCO | Internal | Shoulder | B15 | 1203 | 3200 | 0 | 82.14 | 84.24 | 9 | 0
2030 | TVA_Transmission_2_SOCO | TVA_Transmission | SOCO | Internal | Summer | B1 | 10 | 3200 | 0 | 173.91 | 180.65 | 9 | 0
2030 | TVA_Transmission_2_SOCO | TVA_Transmission | SOCO | Internal | Summer | B2 | 25 | 3200 | 0 | 182.1 | 190.62 | 9 | 0
2030 | TVA_Transmission_2_SOCO | TVA_Transmission | SOCO | Internal | Summer | B3 | 75 | 3200 | 829.59 | 162.31 | 171.31 | 9 | 0
2030 | TVA_Transmission_2_SOCO | TVA_Transmission | SOCO | Internal | Summer | B4 | 100 | 3200 | 0 | 147.78 | 155.73 | 9 | 0
2030 | TVA_Transmission_2_SOCO | TVA_Transmission | SOCO | Internal | Summer | B5 | 200 | 3200 | 0 | 146.31 | 154.31 | 9 | 0
2030 | TVA_Transmission_2_SOCO | TVA_Transmission | SOCO | Internal | Summer | B6 | 300 | 3200 | 0 | 106.39 | 106.39 | 9 | 0
2030 | TVA_Transmission_2_SOCO | TVA_Transmission | SOCO | Internal | Summer | B7 | 400 | 3200 | 0 | 97.7 | 94.72 | 9 | 0
2030 | TVA_Transmission_2_SOCO | TVA_Transmission | SOCO | Internal | Summer | B8 | 500 | 3200 | 0 | 94.19 | 90.83 | 9 | 0
2030 | TVA_Transmission_2_SOCO | TVA_Transmission | SOCO | Internal | Summer | B9 | 800 | 3200 | 0 | 90.28 | 90.83 | 9 | 0
2030 | TVA_Transmission_2_SOCO | TVA_Transmission | SOCO | Internal | Summer | B10 | 1262 | 3200 | 0 | 80.33 | 85.23 | 9 | 0
2030 | TVA_Transmission_2_SOCO | TVA_Transmission | SOCO | Internal | Winter | B16 | 25 | 3200 | 0 | 99.04 | 104.53 | 9 | 0
2030 | TVA_Transmission_2_SOCO | TVA_Transmission | SOCO | Internal | Winter | B17 | 100 | 3200 | 0 | 97.12 | 95.49 | 9 | 0
2030 | TVA_Transmission_2_SOCO | TVA_Transmission | SOCO | Internal | Winter | B18 | 400 | 3200 | 0 | 93.48 | 95.49 | 9 | 0
2030 | TVA_Transmission_2_SOCO | TVA_Transmission | SOCO | Internal | Winter | B19 | 700 | 3200 | 0 | 86.76 | 94.76 | 9 | 0
2030 | TVA_Transmission_2_SOCO | TVA_Transmission | SOCO | Internal | Winter | B20 | 935 | 3200 | 0 | 85.22 | 87.32 | 9 | 0
2030 | TVA_Transmission_2_TVA | TVA_Transmission | TVA | Internal | Shoulder | B11 | 25 | 99999 | 1324.07 | 98.95 | 98.96 | 0.01 | 0
2030 | TVA_Transmission_2_TVA | TVA_Transmission | TVA | Internal | Shoulder | B12 | 200 | 99999 | 2252.26 | 91.71 | 91.72 | 0.01 | 0
2030 | TVA_Transmission_2_TVA | TVA_Transmission | TVA | Internal | Shoulder | B13 | 600 | 99999 | 1988.46 | 90.32 | 90.33 | 0.01 | 0
2030 | TVA_Transmission_2_TVA | TVA_Transmission | TVA | Internal | Shoulder | B14 | 900 | 99999 | 4000 | 84.62 | 84.64 | 0.01 | 0
2030 | TVA_Transmission_2_TVA | TVA_Transmission | TVA | Internal | Shoulder | B15 | 1203 | 99999 | 3464.05 | 82.14 | 82.15 | 0.01 | 0
2030 | TVA_Transmission_2_TVA | TVA_Transmission | TVA | Internal | Summer | B1 | 10 | 99999 | 5345.2 | 173.91 | 173.92 | 0.01 | 0
2030 | TVA_Transmission_2_TVA | TVA_Transmission | TVA | Internal | Summer | B2 | 25 | 99999 | 4611.05 | 182.1 | 182.11 | 0.01 | 0
2030 | TVA_Transmission_2_TVA | TVA_Transmission | TVA | Internal | Summer | B3 | 75 | 99999 | 3170.41 | 162.31 | 162.32 | 0.01 | 0
2030 | TVA_Transmission_2_TVA | TVA_Transmission | TVA | Internal | Summer | B4 | 100 | 99999 | 3275.82 | 147.78 | 147.79 | 0.01 | 0
2030 | TVA_Transmission_2_TVA | TVA_Transmission | TVA | Internal | Summer | B5 | 200 | 99999 | 1749.86 | 146.31 | 146.32 | 0.01 | 0
2030 | TVA_Transmission_2_TVA | TVA_Transmission | TVA | Internal | Summer | B6 | 300 | 99999 | 1333.85 | 106.39 | 106.4 | 0.01 | 0
2030 | TVA_Transmission_2_TVA | TVA_Transmission | TVA | Internal | Summer | B7 | 400 | 99999 | 0 | 97.7 | 94.25 | 0.01 | 0
2030 | TVA_Transmission_2_TVA | TVA_Transmission | TVA | Internal | Summer | B8 | 500 | 99999 | 1363.33 | 94.19 | 94.21 | 0.01 | 0
2030 | TVA_Transmission_2_TVA | TVA_Transmission | TVA | Internal | Summer | B9 | 800 | 99999 | 2196.66 | 90.28 | 90.29 | 0.01 | 0
2030 | TVA_Transmission_2_TVA | TVA_Transmission | TVA | Internal | Summer | B10 | 1262 | 99999 | 1603.2 | 80.33 | 80.34 | 0.01 | 0
2030 | TVA_Transmission_2_TVA | TVA_Transmission | TVA | Internal | Winter | B16 | 25 | 99999 | 3745.26 | 99.04 | 99.05 | 0.01 | 0
2030 | TVA_Transmission_2_TVA | TVA_Transmission | TVA | Internal | Winter | B17 | 100 | 99999 | 2617.84 | 97.12 | 97.13 | 0.01 | 0
2030 | TVA_Transmission_2_TVA | TVA_Transmission | TVA | Internal | Winter | B18 | 400 | 99999 | 2635.18 | 93.48 | 93.49 | 0.01 | 0
2030 | TVA_Transmission_2_TVA | TVA_Transmission | TVA | Internal | Winter | B19 | 700 | 99999 | 3445.42 | 86.76 | 86.77 | 0.01 | 0
2030 | TVA_Transmission_2_TVA | TVA_Transmission | TVA | Internal | Winter | B20 | 935 | 99999 | 3763.32 | 85.22 | 85.23 | 0.01 | 0
2030 | TVA_Transmission_2_VACAR | TVA_Transmission | VACAR | Internal | Shoulder | B11 | 25 | 900 | 0 | 98.95 | 105.39 | 9 | 0
2030 | TVA_Transmission_2_VACAR | TVA_Transmission | VACAR | Internal | Shoulder | B12 | 200 | 900 | 0 | 91.71 | 95.68 | 9 | 0
2030 | TVA_Transmission_2_VACAR | TVA_Transmission | VACAR | Internal | Shoulder | B13 | 600 | 900 | 0 | 90.32 | 93.66 | 9 | 0
2030 | TVA_Transmission_2_VACAR | TVA_Transmission | VACAR | Internal | Shoulder | B14 | 900 | 900 | 0 | 84.62 | 85.33 | 9 | 0
2030 | TVA_Transmission_2_VACAR | TVA_Transmission | VACAR | Internal | Shoulder | B15 | 1203 | 900 | 0 | 82.14 | 82.78 | 9 | 0
2030 | TVA_Transmission_2_VACAR | TVA_Transmission | VACAR | Internal | Summer | B1 | 10 | 900 | 0 | 173.91 | 175.43 | 9 | 0
2030 | TVA_Transmission_2_VACAR | TVA_Transmission | VACAR | Internal | Summer | B2 | 25 | 900 | 0 | 182.1 | 183.62 | 9 | 0
2030 | TVA_Transmission_2_VACAR | TVA_Transmission | VACAR | Internal | Summer | B3 | 75 | 900 | 0 | 162.31 | 164.31 | 9 | 0
2030 | TVA_Transmission_2_VACAR | TVA_Transmission | VACAR | Internal | Summer | B4 | 100 | 900 | 0 | 147.78 | 148.72 | 9 | 0
2030 | TVA_Transmission_2_VACAR | TVA_Transmission | VACAR | Internal | Summer | B5 | 200 | 900 | 0 | 146.31 | 147.83 | 9 | 0
2030 | TVA_Transmission_2_VACAR | TVA_Transmission | VACAR | Internal | Summer | B6 | 300 | 900 | 0 | 106.39 | 112.63 | 9 | 0
2030 | TVA_Transmission_2_VACAR | TVA_Transmission | VACAR | Internal | Summer | B7 | 400 | 900 | 0 | 97.7 | 104.72 | 9 | 0
2030 | TVA_Transmission_2_VACAR | TVA_Transmission | VACAR | Internal | Summer | B8 | 500 | 900 | 0 | 94.19 | 94.73 | 9 | 0
2030 | TVA_Transmission_2_VACAR | TVA_Transmission | VACAR | Internal | Summer | B9 | 800 | 900 | 0 | 90.28 | 83.83 | 9 | 0
2030 | TVA_Transmission_2_VACAR | TVA_Transmission | VACAR | Internal | Summer | B10 | 1262 | 900 | 0 | 80.33 | 80.82 | 9 | 0
2030 | TVA_Transmission_2_VACAR | TVA_Transmission | VACAR | Internal | Winter | B16 | 25 | 900 | 0 | 99.04 | 100.56 | 9 | 0
2030 | TVA_Transmission_2_VACAR | TVA_Transmission | VACAR | Internal | Winter | B17 | 100 | 900 | 0 | 97.12 | 98.64 | 9 | 0
2030 | TVA_Transmission_2_VACAR | TVA_Transmission | VACAR | Internal | Winter | B18 | 400 | 900 | 0 | 93.48 | 97.12 | 9 | 0
2030 | TVA_Transmission_2_VACAR | TVA_Transmission | VACAR | Internal | Winter | B19 | 700 | 900 | 0 | 86.76 | 90.28 | 9 | 0
2030 | TVA_Transmission_2_VACAR | TVA_Transmission | VACAR | Internal | Winter | B20 | 935 | 900 | 0 | 85.22 | 86.43 | 9 | 0
2030 | VACAR_2_PJM_ROR | VACAR | PJM_ROR | Internal | Shoulder | B11 | 25 | 2000 | 0 | 105.39 | 99.39 | 7 | 0
2030 | VACAR_2_PJM_ROR | VACAR | PJM_ROR | Internal | Shoulder | B12 | 200 | 2000 | 0 | 95.68 | 89.68 | 7 | 0
2030 | VACAR_2_PJM_ROR | VACAR | PJM_ROR | Internal | Shoulder | B13 | 600 | 2000 | 0 | 93.66 | 87.66 | 7 | 0
2030 | VACAR_2_PJM_ROR | VACAR | PJM_ROR | Internal | Shoulder | B14 | 900 | 2000 | 0 | 85.33 | 79.33 | 7 | 0
2030 | VACAR_2_PJM_ROR | VACAR | PJM_ROR | Internal | Shoulder | B15 | 1203 | 2000 | 0 | 82.78 | 75.83 | 7 | 0
2030 | VACAR_2_PJM_ROR | VACAR | PJM_ROR | Internal | Summer | B1 | 10 | 2000 | 0 | 175.43 | 167.91 | 7 | 0
2030 | VACAR_2_PJM_ROR | VACAR | PJM_ROR | Internal | Summer | B2 | 25 | 2000 | 0 | 183.62 | 176.1 | 7 | 0
2030 | VACAR_2_PJM_ROR | VACAR | PJM_ROR | Internal | Summer | B3 | 75 | 2000 | 0 | 164.31 | 156.79 | 7 | 0
2030 | VACAR_2_PJM_ROR | VACAR | PJM_ROR | Internal | Summer | B4 | 100 | 2000 | 0 | 148.72 | 141.2 | 7 | 0
2030 | VACAR_2_PJM_ROR | VACAR | PJM_ROR | Internal | Summer | B5 | 200 | 2000 | 0 | 147.83 | 140.31 | 7 | 0
2030 | VACAR_2_PJM_ROR | VACAR | PJM_ROR | Internal | Summer | B6 | 300 | 2000 | 0 | 112.63 | 106.63 | 7 | 0
2030 | VACAR_2_PJM_ROR | VACAR | PJM_ROR | Internal | Summer | B7 | 400 | 2000 | 0 | 104.72 | 98.72 | 7 | 0
2030 | VACAR_2_PJM_ROR | VACAR | PJM_ROR | Internal | Summer | B8 | 500 | 2000 | 0 | 94.73 | 88.73 | 7 | 0
2030 | VACAR_2_PJM_ROR | VACAR | PJM_ROR | Internal | Summer | B9 | 800 | 2000 | 0 | 83.83 | 85.01 | 7 | 0
2030 | VACAR_2_PJM_ROR | VACAR | PJM_ROR | Internal | Summer | B10 | 1262 | 2000 | 0 | 80.82 | 74.33 | 7 | 0
2030 | VACAR_2_PJM_ROR | VACAR | PJM_ROR | Internal | Winter | B16 | 25 | 2000 | 0 | 100.56 | 93.04 | 7 | 0
2030 | VACAR_2_PJM_ROR | VACAR | PJM_ROR | Internal | Winter | B17 | 100 | 2000 | 0 | 98.64 | 91.12 | 7 | 0
2030 | VACAR_2_PJM_ROR | VACAR | PJM_ROR | Internal | Winter | B18 | 400 | 2000 | 0 | 97.12 | 91.12 | 7 | 0
2030 | VACAR_2_PJM_ROR | VACAR | PJM_ROR | Internal | Winter | B19 | 700 | 2000 | 0 | 90.28 | 84.28 | 7 | 0
2030 | VACAR_2_PJM_ROR | VACAR | PJM_ROR | Internal | Winter | B20 | 935 | 2000 | 0 | 86.43 | 78.9 | 7 | 0
2030 | VACAR_2_SOCO | VACAR | SOCO | Internal | Shoulder | B11 | 25 | 3000 | 0 | 105.39 | 106.95 | 7 | 0
2030 | VACAR_2_SOCO | VACAR | SOCO | Internal | Shoulder | B12 | 200 | 3000 | 0 | 95.68 | 92.33 | 7 | 0
2030 | VACAR_2_SOCO | VACAR | SOCO | Internal | Shoulder | B13 | 600 | 3000 | 0 | 93.66 | 92.33 | 7 | 0
2030 | VACAR_2_SOCO | VACAR | SOCO | Internal | Shoulder | B14 | 900 | 3000 | 999.44 | 85.33 | 92.33 | 7 | 0
2030 | VACAR_2_SOCO | VACAR | SOCO | Internal | Shoulder | B15 | 1203 | 3000 | 0 | 82.78 | 84.24 | 7 | 0
2030 | VACAR_2_SOCO | VACAR | SOCO | Internal | Summer | B1 | 10 | 3000 | 0 | 175.43 | 180.65 | 7 | 0
2030 | VACAR_2_SOCO | VACAR | SOCO | Internal | Summer | B2 | 25 | 3000 | 1934.47 | 183.62 | 190.62 | 7 | 0
2030 | VACAR_2_SOCO | VACAR | SOCO | Internal | Summer | B3 | 75 | 3000 | 2132.86 | 164.31 | 171.31 | 7 | 0
2030 | VACAR_2_SOCO | VACAR | SOCO | Internal | Summer | B4 | 100 | 3000 | 3702.8 | 148.72 | 155.73 | 7 | 0.01
2030 | VACAR_2_SOCO | VACAR | SOCO | Internal | Summer | B5 | 200 | 3000 | 0 | 147.83 | 154.31 | 7 | 0
2030 | VACAR_2_SOCO | VACAR | SOCO | Internal | Summer | B6 | 300 | 3000 | 0 | 112.63 | 106.39 | 7 | 0
2030 | VACAR_2_SOCO | VACAR | SOCO | Internal | Summer | B7 | 400 | 3000 | 0 | 104.72 | 94.72 | 7 | 0
2030 | VACAR_2_SOCO | VACAR | SOCO | Internal | Summer | B8 | 500 | 3000 | 0 | 94.73 | 90.83 | 7 | 0
2030 | VACAR_2_SOCO | VACAR | SOCO | Internal | Summer | B9 | 800 | 3000 | 342.45 | 83.83 | 90.83 | 7 | 0
2030 | VACAR_2_SOCO | VACAR | SOCO | Internal | Summer | B10 | 1262 | 3000 | 0 | 80.82 | 85.23 | 7 | 0
2030 | VACAR_2_SOCO | VACAR | SOCO | Internal | Winter | B16 | 25 | 3000 | 0 | 100.56 | 104.53 | 7 | 0
2030 | VACAR_2_SOCO | VACAR | SOCO | Internal | Winter | B17 | 100 | 3000 | 0 | 98.64 | 95.49 | 7 | 0
2030 | VACAR_2_SOCO | VACAR | SOCO | Internal | Winter | B18 | 400 | 3000 | 0 | 97.12 | 95.49 | 7 | 0
2030 | VACAR_2_SOCO | VACAR | SOCO | Internal | Winter | B19 | 700 | 3000 | 0 | 90.28 | 94.76 | 7 | 0
2030 | VACAR_2_SOCO | VACAR | SOCO | Internal | Winter | B20 | 935 | 3000 | 0 | 86.43 | 87.32 | 7 | 0
2030 | VACAR_2_TVA_Transmission | VACAR | TVA_Transmission | Internal | Shoulder | B11 | 25 | 900 | 0 | 105.39 | 98.95 | 7 | 0
2030 | VACAR_2_TVA_Transmission | VACAR | TVA_Transmission | Internal | Shoulder | B12 | 200 | 900 | 0 | 95.68 | 91.71 | 7 | 0
2030 | VACAR_2_TVA_Transmission | VACAR | TVA_Transmission | Internal | Shoulder | B13 | 600 | 900 | 0 | 93.66 | 90.32 | 7 | 0
2030 | VACAR_2_TVA_Transmission | VACAR | TVA_Transmission | Internal | Shoulder | B14 | 900 | 900 | 0 | 85.33 | 84.62 | 7 | 0
2030 | VACAR_2_TVA_Transmission | VACAR | TVA_Transmission | Internal | Shoulder | B15 | 1203 | 900 | 0 | 82.78 | 82.14 | 7 | 0
2030 | VACAR_2_TVA_Transmission | VACAR | TVA_Transmission | Internal | Summer | B1 | 10 | 900 | 0 | 175.43 | 173.91 | 7 | 0
2030 | VACAR_2_TVA_Transmission | VACAR | TVA_Transmission | Internal | Summer | B2 | 25 | 900 | 0 | 183.62 | 182.1 | 7 | 0
2030 | VACAR_2_TVA_Transmission | VACAR | TVA_Transmission | Internal | Summer | B3 | 75 | 900 | 0 | 164.31 | 162.31 | 7 | 0
2030 | VACAR_2_TVA_Transmission | VACAR | TVA_Transmission | Internal | Summer | B4 | 100 | 900 | 0 | 148.72 | 147.78 | 7 | 0
2030 | VACAR_2_TVA_Transmission | VACAR | TVA_Transmission | Internal | Summer | B5 | 200 | 900 | 0 | 147.83 | 146.31 | 7 | 0
2030 | VACAR_2_TVA_Transmission | VACAR | TVA_Transmission | Internal | Summer | B6 | 300 | 900 | 0 | 112.63 | 106.39 | 7 | 0
2030 | VACAR_2_TVA_Transmission | VACAR | TVA_Transmission | Internal | Summer | B7 | 400 | 900 | 0 | 104.72 | 97.7 | 7 | 0
2030 | VACAR_2_TVA_Transmission | VACAR | TVA_Transmission | Internal | Summer | B8 | 500 | 900 | 0 | 94.73 | 94.19 | 7 | 0
2030 | VACAR_2_TVA_Transmission | VACAR | TVA_Transmission | Internal | Summer | B9 | 800 | 900 | 0 | 83.83 | 90.28 | 7 | 0
2030 | VACAR_2_TVA_Transmission | VACAR | TVA_Transmission | Internal | Summer | B10 | 1262 | 900 | 0 | 80.82 | 80.33 | 7 | 0
2030 | VACAR_2_TVA_Transmission | VACAR | TVA_Transmission | Internal | Winter | B16 | 25 | 900 | 0 | 100.56 | 99.04 | 7 | 0
2030 | VACAR_2_TVA_Transmission | VACAR | TVA_Transmission | Internal | Winter | B17 | 100 | 900 | 0 | 98.64 | 97.12 | 7 | 0
2030 | VACAR_2_TVA_Transmission | VACAR | TVA_Transmission | Internal | Winter | B18 | 400 | 900 | 0 | 97.12 | 93.48 | 7 | 0
2030 | VACAR_2_TVA_Transmission | VACAR | TVA_Transmission | Internal | Winter | B19 | 700 | 900 | 0 | 90.28 | 86.76 | 7 | 0
2030 | VACAR_2_TVA_Transmission | VACAR | TVA_Transmission | Internal | Winter | B20 | 935 | 900 | 0 | 86.43 | 85.22 | 7 | 0
2035 | ENT_2_SOCO | ENT | SOCO | Internal | Shoulder | B11 | 25 | 2000 | 2000 | 136.37 | 146.78 | 8 | 2.41
2035 | ENT_2_SOCO | ENT | SOCO | Internal | Shoulder | B12 | 200 | 2000 | 0 | 117.39 | 119.26 | 8 | 0
2035 | ENT_2_SOCO | ENT | SOCO | Internal | Shoulder | B13 | 600 | 2000 | 0 | 116.27 | 119.26 | 8 | 0
2035 | ENT_2_SOCO | ENT | SOCO | Internal | Shoulder | B14 | 900 | 2000 | 0 | 112.07 | 119.26 | 8 | 0
2035 | ENT_2_SOCO | ENT | SOCO | Internal | Shoulder | B15 | 1203 | 2000 | 1610.93 | 105.62 | 113.62 | 8 | 0
2035 | ENT_2_SOCO | ENT | SOCO | Internal | Summer | B1 | 10 | 2000 | 15696.57 | 218.95 | 233.7 | 8 | 6.75
2035 | ENT_2_SOCO | ENT | SOCO | Internal | Summer | B2 | 25 | 2000 | 7869.42 | 244.24 | 258.99 | 8 | 6.75
2035 | ENT_2_SOCO | ENT | SOCO | Internal | Summer | B3 | 75 | 2000 | 2000 | 244.24 | 254.14 | 8 | 1.9
2035 | ENT_2_SOCO | ENT | SOCO | Internal | Summer | B4 | 100 | 2000 | 2000 | 215.67 | 226.4 | 8 | 2.74
2035 | ENT_2_SOCO | ENT | SOCO | Internal | Summer | B5 | 200 | 2000 | 2000 | 184.36 | 196.3 | 8 | 3.93
2035 | ENT_2_SOCO | ENT | SOCO | Internal | Summer | B6 | 300 | 2000 | 1150.39 | 146.1 | 154.1 | 8 | 0
2035 | ENT_2_SOCO | ENT | SOCO | Internal | Summer | B7 | 400 | 2000 | 0 | 140.38 | 138.3 | 8 | 0
2035 | ENT_2_SOCO | ENT | SOCO | Internal | Summer | B8 | 500 | 2000 | 0 | 134.03 | 126.26 | 8 | 0
2035 | ENT_2_SOCO | ENT | SOCO | Internal | Summer | B9 | 800 | 2000 | 0 | 121.41 | 117.93 | 8 | 0
2035 | ENT_2_SOCO | ENT | SOCO | Internal | Summer | B10 | 1262 | 2000 | 0 | 114.38 | 113.79 | 8 | 0
2035 | ENT_2_SOCO | ENT | SOCO | Internal | Winter | B16 | 25 | 2000 | 6265.8 | 121.94 | 136.69 | 8 | 6.75
2035 | ENT_2_SOCO | ENT | SOCO | Internal | Winter | B17 | 100 | 2000 | 0 | 119.29 | 123.68 | 8 | 0
2035 | ENT_2_SOCO | ENT | SOCO | Internal | Winter | B18 | 400 | 2000 | 0 | 119.29 | 122.22 | 8 | 0
2035 | ENT_2_SOCO | ENT | SOCO | Internal | Winter | B19 | 700 | 2000 | 0 | 118.43 | 122.22 | 8 | 0
2035 | ENT_2_SOCO | ENT | SOCO | Internal | Winter | B20 | 935 | 2000 | 0 | 104.84 | 110.03 | 8 | 0
2035 | ENT_2_TVA_Transmission | ENT | TVA_Transmission | Internal | Shoulder | B11 | 25 | 2100 | 0 | 136.37 | 137.78 | 8 | 0
2035 | ENT_2_TVA_Transmission | ENT | TVA_Transmission | Internal | Shoulder | B12 | 200 | 2100 | 0 | 117.39 | 119.73 | 8 | 0
2035 | ENT_2_TVA_Transmission | ENT | TVA_Transmission | Internal | Shoulder | B13 | 600 | 2100 | 0 | 116.27 | 118.99 | 8 | 0
2035 | ENT_2_TVA_Transmission | ENT | TVA_Transmission | Internal | Shoulder | B14 | 900 | 2100 | 0 | 112.07 | 118.59 | 8 | 0
2035 | ENT_2_TVA_Transmission | ENT | TVA_Transmission | Internal | Shoulder | B15 | 1203 | 2100 | 1631.06 | 105.62 | 113.62 | 8 | 0
2035 | ENT_2_TVA_Transmission | ENT | TVA_Transmission | Internal | Summer | B1 | 10 | 2100 | 1663.34 | 218.95 | 226.95 | 8 | 0
2035 | ENT_2_TVA_Transmission | ENT | TVA_Transmission | Internal | Summer | B2 | 25 | 2100 | 0 | 244.24 | 251.18 | 8 | 0
2035 | ENT_2_TVA_Transmission | ENT | TVA_Transmission | Internal | Summer | B3 | 75 | 2100 | 0 | 244.24 | 245.14 | 8 | 0
2035 | ENT_2_TVA_Transmission | ENT | TVA_Transmission | Internal | Summer | B4 | 100 | 2100 | 0 | 215.67 | 218.6 | 8 | 0
2035 | ENT_2_TVA_Transmission | ENT | TVA_Transmission | Internal | Summer | B5 | 200 | 2100 | 0 | 184.36 | 187.3 | 8 | 0
2035 | ENT_2_TVA_Transmission | ENT | TVA_Transmission | Internal | Summer | B6 | 300 | 2100 | 0 | 146.1 | 153.81 | 8 | 0
2035 | ENT_2_TVA_Transmission | ENT | TVA_Transmission | Internal | Summer | B7 | 400 | 2100 | 0 | 140.38 | 131.62 | 8 | 0
2035 | ENT_2_TVA_Transmission | ENT | TVA_Transmission | Internal | Summer | B8 | 500 | 2100 | 0 | 134.03 | 125.03 | 8 | 0
2035 | ENT_2_TVA_Transmission | ENT | TVA_Transmission | Internal | Summer | B9 | 800 | 2100 | 0 | 121.41 | 119.57 | 8 | 0
2035 | ENT_2_TVA_Transmission | ENT | TVA_Transmission | Internal | Summer | B10 | 1262 | 2100 | 0 | 114.38 | 117.32 | 8 | 0
2035 | ENT_2_TVA_Transmission | ENT | TVA_Transmission | Internal | Winter | B16 | 25 | 2100 | 85.84 | 121.94 | 129.94 | 8 | 0
2035 | ENT_2_TVA_Transmission | ENT | TVA_Transmission | Internal | Winter | B17 | 100 | 2100 | 0 | 119.29 | 122.23 | 8 | 0
2035 | ENT_2_TVA_Transmission | ENT | TVA_Transmission | Internal | Winter | B18 | 400 | 2100 | 0 | 119.29 | 121.93 | 8 | 0
2035 | ENT_2_TVA_Transmission | ENT | TVA_Transmission | Internal | Winter | B19 | 700 | 2100 | 0 | 118.43 | 121.37 | 8 | 0
2035 | ENT_2_TVA_Transmission | ENT | TVA_Transmission | Internal | Winter | B20 | 935 | 2100 | 334.7 | 104.84 | 112.84 | 8 | 0
2035 | FRCC_2_SOCO | FRCC | SOCO | Internal | Shoulder | B11 | 25 | 900 | 0 | 156.78 | 146.78 | 8 | 0
2035 | FRCC_2_SOCO | FRCC | SOCO | Internal | Shoulder | B12 | 200 | 900 | 0 | 129.26 | 119.26 | 8 | 0
2035 | FRCC_2_SOCO | FRCC | SOCO | Internal | Shoulder | B13 | 600 | 900 | 0 | 123.69 | 119.26 | 8 | 0
2035 | FRCC_2_SOCO | FRCC | SOCO | Internal | Shoulder | B14 | 900 | 900 | 0 | 123.69 | 119.26 | 8 | 0
2035 | FRCC_2_SOCO | FRCC | SOCO | Internal | Shoulder | B15 | 1203 | 900 | 0 | 108.88 | 113.62 | 8 | 0
2035 | FRCC_2_SOCO | FRCC | SOCO | Internal | Summer | B1 | 10 | 900 | 0 | 243.71 | 233.7 | 8 | 0
2035 | FRCC_2_SOCO | FRCC | SOCO | Internal | Summer | B2 | 25 | 900 | 0 | 269 | 258.99 | 8 | 0
2035 | FRCC_2_SOCO | FRCC | SOCO | Internal | Summer | B3 | 75 | 900 | 0 | 264.15 | 254.14 | 8 | 0
2035 | FRCC_2_SOCO | FRCC | SOCO | Internal | Summer | B4 | 100 | 900 | 0 | 236.4 | 226.4 | 8 | 0
2035 | FRCC_2_SOCO | FRCC | SOCO | Internal | Summer | B5 | 200 | 900 | 0 | 206.3 | 196.3 | 8 | 0
2035 | FRCC_2_SOCO | FRCC | SOCO | Internal | Summer | B6 | 300 | 900 | 0 | 150.14 | 154.1 | 8 | 0
2035 | FRCC_2_SOCO | FRCC | SOCO | Internal | Summer | B7 | 400 | 900 | 0 | 142.71 | 138.3 | 8 | 0
2035 | FRCC_2_SOCO | FRCC | SOCO | Internal | Summer | B8 | 500 | 900 | 0 | 136.26 | 126.26 | 8 | 0
2035 | FRCC_2_SOCO | FRCC | SOCO | Internal | Summer | B9 | 800 | 900 | 0 | 122.78 | 117.93 | 8 | 0
2035 | FRCC_2_SOCO | FRCC | SOCO | Internal | Summer | B10 | 1262 | 900 | 185.42 | 105.79 | 113.79 | 8 | 0
2035 | FRCC_2_SOCO | FRCC | SOCO | Internal | Winter | B16 | 25 | 900 | 0 | 146.69 | 136.69 | 8 | 0
2035 | FRCC_2_SOCO | FRCC | SOCO | Internal | Winter | B17 | 100 | 900 | 0 | 133.68 | 123.68 | 8 | 0
2035 | FRCC_2_SOCO | FRCC | SOCO | Internal | Winter | B18 | 400 | 900 | 0 | 126.17 | 122.22 | 8 | 0
2035 | FRCC_2_SOCO | FRCC | SOCO | Internal | Winter | B19 | 700 | 900 | 0 | 126.17 | 122.22 | 8 | 0
2035 | FRCC_2_SOCO | FRCC | SOCO | Internal | Winter | B20 | 935 | 900 | 0 | 106.57 | 110.03 | 8 | 0
2035 | HQ_NEISO_2_NEISO | HQ_NEISO | NEISO | Internal | Shoulder | B11 | 25 | 99999 | 2920.1 | 100.37 | 100.38 | 0.01 | 0
2035 | HQ_NEISO_2_NEISO | HQ_NEISO | NEISO | Internal | Shoulder | B12 | 200 | 99999 | 2920.1 | 98.86 | 98.87 | 0.01 | 0
2035 | HQ_NEISO_2_NEISO | HQ_NEISO | NEISO | Internal | Shoulder | B13 | 600 | 99999 | 2920 | 90.39 | 90.4 | 0.01 | 0
2035 | HQ_NEISO_2_NEISO | HQ_NEISO | NEISO | Internal | Shoulder | B14 | 900 | 99999 | 2920 | 83.89 | 83.9 | 0.01 | 0
2035 | HQ_NEISO_2_NEISO | HQ_NEISO | NEISO | Internal | Shoulder | B15 | 1203 | 99999 | 1143.24 | 83.89 | 83.9 | 0.01 | 0
2035 | HQ_NEISO_2_NEISO | HQ_NEISO | NEISO | Internal | Summer | B1 | 10 | 99999 | 2920.1 | 208 | 208.01 | 0.01 | 0
2035 | HQ_NEISO_2_NEISO | HQ_NEISO | NEISO | Internal | Summer | B2 | 25 | 99999 | 2920.1 | 227.79 | 227.81 | 0.01 | 0
2035 | HQ_NEISO_2_NEISO | HQ_NEISO | NEISO | Internal | Summer | B3 | 75 | 99999 | 2920.1 | 206.01 | 206.02 | 0.01 | 0
2035 | HQ_NEISO_2_NEISO | HQ_NEISO | NEISO | Internal | Summer | B4 | 100 | 99999 | 2920.1 | 166.54 | 166.55 | 0.01 | 0
2035 | HQ_NEISO_2_NEISO | HQ_NEISO | NEISO | Internal | Summer | B5 | 200 | 99999 | 2920.1 | 147.64 | 147.65 | 0.01 | 0
2035 | HQ_NEISO_2_NEISO | HQ_NEISO | NEISO | Internal | Summer | B6 | 300 | 99999 | 2920.1 | 117.79 | 117.8 | 0.01 | 0
2035 | HQ_NEISO_2_NEISO | HQ_NEISO | NEISO | Internal | Summer | B7 | 400 | 99999 | 2920.1 | 106.37 | 106.39 | 0.01 | 0
2035 | HQ_NEISO_2_NEISO | HQ_NEISO | NEISO | Internal | Summer | B8 | 500 | 99999 | 2920.1 | 106.37 | 106.39 | 0.01 | 0
2035 | HQ_NEISO_2_NEISO | HQ_NEISO | NEISO | Internal | Summer | B9 | 800 | 99999 | 2920.1 | 106.37 | 106.39 | 0.01 | 0
2035 | HQ_NEISO_2_NEISO | HQ_NEISO | NEISO | Internal | Summer | B10 | 1262 | 99999 | 796.04 | 106.37 | 106.39 | 0.01 | 0
2035 | HQ_NEISO_2_NEISO | HQ_NEISO | NEISO | Internal | Winter | B16 | 25 | 99999 | 2920.06 | 96.06 | 96.07 | 0.01 | 0
2035 | HQ_NEISO_2_NEISO | HQ_NEISO | NEISO | Internal | Winter | B17 | 100 | 99999 | 2920.06 | 92.71 | 92.72 | 0.01 | 0
2035 | HQ_NEISO_2_NEISO | HQ_NEISO | NEISO | Internal | Winter | B18 | 400 | 99999 | 2920.06 | 92.71 | 92.72 | 0.01 | 0
2035 | HQ_NEISO_2_NEISO | HQ_NEISO | NEISO | Internal | Winter | B19 | 700 | 99999 | 2920 | 89.89 | 89.9 | 0.01 | 0
2035 | HQ_NEISO_2_NEISO | HQ_NEISO | NEISO | Internal | Winter | B20 | 935 | 99999 | 1233.58 | 82.2 | 82.21 | 0.01 | 0
2035 | HQ_NY_2_NYISO_A-F | HQ_NY | NYISO_A-F | Internal | Shoulder | B11 | 25 | 99999 | 1682.29 | 94.67 | 94.68 | 0.01 | 0
2035 | HQ_NY_2_NYISO_A-F | HQ_NY | NYISO_A-F | Internal | Shoulder | B12 | 200 | 99999 | 1695.52 | 90.15 | 90.16 | 0.01 | 0
2035 | HQ_NY_2_NYISO_A-F | HQ_NY | NYISO_A-F | Internal | Shoulder | B13 | 600 | 99999 | 1670.74 | 83.94 | 83.95 | 0.01 | 0
2035 | HQ_NY_2_NYISO_A-F | HQ_NY | NYISO_A-F | Internal | Shoulder | B14 | 900 | 99999 | 1629.82 | 83.94 | 83.95 | 0.01 | 0
2035 | HQ_NY_2_NYISO_A-F | HQ_NY | NYISO_A-F | Internal | Shoulder | B15 | 1203 | 99999 | 713.44 | 83.94 | 83.95 | 0.01 | 0
2035 | HQ_NY_2_NYISO_A-F | HQ_NY | NYISO_A-F | Internal | Summer | B1 | 10 | 99999 | 1941.17 | 198.33 | 198.34 | 0.01 | 0
2035 | HQ_NY_2_NYISO_A-F | HQ_NY | NYISO_A-F | Internal | Summer | B2 | 25 | 99999 | 1906.02 | 218.13 | 218.14 | 0.01 | 0
2035 | HQ_NY_2_NYISO_A-F | HQ_NY | NYISO_A-F | Internal | Summer | B3 | 75 | 99999 | 1853.31 | 197.3 | 197.31 | 0.01 | 0
2035 | HQ_NY_2_NYISO_A-F | HQ_NY | NYISO_A-F | Internal | Summer | B4 | 100 | 99999 | 1796.72 | 169.54 | 169.55 | 0.01 | 0
2035 | HQ_NY_2_NYISO_A-F | HQ_NY | NYISO_A-F | Internal | Summer | B5 | 200 | 99999 | 1762.55 | 144.64 | 144.65 | 0.01 | 0
2035 | HQ_NY_2_NYISO_A-F | HQ_NY | NYISO_A-F | Internal | Summer | B6 | 300 | 99999 | 1728.43 | 111.3 | 111.31 | 0.01 | 0
2035 | HQ_NY_2_NYISO_A-F | HQ_NY | NYISO_A-F | Internal | Summer | B7 | 400 | 99999 | 1689.24 | 109.37 | 109.39 | 0.01 | 0
2035 | HQ_NY_2_NYISO_A-F | HQ_NY | NYISO_A-F | Internal | Summer | B8 | 500 | 99999 | 1662.7 | 109.18 | 109.19 | 0.01 | 0
2035 | HQ_NY_2_NYISO_A-F | HQ_NY | NYISO_A-F | Internal | Summer | B9 | 800 | 99999 | 1626.74 | 109.18 | 109.19 | 0.01 | 0
2035 | HQ_NY_2_NYISO_A-F | HQ_NY | NYISO_A-F | Internal | Summer | B10 | 1262 | 99999 | 559.54 | 109.18 | 109.19 | 0.01 | 0
2035 | HQ_NY_2_NYISO_A-F | HQ_NY | NYISO_A-F | Internal | Winter | B16 | 25 | 99999 | 1775.02 | 89.54 | 89.55 | 0.01 | 0
2035 | HQ_NY_2_NYISO_A-F | HQ_NY | NYISO_A-F | Internal | Winter | B17 | 100 | 99999 | 1753.27 | 84.69 | 84.7 | 0.01 | 0
2035 | HQ_NY_2_NYISO_A-F | HQ_NY | NYISO_A-F | Internal | Winter | B18 | 400 | 99999 | 1728.27 | 86.19 | 86.21 | 0.01 | 0
2035 | HQ_NY_2_NYISO_A-F | HQ_NY | NYISO_A-F | Internal | Winter | B19 | 700 | 99999 | 1684.75 | 83.93 | 83.95 | 0.01 | 0
2035 | HQ_NY_2_NYISO_A-F | HQ_NY | NYISO_A-F | Internal | Winter | B20 | 935 | 99999 | 807.02 | 83.93 | 83.95 | 0.01 | 0
2035 | HQ_IESO_2_IESO | HQ_IESO | IESO | Internal | Shoulder | B11 | 25 | 99999 | 400 | 84.27 | 84.28 | 0.01 | 0
2035 | HQ_IESO_2_IESO | HQ_IESO | IESO | Internal | Shoulder | B12 | 200 | 99999 | 400 | 76.94 | 76.95 | 0.01 | 0
2035 | HQ_IESO_2_IESO | HQ_IESO | IESO | Internal | Shoulder | B13 | 600 | 99999 | 400 | 76.94 | 76.95 | 0.01 | 0
2035 | HQ_IESO_2_IESO | HQ_IESO | IESO | Internal | Shoulder | B14 | 900 | 99999 | 400 | 76.94 | 76.95 | 0.01 | 0
2035 | HQ_IESO_2_IESO | HQ_IESO | IESO | Internal | Shoulder | B15 | 1203 | 99999 | 75.48 | 76.94 | 76.95 | 0.01 | 0
2035 | HQ_IESO_2_IESO | HQ_IESO | IESO | Internal | Summer | B1 | 10 | 99999 | 400.1 | 172.43 | 172.44 | 0.01 | 0
2035 | HQ_IESO_2_IESO | HQ_IESO | IESO | Internal | Summer | B2 | 25 | 99999 | 400.1 | 188.07 | 188.08 | 0.01 | 0
2035 | HQ_IESO_2_IESO | HQ_IESO | IESO | Internal | Summer | B3 | 75 | 99999 | 400.1 | 183.19 | 183.2 | 0.01 | 0
2035 | HQ_IESO_2_IESO | HQ_IESO | IESO | Internal | Summer | B4 | 100 | 99999 | 400.1 | 158.59 | 158.6 | 0.01 | 0
2035 | HQ_IESO_2_IESO | HQ_IESO | IESO | Internal | Summer | B5 | 200 | 99999 | 400.1 | 130.54 | 130.55 | 0.01 | 0
2035 | HQ_IESO_2_IESO | HQ_IESO | IESO | Internal | Summer | B6 | 300 | 99999 | 400.1 | 97.22 | 97.23 | 0.01 | 0
2035 | HQ_IESO_2_IESO | HQ_IESO | IESO | Internal | Summer | B7 | 400 | 99999 | 400 | 83.44 | 83.46 | 0.01 | 0
2035 | HQ_IESO_2_IESO | HQ_IESO | IESO | Internal | Summer | B8 | 500 | 99999 | 400 | 76.98 | 77 | 0.01 | 0
2035 | HQ_IESO_2_IESO | HQ_IESO | IESO | Internal | Summer | B9 | 800 | 99999 | 400 | 68.49 | 68.5 | 0.01 | 0
2035 | HQ_IESO_2_IESO | HQ_IESO | IESO | Internal | Summer | B10 | 1262 | 99999 | 12.04 | 68.49 | 68.5 | 0.01 | 0
2035 | HQ_IESO_2_IESO | HQ_IESO | IESO | Internal | Winter | B16 | 25 | 99999 | 400 | 82.54 | 82.55 | 0.01 | 0
2035 | HQ_IESO_2_IESO | HQ_IESO | IESO | Internal | Winter | B17 | 100 | 99999 | 400 | 76.93 | 76.95 | 0.01 | 0
2035 | HQ_IESO_2_IESO | HQ_IESO | IESO | Internal | Winter | B18 | 400 | 99999 | 400 | 76.93 | 76.95 | 0.01 | 0
2035 | HQ_IESO_2_IESO | HQ_IESO | IESO | Internal | Winter | B19 | 700 | 99999 | 400 | 76.93 | 76.95 | 0.01 | 0
2035 | HQ_IESO_2_IESO | HQ_IESO | IESO | Internal | Winter | B20 | 935 | 99999 | 91.98 | 76.93 | 76.95 | 0.01 | 0
2035 | IESO_2_MAPP_CA | IESO | MAPP_CA | Internal | Shoulder | B11 | 25 | 262 | 0 | 84.28 | 77.87 | 7 | 0
2035 | IESO_2_MAPP_CA | IESO | MAPP_CA | Internal | Shoulder | B12 | 200 | 262 | 0 | 76.95 | 72.05 | 7 | 0
2035 | IESO_2_MAPP_CA | IESO | MAPP_CA | Internal | Shoulder | B13 | 600 | 262 | 0 | 76.95 | 72.05 | 7 | 0
2035 | IESO_2_MAPP_CA | IESO | MAPP_CA | Internal | Shoulder | B14 | 900 | 262 | 0 | 76.95 | 72.05 | 7 | 0
2035 | IESO_2_MAPP_CA | IESO | MAPP_CA | Internal | Shoulder | B15 | 1203 | 262 | 0 | 76.95 | 72.05 | 7 | 0
2035 | IESO_2_MAPP_CA | IESO | MAPP_CA | Internal | Summer | B1 | 10 | 262 | 0 | 172.44 | 166.03 | 7 | 0
2035 | IESO_2_MAPP_CA | IESO | MAPP_CA | Internal | Summer | B2 | 25 | 262 | 0 | 188.08 | 185.35 | 7 | 0
2035 | IESO_2_MAPP_CA | IESO | MAPP_CA | Internal | Summer | B3 | 75 | 262 | 0 | 183.2 | 180.5 | 7 | 0
2035 | IESO_2_MAPP_CA | IESO | MAPP_CA | Internal | Summer | B4 | 100 | 262 | 0 | 158.6 | 152.77 | 7 | 0
2035 | IESO_2_MAPP_CA | IESO | MAPP_CA | Internal | Summer | B5 | 200 | 262 | 0 | 130.55 | 127.84 | 7 | 0
2035 | IESO_2_MAPP_CA | IESO | MAPP_CA | Internal | Summer | B6 | 300 | 262 | 0 | 97.23 | 103.41 | 7 | 0
2035 | IESO_2_MAPP_CA | IESO | MAPP_CA | Internal | Summer | B7 | 400 | 262 | 0 | 83.46 | 78.46 | 7 | 0
2035 | IESO_2_MAPP_CA | IESO | MAPP_CA | Internal | Summer | B8 | 500 | 262 | 0 | 77 | 75.5 | 7 | 0
2035 | IESO_2_MAPP_CA | IESO | MAPP_CA | Internal | Summer | B9 | 800 | 262 | 211.93 | 68.5 | 75.5 | 7 | 0
2035 | IESO_2_MAPP_CA | IESO | MAPP_CA | Internal | Summer | B10 | 1262 | 262 | 226.75 | 68.5 | 75.5 | 7 | 0
2035 | IESO_2_MAPP_CA | IESO | MAPP_CA | Internal | Winter | B16 | 25 | 262 | 0 | 82.55 | 78.66 | 7 | 0
2035 | IESO_2_MAPP_CA | IESO | MAPP_CA | Internal | Winter | B17 | 100 | 262 | 0 | 76.95 | 78.66 | 7 | 0
2035 | IESO_2_MAPP_CA | IESO | MAPP_CA | Internal | Winter | B18 | 400 | 262 | 0 | 76.95 | 78.66 | 7 | 0
2035 | IESO_2_MAPP_CA | IESO | MAPP_CA | Internal | Winter | B19 | 700 | 262 | 0 | 76.95 | 78.66 | 7 | 0
2035 | IESO_2_MAPP_CA | IESO | MAPP_CA | Internal | Winter | B20 | 935 | 262 | 0 | 76.95 | 78.66 | 7 | 0
2035 | IESO_2_MISO_MI | IESO | MISO_MI | Internal | Shoulder | B11 | 25 | 1840 | 2448.12 | 84.28 | 132.86 | 7 | 41.58
2035 | IESO_2_MISO_MI | IESO | MISO_MI | Internal | Shoulder | B12 | 200 | 1840 | 1840 | 76.95 | 119.46 | 7 | 35.51
2035 | IESO_2_MISO_MI | IESO | MISO_MI | Internal | Shoulder | B13 | 600 | 1840 | 1840 | 76.95 | 118.53 | 7 | 34.58
2035 | IESO_2_MISO_MI | IESO | MISO_MI | Internal | Shoulder | B14 | 900 | 1840 | 1840 | 76.95 | 114.33 | 7 | 30.39
2035 | IESO_2_MISO_MI | IESO | MISO_MI | Internal | Shoulder | B15 | 1203 | 1840 | 1840 | 76.95 | 107.88 | 7 | 23.93
2035 | IESO_2_MISO_MI | IESO | MISO_MI | Internal | Summer | B1 | 10 | 1840 | 3173.06 | 172.44 | 221.02 | 7 | 41.58
2035 | IESO_2_MISO_MI | IESO | MISO_MI | Internal | Summer | B2 | 25 | 1840 | 3563.22 | 188.08 | 236.66 | 7 | 41.58
2035 | IESO_2_MISO_MI | IESO | MISO_MI | Internal | Summer | B3 | 75 | 1840 | 4377.94 | 183.2 | 231.78 | 7 | 41.58
2035 | IESO_2_MISO_MI | IESO | MISO_MI | Internal | Summer | B4 | 100 | 1840 | 5107.86 | 158.6 | 207.18 | 7 | 41.58
2035 | IESO_2_MISO_MI | IESO | MISO_MI | Internal | Summer | B5 | 200 | 1840 | 5178.7 | 130.55 | 179.13 | 7 | 41.58
2035 | IESO_2_MISO_MI | IESO | MISO_MI | Internal | Summer | B6 | 300 | 1840 | 4427.71 | 97.23 | 145.81 | 7 | 41.58
2035 | IESO_2_MISO_MI | IESO | MISO_MI | Internal | Summer | B7 | 400 | 1840 | 4628.93 | 83.46 | 132.03 | 7 | 41.58
2035 | IESO_2_MISO_MI | IESO | MISO_MI | Internal | Summer | B8 | 500 | 1840 | 5277.04 | 77 | 125.57 | 7 | 41.58
2035 | IESO_2_MISO_MI | IESO | MISO_MI | Internal | Summer | B9 | 800 | 1840 | 3681.38 | 68.5 | 117.08 | 7 | 41.58
2035 | IESO_2_MISO_MI | IESO | MISO_MI | Internal | Summer | B10 | 1262 | 1840 | 1840 | 68.5 | 114.89 | 7 | 39.39
2035 | IESO_2_MISO_MI | IESO | MISO_MI | Internal | Winter | B16 | 25 | 1840 | 1840 | 82.55 | 124.01 | 7 | 34.46
2035 | IESO_2_MISO_MI | IESO | MISO_MI | Internal | Winter | B17 | 100 | 1840 | 1840 | 76.95 | 121.55 | 7 | 37.61
2035 | IESO_2_MISO_MI | IESO | MISO_MI | Internal | Winter | B18 | 400 | 1840 | 1840 | 76.95 | 121.55 | 7 | 37.61
2035 | IESO_2_MISO_MI | IESO | MISO_MI | Internal | Winter | B19 | 700 | 1840 | 1840 | 76.95 | 120.69 | 7 | 36.75
2035 | IESO_2_MISO_MI | IESO | MISO_MI | Internal | Winter | B20 | 935 | 1840 | 1840 | 76.95 | 107.1 | 7 | 23.16
2035 | IESO_2_MISO_W | IESO | MISO_W | Internal | Shoulder | B11 | 25 | 140 | 140 | 84.28 | 104.61 | 7 | 13.34
2035 | IESO_2_MISO_W | IESO | MISO_W | Internal | Shoulder | B12 | 200 | 140 | 140 | 76.95 | 91.22 | 7 | 7.27
2035 | IESO_2_MISO_W | IESO | MISO_W | Internal | Shoulder | B13 | 600 | 140 | 140 | 76.95 | 90.1 | 7 | 6.15
2035 | IESO_2_MISO_W | IESO | MISO_W | Internal | Shoulder | B14 | 900 | 140 | 0 | 76.95 | 83.59 | 7 | 0
2035 | IESO_2_MISO_W | IESO | MISO_W | Internal | Shoulder | B15 | 1203 | 140 | 0 | 76.95 | 79.44 | 7 | 0
2035 | IESO_2_MISO_W | IESO | MISO_W | Internal | Summer | B1 | 10 | 140 | 140 | 172.44 | 192.77 | 7 | 13.34
2035 | IESO_2_MISO_W | IESO | MISO_W | Internal | Summer | B2 | 25 | 140 | 140 | 188.08 | 212.09 | 7 | 17.01
2035 | IESO_2_MISO_W | IESO | MISO_W | Internal | Summer | B3 | 75 | 140 | 140 | 183.2 | 207.24 | 7 | 17.04
2035 | IESO_2_MISO_W | IESO | MISO_W | Internal | Summer | B4 | 100 | 140 | 140 | 158.6 | 179.51 | 7 | 13.9
2035 | IESO_2_MISO_W | IESO | MISO_W | Internal | Summer | B5 | 200 | 140 | 140 | 130.55 | 154.58 | 7 | 17.03
2035 | IESO_2_MISO_W | IESO | MISO_W | Internal | Summer | B6 | 300 | 140 | 140 | 97.23 | 130.15 | 7 | 25.92
2035 | IESO_2_MISO_W | IESO | MISO_W | Internal | Summer | B7 | 400 | 140 | 140 | 83.46 | 105.21 | 7 | 14.75
2035 | IESO_2_MISO_W | IESO | MISO_W | Internal | Summer | B8 | 500 | 140 | 140 | 77 | 94.94 | 7 | 10.94
2035 | IESO_2_MISO_W | IESO | MISO_W | Internal | Summer | B9 | 800 | 140 | 140 | 68.5 | 86.44 | 7 | 10.94
2035 | IESO_2_MISO_W | IESO | MISO_W | Internal | Summer | B10 | 1262 | 140 | 140 | 68.5 | 80.07 | 7 | 4.56
2035 | IESO_2_MISO_W | IESO | MISO_W | Internal | Winter | B16 | 25 | 140 | 140 | 82.55 | 95.77 | 7 | 6.22
2035 | IESO_2_MISO_W | IESO | MISO_W | Internal | Winter | B17 | 100 | 140 | 140 | 76.95 | 90.91 | 7 | 6.97
2035 | IESO_2_MISO_W | IESO | MISO_W | Internal | Winter | B18 | 400 | 140 | 140 | 76.95 | 92.42 | 7 | 8.48
2035 | IESO_2_MISO_W | IESO | MISO_W | Internal | Winter | B19 | 700 | 140 | 140 | 76.95 | 89.6 | 7 | 5.65
2035 | IESO_2_MISO_W | IESO | MISO_W | Internal | Winter | B20 | 935 | 140 | 0 | 76.95 | 78.67 | 7 | 0
2035 | IESO_2_NYISO_A-F | IESO | NYISO_A-F | Internal | Shoulder | B11 | 25 | 1725 | 1725 | 84.28 | 94.68 | 7 | 3.41
2035 | IESO_2_NYISO_A-F | IESO | NYISO_A-F | Internal | Shoulder | B12 | 200 | 1725 | 1725 | 76.95 | 90.16 | 7 | 6.21
2035 | IESO_2_NYISO_A-F | IESO | NYISO_A-F | Internal | Shoulder | B13 | 600 | 1725 | 1025.17 | 76.95 | 83.95 | 7 | 0
2035 | IESO_2_NYISO_A-F | IESO | NYISO_A-F | Internal | Shoulder | B14 | 900 | 1725 | 627.94 | 76.95 | 83.95 | 7 | 0
2035 | IESO_2_NYISO_A-F | IESO | NYISO_A-F | Internal | Shoulder | B15 | 1203 | 1725 | 610.77 | 76.95 | 83.95 | 7 | 0
2035 | IESO_2_NYISO_A-F | IESO | NYISO_A-F | Internal | Summer | B1 | 10 | 1725 | 1725 | 172.44 | 198.34 | 7 | 18.91
2035 | IESO_2_NYISO_A-F | IESO | NYISO_A-F | Internal | Summer | B2 | 25 | 1725 | 1725 | 188.08 | 218.14 | 7 | 23.05
2035 | IESO_2_NYISO_A-F | IESO | NYISO_A-F | Internal | Summer | B3 | 75 | 1725 | 1725 | 183.2 | 197.31 | 7 | 7.11
2035 | IESO_2_NYISO_A-F | IESO | NYISO_A-F | Internal | Summer | B4 | 100 | 1725 | 1725 | 158.6 | 169.55 | 7 | 3.95
2035 | IESO_2_NYISO_A-F | IESO | NYISO_A-F | Internal | Summer | B5 | 200 | 1725 | 1725 | 130.55 | 144.65 | 7 | 7.1
2035 | IESO_2_NYISO_A-F | IESO | NYISO_A-F | Internal | Summer | B6 | 300 | 1725 | 1725 | 97.23 | 111.31 | 7 | 7.07
2035 | IESO_2_NYISO_A-F | IESO | NYISO_A-F | Internal | Summer | B7 | 400 | 1725 | 1725 | 83.46 | 109.39 | 7 | 18.93
2035 | IESO_2_NYISO_A-F | IESO | NYISO_A-F | Internal | Summer | B8 | 500 | 1725 | 1725 | 77 | 109.19 | 7 | 25.19
2035 | IESO_2_NYISO_A-F | IESO | NYISO_A-F | Internal | Summer | B9 | 800 | 1725 | 1973.48 | 68.5 | 109.19 | 7 | 33.68
2035 | IESO_2_NYISO_A-F | IESO | NYISO_A-F | Internal | Summer | B10 | 1262 | 1725 | 1736.69 | 68.5 | 109.19 | 7 | 33.68
2035 | IESO_2_NYISO_A-F | IESO | NYISO_A-F | Internal | Winter | B16 | 25 | 1725 | 1615.34 | 82.55 | 89.55 | 7 | 0
2035 | IESO_2_NYISO_A-F | IESO | NYISO_A-F | Internal | Winter | B17 | 100 | 1725 | 1725 | 76.95 | 84.7 | 7 | 0.75
2035 | IESO_2_NYISO_A-F | IESO | NYISO_A-F | Internal | Winter | B18 | 400 | 1725 | 1725 | 76.95 | 86.21 | 7 | 2.26
2035 | IESO_2_NYISO_A-F | IESO | NYISO_A-F | Internal | Winter | B19 | 700 | 1725 | 377.52 | 76.95 | 83.95 | 7 | 0
2035 | IESO_2_NYISO_A-F | IESO | NYISO_A-F | Internal | Winter | B20 | 935 | 1725 | 315.46 | 76.95 | 83.95 | 7 | 0
2035 | MAPP_CA_2_IESO | MAPP_CA | IESO | Internal | Shoulder | B11 | 25 | 330 | 0 | 77.87 | 84.28 | 8 | 0
2035 | MAPP_CA_2_IESO | MAPP_CA | IESO | Internal | Shoulder | B12 | 200 | 330 | 0 | 72.05 | 76.95 | 8 | 0
2035 | MAPP_CA_2_IESO | MAPP_CA | IESO | Internal | Shoulder | B13 | 600 | 330 | 0 | 72.05 | 76.95 | 8 | 0
2035 | MAPP_CA_2_IESO | MAPP_CA | IESO | Internal | Shoulder | B14 | 900 | 330 | 0 | 72.05 | 76.95 | 8 | 0
2035 | MAPP_CA_2_IESO | MAPP_CA | IESO | Internal | Shoulder | B15 | 1203 | 330 | 0 | 72.05 | 76.95 | 8 | 0
2035 | MAPP_CA_2_IESO | MAPP_CA | IESO | Internal | Summer | B1 | 10 | 330 | 0 | 166.03 | 172.44 | 8 | 0
2035 | MAPP_CA_2_IESO | MAPP_CA | IESO | Internal | Summer | B2 | 25 | 330 | 0 | 185.35 | 188.08 | 8 | 0
2035 | MAPP_CA_2_IESO | MAPP_CA | IESO | Internal | Summer | B3 | 75 | 330 | 0 | 180.5 | 183.2 | 8 | 0
2035 | MAPP_CA_2_IESO | MAPP_CA | IESO | Internal | Summer | B4 | 100 | 330 | 0 | 152.77 | 158.6 | 8 | 0
2035 | MAPP_CA_2_IESO | MAPP_CA | IESO | Internal | Summer | B5 | 200 | 330 | 0 | 127.84 | 130.55 | 8 | 0
2035 | MAPP_CA_2_IESO | MAPP_CA | IESO | Internal | Summer | B6 | 300 | 330 | 0 | 103.41 | 97.23 | 8 | 0
2035 | MAPP_CA_2_IESO | MAPP_CA | IESO | Internal | Summer | B7 | 400 | 330 | 0 | 78.46 | 83.46 | 8 | 0
2035 | MAPP_CA_2_IESO | MAPP_CA | IESO | Internal | Summer | B8 | 500 | 330 | 0 | 75.5 | 77 | 8 | 0
2035 | MAPP_CA_2_IESO | MAPP_CA | IESO | Internal | Summer | B9 | 800 | 330 | 0 | 75.5 | 68.5 | 8 | 0
2035 | MAPP_CA_2_IESO | MAPP_CA | IESO | Internal | Summer | B10 | 1262 | 330 | 0 | 75.5 | 68.5 | 8 | 0
2035 | MAPP_CA_2_IESO | MAPP_CA | IESO | Internal | Winter | B16 | 25 | 330 | 0 | 78.66 | 82.55 | 8 | 0
2035 | MAPP_CA_2_IESO | MAPP_CA | IESO | Internal | Winter | B17 | 100 | 330 | 0 | 78.66 | 76.95 | 8 | 0
2035 | MAPP_CA_2_IESO | MAPP_CA | IESO | Internal | Winter | B18 | 400 | 330 | 0 | 78.66 | 76.95 | 8 | 0
2035 | MAPP_CA_2_IESO | MAPP_CA | IESO | Internal | Winter | B19 | 700 | 330 | 0 | 78.66 | 76.95 | 8 | 0
2035 | MAPP_CA_2_IESO | MAPP_CA | IESO | Internal | Winter | B20 | 935 | 330 | 0 | 78.66 | 76.95 | 8 | 0
2035 | MAPP_CA_2_MAPP_US | MAPP_CA | MAPP_US | Internal | Shoulder | B11 | 25 | 372 | 372 | 77.87 | 97.61 | 7 | 12.74
2035 | MAPP_CA_2_MAPP_US | MAPP_CA | MAPP_US | Internal | Shoulder | B12 | 200 | 372 | 0 | 72.05 | 73.69 | 7 | 0
2035 | MAPP_CA_2_MAPP_US | MAPP_CA | MAPP_US | Internal | Shoulder | B13 | 600 | 372 | 0 | 72.05 | 73.69 | 7 | 0
2035 | MAPP_CA_2_MAPP_US | MAPP_CA | MAPP_US | Internal | Shoulder | B14 | 900 | 372 | 0 | 72.05 | 73.69 | 7 | 0
2035 | MAPP_CA_2_MAPP_US | MAPP_CA | MAPP_US | Internal | Shoulder | B15 | 1203 | 372 | 0 | 72.05 | 65.05 | 7 | 0
2035 | MAPP_CA_2_MAPP_US | MAPP_CA | MAPP_US | Internal | Summer | B1 | 10 | 372 | 372 | 166.03 | 185.77 | 7 | 12.74
2035 | MAPP_CA_2_MAPP_US | MAPP_CA | MAPP_US | Internal | Summer | B2 | 25 | 372 | 372 | 185.35 | 205.09 | 7 | 12.74
2035 | MAPP_CA_2_MAPP_US | MAPP_CA | MAPP_US | Internal | Summer | B3 | 75 | 372 | 372 | 180.5 | 200.24 | 7 | 12.74
2035 | MAPP_CA_2_MAPP_US | MAPP_CA | MAPP_US | Internal | Summer | B4 | 100 | 372 | 372 | 152.77 | 172.51 | 7 | 12.74
2035 | MAPP_CA_2_MAPP_US | MAPP_CA | MAPP_US | Internal | Summer | B5 | 200 | 372 | 372 | 127.84 | 147.58 | 7 | 12.74
2035 | MAPP_CA_2_MAPP_US | MAPP_CA | MAPP_US | Internal | Summer | B6 | 300 | 372 | 372 | 103.41 | 123.15 | 7 | 12.74
2035 | MAPP_CA_2_MAPP_US | MAPP_CA | MAPP_US | Internal | Summer | B7 | 400 | 372 | 372 | 78.46 | 98.21 | 7 | 12.74
2035 | MAPP_CA_2_MAPP_US | MAPP_CA | MAPP_US | Internal | Summer | B8 | 500 | 372 | 372 | 75.5 | 83.65 | 7 | 1.14
2035 | MAPP_CA_2_MAPP_US | MAPP_CA | MAPP_US | Internal | Summer | B9 | 800 | 372 | 0 | 75.5 | 79.44 | 7 | 0
2035 | MAPP_CA_2_MAPP_US | MAPP_CA | MAPP_US | Internal | Summer | B10 | 1262 | 372 | 0 | 75.5 | 73.07 | 7 | 0
2035 | MAPP_CA_2_MAPP_US | MAPP_CA | MAPP_US | Internal | Winter | B16 | 25 | 372 | 0 | 78.66 | 69.37 | 7 | 0
2035 | MAPP_CA_2_MAPP_US | MAPP_CA | MAPP_US | Internal | Winter | B17 | 100 | 372 | 0 | 78.66 | 78.72 | 7 | 0
2035 | MAPP_CA_2_MAPP_US | MAPP_CA | MAPP_US | Internal | Winter | B18 | 400 | 372 | 0 | 78.66 | 78.72 | 7 | 0
2035 | MAPP_CA_2_MAPP_US | MAPP_CA | MAPP_US | Internal | Winter | B19 | 700 | 372 | 0 | 78.66 | 78.72 | 7 | 0
2035 | MAPP_CA_2_MAPP_US | MAPP_CA | MAPP_US | Internal | Winter | B20 | 935 | 372 | 0 | 78.66 | 66.46 | 7 | 0
2035 | MAPP_CA_2_MISO_W | MAPP_CA | MISO_W | Internal | Shoulder | B11 | 25 | 1970 | 3668.3 | 77.87 | 104.61 | 0.01 | 26.73
2035 | MAPP_CA_2_MISO_W | MAPP_CA | MISO_W | Internal | Shoulder | B12 | 200 | 1970 | 1970 | 72.05 | 91.22 | 0.01 | 19.16
2035 | MAPP_CA_2_MISO_W | MAPP_CA | MISO_W | Internal | Shoulder | B13 | 600 | 1970 | 1970 | 72.05 | 90.1 | 0.01 | 18.04
2035 | MAPP_CA_2_MISO_W | MAPP_CA | MISO_W | Internal | Shoulder | B14 | 900 | 1970 | 1970 | 72.05 | 83.59 | 0.01 | 11.54
2035 | MAPP_CA_2_MISO_W | MAPP_CA | MISO_W | Internal | Shoulder | B15 | 1203 | 1970 | 1970 | 72.05 | 79.44 | 0.01 | 7.38
2035 | MAPP_CA_2_MISO_W | MAPP_CA | MISO_W | Internal | Summer | B1 | 10 | 1970 | 4727.54 | 166.03 | 192.77 | 0.01 | 26.73
2035 | MAPP_CA_2_MISO_W | MAPP_CA | MISO_W | Internal | Summer | B2 | 25 | 1970 | 4739.45 | 185.35 | 212.09 | 0.01 | 26.73
2035 | MAPP_CA_2_MISO_W | MAPP_CA | MISO_W | Internal | Summer | B3 | 75 | 1970 | 4602.52 | 180.5 | 207.24 | 0.01 | 26.73
2035 | MAPP_CA_2_MISO_W | MAPP_CA | MISO_W | Internal | Summer | B4 | 100 | 1970 | 4470.63 | 152.77 | 179.51 | 0.01 | 26.73
2035 | MAPP_CA_2_MISO_W | MAPP_CA | MISO_W | Internal | Summer | B5 | 200 | 1970 | 3848.29 | 127.84 | 154.58 | 0.01 | 26.73
2035 | MAPP_CA_2_MISO_W | MAPP_CA | MISO_W | Internal | Summer | B6 | 300 | 1970 | 3706.26 | 103.41 | 130.15 | 0.01 | 26.73
2035 | MAPP_CA_2_MISO_W | MAPP_CA | MISO_W | Internal | Summer | B7 | 400 | 1970 | 3641.99 | 78.46 | 105.21 | 0.01 | 26.73
2035 | MAPP_CA_2_MISO_W | MAPP_CA | MISO_W | Internal | Summer | B8 | 500 | 1970 | 1970 | 75.5 | 94.94 | 0.01 | 19.42
2035 | MAPP_CA_2_MISO_W | MAPP_CA | MISO_W | Internal | Summer | B9 | 800 | 1970 | 1970 | 75.5 | 86.44 | 0.01 | 10.93
2035 | MAPP_CA_2_MISO_W | MAPP_CA | MISO_W | Internal | Summer | B10 | 1262 | 1970 | 1970 | 75.5 | 80.07 | 0.01 | 4.55
2035 | MAPP_CA_2_MISO_W | MAPP_CA | MISO_W | Internal | Winter | B16 | 25 | 1970 | 1970 | 78.66 | 95.77 | 0.01 | 17.1
2035 | MAPP_CA_2_MISO_W | MAPP_CA | MISO_W | Internal | Winter | B17 | 100 | 1970 | 1970 | 78.66 | 90.91 | 0.01 | 12.24
2035 | MAPP_CA_2_MISO_W | MAPP_CA | MISO_W | Internal | Winter | B18 | 400 | 1970 | 1970 | 78.66 | 92.42 | 0.01 | 13.75
2035 | MAPP_CA_2_MISO_W | MAPP_CA | MISO_W | Internal | Winter | B19 | 700 | 1970 | 1970 | 78.66 | 89.6 | 0.01 | 10.93
2035 | MAPP_CA_2_MISO_W | MAPP_CA | MISO_W | Internal | Winter | B20 | 935 | 1970 | 1444.89 | 78.66 | 78.67 | 0.01 | 0
2035 | MAPP_US_2_MAPP_CA | MAPP_US | MAPP_CA | Internal | Shoulder | B11 | 25 | 165 | 0 | 97.61 | 77.87 | 7 | 0
2035 | MAPP_US_2_MAPP_CA | MAPP_US | MAPP_CA | Internal | Shoulder | B12 | 200 | 165 | 0 | 73.69 | 72.05 | 7 | 0
2035 | MAPP_US_2_MAPP_CA | MAPP_US | MAPP_CA | Internal | Shoulder | B13 | 600 | 165 | 0 | 73.69 | 72.05 | 7 | 0
2035 | MAPP_US_2_MAPP_CA | MAPP_US | MAPP_CA | Internal | Shoulder | B14 | 900 | 165 | 0 | 73.69 | 72.05 | 7 | 0
2035 | MAPP_US_2_MAPP_CA | MAPP_US | MAPP_CA | Internal | Shoulder | B15 | 1203 | 165 | 4.7 | 65.05 | 72.05 | 7 | 0
2035 | MAPP_US_2_MAPP_CA | MAPP_US | MAPP_CA | Internal | Summer | B1 | 10 | 165 | 0 | 185.77 | 166.03 | 7 | 0
2035 | MAPP_US_2_MAPP_CA | MAPP_US | MAPP_CA | Internal | Summer | B2 | 25 | 165 | 0 | 205.09 | 185.35 | 7 | 0
2035 | MAPP_US_2_MAPP_CA | MAPP_US | MAPP_CA | Internal | Summer | B3 | 75 | 165 | 0 | 200.24 | 180.5 | 7 | 0
2035 | MAPP_US_2_MAPP_CA | MAPP_US | MAPP_CA | Internal | Summer | B4 | 100 | 165 | 0 | 172.51 | 152.77 | 7 | 0
2035 | MAPP_US_2_MAPP_CA | MAPP_US | MAPP_CA | Internal | Summer | B5 | 200 | 165 | 0 | 147.58 | 127.84 | 7 | 0
2035 | MAPP_US_2_MAPP_CA | MAPP_US | MAPP_CA | Internal | Summer | B6 | 300 | 165 | 0 | 123.15 | 103.41 | 7 | 0
2035 | MAPP_US_2_MAPP_CA | MAPP_US | MAPP_CA | Internal | Summer | B7 | 400 | 165 | 0 | 98.21 | 78.46 | 7 | 0
2035 | MAPP_US_2_MAPP_CA | MAPP_US | MAPP_CA | Internal | Summer | B8 | 500 | 165 | 0 | 83.65 | 75.5 | 7 | 0
2035 | MAPP_US_2_MAPP_CA | MAPP_US | MAPP_CA | Internal | Summer | B9 | 800 | 165 | 0 | 79.44 | 75.5 | 7 | 0
2035 | MAPP_US_2_MAPP_CA | MAPP_US | MAPP_CA | Internal | Summer | B10 | 1262 | 165 | 0 | 73.07 | 75.5 | 7 | 0
2035 | MAPP_US_2_MAPP_CA | MAPP_US | MAPP_CA | Internal | Winter | B16 | 25 | 165 | 165 | 69.37 | 78.66 | 7 | 2.29
2035 | MAPP_US_2_MAPP_CA | MAPP_US | MAPP_CA | Internal | Winter | B17 | 100 | 165 | 0 | 78.72 | 78.66 | 7 | 0
2035 | MAPP_US_2_MAPP_CA | MAPP_US | MAPP_CA | Internal | Winter | B18 | 400 | 165 | 0 | 78.72 | 78.66 | 7 | 0
2035 | MAPP_US_2_MAPP_CA | MAPP_US | MAPP_CA | Internal | Winter | B19 | 700 | 165 | 0 | 78.72 | 78.66 | 7 | 0
2035 | MAPP_US_2_MAPP_CA | MAPP_US | MAPP_CA | Internal | Winter | B20 | 935 | 165 | 165 | 66.46 | 78.66 | 7 | 5.2
2035 | MAPP_US_2_MISO_W | MAPP_US | MISO_W | Internal | Shoulder | B11 | 25 | 2635 | 2512.18 | 97.61 | 104.61 | 7 | 0
2035 | MAPP_US_2_MISO_W | MAPP_US | MISO_W | Internal | Shoulder | B12 | 200 | 2635 | 2635 | 73.69 | 91.22 | 7 | 10.52
2035 | MAPP_US_2_MISO_W | MAPP_US | MISO_W | Internal | Shoulder | B13 | 600 | 2635 | 2635 | 73.69 | 90.1 | 7 | 9.41
2035 | MAPP_US_2_MISO_W | MAPP_US | MISO_W | Internal | Shoulder | B14 | 900 | 2635 | 2635 | 73.69 | 83.59 | 7 | 2.9
2035 | MAPP_US_2_MISO_W | MAPP_US | MISO_W | Internal | Shoulder | B15 | 1203 | 2635 | 2635 | 65.05 | 79.44 | 7 | 7.4
2035 | MAPP_US_2_MISO_W | MAPP_US | MISO_W | Internal | Summer | B1 | 10 | 2635 | 567.95 | 185.77 | 192.77 | 7 | 0
2035 | MAPP_US_2_MISO_W | MAPP_US | MISO_W | Internal | Summer | B2 | 25 | 2635 | 2297 | 205.09 | 212.09 | 7 | 0
2035 | MAPP_US_2_MISO_W | MAPP_US | MISO_W | Internal | Summer | B3 | 75 | 2635 | 1606.33 | 200.24 | 207.24 | 7 | 0
2035 | MAPP_US_2_MISO_W | MAPP_US | MISO_W | Internal | Summer | B4 | 100 | 2635 | 1876.88 | 172.51 | 179.51 | 7 | 0
2035 | MAPP_US_2_MISO_W | MAPP_US | MISO_W | Internal | Summer | B5 | 200 | 2635 | 1896.53 | 147.58 | 154.58 | 7 | 0
2035 | MAPP_US_2_MISO_W | MAPP_US | MISO_W | Internal | Summer | B6 | 300 | 2635 | 992.99 | 123.15 | 130.15 | 7 | 0
2035 | MAPP_US_2_MISO_W | MAPP_US | MISO_W | Internal | Summer | B7 | 400 | 2635 | 2387.5 | 98.21 | 105.21 | 7 | 0
2035 | MAPP_US_2_MISO_W | MAPP_US | MISO_W | Internal | Summer | B8 | 500 | 2635 | 2635 | 83.65 | 94.94 | 7 | 4.29
2035 | MAPP_US_2_MISO_W | MAPP_US | MISO_W | Internal | Summer | B9 | 800 | 2635 | 2038.03 | 79.44 | 86.44 | 7 | 0
2035 | MAPP_US_2_MISO_W | MAPP_US | MISO_W | Internal | Summer | B10 | 1262 | 2635 | 2162.06 | 73.07 | 80.07 | 7 | 0
2035 | MAPP_US_2_MISO_W | MAPP_US | MISO_W | Internal | Winter | B16 | 25 | 2635 | 2635 | 69.37 | 95.77 | 7 | 19.4
2035 | MAPP_US_2_MISO_W | MAPP_US | MISO_W | Internal | Winter | B17 | 100 | 2635 | 2635 | 78.72 | 90.91 | 7 | 5.19
2035 | MAPP_US_2_MISO_W | MAPP_US | MISO_W | Internal | Winter | B18 | 400 | 2635 | 2635 | 78.72 | 92.42 | 7 | 6.7
2035 | MAPP_US_2_MISO_W | MAPP_US | MISO_W | Internal | Winter | B19 | 700 | 2635 | 2635 | 78.72 | 89.6 | 7 | 3.88
2035 | MAPP_US_2_MISO_W | MAPP_US | MISO_W | Internal | Winter | B20 | 935 | 2635 | 2635 | 66.46 | 78.67 | 7 | 5.21
2035 | MAPP_US_2_NE | MAPP_US | NE | Internal | Shoulder | B11 | 25 | 2000 | 0 | 97.61 | 99.61 | 7 | 0
2035 | MAPP_US_2_NE | MAPP_US | NE | Internal | Shoulder | B12 | 200 | 2000 | 0 | 73.69 | 74.01 | 7 | 0
2035 | MAPP_US_2_NE | MAPP_US | NE | Internal | Shoulder | B13 | 600 | 2000 | 0 | 73.69 | 72.89 | 7 | 0
2035 | MAPP_US_2_NE | MAPP_US | NE | Internal | Shoulder | B14 | 900 | 2000 | 0 | 73.69 | 68.69 | 7 | 0
2035 | MAPP_US_2_NE | MAPP_US | NE | Internal | Shoulder | B15 | 1203 | 2000 | 0 | 65.05 | 60.05 | 7 | 0
2035 | MAPP_US_2_NE | MAPP_US | NE | Internal | Summer | B1 | 10 | 2000 | 0 | 185.77 | 190.15 | 7 | 0
2035 | MAPP_US_2_NE | MAPP_US | NE | Internal | Summer | B2 | 25 | 2000 | 0 | 205.09 | 206.95 | 7 | 0
2035 | MAPP_US_2_NE | MAPP_US | NE | Internal | Summer | B3 | 75 | 2000 | 369.01 | 200.24 | 207.24 | 7 | 0
2035 | MAPP_US_2_NE | MAPP_US | NE | Internal | Summer | B4 | 100 | 2000 | 0 | 172.51 | 175.51 | 7 | 0
2035 | MAPP_US_2_NE | MAPP_US | NE | Internal | Summer | B5 | 200 | 2000 | 0 | 147.58 | 149.58 | 7 | 0
2035 | MAPP_US_2_NE | MAPP_US | NE | Internal | Summer | B6 | 300 | 2000 | 539.99 | 123.15 | 130.15 | 7 | 0
2035 | MAPP_US_2_NE | MAPP_US | NE | Internal | Summer | B7 | 400 | 2000 | 0 | 98.21 | 102.82 | 7 | 0
2035 | MAPP_US_2_NE | MAPP_US | NE | Internal | Summer | B8 | 500 | 2000 | 354.58 | 83.65 | 90.65 | 7 | 0
2035 | MAPP_US_2_NE | MAPP_US | NE | Internal | Summer | B9 | 800 | 2000 | 0 | 79.44 | 78.06 | 7 | 0
2035 | MAPP_US_2_NE | MAPP_US | NE | Internal | Summer | B10 | 1262 | 2000 | 0 | 73.07 | 71 | 7 | 0
2035 | MAPP_US_2_NE | MAPP_US | NE | Internal | Winter | B16 | 25 | 2000 | 466.5 | 69.37 | 76.37 | 7 | 0
2035 | MAPP_US_2_NE | MAPP_US | NE | Internal | Winter | B17 | 100 | 2000 | 0 | 78.72 | 73.72 | 7 | 0
2035 | MAPP_US_2_NE | MAPP_US | NE | Internal | Winter | B18 | 400 | 2000 | 0 | 78.72 | 73.72 | 7 | 0
2035 | MAPP_US_2_NE | MAPP_US | NE | Internal | Winter | B19 | 700 | 2000 | 0 | 78.72 | 73.72 | 7 | 0
2035 | MAPP_US_2_NE | MAPP_US | NE | Internal | Winter | B20 | 935 | 2000 | 0 | 66.46 | 61.46 | 7 | 0
2035 | MARITIMES_2_NEISO | MARITIMES | NEISO | Internal | Shoulder | B11 | 25 | 99999 | 1400.1 | 100.37 | 100.38 | 0.01 | 0
2035 | MARITIMES_2_NEISO | MARITIMES | NEISO | Internal | Shoulder | B12 | 200 | 99999 | 1400.1 | 98.86 | 98.87 | 0.01 | 0
2035 | MARITIMES_2_NEISO | MARITIMES | NEISO | Internal | Shoulder | B13 | 600 | 99999 | 1400 | 90.39 | 90.4 | 0.01 | 0
2035 | MARITIMES_2_NEISO | MARITIMES | NEISO | Internal | Shoulder | B14 | 900 | 99999 | 1400 | 83.89 | 83.9 | 0.01 | 0
2035 | MARITIMES_2_NEISO | MARITIMES | NEISO | Internal | Shoulder | B15 | 1203 | 99999 | 426.43 | 83.89 | 83.9 | 0.01 | 0
2035 | MARITIMES_2_NEISO | MARITIMES | NEISO | Internal | Summer | B1 | 10 | 99999 | 1400.1 | 208 | 208.01 | 0.01 | 0
2035 | MARITIMES_2_NEISO | MARITIMES | NEISO | Internal | Summer | B2 | 25 | 99999 | 1400.1 | 227.79 | 227.81 | 0.01 | 0
2035 | MARITIMES_2_NEISO | MARITIMES | NEISO | Internal | Summer | B3 | 75 | 99999 | 1400.1 | 206.01 | 206.02 | 0.01 | 0
2035 | MARITIMES_2_NEISO | MARITIMES | NEISO | Internal | Summer | B4 | 100 | 99999 | 1400.1 | 166.54 | 166.55 | 0.01 | 0
2035 | MARITIMES_2_NEISO | MARITIMES | NEISO | Internal | Summer | B5 | 200 | 99999 | 1400.1 | 147.64 | 147.65 | 0.01 | 0
2035 | MARITIMES_2_NEISO | MARITIMES | NEISO | Internal | Summer | B6 | 300 | 99999 | 1400.1 | 117.79 | 117.8 | 0.01 | 0
2035 | MARITIMES_2_NEISO | MARITIMES | NEISO | Internal | Summer | B7 | 400 | 99999 | 1400.1 | 106.37 | 106.39 | 0.01 | 0
2035 | MARITIMES_2_NEISO | MARITIMES | NEISO | Internal | Summer | B8 | 500 | 99999 | 1400.1 | 106.37 | 106.39 | 0.01 | 0
2035 | MARITIMES_2_NEISO | MARITIMES | NEISO | Internal | Summer | B9 | 800 | 99999 | 1400.1 | 106.37 | 106.39 | 0.01 | 0
2035 | MARITIMES_2_NEISO | MARITIMES | NEISO | Internal | Summer | B10 | 1262 | 99999 | 236.23 | 106.37 | 106.39 | 0.01 | 0
2035 | MARITIMES_2_NEISO | MARITIMES | NEISO | Internal | Winter | B16 | 25 | 99999 | 1400.06 | 96.06 | 96.07 | 0.01 | 0
2035 | MARITIMES_2_NEISO | MARITIMES | NEISO | Internal | Winter | B17 | 100 | 99999 | 1400.06 | 92.71 | 92.72 | 0.01 | 0
2035 | MARITIMES_2_NEISO | MARITIMES | NEISO | Internal | Winter | B18 | 400 | 99999 | 1400.06 | 92.71 | 92.72 | 0.01 | 0
2035 | MARITIMES_2_NEISO | MARITIMES | NEISO | Internal | Winter | B19 | 700 | 99999 | 1400 | 89.89 | 89.9 | 0.01 | 0
2035 | MARITIMES_2_NEISO | MARITIMES | NEISO | Internal | Winter | B20 | 935 | 99999 | 475.94 | 82.2 | 82.21 | 0.01 | 0
2035 | MISO_IN_2_MISO_MI | MISO_IN | MISO_MI | Internal | Shoulder | B11 | 25 | 5000 | 8141.77 | 129.18 | 132.86 | 0.01 | 3.67
2035 | MISO_IN_2_MISO_MI | MISO_IN | MISO_MI | Internal | Shoulder | B12 | 200 | 5000 | 9371.55 | 115.78 | 119.46 | 0.01 | 3.67
2035 | MISO_IN_2_MISO_MI | MISO_IN | MISO_MI | Internal | Shoulder | B13 | 600 | 5000 | 9160.44 | 114.85 | 118.53 | 0.01 | 3.67
2035 | MISO_IN_2_MISO_MI | MISO_IN | MISO_MI | Internal | Shoulder | B14 | 900 | 5000 | 11013.49 | 110.65 | 114.33 | 0.01 | 3.67
2035 | MISO_IN_2_MISO_MI | MISO_IN | MISO_MI | Internal | Shoulder | B15 | 1203 | 5000 | 10010.23 | 104.2 | 107.88 | 0.01 | 3.67
2035 | MISO_IN_2_MISO_MI | MISO_IN | MISO_MI | Internal | Summer | B1 | 10 | 5000 | 5585.02 | 217.34 | 221.02 | 0.01 | 3.67
2035 | MISO_IN_2_MISO_MI | MISO_IN | MISO_MI | Internal | Summer | B2 | 25 | 5000 | 250.22 | 236.65 | 236.66 | 0.01 | 0
2035 | MISO_IN_2_MISO_MI | MISO_IN | MISO_MI | Internal | Summer | B3 | 75 | 5000 | 0 | 231.8 | 231.78 | 0.01 | 0
2035 | MISO_IN_2_MISO_MI | MISO_IN | MISO_MI | Internal | Summer | B4 | 100 | 5000 | 1129.58 | 207.17 | 207.18 | 0.01 | 0
2035 | MISO_IN_2_MISO_MI | MISO_IN | MISO_MI | Internal | Summer | B5 | 200 | 5000 | 0 | 179.14 | 179.13 | 0.01 | 0
2035 | MISO_IN_2_MISO_MI | MISO_IN | MISO_MI | Internal | Summer | B6 | 300 | 5000 | 2677.3 | 145.8 | 145.81 | 0.01 | 0
2035 | MISO_IN_2_MISO_MI | MISO_IN | MISO_MI | Internal | Summer | B7 | 400 | 5000 | 5000 | 131.68 | 132.03 | 0.01 | 0.34
2035 | MISO_IN_2_MISO_MI | MISO_IN | MISO_MI | Internal | Summer | B8 | 500 | 5000 | 5000 | 124.43 | 125.57 | 0.01 | 1.13
2035 | MISO_IN_2_MISO_MI | MISO_IN | MISO_MI | Internal | Summer | B9 | 800 | 5000 | 5674.2 | 113.4 | 117.08 | 0.01 | 3.67
2035 | MISO_IN_2_MISO_MI | MISO_IN | MISO_MI | Internal | Summer | B10 | 1262 | 5000 | 5000 | 112.96 | 114.89 | 0.01 | 1.91
2035 | MISO_IN_2_MISO_MI | MISO_IN | MISO_MI | Internal | Winter | B16 | 25 | 5000 | 9305.76 | 120.33 | 124.01 | 0.01 | 3.67
2035 | MISO_IN_2_MISO_MI | MISO_IN | MISO_MI | Internal | Winter | B17 | 100 | 5000 | 8473.65 | 117.87 | 121.55 | 0.01 | 3.67
2035 | MISO_IN_2_MISO_MI | MISO_IN | MISO_MI | Internal | Winter | B18 | 400 | 5000 | 7668.21 | 117.87 | 121.55 | 0.01 | 3.67
2035 | MISO_IN_2_MISO_MI | MISO_IN | MISO_MI | Internal | Winter | B19 | 700 | 5000 | 6144.79 | 117.01 | 120.69 | 0.01 | 3.67
2035 | MISO_IN_2_MISO_MI | MISO_IN | MISO_MI | Internal | Winter | B20 | 935 | 5000 | 10034.96 | 103.42 | 107.1 | 0.01 | 3.67
2035 | MISO_IN_2_MISO_MO-IL | MISO_IN | MISO_MO-IL | Internal | Shoulder | B11 | 25 | 5000 | 5000 | 129.18 | 129.78 | 0.01 | 0.59
2035 | MISO_IN_2_MISO_MO-IL | MISO_IN | MISO_MO-IL | Internal | Shoulder | B12 | 200 | 5000 | 0 | 115.78 | 112.32 | 0.01 | 0
2035 | MISO_IN_2_MISO_MO-IL | MISO_IN | MISO_MO-IL | Internal | Shoulder | B13 | 600 | 5000 | 0 | 114.85 | 111.21 | 0.01 | 0
2035 | MISO_IN_2_MISO_MO-IL | MISO_IN | MISO_MO-IL | Internal | Shoulder | B14 | 900 | 5000 | 0 | 110.65 | 107.01 | 0.01 | 0
2035 | MISO_IN_2_MISO_MO-IL | MISO_IN | MISO_MO-IL | Internal | Shoulder | B15 | 1203 | 5000 | 0 | 104.2 | 100.55 | 0.01 | 0
2035 | MISO_IN_2_MISO_MO-IL | MISO_IN | MISO_MO-IL | Internal | Summer | B1 | 10 | 5000 | 0 | 217.34 | 213.88 | 0.01 | 0
2035 | MISO_IN_2_MISO_MO-IL | MISO_IN | MISO_MO-IL | Internal | Summer | B2 | 25 | 5000 | 5000 | 236.65 | 239.17 | 0.01 | 2.51
2035 | MISO_IN_2_MISO_MO-IL | MISO_IN | MISO_MO-IL | Internal | Summer | B3 | 75 | 5000 | 7898.96 | 231.8 | 235.23 | 0.01 | 3.42
2035 | MISO_IN_2_MISO_MO-IL | MISO_IN | MISO_MO-IL | Internal | Summer | B4 | 100 | 5000 | 5652.07 | 207.17 | 210.6 | 0.01 | 3.42
2035 | MISO_IN_2_MISO_MO-IL | MISO_IN | MISO_MO-IL | Internal | Summer | B5 | 200 | 5000 | 5000 | 179.14 | 179.3 | 0.01 | 0.15
2035 | MISO_IN_2_MISO_MO-IL | MISO_IN | MISO_MO-IL | Internal | Summer | B6 | 300 | 5000 | 4244.32 | 145.8 | 145.81 | 0.01 | 0
2035 | MISO_IN_2_MISO_MO-IL | MISO_IN | MISO_MO-IL | Internal | Summer | B7 | 400 | 5000 | 5000 | 131.68 | 132.38 | 0.01 | 0.69
2035 | MISO_IN_2_MISO_MO-IL | MISO_IN | MISO_MO-IL | Internal | Summer | B8 | 500 | 5000 | 5000 | 124.43 | 126.03 | 0.01 | 1.58
2035 | MISO_IN_2_MISO_MO-IL | MISO_IN | MISO_MO-IL | Internal | Summer | B9 | 800 | 5000 | 3106.49 | 113.4 | 113.41 | 0.01 | 0
2035 | MISO_IN_2_MISO_MO-IL | MISO_IN | MISO_MO-IL | Internal | Summer | B10 | 1262 | 5000 | 0 | 112.96 | 109.32 | 0.01 | 0
2035 | MISO_IN_2_MISO_MO-IL | MISO_IN | MISO_MO-IL | Internal | Winter | B16 | 25 | 5000 | 0 | 120.33 | 116.87 | 0.01 | 0
2035 | MISO_IN_2_MISO_MO-IL | MISO_IN | MISO_MO-IL | Internal | Winter | B17 | 100 | 5000 | 0 | 117.87 | 114.23 | 0.01 | 0
2035 | MISO_IN_2_MISO_MO-IL | MISO_IN | MISO_MO-IL | Internal | Winter | B18 | 400 | 5000 | 0 | 117.87 | 114.23 | 0.01 | 0
2035 | MISO_IN_2_MISO_MO-IL | MISO_IN | MISO_MO-IL | Internal | Winter | B19 | 700 | 5000 | 0 | 117.01 | 113.37 | 0.01 | 0
2035 | MISO_IN_2_MISO_MO-IL | MISO_IN | MISO_MO-IL | Internal | Winter | B20 | 935 | 5000 | 0 | 103.42 | 99.78 | 0.01 | 0
2035 | MISO_IN_2_NonRTO_Midwest | MISO_IN | NonRTO_Midwest | Internal | Shoulder | B11 | 25 | 4800 | 555.94 | 129.18 | 137.18 | 8 | 0
2035 | MISO_IN_2_NonRTO_Midwest | MISO_IN | NonRTO_Midwest | Internal | Shoulder | B12 | 200 | 4800 | 0 | 115.78 | 120.03 | 8 | 0
2035 | MISO_IN_2_NonRTO_Midwest | MISO_IN | NonRTO_Midwest | Internal | Shoulder | B13 | 600 | 4800 | 0 | 114.85 | 118.54 | 8 | 0
2035 | MISO_IN_2_NonRTO_Midwest | MISO_IN | NonRTO_Midwest | Internal | Shoulder | B14 | 900 | 4800 | 0 | 110.65 | 118.54 | 8 | 0
2035 | MISO_IN_2_NonRTO_Midwest | MISO_IN | NonRTO_Midwest | Internal | Shoulder | B15 | 1203 | 4800 | 2768.04 | 104.2 | 112.2 | 8 | 0
2035 | MISO_IN_2_NonRTO_Midwest | MISO_IN | NonRTO_Midwest | Internal | Summer | B1 | 10 | 4800 | 1364.47 | 217.34 | 225.34 | 8 | 0
2035 | MISO_IN_2_NonRTO_Midwest | MISO_IN | NonRTO_Midwest | Internal | Summer | B2 | 25 | 4800 | 1181.61 | 236.65 | 244.65 | 8 | 0
2035 | MISO_IN_2_NonRTO_Midwest | MISO_IN | NonRTO_Midwest | Internal | Summer | B3 | 75 | 4800 | 720.4 | 231.8 | 239.8 | 8 | 0
2035 | MISO_IN_2_NonRTO_Midwest | MISO_IN | NonRTO_Midwest | Internal | Summer | B4 | 100 | 4800 | 336.1 | 207.17 | 215.17 | 8 | 0
2035 | MISO_IN_2_NonRTO_Midwest | MISO_IN | NonRTO_Midwest | Internal | Summer | B5 | 200 | 4800 | 44.33 | 179.14 | 187.14 | 8 | 0
2035 | MISO_IN_2_NonRTO_Midwest | MISO_IN | NonRTO_Midwest | Internal | Summer | B6 | 300 | 4800 | 0 | 145.8 | 145.81 | 8 | 0
2035 | MISO_IN_2_NonRTO_Midwest | MISO_IN | NonRTO_Midwest | Internal | Summer | B7 | 400 | 4800 | 0 | 131.68 | 123.68 | 8 | 0
2035 | MISO_IN_2_NonRTO_Midwest | MISO_IN | NonRTO_Midwest | Internal | Summer | B8 | 500 | 4800 | 0 | 124.43 | 117.03 | 8 | 0
2035 | MISO_IN_2_NonRTO_Midwest | MISO_IN | NonRTO_Midwest | Internal | Summer | B9 | 800 | 4800 | 0 | 113.4 | 117.03 | 8 | 0
2035 | MISO_IN_2_NonRTO_Midwest | MISO_IN | NonRTO_Midwest | Internal | Summer | B10 | 1262 | 4800 | 0 | 112.96 | 117.03 | 8 | 0
2035 | MISO_IN_2_NonRTO_Midwest | MISO_IN | NonRTO_Midwest | Internal | Winter | B16 | 25 | 4800 | 1169.54 | 120.33 | 128.33 | 8 | 0
2035 | MISO_IN_2_NonRTO_Midwest | MISO_IN | NonRTO_Midwest | Internal | Winter | B17 | 100 | 4800 | 197.71 | 117.87 | 125.87 | 8 | 0
2035 | MISO_IN_2_NonRTO_Midwest | MISO_IN | NonRTO_Midwest | Internal | Winter | B18 | 400 | 4800 | 0 | 117.87 | 121.86 | 8 | 0
2035 | MISO_IN_2_NonRTO_Midwest | MISO_IN | NonRTO_Midwest | Internal | Winter | B19 | 700 | 4800 | 0 | 117.01 | 121.86 | 8 | 0
2035 | MISO_IN_2_NonRTO_Midwest | MISO_IN | NonRTO_Midwest | Internal | Winter | B20 | 935 | 4800 | 2778.45 | 103.42 | 111.42 | 8 | 0
2035 | MISO_IN_2_PJM_ROR | MISO_IN | PJM_ROR | Internal | Shoulder | B11 | 25 | 992 | 2182.48 | 129.18 | 137.71 | 2 | 6.53
2035 | MISO_IN_2_PJM_ROR | MISO_IN | PJM_ROR | Internal | Shoulder | B12 | 200 | 992 | 7462.55 | 115.78 | 124.31 | 2 | 6.53
2035 | MISO_IN_2_PJM_ROR | MISO_IN | PJM_ROR | Internal | Shoulder | B13 | 600 | 992 | 992 | 114.85 | 123.19 | 2 | 6.34
2035 | MISO_IN_2_PJM_ROR | MISO_IN | PJM_ROR | Internal | Shoulder | B14 | 900 | 992 | 992 | 110.65 | 116.69 | 2 | 4.04
2035 | MISO_IN_2_PJM_ROR | MISO_IN | PJM_ROR | Internal | Shoulder | B15 | 1203 | 992 | 992 | 104.2 | 112.54 | 2 | 6.34
2035 | MISO_IN_2_PJM_ROR | MISO_IN | PJM_ROR | Internal | Summer | B1 | 10 | 992 | 7086.42 | 217.34 | 225.87 | 2 | 6.53
2035 | MISO_IN_2_PJM_ROR | MISO_IN | PJM_ROR | Internal | Summer | B2 | 25 | 992 | 5380.96 | 236.65 | 245.18 | 2 | 6.53
2035 | MISO_IN_2_PJM_ROR | MISO_IN | PJM_ROR | Internal | Summer | B3 | 75 | 992 | 5279.96 | 231.8 | 240.33 | 2 | 6.53
2035 | MISO_IN_2_PJM_ROR | MISO_IN | PJM_ROR | Internal | Summer | B4 | 100 | 992 | 992 | 207.17 | 212.6 | 2 | 3.43
2035 | MISO_IN_2_PJM_ROR | MISO_IN | PJM_ROR | Internal | Summer | B5 | 200 | 992 | 4084.97 | 179.14 | 187.67 | 2 | 6.53
2035 | MISO_IN_2_PJM_ROR | MISO_IN | PJM_ROR | Internal | Summer | B6 | 300 | 992 | 3111.64 | 145.8 | 154.33 | 2 | 6.53
2035 | MISO_IN_2_PJM_ROR | MISO_IN | PJM_ROR | Internal | Summer | B7 | 400 | 992 | 992 | 131.68 | 138.3 | 2 | 4.62
2035 | MISO_IN_2_PJM_ROR | MISO_IN | PJM_ROR | Internal | Summer | B8 | 500 | 992 | 992 | 124.43 | 128.03 | 2 | 1.6
2035 | MISO_IN_2_PJM_ROR | MISO_IN | PJM_ROR | Internal | Summer | B9 | 800 | 992 | 992 | 113.4 | 119.54 | 2 | 4.14
2035 | MISO_IN_2_PJM_ROR | MISO_IN | PJM_ROR | Internal | Summer | B10 | 1262 | 992 | 0 | 112.96 | 113.16 | 2 | 0
2035 | MISO_IN_2_PJM_ROR | MISO_IN | PJM_ROR | Internal | Winter | B16 | 25 | 992 | 5577.35 | 120.33 | 128.86 | 2 | 6.53
2035 | MISO_IN_2_PJM_ROR | MISO_IN | PJM_ROR | Internal | Winter | B17 | 100 | 992 | 992 | 117.87 | 124.01 | 2 | 4.14
2035 | MISO_IN_2_PJM_ROR | MISO_IN | PJM_ROR | Internal | Winter | B18 | 400 | 992 | 992 | 117.87 | 125.52 | 2 | 5.65
2035 | MISO_IN_2_PJM_ROR | MISO_IN | PJM_ROR | Internal | Winter | B19 | 700 | 992 | 992 | 117.01 | 122.69 | 2 | 3.68
2035 | MISO_IN_2_PJM_ROR | MISO_IN | PJM_ROR | Internal | Winter | B20 | 935 | 992 | 992 | 103.42 | 111.76 | 2 | 6.34
2035 | MISO_MI_2_MISO_IN | MISO_MI | MISO_IN | Internal | Shoulder | B11 | 25 | 2045 | 0 | 132.86 | 129.18 | 0.01 | 0
2035 | MISO_MI_2_MISO_IN | MISO_MI | MISO_IN | Internal | Shoulder | B12 | 200 | 2045 | 0 | 119.46 | 115.78 | 0.01 | 0
2035 | MISO_MI_2_MISO_IN | MISO_MI | MISO_IN | Internal | Shoulder | B13 | 600 | 2045 | 0 | 118.53 | 114.85 | 0.01 | 0
2035 | MISO_MI_2_MISO_IN | MISO_MI | MISO_IN | Internal | Shoulder | B14 | 900 | 2045 | 0 | 114.33 | 110.65 | 0.01 | 0
2035 | MISO_MI_2_MISO_IN | MISO_MI | MISO_IN | Internal | Shoulder | B15 | 1203 | 2045 | 0 | 107.88 | 104.2 | 0.01 | 0
2035 | MISO_MI_2_MISO_IN | MISO_MI | MISO_IN | Internal | Summer | B1 | 10 | 2045 | 0 | 221.02 | 217.34 | 0.01 | 0
2035 | MISO_MI_2_MISO_IN | MISO_MI | MISO_IN | Internal | Summer | B2 | 25 | 2045 | 0 | 236.66 | 236.65 | 0.01 | 0
2035 | MISO_MI_2_MISO_IN | MISO_MI | MISO_IN | Internal | Summer | B3 | 75 | 2045 | 2176.46 | 231.78 | 231.8 | 0.01 | 0.01
2035 | MISO_MI_2_MISO_IN | MISO_MI | MISO_IN | Internal | Summer | B4 | 100 | 2045 | 0 | 207.18 | 207.17 | 0.01 | 0
2035 | MISO_MI_2_MISO_IN | MISO_MI | MISO_IN | Internal | Summer | B5 | 200 | 2045 | 234.19 | 179.13 | 179.14 | 0.01 | 0
2035 | MISO_MI_2_MISO_IN | MISO_MI | MISO_IN | Internal | Summer | B6 | 300 | 2045 | 0 | 145.81 | 145.8 | 0.01 | 0
2035 | MISO_MI_2_MISO_IN | MISO_MI | MISO_IN | Internal | Summer | B7 | 400 | 2045 | 0 | 132.03 | 131.68 | 0.01 | 0
2035 | MISO_MI_2_MISO_IN | MISO_MI | MISO_IN | Internal | Summer | B8 | 500 | 2045 | 0 | 125.57 | 124.43 | 0.01 | 0
2035 | MISO_MI_2_MISO_IN | MISO_MI | MISO_IN | Internal | Summer | B9 | 800 | 2045 | 0 | 117.08 | 113.4 | 0.01 | 0
2035 | MISO_MI_2_MISO_IN | MISO_MI | MISO_IN | Internal | Summer | B10 | 1262 | 2045 | 0 | 114.89 | 112.96 | 0.01 | 0
2035 | MISO_MI_2_MISO_IN | MISO_MI | MISO_IN | Internal | Winter | B16 | 25 | 2045 | 0 | 124.01 | 120.33 | 0.01 | 0
2035 | MISO_MI_2_MISO_IN | MISO_MI | MISO_IN | Internal | Winter | B17 | 100 | 2045 | 0 | 121.55 | 117.87 | 0.01 | 0
2035 | MISO_MI_2_MISO_IN | MISO_MI | MISO_IN | Internal | Winter | B18 | 400 | 2045 | 0 | 121.55 | 117.87 | 0.01 | 0
2035 | MISO_MI_2_MISO_IN | MISO_MI | MISO_IN | Internal | Winter | B19 | 700 | 2045 | 0 | 120.69 | 117.01 | 0.01 | 0
2035 | MISO_MI_2_MISO_IN | MISO_MI | MISO_IN | Internal | Winter | B20 | 935 | 2045 | 0 | 107.1 | 103.42 | 0.01 | 0
2035 | MISO_MI_2_MISO_WUMS | MISO_MI | MISO_WUMS | Internal | Shoulder | B11 | 25 | 117 | 601.5 | 132.86 | 133.31 | 0.01 | 0.44
2035 | MISO_MI_2_MISO_WUMS | MISO_MI | MISO_WUMS | Internal | Shoulder | B12 | 200 | 117 | 1236.43 | 119.46 | 119.91 | 0.01 | 0.44
2035 | MISO_MI_2_MISO_WUMS | MISO_MI | MISO_WUMS | Internal | Shoulder | B13 | 600 | 117 | 1351.37 | 118.53 | 118.99 | 0.01 | 0.44
2035 | MISO_MI_2_MISO_WUMS | MISO_MI | MISO_WUMS | Internal | Shoulder | B14 | 900 | 117 | 3466.57 | 114.33 | 114.79 | 0.01 | 0.44
2035 | MISO_MI_2_MISO_WUMS | MISO_MI | MISO_WUMS | Internal | Shoulder | B15 | 1203 | 117 | 4091.89 | 107.88 | 108.33 | 0.01 | 0.44
2035 | MISO_MI_2_MISO_WUMS | MISO_MI | MISO_WUMS | Internal | Summer | B1 | 10 | 117 | 422.94 | 221.02 | 221.47 | 0.01 | 0.44
2035 | MISO_MI_2_MISO_WUMS | MISO_MI | MISO_WUMS | Internal | Summer | B2 | 25 | 117 | 0 | 236.66 | 234.44 | 0.01 | 0
2035 | MISO_MI_2_MISO_WUMS | MISO_MI | MISO_WUMS | Internal | Summer | B3 | 75 | 117 | 0 | 231.78 | 229.56 | 0.01 | 0
2035 | MISO_MI_2_MISO_WUMS | MISO_MI | MISO_WUMS | Internal | Summer | B4 | 100 | 117 | 0 | 207.18 | 204.96 | 0.01 | 0
2035 | MISO_MI_2_MISO_WUMS | MISO_MI | MISO_WUMS | Internal | Summer | B5 | 200 | 117 | 0 | 179.13 | 176.91 | 0.01 | 0
2035 | MISO_MI_2_MISO_WUMS | MISO_MI | MISO_WUMS | Internal | Summer | B6 | 300 | 117 | 0 | 145.81 | 143.59 | 0.01 | 0
2035 | MISO_MI_2_MISO_WUMS | MISO_MI | MISO_WUMS | Internal | Summer | B7 | 400 | 117 | 0 | 132.03 | 131.47 | 0.01 | 0
2035 | MISO_MI_2_MISO_WUMS | MISO_MI | MISO_WUMS | Internal | Summer | B8 | 500 | 117 | 375.79 | 125.57 | 126.03 | 0.01 | 0.44
2035 | MISO_MI_2_MISO_WUMS | MISO_MI | MISO_WUMS | Internal | Summer | B9 | 800 | 117 | 286.43 | 117.08 | 117.54 | 0.01 | 0.44
2035 | MISO_MI_2_MISO_WUMS | MISO_MI | MISO_WUMS | Internal | Summer | B10 | 1262 | 117 | 0 | 114.89 | 112.67 | 0.01 | 0
2035 | MISO_MI_2_MISO_WUMS | MISO_MI | MISO_WUMS | Internal | Winter | B16 | 25 | 117 | 484.94 | 124.01 | 124.46 | 0.01 | 0.44
2035 | MISO_MI_2_MISO_WUMS | MISO_MI | MISO_WUMS | Internal | Winter | B17 | 100 | 117 | 273.47 | 121.55 | 122.01 | 0.01 | 0.44
2035 | MISO_MI_2_MISO_WUMS | MISO_MI | MISO_WUMS | Internal | Winter | B18 | 400 | 117 | 118.41 | 121.55 | 122.01 | 0.01 | 0.44
2035 | MISO_MI_2_MISO_WUMS | MISO_MI | MISO_WUMS | Internal | Winter | B19 | 700 | 117 | 0 | 120.69 | 120.69 | 0.01 | 0
2035 | MISO_MI_2_MISO_WUMS | MISO_MI | MISO_WUMS | Internal | Winter | B20 | 935 | 117 | 4331.81 | 107.1 | 107.56 | 0.01 | 0.44
2035 | MISO_MI_2_PJM_ROR | MISO_MI | PJM_ROR | Internal | Shoulder | B11 | 25 | 1424 | 1424 | 132.86 | 137.71 | 2 | 2.85
2035 | MISO_MI_2_PJM_ROR | MISO_MI | PJM_ROR | Internal | Shoulder | B12 | 200 | 1424 | 1424 | 119.46 | 124.31 | 2 | 2.85
2035 | MISO_MI_2_PJM_ROR | MISO_MI | PJM_ROR | Internal | Shoulder | B13 | 600 | 1424 | 1424 | 118.53 | 123.19 | 2 | 2.66
2035 | MISO_MI_2_PJM_ROR | MISO_MI | PJM_ROR | Internal | Shoulder | B14 | 900 | 1424 | 1424 | 114.33 | 116.69 | 2 | 0.35
2035 | MISO_MI_2_PJM_ROR | MISO_MI | PJM_ROR | Internal | Shoulder | B15 | 1203 | 1424 | 1424 | 107.88 | 112.54 | 2 | 2.66
2035 | MISO_MI_2_PJM_ROR | MISO_MI | PJM_ROR | Internal | Summer | B1 | 10 | 1424 | 1424 | 221.02 | 225.87 | 2 | 2.85
2035 | MISO_MI_2_PJM_ROR | MISO_MI | PJM_ROR | Internal | Summer | B2 | 25 | 1424 | 1424 | 236.66 | 245.18 | 2 | 6.52
2035 | MISO_MI_2_PJM_ROR | MISO_MI | PJM_ROR | Internal | Summer | B3 | 75 | 1424 | 1424 | 231.78 | 240.33 | 2 | 6.56
2035 | MISO_MI_2_PJM_ROR | MISO_MI | PJM_ROR | Internal | Summer | B4 | 100 | 1424 | 1424 | 207.18 | 212.6 | 2 | 3.42
2035 | MISO_MI_2_PJM_ROR | MISO_MI | PJM_ROR | Internal | Summer | B5 | 200 | 1424 | 1424 | 179.13 | 187.67 | 2 | 6.55
2035 | MISO_MI_2_PJM_ROR | MISO_MI | PJM_ROR | Internal | Summer | B6 | 300 | 1424 | 1424 | 145.81 | 154.33 | 2 | 6.52
2035 | MISO_MI_2_PJM_ROR | MISO_MI | PJM_ROR | Internal | Summer | B7 | 400 | 1424 | 1424 | 132.03 | 138.3 | 2 | 4.27
2035 | MISO_MI_2_PJM_ROR | MISO_MI | PJM_ROR | Internal | Summer | B8 | 500 | 1424 | 1424 | 125.57 | 128.03 | 2 | 0.46
2035 | MISO_MI_2_PJM_ROR | MISO_MI | PJM_ROR | Internal | Summer | B9 | 800 | 1424 | 1424 | 117.08 | 119.54 | 2 | 0.46
2035 | MISO_MI_2_PJM_ROR | MISO_MI | PJM_ROR | Internal | Summer | B10 | 1262 | 1424 | 0 | 114.89 | 113.16 | 2 | 0
2035 | MISO_MI_2_PJM_ROR | MISO_MI | PJM_ROR | Internal | Winter | B16 | 25 | 1424 | 1424 | 124.01 | 128.86 | 2 | 2.85
2035 | MISO_MI_2_PJM_ROR | MISO_MI | PJM_ROR | Internal | Winter | B17 | 100 | 1424 | 1424 | 121.55 | 124.01 | 2 | 0.46
2035 | MISO_MI_2_PJM_ROR | MISO_MI | PJM_ROR | Internal | Winter | B18 | 400 | 1424 | 1424 | 121.55 | 125.52 | 2 | 1.96
2035 | MISO_MI_2_PJM_ROR | MISO_MI | PJM_ROR | Internal | Winter | B19 | 700 | 1424 | 758.6 | 120.69 | 122.69 | 2 | 0
2035 | MISO_MI_2_PJM_ROR | MISO_MI | PJM_ROR | Internal | Winter | B20 | 935 | 1424 | 1424 | 107.1 | 111.76 | 2 | 2.66
2035 | MISO_MO-IL_2_ENT | MISO_MO-IL | ENT | Internal | Shoulder | B11 | 25 | 2540 | 0 | 129.78 | 136.37 | 8 | 0
2035 | MISO_MO-IL_2_ENT | MISO_MO-IL | ENT | Internal | Shoulder | B12 | 200 | 2540 | 0 | 112.32 | 117.39 | 8 | 0
2035 | MISO_MO-IL_2_ENT | MISO_MO-IL | ENT | Internal | Shoulder | B13 | 600 | 2540 | 0 | 111.21 | 116.27 | 8 | 0
2035 | MISO_MO-IL_2_ENT | MISO_MO-IL | ENT | Internal | Shoulder | B14 | 900 | 2540 | 0 | 107.01 | 112.07 | 8 | 0
2035 | MISO_MO-IL_2_ENT | MISO_MO-IL | ENT | Internal | Shoulder | B15 | 1203 | 2540 | 0 | 100.55 | 105.62 | 8 | 0
2035 | MISO_MO-IL_2_ENT | MISO_MO-IL | ENT | Internal | Summer | B1 | 10 | 2540 | 0 | 213.88 | 218.95 | 8 | 0
2035 | MISO_MO-IL_2_ENT | MISO_MO-IL | ENT | Internal | Summer | B2 | 25 | 2540 | 0 | 239.17 | 244.24 | 8 | 0
2035 | MISO_MO-IL_2_ENT | MISO_MO-IL | ENT | Internal | Summer | B3 | 75 | 2540 | 2540 | 235.23 | 244.24 | 8 | 1.01
2035 | MISO_MO-IL_2_ENT | MISO_MO-IL | ENT | Internal | Summer | B4 | 100 | 2540 | 0 | 210.6 | 215.67 | 8 | 0
2035 | MISO_MO-IL_2_ENT | MISO_MO-IL | ENT | Internal | Summer | B5 | 200 | 2540 | 0 | 179.3 | 184.36 | 8 | 0
2035 | MISO_MO-IL_2_ENT | MISO_MO-IL | ENT | Internal | Summer | B6 | 300 | 2540 | 0 | 145.81 | 146.1 | 8 | 0
2035 | MISO_MO-IL_2_ENT | MISO_MO-IL | ENT | Internal | Summer | B7 | 400 | 2540 | 1253.61 | 132.38 | 140.38 | 8 | 0
2035 | MISO_MO-IL_2_ENT | MISO_MO-IL | ENT | Internal | Summer | B8 | 500 | 2540 | 2498.48 | 126.03 | 134.03 | 8 | 0
2035 | MISO_MO-IL_2_ENT | MISO_MO-IL | ENT | Internal | Summer | B9 | 800 | 2540 | 1390.79 | 113.41 | 121.41 | 8 | 0
2035 | MISO_MO-IL_2_ENT | MISO_MO-IL | ENT | Internal | Summer | B10 | 1262 | 2540 | 0 | 109.32 | 114.38 | 8 | 0
2035 | MISO_MO-IL_2_ENT | MISO_MO-IL | ENT | Internal | Winter | B16 | 25 | 2540 | 0 | 116.87 | 121.94 | 8 | 0
2035 | MISO_MO-IL_2_ENT | MISO_MO-IL | ENT | Internal | Winter | B17 | 100 | 2540 | 0 | 114.23 | 119.29 | 8 | 0
2035 | MISO_MO-IL_2_ENT | MISO_MO-IL | ENT | Internal | Winter | B18 | 400 | 2540 | 0 | 114.23 | 119.29 | 8 | 0
2035 | MISO_MO-IL_2_ENT | MISO_MO-IL | ENT | Internal | Winter | B19 | 700 | 2540 | 0 | 113.37 | 118.43 | 8 | 0
2035 | MISO_MO-IL_2_ENT | MISO_MO-IL | ENT | Internal | Winter | B20 | 935 | 2540 | 0 | 99.78 | 104.84 | 8 | 0
2035 | MISO_MO-IL_2_MISO_IN | MISO_MO-IL | MISO_IN | Internal | Shoulder | B11 | 25 | 2100 | 0 | 129.78 | 129.18 | 0.01 | 0
2035 | MISO_MO-IL_2_MISO_IN | MISO_MO-IL | MISO_IN | Internal | Shoulder | B12 | 200 | 2100 | 2100 | 112.32 | 115.78 | 0.01 | 3.44
2035 | MISO_MO-IL_2_MISO_IN | MISO_MO-IL | MISO_IN | Internal | Shoulder | B13 | 600 | 2100 | 2250.45 | 111.21 | 114.85 | 0.01 | 3.63
2035 | MISO_MO-IL_2_MISO_IN | MISO_MO-IL | MISO_IN | Internal | Shoulder | B14 | 900 | 2100 | 12517.93 | 107.01 | 110.65 | 0.01 | 3.63
2035 | MISO_MO-IL_2_MISO_IN | MISO_MO-IL | MISO_IN | Internal | Shoulder | B15 | 1203 | 2100 | 12214.26 | 100.55 | 104.2 | 0.01 | 3.63
2035 | MISO_MO-IL_2_MISO_IN | MISO_MO-IL | MISO_IN | Internal | Summer | B1 | 10 | 2100 | 2100 | 213.88 | 217.34 | 0.01 | 3.44
2035 | MISO_MO-IL_2_MISO_IN | MISO_MO-IL | MISO_IN | Internal | Summer | B2 | 25 | 2100 | 0 | 239.17 | 236.65 | 0.01 | 0
2035 | MISO_MO-IL_2_MISO_IN | MISO_MO-IL | MISO_IN | Internal | Summer | B3 | 75 | 2100 | 0 | 235.23 | 231.8 | 0.01 | 0
2035 | MISO_MO-IL_2_MISO_IN | MISO_MO-IL | MISO_IN | Internal | Summer | B4 | 100 | 2100 | 0 | 210.6 | 207.17 | 0.01 | 0
2035 | MISO_MO-IL_2_MISO_IN | MISO_MO-IL | MISO_IN | Internal | Summer | B5 | 200 | 2100 | 0 | 179.3 | 179.14 | 0.01 | 0
2035 | MISO_MO-IL_2_MISO_IN | MISO_MO-IL | MISO_IN | Internal | Summer | B6 | 300 | 2100 | 0 | 145.81 | 145.8 | 0.01 | 0
2035 | MISO_MO-IL_2_MISO_IN | MISO_MO-IL | MISO_IN | Internal | Summer | B7 | 400 | 2100 | 0 | 132.38 | 131.68 | 0.01 | 0
2035 | MISO_MO-IL_2_MISO_IN | MISO_MO-IL | MISO_IN | Internal | Summer | B8 | 500 | 2100 | 0 | 126.03 | 124.43 | 0.01 | 0
2035 | MISO_MO-IL_2_MISO_IN | MISO_MO-IL | MISO_IN | Internal | Summer | B9 | 800 | 2100 | 0 | 113.41 | 113.4 | 0.01 | 0
2035 | MISO_MO-IL_2_MISO_IN | MISO_MO-IL | MISO_IN | Internal | Summer | B10 | 1262 | 2100 | 6638.71 | 109.32 | 112.96 | 0.01 | 3.63
2035 | MISO_MO-IL_2_MISO_IN | MISO_MO-IL | MISO_IN | Internal | Winter | B16 | 25 | 2100 | 2100 | 116.87 | 120.33 | 0.01 | 3.44
2035 | MISO_MO-IL_2_MISO_IN | MISO_MO-IL | MISO_IN | Internal | Winter | B17 | 100 | 2100 | 7921.18 | 114.23 | 117.87 | 0.01 | 3.63
2035 | MISO_MO-IL_2_MISO_IN | MISO_MO-IL | MISO_IN | Internal | Winter | B18 | 400 | 2100 | 5028.47 | 114.23 | 117.87 | 0.01 | 3.63
2035 | MISO_MO-IL_2_MISO_IN | MISO_MO-IL | MISO_IN | Internal | Winter | B19 | 700 | 2100 | 6462.71 | 113.37 | 117.01 | 0.01 | 3.63
2035 | MISO_MO-IL_2_MISO_IN | MISO_MO-IL | MISO_IN | Internal | Winter | B20 | 935 | 2100 | 10420.79 | 99.78 | 103.42 | 0.01 | 3.63
2035 | MISO_MO-IL_2_MISO_W | MISO_MO-IL | MISO_W | Internal | Shoulder | B11 | 25 | 960 | 0 | 129.78 | 104.61 | 0.01 | 0
2035 | MISO_MO-IL_2_MISO_W | MISO_MO-IL | MISO_W | Internal | Shoulder | B12 | 200 | 960 | 0 | 112.32 | 91.22 | 0.01 | 0
2035 | MISO_MO-IL_2_MISO_W | MISO_MO-IL | MISO_W | Internal | Shoulder | B13 | 600 | 960 | 0 | 111.21 | 90.1 | 0.01 | 0
2035 | MISO_MO-IL_2_MISO_W | MISO_MO-IL | MISO_W | Internal | Shoulder | B14 | 900 | 960 | 0 | 107.01 | 83.59 | 0.01 | 0
2035 | MISO_MO-IL_2_MISO_W | MISO_MO-IL | MISO_W | Internal | Shoulder | B15 | 1203 | 960 | 0 | 100.55 | 79.44 | 0.01 | 0
2035 | MISO_MO-IL_2_MISO_W | MISO_MO-IL | MISO_W | Internal | Summer | B1 | 10 | 960 | 0 | 213.88 | 192.77 | 0.01 | 0
2035 | MISO_MO-IL_2_MISO_W | MISO_MO-IL | MISO_W | Internal | Summer | B2 | 25 | 960 | 0 | 239.17 | 212.09 | 0.01 | 0
2035 | MISO_MO-IL_2_MISO_W | MISO_MO-IL | MISO_W | Internal | Summer | B3 | 75 | 960 | 0 | 235.23 | 207.24 | 0.01 | 0
2035 | MISO_MO-IL_2_MISO_W | MISO_MO-IL | MISO_W | Internal | Summer | B4 | 100 | 960 | 0 | 210.6 | 179.51 | 0.01 | 0
2035 | MISO_MO-IL_2_MISO_W | MISO_MO-IL | MISO_W | Internal | Summer | B5 | 200 | 960 | 0 | 179.3 | 154.58 | 0.01 | 0
2035 | MISO_MO-IL_2_MISO_W | MISO_MO-IL | MISO_W | Internal | Summer | B6 | 300 | 960 | 0 | 145.81 | 130.15 | 0.01 | 0
2035 | MISO_MO-IL_2_MISO_W | MISO_MO-IL | MISO_W | Internal | Summer | B7 | 400 | 960 | 0 | 132.38 | 105.21 | 0.01 | 0
2035 | MISO_MO-IL_2_MISO_W | MISO_MO-IL | MISO_W | Internal | Summer | B8 | 500 | 960 | 0 | 126.03 | 94.94 | 0.01 | 0
2035 | MISO_MO-IL_2_MISO_W | MISO_MO-IL | MISO_W | Internal | Summer | B9 | 800 | 960 | 0 | 113.41 | 86.44 | 0.01 | 0
2035 | MISO_MO-IL_2_MISO_W | MISO_MO-IL | MISO_W | Internal | Summer | B10 | 1262 | 960 | 0 | 109.32 | 80.07 | 0.01 | 0
2035 | MISO_MO-IL_2_MISO_W | MISO_MO-IL | MISO_W | Internal | Winter | B16 | 25 | 960 | 0 | 116.87 | 95.77 | 0.01 | 0
2035 | MISO_MO-IL_2_MISO_W | MISO_MO-IL | MISO_W | Internal | Winter | B17 | 100 | 960 | 0 | 114.23 | 90.91 | 0.01 | 0
2035 | MISO_MO-IL_2_MISO_W | MISO_MO-IL | MISO_W | Internal | Winter | B18 | 400 | 960 | 0 | 114.23 | 92.42 | 0.01 | 0
2035 | MISO_MO-IL_2_MISO_W | MISO_MO-IL | MISO_W | Internal | Winter | B19 | 700 | 960 | 0 | 113.37 | 89.6 | 0.01 | 0
2035 | MISO_MO-IL_2_MISO_W | MISO_MO-IL | MISO_W | Internal | Winter | B20 | 935 | 960 | 0 | 99.78 | 78.67 | 0.01 | 0
2035 | MISO_MO-IL_2_PJM_ROR | MISO_MO-IL | PJM_ROR | Internal | Shoulder | B11 | 25 | 1212 | 1212 | 129.78 | 137.71 | 2 | 5.93
2035 | MISO_MO-IL_2_PJM_ROR | MISO_MO-IL | PJM_ROR | Internal | Shoulder | B12 | 200 | 1212 | 2950.56 | 112.32 | 124.31 | 2 | 9.99
2035 | MISO_MO-IL_2_PJM_ROR | MISO_MO-IL | PJM_ROR | Internal | Shoulder | B13 | 600 | 1212 | 4165.95 | 111.21 | 123.19 | 2 | 9.99
2035 | MISO_MO-IL_2_PJM_ROR | MISO_MO-IL | PJM_ROR | Internal | Shoulder | B14 | 900 | 1212 | 1212 | 107.01 | 116.69 | 2 | 7.68
2035 | MISO_MO-IL_2_PJM_ROR | MISO_MO-IL | PJM_ROR | Internal | Shoulder | B15 | 1203 | 1212 | 6675.01 | 100.55 | 112.54 | 2 | 9.99
2035 | MISO_MO-IL_2_PJM_ROR | MISO_MO-IL | PJM_ROR | Internal | Summer | B1 | 10 | 1212 | 7657.75 | 213.88 | 225.87 | 2 | 9.99
2035 | MISO_MO-IL_2_PJM_ROR | MISO_MO-IL | PJM_ROR | Internal | Summer | B2 | 25 | 1212 | 1212 | 239.17 | 245.18 | 2 | 4.01
2035 | MISO_MO-IL_2_PJM_ROR | MISO_MO-IL | PJM_ROR | Internal | Summer | B3 | 75 | 1212 | 1212 | 235.23 | 240.33 | 2 | 3.1
2035 | MISO_MO-IL_2_PJM_ROR | MISO_MO-IL | PJM_ROR | Internal | Summer | B4 | 100 | 1212 | 877.21 | 210.6 | 212.6 | 2 | 0
2035 | MISO_MO-IL_2_PJM_ROR | MISO_MO-IL | PJM_ROR | Internal | Summer | B5 | 200 | 1212 | 1212 | 179.3 | 187.67 | 2 | 6.38
2035 | MISO_MO-IL_2_PJM_ROR | MISO_MO-IL | PJM_ROR | Internal | Summer | B6 | 300 | 1212 | 1212 | 145.81 | 154.33 | 2 | 6.52
2035 | MISO_MO-IL_2_PJM_ROR | MISO_MO-IL | PJM_ROR | Internal | Summer | B7 | 400 | 1212 | 1212 | 132.38 | 138.3 | 2 | 3.92
2035 | MISO_MO-IL_2_PJM_ROR | MISO_MO-IL | PJM_ROR | Internal | Summer | B8 | 500 | 1212 | 1025.39 | 126.03 | 128.03 | 2 | 0
2035 | MISO_MO-IL_2_PJM_ROR | MISO_MO-IL | PJM_ROR | Internal | Summer | B9 | 800 | 1212 | 1212 | 113.41 | 119.54 | 2 | 4.12
2035 | MISO_MO-IL_2_PJM_ROR | MISO_MO-IL | PJM_ROR | Internal | Summer | B10 | 1262 | 1212 | 1212 | 109.32 | 113.16 | 2 | 1.84
2035 | MISO_MO-IL_2_PJM_ROR | MISO_MO-IL | PJM_ROR | Internal | Winter | B16 | 25 | 1212 | 1493.29 | 116.87 | 128.86 | 2 | 9.99
2035 | MISO_MO-IL_2_PJM_ROR | MISO_MO-IL | PJM_ROR | Internal | Winter | B17 | 100 | 1212 | 1212 | 114.23 | 124.01 | 2 | 7.78
2035 | MISO_MO-IL_2_PJM_ROR | MISO_MO-IL | PJM_ROR | Internal | Winter | B18 | 400 | 1212 | 1212 | 114.23 | 125.52 | 2 | 9.29
2035 | MISO_MO-IL_2_PJM_ROR | MISO_MO-IL | PJM_ROR | Internal | Winter | B19 | 700 | 1212 | 1212 | 113.37 | 122.69 | 2 | 7.33
2035 | MISO_MO-IL_2_PJM_ROR | MISO_MO-IL | PJM_ROR | Internal | Winter | B20 | 935 | 1212 | 6731.77 | 99.78 | 111.76 | 2 | 9.99
2035 | MISO_MO-IL_2_TVA_Transmission | MISO_MO-IL | TVA_Transmission | Internal | Shoulder | B11 | 25 | 4000 | 1860.7 | 129.78 | 137.78 | 8 | 0
2035 | MISO_MO-IL_2_TVA_Transmission | MISO_MO-IL | TVA_Transmission | Internal | Shoulder | B12 | 200 | 4000 | 0 | 112.32 | 119.73 | 8 | 0
2035 | MISO_MO-IL_2_TVA_Transmission | MISO_MO-IL | TVA_Transmission | Internal | Shoulder | B13 | 600 | 4000 | 0 | 111.21 | 118.99 | 8 | 0
2035 | MISO_MO-IL_2_TVA_Transmission | MISO_MO-IL | TVA_Transmission | Internal | Shoulder | B14 | 900 | 4000 | 4000 | 107.01 | 118.59 | 8 | 3.58
2035 | MISO_MO-IL_2_TVA_Transmission | MISO_MO-IL | TVA_Transmission | Internal | Shoulder | B15 | 1203 | 4000 | 4000 | 100.55 | 113.62 | 8 | 5.07
2035 | MISO_MO-IL_2_TVA_Transmission | MISO_MO-IL | TVA_Transmission | Internal | Summer | B1 | 10 | 4000 | 4000 | 213.88 | 226.95 | 8 | 5.07
2035 | MISO_MO-IL_2_TVA_Transmission | MISO_MO-IL | TVA_Transmission | Internal | Summer | B2 | 25 | 4000 | 4000 | 239.17 | 251.18 | 8 | 4.01
2035 | MISO_MO-IL_2_TVA_Transmission | MISO_MO-IL | TVA_Transmission | Internal | Summer | B3 | 75 | 4000 | 4000 | 235.23 | 245.14 | 8 | 1.9
2035 | MISO_MO-IL_2_TVA_Transmission | MISO_MO-IL | TVA_Transmission | Internal | Summer | B4 | 100 | 4000 | 2418.35 | 210.6 | 218.6 | 8 | 0
2035 | MISO_MO-IL_2_TVA_Transmission | MISO_MO-IL | TVA_Transmission | Internal | Summer | B5 | 200 | 4000 | 3638.09 | 179.3 | 187.3 | 8 | 0
2035 | MISO_MO-IL_2_TVA_Transmission | MISO_MO-IL | TVA_Transmission | Internal | Summer | B6 | 300 | 4000 | 648.54 | 145.81 | 153.81 | 8 | 0
2035 | MISO_MO-IL_2_TVA_Transmission | MISO_MO-IL | TVA_Transmission | Internal | Summer | B7 | 400 | 4000 | 0 | 132.38 | 131.62 | 8 | 0
2035 | MISO_MO-IL_2_TVA_Transmission | MISO_MO-IL | TVA_Transmission | Internal | Summer | B8 | 500 | 4000 | 0 | 126.03 | 125.03 | 8 | 0
2035 | MISO_MO-IL_2_TVA_Transmission | MISO_MO-IL | TVA_Transmission | Internal | Summer | B9 | 800 | 4000 | 0 | 113.41 | 119.57 | 8 | 0
2035 | MISO_MO-IL_2_TVA_Transmission | MISO_MO-IL | TVA_Transmission | Internal | Summer | B10 | 1262 | 4000 | 1256.73 | 109.32 | 117.32 | 8 | 0
2035 | MISO_MO-IL_2_TVA_Transmission | MISO_MO-IL | TVA_Transmission | Internal | Winter | B16 | 25 | 4000 | 4000 | 116.87 | 129.94 | 8 | 5.07
2035 | MISO_MO-IL_2_TVA_Transmission | MISO_MO-IL | TVA_Transmission | Internal | Winter | B17 | 100 | 4000 | 1482.56 | 114.23 | 122.23 | 8 | 0
2035 | MISO_MO-IL_2_TVA_Transmission | MISO_MO-IL | TVA_Transmission | Internal | Winter | B18 | 400 | 4000 | 0 | 114.23 | 121.93 | 8 | 0
2035 | MISO_MO-IL_2_TVA_Transmission | MISO_MO-IL | TVA_Transmission | Internal | Winter | B19 | 700 | 4000 | 3254.98 | 113.37 | 121.37 | 8 | 0
2035 | MISO_MO-IL_2_TVA_Transmission | MISO_MO-IL | TVA_Transmission | Internal | Winter | B20 | 935 | 4000 | 4000 | 99.78 | 112.84 | 8 | 5.07
2035 | MISO_W_2_IESO | MISO_W | IESO | Internal | Shoulder | B11 | 25 | 90 | 0 | 104.61 | 84.28 | 8 | 0
2035 | MISO_W_2_IESO | MISO_W | IESO | Internal | Shoulder | B12 | 200 | 90 | 0 | 91.22 | 76.95 | 8 | 0
2035 | MISO_W_2_IESO | MISO_W | IESO | Internal | Shoulder | B13 | 600 | 90 | 0 | 90.1 | 76.95 | 8 | 0
2035 | MISO_W_2_IESO | MISO_W | IESO | Internal | Shoulder | B14 | 900 | 90 | 0 | 83.59 | 76.95 | 8 | 0
2035 | MISO_W_2_IESO | MISO_W | IESO | Internal | Shoulder | B15 | 1203 | 90 | 0 | 79.44 | 76.95 | 8 | 0
2035 | MISO_W_2_IESO | MISO_W | IESO | Internal | Summer | B1 | 10 | 90 | 0 | 192.77 | 172.44 | 8 | 0
2035 | MISO_W_2_IESO | MISO_W | IESO | Internal | Summer | B2 | 25 | 90 | 0 | 212.09 | 188.08 | 8 | 0
2035 | MISO_W_2_IESO | MISO_W | IESO | Internal | Summer | B3 | 75 | 90 | 0 | 207.24 | 183.2 | 8 | 0
2035 | MISO_W_2_IESO | MISO_W | IESO | Internal | Summer | B4 | 100 | 90 | 0 | 179.51 | 158.6 | 8 | 0
2035 | MISO_W_2_IESO | MISO_W | IESO | Internal | Summer | B5 | 200 | 90 | 0 | 154.58 | 130.55 | 8 | 0
2035 | MISO_W_2_IESO | MISO_W | IESO | Internal | Summer | B6 | 300 | 90 | 0 | 130.15 | 97.23 | 8 | 0
2035 | MISO_W_2_IESO | MISO_W | IESO | Internal | Summer | B7 | 400 | 90 | 0 | 105.21 | 83.46 | 8 | 0
2035 | MISO_W_2_IESO | MISO_W | IESO | Internal | Summer | B8 | 500 | 90 | 0 | 94.94 | 77 | 8 | 0
2035 | MISO_W_2_IESO | MISO_W | IESO | Internal | Summer | B9 | 800 | 90 | 0 | 86.44 | 68.5 | 8 | 0
2035 | MISO_W_2_IESO | MISO_W | IESO | Internal | Summer | B10 | 1262 | 90 | 0 | 80.07 | 68.5 | 8 | 0
2035 | MISO_W_2_IESO | MISO_W | IESO | Internal | Winter | B16 | 25 | 90 | 0 | 95.77 | 82.55 | 8 | 0
2035 | MISO_W_2_IESO | MISO_W | IESO | Internal | Winter | B17 | 100 | 90 | 0 | 90.91 | 76.95 | 8 | 0
2035 | MISO_W_2_IESO | MISO_W | IESO | Internal | Winter | B18 | 400 | 90 | 0 | 92.42 | 76.95 | 8 | 0
2035 | MISO_W_2_IESO | MISO_W | IESO | Internal | Winter | B19 | 700 | 90 | 0 | 89.6 | 76.95 | 8 | 0
2035 | MISO_W_2_IESO | MISO_W | IESO | Internal | Winter | B20 | 935 | 90 | 0 | 78.67 | 76.95 | 8 | 0
2035 | MISO_W_2_MAPP_CA | MISO_W | MAPP_CA | Internal | Shoulder | B11 | 25 | 700 | 0 | 104.61 | 77.87 | 0.01 | 0
2035 | MISO_W_2_MAPP_CA | MISO_W | MAPP_CA | Internal | Shoulder | B12 | 200 | 700 | 0 | 91.22 | 72.05 | 0.01 | 0
2035 | MISO_W_2_MAPP_CA | MISO_W | MAPP_CA | Internal | Shoulder | B13 | 600 | 700 | 0 | 90.1 | 72.05 | 0.01 | 0
2035 | MISO_W_2_MAPP_CA | MISO_W | MAPP_CA | Internal | Shoulder | B14 | 900 | 700 | 0 | 83.59 | 72.05 | 0.01 | 0
2035 | MISO_W_2_MAPP_CA | MISO_W | MAPP_CA | Internal | Shoulder | B15 | 1203 | 700 | 0 | 79.44 | 72.05 | 0.01 | 0
2035 | MISO_W_2_MAPP_CA | MISO_W | MAPP_CA | Internal | Summer | B1 | 10 | 700 | 0 | 192.77 | 166.03 | 0.01 | 0
2035 | MISO_W_2_MAPP_CA | MISO_W | MAPP_CA | Internal | Summer | B2 | 25 | 700 | 0 | 212.09 | 185.35 | 0.01 | 0
2035 | MISO_W_2_MAPP_CA | MISO_W | MAPP_CA | Internal | Summer | B3 | 75 | 700 | 0 | 207.24 | 180.5 | 0.01 | 0
2035 | MISO_W_2_MAPP_CA | MISO_W | MAPP_CA | Internal | Summer | B4 | 100 | 700 | 0 | 179.51 | 152.77 | 0.01 | 0
2035 | MISO_W_2_MAPP_CA | MISO_W | MAPP_CA | Internal | Summer | B5 | 200 | 700 | 0 | 154.58 | 127.84 | 0.01 | 0
2035 | MISO_W_2_MAPP_CA | MISO_W | MAPP_CA | Internal | Summer | B6 | 300 | 700 | 0 | 130.15 | 103.41 | 0.01 | 0
2035 | MISO_W_2_MAPP_CA | MISO_W | MAPP_CA | Internal | Summer | B7 | 400 | 700 | 0 | 105.21 | 78.46 | 0.01 | 0
2035 | MISO_W_2_MAPP_CA | MISO_W | MAPP_CA | Internal | Summer | B8 | 500 | 700 | 0 | 94.94 | 75.5 | 0.01 | 0
2035 | MISO_W_2_MAPP_CA | MISO_W | MAPP_CA | Internal | Summer | B9 | 800 | 700 | 0 | 86.44 | 75.5 | 0.01 | 0
2035 | MISO_W_2_MAPP_CA | MISO_W | MAPP_CA | Internal | Summer | B10 | 1262 | 700 | 0 | 80.07 | 75.5 | 0.01 | 0
2035 | MISO_W_2_MAPP_CA | MISO_W | MAPP_CA | Internal | Winter | B16 | 25 | 700 | 0 | 95.77 | 78.66 | 0.01 | 0
2035 | MISO_W_2_MAPP_CA | MISO_W | MAPP_CA | Internal | Winter | B17 | 100 | 700 | 0 | 90.91 | 78.66 | 0.01 | 0
2035 | MISO_W_2_MAPP_CA | MISO_W | MAPP_CA | Internal | Winter | B18 | 400 | 700 | 0 | 92.42 | 78.66 | 0.01 | 0
2035 | MISO_W_2_MAPP_CA | MISO_W | MAPP_CA | Internal | Winter | B19 | 700 | 700 | 0 | 89.6 | 78.66 | 0.01 | 0
2035 | MISO_W_2_MAPP_CA | MISO_W | MAPP_CA | Internal | Winter | B20 | 935 | 700 | 0 | 78.67 | 78.66 | 0.01 | 0
2035 | MISO_W_2_MISO_MO-IL | MISO_W | MISO_MO-IL | Internal | Shoulder | B11 | 25 | 3800 | 3800 | 104.61 | 129.78 | 0.01 | 25.15
2035 | MISO_W_2_MISO_MO-IL | MISO_W | MISO_MO-IL | Internal | Shoulder | B12 | 200 | 3800 | 3800 | 91.22 | 112.32 | 0.01 | 21.1
2035 | MISO_W_2_MISO_MO-IL | MISO_W | MISO_MO-IL | Internal | Shoulder | B13 | 600 | 3800 | 3800 | 90.1 | 111.21 | 0.01 | 21.1
2035 | MISO_W_2_MISO_MO-IL | MISO_W | MISO_MO-IL | Internal | Shoulder | B14 | 900 | 3800 | 3800 | 83.59 | 107.01 | 0.01 | 23.4
2035 | MISO_W_2_MISO_MO-IL | MISO_W | MISO_MO-IL | Internal | Shoulder | B15 | 1203 | 3800 | 3800 | 79.44 | 100.55 | 0.01 | 21.1
2035 | MISO_W_2_MISO_MO-IL | MISO_W | MISO_MO-IL | Internal | Summer | B1 | 10 | 3800 | 3800 | 192.77 | 213.88 | 0.01 | 21.1
2035 | MISO_W_2_MISO_MO-IL | MISO_W | MISO_MO-IL | Internal | Summer | B2 | 25 | 3800 | 3800 | 212.09 | 239.17 | 0.01 | 27.07
2035 | MISO_W_2_MISO_MO-IL | MISO_W | MISO_MO-IL | Internal | Summer | B3 | 75 | 3800 | 3800 | 207.24 | 235.23 | 0.01 | 27.98
2035 | MISO_W_2_MISO_MO-IL | MISO_W | MISO_MO-IL | Internal | Summer | B4 | 100 | 3800 | 3800 | 179.51 | 210.6 | 0.01 | 31.08
2035 | MISO_W_2_MISO_MO-IL | MISO_W | MISO_MO-IL | Internal | Summer | B5 | 200 | 3800 | 3800 | 154.58 | 179.3 | 0.01 | 24.71
2035 | MISO_W_2_MISO_MO-IL | MISO_W | MISO_MO-IL | Internal | Summer | B6 | 300 | 3800 | 3800 | 130.15 | 145.81 | 0.01 | 15.64
2035 | MISO_W_2_MISO_MO-IL | MISO_W | MISO_MO-IL | Internal | Summer | B7 | 400 | 3800 | 3800 | 105.21 | 132.38 | 0.01 | 27.16
2035 | MISO_W_2_MISO_MO-IL | MISO_W | MISO_MO-IL | Internal | Summer | B8 | 500 | 3800 | 3800 | 94.94 | 126.03 | 0.01 | 31.08
2035 | MISO_W_2_MISO_MO-IL | MISO_W | MISO_MO-IL | Internal | Summer | B9 | 800 | 3800 | 3800 | 86.44 | 113.41 | 0.01 | 26.96
2035 | MISO_W_2_MISO_MO-IL | MISO_W | MISO_MO-IL | Internal | Summer | B10 | 1262 | 3800 | 3800 | 80.07 | 109.32 | 0.01 | 29.24
2035 | MISO_W_2_MISO_MO-IL | MISO_W | MISO_MO-IL | Internal | Winter | B16 | 25 | 3800 | 3800 | 95.77 | 116.87 | 0.01 | 21.1
2035 | MISO_W_2_MISO_MO-IL | MISO_W | MISO_MO-IL | Internal | Winter | B17 | 100 | 3800 | 3800 | 90.91 | 114.23 | 0.01 | 23.3
2035 | MISO_W_2_MISO_MO-IL | MISO_W | MISO_MO-IL | Internal | Winter | B18 | 400 | 3800 | 3800 | 92.42 | 114.23 | 0.01 | 21.79
2035 | MISO_W_2_MISO_MO-IL | MISO_W | MISO_MO-IL | Internal | Winter | B19 | 700 | 3800 | 3800 | 89.6 | 113.37 | 0.01 | 23.76
2035 | MISO_W_2_MISO_MO-IL | MISO_W | MISO_MO-IL | Internal | Winter | B20 | 935 | 3800 | 3800 | 78.67 | 99.78 | 0.01 | 21.1
2035 | MISO_W_2_MISO_WUMS | MISO_W | MISO_WUMS | Internal | Shoulder | B11 | 25 | 1629 | 1629 | 104.61 | 133.31 | 0.01 | 28.69
2035 | MISO_W_2_MISO_WUMS | MISO_W | MISO_WUMS | Internal | Shoulder | B12 | 200 | 1629 | 1629 | 91.22 | 119.91 | 0.01 | 28.69
2035 | MISO_W_2_MISO_WUMS | MISO_W | MISO_WUMS | Internal | Shoulder | B13 | 600 | 1629 | 1629 | 90.1 | 118.99 | 0.01 | 28.88
2035 | MISO_W_2_MISO_WUMS | MISO_W | MISO_WUMS | Internal | Shoulder | B14 | 900 | 1629 | 1629 | 83.59 | 114.79 | 0.01 | 31.18
2035 | MISO_W_2_MISO_WUMS | MISO_W | MISO_WUMS | Internal | Shoulder | B15 | 1203 | 1629 | 1629 | 79.44 | 108.33 | 0.01 | 28.88
2035 | MISO_W_2_MISO_WUMS | MISO_W | MISO_WUMS | Internal | Summer | B1 | 10 | 1629 | 1629 | 192.77 | 221.47 | 0.01 | 28.69
2035 | MISO_W_2_MISO_WUMS | MISO_W | MISO_WUMS | Internal | Summer | B2 | 25 | 1629 | 1629 | 212.09 | 234.44 | 0.01 | 22.34
2035 | MISO_W_2_MISO_WUMS | MISO_W | MISO_WUMS | Internal | Summer | B3 | 75 | 1629 | 1629 | 207.24 | 229.56 | 0.01 | 22.3
2035 | MISO_W_2_MISO_WUMS | MISO_W | MISO_WUMS | Internal | Summer | B4 | 100 | 1629 | 1629 | 179.51 | 204.96 | 0.01 | 25.44
2035 | MISO_W_2_MISO_WUMS | MISO_W | MISO_WUMS | Internal | Summer | B5 | 200 | 1629 | 1629 | 154.58 | 176.91 | 0.01 | 22.31
2035 | MISO_W_2_MISO_WUMS | MISO_W | MISO_WUMS | Internal | Summer | B6 | 300 | 1629 | 1629 | 130.15 | 143.59 | 0.01 | 13.42
2035 | MISO_W_2_MISO_WUMS | MISO_W | MISO_WUMS | Internal | Summer | B7 | 400 | 1629 | 1629 | 105.21 | 131.47 | 0.01 | 26.25
2035 | MISO_W_2_MISO_WUMS | MISO_W | MISO_WUMS | Internal | Summer | B8 | 500 | 1629 | 1629 | 94.94 | 126.03 | 0.01 | 31.08
2035 | MISO_W_2_MISO_WUMS | MISO_W | MISO_WUMS | Internal | Summer | B9 | 800 | 1629 | 1629 | 86.44 | 117.54 | 0.01 | 31.08
2035 | MISO_W_2_MISO_WUMS | MISO_W | MISO_WUMS | Internal | Summer | B10 | 1262 | 1629 | 4603.68 | 80.07 | 112.67 | 0.01 | 32.59
2035 | MISO_W_2_MISO_WUMS | MISO_W | MISO_WUMS | Internal | Winter | B16 | 25 | 1629 | 1629 | 95.77 | 124.46 | 0.01 | 28.69
2035 | MISO_W_2_MISO_WUMS | MISO_W | MISO_WUMS | Internal | Winter | B17 | 100 | 1629 | 1629 | 90.91 | 122.01 | 0.01 | 31.08
2035 | MISO_W_2_MISO_WUMS | MISO_W | MISO_WUMS | Internal | Winter | B18 | 400 | 1629 | 1629 | 92.42 | 122.01 | 0.01 | 29.57
2035 | MISO_W_2_MISO_WUMS | MISO_W | MISO_WUMS | Internal | Winter | B19 | 700 | 1629 | 1629 | 89.6 | 120.69 | 0.01 | 31.08
2035 | MISO_W_2_MISO_WUMS | MISO_W | MISO_WUMS | Internal | Winter | B20 | 935 | 1629 | 1629 | 78.67 | 107.56 | 0.01 | 28.88
2035 | MISO_W_2_PJM_ROR | MISO_W | PJM_ROR | Internal | Shoulder | B11 | 25 | 773 | 8654.29 | 104.61 | 137.71 | 2 | 31.09
2035 | MISO_W_2_PJM_ROR | MISO_W | PJM_ROR | Internal | Shoulder | B12 | 200 | 773 | 14324.11 | 91.22 | 124.31 | 2 | 31.09
2035 | MISO_W_2_PJM_ROR | MISO_W | PJM_ROR | Internal | Shoulder | B13 | 600 | 773 | 15528.86 | 90.1 | 123.19 | 2 | 31.09
2035 | MISO_W_2_PJM_ROR | MISO_W | PJM_ROR | Internal | Shoulder | B14 | 900 | 773 | 18008.79 | 83.59 | 116.69 | 2 | 31.09
2035 | MISO_W_2_PJM_ROR | MISO_W | PJM_ROR | Internal | Shoulder | B15 | 1203 | 773 | 20685.04 | 79.44 | 112.54 | 2 | 31.09
2035 | MISO_W_2_PJM_ROR | MISO_W | PJM_ROR | Internal | Summer | B1 | 10 | 773 | 4530.97 | 192.77 | 225.87 | 2 | 31.09
2035 | MISO_W_2_PJM_ROR | MISO_W | PJM_ROR | Internal | Summer | B2 | 25 | 773 | 12777.94 | 212.09 | 245.18 | 2 | 31.09
2035 | MISO_W_2_PJM_ROR | MISO_W | PJM_ROR | Internal | Summer | B3 | 75 | 773 | 4087.58 | 207.24 | 240.33 | 2 | 31.09
2035 | MISO_W_2_PJM_ROR | MISO_W | PJM_ROR | Internal | Summer | B4 | 100 | 773 | 6042.99 | 179.51 | 212.6 | 2 | 31.09
2035 | MISO_W_2_PJM_ROR | MISO_W | PJM_ROR | Internal | Summer | B5 | 200 | 773 | 5025.09 | 154.58 | 187.67 | 2 | 31.09
2035 | MISO_W_2_PJM_ROR | MISO_W | PJM_ROR | Internal | Summer | B6 | 300 | 773 | 773 | 130.15 | 154.33 | 2 | 22.18
2035 | MISO_W_2_PJM_ROR | MISO_W | PJM_ROR | Internal | Summer | B7 | 400 | 773 | 7544.64 | 105.21 | 138.3 | 2 | 31.09
2035 | MISO_W_2_PJM_ROR | MISO_W | PJM_ROR | Internal | Summer | B8 | 500 | 773 | 11409 | 94.94 | 128.03 | 2 | 31.09
2035 | MISO_W_2_PJM_ROR | MISO_W | PJM_ROR | Internal | Summer | B9 | 800 | 773 | 13399.81 | 86.44 | 119.54 | 2 | 31.09
2035 | MISO_W_2_PJM_ROR | MISO_W | PJM_ROR | Internal | Summer | B10 | 1262 | 773 | 15878.86 | 80.07 | 113.16 | 2 | 31.09
2035 | MISO_W_2_PJM_ROR | MISO_W | PJM_ROR | Internal | Winter | B16 | 25 | 773 | 27245.2 | 95.77 | 128.86 | 2 | 31.09
2035 | MISO_W_2_PJM_ROR | MISO_W | PJM_ROR | Internal | Winter | B17 | 100 | 773 | 24631.64 | 90.91 | 124.01 | 2 | 31.09
2035 | MISO_W_2_PJM_ROR | MISO_W | PJM_ROR | Internal | Winter | B18 | 400 | 773 | 18258.72 | 92.42 | 125.52 | 2 | 31.09
2035 | MISO_W_2_PJM_ROR | MISO_W | PJM_ROR | Internal | Winter | B19 | 700 | 773 | 16632.16 | 89.6 | 122.69 | 2 | 31.09
2035 | MISO_W_2_PJM_ROR | MISO_W | PJM_ROR | Internal | Winter | B20 | 935 | 773 | 20249.13 | 78.67 | 111.76 | 2 | 31.09
2035 | MISO_W_2_SPP_N | MISO_W | SPP_N | Internal | Shoulder | B11 | 25 | 3200 | 0 | 104.61 | 93 | 7 | 0
2035 | MISO_W_2_SPP_N | MISO_W | SPP_N | Internal | Shoulder | B12 | 200 | 3200 | 0 | 91.22 | 74.02 | 7 | 0
2035 | MISO_W_2_SPP_N | MISO_W | SPP_N | Internal | Shoulder | B13 | 600 | 3200 | 0 | 90.1 | 72.9 | 7 | 0
2035 | MISO_W_2_SPP_N | MISO_W | SPP_N | Internal | Shoulder | B14 | 900 | 3200 | 0 | 83.59 | 68.7 | 7 | 0
2035 | MISO_W_2_SPP_N | MISO_W | SPP_N | Internal | Shoulder | B15 | 1203 | 3200 | 0 | 79.44 | 62.25 | 7 | 0
2035 | MISO_W_2_SPP_N | MISO_W | SPP_N | Internal | Summer | B1 | 10 | 3200 | 0 | 192.77 | 175.58 | 7 | 0
2035 | MISO_W_2_SPP_N | MISO_W | SPP_N | Internal | Summer | B2 | 25 | 3200 | 0 | 212.09 | 200.87 | 7 | 0
2035 | MISO_W_2_SPP_N | MISO_W | SPP_N | Internal | Summer | B3 | 75 | 3200 | 0 | 207.24 | 207.25 | 7 | 0
2035 | MISO_W_2_SPP_N | MISO_W | SPP_N | Internal | Summer | B4 | 100 | 3200 | 0 | 179.51 | 172.3 | 7 | 0
2035 | MISO_W_2_SPP_N | MISO_W | SPP_N | Internal | Summer | B5 | 200 | 3200 | 0 | 154.58 | 140.99 | 7 | 0
2035 | MISO_W_2_SPP_N | MISO_W | SPP_N | Internal | Summer | B6 | 300 | 3200 | 0 | 130.15 | 130.17 | 7 | 0
2035 | MISO_W_2_SPP_N | MISO_W | SPP_N | Internal | Summer | B7 | 400 | 3200 | 0 | 105.21 | 102.83 | 7 | 0
2035 | MISO_W_2_SPP_N | MISO_W | SPP_N | Internal | Summer | B8 | 500 | 3200 | 0 | 94.94 | 90.66 | 7 | 0
2035 | MISO_W_2_SPP_N | MISO_W | SPP_N | Internal | Summer | B9 | 800 | 3200 | 0 | 86.44 | 78.04 | 7 | 0
2035 | MISO_W_2_SPP_N | MISO_W | SPP_N | Internal | Summer | B10 | 1262 | 3200 | 0 | 80.07 | 71.01 | 7 | 0
2035 | MISO_W_2_SPP_N | MISO_W | SPP_N | Internal | Winter | B16 | 25 | 3200 | 0 | 95.77 | 78.57 | 7 | 0
2035 | MISO_W_2_SPP_N | MISO_W | SPP_N | Internal | Winter | B17 | 100 | 3200 | 0 | 90.91 | 75.92 | 7 | 0
2035 | MISO_W_2_SPP_N | MISO_W | SPP_N | Internal | Winter | B18 | 400 | 3200 | 0 | 92.42 | 75.92 | 7 | 0
2035 | MISO_W_2_SPP_N | MISO_W | SPP_N | Internal | Winter | B19 | 700 | 3200 | 0 | 89.6 | 75.06 | 7 | 0
2035 | MISO_W_2_SPP_N | MISO_W | SPP_N | Internal | Winter | B20 | 935 | 3200 | 0 | 78.67 | 61.47 | 7 | 0
2035 | MISO_WUMS_2_MISO_MI | MISO_WUMS | MISO_MI | Internal | Shoulder | B11 | 25 | 99 | 0 | 133.31 | 132.86 | 0.01 | 0
2035 | MISO_WUMS_2_MISO_MI | MISO_WUMS | MISO_MI | Internal | Shoulder | B12 | 200 | 99 | 0 | 119.91 | 119.46 | 0.01 | 0
2035 | MISO_WUMS_2_MISO_MI | MISO_WUMS | MISO_MI | Internal | Shoulder | B13 | 600 | 99 | 0 | 118.99 | 118.53 | 0.01 | 0
2035 | MISO_WUMS_2_MISO_MI | MISO_WUMS | MISO_MI | Internal | Shoulder | B14 | 900 | 99 | 0 | 114.79 | 114.33 | 0.01 | 0
2035 | MISO_WUMS_2_MISO_MI | MISO_WUMS | MISO_MI | Internal | Shoulder | B15 | 1203 | 99 | 0 | 108.33 | 107.88 | 0.01 | 0
2035 | MISO_WUMS_2_MISO_MI | MISO_WUMS | MISO_MI | Internal | Summer | B1 | 10 | 99 | 0 | 221.47 | 221.02 | 0.01 | 0
2035 | MISO_WUMS_2_MISO_MI | MISO_WUMS | MISO_MI | Internal | Summer | B2 | 25 | 99 | 2239.64 | 234.44 | 236.66 | 0.01 | 2.21
2035 | MISO_WUMS_2_MISO_MI | MISO_WUMS | MISO_MI | Internal | Summer | B3 | 75 | 99 | 2689.45 | 229.56 | 231.78 | 0.01 | 2.21
2035 | MISO_WUMS_2_MISO_MI | MISO_WUMS | MISO_MI | Internal | Summer | B4 | 100 | 99 | 658.01 | 204.96 | 207.18 | 0.01 | 2.21
2035 | MISO_WUMS_2_MISO_MI | MISO_WUMS | MISO_MI | Internal | Summer | B5 | 200 | 99 | 1167.7 | 176.91 | 179.13 | 0.01 | 2.21
2035 | MISO_WUMS_2_MISO_MI | MISO_WUMS | MISO_MI | Internal | Summer | B6 | 300 | 99 | 1644.95 | 143.59 | 145.81 | 0.01 | 2.21
2035 | MISO_WUMS_2_MISO_MI | MISO_WUMS | MISO_MI | Internal | Summer | B7 | 400 | 99 | 99 | 131.47 | 132.03 | 0.01 | 0.56
2035 | MISO_WUMS_2_MISO_MI | MISO_WUMS | MISO_MI | Internal | Summer | B8 | 500 | 99 | 0 | 126.03 | 125.57 | 0.01 | 0
2035 | MISO_WUMS_2_MISO_MI | MISO_WUMS | MISO_MI | Internal | Summer | B9 | 800 | 99 | 0 | 117.54 | 117.08 | 0.01 | 0
2035 | MISO_WUMS_2_MISO_MI | MISO_WUMS | MISO_MI | Internal | Summer | B10 | 1262 | 99 | 117.46 | 112.67 | 114.89 | 0.01 | 2.21
2035 | MISO_WUMS_2_MISO_MI | MISO_WUMS | MISO_MI | Internal | Winter | B16 | 25 | 99 | 0 | 124.46 | 124.01 | 0.01 | 0
2035 | MISO_WUMS_2_MISO_MI | MISO_WUMS | MISO_MI | Internal | Winter | B17 | 100 | 99 | 0 | 122.01 | 121.55 | 0.01 | 0
2035 | MISO_WUMS_2_MISO_MI | MISO_WUMS | MISO_MI | Internal | Winter | B18 | 400 | 99 | 0 | 122.01 | 121.55 | 0.01 | 0
2035 | MISO_WUMS_2_MISO_MI | MISO_WUMS | MISO_MI | Internal | Winter | B19 | 700 | 99 | 0 | 120.69 | 120.69 | 0.01 | 0
2035 | MISO_WUMS_2_MISO_MI | MISO_WUMS | MISO_MI | Internal | Winter | B20 | 935 | 99 | 0 | 107.56 | 107.1 | 0.01 | 0
2035 | MISO_WUMS_2_MISO_W | MISO_WUMS | MISO_W | Internal | Shoulder | B11 | 25 | 1137 | 0 | 133.31 | 104.61 | 0.01 | 0
2035 | MISO_WUMS_2_MISO_W | MISO_WUMS | MISO_W | Internal | Shoulder | B12 | 200 | 1137 | 0 | 119.91 | 91.22 | 0.01 | 0
2035 | MISO_WUMS_2_MISO_W | MISO_WUMS | MISO_W | Internal | Shoulder | B13 | 600 | 1137 | 0 | 118.99 | 90.1 | 0.01 | 0
2035 | MISO_WUMS_2_MISO_W | MISO_WUMS | MISO_W | Internal | Shoulder | B14 | 900 | 1137 | 0 | 114.79 | 83.59 | 0.01 | 0
2035 | MISO_WUMS_2_MISO_W | MISO_WUMS | MISO_W | Internal | Shoulder | B15 | 1203 | 1137 | 0 | 108.33 | 79.44 | 0.01 | 0
2035 | MISO_WUMS_2_MISO_W | MISO_WUMS | MISO_W | Internal | Summer | B1 | 10 | 1137 | 0 | 221.47 | 192.77 | 0.01 | 0
2035 | MISO_WUMS_2_MISO_W | MISO_WUMS | MISO_W | Internal | Summer | B2 | 25 | 1137 | 0 | 234.44 | 212.09 | 0.01 | 0
2035 | MISO_WUMS_2_MISO_W | MISO_WUMS | MISO_W | Internal | Summer | B3 | 75 | 1137 | 0 | 229.56 | 207.24 | 0.01 | 0
2035 | MISO_WUMS_2_MISO_W | MISO_WUMS | MISO_W | Internal | Summer | B4 | 100 | 1137 | 0 | 204.96 | 179.51 | 0.01 | 0
2035 | MISO_WUMS_2_MISO_W | MISO_WUMS | MISO_W | Internal | Summer | B5 | 200 | 1137 | 0 | 176.91 | 154.58 | 0.01 | 0
2035 | MISO_WUMS_2_MISO_W | MISO_WUMS | MISO_W | Internal | Summer | B6 | 300 | 1137 | 0 | 143.59 | 130.15 | 0.01 | 0
2035 | MISO_WUMS_2_MISO_W | MISO_WUMS | MISO_W | Internal | Summer | B7 | 400 | 1137 | 0 | 131.47 | 105.21 | 0.01 | 0
2035 | MISO_WUMS_2_MISO_W | MISO_WUMS | MISO_W | Internal | Summer | B8 | 500 | 1137 | 0 | 126.03 | 94.94 | 0.01 | 0
2035 | MISO_WUMS_2_MISO_W | MISO_WUMS | MISO_W | Internal | Summer | B9 | 800 | 1137 | 0 | 117.54 | 86.44 | 0.01 | 0
2035 | MISO_WUMS_2_MISO_W | MISO_WUMS | MISO_W | Internal | Summer | B10 | 1262 | 1137 | 0 | 112.67 | 80.07 | 0.01 | 0
2035 | MISO_WUMS_2_MISO_W | MISO_WUMS | MISO_W | Internal | Winter | B16 | 25 | 1137 | 0 | 124.46 | 95.77 | 0.01 | 0
2035 | MISO_WUMS_2_MISO_W | MISO_WUMS | MISO_W | Internal | Winter | B17 | 100 | 1137 | 0 | 122.01 | 90.91 | 0.01 | 0
2035 | MISO_WUMS_2_MISO_W | MISO_WUMS | MISO_W | Internal | Winter | B18 | 400 | 1137 | 0 | 122.01 | 92.42 | 0.01 | 0
2035 | MISO_WUMS_2_MISO_W | MISO_WUMS | MISO_W | Internal | Winter | B19 | 700 | 1137 | 0 | 120.69 | 89.6 | 0.01 | 0
2035 | MISO_WUMS_2_MISO_W | MISO_WUMS | MISO_W | Internal | Winter | B20 | 935 | 1137 | 0 | 107.56 | 78.67 | 0.01 | 0
2035 | MISO_WUMS_2_PJM_ROR | MISO_WUMS | PJM_ROR | Internal | Shoulder | B11 | 25 | 1600 | 1600 | 133.31 | 137.71 | 2 | 2.4
2035 | MISO_WUMS_2_PJM_ROR | MISO_WUMS | PJM_ROR | Internal | Shoulder | B12 | 200 | 1600 | 1600 | 119.91 | 124.31 | 2 | 2.4
2035 | MISO_WUMS_2_PJM_ROR | MISO_WUMS | PJM_ROR | Internal | Shoulder | B13 | 600 | 1600 | 1600 | 118.99 | 123.19 | 2 | 2.21
2035 | MISO_WUMS_2_PJM_ROR | MISO_WUMS | PJM_ROR | Internal | Shoulder | B14 | 900 | 1600 | 0 | 114.79 | 116.69 | 2 | 0
2035 | MISO_WUMS_2_PJM_ROR | MISO_WUMS | PJM_ROR | Internal | Shoulder | B15 | 1203 | 1600 | 1600 | 108.33 | 112.54 | 2 | 2.21
2035 | MISO_WUMS_2_PJM_ROR | MISO_WUMS | PJM_ROR | Internal | Summer | B1 | 10 | 1600 | 1600 | 221.47 | 225.87 | 2 | 2.4
2035 | MISO_WUMS_2_PJM_ROR | MISO_WUMS | PJM_ROR | Internal | Summer | B2 | 25 | 1600 | 1600 | 234.44 | 245.18 | 2 | 8.74
2035 | MISO_WUMS_2_PJM_ROR | MISO_WUMS | PJM_ROR | Internal | Summer | B3 | 75 | 1600 | 1600 | 229.56 | 240.33 | 2 | 8.78
2035 | MISO_WUMS_2_PJM_ROR | MISO_WUMS | PJM_ROR | Internal | Summer | B4 | 100 | 1600 | 1600 | 204.96 | 212.6 | 2 | 5.64
2035 | MISO_WUMS_2_PJM_ROR | MISO_WUMS | PJM_ROR | Internal | Summer | B5 | 200 | 1600 | 1600 | 176.91 | 187.67 | 2 | 8.77
2035 | MISO_WUMS_2_PJM_ROR | MISO_WUMS | PJM_ROR | Internal | Summer | B6 | 300 | 1600 | 1600 | 143.59 | 154.33 | 2 | 8.74
2035 | MISO_WUMS_2_PJM_ROR | MISO_WUMS | PJM_ROR | Internal | Summer | B7 | 400 | 1600 | 1600 | 131.47 | 138.3 | 2 | 4.83
2035 | MISO_WUMS_2_PJM_ROR | MISO_WUMS | PJM_ROR | Internal | Summer | B8 | 500 | 1600 | 1335.74 | 126.03 | 128.03 | 2 | 0
2035 | MISO_WUMS_2_PJM_ROR | MISO_WUMS | PJM_ROR | Internal | Summer | B9 | 800 | 1600 | 1208.76 | 117.54 | 119.54 | 2 | 0
2035 | MISO_WUMS_2_PJM_ROR | MISO_WUMS | PJM_ROR | Internal | Summer | B10 | 1262 | 1600 | 0 | 112.67 | 113.16 | 2 | 0
2035 | MISO_WUMS_2_PJM_ROR | MISO_WUMS | PJM_ROR | Internal | Winter | B16 | 25 | 1600 | 1600 | 124.46 | 128.86 | 2 | 2.4
2035 | MISO_WUMS_2_PJM_ROR | MISO_WUMS | PJM_ROR | Internal | Winter | B17 | 100 | 1600 | 1556.57 | 122.01 | 124.01 | 2 | 0
2035 | MISO_WUMS_2_PJM_ROR | MISO_WUMS | PJM_ROR | Internal | Winter | B18 | 400 | 1600 | 1600 | 122.01 | 125.52 | 2 | 1.51
2035 | MISO_WUMS_2_PJM_ROR | MISO_WUMS | PJM_ROR | Internal | Winter | B19 | 700 | 1600 | 1299.49 | 120.69 | 122.69 | 2 | 0
2035 | MISO_WUMS_2_PJM_ROR | MISO_WUMS | PJM_ROR | Internal | Winter | B20 | 935 | 1600 | 1600 | 107.56 | 111.76 | 2 | 2.21
2035 | NE_2_MAPP_US | NE | MAPP_US | Internal | Shoulder | B11 | 25 | 1600 | 0 | 99.61 | 97.61 | 5 | 0
2035 | NE_2_MAPP_US | NE | MAPP_US | Internal | Shoulder | B12 | 200 | 1600 | 0 | 74.01 | 73.69 | 5 | 0
2035 | NE_2_MAPP_US | NE | MAPP_US | Internal | Shoulder | B13 | 600 | 1600 | 0 | 72.89 | 73.69 | 5 | 0
2035 | NE_2_MAPP_US | NE | MAPP_US | Internal | Shoulder | B14 | 900 | 1600 | 551.38 | 68.69 | 73.69 | 5 | 0
2035 | NE_2_MAPP_US | NE | MAPP_US | Internal | Shoulder | B15 | 1203 | 1600 | 411.97 | 60.05 | 65.05 | 5 | 0
2035 | NE_2_MAPP_US | NE | MAPP_US | Internal | Summer | B1 | 10 | 1600 | 0 | 190.15 | 185.77 | 5 | 0
2035 | NE_2_MAPP_US | NE | MAPP_US | Internal | Summer | B2 | 25 | 1600 | 0 | 206.95 | 205.09 | 5 | 0
2035 | NE_2_MAPP_US | NE | MAPP_US | Internal | Summer | B3 | 75 | 1600 | 0 | 207.24 | 200.24 | 5 | 0
2035 | NE_2_MAPP_US | NE | MAPP_US | Internal | Summer | B4 | 100 | 1600 | 0 | 175.51 | 172.51 | 5 | 0
2035 | NE_2_MAPP_US | NE | MAPP_US | Internal | Summer | B5 | 200 | 1600 | 0 | 149.58 | 147.58 | 5 | 0
2035 | NE_2_MAPP_US | NE | MAPP_US | Internal | Summer | B6 | 300 | 1600 | 0 | 130.15 | 123.15 | 5 | 0
2035 | NE_2_MAPP_US | NE | MAPP_US | Internal | Summer | B7 | 400 | 1600 | 0 | 102.82 | 98.21 | 5 | 0
2035 | NE_2_MAPP_US | NE | MAPP_US | Internal | Summer | B8 | 500 | 1600 | 0 | 90.65 | 83.65 | 5 | 0
2035 | NE_2_MAPP_US | NE | MAPP_US | Internal | Summer | B9 | 800 | 1600 | 0 | 78.06 | 79.44 | 5 | 0
2035 | NE_2_MAPP_US | NE | MAPP_US | Internal | Summer | B10 | 1262 | 1600 | 0 | 71 | 73.07 | 5 | 0
2035 | NE_2_MAPP_US | NE | MAPP_US | Internal | Winter | B16 | 25 | 1600 | 0 | 76.37 | 69.37 | 5 | 0
2035 | NE_2_MAPP_US | NE | MAPP_US | Internal | Winter | B17 | 100 | 1600 | 274.64 | 73.72 | 78.72 | 5 | 0
2035 | NE_2_MAPP_US | NE | MAPP_US | Internal | Winter | B18 | 400 | 1600 | 216.68 | 73.72 | 78.72 | 5 | 0
2035 | NE_2_MAPP_US | NE | MAPP_US | Internal | Winter | B19 | 700 | 1600 | 138.42 | 73.72 | 78.72 | 5 | 0
2035 | NE_2_MAPP_US | NE | MAPP_US | Internal | Winter | B20 | 935 | 1600 | 722.63 | 61.46 | 66.46 | 5 | 0
2035 | NE_2_MISO_W | NE | MISO_W | Internal | Shoulder | B11 | 25 | 1600 | 1093.32 | 99.61 | 104.61 | 5 | 0
2035 | NE_2_MISO_W | NE | MISO_W | Internal | Shoulder | B12 | 200 | 1600 | 1600 | 74.01 | 91.22 | 5 | 12.21
2035 | NE_2_MISO_W | NE | MISO_W | Internal | Shoulder | B13 | 600 | 1600 | 1600 | 72.89 | 90.1 | 5 | 12.21
2035 | NE_2_MISO_W | NE | MISO_W | Internal | Shoulder | B14 | 900 | 1600 | 1600 | 68.69 | 83.59 | 5 | 9.9
2035 | NE_2_MISO_W | NE | MISO_W | Internal | Shoulder | B15 | 1203 | 1600 | 1600 | 60.05 | 79.44 | 5 | 14.4
2035 | NE_2_MISO_W | NE | MISO_W | Internal | Summer | B1 | 10 | 1600 | 0 | 190.15 | 192.77 | 5 | 0
2035 | NE_2_MISO_W | NE | MISO_W | Internal | Summer | B2 | 25 | 1600 | 1600 | 206.95 | 212.09 | 5 | 0.14
2035 | NE_2_MISO_W | NE | MISO_W | Internal | Summer | B3 | 75 | 1600 | 0 | 207.24 | 207.24 | 5 | 0
2035 | NE_2_MISO_W | NE | MISO_W | Internal | Summer | B4 | 100 | 1600 | 0 | 175.51 | 179.51 | 5 | 0
2035 | NE_2_MISO_W | NE | MISO_W | Internal | Summer | B5 | 200 | 1600 | 171.8 | 149.58 | 154.58 | 5 | 0
2035 | NE_2_MISO_W | NE | MISO_W | Internal | Summer | B6 | 300 | 1600 | 0 | 130.15 | 130.15 | 5 | 0
2035 | NE_2_MISO_W | NE | MISO_W | Internal | Summer | B7 | 400 | 1600 | 0 | 102.82 | 105.21 | 5 | 0
2035 | NE_2_MISO_W | NE | MISO_W | Internal | Summer | B8 | 500 | 1600 | 0 | 90.65 | 94.94 | 5 | 0
2035 | NE_2_MISO_W | NE | MISO_W | Internal | Summer | B9 | 800 | 1600 | 1600 | 78.06 | 86.44 | 5 | 3.39
2035 | NE_2_MISO_W | NE | MISO_W | Internal | Summer | B10 | 1262 | 1600 | 1600 | 71 | 80.07 | 5 | 4.06
2035 | NE_2_MISO_W | NE | MISO_W | Internal | Winter | B16 | 25 | 1600 | 1600 | 76.37 | 95.77 | 5 | 14.4
2035 | NE_2_MISO_W | NE | MISO_W | Internal | Winter | B17 | 100 | 1600 | 1600 | 73.72 | 90.91 | 5 | 12.19
2035 | NE_2_MISO_W | NE | MISO_W | Internal | Winter | B18 | 400 | 1600 | 1600 | 73.72 | 92.42 | 5 | 13.7
2035 | NE_2_MISO_W | NE | MISO_W | Internal | Winter | B19 | 700 | 1600 | 1600 | 73.72 | 89.6 | 5 | 10.88
2035 | NE_2_MISO_W | NE | MISO_W | Internal | Winter | B20 | 935 | 1600 | 1600 | 61.46 | 78.67 | 5 | 12.21
2035 | NE_2_SPP_N | NE | SPP_N | Internal | Shoulder | B11 | 25 | 1800 | 0 | 99.61 | 93 | 0.01 | 0
2035 | NE_2_SPP_N | NE | SPP_N | Internal | Shoulder | B12 | 200 | 1800 | 872.01 | 74.01 | 74.02 | 0.01 | 0
2035 | NE_2_SPP_N | NE | SPP_N | Internal | Shoulder | B13 | 600 | 1800 | 1455.76 | 72.89 | 72.9 | 0.01 | 0
2035 | NE_2_SPP_N | NE | SPP_N | Internal | Shoulder | B14 | 900 | 1800 | 990.17 | 68.69 | 68.7 | 0.01 | 0
2035 | NE_2_SPP_N | NE | SPP_N | Internal | Shoulder | B15 | 1203 | 1800 | 1933.05 | 60.05 | 62.25 | 0.01 | 2.19
2035 | NE_2_SPP_N | NE | SPP_N | Internal | Summer | B1 | 10 | 1800 | 0 | 190.15 | 175.58 | 0.01 | 0
2035 | NE_2_SPP_N | NE | SPP_N | Internal | Summer | B2 | 25 | 1800 | 0 | 206.95 | 200.87 | 0.01 | 0
2035 | NE_2_SPP_N | NE | SPP_N | Internal | Summer | B3 | 75 | 1800 | 828.3 | 207.24 | 207.25 | 0.01 | 0
2035 | NE_2_SPP_N | NE | SPP_N | Internal | Summer | B4 | 100 | 1800 | 0 | 175.51 | 172.3 | 0.01 | 0
2035 | NE_2_SPP_N | NE | SPP_N | Internal | Summer | B5 | 200 | 1800 | 0 | 149.58 | 140.99 | 0.01 | 0
2035 | NE_2_SPP_N | NE | SPP_N | Internal | Summer | B6 | 300 | 1800 | 402.59 | 130.15 | 130.17 | 0.01 | 0
2035 | NE_2_SPP_N | NE | SPP_N | Internal | Summer | B7 | 400 | 1800 | 626.04 | 102.82 | 102.83 | 0.01 | 0
2035 | NE_2_SPP_N | NE | SPP_N | Internal | Summer | B8 | 500 | 1800 | 1669.41 | 90.65 | 90.66 | 0.01 | 0
2035 | NE_2_SPP_N | NE | SPP_N | Internal | Summer | B9 | 800 | 1800 | 0 | 78.06 | 78.04 | 0.01 | 0
2035 | NE_2_SPP_N | NE | SPP_N | Internal | Summer | B10 | 1262 | 1800 | 939.61 | 71 | 71.01 | 0.01 | 0
2035 | NE_2_SPP_N | NE | SPP_N | Internal | Winter | B16 | 25 | 1800 | 4347.03 | 76.37 | 78.57 | 0.01 | 2.19
2035 | NE_2_SPP_N | NE | SPP_N | Internal | Winter | B17 | 100 | 1800 | 2435.51 | 73.72 | 75.92 | 0.01 | 2.19
2035 | NE_2_SPP_N | NE | SPP_N | Internal | Winter | B18 | 400 | 1800 | 1893.29 | 73.72 | 75.92 | 0.01 | 2.19
2035 | NE_2_SPP_N | NE | SPP_N | Internal | Winter | B19 | 700 | 1800 | 1800 | 73.72 | 75.06 | 0.01 | 1.33
2035 | NE_2_SPP_N | NE | SPP_N | Internal | Winter | B20 | 935 | 1800 | 1634.54 | 61.46 | 61.47 | 0.01 | 0
2035 | NEISO_2_NYISO_A-F | NEISO | NYISO_A-F | Internal | Shoulder | B11 | 25 | 600 | 0 | 100.38 | 94.68 | 3 | 0
2035 | NEISO_2_NYISO_A-F | NEISO | NYISO_A-F | Internal | Shoulder | B12 | 200 | 600 | 0 | 98.87 | 90.16 | 3 | 0
2035 | NEISO_2_NYISO_A-F | NEISO | NYISO_A-F | Internal | Shoulder | B13 | 600 | 600 | 0 | 90.4 | 83.95 | 3 | 0
2035 | NEISO_2_NYISO_A-F | NEISO | NYISO_A-F | Internal | Shoulder | B14 | 900 | 600 | 0 | 83.9 | 83.95 | 3 | 0
2035 | NEISO_2_NYISO_A-F | NEISO | NYISO_A-F | Internal | Shoulder | B15 | 1203 | 600 | 0 | 83.9 | 83.95 | 3 | 0
2035 | NEISO_2_NYISO_A-F | NEISO | NYISO_A-F | Internal | Summer | B1 | 10 | 600 | 0 | 208.01 | 198.34 | 3 | 0
2035 | NEISO_2_NYISO_A-F | NEISO | NYISO_A-F | Internal | Summer | B2 | 25 | 600 | 0 | 227.81 | 218.14 | 3 | 0
2035 | NEISO_2_NYISO_A-F | NEISO | NYISO_A-F | Internal | Summer | B3 | 75 | 600 | 0 | 206.02 | 197.31 | 3 | 0
2035 | NEISO_2_NYISO_A-F | NEISO | NYISO_A-F | Internal | Summer | B4 | 100 | 600 | 48.74 | 166.55 | 169.55 | 3 | 0
2035 | NEISO_2_NYISO_A-F | NEISO | NYISO_A-F | Internal | Summer | B5 | 200 | 600 | 0 | 147.65 | 144.65 | 3 | 0
2035 | NEISO_2_NYISO_A-F | NEISO | NYISO_A-F | Internal | Summer | B6 | 300 | 600 | 0 | 117.8 | 111.31 | 3 | 0
2035 | NEISO_2_NYISO_A-F | NEISO | NYISO_A-F | Internal | Summer | B7 | 400 | 600 | 48.95 | 106.39 | 109.39 | 3 | 0
2035 | NEISO_2_NYISO_A-F | NEISO | NYISO_A-F | Internal | Summer | B8 | 500 | 600 | 0 | 106.39 | 109.19 | 3 | 0
2035 | NEISO_2_NYISO_A-F | NEISO | NYISO_A-F | Internal | Summer | B9 | 800 | 600 | 0 | 106.39 | 109.19 | 3 | 0
2035 | NEISO_2_NYISO_A-F | NEISO | NYISO_A-F | Internal | Summer | B10 | 1262 | 600 | 0 | 106.39 | 109.19 | 3 | 0
2035 | NEISO_2_NYISO_A-F | NEISO | NYISO_A-F | Internal | Winter | B16 | 25 | 600 | 0 | 96.07 | 89.55 | 3 | 0
2035 | NEISO_2_NYISO_A-F | NEISO | NYISO_A-F | Internal | Winter | B17 | 100 | 600 | 0 | 92.72 | 84.7 | 3 | 0
2035 | NEISO_2_NYISO_A-F | NEISO | NYISO_A-F | Internal | Winter | B18 | 400 | 600 | 0 | 92.72 | 86.21 | 3 | 0
2035 | NEISO_2_NYISO_A-F | NEISO | NYISO_A-F | Internal | Winter | B19 | 700 | 600 | 0 | 89.9 | 83.95 | 3 | 0
2035 | NEISO_2_NYISO_A-F | NEISO | NYISO_A-F | Internal | Winter | B20 | 935 | 600 | 0 | 82.21 | 83.95 | 3 | 0
2035 | NEISO_2_NYISO_G-I | NEISO | NYISO_G-I | Internal | Shoulder | B11 | 25 | 600 | 600 | 100.38 | 128.91 | 3 | 25.53
2035 | NEISO_2_NYISO_G-I | NEISO | NYISO_G-I | Internal | Shoulder | B12 | 200 | 600 | 600 | 98.87 | 127.4 | 3 | 25.53
2035 | NEISO_2_NYISO_G-I | NEISO | NYISO_G-I | Internal | Shoulder | B13 | 600 | 600 | 600 | 90.4 | 118.93 | 3 | 25.53
2035 | NEISO_2_NYISO_G-I | NEISO | NYISO_G-I | Internal | Shoulder | B14 | 900 | 600 | 600 | 83.9 | 112.43 | 3 | 25.53
2035 | NEISO_2_NYISO_G-I | NEISO | NYISO_G-I | Internal | Shoulder | B15 | 1203 | 600 | 600 | 83.9 | 110.12 | 3 | 23.22
2035 | NEISO_2_NYISO_G-I | NEISO | NYISO_G-I | Internal | Summer | B1 | 10 | 600 | 600 | 208.01 | 235.58 | 3 | 24.57
2035 | NEISO_2_NYISO_G-I | NEISO | NYISO_G-I | Internal | Summer | B2 | 25 | 600 | 600 | 227.81 | 255.38 | 3 | 24.57
2035 | NEISO_2_NYISO_G-I | NEISO | NYISO_G-I | Internal | Summer | B3 | 75 | 600 | 600 | 206.02 | 234.55 | 3 | 25.53
2035 | NEISO_2_NYISO_G-I | NEISO | NYISO_G-I | Internal | Summer | B4 | 100 | 600 | 600 | 166.55 | 195.08 | 3 | 25.53
2035 | NEISO_2_NYISO_G-I | NEISO | NYISO_G-I | Internal | Summer | B5 | 200 | 600 | 600 | 147.65 | 176.18 | 3 | 25.53
2035 | NEISO_2_NYISO_G-I | NEISO | NYISO_G-I | Internal | Summer | B6 | 300 | 600 | 600 | 117.8 | 146.33 | 3 | 25.53
2035 | NEISO_2_NYISO_G-I | NEISO | NYISO_G-I | Internal | Summer | B7 | 400 | 600 | 600 | 106.39 | 132.2 | 3 | 22.81
2035 | NEISO_2_NYISO_G-I | NEISO | NYISO_G-I | Internal | Summer | B8 | 500 | 600 | 600 | 106.39 | 132.2 | 3 | 22.81
2035 | NEISO_2_NYISO_G-I | NEISO | NYISO_G-I | Internal | Summer | B9 | 800 | 600 | 600 | 106.39 | 125.83 | 3 | 16.45
2035 | NEISO_2_NYISO_G-I | NEISO | NYISO_G-I | Internal | Summer | B10 | 1262 | 600 | 600 | 106.39 | 119.17 | 3 | 9.79
2035 | NEISO_2_NYISO_G-I | NEISO | NYISO_G-I | Internal | Winter | B16 | 25 | 600 | 600 | 96.07 | 124.6 | 3 | 25.53
2035 | NEISO_2_NYISO_G-I | NEISO | NYISO_G-I | Internal | Winter | B17 | 100 | 600 | 600 | 92.72 | 121.26 | 3 | 25.53
2035 | NEISO_2_NYISO_G-I | NEISO | NYISO_G-I | Internal | Winter | B18 | 400 | 600 | 600 | 92.72 | 121.26 | 3 | 25.53
2035 | NEISO_2_NYISO_G-I | NEISO | NYISO_G-I | Internal | Winter | B19 | 700 | 600 | 600 | 89.9 | 118.43 | 3 | 25.53
2035 | NEISO_2_NYISO_G-I | NEISO | NYISO_G-I | Internal | Winter | B20 | 935 | 600 | 600 | 82.21 | 110.74 | 3 | 25.53
2035 | NEISO_2_NYISO_J-K | NEISO | NYISO_J-K | Internal | Shoulder | B11 | 25 | 430 | 3161.92 | 100.38 | 128.92 | 3 | 25.54
2035 | NEISO_2_NYISO_J-K | NEISO | NYISO_J-K | Internal | Shoulder | B12 | 200 | 430 | 2714.66 | 98.87 | 127.41 | 3 | 25.54
2035 | NEISO_2_NYISO_J-K | NEISO | NYISO_J-K | Internal | Shoulder | B13 | 600 | 430 | 2883.58 | 90.4 | 118.94 | 3 | 25.54
2035 | NEISO_2_NYISO_J-K | NEISO | NYISO_J-K | Internal | Shoulder | B14 | 900 | 430 | 2055.34 | 83.9 | 112.44 | 3 | 25.54
2035 | NEISO_2_NYISO_J-K | NEISO | NYISO_J-K | Internal | Shoulder | B15 | 1203 | 430 | 430 | 83.9 | 110.13 | 3 | 23.23
2035 | NEISO_2_NYISO_J-K | NEISO | NYISO_J-K | Internal | Summer | B1 | 10 | 430 | 430 | 208.01 | 235.61 | 3 | 24.6
2035 | NEISO_2_NYISO_J-K | NEISO | NYISO_J-K | Internal | Summer | B2 | 25 | 430 | 430 | 227.81 | 255.39 | 3 | 24.58
2035 | NEISO_2_NYISO_J-K | NEISO | NYISO_J-K | Internal | Summer | B3 | 75 | 430 | 1002.11 | 206.02 | 234.56 | 3 | 25.54
2035 | NEISO_2_NYISO_J-K | NEISO | NYISO_J-K | Internal | Summer | B4 | 100 | 430 | 1865.66 | 166.55 | 195.09 | 3 | 25.54
2035 | NEISO_2_NYISO_J-K | NEISO | NYISO_J-K | Internal | Summer | B5 | 200 | 430 | 3174.93 | 147.65 | 176.19 | 3 | 25.54
2035 | NEISO_2_NYISO_J-K | NEISO | NYISO_J-K | Internal | Summer | B6 | 300 | 430 | 2350.69 | 117.8 | 146.34 | 3 | 25.54
2035 | NEISO_2_NYISO_J-K | NEISO | NYISO_J-K | Internal | Summer | B7 | 400 | 430 | 430 | 106.39 | 132.21 | 3 | 22.82
2035 | NEISO_2_NYISO_J-K | NEISO | NYISO_J-K | Internal | Summer | B8 | 500 | 430 | 430 | 106.39 | 132.21 | 3 | 22.82
2035 | NEISO_2_NYISO_J-K | NEISO | NYISO_J-K | Internal | Summer | B9 | 800 | 430 | 430 | 106.39 | 125.85 | 3 | 16.46
2035 | NEISO_2_NYISO_J-K | NEISO | NYISO_J-K | Internal | Summer | B10 | 1262 | 430 | 430 | 106.39 | 119.18 | 3 | 9.8
2035 | NEISO_2_NYISO_J-K | NEISO | NYISO_J-K | Internal | Winter | B16 | 25 | 430 | 3932.11 | 96.07 | 124.61 | 3 | 25.54
2035 | NEISO_2_NYISO_J-K | NEISO | NYISO_J-K | Internal | Winter | B17 | 100 | 430 | 3842.33 | 92.72 | 121.27 | 3 | 25.54
2035 | NEISO_2_NYISO_J-K | NEISO | NYISO_J-K | Internal | Winter | B18 | 400 | 430 | 4183.63 | 92.72 | 121.27 | 3 | 25.54
2035 | NEISO_2_NYISO_J-K | NEISO | NYISO_J-K | Internal | Winter | B19 | 700 | 430 | 3972.94 | 89.9 | 118.45 | 3 | 25.54
2035 | NEISO_2_NYISO_J-K | NEISO | NYISO_J-K | Internal | Winter | B20 | 935 | 430 | 1415.63 | 82.21 | 110.75 | 3 | 25.54
2035 | NonRTO_Midwest_2_MISO_IN | NonRTO_Midwest | MISO_IN | Internal | Shoulder | B11 | 25 | 4450 | 0 | 137.18 | 129.18 | 8 | 0
2035 | NonRTO_Midwest_2_MISO_IN | NonRTO_Midwest | MISO_IN | Internal | Shoulder | B12 | 200 | 4450 | 0 | 120.03 | 115.78 | 8 | 0
2035 | NonRTO_Midwest_2_MISO_IN | NonRTO_Midwest | MISO_IN | Internal | Shoulder | B13 | 600 | 4450 | 0 | 118.54 | 114.85 | 8 | 0
2035 | NonRTO_Midwest_2_MISO_IN | NonRTO_Midwest | MISO_IN | Internal | Shoulder | B14 | 900 | 4450 | 0 | 118.54 | 110.65 | 8 | 0
2035 | NonRTO_Midwest_2_MISO_IN | NonRTO_Midwest | MISO_IN | Internal | Shoulder | B15 | 1203 | 4450 | 0 | 112.2 | 104.2 | 8 | 0
2035 | NonRTO_Midwest_2_MISO_IN | NonRTO_Midwest | MISO_IN | Internal | Summer | B1 | 10 | 4450 | 0 | 225.34 | 217.34 | 8 | 0
2035 | NonRTO_Midwest_2_MISO_IN | NonRTO_Midwest | MISO_IN | Internal | Summer | B2 | 25 | 4450 | 0 | 244.65 | 236.65 | 8 | 0
2035 | NonRTO_Midwest_2_MISO_IN | NonRTO_Midwest | MISO_IN | Internal | Summer | B3 | 75 | 4450 | 0 | 239.8 | 231.8 | 8 | 0
2035 | NonRTO_Midwest_2_MISO_IN | NonRTO_Midwest | MISO_IN | Internal | Summer | B4 | 100 | 4450 | 0 | 215.17 | 207.17 | 8 | 0
2035 | NonRTO_Midwest_2_MISO_IN | NonRTO_Midwest | MISO_IN | Internal | Summer | B5 | 200 | 4450 | 0 | 187.14 | 179.14 | 8 | 0
2035 | NonRTO_Midwest_2_MISO_IN | NonRTO_Midwest | MISO_IN | Internal | Summer | B6 | 300 | 4450 | 0 | 145.81 | 145.8 | 8 | 0
2035 | NonRTO_Midwest_2_MISO_IN | NonRTO_Midwest | MISO_IN | Internal | Summer | B7 | 400 | 4450 | 943.29 | 123.68 | 131.68 | 8 | 0
2035 | NonRTO_Midwest_2_MISO_IN | NonRTO_Midwest | MISO_IN | Internal | Summer | B8 | 500 | 4450 | 0 | 117.03 | 124.43 | 8 | 0
2035 | NonRTO_Midwest_2_MISO_IN | NonRTO_Midwest | MISO_IN | Internal | Summer | B9 | 800 | 4450 | 0 | 117.03 | 113.4 | 8 | 0
2035 | NonRTO_Midwest_2_MISO_IN | NonRTO_Midwest | MISO_IN | Internal | Summer | B10 | 1262 | 4450 | 0 | 117.03 | 112.96 | 8 | 0
2035 | NonRTO_Midwest_2_MISO_IN | NonRTO_Midwest | MISO_IN | Internal | Winter | B16 | 25 | 4450 | 0 | 128.33 | 120.33 | 8 | 0
2035 | NonRTO_Midwest_2_MISO_IN | NonRTO_Midwest | MISO_IN | Internal | Winter | B17 | 100 | 4450 | 0 | 125.87 | 117.87 | 8 | 0
2035 | NonRTO_Midwest_2_MISO_IN | NonRTO_Midwest | MISO_IN | Internal | Winter | B18 | 400 | 4450 | 0 | 121.86 | 117.87 | 8 | 0
2035 | NonRTO_Midwest_2_MISO_IN | NonRTO_Midwest | MISO_IN | Internal | Winter | B19 | 700 | 4450 | 0 | 121.86 | 117.01 | 8 | 0
2035 | NonRTO_Midwest_2_MISO_IN | NonRTO_Midwest | MISO_IN | Internal | Winter | B20 | 935 | 4450 | 0 | 111.42 | 103.42 | 8 | 0
2035 | NonRTO_Midwest_2_TVA_Transmission | NonRTO_Midwest | TVA_Transmission | Internal | Shoulder | B11 | 25 | 2400 | 0 | 137.18 | 137.78 | 8 | 0
2035 | NonRTO_Midwest_2_TVA_Transmission | NonRTO_Midwest | TVA_Transmission | Internal | Shoulder | B12 | 200 | 2400 | 0 | 120.03 | 119.73 | 8 | 0
2035 | NonRTO_Midwest_2_TVA_Transmission | NonRTO_Midwest | TVA_Transmission | Internal | Shoulder | B13 | 600 | 2400 | 0 | 118.54 | 118.99 | 8 | 0
2035 | NonRTO_Midwest_2_TVA_Transmission | NonRTO_Midwest | TVA_Transmission | Internal | Shoulder | B14 | 900 | 2400 | 0 | 118.54 | 118.59 | 8 | 0
2035 | NonRTO_Midwest_2_TVA_Transmission | NonRTO_Midwest | TVA_Transmission | Internal | Shoulder | B15 | 1203 | 2400 | 0 | 112.2 | 113.62 | 8 | 0
2035 | NonRTO_Midwest_2_TVA_Transmission | NonRTO_Midwest | TVA_Transmission | Internal | Summer | B1 | 10 | 2400 | 0 | 225.34 | 226.95 | 8 | 0
2035 | NonRTO_Midwest_2_TVA_Transmission | NonRTO_Midwest | TVA_Transmission | Internal | Summer | B2 | 25 | 2400 | 0 | 244.65 | 251.18 | 8 | 0
2035 | NonRTO_Midwest_2_TVA_Transmission | NonRTO_Midwest | TVA_Transmission | Internal | Summer | B3 | 75 | 2400 | 0 | 239.8 | 245.14 | 8 | 0
2035 | NonRTO_Midwest_2_TVA_Transmission | NonRTO_Midwest | TVA_Transmission | Internal | Summer | B4 | 100 | 2400 | 0 | 215.17 | 218.6 | 8 | 0
2035 | NonRTO_Midwest_2_TVA_Transmission | NonRTO_Midwest | TVA_Transmission | Internal | Summer | B5 | 200 | 2400 | 0 | 187.14 | 187.3 | 8 | 0
2035 | NonRTO_Midwest_2_TVA_Transmission | NonRTO_Midwest | TVA_Transmission | Internal | Summer | B6 | 300 | 2400 | 398.61 | 145.81 | 153.81 | 8 | 0
2035 | NonRTO_Midwest_2_TVA_Transmission | NonRTO_Midwest | TVA_Transmission | Internal | Summer | B7 | 400 | 2400 | 0 | 123.68 | 131.62 | 8 | 0
2035 | NonRTO_Midwest_2_TVA_Transmission | NonRTO_Midwest | TVA_Transmission | Internal | Summer | B8 | 500 | 2400 | 119.49 | 117.03 | 125.03 | 8 | 0
2035 | NonRTO_Midwest_2_TVA_Transmission | NonRTO_Midwest | TVA_Transmission | Internal | Summer | B9 | 800 | 2400 | 0 | 117.03 | 119.57 | 8 | 0
2035 | NonRTO_Midwest_2_TVA_Transmission | NonRTO_Midwest | TVA_Transmission | Internal | Summer | B10 | 1262 | 2400 | 0 | 117.03 | 117.32 | 8 | 0
2035 | NonRTO_Midwest_2_TVA_Transmission | NonRTO_Midwest | TVA_Transmission | Internal | Winter | B16 | 25 | 2400 | 0 | 128.33 | 129.94 | 8 | 0
2035 | NonRTO_Midwest_2_TVA_Transmission | NonRTO_Midwest | TVA_Transmission | Internal | Winter | B17 | 100 | 2400 | 0 | 125.87 | 122.23 | 8 | 0
2035 | NonRTO_Midwest_2_TVA_Transmission | NonRTO_Midwest | TVA_Transmission | Internal | Winter | B18 | 400 | 2400 | 0 | 121.86 | 121.93 | 8 | 0
2035 | NonRTO_Midwest_2_TVA_Transmission | NonRTO_Midwest | TVA_Transmission | Internal | Winter | B19 | 700 | 2400 | 0 | 121.86 | 121.37 | 8 | 0
2035 | NonRTO_Midwest_2_TVA_Transmission | NonRTO_Midwest | TVA_Transmission | Internal | Winter | B20 | 935 | 2400 | 0 | 111.42 | 112.84 | 8 | 0
2035 | NYISO_A-F_2_NEISO | NYISO_A-F | NEISO | Internal | Shoulder | B11 | 25 | 600 | 600 | 94.68 | 100.38 | 3 | 2.69
2035 | NYISO_A-F_2_NEISO | NYISO_A-F | NEISO | Internal | Shoulder | B12 | 200 | 600 | 600 | 90.16 | 98.87 | 3 | 5.71
2035 | NYISO_A-F_2_NEISO | NYISO_A-F | NEISO | Internal | Shoulder | B13 | 600 | 600 | 600 | 83.95 | 90.4 | 3 | 3.45
2035 | NYISO_A-F_2_NEISO | NYISO_A-F | NEISO | Internal | Shoulder | B14 | 900 | 600 | 0 | 83.95 | 83.9 | 3 | 0
2035 | NYISO_A-F_2_NEISO | NYISO_A-F | NEISO | Internal | Shoulder | B15 | 1203 | 600 | 0 | 83.95 | 83.9 | 3 | 0
2035 | NYISO_A-F_2_NEISO | NYISO_A-F | NEISO | Internal | Summer | B1 | 10 | 600 | 1110.29 | 198.34 | 208.01 | 3 | 6.67
2035 | NYISO_A-F_2_NEISO | NYISO_A-F | NEISO | Internal | Summer | B2 | 25 | 600 | 1913.85 | 218.14 | 227.81 | 3 | 6.67
2035 | NYISO_A-F_2_NEISO | NYISO_A-F | NEISO | Internal | Summer | B3 | 75 | 600 | 600 | 197.31 | 206.02 | 3 | 5.71
2035 | NYISO_A-F_2_NEISO | NYISO_A-F | NEISO | Internal | Summer | B4 | 100 | 600 | 0 | 169.55 | 166.55 | 3 | 0
2035 | NYISO_A-F_2_NEISO | NYISO_A-F | NEISO | Internal | Summer | B5 | 200 | 600 | 55.33 | 144.65 | 147.65 | 3 | 0
2035 | NYISO_A-F_2_NEISO | NYISO_A-F | NEISO | Internal | Summer | B6 | 300 | 600 | 600 | 111.31 | 117.8 | 3 | 3.49
2035 | NYISO_A-F_2_NEISO | NYISO_A-F | NEISO | Internal | Summer | B7 | 400 | 600 | 0 | 109.39 | 106.39 | 3 | 0
2035 | NYISO_A-F_2_NEISO | NYISO_A-F | NEISO | Internal | Summer | B8 | 500 | 600 | 0 | 109.19 | 106.39 | 3 | 0
2035 | NYISO_A-F_2_NEISO | NYISO_A-F | NEISO | Internal | Summer | B9 | 800 | 600 | 0 | 109.19 | 106.39 | 3 | 0
2035 | NYISO_A-F_2_NEISO | NYISO_A-F | NEISO | Internal | Summer | B10 | 1262 | 600 | 0 | 109.19 | 106.39 | 3 | 0
2035 | NYISO_A-F_2_NEISO | NYISO_A-F | NEISO | Internal | Winter | B16 | 25 | 600 | 600 | 89.55 | 96.07 | 3 | 3.52
2035 | NYISO_A-F_2_NEISO | NYISO_A-F | NEISO | Internal | Winter | B17 | 100 | 600 | 600 | 84.7 | 92.72 | 3 | 5.03
2035 | NYISO_A-F_2_NEISO | NYISO_A-F | NEISO | Internal | Winter | B18 | 400 | 600 | 600 | 86.21 | 92.72 | 3 | 3.52
2035 | NYISO_A-F_2_NEISO | NYISO_A-F | NEISO | Internal | Winter | B19 | 700 | 600 | 600 | 83.95 | 89.9 | 3 | 2.96
2035 | NYISO_A-F_2_NEISO | NYISO_A-F | NEISO | Internal | Winter | B20 | 935 | 600 | 0 | 83.95 | 82.21 | 3 | 0
2035 | NYISO_A-F_2_NYISO_G-I | NYISO_A-F | NYISO_G-I | Internal | Shoulder | B11 | 25 | 4250 | 4250 | 94.68 | 128.91 | 0.01 | 34.21
2035 | NYISO_A-F_2_NYISO_G-I | NYISO_A-F | NYISO_G-I | Internal | Shoulder | B12 | 200 | 4250 | 4757.43 | 90.16 | 127.4 | 0.01 | 37.23
2035 | NYISO_A-F_2_NYISO_G-I | NYISO_A-F | NYISO_G-I | Internal | Shoulder | B13 | 600 | 4250 | 4250 | 83.95 | 118.93 | 0.01 | 34.97
2035 | NYISO_A-F_2_NYISO_G-I | NYISO_A-F | NYISO_G-I | Internal | Shoulder | B14 | 900 | 4250 | 4250 | 83.95 | 112.43 | 0.01 | 28.47
2035 | NYISO_A-F_2_NYISO_G-I | NYISO_A-F | NYISO_G-I | Internal | Shoulder | B15 | 1203 | 4250 | 4250 | 83.95 | 110.12 | 0.01 | 26.16
2035 | NYISO_A-F_2_NYISO_G-I | NYISO_A-F | NYISO_G-I | Internal | Summer | B1 | 10 | 4250 | 7576.1 | 198.34 | 235.58 | 0.01 | 37.23
2035 | NYISO_A-F_2_NYISO_G-I | NYISO_A-F | NYISO_G-I | Internal | Summer | B2 | 25 | 4250 | 4685.43 | 218.14 | 255.38 | 0.01 | 37.23
2035 | NYISO_A-F_2_NYISO_G-I | NYISO_A-F | NYISO_G-I | Internal | Summer | B3 | 75 | 4250 | 4890.73 | 197.31 | 234.55 | 0.01 | 37.23
2035 | NYISO_A-F_2_NYISO_G-I | NYISO_A-F | NYISO_G-I | Internal | Summer | B4 | 100 | 4250 | 4250 | 169.55 | 195.08 | 0.01 | 25.52
2035 | NYISO_A-F_2_NYISO_G-I | NYISO_A-F | NYISO_G-I | Internal | Summer | B5 | 200 | 4250 | 4250 | 144.65 | 176.18 | 0.01 | 31.52
2035 | NYISO_A-F_2_NYISO_G-I | NYISO_A-F | NYISO_G-I | Internal | Summer | B6 | 300 | 4250 | 4250 | 111.31 | 146.33 | 0.01 | 35.01
2035 | NYISO_A-F_2_NYISO_G-I | NYISO_A-F | NYISO_G-I | Internal | Summer | B7 | 400 | 4250 | 4250 | 109.39 | 132.2 | 0.01 | 22.8
2035 | NYISO_A-F_2_NYISO_G-I | NYISO_A-F | NYISO_G-I | Internal | Summer | B8 | 500 | 4250 | 4250 | 109.19 | 132.2 | 0.01 | 23
2035 | NYISO_A-F_2_NYISO_G-I | NYISO_A-F | NYISO_G-I | Internal | Summer | B9 | 800 | 4250 | 4250 | 109.19 | 125.83 | 0.01 | 16.63
2035 | NYISO_A-F_2_NYISO_G-I | NYISO_A-F | NYISO_G-I | Internal | Summer | B10 | 1262 | 4250 | 4250 | 109.19 | 119.17 | 0.01 | 9.97
2035 | NYISO_A-F_2_NYISO_G-I | NYISO_A-F | NYISO_G-I | Internal | Winter | B16 | 25 | 4250 | 4250 | 89.55 | 124.6 | 0.01 | 35.04
2035 | NYISO_A-F_2_NYISO_G-I | NYISO_A-F | NYISO_G-I | Internal | Winter | B17 | 100 | 4250 | 4250 | 84.7 | 121.26 | 0.01 | 36.55
2035 | NYISO_A-F_2_NYISO_G-I | NYISO_A-F | NYISO_G-I | Internal | Winter | B18 | 400 | 4250 | 4250 | 86.21 | 121.26 | 0.01 | 35.04
2035 | NYISO_A-F_2_NYISO_G-I | NYISO_A-F | NYISO_G-I | Internal | Winter | B19 | 700 | 4250 | 4250 | 83.95 | 118.43 | 0.01 | 34.48
2035 | NYISO_A-F_2_NYISO_G-I | NYISO_A-F | NYISO_G-I | Internal | Winter | B20 | 935 | 4250 | 4250 | 83.95 | 110.74 | 0.01 | 26.79
2035 | NYISO_A-F_2_PJM_ROM | NYISO_A-F | PJM_ROM | Internal | Shoulder | B11 | 25 | 1000 | 2273.78 | 94.68 | 137.72 | 8 | 35.04
2035 | NYISO_A-F_2_PJM_ROM | NYISO_A-F | PJM_ROM | Internal | Shoulder | B12 | 200 | 1000 | 1000 | 90.16 | 128.04 | 8 | 29.88
2035 | NYISO_A-F_2_PJM_ROM | NYISO_A-F | PJM_ROM | Internal | Shoulder | B13 | 600 | 1000 | 1000 | 83.95 | 126.92 | 8 | 34.97
2035 | NYISO_A-F_2_PJM_ROM | NYISO_A-F | PJM_ROM | Internal | Shoulder | B14 | 900 | 1000 | 1000 | 83.95 | 120.42 | 8 | 28.47
2035 | NYISO_A-F_2_PJM_ROM | NYISO_A-F | PJM_ROM | Internal | Shoulder | B15 | 1203 | 1000 | 1000 | 83.95 | 112.55 | 8 | 20.6
2035 | NYISO_A-F_2_PJM_ROM | NYISO_A-F | PJM_ROM | Internal | Summer | B1 | 10 | 1000 | 1000 | 198.34 | 229.6 | 8 | 23.25
2035 | NYISO_A-F_2_PJM_ROM | NYISO_A-F | PJM_ROM | Internal | Summer | B2 | 25 | 1000 | 1000 | 218.14 | 248.91 | 8 | 22.77
2035 | NYISO_A-F_2_PJM_ROM | NYISO_A-F | PJM_ROM | Internal | Summer | B3 | 75 | 1000 | 1361.31 | 197.31 | 240.35 | 8 | 35.04
2035 | NYISO_A-F_2_PJM_ROM | NYISO_A-F | PJM_ROM | Internal | Summer | B4 | 100 | 1000 | 2473.96 | 169.55 | 212.59 | 8 | 35.04
2035 | NYISO_A-F_2_PJM_ROM | NYISO_A-F | PJM_ROM | Internal | Summer | B5 | 200 | 1000 | 1254.75 | 144.65 | 187.69 | 8 | 35.04
2035 | NYISO_A-F_2_PJM_ROM | NYISO_A-F | PJM_ROM | Internal | Summer | B6 | 300 | 1000 | 1002.69 | 111.31 | 154.34 | 8 | 35.04
2035 | NYISO_A-F_2_PJM_ROM | NYISO_A-F | PJM_ROM | Internal | Summer | B7 | 400 | 1000 | 1000 | 109.39 | 138.31 | 8 | 20.92
2035 | NYISO_A-F_2_PJM_ROM | NYISO_A-F | PJM_ROM | Internal | Summer | B8 | 500 | 1000 | 1000 | 109.19 | 128.04 | 8 | 10.85
2035 | NYISO_A-F_2_PJM_ROM | NYISO_A-F | PJM_ROM | Internal | Summer | B9 | 800 | 1000 | 1000 | 109.19 | 122.38 | 8 | 5.2
2035 | NYISO_A-F_2_PJM_ROM | NYISO_A-F | PJM_ROM | Internal | Summer | B10 | 1262 | 1000 | 0 | 109.19 | 113.17 | 8 | 0
2035 | NYISO_A-F_2_PJM_ROM | NYISO_A-F | PJM_ROM | Internal | Winter | B16 | 25 | 1000 | 2666.23 | 89.55 | 132.59 | 8 | 35.04
2035 | NYISO_A-F_2_PJM_ROM | NYISO_A-F | PJM_ROM | Internal | Winter | B17 | 100 | 1000 | 2831.31 | 84.7 | 127.73 | 8 | 35.04
2035 | NYISO_A-F_2_PJM_ROM | NYISO_A-F | PJM_ROM | Internal | Winter | B18 | 400 | 1000 | 3044.61 | 86.21 | 129.24 | 8 | 35.04
2035 | NYISO_A-F_2_PJM_ROM | NYISO_A-F | PJM_ROM | Internal | Winter | B19 | 700 | 1000 | 1000 | 83.95 | 126.42 | 8 | 34.48
2035 | NYISO_A-F_2_PJM_ROM | NYISO_A-F | PJM_ROM | Internal | Winter | B20 | 935 | 1000 | 1000 | 83.95 | 115.49 | 8 | 23.54
2035 | NYISO_G-I_2_NEISO | NYISO_G-I | NEISO | Internal | Shoulder | B11 | 25 | 600 | 0 | 128.91 | 100.38 | 3 | 0
2035 | NYISO_G-I_2_NEISO | NYISO_G-I | NEISO | Internal | Shoulder | B12 | 200 | 600 | 0 | 127.4 | 98.87 | 3 | 0
2035 | NYISO_G-I_2_NEISO | NYISO_G-I | NEISO | Internal | Shoulder | B13 | 600 | 600 | 0 | 118.93 | 90.4 | 3 | 0
2035 | NYISO_G-I_2_NEISO | NYISO_G-I | NEISO | Internal | Shoulder | B14 | 900 | 600 | 0 | 112.43 | 83.9 | 3 | 0
2035 | NYISO_G-I_2_NEISO | NYISO_G-I | NEISO | Internal | Shoulder | B15 | 1203 | 600 | 0 | 110.12 | 83.9 | 3 | 0
2035 | NYISO_G-I_2_NEISO | NYISO_G-I | NEISO | Internal | Summer | B1 | 10 | 600 | 0 | 235.58 | 208.01 | 3 | 0
2035 | NYISO_G-I_2_NEISO | NYISO_G-I | NEISO | Internal | Summer | B2 | 25 | 600 | 0 | 255.38 | 227.81 | 3 | 0
2035 | NYISO_G-I_2_NEISO | NYISO_G-I | NEISO | Internal | Summer | B3 | 75 | 600 | 0 | 234.55 | 206.02 | 3 | 0
2035 | NYISO_G-I_2_NEISO | NYISO_G-I | NEISO | Internal | Summer | B4 | 100 | 600 | 0 | 195.08 | 166.55 | 3 | 0
2035 | NYISO_G-I_2_NEISO | NYISO_G-I | NEISO | Internal | Summer | B5 | 200 | 600 | 0 | 176.18 | 147.65 | 3 | 0
2035 | NYISO_G-I_2_NEISO | NYISO_G-I | NEISO | Internal | Summer | B6 | 300 | 600 | 0 | 146.33 | 117.8 | 3 | 0
2035 | NYISO_G-I_2_NEISO | NYISO_G-I | NEISO | Internal | Summer | B7 | 400 | 600 | 0 | 132.2 | 106.39 | 3 | 0
2035 | NYISO_G-I_2_NEISO | NYISO_G-I | NEISO | Internal | Summer | B8 | 500 | 600 | 0 | 132.2 | 106.39 | 3 | 0
2035 | NYISO_G-I_2_NEISO | NYISO_G-I | NEISO | Internal | Summer | B9 | 800 | 600 | 0 | 125.83 | 106.39 | 3 | 0
2035 | NYISO_G-I_2_NEISO | NYISO_G-I | NEISO | Internal | Summer | B10 | 1262 | 600 | 0 | 119.17 | 106.39 | 3 | 0
2035 | NYISO_G-I_2_NEISO | NYISO_G-I | NEISO | Internal | Winter | B16 | 25 | 600 | 0 | 124.6 | 96.07 | 3 | 0
2035 | NYISO_G-I_2_NEISO | NYISO_G-I | NEISO | Internal | Winter | B17 | 100 | 600 | 0 | 121.26 | 92.72 | 3 | 0
2035 | NYISO_G-I_2_NEISO | NYISO_G-I | NEISO | Internal | Winter | B18 | 400 | 600 | 0 | 121.26 | 92.72 | 3 | 0
2035 | NYISO_G-I_2_NEISO | NYISO_G-I | NEISO | Internal | Winter | B19 | 700 | 600 | 0 | 118.43 | 89.9 | 3 | 0
2035 | NYISO_G-I_2_NEISO | NYISO_G-I | NEISO | Internal | Winter | B20 | 935 | 600 | 0 | 110.74 | 82.21 | 3 | 0
2035 | NYISO_G-I_2_NYISO_A-F | NYISO_G-I | NYISO_A-F | Internal | Shoulder | B11 | 25 | 1999 | 0 | 128.91 | 94.68 | 0.01 | 0
2035 | NYISO_G-I_2_NYISO_A-F | NYISO_G-I | NYISO_A-F | Internal | Shoulder | B12 | 200 | 1999 | 0 | 127.4 | 90.16 | 0.01 | 0
2035 | NYISO_G-I_2_NYISO_A-F | NYISO_G-I | NYISO_A-F | Internal | Shoulder | B13 | 600 | 1999 | 0 | 118.93 | 83.95 | 0.01 | 0
2035 | NYISO_G-I_2_NYISO_A-F | NYISO_G-I | NYISO_A-F | Internal | Shoulder | B14 | 900 | 1999 | 0 | 112.43 | 83.95 | 0.01 | 0
2035 | NYISO_G-I_2_NYISO_A-F | NYISO_G-I | NYISO_A-F | Internal | Shoulder | B15 | 1203 | 1999 | 0 | 110.12 | 83.95 | 0.01 | 0
2035 | NYISO_G-I_2_NYISO_A-F | NYISO_G-I | NYISO_A-F | Internal | Summer | B1 | 10 | 1999 | 0 | 235.58 | 198.34 | 0.01 | 0
2035 | NYISO_G-I_2_NYISO_A-F | NYISO_G-I | NYISO_A-F | Internal | Summer | B2 | 25 | 1999 | 0 | 255.38 | 218.14 | 0.01 | 0
2035 | NYISO_G-I_2_NYISO_A-F | NYISO_G-I | NYISO_A-F | Internal | Summer | B3 | 75 | 1999 | 0 | 234.55 | 197.31 | 0.01 | 0
2035 | NYISO_G-I_2_NYISO_A-F | NYISO_G-I | NYISO_A-F | Internal | Summer | B4 | 100 | 1999 | 0 | 195.08 | 169.55 | 0.01 | 0
2035 | NYISO_G-I_2_NYISO_A-F | NYISO_G-I | NYISO_A-F | Internal | Summer | B5 | 200 | 1999 | 0 | 176.18 | 144.65 | 0.01 | 0
2035 | NYISO_G-I_2_NYISO_A-F | NYISO_G-I | NYISO_A-F | Internal | Summer | B6 | 300 | 1999 | 0 | 146.33 | 111.31 | 0.01 | 0
2035 | NYISO_G-I_2_NYISO_A-F | NYISO_G-I | NYISO_A-F | Internal | Summer | B7 | 400 | 1999 | 0 | 132.2 | 109.39 | 0.01 | 0
2035 | NYISO_G-I_2_NYISO_A-F | NYISO_G-I | NYISO_A-F | Internal | Summer | B8 | 500 | 1999 | 0 | 132.2 | 109.19 | 0.01 | 0
2035 | NYISO_G-I_2_NYISO_A-F | NYISO_G-I | NYISO_A-F | Internal | Summer | B9 | 800 | 1999 | 0 | 125.83 | 109.19 | 0.01 | 0
2035 | NYISO_G-I_2_NYISO_A-F | NYISO_G-I | NYISO_A-F | Internal | Summer | B10 | 1262 | 1999 | 0 | 119.17 | 109.19 | 0.01 | 0
2035 | NYISO_G-I_2_NYISO_A-F | NYISO_G-I | NYISO_A-F | Internal | Winter | B16 | 25 | 1999 | 0 | 124.6 | 89.55 | 0.01 | 0
2035 | NYISO_G-I_2_NYISO_A-F | NYISO_G-I | NYISO_A-F | Internal | Winter | B17 | 100 | 1999 | 0 | 121.26 | 84.7 | 0.01 | 0
2035 | NYISO_G-I_2_NYISO_A-F | NYISO_G-I | NYISO_A-F | Internal | Winter | B18 | 400 | 1999 | 0 | 121.26 | 86.21 | 0.01 | 0
2035 | NYISO_G-I_2_NYISO_A-F | NYISO_G-I | NYISO_A-F | Internal | Winter | B19 | 700 | 1999 | 0 | 118.43 | 83.95 | 0.01 | 0
2035 | NYISO_G-I_2_NYISO_A-F | NYISO_G-I | NYISO_A-F | Internal | Winter | B20 | 935 | 1999 | 0 | 110.74 | 83.95 | 0.01 | 0
2035 | NYISO_G-I_2_NYISO_J-K | NYISO_G-I | NYISO_J-K | Internal | Shoulder | B11 | 25 | 6130 | 2323.59 | 128.91 | 128.92 | 0.01 | 0
2035 | NYISO_G-I_2_NYISO_J-K | NYISO_G-I | NYISO_J-K | Internal | Shoulder | B12 | 200 | 6130 | 4210.7 | 127.4 | 127.41 | 0.01 | 0
2035 | NYISO_G-I_2_NYISO_J-K | NYISO_G-I | NYISO_J-K | Internal | Shoulder | B13 | 600 | 6130 | 3777.31 | 118.93 | 118.94 | 0.01 | 0
2035 | NYISO_G-I_2_NYISO_J-K | NYISO_G-I | NYISO_J-K | Internal | Shoulder | B14 | 900 | 6130 | 3922.66 | 112.43 | 112.44 | 0.01 | 0
2035 | NYISO_G-I_2_NYISO_J-K | NYISO_G-I | NYISO_J-K | Internal | Shoulder | B15 | 1203 | 6130 | 4350.28 | 110.12 | 110.13 | 0.01 | 0
2035 | NYISO_G-I_2_NYISO_J-K | NYISO_G-I | NYISO_J-K | Internal | Summer | B1 | 10 | 6130 | 6936.47 | 235.58 | 235.61 | 0.01 | 0.01
2035 | NYISO_G-I_2_NYISO_J-K | NYISO_G-I | NYISO_J-K | Internal | Summer | B2 | 25 | 6130 | 4664.69 | 255.38 | 255.39 | 0.01 | 0
2035 | NYISO_G-I_2_NYISO_J-K | NYISO_G-I | NYISO_J-K | Internal | Summer | B3 | 75 | 6130 | 4736.59 | 234.55 | 234.56 | 0.01 | 0
2035 | NYISO_G-I_2_NYISO_J-K | NYISO_G-I | NYISO_J-K | Internal | Summer | B4 | 100 | 6130 | 2823.08 | 195.08 | 195.09 | 0.01 | 0
2035 | NYISO_G-I_2_NYISO_J-K | NYISO_G-I | NYISO_J-K | Internal | Summer | B5 | 200 | 6130 | 2954.65 | 176.18 | 176.19 | 0.01 | 0
2035 | NYISO_G-I_2_NYISO_J-K | NYISO_G-I | NYISO_J-K | Internal | Summer | B6 | 300 | 6130 | 3370.93 | 146.33 | 146.34 | 0.01 | 0
2035 | NYISO_G-I_2_NYISO_J-K | NYISO_G-I | NYISO_J-K | Internal | Summer | B7 | 400 | 6130 | 4776.35 | 132.2 | 132.21 | 0.01 | 0
2035 | NYISO_G-I_2_NYISO_J-K | NYISO_G-I | NYISO_J-K | Internal | Summer | B8 | 500 | 6130 | 4918.08 | 132.2 | 132.21 | 0.01 | 0
2035 | NYISO_G-I_2_NYISO_J-K | NYISO_G-I | NYISO_J-K | Internal | Summer | B9 | 800 | 6130 | 4322.09 | 125.83 | 125.85 | 0.01 | 0
2035 | NYISO_G-I_2_NYISO_J-K | NYISO_G-I | NYISO_J-K | Internal | Summer | B10 | 1262 | 6130 | 4463.48 | 119.17 | 119.18 | 0.01 | 0
2035 | NYISO_G-I_2_NYISO_J-K | NYISO_G-I | NYISO_J-K | Internal | Winter | B16 | 25 | 6130 | 3560.46 | 124.6 | 124.61 | 0.01 | 0
2035 | NYISO_G-I_2_NYISO_J-K | NYISO_G-I | NYISO_J-K | Internal | Winter | B17 | 100 | 6130 | 3867.45 | 121.26 | 121.27 | 0.01 | 0
2035 | NYISO_G-I_2_NYISO_J-K | NYISO_G-I | NYISO_J-K | Internal | Winter | B18 | 400 | 6130 | 3497.16 | 121.26 | 121.27 | 0.01 | 0
2035 | NYISO_G-I_2_NYISO_J-K | NYISO_G-I | NYISO_J-K | Internal | Winter | B19 | 700 | 6130 | 3501.1 | 118.43 | 118.45 | 0.01 | 0
2035 | NYISO_G-I_2_NYISO_J-K | NYISO_G-I | NYISO_J-K | Internal | Winter | B20 | 935 | 6130 | 4463.15 | 110.74 | 110.75 | 0.01 | 0
2035 | NYISO_G-I_2_PJM_E | NYISO_G-I | PJM_E | Internal | Shoulder | B11 | 25 | 1500 | 1500 | 128.91 | 137.71 | 8 | 0.8
2035 | NYISO_G-I_2_PJM_E | NYISO_G-I | PJM_E | Internal | Shoulder | B12 | 200 | 1500 | 0 | 127.4 | 128.05 | 8 | 0
2035 | NYISO_G-I_2_PJM_E | NYISO_G-I | PJM_E | Internal | Shoulder | B13 | 600 | 1500 | 34.98 | 118.93 | 126.93 | 8 | 0
2035 | NYISO_G-I_2_PJM_E | NYISO_G-I | PJM_E | Internal | Shoulder | B14 | 900 | 1500 | 33.27 | 112.43 | 120.43 | 8 | 0
2035 | NYISO_G-I_2_PJM_E | NYISO_G-I | PJM_E | Internal | Shoulder | B15 | 1203 | 1500 | 0 | 110.12 | 112.56 | 8 | 0
2035 | NYISO_G-I_2_PJM_E | NYISO_G-I | PJM_E | Internal | Summer | B1 | 10 | 1500 | 0 | 235.58 | 229.61 | 8 | 0
2035 | NYISO_G-I_2_PJM_E | NYISO_G-I | PJM_E | Internal | Summer | B2 | 25 | 1500 | 0 | 255.38 | 248.92 | 8 | 0
2035 | NYISO_G-I_2_PJM_E | NYISO_G-I | PJM_E | Internal | Summer | B3 | 75 | 1500 | 0 | 234.55 | 240.36 | 8 | 0
2035 | NYISO_G-I_2_PJM_E | NYISO_G-I | PJM_E | Internal | Summer | B4 | 100 | 1500 | 1500 | 195.08 | 212.58 | 8 | 9.49
2035 | NYISO_G-I_2_PJM_E | NYISO_G-I | PJM_E | Internal | Summer | B5 | 200 | 1500 | 1500 | 176.18 | 187.67 | 8 | 3.49
2035 | NYISO_G-I_2_PJM_E | NYISO_G-I | PJM_E | Internal | Summer | B6 | 300 | 1500 | 1267 | 146.33 | 154.33 | 8 | 0
2035 | NYISO_G-I_2_PJM_E | NYISO_G-I | PJM_E | Internal | Summer | B7 | 400 | 1500 | 0 | 132.2 | 138.3 | 8 | 0
2035 | NYISO_G-I_2_PJM_E | NYISO_G-I | PJM_E | Internal | Summer | B8 | 500 | 1500 | 0 | 132.2 | 128.03 | 8 | 0
2035 | NYISO_G-I_2_PJM_E | NYISO_G-I | PJM_E | Internal | Summer | B9 | 800 | 1500 | 0 | 125.83 | 122.4 | 8 | 0
2035 | NYISO_G-I_2_PJM_E | NYISO_G-I | PJM_E | Internal | Summer | B10 | 1262 | 1500 | 0 | 119.17 | 113.18 | 8 | 0
2035 | NYISO_G-I_2_PJM_E | NYISO_G-I | PJM_E | Internal | Winter | B16 | 25 | 1500 | 197.53 | 124.6 | 132.6 | 8 | 0
2035 | NYISO_G-I_2_PJM_E | NYISO_G-I | PJM_E | Internal | Winter | B17 | 100 | 1500 | 0 | 121.26 | 127.75 | 8 | 0
2035 | NYISO_G-I_2_PJM_E | NYISO_G-I | PJM_E | Internal | Winter | B18 | 400 | 1500 | 421.31 | 121.26 | 129.26 | 8 | 0
2035 | NYISO_G-I_2_PJM_E | NYISO_G-I | PJM_E | Internal | Winter | B19 | 700 | 1500 | 571.67 | 118.43 | 126.43 | 8 | 0
2035 | NYISO_G-I_2_PJM_E | NYISO_G-I | PJM_E | Internal | Winter | B20 | 935 | 1500 | 0 | 110.74 | 115.5 | 8 | 0
2035 | NYISO_J-K_2_NEISO_OL | NYISO_J-K | NEISO | Internal | Shoulder | B11 | 25 | 99999 | 0 | 128.92 | 100.38 | 3.01 | 0
2035 | NYISO_J-K_2_NEISO_OL | NYISO_J-K | NEISO | Internal | Shoulder | B12 | 200 | 99999 | 0 | 127.41 | 98.87 | 3.01 | 0
2035 | NYISO_J-K_2_NEISO_OL | NYISO_J-K | NEISO | Internal | Shoulder | B13 | 600 | 99999 | 0 | 118.94 | 90.4 | 3.01 | 0
2035 | NYISO_J-K_2_NEISO_OL | NYISO_J-K | NEISO | Internal | Shoulder | B14 | 900 | 99999 | 0 | 112.44 | 83.9 | 3.01 | 0
2035 | NYISO_J-K_2_NEISO_OL | NYISO_J-K | NEISO | Internal | Shoulder | B15 | 1203 | 99999 | 0 | 110.13 | 83.9 | 3.01 | 0
2035 | NYISO_J-K_2_NEISO_OL | NYISO_J-K | NEISO | Internal | Summer | B1 | 10 | 99999 | 0 | 235.61 | 208.01 | 3.01 | 0
2035 | NYISO_J-K_2_NEISO_OL | NYISO_J-K | NEISO | Internal | Summer | B2 | 25 | 99999 | 0 | 255.39 | 227.81 | 3.01 | 0
2035 | NYISO_J-K_2_NEISO_OL | NYISO_J-K | NEISO | Internal | Summer | B3 | 75 | 99999 | 0 | 234.56 | 206.02 | 3.01 | 0
2035 | NYISO_J-K_2_NEISO_OL | NYISO_J-K | NEISO | Internal | Summer | B4 | 100 | 99999 | 0 | 195.09 | 166.55 | 3.01 | 0
2035 | NYISO_J-K_2_NEISO_OL | NYISO_J-K | NEISO | Internal | Summer | B5 | 200 | 99999 | 0 | 176.19 | 147.65 | 3.01 | 0
2035 | NYISO_J-K_2_NEISO_OL | NYISO_J-K | NEISO | Internal | Summer | B6 | 300 | 99999 | 0 | 146.34 | 117.8 | 3.01 | 0
2035 | NYISO_J-K_2_NEISO_OL | NYISO_J-K | NEISO | Internal | Summer | B7 | 400 | 99999 | 0 | 132.21 | 106.39 | 3.01 | 0
2035 | NYISO_J-K_2_NEISO_OL | NYISO_J-K | NEISO | Internal | Summer | B8 | 500 | 99999 | 0 | 132.21 | 106.39 | 3.01 | 0
2035 | NYISO_J-K_2_NEISO_OL | NYISO_J-K | NEISO | Internal | Summer | B9 | 800 | 99999 | 0 | 125.85 | 106.39 | 3.01 | 0
2035 | NYISO_J-K_2_NEISO_OL | NYISO_J-K | NEISO | Internal | Summer | B10 | 1262 | 99999 | 0 | 119.18 | 106.39 | 3.01 | 0
2035 | NYISO_J-K_2_NEISO_OL | NYISO_J-K | NEISO | Internal | Winter | B16 | 25 | 99999 | 0 | 124.61 | 96.07 | 3.01 | 0
2035 | NYISO_J-K_2_NEISO_OL | NYISO_J-K | NEISO | Internal | Winter | B17 | 100 | 99999 | 0 | 121.27 | 92.72 | 3.01 | 0
2035 | NYISO_J-K_2_NEISO_OL | NYISO_J-K | NEISO | Internal | Winter | B18 | 400 | 99999 | 0 | 121.27 | 92.72 | 3.01 | 0
2035 | NYISO_J-K_2_NEISO_OL | NYISO_J-K | NEISO | Internal | Winter | B19 | 700 | 99999 | 0 | 118.45 | 89.9 | 3.01 | 0
2035 | NYISO_J-K_2_NEISO_OL | NYISO_J-K | NEISO | Internal | Winter | B20 | 935 | 99999 | 0 | 110.75 | 82.21 | 3.01 | 0
2035 | NYISO_J-K_2_NYISO_G-I | NYISO_J-K | NYISO_G-I | Internal | Shoulder | B11 | 25 | 1999 | 0 | 128.92 | 128.91 | 0.01 | 0
2035 | NYISO_J-K_2_NYISO_G-I | NYISO_J-K | NYISO_G-I | Internal | Shoulder | B12 | 200 | 1999 | 0 | 127.41 | 127.4 | 0.01 | 0
2035 | NYISO_J-K_2_NYISO_G-I | NYISO_J-K | NYISO_G-I | Internal | Shoulder | B13 | 600 | 1999 | 0 | 118.94 | 118.93 | 0.01 | 0
2035 | NYISO_J-K_2_NYISO_G-I | NYISO_J-K | NYISO_G-I | Internal | Shoulder | B14 | 900 | 1999 | 0 | 112.44 | 112.43 | 0.01 | 0
2035 | NYISO_J-K_2_NYISO_G-I | NYISO_J-K | NYISO_G-I | Internal | Shoulder | B15 | 1203 | 1999 | 0 | 110.13 | 110.12 | 0.01 | 0
2035 | NYISO_J-K_2_NYISO_G-I | NYISO_J-K | NYISO_G-I | Internal | Summer | B1 | 10 | 1999 | 0 | 235.61 | 235.58 | 0.01 | 0
2035 | NYISO_J-K_2_NYISO_G-I | NYISO_J-K | NYISO_G-I | Internal | Summer | B2 | 25 | 1999 | 0 | 255.39 | 255.38 | 0.01 | 0
2035 | NYISO_J-K_2_NYISO_G-I | NYISO_J-K | NYISO_G-I | Internal | Summer | B3 | 75 | 1999 | 0 | 234.56 | 234.55 | 0.01 | 0
2035 | NYISO_J-K_2_NYISO_G-I | NYISO_J-K | NYISO_G-I | Internal | Summer | B4 | 100 | 1999 | 0 | 195.09 | 195.08 | 0.01 | 0
2035 | NYISO_J-K_2_NYISO_G-I | NYISO_J-K | NYISO_G-I | Internal | Summer | B5 | 200 | 1999 | 0 | 176.19 | 176.18 | 0.01 | 0
2035 | NYISO_J-K_2_NYISO_G-I | NYISO_J-K | NYISO_G-I | Internal | Summer | B6 | 300 | 1999 | 0 | 146.34 | 146.33 | 0.01 | 0
2035 | NYISO_J-K_2_NYISO_G-I | NYISO_J-K | NYISO_G-I | Internal | Summer | B7 | 400 | 1999 | 0 | 132.21 | 132.2 | 0.01 | 0
2035 | NYISO_J-K_2_NYISO_G-I | NYISO_J-K | NYISO_G-I | Internal | Summer | B8 | 500 | 1999 | 0 | 132.21 | 132.2 | 0.01 | 0
2035 | NYISO_J-K_2_NYISO_G-I | NYISO_J-K | NYISO_G-I | Internal | Summer | B9 | 800 | 1999 | 0 | 125.85 | 125.83 | 0.01 | 0
2035 | NYISO_J-K_2_NYISO_G-I | NYISO_J-K | NYISO_G-I | Internal | Summer | B10 | 1262 | 1999 | 0 | 119.18 | 119.17 | 0.01 | 0
2035 | NYISO_J-K_2_NYISO_G-I | NYISO_J-K | NYISO_G-I | Internal | Winter | B16 | 25 | 1999 | 0 | 124.61 | 124.6 | 0.01 | 0
2035 | NYISO_J-K_2_NYISO_G-I | NYISO_J-K | NYISO_G-I | Internal | Winter | B17 | 100 | 1999 | 0 | 121.27 | 121.26 | 0.01 | 0
2035 | NYISO_J-K_2_NYISO_G-I | NYISO_J-K | NYISO_G-I | Internal | Winter | B18 | 400 | 1999 | 0 | 121.27 | 121.26 | 0.01 | 0
2035 | NYISO_J-K_2_NYISO_G-I | NYISO_J-K | NYISO_G-I | Internal | Winter | B19 | 700 | 1999 | 0 | 118.45 | 118.43 | 0.01 | 0
2035 | NYISO_J-K_2_NYISO_G-I | NYISO_J-K | NYISO_G-I | Internal | Winter | B20 | 935 | 1999 | 0 | 110.75 | 110.74 | 0.01 | 0
2035 | NYISO_J-K_2_PJM_E_OL | NYISO_J-K | PJM_E | Internal | Shoulder | B11 | 25 | 99999 | 0 | 128.92 | 137.71 | 28.23 | 0
2035 | NYISO_J-K_2_PJM_E_OL | NYISO_J-K | PJM_E | Internal | Shoulder | B12 | 200 | 99999 | 0 | 127.41 | 128.05 | 28.23 | 0
2035 | NYISO_J-K_2_PJM_E_OL | NYISO_J-K | PJM_E | Internal | Shoulder | B13 | 600 | 99999 | 0 | 118.94 | 126.93 | 28.23 | 0
2035 | NYISO_J-K_2_PJM_E_OL | NYISO_J-K | PJM_E | Internal | Shoulder | B14 | 900 | 99999 | 0 | 112.44 | 120.43 | 28.23 | 0
2035 | NYISO_J-K_2_PJM_E_OL | NYISO_J-K | PJM_E | Internal | Shoulder | B15 | 1203 | 99999 | 0 | 110.13 | 112.56 | 28.23 | 0
2035 | NYISO_J-K_2_PJM_E_OL | NYISO_J-K | PJM_E | Internal | Summer | B1 | 10 | 99999 | 0 | 235.61 | 229.61 | 28.23 | 0
2035 | NYISO_J-K_2_PJM_E_OL | NYISO_J-K | PJM_E | Internal | Summer | B2 | 25 | 99999 | 0 | 255.39 | 248.92 | 28.23 | 0
2035 | NYISO_J-K_2_PJM_E_OL | NYISO_J-K | PJM_E | Internal | Summer | B3 | 75 | 99999 | 0 | 234.56 | 240.36 | 28.23 | 0
2035 | NYISO_J-K_2_PJM_E_OL | NYISO_J-K | PJM_E | Internal | Summer | B4 | 100 | 99999 | 0 | 195.09 | 212.58 | 28.23 | 0
2035 | NYISO_J-K_2_PJM_E_OL | NYISO_J-K | PJM_E | Internal | Summer | B5 | 200 | 99999 | 0 | 176.19 | 187.67 | 28.23 | 0
2035 | NYISO_J-K_2_PJM_E_OL | NYISO_J-K | PJM_E | Internal | Summer | B6 | 300 | 99999 | 0 | 146.34 | 154.33 | 28.23 | 0
2035 | NYISO_J-K_2_PJM_E_OL | NYISO_J-K | PJM_E | Internal | Summer | B7 | 400 | 99999 | 0 | 132.21 | 138.3 | 28.23 | 0
2035 | NYISO_J-K_2_PJM_E_OL | NYISO_J-K | PJM_E | Internal | Summer | B8 | 500 | 99999 | 0 | 132.21 | 128.03 | 28.23 | 0
2035 | NYISO_J-K_2_PJM_E_OL | NYISO_J-K | PJM_E | Internal | Summer | B9 | 800 | 99999 | 0 | 125.85 | 122.4 | 28.23 | 0
2035 | NYISO_J-K_2_PJM_E_OL | NYISO_J-K | PJM_E | Internal | Summer | B10 | 1262 | 99999 | 0 | 119.18 | 113.18 | 28.23 | 0
2035 | NYISO_J-K_2_PJM_E_OL | NYISO_J-K | PJM_E | Internal | Winter | B16 | 25 | 99999 | 0 | 124.61 | 132.6 | 28.23 | 0
2035 | NYISO_J-K_2_PJM_E_OL | NYISO_J-K | PJM_E | Internal | Winter | B17 | 100 | 99999 | 0 | 121.27 | 127.75 | 28.23 | 0
2035 | NYISO_J-K_2_PJM_E_OL | NYISO_J-K | PJM_E | Internal | Winter | B18 | 400 | 99999 | 0 | 121.27 | 129.26 | 28.23 | 0
2035 | NYISO_J-K_2_PJM_E_OL | NYISO_J-K | PJM_E | Internal | Winter | B19 | 700 | 99999 | 0 | 118.45 | 126.43 | 28.23 | 0
2035 | NYISO_J-K_2_PJM_E_OL | NYISO_J-K | PJM_E | Internal | Winter | B20 | 935 | 99999 | 0 | 110.75 | 115.5 | 28.23 | 0
2035 | PJM_E_2_NYISO_G-I | PJM_E | NYISO_G-I | Internal | Shoulder | B11 | 25 | 500 | 0 | 137.71 | 128.91 | 6 | 0
2035 | PJM_E_2_NYISO_G-I | PJM_E | NYISO_G-I | Internal | Shoulder | B12 | 200 | 500 | 0 | 128.05 | 127.4 | 6 | 0
2035 | PJM_E_2_NYISO_G-I | PJM_E | NYISO_G-I | Internal | Shoulder | B13 | 600 | 500 | 0 | 126.93 | 118.93 | 6 | 0
2035 | PJM_E_2_NYISO_G-I | PJM_E | NYISO_G-I | Internal | Shoulder | B14 | 900 | 500 | 0 | 120.43 | 112.43 | 6 | 0
2035 | PJM_E_2_NYISO_G-I | PJM_E | NYISO_G-I | Internal | Shoulder | B15 | 1203 | 500 | 0 | 112.56 | 110.12 | 6 | 0
2035 | PJM_E_2_NYISO_G-I | PJM_E | NYISO_G-I | Internal | Summer | B1 | 10 | 500 | 0 | 229.61 | 235.58 | 6 | 0
2035 | PJM_E_2_NYISO_G-I | PJM_E | NYISO_G-I | Internal | Summer | B2 | 25 | 500 | 500 | 248.92 | 255.38 | 6 | 0.45
2035 | PJM_E_2_NYISO_G-I | PJM_E | NYISO_G-I | Internal | Summer | B3 | 75 | 500 | 0 | 240.36 | 234.55 | 6 | 0
2035 | PJM_E_2_NYISO_G-I | PJM_E | NYISO_G-I | Internal | Summer | B4 | 100 | 500 | 0 | 212.58 | 195.08 | 6 | 0
2035 | PJM_E_2_NYISO_G-I | PJM_E | NYISO_G-I | Internal | Summer | B5 | 200 | 500 | 0 | 187.67 | 176.18 | 6 | 0
2035 | PJM_E_2_NYISO_G-I | PJM_E | NYISO_G-I | Internal | Summer | B6 | 300 | 500 | 0 | 154.33 | 146.33 | 6 | 0
2035 | PJM_E_2_NYISO_G-I | PJM_E | NYISO_G-I | Internal | Summer | B7 | 400 | 500 | 0 | 138.3 | 132.2 | 6 | 0
2035 | PJM_E_2_NYISO_G-I | PJM_E | NYISO_G-I | Internal | Summer | B8 | 500 | 500 | 0 | 128.03 | 132.2 | 6 | 0
2035 | PJM_E_2_NYISO_G-I | PJM_E | NYISO_G-I | Internal | Summer | B9 | 800 | 500 | 0 | 122.4 | 125.83 | 6 | 0
2035 | PJM_E_2_NYISO_G-I | PJM_E | NYISO_G-I | Internal | Summer | B10 | 1262 | 500 | 0 | 113.18 | 119.17 | 6 | 0
2035 | PJM_E_2_NYISO_G-I | PJM_E | NYISO_G-I | Internal | Winter | B16 | 25 | 500 | 0 | 132.6 | 124.6 | 6 | 0
2035 | PJM_E_2_NYISO_G-I | PJM_E | NYISO_G-I | Internal | Winter | B17 | 100 | 500 | 0 | 127.75 | 121.26 | 6 | 0
2035 | PJM_E_2_NYISO_G-I | PJM_E | NYISO_G-I | Internal | Winter | B18 | 400 | 500 | 0 | 129.26 | 121.26 | 6 | 0
2035 | PJM_E_2_NYISO_G-I | PJM_E | NYISO_G-I | Internal | Winter | B19 | 700 | 500 | 0 | 126.43 | 118.43 | 6 | 0
2035 | PJM_E_2_NYISO_G-I | PJM_E | NYISO_G-I | Internal | Winter | B20 | 935 | 500 | 0 | 115.5 | 110.74 | 6 | 0
2035 | PJM_E_2_NYISO_J-K | PJM_E | NYISO_J-K | Internal | Shoulder | B11 | 25 | 330 | 0 | 137.71 | 128.92 | 6 | 0
2035 | PJM_E_2_NYISO_J-K | PJM_E | NYISO_J-K | Internal | Shoulder | B12 | 200 | 330 | 0 | 128.05 | 127.41 | 6 | 0
2035 | PJM_E_2_NYISO_J-K | PJM_E | NYISO_J-K | Internal | Shoulder | B13 | 600 | 330 | 0 | 126.93 | 118.94 | 6 | 0
2035 | PJM_E_2_NYISO_J-K | PJM_E | NYISO_J-K | Internal | Shoulder | B14 | 900 | 330 | 0 | 120.43 | 112.44 | 6 | 0
2035 | PJM_E_2_NYISO_J-K | PJM_E | NYISO_J-K | Internal | Shoulder | B15 | 1203 | 330 | 0 | 112.56 | 110.13 | 6 | 0
2035 | PJM_E_2_NYISO_J-K | PJM_E | NYISO_J-K | Internal | Summer | B1 | 10 | 330 | 30.1 | 229.61 | 235.61 | 6 | 0
2035 | PJM_E_2_NYISO_J-K | PJM_E | NYISO_J-K | Internal | Summer | B2 | 25 | 330 | 1922.61 | 248.92 | 255.39 | 6 | 0.47
2035 | PJM_E_2_NYISO_J-K | PJM_E | NYISO_J-K | Internal | Summer | B3 | 75 | 330 | 0 | 240.36 | 234.56 | 6 | 0
2035 | PJM_E_2_NYISO_J-K | PJM_E | NYISO_J-K | Internal | Summer | B4 | 100 | 330 | 0 | 212.58 | 195.09 | 6 | 0
2035 | PJM_E_2_NYISO_J-K | PJM_E | NYISO_J-K | Internal | Summer | B5 | 200 | 330 | 0 | 187.67 | 176.19 | 6 | 0
2035 | PJM_E_2_NYISO_J-K | PJM_E | NYISO_J-K | Internal | Summer | B6 | 300 | 330 | 0 | 154.33 | 146.34 | 6 | 0
2035 | PJM_E_2_NYISO_J-K | PJM_E | NYISO_J-K | Internal | Summer | B7 | 400 | 330 | 0 | 138.3 | 132.21 | 6 | 0
2035 | PJM_E_2_NYISO_J-K | PJM_E | NYISO_J-K | Internal | Summer | B8 | 500 | 330 | 0 | 128.03 | 132.21 | 6 | 0
2035 | PJM_E_2_NYISO_J-K | PJM_E | NYISO_J-K | Internal | Summer | B9 | 800 | 330 | 0 | 122.4 | 125.85 | 6 | 0
2035 | PJM_E_2_NYISO_J-K | PJM_E | NYISO_J-K | Internal | Summer | B10 | 1262 | 330 | 257.06 | 113.18 | 119.18 | 6 | 0
2035 | PJM_E_2_NYISO_J-K | PJM_E | NYISO_J-K | Internal | Winter | B16 | 25 | 330 | 0 | 132.6 | 124.61 | 6 | 0
2035 | PJM_E_2_NYISO_J-K | PJM_E | NYISO_J-K | Internal | Winter | B17 | 100 | 330 | 0 | 127.75 | 121.27 | 6 | 0
2035 | PJM_E_2_NYISO_J-K | PJM_E | NYISO_J-K | Internal | Winter | B18 | 400 | 330 | 0 | 129.26 | 121.27 | 6 | 0
2035 | PJM_E_2_NYISO_J-K | PJM_E | NYISO_J-K | Internal | Winter | B19 | 700 | 330 | 0 | 126.43 | 118.45 | 6 | 0
2035 | PJM_E_2_NYISO_J-K | PJM_E | NYISO_J-K | Internal | Winter | B20 | 935 | 330 | 0 | 115.5 | 110.75 | 6 | 0
2035 | PJM_E_2_PJM_ROM | PJM_E | PJM_ROM | Internal | Shoulder | B11 | 25 | 8000 | 996.07 | 137.71 | 137.72 | 0.01 | 0
2035 | PJM_E_2_PJM_ROM | PJM_E | PJM_ROM | Internal | Shoulder | B12 | 200 | 8000 | 0 | 128.05 | 128.04 | 0.01 | 0
2035 | PJM_E_2_PJM_ROM | PJM_E | PJM_ROM | Internal | Shoulder | B13 | 600 | 8000 | 0 | 126.93 | 126.92 | 0.01 | 0
2035 | PJM_E_2_PJM_ROM | PJM_E | PJM_ROM | Internal | Shoulder | B14 | 900 | 8000 | 0 | 120.43 | 120.42 | 0.01 | 0
2035 | PJM_E_2_PJM_ROM | PJM_E | PJM_ROM | Internal | Shoulder | B15 | 1203 | 8000 | 0 | 112.56 | 112.55 | 0.01 | 0
2035 | PJM_E_2_PJM_ROM | PJM_E | PJM_ROM | Internal | Summer | B1 | 10 | 8000 | 0 | 229.61 | 229.6 | 0.01 | 0
2035 | PJM_E_2_PJM_ROM | PJM_E | PJM_ROM | Internal | Summer | B2 | 25 | 8000 | 0 | 248.92 | 248.91 | 0.01 | 0
2035 | PJM_E_2_PJM_ROM | PJM_E | PJM_ROM | Internal | Summer | B3 | 75 | 8000 | 0 | 240.36 | 240.35 | 0.01 | 0
2035 | PJM_E_2_PJM_ROM | PJM_E | PJM_ROM | Internal | Summer | B4 | 100 | 8000 | 2334.15 | 212.58 | 212.59 | 0.01 | 0
2035 | PJM_E_2_PJM_ROM | PJM_E | PJM_ROM | Internal | Summer | B5 | 200 | 8000 | 942.2 | 187.67 | 187.69 | 0.01 | 0
2035 | PJM_E_2_PJM_ROM | PJM_E | PJM_ROM | Internal | Summer | B6 | 300 | 8000 | 1807.15 | 154.33 | 154.34 | 0.01 | 0
2035 | PJM_E_2_PJM_ROM | PJM_E | PJM_ROM | Internal | Summer | B7 | 400 | 8000 | 1848.07 | 138.3 | 138.31 | 0.01 | 0
2035 | PJM_E_2_PJM_ROM | PJM_E | PJM_ROM | Internal | Summer | B8 | 500 | 8000 | 264.96 | 128.03 | 128.04 | 0.01 | 0
2035 | PJM_E_2_PJM_ROM | PJM_E | PJM_ROM | Internal | Summer | B9 | 800 | 8000 | 0 | 122.4 | 122.38 | 0.01 | 0
2035 | PJM_E_2_PJM_ROM | PJM_E | PJM_ROM | Internal | Summer | B10 | 1262 | 8000 | 0 | 113.18 | 113.17 | 0.01 | 0
2035 | PJM_E_2_PJM_ROM | PJM_E | PJM_ROM | Internal | Winter | B16 | 25 | 8000 | 0 | 132.6 | 132.59 | 0.01 | 0
2035 | PJM_E_2_PJM_ROM | PJM_E | PJM_ROM | Internal | Winter | B17 | 100 | 8000 | 0 | 127.75 | 127.73 | 0.01 | 0
2035 | PJM_E_2_PJM_ROM | PJM_E | PJM_ROM | Internal | Winter | B18 | 400 | 8000 | 0 | 129.26 | 129.24 | 0.01 | 0
2035 | PJM_E_2_PJM_ROM | PJM_E | PJM_ROM | Internal | Winter | B19 | 700 | 8000 | 0 | 126.43 | 126.42 | 0.01 | 0
2035 | PJM_E_2_PJM_ROM | PJM_E | PJM_ROM | Internal | Winter | B20 | 935 | 8000 | 0 | 115.5 | 115.49 | 0.01 | 0
2035 | PJM_ROR_2_MISO_IN | PJM_ROR | MISO_IN | Internal | Shoulder | B11 | 25 | 909 | 0 | 137.71 | 129.18 | 2 | 0
2035 | PJM_ROR_2_MISO_IN | PJM_ROR | MISO_IN | Internal | Shoulder | B12 | 200 | 909 | 0 | 124.31 | 115.78 | 2 | 0
2035 | PJM_ROR_2_MISO_IN | PJM_ROR | MISO_IN | Internal | Shoulder | B13 | 600 | 909 | 0 | 123.19 | 114.85 | 2 | 0
2035 | PJM_ROR_2_MISO_IN | PJM_ROR | MISO_IN | Internal | Shoulder | B14 | 900 | 909 | 0 | 116.69 | 110.65 | 2 | 0
2035 | PJM_ROR_2_MISO_IN | PJM_ROR | MISO_IN | Internal | Shoulder | B15 | 1203 | 909 | 0 | 112.54 | 104.2 | 2 | 0
2035 | PJM_ROR_2_MISO_IN | PJM_ROR | MISO_IN | Internal | Summer | B1 | 10 | 909 | 0 | 225.87 | 217.34 | 2 | 0
2035 | PJM_ROR_2_MISO_IN | PJM_ROR | MISO_IN | Internal | Summer | B2 | 25 | 909 | 0 | 245.18 | 236.65 | 2 | 0
2035 | PJM_ROR_2_MISO_IN | PJM_ROR | MISO_IN | Internal | Summer | B3 | 75 | 909 | 0 | 240.33 | 231.8 | 2 | 0
2035 | PJM_ROR_2_MISO_IN | PJM_ROR | MISO_IN | Internal | Summer | B4 | 100 | 909 | 0 | 212.6 | 207.17 | 2 | 0
2035 | PJM_ROR_2_MISO_IN | PJM_ROR | MISO_IN | Internal | Summer | B5 | 200 | 909 | 0 | 187.67 | 179.14 | 2 | 0
2035 | PJM_ROR_2_MISO_IN | PJM_ROR | MISO_IN | Internal | Summer | B6 | 300 | 909 | 0 | 154.33 | 145.8 | 2 | 0
2035 | PJM_ROR_2_MISO_IN | PJM_ROR | MISO_IN | Internal | Summer | B7 | 400 | 909 | 0 | 138.3 | 131.68 | 2 | 0
2035 | PJM_ROR_2_MISO_IN | PJM_ROR | MISO_IN | Internal | Summer | B8 | 500 | 909 | 0 | 128.03 | 124.43 | 2 | 0
2035 | PJM_ROR_2_MISO_IN | PJM_ROR | MISO_IN | Internal | Summer | B9 | 800 | 909 | 0 | 119.54 | 113.4 | 2 | 0
2035 | PJM_ROR_2_MISO_IN | PJM_ROR | MISO_IN | Internal | Summer | B10 | 1262 | 909 | 0 | 113.16 | 112.96 | 2 | 0
2035 | PJM_ROR_2_MISO_IN | PJM_ROR | MISO_IN | Internal | Winter | B16 | 25 | 909 | 0 | 128.86 | 120.33 | 2 | 0
2035 | PJM_ROR_2_MISO_IN | PJM_ROR | MISO_IN | Internal | Winter | B17 | 100 | 909 | 0 | 124.01 | 117.87 | 2 | 0
2035 | PJM_ROR_2_MISO_IN | PJM_ROR | MISO_IN | Internal | Winter | B18 | 400 | 909 | 0 | 125.52 | 117.87 | 2 | 0
2035 | PJM_ROR_2_MISO_IN | PJM_ROR | MISO_IN | Internal | Winter | B19 | 700 | 909 | 0 | 122.69 | 117.01 | 2 | 0
2035 | PJM_ROR_2_MISO_IN | PJM_ROR | MISO_IN | Internal | Winter | B20 | 935 | 909 | 0 | 111.76 | 103.42 | 2 | 0
2035 | PJM_ROR_2_MISO_MI | PJM_ROR | MISO_MI | Internal | Shoulder | B11 | 25 | 1305 | 0 | 137.71 | 132.86 | 2 | 0
2035 | PJM_ROR_2_MISO_MI | PJM_ROR | MISO_MI | Internal | Shoulder | B12 | 200 | 1305 | 0 | 124.31 | 119.46 | 2 | 0
2035 | PJM_ROR_2_MISO_MI | PJM_ROR | MISO_MI | Internal | Shoulder | B13 | 600 | 1305 | 0 | 123.19 | 118.53 | 2 | 0
2035 | PJM_ROR_2_MISO_MI | PJM_ROR | MISO_MI | Internal | Shoulder | B14 | 900 | 1305 | 0 | 116.69 | 114.33 | 2 | 0
2035 | PJM_ROR_2_MISO_MI | PJM_ROR | MISO_MI | Internal | Shoulder | B15 | 1203 | 1305 | 0 | 112.54 | 107.88 | 2 | 0
2035 | PJM_ROR_2_MISO_MI | PJM_ROR | MISO_MI | Internal | Summer | B1 | 10 | 1305 | 0 | 225.87 | 221.02 | 2 | 0
2035 | PJM_ROR_2_MISO_MI | PJM_ROR | MISO_MI | Internal | Summer | B2 | 25 | 1305 | 0 | 245.18 | 236.66 | 2 | 0
2035 | PJM_ROR_2_MISO_MI | PJM_ROR | MISO_MI | Internal | Summer | B3 | 75 | 1305 | 0 | 240.33 | 231.78 | 2 | 0
2035 | PJM_ROR_2_MISO_MI | PJM_ROR | MISO_MI | Internal | Summer | B4 | 100 | 1305 | 0 | 212.6 | 207.18 | 2 | 0
2035 | PJM_ROR_2_MISO_MI | PJM_ROR | MISO_MI | Internal | Summer | B5 | 200 | 1305 | 0 | 187.67 | 179.13 | 2 | 0
2035 | PJM_ROR_2_MISO_MI | PJM_ROR | MISO_MI | Internal | Summer | B6 | 300 | 1305 | 0 | 154.33 | 145.81 | 2 | 0
2035 | PJM_ROR_2_MISO_MI | PJM_ROR | MISO_MI | Internal | Summer | B7 | 400 | 1305 | 0 | 138.3 | 132.03 | 2 | 0
2035 | PJM_ROR_2_MISO_MI | PJM_ROR | MISO_MI | Internal | Summer | B8 | 500 | 1305 | 0 | 128.03 | 125.57 | 2 | 0
2035 | PJM_ROR_2_MISO_MI | PJM_ROR | MISO_MI | Internal | Summer | B9 | 800 | 1305 | 0 | 119.54 | 117.08 | 2 | 0
2035 | PJM_ROR_2_MISO_MI | PJM_ROR | MISO_MI | Internal | Summer | B10 | 1262 | 1305 | 0 | 113.16 | 114.89 | 2 | 0
2035 | PJM_ROR_2_MISO_MI | PJM_ROR | MISO_MI | Internal | Winter | B16 | 25 | 1305 | 0 | 128.86 | 124.01 | 2 | 0
2035 | PJM_ROR_2_MISO_MI | PJM_ROR | MISO_MI | Internal | Winter | B17 | 100 | 1305 | 0 | 124.01 | 121.55 | 2 | 0
2035 | PJM_ROR_2_MISO_MI | PJM_ROR | MISO_MI | Internal | Winter | B18 | 400 | 1305 | 0 | 125.52 | 121.55 | 2 | 0
2035 | PJM_ROR_2_MISO_MI | PJM_ROR | MISO_MI | Internal | Winter | B19 | 700 | 1305 | 0 | 122.69 | 120.69 | 2 | 0
2035 | PJM_ROR_2_MISO_MI | PJM_ROR | MISO_MI | Internal | Winter | B20 | 935 | 1305 | 0 | 111.76 | 107.1 | 2 | 0
2035 | PJM_ROR_2_MISO_MO-IL | PJM_ROR | MISO_MO-IL | Internal | Shoulder | B11 | 25 | 1111 | 0 | 137.71 | 129.78 | 2 | 0
2035 | PJM_ROR_2_MISO_MO-IL | PJM_ROR | MISO_MO-IL | Internal | Shoulder | B12 | 200 | 1111 | 0 | 124.31 | 112.32 | 2 | 0
2035 | PJM_ROR_2_MISO_MO-IL | PJM_ROR | MISO_MO-IL | Internal | Shoulder | B13 | 600 | 1111 | 0 | 123.19 | 111.21 | 2 | 0
2035 | PJM_ROR_2_MISO_MO-IL | PJM_ROR | MISO_MO-IL | Internal | Shoulder | B14 | 900 | 1111 | 0 | 116.69 | 107.01 | 2 | 0
2035 | PJM_ROR_2_MISO_MO-IL | PJM_ROR | MISO_MO-IL | Internal | Shoulder | B15 | 1203 | 1111 | 0 | 112.54 | 100.55 | 2 | 0
2035 | PJM_ROR_2_MISO_MO-IL | PJM_ROR | MISO_MO-IL | Internal | Summer | B1 | 10 | 1111 | 0 | 225.87 | 213.88 | 2 | 0
2035 | PJM_ROR_2_MISO_MO-IL | PJM_ROR | MISO_MO-IL | Internal | Summer | B2 | 25 | 1111 | 0 | 245.18 | 239.17 | 2 | 0
2035 | PJM_ROR_2_MISO_MO-IL | PJM_ROR | MISO_MO-IL | Internal | Summer | B3 | 75 | 1111 | 0 | 240.33 | 235.23 | 2 | 0
2035 | PJM_ROR_2_MISO_MO-IL | PJM_ROR | MISO_MO-IL | Internal | Summer | B4 | 100 | 1111 | 0 | 212.6 | 210.6 | 2 | 0
2035 | PJM_ROR_2_MISO_MO-IL | PJM_ROR | MISO_MO-IL | Internal | Summer | B5 | 200 | 1111 | 0 | 187.67 | 179.3 | 2 | 0
2035 | PJM_ROR_2_MISO_MO-IL | PJM_ROR | MISO_MO-IL | Internal | Summer | B6 | 300 | 1111 | 0 | 154.33 | 145.81 | 2 | 0
2035 | PJM_ROR_2_MISO_MO-IL | PJM_ROR | MISO_MO-IL | Internal | Summer | B7 | 400 | 1111 | 0 | 138.3 | 132.38 | 2 | 0
2035 | PJM_ROR_2_MISO_MO-IL | PJM_ROR | MISO_MO-IL | Internal | Summer | B8 | 500 | 1111 | 0 | 128.03 | 126.03 | 2 | 0
2035 | PJM_ROR_2_MISO_MO-IL | PJM_ROR | MISO_MO-IL | Internal | Summer | B9 | 800 | 1111 | 0 | 119.54 | 113.41 | 2 | 0
2035 | PJM_ROR_2_MISO_MO-IL | PJM_ROR | MISO_MO-IL | Internal | Summer | B10 | 1262 | 1111 | 0 | 113.16 | 109.32 | 2 | 0
2035 | PJM_ROR_2_MISO_MO-IL | PJM_ROR | MISO_MO-IL | Internal | Winter | B16 | 25 | 1111 | 0 | 128.86 | 116.87 | 2 | 0
2035 | PJM_ROR_2_MISO_MO-IL | PJM_ROR | MISO_MO-IL | Internal | Winter | B17 | 100 | 1111 | 0 | 124.01 | 114.23 | 2 | 0
2035 | PJM_ROR_2_MISO_MO-IL | PJM_ROR | MISO_MO-IL | Internal | Winter | B18 | 400 | 1111 | 0 | 125.52 | 114.23 | 2 | 0
2035 | PJM_ROR_2_MISO_MO-IL | PJM_ROR | MISO_MO-IL | Internal | Winter | B19 | 700 | 1111 | 0 | 122.69 | 113.37 | 2 | 0
2035 | PJM_ROR_2_MISO_MO-IL | PJM_ROR | MISO_MO-IL | Internal | Winter | B20 | 935 | 1111 | 0 | 111.76 | 99.78 | 2 | 0
2035 | PJM_ROR_2_MISO_W | PJM_ROR | MISO_W | Internal | Shoulder | B11 | 25 | 709 | 0 | 137.71 | 104.61 | 2 | 0
2035 | PJM_ROR_2_MISO_W | PJM_ROR | MISO_W | Internal | Shoulder | B12 | 200 | 709 | 0 | 124.31 | 91.22 | 2 | 0
2035 | PJM_ROR_2_MISO_W | PJM_ROR | MISO_W | Internal | Shoulder | B13 | 600 | 709 | 0 | 123.19 | 90.1 | 2 | 0
2035 | PJM_ROR_2_MISO_W | PJM_ROR | MISO_W | Internal | Shoulder | B14 | 900 | 709 | 0 | 116.69 | 83.59 | 2 | 0
2035 | PJM_ROR_2_MISO_W | PJM_ROR | MISO_W | Internal | Shoulder | B15 | 1203 | 709 | 0 | 112.54 | 79.44 | 2 | 0
2035 | PJM_ROR_2_MISO_W | PJM_ROR | MISO_W | Internal | Summer | B1 | 10 | 709 | 0 | 225.87 | 192.77 | 2 | 0
2035 | PJM_ROR_2_MISO_W | PJM_ROR | MISO_W | Internal | Summer | B2 | 25 | 709 | 0 | 245.18 | 212.09 | 2 | 0
2035 | PJM_ROR_2_MISO_W | PJM_ROR | MISO_W | Internal | Summer | B3 | 75 | 709 | 0 | 240.33 | 207.24 | 2 | 0
2035 | PJM_ROR_2_MISO_W | PJM_ROR | MISO_W | Internal | Summer | B4 | 100 | 709 | 0 | 212.6 | 179.51 | 2 | 0
2035 | PJM_ROR_2_MISO_W | PJM_ROR | MISO_W | Internal | Summer | B5 | 200 | 709 | 0 | 187.67 | 154.58 | 2 | 0
2035 | PJM_ROR_2_MISO_W | PJM_ROR | MISO_W | Internal | Summer | B6 | 300 | 709 | 0 | 154.33 | 130.15 | 2 | 0
2035 | PJM_ROR_2_MISO_W | PJM_ROR | MISO_W | Internal | Summer | B7 | 400 | 709 | 0 | 138.3 | 105.21 | 2 | 0
2035 | PJM_ROR_2_MISO_W | PJM_ROR | MISO_W | Internal | Summer | B8 | 500 | 709 | 0 | 128.03 | 94.94 | 2 | 0
2035 | PJM_ROR_2_MISO_W | PJM_ROR | MISO_W | Internal | Summer | B9 | 800 | 709 | 0 | 119.54 | 86.44 | 2 | 0
2035 | PJM_ROR_2_MISO_W | PJM_ROR | MISO_W | Internal | Summer | B10 | 1262 | 709 | 0 | 113.16 | 80.07 | 2 | 0
2035 | PJM_ROR_2_MISO_W | PJM_ROR | MISO_W | Internal | Winter | B16 | 25 | 709 | 0 | 128.86 | 95.77 | 2 | 0
2035 | PJM_ROR_2_MISO_W | PJM_ROR | MISO_W | Internal | Winter | B17 | 100 | 709 | 0 | 124.01 | 90.91 | 2 | 0
2035 | PJM_ROR_2_MISO_W | PJM_ROR | MISO_W | Internal | Winter | B18 | 400 | 709 | 0 | 125.52 | 92.42 | 2 | 0
2035 | PJM_ROR_2_MISO_W | PJM_ROR | MISO_W | Internal | Winter | B19 | 700 | 709 | 0 | 122.69 | 89.6 | 2 | 0
2035 | PJM_ROR_2_MISO_W | PJM_ROR | MISO_W | Internal | Winter | B20 | 935 | 709 | 0 | 111.76 | 78.67 | 2 | 0
2035 | PJM_ROR_2_PJM_ROM | PJM_ROR | PJM_ROM | Internal | Shoulder | B11 | 25 | 8000 | 3348.31 | 137.71 | 137.72 | 0.01 | 0
2035 | PJM_ROR_2_PJM_ROM | PJM_ROR | PJM_ROM | Internal | Shoulder | B12 | 200 | 8000 | 11213.9 | 124.31 | 128.04 | 0.01 | 3.72
2035 | PJM_ROR_2_PJM_ROM | PJM_ROR | PJM_ROM | Internal | Shoulder | B13 | 600 | 8000 | 9664.26 | 123.19 | 126.92 | 0.01 | 3.72
2035 | PJM_ROR_2_PJM_ROM | PJM_ROR | PJM_ROM | Internal | Shoulder | B14 | 900 | 8000 | 8635.65 | 116.69 | 120.42 | 0.01 | 3.72
2035 | PJM_ROR_2_PJM_ROM | PJM_ROR | PJM_ROM | Internal | Shoulder | B15 | 1203 | 8000 | 7629.54 | 112.54 | 112.55 | 0.01 | 0
2035 | PJM_ROR_2_PJM_ROM | PJM_ROR | PJM_ROM | Internal | Summer | B1 | 10 | 8000 | 10301.78 | 225.87 | 229.6 | 0.01 | 3.72
2035 | PJM_ROR_2_PJM_ROM | PJM_ROR | PJM_ROM | Internal | Summer | B2 | 25 | 8000 | 11559.9 | 245.18 | 248.91 | 0.01 | 3.72
2035 | PJM_ROR_2_PJM_ROM | PJM_ROR | PJM_ROM | Internal | Summer | B3 | 75 | 8000 | 4937.91 | 240.33 | 240.35 | 0.01 | 0
2035 | PJM_ROR_2_PJM_ROM | PJM_ROR | PJM_ROM | Internal | Summer | B4 | 100 | 8000 | 0 | 212.6 | 212.59 | 0.01 | 0
2035 | PJM_ROR_2_PJM_ROM | PJM_ROR | PJM_ROM | Internal | Summer | B5 | 200 | 8000 | 3021.8 | 187.67 | 187.69 | 0.01 | 0
2035 | PJM_ROR_2_PJM_ROM | PJM_ROR | PJM_ROM | Internal | Summer | B6 | 300 | 8000 | 1439.84 | 154.33 | 154.34 | 0.01 | 0
2035 | PJM_ROR_2_PJM_ROM | PJM_ROR | PJM_ROM | Internal | Summer | B7 | 400 | 8000 | 3497.25 | 138.3 | 138.31 | 0.01 | 0
2035 | PJM_ROR_2_PJM_ROM | PJM_ROR | PJM_ROM | Internal | Summer | B8 | 500 | 8000 | 7148.1 | 128.03 | 128.04 | 0.01 | 0
2035 | PJM_ROR_2_PJM_ROM | PJM_ROR | PJM_ROM | Internal | Summer | B9 | 800 | 8000 | 8000 | 119.54 | 122.38 | 0.01 | 2.83
2035 | PJM_ROR_2_PJM_ROM | PJM_ROR | PJM_ROM | Internal | Summer | B10 | 1262 | 8000 | 5901.28 | 113.16 | 113.17 | 0.01 | 0
2035 | PJM_ROR_2_PJM_ROM | PJM_ROR | PJM_ROM | Internal | Winter | B16 | 25 | 8000 | 12259.6 | 128.86 | 132.59 | 0.01 | 3.72
2035 | PJM_ROR_2_PJM_ROM | PJM_ROR | PJM_ROM | Internal | Winter | B17 | 100 | 8000 | 10657 | 124.01 | 127.73 | 0.01 | 3.72
2035 | PJM_ROR_2_PJM_ROM | PJM_ROR | PJM_ROM | Internal | Winter | B18 | 400 | 8000 | 8383.67 | 125.52 | 129.24 | 0.01 | 3.72
2035 | PJM_ROR_2_PJM_ROM | PJM_ROR | PJM_ROM | Internal | Winter | B19 | 700 | 8000 | 8750.54 | 122.69 | 126.42 | 0.01 | 3.72
2035 | PJM_ROR_2_PJM_ROM | PJM_ROR | PJM_ROM | Internal | Winter | B20 | 935 | 8000 | 9110.91 | 111.76 | 115.49 | 0.01 | 3.72
2035 | PJM_ROR_2_TVA_Transmission | PJM_ROR | TVA_Transmission | Internal | Shoulder | B11 | 25 | 2500 | 0 | 137.71 | 137.78 | 6 | 0
2035 | PJM_ROR_2_TVA_Transmission | PJM_ROR | TVA_Transmission | Internal | Shoulder | B12 | 200 | 2500 | 0 | 124.31 | 119.73 | 6 | 0
2035 | PJM_ROR_2_TVA_Transmission | PJM_ROR | TVA_Transmission | Internal | Shoulder | B13 | 600 | 2500 | 0 | 123.19 | 118.99 | 6 | 0
2035 | PJM_ROR_2_TVA_Transmission | PJM_ROR | TVA_Transmission | Internal | Shoulder | B14 | 900 | 2500 | 0 | 116.69 | 118.59 | 6 | 0
2035 | PJM_ROR_2_TVA_Transmission | PJM_ROR | TVA_Transmission | Internal | Shoulder | B15 | 1203 | 2500 | 0 | 112.54 | 113.62 | 6 | 0
2035 | PJM_ROR_2_TVA_Transmission | PJM_ROR | TVA_Transmission | Internal | Summer | B1 | 10 | 2500 | 0 | 225.87 | 226.95 | 6 | 0
2035 | PJM_ROR_2_TVA_Transmission | PJM_ROR | TVA_Transmission | Internal | Summer | B2 | 25 | 2500 | 947.9 | 245.18 | 251.18 | 6 | 0
2035 | PJM_ROR_2_TVA_Transmission | PJM_ROR | TVA_Transmission | Internal | Summer | B3 | 75 | 2500 | 0 | 240.33 | 245.14 | 6 | 0
2035 | PJM_ROR_2_TVA_Transmission | PJM_ROR | TVA_Transmission | Internal | Summer | B4 | 100 | 2500 | 476.86 | 212.6 | 218.6 | 6 | 0
2035 | PJM_ROR_2_TVA_Transmission | PJM_ROR | TVA_Transmission | Internal | Summer | B5 | 200 | 2500 | 0 | 187.67 | 187.3 | 6 | 0
2035 | PJM_ROR_2_TVA_Transmission | PJM_ROR | TVA_Transmission | Internal | Summer | B6 | 300 | 2500 | 0 | 154.33 | 153.81 | 6 | 0
2035 | PJM_ROR_2_TVA_Transmission | PJM_ROR | TVA_Transmission | Internal | Summer | B7 | 400 | 2500 | 0 | 138.3 | 131.62 | 6 | 0
2035 | PJM_ROR_2_TVA_Transmission | PJM_ROR | TVA_Transmission | Internal | Summer | B8 | 500 | 2500 | 0 | 128.03 | 125.03 | 6 | 0
2035 | PJM_ROR_2_TVA_Transmission | PJM_ROR | TVA_Transmission | Internal | Summer | B9 | 800 | 2500 | 0 | 119.54 | 119.57 | 6 | 0
2035 | PJM_ROR_2_TVA_Transmission | PJM_ROR | TVA_Transmission | Internal | Summer | B10 | 1262 | 2500 | 0 | 113.16 | 117.32 | 6 | 0
2035 | PJM_ROR_2_TVA_Transmission | PJM_ROR | TVA_Transmission | Internal | Winter | B16 | 25 | 2500 | 0 | 128.86 | 129.94 | 6 | 0
2035 | PJM_ROR_2_TVA_Transmission | PJM_ROR | TVA_Transmission | Internal | Winter | B17 | 100 | 2500 | 0 | 124.01 | 122.23 | 6 | 0
2035 | PJM_ROR_2_TVA_Transmission | PJM_ROR | TVA_Transmission | Internal | Winter | B18 | 400 | 2500 | 0 | 125.52 | 121.93 | 6 | 0
2035 | PJM_ROR_2_TVA_Transmission | PJM_ROR | TVA_Transmission | Internal | Winter | B19 | 700 | 2500 | 0 | 122.69 | 121.37 | 6 | 0
2035 | PJM_ROR_2_TVA_Transmission | PJM_ROR | TVA_Transmission | Internal | Winter | B20 | 935 | 2500 | 0 | 111.76 | 112.84 | 6 | 0
2035 | PJM_ROR_2_VACAR | PJM_ROR | VACAR | Internal | Shoulder | B11 | 25 | 3000 | 0 | 137.71 | 139.78 | 6 | 0
2035 | PJM_ROR_2_VACAR | PJM_ROR | VACAR | Internal | Shoulder | B12 | 200 | 3000 | 0 | 124.31 | 121.07 | 6 | 0
2035 | PJM_ROR_2_VACAR | PJM_ROR | VACAR | Internal | Shoulder | B13 | 600 | 3000 | 0 | 123.19 | 121.07 | 6 | 0
2035 | PJM_ROR_2_VACAR | PJM_ROR | VACAR | Internal | Shoulder | B14 | 900 | 3000 | 0 | 116.69 | 121.07 | 6 | 0
2035 | PJM_ROR_2_VACAR | PJM_ROR | VACAR | Internal | Shoulder | B15 | 1203 | 3000 | 777.42 | 112.54 | 118.54 | 6 | 0
2035 | PJM_ROR_2_VACAR | PJM_ROR | VACAR | Internal | Summer | B1 | 10 | 3000 | 6016.36 | 225.87 | 232.66 | 6 | 0.79
2035 | PJM_ROR_2_VACAR | PJM_ROR | VACAR | Internal | Summer | B2 | 25 | 3000 | 8183.37 | 245.18 | 251.97 | 6 | 0.79
2035 | PJM_ROR_2_VACAR | PJM_ROR | VACAR | Internal | Summer | B3 | 75 | 3000 | 10109.37 | 240.33 | 247.12 | 6 | 0.79
2035 | PJM_ROR_2_VACAR | PJM_ROR | VACAR | Internal | Summer | B4 | 100 | 3000 | 6582.74 | 212.6 | 219.39 | 6 | 0.79
2035 | PJM_ROR_2_VACAR | PJM_ROR | VACAR | Internal | Summer | B5 | 200 | 3000 | 0 | 187.67 | 189.3 | 6 | 0
2035 | PJM_ROR_2_VACAR | PJM_ROR | VACAR | Internal | Summer | B6 | 300 | 3000 | 0 | 154.33 | 147.33 | 6 | 0
2035 | PJM_ROR_2_VACAR | PJM_ROR | VACAR | Internal | Summer | B7 | 400 | 3000 | 0 | 138.3 | 131.3 | 6 | 0
2035 | PJM_ROR_2_VACAR | PJM_ROR | VACAR | Internal | Summer | B8 | 500 | 3000 | 0 | 128.03 | 119.26 | 6 | 0
2035 | PJM_ROR_2_VACAR | PJM_ROR | VACAR | Internal | Summer | B9 | 800 | 3000 | 0 | 119.54 | 118.96 | 6 | 0
2035 | PJM_ROR_2_VACAR | PJM_ROR | VACAR | Internal | Summer | B10 | 1262 | 3000 | 0 | 113.16 | 108.72 | 6 | 0
2035 | PJM_ROR_2_VACAR | PJM_ROR | VACAR | Internal | Winter | B16 | 25 | 3000 | 4266.62 | 128.86 | 135.65 | 6 | 0.79
2035 | PJM_ROR_2_VACAR | PJM_ROR | VACAR | Internal | Winter | B17 | 100 | 3000 | 0 | 124.01 | 126.92 | 6 | 0
2035 | PJM_ROR_2_VACAR | PJM_ROR | VACAR | Internal | Winter | B18 | 400 | 3000 | 0 | 125.52 | 125.9 | 6 | 0
2035 | PJM_ROR_2_VACAR | PJM_ROR | VACAR | Internal | Winter | B19 | 700 | 3000 | 0 | 122.69 | 125.9 | 6 | 0
2035 | PJM_ROR_2_VACAR | PJM_ROR | VACAR | Internal | Winter | B20 | 935 | 3000 | 0 | 111.76 | 112.34 | 6 | 0
2035 | PJM_ROM_2_NYISO_A-F | PJM_ROM | NYISO_A-F | Internal | Shoulder | B11 | 25 | 2000 | 0 | 137.72 | 94.68 | 6 | 0
2035 | PJM_ROM_2_NYISO_A-F | PJM_ROM | NYISO_A-F | Internal | Shoulder | B12 | 200 | 2000 | 0 | 128.04 | 90.16 | 6 | 0
2035 | PJM_ROM_2_NYISO_A-F | PJM_ROM | NYISO_A-F | Internal | Shoulder | B13 | 600 | 2000 | 0 | 126.92 | 83.95 | 6 | 0
2035 | PJM_ROM_2_NYISO_A-F | PJM_ROM | NYISO_A-F | Internal | Shoulder | B14 | 900 | 2000 | 0 | 120.42 | 83.95 | 6 | 0
2035 | PJM_ROM_2_NYISO_A-F | PJM_ROM | NYISO_A-F | Internal | Shoulder | B15 | 1203 | 2000 | 0 | 112.55 | 83.95 | 6 | 0
2035 | PJM_ROM_2_NYISO_A-F | PJM_ROM | NYISO_A-F | Internal | Summer | B1 | 10 | 2000 | 0 | 229.6 | 198.34 | 6 | 0
2035 | PJM_ROM_2_NYISO_A-F | PJM_ROM | NYISO_A-F | Internal | Summer | B2 | 25 | 2000 | 0 | 248.91 | 218.14 | 6 | 0
2035 | PJM_ROM_2_NYISO_A-F | PJM_ROM | NYISO_A-F | Internal | Summer | B3 | 75 | 2000 | 0 | 240.35 | 197.31 | 6 | 0
2035 | PJM_ROM_2_NYISO_A-F | PJM_ROM | NYISO_A-F | Internal | Summer | B4 | 100 | 2000 | 0 | 212.59 | 169.55 | 6 | 0
2035 | PJM_ROM_2_NYISO_A-F | PJM_ROM | NYISO_A-F | Internal | Summer | B5 | 200 | 2000 | 0 | 187.69 | 144.65 | 6 | 0
2035 | PJM_ROM_2_NYISO_A-F | PJM_ROM | NYISO_A-F | Internal | Summer | B6 | 300 | 2000 | 0 | 154.34 | 111.31 | 6 | 0
2035 | PJM_ROM_2_NYISO_A-F | PJM_ROM | NYISO_A-F | Internal | Summer | B7 | 400 | 2000 | 0 | 138.31 | 109.39 | 6 | 0
2035 | PJM_ROM_2_NYISO_A-F | PJM_ROM | NYISO_A-F | Internal | Summer | B8 | 500 | 2000 | 0 | 128.04 | 109.19 | 6 | 0
2035 | PJM_ROM_2_NYISO_A-F | PJM_ROM | NYISO_A-F | Internal | Summer | B9 | 800 | 2000 | 0 | 122.38 | 109.19 | 6 | 0
2035 | PJM_ROM_2_NYISO_A-F | PJM_ROM | NYISO_A-F | Internal | Summer | B10 | 1262 | 2000 | 0 | 113.17 | 109.19 | 6 | 0
2035 | PJM_ROM_2_NYISO_A-F | PJM_ROM | NYISO_A-F | Internal | Winter | B16 | 25 | 2000 | 0 | 132.59 | 89.55 | 6 | 0
2035 | PJM_ROM_2_NYISO_A-F | PJM_ROM | NYISO_A-F | Internal | Winter | B17 | 100 | 2000 | 0 | 127.73 | 84.7 | 6 | 0
2035 | PJM_ROM_2_NYISO_A-F | PJM_ROM | NYISO_A-F | Internal | Winter | B18 | 400 | 2000 | 0 | 129.24 | 86.21 | 6 | 0
2035 | PJM_ROM_2_NYISO_A-F | PJM_ROM | NYISO_A-F | Internal | Winter | B19 | 700 | 2000 | 0 | 126.42 | 83.95 | 6 | 0
2035 | PJM_ROM_2_NYISO_A-F | PJM_ROM | NYISO_A-F | Internal | Winter | B20 | 935 | 2000 | 0 | 115.49 | 83.95 | 6 | 0
2035 | PJM_ROM_2_PJM_E | PJM_ROM | PJM_E | Internal | Shoulder | B11 | 25 | 8000 | 0 | 137.72 | 137.71 | 0.01 | 0
2035 | PJM_ROM_2_PJM_E | PJM_ROM | PJM_E | Internal | Shoulder | B12 | 200 | 8000 | 3527.31 | 128.04 | 128.05 | 0.01 | 0
2035 | PJM_ROM_2_PJM_E | PJM_ROM | PJM_E | Internal | Shoulder | B13 | 600 | 8000 | 2824.57 | 126.92 | 126.93 | 0.01 | 0
2035 | PJM_ROM_2_PJM_E | PJM_ROM | PJM_E | Internal | Shoulder | B14 | 900 | 8000 | 1933.83 | 120.42 | 120.43 | 0.01 | 0
2035 | PJM_ROM_2_PJM_E | PJM_ROM | PJM_E | Internal | Shoulder | B15 | 1203 | 8000 | 1552.86 | 112.55 | 112.56 | 0.01 | 0
2035 | PJM_ROM_2_PJM_E | PJM_ROM | PJM_E | Internal | Summer | B1 | 10 | 8000 | 3962.67 | 229.6 | 229.61 | 0.01 | 0
2035 | PJM_ROM_2_PJM_E | PJM_ROM | PJM_E | Internal | Summer | B2 | 25 | 8000 | 5672.74 | 248.91 | 248.92 | 0.01 | 0
2035 | PJM_ROM_2_PJM_E | PJM_ROM | PJM_E | Internal | Summer | B3 | 75 | 8000 | 847.07 | 240.35 | 240.36 | 0.01 | 0
2035 | PJM_ROM_2_PJM_E | PJM_ROM | PJM_E | Internal | Summer | B4 | 100 | 8000 | 0 | 212.59 | 212.58 | 0.01 | 0
2035 | PJM_ROM_2_PJM_E | PJM_ROM | PJM_E | Internal | Summer | B5 | 200 | 8000 | 0 | 187.69 | 187.67 | 0.01 | 0
2035 | PJM_ROM_2_PJM_E | PJM_ROM | PJM_E | Internal | Summer | B6 | 300 | 8000 | 0 | 154.34 | 154.33 | 0.01 | 0
2035 | PJM_ROM_2_PJM_E | PJM_ROM | PJM_E | Internal | Summer | B7 | 400 | 8000 | 0 | 138.31 | 138.3 | 0.01 | 0
2035 | PJM_ROM_2_PJM_E | PJM_ROM | PJM_E | Internal | Summer | B8 | 500 | 8000 | 0 | 128.04 | 128.03 | 0.01 | 0
2035 | PJM_ROM_2_PJM_E | PJM_ROM | PJM_E | Internal | Summer | B9 | 800 | 8000 | 1854.29 | 122.38 | 122.4 | 0.01 | 0
2035 | PJM_ROM_2_PJM_E | PJM_ROM | PJM_E | Internal | Summer | B10 | 1262 | 8000 | 290.11 | 113.17 | 113.18 | 0.01 | 0
2035 | PJM_ROM_2_PJM_E | PJM_ROM | PJM_E | Internal | Winter | B16 | 25 | 8000 | 4865.71 | 132.59 | 132.6 | 0.01 | 0
2035 | PJM_ROM_2_PJM_E | PJM_ROM | PJM_E | Internal | Winter | B17 | 100 | 8000 | 4242.94 | 127.73 | 127.75 | 0.01 | 0
2035 | PJM_ROM_2_PJM_E | PJM_ROM | PJM_E | Internal | Winter | B18 | 400 | 8000 | 3223.31 | 129.24 | 129.26 | 0.01 | 0
2035 | PJM_ROM_2_PJM_E | PJM_ROM | PJM_E | Internal | Winter | B19 | 700 | 8000 | 1976.23 | 126.42 | 126.43 | 0.01 | 0
2035 | PJM_ROM_2_PJM_E | PJM_ROM | PJM_E | Internal | Winter | B20 | 935 | 8000 | 3226.18 | 115.49 | 115.5 | 0.01 | 0
2035 | PJM_ROM_2_PJM_ROR | PJM_ROM | PJM_ROR | Internal | Shoulder | B11 | 25 | 8000 | 0 | 137.72 | 137.71 | 0.01 | 0
2035 | PJM_ROM_2_PJM_ROR | PJM_ROM | PJM_ROR | Internal | Shoulder | B12 | 200 | 8000 | 0 | 128.04 | 124.31 | 0.01 | 0
2035 | PJM_ROM_2_PJM_ROR | PJM_ROM | PJM_ROR | Internal | Shoulder | B13 | 600 | 8000 | 0 | 126.92 | 123.19 | 0.01 | 0
2035 | PJM_ROM_2_PJM_ROR | PJM_ROM | PJM_ROR | Internal | Shoulder | B14 | 900 | 8000 | 0 | 120.42 | 116.69 | 0.01 | 0
2035 | PJM_ROM_2_PJM_ROR | PJM_ROM | PJM_ROR | Internal | Shoulder | B15 | 1203 | 8000 | 0 | 112.55 | 112.54 | 0.01 | 0
2035 | PJM_ROM_2_PJM_ROR | PJM_ROM | PJM_ROR | Internal | Summer | B1 | 10 | 8000 | 0 | 229.6 | 225.87 | 0.01 | 0
2035 | PJM_ROM_2_PJM_ROR | PJM_ROM | PJM_ROR | Internal | Summer | B2 | 25 | 8000 | 0 | 248.91 | 245.18 | 0.01 | 0
2035 | PJM_ROM_2_PJM_ROR | PJM_ROM | PJM_ROR | Internal | Summer | B3 | 75 | 8000 | 0 | 240.35 | 240.33 | 0.01 | 0
2035 | PJM_ROM_2_PJM_ROR | PJM_ROM | PJM_ROR | Internal | Summer | B4 | 100 | 8000 | 390.44 | 212.59 | 212.6 | 0.01 | 0
2035 | PJM_ROM_2_PJM_ROR | PJM_ROM | PJM_ROR | Internal | Summer | B5 | 200 | 8000 | 0 | 187.69 | 187.67 | 0.01 | 0
2035 | PJM_ROM_2_PJM_ROR | PJM_ROM | PJM_ROR | Internal | Summer | B6 | 300 | 8000 | 0 | 154.34 | 154.33 | 0.01 | 0
2035 | PJM_ROM_2_PJM_ROR | PJM_ROM | PJM_ROR | Internal | Summer | B7 | 400 | 8000 | 0 | 138.31 | 138.3 | 0.01 | 0
2035 | PJM_ROM_2_PJM_ROR | PJM_ROM | PJM_ROR | Internal | Summer | B8 | 500 | 8000 | 0 | 128.04 | 128.03 | 0.01 | 0
2035 | PJM_ROM_2_PJM_ROR | PJM_ROM | PJM_ROR | Internal | Summer | B9 | 800 | 8000 | 0 | 122.38 | 119.54 | 0.01 | 0
2035 | PJM_ROM_2_PJM_ROR | PJM_ROM | PJM_ROR | Internal | Summer | B10 | 1262 | 8000 | 0 | 113.17 | 113.16 | 0.01 | 0
2035 | PJM_ROM_2_PJM_ROR | PJM_ROM | PJM_ROR | Internal | Winter | B16 | 25 | 8000 | 0 | 132.59 | 128.86 | 0.01 | 0
2035 | PJM_ROM_2_PJM_ROR | PJM_ROM | PJM_ROR | Internal | Winter | B17 | 100 | 8000 | 0 | 127.73 | 124.01 | 0.01 | 0
2035 | PJM_ROM_2_PJM_ROR | PJM_ROM | PJM_ROR | Internal | Winter | B18 | 400 | 8000 | 0 | 129.24 | 125.52 | 0.01 | 0
2035 | PJM_ROM_2_PJM_ROR | PJM_ROM | PJM_ROR | Internal | Winter | B19 | 700 | 8000 | 0 | 126.42 | 122.69 | 0.01 | 0
2035 | PJM_ROM_2_PJM_ROR | PJM_ROM | PJM_ROR | Internal | Winter | B20 | 935 | 8000 | 0 | 115.49 | 111.76 | 0.01 | 0
2035 | SOCO_2_ENT | SOCO | ENT | Internal | Shoulder | B11 | 25 | 2400 | 0 | 146.78 | 136.37 | 10 | 0
2035 | SOCO_2_ENT | SOCO | ENT | Internal | Shoulder | B12 | 200 | 2400 | 0 | 119.26 | 117.39 | 10 | 0
2035 | SOCO_2_ENT | SOCO | ENT | Internal | Shoulder | B13 | 600 | 2400 | 0 | 119.26 | 116.27 | 10 | 0
2035 | SOCO_2_ENT | SOCO | ENT | Internal | Shoulder | B14 | 900 | 2400 | 0 | 119.26 | 112.07 | 10 | 0
2035 | SOCO_2_ENT | SOCO | ENT | Internal | Shoulder | B15 | 1203 | 2400 | 0 | 113.62 | 105.62 | 10 | 0
2035 | SOCO_2_ENT | SOCO | ENT | Internal | Summer | B1 | 10 | 2400 | 0 | 233.7 | 218.95 | 10 | 0
2035 | SOCO_2_ENT | SOCO | ENT | Internal | Summer | B2 | 25 | 2400 | 0 | 258.99 | 244.24 | 10 | 0
2035 | SOCO_2_ENT | SOCO | ENT | Internal | Summer | B3 | 75 | 2400 | 0 | 254.14 | 244.24 | 10 | 0
2035 | SOCO_2_ENT | SOCO | ENT | Internal | Summer | B4 | 100 | 2400 | 0 | 226.4 | 215.67 | 10 | 0
2035 | SOCO_2_ENT | SOCO | ENT | Internal | Summer | B5 | 200 | 2400 | 0 | 196.3 | 184.36 | 10 | 0
2035 | SOCO_2_ENT | SOCO | ENT | Internal | Summer | B6 | 300 | 2400 | 0 | 154.1 | 146.1 | 10 | 0
2035 | SOCO_2_ENT | SOCO | ENT | Internal | Summer | B7 | 400 | 2400 | 0 | 138.3 | 140.38 | 10 | 0
2035 | SOCO_2_ENT | SOCO | ENT | Internal | Summer | B8 | 500 | 2400 | 0 | 126.26 | 134.03 | 10 | 0
2035 | SOCO_2_ENT | SOCO | ENT | Internal | Summer | B9 | 800 | 2400 | 0 | 117.93 | 121.41 | 10 | 0
2035 | SOCO_2_ENT | SOCO | ENT | Internal | Summer | B10 | 1262 | 2400 | 0 | 113.79 | 114.38 | 10 | 0
2035 | SOCO_2_ENT | SOCO | ENT | Internal | Winter | B16 | 25 | 2400 | 0 | 136.69 | 121.94 | 10 | 0
2035 | SOCO_2_ENT | SOCO | ENT | Internal | Winter | B17 | 100 | 2400 | 0 | 123.68 | 119.29 | 10 | 0
2035 | SOCO_2_ENT | SOCO | ENT | Internal | Winter | B18 | 400 | 2400 | 0 | 122.22 | 119.29 | 10 | 0
2035 | SOCO_2_ENT | SOCO | ENT | Internal | Winter | B19 | 700 | 2400 | 0 | 122.22 | 118.43 | 10 | 0
2035 | SOCO_2_ENT | SOCO | ENT | Internal | Winter | B20 | 935 | 2400 | 0 | 110.03 | 104.84 | 10 | 0
2035 | SOCO_2_FRCC | SOCO | FRCC | Internal | Shoulder | B11 | 25 | 3700 | 1895.92 | 146.78 | 156.78 | 10 | 0
2035 | SOCO_2_FRCC | SOCO | FRCC | Internal | Shoulder | B12 | 200 | 3700 | 1789.3 | 119.26 | 129.26 | 10 | 0
2035 | SOCO_2_FRCC | SOCO | FRCC | Internal | Shoulder | B13 | 600 | 3700 | 0 | 119.26 | 123.69 | 10 | 0
2035 | SOCO_2_FRCC | SOCO | FRCC | Internal | Shoulder | B14 | 900 | 3700 | 0 | 119.26 | 123.69 | 10 | 0
2035 | SOCO_2_FRCC | SOCO | FRCC | Internal | Shoulder | B15 | 1203 | 3700 | 0 | 113.62 | 108.88 | 10 | 0
2035 | SOCO_2_FRCC | SOCO | FRCC | Internal | Summer | B1 | 10 | 3700 | 8261.21 | 233.7 | 243.71 | 10 | 0.01
2035 | SOCO_2_FRCC | SOCO | FRCC | Internal | Summer | B2 | 25 | 3700 | 5490.48 | 258.99 | 269 | 10 | 0.01
2035 | SOCO_2_FRCC | SOCO | FRCC | Internal | Summer | B3 | 75 | 3700 | 4004.66 | 254.14 | 264.15 | 10 | 0.01
2035 | SOCO_2_FRCC | SOCO | FRCC | Internal | Summer | B4 | 100 | 3700 | 3377.8 | 226.4 | 236.4 | 10 | 0
2035 | SOCO_2_FRCC | SOCO | FRCC | Internal | Summer | B5 | 200 | 3700 | 2145.8 | 196.3 | 206.3 | 10 | 0
2035 | SOCO_2_FRCC | SOCO | FRCC | Internal | Summer | B6 | 300 | 3700 | 0 | 154.1 | 150.14 | 10 | 0
2035 | SOCO_2_FRCC | SOCO | FRCC | Internal | Summer | B7 | 400 | 3700 | 0 | 138.3 | 142.71 | 10 | 0
2035 | SOCO_2_FRCC | SOCO | FRCC | Internal | Summer | B8 | 500 | 3700 | 1296.09 | 126.26 | 136.26 | 10 | 0
2035 | SOCO_2_FRCC | SOCO | FRCC | Internal | Summer | B9 | 800 | 3700 | 0 | 117.93 | 122.78 | 10 | 0
2035 | SOCO_2_FRCC | SOCO | FRCC | Internal | Summer | B10 | 1262 | 3700 | 0 | 113.79 | 105.79 | 10 | 0
2035 | SOCO_2_FRCC | SOCO | FRCC | Internal | Winter | B16 | 25 | 3700 | 3605.77 | 136.69 | 146.69 | 10 | 0
2035 | SOCO_2_FRCC | SOCO | FRCC | Internal | Winter | B17 | 100 | 3700 | 1894.84 | 123.68 | 133.68 | 10 | 0
2035 | SOCO_2_FRCC | SOCO | FRCC | Internal | Winter | B18 | 400 | 3700 | 0 | 122.22 | 126.17 | 10 | 0
2035 | SOCO_2_FRCC | SOCO | FRCC | Internal | Winter | B19 | 700 | 3700 | 0 | 122.22 | 126.17 | 10 | 0
2035 | SOCO_2_FRCC | SOCO | FRCC | Internal | Winter | B20 | 935 | 3700 | 0 | 110.03 | 106.57 | 10 | 0
2035 | SOCO_2_VACAR | SOCO | VACAR | Internal | Shoulder | B11 | 25 | 2000 | 0 | 146.78 | 139.78 | 10 | 0
2035 | SOCO_2_VACAR | SOCO | VACAR | Internal | Shoulder | B12 | 200 | 2000 | 0 | 119.26 | 121.07 | 10 | 0
2035 | SOCO_2_VACAR | SOCO | VACAR | Internal | Shoulder | B13 | 600 | 2000 | 0 | 119.26 | 121.07 | 10 | 0
2035 | SOCO_2_VACAR | SOCO | VACAR | Internal | Shoulder | B14 | 900 | 2000 | 0 | 119.26 | 121.07 | 10 | 0
2035 | SOCO_2_VACAR | SOCO | VACAR | Internal | Shoulder | B15 | 1203 | 2000 | 0 | 113.62 | 118.54 | 10 | 0
2035 | SOCO_2_VACAR | SOCO | VACAR | Internal | Summer | B1 | 10 | 2000 | 0 | 233.7 | 232.66 | 10 | 0
2035 | SOCO_2_VACAR | SOCO | VACAR | Internal | Summer | B2 | 25 | 2000 | 0 | 258.99 | 251.97 | 10 | 0
2035 | SOCO_2_VACAR | SOCO | VACAR | Internal | Summer | B3 | 75 | 2000 | 0 | 254.14 | 247.12 | 10 | 0
2035 | SOCO_2_VACAR | SOCO | VACAR | Internal | Summer | B4 | 100 | 2000 | 0 | 226.4 | 219.39 | 10 | 0
2035 | SOCO_2_VACAR | SOCO | VACAR | Internal | Summer | B5 | 200 | 2000 | 0 | 196.3 | 189.3 | 10 | 0
2035 | SOCO_2_VACAR | SOCO | VACAR | Internal | Summer | B6 | 300 | 2000 | 0 | 154.1 | 147.33 | 10 | 0
2035 | SOCO_2_VACAR | SOCO | VACAR | Internal | Summer | B7 | 400 | 2000 | 0 | 138.3 | 131.3 | 10 | 0
2035 | SOCO_2_VACAR | SOCO | VACAR | Internal | Summer | B8 | 500 | 2000 | 0 | 126.26 | 119.26 | 10 | 0
2035 | SOCO_2_VACAR | SOCO | VACAR | Internal | Summer | B9 | 800 | 2000 | 0 | 117.93 | 118.96 | 10 | 0
2035 | SOCO_2_VACAR | SOCO | VACAR | Internal | Summer | B10 | 1262 | 2000 | 0 | 113.79 | 108.72 | 10 | 0
2035 | SOCO_2_VACAR | SOCO | VACAR | Internal | Winter | B16 | 25 | 2000 | 0 | 136.69 | 135.65 | 10 | 0
2035 | SOCO_2_VACAR | SOCO | VACAR | Internal | Winter | B17 | 100 | 2000 | 0 | 123.68 | 126.92 | 10 | 0
2035 | SOCO_2_VACAR | SOCO | VACAR | Internal | Winter | B18 | 400 | 2000 | 0 | 122.22 | 125.9 | 10 | 0
2035 | SOCO_2_VACAR | SOCO | VACAR | Internal | Winter | B19 | 700 | 2000 | 0 | 122.22 | 125.9 | 10 | 0
2035 | SOCO_2_VACAR | SOCO | VACAR | Internal | Winter | B20 | 935 | 2000 | 0 | 110.03 | 112.34 | 10 | 0
2035 | SPP_N_2_ENT | SPP_N | ENT | Internal | Shoulder | B11 | 25 | 1800 | 9762.23 | 93 | 136.37 | 5 | 38.37
2035 | SPP_N_2_ENT | SPP_N | ENT | Internal | Shoulder | B12 | 200 | 1800 | 10735.05 | 74.02 | 117.39 | 5 | 38.37
2035 | SPP_N_2_ENT | SPP_N | ENT | Internal | Shoulder | B13 | 600 | 1800 | 10869.03 | 72.9 | 116.27 | 5 | 38.37
2035 | SPP_N_2_ENT | SPP_N | ENT | Internal | Shoulder | B14 | 900 | 1800 | 4875.41 | 68.7 | 112.07 | 5 | 38.37
2035 | SPP_N_2_ENT | SPP_N | ENT | Internal | Shoulder | B15 | 1203 | 1800 | 4721.74 | 62.25 | 105.62 | 5 | 38.37
2035 | SPP_N_2_ENT | SPP_N | ENT | Internal | Summer | B1 | 10 | 1800 | 9929.42 | 175.58 | 218.95 | 5 | 38.37
2035 | SPP_N_2_ENT | SPP_N | ENT | Internal | Summer | B2 | 25 | 1800 | 10631.68 | 200.87 | 244.24 | 5 | 38.37
2035 | SPP_N_2_ENT | SPP_N | ENT | Internal | Summer | B3 | 75 | 1800 | 1800 | 207.25 | 244.24 | 5 | 31.99
2035 | SPP_N_2_ENT | SPP_N | ENT | Internal | Summer | B4 | 100 | 1800 | 4793.01 | 172.3 | 215.67 | 5 | 38.37
2035 | SPP_N_2_ENT | SPP_N | ENT | Internal | Summer | B5 | 200 | 1800 | 3898.95 | 140.99 | 184.36 | 5 | 38.37
2035 | SPP_N_2_ENT | SPP_N | ENT | Internal | Summer | B6 | 300 | 1800 | 1800 | 130.17 | 146.1 | 5 | 10.93
2035 | SPP_N_2_ENT | SPP_N | ENT | Internal | Summer | B7 | 400 | 1800 | 1800 | 102.83 | 140.38 | 5 | 32.55
2035 | SPP_N_2_ENT | SPP_N | ENT | Internal | Summer | B8 | 500 | 1800 | 8226.97 | 90.66 | 134.03 | 5 | 38.37
2035 | SPP_N_2_ENT | SPP_N | ENT | Internal | Summer | B9 | 800 | 1800 | 7633.34 | 78.04 | 121.41 | 5 | 38.37
2035 | SPP_N_2_ENT | SPP_N | ENT | Internal | Summer | B10 | 1262 | 1800 | 10024.92 | 71.01 | 114.38 | 5 | 38.37
2035 | SPP_N_2_ENT | SPP_N | ENT | Internal | Winter | B16 | 25 | 1800 | 15111.33 | 78.57 | 121.94 | 5 | 38.37
2035 | SPP_N_2_ENT | SPP_N | ENT | Internal | Winter | B17 | 100 | 1800 | 10362.84 | 75.92 | 119.29 | 5 | 38.37
2035 | SPP_N_2_ENT | SPP_N | ENT | Internal | Winter | B18 | 400 | 1800 | 10462.2 | 75.92 | 119.29 | 5 | 38.37
2035 | SPP_N_2_ENT | SPP_N | ENT | Internal | Winter | B19 | 700 | 1800 | 8134.1 | 75.06 | 118.43 | 5 | 38.37
2035 | SPP_N_2_ENT | SPP_N | ENT | Internal | Winter | B20 | 935 | 1800 | 4491.38 | 61.47 | 104.84 | 5 | 38.37
2035 | SPP_N_2_MISO_MO-IL | SPP_N | MISO_MO-IL | Internal | Shoulder | B11 | 25 | 2000 | 2000 | 93 | 129.78 | 5 | 31.78
2035 | SPP_N_2_MISO_MO-IL | SPP_N | MISO_MO-IL | Internal | Shoulder | B12 | 200 | 2000 | 7479.13 | 74.02 | 112.32 | 5 | 33.3
2035 | SPP_N_2_MISO_MO-IL | SPP_N | MISO_MO-IL | Internal | Shoulder | B13 | 600 | 2000 | 8453.16 | 72.9 | 111.21 | 5 | 33.3
2035 | SPP_N_2_MISO_MO-IL | SPP_N | MISO_MO-IL | Internal | Shoulder | B14 | 900 | 2000 | 19264.1 | 68.7 | 107.01 | 5 | 33.3
2035 | SPP_N_2_MISO_MO-IL | SPP_N | MISO_MO-IL | Internal | Shoulder | B15 | 1203 | 2000 | 23003.22 | 62.25 | 100.55 | 5 | 33.3
2035 | SPP_N_2_MISO_MO-IL | SPP_N | MISO_MO-IL | Internal | Summer | B1 | 10 | 2000 | 16622.52 | 175.58 | 213.88 | 5 | 33.3
2035 | SPP_N_2_MISO_MO-IL | SPP_N | MISO_MO-IL | Internal | Summer | B2 | 25 | 2000 | 3007.82 | 200.87 | 239.17 | 5 | 33.3
2035 | SPP_N_2_MISO_MO-IL | SPP_N | MISO_MO-IL | Internal | Summer | B3 | 75 | 2000 | 2000 | 207.25 | 235.23 | 5 | 22.98
2035 | SPP_N_2_MISO_MO-IL | SPP_N | MISO_MO-IL | Internal | Summer | B4 | 100 | 2000 | 3135.85 | 172.3 | 210.6 | 5 | 33.3
2035 | SPP_N_2_MISO_MO-IL | SPP_N | MISO_MO-IL | Internal | Summer | B5 | 200 | 2000 | 4872.22 | 140.99 | 179.3 | 5 | 33.3
2035 | SPP_N_2_MISO_MO-IL | SPP_N | MISO_MO-IL | Internal | Summer | B6 | 300 | 2000 | 2000 | 130.17 | 145.81 | 5 | 10.64
2035 | SPP_N_2_MISO_MO-IL | SPP_N | MISO_MO-IL | Internal | Summer | B7 | 400 | 2000 | 2000 | 102.83 | 132.38 | 5 | 24.55
2035 | SPP_N_2_MISO_MO-IL | SPP_N | MISO_MO-IL | Internal | Summer | B8 | 500 | 2000 | 2000 | 90.66 | 126.03 | 5 | 30.37
2035 | SPP_N_2_MISO_MO-IL | SPP_N | MISO_MO-IL | Internal | Summer | B9 | 800 | 2000 | 2000 | 78.04 | 113.41 | 5 | 30.37
2035 | SPP_N_2_MISO_MO-IL | SPP_N | MISO_MO-IL | Internal | Summer | B10 | 1262 | 2000 | 10039.83 | 71.01 | 109.32 | 5 | 33.3
2035 | SPP_N_2_MISO_MO-IL | SPP_N | MISO_MO-IL | Internal | Winter | B16 | 25 | 2000 | 10339.64 | 78.57 | 116.87 | 5 | 33.3
2035 | SPP_N_2_MISO_MO-IL | SPP_N | MISO_MO-IL | Internal | Winter | B17 | 100 | 2000 | 13243.77 | 75.92 | 114.23 | 5 | 33.3
2035 | SPP_N_2_MISO_MO-IL | SPP_N | MISO_MO-IL | Internal | Winter | B18 | 400 | 2000 | 8334.19 | 75.92 | 114.23 | 5 | 33.3
2035 | SPP_N_2_MISO_MO-IL | SPP_N | MISO_MO-IL | Internal | Winter | B19 | 700 | 2000 | 12458.66 | 75.06 | 113.37 | 5 | 33.3
2035 | SPP_N_2_MISO_MO-IL | SPP_N | MISO_MO-IL | Internal | Winter | B20 | 935 | 2000 | 21186.78 | 61.47 | 99.78 | 5 | 33.3
2035 | SPP_N_2_MISO_W | SPP_N | MISO_W | Internal | Shoulder | B11 | 25 | 750 | 750 | 93 | 104.61 | 5 | 6.62
2035 | SPP_N_2_MISO_W | SPP_N | MISO_W | Internal | Shoulder | B12 | 200 | 750 | 750 | 74.02 | 91.22 | 5 | 12.2
2035 | SPP_N_2_MISO_W | SPP_N | MISO_W | Internal | Shoulder | B13 | 600 | 750 | 750 | 72.9 | 90.1 | 5 | 12.2
2035 | SPP_N_2_MISO_W | SPP_N | MISO_W | Internal | Shoulder | B14 | 900 | 750 | 750 | 68.7 | 83.59 | 5 | 9.89
2035 | SPP_N_2_MISO_W | SPP_N | MISO_W | Internal | Shoulder | B15 | 1203 | 750 | 750 | 62.25 | 79.44 | 5 | 12.2
2035 | SPP_N_2_MISO_W | SPP_N | MISO_W | Internal | Summer | B1 | 10 | 750 | 750 | 175.58 | 192.77 | 5 | 12.2
2035 | SPP_N_2_MISO_W | SPP_N | MISO_W | Internal | Summer | B2 | 25 | 750 | 750 | 200.87 | 212.09 | 5 | 6.22
2035 | SPP_N_2_MISO_W | SPP_N | MISO_W | Internal | Summer | B3 | 75 | 750 | 0 | 207.25 | 207.24 | 5 | 0
2035 | SPP_N_2_MISO_W | SPP_N | MISO_W | Internal | Summer | B4 | 100 | 750 | 750 | 172.3 | 179.51 | 5 | 2.21
2035 | SPP_N_2_MISO_W | SPP_N | MISO_W | Internal | Summer | B5 | 200 | 750 | 750 | 140.99 | 154.58 | 5 | 8.58
2035 | SPP_N_2_MISO_W | SPP_N | MISO_W | Internal | Summer | B6 | 300 | 750 | 0 | 130.17 | 130.15 | 5 | 0
2035 | SPP_N_2_MISO_W | SPP_N | MISO_W | Internal | Summer | B7 | 400 | 750 | 0 | 102.83 | 105.21 | 5 | 0
2035 | SPP_N_2_MISO_W | SPP_N | MISO_W | Internal | Summer | B8 | 500 | 750 | 0 | 90.66 | 94.94 | 5 | 0
2035 | SPP_N_2_MISO_W | SPP_N | MISO_W | Internal | Summer | B9 | 800 | 750 | 750 | 78.04 | 86.44 | 5 | 3.4
2035 | SPP_N_2_MISO_W | SPP_N | MISO_W | Internal | Summer | B10 | 1262 | 750 | 750 | 71.01 | 80.07 | 5 | 4.05
2035 | SPP_N_2_MISO_W | SPP_N | MISO_W | Internal | Winter | B16 | 25 | 750 | 750 | 78.57 | 95.77 | 5 | 12.2
2035 | SPP_N_2_MISO_W | SPP_N | MISO_W | Internal | Winter | B17 | 100 | 750 | 750 | 75.92 | 90.91 | 5 | 9.99
2035 | SPP_N_2_MISO_W | SPP_N | MISO_W | Internal | Winter | B18 | 400 | 750 | 750 | 75.92 | 92.42 | 5 | 11.5
2035 | SPP_N_2_MISO_W | SPP_N | MISO_W | Internal | Winter | B19 | 700 | 750 | 750 | 75.06 | 89.6 | 5 | 9.54
2035 | SPP_N_2_MISO_W | SPP_N | MISO_W | Internal | Winter | B20 | 935 | 750 | 750 | 61.47 | 78.67 | 5 | 12.2
2035 | SPP_N_2_NE | SPP_N | NE | Internal | Shoulder | B11 | 25 | 330 | 330 | 93 | 99.61 | 0.01 | 6.6
2035 | SPP_N_2_NE | SPP_N | NE | Internal | Shoulder | B12 | 200 | 330 | 0 | 74.02 | 74.01 | 0.01 | 0
2035 | SPP_N_2_NE | SPP_N | NE | Internal | Shoulder | B13 | 600 | 330 | 0 | 72.9 | 72.89 | 0.01 | 0
2035 | SPP_N_2_NE | SPP_N | NE | Internal | Shoulder | B14 | 900 | 330 | 0 | 68.7 | 68.69 | 0.01 | 0
2035 | SPP_N_2_NE | SPP_N | NE | Internal | Shoulder | B15 | 1203 | 330 | 0 | 62.25 | 60.05 | 0.01 | 0
2035 | SPP_N_2_NE | SPP_N | NE | Internal | Summer | B1 | 10 | 330 | 456.54 | 175.58 | 190.15 | 0.01 | 14.56
2035 | SPP_N_2_NE | SPP_N | NE | Internal | Summer | B2 | 25 | 330 | 330 | 200.87 | 206.95 | 0.01 | 6.07
2035 | SPP_N_2_NE | SPP_N | NE | Internal | Summer | B3 | 75 | 330 | 0 | 207.25 | 207.24 | 0.01 | 0
2035 | SPP_N_2_NE | SPP_N | NE | Internal | Summer | B4 | 100 | 330 | 330 | 172.3 | 175.51 | 0.01 | 3.2
2035 | SPP_N_2_NE | SPP_N | NE | Internal | Summer | B5 | 200 | 330 | 330 | 140.99 | 149.58 | 0.01 | 8.57
2035 | SPP_N_2_NE | SPP_N | NE | Internal | Summer | B6 | 300 | 330 | 0 | 130.17 | 130.15 | 0.01 | 0
2035 | SPP_N_2_NE | SPP_N | NE | Internal | Summer | B7 | 400 | 330 | 0 | 102.83 | 102.82 | 0.01 | 0
2035 | SPP_N_2_NE | SPP_N | NE | Internal | Summer | B8 | 500 | 330 | 0 | 90.66 | 90.65 | 0.01 | 0
2035 | SPP_N_2_NE | SPP_N | NE | Internal | Summer | B9 | 800 | 330 | 207.09 | 78.04 | 78.06 | 0.01 | 0
2035 | SPP_N_2_NE | SPP_N | NE | Internal | Summer | B10 | 1262 | 330 | 0 | 71.01 | 71 | 0.01 | 0
2035 | SPP_N_2_NE | SPP_N | NE | Internal | Winter | B16 | 25 | 330 | 0 | 78.57 | 76.37 | 0.01 | 0
2035 | SPP_N_2_NE | SPP_N | NE | Internal | Winter | B17 | 100 | 330 | 0 | 75.92 | 73.72 | 0.01 | 0
2035 | SPP_N_2_NE | SPP_N | NE | Internal | Winter | B18 | 400 | 330 | 0 | 75.92 | 73.72 | 0.01 | 0
2035 | SPP_N_2_NE | SPP_N | NE | Internal | Winter | B19 | 700 | 330 | 0 | 75.06 | 73.72 | 0.01 | 0
2035 | SPP_N_2_NE | SPP_N | NE | Internal | Winter | B20 | 935 | 330 | 0 | 61.47 | 61.46 | 0.01 | 0
2035 | SPP_N_2_SPP_S | SPP_N | SPP_S | Internal | Shoulder | B11 | 25 | 4000 | 3044.05 | 93 | 93.01 | 0.01 | 0
2035 | SPP_N_2_SPP_S | SPP_N | SPP_S | Internal | Shoulder | B12 | 200 | 4000 | 0 | 74.02 | 71.52 | 0.01 | 0
2035 | SPP_N_2_SPP_S | SPP_N | SPP_S | Internal | Shoulder | B13 | 600 | 4000 | 0 | 72.9 | 70.4 | 0.01 | 0
2035 | SPP_N_2_SPP_S | SPP_N | SPP_S | Internal | Shoulder | B14 | 900 | 4000 | 0 | 68.7 | 66.21 | 0.01 | 0
2035 | SPP_N_2_SPP_S | SPP_N | SPP_S | Internal | Shoulder | B15 | 1203 | 4000 | 0 | 62.25 | 59.75 | 0.01 | 0
2035 | SPP_N_2_SPP_S | SPP_N | SPP_S | Internal | Summer | B1 | 10 | 4000 | 0 | 175.58 | 173.08 | 0.01 | 0
2035 | SPP_N_2_SPP_S | SPP_N | SPP_S | Internal | Summer | B2 | 25 | 4000 | 0 | 200.87 | 198.37 | 0.01 | 0
2035 | SPP_N_2_SPP_S | SPP_N | SPP_S | Internal | Summer | B3 | 75 | 4000 | 3894.28 | 207.25 | 207.26 | 0.01 | 0
2035 | SPP_N_2_SPP_S | SPP_N | SPP_S | Internal | Summer | B4 | 100 | 4000 | 285.71 | 172.3 | 172.31 | 0.01 | 0
2035 | SPP_N_2_SPP_S | SPP_N | SPP_S | Internal | Summer | B5 | 200 | 4000 | 0 | 140.99 | 140.98 | 0.01 | 0
2035 | SPP_N_2_SPP_S | SPP_N | SPP_S | Internal | Summer | B6 | 300 | 4000 | 4973.63 | 130.17 | 134.62 | 0.01 | 4.44
2035 | SPP_N_2_SPP_S | SPP_N | SPP_S | Internal | Summer | B7 | 400 | 4000 | 7407.68 | 102.83 | 107.29 | 0.01 | 4.44
2035 | SPP_N_2_SPP_S | SPP_N | SPP_S | Internal | Summer | B8 | 500 | 4000 | 5154.24 | 90.66 | 95.11 | 0.01 | 4.44
2035 | SPP_N_2_SPP_S | SPP_N | SPP_S | Internal | Summer | B9 | 800 | 4000 | 3749 | 78.04 | 78.06 | 0.01 | 0
2035 | SPP_N_2_SPP_S | SPP_N | SPP_S | Internal | Summer | B10 | 1262 | 4000 | 0 | 71.01 | 71 | 0.01 | 0
2035 | SPP_N_2_SPP_S | SPP_N | SPP_S | Internal | Winter | B16 | 25 | 4000 | 0 | 78.57 | 76.07 | 0.01 | 0
2035 | SPP_N_2_SPP_S | SPP_N | SPP_S | Internal | Winter | B17 | 100 | 4000 | 0 | 75.92 | 73.42 | 0.01 | 0
2035 | SPP_N_2_SPP_S | SPP_N | SPP_S | Internal | Winter | B18 | 400 | 4000 | 0 | 75.92 | 73.42 | 0.01 | 0
2035 | SPP_N_2_SPP_S | SPP_N | SPP_S | Internal | Winter | B19 | 700 | 4000 | 0 | 75.06 | 72.57 | 0.01 | 0
2035 | SPP_N_2_SPP_S | SPP_N | SPP_S | Internal | Winter | B20 | 935 | 4000 | 0 | 61.47 | 58.97 | 0.01 | 0
2035 | SPP_S_2_ENT | SPP_S | ENT | Internal | Shoulder | B11 | 25 | 850 | 850 | 93.01 | 136.37 | 5 | 38.36
2035 | SPP_S_2_ENT | SPP_S | ENT | Internal | Shoulder | B12 | 200 | 850 | 1208.74 | 71.52 | 117.39 | 5 | 40.87
2035 | SPP_S_2_ENT | SPP_S | ENT | Internal | Shoulder | B13 | 600 | 850 | 1902.81 | 70.4 | 116.27 | 5 | 40.87
2035 | SPP_S_2_ENT | SPP_S | ENT | Internal | Shoulder | B14 | 900 | 850 | 6948.39 | 66.21 | 112.07 | 5 | 40.87
2035 | SPP_S_2_ENT | SPP_S | ENT | Internal | Shoulder | B15 | 1203 | 850 | 8634.22 | 59.75 | 105.62 | 5 | 40.87
2035 | SPP_S_2_ENT | SPP_S | ENT | Internal | Summer | B1 | 10 | 850 | 12690.66 | 173.08 | 218.95 | 5 | 40.87
2035 | SPP_S_2_ENT | SPP_S | ENT | Internal | Summer | B2 | 25 | 850 | 2091.62 | 198.37 | 244.24 | 5 | 40.87
2035 | SPP_S_2_ENT | SPP_S | ENT | Internal | Summer | B3 | 75 | 850 | 850 | 207.26 | 244.24 | 5 | 31.97
2035 | SPP_S_2_ENT | SPP_S | ENT | Internal | Summer | B4 | 100 | 850 | 850 | 172.31 | 215.67 | 5 | 38.36
2035 | SPP_S_2_ENT | SPP_S | ENT | Internal | Summer | B5 | 200 | 850 | 850 | 140.98 | 184.36 | 5 | 38.38
2035 | SPP_S_2_ENT | SPP_S | ENT | Internal | Summer | B6 | 300 | 850 | 850 | 134.62 | 146.1 | 5 | 6.48
2035 | SPP_S_2_ENT | SPP_S | ENT | Internal | Summer | B7 | 400 | 850 | 850 | 107.29 | 140.38 | 5 | 28.09
2035 | SPP_S_2_ENT | SPP_S | ENT | Internal | Summer | B8 | 500 | 850 | 850 | 95.11 | 134.03 | 5 | 33.92
2035 | SPP_S_2_ENT | SPP_S | ENT | Internal | Summer | B9 | 800 | 850 | 850 | 78.06 | 121.41 | 5 | 38.36
2035 | SPP_S_2_ENT | SPP_S | ENT | Internal | Summer | B10 | 1262 | 850 | 850 | 71 | 114.38 | 5 | 38.38
2035 | SPP_S_2_ENT | SPP_S | ENT | Internal | Winter | B16 | 25 | 850 | 2551.79 | 76.07 | 121.94 | 5 | 40.87
2035 | SPP_S_2_ENT | SPP_S | ENT | Internal | Winter | B17 | 100 | 850 | 2532.14 | 73.42 | 119.29 | 5 | 40.87
2035 | SPP_S_2_ENT | SPP_S | ENT | Internal | Winter | B18 | 400 | 850 | 1578.06 | 73.42 | 119.29 | 5 | 40.87
2035 | SPP_S_2_ENT | SPP_S | ENT | Internal | Winter | B19 | 700 | 850 | 3001.84 | 72.57 | 118.43 | 5 | 40.87
2035 | SPP_S_2_ENT | SPP_S | ENT | Internal | Winter | B20 | 935 | 850 | 5592.57 | 58.97 | 104.84 | 5 | 40.87
2035 | SPP_S_2_SPP_N | SPP_S | SPP_N | Internal | Shoulder | B11 | 25 | 640 | 0 | 93.01 | 93 | 0.01 | 0
2035 | SPP_S_2_SPP_N | SPP_S | SPP_N | Internal | Shoulder | B12 | 200 | 640 | 640 | 71.52 | 74.02 | 0.01 | 2.49
2035 | SPP_S_2_SPP_N | SPP_S | SPP_N | Internal | Shoulder | B13 | 600 | 640 | 640 | 70.4 | 72.9 | 0.01 | 2.49
2035 | SPP_S_2_SPP_N | SPP_S | SPP_N | Internal | Shoulder | B14 | 900 | 640 | 640 | 66.21 | 68.7 | 0.01 | 2.49
2035 | SPP_S_2_SPP_N | SPP_S | SPP_N | Internal | Shoulder | B15 | 1203 | 640 | 640 | 59.75 | 62.25 | 0.01 | 2.49
2035 | SPP_S_2_SPP_N | SPP_S | SPP_N | Internal | Summer | B1 | 10 | 640 | 640 | 173.08 | 175.58 | 0.01 | 2.49
2035 | SPP_S_2_SPP_N | SPP_S | SPP_N | Internal | Summer | B2 | 25 | 640 | 640 | 198.37 | 200.87 | 0.01 | 2.49
2035 | SPP_S_2_SPP_N | SPP_S | SPP_N | Internal | Summer | B3 | 75 | 640 | 0 | 207.26 | 207.25 | 0.01 | 0
2035 | SPP_S_2_SPP_N | SPP_S | SPP_N | Internal | Summer | B4 | 100 | 640 | 0 | 172.31 | 172.3 | 0.01 | 0
2035 | SPP_S_2_SPP_N | SPP_S | SPP_N | Internal | Summer | B5 | 200 | 640 | 576.39 | 140.98 | 140.99 | 0.01 | 0
2035 | SPP_S_2_SPP_N | SPP_S | SPP_N | Internal | Summer | B6 | 300 | 640 | 0 | 134.62 | 130.17 | 0.01 | 0
2035 | SPP_S_2_SPP_N | SPP_S | SPP_N | Internal | Summer | B7 | 400 | 640 | 0 | 107.29 | 102.83 | 0.01 | 0
2035 | SPP_S_2_SPP_N | SPP_S | SPP_N | Internal | Summer | B8 | 500 | 640 | 0 | 95.11 | 90.66 | 0.01 | 0
2035 | SPP_S_2_SPP_N | SPP_S | SPP_N | Internal | Summer | B9 | 800 | 640 | 0 | 78.06 | 78.04 | 0.01 | 0
2035 | SPP_S_2_SPP_N | SPP_S | SPP_N | Internal | Summer | B10 | 1262 | 640 | 509.65 | 71 | 71.01 | 0.01 | 0
2035 | SPP_S_2_SPP_N | SPP_S | SPP_N | Internal | Winter | B16 | 25 | 640 | 640 | 76.07 | 78.57 | 0.01 | 2.49
2035 | SPP_S_2_SPP_N | SPP_S | SPP_N | Internal | Winter | B17 | 100 | 640 | 640 | 73.42 | 75.92 | 0.01 | 2.49
2035 | SPP_S_2_SPP_N | SPP_S | SPP_N | Internal | Winter | B18 | 400 | 640 | 640 | 73.42 | 75.92 | 0.01 | 2.49
2035 | SPP_S_2_SPP_N | SPP_S | SPP_N | Internal | Winter | B19 | 700 | 640 | 640 | 72.57 | 75.06 | 0.01 | 2.49
2035 | SPP_S_2_SPP_N | SPP_S | SPP_N | Internal | Winter | B20 | 935 | 640 | 640 | 58.97 | 61.47 | 0.01 | 2.49
2035 | TVA_2_ENT | TVA | ENT | Internal | Shoulder | B11 | 25 | 500 | 0 | 137.79 | 136.37 | 9 | 0
2035 | TVA_2_ENT | TVA | ENT | Internal | Shoulder | B12 | 200 | 500 | 0 | 118.6 | 117.39 | 9 | 0
2035 | TVA_2_ENT | TVA | ENT | Internal | Shoulder | B13 | 600 | 500 | 0 | 118.6 | 116.27 | 9 | 0
2035 | TVA_2_ENT | TVA | ENT | Internal | Shoulder | B14 | 900 | 500 | 0 | 118.6 | 112.07 | 9 | 0
2035 | TVA_2_ENT | TVA | ENT | Internal | Shoulder | B15 | 1203 | 500 | 0 | 113.63 | 105.62 | 9 | 0
2035 | TVA_2_ENT | TVA | ENT | Internal | Summer | B1 | 10 | 500 | 0 | 226.96 | 218.95 | 9 | 0
2035 | TVA_2_ENT | TVA | ENT | Internal | Summer | B2 | 25 | 500 | 0 | 251.2 | 244.24 | 9 | 0
2035 | TVA_2_ENT | TVA | ENT | Internal | Summer | B3 | 75 | 500 | 0 | 245.15 | 244.24 | 9 | 0
2035 | TVA_2_ENT | TVA | ENT | Internal | Summer | B4 | 100 | 500 | 0 | 218.61 | 215.67 | 9 | 0
2035 | TVA_2_ENT | TVA | ENT | Internal | Summer | B5 | 200 | 500 | 0 | 187.31 | 184.36 | 9 | 0
2035 | TVA_2_ENT | TVA | ENT | Internal | Summer | B6 | 300 | 500 | 0 | 153.82 | 146.1 | 9 | 0
2035 | TVA_2_ENT | TVA | ENT | Internal | Summer | B7 | 400 | 500 | 322.08 | 131.38 | 140.38 | 9 | 0
2035 | TVA_2_ENT | TVA | ENT | Internal | Summer | B8 | 500 | 500 | 188.08 | 125.03 | 134.03 | 9 | 0
2035 | TVA_2_ENT | TVA | ENT | Internal | Summer | B9 | 800 | 500 | 0 | 117.33 | 121.41 | 9 | 0
2035 | TVA_2_ENT | TVA | ENT | Internal | Summer | B10 | 1262 | 500 | 0 | 117.33 | 114.38 | 9 | 0
2035 | TVA_2_ENT | TVA | ENT | Internal | Winter | B16 | 25 | 500 | 0 | 129.95 | 121.94 | 9 | 0
2035 | TVA_2_ENT | TVA | ENT | Internal | Winter | B17 | 100 | 500 | 0 | 122.24 | 119.29 | 9 | 0
2035 | TVA_2_ENT | TVA | ENT | Internal | Winter | B18 | 400 | 500 | 0 | 121.38 | 119.29 | 9 | 0
2035 | TVA_2_ENT | TVA | ENT | Internal | Winter | B19 | 700 | 500 | 0 | 121.38 | 118.43 | 9 | 0
2035 | TVA_2_ENT | TVA | ENT | Internal | Winter | B20 | 935 | 500 | 0 | 112.85 | 104.84 | 9 | 0
2035 | TVA_2_SOCO | TVA | SOCO | Internal | Shoulder | B11 | 25 | 500 | 0 | 137.79 | 146.78 | 9 | 0
2035 | TVA_2_SOCO | TVA | SOCO | Internal | Shoulder | B12 | 200 | 500 | 0 | 118.6 | 119.26 | 9 | 0
2035 | TVA_2_SOCO | TVA | SOCO | Internal | Shoulder | B13 | 600 | 500 | 0 | 118.6 | 119.26 | 9 | 0
2035 | TVA_2_SOCO | TVA | SOCO | Internal | Shoulder | B14 | 900 | 500 | 0 | 118.6 | 119.26 | 9 | 0
2035 | TVA_2_SOCO | TVA | SOCO | Internal | Shoulder | B15 | 1203 | 500 | 0 | 113.63 | 113.62 | 9 | 0
2035 | TVA_2_SOCO | TVA | SOCO | Internal | Summer | B1 | 10 | 500 | 0 | 226.96 | 233.7 | 9 | 0
2035 | TVA_2_SOCO | TVA | SOCO | Internal | Summer | B2 | 25 | 500 | 0 | 251.2 | 258.99 | 9 | 0
2035 | TVA_2_SOCO | TVA | SOCO | Internal | Summer | B3 | 75 | 500 | 0 | 245.15 | 254.14 | 9 | 0
2035 | TVA_2_SOCO | TVA | SOCO | Internal | Summer | B4 | 100 | 500 | 0 | 218.61 | 226.4 | 9 | 0
2035 | TVA_2_SOCO | TVA | SOCO | Internal | Summer | B5 | 200 | 500 | 0 | 187.31 | 196.3 | 9 | 0
2035 | TVA_2_SOCO | TVA | SOCO | Internal | Summer | B6 | 300 | 500 | 0 | 153.82 | 154.1 | 9 | 0
2035 | TVA_2_SOCO | TVA | SOCO | Internal | Summer | B7 | 400 | 500 | 0 | 131.38 | 138.3 | 9 | 0
2035 | TVA_2_SOCO | TVA | SOCO | Internal | Summer | B8 | 500 | 500 | 0 | 125.03 | 126.26 | 9 | 0
2035 | TVA_2_SOCO | TVA | SOCO | Internal | Summer | B9 | 800 | 500 | 0 | 117.33 | 117.93 | 9 | 0
2035 | TVA_2_SOCO | TVA | SOCO | Internal | Summer | B10 | 1262 | 500 | 0 | 117.33 | 113.79 | 9 | 0
2035 | TVA_2_SOCO | TVA | SOCO | Internal | Winter | B16 | 25 | 500 | 0 | 129.95 | 136.69 | 9 | 0
2035 | TVA_2_SOCO | TVA | SOCO | Internal | Winter | B17 | 100 | 500 | 0 | 122.24 | 123.68 | 9 | 0
2035 | TVA_2_SOCO | TVA | SOCO | Internal | Winter | B18 | 400 | 500 | 0 | 121.38 | 122.22 | 9 | 0
2035 | TVA_2_SOCO | TVA | SOCO | Internal | Winter | B19 | 700 | 500 | 0 | 121.38 | 122.22 | 9 | 0
2035 | TVA_2_SOCO | TVA | SOCO | Internal | Winter | B20 | 935 | 500 | 0 | 112.85 | 110.03 | 9 | 0
2035 | TVA_2_VACAR | TVA | VACAR | Internal | Shoulder | B11 | 25 | 150 | 0 | 137.79 | 139.78 | 9 | 0
2035 | TVA_2_VACAR | TVA | VACAR | Internal | Shoulder | B12 | 200 | 150 | 0 | 118.6 | 121.07 | 9 | 0
2035 | TVA_2_VACAR | TVA | VACAR | Internal | Shoulder | B13 | 600 | 150 | 0 | 118.6 | 121.07 | 9 | 0
2035 | TVA_2_VACAR | TVA | VACAR | Internal | Shoulder | B14 | 900 | 150 | 0 | 118.6 | 121.07 | 9 | 0
2035 | TVA_2_VACAR | TVA | VACAR | Internal | Shoulder | B15 | 1203 | 150 | 0 | 113.63 | 118.54 | 9 | 0
2035 | TVA_2_VACAR | TVA | VACAR | Internal | Summer | B1 | 10 | 150 | 0 | 226.96 | 232.66 | 9 | 0
2035 | TVA_2_VACAR | TVA | VACAR | Internal | Summer | B2 | 25 | 150 | 0 | 251.2 | 251.97 | 9 | 0
2035 | TVA_2_VACAR | TVA | VACAR | Internal | Summer | B3 | 75 | 150 | 0 | 245.15 | 247.12 | 9 | 0
2035 | TVA_2_VACAR | TVA | VACAR | Internal | Summer | B4 | 100 | 150 | 0 | 218.61 | 219.39 | 9 | 0
2035 | TVA_2_VACAR | TVA | VACAR | Internal | Summer | B5 | 200 | 150 | 0 | 187.31 | 189.3 | 9 | 0
2035 | TVA_2_VACAR | TVA | VACAR | Internal | Summer | B6 | 300 | 150 | 0 | 153.82 | 147.33 | 9 | 0
2035 | TVA_2_VACAR | TVA | VACAR | Internal | Summer | B7 | 400 | 150 | 0 | 131.38 | 131.3 | 9 | 0
2035 | TVA_2_VACAR | TVA | VACAR | Internal | Summer | B8 | 500 | 150 | 0 | 125.03 | 119.26 | 9 | 0
2035 | TVA_2_VACAR | TVA | VACAR | Internal | Summer | B9 | 800 | 150 | 0 | 117.33 | 118.96 | 9 | 0
2035 | TVA_2_VACAR | TVA | VACAR | Internal | Summer | B10 | 1262 | 150 | 0 | 117.33 | 108.72 | 9 | 0
2035 | TVA_2_VACAR | TVA | VACAR | Internal | Winter | B16 | 25 | 150 | 0 | 129.95 | 135.65 | 9 | 0
2035 | TVA_2_VACAR | TVA | VACAR | Internal | Winter | B17 | 100 | 150 | 0 | 122.24 | 126.92 | 9 | 0
2035 | TVA_2_VACAR | TVA | VACAR | Internal | Winter | B18 | 400 | 150 | 0 | 121.38 | 125.9 | 9 | 0
2035 | TVA_2_VACAR | TVA | VACAR | Internal | Winter | B19 | 700 | 150 | 0 | 121.38 | 125.9 | 9 | 0
2035 | TVA_2_VACAR | TVA | VACAR | Internal | Winter | B20 | 935 | 150 | 0 | 112.85 | 112.34 | 9 | 0
2035 | TVA_Transmission_2_ENT | TVA_Transmission | ENT | Internal | Shoulder | B11 | 25 | 3000 | 0 | 137.78 | 136.37 | 9 | 0
2035 | TVA_Transmission_2_ENT | TVA_Transmission | ENT | Internal | Shoulder | B12 | 200 | 3000 | 0 | 119.73 | 117.39 | 9 | 0
2035 | TVA_Transmission_2_ENT | TVA_Transmission | ENT | Internal | Shoulder | B13 | 600 | 3000 | 0 | 118.99 | 116.27 | 9 | 0
2035 | TVA_Transmission_2_ENT | TVA_Transmission | ENT | Internal | Shoulder | B14 | 900 | 3000 | 0 | 118.59 | 112.07 | 9 | 0
2035 | TVA_Transmission_2_ENT | TVA_Transmission | ENT | Internal | Shoulder | B15 | 1203 | 3000 | 0 | 113.62 | 105.62 | 9 | 0
2035 | TVA_Transmission_2_ENT | TVA_Transmission | ENT | Internal | Summer | B1 | 10 | 3000 | 0 | 226.95 | 218.95 | 9 | 0
2035 | TVA_Transmission_2_ENT | TVA_Transmission | ENT | Internal | Summer | B2 | 25 | 3000 | 0 | 251.18 | 244.24 | 9 | 0
2035 | TVA_Transmission_2_ENT | TVA_Transmission | ENT | Internal | Summer | B3 | 75 | 3000 | 0 | 245.14 | 244.24 | 9 | 0
2035 | TVA_Transmission_2_ENT | TVA_Transmission | ENT | Internal | Summer | B4 | 100 | 3000 | 0 | 218.6 | 215.67 | 9 | 0
2035 | TVA_Transmission_2_ENT | TVA_Transmission | ENT | Internal | Summer | B5 | 200 | 3000 | 0 | 187.3 | 184.36 | 9 | 0
2035 | TVA_Transmission_2_ENT | TVA_Transmission | ENT | Internal | Summer | B6 | 300 | 3000 | 0 | 153.81 | 146.1 | 9 | 0
2035 | TVA_Transmission_2_ENT | TVA_Transmission | ENT | Internal | Summer | B7 | 400 | 3000 | 0 | 131.62 | 140.38 | 9 | 0
2035 | TVA_Transmission_2_ENT | TVA_Transmission | ENT | Internal | Summer | B8 | 500 | 3000 | 119.49 | 125.03 | 134.03 | 9 | 0
2035 | TVA_Transmission_2_ENT | TVA_Transmission | ENT | Internal | Summer | B9 | 800 | 3000 | 0 | 119.57 | 121.41 | 9 | 0
2035 | TVA_Transmission_2_ENT | TVA_Transmission | ENT | Internal | Summer | B10 | 1262 | 3000 | 0 | 117.32 | 114.38 | 9 | 0
2035 | TVA_Transmission_2_ENT | TVA_Transmission | ENT | Internal | Winter | B16 | 25 | 3000 | 0 | 129.94 | 121.94 | 9 | 0
2035 | TVA_Transmission_2_ENT | TVA_Transmission | ENT | Internal | Winter | B17 | 100 | 3000 | 0 | 122.23 | 119.29 | 9 | 0
2035 | TVA_Transmission_2_ENT | TVA_Transmission | ENT | Internal | Winter | B18 | 400 | 3000 | 0 | 121.93 | 119.29 | 9 | 0
2035 | TVA_Transmission_2_ENT | TVA_Transmission | ENT | Internal | Winter | B19 | 700 | 3000 | 0 | 121.37 | 118.43 | 9 | 0
2035 | TVA_Transmission_2_ENT | TVA_Transmission | ENT | Internal | Winter | B20 | 935 | 3000 | 0 | 112.84 | 104.84 | 9 | 0
2035 | TVA_Transmission_2_SOCO | TVA_Transmission | SOCO | Internal | Shoulder | B11 | 25 | 3200 | 516.56 | 137.78 | 146.78 | 9 | 0
2035 | TVA_Transmission_2_SOCO | TVA_Transmission | SOCO | Internal | Shoulder | B12 | 200 | 3200 | 0 | 119.73 | 119.26 | 9 | 0
2035 | TVA_Transmission_2_SOCO | TVA_Transmission | SOCO | Internal | Shoulder | B13 | 600 | 3200 | 0 | 118.99 | 119.26 | 9 | 0
2035 | TVA_Transmission_2_SOCO | TVA_Transmission | SOCO | Internal | Shoulder | B14 | 900 | 3200 | 0 | 118.59 | 119.26 | 9 | 0
2035 | TVA_Transmission_2_SOCO | TVA_Transmission | SOCO | Internal | Shoulder | B15 | 1203 | 3200 | 0 | 113.62 | 113.62 | 9 | 0
2035 | TVA_Transmission_2_SOCO | TVA_Transmission | SOCO | Internal | Summer | B1 | 10 | 3200 | 0 | 226.95 | 233.7 | 9 | 0
2035 | TVA_Transmission_2_SOCO | TVA_Transmission | SOCO | Internal | Summer | B2 | 25 | 3200 | 0 | 251.18 | 258.99 | 9 | 0
2035 | TVA_Transmission_2_SOCO | TVA_Transmission | SOCO | Internal | Summer | B3 | 75 | 3200 | 456.08 | 245.14 | 254.14 | 9 | 0
2035 | TVA_Transmission_2_SOCO | TVA_Transmission | SOCO | Internal | Summer | B4 | 100 | 3200 | 0 | 218.6 | 226.4 | 9 | 0
2035 | TVA_Transmission_2_SOCO | TVA_Transmission | SOCO | Internal | Summer | B5 | 200 | 3200 | 2229.95 | 187.3 | 196.3 | 9 | 0
2035 | TVA_Transmission_2_SOCO | TVA_Transmission | SOCO | Internal | Summer | B6 | 300 | 3200 | 0 | 153.81 | 154.1 | 9 | 0
2035 | TVA_Transmission_2_SOCO | TVA_Transmission | SOCO | Internal | Summer | B7 | 400 | 3200 | 0 | 131.62 | 138.3 | 9 | 0
2035 | TVA_Transmission_2_SOCO | TVA_Transmission | SOCO | Internal | Summer | B8 | 500 | 3200 | 0 | 125.03 | 126.26 | 9 | 0
2035 | TVA_Transmission_2_SOCO | TVA_Transmission | SOCO | Internal | Summer | B9 | 800 | 3200 | 0 | 119.57 | 117.93 | 9 | 0
2035 | TVA_Transmission_2_SOCO | TVA_Transmission | SOCO | Internal | Summer | B10 | 1262 | 3200 | 0 | 117.32 | 113.79 | 9 | 0
2035 | TVA_Transmission_2_SOCO | TVA_Transmission | SOCO | Internal | Winter | B16 | 25 | 3200 | 0 | 129.94 | 136.69 | 9 | 0
2035 | TVA_Transmission_2_SOCO | TVA_Transmission | SOCO | Internal | Winter | B17 | 100 | 3200 | 0 | 122.23 | 123.68 | 9 | 0
2035 | TVA_Transmission_2_SOCO | TVA_Transmission | SOCO | Internal | Winter | B18 | 400 | 3200 | 0 | 121.93 | 122.22 | 9 | 0
2035 | TVA_Transmission_2_SOCO | TVA_Transmission | SOCO | Internal | Winter | B19 | 700 | 3200 | 0 | 121.37 | 122.22 | 9 | 0
2035 | TVA_Transmission_2_SOCO | TVA_Transmission | SOCO | Internal | Winter | B20 | 935 | 3200 | 0 | 112.84 | 110.03 | 9 | 0
2035 | TVA_Transmission_2_TVA | TVA_Transmission | TVA | Internal | Shoulder | B11 | 25 | 99999 | 1344.14 | 137.78 | 137.79 | 0.01 | 0
2035 | TVA_Transmission_2_TVA | TVA_Transmission | TVA | Internal | Shoulder | B12 | 200 | 99999 | 0 | 119.73 | 118.6 | 0.01 | 0
2035 | TVA_Transmission_2_TVA | TVA_Transmission | TVA | Internal | Shoulder | B13 | 600 | 99999 | 0 | 118.99 | 118.6 | 0.01 | 0
2035 | TVA_Transmission_2_TVA | TVA_Transmission | TVA | Internal | Shoulder | B14 | 900 | 99999 | 4000 | 118.59 | 118.6 | 0.01 | 0
2035 | TVA_Transmission_2_TVA | TVA_Transmission | TVA | Internal | Shoulder | B15 | 1203 | 99999 | 5631.06 | 113.62 | 113.63 | 0.01 | 0
2035 | TVA_Transmission_2_TVA | TVA_Transmission | TVA | Internal | Summer | B1 | 10 | 99999 | 5663.34 | 226.95 | 226.96 | 0.01 | 0
2035 | TVA_Transmission_2_TVA | TVA_Transmission | TVA | Internal | Summer | B2 | 25 | 99999 | 4947.9 | 251.18 | 251.2 | 0.01 | 0
2035 | TVA_Transmission_2_TVA | TVA_Transmission | TVA | Internal | Summer | B3 | 75 | 99999 | 3543.92 | 245.14 | 245.15 | 0.01 | 0
2035 | TVA_Transmission_2_TVA | TVA_Transmission | TVA | Internal | Summer | B4 | 100 | 99999 | 2895.21 | 218.6 | 218.61 | 0.01 | 0
2035 | TVA_Transmission_2_TVA | TVA_Transmission | TVA | Internal | Summer | B5 | 200 | 99999 | 1408.14 | 187.3 | 187.31 | 0.01 | 0
2035 | TVA_Transmission_2_TVA | TVA_Transmission | TVA | Internal | Summer | B6 | 300 | 99999 | 1047.15 | 153.81 | 153.82 | 0.01 | 0
2035 | TVA_Transmission_2_TVA | TVA_Transmission | TVA | Internal | Summer | B7 | 400 | 99999 | 0 | 131.62 | 131.38 | 0.01 | 0
2035 | TVA_Transmission_2_TVA | TVA_Transmission | TVA | Internal | Summer | B8 | 500 | 99999 | 0 | 125.03 | 125.03 | 0.01 | 0
2035 | TVA_Transmission_2_TVA | TVA_Transmission | TVA | Internal | Summer | B9 | 800 | 99999 | 0 | 119.57 | 117.33 | 0.01 | 0
2035 | TVA_Transmission_2_TVA | TVA_Transmission | TVA | Internal | Summer | B10 | 1262 | 99999 | 2156.73 | 117.32 | 117.33 | 0.01 | 0
2035 | TVA_Transmission_2_TVA | TVA_Transmission | TVA | Internal | Winter | B16 | 25 | 99999 | 4085.84 | 129.94 | 129.95 | 0.01 | 0
2035 | TVA_Transmission_2_TVA | TVA_Transmission | TVA | Internal | Winter | B17 | 100 | 99999 | 1482.56 | 122.23 | 122.24 | 0.01 | 0
2035 | TVA_Transmission_2_TVA | TVA_Transmission | TVA | Internal | Winter | B18 | 400 | 99999 | 0 | 121.93 | 121.38 | 0.01 | 0
2035 | TVA_Transmission_2_TVA | TVA_Transmission | TVA | Internal | Winter | B19 | 700 | 99999 | 3254.98 | 121.37 | 121.38 | 0.01 | 0
2035 | TVA_Transmission_2_TVA | TVA_Transmission | TVA | Internal | Winter | B20 | 935 | 99999 | 4334.7 | 112.84 | 112.85 | 0.01 | 0
2035 | TVA_Transmission_2_VACAR | TVA_Transmission | VACAR | Internal | Shoulder | B11 | 25 | 900 | 0 | 137.78 | 139.78 | 9 | 0
2035 | TVA_Transmission_2_VACAR | TVA_Transmission | VACAR | Internal | Shoulder | B12 | 200 | 900 | 0 | 119.73 | 121.07 | 9 | 0
2035 | TVA_Transmission_2_VACAR | TVA_Transmission | VACAR | Internal | Shoulder | B13 | 600 | 900 | 0 | 118.99 | 121.07 | 9 | 0
2035 | TVA_Transmission_2_VACAR | TVA_Transmission | VACAR | Internal | Shoulder | B14 | 900 | 900 | 0 | 118.59 | 121.07 | 9 | 0
2035 | TVA_Transmission_2_VACAR | TVA_Transmission | VACAR | Internal | Shoulder | B15 | 1203 | 900 | 0 | 113.62 | 118.54 | 9 | 0
2035 | TVA_Transmission_2_VACAR | TVA_Transmission | VACAR | Internal | Summer | B1 | 10 | 900 | 0 | 226.95 | 232.66 | 9 | 0
2035 | TVA_Transmission_2_VACAR | TVA_Transmission | VACAR | Internal | Summer | B2 | 25 | 900 | 0 | 251.18 | 251.97 | 9 | 0
2035 | TVA_Transmission_2_VACAR | TVA_Transmission | VACAR | Internal | Summer | B3 | 75 | 900 | 0 | 245.14 | 247.12 | 9 | 0
2035 | TVA_Transmission_2_VACAR | TVA_Transmission | VACAR | Internal | Summer | B4 | 100 | 900 | 0 | 218.6 | 219.39 | 9 | 0
2035 | TVA_Transmission_2_VACAR | TVA_Transmission | VACAR | Internal | Summer | B5 | 200 | 900 | 0 | 187.3 | 189.3 | 9 | 0
2035 | TVA_Transmission_2_VACAR | TVA_Transmission | VACAR | Internal | Summer | B6 | 300 | 900 | 0 | 153.81 | 147.33 | 9 | 0
2035 | TVA_Transmission_2_VACAR | TVA_Transmission | VACAR | Internal | Summer | B7 | 400 | 900 | 0 | 131.62 | 131.3 | 9 | 0
2035 | TVA_Transmission_2_VACAR | TVA_Transmission | VACAR | Internal | Summer | B8 | 500 | 900 | 0 | 125.03 | 119.26 | 9 | 0
2035 | TVA_Transmission_2_VACAR | TVA_Transmission | VACAR | Internal | Summer | B9 | 800 | 900 | 0 | 119.57 | 118.96 | 9 | 0
2035 | TVA_Transmission_2_VACAR | TVA_Transmission | VACAR | Internal | Summer | B10 | 1262 | 900 | 0 | 117.32 | 108.72 | 9 | 0
2035 | TVA_Transmission_2_VACAR | TVA_Transmission | VACAR | Internal | Winter | B16 | 25 | 900 | 0 | 129.94 | 135.65 | 9 | 0
2035 | TVA_Transmission_2_VACAR | TVA_Transmission | VACAR | Internal | Winter | B17 | 100 | 900 | 0 | 122.23 | 126.92 | 9 | 0
2035 | TVA_Transmission_2_VACAR | TVA_Transmission | VACAR | Internal | Winter | B18 | 400 | 900 | 0 | 121.93 | 125.9 | 9 | 0
2035 | TVA_Transmission_2_VACAR | TVA_Transmission | VACAR | Internal | Winter | B19 | 700 | 900 | 0 | 121.37 | 125.9 | 9 | 0
2035 | TVA_Transmission_2_VACAR | TVA_Transmission | VACAR | Internal | Winter | B20 | 935 | 900 | 0 | 112.84 | 112.34 | 9 | 0
2035 | VACAR_2_PJM_ROR | VACAR | PJM_ROR | Internal | Shoulder | B11 | 25 | 2000 | 0 | 139.78 | 137.71 | 7 | 0
2035 | VACAR_2_PJM_ROR | VACAR | PJM_ROR | Internal | Shoulder | B12 | 200 | 2000 | 0 | 121.07 | 124.31 | 7 | 0
2035 | VACAR_2_PJM_ROR | VACAR | PJM_ROR | Internal | Shoulder | B13 | 600 | 2000 | 0 | 121.07 | 123.19 | 7 | 0
2035 | VACAR_2_PJM_ROR | VACAR | PJM_ROR | Internal | Shoulder | B14 | 900 | 2000 | 0 | 121.07 | 116.69 | 7 | 0
2035 | VACAR_2_PJM_ROR | VACAR | PJM_ROR | Internal | Shoulder | B15 | 1203 | 2000 | 0 | 118.54 | 112.54 | 7 | 0
2035 | VACAR_2_PJM_ROR | VACAR | PJM_ROR | Internal | Summer | B1 | 10 | 2000 | 0 | 232.66 | 225.87 | 7 | 0
2035 | VACAR_2_PJM_ROR | VACAR | PJM_ROR | Internal | Summer | B2 | 25 | 2000 | 0 | 251.97 | 245.18 | 7 | 0
2035 | VACAR_2_PJM_ROR | VACAR | PJM_ROR | Internal | Summer | B3 | 75 | 2000 | 0 | 247.12 | 240.33 | 7 | 0
2035 | VACAR_2_PJM_ROR | VACAR | PJM_ROR | Internal | Summer | B4 | 100 | 2000 | 0 | 219.39 | 212.6 | 7 | 0
2035 | VACAR_2_PJM_ROR | VACAR | PJM_ROR | Internal | Summer | B5 | 200 | 2000 | 0 | 189.3 | 187.67 | 7 | 0
2035 | VACAR_2_PJM_ROR | VACAR | PJM_ROR | Internal | Summer | B6 | 300 | 2000 | 1245.86 | 147.33 | 154.33 | 7 | 0
2035 | VACAR_2_PJM_ROR | VACAR | PJM_ROR | Internal | Summer | B7 | 400 | 2000 | 487.51 | 131.3 | 138.3 | 7 | 0
2035 | VACAR_2_PJM_ROR | VACAR | PJM_ROR | Internal | Summer | B8 | 500 | 2000 | 4250.6 | 119.26 | 128.03 | 7 | 1.77
2035 | VACAR_2_PJM_ROR | VACAR | PJM_ROR | Internal | Summer | B9 | 800 | 2000 | 0 | 118.96 | 119.54 | 7 | 0
2035 | VACAR_2_PJM_ROR | VACAR | PJM_ROR | Internal | Summer | B10 | 1262 | 2000 | 0 | 108.72 | 113.16 | 7 | 0
2035 | VACAR_2_PJM_ROR | VACAR | PJM_ROR | Internal | Winter | B16 | 25 | 2000 | 0 | 135.65 | 128.86 | 7 | 0
2035 | VACAR_2_PJM_ROR | VACAR | PJM_ROR | Internal | Winter | B17 | 100 | 2000 | 0 | 126.92 | 124.01 | 7 | 0
2035 | VACAR_2_PJM_ROR | VACAR | PJM_ROR | Internal | Winter | B18 | 400 | 2000 | 0 | 125.9 | 125.52 | 7 | 0
2035 | VACAR_2_PJM_ROR | VACAR | PJM_ROR | Internal | Winter | B19 | 700 | 2000 | 0 | 125.9 | 122.69 | 7 | 0
2035 | VACAR_2_PJM_ROR | VACAR | PJM_ROR | Internal | Winter | B20 | 935 | 2000 | 0 | 112.34 | 111.76 | 7 | 0
2035 | VACAR_2_SOCO | VACAR | SOCO | Internal | Shoulder | B11 | 25 | 3000 | 786.44 | 139.78 | 146.78 | 7 | 0
2035 | VACAR_2_SOCO | VACAR | SOCO | Internal | Shoulder | B12 | 200 | 3000 | 0 | 121.07 | 119.26 | 7 | 0
2035 | VACAR_2_SOCO | VACAR | SOCO | Internal | Shoulder | B13 | 600 | 3000 | 0 | 121.07 | 119.26 | 7 | 0
2035 | VACAR_2_SOCO | VACAR | SOCO | Internal | Shoulder | B14 | 900 | 3000 | 0 | 121.07 | 119.26 | 7 | 0
2035 | VACAR_2_SOCO | VACAR | SOCO | Internal | Shoulder | B15 | 1203 | 3000 | 0 | 118.54 | 113.62 | 7 | 0
2035 | VACAR_2_SOCO | VACAR | SOCO | Internal | Summer | B1 | 10 | 3000 | 0 | 232.66 | 233.7 | 7 | 0
2035 | VACAR_2_SOCO | VACAR | SOCO | Internal | Summer | B2 | 25 | 3000 | 3947.33 | 251.97 | 258.99 | 7 | 0.01
2035 | VACAR_2_SOCO | VACAR | SOCO | Internal | Summer | B3 | 75 | 3000 | 7081.15 | 247.12 | 254.14 | 7 | 0.01
2035 | VACAR_2_SOCO | VACAR | SOCO | Internal | Summer | B4 | 100 | 3000 | 5592.13 | 219.39 | 226.4 | 7 | 0.01
2035 | VACAR_2_SOCO | VACAR | SOCO | Internal | Summer | B5 | 200 | 3000 | 467.97 | 189.3 | 196.3 | 7 | 0
2035 | VACAR_2_SOCO | VACAR | SOCO | Internal | Summer | B6 | 300 | 3000 | 0 | 147.33 | 154.1 | 7 | 0
2035 | VACAR_2_SOCO | VACAR | SOCO | Internal | Summer | B7 | 400 | 3000 | 1266.96 | 131.3 | 138.3 | 7 | 0
2035 | VACAR_2_SOCO | VACAR | SOCO | Internal | Summer | B8 | 500 | 3000 | 139.48 | 119.26 | 126.26 | 7 | 0
2035 | VACAR_2_SOCO | VACAR | SOCO | Internal | Summer | B9 | 800 | 3000 | 0 | 118.96 | 117.93 | 7 | 0
2035 | VACAR_2_SOCO | VACAR | SOCO | Internal | Summer | B10 | 1262 | 3000 | 0 | 108.72 | 113.79 | 7 | 0
2035 | VACAR_2_SOCO | VACAR | SOCO | Internal | Winter | B16 | 25 | 3000 | 0 | 135.65 | 136.69 | 7 | 0
2035 | VACAR_2_SOCO | VACAR | SOCO | Internal | Winter | B17 | 100 | 3000 | 0 | 126.92 | 123.68 | 7 | 0
2035 | VACAR_2_SOCO | VACAR | SOCO | Internal | Winter | B18 | 400 | 3000 | 0 | 125.9 | 122.22 | 7 | 0
2035 | VACAR_2_SOCO | VACAR | SOCO | Internal | Winter | B19 | 700 | 3000 | 0 | 125.9 | 122.22 | 7 | 0
2035 | VACAR_2_SOCO | VACAR | SOCO | Internal | Winter | B20 | 935 | 3000 | 0 | 112.34 | 110.03 | 7 | 0
2035 | VACAR_2_TVA_Transmission | VACAR | TVA_Transmission | Internal | Shoulder | B11 | 25 | 900 | 0 | 139.78 | 137.78 | 7 | 0
2035 | VACAR_2_TVA_Transmission | VACAR | TVA_Transmission | Internal | Shoulder | B12 | 200 | 900 | 0 | 121.07 | 119.73 | 7 | 0
2035 | VACAR_2_TVA_Transmission | VACAR | TVA_Transmission | Internal | Shoulder | B13 | 600 | 900 | 0 | 121.07 | 118.99 | 7 | 0
2035 | VACAR_2_TVA_Transmission | VACAR | TVA_Transmission | Internal | Shoulder | B14 | 900 | 900 | 0 | 121.07 | 118.59 | 7 | 0
2035 | VACAR_2_TVA_Transmission | VACAR | TVA_Transmission | Internal | Shoulder | B15 | 1203 | 900 | 0 | 118.54 | 113.62 | 7 | 0
2035 | VACAR_2_TVA_Transmission | VACAR | TVA_Transmission | Internal | Summer | B1 | 10 | 900 | 0 | 232.66 | 226.95 | 7 | 0
2035 | VACAR_2_TVA_Transmission | VACAR | TVA_Transmission | Internal | Summer | B2 | 25 | 900 | 0 | 251.97 | 251.18 | 7 | 0
2035 | VACAR_2_TVA_Transmission | VACAR | TVA_Transmission | Internal | Summer | B3 | 75 | 900 | 0 | 247.12 | 245.14 | 7 | 0
2035 | VACAR_2_TVA_Transmission | VACAR | TVA_Transmission | Internal | Summer | B4 | 100 | 900 | 0 | 219.39 | 218.6 | 7 | 0
2035 | VACAR_2_TVA_Transmission | VACAR | TVA_Transmission | Internal | Summer | B5 | 200 | 900 | 0 | 189.3 | 187.3 | 7 | 0
2035 | VACAR_2_TVA_Transmission | VACAR | TVA_Transmission | Internal | Summer | B6 | 300 | 900 | 0 | 147.33 | 153.81 | 7 | 0
2035 | VACAR_2_TVA_Transmission | VACAR | TVA_Transmission | Internal | Summer | B7 | 400 | 900 | 0 | 131.3 | 131.62 | 7 | 0
2035 | VACAR_2_TVA_Transmission | VACAR | TVA_Transmission | Internal | Summer | B8 | 500 | 900 | 0 | 119.26 | 125.03 | 7 | 0
2035 | VACAR_2_TVA_Transmission | VACAR | TVA_Transmission | Internal | Summer | B9 | 800 | 900 | 0 | 118.96 | 119.57 | 7 | 0
2035 | VACAR_2_TVA_Transmission | VACAR | TVA_Transmission | Internal | Summer | B10 | 1262 | 900 | 900 | 108.72 | 117.32 | 7 | 1.6
2035 | VACAR_2_TVA_Transmission | VACAR | TVA_Transmission | Internal | Winter | B16 | 25 | 900 | 0 | 135.65 | 129.94 | 7 | 0
2035 | VACAR_2_TVA_Transmission | VACAR | TVA_Transmission | Internal | Winter | B17 | 100 | 900 | 0 | 126.92 | 122.23 | 7 | 0
2035 | VACAR_2_TVA_Transmission | VACAR | TVA_Transmission | Internal | Winter | B18 | 400 | 900 | 0 | 125.9 | 121.93 | 7 | 0
2035 | VACAR_2_TVA_Transmission | VACAR | TVA_Transmission | Internal | Winter | B19 | 700 | 900 | 0 | 125.9 | 121.37 | 7 | 0
2035 | VACAR_2_TVA_Transmission | VACAR | TVA_Transmission | Internal | Winter | B20 | 935 | 900 | 0 | 112.34 | 112.84 | 7 | 0
2040 | ENT_2_SOCO | ENT | SOCO | Internal | Shoulder | B11 | 25 | 2000 | 2000 | 161.9 | 174.85 | 8 | 4.95
2040 | ENT_2_SOCO | ENT | SOCO | Internal | Shoulder | B12 | 200 | 2000 | 0 | 150.92 | 158.73 | 8 | 0
2040 | ENT_2_SOCO | ENT | SOCO | Internal | Shoulder | B13 | 600 | 2000 | 1057.98 | 144.96 | 152.96 | 8 | 0
2040 | ENT_2_SOCO | ENT | SOCO | Internal | Shoulder | B14 | 900 | 2000 | 2000 | 143.93 | 152.96 | 8 | 1.03
2040 | ENT_2_SOCO | ENT | SOCO | Internal | Shoulder | B15 | 1203 | 2000 | 0 | 77.14 | 71.87 | 8 | 0
2040 | ENT_2_SOCO | ENT | SOCO | Internal | Summer | B1 | 10 | 2000 | 2000 | 305.73 | 327.82 | 8 | 14.09
2040 | ENT_2_SOCO | ENT | SOCO | Internal | Summer | B2 | 25 | 2000 | 2000 | 341.04 | 359.49 | 8 | 10.45
2040 | ENT_2_SOCO | ENT | SOCO | Internal | Summer | B3 | 75 | 2000 | 2000 | 337.72 | 354.2 | 8 | 8.48
2040 | ENT_2_SOCO | ENT | SOCO | Internal | Summer | B4 | 100 | 2000 | 2000 | 275.82 | 292.3 | 8 | 8.48
2040 | ENT_2_SOCO | ENT | SOCO | Internal | Summer | B5 | 200 | 2000 | 2000 | 207.25 | 216.26 | 8 | 1.01
2040 | ENT_2_SOCO | ENT | SOCO | Internal | Summer | B6 | 300 | 2000 | 0 | 188.37 | 194.42 | 8 | 0
2040 | ENT_2_SOCO | ENT | SOCO | Internal | Summer | B7 | 400 | 2000 | 0 | 180.57 | 183.63 | 8 | 0
2040 | ENT_2_SOCO | ENT | SOCO | Internal | Summer | B8 | 500 | 2000 | 0 | 165.73 | 168.79 | 8 | 0
2040 | ENT_2_SOCO | ENT | SOCO | Internal | Summer | B9 | 800 | 2000 | 0 | 154.98 | 153.23 | 8 | 0
2040 | ENT_2_SOCO | ENT | SOCO | Internal | Summer | B10 | 1262 | 2000 | 0 | 91.52 | 81.51 | 8 | 0
2040 | ENT_2_SOCO | ENT | SOCO | Internal | Winter | B16 | 25 | 2000 | 2000 | 154.88 | 171.88 | 8 | 9
2040 | ENT_2_SOCO | ENT | SOCO | Internal | Winter | B17 | 100 | 2000 | 41.95 | 149.98 | 157.98 | 8 | 0
2040 | ENT_2_SOCO | ENT | SOCO | Internal | Winter | B18 | 400 | 2000 | 32.13 | 147.37 | 155.37 | 8 | 0
2040 | ENT_2_SOCO | ENT | SOCO | Internal | Winter | B19 | 700 | 2000 | 1223.69 | 147.32 | 155.32 | 8 | 0
2040 | ENT_2_SOCO | ENT | SOCO | Internal | Winter | B20 | 935 | 2000 | 0 | 77.14 | 73.5 | 8 | 0
2040 | ENT_2_TVA_Transmission | ENT | TVA_Transmission | Internal | Shoulder | B11 | 25 | 2100 | 0 | 161.9 | 165.84 | 8 | 0
2040 | ENT_2_TVA_Transmission | ENT | TVA_Transmission | Internal | Shoulder | B12 | 200 | 2100 | 0 | 150.92 | 152.9 | 8 | 0
2040 | ENT_2_TVA_Transmission | ENT | TVA_Transmission | Internal | Shoulder | B13 | 600 | 2100 | 0 | 144.96 | 146.68 | 8 | 0
2040 | ENT_2_TVA_Transmission | ENT | TVA_Transmission | Internal | Shoulder | B14 | 900 | 2100 | 0 | 143.93 | 145.9 | 8 | 0
2040 | ENT_2_TVA_Transmission | ENT | TVA_Transmission | Internal | Shoulder | B15 | 1203 | 2100 | 0 | 77.14 | 79.32 | 8 | 0
2040 | ENT_2_TVA_Transmission | ENT | TVA_Transmission | Internal | Summer | B1 | 10 | 2100 | 2100 | 305.73 | 318.81 | 8 | 5.08
2040 | ENT_2_TVA_Transmission | ENT | TVA_Transmission | Internal | Summer | B2 | 25 | 2100 | 2100 | 341.04 | 350.48 | 8 | 1.45
2040 | ENT_2_TVA_Transmission | ENT | TVA_Transmission | Internal | Summer | B3 | 75 | 2100 | 0 | 337.72 | 345.19 | 8 | 0
2040 | ENT_2_TVA_Transmission | ENT | TVA_Transmission | Internal | Summer | B4 | 100 | 2100 | 0 | 275.82 | 283.3 | 8 | 0
2040 | ENT_2_TVA_Transmission | ENT | TVA_Transmission | Internal | Summer | B5 | 200 | 2100 | 0 | 207.25 | 207.25 | 8 | 0
2040 | ENT_2_TVA_Transmission | ENT | TVA_Transmission | Internal | Summer | B6 | 300 | 2100 | 0 | 188.37 | 185.42 | 8 | 0
2040 | ENT_2_TVA_Transmission | ENT | TVA_Transmission | Internal | Summer | B7 | 400 | 2100 | 0 | 180.57 | 174.63 | 8 | 0
2040 | ENT_2_TVA_Transmission | ENT | TVA_Transmission | Internal | Summer | B8 | 500 | 2100 | 0 | 165.73 | 159.79 | 8 | 0
2040 | ENT_2_TVA_Transmission | ENT | TVA_Transmission | Internal | Summer | B9 | 800 | 2100 | 0 | 154.98 | 153.23 | 8 | 0
2040 | ENT_2_TVA_Transmission | ENT | TVA_Transmission | Internal | Summer | B10 | 1262 | 2100 | 0 | 91.52 | 89.45 | 8 | 0
2040 | ENT_2_TVA_Transmission | ENT | TVA_Transmission | Internal | Winter | B16 | 25 | 2100 | 1454.38 | 154.88 | 162.88 | 8 | 0
2040 | ENT_2_TVA_Transmission | ENT | TVA_Transmission | Internal | Winter | B17 | 100 | 2100 | 0 | 149.98 | 151.95 | 8 | 0
2040 | ENT_2_TVA_Transmission | ENT | TVA_Transmission | Internal | Winter | B18 | 400 | 2100 | 0 | 147.37 | 149.33 | 8 | 0
2040 | ENT_2_TVA_Transmission | ENT | TVA_Transmission | Internal | Winter | B19 | 700 | 2100 | 0 | 147.32 | 149.29 | 8 | 0
2040 | ENT_2_TVA_Transmission | ENT | TVA_Transmission | Internal | Winter | B20 | 935 | 2100 | 0 | 77.14 | 79.11 | 8 | 0
2040 | FRCC_2_SOCO | FRCC | SOCO | Internal | Shoulder | B11 | 25 | 900 | 0 | 184.96 | 174.85 | 8 | 0
2040 | FRCC_2_SOCO | FRCC | SOCO | Internal | Shoulder | B12 | 200 | 900 | 0 | 162.96 | 158.73 | 8 | 0
2040 | FRCC_2_SOCO | FRCC | SOCO | Internal | Shoulder | B13 | 600 | 900 | 0 | 162.96 | 152.96 | 8 | 0
2040 | FRCC_2_SOCO | FRCC | SOCO | Internal | Shoulder | B14 | 900 | 900 | 0 | 162.96 | 152.96 | 8 | 0
2040 | FRCC_2_SOCO | FRCC | SOCO | Internal | Shoulder | B15 | 1203 | 900 | 3003.63 | 63.86 | 71.87 | 8 | 0.01
2040 | FRCC_2_SOCO | FRCC | SOCO | Internal | Summer | B1 | 10 | 900 | 0 | 337.94 | 327.82 | 8 | 0
2040 | FRCC_2_SOCO | FRCC | SOCO | Internal | Summer | B2 | 25 | 900 | 0 | 369.61 | 359.49 | 8 | 0
2040 | FRCC_2_SOCO | FRCC | SOCO | Internal | Summer | B3 | 75 | 900 | 0 | 364.31 | 354.2 | 8 | 0
2040 | FRCC_2_SOCO | FRCC | SOCO | Internal | Summer | B4 | 100 | 900 | 0 | 302.3 | 292.3 | 8 | 0
2040 | FRCC_2_SOCO | FRCC | SOCO | Internal | Summer | B5 | 200 | 900 | 0 | 226.26 | 216.26 | 8 | 0
2040 | FRCC_2_SOCO | FRCC | SOCO | Internal | Summer | B6 | 300 | 900 | 0 | 193.55 | 194.42 | 8 | 0
2040 | FRCC_2_SOCO | FRCC | SOCO | Internal | Summer | B7 | 400 | 900 | 0 | 186.98 | 183.63 | 8 | 0
2040 | FRCC_2_SOCO | FRCC | SOCO | Internal | Summer | B8 | 500 | 900 | 0 | 161.91 | 168.79 | 8 | 0
2040 | FRCC_2_SOCO | FRCC | SOCO | Internal | Summer | B9 | 800 | 900 | 0 | 161.91 | 153.23 | 8 | 0
2040 | FRCC_2_SOCO | FRCC | SOCO | Internal | Summer | B10 | 1262 | 900 | 2599.34 | 73.5 | 81.51 | 8 | 0.01
2040 | FRCC_2_SOCO | FRCC | SOCO | Internal | Winter | B16 | 25 | 900 | 0 | 181.88 | 171.88 | 8 | 0
2040 | FRCC_2_SOCO | FRCC | SOCO | Internal | Winter | B17 | 100 | 900 | 0 | 165.65 | 157.98 | 8 | 0
2040 | FRCC_2_SOCO | FRCC | SOCO | Internal | Winter | B18 | 400 | 900 | 0 | 165.49 | 155.37 | 8 | 0
2040 | FRCC_2_SOCO | FRCC | SOCO | Internal | Winter | B19 | 700 | 900 | 0 | 165.32 | 155.32 | 8 | 0
2040 | FRCC_2_SOCO | FRCC | SOCO | Internal | Winter | B20 | 935 | 900 | 0 | 65.69 | 73.5 | 8 | 0
2040 | HQ_NEISO_2_NEISO | HQ_NEISO | NEISO | Internal | Shoulder | B11 | 25 | 99999 | 3637.68 | 133.56 | 133.57 | 0.01 | 0
2040 | HQ_NEISO_2_NEISO | HQ_NEISO | NEISO | Internal | Shoulder | B12 | 200 | 99999 | 3630.48 | 127.57 | 127.58 | 0.01 | 0
2040 | HQ_NEISO_2_NEISO | HQ_NEISO | NEISO | Internal | Shoulder | B13 | 600 | 99999 | 3602.15 | 123.88 | 123.89 | 0.01 | 0
2040 | HQ_NEISO_2_NEISO | HQ_NEISO | NEISO | Internal | Shoulder | B14 | 900 | 99999 | 3552.59 | 122.85 | 122.86 | 0.01 | 0
2040 | HQ_NEISO_2_NEISO | HQ_NEISO | NEISO | Internal | Shoulder | B15 | 1203 | 99999 | 1639.27 | 87.44 | 87.45 | 0.01 | 0
2040 | HQ_NEISO_2_NEISO | HQ_NEISO | NEISO | Internal | Summer | B1 | 10 | 99999 | 4039.05 | 312.28 | 312.29 | 0.01 | 0
2040 | HQ_NEISO_2_NEISO | HQ_NEISO | NEISO | Internal | Summer | B2 | 25 | 99999 | 3991.48 | 360.51 | 360.52 | 0.01 | 0
2040 | HQ_NEISO_2_NEISO | HQ_NEISO | NEISO | Internal | Summer | B3 | 75 | 99999 | 3896.68 | 326.63 | 326.65 | 0.01 | 0
2040 | HQ_NEISO_2_NEISO | HQ_NEISO | NEISO | Internal | Summer | B4 | 100 | 99999 | 3815.19 | 250.73 | 250.74 | 0.01 | 0
2040 | HQ_NEISO_2_NEISO | HQ_NEISO | NEISO | Internal | Summer | B5 | 200 | 99999 | 3770.86 | 174.27 | 174.28 | 0.01 | 0
2040 | HQ_NEISO_2_NEISO | HQ_NEISO | NEISO | Internal | Summer | B6 | 300 | 99999 | 3720.87 | 157.43 | 157.44 | 0.01 | 0
2040 | HQ_NEISO_2_NEISO | HQ_NEISO | NEISO | Internal | Summer | B7 | 400 | 99999 | 3663.59 | 150.98 | 151 | 0.01 | 0
2040 | HQ_NEISO_2_NEISO | HQ_NEISO | NEISO | Internal | Summer | B8 | 500 | 99999 | 3618.55 | 149.03 | 149.04 | 0.01 | 0
2040 | HQ_NEISO_2_NEISO | HQ_NEISO | NEISO | Internal | Summer | B9 | 800 | 99999 | 3563.38 | 135.48 | 135.49 | 0.01 | 0
2040 | HQ_NEISO_2_NEISO | HQ_NEISO | NEISO | Internal | Summer | B10 | 1262 | 99999 | 1308.35 | 116.29 | 116.3 | 0.01 | 0
2040 | HQ_NEISO_2_NEISO | HQ_NEISO | NEISO | Internal | Winter | B16 | 25 | 99999 | 3737.45 | 131.53 | 131.54 | 0.01 | 0
2040 | HQ_NEISO_2_NEISO | HQ_NEISO | NEISO | Internal | Winter | B17 | 100 | 99999 | 3697.42 | 128.7 | 128.71 | 0.01 | 0
2040 | HQ_NEISO_2_NEISO | HQ_NEISO | NEISO | Internal | Winter | B18 | 400 | 99999 | 3666.78 | 126.24 | 126.25 | 0.01 | 0
2040 | HQ_NEISO_2_NEISO | HQ_NEISO | NEISO | Internal | Winter | B19 | 700 | 99999 | 3609.7 | 126.24 | 126.25 | 0.01 | 0
2040 | HQ_NEISO_2_NEISO | HQ_NEISO | NEISO | Internal | Winter | B20 | 935 | 99999 | 1787.46 | 85.85 | 85.86 | 0.01 | 0
2040 | HQ_NY_2_NYISO_A-F | HQ_NY | NYISO_A-F | Internal | Shoulder | B11 | 25 | 99999 | 2691.32 | 110.32 | 110.33 | 0.01 | 0
2040 | HQ_NY_2_NYISO_A-F | HQ_NY | NYISO_A-F | Internal | Shoulder | B12 | 200 | 99999 | 2724.38 | 109.84 | 109.85 | 0.01 | 0
2040 | HQ_NY_2_NYISO_A-F | HQ_NY | NYISO_A-F | Internal | Shoulder | B13 | 600 | 99999 | 2662.93 | 102.03 | 102.04 | 0.01 | 0
2040 | HQ_NY_2_NYISO_A-F | HQ_NY | NYISO_A-F | Internal | Shoulder | B14 | 900 | 99999 | 2561.48 | 99.61 | 99.62 | 0.01 | 0
2040 | HQ_NY_2_NYISO_A-F | HQ_NY | NYISO_A-F | Internal | Shoulder | B15 | 1203 | 99999 | 1489.61 | 80.6 | 80.61 | 0.01 | 0
2040 | HQ_NY_2_NYISO_A-F | HQ_NY | NYISO_A-F | Internal | Summer | B1 | 10 | 99999 | 3333.15 | 274.34 | 274.36 | 0.01 | 0
2040 | HQ_NY_2_NYISO_A-F | HQ_NY | NYISO_A-F | Internal | Summer | B2 | 25 | 99999 | 3246 | 316.58 | 316.59 | 0.01 | 0
2040 | HQ_NY_2_NYISO_A-F | HQ_NY | NYISO_A-F | Internal | Summer | B3 | 75 | 99999 | 3115.34 | 303.39 | 303.4 | 0.01 | 0
2040 | HQ_NY_2_NYISO_A-F | HQ_NY | NYISO_A-F | Internal | Summer | B4 | 100 | 99999 | 2975.05 | 228.35 | 228.37 | 0.01 | 0
2040 | HQ_NY_2_NYISO_A-F | HQ_NY | NYISO_A-F | Internal | Summer | B5 | 200 | 99999 | 2890.32 | 157.37 | 157.38 | 0.01 | 0
2040 | HQ_NY_2_NYISO_A-F | HQ_NY | NYISO_A-F | Internal | Summer | B6 | 300 | 99999 | 2805.75 | 152.03 | 152.05 | 0.01 | 0
2040 | HQ_NY_2_NYISO_A-F | HQ_NY | NYISO_A-F | Internal | Summer | B7 | 400 | 99999 | 2708.59 | 147.98 | 148 | 0.01 | 0
2040 | HQ_NY_2_NYISO_A-F | HQ_NY | NYISO_A-F | Internal | Summer | B8 | 500 | 99999 | 2642.79 | 125.79 | 125.8 | 0.01 | 0
2040 | HQ_NY_2_NYISO_A-F | HQ_NY | NYISO_A-F | Internal | Summer | B9 | 800 | 99999 | 2553.63 | 112.24 | 112.25 | 0.01 | 0
2040 | HQ_NY_2_NYISO_A-F | HQ_NY | NYISO_A-F | Internal | Summer | B10 | 1262 | 99999 | 1342.51 | 112.24 | 112.25 | 0.01 | 0
2040 | HQ_NY_2_NYISO_A-F | HQ_NY | NYISO_A-F | Internal | Winter | B16 | 25 | 99999 | 2921.48 | 108.29 | 108.3 | 0.01 | 0
2040 | HQ_NY_2_NYISO_A-F | HQ_NY | NYISO_A-F | Internal | Winter | B17 | 100 | 99999 | 2867.57 | 105.46 | 105.47 | 0.01 | 0
2040 | HQ_NY_2_NYISO_A-F | HQ_NY | NYISO_A-F | Internal | Winter | B18 | 400 | 99999 | 2805.59 | 103 | 103.01 | 0.01 | 0
2040 | HQ_NY_2_NYISO_A-F | HQ_NY | NYISO_A-F | Internal | Winter | B19 | 700 | 99999 | 2697.69 | 103 | 103.01 | 0.01 | 0
2040 | HQ_NY_2_NYISO_A-F | HQ_NY | NYISO_A-F | Internal | Winter | B20 | 935 | 99999 | 1660.59 | 79.69 | 79.71 | 0.01 | 0
2040 | HQ_IESO_2_IESO | HQ_IESO | IESO | Internal | Shoulder | B11 | 25 | 99999 | 1813.81 | 107.92 | 107.94 | 0.01 | 0
2040 | HQ_IESO_2_IESO | HQ_IESO | IESO | Internal | Shoulder | B12 | 200 | 99999 | 1851.83 | 104.93 | 104.94 | 0.01 | 0
2040 | HQ_IESO_2_IESO | HQ_IESO | IESO | Internal | Shoulder | B13 | 600 | 99999 | 1806.37 | 98.97 | 98.98 | 0.01 | 0
2040 | HQ_IESO_2_IESO | HQ_IESO | IESO | Internal | Shoulder | B14 | 900 | 99999 | 1723.28 | 97.94 | 97.95 | 0.01 | 0
2040 | HQ_IESO_2_IESO | HQ_IESO | IESO | Internal | Shoulder | B15 | 1203 | 99999 | 1191.51 | 73.6 | 73.61 | 0.01 | 0
2040 | HQ_IESO_2_IESO | HQ_IESO | IESO | Internal | Summer | B1 | 10 | 99999 | 2248.09 | 259.46 | 259.47 | 0.01 | 0
2040 | HQ_IESO_2_IESO | HQ_IESO | IESO | Internal | Summer | B2 | 25 | 99999 | 2168.22 | 288.84 | 288.85 | 0.01 | 0
2040 | HQ_IESO_2_IESO | HQ_IESO | IESO | Internal | Summer | B3 | 75 | 99999 | 2053.98 | 283.24 | 283.25 | 0.01 | 0
2040 | HQ_IESO_2_IESO | HQ_IESO | IESO | Internal | Summer | B4 | 100 | 99999 | 1980.51 | 221.35 | 221.37 | 0.01 | 0
2040 | HQ_IESO_2_IESO | HQ_IESO | IESO | Internal | Summer | B5 | 200 | 99999 | 1925.25 | 150.37 | 150.38 | 0.01 | 0
2040 | HQ_IESO_2_IESO | HQ_IESO | IESO | Internal | Summer | B6 | 300 | 99999 | 1880.17 | 131.45 | 131.46 | 0.01 | 0
2040 | HQ_IESO_2_IESO | HQ_IESO | IESO | Internal | Summer | B7 | 400 | 99999 | 1823.31 | 117.78 | 117.79 | 0.01 | 0
2040 | HQ_IESO_2_IESO | HQ_IESO | IESO | Internal | Summer | B8 | 500 | 99999 | 1760.95 | 106.33 | 106.34 | 0.01 | 0
2040 | HQ_IESO_2_IESO | HQ_IESO | IESO | Internal | Summer | B9 | 800 | 99999 | 1693.07 | 105.24 | 105.25 | 0.01 | 0
2040 | HQ_IESO_2_IESO | HQ_IESO | IESO | Internal | Summer | B10 | 1262 | 99999 | 1128.42 | 86.65 | 86.67 | 0.01 | 0
2040 | HQ_IESO_2_IESO | HQ_IESO | IESO | Internal | Winter | B16 | 25 | 99999 | 2031.84 | 107.57 | 107.58 | 0.01 | 0
2040 | HQ_IESO_2_IESO | HQ_IESO | IESO | Internal | Winter | B17 | 100 | 99999 | 1987.11 | 103.98 | 104 | 0.01 | 0
2040 | HQ_IESO_2_IESO | HQ_IESO | IESO | Internal | Winter | B18 | 400 | 99999 | 1935.59 | 101.38 | 101.39 | 0.01 | 0
2040 | HQ_IESO_2_IESO | HQ_IESO | IESO | Internal | Winter | B19 | 700 | 99999 | 1843.75 | 101.32 | 101.34 | 0.01 | 0
2040 | HQ_IESO_2_IESO | HQ_IESO | IESO | Internal | Winter | B20 | 935 | 99999 | 1306.45 | 72.69 | 72.71 | 0.01 | 0
2040 | IESO_2_MAPP_CA | IESO | MAPP_CA | Internal | Shoulder | B11 | 25 | 262 | 0 | 107.94 | 87.92 | 7 | 0
2040 | IESO_2_MAPP_CA | IESO | MAPP_CA | Internal | Shoulder | B12 | 200 | 262 | 0 | 104.94 | 84.93 | 7 | 0
2040 | IESO_2_MAPP_CA | IESO | MAPP_CA | Internal | Shoulder | B13 | 600 | 262 | 0 | 98.98 | 78.97 | 7 | 0
2040 | IESO_2_MAPP_CA | IESO | MAPP_CA | Internal | Shoulder | B14 | 900 | 262 | 0 | 97.95 | 77.93 | 7 | 0
2040 | IESO_2_MAPP_CA | IESO | MAPP_CA | Internal | Shoulder | B15 | 1203 | 262 | 0 | 73.61 | 53.6 | 7 | 0
2040 | IESO_2_MAPP_CA | IESO | MAPP_CA | Internal | Summer | B1 | 10 | 262 | 0 | 259.47 | 239.46 | 7 | 0
2040 | IESO_2_MAPP_CA | IESO | MAPP_CA | Internal | Summer | B2 | 25 | 262 | 0 | 288.85 | 268.84 | 7 | 0
2040 | IESO_2_MAPP_CA | IESO | MAPP_CA | Internal | Summer | B3 | 75 | 262 | 0 | 283.25 | 263.23 | 7 | 0
2040 | IESO_2_MAPP_CA | IESO | MAPP_CA | Internal | Summer | B4 | 100 | 262 | 0 | 221.37 | 201.35 | 7 | 0
2040 | IESO_2_MAPP_CA | IESO | MAPP_CA | Internal | Summer | B5 | 200 | 262 | 0 | 150.38 | 130.37 | 7 | 0
2040 | IESO_2_MAPP_CA | IESO | MAPP_CA | Internal | Summer | B6 | 300 | 262 | 0 | 131.46 | 123.04 | 7 | 0
2040 | IESO_2_MAPP_CA | IESO | MAPP_CA | Internal | Summer | B7 | 400 | 262 | 0 | 117.79 | 97.77 | 7 | 0
2040 | IESO_2_MAPP_CA | IESO | MAPP_CA | Internal | Summer | B8 | 500 | 262 | 0 | 106.34 | 86.33 | 7 | 0
2040 | IESO_2_MAPP_CA | IESO | MAPP_CA | Internal | Summer | B9 | 800 | 262 | 0 | 105.25 | 85.24 | 7 | 0
2040 | IESO_2_MAPP_CA | IESO | MAPP_CA | Internal | Summer | B10 | 1262 | 262 | 0 | 86.67 | 66.65 | 7 | 0
2040 | IESO_2_MAPP_CA | IESO | MAPP_CA | Internal | Winter | B16 | 25 | 262 | 0 | 107.58 | 87.57 | 7 | 0
2040 | IESO_2_MAPP_CA | IESO | MAPP_CA | Internal | Winter | B17 | 100 | 262 | 0 | 104 | 83.98 | 7 | 0
2040 | IESO_2_MAPP_CA | IESO | MAPP_CA | Internal | Winter | B18 | 400 | 262 | 0 | 101.39 | 81.38 | 7 | 0
2040 | IESO_2_MAPP_CA | IESO | MAPP_CA | Internal | Winter | B19 | 700 | 262 | 0 | 101.34 | 81.32 | 7 | 0
2040 | IESO_2_MAPP_CA | IESO | MAPP_CA | Internal | Winter | B20 | 935 | 262 | 0 | 72.71 | 52.69 | 7 | 0
2040 | IESO_2_MISO_MI | IESO | MISO_MI | Internal | Shoulder | B11 | 25 | 1840 | 6101.94 | 107.94 | 153.9 | 7 | 38.96
2040 | IESO_2_MISO_MI | IESO | MISO_MI | Internal | Shoulder | B12 | 200 | 1840 | 5487.58 | 104.94 | 150.9 | 7 | 38.96
2040 | IESO_2_MISO_MI | IESO | MISO_MI | Internal | Shoulder | B13 | 600 | 1840 | 5746.26 | 98.98 | 144.94 | 7 | 38.96
2040 | IESO_2_MISO_MI | IESO | MISO_MI | Internal | Shoulder | B14 | 900 | 1840 | 4791.36 | 97.95 | 143.91 | 7 | 38.96
2040 | IESO_2_MISO_MI | IESO | MISO_MI | Internal | Shoulder | B15 | 1203 | 1840 | 1840 | 73.61 | 82.8 | 7 | 2.19
2040 | IESO_2_MISO_MI | IESO | MISO_MI | Internal | Summer | B1 | 10 | 1840 | 6186.75 | 259.47 | 305.44 | 7 | 38.96
2040 | IESO_2_MISO_MI | IESO | MISO_MI | Internal | Summer | B2 | 25 | 1840 | 6495.23 | 288.85 | 334.81 | 7 | 38.96
2040 | IESO_2_MISO_MI | IESO | MISO_MI | Internal | Summer | B3 | 75 | 1840 | 7038.62 | 283.25 | 329.21 | 7 | 38.96
2040 | IESO_2_MISO_MI | IESO | MISO_MI | Internal | Summer | B4 | 100 | 1840 | 8331.29 | 221.37 | 267.33 | 7 | 38.96
2040 | IESO_2_MISO_MI | IESO | MISO_MI | Internal | Summer | B5 | 200 | 1840 | 7264.83 | 150.38 | 196.34 | 7 | 38.96
2040 | IESO_2_MISO_MI | IESO | MISO_MI | Internal | Summer | B6 | 300 | 1840 | 5007.98 | 131.46 | 177.42 | 7 | 38.96
2040 | IESO_2_MISO_MI | IESO | MISO_MI | Internal | Summer | B7 | 400 | 1840 | 6853.08 | 117.79 | 163.75 | 7 | 38.96
2040 | IESO_2_MISO_MI | IESO | MISO_MI | Internal | Summer | B8 | 500 | 1840 | 7293.55 | 106.34 | 152.3 | 7 | 38.96
2040 | IESO_2_MISO_MI | IESO | MISO_MI | Internal | Summer | B9 | 800 | 1840 | 8632.55 | 105.25 | 151.22 | 7 | 38.96
2040 | IESO_2_MISO_MI | IESO | MISO_MI | Internal | Summer | B10 | 1262 | 1840 | 1840 | 86.67 | 97.18 | 7 | 3.51
2040 | IESO_2_MISO_MI | IESO | MISO_MI | Internal | Winter | B16 | 25 | 1840 | 6348.11 | 107.58 | 153.54 | 7 | 38.96
2040 | IESO_2_MISO_MI | IESO | MISO_MI | Internal | Winter | B17 | 100 | 1840 | 6354.32 | 104 | 149.96 | 7 | 38.96
2040 | IESO_2_MISO_MI | IESO | MISO_MI | Internal | Winter | B18 | 400 | 1840 | 6870.84 | 101.39 | 147.35 | 7 | 38.96
2040 | IESO_2_MISO_MI | IESO | MISO_MI | Internal | Winter | B19 | 700 | 1840 | 5911.87 | 101.34 | 147.3 | 7 | 38.96
2040 | IESO_2_MISO_MI | IESO | MISO_MI | Internal | Winter | B20 | 935 | 1840 | 1840 | 72.71 | 82.8 | 7 | 3.09
2040 | IESO_2_MISO_W | IESO | MISO_W | Internal | Shoulder | B11 | 25 | 140 | 140 | 107.94 | 132.77 | 7 | 17.84
2040 | IESO_2_MISO_W | IESO | MISO_W | Internal | Shoulder | B12 | 200 | 140 | 140 | 104.94 | 123.77 | 7 | 11.83
2040 | IESO_2_MISO_W | IESO | MISO_W | Internal | Shoulder | B13 | 600 | 140 | 140 | 98.98 | 120.08 | 7 | 14.1
2040 | IESO_2_MISO_W | IESO | MISO_W | Internal | Shoulder | B14 | 900 | 140 | 140 | 97.95 | 119.05 | 7 | 14.1
2040 | IESO_2_MISO_W | IESO | MISO_W | Internal | Shoulder | B15 | 1203 | 140 | 0 | 73.61 | 52.26 | 7 | 0
2040 | IESO_2_MISO_W | IESO | MISO_W | Internal | Summer | B1 | 10 | 140 | 140 | 259.47 | 284.49 | 7 | 18.01
2040 | IESO_2_MISO_W | IESO | MISO_W | Internal | Summer | B2 | 25 | 140 | 140 | 288.85 | 313.89 | 7 | 18.04
2040 | IESO_2_MISO_W | IESO | MISO_W | Internal | Summer | B3 | 75 | 140 | 140 | 283.25 | 308.59 | 7 | 18.34
2040 | IESO_2_MISO_W | IESO | MISO_W | Internal | Summer | B4 | 100 | 140 | 140 | 221.37 | 246.7 | 7 | 18.33
2040 | IESO_2_MISO_W | IESO | MISO_W | Internal | Summer | B5 | 200 | 140 | 140 | 150.38 | 181.19 | 7 | 23.81
2040 | IESO_2_MISO_W | IESO | MISO_W | Internal | Summer | B6 | 300 | 140 | 140 | 131.46 | 174.7 | 7 | 36.24
2040 | IESO_2_MISO_W | IESO | MISO_W | Internal | Summer | B7 | 400 | 140 | 140 | 117.79 | 145.51 | 7 | 20.72
2040 | IESO_2_MISO_W | IESO | MISO_W | Internal | Summer | B8 | 500 | 140 | 140 | 106.34 | 130.67 | 7 | 17.33
2040 | IESO_2_MISO_W | IESO | MISO_W | Internal | Summer | B9 | 800 | 140 | 140 | 105.25 | 124.11 | 7 | 11.86
2040 | IESO_2_MISO_W | IESO | MISO_W | Internal | Summer | B10 | 1262 | 140 | 0 | 86.67 | 66.64 | 7 | 0
2040 | IESO_2_MISO_W | IESO | MISO_W | Internal | Winter | B16 | 25 | 140 | 140 | 107.58 | 127.73 | 7 | 13.15
2040 | IESO_2_MISO_W | IESO | MISO_W | Internal | Winter | B17 | 100 | 140 | 140 | 104 | 124.9 | 7 | 13.9
2040 | IESO_2_MISO_W | IESO | MISO_W | Internal | Winter | B18 | 400 | 140 | 140 | 101.39 | 122.44 | 7 | 14.05
2040 | IESO_2_MISO_W | IESO | MISO_W | Internal | Winter | B19 | 700 | 140 | 140 | 101.34 | 122.44 | 7 | 14.1
2040 | IESO_2_MISO_W | IESO | MISO_W | Internal | Winter | B20 | 935 | 140 | 0 | 72.71 | 52.26 | 7 | 0
2040 | IESO_2_NYISO_A-F | IESO | NYISO_A-F | Internal | Shoulder | B11 | 25 | 1725 | 0 | 107.94 | 110.33 | 7 | 0
2040 | IESO_2_NYISO_A-F | IESO | NYISO_A-F | Internal | Shoulder | B12 | 200 | 1725 | 0 | 104.94 | 109.85 | 7 | 0
2040 | IESO_2_NYISO_A-F | IESO | NYISO_A-F | Internal | Shoulder | B13 | 600 | 1725 | 0 | 98.98 | 102.04 | 7 | 0
2040 | IESO_2_NYISO_A-F | IESO | NYISO_A-F | Internal | Shoulder | B14 | 900 | 1725 | 0 | 97.95 | 99.62 | 7 | 0
2040 | IESO_2_NYISO_A-F | IESO | NYISO_A-F | Internal | Shoulder | B15 | 1203 | 1725 | 1320.01 | 73.61 | 80.61 | 7 | 0
2040 | IESO_2_NYISO_A-F | IESO | NYISO_A-F | Internal | Summer | B1 | 10 | 1725 | 1725 | 259.47 | 274.36 | 7 | 7.88
2040 | IESO_2_NYISO_A-F | IESO | NYISO_A-F | Internal | Summer | B2 | 25 | 1725 | 1725 | 288.85 | 316.59 | 7 | 20.74
2040 | IESO_2_NYISO_A-F | IESO | NYISO_A-F | Internal | Summer | B3 | 75 | 1725 | 1725 | 283.25 | 303.4 | 7 | 13.16
2040 | IESO_2_NYISO_A-F | IESO | NYISO_A-F | Internal | Summer | B4 | 100 | 1725 | 942.97 | 221.37 | 228.37 | 7 | 0
2040 | IESO_2_NYISO_A-F | IESO | NYISO_A-F | Internal | Summer | B5 | 200 | 1725 | 704.78 | 150.38 | 157.38 | 7 | 0
2040 | IESO_2_NYISO_A-F | IESO | NYISO_A-F | Internal | Summer | B6 | 300 | 1725 | 1725 | 131.46 | 152.05 | 7 | 13.59
2040 | IESO_2_NYISO_A-F | IESO | NYISO_A-F | Internal | Summer | B7 | 400 | 1725 | 1725 | 117.79 | 148 | 7 | 23.21
2040 | IESO_2_NYISO_A-F | IESO | NYISO_A-F | Internal | Summer | B8 | 500 | 1725 | 1725 | 106.34 | 125.8 | 7 | 12.46
2040 | IESO_2_NYISO_A-F | IESO | NYISO_A-F | Internal | Summer | B9 | 800 | 1725 | 1122.58 | 105.25 | 112.25 | 7 | 0
2040 | IESO_2_NYISO_A-F | IESO | NYISO_A-F | Internal | Summer | B10 | 1262 | 1725 | 1725 | 86.67 | 112.25 | 7 | 18.59
2040 | IESO_2_NYISO_A-F | IESO | NYISO_A-F | Internal | Winter | B16 | 25 | 1725 | 0 | 107.58 | 108.3 | 7 | 0
2040 | IESO_2_NYISO_A-F | IESO | NYISO_A-F | Internal | Winter | B17 | 100 | 1725 | 0 | 104 | 105.47 | 7 | 0
2040 | IESO_2_NYISO_A-F | IESO | NYISO_A-F | Internal | Winter | B18 | 400 | 1725 | 0 | 101.39 | 103.01 | 7 | 0
2040 | IESO_2_NYISO_A-F | IESO | NYISO_A-F | Internal | Winter | B19 | 700 | 1725 | 0 | 101.34 | 103.01 | 7 | 0
2040 | IESO_2_NYISO_A-F | IESO | NYISO_A-F | Internal | Winter | B20 | 935 | 1725 | 417.42 | 72.71 | 79.71 | 7 | 0
2040 | MAPP_CA_2_IESO | MAPP_CA | IESO | Internal | Shoulder | B11 | 25 | 330 | 1763.61 | 87.92 | 107.94 | 8 | 12.01
2040 | MAPP_CA_2_IESO | MAPP_CA | IESO | Internal | Shoulder | B12 | 200 | 330 | 1228.4 | 84.93 | 104.94 | 8 | 12.01
2040 | MAPP_CA_2_IESO | MAPP_CA | IESO | Internal | Shoulder | B13 | 600 | 330 | 1225.48 | 78.97 | 98.98 | 8 | 12.01
2040 | MAPP_CA_2_IESO | MAPP_CA | IESO | Internal | Shoulder | B14 | 900 | 330 | 1220.85 | 77.93 | 97.95 | 8 | 12.01
2040 | MAPP_CA_2_IESO | MAPP_CA | IESO | Internal | Shoulder | B15 | 1203 | 330 | 565.57 | 53.6 | 73.61 | 8 | 12.01
2040 | MAPP_CA_2_IESO | MAPP_CA | IESO | Internal | Summer | B1 | 10 | 330 | 2330.7 | 239.46 | 259.47 | 8 | 12.01
2040 | MAPP_CA_2_IESO | MAPP_CA | IESO | Internal | Summer | B2 | 25 | 330 | 2342.96 | 268.84 | 288.85 | 8 | 12.01
2040 | MAPP_CA_2_IESO | MAPP_CA | IESO | Internal | Summer | B3 | 75 | 330 | 2205.98 | 263.23 | 283.25 | 8 | 12.01
2040 | MAPP_CA_2_IESO | MAPP_CA | IESO | Internal | Summer | B4 | 100 | 330 | 2073.11 | 201.35 | 221.37 | 8 | 12.01
2040 | MAPP_CA_2_IESO | MAPP_CA | IESO | Internal | Summer | B5 | 200 | 330 | 1948.57 | 130.37 | 150.38 | 8 | 12.01
2040 | MAPP_CA_2_IESO | MAPP_CA | IESO | Internal | Summer | B6 | 300 | 330 | 330 | 123.04 | 131.46 | 8 | 0.42
2040 | MAPP_CA_2_IESO | MAPP_CA | IESO | Internal | Summer | B7 | 400 | 330 | 1739.75 | 97.77 | 117.79 | 8 | 12.01
2040 | MAPP_CA_2_IESO | MAPP_CA | IESO | Internal | Summer | B8 | 500 | 330 | 1605.44 | 86.33 | 106.34 | 8 | 12.01
2040 | MAPP_CA_2_IESO | MAPP_CA | IESO | Internal | Summer | B9 | 800 | 330 | 1614.82 | 85.24 | 105.25 | 8 | 12.01
2040 | MAPP_CA_2_IESO | MAPP_CA | IESO | Internal | Summer | B10 | 1262 | 330 | 735.82 | 66.65 | 86.67 | 8 | 12.01
2040 | MAPP_CA_2_IESO | MAPP_CA | IESO | Internal | Winter | B16 | 25 | 330 | 1058.59 | 87.57 | 107.58 | 8 | 12.01
2040 | MAPP_CA_2_IESO | MAPP_CA | IESO | Internal | Winter | B17 | 100 | 330 | 719.74 | 83.98 | 104 | 8 | 12.01
2040 | MAPP_CA_2_IESO | MAPP_CA | IESO | Internal | Winter | B18 | 400 | 330 | 727.42 | 81.38 | 101.39 | 8 | 12.01
2040 | MAPP_CA_2_IESO | MAPP_CA | IESO | Internal | Winter | B19 | 700 | 330 | 698.21 | 81.32 | 101.34 | 8 | 12.01
2040 | MAPP_CA_2_IESO | MAPP_CA | IESO | Internal | Winter | B20 | 935 | 330 | 717.53 | 52.69 | 72.71 | 8 | 12.01
2040 | MAPP_CA_2_MAPP_US | MAPP_CA | MAPP_US | Internal | Shoulder | B11 | 25 | 372 | 372 | 87.92 | 118.27 | 7 | 23.35
2040 | MAPP_CA_2_MAPP_US | MAPP_CA | MAPP_US | Internal | Shoulder | B12 | 200 | 372 | 372 | 84.93 | 109.27 | 7 | 17.34
2040 | MAPP_CA_2_MAPP_US | MAPP_CA | MAPP_US | Internal | Shoulder | B13 | 600 | 372 | 372 | 78.97 | 105.58 | 7 | 19.61
2040 | MAPP_CA_2_MAPP_US | MAPP_CA | MAPP_US | Internal | Shoulder | B14 | 900 | 372 | 372 | 77.93 | 104.55 | 7 | 19.61
2040 | MAPP_CA_2_MAPP_US | MAPP_CA | MAPP_US | Internal | Shoulder | B15 | 1203 | 372 | 0 | 53.6 | 52.26 | 7 | 0
2040 | MAPP_CA_2_MAPP_US | MAPP_CA | MAPP_US | Internal | Summer | B1 | 10 | 372 | 372 | 239.46 | 277.49 | 7 | 31.03
2040 | MAPP_CA_2_MAPP_US | MAPP_CA | MAPP_US | Internal | Summer | B2 | 25 | 372 | 372 | 268.84 | 299.39 | 7 | 23.55
2040 | MAPP_CA_2_MAPP_US | MAPP_CA | MAPP_US | Internal | Summer | B3 | 75 | 372 | 372 | 263.23 | 299.56 | 7 | 29.33
2040 | MAPP_CA_2_MAPP_US | MAPP_CA | MAPP_US | Internal | Summer | B4 | 100 | 372 | 372 | 201.35 | 239.7 | 7 | 31.35
2040 | MAPP_CA_2_MAPP_US | MAPP_CA | MAPP_US | Internal | Summer | B5 | 200 | 372 | 372 | 130.37 | 174.19 | 7 | 36.83
2040 | MAPP_CA_2_MAPP_US | MAPP_CA | MAPP_US | Internal | Summer | B6 | 300 | 372 | 372 | 123.04 | 167.7 | 7 | 37.66
2040 | MAPP_CA_2_MAPP_US | MAPP_CA | MAPP_US | Internal | Summer | B7 | 400 | 372 | 372 | 97.77 | 138.51 | 7 | 33.74
2040 | MAPP_CA_2_MAPP_US | MAPP_CA | MAPP_US | Internal | Summer | B8 | 500 | 372 | 372 | 86.33 | 116.17 | 7 | 22.84
2040 | MAPP_CA_2_MAPP_US | MAPP_CA | MAPP_US | Internal | Summer | B9 | 800 | 372 | 372 | 85.24 | 116.17 | 7 | 23.93
2040 | MAPP_CA_2_MAPP_US | MAPP_CA | MAPP_US | Internal | Summer | B10 | 1262 | 372 | 0 | 66.65 | 56.09 | 7 | 0
2040 | MAPP_CA_2_MAPP_US | MAPP_CA | MAPP_US | Internal | Winter | B16 | 25 | 372 | 372 | 87.57 | 113.23 | 7 | 18.66
2040 | MAPP_CA_2_MAPP_US | MAPP_CA | MAPP_US | Internal | Winter | B17 | 100 | 372 | 372 | 83.98 | 110.39 | 7 | 19.41
2040 | MAPP_CA_2_MAPP_US | MAPP_CA | MAPP_US | Internal | Winter | B18 | 400 | 372 | 372 | 81.38 | 107.94 | 7 | 19.56
2040 | MAPP_CA_2_MAPP_US | MAPP_CA | MAPP_US | Internal | Winter | B19 | 700 | 372 | 372 | 81.32 | 107.94 | 7 | 19.61
2040 | MAPP_CA_2_MAPP_US | MAPP_CA | MAPP_US | Internal | Winter | B20 | 935 | 372 | 0 | 52.69 | 52.26 | 7 | 0
2040 | MAPP_CA_2_MISO_W | MAPP_CA | MISO_W | Internal | Shoulder | B11 | 25 | 1970 | 1970 | 87.92 | 132.77 | 0.01 | 44.84
2040 | MAPP_CA_2_MISO_W | MAPP_CA | MISO_W | Internal | Shoulder | B12 | 200 | 1970 | 1970 | 84.93 | 123.77 | 0.01 | 38.83
2040 | MAPP_CA_2_MISO_W | MAPP_CA | MISO_W | Internal | Shoulder | B13 | 600 | 1970 | 1970 | 78.97 | 120.08 | 0.01 | 41.11
2040 | MAPP_CA_2_MISO_W | MAPP_CA | MISO_W | Internal | Shoulder | B14 | 900 | 1970 | 1970 | 77.93 | 119.05 | 0.01 | 41.11
2040 | MAPP_CA_2_MISO_W | MAPP_CA | MISO_W | Internal | Shoulder | B15 | 1203 | 1970 | 0 | 53.6 | 52.26 | 0.01 | 0
2040 | MAPP_CA_2_MISO_W | MAPP_CA | MISO_W | Internal | Summer | B1 | 10 | 1970 | 1970 | 239.46 | 284.49 | 0.01 | 45.02
2040 | MAPP_CA_2_MISO_W | MAPP_CA | MISO_W | Internal | Summer | B2 | 25 | 1970 | 1970 | 268.84 | 313.89 | 0.01 | 45.04
2040 | MAPP_CA_2_MISO_W | MAPP_CA | MISO_W | Internal | Summer | B3 | 75 | 1970 | 1970 | 263.23 | 308.59 | 0.01 | 45.35
2040 | MAPP_CA_2_MISO_W | MAPP_CA | MISO_W | Internal | Summer | B4 | 100 | 1970 | 1970 | 201.35 | 246.7 | 0.01 | 45.34
2040 | MAPP_CA_2_MISO_W | MAPP_CA | MISO_W | Internal | Summer | B5 | 200 | 1970 | 1970 | 130.37 | 181.19 | 0.01 | 50.81
2040 | MAPP_CA_2_MISO_W | MAPP_CA | MISO_W | Internal | Summer | B6 | 300 | 1970 | 3445.22 | 123.04 | 174.7 | 0.01 | 51.65
2040 | MAPP_CA_2_MISO_W | MAPP_CA | MISO_W | Internal | Summer | B7 | 400 | 1970 | 1970 | 97.77 | 145.51 | 0.01 | 47.72
2040 | MAPP_CA_2_MISO_W | MAPP_CA | MISO_W | Internal | Summer | B8 | 500 | 1970 | 1970 | 86.33 | 130.67 | 0.01 | 44.33
2040 | MAPP_CA_2_MISO_W | MAPP_CA | MISO_W | Internal | Summer | B9 | 800 | 1970 | 1970 | 85.24 | 124.11 | 0.01 | 38.86
2040 | MAPP_CA_2_MISO_W | MAPP_CA | MISO_W | Internal | Summer | B10 | 1262 | 1970 | 0 | 66.65 | 66.64 | 0.01 | 0
2040 | MAPP_CA_2_MISO_W | MAPP_CA | MISO_W | Internal | Winter | B16 | 25 | 1970 | 1970 | 87.57 | 127.73 | 0.01 | 40.15
2040 | MAPP_CA_2_MISO_W | MAPP_CA | MISO_W | Internal | Winter | B17 | 100 | 1970 | 1970 | 83.98 | 124.9 | 0.01 | 40.9
2040 | MAPP_CA_2_MISO_W | MAPP_CA | MISO_W | Internal | Winter | B18 | 400 | 1970 | 1970 | 81.38 | 122.44 | 0.01 | 41.05
2040 | MAPP_CA_2_MISO_W | MAPP_CA | MISO_W | Internal | Winter | B19 | 700 | 1970 | 1970 | 81.32 | 122.44 | 0.01 | 41.11
2040 | MAPP_CA_2_MISO_W | MAPP_CA | MISO_W | Internal | Winter | B20 | 935 | 1970 | 0 | 52.69 | 52.26 | 0.01 | 0
2040 | MAPP_US_2_MAPP_CA | MAPP_US | MAPP_CA | Internal | Shoulder | B11 | 25 | 165 | 0 | 118.27 | 87.92 | 7 | 0
2040 | MAPP_US_2_MAPP_CA | MAPP_US | MAPP_CA | Internal | Shoulder | B12 | 200 | 165 | 0 | 109.27 | 84.93 | 7 | 0
2040 | MAPP_US_2_MAPP_CA | MAPP_US | MAPP_CA | Internal | Shoulder | B13 | 600 | 165 | 0 | 105.58 | 78.97 | 7 | 0
2040 | MAPP_US_2_MAPP_CA | MAPP_US | MAPP_CA | Internal | Shoulder | B14 | 900 | 165 | 0 | 104.55 | 77.93 | 7 | 0
2040 | MAPP_US_2_MAPP_CA | MAPP_US | MAPP_CA | Internal | Shoulder | B15 | 1203 | 165 | 0 | 52.26 | 53.6 | 7 | 0
2040 | MAPP_US_2_MAPP_CA | MAPP_US | MAPP_CA | Internal | Summer | B1 | 10 | 165 | 0 | 277.49 | 239.46 | 7 | 0
2040 | MAPP_US_2_MAPP_CA | MAPP_US | MAPP_CA | Internal | Summer | B2 | 25 | 165 | 0 | 299.39 | 268.84 | 7 | 0
2040 | MAPP_US_2_MAPP_CA | MAPP_US | MAPP_CA | Internal | Summer | B3 | 75 | 165 | 0 | 299.56 | 263.23 | 7 | 0
2040 | MAPP_US_2_MAPP_CA | MAPP_US | MAPP_CA | Internal | Summer | B4 | 100 | 165 | 0 | 239.7 | 201.35 | 7 | 0
2040 | MAPP_US_2_MAPP_CA | MAPP_US | MAPP_CA | Internal | Summer | B5 | 200 | 165 | 0 | 174.19 | 130.37 | 7 | 0
2040 | MAPP_US_2_MAPP_CA | MAPP_US | MAPP_CA | Internal | Summer | B6 | 300 | 165 | 0 | 167.7 | 123.04 | 7 | 0
2040 | MAPP_US_2_MAPP_CA | MAPP_US | MAPP_CA | Internal | Summer | B7 | 400 | 165 | 0 | 138.51 | 97.77 | 7 | 0
2040 | MAPP_US_2_MAPP_CA | MAPP_US | MAPP_CA | Internal | Summer | B8 | 500 | 165 | 0 | 116.17 | 86.33 | 7 | 0
2040 | MAPP_US_2_MAPP_CA | MAPP_US | MAPP_CA | Internal | Summer | B9 | 800 | 165 | 0 | 116.17 | 85.24 | 7 | 0
2040 | MAPP_US_2_MAPP_CA | MAPP_US | MAPP_CA | Internal | Summer | B10 | 1262 | 165 | 865.5 | 56.09 | 66.65 | 7 | 3.56
2040 | MAPP_US_2_MAPP_CA | MAPP_US | MAPP_CA | Internal | Winter | B16 | 25 | 165 | 0 | 113.23 | 87.57 | 7 | 0
2040 | MAPP_US_2_MAPP_CA | MAPP_US | MAPP_CA | Internal | Winter | B17 | 100 | 165 | 0 | 110.39 | 83.98 | 7 | 0
2040 | MAPP_US_2_MAPP_CA | MAPP_US | MAPP_CA | Internal | Winter | B18 | 400 | 165 | 0 | 107.94 | 81.38 | 7 | 0
2040 | MAPP_US_2_MAPP_CA | MAPP_US | MAPP_CA | Internal | Winter | B19 | 700 | 165 | 0 | 107.94 | 81.32 | 7 | 0
2040 | MAPP_US_2_MAPP_CA | MAPP_US | MAPP_CA | Internal | Winter | B20 | 935 | 165 | 0 | 52.26 | 52.69 | 7 | 0
2040 | MAPP_US_2_MISO_W | MAPP_US | MISO_W | Internal | Shoulder | B11 | 25 | 2635 | 3099.82 | 118.27 | 132.77 | 7 | 7.5
2040 | MAPP_US_2_MISO_W | MAPP_US | MISO_W | Internal | Shoulder | B12 | 200 | 2635 | 5189.09 | 109.27 | 123.77 | 7 | 7.5
2040 | MAPP_US_2_MISO_W | MAPP_US | MISO_W | Internal | Shoulder | B13 | 600 | 2635 | 5292.12 | 105.58 | 120.08 | 7 | 7.5
2040 | MAPP_US_2_MISO_W | MAPP_US | MISO_W | Internal | Shoulder | B14 | 900 | 2635 | 4241.33 | 104.55 | 119.05 | 7 | 7.5
2040 | MAPP_US_2_MISO_W | MAPP_US | MISO_W | Internal | Shoulder | B15 | 1203 | 2635 | 0 | 52.26 | 52.26 | 7 | 0
2040 | MAPP_US_2_MISO_W | MAPP_US | MISO_W | Internal | Summer | B1 | 10 | 2635 | 1192.29 | 277.49 | 284.49 | 7 | 0
2040 | MAPP_US_2_MISO_W | MAPP_US | MISO_W | Internal | Summer | B2 | 25 | 2635 | 2647.64 | 299.39 | 313.89 | 7 | 7.5
2040 | MAPP_US_2_MISO_W | MAPP_US | MISO_W | Internal | Summer | B3 | 75 | 2635 | 2635 | 299.56 | 308.59 | 7 | 2.03
2040 | MAPP_US_2_MISO_W | MAPP_US | MISO_W | Internal | Summer | B4 | 100 | 2635 | 2119.54 | 239.7 | 246.7 | 7 | 0
2040 | MAPP_US_2_MISO_W | MAPP_US | MISO_W | Internal | Summer | B5 | 200 | 2635 | 1245.09 | 174.19 | 181.19 | 7 | 0
2040 | MAPP_US_2_MISO_W | MAPP_US | MISO_W | Internal | Summer | B6 | 300 | 2635 | 1033 | 167.7 | 174.7 | 7 | 0
2040 | MAPP_US_2_MISO_W | MAPP_US | MISO_W | Internal | Summer | B7 | 400 | 2635 | 2427.93 | 138.51 | 145.51 | 7 | 0
2040 | MAPP_US_2_MISO_W | MAPP_US | MISO_W | Internal | Summer | B8 | 500 | 2635 | 2990.86 | 116.17 | 130.67 | 7 | 7.5
2040 | MAPP_US_2_MISO_W | MAPP_US | MISO_W | Internal | Summer | B9 | 800 | 2635 | 2635 | 116.17 | 124.11 | 7 | 0.94
2040 | MAPP_US_2_MISO_W | MAPP_US | MISO_W | Internal | Summer | B10 | 1262 | 2635 | 2635 | 56.09 | 66.64 | 7 | 3.55
2040 | MAPP_US_2_MISO_W | MAPP_US | MISO_W | Internal | Winter | B16 | 25 | 2635 | 7258.88 | 113.23 | 127.73 | 7 | 7.5
2040 | MAPP_US_2_MISO_W | MAPP_US | MISO_W | Internal | Winter | B17 | 100 | 2635 | 6115.16 | 110.39 | 124.9 | 7 | 7.5
2040 | MAPP_US_2_MISO_W | MAPP_US | MISO_W | Internal | Winter | B18 | 400 | 2635 | 5837.59 | 107.94 | 122.44 | 7 | 7.5
2040 | MAPP_US_2_MISO_W | MAPP_US | MISO_W | Internal | Winter | B19 | 700 | 2635 | 4321.6 | 107.94 | 122.44 | 7 | 7.5
2040 | MAPP_US_2_MISO_W | MAPP_US | MISO_W | Internal | Winter | B20 | 935 | 2635 | 0 | 52.26 | 52.26 | 7 | 0
2040 | MAPP_US_2_NE | MAPP_US | NE | Internal | Shoulder | B11 | 25 | 2000 | 0 | 118.27 | 114.27 | 7 | 0
2040 | MAPP_US_2_NE | MAPP_US | NE | Internal | Shoulder | B12 | 200 | 2000 | 0 | 109.27 | 104.27 | 7 | 0
2040 | MAPP_US_2_NE | MAPP_US | NE | Internal | Shoulder | B13 | 600 | 2000 | 0 | 105.58 | 97.32 | 7 | 0
2040 | MAPP_US_2_NE | MAPP_US | NE | Internal | Shoulder | B14 | 900 | 2000 | 0 | 104.55 | 96.28 | 7 | 0
2040 | MAPP_US_2_NE | MAPP_US | NE | Internal | Shoulder | B15 | 1203 | 2000 | 0 | 52.26 | 29.49 | 7 | 0
2040 | MAPP_US_2_NE | MAPP_US | NE | Internal | Summer | B1 | 10 | 2000 | 0 | 277.49 | 274.93 | 7 | 0
2040 | MAPP_US_2_NE | MAPP_US | NE | Internal | Summer | B2 | 25 | 2000 | 0 | 299.39 | 294.39 | 7 | 0
2040 | MAPP_US_2_NE | MAPP_US | NE | Internal | Summer | B3 | 75 | 2000 | 0 | 299.56 | 294.56 | 7 | 0
2040 | MAPP_US_2_NE | MAPP_US | NE | Internal | Summer | B4 | 100 | 2000 | 0 | 239.7 | 241.38 | 7 | 0
2040 | MAPP_US_2_NE | MAPP_US | NE | Internal | Summer | B5 | 200 | 2000 | 107.59 | 174.19 | 181.19 | 7 | 0
2040 | MAPP_US_2_NE | MAPP_US | NE | Internal | Summer | B6 | 300 | 2000 | 542.74 | 167.7 | 174.7 | 7 | 0
2040 | MAPP_US_2_NE | MAPP_US | NE | Internal | Summer | B7 | 400 | 2000 | 0 | 138.51 | 140.51 | 7 | 0
2040 | MAPP_US_2_NE | MAPP_US | NE | Internal | Summer | B8 | 500 | 2000 | 0 | 116.17 | 118.1 | 7 | 0
2040 | MAPP_US_2_NE | MAPP_US | NE | Internal | Summer | B9 | 800 | 2000 | 0 | 116.17 | 111.17 | 7 | 0
2040 | MAPP_US_2_NE | MAPP_US | NE | Internal | Summer | B10 | 1262 | 2000 | 0 | 56.09 | 51.09 | 7 | 0
2040 | MAPP_US_2_NE | MAPP_US | NE | Internal | Winter | B16 | 25 | 2000 | 0 | 113.23 | 104.19 | 7 | 0
2040 | MAPP_US_2_NE | MAPP_US | NE | Internal | Winter | B17 | 100 | 2000 | 0 | 110.39 | 101.35 | 7 | 0
2040 | MAPP_US_2_NE | MAPP_US | NE | Internal | Winter | B18 | 400 | 2000 | 0 | 107.94 | 99.72 | 7 | 0
2040 | MAPP_US_2_NE | MAPP_US | NE | Internal | Winter | B19 | 700 | 2000 | 0 | 107.94 | 99.67 | 7 | 0
2040 | MAPP_US_2_NE | MAPP_US | NE | Internal | Winter | B20 | 935 | 2000 | 0 | 52.26 | 29.49 | 7 | 0
2040 | MARITIMES_2_NEISO | MARITIMES | NEISO | Internal | Shoulder | B11 | 25 | 99999 | 1720.73 | 133.56 | 133.57 | 0.01 | 0
2040 | MARITIMES_2_NEISO | MARITIMES | NEISO | Internal | Shoulder | B12 | 200 | 99999 | 1717.52 | 127.57 | 127.58 | 0.01 | 0
2040 | MARITIMES_2_NEISO | MARITIMES | NEISO | Internal | Shoulder | B13 | 600 | 99999 | 1704.86 | 123.88 | 123.89 | 0.01 | 0
2040 | MARITIMES_2_NEISO | MARITIMES | NEISO | Internal | Shoulder | B14 | 900 | 99999 | 1682.71 | 122.85 | 122.86 | 0.01 | 0
2040 | MARITIMES_2_NEISO | MARITIMES | NEISO | Internal | Shoulder | B15 | 1203 | 99999 | 648.08 | 87.44 | 87.45 | 0.01 | 0
2040 | MARITIMES_2_NEISO | MARITIMES | NEISO | Internal | Summer | B1 | 10 | 99999 | 1900.1 | 312.28 | 312.29 | 0.01 | 0
2040 | MARITIMES_2_NEISO | MARITIMES | NEISO | Internal | Summer | B2 | 25 | 99999 | 1878.84 | 360.51 | 360.52 | 0.01 | 0
2040 | MARITIMES_2_NEISO | MARITIMES | NEISO | Internal | Summer | B3 | 75 | 99999 | 1836.48 | 326.63 | 326.65 | 0.01 | 0
2040 | MARITIMES_2_NEISO | MARITIMES | NEISO | Internal | Summer | B4 | 100 | 99999 | 1800.07 | 250.73 | 250.74 | 0.01 | 0
2040 | MARITIMES_2_NEISO | MARITIMES | NEISO | Internal | Summer | B5 | 200 | 99999 | 1780.26 | 174.27 | 174.28 | 0.01 | 0
2040 | MARITIMES_2_NEISO | MARITIMES | NEISO | Internal | Summer | B6 | 300 | 99999 | 1757.92 | 157.43 | 157.44 | 0.01 | 0
2040 | MARITIMES_2_NEISO | MARITIMES | NEISO | Internal | Summer | B7 | 400 | 99999 | 1732.32 | 150.98 | 151 | 0.01 | 0
2040 | MARITIMES_2_NEISO | MARITIMES | NEISO | Internal | Summer | B8 | 500 | 99999 | 1712.2 | 149.03 | 149.04 | 0.01 | 0
2040 | MARITIMES_2_NEISO | MARITIMES | NEISO | Internal | Summer | B9 | 800 | 99999 | 1687.55 | 135.48 | 135.49 | 0.01 | 0
2040 | MARITIMES_2_NEISO | MARITIMES | NEISO | Internal | Summer | B10 | 1262 | 99999 | 465.16 | 116.29 | 116.3 | 0.01 | 0
2040 | MARITIMES_2_NEISO | MARITIMES | NEISO | Internal | Winter | B16 | 25 | 99999 | 1765.33 | 131.53 | 131.54 | 0.01 | 0
2040 | MARITIMES_2_NEISO | MARITIMES | NEISO | Internal | Winter | B17 | 100 | 99999 | 1747.44 | 128.7 | 128.71 | 0.01 | 0
2040 | MARITIMES_2_NEISO | MARITIMES | NEISO | Internal | Winter | B18 | 400 | 99999 | 1733.75 | 126.24 | 126.25 | 0.01 | 0
2040 | MARITIMES_2_NEISO | MARITIMES | NEISO | Internal | Winter | B19 | 700 | 99999 | 1708.24 | 126.24 | 126.25 | 0.01 | 0
2040 | MARITIMES_2_NEISO | MARITIMES | NEISO | Internal | Winter | B20 | 935 | 99999 | 723.43 | 85.85 | 85.86 | 0.01 | 0
2040 | MISO_IN_2_MISO_MI | MISO_IN | MISO_MI | Internal | Shoulder | B11 | 25 | 5000 | 2549.3 | 153.89 | 153.9 | 0.01 | 0
2040 | MISO_IN_2_MISO_MI | MISO_IN | MISO_MI | Internal | Shoulder | B12 | 200 | 5000 | 2935.05 | 150.89 | 150.9 | 0.01 | 0
2040 | MISO_IN_2_MISO_MI | MISO_IN | MISO_MI | Internal | Shoulder | B13 | 600 | 5000 | 2569.63 | 144.93 | 144.94 | 0.01 | 0
2040 | MISO_IN_2_MISO_MI | MISO_IN | MISO_MI | Internal | Shoulder | B14 | 900 | 5000 | 4441.9 | 143.9 | 143.91 | 0.01 | 0
2040 | MISO_IN_2_MISO_MI | MISO_IN | MISO_MI | Internal | Shoulder | B15 | 1203 | 5000 | 5000 | 77.11 | 82.8 | 0.01 | 5.68
2040 | MISO_IN_2_MISO_MI | MISO_IN | MISO_MI | Internal | Summer | B1 | 10 | 5000 | 543.52 | 305.42 | 305.44 | 0.01 | 0
2040 | MISO_IN_2_MISO_MI | MISO_IN | MISO_MI | Internal | Summer | B2 | 25 | 5000 | 0 | 334.82 | 334.81 | 0.01 | 0
2040 | MISO_IN_2_MISO_MI | MISO_IN | MISO_MI | Internal | Summer | B3 | 75 | 5000 | 0 | 329.23 | 329.21 | 0.01 | 0
2040 | MISO_IN_2_MISO_MI | MISO_IN | MISO_MI | Internal | Summer | B4 | 100 | 5000 | 0 | 267.34 | 267.33 | 0.01 | 0
2040 | MISO_IN_2_MISO_MI | MISO_IN | MISO_MI | Internal | Summer | B5 | 200 | 5000 | 0 | 196.36 | 196.34 | 0.01 | 0
2040 | MISO_IN_2_MISO_MI | MISO_IN | MISO_MI | Internal | Summer | B6 | 300 | 5000 | 3952.89 | 177.41 | 177.42 | 0.01 | 0
2040 | MISO_IN_2_MISO_MI | MISO_IN | MISO_MI | Internal | Summer | B7 | 400 | 5000 | 2681.09 | 163.74 | 163.75 | 0.01 | 0
2040 | MISO_IN_2_MISO_MI | MISO_IN | MISO_MI | Internal | Summer | B8 | 500 | 5000 | 3602.35 | 152.29 | 152.3 | 0.01 | 0
2040 | MISO_IN_2_MISO_MI | MISO_IN | MISO_MI | Internal | Summer | B9 | 800 | 5000 | 0 | 151.23 | 151.22 | 0.01 | 0
2040 | MISO_IN_2_MISO_MI | MISO_IN | MISO_MI | Internal | Summer | B10 | 1262 | 5000 | 5000 | 91.49 | 97.18 | 0.01 | 5.68
2040 | MISO_IN_2_MISO_MI | MISO_IN | MISO_MI | Internal | Winter | B16 | 25 | 5000 | 3102.75 | 153.53 | 153.54 | 0.01 | 0
2040 | MISO_IN_2_MISO_MI | MISO_IN | MISO_MI | Internal | Winter | B17 | 100 | 5000 | 2487.97 | 149.95 | 149.96 | 0.01 | 0
2040 | MISO_IN_2_MISO_MI | MISO_IN | MISO_MI | Internal | Winter | B18 | 400 | 5000 | 1327.44 | 147.34 | 147.35 | 0.01 | 0
2040 | MISO_IN_2_MISO_MI | MISO_IN | MISO_MI | Internal | Winter | B19 | 700 | 5000 | 2957.19 | 147.29 | 147.3 | 0.01 | 0
2040 | MISO_IN_2_MISO_MI | MISO_IN | MISO_MI | Internal | Winter | B20 | 935 | 5000 | 5000 | 77.11 | 82.8 | 0.01 | 5.68
2040 | MISO_IN_2_MISO_MO-IL | MISO_IN | MISO_MO-IL | Internal | Shoulder | B11 | 25 | 5000 | 1018.41 | 153.89 | 153.9 | 0.01 | 0
2040 | MISO_IN_2_MISO_MO-IL | MISO_IN | MISO_MO-IL | Internal | Shoulder | B12 | 200 | 5000 | 0 | 150.89 | 144.9 | 0.01 | 0
2040 | MISO_IN_2_MISO_MO-IL | MISO_IN | MISO_MO-IL | Internal | Shoulder | B13 | 600 | 5000 | 0 | 144.93 | 138.94 | 0.01 | 0
2040 | MISO_IN_2_MISO_MO-IL | MISO_IN | MISO_MO-IL | Internal | Shoulder | B14 | 900 | 5000 | 0 | 143.9 | 137.9 | 0.01 | 0
2040 | MISO_IN_2_MISO_MO-IL | MISO_IN | MISO_MO-IL | Internal | Shoulder | B15 | 1203 | 5000 | 0 | 77.11 | 71.11 | 0.01 | 0
2040 | MISO_IN_2_MISO_MO-IL | MISO_IN | MISO_MO-IL | Internal | Summer | B1 | 10 | 5000 | 0 | 305.42 | 303.34 | 0.01 | 0
2040 | MISO_IN_2_MISO_MO-IL | MISO_IN | MISO_MO-IL | Internal | Summer | B2 | 25 | 5000 | 5000 | 334.82 | 335.01 | 0.01 | 0.17
2040 | MISO_IN_2_MISO_MO-IL | MISO_IN | MISO_MO-IL | Internal | Summer | B3 | 75 | 5000 | 5000 | 329.23 | 329.72 | 0.01 | 0.47
2040 | MISO_IN_2_MISO_MO-IL | MISO_IN | MISO_MO-IL | Internal | Summer | B4 | 100 | 5000 | 5000 | 267.34 | 267.82 | 0.01 | 0.47
2040 | MISO_IN_2_MISO_MO-IL | MISO_IN | MISO_MO-IL | Internal | Summer | B5 | 200 | 5000 | 9234.25 | 196.36 | 199.25 | 0.01 | 2.88
2040 | MISO_IN_2_MISO_MO-IL | MISO_IN | MISO_MO-IL | Internal | Summer | B6 | 300 | 5000 | 5000 | 177.41 | 179.71 | 0.01 | 2.29
2040 | MISO_IN_2_MISO_MO-IL | MISO_IN | MISO_MO-IL | Internal | Summer | B7 | 400 | 5000 | 6017.43 | 163.74 | 166.63 | 0.01 | 2.88
2040 | MISO_IN_2_MISO_MO-IL | MISO_IN | MISO_MO-IL | Internal | Summer | B8 | 500 | 5000 | 0 | 152.29 | 151.79 | 0.01 | 0
2040 | MISO_IN_2_MISO_MO-IL | MISO_IN | MISO_MO-IL | Internal | Summer | B9 | 800 | 5000 | 0 | 151.23 | 145.23 | 0.01 | 0
2040 | MISO_IN_2_MISO_MO-IL | MISO_IN | MISO_MO-IL | Internal | Summer | B10 | 1262 | 5000 | 0 | 91.49 | 85.49 | 0.01 | 0
2040 | MISO_IN_2_MISO_MO-IL | MISO_IN | MISO_MO-IL | Internal | Winter | B16 | 25 | 5000 | 0 | 153.53 | 148.85 | 0.01 | 0
2040 | MISO_IN_2_MISO_MO-IL | MISO_IN | MISO_MO-IL | Internal | Winter | B17 | 100 | 5000 | 0 | 149.95 | 143.95 | 0.01 | 0
2040 | MISO_IN_2_MISO_MO-IL | MISO_IN | MISO_MO-IL | Internal | Winter | B18 | 400 | 5000 | 0 | 147.34 | 141.35 | 0.01 | 0
2040 | MISO_IN_2_MISO_MO-IL | MISO_IN | MISO_MO-IL | Internal | Winter | B19 | 700 | 5000 | 0 | 147.29 | 141.29 | 0.01 | 0
2040 | MISO_IN_2_MISO_MO-IL | MISO_IN | MISO_MO-IL | Internal | Winter | B20 | 935 | 5000 | 0 | 77.11 | 71.11 | 0.01 | 0
2040 | MISO_IN_2_NonRTO_Midwest | MISO_IN | NonRTO_Midwest | Internal | Shoulder | B11 | 25 | 4800 | 0 | 153.89 | 157.84 | 8 | 0
2040 | MISO_IN_2_NonRTO_Midwest | MISO_IN | NonRTO_Midwest | Internal | Shoulder | B12 | 200 | 4800 | 0 | 150.89 | 157.67 | 8 | 0
2040 | MISO_IN_2_NonRTO_Midwest | MISO_IN | NonRTO_Midwest | Internal | Shoulder | B13 | 600 | 4800 | 1375.17 | 144.93 | 152.93 | 8 | 0
2040 | MISO_IN_2_NonRTO_Midwest | MISO_IN | NonRTO_Midwest | Internal | Shoulder | B14 | 900 | 4800 | 1657.97 | 143.9 | 151.9 | 8 | 0
2040 | MISO_IN_2_NonRTO_Midwest | MISO_IN | NonRTO_Midwest | Internal | Shoulder | B15 | 1203 | 4800 | 930.3 | 77.11 | 85.11 | 8 | 0
2040 | MISO_IN_2_NonRTO_Midwest | MISO_IN | NonRTO_Midwest | Internal | Summer | B1 | 10 | 4800 | 688.48 | 305.42 | 313.42 | 8 | 0
2040 | MISO_IN_2_NonRTO_Midwest | MISO_IN | NonRTO_Midwest | Internal | Summer | B2 | 25 | 4800 | 509.82 | 334.82 | 342.82 | 8 | 0
2040 | MISO_IN_2_NonRTO_Midwest | MISO_IN | NonRTO_Midwest | Internal | Summer | B3 | 75 | 4800 | 60.12 | 329.23 | 337.23 | 8 | 0
2040 | MISO_IN_2_NonRTO_Midwest | MISO_IN | NonRTO_Midwest | Internal | Summer | B4 | 100 | 4800 | 0 | 267.34 | 275.3 | 8 | 0
2040 | MISO_IN_2_NonRTO_Midwest | MISO_IN | NonRTO_Midwest | Internal | Summer | B5 | 200 | 4800 | 0 | 196.36 | 199.25 | 8 | 0
2040 | MISO_IN_2_NonRTO_Midwest | MISO_IN | NonRTO_Midwest | Internal | Summer | B6 | 300 | 4800 | 0 | 177.41 | 177.42 | 8 | 0
2040 | MISO_IN_2_NonRTO_Midwest | MISO_IN | NonRTO_Midwest | Internal | Summer | B7 | 400 | 4800 | 0 | 163.74 | 166.63 | 8 | 0
2040 | MISO_IN_2_NonRTO_Midwest | MISO_IN | NonRTO_Midwest | Internal | Summer | B8 | 500 | 4800 | 0 | 152.29 | 156.1 | 8 | 0
2040 | MISO_IN_2_NonRTO_Midwest | MISO_IN | NonRTO_Midwest | Internal | Summer | B9 | 800 | 4800 | 0 | 151.23 | 156.1 | 8 | 0
2040 | MISO_IN_2_NonRTO_Midwest | MISO_IN | NonRTO_Midwest | Internal | Summer | B10 | 1262 | 4800 | 0 | 91.49 | 87.82 | 8 | 0
2040 | MISO_IN_2_NonRTO_Midwest | MISO_IN | NonRTO_Midwest | Internal | Winter | B16 | 25 | 4800 | 1081.85 | 153.53 | 161.53 | 8 | 0
2040 | MISO_IN_2_NonRTO_Midwest | MISO_IN | NonRTO_Midwest | Internal | Winter | B17 | 100 | 4800 | 1879.68 | 149.95 | 157.95 | 8 | 0
2040 | MISO_IN_2_NonRTO_Midwest | MISO_IN | NonRTO_Midwest | Internal | Winter | B18 | 400 | 4800 | 1118.46 | 147.34 | 155.34 | 8 | 0
2040 | MISO_IN_2_NonRTO_Midwest | MISO_IN | NonRTO_Midwest | Internal | Winter | B19 | 700 | 4800 | 749.14 | 147.29 | 155.29 | 8 | 0
2040 | MISO_IN_2_NonRTO_Midwest | MISO_IN | NonRTO_Midwest | Internal | Winter | B20 | 935 | 4800 | 538.02 | 77.11 | 85.11 | 8 | 0
2040 | MISO_IN_2_PJM_ROR | MISO_IN | PJM_ROR | Internal | Shoulder | B11 | 25 | 992 | 992 | 153.89 | 159.84 | 2 | 3.95
2040 | MISO_IN_2_PJM_ROR | MISO_IN | PJM_ROR | Internal | Shoulder | B12 | 200 | 992 | 992 | 150.89 | 153.83 | 2 | 0.94
2040 | MISO_IN_2_PJM_ROR | MISO_IN | PJM_ROR | Internal | Shoulder | B13 | 600 | 992 | 992 | 144.93 | 150.14 | 2 | 3.21
2040 | MISO_IN_2_PJM_ROR | MISO_IN | PJM_ROR | Internal | Shoulder | B14 | 900 | 992 | 992 | 143.9 | 149.11 | 2 | 3.21
2040 | MISO_IN_2_PJM_ROR | MISO_IN | PJM_ROR | Internal | Shoulder | B15 | 1203 | 992 | 992 | 77.11 | 82.31 | 2 | 3.21
2040 | MISO_IN_2_PJM_ROR | MISO_IN | PJM_ROR | Internal | Summer | B1 | 10 | 992 | 15718.53 | 305.42 | 314.54 | 2 | 7.12
2040 | MISO_IN_2_PJM_ROR | MISO_IN | PJM_ROR | Internal | Summer | B2 | 25 | 992 | 7358.43 | 334.82 | 343.94 | 2 | 7.12
2040 | MISO_IN_2_PJM_ROR | MISO_IN | PJM_ROR | Internal | Summer | B3 | 75 | 992 | 9389.21 | 329.23 | 338.35 | 2 | 7.12
2040 | MISO_IN_2_PJM_ROR | MISO_IN | PJM_ROR | Internal | Summer | B4 | 100 | 992 | 5097.55 | 267.34 | 276.46 | 2 | 7.12
2040 | MISO_IN_2_PJM_ROR | MISO_IN | PJM_ROR | Internal | Summer | B5 | 200 | 992 | 992 | 196.36 | 200.54 | 2 | 2.19
2040 | MISO_IN_2_PJM_ROR | MISO_IN | PJM_ROR | Internal | Summer | B6 | 300 | 992 | 992 | 177.41 | 179.42 | 2 | 0.01
2040 | MISO_IN_2_PJM_ROR | MISO_IN | PJM_ROR | Internal | Summer | B7 | 400 | 992 | 992 | 163.74 | 170.88 | 2 | 5.14
2040 | MISO_IN_2_PJM_ROR | MISO_IN | PJM_ROR | Internal | Summer | B8 | 500 | 992 | 992 | 152.29 | 160.72 | 2 | 6.43
2040 | MISO_IN_2_PJM_ROR | MISO_IN | PJM_ROR | Internal | Summer | B9 | 800 | 992 | 0 | 151.23 | 152.06 | 2 | 0
2040 | MISO_IN_2_PJM_ROR | MISO_IN | PJM_ROR | Internal | Summer | B10 | 1262 | 992 | 992 | 91.49 | 96.69 | 2 | 3.21
2040 | MISO_IN_2_PJM_ROR | MISO_IN | PJM_ROR | Internal | Winter | B16 | 25 | 992 | 992 | 153.53 | 157.78 | 2 | 2.25
2040 | MISO_IN_2_PJM_ROR | MISO_IN | PJM_ROR | Internal | Winter | B17 | 100 | 992 | 992 | 149.95 | 154.95 | 2 | 3
2040 | MISO_IN_2_PJM_ROR | MISO_IN | PJM_ROR | Internal | Winter | B18 | 400 | 992 | 992 | 147.34 | 152.49 | 2 | 3.15
2040 | MISO_IN_2_PJM_ROR | MISO_IN | PJM_ROR | Internal | Winter | B19 | 700 | 992 | 992 | 147.29 | 152.49 | 2 | 3.21
2040 | MISO_IN_2_PJM_ROR | MISO_IN | PJM_ROR | Internal | Winter | B20 | 935 | 992 | 992 | 77.11 | 82.31 | 2 | 3.21
2040 | MISO_MI_2_MISO_IN | MISO_MI | MISO_IN | Internal | Shoulder | B11 | 25 | 2045 | 0 | 153.9 | 153.89 | 0.01 | 0
2040 | MISO_MI_2_MISO_IN | MISO_MI | MISO_IN | Internal | Shoulder | B12 | 200 | 2045 | 0 | 150.9 | 150.89 | 0.01 | 0
2040 | MISO_MI_2_MISO_IN | MISO_MI | MISO_IN | Internal | Shoulder | B13 | 600 | 2045 | 0 | 144.94 | 144.93 | 0.01 | 0
2040 | MISO_MI_2_MISO_IN | MISO_MI | MISO_IN | Internal | Shoulder | B14 | 900 | 2045 | 0 | 143.91 | 143.9 | 0.01 | 0
2040 | MISO_MI_2_MISO_IN | MISO_MI | MISO_IN | Internal | Shoulder | B15 | 1203 | 2045 | 0 | 82.8 | 77.11 | 0.01 | 0
2040 | MISO_MI_2_MISO_IN | MISO_MI | MISO_IN | Internal | Summer | B1 | 10 | 2045 | 0 | 305.44 | 305.42 | 0.01 | 0
2040 | MISO_MI_2_MISO_IN | MISO_MI | MISO_IN | Internal | Summer | B2 | 25 | 2045 | 728.04 | 334.81 | 334.82 | 0.01 | 0
2040 | MISO_MI_2_MISO_IN | MISO_MI | MISO_IN | Internal | Summer | B3 | 75 | 2045 | 2415.05 | 329.21 | 329.23 | 0.01 | 0.01
2040 | MISO_MI_2_MISO_IN | MISO_MI | MISO_IN | Internal | Summer | B4 | 100 | 2045 | 1691.54 | 267.33 | 267.34 | 0.01 | 0
2040 | MISO_MI_2_MISO_IN | MISO_MI | MISO_IN | Internal | Summer | B5 | 200 | 2045 | 1044.32 | 196.34 | 196.36 | 0.01 | 0
2040 | MISO_MI_2_MISO_IN | MISO_MI | MISO_IN | Internal | Summer | B6 | 300 | 2045 | 0 | 177.42 | 177.41 | 0.01 | 0
2040 | MISO_MI_2_MISO_IN | MISO_MI | MISO_IN | Internal | Summer | B7 | 400 | 2045 | 0 | 163.75 | 163.74 | 0.01 | 0
2040 | MISO_MI_2_MISO_IN | MISO_MI | MISO_IN | Internal | Summer | B8 | 500 | 2045 | 0 | 152.3 | 152.29 | 0.01 | 0
2040 | MISO_MI_2_MISO_IN | MISO_MI | MISO_IN | Internal | Summer | B9 | 800 | 2045 | 511.46 | 151.22 | 151.23 | 0.01 | 0
2040 | MISO_MI_2_MISO_IN | MISO_MI | MISO_IN | Internal | Summer | B10 | 1262 | 2045 | 0 | 97.18 | 91.49 | 0.01 | 0
2040 | MISO_MI_2_MISO_IN | MISO_MI | MISO_IN | Internal | Winter | B16 | 25 | 2045 | 0 | 153.54 | 153.53 | 0.01 | 0
2040 | MISO_MI_2_MISO_IN | MISO_MI | MISO_IN | Internal | Winter | B17 | 100 | 2045 | 0 | 149.96 | 149.95 | 0.01 | 0
2040 | MISO_MI_2_MISO_IN | MISO_MI | MISO_IN | Internal | Winter | B18 | 400 | 2045 | 0 | 147.35 | 147.34 | 0.01 | 0
2040 | MISO_MI_2_MISO_IN | MISO_MI | MISO_IN | Internal | Winter | B19 | 700 | 2045 | 0 | 147.3 | 147.29 | 0.01 | 0
2040 | MISO_MI_2_MISO_IN | MISO_MI | MISO_IN | Internal | Winter | B20 | 935 | 2045 | 0 | 82.8 | 77.11 | 0.01 | 0
2040 | MISO_MI_2_MISO_WUMS | MISO_MI | MISO_WUMS | Internal | Shoulder | B11 | 25 | 117 | 117 | 153.9 | 154.01 | 0.01 | 0.1
2040 | MISO_MI_2_MISO_WUMS | MISO_MI | MISO_WUMS | Internal | Shoulder | B12 | 200 | 117 | 0 | 150.9 | 149.72 | 0.01 | 0
2040 | MISO_MI_2_MISO_WUMS | MISO_MI | MISO_WUMS | Internal | Shoulder | B13 | 600 | 117 | 117 | 144.94 | 146.03 | 0.01 | 1.08
2040 | MISO_MI_2_MISO_WUMS | MISO_MI | MISO_WUMS | Internal | Shoulder | B14 | 900 | 117 | 117 | 143.91 | 145 | 0.01 | 1.08
2040 | MISO_MI_2_MISO_WUMS | MISO_MI | MISO_WUMS | Internal | Shoulder | B15 | 1203 | 117 | 0 | 82.8 | 78.21 | 0.01 | 0
2040 | MISO_MI_2_MISO_WUMS | MISO_MI | MISO_WUMS | Internal | Summer | B1 | 10 | 117 | 0 | 305.44 | 304.19 | 0.01 | 0
2040 | MISO_MI_2_MISO_WUMS | MISO_MI | MISO_WUMS | Internal | Summer | B2 | 25 | 117 | 0 | 334.81 | 333.59 | 0.01 | 0
2040 | MISO_MI_2_MISO_WUMS | MISO_MI | MISO_WUMS | Internal | Summer | B3 | 75 | 117 | 0 | 329.21 | 328 | 0.01 | 0
2040 | MISO_MI_2_MISO_WUMS | MISO_MI | MISO_WUMS | Internal | Summer | B4 | 100 | 117 | 0 | 267.33 | 266.1 | 0.01 | 0
2040 | MISO_MI_2_MISO_WUMS | MISO_MI | MISO_WUMS | Internal | Summer | B5 | 200 | 117 | 0 | 196.34 | 191.75 | 0.01 | 0
2040 | MISO_MI_2_MISO_WUMS | MISO_MI | MISO_WUMS | Internal | Summer | B6 | 300 | 117 | 0 | 177.42 | 177.31 | 0.01 | 0
2040 | MISO_MI_2_MISO_WUMS | MISO_MI | MISO_WUMS | Internal | Summer | B7 | 400 | 117 | 246.39 | 163.75 | 165.6 | 0.01 | 1.83
2040 | MISO_MI_2_MISO_WUMS | MISO_MI | MISO_WUMS | Internal | Summer | B8 | 500 | 117 | 428.18 | 152.3 | 154.15 | 0.01 | 1.83
2040 | MISO_MI_2_MISO_WUMS | MISO_MI | MISO_WUMS | Internal | Summer | B9 | 800 | 117 | 0 | 151.22 | 150.06 | 0.01 | 0
2040 | MISO_MI_2_MISO_WUMS | MISO_MI | MISO_WUMS | Internal | Summer | B10 | 1262 | 117 | 0 | 97.18 | 92.59 | 0.01 | 0
2040 | MISO_MI_2_MISO_WUMS | MISO_MI | MISO_WUMS | Internal | Winter | B16 | 25 | 117 | 117 | 153.54 | 153.68 | 0.01 | 0.12
2040 | MISO_MI_2_MISO_WUMS | MISO_MI | MISO_WUMS | Internal | Winter | B17 | 100 | 117 | 117 | 149.96 | 150.84 | 0.01 | 0.87
2040 | MISO_MI_2_MISO_WUMS | MISO_MI | MISO_WUMS | Internal | Winter | B18 | 400 | 117 | 117 | 147.35 | 148.39 | 0.01 | 1.02
2040 | MISO_MI_2_MISO_WUMS | MISO_MI | MISO_WUMS | Internal | Winter | B19 | 700 | 117 | 117 | 147.3 | 148.39 | 0.01 | 1.08
2040 | MISO_MI_2_MISO_WUMS | MISO_MI | MISO_WUMS | Internal | Winter | B20 | 935 | 117 | 0 | 82.8 | 78.21 | 0.01 | 0
2040 | MISO_MI_2_PJM_ROR | MISO_MI | PJM_ROR | Internal | Shoulder | B11 | 25 | 1424 | 1424 | 153.9 | 159.84 | 2 | 3.94
2040 | MISO_MI_2_PJM_ROR | MISO_MI | PJM_ROR | Internal | Shoulder | B12 | 200 | 1424 | 1424 | 150.9 | 153.83 | 2 | 0.92
2040 | MISO_MI_2_PJM_ROR | MISO_MI | PJM_ROR | Internal | Shoulder | B13 | 600 | 1424 | 1424 | 144.94 | 150.14 | 2 | 3.19
2040 | MISO_MI_2_PJM_ROR | MISO_MI | PJM_ROR | Internal | Shoulder | B14 | 900 | 1424 | 1424 | 143.91 | 149.11 | 2 | 3.19
2040 | MISO_MI_2_PJM_ROR | MISO_MI | PJM_ROR | Internal | Shoulder | B15 | 1203 | 1424 | 0 | 82.8 | 82.31 | 2 | 0
2040 | MISO_MI_2_PJM_ROR | MISO_MI | PJM_ROR | Internal | Summer | B1 | 10 | 1424 | 1424 | 305.44 | 314.54 | 2 | 7.1
2040 | MISO_MI_2_PJM_ROR | MISO_MI | PJM_ROR | Internal | Summer | B2 | 25 | 1424 | 1424 | 334.81 | 343.94 | 2 | 7.13
2040 | MISO_MI_2_PJM_ROR | MISO_MI | PJM_ROR | Internal | Summer | B3 | 75 | 1424 | 1424 | 329.21 | 338.35 | 2 | 7.14
2040 | MISO_MI_2_PJM_ROR | MISO_MI | PJM_ROR | Internal | Summer | B4 | 100 | 1424 | 1424 | 267.33 | 276.46 | 2 | 7.13
2040 | MISO_MI_2_PJM_ROR | MISO_MI | PJM_ROR | Internal | Summer | B5 | 200 | 1424 | 1424 | 196.34 | 200.54 | 2 | 2.2
2040 | MISO_MI_2_PJM_ROR | MISO_MI | PJM_ROR | Internal | Summer | B6 | 300 | 1424 | 1174.36 | 177.42 | 179.42 | 2 | 0
2040 | MISO_MI_2_PJM_ROR | MISO_MI | PJM_ROR | Internal | Summer | B7 | 400 | 1424 | 1424 | 163.75 | 170.88 | 2 | 5.13
2040 | MISO_MI_2_PJM_ROR | MISO_MI | PJM_ROR | Internal | Summer | B8 | 500 | 1424 | 1424 | 152.3 | 160.72 | 2 | 6.42
2040 | MISO_MI_2_PJM_ROR | MISO_MI | PJM_ROR | Internal | Summer | B9 | 800 | 1424 | 0 | 151.22 | 152.06 | 2 | 0
2040 | MISO_MI_2_PJM_ROR | MISO_MI | PJM_ROR | Internal | Summer | B10 | 1262 | 1424 | 0 | 97.18 | 96.69 | 2 | 0
2040 | MISO_MI_2_PJM_ROR | MISO_MI | PJM_ROR | Internal | Winter | B16 | 25 | 1424 | 1424 | 153.54 | 157.78 | 2 | 2.24
2040 | MISO_MI_2_PJM_ROR | MISO_MI | PJM_ROR | Internal | Winter | B17 | 100 | 1424 | 1424 | 149.96 | 154.95 | 2 | 2.99
2040 | MISO_MI_2_PJM_ROR | MISO_MI | PJM_ROR | Internal | Winter | B18 | 400 | 1424 | 1424 | 147.35 | 152.49 | 2 | 3.14
2040 | MISO_MI_2_PJM_ROR | MISO_MI | PJM_ROR | Internal | Winter | B19 | 700 | 1424 | 1424 | 147.3 | 152.49 | 2 | 3.19
2040 | MISO_MI_2_PJM_ROR | MISO_MI | PJM_ROR | Internal | Winter | B20 | 935 | 1424 | 0 | 82.8 | 82.31 | 2 | 0
2040 | MISO_MO-IL_2_ENT | MISO_MO-IL | ENT | Internal | Shoulder | B11 | 25 | 2540 | 2526.39 | 153.9 | 161.9 | 8 | 0
2040 | MISO_MO-IL_2_ENT | MISO_MO-IL | ENT | Internal | Shoulder | B12 | 200 | 2540 | 0 | 144.9 | 150.92 | 8 | 0
2040 | MISO_MO-IL_2_ENT | MISO_MO-IL | ENT | Internal | Shoulder | B13 | 600 | 2540 | 0 | 138.94 | 144.96 | 8 | 0
2040 | MISO_MO-IL_2_ENT | MISO_MO-IL | ENT | Internal | Shoulder | B14 | 900 | 2540 | 0 | 137.9 | 143.93 | 8 | 0
2040 | MISO_MO-IL_2_ENT | MISO_MO-IL | ENT | Internal | Shoulder | B15 | 1203 | 2540 | 0 | 71.11 | 77.14 | 8 | 0
2040 | MISO_MO-IL_2_ENT | MISO_MO-IL | ENT | Internal | Summer | B1 | 10 | 2540 | 0 | 303.34 | 305.73 | 8 | 0
2040 | MISO_MO-IL_2_ENT | MISO_MO-IL | ENT | Internal | Summer | B2 | 25 | 2540 | 0 | 335.01 | 341.04 | 8 | 0
2040 | MISO_MO-IL_2_ENT | MISO_MO-IL | ENT | Internal | Summer | B3 | 75 | 2540 | 1888.87 | 329.72 | 337.72 | 8 | 0
2040 | MISO_MO-IL_2_ENT | MISO_MO-IL | ENT | Internal | Summer | B4 | 100 | 2540 | 15.59 | 267.82 | 275.82 | 8 | 0
2040 | MISO_MO-IL_2_ENT | MISO_MO-IL | ENT | Internal | Summer | B5 | 200 | 2540 | 2452.42 | 199.25 | 207.25 | 8 | 0
2040 | MISO_MO-IL_2_ENT | MISO_MO-IL | ENT | Internal | Summer | B6 | 300 | 2540 | 2540 | 179.71 | 188.37 | 8 | 0.65
2040 | MISO_MO-IL_2_ENT | MISO_MO-IL | ENT | Internal | Summer | B7 | 400 | 2540 | 7760.7 | 166.63 | 180.57 | 8 | 5.93
2040 | MISO_MO-IL_2_ENT | MISO_MO-IL | ENT | Internal | Summer | B8 | 500 | 2540 | 5440.01 | 151.79 | 165.73 | 8 | 5.93
2040 | MISO_MO-IL_2_ENT | MISO_MO-IL | ENT | Internal | Summer | B9 | 800 | 2540 | 2540 | 145.23 | 154.98 | 8 | 1.74
2040 | MISO_MO-IL_2_ENT | MISO_MO-IL | ENT | Internal | Summer | B10 | 1262 | 2540 | 0 | 85.49 | 91.52 | 8 | 0
2040 | MISO_MO-IL_2_ENT | MISO_MO-IL | ENT | Internal | Winter | B16 | 25 | 2540 | 0 | 148.85 | 154.88 | 8 | 0
2040 | MISO_MO-IL_2_ENT | MISO_MO-IL | ENT | Internal | Winter | B17 | 100 | 2540 | 0 | 143.95 | 149.98 | 8 | 0
2040 | MISO_MO-IL_2_ENT | MISO_MO-IL | ENT | Internal | Winter | B18 | 400 | 2540 | 0 | 141.35 | 147.37 | 8 | 0
2040 | MISO_MO-IL_2_ENT | MISO_MO-IL | ENT | Internal | Winter | B19 | 700 | 2540 | 0 | 141.29 | 147.32 | 8 | 0
2040 | MISO_MO-IL_2_ENT | MISO_MO-IL | ENT | Internal | Winter | B20 | 935 | 2540 | 0 | 71.11 | 77.14 | 8 | 0
2040 | MISO_MO-IL_2_MISO_IN | MISO_MO-IL | MISO_IN | Internal | Shoulder | B11 | 25 | 2100 | 0 | 153.9 | 153.89 | 0.01 | 0
2040 | MISO_MO-IL_2_MISO_IN | MISO_MO-IL | MISO_IN | Internal | Shoulder | B12 | 200 | 2100 | 4545.69 | 144.9 | 150.89 | 0.01 | 5.98
2040 | MISO_MO-IL_2_MISO_IN | MISO_MO-IL | MISO_IN | Internal | Shoulder | B13 | 600 | 2100 | 6037.96 | 138.94 | 144.93 | 0.01 | 5.98
2040 | MISO_MO-IL_2_MISO_IN | MISO_MO-IL | MISO_IN | Internal | Shoulder | B14 | 900 | 2100 | 7332.62 | 137.9 | 143.9 | 0.01 | 5.98
2040 | MISO_MO-IL_2_MISO_IN | MISO_MO-IL | MISO_IN | Internal | Shoulder | B15 | 1203 | 2100 | 5119.02 | 71.11 | 77.11 | 0.01 | 5.98
2040 | MISO_MO-IL_2_MISO_IN | MISO_MO-IL | MISO_IN | Internal | Summer | B1 | 10 | 2100 | 2100 | 303.34 | 305.42 | 0.01 | 2.07
2040 | MISO_MO-IL_2_MISO_IN | MISO_MO-IL | MISO_IN | Internal | Summer | B2 | 25 | 2100 | 0 | 335.01 | 334.82 | 0.01 | 0
2040 | MISO_MO-IL_2_MISO_IN | MISO_MO-IL | MISO_IN | Internal | Summer | B3 | 75 | 2100 | 0 | 329.72 | 329.23 | 0.01 | 0
2040 | MISO_MO-IL_2_MISO_IN | MISO_MO-IL | MISO_IN | Internal | Summer | B4 | 100 | 2100 | 0 | 267.82 | 267.34 | 0.01 | 0
2040 | MISO_MO-IL_2_MISO_IN | MISO_MO-IL | MISO_IN | Internal | Summer | B5 | 200 | 2100 | 0 | 199.25 | 196.36 | 0.01 | 0
2040 | MISO_MO-IL_2_MISO_IN | MISO_MO-IL | MISO_IN | Internal | Summer | B6 | 300 | 2100 | 0 | 179.71 | 177.41 | 0.01 | 0
2040 | MISO_MO-IL_2_MISO_IN | MISO_MO-IL | MISO_IN | Internal | Summer | B7 | 400 | 2100 | 0 | 166.63 | 163.74 | 0.01 | 0
2040 | MISO_MO-IL_2_MISO_IN | MISO_MO-IL | MISO_IN | Internal | Summer | B8 | 500 | 2100 | 2100 | 151.79 | 152.29 | 0.01 | 0.49
2040 | MISO_MO-IL_2_MISO_IN | MISO_MO-IL | MISO_IN | Internal | Summer | B9 | 800 | 2100 | 2477.82 | 145.23 | 151.23 | 0.01 | 5.98
2040 | MISO_MO-IL_2_MISO_IN | MISO_MO-IL | MISO_IN | Internal | Summer | B10 | 1262 | 2100 | 7444.09 | 85.49 | 91.49 | 0.01 | 5.98
2040 | MISO_MO-IL_2_MISO_IN | MISO_MO-IL | MISO_IN | Internal | Winter | B16 | 25 | 2100 | 2100 | 148.85 | 153.53 | 0.01 | 4.66
2040 | MISO_MO-IL_2_MISO_IN | MISO_MO-IL | MISO_IN | Internal | Winter | B17 | 100 | 2100 | 6862.26 | 143.95 | 149.95 | 0.01 | 5.98
2040 | MISO_MO-IL_2_MISO_IN | MISO_MO-IL | MISO_IN | Internal | Winter | B18 | 400 | 2100 | 3060.38 | 141.35 | 147.34 | 0.01 | 5.98
2040 | MISO_MO-IL_2_MISO_IN | MISO_MO-IL | MISO_IN | Internal | Winter | B19 | 700 | 2100 | 3881.29 | 141.29 | 147.29 | 0.01 | 5.98
2040 | MISO_MO-IL_2_MISO_IN | MISO_MO-IL | MISO_IN | Internal | Winter | B20 | 935 | 2100 | 3028.43 | 71.11 | 77.11 | 0.01 | 5.98
2040 | MISO_MO-IL_2_MISO_W | MISO_MO-IL | MISO_W | Internal | Shoulder | B11 | 25 | 960 | 0 | 153.9 | 132.77 | 0.01 | 0
2040 | MISO_MO-IL_2_MISO_W | MISO_MO-IL | MISO_W | Internal | Shoulder | B12 | 200 | 960 | 0 | 144.9 | 123.77 | 0.01 | 0
2040 | MISO_MO-IL_2_MISO_W | MISO_MO-IL | MISO_W | Internal | Shoulder | B13 | 600 | 960 | 0 | 138.94 | 120.08 | 0.01 | 0
2040 | MISO_MO-IL_2_MISO_W | MISO_MO-IL | MISO_W | Internal | Shoulder | B14 | 900 | 960 | 0 | 137.9 | 119.05 | 0.01 | 0
2040 | MISO_MO-IL_2_MISO_W | MISO_MO-IL | MISO_W | Internal | Shoulder | B15 | 1203 | 960 | 0 | 71.11 | 52.26 | 0.01 | 0
2040 | MISO_MO-IL_2_MISO_W | MISO_MO-IL | MISO_W | Internal | Summer | B1 | 10 | 960 | 0 | 303.34 | 284.49 | 0.01 | 0
2040 | MISO_MO-IL_2_MISO_W | MISO_MO-IL | MISO_W | Internal | Summer | B2 | 25 | 960 | 0 | 335.01 | 313.89 | 0.01 | 0
2040 | MISO_MO-IL_2_MISO_W | MISO_MO-IL | MISO_W | Internal | Summer | B3 | 75 | 960 | 0 | 329.72 | 308.59 | 0.01 | 0
2040 | MISO_MO-IL_2_MISO_W | MISO_MO-IL | MISO_W | Internal | Summer | B4 | 100 | 960 | 0 | 267.82 | 246.7 | 0.01 | 0
2040 | MISO_MO-IL_2_MISO_W | MISO_MO-IL | MISO_W | Internal | Summer | B5 | 200 | 960 | 0 | 199.25 | 181.19 | 0.01 | 0
2040 | MISO_MO-IL_2_MISO_W | MISO_MO-IL | MISO_W | Internal | Summer | B6 | 300 | 960 | 0 | 179.71 | 174.7 | 0.01 | 0
2040 | MISO_MO-IL_2_MISO_W | MISO_MO-IL | MISO_W | Internal | Summer | B7 | 400 | 960 | 0 | 166.63 | 145.51 | 0.01 | 0
2040 | MISO_MO-IL_2_MISO_W | MISO_MO-IL | MISO_W | Internal | Summer | B8 | 500 | 960 | 0 | 151.79 | 130.67 | 0.01 | 0
2040 | MISO_MO-IL_2_MISO_W | MISO_MO-IL | MISO_W | Internal | Summer | B9 | 800 | 960 | 0 | 145.23 | 124.11 | 0.01 | 0
2040 | MISO_MO-IL_2_MISO_W | MISO_MO-IL | MISO_W | Internal | Summer | B10 | 1262 | 960 | 0 | 85.49 | 66.64 | 0.01 | 0
2040 | MISO_MO-IL_2_MISO_W | MISO_MO-IL | MISO_W | Internal | Winter | B16 | 25 | 960 | 0 | 148.85 | 127.73 | 0.01 | 0
2040 | MISO_MO-IL_2_MISO_W | MISO_MO-IL | MISO_W | Internal | Winter | B17 | 100 | 960 | 0 | 143.95 | 124.9 | 0.01 | 0
2040 | MISO_MO-IL_2_MISO_W | MISO_MO-IL | MISO_W | Internal | Winter | B18 | 400 | 960 | 0 | 141.35 | 122.44 | 0.01 | 0
2040 | MISO_MO-IL_2_MISO_W | MISO_MO-IL | MISO_W | Internal | Winter | B19 | 700 | 960 | 0 | 141.29 | 122.44 | 0.01 | 0
2040 | MISO_MO-IL_2_MISO_W | MISO_MO-IL | MISO_W | Internal | Winter | B20 | 935 | 960 | 0 | 71.11 | 52.26 | 0.01 | 0
2040 | MISO_MO-IL_2_PJM_ROR | MISO_MO-IL | PJM_ROR | Internal | Shoulder | B11 | 25 | 1212 | 1212 | 153.9 | 159.84 | 2 | 3.94
2040 | MISO_MO-IL_2_PJM_ROR | MISO_MO-IL | PJM_ROR | Internal | Shoulder | B12 | 200 | 1212 | 1212 | 144.9 | 153.83 | 2 | 6.93
2040 | MISO_MO-IL_2_PJM_ROR | MISO_MO-IL | PJM_ROR | Internal | Shoulder | B13 | 600 | 1212 | 1215.98 | 138.94 | 150.14 | 2 | 9.2
2040 | MISO_MO-IL_2_PJM_ROR | MISO_MO-IL | PJM_ROR | Internal | Shoulder | B14 | 900 | 1212 | 8132.29 | 137.9 | 149.11 | 2 | 9.2
2040 | MISO_MO-IL_2_PJM_ROR | MISO_MO-IL | PJM_ROR | Internal | Shoulder | B15 | 1203 | 1212 | 14299.29 | 71.11 | 82.31 | 2 | 9.2
2040 | MISO_MO-IL_2_PJM_ROR | MISO_MO-IL | PJM_ROR | Internal | Summer | B1 | 10 | 1212 | 3382.23 | 303.34 | 314.54 | 2 | 9.2
2040 | MISO_MO-IL_2_PJM_ROR | MISO_MO-IL | PJM_ROR | Internal | Summer | B2 | 25 | 1212 | 1212 | 335.01 | 343.94 | 2 | 6.93
2040 | MISO_MO-IL_2_PJM_ROR | MISO_MO-IL | PJM_ROR | Internal | Summer | B3 | 75 | 1212 | 1212 | 329.72 | 338.35 | 2 | 6.63
2040 | MISO_MO-IL_2_PJM_ROR | MISO_MO-IL | PJM_ROR | Internal | Summer | B4 | 100 | 1212 | 1212 | 267.82 | 276.46 | 2 | 6.63
2040 | MISO_MO-IL_2_PJM_ROR | MISO_MO-IL | PJM_ROR | Internal | Summer | B5 | 200 | 1212 | 0 | 199.25 | 200.54 | 2 | 0
2040 | MISO_MO-IL_2_PJM_ROR | MISO_MO-IL | PJM_ROR | Internal | Summer | B6 | 300 | 1212 | 0 | 179.71 | 179.42 | 2 | 0
2040 | MISO_MO-IL_2_PJM_ROR | MISO_MO-IL | PJM_ROR | Internal | Summer | B7 | 400 | 1212 | 1212 | 166.63 | 170.88 | 2 | 2.25
2040 | MISO_MO-IL_2_PJM_ROR | MISO_MO-IL | PJM_ROR | Internal | Summer | B8 | 500 | 1212 | 1212 | 151.79 | 160.72 | 2 | 6.93
2040 | MISO_MO-IL_2_PJM_ROR | MISO_MO-IL | PJM_ROR | Internal | Summer | B9 | 800 | 1212 | 1212 | 145.23 | 152.06 | 2 | 4.82
2040 | MISO_MO-IL_2_PJM_ROR | MISO_MO-IL | PJM_ROR | Internal | Summer | B10 | 1262 | 1212 | 5481.49 | 85.49 | 96.69 | 2 | 9.2
2040 | MISO_MO-IL_2_PJM_ROR | MISO_MO-IL | PJM_ROR | Internal | Winter | B16 | 25 | 1212 | 1212 | 148.85 | 157.78 | 2 | 6.93
2040 | MISO_MO-IL_2_PJM_ROR | MISO_MO-IL | PJM_ROR | Internal | Winter | B17 | 100 | 1212 | 1212 | 143.95 | 154.95 | 2 | 9
2040 | MISO_MO-IL_2_PJM_ROR | MISO_MO-IL | PJM_ROR | Internal | Winter | B18 | 400 | 1212 | 1212 | 141.35 | 152.49 | 2 | 9.15
2040 | MISO_MO-IL_2_PJM_ROR | MISO_MO-IL | PJM_ROR | Internal | Winter | B19 | 700 | 1212 | 2356.36 | 141.29 | 152.49 | 2 | 9.2
2040 | MISO_MO-IL_2_PJM_ROR | MISO_MO-IL | PJM_ROR | Internal | Winter | B20 | 935 | 1212 | 8888.47 | 71.11 | 82.31 | 2 | 9.2
2040 | MISO_MO-IL_2_TVA_Transmission | MISO_MO-IL | TVA_Transmission | Internal | Shoulder | B11 | 25 | 4000 | 4000 | 153.9 | 165.84 | 8 | 3.94
2040 | MISO_MO-IL_2_TVA_Transmission | MISO_MO-IL | TVA_Transmission | Internal | Shoulder | B12 | 200 | 4000 | 205.31 | 144.9 | 152.9 | 8 | 0
2040 | MISO_MO-IL_2_TVA_Transmission | MISO_MO-IL | TVA_Transmission | Internal | Shoulder | B13 | 600 | 4000 | 0 | 138.94 | 146.68 | 8 | 0
2040 | MISO_MO-IL_2_TVA_Transmission | MISO_MO-IL | TVA_Transmission | Internal | Shoulder | B14 | 900 | 4000 | 1784.63 | 137.9 | 145.9 | 8 | 0
2040 | MISO_MO-IL_2_TVA_Transmission | MISO_MO-IL | TVA_Transmission | Internal | Shoulder | B15 | 1203 | 4000 | 4000 | 71.11 | 79.32 | 8 | 0.2
2040 | MISO_MO-IL_2_TVA_Transmission | MISO_MO-IL | TVA_Transmission | Internal | Summer | B1 | 10 | 4000 | 20500.29 | 303.34 | 318.81 | 8 | 7.47
2040 | MISO_MO-IL_2_TVA_Transmission | MISO_MO-IL | TVA_Transmission | Internal | Summer | B2 | 25 | 4000 | 13403.11 | 335.01 | 350.48 | 8 | 7.47
2040 | MISO_MO-IL_2_TVA_Transmission | MISO_MO-IL | TVA_Transmission | Internal | Summer | B3 | 75 | 4000 | 8821.48 | 329.72 | 345.19 | 8 | 7.47
2040 | MISO_MO-IL_2_TVA_Transmission | MISO_MO-IL | TVA_Transmission | Internal | Summer | B4 | 100 | 4000 | 5279.41 | 267.82 | 283.3 | 8 | 7.47
2040 | MISO_MO-IL_2_TVA_Transmission | MISO_MO-IL | TVA_Transmission | Internal | Summer | B5 | 200 | 4000 | 3897.52 | 199.25 | 207.25 | 8 | 0
2040 | MISO_MO-IL_2_TVA_Transmission | MISO_MO-IL | TVA_Transmission | Internal | Summer | B6 | 300 | 4000 | 0 | 179.71 | 185.42 | 8 | 0
2040 | MISO_MO-IL_2_TVA_Transmission | MISO_MO-IL | TVA_Transmission | Internal | Summer | B7 | 400 | 4000 | 828.42 | 166.63 | 174.63 | 8 | 0
2040 | MISO_MO-IL_2_TVA_Transmission | MISO_MO-IL | TVA_Transmission | Internal | Summer | B8 | 500 | 4000 | 2208.79 | 151.79 | 159.79 | 8 | 0
2040 | MISO_MO-IL_2_TVA_Transmission | MISO_MO-IL | TVA_Transmission | Internal | Summer | B9 | 800 | 4000 | 1183.62 | 145.23 | 153.23 | 8 | 0
2040 | MISO_MO-IL_2_TVA_Transmission | MISO_MO-IL | TVA_Transmission | Internal | Summer | B10 | 1262 | 4000 | 0 | 85.49 | 89.45 | 8 | 0
2040 | MISO_MO-IL_2_TVA_Transmission | MISO_MO-IL | TVA_Transmission | Internal | Winter | B16 | 25 | 4000 | 4000 | 148.85 | 162.88 | 8 | 6.03
2040 | MISO_MO-IL_2_TVA_Transmission | MISO_MO-IL | TVA_Transmission | Internal | Winter | B17 | 100 | 4000 | 929.08 | 143.95 | 151.95 | 8 | 0
2040 | MISO_MO-IL_2_TVA_Transmission | MISO_MO-IL | TVA_Transmission | Internal | Winter | B18 | 400 | 4000 | 0 | 141.35 | 149.33 | 8 | 0
2040 | MISO_MO-IL_2_TVA_Transmission | MISO_MO-IL | TVA_Transmission | Internal | Winter | B19 | 700 | 4000 | 207.38 | 141.29 | 149.29 | 8 | 0
2040 | MISO_MO-IL_2_TVA_Transmission | MISO_MO-IL | TVA_Transmission | Internal | Winter | B20 | 935 | 4000 | 3530.05 | 71.11 | 79.11 | 8 | 0
2040 | MISO_W_2_IESO | MISO_W | IESO | Internal | Shoulder | B11 | 25 | 90 | 0 | 132.77 | 107.94 | 8 | 0
2040 | MISO_W_2_IESO | MISO_W | IESO | Internal | Shoulder | B12 | 200 | 90 | 0 | 123.77 | 104.94 | 8 | 0
2040 | MISO_W_2_IESO | MISO_W | IESO | Internal | Shoulder | B13 | 600 | 90 | 0 | 120.08 | 98.98 | 8 | 0
2040 | MISO_W_2_IESO | MISO_W | IESO | Internal | Shoulder | B14 | 900 | 90 | 0 | 119.05 | 97.95 | 8 | 0
2040 | MISO_W_2_IESO | MISO_W | IESO | Internal | Shoulder | B15 | 1203 | 90 | 2582.25 | 52.26 | 73.61 | 8 | 13.35
2040 | MISO_W_2_IESO | MISO_W | IESO | Internal | Summer | B1 | 10 | 90 | 0 | 284.49 | 259.47 | 8 | 0
2040 | MISO_W_2_IESO | MISO_W | IESO | Internal | Summer | B2 | 25 | 90 | 0 | 313.89 | 288.85 | 8 | 0
2040 | MISO_W_2_IESO | MISO_W | IESO | Internal | Summer | B3 | 75 | 90 | 0 | 308.59 | 283.25 | 8 | 0
2040 | MISO_W_2_IESO | MISO_W | IESO | Internal | Summer | B4 | 100 | 90 | 0 | 246.7 | 221.37 | 8 | 0
2040 | MISO_W_2_IESO | MISO_W | IESO | Internal | Summer | B5 | 200 | 90 | 0 | 181.19 | 150.38 | 8 | 0
2040 | MISO_W_2_IESO | MISO_W | IESO | Internal | Summer | B6 | 300 | 90 | 0 | 174.7 | 131.46 | 8 | 0
2040 | MISO_W_2_IESO | MISO_W | IESO | Internal | Summer | B7 | 400 | 90 | 0 | 145.51 | 117.79 | 8 | 0
2040 | MISO_W_2_IESO | MISO_W | IESO | Internal | Summer | B8 | 500 | 90 | 0 | 130.67 | 106.34 | 8 | 0
2040 | MISO_W_2_IESO | MISO_W | IESO | Internal | Summer | B9 | 800 | 90 | 0 | 124.11 | 105.25 | 8 | 0
2040 | MISO_W_2_IESO | MISO_W | IESO | Internal | Summer | B10 | 1262 | 90 | 90 | 66.64 | 86.67 | 8 | 12.03
2040 | MISO_W_2_IESO | MISO_W | IESO | Internal | Winter | B16 | 25 | 90 | 0 | 127.73 | 107.58 | 8 | 0
2040 | MISO_W_2_IESO | MISO_W | IESO | Internal | Winter | B17 | 100 | 90 | 0 | 124.9 | 104 | 8 | 0
2040 | MISO_W_2_IESO | MISO_W | IESO | Internal | Winter | B18 | 400 | 90 | 0 | 122.44 | 101.39 | 8 | 0
2040 | MISO_W_2_IESO | MISO_W | IESO | Internal | Winter | B19 | 700 | 90 | 0 | 122.44 | 101.34 | 8 | 0
2040 | MISO_W_2_IESO | MISO_W | IESO | Internal | Winter | B20 | 935 | 90 | 90 | 52.26 | 72.71 | 8 | 12.44
2040 | MISO_W_2_MAPP_CA | MISO_W | MAPP_CA | Internal | Shoulder | B11 | 25 | 700 | 0 | 132.77 | 87.92 | 0.01 | 0
2040 | MISO_W_2_MAPP_CA | MISO_W | MAPP_CA | Internal | Shoulder | B12 | 200 | 700 | 0 | 123.77 | 84.93 | 0.01 | 0
2040 | MISO_W_2_MAPP_CA | MISO_W | MAPP_CA | Internal | Shoulder | B13 | 600 | 700 | 0 | 120.08 | 78.97 | 0.01 | 0
2040 | MISO_W_2_MAPP_CA | MISO_W | MAPP_CA | Internal | Shoulder | B14 | 900 | 700 | 0 | 119.05 | 77.93 | 0.01 | 0
2040 | MISO_W_2_MAPP_CA | MISO_W | MAPP_CA | Internal | Shoulder | B15 | 1203 | 700 | 700 | 52.26 | 53.6 | 0.01 | 1.32
2040 | MISO_W_2_MAPP_CA | MISO_W | MAPP_CA | Internal | Summer | B1 | 10 | 700 | 0 | 284.49 | 239.46 | 0.01 | 0
2040 | MISO_W_2_MAPP_CA | MISO_W | MAPP_CA | Internal | Summer | B2 | 25 | 700 | 0 | 313.89 | 268.84 | 0.01 | 0
2040 | MISO_W_2_MAPP_CA | MISO_W | MAPP_CA | Internal | Summer | B3 | 75 | 700 | 0 | 308.59 | 263.23 | 0.01 | 0
2040 | MISO_W_2_MAPP_CA | MISO_W | MAPP_CA | Internal | Summer | B4 | 100 | 700 | 0 | 246.7 | 201.35 | 0.01 | 0
2040 | MISO_W_2_MAPP_CA | MISO_W | MAPP_CA | Internal | Summer | B5 | 200 | 700 | 0 | 181.19 | 130.37 | 0.01 | 0
2040 | MISO_W_2_MAPP_CA | MISO_W | MAPP_CA | Internal | Summer | B6 | 300 | 700 | 0 | 174.7 | 123.04 | 0.01 | 0
2040 | MISO_W_2_MAPP_CA | MISO_W | MAPP_CA | Internal | Summer | B7 | 400 | 700 | 0 | 145.51 | 97.77 | 0.01 | 0
2040 | MISO_W_2_MAPP_CA | MISO_W | MAPP_CA | Internal | Summer | B8 | 500 | 700 | 0 | 130.67 | 86.33 | 0.01 | 0
2040 | MISO_W_2_MAPP_CA | MISO_W | MAPP_CA | Internal | Summer | B9 | 800 | 700 | 0 | 124.11 | 85.24 | 0.01 | 0
2040 | MISO_W_2_MAPP_CA | MISO_W | MAPP_CA | Internal | Summer | B10 | 1262 | 700 | 36.25 | 66.64 | 66.65 | 0.01 | 0
2040 | MISO_W_2_MAPP_CA | MISO_W | MAPP_CA | Internal | Winter | B16 | 25 | 700 | 0 | 127.73 | 87.57 | 0.01 | 0
2040 | MISO_W_2_MAPP_CA | MISO_W | MAPP_CA | Internal | Winter | B17 | 100 | 700 | 0 | 124.9 | 83.98 | 0.01 | 0
2040 | MISO_W_2_MAPP_CA | MISO_W | MAPP_CA | Internal | Winter | B18 | 400 | 700 | 0 | 122.44 | 81.38 | 0.01 | 0
2040 | MISO_W_2_MAPP_CA | MISO_W | MAPP_CA | Internal | Winter | B19 | 700 | 700 | 0 | 122.44 | 81.32 | 0.01 | 0
2040 | MISO_W_2_MAPP_CA | MISO_W | MAPP_CA | Internal | Winter | B20 | 935 | 700 | 700 | 52.26 | 52.69 | 0.01 | 0.42
2040 | MISO_W_2_MISO_MO-IL | MISO_W | MISO_MO-IL | Internal | Shoulder | B11 | 25 | 3800 | 11319.71 | 132.77 | 153.9 | 0.01 | 21.11
2040 | MISO_W_2_MISO_MO-IL | MISO_W | MISO_MO-IL | Internal | Shoulder | B12 | 200 | 3800 | 4762 | 123.77 | 144.9 | 0.01 | 21.11
2040 | MISO_W_2_MISO_MO-IL | MISO_W | MISO_MO-IL | Internal | Shoulder | B13 | 600 | 3800 | 3800 | 120.08 | 138.94 | 0.01 | 18.84
2040 | MISO_W_2_MISO_MO-IL | MISO_W | MISO_MO-IL | Internal | Shoulder | B14 | 900 | 3800 | 3800 | 119.05 | 137.9 | 0.01 | 18.84
2040 | MISO_W_2_MISO_MO-IL | MISO_W | MISO_MO-IL | Internal | Shoulder | B15 | 1203 | 3800 | 3800 | 52.26 | 71.11 | 0.01 | 18.84
2040 | MISO_W_2_MISO_MO-IL | MISO_W | MISO_MO-IL | Internal | Summer | B1 | 10 | 3800 | 3800 | 284.49 | 303.34 | 0.01 | 18.84
2040 | MISO_W_2_MISO_MO-IL | MISO_W | MISO_MO-IL | Internal | Summer | B2 | 25 | 3800 | 4076.32 | 313.89 | 335.01 | 0.01 | 21.11
2040 | MISO_W_2_MISO_MO-IL | MISO_W | MISO_MO-IL | Internal | Summer | B3 | 75 | 3800 | 10719.11 | 308.59 | 329.72 | 0.01 | 21.11
2040 | MISO_W_2_MISO_MO-IL | MISO_W | MISO_MO-IL | Internal | Summer | B4 | 100 | 3800 | 8657.79 | 246.7 | 267.82 | 0.01 | 21.11
2040 | MISO_W_2_MISO_MO-IL | MISO_W | MISO_MO-IL | Internal | Summer | B5 | 200 | 3800 | 3800 | 181.19 | 199.25 | 0.01 | 18.05
2040 | MISO_W_2_MISO_MO-IL | MISO_W | MISO_MO-IL | Internal | Summer | B6 | 300 | 3800 | 3800 | 174.7 | 179.71 | 0.01 | 5
2040 | MISO_W_2_MISO_MO-IL | MISO_W | MISO_MO-IL | Internal | Summer | B7 | 400 | 3800 | 9736.19 | 145.51 | 166.63 | 0.01 | 21.11
2040 | MISO_W_2_MISO_MO-IL | MISO_W | MISO_MO-IL | Internal | Summer | B8 | 500 | 3800 | 16124.07 | 130.67 | 151.79 | 0.01 | 21.11
2040 | MISO_W_2_MISO_MO-IL | MISO_W | MISO_MO-IL | Internal | Summer | B9 | 800 | 3800 | 11616.61 | 124.11 | 145.23 | 0.01 | 21.11
2040 | MISO_W_2_MISO_MO-IL | MISO_W | MISO_MO-IL | Internal | Summer | B10 | 1262 | 3800 | 3800 | 66.64 | 85.49 | 0.01 | 18.84
2040 | MISO_W_2_MISO_MO-IL | MISO_W | MISO_MO-IL | Internal | Winter | B16 | 25 | 3800 | 6749.97 | 127.73 | 148.85 | 0.01 | 21.11
2040 | MISO_W_2_MISO_MO-IL | MISO_W | MISO_MO-IL | Internal | Winter | B17 | 100 | 3800 | 3800 | 124.9 | 143.95 | 0.01 | 19.04
2040 | MISO_W_2_MISO_MO-IL | MISO_W | MISO_MO-IL | Internal | Winter | B18 | 400 | 3800 | 3800 | 122.44 | 141.35 | 0.01 | 18.9
2040 | MISO_W_2_MISO_MO-IL | MISO_W | MISO_MO-IL | Internal | Winter | B19 | 700 | 3800 | 3800 | 122.44 | 141.29 | 0.01 | 18.84
2040 | MISO_W_2_MISO_MO-IL | MISO_W | MISO_MO-IL | Internal | Winter | B20 | 935 | 3800 | 3800 | 52.26 | 71.11 | 0.01 | 18.84
2040 | MISO_W_2_MISO_WUMS | MISO_W | MISO_WUMS | Internal | Shoulder | B11 | 25 | 1629 | 1629 | 132.77 | 154.01 | 0.01 | 21.22
2040 | MISO_W_2_MISO_WUMS | MISO_W | MISO_WUMS | Internal | Shoulder | B12 | 200 | 1629 | 6715.94 | 123.77 | 149.72 | 0.01 | 25.94
2040 | MISO_W_2_MISO_WUMS | MISO_W | MISO_WUMS | Internal | Shoulder | B13 | 600 | 1629 | 6469.65 | 120.08 | 146.03 | 0.01 | 25.94
2040 | MISO_W_2_MISO_WUMS | MISO_W | MISO_WUMS | Internal | Shoulder | B14 | 900 | 1629 | 6644.37 | 119.05 | 145 | 0.01 | 25.94
2040 | MISO_W_2_MISO_WUMS | MISO_W | MISO_WUMS | Internal | Shoulder | B15 | 1203 | 1629 | 6881.64 | 52.26 | 78.21 | 0.01 | 25.94
2040 | MISO_W_2_MISO_WUMS | MISO_W | MISO_WUMS | Internal | Summer | B1 | 10 | 1629 | 1629 | 284.49 | 304.19 | 0.01 | 19.69
2040 | MISO_W_2_MISO_WUMS | MISO_W | MISO_WUMS | Internal | Summer | B2 | 25 | 1629 | 1629 | 313.89 | 333.59 | 0.01 | 19.69
2040 | MISO_W_2_MISO_WUMS | MISO_W | MISO_WUMS | Internal | Summer | B3 | 75 | 1629 | 1629 | 308.59 | 328 | 0.01 | 19.39
2040 | MISO_W_2_MISO_WUMS | MISO_W | MISO_WUMS | Internal | Summer | B4 | 100 | 1629 | 1629 | 246.7 | 266.1 | 0.01 | 19.39
2040 | MISO_W_2_MISO_WUMS | MISO_W | MISO_WUMS | Internal | Summer | B5 | 200 | 1629 | 1629 | 181.19 | 191.75 | 0.01 | 10.55
2040 | MISO_W_2_MISO_WUMS | MISO_W | MISO_WUMS | Internal | Summer | B6 | 300 | 1629 | 1629 | 174.7 | 177.31 | 0.01 | 2.6
2040 | MISO_W_2_MISO_WUMS | MISO_W | MISO_WUMS | Internal | Summer | B7 | 400 | 1629 | 1629 | 145.51 | 165.6 | 0.01 | 20.07
2040 | MISO_W_2_MISO_WUMS | MISO_W | MISO_WUMS | Internal | Summer | B8 | 500 | 1629 | 1629 | 130.67 | 154.15 | 0.01 | 23.47
2040 | MISO_W_2_MISO_WUMS | MISO_W | MISO_WUMS | Internal | Summer | B9 | 800 | 1629 | 7214.19 | 124.11 | 150.06 | 0.01 | 25.94
2040 | MISO_W_2_MISO_WUMS | MISO_W | MISO_WUMS | Internal | Summer | B10 | 1262 | 1629 | 7674 | 66.64 | 92.59 | 0.01 | 25.94
2040 | MISO_W_2_MISO_WUMS | MISO_W | MISO_WUMS | Internal | Winter | B16 | 25 | 1629 | 6889.4 | 127.73 | 153.68 | 0.01 | 25.94
2040 | MISO_W_2_MISO_WUMS | MISO_W | MISO_WUMS | Internal | Winter | B17 | 100 | 1629 | 6730.81 | 124.9 | 150.84 | 0.01 | 25.94
2040 | MISO_W_2_MISO_WUMS | MISO_W | MISO_WUMS | Internal | Winter | B18 | 400 | 1629 | 6698.12 | 122.44 | 148.39 | 0.01 | 25.94
2040 | MISO_W_2_MISO_WUMS | MISO_W | MISO_WUMS | Internal | Winter | B19 | 700 | 1629 | 6377.05 | 122.44 | 148.39 | 0.01 | 25.94
2040 | MISO_W_2_MISO_WUMS | MISO_W | MISO_WUMS | Internal | Winter | B20 | 935 | 1629 | 6926.03 | 52.26 | 78.21 | 0.01 | 25.94
2040 | MISO_W_2_PJM_ROR | MISO_W | PJM_ROR | Internal | Shoulder | B11 | 25 | 773 | 773 | 132.77 | 159.84 | 2 | 25.06
2040 | MISO_W_2_PJM_ROR | MISO_W | PJM_ROR | Internal | Shoulder | B12 | 200 | 773 | 11063.95 | 123.77 | 153.83 | 2 | 28.05
2040 | MISO_W_2_PJM_ROR | MISO_W | PJM_ROR | Internal | Shoulder | B13 | 600 | 773 | 13574.94 | 120.08 | 150.14 | 2 | 28.05
2040 | MISO_W_2_PJM_ROR | MISO_W | PJM_ROR | Internal | Shoulder | B14 | 900 | 773 | 14956.81 | 119.05 | 149.11 | 2 | 28.05
2040 | MISO_W_2_PJM_ROR | MISO_W | PJM_ROR | Internal | Shoulder | B15 | 1203 | 773 | 7547.12 | 52.26 | 82.31 | 2 | 28.05
2040 | MISO_W_2_PJM_ROR | MISO_W | PJM_ROR | Internal | Summer | B1 | 10 | 773 | 4408.46 | 284.49 | 314.54 | 2 | 28.05
2040 | MISO_W_2_PJM_ROR | MISO_W | PJM_ROR | Internal | Summer | B2 | 25 | 773 | 12947.39 | 313.89 | 343.94 | 2 | 28.05
2040 | MISO_W_2_PJM_ROR | MISO_W | PJM_ROR | Internal | Summer | B3 | 75 | 773 | 773 | 308.59 | 338.35 | 2 | 27.76
2040 | MISO_W_2_PJM_ROR | MISO_W | PJM_ROR | Internal | Summer | B4 | 100 | 773 | 773 | 246.7 | 276.46 | 2 | 27.76
2040 | MISO_W_2_PJM_ROR | MISO_W | PJM_ROR | Internal | Summer | B5 | 200 | 773 | 773 | 181.19 | 200.54 | 2 | 17.35
2040 | MISO_W_2_PJM_ROR | MISO_W | PJM_ROR | Internal | Summer | B6 | 300 | 773 | 773 | 174.7 | 179.42 | 2 | 2.72
2040 | MISO_W_2_PJM_ROR | MISO_W | PJM_ROR | Internal | Summer | B7 | 400 | 773 | 773 | 145.51 | 170.88 | 2 | 23.37
2040 | MISO_W_2_PJM_ROR | MISO_W | PJM_ROR | Internal | Summer | B8 | 500 | 773 | 1984.48 | 130.67 | 160.72 | 2 | 28.05
2040 | MISO_W_2_PJM_ROR | MISO_W | PJM_ROR | Internal | Summer | B9 | 800 | 773 | 773 | 124.11 | 152.06 | 2 | 25.95
2040 | MISO_W_2_PJM_ROR | MISO_W | PJM_ROR | Internal | Summer | B10 | 1262 | 773 | 10915.49 | 66.64 | 96.69 | 2 | 28.05
2040 | MISO_W_2_PJM_ROR | MISO_W | PJM_ROR | Internal | Winter | B16 | 25 | 773 | 24335.52 | 127.73 | 157.78 | 2 | 28.05
2040 | MISO_W_2_PJM_ROR | MISO_W | PJM_ROR | Internal | Winter | B17 | 100 | 773 | 23176.36 | 124.9 | 154.95 | 2 | 28.05
2040 | MISO_W_2_PJM_ROR | MISO_W | PJM_ROR | Internal | Winter | B18 | 400 | 773 | 16384.15 | 122.44 | 152.49 | 2 | 28.05
2040 | MISO_W_2_PJM_ROR | MISO_W | PJM_ROR | Internal | Winter | B19 | 700 | 773 | 13791.77 | 122.44 | 152.49 | 2 | 28.05
2040 | MISO_W_2_PJM_ROR | MISO_W | PJM_ROR | Internal | Winter | B20 | 935 | 773 | 9901.41 | 52.26 | 82.31 | 2 | 28.05
2040 | MISO_W_2_SPP_N | MISO_W | SPP_N | Internal | Shoulder | B11 | 25 | 3200 | 0 | 132.77 | 114.26 | 7 | 0
2040 | MISO_W_2_SPP_N | MISO_W | SPP_N | Internal | Shoulder | B12 | 200 | 3200 | 0 | 123.77 | 103.29 | 7 | 0
2040 | MISO_W_2_SPP_N | MISO_W | SPP_N | Internal | Shoulder | B13 | 600 | 3200 | 0 | 120.08 | 97.33 | 7 | 0
2040 | MISO_W_2_SPP_N | MISO_W | SPP_N | Internal | Shoulder | B14 | 900 | 3200 | 0 | 119.05 | 96.29 | 7 | 0
2040 | MISO_W_2_SPP_N | MISO_W | SPP_N | Internal | Shoulder | B15 | 1203 | 3200 | 0 | 52.26 | 29.5 | 7 | 0
2040 | MISO_W_2_SPP_N | MISO_W | SPP_N | Internal | Summer | B1 | 10 | 3200 | 0 | 284.49 | 261.73 | 7 | 0
2040 | MISO_W_2_SPP_N | MISO_W | SPP_N | Internal | Summer | B2 | 25 | 3200 | 0 | 313.89 | 293.4 | 7 | 0
2040 | MISO_W_2_SPP_N | MISO_W | SPP_N | Internal | Summer | B3 | 75 | 3200 | 0 | 308.59 | 290.08 | 7 | 0
2040 | MISO_W_2_SPP_N | MISO_W | SPP_N | Internal | Summer | B4 | 100 | 3200 | 0 | 246.7 | 228.18 | 7 | 0
2040 | MISO_W_2_SPP_N | MISO_W | SPP_N | Internal | Summer | B5 | 200 | 3200 | 0 | 181.19 | 180.7 | 7 | 0
2040 | MISO_W_2_SPP_N | MISO_W | SPP_N | Internal | Summer | B6 | 300 | 3200 | 0 | 174.7 | 174.71 | 7 | 0
2040 | MISO_W_2_SPP_N | MISO_W | SPP_N | Internal | Summer | B7 | 400 | 3200 | 0 | 145.51 | 140.52 | 7 | 0
2040 | MISO_W_2_SPP_N | MISO_W | SPP_N | Internal | Summer | B8 | 500 | 3200 | 0 | 130.67 | 118.09 | 7 | 0
2040 | MISO_W_2_SPP_N | MISO_W | SPP_N | Internal | Summer | B9 | 800 | 3200 | 0 | 124.11 | 107.34 | 7 | 0
2040 | MISO_W_2_SPP_N | MISO_W | SPP_N | Internal | Summer | B10 | 1262 | 3200 | 0 | 66.64 | 43.88 | 7 | 0
2040 | MISO_W_2_SPP_N | MISO_W | SPP_N | Internal | Winter | B16 | 25 | 3200 | 0 | 127.73 | 107.24 | 7 | 0
2040 | MISO_W_2_SPP_N | MISO_W | SPP_N | Internal | Winter | B17 | 100 | 3200 | 0 | 124.9 | 102.34 | 7 | 0
2040 | MISO_W_2_SPP_N | MISO_W | SPP_N | Internal | Winter | B18 | 400 | 3200 | 0 | 122.44 | 99.74 | 7 | 0
2040 | MISO_W_2_SPP_N | MISO_W | SPP_N | Internal | Winter | B19 | 700 | 3200 | 0 | 122.44 | 99.68 | 7 | 0
2040 | MISO_W_2_SPP_N | MISO_W | SPP_N | Internal | Winter | B20 | 935 | 3200 | 0 | 52.26 | 29.5 | 7 | 0
2040 | MISO_WUMS_2_MISO_MI | MISO_WUMS | MISO_MI | Internal | Shoulder | B11 | 25 | 99 | 0 | 154.01 | 153.9 | 0.01 | 0
2040 | MISO_WUMS_2_MISO_MI | MISO_WUMS | MISO_MI | Internal | Shoulder | B12 | 200 | 99 | 99 | 149.72 | 150.9 | 0.01 | 1.17
2040 | MISO_WUMS_2_MISO_MI | MISO_WUMS | MISO_MI | Internal | Shoulder | B13 | 600 | 99 | 0 | 146.03 | 144.94 | 0.01 | 0
2040 | MISO_WUMS_2_MISO_MI | MISO_WUMS | MISO_MI | Internal | Shoulder | B14 | 900 | 99 | 0 | 145 | 143.91 | 0.01 | 0
2040 | MISO_WUMS_2_MISO_MI | MISO_WUMS | MISO_MI | Internal | Shoulder | B15 | 1203 | 99 | 1274.3 | 78.21 | 82.8 | 0.01 | 4.58
2040 | MISO_WUMS_2_MISO_MI | MISO_WUMS | MISO_MI | Internal | Summer | B1 | 10 | 99 | 99 | 304.19 | 305.44 | 0.01 | 1.24
2040 | MISO_WUMS_2_MISO_MI | MISO_WUMS | MISO_MI | Internal | Summer | B2 | 25 | 99 | 99 | 333.59 | 334.81 | 0.01 | 1.21
2040 | MISO_WUMS_2_MISO_MI | MISO_WUMS | MISO_MI | Internal | Summer | B3 | 75 | 99 | 99 | 328 | 329.21 | 0.01 | 1.2
2040 | MISO_WUMS_2_MISO_MI | MISO_WUMS | MISO_MI | Internal | Summer | B4 | 100 | 99 | 99 | 266.1 | 267.33 | 0.01 | 1.21
2040 | MISO_WUMS_2_MISO_MI | MISO_WUMS | MISO_MI | Internal | Summer | B5 | 200 | 99 | 1224.31 | 191.75 | 196.34 | 0.01 | 4.58
2040 | MISO_WUMS_2_MISO_MI | MISO_WUMS | MISO_MI | Internal | Summer | B6 | 300 | 99 | 99 | 177.31 | 177.42 | 0.01 | 0.1
2040 | MISO_WUMS_2_MISO_MI | MISO_WUMS | MISO_MI | Internal | Summer | B7 | 400 | 99 | 0 | 165.6 | 163.75 | 0.01 | 0
2040 | MISO_WUMS_2_MISO_MI | MISO_WUMS | MISO_MI | Internal | Summer | B8 | 500 | 99 | 0 | 154.15 | 152.3 | 0.01 | 0
2040 | MISO_WUMS_2_MISO_MI | MISO_WUMS | MISO_MI | Internal | Summer | B9 | 800 | 99 | 99 | 150.06 | 151.22 | 0.01 | 1.15
2040 | MISO_WUMS_2_MISO_MI | MISO_WUMS | MISO_MI | Internal | Summer | B10 | 1262 | 99 | 1769.46 | 92.59 | 97.18 | 0.01 | 4.58
2040 | MISO_WUMS_2_MISO_MI | MISO_WUMS | MISO_MI | Internal | Winter | B16 | 25 | 99 | 0 | 153.68 | 153.54 | 0.01 | 0
2040 | MISO_WUMS_2_MISO_MI | MISO_WUMS | MISO_MI | Internal | Winter | B17 | 100 | 99 | 0 | 150.84 | 149.96 | 0.01 | 0
2040 | MISO_WUMS_2_MISO_MI | MISO_WUMS | MISO_MI | Internal | Winter | B18 | 400 | 99 | 0 | 148.39 | 147.35 | 0.01 | 0
2040 | MISO_WUMS_2_MISO_MI | MISO_WUMS | MISO_MI | Internal | Winter | B19 | 700 | 99 | 0 | 148.39 | 147.3 | 0.01 | 0
2040 | MISO_WUMS_2_MISO_MI | MISO_WUMS | MISO_MI | Internal | Winter | B20 | 935 | 99 | 1054.47 | 78.21 | 82.8 | 0.01 | 4.58
2040 | MISO_WUMS_2_MISO_W | MISO_WUMS | MISO_W | Internal | Shoulder | B11 | 25 | 1137 | 0 | 154.01 | 132.77 | 0.01 | 0
2040 | MISO_WUMS_2_MISO_W | MISO_WUMS | MISO_W | Internal | Shoulder | B12 | 200 | 1137 | 0 | 149.72 | 123.77 | 0.01 | 0
2040 | MISO_WUMS_2_MISO_W | MISO_WUMS | MISO_W | Internal | Shoulder | B13 | 600 | 1137 | 0 | 146.03 | 120.08 | 0.01 | 0
2040 | MISO_WUMS_2_MISO_W | MISO_WUMS | MISO_W | Internal | Shoulder | B14 | 900 | 1137 | 0 | 145 | 119.05 | 0.01 | 0
2040 | MISO_WUMS_2_MISO_W | MISO_WUMS | MISO_W | Internal | Shoulder | B15 | 1203 | 1137 | 0 | 78.21 | 52.26 | 0.01 | 0
2040 | MISO_WUMS_2_MISO_W | MISO_WUMS | MISO_W | Internal | Summer | B1 | 10 | 1137 | 0 | 304.19 | 284.49 | 0.01 | 0
2040 | MISO_WUMS_2_MISO_W | MISO_WUMS | MISO_W | Internal | Summer | B2 | 25 | 1137 | 0 | 333.59 | 313.89 | 0.01 | 0
2040 | MISO_WUMS_2_MISO_W | MISO_WUMS | MISO_W | Internal | Summer | B3 | 75 | 1137 | 0 | 328 | 308.59 | 0.01 | 0
2040 | MISO_WUMS_2_MISO_W | MISO_WUMS | MISO_W | Internal | Summer | B4 | 100 | 1137 | 0 | 266.1 | 246.7 | 0.01 | 0
2040 | MISO_WUMS_2_MISO_W | MISO_WUMS | MISO_W | Internal | Summer | B5 | 200 | 1137 | 0 | 191.75 | 181.19 | 0.01 | 0
2040 | MISO_WUMS_2_MISO_W | MISO_WUMS | MISO_W | Internal | Summer | B6 | 300 | 1137 | 0 | 177.31 | 174.7 | 0.01 | 0
2040 | MISO_WUMS_2_MISO_W | MISO_WUMS | MISO_W | Internal | Summer | B7 | 400 | 1137 | 0 | 165.6 | 145.51 | 0.01 | 0
2040 | MISO_WUMS_2_MISO_W | MISO_WUMS | MISO_W | Internal | Summer | B8 | 500 | 1137 | 0 | 154.15 | 130.67 | 0.01 | 0
2040 | MISO_WUMS_2_MISO_W | MISO_WUMS | MISO_W | Internal | Summer | B9 | 800 | 1137 | 0 | 150.06 | 124.11 | 0.01 | 0
2040 | MISO_WUMS_2_MISO_W | MISO_WUMS | MISO_W | Internal | Summer | B10 | 1262 | 1137 | 0 | 92.59 | 66.64 | 0.01 | 0
2040 | MISO_WUMS_2_MISO_W | MISO_WUMS | MISO_W | Internal | Winter | B16 | 25 | 1137 | 0 | 153.68 | 127.73 | 0.01 | 0
2040 | MISO_WUMS_2_MISO_W | MISO_WUMS | MISO_W | Internal | Winter | B17 | 100 | 1137 | 0 | 150.84 | 124.9 | 0.01 | 0
2040 | MISO_WUMS_2_MISO_W | MISO_WUMS | MISO_W | Internal | Winter | B18 | 400 | 1137 | 0 | 148.39 | 122.44 | 0.01 | 0
2040 | MISO_WUMS_2_MISO_W | MISO_WUMS | MISO_W | Internal | Winter | B19 | 700 | 1137 | 0 | 148.39 | 122.44 | 0.01 | 0
2040 | MISO_WUMS_2_MISO_W | MISO_WUMS | MISO_W | Internal | Winter | B20 | 935 | 1137 | 0 | 78.21 | 52.26 | 0.01 | 0
2040 | MISO_WUMS_2_PJM_ROR | MISO_WUMS | PJM_ROR | Internal | Shoulder | B11 | 25 | 1600 | 1600 | 154.01 | 159.84 | 2 | 3.83
2040 | MISO_WUMS_2_PJM_ROR | MISO_WUMS | PJM_ROR | Internal | Shoulder | B12 | 200 | 1600 | 1600 | 149.72 | 153.83 | 2 | 2.11
2040 | MISO_WUMS_2_PJM_ROR | MISO_WUMS | PJM_ROR | Internal | Shoulder | B13 | 600 | 1600 | 1600 | 146.03 | 150.14 | 2 | 2.11
2040 | MISO_WUMS_2_PJM_ROR | MISO_WUMS | PJM_ROR | Internal | Shoulder | B14 | 900 | 1600 | 1600 | 145 | 149.11 | 2 | 2.11
2040 | MISO_WUMS_2_PJM_ROR | MISO_WUMS | PJM_ROR | Internal | Shoulder | B15 | 1203 | 1600 | 1600 | 78.21 | 82.31 | 2 | 2.11
2040 | MISO_WUMS_2_PJM_ROR | MISO_WUMS | PJM_ROR | Internal | Summer | B1 | 10 | 1600 | 2238.75 | 304.19 | 314.54 | 2 | 8.35
2040 | MISO_WUMS_2_PJM_ROR | MISO_WUMS | PJM_ROR | Internal | Summer | B2 | 25 | 1600 | 2199.15 | 333.59 | 343.94 | 2 | 8.35
2040 | MISO_WUMS_2_PJM_ROR | MISO_WUMS | PJM_ROR | Internal | Summer | B3 | 75 | 1600 | 2635.82 | 328 | 338.35 | 2 | 8.35
2040 | MISO_WUMS_2_PJM_ROR | MISO_WUMS | PJM_ROR | Internal | Summer | B4 | 100 | 1600 | 2386.84 | 266.1 | 276.46 | 2 | 8.35
2040 | MISO_WUMS_2_PJM_ROR | MISO_WUMS | PJM_ROR | Internal | Summer | B5 | 200 | 1600 | 1600 | 191.75 | 200.54 | 2 | 6.79
2040 | MISO_WUMS_2_PJM_ROR | MISO_WUMS | PJM_ROR | Internal | Summer | B6 | 300 | 1600 | 1600 | 177.31 | 179.42 | 2 | 0.11
2040 | MISO_WUMS_2_PJM_ROR | MISO_WUMS | PJM_ROR | Internal | Summer | B7 | 400 | 1600 | 1600 | 165.6 | 170.88 | 2 | 3.28
2040 | MISO_WUMS_2_PJM_ROR | MISO_WUMS | PJM_ROR | Internal | Summer | B8 | 500 | 1600 | 1600 | 154.15 | 160.72 | 2 | 4.57
2040 | MISO_WUMS_2_PJM_ROR | MISO_WUMS | PJM_ROR | Internal | Summer | B9 | 800 | 1600 | 1540.48 | 150.06 | 152.06 | 2 | 0
2040 | MISO_WUMS_2_PJM_ROR | MISO_WUMS | PJM_ROR | Internal | Summer | B10 | 1262 | 1600 | 1600 | 92.59 | 96.69 | 2 | 2.11
2040 | MISO_WUMS_2_PJM_ROR | MISO_WUMS | PJM_ROR | Internal | Winter | B16 | 25 | 1600 | 1600 | 153.68 | 157.78 | 2 | 2.11
2040 | MISO_WUMS_2_PJM_ROR | MISO_WUMS | PJM_ROR | Internal | Winter | B17 | 100 | 1600 | 1600 | 150.84 | 154.95 | 2 | 2.11
2040 | MISO_WUMS_2_PJM_ROR | MISO_WUMS | PJM_ROR | Internal | Winter | B18 | 400 | 1600 | 1600 | 148.39 | 152.49 | 2 | 2.11
2040 | MISO_WUMS_2_PJM_ROR | MISO_WUMS | PJM_ROR | Internal | Winter | B19 | 700 | 1600 | 1600 | 148.39 | 152.49 | 2 | 2.11
2040 | MISO_WUMS_2_PJM_ROR | MISO_WUMS | PJM_ROR | Internal | Winter | B20 | 935 | 1600 | 1600 | 78.21 | 82.31 | 2 | 2.11
2040 | NE_2_MAPP_US | NE | MAPP_US | Internal | Shoulder | B11 | 25 | 1600 | 0 | 114.27 | 118.27 | 5 | 0
2040 | NE_2_MAPP_US | NE | MAPP_US | Internal | Shoulder | B12 | 200 | 1600 | 1565.52 | 104.27 | 109.27 | 5 | 0
2040 | NE_2_MAPP_US | NE | MAPP_US | Internal | Shoulder | B13 | 600 | 1600 | 1600 | 97.32 | 105.58 | 5 | 3.27
2040 | NE_2_MAPP_US | NE | MAPP_US | Internal | Shoulder | B14 | 900 | 1600 | 1600 | 96.28 | 104.55 | 5 | 3.27
2040 | NE_2_MAPP_US | NE | MAPP_US | Internal | Shoulder | B15 | 1203 | 1600 | 1600 | 29.49 | 52.26 | 5 | 17.77
2040 | NE_2_MAPP_US | NE | MAPP_US | Internal | Summer | B1 | 10 | 1600 | 0 | 274.93 | 277.49 | 5 | 0
2040 | NE_2_MAPP_US | NE | MAPP_US | Internal | Summer | B2 | 25 | 1600 | 153.97 | 294.39 | 299.39 | 5 | 0
2040 | NE_2_MAPP_US | NE | MAPP_US | Internal | Summer | B3 | 75 | 1600 | 262.83 | 294.56 | 299.56 | 5 | 0
2040 | NE_2_MAPP_US | NE | MAPP_US | Internal | Summer | B4 | 100 | 1600 | 0 | 241.38 | 239.7 | 5 | 0
2040 | NE_2_MAPP_US | NE | MAPP_US | Internal | Summer | B5 | 200 | 1600 | 0 | 181.19 | 174.19 | 5 | 0
2040 | NE_2_MAPP_US | NE | MAPP_US | Internal | Summer | B6 | 300 | 1600 | 0 | 174.7 | 167.7 | 5 | 0
2040 | NE_2_MAPP_US | NE | MAPP_US | Internal | Summer | B7 | 400 | 1600 | 0 | 140.51 | 138.51 | 5 | 0
2040 | NE_2_MAPP_US | NE | MAPP_US | Internal | Summer | B8 | 500 | 1600 | 0 | 118.1 | 116.17 | 5 | 0
2040 | NE_2_MAPP_US | NE | MAPP_US | Internal | Summer | B9 | 800 | 1600 | 167.89 | 111.17 | 116.17 | 5 | 0
2040 | NE_2_MAPP_US | NE | MAPP_US | Internal | Summer | B10 | 1262 | 1600 | 1308.4 | 51.09 | 56.09 | 5 | 0
2040 | NE_2_MAPP_US | NE | MAPP_US | Internal | Winter | B16 | 25 | 1600 | 1600 | 104.19 | 113.23 | 5 | 4.04
2040 | NE_2_MAPP_US | NE | MAPP_US | Internal | Winter | B17 | 100 | 1600 | 1600 | 101.35 | 110.39 | 5 | 4.04
2040 | NE_2_MAPP_US | NE | MAPP_US | Internal | Winter | B18 | 400 | 1600 | 1600 | 99.72 | 107.94 | 5 | 3.21
2040 | NE_2_MAPP_US | NE | MAPP_US | Internal | Winter | B19 | 700 | 1600 | 1600 | 99.67 | 107.94 | 5 | 3.27
2040 | NE_2_MAPP_US | NE | MAPP_US | Internal | Winter | B20 | 935 | 1600 | 1600 | 29.49 | 52.26 | 5 | 17.77
2040 | NE_2_MISO_W | NE | MISO_W | Internal | Shoulder | B11 | 25 | 1600 | 1600 | 114.27 | 132.77 | 5 | 13.5
2040 | NE_2_MISO_W | NE | MISO_W | Internal | Shoulder | B12 | 200 | 1600 | 1600 | 104.27 | 123.77 | 5 | 14.5
2040 | NE_2_MISO_W | NE | MISO_W | Internal | Shoulder | B13 | 600 | 1600 | 1600 | 97.32 | 120.08 | 5 | 17.77
2040 | NE_2_MISO_W | NE | MISO_W | Internal | Shoulder | B14 | 900 | 1600 | 1600 | 96.28 | 119.05 | 5 | 17.77
2040 | NE_2_MISO_W | NE | MISO_W | Internal | Shoulder | B15 | 1203 | 1600 | 1600 | 29.49 | 52.26 | 5 | 17.77
2040 | NE_2_MISO_W | NE | MISO_W | Internal | Summer | B1 | 10 | 1600 | 1600 | 274.93 | 284.49 | 5 | 4.56
2040 | NE_2_MISO_W | NE | MISO_W | Internal | Summer | B2 | 25 | 1600 | 1600 | 294.39 | 313.89 | 5 | 14.5
2040 | NE_2_MISO_W | NE | MISO_W | Internal | Summer | B3 | 75 | 1600 | 1600 | 294.56 | 308.59 | 5 | 9.03
2040 | NE_2_MISO_W | NE | MISO_W | Internal | Summer | B4 | 100 | 1600 | 1600 | 241.38 | 246.7 | 5 | 0.31
2040 | NE_2_MISO_W | NE | MISO_W | Internal | Summer | B5 | 200 | 1600 | 0 | 181.19 | 181.19 | 5 | 0
2040 | NE_2_MISO_W | NE | MISO_W | Internal | Summer | B6 | 300 | 1600 | 0 | 174.7 | 174.7 | 5 | 0
2040 | NE_2_MISO_W | NE | MISO_W | Internal | Summer | B7 | 400 | 1600 | 585.26 | 140.51 | 145.51 | 5 | 0
2040 | NE_2_MISO_W | NE | MISO_W | Internal | Summer | B8 | 500 | 1600 | 1600 | 118.1 | 130.67 | 5 | 7.57
2040 | NE_2_MISO_W | NE | MISO_W | Internal | Summer | B9 | 800 | 1600 | 1600 | 111.17 | 124.11 | 5 | 7.94
2040 | NE_2_MISO_W | NE | MISO_W | Internal | Summer | B10 | 1262 | 1600 | 1600 | 51.09 | 66.64 | 5 | 10.55
2040 | NE_2_MISO_W | NE | MISO_W | Internal | Winter | B16 | 25 | 1600 | 2113.31 | 104.19 | 127.73 | 5 | 18.54
2040 | NE_2_MISO_W | NE | MISO_W | Internal | Winter | B17 | 100 | 1600 | 1616.17 | 101.35 | 124.9 | 5 | 18.54
2040 | NE_2_MISO_W | NE | MISO_W | Internal | Winter | B18 | 400 | 1600 | 1600 | 99.72 | 122.44 | 5 | 17.71
2040 | NE_2_MISO_W | NE | MISO_W | Internal | Winter | B19 | 700 | 1600 | 1600 | 99.67 | 122.44 | 5 | 17.77
2040 | NE_2_MISO_W | NE | MISO_W | Internal | Winter | B20 | 935 | 1600 | 1600 | 29.49 | 52.26 | 5 | 17.77
2040 | NE_2_SPP_N | NE | SPP_N | Internal | Shoulder | B11 | 25 | 1800 | 0 | 114.27 | 114.26 | 0.01 | 0
2040 | NE_2_SPP_N | NE | SPP_N | Internal | Shoulder | B12 | 200 | 1800 | 0 | 104.27 | 103.29 | 0.01 | 0
2040 | NE_2_SPP_N | NE | SPP_N | Internal | Shoulder | B13 | 600 | 1800 | 233.37 | 97.32 | 97.33 | 0.01 | 0
2040 | NE_2_SPP_N | NE | SPP_N | Internal | Shoulder | B14 | 900 | 1800 | 303.22 | 96.28 | 96.29 | 0.01 | 0
2040 | NE_2_SPP_N | NE | SPP_N | Internal | Shoulder | B15 | 1203 | 1800 | 791.32 | 29.49 | 29.5 | 0.01 | 0
2040 | NE_2_SPP_N | NE | SPP_N | Internal | Summer | B1 | 10 | 1800 | 0 | 274.93 | 261.73 | 0.01 | 0
2040 | NE_2_SPP_N | NE | SPP_N | Internal | Summer | B2 | 25 | 1800 | 0 | 294.39 | 293.4 | 0.01 | 0
2040 | NE_2_SPP_N | NE | SPP_N | Internal | Summer | B3 | 75 | 1800 | 0 | 294.56 | 290.08 | 0.01 | 0
2040 | NE_2_SPP_N | NE | SPP_N | Internal | Summer | B4 | 100 | 1800 | 0 | 241.38 | 228.18 | 0.01 | 0
2040 | NE_2_SPP_N | NE | SPP_N | Internal | Summer | B5 | 200 | 1800 | 0 | 181.19 | 180.7 | 0.01 | 0
2040 | NE_2_SPP_N | NE | SPP_N | Internal | Summer | B6 | 300 | 1800 | 459.76 | 174.7 | 174.71 | 0.01 | 0
2040 | NE_2_SPP_N | NE | SPP_N | Internal | Summer | B7 | 400 | 1800 | 128.91 | 140.51 | 140.52 | 0.01 | 0
2040 | NE_2_SPP_N | NE | SPP_N | Internal | Summer | B8 | 500 | 1800 | 0 | 118.1 | 118.09 | 0.01 | 0
2040 | NE_2_SPP_N | NE | SPP_N | Internal | Summer | B9 | 800 | 1800 | 0 | 111.17 | 107.34 | 0.01 | 0
2040 | NE_2_SPP_N | NE | SPP_N | Internal | Summer | B10 | 1262 | 1800 | 0 | 51.09 | 43.88 | 0.01 | 0
2040 | NE_2_SPP_N | NE | SPP_N | Internal | Winter | B16 | 25 | 1800 | 1800 | 104.19 | 107.24 | 0.01 | 3.05
2040 | NE_2_SPP_N | NE | SPP_N | Internal | Winter | B17 | 100 | 1800 | 1800 | 101.35 | 102.34 | 0.01 | 0.98
2040 | NE_2_SPP_N | NE | SPP_N | Internal | Winter | B18 | 400 | 1800 | 1160.97 | 99.72 | 99.74 | 0.01 | 0
2040 | NE_2_SPP_N | NE | SPP_N | Internal | Winter | B19 | 700 | 1800 | 455.43 | 99.67 | 99.68 | 0.01 | 0
2040 | NE_2_SPP_N | NE | SPP_N | Internal | Winter | B20 | 935 | 1800 | 779.39 | 29.49 | 29.5 | 0.01 | 0
2040 | NEISO_2_NYISO_A-F | NEISO | NYISO_A-F | Internal | Shoulder | B11 | 25 | 600 | 0 | 133.57 | 110.33 | 3 | 0
2040 | NEISO_2_NYISO_A-F | NEISO | NYISO_A-F | Internal | Shoulder | B12 | 200 | 600 | 0 | 127.58 | 109.85 | 3 | 0
2040 | NEISO_2_NYISO_A-F | NEISO | NYISO_A-F | Internal | Shoulder | B13 | 600 | 600 | 0 | 123.89 | 102.04 | 3 | 0
2040 | NEISO_2_NYISO_A-F | NEISO | NYISO_A-F | Internal | Shoulder | B14 | 900 | 600 | 0 | 122.86 | 99.62 | 3 | 0
2040 | NEISO_2_NYISO_A-F | NEISO | NYISO_A-F | Internal | Shoulder | B15 | 1203 | 600 | 0 | 87.45 | 80.61 | 3 | 0
2040 | NEISO_2_NYISO_A-F | NEISO | NYISO_A-F | Internal | Summer | B1 | 10 | 600 | 0 | 312.29 | 274.36 | 3 | 0
2040 | NEISO_2_NYISO_A-F | NEISO | NYISO_A-F | Internal | Summer | B2 | 25 | 600 | 0 | 360.52 | 316.59 | 3 | 0
2040 | NEISO_2_NYISO_A-F | NEISO | NYISO_A-F | Internal | Summer | B3 | 75 | 600 | 0 | 326.65 | 303.4 | 3 | 0
2040 | NEISO_2_NYISO_A-F | NEISO | NYISO_A-F | Internal | Summer | B4 | 100 | 600 | 0 | 250.74 | 228.37 | 3 | 0
2040 | NEISO_2_NYISO_A-F | NEISO | NYISO_A-F | Internal | Summer | B5 | 200 | 600 | 0 | 174.28 | 157.38 | 3 | 0
2040 | NEISO_2_NYISO_A-F | NEISO | NYISO_A-F | Internal | Summer | B6 | 300 | 600 | 0 | 157.44 | 152.05 | 3 | 0
2040 | NEISO_2_NYISO_A-F | NEISO | NYISO_A-F | Internal | Summer | B7 | 400 | 600 | 0 | 151 | 148 | 3 | 0
2040 | NEISO_2_NYISO_A-F | NEISO | NYISO_A-F | Internal | Summer | B8 | 500 | 600 | 0 | 149.04 | 125.8 | 3 | 0
2040 | NEISO_2_NYISO_A-F | NEISO | NYISO_A-F | Internal | Summer | B9 | 800 | 600 | 0 | 135.49 | 112.25 | 3 | 0
2040 | NEISO_2_NYISO_A-F | NEISO | NYISO_A-F | Internal | Summer | B10 | 1262 | 600 | 0 | 116.3 | 112.25 | 3 | 0
2040 | NEISO_2_NYISO_A-F | NEISO | NYISO_A-F | Internal | Winter | B16 | 25 | 600 | 0 | 131.54 | 108.3 | 3 | 0
2040 | NEISO_2_NYISO_A-F | NEISO | NYISO_A-F | Internal | Winter | B17 | 100 | 600 | 0 | 128.71 | 105.47 | 3 | 0
2040 | NEISO_2_NYISO_A-F | NEISO | NYISO_A-F | Internal | Winter | B18 | 400 | 600 | 0 | 126.25 | 103.01 | 3 | 0
2040 | NEISO_2_NYISO_A-F | NEISO | NYISO_A-F | Internal | Winter | B19 | 700 | 600 | 0 | 126.25 | 103.01 | 3 | 0
2040 | NEISO_2_NYISO_A-F | NEISO | NYISO_A-F | Internal | Winter | B20 | 935 | 600 | 0 | 85.86 | 79.71 | 3 | 0
2040 | NEISO_2_NYISO_G-I | NEISO | NYISO_G-I | Internal | Shoulder | B11 | 25 | 600 | 600 | 133.57 | 151.26 | 3 | 14.69
2040 | NEISO_2_NYISO_G-I | NEISO | NYISO_G-I | Internal | Shoulder | B12 | 200 | 600 | 600 | 127.58 | 145.28 | 3 | 14.69
2040 | NEISO_2_NYISO_G-I | NEISO | NYISO_G-I | Internal | Shoulder | B13 | 600 | 600 | 600 | 123.89 | 141.59 | 3 | 14.69
2040 | NEISO_2_NYISO_G-I | NEISO | NYISO_G-I | Internal | Shoulder | B14 | 900 | 600 | 600 | 122.86 | 140.56 | 3 | 14.69
2040 | NEISO_2_NYISO_G-I | NEISO | NYISO_G-I | Internal | Shoulder | B15 | 1203 | 600 | 557.76 | 87.45 | 90.45 | 3 | 0
2040 | NEISO_2_NYISO_G-I | NEISO | NYISO_G-I | Internal | Summer | B1 | 10 | 600 | 8.08 | 312.29 | 315.29 | 3 | 0
2040 | NEISO_2_NYISO_G-I | NEISO | NYISO_G-I | Internal | Summer | B2 | 25 | 600 | 0 | 360.52 | 357.52 | 3 | 0
2040 | NEISO_2_NYISO_G-I | NEISO | NYISO_G-I | Internal | Summer | B3 | 75 | 600 | 600 | 326.65 | 344.34 | 3 | 14.69
2040 | NEISO_2_NYISO_G-I | NEISO | NYISO_G-I | Internal | Summer | B4 | 100 | 600 | 600 | 250.74 | 268.43 | 3 | 14.69
2040 | NEISO_2_NYISO_G-I | NEISO | NYISO_G-I | Internal | Summer | B5 | 200 | 600 | 600 | 174.28 | 191.97 | 3 | 14.69
2040 | NEISO_2_NYISO_G-I | NEISO | NYISO_G-I | Internal | Summer | B6 | 300 | 600 | 600 | 157.44 | 175.13 | 3 | 14.69
2040 | NEISO_2_NYISO_G-I | NEISO | NYISO_G-I | Internal | Summer | B7 | 400 | 600 | 600 | 151 | 168.69 | 3 | 14.69
2040 | NEISO_2_NYISO_G-I | NEISO | NYISO_G-I | Internal | Summer | B8 | 500 | 600 | 600 | 149.04 | 166.73 | 3 | 14.69
2040 | NEISO_2_NYISO_G-I | NEISO | NYISO_G-I | Internal | Summer | B9 | 800 | 600 | 600 | 135.49 | 153.19 | 3 | 14.69
2040 | NEISO_2_NYISO_G-I | NEISO | NYISO_G-I | Internal | Summer | B10 | 1262 | 600 | 314.4 | 116.3 | 119.3 | 3 | 0
2040 | NEISO_2_NYISO_G-I | NEISO | NYISO_G-I | Internal | Winter | B16 | 25 | 600 | 600 | 131.54 | 149.23 | 3 | 14.69
2040 | NEISO_2_NYISO_G-I | NEISO | NYISO_G-I | Internal | Winter | B17 | 100 | 600 | 600 | 128.71 | 146.4 | 3 | 14.69
2040 | NEISO_2_NYISO_G-I | NEISO | NYISO_G-I | Internal | Winter | B18 | 400 | 600 | 600 | 126.25 | 143.94 | 3 | 14.69
2040 | NEISO_2_NYISO_G-I | NEISO | NYISO_G-I | Internal | Winter | B19 | 700 | 600 | 600 | 126.25 | 143.94 | 3 | 14.69
2040 | NEISO_2_NYISO_G-I | NEISO | NYISO_G-I | Internal | Winter | B20 | 935 | 600 | 600 | 85.86 | 90.36 | 3 | 1.5
2040 | NEISO_2_NYISO_J-K | NEISO | NYISO_J-K | Internal | Shoulder | B11 | 25 | 430 | 6388.98 | 133.57 | 151.28 | 3 | 14.7
2040 | NEISO_2_NYISO_J-K | NEISO | NYISO_J-K | Internal | Shoulder | B12 | 200 | 430 | 5924.84 | 127.58 | 145.29 | 3 | 14.7
2040 | NEISO_2_NYISO_J-K | NEISO | NYISO_J-K | Internal | Shoulder | B13 | 600 | 430 | 6027.49 | 123.89 | 141.6 | 3 | 14.7
2040 | NEISO_2_NYISO_J-K | NEISO | NYISO_J-K | Internal | Shoulder | B14 | 900 | 430 | 4258.53 | 122.86 | 140.57 | 3 | 14.7
2040 | NEISO_2_NYISO_J-K | NEISO | NYISO_J-K | Internal | Shoulder | B15 | 1203 | 430 | 430 | 87.45 | 90.47 | 3 | 0.01
2040 | NEISO_2_NYISO_J-K | NEISO | NYISO_J-K | Internal | Summer | B1 | 10 | 430 | 430 | 312.29 | 320.56 | 3 | 5.28
2040 | NEISO_2_NYISO_J-K | NEISO | NYISO_J-K | Internal | Summer | B2 | 25 | 430 | 0 | 360.52 | 357.54 | 3 | 0
2040 | NEISO_2_NYISO_J-K | NEISO | NYISO_J-K | Internal | Summer | B3 | 75 | 430 | 568.99 | 326.65 | 344.35 | 3 | 14.7
2040 | NEISO_2_NYISO_J-K | NEISO | NYISO_J-K | Internal | Summer | B4 | 100 | 430 | 1881.77 | 250.74 | 268.44 | 3 | 14.7
2040 | NEISO_2_NYISO_J-K | NEISO | NYISO_J-K | Internal | Summer | B5 | 200 | 430 | 2975.99 | 174.28 | 191.98 | 3 | 14.7
2040 | NEISO_2_NYISO_J-K | NEISO | NYISO_J-K | Internal | Summer | B6 | 300 | 430 | 1845.29 | 157.44 | 175.14 | 3 | 14.7
2040 | NEISO_2_NYISO_J-K | NEISO | NYISO_J-K | Internal | Summer | B7 | 400 | 430 | 1736.59 | 151 | 168.7 | 3 | 14.7
2040 | NEISO_2_NYISO_J-K | NEISO | NYISO_J-K | Internal | Summer | B8 | 500 | 430 | 1234.95 | 149.04 | 166.75 | 3 | 14.7
2040 | NEISO_2_NYISO_J-K | NEISO | NYISO_J-K | Internal | Summer | B9 | 800 | 430 | 1929.56 | 135.49 | 153.2 | 3 | 14.7
2040 | NEISO_2_NYISO_J-K | NEISO | NYISO_J-K | Internal | Summer | B10 | 1262 | 430 | 430 | 116.3 | 119.31 | 3 | 0.01
2040 | NEISO_2_NYISO_J-K | NEISO | NYISO_J-K | Internal | Winter | B16 | 25 | 430 | 6020.99 | 131.54 | 149.25 | 3 | 14.7
2040 | NEISO_2_NYISO_J-K | NEISO | NYISO_J-K | Internal | Winter | B17 | 100 | 430 | 5829.42 | 128.71 | 146.41 | 3 | 14.7
2040 | NEISO_2_NYISO_J-K | NEISO | NYISO_J-K | Internal | Winter | B18 | 400 | 430 | 5784.12 | 126.25 | 143.95 | 3 | 14.7
2040 | NEISO_2_NYISO_J-K | NEISO | NYISO_J-K | Internal | Winter | B19 | 700 | 430 | 4671.21 | 126.25 | 143.95 | 3 | 14.7
2040 | NEISO_2_NYISO_J-K | NEISO | NYISO_J-K | Internal | Winter | B20 | 935 | 430 | 430 | 85.86 | 90.37 | 3 | 1.51
2040 | NonRTO_Midwest_2_MISO_IN | NonRTO_Midwest | MISO_IN | Internal | Shoulder | B11 | 25 | 4450 | 0 | 157.84 | 153.89 | 8 | 0
2040 | NonRTO_Midwest_2_MISO_IN | NonRTO_Midwest | MISO_IN | Internal | Shoulder | B12 | 200 | 4450 | 0 | 157.67 | 150.89 | 8 | 0
2040 | NonRTO_Midwest_2_MISO_IN | NonRTO_Midwest | MISO_IN | Internal | Shoulder | B13 | 600 | 4450 | 0 | 152.93 | 144.93 | 8 | 0
2040 | NonRTO_Midwest_2_MISO_IN | NonRTO_Midwest | MISO_IN | Internal | Shoulder | B14 | 900 | 4450 | 0 | 151.9 | 143.9 | 8 | 0
2040 | NonRTO_Midwest_2_MISO_IN | NonRTO_Midwest | MISO_IN | Internal | Shoulder | B15 | 1203 | 4450 | 0 | 85.11 | 77.11 | 8 | 0
2040 | NonRTO_Midwest_2_MISO_IN | NonRTO_Midwest | MISO_IN | Internal | Summer | B1 | 10 | 4450 | 0 | 313.42 | 305.42 | 8 | 0
2040 | NonRTO_Midwest_2_MISO_IN | NonRTO_Midwest | MISO_IN | Internal | Summer | B2 | 25 | 4450 | 0 | 342.82 | 334.82 | 8 | 0
2040 | NonRTO_Midwest_2_MISO_IN | NonRTO_Midwest | MISO_IN | Internal | Summer | B3 | 75 | 4450 | 0 | 337.23 | 329.23 | 8 | 0
2040 | NonRTO_Midwest_2_MISO_IN | NonRTO_Midwest | MISO_IN | Internal | Summer | B4 | 100 | 4450 | 0 | 275.3 | 267.34 | 8 | 0
2040 | NonRTO_Midwest_2_MISO_IN | NonRTO_Midwest | MISO_IN | Internal | Summer | B5 | 200 | 4450 | 0 | 199.25 | 196.36 | 8 | 0
2040 | NonRTO_Midwest_2_MISO_IN | NonRTO_Midwest | MISO_IN | Internal | Summer | B6 | 300 | 4450 | 0 | 177.42 | 177.41 | 8 | 0
2040 | NonRTO_Midwest_2_MISO_IN | NonRTO_Midwest | MISO_IN | Internal | Summer | B7 | 400 | 4450 | 0 | 166.63 | 163.74 | 8 | 0
2040 | NonRTO_Midwest_2_MISO_IN | NonRTO_Midwest | MISO_IN | Internal | Summer | B8 | 500 | 4450 | 0 | 156.1 | 152.29 | 8 | 0
2040 | NonRTO_Midwest_2_MISO_IN | NonRTO_Midwest | MISO_IN | Internal | Summer | B9 | 800 | 4450 | 0 | 156.1 | 151.23 | 8 | 0
2040 | NonRTO_Midwest_2_MISO_IN | NonRTO_Midwest | MISO_IN | Internal | Summer | B10 | 1262 | 4450 | 0 | 87.82 | 91.49 | 8 | 0
2040 | NonRTO_Midwest_2_MISO_IN | NonRTO_Midwest | MISO_IN | Internal | Winter | B16 | 25 | 4450 | 0 | 161.53 | 153.53 | 8 | 0
2040 | NonRTO_Midwest_2_MISO_IN | NonRTO_Midwest | MISO_IN | Internal | Winter | B17 | 100 | 4450 | 0 | 157.95 | 149.95 | 8 | 0
2040 | NonRTO_Midwest_2_MISO_IN | NonRTO_Midwest | MISO_IN | Internal | Winter | B18 | 400 | 4450 | 0 | 155.34 | 147.34 | 8 | 0
2040 | NonRTO_Midwest_2_MISO_IN | NonRTO_Midwest | MISO_IN | Internal | Winter | B19 | 700 | 4450 | 0 | 155.29 | 147.29 | 8 | 0
2040 | NonRTO_Midwest_2_MISO_IN | NonRTO_Midwest | MISO_IN | Internal | Winter | B20 | 935 | 4450 | 0 | 85.11 | 77.11 | 8 | 0
2040 | NonRTO_Midwest_2_TVA_Transmission | NonRTO_Midwest | TVA_Transmission | Internal | Shoulder | B11 | 25 | 2400 | 307.76 | 157.84 | 165.84 | 8 | 0
2040 | NonRTO_Midwest_2_TVA_Transmission | NonRTO_Midwest | TVA_Transmission | Internal | Shoulder | B12 | 200 | 2400 | 0 | 157.67 | 152.9 | 8 | 0
2040 | NonRTO_Midwest_2_TVA_Transmission | NonRTO_Midwest | TVA_Transmission | Internal | Shoulder | B13 | 600 | 2400 | 0 | 152.93 | 146.68 | 8 | 0
2040 | NonRTO_Midwest_2_TVA_Transmission | NonRTO_Midwest | TVA_Transmission | Internal | Shoulder | B14 | 900 | 2400 | 0 | 151.9 | 145.9 | 8 | 0
2040 | NonRTO_Midwest_2_TVA_Transmission | NonRTO_Midwest | TVA_Transmission | Internal | Shoulder | B15 | 1203 | 2400 | 0 | 85.11 | 79.32 | 8 | 0
2040 | NonRTO_Midwest_2_TVA_Transmission | NonRTO_Midwest | TVA_Transmission | Internal | Summer | B1 | 10 | 2400 | 0 | 313.42 | 318.81 | 8 | 0
2040 | NonRTO_Midwest_2_TVA_Transmission | NonRTO_Midwest | TVA_Transmission | Internal | Summer | B2 | 25 | 2400 | 0 | 342.82 | 350.48 | 8 | 0
2040 | NonRTO_Midwest_2_TVA_Transmission | NonRTO_Midwest | TVA_Transmission | Internal | Summer | B3 | 75 | 2400 | 0 | 337.23 | 345.19 | 8 | 0
2040 | NonRTO_Midwest_2_TVA_Transmission | NonRTO_Midwest | TVA_Transmission | Internal | Summer | B4 | 100 | 2400 | 314.65 | 275.3 | 283.3 | 8 | 0
2040 | NonRTO_Midwest_2_TVA_Transmission | NonRTO_Midwest | TVA_Transmission | Internal | Summer | B5 | 200 | 2400 | 599.26 | 199.25 | 207.25 | 8 | 0
2040 | NonRTO_Midwest_2_TVA_Transmission | NonRTO_Midwest | TVA_Transmission | Internal | Summer | B6 | 300 | 2400 | 1031.06 | 177.42 | 185.42 | 8 | 0
2040 | NonRTO_Midwest_2_TVA_Transmission | NonRTO_Midwest | TVA_Transmission | Internal | Summer | B7 | 400 | 2400 | 1562.29 | 166.63 | 174.63 | 8 | 0
2040 | NonRTO_Midwest_2_TVA_Transmission | NonRTO_Midwest | TVA_Transmission | Internal | Summer | B8 | 500 | 2400 | 0 | 156.1 | 159.79 | 8 | 0
2040 | NonRTO_Midwest_2_TVA_Transmission | NonRTO_Midwest | TVA_Transmission | Internal | Summer | B9 | 800 | 2400 | 0 | 156.1 | 153.23 | 8 | 0
2040 | NonRTO_Midwest_2_TVA_Transmission | NonRTO_Midwest | TVA_Transmission | Internal | Summer | B10 | 1262 | 2400 | 0 | 87.82 | 89.45 | 8 | 0
2040 | NonRTO_Midwest_2_TVA_Transmission | NonRTO_Midwest | TVA_Transmission | Internal | Winter | B16 | 25 | 2400 | 0 | 161.53 | 162.88 | 8 | 0
2040 | NonRTO_Midwest_2_TVA_Transmission | NonRTO_Midwest | TVA_Transmission | Internal | Winter | B17 | 100 | 2400 | 0 | 157.95 | 151.95 | 8 | 0
2040 | NonRTO_Midwest_2_TVA_Transmission | NonRTO_Midwest | TVA_Transmission | Internal | Winter | B18 | 400 | 2400 | 0 | 155.34 | 149.33 | 8 | 0
2040 | NonRTO_Midwest_2_TVA_Transmission | NonRTO_Midwest | TVA_Transmission | Internal | Winter | B19 | 700 | 2400 | 0 | 155.29 | 149.29 | 8 | 0
2040 | NonRTO_Midwest_2_TVA_Transmission | NonRTO_Midwest | TVA_Transmission | Internal | Winter | B20 | 935 | 2400 | 0 | 85.11 | 79.11 | 8 | 0
2040 | NYISO_A-F_2_NEISO | NYISO_A-F | NEISO | Internal | Shoulder | B11 | 25 | 600 | 600 | 110.33 | 133.57 | 3 | 20.24
2040 | NYISO_A-F_2_NEISO | NYISO_A-F | NEISO | Internal | Shoulder | B12 | 200 | 600 | 600 | 109.85 | 127.58 | 3 | 14.73
2040 | NYISO_A-F_2_NEISO | NYISO_A-F | NEISO | Internal | Shoulder | B13 | 600 | 600 | 600 | 102.04 | 123.89 | 3 | 18.86
2040 | NYISO_A-F_2_NEISO | NYISO_A-F | NEISO | Internal | Shoulder | B14 | 900 | 600 | 600 | 99.62 | 122.86 | 3 | 20.24
2040 | NYISO_A-F_2_NEISO | NYISO_A-F | NEISO | Internal | Shoulder | B15 | 1203 | 600 | 600 | 80.61 | 87.45 | 3 | 3.84
2040 | NYISO_A-F_2_NEISO | NYISO_A-F | NEISO | Internal | Summer | B1 | 10 | 600 | 600 | 274.36 | 312.29 | 3 | 34.93
2040 | NYISO_A-F_2_NEISO | NYISO_A-F | NEISO | Internal | Summer | B2 | 25 | 600 | 600 | 316.59 | 360.52 | 3 | 40.93
2040 | NYISO_A-F_2_NEISO | NYISO_A-F | NEISO | Internal | Summer | B3 | 75 | 600 | 600 | 303.4 | 326.65 | 3 | 20.24
2040 | NYISO_A-F_2_NEISO | NYISO_A-F | NEISO | Internal | Summer | B4 | 100 | 600 | 600 | 228.37 | 250.74 | 3 | 19.37
2040 | NYISO_A-F_2_NEISO | NYISO_A-F | NEISO | Internal | Summer | B5 | 200 | 600 | 600 | 157.38 | 174.28 | 3 | 13.9
2040 | NYISO_A-F_2_NEISO | NYISO_A-F | NEISO | Internal | Summer | B6 | 300 | 600 | 600 | 152.05 | 157.44 | 3 | 2.39
2040 | NYISO_A-F_2_NEISO | NYISO_A-F | NEISO | Internal | Summer | B7 | 400 | 600 | 323.56 | 148 | 151 | 3 | 0
2040 | NYISO_A-F_2_NEISO | NYISO_A-F | NEISO | Internal | Summer | B8 | 500 | 600 | 600 | 125.8 | 149.04 | 3 | 20.24
2040 | NYISO_A-F_2_NEISO | NYISO_A-F | NEISO | Internal | Summer | B9 | 800 | 600 | 600 | 112.25 | 135.49 | 3 | 20.24
2040 | NYISO_A-F_2_NEISO | NYISO_A-F | NEISO | Internal | Summer | B10 | 1262 | 600 | 600 | 112.25 | 116.3 | 3 | 1.05
2040 | NYISO_A-F_2_NEISO | NYISO_A-F | NEISO | Internal | Winter | B16 | 25 | 600 | 600 | 108.3 | 131.54 | 3 | 20.24
2040 | NYISO_A-F_2_NEISO | NYISO_A-F | NEISO | Internal | Winter | B17 | 100 | 600 | 600 | 105.47 | 128.71 | 3 | 20.24
2040 | NYISO_A-F_2_NEISO | NYISO_A-F | NEISO | Internal | Winter | B18 | 400 | 600 | 600 | 103.01 | 126.25 | 3 | 20.24
2040 | NYISO_A-F_2_NEISO | NYISO_A-F | NEISO | Internal | Winter | B19 | 700 | 600 | 600 | 103.01 | 126.25 | 3 | 20.24
2040 | NYISO_A-F_2_NEISO | NYISO_A-F | NEISO | Internal | Winter | B20 | 935 | 600 | 600 | 79.71 | 85.86 | 3 | 3.15
2040 | NYISO_A-F_2_NYISO_G-I | NYISO_A-F | NYISO_G-I | Internal | Shoulder | B11 | 25 | 4250 | 5708.52 | 110.33 | 151.26 | 0.01 | 40.92
2040 | NYISO_A-F_2_NYISO_G-I | NYISO_A-F | NYISO_G-I | Internal | Shoulder | B12 | 200 | 4250 | 4250 | 109.85 | 145.28 | 0.01 | 35.41
2040 | NYISO_A-F_2_NYISO_G-I | NYISO_A-F | NYISO_G-I | Internal | Shoulder | B13 | 600 | 4250 | 4250 | 102.04 | 141.59 | 0.01 | 39.54
2040 | NYISO_A-F_2_NYISO_G-I | NYISO_A-F | NYISO_G-I | Internal | Shoulder | B14 | 900 | 4250 | 4546.04 | 99.62 | 140.56 | 0.01 | 40.92
2040 | NYISO_A-F_2_NYISO_G-I | NYISO_A-F | NYISO_G-I | Internal | Shoulder | B15 | 1203 | 4250 | 4250 | 80.61 | 90.45 | 0.01 | 9.83
2040 | NYISO_A-F_2_NYISO_G-I | NYISO_A-F | NYISO_G-I | Internal | Summer | B1 | 10 | 4250 | 8291.17 | 274.36 | 315.29 | 0.01 | 40.92
2040 | NYISO_A-F_2_NYISO_G-I | NYISO_A-F | NYISO_G-I | Internal | Summer | B2 | 25 | 4250 | 6143.72 | 316.59 | 357.52 | 0.01 | 40.92
2040 | NYISO_A-F_2_NYISO_G-I | NYISO_A-F | NYISO_G-I | Internal | Summer | B3 | 75 | 4250 | 5305.96 | 303.4 | 344.34 | 0.01 | 40.92
2040 | NYISO_A-F_2_NYISO_G-I | NYISO_A-F | NYISO_G-I | Internal | Summer | B4 | 100 | 4250 | 4250 | 228.37 | 268.43 | 0.01 | 40.06
2040 | NYISO_A-F_2_NYISO_G-I | NYISO_A-F | NYISO_G-I | Internal | Summer | B5 | 200 | 4250 | 4250 | 157.38 | 191.97 | 0.01 | 34.58
2040 | NYISO_A-F_2_NYISO_G-I | NYISO_A-F | NYISO_G-I | Internal | Summer | B6 | 300 | 4250 | 4250 | 152.05 | 175.13 | 0.01 | 23.07
2040 | NYISO_A-F_2_NYISO_G-I | NYISO_A-F | NYISO_G-I | Internal | Summer | B7 | 400 | 4250 | 4250 | 148 | 168.69 | 0.01 | 20.68
2040 | NYISO_A-F_2_NYISO_G-I | NYISO_A-F | NYISO_G-I | Internal | Summer | B8 | 500 | 4250 | 4544.63 | 125.8 | 166.73 | 0.01 | 40.92
2040 | NYISO_A-F_2_NYISO_G-I | NYISO_A-F | NYISO_G-I | Internal | Summer | B9 | 800 | 4250 | 4504.07 | 112.25 | 153.19 | 0.01 | 40.92
2040 | NYISO_A-F_2_NYISO_G-I | NYISO_A-F | NYISO_G-I | Internal | Summer | B10 | 1262 | 4250 | 4250 | 112.25 | 119.3 | 0.01 | 7.03
2040 | NYISO_A-F_2_NYISO_G-I | NYISO_A-F | NYISO_G-I | Internal | Winter | B16 | 25 | 4250 | 4906.14 | 108.3 | 149.23 | 0.01 | 40.92
2040 | NYISO_A-F_2_NYISO_G-I | NYISO_A-F | NYISO_G-I | Internal | Winter | B17 | 100 | 4250 | 4924.33 | 105.47 | 146.4 | 0.01 | 40.92
2040 | NYISO_A-F_2_NYISO_G-I | NYISO_A-F | NYISO_G-I | Internal | Winter | B18 | 400 | 4250 | 5094.81 | 103.01 | 143.94 | 0.01 | 40.92
2040 | NYISO_A-F_2_NYISO_G-I | NYISO_A-F | NYISO_G-I | Internal | Winter | B19 | 700 | 4250 | 5424.34 | 103.01 | 143.94 | 0.01 | 40.92
2040 | NYISO_A-F_2_NYISO_G-I | NYISO_A-F | NYISO_G-I | Internal | Winter | B20 | 935 | 4250 | 4250 | 79.71 | 90.36 | 0.01 | 10.64
2040 | NYISO_A-F_2_PJM_ROM | NYISO_A-F | PJM_ROM | Internal | Shoulder | B11 | 25 | 1000 | 1000 | 110.33 | 159.85 | 8 | 41.52
2040 | NYISO_A-F_2_PJM_ROM | NYISO_A-F | PJM_ROM | Internal | Shoulder | B12 | 200 | 1000 | 1000 | 109.85 | 153.84 | 8 | 35.99
2040 | NYISO_A-F_2_PJM_ROM | NYISO_A-F | PJM_ROM | Internal | Shoulder | B13 | 600 | 1000 | 1000 | 102.04 | 150.15 | 8 | 40.11
2040 | NYISO_A-F_2_PJM_ROM | NYISO_A-F | PJM_ROM | Internal | Shoulder | B14 | 900 | 1000 | 1000 | 99.62 | 149.12 | 8 | 41.5
2040 | NYISO_A-F_2_PJM_ROM | NYISO_A-F | PJM_ROM | Internal | Shoulder | B15 | 1203 | 1000 | 0 | 80.61 | 84.45 | 8 | 0
2040 | NYISO_A-F_2_PJM_ROM | NYISO_A-F | PJM_ROM | Internal | Summer | B1 | 10 | 1000 | 1000 | 274.36 | 314.55 | 8 | 32.2
2040 | NYISO_A-F_2_PJM_ROM | NYISO_A-F | PJM_ROM | Internal | Summer | B2 | 25 | 1000 | 1000 | 316.59 | 343.95 | 8 | 19.36
2040 | NYISO_A-F_2_PJM_ROM | NYISO_A-F | PJM_ROM | Internal | Summer | B3 | 75 | 1000 | 1000 | 303.4 | 338.34 | 8 | 26.93
2040 | NYISO_A-F_2_PJM_ROM | NYISO_A-F | PJM_ROM | Internal | Summer | B4 | 100 | 1000 | 1000 | 228.37 | 276.44 | 8 | 40.08
2040 | NYISO_A-F_2_PJM_ROM | NYISO_A-F | PJM_ROM | Internal | Summer | B5 | 200 | 1000 | 1000 | 157.38 | 200.53 | 8 | 35.15
2040 | NYISO_A-F_2_PJM_ROM | NYISO_A-F | PJM_ROM | Internal | Summer | B6 | 300 | 1000 | 1000 | 152.05 | 179.43 | 8 | 19.39
2040 | NYISO_A-F_2_PJM_ROM | NYISO_A-F | PJM_ROM | Internal | Summer | B7 | 400 | 1000 | 1000 | 148 | 170.89 | 8 | 14.9
2040 | NYISO_A-F_2_PJM_ROM | NYISO_A-F | PJM_ROM | Internal | Summer | B8 | 500 | 1000 | 1000 | 125.8 | 160.73 | 8 | 26.93
2040 | NYISO_A-F_2_PJM_ROM | NYISO_A-F | PJM_ROM | Internal | Summer | B9 | 800 | 1000 | 1000 | 112.25 | 152.07 | 8 | 31.81
2040 | NYISO_A-F_2_PJM_ROM | NYISO_A-F | PJM_ROM | Internal | Summer | B10 | 1262 | 1000 | 0 | 112.25 | 105.73 | 8 | 0
2040 | NYISO_A-F_2_PJM_ROM | NYISO_A-F | PJM_ROM | Internal | Winter | B16 | 25 | 1000 | 1000 | 108.3 | 157.8 | 8 | 41.5
2040 | NYISO_A-F_2_PJM_ROM | NYISO_A-F | PJM_ROM | Internal | Winter | B17 | 100 | 1000 | 1000 | 105.47 | 154.96 | 8 | 41.5
2040 | NYISO_A-F_2_PJM_ROM | NYISO_A-F | PJM_ROM | Internal | Winter | B18 | 400 | 1000 | 1000 | 103.01 | 152.5 | 8 | 41.5
2040 | NYISO_A-F_2_PJM_ROM | NYISO_A-F | PJM_ROM | Internal | Winter | B19 | 700 | 1000 | 1000 | 103.01 | 152.5 | 8 | 41.5
2040 | NYISO_A-F_2_PJM_ROM | NYISO_A-F | PJM_ROM | Internal | Winter | B20 | 935 | 1000 | 0 | 79.71 | 84.35 | 8 | 0
2040 | NYISO_G-I_2_NEISO | NYISO_G-I | NEISO | Internal | Shoulder | B11 | 25 | 600 | 0 | 151.26 | 133.57 | 3 | 0
2040 | NYISO_G-I_2_NEISO | NYISO_G-I | NEISO | Internal | Shoulder | B12 | 200 | 600 | 0 | 145.28 | 127.58 | 3 | 0
2040 | NYISO_G-I_2_NEISO | NYISO_G-I | NEISO | Internal | Shoulder | B13 | 600 | 600 | 0 | 141.59 | 123.89 | 3 | 0
2040 | NYISO_G-I_2_NEISO | NYISO_G-I | NEISO | Internal | Shoulder | B14 | 900 | 600 | 0 | 140.56 | 122.86 | 3 | 0
2040 | NYISO_G-I_2_NEISO | NYISO_G-I | NEISO | Internal | Shoulder | B15 | 1203 | 600 | 0 | 90.45 | 87.45 | 3 | 0
2040 | NYISO_G-I_2_NEISO | NYISO_G-I | NEISO | Internal | Summer | B1 | 10 | 600 | 0 | 315.29 | 312.29 | 3 | 0
2040 | NYISO_G-I_2_NEISO | NYISO_G-I | NEISO | Internal | Summer | B2 | 25 | 600 | 483.39 | 357.52 | 360.52 | 3 | 0
2040 | NYISO_G-I_2_NEISO | NYISO_G-I | NEISO | Internal | Summer | B3 | 75 | 600 | 0 | 344.34 | 326.65 | 3 | 0
2040 | NYISO_G-I_2_NEISO | NYISO_G-I | NEISO | Internal | Summer | B4 | 100 | 600 | 0 | 268.43 | 250.74 | 3 | 0
2040 | NYISO_G-I_2_NEISO | NYISO_G-I | NEISO | Internal | Summer | B5 | 200 | 600 | 0 | 191.97 | 174.28 | 3 | 0
2040 | NYISO_G-I_2_NEISO | NYISO_G-I | NEISO | Internal | Summer | B6 | 300 | 600 | 0 | 175.13 | 157.44 | 3 | 0
2040 | NYISO_G-I_2_NEISO | NYISO_G-I | NEISO | Internal | Summer | B7 | 400 | 600 | 0 | 168.69 | 151 | 3 | 0
2040 | NYISO_G-I_2_NEISO | NYISO_G-I | NEISO | Internal | Summer | B8 | 500 | 600 | 0 | 166.73 | 149.04 | 3 | 0
2040 | NYISO_G-I_2_NEISO | NYISO_G-I | NEISO | Internal | Summer | B9 | 800 | 600 | 0 | 153.19 | 135.49 | 3 | 0
2040 | NYISO_G-I_2_NEISO | NYISO_G-I | NEISO | Internal | Summer | B10 | 1262 | 600 | 0 | 119.3 | 116.3 | 3 | 0
2040 | NYISO_G-I_2_NEISO | NYISO_G-I | NEISO | Internal | Winter | B16 | 25 | 600 | 0 | 149.23 | 131.54 | 3 | 0
2040 | NYISO_G-I_2_NEISO | NYISO_G-I | NEISO | Internal | Winter | B17 | 100 | 600 | 0 | 146.4 | 128.71 | 3 | 0
2040 | NYISO_G-I_2_NEISO | NYISO_G-I | NEISO | Internal | Winter | B18 | 400 | 600 | 0 | 143.94 | 126.25 | 3 | 0
2040 | NYISO_G-I_2_NEISO | NYISO_G-I | NEISO | Internal | Winter | B19 | 700 | 600 | 0 | 143.94 | 126.25 | 3 | 0
2040 | NYISO_G-I_2_NEISO | NYISO_G-I | NEISO | Internal | Winter | B20 | 935 | 600 | 0 | 90.36 | 85.86 | 3 | 0
2040 | NYISO_G-I_2_NYISO_A-F | NYISO_G-I | NYISO_A-F | Internal | Shoulder | B11 | 25 | 1999 | 0 | 151.26 | 110.33 | 0.01 | 0
2040 | NYISO_G-I_2_NYISO_A-F | NYISO_G-I | NYISO_A-F | Internal | Shoulder | B12 | 200 | 1999 | 0 | 145.28 | 109.85 | 0.01 | 0
2040 | NYISO_G-I_2_NYISO_A-F | NYISO_G-I | NYISO_A-F | Internal | Shoulder | B13 | 600 | 1999 | 0 | 141.59 | 102.04 | 0.01 | 0
2040 | NYISO_G-I_2_NYISO_A-F | NYISO_G-I | NYISO_A-F | Internal | Shoulder | B14 | 900 | 1999 | 0 | 140.56 | 99.62 | 0.01 | 0
2040 | NYISO_G-I_2_NYISO_A-F | NYISO_G-I | NYISO_A-F | Internal | Shoulder | B15 | 1203 | 1999 | 0 | 90.45 | 80.61 | 0.01 | 0
2040 | NYISO_G-I_2_NYISO_A-F | NYISO_G-I | NYISO_A-F | Internal | Summer | B1 | 10 | 1999 | 0 | 315.29 | 274.36 | 0.01 | 0
2040 | NYISO_G-I_2_NYISO_A-F | NYISO_G-I | NYISO_A-F | Internal | Summer | B2 | 25 | 1999 | 0 | 357.52 | 316.59 | 0.01 | 0
2040 | NYISO_G-I_2_NYISO_A-F | NYISO_G-I | NYISO_A-F | Internal | Summer | B3 | 75 | 1999 | 0 | 344.34 | 303.4 | 0.01 | 0
2040 | NYISO_G-I_2_NYISO_A-F | NYISO_G-I | NYISO_A-F | Internal | Summer | B4 | 100 | 1999 | 0 | 268.43 | 228.37 | 0.01 | 0
2040 | NYISO_G-I_2_NYISO_A-F | NYISO_G-I | NYISO_A-F | Internal | Summer | B5 | 200 | 1999 | 0 | 191.97 | 157.38 | 0.01 | 0
2040 | NYISO_G-I_2_NYISO_A-F | NYISO_G-I | NYISO_A-F | Internal | Summer | B6 | 300 | 1999 | 0 | 175.13 | 152.05 | 0.01 | 0
2040 | NYISO_G-I_2_NYISO_A-F | NYISO_G-I | NYISO_A-F | Internal | Summer | B7 | 400 | 1999 | 0 | 168.69 | 148 | 0.01 | 0
2040 | NYISO_G-I_2_NYISO_A-F | NYISO_G-I | NYISO_A-F | Internal | Summer | B8 | 500 | 1999 | 0 | 166.73 | 125.8 | 0.01 | 0
2040 | NYISO_G-I_2_NYISO_A-F | NYISO_G-I | NYISO_A-F | Internal | Summer | B9 | 800 | 1999 | 0 | 153.19 | 112.25 | 0.01 | 0
2040 | NYISO_G-I_2_NYISO_A-F | NYISO_G-I | NYISO_A-F | Internal | Summer | B10 | 1262 | 1999 | 0 | 119.3 | 112.25 | 0.01 | 0
2040 | NYISO_G-I_2_NYISO_A-F | NYISO_G-I | NYISO_A-F | Internal | Winter | B16 | 25 | 1999 | 0 | 149.23 | 108.3 | 0.01 | 0
2040 | NYISO_G-I_2_NYISO_A-F | NYISO_G-I | NYISO_A-F | Internal | Winter | B17 | 100 | 1999 | 0 | 146.4 | 105.47 | 0.01 | 0
2040 | NYISO_G-I_2_NYISO_A-F | NYISO_G-I | NYISO_A-F | Internal | Winter | B18 | 400 | 1999 | 0 | 143.94 | 103.01 | 0.01 | 0
2040 | NYISO_G-I_2_NYISO_A-F | NYISO_G-I | NYISO_A-F | Internal | Winter | B19 | 700 | 1999 | 0 | 143.94 | 103.01 | 0.01 | 0
2040 | NYISO_G-I_2_NYISO_A-F | NYISO_G-I | NYISO_A-F | Internal | Winter | B20 | 935 | 1999 | 0 | 90.36 | 79.71 | 0.01 | 0
2040 | NYISO_G-I_2_NYISO_J-K | NYISO_G-I | NYISO_J-K | Internal | Shoulder | B11 | 25 | 6130 | 4037.27 | 151.26 | 151.28 | 0.01 | 0
2040 | NYISO_G-I_2_NYISO_J-K | NYISO_G-I | NYISO_J-K | Internal | Shoulder | B12 | 200 | 6130 | 2609.36 | 145.28 | 145.29 | 0.01 | 0
2040 | NYISO_G-I_2_NYISO_J-K | NYISO_G-I | NYISO_J-K | Internal | Shoulder | B13 | 600 | 6130 | 2717.46 | 141.59 | 141.6 | 0.01 | 0
2040 | NYISO_G-I_2_NYISO_J-K | NYISO_G-I | NYISO_J-K | Internal | Shoulder | B14 | 900 | 6130 | 3156 | 140.56 | 140.57 | 0.01 | 0
2040 | NYISO_G-I_2_NYISO_J-K | NYISO_G-I | NYISO_J-K | Internal | Shoulder | B15 | 1203 | 6130 | 4708.9 | 90.45 | 90.47 | 0.01 | 0
2040 | NYISO_G-I_2_NYISO_J-K | NYISO_G-I | NYISO_J-K | Internal | Summer | B1 | 10 | 6130 | 7601.37 | 315.29 | 320.56 | 0.01 | 5.26
2040 | NYISO_G-I_2_NYISO_J-K | NYISO_G-I | NYISO_J-K | Internal | Summer | B2 | 25 | 6130 | 5580.14 | 357.52 | 357.54 | 0.01 | 0
2040 | NYISO_G-I_2_NYISO_J-K | NYISO_G-I | NYISO_J-K | Internal | Summer | B3 | 75 | 6130 | 5689.39 | 344.34 | 344.35 | 0.01 | 0
2040 | NYISO_G-I_2_NYISO_J-K | NYISO_G-I | NYISO_J-K | Internal | Summer | B4 | 100 | 6130 | 3516.89 | 268.43 | 268.44 | 0.01 | 0
2040 | NYISO_G-I_2_NYISO_J-K | NYISO_G-I | NYISO_J-K | Internal | Summer | B5 | 200 | 6130 | 3489.26 | 191.97 | 191.98 | 0.01 | 0
2040 | NYISO_G-I_2_NYISO_J-K | NYISO_G-I | NYISO_J-K | Internal | Summer | B6 | 300 | 6130 | 5153.28 | 175.13 | 175.14 | 0.01 | 0
2040 | NYISO_G-I_2_NYISO_J-K | NYISO_G-I | NYISO_J-K | Internal | Summer | B7 | 400 | 6130 | 4384.79 | 168.69 | 168.7 | 0.01 | 0
2040 | NYISO_G-I_2_NYISO_J-K | NYISO_G-I | NYISO_J-K | Internal | Summer | B8 | 500 | 6130 | 4674.79 | 166.73 | 166.75 | 0.01 | 0
2040 | NYISO_G-I_2_NYISO_J-K | NYISO_G-I | NYISO_J-K | Internal | Summer | B9 | 800 | 6130 | 4835.68 | 153.19 | 153.2 | 0.01 | 0
2040 | NYISO_G-I_2_NYISO_J-K | NYISO_G-I | NYISO_J-K | Internal | Summer | B10 | 1262 | 6130 | 5203.69 | 119.3 | 119.31 | 0.01 | 0
2040 | NYISO_G-I_2_NYISO_J-K | NYISO_G-I | NYISO_J-K | Internal | Winter | B16 | 25 | 6130 | 3446.16 | 149.23 | 149.25 | 0.01 | 0
2040 | NYISO_G-I_2_NYISO_J-K | NYISO_G-I | NYISO_J-K | Internal | Winter | B17 | 100 | 6130 | 3572.86 | 146.4 | 146.41 | 0.01 | 0
2040 | NYISO_G-I_2_NYISO_J-K | NYISO_G-I | NYISO_J-K | Internal | Winter | B18 | 400 | 6130 | 3793.84 | 143.94 | 143.95 | 0.01 | 0
2040 | NYISO_G-I_2_NYISO_J-K | NYISO_G-I | NYISO_J-K | Internal | Winter | B19 | 700 | 6130 | 4276.38 | 143.94 | 143.95 | 0.01 | 0
2040 | NYISO_G-I_2_NYISO_J-K | NYISO_G-I | NYISO_J-K | Internal | Winter | B20 | 935 | 6130 | 5066.99 | 90.36 | 90.37 | 0.01 | 0
2040 | NYISO_G-I_2_PJM_E | NYISO_G-I | PJM_E | Internal | Shoulder | B11 | 25 | 1500 | 1500 | 151.26 | 159.84 | 8 | 0.57
2040 | NYISO_G-I_2_PJM_E | NYISO_G-I | PJM_E | Internal | Shoulder | B12 | 200 | 1500 | 1500 | 145.28 | 153.85 | 8 | 0.57
2040 | NYISO_G-I_2_PJM_E | NYISO_G-I | PJM_E | Internal | Shoulder | B13 | 600 | 1500 | 1500 | 141.59 | 150.16 | 8 | 0.57
2040 | NYISO_G-I_2_PJM_E | NYISO_G-I | PJM_E | Internal | Shoulder | B14 | 900 | 1500 | 1500 | 140.56 | 149.13 | 8 | 0.57
2040 | NYISO_G-I_2_PJM_E | NYISO_G-I | PJM_E | Internal | Shoulder | B15 | 1203 | 1500 | 0 | 90.45 | 84.47 | 8 | 0
2040 | NYISO_G-I_2_PJM_E | NYISO_G-I | PJM_E | Internal | Summer | B1 | 10 | 1500 | 0 | 315.29 | 314.56 | 8 | 0
2040 | NYISO_G-I_2_PJM_E | NYISO_G-I | PJM_E | Internal | Summer | B2 | 25 | 1500 | 0 | 357.52 | 343.97 | 8 | 0
2040 | NYISO_G-I_2_PJM_E | NYISO_G-I | PJM_E | Internal | Summer | B3 | 75 | 1500 | 0 | 344.34 | 338.35 | 8 | 0
2040 | NYISO_G-I_2_PJM_E | NYISO_G-I | PJM_E | Internal | Summer | B4 | 100 | 1500 | 1341.79 | 268.43 | 276.43 | 8 | 0
2040 | NYISO_G-I_2_PJM_E | NYISO_G-I | PJM_E | Internal | Summer | B5 | 200 | 1500 | 1500 | 191.97 | 200.54 | 8 | 0.57
2040 | NYISO_G-I_2_PJM_E | NYISO_G-I | PJM_E | Internal | Summer | B6 | 300 | 1500 | 0 | 175.13 | 179.44 | 8 | 0
2040 | NYISO_G-I_2_PJM_E | NYISO_G-I | PJM_E | Internal | Summer | B7 | 400 | 1500 | 0 | 168.69 | 170.9 | 8 | 0
2040 | NYISO_G-I_2_PJM_E | NYISO_G-I | PJM_E | Internal | Summer | B8 | 500 | 1500 | 0 | 166.73 | 160.75 | 8 | 0
2040 | NYISO_G-I_2_PJM_E | NYISO_G-I | PJM_E | Internal | Summer | B9 | 800 | 1500 | 0 | 153.19 | 152.08 | 8 | 0
2040 | NYISO_G-I_2_PJM_E | NYISO_G-I | PJM_E | Internal | Summer | B10 | 1262 | 1500 | 0 | 119.3 | 105.74 | 8 | 0
2040 | NYISO_G-I_2_PJM_E | NYISO_G-I | PJM_E | Internal | Winter | B16 | 25 | 1500 | 1500 | 149.23 | 157.81 | 8 | 0.57
2040 | NYISO_G-I_2_PJM_E | NYISO_G-I | PJM_E | Internal | Winter | B17 | 100 | 1500 | 1500 | 146.4 | 154.97 | 8 | 0.57
2040 | NYISO_G-I_2_PJM_E | NYISO_G-I | PJM_E | Internal | Winter | B18 | 400 | 1500 | 1500 | 143.94 | 152.52 | 8 | 0.57
2040 | NYISO_G-I_2_PJM_E | NYISO_G-I | PJM_E | Internal | Winter | B19 | 700 | 1500 | 1500 | 143.94 | 152.52 | 8 | 0.57
2040 | NYISO_G-I_2_PJM_E | NYISO_G-I | PJM_E | Internal | Winter | B20 | 935 | 1500 | 0 | 90.36 | 84.36 | 8 | 0
2040 | NYISO_J-K_2_NEISO_OL | NYISO_J-K | NEISO | Internal | Shoulder | B11 | 25 | 99999 | 0 | 151.28 | 133.57 | 3.03 | 0
2040 | NYISO_J-K_2_NEISO_OL | NYISO_J-K | NEISO | Internal | Shoulder | B12 | 200 | 99999 | 0 | 145.29 | 127.58 | 3.03 | 0
2040 | NYISO_J-K_2_NEISO_OL | NYISO_J-K | NEISO | Internal | Shoulder | B13 | 600 | 99999 | 0 | 141.6 | 123.89 | 3.03 | 0
2040 | NYISO_J-K_2_NEISO_OL | NYISO_J-K | NEISO | Internal | Shoulder | B14 | 900 | 99999 | 0 | 140.57 | 122.86 | 3.03 | 0
2040 | NYISO_J-K_2_NEISO_OL | NYISO_J-K | NEISO | Internal | Shoulder | B15 | 1203 | 99999 | 0 | 90.47 | 87.45 | 3.03 | 0
2040 | NYISO_J-K_2_NEISO_OL | NYISO_J-K | NEISO | Internal | Summer | B1 | 10 | 99999 | 0 | 320.56 | 312.29 | 3.03 | 0
2040 | NYISO_J-K_2_NEISO_OL | NYISO_J-K | NEISO | Internal | Summer | B2 | 25 | 99999 | 0 | 357.54 | 360.52 | 3.03 | 0
2040 | NYISO_J-K_2_NEISO_OL | NYISO_J-K | NEISO | Internal | Summer | B3 | 75 | 99999 | 0 | 344.35 | 326.65 | 3.03 | 0
2040 | NYISO_J-K_2_NEISO_OL | NYISO_J-K | NEISO | Internal | Summer | B4 | 100 | 99999 | 0 | 268.44 | 250.74 | 3.03 | 0
2040 | NYISO_J-K_2_NEISO_OL | NYISO_J-K | NEISO | Internal | Summer | B5 | 200 | 99999 | 0 | 191.98 | 174.28 | 3.03 | 0
2040 | NYISO_J-K_2_NEISO_OL | NYISO_J-K | NEISO | Internal | Summer | B6 | 300 | 99999 | 0 | 175.14 | 157.44 | 3.03 | 0
2040 | NYISO_J-K_2_NEISO_OL | NYISO_J-K | NEISO | Internal | Summer | B7 | 400 | 99999 | 0 | 168.7 | 151 | 3.03 | 0
2040 | NYISO_J-K_2_NEISO_OL | NYISO_J-K | NEISO | Internal | Summer | B8 | 500 | 99999 | 0 | 166.75 | 149.04 | 3.03 | 0
2040 | NYISO_J-K_2_NEISO_OL | NYISO_J-K | NEISO | Internal | Summer | B9 | 800 | 99999 | 0 | 153.2 | 135.49 | 3.03 | 0
2040 | NYISO_J-K_2_NEISO_OL | NYISO_J-K | NEISO | Internal | Summer | B10 | 1262 | 99999 | 0 | 119.31 | 116.3 | 3.03 | 0
2040 | NYISO_J-K_2_NEISO_OL | NYISO_J-K | NEISO | Internal | Winter | B16 | 25 | 99999 | 0 | 149.25 | 131.54 | 3.03 | 0
2040 | NYISO_J-K_2_NEISO_OL | NYISO_J-K | NEISO | Internal | Winter | B17 | 100 | 99999 | 0 | 146.41 | 128.71 | 3.03 | 0
2040 | NYISO_J-K_2_NEISO_OL | NYISO_J-K | NEISO | Internal | Winter | B18 | 400 | 99999 | 0 | 143.95 | 126.25 | 3.03 | 0
2040 | NYISO_J-K_2_NEISO_OL | NYISO_J-K | NEISO | Internal | Winter | B19 | 700 | 99999 | 0 | 143.95 | 126.25 | 3.03 | 0
2040 | NYISO_J-K_2_NEISO_OL | NYISO_J-K | NEISO | Internal | Winter | B20 | 935 | 99999 | 0 | 90.37 | 85.86 | 3.03 | 0
2040 | NYISO_J-K_2_NYISO_G-I | NYISO_J-K | NYISO_G-I | Internal | Shoulder | B11 | 25 | 1999 | 0 | 151.28 | 151.26 | 0.01 | 0
2040 | NYISO_J-K_2_NYISO_G-I | NYISO_J-K | NYISO_G-I | Internal | Shoulder | B12 | 200 | 1999 | 0 | 145.29 | 145.28 | 0.01 | 0
2040 | NYISO_J-K_2_NYISO_G-I | NYISO_J-K | NYISO_G-I | Internal | Shoulder | B13 | 600 | 1999 | 0 | 141.6 | 141.59 | 0.01 | 0
2040 | NYISO_J-K_2_NYISO_G-I | NYISO_J-K | NYISO_G-I | Internal | Shoulder | B14 | 900 | 1999 | 0 | 140.57 | 140.56 | 0.01 | 0
2040 | NYISO_J-K_2_NYISO_G-I | NYISO_J-K | NYISO_G-I | Internal | Shoulder | B15 | 1203 | 1999 | 0 | 90.47 | 90.45 | 0.01 | 0
2040 | NYISO_J-K_2_NYISO_G-I | NYISO_J-K | NYISO_G-I | Internal | Summer | B1 | 10 | 1999 | 0 | 320.56 | 315.29 | 0.01 | 0
2040 | NYISO_J-K_2_NYISO_G-I | NYISO_J-K | NYISO_G-I | Internal | Summer | B2 | 25 | 1999 | 0 | 357.54 | 357.52 | 0.01 | 0
2040 | NYISO_J-K_2_NYISO_G-I | NYISO_J-K | NYISO_G-I | Internal | Summer | B3 | 75 | 1999 | 0 | 344.35 | 344.34 | 0.01 | 0
2040 | NYISO_J-K_2_NYISO_G-I | NYISO_J-K | NYISO_G-I | Internal | Summer | B4 | 100 | 1999 | 0 | 268.44 | 268.43 | 0.01 | 0
2040 | NYISO_J-K_2_NYISO_G-I | NYISO_J-K | NYISO_G-I | Internal | Summer | B5 | 200 | 1999 | 0 | 191.98 | 191.97 | 0.01 | 0
2040 | NYISO_J-K_2_NYISO_G-I | NYISO_J-K | NYISO_G-I | Internal | Summer | B6 | 300 | 1999 | 0 | 175.14 | 175.13 | 0.01 | 0
2040 | NYISO_J-K_2_NYISO_G-I | NYISO_J-K | NYISO_G-I | Internal | Summer | B7 | 400 | 1999 | 0 | 168.7 | 168.69 | 0.01 | 0
2040 | NYISO_J-K_2_NYISO_G-I | NYISO_J-K | NYISO_G-I | Internal | Summer | B8 | 500 | 1999 | 0 | 166.75 | 166.73 | 0.01 | 0
2040 | NYISO_J-K_2_NYISO_G-I | NYISO_J-K | NYISO_G-I | Internal | Summer | B9 | 800 | 1999 | 0 | 153.2 | 153.19 | 0.01 | 0
2040 | NYISO_J-K_2_NYISO_G-I | NYISO_J-K | NYISO_G-I | Internal | Summer | B10 | 1262 | 1999 | 0 | 119.31 | 119.3 | 0.01 | 0
2040 | NYISO_J-K_2_NYISO_G-I | NYISO_J-K | NYISO_G-I | Internal | Winter | B16 | 25 | 1999 | 0 | 149.25 | 149.23 | 0.01 | 0
2040 | NYISO_J-K_2_NYISO_G-I | NYISO_J-K | NYISO_G-I | Internal | Winter | B17 | 100 | 1999 | 0 | 146.41 | 146.4 | 0.01 | 0
2040 | NYISO_J-K_2_NYISO_G-I | NYISO_J-K | NYISO_G-I | Internal | Winter | B18 | 400 | 1999 | 0 | 143.95 | 143.94 | 0.01 | 0
2040 | NYISO_J-K_2_NYISO_G-I | NYISO_J-K | NYISO_G-I | Internal | Winter | B19 | 700 | 1999 | 0 | 143.95 | 143.94 | 0.01 | 0
2040 | NYISO_J-K_2_NYISO_G-I | NYISO_J-K | NYISO_G-I | Internal | Winter | B20 | 935 | 1999 | 0 | 90.37 | 90.36 | 0.01 | 0
2040 | NYISO_J-K_2_PJM_E_OL | NYISO_J-K | PJM_E | Internal | Shoulder | B11 | 25 | 99999 | 2932.53 | 151.28 | 159.84 | 8.56 | 0
2040 | NYISO_J-K_2_PJM_E_OL | NYISO_J-K | PJM_E | Internal | Shoulder | B12 | 200 | 99999 | 570.49 | 145.29 | 153.85 | 8.56 | 0
2040 | NYISO_J-K_2_PJM_E_OL | NYISO_J-K | PJM_E | Internal | Shoulder | B13 | 600 | 99999 | 1043.99 | 141.6 | 150.16 | 8.56 | 0
2040 | NYISO_J-K_2_PJM_E_OL | NYISO_J-K | PJM_E | Internal | Shoulder | B14 | 900 | 99999 | 392.06 | 140.57 | 149.13 | 8.56 | 0
2040 | NYISO_J-K_2_PJM_E_OL | NYISO_J-K | PJM_E | Internal | Shoulder | B15 | 1203 | 99999 | 0 | 90.47 | 84.47 | 8.56 | 0
2040 | NYISO_J-K_2_PJM_E_OL | NYISO_J-K | PJM_E | Internal | Summer | B1 | 10 | 99999 | 0 | 320.56 | 314.56 | 8.56 | 0
2040 | NYISO_J-K_2_PJM_E_OL | NYISO_J-K | PJM_E | Internal | Summer | B2 | 25 | 99999 | 0 | 357.54 | 343.97 | 8.56 | 0
2040 | NYISO_J-K_2_PJM_E_OL | NYISO_J-K | PJM_E | Internal | Summer | B3 | 75 | 99999 | 0 | 344.35 | 338.35 | 8.56 | 0
2040 | NYISO_J-K_2_PJM_E_OL | NYISO_J-K | PJM_E | Internal | Summer | B4 | 100 | 99999 | 0 | 268.44 | 276.43 | 8.56 | 0
2040 | NYISO_J-K_2_PJM_E_OL | NYISO_J-K | PJM_E | Internal | Summer | B5 | 200 | 99999 | 30.97 | 191.98 | 200.54 | 8.56 | 0
2040 | NYISO_J-K_2_PJM_E_OL | NYISO_J-K | PJM_E | Internal | Summer | B6 | 300 | 99999 | 0 | 175.14 | 179.44 | 8.56 | 0
2040 | NYISO_J-K_2_PJM_E_OL | NYISO_J-K | PJM_E | Internal | Summer | B7 | 400 | 99999 | 0 | 168.7 | 170.9 | 8.56 | 0
2040 | NYISO_J-K_2_PJM_E_OL | NYISO_J-K | PJM_E | Internal | Summer | B8 | 500 | 99999 | 0 | 166.75 | 160.75 | 8.56 | 0
2040 | NYISO_J-K_2_PJM_E_OL | NYISO_J-K | PJM_E | Internal | Summer | B9 | 800 | 99999 | 0 | 153.2 | 152.08 | 8.56 | 0
2040 | NYISO_J-K_2_PJM_E_OL | NYISO_J-K | PJM_E | Internal | Summer | B10 | 1262 | 99999 | 0 | 119.31 | 105.74 | 8.56 | 0
2040 | NYISO_J-K_2_PJM_E_OL | NYISO_J-K | PJM_E | Internal | Winter | B16 | 25 | 99999 | 1261.53 | 149.25 | 157.81 | 8.56 | 0
2040 | NYISO_J-K_2_PJM_E_OL | NYISO_J-K | PJM_E | Internal | Winter | B17 | 100 | 99999 | 1512.8 | 146.41 | 154.97 | 8.56 | 0
2040 | NYISO_J-K_2_PJM_E_OL | NYISO_J-K | PJM_E | Internal | Winter | B18 | 400 | 99999 | 1753.4 | 143.95 | 152.52 | 8.56 | 0
2040 | NYISO_J-K_2_PJM_E_OL | NYISO_J-K | PJM_E | Internal | Winter | B19 | 700 | 99999 | 1535.65 | 143.95 | 152.52 | 8.56 | 0
2040 | NYISO_J-K_2_PJM_E_OL | NYISO_J-K | PJM_E | Internal | Winter | B20 | 935 | 99999 | 0 | 90.37 | 84.36 | 8.56 | 0
2040 | PJM_E_2_NYISO_G-I | PJM_E | NYISO_G-I | Internal | Shoulder | B11 | 25 | 500 | 0 | 159.84 | 151.26 | 6 | 0
2040 | PJM_E_2_NYISO_G-I | PJM_E | NYISO_G-I | Internal | Shoulder | B12 | 200 | 500 | 0 | 153.85 | 145.28 | 6 | 0
2040 | PJM_E_2_NYISO_G-I | PJM_E | NYISO_G-I | Internal | Shoulder | B13 | 600 | 500 | 0 | 150.16 | 141.59 | 6 | 0
2040 | PJM_E_2_NYISO_G-I | PJM_E | NYISO_G-I | Internal | Shoulder | B14 | 900 | 500 | 0 | 149.13 | 140.56 | 6 | 0
2040 | PJM_E_2_NYISO_G-I | PJM_E | NYISO_G-I | Internal | Shoulder | B15 | 1203 | 500 | 0 | 84.47 | 90.45 | 6 | 0
2040 | PJM_E_2_NYISO_G-I | PJM_E | NYISO_G-I | Internal | Summer | B1 | 10 | 500 | 0 | 314.56 | 315.29 | 6 | 0
2040 | PJM_E_2_NYISO_G-I | PJM_E | NYISO_G-I | Internal | Summer | B2 | 25 | 500 | 500 | 343.97 | 357.52 | 6 | 7.56
2040 | PJM_E_2_NYISO_G-I | PJM_E | NYISO_G-I | Internal | Summer | B3 | 75 | 500 | 0 | 338.35 | 344.34 | 6 | 0
2040 | PJM_E_2_NYISO_G-I | PJM_E | NYISO_G-I | Internal | Summer | B4 | 100 | 500 | 0 | 276.43 | 268.43 | 6 | 0
2040 | PJM_E_2_NYISO_G-I | PJM_E | NYISO_G-I | Internal | Summer | B5 | 200 | 500 | 0 | 200.54 | 191.97 | 6 | 0
2040 | PJM_E_2_NYISO_G-I | PJM_E | NYISO_G-I | Internal | Summer | B6 | 300 | 500 | 0 | 179.44 | 175.13 | 6 | 0
2040 | PJM_E_2_NYISO_G-I | PJM_E | NYISO_G-I | Internal | Summer | B7 | 400 | 500 | 0 | 170.9 | 168.69 | 6 | 0
2040 | PJM_E_2_NYISO_G-I | PJM_E | NYISO_G-I | Internal | Summer | B8 | 500 | 500 | 0 | 160.75 | 166.73 | 6 | 0
2040 | PJM_E_2_NYISO_G-I | PJM_E | NYISO_G-I | Internal | Summer | B9 | 800 | 500 | 0 | 152.08 | 153.19 | 6 | 0
2040 | PJM_E_2_NYISO_G-I | PJM_E | NYISO_G-I | Internal | Summer | B10 | 1262 | 500 | 500 | 105.74 | 119.3 | 6 | 7.56
2040 | PJM_E_2_NYISO_G-I | PJM_E | NYISO_G-I | Internal | Winter | B16 | 25 | 500 | 0 | 157.81 | 149.23 | 6 | 0
2040 | PJM_E_2_NYISO_G-I | PJM_E | NYISO_G-I | Internal | Winter | B17 | 100 | 500 | 0 | 154.97 | 146.4 | 6 | 0
2040 | PJM_E_2_NYISO_G-I | PJM_E | NYISO_G-I | Internal | Winter | B18 | 400 | 500 | 0 | 152.52 | 143.94 | 6 | 0
2040 | PJM_E_2_NYISO_G-I | PJM_E | NYISO_G-I | Internal | Winter | B19 | 700 | 500 | 0 | 152.52 | 143.94 | 6 | 0
2040 | PJM_E_2_NYISO_G-I | PJM_E | NYISO_G-I | Internal | Winter | B20 | 935 | 500 | 77.6 | 84.36 | 90.36 | 6 | 0
2040 | PJM_E_2_NYISO_J-K | PJM_E | NYISO_J-K | Internal | Shoulder | B11 | 25 | 330 | 0 | 159.84 | 151.28 | 6 | 0
2040 | PJM_E_2_NYISO_J-K | PJM_E | NYISO_J-K | Internal | Shoulder | B12 | 200 | 330 | 0 | 153.85 | 145.29 | 6 | 0
2040 | PJM_E_2_NYISO_J-K | PJM_E | NYISO_J-K | Internal | Shoulder | B13 | 600 | 330 | 0 | 150.16 | 141.6 | 6 | 0
2040 | PJM_E_2_NYISO_J-K | PJM_E | NYISO_J-K | Internal | Shoulder | B14 | 900 | 330 | 0 | 149.13 | 140.57 | 6 | 0
2040 | PJM_E_2_NYISO_J-K | PJM_E | NYISO_J-K | Internal | Shoulder | B15 | 1203 | 330 | 308.31 | 84.47 | 90.47 | 6 | 0
2040 | PJM_E_2_NYISO_J-K | PJM_E | NYISO_J-K | Internal | Summer | B1 | 10 | 330 | 57.32 | 314.56 | 320.56 | 6 | 0
2040 | PJM_E_2_NYISO_J-K | PJM_E | NYISO_J-K | Internal | Summer | B2 | 25 | 330 | 2132.02 | 343.97 | 357.54 | 6 | 7.57
2040 | PJM_E_2_NYISO_J-K | PJM_E | NYISO_J-K | Internal | Summer | B3 | 75 | 330 | 183.45 | 338.35 | 344.35 | 6 | 0
2040 | PJM_E_2_NYISO_J-K | PJM_E | NYISO_J-K | Internal | Summer | B4 | 100 | 330 | 0 | 276.43 | 268.44 | 6 | 0
2040 | PJM_E_2_NYISO_J-K | PJM_E | NYISO_J-K | Internal | Summer | B5 | 200 | 330 | 0 | 200.54 | 191.98 | 6 | 0
2040 | PJM_E_2_NYISO_J-K | PJM_E | NYISO_J-K | Internal | Summer | B6 | 300 | 330 | 0 | 179.44 | 175.14 | 6 | 0
2040 | PJM_E_2_NYISO_J-K | PJM_E | NYISO_J-K | Internal | Summer | B7 | 400 | 330 | 0 | 170.9 | 168.7 | 6 | 0
2040 | PJM_E_2_NYISO_J-K | PJM_E | NYISO_J-K | Internal | Summer | B8 | 500 | 330 | 297.28 | 160.75 | 166.75 | 6 | 0
2040 | PJM_E_2_NYISO_J-K | PJM_E | NYISO_J-K | Internal | Summer | B9 | 800 | 330 | 0 | 152.08 | 153.2 | 6 | 0
2040 | PJM_E_2_NYISO_J-K | PJM_E | NYISO_J-K | Internal | Summer | B10 | 1262 | 330 | 566.53 | 105.74 | 119.31 | 6 | 7.57
2040 | PJM_E_2_NYISO_J-K | PJM_E | NYISO_J-K | Internal | Winter | B16 | 25 | 330 | 0 | 157.81 | 149.25 | 6 | 0
2040 | PJM_E_2_NYISO_J-K | PJM_E | NYISO_J-K | Internal | Winter | B17 | 100 | 330 | 0 | 154.97 | 146.41 | 6 | 0
2040 | PJM_E_2_NYISO_J-K | PJM_E | NYISO_J-K | Internal | Winter | B18 | 400 | 330 | 0 | 152.52 | 143.95 | 6 | 0
2040 | PJM_E_2_NYISO_J-K | PJM_E | NYISO_J-K | Internal | Winter | B19 | 700 | 330 | 0 | 152.52 | 143.95 | 6 | 0
2040 | PJM_E_2_NYISO_J-K | PJM_E | NYISO_J-K | Internal | Winter | B20 | 935 | 330 | 330 | 84.36 | 90.37 | 6 | 0.01
2040 | PJM_E_2_PJM_ROM | PJM_E | PJM_ROM | Internal | Shoulder | B11 | 25 | 8000 | 297.86 | 159.84 | 159.85 | 0.01 | 0
2040 | PJM_E_2_PJM_ROM | PJM_E | PJM_ROM | Internal | Shoulder | B12 | 200 | 8000 | 0 | 153.85 | 153.84 | 0.01 | 0
2040 | PJM_E_2_PJM_ROM | PJM_E | PJM_ROM | Internal | Shoulder | B13 | 600 | 8000 | 0 | 150.16 | 150.15 | 0.01 | 0
2040 | PJM_E_2_PJM_ROM | PJM_E | PJM_ROM | Internal | Shoulder | B14 | 900 | 8000 | 0 | 149.13 | 149.12 | 0.01 | 0
2040 | PJM_E_2_PJM_ROM | PJM_E | PJM_ROM | Internal | Shoulder | B15 | 1203 | 8000 | 0 | 84.47 | 84.45 | 0.01 | 0
2040 | PJM_E_2_PJM_ROM | PJM_E | PJM_ROM | Internal | Summer | B1 | 10 | 8000 | 0 | 314.56 | 314.55 | 0.01 | 0
2040 | PJM_E_2_PJM_ROM | PJM_E | PJM_ROM | Internal | Summer | B2 | 25 | 8000 | 0 | 343.97 | 343.95 | 0.01 | 0
2040 | PJM_E_2_PJM_ROM | PJM_E | PJM_ROM | Internal | Summer | B3 | 75 | 8000 | 0 | 338.35 | 338.34 | 0.01 | 0
2040 | PJM_E_2_PJM_ROM | PJM_E | PJM_ROM | Internal | Summer | B4 | 100 | 8000 | 1380.15 | 276.43 | 276.44 | 0.01 | 0
2040 | PJM_E_2_PJM_ROM | PJM_E | PJM_ROM | Internal | Summer | B5 | 200 | 8000 | 0 | 200.54 | 200.53 | 0.01 | 0
2040 | PJM_E_2_PJM_ROM | PJM_E | PJM_ROM | Internal | Summer | B6 | 300 | 8000 | 0 | 179.44 | 179.43 | 0.01 | 0
2040 | PJM_E_2_PJM_ROM | PJM_E | PJM_ROM | Internal | Summer | B7 | 400 | 8000 | 0 | 170.9 | 170.89 | 0.01 | 0
2040 | PJM_E_2_PJM_ROM | PJM_E | PJM_ROM | Internal | Summer | B8 | 500 | 8000 | 0 | 160.75 | 160.73 | 0.01 | 0
2040 | PJM_E_2_PJM_ROM | PJM_E | PJM_ROM | Internal | Summer | B9 | 800 | 8000 | 0 | 152.08 | 152.07 | 0.01 | 0
2040 | PJM_E_2_PJM_ROM | PJM_E | PJM_ROM | Internal | Summer | B10 | 1262 | 8000 | 0 | 105.74 | 105.73 | 0.01 | 0
2040 | PJM_E_2_PJM_ROM | PJM_E | PJM_ROM | Internal | Winter | B16 | 25 | 8000 | 0 | 157.81 | 157.8 | 0.01 | 0
2040 | PJM_E_2_PJM_ROM | PJM_E | PJM_ROM | Internal | Winter | B17 | 100 | 8000 | 0 | 154.97 | 154.96 | 0.01 | 0
2040 | PJM_E_2_PJM_ROM | PJM_E | PJM_ROM | Internal | Winter | B18 | 400 | 8000 | 0 | 152.52 | 152.5 | 0.01 | 0
2040 | PJM_E_2_PJM_ROM | PJM_E | PJM_ROM | Internal | Winter | B19 | 700 | 8000 | 0 | 152.52 | 152.5 | 0.01 | 0
2040 | PJM_E_2_PJM_ROM | PJM_E | PJM_ROM | Internal | Winter | B20 | 935 | 8000 | 0 | 84.36 | 84.35 | 0.01 | 0
2040 | PJM_ROR_2_MISO_IN | PJM_ROR | MISO_IN | Internal | Shoulder | B11 | 25 | 909 | 0 | 159.84 | 153.89 | 2 | 0
2040 | PJM_ROR_2_MISO_IN | PJM_ROR | MISO_IN | Internal | Shoulder | B12 | 200 | 909 | 0 | 153.83 | 150.89 | 2 | 0
2040 | PJM_ROR_2_MISO_IN | PJM_ROR | MISO_IN | Internal | Shoulder | B13 | 600 | 909 | 0 | 150.14 | 144.93 | 2 | 0
2040 | PJM_ROR_2_MISO_IN | PJM_ROR | MISO_IN | Internal | Shoulder | B14 | 900 | 909 | 0 | 149.11 | 143.9 | 2 | 0
2040 | PJM_ROR_2_MISO_IN | PJM_ROR | MISO_IN | Internal | Shoulder | B15 | 1203 | 909 | 0 | 82.31 | 77.11 | 2 | 0
2040 | PJM_ROR_2_MISO_IN | PJM_ROR | MISO_IN | Internal | Summer | B1 | 10 | 909 | 0 | 314.54 | 305.42 | 2 | 0
2040 | PJM_ROR_2_MISO_IN | PJM_ROR | MISO_IN | Internal | Summer | B2 | 25 | 909 | 0 | 343.94 | 334.82 | 2 | 0
2040 | PJM_ROR_2_MISO_IN | PJM_ROR | MISO_IN | Internal | Summer | B3 | 75 | 909 | 0 | 338.35 | 329.23 | 2 | 0
2040 | PJM_ROR_2_MISO_IN | PJM_ROR | MISO_IN | Internal | Summer | B4 | 100 | 909 | 0 | 276.46 | 267.34 | 2 | 0
2040 | PJM_ROR_2_MISO_IN | PJM_ROR | MISO_IN | Internal | Summer | B5 | 200 | 909 | 0 | 200.54 | 196.36 | 2 | 0
2040 | PJM_ROR_2_MISO_IN | PJM_ROR | MISO_IN | Internal | Summer | B6 | 300 | 909 | 0 | 179.42 | 177.41 | 2 | 0
2040 | PJM_ROR_2_MISO_IN | PJM_ROR | MISO_IN | Internal | Summer | B7 | 400 | 909 | 0 | 170.88 | 163.74 | 2 | 0
2040 | PJM_ROR_2_MISO_IN | PJM_ROR | MISO_IN | Internal | Summer | B8 | 500 | 909 | 0 | 160.72 | 152.29 | 2 | 0
2040 | PJM_ROR_2_MISO_IN | PJM_ROR | MISO_IN | Internal | Summer | B9 | 800 | 909 | 0 | 152.06 | 151.23 | 2 | 0
2040 | PJM_ROR_2_MISO_IN | PJM_ROR | MISO_IN | Internal | Summer | B10 | 1262 | 909 | 0 | 96.69 | 91.49 | 2 | 0
2040 | PJM_ROR_2_MISO_IN | PJM_ROR | MISO_IN | Internal | Winter | B16 | 25 | 909 | 0 | 157.78 | 153.53 | 2 | 0
2040 | PJM_ROR_2_MISO_IN | PJM_ROR | MISO_IN | Internal | Winter | B17 | 100 | 909 | 0 | 154.95 | 149.95 | 2 | 0
2040 | PJM_ROR_2_MISO_IN | PJM_ROR | MISO_IN | Internal | Winter | B18 | 400 | 909 | 0 | 152.49 | 147.34 | 2 | 0
2040 | PJM_ROR_2_MISO_IN | PJM_ROR | MISO_IN | Internal | Winter | B19 | 700 | 909 | 0 | 152.49 | 147.29 | 2 | 0
2040 | PJM_ROR_2_MISO_IN | PJM_ROR | MISO_IN | Internal | Winter | B20 | 935 | 909 | 0 | 82.31 | 77.11 | 2 | 0
2040 | PJM_ROR_2_MISO_MI | PJM_ROR | MISO_MI | Internal | Shoulder | B11 | 25 | 1305 | 0 | 159.84 | 153.9 | 2 | 0
2040 | PJM_ROR_2_MISO_MI | PJM_ROR | MISO_MI | Internal | Shoulder | B12 | 200 | 1305 | 0 | 153.83 | 150.9 | 2 | 0
2040 | PJM_ROR_2_MISO_MI | PJM_ROR | MISO_MI | Internal | Shoulder | B13 | 600 | 1305 | 0 | 150.14 | 144.94 | 2 | 0
2040 | PJM_ROR_2_MISO_MI | PJM_ROR | MISO_MI | Internal | Shoulder | B14 | 900 | 1305 | 0 | 149.11 | 143.91 | 2 | 0
2040 | PJM_ROR_2_MISO_MI | PJM_ROR | MISO_MI | Internal | Shoulder | B15 | 1203 | 1305 | 0 | 82.31 | 82.8 | 2 | 0
2040 | PJM_ROR_2_MISO_MI | PJM_ROR | MISO_MI | Internal | Summer | B1 | 10 | 1305 | 0 | 314.54 | 305.44 | 2 | 0
2040 | PJM_ROR_2_MISO_MI | PJM_ROR | MISO_MI | Internal | Summer | B2 | 25 | 1305 | 0 | 343.94 | 334.81 | 2 | 0
2040 | PJM_ROR_2_MISO_MI | PJM_ROR | MISO_MI | Internal | Summer | B3 | 75 | 1305 | 0 | 338.35 | 329.21 | 2 | 0
2040 | PJM_ROR_2_MISO_MI | PJM_ROR | MISO_MI | Internal | Summer | B4 | 100 | 1305 | 0 | 276.46 | 267.33 | 2 | 0
2040 | PJM_ROR_2_MISO_MI | PJM_ROR | MISO_MI | Internal | Summer | B5 | 200 | 1305 | 0 | 200.54 | 196.34 | 2 | 0
2040 | PJM_ROR_2_MISO_MI | PJM_ROR | MISO_MI | Internal | Summer | B6 | 300 | 1305 | 0 | 179.42 | 177.42 | 2 | 0
2040 | PJM_ROR_2_MISO_MI | PJM_ROR | MISO_MI | Internal | Summer | B7 | 400 | 1305 | 0 | 170.88 | 163.75 | 2 | 0
2040 | PJM_ROR_2_MISO_MI | PJM_ROR | MISO_MI | Internal | Summer | B8 | 500 | 1305 | 0 | 160.72 | 152.3 | 2 | 0
2040 | PJM_ROR_2_MISO_MI | PJM_ROR | MISO_MI | Internal | Summer | B9 | 800 | 1305 | 0 | 152.06 | 151.22 | 2 | 0
2040 | PJM_ROR_2_MISO_MI | PJM_ROR | MISO_MI | Internal | Summer | B10 | 1262 | 1305 | 0 | 96.69 | 97.18 | 2 | 0
2040 | PJM_ROR_2_MISO_MI | PJM_ROR | MISO_MI | Internal | Winter | B16 | 25 | 1305 | 0 | 157.78 | 153.54 | 2 | 0
2040 | PJM_ROR_2_MISO_MI | PJM_ROR | MISO_MI | Internal | Winter | B17 | 100 | 1305 | 0 | 154.95 | 149.96 | 2 | 0
2040 | PJM_ROR_2_MISO_MI | PJM_ROR | MISO_MI | Internal | Winter | B18 | 400 | 1305 | 0 | 152.49 | 147.35 | 2 | 0
2040 | PJM_ROR_2_MISO_MI | PJM_ROR | MISO_MI | Internal | Winter | B19 | 700 | 1305 | 0 | 152.49 | 147.3 | 2 | 0
2040 | PJM_ROR_2_MISO_MI | PJM_ROR | MISO_MI | Internal | Winter | B20 | 935 | 1305 | 0 | 82.31 | 82.8 | 2 | 0
2040 | PJM_ROR_2_MISO_MO-IL | PJM_ROR | MISO_MO-IL | Internal | Shoulder | B11 | 25 | 1111 | 0 | 159.84 | 153.9 | 2 | 0
2040 | PJM_ROR_2_MISO_MO-IL | PJM_ROR | MISO_MO-IL | Internal | Shoulder | B12 | 200 | 1111 | 0 | 153.83 | 144.9 | 2 | 0
2040 | PJM_ROR_2_MISO_MO-IL | PJM_ROR | MISO_MO-IL | Internal | Shoulder | B13 | 600 | 1111 | 0 | 150.14 | 138.94 | 2 | 0
2040 | PJM_ROR_2_MISO_MO-IL | PJM_ROR | MISO_MO-IL | Internal | Shoulder | B14 | 900 | 1111 | 0 | 149.11 | 137.9 | 2 | 0
2040 | PJM_ROR_2_MISO_MO-IL | PJM_ROR | MISO_MO-IL | Internal | Shoulder | B15 | 1203 | 1111 | 0 | 82.31 | 71.11 | 2 | 0
2040 | PJM_ROR_2_MISO_MO-IL | PJM_ROR | MISO_MO-IL | Internal | Summer | B1 | 10 | 1111 | 0 | 314.54 | 303.34 | 2 | 0
2040 | PJM_ROR_2_MISO_MO-IL | PJM_ROR | MISO_MO-IL | Internal | Summer | B2 | 25 | 1111 | 0 | 343.94 | 335.01 | 2 | 0
2040 | PJM_ROR_2_MISO_MO-IL | PJM_ROR | MISO_MO-IL | Internal | Summer | B3 | 75 | 1111 | 0 | 338.35 | 329.72 | 2 | 0
2040 | PJM_ROR_2_MISO_MO-IL | PJM_ROR | MISO_MO-IL | Internal | Summer | B4 | 100 | 1111 | 0 | 276.46 | 267.82 | 2 | 0
2040 | PJM_ROR_2_MISO_MO-IL | PJM_ROR | MISO_MO-IL | Internal | Summer | B5 | 200 | 1111 | 0 | 200.54 | 199.25 | 2 | 0
2040 | PJM_ROR_2_MISO_MO-IL | PJM_ROR | MISO_MO-IL | Internal | Summer | B6 | 300 | 1111 | 0 | 179.42 | 179.71 | 2 | 0
2040 | PJM_ROR_2_MISO_MO-IL | PJM_ROR | MISO_MO-IL | Internal | Summer | B7 | 400 | 1111 | 0 | 170.88 | 166.63 | 2 | 0
2040 | PJM_ROR_2_MISO_MO-IL | PJM_ROR | MISO_MO-IL | Internal | Summer | B8 | 500 | 1111 | 0 | 160.72 | 151.79 | 2 | 0
2040 | PJM_ROR_2_MISO_MO-IL | PJM_ROR | MISO_MO-IL | Internal | Summer | B9 | 800 | 1111 | 0 | 152.06 | 145.23 | 2 | 0
2040 | PJM_ROR_2_MISO_MO-IL | PJM_ROR | MISO_MO-IL | Internal | Summer | B10 | 1262 | 1111 | 0 | 96.69 | 85.49 | 2 | 0
2040 | PJM_ROR_2_MISO_MO-IL | PJM_ROR | MISO_MO-IL | Internal | Winter | B16 | 25 | 1111 | 0 | 157.78 | 148.85 | 2 | 0
2040 | PJM_ROR_2_MISO_MO-IL | PJM_ROR | MISO_MO-IL | Internal | Winter | B17 | 100 | 1111 | 0 | 154.95 | 143.95 | 2 | 0
2040 | PJM_ROR_2_MISO_MO-IL | PJM_ROR | MISO_MO-IL | Internal | Winter | B18 | 400 | 1111 | 0 | 152.49 | 141.35 | 2 | 0
2040 | PJM_ROR_2_MISO_MO-IL | PJM_ROR | MISO_MO-IL | Internal | Winter | B19 | 700 | 1111 | 0 | 152.49 | 141.29 | 2 | 0
2040 | PJM_ROR_2_MISO_MO-IL | PJM_ROR | MISO_MO-IL | Internal | Winter | B20 | 935 | 1111 | 0 | 82.31 | 71.11 | 2 | 0
2040 | PJM_ROR_2_MISO_W | PJM_ROR | MISO_W | Internal | Shoulder | B11 | 25 | 709 | 0 | 159.84 | 132.77 | 2 | 0
2040 | PJM_ROR_2_MISO_W | PJM_ROR | MISO_W | Internal | Shoulder | B12 | 200 | 709 | 0 | 153.83 | 123.77 | 2 | 0
2040 | PJM_ROR_2_MISO_W | PJM_ROR | MISO_W | Internal | Shoulder | B13 | 600 | 709 | 0 | 150.14 | 120.08 | 2 | 0
2040 | PJM_ROR_2_MISO_W | PJM_ROR | MISO_W | Internal | Shoulder | B14 | 900 | 709 | 0 | 149.11 | 119.05 | 2 | 0
2040 | PJM_ROR_2_MISO_W | PJM_ROR | MISO_W | Internal | Shoulder | B15 | 1203 | 709 | 0 | 82.31 | 52.26 | 2 | 0
2040 | PJM_ROR_2_MISO_W | PJM_ROR | MISO_W | Internal | Summer | B1 | 10 | 709 | 0 | 314.54 | 284.49 | 2 | 0
2040 | PJM_ROR_2_MISO_W | PJM_ROR | MISO_W | Internal | Summer | B2 | 25 | 709 | 0 | 343.94 | 313.89 | 2 | 0
2040 | PJM_ROR_2_MISO_W | PJM_ROR | MISO_W | Internal | Summer | B3 | 75 | 709 | 0 | 338.35 | 308.59 | 2 | 0
2040 | PJM_ROR_2_MISO_W | PJM_ROR | MISO_W | Internal | Summer | B4 | 100 | 709 | 0 | 276.46 | 246.7 | 2 | 0
2040 | PJM_ROR_2_MISO_W | PJM_ROR | MISO_W | Internal | Summer | B5 | 200 | 709 | 0 | 200.54 | 181.19 | 2 | 0
2040 | PJM_ROR_2_MISO_W | PJM_ROR | MISO_W | Internal | Summer | B6 | 300 | 709 | 0 | 179.42 | 174.7 | 2 | 0
2040 | PJM_ROR_2_MISO_W | PJM_ROR | MISO_W | Internal | Summer | B7 | 400 | 709 | 0 | 170.88 | 145.51 | 2 | 0
2040 | PJM_ROR_2_MISO_W | PJM_ROR | MISO_W | Internal | Summer | B8 | 500 | 709 | 0 | 160.72 | 130.67 | 2 | 0
2040 | PJM_ROR_2_MISO_W | PJM_ROR | MISO_W | Internal | Summer | B9 | 800 | 709 | 0 | 152.06 | 124.11 | 2 | 0
2040 | PJM_ROR_2_MISO_W | PJM_ROR | MISO_W | Internal | Summer | B10 | 1262 | 709 | 0 | 96.69 | 66.64 | 2 | 0
2040 | PJM_ROR_2_MISO_W | PJM_ROR | MISO_W | Internal | Winter | B16 | 25 | 709 | 0 | 157.78 | 127.73 | 2 | 0
2040 | PJM_ROR_2_MISO_W | PJM_ROR | MISO_W | Internal | Winter | B17 | 100 | 709 | 0 | 154.95 | 124.9 | 2 | 0
2040 | PJM_ROR_2_MISO_W | PJM_ROR | MISO_W | Internal | Winter | B18 | 400 | 709 | 0 | 152.49 | 122.44 | 2 | 0
2040 | PJM_ROR_2_MISO_W | PJM_ROR | MISO_W | Internal | Winter | B19 | 700 | 709 | 0 | 152.49 | 122.44 | 2 | 0
2040 | PJM_ROR_2_MISO_W | PJM_ROR | MISO_W | Internal | Winter | B20 | 935 | 709 | 0 | 82.31 | 52.26 | 2 | 0
2040 | PJM_ROR_2_PJM_ROM | PJM_ROR | PJM_ROM | Internal | Shoulder | B11 | 25 | 8000 | 504.61 | 159.84 | 159.85 | 0.01 | 0
2040 | PJM_ROR_2_PJM_ROM | PJM_ROR | PJM_ROM | Internal | Shoulder | B12 | 200 | 8000 | 2128.51 | 153.83 | 153.84 | 0.01 | 0
2040 | PJM_ROR_2_PJM_ROM | PJM_ROR | PJM_ROM | Internal | Shoulder | B13 | 600 | 8000 | 163.39 | 150.14 | 150.15 | 0.01 | 0
2040 | PJM_ROR_2_PJM_ROM | PJM_ROR | PJM_ROM | Internal | Shoulder | B14 | 900 | 8000 | 6617.05 | 149.11 | 149.12 | 0.01 | 0
2040 | PJM_ROR_2_PJM_ROM | PJM_ROR | PJM_ROM | Internal | Shoulder | B15 | 1203 | 8000 | 8000 | 82.31 | 84.45 | 0.01 | 2.13
2040 | PJM_ROR_2_PJM_ROM | PJM_ROR | PJM_ROM | Internal | Summer | B1 | 10 | 8000 | 4471.32 | 314.54 | 314.55 | 0.01 | 0
2040 | PJM_ROR_2_PJM_ROM | PJM_ROR | PJM_ROM | Internal | Summer | B2 | 25 | 8000 | 5932.3 | 343.94 | 343.95 | 0.01 | 0
2040 | PJM_ROR_2_PJM_ROM | PJM_ROR | PJM_ROM | Internal | Summer | B3 | 75 | 8000 | 0 | 338.35 | 338.34 | 0.01 | 0
2040 | PJM_ROR_2_PJM_ROM | PJM_ROR | PJM_ROM | Internal | Summer | B4 | 100 | 8000 | 0 | 276.46 | 276.44 | 0.01 | 0
2040 | PJM_ROR_2_PJM_ROM | PJM_ROR | PJM_ROM | Internal | Summer | B5 | 200 | 8000 | 0 | 200.54 | 200.53 | 0.01 | 0
2040 | PJM_ROR_2_PJM_ROM | PJM_ROR | PJM_ROM | Internal | Summer | B6 | 300 | 8000 | 1186.36 | 179.42 | 179.43 | 0.01 | 0
2040 | PJM_ROR_2_PJM_ROM | PJM_ROR | PJM_ROM | Internal | Summer | B7 | 400 | 8000 | 2280.47 | 170.88 | 170.89 | 0.01 | 0
2040 | PJM_ROR_2_PJM_ROM | PJM_ROR | PJM_ROM | Internal | Summer | B8 | 500 | 8000 | 5290.89 | 160.72 | 160.73 | 0.01 | 0
2040 | PJM_ROR_2_PJM_ROM | PJM_ROR | PJM_ROM | Internal | Summer | B9 | 800 | 8000 | 2472.21 | 152.06 | 152.07 | 0.01 | 0
2040 | PJM_ROR_2_PJM_ROM | PJM_ROR | PJM_ROM | Internal | Summer | B10 | 1262 | 8000 | 9092.28 | 96.69 | 105.73 | 0.01 | 9.02
2040 | PJM_ROR_2_PJM_ROM | PJM_ROR | PJM_ROM | Internal | Winter | B16 | 25 | 8000 | 4840.39 | 157.78 | 157.8 | 0.01 | 0
2040 | PJM_ROR_2_PJM_ROM | PJM_ROR | PJM_ROM | Internal | Winter | B17 | 100 | 8000 | 5520.09 | 154.95 | 154.96 | 0.01 | 0
2040 | PJM_ROR_2_PJM_ROM | PJM_ROR | PJM_ROM | Internal | Winter | B18 | 400 | 8000 | 5277.59 | 152.49 | 152.5 | 0.01 | 0
2040 | PJM_ROR_2_PJM_ROM | PJM_ROR | PJM_ROM | Internal | Winter | B19 | 700 | 8000 | 4873.62 | 152.49 | 152.5 | 0.01 | 0
2040 | PJM_ROR_2_PJM_ROM | PJM_ROR | PJM_ROM | Internal | Winter | B20 | 935 | 8000 | 8000 | 82.31 | 84.35 | 0.01 | 2.02
2040 | PJM_ROR_2_TVA_Transmission | PJM_ROR | TVA_Transmission | Internal | Shoulder | B11 | 25 | 2500 | 173.96 | 159.84 | 165.84 | 6 | 0
2040 | PJM_ROR_2_TVA_Transmission | PJM_ROR | TVA_Transmission | Internal | Shoulder | B12 | 200 | 2500 | 0 | 153.83 | 152.9 | 6 | 0
2040 | PJM_ROR_2_TVA_Transmission | PJM_ROR | TVA_Transmission | Internal | Shoulder | B13 | 600 | 2500 | 0 | 150.14 | 146.68 | 6 | 0
2040 | PJM_ROR_2_TVA_Transmission | PJM_ROR | TVA_Transmission | Internal | Shoulder | B14 | 900 | 2500 | 0 | 149.11 | 145.9 | 6 | 0
2040 | PJM_ROR_2_TVA_Transmission | PJM_ROR | TVA_Transmission | Internal | Shoulder | B15 | 1203 | 2500 | 0 | 82.31 | 79.32 | 6 | 0
2040 | PJM_ROR_2_TVA_Transmission | PJM_ROR | TVA_Transmission | Internal | Summer | B1 | 10 | 2500 | 0 | 314.54 | 318.81 | 6 | 0
2040 | PJM_ROR_2_TVA_Transmission | PJM_ROR | TVA_Transmission | Internal | Summer | B2 | 25 | 2500 | 2500 | 343.94 | 350.48 | 6 | 0.54
2040 | PJM_ROR_2_TVA_Transmission | PJM_ROR | TVA_Transmission | Internal | Summer | B3 | 75 | 2500 | 2500 | 338.35 | 345.19 | 6 | 0.84
2040 | PJM_ROR_2_TVA_Transmission | PJM_ROR | TVA_Transmission | Internal | Summer | B4 | 100 | 2500 | 2500 | 276.46 | 283.3 | 6 | 0.84
2040 | PJM_ROR_2_TVA_Transmission | PJM_ROR | TVA_Transmission | Internal | Summer | B5 | 200 | 2500 | 2500 | 200.54 | 207.25 | 6 | 0.71
2040 | PJM_ROR_2_TVA_Transmission | PJM_ROR | TVA_Transmission | Internal | Summer | B6 | 300 | 2500 | 1387.6 | 179.42 | 185.42 | 6 | 0
2040 | PJM_ROR_2_TVA_Transmission | PJM_ROR | TVA_Transmission | Internal | Summer | B7 | 400 | 2500 | 0 | 170.88 | 174.63 | 6 | 0
2040 | PJM_ROR_2_TVA_Transmission | PJM_ROR | TVA_Transmission | Internal | Summer | B8 | 500 | 2500 | 0 | 160.72 | 159.79 | 6 | 0
2040 | PJM_ROR_2_TVA_Transmission | PJM_ROR | TVA_Transmission | Internal | Summer | B9 | 800 | 2500 | 0 | 152.06 | 153.23 | 6 | 0
2040 | PJM_ROR_2_TVA_Transmission | PJM_ROR | TVA_Transmission | Internal | Summer | B10 | 1262 | 2500 | 0 | 96.69 | 89.45 | 6 | 0
2040 | PJM_ROR_2_TVA_Transmission | PJM_ROR | TVA_Transmission | Internal | Winter | B16 | 25 | 2500 | 0 | 157.78 | 162.88 | 6 | 0
2040 | PJM_ROR_2_TVA_Transmission | PJM_ROR | TVA_Transmission | Internal | Winter | B17 | 100 | 2500 | 0 | 154.95 | 151.95 | 6 | 0
2040 | PJM_ROR_2_TVA_Transmission | PJM_ROR | TVA_Transmission | Internal | Winter | B18 | 400 | 2500 | 0 | 152.49 | 149.33 | 6 | 0
2040 | PJM_ROR_2_TVA_Transmission | PJM_ROR | TVA_Transmission | Internal | Winter | B19 | 700 | 2500 | 0 | 152.49 | 149.29 | 6 | 0
2040 | PJM_ROR_2_TVA_Transmission | PJM_ROR | TVA_Transmission | Internal | Winter | B20 | 935 | 2500 | 0 | 82.31 | 79.11 | 6 | 0
2040 | PJM_ROR_2_VACAR | PJM_ROR | VACAR | Internal | Shoulder | B11 | 25 | 3000 | 3000 | 159.84 | 167.85 | 6 | 2.01
2040 | PJM_ROR_2_VACAR | PJM_ROR | VACAR | Internal | Shoulder | B12 | 200 | 3000 | 0 | 153.83 | 159.21 | 6 | 0
2040 | PJM_ROR_2_VACAR | PJM_ROR | VACAR | Internal | Shoulder | B13 | 600 | 3000 | 0 | 150.14 | 146.04 | 6 | 0
2040 | PJM_ROR_2_VACAR | PJM_ROR | VACAR | Internal | Shoulder | B14 | 900 | 3000 | 0 | 149.11 | 146.04 | 6 | 0
2040 | PJM_ROR_2_VACAR | PJM_ROR | VACAR | Internal | Shoulder | B15 | 1203 | 3000 | 0 | 82.31 | 81.87 | 6 | 0
2040 | PJM_ROR_2_VACAR | PJM_ROR | VACAR | Internal | Summer | B1 | 10 | 3000 | 11226.84 | 314.54 | 323.26 | 6 | 2.71
2040 | PJM_ROR_2_VACAR | PJM_ROR | VACAR | Internal | Summer | B2 | 25 | 3000 | 9449.4 | 343.94 | 352.66 | 6 | 2.71
2040 | PJM_ROR_2_VACAR | PJM_ROR | VACAR | Internal | Summer | B3 | 75 | 3000 | 10474.61 | 338.35 | 347.06 | 6 | 2.71
2040 | PJM_ROR_2_VACAR | PJM_ROR | VACAR | Internal | Summer | B4 | 100 | 3000 | 9892.88 | 276.46 | 285.17 | 6 | 2.71
2040 | PJM_ROR_2_VACAR | PJM_ROR | VACAR | Internal | Summer | B5 | 200 | 3000 | 5194.59 | 200.54 | 209.26 | 6 | 2.71
2040 | PJM_ROR_2_VACAR | PJM_ROR | VACAR | Internal | Summer | B6 | 300 | 3000 | 3000 | 179.42 | 187.42 | 6 | 2
2040 | PJM_ROR_2_VACAR | PJM_ROR | VACAR | Internal | Summer | B7 | 400 | 3000 | 1939.2 | 170.88 | 176.88 | 6 | 0
2040 | PJM_ROR_2_VACAR | PJM_ROR | VACAR | Internal | Summer | B8 | 500 | 3000 | 857.2 | 160.72 | 166.72 | 6 | 0
2040 | PJM_ROR_2_VACAR | PJM_ROR | VACAR | Internal | Summer | B9 | 800 | 3000 | 0 | 152.06 | 146.23 | 6 | 0
2040 | PJM_ROR_2_VACAR | PJM_ROR | VACAR | Internal | Summer | B10 | 1262 | 3000 | 0 | 96.69 | 80.68 | 6 | 0
2040 | PJM_ROR_2_VACAR | PJM_ROR | VACAR | Internal | Winter | B16 | 25 | 3000 | 6317.87 | 157.78 | 166.5 | 6 | 2.71
2040 | PJM_ROR_2_VACAR | PJM_ROR | VACAR | Internal | Winter | B17 | 100 | 3000 | 2873.06 | 154.95 | 160.95 | 6 | 0
2040 | PJM_ROR_2_VACAR | PJM_ROR | VACAR | Internal | Winter | B18 | 400 | 3000 | 0 | 152.49 | 148.37 | 6 | 0
2040 | PJM_ROR_2_VACAR | PJM_ROR | VACAR | Internal | Winter | B19 | 700 | 3000 | 0 | 152.49 | 148.32 | 6 | 0
2040 | PJM_ROR_2_VACAR | PJM_ROR | VACAR | Internal | Winter | B20 | 935 | 3000 | 0 | 82.31 | 82.8 | 6 | 0
2040 | PJM_ROM_2_NYISO_A-F | PJM_ROM | NYISO_A-F | Internal | Shoulder | B11 | 25 | 2000 | 0 | 159.85 | 110.33 | 6 | 0
2040 | PJM_ROM_2_NYISO_A-F | PJM_ROM | NYISO_A-F | Internal | Shoulder | B12 | 200 | 2000 | 0 | 153.84 | 109.85 | 6 | 0
2040 | PJM_ROM_2_NYISO_A-F | PJM_ROM | NYISO_A-F | Internal | Shoulder | B13 | 600 | 2000 | 0 | 150.15 | 102.04 | 6 | 0
2040 | PJM_ROM_2_NYISO_A-F | PJM_ROM | NYISO_A-F | Internal | Shoulder | B14 | 900 | 2000 | 0 | 149.12 | 99.62 | 6 | 0
2040 | PJM_ROM_2_NYISO_A-F | PJM_ROM | NYISO_A-F | Internal | Shoulder | B15 | 1203 | 2000 | 0 | 84.45 | 80.61 | 6 | 0
2040 | PJM_ROM_2_NYISO_A-F | PJM_ROM | NYISO_A-F | Internal | Summer | B1 | 10 | 2000 | 0 | 314.55 | 274.36 | 6 | 0
2040 | PJM_ROM_2_NYISO_A-F | PJM_ROM | NYISO_A-F | Internal | Summer | B2 | 25 | 2000 | 0 | 343.95 | 316.59 | 6 | 0
2040 | PJM_ROM_2_NYISO_A-F | PJM_ROM | NYISO_A-F | Internal | Summer | B3 | 75 | 2000 | 0 | 338.34 | 303.4 | 6 | 0
2040 | PJM_ROM_2_NYISO_A-F | PJM_ROM | NYISO_A-F | Internal | Summer | B4 | 100 | 2000 | 0 | 276.44 | 228.37 | 6 | 0
2040 | PJM_ROM_2_NYISO_A-F | PJM_ROM | NYISO_A-F | Internal | Summer | B5 | 200 | 2000 | 0 | 200.53 | 157.38 | 6 | 0
2040 | PJM_ROM_2_NYISO_A-F | PJM_ROM | NYISO_A-F | Internal | Summer | B6 | 300 | 2000 | 0 | 179.43 | 152.05 | 6 | 0
2040 | PJM_ROM_2_NYISO_A-F | PJM_ROM | NYISO_A-F | Internal | Summer | B7 | 400 | 2000 | 0 | 170.89 | 148 | 6 | 0
2040 | PJM_ROM_2_NYISO_A-F | PJM_ROM | NYISO_A-F | Internal | Summer | B8 | 500 | 2000 | 0 | 160.73 | 125.8 | 6 | 0
2040 | PJM_ROM_2_NYISO_A-F | PJM_ROM | NYISO_A-F | Internal | Summer | B9 | 800 | 2000 | 0 | 152.07 | 112.25 | 6 | 0
2040 | PJM_ROM_2_NYISO_A-F | PJM_ROM | NYISO_A-F | Internal | Summer | B10 | 1262 | 2000 | 2000 | 105.73 | 112.25 | 6 | 0.52
2040 | PJM_ROM_2_NYISO_A-F | PJM_ROM | NYISO_A-F | Internal | Winter | B16 | 25 | 2000 | 0 | 157.8 | 108.3 | 6 | 0
2040 | PJM_ROM_2_NYISO_A-F | PJM_ROM | NYISO_A-F | Internal | Winter | B17 | 100 | 2000 | 0 | 154.96 | 105.47 | 6 | 0
2040 | PJM_ROM_2_NYISO_A-F | PJM_ROM | NYISO_A-F | Internal | Winter | B18 | 400 | 2000 | 0 | 152.5 | 103.01 | 6 | 0
2040 | PJM_ROM_2_NYISO_A-F | PJM_ROM | NYISO_A-F | Internal | Winter | B19 | 700 | 2000 | 0 | 152.5 | 103.01 | 6 | 0
2040 | PJM_ROM_2_NYISO_A-F | PJM_ROM | NYISO_A-F | Internal | Winter | B20 | 935 | 2000 | 0 | 84.35 | 79.71 | 6 | 0
2040 | PJM_ROM_2_PJM_E | PJM_ROM | PJM_E | Internal | Shoulder | B11 | 25 | 8000 | 0 | 159.85 | 159.84 | 0.01 | 0
2040 | PJM_ROM_2_PJM_E | PJM_ROM | PJM_E | Internal | Shoulder | B12 | 200 | 8000 | 1683.75 | 153.84 | 153.85 | 0.01 | 0
2040 | PJM_ROM_2_PJM_E | PJM_ROM | PJM_E | Internal | Shoulder | B13 | 600 | 8000 | 552.72 | 150.15 | 150.16 | 0.01 | 0
2040 | PJM_ROM_2_PJM_E | PJM_ROM | PJM_E | Internal | Shoulder | B14 | 900 | 8000 | 4166.56 | 149.12 | 149.13 | 0.01 | 0
2040 | PJM_ROM_2_PJM_E | PJM_ROM | PJM_E | Internal | Shoulder | B15 | 1203 | 8000 | 5065.62 | 84.45 | 84.47 | 0.01 | 0
2040 | PJM_ROM_2_PJM_E | PJM_ROM | PJM_E | Internal | Summer | B1 | 10 | 8000 | 4703.48 | 314.55 | 314.56 | 0.01 | 0
2040 | PJM_ROM_2_PJM_E | PJM_ROM | PJM_E | Internal | Summer | B2 | 25 | 8000 | 6609.01 | 343.95 | 343.97 | 0.01 | 0
2040 | PJM_ROM_2_PJM_E | PJM_ROM | PJM_E | Internal | Summer | B3 | 75 | 8000 | 1798.21 | 338.34 | 338.35 | 0.01 | 0
2040 | PJM_ROM_2_PJM_E | PJM_ROM | PJM_E | Internal | Summer | B4 | 100 | 8000 | 0 | 276.44 | 276.43 | 0.01 | 0
2040 | PJM_ROM_2_PJM_E | PJM_ROM | PJM_E | Internal | Summer | B5 | 200 | 8000 | 288.11 | 200.53 | 200.54 | 0.01 | 0
2040 | PJM_ROM_2_PJM_E | PJM_ROM | PJM_E | Internal | Summer | B6 | 300 | 8000 | 3121.49 | 179.43 | 179.44 | 0.01 | 0
2040 | PJM_ROM_2_PJM_E | PJM_ROM | PJM_E | Internal | Summer | B7 | 400 | 8000 | 1872.96 | 170.89 | 170.9 | 0.01 | 0
2040 | PJM_ROM_2_PJM_E | PJM_ROM | PJM_E | Internal | Summer | B8 | 500 | 8000 | 4334.65 | 160.73 | 160.75 | 0.01 | 0
2040 | PJM_ROM_2_PJM_E | PJM_ROM | PJM_E | Internal | Summer | B9 | 800 | 8000 | 2763.92 | 152.07 | 152.08 | 0.01 | 0
2040 | PJM_ROM_2_PJM_E | PJM_ROM | PJM_E | Internal | Summer | B10 | 1262 | 8000 | 5919.91 | 105.73 | 105.74 | 0.01 | 0
2040 | PJM_ROM_2_PJM_E | PJM_ROM | PJM_E | Internal | Winter | B16 | 25 | 8000 | 2765.82 | 157.8 | 157.81 | 0.01 | 0
2040 | PJM_ROM_2_PJM_E | PJM_ROM | PJM_E | Internal | Winter | B17 | 100 | 8000 | 4245.55 | 154.96 | 154.97 | 0.01 | 0
2040 | PJM_ROM_2_PJM_E | PJM_ROM | PJM_E | Internal | Winter | B18 | 400 | 8000 | 3651.01 | 152.5 | 152.52 | 0.01 | 0
2040 | PJM_ROM_2_PJM_E | PJM_ROM | PJM_E | Internal | Winter | B19 | 700 | 8000 | 2930.95 | 152.5 | 152.52 | 0.01 | 0
2040 | PJM_ROM_2_PJM_E | PJM_ROM | PJM_E | Internal | Winter | B20 | 935 | 8000 | 4978.28 | 84.35 | 84.36 | 0.01 | 0
2040 | PJM_ROM_2_PJM_ROR | PJM_ROM | PJM_ROR | Internal | Shoulder | B11 | 25 | 8000 | 0 | 159.85 | 159.84 | 0.01 | 0
2040 | PJM_ROM_2_PJM_ROR | PJM_ROM | PJM_ROR | Internal | Shoulder | B12 | 200 | 8000 | 0 | 153.84 | 153.83 | 0.01 | 0
2040 | PJM_ROM_2_PJM_ROR | PJM_ROM | PJM_ROR | Internal | Shoulder | B13 | 600 | 8000 | 0 | 150.15 | 150.14 | 0.01 | 0
2040 | PJM_ROM_2_PJM_ROR | PJM_ROM | PJM_ROR | Internal | Shoulder | B14 | 900 | 8000 | 0 | 149.12 | 149.11 | 0.01 | 0
2040 | PJM_ROM_2_PJM_ROR | PJM_ROM | PJM_ROR | Internal | Shoulder | B15 | 1203 | 8000 | 0 | 84.45 | 82.31 | 0.01 | 0
2040 | PJM_ROM_2_PJM_ROR | PJM_ROM | PJM_ROR | Internal | Summer | B1 | 10 | 8000 | 0 | 314.55 | 314.54 | 0.01 | 0
2040 | PJM_ROM_2_PJM_ROR | PJM_ROM | PJM_ROR | Internal | Summer | B2 | 25 | 8000 | 0 | 343.95 | 343.94 | 0.01 | 0
2040 | PJM_ROM_2_PJM_ROR | PJM_ROM | PJM_ROR | Internal | Summer | B3 | 75 | 8000 | 289.58 | 338.34 | 338.35 | 0.01 | 0
2040 | PJM_ROM_2_PJM_ROR | PJM_ROM | PJM_ROR | Internal | Summer | B4 | 100 | 8000 | 3178.45 | 276.44 | 276.46 | 0.01 | 0
2040 | PJM_ROM_2_PJM_ROR | PJM_ROM | PJM_ROR | Internal | Summer | B5 | 200 | 8000 | 2005.24 | 200.53 | 200.54 | 0.01 | 0
2040 | PJM_ROM_2_PJM_ROR | PJM_ROM | PJM_ROR | Internal | Summer | B6 | 300 | 8000 | 0 | 179.43 | 179.42 | 0.01 | 0
2040 | PJM_ROM_2_PJM_ROR | PJM_ROM | PJM_ROR | Internal | Summer | B7 | 400 | 8000 | 0 | 170.89 | 170.88 | 0.01 | 0
2040 | PJM_ROM_2_PJM_ROR | PJM_ROM | PJM_ROR | Internal | Summer | B8 | 500 | 8000 | 0 | 160.73 | 160.72 | 0.01 | 0
2040 | PJM_ROM_2_PJM_ROR | PJM_ROM | PJM_ROR | Internal | Summer | B9 | 800 | 8000 | 0 | 152.07 | 152.06 | 0.01 | 0
2040 | PJM_ROM_2_PJM_ROR | PJM_ROM | PJM_ROR | Internal | Summer | B10 | 1262 | 8000 | 0 | 105.73 | 96.69 | 0.01 | 0
2040 | PJM_ROM_2_PJM_ROR | PJM_ROM | PJM_ROR | Internal | Winter | B16 | 25 | 8000 | 0 | 157.8 | 157.78 | 0.01 | 0
2040 | PJM_ROM_2_PJM_ROR | PJM_ROM | PJM_ROR | Internal | Winter | B17 | 100 | 8000 | 0 | 154.96 | 154.95 | 0.01 | 0
2040 | PJM_ROM_2_PJM_ROR | PJM_ROM | PJM_ROR | Internal | Winter | B18 | 400 | 8000 | 0 | 152.5 | 152.49 | 0.01 | 0
2040 | PJM_ROM_2_PJM_ROR | PJM_ROM | PJM_ROR | Internal | Winter | B19 | 700 | 8000 | 0 | 152.5 | 152.49 | 0.01 | 0
2040 | PJM_ROM_2_PJM_ROR | PJM_ROM | PJM_ROR | Internal | Winter | B20 | 935 | 8000 | 0 | 84.35 | 82.31 | 0.01 | 0
2040 | SOCO_2_ENT | SOCO | ENT | Internal | Shoulder | B11 | 25 | 2400 | 0 | 174.85 | 161.9 | 10 | 0
2040 | SOCO_2_ENT | SOCO | ENT | Internal | Shoulder | B12 | 200 | 2400 | 0 | 158.73 | 150.92 | 10 | 0
2040 | SOCO_2_ENT | SOCO | ENT | Internal | Shoulder | B13 | 600 | 2400 | 0 | 152.96 | 144.96 | 10 | 0
2040 | SOCO_2_ENT | SOCO | ENT | Internal | Shoulder | B14 | 900 | 2400 | 0 | 152.96 | 143.93 | 10 | 0
2040 | SOCO_2_ENT | SOCO | ENT | Internal | Shoulder | B15 | 1203 | 2400 | 0 | 71.87 | 77.14 | 10 | 0
2040 | SOCO_2_ENT | SOCO | ENT | Internal | Summer | B1 | 10 | 2400 | 0 | 327.82 | 305.73 | 10 | 0
2040 | SOCO_2_ENT | SOCO | ENT | Internal | Summer | B2 | 25 | 2400 | 0 | 359.49 | 341.04 | 10 | 0
2040 | SOCO_2_ENT | SOCO | ENT | Internal | Summer | B3 | 75 | 2400 | 0 | 354.2 | 337.72 | 10 | 0
2040 | SOCO_2_ENT | SOCO | ENT | Internal | Summer | B4 | 100 | 2400 | 0 | 292.3 | 275.82 | 10 | 0
2040 | SOCO_2_ENT | SOCO | ENT | Internal | Summer | B5 | 200 | 2400 | 0 | 216.26 | 207.25 | 10 | 0
2040 | SOCO_2_ENT | SOCO | ENT | Internal | Summer | B6 | 300 | 2400 | 0 | 194.42 | 188.37 | 10 | 0
2040 | SOCO_2_ENT | SOCO | ENT | Internal | Summer | B7 | 400 | 2400 | 0 | 183.63 | 180.57 | 10 | 0
2040 | SOCO_2_ENT | SOCO | ENT | Internal | Summer | B8 | 500 | 2400 | 0 | 168.79 | 165.73 | 10 | 0
2040 | SOCO_2_ENT | SOCO | ENT | Internal | Summer | B9 | 800 | 2400 | 0 | 153.23 | 154.98 | 10 | 0
2040 | SOCO_2_ENT | SOCO | ENT | Internal | Summer | B10 | 1262 | 2400 | 5484.52 | 81.51 | 91.52 | 10 | 0.01
2040 | SOCO_2_ENT | SOCO | ENT | Internal | Winter | B16 | 25 | 2400 | 0 | 171.88 | 154.88 | 10 | 0
2040 | SOCO_2_ENT | SOCO | ENT | Internal | Winter | B17 | 100 | 2400 | 0 | 157.98 | 149.98 | 10 | 0
2040 | SOCO_2_ENT | SOCO | ENT | Internal | Winter | B18 | 400 | 2400 | 0 | 155.37 | 147.37 | 10 | 0
2040 | SOCO_2_ENT | SOCO | ENT | Internal | Winter | B19 | 700 | 2400 | 0 | 155.32 | 147.32 | 10 | 0
2040 | SOCO_2_ENT | SOCO | ENT | Internal | Winter | B20 | 935 | 2400 | 0 | 73.5 | 77.14 | 10 | 0
2040 | SOCO_2_FRCC | SOCO | FRCC | Internal | Shoulder | B11 | 25 | 3700 | 4685.51 | 174.85 | 184.96 | 10 | 0.12
2040 | SOCO_2_FRCC | SOCO | FRCC | Internal | Shoulder | B12 | 200 | 3700 | 0 | 158.73 | 162.96 | 10 | 0
2040 | SOCO_2_FRCC | SOCO | FRCC | Internal | Shoulder | B13 | 600 | 3700 | 3065.18 | 152.96 | 162.96 | 10 | 0
2040 | SOCO_2_FRCC | SOCO | FRCC | Internal | Shoulder | B14 | 900 | 3700 | 1695.29 | 152.96 | 162.96 | 10 | 0
2040 | SOCO_2_FRCC | SOCO | FRCC | Internal | Shoulder | B15 | 1203 | 3700 | 0 | 71.87 | 63.86 | 10 | 0
2040 | SOCO_2_FRCC | SOCO | FRCC | Internal | Summer | B1 | 10 | 3700 | 8355.65 | 327.82 | 337.94 | 10 | 0.12
2040 | SOCO_2_FRCC | SOCO | FRCC | Internal | Summer | B2 | 25 | 3700 | 5553.85 | 359.49 | 369.61 | 10 | 0.12
2040 | SOCO_2_FRCC | SOCO | FRCC | Internal | Summer | B3 | 75 | 3700 | 4051 | 354.2 | 364.31 | 10 | 0.12
2040 | SOCO_2_FRCC | SOCO | FRCC | Internal | Summer | B4 | 100 | 3700 | 3416.41 | 292.3 | 302.3 | 10 | 0
2040 | SOCO_2_FRCC | SOCO | FRCC | Internal | Summer | B5 | 200 | 3700 | 2170.33 | 216.26 | 226.26 | 10 | 0
2040 | SOCO_2_FRCC | SOCO | FRCC | Internal | Summer | B6 | 300 | 3700 | 0 | 194.42 | 193.55 | 10 | 0
2040 | SOCO_2_FRCC | SOCO | FRCC | Internal | Summer | B7 | 400 | 3700 | 0 | 183.63 | 186.98 | 10 | 0
2040 | SOCO_2_FRCC | SOCO | FRCC | Internal | Summer | B8 | 500 | 3700 | 0 | 168.79 | 161.91 | 10 | 0
2040 | SOCO_2_FRCC | SOCO | FRCC | Internal | Summer | B9 | 800 | 3700 | 0 | 153.23 | 161.91 | 10 | 0
2040 | SOCO_2_FRCC | SOCO | FRCC | Internal | Summer | B10 | 1262 | 3700 | 0 | 81.51 | 73.5 | 10 | 0
2040 | SOCO_2_FRCC | SOCO | FRCC | Internal | Winter | B16 | 25 | 3700 | 1836.09 | 171.88 | 181.88 | 10 | 0
2040 | SOCO_2_FRCC | SOCO | FRCC | Internal | Winter | B17 | 100 | 3700 | 0 | 157.98 | 165.65 | 10 | 0
2040 | SOCO_2_FRCC | SOCO | FRCC | Internal | Winter | B18 | 400 | 3700 | 5077.4 | 155.37 | 165.49 | 10 | 0.12
2040 | SOCO_2_FRCC | SOCO | FRCC | Internal | Winter | B19 | 700 | 3700 | 3636.72 | 155.32 | 165.32 | 10 | 0
2040 | SOCO_2_FRCC | SOCO | FRCC | Internal | Winter | B20 | 935 | 3700 | 0 | 73.5 | 65.69 | 10 | 0
2040 | SOCO_2_VACAR | SOCO | VACAR | Internal | Shoulder | B11 | 25 | 2000 | 0 | 174.85 | 167.85 | 10 | 0
2040 | SOCO_2_VACAR | SOCO | VACAR | Internal | Shoulder | B12 | 200 | 2000 | 0 | 158.73 | 159.21 | 10 | 0
2040 | SOCO_2_VACAR | SOCO | VACAR | Internal | Shoulder | B13 | 600 | 2000 | 0 | 152.96 | 146.04 | 10 | 0
2040 | SOCO_2_VACAR | SOCO | VACAR | Internal | Shoulder | B14 | 900 | 2000 | 0 | 152.96 | 146.04 | 10 | 0
2040 | SOCO_2_VACAR | SOCO | VACAR | Internal | Shoulder | B15 | 1203 | 2000 | 111.95 | 71.87 | 81.87 | 10 | 0
2040 | SOCO_2_VACAR | SOCO | VACAR | Internal | Summer | B1 | 10 | 2000 | 0 | 327.82 | 323.26 | 10 | 0
2040 | SOCO_2_VACAR | SOCO | VACAR | Internal | Summer | B2 | 25 | 2000 | 0 | 359.49 | 352.66 | 10 | 0
2040 | SOCO_2_VACAR | SOCO | VACAR | Internal | Summer | B3 | 75 | 2000 | 0 | 354.2 | 347.06 | 10 | 0
2040 | SOCO_2_VACAR | SOCO | VACAR | Internal | Summer | B4 | 100 | 2000 | 0 | 292.3 | 285.17 | 10 | 0
2040 | SOCO_2_VACAR | SOCO | VACAR | Internal | Summer | B5 | 200 | 2000 | 0 | 216.26 | 209.26 | 10 | 0
2040 | SOCO_2_VACAR | SOCO | VACAR | Internal | Summer | B6 | 300 | 2000 | 0 | 194.42 | 187.42 | 10 | 0
2040 | SOCO_2_VACAR | SOCO | VACAR | Internal | Summer | B7 | 400 | 2000 | 0 | 183.63 | 176.88 | 10 | 0
2040 | SOCO_2_VACAR | SOCO | VACAR | Internal | Summer | B8 | 500 | 2000 | 0 | 168.79 | 166.72 | 10 | 0
2040 | SOCO_2_VACAR | SOCO | VACAR | Internal | Summer | B9 | 800 | 2000 | 0 | 153.23 | 146.23 | 10 | 0
2040 | SOCO_2_VACAR | SOCO | VACAR | Internal | Summer | B10 | 1262 | 2000 | 0 | 81.51 | 80.68 | 10 | 0
2040 | SOCO_2_VACAR | SOCO | VACAR | Internal | Winter | B16 | 25 | 2000 | 0 | 171.88 | 166.5 | 10 | 0
2040 | SOCO_2_VACAR | SOCO | VACAR | Internal | Winter | B17 | 100 | 2000 | 0 | 157.98 | 160.95 | 10 | 0
2040 | SOCO_2_VACAR | SOCO | VACAR | Internal | Winter | B18 | 400 | 2000 | 0 | 155.37 | 148.37 | 10 | 0
2040 | SOCO_2_VACAR | SOCO | VACAR | Internal | Winter | B19 | 700 | 2000 | 0 | 155.32 | 148.32 | 10 | 0
2040 | SOCO_2_VACAR | SOCO | VACAR | Internal | Winter | B20 | 935 | 2000 | 0 | 73.5 | 82.8 | 10 | 0
2040 | SPP_N_2_ENT | SPP_N | ENT | Internal | Shoulder | B11 | 25 | 1800 | 11518.78 | 114.26 | 161.9 | 5 | 42.64
2040 | SPP_N_2_ENT | SPP_N | ENT | Internal | Shoulder | B12 | 200 | 1800 | 11231.27 | 103.29 | 150.92 | 5 | 42.64
2040 | SPP_N_2_ENT | SPP_N | ENT | Internal | Shoulder | B13 | 600 | 1800 | 10449.14 | 97.33 | 144.96 | 5 | 42.64
2040 | SPP_N_2_ENT | SPP_N | ENT | Internal | Shoulder | B14 | 900 | 1800 | 5897.66 | 96.29 | 143.93 | 5 | 42.64
2040 | SPP_N_2_ENT | SPP_N | ENT | Internal | Shoulder | B15 | 1203 | 1800 | 3572.53 | 29.5 | 77.14 | 5 | 42.64
2040 | SPP_N_2_ENT | SPP_N | ENT | Internal | Summer | B1 | 10 | 1800 | 1800 | 261.73 | 305.73 | 5 | 39
2040 | SPP_N_2_ENT | SPP_N | ENT | Internal | Summer | B2 | 25 | 1800 | 3185.58 | 293.4 | 341.04 | 5 | 42.64
2040 | SPP_N_2_ENT | SPP_N | ENT | Internal | Summer | B3 | 75 | 1800 | 3009.39 | 290.08 | 337.72 | 5 | 42.64
2040 | SPP_N_2_ENT | SPP_N | ENT | Internal | Summer | B4 | 100 | 1800 | 5109.84 | 228.18 | 275.82 | 5 | 42.64
2040 | SPP_N_2_ENT | SPP_N | ENT | Internal | Summer | B5 | 200 | 1800 | 1800 | 180.7 | 207.25 | 5 | 21.55
2040 | SPP_N_2_ENT | SPP_N | ENT | Internal | Summer | B6 | 300 | 1800 | 1800 | 174.71 | 188.37 | 5 | 8.65
2040 | SPP_N_2_ENT | SPP_N | ENT | Internal | Summer | B7 | 400 | 1800 | 1800 | 140.52 | 180.57 | 5 | 35.04
2040 | SPP_N_2_ENT | SPP_N | ENT | Internal | Summer | B8 | 500 | 1800 | 6031.75 | 118.09 | 165.73 | 5 | 42.64
2040 | SPP_N_2_ENT | SPP_N | ENT | Internal | Summer | B9 | 800 | 1800 | 7997.62 | 107.34 | 154.98 | 5 | 42.64
2040 | SPP_N_2_ENT | SPP_N | ENT | Internal | Summer | B10 | 1262 | 1800 | 4940.41 | 43.88 | 91.52 | 5 | 42.64
2040 | SPP_N_2_ENT | SPP_N | ENT | Internal | Winter | B16 | 25 | 1800 | 15477.42 | 107.24 | 154.88 | 5 | 42.64
2040 | SPP_N_2_ENT | SPP_N | ENT | Internal | Winter | B17 | 100 | 1800 | 11004.61 | 102.34 | 149.98 | 5 | 42.64
2040 | SPP_N_2_ENT | SPP_N | ENT | Internal | Winter | B18 | 400 | 1800 | 11354.22 | 99.74 | 147.37 | 5 | 42.64
2040 | SPP_N_2_ENT | SPP_N | ENT | Internal | Winter | B19 | 700 | 1800 | 10591.18 | 99.68 | 147.32 | 5 | 42.64
2040 | SPP_N_2_ENT | SPP_N | ENT | Internal | Winter | B20 | 935 | 1800 | 7879.94 | 29.5 | 77.14 | 5 | 42.64
2040 | SPP_N_2_MISO_MO-IL | SPP_N | MISO_MO-IL | Internal | Shoulder | B11 | 25 | 2000 | 2000 | 114.26 | 153.9 | 5 | 34.64
2040 | SPP_N_2_MISO_MO-IL | SPP_N | MISO_MO-IL | Internal | Shoulder | B12 | 200 | 2000 | 6323.51 | 103.29 | 144.9 | 5 | 36.61
2040 | SPP_N_2_MISO_MO-IL | SPP_N | MISO_MO-IL | Internal | Shoulder | B13 | 600 | 2000 | 8190.66 | 97.33 | 138.94 | 5 | 36.61
2040 | SPP_N_2_MISO_MO-IL | SPP_N | MISO_MO-IL | Internal | Shoulder | B14 | 900 | 2000 | 18092.22 | 96.29 | 137.9 | 5 | 36.61
2040 | SPP_N_2_MISO_MO-IL | SPP_N | MISO_MO-IL | Internal | Shoulder | B15 | 1203 | 2000 | 23331.61 | 29.5 | 71.11 | 5 | 36.61
2040 | SPP_N_2_MISO_MO-IL | SPP_N | MISO_MO-IL | Internal | Summer | B1 | 10 | 2000 | 28679.94 | 261.73 | 303.34 | 5 | 36.61
2040 | SPP_N_2_MISO_MO-IL | SPP_N | MISO_MO-IL | Internal | Summer | B2 | 25 | 2000 | 11973.03 | 293.4 | 335.01 | 5 | 36.61
2040 | SPP_N_2_MISO_MO-IL | SPP_N | MISO_MO-IL | Internal | Summer | B3 | 75 | 2000 | 2000 | 290.08 | 329.72 | 5 | 34.64
2040 | SPP_N_2_MISO_MO-IL | SPP_N | MISO_MO-IL | Internal | Summer | B4 | 100 | 2000 | 2000 | 228.18 | 267.82 | 5 | 34.64
2040 | SPP_N_2_MISO_MO-IL | SPP_N | MISO_MO-IL | Internal | Summer | B5 | 200 | 2000 | 2000 | 180.7 | 199.25 | 5 | 13.55
2040 | SPP_N_2_MISO_MO-IL | SPP_N | MISO_MO-IL | Internal | Summer | B6 | 300 | 2000 | 1693.8 | 174.71 | 179.71 | 5 | 0
2040 | SPP_N_2_MISO_MO-IL | SPP_N | MISO_MO-IL | Internal | Summer | B7 | 400 | 2000 | 2000 | 140.52 | 166.63 | 5 | 21.11
2040 | SPP_N_2_MISO_MO-IL | SPP_N | MISO_MO-IL | Internal | Summer | B8 | 500 | 2000 | 2000 | 118.09 | 151.79 | 5 | 28.7
2040 | SPP_N_2_MISO_MO-IL | SPP_N | MISO_MO-IL | Internal | Summer | B9 | 800 | 2000 | 2000 | 107.34 | 145.23 | 5 | 32.89
2040 | SPP_N_2_MISO_MO-IL | SPP_N | MISO_MO-IL | Internal | Summer | B10 | 1262 | 2000 | 14022.2 | 43.88 | 85.49 | 5 | 36.61
2040 | SPP_N_2_MISO_MO-IL | SPP_N | MISO_MO-IL | Internal | Winter | B16 | 25 | 2000 | 7301.91 | 107.24 | 148.85 | 5 | 36.61
2040 | SPP_N_2_MISO_MO-IL | SPP_N | MISO_MO-IL | Internal | Winter | B17 | 100 | 2000 | 11834.85 | 102.34 | 143.95 | 5 | 36.61
2040 | SPP_N_2_MISO_MO-IL | SPP_N | MISO_MO-IL | Internal | Winter | B18 | 400 | 2000 | 6575.83 | 99.74 | 141.35 | 5 | 36.61
2040 | SPP_N_2_MISO_MO-IL | SPP_N | MISO_MO-IL | Internal | Winter | B19 | 700 | 2000 | 8520.27 | 99.68 | 141.29 | 5 | 36.61
2040 | SPP_N_2_MISO_MO-IL | SPP_N | MISO_MO-IL | Internal | Winter | B20 | 935 | 2000 | 16590.47 | 29.5 | 71.11 | 5 | 36.61
2040 | SPP_N_2_MISO_W | SPP_N | MISO_W | Internal | Shoulder | B11 | 25 | 750 | 750 | 114.26 | 132.77 | 5 | 13.51
2040 | SPP_N_2_MISO_W | SPP_N | MISO_W | Internal | Shoulder | B12 | 200 | 750 | 750 | 103.29 | 123.77 | 5 | 15.49
2040 | SPP_N_2_MISO_W | SPP_N | MISO_W | Internal | Shoulder | B13 | 600 | 750 | 750 | 97.33 | 120.08 | 5 | 17.76
2040 | SPP_N_2_MISO_W | SPP_N | MISO_W | Internal | Shoulder | B14 | 900 | 750 | 750 | 96.29 | 119.05 | 5 | 17.76
2040 | SPP_N_2_MISO_W | SPP_N | MISO_W | Internal | Shoulder | B15 | 1203 | 750 | 750 | 29.5 | 52.26 | 5 | 17.76
2040 | SPP_N_2_MISO_W | SPP_N | MISO_W | Internal | Summer | B1 | 10 | 750 | 750 | 261.73 | 284.49 | 5 | 17.76
2040 | SPP_N_2_MISO_W | SPP_N | MISO_W | Internal | Summer | B2 | 25 | 750 | 750 | 293.4 | 313.89 | 5 | 15.49
2040 | SPP_N_2_MISO_W | SPP_N | MISO_W | Internal | Summer | B3 | 75 | 750 | 750 | 290.08 | 308.59 | 5 | 13.51
2040 | SPP_N_2_MISO_W | SPP_N | MISO_W | Internal | Summer | B4 | 100 | 750 | 750 | 228.18 | 246.7 | 5 | 13.51
2040 | SPP_N_2_MISO_W | SPP_N | MISO_W | Internal | Summer | B5 | 200 | 750 | 0 | 180.7 | 181.19 | 5 | 0
2040 | SPP_N_2_MISO_W | SPP_N | MISO_W | Internal | Summer | B6 | 300 | 750 | 0 | 174.71 | 174.7 | 5 | 0
2040 | SPP_N_2_MISO_W | SPP_N | MISO_W | Internal | Summer | B7 | 400 | 750 | 0 | 140.52 | 145.51 | 5 | 0
2040 | SPP_N_2_MISO_W | SPP_N | MISO_W | Internal | Summer | B8 | 500 | 750 | 750 | 118.09 | 130.67 | 5 | 7.58
2040 | SPP_N_2_MISO_W | SPP_N | MISO_W | Internal | Summer | B9 | 800 | 750 | 750 | 107.34 | 124.11 | 5 | 11.77
2040 | SPP_N_2_MISO_W | SPP_N | MISO_W | Internal | Summer | B10 | 1262 | 750 | 750 | 43.88 | 66.64 | 5 | 17.76
2040 | SPP_N_2_MISO_W | SPP_N | MISO_W | Internal | Winter | B16 | 25 | 750 | 750 | 107.24 | 127.73 | 5 | 15.49
2040 | SPP_N_2_MISO_W | SPP_N | MISO_W | Internal | Winter | B17 | 100 | 750 | 750 | 102.34 | 124.9 | 5 | 17.56
2040 | SPP_N_2_MISO_W | SPP_N | MISO_W | Internal | Winter | B18 | 400 | 750 | 750 | 99.74 | 122.44 | 5 | 17.7
2040 | SPP_N_2_MISO_W | SPP_N | MISO_W | Internal | Winter | B19 | 700 | 750 | 750 | 99.68 | 122.44 | 5 | 17.76
2040 | SPP_N_2_MISO_W | SPP_N | MISO_W | Internal | Winter | B20 | 935 | 750 | 750 | 29.5 | 52.26 | 5 | 17.76
2040 | SPP_N_2_NE | SPP_N | NE | Internal | Shoulder | B11 | 25 | 330 | 159.12 | 114.26 | 114.27 | 0.01 | 0
2040 | SPP_N_2_NE | SPP_N | NE | Internal | Shoulder | B12 | 200 | 330 | 330 | 103.29 | 104.27 | 0.01 | 0.97
2040 | SPP_N_2_NE | SPP_N | NE | Internal | Shoulder | B13 | 600 | 330 | 0 | 97.33 | 97.32 | 0.01 | 0
2040 | SPP_N_2_NE | SPP_N | NE | Internal | Shoulder | B14 | 900 | 330 | 0 | 96.29 | 96.28 | 0.01 | 0
2040 | SPP_N_2_NE | SPP_N | NE | Internal | Shoulder | B15 | 1203 | 330 | 0 | 29.5 | 29.49 | 0.01 | 0
2040 | SPP_N_2_NE | SPP_N | NE | Internal | Summer | B1 | 10 | 330 | 1996.38 | 261.73 | 274.93 | 0.01 | 13.19
2040 | SPP_N_2_NE | SPP_N | NE | Internal | Summer | B2 | 25 | 330 | 330 | 293.4 | 294.39 | 0.01 | 0.97
2040 | SPP_N_2_NE | SPP_N | NE | Internal | Summer | B3 | 75 | 330 | 330 | 290.08 | 294.56 | 0.01 | 4.47
2040 | SPP_N_2_NE | SPP_N | NE | Internal | Summer | B4 | 100 | 330 | 1699.04 | 228.18 | 241.38 | 0.01 | 13.19
2040 | SPP_N_2_NE | SPP_N | NE | Internal | Summer | B5 | 200 | 330 | 330 | 180.7 | 181.19 | 0.01 | 0.48
2040 | SPP_N_2_NE | SPP_N | NE | Internal | Summer | B6 | 300 | 330 | 0 | 174.71 | 174.7 | 0.01 | 0
2040 | SPP_N_2_NE | SPP_N | NE | Internal | Summer | B7 | 400 | 330 | 0 | 140.52 | 140.51 | 0.01 | 0
2040 | SPP_N_2_NE | SPP_N | NE | Internal | Summer | B8 | 500 | 330 | 235.81 | 118.09 | 118.1 | 0.01 | 0
2040 | SPP_N_2_NE | SPP_N | NE | Internal | Summer | B9 | 800 | 330 | 330 | 107.34 | 111.17 | 0.01 | 3.81
2040 | SPP_N_2_NE | SPP_N | NE | Internal | Summer | B10 | 1262 | 330 | 330 | 43.88 | 51.09 | 0.01 | 7.2
2040 | SPP_N_2_NE | SPP_N | NE | Internal | Winter | B16 | 25 | 330 | 0 | 107.24 | 104.19 | 0.01 | 0
2040 | SPP_N_2_NE | SPP_N | NE | Internal | Winter | B17 | 100 | 330 | 0 | 102.34 | 101.35 | 0.01 | 0
2040 | SPP_N_2_NE | SPP_N | NE | Internal | Winter | B18 | 400 | 330 | 0 | 99.74 | 99.72 | 0.01 | 0
2040 | SPP_N_2_NE | SPP_N | NE | Internal | Winter | B19 | 700 | 330 | 0 | 99.68 | 99.67 | 0.01 | 0
2040 | SPP_N_2_NE | SPP_N | NE | Internal | Winter | B20 | 935 | 330 | 0 | 29.5 | 29.49 | 0.01 | 0
2040 | SPP_N_2_SPP_S | SPP_N | SPP_S | Internal | Shoulder | B11 | 25 | 4000 | 2222.09 | 114.26 | 114.27 | 0.01 | 0
2040 | SPP_N_2_SPP_S | SPP_N | SPP_S | Internal | Shoulder | B12 | 200 | 4000 | 0 | 103.29 | 100.71 | 0.01 | 0
2040 | SPP_N_2_SPP_S | SPP_N | SPP_S | Internal | Shoulder | B13 | 600 | 4000 | 0 | 97.33 | 94.75 | 0.01 | 0
2040 | SPP_N_2_SPP_S | SPP_N | SPP_S | Internal | Shoulder | B14 | 900 | 4000 | 0 | 96.29 | 93.72 | 0.01 | 0
2040 | SPP_N_2_SPP_S | SPP_N | SPP_S | Internal | Shoulder | B15 | 1203 | 4000 | 0 | 29.5 | 26.93 | 0.01 | 0
2040 | SPP_N_2_SPP_S | SPP_N | SPP_S | Internal | Summer | B1 | 10 | 4000 | 0 | 261.73 | 255.52 | 0.01 | 0
2040 | SPP_N_2_SPP_S | SPP_N | SPP_S | Internal | Summer | B2 | 25 | 4000 | 0 | 293.4 | 290.82 | 0.01 | 0
2040 | SPP_N_2_SPP_S | SPP_N | SPP_S | Internal | Summer | B3 | 75 | 4000 | 639.55 | 290.08 | 290.09 | 0.01 | 0
2040 | SPP_N_2_SPP_S | SPP_N | SPP_S | Internal | Summer | B4 | 100 | 4000 | 0 | 228.18 | 228.17 | 0.01 | 0
2040 | SPP_N_2_SPP_S | SPP_N | SPP_S | Internal | Summer | B5 | 200 | 4000 | 3910.05 | 180.7 | 180.71 | 0.01 | 0
2040 | SPP_N_2_SPP_S | SPP_N | SPP_S | Internal | Summer | B6 | 300 | 4000 | 5398.4 | 174.71 | 180.29 | 0.01 | 5.56
2040 | SPP_N_2_SPP_S | SPP_N | SPP_S | Internal | Summer | B7 | 400 | 4000 | 6967.72 | 140.52 | 146.1 | 0.01 | 5.56
2040 | SPP_N_2_SPP_S | SPP_N | SPP_S | Internal | Summer | B8 | 500 | 4000 | 4745.92 | 118.09 | 123.66 | 0.01 | 5.56
2040 | SPP_N_2_SPP_S | SPP_N | SPP_S | Internal | Summer | B9 | 800 | 4000 | 3307 | 107.34 | 107.35 | 0.01 | 0
2040 | SPP_N_2_SPP_S | SPP_N | SPP_S | Internal | Summer | B10 | 1262 | 4000 | 0 | 43.88 | 41.31 | 0.01 | 0
2040 | SPP_N_2_SPP_S | SPP_N | SPP_S | Internal | Winter | B16 | 25 | 4000 | 0 | 107.24 | 104.67 | 0.01 | 0
2040 | SPP_N_2_SPP_S | SPP_N | SPP_S | Internal | Winter | B17 | 100 | 4000 | 0 | 102.34 | 99.76 | 0.01 | 0
2040 | SPP_N_2_SPP_S | SPP_N | SPP_S | Internal | Winter | B18 | 400 | 4000 | 0 | 99.74 | 97.16 | 0.01 | 0
2040 | SPP_N_2_SPP_S | SPP_N | SPP_S | Internal | Winter | B19 | 700 | 4000 | 0 | 99.68 | 97.1 | 0.01 | 0
2040 | SPP_N_2_SPP_S | SPP_N | SPP_S | Internal | Winter | B20 | 935 | 4000 | 0 | 29.5 | 26.93 | 0.01 | 0
2040 | SPP_S_2_ENT | SPP_S | ENT | Internal | Shoulder | B11 | 25 | 850 | 850 | 114.27 | 161.9 | 5 | 42.63
2040 | SPP_S_2_ENT | SPP_S | ENT | Internal | Shoulder | B12 | 200 | 850 | 2069.4 | 100.71 | 150.92 | 5 | 45.21
2040 | SPP_S_2_ENT | SPP_S | ENT | Internal | Shoulder | B13 | 600 | 850 | 2742.12 | 94.75 | 144.96 | 5 | 45.21
2040 | SPP_S_2_ENT | SPP_S | ENT | Internal | Shoulder | B14 | 900 | 850 | 7363.69 | 93.72 | 143.93 | 5 | 45.21
2040 | SPP_S_2_ENT | SPP_S | ENT | Internal | Shoulder | B15 | 1203 | 850 | 6206.79 | 26.93 | 77.14 | 5 | 45.21
2040 | SPP_S_2_ENT | SPP_S | ENT | Internal | Summer | B1 | 10 | 850 | 7854.49 | 255.52 | 305.73 | 5 | 45.21
2040 | SPP_S_2_ENT | SPP_S | ENT | Internal | Summer | B2 | 25 | 850 | 5390.07 | 290.82 | 341.04 | 5 | 45.21
2040 | SPP_S_2_ENT | SPP_S | ENT | Internal | Summer | B3 | 75 | 850 | 850 | 290.09 | 337.72 | 5 | 42.63
2040 | SPP_S_2_ENT | SPP_S | ENT | Internal | Summer | B4 | 100 | 850 | 850 | 228.17 | 275.82 | 5 | 42.65
2040 | SPP_S_2_ENT | SPP_S | ENT | Internal | Summer | B5 | 200 | 850 | 850 | 180.71 | 207.25 | 5 | 21.54
2040 | SPP_S_2_ENT | SPP_S | ENT | Internal | Summer | B6 | 300 | 850 | 850 | 180.29 | 188.37 | 5 | 3.08
2040 | SPP_S_2_ENT | SPP_S | ENT | Internal | Summer | B7 | 400 | 850 | 850 | 146.1 | 180.57 | 5 | 29.47
2040 | SPP_S_2_ENT | SPP_S | ENT | Internal | Summer | B8 | 500 | 850 | 850 | 123.66 | 165.73 | 5 | 37.06
2040 | SPP_S_2_ENT | SPP_S | ENT | Internal | Summer | B9 | 800 | 850 | 850 | 107.35 | 154.98 | 5 | 42.63
2040 | SPP_S_2_ENT | SPP_S | ENT | Internal | Summer | B10 | 1262 | 850 | 1031.35 | 41.31 | 91.52 | 5 | 45.21
2040 | SPP_S_2_ENT | SPP_S | ENT | Internal | Winter | B16 | 25 | 850 | 3443.09 | 104.67 | 154.88 | 5 | 45.21
2040 | SPP_S_2_ENT | SPP_S | ENT | Internal | Winter | B17 | 100 | 850 | 3388.91 | 99.76 | 149.98 | 5 | 45.21
2040 | SPP_S_2_ENT | SPP_S | ENT | Internal | Winter | B18 | 400 | 850 | 2417.3 | 97.16 | 147.37 | 5 | 45.21
2040 | SPP_S_2_ENT | SPP_S | ENT | Internal | Winter | B19 | 700 | 850 | 3490.2 | 97.1 | 147.32 | 5 | 45.21
2040 | SPP_S_2_ENT | SPP_S | ENT | Internal | Winter | B20 | 935 | 850 | 3882.76 | 26.93 | 77.14 | 5 | 45.21
2040 | SPP_S_2_SPP_N | SPP_S | SPP_N | Internal | Shoulder | B11 | 25 | 640 | 0 | 114.27 | 114.26 | 0.01 | 0
2040 | SPP_S_2_SPP_N | SPP_S | SPP_N | Internal | Shoulder | B12 | 200 | 640 | 640 | 100.71 | 103.29 | 0.01 | 2.57
2040 | SPP_S_2_SPP_N | SPP_S | SPP_N | Internal | Shoulder | B13 | 600 | 640 | 640 | 94.75 | 97.33 | 0.01 | 2.57
2040 | SPP_S_2_SPP_N | SPP_S | SPP_N | Internal | Shoulder | B14 | 900 | 640 | 640 | 93.72 | 96.29 | 0.01 | 2.57
2040 | SPP_S_2_SPP_N | SPP_S | SPP_N | Internal | Shoulder | B15 | 1203 | 640 | 640 | 26.93 | 29.5 | 0.01 | 2.57
2040 | SPP_S_2_SPP_N | SPP_S | SPP_N | Internal | Summer | B1 | 10 | 640 | 6028.73 | 255.52 | 261.73 | 0.01 | 6.2
2040 | SPP_S_2_SPP_N | SPP_S | SPP_N | Internal | Summer | B2 | 25 | 640 | 640 | 290.82 | 293.4 | 0.01 | 2.57
2040 | SPP_S_2_SPP_N | SPP_S | SPP_N | Internal | Summer | B3 | 75 | 640 | 0 | 290.09 | 290.08 | 0.01 | 0
2040 | SPP_S_2_SPP_N | SPP_S | SPP_N | Internal | Summer | B4 | 100 | 640 | 194.33 | 228.17 | 228.18 | 0.01 | 0
2040 | SPP_S_2_SPP_N | SPP_S | SPP_N | Internal | Summer | B5 | 200 | 640 | 0 | 180.71 | 180.7 | 0.01 | 0
2040 | SPP_S_2_SPP_N | SPP_S | SPP_N | Internal | Summer | B6 | 300 | 640 | 0 | 180.29 | 174.71 | 0.01 | 0
2040 | SPP_S_2_SPP_N | SPP_S | SPP_N | Internal | Summer | B7 | 400 | 640 | 0 | 146.1 | 140.52 | 0.01 | 0
2040 | SPP_S_2_SPP_N | SPP_S | SPP_N | Internal | Summer | B8 | 500 | 640 | 0 | 123.66 | 118.09 | 0.01 | 0
2040 | SPP_S_2_SPP_N | SPP_S | SPP_N | Internal | Summer | B9 | 800 | 640 | 0 | 107.35 | 107.34 | 0.01 | 0
2040 | SPP_S_2_SPP_N | SPP_S | SPP_N | Internal | Summer | B10 | 1262 | 640 | 640 | 41.31 | 43.88 | 0.01 | 2.57
2040 | SPP_S_2_SPP_N | SPP_S | SPP_N | Internal | Winter | B16 | 25 | 640 | 640 | 104.67 | 107.24 | 0.01 | 2.57
2040 | SPP_S_2_SPP_N | SPP_S | SPP_N | Internal | Winter | B17 | 100 | 640 | 640 | 99.76 | 102.34 | 0.01 | 2.57
2040 | SPP_S_2_SPP_N | SPP_S | SPP_N | Internal | Winter | B18 | 400 | 640 | 640 | 97.16 | 99.74 | 0.01 | 2.57
2040 | SPP_S_2_SPP_N | SPP_S | SPP_N | Internal | Winter | B19 | 700 | 640 | 640 | 97.1 | 99.68 | 0.01 | 2.57
2040 | SPP_S_2_SPP_N | SPP_S | SPP_N | Internal | Winter | B20 | 935 | 640 | 640 | 26.93 | 29.5 | 0.01 | 2.57
2040 | TVA_2_ENT | TVA | ENT | Internal | Shoulder | B11 | 25 | 500 | 0 | 165.85 | 161.9 | 9 | 0
2040 | TVA_2_ENT | TVA | ENT | Internal | Shoulder | B12 | 200 | 500 | 0 | 152.91 | 150.92 | 9 | 0
2040 | TVA_2_ENT | TVA | ENT | Internal | Shoulder | B13 | 600 | 500 | 0 | 145.92 | 144.96 | 9 | 0
2040 | TVA_2_ENT | TVA | ENT | Internal | Shoulder | B14 | 900 | 500 | 0 | 145.92 | 143.93 | 9 | 0
2040 | TVA_2_ENT | TVA | ENT | Internal | Shoulder | B15 | 1203 | 500 | 0 | 79.33 | 77.14 | 9 | 0
2040 | TVA_2_ENT | TVA | ENT | Internal | Summer | B1 | 10 | 500 | 0 | 318.82 | 305.73 | 9 | 0
2040 | TVA_2_ENT | TVA | ENT | Internal | Summer | B2 | 25 | 500 | 0 | 350.5 | 341.04 | 9 | 0
2040 | TVA_2_ENT | TVA | ENT | Internal | Summer | B3 | 75 | 500 | 0 | 345.2 | 337.72 | 9 | 0
2040 | TVA_2_ENT | TVA | ENT | Internal | Summer | B4 | 100 | 500 | 0 | 283.31 | 275.82 | 9 | 0
2040 | TVA_2_ENT | TVA | ENT | Internal | Summer | B5 | 200 | 500 | 0 | 207.26 | 207.25 | 9 | 0
2040 | TVA_2_ENT | TVA | ENT | Internal | Summer | B6 | 300 | 500 | 0 | 185.42 | 188.37 | 9 | 0
2040 | TVA_2_ENT | TVA | ENT | Internal | Summer | B7 | 400 | 500 | 0 | 172.62 | 180.57 | 9 | 0
2040 | TVA_2_ENT | TVA | ENT | Internal | Summer | B8 | 500 | 500 | 0 | 159.8 | 165.73 | 9 | 0
2040 | TVA_2_ENT | TVA | ENT | Internal | Summer | B9 | 800 | 500 | 0 | 153.25 | 154.98 | 9 | 0
2040 | TVA_2_ENT | TVA | ENT | Internal | Summer | B10 | 1262 | 500 | 0 | 89.47 | 91.52 | 9 | 0
2040 | TVA_2_ENT | TVA | ENT | Internal | Winter | B16 | 25 | 500 | 0 | 162.89 | 154.88 | 9 | 0
2040 | TVA_2_ENT | TVA | ENT | Internal | Winter | B17 | 100 | 500 | 0 | 151.96 | 149.98 | 9 | 0
2040 | TVA_2_ENT | TVA | ENT | Internal | Winter | B18 | 400 | 500 | 0 | 149.3 | 147.37 | 9 | 0
2040 | TVA_2_ENT | TVA | ENT | Internal | Winter | B19 | 700 | 500 | 0 | 149.3 | 147.32 | 9 | 0
2040 | TVA_2_ENT | TVA | ENT | Internal | Winter | B20 | 935 | 500 | 0 | 79.13 | 77.14 | 9 | 0
2040 | TVA_2_SOCO | TVA | SOCO | Internal | Shoulder | B11 | 25 | 500 | 0 | 165.85 | 174.85 | 9 | 0
2040 | TVA_2_SOCO | TVA | SOCO | Internal | Shoulder | B12 | 200 | 500 | 0 | 152.91 | 158.73 | 9 | 0
2040 | TVA_2_SOCO | TVA | SOCO | Internal | Shoulder | B13 | 600 | 500 | 0 | 145.92 | 152.96 | 9 | 0
2040 | TVA_2_SOCO | TVA | SOCO | Internal | Shoulder | B14 | 900 | 500 | 0 | 145.92 | 152.96 | 9 | 0
2040 | TVA_2_SOCO | TVA | SOCO | Internal | Shoulder | B15 | 1203 | 500 | 0 | 79.33 | 71.87 | 9 | 0
2040 | TVA_2_SOCO | TVA | SOCO | Internal | Summer | B1 | 10 | 500 | 0.01 | 318.82 | 327.82 | 9 | 0
2040 | TVA_2_SOCO | TVA | SOCO | Internal | Summer | B2 | 25 | 500 | 0 | 350.5 | 359.49 | 9 | 0
2040 | TVA_2_SOCO | TVA | SOCO | Internal | Summer | B3 | 75 | 500 | 0 | 345.2 | 354.2 | 9 | 0
2040 | TVA_2_SOCO | TVA | SOCO | Internal | Summer | B4 | 100 | 500 | 0 | 283.31 | 292.3 | 9 | 0
2040 | TVA_2_SOCO | TVA | SOCO | Internal | Summer | B5 | 200 | 500 | 0 | 207.26 | 216.26 | 9 | 0
2040 | TVA_2_SOCO | TVA | SOCO | Internal | Summer | B6 | 300 | 500 | 269.9 | 185.42 | 194.42 | 9 | 0
2040 | TVA_2_SOCO | TVA | SOCO | Internal | Summer | B7 | 400 | 500 | 871.22 | 172.62 | 183.63 | 9 | 2.01
2040 | TVA_2_SOCO | TVA | SOCO | Internal | Summer | B8 | 500 | 500 | 0 | 159.8 | 168.79 | 9 | 0
2040 | TVA_2_SOCO | TVA | SOCO | Internal | Summer | B9 | 800 | 500 | 0 | 153.25 | 153.23 | 9 | 0
2040 | TVA_2_SOCO | TVA | SOCO | Internal | Summer | B10 | 1262 | 500 | 0 | 89.47 | 81.51 | 9 | 0
2040 | TVA_2_SOCO | TVA | SOCO | Internal | Winter | B16 | 25 | 500 | 0 | 162.89 | 171.88 | 9 | 0
2040 | TVA_2_SOCO | TVA | SOCO | Internal | Winter | B17 | 100 | 500 | 0 | 151.96 | 157.98 | 9 | 0
2040 | TVA_2_SOCO | TVA | SOCO | Internal | Winter | B18 | 400 | 500 | 0 | 149.3 | 155.37 | 9 | 0
2040 | TVA_2_SOCO | TVA | SOCO | Internal | Winter | B19 | 700 | 500 | 0 | 149.3 | 155.32 | 9 | 0
2040 | TVA_2_SOCO | TVA | SOCO | Internal | Winter | B20 | 935 | 500 | 0 | 79.13 | 73.5 | 9 | 0
2040 | TVA_2_VACAR | TVA | VACAR | Internal | Shoulder | B11 | 25 | 150 | 0 | 165.85 | 167.85 | 9 | 0
2040 | TVA_2_VACAR | TVA | VACAR | Internal | Shoulder | B12 | 200 | 150 | 0 | 152.91 | 159.21 | 9 | 0
2040 | TVA_2_VACAR | TVA | VACAR | Internal | Shoulder | B13 | 600 | 150 | 0 | 145.92 | 146.04 | 9 | 0
2040 | TVA_2_VACAR | TVA | VACAR | Internal | Shoulder | B14 | 900 | 150 | 0 | 145.92 | 146.04 | 9 | 0
2040 | TVA_2_VACAR | TVA | VACAR | Internal | Shoulder | B15 | 1203 | 150 | 0 | 79.33 | 81.87 | 9 | 0
2040 | TVA_2_VACAR | TVA | VACAR | Internal | Summer | B1 | 10 | 150 | 0 | 318.82 | 323.26 | 9 | 0
2040 | TVA_2_VACAR | TVA | VACAR | Internal | Summer | B2 | 25 | 150 | 0 | 350.5 | 352.66 | 9 | 0
2040 | TVA_2_VACAR | TVA | VACAR | Internal | Summer | B3 | 75 | 150 | 0 | 345.2 | 347.06 | 9 | 0
2040 | TVA_2_VACAR | TVA | VACAR | Internal | Summer | B4 | 100 | 150 | 0 | 283.31 | 285.17 | 9 | 0
2040 | TVA_2_VACAR | TVA | VACAR | Internal | Summer | B5 | 200 | 150 | 0 | 207.26 | 209.26 | 9 | 0
2040 | TVA_2_VACAR | TVA | VACAR | Internal | Summer | B6 | 300 | 150 | 0 | 185.42 | 187.42 | 9 | 0
2040 | TVA_2_VACAR | TVA | VACAR | Internal | Summer | B7 | 400 | 150 | 0 | 172.62 | 176.88 | 9 | 0
2040 | TVA_2_VACAR | TVA | VACAR | Internal | Summer | B8 | 500 | 150 | 0 | 159.8 | 166.72 | 9 | 0
2040 | TVA_2_VACAR | TVA | VACAR | Internal | Summer | B9 | 800 | 150 | 0 | 153.25 | 146.23 | 9 | 0
2040 | TVA_2_VACAR | TVA | VACAR | Internal | Summer | B10 | 1262 | 150 | 0 | 89.47 | 80.68 | 9 | 0
2040 | TVA_2_VACAR | TVA | VACAR | Internal | Winter | B16 | 25 | 150 | 0 | 162.89 | 166.5 | 9 | 0
2040 | TVA_2_VACAR | TVA | VACAR | Internal | Winter | B17 | 100 | 150 | 0 | 151.96 | 160.95 | 9 | 0
2040 | TVA_2_VACAR | TVA | VACAR | Internal | Winter | B18 | 400 | 150 | 0 | 149.3 | 148.37 | 9 | 0
2040 | TVA_2_VACAR | TVA | VACAR | Internal | Winter | B19 | 700 | 150 | 0 | 149.3 | 148.32 | 9 | 0
2040 | TVA_2_VACAR | TVA | VACAR | Internal | Winter | B20 | 935 | 150 | 0 | 79.13 | 82.8 | 9 | 0
2040 | TVA_Transmission_2_ENT | TVA_Transmission | ENT | Internal | Shoulder | B11 | 25 | 3000 | 0 | 165.84 | 161.9 | 9 | 0
2040 | TVA_Transmission_2_ENT | TVA_Transmission | ENT | Internal | Shoulder | B12 | 200 | 3000 | 0 | 152.9 | 150.92 | 9 | 0
2040 | TVA_Transmission_2_ENT | TVA_Transmission | ENT | Internal | Shoulder | B13 | 600 | 3000 | 0 | 146.68 | 144.96 | 9 | 0
2040 | TVA_Transmission_2_ENT | TVA_Transmission | ENT | Internal | Shoulder | B14 | 900 | 3000 | 0 | 145.9 | 143.93 | 9 | 0
2040 | TVA_Transmission_2_ENT | TVA_Transmission | ENT | Internal | Shoulder | B15 | 1203 | 3000 | 0 | 79.32 | 77.14 | 9 | 0
2040 | TVA_Transmission_2_ENT | TVA_Transmission | ENT | Internal | Summer | B1 | 10 | 3000 | 0 | 318.81 | 305.73 | 9 | 0
2040 | TVA_Transmission_2_ENT | TVA_Transmission | ENT | Internal | Summer | B2 | 25 | 3000 | 0 | 350.48 | 341.04 | 9 | 0
2040 | TVA_Transmission_2_ENT | TVA_Transmission | ENT | Internal | Summer | B3 | 75 | 3000 | 0 | 345.19 | 337.72 | 9 | 0
2040 | TVA_Transmission_2_ENT | TVA_Transmission | ENT | Internal | Summer | B4 | 100 | 3000 | 0 | 283.3 | 275.82 | 9 | 0
2040 | TVA_Transmission_2_ENT | TVA_Transmission | ENT | Internal | Summer | B5 | 200 | 3000 | 0 | 207.25 | 207.25 | 9 | 0
2040 | TVA_Transmission_2_ENT | TVA_Transmission | ENT | Internal | Summer | B6 | 300 | 3000 | 0 | 185.42 | 188.37 | 9 | 0
2040 | TVA_Transmission_2_ENT | TVA_Transmission | ENT | Internal | Summer | B7 | 400 | 3000 | 0 | 174.63 | 180.57 | 9 | 0
2040 | TVA_Transmission_2_ENT | TVA_Transmission | ENT | Internal | Summer | B8 | 500 | 3000 | 0 | 159.79 | 165.73 | 9 | 0
2040 | TVA_Transmission_2_ENT | TVA_Transmission | ENT | Internal | Summer | B9 | 800 | 3000 | 0 | 153.23 | 154.98 | 9 | 0
2040 | TVA_Transmission_2_ENT | TVA_Transmission | ENT | Internal | Summer | B10 | 1262 | 3000 | 0 | 89.45 | 91.52 | 9 | 0
2040 | TVA_Transmission_2_ENT | TVA_Transmission | ENT | Internal | Winter | B16 | 25 | 3000 | 0 | 162.88 | 154.88 | 9 | 0
2040 | TVA_Transmission_2_ENT | TVA_Transmission | ENT | Internal | Winter | B17 | 100 | 3000 | 0 | 151.95 | 149.98 | 9 | 0
2040 | TVA_Transmission_2_ENT | TVA_Transmission | ENT | Internal | Winter | B18 | 400 | 3000 | 0 | 149.33 | 147.37 | 9 | 0
2040 | TVA_Transmission_2_ENT | TVA_Transmission | ENT | Internal | Winter | B19 | 700 | 3000 | 0 | 149.29 | 147.32 | 9 | 0
2040 | TVA_Transmission_2_ENT | TVA_Transmission | ENT | Internal | Winter | B20 | 935 | 3000 | 0 | 79.11 | 77.14 | 9 | 0
2040 | TVA_Transmission_2_SOCO | TVA_Transmission | SOCO | Internal | Shoulder | B11 | 25 | 3200 | 3817.38 | 165.84 | 174.85 | 9 | 0.01
2040 | TVA_Transmission_2_SOCO | TVA_Transmission | SOCO | Internal | Shoulder | B12 | 200 | 3200 | 0 | 152.9 | 158.73 | 9 | 0
2040 | TVA_Transmission_2_SOCO | TVA_Transmission | SOCO | Internal | Shoulder | B13 | 600 | 3200 | 0 | 146.68 | 152.96 | 9 | 0
2040 | TVA_Transmission_2_SOCO | TVA_Transmission | SOCO | Internal | Shoulder | B14 | 900 | 3200 | 0 | 145.9 | 152.96 | 9 | 0
2040 | TVA_Transmission_2_SOCO | TVA_Transmission | SOCO | Internal | Shoulder | B15 | 1203 | 3200 | 0 | 79.32 | 71.87 | 9 | 0
2040 | TVA_Transmission_2_SOCO | TVA_Transmission | SOCO | Internal | Summer | B1 | 10 | 3200 | 16672.96 | 318.81 | 327.82 | 9 | 0.01
2040 | TVA_Transmission_2_SOCO | TVA_Transmission | SOCO | Internal | Summer | B2 | 25 | 3200 | 12773.01 | 350.48 | 359.49 | 9 | 0.01
2040 | TVA_Transmission_2_SOCO | TVA_Transmission | SOCO | Internal | Summer | B3 | 75 | 3200 | 7459.62 | 345.19 | 354.2 | 9 | 0.01
2040 | TVA_Transmission_2_SOCO | TVA_Transmission | SOCO | Internal | Summer | B4 | 100 | 3200 | 4864.41 | 283.3 | 292.3 | 9 | 0.01
2040 | TVA_Transmission_2_SOCO | TVA_Transmission | SOCO | Internal | Summer | B5 | 200 | 3200 | 5216.29 | 207.25 | 216.26 | 9 | 0.01
2040 | TVA_Transmission_2_SOCO | TVA_Transmission | SOCO | Internal | Summer | B6 | 300 | 3200 | 2418.65 | 185.42 | 194.42 | 9 | 0
2040 | TVA_Transmission_2_SOCO | TVA_Transmission | SOCO | Internal | Summer | B7 | 400 | 3200 | 2390.71 | 174.63 | 183.63 | 9 | 0
2040 | TVA_Transmission_2_SOCO | TVA_Transmission | SOCO | Internal | Summer | B8 | 500 | 3200 | 1863.4 | 159.79 | 168.79 | 9 | 0
2040 | TVA_Transmission_2_SOCO | TVA_Transmission | SOCO | Internal | Summer | B9 | 800 | 3200 | 0 | 153.23 | 153.23 | 9 | 0
2040 | TVA_Transmission_2_SOCO | TVA_Transmission | SOCO | Internal | Summer | B10 | 1262 | 3200 | 0 | 89.45 | 81.51 | 9 | 0
2040 | TVA_Transmission_2_SOCO | TVA_Transmission | SOCO | Internal | Winter | B16 | 25 | 3200 | 2978.4 | 162.88 | 171.88 | 9 | 0
2040 | TVA_Transmission_2_SOCO | TVA_Transmission | SOCO | Internal | Winter | B17 | 100 | 3200 | 0 | 151.95 | 157.98 | 9 | 0
2040 | TVA_Transmission_2_SOCO | TVA_Transmission | SOCO | Internal | Winter | B18 | 400 | 3200 | 0 | 149.33 | 155.37 | 9 | 0
2040 | TVA_Transmission_2_SOCO | TVA_Transmission | SOCO | Internal | Winter | B19 | 700 | 3200 | 0 | 149.29 | 155.32 | 9 | 0
2040 | TVA_Transmission_2_SOCO | TVA_Transmission | SOCO | Internal | Winter | B20 | 935 | 3200 | 0 | 79.11 | 73.5 | 9 | 0
2040 | TVA_Transmission_2_TVA | TVA_Transmission | TVA | Internal | Shoulder | B11 | 25 | 99999 | 664.34 | 165.84 | 165.85 | 0.01 | 0
2040 | TVA_Transmission_2_TVA | TVA_Transmission | TVA | Internal | Shoulder | B12 | 200 | 99999 | 205.31 | 152.9 | 152.91 | 0.01 | 0
2040 | TVA_Transmission_2_TVA | TVA_Transmission | TVA | Internal | Shoulder | B13 | 600 | 99999 | 0 | 146.68 | 145.92 | 0.01 | 0
2040 | TVA_Transmission_2_TVA | TVA_Transmission | TVA | Internal | Shoulder | B14 | 900 | 99999 | 1784.63 | 145.9 | 145.92 | 0.01 | 0
2040 | TVA_Transmission_2_TVA | TVA_Transmission | TVA | Internal | Shoulder | B15 | 1203 | 99999 | 4000 | 79.32 | 79.33 | 0.01 | 0
2040 | TVA_Transmission_2_TVA | TVA_Transmission | TVA | Internal | Summer | B1 | 10 | 99999 | 5927.33 | 318.81 | 318.82 | 0.01 | 0
2040 | TVA_Transmission_2_TVA | TVA_Transmission | TVA | Internal | Summer | B2 | 25 | 99999 | 5230.1 | 350.48 | 350.5 | 0.01 | 0
2040 | TVA_Transmission_2_TVA | TVA_Transmission | TVA | Internal | Summer | B3 | 75 | 99999 | 3861.85 | 345.19 | 345.2 | 0.01 | 0
2040 | TVA_Transmission_2_TVA | TVA_Transmission | TVA | Internal | Summer | B4 | 100 | 99999 | 3229.65 | 283.3 | 283.31 | 0.01 | 0
2040 | TVA_Transmission_2_TVA | TVA_Transmission | TVA | Internal | Summer | B5 | 200 | 99999 | 1780.49 | 207.25 | 207.26 | 0.01 | 0
2040 | TVA_Transmission_2_TVA | TVA_Transmission | TVA | Internal | Summer | B6 | 300 | 99999 | 0 | 185.42 | 185.42 | 0.01 | 0
2040 | TVA_Transmission_2_TVA | TVA_Transmission | TVA | Internal | Summer | B7 | 400 | 99999 | 0 | 174.63 | 172.62 | 0.01 | 0
2040 | TVA_Transmission_2_TVA | TVA_Transmission | TVA | Internal | Summer | B8 | 500 | 99999 | 345.4 | 159.79 | 159.8 | 0.01 | 0
2040 | TVA_Transmission_2_TVA | TVA_Transmission | TVA | Internal | Summer | B9 | 800 | 99999 | 1877.96 | 153.23 | 153.25 | 0.01 | 0
2040 | TVA_Transmission_2_TVA | TVA_Transmission | TVA | Internal | Summer | B10 | 1262 | 99999 | 900 | 89.45 | 89.47 | 0.01 | 0
2040 | TVA_Transmission_2_TVA | TVA_Transmission | TVA | Internal | Winter | B16 | 25 | 99999 | 2475.98 | 162.88 | 162.89 | 0.01 | 0
2040 | TVA_Transmission_2_TVA | TVA_Transmission | TVA | Internal | Winter | B17 | 100 | 99999 | 909.33 | 151.95 | 151.96 | 0.01 | 0
2040 | TVA_Transmission_2_TVA | TVA_Transmission | TVA | Internal | Winter | B18 | 400 | 99999 | 0 | 149.33 | 149.3 | 0.01 | 0
2040 | TVA_Transmission_2_TVA | TVA_Transmission | TVA | Internal | Winter | B19 | 700 | 99999 | 207.38 | 149.29 | 149.3 | 0.01 | 0
2040 | TVA_Transmission_2_TVA | TVA_Transmission | TVA | Internal | Winter | B20 | 935 | 99999 | 3530.05 | 79.11 | 79.13 | 0.01 | 0
2040 | TVA_Transmission_2_VACAR | TVA_Transmission | VACAR | Internal | Shoulder | B11 | 25 | 900 | 0 | 165.84 | 167.85 | 9 | 0
2040 | TVA_Transmission_2_VACAR | TVA_Transmission | VACAR | Internal | Shoulder | B12 | 200 | 900 | 0 | 152.9 | 159.21 | 9 | 0
2040 | TVA_Transmission_2_VACAR | TVA_Transmission | VACAR | Internal | Shoulder | B13 | 600 | 900 | 0 | 146.68 | 146.04 | 9 | 0
2040 | TVA_Transmission_2_VACAR | TVA_Transmission | VACAR | Internal | Shoulder | B14 | 900 | 900 | 0 | 145.9 | 146.04 | 9 | 0
2040 | TVA_Transmission_2_VACAR | TVA_Transmission | VACAR | Internal | Shoulder | B15 | 1203 | 900 | 0 | 79.32 | 81.87 | 9 | 0
2040 | TVA_Transmission_2_VACAR | TVA_Transmission | VACAR | Internal | Summer | B1 | 10 | 900 | 0 | 318.81 | 323.26 | 9 | 0
2040 | TVA_Transmission_2_VACAR | TVA_Transmission | VACAR | Internal | Summer | B2 | 25 | 900 | 0 | 350.48 | 352.66 | 9 | 0
2040 | TVA_Transmission_2_VACAR | TVA_Transmission | VACAR | Internal | Summer | B3 | 75 | 900 | 0 | 345.19 | 347.06 | 9 | 0
2040 | TVA_Transmission_2_VACAR | TVA_Transmission | VACAR | Internal | Summer | B4 | 100 | 900 | 0 | 283.3 | 285.17 | 9 | 0
2040 | TVA_Transmission_2_VACAR | TVA_Transmission | VACAR | Internal | Summer | B5 | 200 | 900 | 0 | 207.25 | 209.26 | 9 | 0
2040 | TVA_Transmission_2_VACAR | TVA_Transmission | VACAR | Internal | Summer | B6 | 300 | 900 | 0 | 185.42 | 187.42 | 9 | 0
2040 | TVA_Transmission_2_VACAR | TVA_Transmission | VACAR | Internal | Summer | B7 | 400 | 900 | 0 | 174.63 | 176.88 | 9 | 0
2040 | TVA_Transmission_2_VACAR | TVA_Transmission | VACAR | Internal | Summer | B8 | 500 | 900 | 0 | 159.79 | 166.72 | 9 | 0
2040 | TVA_Transmission_2_VACAR | TVA_Transmission | VACAR | Internal | Summer | B9 | 800 | 900 | 0 | 153.23 | 146.23 | 9 | 0
2040 | TVA_Transmission_2_VACAR | TVA_Transmission | VACAR | Internal | Summer | B10 | 1262 | 900 | 0 | 89.45 | 80.68 | 9 | 0
2040 | TVA_Transmission_2_VACAR | TVA_Transmission | VACAR | Internal | Winter | B16 | 25 | 900 | 0 | 162.88 | 166.5 | 9 | 0
2040 | TVA_Transmission_2_VACAR | TVA_Transmission | VACAR | Internal | Winter | B17 | 100 | 900 | 19.75 | 151.95 | 160.95 | 9 | 0
2040 | TVA_Transmission_2_VACAR | TVA_Transmission | VACAR | Internal | Winter | B18 | 400 | 900 | 0 | 149.33 | 148.37 | 9 | 0
2040 | TVA_Transmission_2_VACAR | TVA_Transmission | VACAR | Internal | Winter | B19 | 700 | 900 | 0 | 149.29 | 148.32 | 9 | 0
2040 | TVA_Transmission_2_VACAR | TVA_Transmission | VACAR | Internal | Winter | B20 | 935 | 900 | 0 | 79.11 | 82.8 | 9 | 0
2040 | VACAR_2_PJM_ROR | VACAR | PJM_ROR | Internal | Shoulder | B11 | 25 | 2000 | 0 | 167.85 | 159.84 | 7 | 0
2040 | VACAR_2_PJM_ROR | VACAR | PJM_ROR | Internal | Shoulder | B12 | 200 | 2000 | 0 | 159.21 | 153.83 | 7 | 0
2040 | VACAR_2_PJM_ROR | VACAR | PJM_ROR | Internal | Shoulder | B13 | 600 | 2000 | 0 | 146.04 | 150.14 | 7 | 0
2040 | VACAR_2_PJM_ROR | VACAR | PJM_ROR | Internal | Shoulder | B14 | 900 | 2000 | 0 | 146.04 | 149.11 | 7 | 0
2040 | VACAR_2_PJM_ROR | VACAR | PJM_ROR | Internal | Shoulder | B15 | 1203 | 2000 | 0 | 81.87 | 82.31 | 7 | 0
2040 | VACAR_2_PJM_ROR | VACAR | PJM_ROR | Internal | Summer | B1 | 10 | 2000 | 0 | 323.26 | 314.54 | 7 | 0
2040 | VACAR_2_PJM_ROR | VACAR | PJM_ROR | Internal | Summer | B2 | 25 | 2000 | 0 | 352.66 | 343.94 | 7 | 0
2040 | VACAR_2_PJM_ROR | VACAR | PJM_ROR | Internal | Summer | B3 | 75 | 2000 | 0 | 347.06 | 338.35 | 7 | 0
2040 | VACAR_2_PJM_ROR | VACAR | PJM_ROR | Internal | Summer | B4 | 100 | 2000 | 0 | 285.17 | 276.46 | 7 | 0
2040 | VACAR_2_PJM_ROR | VACAR | PJM_ROR | Internal | Summer | B5 | 200 | 2000 | 0 | 209.26 | 200.54 | 7 | 0
2040 | VACAR_2_PJM_ROR | VACAR | PJM_ROR | Internal | Summer | B6 | 300 | 2000 | 0 | 187.42 | 179.42 | 7 | 0
2040 | VACAR_2_PJM_ROR | VACAR | PJM_ROR | Internal | Summer | B7 | 400 | 2000 | 0 | 176.88 | 170.88 | 7 | 0
2040 | VACAR_2_PJM_ROR | VACAR | PJM_ROR | Internal | Summer | B8 | 500 | 2000 | 0 | 166.72 | 160.72 | 7 | 0
2040 | VACAR_2_PJM_ROR | VACAR | PJM_ROR | Internal | Summer | B9 | 800 | 2000 | 0 | 146.23 | 152.06 | 7 | 0
2040 | VACAR_2_PJM_ROR | VACAR | PJM_ROR | Internal | Summer | B10 | 1262 | 2000 | 2379.08 | 80.68 | 96.69 | 7 | 9.01
2040 | VACAR_2_PJM_ROR | VACAR | PJM_ROR | Internal | Winter | B16 | 25 | 2000 | 0 | 166.5 | 157.78 | 7 | 0
2040 | VACAR_2_PJM_ROR | VACAR | PJM_ROR | Internal | Winter | B17 | 100 | 2000 | 0 | 160.95 | 154.95 | 7 | 0
2040 | VACAR_2_PJM_ROR | VACAR | PJM_ROR | Internal | Winter | B18 | 400 | 2000 | 0 | 148.37 | 152.49 | 7 | 0
2040 | VACAR_2_PJM_ROR | VACAR | PJM_ROR | Internal | Winter | B19 | 700 | 2000 | 0 | 148.32 | 152.49 | 7 | 0
2040 | VACAR_2_PJM_ROR | VACAR | PJM_ROR | Internal | Winter | B20 | 935 | 2000 | 0 | 82.8 | 82.31 | 7 | 0
2040 | VACAR_2_SOCO | VACAR | SOCO | Internal | Shoulder | B11 | 25 | 3000 | 1795.69 | 167.85 | 174.85 | 7 | 0
2040 | VACAR_2_SOCO | VACAR | SOCO | Internal | Shoulder | B12 | 200 | 3000 | 0 | 159.21 | 158.73 | 7 | 0
2040 | VACAR_2_SOCO | VACAR | SOCO | Internal | Shoulder | B13 | 600 | 3000 | 0 | 146.04 | 152.96 | 7 | 0
2040 | VACAR_2_SOCO | VACAR | SOCO | Internal | Shoulder | B14 | 900 | 3000 | 0 | 146.04 | 152.96 | 7 | 0
2040 | VACAR_2_SOCO | VACAR | SOCO | Internal | Shoulder | B15 | 1203 | 3000 | 0 | 81.87 | 71.87 | 7 | 0
2040 | VACAR_2_SOCO | VACAR | SOCO | Internal | Summer | B1 | 10 | 3000 | 0 | 323.26 | 327.82 | 7 | 0
2040 | VACAR_2_SOCO | VACAR | SOCO | Internal | Summer | B2 | 25 | 3000 | 0 | 352.66 | 359.49 | 7 | 0
2040 | VACAR_2_SOCO | VACAR | SOCO | Internal | Summer | B3 | 75 | 3000 | 3024.68 | 347.06 | 354.2 | 7 | 0.13
2040 | VACAR_2_SOCO | VACAR | SOCO | Internal | Summer | B4 | 100 | 3000 | 3680.07 | 285.17 | 292.3 | 7 | 0.13
2040 | VACAR_2_SOCO | VACAR | SOCO | Internal | Summer | B5 | 200 | 3000 | 436.3 | 209.26 | 216.26 | 7 | 0
2040 | VACAR_2_SOCO | VACAR | SOCO | Internal | Summer | B6 | 300 | 3000 | 362.45 | 187.42 | 194.42 | 7 | 0
2040 | VACAR_2_SOCO | VACAR | SOCO | Internal | Summer | B7 | 400 | 3000 | 0 | 176.88 | 183.63 | 7 | 0
2040 | VACAR_2_SOCO | VACAR | SOCO | Internal | Summer | B8 | 500 | 3000 | 0 | 166.72 | 168.79 | 7 | 0
2040 | VACAR_2_SOCO | VACAR | SOCO | Internal | Summer | B9 | 800 | 3000 | 94.01 | 146.23 | 153.23 | 7 | 0
2040 | VACAR_2_SOCO | VACAR | SOCO | Internal | Summer | B10 | 1262 | 3000 | 0 | 80.68 | 81.51 | 7 | 0
2040 | VACAR_2_SOCO | VACAR | SOCO | Internal | Winter | B16 | 25 | 3000 | 0 | 166.5 | 171.88 | 7 | 0
2040 | VACAR_2_SOCO | VACAR | SOCO | Internal | Winter | B17 | 100 | 3000 | 0 | 160.95 | 157.98 | 7 | 0
2040 | VACAR_2_SOCO | VACAR | SOCO | Internal | Winter | B18 | 400 | 3000 | 1225.49 | 148.37 | 155.37 | 7 | 0
2040 | VACAR_2_SOCO | VACAR | SOCO | Internal | Winter | B19 | 700 | 3000 | 525.84 | 148.32 | 155.32 | 7 | 0
2040 | VACAR_2_SOCO | VACAR | SOCO | Internal | Winter | B20 | 935 | 3000 | 0 | 82.8 | 73.5 | 7 | 0
2040 | VACAR_2_TVA_Transmission | VACAR | TVA_Transmission | Internal | Shoulder | B11 | 25 | 900 | 0 | 167.85 | 165.84 | 7 | 0
2040 | VACAR_2_TVA_Transmission | VACAR | TVA_Transmission | Internal | Shoulder | B12 | 200 | 900 | 0 | 159.21 | 152.9 | 7 | 0
2040 | VACAR_2_TVA_Transmission | VACAR | TVA_Transmission | Internal | Shoulder | B13 | 600 | 900 | 0 | 146.04 | 146.68 | 7 | 0
2040 | VACAR_2_TVA_Transmission | VACAR | TVA_Transmission | Internal | Shoulder | B14 | 900 | 900 | 0 | 146.04 | 145.9 | 7 | 0
2040 | VACAR_2_TVA_Transmission | VACAR | TVA_Transmission | Internal | Shoulder | B15 | 1203 | 900 | 0 | 81.87 | 79.32 | 7 | 0
2040 | VACAR_2_TVA_Transmission | VACAR | TVA_Transmission | Internal | Summer | B1 | 10 | 900 | 0 | 323.26 | 318.81 | 7 | 0
2040 | VACAR_2_TVA_Transmission | VACAR | TVA_Transmission | Internal | Summer | B2 | 25 | 900 | 0 | 352.66 | 350.48 | 7 | 0
2040 | VACAR_2_TVA_Transmission | VACAR | TVA_Transmission | Internal | Summer | B3 | 75 | 900 | 0 | 347.06 | 345.19 | 7 | 0
2040 | VACAR_2_TVA_Transmission | VACAR | TVA_Transmission | Internal | Summer | B4 | 100 | 900 | 0 | 285.17 | 283.3 | 7 | 0
2040 | VACAR_2_TVA_Transmission | VACAR | TVA_Transmission | Internal | Summer | B5 | 200 | 900 | 0 | 209.26 | 207.25 | 7 | 0
2040 | VACAR_2_TVA_Transmission | VACAR | TVA_Transmission | Internal | Summer | B6 | 300 | 900 | 0 | 187.42 | 185.42 | 7 | 0
2040 | VACAR_2_TVA_Transmission | VACAR | TVA_Transmission | Internal | Summer | B7 | 400 | 900 | 0 | 176.88 | 174.63 | 7 | 0
2040 | VACAR_2_TVA_Transmission | VACAR | TVA_Transmission | Internal | Summer | B8 | 500 | 900 | 0 | 166.72 | 159.79 | 7 | 0
2040 | VACAR_2_TVA_Transmission | VACAR | TVA_Transmission | Internal | Summer | B9 | 800 | 900 | 694.33 | 146.23 | 153.23 | 7 | 0
2040 | VACAR_2_TVA_Transmission | VACAR | TVA_Transmission | Internal | Summer | B10 | 1262 | 900 | 900 | 80.68 | 89.45 | 7 | 1.77
2040 | VACAR_2_TVA_Transmission | VACAR | TVA_Transmission | Internal | Winter | B16 | 25 | 900 | 0 | 166.5 | 162.88 | 7 | 0
2040 | VACAR_2_TVA_Transmission | VACAR | TVA_Transmission | Internal | Winter | B17 | 100 | 900 | 0 | 160.95 | 151.95 | 7 | 0
2040 | VACAR_2_TVA_Transmission | VACAR | TVA_Transmission | Internal | Winter | B18 | 400 | 900 | 0 | 148.37 | 149.33 | 7 | 0
2040 | VACAR_2_TVA_Transmission | VACAR | TVA_Transmission | Internal | Winter | B19 | 700 | 900 | 0 | 148.32 | 149.29 | 7 | 0
2040 | VACAR_2_TVA_Transmission | VACAR | TVA_Transmission | Internal | Winter | B20 | 935 | 900 | 0 | 82.8 | 79.11 | 7 | 0
2015 | AZ_NM_SNV_Coal_2_SPP_S | AZ_NM_SNV_Coal | SPP_S | External | Shoulder | B11 | 25 | 400 | 400 | 59.16 | 81.92 | 8.17 | 14.59
2015 | AZ_NM_SNV_Coal_2_SPP_S | AZ_NM_SNV_Coal | SPP_S | External | Shoulder | B12 | 200 | 400 | 0 | 57.66 | 59.97 | 8.17 | 0
2015 | AZ_NM_SNV_Coal_2_SPP_S | AZ_NM_SNV_Coal | SPP_S | External | Shoulder | B13 | 600 | 400 | 0 | 57.66 | 57.51 | 8.17 | 0
2015 | AZ_NM_SNV_Coal_2_SPP_S | AZ_NM_SNV_Coal | SPP_S | External | Shoulder | B14 | 900 | 400 | 0 | 57.66 | 57.33 | 8.17 | 0
2015 | AZ_NM_SNV_Coal_2_SPP_S | AZ_NM_SNV_Coal | SPP_S | External | Shoulder | B15 | 1203 | 400 | 0 | 57.66 | 57.33 | 8.17 | 0
2015 | AZ_NM_SNV_Coal_2_SPP_S | AZ_NM_SNV_Coal | SPP_S | External | Summer | B1 | 10 | 400 | 400 | 77.37 | 89.01 | 8.17 | 3.48
2015 | AZ_NM_SNV_Coal_2_SPP_S | AZ_NM_SNV_Coal | SPP_S | External | Summer | B2 | 25 | 400 | 400 | 75.53 | 89.01 | 8.17 | 5.32
2015 | AZ_NM_SNV_Coal_2_SPP_S | AZ_NM_SNV_Coal | SPP_S | External | Summer | B3 | 75 | 400 | 400 | 75.53 | 89.01 | 8.17 | 5.32
2015 | AZ_NM_SNV_Coal_2_SPP_S | AZ_NM_SNV_Coal | SPP_S | External | Summer | B4 | 100 | 400 | 185.82 | 75.53 | 83.69 | 8.17 | 0
2015 | AZ_NM_SNV_Coal_2_SPP_S | AZ_NM_SNV_Coal | SPP_S | External | Summer | B5 | 200 | 400 | 400 | 68.04 | 81.1 | 8.17 | 4.9
2015 | AZ_NM_SNV_Coal_2_SPP_S | AZ_NM_SNV_Coal | SPP_S | External | Summer | B6 | 300 | 400 | 400 | 59.88 | 68.45 | 8.17 | 0.4
2015 | AZ_NM_SNV_Coal_2_SPP_S | AZ_NM_SNV_Coal | SPP_S | External | Summer | B7 | 400 | 400 | 0 | 59.88 | 59.48 | 8.17 | 0
2015 | AZ_NM_SNV_Coal_2_SPP_S | AZ_NM_SNV_Coal | SPP_S | External | Summer | B8 | 500 | 400 | 0 | 59.88 | 57.52 | 8.17 | 0
2015 | AZ_NM_SNV_Coal_2_SPP_S | AZ_NM_SNV_Coal | SPP_S | External | Summer | B9 | 800 | 400 | 0 | 59.86 | 56.06 | 8.17 | 0
2015 | AZ_NM_SNV_Coal_2_SPP_S | AZ_NM_SNV_Coal | SPP_S | External | Summer | B10 | 1262 | 400 | 0 | 56.25 | 55.94 | 8.17 | 0
2015 | AZ_NM_SNV_Coal_2_SPP_S | AZ_NM_SNV_Coal | SPP_S | External | Winter | B16 | 25 | 400 | 400 | 61.41 | 69.61 | 8.17 | 0.03
2015 | AZ_NM_SNV_Coal_2_SPP_S | AZ_NM_SNV_Coal | SPP_S | External | Winter | B17 | 100 | 400 | 0 | 60.3 | 59.81 | 8.17 | 0
2015 | AZ_NM_SNV_Coal_2_SPP_S | AZ_NM_SNV_Coal | SPP_S | External | Winter | B18 | 400 | 400 | 0 | 60.3 | 59.79 | 8.17 | 0
2015 | AZ_NM_SNV_Coal_2_SPP_S | AZ_NM_SNV_Coal | SPP_S | External | Winter | B19 | 700 | 400 | 0 | 60.3 | 59.67 | 8.17 | 0
2015 | AZ_NM_SNV_Coal_2_SPP_S | AZ_NM_SNV_Coal | SPP_S | External | Winter | B20 | 935 | 400 | 0 | 60.3 | 56.04 | 8.17 | 0
2015 | ERCOT_2_SPP_S | ERCOT | SPP_S | External | Shoulder | B11 | 25 | 800 | 0 | 83.9 | 81.92 | 8 | 0
2015 | ERCOT_2_SPP_S | ERCOT | SPP_S | External | Shoulder | B12 | 200 | 800 | 0 | 59.58 | 59.97 | 8 | 0
2015 | ERCOT_2_SPP_S | ERCOT | SPP_S | External | Shoulder | B13 | 600 | 800 | 0 | 57.18 | 57.51 | 8 | 0
2015 | ERCOT_2_SPP_S | ERCOT | SPP_S | External | Shoulder | B14 | 900 | 800 | 0 | 57.18 | 57.33 | 8 | 0
2015 | ERCOT_2_SPP_S | ERCOT | SPP_S | External | Shoulder | B15 | 1203 | 800 | 0 | 57.18 | 57.33 | 8 | 0
2015 | ERCOT_2_SPP_S | ERCOT | SPP_S | External | Summer | B1 | 10 | 800 | 0 | 82.34 | 89.01 | 8 | 0
2015 | ERCOT_2_SPP_S | ERCOT | SPP_S | External | Summer | B2 | 25 | 800 | 0 | 82.34 | 89.01 | 8 | 0
2015 | ERCOT_2_SPP_S | ERCOT | SPP_S | External | Summer | B3 | 75 | 800 | 0 | 82.34 | 89.01 | 8 | 0
2015 | ERCOT_2_SPP_S | ERCOT | SPP_S | External | Summer | B4 | 100 | 800 | 0 | 82.34 | 83.69 | 8 | 0
2015 | ERCOT_2_SPP_S | ERCOT | SPP_S | External | Summer | B5 | 200 | 800 | 0 | 82.34 | 81.1 | 8 | 0
2015 | ERCOT_2_SPP_S | ERCOT | SPP_S | External | Summer | B6 | 300 | 800 | 0 | 73.5 | 68.45 | 8 | 0
2015 | ERCOT_2_SPP_S | ERCOT | SPP_S | External | Summer | B7 | 400 | 800 | 0 | 61.26 | 59.48 | 8 | 0
2015 | ERCOT_2_SPP_S | ERCOT | SPP_S | External | Summer | B8 | 500 | 800 | 0 | 56.13 | 57.52 | 8 | 0
2015 | ERCOT_2_SPP_S | ERCOT | SPP_S | External | Summer | B9 | 800 | 800 | 0 | 56.13 | 56.06 | 8 | 0
2015 | ERCOT_2_SPP_S | ERCOT | SPP_S | External | Summer | B10 | 1262 | 800 | 0 | 56.13 | 55.94 | 8 | 0
2015 | ERCOT_2_SPP_S | ERCOT | SPP_S | External | Winter | B16 | 25 | 800 | 0 | 64.82 | 69.61 | 8 | 0
2015 | ERCOT_2_SPP_S | ERCOT | SPP_S | External | Winter | B17 | 100 | 800 | 0 | 59.38 | 59.81 | 8 | 0
2015 | ERCOT_2_SPP_S | ERCOT | SPP_S | External | Winter | B18 | 400 | 800 | 0 | 59.38 | 59.79 | 8 | 0
2015 | ERCOT_2_SPP_S | ERCOT | SPP_S | External | Winter | B19 | 700 | 800 | 0 | 59.38 | 59.67 | 8 | 0
2015 | ERCOT_2_SPP_S | ERCOT | SPP_S | External | Winter | B20 | 935 | 800 | 0 | 59.38 | 56.04 | 8 | 0
2015 | MAPP_US_2_RMPA | MAPP_US | RMPA | External | Shoulder | B11 | 25 | 200 | 0 | 72.48 | 67.33 | 8 | 0
2015 | MAPP_US_2_RMPA | MAPP_US | RMPA | External | Shoulder | B12 | 200 | 200 | 0 | 54.33 | 60.73 | 8 | 0
2015 | MAPP_US_2_RMPA | MAPP_US | RMPA | External | Shoulder | B13 | 600 | 200 | 0 | 54.18 | 60.73 | 8 | 0
2015 | MAPP_US_2_RMPA | MAPP_US | RMPA | External | Shoulder | B14 | 900 | 200 | 0 | 54.18 | 60.73 | 8 | 0
2015 | MAPP_US_2_RMPA | MAPP_US | RMPA | External | Shoulder | B15 | 1203 | 200 | 0 | 54.18 | 60.73 | 8 | 0
2015 | MAPP_US_2_RMPA | MAPP_US | RMPA | External | Summer | B1 | 10 | 200 | 0 | 84.65 | 90.06 | 8 | 0
2015 | MAPP_US_2_RMPA | MAPP_US | RMPA | External | Summer | B2 | 25 | 200 | 0 | 84.28 | 83.69 | 8 | 0
2015 | MAPP_US_2_RMPA | MAPP_US | RMPA | External | Summer | B3 | 75 | 200 | 0 | 84.28 | 83.69 | 8 | 0
2015 | MAPP_US_2_RMPA | MAPP_US | RMPA | External | Summer | B4 | 100 | 200 | 0 | 80.16 | 80.37 | 8 | 0
2015 | MAPP_US_2_RMPA | MAPP_US | RMPA | External | Summer | B5 | 200 | 200 | 0 | 71.67 | 70.67 | 8 | 0
2015 | MAPP_US_2_RMPA | MAPP_US | RMPA | External | Summer | B6 | 300 | 200 | 0 | 59.02 | 59.2 | 8 | 0
2015 | MAPP_US_2_RMPA | MAPP_US | RMPA | External | Summer | B7 | 400 | 200 | 0 | 52.46 | 59.2 | 8 | 0
2015 | MAPP_US_2_RMPA | MAPP_US | RMPA | External | Summer | B8 | 500 | 200 | 200 | 50.5 | 59.2 | 8 | 0.7
2015 | MAPP_US_2_RMPA | MAPP_US | RMPA | External | Summer | B9 | 800 | 200 | 200 | 50.5 | 58.64 | 8 | 0.14
2015 | MAPP_US_2_RMPA | MAPP_US | RMPA | External | Summer | B10 | 1262 | 200 | 140.37 | 50.5 | 58.5 | 8 | 0
2015 | MAPP_US_2_RMPA | MAPP_US | RMPA | External | Winter | B16 | 25 | 200 | 0 | 67.58 | 71.23 | 8 | 0
2015 | MAPP_US_2_RMPA | MAPP_US | RMPA | External | Winter | B17 | 100 | 200 | 0 | 57.78 | 63.65 | 8 | 0
2015 | MAPP_US_2_RMPA | MAPP_US | RMPA | External | Winter | B18 | 400 | 200 | 188.01 | 55.65 | 63.65 | 8 | 0
2015 | MAPP_US_2_RMPA | MAPP_US | RMPA | External | Winter | B19 | 700 | 200 | 192.69 | 55.65 | 63.65 | 8 | 0
2015 | MAPP_US_2_RMPA | MAPP_US | RMPA | External | Winter | B20 | 935 | 200 | 0 | 52.68 | 56.85 | 8 | 0
2015 | NE_2_RMPA | NE | RMPA | External | Shoulder | B11 | 25 | 310 | 0 | 79.48 | 67.33 | 5 | 0
2015 | NE_2_RMPA | NE | RMPA | External | Shoulder | B12 | 200 | 310 | 0 | 59.97 | 60.73 | 5 | 0
2015 | NE_2_RMPA | NE | RMPA | External | Shoulder | B13 | 600 | 310 | 0 | 57.51 | 60.73 | 5 | 0
2015 | NE_2_RMPA | NE | RMPA | External | Shoulder | B14 | 900 | 310 | 0 | 57.31 | 60.73 | 5 | 0
2015 | NE_2_RMPA | NE | RMPA | External | Shoulder | B15 | 1203 | 310 | 0 | 57.31 | 60.73 | 5 | 0
2015 | NE_2_RMPA | NE | RMPA | External | Summer | B1 | 10 | 310 | 0 | 91.65 | 90.06 | 5 | 0
2015 | NE_2_RMPA | NE | RMPA | External | Summer | B2 | 25 | 310 | 0 | 91.28 | 83.69 | 5 | 0
2015 | NE_2_RMPA | NE | RMPA | External | Summer | B3 | 75 | 310 | 0 | 91.28 | 83.69 | 5 | 0
2015 | NE_2_RMPA | NE | RMPA | External | Summer | B4 | 100 | 310 | 0 | 87.16 | 80.37 | 5 | 0
2015 | NE_2_RMPA | NE | RMPA | External | Summer | B5 | 200 | 310 | 0 | 78.67 | 70.67 | 5 | 0
2015 | NE_2_RMPA | NE | RMPA | External | Summer | B6 | 300 | 310 | 0 | 66.02 | 59.2 | 5 | 0
2015 | NE_2_RMPA | NE | RMPA | External | Summer | B7 | 400 | 310 | 0 | 59.46 | 59.2 | 5 | 0
2015 | NE_2_RMPA | NE | RMPA | External | Summer | B8 | 500 | 310 | 0 | 57.5 | 59.2 | 5 | 0
2015 | NE_2_RMPA | NE | RMPA | External | Summer | B9 | 800 | 310 | 0 | 56.04 | 58.64 | 5 | 0
2015 | NE_2_RMPA | NE | RMPA | External | Summer | B10 | 1262 | 310 | 24.34 | 53.5 | 58.5 | 5 | 0
2015 | NE_2_RMPA | NE | RMPA | External | Winter | B16 | 25 | 310 | 0 | 69.59 | 71.23 | 5 | 0
2015 | NE_2_RMPA | NE | RMPA | External | Winter | B17 | 100 | 310 | 0 | 59.78 | 63.65 | 5 | 0
2015 | NE_2_RMPA | NE | RMPA | External | Winter | B18 | 400 | 310 | 0 | 59.76 | 63.65 | 5 | 0
2015 | NE_2_RMPA | NE | RMPA | External | Winter | B19 | 700 | 310 | 0 | 59.65 | 63.65 | 5 | 0
2015 | NE_2_RMPA | NE | RMPA | External | Winter | B20 | 935 | 310 | 0 | 54.86 | 56.85 | 5 | 0
2015 | NWPP_Coal_2_MAPP_US | NWPP_Coal | MAPP_US | External | Shoulder | B11 | 25 | 150 | 150 | 59.92 | 72.48 | 8 | 4.56
2015 | NWPP_Coal_2_MAPP_US | NWPP_Coal | MAPP_US | External | Shoulder | B12 | 200 | 150 | 0 | 59.92 | 54.33 | 8 | 0
2015 | NWPP_Coal_2_MAPP_US | NWPP_Coal | MAPP_US | External | Shoulder | B13 | 600 | 150 | 0 | 59.92 | 54.18 | 8 | 0
2015 | NWPP_Coal_2_MAPP_US | NWPP_Coal | MAPP_US | External | Shoulder | B14 | 900 | 150 | 0 | 59.92 | 54.18 | 8 | 0
2015 | NWPP_Coal_2_MAPP_US | NWPP_Coal | MAPP_US | External | Shoulder | B15 | 1203 | 150 | 0 | 59.92 | 54.18 | 8 | 0
2015 | NWPP_Coal_2_MAPP_US | NWPP_Coal | MAPP_US | External | Summer | B1 | 10 | 150 | 150 | 65.3 | 84.65 | 8 | 11.35
2015 | NWPP_Coal_2_MAPP_US | NWPP_Coal | MAPP_US | External | Summer | B2 | 25 | 150 | 150 | 65.3 | 84.28 | 8 | 10.98
2015 | NWPP_Coal_2_MAPP_US | NWPP_Coal | MAPP_US | External | Summer | B3 | 75 | 150 | 150 | 59.87 | 84.28 | 8 | 16.41
2015 | NWPP_Coal_2_MAPP_US | NWPP_Coal | MAPP_US | External | Summer | B4 | 100 | 150 | 150 | 59.87 | 80.16 | 8 | 12.29
2015 | NWPP_Coal_2_MAPP_US | NWPP_Coal | MAPP_US | External | Summer | B5 | 200 | 150 | 150 | 59.87 | 71.67 | 8 | 3.79
2015 | NWPP_Coal_2_MAPP_US | NWPP_Coal | MAPP_US | External | Summer | B6 | 300 | 150 | 0 | 59.87 | 59.02 | 8 | 0
2015 | NWPP_Coal_2_MAPP_US | NWPP_Coal | MAPP_US | External | Summer | B7 | 400 | 150 | 0 | 59.87 | 52.46 | 8 | 0
2015 | NWPP_Coal_2_MAPP_US | NWPP_Coal | MAPP_US | External | Summer | B8 | 500 | 150 | 0 | 59.87 | 50.5 | 8 | 0
2015 | NWPP_Coal_2_MAPP_US | NWPP_Coal | MAPP_US | External | Summer | B9 | 800 | 150 | 0 | 59.87 | 50.5 | 8 | 0
2015 | NWPP_Coal_2_MAPP_US | NWPP_Coal | MAPP_US | External | Summer | B10 | 1262 | 150 | 0 | 59.87 | 50.5 | 8 | 0
2015 | NWPP_Coal_2_MAPP_US | NWPP_Coal | MAPP_US | External | Winter | B16 | 25 | 150 | 0 | 63.07 | 67.58 | 8 | 0
2015 | NWPP_Coal_2_MAPP_US | NWPP_Coal | MAPP_US | External | Winter | B17 | 100 | 150 | 0 | 63.07 | 57.78 | 8 | 0
2015 | NWPP_Coal_2_MAPP_US | NWPP_Coal | MAPP_US | External | Winter | B18 | 400 | 150 | 0 | 63.07 | 55.65 | 8 | 0
2015 | NWPP_Coal_2_MAPP_US | NWPP_Coal | MAPP_US | External | Winter | B19 | 700 | 150 | 0 | 63.07 | 55.65 | 8 | 0
2015 | NWPP_Coal_2_MAPP_US | NWPP_Coal | MAPP_US | External | Winter | B20 | 935 | 150 | 0 | 63.07 | 52.68 | 8 | 0
2015 | RMPA_2_MAPP_US | RMPA | MAPP_US | External | Shoulder | B11 | 25 | 200 | 0 | 67.33 | 72.48 | 8 | 0
2015 | RMPA_2_MAPP_US | RMPA | MAPP_US | External | Shoulder | B12 | 200 | 200 | 0 | 60.73 | 54.33 | 8 | 0
2015 | RMPA_2_MAPP_US | RMPA | MAPP_US | External | Shoulder | B13 | 600 | 200 | 0 | 60.73 | 54.18 | 8 | 0
2015 | RMPA_2_MAPP_US | RMPA | MAPP_US | External | Shoulder | B14 | 900 | 200 | 0 | 60.73 | 54.18 | 8 | 0
2015 | RMPA_2_MAPP_US | RMPA | MAPP_US | External | Shoulder | B15 | 1203 | 200 | 0 | 60.73 | 54.18 | 8 | 0
2015 | RMPA_2_MAPP_US | RMPA | MAPP_US | External | Summer | B1 | 10 | 200 | 0 | 90.06 | 84.65 | 8 | 0
2015 | RMPA_2_MAPP_US | RMPA | MAPP_US | External | Summer | B2 | 25 | 200 | 0 | 83.69 | 84.28 | 8 | 0
2015 | RMPA_2_MAPP_US | RMPA | MAPP_US | External | Summer | B3 | 75 | 200 | 0 | 83.69 | 84.28 | 8 | 0
2015 | RMPA_2_MAPP_US | RMPA | MAPP_US | External | Summer | B4 | 100 | 200 | 0 | 80.37 | 80.16 | 8 | 0
2015 | RMPA_2_MAPP_US | RMPA | MAPP_US | External | Summer | B5 | 200 | 200 | 0 | 70.67 | 71.67 | 8 | 0
2015 | RMPA_2_MAPP_US | RMPA | MAPP_US | External | Summer | B6 | 300 | 200 | 0 | 59.2 | 59.02 | 8 | 0
2015 | RMPA_2_MAPP_US | RMPA | MAPP_US | External | Summer | B7 | 400 | 200 | 0 | 59.2 | 52.46 | 8 | 0
2015 | RMPA_2_MAPP_US | RMPA | MAPP_US | External | Summer | B8 | 500 | 200 | 0 | 59.2 | 50.5 | 8 | 0
2015 | RMPA_2_MAPP_US | RMPA | MAPP_US | External | Summer | B9 | 800 | 200 | 0 | 58.64 | 50.5 | 8 | 0
2015 | RMPA_2_MAPP_US | RMPA | MAPP_US | External | Summer | B10 | 1262 | 200 | 0 | 58.5 | 50.5 | 8 | 0
2015 | RMPA_2_MAPP_US | RMPA | MAPP_US | External | Winter | B16 | 25 | 200 | 0 | 71.23 | 67.58 | 8 | 0
2015 | RMPA_2_MAPP_US | RMPA | MAPP_US | External | Winter | B17 | 100 | 200 | 0 | 63.65 | 57.78 | 8 | 0
2015 | RMPA_2_MAPP_US | RMPA | MAPP_US | External | Winter | B18 | 400 | 200 | 0 | 63.65 | 55.65 | 8 | 0
2015 | RMPA_2_MAPP_US | RMPA | MAPP_US | External | Winter | B19 | 700 | 200 | 0 | 63.65 | 55.65 | 8 | 0
2015 | RMPA_2_MAPP_US | RMPA | MAPP_US | External | Winter | B20 | 935 | 200 | 0 | 56.85 | 52.68 | 8 | 0
2015 | RMPA_2_NE | RMPA | NE | External | Shoulder | B11 | 25 | 310 | 310 | 67.33 | 79.48 | 8 | 4.16
2015 | RMPA_2_NE | RMPA | NE | External | Shoulder | B12 | 200 | 310 | 0 | 60.73 | 59.97 | 8 | 0
2015 | RMPA_2_NE | RMPA | NE | External | Shoulder | B13 | 600 | 310 | 0 | 60.73 | 57.51 | 8 | 0
2015 | RMPA_2_NE | RMPA | NE | External | Shoulder | B14 | 900 | 310 | 0 | 60.73 | 57.31 | 8 | 0
2015 | RMPA_2_NE | RMPA | NE | External | Shoulder | B15 | 1203 | 310 | 0 | 60.73 | 57.31 | 8 | 0
2015 | RMPA_2_NE | RMPA | NE | External | Summer | B1 | 10 | 310 | 0 | 90.06 | 91.65 | 8 | 0
2015 | RMPA_2_NE | RMPA | NE | External | Summer | B2 | 25 | 310 | 0 | 83.69 | 91.28 | 8 | 0
2015 | RMPA_2_NE | RMPA | NE | External | Summer | B3 | 75 | 310 | 0 | 83.69 | 91.28 | 8 | 0
2015 | RMPA_2_NE | RMPA | NE | External | Summer | B4 | 100 | 310 | 0 | 80.37 | 87.16 | 8 | 0
2015 | RMPA_2_NE | RMPA | NE | External | Summer | B5 | 200 | 310 | 230.7 | 70.67 | 78.67 | 8 | 0
2015 | RMPA_2_NE | RMPA | NE | External | Summer | B6 | 300 | 310 | 0 | 59.2 | 66.02 | 8 | 0
2015 | RMPA_2_NE | RMPA | NE | External | Summer | B7 | 400 | 310 | 0 | 59.2 | 59.46 | 8 | 0
2015 | RMPA_2_NE | RMPA | NE | External | Summer | B8 | 500 | 310 | 0 | 59.2 | 57.5 | 8 | 0
2015 | RMPA_2_NE | RMPA | NE | External | Summer | B9 | 800 | 310 | 0 | 58.64 | 56.04 | 8 | 0
2015 | RMPA_2_NE | RMPA | NE | External | Summer | B10 | 1262 | 310 | 0 | 58.5 | 53.5 | 8 | 0
2015 | RMPA_2_NE | RMPA | NE | External | Winter | B16 | 25 | 310 | 0 | 71.23 | 69.59 | 8 | 0
2015 | RMPA_2_NE | RMPA | NE | External | Winter | B17 | 100 | 310 | 0 | 63.65 | 59.78 | 8 | 0
2015 | RMPA_2_NE | RMPA | NE | External | Winter | B18 | 400 | 310 | 0 | 63.65 | 59.76 | 8 | 0
2015 | RMPA_2_NE | RMPA | NE | External | Winter | B19 | 700 | 310 | 0 | 63.65 | 59.65 | 8 | 0
2015 | RMPA_2_NE | RMPA | NE | External | Winter | B20 | 935 | 310 | 0 | 56.85 | 54.86 | 8 | 0
2015 | RMPA_2_SPP_N | RMPA | SPP_N | External | Shoulder | B11 | 25 | 210 | 210 | 67.33 | 81.91 | 8 | 6.58
2015 | RMPA_2_SPP_N | RMPA | SPP_N | External | Shoulder | B12 | 200 | 210 | 0 | 60.73 | 59.99 | 8 | 0
2015 | RMPA_2_SPP_N | RMPA | SPP_N | External | Shoulder | B13 | 600 | 210 | 0 | 60.73 | 57.52 | 8 | 0
2015 | RMPA_2_SPP_N | RMPA | SPP_N | External | Shoulder | B14 | 900 | 210 | 0 | 60.73 | 57.32 | 8 | 0
2015 | RMPA_2_SPP_N | RMPA | SPP_N | External | Shoulder | B15 | 1203 | 210 | 0 | 60.73 | 57.32 | 8 | 0
2015 | RMPA_2_SPP_N | RMPA | SPP_N | External | Summer | B1 | 10 | 210 | 0 | 90.06 | 92.49 | 8 | 0
2015 | RMPA_2_SPP_N | RMPA | SPP_N | External | Summer | B2 | 25 | 210 | 210 | 83.69 | 92.49 | 8 | 0.8
2015 | RMPA_2_SPP_N | RMPA | SPP_N | External | Summer | B3 | 75 | 210 | 210 | 83.69 | 92.49 | 8 | 0.8
2015 | RMPA_2_SPP_N | RMPA | SPP_N | External | Summer | B4 | 100 | 210 | 0 | 80.37 | 87.18 | 8 | 0
2015 | RMPA_2_SPP_N | RMPA | SPP_N | External | Summer | B5 | 200 | 210 | 210 | 70.67 | 81.09 | 8 | 2.42
2015 | RMPA_2_SPP_N | RMPA | SPP_N | External | Summer | B6 | 300 | 210 | 210 | 59.2 | 68.44 | 8 | 1.24
2015 | RMPA_2_SPP_N | RMPA | SPP_N | External | Summer | B7 | 400 | 210 | 0 | 59.2 | 59.47 | 8 | 0
2015 | RMPA_2_SPP_N | RMPA | SPP_N | External | Summer | B8 | 500 | 210 | 0 | 59.2 | 57.51 | 8 | 0
2015 | RMPA_2_SPP_N | RMPA | SPP_N | External | Summer | B9 | 800 | 210 | 0 | 58.64 | 56.05 | 8 | 0
2015 | RMPA_2_SPP_N | RMPA | SPP_N | External | Summer | B10 | 1262 | 210 | 0 | 58.5 | 55.92 | 8 | 0
2015 | RMPA_2_SPP_N | RMPA | SPP_N | External | Winter | B16 | 25 | 210 | 0 | 71.23 | 69.61 | 8 | 0
2015 | RMPA_2_SPP_N | RMPA | SPP_N | External | Winter | B17 | 100 | 210 | 0 | 63.65 | 59.8 | 8 | 0
2015 | RMPA_2_SPP_N | RMPA | SPP_N | External | Winter | B18 | 400 | 210 | 0 | 63.65 | 59.77 | 8 | 0
2015 | RMPA_2_SPP_N | RMPA | SPP_N | External | Winter | B19 | 700 | 210 | 0 | 63.65 | 59.66 | 8 | 0
2015 | RMPA_2_SPP_N | RMPA | SPP_N | External | Winter | B20 | 935 | 210 | 0 | 56.85 | 56.03 | 8 | 0
2015 | SPP_N_2_RMPA | SPP_N | RMPA | External | Shoulder | B11 | 25 | 210 | 0 | 81.91 | 67.33 | 5 | 0
2015 | SPP_N_2_RMPA | SPP_N | RMPA | External | Shoulder | B12 | 200 | 210 | 0 | 59.99 | 60.73 | 5 | 0
2015 | SPP_N_2_RMPA | SPP_N | RMPA | External | Shoulder | B13 | 600 | 210 | 0 | 57.52 | 60.73 | 5 | 0
2015 | SPP_N_2_RMPA | SPP_N | RMPA | External | Shoulder | B14 | 900 | 210 | 0 | 57.32 | 60.73 | 5 | 0
2015 | SPP_N_2_RMPA | SPP_N | RMPA | External | Shoulder | B15 | 1203 | 210 | 0 | 57.32 | 60.73 | 5 | 0
2015 | SPP_N_2_RMPA | SPP_N | RMPA | External | Summer | B1 | 10 | 210 | 0 | 92.49 | 90.06 | 5 | 0
2015 | SPP_N_2_RMPA | SPP_N | RMPA | External | Summer | B2 | 25 | 210 | 0 | 92.49 | 83.69 | 5 | 0
2015 | SPP_N_2_RMPA | SPP_N | RMPA | External | Summer | B3 | 75 | 210 | 0 | 92.49 | 83.69 | 5 | 0
2015 | SPP_N_2_RMPA | SPP_N | RMPA | External | Summer | B4 | 100 | 210 | 0 | 87.18 | 80.37 | 5 | 0
2015 | SPP_N_2_RMPA | SPP_N | RMPA | External | Summer | B5 | 200 | 210 | 0 | 81.09 | 70.67 | 5 | 0
2015 | SPP_N_2_RMPA | SPP_N | RMPA | External | Summer | B6 | 300 | 210 | 0 | 68.44 | 59.2 | 5 | 0
2015 | SPP_N_2_RMPA | SPP_N | RMPA | External | Summer | B7 | 400 | 210 | 0 | 59.47 | 59.2 | 5 | 0
2015 | SPP_N_2_RMPA | SPP_N | RMPA | External | Summer | B8 | 500 | 210 | 0 | 57.51 | 59.2 | 5 | 0
2015 | SPP_N_2_RMPA | SPP_N | RMPA | External | Summer | B9 | 800 | 210 | 0 | 56.05 | 58.64 | 5 | 0
2015 | SPP_N_2_RMPA | SPP_N | RMPA | External | Summer | B10 | 1262 | 210 | 0 | 55.92 | 58.5 | 5 | 0
2015 | SPP_N_2_RMPA | SPP_N | RMPA | External | Winter | B16 | 25 | 210 | 0 | 69.61 | 71.23 | 5 | 0
2015 | SPP_N_2_RMPA | SPP_N | RMPA | External | Winter | B17 | 100 | 210 | 0 | 59.8 | 63.65 | 5 | 0
2015 | SPP_N_2_RMPA | SPP_N | RMPA | External | Winter | B18 | 400 | 210 | 0 | 59.77 | 63.65 | 5 | 0
2015 | SPP_N_2_RMPA | SPP_N | RMPA | External | Winter | B19 | 700 | 210 | 0 | 59.66 | 63.65 | 5 | 0
2015 | SPP_N_2_RMPA | SPP_N | RMPA | External | Winter | B20 | 935 | 210 | 0 | 56.03 | 56.85 | 5 | 0
2015 | SPP_S_2_ERCOT | SPP_S | ERCOT | External | Shoulder | B11 | 25 | 800 | 0 | 81.92 | 83.9 | 5 | 0
2015 | SPP_S_2_ERCOT | SPP_S | ERCOT | External | Shoulder | B12 | 200 | 800 | 0 | 59.97 | 59.58 | 5 | 0
2015 | SPP_S_2_ERCOT | SPP_S | ERCOT | External | Shoulder | B13 | 600 | 800 | 0 | 57.51 | 57.18 | 5 | 0
2015 | SPP_S_2_ERCOT | SPP_S | ERCOT | External | Shoulder | B14 | 900 | 800 | 0 | 57.33 | 57.18 | 5 | 0
2015 | SPP_S_2_ERCOT | SPP_S | ERCOT | External | Shoulder | B15 | 1203 | 800 | 0 | 57.33 | 57.18 | 5 | 0
2015 | SPP_S_2_ERCOT | SPP_S | ERCOT | External | Summer | B1 | 10 | 800 | 0 | 89.01 | 82.34 | 5 | 0
2015 | SPP_S_2_ERCOT | SPP_S | ERCOT | External | Summer | B2 | 25 | 800 | 0 | 89.01 | 82.34 | 5 | 0
2015 | SPP_S_2_ERCOT | SPP_S | ERCOT | External | Summer | B3 | 75 | 800 | 0 | 89.01 | 82.34 | 5 | 0
2015 | SPP_S_2_ERCOT | SPP_S | ERCOT | External | Summer | B4 | 100 | 800 | 0 | 83.69 | 82.34 | 5 | 0
2015 | SPP_S_2_ERCOT | SPP_S | ERCOT | External | Summer | B5 | 200 | 800 | 0 | 81.1 | 82.34 | 5 | 0
2015 | SPP_S_2_ERCOT | SPP_S | ERCOT | External | Summer | B6 | 300 | 800 | 800 | 68.45 | 73.5 | 5 | 0.04
2015 | SPP_S_2_ERCOT | SPP_S | ERCOT | External | Summer | B7 | 400 | 800 | 0 | 59.48 | 61.26 | 5 | 0
2015 | SPP_S_2_ERCOT | SPP_S | ERCOT | External | Summer | B8 | 500 | 800 | 0 | 57.52 | 56.13 | 5 | 0
2015 | SPP_S_2_ERCOT | SPP_S | ERCOT | External | Summer | B9 | 800 | 800 | 0 | 56.06 | 56.13 | 5 | 0
2015 | SPP_S_2_ERCOT | SPP_S | ERCOT | External | Summer | B10 | 1262 | 800 | 0 | 55.94 | 56.13 | 5 | 0
2015 | SPP_S_2_ERCOT | SPP_S | ERCOT | External | Winter | B16 | 25 | 800 | 0 | 69.61 | 64.82 | 5 | 0
2015 | SPP_S_2_ERCOT | SPP_S | ERCOT | External | Winter | B17 | 100 | 800 | 0 | 59.81 | 59.38 | 5 | 0
2015 | SPP_S_2_ERCOT | SPP_S | ERCOT | External | Winter | B18 | 400 | 800 | 0 | 59.79 | 59.38 | 5 | 0
2015 | SPP_S_2_ERCOT | SPP_S | ERCOT | External | Winter | B19 | 700 | 800 | 0 | 59.67 | 59.38 | 5 | 0
2015 | SPP_S_2_ERCOT | SPP_S | ERCOT | External | Winter | B20 | 935 | 800 | 0 | 56.04 | 59.38 | 5 | 0
2020 | AZ_NM_SNV_Coal_2_SPP_S | AZ_NM_SNV_Coal | SPP_S | External | Shoulder | B11 | 25 | 400 | 400 | 66.77 | 75.94 | 8.17 | 1.01
2020 | AZ_NM_SNV_Coal_2_SPP_S | AZ_NM_SNV_Coal | SPP_S | External | Shoulder | B12 | 200 | 400 | 0 | 66.77 | 63.66 | 8.17 | 0
2020 | AZ_NM_SNV_Coal_2_SPP_S | AZ_NM_SNV_Coal | SPP_S | External | Shoulder | B13 | 600 | 400 | 0 | 66.77 | 62.59 | 8.17 | 0
2020 | AZ_NM_SNV_Coal_2_SPP_S | AZ_NM_SNV_Coal | SPP_S | External | Shoulder | B14 | 900 | 400 | 0 | 66.77 | 54.67 | 8.17 | 0
2020 | AZ_NM_SNV_Coal_2_SPP_S | AZ_NM_SNV_Coal | SPP_S | External | Shoulder | B15 | 1203 | 400 | 0 | 66.77 | 50.51 | 8.17 | 0
2020 | AZ_NM_SNV_Coal_2_SPP_S | AZ_NM_SNV_Coal | SPP_S | External | Summer | B1 | 10 | 400 | 0 | 105.98 | 93.55 | 8.17 | 0
2020 | AZ_NM_SNV_Coal_2_SPP_S | AZ_NM_SNV_Coal | SPP_S | External | Summer | B2 | 25 | 400 | 0 | 105.98 | 94.34 | 8.17 | 0
2020 | AZ_NM_SNV_Coal_2_SPP_S | AZ_NM_SNV_Coal | SPP_S | External | Summer | B3 | 75 | 400 | 0 | 104.18 | 98.44 | 8.17 | 0
2020 | AZ_NM_SNV_Coal_2_SPP_S | AZ_NM_SNV_Coal | SPP_S | External | Summer | B4 | 100 | 400 | 0 | 89.07 | 92.77 | 8.17 | 0
2020 | AZ_NM_SNV_Coal_2_SPP_S | AZ_NM_SNV_Coal | SPP_S | External | Summer | B5 | 200 | 400 | 400 | 81.35 | 92.71 | 8.17 | 3.2
2020 | AZ_NM_SNV_Coal_2_SPP_S | AZ_NM_SNV_Coal | SPP_S | External | Summer | B6 | 300 | 400 | 0 | 73.19 | 78.99 | 8.17 | 0
2020 | AZ_NM_SNV_Coal_2_SPP_S | AZ_NM_SNV_Coal | SPP_S | External | Summer | B7 | 400 | 400 | 0 | 69.39 | 65.79 | 8.17 | 0
2020 | AZ_NM_SNV_Coal_2_SPP_S | AZ_NM_SNV_Coal | SPP_S | External | Summer | B8 | 500 | 400 | 0 | 65.58 | 63.87 | 8.17 | 0
2020 | AZ_NM_SNV_Coal_2_SPP_S | AZ_NM_SNV_Coal | SPP_S | External | Summer | B9 | 800 | 400 | 0 | 65.26 | 62.71 | 8.17 | 0
2020 | AZ_NM_SNV_Coal_2_SPP_S | AZ_NM_SNV_Coal | SPP_S | External | Summer | B10 | 1262 | 400 | 0 | 65.15 | 56.81 | 8.17 | 0
2020 | AZ_NM_SNV_Coal_2_SPP_S | AZ_NM_SNV_Coal | SPP_S | External | Winter | B16 | 25 | 400 | 0 | 69.8 | 74.61 | 8.17 | 0
2020 | AZ_NM_SNV_Coal_2_SPP_S | AZ_NM_SNV_Coal | SPP_S | External | Winter | B17 | 100 | 400 | 0 | 69.8 | 64.53 | 8.17 | 0
2020 | AZ_NM_SNV_Coal_2_SPP_S | AZ_NM_SNV_Coal | SPP_S | External | Winter | B18 | 400 | 400 | 0 | 69.8 | 62.72 | 8.17 | 0
2020 | AZ_NM_SNV_Coal_2_SPP_S | AZ_NM_SNV_Coal | SPP_S | External | Winter | B19 | 700 | 400 | 0 | 69.8 | 59.31 | 8.17 | 0
2020 | AZ_NM_SNV_Coal_2_SPP_S | AZ_NM_SNV_Coal | SPP_S | External | Winter | B20 | 935 | 400 | 0 | 69.8 | 55.1 | 8.17 | 0
2020 | ERCOT_2_SPP_S | ERCOT | SPP_S | External | Shoulder | B11 | 25 | 800 | 0 | 95.83 | 75.94 | 8 | 0
2020 | ERCOT_2_SPP_S | ERCOT | SPP_S | External | Shoulder | B12 | 200 | 800 | 0 | 69.91 | 63.66 | 8 | 0
2020 | ERCOT_2_SPP_S | ERCOT | SPP_S | External | Shoulder | B13 | 600 | 800 | 0 | 65.2 | 62.59 | 8 | 0
2020 | ERCOT_2_SPP_S | ERCOT | SPP_S | External | Shoulder | B14 | 900 | 800 | 0 | 65.2 | 54.67 | 8 | 0
2020 | ERCOT_2_SPP_S | ERCOT | SPP_S | External | Shoulder | B15 | 1203 | 800 | 0 | 65.2 | 50.51 | 8 | 0
2020 | ERCOT_2_SPP_S | ERCOT | SPP_S | External | Summer | B1 | 10 | 800 | 0 | 751.19 | 93.55 | 8 | 0
2020 | ERCOT_2_SPP_S | ERCOT | SPP_S | External | Summer | B2 | 25 | 800 | 0 | 108.12 | 94.34 | 8 | 0
2020 | ERCOT_2_SPP_S | ERCOT | SPP_S | External | Summer | B3 | 75 | 800 | 0 | 108.12 | 98.44 | 8 | 0
2020 | ERCOT_2_SPP_S | ERCOT | SPP_S | External | Summer | B4 | 100 | 800 | 0 | 97.77 | 92.77 | 8 | 0
2020 | ERCOT_2_SPP_S | ERCOT | SPP_S | External | Summer | B5 | 200 | 800 | 0 | 94.13 | 92.71 | 8 | 0
2020 | ERCOT_2_SPP_S | ERCOT | SPP_S | External | Summer | B6 | 300 | 800 | 0 | 94.13 | 78.99 | 8 | 0
2020 | ERCOT_2_SPP_S | ERCOT | SPP_S | External | Summer | B7 | 400 | 800 | 0 | 69.94 | 65.79 | 8 | 0
2020 | ERCOT_2_SPP_S | ERCOT | SPP_S | External | Summer | B8 | 500 | 800 | 0 | 64.49 | 63.87 | 8 | 0
2020 | ERCOT_2_SPP_S | ERCOT | SPP_S | External | Summer | B9 | 800 | 800 | 0 | 64.06 | 62.71 | 8 | 0
2020 | ERCOT_2_SPP_S | ERCOT | SPP_S | External | Summer | B10 | 1262 | 800 | 0 | 64.06 | 56.81 | 8 | 0
2020 | ERCOT_2_SPP_S | ERCOT | SPP_S | External | Winter | B16 | 25 | 800 | 0 | 78.73 | 74.61 | 8 | 0
2020 | ERCOT_2_SPP_S | ERCOT | SPP_S | External | Winter | B17 | 100 | 800 | 0 | 69.53 | 64.53 | 8 | 0
2020 | ERCOT_2_SPP_S | ERCOT | SPP_S | External | Winter | B18 | 400 | 800 | 0 | 67.67 | 62.72 | 8 | 0
2020 | ERCOT_2_SPP_S | ERCOT | SPP_S | External | Winter | B19 | 700 | 800 | 0 | 67.67 | 59.31 | 8 | 0
2020 | ERCOT_2_SPP_S | ERCOT | SPP_S | External | Winter | B20 | 935 | 800 | 0 | 67.67 | 55.1 | 8 | 0
2020 | MAPP_US_2_RMPA | MAPP_US | RMPA | External | Shoulder | B11 | 25 | 200 | 0 | 78.27 | 70.27 | 8 | 0
2020 | MAPP_US_2_RMPA | MAPP_US | RMPA | External | Shoulder | B12 | 200 | 200 | 0 | 64.57 | 70.27 | 8 | 0
2020 | MAPP_US_2_RMPA | MAPP_US | RMPA | External | Shoulder | B13 | 600 | 200 | 200 | 61.05 | 70.27 | 8 | 1.22
2020 | MAPP_US_2_RMPA | MAPP_US | RMPA | External | Shoulder | B14 | 900 | 200 | 200 | 57.53 | 70.27 | 8 | 4.74
2020 | MAPP_US_2_RMPA | MAPP_US | RMPA | External | Shoulder | B15 | 1203 | 200 | 200 | 54.52 | 65.9 | 8 | 3.38
2020 | MAPP_US_2_RMPA | MAPP_US | RMPA | External | Summer | B1 | 10 | 200 | 0 | 99.97 | 103.44 | 8 | 0
2020 | MAPP_US_2_RMPA | MAPP_US | RMPA | External | Summer | B2 | 25 | 200 | 0 | 98.87 | 103.44 | 8 | 0
2020 | MAPP_US_2_RMPA | MAPP_US | RMPA | External | Summer | B3 | 75 | 200 | 200 | 94.77 | 103.44 | 8 | 0.67
2020 | MAPP_US_2_RMPA | MAPP_US | RMPA | External | Summer | B4 | 100 | 200 | 0 | 93.38 | 97.24 | 8 | 0
2020 | MAPP_US_2_RMPA | MAPP_US | RMPA | External | Summer | B5 | 200 | 200 | 0 | 90.69 | 89.06 | 8 | 0
2020 | MAPP_US_2_RMPA | MAPP_US | RMPA | External | Summer | B6 | 300 | 200 | 0 | 76.96 | 81.35 | 8 | 0
2020 | MAPP_US_2_RMPA | MAPP_US | RMPA | External | Summer | B7 | 400 | 200 | 0 | 63.66 | 68.5 | 8 | 0
2020 | MAPP_US_2_RMPA | MAPP_US | RMPA | External | Summer | B8 | 500 | 200 | 200 | 57.04 | 68.5 | 8 | 3.46
2020 | MAPP_US_2_RMPA | MAPP_US | RMPA | External | Summer | B9 | 800 | 200 | 200 | 55.59 | 67.55 | 8 | 3.96
2020 | MAPP_US_2_RMPA | MAPP_US | RMPA | External | Summer | B10 | 1262 | 200 | 200 | 54.66 | 65.02 | 8 | 2.36
2020 | MAPP_US_2_RMPA | MAPP_US | RMPA | External | Winter | B16 | 25 | 200 | 0 | 74.49 | 80.33 | 8 | 0
2020 | MAPP_US_2_RMPA | MAPP_US | RMPA | External | Winter | B17 | 100 | 200 | 0 | 67.17 | 73.61 | 8 | 0
2020 | MAPP_US_2_RMPA | MAPP_US | RMPA | External | Winter | B18 | 400 | 200 | 200 | 63.63 | 73.55 | 8 | 1.91
2020 | MAPP_US_2_RMPA | MAPP_US | RMPA | External | Winter | B19 | 700 | 200 | 200 | 60.39 | 73.55 | 8 | 5.16
2020 | MAPP_US_2_RMPA | MAPP_US | RMPA | External | Winter | B20 | 935 | 200 | 0 | 56.19 | 61.64 | 8 | 0
2020 | NE_2_RMPA | NE | RMPA | External | Shoulder | B11 | 25 | 310 | 0 | 76.65 | 70.27 | 5 | 0
2020 | NE_2_RMPA | NE | RMPA | External | Shoulder | B12 | 200 | 310 | 310 | 63.64 | 70.27 | 5 | 1.63
2020 | NE_2_RMPA | NE | RMPA | External | Shoulder | B13 | 600 | 310 | 310 | 60.54 | 70.27 | 5 | 4.73
2020 | NE_2_RMPA | NE | RMPA | External | Shoulder | B14 | 900 | 310 | 310 | 54.4 | 70.27 | 5 | 10.87
2020 | NE_2_RMPA | NE | RMPA | External | Shoulder | B15 | 1203 | 310 | 310 | 51.39 | 65.9 | 5 | 9.51
2020 | NE_2_RMPA | NE | RMPA | External | Summer | B1 | 10 | 310 | 0 | 101.97 | 103.44 | 5 | 0
2020 | NE_2_RMPA | NE | RMPA | External | Summer | B2 | 25 | 310 | 242.34 | 98.44 | 103.44 | 5 | 0
2020 | NE_2_RMPA | NE | RMPA | External | Summer | B3 | 75 | 310 | 39.51 | 98.44 | 103.44 | 5 | 0
2020 | NE_2_RMPA | NE | RMPA | External | Summer | B4 | 100 | 310 | 0 | 95.38 | 97.24 | 5 | 0
2020 | NE_2_RMPA | NE | RMPA | External | Summer | B5 | 200 | 310 | 0 | 92.69 | 89.06 | 5 | 0
2020 | NE_2_RMPA | NE | RMPA | External | Summer | B6 | 300 | 310 | 0 | 78.96 | 81.35 | 5 | 0
2020 | NE_2_RMPA | NE | RMPA | External | Summer | B7 | 400 | 310 | 0 | 65.66 | 68.5 | 5 | 0
2020 | NE_2_RMPA | NE | RMPA | External | Summer | B8 | 500 | 310 | 310 | 61.68 | 68.5 | 5 | 1.82
2020 | NE_2_RMPA | NE | RMPA | External | Summer | B9 | 800 | 310 | 310 | 60.52 | 67.55 | 5 | 2.04
2020 | NE_2_RMPA | NE | RMPA | External | Summer | B10 | 1262 | 310 | 310 | 54.62 | 65.02 | 5 | 5.4
2020 | NE_2_RMPA | NE | RMPA | External | Winter | B16 | 25 | 310 | 0 | 76.78 | 80.33 | 5 | 0
2020 | NE_2_RMPA | NE | RMPA | External | Winter | B17 | 100 | 310 | 310 | 65.97 | 73.61 | 5 | 2.64
2020 | NE_2_RMPA | NE | RMPA | External | Winter | B18 | 400 | 310 | 310 | 60.72 | 73.55 | 5 | 7.83
2020 | NE_2_RMPA | NE | RMPA | External | Winter | B19 | 700 | 310 | 310 | 57.26 | 73.55 | 5 | 11.29
2020 | NE_2_RMPA | NE | RMPA | External | Winter | B20 | 935 | 310 | 310 | 53.06 | 61.64 | 5 | 3.58
2020 | NWPP_Coal_2_MAPP_US | NWPP_Coal | MAPP_US | External | Shoulder | B11 | 25 | 150 | 0 | 73.18 | 78.27 | 8 | 0
2020 | NWPP_Coal_2_MAPP_US | NWPP_Coal | MAPP_US | External | Shoulder | B12 | 200 | 150 | 0 | 73.18 | 64.57 | 8 | 0
2020 | NWPP_Coal_2_MAPP_US | NWPP_Coal | MAPP_US | External | Shoulder | B13 | 600 | 150 | 0 | 73.18 | 61.05 | 8 | 0
2020 | NWPP_Coal_2_MAPP_US | NWPP_Coal | MAPP_US | External | Shoulder | B14 | 900 | 150 | 0 | 73.18 | 57.53 | 8 | 0
2020 | NWPP_Coal_2_MAPP_US | NWPP_Coal | MAPP_US | External | Shoulder | B15 | 1203 | 150 | 0 | 73.18 | 54.52 | 8 | 0
2020 | NWPP_Coal_2_MAPP_US | NWPP_Coal | MAPP_US | External | Summer | B1 | 10 | 150 | 150 | 73.18 | 99.97 | 8 | 18.79
2020 | NWPP_Coal_2_MAPP_US | NWPP_Coal | MAPP_US | External | Summer | B2 | 25 | 150 | 150 | 73.18 | 98.87 | 8 | 17.69
2020 | NWPP_Coal_2_MAPP_US | NWPP_Coal | MAPP_US | External | Summer | B3 | 75 | 150 | 150 | 73.18 | 94.77 | 8 | 13.59
2020 | NWPP_Coal_2_MAPP_US | NWPP_Coal | MAPP_US | External | Summer | B4 | 100 | 150 | 150 | 73.18 | 93.38 | 8 | 12.2
2020 | NWPP_Coal_2_MAPP_US | NWPP_Coal | MAPP_US | External | Summer | B5 | 200 | 150 | 150 | 73.18 | 90.69 | 8 | 9.51
2020 | NWPP_Coal_2_MAPP_US | NWPP_Coal | MAPP_US | External | Summer | B6 | 300 | 150 | 0 | 73.18 | 76.96 | 8 | 0
2020 | NWPP_Coal_2_MAPP_US | NWPP_Coal | MAPP_US | External | Summer | B7 | 400 | 150 | 0 | 73.18 | 63.66 | 8 | 0
2020 | NWPP_Coal_2_MAPP_US | NWPP_Coal | MAPP_US | External | Summer | B8 | 500 | 150 | 0 | 73.18 | 57.04 | 8 | 0
2020 | NWPP_Coal_2_MAPP_US | NWPP_Coal | MAPP_US | External | Summer | B9 | 800 | 150 | 0 | 73.18 | 55.59 | 8 | 0
2020 | NWPP_Coal_2_MAPP_US | NWPP_Coal | MAPP_US | External | Summer | B10 | 1262 | 150 | 0 | 73.18 | 54.66 | 8 | 0
2020 | NWPP_Coal_2_MAPP_US | NWPP_Coal | MAPP_US | External | Winter | B16 | 25 | 150 | 0 | 76.85 | 74.49 | 8 | 0
2020 | NWPP_Coal_2_MAPP_US | NWPP_Coal | MAPP_US | External | Winter | B17 | 100 | 150 | 0 | 76.85 | 67.17 | 8 | 0
2020 | NWPP_Coal_2_MAPP_US | NWPP_Coal | MAPP_US | External | Winter | B18 | 400 | 150 | 0 | 76.85 | 63.63 | 8 | 0
2020 | NWPP_Coal_2_MAPP_US | NWPP_Coal | MAPP_US | External | Winter | B19 | 700 | 150 | 0 | 76.85 | 60.39 | 8 | 0
2020 | NWPP_Coal_2_MAPP_US | NWPP_Coal | MAPP_US | External | Winter | B20 | 935 | 150 | 0 | 76.85 | 56.19 | 8 | 0
2020 | RMPA_2_MAPP_US | RMPA | MAPP_US | External | Shoulder | B11 | 25 | 200 | 28.98 | 70.27 | 78.27 | 8 | 0
2020 | RMPA_2_MAPP_US | RMPA | MAPP_US | External | Shoulder | B12 | 200 | 200 | 0 | 70.27 | 64.57 | 8 | 0
2020 | RMPA_2_MAPP_US | RMPA | MAPP_US | External | Shoulder | B13 | 600 | 200 | 0 | 70.27 | 61.05 | 8 | 0
2020 | RMPA_2_MAPP_US | RMPA | MAPP_US | External | Shoulder | B14 | 900 | 200 | 0 | 70.27 | 57.53 | 8 | 0
2020 | RMPA_2_MAPP_US | RMPA | MAPP_US | External | Shoulder | B15 | 1203 | 200 | 0 | 65.9 | 54.52 | 8 | 0
2020 | RMPA_2_MAPP_US | RMPA | MAPP_US | External | Summer | B1 | 10 | 200 | 0 | 103.44 | 99.97 | 8 | 0
2020 | RMPA_2_MAPP_US | RMPA | MAPP_US | External | Summer | B2 | 25 | 200 | 0 | 103.44 | 98.87 | 8 | 0
2020 | RMPA_2_MAPP_US | RMPA | MAPP_US | External | Summer | B3 | 75 | 200 | 0 | 103.44 | 94.77 | 8 | 0
2020 | RMPA_2_MAPP_US | RMPA | MAPP_US | External | Summer | B4 | 100 | 200 | 0 | 97.24 | 93.38 | 8 | 0
2020 | RMPA_2_MAPP_US | RMPA | MAPP_US | External | Summer | B5 | 200 | 200 | 0 | 89.06 | 90.69 | 8 | 0
2020 | RMPA_2_MAPP_US | RMPA | MAPP_US | External | Summer | B6 | 300 | 200 | 0 | 81.35 | 76.96 | 8 | 0
2020 | RMPA_2_MAPP_US | RMPA | MAPP_US | External | Summer | B7 | 400 | 200 | 0 | 68.5 | 63.66 | 8 | 0
2020 | RMPA_2_MAPP_US | RMPA | MAPP_US | External | Summer | B8 | 500 | 200 | 0 | 68.5 | 57.04 | 8 | 0
2020 | RMPA_2_MAPP_US | RMPA | MAPP_US | External | Summer | B9 | 800 | 200 | 0 | 67.55 | 55.59 | 8 | 0
2020 | RMPA_2_MAPP_US | RMPA | MAPP_US | External | Summer | B10 | 1262 | 200 | 0 | 65.02 | 54.66 | 8 | 0
2020 | RMPA_2_MAPP_US | RMPA | MAPP_US | External | Winter | B16 | 25 | 200 | 0 | 80.33 | 74.49 | 8 | 0
2020 | RMPA_2_MAPP_US | RMPA | MAPP_US | External | Winter | B17 | 100 | 200 | 0 | 73.61 | 67.17 | 8 | 0
2020 | RMPA_2_MAPP_US | RMPA | MAPP_US | External | Winter | B18 | 400 | 200 | 0 | 73.55 | 63.63 | 8 | 0
2020 | RMPA_2_MAPP_US | RMPA | MAPP_US | External | Winter | B19 | 700 | 200 | 0 | 73.55 | 60.39 | 8 | 0
2020 | RMPA_2_MAPP_US | RMPA | MAPP_US | External | Winter | B20 | 935 | 200 | 0 | 61.64 | 56.19 | 8 | 0
2020 | RMPA_2_NE | RMPA | NE | External | Shoulder | B11 | 25 | 310 | 0 | 70.27 | 76.65 | 8 | 0
2020 | RMPA_2_NE | RMPA | NE | External | Shoulder | B12 | 200 | 310 | 0 | 70.27 | 63.64 | 8 | 0
2020 | RMPA_2_NE | RMPA | NE | External | Shoulder | B13 | 600 | 310 | 0 | 70.27 | 60.54 | 8 | 0
2020 | RMPA_2_NE | RMPA | NE | External | Shoulder | B14 | 900 | 310 | 0 | 70.27 | 54.4 | 8 | 0
2020 | RMPA_2_NE | RMPA | NE | External | Shoulder | B15 | 1203 | 310 | 0 | 65.9 | 51.39 | 8 | 0
2020 | RMPA_2_NE | RMPA | NE | External | Summer | B1 | 10 | 310 | 0 | 103.44 | 101.97 | 8 | 0
2020 | RMPA_2_NE | RMPA | NE | External | Summer | B2 | 25 | 310 | 0 | 103.44 | 98.44 | 8 | 0
2020 | RMPA_2_NE | RMPA | NE | External | Summer | B3 | 75 | 310 | 0 | 103.44 | 98.44 | 8 | 0
2020 | RMPA_2_NE | RMPA | NE | External | Summer | B4 | 100 | 310 | 0 | 97.24 | 95.38 | 8 | 0
2020 | RMPA_2_NE | RMPA | NE | External | Summer | B5 | 200 | 310 | 0 | 89.06 | 92.69 | 8 | 0
2020 | RMPA_2_NE | RMPA | NE | External | Summer | B6 | 300 | 310 | 0 | 81.35 | 78.96 | 8 | 0
2020 | RMPA_2_NE | RMPA | NE | External | Summer | B7 | 400 | 310 | 0 | 68.5 | 65.66 | 8 | 0
2020 | RMPA_2_NE | RMPA | NE | External | Summer | B8 | 500 | 310 | 0 | 68.5 | 61.68 | 8 | 0
2020 | RMPA_2_NE | RMPA | NE | External | Summer | B9 | 800 | 310 | 0 | 67.55 | 60.52 | 8 | 0
2020 | RMPA_2_NE | RMPA | NE | External | Summer | B10 | 1262 | 310 | 0 | 65.02 | 54.62 | 8 | 0
2020 | RMPA_2_NE | RMPA | NE | External | Winter | B16 | 25 | 310 | 0 | 80.33 | 76.78 | 8 | 0
2020 | RMPA_2_NE | RMPA | NE | External | Winter | B17 | 100 | 310 | 0 | 73.61 | 65.97 | 8 | 0
2020 | RMPA_2_NE | RMPA | NE | External | Winter | B18 | 400 | 310 | 0 | 73.55 | 60.72 | 8 | 0
2020 | RMPA_2_NE | RMPA | NE | External | Winter | B19 | 700 | 310 | 0 | 73.55 | 57.26 | 8 | 0
2020 | RMPA_2_NE | RMPA | NE | External | Winter | B20 | 935 | 310 | 0 | 61.64 | 53.06 | 8 | 0
2020 | RMPA_2_SPP_N | RMPA | SPP_N | External | Shoulder | B11 | 25 | 210 | 0 | 70.27 | 76.66 | 8 | 0
2020 | RMPA_2_SPP_N | RMPA | SPP_N | External | Shoulder | B12 | 200 | 210 | 0 | 70.27 | 63.65 | 8 | 0
2020 | RMPA_2_SPP_N | RMPA | SPP_N | External | Shoulder | B13 | 600 | 210 | 0 | 70.27 | 62.58 | 8 | 0
2020 | RMPA_2_SPP_N | RMPA | SPP_N | External | Shoulder | B14 | 900 | 210 | 0 | 70.27 | 54.66 | 8 | 0
2020 | RMPA_2_SPP_N | RMPA | SPP_N | External | Shoulder | B15 | 1203 | 210 | 0 | 65.9 | 51.22 | 8 | 0
2020 | RMPA_2_SPP_N | RMPA | SPP_N | External | Summer | B1 | 10 | 210 | 0 | 103.44 | 95.37 | 8 | 0
2020 | RMPA_2_SPP_N | RMPA | SPP_N | External | Summer | B2 | 25 | 210 | 0 | 103.44 | 98.46 | 8 | 0
2020 | RMPA_2_SPP_N | RMPA | SPP_N | External | Summer | B3 | 75 | 210 | 0 | 103.44 | 98.46 | 8 | 0
2020 | RMPA_2_SPP_N | RMPA | SPP_N | External | Summer | B4 | 100 | 210 | 0 | 97.24 | 95.4 | 8 | 0
2020 | RMPA_2_SPP_N | RMPA | SPP_N | External | Summer | B5 | 200 | 210 | 0 | 89.06 | 92.7 | 8 | 0
2020 | RMPA_2_SPP_N | RMPA | SPP_N | External | Summer | B6 | 300 | 210 | 0 | 81.35 | 78.97 | 8 | 0
2020 | RMPA_2_SPP_N | RMPA | SPP_N | External | Summer | B7 | 400 | 210 | 0 | 68.5 | 65.78 | 8 | 0
2020 | RMPA_2_SPP_N | RMPA | SPP_N | External | Summer | B8 | 500 | 210 | 0 | 68.5 | 63.72 | 8 | 0
2020 | RMPA_2_SPP_N | RMPA | SPP_N | External | Summer | B9 | 800 | 210 | 0 | 67.55 | 62.55 | 8 | 0
2020 | RMPA_2_SPP_N | RMPA | SPP_N | External | Summer | B10 | 1262 | 210 | 0 | 65.02 | 56.66 | 8 | 0
2020 | RMPA_2_SPP_N | RMPA | SPP_N | External | Winter | B16 | 25 | 210 | 0 | 80.33 | 75.33 | 8 | 0
2020 | RMPA_2_SPP_N | RMPA | SPP_N | External | Winter | B17 | 100 | 210 | 0 | 73.61 | 64.51 | 8 | 0
2020 | RMPA_2_SPP_N | RMPA | SPP_N | External | Winter | B18 | 400 | 210 | 0 | 73.55 | 62.71 | 8 | 0
2020 | RMPA_2_SPP_N | RMPA | SPP_N | External | Winter | B19 | 700 | 210 | 0 | 73.55 | 59.29 | 8 | 0
2020 | RMPA_2_SPP_N | RMPA | SPP_N | External | Winter | B20 | 935 | 210 | 0 | 61.64 | 55.09 | 8 | 0
2020 | SPP_N_2_RMPA | SPP_N | RMPA | External | Shoulder | B11 | 25 | 210 | 0 | 76.66 | 70.27 | 5 | 0
2020 | SPP_N_2_RMPA | SPP_N | RMPA | External | Shoulder | B12 | 200 | 210 | 210 | 63.65 | 70.27 | 5 | 1.62
2020 | SPP_N_2_RMPA | SPP_N | RMPA | External | Shoulder | B13 | 600 | 210 | 210 | 62.58 | 70.27 | 5 | 2.69
2020 | SPP_N_2_RMPA | SPP_N | RMPA | External | Shoulder | B14 | 900 | 210 | 210 | 54.66 | 70.27 | 5 | 10.61
2020 | SPP_N_2_RMPA | SPP_N | RMPA | External | Shoulder | B15 | 1203 | 210 | 210 | 51.22 | 65.9 | 5 | 9.68
2020 | SPP_N_2_RMPA | SPP_N | RMPA | External | Summer | B1 | 10 | 210 | 210 | 95.37 | 103.44 | 5 | 3.08
2020 | SPP_N_2_RMPA | SPP_N | RMPA | External | Summer | B2 | 25 | 210 | 0 | 98.46 | 103.44 | 5 | 0
2020 | SPP_N_2_RMPA | SPP_N | RMPA | External | Summer | B3 | 75 | 210 | 0 | 98.46 | 103.44 | 5 | 0
2020 | SPP_N_2_RMPA | SPP_N | RMPA | External | Summer | B4 | 100 | 210 | 0 | 95.4 | 97.24 | 5 | 0
2020 | SPP_N_2_RMPA | SPP_N | RMPA | External | Summer | B5 | 200 | 210 | 0 | 92.7 | 89.06 | 5 | 0
2020 | SPP_N_2_RMPA | SPP_N | RMPA | External | Summer | B6 | 300 | 210 | 0 | 78.97 | 81.35 | 5 | 0
2020 | SPP_N_2_RMPA | SPP_N | RMPA | External | Summer | B7 | 400 | 210 | 0 | 65.78 | 68.5 | 5 | 0
2020 | SPP_N_2_RMPA | SPP_N | RMPA | External | Summer | B8 | 500 | 210 | 0 | 63.72 | 68.5 | 5 | 0
2020 | SPP_N_2_RMPA | SPP_N | RMPA | External | Summer | B9 | 800 | 210 | 146 | 62.55 | 67.55 | 5 | 0
2020 | SPP_N_2_RMPA | SPP_N | RMPA | External | Summer | B10 | 1262 | 210 | 210 | 56.66 | 65.02 | 5 | 3.36
2020 | SPP_N_2_RMPA | SPP_N | RMPA | External | Winter | B16 | 25 | 210 | 129.02 | 75.33 | 80.33 | 5 | 0
2020 | SPP_N_2_RMPA | SPP_N | RMPA | External | Winter | B17 | 100 | 210 | 210 | 64.51 | 73.61 | 5 | 4.1
2020 | SPP_N_2_RMPA | SPP_N | RMPA | External | Winter | B18 | 400 | 210 | 210 | 62.71 | 73.55 | 5 | 5.84
2020 | SPP_N_2_RMPA | SPP_N | RMPA | External | Winter | B19 | 700 | 210 | 210 | 59.29 | 73.55 | 5 | 9.25
2020 | SPP_N_2_RMPA | SPP_N | RMPA | External | Winter | B20 | 935 | 210 | 210 | 55.09 | 61.64 | 5 | 1.55
2020 | SPP_S_2_ERCOT | SPP_S | ERCOT | External | Shoulder | B11 | 25 | 800 | 800 | 75.94 | 95.83 | 5 | 14.88
2020 | SPP_S_2_ERCOT | SPP_S | ERCOT | External | Shoulder | B12 | 200 | 800 | 800 | 63.66 | 69.91 | 5 | 1.24
2020 | SPP_S_2_ERCOT | SPP_S | ERCOT | External | Shoulder | B13 | 600 | 800 | 0 | 62.59 | 65.2 | 5 | 0
2020 | SPP_S_2_ERCOT | SPP_S | ERCOT | External | Shoulder | B14 | 900 | 800 | 800 | 54.67 | 65.2 | 5 | 5.53
2020 | SPP_S_2_ERCOT | SPP_S | ERCOT | External | Shoulder | B15 | 1203 | 800 | 800 | 50.51 | 65.2 | 5 | 9.69
2020 | SPP_S_2_ERCOT | SPP_S | ERCOT | External | Summer | B1 | 10 | 800 | 800 | 93.55 | 751.19 | 5 | 652.64
2020 | SPP_S_2_ERCOT | SPP_S | ERCOT | External | Summer | B2 | 25 | 800 | 800 | 94.34 | 108.12 | 5 | 8.78
2020 | SPP_S_2_ERCOT | SPP_S | ERCOT | External | Summer | B3 | 75 | 800 | 800 | 98.44 | 108.12 | 5 | 4.68
2020 | SPP_S_2_ERCOT | SPP_S | ERCOT | External | Summer | B4 | 100 | 800 | 33.52 | 92.77 | 97.77 | 5 | 0
2020 | SPP_S_2_ERCOT | SPP_S | ERCOT | External | Summer | B5 | 200 | 800 | 0 | 92.71 | 94.13 | 5 | 0
2020 | SPP_S_2_ERCOT | SPP_S | ERCOT | External | Summer | B6 | 300 | 800 | 800 | 78.99 | 94.13 | 5 | 10.14
2020 | SPP_S_2_ERCOT | SPP_S | ERCOT | External | Summer | B7 | 400 | 800 | 0 | 65.79 | 69.94 | 5 | 0
2020 | SPP_S_2_ERCOT | SPP_S | ERCOT | External | Summer | B8 | 500 | 800 | 0 | 63.87 | 64.49 | 5 | 0
2020 | SPP_S_2_ERCOT | SPP_S | ERCOT | External | Summer | B9 | 800 | 800 | 0 | 62.71 | 64.06 | 5 | 0
2020 | SPP_S_2_ERCOT | SPP_S | ERCOT | External | Summer | B10 | 1262 | 800 | 800 | 56.81 | 64.06 | 5 | 2.25
2020 | SPP_S_2_ERCOT | SPP_S | ERCOT | External | Winter | B16 | 25 | 800 | 0 | 74.61 | 78.73 | 5 | 0
2020 | SPP_S_2_ERCOT | SPP_S | ERCOT | External | Winter | B17 | 100 | 800 | 295.74 | 64.53 | 69.53 | 5 | 0
2020 | SPP_S_2_ERCOT | SPP_S | ERCOT | External | Winter | B18 | 400 | 800 | 0 | 62.72 | 67.67 | 5 | 0
2020 | SPP_S_2_ERCOT | SPP_S | ERCOT | External | Winter | B19 | 700 | 800 | 800 | 59.31 | 67.67 | 5 | 3.36
2020 | SPP_S_2_ERCOT | SPP_S | ERCOT | External | Winter | B20 | 935 | 800 | 800 | 55.1 | 67.67 | 5 | 7.56
2025 | AZ_NM_SNV_Coal_2_SPP_S | AZ_NM_SNV_Coal | SPP_S | External | Shoulder | B11 | 25 | 400 | 0 | 73.14 | 70.64 | 8.17 | 0
2025 | AZ_NM_SNV_Coal_2_SPP_S | AZ_NM_SNV_Coal | SPP_S | External | Shoulder | B12 | 200 | 400 | 0 | 72.47 | 56.8 | 8.17 | 0
2025 | AZ_NM_SNV_Coal_2_SPP_S | AZ_NM_SNV_Coal | SPP_S | External | Shoulder | B13 | 600 | 400 | 0 | 72.47 | 49.79 | 8.17 | 0
2025 | AZ_NM_SNV_Coal_2_SPP_S | AZ_NM_SNV_Coal | SPP_S | External | Shoulder | B14 | 900 | 400 | 0 | 72.47 | 45.85 | 8.17 | 0
2025 | AZ_NM_SNV_Coal_2_SPP_S | AZ_NM_SNV_Coal | SPP_S | External | Shoulder | B15 | 1203 | 400 | 0 | 72.47 | 31.59 | 8.17 | 0
2025 | AZ_NM_SNV_Coal_2_SPP_S | AZ_NM_SNV_Coal | SPP_S | External | Summer | B1 | 10 | 400 | 0 | 751.2 | 447.05 | 8.17 | 0
2025 | AZ_NM_SNV_Coal_2_SPP_S | AZ_NM_SNV_Coal | SPP_S | External | Summer | B2 | 25 | 400 | 0 | 422.16 | 400.67 | 8.17 | 0
2025 | AZ_NM_SNV_Coal_2_SPP_S | AZ_NM_SNV_Coal | SPP_S | External | Summer | B3 | 75 | 400 | 0 | 131.55 | 120.68 | 8.17 | 0
2025 | AZ_NM_SNV_Coal_2_SPP_S | AZ_NM_SNV_Coal | SPP_S | External | Summer | B4 | 100 | 400 | 0 | 120.14 | 108.78 | 8.17 | 0
2025 | AZ_NM_SNV_Coal_2_SPP_S | AZ_NM_SNV_Coal | SPP_S | External | Summer | B5 | 200 | 400 | 0 | 112.45 | 100.19 | 8.17 | 0
2025 | AZ_NM_SNV_Coal_2_SPP_S | AZ_NM_SNV_Coal | SPP_S | External | Summer | B6 | 300 | 400 | 0 | 95.41 | 97.68 | 8.17 | 0
2025 | AZ_NM_SNV_Coal_2_SPP_S | AZ_NM_SNV_Coal | SPP_S | External | Summer | B7 | 400 | 400 | 0 | 87.26 | 74.1 | 8.17 | 0
2025 | AZ_NM_SNV_Coal_2_SPP_S | AZ_NM_SNV_Coal | SPP_S | External | Summer | B8 | 500 | 400 | 0 | 87.26 | 69.03 | 8.17 | 0
2025 | AZ_NM_SNV_Coal_2_SPP_S | AZ_NM_SNV_Coal | SPP_S | External | Summer | B9 | 800 | 400 | 0 | 80.85 | 66.28 | 8.17 | 0
2025 | AZ_NM_SNV_Coal_2_SPP_S | AZ_NM_SNV_Coal | SPP_S | External | Summer | B10 | 1262 | 400 | 0 | 70.93 | 46.15 | 8.17 | 0
2025 | AZ_NM_SNV_Coal_2_SPP_S | AZ_NM_SNV_Coal | SPP_S | External | Winter | B16 | 25 | 400 | 0 | 76.57 | 65.16 | 8.17 | 0
2025 | AZ_NM_SNV_Coal_2_SPP_S | AZ_NM_SNV_Coal | SPP_S | External | Winter | B17 | 100 | 400 | 0 | 75.83 | 52.7 | 8.17 | 0
2025 | AZ_NM_SNV_Coal_2_SPP_S | AZ_NM_SNV_Coal | SPP_S | External | Winter | B18 | 400 | 400 | 0 | 75.83 | 54.59 | 8.17 | 0
2025 | AZ_NM_SNV_Coal_2_SPP_S | AZ_NM_SNV_Coal | SPP_S | External | Winter | B19 | 700 | 400 | 0 | 75.83 | 48.96 | 8.17 | 0
2025 | AZ_NM_SNV_Coal_2_SPP_S | AZ_NM_SNV_Coal | SPP_S | External | Winter | B20 | 935 | 400 | 0 | 75.83 | 39.16 | 8.17 | 0
2025 | ERCOT_2_SPP_S | ERCOT | SPP_S | External | Shoulder | B11 | 25 | 800 | 0 | 81.97 | 70.64 | 8 | 0
2025 | ERCOT_2_SPP_S | ERCOT | SPP_S | External | Shoulder | B12 | 200 | 800 | 0 | 70.39 | 56.8 | 8 | 0
2025 | ERCOT_2_SPP_S | ERCOT | SPP_S | External | Shoulder | B13 | 600 | 800 | 0 | 70.39 | 49.79 | 8 | 0
2025 | ERCOT_2_SPP_S | ERCOT | SPP_S | External | Shoulder | B14 | 900 | 800 | 0 | 70.39 | 45.85 | 8 | 0
2025 | ERCOT_2_SPP_S | ERCOT | SPP_S | External | Shoulder | B15 | 1203 | 800 | 0 | 70.39 | 31.59 | 8 | 0
2025 | ERCOT_2_SPP_S | ERCOT | SPP_S | External | Summer | B1 | 10 | 800 | 0 | 751.19 | 447.05 | 8 | 0
2025 | ERCOT_2_SPP_S | ERCOT | SPP_S | External | Summer | B2 | 25 | 800 | 0 | 751.19 | 400.67 | 8 | 0
2025 | ERCOT_2_SPP_S | ERCOT | SPP_S | External | Summer | B3 | 75 | 800 | 0 | 406.55 | 120.68 | 8 | 0
2025 | ERCOT_2_SPP_S | ERCOT | SPP_S | External | Summer | B4 | 100 | 800 | 0 | 116.34 | 108.78 | 8 | 0
2025 | ERCOT_2_SPP_S | ERCOT | SPP_S | External | Summer | B5 | 200 | 800 | 0 | 105.19 | 100.19 | 8 | 0
2025 | ERCOT_2_SPP_S | ERCOT | SPP_S | External | Summer | B6 | 300 | 800 | 800 | 81.97 | 97.68 | 8 | 7.71
2025 | ERCOT_2_SPP_S | ERCOT | SPP_S | External | Summer | B7 | 400 | 800 | 0 | 75.5 | 74.1 | 8 | 0
2025 | ERCOT_2_SPP_S | ERCOT | SPP_S | External | Summer | B8 | 500 | 800 | 0 | 69.14 | 69.03 | 8 | 0
2025 | ERCOT_2_SPP_S | ERCOT | SPP_S | External | Summer | B9 | 800 | 800 | 0 | 69.14 | 66.28 | 8 | 0
2025 | ERCOT_2_SPP_S | ERCOT | SPP_S | External | Summer | B10 | 1262 | 800 | 0 | 69.14 | 46.15 | 8 | 0
2025 | ERCOT_2_SPP_S | ERCOT | SPP_S | External | Winter | B16 | 25 | 800 | 0 | 73.11 | 65.16 | 8 | 0
2025 | ERCOT_2_SPP_S | ERCOT | SPP_S | External | Winter | B17 | 100 | 800 | 0 | 73.11 | 52.7 | 8 | 0
2025 | ERCOT_2_SPP_S | ERCOT | SPP_S | External | Winter | B18 | 400 | 800 | 0 | 73.11 | 54.59 | 8 | 0
2025 | ERCOT_2_SPP_S | ERCOT | SPP_S | External | Winter | B19 | 700 | 800 | 0 | 73.11 | 48.96 | 8 | 0
2025 | ERCOT_2_SPP_S | ERCOT | SPP_S | External | Winter | B20 | 935 | 800 | 0 | 72.4 | 39.16 | 8 | 0
2025 | MAPP_US_2_RMPA | MAPP_US | RMPA | External | Shoulder | B11 | 25 | 200 | 200 | 67.87 | 76.42 | 8 | 0.56
2025 | MAPP_US_2_RMPA | MAPP_US | RMPA | External | Shoulder | B12 | 200 | 200 | 200 | 59.12 | 76.42 | 8 | 9.31
2025 | MAPP_US_2_RMPA | MAPP_US | RMPA | External | Shoulder | B13 | 600 | 200 | 200 | 53.2 | 76.42 | 8 | 15.22
2025 | MAPP_US_2_RMPA | MAPP_US | RMPA | External | Shoulder | B14 | 900 | 200 | 200 | 50.78 | 76.42 | 8 | 17.64
2025 | MAPP_US_2_RMPA | MAPP_US | RMPA | External | Shoulder | B15 | 1203 | 200 | 200 | 40.97 | 76.42 | 8 | 27.45
2025 | MAPP_US_2_RMPA | MAPP_US | RMPA | External | Summer | B1 | 10 | 200 | 0 | 459.01 | 451.01 | 8 | 0
2025 | MAPP_US_2_RMPA | MAPP_US | RMPA | External | Summer | B2 | 25 | 200 | 0 | 409.16 | 397.71 | 8 | 0
2025 | MAPP_US_2_RMPA | MAPP_US | RMPA | External | Summer | B3 | 75 | 200 | 0 | 119.19 | 112.66 | 8 | 0
2025 | MAPP_US_2_RMPA | MAPP_US | RMPA | External | Summer | B4 | 100 | 200 | 200 | 101.75 | 111.97 | 8 | 2.22
2025 | MAPP_US_2_RMPA | MAPP_US | RMPA | External | Summer | B5 | 200 | 200 | 200 | 96.82 | 108.38 | 8 | 3.56
2025 | MAPP_US_2_RMPA | MAPP_US | RMPA | External | Summer | B6 | 300 | 200 | 200 | 91.1 | 102.67 | 8 | 3.57
2025 | MAPP_US_2_RMPA | MAPP_US | RMPA | External | Summer | B7 | 400 | 200 | 200 | 63.95 | 95.41 | 8 | 23.47
2025 | MAPP_US_2_RMPA | MAPP_US | RMPA | External | Summer | B8 | 500 | 200 | 200 | 57.14 | 79.09 | 8 | 13.95
2025 | MAPP_US_2_RMPA | MAPP_US | RMPA | External | Summer | B9 | 800 | 200 | 200 | 54.39 | 77.96 | 8 | 15.57
2025 | MAPP_US_2_RMPA | MAPP_US | RMPA | External | Summer | B10 | 1262 | 200 | 200 | 41.91 | 77.96 | 8 | 28.05
2025 | MAPP_US_2_RMPA | MAPP_US | RMPA | External | Winter | B16 | 25 | 200 | 200 | 68.51 | 92.91 | 8 | 16.4
2025 | MAPP_US_2_RMPA | MAPP_US | RMPA | External | Winter | B17 | 100 | 200 | 200 | 59.51 | 80.16 | 8 | 12.65
2025 | MAPP_US_2_RMPA | MAPP_US | RMPA | External | Winter | B18 | 400 | 200 | 200 | 55.68 | 80.16 | 8 | 16.48
2025 | MAPP_US_2_RMPA | MAPP_US | RMPA | External | Winter | B19 | 700 | 200 | 200 | 54.38 | 80.16 | 8 | 17.78
2025 | MAPP_US_2_RMPA | MAPP_US | RMPA | External | Winter | B20 | 935 | 200 | 200 | 44.51 | 78.16 | 8 | 25.65
2025 | NE_2_RMPA | NE | RMPA | External | Shoulder | B11 | 25 | 310 | 310 | 70.61 | 76.42 | 5 | 0.81
2025 | NE_2_RMPA | NE | RMPA | External | Shoulder | B12 | 200 | 310 | 310 | 55.66 | 76.42 | 5 | 15.76
2025 | NE_2_RMPA | NE | RMPA | External | Shoulder | B13 | 600 | 310 | 310 | 49.76 | 76.42 | 5 | 21.66
2025 | NE_2_RMPA | NE | RMPA | External | Shoulder | B14 | 900 | 310 | 310 | 47.33 | 76.42 | 5 | 24.09
2025 | NE_2_RMPA | NE | RMPA | External | Shoulder | B15 | 1203 | 310 | 310 | 37.52 | 76.42 | 5 | 33.91
2025 | NE_2_RMPA | NE | RMPA | External | Summer | B1 | 10 | 310 | 0 | 455.55 | 451.01 | 5 | 0
2025 | NE_2_RMPA | NE | RMPA | External | Summer | B2 | 25 | 310 | 0 | 405.71 | 397.71 | 5 | 0
2025 | NE_2_RMPA | NE | RMPA | External | Summer | B3 | 75 | 310 | 0 | 120.66 | 112.66 | 5 | 0
2025 | NE_2_RMPA | NE | RMPA | External | Summer | B4 | 100 | 310 | 0 | 108.75 | 111.97 | 5 | 0
2025 | NE_2_RMPA | NE | RMPA | External | Summer | B5 | 200 | 310 | 303.16 | 103.38 | 108.38 | 5 | 0
2025 | NE_2_RMPA | NE | RMPA | External | Summer | B6 | 300 | 310 | 310 | 97.66 | 102.67 | 5 | 0.01
2025 | NE_2_RMPA | NE | RMPA | External | Summer | B7 | 400 | 310 | 310 | 70.95 | 95.41 | 5 | 19.47
2025 | NE_2_RMPA | NE | RMPA | External | Summer | B8 | 500 | 310 | 310 | 64.15 | 79.09 | 5 | 9.94
2025 | NE_2_RMPA | NE | RMPA | External | Summer | B9 | 800 | 310 | 310 | 61.39 | 77.96 | 5 | 11.57
2025 | NE_2_RMPA | NE | RMPA | External | Summer | B10 | 1262 | 310 | 310 | 41.27 | 77.96 | 5 | 31.69
2025 | NE_2_RMPA | NE | RMPA | External | Winter | B16 | 25 | 310 | 310 | 65.07 | 92.91 | 5 | 22.85
2025 | NE_2_RMPA | NE | RMPA | External | Winter | B17 | 100 | 310 | 310 | 56.06 | 80.16 | 5 | 19.1
2025 | NE_2_RMPA | NE | RMPA | External | Winter | B18 | 400 | 310 | 310 | 52.23 | 80.16 | 5 | 22.93
2025 | NE_2_RMPA | NE | RMPA | External | Winter | B19 | 700 | 310 | 310 | 50.92 | 80.16 | 5 | 24.24
2025 | NE_2_RMPA | NE | RMPA | External | Winter | B20 | 935 | 310 | 310 | 41.05 | 78.16 | 5 | 32.11
2025 | NWPP_Coal_2_MAPP_US | NWPP_Coal | MAPP_US | External | Shoulder | B11 | 25 | 150 | 0 | 80.63 | 67.87 | 8 | 0
2025 | NWPP_Coal_2_MAPP_US | NWPP_Coal | MAPP_US | External | Shoulder | B12 | 200 | 150 | 0 | 80.63 | 59.12 | 8 | 0
2025 | NWPP_Coal_2_MAPP_US | NWPP_Coal | MAPP_US | External | Shoulder | B13 | 600 | 150 | 0 | 80.63 | 53.2 | 8 | 0
2025 | NWPP_Coal_2_MAPP_US | NWPP_Coal | MAPP_US | External | Shoulder | B14 | 900 | 150 | 0 | 80.63 | 50.78 | 8 | 0
2025 | NWPP_Coal_2_MAPP_US | NWPP_Coal | MAPP_US | External | Shoulder | B15 | 1203 | 150 | 0 | 80.63 | 40.97 | 8 | 0
2025 | NWPP_Coal_2_MAPP_US | NWPP_Coal | MAPP_US | External | Summer | B1 | 10 | 150 | 150 | 106.04 | 459.01 | 8 | 344.96
2025 | NWPP_Coal_2_MAPP_US | NWPP_Coal | MAPP_US | External | Summer | B2 | 25 | 150 | 150 | 99.65 | 409.16 | 8 | 301.5
2025 | NWPP_Coal_2_MAPP_US | NWPP_Coal | MAPP_US | External | Summer | B3 | 75 | 150 | 150 | 87.25 | 119.19 | 8 | 23.94
2025 | NWPP_Coal_2_MAPP_US | NWPP_Coal | MAPP_US | External | Summer | B4 | 100 | 150 | 150 | 87.25 | 101.75 | 8 | 6.5
2025 | NWPP_Coal_2_MAPP_US | NWPP_Coal | MAPP_US | External | Summer | B5 | 200 | 150 | 150 | 87.25 | 96.82 | 8 | 1.57
2025 | NWPP_Coal_2_MAPP_US | NWPP_Coal | MAPP_US | External | Summer | B6 | 300 | 150 | 0 | 87.25 | 91.1 | 8 | 0
2025 | NWPP_Coal_2_MAPP_US | NWPP_Coal | MAPP_US | External | Summer | B7 | 400 | 150 | 0 | 87.25 | 63.95 | 8 | 0
2025 | NWPP_Coal_2_MAPP_US | NWPP_Coal | MAPP_US | External | Summer | B8 | 500 | 150 | 0 | 87.25 | 57.14 | 8 | 0
2025 | NWPP_Coal_2_MAPP_US | NWPP_Coal | MAPP_US | External | Summer | B9 | 800 | 150 | 0 | 87.25 | 54.39 | 8 | 0
2025 | NWPP_Coal_2_MAPP_US | NWPP_Coal | MAPP_US | External | Summer | B10 | 1262 | 150 | 0 | 87.25 | 41.91 | 8 | 0
2025 | NWPP_Coal_2_MAPP_US | NWPP_Coal | MAPP_US | External | Winter | B16 | 25 | 150 | 0 | 84.75 | 68.51 | 8 | 0
2025 | NWPP_Coal_2_MAPP_US | NWPP_Coal | MAPP_US | External | Winter | B17 | 100 | 150 | 0 | 84.75 | 59.51 | 8 | 0
2025 | NWPP_Coal_2_MAPP_US | NWPP_Coal | MAPP_US | External | Winter | B18 | 400 | 150 | 0 | 84.75 | 55.68 | 8 | 0
2025 | NWPP_Coal_2_MAPP_US | NWPP_Coal | MAPP_US | External | Winter | B19 | 700 | 150 | 0 | 84.75 | 54.38 | 8 | 0
2025 | NWPP_Coal_2_MAPP_US | NWPP_Coal | MAPP_US | External | Winter | B20 | 935 | 150 | 0 | 84.75 | 44.51 | 8 | 0
2025 | RMPA_2_MAPP_US | RMPA | MAPP_US | External | Shoulder | B11 | 25 | 200 | 0 | 76.42 | 67.87 | 8 | 0
2025 | RMPA_2_MAPP_US | RMPA | MAPP_US | External | Shoulder | B12 | 200 | 200 | 0 | 76.42 | 59.12 | 8 | 0
2025 | RMPA_2_MAPP_US | RMPA | MAPP_US | External | Shoulder | B13 | 600 | 200 | 0 | 76.42 | 53.2 | 8 | 0
2025 | RMPA_2_MAPP_US | RMPA | MAPP_US | External | Shoulder | B14 | 900 | 200 | 0 | 76.42 | 50.78 | 8 | 0
2025 | RMPA_2_MAPP_US | RMPA | MAPP_US | External | Shoulder | B15 | 1203 | 200 | 0 | 76.42 | 40.97 | 8 | 0
2025 | RMPA_2_MAPP_US | RMPA | MAPP_US | External | Summer | B1 | 10 | 200 | 37.24 | 451.01 | 459.01 | 8 | 0
2025 | RMPA_2_MAPP_US | RMPA | MAPP_US | External | Summer | B2 | 25 | 200 | 200 | 397.71 | 409.16 | 8 | 3.44
2025 | RMPA_2_MAPP_US | RMPA | MAPP_US | External | Summer | B3 | 75 | 200 | 0 | 112.66 | 119.19 | 8 | 0
2025 | RMPA_2_MAPP_US | RMPA | MAPP_US | External | Summer | B4 | 100 | 200 | 0 | 111.97 | 101.75 | 8 | 0
2025 | RMPA_2_MAPP_US | RMPA | MAPP_US | External | Summer | B5 | 200 | 200 | 0 | 108.38 | 96.82 | 8 | 0
2025 | RMPA_2_MAPP_US | RMPA | MAPP_US | External | Summer | B6 | 300 | 200 | 0 | 102.67 | 91.1 | 8 | 0
2025 | RMPA_2_MAPP_US | RMPA | MAPP_US | External | Summer | B7 | 400 | 200 | 0 | 95.41 | 63.95 | 8 | 0
2025 | RMPA_2_MAPP_US | RMPA | MAPP_US | External | Summer | B8 | 500 | 200 | 0 | 79.09 | 57.14 | 8 | 0
2025 | RMPA_2_MAPP_US | RMPA | MAPP_US | External | Summer | B9 | 800 | 200 | 0 | 77.96 | 54.39 | 8 | 0
2025 | RMPA_2_MAPP_US | RMPA | MAPP_US | External | Summer | B10 | 1262 | 200 | 0 | 77.96 | 41.91 | 8 | 0
2025 | RMPA_2_MAPP_US | RMPA | MAPP_US | External | Winter | B16 | 25 | 200 | 0 | 92.91 | 68.51 | 8 | 0
2025 | RMPA_2_MAPP_US | RMPA | MAPP_US | External | Winter | B17 | 100 | 200 | 0 | 80.16 | 59.51 | 8 | 0
2025 | RMPA_2_MAPP_US | RMPA | MAPP_US | External | Winter | B18 | 400 | 200 | 0 | 80.16 | 55.68 | 8 | 0
2025 | RMPA_2_MAPP_US | RMPA | MAPP_US | External | Winter | B19 | 700 | 200 | 0 | 80.16 | 54.38 | 8 | 0
2025 | RMPA_2_MAPP_US | RMPA | MAPP_US | External | Winter | B20 | 935 | 200 | 0 | 78.16 | 44.51 | 8 | 0
2025 | RMPA_2_NE | RMPA | NE | External | Shoulder | B11 | 25 | 310 | 0 | 76.42 | 70.61 | 8 | 0
2025 | RMPA_2_NE | RMPA | NE | External | Shoulder | B12 | 200 | 310 | 0 | 76.42 | 55.66 | 8 | 0
2025 | RMPA_2_NE | RMPA | NE | External | Shoulder | B13 | 600 | 310 | 0 | 76.42 | 49.76 | 8 | 0
2025 | RMPA_2_NE | RMPA | NE | External | Shoulder | B14 | 900 | 310 | 0 | 76.42 | 47.33 | 8 | 0
2025 | RMPA_2_NE | RMPA | NE | External | Shoulder | B15 | 1203 | 310 | 0 | 76.42 | 37.52 | 8 | 0
2025 | RMPA_2_NE | RMPA | NE | External | Summer | B1 | 10 | 310 | 0 | 451.01 | 455.55 | 8 | 0
2025 | RMPA_2_NE | RMPA | NE | External | Summer | B2 | 25 | 310 | 198.46 | 397.71 | 405.71 | 8 | 0
2025 | RMPA_2_NE | RMPA | NE | External | Summer | B3 | 75 | 310 | 205.83 | 112.66 | 120.66 | 8 | 0
2025 | RMPA_2_NE | RMPA | NE | External | Summer | B4 | 100 | 310 | 0 | 111.97 | 108.75 | 8 | 0
2025 | RMPA_2_NE | RMPA | NE | External | Summer | B5 | 200 | 310 | 0 | 108.38 | 103.38 | 8 | 0
2025 | RMPA_2_NE | RMPA | NE | External | Summer | B6 | 300 | 310 | 0 | 102.67 | 97.66 | 8 | 0
2025 | RMPA_2_NE | RMPA | NE | External | Summer | B7 | 400 | 310 | 0 | 95.41 | 70.95 | 8 | 0
2025 | RMPA_2_NE | RMPA | NE | External | Summer | B8 | 500 | 310 | 0 | 79.09 | 64.15 | 8 | 0
2025 | RMPA_2_NE | RMPA | NE | External | Summer | B9 | 800 | 310 | 0 | 77.96 | 61.39 | 8 | 0
2025 | RMPA_2_NE | RMPA | NE | External | Summer | B10 | 1262 | 310 | 0 | 77.96 | 41.27 | 8 | 0
2025 | RMPA_2_NE | RMPA | NE | External | Winter | B16 | 25 | 310 | 0 | 92.91 | 65.07 | 8 | 0
2025 | RMPA_2_NE | RMPA | NE | External | Winter | B17 | 100 | 310 | 0 | 80.16 | 56.06 | 8 | 0
2025 | RMPA_2_NE | RMPA | NE | External | Winter | B18 | 400 | 310 | 0 | 80.16 | 52.23 | 8 | 0
2025 | RMPA_2_NE | RMPA | NE | External | Winter | B19 | 700 | 310 | 0 | 80.16 | 50.92 | 8 | 0
2025 | RMPA_2_NE | RMPA | NE | External | Winter | B20 | 935 | 310 | 0 | 78.16 | 41.05 | 8 | 0
2025 | RMPA_2_SPP_N | RMPA | SPP_N | External | Shoulder | B11 | 25 | 210 | 0 | 76.42 | 70.63 | 8 | 0
2025 | RMPA_2_SPP_N | RMPA | SPP_N | External | Shoulder | B12 | 200 | 210 | 0 | 76.42 | 55.67 | 8 | 0
2025 | RMPA_2_SPP_N | RMPA | SPP_N | External | Shoulder | B13 | 600 | 210 | 0 | 76.42 | 49.77 | 8 | 0
2025 | RMPA_2_SPP_N | RMPA | SPP_N | External | Shoulder | B14 | 900 | 210 | 0 | 76.42 | 45.87 | 8 | 0
2025 | RMPA_2_SPP_N | RMPA | SPP_N | External | Shoulder | B15 | 1203 | 210 | 0 | 76.42 | 36.71 | 8 | 0
2025 | RMPA_2_SPP_N | RMPA | SPP_N | External | Summer | B1 | 10 | 210 | 0 | 451.01 | 452.18 | 8 | 0
2025 | RMPA_2_SPP_N | RMPA | SPP_N | External | Summer | B2 | 25 | 210 | 210 | 397.71 | 405.79 | 8 | 0.08
2025 | RMPA_2_SPP_N | RMPA | SPP_N | External | Summer | B3 | 75 | 210 | 210 | 112.66 | 120.67 | 8 | 0.01
2025 | RMPA_2_SPP_N | RMPA | SPP_N | External | Summer | B4 | 100 | 210 | 0 | 111.97 | 108.76 | 8 | 0
2025 | RMPA_2_SPP_N | RMPA | SPP_N | External | Summer | B5 | 200 | 210 | 0 | 108.38 | 103.39 | 8 | 0
2025 | RMPA_2_SPP_N | RMPA | SPP_N | External | Summer | B6 | 300 | 210 | 0 | 102.67 | 97.67 | 8 | 0
2025 | RMPA_2_SPP_N | RMPA | SPP_N | External | Summer | B7 | 400 | 210 | 0 | 95.41 | 74.09 | 8 | 0
2025 | RMPA_2_SPP_N | RMPA | SPP_N | External | Summer | B8 | 500 | 210 | 0 | 79.09 | 67.3 | 8 | 0
2025 | RMPA_2_SPP_N | RMPA | SPP_N | External | Summer | B9 | 800 | 210 | 0 | 77.96 | 64.54 | 8 | 0
2025 | RMPA_2_SPP_N | RMPA | SPP_N | External | Summer | B10 | 1262 | 210 | 0 | 77.96 | 44.41 | 8 | 0
2025 | RMPA_2_SPP_N | RMPA | SPP_N | External | Winter | B16 | 25 | 210 | 0 | 92.91 | 65.15 | 8 | 0
2025 | RMPA_2_SPP_N | RMPA | SPP_N | External | Winter | B17 | 100 | 210 | 0 | 80.16 | 52.69 | 8 | 0
2025 | RMPA_2_SPP_N | RMPA | SPP_N | External | Winter | B18 | 400 | 210 | 0 | 80.16 | 54.58 | 8 | 0
2025 | RMPA_2_SPP_N | RMPA | SPP_N | External | Winter | B19 | 700 | 210 | 0 | 80.16 | 48.95 | 8 | 0
2025 | RMPA_2_SPP_N | RMPA | SPP_N | External | Winter | B20 | 935 | 210 | 0 | 78.16 | 39.15 | 8 | 0
2025 | SPP_N_2_RMPA | SPP_N | RMPA | External | Shoulder | B11 | 25 | 210 | 210 | 70.63 | 76.42 | 5 | 0.8
2025 | SPP_N_2_RMPA | SPP_N | RMPA | External | Shoulder | B12 | 200 | 210 | 210 | 55.67 | 76.42 | 5 | 15.75
2025 | SPP_N_2_RMPA | SPP_N | RMPA | External | Shoulder | B13 | 600 | 210 | 210 | 49.77 | 76.42 | 5 | 21.65
2025 | SPP_N_2_RMPA | SPP_N | RMPA | External | Shoulder | B14 | 900 | 210 | 210 | 45.87 | 76.42 | 5 | 25.56
2025 | SPP_N_2_RMPA | SPP_N | RMPA | External | Shoulder | B15 | 1203 | 210 | 210 | 36.71 | 76.42 | 5 | 34.71
2025 | SPP_N_2_RMPA | SPP_N | RMPA | External | Summer | B1 | 10 | 210 | 0 | 452.18 | 451.01 | 5 | 0
2025 | SPP_N_2_RMPA | SPP_N | RMPA | External | Summer | B2 | 25 | 210 | 0 | 405.79 | 397.71 | 5 | 0
2025 | SPP_N_2_RMPA | SPP_N | RMPA | External | Summer | B3 | 75 | 210 | 0 | 120.67 | 112.66 | 5 | 0
2025 | SPP_N_2_RMPA | SPP_N | RMPA | External | Summer | B4 | 100 | 210 | 0 | 108.76 | 111.97 | 5 | 0
2025 | SPP_N_2_RMPA | SPP_N | RMPA | External | Summer | B5 | 200 | 210 | 0 | 103.39 | 108.38 | 5 | 0
2025 | SPP_N_2_RMPA | SPP_N | RMPA | External | Summer | B6 | 300 | 210 | 190 | 97.67 | 102.67 | 5 | 0
2025 | SPP_N_2_RMPA | SPP_N | RMPA | External | Summer | B7 | 400 | 210 | 210 | 74.09 | 95.41 | 5 | 16.32
2025 | SPP_N_2_RMPA | SPP_N | RMPA | External | Summer | B8 | 500 | 210 | 210 | 67.3 | 79.09 | 5 | 6.8
2025 | SPP_N_2_RMPA | SPP_N | RMPA | External | Summer | B9 | 800 | 210 | 210 | 64.54 | 77.96 | 5 | 8.42
2025 | SPP_N_2_RMPA | SPP_N | RMPA | External | Summer | B10 | 1262 | 210 | 210 | 44.41 | 77.96 | 5 | 28.55
2025 | SPP_N_2_RMPA | SPP_N | RMPA | External | Winter | B16 | 25 | 210 | 210 | 65.15 | 92.91 | 5 | 22.76
2025 | SPP_N_2_RMPA | SPP_N | RMPA | External | Winter | B17 | 100 | 210 | 210 | 52.69 | 80.16 | 5 | 22.47
2025 | SPP_N_2_RMPA | SPP_N | RMPA | External | Winter | B18 | 400 | 210 | 210 | 54.58 | 80.16 | 5 | 20.58
2025 | SPP_N_2_RMPA | SPP_N | RMPA | External | Winter | B19 | 700 | 210 | 210 | 48.95 | 80.16 | 5 | 26.21
2025 | SPP_N_2_RMPA | SPP_N | RMPA | External | Winter | B20 | 935 | 210 | 210 | 39.15 | 78.16 | 5 | 34.01
2025 | SPP_S_2_ERCOT | SPP_S | ERCOT | External | Shoulder | B11 | 25 | 800 | 800 | 70.64 | 81.97 | 5 | 6.33
2025 | SPP_S_2_ERCOT | SPP_S | ERCOT | External | Shoulder | B12 | 200 | 800 | 800 | 56.8 | 70.39 | 5 | 8.6
2025 | SPP_S_2_ERCOT | SPP_S | ERCOT | External | Shoulder | B13 | 600 | 800 | 800 | 49.79 | 70.39 | 5 | 15.61
2025 | SPP_S_2_ERCOT | SPP_S | ERCOT | External | Shoulder | B14 | 900 | 800 | 800 | 45.85 | 70.39 | 5 | 19.54
2025 | SPP_S_2_ERCOT | SPP_S | ERCOT | External | Shoulder | B15 | 1203 | 800 | 800 | 31.59 | 70.39 | 5 | 33.8
2025 | SPP_S_2_ERCOT | SPP_S | ERCOT | External | Summer | B1 | 10 | 800 | 800 | 447.05 | 751.19 | 5 | 299.13
2025 | SPP_S_2_ERCOT | SPP_S | ERCOT | External | Summer | B2 | 25 | 800 | 800 | 400.67 | 751.19 | 5 | 345.51
2025 | SPP_S_2_ERCOT | SPP_S | ERCOT | External | Summer | B3 | 75 | 800 | 800 | 120.68 | 406.55 | 5 | 280.86
2025 | SPP_S_2_ERCOT | SPP_S | ERCOT | External | Summer | B4 | 100 | 800 | 800 | 108.78 | 116.34 | 5 | 2.56
2025 | SPP_S_2_ERCOT | SPP_S | ERCOT | External | Summer | B5 | 200 | 800 | 383.82 | 100.19 | 105.19 | 5 | 0
2025 | SPP_S_2_ERCOT | SPP_S | ERCOT | External | Summer | B6 | 300 | 800 | 0 | 97.68 | 81.97 | 5 | 0
2025 | SPP_S_2_ERCOT | SPP_S | ERCOT | External | Summer | B7 | 400 | 800 | 0 | 74.1 | 75.5 | 5 | 0
2025 | SPP_S_2_ERCOT | SPP_S | ERCOT | External | Summer | B8 | 500 | 800 | 0 | 69.03 | 69.14 | 5 | 0
2025 | SPP_S_2_ERCOT | SPP_S | ERCOT | External | Summer | B9 | 800 | 800 | 0 | 66.28 | 69.14 | 5 | 0
2025 | SPP_S_2_ERCOT | SPP_S | ERCOT | External | Summer | B10 | 1262 | 800 | 800 | 46.15 | 69.14 | 5 | 17.99
2025 | SPP_S_2_ERCOT | SPP_S | ERCOT | External | Winter | B16 | 25 | 800 | 800 | 65.16 | 73.11 | 5 | 2.95
2025 | SPP_S_2_ERCOT | SPP_S | ERCOT | External | Winter | B17 | 100 | 800 | 800 | 52.7 | 73.11 | 5 | 15.41
2025 | SPP_S_2_ERCOT | SPP_S | ERCOT | External | Winter | B18 | 400 | 800 | 800 | 54.59 | 73.11 | 5 | 13.52
2025 | SPP_S_2_ERCOT | SPP_S | ERCOT | External | Winter | B19 | 700 | 800 | 800 | 48.96 | 73.11 | 5 | 19.15
2025 | SPP_S_2_ERCOT | SPP_S | ERCOT | External | Winter | B20 | 935 | 800 | 800 | 39.16 | 72.4 | 5 | 28.24
2030 | AZ_NM_SNV_Coal_2_SPP_S | AZ_NM_SNV_Coal | SPP_S | External | Shoulder | B11 | 25 | 400 | 0 | 92.65 | 70.72 | 8.17 | 0
2030 | AZ_NM_SNV_Coal_2_SPP_S | AZ_NM_SNV_Coal | SPP_S | External | Shoulder | B12 | 200 | 400 | 0 | 92.65 | 55.17 | 8.17 | 0
2030 | AZ_NM_SNV_Coal_2_SPP_S | AZ_NM_SNV_Coal | SPP_S | External | Shoulder | B13 | 600 | 400 | 0 | 92.65 | 55.17 | 8.17 | 0
2030 | AZ_NM_SNV_Coal_2_SPP_S | AZ_NM_SNV_Coal | SPP_S | External | Shoulder | B14 | 900 | 400 | 0 | 92.65 | 44.59 | 8.17 | 0
2030 | AZ_NM_SNV_Coal_2_SPP_S | AZ_NM_SNV_Coal | SPP_S | External | Shoulder | B15 | 1203 | 400 | 0 | 88.04 | 41.09 | 8.17 | 0
2030 | AZ_NM_SNV_Coal_2_SPP_S | AZ_NM_SNV_Coal | SPP_S | External | Summer | B1 | 10 | 400 | 0 | 751.2 | 132.89 | 8.17 | 0
2030 | AZ_NM_SNV_Coal_2_SPP_S | AZ_NM_SNV_Coal | SPP_S | External | Summer | B2 | 25 | 400 | 0 | 164.21 | 142.86 | 8.17 | 0
2030 | AZ_NM_SNV_Coal_2_SPP_S | AZ_NM_SNV_Coal | SPP_S | External | Summer | B3 | 75 | 400 | 0 | 164.21 | 144.62 | 8.17 | 0
2030 | AZ_NM_SNV_Coal_2_SPP_S | AZ_NM_SNV_Coal | SPP_S | External | Summer | B4 | 100 | 400 | 0 | 142.53 | 134.79 | 8.17 | 0
2030 | AZ_NM_SNV_Coal_2_SPP_S | AZ_NM_SNV_Coal | SPP_S | External | Summer | B5 | 200 | 400 | 65.67 | 106.73 | 114.9 | 8.17 | 0
2030 | AZ_NM_SNV_Coal_2_SPP_S | AZ_NM_SNV_Coal | SPP_S | External | Summer | B6 | 300 | 400 | 0 | 101.92 | 92.79 | 8.17 | 0
2030 | AZ_NM_SNV_Coal_2_SPP_S | AZ_NM_SNV_Coal | SPP_S | External | Summer | B7 | 400 | 400 | 0 | 98.58 | 88.44 | 8.17 | 0
2030 | AZ_NM_SNV_Coal_2_SPP_S | AZ_NM_SNV_Coal | SPP_S | External | Summer | B8 | 500 | 400 | 0 | 95.74 | 77.05 | 8.17 | 0
2030 | AZ_NM_SNV_Coal_2_SPP_S | AZ_NM_SNV_Coal | SPP_S | External | Summer | B9 | 800 | 400 | 0 | 93.4 | 65.47 | 8.17 | 0
2030 | AZ_NM_SNV_Coal_2_SPP_S | AZ_NM_SNV_Coal | SPP_S | External | Summer | B10 | 1262 | 400 | 0 | 90.68 | 42.08 | 8.17 | 0
2030 | AZ_NM_SNV_Coal_2_SPP_S | AZ_NM_SNV_Coal | SPP_S | External | Winter | B16 | 25 | 400 | 0 | 96.4 | 58.33 | 8.17 | 0
2030 | AZ_NM_SNV_Coal_2_SPP_S | AZ_NM_SNV_Coal | SPP_S | External | Winter | B17 | 100 | 400 | 0 | 95.87 | 58.33 | 8.17 | 0
2030 | AZ_NM_SNV_Coal_2_SPP_S | AZ_NM_SNV_Coal | SPP_S | External | Winter | B18 | 400 | 400 | 0 | 90.55 | 58.33 | 8.17 | 0
2030 | AZ_NM_SNV_Coal_2_SPP_S | AZ_NM_SNV_Coal | SPP_S | External | Winter | B19 | 700 | 400 | 0 | 90.55 | 51.61 | 8.17 | 0
2030 | AZ_NM_SNV_Coal_2_SPP_S | AZ_NM_SNV_Coal | SPP_S | External | Winter | B20 | 935 | 400 | 0 | 90.29 | 44.16 | 8.17 | 0
2030 | ERCOT_2_SPP_S | ERCOT | SPP_S | External | Shoulder | B11 | 25 | 800 | 0 | 98.38 | 70.72 | 8 | 0
2030 | ERCOT_2_SPP_S | ERCOT | SPP_S | External | Shoulder | B12 | 200 | 800 | 0 | 90.02 | 55.17 | 8 | 0
2030 | ERCOT_2_SPP_S | ERCOT | SPP_S | External | Shoulder | B13 | 600 | 800 | 0 | 90.02 | 55.17 | 8 | 0
2030 | ERCOT_2_SPP_S | ERCOT | SPP_S | External | Shoulder | B14 | 900 | 800 | 0 | 90.02 | 44.59 | 8 | 0
2030 | ERCOT_2_SPP_S | ERCOT | SPP_S | External | Shoulder | B15 | 1203 | 800 | 0 | 77.97 | 41.09 | 8 | 0
2030 | ERCOT_2_SPP_S | ERCOT | SPP_S | External | Summer | B1 | 10 | 800 | 0 | 751.19 | 132.89 | 8 | 0
2030 | ERCOT_2_SPP_S | ERCOT | SPP_S | External | Summer | B2 | 25 | 800 | 0 | 751.19 | 142.86 | 8 | 0
2030 | ERCOT_2_SPP_S | ERCOT | SPP_S | External | Summer | B3 | 75 | 800 | 0 | 215.92 | 144.62 | 8 | 0
2030 | ERCOT_2_SPP_S | ERCOT | SPP_S | External | Summer | B4 | 100 | 800 | 0 | 147.9 | 134.79 | 8 | 0
2030 | ERCOT_2_SPP_S | ERCOT | SPP_S | External | Summer | B5 | 200 | 800 | 0 | 139.31 | 114.9 | 8 | 0
2030 | ERCOT_2_SPP_S | ERCOT | SPP_S | External | Summer | B6 | 300 | 800 | 0 | 96.87 | 92.79 | 8 | 0
2030 | ERCOT_2_SPP_S | ERCOT | SPP_S | External | Summer | B7 | 400 | 800 | 0 | 88.64 | 88.44 | 8 | 0
2030 | ERCOT_2_SPP_S | ERCOT | SPP_S | External | Summer | B8 | 500 | 800 | 0 | 88.64 | 77.05 | 8 | 0
2030 | ERCOT_2_SPP_S | ERCOT | SPP_S | External | Summer | B9 | 800 | 800 | 0 | 88.64 | 65.47 | 8 | 0
2030 | ERCOT_2_SPP_S | ERCOT | SPP_S | External | Summer | B10 | 1262 | 800 | 0 | 88.64 | 42.08 | 8 | 0
2030 | ERCOT_2_SPP_S | ERCOT | SPP_S | External | Winter | B16 | 25 | 800 | 0 | 92.99 | 58.33 | 8 | 0
2030 | ERCOT_2_SPP_S | ERCOT | SPP_S | External | Winter | B17 | 100 | 800 | 0 | 92.99 | 58.33 | 8 | 0
2030 | ERCOT_2_SPP_S | ERCOT | SPP_S | External | Winter | B18 | 400 | 800 | 0 | 92.99 | 58.33 | 8 | 0
2030 | ERCOT_2_SPP_S | ERCOT | SPP_S | External | Winter | B19 | 700 | 800 | 0 | 92.99 | 51.61 | 8 | 0
2030 | ERCOT_2_SPP_S | ERCOT | SPP_S | External | Winter | B20 | 935 | 800 | 0 | 80.69 | 44.16 | 8 | 0
2030 | MAPP_US_2_RMPA | MAPP_US | RMPA | External | Shoulder | B11 | 25 | 200 | 200 | 68.69 | 85.34 | 8 | 8.65
2030 | MAPP_US_2_RMPA | MAPP_US | RMPA | External | Shoulder | B12 | 200 | 200 | 200 | 58.99 | 97.83 | 8 | 30.85
2030 | MAPP_US_2_RMPA | MAPP_US | RMPA | External | Shoulder | B13 | 600 | 200 | 200 | 56.95 | 85.34 | 8 | 20.39
2030 | MAPP_US_2_RMPA | MAPP_US | RMPA | External | Shoulder | B14 | 900 | 200 | 200 | 48.64 | 85.34 | 8 | 28.7
2030 | MAPP_US_2_RMPA | MAPP_US | RMPA | External | Shoulder | B15 | 1203 | 200 | 200 | 45.13 | 85.34 | 8 | 32.21
2030 | MAPP_US_2_RMPA | MAPP_US | RMPA | External | Summer | B1 | 10 | 200 | 0 | 137.22 | 142.46 | 8 | 0
2030 | MAPP_US_2_RMPA | MAPP_US | RMPA | External | Summer | B2 | 25 | 200 | 0 | 145.39 | 142.46 | 8 | 0
2030 | MAPP_US_2_RMPA | MAPP_US | RMPA | External | Summer | B3 | 75 | 200 | 200 | 133.47 | 142.46 | 8 | 0.99
2030 | MAPP_US_2_RMPA | MAPP_US | RMPA | External | Summer | B4 | 100 | 200 | 200 | 123.65 | 138.84 | 8 | 7.19
2030 | MAPP_US_2_RMPA | MAPP_US | RMPA | External | Summer | B5 | 200 | 200 | 0 | 109.62 | 116.64 | 8 | 0
2030 | MAPP_US_2_RMPA | MAPP_US | RMPA | External | Summer | B6 | 300 | 200 | 200 | 81.65 | 106.73 | 8 | 17.09
2030 | MAPP_US_2_RMPA | MAPP_US | RMPA | External | Summer | B7 | 400 | 200 | 200 | 70.89 | 95.62 | 8 | 16.73
2030 | MAPP_US_2_RMPA | MAPP_US | RMPA | External | Summer | B8 | 500 | 200 | 200 | 58.04 | 95.62 | 8 | 29.58
2030 | MAPP_US_2_RMPA | MAPP_US | RMPA | External | Summer | B9 | 800 | 200 | 200 | 54.32 | 95.62 | 8 | 33.3
2030 | MAPP_US_2_RMPA | MAPP_US | RMPA | External | Summer | B10 | 1262 | 200 | 200 | 43.64 | 95.62 | 8 | 43.98
2030 | MAPP_US_2_RMPA | MAPP_US | RMPA | External | Winter | B16 | 25 | 200 | 200 | 62.33 | 101.96 | 8 | 31.62
2030 | MAPP_US_2_RMPA | MAPP_US | RMPA | External | Winter | B17 | 100 | 200 | 200 | 60.41 | 101.96 | 8 | 33.54
2030 | MAPP_US_2_RMPA | MAPP_US | RMPA | External | Winter | B18 | 400 | 200 | 200 | 60.41 | 92.93 | 8 | 24.51
2030 | MAPP_US_2_RMPA | MAPP_US | RMPA | External | Winter | B19 | 700 | 200 | 200 | 53.59 | 92.93 | 8 | 31.34
2030 | MAPP_US_2_RMPA | MAPP_US | RMPA | External | Winter | B20 | 935 | 200 | 200 | 48.21 | 83.86 | 8 | 27.65
2030 | NE_2_RMPA | NE | RMPA | External | Shoulder | B11 | 25 | 310 | 310 | 70.69 | 85.34 | 5 | 9.65
2030 | NE_2_RMPA | NE | RMPA | External | Shoulder | B12 | 200 | 310 | 310 | 55.74 | 97.83 | 5 | 37.1
2030 | NE_2_RMPA | NE | RMPA | External | Shoulder | B13 | 600 | 310 | 310 | 53.71 | 85.34 | 5 | 26.63
2030 | NE_2_RMPA | NE | RMPA | External | Shoulder | B14 | 900 | 310 | 310 | 45.39 | 85.34 | 5 | 34.96
2030 | NE_2_RMPA | NE | RMPA | External | Shoulder | B15 | 1203 | 310 | 310 | 41.88 | 85.34 | 5 | 38.46
2030 | NE_2_RMPA | NE | RMPA | External | Summer | B1 | 10 | 310 | 310 | 135.87 | 142.46 | 5 | 1.59
2030 | NE_2_RMPA | NE | RMPA | External | Summer | B2 | 25 | 310 | 0 | 142.83 | 142.46 | 5 | 0
2030 | NE_2_RMPA | NE | RMPA | External | Summer | B3 | 75 | 310 | 0 | 140.47 | 142.46 | 5 | 0
2030 | NE_2_RMPA | NE | RMPA | External | Summer | B4 | 100 | 310 | 310 | 130.65 | 138.84 | 5 | 3.19
2030 | NE_2_RMPA | NE | RMPA | External | Summer | B5 | 200 | 310 | 0 | 114.9 | 116.64 | 5 | 0
2030 | NE_2_RMPA | NE | RMPA | External | Summer | B6 | 300 | 310 | 310 | 88.65 | 106.73 | 5 | 13.09
2030 | NE_2_RMPA | NE | RMPA | External | Summer | B7 | 400 | 310 | 310 | 77.9 | 95.62 | 5 | 12.72
2030 | NE_2_RMPA | NE | RMPA | External | Summer | B8 | 500 | 310 | 310 | 65.04 | 95.62 | 5 | 25.58
2030 | NE_2_RMPA | NE | RMPA | External | Summer | B9 | 800 | 310 | 310 | 56.32 | 95.62 | 5 | 34.3
2030 | NE_2_RMPA | NE | RMPA | External | Summer | B10 | 1262 | 310 | 310 | 40.39 | 95.62 | 5 | 50.23
2030 | NE_2_RMPA | NE | RMPA | External | Winter | B16 | 25 | 310 | 310 | 59.09 | 101.96 | 5 | 37.86
2030 | NE_2_RMPA | NE | RMPA | External | Winter | B17 | 100 | 310 | 310 | 57.17 | 101.96 | 5 | 39.78
2030 | NE_2_RMPA | NE | RMPA | External | Winter | B18 | 400 | 310 | 310 | 57.17 | 92.93 | 5 | 30.75
2030 | NE_2_RMPA | NE | RMPA | External | Winter | B19 | 700 | 310 | 310 | 50.34 | 92.93 | 5 | 37.59
2030 | NE_2_RMPA | NE | RMPA | External | Winter | B20 | 935 | 310 | 310 | 44.96 | 83.86 | 5 | 33.9
2030 | NWPP_Coal_2_MAPP_US | NWPP_Coal | MAPP_US | External | Shoulder | B11 | 25 | 150 | 0 | 92.71 | 68.69 | 8 | 0
2030 | NWPP_Coal_2_MAPP_US | NWPP_Coal | MAPP_US | External | Shoulder | B12 | 200 | 150 | 0 | 92.71 | 58.99 | 8 | 0
2030 | NWPP_Coal_2_MAPP_US | NWPP_Coal | MAPP_US | External | Shoulder | B13 | 600 | 150 | 0 | 92.71 | 56.95 | 8 | 0
2030 | NWPP_Coal_2_MAPP_US | NWPP_Coal | MAPP_US | External | Shoulder | B14 | 900 | 150 | 0 | 92.71 | 48.64 | 8 | 0
2030 | NWPP_Coal_2_MAPP_US | NWPP_Coal | MAPP_US | External | Shoulder | B15 | 1203 | 150 | 0 | 92.71 | 45.13 | 8 | 0
2030 | NWPP_Coal_2_MAPP_US | NWPP_Coal | MAPP_US | External | Summer | B1 | 10 | 150 | 150 | 119.27 | 137.22 | 8 | 9.94
2030 | NWPP_Coal_2_MAPP_US | NWPP_Coal | MAPP_US | External | Summer | B2 | 25 | 150 | 150 | 100.21 | 145.39 | 8 | 37.19
2030 | NWPP_Coal_2_MAPP_US | NWPP_Coal | MAPP_US | External | Summer | B3 | 75 | 150 | 150 | 98.57 | 133.47 | 8 | 26.9
2030 | NWPP_Coal_2_MAPP_US | NWPP_Coal | MAPP_US | External | Summer | B4 | 100 | 150 | 150 | 98.57 | 123.65 | 8 | 17.08
2030 | NWPP_Coal_2_MAPP_US | NWPP_Coal | MAPP_US | External | Summer | B5 | 200 | 150 | 150 | 98.57 | 109.62 | 8 | 3.05
2030 | NWPP_Coal_2_MAPP_US | NWPP_Coal | MAPP_US | External | Summer | B6 | 300 | 150 | 0 | 98.57 | 81.65 | 8 | 0
2030 | NWPP_Coal_2_MAPP_US | NWPP_Coal | MAPP_US | External | Summer | B7 | 400 | 150 | 0 | 98.57 | 70.89 | 8 | 0
2030 | NWPP_Coal_2_MAPP_US | NWPP_Coal | MAPP_US | External | Summer | B8 | 500 | 150 | 0 | 98.57 | 58.04 | 8 | 0
2030 | NWPP_Coal_2_MAPP_US | NWPP_Coal | MAPP_US | External | Summer | B9 | 800 | 150 | 0 | 98.57 | 54.32 | 8 | 0
2030 | NWPP_Coal_2_MAPP_US | NWPP_Coal | MAPP_US | External | Summer | B10 | 1262 | 150 | 0 | 98.57 | 43.64 | 8 | 0
2030 | NWPP_Coal_2_MAPP_US | NWPP_Coal | MAPP_US | External | Winter | B16 | 25 | 150 | 0 | 93.23 | 62.33 | 8 | 0
2030 | NWPP_Coal_2_MAPP_US | NWPP_Coal | MAPP_US | External | Winter | B17 | 100 | 150 | 0 | 93.23 | 60.41 | 8 | 0
2030 | NWPP_Coal_2_MAPP_US | NWPP_Coal | MAPP_US | External | Winter | B18 | 400 | 150 | 0 | 93.23 | 60.41 | 8 | 0
2030 | NWPP_Coal_2_MAPP_US | NWPP_Coal | MAPP_US | External | Winter | B19 | 700 | 150 | 0 | 93.23 | 53.59 | 8 | 0
2030 | NWPP_Coal_2_MAPP_US | NWPP_Coal | MAPP_US | External | Winter | B20 | 935 | 150 | 0 | 93.23 | 48.21 | 8 | 0
2030 | RMPA_2_MAPP_US | RMPA | MAPP_US | External | Shoulder | B11 | 25 | 200 | 0 | 85.34 | 68.69 | 8 | 0
2030 | RMPA_2_MAPP_US | RMPA | MAPP_US | External | Shoulder | B12 | 200 | 200 | 0 | 97.83 | 58.99 | 8 | 0
2030 | RMPA_2_MAPP_US | RMPA | MAPP_US | External | Shoulder | B13 | 600 | 200 | 0 | 85.34 | 56.95 | 8 | 0
2030 | RMPA_2_MAPP_US | RMPA | MAPP_US | External | Shoulder | B14 | 900 | 200 | 0 | 85.34 | 48.64 | 8 | 0
2030 | RMPA_2_MAPP_US | RMPA | MAPP_US | External | Shoulder | B15 | 1203 | 200 | 0 | 85.34 | 45.13 | 8 | 0
2030 | RMPA_2_MAPP_US | RMPA | MAPP_US | External | Summer | B1 | 10 | 200 | 0 | 142.46 | 137.22 | 8 | 0
2030 | RMPA_2_MAPP_US | RMPA | MAPP_US | External | Summer | B2 | 25 | 200 | 0 | 142.46 | 145.39 | 8 | 0
2030 | RMPA_2_MAPP_US | RMPA | MAPP_US | External | Summer | B3 | 75 | 200 | 0 | 142.46 | 133.47 | 8 | 0
2030 | RMPA_2_MAPP_US | RMPA | MAPP_US | External | Summer | B4 | 100 | 200 | 0 | 138.84 | 123.65 | 8 | 0
2030 | RMPA_2_MAPP_US | RMPA | MAPP_US | External | Summer | B5 | 200 | 200 | 0 | 116.64 | 109.62 | 8 | 0
2030 | RMPA_2_MAPP_US | RMPA | MAPP_US | External | Summer | B6 | 300 | 200 | 0 | 106.73 | 81.65 | 8 | 0
2030 | RMPA_2_MAPP_US | RMPA | MAPP_US | External | Summer | B7 | 400 | 200 | 0 | 95.62 | 70.89 | 8 | 0
2030 | RMPA_2_MAPP_US | RMPA | MAPP_US | External | Summer | B8 | 500 | 200 | 0 | 95.62 | 58.04 | 8 | 0
2030 | RMPA_2_MAPP_US | RMPA | MAPP_US | External | Summer | B9 | 800 | 200 | 0 | 95.62 | 54.32 | 8 | 0
2030 | RMPA_2_MAPP_US | RMPA | MAPP_US | External | Summer | B10 | 1262 | 200 | 0 | 95.62 | 43.64 | 8 | 0
2030 | RMPA_2_MAPP_US | RMPA | MAPP_US | External | Winter | B16 | 25 | 200 | 0 | 101.96 | 62.33 | 8 | 0
2030 | RMPA_2_MAPP_US | RMPA | MAPP_US | External | Winter | B17 | 100 | 200 | 0 | 101.96 | 60.41 | 8 | 0
2030 | RMPA_2_MAPP_US | RMPA | MAPP_US | External | Winter | B18 | 400 | 200 | 0 | 92.93 | 60.41 | 8 | 0
2030 | RMPA_2_MAPP_US | RMPA | MAPP_US | External | Winter | B19 | 700 | 200 | 0 | 92.93 | 53.59 | 8 | 0
2030 | RMPA_2_MAPP_US | RMPA | MAPP_US | External | Winter | B20 | 935 | 200 | 0 | 83.86 | 48.21 | 8 | 0
2030 | RMPA_2_NE | RMPA | NE | External | Shoulder | B11 | 25 | 310 | 0 | 85.34 | 70.69 | 8 | 0
2030 | RMPA_2_NE | RMPA | NE | External | Shoulder | B12 | 200 | 310 | 0 | 97.83 | 55.74 | 8 | 0
2030 | RMPA_2_NE | RMPA | NE | External | Shoulder | B13 | 600 | 310 | 0 | 85.34 | 53.71 | 8 | 0
2030 | RMPA_2_NE | RMPA | NE | External | Shoulder | B14 | 900 | 310 | 0 | 85.34 | 45.39 | 8 | 0
2030 | RMPA_2_NE | RMPA | NE | External | Shoulder | B15 | 1203 | 310 | 0 | 85.34 | 41.88 | 8 | 0
2030 | RMPA_2_NE | RMPA | NE | External | Summer | B1 | 10 | 310 | 0 | 142.46 | 135.87 | 8 | 0
2030 | RMPA_2_NE | RMPA | NE | External | Summer | B2 | 25 | 310 | 0 | 142.46 | 142.83 | 8 | 0
2030 | RMPA_2_NE | RMPA | NE | External | Summer | B3 | 75 | 310 | 0 | 142.46 | 140.47 | 8 | 0
2030 | RMPA_2_NE | RMPA | NE | External | Summer | B4 | 100 | 310 | 0 | 138.84 | 130.65 | 8 | 0
2030 | RMPA_2_NE | RMPA | NE | External | Summer | B5 | 200 | 310 | 0 | 116.64 | 114.9 | 8 | 0
2030 | RMPA_2_NE | RMPA | NE | External | Summer | B6 | 300 | 310 | 0 | 106.73 | 88.65 | 8 | 0
2030 | RMPA_2_NE | RMPA | NE | External | Summer | B7 | 400 | 310 | 0 | 95.62 | 77.9 | 8 | 0
2030 | RMPA_2_NE | RMPA | NE | External | Summer | B8 | 500 | 310 | 0 | 95.62 | 65.04 | 8 | 0
2030 | RMPA_2_NE | RMPA | NE | External | Summer | B9 | 800 | 310 | 0 | 95.62 | 56.32 | 8 | 0
2030 | RMPA_2_NE | RMPA | NE | External | Summer | B10 | 1262 | 310 | 0 | 95.62 | 40.39 | 8 | 0
2030 | RMPA_2_NE | RMPA | NE | External | Winter | B16 | 25 | 310 | 0 | 101.96 | 59.09 | 8 | 0
2030 | RMPA_2_NE | RMPA | NE | External | Winter | B17 | 100 | 310 | 0 | 101.96 | 57.17 | 8 | 0
2030 | RMPA_2_NE | RMPA | NE | External | Winter | B18 | 400 | 310 | 0 | 92.93 | 57.17 | 8 | 0
2030 | RMPA_2_NE | RMPA | NE | External | Winter | B19 | 700 | 310 | 0 | 92.93 | 50.34 | 8 | 0
2030 | RMPA_2_NE | RMPA | NE | External | Winter | B20 | 935 | 310 | 0 | 83.86 | 44.96 | 8 | 0
2030 | RMPA_2_SPP_N | RMPA | SPP_N | External | Shoulder | B11 | 25 | 210 | 0 | 85.34 | 70.71 | 8 | 0
2030 | RMPA_2_SPP_N | RMPA | SPP_N | External | Shoulder | B12 | 200 | 210 | 0 | 97.83 | 55.16 | 8 | 0
2030 | RMPA_2_SPP_N | RMPA | SPP_N | External | Shoulder | B13 | 600 | 210 | 0 | 85.34 | 53.72 | 8 | 0
2030 | RMPA_2_SPP_N | RMPA | SPP_N | External | Shoulder | B14 | 900 | 210 | 0 | 85.34 | 44.58 | 8 | 0
2030 | RMPA_2_SPP_N | RMPA | SPP_N | External | Shoulder | B15 | 1203 | 210 | 0 | 85.34 | 41.07 | 8 | 0
2030 | RMPA_2_SPP_N | RMPA | SPP_N | External | Summer | B1 | 10 | 210 | 0 | 142.46 | 133.16 | 8 | 0
2030 | RMPA_2_SPP_N | RMPA | SPP_N | External | Summer | B2 | 25 | 210 | 0 | 142.46 | 142.85 | 8 | 0
2030 | RMPA_2_SPP_N | RMPA | SPP_N | External | Summer | B3 | 75 | 210 | 0 | 142.46 | 144.6 | 8 | 0
2030 | RMPA_2_SPP_N | RMPA | SPP_N | External | Summer | B4 | 100 | 210 | 0 | 138.84 | 134.78 | 8 | 0
2030 | RMPA_2_SPP_N | RMPA | SPP_N | External | Summer | B5 | 200 | 210 | 0 | 116.64 | 114.91 | 8 | 0
2030 | RMPA_2_SPP_N | RMPA | SPP_N | External | Summer | B6 | 300 | 210 | 0 | 106.73 | 92.78 | 8 | 0
2030 | RMPA_2_SPP_N | RMPA | SPP_N | External | Summer | B7 | 400 | 210 | 0 | 95.62 | 82.03 | 8 | 0
2030 | RMPA_2_SPP_N | RMPA | SPP_N | External | Summer | B8 | 500 | 210 | 0 | 95.62 | 69.17 | 8 | 0
2030 | RMPA_2_SPP_N | RMPA | SPP_N | External | Summer | B9 | 800 | 210 | 0 | 95.62 | 57.97 | 8 | 0
2030 | RMPA_2_SPP_N | RMPA | SPP_N | External | Summer | B10 | 1262 | 210 | 0 | 95.62 | 39.66 | 8 | 0
2030 | RMPA_2_SPP_N | RMPA | SPP_N | External | Winter | B16 | 25 | 210 | 0 | 101.96 | 58.29 | 8 | 0
2030 | RMPA_2_SPP_N | RMPA | SPP_N | External | Winter | B17 | 100 | 210 | 0 | 101.96 | 56.36 | 8 | 0
2030 | RMPA_2_SPP_N | RMPA | SPP_N | External | Winter | B18 | 400 | 210 | 0 | 92.93 | 57.18 | 8 | 0
2030 | RMPA_2_SPP_N | RMPA | SPP_N | External | Winter | B19 | 700 | 210 | 0 | 92.93 | 49.53 | 8 | 0
2030 | RMPA_2_SPP_N | RMPA | SPP_N | External | Winter | B20 | 935 | 210 | 0 | 83.86 | 44.15 | 8 | 0
2030 | SPP_N_2_RMPA | SPP_N | RMPA | External | Shoulder | B11 | 25 | 210 | 210 | 70.71 | 85.34 | 5 | 9.64
2030 | SPP_N_2_RMPA | SPP_N | RMPA | External | Shoulder | B12 | 200 | 210 | 210 | 55.16 | 97.83 | 5 | 37.68
2030 | SPP_N_2_RMPA | SPP_N | RMPA | External | Shoulder | B13 | 600 | 210 | 210 | 53.72 | 85.34 | 5 | 26.62
2030 | SPP_N_2_RMPA | SPP_N | RMPA | External | Shoulder | B14 | 900 | 210 | 210 | 44.58 | 85.34 | 5 | 35.76
2030 | SPP_N_2_RMPA | SPP_N | RMPA | External | Shoulder | B15 | 1203 | 210 | 210 | 41.07 | 85.34 | 5 | 39.27
2030 | SPP_N_2_RMPA | SPP_N | RMPA | External | Summer | B1 | 10 | 210 | 210 | 133.16 | 142.46 | 5 | 4.31
2030 | SPP_N_2_RMPA | SPP_N | RMPA | External | Summer | B2 | 25 | 210 | 0 | 142.85 | 142.46 | 5 | 0
2030 | SPP_N_2_RMPA | SPP_N | RMPA | External | Summer | B3 | 75 | 210 | 0 | 144.6 | 142.46 | 5 | 0
2030 | SPP_N_2_RMPA | SPP_N | RMPA | External | Summer | B4 | 100 | 210 | 0 | 134.78 | 138.84 | 5 | 0
2030 | SPP_N_2_RMPA | SPP_N | RMPA | External | Summer | B5 | 200 | 210 | 0 | 114.91 | 116.64 | 5 | 0
2030 | SPP_N_2_RMPA | SPP_N | RMPA | External | Summer | B6 | 300 | 210 | 210 | 92.78 | 106.73 | 5 | 8.95
2030 | SPP_N_2_RMPA | SPP_N | RMPA | External | Summer | B7 | 400 | 210 | 210 | 82.03 | 95.62 | 5 | 8.59
2030 | SPP_N_2_RMPA | SPP_N | RMPA | External | Summer | B8 | 500 | 210 | 210 | 69.17 | 95.62 | 5 | 21.45
2030 | SPP_N_2_RMPA | SPP_N | RMPA | External | Summer | B9 | 800 | 210 | 210 | 57.97 | 95.62 | 5 | 32.65
2030 | SPP_N_2_RMPA | SPP_N | RMPA | External | Summer | B10 | 1262 | 210 | 210 | 39.66 | 95.62 | 5 | 50.96
2030 | SPP_N_2_RMPA | SPP_N | RMPA | External | Winter | B16 | 25 | 210 | 210 | 58.29 | 101.96 | 5 | 38.67
2030 | SPP_N_2_RMPA | SPP_N | RMPA | External | Winter | B17 | 100 | 210 | 210 | 56.36 | 101.96 | 5 | 40.59
2030 | SPP_N_2_RMPA | SPP_N | RMPA | External | Winter | B18 | 400 | 210 | 210 | 57.18 | 92.93 | 5 | 30.74
2030 | SPP_N_2_RMPA | SPP_N | RMPA | External | Winter | B19 | 700 | 210 | 210 | 49.53 | 92.93 | 5 | 38.4
2030 | SPP_N_2_RMPA | SPP_N | RMPA | External | Winter | B20 | 935 | 210 | 210 | 44.15 | 83.86 | 5 | 34.71
2030 | SPP_S_2_ERCOT | SPP_S | ERCOT | External | Shoulder | B11 | 25 | 800 | 800 | 70.72 | 98.38 | 5 | 22.66
2030 | SPP_S_2_ERCOT | SPP_S | ERCOT | External | Shoulder | B12 | 200 | 800 | 800 | 55.17 | 90.02 | 5 | 29.86
2030 | SPP_S_2_ERCOT | SPP_S | ERCOT | External | Shoulder | B13 | 600 | 800 | 800 | 55.17 | 90.02 | 5 | 29.86
2030 | SPP_S_2_ERCOT | SPP_S | ERCOT | External | Shoulder | B14 | 900 | 800 | 800 | 44.59 | 90.02 | 5 | 40.43
2030 | SPP_S_2_ERCOT | SPP_S | ERCOT | External | Shoulder | B15 | 1203 | 800 | 800 | 41.09 | 77.97 | 5 | 31.89
2030 | SPP_S_2_ERCOT | SPP_S | ERCOT | External | Summer | B1 | 10 | 800 | 800 | 132.89 | 751.19 | 5 | 613.3
2030 | SPP_S_2_ERCOT | SPP_S | ERCOT | External | Summer | B2 | 25 | 800 | 800 | 142.86 | 751.19 | 5 | 603.33
2030 | SPP_S_2_ERCOT | SPP_S | ERCOT | External | Summer | B3 | 75 | 800 | 800 | 144.62 | 215.92 | 5 | 66.3
2030 | SPP_S_2_ERCOT | SPP_S | ERCOT | External | Summer | B4 | 100 | 800 | 800 | 134.79 | 147.9 | 5 | 8.11
2030 | SPP_S_2_ERCOT | SPP_S | ERCOT | External | Summer | B5 | 200 | 800 | 800 | 114.9 | 139.31 | 5 | 19.41
2030 | SPP_S_2_ERCOT | SPP_S | ERCOT | External | Summer | B6 | 300 | 800 | 0 | 92.79 | 96.87 | 5 | 0
2030 | SPP_S_2_ERCOT | SPP_S | ERCOT | External | Summer | B7 | 400 | 800 | 0 | 88.44 | 88.64 | 5 | 0
2030 | SPP_S_2_ERCOT | SPP_S | ERCOT | External | Summer | B8 | 500 | 800 | 800 | 77.05 | 88.64 | 5 | 6.59
2030 | SPP_S_2_ERCOT | SPP_S | ERCOT | External | Summer | B9 | 800 | 800 | 800 | 65.47 | 88.64 | 5 | 18.17
2030 | SPP_S_2_ERCOT | SPP_S | ERCOT | External | Summer | B10 | 1262 | 800 | 800 | 42.08 | 88.64 | 5 | 41.56
2030 | SPP_S_2_ERCOT | SPP_S | ERCOT | External | Winter | B16 | 25 | 800 | 800 | 58.33 | 92.99 | 5 | 29.66
2030 | SPP_S_2_ERCOT | SPP_S | ERCOT | External | Winter | B17 | 100 | 800 | 800 | 58.33 | 92.99 | 5 | 29.66
2030 | SPP_S_2_ERCOT | SPP_S | ERCOT | External | Winter | B18 | 400 | 800 | 800 | 58.33 | 92.99 | 5 | 29.66
2030 | SPP_S_2_ERCOT | SPP_S | ERCOT | External | Winter | B19 | 700 | 800 | 800 | 51.61 | 92.99 | 5 | 36.38
2030 | SPP_S_2_ERCOT | SPP_S | ERCOT | External | Winter | B20 | 935 | 800 | 800 | 44.16 | 80.69 | 5 | 31.53
2035 | AZ_NM_SNV_Coal_2_SPP_S | AZ_NM_SNV_Coal | SPP_S | External | Shoulder | B11 | 25 | 400 | 0 | 119.16 | 93.01 | 8.17 | 0
2035 | AZ_NM_SNV_Coal_2_SPP_S | AZ_NM_SNV_Coal | SPP_S | External | Shoulder | B12 | 200 | 400 | 0 | 115.89 | 71.52 | 8.17 | 0
2035 | AZ_NM_SNV_Coal_2_SPP_S | AZ_NM_SNV_Coal | SPP_S | External | Shoulder | B13 | 600 | 400 | 0 | 115.89 | 70.4 | 8.17 | 0
2035 | AZ_NM_SNV_Coal_2_SPP_S | AZ_NM_SNV_Coal | SPP_S | External | Shoulder | B14 | 900 | 400 | 0 | 115.89 | 66.21 | 8.17 | 0
2035 | AZ_NM_SNV_Coal_2_SPP_S | AZ_NM_SNV_Coal | SPP_S | External | Shoulder | B15 | 1203 | 400 | 0 | 99.73 | 59.75 | 8.17 | 0
2035 | AZ_NM_SNV_Coal_2_SPP_S | AZ_NM_SNV_Coal | SPP_S | External | Summer | B1 | 10 | 400 | 0 | 751.2 | 173.08 | 8.17 | 0
2035 | AZ_NM_SNV_Coal_2_SPP_S | AZ_NM_SNV_Coal | SPP_S | External | Summer | B2 | 25 | 400 | 0 | 238.96 | 198.37 | 8.17 | 0
2035 | AZ_NM_SNV_Coal_2_SPP_S | AZ_NM_SNV_Coal | SPP_S | External | Summer | B3 | 75 | 400 | 0 | 238.96 | 207.26 | 8.17 | 0
2035 | AZ_NM_SNV_Coal_2_SPP_S | AZ_NM_SNV_Coal | SPP_S | External | Summer | B4 | 100 | 400 | 0 | 187.44 | 172.31 | 8.17 | 0
2035 | AZ_NM_SNV_Coal_2_SPP_S | AZ_NM_SNV_Coal | SPP_S | External | Summer | B5 | 200 | 400 | 0 | 155.77 | 140.98 | 8.17 | 0
2035 | AZ_NM_SNV_Coal_2_SPP_S | AZ_NM_SNV_Coal | SPP_S | External | Summer | B6 | 300 | 400 | 0 | 147.59 | 134.62 | 8.17 | 0
2035 | AZ_NM_SNV_Coal_2_SPP_S | AZ_NM_SNV_Coal | SPP_S | External | Summer | B7 | 400 | 400 | 0 | 139.44 | 107.29 | 8.17 | 0
2035 | AZ_NM_SNV_Coal_2_SPP_S | AZ_NM_SNV_Coal | SPP_S | External | Summer | B8 | 500 | 400 | 0 | 139.44 | 95.11 | 8.17 | 0
2035 | AZ_NM_SNV_Coal_2_SPP_S | AZ_NM_SNV_Coal | SPP_S | External | Summer | B9 | 800 | 400 | 0 | 136.32 | 78.06 | 8.17 | 0
2035 | AZ_NM_SNV_Coal_2_SPP_S | AZ_NM_SNV_Coal | SPP_S | External | Summer | B10 | 1262 | 400 | 0 | 131.56 | 71 | 8.17 | 0
2035 | AZ_NM_SNV_Coal_2_SPP_S | AZ_NM_SNV_Coal | SPP_S | External | Winter | B16 | 25 | 400 | 0 | 124.05 | 76.07 | 8.17 | 0
2035 | AZ_NM_SNV_Coal_2_SPP_S | AZ_NM_SNV_Coal | SPP_S | External | Winter | B17 | 100 | 400 | 0 | 115.89 | 73.42 | 8.17 | 0
2035 | AZ_NM_SNV_Coal_2_SPP_S | AZ_NM_SNV_Coal | SPP_S | External | Winter | B18 | 400 | 400 | 0 | 115.89 | 73.42 | 8.17 | 0
2035 | AZ_NM_SNV_Coal_2_SPP_S | AZ_NM_SNV_Coal | SPP_S | External | Winter | B19 | 700 | 400 | 0 | 115.89 | 72.57 | 8.17 | 0
2035 | AZ_NM_SNV_Coal_2_SPP_S | AZ_NM_SNV_Coal | SPP_S | External | Winter | B20 | 935 | 400 | 0 | 100.4 | 58.97 | 8.17 | 0
2035 | ERCOT_2_SPP_S | ERCOT | SPP_S | External | Shoulder | B11 | 25 | 800 | 0 | 136.08 | 93.01 | 8 | 0
2035 | ERCOT_2_SPP_S | ERCOT | SPP_S | External | Shoulder | B12 | 200 | 800 | 0 | 136.08 | 71.52 | 8 | 0
2035 | ERCOT_2_SPP_S | ERCOT | SPP_S | External | Shoulder | B13 | 600 | 800 | 0 | 117.15 | 70.4 | 8 | 0
2035 | ERCOT_2_SPP_S | ERCOT | SPP_S | External | Shoulder | B14 | 900 | 800 | 0 | 117.15 | 66.21 | 8 | 0
2035 | ERCOT_2_SPP_S | ERCOT | SPP_S | External | Shoulder | B15 | 1203 | 800 | 0 | 109.68 | 59.75 | 8 | 0
2035 | ERCOT_2_SPP_S | ERCOT | SPP_S | External | Summer | B1 | 10 | 800 | 0 | 751.19 | 173.08 | 8 | 0
2035 | ERCOT_2_SPP_S | ERCOT | SPP_S | External | Summer | B2 | 25 | 800 | 0 | 751.19 | 198.37 | 8 | 0
2035 | ERCOT_2_SPP_S | ERCOT | SPP_S | External | Summer | B3 | 75 | 800 | 0 | 316.46 | 207.26 | 8 | 0
2035 | ERCOT_2_SPP_S | ERCOT | SPP_S | External | Summer | B4 | 100 | 800 | 0 | 177.31 | 172.31 | 8 | 0
2035 | ERCOT_2_SPP_S | ERCOT | SPP_S | External | Summer | B5 | 200 | 800 | 0 | 134.52 | 140.98 | 8 | 0
2035 | ERCOT_2_SPP_S | ERCOT | SPP_S | External | Summer | B6 | 300 | 800 | 0 | 134.52 | 134.62 | 8 | 0
2035 | ERCOT_2_SPP_S | ERCOT | SPP_S | External | Summer | B7 | 400 | 800 | 0 | 134.52 | 107.29 | 8 | 0
2035 | ERCOT_2_SPP_S | ERCOT | SPP_S | External | Summer | B8 | 500 | 800 | 0 | 134.52 | 95.11 | 8 | 0
2035 | ERCOT_2_SPP_S | ERCOT | SPP_S | External | Summer | B9 | 800 | 800 | 0 | 115.82 | 78.06 | 8 | 0
2035 | ERCOT_2_SPP_S | ERCOT | SPP_S | External | Summer | B10 | 1262 | 800 | 0 | 115.82 | 71 | 8 | 0
2035 | ERCOT_2_SPP_S | ERCOT | SPP_S | External | Winter | B16 | 25 | 800 | 0 | 139.35 | 76.07 | 8 | 0
2035 | ERCOT_2_SPP_S | ERCOT | SPP_S | External | Winter | B17 | 100 | 800 | 0 | 139.35 | 73.42 | 8 | 0
2035 | ERCOT_2_SPP_S | ERCOT | SPP_S | External | Winter | B18 | 400 | 800 | 0 | 119.93 | 73.42 | 8 | 0
2035 | ERCOT_2_SPP_S | ERCOT | SPP_S | External | Winter | B19 | 700 | 800 | 0 | 119.93 | 72.57 | 8 | 0
2035 | ERCOT_2_SPP_S | ERCOT | SPP_S | External | Winter | B20 | 935 | 800 | 0 | 109.68 | 58.97 | 8 | 0
2035 | MAPP_US_2_RMPA | MAPP_US | RMPA | External | Shoulder | B11 | 25 | 200 | 200 | 97.61 | 111 | 8 | 5.38
2035 | MAPP_US_2_RMPA | MAPP_US | RMPA | External | Shoulder | B12 | 200 | 200 | 200 | 73.69 | 111.21 | 8 | 29.52
2035 | MAPP_US_2_RMPA | MAPP_US | RMPA | External | Shoulder | B13 | 600 | 200 | 200 | 73.69 | 107.73 | 8 | 26.03
2035 | MAPP_US_2_RMPA | MAPP_US | RMPA | External | Shoulder | B14 | 900 | 200 | 200 | 73.69 | 107.73 | 8 | 26.03
2035 | MAPP_US_2_RMPA | MAPP_US | RMPA | External | Shoulder | B15 | 1203 | 200 | 200 | 65.05 | 107.71 | 8 | 34.67
2035 | MAPP_US_2_RMPA | MAPP_US | RMPA | External | Summer | B1 | 10 | 200 | 200 | 185.77 | 211.95 | 8 | 18.18
2035 | MAPP_US_2_RMPA | MAPP_US | RMPA | External | Summer | B2 | 25 | 200 | 0 | 205.09 | 211.95 | 8 | 0
2035 | MAPP_US_2_RMPA | MAPP_US | RMPA | External | Summer | B3 | 75 | 200 | 200 | 200.24 | 211.95 | 8 | 3.71
2035 | MAPP_US_2_RMPA | MAPP_US | RMPA | External | Summer | B4 | 100 | 200 | 195.36 | 172.51 | 180.51 | 8 | 0
2035 | MAPP_US_2_RMPA | MAPP_US | RMPA | External | Summer | B5 | 200 | 200 | 25.63 | 147.58 | 155.58 | 8 | 0
2035 | MAPP_US_2_RMPA | MAPP_US | RMPA | External | Summer | B6 | 300 | 200 | 200 | 123.15 | 145.36 | 8 | 14.2
2035 | MAPP_US_2_RMPA | MAPP_US | RMPA | External | Summer | B7 | 400 | 200 | 200 | 98.21 | 143.92 | 8 | 37.72
2035 | MAPP_US_2_RMPA | MAPP_US | RMPA | External | Summer | B8 | 500 | 200 | 200 | 83.65 | 143.92 | 8 | 52.27
2035 | MAPP_US_2_RMPA | MAPP_US | RMPA | External | Summer | B9 | 800 | 200 | 200 | 79.44 | 131.26 | 8 | 43.81
2035 | MAPP_US_2_RMPA | MAPP_US | RMPA | External | Summer | B10 | 1262 | 200 | 200 | 73.07 | 131.26 | 8 | 50.19
2035 | MAPP_US_2_RMPA | MAPP_US | RMPA | External | Winter | B16 | 25 | 200 | 200 | 69.37 | 132.21 | 8 | 54.84
2035 | MAPP_US_2_RMPA | MAPP_US | RMPA | External | Winter | B17 | 100 | 200 | 200 | 78.72 | 124.05 | 8 | 37.32
2035 | MAPP_US_2_RMPA | MAPP_US | RMPA | External | Winter | B18 | 400 | 200 | 200 | 78.72 | 119.37 | 8 | 32.64
2035 | MAPP_US_2_RMPA | MAPP_US | RMPA | External | Winter | B19 | 700 | 200 | 200 | 78.72 | 119.37 | 8 | 32.64
2035 | MAPP_US_2_RMPA | MAPP_US | RMPA | External | Winter | B20 | 935 | 200 | 200 | 66.46 | 92.24 | 8 | 17.78
2035 | NE_2_RMPA | NE | RMPA | External | Shoulder | B11 | 25 | 310 | 310 | 99.61 | 111 | 5 | 6.38
2035 | NE_2_RMPA | NE | RMPA | External | Shoulder | B12 | 200 | 310 | 310 | 74.01 | 111.21 | 5 | 32.21
2035 | NE_2_RMPA | NE | RMPA | External | Shoulder | B13 | 600 | 310 | 310 | 72.89 | 107.73 | 5 | 29.84
2035 | NE_2_RMPA | NE | RMPA | External | Shoulder | B14 | 900 | 310 | 310 | 68.69 | 107.73 | 5 | 34.03
2035 | NE_2_RMPA | NE | RMPA | External | Shoulder | B15 | 1203 | 310 | 310 | 60.05 | 107.71 | 5 | 42.67
2035 | NE_2_RMPA | NE | RMPA | External | Summer | B1 | 10 | 310 | 310 | 190.15 | 211.95 | 5 | 16.8
2035 | NE_2_RMPA | NE | RMPA | External | Summer | B2 | 25 | 310 | 193.66 | 206.95 | 211.95 | 5 | 0
2035 | NE_2_RMPA | NE | RMPA | External | Summer | B3 | 75 | 310 | 0 | 207.24 | 211.95 | 5 | 0
2035 | NE_2_RMPA | NE | RMPA | External | Summer | B4 | 100 | 310 | 164.59 | 175.51 | 180.51 | 5 | 0
2035 | NE_2_RMPA | NE | RMPA | External | Summer | B5 | 200 | 310 | 310 | 149.58 | 155.58 | 5 | 1
2035 | NE_2_RMPA | NE | RMPA | External | Summer | B6 | 300 | 310 | 310 | 130.15 | 145.36 | 5 | 10.2
2035 | NE_2_RMPA | NE | RMPA | External | Summer | B7 | 400 | 310 | 310 | 102.82 | 143.92 | 5 | 36.1
2035 | NE_2_RMPA | NE | RMPA | External | Summer | B8 | 500 | 310 | 310 | 90.65 | 143.92 | 5 | 48.27
2035 | NE_2_RMPA | NE | RMPA | External | Summer | B9 | 800 | 310 | 310 | 78.06 | 131.26 | 5 | 48.2
2035 | NE_2_RMPA | NE | RMPA | External | Summer | B10 | 1262 | 310 | 310 | 71 | 131.26 | 5 | 55.26
2035 | NE_2_RMPA | NE | RMPA | External | Winter | B16 | 25 | 310 | 310 | 76.37 | 132.21 | 5 | 50.84
2035 | NE_2_RMPA | NE | RMPA | External | Winter | B17 | 100 | 310 | 310 | 73.72 | 124.05 | 5 | 45.32
2035 | NE_2_RMPA | NE | RMPA | External | Winter | B18 | 400 | 310 | 310 | 73.72 | 119.37 | 5 | 40.64
2035 | NE_2_RMPA | NE | RMPA | External | Winter | B19 | 700 | 310 | 310 | 73.72 | 119.37 | 5 | 40.64
2035 | NE_2_RMPA | NE | RMPA | External | Winter | B20 | 935 | 310 | 310 | 61.46 | 92.24 | 5 | 25.78
2035 | NWPP_Coal_2_MAPP_US | NWPP_Coal | MAPP_US | External | Shoulder | B11 | 25 | 150 | 0 | 115.88 | 97.61 | 8 | 0
2035 | NWPP_Coal_2_MAPP_US | NWPP_Coal | MAPP_US | External | Shoulder | B12 | 200 | 150 | 0 | 115.88 | 73.69 | 8 | 0
2035 | NWPP_Coal_2_MAPP_US | NWPP_Coal | MAPP_US | External | Shoulder | B13 | 600 | 150 | 0 | 115.88 | 73.69 | 8 | 0
2035 | NWPP_Coal_2_MAPP_US | NWPP_Coal | MAPP_US | External | Shoulder | B14 | 900 | 150 | 0 | 115.88 | 73.69 | 8 | 0
2035 | NWPP_Coal_2_MAPP_US | NWPP_Coal | MAPP_US | External | Shoulder | B15 | 1203 | 150 | 0 | 115.88 | 65.05 | 8 | 0
2035 | NWPP_Coal_2_MAPP_US | NWPP_Coal | MAPP_US | External | Summer | B1 | 10 | 150 | 0 | 203.79 | 185.77 | 8 | 0
2035 | NWPP_Coal_2_MAPP_US | NWPP_Coal | MAPP_US | External | Summer | B2 | 25 | 150 | 150 | 139.42 | 205.09 | 8 | 57.67
2035 | NWPP_Coal_2_MAPP_US | NWPP_Coal | MAPP_US | External | Summer | B3 | 75 | 150 | 150 | 139.42 | 200.24 | 8 | 52.82
2035 | NWPP_Coal_2_MAPP_US | NWPP_Coal | MAPP_US | External | Summer | B4 | 100 | 150 | 150 | 139.42 | 172.51 | 8 | 25.08
2035 | NWPP_Coal_2_MAPP_US | NWPP_Coal | MAPP_US | External | Summer | B5 | 200 | 150 | 150 | 139.42 | 147.58 | 8 | 0.16
2035 | NWPP_Coal_2_MAPP_US | NWPP_Coal | MAPP_US | External | Summer | B6 | 300 | 150 | 0 | 139.42 | 123.15 | 8 | 0
2035 | NWPP_Coal_2_MAPP_US | NWPP_Coal | MAPP_US | External | Summer | B7 | 400 | 150 | 0 | 139.42 | 98.21 | 8 | 0
2035 | NWPP_Coal_2_MAPP_US | NWPP_Coal | MAPP_US | External | Summer | B8 | 500 | 150 | 0 | 139.42 | 83.65 | 8 | 0
2035 | NWPP_Coal_2_MAPP_US | NWPP_Coal | MAPP_US | External | Summer | B9 | 800 | 150 | 0 | 139.42 | 79.44 | 8 | 0
2035 | NWPP_Coal_2_MAPP_US | NWPP_Coal | MAPP_US | External | Summer | B10 | 1262 | 150 | 0 | 139.42 | 73.07 | 8 | 0
2035 | NWPP_Coal_2_MAPP_US | NWPP_Coal | MAPP_US | External | Winter | B16 | 25 | 150 | 0 | 115.88 | 69.37 | 8 | 0
2035 | NWPP_Coal_2_MAPP_US | NWPP_Coal | MAPP_US | External | Winter | B17 | 100 | 150 | 0 | 115.88 | 78.72 | 8 | 0
2035 | NWPP_Coal_2_MAPP_US | NWPP_Coal | MAPP_US | External | Winter | B18 | 400 | 150 | 0 | 115.88 | 78.72 | 8 | 0
2035 | NWPP_Coal_2_MAPP_US | NWPP_Coal | MAPP_US | External | Winter | B19 | 700 | 150 | 0 | 115.88 | 78.72 | 8 | 0
2035 | NWPP_Coal_2_MAPP_US | NWPP_Coal | MAPP_US | External | Winter | B20 | 935 | 150 | 0 | 115.88 | 66.46 | 8 | 0
2035 | RMPA_2_MAPP_US | RMPA | MAPP_US | External | Shoulder | B11 | 25 | 200 | 0 | 111 | 97.61 | 8 | 0
2035 | RMPA_2_MAPP_US | RMPA | MAPP_US | External | Shoulder | B12 | 200 | 200 | 0 | 111.21 | 73.69 | 8 | 0
2035 | RMPA_2_MAPP_US | RMPA | MAPP_US | External | Shoulder | B13 | 600 | 200 | 0 | 107.73 | 73.69 | 8 | 0
2035 | RMPA_2_MAPP_US | RMPA | MAPP_US | External | Shoulder | B14 | 900 | 200 | 0 | 107.73 | 73.69 | 8 | 0
2035 | RMPA_2_MAPP_US | RMPA | MAPP_US | External | Shoulder | B15 | 1203 | 200 | 0 | 107.71 | 65.05 | 8 | 0
2035 | RMPA_2_MAPP_US | RMPA | MAPP_US | External | Summer | B1 | 10 | 200 | 0 | 211.95 | 185.77 | 8 | 0
2035 | RMPA_2_MAPP_US | RMPA | MAPP_US | External | Summer | B2 | 25 | 200 | 0 | 211.95 | 205.09 | 8 | 0
2035 | RMPA_2_MAPP_US | RMPA | MAPP_US | External | Summer | B3 | 75 | 200 | 0 | 211.95 | 200.24 | 8 | 0
2035 | RMPA_2_MAPP_US | RMPA | MAPP_US | External | Summer | B4 | 100 | 200 | 0 | 180.51 | 172.51 | 8 | 0
2035 | RMPA_2_MAPP_US | RMPA | MAPP_US | External | Summer | B5 | 200 | 200 | 0 | 155.58 | 147.58 | 8 | 0
2035 | RMPA_2_MAPP_US | RMPA | MAPP_US | External | Summer | B6 | 300 | 200 | 0 | 145.36 | 123.15 | 8 | 0
2035 | RMPA_2_MAPP_US | RMPA | MAPP_US | External | Summer | B7 | 400 | 200 | 0 | 143.92 | 98.21 | 8 | 0
2035 | RMPA_2_MAPP_US | RMPA | MAPP_US | External | Summer | B8 | 500 | 200 | 0 | 143.92 | 83.65 | 8 | 0
2035 | RMPA_2_MAPP_US | RMPA | MAPP_US | External | Summer | B9 | 800 | 200 | 0 | 131.26 | 79.44 | 8 | 0
2035 | RMPA_2_MAPP_US | RMPA | MAPP_US | External | Summer | B10 | 1262 | 200 | 0 | 131.26 | 73.07 | 8 | 0
2035 | RMPA_2_MAPP_US | RMPA | MAPP_US | External | Winter | B16 | 25 | 200 | 0 | 132.21 | 69.37 | 8 | 0
2035 | RMPA_2_MAPP_US | RMPA | MAPP_US | External | Winter | B17 | 100 | 200 | 0 | 124.05 | 78.72 | 8 | 0
2035 | RMPA_2_MAPP_US | RMPA | MAPP_US | External | Winter | B18 | 400 | 200 | 0 | 119.37 | 78.72 | 8 | 0
2035 | RMPA_2_MAPP_US | RMPA | MAPP_US | External | Winter | B19 | 700 | 200 | 0 | 119.37 | 78.72 | 8 | 0
2035 | RMPA_2_MAPP_US | RMPA | MAPP_US | External | Winter | B20 | 935 | 200 | 0 | 92.24 | 66.46 | 8 | 0
2035 | RMPA_2_NE | RMPA | NE | External | Shoulder | B11 | 25 | 310 | 0 | 111 | 99.61 | 8 | 0
2035 | RMPA_2_NE | RMPA | NE | External | Shoulder | B12 | 200 | 310 | 0 | 111.21 | 74.01 | 8 | 0
2035 | RMPA_2_NE | RMPA | NE | External | Shoulder | B13 | 600 | 310 | 0 | 107.73 | 72.89 | 8 | 0
2035 | RMPA_2_NE | RMPA | NE | External | Shoulder | B14 | 900 | 310 | 0 | 107.73 | 68.69 | 8 | 0
2035 | RMPA_2_NE | RMPA | NE | External | Shoulder | B15 | 1203 | 310 | 0 | 107.71 | 60.05 | 8 | 0
2035 | RMPA_2_NE | RMPA | NE | External | Summer | B1 | 10 | 310 | 0 | 211.95 | 190.15 | 8 | 0
2035 | RMPA_2_NE | RMPA | NE | External | Summer | B2 | 25 | 310 | 0 | 211.95 | 206.95 | 8 | 0
2035 | RMPA_2_NE | RMPA | NE | External | Summer | B3 | 75 | 310 | 0 | 211.95 | 207.24 | 8 | 0
2035 | RMPA_2_NE | RMPA | NE | External | Summer | B4 | 100 | 310 | 0 | 180.51 | 175.51 | 8 | 0
2035 | RMPA_2_NE | RMPA | NE | External | Summer | B5 | 200 | 310 | 0 | 155.58 | 149.58 | 8 | 0
2035 | RMPA_2_NE | RMPA | NE | External | Summer | B6 | 300 | 310 | 0 | 145.36 | 130.15 | 8 | 0
2035 | RMPA_2_NE | RMPA | NE | External | Summer | B7 | 400 | 310 | 0 | 143.92 | 102.82 | 8 | 0
2035 | RMPA_2_NE | RMPA | NE | External | Summer | B8 | 500 | 310 | 0 | 143.92 | 90.65 | 8 | 0
2035 | RMPA_2_NE | RMPA | NE | External | Summer | B9 | 800 | 310 | 0 | 131.26 | 78.06 | 8 | 0
2035 | RMPA_2_NE | RMPA | NE | External | Summer | B10 | 1262 | 310 | 0 | 131.26 | 71 | 8 | 0
2035 | RMPA_2_NE | RMPA | NE | External | Winter | B16 | 25 | 310 | 0 | 132.21 | 76.37 | 8 | 0
2035 | RMPA_2_NE | RMPA | NE | External | Winter | B17 | 100 | 310 | 0 | 124.05 | 73.72 | 8 | 0
2035 | RMPA_2_NE | RMPA | NE | External | Winter | B18 | 400 | 310 | 0 | 119.37 | 73.72 | 8 | 0
2035 | RMPA_2_NE | RMPA | NE | External | Winter | B19 | 700 | 310 | 0 | 119.37 | 73.72 | 8 | 0
2035 | RMPA_2_NE | RMPA | NE | External | Winter | B20 | 935 | 310 | 0 | 92.24 | 61.46 | 8 | 0
2035 | RMPA_2_SPP_N | RMPA | SPP_N | External | Shoulder | B11 | 25 | 210 | 0 | 111 | 93 | 8 | 0
2035 | RMPA_2_SPP_N | RMPA | SPP_N | External | Shoulder | B12 | 200 | 210 | 0 | 111.21 | 74.02 | 8 | 0
2035 | RMPA_2_SPP_N | RMPA | SPP_N | External | Shoulder | B13 | 600 | 210 | 0 | 107.73 | 72.9 | 8 | 0
2035 | RMPA_2_SPP_N | RMPA | SPP_N | External | Shoulder | B14 | 900 | 210 | 0 | 107.73 | 68.7 | 8 | 0
2035 | RMPA_2_SPP_N | RMPA | SPP_N | External | Shoulder | B15 | 1203 | 210 | 0 | 107.71 | 62.25 | 8 | 0
2035 | RMPA_2_SPP_N | RMPA | SPP_N | External | Summer | B1 | 10 | 210 | 0 | 211.95 | 175.58 | 8 | 0
2035 | RMPA_2_SPP_N | RMPA | SPP_N | External | Summer | B2 | 25 | 210 | 0 | 211.95 | 200.87 | 8 | 0
2035 | RMPA_2_SPP_N | RMPA | SPP_N | External | Summer | B3 | 75 | 210 | 0 | 211.95 | 207.25 | 8 | 0
2035 | RMPA_2_SPP_N | RMPA | SPP_N | External | Summer | B4 | 100 | 210 | 0 | 180.51 | 172.3 | 8 | 0
2035 | RMPA_2_SPP_N | RMPA | SPP_N | External | Summer | B5 | 200 | 210 | 0 | 155.58 | 140.99 | 8 | 0
2035 | RMPA_2_SPP_N | RMPA | SPP_N | External | Summer | B6 | 300 | 210 | 0 | 145.36 | 130.17 | 8 | 0
2035 | RMPA_2_SPP_N | RMPA | SPP_N | External | Summer | B7 | 400 | 210 | 0 | 143.92 | 102.83 | 8 | 0
2035 | RMPA_2_SPP_N | RMPA | SPP_N | External | Summer | B8 | 500 | 210 | 0 | 143.92 | 90.66 | 8 | 0
2035 | RMPA_2_SPP_N | RMPA | SPP_N | External | Summer | B9 | 800 | 210 | 0 | 131.26 | 78.04 | 8 | 0
2035 | RMPA_2_SPP_N | RMPA | SPP_N | External | Summer | B10 | 1262 | 210 | 0 | 131.26 | 71.01 | 8 | 0
2035 | RMPA_2_SPP_N | RMPA | SPP_N | External | Winter | B16 | 25 | 210 | 0 | 132.21 | 78.57 | 8 | 0
2035 | RMPA_2_SPP_N | RMPA | SPP_N | External | Winter | B17 | 100 | 210 | 0 | 124.05 | 75.92 | 8 | 0
2035 | RMPA_2_SPP_N | RMPA | SPP_N | External | Winter | B18 | 400 | 210 | 0 | 119.37 | 75.92 | 8 | 0
2035 | RMPA_2_SPP_N | RMPA | SPP_N | External | Winter | B19 | 700 | 210 | 0 | 119.37 | 75.06 | 8 | 0
2035 | RMPA_2_SPP_N | RMPA | SPP_N | External | Winter | B20 | 935 | 210 | 0 | 92.24 | 61.47 | 8 | 0
2035 | SPP_N_2_RMPA | SPP_N | RMPA | External | Shoulder | B11 | 25 | 210 | 210 | 93 | 111 | 5 | 13
2035 | SPP_N_2_RMPA | SPP_N | RMPA | External | Shoulder | B12 | 200 | 210 | 210 | 74.02 | 111.21 | 5 | 32.19
2035 | SPP_N_2_RMPA | SPP_N | RMPA | External | Shoulder | B13 | 600 | 210 | 210 | 72.9 | 107.73 | 5 | 29.82
2035 | SPP_N_2_RMPA | SPP_N | RMPA | External | Shoulder | B14 | 900 | 210 | 210 | 68.7 | 107.73 | 5 | 34.02
2035 | SPP_N_2_RMPA | SPP_N | RMPA | External | Shoulder | B15 | 1203 | 210 | 210 | 62.25 | 107.71 | 5 | 40.47
2035 | SPP_N_2_RMPA | SPP_N | RMPA | External | Summer | B1 | 10 | 210 | 210 | 175.58 | 211.95 | 5 | 31.37
2035 | SPP_N_2_RMPA | SPP_N | RMPA | External | Summer | B2 | 25 | 210 | 210 | 200.87 | 211.95 | 5 | 6.08
2035 | SPP_N_2_RMPA | SPP_N | RMPA | External | Summer | B3 | 75 | 210 | 0 | 207.25 | 211.95 | 5 | 0
2035 | SPP_N_2_RMPA | SPP_N | RMPA | External | Summer | B4 | 100 | 210 | 210 | 172.3 | 180.51 | 5 | 3.21
2035 | SPP_N_2_RMPA | SPP_N | RMPA | External | Summer | B5 | 200 | 210 | 210 | 140.99 | 155.58 | 5 | 9.58
2035 | SPP_N_2_RMPA | SPP_N | RMPA | External | Summer | B6 | 300 | 210 | 210 | 130.17 | 145.36 | 5 | 10.19
2035 | SPP_N_2_RMPA | SPP_N | RMPA | External | Summer | B7 | 400 | 210 | 210 | 102.83 | 143.92 | 5 | 36.09
2035 | SPP_N_2_RMPA | SPP_N | RMPA | External | Summer | B8 | 500 | 210 | 210 | 90.66 | 143.92 | 5 | 48.26
2035 | SPP_N_2_RMPA | SPP_N | RMPA | External | Summer | B9 | 800 | 210 | 210 | 78.04 | 131.26 | 5 | 48.21
2035 | SPP_N_2_RMPA | SPP_N | RMPA | External | Summer | B10 | 1262 | 210 | 210 | 71.01 | 131.26 | 5 | 55.24
2035 | SPP_N_2_RMPA | SPP_N | RMPA | External | Winter | B16 | 25 | 210 | 210 | 78.57 | 132.21 | 5 | 48.64
2035 | SPP_N_2_RMPA | SPP_N | RMPA | External | Winter | B17 | 100 | 210 | 210 | 75.92 | 124.05 | 5 | 43.12
2035 | SPP_N_2_RMPA | SPP_N | RMPA | External | Winter | B18 | 400 | 210 | 210 | 75.92 | 119.37 | 5 | 38.44
2035 | SPP_N_2_RMPA | SPP_N | RMPA | External | Winter | B19 | 700 | 210 | 210 | 75.06 | 119.37 | 5 | 39.3
2035 | SPP_N_2_RMPA | SPP_N | RMPA | External | Winter | B20 | 935 | 210 | 210 | 61.47 | 92.24 | 5 | 25.77
2035 | SPP_S_2_ERCOT | SPP_S | ERCOT | External | Shoulder | B11 | 25 | 800 | 800 | 93.01 | 136.08 | 5 | 38.07
2035 | SPP_S_2_ERCOT | SPP_S | ERCOT | External | Shoulder | B12 | 200 | 800 | 800 | 71.52 | 136.08 | 5 | 59.56
2035 | SPP_S_2_ERCOT | SPP_S | ERCOT | External | Shoulder | B13 | 600 | 800 | 800 | 70.4 | 117.15 | 5 | 41.74
2035 | SPP_S_2_ERCOT | SPP_S | ERCOT | External | Shoulder | B14 | 900 | 800 | 800 | 66.21 | 117.15 | 5 | 45.94
2035 | SPP_S_2_ERCOT | SPP_S | ERCOT | External | Shoulder | B15 | 1203 | 800 | 800 | 59.75 | 109.68 | 5 | 44.94
2035 | SPP_S_2_ERCOT | SPP_S | ERCOT | External | Summer | B1 | 10 | 800 | 800 | 173.08 | 751.19 | 5 | 573.11
2035 | SPP_S_2_ERCOT | SPP_S | ERCOT | External | Summer | B2 | 25 | 800 | 800 | 198.37 | 751.19 | 5 | 547.82
2035 | SPP_S_2_ERCOT | SPP_S | ERCOT | External | Summer | B3 | 75 | 800 | 800 | 207.26 | 316.46 | 5 | 104.19
2035 | SPP_S_2_ERCOT | SPP_S | ERCOT | External | Summer | B4 | 100 | 800 | 479.88 | 172.31 | 177.31 | 5 | 0
2035 | SPP_S_2_ERCOT | SPP_S | ERCOT | External | Summer | B5 | 200 | 800 | 0 | 140.98 | 134.52 | 5 | 0
2035 | SPP_S_2_ERCOT | SPP_S | ERCOT | External | Summer | B6 | 300 | 800 | 0 | 134.62 | 134.52 | 5 | 0
2035 | SPP_S_2_ERCOT | SPP_S | ERCOT | External | Summer | B7 | 400 | 800 | 800 | 107.29 | 134.52 | 5 | 22.23
2035 | SPP_S_2_ERCOT | SPP_S | ERCOT | External | Summer | B8 | 500 | 800 | 800 | 95.11 | 134.52 | 5 | 34.41
2035 | SPP_S_2_ERCOT | SPP_S | ERCOT | External | Summer | B9 | 800 | 800 | 800 | 78.06 | 115.82 | 5 | 32.76
2035 | SPP_S_2_ERCOT | SPP_S | ERCOT | External | Summer | B10 | 1262 | 800 | 800 | 71 | 115.82 | 5 | 39.82
2035 | SPP_S_2_ERCOT | SPP_S | ERCOT | External | Winter | B16 | 25 | 800 | 800 | 76.07 | 139.35 | 5 | 58.28
2035 | SPP_S_2_ERCOT | SPP_S | ERCOT | External | Winter | B17 | 100 | 800 | 800 | 73.42 | 139.35 | 5 | 60.93
2035 | SPP_S_2_ERCOT | SPP_S | ERCOT | External | Winter | B18 | 400 | 800 | 800 | 73.42 | 119.93 | 5 | 41.5
2035 | SPP_S_2_ERCOT | SPP_S | ERCOT | External | Winter | B19 | 700 | 800 | 800 | 72.57 | 119.93 | 5 | 42.36
2035 | SPP_S_2_ERCOT | SPP_S | ERCOT | External | Winter | B20 | 935 | 800 | 800 | 58.97 | 109.68 | 5 | 45.71
2040 | AZ_NM_SNV_Coal_2_SPP_S | AZ_NM_SNV_Coal | SPP_S | External | Shoulder | B11 | 25 | 400 | 400 | 102.75 | 114.27 | 8.17 | 3.35
2040 | AZ_NM_SNV_Coal_2_SPP_S | AZ_NM_SNV_Coal | SPP_S | External | Shoulder | B12 | 200 | 400 | 0 | 94.6 | 100.71 | 8.17 | 0
2040 | AZ_NM_SNV_Coal_2_SPP_S | AZ_NM_SNV_Coal | SPP_S | External | Shoulder | B13 | 600 | 400 | 0 | 94.6 | 94.75 | 8.17 | 0
2040 | AZ_NM_SNV_Coal_2_SPP_S | AZ_NM_SNV_Coal | SPP_S | External | Shoulder | B14 | 900 | 400 | 0 | 94.6 | 93.72 | 8.17 | 0
2040 | AZ_NM_SNV_Coal_2_SPP_S | AZ_NM_SNV_Coal | SPP_S | External | Shoulder | B15 | 1203 | 400 | 0 | 78.34 | 26.93 | 8.17 | 0
2040 | AZ_NM_SNV_Coal_2_SPP_S | AZ_NM_SNV_Coal | SPP_S | External | Summer | B1 | 10 | 400 | 0 | 751.2 | 255.52 | 8.17 | 0
2040 | AZ_NM_SNV_Coal_2_SPP_S | AZ_NM_SNV_Coal | SPP_S | External | Summer | B2 | 25 | 400 | 0 | 313.57 | 290.82 | 8.17 | 0
2040 | AZ_NM_SNV_Coal_2_SPP_S | AZ_NM_SNV_Coal | SPP_S | External | Summer | B3 | 75 | 400 | 0 | 313.57 | 290.09 | 8.17 | 0
2040 | AZ_NM_SNV_Coal_2_SPP_S | AZ_NM_SNV_Coal | SPP_S | External | Summer | B4 | 100 | 400 | 0 | 241.55 | 228.17 | 8.17 | 0
2040 | AZ_NM_SNV_Coal_2_SPP_S | AZ_NM_SNV_Coal | SPP_S | External | Summer | B5 | 200 | 400 | 0 | 198.29 | 180.71 | 8.17 | 0
2040 | AZ_NM_SNV_Coal_2_SPP_S | AZ_NM_SNV_Coal | SPP_S | External | Summer | B6 | 300 | 400 | 0 | 190.12 | 180.29 | 8.17 | 0
2040 | AZ_NM_SNV_Coal_2_SPP_S | AZ_NM_SNV_Coal | SPP_S | External | Summer | B7 | 400 | 400 | 0 | 181.96 | 146.1 | 8.17 | 0
2040 | AZ_NM_SNV_Coal_2_SPP_S | AZ_NM_SNV_Coal | SPP_S | External | Summer | B8 | 500 | 400 | 0 | 181.96 | 123.66 | 8.17 | 0
2040 | AZ_NM_SNV_Coal_2_SPP_S | AZ_NM_SNV_Coal | SPP_S | External | Summer | B9 | 800 | 400 | 0 | 181.94 | 107.35 | 8.17 | 0
2040 | AZ_NM_SNV_Coal_2_SPP_S | AZ_NM_SNV_Coal | SPP_S | External | Summer | B10 | 1262 | 400 | 0 | 177.62 | 41.31 | 8.17 | 0
2040 | AZ_NM_SNV_Coal_2_SPP_S | AZ_NM_SNV_Coal | SPP_S | External | Winter | B16 | 25 | 400 | 0 | 102.75 | 104.67 | 8.17 | 0
2040 | AZ_NM_SNV_Coal_2_SPP_S | AZ_NM_SNV_Coal | SPP_S | External | Winter | B17 | 100 | 400 | 0 | 94.6 | 99.76 | 8.17 | 0
2040 | AZ_NM_SNV_Coal_2_SPP_S | AZ_NM_SNV_Coal | SPP_S | External | Winter | B18 | 400 | 400 | 0 | 94.6 | 97.16 | 8.17 | 0
2040 | AZ_NM_SNV_Coal_2_SPP_S | AZ_NM_SNV_Coal | SPP_S | External | Winter | B19 | 700 | 400 | 0 | 94.6 | 97.1 | 8.17 | 0
2040 | AZ_NM_SNV_Coal_2_SPP_S | AZ_NM_SNV_Coal | SPP_S | External | Winter | B20 | 935 | 400 | 0 | 79.11 | 26.93 | 8.17 | 0
2040 | ERCOT_2_SPP_S | ERCOT | SPP_S | External | Shoulder | B11 | 25 | 800 | 0 | 182.23 | 114.27 | 8 | 0
2040 | ERCOT_2_SPP_S | ERCOT | SPP_S | External | Shoulder | B12 | 200 | 800 | 0 | 175.51 | 100.71 | 8 | 0
2040 | ERCOT_2_SPP_S | ERCOT | SPP_S | External | Shoulder | B13 | 600 | 800 | 0 | 156.4 | 94.75 | 8 | 0
2040 | ERCOT_2_SPP_S | ERCOT | SPP_S | External | Shoulder | B14 | 900 | 800 | 0 | 156.4 | 93.72 | 8 | 0
2040 | ERCOT_2_SPP_S | ERCOT | SPP_S | External | Shoulder | B15 | 1203 | 800 | 0 | 73.29 | 26.93 | 8 | 0
2040 | ERCOT_2_SPP_S | ERCOT | SPP_S | External | Summer | B1 | 10 | 800 | 0 | 751.19 | 255.52 | 8 | 0
2040 | ERCOT_2_SPP_S | ERCOT | SPP_S | External | Summer | B2 | 25 | 800 | 0 | 751.19 | 290.82 | 8 | 0
2040 | ERCOT_2_SPP_S | ERCOT | SPP_S | External | Summer | B3 | 75 | 800 | 0 | 370.7 | 290.09 | 8 | 0
2040 | ERCOT_2_SPP_S | ERCOT | SPP_S | External | Summer | B4 | 100 | 800 | 0 | 233.17 | 228.17 | 8 | 0
2040 | ERCOT_2_SPP_S | ERCOT | SPP_S | External | Summer | B5 | 200 | 800 | 0 | 180.5 | 180.71 | 8 | 0
2040 | ERCOT_2_SPP_S | ERCOT | SPP_S | External | Summer | B6 | 300 | 800 | 0 | 180.5 | 180.29 | 8 | 0
2040 | ERCOT_2_SPP_S | ERCOT | SPP_S | External | Summer | B7 | 400 | 800 | 0 | 180.5 | 146.1 | 8 | 0
2040 | ERCOT_2_SPP_S | ERCOT | SPP_S | External | Summer | B8 | 500 | 800 | 0 | 156.96 | 123.66 | 8 | 0
2040 | ERCOT_2_SPP_S | ERCOT | SPP_S | External | Summer | B9 | 800 | 800 | 0 | 154.92 | 107.35 | 8 | 0
2040 | ERCOT_2_SPP_S | ERCOT | SPP_S | External | Summer | B10 | 1262 | 800 | 0 | 73.5 | 41.31 | 8 | 0
2040 | ERCOT_2_SPP_S | ERCOT | SPP_S | External | Winter | B16 | 25 | 800 | 0 | 185.84 | 104.67 | 8 | 0
2040 | ERCOT_2_SPP_S | ERCOT | SPP_S | External | Winter | B17 | 100 | 800 | 0 | 185.84 | 99.76 | 8 | 0
2040 | ERCOT_2_SPP_S | ERCOT | SPP_S | External | Winter | B18 | 400 | 800 | 0 | 159.47 | 97.16 | 8 | 0
2040 | ERCOT_2_SPP_S | ERCOT | SPP_S | External | Winter | B19 | 700 | 800 | 0 | 159.47 | 97.1 | 8 | 0
2040 | ERCOT_2_SPP_S | ERCOT | SPP_S | External | Winter | B20 | 935 | 800 | 0 | 73.5 | 26.93 | 8 | 0
2040 | MAPP_US_2_RMPA | MAPP_US | RMPA | External | Shoulder | B11 | 25 | 200 | 0 | 118.27 | 102.75 | 8 | 0
2040 | MAPP_US_2_RMPA | MAPP_US | RMPA | External | Shoulder | B12 | 200 | 200 | 0 | 109.27 | 100.37 | 8 | 0
2040 | MAPP_US_2_RMPA | MAPP_US | RMPA | External | Shoulder | B13 | 600 | 200 | 0 | 105.58 | 98.65 | 8 | 0
2040 | MAPP_US_2_RMPA | MAPP_US | RMPA | External | Shoulder | B14 | 900 | 200 | 0 | 104.55 | 98.65 | 8 | 0
2040 | MAPP_US_2_RMPA | MAPP_US | RMPA | External | Shoulder | B15 | 1203 | 200 | 200 | 52.26 | 73.5 | 8 | 13.24
2040 | MAPP_US_2_RMPA | MAPP_US | RMPA | External | Summer | B1 | 10 | 200 | 200 | 277.49 | 743.02 | 8 | 457.54
2040 | MAPP_US_2_RMPA | MAPP_US | RMPA | External | Summer | B2 | 25 | 200 | 0 | 299.39 | 299.39 | 8 | 0
2040 | MAPP_US_2_RMPA | MAPP_US | RMPA | External | Summer | B3 | 75 | 200 | 0 | 299.56 | 299.56 | 8 | 0
2040 | MAPP_US_2_RMPA | MAPP_US | RMPA | External | Summer | B4 | 100 | 200 | 0 | 239.7 | 233.38 | 8 | 0
2040 | MAPP_US_2_RMPA | MAPP_US | RMPA | External | Summer | B5 | 200 | 200 | 200 | 174.19 | 190.13 | 8 | 7.94
2040 | MAPP_US_2_RMPA | MAPP_US | RMPA | External | Summer | B6 | 300 | 200 | 200 | 167.7 | 190.12 | 8 | 14.42
2040 | MAPP_US_2_RMPA | MAPP_US | RMPA | External | Summer | B7 | 400 | 200 | 200 | 138.51 | 173.8 | 8 | 27.29
2040 | MAPP_US_2_RMPA | MAPP_US | RMPA | External | Summer | B8 | 500 | 200 | 200 | 116.17 | 173.79 | 8 | 49.62
2040 | MAPP_US_2_RMPA | MAPP_US | RMPA | External | Summer | B9 | 800 | 200 | 200 | 116.17 | 166.56 | 8 | 42.39
2040 | MAPP_US_2_RMPA | MAPP_US | RMPA | External | Summer | B10 | 1262 | 200 | 200 | 56.09 | 166.56 | 8 | 102.46
2040 | MAPP_US_2_RMPA | MAPP_US | RMPA | External | Winter | B16 | 25 | 200 | 0 | 113.23 | 110.92 | 8 | 0
2040 | MAPP_US_2_RMPA | MAPP_US | RMPA | External | Winter | B17 | 100 | 200 | 0 | 110.39 | 102.75 | 8 | 0
2040 | MAPP_US_2_RMPA | MAPP_US | RMPA | External | Winter | B18 | 400 | 200 | 0 | 107.94 | 99.38 | 8 | 0
2040 | MAPP_US_2_RMPA | MAPP_US | RMPA | External | Winter | B19 | 700 | 200 | 0 | 107.94 | 99.38 | 8 | 0
2040 | MAPP_US_2_RMPA | MAPP_US | RMPA | External | Winter | B20 | 935 | 200 | 200 | 52.26 | 73.5 | 8 | 13.24
2040 | NE_2_RMPA | NE | RMPA | External | Shoulder | B11 | 25 | 310 | 0 | 114.27 | 102.75 | 5 | 0
2040 | NE_2_RMPA | NE | RMPA | External | Shoulder | B12 | 200 | 310 | 0 | 104.27 | 100.37 | 5 | 0
2040 | NE_2_RMPA | NE | RMPA | External | Shoulder | B13 | 600 | 310 | 0 | 97.32 | 98.65 | 5 | 0
2040 | NE_2_RMPA | NE | RMPA | External | Shoulder | B14 | 900 | 310 | 0 | 96.28 | 98.65 | 5 | 0
2040 | NE_2_RMPA | NE | RMPA | External | Shoulder | B15 | 1203 | 310 | 310 | 29.49 | 73.5 | 5 | 39
2040 | NE_2_RMPA | NE | RMPA | External | Summer | B1 | 10 | 310 | 310 | 274.93 | 743.02 | 5 | 463.09
2040 | NE_2_RMPA | NE | RMPA | External | Summer | B2 | 25 | 310 | 100.31 | 294.39 | 299.39 | 5 | 0
2040 | NE_2_RMPA | NE | RMPA | External | Summer | B3 | 75 | 310 | 152.93 | 294.56 | 299.56 | 5 | 0
2040 | NE_2_RMPA | NE | RMPA | External | Summer | B4 | 100 | 310 | 0 | 241.38 | 233.38 | 5 | 0
2040 | NE_2_RMPA | NE | RMPA | External | Summer | B5 | 200 | 310 | 310 | 181.19 | 190.13 | 5 | 3.94
2040 | NE_2_RMPA | NE | RMPA | External | Summer | B6 | 300 | 310 | 310 | 174.7 | 190.12 | 5 | 10.42
2040 | NE_2_RMPA | NE | RMPA | External | Summer | B7 | 400 | 310 | 310 | 140.51 | 173.8 | 5 | 28.29
2040 | NE_2_RMPA | NE | RMPA | External | Summer | B8 | 500 | 310 | 310 | 118.1 | 173.79 | 5 | 50.69
2040 | NE_2_RMPA | NE | RMPA | External | Summer | B9 | 800 | 310 | 310 | 111.17 | 166.56 | 5 | 50.39
2040 | NE_2_RMPA | NE | RMPA | External | Summer | B10 | 1262 | 310 | 310 | 51.09 | 166.56 | 5 | 110.46
2040 | NE_2_RMPA | NE | RMPA | External | Winter | B16 | 25 | 310 | 310 | 104.19 | 110.92 | 5 | 1.73
2040 | NE_2_RMPA | NE | RMPA | External | Winter | B17 | 100 | 310 | 0 | 101.35 | 102.75 | 5 | 0
2040 | NE_2_RMPA | NE | RMPA | External | Winter | B18 | 400 | 310 | 0 | 99.72 | 99.38 | 5 | 0
2040 | NE_2_RMPA | NE | RMPA | External | Winter | B19 | 700 | 310 | 0 | 99.67 | 99.38 | 5 | 0
2040 | NE_2_RMPA | NE | RMPA | External | Winter | B20 | 935 | 310 | 310 | 29.49 | 73.5 | 5 | 39
2040 | NWPP_Coal_2_MAPP_US | NWPP_Coal | MAPP_US | External | Shoulder | B11 | 25 | 150 | 150 | 94.59 | 118.27 | 8 | 15.68
2040 | NWPP_Coal_2_MAPP_US | NWPP_Coal | MAPP_US | External | Shoulder | B12 | 200 | 150 | 150 | 94.59 | 109.27 | 8 | 6.68
2040 | NWPP_Coal_2_MAPP_US | NWPP_Coal | MAPP_US | External | Shoulder | B13 | 600 | 150 | 150 | 94.59 | 105.58 | 8 | 2.99
2040 | NWPP_Coal_2_MAPP_US | NWPP_Coal | MAPP_US | External | Shoulder | B14 | 900 | 150 | 150 | 94.59 | 104.55 | 8 | 1.96
2040 | NWPP_Coal_2_MAPP_US | NWPP_Coal | MAPP_US | External | Shoulder | B15 | 1203 | 150 | 0 | 94.59 | 52.26 | 8 | 0
2040 | NWPP_Coal_2_MAPP_US | NWPP_Coal | MAPP_US | External | Summer | B1 | 10 | 150 | 0 | 734.86 | 277.49 | 8 | 0
2040 | NWPP_Coal_2_MAPP_US | NWPP_Coal | MAPP_US | External | Summer | B2 | 25 | 150 | 150 | 181.95 | 299.39 | 8 | 109.43
2040 | NWPP_Coal_2_MAPP_US | NWPP_Coal | MAPP_US | External | Summer | B3 | 75 | 150 | 150 | 181.95 | 299.56 | 8 | 109.61
2040 | NWPP_Coal_2_MAPP_US | NWPP_Coal | MAPP_US | External | Summer | B4 | 100 | 150 | 150 | 181.95 | 239.7 | 8 | 49.75
2040 | NWPP_Coal_2_MAPP_US | NWPP_Coal | MAPP_US | External | Summer | B5 | 200 | 150 | 0 | 181.95 | 174.19 | 8 | 0
2040 | NWPP_Coal_2_MAPP_US | NWPP_Coal | MAPP_US | External | Summer | B6 | 300 | 150 | 0 | 181.95 | 167.7 | 8 | 0
2040 | NWPP_Coal_2_MAPP_US | NWPP_Coal | MAPP_US | External | Summer | B7 | 400 | 150 | 0 | 181.95 | 138.51 | 8 | 0
2040 | NWPP_Coal_2_MAPP_US | NWPP_Coal | MAPP_US | External | Summer | B8 | 500 | 150 | 0 | 181.95 | 116.17 | 8 | 0
2040 | NWPP_Coal_2_MAPP_US | NWPP_Coal | MAPP_US | External | Summer | B9 | 800 | 150 | 0 | 181.95 | 116.17 | 8 | 0
2040 | NWPP_Coal_2_MAPP_US | NWPP_Coal | MAPP_US | External | Summer | B10 | 1262 | 150 | 0 | 181.95 | 56.09 | 8 | 0
2040 | NWPP_Coal_2_MAPP_US | NWPP_Coal | MAPP_US | External | Winter | B16 | 25 | 150 | 150 | 94.59 | 113.23 | 8 | 10.64
2040 | NWPP_Coal_2_MAPP_US | NWPP_Coal | MAPP_US | External | Winter | B17 | 100 | 150 | 150 | 94.59 | 110.39 | 8 | 7.8
2040 | NWPP_Coal_2_MAPP_US | NWPP_Coal | MAPP_US | External | Winter | B18 | 400 | 150 | 150 | 94.59 | 107.94 | 8 | 5.35
2040 | NWPP_Coal_2_MAPP_US | NWPP_Coal | MAPP_US | External | Winter | B19 | 700 | 150 | 150 | 94.59 | 107.94 | 8 | 5.35
2040 | NWPP_Coal_2_MAPP_US | NWPP_Coal | MAPP_US | External | Winter | B20 | 935 | 150 | 0 | 94.59 | 52.26 | 8 | 0
2040 | RMPA_2_MAPP_US | RMPA | MAPP_US | External | Shoulder | B11 | 25 | 200 | 200 | 102.75 | 118.27 | 8 | 7.52
2040 | RMPA_2_MAPP_US | RMPA | MAPP_US | External | Shoulder | B12 | 200 | 200 | 200 | 100.37 | 109.27 | 8 | 0.9
2040 | RMPA_2_MAPP_US | RMPA | MAPP_US | External | Shoulder | B13 | 600 | 200 | 0 | 98.65 | 105.58 | 8 | 0
2040 | RMPA_2_MAPP_US | RMPA | MAPP_US | External | Shoulder | B14 | 900 | 200 | 0 | 98.65 | 104.55 | 8 | 0
2040 | RMPA_2_MAPP_US | RMPA | MAPP_US | External | Shoulder | B15 | 1203 | 200 | 0 | 73.5 | 52.26 | 8 | 0
2040 | RMPA_2_MAPP_US | RMPA | MAPP_US | External | Summer | B1 | 10 | 200 | 0 | 743.02 | 277.49 | 8 | 0
2040 | RMPA_2_MAPP_US | RMPA | MAPP_US | External | Summer | B2 | 25 | 200 | 0 | 299.39 | 299.39 | 8 | 0
2040 | RMPA_2_MAPP_US | RMPA | MAPP_US | External | Summer | B3 | 75 | 200 | 0 | 299.56 | 299.56 | 8 | 0
2040 | RMPA_2_MAPP_US | RMPA | MAPP_US | External | Summer | B4 | 100 | 200 | 0 | 233.38 | 239.7 | 8 | 0
2040 | RMPA_2_MAPP_US | RMPA | MAPP_US | External | Summer | B5 | 200 | 200 | 0 | 190.13 | 174.19 | 8 | 0
2040 | RMPA_2_MAPP_US | RMPA | MAPP_US | External | Summer | B6 | 300 | 200 | 0 | 190.12 | 167.7 | 8 | 0
2040 | RMPA_2_MAPP_US | RMPA | MAPP_US | External | Summer | B7 | 400 | 200 | 0 | 173.8 | 138.51 | 8 | 0
2040 | RMPA_2_MAPP_US | RMPA | MAPP_US | External | Summer | B8 | 500 | 200 | 0 | 173.79 | 116.17 | 8 | 0
2040 | RMPA_2_MAPP_US | RMPA | MAPP_US | External | Summer | B9 | 800 | 200 | 0 | 166.56 | 116.17 | 8 | 0
2040 | RMPA_2_MAPP_US | RMPA | MAPP_US | External | Summer | B10 | 1262 | 200 | 0 | 166.56 | 56.09 | 8 | 0
2040 | RMPA_2_MAPP_US | RMPA | MAPP_US | External | Winter | B16 | 25 | 200 | 0 | 110.92 | 113.23 | 8 | 0
2040 | RMPA_2_MAPP_US | RMPA | MAPP_US | External | Winter | B17 | 100 | 200 | 0 | 102.75 | 110.39 | 8 | 0
2040 | RMPA_2_MAPP_US | RMPA | MAPP_US | External | Winter | B18 | 400 | 200 | 200 | 99.38 | 107.94 | 8 | 0.56
2040 | RMPA_2_MAPP_US | RMPA | MAPP_US | External | Winter | B19 | 700 | 200 | 200 | 99.38 | 107.94 | 8 | 0.56
2040 | RMPA_2_MAPP_US | RMPA | MAPP_US | External | Winter | B20 | 935 | 200 | 0 | 73.5 | 52.26 | 8 | 0
2040 | RMPA_2_NE | RMPA | NE | External | Shoulder | B11 | 25 | 310 | 310 | 102.75 | 114.27 | 8 | 3.52
2040 | RMPA_2_NE | RMPA | NE | External | Shoulder | B12 | 200 | 310 | 0 | 100.37 | 104.27 | 8 | 0
2040 | RMPA_2_NE | RMPA | NE | External | Shoulder | B13 | 600 | 310 | 0 | 98.65 | 97.32 | 8 | 0
2040 | RMPA_2_NE | RMPA | NE | External | Shoulder | B14 | 900 | 310 | 0 | 98.65 | 96.28 | 8 | 0
2040 | RMPA_2_NE | RMPA | NE | External | Shoulder | B15 | 1203 | 310 | 0 | 73.5 | 29.49 | 8 | 0
2040 | RMPA_2_NE | RMPA | NE | External | Summer | B1 | 10 | 310 | 0 | 743.02 | 274.93 | 8 | 0
2040 | RMPA_2_NE | RMPA | NE | External | Summer | B2 | 25 | 310 | 0 | 299.39 | 294.39 | 8 | 0
2040 | RMPA_2_NE | RMPA | NE | External | Summer | B3 | 75 | 310 | 0 | 299.56 | 294.56 | 8 | 0
2040 | RMPA_2_NE | RMPA | NE | External | Summer | B4 | 100 | 310 | 7.7 | 233.38 | 241.38 | 8 | 0
2040 | RMPA_2_NE | RMPA | NE | External | Summer | B5 | 200 | 310 | 0 | 190.13 | 181.19 | 8 | 0
2040 | RMPA_2_NE | RMPA | NE | External | Summer | B6 | 300 | 310 | 0 | 190.12 | 174.7 | 8 | 0
2040 | RMPA_2_NE | RMPA | NE | External | Summer | B7 | 400 | 310 | 0 | 173.8 | 140.51 | 8 | 0
2040 | RMPA_2_NE | RMPA | NE | External | Summer | B8 | 500 | 310 | 0 | 173.79 | 118.1 | 8 | 0
2040 | RMPA_2_NE | RMPA | NE | External | Summer | B9 | 800 | 310 | 0 | 166.56 | 111.17 | 8 | 0
2040 | RMPA_2_NE | RMPA | NE | External | Summer | B10 | 1262 | 310 | 0 | 166.56 | 51.09 | 8 | 0
2040 | RMPA_2_NE | RMPA | NE | External | Winter | B16 | 25 | 310 | 0 | 110.92 | 104.19 | 8 | 0
2040 | RMPA_2_NE | RMPA | NE | External | Winter | B17 | 100 | 310 | 0 | 102.75 | 101.35 | 8 | 0
2040 | RMPA_2_NE | RMPA | NE | External | Winter | B18 | 400 | 310 | 0 | 99.38 | 99.72 | 8 | 0
2040 | RMPA_2_NE | RMPA | NE | External | Winter | B19 | 700 | 310 | 0 | 99.38 | 99.67 | 8 | 0
2040 | RMPA_2_NE | RMPA | NE | External | Winter | B20 | 935 | 310 | 0 | 73.5 | 29.49 | 8 | 0
2040 | RMPA_2_SPP_N | RMPA | SPP_N | External | Shoulder | B11 | 25 | 210 | 210 | 102.75 | 114.26 | 8 | 3.51
2040 | RMPA_2_SPP_N | RMPA | SPP_N | External | Shoulder | B12 | 200 | 210 | 0 | 100.37 | 103.29 | 8 | 0
2040 | RMPA_2_SPP_N | RMPA | SPP_N | External | Shoulder | B13 | 600 | 210 | 0 | 98.65 | 97.33 | 8 | 0
2040 | RMPA_2_SPP_N | RMPA | SPP_N | External | Shoulder | B14 | 900 | 210 | 0 | 98.65 | 96.29 | 8 | 0
2040 | RMPA_2_SPP_N | RMPA | SPP_N | External | Shoulder | B15 | 1203 | 210 | 0 | 73.5 | 29.5 | 8 | 0
2040 | RMPA_2_SPP_N | RMPA | SPP_N | External | Summer | B1 | 10 | 210 | 0 | 743.02 | 261.73 | 8 | 0
2040 | RMPA_2_SPP_N | RMPA | SPP_N | External | Summer | B2 | 25 | 210 | 0 | 299.39 | 293.4 | 8 | 0
2040 | RMPA_2_SPP_N | RMPA | SPP_N | External | Summer | B3 | 75 | 210 | 0 | 299.56 | 290.08 | 8 | 0
2040 | RMPA_2_SPP_N | RMPA | SPP_N | External | Summer | B4 | 100 | 210 | 0 | 233.38 | 228.18 | 8 | 0
2040 | RMPA_2_SPP_N | RMPA | SPP_N | External | Summer | B5 | 200 | 210 | 0 | 190.13 | 180.7 | 8 | 0
2040 | RMPA_2_SPP_N | RMPA | SPP_N | External | Summer | B6 | 300 | 210 | 0 | 190.12 | 174.71 | 8 | 0
2040 | RMPA_2_SPP_N | RMPA | SPP_N | External | Summer | B7 | 400 | 210 | 0 | 173.8 | 140.52 | 8 | 0
2040 | RMPA_2_SPP_N | RMPA | SPP_N | External | Summer | B8 | 500 | 210 | 0 | 173.79 | 118.09 | 8 | 0
2040 | RMPA_2_SPP_N | RMPA | SPP_N | External | Summer | B9 | 800 | 210 | 0 | 166.56 | 107.34 | 8 | 0
2040 | RMPA_2_SPP_N | RMPA | SPP_N | External | Summer | B10 | 1262 | 210 | 0 | 166.56 | 43.88 | 8 | 0
2040 | RMPA_2_SPP_N | RMPA | SPP_N | External | Winter | B16 | 25 | 210 | 0 | 110.92 | 107.24 | 8 | 0
2040 | RMPA_2_SPP_N | RMPA | SPP_N | External | Winter | B17 | 100 | 210 | 0 | 102.75 | 102.34 | 8 | 0
2040 | RMPA_2_SPP_N | RMPA | SPP_N | External | Winter | B18 | 400 | 210 | 0 | 99.38 | 99.74 | 8 | 0
2040 | RMPA_2_SPP_N | RMPA | SPP_N | External | Winter | B19 | 700 | 210 | 0 | 99.38 | 99.68 | 8 | 0
2040 | RMPA_2_SPP_N | RMPA | SPP_N | External | Winter | B20 | 935 | 210 | 0 | 73.5 | 29.5 | 8 | 0
2040 | SPP_N_2_RMPA | SPP_N | RMPA | External | Shoulder | B11 | 25 | 210 | 0 | 114.26 | 102.75 | 5 | 0
2040 | SPP_N_2_RMPA | SPP_N | RMPA | External | Shoulder | B12 | 200 | 210 | 0 | 103.29 | 100.37 | 5 | 0
2040 | SPP_N_2_RMPA | SPP_N | RMPA | External | Shoulder | B13 | 600 | 210 | 0 | 97.33 | 98.65 | 5 | 0
2040 | SPP_N_2_RMPA | SPP_N | RMPA | External | Shoulder | B14 | 900 | 210 | 0 | 96.29 | 98.65 | 5 | 0
2040 | SPP_N_2_RMPA | SPP_N | RMPA | External | Shoulder | B15 | 1203 | 210 | 210 | 29.5 | 73.5 | 5 | 38.99
2040 | SPP_N_2_RMPA | SPP_N | RMPA | External | Summer | B1 | 10 | 210 | 210 | 261.73 | 743.02 | 5 | 476.29
2040 | SPP_N_2_RMPA | SPP_N | RMPA | External | Summer | B2 | 25 | 210 | 210 | 293.4 | 299.39 | 5 | 0.98
2040 | SPP_N_2_RMPA | SPP_N | RMPA | External | Summer | B3 | 75 | 210 | 210 | 290.08 | 299.56 | 5 | 4.48
2040 | SPP_N_2_RMPA | SPP_N | RMPA | External | Summer | B4 | 100 | 210 | 210 | 228.18 | 233.38 | 5 | 0.2
2040 | SPP_N_2_RMPA | SPP_N | RMPA | External | Summer | B5 | 200 | 210 | 210 | 180.7 | 190.13 | 5 | 4.43
2040 | SPP_N_2_RMPA | SPP_N | RMPA | External | Summer | B6 | 300 | 210 | 210 | 174.71 | 190.12 | 5 | 10.4
2040 | SPP_N_2_RMPA | SPP_N | RMPA | External | Summer | B7 | 400 | 210 | 210 | 140.52 | 173.8 | 5 | 28.28
2040 | SPP_N_2_RMPA | SPP_N | RMPA | External | Summer | B8 | 500 | 210 | 210 | 118.09 | 173.79 | 5 | 50.7
2040 | SPP_N_2_RMPA | SPP_N | RMPA | External | Summer | B9 | 800 | 210 | 210 | 107.34 | 166.56 | 5 | 54.22
2040 | SPP_N_2_RMPA | SPP_N | RMPA | External | Summer | B10 | 1262 | 210 | 210 | 43.88 | 166.56 | 5 | 117.68
2040 | SPP_N_2_RMPA | SPP_N | RMPA | External | Winter | B16 | 25 | 210 | 0 | 107.24 | 110.92 | 5 | 0
2040 | SPP_N_2_RMPA | SPP_N | RMPA | External | Winter | B17 | 100 | 210 | 0 | 102.34 | 102.75 | 5 | 0
2040 | SPP_N_2_RMPA | SPP_N | RMPA | External | Winter | B18 | 400 | 210 | 0 | 99.74 | 99.38 | 5 | 0
2040 | SPP_N_2_RMPA | SPP_N | RMPA | External | Winter | B19 | 700 | 210 | 0 | 99.68 | 99.38 | 5 | 0
2040 | SPP_N_2_RMPA | SPP_N | RMPA | External | Winter | B20 | 935 | 210 | 210 | 29.5 | 73.5 | 5 | 38.99
2040 | SPP_S_2_ERCOT | SPP_S | ERCOT | External | Shoulder | B11 | 25 | 800 | 800 | 114.27 | 182.23 | 5 | 62.96
2040 | SPP_S_2_ERCOT | SPP_S | ERCOT | External | Shoulder | B12 | 200 | 800 | 800 | 100.71 | 175.51 | 5 | 69.8
2040 | SPP_S_2_ERCOT | SPP_S | ERCOT | External | Shoulder | B13 | 600 | 800 | 800 | 94.75 | 156.4 | 5 | 56.65
2040 | SPP_S_2_ERCOT | SPP_S | ERCOT | External | Shoulder | B14 | 900 | 800 | 800 | 93.72 | 156.4 | 5 | 57.68
2040 | SPP_S_2_ERCOT | SPP_S | ERCOT | External | Shoulder | B15 | 1203 | 800 | 800 | 26.93 | 73.29 | 5 | 41.37
2040 | SPP_S_2_ERCOT | SPP_S | ERCOT | External | Summer | B1 | 10 | 800 | 800 | 255.52 | 751.19 | 5 | 490.67
2040 | SPP_S_2_ERCOT | SPP_S | ERCOT | External | Summer | B2 | 25 | 800 | 800 | 290.82 | 751.19 | 5 | 455.36
2040 | SPP_S_2_ERCOT | SPP_S | ERCOT | External | Summer | B3 | 75 | 800 | 800 | 290.09 | 370.7 | 5 | 75.61
2040 | SPP_S_2_ERCOT | SPP_S | ERCOT | External | Summer | B4 | 100 | 800 | 520 | 228.17 | 233.17 | 5 | 0
2040 | SPP_S_2_ERCOT | SPP_S | ERCOT | External | Summer | B5 | 200 | 800 | 0 | 180.71 | 180.5 | 5 | 0
2040 | SPP_S_2_ERCOT | SPP_S | ERCOT | External | Summer | B6 | 300 | 800 | 0 | 180.29 | 180.5 | 5 | 0
2040 | SPP_S_2_ERCOT | SPP_S | ERCOT | External | Summer | B7 | 400 | 800 | 800 | 146.1 | 180.5 | 5 | 29.4
2040 | SPP_S_2_ERCOT | SPP_S | ERCOT | External | Summer | B8 | 500 | 800 | 800 | 123.66 | 156.96 | 5 | 28.3
2040 | SPP_S_2_ERCOT | SPP_S | ERCOT | External | Summer | B9 | 800 | 800 | 800 | 107.35 | 154.92 | 5 | 42.57
2040 | SPP_S_2_ERCOT | SPP_S | ERCOT | External | Summer | B10 | 1262 | 800 | 800 | 41.31 | 73.5 | 5 | 27.19
2040 | SPP_S_2_ERCOT | SPP_S | ERCOT | External | Winter | B16 | 25 | 800 | 800 | 104.67 | 185.84 | 5 | 76.17
2040 | SPP_S_2_ERCOT | SPP_S | ERCOT | External | Winter | B17 | 100 | 800 | 800 | 99.76 | 185.84 | 5 | 81.08
2040 | SPP_S_2_ERCOT | SPP_S | ERCOT | External | Winter | B18 | 400 | 800 | 800 | 97.16 | 159.47 | 5 | 57.31
2040 | SPP_S_2_ERCOT | SPP_S | ERCOT | External | Winter | B19 | 700 | 800 | 800 | 97.1 | 159.47 | 5 | 57.36
2040 | SPP_S_2_ERCOT | SPP_S | ERCOT | External | Winter | B20 | 935 | 800 | 800 | 26.93 | 73.5 | 5 | 41.57