## Title
Future 8 Sensitivity 3: Combined Federal Climate and Energy Policy, Low Cost of Renewable Resources
"The results presented herein use modeling assumptions developed by EIPC, EIPC stakeholders and CRA for purposes of EIPC capacity expansion modeling. As such, these results do not necessarily reflect the opinions or views of CRA or any individual EIPC stakeholder."

## Build Summary
EI New Build Summary
EI New Builds by Type
|  | Additions |  |  | Retirements
| 2010 | 2015 | 2020 | 2030 | 2015 | 2020 | 2030 | Total
Coal | 271.9154 | 8.4766 | 0 | 0 | 131.6556 | 90.5744 | 40.3452 | 17.8169
Nuclear | 99.849 | 2.7406 | 4.53 | 33.6868 | 0 | 0.6145 | 1.4882 | 138.7037
CC | 132.682 | 73.5581 | 7.7436 | 0 | 9.7571 | 5.7668 | 17.192 | 181.2677
CT | 120.329 | 4.6917 | 0.3 | 0 | 4.9668 | 2.3642 | 43.026 | 74.9637
Steam Oil/Gas | 74.547 | 0 | 0 | 0 | 47.4657 | 1.1007 | 22.3556 | 3.6251
Hydro | 44.6048 | 0 | 2.906 | 3.6794 | 0 | 0 | 0 | 51.1902
On-Shore Wind | 18.707 | 22.1949 | 155.1714 | 98.0153 | 0 | 0 | 0 | 294.0886
Off-Shore Wind | 0 | 0.469 | 0.0201 | 2.1602 | 0 | 0 | 0 | 2.6493
Other Renewable | 3.613 | 2.3484 | 2.9944 | 2.9858 | 0 | 0 | 0 | 11.9415
New HQ/Maritimes | 0 | 0 | 2.8331 | 2.4752 | 0 | 0 | 0 | 5.3082
Other | 17.054 | 0 | 0 | 0 | 0 | 0 | 0 | 17.054
Total w/o DR | 783.3012 | 114.4792 | 176.4986 | 143.0027 | 193.8451 | 100.4206 | 124.407 | 798.609
DR | 33.1 | -1.344 | 54.7248 | 65.9689 | 0 | 0 | 0 | 152.4497
Total w/DR | 816.4012 | 113.1352 | 231.2234 | 208.9717 | 193.8451 | 100.4206 | 124.407 | 951.0587
EI New Builds by Region
| EI Cumulative New Builds |  |  |  | EI Cumulative New CCs |  |  |  | EI Cumulative New On-Shore Wind |  |  |  | EI Cumulative Coal Retirements
| 2015 | 2020 | 2030 |  |  | 2015 | 2020 | 2030 |  | 2015 | 2020 | 2030 |  | 2015 | 2020 | 2030
ENT | 1099.63 | 2766.48 | 6409.46 |  | ENT | 209.34 | 1818.11 | 1818.11 | ENT | 0 | 0 | 2400 | ENT | 1127.9 | 5935.96 | 8308.9
FRCC | 13308.1 | 13308.1 | 31072.09 |  | FRCC | 10598.77 | 10598.77 | 10598.77 | FRCC | 0 | 0 | 0 | FRCC | 7107.4 | 8837.4 | 9463.4
IESO | 5144.99 | 5144.99 | 5145.49 |  | IESO | 1263 | 1263 | 1263 | IESO | 2105.9 | 2105.9 | 2105.9 | IESO | 6416 | 6416 | 6416
MAPP_CA | 567.45 | 1262.45 | 3805.85 |  | MAPP_CA | 265.05 | 265.05 | 265.05 | MAPP_CA | 302.4 | 302.4 | 302.4 | MAPP_CA | 743.52 | 1745.9 | 1745.9
MAPP_US | 729.6 | 4854.52 | 4926.19 |  | MAPP_US | 0 | 0 | 0 | MAPP_US | 421.3 | 4546.22 | 4546.22 | MAPP_US | 1578.36 | 2599.86 | 3318.02
MISO_IN | 6035.6 | 11042.69 | 42289.25 |  | MISO_IN | 5417.6 | 10207.52 | 10207.52 | MISO_IN | 0 | 0 | 31047.87 | MISO_IN | 5540.3 | 7816.3 | 14582.06
MISO_MI | 2000 | 2550.19 | 2760.25 |  | MISO_MI | 0 | 0 | 0 | MISO_MI | 2000 | 2550.19 | 2600 | MISO_MI | 6340 | 10792 | 10792
MISO_MO-IL | 2090 | 2370 | 13789.63 |  | MISO_MO-IL | 0 | 0 | 0 | MISO_MO-IL | 300 | 300 | 11496.3 | MISO_MO-IL | 4515.4 | 11382.7 | 13763.7
MISO_W | 2894.83 | 54420.09 | 71313.72 |  | MISO_W | 0 | 0 | 0 | MISO_W | 2800.5 | 54325.76 | 71147.72 | MISO_W | 3725.66 | 8151.56 | 13134.59
MISO_WUMS | 6569.16 | 6570.16 | 6824.29 |  | MISO_WUMS | 4750.26 | 4750.26 | 4750.26 | MISO_WUMS | 968.9 | 968.9 | 999.7 | MISO_WUMS | 4191.1 | 6060.1 | 6393.2
NE | 434.1 | 15418.88 | 18864.3 |  | NE | 0 | 0 | 0 | NE | 202 | 15186.78 | 18560.53 | NE | 0 | 3195.8 | 3195.8
NEISO | 3384.16 | 5601.04 | 8785.29 |  | NEISO | 2049.5 | 2049.5 | 2049.5 | NEISO | 231.2 | 2165.49 | 5280 | NEISO | 2250.13 | 2570.13 | 2570.13
NonRTO_Midwest | 2135.15 | 4006.01 | 6203.19 |  | NonRTO_Midwest | 2135.15 | 3260.01 | 3260.01 | NonRTO_Midwest | 0 | 0 | 0 | NonRTO_Midwest | 3818.33 | 6509.3 | 9513.04
NYISO_A-F | 3289.7 | 3807.5 | 8795.79 |  | NYISO_A-F | 639 | 639 | 639 | NYISO_A-F | 2476.3 | 2994.1 | 7914.46 | NYISO_A-F | 2251.9 | 2251.9 | 2251.9
NYISO_G-I | 0 | 60 | 434.33 |  | NYISO_G-I | 0 | 0 | 0 | NYISO_G-I | 0 | 60 | 360 | NYISO_G-I | 368.2 | 368.2 | 368.2
NYISO_J-K | 1207.4 | 1207.4 | 1611.73 |  | NYISO_J-K | 1175.4 | 1175.4 | 1175.4 | NYISO_J-K | 0 | 0 | 330 | NYISO_J-K | 0 | 0 | 0
PJM_E | 5940.05 | 6072.95 | 7172.95 |  | PJM_E | 4634.3 | 4634.3 | 4634.3 | PJM_E | 1150 | 1150 | 1150 | PJM_E | 2804 | 3372 | 3372
PJM_ROM | 2243.7 | 5236.89 | 6018.24 |  | PJM_ROM | 1678.5 | 1678.5 | 1678.5 | PJM_ROM | 479.8 | 1230 | 1230 | PJM_ROM | 13254.91 | 15859.5 | 16380.5
PJM_ROR | 24083.22 | 25291.63 | 29545.8 |  | PJM_ROR | 13084.12 | 13084.12 | 13084.12 | PJM_ROR | 8325.7 | 8517.4 | 12771.57 | PJM_ROR | 26618.89 | 47753.74 | 57895.02
SOCO | 10413.73 | 12833.82 | 19977.49 |  | SOCO | 10288.73 | 10508.82 | 10508.82 | SOCO | 0 | 0 | 100 | SOCO | 17794.7 | 23953.4 | 23953.4
SPP_N | 465.04 | 37963.01 | 52614.51 |  | SPP_N | 0 | 0 | 0 | SPP_N | 0 | 37497.97 | 52054.47 | SPP_N | 334 | 5586.5 | 7882.5
SPP_S | 1830.99 | 41666.17 | 47180.49 |  | SPP_S | 0 | 0 | 0 | SPP_S | 430 | 39965.18 | 45384.5 | SPP_S | 1426.08 | 11673.6 | 13139.93
TVA | 6160.12 | 6160.12 | 8071.7 |  | TVA | 4462.23 | 4462.23 | 4462.23 | TVA | 0 | 0 | 100 | TVA | 8618.45 | 11270 | 15159
VACAR | 12452.48 | 18529.63 | 25060.25 |  | VACAR | 10907.12 | 10907.12 | 10907.12 | VACAR | 0.9 | 3500 | 3500 | VACAR | 10830.37 | 18128.19 | 18976
| 114479.2 | 288144.72 | 428672.28 |  |  | 73558.07 | 81301.71 | 81301.71 |  | 22194.9 | 177366.29 | 275381.64 |  | 131655.6 | 222230.04 | 262575.19

## Generation
#1 | Total Generation (GWh)
Total Generation by Reporting Type: Entergy
ReportingType | 2015 | 2020 | 2025 | 2030 | 2035 | 2040
BM | 0 | 0 | 0 | 0 | 0 | 10030.59
CC | 61990.04 | 48544.45 | 40336.38 | 26835.85 | 18521.97 | 11988.93
CSP | 0 | 0 | 0 | 0 | 0 | 0
CT | 0 | 0 | 0 | 0 | 0 | 0
Coal | 58599.02 | 7100.33 | 770.75 | 59.02 | 0 | 0
Geo | 0 | 0 | 0 | 0 | 0 | 0
H | 153 | 153 | 153 | 3824.34 | 3824.34 | 3824.34
LFG | 63.07 | 63.07 | 909.81 | 909.81 | 909.81 | 909.81
Nuc | 42234.08 | 42234.08 | 42234.08 | 42234.08 | 35675.42 | 27909.39
PS | 25.66 | 24.19 | 41.89 | 41.89 | 88.29 | 150.45
PV | 0.57 | 112.5 | 163.71 | 163.71 | 163.71 | 163.71
PeakG | 0 | 0 | 241.56 | 43.29 | 32.83 | 0
PeakO | 0 | 0 | 0 | 0 | 0 | 0
ST | 0 | 0 | 0 | 0 | 0 | 0
STOG | 439.48 | 835.94 | 0 | 0 | 0 | 0
STWD | 38.93 | 76.01 | 131.63 | 473.08 | 1121.41 | 887.43
WT | 315.27 | 315.27 | 609.92 | 6574.12 | 6574.12 | 6574.12
IGCC | 0 | 0 | 0 | 0 | 0 | 0
DemandResponse | 0 | 0 | 0 | 0 | 0 | 0
IGCC-CCS | 0 | 0 | 0 | 0 | 0 | 0
WT_off | 0 | 0 | 0 | 0 | 0 | 0
PseudoUnit | 0 | 0 | 0 | 0 | 0 | 0
FixedInterchange | 0 | 0 | 0 | 0 | 0 | 0
Total Generation by Reporting Type: FRCC
ReportingType | 2015 | 2020 | 2025 | 2030 | 2035 | 2040
BM | 0 | 0 | 0 | 0 | 14946.59 | 9200.17
CC | 182662.03 | 198159.5 | 190842.25 | 73027.21 | 48896.97 | 25620.86
CSP | 0 | 0 | 0 | 0 | 0 | 0
CT | 486.48 | 1752.19 | 1718.03 | 251.21 | 0 | 0
Coal | 17431.89 | 3891.26 | 0 | 0 | 0 | 0
Geo | 0 | 0 | 0 | 0 | 0 | 0
H | 27.85 | 27.85 | 27.85 | 27.85 | 27.85 | 27.85
LFG | 3831.62 | 3831.62 | 5392.66 | 5392.66 | 5392.66 | 5392.66
Nuc | 32180.57 | 32180.57 | 44251.45 | 169008.95 | 179170.3 | 203630.14
PS | 0 | 0 | 0 | 0 | 0 | 0
PV | 134.03 | 134.03 | 134.03 | 134.03 | 134.03 | 134.03
PeakG | 386.61 | 1642.03 | 1321.02 | 0 | 0 | 0
PeakO | 0 | 0 | 0 | 0 | 0 | 0
ST | 0 | 0 | 0 | 0 | 0 | 0
STOG | 0 | 0 | 0 | 0 | 0 | 0
STWD | 131.51 | 401.05 | 1366.56 | 1366.56 | 1366.56 | 843.8
WT | 0 | 0 | 0 | 0 | 0 | 0
IGCC | 0 | 0 | 0 | 0 | 0 | 0
DemandResponse | 0 | 0 | 35.17 | 23.49 | 38.5 | 89.82
IGCC-CCS | 0 | 0 | 0 | 0 | 0 | 0
WT_off | 0 | 0 | 0 | 0 | 0 | 0
PseudoUnit | 0 | 0 | 0 | 0 | 0 | 0
FixedInterchange | 0 | 0 | 0 | 0 | 0 | 0
Total Generation by Reporting Type: MAPP_US
ReportingType | 2015 | 2020 | 2025 | 2030 | 2035 | 2040
BM | 0 | 0 | 0 | 0 | 0 | 0
CC | 867.57 | 305.38 | 305.21 | 192.67 | 190.7 | 109.95
CSP | 0 | 0 | 0 | 0 | 0 | 0
CT | 0 | 0 | 10.08 | 31.68 | 31.68 | 31.68
Coal | 12902.07 | 2376.39 | 271.93 | 2.11 | 0 | 0
Geo | 354.6 | 354.6 | 354.6 | 354.6 | 354.6 | 354.6
H | 10150.02 | 10150.02 | 10150.02 | 10150.02 | 10150.02 | 10150.02
LFG | 15.77 | 15.77 | 15.77 | 580.79 | 580.79 | 580.79
Nuc | 0.01 | 0.04 | 0.07 | 0.07 | 0.36 | 0.24
PS | 0 | 0 | 0 | 0 | 0 | 0
PV | 0 | 0 | 0 | 0 | 0 | 0
PeakG | 68.21 | 51.77 | 138.64 | 196.43 | 110.6 | 88.68
PeakO | 0 | 0 | 0 | 0 | 0 | 0
ST | 0 | 0 | 0 | 0 | 0 | 0
STOG | 0 | 0 | 0 | 0 | 0 | 0
STWD | 0 | 0 | 0 | 0 | 0 | 0
WT | 5908.78 | 20336.82 | 20336.82 | 20336.82 | 19525.65 | 14137.77
IGCC | 0 | 0 | 0 | 0 | 0 | 0
DemandResponse | 0 | 0 | 0 | 0 | 0 | 0
IGCC-CCS | 0 | 0 | 0 | 0 | 0 | 0
WT_off | 0 | 0 | 0 | 0 | 0 | 0
PseudoUnit | 0 | 0 | 0 | 0 | 0 | 0
FixedInterchange | 0 | 0 | 0 | 0 | 0 | 0
Total Generation by Reporting Type: MISO_IN
ReportingType | 2015 | 2020 | 2025 | 2030 | 2035 | 2040
BM | 0 | 0 | 0 | 0 | 0 | 0
CC | 45874.05 | 83491.14 | 72347.73 | 54712.64 | 34919.1 | 21229.95
CSP | 0 | 0 | 0 | 0 | 0 | 0
CT | 0 | 0 | 0 | 0 | 0 | 0
Coal | 61170.32 | 38734.27 | 178.95 | 259.14 | 326.52 | 326.52
Geo | 0 | 0 | 0 | 0 | 0 | 0
H | 417.2 | 417.2 | 417.2 | 417.2 | 417.2 | 417.2
LFG | 291.71 | 291.71 | 923.41 | 923.41 | 923.41 | 923.41
Nuc | 0.02 | 0.07 | 0.07 | 0.16 | 0.78 | 0.48
PS | 0 | 0 | 0 | 0 | 0 | 0
PV | 0 | 361.46 | 558.81 | 558.81 | 558.81 | 558.81
PeakG | 0 | 6.56 | 168.24 | 90.35 | 94.24 | 108.02
PeakO | 0 | 0 | 0 | 0 | 0 | 0
ST | 0 | 0 | 0 | 0 | 0 | 0
STOG | 28.64 | 54.68 | 0 | 0 | 0 | 0
STWD | 0 | 0 | 0 | 0 | 0 | 0
WT | 1553.06 | 1553.06 | 81348.56 | 81348.56 | 81348.56 | 81348.56
IGCC | 4427.31 | 4427.31 | 631.29 | 70.22 | 5.56 | 4.87
DemandResponse | 0 | 0 | 0 | 0 | 0 | 0
IGCC-CCS | 0 | 0 | 0 | 0 | 0 | 0
WT_off | 0 | 0 | 0 | 0 | 0 | 0
PseudoUnit | 0 | 0 | 0 | 0 | 0 | 0
FixedInterchange | 0 | 0 | 0 | 0 | 0 | 0
Total Generation by Reporting Type: MISO_MI
ReportingType | 2015 | 2020 | 2025 | 2030 | 2035 | 2040
BM | 0 | 0 | 0 | 0 | 0 | 0
CC | 10187.01 | 11867.67 | 9416.17 | 5040.69 | 2785.55 | 1716.53
CSP | 0 | 0 | 0 | 0 | 0 | 0
CT | 0 | 0 | 0 | 0 | 0 | 0
Coal | 27050.65 | 0 | 0 | 0 | 0 | 0
Geo | 0 | 0 | 0 | 0 | 0 | 0
H | 410 | 410 | 410 | 410 | 410 | 410
LFG | 1285.09 | 1285.09 | 2548.5 | 2548.5 | 2548.5 | 2548.5
Nuc | 14714.16 | 14714.16 | 14714.16 | 14714.16 | 8992.56 | 25533.42
PS | 849.83 | 1409.32 | 1539.27 | 1329.12 | 1016.96 | 4773.6
PV | 0 | 0 | 0 | 0 | 0 | 0
PeakG | 26.65 | 29.96 | 346.95 | 332.25 | 329.54 | 329.54
PeakO | 0 | 0 | 0 | 0 | 0 | 0
ST | 0 | 0 | 0 | 0 | 0 | 0
STOG | 290.36 | 361.74 | 0 | 0 | 0 | 0
STWD | 1142.3 | 364.58 | 166.5 | 702.19 | 1142.3 | 705.33
WT | 5161.16 | 6639.62 | 6773.47 | 6773.47 | 6773.47 | 6773.47
IGCC | 0 | 0 | 0 | 0 | 0 | 0
DemandResponse | 0 | 0 | 0 | 0 | 0 | 0
IGCC-CCS | 0 | 0 | 0 | 0 | 0 | 0
WT_off | 0 | 0 | 0 | 0 | 0 | 0
PseudoUnit | 0 | 0 | 0 | 0 | 0 | 0
FixedInterchange | 0 | 0 | 0 | 0 | 0 | 0
Total Generation by Reporting Type: MISO_MO-IL
ReportingType | 2015 | 2020 | 2025 | 2030 | 2035 | 2040
BM | 0 | 0 | 0 | 0 | 0 | 0
CC | 3490.15 | 3246.89 | 2734.22 | 1310.75 | 865.46 | 535.87
CSP | 0 | 0 | 0 | 0 | 0 | 0
CT | 0 | 0 | 0 | 0 | 0 | 0
Coal | 74777.22 | 21286.2 | 2286.71 | 770.04 | 411.15 | 407.52
Geo | 0 | 0 | 0 | 0 | 0 | 0
H | 1317.1 | 2690.42 | 2690.42 | 2690.42 | 2690.42 | 2690.42
LFG | 141.91 | 141.91 | 1649.12 | 1902.67 | 1902.67 | 1902.67
Nuc | 17393.71 | 17393.71 | 17393.71 | 17393.71 | 17393.71 | 17393.71
PS | 202.4 | 334.4 | 401.82 | 312.4 | 530.16 | 1122
PV | 0 | 0 | 0 | 0 | 0 | 0
PeakG | 118.24 | 441.61 | 1175.15 | 843.07 | 628.18 | 441.61
PeakO | 0 | 0 | 0 | 0 | 0 | 0
ST | 0 | 0 | 0 | 0 | 0 | 0
STOG | 5.26 | 10.55 | 0 | 0 | 0 | 0
STWD | 0 | 0 | 0 | 0 | 0 | 0
WT | 2075.16 | 2075.16 | 34478.92 | 34478.92 | 34478.92 | 34478.92
IGCC | 0 | 0 | 0 | 0 | 0 | 0
DemandResponse | 0 | 0 | 0 | 0 | 0 | 0
IGCC-CCS | 0 | 0 | 0 | 0 | 0 | 0
WT_off | 0 | 0 | 0 | 0 | 0 | 0
PseudoUnit | 0 | 0 | 0 | 0 | 0 | 0
FixedInterchange | 0 | 0 | 0 | 0 | 0 | 0
Total Generation by Reporting Type: MISO_W
ReportingType | 2015 | 2020 | 2025 | 2030 | 2035 | 2040
BM | 0 | 0 | 0 | 0 | 0 | 0
CC | 8873.28 | 6579.91 | 5330.86 | 3379.78 | 2447.87 | 1480.12
CSP | 0 | 0 | 0 | 0 | 0 | 0
CT | 0 | 0 | 0 | 0 | 0 | 0
Coal | 73598.13 | 24149.9 | 2257.21 | 2130.56 | 2257.21 | 2257.21
Geo | 0 | 0 | 0 | 0 | 0 | 0
H | 1643.73 | 1643.73 | 1643.73 | 1643.73 | 1643.73 | 1643.73
LFG | 1616.22 | 1616.22 | 1616.22 | 2181.24 | 2181.24 | 2181.24
Nuc | 18393.35 | 18393.35 | 18367.53 | 18107.75 | 0.78 | 0.78
PS | 0 | 0 | 0 | 0 | 0 | 0
PV | 0 | 0 | 0 | 0 | 0 | 0
PeakG | 170.83 | 91.22 | 409.92 | 406.86 | 405.3 | 405.3
PeakO | 0 | 0 | 0 | 0 | 0 | 0
ST | 0 | 0 | 0 | 0 | 0 | 0
STOG | 0.18 | 0.18 | 0 | 0 | 0 | 0
STWD | 66.2 | 207.05 | 319.73 | 911.3 | 1289.51 | 1313.16
WT | 27590.66 | 197670.89 | 253198.68 | 253198.68 | 253051.87 | 250334.34
IGCC | 0 | 0 | 0 | 0 | 0 | 0
DemandResponse | 0 | 0 | 0 | 0 | 0 | 0
IGCC-CCS | 0 | 0 | 0 | 0 | 0 | 0
WT_off | 0 | 0 | 0 | 0 | 0 | 0
PseudoUnit | 0 | 0 | 0 | 0 | 0 | 0
FixedInterchange | 0 | 0 | 0 | 0 | 0 | 0
Total Generation by Reporting Type: MISO_WUMS
ReportingType | 2015 | 2020 | 2025 | 2030 | 2035 | 2040
BM | 0 | 0 | 0 | 0 | 3302.42 | 2547.48
CC | 48610.05 | 47693.78 | 45471.04 | 31201.12 | 19757.08 | 9929.71
CSP | 0 | 0 | 0 | 0 | 0 | 0
CT | 0 | 0 | 0 | 0 | 0 | 0
Coal | 11496.59 | 1978.72 | 1873.84 | 1834.07 | 2082.2 | 2678.64
Geo | 0 | 0 | 0 | 0 | 0 | 0
H | 1018.41 | 1023.31 | 1023.31 | 1023.31 | 1023.31 | 1023.31
LFG | 559.76 | 559.76 | 2320.52 | 2320.52 | 2320.52 | 2320.52
Nuc | 14153.33 | 14153.33 | 14153.33 | 14153.33 | 18302.19 | 20654.79
PS | 0 | 0 | 0 | 0 | 0 | 0
PV | 0 | 0 | 0 | 0 | 0 | 0
PeakG | 0 | 26.97 | 232.27 | 148.9 | 39.59 | 10.85
PeakO | 0 | 0 | 0 | 0 | 0 | 0
ST | 0 | 0 | 0 | 0 | 0 | 0
STOG | 0 | 0 | 0 | 0 | 0 | 0
STWD | 22.21 | 69.46 | 67.09 | 222.23 | 735.84 | 452.33
WT | 4109.61 | 4109.61 | 4197.83 | 4197.83 | 4197.83 | 4197.83
IGCC | 0 | 0 | 0 | 0 | 0 | 0
DemandResponse | 0 | 0 | 0 | 0 | 0 | 0
IGCC-CCS | 0 | 0 | 0 | 0 | 0 | 0
WT_off | 0 | 0 | 0 | 0 | 0 | 0
PseudoUnit | 0 | 0 | 0 | 0 | 0 | 0
FixedInterchange | 0 | 0 | 0 | 0 | 0 | 0
Total Generation by Reporting Type: Nebraska
ReportingType | 2015 | 2020 | 2025 | 2030 | 2035 | 2040
BM | 0 | 0 | 0 | 0 | 0 | 0
CC | 387.49 | 247.08 | 373.14 | 238.68 | 137.83 | 70.59
CSP | 0 | 0 | 0 | 0 | 0 | 0
CT | 0 | 0 | 0 | 0 | 0 | 0
Coal | 30719.51 | 3261.86 | 1666.37 | 1324.63 | 786.92 | 669.03
Geo | 0 | 0 | 0 | 0 | 0 | 0
H | 591 | 591 | 591 | 591 | 591 | 591
LFG | 47.3 | 47.3 | 36.05 | 462.05 | 355.02 | 355.02
Nuc | 9752.32 | 9752.32 | 6881.6 | 6342.51 | 0.81 | 0.75
PS | 0 | 0 | 0 | 0 | 0 | 0
PV | 0 | 0 | 0 | 0 | 0 | 0
PeakG | 26.57 | 0 | 11.79 | 11.79 | 11.79 | 11.79
PeakO | 0 | 0 | 0 | 0 | 0 | 0
ST | 0 | 0 | 0 | 0 | 0 | 0
STOG | 0 | 0 | 0 | 0 | 0 | 0
STWD | 0 | 0 | 0 | 0 | 0 | 0
WT | 1220.72 | 54395.88 | 64989.53 | 63985.33 | 69364.29 | 69781.65
IGCC | 0 | 0 | 0 | 0 | 0 | 0
DemandResponse | 0 | 0 | 0 | 0 | 0 | 0
IGCC-CCS | 0 | 0 | 0 | 0 | 0 | 0
WT_off | 0 | 0 | 0 | 0 | 0 | 0
PseudoUnit | 0 | 0 | 0 | 0 | 0 | 0
FixedInterchange | 0 | 0 | 0 | 0 | 0 | 0
Total Generation by Reporting Type: NEISO
ReportingType | 2015 | 2020 | 2025 | 2030 | 2035 | 2040
BM | 1882.96 | 597.66 | 148.7 | 95.35 | 853.94 | 853.94
CC | 35228.33 | 23124.62 | 11083.52 | 4237.01 | 867.67 | 123.21
CSP | 0 | 0 | 0 | 0 | 0 | 0
CT | 3.12 | 10.92 | 34.32 | 10.61 | 0 | 0
Coal | 60.4 | 0 | 0 | 0 | 0 | 0
Geo | 0 | 0 | 0 | 0 | 0 | 0
H | 12289.94 | 12303.66 | 12303.66 | 12303.66 | 12303.66 | 12303.66
LFG | 4582.65 | 4582.65 | 4582.65 | 5132.48 | 5132.48 | 5132.48
Nuc | 36181.73 | 36181.73 | 36181.73 | 36181.73 | 26141.23 | 19310.53
PS | 184.14 | 243.25 | 651.1 | 259.3 | 227.45 | 832.4
PV | 5.26 | 495.09 | 495.09 | 495.09 | 495.09 | 495.09
PeakG | 32.3 | 102.41 | 121.04 | 64.52 | 50.47 | 112.12
PeakO | 0 | 0 | 0 | 0 | 0 | 0
ST | 0 | 0 | 0 | 0 | 0 | 0
STOG | 0 | 0 | 0 | 0 | 0 | 0
STWD | 2822.12 | 525.22 | 120.33 | 150.03 | 2015.93 | 2015.93
WT | 1283.3 | 7000.18 | 16205.23 | 16205.23 | 22815.04 | 24117.37
IGCC | 0 | 0 | 0 | 0 | 0 | 0
DemandResponse | 0 | 0 | 0 | 0 | 0 | 17.38
IGCC-CCS | 0 | 0 | 0 | 0 | 0 | 0
WT_off | 1870.13 | 1870.13 | 1870.13 | 1870.13 | 1870.13 | 1870.13
PseudoUnit | 0 | 0 | 0 | 0 | 0 | 0
FixedInterchange | 0 | 0 | 0 | 0 | 0 | 0
Total Generation by Reporting Type: NonRTO_Midwest
ReportingType | 2015 | 2020 | 2025 | 2030 | 2035 | 2040
BM | 0 | 0 | 0 | 0 | 1584.78 | 1337.77
CC | 16294.87 | 24879.47 | 24879.47 | 24879.47 | 10149.41 | 2105.11
CSP | 0 | 0 | 0 | 0 | 0 | 0
CT | 0 | 0 | 0 | 0 | 0 | 0
Coal | 41876.64 | 27812.57 | 3435.96 | 2078.81 | 2200.17 | 2200.17
Geo | 0 | 0 | 0 | 0 | 0 | 0
H | 457.8 | 3593.25 | 3593.25 | 3593.25 | 3593.25 | 3593.25
LFG | 110.38 | 110.38 | 1373.79 | 1373.79 | 1373.79 | 1373.79
Nuc | 0.04 | 0.07 | 0.11 | 15866.72 | 37789.58 | 43711.18
PS | 0 | 0 | 0 | 0 | 0 | 0
PV | 0 | 0 | 0 | 0 | 0 | 0
PeakG | 150.23 | 302.2 | 1223.41 | 581.83 | 0 | 0
PeakO | 0 | 0 | 0 | 0 | 0 | 0
ST | 0 | 0 | 0 | 0 | 0 | 0
STOG | 0 | 0 | 0 | 0 | 0 | 0
STWD | 0 | 0 | 0 | 0 | 0 | 0
WT | 151.43 | 151.43 | 151.43 | 151.43 | 151.43 | 133.11
IGCC | 0 | 0 | 0 | 0 | 0 | 0
DemandResponse | 0 | 0 | 0 | 0 | 0 | 0
IGCC-CCS | 0 | 0 | 0 | 0 | 0 | 0
WT_off | 0 | 0 | 0 | 0 | 0 | 0
PseudoUnit | 0 | 0 | 0 | 0 | 0 | 0
FixedInterchange | 0 | 0 | 0 | 0 | 0 | 0
Total Generation by Reporting Type: NYISO_A-F
ReportingType | 2015 | 2020 | 2025 | 2030 | 2035 | 2040
BM | 0 | 0 | 0 | 0 | 0 | 0
CC | 7109.93 | 5121.05 | 3966.93 | 246.01 | 19.49 | 0
CSP | 0 | 0 | 0 | 0 | 0 | 0
CT | 0 | 0 | 0 | 0 | 0 | 0
Coal | 0 | 0 | 0 | 0 | 0 | 0
Geo | 0 | 0 | 0 | 0 | 0 | 0
H | 27149.99 | 27149.99 | 27149.98 | 27149.98 | 27149.98 | 27149.98
LFG | 1359.2 | 1359.2 | 1359.2 | 1894.79 | 1894.79 | 1894.79
Nuc | 26211.3 | 26211.3 | 26211.3 | 21372.53 | 16850.79 | 10212.67
PS | 293.04 | 236.06 | 204.46 | 13.83 | 0 | 564.62
PV | 0 | 0 | 0 | 0 | 0 | 0
PeakG | 1.88 | 14.31 | 0 | 0 | 0 | 0
PeakO | 0 | 0 | 0 | 0 | 0 | 0
ST | 0 | 0 | 0 | 0 | 0 | 0
STOG | 0 | 0 | 0 | 0 | 0 | 0
STWD | 2.59 | 8.51 | 2.71 | 16.25 | 284.21 | 85.14
WT | 10101.82 | 11376.88 | 11933.66 | 23576.97 | 37306.4 | 37306.4
IGCC | 0 | 0 | 0 | 0 | 0 | 0
DemandResponse | 0 | 0 | 0 | 0 | 0 | 0
IGCC-CCS | 0 | 0 | 0 | 0 | 0 | 0
WT_off | 0 | 0 | 0 | 0 | 0 | 0
PseudoUnit | 0 | 0 | 0 | 0 | 0 | 0
FixedInterchange | 0 | 0 | 0 | 0 | 0 | 0
Total Generation by Reporting Type: NYISO_G-I
ReportingType | 2015 | 2020 | 2025 | 2030 | 2035 | 2040
BM | 0 | 0 | 0 | 0 | 0 | 0
CC | 3801.29 | 3122.35 | 1433.52 | 1375.72 | 1292.58 | 766.52
CSP | 0 | 0 | 0 | 0 | 0 | 0
CT | 0 | 0 | 0 | 0 | 0 | 0
Coal | 0 | 0 | 0 | 0 | 0 | 0
Geo | 0 | 0 | 0 | 0 | 0 | 0
H | 266.56 | 266.56 | 266.56 | 266.56 | 266.56 | 266.56
LFG | 504.58 | 504.58 | 504.58 | 1090.62 | 1090.62 | 1090.62
Nuc | 15929.31 | 15929.31 | 15929.31 | 15929.31 | 11677.2 | 13035.18
PS | 0 | 0 | 0 | 0 | 0 | 0
PV | 0 | 0 | 0 | 0 | 0 | 0
PeakG | 0.01 | 0.67 | 0.11 | 0.11 | 0.21 | 0.11
PeakO | 0 | 0 | 0 | 0 | 0 | 0
ST | 0 | 0 | 0 | 0 | 0 | 0
STOG | 0 | 0 | 0 | 0 | 0 | 0
STWD | 0 | 0 | 0 | 0 | 0 | 0
WT | 0 | 178.23 | 909.97 | 909.97 | 909.97 | 909.97
IGCC | 0 | 0 | 0 | 0 | 0 | 0
DemandResponse | 0 | 0 | 0 | 0 | 0 | 0
IGCC-CCS | 0 | 0 | 0 | 0 | 0 | 0
WT_off | 0 | 0 | 0 | 0 | 0 | 0
PseudoUnit | 0 | 0 | 0 | 0 | 0 | 0
FixedInterchange | 0 | 0 | 0 | 0 | 0 | 0
Total Generation by Reporting Type: NYISO_J-K
ReportingType | 2015 | 2020 | 2025 | 2030 | 2035 | 2040
BM | 0 | 0 | 0 | 0 | 0 | 0
CC | 23712.7 | 18642.96 | 13847.5 | 10669.84 | 10524.72 | 7013.04
CSP | 0 | 0 | 0 | 0 | 0 | 0
CT | 0 | 0 | 0 | 0 | 0 | 0
Coal | 0 | 0 | 0 | 0 | 0 | 0
Geo | 0 | 0 | 0 | 0 | 0 | 0
H | 0 | 0 | 0 | 0 | 0 | 0
LFG | 977.62 | 977.62 | 977.62 | 1563.66 | 1563.66 | 1563.66
Nuc | 0 | 0.02 | 0.07 | 0.12 | 0.69 | 0.6
PS | 0 | 0 | 0 | 0 | 0 | 0
PV | 53.26 | 53.26 | 53.26 | 53.26 | 53.26 | 53.26
PeakG | 141.27 | 211.94 | 428.97 | 425.35 | 363.4 | 363.4
PeakO | 0 | 0.74 | 30.63 | 1.87 | 1.89 | 9.06
ST | 0 | 0 | 0 | 0 | 0 | 0
STOG | 312.19 | 703.25 | 414.57 | 193.64 | 99.18 | 93.01
STWD | 0 | 0 | 0 | 0 | 0 | 0
WT | 0 | 0 | 469.54 | 861.26 | 861.26 | 861.26
IGCC | 0 | 0 | 0 | 0 | 0 | 0
DemandResponse | 0 | 0 | 0 | 0 | 0 | 4.91
IGCC-CCS | 0 | 0 | 0 | 0 | 0 | 0
WT_off | 0 | 0 | 0 | 0 | 0 | 875.27
PseudoUnit | 0 | 0 | 0 | 0 | 0 | 0
FixedInterchange | 0 | 0 | 0 | 0 | 0 | 0
Total Generation by Reporting Type: PJM_E
ReportingType | 2015 | 2020 | 2025 | 2030 | 2035 | 2040
BM | 12.57 | 223.98 | 223.98 | 223.98 | 223.98 | 223.98
CC | 43697.09 | 51553.67 | 50622.5 | 42906.12 | 26938.32 | 15313.89
CSP | 0 | 0 | 0 | 0 | 0 | 0
CT | 0.24 | 5.14 | 10.03 | 0 | 0 | 0
Coal | 639.41 | 447.51 | 350.57 | 89.57 | 801.35 | 980.08
Geo | 0 | 0 | 0 | 0 | 0 | 0
H | 1839.27 | 1839.27 | 1839.27 | 1839.27 | 1839.27 | 1839.27
LFG | 3714.15 | 4761.94 | 4761.94 | 4761.94 | 4761.94 | 4761.94
Nuc | 66287.73 | 61501.14 | 61501.14 | 61501.14 | 44177.54 | 35032.79
PS | 164 | 284.35 | 284 | 284 | 271.62 | 1020
PV | 102.4 | 102.4 | 102.4 | 102.4 | 57.82 | 57.82
PeakG | 59.07 | 714.52 | 1568.86 | 940.13 | 486.26 | 481.53
PeakO | 0 | 0 | 0 | 0 | 0 | 0
ST | 0 | 0 | 0 | 0 | 0 | 0
STOG | 268.49 | 1000.72 | 0 | 0 | 0 | 0
STWD | 0 | 0 | 0 | 0 | 0 | 0
WT | 2143.36 | 2143.36 | 2143.36 | 2143.36 | 19.92 | 19.92
IGCC | 0 | 0 | 0 | 0 | 0 | 0
DemandResponse | 0 | 0 | 0 | 0 | 0 | 0
IGCC-CCS | 0 | 0 | 0 | 0 | 0 | 0
WT_off | 0 | 0 | 3990.52 | 3990.52 | 3990.52 | 3990.52
PseudoUnit | 0 | 0 | 0 | 0 | 0 | 0
FixedInterchange | 0 | 0 | 0 | 0 | 0 | 0
Total Generation by Reporting Type: PJM_ROM
ReportingType | 2015 | 2020 | 2025 | 2030 | 2035 | 2040
BM | 7.54 | 134.39 | 134.39 | 134.39 | 9190.1 | 9190.1
CC | 20827.21 | 26654.89 | 24835.45 | 18745.74 | 12852.36 | 7486.25
CSP | 0 | 0 | 0 | 0 | 0 | 0
CT | 0.15 | 3.14 | 6.13 | 6.13 | 0 | 0
Coal | 17930.46 | 1326.39 | 35.57 | 3.45 | 0.31 | 0
Geo | 0 | 0 | 0 | 0 | 0 | 0
H | 3645.46 | 6490.47 | 6490.47 | 6490.47 | 6490.47 | 6490.47
LFG | 2813.8 | 4903.85 | 4903.85 | 4903.85 | 4903.85 | 4903.85
Nuc | 39227.38 | 39227.38 | 39227.38 | 39227.38 | 44258.88 | 85285.37
PS | 645.45 | 1074.23 | 1074.23 | 1074.23 | 1414.65 | 3858.15
PV | 10.51 | 2287.91 | 3514.32 | 3656.84 | 3656.84 | 3656.84
PeakG | 0 | 48.51 | 294.11 | 571.31 | 294.11 | 152.46
PeakO | 0 | 0 | 0 | 0 | 0 | 0
ST | 0 | 0 | 0 | 0 | 0 | 0
STOG | 691.59 | 1350.24 | 0 | 0 | 0 | 0
STWD | 28.46 | 490.56 | 490.56 | 490.56 | 490.56 | 301.55
WT | 3032.09 | 4910.74 | 4910.74 | 4910.74 | 4910.74 | 4910.74
IGCC | 0 | 0 | 0 | 0 | 0 | 0
DemandResponse | 0 | 0 | 0 | 0 | 0 | 0
IGCC-CCS | 0 | 0 | 0 | 0 | 0 | 0
WT_off | 0 | 0 | 0 | 0 | 0 | 0
PseudoUnit | 0 | 0 | 0 | 0 | 0 | 0
FixedInterchange | 0 | 0 | 0 | 0 | 0 | 0
Total Generation by Reporting Type: PJM_ROR
ReportingType | 2015 | 2020 | 2025 | 2030 | 2035 | 2040
BM | 161.29 | 2874.47 | 2874.47 | 2874.47 | 35045.3 | 31537.58
CC | 138188.56 | 136330.97 | 136608.46 | 118424.45 | 68011.06 | 29106.14
CSP | 0 | 0 | 0 | 0 | 0 | 0
CT | 2.98 | 11.11 | 11.11 | 11.11 | 0 | 0
Coal | 250306.19 | 91196.62 | 7765.62 | 4124.03 | 3947.51 | 3947.51
Geo | 0 | 0 | 0 | 0 | 0 | 0
H | 4602.26 | 6925.78 | 6925.78 | 6925.78 | 6925.78 | 6925.78
LFG | 4252.63 | 8302.71 | 8302.71 | 8302.71 | 8302.71 | 8302.71
Nuc | 156083.84 | 156083.84 | 156083.84 | 149330.43 | 184976.28 | 216699.63
PS | 1372.04 | 2205.06 | 2187.51 | 2187.51 | 1345.23 | 7856.55
PV | 63.07 | 63.07 | 63.07 | 63.07 | 63.07 | 63.07
PeakG | 878.13 | 1954.28 | 5915.82 | 4820.78 | 2198.35 | 392.34
PeakO | 0 | 0 | 0 | 0 | 0 | 0
ST | 0 | 0 | 0 | 0 | 0 | 0
STOG | 513.79 | 1283.93 | 1284.15 | 0 | 0 | 0
STWD | 36.67 | 1359.55 | 1359.55 | 998.99 | 1359.55 | 835.74
WT | 28147.97 | 28682.04 | 38708.15 | 38708.15 | 38708.15 | 38708.15
IGCC | 0 | 0 | 0 | 0 | 0 | 0
DemandResponse | 0 | 0 | 0 | 0 | 0 | 0
IGCC-CCS | 0 | 0 | 0 | 0 | 0 | 0
WT_off | 0 | 0 | 0 | 0 | 0 | 0
PseudoUnit | 0 | 0 | 0 | 0 | 0 | 0
FixedInterchange | 0 | 0 | 0 | 0 | 0 | 0
Total Generation by Reporting Type: SOCO
ReportingType | 2015 | 2020 | 2025 | 2030 | 2035 | 2040
BM | 38.15 | 96.82 | 299.44 | 410.64 | 48942.4 | 33377.45
CC | 164112.67 | 171078.97 | 167550.17 | 110613.79 | 31794.54 | 4414.01
CSP | 0 | 0 | 0 | 0 | 0 | 0
CT | 0 | 0 | 0 | 0 | 0 | 0
Coal | 33162.35 | 8039.75 | 4094.76 | 4094.76 | 4094.76 | 4094.76
Geo | 0 | 0 | 0 | 0 | 0 | 0
H | 10893.11 | 10893.11 | 10893.11 | 10893.11 | 10893.11 | 10893.11
LFG | 291.71 | 291.71 | 1138.45 | 1138.45 | 1138.45 | 1138.45
Nuc | 45497.84 | 62634.5 | 62634.5 | 116663.85 | 149757.61 | 204314.17
PS | 728.62 | 1870.13 | 1669.14 | 686.75 | 770.5 | 4271.25
PV | 0 | 0 | 0 | 0 | 0 | 0
PeakG | 557.04 | 2699.73 | 3347.23 | 0 | 0 | 0
PeakO | 0 | 0 | 0 | 0 | 0 | 0
ST | 0 | 0 | 0 | 0 | 0 | 0
STOG | 0 | 0 | 0 | 0 | 0 | 0
STWD | 261.52 | 692.4 | 993 | 2877.69 | 4681.34 | 2877.69
WT | 0 | 0 | 0 | 209.15 | 209.15 | 209.15
IGCC | 0 | 0 | 0 | 0 | 0 | 0
DemandResponse | 0 | 0 | 0 | 0 | 0 | 1.61
IGCC-CCS | 0 | 0 | 0 | 0 | 0 | 0
WT_off | 0 | 0 | 0 | 0 | 0 | 0
PseudoUnit | 0 | 0 | 0 | 0 | 0 | 0
FixedInterchange | 0 | 0 | 0 | 0 | 0 | 0
Total Generation by Reporting Type: SPP_N
ReportingType | 2015 | 2020 | 2025 | 2030 | 2035 | 2040
BM | 0 | 0 | 0 | 0 | 0 | 0
CC | 2962.68 | 1477.15 | 1465.02 | 911.02 | 736.36 | 404.15
CSP | 0 | 0 | 0 | 0 | 0 | 0
CT | 0 | 0 | 0 | 0 | 0 | 0
Coal | 59322.93 | 9651.29 | 313.94 | 33.64 | 0 | 0
Geo | 0 | 0 | 0 | 0 | 0 | 0
H | 60 | 60 | 60 | 60 | 60 | 60
LFG | 55.19 | 55.19 | 48.45 | 520.25 | 468.94 | 465.28
Nuc | 9035.69 | 9035.69 | 6197.99 | 5873.42 | 4997.88 | 3263.04
PS | 0 | 0 | 0 | 0 | 0 | 0
PV | 0 | 0 | 0 | 0 | 0 | 0
PeakG | 63.87 | 0 | 55.27 | 9.04 | 16 | 140.95
PeakO | 0 | 0 | 0 | 0 | 0 | 0
ST | 0 | 0 | 0 | 0 | 0 | 0
STOG | 168.6 | 0 | 0 | 0 | 0 | 0
STWD | 0 | 0 | 0 | 0 | 0 | 0
WT | 4213.48 | 132980.38 | 152384.55 | 169457.82 | 170100.56 | 172174.18
IGCC | 0 | 0 | 0 | 0 | 0 | 0
DemandResponse | 0 | 0 | 0 | 0 | 0 | 0
IGCC-CCS | 0 | 0 | 0 | 0 | 0 | 0
WT_off | 0 | 0 | 0 | 0 | 0 | 0
PseudoUnit | 0 | 0 | 0 | 0 | 0 | 0
FixedInterchange | 0 | 0 | 0 | 0 | 0 | 0
Total Generation by Reporting Type: SPP_S
ReportingType | 2015 | 2020 | 2025 | 2030 | 2035 | 2040
BM | 0 | 0 | 0 | 0 | 0 | 0
CC | 38209.94 | 10814.95 | 12324.8 | 7990.66 | 7202.41 | 5360.23
CSP | 0 | 0 | 0 | 0 | 0 | 0
CT | 9.45 | 0 | 66.6 | 66.6 | 28.02 | 0
Coal | 90163.44 | 6262.7 | 666.98 | 0 | 0 | 0
Geo | 0 | 0 | 0 | 0 | 0 | 0
H | 10050.79 | 10050.79 | 10050.79 | 10050.79 | 10050.79 | 10050.79
LFG | 149.8 | 149.8 | 117.81 | 595.78 | 531.91 | 501.35
Nuc | 0.02 | 0.04 | 0.07 | 0.07 | 0.25 | 0.23
PS | 194.01 | 580.8 | 1013.99 | 1034.72 | 971.83 | 579.23
PV | 0 | 0 | 0 | 0 | 0 | 0
PeakG | 0 | 0 | 239.22 | 212.84 | 213.14 | 206.53
PeakO | 0 | 0 | 0 | 0 | 0 | 0
ST | 0 | 0 | 0 | 0 | 0 | 0
STOG | 1583.31 | 956.47 | 289.06 | 0 | 0 | 0
STWD | 32.89 | 30.24 | 52.92 | 122.85 | 198.45 | 183.33
WT | 9404.55 | 145748.75 | 154669.77 | 156089.73 | 163064.52 | 161400.41
IGCC | 0 | 0 | 0 | 0 | 0 | 0
DemandResponse | 0 | 0 | 0 | 0 | 0 | 0
IGCC-CCS | 0 | 0 | 0 | 0 | 0 | 0
WT_off | 0 | 0 | 0 | 0 | 0 | 0
PseudoUnit | 0 | 0 | 0 | 0 | 0 | 0
FixedInterchange | 0 | 0 | 0 | 0 | 0 | 0
Total Generation by Reporting Type: TVA
ReportingType | 2015 | 2020 | 2025 | 2030 | 2035 | 2040
BM | 0 | 0 | 0 | 0 | 2672.6 | 2256.05
CC | 46330.67 | 55237.17 | 52100.22 | 40675.17 | 19111.6 | 527.35
CSP | 0 | 0 | 0 | 0 | 0 | 0
CT | 0 | 0 | 0 | 0 | 0 | 0
Coal | 47465.74 | 26295.84 | 0 | 0 | 0 | 0
Geo | 0 | 0 | 0 | 0 | 0 | 0
H | 17444.8 | 17444.8 | 17545.57 | 17545.57 | 17545.57 | 17545.57
LFG | 102.49 | 102.49 | 949.23 | 949.23 | 949.23 | 949.23
Nuc | 65391.09 | 65391.09 | 65391.09 | 78455.28 | 100350.3 | 123157.57
PS | 665.49 | 1237.53 | 1284.67 | 1237.53 | 1198.02 | 4444.65
PV | 0 | 0 | 0 | 0 | 3854.4 | 3854.4
PeakG | 0 | 24.25 | 179.16 | 43.17 | 0 | 0
PeakO | 0 | 0 | 0 | 0 | 0 | 0
ST | 0 | 0 | 0 | 0 | 0 | 0
STOG | 0 | 0 | 0 | 0 | 0 | 0
STWD | 1.13 | 3.38 | 5.63 | 25.75 | 35.04 | 21.54
WT | 73.94 | 73.94 | 73.94 | 283.09 | 283.09 | 283.09
IGCC | 0 | 0 | 0 | 0 | 0 | 0
DemandResponse | 0 | 0 | 0 | 0 | 0 | 0
IGCC-CCS | 0 | 0 | 0 | 0 | 0 | 0
WT_off | 0 | 0 | 0 | 0 | 0 | 0
PseudoUnit | 0 | 0 | 0 | 0 | 0 | 0
FixedInterchange | 0 | 0 | 0 | 0 | 0 | 0
Total Generation by Reporting Type: TVA_Transmission
ReportingType | 2015 | 2020 | 2025 | 2030 | 2035 | 2040
BM | 0 | 0 | 0 | 0 | 0 | 0
CC | 0 | 0 | 0 | 0 | 0 | 0
CSP | 0 | 0 | 0 | 0 | 0 | 0
CT | 0 | 0 | 0 | 0 | 0 | 0
Coal | 0 | 0 | 0 | 0 | 0 | 0
Geo | 0 | 0 | 0 | 0 | 0 | 0
H | 0 | 0 | 0 | 0 | 0 | 0
LFG | 0 | 0 | 0 | 0 | 0 | 0
Nuc | 0 | 0 | 0 | 0 | 0 | 0
PS | 0 | 0 | 0 | 0 | 0 | 0
PV | 0 | 0 | 0 | 0 | 0 | 0
PeakG | 0 | 0 | 0 | 0 | 0 | 0
PeakO | 0 | 0 | 0 | 0 | 0 | 0
ST | 0 | 0 | 0 | 0 | 0 | 0
STOG | 0 | 0 | 0 | 0 | 0 | 0
STWD | 0 | 0 | 0 | 0 | 0 | 0
WT | 0 | 0 | 0 | 0 | 0 | 0
IGCC | 0 | 0 | 0 | 0 | 0 | 0
DemandResponse | 0 | 0 | 0 | 0 | 0 | 0
IGCC-CCS | 0 | 0 | 0 | 0 | 0 | 0
WT_off | 0 | 0 | 0 | 0 | 0 | 0
PseudoUnit | 0 | 0 | 0 | 0 | 0 | 0
FixedInterchange | 0 | 0 | 0 | 0 | 0 | 0
Total Generation by Reporting Type: VACAR
ReportingType | 2015 | 2020 | 2025 | 2030 | 2035 | 2040
BM | 6.84 | 6.84 | 6.84 | 6.84 | 52160.85 | 43164.18
CC | 92225.7 | 93766.37 | 93928.26 | 63169.62 | 22666.54 | 2122.65
CSP | 0 | 0 | 0 | 0 | 0 | 0
CT | 73.69 | 291.42 | 492.4 | 6.31 | 0 | 0
Coal | 39500.4 | 10153.78 | 3765.55 | 2341.73 | 2282.06 | 2302.85
Geo | 0 | 0 | 0 | 0 | 0 | 0
H | 4325 | 4325 | 4325 | 4325 | 4325 | 4325
LFG | 499.37 | 1343.43 | 1343.43 | 1343.43 | 1343.43 | 1343.43
Nuc | 89032.75 | 107182.03 | 107182.03 | 149793.5 | 134825.09 | 167158.72
PS | 1145.88 | 2241.83 | 2657.83 | 1343.74 | 2630.05 | 6670.8
PV | 42.05 | 275.02 | 275.02 | 275.02 | 2611.65 | 2611.65
PeakG | 144.08 | 1383.21 | 1453.08 | 0 | 0 | 0
PeakO | 0 | 0 | 0 | 0 | 0 | 0
ST | 0 | 0 | 0 | 0 | 0 | 0
STOG | 0 | 0 | 0 | 0 | 0 | 0
STWD | 1969.25 | 1969.25 | 1210.52 | 1446.99 | 1969.25 | 1210.52
WT | 2.34 | 7866.99 | 7866.99 | 7866.99 | 7866.99 | 7866.99
IGCC | 0 | 0 | 0 | 0 | 0 | 0
DemandResponse | 0 | 0 | 10.67 | 28.1 | 0 | 110.9
IGCC-CCS | 0 | 0 | 0 | 0 | 0 | 0
WT_off | 3.46 | 72.95 | 3737.26 | 3737.26 | 18464.18 | 18464.18
PseudoUnit | 0 | 0 | 0 | 0 | 0 | 0
FixedInterchange | 0 | 0 | 0 | 0 | 0 | 0
Total Generation by Reporting Type: IESO
ReportingType | 2015 | 2020 | 2025 | 2030 | 2035 | 2040
BM | 0 | 4.82 | 7.29 | 0 | 33.1 | 30.09
CC | 9638.85 | 9638.85 | 250.11 | 50.65 | 0 | 0
CSP | 0 | 0 | 0 | 0 | 0 | 0
CT | 44.48 | 12.03 | 0 | 0 | 0 | 0
Coal | 0 | 0 | 0 | 0 | 0 | 0
Geo | 0 | 0 | 0 | 0 | 0 | 0
H | 46189.03 | 46189.03 | 46189.03 | 46189.03 | 46189.03 | 47737.94
LFG | 926.37 | 926.37 | 926.37 | 930.31 | 930.31 | 930.31
Nuc | 101402.31 | 101402.31 | 101402.31 | 101402.31 | 93379.23 | 81383.57
PS | 25.83 | 25.83 | 13.53 | 25.83 | 25.83 | 12.3
PV | 78.84 | 78.84 | 78.84 | 78.84 | 78.84 | 78.84
PeakG | 0 | 0 | 0 | 0 | 0 | 0
PeakO | 0 | 0 | 0 | 0 | 0 | 0
ST | 0 | 0 | 0 | 0 | 0 | 0
STOG | 0 | 0 | 0 | 0 | 0 | 0
STWD | 26.27 | 26.27 | 13.76 | 26.27 | 23.54 | 26.27
WT | 8479.75 | 8479.75 | 8479.75 | 8479.75 | 8479.75 | 8479.75
IGCC | 0 | 0 | 0 | 0 | 0 | 0
DemandResponse | 0 | 0 | 0 | 0 | 0 | 0
IGCC-CCS | 0 | 0 | 0 | 0 | 0 | 0
WT_off | 0 | 0 | 0 | 0 | 0 | 0
PseudoUnit | 0 | 0 | 0 | 0 | 0 | 0
FixedInterchange | 0 | 0 | 0 | 0 | 0 | 0
Total Generation by Reporting Type: MAPP_CA
ReportingType | 2015 | 2020 | 2025 | 2030 | 2035 | 2040
BM | 0 | 0 | 0 | 0 | 0 | 0
CC | 7601.54 | 7601.54 | 1863.91 | 0 | 0 | 0
CSP | 0 | 0 | 0 | 0 | 0 | 0
CT | 0 | 0 | 0 | 0 | 0 | 0
Coal | 372.7 | 0 | 0 | 0 | 0 | 0
Geo | 0 | 0 | 0 | 0 | 0 | 0
H | 41520.42 | 45597.02 | 54366.11 | 60515.63 | 62934.63 | 62934.63
LFG | 0 | 0 | 0 | 0 | 0 | 0
Nuc | 0 | 0.07 | 0 | 0 | 0 | 0
PS | 0 | 0 | 0 | 0 | 0 | 0
PV | 0 | 0 | 0 | 0 | 0 | 0
PeakG | 60.62 | 116.47 | 0 | 0 | 0 | 0
PeakO | 0 | 0 | 0 | 0 | 0 | 0
ST | 0 | 0 | 0 | 0 | 0 | 0
STOG | 12.47 | 0 | 0 | 0 | 0 | 0
STWD | 0 | 0 | 0 | 0 | 0 | 0
WT | 1446.06 | 1446.06 | 1446.06 | 1446.06 | 0 | 0
IGCC | 0 | 0 | 0 | 0 | 0 | 0
DemandResponse | 0 | 0 | 0 | 0 | 0 | 0
IGCC-CCS | 0 | 0 | 0 | 0 | 0 | 0
WT_off | 0 | 0 | 0 | 0 | 0 | 0
PseudoUnit | 0 | 0 | 0 | 0 | 0 | 0
FixedInterchange | 0 | 0 | 0 | 0 | 0 | 0
Total Generation by Reporting Type: AZ_NM_SNV_Coal
ReportingType | 2015 | 2020 | 2025 | 2030 | 2035 | 2040
BM | 0 | 0 | 0 | 0 | 0 | 0
CC | 0 | 0 | 0 | 0 | 0 | 0
CSP | 0 | 0 | 0 | 0 | 0 | 0
CT | 0 | 0 | 0 | 0 | 0 | 0
Coal | 63935.11 | 39411.44 | 0 | 0 | 0 | 0
Geo | 0 | 0 | 0 | 0 | 0 | 0
H | 0 | 0 | 0 | 0 | 0 | 0
LFG | 0 | 0 | 0 | 0 | 0 | 0
Nuc | 0 | 0 | 0 | 0 | 0 | 0
PS | 0 | 0 | 0 | 0 | 0 | 0
PV | 0 | 0 | 0 | 0 | 0 | 0
PeakG | 0 | 0 | 0 | 0 | 0 | 0
PeakO | 0 | 0 | 0 | 0 | 0 | 0
ST | 0 | 0 | 0 | 0 | 0 | 0
STOG | 0 | 0 | 0 | 0 | 0 | 0
STWD | 0 | 0 | 0 | 0 | 0 | 0
WT | 0 | 0 | 0 | 0 | 0 | 0
IGCC | 0 | 0 | 0 | 0 | 0 | 0
DemandResponse | 0 | 0 | 0 | 0 | 0 | 0
IGCC-CCS | 0 | 0 | 0 | 0 | 0 | 0
WT_off | 0 | 0 | 0 | 0 | 0 | 0
PseudoUnit | 0 | 0 | 0 | 0 | 0 | 0
FixedInterchange | 0 | 0 | 0 | 0 | 0 | 0
Total Generation by Reporting Type: AZ_NM_SNV_Gas
ReportingType | 2015 | 2020 | 2025 | 2030 | 2035 | 2040
BM | 0 | 0 | 0 | 0 | 0 | 0
CC | 65054.85 | 58309.39 | 59807.12 | 35173.02 | 13184.11 | 585.07
CSP | 0 | 0 | 0 | 0 | 0 | 0
CT | 0 | 19.29 | 144.37 | 80.21 | 0 | 0
Coal | 0 | 0 | 0 | 0 | 0 | 0
Geo | 0 | 0 | 0 | 0 | 0 | 0
H | 0 | 0 | 0 | 0 | 0 | 0
LFG | 0 | 0 | 0 | 0 | 0 | 0
Nuc | 0 | 0 | 0 | 0 | 0 | 0
PS | 0 | 0 | 0 | 0 | 0 | 0
PV | 0 | 0 | 0 | 0 | 0 | 0
PeakG | 0 | 8.56 | 0 | 0 | 0 | 0
PeakO | 0 | 0 | 0 | 0 | 0 | 0
ST | 0 | 0 | 0 | 0 | 0 | 0
STOG | 0 | 0 | 0 | 0 | 0 | 0
STWD | 0 | 0 | 0 | 0 | 0 | 0
WT | 0 | 0 | 0 | 0 | 0 | 0
IGCC | 0 | 0 | 0 | 0 | 0 | 0
DemandResponse | 0 | 0 | 21.94 | 9.55 | 22.31 | 25.18
IGCC-CCS | 0 | 0 | 0 | 0 | 0 | 0
WT_off | 0 | 0 | 0 | 0 | 0 | 0
PseudoUnit | 0 | 0 | 0 | 0 | 0 | 0
FixedInterchange | 0 | 0 | 0 | 0 | 0 | 0
Total Generation by Reporting Type: AZ_NM_SNV_NucRenew
ReportingType | 2015 | 2020 | 2025 | 2030 | 2035 | 2040
BM | 0 | 0 | 0 | 0 | 0 | 26716.96
CC | 0 | 0 | 0 | 0 | 0 | 0
CSP | 0 | 0 | 0 | 0 | 0 | 0
CT | 0 | 0 | 0 | 0 | 0 | 0
Coal | 0 | 0 | 0 | 0 | 0 | 0
Geo | 0 | 0 | 12066.9 | 12066.9 | 12066.9 | 12066.9
H | 8952 | 8952 | 8952 | 8952 | 8952 | 8952
LFG | 55.19 | 55.19 | 533.48 | 533.48 | 533.48 | 533.48
Nuc | 30183.89 | 30183.89 | 30183.89 | 57637.96 | 88459.99 | 88459.99
PS | 2.16 | 23.76 | 88.56 | 45.36 | 45.36 | 45.36
PV | 365.63 | 365.63 | 365.63 | 365.63 | 365.63 | 365.63
PeakG | 0 | 0 | 0 | 0 | 0 | 0
PeakO | 0 | 0 | 0 | 0 | 0 | 0
ST | 981.12 | 2324.78 | 3029.3 | 3555.57 | 4026.82 | 4531.82
STOG | 0 | 0 | 0 | 0 | 0 | 0
STWD | 182.21 | 182.21 | 182.21 | 182.21 | 182.21 | 154.06
WT | 1407.73 | 30302.91 | 30302.91 | 30302.91 | 30302.91 | 30302.91
IGCC | 0 | 0 | 0 | 0 | 0 | 0
DemandResponse | 0 | 0 | 0 | 0 | 0 | 0
IGCC-CCS | 0 | 0 | 0 | 0 | 0 | 0
WT_off | 0 | 0 | 0 | 0 | 0 | 0
PseudoUnit | 0 | 0 | 0 | 0 | 0 | 0
FixedInterchange | 0 | 0 | 0 | 0 | 0 | 0
Total Generation by Reporting Type: ERCOT
ReportingType | 2015 | 2020 | 2025 | 2030 | 2035 | 2040
BM | 98.27 | 100.59 | 151.75 | 1082.59 | 30349.68 | 19012.6
CC | 214078.21 | 218182.26 | 195031.63 | 175548.37 | 76535.61 | 39352.78
CSP | 0 | 0 | 0 | 0 | 0 | 0
CT | 0 | 25.69 | 49.04 | 95.75 | 0 | 0
Coal | 42616.4 | 27175.84 | 3924.04 | 3968.29 | 3968.29 | 3869.29
Geo | 0 | 0 | 0 | 0 | 0 | 0
H | 607.38 | 607.38 | 607.38 | 607.38 | 607.38 | 607.38
LFG | 591.3 | 591.3 | 3382.24 | 3382.24 | 3382.24 | 3382.24
Nuc | 39655.79 | 39655.79 | 39655.79 | 51473.38 | 117968.78 | 162387.69
PS | 0 | 0 | 0 | 0 | 0 | 0
PV | 30.84 | 30.84 | 30.84 | 30.84 | 2.38 | 2.15
PeakG | 0 | 240.04 | 682.63 | 588.51 | 0 | 0
PeakO | 0 | 0.46 | 0 | 0 | 0 | 0
ST | 0 | 0 | 0 | 0 | 0 | 0
STOG | 2582.22 | 3428.05 | 342.75 | 0 | 0 | 0
STWD | 0 | 0 | 0 | 0 | 0 | 0
WT | 27080.39 | 40526.97 | 80716.86 | 80716.86 | 79311.51 | 77888.59
IGCC | 0 | 0 | 0 | 0 | 0 | 0
DemandResponse | 0 | 4.62 | 90.38 | 88.59 | 87.03 | 39.3
IGCC-CCS | 0 | 0 | 0 | 0 | 0 | 0
WT_off | 0 | 0 | 0 | 0 | 0 | 0
PseudoUnit | 0 | 0 | 0 | 0 | 0 | 0
FixedInterchange | 0 | 0 | 0 | 0 | 0 | 0
Total Generation by Reporting Type: NP15
ReportingType | 2015 | 2020 | 2025 | 2030 | 2035 | 2040
BM | 0 | 0 | 0 | 0 | 6295.74 | 6284.37
CC | 53336.48 | 51427.96 | 43857.79 | 29264.79 | 8844.25 | 5603.12
CSP | 0 | 0 | 0 | 0 | 0 | 0
CT | 0 | 0 | 0 | 0 | 0 | 0
Coal | 1435.64 | 0 | 0 | 0 | 0 | 0
Geo | 9050.48 | 14043.68 | 14043.68 | 14043.68 | 14043.68 | 14043.68
H | 24182 | 24182 | 24182 | 24182 | 24182 | 24182
LFG | 670.14 | 3653.7 | 5124.6 | 5124.6 | 5124.6 | 5124.6
Nuc | 17915.6 | 17915.6 | 17915.6 | 17915.6 | 28513.96 | 29361.68
PS | 0 | 20.06 | 8.95 | 26.17 | 31.86 | 53.15
PV | 153.52 | 153.52 | 153.52 | 153.52 | 153.52 | 153.52
PeakG | 0 | 0 | 0 | 0 | 2.72 | 5.42
PeakO | 0 | 0 | 0 | 0 | 0 | 0
ST | 99.08 | 99.08 | 99.08 | 341.64 | 341.64 | 341.64
STOG | 54.74 | 0 | 0 | 0 | 0 | 0
STWD | 3097.54 | 3097.54 | 1446 | 3097.54 | 3097.54 | 2414.64
WT | 3102.31 | 5354.14 | 11679.16 | 26017.27 | 26017.27 | 26017.27
IGCC | 0 | 0 | 0 | 0 | 0 | 0
DemandResponse | 0 | 0 | 0 | 0 | 0 | 0
IGCC-CCS | 0 | 0 | 0 | 0 | 0 | 0
WT_off | 0 | 0 | 0 | 0 | 0 | 0
PseudoUnit | 0 | 0 | 0 | 0 | 0 | 0
FixedInterchange | 0 | 0 | 0 | 0 | 0 | 0
Total Generation by Reporting Type: NWPP_Coal
ReportingType | 2015 | 2020 | 2025 | 2030 | 2035 | 2040
BM | 0 | 0 | 0 | 0 | 0 | 0
CC | 0 | 0 | 0 | 0 | 0 | 0
CSP | 0 | 0 | 0 | 0 | 0 | 0
CT | 0 | 0 | 0 | 0 | 0 | 0
Coal | 52392.15 | 41267.56 | 1282.61 | 1282.61 | 1282.61 | 602.19
Geo | 0 | 0 | 0 | 0 | 0 | 0
H | 0 | 0 | 0 | 0 | 0 | 0
LFG | 0 | 0 | 0 | 0 | 0 | 0
Nuc | 0 | 0 | 0 | 0 | 0 | 0
PS | 0 | 0 | 0 | 0 | 0 | 0
PV | 0 | 0 | 0 | 0 | 0 | 0
PeakG | 0 | 0 | 0 | 0 | 0 | 0
PeakO | 0 | 0 | 0 | 0 | 0 | 0
ST | 0 | 0 | 0 | 0 | 0 | 0
STOG | 0 | 0 | 0 | 0 | 0 | 0
STWD | 0 | 0 | 0 | 0 | 0 | 0
WT | 0 | 0 | 0 | 0 | 0 | 0
IGCC | 0 | 0 | 0 | 0 | 0 | 0
DemandResponse | 0 | 0 | 0 | 0 | 0 | 0
IGCC-CCS | 0 | 0 | 0 | 0 | 0 | 0
WT_off | 0 | 0 | 0 | 0 | 0 | 0
PseudoUnit | 0 | 0 | 0 | 0 | 0 | 0
FixedInterchange | 0 | 0 | 0 | 0 | 0 | 0
Total Generation by Reporting Type: NWPP_Gas
ReportingType | 2015 | 2020 | 2025 | 2030 | 2035 | 2040
BM | 0 | 0 | 0 | 0 | 0 | 0
CC | 50575.36 | 50575.36 | 37623.04 | 21730.13 | 1034.4 | 0
CSP | 0 | 0 | 0 | 0 | 0 | 0
CT | 0 | 0 | 0 | 0 | 0 | 0
Coal | 0 | 0 | 0 | 0 | 0 | 0
Geo | 0 | 0 | 0 | 0 | 0 | 0
H | 0 | 0 | 0 | 0 | 0 | 0
LFG | 0 | 0 | 0 | 0 | 0 | 0
Nuc | 0 | 0 | 0 | 0 | 0 | 0
PS | 0 | 0 | 0 | 0 | 0 | 0
PV | 0 | 0 | 0 | 0 | 0 | 0
PeakG | 0 | 0 | 0 | 0 | 0 | 0
PeakO | 0 | 0 | 0 | 0 | 0 | 0
ST | 0 | 0 | 0 | 0 | 0 | 0
STOG | 0 | 0 | 0 | 0 | 0 | 0
STWD | 0 | 0 | 0 | 0 | 0 | 0
WT | 0 | 0 | 0 | 0 | 0 | 0
IGCC | 0 | 0 | 0 | 0 | 0 | 0
DemandResponse | 0 | 0 | 0 | 0 | 0 | 0
IGCC-CCS | 0 | 0 | 0 | 0 | 0 | 0
WT_off | 0 | 0 | 0 | 0 | 0 | 0
PseudoUnit | 0 | 0 | 0 | 0 | 0 | 0
FixedInterchange | 0 | 0 | 0 | 0 | 0 | 0
Total Generation by Reporting Type: NWPP_NucRenew
ReportingType | 2015 | 2020 | 2025 | 2030 | 2035 | 2040
BM | 0 | 243.02 | 175.04 | 243.02 | 243.02 | 110.21
CC | 0 | 0 | 0 | 0 | 0 | 0
CSP | 0 | 0 | 0 | 0 | 0 | 0
CT | 0 | 0 | 0 | 0 | 0 | 0
Coal | 0 | 0 | 0 | 0 | 0 | 0
Geo | 3280.13 | 3488.18 | 6891.88 | 6891.88 | 6891.88 | 6891.88
H | 133486 | 133486 | 133486 | 134577.8 | 134577.8 | 134577.8
LFG | 1013.09 | 1013.09 | 2940.73 | 2940.73 | 2940.73 | 2940.73
Nuc | 8809.8 | 8809.8 | 8809.8 | 13928.98 | 38445.64 | 38445.64
PS | 0 | 0 | 0 | 0 | 2.58 | 2.58
PV | 7.88 | 7.88 | 7.88 | 7.88 | 7.88 | 7.88
PeakG | 0 | 0 | 0 | 0 | 0 | 0
PeakO | 0 | 0 | 0 | 0 | 0 | 0
ST | 0 | 0 | 0 | 0 | 0 | 0
STOG | 0 | 0 | 0 | 0 | 0 | 0
STWD | 0 | 1.28 | 17.67 | 3931.49 | 3931.49 | 1853.99
WT | 15874.4 | 15874.4 | 59281.85 | 59614.39 | 59614.39 | 59614.39
IGCC | 0 | 0 | 0 | 0 | 0 | 0
DemandResponse | 0 | 0 | 0 | 0 | 0 | 0
IGCC-CCS | 0 | 0 | 0 | 0 | 0 | 0
WT_off | 0 | 0 | 0 | 0 | 0 | 0
PseudoUnit | 0 | 0 | 0 | 0 | 0 | 0
FixedInterchange | 0 | 0 | 0 | 0 | 0 | 0
Total Generation by Reporting Type: RMPA
ReportingType | 2015 | 2020 | 2025 | 2030 | 2035 | 2040
BM | 0 | 0 | 0 | 0 | 10487.11 | 13105.73
CC | 7944.47 | 9372.14 | 15367.08 | 9868.77 | 3811.4 | 3267.19
CSP | 0 | 0 | 0 | 0 | 0 | 0
CT | 0 | 0 | 1.42 | 1.42 | 0 | 0
Coal | 52297.8 | 36224.24 | 5694.67 | 2774.74 | 2696.08 | 1315.67
Geo | 0 | 0 | 21387.54 | 21387.54 | 21387.54 | 21387.54
H | 4353 | 4353 | 4353 | 4353 | 4353 | 4353
LFG | 58.34 | 58.34 | 286.45 | 286.45 | 286.45 | 286.45
Nuc | 0.01 | 0.04 | 1638.06 | 11704.92 | 11705.13 | 11704.8
PS | 118.23 | 118.23 | 318.23 | 118.23 | 132.3 | 118.23
PV | 54.93 | 54.93 | 54.93 | 54.93 | 54.93 | 54.93
PeakG | 1.8 | 12.17 | 375.24 | 141.14 | 49.83 | 0
PeakO | 0 | 0 | 0 | 0 | 0 | 0
ST | 9.83 | 1126.54 | 1141.59 | 1156.95 | 1156.95 | 1398.32
STOG | 0 | 0 | 0 | 0 | 0 | 0
STWD | 0 | 0 | 0 | 0 | 0 | 0
WT | 6354.34 | 17107.24 | 17325.11 | 17547.51 | 17785.27 | 17785.27
IGCC | 0 | 0 | 0 | 0 | 0 | 0
DemandResponse | 0 | 0 | 0 | 0 | 0 | 0
IGCC-CCS | 0 | 0 | 0 | 0 | 0 | 0
WT_off | 0 | 0 | 0 | 0 | 0 | 0
PseudoUnit | 0 | 0 | 0 | 0 | 0 | 0
FixedInterchange | 0 | 0 | 0 | 0 | 0 | 0
Total Generation by Reporting Type: SP15
ReportingType | 2015 | 2020 | 2025 | 2030 | 2035 | 2040
BM | 44.8 | 44.8 | 44.8 | 44.8 | 5036.6 | 4288.28
CC | 69342.62 | 61611.05 | 53806.95 | 47299.51 | 19704.94 | 16158.54
CSP | 0 | 0 | 0 | 0 | 0 | 0
CT | 0 | 0 | 0 | 0 | 0 | 0
Coal | 1392.49 | 761.6 | 0 | 0 | 0 | 0
Geo | 7774.15 | 19841.05 | 19841.05 | 19841.05 | 19841.05 | 19841.05
H | 5920 | 5920 | 5920 | 5920 | 5920 | 5920
LFG | 1759.71 | 6141.64 | 6141.64 | 6141.64 | 6141.64 | 6141.64
Nuc | 17526.13 | 17526.13 | 17526.13 | 25612.5 | 39751.63 | 39751.63
PS | 3.78 | 84.12 | 382.31 | 302.4 | 302.4 | 291.71
PV | 331.57 | 331.57 | 331.57 | 331.57 | 331.57 | 316.28
PeakG | 0 | 12.84 | 385.33 | 209.58 | 269.61 | 267.96
PeakO | 0 | 0 | 0 | 0 | 0 | 0
ST | 1569.79 | 1569.79 | 1569.79 | 2367.68 | 2367.68 | 2367.68
STOG | 603.25 | 651.92 | 0 | 0 | 0 | 0
STWD | 833.95 | 833.95 | 747.94 | 833.95 | 833.95 | 650.1
WT | 5740.26 | 5740.26 | 42569.13 | 42569.13 | 42569.13 | 42508.31
IGCC | 0 | 0 | 0 | 0 | 0 | 0
DemandResponse | 0 | 0 | 0 | 0 | 0 | 0
IGCC-CCS | 0 | 0 | 0 | 0 | 0 | 0
WT_off | 0 | 0 | 0 | 0 | 0 | 0
PseudoUnit | 0 | 0 | 0 | 0 | 0 | 0
FixedInterchange | 0 | 0 | 0 | 0 | 0 | 0
Total Generation by Reporting Type: ALB
ReportingType | 2015 | 2020 | 2025 | 2030 | 2035 | 2040
BM | 0 | 0 | 0 | 0 | 0 | 0
CC | 17851.81 | 17893.19 | 18061.2 | 1091.62 | 0 | 0
CSP | 0 | 0 | 0 | 0 | 0 | 0
CT | 0 | 0 | 0 | 0 | 0 | 0
Coal | 46350.59 | 46350.59 | 44748.19 | 0 | 0 | 9.3
Geo | 0 | 0 | 0 | 0 | 0 | 0
H | 1979.87 | 1979.87 | 1979.87 | 1979.87 | 1979.87 | 1979.87
LFG | 78.84 | 78.84 | 78.84 | 78.84 | 78.84 | 78.84
Nuc | 0 | 0 | 0.12 | 62889.55 | 66433.61 | 66433.31
PS | 0 | 0 | 0 | 0 | 0 | 0
PV | 0 | 0 | 0 | 0 | 0 | 0
PeakG | 0 | 0 | 0 | 0 | 0 | 0
PeakO | 0 | 0 | 0 | 0 | 0 | 0
ST | 0 | 0 | 0 | 0 | 0 | 0
STOG | 0 | 0 | 0 | 0 | 0 | 0
STWD | 0 | 569.24 | 1219.39 | 1219.39 | 1219.39 | 1219.39
WT | 1553.84 | 1553.84 | 1553.84 | 1764.26 | 1764.26 | 1764.26
IGCC | 0 | 0 | 0 | 0 | 0 | 0
DemandResponse | 0 | 0 | 0 | 0 | 0 | 0
IGCC-CCS | 0 | 0 | 0 | 0 | 0 | 0
WT_off | 0 | 0 | 0 | 0 | 0 | 0
PseudoUnit | 0 | 0 | 0 | 0 | 0 | 0
FixedInterchange | 0 | 0 | 0 | 0 | 0 | 0
Total Generation by Reporting Type: BC
ReportingType | 2015 | 2020 | 2025 | 2030 | 2035 | 2040
BM | 0 | 0 | 0 | 0 | 0 | 0
CC | 7386.49 | 7386.49 | 7386.49 | 5821.99 | 1094.24 | 0
CSP | 0 | 0 | 0 | 0 | 0 | 0
CT | 0 | 0 | 0 | 0 | 0 | 0
Coal | 0 | 0 | 0 | 0 | 0 | 0
Geo | 0 | 0 | 0 | 0 | 0 | 0
H | 54411.22 | 54411.22 | 54411.22 | 54411.22 | 54411.22 | 54411.22
LFG | 189.22 | 189.22 | 189.22 | 189.22 | 189.22 | 189.22
Nuc | 0 | 0 | 0 | 0.78 | 0.78 | 0.36
PS | 0 | 0 | 0 | 0 | 0 | 0
PV | 0 | 0 | 0 | 0 | 0 | 0
PeakG | 0 | 0 | 0 | 0 | 0 | 0
PeakO | 0 | 0 | 0 | 0 | 0 | 0
ST | 0 | 0 | 0 | 0 | 0 | 0
STOG | 0 | 0 | 0 | 0 | 0 | 0
STWD | 0 | 860.62 | 2335.39 | 3574.08 | 3574.08 | 3574.08
WT | 568.82 | 568.82 | 568.82 | 929.53 | 929.53 | 929.53
IGCC | 0 | 0 | 0 | 0 | 0 | 0
DemandResponse | 0 | 0 | 0 | 0 | 0 | 0
IGCC-CCS | 0 | 0 | 0 | 0 | 0 | 0
WT_off | 0 | 0 | 0 | 0 | 0 | 0
PseudoUnit | 0 | 0 | 0 | 0 | 0 | 0
FixedInterchange | 0 | 0 | 0 | 0 | 0 | 0
Total Generation by Reporting Type: HQ_IESO
ReportingType | 2015 | 2020 | 2025 | 2030 | 2035 | 2040
BM | 0 | 0 | 0 | 0 | 0 | 0
CC | 0 | 0 | 0 | 0 | 0 | 0
CSP | 0 | 0 | 0 | 0 | 0 | 0
CT | 0 | 0 | 0 | 0 | 0 | 0
Coal | 0 | 0 | 0 | 0 | 0 | 0
Geo | 0 | 0 | 0 | 0 | 0 | 0
H | 0 | 0 | 0 | 0 | 0 | 0
LFG | 0 | 0 | 0 | 0 | 0 | 0
Nuc | 0 | 0.01 | 0 | 0 | 0.01 | 0.01
PS | 0 | 0 | 0 | 0 | 0 | 0
PV | 0 | 0 | 0 | 0 | 0 | 0
PeakG | 0 | 0 | 0 | 0 | 0 | 0
PeakO | 0 | 0 | 0 | 0 | 0 | 0
ST | 0 | 0 | 0 | 0 | 0 | 0
STOG | 0 | 0 | 0 | 0 | 0 | 0
STWD | 0 | 0 | 0 | 0 | 0 | 0
WT | 0 | 0 | 0 | 0 | 0 | 0
IGCC | 0 | 0 | 0 | 0 | 0 | 0
DemandResponse | 0 | 0 | 0 | 0 | 0 | 0
IGCC-CCS | 0 | 0 | 0 | 0 | 0 | 0
WT_off | 0 | 0 | 0 | 0 | 0 | 0
PseudoUnit | 0 | 0 | 4368.26 | 8446.36 | 8446.36 | 11449.52
FixedInterchange | 2336 | 2336 | 2336 | 2336 | 2336 | 2336
Total Generation by Reporting Type: HQ_NEISO
ReportingType | 2015 | 2020 | 2025 | 2030 | 2035 | 2040
BM | 0 | 0 | 0 | 0 | 0 | 0
CC | 0 | 0 | 0 | 0 | 0 | 0
CSP | 0 | 0 | 0 | 0 | 0 | 0
CT | 0 | 0 | 0 | 0 | 0 | 0
Coal | 0 | 0 | 0 | 0 | 0 | 0
Geo | 0 | 0 | 0 | 0 | 0 | 0
H | 0 | 0 | 0 | 0 | 0 | 0
LFG | 0 | 0 | 0 | 0 | 0 | 0
Nuc | 0 | 0.01 | 0.01 | 0.02 | 0.36 | 0.36
PS | 0 | 0 | 0 | 0 | 0 | 0
PV | 0 | 0 | 0 | 0 | 0 | 0
PeakG | 0 | 0 | 0 | 0 | 0 | 0
PeakO | 0 | 0 | 0 | 0 | 0 | 0
ST | 0 | 0 | 0 | 0 | 0 | 0
STOG | 0 | 0 | 0 | 0 | 0 | 0
STWD | 0 | 0 | 0 | 0 | 0 | 0
WT | 0 | 0 | 0 | 0 | 0 | 0
IGCC | 0 | 0 | 0 | 0 | 0 | 0
DemandResponse | 0 | 0 | 0 | 0 | 0 | 0
IGCC-CCS | 0 | 0 | 0 | 0 | 0 | 0
WT_off | 0 | 0 | 0 | 0 | 0 | 0
PseudoUnit | 0 | 0 | 5516.59 | 5516.59 | 5516.59 | 5516.59
FixedInterchange | 19184.4 | 19184.4 | 19184.4 | 19184.4 | 19184.4 | 19184.4
Total Generation by Reporting Type: HQ_NY
ReportingType | 2015 | 2020 | 2025 | 2030 | 2035 | 2040
BM | 0 | 0 | 0 | 0 | 0 | 0
CC | 0 | 0 | 0 | 0 | 0 | 0
CSP | 0 | 0 | 0 | 0 | 0 | 0
CT | 0 | 0 | 0 | 0 | 0 | 0
Coal | 0 | 0 | 0 | 0 | 0 | 0
Geo | 0 | 0 | 0 | 0 | 0 | 0
H | 0 | 0 | 0 | 0 | 0 | 0
LFG | 0 | 0 | 0 | 0 | 0 | 0
Nuc | 0 | 0.01 | 0 | 0.02 | 0.36 | 0.11
PS | 0 | 0 | 0 | 0 | 0 | 0
PV | 0 | 0 | 0 | 0 | 0 | 0
PeakG | 0 | 0 | 0 | 0 | 0 | 0
PeakO | 0 | 0 | 0 | 0 | 0 | 0
ST | 0 | 0 | 0 | 0 | 0 | 0
STOG | 0 | 0 | 0 | 0 | 0 | 0
STWD | 0 | 0 | 0 | 0 | 0 | 0
WT | 0 | 0 | 0 | 0 | 0 | 0
IGCC | 0 | 0 | 0 | 0 | 0 | 0
DemandResponse | 0 | 0 | 0 | 0 | 0 | 0
IGCC-CCS | 0 | 0 | 0 | 0 | 0 | 0
WT_off | 0 | 0 | 0 | 0 | 0 | 0
PseudoUnit | 0 | 13597.12 | 13597.12 | 13597.12 | 13597.12 | 13597.12
FixedInterchange | 5840 | 5840 | 5840 | 5840 | 5840 | 5840
Total Generation by Reporting Type: MARITIMES
ReportingType | 2015 | 2020 | 2025 | 2030 | 2035 | 2040
BM | 0 | 0 | 0 | 0 | 0 | 0
CC | 0 | 0 | 0 | 0 | 0 | 0
CSP | 0 | 0 | 0 | 0 | 0 | 0
CT | 0 | 0 | 0 | 0 | 0 | 0
Coal | 0 | 0 | 0 | 0 | 0 | 0
Geo | 0 | 0 | 0 | 0 | 0 | 0
H | 0 | 0 | 0 | 0 | 0 | 0
LFG | 0 | 0 | 0 | 0 | 0 | 0
Nuc | 0 | 0.01 | 0.01 | 0.02 | 0.36 | 0.36
PS | 0 | 0 | 0 | 0 | 0 | 0
PV | 0 | 0 | 0 | 0 | 0 | 0
PeakG | 0 | 0 | 0 | 0 | 0 | 0
PeakO | 0 | 0 | 0 | 0 | 0 | 0
ST | 0 | 0 | 0 | 0 | 0 | 0
STOG | 0 | 0 | 0 | 0 | 0 | 0
STWD | 0 | 0 | 0 | 0 | 0 | 0
WT | 0 | 0 | 0 | 0 | 0 | 0
IGCC | 0 | 0 | 0 | 0 | 0 | 0
DemandResponse | 0 | 0 | 0 | 0 | 0 | 0
IGCC-CCS | 0 | 0 | 0 | 0 | 0 | 0
WT_off | 0 | 0 | 0 | 0 | 0 | 0
PseudoUnit | 0 | 2480.72 | 2480.72 | 2480.72 | 2480.72 | 2480.72
FixedInterchange | 8760 | 8760 | 8760 | 8760 | 8760 | 8760
Total Generation by Reporting Type: All
ReportingType | 2015 | 2020 | 2025 | 2030 | 2035 | 2040
BM | 2252.43 | 4327.39 | 4066.71 | 5116.08 | 221368.23 | 213267.53
CC | 1498453.99 | 1513938.62 | 1394858.15 | 966632.87 | 464898.54 | 212391.73
CSP | 0 | 0 | 0 | 0 | 0 | 0
CT | 620.59 | 2130.92 | 2543.53 | 561.01 | 59.7 | 31.68
Coal | 1208966.24 | 475156.66 | 85384.22 | 27171.18 | 27137.13 | 25660.73
Geo | 20459.37 | 37727.52 | 74585.65 | 74585.65 | 74585.65 | 74585.65
H | 430354.22 | 444126.75 | 452996.6 | 463909.27 | 466328.27 | 467877.18
LFG | 32608.22 | 48005.68 | 65379.34 | 70400.14 | 70177.93 | 70143.71
Nuc | 913193.82 | 943693.47 | 951668.29 | 1314716.25 | 1500000.06 | 1734234.89
PS | 6620.57 | 12013.15 | 13821.49 | 10323 | 11005.1 | 36667.02
PV | 1434.35 | 4907.96 | 6382.92 | 6525.44 | 12643.42 | 12627.91
PeakG | 2887.39 | 10136.23 | 20315.01 | 10681.25 | 5596.19 | 3518.63
PeakO | 0 | 1.19 | 30.63 | 1.87 | 1.89 | 9.06
ST | 2659.82 | 5120.2 | 5839.76 | 7421.84 | 7893.09 | 8639.46
STOG | 7554.56 | 10637.66 | 2330.54 | 193.64 | 99.18 | 93.01
STWD | 10695.74 | 11768.38 | 12249.11 | 22669.39 | 29552.15 | 21626.03
WT | 178096.59 | 755163.6 | 1110284.55 | 1161655.3 | 1189295.96 | 1181817.68
IGCC | 4427.31 | 4427.31 | 631.29 | 70.22 | 5.56 | 4.87
DemandResponse | 0 | 4.62 | 158.17 | 149.73 | 147.84 | 289.09
IGCC-CCS | 0 | 0 | 0 | 0 | 0 | 0
WT_off | 1873.58 | 1943.07 | 9597.91 | 9597.91 | 24324.83 | 25200.11
PseudoUnit | 0 | 16077.83 | 25962.69 | 30040.79 | 30040.79 | 33043.95
FixedInterchange | 36120.4 | 36120.4 | 36120.4 | 36120.4 | 36120.4 | 36120.4
Total Generation by Reporting Type: EI_US
ReportingType | 2015 | 2020 | 2025 | 2030 | 2035 | 2040
BM | 2109.36 | 3934.16 | 3687.83 | 3745.67 | 168922.97 | 143719.29
CC | 995643.32 | 1021940.39 | 961802.82 | 640784.03 | 340689.6 | 147425.03
CSP | 0 | 0 | 0 | 0 | 0 | 0
CT | 576.11 | 2073.92 | 2348.7 | 383.63 | 59.7 | 31.68
Coal | 948173.36 | 283965.39 | 29734.71 | 19145.54 | 19190.16 | 19864.28
Geo | 354.6 | 354.6 | 354.6 | 354.6 | 354.6 | 354.6
H | 108753.3 | 118449.23 | 118549.99 | 122221.33 | 122221.33 | 122221.33
LFG | 27266.03 | 35298 | 45775.78 | 50792.63 | 50570.42 | 50536.2
Nuc | 697700.28 | 728199.82 | 734536.58 | 972150.28 | 1015341.3 | 1216306.21
PS | 6470.57 | 11741.15 | 13009.91 | 9805.02 | 10464.77 | 36143.69
PV | 411.15 | 3884.76 | 5359.71 | 5502.24 | 11648.67 | 11648.67
PeakG | 2824.98 | 9746.15 | 18871.81 | 9742.03 | 5274.03 | 3245.25
PeakO | 0 | 0.74 | 30.63 | 1.87 | 1.89 | 9.06
ST | 0 | 0 | 0 | 0 | 0 | 0
STOG | 4301.88 | 6557.69 | 1987.78 | 193.64 | 99.18 | 93.01
STWD | 6555.77 | 6197.27 | 6286.75 | 9804.47 | 16689.96 | 11733.5
WT | 106488.69 | 628209.21 | 856361.05 | 892267.63 | 922521.93 | 916527.4
IGCC | 4427.31 | 4427.31 | 631.29 | 70.22 | 5.56 | 4.87
DemandResponse | 0 | 0 | 45.85 | 51.59 | 38.5 | 224.61
IGCC-CCS | 0 | 0 | 0 | 0 | 0 | 0
WT_off | 1873.58 | 1943.07 | 9597.91 | 9597.91 | 24324.83 | 25200.11
PseudoUnit | 0 | 16077.83 | 21594.43 | 21594.43 | 21594.43 | 21594.43
FixedInterchange | 33784.4 | 33784.4 | 33784.4 | 33784.4 | 33784.4 | 33784.4
Total Generation by Reporting Type: EI_Canada
ReportingType | 2015 | 2020 | 2025 | 2030 | 2035 | 2040
BM | 0 | 4.82 | 7.29 | 0 | 33.1 | 30.09
CC | 17240.4 | 17240.4 | 2114.02 | 50.65 | 0 | 0
CSP | 0 | 0 | 0 | 0 | 0 | 0
CT | 44.48 | 12.03 | 0 | 0 | 0 | 0
Coal | 372.7 | 0 | 0 | 0 | 0 | 0
Geo | 0 | 0 | 0 | 0 | 0 | 0
H | 87709.45 | 91786.05 | 100555.14 | 106704.66 | 109123.66 | 110672.57
LFG | 926.37 | 926.37 | 926.37 | 930.31 | 930.31 | 930.31
Nuc | 101402.31 | 101402.38 | 101402.31 | 101402.31 | 93379.24 | 81383.58
PS | 25.83 | 25.83 | 13.53 | 25.83 | 25.83 | 12.3
PV | 78.84 | 78.84 | 78.84 | 78.84 | 78.84 | 78.84
PeakG | 60.62 | 116.47 | 0 | 0 | 0 | 0
PeakO | 0 | 0 | 0 | 0 | 0 | 0
ST | 0 | 0 | 0 | 0 | 0 | 0
STOG | 12.47 | 0 | 0 | 0 | 0 | 0
STWD | 26.27 | 26.27 | 13.76 | 26.27 | 23.54 | 26.27
WT | 9925.81 | 9925.81 | 9925.81 | 9925.81 | 8479.75 | 8479.75
IGCC | 0 | 0 | 0 | 0 | 0 | 0
DemandResponse | 0 | 0 | 0 | 0 | 0 | 0
IGCC-CCS | 0 | 0 | 0 | 0 | 0 | 0
WT_off | 0 | 0 | 0 | 0 | 0 | 0
PseudoUnit | 0 | 0 | 4368.26 | 8446.36 | 8446.36 | 11449.52
FixedInterchange | 2336 | 2336 | 2336 | 2336 | 2336 | 2336
Total Generation by Reporting Type: EI
ReportingType | 2015 | 2020 | 2025 | 2030 | 2035 | 2040
BM | 2109.36 | 3938.98 | 3695.12 | 3745.67 | 168956.07 | 143749.38
CC | 1012883.72 | 1039180.79 | 963916.84 | 640834.68 | 340689.6 | 147425.03
CSP | 0 | 0 | 0 | 0 | 0 | 0
CT | 620.59 | 2085.95 | 2348.7 | 383.63 | 59.7 | 31.68
Coal | 948546.06 | 283965.39 | 29734.71 | 19145.54 | 19190.16 | 19864.28
Geo | 354.6 | 354.6 | 354.6 | 354.6 | 354.6 | 354.6
H | 196462.75 | 210235.28 | 219105.13 | 228926 | 231345 | 232893.9
LFG | 28192.4 | 36224.37 | 46702.15 | 51722.94 | 51500.73 | 51466.51
Nuc | 799102.59 | 829602.2 | 835938.88 | 1073552.58 | 1108720.55 | 1297689.79
PS | 6496.4 | 11766.98 | 13023.44 | 9830.85 | 10490.6 | 36155.99
PV | 489.99 | 3963.6 | 5438.55 | 5581.08 | 11727.51 | 11727.51
PeakG | 2885.6 | 9862.62 | 18871.81 | 9742.03 | 5274.03 | 3245.25
PeakO | 0 | 0.74 | 30.63 | 1.87 | 1.89 | 9.06
ST | 0 | 0 | 0 | 0 | 0 | 0
STOG | 4314.36 | 6557.69 | 1987.78 | 193.64 | 99.18 | 93.01
STWD | 6582.04 | 6223.54 | 6300.51 | 9830.74 | 16713.5 | 11759.77
WT | 116414.5 | 638135.02 | 866286.86 | 902193.43 | 931001.68 | 925007.15
IGCC | 4427.31 | 4427.31 | 631.29 | 70.22 | 5.56 | 4.87
DemandResponse | 0 | 0 | 45.85 | 51.59 | 38.5 | 224.61
IGCC-CCS | 0 | 0 | 0 | 0 | 0 | 0
WT_off | 1873.58 | 1943.07 | 9597.91 | 9597.91 | 24324.83 | 25200.11
PseudoUnit | 0 | 16077.83 | 25962.69 | 30040.79 | 30040.79 | 33043.95
FixedInterchange | 36120.4 | 36120.4 | 36120.4 | 36120.4 | 36120.4 | 36120.4
Total Generation by Reporting Type: Outside_EI
ReportingType | 2015 | 2020 | 2025 | 2030 | 2035 | 2040
BM | 143.07 | 388.41 | 371.6 | 1370.41 | 52412.16 | 69518.15
CC | 485570.28 | 474757.82 | 430941.3 | 325798.2 | 124208.95 | 64966.7
CSP | 0 | 0 | 0 | 0 | 0 | 0
CT | 0 | 44.98 | 194.83 | 177.38 | 0 | 0
Coal | 260420.18 | 191191.27 | 55649.51 | 8025.64 | 7946.98 | 5796.45
Geo | 20104.76 | 37372.91 | 74231.05 | 74231.05 | 74231.05 | 74231.05
H | 233891.47 | 233891.47 | 233891.47 | 234983.28 | 234983.28 | 234983.28
LFG | 4415.83 | 11781.31 | 18677.2 | 18677.2 | 18677.2 | 18677.2
Nuc | 114091.24 | 114091.27 | 115729.41 | 241163.67 | 391279.51 | 436545.1
PS | 124.17 | 246.17 | 798.05 | 492.16 | 514.5 | 511.03
PV | 944.36 | 944.36 | 944.36 | 944.36 | 915.91 | 900.4
PeakG | 1.8 | 273.61 | 1443.2 | 939.22 | 322.16 | 273.38
PeakO | 0 | 0.46 | 0 | 0 | 0 | 0
ST | 2659.82 | 5120.2 | 5839.76 | 7421.84 | 7893.09 | 8639.46
STOG | 3240.2 | 4079.97 | 342.75 | 0 | 0 | 0
STWD | 4113.7 | 5544.84 | 5948.61 | 12838.66 | 12838.66 | 9866.26
WT | 61682.09 | 117028.58 | 243997.68 | 259461.87 | 258294.27 | 256810.53
IGCC | 0 | 0 | 0 | 0 | 0 | 0
DemandResponse | 0 | 4.62 | 112.33 | 98.14 | 109.34 | 64.47
IGCC-CCS | 0 | 0 | 0 | 0 | 0 | 0
WT_off | 0 | 0 | 0 | 0 | 0 | 0
PseudoUnit | 0 | 0 | 0 | 0 | 0 | 0
FixedInterchange | 0 | 0 | 0 | 0 | 0 | 0
#2 | Energy Demand (TWh)
Energy Demand by Pool & Region:
Pool/Region | 2015 | 2020 | 2025 | 2030 | 2035 | 2040
ENT | 161.85 | 161.55 | 156.12 | 151.89 | 148.09 | 144.38
FRCC | 238.06 | 242.96 | 245.57 | 248.36 | 251.19 | 254.06
MAPP_US | 29.32 | 29.35 | 28.98 | 28.63 | 28.29 | 27.96
MISO_IN | 96.52 | 96.6 | 94.4 | 92.18 | 90.25 | 88.36
MISO_MI | 93.56 | 92.55 | 91.5 | 90.45 | 89.46 | 88.47
MISO_MO-IL | 95.27 | 94.57 | 93.68 | 92.8 | 91.92 | 91.05
MISO_W | 135.96 | 134.72 | 132.89 | 131.13 | 129.55 | 127.98
MISO_WUMS | 65.69 | 65.66 | 62.17 | 58.35 | 56.64 | 54.89
NE | 30.6 | 31.27 | 30.81 | 30.37 | 29.99 | 29.62
NEISO | 121.87 | 115.61 | 109.29 | 103.8 | 98.46 | 93.38
NonRTO_Midwest | 59.73 | 61.1 | 59.37 | 57.82 | 56.33 | 54.87
NYISO_A-F | 58.12 | 58.02 | 56.3 | 54.83 | 53.38 | 51.95
NYISO_G-I | 17.77 | 17.94 | 17.76 | 17.61 | 17.45 | 17.3
NYISO_J-K | 66.87 | 68.62 | 68.13 | 67.62 | 67.09 | 66.55
PJM_E | 125.5 | 112.35 | 110.15 | 108.19 | 106.24 | 104.31
PJM_ROM | 140.19 | 140.42 | 137.63 | 135.16 | 132.7 | 130.26
PJM_ROR | 522.62 | 488.85 | 478.07 | 467.51 | 457.93 | 448.52
SOCO | 257.48 | 266.57 | 262.41 | 259.62 | 256.96 | 254.33
SPP_N | 75.07 | 77.21 | 76.83 | 76.45 | 76.07 | 75.69
SPP_S | 163.44 | 162.45 | 157.85 | 154.39 | 151.36 | 148.39
TVA | 177.61 | 171.79 | 166.97 | 162.64 | 158.45 | 154.36
TVA_Transmission | 0 | 0 | 0 | 0 | 0 | 0
VACAR | 239.18 | 246.2 | 244.81 | 244.08 | 243.43 | 242.79
IESO | 135.56 | 126.65 | 124.54 | 122.45 | 120.41 | 118.39
MAPP_CA | 51.41 | 52.45 | 51.85 | 51.26 | 50.68 | 50.11
AZ_NM_SNV_Coal | 127.58 | 132.93 | 134.79 | 136.9 | 138.78 | 140.8
AZ_NM_SNV_Gas | 0 | 0 | 0 | 0 | 0 | 0
AZ_NM_SNV_NucRenew | 0 | 0 | 0 | 0 | 0 | 0
ERCOT | 327.58 | 334.86 | 329.59 | 322.99 | 317.26 | 311.56
NP15 | 108.29 | 106.92 | 106 | 106.4 | 106.28 | 106.05
NWPP_Coal | 246.34 | 244.68 | 241.13 | 240.79 | 239.79 | 238.49
NWPP_Gas | 0 | 0 | 0 | 0 | 0 | 0
NWPP_NucRenew | 0 | 0 | 0 | 0 | 0 | 0
RMPA | 71.41 | 73.15 | 74.09 | 75.04 | 75.99 | 76.95
SP15 | 179.67 | 181.91 | 180.43 | 181.19 | 181.07 | 180.77
ALB | 66.23 | 67.54 | 68.87 | 70.24 | 71.63 | 73.04
BC | 64.11 | 63.95 | 63.8 | 63.64 | 63.49 | 63.34
HQ_IESO | 0 | 0 | 0 | 0 | 0 | 0
HQ_NEISO | 0 | 0 | 0 | 0 | 0 | 0
HQ_NY | 0 | 0 | 0 | 0 | 0 | 0
MARITIMES | 0 | 0 | 0 | 0 | 0 | 0
All | 4350.45 | 4321.41 | 4256.78 | 4204.78 | 4156.61 | 4108.96
EI_US | 2972.26 | 2936.36 | 2881.69 | 2833.87 | 2791.23 | 2749.45
EI_Canada | 186.97 | 179.1 | 176.39 | 173.72 | 171.09 | 168.5
EI | 3159.24 | 3115.46 | 3058.08 | 3007.59 | 2962.32 | 2917.96
Outside_EI | 1191.21 | 1205.95 | 1198.7 | 1197.19 | 1194.29 | 1191.01
#3 | Generation Minus Energy (TWh)
Generation Minus Energy by Pool & Region:
Pool/Region | 2015 | 2020 | 2025 | 2030 | 2035 | 2040
ENT | 2.01 | -62.09 | -70.53 | -70.73 | -81.18 | -81.94
FRCC | -0.79 | -0.94 | -0.48 | 0.87 | -1.22 | -9.12
MAPP_US | 0.95 | 4.24 | 2.6 | 3.22 | 2.65 | -2.51
MISO_IN | 17.24 | 32.74 | 62.18 | 46.2 | 28.34 | 16.56
MISO_MI | -32.44 | -55.47 | -55.59 | -58.6 | -65.46 | -45.68
MISO_MO-IL | 4.25 | -46.95 | -30.87 | -33.1 | -33.02 | -32.08
MISO_W | -4.01 | 115.64 | 150.25 | 150.83 | 133.73 | 131.64
MISO_WUMS | 14.28 | 3.96 | 7.17 | -3.25 | -4.88 | -11.08
NE | 12.14 | 37.03 | 43.74 | 42.58 | 41.25 | 41.86
NEISO | -25.44 | -28.58 | -25.49 | -26.8 | -25.69 | -26.19
NonRTO_Midwest | -0.69 | -4.25 | -24.71 | -9.3 | 0.51 | -0.42
NYISO_A-F | 14.11 | 13.45 | 14.52 | 19.44 | 30.13 | 25.26
NYISO_G-I | 2.73 | 2.06 | 1.28 | 1.97 | -2.22 | -1.23
NYISO_J-K | -41.67 | -48.03 | -51.91 | -53.85 | -53.62 | -55.71
PJM_E | -6.57 | 12.23 | 17.24 | 10.59 | -22.67 | -40.59
PJM_ROM | -51.33 | -51.52 | -51.72 | -54.94 | -44.23 | -4.03
PJM_ROR | 61.99 | -51.57 | -109.98 | -130.74 | -107.04 | -104.14
SOCO | -1.93 | -8.27 | -9.79 | -12.03 | -4.68 | 11.26
SPP_N | 0.81 | 76.05 | 83.7 | 100.42 | 100.31 | 100.82
SPP_S | -13.64 | 12.14 | 21.64 | 21.77 | 30.9 | 29.9
TVA | -0.13 | -5.98 | -29.44 | -23.43 | -12.45 | -1.32
TVA_Transmission | 0 | 0 | 0 | 0 | 0 | 0
VACAR | -10.21 | -15.32 | -16.55 | -8.4 | 7.71 | 14.56
IESO | 31.25 | 40.13 | 32.82 | 34.73 | 28.73 | 20.29
MAPP_CA | -0.4 | 2.32 | 5.82 | 10.7 | 12.25 | 12.83
AZ_NM_SNV_Coal | -63.65 | -93.52 | -134.79 | -136.9 | -138.78 | -140.8
AZ_NM_SNV_Gas | 65.05 | 58.34 | 59.97 | 35.26 | 13.21 | 0.61
AZ_NM_SNV_NucRenew | 42.13 | 72.39 | 85.7 | 113.64 | 144.94 | 172.13
ERCOT | -0.24 | -4.29 | -4.92 | -5.41 | -5.04 | -5.02
NP15 | 4.8 | 13.03 | 12.51 | 13.76 | 10.37 | 7.54
NWPP_Coal | -193.94 | -203.42 | -239.85 | -239.51 | -238.51 | -237.89
NWPP_Gas | 50.58 | 50.58 | 37.62 | 21.73 | 1.03 | 0
NWPP_NucRenew | 162.47 | 162.92 | 211.61 | 222.14 | 246.66 | 244.45
RMPA | -0.22 | -4.73 | -6.14 | -5.64 | -2.08 | -2.18
SP15 | -66.83 | -60.84 | -31.16 | -29.72 | -38 | -42.27
ALB | 1.59 | 0.89 | -1.23 | -1.21 | -0.15 | -1.56
BC | -1.55 | -0.54 | 1.09 | 1.28 | -3.29 | -4.23
HQ_IESO | 2.34 | 2.34 | 6.7 | 10.78 | 10.78 | 13.79
HQ_NEISO | 19.18 | 19.18 | 24.7 | 24.7 | 24.7 | 24.7
HQ_NY | 5.84 | 19.44 | 19.44 | 19.44 | 19.44 | 19.44
MARITIMES | 8.76 | 11.24 | 11.24 | 11.24 | 11.24 | 11.24
All | 8.83 | 16.02 | 18.43 | 13.76 | 14.67 | 48.89
EI_US | -24.55 | -19.58 | -17.34 | -31.88 | -27.43 | 11.21
EI_Canada | 33.19 | 44.78 | 45.35 | 56.21 | 51.77 | 46.9
EI | 8.64 | 25.21 | 28.01 | 24.33 | 24.34 | 58.11
Outside_EI | 0.19 | -9.19 | -9.58 | -10.57 | -9.66 | -9.22
#4 | Fuel Use (TBtu)
Total Fuel Consumption by Reporting Type: Entergy
ReportingType | 2015 | 2020 | 2025 | 2030 | 2035 | 2040
BM | 0 | 0 | 0 | 0 | 0 | 130.4
CC | 448.13 | 338.25 | 281 | 187.06 | 130.03 | 83.81
CSP | 0 | 0 | 0 | 0 | 0 | 0
CT | 0 | 0 | 0 | 0 | 0 | 0
Coal | 587.61 | 67.07 | 7.09 | 0.54 | 0 | 0
Geo | 0 | 0 | 0 | 0 | 0 | 0
H | 0 | 0 | 0 | 0 | 0 | 0
LFG | 0 | 0 | 11.56 | 11.56 | 11.56 | 11.56
Nuc | 464.87 | 464.87 | 464.87 | 464.87 | 392.68 | 307.2
PS | 0 | 0 | 0 | 0 | 0 | 0
PV | 0 | 0 | 0 | 0 | 0 | 0
PeakG | 0 | 0 | 2.84 | 0.51 | 0.39 | 0
PeakO | 0 | 0 | 0 | 0 | 0 | 0
ST | 0 | 0 | 0 | 0 | 0 | 0
STOG | 4.73 | 9 | 0 | 0 | 0 | 0
STWD | 0.51 | 1 | 1.73 | 6.21 | 14.71 | 11.64
WT | 0 | 0 | 0 | 0.01 | 0.01 | 0.01
IGCC | 0 | 0 | 0 | 0 | 0 | 0
DemandResponse | 0 | 0 | 0 | 0 | 0 | 0
IGCC-CCS | 0 | 0 | 0 | 0 | 0 | 0
WT_off | 0 | 0 | 0 | 0 | 0 | 0
PseudoUnit | 0 | 0 | 0 | 0 | 0 | 0
FixedInterchange | 0 | 0 | 0 | 0 | 0 | 0
Total Fuel Consumption by Reporting Type: FRCC
ReportingType | 2015 | 2020 | 2025 | 2030 | 2035 | 2040
BM | 0 | 0 | 0 | 0 | 194.31 | 119.6
CC | 1230.31 | 1343.7 | 1290.31 | 462.76 | 305.99 | 162.23
CSP | 0 | 0 | 0 | 0 | 0 | 0
CT | 5.26 | 18.94 | 18.57 | 2.72 | 0 | 0
Coal | 180.23 | 41.01 | 0 | 0 | 0 | 0
Geo | 0 | 0 | 0 | 0 | 0 | 0
H | 0 | 0 | 0 | 0 | 0 | 0
LFG | 0 | 0 | 21.31 | 21.31 | 21.31 | 21.31
Nuc | 352.09 | 352.09 | 478.04 | 1779.75 | 1879.4 | 2127.99
PS | 0 | 0 | 0 | 0 | 0 | 0
PV | 0 | 0 | 0 | 0 | 0 | 0
PeakG | 4.35 | 18.48 | 14.87 | 0 | 0 | 0
PeakO | 0 | 0 | 0 | 0 | 0 | 0
ST | 0 | 0 | 0 | 0 | 0 | 0
STOG | 0 | 0 | 0 | 0 | 0 | 0
STWD | 1.49 | 4.53 | 15.45 | 15.45 | 15.45 | 9.54
WT | 0 | 0 | 0 | 0 | 0 | 0
IGCC | 0 | 0 | 0 | 0 | 0 | 0
DemandResponse | 0 | 0 | 3.52 | 2.35 | 3.85 | 8.98
IGCC-CCS | 0 | 0 | 0 | 0 | 0 | 0
WT_off | 0 | 0 | 0 | 0 | 0 | 0
PseudoUnit | 0 | 0 | 0 | 0 | 0 | 0
FixedInterchange | 0 | 0 | 0 | 0 | 0 | 0
Total Fuel Consumption by Reporting Type: MAPP_US
ReportingType | 2015 | 2020 | 2025 | 2030 | 2035 | 2040
BM | 0 | 0 | 0 | 0 | 0 | 0
CC | 6.25 | 2.2 | 2.2 | 1.39 | 1.37 | 0.79
CSP | 0 | 0 | 0 | 0 | 0 | 0
CT | 0 | 0 | 0.11 | 0.34 | 0.34 | 0.34
Coal | 136.25 | 24.57 | 2.94 | 0.02 | 0 | 0
Geo | 0 | 0 | 0 | 0 | 0 | 0
H | 0 | 0 | 0 | 0 | 0 | 0
LFG | 0 | 0 | 0 | 7.71 | 7.71 | 7.71
Nuc | 0 | 0 | 0.01 | 0.01 | 0.04 | 0.02
PS | 0 | 0 | 0 | 0 | 0 | 0
PV | 0 | 0 | 0 | 0 | 0 | 0
PeakG | 0.68 | 0.51 | 1.38 | 1.97 | 1.12 | 0.9
PeakO | 0 | 0 | 0 | 0 | 0 | 0
ST | 0 | 0 | 0 | 0 | 0 | 0
STOG | 0 | 0 | 0 | 0 | 0 | 0
STWD | 0 | 0 | 0 | 0 | 0 | 0
WT | 0.01 | 0.02 | 0.02 | 0.02 | 0.02 | 0.01
IGCC | 0 | 0 | 0 | 0 | 0 | 0
DemandResponse | 0 | 0 | 0 | 0 | 0 | 0
IGCC-CCS | 0 | 0 | 0 | 0 | 0 | 0
WT_off | 0 | 0 | 0 | 0 | 0 | 0
PseudoUnit | 0 | 0 | 0 | 0 | 0 | 0
FixedInterchange | 0 | 0 | 0 | 0 | 0 | 0
Total Fuel Consumption by Reporting Type: MISO_IN
ReportingType | 2015 | 2020 | 2025 | 2030 | 2035 | 2040
BM | 0 | 0 | 0 | 0 | 0 | 0
CC | 285.77 | 517.25 | 447.46 | 337.65 | 215.78 | 130.89
CSP | 0 | 0 | 0 | 0 | 0 | 0
CT | 0 | 0 | 0 | 0 | 0 | 0
Coal | 605.46 | 381.5 | 1.76 | 3.23 | 4.07 | 4.07
Geo | 0 | 0 | 0 | 0 | 0 | 0
H | 0 | 0 | 0 | 0 | 0 | 0
LFG | 0 | 0 | 8.62 | 8.62 | 8.62 | 8.62
Nuc | 0 | 0.01 | 0.01 | 0.02 | 0.08 | 0.05
PS | 0 | 0 | 0 | 0 | 0 | 0
PV | 0 | 0 | 0 | 0 | 0 | 0
PeakG | 0 | 0.08 | 2.01 | 1.07 | 1.12 | 1.28
PeakO | 0 | 0 | 0 | 0 | 0 | 0
ST | 0 | 0 | 0 | 0 | 0 | 0
STOG | 0.34 | 0.65 | 0 | 0 | 0 | 0
STWD | 0 | 0 | 0 | 0 | 0 | 0
WT | 0 | 0 | 0.08 | 0.08 | 0.08 | 0.08
IGCC | 40.45 | 40.45 | 5.77 | 0.64 | 0.05 | 0.04
DemandResponse | 0 | 0 | 0 | 0 | 0 | 0
IGCC-CCS | 0 | 0 | 0 | 0 | 0 | 0
WT_off | 0 | 0 | 0 | 0 | 0 | 0
PseudoUnit | 0 | 0 | 0 | 0 | 0 | 0
FixedInterchange | 0 | 0 | 0 | 0 | 0 | 0
Total Fuel Consumption by Reporting Type: MISO_MI
ReportingType | 2015 | 2020 | 2025 | 2030 | 2035 | 2040
BM | 0 | 0 | 0 | 0 | 0 | 0
CC | 75.21 | 88.17 | 70.7 | 38.56 | 20.99 | 13.07
CSP | 0 | 0 | 0 | 0 | 0 | 0
CT | 0 | 0 | 0 | 0 | 0 | 0
Coal | 265.14 | 0 | 0 | 0 | 0 | 0
Geo | 0 | 0 | 0 | 0 | 0 | 0
H | 0 | 0 | 0 | 0 | 0 | 0
LFG | 0 | 0 | 17.24 | 17.24 | 17.24 | 17.24
Nuc | 174.19 | 174.19 | 174.19 | 174.19 | 105.98 | 278.57
PS | 0 | 0 | 0 | 0 | 0 | 0
PV | 0 | 0 | 0 | 0 | 0 | 0
PeakG | 0.31 | 0.35 | 4.1 | 3.93 | 3.89 | 3.89
PeakO | 0 | 0 | 0 | 0 | 0 | 0
ST | 0 | 0 | 0 | 0 | 0 | 0
STOG | 3.46 | 4.31 | 0 | 0 | 0 | 0
STWD | 13.39 | 4.27 | 1.95 | 8.23 | 13.39 | 8.27
WT | 0.01 | 0.01 | 0.01 | 0.01 | 0.01 | 0.01
IGCC | 0 | 0 | 0 | 0 | 0 | 0
DemandResponse | 0 | 0 | 0 | 0 | 0 | 0
IGCC-CCS | 0 | 0 | 0 | 0 | 0 | 0
WT_off | 0 | 0 | 0 | 0 | 0 | 0
PseudoUnit | 0 | 0 | 0 | 0 | 0 | 0
FixedInterchange | 0 | 0 | 0 | 0 | 0 | 0
Total Fuel Consumption by Reporting Type: MISO_MO-IL
ReportingType | 2015 | 2020 | 2025 | 2030 | 2035 | 2040
BM | 0 | 0 | 0 | 0 | 0 | 0
CC | 25.33 | 23.64 | 20.02 | 9.58 | 6.31 | 3.9
CSP | 0 | 0 | 0 | 0 | 0 | 0
CT | 0 | 0 | 0 | 0 | 0 | 0
Coal | 738.76 | 200.96 | 21.24 | 8.56 | 5.26 | 5.22
Geo | 0 | 0 | 0 | 0 | 0 | 0
H | 0 | 0 | 0 | 0 | 0 | 0
LFG | 0 | 0 | 20.57 | 24.03 | 24.03 | 24.03
Nuc | 178.81 | 178.81 | 178.81 | 178.81 | 178.81 | 178.81
PS | 0 | 0 | 0 | 0 | 0 | 0
PV | 0 | 0 | 0 | 0 | 0 | 0
PeakG | 1.33 | 4.97 | 13.22 | 9.48 | 7.07 | 4.97
PeakO | 0 | 0 | 0 | 0 | 0 | 0
ST | 0 | 0 | 0 | 0 | 0 | 0
STOG | 0.06 | 0.13 | 0 | 0 | 0 | 0
STWD | 0 | 0 | 0 | 0 | 0 | 0
WT | 0 | 0 | 0.03 | 0.03 | 0.03 | 0.03
IGCC | 0 | 0 | 0 | 0 | 0 | 0
DemandResponse | 0 | 0 | 0 | 0 | 0 | 0
IGCC-CCS | 0 | 0 | 0 | 0 | 0 | 0
WT_off | 0 | 0 | 0 | 0 | 0 | 0
PseudoUnit | 0 | 0 | 0 | 0 | 0 | 0
FixedInterchange | 0 | 0 | 0 | 0 | 0 | 0
Total Fuel Consumption by Reporting Type: MISO_W
ReportingType | 2015 | 2020 | 2025 | 2030 | 2035 | 2040
BM | 0 | 0 | 0 | 0 | 0 | 0
CC | 64.08 | 47.57 | 38.59 | 24.44 | 17.68 | 10.68
CSP | 0 | 0 | 0 | 0 | 0 | 0
CT | 0 | 0 | 0 | 0 | 0 | 0
Coal | 755.75 | 242.19 | 28.17 | 26.59 | 28.17 | 28.17
Geo | 0 | 0 | 0 | 0 | 0 | 0
H | 0 | 0 | 0 | 0 | 0 | 0
LFG | 0 | 0 | 0 | 7.71 | 7.71 | 7.71
Nuc | 190.11 | 190.11 | 189.85 | 187.16 | 0.01 | 0.01
PS | 0 | 0 | 0 | 0 | 0 | 0
PV | 0 | 0 | 0 | 0 | 0 | 0
PeakG | 1.91 | 1.02 | 4.63 | 4.59 | 4.56 | 4.56
PeakO | 0 | 0 | 0 | 0 | 0 | 0
ST | 0 | 0 | 0 | 0 | 0 | 0
STOG | 0 | 0 | 0 | 0 | 0 | 0
STWD | 0.75 | 2.35 | 3.64 | 10.36 | 14.66 | 14.93
WT | 0.03 | 0.2 | 0.25 | 0.25 | 0.25 | 0.25
IGCC | 0 | 0 | 0 | 0 | 0 | 0
DemandResponse | 0 | 0 | 0 | 0 | 0 | 0
IGCC-CCS | 0 | 0 | 0 | 0 | 0 | 0
WT_off | 0 | 0 | 0 | 0 | 0 | 0
PseudoUnit | 0 | 0 | 0 | 0 | 0 | 0
FixedInterchange | 0 | 0 | 0 | 0 | 0 | 0
Total Fuel Consumption by Reporting Type: MISO_WUMS
ReportingType | 2015 | 2020 | 2025 | 2030 | 2035 | 2040
BM | 0 | 0 | 0 | 0 | 42.93 | 33.12
CC | 310.9 | 304.34 | 289.18 | 196.02 | 123.8 | 62.33
CSP | 0 | 0 | 0 | 0 | 0 | 0
CT | 0 | 0 | 0 | 0 | 0 | 0
Coal | 114.35 | 19.41 | 21.05 | 23.15 | 26.43 | 34.3
Geo | 0 | 0 | 0 | 0 | 0 | 0
H | 0 | 0 | 0 | 0 | 0 | 0
LFG | 0 | 0 | 24.03 | 24.03 | 24.03 | 24.03
Nuc | 150.68 | 150.68 | 150.68 | 150.68 | 190.97 | 215.51
PS | 0 | 0 | 0 | 0 | 0 | 0
PV | 0 | 0 | 0 | 0 | 0 | 0
PeakG | 0 | 0.32 | 2.77 | 1.77 | 0.47 | 0.13
PeakO | 0 | 0 | 0 | 0 | 0 | 0
ST | 0 | 0 | 0 | 0 | 0 | 0
STOG | 0 | 0 | 0 | 0 | 0 | 0
STWD | 0.29 | 0.92 | 0.88 | 2.93 | 9.7 | 5.96
WT | 0 | 0 | 0 | 0 | 0 | 0
IGCC | 0 | 0 | 0 | 0 | 0 | 0
DemandResponse | 0 | 0 | 0 | 0 | 0 | 0
IGCC-CCS | 0 | 0 | 0 | 0 | 0 | 0
WT_off | 0 | 0 | 0 | 0 | 0 | 0
PseudoUnit | 0 | 0 | 0 | 0 | 0 | 0
FixedInterchange | 0 | 0 | 0 | 0 | 0 | 0
Total Fuel Consumption by Reporting Type: Nebraska
ReportingType | 2015 | 2020 | 2025 | 2030 | 2035 | 2040
BM | 0 | 0 | 0 | 0 | 0 | 0
CC | 3.03 | 1.93 | 2.92 | 1.87 | 1.08 | 0.55
CSP | 0 | 0 | 0 | 0 | 0 | 0
CT | 0 | 0 | 0 | 0 | 0 | 0
Coal | 332.69 | 36.58 | 21.57 | 17.93 | 10.72 | 9.11
Geo | 0 | 0 | 0 | 0 | 0 | 0
H | 0 | 0 | 0 | 0 | 0 | 0
LFG | 0 | 0 | 0 | 5.82 | 4.47 | 4.47
Nuc | 104.28 | 104.28 | 73.58 | 67.82 | 0.01 | 0.01
PS | 0 | 0 | 0 | 0 | 0 | 0
PV | 0 | 0 | 0 | 0 | 0 | 0
PeakG | 0.31 | 0 | 0.14 | 0.14 | 0.14 | 0.14
PeakO | 0 | 0 | 0 | 0 | 0 | 0
ST | 0 | 0 | 0 | 0 | 0 | 0
STOG | 0 | 0 | 0 | 0 | 0 | 0
STWD | 0 | 0 | 0 | 0 | 0 | 0
WT | 0 | 0.05 | 0.06 | 0.06 | 0.07 | 0.07
IGCC | 0 | 0 | 0 | 0 | 0 | 0
DemandResponse | 0 | 0 | 0 | 0 | 0 | 0
IGCC-CCS | 0 | 0 | 0 | 0 | 0 | 0
WT_off | 0 | 0 | 0 | 0 | 0 | 0
PseudoUnit | 0 | 0 | 0 | 0 | 0 | 0
FixedInterchange | 0 | 0 | 0 | 0 | 0 | 0
Total Fuel Consumption by Reporting Type: NEISO
ReportingType | 2015 | 2020 | 2025 | 2030 | 2035 | 2040
BM | 24.48 | 7.77 | 1.93 | 1.24 | 11.1 | 11.1
CC | 236.67 | 149.57 | 68.03 | 26.02 | 5.37 | 0.81
CSP | 0 | 0 | 0 | 0 | 0 | 0
CT | 0.03 | 0.12 | 0.37 | 0.11 | 0 | 0
Coal | 0.67 | 0 | 0 | 0 | 0 | 0
Geo | 0 | 0 | 0 | 0 | 0 | 0
H | 0 | 0 | 0 | 0 | 0 | 0
LFG | 5.3 | 5.3 | 5.3 | 12.81 | 12.81 | 12.81
Nuc | 365.51 | 365.51 | 365.51 | 365.51 | 264.08 | 195.08
PS | 0 | 0 | 0 | 0 | 0 | 0
PV | 0 | 0 | 0 | 0 | 0 | 0
PeakG | 0.33 | 1.06 | 1.27 | 0.67 | 0.52 | 1.17
PeakO | 0 | 0 | 0 | 0 | 0 | 0
ST | 0 | 0 | 0 | 0 | 0 | 0
STOG | 0 | 0 | 0 | 0 | 0 | 0
STWD | 33.68 | 6.1 | 1.44 | 1.79 | 24.42 | 24.42
WT | 0 | 0.01 | 0.02 | 0.02 | 0.02 | 0.02
IGCC | 0 | 0 | 0 | 0 | 0 | 0
DemandResponse | 0 | 0 | 0 | 0 | 0 | 1.74
IGCC-CCS | 0 | 0 | 0 | 0 | 0 | 0
WT_off | 0 | 0 | 0 | 0 | 0 | 0
PseudoUnit | 0 | 0 | 0 | 0 | 0 | 0
FixedInterchange | 0 | 0 | 0 | 0 | 0 | 0
Total Fuel Consumption by Reporting Type: NonRTO_Midwest
ReportingType | 2015 | 2020 | 2025 | 2030 | 2035 | 2040
BM | 0 | 0 | 0 | 0 | 20.6 | 17.39
CC | 99.72 | 152.26 | 152.26 | 152.26 | 62.11 | 12.88
CSP | 0 | 0 | 0 | 0 | 0 | 0
CT | 0 | 0 | 0 | 0 | 0 | 0
Coal | 413.09 | 273.27 | 34.7 | 27.22 | 28.85 | 28.85
Geo | 0 | 0 | 0 | 0 | 0 | 0
H | 0 | 0 | 0 | 0 | 0 | 0
LFG | 0 | 0 | 17.24 | 17.24 | 17.24 | 17.24
Nuc | 0 | 0.01 | 0.01 | 165.58 | 394.37 | 456.13
PS | 0 | 0 | 0 | 0 | 0 | 0
PV | 0 | 0 | 0 | 0 | 0 | 0
PeakG | 1.71 | 3.45 | 13.95 | 6.63 | 0 | 0
PeakO | 0 | 0 | 0 | 0 | 0 | 0
ST | 0 | 0 | 0 | 0 | 0 | 0
STOG | 0 | 0 | 0 | 0 | 0 | 0
STWD | 0 | 0 | 0 | 0 | 0 | 0
WT | 0 | 0 | 0 | 0 | 0 | 0
IGCC | 0 | 0 | 0 | 0 | 0 | 0
DemandResponse | 0 | 0 | 0 | 0 | 0 | 0
IGCC-CCS | 0 | 0 | 0 | 0 | 0 | 0
WT_off | 0 | 0 | 0 | 0 | 0 | 0
PseudoUnit | 0 | 0 | 0 | 0 | 0 | 0
FixedInterchange | 0 | 0 | 0 | 0 | 0 | 0
Total Fuel Consumption by Reporting Type: NYISO_A-F
ReportingType | 2015 | 2020 | 2025 | 2030 | 2035 | 2040
BM | 0 | 0 | 0 | 0 | 0 | 0
CC | 46.48 | 31.61 | 24.28 | 1.51 | 0.12 | 0
CSP | 0 | 0 | 0 | 0 | 0 | 0
CT | 0 | 0 | 0 | 0 | 0 | 0
Coal | 0 | 0 | 0 | 0 | 0 | 0
Geo | 0 | 0 | 0 | 0 | 0 | 0
H | 0 | 0 | 0 | 0 | 0 | 0
LFG | 0.69 | 0.69 | 0.69 | 8 | 8 | 8
Nuc | 270.5 | 270.5 | 270.5 | 220.56 | 173.9 | 105.39
PS | 0 | 0 | 0 | 0 | 0 | 0
PV | 0 | 0 | 0 | 0 | 0 | 0
PeakG | 0.02 | 0.14 | 0 | 0 | 0 | 0
PeakO | 0 | 0 | 0 | 0 | 0 | 0
ST | 0 | 0 | 0 | 0 | 0 | 0
STOG | 0 | 0 | 0 | 0 | 0 | 0
STWD | 0.03 | 0.11 | 0.03 | 0.2 | 3.55 | 1.06
WT | 0.01 | 0.01 | 0.01 | 0.02 | 0.04 | 0.04
IGCC | 0 | 0 | 0 | 0 | 0 | 0
DemandResponse | 0 | 0 | 0 | 0 | 0 | 0
IGCC-CCS | 0 | 0 | 0 | 0 | 0 | 0
WT_off | 0 | 0 | 0 | 0 | 0 | 0
PseudoUnit | 0 | 0 | 0 | 0 | 0 | 0
FixedInterchange | 0 | 0 | 0 | 0 | 0 | 0
Total Fuel Consumption by Reporting Type: NYISO_G-I
ReportingType | 2015 | 2020 | 2025 | 2030 | 2035 | 2040
BM | 0 | 0 | 0 | 0 | 0 | 0
CC | 27.36 | 22.48 | 10.32 | 9.91 | 9.31 | 5.52
CSP | 0 | 0 | 0 | 0 | 0 | 0
CT | 0 | 0 | 0 | 0 | 0 | 0
Coal | 0 | 0 | 0 | 0 | 0 | 0
Geo | 0 | 0 | 0 | 0 | 0 | 0
H | 0 | 0 | 0 | 0 | 0 | 0
LFG | 0 | 0 | 0 | 8 | 8 | 8
Nuc | 162.83 | 162.83 | 162.83 | 162.83 | 120.15 | 136.01
PS | 0 | 0 | 0 | 0 | 0 | 0
PV | 0 | 0 | 0 | 0 | 0 | 0
PeakG | 0 | 0.01 | 0 | 0 | 0 | 0
PeakO | 0 | 0 | 0 | 0 | 0 | 0
ST | 0 | 0 | 0 | 0 | 0 | 0
STOG | 0 | 0 | 0 | 0 | 0 | 0
STWD | 0 | 0 | 0 | 0 | 0 | 0
WT | 0 | 0 | 0 | 0 | 0 | 0
IGCC | 0 | 0 | 0 | 0 | 0 | 0
DemandResponse | 0 | 0 | 0 | 0 | 0 | 0
IGCC-CCS | 0 | 0 | 0 | 0 | 0 | 0
WT_off | 0 | 0 | 0 | 0 | 0 | 0
PseudoUnit | 0 | 0 | 0 | 0 | 0 | 0
FixedInterchange | 0 | 0 | 0 | 0 | 0 | 0
Total Fuel Consumption by Reporting Type: NYISO_J-K
ReportingType | 2015 | 2020 | 2025 | 2030 | 2035 | 2040
BM | 0 | 0 | 0 | 0 | 0 | 0
CC | 161.46 | 125.14 | 90.98 | 70.91 | 69.75 | 46.22
CSP | 0 | 0 | 0 | 0 | 0 | 0
CT | 0 | 0 | 0 | 0 | 0 | 0
Coal | 0 | 0 | 0 | 0 | 0 | 0
Geo | 0 | 0 | 0 | 0 | 0 | 0
H | 0 | 0 | 0 | 0 | 0 | 0
LFG | 0 | 0 | 0 | 8 | 8 | 8
Nuc | 0 | 0 | 0.01 | 0.01 | 0.07 | 0.06
PS | 0 | 0 | 0 | 0 | 0 | 0
PV | 0 | 0 | 0 | 0 | 0 | 0
PeakG | 1.4 | 2.19 | 4.5 | 4.41 | 3.85 | 3.85
PeakO | 0 | 0.01 | 0.39 | 0.02 | 0.02 | 0.09
ST | 0 | 0 | 0 | 0 | 0 | 0
STOG | 3.24 | 7.29 | 4.3 | 2.01 | 1.03 | 0.96
STWD | 0 | 0 | 0 | 0 | 0 | 0
WT | 0 | 0 | 0 | 0 | 0 | 0
IGCC | 0 | 0 | 0 | 0 | 0 | 0
DemandResponse | 0 | 0 | 0 | 0 | 0 | 0.49
IGCC-CCS | 0 | 0 | 0 | 0 | 0 | 0
WT_off | 0 | 0 | 0 | 0 | 0 | 0
PseudoUnit | 0 | 0 | 0 | 0 | 0 | 0
FixedInterchange | 0 | 0 | 0 | 0 | 0 | 0
Total Fuel Consumption by Reporting Type: PJM_E
ReportingType | 2015 | 2020 | 2025 | 2030 | 2035 | 2040
BM | 0.16 | 2.91 | 2.91 | 2.91 | 2.91 | 2.91
CC | 285.78 | 341.43 | 338.25 | 282.76 | 174.87 | 99.89
CSP | 0 | 0 | 0 | 0 | 0 | 0
CT | 0 | 0.06 | 0.11 | 0 | 0 | 0
Coal | 6.61 | 4.38 | 3.47 | 1.15 | 10.39 | 12.7
Geo | 0 | 0 | 0 | 0 | 0 | 0
H | 0 | 0 | 0 | 0 | 0 | 0
LFG | 0.98 | 15.28 | 15.28 | 15.28 | 15.28 | 15.28
Nuc | 702.72 | 651.97 | 651.97 | 651.97 | 468.33 | 371.38
PS | 0 | 0 | 0 | 0 | 0 | 0
PV | 0 | 0 | 0 | 0 | 0 | 0
PeakG | 0.64 | 7.77 | 17.08 | 10.22 | 5.31 | 5.23
PeakO | 0 | 0 | 0 | 0 | 0 | 0
ST | 0 | 0 | 0 | 0 | 0 | 0
STOG | 3.02 | 11.24 | 0 | 0 | 0 | 0
STWD | 0 | 0 | 0 | 0 | 0 | 0
WT | 0 | 0 | 0 | 0 | 0 | 0
IGCC | 0 | 0 | 0 | 0 | 0 | 0
DemandResponse | 0 | 0 | 0 | 0 | 0 | 0
IGCC-CCS | 0 | 0 | 0 | 0 | 0 | 0
WT_off | 0 | 0 | 0 | 0 | 0 | 0
PseudoUnit | 0 | 0 | 0 | 0 | 0 | 0
FixedInterchange | 0 | 0 | 0 | 0 | 0 | 0
Total Fuel Consumption by Reporting Type: PJM_ROM
ReportingType | 2015 | 2020 | 2025 | 2030 | 2035 | 2040
BM | 0.1 | 1.75 | 1.75 | 1.75 | 119.47 | 119.47
CC | 136.98 | 179.28 | 166.55 | 125.27 | 84.64 | 49.61
CSP | 0 | 0 | 0 | 0 | 0 | 0
CT | 0 | 0.03 | 0.07 | 0.07 | 0 | 0
Coal | 173.1 | 12.8 | 0.33 | 0.03 | 0 | 0
Geo | 0 | 0 | 0 | 0 | 0 | 0
H | 0 | 0 | 0 | 0 | 0 | 0
LFG | 2.04 | 30.56 | 30.56 | 30.56 | 30.56 | 30.56
Nuc | 420.79 | 420.79 | 420.79 | 420.79 | 469.34 | 895.36
PS | 0 | 0 | 0 | 0 | 0 | 0
PV | 0 | 0 | 0 | 0 | 0 | 0
PeakG | 0 | 0.55 | 3.38 | 6.55 | 3.38 | 1.74
PeakO | 0 | 0 | 0 | 0 | 0 | 0
ST | 0 | 0 | 0 | 0 | 0 | 0
STOG | 7.33 | 14.3 | 0 | 0 | 0 | 0
STWD | 0.31 | 5.38 | 5.38 | 5.38 | 5.38 | 3.31
WT | 0 | 0 | 0 | 0 | 0 | 0
IGCC | 0 | 0 | 0 | 0 | 0 | 0
DemandResponse | 0 | 0 | 0 | 0 | 0 | 0
IGCC-CCS | 0 | 0 | 0 | 0 | 0 | 0
WT_off | 0 | 0 | 0 | 0 | 0 | 0
PseudoUnit | 0 | 0 | 0 | 0 | 0 | 0
FixedInterchange | 0 | 0 | 0 | 0 | 0 | 0
Total Fuel Consumption by Reporting Type: PJM_ROR
ReportingType | 2015 | 2020 | 2025 | 2030 | 2035 | 2040
BM | 2.1 | 37.37 | 37.37 | 37.37 | 455.59 | 409.99
CC | 893.99 | 880.14 | 882.56 | 755.14 | 426.47 | 184.33
CSP | 0 | 0 | 0 | 0 | 0 | 0
CT | 0.03 | 0.12 | 0.12 | 0.12 | 0 | 0
Coal | 2447.58 | 871.85 | 73.85 | 49.38 | 50.13 | 50.13
Geo | 0 | 0 | 0 | 0 | 0 | 0
H | 0 | 0 | 0 | 0 | 0 | 0
LFG | 6.18 | 61.46 | 61.46 | 61.46 | 61.46 | 61.46
Nuc | 1644.81 | 1644.81 | 1644.81 | 1573.64 | 1942.11 | 2269.16
PS | 0 | 0 | 0 | 0 | 0 | 0
PV | 0 | 0 | 0 | 0 | 0 | 0
PeakG | 10.01 | 22.27 | 67.43 | 54.95 | 25.05 | 4.47
PeakO | 0 | 0 | 0 | 0 | 0 | 0
ST | 0 | 0 | 0 | 0 | 0 | 0
STOG | 5.38 | 13.45 | 13.45 | 0 | 0 | 0
STWD | 0.43 | 15.91 | 15.91 | 11.69 | 15.91 | 9.78
WT | 0.03 | 0.03 | 0.04 | 0.04 | 0.04 | 0.04
IGCC | 0 | 0 | 0 | 0 | 0 | 0
DemandResponse | 0 | 0 | 0 | 0 | 0 | 0
IGCC-CCS | 0 | 0 | 0 | 0 | 0 | 0
WT_off | 0 | 0 | 0 | 0 | 0 | 0
PseudoUnit | 0 | 0 | 0 | 0 | 0 | 0
FixedInterchange | 0 | 0 | 0 | 0 | 0 | 0
Total Fuel Consumption by Reporting Type: SOCO
ReportingType | 2015 | 2020 | 2025 | 2030 | 2035 | 2040
BM | 0.5 | 1.26 | 3.89 | 5.34 | 636.25 | 433.91
CC | 1097.92 | 1147.25 | 1121.65 | 710.14 | 196.5 | 28.88
CSP | 0 | 0 | 0 | 0 | 0 | 0
CT | 0 | 0 | 0 | 0 | 0 | 0
Coal | 336.08 | 81.84 | 54.19 | 54.19 | 54.19 | 54.19
Geo | 0 | 0 | 0 | 0 | 0 | 0
H | 0 | 0 | 0 | 0 | 0 | 0
LFG | 0 | 0 | 11.56 | 11.56 | 11.56 | 11.56
Nuc | 494.38 | 673.18 | 673.18 | 1236.93 | 1582.23 | 2142.57
PS | 0 | 0 | 0 | 0 | 0 | 0
PV | 0 | 0 | 0 | 0 | 0 | 0
PeakG | 6.39 | 31.02 | 38.54 | 0 | 0 | 0
PeakO | 0 | 0 | 0 | 0 | 0 | 0
ST | 0 | 0 | 0 | 0 | 0 | 0
STOG | 0 | 0 | 0 | 0 | 0 | 0
STWD | 3.36 | 8.89 | 12.75 | 36.96 | 60.13 | 36.96
WT | 0 | 0 | 0 | 0 | 0 | 0
IGCC | 0 | 0 | 0 | 0 | 0 | 0
DemandResponse | 0 | 0 | 0 | 0 | 0 | 0.16
IGCC-CCS | 0 | 0 | 0 | 0 | 0 | 0
WT_off | 0 | 0 | 0 | 0 | 0 | 0
PseudoUnit | 0 | 0 | 0 | 0 | 0 | 0
FixedInterchange | 0 | 0 | 0 | 0 | 0 | 0
Total Fuel Consumption by Reporting Type: SPP_N
ReportingType | 2015 | 2020 | 2025 | 2030 | 2035 | 2040
BM | 0 | 0 | 0 | 0 | 0 | 0
CC | 21.76 | 10.86 | 10.77 | 6.7 | 5.4 | 2.96
CSP | 0 | 0 | 0 | 0 | 0 | 0
CT | 0 | 0 | 0 | 0 | 0 | 0
Coal | 619.46 | 94.63 | 2.89 | 0.31 | 0 | 0
Geo | 0 | 0 | 0 | 0 | 0 | 0
H | 0 | 0 | 0 | 0 | 0 | 0
LFG | 0 | 0 | 0 | 6.6 | 5.91 | 5.91
Nuc | 93.19 | 93.19 | 63.92 | 60.57 | 51.54 | 33.65
PS | 0 | 0 | 0 | 0 | 0 | 0
PV | 0 | 0 | 0 | 0 | 0 | 0
PeakG | 0.73 | 0 | 0.63 | 0.1 | 0.18 | 1.61
PeakO | 0 | 0 | 0 | 0 | 0 | 0
ST | 0 | 0 | 0 | 0 | 0 | 0
STOG | 1.93 | 0 | 0 | 0 | 0 | 0
STWD | 0 | 0 | 0 | 0 | 0 | 0
WT | 0 | 0.13 | 0.15 | 0.17 | 0.17 | 0.17
IGCC | 0 | 0 | 0 | 0 | 0 | 0
DemandResponse | 0 | 0 | 0 | 0 | 0 | 0
IGCC-CCS | 0 | 0 | 0 | 0 | 0 | 0
WT_off | 0 | 0 | 0 | 0 | 0 | 0
PseudoUnit | 0 | 0 | 0 | 0 | 0 | 0
FixedInterchange | 0 | 0 | 0 | 0 | 0 | 0
Total Fuel Consumption by Reporting Type: SPP_S
ReportingType | 2015 | 2020 | 2025 | 2030 | 2035 | 2040
BM | 0 | 0 | 0 | 0 | 0 | 0
CC | 277.11 | 79.23 | 90.81 | 58.42 | 52.37 | 38.86
CSP | 0 | 0 | 0 | 0 | 0 | 0
CT | 0.1 | 0 | 0.72 | 0.72 | 0.3 | 0
Coal | 910.94 | 59.33 | 6.14 | 0 | 0 | 0
Geo | 0 | 0 | 0 | 0 | 0 | 0
H | 0 | 0 | 0 | 0 | 0 | 0
LFG | 0 | 0 | 0 | 6.6 | 5.91 | 5.63
Nuc | 0 | 0 | 0.01 | 0.01 | 0.03 | 0.02
PS | 0 | 0 | 0 | 0 | 0 | 0
PV | 0 | 0 | 0 | 0 | 0 | 0
PeakG | 0 | 0 | 2.71 | 2.41 | 2.41 | 2.34
PeakO | 0 | 0 | 0 | 0 | 0 | 0
ST | 0 | 0 | 0 | 0 | 0 | 0
STOG | 16.75 | 10.12 | 3.06 | 0 | 0 | 0
STWD | 0.43 | 0.39 | 0.69 | 1.6 | 2.59 | 2.39
WT | 0.01 | 0.15 | 0.15 | 0.16 | 0.16 | 0.16
IGCC | 0 | 0 | 0 | 0 | 0 | 0
DemandResponse | 0 | 0 | 0 | 0 | 0 | 0
IGCC-CCS | 0 | 0 | 0 | 0 | 0 | 0
WT_off | 0 | 0 | 0 | 0 | 0 | 0
PseudoUnit | 0 | 0 | 0 | 0 | 0 | 0
FixedInterchange | 0 | 0 | 0 | 0 | 0 | 0
Total Fuel Consumption by Reporting Type: TVA
ReportingType | 2015 | 2020 | 2025 | 2030 | 2035 | 2040
BM | 0 | 0 | 0 | 0 | 34.74 | 29.33
CC | 299.99 | 366.24 | 343.8 | 260.4 | 117.77 | 3.79
CSP | 0 | 0 | 0 | 0 | 0 | 0
CT | 0 | 0 | 0 | 0 | 0 | 0
Coal | 472.84 | 260.81 | 0 | 0 | 0 | 0
Geo | 0 | 0 | 0 | 0 | 0 | 0
H | 0 | 0 | 0 | 0 | 0 | 0
LFG | 0 | 0 | 11.56 | 11.56 | 11.56 | 11.56
Nuc | 676.63 | 676.63 | 676.63 | 812.94 | 1043.37 | 1282.35
PS | 0 | 0 | 0 | 0 | 0 | 0
PV | 0 | 0 | 0 | 0 | 0 | 0
PeakG | 0 | 0.3 | 2.2 | 0.53 | 0 | 0
PeakO | 0 | 0 | 0 | 0 | 0 | 0
ST | 0 | 0 | 0 | 0 | 0 | 0
STOG | 0 | 0 | 0 | 0 | 0 | 0
STWD | 0.01 | 0.04 | 0.07 | 0.31 | 0.42 | 0.26
WT | 0 | 0 | 0 | 0 | 0 | 0
IGCC | 0 | 0 | 0 | 0 | 0 | 0
DemandResponse | 0 | 0 | 0 | 0 | 0 | 0
IGCC-CCS | 0 | 0 | 0 | 0 | 0 | 0
WT_off | 0 | 0 | 0 | 0 | 0 | 0
PseudoUnit | 0 | 0 | 0 | 0 | 0 | 0
FixedInterchange | 0 | 0 | 0 | 0 | 0 | 0
Total Fuel Consumption by Reporting Type: TVA_Transmission
ReportingType | 2015 | 2020 | 2025 | 2030 | 2035 | 2040
BM | 0 | 0 | 0 | 0 | 0 | 0
CC | 0 | 0 | 0 | 0 | 0 | 0
CSP | 0 | 0 | 0 | 0 | 0 | 0
CT | 0 | 0 | 0 | 0 | 0 | 0
Coal | 0 | 0 | 0 | 0 | 0 | 0
Geo | 0 | 0 | 0 | 0 | 0 | 0
H | 0 | 0 | 0 | 0 | 0 | 0
LFG | 0 | 0 | 0 | 0 | 0 | 0
Nuc | 0 | 0 | 0 | 0 | 0 | 0
PS | 0 | 0 | 0 | 0 | 0 | 0
PV | 0 | 0 | 0 | 0 | 0 | 0
PeakG | 0 | 0 | 0 | 0 | 0 | 0
PeakO | 0 | 0 | 0 | 0 | 0 | 0
ST | 0 | 0 | 0 | 0 | 0 | 0
STOG | 0 | 0 | 0 | 0 | 0 | 0
STWD | 0 | 0 | 0 | 0 | 0 | 0
WT | 0 | 0 | 0 | 0 | 0 | 0
IGCC | 0 | 0 | 0 | 0 | 0 | 0
DemandResponse | 0 | 0 | 0 | 0 | 0 | 0
IGCC-CCS | 0 | 0 | 0 | 0 | 0 | 0
WT_off | 0 | 0 | 0 | 0 | 0 | 0
PseudoUnit | 0 | 0 | 0 | 0 | 0 | 0
FixedInterchange | 0 | 0 | 0 | 0 | 0 | 0
Total Fuel Consumption by Reporting Type: VACAR
ReportingType | 2015 | 2020 | 2025 | 2030 | 2035 | 2040
BM | 0.09 | 0.09 | 0.09 | 0.09 | 678.09 | 561.13
CC | 574.91 | 586.41 | 588.34 | 392.42 | 138.94 | 13.37
CSP | 0 | 0 | 0 | 0 | 0 | 0
CT | 0.8 | 3.15 | 5.32 | 0.07 | 0 | 0
Coal | 384.52 | 96.17 | 44.46 | 31.36 | 30.81 | 31
Geo | 0 | 0 | 0 | 0 | 0 | 0
H | 0 | 0 | 0 | 0 | 0 | 0
LFG | 0.04 | 11.56 | 11.56 | 11.56 | 11.56 | 11.56
Nuc | 910.72 | 1100.09 | 1100.09 | 1544.69 | 1393.7 | 1734.04
PS | 0 | 0 | 0 | 0 | 0 | 0
PV | 0 | 0 | 0 | 0 | 0 | 0
PeakG | 1.63 | 15.64 | 16.43 | 0 | 0 | 0
PeakO | 0 | 0 | 0 | 0 | 0 | 0
ST | 0 | 0 | 0 | 0 | 0 | 0
STOG | 0 | 0 | 0 | 0 | 0 | 0
STWD | 24.47 | 24.47 | 15.04 | 17.98 | 24.47 | 15.04
WT | 0 | 0.01 | 0.01 | 0.01 | 0.01 | 0.01
IGCC | 0 | 0 | 0 | 0 | 0 | 0
DemandResponse | 0 | 0 | 1.07 | 2.81 | 0 | 11.09
IGCC-CCS | 0 | 0 | 0 | 0 | 0 | 0
WT_off | 0 | 0 | 0 | 0 | 0.02 | 0.02
PseudoUnit | 0 | 0 | 0 | 0 | 0 | 0
FixedInterchange | 0 | 0 | 0 | 0 | 0 | 0
Total Fuel Consumption by Reporting Type: IESO
ReportingType | 2015 | 2020 | 2025 | 2030 | 2035 | 2040
BM | 0 | 0.06 | 0.09 | 0 | 0.43 | 0.39
CC | 58.99 | 58.99 | 1.53 | 0.31 | 0 | 0
CSP | 0 | 0 | 0 | 0 | 0 | 0
CT | 0.48 | 0.13 | 0 | 0 | 0 | 0
Coal | 0 | 0 | 0 | 0 | 0 | 0
Geo | 0 | 0 | 0 | 0 | 0 | 0
H | 0 | 0 | 0 | 0 | 0 | 0
LFG | 1.56 | 1.56 | 1.56 | 1.61 | 1.61 | 1.61
Nuc | 1064.72 | 1064.72 | 1064.72 | 1064.72 | 980.48 | 854.53
PS | 0 | 0 | 0 | 0 | 0 | 0
PV | 0 | 0 | 0 | 0 | 0 | 0
PeakG | 0 | 0 | 0 | 0 | 0 | 0
PeakO | 0 | 0 | 0 | 0 | 0 | 0
ST | 0 | 0 | 0 | 0 | 0 | 0
STOG | 0 | 0 | 0 | 0 | 0 | 0
STWD | 0.28 | 0.28 | 0.15 | 0.28 | 0.25 | 0.28
WT | 0.01 | 0.01 | 0.01 | 0.01 | 0.01 | 0.01
IGCC | 0 | 0 | 0 | 0 | 0 | 0
DemandResponse | 0 | 0 | 0 | 0 | 0 | 0
IGCC-CCS | 0 | 0 | 0 | 0 | 0 | 0
WT_off | 0 | 0 | 0 | 0 | 0 | 0
PseudoUnit | 0 | 0 | 0 | 0 | 0 | 0
FixedInterchange | 0 | 0 | 0 | 0 | 0 | 0
Total Fuel Consumption by Reporting Type: MAPP_CA
ReportingType | 2015 | 2020 | 2025 | 2030 | 2035 | 2040
BM | 0 | 0 | 0 | 0 | 0 | 0
CC | 54.73 | 54.73 | 11.41 | 0 | 0 | 0
CSP | 0 | 0 | 0 | 0 | 0 | 0
CT | 0 | 0 | 0 | 0 | 0 | 0
Coal | 3.73 | 0 | 0 | 0 | 0 | 0
Geo | 0 | 0 | 0 | 0 | 0 | 0
H | 0 | 0 | 0.01 | 0.02 | 0.02 | 0.02
LFG | 0 | 0 | 0 | 0 | 0 | 0
Nuc | 0 | 0.01 | 0 | 0 | 0 | 0
PS | 0 | 0 | 0 | 0 | 0 | 0
PV | 0 | 0 | 0 | 0 | 0 | 0
PeakG | 0.69 | 1.33 | 0 | 0 | 0 | 0
PeakO | 0 | 0 | 0 | 0 | 0 | 0
ST | 0 | 0 | 0 | 0 | 0 | 0
STOG | 0.16 | 0 | 0 | 0 | 0 | 0
STWD | 0 | 0 | 0 | 0 | 0 | 0
WT | 0 | 0 | 0 | 0 | 0 | 0
IGCC | 0 | 0 | 0 | 0 | 0 | 0
DemandResponse | 0 | 0 | 0 | 0 | 0 | 0
IGCC-CCS | 0 | 0 | 0 | 0 | 0 | 0
WT_off | 0 | 0 | 0 | 0 | 0 | 0
PseudoUnit | 0 | 0 | 0 | 0 | 0 | 0
FixedInterchange | 0 | 0 | 0 | 0 | 0 | 0
Total Fuel Consumption by Reporting Type: AZ_NM_SNV_Coal
ReportingType | 2015 | 2020 | 2025 | 2030 | 2035 | 2040
BM | 0 | 0 | 0 | 0 | 0 | 0
CC | 0 | 0 | 0 | 0 | 0 | 0
CSP | 0 | 0 | 0 | 0 | 0 | 0
CT | 0 | 0 | 0 | 0 | 0 | 0
Coal | 633.36 | 385.05 | 0 | 0 | 0 | 0
Geo | 0 | 0 | 0 | 0 | 0 | 0
H | 0 | 0 | 0 | 0 | 0 | 0
LFG | 0 | 0 | 0 | 0 | 0 | 0
Nuc | 0 | 0 | 0 | 0 | 0 | 0
PS | 0 | 0 | 0 | 0 | 0 | 0
PV | 0 | 0 | 0 | 0 | 0 | 0
PeakG | 0 | 0 | 0 | 0 | 0 | 0
PeakO | 0 | 0 | 0 | 0 | 0 | 0
ST | 0 | 0 | 0 | 0 | 0 | 0
STOG | 0 | 0 | 0 | 0 | 0 | 0
STWD | 0 | 0 | 0 | 0 | 0 | 0
WT | 0 | 0 | 0 | 0 | 0 | 0
IGCC | 0 | 0 | 0 | 0 | 0 | 0
DemandResponse | 0 | 0 | 0 | 0 | 0 | 0
IGCC-CCS | 0 | 0 | 0 | 0 | 0 | 0
WT_off | 0 | 0 | 0 | 0 | 0 | 0
PseudoUnit | 0 | 0 | 0 | 0 | 0 | 0
FixedInterchange | 0 | 0 | 0 | 0 | 0 | 0
Total Fuel Consumption by Reporting Type: AZ_NM_SNV_Gas
ReportingType | 2015 | 2020 | 2025 | 2030 | 2035 | 2040
BM | 0 | 0 | 0 | 0 | 0 | 0
CC | 462.86 | 414.36 | 425.27 | 247.62 | 92.39 | 4.21
CSP | 0 | 0 | 0 | 0 | 0 | 0
CT | 0 | 0.21 | 1.56 | 0.87 | 0 | 0
Coal | 0 | 0 | 0 | 0 | 0 | 0
Geo | 0 | 0 | 0 | 0 | 0 | 0
H | 0 | 0 | 0 | 0 | 0 | 0
LFG | 0 | 0 | 0 | 0 | 0 | 0
Nuc | 0 | 0 | 0 | 0 | 0 | 0
PS | 0 | 0 | 0 | 0 | 0 | 0
PV | 0 | 0 | 0 | 0 | 0 | 0
PeakG | 0 | 0.1 | 0 | 0 | 0 | 0
PeakO | 0 | 0 | 0 | 0 | 0 | 0
ST | 0 | 0 | 0 | 0 | 0 | 0
STOG | 0 | 0 | 0 | 0 | 0 | 0
STWD | 0 | 0 | 0 | 0 | 0 | 0
WT | 0 | 0 | 0 | 0 | 0 | 0
IGCC | 0 | 0 | 0 | 0 | 0 | 0
DemandResponse | 0 | 0 | 2.19 | 0.96 | 2.23 | 2.52
IGCC-CCS | 0 | 0 | 0 | 0 | 0 | 0
WT_off | 0 | 0 | 0 | 0 | 0 | 0
PseudoUnit | 0 | 0 | 0 | 0 | 0 | 0
FixedInterchange | 0 | 0 | 0 | 0 | 0 | 0
Total Fuel Consumption by Reporting Type: AZ_NM_SNV_NucRenew
ReportingType | 2015 | 2020 | 2025 | 2030 | 2035 | 2040
BM | 0 | 0 | 0 | 0 | 0 | 347.32
CC | 0 | 0 | 0 | 0 | 0 | 0
CSP | 0 | 0 | 0 | 0 | 0 | 0
CT | 0 | 0 | 0 | 0 | 0 | 0
Coal | 0 | 0 | 0 | 0 | 0 | 0
Geo | 0 | 0 | 0.01 | 0.01 | 0.01 | 0.01
H | 0 | 0 | 0 | 0 | 0 | 0
LFG | 0 | 0 | 6.53 | 6.53 | 6.53 | 6.53
Nuc | 317.72 | 317.72 | 317.72 | 604.17 | 925.77 | 925.77
PS | 0 | 0 | 0 | 0 | 0 | 0
PV | 0 | 0 | 0 | 0 | 0 | 0
PeakG | 0 | 0 | 0 | 0 | 0 | 0
PeakO | 0 | 0 | 0 | 0 | 0 | 0
ST | 0 | 0 | 0 | 0 | 0 | 0
STOG | 0 | 0 | 0 | 0 | 0 | 0
STWD | 1.77 | 1.77 | 1.77 | 1.77 | 1.77 | 1.49
WT | 0 | 0.03 | 0.03 | 0.03 | 0.03 | 0.03
IGCC | 0 | 0 | 0 | 0 | 0 | 0
DemandResponse | 0 | 0 | 0 | 0 | 0 | 0
IGCC-CCS | 0 | 0 | 0 | 0 | 0 | 0
WT_off | 0 | 0 | 0 | 0 | 0 | 0
PseudoUnit | 0 | 0 | 0 | 0 | 0 | 0
FixedInterchange | 0 | 0 | 0 | 0 | 0 | 0
Total Fuel Consumption by Reporting Type: ERCOT
ReportingType | 2015 | 2020 | 2025 | 2030 | 2035 | 2040
BM | 1.28 | 1.31 | 1.97 | 14.07 | 394.55 | 247.16
CC | 1423.66 | 1453.62 | 1285.96 | 1148.93 | 486.95 | 250.35
CSP | 0 | 0 | 0 | 0 | 0 | 0
CT | 0 | 0.28 | 0.53 | 1.04 | 0 | 0
Coal | 420.06 | 260.19 | 47.69 | 52.71 | 52.71 | 51.8
Geo | 0 | 0 | 0 | 0 | 0 | 0
H | 0 | 0 | 0 | 0 | 0 | 0
LFG | 0 | 0 | 38.09 | 38.09 | 38.09 | 38.09
Nuc | 422.69 | 422.69 | 422.69 | 546 | 1239.81 | 1703.28
PS | 0 | 0 | 0 | 0 | 0 | 0
PV | 0 | 0 | 0 | 0 | 0 | 0
PeakG | 0 | 2.8 | 8.02 | 6.85 | 0 | 0
PeakO | 0 | 0.01 | 0 | 0 | 0 | 0
ST | 0 | 0 | 0 | 0 | 0 | 0
STOG | 27.64 | 36.69 | 3.67 | 0 | 0 | 0
STWD | 0 | 0 | 0 | 0 | 0 | 0
WT | 0.03 | 0.04 | 0.08 | 0.08 | 0.08 | 0.08
IGCC | 0 | 0 | 0 | 0 | 0 | 0
DemandResponse | 0 | 0.46 | 9.04 | 8.86 | 8.7 | 3.93
IGCC-CCS | 0 | 0 | 0 | 0 | 0 | 0
WT_off | 0 | 0 | 0 | 0 | 0 | 0
PseudoUnit | 0 | 0 | 0 | 0 | 0 | 0
FixedInterchange | 0 | 0 | 0 | 0 | 0 | 0
Total Fuel Consumption by Reporting Type: NP15
ReportingType | 2015 | 2020 | 2025 | 2030 | 2035 | 2040
BM | 0 | 0 | 0 | 0 | 81.84 | 81.7
CC | 383.73 | 369.16 | 310.14 | 202.87 | 60.16 | 40.32
CSP | 0 | 0 | 0 | 0 | 0 | 0
CT | 0 | 0 | 0 | 0 | 0 | 0
Coal | 16.77 | 0 | 0 | 0 | 0 | 0
Geo | 0.01 | 0.01 | 0.01 | 0.01 | 0.01 | 0.01
H | 0 | 0 | 0 | 0 | 0 | 0
LFG | 0 | 40.72 | 60.8 | 60.8 | 60.8 | 60.8
Nuc | 187.74 | 187.74 | 187.74 | 187.74 | 298.32 | 307.17
PS | 0 | 0 | 0 | 0 | 0 | 0
PV | 0 | 0 | 0 | 0 | 0 | 0
PeakG | 0 | 0 | 0 | 0 | 0.03 | 0.06
PeakO | 0 | 0 | 0 | 0 | 0 | 0
ST | 0 | 0 | 0 | 0 | 0 | 0
STOG | 0.54 | 0 | 0 | 0 | 0 | 0
STWD | 37.44 | 37.44 | 17.48 | 37.44 | 37.44 | 29.19
WT | 0 | 0.01 | 0.01 | 0.03 | 0.03 | 0.03
IGCC | 0 | 0 | 0 | 0 | 0 | 0
DemandResponse | 0 | 0 | 0 | 0 | 0 | 0
IGCC-CCS | 0 | 0 | 0 | 0 | 0 | 0
WT_off | 0 | 0 | 0 | 0 | 0 | 0
PseudoUnit | 0 | 0 | 0 | 0 | 0 | 0
FixedInterchange | 0 | 0 | 0 | 0 | 0 | 0
Total Fuel Consumption by Reporting Type: NWPP_Coal
ReportingType | 2015 | 2020 | 2025 | 2030 | 2035 | 2040
BM | 0 | 0 | 0 | 0 | 0 | 0
CC | 0 | 0 | 0 | 0 | 0 | 0
CSP | 0 | 0 | 0 | 0 | 0 | 0
CT | 0 | 0 | 0 | 0 | 0 | 0
Coal | 557.04 | 435.43 | 16.32 | 16.32 | 16.32 | 7.66
Geo | 0 | 0 | 0 | 0 | 0 | 0
H | 0 | 0 | 0 | 0 | 0 | 0
LFG | 0 | 0 | 0 | 0 | 0 | 0
Nuc | 0 | 0 | 0 | 0 | 0 | 0
PS | 0 | 0 | 0 | 0 | 0 | 0
PV | 0 | 0 | 0 | 0 | 0 | 0
PeakG | 0 | 0 | 0 | 0 | 0 | 0
PeakO | 0 | 0 | 0 | 0 | 0 | 0
ST | 0 | 0 | 0 | 0 | 0 | 0
STOG | 0 | 0 | 0 | 0 | 0 | 0
STWD | 0 | 0 | 0 | 0 | 0 | 0
WT | 0 | 0 | 0 | 0 | 0 | 0
IGCC | 0 | 0 | 0 | 0 | 0 | 0
DemandResponse | 0 | 0 | 0 | 0 | 0 | 0
IGCC-CCS | 0 | 0 | 0 | 0 | 0 | 0
WT_off | 0 | 0 | 0 | 0 | 0 | 0
PseudoUnit | 0 | 0 | 0 | 0 | 0 | 0
FixedInterchange | 0 | 0 | 0 | 0 | 0 | 0
Total Fuel Consumption by Reporting Type: NWPP_Gas
ReportingType | 2015 | 2020 | 2025 | 2030 | 2035 | 2040
BM | 0 | 0 | 0 | 0 | 0 | 0
CC | 361.48 | 361.48 | 268.27 | 153.91 | 6.33 | 0
CSP | 0 | 0 | 0 | 0 | 0 | 0
CT | 0 | 0 | 0 | 0 | 0 | 0
Coal | 0 | 0 | 0 | 0 | 0 | 0
Geo | 0 | 0 | 0 | 0 | 0 | 0
H | 0 | 0 | 0 | 0 | 0 | 0
LFG | 0 | 0 | 0 | 0 | 0 | 0
Nuc | 0 | 0 | 0 | 0 | 0 | 0
PS | 0 | 0 | 0 | 0 | 0 | 0
PV | 0 | 0 | 0 | 0 | 0 | 0
PeakG | 0 | 0 | 0 | 0 | 0 | 0
PeakO | 0 | 0 | 0 | 0 | 0 | 0
ST | 0 | 0 | 0 | 0 | 0 | 0
STOG | 0 | 0 | 0 | 0 | 0 | 0
STWD | 0 | 0 | 0 | 0 | 0 | 0
WT | 0 | 0 | 0 | 0 | 0 | 0
IGCC | 0 | 0 | 0 | 0 | 0 | 0
DemandResponse | 0 | 0 | 0 | 0 | 0 | 0
IGCC-CCS | 0 | 0 | 0 | 0 | 0 | 0
WT_off | 0 | 0 | 0 | 0 | 0 | 0
PseudoUnit | 0 | 0 | 0 | 0 | 0 | 0
FixedInterchange | 0 | 0 | 0 | 0 | 0 | 0
Total Fuel Consumption by Reporting Type: NWPP_NucRenew
ReportingType | 2015 | 2020 | 2025 | 2030 | 2035 | 2040
BM | 0 | 3.16 | 2.28 | 3.16 | 3.16 | 1.43
CC | 0 | 0 | 0 | 0 | 0 | 0
CSP | 0 | 0 | 0 | 0 | 0 | 0
CT | 0 | 0 | 0 | 0 | 0 | 0
Coal | 0 | 0 | 0 | 0 | 0 | 0
Geo | 0 | 0 | 0.01 | 0.01 | 0.01 | 0.01
H | 0 | 0 | 0 | 0 | 0 | 0
LFG | 2.74 | 2.74 | 29.05 | 29.05 | 29.05 | 29.05
Nuc | 88.66 | 88.66 | 88.66 | 142.08 | 397.88 | 397.88
PS | 0 | 0 | 0 | 0 | 0 | 0
PV | 0 | 0 | 0 | 0 | 0 | 0
PeakG | 0 | 0 | 0 | 0 | 0 | 0
PeakO | 0 | 0 | 0 | 0 | 0 | 0
ST | 0 | 0 | 0 | 0 | 0 | 0
STOG | 0 | 0 | 0 | 0 | 0 | 0
STWD | 0 | 0.02 | 0.21 | 46.18 | 46.18 | 21.78
WT | 0.02 | 0.02 | 0.06 | 0.06 | 0.06 | 0.06
IGCC | 0 | 0 | 0 | 0 | 0 | 0
DemandResponse | 0 | 0 | 0 | 0 | 0 | 0
IGCC-CCS | 0 | 0 | 0 | 0 | 0 | 0
WT_off | 0 | 0 | 0 | 0 | 0 | 0
PseudoUnit | 0 | 0 | 0 | 0 | 0 | 0
FixedInterchange | 0 | 0 | 0 | 0 | 0 | 0
Total Fuel Consumption by Reporting Type: RMPA
ReportingType | 2015 | 2020 | 2025 | 2030 | 2035 | 2040
BM | 0 | 0 | 0 | 0 | 136.33 | 170.37
CC | 60.2 | 62.05 | 107.47 | 65.87 | 24.82 | 20.7
CSP | 0 | 0 | 0 | 0 | 0 | 0
CT | 0 | 0 | 0.02 | 0.02 | 0 | 0
Coal | 542.77 | 370.11 | 65.22 | 38.35 | 37.63 | 18.35
Geo | 0 | 0 | 0.02 | 0.02 | 0.02 | 0.02
H | 0 | 0 | 0 | 0 | 0 | 0
LFG | 0.15 | 0.15 | 3.26 | 3.26 | 3.26 | 3.26
Nuc | 0 | 0 | 17.1 | 122.17 | 122.19 | 122.16
PS | 0 | 0 | 0 | 0 | 0 | 0
PV | 0 | 0 | 0 | 0 | 0 | 0
PeakG | 0.02 | 0.13 | 4.09 | 1.54 | 0.54 | 0
PeakO | 0 | 0 | 0 | 0 | 0 | 0
ST | 0 | 0 | 0 | 0 | 0 | 0
STOG | 0 | 0 | 0 | 0 | 0 | 0
STWD | 0 | 0 | 0 | 0 | 0 | 0
WT | 0.01 | 0.02 | 0.02 | 0.02 | 0.02 | 0.02
IGCC | 0 | 0 | 0 | 0 | 0 | 0
DemandResponse | 0 | 0 | 0 | 0 | 0 | 0
IGCC-CCS | 0 | 0 | 0 | 0 | 0 | 0
WT_off | 0 | 0 | 0 | 0 | 0 | 0
PseudoUnit | 0 | 0 | 0 | 0 | 0 | 0
FixedInterchange | 0 | 0 | 0 | 0 | 0 | 0
Total Fuel Consumption by Reporting Type: SP15
ReportingType | 2015 | 2020 | 2025 | 2030 | 2035 | 2040
BM | 0.58 | 0.58 | 0.58 | 0.58 | 65.48 | 55.75
CC | 506.88 | 446.78 | 387.34 | 339.41 | 140.42 | 114.9
CSP | 0 | 0 | 0 | 0 | 0 | 0
CT | 0 | 0 | 0 | 0 | 0 | 0
Coal | 15.7 | 8.42 | 0 | 0 | 0 | 0
Geo | 0.01 | 0.02 | 0.02 | 0.02 | 0.02 | 0.02
H | 0 | 0 | 0 | 0 | 0 | 0
LFG | 0.99 | 60.8 | 60.8 | 60.8 | 60.8 | 60.8
Nuc | 173.28 | 173.28 | 173.28 | 257.65 | 405.18 | 405.18
PS | 0 | 0 | 0 | 0 | 0 | 0
PV | 0 | 0 | 0 | 0 | 0 | 0
PeakG | 0 | 0.15 | 4.57 | 2.47 | 3.15 | 3.13
PeakO | 0 | 0 | 0 | 0 | 0 | 0
ST | 0 | 0 | 0 | 0 | 0 | 0
STOG | 6.3 | 6.81 | 0 | 0 | 0 | 0
STWD | 9.59 | 9.59 | 8.6 | 9.59 | 9.59 | 7.48
WT | 0.01 | 0.01 | 0.04 | 0.04 | 0.04 | 0.04
IGCC | 0 | 0 | 0 | 0 | 0 | 0
DemandResponse | 0 | 0 | 0 | 0 | 0 | 0
IGCC-CCS | 0 | 0 | 0 | 0 | 0 | 0
WT_off | 0 | 0 | 0 | 0 | 0 | 0
PseudoUnit | 0 | 0 | 0 | 0 | 0 | 0
FixedInterchange | 0 | 0 | 0 | 0 | 0 | 0
Total Fuel Consumption by Reporting Type: ALB
ReportingType | 2015 | 2020 | 2025 | 2030 | 2035 | 2040
BM | 0 | 0 | 0 | 0 | 0 | 0
CC | 135.03 | 135.35 | 136.65 | 6.68 | 0 | 0
CSP | 0 | 0 | 0 | 0 | 0 | 0
CT | 0 | 0 | 0 | 0 | 0 | 0
Coal | 470.15 | 470.15 | 452.61 | 0 | 0 | 0.09
Geo | 0 | 0 | 0 | 0 | 0 | 0
H | 0 | 0 | 0 | 0 | 0 | 0
LFG | 0 | 0 | 0 | 0 | 0 | 0
Nuc | 0 | 0 | 0.01 | 656.24 | 693.24 | 693.21
PS | 0 | 0 | 0 | 0 | 0 | 0
PV | 0 | 0 | 0 | 0 | 0 | 0
PeakG | 0 | 0 | 0 | 0 | 0 | 0
PeakO | 0 | 0 | 0 | 0 | 0 | 0
ST | 0 | 0 | 0 | 0 | 0 | 0
STOG | 0 | 0 | 0 | 0 | 0 | 0
STWD | 0 | 6.08 | 13.02 | 13.02 | 13.02 | 13.02
WT | 0 | 0 | 0 | 0 | 0 | 0
IGCC | 0 | 0 | 0 | 0 | 0 | 0
DemandResponse | 0 | 0 | 0 | 0 | 0 | 0
IGCC-CCS | 0 | 0 | 0 | 0 | 0 | 0
WT_off | 0 | 0 | 0 | 0 | 0 | 0
PseudoUnit | 0 | 0 | 0 | 0 | 0 | 0
FixedInterchange | 0 | 0 | 0 | 0 | 0 | 0
Total Fuel Consumption by Reporting Type: BC
ReportingType | 2015 | 2020 | 2025 | 2030 | 2035 | 2040
BM | 0 | 0 | 0 | 0 | 0 | 0
CC | 46.89 | 46.89 | 46.89 | 35.63 | 6.7 | 0
CSP | 0 | 0 | 0 | 0 | 0 | 0
CT | 0 | 0 | 0 | 0 | 0 | 0
Coal | 0 | 0 | 0 | 0 | 0 | 0
Geo | 0 | 0 | 0 | 0 | 0 | 0
H | 0 | 0 | 0 | 0 | 0 | 0
LFG | 0 | 0 | 0 | 0 | 0 | 0
Nuc | 0 | 0 | 0 | 0.08 | 0.08 | 0.04
PS | 0 | 0 | 0 | 0 | 0 | 0
PV | 0 | 0 | 0 | 0 | 0 | 0
PeakG | 0 | 0 | 0 | 0 | 0 | 0
PeakO | 0 | 0 | 0 | 0 | 0 | 0
ST | 0 | 0 | 0 | 0 | 0 | 0
STOG | 0 | 0 | 0 | 0 | 0 | 0
STWD | 0 | 10.01 | 27.17 | 41.58 | 41.58 | 41.58
WT | 0 | 0 | 0 | 0 | 0 | 0
IGCC | 0 | 0 | 0 | 0 | 0 | 0
DemandResponse | 0 | 0 | 0 | 0 | 0 | 0
IGCC-CCS | 0 | 0 | 0 | 0 | 0 | 0
WT_off | 0 | 0 | 0 | 0 | 0 | 0
PseudoUnit | 0 | 0 | 0 | 0 | 0 | 0
FixedInterchange | 0 | 0 | 0 | 0 | 0 | 0
Total Fuel Consumption by Reporting Type: HQ_IESO
ReportingType | 2015 | 2020 | 2025 | 2030 | 2035 | 2040
BM | 0 | 0 | 0 | 0 | 0 | 0
CC | 0 | 0 | 0 | 0 | 0 | 0
CSP | 0 | 0 | 0 | 0 | 0 | 0
CT | 0 | 0 | 0 | 0 | 0 | 0
Coal | 0 | 0 | 0 | 0 | 0 | 0
Geo | 0 | 0 | 0 | 0 | 0 | 0
H | 0 | 0 | 0 | 0 | 0 | 0
LFG | 0 | 0 | 0 | 0 | 0 | 0
Nuc | 0 | 0 | 0 | 0 | 0 | 0
PS | 0 | 0 | 0 | 0 | 0 | 0
PV | 0 | 0 | 0 | 0 | 0 | 0
PeakG | 0 | 0 | 0 | 0 | 0 | 0
PeakO | 0 | 0 | 0 | 0 | 0 | 0
ST | 0 | 0 | 0 | 0 | 0 | 0
STOG | 0 | 0 | 0 | 0 | 0 | 0
STWD | 0 | 0 | 0 | 0 | 0 | 0
WT | 0 | 0 | 0 | 0 | 0 | 0
IGCC | 0 | 0 | 0 | 0 | 0 | 0
DemandResponse | 0 | 0 | 0 | 0 | 0 | 0
IGCC-CCS | 0 | 0 | 0 | 0 | 0 | 0
WT_off | 0 | 0 | 0 | 0 | 0 | 0
PseudoUnit | 0 | 0 | 0 | 0.01 | 0.01 | 0.01
FixedInterchange | 0 | 0 | 0 | 0 | 0 | 0
Total Fuel Consumption by Reporting Type: HQ_NEISO
ReportingType | 2015 | 2020 | 2025 | 2030 | 2035 | 2040
BM | 0 | 0 | 0 | 0 | 0 | 0
CC | 0 | 0 | 0 | 0 | 0 | 0
CSP | 0 | 0 | 0 | 0 | 0 | 0
CT | 0 | 0 | 0 | 0 | 0 | 0
Coal | 0 | 0 | 0 | 0 | 0 | 0
Geo | 0 | 0 | 0 | 0 | 0 | 0
H | 0 | 0 | 0 | 0 | 0 | 0
LFG | 0 | 0 | 0 | 0 | 0 | 0
Nuc | 0 | 0 | 0 | 0 | 0.04 | 0.04
PS | 0 | 0 | 0 | 0 | 0 | 0
PV | 0 | 0 | 0 | 0 | 0 | 0
PeakG | 0 | 0 | 0 | 0 | 0 | 0
PeakO | 0 | 0 | 0 | 0 | 0 | 0
ST | 0 | 0 | 0 | 0 | 0 | 0
STOG | 0 | 0 | 0 | 0 | 0 | 0
STWD | 0 | 0 | 0 | 0 | 0 | 0
WT | 0 | 0 | 0 | 0 | 0 | 0
IGCC | 0 | 0 | 0 | 0 | 0 | 0
DemandResponse | 0 | 0 | 0 | 0 | 0 | 0
IGCC-CCS | 0 | 0 | 0 | 0 | 0 | 0
WT_off | 0 | 0 | 0 | 0 | 0 | 0
PseudoUnit | 0 | 0 | 0.01 | 0.01 | 0.01 | 0.01
FixedInterchange | 0.02 | 0.02 | 0.02 | 0.02 | 0.02 | 0.02
Total Fuel Consumption by Reporting Type: HQ_NY
ReportingType | 2015 | 2020 | 2025 | 2030 | 2035 | 2040
BM | 0 | 0 | 0 | 0 | 0 | 0
CC | 0 | 0 | 0 | 0 | 0 | 0
CSP | 0 | 0 | 0 | 0 | 0 | 0
CT | 0 | 0 | 0 | 0 | 0 | 0
Coal | 0 | 0 | 0 | 0 | 0 | 0
Geo | 0 | 0 | 0 | 0 | 0 | 0
H | 0 | 0 | 0 | 0 | 0 | 0
LFG | 0 | 0 | 0 | 0 | 0 | 0
Nuc | 0 | 0 | 0 | 0 | 0.04 | 0.01
PS | 0 | 0 | 0 | 0 | 0 | 0
PV | 0 | 0 | 0 | 0 | 0 | 0
PeakG | 0 | 0 | 0 | 0 | 0 | 0
PeakO | 0 | 0 | 0 | 0 | 0 | 0
ST | 0 | 0 | 0 | 0 | 0 | 0
STOG | 0 | 0 | 0 | 0 | 0 | 0
STWD | 0 | 0 | 0 | 0 | 0 | 0
WT | 0 | 0 | 0 | 0 | 0 | 0
IGCC | 0 | 0 | 0 | 0 | 0 | 0
DemandResponse | 0 | 0 | 0 | 0 | 0 | 0
IGCC-CCS | 0 | 0 | 0 | 0 | 0 | 0
WT_off | 0 | 0 | 0 | 0 | 0 | 0
PseudoUnit | 0 | 0.01 | 0.01 | 0.01 | 0.01 | 0.01
FixedInterchange | 0.01 | 0.01 | 0.01 | 0.01 | 0.01 | 0.01
Total Fuel Consumption by Reporting Type: MARITIMES
ReportingType | 2015 | 2020 | 2025 | 2030 | 2035 | 2040
BM | 0 | 0 | 0 | 0 | 0 | 0
CC | 0 | 0 | 0 | 0 | 0 | 0
CSP | 0 | 0 | 0 | 0 | 0 | 0
CT | 0 | 0 | 0 | 0 | 0 | 0
Coal | 0 | 0 | 0 | 0 | 0 | 0
Geo | 0 | 0 | 0 | 0 | 0 | 0
H | 0 | 0 | 0 | 0 | 0 | 0
LFG | 0 | 0 | 0 | 0 | 0 | 0
Nuc | 0 | 0 | 0 | 0 | 0.04 | 0.04
PS | 0 | 0 | 0 | 0 | 0 | 0
PV | 0 | 0 | 0 | 0 | 0 | 0
PeakG | 0 | 0 | 0 | 0 | 0 | 0
PeakO | 0 | 0 | 0 | 0 | 0 | 0
ST | 0 | 0 | 0 | 0 | 0 | 0
STOG | 0 | 0 | 0 | 0 | 0 | 0
STWD | 0 | 0 | 0 | 0 | 0 | 0
WT | 0 | 0 | 0 | 0 | 0 | 0
IGCC | 0 | 0 | 0 | 0 | 0 | 0
DemandResponse | 0 | 0 | 0 | 0 | 0 | 0
IGCC-CCS | 0 | 0 | 0 | 0 | 0 | 0
WT_off | 0 | 0 | 0 | 0 | 0 | 0
PseudoUnit | 0 | 0 | 0 | 0 | 0 | 0
FixedInterchange | 0.01 | 0.01 | 0.01 | 0.01 | 0.01 | 0.01
Total Fuel Consumption by Reporting Type: All
ReportingType | 2015 | 2020 | 2025 | 2030 | 2035 | 2040
BM | 29.28 | 56.26 | 52.87 | 66.51 | 2877.79 | 2772.48
CC | 10103.55 | 10142.37 | 9311.9 | 6312.41 | 2984.43 | 1385.88
CSP | 0 | 0 | 0 | 0 | 0 | 0
CT | 6.71 | 23.04 | 27.5 | 6.06 | 0.65 | 0.34
Coal | 12140.69 | 4697.71 | 905.7 | 351.06 | 355.68 | 335.65
Geo | 0.02 | 0.04 | 0.07 | 0.07 | 0.07 | 0.07
H | 0 | 0.01 | 0.02 | 0.03 | 0.04 | 0.04
LFG | 20.69 | 230.83 | 468.63 | 537.41 | 534.68 | 534.4
Nuc | 9611.92 | 9929.38 | 10012.21 | 13800.2 | 15714.22 | 18138.64
PS | 0 | 0 | 0 | 0 | 0 | 0
PV | 0 | 0 | 0.01 | 0.01 | 0.01 | 0.01
PeakG | 32.47 | 114.65 | 230.76 | 120.8 | 63.18 | 39.48
PeakO | 0 | 0.01 | 0.39 | 0.02 | 0.02 | 0.09
ST | 0 | 0.01 | 0.01 | 0.01 | 0.01 | 0.01
STOG | 80.87 | 113.99 | 24.47 | 2.01 | 1.03 | 0.96
STWD | 128.24 | 139.54 | 143.34 | 268.94 | 354.6 | 258.37
WT | 0.18 | 0.76 | 1.11 | 1.16 | 1.19 | 1.18
IGCC | 40.45 | 40.45 | 5.77 | 0.64 | 0.05 | 0.04
DemandResponse | 0 | 0.46 | 15.82 | 14.97 | 14.78 | 28.91
IGCC-CCS | 0 | 0 | 0 | 0 | 0 | 0
WT_off | 0 | 0 | 0.01 | 0.01 | 0.02 | 0.03
PseudoUnit | 0 | 0.02 | 0.03 | 0.03 | 0.03 | 0.03
FixedInterchange | 0.04 | 0.04 | 0.04 | 0.04 | 0.04 | 0.04
Total Fuel Consumption by Reporting Type: EI_US
ReportingType | 2015 | 2020 | 2025 | 2030 | 2035 | 2040
BM | 27.42 | 51.14 | 47.94 | 48.69 | 2196 | 1868.35
CC | 6609.12 | 6738.96 | 6330.97 | 4111.18 | 2166.65 | 955.39
CSP | 0 | 0 | 0 | 0 | 0 | 0
CT | 6.23 | 22.42 | 25.39 | 4.15 | 0.65 | 0.34
Coal | 9481.11 | 2768.37 | 323.85 | 243.67 | 249.01 | 257.75
Geo | 0 | 0 | 0 | 0 | 0 | 0
H | 0 | 0.01 | 0.01 | 0.01 | 0.01 | 0.01
LFG | 15.24 | 124.86 | 268.54 | 337.27 | 334.54 | 334.26
Nuc | 7357.11 | 7674.55 | 7740.29 | 10219.35 | 10651.27 | 12729.43
PS | 0 | 0 | 0 | 0 | 0 | 0
PV | 0 | 0 | 0.01 | 0.01 | 0.01 | 0.01
PeakG | 31.76 | 110.13 | 214.08 | 109.94 | 59.46 | 36.29
PeakO | 0 | 0.01 | 0.39 | 0.02 | 0.02 | 0.09
ST | 0 | 0 | 0 | 0 | 0 | 0
STOG | 46.23 | 70.48 | 20.8 | 2.01 | 1.03 | 0.96
STWD | 79.15 | 74.36 | 74.95 | 119.09 | 204.77 | 143.56
WT | 0.11 | 0.63 | 0.86 | 0.89 | 0.92 | 0.92
IGCC | 40.45 | 40.45 | 5.77 | 0.64 | 0.05 | 0.04
DemandResponse | 0 | 0 | 4.58 | 5.16 | 3.85 | 22.46
IGCC-CCS | 0 | 0 | 0 | 0 | 0 | 0
WT_off | 0 | 0 | 0.01 | 0.01 | 0.02 | 0.03
PseudoUnit | 0 | 0.02 | 0.02 | 0.02 | 0.02 | 0.02
FixedInterchange | 0.03 | 0.03 | 0.03 | 0.03 | 0.03 | 0.03
Total Fuel Consumption by Reporting Type: EI_Canada
ReportingType | 2015 | 2020 | 2025 | 2030 | 2035 | 2040
BM | 0 | 0.06 | 0.09 | 0 | 0.43 | 0.39
CC | 113.72 | 113.72 | 12.94 | 0.31 | 0 | 0
CSP | 0 | 0 | 0 | 0 | 0 | 0
CT | 0.48 | 0.13 | 0 | 0 | 0 | 0
Coal | 3.73 | 0 | 0 | 0 | 0 | 0
Geo | 0 | 0 | 0 | 0 | 0 | 0
H | 0 | 0 | 0.01 | 0.02 | 0.02 | 0.02
LFG | 1.56 | 1.56 | 1.56 | 1.61 | 1.61 | 1.61
Nuc | 1064.72 | 1064.73 | 1064.72 | 1064.72 | 980.48 | 854.53
PS | 0 | 0 | 0 | 0 | 0 | 0
PV | 0 | 0 | 0 | 0 | 0 | 0
PeakG | 0.69 | 1.33 | 0 | 0 | 0 | 0
PeakO | 0 | 0 | 0 | 0 | 0 | 0
ST | 0 | 0 | 0 | 0 | 0 | 0
STOG | 0.16 | 0 | 0 | 0 | 0 | 0
STWD | 0.28 | 0.28 | 0.15 | 0.28 | 0.25 | 0.28
WT | 0.01 | 0.01 | 0.01 | 0.01 | 0.01 | 0.01
IGCC | 0 | 0 | 0 | 0 | 0 | 0
DemandResponse | 0 | 0 | 0 | 0 | 0 | 0
IGCC-CCS | 0 | 0 | 0 | 0 | 0 | 0
WT_off | 0 | 0 | 0 | 0 | 0 | 0
PseudoUnit | 0 | 0 | 0 | 0.01 | 0.01 | 0.01
FixedInterchange | 0 | 0 | 0 | 0 | 0 | 0
Total Fuel Consumption by Reporting Type: EI
ReportingType | 2015 | 2020 | 2025 | 2030 | 2035 | 2040
BM | 27.42 | 51.21 | 48.04 | 48.69 | 2196.43 | 1868.74
CC | 6722.85 | 6852.69 | 6343.91 | 4111.49 | 2166.65 | 955.39
CSP | 0 | 0 | 0 | 0 | 0 | 0
CT | 6.71 | 22.55 | 25.39 | 4.15 | 0.65 | 0.34
Coal | 9484.83 | 2768.37 | 323.85 | 243.67 | 249.01 | 257.75
Geo | 0 | 0 | 0 | 0 | 0 | 0
H | 0 | 0.01 | 0.02 | 0.03 | 0.03 | 0.04
LFG | 16.8 | 126.42 | 270.11 | 338.88 | 336.15 | 335.87
Nuc | 8421.83 | 8739.29 | 8805.01 | 11284.08 | 11631.75 | 13583.96
PS | 0 | 0 | 0 | 0 | 0 | 0
PV | 0 | 0 | 0.01 | 0.01 | 0.01 | 0.01
PeakG | 32.45 | 111.47 | 214.08 | 109.94 | 59.46 | 36.29
PeakO | 0 | 0.01 | 0.39 | 0.02 | 0.02 | 0.09
ST | 0 | 0 | 0 | 0 | 0 | 0
STOG | 46.39 | 70.48 | 20.8 | 2.01 | 1.03 | 0.96
STWD | 79.43 | 74.64 | 75.1 | 119.37 | 205.02 | 143.84
WT | 0.12 | 0.64 | 0.87 | 0.9 | 0.93 | 0.93
IGCC | 40.45 | 40.45 | 5.77 | 0.64 | 0.05 | 0.04
DemandResponse | 0 | 0 | 4.58 | 5.16 | 3.85 | 22.46
IGCC-CCS | 0 | 0 | 0 | 0 | 0 | 0
WT_off | 0 | 0 | 0.01 | 0.01 | 0.02 | 0.03
PseudoUnit | 0 | 0.02 | 0.03 | 0.03 | 0.03 | 0.03
FixedInterchange | 0.04 | 0.04 | 0.04 | 0.04 | 0.04 | 0.04
Total Fuel Consumption by Reporting Type: Outside_EI
ReportingType | 2015 | 2020 | 2025 | 2030 | 2035 | 2040
BM | 1.86 | 5.05 | 4.83 | 17.82 | 681.36 | 903.74
CC | 3380.71 | 3289.68 | 2967.99 | 2200.92 | 817.78 | 430.49
CSP | 0 | 0 | 0 | 0 | 0 | 0
CT | 0 | 0.49 | 2.11 | 1.92 | 0 | 0
Coal | 2655.86 | 1929.34 | 581.85 | 107.39 | 106.67 | 77.9
Geo | 0.02 | 0.04 | 0.07 | 0.07 | 0.07 | 0.07
H | 0 | 0 | 0 | 0 | 0 | 0
LFG | 3.89 | 104.41 | 198.53 | 198.53 | 198.53 | 198.53
Nuc | 1190.09 | 1190.09 | 1207.2 | 2516.12 | 4082.47 | 4554.68
PS | 0 | 0 | 0 | 0 | 0 | 0
PV | 0 | 0 | 0 | 0 | 0 | 0
PeakG | 0.02 | 3.18 | 16.68 | 10.86 | 3.72 | 3.19
PeakO | 0 | 0.01 | 0 | 0 | 0 | 0
ST | 0 | 0.01 | 0.01 | 0.01 | 0.01 | 0.01
STOG | 34.48 | 43.51 | 3.67 | 0 | 0 | 0
STWD | 48.8 | 64.91 | 68.25 | 149.58 | 149.58 | 114.53
WT | 0.06 | 0.12 | 0.24 | 0.26 | 0.26 | 0.26
IGCC | 0 | 0 | 0 | 0 | 0 | 0
DemandResponse | 0 | 0.46 | 11.23 | 9.81 | 10.93 | 6.45
IGCC-CCS | 0 | 0 | 0 | 0 | 0 | 0
WT_off | 0 | 0 | 0 | 0 | 0 | 0
PseudoUnit | 0 | 0 | 0 | 0 | 0 | 0
FixedInterchange | 0 | 0 | 0 | 0 | 0 | 0
#5 | 0: Annual Emmission Levels
SO2 Emissions (MMshortTons): Entergy
ReportingType | 2015 | 2020 | 2025 | 2030 | 2035 | 2040
BM | 0 | 0 | 0 | 0 | 0 | 0
CC | 0 | 0 | 0 | 0 | 0 | 0
CSP | 0 | 0 | 0 | 0 | 0 | 0
CT | 0 | 0 | 0 | 0 | 0 | 0
Coal | 0.35 | 0.02 | 0 | 0 | 0 | 0
Geo | 0 | 0 | 0 | 0 | 0 | 0
H | 0 | 0 | 0 | 0 | 0 | 0
LFG | 0 | 0 | 0 | 0 | 0 | 0
Nuc | 0 | 0 | 0 | 0 | 0 | 0
PS | 0 | 0 | 0 | 0 | 0 | 0
PV | 0 | 0 | 0 | 0 | 0 | 0
PeakG | 0 | 0 | 0 | 0 | 0 | 0
PeakO | 0 | 0 | 0 | 0 | 0 | 0
ST | 0 | 0 | 0 | 0 | 0 | 0
STOG | 0 | 0 | 0 | 0 | 0 | 0
STWD | 0 | 0 | 0 | 0 | 0 | 0
WT | 0 | 0 | 0 | 0 | 0 | 0
IGCC | 0 | 0 | 0 | 0 | 0 | 0
DemandResponse | 0 | 0 | 0 | 0 | 0 | 0
IGCC-CCS | 0 | 0 | 0 | 0 | 0 | 0
WT_off | 0 | 0 | 0 | 0 | 0 | 0
PseudoUnit | 0 | 0 | 0 | 0 | 0 | 0
FixedInterchange | 0 | 0 | 0 | 0 | 0 | 0
SO2 Emissions (MMshortTons): FRCC
ReportingType | 2015 | 2020 | 2025 | 2030 | 2035 | 2040
BM | 0 | 0 | 0 | 0 | 0 | 0
CC | 0 | 0 | 0 | 0 | 0 | 0
CSP | 0 | 0 | 0 | 0 | 0 | 0
CT | 0 | 0 | 0 | 0 | 0 | 0
Coal | 0.04 | 0 | 0 | 0 | 0 | 0
Geo | 0 | 0 | 0 | 0 | 0 | 0
H | 0 | 0 | 0 | 0 | 0 | 0
LFG | 0 | 0 | 0 | 0 | 0 | 0
Nuc | 0 | 0 | 0 | 0 | 0 | 0
PS | 0 | 0 | 0 | 0 | 0 | 0
PV | 0 | 0 | 0 | 0 | 0 | 0
PeakG | 0 | 0 | 0 | 0 | 0 | 0
PeakO | 0 | 0 | 0 | 0 | 0 | 0
ST | 0 | 0 | 0 | 0 | 0 | 0
STOG | 0 | 0 | 0 | 0 | 0 | 0
STWD | 0 | 0 | 0 | 0 | 0 | 0
WT | 0 | 0 | 0 | 0 | 0 | 0
IGCC | 0 | 0 | 0 | 0 | 0 | 0
DemandResponse | 0 | 0 | 0 | 0 | 0 | 0
IGCC-CCS | 0 | 0 | 0 | 0 | 0 | 0
WT_off | 0 | 0 | 0 | 0 | 0 | 0
PseudoUnit | 0 | 0 | 0 | 0 | 0 | 0
FixedInterchange | 0 | 0 | 0 | 0 | 0 | 0
SO2 Emissions (MMshortTons): MAPP_US
ReportingType | 2015 | 2020 | 2025 | 2030 | 2035 | 2040
BM | 0 | 0 | 0 | 0 | 0 | 0
CC | 0 | 0 | 0 | 0 | 0 | 0
CSP | 0 | 0 | 0 | 0 | 0 | 0
CT | 0 | 0 | 0 | 0 | 0 | 0
Coal | 0.03 | 0 | 0 | 0 | 0 | 0
Geo | 0 | 0 | 0 | 0 | 0 | 0
H | 0 | 0 | 0 | 0 | 0 | 0
LFG | 0 | 0 | 0 | 0 | 0 | 0
Nuc | 0 | 0 | 0 | 0 | 0 | 0
PS | 0 | 0 | 0 | 0 | 0 | 0
PV | 0 | 0 | 0 | 0 | 0 | 0
PeakG | 0 | 0 | 0 | 0 | 0 | 0
PeakO | 0 | 0 | 0 | 0 | 0 | 0
ST | 0 | 0 | 0 | 0 | 0 | 0
STOG | 0 | 0 | 0 | 0 | 0 | 0
STWD | 0 | 0 | 0 | 0 | 0 | 0
WT | 0 | 0 | 0 | 0 | 0 | 0
IGCC | 0 | 0 | 0 | 0 | 0 | 0
DemandResponse | 0 | 0 | 0 | 0 | 0 | 0
IGCC-CCS | 0 | 0 | 0 | 0 | 0 | 0
WT_off | 0 | 0 | 0 | 0 | 0 | 0
PseudoUnit | 0 | 0 | 0 | 0 | 0 | 0
FixedInterchange | 0 | 0 | 0 | 0 | 0 | 0
SO2 Emissions (MMshortTons): MISO_IN
ReportingType | 2015 | 2020 | 2025 | 2030 | 2035 | 2040
BM | 0 | 0 | 0 | 0 | 0 | 0
CC | 0 | 0 | 0 | 0 | 0 | 0
CSP | 0 | 0 | 0 | 0 | 0 | 0
CT | 0 | 0 | 0 | 0 | 0 | 0
Coal | 0.24 | 0.04 | 0 | 0 | 0 | 0
Geo | 0 | 0 | 0 | 0 | 0 | 0
H | 0 | 0 | 0 | 0 | 0 | 0
LFG | 0 | 0 | 0 | 0 | 0 | 0
Nuc | 0 | 0 | 0 | 0 | 0 | 0
PS | 0 | 0 | 0 | 0 | 0 | 0
PV | 0 | 0 | 0 | 0 | 0 | 0
PeakG | 0 | 0 | 0 | 0 | 0 | 0
PeakO | 0 | 0 | 0 | 0 | 0 | 0
ST | 0 | 0 | 0 | 0 | 0 | 0
STOG | 0 | 0 | 0 | 0 | 0 | 0
STWD | 0 | 0 | 0 | 0 | 0 | 0
WT | 0 | 0 | 0 | 0 | 0 | 0
IGCC | 0 | 0 | 0 | 0 | 0 | 0
DemandResponse | 0 | 0 | 0 | 0 | 0 | 0
IGCC-CCS | 0 | 0 | 0 | 0 | 0 | 0
WT_off | 0 | 0 | 0 | 0 | 0 | 0
PseudoUnit | 0 | 0 | 0 | 0 | 0 | 0
FixedInterchange | 0 | 0 | 0 | 0 | 0 | 0
SO2 Emissions (MMshortTons): MISO_MI
ReportingType | 2015 | 2020 | 2025 | 2030 | 2035 | 2040
BM | 0 | 0 | 0 | 0 | 0 | 0
CC | 0 | 0 | 0 | 0 | 0 | 0
CSP | 0 | 0 | 0 | 0 | 0 | 0
CT | 0 | 0 | 0 | 0 | 0 | 0
Coal | 0.12 | 0 | 0 | 0 | 0 | 0
Geo | 0 | 0 | 0 | 0 | 0 | 0
H | 0 | 0 | 0 | 0 | 0 | 0
LFG | 0 | 0 | 0 | 0 | 0 | 0
Nuc | 0 | 0 | 0 | 0 | 0 | 0
PS | 0 | 0 | 0 | 0 | 0 | 0
PV | 0 | 0 | 0 | 0 | 0 | 0
PeakG | 0 | 0 | 0 | 0 | 0 | 0
PeakO | 0 | 0 | 0 | 0 | 0 | 0
ST | 0 | 0 | 0 | 0 | 0 | 0
STOG | 0 | 0 | 0 | 0 | 0 | 0
STWD | 0 | 0 | 0 | 0 | 0 | 0
WT | 0 | 0 | 0 | 0 | 0 | 0
IGCC | 0 | 0 | 0 | 0 | 0 | 0
DemandResponse | 0 | 0 | 0 | 0 | 0 | 0
IGCC-CCS | 0 | 0 | 0 | 0 | 0 | 0
WT_off | 0 | 0 | 0 | 0 | 0 | 0
PseudoUnit | 0 | 0 | 0 | 0 | 0 | 0
FixedInterchange | 0 | 0 | 0 | 0 | 0 | 0
SO2 Emissions (MMshortTons): MISO_MO-IL
ReportingType | 2015 | 2020 | 2025 | 2030 | 2035 | 2040
BM | 0 | 0 | 0 | 0 | 0 | 0
CC | 0 | 0 | 0 | 0 | 0 | 0
CSP | 0 | 0 | 0 | 0 | 0 | 0
CT | 0 | 0 | 0 | 0 | 0 | 0
Coal | 0.33 | 0.01 | 0 | 0 | 0 | 0
Geo | 0 | 0 | 0 | 0 | 0 | 0
H | 0 | 0 | 0 | 0 | 0 | 0
LFG | 0 | 0 | 0 | 0 | 0 | 0
Nuc | 0 | 0 | 0 | 0 | 0 | 0
PS | 0 | 0 | 0 | 0 | 0 | 0
PV | 0 | 0 | 0 | 0 | 0 | 0
PeakG | 0 | 0 | 0 | 0 | 0 | 0
PeakO | 0 | 0 | 0 | 0 | 0 | 0
ST | 0 | 0 | 0 | 0 | 0 | 0
STOG | 0 | 0 | 0 | 0 | 0 | 0
STWD | 0 | 0 | 0 | 0 | 0 | 0
WT | 0 | 0 | 0 | 0 | 0 | 0
IGCC | 0 | 0 | 0 | 0 | 0 | 0
DemandResponse | 0 | 0 | 0 | 0 | 0 | 0
IGCC-CCS | 0 | 0 | 0 | 0 | 0 | 0
WT_off | 0 | 0 | 0 | 0 | 0 | 0
PseudoUnit | 0 | 0 | 0 | 0 | 0 | 0
FixedInterchange | 0 | 0 | 0 | 0 | 0 | 0
SO2 Emissions (MMshortTons): MISO_W
ReportingType | 2015 | 2020 | 2025 | 2030 | 2035 | 2040
BM | 0 | 0 | 0 | 0 | 0 | 0
CC | 0 | 0 | 0 | 0 | 0 | 0
CSP | 0 | 0 | 0 | 0 | 0 | 0
CT | 0 | 0 | 0 | 0 | 0 | 0
Coal | 0.2 | 0.01 | 0 | 0 | 0 | 0
Geo | 0 | 0 | 0 | 0 | 0 | 0
H | 0 | 0 | 0 | 0 | 0 | 0
LFG | 0 | 0 | 0 | 0 | 0 | 0
Nuc | 0 | 0 | 0 | 0 | 0 | 0
PS | 0 | 0 | 0 | 0 | 0 | 0
PV | 0 | 0 | 0 | 0 | 0 | 0
PeakG | 0 | 0 | 0 | 0 | 0 | 0
PeakO | 0 | 0 | 0 | 0 | 0 | 0
ST | 0 | 0 | 0 | 0 | 0 | 0
STOG | 0 | 0 | 0 | 0 | 0 | 0
STWD | 0 | 0 | 0 | 0 | 0 | 0
WT | 0 | 0 | 0 | 0 | 0 | 0
IGCC | 0 | 0 | 0 | 0 | 0 | 0
DemandResponse | 0 | 0 | 0 | 0 | 0 | 0
IGCC-CCS | 0 | 0 | 0 | 0 | 0 | 0
WT_off | 0 | 0 | 0 | 0 | 0 | 0
PseudoUnit | 0 | 0 | 0 | 0 | 0 | 0
FixedInterchange | 0 | 0 | 0 | 0 | 0 | 0
SO2 Emissions (MMshortTons): MISO_WUMS
ReportingType | 2015 | 2020 | 2025 | 2030 | 2035 | 2040
BM | 0 | 0 | 0 | 0 | 0 | 0
CC | 0 | 0 | 0 | 0 | 0 | 0
CSP | 0 | 0 | 0 | 0 | 0 | 0
CT | 0 | 0 | 0 | 0 | 0 | 0
Coal | 0.02 | 0 | 0 | 0 | 0 | 0
Geo | 0 | 0 | 0 | 0 | 0 | 0
H | 0 | 0 | 0 | 0 | 0 | 0
LFG | 0 | 0 | 0 | 0 | 0 | 0
Nuc | 0 | 0 | 0 | 0 | 0 | 0
PS | 0 | 0 | 0 | 0 | 0 | 0
PV | 0 | 0 | 0 | 0 | 0 | 0
PeakG | 0 | 0 | 0 | 0 | 0 | 0
PeakO | 0 | 0 | 0 | 0 | 0 | 0
ST | 0 | 0 | 0 | 0 | 0 | 0
STOG | 0 | 0 | 0 | 0 | 0 | 0
STWD | 0 | 0 | 0 | 0 | 0 | 0
WT | 0 | 0 | 0 | 0 | 0 | 0
IGCC | 0 | 0 | 0 | 0 | 0 | 0
DemandResponse | 0 | 0 | 0 | 0 | 0 | 0
IGCC-CCS | 0 | 0 | 0 | 0 | 0 | 0
WT_off | 0 | 0 | 0 | 0 | 0 | 0
PseudoUnit | 0 | 0 | 0 | 0 | 0 | 0
FixedInterchange | 0 | 0 | 0 | 0 | 0 | 0
SO2 Emissions (MMshortTons): Nebraska
ReportingType | 2015 | 2020 | 2025 | 2030 | 2035 | 2040
BM | 0 | 0 | 0 | 0 | 0 | 0
CC | 0 | 0 | 0 | 0 | 0 | 0
CSP | 0 | 0 | 0 | 0 | 0 | 0
CT | 0 | 0 | 0 | 0 | 0 | 0
Coal | 0.1 | 0 | 0 | 0 | 0 | 0
Geo | 0 | 0 | 0 | 0 | 0 | 0
H | 0 | 0 | 0 | 0 | 0 | 0
LFG | 0 | 0 | 0 | 0 | 0 | 0
Nuc | 0 | 0 | 0 | 0 | 0 | 0
PS | 0 | 0 | 0 | 0 | 0 | 0
PV | 0 | 0 | 0 | 0 | 0 | 0
PeakG | 0 | 0 | 0 | 0 | 0 | 0
PeakO | 0 | 0 | 0 | 0 | 0 | 0
ST | 0 | 0 | 0 | 0 | 0 | 0
STOG | 0 | 0 | 0 | 0 | 0 | 0
STWD | 0 | 0 | 0 | 0 | 0 | 0
WT | 0 | 0 | 0 | 0 | 0 | 0
IGCC | 0 | 0 | 0 | 0 | 0 | 0
DemandResponse | 0 | 0 | 0 | 0 | 0 | 0
IGCC-CCS | 0 | 0 | 0 | 0 | 0 | 0
WT_off | 0 | 0 | 0 | 0 | 0 | 0
PseudoUnit | 0 | 0 | 0 | 0 | 0 | 0
FixedInterchange | 0 | 0 | 0 | 0 | 0 | 0
SO2 Emissions (MMshortTons): NEISO
ReportingType | 2015 | 2020 | 2025 | 2030 | 2035 | 2040
BM | 0 | 0 | 0 | 0 | 0 | 0
CC | 0 | 0 | 0 | 0 | 0 | 0
CSP | 0 | 0 | 0 | 0 | 0 | 0
CT | 0 | 0 | 0 | 0 | 0 | 0
Coal | 0 | 0 | 0 | 0 | 0 | 0
Geo | 0 | 0 | 0 | 0 | 0 | 0
H | 0 | 0 | 0 | 0 | 0 | 0
LFG | 0 | 0 | 0 | 0 | 0 | 0
Nuc | 0 | 0 | 0 | 0 | 0 | 0
PS | 0 | 0 | 0 | 0 | 0 | 0
PV | 0 | 0 | 0 | 0 | 0 | 0
PeakG | 0 | 0 | 0 | 0 | 0 | 0
PeakO | 0 | 0 | 0 | 0 | 0 | 0
ST | 0 | 0 | 0 | 0 | 0 | 0
STOG | 0 | 0 | 0 | 0 | 0 | 0
STWD | 0 | 0 | 0 | 0 | 0 | 0
WT | 0 | 0 | 0 | 0 | 0 | 0
IGCC | 0 | 0 | 0 | 0 | 0 | 0
DemandResponse | 0 | 0 | 0 | 0 | 0 | 0
IGCC-CCS | 0 | 0 | 0 | 0 | 0 | 0
WT_off | 0 | 0 | 0 | 0 | 0 | 0
PseudoUnit | 0 | 0 | 0 | 0 | 0 | 0
FixedInterchange | 0 | 0 | 0 | 0 | 0 | 0
SO2 Emissions (MMshortTons): NonRTO_Midwest
ReportingType | 2015 | 2020 | 2025 | 2030 | 2035 | 2040
BM | 0 | 0 | 0 | 0 | 0 | 0
CC | 0 | 0 | 0 | 0 | 0 | 0
CSP | 0 | 0 | 0 | 0 | 0 | 0
CT | 0 | 0 | 0 | 0 | 0 | 0
Coal | 0.09 | 0.04 | 0.01 | 0 | 0 | 0
Geo | 0 | 0 | 0 | 0 | 0 | 0
H | 0 | 0 | 0 | 0 | 0 | 0
LFG | 0 | 0 | 0 | 0 | 0 | 0
Nuc | 0 | 0 | 0 | 0 | 0 | 0
PS | 0 | 0 | 0 | 0 | 0 | 0
PV | 0 | 0 | 0 | 0 | 0 | 0
PeakG | 0 | 0 | 0 | 0 | 0 | 0
PeakO | 0 | 0 | 0 | 0 | 0 | 0
ST | 0 | 0 | 0 | 0 | 0 | 0
STOG | 0 | 0 | 0 | 0 | 0 | 0
STWD | 0 | 0 | 0 | 0 | 0 | 0
WT | 0 | 0 | 0 | 0 | 0 | 0
IGCC | 0 | 0 | 0 | 0 | 0 | 0
DemandResponse | 0 | 0 | 0 | 0 | 0 | 0
IGCC-CCS | 0 | 0 | 0 | 0 | 0 | 0
WT_off | 0 | 0 | 0 | 0 | 0 | 0
PseudoUnit | 0 | 0 | 0 | 0 | 0 | 0
FixedInterchange | 0 | 0 | 0 | 0 | 0 | 0
SO2 Emissions (MMshortTons): NYISO_A-F
ReportingType | 2015 | 2020 | 2025 | 2030 | 2035 | 2040
BM | 0 | 0 | 0 | 0 | 0 | 0
CC | 0 | 0 | 0 | 0 | 0 | 0
CSP | 0 | 0 | 0 | 0 | 0 | 0
CT | 0 | 0 | 0 | 0 | 0 | 0
Coal | 0 | 0 | 0 | 0 | 0 | 0
Geo | 0 | 0 | 0 | 0 | 0 | 0
H | 0 | 0 | 0 | 0 | 0 | 0
LFG | 0 | 0 | 0 | 0 | 0 | 0
Nuc | 0 | 0 | 0 | 0 | 0 | 0
PS | 0 | 0 | 0 | 0 | 0 | 0
PV | 0 | 0 | 0 | 0 | 0 | 0
PeakG | 0 | 0 | 0 | 0 | 0 | 0
PeakO | 0 | 0 | 0 | 0 | 0 | 0
ST | 0 | 0 | 0 | 0 | 0 | 0
STOG | 0 | 0 | 0 | 0 | 0 | 0
STWD | 0 | 0 | 0 | 0 | 0 | 0
WT | 0 | 0 | 0 | 0 | 0 | 0
IGCC | 0 | 0 | 0 | 0 | 0 | 0
DemandResponse | 0 | 0 | 0 | 0 | 0 | 0
IGCC-CCS | 0 | 0 | 0 | 0 | 0 | 0
WT_off | 0 | 0 | 0 | 0 | 0 | 0
PseudoUnit | 0 | 0 | 0 | 0 | 0 | 0
FixedInterchange | 0 | 0 | 0 | 0 | 0 | 0
SO2 Emissions (MMshortTons): NYISO_G-I
ReportingType | 2015 | 2020 | 2025 | 2030 | 2035 | 2040
BM | 0 | 0 | 0 | 0 | 0 | 0
CC | 0 | 0 | 0 | 0 | 0 | 0
CSP | 0 | 0 | 0 | 0 | 0 | 0
CT | 0 | 0 | 0 | 0 | 0 | 0
Coal | 0 | 0 | 0 | 0 | 0 | 0
Geo | 0 | 0 | 0 | 0 | 0 | 0
H | 0 | 0 | 0 | 0 | 0 | 0
LFG | 0 | 0 | 0 | 0 | 0 | 0
Nuc | 0 | 0 | 0 | 0 | 0 | 0
PS | 0 | 0 | 0 | 0 | 0 | 0
PV | 0 | 0 | 0 | 0 | 0 | 0
PeakG | 0 | 0 | 0 | 0 | 0 | 0
PeakO | 0 | 0 | 0 | 0 | 0 | 0
ST | 0 | 0 | 0 | 0 | 0 | 0
STOG | 0 | 0 | 0 | 0 | 0 | 0
STWD | 0 | 0 | 0 | 0 | 0 | 0
WT | 0 | 0 | 0 | 0 | 0 | 0
IGCC | 0 | 0 | 0 | 0 | 0 | 0
DemandResponse | 0 | 0 | 0 | 0 | 0 | 0
IGCC-CCS | 0 | 0 | 0 | 0 | 0 | 0
WT_off | 0 | 0 | 0 | 0 | 0 | 0
PseudoUnit | 0 | 0 | 0 | 0 | 0 | 0
FixedInterchange | 0 | 0 | 0 | 0 | 0 | 0
SO2 Emissions (MMshortTons): NYISO_J-K
ReportingType | 2015 | 2020 | 2025 | 2030 | 2035 | 2040
BM | 0 | 0 | 0 | 0 | 0 | 0
CC | 0 | 0 | 0 | 0 | 0 | 0
CSP | 0 | 0 | 0 | 0 | 0 | 0
CT | 0 | 0 | 0 | 0 | 0 | 0
Coal | 0 | 0 | 0 | 0 | 0 | 0
Geo | 0 | 0 | 0 | 0 | 0 | 0
H | 0 | 0 | 0 | 0 | 0 | 0
LFG | 0 | 0 | 0 | 0 | 0 | 0
Nuc | 0 | 0 | 0 | 0 | 0 | 0
PS | 0 | 0 | 0 | 0 | 0 | 0
PV | 0 | 0 | 0 | 0 | 0 | 0
PeakG | 0 | 0 | 0 | 0 | 0 | 0
PeakO | 0 | 0 | 0 | 0 | 0 | 0
ST | 0 | 0 | 0 | 0 | 0 | 0
STOG | 0 | 0 | 0 | 0 | 0 | 0
STWD | 0 | 0 | 0 | 0 | 0 | 0
WT | 0 | 0 | 0 | 0 | 0 | 0
IGCC | 0 | 0 | 0 | 0 | 0 | 0
DemandResponse | 0 | 0 | 0 | 0 | 0 | 0
IGCC-CCS | 0 | 0 | 0 | 0 | 0 | 0
WT_off | 0 | 0 | 0 | 0 | 0 | 0
PseudoUnit | 0 | 0 | 0 | 0 | 0 | 0
FixedInterchange | 0 | 0 | 0 | 0 | 0 | 0
SO2 Emissions (MMshortTons): PJM_E
ReportingType | 2015 | 2020 | 2025 | 2030 | 2035 | 2040
BM | 0 | 0 | 0 | 0 | 0 | 0
CC | 0 | 0 | 0 | 0 | 0 | 0
CSP | 0 | 0 | 0 | 0 | 0 | 0
CT | 0 | 0 | 0 | 0 | 0 | 0
Coal | 0 | 0 | 0 | 0 | 0 | 0
Geo | 0 | 0 | 0 | 0 | 0 | 0
H | 0 | 0 | 0 | 0 | 0 | 0
LFG | 0 | 0 | 0 | 0 | 0 | 0
Nuc | 0 | 0 | 0 | 0 | 0 | 0
PS | 0 | 0 | 0 | 0 | 0 | 0
PV | 0 | 0 | 0 | 0 | 0 | 0
PeakG | 0 | 0 | 0 | 0 | 0 | 0
PeakO | 0 | 0 | 0 | 0 | 0 | 0
ST | 0 | 0 | 0 | 0 | 0 | 0
STOG | 0 | 0 | 0 | 0 | 0 | 0
STWD | 0 | 0 | 0 | 0 | 0 | 0
WT | 0 | 0 | 0 | 0 | 0 | 0
IGCC | 0 | 0 | 0 | 0 | 0 | 0
DemandResponse | 0 | 0 | 0 | 0 | 0 | 0
IGCC-CCS | 0 | 0 | 0 | 0 | 0 | 0
WT_off | 0 | 0 | 0 | 0 | 0 | 0
PseudoUnit | 0 | 0 | 0 | 0 | 0 | 0
FixedInterchange | 0 | 0 | 0 | 0 | 0 | 0
SO2 Emissions (MMshortTons): PJM_ROM
ReportingType | 2015 | 2020 | 2025 | 2030 | 2035 | 2040
BM | 0 | 0 | 0 | 0 | 0 | 0
CC | 0 | 0 | 0 | 0 | 0 | 0
CSP | 0 | 0 | 0 | 0 | 0 | 0
CT | 0 | 0 | 0 | 0 | 0 | 0
Coal | 0.16 | 0.01 | 0 | 0 | 0 | 0
Geo | 0 | 0 | 0 | 0 | 0 | 0
H | 0 | 0 | 0 | 0 | 0 | 0
LFG | 0 | 0 | 0 | 0 | 0 | 0
Nuc | 0 | 0 | 0 | 0 | 0 | 0
PS | 0 | 0 | 0 | 0 | 0 | 0
PV | 0 | 0 | 0 | 0 | 0 | 0
PeakG | 0 | 0 | 0 | 0 | 0 | 0
PeakO | 0 | 0 | 0 | 0 | 0 | 0
ST | 0 | 0 | 0 | 0 | 0 | 0
STOG | 0 | 0 | 0 | 0 | 0 | 0
STWD | 0 | 0 | 0 | 0 | 0 | 0
WT | 0 | 0 | 0 | 0 | 0 | 0
IGCC | 0 | 0 | 0 | 0 | 0 | 0
DemandResponse | 0 | 0 | 0 | 0 | 0 | 0
IGCC-CCS | 0 | 0 | 0 | 0 | 0 | 0
WT_off | 0 | 0 | 0 | 0 | 0 | 0
PseudoUnit | 0 | 0 | 0 | 0 | 0 | 0
FixedInterchange | 0 | 0 | 0 | 0 | 0 | 0
SO2 Emissions (MMshortTons): PJM_ROR
ReportingType | 2015 | 2020 | 2025 | 2030 | 2035 | 2040
BM | 0 | 0 | 0 | 0 | 0 | 0
CC | 0 | 0 | 0 | 0 | 0 | 0
CSP | 0 | 0 | 0 | 0 | 0 | 0
CT | 0 | 0 | 0 | 0 | 0 | 0
Coal | 1.16 | 0.08 | 0 | 0 | 0 | 0
Geo | 0 | 0 | 0 | 0 | 0 | 0
H | 0 | 0 | 0 | 0 | 0 | 0
LFG | 0 | 0 | 0 | 0 | 0 | 0
Nuc | 0 | 0 | 0 | 0 | 0 | 0
PS | 0 | 0 | 0 | 0 | 0 | 0
PV | 0 | 0 | 0 | 0 | 0 | 0
PeakG | 0 | 0 | 0 | 0 | 0 | 0
PeakO | 0 | 0 | 0 | 0 | 0 | 0
ST | 0 | 0 | 0 | 0 | 0 | 0
STOG | 0 | 0 | 0 | 0 | 0 | 0
STWD | 0 | 0 | 0 | 0 | 0 | 0
WT | 0 | 0 | 0 | 0 | 0 | 0
IGCC | 0 | 0 | 0 | 0 | 0 | 0
DemandResponse | 0 | 0 | 0 | 0 | 0 | 0
IGCC-CCS | 0 | 0 | 0 | 0 | 0 | 0
WT_off | 0 | 0 | 0 | 0 | 0 | 0
PseudoUnit | 0 | 0 | 0 | 0 | 0 | 0
FixedInterchange | 0 | 0 | 0 | 0 | 0 | 0
SO2 Emissions (MMshortTons): SOCO
ReportingType | 2015 | 2020 | 2025 | 2030 | 2035 | 2040
BM | 0 | 0 | 0 | 0 | 0 | 0
CC | 0 | 0 | 0 | 0 | 0 | 0
CSP | 0 | 0 | 0 | 0 | 0 | 0
CT | 0 | 0 | 0 | 0 | 0 | 0
Coal | 0.21 | 0.01 | 0 | 0 | 0 | 0
Geo | 0 | 0 | 0 | 0 | 0 | 0
H | 0 | 0 | 0 | 0 | 0 | 0
LFG | 0 | 0 | 0 | 0 | 0 | 0
Nuc | 0 | 0 | 0 | 0 | 0 | 0
PS | 0 | 0 | 0 | 0 | 0 | 0
PV | 0 | 0 | 0 | 0 | 0 | 0
PeakG | 0 | 0 | 0 | 0 | 0 | 0
PeakO | 0 | 0 | 0 | 0 | 0 | 0
ST | 0 | 0 | 0 | 0 | 0 | 0
STOG | 0 | 0 | 0 | 0 | 0 | 0
STWD | 0 | 0 | 0 | 0 | 0 | 0
WT | 0 | 0 | 0 | 0 | 0 | 0
IGCC | 0 | 0 | 0 | 0 | 0 | 0
DemandResponse | 0 | 0 | 0 | 0 | 0 | 0
IGCC-CCS | 0 | 0 | 0 | 0 | 0 | 0
WT_off | 0 | 0 | 0 | 0 | 0 | 0
PseudoUnit | 0 | 0 | 0 | 0 | 0 | 0
FixedInterchange | 0 | 0 | 0 | 0 | 0 | 0
SO2 Emissions (MMshortTons): SPP_N
ReportingType | 2015 | 2020 | 2025 | 2030 | 2035 | 2040
BM | 0 | 0 | 0 | 0 | 0 | 0
CC | 0 | 0 | 0 | 0 | 0 | 0
CSP | 0 | 0 | 0 | 0 | 0 | 0
CT | 0 | 0 | 0 | 0 | 0 | 0
Coal | 0.08 | 0 | 0 | 0 | 0 | 0
Geo | 0 | 0 | 0 | 0 | 0 | 0
H | 0 | 0 | 0 | 0 | 0 | 0
LFG | 0 | 0 | 0 | 0 | 0 | 0
Nuc | 0 | 0 | 0 | 0 | 0 | 0
PS | 0 | 0 | 0 | 0 | 0 | 0
PV | 0 | 0 | 0 | 0 | 0 | 0
PeakG | 0 | 0 | 0 | 0 | 0 | 0
PeakO | 0 | 0 | 0 | 0 | 0 | 0
ST | 0 | 0 | 0 | 0 | 0 | 0
STOG | 0 | 0 | 0 | 0 | 0 | 0
STWD | 0 | 0 | 0 | 0 | 0 | 0
WT | 0 | 0 | 0 | 0 | 0 | 0
IGCC | 0 | 0 | 0 | 0 | 0 | 0
DemandResponse | 0 | 0 | 0 | 0 | 0 | 0
IGCC-CCS | 0 | 0 | 0 | 0 | 0 | 0
WT_off | 0 | 0 | 0 | 0 | 0 | 0
PseudoUnit | 0 | 0 | 0 | 0 | 0 | 0
FixedInterchange | 0 | 0 | 0 | 0 | 0 | 0
SO2 Emissions (MMshortTons): SPP_S
ReportingType | 2015 | 2020 | 2025 | 2030 | 2035 | 2040
BM | 0 | 0 | 0 | 0 | 0 | 0
CC | 0 | 0 | 0 | 0 | 0 | 0
CSP | 0 | 0 | 0 | 0 | 0 | 0
CT | 0 | 0 | 0 | 0 | 0 | 0
Coal | 0.32 | 0 | 0 | 0 | 0 | 0
Geo | 0 | 0 | 0 | 0 | 0 | 0
H | 0 | 0 | 0 | 0 | 0 | 0
LFG | 0 | 0 | 0 | 0 | 0 | 0
Nuc | 0 | 0 | 0 | 0 | 0 | 0
PS | 0 | 0 | 0 | 0 | 0 | 0
PV | 0 | 0 | 0 | 0 | 0 | 0
PeakG | 0 | 0 | 0 | 0 | 0 | 0
PeakO | 0 | 0 | 0 | 0 | 0 | 0
ST | 0 | 0 | 0 | 0 | 0 | 0
STOG | 0 | 0 | 0 | 0 | 0 | 0
STWD | 0 | 0 | 0 | 0 | 0 | 0
WT | 0 | 0 | 0 | 0 | 0 | 0
IGCC | 0 | 0 | 0 | 0 | 0 | 0
DemandResponse | 0 | 0 | 0 | 0 | 0 | 0
IGCC-CCS | 0 | 0 | 0 | 0 | 0 | 0
WT_off | 0 | 0 | 0 | 0 | 0 | 0
PseudoUnit | 0 | 0 | 0 | 0 | 0 | 0
FixedInterchange | 0 | 0 | 0 | 0 | 0 | 0
SO2 Emissions (MMshortTons): TVA
ReportingType | 2015 | 2020 | 2025 | 2030 | 2035 | 2040
BM | 0 | 0 | 0 | 0 | 0 | 0
CC | 0 | 0 | 0 | 0 | 0 | 0
CSP | 0 | 0 | 0 | 0 | 0 | 0
CT | 0 | 0 | 0 | 0 | 0 | 0
Coal | 0.18 | 0.03 | 0 | 0 | 0 | 0
Geo | 0 | 0 | 0 | 0 | 0 | 0
H | 0 | 0 | 0 | 0 | 0 | 0
LFG | 0 | 0 | 0 | 0 | 0 | 0
Nuc | 0 | 0 | 0 | 0 | 0 | 0
PS | 0 | 0 | 0 | 0 | 0 | 0
PV | 0 | 0 | 0 | 0 | 0 | 0
PeakG | 0 | 0 | 0 | 0 | 0 | 0
PeakO | 0 | 0 | 0 | 0 | 0 | 0
ST | 0 | 0 | 0 | 0 | 0 | 0
STOG | 0 | 0 | 0 | 0 | 0 | 0
STWD | 0 | 0 | 0 | 0 | 0 | 0
WT | 0 | 0 | 0 | 0 | 0 | 0
IGCC | 0 | 0 | 0 | 0 | 0 | 0
DemandResponse | 0 | 0 | 0 | 0 | 0 | 0
IGCC-CCS | 0 | 0 | 0 | 0 | 0 | 0
WT_off | 0 | 0 | 0 | 0 | 0 | 0
PseudoUnit | 0 | 0 | 0 | 0 | 0 | 0
FixedInterchange | 0 | 0 | 0 | 0 | 0 | 0
SO2 Emissions (MMshortTons): TVA_Transmission
ReportingType | 2015 | 2020 | 2025 | 2030 | 2035 | 2040
BM | 0 | 0 | 0 | 0 | 0 | 0
CC | 0 | 0 | 0 | 0 | 0 | 0
CSP | 0 | 0 | 0 | 0 | 0 | 0
CT | 0 | 0 | 0 | 0 | 0 | 0
Coal | 0 | 0 | 0 | 0 | 0 | 0
Geo | 0 | 0 | 0 | 0 | 0 | 0
H | 0 | 0 | 0 | 0 | 0 | 0
LFG | 0 | 0 | 0 | 0 | 0 | 0
Nuc | 0 | 0 | 0 | 0 | 0 | 0
PS | 0 | 0 | 0 | 0 | 0 | 0
PV | 0 | 0 | 0 | 0 | 0 | 0
PeakG | 0 | 0 | 0 | 0 | 0 | 0
PeakO | 0 | 0 | 0 | 0 | 0 | 0
ST | 0 | 0 | 0 | 0 | 0 | 0
STOG | 0 | 0 | 0 | 0 | 0 | 0
STWD | 0 | 0 | 0 | 0 | 0 | 0
WT | 0 | 0 | 0 | 0 | 0 | 0
IGCC | 0 | 0 | 0 | 0 | 0 | 0
DemandResponse | 0 | 0 | 0 | 0 | 0 | 0
IGCC-CCS | 0 | 0 | 0 | 0 | 0 | 0
WT_off | 0 | 0 | 0 | 0 | 0 | 0
PseudoUnit | 0 | 0 | 0 | 0 | 0 | 0
FixedInterchange | 0 | 0 | 0 | 0 | 0 | 0
SO2 Emissions (MMshortTons): VACAR
ReportingType | 2015 | 2020 | 2025 | 2030 | 2035 | 2040
BM | 0 | 0 | 0 | 0 | 0 | 0
CC | 0 | 0 | 0 | 0 | 0 | 0
CSP | 0 | 0 | 0 | 0 | 0 | 0
CT | 0 | 0 | 0 | 0 | 0 | 0
Coal | 0.05 | 0.01 | 0 | 0 | 0 | 0
Geo | 0 | 0 | 0 | 0 | 0 | 0
H | 0 | 0 | 0 | 0 | 0 | 0
LFG | 0 | 0 | 0 | 0 | 0 | 0
Nuc | 0 | 0 | 0 | 0 | 0 | 0
PS | 0 | 0 | 0 | 0 | 0 | 0
PV | 0 | 0 | 0 | 0 | 0 | 0
PeakG | 0 | 0 | 0 | 0 | 0 | 0
PeakO | 0 | 0 | 0 | 0 | 0 | 0
ST | 0 | 0 | 0 | 0 | 0 | 0
STOG | 0 | 0 | 0 | 0 | 0 | 0
STWD | 0 | 0 | 0 | 0 | 0 | 0
WT | 0 | 0 | 0 | 0 | 0 | 0
IGCC | 0 | 0 | 0 | 0 | 0 | 0
DemandResponse | 0 | 0 | 0 | 0 | 0 | 0
IGCC-CCS | 0 | 0 | 0 | 0 | 0 | 0
WT_off | 0 | 0 | 0 | 0 | 0 | 0
PseudoUnit | 0 | 0 | 0 | 0 | 0 | 0
FixedInterchange | 0 | 0 | 0 | 0 | 0 | 0
SO2 Emissions (MMshortTons): IESO
ReportingType | 2015 | 2020 | 2025 | 2030 | 2035 | 2040
BM | 0 | 0 | 0 | 0 | 0 | 0
CC | 0 | 0 | 0 | 0 | 0 | 0
CSP | 0 | 0 | 0 | 0 | 0 | 0
CT | 0 | 0 | 0 | 0 | 0 | 0
Coal | 0 | 0 | 0 | 0 | 0 | 0
Geo | 0 | 0 | 0 | 0 | 0 | 0
H | 0 | 0 | 0 | 0 | 0 | 0
LFG | 0 | 0 | 0 | 0 | 0 | 0
Nuc | 0 | 0 | 0 | 0 | 0 | 0
PS | 0 | 0 | 0 | 0 | 0 | 0
PV | 0 | 0 | 0 | 0 | 0 | 0
PeakG | 0 | 0 | 0 | 0 | 0 | 0
PeakO | 0 | 0 | 0 | 0 | 0 | 0
ST | 0 | 0 | 0 | 0 | 0 | 0
STOG | 0 | 0 | 0 | 0 | 0 | 0
STWD | 0 | 0 | 0 | 0 | 0 | 0
WT | 0 | 0 | 0 | 0 | 0 | 0
IGCC | 0 | 0 | 0 | 0 | 0 | 0
DemandResponse | 0 | 0 | 0 | 0 | 0 | 0
IGCC-CCS | 0 | 0 | 0 | 0 | 0 | 0
WT_off | 0 | 0 | 0 | 0 | 0 | 0
PseudoUnit | 0 | 0 | 0 | 0 | 0 | 0
FixedInterchange | 0 | 0 | 0 | 0 | 0 | 0
SO2 Emissions (MMshortTons): MAPP_CA
ReportingType | 2015 | 2020 | 2025 | 2030 | 2035 | 2040
BM | 0 | 0 | 0 | 0 | 0 | 0
CC | 0 | 0 | 0 | 0 | 0 | 0
CSP | 0 | 0 | 0 | 0 | 0 | 0
CT | 0 | 0 | 0 | 0 | 0 | 0
Coal | 0.01 | 0 | 0 | 0 | 0 | 0
Geo | 0 | 0 | 0 | 0 | 0 | 0
H | 0 | 0 | 0 | 0 | 0 | 0
LFG | 0 | 0 | 0 | 0 | 0 | 0
Nuc | 0 | 0 | 0 | 0 | 0 | 0
PS | 0 | 0 | 0 | 0 | 0 | 0
PV | 0 | 0 | 0 | 0 | 0 | 0
PeakG | 0 | 0 | 0 | 0 | 0 | 0
PeakO | 0 | 0 | 0 | 0 | 0 | 0
ST | 0 | 0 | 0 | 0 | 0 | 0
STOG | 0 | 0 | 0 | 0 | 0 | 0
STWD | 0 | 0 | 0 | 0 | 0 | 0
WT | 0 | 0 | 0 | 0 | 0 | 0
IGCC | 0 | 0 | 0 | 0 | 0 | 0
DemandResponse | 0 | 0 | 0 | 0 | 0 | 0
IGCC-CCS | 0 | 0 | 0 | 0 | 0 | 0
WT_off | 0 | 0 | 0 | 0 | 0 | 0
PseudoUnit | 0 | 0 | 0 | 0 | 0 | 0
FixedInterchange | 0 | 0 | 0 | 0 | 0 | 0
SO2 Emissions (MMshortTons): AZ_NM_SNV_Coal
ReportingType | 2015 | 2020 | 2025 | 2030 | 2035 | 2040
BM | 0 | 0 | 0 | 0 | 0 | 0
CC | 0 | 0 | 0 | 0 | 0 | 0
CSP | 0 | 0 | 0 | 0 | 0 | 0
CT | 0 | 0 | 0 | 0 | 0 | 0
Coal | 0.03 | 0.01 | 0 | 0 | 0 | 0
Geo | 0 | 0 | 0 | 0 | 0 | 0
H | 0 | 0 | 0 | 0 | 0 | 0
LFG | 0 | 0 | 0 | 0 | 0 | 0
Nuc | 0 | 0 | 0 | 0 | 0 | 0
PS | 0 | 0 | 0 | 0 | 0 | 0
PV | 0 | 0 | 0 | 0 | 0 | 0
PeakG | 0 | 0 | 0 | 0 | 0 | 0
PeakO | 0 | 0 | 0 | 0 | 0 | 0
ST | 0 | 0 | 0 | 0 | 0 | 0
STOG | 0 | 0 | 0 | 0 | 0 | 0
STWD | 0 | 0 | 0 | 0 | 0 | 0
WT | 0 | 0 | 0 | 0 | 0 | 0
IGCC | 0 | 0 | 0 | 0 | 0 | 0
DemandResponse | 0 | 0 | 0 | 0 | 0 | 0
IGCC-CCS | 0 | 0 | 0 | 0 | 0 | 0
WT_off | 0 | 0 | 0 | 0 | 0 | 0
PseudoUnit | 0 | 0 | 0 | 0 | 0 | 0
FixedInterchange | 0 | 0 | 0 | 0 | 0 | 0
SO2 Emissions (MMshortTons): AZ_NM_SNV_Gas
ReportingType | 2015 | 2020 | 2025 | 2030 | 2035 | 2040
BM | 0 | 0 | 0 | 0 | 0 | 0
CC | 0 | 0 | 0 | 0 | 0 | 0
CSP | 0 | 0 | 0 | 0 | 0 | 0
CT | 0 | 0 | 0 | 0 | 0 | 0
Coal | 0 | 0 | 0 | 0 | 0 | 0
Geo | 0 | 0 | 0 | 0 | 0 | 0
H | 0 | 0 | 0 | 0 | 0 | 0
LFG | 0 | 0 | 0 | 0 | 0 | 0
Nuc | 0 | 0 | 0 | 0 | 0 | 0
PS | 0 | 0 | 0 | 0 | 0 | 0
PV | 0 | 0 | 0 | 0 | 0 | 0
PeakG | 0 | 0 | 0 | 0 | 0 | 0
PeakO | 0 | 0 | 0 | 0 | 0 | 0
ST | 0 | 0 | 0 | 0 | 0 | 0
STOG | 0 | 0 | 0 | 0 | 0 | 0
STWD | 0 | 0 | 0 | 0 | 0 | 0
WT | 0 | 0 | 0 | 0 | 0 | 0
IGCC | 0 | 0 | 0 | 0 | 0 | 0
DemandResponse | 0 | 0 | 0 | 0 | 0 | 0
IGCC-CCS | 0 | 0 | 0 | 0 | 0 | 0
WT_off | 0 | 0 | 0 | 0 | 0 | 0
PseudoUnit | 0 | 0 | 0 | 0 | 0 | 0
FixedInterchange | 0 | 0 | 0 | 0 | 0 | 0
SO2 Emissions (MMshortTons): AZ_NM_SNV_NucRenew
ReportingType | 2015 | 2020 | 2025 | 2030 | 2035 | 2040
BM | 0 | 0 | 0 | 0 | 0 | 0
CC | 0 | 0 | 0 | 0 | 0 | 0
CSP | 0 | 0 | 0 | 0 | 0 | 0
CT | 0 | 0 | 0 | 0 | 0 | 0
Coal | 0 | 0 | 0 | 0 | 0 | 0
Geo | 0 | 0 | 0 | 0 | 0 | 0
H | 0 | 0 | 0 | 0 | 0 | 0
LFG | 0 | 0 | 0 | 0 | 0 | 0
Nuc | 0 | 0 | 0 | 0 | 0 | 0
PS | 0 | 0 | 0 | 0 | 0 | 0
PV | 0 | 0 | 0 | 0 | 0 | 0
PeakG | 0 | 0 | 0 | 0 | 0 | 0
PeakO | 0 | 0 | 0 | 0 | 0 | 0
ST | 0 | 0 | 0 | 0 | 0 | 0
STOG | 0 | 0 | 0 | 0 | 0 | 0
STWD | 0 | 0 | 0 | 0 | 0 | 0
WT | 0 | 0 | 0 | 0 | 0 | 0
IGCC | 0 | 0 | 0 | 0 | 0 | 0
DemandResponse | 0 | 0 | 0 | 0 | 0 | 0
IGCC-CCS | 0 | 0 | 0 | 0 | 0 | 0
WT_off | 0 | 0 | 0 | 0 | 0 | 0
PseudoUnit | 0 | 0 | 0 | 0 | 0 | 0
FixedInterchange | 0 | 0 | 0 | 0 | 0 | 0
SO2 Emissions (MMshortTons): ERCOT
ReportingType | 2015 | 2020 | 2025 | 2030 | 2035 | 2040
BM | 0 | 0 | 0 | 0 | 0 | 0
CC | 0 | 0 | 0 | 0 | 0 | 0
CSP | 0 | 0 | 0 | 0 | 0 | 0
CT | 0 | 0 | 0 | 0 | 0 | 0
Coal | 0.07 | 0.03 | 0 | 0 | 0 | 0
Geo | 0 | 0 | 0 | 0 | 0 | 0
H | 0 | 0 | 0 | 0 | 0 | 0
LFG | 0 | 0 | 0 | 0 | 0 | 0
Nuc | 0 | 0 | 0 | 0 | 0 | 0
PS | 0 | 0 | 0 | 0 | 0 | 0
PV | 0 | 0 | 0 | 0 | 0 | 0
PeakG | 0 | 0 | 0 | 0 | 0 | 0
PeakO | 0 | 0 | 0 | 0 | 0 | 0
ST | 0 | 0 | 0 | 0 | 0 | 0
STOG | 0 | 0 | 0 | 0 | 0 | 0
STWD | 0 | 0 | 0 | 0 | 0 | 0
WT | 0 | 0 | 0 | 0 | 0 | 0
IGCC | 0 | 0 | 0 | 0 | 0 | 0
DemandResponse | 0 | 0 | 0 | 0 | 0 | 0
IGCC-CCS | 0 | 0 | 0 | 0 | 0 | 0
WT_off | 0 | 0 | 0 | 0 | 0 | 0
PseudoUnit | 0 | 0 | 0 | 0 | 0 | 0
FixedInterchange | 0 | 0 | 0 | 0 | 0 | 0
SO2 Emissions (MMshortTons): NP15
ReportingType | 2015 | 2020 | 2025 | 2030 | 2035 | 2040
BM | 0 | 0 | 0 | 0 | 0 | 0
CC | 0 | 0 | 0 | 0 | 0 | 0
CSP | 0 | 0 | 0 | 0 | 0 | 0
CT | 0 | 0 | 0 | 0 | 0 | 0
Coal | 0.01 | 0 | 0 | 0 | 0 | 0
Geo | 0 | 0 | 0 | 0 | 0 | 0
H | 0 | 0 | 0 | 0 | 0 | 0
LFG | 0 | 0 | 0 | 0 | 0 | 0
Nuc | 0 | 0 | 0 | 0 | 0 | 0
PS | 0 | 0 | 0 | 0 | 0 | 0
PV | 0 | 0 | 0 | 0 | 0 | 0
PeakG | 0 | 0 | 0 | 0 | 0 | 0
PeakO | 0 | 0 | 0 | 0 | 0 | 0
ST | 0 | 0 | 0 | 0 | 0 | 0
STOG | 0 | 0 | 0 | 0 | 0 | 0
STWD | 0 | 0 | 0 | 0 | 0 | 0
WT | 0 | 0 | 0 | 0 | 0 | 0
IGCC | 0 | 0 | 0 | 0 | 0 | 0
DemandResponse | 0 | 0 | 0 | 0 | 0 | 0
IGCC-CCS | 0 | 0 | 0 | 0 | 0 | 0
WT_off | 0 | 0 | 0 | 0 | 0 | 0
PseudoUnit | 0 | 0 | 0 | 0 | 0 | 0
FixedInterchange | 0 | 0 | 0 | 0 | 0 | 0
SO2 Emissions (MMshortTons): NWPP_Coal
ReportingType | 2015 | 2020 | 2025 | 2030 | 2035 | 2040
BM | 0 | 0 | 0 | 0 | 0 | 0
CC | 0 | 0 | 0 | 0 | 0 | 0
CSP | 0 | 0 | 0 | 0 | 0 | 0
CT | 0 | 0 | 0 | 0 | 0 | 0
Coal | 0.08 | 0.02 | 0 | 0 | 0 | 0
Geo | 0 | 0 | 0 | 0 | 0 | 0
H | 0 | 0 | 0 | 0 | 0 | 0
LFG | 0 | 0 | 0 | 0 | 0 | 0
Nuc | 0 | 0 | 0 | 0 | 0 | 0
PS | 0 | 0 | 0 | 0 | 0 | 0
PV | 0 | 0 | 0 | 0 | 0 | 0
PeakG | 0 | 0 | 0 | 0 | 0 | 0
PeakO | 0 | 0 | 0 | 0 | 0 | 0
ST | 0 | 0 | 0 | 0 | 0 | 0
STOG | 0 | 0 | 0 | 0 | 0 | 0
STWD | 0 | 0 | 0 | 0 | 0 | 0
WT | 0 | 0 | 0 | 0 | 0 | 0
IGCC | 0 | 0 | 0 | 0 | 0 | 0
DemandResponse | 0 | 0 | 0 | 0 | 0 | 0
IGCC-CCS | 0 | 0 | 0 | 0 | 0 | 0
WT_off | 0 | 0 | 0 | 0 | 0 | 0
PseudoUnit | 0 | 0 | 0 | 0 | 0 | 0
FixedInterchange | 0 | 0 | 0 | 0 | 0 | 0
SO2 Emissions (MMshortTons): NWPP_Gas
ReportingType | 2015 | 2020 | 2025 | 2030 | 2035 | 2040
BM | 0 | 0 | 0 | 0 | 0 | 0
CC | 0 | 0 | 0 | 0 | 0 | 0
CSP | 0 | 0 | 0 | 0 | 0 | 0
CT | 0 | 0 | 0 | 0 | 0 | 0
Coal | 0 | 0 | 0 | 0 | 0 | 0
Geo | 0 | 0 | 0 | 0 | 0 | 0
H | 0 | 0 | 0 | 0 | 0 | 0
LFG | 0 | 0 | 0 | 0 | 0 | 0
Nuc | 0 | 0 | 0 | 0 | 0 | 0
PS | 0 | 0 | 0 | 0 | 0 | 0
PV | 0 | 0 | 0 | 0 | 0 | 0
PeakG | 0 | 0 | 0 | 0 | 0 | 0
PeakO | 0 | 0 | 0 | 0 | 0 | 0
ST | 0 | 0 | 0 | 0 | 0 | 0
STOG | 0 | 0 | 0 | 0 | 0 | 0
STWD | 0 | 0 | 0 | 0 | 0 | 0
WT | 0 | 0 | 0 | 0 | 0 | 0
IGCC | 0 | 0 | 0 | 0 | 0 | 0
DemandResponse | 0 | 0 | 0 | 0 | 0 | 0
IGCC-CCS | 0 | 0 | 0 | 0 | 0 | 0
WT_off | 0 | 0 | 0 | 0 | 0 | 0
PseudoUnit | 0 | 0 | 0 | 0 | 0 | 0
FixedInterchange | 0 | 0 | 0 | 0 | 0 | 0
SO2 Emissions (MMshortTons): NWPP_NucRenew
ReportingType | 2015 | 2020 | 2025 | 2030 | 2035 | 2040
BM | 0 | 0 | 0 | 0 | 0 | 0
CC | 0 | 0 | 0 | 0 | 0 | 0
CSP | 0 | 0 | 0 | 0 | 0 | 0
CT | 0 | 0 | 0 | 0 | 0 | 0
Coal | 0 | 0 | 0 | 0 | 0 | 0
Geo | 0 | 0 | 0 | 0 | 0 | 0
H | 0 | 0 | 0 | 0 | 0 | 0
LFG | 0 | 0 | 0 | 0 | 0 | 0
Nuc | 0 | 0 | 0 | 0 | 0 | 0
PS | 0 | 0 | 0 | 0 | 0 | 0
PV | 0 | 0 | 0 | 0 | 0 | 0
PeakG | 0 | 0 | 0 | 0 | 0 | 0
PeakO | 0 | 0 | 0 | 0 | 0 | 0
ST | 0 | 0 | 0 | 0 | 0 | 0
STOG | 0 | 0 | 0 | 0 | 0 | 0
STWD | 0 | 0 | 0 | 0 | 0 | 0
WT | 0 | 0 | 0 | 0 | 0 | 0
IGCC | 0 | 0 | 0 | 0 | 0 | 0
DemandResponse | 0 | 0 | 0 | 0 | 0 | 0
IGCC-CCS | 0 | 0 | 0 | 0 | 0 | 0
WT_off | 0 | 0 | 0 | 0 | 0 | 0
PseudoUnit | 0 | 0 | 0 | 0 | 0 | 0
FixedInterchange | 0 | 0 | 0 | 0 | 0 | 0
SO2 Emissions (MMshortTons): RMPA
ReportingType | 2015 | 2020 | 2025 | 2030 | 2035 | 2040
BM | 0 | 0 | 0 | 0 | 0 | 0
CC | 0 | 0 | 0 | 0 | 0 | 0
CSP | 0 | 0 | 0 | 0 | 0 | 0
CT | 0 | 0 | 0 | 0 | 0 | 0
Coal | 0.06 | 0.02 | 0 | 0 | 0 | 0
Geo | 0 | 0 | 0 | 0 | 0 | 0
H | 0 | 0 | 0 | 0 | 0 | 0
LFG | 0 | 0 | 0 | 0 | 0 | 0
Nuc | 0 | 0 | 0 | 0 | 0 | 0
PS | 0 | 0 | 0 | 0 | 0 | 0
PV | 0 | 0 | 0 | 0 | 0 | 0
PeakG | 0 | 0 | 0 | 0 | 0 | 0
PeakO | 0 | 0 | 0 | 0 | 0 | 0
ST | 0 | 0 | 0 | 0 | 0 | 0
STOG | 0 | 0 | 0 | 0 | 0 | 0
STWD | 0 | 0 | 0 | 0 | 0 | 0
WT | 0 | 0 | 0 | 0 | 0 | 0
IGCC | 0 | 0 | 0 | 0 | 0 | 0
DemandResponse | 0 | 0 | 0 | 0 | 0 | 0
IGCC-CCS | 0 | 0 | 0 | 0 | 0 | 0
WT_off | 0 | 0 | 0 | 0 | 0 | 0
PseudoUnit | 0 | 0 | 0 | 0 | 0 | 0
FixedInterchange | 0 | 0 | 0 | 0 | 0 | 0
SO2 Emissions (MMshortTons): SP15
ReportingType | 2015 | 2020 | 2025 | 2030 | 2035 | 2040
BM | 0 | 0 | 0 | 0 | 0 | 0
CC | 0 | 0 | 0 | 0 | 0 | 0
CSP | 0 | 0 | 0 | 0 | 0 | 0
CT | 0 | 0 | 0 | 0 | 0 | 0
Coal | 0 | 0 | 0 | 0 | 0 | 0
Geo | 0 | 0 | 0 | 0 | 0 | 0
H | 0 | 0 | 0 | 0 | 0 | 0
LFG | 0 | 0 | 0 | 0 | 0 | 0
Nuc | 0 | 0 | 0 | 0 | 0 | 0
PS | 0 | 0 | 0 | 0 | 0 | 0
PV | 0 | 0 | 0 | 0 | 0 | 0
PeakG | 0 | 0 | 0 | 0 | 0 | 0
PeakO | 0 | 0 | 0 | 0 | 0 | 0
ST | 0 | 0 | 0 | 0 | 0 | 0
STOG | 0 | 0 | 0 | 0 | 0 | 0
STWD | 0 | 0 | 0 | 0 | 0 | 0
WT | 0 | 0 | 0 | 0 | 0 | 0
IGCC | 0 | 0 | 0 | 0 | 0 | 0
DemandResponse | 0 | 0 | 0 | 0 | 0 | 0
IGCC-CCS | 0 | 0 | 0 | 0 | 0 | 0
WT_off | 0 | 0 | 0 | 0 | 0 | 0
PseudoUnit | 0 | 0 | 0 | 0 | 0 | 0
FixedInterchange | 0 | 0 | 0 | 0 | 0 | 0
SO2 Emissions (MMshortTons): ALB
ReportingType | 2015 | 2020 | 2025 | 2030 | 2035 | 2040
BM | 0 | 0 | 0 | 0 | 0 | 0
CC | 0 | 0 | 0 | 0 | 0 | 0
CSP | 0 | 0 | 0 | 0 | 0 | 0
CT | 0 | 0 | 0 | 0 | 0 | 0
Coal | 0.14 | 0.14 | 0.14 | 0 | 0 | 0
Geo | 0 | 0 | 0 | 0 | 0 | 0
H | 0 | 0 | 0 | 0 | 0 | 0
LFG | 0 | 0 | 0 | 0 | 0 | 0
Nuc | 0 | 0 | 0 | 0 | 0 | 0
PS | 0 | 0 | 0 | 0 | 0 | 0
PV | 0 | 0 | 0 | 0 | 0 | 0
PeakG | 0 | 0 | 0 | 0 | 0 | 0
PeakO | 0 | 0 | 0 | 0 | 0 | 0
ST | 0 | 0 | 0 | 0 | 0 | 0
STOG | 0 | 0 | 0 | 0 | 0 | 0
STWD | 0 | 0 | 0 | 0 | 0 | 0
WT | 0 | 0 | 0 | 0 | 0 | 0
IGCC | 0 | 0 | 0 | 0 | 0 | 0
DemandResponse | 0 | 0 | 0 | 0 | 0 | 0
IGCC-CCS | 0 | 0 | 0 | 0 | 0 | 0
WT_off | 0 | 0 | 0 | 0 | 0 | 0
PseudoUnit | 0 | 0 | 0 | 0 | 0 | 0
FixedInterchange | 0 | 0 | 0 | 0 | 0 | 0
SO2 Emissions (MMshortTons): BC
ReportingType | 2015 | 2020 | 2025 | 2030 | 2035 | 2040
BM | 0 | 0 | 0 | 0 | 0 | 0
CC | 0 | 0 | 0 | 0 | 0 | 0
CSP | 0 | 0 | 0 | 0 | 0 | 0
CT | 0 | 0 | 0 | 0 | 0 | 0
Coal | 0 | 0 | 0 | 0 | 0 | 0
Geo | 0 | 0 | 0 | 0 | 0 | 0
H | 0 | 0 | 0 | 0 | 0 | 0
LFG | 0 | 0 | 0 | 0 | 0 | 0
Nuc | 0 | 0 | 0 | 0 | 0 | 0
PS | 0 | 0 | 0 | 0 | 0 | 0
PV | 0 | 0 | 0 | 0 | 0 | 0
PeakG | 0 | 0 | 0 | 0 | 0 | 0
PeakO | 0 | 0 | 0 | 0 | 0 | 0
ST | 0 | 0 | 0 | 0 | 0 | 0
STOG | 0 | 0 | 0 | 0 | 0 | 0
STWD | 0 | 0 | 0 | 0 | 0 | 0
WT | 0 | 0 | 0 | 0 | 0 | 0
IGCC | 0 | 0 | 0 | 0 | 0 | 0
DemandResponse | 0 | 0 | 0 | 0 | 0 | 0
IGCC-CCS | 0 | 0 | 0 | 0 | 0 | 0
WT_off | 0 | 0 | 0 | 0 | 0 | 0
PseudoUnit | 0 | 0 | 0 | 0 | 0 | 0
FixedInterchange | 0 | 0 | 0 | 0 | 0 | 0
SO2 Emissions (MMshortTons): HQ_IESO
ReportingType | 2015 | 2020 | 2025 | 2030 | 2035 | 2040
BM | 0 | 0 | 0 | 0 | 0 | 0
CC | 0 | 0 | 0 | 0 | 0 | 0
CSP | 0 | 0 | 0 | 0 | 0 | 0
CT | 0 | 0 | 0 | 0 | 0 | 0
Coal | 0 | 0 | 0 | 0 | 0 | 0
Geo | 0 | 0 | 0 | 0 | 0 | 0
H | 0 | 0 | 0 | 0 | 0 | 0
LFG | 0 | 0 | 0 | 0 | 0 | 0
Nuc | 0 | 0 | 0 | 0 | 0 | 0
PS | 0 | 0 | 0 | 0 | 0 | 0
PV | 0 | 0 | 0 | 0 | 0 | 0
PeakG | 0 | 0 | 0 | 0 | 0 | 0
PeakO | 0 | 0 | 0 | 0 | 0 | 0
ST | 0 | 0 | 0 | 0 | 0 | 0
STOG | 0 | 0 | 0 | 0 | 0 | 0
STWD | 0 | 0 | 0 | 0 | 0 | 0
WT | 0 | 0 | 0 | 0 | 0 | 0
IGCC | 0 | 0 | 0 | 0 | 0 | 0
DemandResponse | 0 | 0 | 0 | 0 | 0 | 0
IGCC-CCS | 0 | 0 | 0 | 0 | 0 | 0
WT_off | 0 | 0 | 0 | 0 | 0 | 0
PseudoUnit | 0 | 0 | 0 | 0 | 0 | 0
FixedInterchange | 0 | 0 | 0 | 0 | 0 | 0
SO2 Emissions (MMshortTons): HQ_NEISO
ReportingType | 2015 | 2020 | 2025 | 2030 | 2035 | 2040
BM | 0 | 0 | 0 | 0 | 0 | 0
CC | 0 | 0 | 0 | 0 | 0 | 0
CSP | 0 | 0 | 0 | 0 | 0 | 0
CT | 0 | 0 | 0 | 0 | 0 | 0
Coal | 0 | 0 | 0 | 0 | 0 | 0
Geo | 0 | 0 | 0 | 0 | 0 | 0
H | 0 | 0 | 0 | 0 | 0 | 0
LFG | 0 | 0 | 0 | 0 | 0 | 0
Nuc | 0 | 0 | 0 | 0 | 0 | 0
PS | 0 | 0 | 0 | 0 | 0 | 0
PV | 0 | 0 | 0 | 0 | 0 | 0
PeakG | 0 | 0 | 0 | 0 | 0 | 0
PeakO | 0 | 0 | 0 | 0 | 0 | 0
ST | 0 | 0 | 0 | 0 | 0 | 0
STOG | 0 | 0 | 0 | 0 | 0 | 0
STWD | 0 | 0 | 0 | 0 | 0 | 0
WT | 0 | 0 | 0 | 0 | 0 | 0
IGCC | 0 | 0 | 0 | 0 | 0 | 0
DemandResponse | 0 | 0 | 0 | 0 | 0 | 0
IGCC-CCS | 0 | 0 | 0 | 0 | 0 | 0
WT_off | 0 | 0 | 0 | 0 | 0 | 0
PseudoUnit | 0 | 0 | 0 | 0 | 0 | 0
FixedInterchange | 0 | 0 | 0 | 0 | 0 | 0
SO2 Emissions (MMshortTons): HQ_NY
ReportingType | 2015 | 2020 | 2025 | 2030 | 2035 | 2040
BM | 0 | 0 | 0 | 0 | 0 | 0
CC | 0 | 0 | 0 | 0 | 0 | 0
CSP | 0 | 0 | 0 | 0 | 0 | 0
CT | 0 | 0 | 0 | 0 | 0 | 0
Coal | 0 | 0 | 0 | 0 | 0 | 0
Geo | 0 | 0 | 0 | 0 | 0 | 0
H | 0 | 0 | 0 | 0 | 0 | 0
LFG | 0 | 0 | 0 | 0 | 0 | 0
Nuc | 0 | 0 | 0 | 0 | 0 | 0
PS | 0 | 0 | 0 | 0 | 0 | 0
PV | 0 | 0 | 0 | 0 | 0 | 0
PeakG | 0 | 0 | 0 | 0 | 0 | 0
PeakO | 0 | 0 | 0 | 0 | 0 | 0
ST | 0 | 0 | 0 | 0 | 0 | 0
STOG | 0 | 0 | 0 | 0 | 0 | 0
STWD | 0 | 0 | 0 | 0 | 0 | 0
WT | 0 | 0 | 0 | 0 | 0 | 0
IGCC | 0 | 0 | 0 | 0 | 0 | 0
DemandResponse | 0 | 0 | 0 | 0 | 0 | 0
IGCC-CCS | 0 | 0 | 0 | 0 | 0 | 0
WT_off | 0 | 0 | 0 | 0 | 0 | 0
PseudoUnit | 0 | 0 | 0 | 0 | 0 | 0
FixedInterchange | 0 | 0 | 0 | 0 | 0 | 0
SO2 Emissions (MMshortTons): MARITIMES
ReportingType | 2015 | 2020 | 2025 | 2030 | 2035 | 2040
BM | 0 | 0 | 0 | 0 | 0 | 0
CC | 0 | 0 | 0 | 0 | 0 | 0
CSP | 0 | 0 | 0 | 0 | 0 | 0
CT | 0 | 0 | 0 | 0 | 0 | 0
Coal | 0 | 0 | 0 | 0 | 0 | 0
Geo | 0 | 0 | 0 | 0 | 0 | 0
H | 0 | 0 | 0 | 0 | 0 | 0
LFG | 0 | 0 | 0 | 0 | 0 | 0
Nuc | 0 | 0 | 0 | 0 | 0 | 0
PS | 0 | 0 | 0 | 0 | 0 | 0
PV | 0 | 0 | 0 | 0 | 0 | 0
PeakG | 0 | 0 | 0 | 0 | 0 | 0
PeakO | 0 | 0 | 0 | 0 | 0 | 0
ST | 0 | 0 | 0 | 0 | 0 | 0
STOG | 0 | 0 | 0 | 0 | 0 | 0
STWD | 0 | 0 | 0 | 0 | 0 | 0
WT | 0 | 0 | 0 | 0 | 0 | 0
IGCC | 0 | 0 | 0 | 0 | 0 | 0
DemandResponse | 0 | 0 | 0 | 0 | 0 | 0
IGCC-CCS | 0 | 0 | 0 | 0 | 0 | 0
WT_off | 0 | 0 | 0 | 0 | 0 | 0
PseudoUnit | 0 | 0 | 0 | 0 | 0 | 0
FixedInterchange | 0 | 0 | 0 | 0 | 0 | 0
SO2 Emissions (MMshortTons): All
ReportingType | 2015 | 2020 | 2025 | 2030 | 2035 | 2040
BM | 0 | 0 | 0 | 0 | 0 | 0
CC | 0 | 0 | 0 | 0 | 0 | 0
CSP | 0 | 0 | 0 | 0 | 0 | 0
CT | 0 | 0 | 0 | 0 | 0 | 0
Coal | 4.11 | 0.47 | 0.17 | 0.03 | 0.03 | 0.03
Geo | 0 | 0 | 0 | 0 | 0 | 0
H | 0 | 0 | 0 | 0 | 0 | 0
LFG | 0 | 0 | 0 | 0 | 0 | 0
Nuc | 0 | 0 | 0 | 0 | 0 | 0
PS | 0 | 0 | 0 | 0 | 0 | 0
PV | 0 | 0 | 0 | 0 | 0 | 0
PeakG | 0 | 0 | 0 | 0 | 0 | 0
PeakO | 0 | 0 | 0 | 0 | 0 | 0
ST | 0 | 0 | 0 | 0 | 0 | 0
STOG | 0 | 0 | 0 | 0 | 0 | 0
STWD | 0 | 0 | 0 | 0 | 0 | 0
WT | 0 | 0 | 0 | 0 | 0 | 0
IGCC | 0 | 0 | 0 | 0 | 0 | 0
DemandResponse | 0 | 0 | 0 | 0 | 0 | 0
IGCC-CCS | 0 | 0 | 0 | 0 | 0 | 0
WT_off | 0 | 0 | 0 | 0 | 0 | 0
PseudoUnit | 0 | 0 | 0 | 0 | 0 | 0
FixedInterchange | 0 | 0 | 0 | 0 | 0 | 0
SO2 Emissions (MMshortTons): EI_US
ReportingType | 2015 | 2020 | 2025 | 2030 | 2035 | 2040
BM | 0 | 0 | 0 | 0 | 0 | 0
CC | 0 | 0 | 0 | 0 | 0 | 0
CSP | 0 | 0 | 0 | 0 | 0 | 0
CT | 0 | 0 | 0 | 0 | 0 | 0
Coal | 3.7 | 0.26 | 0.02 | 0.02 | 0.02 | 0.02
Geo | 0 | 0 | 0 | 0 | 0 | 0
H | 0 | 0 | 0 | 0 | 0 | 0
LFG | 0 | 0 | 0 | 0 | 0 | 0
Nuc | 0 | 0 | 0 | 0 | 0 | 0
PS | 0 | 0 | 0 | 0 | 0 | 0
PV | 0 | 0 | 0 | 0 | 0 | 0
PeakG | 0 | 0 | 0 | 0 | 0 | 0
PeakO | 0 | 0 | 0 | 0 | 0 | 0
ST | 0 | 0 | 0 | 0 | 0 | 0
STOG | 0 | 0 | 0 | 0 | 0 | 0
STWD | 0 | 0 | 0 | 0 | 0 | 0
WT | 0 | 0 | 0 | 0 | 0 | 0
IGCC | 0 | 0 | 0 | 0 | 0 | 0
DemandResponse | 0 | 0 | 0 | 0 | 0 | 0
IGCC-CCS | 0 | 0 | 0 | 0 | 0 | 0
WT_off | 0 | 0 | 0 | 0 | 0 | 0
PseudoUnit | 0 | 0 | 0 | 0 | 0 | 0
FixedInterchange | 0 | 0 | 0 | 0 | 0 | 0
SO2 Emissions (MMshortTons): EI_Canada
ReportingType | 2015 | 2020 | 2025 | 2030 | 2035 | 2040
BM | 0 | 0 | 0 | 0 | 0 | 0
CC | 0 | 0 | 0 | 0 | 0 | 0
CSP | 0 | 0 | 0 | 0 | 0 | 0
CT | 0 | 0 | 0 | 0 | 0 | 0
Coal | 0.01 | 0 | 0 | 0 | 0 | 0
Geo | 0 | 0 | 0 | 0 | 0 | 0
H | 0 | 0 | 0 | 0 | 0 | 0
LFG | 0 | 0 | 0 | 0 | 0 | 0
Nuc | 0 | 0 | 0 | 0 | 0 | 0
PS | 0 | 0 | 0 | 0 | 0 | 0
PV | 0 | 0 | 0 | 0 | 0 | 0
PeakG | 0 | 0 | 0 | 0 | 0 | 0
PeakO | 0 | 0 | 0 | 0 | 0 | 0
ST | 0 | 0 | 0 | 0 | 0 | 0
STOG | 0 | 0 | 0 | 0 | 0 | 0
STWD | 0 | 0 | 0 | 0 | 0 | 0
WT | 0 | 0 | 0 | 0 | 0 | 0
IGCC | 0 | 0 | 0 | 0 | 0 | 0
DemandResponse | 0 | 0 | 0 | 0 | 0 | 0
IGCC-CCS | 0 | 0 | 0 | 0 | 0 | 0
WT_off | 0 | 0 | 0 | 0 | 0 | 0
PseudoUnit | 0 | 0 | 0 | 0 | 0 | 0
FixedInterchange | 0 | 0 | 0 | 0 | 0 | 0
SO2 Emissions (MMshortTons): EI
ReportingType | 2015 | 2020 | 2025 | 2030 | 2035 | 2040
BM | 0 | 0 | 0 | 0 | 0 | 0
CC | 0 | 0 | 0 | 0 | 0 | 0
CSP | 0 | 0 | 0 | 0 | 0 | 0
CT | 0 | 0 | 0 | 0 | 0 | 0
Coal | 3.71 | 0.26 | 0.02 | 0.02 | 0.02 | 0.02
Geo | 0 | 0 | 0 | 0 | 0 | 0
H | 0 | 0 | 0 | 0 | 0 | 0
LFG | 0 | 0 | 0 | 0 | 0 | 0
Nuc | 0 | 0 | 0 | 0 | 0 | 0
PS | 0 | 0 | 0 | 0 | 0 | 0
PV | 0 | 0 | 0 | 0 | 0 | 0
PeakG | 0 | 0 | 0 | 0 | 0 | 0
PeakO | 0 | 0 | 0 | 0 | 0 | 0
ST | 0 | 0 | 0 | 0 | 0 | 0
STOG | 0 | 0 | 0 | 0 | 0 | 0
STWD | 0 | 0 | 0 | 0 | 0 | 0
WT | 0 | 0 | 0 | 0 | 0 | 0
IGCC | 0 | 0 | 0 | 0 | 0 | 0
DemandResponse | 0 | 0 | 0 | 0 | 0 | 0
IGCC-CCS | 0 | 0 | 0 | 0 | 0 | 0
WT_off | 0 | 0 | 0 | 0 | 0 | 0
PseudoUnit | 0 | 0 | 0 | 0 | 0 | 0
FixedInterchange | 0 | 0 | 0 | 0 | 0 | 0
SO2 Emissions (MMshortTons): Outside_EI
ReportingType | 2015 | 2020 | 2025 | 2030 | 2035 | 2040
BM | 0 | 0 | 0 | 0 | 0 | 0
CC | 0 | 0 | 0 | 0 | 0 | 0
CSP | 0 | 0 | 0 | 0 | 0 | 0
CT | 0 | 0 | 0 | 0 | 0 | 0
Coal | 0.4 | 0.21 | 0.15 | 0.01 | 0.01 | 0.01
Geo | 0 | 0 | 0 | 0 | 0 | 0
H | 0 | 0 | 0 | 0 | 0 | 0
LFG | 0 | 0 | 0 | 0 | 0 | 0
Nuc | 0 | 0 | 0 | 0 | 0 | 0
PS | 0 | 0 | 0 | 0 | 0 | 0
PV | 0 | 0 | 0 | 0 | 0 | 0
PeakG | 0 | 0 | 0 | 0 | 0 | 0
PeakO | 0 | 0 | 0 | 0 | 0 | 0
ST | 0 | 0 | 0 | 0 | 0 | 0
STOG | 0 | 0 | 0 | 0 | 0 | 0
STWD | 0 | 0 | 0 | 0 | 0 | 0
WT | 0 | 0 | 0 | 0 | 0 | 0
IGCC | 0 | 0 | 0 | 0 | 0 | 0
DemandResponse | 0 | 0 | 0 | 0 | 0 | 0
IGCC-CCS | 0 | 0 | 0 | 0 | 0 | 0
WT_off | 0 | 0 | 0 | 0 | 0 | 0
PseudoUnit | 0 | 0 | 0 | 0 | 0 | 0
FixedInterchange | 0 | 0 | 0 | 0 | 0 | 0
NOx Emissions (MMshortTons): Entergy
ReportingType | 2015 | 2020 | 2025 | 2030 | 2035 | 2040
BM | 0 | 0 | 0 | 0 | 0 | 0
CC | 0 | 0 | 0 | 0 | 0 | 0
CSP | 0 | 0 | 0 | 0 | 0 | 0
CT | 0 | 0 | 0 | 0 | 0 | 0
Coal | 0.05 | 0 | 0 | 0 | 0 | 0
Geo | 0 | 0 | 0 | 0 | 0 | 0
H | 0 | 0 | 0 | 0 | 0 | 0
LFG | 0 | 0 | 0 | 0 | 0 | 0
Nuc | 0 | 0 | 0 | 0 | 0 | 0
PS | 0 | 0 | 0 | 0 | 0 | 0
PV | 0 | 0 | 0 | 0 | 0 | 0
PeakG | 0 | 0 | 0 | 0 | 0 | 0
PeakO | 0 | 0 | 0 | 0 | 0 | 0
ST | 0 | 0 | 0 | 0 | 0 | 0
STOG | 0 | 0 | 0 | 0 | 0 | 0
STWD | 0 | 0 | 0 | 0 | 0 | 0
WT | 0 | 0 | 0 | 0 | 0 | 0
IGCC | 0 | 0 | 0 | 0 | 0 | 0
DemandResponse | 0 | 0 | 0 | 0 | 0 | 0
IGCC-CCS | 0 | 0 | 0 | 0 | 0 | 0
WT_off | 0 | 0 | 0 | 0 | 0 | 0
PseudoUnit | 0 | 0 | 0 | 0 | 0 | 0
FixedInterchange | 0 | 0 | 0 | 0 | 0 | 0
NOx Emissions (MMshortTons): FRCC
ReportingType | 2015 | 2020 | 2025 | 2030 | 2035 | 2040
BM | 0 | 0 | 0 | 0 | 0 | 0
CC | 0.01 | 0.01 | 0.01 | 0 | 0 | 0
CSP | 0 | 0 | 0 | 0 | 0 | 0
CT | 0 | 0 | 0 | 0 | 0 | 0
Coal | 0.02 | 0 | 0 | 0 | 0 | 0
Geo | 0 | 0 | 0 | 0 | 0 | 0
H | 0 | 0 | 0 | 0 | 0 | 0
LFG | 0 | 0 | 0 | 0 | 0 | 0
Nuc | 0 | 0 | 0 | 0 | 0 | 0
PS | 0 | 0 | 0 | 0 | 0 | 0
PV | 0 | 0 | 0 | 0 | 0 | 0
PeakG | 0 | 0 | 0 | 0 | 0 | 0
PeakO | 0 | 0 | 0 | 0 | 0 | 0
ST | 0 | 0 | 0 | 0 | 0 | 0
STOG | 0 | 0 | 0 | 0 | 0 | 0
STWD | 0 | 0 | 0 | 0 | 0 | 0
WT | 0 | 0 | 0 | 0 | 0 | 0
IGCC | 0 | 0 | 0 | 0 | 0 | 0
DemandResponse | 0 | 0 | 0 | 0 | 0 | 0
IGCC-CCS | 0 | 0 | 0 | 0 | 0 | 0
WT_off | 0 | 0 | 0 | 0 | 0 | 0
PseudoUnit | 0 | 0 | 0 | 0 | 0 | 0
FixedInterchange | 0 | 0 | 0 | 0 | 0 | 0
NOx Emissions (MMshortTons): MAPP_US
ReportingType | 2015 | 2020 | 2025 | 2030 | 2035 | 2040
BM | 0 | 0 | 0 | 0 | 0 | 0
CC | 0 | 0 | 0 | 0 | 0 | 0
CSP | 0 | 0 | 0 | 0 | 0 | 0
CT | 0 | 0 | 0 | 0 | 0 | 0
Coal | 0.03 | 0 | 0 | 0 | 0 | 0
Geo | 0 | 0 | 0 | 0 | 0 | 0
H | 0 | 0 | 0 | 0 | 0 | 0
LFG | 0 | 0 | 0 | 0 | 0 | 0
Nuc | 0 | 0 | 0 | 0 | 0 | 0
PS | 0 | 0 | 0 | 0 | 0 | 0
PV | 0 | 0 | 0 | 0 | 0 | 0
PeakG | 0 | 0 | 0 | 0 | 0 | 0
PeakO | 0 | 0 | 0 | 0 | 0 | 0
ST | 0 | 0 | 0 | 0 | 0 | 0
STOG | 0 | 0 | 0 | 0 | 0 | 0
STWD | 0 | 0 | 0 | 0 | 0 | 0
WT | 0 | 0 | 0 | 0 | 0 | 0
IGCC | 0 | 0 | 0 | 0 | 0 | 0
DemandResponse | 0 | 0 | 0 | 0 | 0 | 0
IGCC-CCS | 0 | 0 | 0 | 0 | 0 | 0
WT_off | 0 | 0 | 0 | 0 | 0 | 0
PseudoUnit | 0 | 0 | 0 | 0 | 0 | 0
FixedInterchange | 0 | 0 | 0 | 0 | 0 | 0
NOx Emissions (MMshortTons): MISO_IN
ReportingType | 2015 | 2020 | 2025 | 2030 | 2035 | 2040
BM | 0 | 0 | 0 | 0 | 0 | 0
CC | 0 | 0.01 | 0 | 0 | 0 | 0
CSP | 0 | 0 | 0 | 0 | 0 | 0
CT | 0 | 0 | 0 | 0 | 0 | 0
Coal | 0.05 | 0.02 | 0 | 0 | 0 | 0
Geo | 0 | 0 | 0 | 0 | 0 | 0
H | 0 | 0 | 0 | 0 | 0 | 0
LFG | 0 | 0 | 0 | 0 | 0 | 0
Nuc | 0 | 0 | 0 | 0 | 0 | 0
PS | 0 | 0 | 0 | 0 | 0 | 0
PV | 0 | 0 | 0 | 0 | 0 | 0
PeakG | 0 | 0 | 0 | 0 | 0 | 0
PeakO | 0 | 0 | 0 | 0 | 0 | 0
ST | 0 | 0 | 0 | 0 | 0 | 0
STOG | 0 | 0 | 0 | 0 | 0 | 0
STWD | 0 | 0 | 0 | 0 | 0 | 0
WT | 0 | 0 | 0 | 0 | 0 | 0
IGCC | 0 | 0 | 0 | 0 | 0 | 0
DemandResponse | 0 | 0 | 0 | 0 | 0 | 0
IGCC-CCS | 0 | 0 | 0 | 0 | 0 | 0
WT_off | 0 | 0 | 0 | 0 | 0 | 0
PseudoUnit | 0 | 0 | 0 | 0 | 0 | 0
FixedInterchange | 0 | 0 | 0 | 0 | 0 | 0
NOx Emissions (MMshortTons): MISO_MI
ReportingType | 2015 | 2020 | 2025 | 2030 | 2035 | 2040
BM | 0 | 0 | 0 | 0 | 0 | 0
CC | 0 | 0 | 0 | 0 | 0 | 0
CSP | 0 | 0 | 0 | 0 | 0 | 0
CT | 0 | 0 | 0 | 0 | 0 | 0
Coal | 0.03 | 0 | 0 | 0 | 0 | 0
Geo | 0 | 0 | 0 | 0 | 0 | 0
H | 0 | 0 | 0 | 0 | 0 | 0
LFG | 0 | 0 | 0 | 0 | 0 | 0
Nuc | 0 | 0 | 0 | 0 | 0 | 0
PS | 0 | 0 | 0 | 0 | 0 | 0
PV | 0 | 0 | 0 | 0 | 0 | 0
PeakG | 0 | 0 | 0 | 0 | 0 | 0
PeakO | 0 | 0 | 0 | 0 | 0 | 0
ST | 0 | 0 | 0 | 0 | 0 | 0
STOG | 0 | 0 | 0 | 0 | 0 | 0
STWD | 0 | 0 | 0 | 0 | 0 | 0
WT | 0 | 0 | 0 | 0 | 0 | 0
IGCC | 0 | 0 | 0 | 0 | 0 | 0
DemandResponse | 0 | 0 | 0 | 0 | 0 | 0
IGCC-CCS | 0 | 0 | 0 | 0 | 0 | 0
WT_off | 0 | 0 | 0 | 0 | 0 | 0
PseudoUnit | 0 | 0 | 0 | 0 | 0 | 0
FixedInterchange | 0 | 0 | 0 | 0 | 0 | 0
NOx Emissions (MMshortTons): MISO_MO-IL
ReportingType | 2015 | 2020 | 2025 | 2030 | 2035 | 2040
BM | 0 | 0 | 0 | 0 | 0 | 0
CC | 0 | 0 | 0 | 0 | 0 | 0
CSP | 0 | 0 | 0 | 0 | 0 | 0
CT | 0 | 0 | 0 | 0 | 0 | 0
Coal | 0.04 | 0.01 | 0 | 0 | 0 | 0
Geo | 0 | 0 | 0 | 0 | 0 | 0
H | 0 | 0 | 0 | 0 | 0 | 0
LFG | 0 | 0 | 0 | 0 | 0 | 0
Nuc | 0 | 0 | 0 | 0 | 0 | 0
PS | 0 | 0 | 0 | 0 | 0 | 0
PV | 0 | 0 | 0 | 0 | 0 | 0
PeakG | 0 | 0 | 0 | 0 | 0 | 0
PeakO | 0 | 0 | 0 | 0 | 0 | 0
ST | 0 | 0 | 0 | 0 | 0 | 0
STOG | 0 | 0 | 0 | 0 | 0 | 0
STWD | 0 | 0 | 0 | 0 | 0 | 0
WT | 0 | 0 | 0 | 0 | 0 | 0
IGCC | 0 | 0 | 0 | 0 | 0 | 0
DemandResponse | 0 | 0 | 0 | 0 | 0 | 0
IGCC-CCS | 0 | 0 | 0 | 0 | 0 | 0
WT_off | 0 | 0 | 0 | 0 | 0 | 0
PseudoUnit | 0 | 0 | 0 | 0 | 0 | 0
FixedInterchange | 0 | 0 | 0 | 0 | 0 | 0
NOx Emissions (MMshortTons): MISO_W
ReportingType | 2015 | 2020 | 2025 | 2030 | 2035 | 2040
BM | 0 | 0 | 0 | 0 | 0 | 0
CC | 0 | 0 | 0 | 0 | 0 | 0
CSP | 0 | 0 | 0 | 0 | 0 | 0
CT | 0 | 0 | 0 | 0 | 0 | 0
Coal | 0.09 | 0.02 | 0 | 0 | 0 | 0
Geo | 0 | 0 | 0 | 0 | 0 | 0
H | 0 | 0 | 0 | 0 | 0 | 0
LFG | 0 | 0 | 0 | 0 | 0 | 0
Nuc | 0 | 0 | 0 | 0 | 0 | 0
PS | 0 | 0 | 0 | 0 | 0 | 0
PV | 0 | 0 | 0 | 0 | 0 | 0
PeakG | 0 | 0 | 0 | 0 | 0 | 0
PeakO | 0 | 0 | 0 | 0 | 0 | 0
ST | 0 | 0 | 0 | 0 | 0 | 0
STOG | 0 | 0 | 0 | 0 | 0 | 0
STWD | 0 | 0 | 0 | 0 | 0 | 0
WT | 0 | 0 | 0 | 0 | 0 | 0
IGCC | 0 | 0 | 0 | 0 | 0 | 0
DemandResponse | 0 | 0 | 0 | 0 | 0 | 0
IGCC-CCS | 0 | 0 | 0 | 0 | 0 | 0
WT_off | 0 | 0 | 0 | 0 | 0 | 0
PseudoUnit | 0 | 0 | 0 | 0 | 0 | 0
FixedInterchange | 0 | 0 | 0 | 0 | 0 | 0
NOx Emissions (MMshortTons): MISO_WUMS
ReportingType | 2015 | 2020 | 2025 | 2030 | 2035 | 2040
BM | 0 | 0 | 0 | 0 | 0 | 0
CC | 0 | 0 | 0 | 0 | 0 | 0
CSP | 0 | 0 | 0 | 0 | 0 | 0
CT | 0 | 0 | 0 | 0 | 0 | 0
Coal | 0 | 0 | 0 | 0 | 0 | 0
Geo | 0 | 0 | 0 | 0 | 0 | 0
H | 0 | 0 | 0 | 0 | 0 | 0
LFG | 0 | 0 | 0 | 0 | 0 | 0
Nuc | 0 | 0 | 0 | 0 | 0 | 0
PS | 0 | 0 | 0 | 0 | 0 | 0
PV | 0 | 0 | 0 | 0 | 0 | 0
PeakG | 0 | 0 | 0 | 0 | 0 | 0
PeakO | 0 | 0 | 0 | 0 | 0 | 0
ST | 0 | 0 | 0 | 0 | 0 | 0
STOG | 0 | 0 | 0 | 0 | 0 | 0
STWD | 0 | 0 | 0 | 0 | 0 | 0
WT | 0 | 0 | 0 | 0 | 0 | 0
IGCC | 0 | 0 | 0 | 0 | 0 | 0
DemandResponse | 0 | 0 | 0 | 0 | 0 | 0
IGCC-CCS | 0 | 0 | 0 | 0 | 0 | 0
WT_off | 0 | 0 | 0 | 0 | 0 | 0
PseudoUnit | 0 | 0 | 0 | 0 | 0 | 0
FixedInterchange | 0 | 0 | 0 | 0 | 0 | 0
NOx Emissions (MMshortTons): Nebraska
ReportingType | 2015 | 2020 | 2025 | 2030 | 2035 | 2040
BM | 0 | 0 | 0 | 0 | 0 | 0
CC | 0 | 0 | 0 | 0 | 0 | 0
CSP | 0 | 0 | 0 | 0 | 0 | 0
CT | 0 | 0 | 0 | 0 | 0 | 0
Coal | 0.04 | 0 | 0 | 0 | 0 | 0
Geo | 0 | 0 | 0 | 0 | 0 | 0
H | 0 | 0 | 0 | 0 | 0 | 0
LFG | 0 | 0 | 0 | 0 | 0 | 0
Nuc | 0 | 0 | 0 | 0 | 0 | 0
PS | 0 | 0 | 0 | 0 | 0 | 0
PV | 0 | 0 | 0 | 0 | 0 | 0
PeakG | 0 | 0 | 0 | 0 | 0 | 0
PeakO | 0 | 0 | 0 | 0 | 0 | 0
ST | 0 | 0 | 0 | 0 | 0 | 0
STOG | 0 | 0 | 0 | 0 | 0 | 0
STWD | 0 | 0 | 0 | 0 | 0 | 0
WT | 0 | 0 | 0 | 0 | 0 | 0
IGCC | 0 | 0 | 0 | 0 | 0 | 0
DemandResponse | 0 | 0 | 0 | 0 | 0 | 0
IGCC-CCS | 0 | 0 | 0 | 0 | 0 | 0
WT_off | 0 | 0 | 0 | 0 | 0 | 0
PseudoUnit | 0 | 0 | 0 | 0 | 0 | 0
FixedInterchange | 0 | 0 | 0 | 0 | 0 | 0
NOx Emissions (MMshortTons): NEISO
ReportingType | 2015 | 2020 | 2025 | 2030 | 2035 | 2040
BM | 0 | 0 | 0 | 0 | 0 | 0
CC | 0 | 0 | 0 | 0 | 0 | 0
CSP | 0 | 0 | 0 | 0 | 0 | 0
CT | 0 | 0 | 0 | 0 | 0 | 0
Coal | 0 | 0 | 0 | 0 | 0 | 0
Geo | 0 | 0 | 0 | 0 | 0 | 0
H | 0 | 0 | 0 | 0 | 0 | 0
LFG | 0 | 0 | 0 | 0 | 0 | 0
Nuc | 0 | 0 | 0 | 0 | 0 | 0
PS | 0 | 0 | 0 | 0 | 0 | 0
PV | 0 | 0 | 0 | 0 | 0 | 0
PeakG | 0 | 0 | 0 | 0 | 0 | 0
PeakO | 0 | 0 | 0 | 0 | 0 | 0
ST | 0 | 0 | 0 | 0 | 0 | 0
STOG | 0 | 0 | 0 | 0 | 0 | 0
STWD | 0 | 0 | 0 | 0 | 0 | 0
WT | 0 | 0 | 0 | 0 | 0 | 0
IGCC | 0 | 0 | 0 | 0 | 0 | 0
DemandResponse | 0 | 0 | 0 | 0 | 0 | 0
IGCC-CCS | 0 | 0 | 0 | 0 | 0 | 0
WT_off | 0 | 0 | 0 | 0 | 0 | 0
PseudoUnit | 0 | 0 | 0 | 0 | 0 | 0
FixedInterchange | 0 | 0 | 0 | 0 | 0 | 0
NOx Emissions (MMshortTons): NonRTO_Midwest
ReportingType | 2015 | 2020 | 2025 | 2030 | 2035 | 2040
BM | 0 | 0 | 0 | 0 | 0 | 0
CC | 0 | 0 | 0 | 0 | 0 | 0
CSP | 0 | 0 | 0 | 0 | 0 | 0
CT | 0 | 0 | 0 | 0 | 0 | 0
Coal | 0.03 | 0.01 | 0 | 0 | 0 | 0
Geo | 0 | 0 | 0 | 0 | 0 | 0
H | 0 | 0 | 0 | 0 | 0 | 0
LFG | 0 | 0 | 0 | 0 | 0 | 0
Nuc | 0 | 0 | 0 | 0 | 0 | 0
PS | 0 | 0 | 0 | 0 | 0 | 0
PV | 0 | 0 | 0 | 0 | 0 | 0
PeakG | 0 | 0 | 0 | 0 | 0 | 0
PeakO | 0 | 0 | 0 | 0 | 0 | 0
ST | 0 | 0 | 0 | 0 | 0 | 0
STOG | 0 | 0 | 0 | 0 | 0 | 0
STWD | 0 | 0 | 0 | 0 | 0 | 0
WT | 0 | 0 | 0 | 0 | 0 | 0
IGCC | 0 | 0 | 0 | 0 | 0 | 0
DemandResponse | 0 | 0 | 0 | 0 | 0 | 0
IGCC-CCS | 0 | 0 | 0 | 0 | 0 | 0
WT_off | 0 | 0 | 0 | 0 | 0 | 0
PseudoUnit | 0 | 0 | 0 | 0 | 0 | 0
FixedInterchange | 0 | 0 | 0 | 0 | 0 | 0
NOx Emissions (MMshortTons): NYISO_A-F
ReportingType | 2015 | 2020 | 2025 | 2030 | 2035 | 2040
BM | 0 | 0 | 0 | 0 | 0 | 0
CC | 0 | 0 | 0 | 0 | 0 | 0
CSP | 0 | 0 | 0 | 0 | 0 | 0
CT | 0 | 0 | 0 | 0 | 0 | 0
Coal | 0 | 0 | 0 | 0 | 0 | 0
Geo | 0 | 0 | 0 | 0 | 0 | 0
H | 0 | 0 | 0 | 0 | 0 | 0
LFG | 0 | 0 | 0 | 0 | 0 | 0
Nuc | 0 | 0 | 0 | 0 | 0 | 0
PS | 0 | 0 | 0 | 0 | 0 | 0
PV | 0 | 0 | 0 | 0 | 0 | 0
PeakG | 0 | 0 | 0 | 0 | 0 | 0
PeakO | 0 | 0 | 0 | 0 | 0 | 0
ST | 0 | 0 | 0 | 0 | 0 | 0
STOG | 0 | 0 | 0 | 0 | 0 | 0
STWD | 0 | 0 | 0 | 0 | 0 | 0
WT | 0 | 0 | 0 | 0 | 0 | 0
IGCC | 0 | 0 | 0 | 0 | 0 | 0
DemandResponse | 0 | 0 | 0 | 0 | 0 | 0
IGCC-CCS | 0 | 0 | 0 | 0 | 0 | 0
WT_off | 0 | 0 | 0 | 0 | 0 | 0
PseudoUnit | 0 | 0 | 0 | 0 | 0 | 0
FixedInterchange | 0 | 0 | 0 | 0 | 0 | 0
NOx Emissions (MMshortTons): NYISO_G-I
ReportingType | 2015 | 2020 | 2025 | 2030 | 2035 | 2040
BM | 0 | 0 | 0 | 0 | 0 | 0
CC | 0 | 0 | 0 | 0 | 0 | 0
CSP | 0 | 0 | 0 | 0 | 0 | 0
CT | 0 | 0 | 0 | 0 | 0 | 0
Coal | 0 | 0 | 0 | 0 | 0 | 0
Geo | 0 | 0 | 0 | 0 | 0 | 0
H | 0 | 0 | 0 | 0 | 0 | 0
LFG | 0 | 0 | 0 | 0 | 0 | 0
Nuc | 0 | 0 | 0 | 0 | 0 | 0
PS | 0 | 0 | 0 | 0 | 0 | 0
PV | 0 | 0 | 0 | 0 | 0 | 0
PeakG | 0 | 0 | 0 | 0 | 0 | 0
PeakO | 0 | 0 | 0 | 0 | 0 | 0
ST | 0 | 0 | 0 | 0 | 0 | 0
STOG | 0 | 0 | 0 | 0 | 0 | 0
STWD | 0 | 0 | 0 | 0 | 0 | 0
WT | 0 | 0 | 0 | 0 | 0 | 0
IGCC | 0 | 0 | 0 | 0 | 0 | 0
DemandResponse | 0 | 0 | 0 | 0 | 0 | 0
IGCC-CCS | 0 | 0 | 0 | 0 | 0 | 0
WT_off | 0 | 0 | 0 | 0 | 0 | 0
PseudoUnit | 0 | 0 | 0 | 0 | 0 | 0
FixedInterchange | 0 | 0 | 0 | 0 | 0 | 0
NOx Emissions (MMshortTons): NYISO_J-K
ReportingType | 2015 | 2020 | 2025 | 2030 | 2035 | 2040
BM | 0 | 0 | 0 | 0 | 0 | 0
CC | 0 | 0 | 0 | 0 | 0 | 0
CSP | 0 | 0 | 0 | 0 | 0 | 0
CT | 0 | 0 | 0 | 0 | 0 | 0
Coal | 0 | 0 | 0 | 0 | 0 | 0
Geo | 0 | 0 | 0 | 0 | 0 | 0
H | 0 | 0 | 0 | 0 | 0 | 0
LFG | 0 | 0 | 0 | 0 | 0 | 0
Nuc | 0 | 0 | 0 | 0 | 0 | 0
PS | 0 | 0 | 0 | 0 | 0 | 0
PV | 0 | 0 | 0 | 0 | 0 | 0
PeakG | 0 | 0 | 0 | 0 | 0 | 0
PeakO | 0 | 0 | 0 | 0 | 0 | 0
ST | 0 | 0 | 0 | 0 | 0 | 0
STOG | 0 | 0 | 0 | 0 | 0 | 0
STWD | 0 | 0 | 0 | 0 | 0 | 0
WT | 0 | 0 | 0 | 0 | 0 | 0
IGCC | 0 | 0 | 0 | 0 | 0 | 0
DemandResponse | 0 | 0 | 0 | 0 | 0 | 0
IGCC-CCS | 0 | 0 | 0 | 0 | 0 | 0
WT_off | 0 | 0 | 0 | 0 | 0 | 0
PseudoUnit | 0 | 0 | 0 | 0 | 0 | 0
FixedInterchange | 0 | 0 | 0 | 0 | 0 | 0
NOx Emissions (MMshortTons): PJM_E
ReportingType | 2015 | 2020 | 2025 | 2030 | 2035 | 2040
BM | 0 | 0 | 0 | 0 | 0 | 0
CC | 0 | 0 | 0 | 0 | 0 | 0
CSP | 0 | 0 | 0 | 0 | 0 | 0
CT | 0 | 0 | 0 | 0 | 0 | 0
Coal | 0 | 0 | 0 | 0 | 0 | 0
Geo | 0 | 0 | 0 | 0 | 0 | 0
H | 0 | 0 | 0 | 0 | 0 | 0
LFG | 0 | 0 | 0 | 0 | 0 | 0
Nuc | 0 | 0 | 0 | 0 | 0 | 0
PS | 0 | 0 | 0 | 0 | 0 | 0
PV | 0 | 0 | 0 | 0 | 0 | 0
PeakG | 0 | 0 | 0 | 0 | 0 | 0
PeakO | 0 | 0 | 0 | 0 | 0 | 0
ST | 0 | 0 | 0 | 0 | 0 | 0
STOG | 0 | 0 | 0 | 0 | 0 | 0
STWD | 0 | 0 | 0 | 0 | 0 | 0
WT | 0 | 0 | 0 | 0 | 0 | 0
IGCC | 0 | 0 | 0 | 0 | 0 | 0
DemandResponse | 0 | 0 | 0 | 0 | 0 | 0
IGCC-CCS | 0 | 0 | 0 | 0 | 0 | 0
WT_off | 0 | 0 | 0 | 0 | 0 | 0
PseudoUnit | 0 | 0 | 0 | 0 | 0 | 0
FixedInterchange | 0 | 0 | 0 | 0 | 0 | 0
NOx Emissions (MMshortTons): PJM_ROM
ReportingType | 2015 | 2020 | 2025 | 2030 | 2035 | 2040
BM | 0 | 0 | 0 | 0 | 0 | 0
CC | 0 | 0 | 0 | 0 | 0 | 0
CSP | 0 | 0 | 0 | 0 | 0 | 0
CT | 0 | 0 | 0 | 0 | 0 | 0
Coal | 0.01 | 0 | 0 | 0 | 0 | 0
Geo | 0 | 0 | 0 | 0 | 0 | 0
H | 0 | 0 | 0 | 0 | 0 | 0
LFG | 0 | 0 | 0 | 0 | 0 | 0
Nuc | 0 | 0 | 0 | 0 | 0 | 0
PS | 0 | 0 | 0 | 0 | 0 | 0
PV | 0 | 0 | 0 | 0 | 0 | 0
PeakG | 0 | 0 | 0 | 0 | 0 | 0
PeakO | 0 | 0 | 0 | 0 | 0 | 0
ST | 0 | 0 | 0 | 0 | 0 | 0
STOG | 0 | 0 | 0 | 0 | 0 | 0
STWD | 0 | 0 | 0 | 0 | 0 | 0
WT | 0 | 0 | 0 | 0 | 0 | 0
IGCC | 0 | 0 | 0 | 0 | 0 | 0
DemandResponse | 0 | 0 | 0 | 0 | 0 | 0
IGCC-CCS | 0 | 0 | 0 | 0 | 0 | 0
WT_off | 0 | 0 | 0 | 0 | 0 | 0
PseudoUnit | 0 | 0 | 0 | 0 | 0 | 0
FixedInterchange | 0 | 0 | 0 | 0 | 0 | 0
NOx Emissions (MMshortTons): PJM_ROR
ReportingType | 2015 | 2020 | 2025 | 2030 | 2035 | 2040
BM | 0 | 0 | 0 | 0 | 0 | 0
CC | 0.01 | 0.01 | 0.01 | 0.01 | 0 | 0
CSP | 0 | 0 | 0 | 0 | 0 | 0
CT | 0 | 0 | 0 | 0 | 0 | 0
Coal | 0.19 | 0.03 | 0 | 0 | 0 | 0
Geo | 0 | 0 | 0 | 0 | 0 | 0
H | 0 | 0 | 0 | 0 | 0 | 0
LFG | 0 | 0 | 0 | 0 | 0 | 0
Nuc | 0 | 0 | 0 | 0 | 0 | 0
PS | 0 | 0 | 0 | 0 | 0 | 0
PV | 0 | 0 | 0 | 0 | 0 | 0
PeakG | 0 | 0 | 0 | 0 | 0 | 0
PeakO | 0 | 0 | 0 | 0 | 0 | 0
ST | 0 | 0 | 0 | 0 | 0 | 0
STOG | 0 | 0 | 0 | 0 | 0 | 0
STWD | 0 | 0 | 0 | 0 | 0 | 0
WT | 0 | 0 | 0 | 0 | 0 | 0
IGCC | 0 | 0 | 0 | 0 | 0 | 0
DemandResponse | 0 | 0 | 0 | 0 | 0 | 0
IGCC-CCS | 0 | 0 | 0 | 0 | 0 | 0
WT_off | 0 | 0 | 0 | 0 | 0 | 0
PseudoUnit | 0 | 0 | 0 | 0 | 0 | 0
FixedInterchange | 0 | 0 | 0 | 0 | 0 | 0
NOx Emissions (MMshortTons): SOCO
ReportingType | 2015 | 2020 | 2025 | 2030 | 2035 | 2040
BM | 0 | 0 | 0 | 0 | 0 | 0
CC | 0.01 | 0.01 | 0.01 | 0.01 | 0 | 0
CSP | 0 | 0 | 0 | 0 | 0 | 0
CT | 0 | 0 | 0 | 0 | 0 | 0
Coal | 0.03 | 0 | 0 | 0 | 0 | 0
Geo | 0 | 0 | 0 | 0 | 0 | 0
H | 0 | 0 | 0 | 0 | 0 | 0
LFG | 0 | 0 | 0 | 0 | 0 | 0
Nuc | 0 | 0 | 0 | 0 | 0 | 0
PS | 0 | 0 | 0 | 0 | 0 | 0
PV | 0 | 0 | 0 | 0 | 0 | 0
PeakG | 0 | 0 | 0 | 0 | 0 | 0
PeakO | 0 | 0 | 0 | 0 | 0 | 0
ST | 0 | 0 | 0 | 0 | 0 | 0
STOG | 0 | 0 | 0 | 0 | 0 | 0
STWD | 0 | 0 | 0 | 0 | 0 | 0
WT | 0 | 0 | 0 | 0 | 0 | 0
IGCC | 0 | 0 | 0 | 0 | 0 | 0
DemandResponse | 0 | 0 | 0 | 0 | 0 | 0
IGCC-CCS | 0 | 0 | 0 | 0 | 0 | 0
WT_off | 0 | 0 | 0 | 0 | 0 | 0
PseudoUnit | 0 | 0 | 0 | 0 | 0 | 0
FixedInterchange | 0 | 0 | 0 | 0 | 0 | 0
NOx Emissions (MMshortTons): SPP_N
ReportingType | 2015 | 2020 | 2025 | 2030 | 2035 | 2040
BM | 0 | 0 | 0 | 0 | 0 | 0
CC | 0 | 0 | 0 | 0 | 0 | 0
CSP | 0 | 0 | 0 | 0 | 0 | 0
CT | 0 | 0 | 0 | 0 | 0 | 0
Coal | 0.06 | 0.01 | 0 | 0 | 0 | 0
Geo | 0 | 0 | 0 | 0 | 0 | 0
H | 0 | 0 | 0 | 0 | 0 | 0
LFG | 0 | 0 | 0 | 0 | 0 | 0
Nuc | 0 | 0 | 0 | 0 | 0 | 0
PS | 0 | 0 | 0 | 0 | 0 | 0
PV | 0 | 0 | 0 | 0 | 0 | 0
PeakG | 0 | 0 | 0 | 0 | 0 | 0
PeakO | 0 | 0 | 0 | 0 | 0 | 0
ST | 0 | 0 | 0 | 0 | 0 | 0
STOG | 0 | 0 | 0 | 0 | 0 | 0
STWD | 0 | 0 | 0 | 0 | 0 | 0
WT | 0 | 0 | 0 | 0 | 0 | 0
IGCC | 0 | 0 | 0 | 0 | 0 | 0
DemandResponse | 0 | 0 | 0 | 0 | 0 | 0
IGCC-CCS | 0 | 0 | 0 | 0 | 0 | 0
WT_off | 0 | 0 | 0 | 0 | 0 | 0
PseudoUnit | 0 | 0 | 0 | 0 | 0 | 0
FixedInterchange | 0 | 0 | 0 | 0 | 0 | 0
NOx Emissions (MMshortTons): SPP_S
ReportingType | 2015 | 2020 | 2025 | 2030 | 2035 | 2040
BM | 0 | 0 | 0 | 0 | 0 | 0
CC | 0 | 0 | 0 | 0 | 0 | 0
CSP | 0 | 0 | 0 | 0 | 0 | 0
CT | 0 | 0 | 0 | 0 | 0 | 0
Coal | 0.1 | 0 | 0 | 0 | 0 | 0
Geo | 0 | 0 | 0 | 0 | 0 | 0
H | 0 | 0 | 0 | 0 | 0 | 0
LFG | 0 | 0 | 0 | 0 | 0 | 0
Nuc | 0 | 0 | 0 | 0 | 0 | 0
PS | 0 | 0 | 0 | 0 | 0 | 0
PV | 0 | 0 | 0 | 0 | 0 | 0
PeakG | 0 | 0 | 0 | 0 | 0 | 0
PeakO | 0 | 0 | 0 | 0 | 0 | 0
ST | 0 | 0 | 0 | 0 | 0 | 0
STOG | 0 | 0 | 0 | 0 | 0 | 0
STWD | 0 | 0 | 0 | 0 | 0 | 0
WT | 0 | 0 | 0 | 0 | 0 | 0
IGCC | 0 | 0 | 0 | 0 | 0 | 0
DemandResponse | 0 | 0 | 0 | 0 | 0 | 0
IGCC-CCS | 0 | 0 | 0 | 0 | 0 | 0
WT_off | 0 | 0 | 0 | 0 | 0 | 0
PseudoUnit | 0 | 0 | 0 | 0 | 0 | 0
FixedInterchange | 0 | 0 | 0 | 0 | 0 | 0
NOx Emissions (MMshortTons): TVA
ReportingType | 2015 | 2020 | 2025 | 2030 | 2035 | 2040
BM | 0 | 0 | 0 | 0 | 0 | 0
CC | 0 | 0 | 0 | 0 | 0 | 0
CSP | 0 | 0 | 0 | 0 | 0 | 0
CT | 0 | 0 | 0 | 0 | 0 | 0
Coal | 0.02 | 0.01 | 0 | 0 | 0 | 0
Geo | 0 | 0 | 0 | 0 | 0 | 0
H | 0 | 0 | 0 | 0 | 0 | 0
LFG | 0 | 0 | 0 | 0 | 0 | 0
Nuc | 0 | 0 | 0 | 0 | 0 | 0
PS | 0 | 0 | 0 | 0 | 0 | 0
PV | 0 | 0 | 0 | 0 | 0 | 0
PeakG | 0 | 0 | 0 | 0 | 0 | 0
PeakO | 0 | 0 | 0 | 0 | 0 | 0
ST | 0 | 0 | 0 | 0 | 0 | 0
STOG | 0 | 0 | 0 | 0 | 0 | 0
STWD | 0 | 0 | 0 | 0 | 0 | 0
WT | 0 | 0 | 0 | 0 | 0 | 0
IGCC | 0 | 0 | 0 | 0 | 0 | 0
DemandResponse | 0 | 0 | 0 | 0 | 0 | 0
IGCC-CCS | 0 | 0 | 0 | 0 | 0 | 0
WT_off | 0 | 0 | 0 | 0 | 0 | 0
PseudoUnit | 0 | 0 | 0 | 0 | 0 | 0
FixedInterchange | 0 | 0 | 0 | 0 | 0 | 0
NOx Emissions (MMshortTons): TVA_Transmission
ReportingType | 2015 | 2020 | 2025 | 2030 | 2035 | 2040
BM | 0 | 0 | 0 | 0 | 0 | 0
CC | 0 | 0 | 0 | 0 | 0 | 0
CSP | 0 | 0 | 0 | 0 | 0 | 0
CT | 0 | 0 | 0 | 0 | 0 | 0
Coal | 0 | 0 | 0 | 0 | 0 | 0
Geo | 0 | 0 | 0 | 0 | 0 | 0
H | 0 | 0 | 0 | 0 | 0 | 0
LFG | 0 | 0 | 0 | 0 | 0 | 0
Nuc | 0 | 0 | 0 | 0 | 0 | 0
PS | 0 | 0 | 0 | 0 | 0 | 0
PV | 0 | 0 | 0 | 0 | 0 | 0
PeakG | 0 | 0 | 0 | 0 | 0 | 0
PeakO | 0 | 0 | 0 | 0 | 0 | 0
ST | 0 | 0 | 0 | 0 | 0 | 0
STOG | 0 | 0 | 0 | 0 | 0 | 0
STWD | 0 | 0 | 0 | 0 | 0 | 0
WT | 0 | 0 | 0 | 0 | 0 | 0
IGCC | 0 | 0 | 0 | 0 | 0 | 0
DemandResponse | 0 | 0 | 0 | 0 | 0 | 0
IGCC-CCS | 0 | 0 | 0 | 0 | 0 | 0
WT_off | 0 | 0 | 0 | 0 | 0 | 0
PseudoUnit | 0 | 0 | 0 | 0 | 0 | 0
FixedInterchange | 0 | 0 | 0 | 0 | 0 | 0
NOx Emissions (MMshortTons): VACAR
ReportingType | 2015 | 2020 | 2025 | 2030 | 2035 | 2040
BM | 0 | 0 | 0 | 0 | 0 | 0
CC | 0.01 | 0.01 | 0.01 | 0 | 0 | 0
CSP | 0 | 0 | 0 | 0 | 0 | 0
CT | 0 | 0 | 0 | 0 | 0 | 0
Coal | 0.01 | 0 | 0 | 0 | 0 | 0
Geo | 0 | 0 | 0 | 0 | 0 | 0
H | 0 | 0 | 0 | 0 | 0 | 0
LFG | 0 | 0 | 0 | 0 | 0 | 0
Nuc | 0 | 0 | 0 | 0 | 0 | 0
PS | 0 | 0 | 0 | 0 | 0 | 0
PV | 0 | 0 | 0 | 0 | 0 | 0
PeakG | 0 | 0 | 0 | 0 | 0 | 0
PeakO | 0 | 0 | 0 | 0 | 0 | 0
ST | 0 | 0 | 0 | 0 | 0 | 0
STOG | 0 | 0 | 0 | 0 | 0 | 0
STWD | 0 | 0 | 0 | 0 | 0 | 0
WT | 0 | 0 | 0 | 0 | 0 | 0
IGCC | 0 | 0 | 0 | 0 | 0 | 0
DemandResponse | 0 | 0 | 0 | 0 | 0 | 0
IGCC-CCS | 0 | 0 | 0 | 0 | 0 | 0
WT_off | 0 | 0 | 0 | 0 | 0 | 0
PseudoUnit | 0 | 0 | 0 | 0 | 0 | 0
FixedInterchange | 0 | 0 | 0 | 0 | 0 | 0
NOx Emissions (MMshortTons): IESO
ReportingType | 2015 | 2020 | 2025 | 2030 | 2035 | 2040
BM | 0 | 0 | 0 | 0 | 0 | 0
CC | 0 | 0 | 0 | 0 | 0 | 0
CSP | 0 | 0 | 0 | 0 | 0 | 0
CT | 0 | 0 | 0 | 0 | 0 | 0
Coal | 0 | 0 | 0 | 0 | 0 | 0
Geo | 0 | 0 | 0 | 0 | 0 | 0
H | 0 | 0 | 0 | 0 | 0 | 0
LFG | 0 | 0 | 0 | 0 | 0 | 0
Nuc | 0 | 0 | 0 | 0 | 0 | 0
PS | 0 | 0 | 0 | 0 | 0 | 0
PV | 0 | 0 | 0 | 0 | 0 | 0
PeakG | 0 | 0 | 0 | 0 | 0 | 0
PeakO | 0 | 0 | 0 | 0 | 0 | 0
ST | 0 | 0 | 0 | 0 | 0 | 0
STOG | 0 | 0 | 0 | 0 | 0 | 0
STWD | 0 | 0 | 0 | 0 | 0 | 0
WT | 0 | 0 | 0 | 0 | 0 | 0
IGCC | 0 | 0 | 0 | 0 | 0 | 0
DemandResponse | 0 | 0 | 0 | 0 | 0 | 0
IGCC-CCS | 0 | 0 | 0 | 0 | 0 | 0
WT_off | 0 | 0 | 0 | 0 | 0 | 0
PseudoUnit | 0 | 0 | 0 | 0 | 0 | 0
FixedInterchange | 0 | 0 | 0 | 0 | 0 | 0
NOx Emissions (MMshortTons): MAPP_CA
ReportingType | 2015 | 2020 | 2025 | 2030 | 2035 | 2040
BM | 0 | 0 | 0 | 0 | 0 | 0
CC | 0 | 0 | 0 | 0 | 0 | 0
CSP | 0 | 0 | 0 | 0 | 0 | 0
CT | 0 | 0 | 0 | 0 | 0 | 0
Coal | 0 | 0 | 0 | 0 | 0 | 0
Geo | 0 | 0 | 0 | 0 | 0 | 0
H | 0 | 0 | 0 | 0 | 0 | 0
LFG | 0 | 0 | 0 | 0 | 0 | 0
Nuc | 0 | 0 | 0 | 0 | 0 | 0
PS | 0 | 0 | 0 | 0 | 0 | 0
PV | 0 | 0 | 0 | 0 | 0 | 0
PeakG | 0 | 0 | 0 | 0 | 0 | 0
PeakO | 0 | 0 | 0 | 0 | 0 | 0
ST | 0 | 0 | 0 | 0 | 0 | 0
STOG | 0 | 0 | 0 | 0 | 0 | 0
STWD | 0 | 0 | 0 | 0 | 0 | 0
WT | 0 | 0 | 0 | 0 | 0 | 0
IGCC | 0 | 0 | 0 | 0 | 0 | 0
DemandResponse | 0 | 0 | 0 | 0 | 0 | 0
IGCC-CCS | 0 | 0 | 0 | 0 | 0 | 0
WT_off | 0 | 0 | 0 | 0 | 0 | 0
PseudoUnit | 0 | 0 | 0 | 0 | 0 | 0
FixedInterchange | 0 | 0 | 0 | 0 | 0 | 0
NOx Emissions (MMshortTons): AZ_NM_SNV_Coal
ReportingType | 2015 | 2020 | 2025 | 2030 | 2035 | 2040
BM | 0 | 0 | 0 | 0 | 0 | 0
CC | 0 | 0 | 0 | 0 | 0 | 0
CSP | 0 | 0 | 0 | 0 | 0 | 0
CT | 0 | 0 | 0 | 0 | 0 | 0
Coal | 0.11 | 0.07 | 0 | 0 | 0 | 0
Geo | 0 | 0 | 0 | 0 | 0 | 0
H | 0 | 0 | 0 | 0 | 0 | 0
LFG | 0 | 0 | 0 | 0 | 0 | 0
Nuc | 0 | 0 | 0 | 0 | 0 | 0
PS | 0 | 0 | 0 | 0 | 0 | 0
PV | 0 | 0 | 0 | 0 | 0 | 0
PeakG | 0 | 0 | 0 | 0 | 0 | 0
PeakO | 0 | 0 | 0 | 0 | 0 | 0
ST | 0 | 0 | 0 | 0 | 0 | 0
STOG | 0 | 0 | 0 | 0 | 0 | 0
STWD | 0 | 0 | 0 | 0 | 0 | 0
WT | 0 | 0 | 0 | 0 | 0 | 0
IGCC | 0 | 0 | 0 | 0 | 0 | 0
DemandResponse | 0 | 0 | 0 | 0 | 0 | 0
IGCC-CCS | 0 | 0 | 0 | 0 | 0 | 0
WT_off | 0 | 0 | 0 | 0 | 0 | 0
PseudoUnit | 0 | 0 | 0 | 0 | 0 | 0
FixedInterchange | 0 | 0 | 0 | 0 | 0 | 0
NOx Emissions (MMshortTons): AZ_NM_SNV_Gas
ReportingType | 2015 | 2020 | 2025 | 2030 | 2035 | 2040
BM | 0 | 0 | 0 | 0 | 0 | 0
CC | 0 | 0 | 0 | 0 | 0 | 0
CSP | 0 | 0 | 0 | 0 | 0 | 0
CT | 0 | 0 | 0 | 0 | 0 | 0
Coal | 0 | 0 | 0 | 0 | 0 | 0
Geo | 0 | 0 | 0 | 0 | 0 | 0
H | 0 | 0 | 0 | 0 | 0 | 0
LFG | 0 | 0 | 0 | 0 | 0 | 0
Nuc | 0 | 0 | 0 | 0 | 0 | 0
PS | 0 | 0 | 0 | 0 | 0 | 0
PV | 0 | 0 | 0 | 0 | 0 | 0
PeakG | 0 | 0 | 0 | 0 | 0 | 0
PeakO | 0 | 0 | 0 | 0 | 0 | 0
ST | 0 | 0 | 0 | 0 | 0 | 0
STOG | 0 | 0 | 0 | 0 | 0 | 0
STWD | 0 | 0 | 0 | 0 | 0 | 0
WT | 0 | 0 | 0 | 0 | 0 | 0
IGCC | 0 | 0 | 0 | 0 | 0 | 0
DemandResponse | 0 | 0 | 0 | 0 | 0 | 0
IGCC-CCS | 0 | 0 | 0 | 0 | 0 | 0
WT_off | 0 | 0 | 0 | 0 | 0 | 0
PseudoUnit | 0 | 0 | 0 | 0 | 0 | 0
FixedInterchange | 0 | 0 | 0 | 0 | 0 | 0
NOx Emissions (MMshortTons): AZ_NM_SNV_NucRenew
ReportingType | 2015 | 2020 | 2025 | 2030 | 2035 | 2040
BM | 0 | 0 | 0 | 0 | 0 | 0
CC | 0 | 0 | 0 | 0 | 0 | 0
CSP | 0 | 0 | 0 | 0 | 0 | 0
CT | 0 | 0 | 0 | 0 | 0 | 0
Coal | 0 | 0 | 0 | 0 | 0 | 0
Geo | 0 | 0 | 0 | 0 | 0 | 0
H | 0 | 0 | 0 | 0 | 0 | 0
LFG | 0 | 0 | 0 | 0 | 0 | 0
Nuc | 0 | 0 | 0 | 0 | 0 | 0
PS | 0 | 0 | 0 | 0 | 0 | 0
PV | 0 | 0 | 0 | 0 | 0 | 0
PeakG | 0 | 0 | 0 | 0 | 0 | 0
PeakO | 0 | 0 | 0 | 0 | 0 | 0
ST | 0 | 0 | 0 | 0 | 0 | 0
STOG | 0 | 0 | 0 | 0 | 0 | 0
STWD | 0 | 0 | 0 | 0 | 0 | 0
WT | 0 | 0 | 0 | 0 | 0 | 0
IGCC | 0 | 0 | 0 | 0 | 0 | 0
DemandResponse | 0 | 0 | 0 | 0 | 0 | 0
IGCC-CCS | 0 | 0 | 0 | 0 | 0 | 0
WT_off | 0 | 0 | 0 | 0 | 0 | 0
PseudoUnit | 0 | 0 | 0 | 0 | 0 | 0
FixedInterchange | 0 | 0 | 0 | 0 | 0 | 0
NOx Emissions (MMshortTons): ERCOT
ReportingType | 2015 | 2020 | 2025 | 2030 | 2035 | 2040
BM | 0 | 0 | 0 | 0 | 0 | 0
CC | 0.01 | 0.01 | 0.01 | 0.01 | 0 | 0
CSP | 0 | 0 | 0 | 0 | 0 | 0
CT | 0 | 0 | 0 | 0 | 0 | 0
Coal | 0.02 | 0.01 | 0 | 0 | 0 | 0
Geo | 0 | 0 | 0 | 0 | 0 | 0
H | 0 | 0 | 0 | 0 | 0 | 0
LFG | 0 | 0 | 0 | 0 | 0 | 0
Nuc | 0 | 0 | 0 | 0 | 0 | 0
PS | 0 | 0 | 0 | 0 | 0 | 0
PV | 0 | 0 | 0 | 0 | 0 | 0
PeakG | 0 | 0 | 0 | 0 | 0 | 0
PeakO | 0 | 0 | 0 | 0 | 0 | 0
ST | 0 | 0 | 0 | 0 | 0 | 0
STOG | 0 | 0 | 0 | 0 | 0 | 0
STWD | 0 | 0 | 0 | 0 | 0 | 0
WT | 0 | 0 | 0 | 0 | 0 | 0
IGCC | 0 | 0 | 0 | 0 | 0 | 0
DemandResponse | 0 | 0 | 0 | 0 | 0 | 0
IGCC-CCS | 0 | 0 | 0 | 0 | 0 | 0
WT_off | 0 | 0 | 0 | 0 | 0 | 0
PseudoUnit | 0 | 0 | 0 | 0 | 0 | 0
FixedInterchange | 0 | 0 | 0 | 0 | 0 | 0
NOx Emissions (MMshortTons): NP15
ReportingType | 2015 | 2020 | 2025 | 2030 | 2035 | 2040
BM | 0 | 0 | 0 | 0 | 0 | 0
CC | 0 | 0 | 0 | 0 | 0 | 0
CSP | 0 | 0 | 0 | 0 | 0 | 0
CT | 0 | 0 | 0 | 0 | 0 | 0
Coal | 0 | 0 | 0 | 0 | 0 | 0
Geo | 0 | 0 | 0 | 0 | 0 | 0
H | 0 | 0 | 0 | 0 | 0 | 0
LFG | 0 | 0 | 0 | 0 | 0 | 0
Nuc | 0 | 0 | 0 | 0 | 0 | 0
PS | 0 | 0 | 0 | 0 | 0 | 0
PV | 0 | 0 | 0 | 0 | 0 | 0
PeakG | 0 | 0 | 0 | 0 | 0 | 0
PeakO | 0 | 0 | 0 | 0 | 0 | 0
ST | 0 | 0 | 0 | 0 | 0 | 0
STOG | 0 | 0 | 0 | 0 | 0 | 0
STWD | 0 | 0 | 0 | 0 | 0 | 0
WT | 0 | 0 | 0 | 0 | 0 | 0
IGCC | 0 | 0 | 0 | 0 | 0 | 0
DemandResponse | 0 | 0 | 0 | 0 | 0 | 0
IGCC-CCS | 0 | 0 | 0 | 0 | 0 | 0
WT_off | 0 | 0 | 0 | 0 | 0 | 0
PseudoUnit | 0 | 0 | 0 | 0 | 0 | 0
FixedInterchange | 0 | 0 | 0 | 0 | 0 | 0
NOx Emissions (MMshortTons): NWPP_Coal
ReportingType | 2015 | 2020 | 2025 | 2030 | 2035 | 2040
BM | 0 | 0 | 0 | 0 | 0 | 0
CC | 0 | 0 | 0 | 0 | 0 | 0
CSP | 0 | 0 | 0 | 0 | 0 | 0
CT | 0 | 0 | 0 | 0 | 0 | 0
Coal | 0.08 | 0.06 | 0 | 0 | 0 | 0
Geo | 0 | 0 | 0 | 0 | 0 | 0
H | 0 | 0 | 0 | 0 | 0 | 0
LFG | 0 | 0 | 0 | 0 | 0 | 0
Nuc | 0 | 0 | 0 | 0 | 0 | 0
PS | 0 | 0 | 0 | 0 | 0 | 0
PV | 0 | 0 | 0 | 0 | 0 | 0
PeakG | 0 | 0 | 0 | 0 | 0 | 0
PeakO | 0 | 0 | 0 | 0 | 0 | 0
ST | 0 | 0 | 0 | 0 | 0 | 0
STOG | 0 | 0 | 0 | 0 | 0 | 0
STWD | 0 | 0 | 0 | 0 | 0 | 0
WT | 0 | 0 | 0 | 0 | 0 | 0
IGCC | 0 | 0 | 0 | 0 | 0 | 0
DemandResponse | 0 | 0 | 0 | 0 | 0 | 0
IGCC-CCS | 0 | 0 | 0 | 0 | 0 | 0
WT_off | 0 | 0 | 0 | 0 | 0 | 0
PseudoUnit | 0 | 0 | 0 | 0 | 0 | 0
FixedInterchange | 0 | 0 | 0 | 0 | 0 | 0
NOx Emissions (MMshortTons): NWPP_Gas
ReportingType | 2015 | 2020 | 2025 | 2030 | 2035 | 2040
BM | 0 | 0 | 0 | 0 | 0 | 0
CC | 0 | 0 | 0 | 0 | 0 | 0
CSP | 0 | 0 | 0 | 0 | 0 | 0
CT | 0 | 0 | 0 | 0 | 0 | 0
Coal | 0 | 0 | 0 | 0 | 0 | 0
Geo | 0 | 0 | 0 | 0 | 0 | 0
H | 0 | 0 | 0 | 0 | 0 | 0
LFG | 0 | 0 | 0 | 0 | 0 | 0
Nuc | 0 | 0 | 0 | 0 | 0 | 0
PS | 0 | 0 | 0 | 0 | 0 | 0
PV | 0 | 0 | 0 | 0 | 0 | 0
PeakG | 0 | 0 | 0 | 0 | 0 | 0
PeakO | 0 | 0 | 0 | 0 | 0 | 0
ST | 0 | 0 | 0 | 0 | 0 | 0
STOG | 0 | 0 | 0 | 0 | 0 | 0
STWD | 0 | 0 | 0 | 0 | 0 | 0
WT | 0 | 0 | 0 | 0 | 0 | 0
IGCC | 0 | 0 | 0 | 0 | 0 | 0
DemandResponse | 0 | 0 | 0 | 0 | 0 | 0
IGCC-CCS | 0 | 0 | 0 | 0 | 0 | 0
WT_off | 0 | 0 | 0 | 0 | 0 | 0
PseudoUnit | 0 | 0 | 0 | 0 | 0 | 0
FixedInterchange | 0 | 0 | 0 | 0 | 0 | 0
NOx Emissions (MMshortTons): NWPP_NucRenew
ReportingType | 2015 | 2020 | 2025 | 2030 | 2035 | 2040
BM | 0 | 0 | 0 | 0 | 0 | 0
CC | 0 | 0 | 0 | 0 | 0 | 0
CSP | 0 | 0 | 0 | 0 | 0 | 0
CT | 0 | 0 | 0 | 0 | 0 | 0
Coal | 0 | 0 | 0 | 0 | 0 | 0
Geo | 0 | 0 | 0 | 0 | 0 | 0
H | 0 | 0 | 0 | 0 | 0 | 0
LFG | 0 | 0 | 0 | 0 | 0 | 0
Nuc | 0 | 0 | 0 | 0 | 0 | 0
PS | 0 | 0 | 0 | 0 | 0 | 0
PV | 0 | 0 | 0 | 0 | 0 | 0
PeakG | 0 | 0 | 0 | 0 | 0 | 0
PeakO | 0 | 0 | 0 | 0 | 0 | 0
ST | 0 | 0 | 0 | 0 | 0 | 0
STOG | 0 | 0 | 0 | 0 | 0 | 0
STWD | 0 | 0 | 0 | 0 | 0 | 0
WT | 0 | 0 | 0 | 0 | 0 | 0
IGCC | 0 | 0 | 0 | 0 | 0 | 0
DemandResponse | 0 | 0 | 0 | 0 | 0 | 0
IGCC-CCS | 0 | 0 | 0 | 0 | 0 | 0
WT_off | 0 | 0 | 0 | 0 | 0 | 0
PseudoUnit | 0 | 0 | 0 | 0 | 0 | 0
FixedInterchange | 0 | 0 | 0 | 0 | 0 | 0
NOx Emissions (MMshortTons): RMPA
ReportingType | 2015 | 2020 | 2025 | 2030 | 2035 | 2040
BM | 0 | 0 | 0 | 0 | 0 | 0
CC | 0 | 0 | 0 | 0 | 0 | 0
CSP | 0 | 0 | 0 | 0 | 0 | 0
CT | 0 | 0 | 0 | 0 | 0 | 0
Coal | 0.06 | 0.03 | 0 | 0 | 0 | 0
Geo | 0 | 0 | 0 | 0 | 0 | 0
H | 0 | 0 | 0 | 0 | 0 | 0
LFG | 0 | 0 | 0 | 0 | 0 | 0
Nuc | 0 | 0 | 0 | 0 | 0 | 0
PS | 0 | 0 | 0 | 0 | 0 | 0
PV | 0 | 0 | 0 | 0 | 0 | 0
PeakG | 0 | 0 | 0 | 0 | 0 | 0
PeakO | 0 | 0 | 0 | 0 | 0 | 0
ST | 0 | 0 | 0 | 0 | 0 | 0
STOG | 0 | 0 | 0 | 0 | 0 | 0
STWD | 0 | 0 | 0 | 0 | 0 | 0
WT | 0 | 0 | 0 | 0 | 0 | 0
IGCC | 0 | 0 | 0 | 0 | 0 | 0
DemandResponse | 0 | 0 | 0 | 0 | 0 | 0
IGCC-CCS | 0 | 0 | 0 | 0 | 0 | 0
WT_off | 0 | 0 | 0 | 0 | 0 | 0
PseudoUnit | 0 | 0 | 0 | 0 | 0 | 0
FixedInterchange | 0 | 0 | 0 | 0 | 0 | 0
NOx Emissions (MMshortTons): SP15
ReportingType | 2015 | 2020 | 2025 | 2030 | 2035 | 2040
BM | 0 | 0 | 0 | 0 | 0 | 0
CC | 0.01 | 0 | 0 | 0 | 0 | 0
CSP | 0 | 0 | 0 | 0 | 0 | 0
CT | 0 | 0 | 0 | 0 | 0 | 0
Coal | 0 | 0 | 0 | 0 | 0 | 0
Geo | 0 | 0 | 0 | 0 | 0 | 0
H | 0 | 0 | 0 | 0 | 0 | 0
LFG | 0 | 0 | 0 | 0 | 0 | 0
Nuc | 0 | 0 | 0 | 0 | 0 | 0
PS | 0 | 0 | 0 | 0 | 0 | 0
PV | 0 | 0 | 0 | 0 | 0 | 0
PeakG | 0 | 0 | 0 | 0 | 0 | 0
PeakO | 0 | 0 | 0 | 0 | 0 | 0
ST | 0 | 0 | 0 | 0 | 0 | 0
STOG | 0 | 0 | 0 | 0 | 0 | 0
STWD | 0 | 0 | 0 | 0 | 0 | 0
WT | 0 | 0 | 0 | 0 | 0 | 0
IGCC | 0 | 0 | 0 | 0 | 0 | 0
DemandResponse | 0 | 0 | 0 | 0 | 0 | 0
IGCC-CCS | 0 | 0 | 0 | 0 | 0 | 0
WT_off | 0 | 0 | 0 | 0 | 0 | 0
PseudoUnit | 0 | 0 | 0 | 0 | 0 | 0
FixedInterchange | 0 | 0 | 0 | 0 | 0 | 0
NOx Emissions (MMshortTons): ALB
ReportingType | 2015 | 2020 | 2025 | 2030 | 2035 | 2040
BM | 0 | 0 | 0 | 0 | 0 | 0
CC | 0 | 0 | 0 | 0 | 0 | 0
CSP | 0 | 0 | 0 | 0 | 0 | 0
CT | 0 | 0 | 0 | 0 | 0 | 0
Coal | 0.01 | 0.01 | 0.01 | 0 | 0 | 0
Geo | 0 | 0 | 0 | 0 | 0 | 0
H | 0 | 0 | 0 | 0 | 0 | 0
LFG | 0 | 0 | 0 | 0 | 0 | 0
Nuc | 0 | 0 | 0 | 0 | 0 | 0
PS | 0 | 0 | 0 | 0 | 0 | 0
PV | 0 | 0 | 0 | 0 | 0 | 0
PeakG | 0 | 0 | 0 | 0 | 0 | 0
PeakO | 0 | 0 | 0 | 0 | 0 | 0
ST | 0 | 0 | 0 | 0 | 0 | 0
STOG | 0 | 0 | 0 | 0 | 0 | 0
STWD | 0 | 0 | 0 | 0 | 0 | 0
WT | 0 | 0 | 0 | 0 | 0 | 0
IGCC | 0 | 0 | 0 | 0 | 0 | 0
DemandResponse | 0 | 0 | 0 | 0 | 0 | 0
IGCC-CCS | 0 | 0 | 0 | 0 | 0 | 0
WT_off | 0 | 0 | 0 | 0 | 0 | 0
PseudoUnit | 0 | 0 | 0 | 0 | 0 | 0
FixedInterchange | 0 | 0 | 0 | 0 | 0 | 0
NOx Emissions (MMshortTons): BC
ReportingType | 2015 | 2020 | 2025 | 2030 | 2035 | 2040
BM | 0 | 0 | 0 | 0 | 0 | 0
CC | 0 | 0 | 0 | 0 | 0 | 0
CSP | 0 | 0 | 0 | 0 | 0 | 0
CT | 0 | 0 | 0 | 0 | 0 | 0
Coal | 0 | 0 | 0 | 0 | 0 | 0
Geo | 0 | 0 | 0 | 0 | 0 | 0
H | 0 | 0 | 0 | 0 | 0 | 0
LFG | 0 | 0 | 0 | 0 | 0 | 0
Nuc | 0 | 0 | 0 | 0 | 0 | 0
PS | 0 | 0 | 0 | 0 | 0 | 0
PV | 0 | 0 | 0 | 0 | 0 | 0
PeakG | 0 | 0 | 0 | 0 | 0 | 0
PeakO | 0 | 0 | 0 | 0 | 0 | 0
ST | 0 | 0 | 0 | 0 | 0 | 0
STOG | 0 | 0 | 0 | 0 | 0 | 0
STWD | 0 | 0 | 0 | 0 | 0 | 0
WT | 0 | 0 | 0 | 0 | 0 | 0
IGCC | 0 | 0 | 0 | 0 | 0 | 0
DemandResponse | 0 | 0 | 0 | 0 | 0 | 0
IGCC-CCS | 0 | 0 | 0 | 0 | 0 | 0
WT_off | 0 | 0 | 0 | 0 | 0 | 0
PseudoUnit | 0 | 0 | 0 | 0 | 0 | 0
FixedInterchange | 0 | 0 | 0 | 0 | 0 | 0
NOx Emissions (MMshortTons): HQ_IESO
ReportingType | 2015 | 2020 | 2025 | 2030 | 2035 | 2040
BM | 0 | 0 | 0 | 0 | 0 | 0
CC | 0 | 0 | 0 | 0 | 0 | 0
CSP | 0 | 0 | 0 | 0 | 0 | 0
CT | 0 | 0 | 0 | 0 | 0 | 0
Coal | 0 | 0 | 0 | 0 | 0 | 0
Geo | 0 | 0 | 0 | 0 | 0 | 0
H | 0 | 0 | 0 | 0 | 0 | 0
LFG | 0 | 0 | 0 | 0 | 0 | 0
Nuc | 0 | 0 | 0 | 0 | 0 | 0
PS | 0 | 0 | 0 | 0 | 0 | 0
PV | 0 | 0 | 0 | 0 | 0 | 0
PeakG | 0 | 0 | 0 | 0 | 0 | 0
PeakO | 0 | 0 | 0 | 0 | 0 | 0
ST | 0 | 0 | 0 | 0 | 0 | 0
STOG | 0 | 0 | 0 | 0 | 0 | 0
STWD | 0 | 0 | 0 | 0 | 0 | 0
WT | 0 | 0 | 0 | 0 | 0 | 0
IGCC | 0 | 0 | 0 | 0 | 0 | 0
DemandResponse | 0 | 0 | 0 | 0 | 0 | 0
IGCC-CCS | 0 | 0 | 0 | 0 | 0 | 0
WT_off | 0 | 0 | 0 | 0 | 0 | 0
PseudoUnit | 0 | 0 | 0 | 0 | 0 | 0
FixedInterchange | 0 | 0 | 0 | 0 | 0 | 0
NOx Emissions (MMshortTons): HQ_NEISO
ReportingType | 2015 | 2020 | 2025 | 2030 | 2035 | 2040
BM | 0 | 0 | 0 | 0 | 0 | 0
CC | 0 | 0 | 0 | 0 | 0 | 0
CSP | 0 | 0 | 0 | 0 | 0 | 0
CT | 0 | 0 | 0 | 0 | 0 | 0
Coal | 0 | 0 | 0 | 0 | 0 | 0
Geo | 0 | 0 | 0 | 0 | 0 | 0
H | 0 | 0 | 0 | 0 | 0 | 0
LFG | 0 | 0 | 0 | 0 | 0 | 0
Nuc | 0 | 0 | 0 | 0 | 0 | 0
PS | 0 | 0 | 0 | 0 | 0 | 0
PV | 0 | 0 | 0 | 0 | 0 | 0
PeakG | 0 | 0 | 0 | 0 | 0 | 0
PeakO | 0 | 0 | 0 | 0 | 0 | 0
ST | 0 | 0 | 0 | 0 | 0 | 0
STOG | 0 | 0 | 0 | 0 | 0 | 0
STWD | 0 | 0 | 0 | 0 | 0 | 0
WT | 0 | 0 | 0 | 0 | 0 | 0
IGCC | 0 | 0 | 0 | 0 | 0 | 0
DemandResponse | 0 | 0 | 0 | 0 | 0 | 0
IGCC-CCS | 0 | 0 | 0 | 0 | 0 | 0
WT_off | 0 | 0 | 0 | 0 | 0 | 0
PseudoUnit | 0 | 0 | 0 | 0 | 0 | 0
FixedInterchange | 0 | 0 | 0 | 0 | 0 | 0
NOx Emissions (MMshortTons): HQ_NY
ReportingType | 2015 | 2020 | 2025 | 2030 | 2035 | 2040
BM | 0 | 0 | 0 | 0 | 0 | 0
CC | 0 | 0 | 0 | 0 | 0 | 0
CSP | 0 | 0 | 0 | 0 | 0 | 0
CT | 0 | 0 | 0 | 0 | 0 | 0
Coal | 0 | 0 | 0 | 0 | 0 | 0
Geo | 0 | 0 | 0 | 0 | 0 | 0
H | 0 | 0 | 0 | 0 | 0 | 0
LFG | 0 | 0 | 0 | 0 | 0 | 0
Nuc | 0 | 0 | 0 | 0 | 0 | 0
PS | 0 | 0 | 0 | 0 | 0 | 0
PV | 0 | 0 | 0 | 0 | 0 | 0
PeakG | 0 | 0 | 0 | 0 | 0 | 0
PeakO | 0 | 0 | 0 | 0 | 0 | 0
ST | 0 | 0 | 0 | 0 | 0 | 0
STOG | 0 | 0 | 0 | 0 | 0 | 0
STWD | 0 | 0 | 0 | 0 | 0 | 0
WT | 0 | 0 | 0 | 0 | 0 | 0
IGCC | 0 | 0 | 0 | 0 | 0 | 0
DemandResponse | 0 | 0 | 0 | 0 | 0 | 0
IGCC-CCS | 0 | 0 | 0 | 0 | 0 | 0
WT_off | 0 | 0 | 0 | 0 | 0 | 0
PseudoUnit | 0 | 0 | 0 | 0 | 0 | 0
FixedInterchange | 0 | 0 | 0 | 0 | 0 | 0
NOx Emissions (MMshortTons): MARITIMES
ReportingType | 2015 | 2020 | 2025 | 2030 | 2035 | 2040
BM | 0 | 0 | 0 | 0 | 0 | 0
CC | 0 | 0 | 0 | 0 | 0 | 0
CSP | 0 | 0 | 0 | 0 | 0 | 0
CT | 0 | 0 | 0 | 0 | 0 | 0
Coal | 0 | 0 | 0 | 0 | 0 | 0
Geo | 0 | 0 | 0 | 0 | 0 | 0
H | 0 | 0 | 0 | 0 | 0 | 0
LFG | 0 | 0 | 0 | 0 | 0 | 0
Nuc | 0 | 0 | 0 | 0 | 0 | 0
PS | 0 | 0 | 0 | 0 | 0 | 0
PV | 0 | 0 | 0 | 0 | 0 | 0
PeakG | 0 | 0 | 0 | 0 | 0 | 0
PeakO | 0 | 0 | 0 | 0 | 0 | 0
ST | 0 | 0 | 0 | 0 | 0 | 0
STOG | 0 | 0 | 0 | 0 | 0 | 0
STWD | 0 | 0 | 0 | 0 | 0 | 0
WT | 0 | 0 | 0 | 0 | 0 | 0
IGCC | 0 | 0 | 0 | 0 | 0 | 0
DemandResponse | 0 | 0 | 0 | 0 | 0 | 0
IGCC-CCS | 0 | 0 | 0 | 0 | 0 | 0
WT_off | 0 | 0 | 0 | 0 | 0 | 0
PseudoUnit | 0 | 0 | 0 | 0 | 0 | 0
FixedInterchange | 0 | 0 | 0 | 0 | 0 | 0
NOx Emissions (MMshortTons): All
ReportingType | 2015 | 2020 | 2025 | 2030 | 2035 | 2040
BM | 0 | 0 | 0 | 0 | 0 | 0
CC | 0.1 | 0.1 | 0.09 | 0.06 | 0.03 | 0.01
CSP | 0 | 0 | 0 | 0 | 0 | 0
CT | 0 | 0 | 0 | 0 | 0 | 0
Coal | 1.07 | 0.31 | 0.02 | 0.01 | 0.01 | 0.01
Geo | 0 | 0 | 0 | 0 | 0 | 0
H | 0 | 0 | 0 | 0 | 0 | 0
LFG | 0 | 0 | 0 | 0 | 0 | 0
Nuc | 0 | 0 | 0 | 0 | 0 | 0
PS | 0 | 0 | 0 | 0 | 0 | 0
PV | 0 | 0 | 0 | 0 | 0 | 0
PeakG | 0 | 0.01 | 0.01 | 0.01 | 0 | 0
PeakO | 0 | 0 | 0 | 0 | 0 | 0
ST | 0 | 0 | 0 | 0 | 0 | 0
STOG | 0.01 | 0.01 | 0 | 0 | 0 | 0
STWD | 0 | 0 | 0 | 0 | 0 | 0
WT | 0 | 0 | 0 | 0 | 0 | 0
IGCC | 0 | 0 | 0 | 0 | 0 | 0
DemandResponse | 0 | 0 | 0 | 0 | 0 | 0
IGCC-CCS | 0 | 0 | 0 | 0 | 0 | 0
WT_off | 0 | 0 | 0 | 0 | 0 | 0
PseudoUnit | 0 | 0 | 0 | 0 | 0 | 0
FixedInterchange | 0 | 0 | 0 | 0 | 0 | 0
NOx Emissions (MMshortTons): EI_US
ReportingType | 2015 | 2020 | 2025 | 2030 | 2035 | 2040
BM | 0 | 0 | 0 | 0 | 0 | 0
CC | 0.07 | 0.07 | 0.06 | 0.04 | 0.02 | 0.01
CSP | 0 | 0 | 0 | 0 | 0 | 0
CT | 0 | 0 | 0 | 0 | 0 | 0
Coal | 0.8 | 0.13 | 0.01 | 0.01 | 0.01 | 0.01
Geo | 0 | 0 | 0 | 0 | 0 | 0
H | 0 | 0 | 0 | 0 | 0 | 0
LFG | 0 | 0 | 0 | 0 | 0 | 0
Nuc | 0 | 0 | 0 | 0 | 0 | 0
PS | 0 | 0 | 0 | 0 | 0 | 0
PV | 0 | 0 | 0 | 0 | 0 | 0
PeakG | 0 | 0.01 | 0.01 | 0.01 | 0 | 0
PeakO | 0 | 0 | 0 | 0 | 0 | 0
ST | 0 | 0 | 0 | 0 | 0 | 0
STOG | 0 | 0.01 | 0 | 0 | 0 | 0
STWD | 0 | 0 | 0 | 0 | 0 | 0
WT | 0 | 0 | 0 | 0 | 0 | 0
IGCC | 0 | 0 | 0 | 0 | 0 | 0
DemandResponse | 0 | 0 | 0 | 0 | 0 | 0
IGCC-CCS | 0 | 0 | 0 | 0 | 0 | 0
WT_off | 0 | 0 | 0 | 0 | 0 | 0
PseudoUnit | 0 | 0 | 0 | 0 | 0 | 0
FixedInterchange | 0 | 0 | 0 | 0 | 0 | 0
NOx Emissions (MMshortTons): EI_Canada
ReportingType | 2015 | 2020 | 2025 | 2030 | 2035 | 2040
BM | 0 | 0 | 0 | 0 | 0 | 0
CC | 0 | 0 | 0 | 0 | 0 | 0
CSP | 0 | 0 | 0 | 0 | 0 | 0
CT | 0 | 0 | 0 | 0 | 0 | 0
Coal | 0 | 0 | 0 | 0 | 0 | 0
Geo | 0 | 0 | 0 | 0 | 0 | 0
H | 0 | 0 | 0 | 0 | 0 | 0
LFG | 0 | 0 | 0 | 0 | 0 | 0
Nuc | 0 | 0 | 0 | 0 | 0 | 0
PS | 0 | 0 | 0 | 0 | 0 | 0
PV | 0 | 0 | 0 | 0 | 0 | 0
PeakG | 0 | 0 | 0 | 0 | 0 | 0
PeakO | 0 | 0 | 0 | 0 | 0 | 0
ST | 0 | 0 | 0 | 0 | 0 | 0
STOG | 0 | 0 | 0 | 0 | 0 | 0
STWD | 0 | 0 | 0 | 0 | 0 | 0
WT | 0 | 0 | 0 | 0 | 0 | 0
IGCC | 0 | 0 | 0 | 0 | 0 | 0
DemandResponse | 0 | 0 | 0 | 0 | 0 | 0
IGCC-CCS | 0 | 0 | 0 | 0 | 0 | 0
WT_off | 0 | 0 | 0 | 0 | 0 | 0
PseudoUnit | 0 | 0 | 0 | 0 | 0 | 0
FixedInterchange | 0 | 0 | 0 | 0 | 0 | 0
NOx Emissions (MMshortTons): EI
ReportingType | 2015 | 2020 | 2025 | 2030 | 2035 | 2040
BM | 0 | 0 | 0 | 0 | 0 | 0
CC | 0.07 | 0.07 | 0.06 | 0.04 | 0.02 | 0.01
CSP | 0 | 0 | 0 | 0 | 0 | 0
CT | 0 | 0 | 0 | 0 | 0 | 0
Coal | 0.8 | 0.13 | 0.01 | 0.01 | 0.01 | 0.01
Geo | 0 | 0 | 0 | 0 | 0 | 0
H | 0 | 0 | 0 | 0 | 0 | 0
LFG | 0 | 0 | 0 | 0 | 0 | 0
Nuc | 0 | 0 | 0 | 0 | 0 | 0
PS | 0 | 0 | 0 | 0 | 0 | 0
PV | 0 | 0 | 0 | 0 | 0 | 0
PeakG | 0 | 0.01 | 0.01 | 0.01 | 0 | 0
PeakO | 0 | 0 | 0 | 0 | 0 | 0
ST | 0 | 0 | 0 | 0 | 0 | 0
STOG | 0 | 0.01 | 0 | 0 | 0 | 0
STWD | 0 | 0 | 0 | 0 | 0 | 0
WT | 0 | 0 | 0 | 0 | 0 | 0
IGCC | 0 | 0 | 0 | 0 | 0 | 0
DemandResponse | 0 | 0 | 0 | 0 | 0 | 0
IGCC-CCS | 0 | 0 | 0 | 0 | 0 | 0
WT_off | 0 | 0 | 0 | 0 | 0 | 0
PseudoUnit | 0 | 0 | 0 | 0 | 0 | 0
FixedInterchange | 0 | 0 | 0 | 0 | 0 | 0
NOx Emissions (MMshortTons): Outside_EI
ReportingType | 2015 | 2020 | 2025 | 2030 | 2035 | 2040
BM | 0 | 0 | 0 | 0 | 0 | 0
CC | 0.03 | 0.03 | 0.03 | 0.02 | 0.01 | 0
CSP | 0 | 0 | 0 | 0 | 0 | 0
CT | 0 | 0 | 0 | 0 | 0 | 0
Coal | 0.27 | 0.18 | 0.01 | 0 | 0 | 0
Geo | 0 | 0 | 0 | 0 | 0 | 0
H | 0 | 0 | 0 | 0 | 0 | 0
LFG | 0 | 0 | 0 | 0 | 0 | 0
Nuc | 0 | 0 | 0 | 0 | 0 | 0
PS | 0 | 0 | 0 | 0 | 0 | 0
PV | 0 | 0 | 0 | 0 | 0 | 0
PeakG | 0 | 0 | 0 | 0 | 0 | 0
PeakO | 0 | 0 | 0 | 0 | 0 | 0
ST | 0 | 0 | 0 | 0 | 0 | 0
STOG | 0 | 0 | 0 | 0 | 0 | 0
STWD | 0 | 0 | 0 | 0 | 0 | 0
WT | 0 | 0 | 0 | 0 | 0 | 0
IGCC | 0 | 0 | 0 | 0 | 0 | 0
DemandResponse | 0 | 0 | 0 | 0 | 0 | 0
IGCC-CCS | 0 | 0 | 0 | 0 | 0 | 0
WT_off | 0 | 0 | 0 | 0 | 0 | 0
PseudoUnit | 0 | 0 | 0 | 0 | 0 | 0
FixedInterchange | 0 | 0 | 0 | 0 | 0 | 0
CO2 Emissions (MMshortTons): Entergy
ReportingType | 2015 | 2020 | 2025 | 2030 | 2035 | 2040
BM | 0 | 0 | 0 | 0 | 0 | 0
CC | 26.15 | 19.74 | 16.4 | 10.91 | 7.59 | 4.89
CSP | 0 | 0 | 0 | 0 | 0 | 0
CT | 0 | 0 | 0 | 0 | 0 | 0
Coal | 62.03 | 7.07 | 0.75 | 0.06 | 0 | 0
Geo | 0 | 0 | 0 | 0 | 0 | 0
H | 0 | 0 | 0 | 0 | 0 | 0
LFG | 0 | 0 | 0 | 0 | 0 | 0
Nuc | 0 | 0 | 0 | 0 | 0 | 0
PS | 0 | 0 | 0 | 0 | 0 | 0
PV | 0 | 0 | 0 | 0 | 0 | 0
PeakG | 0 | 0 | 0.17 | 0.03 | 0.02 | 0
PeakO | 0 | 0 | 0 | 0 | 0 | 0
ST | 0 | 0 | 0 | 0 | 0 | 0
STOG | 0.28 | 0.53 | 0 | 0 | 0 | 0
STWD | 0 | 0 | 0 | 0 | 0 | 0
WT | 0 | 0 | 0 | 0 | 0 | 0
IGCC | 0 | 0 | 0 | 0 | 0 | 0
DemandResponse | 0 | 0 | 0 | 0 | 0 | 0
IGCC-CCS | 0 | 0 | 0 | 0 | 0 | 0
WT_off | 0 | 0 | 0 | 0 | 0 | 0
PseudoUnit | 0 | 0 | 0 | 0 | 0 | 0
FixedInterchange | 0 | 0 | 0 | 0 | 0 | 0
CO2 Emissions (MMshortTons): FRCC
ReportingType | 2015 | 2020 | 2025 | 2030 | 2035 | 2040
BM | 0 | 0 | 0 | 0 | 0 | 0
CC | 71.79 | 78.4 | 75.29 | 27 | 17.85 | 9.47
CSP | 0 | 0 | 0 | 0 | 0 | 0
CT | 0.31 | 1.11 | 1.08 | 0.16 | 0 | 0
Coal | 18.5 | 4.21 | 0 | 0 | 0 | 0
Geo | 0 | 0 | 0 | 0 | 0 | 0
H | 0 | 0 | 0 | 0 | 0 | 0
LFG | 0 | 0 | 0 | 0 | 0 | 0
Nuc | 0 | 0 | 0 | 0 | 0 | 0
PS | 0 | 0 | 0 | 0 | 0 | 0
PV | 0 | 0 | 0 | 0 | 0 | 0
PeakG | 0.25 | 1.08 | 0.87 | 0 | 0 | 0
PeakO | 0 | 0 | 0 | 0 | 0 | 0
ST | 0 | 0 | 0 | 0 | 0 | 0
STOG | 0 | 0 | 0 | 0 | 0 | 0
STWD | 0 | 0 | 0 | 0 | 0 | 0
WT | 0 | 0 | 0 | 0 | 0 | 0
IGCC | 0 | 0 | 0 | 0 | 0 | 0
DemandResponse | 0 | 0 | 0 | 0 | 0 | 0
IGCC-CCS | 0 | 0 | 0 | 0 | 0 | 0
WT_off | 0 | 0 | 0 | 0 | 0 | 0
PseudoUnit | 0 | 0 | 0 | 0 | 0 | 0
FixedInterchange | 0 | 0 | 0 | 0 | 0 | 0
CO2 Emissions (MMshortTons): MAPP_US
ReportingType | 2015 | 2020 | 2025 | 2030 | 2035 | 2040
BM | 0 | 0 | 0 | 0 | 0 | 0
CC | 0.36 | 0.13 | 0.13 | 0.08 | 0.08 | 0.05
CSP | 0 | 0 | 0 | 0 | 0 | 0
CT | 0 | 0 | 0.01 | 0.02 | 0.02 | 0.02
Coal | 14.6 | 2.62 | 0.32 | 0 | 0 | 0
Geo | 0 | 0 | 0 | 0 | 0 | 0
H | 0 | 0 | 0 | 0 | 0 | 0
LFG | 0 | 0 | 0 | 0 | 0 | 0
Nuc | 0 | 0 | 0 | 0 | 0 | 0
PS | 0 | 0 | 0 | 0 | 0 | 0
PV | 0 | 0 | 0 | 0 | 0 | 0
PeakG | 0.04 | 0.03 | 0.08 | 0.12 | 0.07 | 0.05
PeakO | 0 | 0 | 0 | 0 | 0 | 0
ST | 0 | 0 | 0 | 0 | 0 | 0
STOG | 0 | 0 | 0 | 0 | 0 | 0
STWD | 0 | 0 | 0 | 0 | 0 | 0
WT | 0 | 0 | 0 | 0 | 0 | 0
IGCC | 0 | 0 | 0 | 0 | 0 | 0
DemandResponse | 0 | 0 | 0 | 0 | 0 | 0
IGCC-CCS | 0 | 0 | 0 | 0 | 0 | 0
WT_off | 0 | 0 | 0 | 0 | 0 | 0
PseudoUnit | 0 | 0 | 0 | 0 | 0 | 0
FixedInterchange | 0 | 0 | 0 | 0 | 0 | 0
CO2 Emissions (MMshortTons): MISO_IN
ReportingType | 2015 | 2020 | 2025 | 2030 | 2035 | 2040
BM | 0 | 0 | 0 | 0 | 0 | 0
CC | 16.67 | 30.18 | 26.11 | 19.7 | 12.59 | 7.64
CSP | 0 | 0 | 0 | 0 | 0 | 0
CT | 0 | 0 | 0 | 0 | 0 | 0
Coal | 62.39 | 39.16 | 0.16 | 0.03 | 0.04 | 0.04
Geo | 0 | 0 | 0 | 0 | 0 | 0
H | 0 | 0 | 0 | 0 | 0 | 0
LFG | 0 | 0 | 0 | 0 | 0 | 0
Nuc | 0 | 0 | 0 | 0 | 0 | 0
PS | 0 | 0 | 0 | 0 | 0 | 0
PV | 0 | 0 | 0 | 0 | 0 | 0
PeakG | 0 | 0 | 0.12 | 0.06 | 0.07 | 0.07
PeakO | 0 | 0 | 0 | 0 | 0 | 0
ST | 0 | 0 | 0 | 0 | 0 | 0
STOG | 0.02 | 0.04 | 0 | 0 | 0 | 0
STWD | 0 | 0 | 0 | 0 | 0 | 0
WT | 0 | 0 | 0 | 0 | 0 | 0
IGCC | 4.15 | 4.15 | 0.59 | 0.07 | 0.01 | 0
DemandResponse | 0 | 0 | 0 | 0 | 0 | 0
IGCC-CCS | 0 | 0 | 0 | 0 | 0 | 0
WT_off | 0 | 0 | 0 | 0 | 0 | 0
PseudoUnit | 0 | 0 | 0 | 0 | 0 | 0
FixedInterchange | 0 | 0 | 0 | 0 | 0 | 0
CO2 Emissions (MMshortTons): MISO_MI
ReportingType | 2015 | 2020 | 2025 | 2030 | 2035 | 2040
BM | 0 | 0 | 0 | 0 | 0 | 0
CC | 4.39 | 5.14 | 4.13 | 2.25 | 1.22 | 0.76
CSP | 0 | 0 | 0 | 0 | 0 | 0
CT | 0 | 0 | 0 | 0 | 0 | 0
Coal | 28.2 | 0 | 0 | 0 | 0 | 0
Geo | 0 | 0 | 0 | 0 | 0 | 0
H | 0 | 0 | 0 | 0 | 0 | 0
LFG | 0 | 0 | 0 | 0 | 0 | 0
Nuc | 0 | 0 | 0 | 0 | 0 | 0
PS | 0 | 0 | 0 | 0 | 0 | 0
PV | 0 | 0 | 0 | 0 | 0 | 0
PeakG | 0.02 | 0.02 | 0.24 | 0.23 | 0.23 | 0.23
PeakO | 0 | 0 | 0 | 0 | 0 | 0
ST | 0 | 0 | 0 | 0 | 0 | 0
STOG | 0.2 | 0.25 | 0 | 0 | 0 | 0
STWD | 0 | 0 | 0 | 0 | 0 | 0
WT | 0 | 0 | 0 | 0 | 0 | 0
IGCC | 0 | 0 | 0 | 0 | 0 | 0
DemandResponse | 0 | 0 | 0 | 0 | 0 | 0
IGCC-CCS | 0 | 0 | 0 | 0 | 0 | 0
WT_off | 0 | 0 | 0 | 0 | 0 | 0
PseudoUnit | 0 | 0 | 0 | 0 | 0 | 0
FixedInterchange | 0 | 0 | 0 | 0 | 0 | 0
CO2 Emissions (MMshortTons): MISO_MO-IL
ReportingType | 2015 | 2020 | 2025 | 2030 | 2035 | 2040
BM | 0 | 0 | 0 | 0 | 0 | 0
CC | 1.48 | 1.38 | 1.17 | 0.56 | 0.37 | 0.23
CSP | 0 | 0 | 0 | 0 | 0 | 0
CT | 0 | 0 | 0 | 0 | 0 | 0
Coal | 77.99 | 21.13 | 2.16 | 0.4 | 0.06 | 0.05
Geo | 0 | 0 | 0 | 0 | 0 | 0
H | 0 | 0 | 0 | 0 | 0 | 0
LFG | 0 | 0 | 0 | 0 | 0 | 0
Nuc | 0 | 0 | 0 | 0 | 0 | 0
PS | 0 | 0 | 0 | 0 | 0 | 0
PV | 0 | 0 | 0 | 0 | 0 | 0
PeakG | 0.08 | 0.29 | 0.77 | 0.55 | 0.41 | 0.29
PeakO | 0 | 0 | 0 | 0 | 0 | 0
ST | 0 | 0 | 0 | 0 | 0 | 0
STOG | 0 | 0.01 | 0 | 0 | 0 | 0
STWD | 0 | 0 | 0 | 0 | 0 | 0
WT | 0 | 0 | 0 | 0 | 0 | 0
IGCC | 0 | 0 | 0 | 0 | 0 | 0
DemandResponse | 0 | 0 | 0 | 0 | 0 | 0
IGCC-CCS | 0 | 0 | 0 | 0 | 0 | 0
WT_off | 0 | 0 | 0 | 0 | 0 | 0
PseudoUnit | 0 | 0 | 0 | 0 | 0 | 0
FixedInterchange | 0 | 0 | 0 | 0 | 0 | 0
CO2 Emissions (MMshortTons): MISO_W
ReportingType | 2015 | 2020 | 2025 | 2030 | 2035 | 2040
BM | 0 | 0 | 0 | 0 | 0 | 0
CC | 3.74 | 2.78 | 2.25 | 1.43 | 1.03 | 0.62
CSP | 0 | 0 | 0 | 0 | 0 | 0
CT | 0 | 0 | 0 | 0 | 0 | 0
Coal | 80.5 | 25.81 | 0.3 | 0.28 | 0.3 | 0.3
Geo | 0 | 0 | 0 | 0 | 0 | 0
H | 0 | 0 | 0 | 0 | 0 | 0
LFG | 0 | 0 | 0 | 0 | 0 | 0
Nuc | 0 | 0 | 0 | 0 | 0 | 0
PS | 0 | 0 | 0 | 0 | 0 | 0
PV | 0 | 0 | 0 | 0 | 0 | 0
PeakG | 0.11 | 0.06 | 0.27 | 0.27 | 0.27 | 0.27
PeakO | 0 | 0 | 0 | 0 | 0 | 0
ST | 0 | 0 | 0 | 0 | 0 | 0
STOG | 0 | 0 | 0 | 0 | 0 | 0
STWD | 0 | 0 | 0 | 0 | 0 | 0
WT | 0 | 0 | 0 | 0 | 0 | 0
IGCC | 0 | 0 | 0 | 0 | 0 | 0
DemandResponse | 0 | 0 | 0 | 0 | 0 | 0
IGCC-CCS | 0 | 0 | 0 | 0 | 0 | 0
WT_off | 0 | 0 | 0 | 0 | 0 | 0
PseudoUnit | 0 | 0 | 0 | 0 | 0 | 0
FixedInterchange | 0 | 0 | 0 | 0 | 0 | 0
CO2 Emissions (MMshortTons): MISO_WUMS
ReportingType | 2015 | 2020 | 2025 | 2030 | 2035 | 2040
BM | 0 | 0 | 0 | 0 | 0 | 0
CC | 18.14 | 17.76 | 16.87 | 11.44 | 7.22 | 3.64
CSP | 0 | 0 | 0 | 0 | 0 | 0
CT | 0 | 0 | 0 | 0 | 0 | 0
Coal | 12.14 | 2.05 | 0.96 | 0.24 | 0.27 | 0.35
Geo | 0 | 0 | 0 | 0 | 0 | 0
H | 0 | 0 | 0 | 0 | 0 | 0
LFG | 0 | 0 | 0 | 0 | 0 | 0
Nuc | 0 | 0 | 0 | 0 | 0 | 0
PS | 0 | 0 | 0 | 0 | 0 | 0
PV | 0 | 0 | 0 | 0 | 0 | 0
PeakG | 0 | 0.02 | 0.16 | 0.1 | 0.03 | 0.01
PeakO | 0 | 0 | 0 | 0 | 0 | 0
ST | 0 | 0 | 0 | 0 | 0 | 0
STOG | 0 | 0 | 0 | 0 | 0 | 0
STWD | 0 | 0 | 0 | 0 | 0 | 0
WT | 0 | 0 | 0 | 0 | 0 | 0
IGCC | 0 | 0 | 0 | 0 | 0 | 0
DemandResponse | 0 | 0 | 0 | 0 | 0 | 0
IGCC-CCS | 0 | 0 | 0 | 0 | 0 | 0
WT_off | 0 | 0 | 0 | 0 | 0 | 0
PseudoUnit | 0 | 0 | 0 | 0 | 0 | 0
FixedInterchange | 0 | 0 | 0 | 0 | 0 | 0
CO2 Emissions (MMshortTons): Nebraska
ReportingType | 2015 | 2020 | 2025 | 2030 | 2035 | 2040
BM | 0 | 0 | 0 | 0 | 0 | 0
CC | 0.18 | 0.11 | 0.17 | 0.11 | 0.06 | 0.03
CSP | 0 | 0 | 0 | 0 | 0 | 0
CT | 0 | 0 | 0 | 0 | 0 | 0
Coal | 35.38 | 2.05 | 0.45 | 0.21 | 0.11 | 0.1
Geo | 0 | 0 | 0 | 0 | 0 | 0
H | 0 | 0 | 0 | 0 | 0 | 0
LFG | 0 | 0 | 0 | 0 | 0 | 0
Nuc | 0 | 0 | 0 | 0 | 0 | 0
PS | 0 | 0 | 0 | 0 | 0 | 0
PV | 0 | 0 | 0 | 0 | 0 | 0
PeakG | 0.02 | 0 | 0.01 | 0.01 | 0.01 | 0.01
PeakO | 0 | 0 | 0 | 0 | 0 | 0
ST | 0 | 0 | 0 | 0 | 0 | 0
STOG | 0 | 0 | 0 | 0 | 0 | 0
STWD | 0 | 0 | 0 | 0 | 0 | 0
WT | 0 | 0 | 0 | 0 | 0 | 0
IGCC | 0 | 0 | 0 | 0 | 0 | 0
DemandResponse | 0 | 0 | 0 | 0 | 0 | 0
IGCC-CCS | 0 | 0 | 0 | 0 | 0 | 0
WT_off | 0 | 0 | 0 | 0 | 0 | 0
PseudoUnit | 0 | 0 | 0 | 0 | 0 | 0
FixedInterchange | 0 | 0 | 0 | 0 | 0 | 0
CO2 Emissions (MMshortTons): NEISO
ReportingType | 2015 | 2020 | 2025 | 2030 | 2035 | 2040
BM | 0 | 0 | 0 | 0 | 0 | 0
CC | 13.81 | 8.73 | 3.97 | 1.52 | 0.31 | 0.05
CSP | 0 | 0 | 0 | 0 | 0 | 0
CT | 0 | 0.01 | 0.02 | 0.01 | 0 | 0
Coal | 0.07 | 0 | 0 | 0 | 0 | 0
Geo | 0 | 0 | 0 | 0 | 0 | 0
H | 0 | 0 | 0 | 0 | 0 | 0
LFG | 0 | 0 | 0 | 0 | 0 | 0
Nuc | 0 | 0 | 0 | 0 | 0 | 0
PS | 0 | 0 | 0 | 0 | 0 | 0
PV | 0 | 0 | 0 | 0 | 0 | 0
PeakG | 0.02 | 0.06 | 0.07 | 0.04 | 0.03 | 0.07
PeakO | 0 | 0 | 0 | 0 | 0 | 0
ST | 0 | 0 | 0 | 0 | 0 | 0
STOG | 0 | 0 | 0 | 0 | 0 | 0
STWD | 0 | 0 | 0 | 0 | 0 | 0
WT | 0 | 0 | 0 | 0 | 0 | 0
IGCC | 0 | 0 | 0 | 0 | 0 | 0
DemandResponse | 0 | 0 | 0 | 0 | 0 | 0
IGCC-CCS | 0 | 0 | 0 | 0 | 0 | 0
WT_off | 0 | 0 | 0 | 0 | 0 | 0
PseudoUnit | 0 | 0 | 0 | 0 | 0 | 0
FixedInterchange | 0 | 0 | 0 | 0 | 0 | 0
CO2 Emissions (MMshortTons): NonRTO_Midwest
ReportingType | 2015 | 2020 | 2025 | 2030 | 2035 | 2040
BM | 0 | 0 | 0 | 0 | 0 | 0
CC | 5.82 | 8.88 | 8.88 | 8.88 | 3.62 | 0.75
CSP | 0 | 0 | 0 | 0 | 0 | 0
CT | 0 | 0 | 0 | 0 | 0 | 0
Coal | 42.4 | 28.05 | 3.19 | 0.28 | 0.3 | 0.3
Geo | 0 | 0 | 0 | 0 | 0 | 0
H | 0 | 0 | 0 | 0 | 0 | 0
LFG | 0 | 0 | 0 | 0 | 0 | 0
Nuc | 0 | 0 | 0 | 0 | 0 | 0
PS | 0 | 0 | 0 | 0 | 0 | 0
PV | 0 | 0 | 0 | 0 | 0 | 0
PeakG | 0.1 | 0.2 | 0.81 | 0.39 | 0 | 0
PeakO | 0 | 0 | 0 | 0 | 0 | 0
ST | 0 | 0 | 0 | 0 | 0 | 0
STOG | 0 | 0 | 0 | 0 | 0 | 0
STWD | 0 | 0 | 0 | 0 | 0 | 0
WT | 0 | 0 | 0 | 0 | 0 | 0
IGCC | 0 | 0 | 0 | 0 | 0 | 0
DemandResponse | 0 | 0 | 0 | 0 | 0 | 0
IGCC-CCS | 0 | 0 | 0 | 0 | 0 | 0
WT_off | 0 | 0 | 0 | 0 | 0 | 0
PseudoUnit | 0 | 0 | 0 | 0 | 0 | 0
FixedInterchange | 0 | 0 | 0 | 0 | 0 | 0
CO2 Emissions (MMshortTons): NYISO_A-F
ReportingType | 2015 | 2020 | 2025 | 2030 | 2035 | 2040
BM | 0 | 0 | 0 | 0 | 0 | 0
CC | 2.71 | 1.84 | 1.42 | 0.09 | 0.01 | 0
CSP | 0 | 0 | 0 | 0 | 0 | 0
CT | 0 | 0 | 0 | 0 | 0 | 0
Coal | 0 | 0 | 0 | 0 | 0 | 0
Geo | 0 | 0 | 0 | 0 | 0 | 0
H | 0 | 0 | 0 | 0 | 0 | 0
LFG | 0 | 0 | 0 | 0 | 0 | 0
Nuc | 0 | 0 | 0 | 0 | 0 | 0
PS | 0 | 0 | 0 | 0 | 0 | 0
PV | 0 | 0 | 0 | 0 | 0 | 0
PeakG | 0 | 0.01 | 0 | 0 | 0 | 0
PeakO | 0 | 0 | 0 | 0 | 0 | 0
ST | 0 | 0 | 0 | 0 | 0 | 0
STOG | 0 | 0 | 0 | 0 | 0 | 0
STWD | 0 | 0 | 0 | 0 | 0 | 0
WT | 0 | 0 | 0 | 0 | 0 | 0
IGCC | 0 | 0 | 0 | 0 | 0 | 0
DemandResponse | 0 | 0 | 0 | 0 | 0 | 0
IGCC-CCS | 0 | 0 | 0 | 0 | 0 | 0
WT_off | 0 | 0 | 0 | 0 | 0 | 0
PseudoUnit | 0 | 0 | 0 | 0 | 0 | 0
FixedInterchange | 0 | 0 | 0 | 0 | 0 | 0
CO2 Emissions (MMshortTons): NYISO_G-I
ReportingType | 2015 | 2020 | 2025 | 2030 | 2035 | 2040
BM | 0 | 0 | 0 | 0 | 0 | 0
CC | 1.6 | 1.31 | 0.6 | 0.58 | 0.54 | 0.32
CSP | 0 | 0 | 0 | 0 | 0 | 0
CT | 0 | 0 | 0 | 0 | 0 | 0
Coal | 0 | 0 | 0 | 0 | 0 | 0
Geo | 0 | 0 | 0 | 0 | 0 | 0
H | 0 | 0 | 0 | 0 | 0 | 0
LFG | 0 | 0 | 0 | 0 | 0 | 0
Nuc | 0 | 0 | 0 | 0 | 0 | 0
PS | 0 | 0 | 0 | 0 | 0 | 0
PV | 0 | 0 | 0 | 0 | 0 | 0
PeakG | 0 | 0 | 0 | 0 | 0 | 0
PeakO | 0 | 0 | 0 | 0 | 0 | 0
ST | 0 | 0 | 0 | 0 | 0 | 0
STOG | 0 | 0 | 0 | 0 | 0 | 0
STWD | 0 | 0 | 0 | 0 | 0 | 0
WT | 0 | 0 | 0 | 0 | 0 | 0
IGCC | 0 | 0 | 0 | 0 | 0 | 0
DemandResponse | 0 | 0 | 0 | 0 | 0 | 0
IGCC-CCS | 0 | 0 | 0 | 0 | 0 | 0
WT_off | 0 | 0 | 0 | 0 | 0 | 0
PseudoUnit | 0 | 0 | 0 | 0 | 0 | 0
FixedInterchange | 0 | 0 | 0 | 0 | 0 | 0
CO2 Emissions (MMshortTons): NYISO_J-K
ReportingType | 2015 | 2020 | 2025 | 2030 | 2035 | 2040
BM | 0 | 0 | 0 | 0 | 0 | 0
CC | 9.42 | 7.3 | 5.31 | 4.14 | 4.07 | 2.7
CSP | 0 | 0 | 0 | 0 | 0 | 0
CT | 0 | 0 | 0 | 0 | 0 | 0
Coal | 0 | 0 | 0 | 0 | 0 | 0
Geo | 0 | 0 | 0 | 0 | 0 | 0
H | 0 | 0 | 0 | 0 | 0 | 0
LFG | 0 | 0 | 0 | 0 | 0 | 0
Nuc | 0 | 0 | 0 | 0 | 0 | 0
PS | 0 | 0 | 0 | 0 | 0 | 0
PV | 0 | 0 | 0 | 0 | 0 | 0
PeakG | 0.08 | 0.13 | 0.26 | 0.26 | 0.22 | 0.22
PeakO | 0 | 0 | 0.03 | 0 | 0 | 0.01
ST | 0 | 0 | 0 | 0 | 0 | 0
STOG | 0.19 | 0.43 | 0.25 | 0.12 | 0.06 | 0.06
STWD | 0 | 0 | 0 | 0 | 0 | 0
WT | 0 | 0 | 0 | 0 | 0 | 0
IGCC | 0 | 0 | 0 | 0 | 0 | 0
DemandResponse | 0 | 0 | 0 | 0 | 0 | 0
IGCC-CCS | 0 | 0 | 0 | 0 | 0 | 0
WT_off | 0 | 0 | 0 | 0 | 0 | 0
PseudoUnit | 0 | 0 | 0 | 0 | 0 | 0
FixedInterchange | 0 | 0 | 0 | 0 | 0 | 0
CO2 Emissions (MMshortTons): PJM_E
ReportingType | 2015 | 2020 | 2025 | 2030 | 2035 | 2040
BM | 0 | 0 | 0 | 0 | 0 | 0
CC | 16.68 | 19.92 | 19.74 | 16.5 | 10.2 | 5.83
CSP | 0 | 0 | 0 | 0 | 0 | 0
CT | 0 | 0 | 0.01 | 0 | 0 | 0
Coal | 0.68 | 0.45 | 0.36 | 0.01 | 0.11 | 0.13
Geo | 0 | 0 | 0 | 0 | 0 | 0
H | 0 | 0 | 0 | 0 | 0 | 0
LFG | 0 | 0 | 0 | 0 | 0 | 0
Nuc | 0 | 0 | 0 | 0 | 0 | 0
PS | 0 | 0 | 0 | 0 | 0 | 0
PV | 0 | 0 | 0 | 0 | 0 | 0
PeakG | 0.04 | 0.45 | 1 | 0.6 | 0.31 | 0.31
PeakO | 0 | 0 | 0 | 0 | 0 | 0
ST | 0 | 0 | 0 | 0 | 0 | 0
STOG | 0.18 | 0.66 | 0 | 0 | 0 | 0
STWD | 0 | 0 | 0 | 0 | 0 | 0
WT | 0 | 0 | 0 | 0 | 0 | 0
IGCC | 0 | 0 | 0 | 0 | 0 | 0
DemandResponse | 0 | 0 | 0 | 0 | 0 | 0
IGCC-CCS | 0 | 0 | 0 | 0 | 0 | 0
WT_off | 0 | 0 | 0 | 0 | 0 | 0
PseudoUnit | 0 | 0 | 0 | 0 | 0 | 0
FixedInterchange | 0 | 0 | 0 | 0 | 0 | 0
CO2 Emissions (MMshortTons): PJM_ROM
ReportingType | 2015 | 2020 | 2025 | 2030 | 2035 | 2040
BM | 0 | 0 | 0 | 0 | 0 | 0
CC | 7.99 | 10.46 | 9.72 | 7.31 | 4.94 | 2.89
CSP | 0 | 0 | 0 | 0 | 0 | 0
CT | 0 | 0 | 0 | 0 | 0 | 0
Coal | 17.77 | 1.31 | 0.03 | 0 | 0 | 0
Geo | 0 | 0 | 0 | 0 | 0 | 0
H | 0 | 0 | 0 | 0 | 0 | 0
LFG | 0 | 0 | 0 | 0 | 0 | 0
Nuc | 0 | 0 | 0 | 0 | 0 | 0
PS | 0 | 0 | 0 | 0 | 0 | 0
PV | 0 | 0 | 0 | 0 | 0 | 0
PeakG | 0 | 0.03 | 0.2 | 0.38 | 0.2 | 0.1
PeakO | 0 | 0 | 0 | 0 | 0 | 0
ST | 0 | 0 | 0 | 0 | 0 | 0
STOG | 0.43 | 0.83 | 0 | 0 | 0 | 0
STWD | 0 | 0 | 0 | 0 | 0 | 0
WT | 0 | 0 | 0 | 0 | 0 | 0
IGCC | 0 | 0 | 0 | 0 | 0 | 0
DemandResponse | 0 | 0 | 0 | 0 | 0 | 0
IGCC-CCS | 0 | 0 | 0 | 0 | 0 | 0
WT_off | 0 | 0 | 0 | 0 | 0 | 0
PseudoUnit | 0 | 0 | 0 | 0 | 0 | 0
FixedInterchange | 0 | 0 | 0 | 0 | 0 | 0
CO2 Emissions (MMshortTons): PJM_ROR
ReportingType | 2015 | 2020 | 2025 | 2030 | 2035 | 2040
BM | 0 | 0 | 0 | 0 | 0 | 0
CC | 52.16 | 51.36 | 51.5 | 44.06 | 24.88 | 10.76
CSP | 0 | 0 | 0 | 0 | 0 | 0
CT | 0 | 0.01 | 0.01 | 0.01 | 0 | 0
Coal | 252.33 | 89.48 | 7.13 | 1.23 | 0.53 | 0.53
Geo | 0 | 0 | 0 | 0 | 0 | 0
H | 0 | 0 | 0 | 0 | 0 | 0
LFG | 0 | 0 | 0 | 0 | 0 | 0
Nuc | 0 | 0 | 0 | 0 | 0 | 0
PS | 0 | 0 | 0 | 0 | 0 | 0
PV | 0 | 0 | 0 | 0 | 0 | 0
PeakG | 0.58 | 1.3 | 3.93 | 3.21 | 1.46 | 0.26
PeakO | 0 | 0 | 0 | 0 | 0 | 0
ST | 0 | 0 | 0 | 0 | 0 | 0
STOG | 0.31 | 0.78 | 0.78 | 0 | 0 | 0
STWD | 0 | 0 | 0 | 0 | 0 | 0
WT | 0 | 0 | 0 | 0 | 0 | 0
IGCC | 0 | 0 | 0 | 0 | 0 | 0
DemandResponse | 0 | 0 | 0 | 0 | 0 | 0
IGCC-CCS | 0 | 0 | 0 | 0 | 0 | 0
WT_off | 0 | 0 | 0 | 0 | 0 | 0
PseudoUnit | 0 | 0 | 0 | 0 | 0 | 0
FixedInterchange | 0 | 0 | 0 | 0 | 0 | 0
CO2 Emissions (MMshortTons): SOCO
ReportingType | 2015 | 2020 | 2025 | 2030 | 2035 | 2040
BM | 0 | 0 | 0 | 0 | 0 | 0
CC | 64.06 | 66.94 | 65.45 | 41.44 | 11.47 | 1.69
CSP | 0 | 0 | 0 | 0 | 0 | 0
CT | 0 | 0 | 0 | 0 | 0 | 0
Coal | 34.63 | 8.4 | 0.56 | 0.56 | 0.56 | 0.56
Geo | 0 | 0 | 0 | 0 | 0 | 0
H | 0 | 0 | 0 | 0 | 0 | 0
LFG | 0 | 0 | 0 | 0 | 0 | 0
Nuc | 0 | 0 | 0 | 0 | 0 | 0
PS | 0 | 0 | 0 | 0 | 0 | 0
PV | 0 | 0 | 0 | 0 | 0 | 0
PeakG | 0.37 | 1.81 | 2.25 | 0 | 0 | 0
PeakO | 0 | 0 | 0 | 0 | 0 | 0
ST | 0 | 0 | 0 | 0 | 0 | 0
STOG | 0 | 0 | 0 | 0 | 0 | 0
STWD | 0 | 0 | 0 | 0 | 0 | 0
WT | 0 | 0 | 0 | 0 | 0 | 0
IGCC | 0 | 0 | 0 | 0 | 0 | 0
DemandResponse | 0 | 0 | 0 | 0 | 0 | 0
IGCC-CCS | 0 | 0 | 0 | 0 | 0 | 0
WT_off | 0 | 0 | 0 | 0 | 0 | 0
PseudoUnit | 0 | 0 | 0 | 0 | 0 | 0
FixedInterchange | 0 | 0 | 0 | 0 | 0 | 0
CO2 Emissions (MMshortTons): SPP_N
ReportingType | 2015 | 2020 | 2025 | 2030 | 2035 | 2040
BM | 0 | 0 | 0 | 0 | 0 | 0
CC | 1.27 | 0.63 | 0.63 | 0.39 | 0.32 | 0.17
CSP | 0 | 0 | 0 | 0 | 0 | 0
CT | 0 | 0 | 0 | 0 | 0 | 0
Coal | 65.88 | 10.06 | 0.31 | 0.03 | 0 | 0
Geo | 0 | 0 | 0 | 0 | 0 | 0
H | 0 | 0 | 0 | 0 | 0 | 0
LFG | 0 | 0 | 0 | 0 | 0 | 0
Nuc | 0 | 0 | 0 | 0 | 0 | 0
PS | 0 | 0 | 0 | 0 | 0 | 0
PV | 0 | 0 | 0 | 0 | 0 | 0
PeakG | 0.04 | 0 | 0.04 | 0.01 | 0.01 | 0.09
PeakO | 0 | 0 | 0 | 0 | 0 | 0
ST | 0 | 0 | 0 | 0 | 0 | 0
STOG | 0.11 | 0 | 0 | 0 | 0 | 0
STWD | 0 | 0 | 0 | 0 | 0 | 0
WT | 0 | 0 | 0 | 0 | 0 | 0
IGCC | 0 | 0 | 0 | 0 | 0 | 0
DemandResponse | 0 | 0 | 0 | 0 | 0 | 0
IGCC-CCS | 0 | 0 | 0 | 0 | 0 | 0
WT_off | 0 | 0 | 0 | 0 | 0 | 0
PseudoUnit | 0 | 0 | 0 | 0 | 0 | 0
FixedInterchange | 0 | 0 | 0 | 0 | 0 | 0
CO2 Emissions (MMshortTons): SPP_S
ReportingType | 2015 | 2020 | 2025 | 2030 | 2035 | 2040
BM | 0 | 0 | 0 | 0 | 0 | 0
CC | 16.17 | 4.62 | 5.3 | 3.41 | 3.06 | 2.27
CSP | 0 | 0 | 0 | 0 | 0 | 0
CT | 0.01 | 0 | 0.04 | 0.04 | 0.02 | 0
Coal | 96.88 | 6.31 | 0.65 | 0 | 0 | 0
Geo | 0 | 0 | 0 | 0 | 0 | 0
H | 0 | 0 | 0 | 0 | 0 | 0
LFG | 0 | 0 | 0 | 0 | 0 | 0
Nuc | 0 | 0 | 0 | 0 | 0 | 0
PS | 0 | 0 | 0 | 0 | 0 | 0
PV | 0 | 0 | 0 | 0 | 0 | 0
PeakG | 0 | 0 | 0.16 | 0.14 | 0.14 | 0.14
PeakO | 0 | 0 | 0 | 0 | 0 | 0
ST | 0 | 0 | 0 | 0 | 0 | 0
STOG | 0.98 | 0.59 | 0.18 | 0 | 0 | 0
STWD | 0 | 0 | 0 | 0 | 0 | 0
WT | 0 | 0 | 0 | 0 | 0 | 0
IGCC | 0 | 0 | 0 | 0 | 0 | 0
DemandResponse | 0 | 0 | 0 | 0 | 0 | 0
IGCC-CCS | 0 | 0 | 0 | 0 | 0 | 0
WT_off | 0 | 0 | 0 | 0 | 0 | 0
PseudoUnit | 0 | 0 | 0 | 0 | 0 | 0
FixedInterchange | 0 | 0 | 0 | 0 | 0 | 0
CO2 Emissions (MMshortTons): TVA
ReportingType | 2015 | 2020 | 2025 | 2030 | 2035 | 2040
BM | 0 | 0 | 0 | 0 | 0 | 0
CC | 17.5 | 21.37 | 20.06 | 15.19 | 6.87 | 0.22
CSP | 0 | 0 | 0 | 0 | 0 | 0
CT | 0 | 0 | 0 | 0 | 0 | 0
Coal | 48.89 | 26.82 | 0 | 0 | 0 | 0
Geo | 0 | 0 | 0 | 0 | 0 | 0
H | 0 | 0 | 0 | 0 | 0 | 0
LFG | 0 | 0 | 0 | 0 | 0 | 0
Nuc | 0 | 0 | 0 | 0 | 0 | 0
PS | 0 | 0 | 0 | 0 | 0 | 0
PV | 0 | 0 | 0 | 0 | 0 | 0
PeakG | 0 | 0.02 | 0.13 | 0.03 | 0 | 0
PeakO | 0 | 0 | 0 | 0 | 0 | 0
ST | 0 | 0 | 0 | 0 | 0 | 0
STOG | 0 | 0 | 0 | 0 | 0 | 0
STWD | 0 | 0 | 0 | 0 | 0 | 0
WT | 0 | 0 | 0 | 0 | 0 | 0
IGCC | 0 | 0 | 0 | 0 | 0 | 0
DemandResponse | 0 | 0 | 0 | 0 | 0 | 0
IGCC-CCS | 0 | 0 | 0 | 0 | 0 | 0
WT_off | 0 | 0 | 0 | 0 | 0 | 0
PseudoUnit | 0 | 0 | 0 | 0 | 0 | 0
FixedInterchange | 0 | 0 | 0 | 0 | 0 | 0
CO2 Emissions (MMshortTons): TVA_Transmission
ReportingType | 2015 | 2020 | 2025 | 2030 | 2035 | 2040
BM | 0 | 0 | 0 | 0 | 0 | 0
CC | 0 | 0 | 0 | 0 | 0 | 0
CSP | 0 | 0 | 0 | 0 | 0 | 0
CT | 0 | 0 | 0 | 0 | 0 | 0
Coal | 0 | 0 | 0 | 0 | 0 | 0
Geo | 0 | 0 | 0 | 0 | 0 | 0
H | 0 | 0 | 0 | 0 | 0 | 0
LFG | 0 | 0 | 0 | 0 | 0 | 0
Nuc | 0 | 0 | 0 | 0 | 0 | 0
PS | 0 | 0 | 0 | 0 | 0 | 0
PV | 0 | 0 | 0 | 0 | 0 | 0
PeakG | 0 | 0 | 0 | 0 | 0 | 0
PeakO | 0 | 0 | 0 | 0 | 0 | 0
ST | 0 | 0 | 0 | 0 | 0 | 0
STOG | 0 | 0 | 0 | 0 | 0 | 0
STWD | 0 | 0 | 0 | 0 | 0 | 0
WT | 0 | 0 | 0 | 0 | 0 | 0
IGCC | 0 | 0 | 0 | 0 | 0 | 0
DemandResponse | 0 | 0 | 0 | 0 | 0 | 0
IGCC-CCS | 0 | 0 | 0 | 0 | 0 | 0
WT_off | 0 | 0 | 0 | 0 | 0 | 0
PseudoUnit | 0 | 0 | 0 | 0 | 0 | 0
FixedInterchange | 0 | 0 | 0 | 0 | 0 | 0
CO2 Emissions (MMshortTons): VACAR
ReportingType | 2015 | 2020 | 2025 | 2030 | 2035 | 2040
BM | 0 | 0 | 0 | 0 | 0 | 0
CC | 33.55 | 34.22 | 34.33 | 22.9 | 8.11 | 0.78
CSP | 0 | 0 | 0 | 0 | 0 | 0
CT | 0.05 | 0.18 | 0.31 | 0 | 0 | 0
Coal | 39.46 | 9.87 | 1.74 | 0.4 | 0.34 | 0.36
Geo | 0 | 0 | 0 | 0 | 0 | 0
H | 0 | 0 | 0 | 0 | 0 | 0
LFG | 0 | 0 | 0 | 0 | 0 | 0
Nuc | 0 | 0 | 0 | 0 | 0 | 0
PS | 0 | 0 | 0 | 0 | 0 | 0
PV | 0 | 0 | 0 | 0 | 0 | 0
PeakG | 0.1 | 0.91 | 0.96 | 0 | 0 | 0
PeakO | 0 | 0 | 0 | 0 | 0 | 0
ST | 0 | 0 | 0 | 0 | 0 | 0
STOG | 0 | 0 | 0 | 0 | 0 | 0
STWD | 0 | 0 | 0 | 0 | 0 | 0
WT | 0 | 0 | 0 | 0 | 0 | 0
IGCC | 0 | 0 | 0 | 0 | 0 | 0
DemandResponse | 0 | 0 | 0 | 0 | 0 | 0
IGCC-CCS | 0 | 0 | 0 | 0 | 0 | 0
WT_off | 0 | 0 | 0 | 0 | 0 | 0
PseudoUnit | 0 | 0 | 0 | 0 | 0 | 0
FixedInterchange | 0 | 0 | 0 | 0 | 0 | 0
CO2 Emissions (MMshortTons): IESO
ReportingType | 2015 | 2020 | 2025 | 2030 | 2035 | 2040
BM | 0 | 0 | 0 | 0 | 0 | 0
CC | 3.44 | 3.44 | 0.09 | 0.02 | 0 | 0
CSP | 0 | 0 | 0 | 0 | 0 | 0
CT | 0.03 | 0.01 | 0 | 0 | 0 | 0
Coal | 0 | 0 | 0 | 0 | 0 | 0
Geo | 0 | 0 | 0 | 0 | 0 | 0
H | 0 | 0 | 0 | 0 | 0 | 0
LFG | 0 | 0 | 0 | 0 | 0 | 0
Nuc | 0 | 0 | 0 | 0 | 0 | 0
PS | 0 | 0 | 0 | 0 | 0 | 0
PV | 0 | 0 | 0 | 0 | 0 | 0
PeakG | 0 | 0 | 0 | 0 | 0 | 0
PeakO | 0 | 0 | 0 | 0 | 0 | 0
ST | 0 | 0 | 0 | 0 | 0 | 0
STOG | 0 | 0 | 0 | 0 | 0 | 0
STWD | 0 | 0 | 0 | 0 | 0 | 0
WT | 0 | 0 | 0 | 0 | 0 | 0
IGCC | 0 | 0 | 0 | 0 | 0 | 0
DemandResponse | 0 | 0 | 0 | 0 | 0 | 0
IGCC-CCS | 0 | 0 | 0 | 0 | 0 | 0
WT_off | 0 | 0 | 0 | 0 | 0 | 0
PseudoUnit | 0 | 0 | 0 | 0 | 0 | 0
FixedInterchange | 0 | 0 | 0 | 0 | 0 | 0
CO2 Emissions (MMshortTons): MAPP_CA
ReportingType | 2015 | 2020 | 2025 | 2030 | 2035 | 2040
BM | 0 | 0 | 0 | 0 | 0 | 0
CC | 3.19 | 3.19 | 0.67 | 0 | 0 | 0
CSP | 0 | 0 | 0 | 0 | 0 | 0
CT | 0 | 0 | 0 | 0 | 0 | 0
Coal | 0.38 | 0 | 0 | 0 | 0 | 0
Geo | 0 | 0 | 0 | 0 | 0 | 0
H | 0 | 0 | 0 | 0 | 0 | 0
LFG | 0 | 0 | 0 | 0 | 0 | 0
Nuc | 0 | 0 | 0 | 0 | 0 | 0
PS | 0 | 0 | 0 | 0 | 0 | 0
PV | 0 | 0 | 0 | 0 | 0 | 0
PeakG | 0.04 | 0.08 | 0 | 0 | 0 | 0
PeakO | 0 | 0 | 0 | 0 | 0 | 0
ST | 0 | 0 | 0 | 0 | 0 | 0
STOG | 0.01 | 0 | 0 | 0 | 0 | 0
STWD | 0 | 0 | 0 | 0 | 0 | 0
WT | 0 | 0 | 0 | 0 | 0 | 0
IGCC | 0 | 0 | 0 | 0 | 0 | 0
DemandResponse | 0 | 0 | 0 | 0 | 0 | 0
IGCC-CCS | 0 | 0 | 0 | 0 | 0 | 0
WT_off | 0 | 0 | 0 | 0 | 0 | 0
PseudoUnit | 0 | 0 | 0 | 0 | 0 | 0
FixedInterchange | 0 | 0 | 0 | 0 | 0 | 0
CO2 Emissions (MMshortTons): AZ_NM_SNV_Coal
ReportingType | 2015 | 2020 | 2025 | 2030 | 2035 | 2040
BM | 0 | 0 | 0 | 0 | 0 | 0
CC | 0 | 0 | 0 | 0 | 0 | 0
CSP | 0 | 0 | 0 | 0 | 0 | 0
CT | 0 | 0 | 0 | 0 | 0 | 0
Coal | 65.04 | 39.6 | 0 | 0 | 0 | 0
Geo | 0 | 0 | 0 | 0 | 0 | 0
H | 0 | 0 | 0 | 0 | 0 | 0
LFG | 0 | 0 | 0 | 0 | 0 | 0
Nuc | 0 | 0 | 0 | 0 | 0 | 0
PS | 0 | 0 | 0 | 0 | 0 | 0
PV | 0 | 0 | 0 | 0 | 0 | 0
PeakG | 0 | 0 | 0 | 0 | 0 | 0
PeakO | 0 | 0 | 0 | 0 | 0 | 0
ST | 0 | 0 | 0 | 0 | 0 | 0
STOG | 0 | 0 | 0 | 0 | 0 | 0
STWD | 0 | 0 | 0 | 0 | 0 | 0
WT | 0 | 0 | 0 | 0 | 0 | 0
IGCC | 0 | 0 | 0 | 0 | 0 | 0
DemandResponse | 0 | 0 | 0 | 0 | 0 | 0
IGCC-CCS | 0 | 0 | 0 | 0 | 0 | 0
WT_off | 0 | 0 | 0 | 0 | 0 | 0
PseudoUnit | 0 | 0 | 0 | 0 | 0 | 0
FixedInterchange | 0 | 0 | 0 | 0 | 0 | 0
CO2 Emissions (MMshortTons): AZ_NM_SNV_Gas
ReportingType | 2015 | 2020 | 2025 | 2030 | 2035 | 2040
BM | 0 | 0 | 0 | 0 | 0 | 0
CC | 27.01 | 24.18 | 24.81 | 14.45 | 5.39 | 0.25
CSP | 0 | 0 | 0 | 0 | 0 | 0
CT | 0 | 0.01 | 0.09 | 0.05 | 0 | 0
Coal | 0 | 0 | 0 | 0 | 0 | 0
Geo | 0 | 0 | 0 | 0 | 0 | 0
H | 0 | 0 | 0 | 0 | 0 | 0
LFG | 0 | 0 | 0 | 0 | 0 | 0
Nuc | 0 | 0 | 0 | 0 | 0 | 0
PS | 0 | 0 | 0 | 0 | 0 | 0
PV | 0 | 0 | 0 | 0 | 0 | 0
PeakG | 0 | 0.01 | 0 | 0 | 0 | 0
PeakO | 0 | 0 | 0 | 0 | 0 | 0
ST | 0 | 0 | 0 | 0 | 0 | 0
STOG | 0 | 0 | 0 | 0 | 0 | 0
STWD | 0 | 0 | 0 | 0 | 0 | 0
WT | 0 | 0 | 0 | 0 | 0 | 0
IGCC | 0 | 0 | 0 | 0 | 0 | 0
DemandResponse | 0 | 0 | 0 | 0 | 0 | 0
IGCC-CCS | 0 | 0 | 0 | 0 | 0 | 0
WT_off | 0 | 0 | 0 | 0 | 0 | 0
PseudoUnit | 0 | 0 | 0 | 0 | 0 | 0
FixedInterchange | 0 | 0 | 0 | 0 | 0 | 0
CO2 Emissions (MMshortTons): AZ_NM_SNV_NucRenew
ReportingType | 2015 | 2020 | 2025 | 2030 | 2035 | 2040
BM | 0 | 0 | 0 | 0 | 0 | 0
CC | 0 | 0 | 0 | 0 | 0 | 0
CSP | 0 | 0 | 0 | 0 | 0 | 0
CT | 0 | 0 | 0 | 0 | 0 | 0
Coal | 0 | 0 | 0 | 0 | 0 | 0
Geo | 0 | 0 | 0 | 0 | 0 | 0
H | 0 | 0 | 0 | 0 | 0 | 0
LFG | 0 | 0 | 0 | 0 | 0 | 0
Nuc | 0 | 0 | 0 | 0 | 0 | 0
PS | 0 | 0 | 0 | 0 | 0 | 0
PV | 0 | 0 | 0 | 0 | 0 | 0
PeakG | 0 | 0 | 0 | 0 | 0 | 0
PeakO | 0 | 0 | 0 | 0 | 0 | 0
ST | 0 | 0 | 0 | 0 | 0 | 0
STOG | 0 | 0 | 0 | 0 | 0 | 0
STWD | 0 | 0 | 0 | 0 | 0 | 0
WT | 0 | 0 | 0 | 0 | 0 | 0
IGCC | 0 | 0 | 0 | 0 | 0 | 0
DemandResponse | 0 | 0 | 0 | 0 | 0 | 0
IGCC-CCS | 0 | 0 | 0 | 0 | 0 | 0
WT_off | 0 | 0 | 0 | 0 | 0 | 0
PseudoUnit | 0 | 0 | 0 | 0 | 0 | 0
FixedInterchange | 0 | 0 | 0 | 0 | 0 | 0
CO2 Emissions (MMshortTons): ERCOT
ReportingType | 2015 | 2020 | 2025 | 2030 | 2035 | 2040
BM | 0 | 0 | 0 | 0 | 0 | 0
CC | 83.07 | 84.82 | 75.03 | 67.04 | 28.41 | 14.61
CSP | 0 | 0 | 0 | 0 | 0 | 0
CT | 0 | 0.02 | 0.03 | 0.06 | 0 | 0
Coal | 44.88 | 27.81 | 1.6 | 0.76 | 0.76 | 0.66
Geo | 0 | 0 | 0 | 0 | 0 | 0
H | 0 | 0 | 0 | 0 | 0 | 0
LFG | 0 | 0 | 0 | 0 | 0 | 0
Nuc | 0 | 0 | 0 | 0 | 0 | 0
PS | 0 | 0 | 0 | 0 | 0 | 0
PV | 0 | 0 | 0 | 0 | 0 | 0
PeakG | 0 | 0.16 | 0.47 | 0.4 | 0 | 0
PeakO | 0 | 0 | 0 | 0 | 0 | 0
ST | 0 | 0 | 0 | 0 | 0 | 0
STOG | 1.61 | 2.14 | 0.21 | 0 | 0 | 0
STWD | 0 | 0 | 0 | 0 | 0 | 0
WT | 0 | 0 | 0 | 0 | 0 | 0
IGCC | 0 | 0 | 0 | 0 | 0 | 0
DemandResponse | 0 | 0 | 0 | 0 | 0 | 0
IGCC-CCS | 0 | 0 | 0 | 0 | 0 | 0
WT_off | 0 | 0 | 0 | 0 | 0 | 0
PseudoUnit | 0 | 0 | 0 | 0 | 0 | 0
FixedInterchange | 0 | 0 | 0 | 0 | 0 | 0
CO2 Emissions (MMshortTons): NP15
ReportingType | 2015 | 2020 | 2025 | 2030 | 2035 | 2040
BM | 0 | 0 | 0 | 0 | 0 | 0
CC | 22.39 | 21.54 | 18.1 | 11.84 | 3.51 | 2.35
CSP | 0 | 0 | 0 | 0 | 0 | 0
CT | 0 | 0 | 0 | 0 | 0 | 0
Coal | 1.73 | 0 | 0 | 0 | 0 | 0
Geo | 0 | 0 | 0 | 0 | 0 | 0
H | 0 | 0 | 0 | 0 | 0 | 0
LFG | 0 | 0 | 0 | 0 | 0 | 0
Nuc | 0 | 0 | 0 | 0 | 0 | 0
PS | 0 | 0 | 0 | 0 | 0 | 0
PV | 0 | 0 | 0 | 0 | 0 | 0
PeakG | 0 | 0 | 0 | 0 | 0 | 0
PeakO | 0 | 0 | 0 | 0 | 0 | 0
ST | 0 | 0 | 0 | 0 | 0 | 0
STOG | 0.03 | 0 | 0 | 0 | 0 | 0
STWD | 0 | 0 | 0 | 0 | 0 | 0
WT | 0 | 0 | 0 | 0 | 0 | 0
IGCC | 0 | 0 | 0 | 0 | 0 | 0
DemandResponse | 0 | 0 | 0 | 0 | 0 | 0
IGCC-CCS | 0 | 0 | 0 | 0 | 0 | 0
WT_off | 0 | 0 | 0 | 0 | 0 | 0
PseudoUnit | 0 | 0 | 0 | 0 | 0 | 0
FixedInterchange | 0 | 0 | 0 | 0 | 0 | 0
CO2 Emissions (MMshortTons): NWPP_Coal
ReportingType | 2015 | 2020 | 2025 | 2030 | 2035 | 2040
BM | 0 | 0 | 0 | 0 | 0 | 0
CC | 0 | 0 | 0 | 0 | 0 | 0
CSP | 0 | 0 | 0 | 0 | 0 | 0
CT | 0 | 0 | 0 | 0 | 0 | 0
Coal | 58.99 | 46.18 | 0.17 | 0.17 | 0.17 | 0.08
Geo | 0 | 0 | 0 | 0 | 0 | 0
H | 0 | 0 | 0 | 0 | 0 | 0
LFG | 0 | 0 | 0 | 0 | 0 | 0
Nuc | 0 | 0 | 0 | 0 | 0 | 0
PS | 0 | 0 | 0 | 0 | 0 | 0
PV | 0 | 0 | 0 | 0 | 0 | 0
PeakG | 0 | 0 | 0 | 0 | 0 | 0
PeakO | 0 | 0 | 0 | 0 | 0 | 0
ST | 0 | 0 | 0 | 0 | 0 | 0
STOG | 0 | 0 | 0 | 0 | 0 | 0
STWD | 0 | 0 | 0 | 0 | 0 | 0
WT | 0 | 0 | 0 | 0 | 0 | 0
IGCC | 0 | 0 | 0 | 0 | 0 | 0
DemandResponse | 0 | 0 | 0 | 0 | 0 | 0
IGCC-CCS | 0 | 0 | 0 | 0 | 0 | 0
WT_off | 0 | 0 | 0 | 0 | 0 | 0
PseudoUnit | 0 | 0 | 0 | 0 | 0 | 0
FixedInterchange | 0 | 0 | 0 | 0 | 0 | 0
CO2 Emissions (MMshortTons): NWPP_Gas
ReportingType | 2015 | 2020 | 2025 | 2030 | 2035 | 2040
BM | 0 | 0 | 0 | 0 | 0 | 0
CC | 21.09 | 21.09 | 15.65 | 8.98 | 0.37 | 0
CSP | 0 | 0 | 0 | 0 | 0 | 0
CT | 0 | 0 | 0 | 0 | 0 | 0
Coal | 0 | 0 | 0 | 0 | 0 | 0
Geo | 0 | 0 | 0 | 0 | 0 | 0
H | 0 | 0 | 0 | 0 | 0 | 0
LFG | 0 | 0 | 0 | 0 | 0 | 0
Nuc | 0 | 0 | 0 | 0 | 0 | 0
PS | 0 | 0 | 0 | 0 | 0 | 0
PV | 0 | 0 | 0 | 0 | 0 | 0
PeakG | 0 | 0 | 0 | 0 | 0 | 0
PeakO | 0 | 0 | 0 | 0 | 0 | 0
ST | 0 | 0 | 0 | 0 | 0 | 0
STOG | 0 | 0 | 0 | 0 | 0 | 0
STWD | 0 | 0 | 0 | 0 | 0 | 0
WT | 0 | 0 | 0 | 0 | 0 | 0
IGCC | 0 | 0 | 0 | 0 | 0 | 0
DemandResponse | 0 | 0 | 0 | 0 | 0 | 0
IGCC-CCS | 0 | 0 | 0 | 0 | 0 | 0
WT_off | 0 | 0 | 0 | 0 | 0 | 0
PseudoUnit | 0 | 0 | 0 | 0 | 0 | 0
FixedInterchange | 0 | 0 | 0 | 0 | 0 | 0
CO2 Emissions (MMshortTons): NWPP_NucRenew
ReportingType | 2015 | 2020 | 2025 | 2030 | 2035 | 2040
BM | 0 | 0 | 0 | 0 | 0 | 0
CC | 0 | 0 | 0 | 0 | 0 | 0
CSP | 0 | 0 | 0 | 0 | 0 | 0
CT | 0 | 0 | 0 | 0 | 0 | 0
Coal | 0 | 0 | 0 | 0 | 0 | 0
Geo | 0 | 0 | 0 | 0 | 0 | 0
H | 0 | 0 | 0 | 0 | 0 | 0
LFG | 0 | 0 | 0 | 0 | 0 | 0
Nuc | 0 | 0 | 0 | 0 | 0 | 0
PS | 0 | 0 | 0 | 0 | 0 | 0
PV | 0 | 0 | 0 | 0 | 0 | 0
PeakG | 0 | 0 | 0 | 0 | 0 | 0
PeakO | 0 | 0 | 0 | 0 | 0 | 0
ST | 0 | 0 | 0 | 0 | 0 | 0
STOG | 0 | 0 | 0 | 0 | 0 | 0
STWD | 0 | 0 | 0 | 0 | 0 | 0
WT | 0 | 0 | 0 | 0 | 0 | 0
IGCC | 0 | 0 | 0 | 0 | 0 | 0
DemandResponse | 0 | 0 | 0 | 0 | 0 | 0
IGCC-CCS | 0 | 0 | 0 | 0 | 0 | 0
WT_off | 0 | 0 | 0 | 0 | 0 | 0
PseudoUnit | 0 | 0 | 0 | 0 | 0 | 0
FixedInterchange | 0 | 0 | 0 | 0 | 0 | 0
CO2 Emissions (MMshortTons): RMPA
ReportingType | 2015 | 2020 | 2025 | 2030 | 2035 | 2040
BM | 0 | 0 | 0 | 0 | 0 | 0
CC | 3.51 | 3.62 | 6.27 | 3.84 | 1.45 | 1.21
CSP | 0 | 0 | 0 | 0 | 0 | 0
CT | 0 | 0 | 0 | 0 | 0 | 0
Coal | 57.65 | 39.36 | 3.33 | 0.48 | 0.4 | 0.2
Geo | 0 | 0 | 0 | 0 | 0 | 0
H | 0 | 0 | 0 | 0 | 0 | 0
LFG | 0 | 0 | 0 | 0 | 0 | 0
Nuc | 0 | 0 | 0 | 0 | 0 | 0
PS | 0 | 0 | 0 | 0 | 0 | 0
PV | 0 | 0 | 0 | 0 | 0 | 0
PeakG | 0 | 0.01 | 0.24 | 0.09 | 0.03 | 0
PeakO | 0 | 0 | 0 | 0 | 0 | 0
ST | 0 | 0 | 0 | 0 | 0 | 0
STOG | 0 | 0 | 0 | 0 | 0 | 0
STWD | 0 | 0 | 0 | 0 | 0 | 0
WT | 0 | 0 | 0 | 0 | 0 | 0
IGCC | 0 | 0 | 0 | 0 | 0 | 0
DemandResponse | 0 | 0 | 0 | 0 | 0 | 0
IGCC-CCS | 0 | 0 | 0 | 0 | 0 | 0
WT_off | 0 | 0 | 0 | 0 | 0 | 0
PseudoUnit | 0 | 0 | 0 | 0 | 0 | 0
FixedInterchange | 0 | 0 | 0 | 0 | 0 | 0
CO2 Emissions (MMshortTons): SP15
ReportingType | 2015 | 2020 | 2025 | 2030 | 2035 | 2040
BM | 0 | 0 | 0 | 0 | 0 | 0
CC | 29.58 | 26.07 | 22.6 | 19.8 | 8.19 | 6.7
CSP | 0 | 0 | 0 | 0 | 0 | 0
CT | 0 | 0 | 0 | 0 | 0 | 0
Coal | 1.64 | 0.9 | 0 | 0 | 0 | 0
Geo | 0 | 0 | 0 | 0 | 0 | 0
H | 0 | 0 | 0 | 0 | 0 | 0
LFG | 0 | 0 | 0 | 0 | 0 | 0
Nuc | 0 | 0 | 0 | 0 | 0 | 0
PS | 0 | 0 | 0 | 0 | 0 | 0
PV | 0 | 0 | 0 | 0 | 0 | 0
PeakG | 0 | 0.01 | 0.27 | 0.14 | 0.18 | 0.18
PeakO | 0 | 0 | 0 | 0 | 0 | 0
ST | 0 | 0 | 0 | 0 | 0 | 0
STOG | 0.37 | 0.4 | 0 | 0 | 0 | 0
STWD | 0 | 0 | 0 | 0 | 0 | 0
WT | 0 | 0 | 0 | 0 | 0 | 0
IGCC | 0 | 0 | 0 | 0 | 0 | 0
DemandResponse | 0 | 0 | 0 | 0 | 0 | 0
IGCC-CCS | 0 | 0 | 0 | 0 | 0 | 0
WT_off | 0 | 0 | 0 | 0 | 0 | 0
PseudoUnit | 0 | 0 | 0 | 0 | 0 | 0
FixedInterchange | 0 | 0 | 0 | 0 | 0 | 0
CO2 Emissions (MMshortTons): ALB
ReportingType | 2015 | 2020 | 2025 | 2030 | 2035 | 2040
BM | 0 | 0 | 0 | 0 | 0 | 0
CC | 7.88 | 7.9 | 7.97 | 0.39 | 0 | 0
CSP | 0 | 0 | 0 | 0 | 0 | 0
CT | 0 | 0 | 0 | 0 | 0 | 0
Coal | 50 | 50 | 48.13 | 0 | 0 | 0.01
Geo | 0 | 0 | 0 | 0 | 0 | 0
H | 0 | 0 | 0 | 0 | 0 | 0
LFG | 0 | 0 | 0 | 0 | 0 | 0
Nuc | 0 | 0 | 0 | 0 | 0 | 0
PS | 0 | 0 | 0 | 0 | 0 | 0
PV | 0 | 0 | 0 | 0 | 0 | 0
PeakG | 0 | 0 | 0 | 0 | 0 | 0
PeakO | 0 | 0 | 0 | 0 | 0 | 0
ST | 0 | 0 | 0 | 0 | 0 | 0
STOG | 0 | 0 | 0 | 0 | 0 | 0
STWD | 0 | 0 | 0 | 0 | 0 | 0
WT | 0 | 0 | 0 | 0 | 0 | 0
IGCC | 0 | 0 | 0 | 0 | 0 | 0
DemandResponse | 0 | 0 | 0 | 0 | 0 | 0
IGCC-CCS | 0 | 0 | 0 | 0 | 0 | 0
WT_off | 0 | 0 | 0 | 0 | 0 | 0
PseudoUnit | 0 | 0 | 0 | 0 | 0 | 0
FixedInterchange | 0 | 0 | 0 | 0 | 0 | 0
CO2 Emissions (MMshortTons): BC
ReportingType | 2015 | 2020 | 2025 | 2030 | 2035 | 2040
BM | 0 | 0 | 0 | 0 | 0 | 0
CC | 2.74 | 2.74 | 2.74 | 2.08 | 0.39 | 0
CSP | 0 | 0 | 0 | 0 | 0 | 0
CT | 0 | 0 | 0 | 0 | 0 | 0
Coal | 0 | 0 | 0 | 0 | 0 | 0
Geo | 0 | 0 | 0 | 0 | 0 | 0
H | 0 | 0 | 0 | 0 | 0 | 0
LFG | 0 | 0 | 0 | 0 | 0 | 0
Nuc | 0 | 0 | 0 | 0 | 0 | 0
PS | 0 | 0 | 0 | 0 | 0 | 0
PV | 0 | 0 | 0 | 0 | 0 | 0
PeakG | 0 | 0 | 0 | 0 | 0 | 0
PeakO | 0 | 0 | 0 | 0 | 0 | 0
ST | 0 | 0 | 0 | 0 | 0 | 0
STOG | 0 | 0 | 0 | 0 | 0 | 0
STWD | 0 | 0 | 0 | 0 | 0 | 0
WT | 0 | 0 | 0 | 0 | 0 | 0
IGCC | 0 | 0 | 0 | 0 | 0 | 0
DemandResponse | 0 | 0 | 0 | 0 | 0 | 0
IGCC-CCS | 0 | 0 | 0 | 0 | 0 | 0
WT_off | 0 | 0 | 0 | 0 | 0 | 0
PseudoUnit | 0 | 0 | 0 | 0 | 0 | 0
FixedInterchange | 0 | 0 | 0 | 0 | 0 | 0
CO2 Emissions (MMshortTons): HQ_IESO
ReportingType | 2015 | 2020 | 2025 | 2030 | 2035 | 2040
BM | 0 | 0 | 0 | 0 | 0 | 0
CC | 0 | 0 | 0 | 0 | 0 | 0
CSP | 0 | 0 | 0 | 0 | 0 | 0
CT | 0 | 0 | 0 | 0 | 0 | 0
Coal | 0 | 0 | 0 | 0 | 0 | 0
Geo | 0 | 0 | 0 | 0 | 0 | 0
H | 0 | 0 | 0 | 0 | 0 | 0
LFG | 0 | 0 | 0 | 0 | 0 | 0
Nuc | 0 | 0 | 0 | 0 | 0 | 0
PS | 0 | 0 | 0 | 0 | 0 | 0
PV | 0 | 0 | 0 | 0 | 0 | 0
PeakG | 0 | 0 | 0 | 0 | 0 | 0
PeakO | 0 | 0 | 0 | 0 | 0 | 0
ST | 0 | 0 | 0 | 0 | 0 | 0
STOG | 0 | 0 | 0 | 0 | 0 | 0
STWD | 0 | 0 | 0 | 0 | 0 | 0
WT | 0 | 0 | 0 | 0 | 0 | 0
IGCC | 0 | 0 | 0 | 0 | 0 | 0
DemandResponse | 0 | 0 | 0 | 0 | 0 | 0
IGCC-CCS | 0 | 0 | 0 | 0 | 0 | 0
WT_off | 0 | 0 | 0 | 0 | 0 | 0
PseudoUnit | 0 | 0 | 0 | 0 | 0 | 0
FixedInterchange | 0 | 0 | 0 | 0 | 0 | 0
CO2 Emissions (MMshortTons): HQ_NEISO
ReportingType | 2015 | 2020 | 2025 | 2030 | 2035 | 2040
BM | 0 | 0 | 0 | 0 | 0 | 0
CC | 0 | 0 | 0 | 0 | 0 | 0
CSP | 0 | 0 | 0 | 0 | 0 | 0
CT | 0 | 0 | 0 | 0 | 0 | 0
Coal | 0 | 0 | 0 | 0 | 0 | 0
Geo | 0 | 0 | 0 | 0 | 0 | 0
H | 0 | 0 | 0 | 0 | 0 | 0
LFG | 0 | 0 | 0 | 0 | 0 | 0
Nuc | 0 | 0 | 0 | 0 | 0 | 0
PS | 0 | 0 | 0 | 0 | 0 | 0
PV | 0 | 0 | 0 | 0 | 0 | 0
PeakG | 0 | 0 | 0 | 0 | 0 | 0
PeakO | 0 | 0 | 0 | 0 | 0 | 0
ST | 0 | 0 | 0 | 0 | 0 | 0
STOG | 0 | 0 | 0 | 0 | 0 | 0
STWD | 0 | 0 | 0 | 0 | 0 | 0
WT | 0 | 0 | 0 | 0 | 0 | 0
IGCC | 0 | 0 | 0 | 0 | 0 | 0
DemandResponse | 0 | 0 | 0 | 0 | 0 | 0
IGCC-CCS | 0 | 0 | 0 | 0 | 0 | 0
WT_off | 0 | 0 | 0 | 0 | 0 | 0
PseudoUnit | 0 | 0 | 0 | 0 | 0 | 0
FixedInterchange | 0 | 0 | 0 | 0 | 0 | 0
CO2 Emissions (MMshortTons): HQ_NY
ReportingType | 2015 | 2020 | 2025 | 2030 | 2035 | 2040
BM | 0 | 0 | 0 | 0 | 0 | 0
CC | 0 | 0 | 0 | 0 | 0 | 0
CSP | 0 | 0 | 0 | 0 | 0 | 0
CT | 0 | 0 | 0 | 0 | 0 | 0
Coal | 0 | 0 | 0 | 0 | 0 | 0
Geo | 0 | 0 | 0 | 0 | 0 | 0
H | 0 | 0 | 0 | 0 | 0 | 0
LFG | 0 | 0 | 0 | 0 | 0 | 0
Nuc | 0 | 0 | 0 | 0 | 0 | 0
PS | 0 | 0 | 0 | 0 | 0 | 0
PV | 0 | 0 | 0 | 0 | 0 | 0
PeakG | 0 | 0 | 0 | 0 | 0 | 0
PeakO | 0 | 0 | 0 | 0 | 0 | 0
ST | 0 | 0 | 0 | 0 | 0 | 0
STOG | 0 | 0 | 0 | 0 | 0 | 0
STWD | 0 | 0 | 0 | 0 | 0 | 0
WT | 0 | 0 | 0 | 0 | 0 | 0
IGCC | 0 | 0 | 0 | 0 | 0 | 0
DemandResponse | 0 | 0 | 0 | 0 | 0 | 0
IGCC-CCS | 0 | 0 | 0 | 0 | 0 | 0
WT_off | 0 | 0 | 0 | 0 | 0 | 0
PseudoUnit | 0 | 0 | 0 | 0 | 0 | 0
FixedInterchange | 0 | 0 | 0 | 0 | 0 | 0
CO2 Emissions (MMshortTons): MARITIMES
ReportingType | 2015 | 2020 | 2025 | 2030 | 2035 | 2040
BM | 0 | 0 | 0 | 0 | 0 | 0
CC | 0 | 0 | 0 | 0 | 0 | 0
CSP | 0 | 0 | 0 | 0 | 0 | 0
CT | 0 | 0 | 0 | 0 | 0 | 0
Coal | 0 | 0 | 0 | 0 | 0 | 0
Geo | 0 | 0 | 0 | 0 | 0 | 0
H | 0 | 0 | 0 | 0 | 0 | 0
LFG | 0 | 0 | 0 | 0 | 0 | 0
Nuc | 0 | 0 | 0 | 0 | 0 | 0
PS | 0 | 0 | 0 | 0 | 0 | 0
PV | 0 | 0 | 0 | 0 | 0 | 0
PeakG | 0 | 0 | 0 | 0 | 0 | 0
PeakO | 0 | 0 | 0 | 0 | 0 | 0
ST | 0 | 0 | 0 | 0 | 0 | 0
STOG | 0 | 0 | 0 | 0 | 0 | 0
STWD | 0 | 0 | 0 | 0 | 0 | 0
WT | 0 | 0 | 0 | 0 | 0 | 0
IGCC | 0 | 0 | 0 | 0 | 0 | 0
DemandResponse | 0 | 0 | 0 | 0 | 0 | 0
IGCC-CCS | 0 | 0 | 0 | 0 | 0 | 0
WT_off | 0 | 0 | 0 | 0 | 0 | 0
PseudoUnit | 0 | 0 | 0 | 0 | 0 | 0
FixedInterchange | 0 | 0 | 0 | 0 | 0 | 0
CO2 Emissions (MMshortTons): All
ReportingType | 2015 | 2020 | 2025 | 2030 | 2035 | 2040
BM | 0 | 0 | 0 | 0 | 0 | 0
CC | 589.53 | 591.8 | 543.34 | 368.32 | 174.14 | 80.86
CSP | 0 | 0 | 0 | 0 | 0 | 0
CT | 0.39 | 1.34 | 1.6 | 0.35 | 0.04 | 0.02
Coal | 1271.03 | 488.68 | 72.3 | 5.15 | 3.95 | 3.67
Geo | 0 | 0 | 0 | 0 | 0 | 0
H | 0 | 0 | 0 | 0 | 0 | 0
LFG | 0 | 0 | 0 | 0 | 0 | 0
Nuc | 0 | 0 | 0 | 0 | 0 | 0
PS | 0 | 0 | 0 | 0 | 0 | 0
PV | 0 | 0 | 0 | 0 | 0 | 0
PeakG | 1.89 | 6.69 | 13.46 | 7.05 | 3.69 | 2.3
PeakO | 0 | 0 | 0.03 | 0 | 0 | 0.01
ST | 0 | 0 | 0 | 0 | 0 | 0
STOG | 4.72 | 6.65 | 1.43 | 0.12 | 0.06 | 0.06
STWD | 0 | 0 | 0 | 0 | 0 | 0
WT | 0 | 0 | 0 | 0 | 0 | 0
IGCC | 4.15 | 4.15 | 0.59 | 0.07 | 0.01 | 0
DemandResponse | 0 | 0 | 0 | 0 | 0 | 0
IGCC-CCS | 0 | 0 | 0 | 0 | 0 | 0
WT_off | 0 | 0 | 0 | 0 | 0 | 0
PseudoUnit | 0 | 0 | 0 | 0 | 0 | 0
FixedInterchange | 0 | 0 | 0 | 0 | 0 | 0
CO2 Emissions (MMshortTons): EI_US
ReportingType | 2015 | 2020 | 2025 | 2030 | 2035 | 2040
BM | 0 | 0 | 0 | 0 | 0 | 0
CC | 385.64 | 393.21 | 369.41 | 239.88 | 126.42 | 55.75
CSP | 0 | 0 | 0 | 0 | 0 | 0
CT | 0.36 | 1.31 | 1.48 | 0.24 | 0.04 | 0.02
Coal | 990.72 | 284.84 | 19.07 | 3.74 | 2.62 | 2.72
Geo | 0 | 0 | 0 | 0 | 0 | 0
H | 0 | 0 | 0 | 0 | 0 | 0
LFG | 0 | 0 | 0 | 0 | 0 | 0
Nuc | 0 | 0 | 0 | 0 | 0 | 0
PS | 0 | 0 | 0 | 0 | 0 | 0
PV | 0 | 0 | 0 | 0 | 0 | 0
PeakG | 1.85 | 6.43 | 12.49 | 6.42 | 3.47 | 2.12
PeakO | 0 | 0 | 0.03 | 0 | 0 | 0.01
ST | 0 | 0 | 0 | 0 | 0 | 0
STOG | 2.7 | 4.11 | 1.21 | 0.12 | 0.06 | 0.06
STWD | 0 | 0 | 0 | 0 | 0 | 0
WT | 0 | 0 | 0 | 0 | 0 | 0
IGCC | 4.15 | 4.15 | 0.59 | 0.07 | 0.01 | 0
DemandResponse | 0 | 0 | 0 | 0 | 0 | 0
IGCC-CCS | 0 | 0 | 0 | 0 | 0 | 0
WT_off | 0 | 0 | 0 | 0 | 0 | 0
PseudoUnit | 0 | 0 | 0 | 0 | 0 | 0
FixedInterchange | 0 | 0 | 0 | 0 | 0 | 0
CO2 Emissions (MMshortTons): EI_Canada
ReportingType | 2015 | 2020 | 2025 | 2030 | 2035 | 2040
BM | 0 | 0 | 0 | 0 | 0 | 0
CC | 6.64 | 6.64 | 0.75 | 0.02 | 0 | 0
CSP | 0 | 0 | 0 | 0 | 0 | 0
CT | 0.03 | 0.01 | 0 | 0 | 0 | 0
Coal | 0.38 | 0 | 0 | 0 | 0 | 0
Geo | 0 | 0 | 0 | 0 | 0 | 0
H | 0 | 0 | 0 | 0 | 0 | 0
LFG | 0 | 0 | 0 | 0 | 0 | 0
Nuc | 0 | 0 | 0 | 0 | 0 | 0
PS | 0 | 0 | 0 | 0 | 0 | 0
PV | 0 | 0 | 0 | 0 | 0 | 0
PeakG | 0.04 | 0.08 | 0 | 0 | 0 | 0
PeakO | 0 | 0 | 0 | 0 | 0 | 0
ST | 0 | 0 | 0 | 0 | 0 | 0
STOG | 0.01 | 0 | 0 | 0 | 0 | 0
STWD | 0 | 0 | 0 | 0 | 0 | 0
WT | 0 | 0 | 0 | 0 | 0 | 0
IGCC | 0 | 0 | 0 | 0 | 0 | 0
DemandResponse | 0 | 0 | 0 | 0 | 0 | 0
IGCC-CCS | 0 | 0 | 0 | 0 | 0 | 0
WT_off | 0 | 0 | 0 | 0 | 0 | 0
PseudoUnit | 0 | 0 | 0 | 0 | 0 | 0
FixedInterchange | 0 | 0 | 0 | 0 | 0 | 0
CO2 Emissions (MMshortTons): EI
ReportingType | 2015 | 2020 | 2025 | 2030 | 2035 | 2040
BM | 0 | 0 | 0 | 0 | 0 | 0
CC | 392.27 | 399.85 | 370.16 | 239.9 | 126.42 | 55.75
CSP | 0 | 0 | 0 | 0 | 0 | 0
CT | 0.39 | 1.32 | 1.48 | 0.24 | 0.04 | 0.02
Coal | 991.1 | 284.84 | 19.07 | 3.74 | 2.62 | 2.72
Geo | 0 | 0 | 0 | 0 | 0 | 0
H | 0 | 0 | 0 | 0 | 0 | 0
LFG | 0 | 0 | 0 | 0 | 0 | 0
Nuc | 0 | 0 | 0 | 0 | 0 | 0
PS | 0 | 0 | 0 | 0 | 0 | 0
PV | 0 | 0 | 0 | 0 | 0 | 0
PeakG | 1.89 | 6.5 | 12.49 | 6.42 | 3.47 | 2.12
PeakO | 0 | 0 | 0.03 | 0 | 0 | 0.01
ST | 0 | 0 | 0 | 0 | 0 | 0
STOG | 2.71 | 4.11 | 1.21 | 0.12 | 0.06 | 0.06
STWD | 0 | 0 | 0 | 0 | 0 | 0
WT | 0 | 0 | 0 | 0 | 0 | 0
IGCC | 4.15 | 4.15 | 0.59 | 0.07 | 0.01 | 0
DemandResponse | 0 | 0 | 0 | 0 | 0 | 0
IGCC-CCS | 0 | 0 | 0 | 0 | 0 | 0
WT_off | 0 | 0 | 0 | 0 | 0 | 0
PseudoUnit | 0 | 0 | 0 | 0 | 0 | 0
FixedInterchange | 0 | 0 | 0 | 0 | 0 | 0
CO2 Emissions (MMshortTons): Outside_EI
ReportingType | 2015 | 2020 | 2025 | 2030 | 2035 | 2040
BM | 0 | 0 | 0 | 0 | 0 | 0
CC | 197.26 | 191.95 | 173.18 | 128.42 | 47.72 | 25.12
CSP | 0 | 0 | 0 | 0 | 0 | 0
CT | 0 | 0.03 | 0.12 | 0.11 | 0 | 0
Coal | 279.93 | 203.84 | 53.24 | 1.41 | 1.33 | 0.95
Geo | 0 | 0 | 0 | 0 | 0 | 0
H | 0 | 0 | 0 | 0 | 0 | 0
LFG | 0 | 0 | 0 | 0 | 0 | 0
Nuc | 0 | 0 | 0 | 0 | 0 | 0
PS | 0 | 0 | 0 | 0 | 0 | 0
PV | 0 | 0 | 0 | 0 | 0 | 0
PeakG | 0 | 0.19 | 0.97 | 0.63 | 0.22 | 0.19
PeakO | 0 | 0 | 0 | 0 | 0 | 0
ST | 0 | 0 | 0 | 0 | 0 | 0
STOG | 2.01 | 2.54 | 0.21 | 0 | 0 | 0
STWD | 0 | 0 | 0 | 0 | 0 | 0
WT | 0 | 0 | 0 | 0 | 0 | 0
IGCC | 0 | 0 | 0 | 0 | 0 | 0
DemandResponse | 0 | 0 | 0 | 0 | 0 | 0
IGCC-CCS | 0 | 0 | 0 | 0 | 0 | 0
WT_off | 0 | 0 | 0 | 0 | 0 | 0
PseudoUnit | 0 | 0 | 0 | 0 | 0 | 0
FixedInterchange | 0 | 0 | 0 | 0 | 0 | 0
CO2 Emissions (MMmetricTons): Entergy
ReportingType | 2015 | 2020 | 2025 | 2030 | 2035 | 2040
BM | 0 | 0 | 0 | 0 | 0 | 0
CC | 23.72 | 17.9 | 14.87 | 9.9 | 6.88 | 4.44
CSP | 0 | 0 | 0 | 0 | 0 | 0
CT | 0 | 0 | 0 | 0 | 0 | 0
Coal | 56.27 | 6.41 | 0.68 | 0.05 | 0 | 0
Geo | 0 | 0 | 0 | 0 | 0 | 0
H | 0 | 0 | 0 | 0 | 0 | 0
LFG | 0 | 0 | 0 | 0 | 0 | 0
Nuc | 0 | 0 | 0 | 0 | 0 | 0
PS | 0 | 0 | 0 | 0 | 0 | 0
PV | 0 | 0 | 0 | 0 | 0 | 0
PeakG | 0 | 0 | 0.15 | 0.03 | 0.02 | 0
PeakO | 0 | 0 | 0 | 0 | 0 | 0
ST | 0 | 0 | 0 | 0 | 0 | 0
STOG | 0.25 | 0.48 | 0 | 0 | 0 | 0
STWD | 0 | 0 | 0 | 0 | 0 | 0
WT | 0 | 0 | 0 | 0 | 0 | 0
IGCC | 0 | 0 | 0 | 0 | 0 | 0
DemandResponse | 0 | 0 | 0 | 0 | 0 | 0
IGCC-CCS | 0 | 0 | 0 | 0 | 0 | 0
WT_off | 0 | 0 | 0 | 0 | 0 | 0
PseudoUnit | 0 | 0 | 0 | 0 | 0 | 0
FixedInterchange | 0 | 0 | 0 | 0 | 0 | 0
CO2 Emissions (MMmetricTons): FRCC
ReportingType | 2015 | 2020 | 2025 | 2030 | 2035 | 2040
BM | 0 | 0 | 0 | 0 | 0 | 0
CC | 65.12 | 71.13 | 68.3 | 24.5 | 16.2 | 8.59
CSP | 0 | 0 | 0 | 0 | 0 | 0
CT | 0.28 | 1 | 0.98 | 0.14 | 0 | 0
Coal | 16.78 | 3.82 | 0 | 0 | 0 | 0
Geo | 0 | 0 | 0 | 0 | 0 | 0
H | 0 | 0 | 0 | 0 | 0 | 0
LFG | 0 | 0 | 0 | 0 | 0 | 0
Nuc | 0 | 0 | 0 | 0 | 0 | 0
PS | 0 | 0 | 0 | 0 | 0 | 0
PV | 0 | 0 | 0 | 0 | 0 | 0
PeakG | 0.23 | 0.98 | 0.79 | 0 | 0 | 0
PeakO | 0 | 0 | 0 | 0 | 0 | 0
ST | 0 | 0 | 0 | 0 | 0 | 0
STOG | 0 | 0 | 0 | 0 | 0 | 0
STWD | 0 | 0 | 0 | 0 | 0 | 0
WT | 0 | 0 | 0 | 0 | 0 | 0
IGCC | 0 | 0 | 0 | 0 | 0 | 0
DemandResponse | 0 | 0 | 0 | 0 | 0 | 0
IGCC-CCS | 0 | 0 | 0 | 0 | 0 | 0
WT_off | 0 | 0 | 0 | 0 | 0 | 0
PseudoUnit | 0 | 0 | 0 | 0 | 0 | 0
FixedInterchange | 0 | 0 | 0 | 0 | 0 | 0
CO2 Emissions (MMmetricTons): MAPP_US
ReportingType | 2015 | 2020 | 2025 | 2030 | 2035 | 2040
BM | 0 | 0 | 0 | 0 | 0 | 0
CC | 0.33 | 0.12 | 0.12 | 0.07 | 0.07 | 0.04
CSP | 0 | 0 | 0 | 0 | 0 | 0
CT | 0 | 0 | 0.01 | 0.02 | 0.02 | 0.02
Coal | 13.24 | 2.37 | 0.29 | 0 | 0 | 0
Geo | 0 | 0 | 0 | 0 | 0 | 0
H | 0 | 0 | 0 | 0 | 0 | 0
LFG | 0 | 0 | 0 | 0 | 0 | 0
Nuc | 0 | 0 | 0 | 0 | 0 | 0
PS | 0 | 0 | 0 | 0 | 0 | 0
PV | 0 | 0 | 0 | 0 | 0 | 0
PeakG | 0.04 | 0.03 | 0.07 | 0.1 | 0.06 | 0.05
PeakO | 0 | 0 | 0 | 0 | 0 | 0
ST | 0 | 0 | 0 | 0 | 0 | 0
STOG | 0 | 0 | 0 | 0 | 0 | 0
STWD | 0 | 0 | 0 | 0 | 0 | 0
WT | 0 | 0 | 0 | 0 | 0 | 0
IGCC | 0 | 0 | 0 | 0 | 0 | 0
DemandResponse | 0 | 0 | 0 | 0 | 0 | 0
IGCC-CCS | 0 | 0 | 0 | 0 | 0 | 0
WT_off | 0 | 0 | 0 | 0 | 0 | 0
PseudoUnit | 0 | 0 | 0 | 0 | 0 | 0
FixedInterchange | 0 | 0 | 0 | 0 | 0 | 0
CO2 Emissions (MMmetricTons): MISO_IN
ReportingType | 2015 | 2020 | 2025 | 2030 | 2035 | 2040
BM | 0 | 0 | 0 | 0 | 0 | 0
CC | 15.13 | 27.38 | 23.69 | 17.87 | 11.42 | 6.93
CSP | 0 | 0 | 0 | 0 | 0 | 0
CT | 0 | 0 | 0 | 0 | 0 | 0
Coal | 56.6 | 35.53 | 0.15 | 0.03 | 0.04 | 0.04
Geo | 0 | 0 | 0 | 0 | 0 | 0
H | 0 | 0 | 0 | 0 | 0 | 0
LFG | 0 | 0 | 0 | 0 | 0 | 0
Nuc | 0 | 0 | 0 | 0 | 0 | 0
PS | 0 | 0 | 0 | 0 | 0 | 0
PV | 0 | 0 | 0 | 0 | 0 | 0
PeakG | 0 | 0 | 0.11 | 0.06 | 0.06 | 0.07
PeakO | 0 | 0 | 0 | 0 | 0 | 0
ST | 0 | 0 | 0 | 0 | 0 | 0
STOG | 0.02 | 0.03 | 0 | 0 | 0 | 0
STWD | 0 | 0 | 0 | 0 | 0 | 0
WT | 0 | 0 | 0 | 0 | 0 | 0
IGCC | 3.76 | 3.76 | 0.54 | 0.06 | 0 | 0
DemandResponse | 0 | 0 | 0 | 0 | 0 | 0
IGCC-CCS | 0 | 0 | 0 | 0 | 0 | 0
WT_off | 0 | 0 | 0 | 0 | 0 | 0
PseudoUnit | 0 | 0 | 0 | 0 | 0 | 0
FixedInterchange | 0 | 0 | 0 | 0 | 0 | 0
CO2 Emissions (MMmetricTons): MISO_MI
ReportingType | 2015 | 2020 | 2025 | 2030 | 2035 | 2040
BM | 0 | 0 | 0 | 0 | 0 | 0
CC | 3.98 | 4.67 | 3.74 | 2.04 | 1.11 | 0.69
CSP | 0 | 0 | 0 | 0 | 0 | 0
CT | 0 | 0 | 0 | 0 | 0 | 0
Coal | 25.58 | 0 | 0 | 0 | 0 | 0
Geo | 0 | 0 | 0 | 0 | 0 | 0
H | 0 | 0 | 0 | 0 | 0 | 0
LFG | 0 | 0 | 0 | 0 | 0 | 0
Nuc | 0 | 0 | 0 | 0 | 0 | 0
PS | 0 | 0 | 0 | 0 | 0 | 0
PV | 0 | 0 | 0 | 0 | 0 | 0
PeakG | 0.02 | 0.02 | 0.22 | 0.21 | 0.21 | 0.21
PeakO | 0 | 0 | 0 | 0 | 0 | 0
ST | 0 | 0 | 0 | 0 | 0 | 0
STOG | 0.18 | 0.23 | 0 | 0 | 0 | 0
STWD | 0 | 0 | 0 | 0 | 0 | 0
WT | 0 | 0 | 0 | 0 | 0 | 0
IGCC | 0 | 0 | 0 | 0 | 0 | 0
DemandResponse | 0 | 0 | 0 | 0 | 0 | 0
IGCC-CCS | 0 | 0 | 0 | 0 | 0 | 0
WT_off | 0 | 0 | 0 | 0 | 0 | 0
PseudoUnit | 0 | 0 | 0 | 0 | 0 | 0
FixedInterchange | 0 | 0 | 0 | 0 | 0 | 0
CO2 Emissions (MMmetricTons): MISO_MO-IL
ReportingType | 2015 | 2020 | 2025 | 2030 | 2035 | 2040
BM | 0 | 0 | 0 | 0 | 0 | 0
CC | 1.34 | 1.25 | 1.06 | 0.51 | 0.33 | 0.21
CSP | 0 | 0 | 0 | 0 | 0 | 0
CT | 0 | 0 | 0 | 0 | 0 | 0
Coal | 70.75 | 19.17 | 1.96 | 0.36 | 0.05 | 0.05
Geo | 0 | 0 | 0 | 0 | 0 | 0
H | 0 | 0 | 0 | 0 | 0 | 0
LFG | 0 | 0 | 0 | 0 | 0 | 0
Nuc | 0 | 0 | 0 | 0 | 0 | 0
PS | 0 | 0 | 0 | 0 | 0 | 0
PV | 0 | 0 | 0 | 0 | 0 | 0
PeakG | 0.07 | 0.26 | 0.7 | 0.5 | 0.37 | 0.26
PeakO | 0 | 0 | 0 | 0 | 0 | 0
ST | 0 | 0 | 0 | 0 | 0 | 0
STOG | 0 | 0.01 | 0 | 0 | 0 | 0
STWD | 0 | 0 | 0 | 0 | 0 | 0
WT | 0 | 0 | 0 | 0 | 0 | 0
IGCC | 0 | 0 | 0 | 0 | 0 | 0
DemandResponse | 0 | 0 | 0 | 0 | 0 | 0
IGCC-CCS | 0 | 0 | 0 | 0 | 0 | 0
WT_off | 0 | 0 | 0 | 0 | 0 | 0
PseudoUnit | 0 | 0 | 0 | 0 | 0 | 0
FixedInterchange | 0 | 0 | 0 | 0 | 0 | 0
CO2 Emissions (MMmetricTons): MISO_W
ReportingType | 2015 | 2020 | 2025 | 2030 | 2035 | 2040
BM | 0 | 0 | 0 | 0 | 0 | 0
CC | 3.39 | 2.52 | 2.04 | 1.29 | 0.94 | 0.57
CSP | 0 | 0 | 0 | 0 | 0 | 0
CT | 0 | 0 | 0 | 0 | 0 | 0
Coal | 73.03 | 23.42 | 0.27 | 0.26 | 0.27 | 0.27
Geo | 0 | 0 | 0 | 0 | 0 | 0
H | 0 | 0 | 0 | 0 | 0 | 0
LFG | 0 | 0 | 0 | 0 | 0 | 0
Nuc | 0 | 0 | 0 | 0 | 0 | 0
PS | 0 | 0 | 0 | 0 | 0 | 0
PV | 0 | 0 | 0 | 0 | 0 | 0
PeakG | 0.1 | 0.05 | 0.25 | 0.24 | 0.24 | 0.24
PeakO | 0 | 0 | 0 | 0 | 0 | 0
ST | 0 | 0 | 0 | 0 | 0 | 0
STOG | 0 | 0 | 0 | 0 | 0 | 0
STWD | 0 | 0 | 0 | 0 | 0 | 0
WT | 0 | 0 | 0 | 0 | 0 | 0
IGCC | 0 | 0 | 0 | 0 | 0 | 0
DemandResponse | 0 | 0 | 0 | 0 | 0 | 0
IGCC-CCS | 0 | 0 | 0 | 0 | 0 | 0
WT_off | 0 | 0 | 0 | 0 | 0 | 0
PseudoUnit | 0 | 0 | 0 | 0 | 0 | 0
FixedInterchange | 0 | 0 | 0 | 0 | 0 | 0
CO2 Emissions (MMmetricTons): MISO_WUMS
ReportingType | 2015 | 2020 | 2025 | 2030 | 2035 | 2040
BM | 0 | 0 | 0 | 0 | 0 | 0
CC | 16.46 | 16.11 | 15.31 | 10.38 | 6.55 | 3.3
CSP | 0 | 0 | 0 | 0 | 0 | 0
CT | 0 | 0 | 0 | 0 | 0 | 0
Coal | 11.02 | 1.86 | 0.87 | 0.22 | 0.25 | 0.32
Geo | 0 | 0 | 0 | 0 | 0 | 0
H | 0 | 0 | 0 | 0 | 0 | 0
LFG | 0 | 0 | 0 | 0 | 0 | 0
Nuc | 0 | 0 | 0 | 0 | 0 | 0
PS | 0 | 0 | 0 | 0 | 0 | 0
PV | 0 | 0 | 0 | 0 | 0 | 0
PeakG | 0 | 0.02 | 0.15 | 0.09 | 0.02 | 0.01
PeakO | 0 | 0 | 0 | 0 | 0 | 0
ST | 0 | 0 | 0 | 0 | 0 | 0
STOG | 0 | 0 | 0 | 0 | 0 | 0
STWD | 0 | 0 | 0 | 0 | 0 | 0
WT | 0 | 0 | 0 | 0 | 0 | 0
IGCC | 0 | 0 | 0 | 0 | 0 | 0
DemandResponse | 0 | 0 | 0 | 0 | 0 | 0
IGCC-CCS | 0 | 0 | 0 | 0 | 0 | 0
WT_off | 0 | 0 | 0 | 0 | 0 | 0
PseudoUnit | 0 | 0 | 0 | 0 | 0 | 0
FixedInterchange | 0 | 0 | 0 | 0 | 0 | 0
CO2 Emissions (MMmetricTons): Nebraska
ReportingType | 2015 | 2020 | 2025 | 2030 | 2035 | 2040
BM | 0 | 0 | 0 | 0 | 0 | 0
CC | 0.16 | 0.1 | 0.15 | 0.1 | 0.06 | 0.03
CSP | 0 | 0 | 0 | 0 | 0 | 0
CT | 0 | 0 | 0 | 0 | 0 | 0
Coal | 32.1 | 1.86 | 0.41 | 0.19 | 0.1 | 0.09
Geo | 0 | 0 | 0 | 0 | 0 | 0
H | 0 | 0 | 0 | 0 | 0 | 0
LFG | 0 | 0 | 0 | 0 | 0 | 0
Nuc | 0 | 0 | 0 | 0 | 0 | 0
PS | 0 | 0 | 0 | 0 | 0 | 0
PV | 0 | 0 | 0 | 0 | 0 | 0
PeakG | 0.02 | 0 | 0.01 | 0.01 | 0.01 | 0.01
PeakO | 0 | 0 | 0 | 0 | 0 | 0
ST | 0 | 0 | 0 | 0 | 0 | 0
STOG | 0 | 0 | 0 | 0 | 0 | 0
STWD | 0 | 0 | 0 | 0 | 0 | 0
WT | 0 | 0 | 0 | 0 | 0 | 0
IGCC | 0 | 0 | 0 | 0 | 0 | 0
DemandResponse | 0 | 0 | 0 | 0 | 0 | 0
IGCC-CCS | 0 | 0 | 0 | 0 | 0 | 0
WT_off | 0 | 0 | 0 | 0 | 0 | 0
PseudoUnit | 0 | 0 | 0 | 0 | 0 | 0
FixedInterchange | 0 | 0 | 0 | 0 | 0 | 0
CO2 Emissions (MMmetricTons): NEISO
ReportingType | 2015 | 2020 | 2025 | 2030 | 2035 | 2040
BM | 0 | 0 | 0 | 0 | 0 | 0
CC | 12.53 | 7.92 | 3.6 | 1.38 | 0.28 | 0.04
CSP | 0 | 0 | 0 | 0 | 0 | 0
CT | 0 | 0.01 | 0.02 | 0.01 | 0 | 0
Coal | 0.06 | 0 | 0 | 0 | 0 | 0
Geo | 0 | 0 | 0 | 0 | 0 | 0
H | 0 | 0 | 0 | 0 | 0 | 0
LFG | 0 | 0 | 0 | 0 | 0 | 0
Nuc | 0 | 0 | 0 | 0 | 0 | 0
PS | 0 | 0 | 0 | 0 | 0 | 0
PV | 0 | 0 | 0 | 0 | 0 | 0
PeakG | 0.02 | 0.06 | 0.07 | 0.04 | 0.03 | 0.06
PeakO | 0 | 0 | 0 | 0 | 0 | 0
ST | 0 | 0 | 0 | 0 | 0 | 0
STOG | 0 | 0 | 0 | 0 | 0 | 0
STWD | 0 | 0 | 0 | 0 | 0 | 0
WT | 0 | 0 | 0 | 0 | 0 | 0
IGCC | 0 | 0 | 0 | 0 | 0 | 0
DemandResponse | 0 | 0 | 0 | 0 | 0 | 0
IGCC-CCS | 0 | 0 | 0 | 0 | 0 | 0
WT_off | 0 | 0 | 0 | 0 | 0 | 0
PseudoUnit | 0 | 0 | 0 | 0 | 0 | 0
FixedInterchange | 0 | 0 | 0 | 0 | 0 | 0
CO2 Emissions (MMmetricTons): NonRTO_Midwest
ReportingType | 2015 | 2020 | 2025 | 2030 | 2035 | 2040
BM | 0 | 0 | 0 | 0 | 0 | 0
CC | 5.28 | 8.06 | 8.06 | 8.06 | 3.29 | 0.68
CSP | 0 | 0 | 0 | 0 | 0 | 0
CT | 0 | 0 | 0 | 0 | 0 | 0
Coal | 38.47 | 25.45 | 2.9 | 0.25 | 0.27 | 0.27
Geo | 0 | 0 | 0 | 0 | 0 | 0
H | 0 | 0 | 0 | 0 | 0 | 0
LFG | 0 | 0 | 0 | 0 | 0 | 0
Nuc | 0 | 0 | 0 | 0 | 0 | 0
PS | 0 | 0 | 0 | 0 | 0 | 0
PV | 0 | 0 | 0 | 0 | 0 | 0
PeakG | 0.09 | 0.18 | 0.74 | 0.35 | 0 | 0
PeakO | 0 | 0 | 0 | 0 | 0 | 0
ST | 0 | 0 | 0 | 0 | 0 | 0
STOG | 0 | 0 | 0 | 0 | 0 | 0
STWD | 0 | 0 | 0 | 0 | 0 | 0
WT | 0 | 0 | 0 | 0 | 0 | 0
IGCC | 0 | 0 | 0 | 0 | 0 | 0
DemandResponse | 0 | 0 | 0 | 0 | 0 | 0
IGCC-CCS | 0 | 0 | 0 | 0 | 0 | 0
WT_off | 0 | 0 | 0 | 0 | 0 | 0
PseudoUnit | 0 | 0 | 0 | 0 | 0 | 0
FixedInterchange | 0 | 0 | 0 | 0 | 0 | 0
CO2 Emissions (MMmetricTons): NYISO_A-F
ReportingType | 2015 | 2020 | 2025 | 2030 | 2035 | 2040
BM | 0 | 0 | 0 | 0 | 0 | 0
CC | 2.46 | 1.67 | 1.29 | 0.08 | 0.01 | 0
CSP | 0 | 0 | 0 | 0 | 0 | 0
CT | 0 | 0 | 0 | 0 | 0 | 0
Coal | 0 | 0 | 0 | 0 | 0 | 0
Geo | 0 | 0 | 0 | 0 | 0 | 0
H | 0 | 0 | 0 | 0 | 0 | 0
LFG | 0 | 0 | 0 | 0 | 0 | 0
Nuc | 0 | 0 | 0 | 0 | 0 | 0
PS | 0 | 0 | 0 | 0 | 0 | 0
PV | 0 | 0 | 0 | 0 | 0 | 0
PeakG | 0 | 0.01 | 0 | 0 | 0 | 0
PeakO | 0 | 0 | 0 | 0 | 0 | 0
ST | 0 | 0 | 0 | 0 | 0 | 0
STOG | 0 | 0 | 0 | 0 | 0 | 0
STWD | 0 | 0 | 0 | 0 | 0 | 0
WT | 0 | 0 | 0 | 0 | 0 | 0
IGCC | 0 | 0 | 0 | 0 | 0 | 0
DemandResponse | 0 | 0 | 0 | 0 | 0 | 0
IGCC-CCS | 0 | 0 | 0 | 0 | 0 | 0
WT_off | 0 | 0 | 0 | 0 | 0 | 0
PseudoUnit | 0 | 0 | 0 | 0 | 0 | 0
FixedInterchange | 0 | 0 | 0 | 0 | 0 | 0
CO2 Emissions (MMmetricTons): NYISO_G-I
ReportingType | 2015 | 2020 | 2025 | 2030 | 2035 | 2040
BM | 0 | 0 | 0 | 0 | 0 | 0
CC | 1.45 | 1.19 | 0.55 | 0.52 | 0.49 | 0.29
CSP | 0 | 0 | 0 | 0 | 0 | 0
CT | 0 | 0 | 0 | 0 | 0 | 0
Coal | 0 | 0 | 0 | 0 | 0 | 0
Geo | 0 | 0 | 0 | 0 | 0 | 0
H | 0 | 0 | 0 | 0 | 0 | 0
LFG | 0 | 0 | 0 | 0 | 0 | 0
Nuc | 0 | 0 | 0 | 0 | 0 | 0
PS | 0 | 0 | 0 | 0 | 0 | 0
PV | 0 | 0 | 0 | 0 | 0 | 0
PeakG | 0 | 0 | 0 | 0 | 0 | 0
PeakO | 0 | 0 | 0 | 0 | 0 | 0
ST | 0 | 0 | 0 | 0 | 0 | 0
STOG | 0 | 0 | 0 | 0 | 0 | 0
STWD | 0 | 0 | 0 | 0 | 0 | 0
WT | 0 | 0 | 0 | 0 | 0 | 0
IGCC | 0 | 0 | 0 | 0 | 0 | 0
DemandResponse | 0 | 0 | 0 | 0 | 0 | 0
IGCC-CCS | 0 | 0 | 0 | 0 | 0 | 0
WT_off | 0 | 0 | 0 | 0 | 0 | 0
PseudoUnit | 0 | 0 | 0 | 0 | 0 | 0
FixedInterchange | 0 | 0 | 0 | 0 | 0 | 0
CO2 Emissions (MMmetricTons): NYISO_J-K
ReportingType | 2015 | 2020 | 2025 | 2030 | 2035 | 2040
BM | 0 | 0 | 0 | 0 | 0 | 0
CC | 8.55 | 6.62 | 4.82 | 3.75 | 3.69 | 2.45
CSP | 0 | 0 | 0 | 0 | 0 | 0
CT | 0 | 0 | 0 | 0 | 0 | 0
Coal | 0 | 0 | 0 | 0 | 0 | 0
Geo | 0 | 0 | 0 | 0 | 0 | 0
H | 0 | 0 | 0 | 0 | 0 | 0
LFG | 0 | 0 | 0 | 0 | 0 | 0
Nuc | 0 | 0 | 0 | 0 | 0 | 0
PS | 0 | 0 | 0 | 0 | 0 | 0
PV | 0 | 0 | 0 | 0 | 0 | 0
PeakG | 0.07 | 0.12 | 0.24 | 0.23 | 0.2 | 0.2
PeakO | 0 | 0 | 0.03 | 0 | 0 | 0.01
ST | 0 | 0 | 0 | 0 | 0 | 0
STOG | 0.17 | 0.39 | 0.23 | 0.11 | 0.05 | 0.05
STWD | 0 | 0 | 0 | 0 | 0 | 0
WT | 0 | 0 | 0 | 0 | 0 | 0
IGCC | 0 | 0 | 0 | 0 | 0 | 0
DemandResponse | 0 | 0 | 0 | 0 | 0 | 0
IGCC-CCS | 0 | 0 | 0 | 0 | 0 | 0
WT_off | 0 | 0 | 0 | 0 | 0 | 0
PseudoUnit | 0 | 0 | 0 | 0 | 0 | 0
FixedInterchange | 0 | 0 | 0 | 0 | 0 | 0
CO2 Emissions (MMmetricTons): PJM_E
ReportingType | 2015 | 2020 | 2025 | 2030 | 2035 | 2040
BM | 0 | 0 | 0 | 0 | 0 | 0
CC | 15.13 | 18.07 | 17.9 | 14.97 | 9.26 | 5.29
CSP | 0 | 0 | 0 | 0 | 0 | 0
CT | 0 | 0 | 0.01 | 0 | 0 | 0
Coal | 0.62 | 0.41 | 0.32 | 0.01 | 0.1 | 0.12
Geo | 0 | 0 | 0 | 0 | 0 | 0
H | 0 | 0 | 0 | 0 | 0 | 0
LFG | 0 | 0 | 0 | 0 | 0 | 0
Nuc | 0 | 0 | 0 | 0 | 0 | 0
PS | 0 | 0 | 0 | 0 | 0 | 0
PV | 0 | 0 | 0 | 0 | 0 | 0
PeakG | 0.03 | 0.41 | 0.9 | 0.54 | 0.28 | 0.28
PeakO | 0 | 0 | 0 | 0 | 0 | 0
ST | 0 | 0 | 0 | 0 | 0 | 0
STOG | 0.16 | 0.59 | 0 | 0 | 0 | 0
STWD | 0 | 0 | 0 | 0 | 0 | 0
WT | 0 | 0 | 0 | 0 | 0 | 0
IGCC | 0 | 0 | 0 | 0 | 0 | 0
DemandResponse | 0 | 0 | 0 | 0 | 0 | 0
IGCC-CCS | 0 | 0 | 0 | 0 | 0 | 0
WT_off | 0 | 0 | 0 | 0 | 0 | 0
PseudoUnit | 0 | 0 | 0 | 0 | 0 | 0
FixedInterchange | 0 | 0 | 0 | 0 | 0 | 0
CO2 Emissions (MMmetricTons): PJM_ROM
ReportingType | 2015 | 2020 | 2025 | 2030 | 2035 | 2040
BM | 0 | 0 | 0 | 0 | 0 | 0
CC | 7.25 | 9.49 | 8.82 | 6.63 | 4.48 | 2.63
CSP | 0 | 0 | 0 | 0 | 0 | 0
CT | 0 | 0 | 0 | 0 | 0 | 0
Coal | 16.12 | 1.19 | 0.03 | 0 | 0 | 0
Geo | 0 | 0 | 0 | 0 | 0 | 0
H | 0 | 0 | 0 | 0 | 0 | 0
LFG | 0 | 0 | 0 | 0 | 0 | 0
Nuc | 0 | 0 | 0 | 0 | 0 | 0
PS | 0 | 0 | 0 | 0 | 0 | 0
PV | 0 | 0 | 0 | 0 | 0 | 0
PeakG | 0 | 0.03 | 0.18 | 0.35 | 0.18 | 0.09
PeakO | 0 | 0 | 0 | 0 | 0 | 0
ST | 0 | 0 | 0 | 0 | 0 | 0
STOG | 0.39 | 0.76 | 0 | 0 | 0 | 0
STWD | 0 | 0 | 0 | 0 | 0 | 0
WT | 0 | 0 | 0 | 0 | 0 | 0
IGCC | 0 | 0 | 0 | 0 | 0 | 0
DemandResponse | 0 | 0 | 0 | 0 | 0 | 0
IGCC-CCS | 0 | 0 | 0 | 0 | 0 | 0
WT_off | 0 | 0 | 0 | 0 | 0 | 0
PseudoUnit | 0 | 0 | 0 | 0 | 0 | 0
FixedInterchange | 0 | 0 | 0 | 0 | 0 | 0
CO2 Emissions (MMmetricTons): PJM_ROR
ReportingType | 2015 | 2020 | 2025 | 2030 | 2035 | 2040
BM | 0 | 0 | 0 | 0 | 0 | 0
CC | 47.32 | 46.59 | 46.72 | 39.97 | 22.57 | 9.76
CSP | 0 | 0 | 0 | 0 | 0 | 0
CT | 0 | 0.01 | 0.01 | 0.01 | 0 | 0
Coal | 228.91 | 81.18 | 6.47 | 1.12 | 0.48 | 0.48
Geo | 0 | 0 | 0 | 0 | 0 | 0
H | 0 | 0 | 0 | 0 | 0 | 0
LFG | 0 | 0 | 0 | 0 | 0 | 0
Nuc | 0 | 0 | 0 | 0 | 0 | 0
PS | 0 | 0 | 0 | 0 | 0 | 0
PV | 0 | 0 | 0 | 0 | 0 | 0
PeakG | 0.53 | 1.18 | 3.57 | 2.91 | 1.33 | 0.24
PeakO | 0 | 0 | 0 | 0 | 0 | 0
ST | 0 | 0 | 0 | 0 | 0 | 0
STOG | 0.28 | 0.71 | 0.71 | 0 | 0 | 0
STWD | 0 | 0 | 0 | 0 | 0 | 0
WT | 0 | 0 | 0 | 0 | 0 | 0
IGCC | 0 | 0 | 0 | 0 | 0 | 0
DemandResponse | 0 | 0 | 0 | 0 | 0 | 0
IGCC-CCS | 0 | 0 | 0 | 0 | 0 | 0
WT_off | 0 | 0 | 0 | 0 | 0 | 0
PseudoUnit | 0 | 0 | 0 | 0 | 0 | 0
FixedInterchange | 0 | 0 | 0 | 0 | 0 | 0
CO2 Emissions (MMmetricTons): SOCO
ReportingType | 2015 | 2020 | 2025 | 2030 | 2035 | 2040
BM | 0 | 0 | 0 | 0 | 0 | 0
CC | 58.12 | 60.73 | 59.37 | 37.59 | 10.4 | 1.53
CSP | 0 | 0 | 0 | 0 | 0 | 0
CT | 0 | 0 | 0 | 0 | 0 | 0
Coal | 31.42 | 7.62 | 0.5 | 0.5 | 0.5 | 0.5
Geo | 0 | 0 | 0 | 0 | 0 | 0
H | 0 | 0 | 0 | 0 | 0 | 0
LFG | 0 | 0 | 0 | 0 | 0 | 0
Nuc | 0 | 0 | 0 | 0 | 0 | 0
PS | 0 | 0 | 0 | 0 | 0 | 0
PV | 0 | 0 | 0 | 0 | 0 | 0
PeakG | 0.34 | 1.64 | 2.04 | 0 | 0 | 0
PeakO | 0 | 0 | 0 | 0 | 0 | 0
ST | 0 | 0 | 0 | 0 | 0 | 0
STOG | 0 | 0 | 0 | 0 | 0 | 0
STWD | 0 | 0 | 0 | 0 | 0 | 0
WT | 0 | 0 | 0 | 0 | 0 | 0
IGCC | 0 | 0 | 0 | 0 | 0 | 0
DemandResponse | 0 | 0 | 0 | 0 | 0 | 0
IGCC-CCS | 0 | 0 | 0 | 0 | 0 | 0
WT_off | 0 | 0 | 0 | 0 | 0 | 0
PseudoUnit | 0 | 0 | 0 | 0 | 0 | 0
FixedInterchange | 0 | 0 | 0 | 0 | 0 | 0
CO2 Emissions (MMmetricTons): SPP_N
ReportingType | 2015 | 2020 | 2025 | 2030 | 2035 | 2040
BM | 0 | 0 | 0 | 0 | 0 | 0
CC | 1.15 | 0.57 | 0.57 | 0.35 | 0.29 | 0.16
CSP | 0 | 0 | 0 | 0 | 0 | 0
CT | 0 | 0 | 0 | 0 | 0 | 0
Coal | 59.76 | 9.13 | 0.28 | 0.03 | 0 | 0
Geo | 0 | 0 | 0 | 0 | 0 | 0
H | 0 | 0 | 0 | 0 | 0 | 0
LFG | 0 | 0 | 0 | 0 | 0 | 0
Nuc | 0 | 0 | 0 | 0 | 0 | 0
PS | 0 | 0 | 0 | 0 | 0 | 0
PV | 0 | 0 | 0 | 0 | 0 | 0
PeakG | 0.04 | 0 | 0.03 | 0.01 | 0.01 | 0.09
PeakO | 0 | 0 | 0 | 0 | 0 | 0
ST | 0 | 0 | 0 | 0 | 0 | 0
STOG | 0.1 | 0 | 0 | 0 | 0 | 0
STWD | 0 | 0 | 0 | 0 | 0 | 0
WT | 0 | 0 | 0 | 0 | 0 | 0
IGCC | 0 | 0 | 0 | 0 | 0 | 0
DemandResponse | 0 | 0 | 0 | 0 | 0 | 0
IGCC-CCS | 0 | 0 | 0 | 0 | 0 | 0
WT_off | 0 | 0 | 0 | 0 | 0 | 0
PseudoUnit | 0 | 0 | 0 | 0 | 0 | 0
FixedInterchange | 0 | 0 | 0 | 0 | 0 | 0
CO2 Emissions (MMmetricTons): SPP_S
ReportingType | 2015 | 2020 | 2025 | 2030 | 2035 | 2040
BM | 0 | 0 | 0 | 0 | 0 | 0
CC | 14.67 | 4.19 | 4.81 | 3.09 | 2.77 | 2.06
CSP | 0 | 0 | 0 | 0 | 0 | 0
CT | 0.01 | 0 | 0.04 | 0.04 | 0.02 | 0
Coal | 87.89 | 5.72 | 0.59 | 0 | 0 | 0
Geo | 0 | 0 | 0 | 0 | 0 | 0
H | 0 | 0 | 0 | 0 | 0 | 0
LFG | 0 | 0 | 0 | 0 | 0 | 0
Nuc | 0 | 0 | 0 | 0 | 0 | 0
PS | 0 | 0 | 0 | 0 | 0 | 0
PV | 0 | 0 | 0 | 0 | 0 | 0
PeakG | 0 | 0 | 0.14 | 0.13 | 0.13 | 0.12
PeakO | 0 | 0 | 0 | 0 | 0 | 0
ST | 0 | 0 | 0 | 0 | 0 | 0
STOG | 0.89 | 0.54 | 0.16 | 0 | 0 | 0
STWD | 0 | 0 | 0 | 0 | 0 | 0
WT | 0 | 0 | 0 | 0 | 0 | 0
IGCC | 0 | 0 | 0 | 0 | 0 | 0
DemandResponse | 0 | 0 | 0 | 0 | 0 | 0
IGCC-CCS | 0 | 0 | 0 | 0 | 0 | 0
WT_off | 0 | 0 | 0 | 0 | 0 | 0
PseudoUnit | 0 | 0 | 0 | 0 | 0 | 0
FixedInterchange | 0 | 0 | 0 | 0 | 0 | 0
CO2 Emissions (MMmetricTons): TVA
ReportingType | 2015 | 2020 | 2025 | 2030 | 2035 | 2040
BM | 0 | 0 | 0 | 0 | 0 | 0
CC | 15.88 | 19.39 | 18.2 | 13.78 | 6.23 | 0.2
CSP | 0 | 0 | 0 | 0 | 0 | 0
CT | 0 | 0 | 0 | 0 | 0 | 0
Coal | 44.35 | 24.33 | 0 | 0 | 0 | 0
Geo | 0 | 0 | 0 | 0 | 0 | 0
H | 0 | 0 | 0 | 0 | 0 | 0
LFG | 0 | 0 | 0 | 0 | 0 | 0
Nuc | 0 | 0 | 0 | 0 | 0 | 0
PS | 0 | 0 | 0 | 0 | 0 | 0
PV | 0 | 0 | 0 | 0 | 0 | 0
PeakG | 0 | 0.02 | 0.12 | 0.03 | 0 | 0
PeakO | 0 | 0 | 0 | 0 | 0 | 0
ST | 0 | 0 | 0 | 0 | 0 | 0
STOG | 0 | 0 | 0 | 0 | 0 | 0
STWD | 0 | 0 | 0 | 0 | 0 | 0
WT | 0 | 0 | 0 | 0 | 0 | 0
IGCC | 0 | 0 | 0 | 0 | 0 | 0
DemandResponse | 0 | 0 | 0 | 0 | 0 | 0
IGCC-CCS | 0 | 0 | 0 | 0 | 0 | 0
WT_off | 0 | 0 | 0 | 0 | 0 | 0
PseudoUnit | 0 | 0 | 0 | 0 | 0 | 0
FixedInterchange | 0 | 0 | 0 | 0 | 0 | 0
CO2 Emissions (MMmetricTons): TVA_Transmission
ReportingType | 2015 | 2020 | 2025 | 2030 | 2035 | 2040
BM | 0 | 0 | 0 | 0 | 0 | 0
CC | 0 | 0 | 0 | 0 | 0 | 0
CSP | 0 | 0 | 0 | 0 | 0 | 0
CT | 0 | 0 | 0 | 0 | 0 | 0
Coal | 0 | 0 | 0 | 0 | 0 | 0
Geo | 0 | 0 | 0 | 0 | 0 | 0
H | 0 | 0 | 0 | 0 | 0 | 0
LFG | 0 | 0 | 0 | 0 | 0 | 0
Nuc | 0 | 0 | 0 | 0 | 0 | 0
PS | 0 | 0 | 0 | 0 | 0 | 0
PV | 0 | 0 | 0 | 0 | 0 | 0
PeakG | 0 | 0 | 0 | 0 | 0 | 0
PeakO | 0 | 0 | 0 | 0 | 0 | 0
ST | 0 | 0 | 0 | 0 | 0 | 0
STOG | 0 | 0 | 0 | 0 | 0 | 0
STWD | 0 | 0 | 0 | 0 | 0 | 0
WT | 0 | 0 | 0 | 0 | 0 | 0
IGCC | 0 | 0 | 0 | 0 | 0 | 0
DemandResponse | 0 | 0 | 0 | 0 | 0 | 0
IGCC-CCS | 0 | 0 | 0 | 0 | 0 | 0
WT_off | 0 | 0 | 0 | 0 | 0 | 0
PseudoUnit | 0 | 0 | 0 | 0 | 0 | 0
FixedInterchange | 0 | 0 | 0 | 0 | 0 | 0
CO2 Emissions (MMmetricTons): VACAR
ReportingType | 2015 | 2020 | 2025 | 2030 | 2035 | 2040
BM | 0 | 0 | 0 | 0 | 0 | 0
CC | 30.43 | 31.04 | 31.14 | 20.77 | 7.35 | 0.71
CSP | 0 | 0 | 0 | 0 | 0 | 0
CT | 0.04 | 0.17 | 0.28 | 0 | 0 | 0
Coal | 35.8 | 8.95 | 1.58 | 0.36 | 0.31 | 0.33
Geo | 0 | 0 | 0 | 0 | 0 | 0
H | 0 | 0 | 0 | 0 | 0 | 0
LFG | 0 | 0 | 0 | 0 | 0 | 0
Nuc | 0 | 0 | 0 | 0 | 0 | 0
PS | 0 | 0 | 0 | 0 | 0 | 0
PV | 0 | 0 | 0 | 0 | 0 | 0
PeakG | 0.09 | 0.83 | 0.87 | 0 | 0 | 0
PeakO | 0 | 0 | 0 | 0 | 0 | 0
ST | 0 | 0 | 0 | 0 | 0 | 0
STOG | 0 | 0 | 0 | 0 | 0 | 0
STWD | 0 | 0 | 0 | 0 | 0 | 0
WT | 0 | 0 | 0 | 0 | 0 | 0
IGCC | 0 | 0 | 0 | 0 | 0 | 0
DemandResponse | 0 | 0 | 0 | 0 | 0 | 0
IGCC-CCS | 0 | 0 | 0 | 0 | 0 | 0
WT_off | 0 | 0 | 0 | 0 | 0 | 0
PseudoUnit | 0 | 0 | 0 | 0 | 0 | 0
FixedInterchange | 0 | 0 | 0 | 0 | 0 | 0
CO2 Emissions (MMmetricTons): IESO
ReportingType | 2015 | 2020 | 2025 | 2030 | 2035 | 2040
BM | 0 | 0 | 0 | 0 | 0 | 0
CC | 3.12 | 3.12 | 0.08 | 0.02 | 0 | 0
CSP | 0 | 0 | 0 | 0 | 0 | 0
CT | 0.03 | 0.01 | 0 | 0 | 0 | 0
Coal | 0 | 0 | 0 | 0 | 0 | 0
Geo | 0 | 0 | 0 | 0 | 0 | 0
H | 0 | 0 | 0 | 0 | 0 | 0
LFG | 0 | 0 | 0 | 0 | 0 | 0
Nuc | 0 | 0 | 0 | 0 | 0 | 0
PS | 0 | 0 | 0 | 0 | 0 | 0
PV | 0 | 0 | 0 | 0 | 0 | 0
PeakG | 0 | 0 | 0 | 0 | 0 | 0
PeakO | 0 | 0 | 0 | 0 | 0 | 0
ST | 0 | 0 | 0 | 0 | 0 | 0
STOG | 0 | 0 | 0 | 0 | 0 | 0
STWD | 0 | 0 | 0 | 0 | 0 | 0
WT | 0 | 0 | 0 | 0 | 0 | 0
IGCC | 0 | 0 | 0 | 0 | 0 | 0
DemandResponse | 0 | 0 | 0 | 0 | 0 | 0
IGCC-CCS | 0 | 0 | 0 | 0 | 0 | 0
WT_off | 0 | 0 | 0 | 0 | 0 | 0
PseudoUnit | 0 | 0 | 0 | 0 | 0 | 0
FixedInterchange | 0 | 0 | 0 | 0 | 0 | 0
CO2 Emissions (MMmetricTons): MAPP_CA
ReportingType | 2015 | 2020 | 2025 | 2030 | 2035 | 2040
BM | 0 | 0 | 0 | 0 | 0 | 0
CC | 2.9 | 2.9 | 0.6 | 0 | 0 | 0
CSP | 0 | 0 | 0 | 0 | 0 | 0
CT | 0 | 0 | 0 | 0 | 0 | 0
Coal | 0.35 | 0 | 0 | 0 | 0 | 0
Geo | 0 | 0 | 0 | 0 | 0 | 0
H | 0 | 0 | 0 | 0 | 0 | 0
LFG | 0 | 0 | 0 | 0 | 0 | 0
Nuc | 0 | 0 | 0 | 0 | 0 | 0
PS | 0 | 0 | 0 | 0 | 0 | 0
PV | 0 | 0 | 0 | 0 | 0 | 0
PeakG | 0.04 | 0.07 | 0 | 0 | 0 | 0
PeakO | 0 | 0 | 0 | 0 | 0 | 0
ST | 0 | 0 | 0 | 0 | 0 | 0
STOG | 0.01 | 0 | 0 | 0 | 0 | 0
STWD | 0 | 0 | 0 | 0 | 0 | 0
WT | 0 | 0 | 0 | 0 | 0 | 0
IGCC | 0 | 0 | 0 | 0 | 0 | 0
DemandResponse | 0 | 0 | 0 | 0 | 0 | 0
IGCC-CCS | 0 | 0 | 0 | 0 | 0 | 0
WT_off | 0 | 0 | 0 | 0 | 0 | 0
PseudoUnit | 0 | 0 | 0 | 0 | 0 | 0
FixedInterchange | 0 | 0 | 0 | 0 | 0 | 0
CO2 Emissions (MMmetricTons): AZ_NM_SNV_Coal
ReportingType | 2015 | 2020 | 2025 | 2030 | 2035 | 2040
BM | 0 | 0 | 0 | 0 | 0 | 0
CC | 0 | 0 | 0 | 0 | 0 | 0
CSP | 0 | 0 | 0 | 0 | 0 | 0
CT | 0 | 0 | 0 | 0 | 0 | 0
Coal | 59.01 | 35.92 | 0 | 0 | 0 | 0
Geo | 0 | 0 | 0 | 0 | 0 | 0
H | 0 | 0 | 0 | 0 | 0 | 0
LFG | 0 | 0 | 0 | 0 | 0 | 0
Nuc | 0 | 0 | 0 | 0 | 0 | 0
PS | 0 | 0 | 0 | 0 | 0 | 0
PV | 0 | 0 | 0 | 0 | 0 | 0
PeakG | 0 | 0 | 0 | 0 | 0 | 0
PeakO | 0 | 0 | 0 | 0 | 0 | 0
ST | 0 | 0 | 0 | 0 | 0 | 0
STOG | 0 | 0 | 0 | 0 | 0 | 0
STWD | 0 | 0 | 0 | 0 | 0 | 0
WT | 0 | 0 | 0 | 0 | 0 | 0
IGCC | 0 | 0 | 0 | 0 | 0 | 0
DemandResponse | 0 | 0 | 0 | 0 | 0 | 0
IGCC-CCS | 0 | 0 | 0 | 0 | 0 | 0
WT_off | 0 | 0 | 0 | 0 | 0 | 0
PseudoUnit | 0 | 0 | 0 | 0 | 0 | 0
FixedInterchange | 0 | 0 | 0 | 0 | 0 | 0
CO2 Emissions (MMmetricTons): AZ_NM_SNV_Gas
ReportingType | 2015 | 2020 | 2025 | 2030 | 2035 | 2040
BM | 0 | 0 | 0 | 0 | 0 | 0
CC | 24.5 | 21.93 | 22.51 | 13.11 | 4.89 | 0.22
CSP | 0 | 0 | 0 | 0 | 0 | 0
CT | 0 | 0.01 | 0.08 | 0.05 | 0 | 0
Coal | 0 | 0 | 0 | 0 | 0 | 0
Geo | 0 | 0 | 0 | 0 | 0 | 0
H | 0 | 0 | 0 | 0 | 0 | 0
LFG | 0 | 0 | 0 | 0 | 0 | 0
Nuc | 0 | 0 | 0 | 0 | 0 | 0
PS | 0 | 0 | 0 | 0 | 0 | 0
PV | 0 | 0 | 0 | 0 | 0 | 0
PeakG | 0 | 0.01 | 0 | 0 | 0 | 0
PeakO | 0 | 0 | 0 | 0 | 0 | 0
ST | 0 | 0 | 0 | 0 | 0 | 0
STOG | 0 | 0 | 0 | 0 | 0 | 0
STWD | 0 | 0 | 0 | 0 | 0 | 0
WT | 0 | 0 | 0 | 0 | 0 | 0
IGCC | 0 | 0 | 0 | 0 | 0 | 0
DemandResponse | 0 | 0 | 0 | 0 | 0 | 0
IGCC-CCS | 0 | 0 | 0 | 0 | 0 | 0
WT_off | 0 | 0 | 0 | 0 | 0 | 0
PseudoUnit | 0 | 0 | 0 | 0 | 0 | 0
FixedInterchange | 0 | 0 | 0 | 0 | 0 | 0
CO2 Emissions (MMmetricTons): AZ_NM_SNV_NucRenew
ReportingType | 2015 | 2020 | 2025 | 2030 | 2035 | 2040
BM | 0 | 0 | 0 | 0 | 0 | 0
CC | 0 | 0 | 0 | 0 | 0 | 0
CSP | 0 | 0 | 0 | 0 | 0 | 0
CT | 0 | 0 | 0 | 0 | 0 | 0
Coal | 0 | 0 | 0 | 0 | 0 | 0
Geo | 0 | 0 | 0 | 0 | 0 | 0
H | 0 | 0 | 0 | 0 | 0 | 0
LFG | 0 | 0 | 0 | 0 | 0 | 0
Nuc | 0 | 0 | 0 | 0 | 0 | 0
PS | 0 | 0 | 0 | 0 | 0 | 0
PV | 0 | 0 | 0 | 0 | 0 | 0
PeakG | 0 | 0 | 0 | 0 | 0 | 0
PeakO | 0 | 0 | 0 | 0 | 0 | 0
ST | 0 | 0 | 0 | 0 | 0 | 0
STOG | 0 | 0 | 0 | 0 | 0 | 0
STWD | 0 | 0 | 0 | 0 | 0 | 0
WT | 0 | 0 | 0 | 0 | 0 | 0
IGCC | 0 | 0 | 0 | 0 | 0 | 0
DemandResponse | 0 | 0 | 0 | 0 | 0 | 0
IGCC-CCS | 0 | 0 | 0 | 0 | 0 | 0
WT_off | 0 | 0 | 0 | 0 | 0 | 0
PseudoUnit | 0 | 0 | 0 | 0 | 0 | 0
FixedInterchange | 0 | 0 | 0 | 0 | 0 | 0
CO2 Emissions (MMmetricTons): ERCOT
ReportingType | 2015 | 2020 | 2025 | 2030 | 2035 | 2040
BM | 0 | 0 | 0 | 0 | 0 | 0
CC | 75.36 | 76.95 | 68.07 | 60.82 | 25.78 | 13.25
CSP | 0 | 0 | 0 | 0 | 0 | 0
CT | 0 | 0.01 | 0.03 | 0.05 | 0 | 0
Coal | 40.72 | 25.23 | 1.45 | 0.69 | 0.69 | 0.6
Geo | 0 | 0 | 0 | 0 | 0 | 0
H | 0 | 0 | 0 | 0 | 0 | 0
LFG | 0 | 0 | 0 | 0 | 0 | 0
Nuc | 0 | 0 | 0 | 0 | 0 | 0
PS | 0 | 0 | 0 | 0 | 0 | 0
PV | 0 | 0 | 0 | 0 | 0 | 0
PeakG | 0 | 0.15 | 0.42 | 0.36 | 0 | 0
PeakO | 0 | 0 | 0 | 0 | 0 | 0
ST | 0 | 0 | 0 | 0 | 0 | 0
STOG | 1.46 | 1.94 | 0.19 | 0 | 0 | 0
STWD | 0 | 0 | 0 | 0 | 0 | 0
WT | 0 | 0 | 0 | 0 | 0 | 0
IGCC | 0 | 0 | 0 | 0 | 0 | 0
DemandResponse | 0 | 0 | 0 | 0 | 0 | 0
IGCC-CCS | 0 | 0 | 0 | 0 | 0 | 0
WT_off | 0 | 0 | 0 | 0 | 0 | 0
PseudoUnit | 0 | 0 | 0 | 0 | 0 | 0
FixedInterchange | 0 | 0 | 0 | 0 | 0 | 0
CO2 Emissions (MMmetricTons): NP15
ReportingType | 2015 | 2020 | 2025 | 2030 | 2035 | 2040
BM | 0 | 0 | 0 | 0 | 0 | 0
CC | 20.31 | 19.54 | 16.42 | 10.74 | 3.18 | 2.13
CSP | 0 | 0 | 0 | 0 | 0 | 0
CT | 0 | 0 | 0 | 0 | 0 | 0
Coal | 1.57 | 0 | 0 | 0 | 0 | 0
Geo | 0 | 0 | 0 | 0 | 0 | 0
H | 0 | 0 | 0 | 0 | 0 | 0
LFG | 0 | 0 | 0 | 0 | 0 | 0
Nuc | 0 | 0 | 0 | 0 | 0 | 0
PS | 0 | 0 | 0 | 0 | 0 | 0
PV | 0 | 0 | 0 | 0 | 0 | 0
PeakG | 0 | 0 | 0 | 0 | 0 | 0
PeakO | 0 | 0 | 0 | 0 | 0 | 0
ST | 0 | 0 | 0 | 0 | 0 | 0
STOG | 0.03 | 0 | 0 | 0 | 0 | 0
STWD | 0 | 0 | 0 | 0 | 0 | 0
WT | 0 | 0 | 0 | 0 | 0 | 0
IGCC | 0 | 0 | 0 | 0 | 0 | 0
DemandResponse | 0 | 0 | 0 | 0 | 0 | 0
IGCC-CCS | 0 | 0 | 0 | 0 | 0 | 0
WT_off | 0 | 0 | 0 | 0 | 0 | 0
PseudoUnit | 0 | 0 | 0 | 0 | 0 | 0
FixedInterchange | 0 | 0 | 0 | 0 | 0 | 0
CO2 Emissions (MMmetricTons): NWPP_Coal
ReportingType | 2015 | 2020 | 2025 | 2030 | 2035 | 2040
BM | 0 | 0 | 0 | 0 | 0 | 0
CC | 0 | 0 | 0 | 0 | 0 | 0
CSP | 0 | 0 | 0 | 0 | 0 | 0
CT | 0 | 0 | 0 | 0 | 0 | 0
Coal | 53.52 | 41.89 | 0.16 | 0.16 | 0.16 | 0.07
Geo | 0 | 0 | 0 | 0 | 0 | 0
H | 0 | 0 | 0 | 0 | 0 | 0
LFG | 0 | 0 | 0 | 0 | 0 | 0
Nuc | 0 | 0 | 0 | 0 | 0 | 0
PS | 0 | 0 | 0 | 0 | 0 | 0
PV | 0 | 0 | 0 | 0 | 0 | 0
PeakG | 0 | 0 | 0 | 0 | 0 | 0
PeakO | 0 | 0 | 0 | 0 | 0 | 0
ST | 0 | 0 | 0 | 0 | 0 | 0
STOG | 0 | 0 | 0 | 0 | 0 | 0
STWD | 0 | 0 | 0 | 0 | 0 | 0
WT | 0 | 0 | 0 | 0 | 0 | 0
IGCC | 0 | 0 | 0 | 0 | 0 | 0
DemandResponse | 0 | 0 | 0 | 0 | 0 | 0
IGCC-CCS | 0 | 0 | 0 | 0 | 0 | 0
WT_off | 0 | 0 | 0 | 0 | 0 | 0
PseudoUnit | 0 | 0 | 0 | 0 | 0 | 0
FixedInterchange | 0 | 0 | 0 | 0 | 0 | 0
CO2 Emissions (MMmetricTons): NWPP_Gas
ReportingType | 2015 | 2020 | 2025 | 2030 | 2035 | 2040
BM | 0 | 0 | 0 | 0 | 0 | 0
CC | 19.13 | 19.13 | 14.2 | 8.15 | 0.34 | 0
CSP | 0 | 0 | 0 | 0 | 0 | 0
CT | 0 | 0 | 0 | 0 | 0 | 0
Coal | 0 | 0 | 0 | 0 | 0 | 0
Geo | 0 | 0 | 0 | 0 | 0 | 0
H | 0 | 0 | 0 | 0 | 0 | 0
LFG | 0 | 0 | 0 | 0 | 0 | 0
Nuc | 0 | 0 | 0 | 0 | 0 | 0
PS | 0 | 0 | 0 | 0 | 0 | 0
PV | 0 | 0 | 0 | 0 | 0 | 0
PeakG | 0 | 0 | 0 | 0 | 0 | 0
PeakO | 0 | 0 | 0 | 0 | 0 | 0
ST | 0 | 0 | 0 | 0 | 0 | 0
STOG | 0 | 0 | 0 | 0 | 0 | 0
STWD | 0 | 0 | 0 | 0 | 0 | 0
WT | 0 | 0 | 0 | 0 | 0 | 0
IGCC | 0 | 0 | 0 | 0 | 0 | 0
DemandResponse | 0 | 0 | 0 | 0 | 0 | 0
IGCC-CCS | 0 | 0 | 0 | 0 | 0 | 0
WT_off | 0 | 0 | 0 | 0 | 0 | 0
PseudoUnit | 0 | 0 | 0 | 0 | 0 | 0
FixedInterchange | 0 | 0 | 0 | 0 | 0 | 0
CO2 Emissions (MMmetricTons): NWPP_NucRenew
ReportingType | 2015 | 2020 | 2025 | 2030 | 2035 | 2040
BM | 0 | 0 | 0 | 0 | 0 | 0
CC | 0 | 0 | 0 | 0 | 0 | 0
CSP | 0 | 0 | 0 | 0 | 0 | 0
CT | 0 | 0 | 0 | 0 | 0 | 0
Coal | 0 | 0 | 0 | 0 | 0 | 0
Geo | 0 | 0 | 0 | 0 | 0 | 0
H | 0 | 0 | 0 | 0 | 0 | 0
LFG | 0 | 0 | 0 | 0 | 0 | 0
Nuc | 0 | 0 | 0 | 0 | 0 | 0
PS | 0 | 0 | 0 | 0 | 0 | 0
PV | 0 | 0 | 0 | 0 | 0 | 0
PeakG | 0 | 0 | 0 | 0 | 0 | 0
PeakO | 0 | 0 | 0 | 0 | 0 | 0
ST | 0 | 0 | 0 | 0 | 0 | 0
STOG | 0 | 0 | 0 | 0 | 0 | 0
STWD | 0 | 0 | 0 | 0 | 0 | 0
WT | 0 | 0 | 0 | 0 | 0 | 0
IGCC | 0 | 0 | 0 | 0 | 0 | 0
DemandResponse | 0 | 0 | 0 | 0 | 0 | 0
IGCC-CCS | 0 | 0 | 0 | 0 | 0 | 0
WT_off | 0 | 0 | 0 | 0 | 0 | 0
PseudoUnit | 0 | 0 | 0 | 0 | 0 | 0
FixedInterchange | 0 | 0 | 0 | 0 | 0 | 0
CO2 Emissions (MMmetricTons): RMPA
ReportingType | 2015 | 2020 | 2025 | 2030 | 2035 | 2040
BM | 0 | 0 | 0 | 0 | 0 | 0
CC | 3.19 | 3.28 | 5.69 | 3.49 | 1.31 | 1.1
CSP | 0 | 0 | 0 | 0 | 0 | 0
CT | 0 | 0 | 0 | 0 | 0 | 0
Coal | 52.3 | 35.71 | 3.02 | 0.43 | 0.36 | 0.18
Geo | 0 | 0 | 0 | 0 | 0 | 0
H | 0 | 0 | 0 | 0 | 0 | 0
LFG | 0 | 0 | 0 | 0 | 0 | 0
Nuc | 0 | 0 | 0 | 0 | 0 | 0
PS | 0 | 0 | 0 | 0 | 0 | 0
PV | 0 | 0 | 0 | 0 | 0 | 0
PeakG | 0 | 0.01 | 0.22 | 0.08 | 0.03 | 0
PeakO | 0 | 0 | 0 | 0 | 0 | 0
ST | 0 | 0 | 0 | 0 | 0 | 0
STOG | 0 | 0 | 0 | 0 | 0 | 0
STWD | 0 | 0 | 0 | 0 | 0 | 0
WT | 0 | 0 | 0 | 0 | 0 | 0
IGCC | 0 | 0 | 0 | 0 | 0 | 0
DemandResponse | 0 | 0 | 0 | 0 | 0 | 0
IGCC-CCS | 0 | 0 | 0 | 0 | 0 | 0
WT_off | 0 | 0 | 0 | 0 | 0 | 0
PseudoUnit | 0 | 0 | 0 | 0 | 0 | 0
FixedInterchange | 0 | 0 | 0 | 0 | 0 | 0
CO2 Emissions (MMmetricTons): SP15
ReportingType | 2015 | 2020 | 2025 | 2030 | 2035 | 2040
BM | 0 | 0 | 0 | 0 | 0 | 0
CC | 26.83 | 23.65 | 20.5 | 17.97 | 7.43 | 6.08
CSP | 0 | 0 | 0 | 0 | 0 | 0
CT | 0 | 0 | 0 | 0 | 0 | 0
Coal | 1.49 | 0.81 | 0 | 0 | 0 | 0
Geo | 0 | 0 | 0 | 0 | 0 | 0
H | 0 | 0 | 0 | 0 | 0 | 0
LFG | 0 | 0 | 0 | 0 | 0 | 0
Nuc | 0 | 0 | 0 | 0 | 0 | 0
PS | 0 | 0 | 0 | 0 | 0 | 0
PV | 0 | 0 | 0 | 0 | 0 | 0
PeakG | 0 | 0.01 | 0.24 | 0.13 | 0.17 | 0.17
PeakO | 0 | 0 | 0 | 0 | 0 | 0
ST | 0 | 0 | 0 | 0 | 0 | 0
STOG | 0.33 | 0.36 | 0 | 0 | 0 | 0
STWD | 0 | 0 | 0 | 0 | 0 | 0
WT | 0 | 0 | 0 | 0 | 0 | 0
IGCC | 0 | 0 | 0 | 0 | 0 | 0
DemandResponse | 0 | 0 | 0 | 0 | 0 | 0
IGCC-CCS | 0 | 0 | 0 | 0 | 0 | 0
WT_off | 0 | 0 | 0 | 0 | 0 | 0
PseudoUnit | 0 | 0 | 0 | 0 | 0 | 0
FixedInterchange | 0 | 0 | 0 | 0 | 0 | 0
CO2 Emissions (MMmetricTons): ALB
ReportingType | 2015 | 2020 | 2025 | 2030 | 2035 | 2040
BM | 0 | 0 | 0 | 0 | 0 | 0
CC | 7.15 | 7.16 | 7.23 | 0.35 | 0 | 0
CSP | 0 | 0 | 0 | 0 | 0 | 0
CT | 0 | 0 | 0 | 0 | 0 | 0
Coal | 45.36 | 45.36 | 43.66 | 0 | 0 | 0.01
Geo | 0 | 0 | 0 | 0 | 0 | 0
H | 0 | 0 | 0 | 0 | 0 | 0
LFG | 0 | 0 | 0 | 0 | 0 | 0
Nuc | 0 | 0 | 0 | 0 | 0 | 0
PS | 0 | 0 | 0 | 0 | 0 | 0
PV | 0 | 0 | 0 | 0 | 0 | 0
PeakG | 0 | 0 | 0 | 0 | 0 | 0
PeakO | 0 | 0 | 0 | 0 | 0 | 0
ST | 0 | 0 | 0 | 0 | 0 | 0
STOG | 0 | 0 | 0 | 0 | 0 | 0
STWD | 0 | 0 | 0 | 0 | 0 | 0
WT | 0 | 0 | 0 | 0 | 0 | 0
IGCC | 0 | 0 | 0 | 0 | 0 | 0
DemandResponse | 0 | 0 | 0 | 0 | 0 | 0
IGCC-CCS | 0 | 0 | 0 | 0 | 0 | 0
WT_off | 0 | 0 | 0 | 0 | 0 | 0
PseudoUnit | 0 | 0 | 0 | 0 | 0 | 0
FixedInterchange | 0 | 0 | 0 | 0 | 0 | 0
CO2 Emissions (MMmetricTons): BC
ReportingType | 2015 | 2020 | 2025 | 2030 | 2035 | 2040
BM | 0 | 0 | 0 | 0 | 0 | 0
CC | 2.48 | 2.48 | 2.48 | 1.89 | 0.35 | 0
CSP | 0 | 0 | 0 | 0 | 0 | 0
CT | 0 | 0 | 0 | 0 | 0 | 0
Coal | 0 | 0 | 0 | 0 | 0 | 0
Geo | 0 | 0 | 0 | 0 | 0 | 0
H | 0 | 0 | 0 | 0 | 0 | 0
LFG | 0 | 0 | 0 | 0 | 0 | 0
Nuc | 0 | 0 | 0 | 0 | 0 | 0
PS | 0 | 0 | 0 | 0 | 0 | 0
PV | 0 | 0 | 0 | 0 | 0 | 0
PeakG | 0 | 0 | 0 | 0 | 0 | 0
PeakO | 0 | 0 | 0 | 0 | 0 | 0
ST | 0 | 0 | 0 | 0 | 0 | 0
STOG | 0 | 0 | 0 | 0 | 0 | 0
STWD | 0 | 0 | 0 | 0 | 0 | 0
WT | 0 | 0 | 0 | 0 | 0 | 0
IGCC | 0 | 0 | 0 | 0 | 0 | 0
DemandResponse | 0 | 0 | 0 | 0 | 0 | 0
IGCC-CCS | 0 | 0 | 0 | 0 | 0 | 0
WT_off | 0 | 0 | 0 | 0 | 0 | 0
PseudoUnit | 0 | 0 | 0 | 0 | 0 | 0
FixedInterchange | 0 | 0 | 0 | 0 | 0 | 0
CO2 Emissions (MMmetricTons): HQ_IESO
ReportingType | 2015 | 2020 | 2025 | 2030 | 2035 | 2040
BM | 0 | 0 | 0 | 0 | 0 | 0
CC | 0 | 0 | 0 | 0 | 0 | 0
CSP | 0 | 0 | 0 | 0 | 0 | 0
CT | 0 | 0 | 0 | 0 | 0 | 0
Coal | 0 | 0 | 0 | 0 | 0 | 0
Geo | 0 | 0 | 0 | 0 | 0 | 0
H | 0 | 0 | 0 | 0 | 0 | 0
LFG | 0 | 0 | 0 | 0 | 0 | 0
Nuc | 0 | 0 | 0 | 0 | 0 | 0
PS | 0 | 0 | 0 | 0 | 0 | 0
PV | 0 | 0 | 0 | 0 | 0 | 0
PeakG | 0 | 0 | 0 | 0 | 0 | 0
PeakO | 0 | 0 | 0 | 0 | 0 | 0
ST | 0 | 0 | 0 | 0 | 0 | 0
STOG | 0 | 0 | 0 | 0 | 0 | 0
STWD | 0 | 0 | 0 | 0 | 0 | 0
WT | 0 | 0 | 0 | 0 | 0 | 0
IGCC | 0 | 0 | 0 | 0 | 0 | 0
DemandResponse | 0 | 0 | 0 | 0 | 0 | 0
IGCC-CCS | 0 | 0 | 0 | 0 | 0 | 0
WT_off | 0 | 0 | 0 | 0 | 0 | 0
PseudoUnit | 0 | 0 | 0 | 0 | 0 | 0
FixedInterchange | 0 | 0 | 0 | 0 | 0 | 0
CO2 Emissions (MMmetricTons): HQ_NEISO
ReportingType | 2015 | 2020 | 2025 | 2030 | 2035 | 2040
BM | 0 | 0 | 0 | 0 | 0 | 0
CC | 0 | 0 | 0 | 0 | 0 | 0
CSP | 0 | 0 | 0 | 0 | 0 | 0
CT | 0 | 0 | 0 | 0 | 0 | 0
Coal | 0 | 0 | 0 | 0 | 0 | 0
Geo | 0 | 0 | 0 | 0 | 0 | 0
H | 0 | 0 | 0 | 0 | 0 | 0
LFG | 0 | 0 | 0 | 0 | 0 | 0
Nuc | 0 | 0 | 0 | 0 | 0 | 0
PS | 0 | 0 | 0 | 0 | 0 | 0
PV | 0 | 0 | 0 | 0 | 0 | 0
PeakG | 0 | 0 | 0 | 0 | 0 | 0
PeakO | 0 | 0 | 0 | 0 | 0 | 0
ST | 0 | 0 | 0 | 0 | 0 | 0
STOG | 0 | 0 | 0 | 0 | 0 | 0
STWD | 0 | 0 | 0 | 0 | 0 | 0
WT | 0 | 0 | 0 | 0 | 0 | 0
IGCC | 0 | 0 | 0 | 0 | 0 | 0
DemandResponse | 0 | 0 | 0 | 0 | 0 | 0
IGCC-CCS | 0 | 0 | 0 | 0 | 0 | 0
WT_off | 0 | 0 | 0 | 0 | 0 | 0
PseudoUnit | 0 | 0 | 0 | 0 | 0 | 0
FixedInterchange | 0 | 0 | 0 | 0 | 0 | 0
CO2 Emissions (MMmetricTons): HQ_NY
ReportingType | 2015 | 2020 | 2025 | 2030 | 2035 | 2040
BM | 0 | 0 | 0 | 0 | 0 | 0
CC | 0 | 0 | 0 | 0 | 0 | 0
CSP | 0 | 0 | 0 | 0 | 0 | 0
CT | 0 | 0 | 0 | 0 | 0 | 0
Coal | 0 | 0 | 0 | 0 | 0 | 0
Geo | 0 | 0 | 0 | 0 | 0 | 0
H | 0 | 0 | 0 | 0 | 0 | 0
LFG | 0 | 0 | 0 | 0 | 0 | 0
Nuc | 0 | 0 | 0 | 0 | 0 | 0
PS | 0 | 0 | 0 | 0 | 0 | 0
PV | 0 | 0 | 0 | 0 | 0 | 0
PeakG | 0 | 0 | 0 | 0 | 0 | 0
PeakO | 0 | 0 | 0 | 0 | 0 | 0
ST | 0 | 0 | 0 | 0 | 0 | 0
STOG | 0 | 0 | 0 | 0 | 0 | 0
STWD | 0 | 0 | 0 | 0 | 0 | 0
WT | 0 | 0 | 0 | 0 | 0 | 0
IGCC | 0 | 0 | 0 | 0 | 0 | 0
DemandResponse | 0 | 0 | 0 | 0 | 0 | 0
IGCC-CCS | 0 | 0 | 0 | 0 | 0 | 0
WT_off | 0 | 0 | 0 | 0 | 0 | 0
PseudoUnit | 0 | 0 | 0 | 0 | 0 | 0
FixedInterchange | 0 | 0 | 0 | 0 | 0 | 0
CO2 Emissions (MMmetricTons): MARITIMES
ReportingType | 2015 | 2020 | 2025 | 2030 | 2035 | 2040
BM | 0 | 0 | 0 | 0 | 0 | 0
CC | 0 | 0 | 0 | 0 | 0 | 0
CSP | 0 | 0 | 0 | 0 | 0 | 0
CT | 0 | 0 | 0 | 0 | 0 | 0
Coal | 0 | 0 | 0 | 0 | 0 | 0
Geo | 0 | 0 | 0 | 0 | 0 | 0
H | 0 | 0 | 0 | 0 | 0 | 0
LFG | 0 | 0 | 0 | 0 | 0 | 0
Nuc | 0 | 0 | 0 | 0 | 0 | 0
PS | 0 | 0 | 0 | 0 | 0 | 0
PV | 0 | 0 | 0 | 0 | 0 | 0
PeakG | 0 | 0 | 0 | 0 | 0 | 0
PeakO | 0 | 0 | 0 | 0 | 0 | 0
ST | 0 | 0 | 0 | 0 | 0 | 0
STOG | 0 | 0 | 0 | 0 | 0 | 0
STWD | 0 | 0 | 0 | 0 | 0 | 0
WT | 0 | 0 | 0 | 0 | 0 | 0
IGCC | 0 | 0 | 0 | 0 | 0 | 0
DemandResponse | 0 | 0 | 0 | 0 | 0 | 0
IGCC-CCS | 0 | 0 | 0 | 0 | 0 | 0
WT_off | 0 | 0 | 0 | 0 | 0 | 0
PseudoUnit | 0 | 0 | 0 | 0 | 0 | 0
FixedInterchange | 0 | 0 | 0 | 0 | 0 | 0
CO2 Emissions (MMmetricTons): All
ReportingType | 2015 | 2020 | 2025 | 2030 | 2035 | 2040
BM | 0 | 0 | 0 | 0 | 0 | 0
CC | 534.82 | 536.87 | 492.91 | 334.14 | 157.98 | 73.36
CSP | 0 | 0 | 0 | 0 | 0 | 0
CT | 0.36 | 1.22 | 1.46 | 0.32 | 0.03 | 0.02
Coal | 1153.07 | 443.33 | 65.59 | 4.67 | 3.58 | 3.33
Geo | 0 | 0 | 0 | 0 | 0 | 0
H | 0 | 0 | 0 | 0 | 0 | 0
LFG | 0 | 0 | 0 | 0 | 0 | 0
Nuc | 0 | 0 | 0 | 0 | 0 | 0
PS | 0 | 0 | 0 | 0 | 0 | 0
PV | 0 | 0 | 0 | 0 | 0 | 0
PeakG | 1.72 | 6.07 | 12.22 | 6.39 | 3.34 | 2.09
PeakO | 0 | 0 | 0.03 | 0 | 0 | 0.01
ST | 0 | 0 | 0 | 0 | 0 | 0
STOG | 4.28 | 6.03 | 1.3 | 0.11 | 0.05 | 0.05
STWD | 0 | 0 | 0 | 0 | 0 | 0
WT | 0 | 0 | 0 | 0 | 0 | 0
IGCC | 3.76 | 3.76 | 0.54 | 0.06 | 0 | 0
DemandResponse | 0 | 0 | 0 | 0 | 0 | 0
IGCC-CCS | 0 | 0 | 0 | 0 | 0 | 0
WT_off | 0 | 0 | 0 | 0 | 0 | 0
PseudoUnit | 0 | 0 | 0 | 0 | 0 | 0
FixedInterchange | 0 | 0 | 0 | 0 | 0 | 0
CO2 Emissions (MMmetricTons): EI_US
ReportingType | 2015 | 2020 | 2025 | 2030 | 2035 | 2040
BM | 0 | 0 | 0 | 0 | 0 | 0
CC | 349.85 | 356.72 | 335.12 | 217.62 | 114.69 | 50.57
CSP | 0 | 0 | 0 | 0 | 0 | 0
CT | 0.33 | 1.19 | 1.34 | 0.22 | 0.03 | 0.02
Coal | 898.77 | 258.41 | 17.3 | 3.39 | 2.37 | 2.47
Geo | 0 | 0 | 0 | 0 | 0 | 0
H | 0 | 0 | 0 | 0 | 0 | 0
LFG | 0 | 0 | 0 | 0 | 0 | 0
Nuc | 0 | 0 | 0 | 0 | 0 | 0
PS | 0 | 0 | 0 | 0 | 0 | 0
PV | 0 | 0 | 0 | 0 | 0 | 0
PeakG | 1.68 | 5.83 | 11.33 | 5.82 | 3.15 | 1.92
PeakO | 0 | 0 | 0.03 | 0 | 0 | 0.01
ST | 0 | 0 | 0 | 0 | 0 | 0
STOG | 2.45 | 3.73 | 1.1 | 0.11 | 0.05 | 0.05
STWD | 0 | 0 | 0 | 0 | 0 | 0
WT | 0 | 0 | 0 | 0 | 0 | 0
IGCC | 3.76 | 3.76 | 0.54 | 0.06 | 0 | 0
DemandResponse | 0 | 0 | 0 | 0 | 0 | 0
IGCC-CCS | 0 | 0 | 0 | 0 | 0 | 0
WT_off | 0 | 0 | 0 | 0 | 0 | 0
PseudoUnit | 0 | 0 | 0 | 0 | 0 | 0
FixedInterchange | 0 | 0 | 0 | 0 | 0 | 0
CO2 Emissions (MMmetricTons): EI_Canada
ReportingType | 2015 | 2020 | 2025 | 2030 | 2035 | 2040
BM | 0 | 0 | 0 | 0 | 0 | 0
CC | 6.02 | 6.02 | 0.68 | 0.02 | 0 | 0
CSP | 0 | 0 | 0 | 0 | 0 | 0
CT | 0.03 | 0.01 | 0 | 0 | 0 | 0
Coal | 0.35 | 0 | 0 | 0 | 0 | 0
Geo | 0 | 0 | 0 | 0 | 0 | 0
H | 0 | 0 | 0 | 0 | 0 | 0
LFG | 0 | 0 | 0 | 0 | 0 | 0
Nuc | 0 | 0 | 0 | 0 | 0 | 0
PS | 0 | 0 | 0 | 0 | 0 | 0
PV | 0 | 0 | 0 | 0 | 0 | 0
PeakG | 0.04 | 0.07 | 0 | 0 | 0 | 0
PeakO | 0 | 0 | 0 | 0 | 0 | 0
ST | 0 | 0 | 0 | 0 | 0 | 0
STOG | 0.01 | 0 | 0 | 0 | 0 | 0
STWD | 0 | 0 | 0 | 0 | 0 | 0
WT | 0 | 0 | 0 | 0 | 0 | 0
IGCC | 0 | 0 | 0 | 0 | 0 | 0
DemandResponse | 0 | 0 | 0 | 0 | 0 | 0
IGCC-CCS | 0 | 0 | 0 | 0 | 0 | 0
WT_off | 0 | 0 | 0 | 0 | 0 | 0
PseudoUnit | 0 | 0 | 0 | 0 | 0 | 0
FixedInterchange | 0 | 0 | 0 | 0 | 0 | 0
CO2 Emissions (MMmetricTons): EI
ReportingType | 2015 | 2020 | 2025 | 2030 | 2035 | 2040
BM | 0 | 0 | 0 | 0 | 0 | 0
CC | 355.87 | 362.74 | 335.81 | 217.64 | 114.69 | 50.57
CSP | 0 | 0 | 0 | 0 | 0 | 0
CT | 0.36 | 1.19 | 1.34 | 0.22 | 0.03 | 0.02
Coal | 899.12 | 258.41 | 17.3 | 3.39 | 2.37 | 2.47
Geo | 0 | 0 | 0 | 0 | 0 | 0
H | 0 | 0 | 0 | 0 | 0 | 0
LFG | 0 | 0 | 0 | 0 | 0 | 0
Nuc | 0 | 0 | 0 | 0 | 0 | 0
PS | 0 | 0 | 0 | 0 | 0 | 0
PV | 0 | 0 | 0 | 0 | 0 | 0
PeakG | 1.72 | 5.9 | 11.33 | 5.82 | 3.15 | 1.92
PeakO | 0 | 0 | 0.03 | 0 | 0 | 0.01
ST | 0 | 0 | 0 | 0 | 0 | 0
STOG | 2.46 | 3.73 | 1.1 | 0.11 | 0.05 | 0.05
STWD | 0 | 0 | 0 | 0 | 0 | 0
WT | 0 | 0 | 0 | 0 | 0 | 0
IGCC | 3.76 | 3.76 | 0.54 | 0.06 | 0 | 0
DemandResponse | 0 | 0 | 0 | 0 | 0 | 0
IGCC-CCS | 0 | 0 | 0 | 0 | 0 | 0
WT_off | 0 | 0 | 0 | 0 | 0 | 0
PseudoUnit | 0 | 0 | 0 | 0 | 0 | 0
FixedInterchange | 0 | 0 | 0 | 0 | 0 | 0
CO2 Emissions (MMmetricTons): Outside_EI
ReportingType | 2015 | 2020 | 2025 | 2030 | 2035 | 2040
BM | 0 | 0 | 0 | 0 | 0 | 0
CC | 178.95 | 174.14 | 157.11 | 116.5 | 43.29 | 22.79
CSP | 0 | 0 | 0 | 0 | 0 | 0
CT | 0 | 0.03 | 0.11 | 0.1 | 0 | 0
Coal | 253.95 | 184.92 | 48.3 | 1.28 | 1.21 | 0.86
Geo | 0 | 0 | 0 | 0 | 0 | 0
H | 0 | 0 | 0 | 0 | 0 | 0
LFG | 0 | 0 | 0 | 0 | 0 | 0
Nuc | 0 | 0 | 0 | 0 | 0 | 0
PS | 0 | 0 | 0 | 0 | 0 | 0
PV | 0 | 0 | 0 | 0 | 0 | 0
PeakG | 0 | 0.17 | 0.88 | 0.57 | 0.2 | 0.17
PeakO | 0 | 0 | 0 | 0 | 0 | 0
ST | 0 | 0 | 0 | 0 | 0 | 0
STOG | 1.83 | 2.3 | 0.19 | 0 | 0 | 0
STWD | 0 | 0 | 0 | 0 | 0 | 0
WT | 0 | 0 | 0 | 0 | 0 | 0
IGCC | 0 | 0 | 0 | 0 | 0 | 0
DemandResponse | 0 | 0 | 0 | 0 | 0 | 0
IGCC-CCS | 0 | 0 | 0 | 0 | 0 | 0
WT_off | 0 | 0 | 0 | 0 | 0 | 0
PseudoUnit | 0 | 0 | 0 | 0 | 0 | 0
FixedInterchange | 0 | 0 | 0 | 0 | 0 | 0
#6 | 0: Fuel Cost [includes coal shadow price] ($million)
Fuel Cost by Reporting Type: Entergy
ReportingType | 2015 | 2020 | 2025 | 2030 | 2035 | 2040
BM | 0 | 0 | 0 | 0 | 0 | 687.09
CC | 2776.7 | 2250.66 | 1698.48 | 868.93 | 608.45 | 436.43
CSP | 0 | 0 | 0 | 0 | 0 | 0
CT | 0 | 0 | 0 | 0 | 0 | 0
Coal | 1266.19 | 148.5 | 16.01 | 1.23 | 0 | 0
Geo | 0 | 0 | 0 | 0 | 0 | 0
H | 0 | 0 | 0 | 0 | 0 | 0
LFG | 0 | 0 | 0.14 | 0.14 | 0.14 | 0.14
Nuc | 372.97 | 380.57 | 404.36 | 412.26 | 348.24 | 272.43
PS | 0 | 0 | 0 | 0 | 0 | 0
PV | 0 | 0 | 0 | 0 | 0 | 0
PeakG | 0 | 0 | 17.02 | 2.35 | 1.81 | 0
PeakO | 0 | 0 | 0 | 0 | 0 | 0
ST | 0 | 0 | 0 | 0 | 0 | 0
STOG | 28.71 | 59.06 | 0 | 0 | 0 | 0
STWD | 3.33 | 6.51 | 11.27 | 40.52 | 96.04 | 76
WT | 0 | 0 | 0 | 0 | 0 | 0
IGCC | 0 | 0 | 0 | 0 | 0 | 0
DemandResponse | 0 | 0 | 0 | 0 | 0 | 0
IGCC-CCS | 0 | 0 | 0 | 0 | 0 | 0
WT_off | 0 | 0 | 0 | 0 | 0 | 0
PseudoUnit | 0 | 0 | 0 | 0 | 0 | 0
FixedInterchange | 0 | 0 | 0 | 0 | 0 | 0
Fuel Cost by Reporting Type: FRCC
ReportingType | 2015 | 2020 | 2025 | 2030 | 2035 | 2040
BM | 0 | 0 | 0 | 0 | 1023.83 | 630.21
CC | 8812.84 | 10353.79 | 9285.85 | 2690.91 | 1811.32 | 1035.73
CSP | 0 | 0 | 0 | 0 | 0 | 0
CT | 37.13 | 144.06 | 131.55 | 15.49 | 0 | 0
Coal | 476.82 | 102.65 | 0 | 0 | 0 | 0
Geo | 0 | 0 | 0 | 0 | 0 | 0
H | 0 | 0 | 0 | 0 | 0 | 0
LFG | 0 | 0 | 0.25 | 0.25 | 0.25 | 0.25
Nuc | 282.48 | 288.24 | 415.81 | 1578.33 | 1666.69 | 1887.15
PS | 0 | 0 | 0 | 0 | 0 | 0
PV | 0 | 0 | 0 | 0 | 0 | 0
PeakG | 30.72 | 140.36 | 105.14 | 0 | 0 | 0
PeakO | 0 | 0 | 0 | 0 | 0 | 0
ST | 0 | 0 | 0 | 0 | 0 | 0
STOG | 0 | 0 | 0 | 0 | 0 | 0
STWD | 9.7 | 29.59 | 100.84 | 100.84 | 100.84 | 62.27
WT | 0 | 0 | 0 | 0 | 0 | 0
IGCC | 0 | 0 | 0 | 0 | 0 | 0
DemandResponse | 0 | 0 | 0.04 | 0.03 | 0.05 | 0.11
IGCC-CCS | 0 | 0 | 0 | 0 | 0 | 0
WT_off | 0 | 0 | 0 | 0 | 0 | 0
PseudoUnit | 0 | 0 | 0 | 0 | 0 | 0
FixedInterchange | 0 | 0 | 0 | 0 | 0 | 0
Fuel Cost by Reporting Type: MAPP_US
ReportingType | 2015 | 2020 | 2025 | 2030 | 2035 | 2040
BM | 0 | 0 | 0 | 0 | 0 | 0
CC | 37.51 | 13.96 | 12.82 | 6.27 | 6.36 | 4.11
CSP | 0 | 0 | 0 | 0 | 0 | 0
CT | 0 | 0 | 0.63 | 1.54 | 1.58 | 1.78
Coal | 161.76 | 23.09 | 3.71 | 0.03 | 0 | 0
Geo | 0 | 0 | 0 | 0 | 0 | 0
H | 0 | 0 | 0 | 0 | 0 | 0
LFG | 0 | 0 | 0 | 0.09 | 0.09 | 0.09
Nuc | 0 | 0 | 0.01 | 0.01 | 0.03 | 0.02
PS | 0 | 0 | 0 | 0 | 0 | 0
PV | 0 | 0 | 0 | 0 | 0 | 0
PeakG | 3.89 | 3.24 | 8.04 | 8.9 | 5.17 | 4.66
PeakO | 0 | 0 | 0 | 0 | 0 | 0
ST | 0 | 0 | 0 | 0 | 0 | 0
STOG | 0 | 0 | 0 | 0 | 0 | 0
STWD | 0 | 0 | 0 | 0 | 0 | 0
WT | 0 | 0 | 0 | 0 | 0 | 0
IGCC | 0 | 0 | 0 | 0 | 0 | 0
DemandResponse | 0 | 0 | 0 | 0 | 0 | 0
IGCC-CCS | 0 | 0 | 0 | 0 | 0 | 0
WT_off | 0 | 0 | 0 | 0 | 0 | 0
PseudoUnit | 0 | 0 | 0 | 0 | 0 | 0
FixedInterchange | 0 | 0 | 0 | 0 | 0 | 0
Fuel Cost by Reporting Type: MISO_IN
ReportingType | 2015 | 2020 | 2025 | 2030 | 2035 | 2040
BM | 0 | 0 | 0 | 0 | 0 | 0
CC | 1678.98 | 3271.23 | 2579.8 | 1485.34 | 941.69 | 626.04
CSP | 0 | 0 | 0 | 0 | 0 | 0
CT | 0 | 0 | 0 | 0 | 0 | 0
Coal | 1157.08 | 648.94 | 2.52 | 4.57 | 5.68 | 5.6
Geo | 0 | 0 | 0 | 0 | 0 | 0
H | 0 | 0 | 0 | 0 | 0 | 0
LFG | 0 | 0 | 0.1 | 0.1 | 0.1 | 0.1
Nuc | 0 | 0.01 | 0.01 | 0.01 | 0.07 | 0.04
PS | 0 | 0 | 0 | 0 | 0 | 0
PV | 0 | 0 | 0 | 0 | 0 | 0
PeakG | 0 | 0.48 | 11.22 | 4.54 | 4.78 | 6.12
PeakO | 0 | 0 | 0 | 0 | 0 | 0
ST | 0 | 0 | 0 | 0 | 0 | 0
STOG | 1.94 | 3.98 | 0 | 0 | 0 | 0
STWD | 0 | 0 | 0 | 0 | 0 | 0
WT | 0 | 0 | 0 | 0 | 0 | 0
IGCC | 87.33 | 81.21 | 9.47 | 1.04 | 0.08 | 0.07
DemandResponse | 0 | 0 | 0 | 0 | 0 | 0
IGCC-CCS | 0 | 0 | 0 | 0 | 0 | 0
WT_off | 0 | 0 | 0 | 0 | 0 | 0
PseudoUnit | 0 | 0 | 0 | 0 | 0 | 0
FixedInterchange | 0 | 0 | 0 | 0 | 0 | 0
Fuel Cost by Reporting Type: MISO_MI
ReportingType | 2015 | 2020 | 2025 | 2030 | 2035 | 2040
BM | 0 | 0 | 0 | 0 | 0 | 0
CC | 431.96 | 550.04 | 402.66 | 164.95 | 90.61 | 63.3
CSP | 0 | 0 | 0 | 0 | 0 | 0
CT | 0 | 0 | 0 | 0 | 0 | 0
Coal | 615 | 0 | 0 | 0 | 0 | 0
Geo | 0 | 0 | 0 | 0 | 0 | 0
H | 0 | 0 | 0 | 0 | 0 | 0
LFG | 0 | 0 | 0.2 | 0.2 | 0.2 | 0.2
Nuc | 139.75 | 142.6 | 151.51 | 154.47 | 93.98 | 247.04
PS | 0 | 0 | 0 | 0 | 0 | 0
PV | 0 | 0 | 0 | 0 | 0 | 0
PeakG | 1.77 | 2.17 | 22.95 | 16.71 | 16.8 | 18.84
PeakO | 0 | 0 | 0 | 0 | 0 | 0
ST | 0 | 0 | 0 | 0 | 0 | 0
STOG | 19.53 | 26.52 | 0 | 0 | 0 | 0
STWD | 87.42 | 27.9 | 12.74 | 53.74 | 87.42 | 53.98
WT | 0 | 0 | 0 | 0 | 0 | 0
IGCC | 0 | 0 | 0 | 0 | 0 | 0
DemandResponse | 0 | 0 | 0 | 0 | 0 | 0
IGCC-CCS | 0 | 0 | 0 | 0 | 0 | 0
WT_off | 0 | 0 | 0 | 0 | 0 | 0
PseudoUnit | 0 | 0 | 0 | 0 | 0 | 0
FixedInterchange | 0 | 0 | 0 | 0 | 0 | 0
Fuel Cost by Reporting Type: MISO_MO-IL
ReportingType | 2015 | 2020 | 2025 | 2030 | 2035 | 2040
BM | 0 | 0 | 0 | 0 | 0 | 0
CC | 149 | 150.3 | 115.84 | 41.99 | 28.08 | 19.38
CSP | 0 | 0 | 0 | 0 | 0 | 0
CT | 0 | 0 | 0 | 0 | 0 | 0
Coal | 1398.25 | 353.1 | 37.41 | 12.98 | 7.01 | 6.84
Geo | 0 | 0 | 0 | 0 | 0 | 0
H | 0 | 0 | 0 | 0 | 0 | 0
LFG | 0 | 0 | 0.24 | 0.29 | 0.29 | 0.29
Nuc | 143.46 | 146.38 | 155.53 | 158.57 | 158.57 | 158.57
PS | 0 | 0 | 0 | 0 | 0 | 0
PV | 0 | 0 | 0 | 0 | 0 | 0
PeakG | 7.61 | 30.76 | 75.25 | 41.53 | 31.42 | 24.69
PeakO | 0 | 0 | 0 | 0 | 0 | 0
ST | 0 | 0 | 0 | 0 | 0 | 0
STOG | 0.37 | 0.79 | 0 | 0 | 0 | 0
STWD | 0 | 0 | 0 | 0 | 0 | 0
WT | 0 | 0 | 0 | 0 | 0 | 0
IGCC | 0 | 0 | 0 | 0 | 0 | 0
DemandResponse | 0 | 0 | 0 | 0 | 0 | 0
IGCC-CCS | 0 | 0 | 0 | 0 | 0 | 0
WT_off | 0 | 0 | 0 | 0 | 0 | 0
PseudoUnit | 0 | 0 | 0 | 0 | 0 | 0
FixedInterchange | 0 | 0 | 0 | 0 | 0 | 0
Fuel Cost by Reporting Type: MISO_W
ReportingType | 2015 | 2020 | 2025 | 2030 | 2035 | 2040
BM | 0 | 0 | 0 | 0 | 0 | 0
CC | 379.89 | 306.59 | 226.78 | 110.73 | 81.77 | 55.23
CSP | 0 | 0 | 0 | 0 | 0 | 0
CT | 0 | 0 | 0 | 0 | 0 | 0
Coal | 1217.12 | 363.34 | 38.05 | 35.91 | 38.05 | 38.05
Geo | 0 | 0 | 0 | 0 | 0 | 0
H | 0 | 0 | 0 | 0 | 0 | 0
LFG | 0 | 0 | 0 | 0.09 | 0.09 | 0.09
Nuc | 152.53 | 155.64 | 165.13 | 165.98 | 0.01 | 0.01
PS | 0 | 0 | 0 | 0 | 0 | 0
PV | 0 | 0 | 0 | 0 | 0 | 0
PeakG | 11.01 | 6.49 | 27.04 | 20.75 | 21.1 | 23.6
PeakO | 0 | 0 | 0 | 0 | 0 | 0
ST | 0 | 0 | 0 | 0 | 0 | 0
STOG | 0.01 | 0.01 | 0 | 0 | 0 | 0
STWD | 4.91 | 15.37 | 23.74 | 67.65 | 95.73 | 97.48
WT | 0 | 0 | 0 | 0 | 0 | 0
IGCC | 0 | 0 | 0 | 0 | 0 | 0
DemandResponse | 0 | 0 | 0 | 0 | 0 | 0
IGCC-CCS | 0 | 0 | 0 | 0 | 0 | 0
WT_off | 0 | 0 | 0 | 0 | 0 | 0
PseudoUnit | 0 | 0 | 0 | 0 | 0 | 0
FixedInterchange | 0 | 0 | 0 | 0 | 0 | 0
Fuel Cost by Reporting Type: MISO_WUMS
ReportingType | 2015 | 2020 | 2025 | 2030 | 2035 | 2040
BM | 0 | 0 | 0 | 0 | 226.21 | 174.5
CC | 1783.67 | 1908.78 | 1650.99 | 854.75 | 541.22 | 297.23
CSP | 0 | 0 | 0 | 0 | 0 | 0
CT | 0 | 0 | 0 | 0 | 0 | 0
Coal | 251.12 | 48.36 | 49.83 | 49.76 | 55.71 | 70.33
Geo | 0 | 0 | 0 | 0 | 0 | 0
H | 0 | 0 | 0 | 0 | 0 | 0
LFG | 0 | 0 | 0.29 | 0.29 | 0.29 | 0.29
Nuc | 120.89 | 123.35 | 131.06 | 133.62 | 169.35 | 191.12
PS | 0 | 0 | 0 | 0 | 0 | 0
PV | 0 | 0 | 0 | 0 | 0 | 0
PeakG | 0 | 1.96 | 15.3 | 7.42 | 2 | 0.61
PeakO | 0 | 0 | 0 | 0 | 0 | 0
ST | 0 | 0 | 0 | 0 | 0 | 0
STOG | 0 | 0 | 0 | 0 | 0 | 0
STWD | 1.91 | 5.98 | 5.77 | 19.13 | 63.34 | 38.93
WT | 0 | 0 | 0 | 0 | 0 | 0
IGCC | 0 | 0 | 0 | 0 | 0 | 0
DemandResponse | 0 | 0 | 0 | 0 | 0 | 0
IGCC-CCS | 0 | 0 | 0 | 0 | 0 | 0
WT_off | 0 | 0 | 0 | 0 | 0 | 0
PseudoUnit | 0 | 0 | 0 | 0 | 0 | 0
FixedInterchange | 0 | 0 | 0 | 0 | 0 | 0
Fuel Cost by Reporting Type: Nebraska
ReportingType | 2015 | 2020 | 2025 | 2030 | 2035 | 2040
BM | 0 | 0 | 0 | 0 | 0 | 0
CC | 17.52 | 12.3 | 17.08 | 8.49 | 5.04 | 2.9
CSP | 0 | 0 | 0 | 0 | 0 | 0
CT | 0 | 0 | 0 | 0 | 0 | 0
Coal | 414.89 | 50.51 | 30.17 | 25.18 | 15.06 | 12.8
Geo | 0 | 0 | 0 | 0 | 0 | 0
H | 0 | 0 | 0 | 0 | 0 | 0
LFG | 0 | 0 | 0 | 0.07 | 0.05 | 0.05
Nuc | 83.67 | 85.37 | 64.01 | 60.14 | 0.01 | 0.01
PS | 0 | 0 | 0 | 0 | 0 | 0
PV | 0 | 0 | 0 | 0 | 0 | 0
PeakG | 1.77 | 0 | 0.8 | 0.62 | 0.64 | 0.71
PeakO | 0 | 0 | 0 | 0 | 0 | 0
ST | 0 | 0 | 0 | 0 | 0 | 0
STOG | 0 | 0 | 0 | 0 | 0 | 0
STWD | 0 | 0 | 0 | 0 | 0 | 0
WT | 0 | 0 | 0 | 0 | 0 | 0
IGCC | 0 | 0 | 0 | 0 | 0 | 0
DemandResponse | 0 | 0 | 0 | 0 | 0 | 0
IGCC-CCS | 0 | 0 | 0 | 0 | 0 | 0
WT_off | 0 | 0 | 0 | 0 | 0 | 0
PseudoUnit | 0 | 0 | 0 | 0 | 0 | 0
FixedInterchange | 0 | 0 | 0 | 0 | 0 | 0
Fuel Cost by Reporting Type: NEISO
ReportingType | 2015 | 2020 | 2025 | 2030 | 2035 | 2040
BM | 128.98 | 40.94 | 10.19 | 6.53 | 58.49 | 58.49
CC | 1419.48 | 913.21 | 354.88 | 91.3 | 16.76 | 2.58
CSP | 0 | 0 | 0 | 0 | 0 | 0
CT | 0.19 | 0.68 | 1.88 | 0.4 | 0 | 0
Coal | 2.05 | 0 | 0 | 0 | 0 | 0
Geo | 0 | 0 | 0 | 0 | 0 | 0
H | 0 | 0 | 0 | 0 | 0 | 0
LFG | 0.06 | 0.06 | 0.06 | 0.15 | 0.15 | 0.15
Nuc | 293.25 | 299.23 | 317.93 | 324.14 | 234.19 | 173
PS | 0 | 0 | 0 | 0 | 0 | 0
PV | 0 | 0 | 0 | 0 | 0 | 0
PeakG | 1.88 | 6.14 | 6.42 | 2.35 | 1.64 | 3.71
PeakO | 0 | 0 | 0 | 0 | 0 | 0
ST | 0 | 0 | 0 | 0 | 0 | 0
STOG | 0 | 0 | 0 | 0 | 0 | 0
STWD | 219.87 | 39.8 | 9.38 | 11.72 | 159.44 | 159.44
WT | 0 | 0 | 0 | 0 | 0 | 0
IGCC | 0 | 0 | 0 | 0 | 0 | 0
DemandResponse | 0 | 0 | 0 | 0 | 0 | 0.02
IGCC-CCS | 0 | 0 | 0 | 0 | 0 | 0
WT_off | 0 | 0 | 0 | 0 | 0 | 0
PseudoUnit | 0 | 0 | 0 | 0 | 0 | 0
FixedInterchange | 0 | 0 | 0 | 0 | 0 | 0
Fuel Cost by Reporting Type: NonRTO_Midwest
ReportingType | 2015 | 2020 | 2025 | 2030 | 2035 | 2040
BM | 0 | 0 | 0 | 0 | 108.56 | 91.64
CC | 643.41 | 1056.77 | 970.99 | 761.69 | 314.33 | 70.43
CSP | 0 | 0 | 0 | 0 | 0 | 0
CT | 0 | 0 | 0 | 0 | 0 | 0
Coal | 893.91 | 540.43 | 55.37 | 43.13 | 44.55 | 42.33
Geo | 0 | 0 | 0 | 0 | 0 | 0
H | 0 | 0 | 0 | 0 | 0 | 0
LFG | 0 | 0 | 0.2 | 0.2 | 0.2 | 0.2
Nuc | 0 | 0.01 | 0.01 | 146.84 | 349.73 | 404.5
PS | 0 | 0 | 0 | 0 | 0 | 0
PV | 0 | 0 | 0 | 0 | 0 | 0
PeakG | 10.77 | 23.28 | 86.15 | 31.74 | 0 | 0
PeakO | 0 | 0 | 0 | 0 | 0 | 0
ST | 0 | 0 | 0 | 0 | 0 | 0
STOG | 0 | 0 | 0 | 0 | 0 | 0
STWD | 0 | 0 | 0 | 0 | 0 | 0
WT | 0 | 0 | 0 | 0 | 0 | 0
IGCC | 0 | 0 | 0 | 0 | 0 | 0
DemandResponse | 0 | 0 | 0 | 0 | 0 | 0
IGCC-CCS | 0 | 0 | 0 | 0 | 0 | 0
WT_off | 0 | 0 | 0 | 0 | 0 | 0
PseudoUnit | 0 | 0 | 0 | 0 | 0 | 0
FixedInterchange | 0 | 0 | 0 | 0 | 0 | 0
Fuel Cost by Reporting Type: NYISO_A-F
ReportingType | 2015 | 2020 | 2025 | 2030 | 2035 | 2040
BM | 0 | 0 | 0 | 0 | 0 | 0
CC | 298.29 | 204.45 | 139.95 | 6.33 | 0.46 | 0
CSP | 0 | 0 | 0 | 0 | 0 | 0
CT | 0 | 0 | 0 | 0 | 0 | 0
Coal | 0 | 0 | 0 | 0 | 0 | 0
Geo | 0 | 0 | 0 | 0 | 0 | 0
H | 0 | 0 | 0 | 0 | 0 | 0
LFG | 0.01 | 0.01 | 0.01 | 0.09 | 0.09 | 0.09
Nuc | 217.02 | 221.45 | 235.29 | 195.6 | 154.22 | 93.47
PS | 0 | 0 | 0 | 0 | 0 | 0
PV | 0 | 0 | 0 | 0 | 0 | 0
PeakG | 0.12 | 0.91 | 0 | 0 | 0 | 0
PeakO | 0 | 0 | 0 | 0 | 0 | 0
ST | 0 | 0 | 0 | 0 | 0 | 0
STOG | 0 | 0 | 0 | 0 | 0 | 0
STWD | 0.21 | 0.69 | 0.22 | 1.33 | 23.18 | 6.95
WT | 0 | 0 | 0 | 0 | 0 | 0
IGCC | 0 | 0 | 0 | 0 | 0 | 0
DemandResponse | 0 | 0 | 0 | 0 | 0 | 0
IGCC-CCS | 0 | 0 | 0 | 0 | 0 | 0
WT_off | 0 | 0 | 0 | 0 | 0 | 0
PseudoUnit | 0 | 0 | 0 | 0 | 0 | 0
FixedInterchange | 0 | 0 | 0 | 0 | 0 | 0
Fuel Cost by Reporting Type: NYISO_G-I
ReportingType | 2015 | 2020 | 2025 | 2030 | 2035 | 2040
BM | 0 | 0 | 0 | 0 | 0 | 0
CC | 175.11 | 147.05 | 57.23 | 39.49 | 33.31 | 19.63
CSP | 0 | 0 | 0 | 0 | 0 | 0
CT | 0 | 0 | 0 | 0 | 0 | 0
Coal | 0 | 0 | 0 | 0 | 0 | 0
Geo | 0 | 0 | 0 | 0 | 0 | 0
H | 0 | 0 | 0 | 0 | 0 | 0
LFG | 0 | 0 | 0 | 0.09 | 0.09 | 0.09
Nuc | 130.64 | 133.3 | 141.63 | 144.4 | 106.55 | 120.62
PS | 0 | 0 | 0 | 0 | 0 | 0
PV | 0 | 0 | 0 | 0 | 0 | 0
PeakG | 0 | 0.06 | 0.01 | 0 | 0.01 | 0
PeakO | 0 | 0 | 0 | 0 | 0 | 0
ST | 0 | 0 | 0 | 0 | 0 | 0
STOG | 0 | 0 | 0 | 0 | 0 | 0
STWD | 0 | 0 | 0 | 0 | 0 | 0
WT | 0 | 0 | 0 | 0 | 0 | 0
IGCC | 0 | 0 | 0 | 0 | 0 | 0
DemandResponse | 0 | 0 | 0 | 0 | 0 | 0
IGCC-CCS | 0 | 0 | 0 | 0 | 0 | 0
WT_off | 0 | 0 | 0 | 0 | 0 | 0
PseudoUnit | 0 | 0 | 0 | 0 | 0 | 0
FixedInterchange | 0 | 0 | 0 | 0 | 0 | 0
Fuel Cost by Reporting Type: NYISO_J-K
ReportingType | 2015 | 2020 | 2025 | 2030 | 2035 | 2040
BM | 0 | 0 | 0 | 0 | 0 | 0
CC | 984.14 | 766.87 | 493.84 | 270.52 | 247.11 | 159.67
CSP | 0 | 0 | 0 | 0 | 0 | 0
CT | 0 | 0 | 0 | 0 | 0 | 0
Coal | 0 | 0 | 0 | 0 | 0 | 0
Geo | 0 | 0 | 0 | 0 | 0 | 0
H | 0 | 0 | 0 | 0 | 0 | 0
LFG | 0 | 0 | 0 | 0.09 | 0.09 | 0.09
Nuc | 0 | 0 | 0.01 | 0.01 | 0.06 | 0.05
PS | 0 | 0 | 0 | 0 | 0 | 0
PV | 0 | 0 | 0 | 0 | 0 | 0
PeakG | 8.06 | 12.7 | 23.03 | 15.77 | 12.37 | 12.66
PeakO | 0 | 0.19 | 10.39 | 0.52 | 0.54 | 2.63
ST | 0 | 0 | 0 | 0 | 0 | 0
STOG | 18.6 | 42.31 | 21.96 | 7.17 | 3.3 | 3.17
STWD | 0 | 0 | 0 | 0 | 0 | 0
WT | 0 | 0 | 0 | 0 | 0 | 0
IGCC | 0 | 0 | 0 | 0 | 0 | 0
DemandResponse | 0 | 0 | 0 | 0 | 0 | 0.01
IGCC-CCS | 0 | 0 | 0 | 0 | 0 | 0
WT_off | 0 | 0 | 0 | 0 | 0 | 0
PseudoUnit | 0 | 0 | 0 | 0 | 0 | 0
FixedInterchange | 0 | 0 | 0 | 0 | 0 | 0
Fuel Cost by Reporting Type: PJM_E
ReportingType | 2015 | 2020 | 2025 | 2030 | 2035 | 2040
BM | 0.86 | 15.34 | 15.34 | 15.34 | 15.34 | 15.34
CC | 1812.37 | 2214.17 | 1963.79 | 1213.48 | 698.47 | 390.54
CSP | 0 | 0 | 0 | 0 | 0 | 0
CT | 0.02 | 0.35 | 0.61 | 0 | 0 | 0
Coal | 19.94 | 12.82 | 8.57 | 2.78 | 25.62 | 30.99
Geo | 0 | 0 | 0 | 0 | 0 | 0
H | 0 | 0 | 0 | 0 | 0 | 0
LFG | 0.01 | 0.18 | 0.18 | 0.18 | 0.18 | 0.18
Nuc | 563.79 | 533.75 | 567.11 | 578.18 | 415.32 | 329.35
PS | 0 | 0 | 0 | 0 | 0 | 0
PV | 0 | 0 | 0 | 0 | 0 | 0
PeakG | 3.93 | 48.48 | 95.58 | 41.76 | 19.93 | 20.21
PeakO | 0 | 0 | 0 | 0 | 0 | 0
ST | 0 | 0 | 0 | 0 | 0 | 0
STOG | 18.44 | 70.16 | 0 | 0 | 0 | 0
STWD | 0 | 0 | 0 | 0 | 0 | 0
WT | 0 | 0 | 0 | 0 | 0 | 0
IGCC | 0 | 0 | 0 | 0 | 0 | 0
DemandResponse | 0 | 0 | 0 | 0 | 0 | 0
IGCC-CCS | 0 | 0 | 0 | 0 | 0 | 0
WT_off | 0 | 0 | 0 | 0 | 0 | 0
PseudoUnit | 0 | 0 | 0 | 0 | 0 | 0
FixedInterchange | 0 | 0 | 0 | 0 | 0 | 0
Fuel Cost by Reporting Type: PJM_ROM
ReportingType | 2015 | 2020 | 2025 | 2030 | 2035 | 2040
BM | 0.52 | 9.21 | 9.21 | 9.21 | 629.52 | 629.52
CC | 884.11 | 1172.99 | 977.98 | 539.98 | 337.78 | 194.48
CSP | 0 | 0 | 0 | 0 | 0 | 0
CT | 0.01 | 0.21 | 0.37 | 0.27 | 0 | 0
Coal | 397.34 | 28.04 | 0.86 | 0.08 | 0.01 | 0
Geo | 0 | 0 | 0 | 0 | 0 | 0
H | 0 | 0 | 0 | 0 | 0 | 0
LFG | 0.02 | 0.36 | 0.36 | 0.36 | 0.36 | 0.36
Nuc | 337.6 | 344.49 | 366.02 | 373.17 | 416.22 | 794.02
PS | 0 | 0 | 0 | 0 | 0 | 0
PV | 0 | 0 | 0 | 0 | 0 | 0
PeakG | 0 | 3.49 | 19.04 | 27.02 | 12.78 | 6.77
PeakO | 0 | 0 | 0 | 0 | 0 | 0
ST | 0 | 0 | 0 | 0 | 0 | 0
STOG | 45.06 | 89.84 | 0 | 0 | 0 | 0
STWD | 2.04 | 35.1 | 35.1 | 35.1 | 35.1 | 21.58
WT | 0 | 0 | 0 | 0 | 0 | 0
IGCC | 0 | 0 | 0 | 0 | 0 | 0
DemandResponse | 0 | 0 | 0 | 0 | 0 | 0
IGCC-CCS | 0 | 0 | 0 | 0 | 0 | 0
WT_off | 0 | 0 | 0 | 0 | 0 | 0
PseudoUnit | 0 | 0 | 0 | 0 | 0 | 0
FixedInterchange | 0 | 0 | 0 | 0 | 0 | 0
Fuel Cost by Reporting Type: PJM_ROR
ReportingType | 2015 | 2020 | 2025 | 2030 | 2035 | 2040
BM | 11.05 | 196.9 | 196.9 | 196.9 | 2400.59 | 2160.31
CC | 5241.52 | 5549.78 | 5096.56 | 3330.81 | 1893.13 | 877.06
CSP | 0 | 0 | 0 | 0 | 0 | 0
CT | 0.18 | 0.73 | 0.67 | 0.5 | 0 | 0
Coal | 5056.74 | 1638.08 | 110.55 | 68.82 | 70.09 | 69.13
Geo | 0 | 0 | 0 | 0 | 0 | 0
H | 0 | 0 | 0 | 0 | 0 | 0
LFG | 0.07 | 0.73 | 0.73 | 0.73 | 0.73 | 0.73
Nuc | 1319.64 | 1346.55 | 1430.71 | 1395.54 | 1722.31 | 2012.34
PS | 0 | 0 | 0 | 0 | 0 | 0
PV | 0 | 0 | 0 | 0 | 0 | 0
PeakG | 57.01 | 136.29 | 374.58 | 230.15 | 105.94 | 21.13
PeakO | 0 | 0 | 0 | 0 | 0 | 0
ST | 0 | 0 | 0 | 0 | 0 | 0
STOG | 30.66 | 82.3 | 74.71 | 0 | 0 | 0
STWD | 2.8 | 103.87 | 103.87 | 76.32 | 103.87 | 63.85
WT | 0 | 0 | 0 | 0 | 0 | 0
IGCC | 0 | 0 | 0 | 0 | 0 | 0
DemandResponse | 0 | 0 | 0 | 0 | 0 | 0
IGCC-CCS | 0 | 0 | 0 | 0 | 0 | 0
WT_off | 0 | 0 | 0 | 0 | 0 | 0
PseudoUnit | 0 | 0 | 0 | 0 | 0 | 0
FixedInterchange | 0 | 0 | 0 | 0 | 0 | 0
Fuel Cost by Reporting Type: SOCO
ReportingType | 2015 | 2020 | 2025 | 2030 | 2035 | 2040
BM | 2.61 | 6.63 | 20.51 | 28.13 | 3352.53 | 2286.34
CC | 7173.24 | 8027.01 | 7234.87 | 3592.09 | 1004.22 | 161.72
CSP | 0 | 0 | 0 | 0 | 0 | 0
CT | 0 | 0 | 0 | 0 | 0 | 0
Coal | 842.85 | 182.73 | 99.98 | 98.62 | 97.53 | 96.33
Geo | 0 | 0 | 0 | 0 | 0 | 0
H | 0 | 0 | 0 | 0 | 0 | 0
LFG | 0 | 0 | 0.14 | 0.14 | 0.14 | 0.14
Nuc | 396.64 | 551.11 | 585.56 | 1096.93 | 1403.15 | 1900.08
PS | 0 | 0 | 0 | 0 | 0 | 0
PV | 0 | 0 | 0 | 0 | 0 | 0
PeakG | 40.76 | 211.85 | 241.31 | 0 | 0 | 0
PeakO | 0 | 0 | 0 | 0 | 0 | 0
ST | 0 | 0 | 0 | 0 | 0 | 0
STOG | 0 | 0 | 0 | 0 | 0 | 0
STWD | 21.93 | 58.06 | 83.26 | 241.3 | 392.54 | 241.3
WT | 0 | 0 | 0 | 0 | 0 | 0
IGCC | 0 | 0 | 0 | 0 | 0 | 0
DemandResponse | 0 | 0 | 0 | 0 | 0 | 0
IGCC-CCS | 0 | 0 | 0 | 0 | 0 | 0
WT_off | 0 | 0 | 0 | 0 | 0 | 0
PseudoUnit | 0 | 0 | 0 | 0 | 0 | 0
FixedInterchange | 0 | 0 | 0 | 0 | 0 | 0
Fuel Cost by Reporting Type: SPP_N
ReportingType | 2015 | 2020 | 2025 | 2030 | 2035 | 2040
BM | 0 | 0 | 0 | 0 | 0 | 0
CC | 130.54 | 70.95 | 64.65 | 31.36 | 25.89 | 15.86
CSP | 0 | 0 | 0 | 0 | 0 | 0
CT | 0 | 0 | 0 | 0 | 0 | 0
Coal | 974.51 | 150.88 | 5.65 | 0.61 | 0 | 0
Geo | 0 | 0 | 0 | 0 | 0 | 0
H | 0 | 0 | 0 | 0 | 0 | 0
LFG | 0 | 0 | 0 | 0.08 | 0.07 | 0.07
Nuc | 74.76 | 76.29 | 55.6 | 53.72 | 45.71 | 29.84
PS | 0 | 0 | 0 | 0 | 0 | 0
PV | 0 | 0 | 0 | 0 | 0 | 0
PeakG | 4.34 | 0 | 3.79 | 0.48 | 0.88 | 8.63
PeakO | 0 | 0 | 0 | 0 | 0 | 0
ST | 0 | 0 | 0 | 0 | 0 | 0
STOG | 11.45 | 0 | 0 | 0 | 0 | 0
STWD | 0 | 0 | 0 | 0 | 0 | 0
WT | 0 | 0 | 0 | 0 | 0 | 0
IGCC | 0 | 0 | 0 | 0 | 0 | 0
DemandResponse | 0 | 0 | 0 | 0 | 0 | 0
IGCC-CCS | 0 | 0 | 0 | 0 | 0 | 0
WT_off | 0 | 0 | 0 | 0 | 0 | 0
PseudoUnit | 0 | 0 | 0 | 0 | 0 | 0
FixedInterchange | 0 | 0 | 0 | 0 | 0 | 0
Fuel Cost by Reporting Type: SPP_S
ReportingType | 2015 | 2020 | 2025 | 2030 | 2035 | 2040
BM | 0 | 0 | 0 | 0 | 0 | 0
CC | 1696.32 | 517.76 | 540.25 | 266.59 | 242.7 | 200.79
CSP | 0 | 0 | 0 | 0 | 0 | 0
CT | 0.62 | 0 | 4.28 | 3.29 | 1.4 | 0
Coal | 1746.27 | 124.21 | 15.25 | 0 | 0 | 0
Geo | 0 | 0 | 0 | 0 | 0 | 0
H | 0 | 0 | 0 | 0 | 0 | 0
LFG | 0 | 0 | 0 | 0.08 | 0.07 | 0.07
Nuc | 0 | 0 | 0.01 | 0.01 | 0.02 | 0.02
PS | 0 | 0 | 0 | 0 | 0 | 0
PV | 0 | 0 | 0 | 0 | 0 | 0
PeakG | 0 | 0 | 16.09 | 10.99 | 11.18 | 12.08
PeakO | 0 | 0 | 0 | 0 | 0 | 0
ST | 0 | 0 | 0 | 0 | 0 | 0
STOG | 100.95 | 66.06 | 18.18 | 0 | 0 | 0
STWD | 2.8 | 2.57 | 4.5 | 10.45 | 16.88 | 15.59
WT | 0 | 0 | 0 | 0 | 0 | 0
IGCC | 0 | 0 | 0 | 0 | 0 | 0
DemandResponse | 0 | 0 | 0 | 0 | 0 | 0
IGCC-CCS | 0 | 0 | 0 | 0 | 0 | 0
WT_off | 0 | 0 | 0 | 0 | 0 | 0
PseudoUnit | 0 | 0 | 0 | 0 | 0 | 0
FixedInterchange | 0 | 0 | 0 | 0 | 0 | 0
Fuel Cost by Reporting Type: TVA
ReportingType | 2015 | 2020 | 2025 | 2030 | 2035 | 2040
BM | 0 | 0 | 0 | 0 | 183.07 | 154.54
CC | 1933 | 2538.58 | 2198.4 | 1292.03 | 601.63 | 20.68
CSP | 0 | 0 | 0 | 0 | 0 | 0
CT | 0 | 0 | 0 | 0 | 0 | 0
Coal | 992.41 | 514.74 | 0 | 0 | 0 | 0
Geo | 0 | 0 | 0 | 0 | 0 | 0
H | 0 | 0 | 0 | 0 | 0 | 0
LFG | 0 | 0 | 0.14 | 0.14 | 0.14 | 0.14
Nuc | 542.87 | 553.94 | 588.56 | 720.94 | 925.29 | 1137.22
PS | 0 | 0 | 0 | 0 | 0 | 0
PV | 0 | 0 | 0 | 0 | 0 | 0
PeakG | 0 | 2.02 | 13.67 | 2.56 | 0 | 0
PeakO | 0 | 0 | 0 | 0 | 0 | 0
ST | 0 | 0 | 0 | 0 | 0 | 0
STOG | 0 | 0 | 0 | 0 | 0 | 0
STWD | 0.09 | 0.27 | 0.44 | 2.02 | 2.75 | 1.69
WT | 0 | 0 | 0 | 0 | 0 | 0
IGCC | 0 | 0 | 0 | 0 | 0 | 0
DemandResponse | 0 | 0 | 0 | 0 | 0 | 0
IGCC-CCS | 0 | 0 | 0 | 0 | 0 | 0
WT_off | 0 | 0 | 0 | 0 | 0 | 0
PseudoUnit | 0 | 0 | 0 | 0 | 0 | 0
FixedInterchange | 0 | 0 | 0 | 0 | 0 | 0
Fuel Cost by Reporting Type: TVA_Transmission
ReportingType | 2015 | 2020 | 2025 | 2030 | 2035 | 2040
BM | 0 | 0 | 0 | 0 | 0 | 0
CC | 0 | 0 | 0 | 0 | 0 | 0
CSP | 0 | 0 | 0 | 0 | 0 | 0
CT | 0 | 0 | 0 | 0 | 0 | 0
Coal | 0 | 0 | 0 | 0 | 0 | 0
Geo | 0 | 0 | 0 | 0 | 0 | 0
H | 0 | 0 | 0 | 0 | 0 | 0
LFG | 0 | 0 | 0 | 0 | 0 | 0
Nuc | 0 | 0 | 0 | 0 | 0 | 0
PS | 0 | 0 | 0 | 0 | 0 | 0
PV | 0 | 0 | 0 | 0 | 0 | 0
PeakG | 0 | 0 | 0 | 0 | 0 | 0
PeakO | 0 | 0 | 0 | 0 | 0 | 0
ST | 0 | 0 | 0 | 0 | 0 | 0
STOG | 0 | 0 | 0 | 0 | 0 | 0
STWD | 0 | 0 | 0 | 0 | 0 | 0
WT | 0 | 0 | 0 | 0 | 0 | 0
IGCC | 0 | 0 | 0 | 0 | 0 | 0
DemandResponse | 0 | 0 | 0 | 0 | 0 | 0
IGCC-CCS | 0 | 0 | 0 | 0 | 0 | 0
WT_off | 0 | 0 | 0 | 0 | 0 | 0
PseudoUnit | 0 | 0 | 0 | 0 | 0 | 0
FixedInterchange | 0 | 0 | 0 | 0 | 0 | 0
Fuel Cost by Reporting Type: VACAR
ReportingType | 2015 | 2020 | 2025 | 2030 | 2035 | 2040
BM | 0.47 | 0.47 | 0.47 | 0.47 | 3573 | 2956.73
CC | 4006.64 | 4382.35 | 4087.87 | 2167.55 | 734.05 | 74.19
CSP | 0 | 0 | 0 | 0 | 0 | 0
CT | 5.37 | 22.88 | 35.65 | 0.36 | 0 | 0
Coal | 1131.38 | 302.01 | 124.55 | 87.52 | 85.46 | 85.3
Geo | 0 | 0 | 0 | 0 | 0 | 0
H | 0 | 0 | 0 | 0 | 0 | 0
LFG | 0 | 0.14 | 0.14 | 0.14 | 0.14 | 0.14
Nuc | 730.67 | 900.6 | 956.89 | 1369.87 | 1235.96 | 1537.78
PS | 0 | 0 | 0 | 0 | 0 | 0
PV | 0 | 0 | 0 | 0 | 0 | 0
PeakG | 10.99 | 112.91 | 109.57 | 0 | 0 | 0
PeakO | 0 | 0 | 0 | 0 | 0 | 0
ST | 0 | 0 | 0 | 0 | 0 | 0
STOG | 0 | 0 | 0 | 0 | 0 | 0
STWD | 159.73 | 159.73 | 98.19 | 117.37 | 159.73 | 98.19
WT | 0 | 0 | 0 | 0 | 0 | 0
IGCC | 0 | 0 | 0 | 0 | 0 | 0
DemandResponse | 0 | 0 | 0.01 | 0.03 | 0 | 0.13
IGCC-CCS | 0 | 0 | 0 | 0 | 0 | 0
WT_off | 0 | 0 | 0 | 0 | 0 | 0
PseudoUnit | 0 | 0 | 0 | 0 | 0 | 0
FixedInterchange | 0 | 0 | 0 | 0 | 0 | 0
Fuel Cost by Reporting Type: IESO
ReportingType | 2015 | 2020 | 2025 | 2030 | 2035 | 2040
BM | 0 | 0.41 | 0.62 | 0 | 2.81 | 2.55
CC | 301.64 | 309.33 | 8.61 | 1.88 | 0 | 0
CSP | 0 | 0 | 0 | 0 | 0 | 0
CT | 2.39 | 0.66 | 0 | 0 | 0 | 0
Coal | 0 | 0 | 0 | 0 | 0 | 0
Geo | 0 | 0 | 0 | 0 | 0 | 0
H | 0 | 0 | 0 | 0 | 0 | 0
LFG | 0.02 | 0.02 | 0.02 | 0.02 | 0.02 | 0.02
Nuc | 854.23 | 871.65 | 926.13 | 944.22 | 869.51 | 757.81
PS | 0 | 0 | 0 | 0 | 0 | 0
PV | 0 | 0 | 0 | 0 | 0 | 0
PeakG | 0 | 0 | 0 | 0 | 0 | 0
PeakO | 0 | 0 | 0 | 0 | 0 | 0
ST | 0 | 0 | 0 | 0 | 0 | 0
STOG | 0 | 0 | 0 | 0 | 0 | 0
STWD | 1.82 | 1.82 | 0.95 | 1.82 | 1.63 | 1.82
WT | 0 | 0 | 0 | 0 | 0 | 0
IGCC | 0 | 0 | 0 | 0 | 0 | 0
DemandResponse | 0 | 0 | 0 | 0 | 0 | 0
IGCC-CCS | 0 | 0 | 0 | 0 | 0 | 0
WT_off | 0 | 0 | 0 | 0 | 0 | 0
PseudoUnit | 0 | 0 | 0 | 0 | 0 | 0
FixedInterchange | 0 | 0 | 0 | 0 | 0 | 0
Fuel Cost by Reporting Type: MAPP_CA
ReportingType | 2015 | 2020 | 2025 | 2030 | 2035 | 2040
BM | 0 | 0 | 0 | 0 | 0 | 0
CC | 254.47 | 291.55 | 67.95 | 0 | 0 | 0
CSP | 0 | 0 | 0 | 0 | 0 | 0
CT | 0 | 0 | 0 | 0 | 0 | 0
Coal | 15.81 | 0 | 0 | 0 | 0 | 0
Geo | 0 | 0 | 0 | 0 | 0 | 0
H | 0 | 0 | 0 | 0 | 0 | 0
LFG | 0 | 0 | 0 | 0 | 0 | 0
Nuc | 0 | 0.01 | 0 | 0 | 0 | 0
PS | 0 | 0 | 0 | 0 | 0 | 0
PV | 0 | 0 | 0 | 0 | 0 | 0
PeakG | 3.1 | 6.81 | 0 | 0 | 0 | 0
PeakO | 0 | 0 | 0 | 0 | 0 | 0
ST | 0 | 0 | 0 | 0 | 0 | 0
STOG | 0.7 | 0 | 0 | 0 | 0 | 0
STWD | 0 | 0 | 0 | 0 | 0 | 0
WT | 0 | 0 | 0 | 0 | 0 | 0
IGCC | 0 | 0 | 0 | 0 | 0 | 0
DemandResponse | 0 | 0 | 0 | 0 | 0 | 0
IGCC-CCS | 0 | 0 | 0 | 0 | 0 | 0
WT_off | 0 | 0 | 0 | 0 | 0 | 0
PseudoUnit | 0 | 0 | 0 | 0 | 0 | 0
FixedInterchange | 0 | 0 | 0 | 0 | 0 | 0
Fuel Cost by Reporting Type: AZ_NM_SNV_Coal
ReportingType | 2015 | 2020 | 2025 | 2030 | 2035 | 2040
BM | 0 | 0 | 0 | 0 | 0 | 0
CC | 0 | 0 | 0 | 0 | 0 | 0
CSP | 0 | 0 | 0 | 0 | 0 | 0
CT | 0 | 0 | 0 | 0 | 0 | 0
Coal | 1054 | 499.39 | 0 | 0 | 0 | 0
Geo | 0 | 0 | 0 | 0 | 0 | 0
H | 0 | 0 | 0 | 0 | 0 | 0
LFG | 0 | 0 | 0 | 0 | 0 | 0
Nuc | 0 | 0 | 0 | 0 | 0 | 0
PS | 0 | 0 | 0 | 0 | 0 | 0
PV | 0 | 0 | 0 | 0 | 0 | 0
PeakG | 0 | 0 | 0 | 0 | 0 | 0
PeakO | 0 | 0 | 0 | 0 | 0 | 0
ST | 0 | 0 | 0 | 0 | 0 | 0
STOG | 0 | 0 | 0 | 0 | 0 | 0
STWD | 0 | 0 | 0 | 0 | 0 | 0
WT | 0 | 0 | 0 | 0 | 0 | 0
IGCC | 0 | 0 | 0 | 0 | 0 | 0
DemandResponse | 0 | 0 | 0 | 0 | 0 | 0
IGCC-CCS | 0 | 0 | 0 | 0 | 0 | 0
WT_off | 0 | 0 | 0 | 0 | 0 | 0
PseudoUnit | 0 | 0 | 0 | 0 | 0 | 0
FixedInterchange | 0 | 0 | 0 | 0 | 0 | 0
Fuel Cost by Reporting Type: AZ_NM_SNV_Gas
ReportingType | 2015 | 2020 | 2025 | 2030 | 2035 | 2040
BM | 0 | 0 | 0 | 0 | 0 | 0
CC | 2867.7 | 2836.05 | 2685.2 | 1218.87 | 453.86 | 22.71
CSP | 0 | 0 | 0 | 0 | 0 | 0
CT | 0 | 1.4 | 9.65 | 4.23 | 0 | 0
Coal | 0 | 0 | 0 | 0 | 0 | 0
Geo | 0 | 0 | 0 | 0 | 0 | 0
H | 0 | 0 | 0 | 0 | 0 | 0
LFG | 0 | 0 | 0 | 0 | 0 | 0
Nuc | 0 | 0 | 0 | 0 | 0 | 0
PS | 0 | 0 | 0 | 0 | 0 | 0
PV | 0 | 0 | 0 | 0 | 0 | 0
PeakG | 0 | 0.64 | 0 | 0 | 0 | 0
PeakO | 0 | 0 | 0 | 0 | 0 | 0
ST | 0 | 0 | 0 | 0 | 0 | 0
STOG | 0 | 0 | 0 | 0 | 0 | 0
STWD | 0 | 0 | 0 | 0 | 0 | 0
WT | 0 | 0 | 0 | 0 | 0 | 0
IGCC | 0 | 0 | 0 | 0 | 0 | 0
DemandResponse | 0 | 0 | 0.03 | 0.01 | 0.03 | 0.03
IGCC-CCS | 0 | 0 | 0 | 0 | 0 | 0
WT_off | 0 | 0 | 0 | 0 | 0 | 0
PseudoUnit | 0 | 0 | 0 | 0 | 0 | 0
FixedInterchange | 0 | 0 | 0 | 0 | 0 | 0
Fuel Cost by Reporting Type: AZ_NM_SNV_NucRenew
ReportingType | 2015 | 2020 | 2025 | 2030 | 2035 | 2040
BM | 0 | 0 | 0 | 0 | 0 | 1830.1
CC | 0 | 0 | 0 | 0 | 0 | 0
CSP | 0 | 0 | 0 | 0 | 0 | 0
CT | 0 | 0 | 0 | 0 | 0 | 0
Coal | 0 | 0 | 0 | 0 | 0 | 0
Geo | 0 | 0 | 0 | 0 | 0 | 0
H | 0 | 0 | 0 | 0 | 0 | 0
LFG | 0 | 0 | 0.08 | 0.08 | 0.08 | 0.08
Nuc | 254.91 | 260.1 | 276.36 | 535.79 | 820.99 | 820.99
PS | 0 | 0 | 0 | 0 | 0 | 0
PV | 0 | 0 | 0 | 0 | 0 | 0
PeakG | 0 | 0 | 0 | 0 | 0 | 0
PeakO | 0 | 0 | 0 | 0 | 0 | 0
ST | 0 | 0 | 0 | 0 | 0 | 0
STOG | 0 | 0 | 0 | 0 | 0 | 0
STWD | 11.54 | 11.54 | 11.54 | 11.54 | 11.54 | 9.76
WT | 0 | 0 | 0 | 0 | 0 | 0
IGCC | 0 | 0 | 0 | 0 | 0 | 0
DemandResponse | 0 | 0 | 0 | 0 | 0 | 0
IGCC-CCS | 0 | 0 | 0 | 0 | 0 | 0
WT_off | 0 | 0 | 0 | 0 | 0 | 0
PseudoUnit | 0 | 0 | 0 | 0 | 0 | 0
FixedInterchange | 0 | 0 | 0 | 0 | 0 | 0
Fuel Cost by Reporting Type: ERCOT
ReportingType | 2015 | 2020 | 2025 | 2030 | 2035 | 2040
BM | 6.73 | 6.89 | 10.4 | 74.16 | 2078.94 | 1302.35
CC | 8797.01 | 9733.34 | 7876.33 | 5458.81 | 2324.64 | 1319.69
CSP | 0 | 0 | 0 | 0 | 0 | 0
CT | 0 | 1.82 | 3.17 | 4.75 | 0 | 0
Coal | 772.52 | 471.9 | 90.13 | 92.01 | 92.01 | 89.79
Geo | 0 | 0 | 0 | 0 | 0 | 0
H | 0 | 0 | 0 | 0 | 0 | 0
LFG | 0 | 0 | 0.45 | 0.45 | 0.45 | 0.45
Nuc | 339.13 | 346.04 | 367.67 | 484.2 | 1099.49 | 1510.5
PS | 0 | 0 | 0 | 0 | 0 | 0
PV | 0 | 0 | 0 | 0 | 0 | 0
PeakG | 0 | 18.37 | 47.92 | 31.46 | 0 | 0
PeakO | 0 | 0.12 | 0 | 0 | 0 | 0
ST | 0 | 0 | 0 | 0 | 0 | 0
STOG | 167.39 | 240.71 | 21.92 | 0 | 0 | 0
STWD | 0 | 0 | 0 | 0 | 0 | 0
WT | 0 | 0 | 0 | 0 | 0 | 0
IGCC | 0 | 0 | 0 | 0 | 0 | 0
DemandResponse | 0 | 0.01 | 0.11 | 0.11 | 0.1 | 0.05
IGCC-CCS | 0 | 0 | 0 | 0 | 0 | 0
WT_off | 0 | 0 | 0 | 0 | 0 | 0
PseudoUnit | 0 | 0 | 0 | 0 | 0 | 0
FixedInterchange | 0 | 0 | 0 | 0 | 0 | 0
Fuel Cost by Reporting Type: NP15
ReportingType | 2015 | 2020 | 2025 | 2030 | 2035 | 2040
BM | 0 | 0 | 0 | 0 | 431.26 | 430.48
CC | 2508.37 | 2679.65 | 2104.38 | 1124.78 | 325.76 | 240.23
CSP | 0 | 0 | 0 | 0 | 0 | 0
CT | 0 | 0 | 0 | 0 | 0 | 0
Coal | 35.53 | 0 | 0 | 0 | 0 | 0
Geo | 0 | 0 | 0 | 0 | 0 | 0
H | 0 | 0 | 0 | 0 | 0 | 0
LFG | 0 | 0.48 | 0.72 | 0.72 | 0.72 | 0.72
Nuc | 150.62 | 153.69 | 163.3 | 166.49 | 264.56 | 272.4
PS | 0 | 0 | 0 | 0 | 0 | 0
PV | 0 | 0 | 0 | 0 | 0 | 0
PeakG | 0 | 0 | 0 | 0 | 0.16 | 0.35
PeakO | 0 | 0 | 0 | 0 | 0 | 0
ST | 0 | 0 | 0 | 0 | 0 | 0
STOG | 3.45 | 0 | 0 | 0 | 0 | 0
STWD | 244.45 | 244.45 | 114.11 | 244.45 | 244.45 | 190.56
WT | 0 | 0 | 0 | 0 | 0 | 0
IGCC | 0 | 0 | 0 | 0 | 0 | 0
DemandResponse | 0 | 0 | 0 | 0 | 0 | 0
IGCC-CCS | 0 | 0 | 0 | 0 | 0 | 0
WT_off | 0 | 0 | 0 | 0 | 0 | 0
PseudoUnit | 0 | 0 | 0 | 0 | 0 | 0
FixedInterchange | 0 | 0 | 0 | 0 | 0 | 0
Fuel Cost by Reporting Type: NWPP_Coal
ReportingType | 2015 | 2020 | 2025 | 2030 | 2035 | 2040
BM | 0 | 0 | 0 | 0 | 0 | 0
CC | 0 | 0 | 0 | 0 | 0 | 0
CSP | 0 | 0 | 0 | 0 | 0 | 0
CT | 0 | 0 | 0 | 0 | 0 | 0
Coal | 598.59 | 403.76 | 21.69 | 21.69 | 21.69 | 10.18
Geo | 0 | 0 | 0 | 0 | 0 | 0
H | 0 | 0 | 0 | 0 | 0 | 0
LFG | 0 | 0 | 0 | 0 | 0 | 0
Nuc | 0 | 0 | 0 | 0 | 0 | 0
PS | 0 | 0 | 0 | 0 | 0 | 0
PV | 0 | 0 | 0 | 0 | 0 | 0
PeakG | 0 | 0 | 0 | 0 | 0 | 0
PeakO | 0 | 0 | 0 | 0 | 0 | 0
ST | 0 | 0 | 0 | 0 | 0 | 0
STOG | 0 | 0 | 0 | 0 | 0 | 0
STWD | 0 | 0 | 0 | 0 | 0 | 0
WT | 0 | 0 | 0 | 0 | 0 | 0
IGCC | 0 | 0 | 0 | 0 | 0 | 0
DemandResponse | 0 | 0 | 0 | 0 | 0 | 0
IGCC-CCS | 0 | 0 | 0 | 0 | 0 | 0
WT_off | 0 | 0 | 0 | 0 | 0 | 0
PseudoUnit | 0 | 0 | 0 | 0 | 0 | 0
FixedInterchange | 0 | 0 | 0 | 0 | 0 | 0
Fuel Cost by Reporting Type: NWPP_Gas
ReportingType | 2015 | 2020 | 2025 | 2030 | 2035 | 2040
BM | 0 | 0 | 0 | 0 | 0 | 0
CC | 2206.51 | 2454.38 | 1665.48 | 746.9 | 31.27 | 0
CSP | 0 | 0 | 0 | 0 | 0 | 0
CT | 0 | 0 | 0 | 0 | 0 | 0
Coal | 0 | 0 | 0 | 0 | 0 | 0
Geo | 0 | 0 | 0 | 0 | 0 | 0
H | 0 | 0 | 0 | 0 | 0 | 0
LFG | 0 | 0 | 0 | 0 | 0 | 0
Nuc | 0 | 0 | 0 | 0 | 0 | 0
PS | 0 | 0 | 0 | 0 | 0 | 0
PV | 0 | 0 | 0 | 0 | 0 | 0
PeakG | 0 | 0 | 0 | 0 | 0 | 0
PeakO | 0 | 0 | 0 | 0 | 0 | 0
ST | 0 | 0 | 0 | 0 | 0 | 0
STOG | 0 | 0 | 0 | 0 | 0 | 0
STWD | 0 | 0 | 0 | 0 | 0 | 0
WT | 0 | 0 | 0 | 0 | 0 | 0
IGCC | 0 | 0 | 0 | 0 | 0 | 0
DemandResponse | 0 | 0 | 0 | 0 | 0 | 0
IGCC-CCS | 0 | 0 | 0 | 0 | 0 | 0
WT_off | 0 | 0 | 0 | 0 | 0 | 0
PseudoUnit | 0 | 0 | 0 | 0 | 0 | 0
FixedInterchange | 0 | 0 | 0 | 0 | 0 | 0
Fuel Cost by Reporting Type: NWPP_NucRenew
ReportingType | 2015 | 2020 | 2025 | 2030 | 2035 | 2040
BM | 0 | 16.65 | 11.99 | 16.65 | 16.65 | 7.55
CC | 0 | 0 | 0 | 0 | 0 | 0
CSP | 0 | 0 | 0 | 0 | 0 | 0
CT | 0 | 0 | 0 | 0 | 0 | 0
Coal | 0 | 0 | 0 | 0 | 0 | 0
Geo | 0 | 0 | 0 | 0 | 0 | 0
H | 0 | 0 | 0 | 0 | 0 | 0
LFG | 0.03 | 0.03 | 0.34 | 0.34 | 0.34 | 0.34
Nuc | 71.13 | 72.58 | 77.12 | 126 | 352.85 | 352.85
PS | 0 | 0 | 0 | 0 | 0 | 0
PV | 0 | 0 | 0 | 0 | 0 | 0
PeakG | 0 | 0 | 0 | 0 | 0 | 0
PeakO | 0 | 0 | 0 | 0 | 0 | 0
ST | 0 | 0 | 0 | 0 | 0 | 0
STOG | 0 | 0 | 0 | 0 | 0 | 0
STWD | 0 | 0.1 | 1.36 | 301.46 | 301.46 | 142.16
WT | 0 | 0 | 0 | 0 | 0 | 0
IGCC | 0 | 0 | 0 | 0 | 0 | 0
DemandResponse | 0 | 0 | 0 | 0 | 0 | 0
IGCC-CCS | 0 | 0 | 0 | 0 | 0 | 0
WT_off | 0 | 0 | 0 | 0 | 0 | 0
PseudoUnit | 0 | 0 | 0 | 0 | 0 | 0
FixedInterchange | 0 | 0 | 0 | 0 | 0 | 0
Fuel Cost by Reporting Type: RMPA
ReportingType | 2015 | 2020 | 2025 | 2030 | 2035 | 2040
BM | 0 | 0 | 0 | 0 | 718.36 | 897.74
CC | 377.99 | 427.74 | 686.67 | 333.52 | 123.66 | 113.66
CSP | 0 | 0 | 0 | 0 | 0 | 0
CT | 0 | 0 | 0.1 | 0.08 | 0 | 0
Coal | 591.15 | 415.93 | 78.26 | 47.08 | 46.24 | 22.54
Geo | 0 | 0 | 0 | 0 | 0 | 0
H | 0 | 0 | 0 | 0 | 0 | 0
LFG | 0 | 0 | 0.04 | 0.04 | 0.04 | 0.04
Nuc | 0 | 0 | 14.87 | 108.34 | 108.36 | 108.33
PS | 0 | 0 | 0 | 0 | 0 | 0
PV | 0 | 0 | 0 | 0 | 0 | 0
PeakG | 0.12 | 0.89 | 25.39 | 7.55 | 2.71 | 0
PeakO | 0 | 0 | 0 | 0 | 0 | 0
ST | 0 | 0 | 0 | 0 | 0 | 0
STOG | 0 | 0 | 0 | 0 | 0 | 0
STWD | 0 | 0 | 0 | 0 | 0 | 0
WT | 0 | 0 | 0 | 0 | 0 | 0
IGCC | 0 | 0 | 0 | 0 | 0 | 0
DemandResponse | 0 | 0 | 0 | 0 | 0 | 0
IGCC-CCS | 0 | 0 | 0 | 0 | 0 | 0
WT_off | 0 | 0 | 0 | 0 | 0 | 0
PseudoUnit | 0 | 0 | 0 | 0 | 0 | 0
FixedInterchange | 0 | 0 | 0 | 0 | 0 | 0
Fuel Cost by Reporting Type: SP15
ReportingType | 2015 | 2020 | 2025 | 2030 | 2035 | 2040
BM | 3.07 | 3.07 | 3.07 | 3.07 | 345 | 293.75
CC | 3303.76 | 3226.69 | 2613.88 | 1839.39 | 756.26 | 681.28
CSP | 0 | 0 | 0 | 0 | 0 | 0
CT | 0 | 0 | 0 | 0 | 0 | 0
Coal | 20.36 | 3.9 | 0 | 0 | 0 | 0
Geo | 0 | 0 | 0 | 0 | 0 | 0
H | 0 | 0 | 0 | 0 | 0 | 0
LFG | 0.01 | 0.72 | 0.72 | 0.72 | 0.72 | 0.72
Nuc | 139.02 | 141.86 | 150.73 | 228.49 | 359.32 | 359.32
PS | 0 | 0 | 0 | 0 | 0 | 0
PV | 0 | 0 | 0 | 0 | 0 | 0
PeakG | 0 | 1.06 | 30.05 | 13.04 | 16.96 | 18.56
PeakO | 0 | 0 | 0 | 0 | 0 | 0
ST | 0 | 0 | 0 | 0 | 0 | 0
STOG | 40.1 | 48.1 | 0 | 0 | 0 | 0
STWD | 62.63 | 62.63 | 56.17 | 62.63 | 62.63 | 48.82
WT | 0 | 0 | 0 | 0 | 0 | 0
IGCC | 0 | 0 | 0 | 0 | 0 | 0
DemandResponse | 0 | 0 | 0 | 0 | 0 | 0
IGCC-CCS | 0 | 0 | 0 | 0 | 0 | 0
WT_off | 0 | 0 | 0 | 0 | 0 | 0
PseudoUnit | 0 | 0 | 0 | 0 | 0 | 0
FixedInterchange | 0 | 0 | 0 | 0 | 0 | 0
Fuel Cost by Reporting Type: ALB
ReportingType | 2015 | 2020 | 2025 | 2030 | 2035 | 2040
BM | 0 | 0 | 0 | 0 | 0 | 0
CC | 654.32 | 756.25 | 853.37 | 46.1 | 0 | 0
CSP | 0 | 0 | 0 | 0 | 0 | 0
CT | 0 | 0 | 0 | 0 | 0 | 0
Coal | 217.7 | 217.7 | 209.58 | 0 | 0 | 0.04
Geo | 0 | 0 | 0 | 0 | 0 | 0
H | 0 | 0 | 0 | 0 | 0 | 0
LFG | 0 | 0 | 0 | 0 | 0 | 0
Nuc | 0 | 0 | 0.01 | 581.97 | 614.78 | 614.75
PS | 0 | 0 | 0 | 0 | 0 | 0
PV | 0 | 0 | 0 | 0 | 0 | 0
PeakG | 0 | 0 | 0 | 0 | 0 | 0
PeakO | 0 | 0 | 0 | 0 | 0 | 0
ST | 0 | 0 | 0 | 0 | 0 | 0
STOG | 0 | 0 | 0 | 0 | 0 | 0
STWD | 0 | 39.68 | 85 | 85 | 85 | 85
WT | 0 | 0 | 0 | 0 | 0 | 0
IGCC | 0 | 0 | 0 | 0 | 0 | 0
DemandResponse | 0 | 0 | 0 | 0 | 0 | 0
IGCC-CCS | 0 | 0 | 0 | 0 | 0 | 0
WT_off | 0 | 0 | 0 | 0 | 0 | 0
PseudoUnit | 0 | 0 | 0 | 0 | 0 | 0
FixedInterchange | 0 | 0 | 0 | 0 | 0 | 0
Fuel Cost by Reporting Type: BC
ReportingType | 2015 | 2020 | 2025 | 2030 | 2035 | 2040
BM | 0 | 0 | 0 | 0 | 0 | 0
CC | 227.82 | 263.53 | 293.25 | 249.5 | 49.55 | 0
CSP | 0 | 0 | 0 | 0 | 0 | 0
CT | 0 | 0 | 0 | 0 | 0 | 0
Coal | 0 | 0 | 0 | 0 | 0 | 0
Geo | 0 | 0 | 0 | 0 | 0 | 0
H | 0 | 0 | 0 | 0 | 0 | 0
LFG | 0 | 0 | 0 | 0 | 0 | 0
Nuc | 0 | 0 | 0 | 0.07 | 0.07 | 0.03
PS | 0 | 0 | 0 | 0 | 0 | 0
PV | 0 | 0 | 0 | 0 | 0 | 0
PeakG | 0 | 0 | 0 | 0 | 0 | 0
PeakO | 0 | 0 | 0 | 0 | 0 | 0
ST | 0 | 0 | 0 | 0 | 0 | 0
STOG | 0 | 0 | 0 | 0 | 0 | 0
STWD | 0 | 65.36 | 177.36 | 271.44 | 271.44 | 271.44
WT | 0 | 0 | 0 | 0 | 0 | 0
IGCC | 0 | 0 | 0 | 0 | 0 | 0
DemandResponse | 0 | 0 | 0 | 0 | 0 | 0
IGCC-CCS | 0 | 0 | 0 | 0 | 0 | 0
WT_off | 0 | 0 | 0 | 0 | 0 | 0
PseudoUnit | 0 | 0 | 0 | 0 | 0 | 0
FixedInterchange | 0 | 0 | 0 | 0 | 0 | 0
Fuel Cost by Reporting Type: HQ_IESO
ReportingType | 2015 | 2020 | 2025 | 2030 | 2035 | 2040
BM | 0 | 0 | 0 | 0 | 0 | 0
CC | 0 | 0 | 0 | 0 | 0 | 0
CSP | 0 | 0 | 0 | 0 | 0 | 0
CT | 0 | 0 | 0 | 0 | 0 | 0
Coal | 0 | 0 | 0 | 0 | 0 | 0
Geo | 0 | 0 | 0 | 0 | 0 | 0
H | 0 | 0 | 0 | 0 | 0 | 0
LFG | 0 | 0 | 0 | 0 | 0 | 0
Nuc | 0 | 0 | 0 | 0 | 0 | 0
PS | 0 | 0 | 0 | 0 | 0 | 0
PV | 0 | 0 | 0 | 0 | 0 | 0
PeakG | 0 | 0 | 0 | 0 | 0 | 0
PeakO | 0 | 0 | 0 | 0 | 0 | 0
ST | 0 | 0 | 0 | 0 | 0 | 0
STOG | 0 | 0 | 0 | 0 | 0 | 0
STWD | 0 | 0 | 0 | 0 | 0 | 0
WT | 0 | 0 | 0 | 0 | 0 | 0
IGCC | 0 | 0 | 0 | 0 | 0 | 0
DemandResponse | 0 | 0 | 0 | 0 | 0 | 0
IGCC-CCS | 0 | 0 | 0 | 0 | 0 | 0
WT_off | 0 | 0 | 0 | 0 | 0 | 0
PseudoUnit | 0 | 0 | 0 | 0 | 0 | 0
FixedInterchange | 0 | 0 | 0 | 0 | 0 | 0
Fuel Cost by Reporting Type: HQ_NEISO
ReportingType | 2015 | 2020 | 2025 | 2030 | 2035 | 2040
BM | 0 | 0 | 0 | 0 | 0 | 0
CC | 0 | 0 | 0 | 0 | 0 | 0
CSP | 0 | 0 | 0 | 0 | 0 | 0
CT | 0 | 0 | 0 | 0 | 0 | 0
Coal | 0 | 0 | 0 | 0 | 0 | 0
Geo | 0 | 0 | 0 | 0 | 0 | 0
H | 0 | 0 | 0 | 0 | 0 | 0
LFG | 0 | 0 | 0 | 0 | 0 | 0
Nuc | 0 | 0 | 0 | 0 | 0.03 | 0.03
PS | 0 | 0 | 0 | 0 | 0 | 0
PV | 0 | 0 | 0 | 0 | 0 | 0
PeakG | 0 | 0 | 0 | 0 | 0 | 0
PeakO | 0 | 0 | 0 | 0 | 0 | 0
ST | 0 | 0 | 0 | 0 | 0 | 0
STOG | 0 | 0 | 0 | 0 | 0 | 0
STWD | 0 | 0 | 0 | 0 | 0 | 0
WT | 0 | 0 | 0 | 0 | 0 | 0
IGCC | 0 | 0 | 0 | 0 | 0 | 0
DemandResponse | 0 | 0 | 0 | 0 | 0 | 0
IGCC-CCS | 0 | 0 | 0 | 0 | 0 | 0
WT_off | 0 | 0 | 0 | 0 | 0 | 0
PseudoUnit | 0 | 0 | 0 | 0 | 0 | 0
FixedInterchange | 0 | 0 | 0 | 0 | 0 | 0
Fuel Cost by Reporting Type: HQ_NY
ReportingType | 2015 | 2020 | 2025 | 2030 | 2035 | 2040
BM | 0 | 0 | 0 | 0 | 0 | 0
CC | 0 | 0 | 0 | 0 | 0 | 0
CSP | 0 | 0 | 0 | 0 | 0 | 0
CT | 0 | 0 | 0 | 0 | 0 | 0
Coal | 0 | 0 | 0 | 0 | 0 | 0
Geo | 0 | 0 | 0 | 0 | 0 | 0
H | 0 | 0 | 0 | 0 | 0 | 0
LFG | 0 | 0 | 0 | 0 | 0 | 0
Nuc | 0 | 0 | 0 | 0 | 0.03 | 0.01
PS | 0 | 0 | 0 | 0 | 0 | 0
PV | 0 | 0 | 0 | 0 | 0 | 0
PeakG | 0 | 0 | 0 | 0 | 0 | 0
PeakO | 0 | 0 | 0 | 0 | 0 | 0
ST | 0 | 0 | 0 | 0 | 0 | 0
STOG | 0 | 0 | 0 | 0 | 0 | 0
STWD | 0 | 0 | 0 | 0 | 0 | 0
WT | 0 | 0 | 0 | 0 | 0 | 0
IGCC | 0 | 0 | 0 | 0 | 0 | 0
DemandResponse | 0 | 0 | 0 | 0 | 0 | 0
IGCC-CCS | 0 | 0 | 0 | 0 | 0 | 0
WT_off | 0 | 0 | 0 | 0 | 0 | 0
PseudoUnit | 0 | 0 | 0 | 0 | 0 | 0
FixedInterchange | 0 | 0 | 0 | 0 | 0 | 0
Fuel Cost by Reporting Type: MARITIMES
ReportingType | 2015 | 2020 | 2025 | 2030 | 2035 | 2040
BM | 0 | 0 | 0 | 0 | 0 | 0
CC | 0 | 0 | 0 | 0 | 0 | 0
CSP | 0 | 0 | 0 | 0 | 0 | 0
CT | 0 | 0 | 0 | 0 | 0 | 0
Coal | 0 | 0 | 0 | 0 | 0 | 0
Geo | 0 | 0 | 0 | 0 | 0 | 0
H | 0 | 0 | 0 | 0 | 0 | 0
LFG | 0 | 0 | 0 | 0 | 0 | 0
Nuc | 0 | 0 | 0 | 0 | 0.03 | 0.03
PS | 0 | 0 | 0 | 0 | 0 | 0
PV | 0 | 0 | 0 | 0 | 0 | 0
PeakG | 0 | 0 | 0 | 0 | 0 | 0
PeakO | 0 | 0 | 0 | 0 | 0 | 0
ST | 0 | 0 | 0 | 0 | 0 | 0
STOG | 0 | 0 | 0 | 0 | 0 | 0
STWD | 0 | 0 | 0 | 0 | 0 | 0
WT | 0 | 0 | 0 | 0 | 0 | 0
IGCC | 0 | 0 | 0 | 0 | 0 | 0
DemandResponse | 0 | 0 | 0 | 0 | 0 | 0
IGCC-CCS | 0 | 0 | 0 | 0 | 0 | 0
WT_off | 0 | 0 | 0 | 0 | 0 | 0
PseudoUnit | 0 | 0 | 0 | 0 | 0 | 0
FixedInterchange | 0 | 0 | 0 | 0 | 0 | 0
Fuel Cost by Reporting Type: All
ReportingType | 2015 | 2020 | 2025 | 2030 | 2035 | 2040
BM | 154.29 | 296.5 | 278.69 | 350.45 | 15164.17 | 14609.22
CC | 63965.82 | 69358.13 | 59026.69 | 30855.35 | 14329.35 | 7105.55
CSP | 0 | 0 | 0 | 0 | 0 | 0
CT | 45.9 | 172.81 | 188.56 | 30.91 | 2.99 | 1.78
Coal | 22321.27 | 7245 | 998.14 | 591.99 | 604.7 | 580.25
Geo | 0 | 0 | 0 | 0 | 0 | 0
H | 0 | 0 | 0 | 0 | 0 | 0
LFG | 0.25 | 2.74 | 5.56 | 6.38 | 6.35 | 6.34
Nuc | 7711.7 | 8128.85 | 8708.93 | 12238.32 | 13935.72 | 16085.74
PS | 0 | 0 | 0 | 0 | 0 | 0
PV | 0 | 0 | 0 | 0 | 0 | 0
PeakG | 197.85 | 771.36 | 1375.34 | 517.71 | 268.25 | 183.33
PeakO | 0 | 0.31 | 10.39 | 0.52 | 0.54 | 2.63
ST | 0 | 0 | 0 | 0 | 0 | 0
STOG | 487.36 | 729.85 | 136.78 | 7.17 | 3.3 | 3.17
STWD | 837.18 | 911.02 | 935.82 | 1755.8 | 2314.98 | 1686.79
WT | 0 | 0.01 | 0.01 | 0.01 | 0.01 | 0.01
IGCC | 87.33 | 81.21 | 9.47 | 1.04 | 0.08 | 0.07
DemandResponse | 0 | 0.01 | 0.19 | 0.18 | 0.18 | 0.34
IGCC-CCS | 0 | 0 | 0 | 0 | 0 | 0
WT_off | 0 | 0 | 0 | 0 | 0 | 0
PseudoUnit | 0 | 0 | 0 | 0 | 0 | 0
FixedInterchange | 0 | 0 | 0 | 0 | 0 | 0
Fuel Cost by Reporting Type: EI_US
ReportingType | 2015 | 2020 | 2025 | 2030 | 2035 | 2040
BM | 144.49 | 269.49 | 252.61 | 256.58 | 11571.15 | 9844.71
CC | 42466.21 | 46379.62 | 40171.57 | 19835.58 | 10264.36 | 4727.97
CSP | 0 | 0 | 0 | 0 | 0 | 0
CT | 43.51 | 168.92 | 175.65 | 21.86 | 2.99 | 1.78
Coal | 19015.62 | 5232.42 | 598.48 | 431.21 | 444.76 | 457.7
Geo | 0 | 0 | 0 | 0 | 0 | 0
H | 0 | 0 | 0 | 0 | 0 | 0
LFG | 0.18 | 1.48 | 3.19 | 4 | 3.97 | 3.97
Nuc | 5902.65 | 6282.9 | 6732.74 | 9062.75 | 9445.78 | 11288.74
PS | 0 | 0 | 0 | 0 | 0 | 0
PV | 0 | 0 | 0 | 0 | 0 | 0
PeakG | 194.63 | 743.6 | 1271.98 | 465.65 | 248.43 | 164.43
PeakO | 0 | 0.19 | 10.39 | 0.52 | 0.54 | 2.63
ST | 0 | 0 | 0 | 0 | 0 | 0
STOG | 275.73 | 441.03 | 114.85 | 7.17 | 3.3 | 3.17
STWD | 516.74 | 485.44 | 489.33 | 777.47 | 1336.84 | 937.24
WT | 0 | 0.01 | 0.01 | 0.01 | 0.01 | 0.01
IGCC | 87.33 | 81.21 | 9.47 | 1.04 | 0.08 | 0.07
DemandResponse | 0 | 0 | 0.05 | 0.06 | 0.05 | 0.27
IGCC-CCS | 0 | 0 | 0 | 0 | 0 | 0
WT_off | 0 | 0 | 0 | 0 | 0 | 0
PseudoUnit | 0 | 0 | 0 | 0 | 0 | 0
FixedInterchange | 0 | 0 | 0 | 0 | 0 | 0
Fuel Cost by Reporting Type: EI_Canada
ReportingType | 2015 | 2020 | 2025 | 2030 | 2035 | 2040
BM | 0 | 0.41 | 0.62 | 0 | 2.81 | 2.55
CC | 556.11 | 600.88 | 76.55 | 1.88 | 0 | 0
CSP | 0 | 0 | 0 | 0 | 0 | 0
CT | 2.39 | 0.66 | 0 | 0 | 0 | 0
Coal | 15.81 | 0 | 0 | 0 | 0 | 0
Geo | 0 | 0 | 0 | 0 | 0 | 0
H | 0 | 0 | 0 | 0 | 0 | 0
LFG | 0.02 | 0.02 | 0.02 | 0.02 | 0.02 | 0.02
Nuc | 854.23 | 871.66 | 926.13 | 944.22 | 869.51 | 757.81
PS | 0 | 0 | 0 | 0 | 0 | 0
PV | 0 | 0 | 0 | 0 | 0 | 0
PeakG | 3.1 | 6.81 | 0 | 0 | 0 | 0
PeakO | 0 | 0 | 0 | 0 | 0 | 0
ST | 0 | 0 | 0 | 0 | 0 | 0
STOG | 0.7 | 0 | 0 | 0 | 0 | 0
STWD | 1.82 | 1.82 | 0.95 | 1.82 | 1.63 | 1.82
WT | 0 | 0 | 0 | 0 | 0 | 0
IGCC | 0 | 0 | 0 | 0 | 0 | 0
DemandResponse | 0 | 0 | 0 | 0 | 0 | 0
IGCC-CCS | 0 | 0 | 0 | 0 | 0 | 0
WT_off | 0 | 0 | 0 | 0 | 0 | 0
PseudoUnit | 0 | 0 | 0 | 0 | 0 | 0
FixedInterchange | 0 | 0 | 0 | 0 | 0 | 0
Fuel Cost by Reporting Type: EI
ReportingType | 2015 | 2020 | 2025 | 2030 | 2035 | 2040
BM | 144.49 | 269.9 | 253.23 | 256.58 | 11573.96 | 9847.26
CC | 43022.33 | 46980.5 | 40248.12 | 19837.47 | 10264.36 | 4727.97
CSP | 0 | 0 | 0 | 0 | 0 | 0
CT | 45.9 | 169.59 | 175.65 | 21.86 | 2.99 | 1.78
Coal | 19031.43 | 5232.42 | 598.48 | 431.21 | 444.76 | 457.7
Geo | 0 | 0 | 0 | 0 | 0 | 0
H | 0 | 0 | 0 | 0 | 0 | 0
LFG | 0.2 | 1.5 | 3.21 | 4.02 | 3.99 | 3.99
Nuc | 6756.88 | 7154.56 | 7658.87 | 10006.97 | 10315.29 | 12046.55
PS | 0 | 0 | 0 | 0 | 0 | 0
PV | 0 | 0 | 0 | 0 | 0 | 0
PeakG | 197.73 | 750.41 | 1271.98 | 465.65 | 248.43 | 164.43
PeakO | 0 | 0.19 | 10.39 | 0.52 | 0.54 | 2.63
ST | 0 | 0 | 0 | 0 | 0 | 0
STOG | 276.43 | 441.03 | 114.85 | 7.17 | 3.3 | 3.17
STWD | 518.56 | 487.26 | 490.28 | 779.29 | 1338.47 | 939.05
WT | 0 | 0.01 | 0.01 | 0.01 | 0.01 | 0.01
IGCC | 87.33 | 81.21 | 9.47 | 1.04 | 0.08 | 0.07
DemandResponse | 0 | 0 | 0.05 | 0.06 | 0.05 | 0.27
IGCC-CCS | 0 | 0 | 0 | 0 | 0 | 0
WT_off | 0 | 0 | 0 | 0 | 0 | 0
PseudoUnit | 0 | 0 | 0 | 0 | 0 | 0
FixedInterchange | 0 | 0 | 0 | 0 | 0 | 0
Fuel Cost by Reporting Type: Outside_EI
ReportingType | 2015 | 2020 | 2025 | 2030 | 2035 | 2040
BM | 9.8 | 26.61 | 25.45 | 93.87 | 3590.21 | 4761.96
CC | 20943.49 | 22377.63 | 18778.57 | 11017.88 | 4064.99 | 2377.58
CSP | 0 | 0 | 0 | 0 | 0 | 0
CT | 0 | 3.22 | 12.92 | 9.05 | 0 | 0
Coal | 3289.84 | 2012.58 | 399.66 | 160.78 | 159.94 | 122.55
Geo | 0 | 0 | 0 | 0 | 0 | 0
H | 0 | 0 | 0 | 0 | 0 | 0
LFG | 0.05 | 1.24 | 2.36 | 2.36 | 2.36 | 2.36
Nuc | 954.81 | 974.29 | 1050.06 | 2231.35 | 3620.42 | 4039.19
PS | 0 | 0 | 0 | 0 | 0 | 0
PV | 0 | 0 | 0 | 0 | 0 | 0
PeakG | 0.12 | 20.95 | 103.36 | 52.06 | 19.82 | 18.9
PeakO | 0 | 0.12 | 0 | 0 | 0 | 0
ST | 0 | 0 | 0 | 0 | 0 | 0
STOG | 210.93 | 288.81 | 21.92 | 0 | 0 | 0
STWD | 318.62 | 423.76 | 445.55 | 976.51 | 976.51 | 747.73
WT | 0 | 0 | 0 | 0 | 0 | 0
IGCC | 0 | 0 | 0 | 0 | 0 | 0
DemandResponse | 0 | 0.01 | 0.13 | 0.12 | 0.13 | 0.08
IGCC-CCS | 0 | 0 | 0 | 0 | 0 | 0
WT_off | 0 | 0 | 0 | 0 | 0 | 0
PseudoUnit | 0 | 0 | 0 | 0 | 0 | 0
FixedInterchange | 0 | 0 | 0 | 0 | 0 | 0
#7 | 0: Emission Cost ($million)
==== Emission Program: TitleIV_CAIRSO2 : (SO2) ====
Emission Cost by Reporting Type: Entergy
ReportingType | 2015 | 2020 | 2025 | 2030 | 2035 | 2040
BM | 0 | 0 | 0 | 0 | 0 | 0
CC | 0 | 0 | 0 | 0 | 0 | 0
CSP | 0 | 0 | 0 | 0 | 0 | 0
CT | 0 | 0 | 0 | 0 | 0 | 0
Coal | 34.85 | 0 | 0 | 0 | 0 | 0
Geo | 0 | 0 | 0 | 0 | 0 | 0
H | 0 | 0 | 0 | 0 | 0 | 0
LFG | 0 | 0 | 0 | 0 | 0 | 0
Nuc | 0 | 0 | 0 | 0 | 0 | 0
PS | 0 | 0 | 0 | 0 | 0 | 0
PV | 0 | 0 | 0 | 0 | 0 | 0
PeakG | 0 | 0 | 0 | 0 | 0 | 0
PeakO | 0 | 0 | 0 | 0 | 0 | 0
ST | 0 | 0 | 0 | 0 | 0 | 0
STOG | 0 | 0 | 0 | 0 | 0 | 0
STWD | 0 | 0 | 0 | 0 | 0 | 0
WT | 0 | 0 | 0 | 0 | 0 | 0
IGCC | 0 | 0 | 0 | 0 | 0 | 0
DemandResponse | 0 | 0 | 0 | 0 | 0 | 0
IGCC-CCS | 0 | 0 | 0 | 0 | 0 | 0
WT_off | 0 | 0 | 0 | 0 | 0 | 0
PseudoUnit | 0 | 0 | 0 | 0 | 0 | 0
FixedInterchange | 0 | 0 | 0 | 0 | 0 | 0
Emission Cost by Reporting Type: FRCC
ReportingType | 2015 | 2020 | 2025 | 2030 | 2035 | 2040
BM | 0 | 0 | 0 | 0 | 0 | 0
CC | 0 | 0 | 0 | 0 | 0 | 0
CSP | 0 | 0 | 0 | 0 | 0 | 0
CT | 0 | 0 | 0 | 0 | 0 | 0
Coal | 5.23 | 0 | 0 | 0 | 0 | 0
Geo | 0 | 0 | 0 | 0 | 0 | 0
H | 0 | 0 | 0 | 0 | 0 | 0
LFG | 0 | 0 | 0 | 0 | 0 | 0
Nuc | 0 | 0 | 0 | 0 | 0 | 0
PS | 0 | 0 | 0 | 0 | 0 | 0
PV | 0 | 0 | 0 | 0 | 0 | 0
PeakG | 0 | 0 | 0 | 0 | 0 | 0
PeakO | 0 | 0 | 0 | 0 | 0 | 0
ST | 0 | 0 | 0 | 0 | 0 | 0
STOG | 0 | 0 | 0 | 0 | 0 | 0
STWD | 0 | 0 | 0 | 0 | 0 | 0
WT | 0 | 0 | 0 | 0 | 0 | 0
IGCC | 0 | 0 | 0 | 0 | 0 | 0
DemandResponse | 0 | 0 | 0 | 0 | 0 | 0
IGCC-CCS | 0 | 0 | 0 | 0 | 0 | 0
WT_off | 0 | 0 | 0 | 0 | 0 | 0
PseudoUnit | 0 | 0 | 0 | 0 | 0 | 0
FixedInterchange | 0 | 0 | 0 | 0 | 0 | 0
Emission Cost by Reporting Type: MAPP_US
ReportingType | 2015 | 2020 | 2025 | 2030 | 2035 | 2040
BM | 0 | 0 | 0 | 0 | 0 | 0
CC | 0 | 0 | 0 | 0 | 0 | 0
CSP | 0 | 0 | 0 | 0 | 0 | 0
CT | 0 | 0 | 0 | 0 | 0 | 0
Coal | 1.25 | 0 | 0 | 0 | 0 | 0
Geo | 0 | 0 | 0 | 0 | 0 | 0
H | 0 | 0 | 0 | 0 | 0 | 0
LFG | 0 | 0 | 0 | 0 | 0 | 0
Nuc | 0 | 0 | 0 | 0 | 0 | 0
PS | 0 | 0 | 0 | 0 | 0 | 0
PV | 0 | 0 | 0 | 0 | 0 | 0
PeakG | 0 | 0 | 0 | 0 | 0 | 0
PeakO | 0 | 0 | 0 | 0 | 0 | 0
ST | 0 | 0 | 0 | 0 | 0 | 0
STOG | 0 | 0 | 0 | 0 | 0 | 0
STWD | 0 | 0 | 0 | 0 | 0 | 0
WT | 0 | 0 | 0 | 0 | 0 | 0
IGCC | 0 | 0 | 0 | 0 | 0 | 0
DemandResponse | 0 | 0 | 0 | 0 | 0 | 0
IGCC-CCS | 0 | 0 | 0 | 0 | 0 | 0
WT_off | 0 | 0 | 0 | 0 | 0 | 0
PseudoUnit | 0 | 0 | 0 | 0 | 0 | 0
FixedInterchange | 0 | 0 | 0 | 0 | 0 | 0
Emission Cost by Reporting Type: MISO_IN
ReportingType | 2015 | 2020 | 2025 | 2030 | 2035 | 2040
BM | 0 | 0 | 0 | 0 | 0 | 0
CC | 0 | 0 | 0 | 0 | 0 | 0
CSP | 0 | 0 | 0 | 0 | 0 | 0
CT | 0 | 0 | 0 | 0 | 0 | 0
Coal | 28.74 | 0 | 0 | 0 | 0 | 0
Geo | 0 | 0 | 0 | 0 | 0 | 0
H | 0 | 0 | 0 | 0 | 0 | 0
LFG | 0 | 0 | 0 | 0 | 0 | 0
Nuc | 0 | 0 | 0 | 0 | 0 | 0
PS | 0 | 0 | 0 | 0 | 0 | 0
PV | 0 | 0 | 0 | 0 | 0 | 0
PeakG | 0 | 0 | 0 | 0 | 0 | 0
PeakO | 0 | 0 | 0 | 0 | 0 | 0
ST | 0 | 0 | 0 | 0 | 0 | 0
STOG | 0 | 0 | 0 | 0 | 0 | 0
STWD | 0 | 0 | 0 | 0 | 0 | 0
WT | 0 | 0 | 0 | 0 | 0 | 0
IGCC | 0.25 | 0 | 0 | 0 | 0 | 0
DemandResponse | 0 | 0 | 0 | 0 | 0 | 0
IGCC-CCS | 0 | 0 | 0 | 0 | 0 | 0
WT_off | 0 | 0 | 0 | 0 | 0 | 0
PseudoUnit | 0 | 0 | 0 | 0 | 0 | 0
FixedInterchange | 0 | 0 | 0 | 0 | 0 | 0
Emission Cost by Reporting Type: MISO_MI
ReportingType | 2015 | 2020 | 2025 | 2030 | 2035 | 2040
BM | 0 | 0 | 0 | 0 | 0 | 0
CC | 0 | 0 | 0 | 0 | 0 | 0
CSP | 0 | 0 | 0 | 0 | 0 | 0
CT | 0 | 0 | 0 | 0 | 0 | 0
Coal | 14.98 | 0 | 0 | 0 | 0 | 0
Geo | 0 | 0 | 0 | 0 | 0 | 0
H | 0 | 0 | 0 | 0 | 0 | 0
LFG | 0 | 0 | 0 | 0 | 0 | 0
Nuc | 0 | 0 | 0 | 0 | 0 | 0
PS | 0 | 0 | 0 | 0 | 0 | 0
PV | 0 | 0 | 0 | 0 | 0 | 0
PeakG | 0 | 0 | 0 | 0 | 0 | 0
PeakO | 0 | 0 | 0 | 0 | 0 | 0
ST | 0 | 0 | 0 | 0 | 0 | 0
STOG | 0 | 0 | 0 | 0 | 0 | 0
STWD | 0 | 0 | 0 | 0 | 0 | 0
WT | 0 | 0 | 0 | 0 | 0 | 0
IGCC | 0 | 0 | 0 | 0 | 0 | 0
DemandResponse | 0 | 0 | 0 | 0 | 0 | 0
IGCC-CCS | 0 | 0 | 0 | 0 | 0 | 0
WT_off | 0 | 0 | 0 | 0 | 0 | 0
PseudoUnit | 0 | 0 | 0 | 0 | 0 | 0
FixedInterchange | 0 | 0 | 0 | 0 | 0 | 0
Emission Cost by Reporting Type: MISO_MO-IL
ReportingType | 2015 | 2020 | 2025 | 2030 | 2035 | 2040
BM | 0 | 0 | 0 | 0 | 0 | 0
CC | 0 | 0 | 0 | 0 | 0 | 0
CSP | 0 | 0 | 0 | 0 | 0 | 0
CT | 0 | 0 | 0 | 0 | 0 | 0
Coal | 40.64 | 0 | 0 | 0 | 0 | 0
Geo | 0 | 0 | 0 | 0 | 0 | 0
H | 0 | 0 | 0 | 0 | 0 | 0
LFG | 0 | 0 | 0 | 0 | 0 | 0
Nuc | 0 | 0 | 0 | 0 | 0 | 0
PS | 0 | 0 | 0 | 0 | 0 | 0
PV | 0 | 0 | 0 | 0 | 0 | 0
PeakG | 0 | 0 | 0 | 0 | 0 | 0
PeakO | 0 | 0 | 0 | 0 | 0 | 0
ST | 0 | 0 | 0 | 0 | 0 | 0
STOG | 0 | 0 | 0 | 0 | 0 | 0
STWD | 0 | 0 | 0 | 0 | 0 | 0
WT | 0 | 0 | 0 | 0 | 0 | 0
IGCC | 0 | 0 | 0 | 0 | 0 | 0
DemandResponse | 0 | 0 | 0 | 0 | 0 | 0
IGCC-CCS | 0 | 0 | 0 | 0 | 0 | 0
WT_off | 0 | 0 | 0 | 0 | 0 | 0
PseudoUnit | 0 | 0 | 0 | 0 | 0 | 0
FixedInterchange | 0 | 0 | 0 | 0 | 0 | 0
Emission Cost by Reporting Type: MISO_W
ReportingType | 2015 | 2020 | 2025 | 2030 | 2035 | 2040
BM | 0 | 0 | 0 | 0 | 0 | 0
CC | 0 | 0 | 0 | 0 | 0 | 0
CSP | 0 | 0 | 0 | 0 | 0 | 0
CT | 0 | 0 | 0 | 0 | 0 | 0
Coal | 24.4 | 0 | 0 | 0 | 0 | 0
Geo | 0 | 0 | 0 | 0 | 0 | 0
H | 0 | 0 | 0 | 0 | 0 | 0
LFG | 0 | 0 | 0 | 0 | 0 | 0
Nuc | 0 | 0 | 0 | 0 | 0 | 0
PS | 0 | 0 | 0 | 0 | 0 | 0
PV | 0 | 0 | 0 | 0 | 0 | 0
PeakG | 0 | 0 | 0 | 0 | 0 | 0
PeakO | 0 | 0 | 0 | 0 | 0 | 0
ST | 0 | 0 | 0 | 0 | 0 | 0
STOG | 0 | 0 | 0 | 0 | 0 | 0
STWD | 0 | 0 | 0 | 0 | 0 | 0
WT | 0 | 0 | 0 | 0 | 0 | 0
IGCC | 0 | 0 | 0 | 0 | 0 | 0
DemandResponse | 0 | 0 | 0 | 0 | 0 | 0
IGCC-CCS | 0 | 0 | 0 | 0 | 0 | 0
WT_off | 0 | 0 | 0 | 0 | 0 | 0
PseudoUnit | 0 | 0 | 0 | 0 | 0 | 0
FixedInterchange | 0 | 0 | 0 | 0 | 0 | 0
Emission Cost by Reporting Type: MISO_WUMS
ReportingType | 2015 | 2020 | 2025 | 2030 | 2035 | 2040
BM | 0 | 0 | 0 | 0 | 0 | 0
CC | 0 | 0 | 0 | 0 | 0 | 0
CSP | 0 | 0 | 0 | 0 | 0 | 0
CT | 0 | 0 | 0 | 0 | 0 | 0
Coal | 2.87 | 0 | 0 | 0 | 0 | 0
Geo | 0 | 0 | 0 | 0 | 0 | 0
H | 0 | 0 | 0 | 0 | 0 | 0
LFG | 0 | 0 | 0 | 0 | 0 | 0
Nuc | 0 | 0 | 0 | 0 | 0 | 0
PS | 0 | 0 | 0 | 0 | 0 | 0
PV | 0 | 0 | 0 | 0 | 0 | 0
PeakG | 0 | 0 | 0 | 0 | 0 | 0
PeakO | 0 | 0 | 0 | 0 | 0 | 0
ST | 0 | 0 | 0 | 0 | 0 | 0
STOG | 0 | 0 | 0 | 0 | 0 | 0
STWD | 0 | 0 | 0 | 0 | 0 | 0
WT | 0 | 0 | 0 | 0 | 0 | 0
IGCC | 0 | 0 | 0 | 0 | 0 | 0
DemandResponse | 0 | 0 | 0 | 0 | 0 | 0
IGCC-CCS | 0 | 0 | 0 | 0 | 0 | 0
WT_off | 0 | 0 | 0 | 0 | 0 | 0
PseudoUnit | 0 | 0 | 0 | 0 | 0 | 0
FixedInterchange | 0 | 0 | 0 | 0 | 0 | 0
Emission Cost by Reporting Type: Nebraska
ReportingType | 2015 | 2020 | 2025 | 2030 | 2035 | 2040
BM | 0 | 0 | 0 | 0 | 0 | 0
CC | 0 | 0 | 0 | 0 | 0 | 0
CSP | 0 | 0 | 0 | 0 | 0 | 0
CT | 0 | 0 | 0 | 0 | 0 | 0
Coal | 4.46 | 0 | 0 | 0 | 0 | 0
Geo | 0 | 0 | 0 | 0 | 0 | 0
H | 0 | 0 | 0 | 0 | 0 | 0
LFG | 0 | 0 | 0 | 0 | 0 | 0
Nuc | 0 | 0 | 0 | 0 | 0 | 0
PS | 0 | 0 | 0 | 0 | 0 | 0
PV | 0 | 0 | 0 | 0 | 0 | 0
PeakG | 0 | 0 | 0 | 0 | 0 | 0
PeakO | 0 | 0 | 0 | 0 | 0 | 0
ST | 0 | 0 | 0 | 0 | 0 | 0
STOG | 0 | 0 | 0 | 0 | 0 | 0
STWD | 0 | 0 | 0 | 0 | 0 | 0
WT | 0 | 0 | 0 | 0 | 0 | 0
IGCC | 0 | 0 | 0 | 0 | 0 | 0
DemandResponse | 0 | 0 | 0 | 0 | 0 | 0
IGCC-CCS | 0 | 0 | 0 | 0 | 0 | 0
WT_off | 0 | 0 | 0 | 0 | 0 | 0
PseudoUnit | 0 | 0 | 0 | 0 | 0 | 0
FixedInterchange | 0 | 0 | 0 | 0 | 0 | 0
Emission Cost by Reporting Type: NEISO
ReportingType | 2015 | 2020 | 2025 | 2030 | 2035 | 2040
BM | 0 | 0 | 0 | 0 | 0 | 0
CC | 0 | 0 | 0 | 0 | 0 | 0
CSP | 0 | 0 | 0 | 0 | 0 | 0
CT | 0 | 0 | 0 | 0 | 0 | 0
Coal | 0 | 0 | 0 | 0 | 0 | 0
Geo | 0 | 0 | 0 | 0 | 0 | 0
H | 0 | 0 | 0 | 0 | 0 | 0
LFG | 0 | 0 | 0 | 0 | 0 | 0
Nuc | 0 | 0 | 0 | 0 | 0 | 0
PS | 0 | 0 | 0 | 0 | 0 | 0
PV | 0 | 0 | 0 | 0 | 0 | 0
PeakG | 0 | 0 | 0 | 0 | 0 | 0
PeakO | 0 | 0 | 0 | 0 | 0 | 0
ST | 0 | 0 | 0 | 0 | 0 | 0
STOG | 0 | 0 | 0 | 0 | 0 | 0
STWD | 0 | 0 | 0 | 0 | 0 | 0
WT | 0 | 0 | 0 | 0 | 0 | 0
IGCC | 0 | 0 | 0 | 0 | 0 | 0
DemandResponse | 0 | 0 | 0 | 0 | 0 | 0
IGCC-CCS | 0 | 0 | 0 | 0 | 0 | 0
WT_off | 0 | 0 | 0 | 0 | 0 | 0
PseudoUnit | 0 | 0 | 0 | 0 | 0 | 0
FixedInterchange | 0 | 0 | 0 | 0 | 0 | 0
Emission Cost by Reporting Type: NonRTO_Midwest
ReportingType | 2015 | 2020 | 2025 | 2030 | 2035 | 2040
BM | 0 | 0 | 0 | 0 | 0 | 0
CC | 0 | 0 | 0 | 0 | 0 | 0
CSP | 0 | 0 | 0 | 0 | 0 | 0
CT | 0 | 0 | 0 | 0 | 0 | 0
Coal | 10.84 | 0 | 0 | 0 | 0 | 0
Geo | 0 | 0 | 0 | 0 | 0 | 0
H | 0 | 0 | 0 | 0 | 0 | 0
LFG | 0 | 0 | 0 | 0 | 0 | 0
Nuc | 0 | 0 | 0 | 0 | 0 | 0
PS | 0 | 0 | 0 | 0 | 0 | 0
PV | 0 | 0 | 0 | 0 | 0 | 0
PeakG | 0 | 0 | 0 | 0 | 0 | 0
PeakO | 0 | 0 | 0 | 0 | 0 | 0
ST | 0 | 0 | 0 | 0 | 0 | 0
STOG | 0 | 0 | 0 | 0 | 0 | 0
STWD | 0 | 0 | 0 | 0 | 0 | 0
WT | 0 | 0 | 0 | 0 | 0 | 0
IGCC | 0 | 0 | 0 | 0 | 0 | 0
DemandResponse | 0 | 0 | 0 | 0 | 0 | 0
IGCC-CCS | 0 | 0 | 0 | 0 | 0 | 0
WT_off | 0 | 0 | 0 | 0 | 0 | 0
PseudoUnit | 0 | 0 | 0 | 0 | 0 | 0
FixedInterchange | 0 | 0 | 0 | 0 | 0 | 0
Emission Cost by Reporting Type: NYISO_A-F
ReportingType | 2015 | 2020 | 2025 | 2030 | 2035 | 2040
BM | 0 | 0 | 0 | 0 | 0 | 0
CC | 0 | 0 | 0 | 0 | 0 | 0
CSP | 0 | 0 | 0 | 0 | 0 | 0
CT | 0 | 0 | 0 | 0 | 0 | 0
Coal | 0 | 0 | 0 | 0 | 0 | 0
Geo | 0 | 0 | 0 | 0 | 0 | 0
H | 0 | 0 | 0 | 0 | 0 | 0
LFG | 0 | 0 | 0 | 0 | 0 | 0
Nuc | 0 | 0 | 0 | 0 | 0 | 0
PS | 0 | 0 | 0 | 0 | 0 | 0
PV | 0 | 0 | 0 | 0 | 0 | 0
PeakG | 0 | 0 | 0 | 0 | 0 | 0
PeakO | 0 | 0 | 0 | 0 | 0 | 0
ST | 0 | 0 | 0 | 0 | 0 | 0
STOG | 0 | 0 | 0 | 0 | 0 | 0
STWD | 0 | 0 | 0 | 0 | 0 | 0
WT | 0 | 0 | 0 | 0 | 0 | 0
IGCC | 0 | 0 | 0 | 0 | 0 | 0
DemandResponse | 0 | 0 | 0 | 0 | 0 | 0
IGCC-CCS | 0 | 0 | 0 | 0 | 0 | 0
WT_off | 0 | 0 | 0 | 0 | 0 | 0
PseudoUnit | 0 | 0 | 0 | 0 | 0 | 0
FixedInterchange | 0 | 0 | 0 | 0 | 0 | 0
Emission Cost by Reporting Type: NYISO_G-I
ReportingType | 2015 | 2020 | 2025 | 2030 | 2035 | 2040
BM | 0 | 0 | 0 | 0 | 0 | 0
CC | 0 | 0 | 0 | 0 | 0 | 0
CSP | 0 | 0 | 0 | 0 | 0 | 0
CT | 0 | 0 | 0 | 0 | 0 | 0
Coal | 0 | 0 | 0 | 0 | 0 | 0
Geo | 0 | 0 | 0 | 0 | 0 | 0
H | 0 | 0 | 0 | 0 | 0 | 0
LFG | 0 | 0 | 0 | 0 | 0 | 0
Nuc | 0 | 0 | 0 | 0 | 0 | 0
PS | 0 | 0 | 0 | 0 | 0 | 0
PV | 0 | 0 | 0 | 0 | 0 | 0
PeakG | 0 | 0 | 0 | 0 | 0 | 0
PeakO | 0 | 0 | 0 | 0 | 0 | 0
ST | 0 | 0 | 0 | 0 | 0 | 0
STOG | 0 | 0 | 0 | 0 | 0 | 0
STWD | 0 | 0 | 0 | 0 | 0 | 0
WT | 0 | 0 | 0 | 0 | 0 | 0
IGCC | 0 | 0 | 0 | 0 | 0 | 0
DemandResponse | 0 | 0 | 0 | 0 | 0 | 0
IGCC-CCS | 0 | 0 | 0 | 0 | 0 | 0
WT_off | 0 | 0 | 0 | 0 | 0 | 0
PseudoUnit | 0 | 0 | 0 | 0 | 0 | 0
FixedInterchange | 0 | 0 | 0 | 0 | 0 | 0
Emission Cost by Reporting Type: NYISO_J-K
ReportingType | 2015 | 2020 | 2025 | 2030 | 2035 | 2040
BM | 0 | 0 | 0 | 0 | 0 | 0
CC | 0 | 0 | 0 | 0 | 0 | 0
CSP | 0 | 0 | 0 | 0 | 0 | 0
CT | 0 | 0 | 0 | 0 | 0 | 0
Coal | 0 | 0 | 0 | 0 | 0 | 0
Geo | 0 | 0 | 0 | 0 | 0 | 0
H | 0 | 0 | 0 | 0 | 0 | 0
LFG | 0 | 0 | 0 | 0 | 0 | 0
Nuc | 0 | 0 | 0 | 0 | 0 | 0
PS | 0 | 0 | 0 | 0 | 0 | 0
PV | 0 | 0 | 0 | 0 | 0 | 0
PeakG | 0 | 0 | 0 | 0 | 0 | 0
PeakO | 0 | 0 | 0 | 0 | 0 | 0
ST | 0 | 0 | 0 | 0 | 0 | 0
STOG | 0 | 0 | 0 | 0 | 0 | 0
STWD | 0 | 0 | 0 | 0 | 0 | 0
WT | 0 | 0 | 0 | 0 | 0 | 0
IGCC | 0 | 0 | 0 | 0 | 0 | 0
DemandResponse | 0 | 0 | 0 | 0 | 0 | 0
IGCC-CCS | 0 | 0 | 0 | 0 | 0 | 0
WT_off | 0 | 0 | 0 | 0 | 0 | 0
PseudoUnit | 0 | 0 | 0 | 0 | 0 | 0
FixedInterchange | 0 | 0 | 0 | 0 | 0 | 0
Emission Cost by Reporting Type: PJM_E
ReportingType | 2015 | 2020 | 2025 | 2030 | 2035 | 2040
BM | 0 | 0 | 0 | 0 | 0 | 0
CC | 0 | 0 | 0 | 0 | 0 | 0
CSP | 0 | 0 | 0 | 0 | 0 | 0
CT | 0 | 0 | 0 | 0 | 0 | 0
Coal | 0.08 | 0 | 0 | 0 | 0 | 0
Geo | 0 | 0 | 0 | 0 | 0 | 0
H | 0 | 0 | 0 | 0 | 0 | 0
LFG | 0 | 0 | 0 | 0 | 0 | 0
Nuc | 0 | 0 | 0 | 0 | 0 | 0
PS | 0 | 0 | 0 | 0 | 0 | 0
PV | 0 | 0 | 0 | 0 | 0 | 0
PeakG | 0 | 0 | 0 | 0 | 0 | 0
PeakO | 0 | 0 | 0 | 0 | 0 | 0
ST | 0 | 0 | 0 | 0 | 0 | 0
STOG | 0 | 0 | 0 | 0 | 0 | 0
STWD | 0 | 0 | 0 | 0 | 0 | 0
WT | 0 | 0 | 0 | 0 | 0 | 0
IGCC | 0 | 0 | 0 | 0 | 0 | 0
DemandResponse | 0 | 0 | 0 | 0 | 0 | 0
IGCC-CCS | 0 | 0 | 0 | 0 | 0 | 0
WT_off | 0 | 0 | 0 | 0 | 0 | 0
PseudoUnit | 0 | 0 | 0 | 0 | 0 | 0
FixedInterchange | 0 | 0 | 0 | 0 | 0 | 0
Emission Cost by Reporting Type: PJM_ROM
ReportingType | 2015 | 2020 | 2025 | 2030 | 2035 | 2040
BM | 0 | 0 | 0 | 0 | 0 | 0
CC | 0 | 0 | 0 | 0 | 0 | 0
CSP | 0 | 0 | 0 | 0 | 0 | 0
CT | 0 | 0 | 0 | 0 | 0 | 0
Coal | 19 | 0 | 0 | 0 | 0 | 0
Geo | 0 | 0 | 0 | 0 | 0 | 0
H | 0 | 0 | 0 | 0 | 0 | 0
LFG | 0 | 0 | 0 | 0 | 0 | 0
Nuc | 0 | 0 | 0 | 0 | 0 | 0
PS | 0 | 0 | 0 | 0 | 0 | 0
PV | 0 | 0 | 0 | 0 | 0 | 0
PeakG | 0 | 0 | 0 | 0 | 0 | 0
PeakO | 0 | 0 | 0 | 0 | 0 | 0
ST | 0 | 0 | 0 | 0 | 0 | 0
STOG | 0 | 0 | 0 | 0 | 0 | 0
STWD | 0 | 0 | 0 | 0 | 0 | 0
WT | 0 | 0 | 0 | 0 | 0 | 0
IGCC | 0 | 0 | 0 | 0 | 0 | 0
DemandResponse | 0 | 0 | 0 | 0 | 0 | 0
IGCC-CCS | 0 | 0 | 0 | 0 | 0 | 0
WT_off | 0 | 0 | 0 | 0 | 0 | 0
PseudoUnit | 0 | 0 | 0 | 0 | 0 | 0
FixedInterchange | 0 | 0 | 0 | 0 | 0 | 0
Emission Cost by Reporting Type: PJM_ROR
ReportingType | 2015 | 2020 | 2025 | 2030 | 2035 | 2040
BM | 0 | 0 | 0 | 0 | 0 | 0
CC | 0 | 0 | 0 | 0 | 0 | 0
CSP | 0 | 0 | 0 | 0 | 0 | 0
CT | 0 | 0 | 0 | 0 | 0 | 0
Coal | 141.7 | 0 | 0 | 0 | 0 | 0
Geo | 0 | 0 | 0 | 0 | 0 | 0
H | 0 | 0 | 0 | 0 | 0 | 0
LFG | 0 | 0 | 0 | 0 | 0 | 0
Nuc | 0 | 0 | 0 | 0 | 0 | 0
PS | 0 | 0 | 0 | 0 | 0 | 0
PV | 0 | 0 | 0 | 0 | 0 | 0
PeakG | 0 | 0 | 0 | 0 | 0 | 0
PeakO | 0 | 0 | 0 | 0 | 0 | 0
ST | 0 | 0 | 0 | 0 | 0 | 0
STOG | 0 | 0 | 0 | 0 | 0 | 0
STWD | 0 | 0 | 0 | 0 | 0 | 0
WT | 0 | 0 | 0 | 0 | 0 | 0
IGCC | 0 | 0 | 0 | 0 | 0 | 0
DemandResponse | 0 | 0 | 0 | 0 | 0 | 0
IGCC-CCS | 0 | 0 | 0 | 0 | 0 | 0
WT_off | 0 | 0 | 0 | 0 | 0 | 0
PseudoUnit | 0 | 0 | 0 | 0 | 0 | 0
FixedInterchange | 0 | 0 | 0 | 0 | 0 | 0
Emission Cost by Reporting Type: SOCO
ReportingType | 2015 | 2020 | 2025 | 2030 | 2035 | 2040
BM | 0 | 0 | 0 | 0 | 0 | 0
CC | 0 | 0 | 0 | 0 | 0 | 0
CSP | 0 | 0 | 0 | 0 | 0 | 0
CT | 0 | 0 | 0 | 0 | 0 | 0
Coal | 26.19 | 0 | 0 | 0 | 0 | 0
Geo | 0 | 0 | 0 | 0 | 0 | 0
H | 0 | 0 | 0 | 0 | 0 | 0
LFG | 0 | 0 | 0 | 0 | 0 | 0
Nuc | 0 | 0 | 0 | 0 | 0 | 0
PS | 0 | 0 | 0 | 0 | 0 | 0
PV | 0 | 0 | 0 | 0 | 0 | 0
PeakG | 0 | 0 | 0 | 0 | 0 | 0
PeakO | 0 | 0 | 0 | 0 | 0 | 0
ST | 0 | 0 | 0 | 0 | 0 | 0
STOG | 0 | 0 | 0 | 0 | 0 | 0
STWD | 0 | 0 | 0 | 0 | 0 | 0
WT | 0 | 0 | 0 | 0 | 0 | 0
IGCC | 0 | 0 | 0 | 0 | 0 | 0
DemandResponse | 0 | 0 | 0 | 0 | 0 | 0
IGCC-CCS | 0 | 0 | 0 | 0 | 0 | 0
WT_off | 0 | 0 | 0 | 0 | 0 | 0
PseudoUnit | 0 | 0 | 0 | 0 | 0 | 0
FixedInterchange | 0 | 0 | 0 | 0 | 0 | 0
Emission Cost by Reporting Type: SPP_N
ReportingType | 2015 | 2020 | 2025 | 2030 | 2035 | 2040
BM | 0 | 0 | 0 | 0 | 0 | 0
CC | 0 | 0 | 0 | 0 | 0 | 0
CSP | 0 | 0 | 0 | 0 | 0 | 0
CT | 0 | 0 | 0 | 0 | 0 | 0
Coal | 6.32 | 0 | 0 | 0 | 0 | 0
Geo | 0 | 0 | 0 | 0 | 0 | 0
H | 0 | 0 | 0 | 0 | 0 | 0
LFG | 0 | 0 | 0 | 0 | 0 | 0
Nuc | 0 | 0 | 0 | 0 | 0 | 0
PS | 0 | 0 | 0 | 0 | 0 | 0
PV | 0 | 0 | 0 | 0 | 0 | 0
PeakG | 0 | 0 | 0 | 0 | 0 | 0
PeakO | 0 | 0 | 0 | 0 | 0 | 0
ST | 0 | 0 | 0 | 0 | 0 | 0
STOG | 0 | 0 | 0 | 0 | 0 | 0
STWD | 0 | 0 | 0 | 0 | 0 | 0
WT | 0 | 0 | 0 | 0 | 0 | 0
IGCC | 0 | 0 | 0 | 0 | 0 | 0
DemandResponse | 0 | 0 | 0 | 0 | 0 | 0
IGCC-CCS | 0 | 0 | 0 | 0 | 0 | 0
WT_off | 0 | 0 | 0 | 0 | 0 | 0
PseudoUnit | 0 | 0 | 0 | 0 | 0 | 0
FixedInterchange | 0 | 0 | 0 | 0 | 0 | 0
Emission Cost by Reporting Type: SPP_S
ReportingType | 2015 | 2020 | 2025 | 2030 | 2035 | 2040
BM | 0 | 0 | 0 | 0 | 0 | 0
CC | 0 | 0 | 0 | 0 | 0 | 0
CSP | 0 | 0 | 0 | 0 | 0 | 0
CT | 0 | 0 | 0 | 0 | 0 | 0
Coal | 21.74 | 0 | 0 | 0 | 0 | 0
Geo | 0 | 0 | 0 | 0 | 0 | 0
H | 0 | 0 | 0 | 0 | 0 | 0
LFG | 0 | 0 | 0 | 0 | 0 | 0
Nuc | 0 | 0 | 0 | 0 | 0 | 0
PS | 0 | 0 | 0 | 0 | 0 | 0
PV | 0 | 0 | 0 | 0 | 0 | 0
PeakG | 0 | 0 | 0 | 0 | 0 | 0
PeakO | 0 | 0 | 0 | 0 | 0 | 0
ST | 0 | 0 | 0 | 0 | 0 | 0
STOG | 0 | 0 | 0 | 0 | 0 | 0
STWD | 0 | 0 | 0 | 0 | 0 | 0
WT | 0 | 0 | 0 | 0 | 0 | 0
IGCC | 0 | 0 | 0 | 0 | 0 | 0
DemandResponse | 0 | 0 | 0 | 0 | 0 | 0
IGCC-CCS | 0 | 0 | 0 | 0 | 0 | 0
WT_off | 0 | 0 | 0 | 0 | 0 | 0
PseudoUnit | 0 | 0 | 0 | 0 | 0 | 0
FixedInterchange | 0 | 0 | 0 | 0 | 0 | 0
Emission Cost by Reporting Type: TVA
ReportingType | 2015 | 2020 | 2025 | 2030 | 2035 | 2040
BM | 0 | 0 | 0 | 0 | 0 | 0
CC | 0 | 0 | 0 | 0 | 0 | 0
CSP | 0 | 0 | 0 | 0 | 0 | 0
CT | 0 | 0 | 0 | 0 | 0 | 0
Coal | 22.6 | 0 | 0 | 0 | 0 | 0
Geo | 0 | 0 | 0 | 0 | 0 | 0
H | 0 | 0 | 0 | 0 | 0 | 0
LFG | 0 | 0 | 0 | 0 | 0 | 0
Nuc | 0 | 0 | 0 | 0 | 0 | 0
PS | 0 | 0 | 0 | 0 | 0 | 0
PV | 0 | 0 | 0 | 0 | 0 | 0
PeakG | 0 | 0 | 0 | 0 | 0 | 0
PeakO | 0 | 0 | 0 | 0 | 0 | 0
ST | 0 | 0 | 0 | 0 | 0 | 0
STOG | 0 | 0 | 0 | 0 | 0 | 0
STWD | 0 | 0 | 0 | 0 | 0 | 0
WT | 0 | 0 | 0 | 0 | 0 | 0
IGCC | 0 | 0 | 0 | 0 | 0 | 0
DemandResponse | 0 | 0 | 0 | 0 | 0 | 0
IGCC-CCS | 0 | 0 | 0 | 0 | 0 | 0
WT_off | 0 | 0 | 0 | 0 | 0 | 0
PseudoUnit | 0 | 0 | 0 | 0 | 0 | 0
FixedInterchange | 0 | 0 | 0 | 0 | 0 | 0
Emission Cost by Reporting Type: TVA_Transmission
ReportingType | 2015 | 2020 | 2025 | 2030 | 2035 | 2040
BM | 0 | 0 | 0 | 0 | 0 | 0
CC | 0 | 0 | 0 | 0 | 0 | 0
CSP | 0 | 0 | 0 | 0 | 0 | 0
CT | 0 | 0 | 0 | 0 | 0 | 0
Coal | 0 | 0 | 0 | 0 | 0 | 0
Geo | 0 | 0 | 0 | 0 | 0 | 0
H | 0 | 0 | 0 | 0 | 0 | 0
LFG | 0 | 0 | 0 | 0 | 0 | 0
Nuc | 0 | 0 | 0 | 0 | 0 | 0
PS | 0 | 0 | 0 | 0 | 0 | 0
PV | 0 | 0 | 0 | 0 | 0 | 0
PeakG | 0 | 0 | 0 | 0 | 0 | 0
PeakO | 0 | 0 | 0 | 0 | 0 | 0
ST | 0 | 0 | 0 | 0 | 0 | 0
STOG | 0 | 0 | 0 | 0 | 0 | 0
STWD | 0 | 0 | 0 | 0 | 0 | 0
WT | 0 | 0 | 0 | 0 | 0 | 0
IGCC | 0 | 0 | 0 | 0 | 0 | 0
DemandResponse | 0 | 0 | 0 | 0 | 0 | 0
IGCC-CCS | 0 | 0 | 0 | 0 | 0 | 0
WT_off | 0 | 0 | 0 | 0 | 0 | 0
PseudoUnit | 0 | 0 | 0 | 0 | 0 | 0
FixedInterchange | 0 | 0 | 0 | 0 | 0 | 0
Emission Cost by Reporting Type: VACAR
ReportingType | 2015 | 2020 | 2025 | 2030 | 2035 | 2040
BM | 0 | 0 | 0 | 0 | 0 | 0
CC | 0 | 0 | 0 | 0 | 0 | 0
CSP | 0 | 0 | 0 | 0 | 0 | 0
CT | 0 | 0 | 0 | 0 | 0 | 0
Coal | 6.21 | 0 | 0 | 0 | 0 | 0
Geo | 0 | 0 | 0 | 0 | 0 | 0
H | 0 | 0 | 0 | 0 | 0 | 0
LFG | 0 | 0 | 0 | 0 | 0 | 0
Nuc | 0 | 0 | 0 | 0 | 0 | 0
PS | 0 | 0 | 0 | 0 | 0 | 0
PV | 0 | 0 | 0 | 0 | 0 | 0
PeakG | 0 | 0 | 0 | 0 | 0 | 0
PeakO | 0 | 0 | 0 | 0 | 0 | 0
ST | 0 | 0 | 0 | 0 | 0 | 0
STOG | 0 | 0 | 0 | 0 | 0 | 0
STWD | 0 | 0 | 0 | 0 | 0 | 0
WT | 0 | 0 | 0 | 0 | 0 | 0
IGCC | 0 | 0 | 0 | 0 | 0 | 0
DemandResponse | 0 | 0 | 0 | 0 | 0 | 0
IGCC-CCS | 0 | 0 | 0 | 0 | 0 | 0
WT_off | 0 | 0 | 0 | 0 | 0 | 0
PseudoUnit | 0 | 0 | 0 | 0 | 0 | 0
FixedInterchange | 0 | 0 | 0 | 0 | 0 | 0
Emission Cost by Reporting Type: IESO
ReportingType | 2015 | 2020 | 2025 | 2030 | 2035 | 2040
BM | 0 | 0 | 0 | 0 | 0 | 0
CC | 0 | 0 | 0 | 0 | 0 | 0
CSP | 0 | 0 | 0 | 0 | 0 | 0
CT | 0 | 0 | 0 | 0 | 0 | 0
Coal | 0 | 0 | 0 | 0 | 0 | 0
Geo | 0 | 0 | 0 | 0 | 0 | 0
H | 0 | 0 | 0 | 0 | 0 | 0
LFG | 0 | 0 | 0 | 0 | 0 | 0
Nuc | 0 | 0 | 0 | 0 | 0 | 0
PS | 0 | 0 | 0 | 0 | 0 | 0
PV | 0 | 0 | 0 | 0 | 0 | 0
PeakG | 0 | 0 | 0 | 0 | 0 | 0
PeakO | 0 | 0 | 0 | 0 | 0 | 0
ST | 0 | 0 | 0 | 0 | 0 | 0
STOG | 0 | 0 | 0 | 0 | 0 | 0
STWD | 0 | 0 | 0 | 0 | 0 | 0
WT | 0 | 0 | 0 | 0 | 0 | 0
IGCC | 0 | 0 | 0 | 0 | 0 | 0
DemandResponse | 0 | 0 | 0 | 0 | 0 | 0
IGCC-CCS | 0 | 0 | 0 | 0 | 0 | 0
WT_off | 0 | 0 | 0 | 0 | 0 | 0
PseudoUnit | 0 | 0 | 0 | 0 | 0 | 0
FixedInterchange | 0 | 0 | 0 | 0 | 0 | 0
Emission Cost by Reporting Type: MAPP_CA
ReportingType | 2015 | 2020 | 2025 | 2030 | 2035 | 2040
BM | 0 | 0 | 0 | 0 | 0 | 0
CC | 0 | 0 | 0 | 0 | 0 | 0
CSP | 0 | 0 | 0 | 0 | 0 | 0
CT | 0 | 0 | 0 | 0 | 0 | 0
Coal | 0 | 0 | 0 | 0 | 0 | 0
Geo | 0 | 0 | 0 | 0 | 0 | 0
H | 0 | 0 | 0 | 0 | 0 | 0
LFG | 0 | 0 | 0 | 0 | 0 | 0
Nuc | 0 | 0 | 0 | 0 | 0 | 0
PS | 0 | 0 | 0 | 0 | 0 | 0
PV | 0 | 0 | 0 | 0 | 0 | 0
PeakG | 0 | 0 | 0 | 0 | 0 | 0
PeakO | 0 | 0 | 0 | 0 | 0 | 0
ST | 0 | 0 | 0 | 0 | 0 | 0
STOG | 0 | 0 | 0 | 0 | 0 | 0
STWD | 0 | 0 | 0 | 0 | 0 | 0
WT | 0 | 0 | 0 | 0 | 0 | 0
IGCC | 0 | 0 | 0 | 0 | 0 | 0
DemandResponse | 0 | 0 | 0 | 0 | 0 | 0
IGCC-CCS | 0 | 0 | 0 | 0 | 0 | 0
WT_off | 0 | 0 | 0 | 0 | 0 | 0
PseudoUnit | 0 | 0 | 0 | 0 | 0 | 0
FixedInterchange | 0 | 0 | 0 | 0 | 0 | 0
Emission Cost by Reporting Type: AZ_NM_SNV_Coal
ReportingType | 2015 | 2020 | 2025 | 2030 | 2035 | 2040
BM | 0 | 0 | 0 | 0 | 0 | 0
CC | 0 | 0 | 0 | 0 | 0 | 0
CSP | 0 | 0 | 0 | 0 | 0 | 0
CT | 0 | 0 | 0 | 0 | 0 | 0
Coal | 1.24 | 0 | 0 | 0 | 0 | 0
Geo | 0 | 0 | 0 | 0 | 0 | 0
H | 0 | 0 | 0 | 0 | 0 | 0
LFG | 0 | 0 | 0 | 0 | 0 | 0
Nuc | 0 | 0 | 0 | 0 | 0 | 0
PS | 0 | 0 | 0 | 0 | 0 | 0
PV | 0 | 0 | 0 | 0 | 0 | 0
PeakG | 0 | 0 | 0 | 0 | 0 | 0
PeakO | 0 | 0 | 0 | 0 | 0 | 0
ST | 0 | 0 | 0 | 0 | 0 | 0
STOG | 0 | 0 | 0 | 0 | 0 | 0
STWD | 0 | 0 | 0 | 0 | 0 | 0
WT | 0 | 0 | 0 | 0 | 0 | 0
IGCC | 0 | 0 | 0 | 0 | 0 | 0
DemandResponse | 0 | 0 | 0 | 0 | 0 | 0
IGCC-CCS | 0 | 0 | 0 | 0 | 0 | 0
WT_off | 0 | 0 | 0 | 0 | 0 | 0
PseudoUnit | 0 | 0 | 0 | 0 | 0 | 0
FixedInterchange | 0 | 0 | 0 | 0 | 0 | 0
Emission Cost by Reporting Type: AZ_NM_SNV_Gas
ReportingType | 2015 | 2020 | 2025 | 2030 | 2035 | 2040
BM | 0 | 0 | 0 | 0 | 0 | 0
CC | 0 | 0 | 0 | 0 | 0 | 0
CSP | 0 | 0 | 0 | 0 | 0 | 0
CT | 0 | 0 | 0 | 0 | 0 | 0
Coal | 0 | 0 | 0 | 0 | 0 | 0
Geo | 0 | 0 | 0 | 0 | 0 | 0
H | 0 | 0 | 0 | 0 | 0 | 0
LFG | 0 | 0 | 0 | 0 | 0 | 0
Nuc | 0 | 0 | 0 | 0 | 0 | 0
PS | 0 | 0 | 0 | 0 | 0 | 0
PV | 0 | 0 | 0 | 0 | 0 | 0
PeakG | 0 | 0 | 0 | 0 | 0 | 0
PeakO | 0 | 0 | 0 | 0 | 0 | 0
ST | 0 | 0 | 0 | 0 | 0 | 0
STOG | 0 | 0 | 0 | 0 | 0 | 0
STWD | 0 | 0 | 0 | 0 | 0 | 0
WT | 0 | 0 | 0 | 0 | 0 | 0
IGCC | 0 | 0 | 0 | 0 | 0 | 0
DemandResponse | 0 | 0 | 0 | 0 | 0 | 0
IGCC-CCS | 0 | 0 | 0 | 0 | 0 | 0
WT_off | 0 | 0 | 0 | 0 | 0 | 0
PseudoUnit | 0 | 0 | 0 | 0 | 0 | 0
FixedInterchange | 0 | 0 | 0 | 0 | 0 | 0
Emission Cost by Reporting Type: AZ_NM_SNV_NucRenew
ReportingType | 2015 | 2020 | 2025 | 2030 | 2035 | 2040
BM | 0 | 0 | 0 | 0 | 0 | 0
CC | 0 | 0 | 0 | 0 | 0 | 0
CSP | 0 | 0 | 0 | 0 | 0 | 0
CT | 0 | 0 | 0 | 0 | 0 | 0
Coal | 0 | 0 | 0 | 0 | 0 | 0
Geo | 0 | 0 | 0 | 0 | 0 | 0
H | 0 | 0 | 0 | 0 | 0 | 0
LFG | 0 | 0 | 0 | 0 | 0 | 0
Nuc | 0 | 0 | 0 | 0 | 0 | 0
PS | 0 | 0 | 0 | 0 | 0 | 0
PV | 0 | 0 | 0 | 0 | 0 | 0
PeakG | 0 | 0 | 0 | 0 | 0 | 0
PeakO | 0 | 0 | 0 | 0 | 0 | 0
ST | 0 | 0 | 0 | 0 | 0 | 0
STOG | 0 | 0 | 0 | 0 | 0 | 0
STWD | 0 | 0 | 0 | 0 | 0 | 0
WT | 0 | 0 | 0 | 0 | 0 | 0
IGCC | 0 | 0 | 0 | 0 | 0 | 0
DemandResponse | 0 | 0 | 0 | 0 | 0 | 0
IGCC-CCS | 0 | 0 | 0 | 0 | 0 | 0
WT_off | 0 | 0 | 0 | 0 | 0 | 0
PseudoUnit | 0 | 0 | 0 | 0 | 0 | 0
FixedInterchange | 0 | 0 | 0 | 0 | 0 | 0
Emission Cost by Reporting Type: ERCOT
ReportingType | 2015 | 2020 | 2025 | 2030 | 2035 | 2040
BM | 0 | 0 | 0 | 0 | 0 | 0
CC | 0 | 0 | 0 | 0 | 0 | 0
CSP | 0 | 0 | 0 | 0 | 0 | 0
CT | 0 | 0 | 0 | 0 | 0 | 0
Coal | 8.89 | 0 | 0 | 0 | 0 | 0
Geo | 0 | 0 | 0 | 0 | 0 | 0
H | 0 | 0 | 0 | 0 | 0 | 0
LFG | 0 | 0 | 0 | 0 | 0 | 0
Nuc | 0 | 0 | 0 | 0 | 0 | 0
PS | 0 | 0 | 0 | 0 | 0 | 0
PV | 0 | 0 | 0 | 0 | 0 | 0
PeakG | 0 | 0 | 0 | 0 | 0 | 0
PeakO | 0 | 0 | 0 | 0 | 0 | 0
ST | 0 | 0 | 0 | 0 | 0 | 0
STOG | 0 | 0 | 0 | 0 | 0 | 0
STWD | 0 | 0 | 0 | 0 | 0 | 0
WT | 0 | 0 | 0 | 0 | 0 | 0
IGCC | 0 | 0 | 0 | 0 | 0 | 0
DemandResponse | 0 | 0 | 0 | 0 | 0 | 0
IGCC-CCS | 0 | 0 | 0 | 0 | 0 | 0
WT_off | 0 | 0 | 0 | 0 | 0 | 0
PseudoUnit | 0 | 0 | 0 | 0 | 0 | 0
FixedInterchange | 0 | 0 | 0 | 0 | 0 | 0
Emission Cost by Reporting Type: NP15
ReportingType | 2015 | 2020 | 2025 | 2030 | 2035 | 2040
BM | 0 | 0 | 0 | 0 | 0 | 0
CC | 0 | 0 | 0 | 0 | 0 | 0
CSP | 0 | 0 | 0 | 0 | 0 | 0
CT | 0 | 0 | 0 | 0 | 0 | 0
Coal | 0.39 | 0 | 0 | 0 | 0 | 0
Geo | 0 | 0 | 0 | 0 | 0 | 0
H | 0 | 0 | 0 | 0 | 0 | 0
LFG | 0 | 0 | 0 | 0 | 0 | 0
Nuc | 0 | 0 | 0 | 0 | 0 | 0
PS | 0 | 0 | 0 | 0 | 0 | 0
PV | 0 | 0 | 0 | 0 | 0 | 0
PeakG | 0 | 0 | 0 | 0 | 0 | 0
PeakO | 0 | 0 | 0 | 0 | 0 | 0
ST | 0 | 0 | 0 | 0 | 0 | 0
STOG | 0 | 0 | 0 | 0 | 0 | 0
STWD | 0 | 0 | 0 | 0 | 0 | 0
WT | 0 | 0 | 0 | 0 | 0 | 0
IGCC | 0 | 0 | 0 | 0 | 0 | 0
DemandResponse | 0 | 0 | 0 | 0 | 0 | 0
IGCC-CCS | 0 | 0 | 0 | 0 | 0 | 0
WT_off | 0 | 0 | 0 | 0 | 0 | 0
PseudoUnit | 0 | 0 | 0 | 0 | 0 | 0
FixedInterchange | 0 | 0 | 0 | 0 | 0 | 0
Emission Cost by Reporting Type: NWPP_Coal
ReportingType | 2015 | 2020 | 2025 | 2030 | 2035 | 2040
BM | 0 | 0 | 0 | 0 | 0 | 0
CC | 0 | 0 | 0 | 0 | 0 | 0
CSP | 0 | 0 | 0 | 0 | 0 | 0
CT | 0 | 0 | 0 | 0 | 0 | 0
Coal | 3.44 | 0 | 0 | 0 | 0 | 0
Geo | 0 | 0 | 0 | 0 | 0 | 0
H | 0 | 0 | 0 | 0 | 0 | 0
LFG | 0 | 0 | 0 | 0 | 0 | 0
Nuc | 0 | 0 | 0 | 0 | 0 | 0
PS | 0 | 0 | 0 | 0 | 0 | 0
PV | 0 | 0 | 0 | 0 | 0 | 0
PeakG | 0 | 0 | 0 | 0 | 0 | 0
PeakO | 0 | 0 | 0 | 0 | 0 | 0
ST | 0 | 0 | 0 | 0 | 0 | 0
STOG | 0 | 0 | 0 | 0 | 0 | 0
STWD | 0 | 0 | 0 | 0 | 0 | 0
WT | 0 | 0 | 0 | 0 | 0 | 0
IGCC | 0 | 0 | 0 | 0 | 0 | 0
DemandResponse | 0 | 0 | 0 | 0 | 0 | 0
IGCC-CCS | 0 | 0 | 0 | 0 | 0 | 0
WT_off | 0 | 0 | 0 | 0 | 0 | 0
PseudoUnit | 0 | 0 | 0 | 0 | 0 | 0
FixedInterchange | 0 | 0 | 0 | 0 | 0 | 0
Emission Cost by Reporting Type: NWPP_Gas
ReportingType | 2015 | 2020 | 2025 | 2030 | 2035 | 2040
BM | 0 | 0 | 0 | 0 | 0 | 0
CC | 0 | 0 | 0 | 0 | 0 | 0
CSP | 0 | 0 | 0 | 0 | 0 | 0
CT | 0 | 0 | 0 | 0 | 0 | 0
Coal | 0 | 0 | 0 | 0 | 0 | 0
Geo | 0 | 0 | 0 | 0 | 0 | 0
H | 0 | 0 | 0 | 0 | 0 | 0
LFG | 0 | 0 | 0 | 0 | 0 | 0
Nuc | 0 | 0 | 0 | 0 | 0 | 0
PS | 0 | 0 | 0 | 0 | 0 | 0
PV | 0 | 0 | 0 | 0 | 0 | 0
PeakG | 0 | 0 | 0 | 0 | 0 | 0
PeakO | 0 | 0 | 0 | 0 | 0 | 0
ST | 0 | 0 | 0 | 0 | 0 | 0
STOG | 0 | 0 | 0 | 0 | 0 | 0
STWD | 0 | 0 | 0 | 0 | 0 | 0
WT | 0 | 0 | 0 | 0 | 0 | 0
IGCC | 0 | 0 | 0 | 0 | 0 | 0
DemandResponse | 0 | 0 | 0 | 0 | 0 | 0
IGCC-CCS | 0 | 0 | 0 | 0 | 0 | 0
WT_off | 0 | 0 | 0 | 0 | 0 | 0
PseudoUnit | 0 | 0 | 0 | 0 | 0 | 0
FixedInterchange | 0 | 0 | 0 | 0 | 0 | 0
Emission Cost by Reporting Type: NWPP_NucRenew
ReportingType | 2015 | 2020 | 2025 | 2030 | 2035 | 2040
BM | 0 | 0 | 0 | 0 | 0 | 0
CC | 0 | 0 | 0 | 0 | 0 | 0
CSP | 0 | 0 | 0 | 0 | 0 | 0
CT | 0 | 0 | 0 | 0 | 0 | 0
Coal | 0 | 0 | 0 | 0 | 0 | 0
Geo | 0 | 0 | 0 | 0 | 0 | 0
H | 0 | 0 | 0 | 0 | 0 | 0
LFG | 0 | 0 | 0 | 0 | 0 | 0
Nuc | 0 | 0 | 0 | 0 | 0 | 0
PS | 0 | 0 | 0 | 0 | 0 | 0
PV | 0 | 0 | 0 | 0 | 0 | 0
PeakG | 0 | 0 | 0 | 0 | 0 | 0
PeakO | 0 | 0 | 0 | 0 | 0 | 0
ST | 0 | 0 | 0 | 0 | 0 | 0
STOG | 0 | 0 | 0 | 0 | 0 | 0
STWD | 0 | 0 | 0 | 0 | 0 | 0
WT | 0 | 0 | 0 | 0 | 0 | 0
IGCC | 0 | 0 | 0 | 0 | 0 | 0
DemandResponse | 0 | 0 | 0 | 0 | 0 | 0
IGCC-CCS | 0 | 0 | 0 | 0 | 0 | 0
WT_off | 0 | 0 | 0 | 0 | 0 | 0
PseudoUnit | 0 | 0 | 0 | 0 | 0 | 0
FixedInterchange | 0 | 0 | 0 | 0 | 0 | 0
Emission Cost by Reporting Type: RMPA
ReportingType | 2015 | 2020 | 2025 | 2030 | 2035 | 2040
BM | 0 | 0 | 0 | 0 | 0 | 0
CC | 0 | 0 | 0 | 0 | 0 | 0
CSP | 0 | 0 | 0 | 0 | 0 | 0
CT | 0 | 0 | 0 | 0 | 0 | 0
Coal | 2.42 | 0 | 0 | 0 | 0 | 0
Geo | 0 | 0 | 0 | 0 | 0 | 0
H | 0 | 0 | 0 | 0 | 0 | 0
LFG | 0 | 0 | 0 | 0 | 0 | 0
Nuc | 0 | 0 | 0 | 0 | 0 | 0
PS | 0 | 0 | 0 | 0 | 0 | 0
PV | 0 | 0 | 0 | 0 | 0 | 0
PeakG | 0 | 0 | 0 | 0 | 0 | 0
PeakO | 0 | 0 | 0 | 0 | 0 | 0
ST | 0 | 0 | 0 | 0 | 0 | 0
STOG | 0 | 0 | 0 | 0 | 0 | 0
STWD | 0 | 0 | 0 | 0 | 0 | 0
WT | 0 | 0 | 0 | 0 | 0 | 0
IGCC | 0 | 0 | 0 | 0 | 0 | 0
DemandResponse | 0 | 0 | 0 | 0 | 0 | 0
IGCC-CCS | 0 | 0 | 0 | 0 | 0 | 0
WT_off | 0 | 0 | 0 | 0 | 0 | 0
PseudoUnit | 0 | 0 | 0 | 0 | 0 | 0
FixedInterchange | 0 | 0 | 0 | 0 | 0 | 0
Emission Cost by Reporting Type: SP15
ReportingType | 2015 | 2020 | 2025 | 2030 | 2035 | 2040
BM | 0 | 0 | 0 | 0 | 0 | 0
CC | 0 | 0 | 0 | 0 | 0 | 0
CSP | 0 | 0 | 0 | 0 | 0 | 0
CT | 0 | 0 | 0 | 0 | 0 | 0
Coal | 0.21 | 0 | 0 | 0 | 0 | 0
Geo | 0 | 0 | 0 | 0 | 0 | 0
H | 0 | 0 | 0 | 0 | 0 | 0
LFG | 0 | 0 | 0 | 0 | 0 | 0
Nuc | 0 | 0 | 0 | 0 | 0 | 0
PS | 0 | 0 | 0 | 0 | 0 | 0
PV | 0 | 0 | 0 | 0 | 0 | 0
PeakG | 0 | 0 | 0 | 0 | 0 | 0
PeakO | 0 | 0 | 0 | 0 | 0 | 0
ST | 0 | 0 | 0 | 0 | 0 | 0
STOG | 0 | 0 | 0 | 0 | 0 | 0
STWD | 0 | 0 | 0 | 0 | 0 | 0
WT | 0 | 0 | 0 | 0 | 0 | 0
IGCC | 0 | 0 | 0 | 0 | 0 | 0
DemandResponse | 0 | 0 | 0 | 0 | 0 | 0
IGCC-CCS | 0 | 0 | 0 | 0 | 0 | 0
WT_off | 0 | 0 | 0 | 0 | 0 | 0
PseudoUnit | 0 | 0 | 0 | 0 | 0 | 0
FixedInterchange | 0 | 0 | 0 | 0 | 0 | 0
Emission Cost by Reporting Type: ALB
ReportingType | 2015 | 2020 | 2025 | 2030 | 2035 | 2040
BM | 0 | 0 | 0 | 0 | 0 | 0
CC | 0 | 0 | 0 | 0 | 0 | 0
CSP | 0 | 0 | 0 | 0 | 0 | 0
CT | 0 | 0 | 0 | 0 | 0 | 0
Coal | 0 | 0 | 0 | 0 | 0 | 0
Geo | 0 | 0 | 0 | 0 | 0 | 0
H | 0 | 0 | 0 | 0 | 0 | 0
LFG | 0 | 0 | 0 | 0 | 0 | 0
Nuc | 0 | 0 | 0 | 0 | 0 | 0
PS | 0 | 0 | 0 | 0 | 0 | 0
PV | 0 | 0 | 0 | 0 | 0 | 0
PeakG | 0 | 0 | 0 | 0 | 0 | 0
PeakO | 0 | 0 | 0 | 0 | 0 | 0
ST | 0 | 0 | 0 | 0 | 0 | 0
STOG | 0 | 0 | 0 | 0 | 0 | 0
STWD | 0 | 0 | 0 | 0 | 0 | 0
WT | 0 | 0 | 0 | 0 | 0 | 0
IGCC | 0 | 0 | 0 | 0 | 0 | 0
DemandResponse | 0 | 0 | 0 | 0 | 0 | 0
IGCC-CCS | 0 | 0 | 0 | 0 | 0 | 0
WT_off | 0 | 0 | 0 | 0 | 0 | 0
PseudoUnit | 0 | 0 | 0 | 0 | 0 | 0
FixedInterchange | 0 | 0 | 0 | 0 | 0 | 0
Emission Cost by Reporting Type: BC
ReportingType | 2015 | 2020 | 2025 | 2030 | 2035 | 2040
BM | 0 | 0 | 0 | 0 | 0 | 0
CC | 0 | 0 | 0 | 0 | 0 | 0
CSP | 0 | 0 | 0 | 0 | 0 | 0
CT | 0 | 0 | 0 | 0 | 0 | 0
Coal | 0 | 0 | 0 | 0 | 0 | 0
Geo | 0 | 0 | 0 | 0 | 0 | 0
H | 0 | 0 | 0 | 0 | 0 | 0
LFG | 0 | 0 | 0 | 0 | 0 | 0
Nuc | 0 | 0 | 0 | 0 | 0 | 0
PS | 0 | 0 | 0 | 0 | 0 | 0
PV | 0 | 0 | 0 | 0 | 0 | 0
PeakG | 0 | 0 | 0 | 0 | 0 | 0
PeakO | 0 | 0 | 0 | 0 | 0 | 0
ST | 0 | 0 | 0 | 0 | 0 | 0
STOG | 0 | 0 | 0 | 0 | 0 | 0
STWD | 0 | 0 | 0 | 0 | 0 | 0
WT | 0 | 0 | 0 | 0 | 0 | 0
IGCC | 0 | 0 | 0 | 0 | 0 | 0
DemandResponse | 0 | 0 | 0 | 0 | 0 | 0
IGCC-CCS | 0 | 0 | 0 | 0 | 0 | 0
WT_off | 0 | 0 | 0 | 0 | 0 | 0
PseudoUnit | 0 | 0 | 0 | 0 | 0 | 0
FixedInterchange | 0 | 0 | 0 | 0 | 0 | 0
Emission Cost by Reporting Type: HQ_IESO
ReportingType | 2015 | 2020 | 2025 | 2030 | 2035 | 2040
BM | 0 | 0 | 0 | 0 | 0 | 0
CC | 0 | 0 | 0 | 0 | 0 | 0
CSP | 0 | 0 | 0 | 0 | 0 | 0
CT | 0 | 0 | 0 | 0 | 0 | 0
Coal | 0 | 0 | 0 | 0 | 0 | 0
Geo | 0 | 0 | 0 | 0 | 0 | 0
H | 0 | 0 | 0 | 0 | 0 | 0
LFG | 0 | 0 | 0 | 0 | 0 | 0
Nuc | 0 | 0 | 0 | 0 | 0 | 0
PS | 0 | 0 | 0 | 0 | 0 | 0
PV | 0 | 0 | 0 | 0 | 0 | 0
PeakG | 0 | 0 | 0 | 0 | 0 | 0
PeakO | 0 | 0 | 0 | 0 | 0 | 0
ST | 0 | 0 | 0 | 0 | 0 | 0
STOG | 0 | 0 | 0 | 0 | 0 | 0
STWD | 0 | 0 | 0 | 0 | 0 | 0
WT | 0 | 0 | 0 | 0 | 0 | 0
IGCC | 0 | 0 | 0 | 0 | 0 | 0
DemandResponse | 0 | 0 | 0 | 0 | 0 | 0
IGCC-CCS | 0 | 0 | 0 | 0 | 0 | 0
WT_off | 0 | 0 | 0 | 0 | 0 | 0
PseudoUnit | 0 | 0 | 0 | 0 | 0 | 0
FixedInterchange | 0 | 0 | 0 | 0 | 0 | 0
Emission Cost by Reporting Type: HQ_NEISO
ReportingType | 2015 | 2020 | 2025 | 2030 | 2035 | 2040
BM | 0 | 0 | 0 | 0 | 0 | 0
CC | 0 | 0 | 0 | 0 | 0 | 0
CSP | 0 | 0 | 0 | 0 | 0 | 0
CT | 0 | 0 | 0 | 0 | 0 | 0
Coal | 0 | 0 | 0 | 0 | 0 | 0
Geo | 0 | 0 | 0 | 0 | 0 | 0
H | 0 | 0 | 0 | 0 | 0 | 0
LFG | 0 | 0 | 0 | 0 | 0 | 0
Nuc | 0 | 0 | 0 | 0 | 0 | 0
PS | 0 | 0 | 0 | 0 | 0 | 0
PV | 0 | 0 | 0 | 0 | 0 | 0
PeakG | 0 | 0 | 0 | 0 | 0 | 0
PeakO | 0 | 0 | 0 | 0 | 0 | 0
ST | 0 | 0 | 0 | 0 | 0 | 0
STOG | 0 | 0 | 0 | 0 | 0 | 0
STWD | 0 | 0 | 0 | 0 | 0 | 0
WT | 0 | 0 | 0 | 0 | 0 | 0
IGCC | 0 | 0 | 0 | 0 | 0 | 0
DemandResponse | 0 | 0 | 0 | 0 | 0 | 0
IGCC-CCS | 0 | 0 | 0 | 0 | 0 | 0
WT_off | 0 | 0 | 0 | 0 | 0 | 0
PseudoUnit | 0 | 0 | 0 | 0 | 0 | 0
FixedInterchange | 0 | 0 | 0 | 0 | 0 | 0
Emission Cost by Reporting Type: HQ_NY
ReportingType | 2015 | 2020 | 2025 | 2030 | 2035 | 2040
BM | 0 | 0 | 0 | 0 | 0 | 0
CC | 0 | 0 | 0 | 0 | 0 | 0
CSP | 0 | 0 | 0 | 0 | 0 | 0
CT | 0 | 0 | 0 | 0 | 0 | 0
Coal | 0 | 0 | 0 | 0 | 0 | 0
Geo | 0 | 0 | 0 | 0 | 0 | 0
H | 0 | 0 | 0 | 0 | 0 | 0
LFG | 0 | 0 | 0 | 0 | 0 | 0
Nuc | 0 | 0 | 0 | 0 | 0 | 0
PS | 0 | 0 | 0 | 0 | 0 | 0
PV | 0 | 0 | 0 | 0 | 0 | 0
PeakG | 0 | 0 | 0 | 0 | 0 | 0
PeakO | 0 | 0 | 0 | 0 | 0 | 0
ST | 0 | 0 | 0 | 0 | 0 | 0
STOG | 0 | 0 | 0 | 0 | 0 | 0
STWD | 0 | 0 | 0 | 0 | 0 | 0
WT | 0 | 0 | 0 | 0 | 0 | 0
IGCC | 0 | 0 | 0 | 0 | 0 | 0
DemandResponse | 0 | 0 | 0 | 0 | 0 | 0
IGCC-CCS | 0 | 0 | 0 | 0 | 0 | 0
WT_off | 0 | 0 | 0 | 0 | 0 | 0
PseudoUnit | 0 | 0 | 0 | 0 | 0 | 0
FixedInterchange | 0 | 0 | 0 | 0 | 0 | 0
Emission Cost by Reporting Type: MARITIMES
ReportingType | 2015 | 2020 | 2025 | 2030 | 2035 | 2040
BM | 0 | 0 | 0 | 0 | 0 | 0
CC | 0 | 0 | 0 | 0 | 0 | 0
CSP | 0 | 0 | 0 | 0 | 0 | 0
CT | 0 | 0 | 0 | 0 | 0 | 0
Coal | 0 | 0 | 0 | 0 | 0 | 0
Geo | 0 | 0 | 0 | 0 | 0 | 0
H | 0 | 0 | 0 | 0 | 0 | 0
LFG | 0 | 0 | 0 | 0 | 0 | 0
Nuc | 0 | 0 | 0 | 0 | 0 | 0
PS | 0 | 0 | 0 | 0 | 0 | 0
PV | 0 | 0 | 0 | 0 | 0 | 0
PeakG | 0 | 0 | 0 | 0 | 0 | 0
PeakO | 0 | 0 | 0 | 0 | 0 | 0
ST | 0 | 0 | 0 | 0 | 0 | 0
STOG | 0 | 0 | 0 | 0 | 0 | 0
STWD | 0 | 0 | 0 | 0 | 0 | 0
WT | 0 | 0 | 0 | 0 | 0 | 0
IGCC | 0 | 0 | 0 | 0 | 0 | 0
DemandResponse | 0 | 0 | 0 | 0 | 0 | 0
IGCC-CCS | 0 | 0 | 0 | 0 | 0 | 0
WT_off | 0 | 0 | 0 | 0 | 0 | 0
PseudoUnit | 0 | 0 | 0 | 0 | 0 | 0
FixedInterchange | 0 | 0 | 0 | 0 | 0 | 0
Emission Cost by Reporting Type: All
ReportingType | 2015 | 2020 | 2025 | 2030 | 2035 | 2040
BM | 0 | 0 | 0 | 0 | 0 | 0
CC | 0 | 0 | 0 | 0 | 0 | 0
CSP | 0 | 0 | 0 | 0 | 0 | 0
CT | 0 | 0 | 0 | 0 | 0 | 0
Coal | 428.71 | 0 | 0 | 0 | 0 | 0
Geo | 0 | 0 | 0 | 0 | 0 | 0
H | 0 | 0 | 0 | 0 | 0 | 0
LFG | 0 | 0 | 0 | 0 | 0 | 0
Nuc | 0 | 0 | 0 | 0 | 0 | 0
PS | 0 | 0 | 0 | 0 | 0 | 0
PV | 0 | 0 | 0 | 0 | 0 | 0
PeakG | 0 | 0 | 0 | 0 | 0 | 0
PeakO | 0 | 0 | 0 | 0 | 0 | 0
ST | 0 | 0 | 0 | 0 | 0 | 0
STOG | 0 | 0 | 0 | 0 | 0 | 0
STWD | 0 | 0 | 0 | 0 | 0 | 0
WT | 0 | 0 | 0 | 0 | 0 | 0
IGCC | 0.25 | 0 | 0 | 0 | 0 | 0
DemandResponse | 0 | 0 | 0 | 0 | 0 | 0
IGCC-CCS | 0 | 0 | 0 | 0 | 0 | 0
WT_off | 0 | 0 | 0 | 0 | 0 | 0
PseudoUnit | 0 | 0 | 0 | 0 | 0 | 0
FixedInterchange | 0 | 0 | 0 | 0 | 0 | 0
Emission Cost by Reporting Type: EI_US
ReportingType | 2015 | 2020 | 2025 | 2030 | 2035 | 2040
BM | 0 | 0 | 0 | 0 | 0 | 0
CC | 0 | 0 | 0 | 0 | 0 | 0
CSP | 0 | 0 | 0 | 0 | 0 | 0
CT | 0 | 0 | 0 | 0 | 0 | 0
Coal | 412.12 | 0 | 0 | 0 | 0 | 0
Geo | 0 | 0 | 0 | 0 | 0 | 0
H | 0 | 0 | 0 | 0 | 0 | 0
LFG | 0 | 0 | 0 | 0 | 0 | 0
Nuc | 0 | 0 | 0 | 0 | 0 | 0
PS | 0 | 0 | 0 | 0 | 0 | 0
PV | 0 | 0 | 0 | 0 | 0 | 0
PeakG | 0 | 0 | 0 | 0 | 0 | 0
PeakO | 0 | 0 | 0 | 0 | 0 | 0
ST | 0 | 0 | 0 | 0 | 0 | 0
STOG | 0 | 0 | 0 | 0 | 0 | 0
STWD | 0 | 0 | 0 | 0 | 0 | 0
WT | 0 | 0 | 0 | 0 | 0 | 0
IGCC | 0.25 | 0 | 0 | 0 | 0 | 0
DemandResponse | 0 | 0 | 0 | 0 | 0 | 0
IGCC-CCS | 0 | 0 | 0 | 0 | 0 | 0
WT_off | 0 | 0 | 0 | 0 | 0 | 0
PseudoUnit | 0 | 0 | 0 | 0 | 0 | 0
FixedInterchange | 0 | 0 | 0 | 0 | 0 | 0
Emission Cost by Reporting Type: EI_Canada
ReportingType | 2015 | 2020 | 2025 | 2030 | 2035 | 2040
BM | 0 | 0 | 0 | 0 | 0 | 0
CC | 0 | 0 | 0 | 0 | 0 | 0
CSP | 0 | 0 | 0 | 0 | 0 | 0
CT | 0 | 0 | 0 | 0 | 0 | 0
Coal | 0 | 0 | 0 | 0 | 0 | 0
Geo | 0 | 0 | 0 | 0 | 0 | 0
H | 0 | 0 | 0 | 0 | 0 | 0
LFG | 0 | 0 | 0 | 0 | 0 | 0
Nuc | 0 | 0 | 0 | 0 | 0 | 0
PS | 0 | 0 | 0 | 0 | 0 | 0
PV | 0 | 0 | 0 | 0 | 0 | 0
PeakG | 0 | 0 | 0 | 0 | 0 | 0
PeakO | 0 | 0 | 0 | 0 | 0 | 0
ST | 0 | 0 | 0 | 0 | 0 | 0
STOG | 0 | 0 | 0 | 0 | 0 | 0
STWD | 0 | 0 | 0 | 0 | 0 | 0
WT | 0 | 0 | 0 | 0 | 0 | 0
IGCC | 0 | 0 | 0 | 0 | 0 | 0
DemandResponse | 0 | 0 | 0 | 0 | 0 | 0
IGCC-CCS | 0 | 0 | 0 | 0 | 0 | 0
WT_off | 0 | 0 | 0 | 0 | 0 | 0
PseudoUnit | 0 | 0 | 0 | 0 | 0 | 0
FixedInterchange | 0 | 0 | 0 | 0 | 0 | 0
Emission Cost by Reporting Type: EI
ReportingType | 2015 | 2020 | 2025 | 2030 | 2035 | 2040
BM | 0 | 0 | 0 | 0 | 0 | 0
CC | 0 | 0 | 0 | 0 | 0 | 0
CSP | 0 | 0 | 0 | 0 | 0 | 0
CT | 0 | 0 | 0 | 0 | 0 | 0
Coal | 412.12 | 0 | 0 | 0 | 0 | 0
Geo | 0 | 0 | 0 | 0 | 0 | 0
H | 0 | 0 | 0 | 0 | 0 | 0
LFG | 0 | 0 | 0 | 0 | 0 | 0
Nuc | 0 | 0 | 0 | 0 | 0 | 0
PS | 0 | 0 | 0 | 0 | 0 | 0
PV | 0 | 0 | 0 | 0 | 0 | 0
PeakG | 0 | 0 | 0 | 0 | 0 | 0
PeakO | 0 | 0 | 0 | 0 | 0 | 0
ST | 0 | 0 | 0 | 0 | 0 | 0
STOG | 0 | 0 | 0 | 0 | 0 | 0
STWD | 0 | 0 | 0 | 0 | 0 | 0
WT | 0 | 0 | 0 | 0 | 0 | 0
IGCC | 0.25 | 0 | 0 | 0 | 0 | 0
DemandResponse | 0 | 0 | 0 | 0 | 0 | 0
IGCC-CCS | 0 | 0 | 0 | 0 | 0 | 0
WT_off | 0 | 0 | 0 | 0 | 0 | 0
PseudoUnit | 0 | 0 | 0 | 0 | 0 | 0
FixedInterchange | 0 | 0 | 0 | 0 | 0 | 0
Emission Cost by Reporting Type: Outside_EI
ReportingType | 2015 | 2020 | 2025 | 2030 | 2035 | 2040
BM | 0 | 0 | 0 | 0 | 0 | 0
CC | 0 | 0 | 0 | 0 | 0 | 0
CSP | 0 | 0 | 0 | 0 | 0 | 0
CT | 0 | 0 | 0 | 0 | 0 | 0
Coal | 16.59 | 0 | 0 | 0 | 0 | 0
Geo | 0 | 0 | 0 | 0 | 0 | 0
H | 0 | 0 | 0 | 0 | 0 | 0
LFG | 0 | 0 | 0 | 0 | 0 | 0
Nuc | 0 | 0 | 0 | 0 | 0 | 0
PS | 0 | 0 | 0 | 0 | 0 | 0
PV | 0 | 0 | 0 | 0 | 0 | 0
PeakG | 0 | 0 | 0 | 0 | 0 | 0
PeakO | 0 | 0 | 0 | 0 | 0 | 0
ST | 0 | 0 | 0 | 0 | 0 | 0
STOG | 0 | 0 | 0 | 0 | 0 | 0
STWD | 0 | 0 | 0 | 0 | 0 | 0
WT | 0 | 0 | 0 | 0 | 0 | 0
IGCC | 0 | 0 | 0 | 0 | 0 | 0
DemandResponse | 0 | 0 | 0 | 0 | 0 | 0
IGCC-CCS | 0 | 0 | 0 | 0 | 0 | 0
WT_off | 0 | 0 | 0 | 0 | 0 | 0
PseudoUnit | 0 | 0 | 0 | 0 | 0 | 0
FixedInterchange | 0 | 0 | 0 | 0 | 0 | 0
==== Emission Program: CAIRNoxSeasonal : (NOx) ====
Emission Cost by Reporting Type: Entergy
ReportingType | 2015 | 2020 | 2025 | 2030 | 2035 | 2040
BM | 0 | 0 | 0 | 0 | 0 | 0
CC | 0 | 0 | 0 | 0 | 0 | 0
CSP | 0 | 0 | 0 | 0 | 0 | 0
CT | 0 | 0 | 0 | 0 | 0 | 0
Coal | 0 | 0 | 0 | 0 | 0 | 0
Geo | 0 | 0 | 0 | 0 | 0 | 0
H | 0 | 0 | 0 | 0 | 0 | 0
LFG | 0 | 0 | 0 | 0 | 0 | 0
Nuc | 0 | 0 | 0 | 0 | 0 | 0
PS | 0 | 0 | 0 | 0 | 0 | 0
PV | 0 | 0 | 0 | 0 | 0 | 0
PeakG | 0 | 0 | 0 | 0 | 0 | 0
PeakO | 0 | 0 | 0 | 0 | 0 | 0
ST | 0 | 0 | 0 | 0 | 0 | 0
STOG | 0 | 0 | 0 | 0 | 0 | 0
STWD | 0 | 0 | 0 | 0 | 0 | 0
WT | 0 | 0 | 0 | 0 | 0 | 0
IGCC | 0 | 0 | 0 | 0 | 0 | 0
DemandResponse | 0 | 0 | 0 | 0 | 0 | 0
IGCC-CCS | 0 | 0 | 0 | 0 | 0 | 0
WT_off | 0 | 0 | 0 | 0 | 0 | 0
PseudoUnit | 0 | 0 | 0 | 0 | 0 | 0
FixedInterchange | 0 | 0 | 0 | 0 | 0 | 0
Emission Cost by Reporting Type: FRCC
ReportingType | 2015 | 2020 | 2025 | 2030 | 2035 | 2040
BM | 0 | 0 | 0 | 0 | 0 | 0
CC | 0 | 0 | 0 | 0 | 0 | 0
CSP | 0 | 0 | 0 | 0 | 0 | 0
CT | 0 | 0 | 0 | 0 | 0 | 0
Coal | 0 | 0 | 0 | 0 | 0 | 0
Geo | 0 | 0 | 0 | 0 | 0 | 0
H | 0 | 0 | 0 | 0 | 0 | 0
LFG | 0 | 0 | 0 | 0 | 0 | 0
Nuc | 0 | 0 | 0 | 0 | 0 | 0
PS | 0 | 0 | 0 | 0 | 0 | 0
PV | 0 | 0 | 0 | 0 | 0 | 0
PeakG | 0 | 0 | 0 | 0 | 0 | 0
PeakO | 0 | 0 | 0 | 0 | 0 | 0
ST | 0 | 0 | 0 | 0 | 0 | 0
STOG | 0 | 0 | 0 | 0 | 0 | 0
STWD | 0 | 0 | 0 | 0 | 0 | 0
WT | 0 | 0 | 0 | 0 | 0 | 0
IGCC | 0 | 0 | 0 | 0 | 0 | 0
DemandResponse | 0 | 0 | 0 | 0 | 0 | 0
IGCC-CCS | 0 | 0 | 0 | 0 | 0 | 0
WT_off | 0 | 0 | 0 | 0 | 0 | 0
PseudoUnit | 0 | 0 | 0 | 0 | 0 | 0
FixedInterchange | 0 | 0 | 0 | 0 | 0 | 0
Emission Cost by Reporting Type: MAPP_US
ReportingType | 2015 | 2020 | 2025 | 2030 | 2035 | 2040
BM | 0 | 0 | 0 | 0 | 0 | 0
CC | 0 | 0 | 0 | 0 | 0 | 0
CSP | 0 | 0 | 0 | 0 | 0 | 0
CT | 0 | 0 | 0 | 0 | 0 | 0
Coal | 0 | 0 | 0 | 0 | 0 | 0
Geo | 0 | 0 | 0 | 0 | 0 | 0
H | 0 | 0 | 0 | 0 | 0 | 0
LFG | 0 | 0 | 0 | 0 | 0 | 0
Nuc | 0 | 0 | 0 | 0 | 0 | 0
PS | 0 | 0 | 0 | 0 | 0 | 0
PV | 0 | 0 | 0 | 0 | 0 | 0
PeakG | 0 | 0 | 0 | 0 | 0 | 0
PeakO | 0 | 0 | 0 | 0 | 0 | 0
ST | 0 | 0 | 0 | 0 | 0 | 0
STOG | 0 | 0 | 0 | 0 | 0 | 0
STWD | 0 | 0 | 0 | 0 | 0 | 0
WT | 0 | 0 | 0 | 0 | 0 | 0
IGCC | 0 | 0 | 0 | 0 | 0 | 0
DemandResponse | 0 | 0 | 0 | 0 | 0 | 0
IGCC-CCS | 0 | 0 | 0 | 0 | 0 | 0
WT_off | 0 | 0 | 0 | 0 | 0 | 0
PseudoUnit | 0 | 0 | 0 | 0 | 0 | 0
FixedInterchange | 0 | 0 | 0 | 0 | 0 | 0
Emission Cost by Reporting Type: MISO_IN
ReportingType | 2015 | 2020 | 2025 | 2030 | 2035 | 2040
BM | 0 | 0 | 0 | 0 | 0 | 0
CC | 0 | 0 | 0 | 0 | 0 | 0
CSP | 0 | 0 | 0 | 0 | 0 | 0
CT | 0 | 0 | 0 | 0 | 0 | 0
Coal | 0 | 0 | 0 | 0 | 0 | 0
Geo | 0 | 0 | 0 | 0 | 0 | 0
H | 0 | 0 | 0 | 0 | 0 | 0
LFG | 0 | 0 | 0 | 0 | 0 | 0
Nuc | 0 | 0 | 0 | 0 | 0 | 0
PS | 0 | 0 | 0 | 0 | 0 | 0
PV | 0 | 0 | 0 | 0 | 0 | 0
PeakG | 0 | 0 | 0 | 0 | 0 | 0
PeakO | 0 | 0 | 0 | 0 | 0 | 0
ST | 0 | 0 | 0 | 0 | 0 | 0
STOG | 0 | 0 | 0 | 0 | 0 | 0
STWD | 0 | 0 | 0 | 0 | 0 | 0
WT | 0 | 0 | 0 | 0 | 0 | 0
IGCC | 0 | 0 | 0 | 0 | 0 | 0
DemandResponse | 0 | 0 | 0 | 0 | 0 | 0
IGCC-CCS | 0 | 0 | 0 | 0 | 0 | 0
WT_off | 0 | 0 | 0 | 0 | 0 | 0
PseudoUnit | 0 | 0 | 0 | 0 | 0 | 0
FixedInterchange | 0 | 0 | 0 | 0 | 0 | 0
Emission Cost by Reporting Type: MISO_MI
ReportingType | 2015 | 2020 | 2025 | 2030 | 2035 | 2040
BM | 0 | 0 | 0 | 0 | 0 | 0
CC | 0 | 0 | 0 | 0 | 0 | 0
CSP | 0 | 0 | 0 | 0 | 0 | 0
CT | 0 | 0 | 0 | 0 | 0 | 0
Coal | 0 | 0 | 0 | 0 | 0 | 0
Geo | 0 | 0 | 0 | 0 | 0 | 0
H | 0 | 0 | 0 | 0 | 0 | 0
LFG | 0 | 0 | 0 | 0 | 0 | 0
Nuc | 0 | 0 | 0 | 0 | 0 | 0
PS | 0 | 0 | 0 | 0 | 0 | 0
PV | 0 | 0 | 0 | 0 | 0 | 0
PeakG | 0 | 0 | 0 | 0 | 0 | 0
PeakO | 0 | 0 | 0 | 0 | 0 | 0
ST | 0 | 0 | 0 | 0 | 0 | 0
STOG | 0 | 0 | 0 | 0 | 0 | 0
STWD | 0 | 0 | 0 | 0 | 0 | 0
WT | 0 | 0 | 0 | 0 | 0 | 0
IGCC | 0 | 0 | 0 | 0 | 0 | 0
DemandResponse | 0 | 0 | 0 | 0 | 0 | 0
IGCC-CCS | 0 | 0 | 0 | 0 | 0 | 0
WT_off | 0 | 0 | 0 | 0 | 0 | 0
PseudoUnit | 0 | 0 | 0 | 0 | 0 | 0
FixedInterchange | 0 | 0 | 0 | 0 | 0 | 0
Emission Cost by Reporting Type: MISO_MO-IL
ReportingType | 2015 | 2020 | 2025 | 2030 | 2035 | 2040
BM | 0 | 0 | 0 | 0 | 0 | 0
CC | 0 | 0 | 0 | 0 | 0 | 0
CSP | 0 | 0 | 0 | 0 | 0 | 0
CT | 0 | 0 | 0 | 0 | 0 | 0
Coal | 0 | 0 | 0 | 0 | 0 | 0
Geo | 0 | 0 | 0 | 0 | 0 | 0
H | 0 | 0 | 0 | 0 | 0 | 0
LFG | 0 | 0 | 0 | 0 | 0 | 0
Nuc | 0 | 0 | 0 | 0 | 0 | 0
PS | 0 | 0 | 0 | 0 | 0 | 0
PV | 0 | 0 | 0 | 0 | 0 | 0
PeakG | 0 | 0 | 0 | 0 | 0 | 0
PeakO | 0 | 0 | 0 | 0 | 0 | 0
ST | 0 | 0 | 0 | 0 | 0 | 0
STOG | 0 | 0 | 0 | 0 | 0 | 0
STWD | 0 | 0 | 0 | 0 | 0 | 0
WT | 0 | 0 | 0 | 0 | 0 | 0
IGCC | 0 | 0 | 0 | 0 | 0 | 0
DemandResponse | 0 | 0 | 0 | 0 | 0 | 0
IGCC-CCS | 0 | 0 | 0 | 0 | 0 | 0
WT_off | 0 | 0 | 0 | 0 | 0 | 0
PseudoUnit | 0 | 0 | 0 | 0 | 0 | 0
FixedInterchange | 0 | 0 | 0 | 0 | 0 | 0
Emission Cost by Reporting Type: MISO_W
ReportingType | 2015 | 2020 | 2025 | 2030 | 2035 | 2040
BM | 0 | 0 | 0 | 0 | 0 | 0
CC | 0 | 0 | 0 | 0 | 0 | 0
CSP | 0 | 0 | 0 | 0 | 0 | 0
CT | 0 | 0 | 0 | 0 | 0 | 0
Coal | 0 | 0 | 0 | 0 | 0 | 0
Geo | 0 | 0 | 0 | 0 | 0 | 0
H | 0 | 0 | 0 | 0 | 0 | 0
LFG | 0 | 0 | 0 | 0 | 0 | 0
Nuc | 0 | 0 | 0 | 0 | 0 | 0
PS | 0 | 0 | 0 | 0 | 0 | 0
PV | 0 | 0 | 0 | 0 | 0 | 0
PeakG | 0 | 0 | 0 | 0 | 0 | 0
PeakO | 0 | 0 | 0 | 0 | 0 | 0
ST | 0 | 0 | 0 | 0 | 0 | 0
STOG | 0 | 0 | 0 | 0 | 0 | 0
STWD | 0 | 0 | 0 | 0 | 0 | 0
WT | 0 | 0 | 0 | 0 | 0 | 0
IGCC | 0 | 0 | 0 | 0 | 0 | 0
DemandResponse | 0 | 0 | 0 | 0 | 0 | 0
IGCC-CCS | 0 | 0 | 0 | 0 | 0 | 0
WT_off | 0 | 0 | 0 | 0 | 0 | 0
PseudoUnit | 0 | 0 | 0 | 0 | 0 | 0
FixedInterchange | 0 | 0 | 0 | 0 | 0 | 0
Emission Cost by Reporting Type: MISO_WUMS
ReportingType | 2015 | 2020 | 2025 | 2030 | 2035 | 2040
BM | 0 | 0 | 0 | 0 | 0 | 0
CC | 0 | 0 | 0 | 0 | 0 | 0
CSP | 0 | 0 | 0 | 0 | 0 | 0
CT | 0 | 0 | 0 | 0 | 0 | 0
Coal | 0 | 0 | 0 | 0 | 0 | 0
Geo | 0 | 0 | 0 | 0 | 0 | 0
H | 0 | 0 | 0 | 0 | 0 | 0
LFG | 0 | 0 | 0 | 0 | 0 | 0
Nuc | 0 | 0 | 0 | 0 | 0 | 0
PS | 0 | 0 | 0 | 0 | 0 | 0
PV | 0 | 0 | 0 | 0 | 0 | 0
PeakG | 0 | 0 | 0 | 0 | 0 | 0
PeakO | 0 | 0 | 0 | 0 | 0 | 0
ST | 0 | 0 | 0 | 0 | 0 | 0
STOG | 0 | 0 | 0 | 0 | 0 | 0
STWD | 0 | 0 | 0 | 0 | 0 | 0
WT | 0 | 0 | 0 | 0 | 0 | 0
IGCC | 0 | 0 | 0 | 0 | 0 | 0
DemandResponse | 0 | 0 | 0 | 0 | 0 | 0
IGCC-CCS | 0 | 0 | 0 | 0 | 0 | 0
WT_off | 0 | 0 | 0 | 0 | 0 | 0
PseudoUnit | 0 | 0 | 0 | 0 | 0 | 0
FixedInterchange | 0 | 0 | 0 | 0 | 0 | 0
Emission Cost by Reporting Type: Nebraska
ReportingType | 2015 | 2020 | 2025 | 2030 | 2035 | 2040
BM | 0 | 0 | 0 | 0 | 0 | 0
CC | 0 | 0 | 0 | 0 | 0 | 0
CSP | 0 | 0 | 0 | 0 | 0 | 0
CT | 0 | 0 | 0 | 0 | 0 | 0
Coal | 0 | 0 | 0 | 0 | 0 | 0
Geo | 0 | 0 | 0 | 0 | 0 | 0
H | 0 | 0 | 0 | 0 | 0 | 0
LFG | 0 | 0 | 0 | 0 | 0 | 0
Nuc | 0 | 0 | 0 | 0 | 0 | 0
PS | 0 | 0 | 0 | 0 | 0 | 0
PV | 0 | 0 | 0 | 0 | 0 | 0
PeakG | 0 | 0 | 0 | 0 | 0 | 0
PeakO | 0 | 0 | 0 | 0 | 0 | 0
ST | 0 | 0 | 0 | 0 | 0 | 0
STOG | 0 | 0 | 0 | 0 | 0 | 0
STWD | 0 | 0 | 0 | 0 | 0 | 0
WT | 0 | 0 | 0 | 0 | 0 | 0
IGCC | 0 | 0 | 0 | 0 | 0 | 0
DemandResponse | 0 | 0 | 0 | 0 | 0 | 0
IGCC-CCS | 0 | 0 | 0 | 0 | 0 | 0
WT_off | 0 | 0 | 0 | 0 | 0 | 0
PseudoUnit | 0 | 0 | 0 | 0 | 0 | 0
FixedInterchange | 0 | 0 | 0 | 0 | 0 | 0
Emission Cost by Reporting Type: NEISO
ReportingType | 2015 | 2020 | 2025 | 2030 | 2035 | 2040
BM | 0 | 0 | 0 | 0 | 0 | 0
CC | 0 | 0 | 0 | 0 | 0 | 0
CSP | 0 | 0 | 0 | 0 | 0 | 0
CT | 0 | 0 | 0 | 0 | 0 | 0
Coal | 0 | 0 | 0 | 0 | 0 | 0
Geo | 0 | 0 | 0 | 0 | 0 | 0
H | 0 | 0 | 0 | 0 | 0 | 0
LFG | 0 | 0 | 0 | 0 | 0 | 0
Nuc | 0 | 0 | 0 | 0 | 0 | 0
PS | 0 | 0 | 0 | 0 | 0 | 0
PV | 0 | 0 | 0 | 0 | 0 | 0
PeakG | 0 | 0 | 0 | 0 | 0 | 0
PeakO | 0 | 0 | 0 | 0 | 0 | 0
ST | 0 | 0 | 0 | 0 | 0 | 0
STOG | 0 | 0 | 0 | 0 | 0 | 0
STWD | 0 | 0 | 0 | 0 | 0 | 0
WT | 0 | 0 | 0 | 0 | 0 | 0
IGCC | 0 | 0 | 0 | 0 | 0 | 0
DemandResponse | 0 | 0 | 0 | 0 | 0 | 0
IGCC-CCS | 0 | 0 | 0 | 0 | 0 | 0
WT_off | 0 | 0 | 0 | 0 | 0 | 0
PseudoUnit | 0 | 0 | 0 | 0 | 0 | 0
FixedInterchange | 0 | 0 | 0 | 0 | 0 | 0
Emission Cost by Reporting Type: NonRTO_Midwest
ReportingType | 2015 | 2020 | 2025 | 2030 | 2035 | 2040
BM | 0 | 0 | 0 | 0 | 0 | 0
CC | 0 | 0 | 0 | 0 | 0 | 0
CSP | 0 | 0 | 0 | 0 | 0 | 0
CT | 0 | 0 | 0 | 0 | 0 | 0
Coal | 0 | 0 | 0 | 0 | 0 | 0
Geo | 0 | 0 | 0 | 0 | 0 | 0
H | 0 | 0 | 0 | 0 | 0 | 0
LFG | 0 | 0 | 0 | 0 | 0 | 0
Nuc | 0 | 0 | 0 | 0 | 0 | 0
PS | 0 | 0 | 0 | 0 | 0 | 0
PV | 0 | 0 | 0 | 0 | 0 | 0
PeakG | 0 | 0 | 0 | 0 | 0 | 0
PeakO | 0 | 0 | 0 | 0 | 0 | 0
ST | 0 | 0 | 0 | 0 | 0 | 0
STOG | 0 | 0 | 0 | 0 | 0 | 0
STWD | 0 | 0 | 0 | 0 | 0 | 0
WT | 0 | 0 | 0 | 0 | 0 | 0
IGCC | 0 | 0 | 0 | 0 | 0 | 0
DemandResponse | 0 | 0 | 0 | 0 | 0 | 0
IGCC-CCS | 0 | 0 | 0 | 0 | 0 | 0
WT_off | 0 | 0 | 0 | 0 | 0 | 0
PseudoUnit | 0 | 0 | 0 | 0 | 0 | 0
FixedInterchange | 0 | 0 | 0 | 0 | 0 | 0
Emission Cost by Reporting Type: NYISO_A-F
ReportingType | 2015 | 2020 | 2025 | 2030 | 2035 | 2040
BM | 0 | 0 | 0 | 0 | 0 | 0
CC | 0 | 0 | 0 | 0 | 0 | 0
CSP | 0 | 0 | 0 | 0 | 0 | 0
CT | 0 | 0 | 0 | 0 | 0 | 0
Coal | 0 | 0 | 0 | 0 | 0 | 0
Geo | 0 | 0 | 0 | 0 | 0 | 0
H | 0 | 0 | 0 | 0 | 0 | 0
LFG | 0 | 0 | 0 | 0 | 0 | 0
Nuc | 0 | 0 | 0 | 0 | 0 | 0
PS | 0 | 0 | 0 | 0 | 0 | 0
PV | 0 | 0 | 0 | 0 | 0 | 0
PeakG | 0 | 0 | 0 | 0 | 0 | 0
PeakO | 0 | 0 | 0 | 0 | 0 | 0
ST | 0 | 0 | 0 | 0 | 0 | 0
STOG | 0 | 0 | 0 | 0 | 0 | 0
STWD | 0 | 0 | 0 | 0 | 0 | 0
WT | 0 | 0 | 0 | 0 | 0 | 0
IGCC | 0 | 0 | 0 | 0 | 0 | 0
DemandResponse | 0 | 0 | 0 | 0 | 0 | 0
IGCC-CCS | 0 | 0 | 0 | 0 | 0 | 0
WT_off | 0 | 0 | 0 | 0 | 0 | 0
PseudoUnit | 0 | 0 | 0 | 0 | 0 | 0
FixedInterchange | 0 | 0 | 0 | 0 | 0 | 0
Emission Cost by Reporting Type: NYISO_G-I
ReportingType | 2015 | 2020 | 2025 | 2030 | 2035 | 2040
BM | 0 | 0 | 0 | 0 | 0 | 0
CC | 0 | 0 | 0 | 0 | 0 | 0
CSP | 0 | 0 | 0 | 0 | 0 | 0
CT | 0 | 0 | 0 | 0 | 0 | 0
Coal | 0 | 0 | 0 | 0 | 0 | 0
Geo | 0 | 0 | 0 | 0 | 0 | 0
H | 0 | 0 | 0 | 0 | 0 | 0
LFG | 0 | 0 | 0 | 0 | 0 | 0
Nuc | 0 | 0 | 0 | 0 | 0 | 0
PS | 0 | 0 | 0 | 0 | 0 | 0
PV | 0 | 0 | 0 | 0 | 0 | 0
PeakG | 0 | 0 | 0 | 0 | 0 | 0
PeakO | 0 | 0 | 0 | 0 | 0 | 0
ST | 0 | 0 | 0 | 0 | 0 | 0
STOG | 0 | 0 | 0 | 0 | 0 | 0
STWD | 0 | 0 | 0 | 0 | 0 | 0
WT | 0 | 0 | 0 | 0 | 0 | 0
IGCC | 0 | 0 | 0 | 0 | 0 | 0
DemandResponse | 0 | 0 | 0 | 0 | 0 | 0
IGCC-CCS | 0 | 0 | 0 | 0 | 0 | 0
WT_off | 0 | 0 | 0 | 0 | 0 | 0
PseudoUnit | 0 | 0 | 0 | 0 | 0 | 0
FixedInterchange | 0 | 0 | 0 | 0 | 0 | 0
Emission Cost by Reporting Type: NYISO_J-K
ReportingType | 2015 | 2020 | 2025 | 2030 | 2035 | 2040
BM | 0 | 0 | 0 | 0 | 0 | 0
CC | 0 | 0 | 0 | 0 | 0 | 0
CSP | 0 | 0 | 0 | 0 | 0 | 0
CT | 0 | 0 | 0 | 0 | 0 | 0
Coal | 0 | 0 | 0 | 0 | 0 | 0
Geo | 0 | 0 | 0 | 0 | 0 | 0
H | 0 | 0 | 0 | 0 | 0 | 0
LFG | 0 | 0 | 0 | 0 | 0 | 0
Nuc | 0 | 0 | 0 | 0 | 0 | 0
PS | 0 | 0 | 0 | 0 | 0 | 0
PV | 0 | 0 | 0 | 0 | 0 | 0
PeakG | 0 | 0 | 0 | 0 | 0 | 0
PeakO | 0 | 0 | 0 | 0 | 0 | 0
ST | 0 | 0 | 0 | 0 | 0 | 0
STOG | 0 | 0 | 0 | 0 | 0 | 0
STWD | 0 | 0 | 0 | 0 | 0 | 0
WT | 0 | 0 | 0 | 0 | 0 | 0
IGCC | 0 | 0 | 0 | 0 | 0 | 0
DemandResponse | 0 | 0 | 0 | 0 | 0 | 0
IGCC-CCS | 0 | 0 | 0 | 0 | 0 | 0
WT_off | 0 | 0 | 0 | 0 | 0 | 0
PseudoUnit | 0 | 0 | 0 | 0 | 0 | 0
FixedInterchange | 0 | 0 | 0 | 0 | 0 | 0
Emission Cost by Reporting Type: PJM_E
ReportingType | 2015 | 2020 | 2025 | 2030 | 2035 | 2040
BM | 0 | 0 | 0 | 0 | 0 | 0
CC | 0 | 0 | 0 | 0 | 0 | 0
CSP | 0 | 0 | 0 | 0 | 0 | 0
CT | 0 | 0 | 0 | 0 | 0 | 0
Coal | 0 | 0 | 0 | 0 | 0 | 0
Geo | 0 | 0 | 0 | 0 | 0 | 0
H | 0 | 0 | 0 | 0 | 0 | 0
LFG | 0 | 0 | 0 | 0 | 0 | 0
Nuc | 0 | 0 | 0 | 0 | 0 | 0
PS | 0 | 0 | 0 | 0 | 0 | 0
PV | 0 | 0 | 0 | 0 | 0 | 0
PeakG | 0 | 0 | 0 | 0 | 0 | 0
PeakO | 0 | 0 | 0 | 0 | 0 | 0
ST | 0 | 0 | 0 | 0 | 0 | 0
STOG | 0 | 0 | 0 | 0 | 0 | 0
STWD | 0 | 0 | 0 | 0 | 0 | 0
WT | 0 | 0 | 0 | 0 | 0 | 0
IGCC | 0 | 0 | 0 | 0 | 0 | 0
DemandResponse | 0 | 0 | 0 | 0 | 0 | 0
IGCC-CCS | 0 | 0 | 0 | 0 | 0 | 0
WT_off | 0 | 0 | 0 | 0 | 0 | 0
PseudoUnit | 0 | 0 | 0 | 0 | 0 | 0
FixedInterchange | 0 | 0 | 0 | 0 | 0 | 0
Emission Cost by Reporting Type: PJM_ROM
ReportingType | 2015 | 2020 | 2025 | 2030 | 2035 | 2040
BM | 0 | 0 | 0 | 0 | 0 | 0
CC | 0 | 0 | 0 | 0 | 0 | 0
CSP | 0 | 0 | 0 | 0 | 0 | 0
CT | 0 | 0 | 0 | 0 | 0 | 0
Coal | 0 | 0 | 0 | 0 | 0 | 0
Geo | 0 | 0 | 0 | 0 | 0 | 0
H | 0 | 0 | 0 | 0 | 0 | 0
LFG | 0 | 0 | 0 | 0 | 0 | 0
Nuc | 0 | 0 | 0 | 0 | 0 | 0
PS | 0 | 0 | 0 | 0 | 0 | 0
PV | 0 | 0 | 0 | 0 | 0 | 0
PeakG | 0 | 0 | 0 | 0 | 0 | 0
PeakO | 0 | 0 | 0 | 0 | 0 | 0
ST | 0 | 0 | 0 | 0 | 0 | 0
STOG | 0 | 0 | 0 | 0 | 0 | 0
STWD | 0 | 0 | 0 | 0 | 0 | 0
WT | 0 | 0 | 0 | 0 | 0 | 0
IGCC | 0 | 0 | 0 | 0 | 0 | 0
DemandResponse | 0 | 0 | 0 | 0 | 0 | 0
IGCC-CCS | 0 | 0 | 0 | 0 | 0 | 0
WT_off | 0 | 0 | 0 | 0 | 0 | 0
PseudoUnit | 0 | 0 | 0 | 0 | 0 | 0
FixedInterchange | 0 | 0 | 0 | 0 | 0 | 0
Emission Cost by Reporting Type: PJM_ROR
ReportingType | 2015 | 2020 | 2025 | 2030 | 2035 | 2040
BM | 0 | 0 | 0 | 0 | 0 | 0
CC | 0 | 0 | 0 | 0 | 0 | 0
CSP | 0 | 0 | 0 | 0 | 0 | 0
CT | 0 | 0 | 0 | 0 | 0 | 0
Coal | 0 | 0 | 0 | 0 | 0 | 0
Geo | 0 | 0 | 0 | 0 | 0 | 0
H | 0 | 0 | 0 | 0 | 0 | 0
LFG | 0 | 0 | 0 | 0 | 0 | 0
Nuc | 0 | 0 | 0 | 0 | 0 | 0
PS | 0 | 0 | 0 | 0 | 0 | 0
PV | 0 | 0 | 0 | 0 | 0 | 0
PeakG | 0 | 0 | 0 | 0 | 0 | 0
PeakO | 0 | 0 | 0 | 0 | 0 | 0
ST | 0 | 0 | 0 | 0 | 0 | 0
STOG | 0 | 0 | 0 | 0 | 0 | 0
STWD | 0 | 0 | 0 | 0 | 0 | 0
WT | 0 | 0 | 0 | 0 | 0 | 0
IGCC | 0 | 0 | 0 | 0 | 0 | 0
DemandResponse | 0 | 0 | 0 | 0 | 0 | 0
IGCC-CCS | 0 | 0 | 0 | 0 | 0 | 0
WT_off | 0 | 0 | 0 | 0 | 0 | 0
PseudoUnit | 0 | 0 | 0 | 0 | 0 | 0
FixedInterchange | 0 | 0 | 0 | 0 | 0 | 0
Emission Cost by Reporting Type: SOCO
ReportingType | 2015 | 2020 | 2025 | 2030 | 2035 | 2040
BM | 0 | 0 | 0 | 0 | 0 | 0
CC | 0 | 0 | 0 | 0 | 0 | 0
CSP | 0 | 0 | 0 | 0 | 0 | 0
CT | 0 | 0 | 0 | 0 | 0 | 0
Coal | 0 | 0 | 0 | 0 | 0 | 0
Geo | 0 | 0 | 0 | 0 | 0 | 0
H | 0 | 0 | 0 | 0 | 0 | 0
LFG | 0 | 0 | 0 | 0 | 0 | 0
Nuc | 0 | 0 | 0 | 0 | 0 | 0
PS | 0 | 0 | 0 | 0 | 0 | 0
PV | 0 | 0 | 0 | 0 | 0 | 0
PeakG | 0 | 0 | 0 | 0 | 0 | 0
PeakO | 0 | 0 | 0 | 0 | 0 | 0
ST | 0 | 0 | 0 | 0 | 0 | 0
STOG | 0 | 0 | 0 | 0 | 0 | 0
STWD | 0 | 0 | 0 | 0 | 0 | 0
WT | 0 | 0 | 0 | 0 | 0 | 0
IGCC | 0 | 0 | 0 | 0 | 0 | 0
DemandResponse | 0 | 0 | 0 | 0 | 0 | 0
IGCC-CCS | 0 | 0 | 0 | 0 | 0 | 0
WT_off | 0 | 0 | 0 | 0 | 0 | 0
PseudoUnit | 0 | 0 | 0 | 0 | 0 | 0
FixedInterchange | 0 | 0 | 0 | 0 | 0 | 0
Emission Cost by Reporting Type: SPP_N
ReportingType | 2015 | 2020 | 2025 | 2030 | 2035 | 2040
BM | 0 | 0 | 0 | 0 | 0 | 0
CC | 0 | 0 | 0 | 0 | 0 | 0
CSP | 0 | 0 | 0 | 0 | 0 | 0
CT | 0 | 0 | 0 | 0 | 0 | 0
Coal | 0 | 0 | 0 | 0 | 0 | 0
Geo | 0 | 0 | 0 | 0 | 0 | 0
H | 0 | 0 | 0 | 0 | 0 | 0
LFG | 0 | 0 | 0 | 0 | 0 | 0
Nuc | 0 | 0 | 0 | 0 | 0 | 0
PS | 0 | 0 | 0 | 0 | 0 | 0
PV | 0 | 0 | 0 | 0 | 0 | 0
PeakG | 0 | 0 | 0 | 0 | 0 | 0
PeakO | 0 | 0 | 0 | 0 | 0 | 0
ST | 0 | 0 | 0 | 0 | 0 | 0
STOG | 0 | 0 | 0 | 0 | 0 | 0
STWD | 0 | 0 | 0 | 0 | 0 | 0
WT | 0 | 0 | 0 | 0 | 0 | 0
IGCC | 0 | 0 | 0 | 0 | 0 | 0
DemandResponse | 0 | 0 | 0 | 0 | 0 | 0
IGCC-CCS | 0 | 0 | 0 | 0 | 0 | 0
WT_off | 0 | 0 | 0 | 0 | 0 | 0
PseudoUnit | 0 | 0 | 0 | 0 | 0 | 0
FixedInterchange | 0 | 0 | 0 | 0 | 0 | 0
Emission Cost by Reporting Type: SPP_S
ReportingType | 2015 | 2020 | 2025 | 2030 | 2035 | 2040
BM | 0 | 0 | 0 | 0 | 0 | 0
CC | 0 | 0 | 0 | 0 | 0 | 0
CSP | 0 | 0 | 0 | 0 | 0 | 0
CT | 0 | 0 | 0 | 0 | 0 | 0
Coal | 0 | 0 | 0 | 0 | 0 | 0
Geo | 0 | 0 | 0 | 0 | 0 | 0
H | 0 | 0 | 0 | 0 | 0 | 0
LFG | 0 | 0 | 0 | 0 | 0 | 0
Nuc | 0 | 0 | 0 | 0 | 0 | 0
PS | 0 | 0 | 0 | 0 | 0 | 0
PV | 0 | 0 | 0 | 0 | 0 | 0
PeakG | 0 | 0 | 0 | 0 | 0 | 0
PeakO | 0 | 0 | 0 | 0 | 0 | 0
ST | 0 | 0 | 0 | 0 | 0 | 0
STOG | 0 | 0 | 0 | 0 | 0 | 0
STWD | 0 | 0 | 0 | 0 | 0 | 0
WT | 0 | 0 | 0 | 0 | 0 | 0
IGCC | 0 | 0 | 0 | 0 | 0 | 0
DemandResponse | 0 | 0 | 0 | 0 | 0 | 0
IGCC-CCS | 0 | 0 | 0 | 0 | 0 | 0
WT_off | 0 | 0 | 0 | 0 | 0 | 0
PseudoUnit | 0 | 0 | 0 | 0 | 0 | 0
FixedInterchange | 0 | 0 | 0 | 0 | 0 | 0
Emission Cost by Reporting Type: TVA
ReportingType | 2015 | 2020 | 2025 | 2030 | 2035 | 2040
BM | 0 | 0 | 0 | 0 | 0 | 0
CC | 0 | 0 | 0 | 0 | 0 | 0
CSP | 0 | 0 | 0 | 0 | 0 | 0
CT | 0 | 0 | 0 | 0 | 0 | 0
Coal | 0 | 0 | 0 | 0 | 0 | 0
Geo | 0 | 0 | 0 | 0 | 0 | 0
H | 0 | 0 | 0 | 0 | 0 | 0
LFG | 0 | 0 | 0 | 0 | 0 | 0
Nuc | 0 | 0 | 0 | 0 | 0 | 0
PS | 0 | 0 | 0 | 0 | 0 | 0
PV | 0 | 0 | 0 | 0 | 0 | 0
PeakG | 0 | 0 | 0 | 0 | 0 | 0
PeakO | 0 | 0 | 0 | 0 | 0 | 0
ST | 0 | 0 | 0 | 0 | 0 | 0
STOG | 0 | 0 | 0 | 0 | 0 | 0
STWD | 0 | 0 | 0 | 0 | 0 | 0
WT | 0 | 0 | 0 | 0 | 0 | 0
IGCC | 0 | 0 | 0 | 0 | 0 | 0
DemandResponse | 0 | 0 | 0 | 0 | 0 | 0
IGCC-CCS | 0 | 0 | 0 | 0 | 0 | 0
WT_off | 0 | 0 | 0 | 0 | 0 | 0
PseudoUnit | 0 | 0 | 0 | 0 | 0 | 0
FixedInterchange | 0 | 0 | 0 | 0 | 0 | 0
Emission Cost by Reporting Type: TVA_Transmission
ReportingType | 2015 | 2020 | 2025 | 2030 | 2035 | 2040
BM | 0 | 0 | 0 | 0 | 0 | 0
CC | 0 | 0 | 0 | 0 | 0 | 0
CSP | 0 | 0 | 0 | 0 | 0 | 0
CT | 0 | 0 | 0 | 0 | 0 | 0
Coal | 0 | 0 | 0 | 0 | 0 | 0
Geo | 0 | 0 | 0 | 0 | 0 | 0
H | 0 | 0 | 0 | 0 | 0 | 0
LFG | 0 | 0 | 0 | 0 | 0 | 0
Nuc | 0 | 0 | 0 | 0 | 0 | 0
PS | 0 | 0 | 0 | 0 | 0 | 0
PV | 0 | 0 | 0 | 0 | 0 | 0
PeakG | 0 | 0 | 0 | 0 | 0 | 0
PeakO | 0 | 0 | 0 | 0 | 0 | 0
ST | 0 | 0 | 0 | 0 | 0 | 0
STOG | 0 | 0 | 0 | 0 | 0 | 0
STWD | 0 | 0 | 0 | 0 | 0 | 0
WT | 0 | 0 | 0 | 0 | 0 | 0
IGCC | 0 | 0 | 0 | 0 | 0 | 0
DemandResponse | 0 | 0 | 0 | 0 | 0 | 0
IGCC-CCS | 0 | 0 | 0 | 0 | 0 | 0
WT_off | 0 | 0 | 0 | 0 | 0 | 0
PseudoUnit | 0 | 0 | 0 | 0 | 0 | 0
FixedInterchange | 0 | 0 | 0 | 0 | 0 | 0
Emission Cost by Reporting Type: VACAR
ReportingType | 2015 | 2020 | 2025 | 2030 | 2035 | 2040
BM | 0 | 0 | 0 | 0 | 0 | 0
CC | 0 | 0 | 0 | 0 | 0 | 0
CSP | 0 | 0 | 0 | 0 | 0 | 0
CT | 0 | 0 | 0 | 0 | 0 | 0
Coal | 0 | 0 | 0 | 0 | 0 | 0
Geo | 0 | 0 | 0 | 0 | 0 | 0
H | 0 | 0 | 0 | 0 | 0 | 0
LFG | 0 | 0 | 0 | 0 | 0 | 0
Nuc | 0 | 0 | 0 | 0 | 0 | 0
PS | 0 | 0 | 0 | 0 | 0 | 0
PV | 0 | 0 | 0 | 0 | 0 | 0
PeakG | 0 | 0 | 0 | 0 | 0 | 0
PeakO | 0 | 0 | 0 | 0 | 0 | 0
ST | 0 | 0 | 0 | 0 | 0 | 0
STOG | 0 | 0 | 0 | 0 | 0 | 0
STWD | 0 | 0 | 0 | 0 | 0 | 0
WT | 0 | 0 | 0 | 0 | 0 | 0
IGCC | 0 | 0 | 0 | 0 | 0 | 0
DemandResponse | 0 | 0 | 0 | 0 | 0 | 0
IGCC-CCS | 0 | 0 | 0 | 0 | 0 | 0
WT_off | 0 | 0 | 0 | 0 | 0 | 0
PseudoUnit | 0 | 0 | 0 | 0 | 0 | 0
FixedInterchange | 0 | 0 | 0 | 0 | 0 | 0
Emission Cost by Reporting Type: IESO
ReportingType | 2015 | 2020 | 2025 | 2030 | 2035 | 2040
BM | 0 | 0 | 0 | 0 | 0 | 0
CC | 0 | 0 | 0 | 0 | 0 | 0
CSP | 0 | 0 | 0 | 0 | 0 | 0
CT | 0 | 0 | 0 | 0 | 0 | 0
Coal | 0 | 0 | 0 | 0 | 0 | 0
Geo | 0 | 0 | 0 | 0 | 0 | 0
H | 0 | 0 | 0 | 0 | 0 | 0
LFG | 0 | 0 | 0 | 0 | 0 | 0
Nuc | 0 | 0 | 0 | 0 | 0 | 0
PS | 0 | 0 | 0 | 0 | 0 | 0
PV | 0 | 0 | 0 | 0 | 0 | 0
PeakG | 0 | 0 | 0 | 0 | 0 | 0
PeakO | 0 | 0 | 0 | 0 | 0 | 0
ST | 0 | 0 | 0 | 0 | 0 | 0
STOG | 0 | 0 | 0 | 0 | 0 | 0
STWD | 0 | 0 | 0 | 0 | 0 | 0
WT | 0 | 0 | 0 | 0 | 0 | 0
IGCC | 0 | 0 | 0 | 0 | 0 | 0
DemandResponse | 0 | 0 | 0 | 0 | 0 | 0
IGCC-CCS | 0 | 0 | 0 | 0 | 0 | 0
WT_off | 0 | 0 | 0 | 0 | 0 | 0
PseudoUnit | 0 | 0 | 0 | 0 | 0 | 0
FixedInterchange | 0 | 0 | 0 | 0 | 0 | 0
Emission Cost by Reporting Type: MAPP_CA
ReportingType | 2015 | 2020 | 2025 | 2030 | 2035 | 2040
BM | 0 | 0 | 0 | 0 | 0 | 0
CC | 0 | 0 | 0 | 0 | 0 | 0
CSP | 0 | 0 | 0 | 0 | 0 | 0
CT | 0 | 0 | 0 | 0 | 0 | 0
Coal | 0 | 0 | 0 | 0 | 0 | 0
Geo | 0 | 0 | 0 | 0 | 0 | 0
H | 0 | 0 | 0 | 0 | 0 | 0
LFG | 0 | 0 | 0 | 0 | 0 | 0
Nuc | 0 | 0 | 0 | 0 | 0 | 0
PS | 0 | 0 | 0 | 0 | 0 | 0
PV | 0 | 0 | 0 | 0 | 0 | 0
PeakG | 0 | 0 | 0 | 0 | 0 | 0
PeakO | 0 | 0 | 0 | 0 | 0 | 0
ST | 0 | 0 | 0 | 0 | 0 | 0
STOG | 0 | 0 | 0 | 0 | 0 | 0
STWD | 0 | 0 | 0 | 0 | 0 | 0
WT | 0 | 0 | 0 | 0 | 0 | 0
IGCC | 0 | 0 | 0 | 0 | 0 | 0
DemandResponse | 0 | 0 | 0 | 0 | 0 | 0
IGCC-CCS | 0 | 0 | 0 | 0 | 0 | 0
WT_off | 0 | 0 | 0 | 0 | 0 | 0
PseudoUnit | 0 | 0 | 0 | 0 | 0 | 0
FixedInterchange | 0 | 0 | 0 | 0 | 0 | 0
Emission Cost by Reporting Type: AZ_NM_SNV_Coal
ReportingType | 2015 | 2020 | 2025 | 2030 | 2035 | 2040
BM | 0 | 0 | 0 | 0 | 0 | 0
CC | 0 | 0 | 0 | 0 | 0 | 0
CSP | 0 | 0 | 0 | 0 | 0 | 0
CT | 0 | 0 | 0 | 0 | 0 | 0
Coal | 0 | 0 | 0 | 0 | 0 | 0
Geo | 0 | 0 | 0 | 0 | 0 | 0
H | 0 | 0 | 0 | 0 | 0 | 0
LFG | 0 | 0 | 0 | 0 | 0 | 0
Nuc | 0 | 0 | 0 | 0 | 0 | 0
PS | 0 | 0 | 0 | 0 | 0 | 0
PV | 0 | 0 | 0 | 0 | 0 | 0
PeakG | 0 | 0 | 0 | 0 | 0 | 0
PeakO | 0 | 0 | 0 | 0 | 0 | 0
ST | 0 | 0 | 0 | 0 | 0 | 0
STOG | 0 | 0 | 0 | 0 | 0 | 0
STWD | 0 | 0 | 0 | 0 | 0 | 0
WT | 0 | 0 | 0 | 0 | 0 | 0
IGCC | 0 | 0 | 0 | 0 | 0 | 0
DemandResponse | 0 | 0 | 0 | 0 | 0 | 0
IGCC-CCS | 0 | 0 | 0 | 0 | 0 | 0
WT_off | 0 | 0 | 0 | 0 | 0 | 0
PseudoUnit | 0 | 0 | 0 | 0 | 0 | 0
FixedInterchange | 0 | 0 | 0 | 0 | 0 | 0
Emission Cost by Reporting Type: AZ_NM_SNV_Gas
ReportingType | 2015 | 2020 | 2025 | 2030 | 2035 | 2040
BM | 0 | 0 | 0 | 0 | 0 | 0
CC | 0 | 0 | 0 | 0 | 0 | 0
CSP | 0 | 0 | 0 | 0 | 0 | 0
CT | 0 | 0 | 0 | 0 | 0 | 0
Coal | 0 | 0 | 0 | 0 | 0 | 0
Geo | 0 | 0 | 0 | 0 | 0 | 0
H | 0 | 0 | 0 | 0 | 0 | 0
LFG | 0 | 0 | 0 | 0 | 0 | 0
Nuc | 0 | 0 | 0 | 0 | 0 | 0
PS | 0 | 0 | 0 | 0 | 0 | 0
PV | 0 | 0 | 0 | 0 | 0 | 0
PeakG | 0 | 0 | 0 | 0 | 0 | 0
PeakO | 0 | 0 | 0 | 0 | 0 | 0
ST | 0 | 0 | 0 | 0 | 0 | 0
STOG | 0 | 0 | 0 | 0 | 0 | 0
STWD | 0 | 0 | 0 | 0 | 0 | 0
WT | 0 | 0 | 0 | 0 | 0 | 0
IGCC | 0 | 0 | 0 | 0 | 0 | 0
DemandResponse | 0 | 0 | 0 | 0 | 0 | 0
IGCC-CCS | 0 | 0 | 0 | 0 | 0 | 0
WT_off | 0 | 0 | 0 | 0 | 0 | 0
PseudoUnit | 0 | 0 | 0 | 0 | 0 | 0
FixedInterchange | 0 | 0 | 0 | 0 | 0 | 0
Emission Cost by Reporting Type: AZ_NM_SNV_NucRenew
ReportingType | 2015 | 2020 | 2025 | 2030 | 2035 | 2040
BM | 0 | 0 | 0 | 0 | 0 | 0
CC | 0 | 0 | 0 | 0 | 0 | 0
CSP | 0 | 0 | 0 | 0 | 0 | 0
CT | 0 | 0 | 0 | 0 | 0 | 0
Coal | 0 | 0 | 0 | 0 | 0 | 0
Geo | 0 | 0 | 0 | 0 | 0 | 0
H | 0 | 0 | 0 | 0 | 0 | 0
LFG | 0 | 0 | 0 | 0 | 0 | 0
Nuc | 0 | 0 | 0 | 0 | 0 | 0
PS | 0 | 0 | 0 | 0 | 0 | 0
PV | 0 | 0 | 0 | 0 | 0 | 0
PeakG | 0 | 0 | 0 | 0 | 0 | 0
PeakO | 0 | 0 | 0 | 0 | 0 | 0
ST | 0 | 0 | 0 | 0 | 0 | 0
STOG | 0 | 0 | 0 | 0 | 0 | 0
STWD | 0 | 0 | 0 | 0 | 0 | 0
WT | 0 | 0 | 0 | 0 | 0 | 0
IGCC | 0 | 0 | 0 | 0 | 0 | 0
DemandResponse | 0 | 0 | 0 | 0 | 0 | 0
IGCC-CCS | 0 | 0 | 0 | 0 | 0 | 0
WT_off | 0 | 0 | 0 | 0 | 0 | 0
PseudoUnit | 0 | 0 | 0 | 0 | 0 | 0
FixedInterchange | 0 | 0 | 0 | 0 | 0 | 0
Emission Cost by Reporting Type: ERCOT
ReportingType | 2015 | 2020 | 2025 | 2030 | 2035 | 2040
BM | 0 | 0 | 0 | 0 | 0 | 0
CC | 0 | 0 | 0 | 0 | 0 | 0
CSP | 0 | 0 | 0 | 0 | 0 | 0
CT | 0 | 0 | 0 | 0 | 0 | 0
Coal | 0 | 0 | 0 | 0 | 0 | 0
Geo | 0 | 0 | 0 | 0 | 0 | 0
H | 0 | 0 | 0 | 0 | 0 | 0
LFG | 0 | 0 | 0 | 0 | 0 | 0
Nuc | 0 | 0 | 0 | 0 | 0 | 0
PS | 0 | 0 | 0 | 0 | 0 | 0
PV | 0 | 0 | 0 | 0 | 0 | 0
PeakG | 0 | 0 | 0 | 0 | 0 | 0
PeakO | 0 | 0 | 0 | 0 | 0 | 0
ST | 0 | 0 | 0 | 0 | 0 | 0
STOG | 0 | 0 | 0 | 0 | 0 | 0
STWD | 0 | 0 | 0 | 0 | 0 | 0
WT | 0 | 0 | 0 | 0 | 0 | 0
IGCC | 0 | 0 | 0 | 0 | 0 | 0
DemandResponse | 0 | 0 | 0 | 0 | 0 | 0
IGCC-CCS | 0 | 0 | 0 | 0 | 0 | 0
WT_off | 0 | 0 | 0 | 0 | 0 | 0
PseudoUnit | 0 | 0 | 0 | 0 | 0 | 0
FixedInterchange | 0 | 0 | 0 | 0 | 0 | 0
Emission Cost by Reporting Type: NP15
ReportingType | 2015 | 2020 | 2025 | 2030 | 2035 | 2040
BM | 0 | 0 | 0 | 0 | 0 | 0
CC | 0 | 0 | 0 | 0 | 0 | 0
CSP | 0 | 0 | 0 | 0 | 0 | 0
CT | 0 | 0 | 0 | 0 | 0 | 0
Coal | 0 | 0 | 0 | 0 | 0 | 0
Geo | 0 | 0 | 0 | 0 | 0 | 0
H | 0 | 0 | 0 | 0 | 0 | 0
LFG | 0 | 0 | 0 | 0 | 0 | 0
Nuc | 0 | 0 | 0 | 0 | 0 | 0
PS | 0 | 0 | 0 | 0 | 0 | 0
PV | 0 | 0 | 0 | 0 | 0 | 0
PeakG | 0 | 0 | 0 | 0 | 0 | 0
PeakO | 0 | 0 | 0 | 0 | 0 | 0
ST | 0 | 0 | 0 | 0 | 0 | 0
STOG | 0 | 0 | 0 | 0 | 0 | 0
STWD | 0 | 0 | 0 | 0 | 0 | 0
WT | 0 | 0 | 0 | 0 | 0 | 0
IGCC | 0 | 0 | 0 | 0 | 0 | 0
DemandResponse | 0 | 0 | 0 | 0 | 0 | 0
IGCC-CCS | 0 | 0 | 0 | 0 | 0 | 0
WT_off | 0 | 0 | 0 | 0 | 0 | 0
PseudoUnit | 0 | 0 | 0 | 0 | 0 | 0
FixedInterchange | 0 | 0 | 0 | 0 | 0 | 0
Emission Cost by Reporting Type: NWPP_Coal
ReportingType | 2015 | 2020 | 2025 | 2030 | 2035 | 2040
BM | 0 | 0 | 0 | 0 | 0 | 0
CC | 0 | 0 | 0 | 0 | 0 | 0
CSP | 0 | 0 | 0 | 0 | 0 | 0
CT | 0 | 0 | 0 | 0 | 0 | 0
Coal | 0 | 0 | 0 | 0 | 0 | 0
Geo | 0 | 0 | 0 | 0 | 0 | 0
H | 0 | 0 | 0 | 0 | 0 | 0
LFG | 0 | 0 | 0 | 0 | 0 | 0
Nuc | 0 | 0 | 0 | 0 | 0 | 0
PS | 0 | 0 | 0 | 0 | 0 | 0
PV | 0 | 0 | 0 | 0 | 0 | 0
PeakG | 0 | 0 | 0 | 0 | 0 | 0
PeakO | 0 | 0 | 0 | 0 | 0 | 0
ST | 0 | 0 | 0 | 0 | 0 | 0
STOG | 0 | 0 | 0 | 0 | 0 | 0
STWD | 0 | 0 | 0 | 0 | 0 | 0
WT | 0 | 0 | 0 | 0 | 0 | 0
IGCC | 0 | 0 | 0 | 0 | 0 | 0
DemandResponse | 0 | 0 | 0 | 0 | 0 | 0
IGCC-CCS | 0 | 0 | 0 | 0 | 0 | 0
WT_off | 0 | 0 | 0 | 0 | 0 | 0
PseudoUnit | 0 | 0 | 0 | 0 | 0 | 0
FixedInterchange | 0 | 0 | 0 | 0 | 0 | 0
Emission Cost by Reporting Type: NWPP_Gas
ReportingType | 2015 | 2020 | 2025 | 2030 | 2035 | 2040
BM | 0 | 0 | 0 | 0 | 0 | 0
CC | 0 | 0 | 0 | 0 | 0 | 0
CSP | 0 | 0 | 0 | 0 | 0 | 0
CT | 0 | 0 | 0 | 0 | 0 | 0
Coal | 0 | 0 | 0 | 0 | 0 | 0
Geo | 0 | 0 | 0 | 0 | 0 | 0
H | 0 | 0 | 0 | 0 | 0 | 0
LFG | 0 | 0 | 0 | 0 | 0 | 0
Nuc | 0 | 0 | 0 | 0 | 0 | 0
PS | 0 | 0 | 0 | 0 | 0 | 0
PV | 0 | 0 | 0 | 0 | 0 | 0
PeakG | 0 | 0 | 0 | 0 | 0 | 0
PeakO | 0 | 0 | 0 | 0 | 0 | 0
ST | 0 | 0 | 0 | 0 | 0 | 0
STOG | 0 | 0 | 0 | 0 | 0 | 0
STWD | 0 | 0 | 0 | 0 | 0 | 0
WT | 0 | 0 | 0 | 0 | 0 | 0
IGCC | 0 | 0 | 0 | 0 | 0 | 0
DemandResponse | 0 | 0 | 0 | 0 | 0 | 0
IGCC-CCS | 0 | 0 | 0 | 0 | 0 | 0
WT_off | 0 | 0 | 0 | 0 | 0 | 0
PseudoUnit | 0 | 0 | 0 | 0 | 0 | 0
FixedInterchange | 0 | 0 | 0 | 0 | 0 | 0
Emission Cost by Reporting Type: NWPP_NucRenew
ReportingType | 2015 | 2020 | 2025 | 2030 | 2035 | 2040
BM | 0 | 0 | 0 | 0 | 0 | 0
CC | 0 | 0 | 0 | 0 | 0 | 0
CSP | 0 | 0 | 0 | 0 | 0 | 0
CT | 0 | 0 | 0 | 0 | 0 | 0
Coal | 0 | 0 | 0 | 0 | 0 | 0
Geo | 0 | 0 | 0 | 0 | 0 | 0
H | 0 | 0 | 0 | 0 | 0 | 0
LFG | 0 | 0 | 0 | 0 | 0 | 0
Nuc | 0 | 0 | 0 | 0 | 0 | 0
PS | 0 | 0 | 0 | 0 | 0 | 0
PV | 0 | 0 | 0 | 0 | 0 | 0
PeakG | 0 | 0 | 0 | 0 | 0 | 0
PeakO | 0 | 0 | 0 | 0 | 0 | 0
ST | 0 | 0 | 0 | 0 | 0 | 0
STOG | 0 | 0 | 0 | 0 | 0 | 0
STWD | 0 | 0 | 0 | 0 | 0 | 0
WT | 0 | 0 | 0 | 0 | 0 | 0
IGCC | 0 | 0 | 0 | 0 | 0 | 0
DemandResponse | 0 | 0 | 0 | 0 | 0 | 0
IGCC-CCS | 0 | 0 | 0 | 0 | 0 | 0
WT_off | 0 | 0 | 0 | 0 | 0 | 0
PseudoUnit | 0 | 0 | 0 | 0 | 0 | 0
FixedInterchange | 0 | 0 | 0 | 0 | 0 | 0
Emission Cost by Reporting Type: RMPA
ReportingType | 2015 | 2020 | 2025 | 2030 | 2035 | 2040
BM | 0 | 0 | 0 | 0 | 0 | 0
CC | 0 | 0 | 0 | 0 | 0 | 0
CSP | 0 | 0 | 0 | 0 | 0 | 0
CT | 0 | 0 | 0 | 0 | 0 | 0
Coal | 0 | 0 | 0 | 0 | 0 | 0
Geo | 0 | 0 | 0 | 0 | 0 | 0
H | 0 | 0 | 0 | 0 | 0 | 0
LFG | 0 | 0 | 0 | 0 | 0 | 0
Nuc | 0 | 0 | 0 | 0 | 0 | 0
PS | 0 | 0 | 0 | 0 | 0 | 0
PV | 0 | 0 | 0 | 0 | 0 | 0
PeakG | 0 | 0 | 0 | 0 | 0 | 0
PeakO | 0 | 0 | 0 | 0 | 0 | 0
ST | 0 | 0 | 0 | 0 | 0 | 0
STOG | 0 | 0 | 0 | 0 | 0 | 0
STWD | 0 | 0 | 0 | 0 | 0 | 0
WT | 0 | 0 | 0 | 0 | 0 | 0
IGCC | 0 | 0 | 0 | 0 | 0 | 0
DemandResponse | 0 | 0 | 0 | 0 | 0 | 0
IGCC-CCS | 0 | 0 | 0 | 0 | 0 | 0
WT_off | 0 | 0 | 0 | 0 | 0 | 0
PseudoUnit | 0 | 0 | 0 | 0 | 0 | 0
FixedInterchange | 0 | 0 | 0 | 0 | 0 | 0
Emission Cost by Reporting Type: SP15
ReportingType | 2015 | 2020 | 2025 | 2030 | 2035 | 2040
BM | 0 | 0 | 0 | 0 | 0 | 0
CC | 0 | 0 | 0 | 0 | 0 | 0
CSP | 0 | 0 | 0 | 0 | 0 | 0
CT | 0 | 0 | 0 | 0 | 0 | 0
Coal | 0 | 0 | 0 | 0 | 0 | 0
Geo | 0 | 0 | 0 | 0 | 0 | 0
H | 0 | 0 | 0 | 0 | 0 | 0
LFG | 0 | 0 | 0 | 0 | 0 | 0
Nuc | 0 | 0 | 0 | 0 | 0 | 0
PS | 0 | 0 | 0 | 0 | 0 | 0
PV | 0 | 0 | 0 | 0 | 0 | 0
PeakG | 0 | 0 | 0 | 0 | 0 | 0
PeakO | 0 | 0 | 0 | 0 | 0 | 0
ST | 0 | 0 | 0 | 0 | 0 | 0
STOG | 0 | 0 | 0 | 0 | 0 | 0
STWD | 0 | 0 | 0 | 0 | 0 | 0
WT | 0 | 0 | 0 | 0 | 0 | 0
IGCC | 0 | 0 | 0 | 0 | 0 | 0
DemandResponse | 0 | 0 | 0 | 0 | 0 | 0
IGCC-CCS | 0 | 0 | 0 | 0 | 0 | 0
WT_off | 0 | 0 | 0 | 0 | 0 | 0
PseudoUnit | 0 | 0 | 0 | 0 | 0 | 0
FixedInterchange | 0 | 0 | 0 | 0 | 0 | 0
Emission Cost by Reporting Type: ALB
ReportingType | 2015 | 2020 | 2025 | 2030 | 2035 | 2040
BM | 0 | 0 | 0 | 0 | 0 | 0
CC | 0 | 0 | 0 | 0 | 0 | 0
CSP | 0 | 0 | 0 | 0 | 0 | 0
CT | 0 | 0 | 0 | 0 | 0 | 0
Coal | 0 | 0 | 0 | 0 | 0 | 0
Geo | 0 | 0 | 0 | 0 | 0 | 0
H | 0 | 0 | 0 | 0 | 0 | 0
LFG | 0 | 0 | 0 | 0 | 0 | 0
Nuc | 0 | 0 | 0 | 0 | 0 | 0
PS | 0 | 0 | 0 | 0 | 0 | 0
PV | 0 | 0 | 0 | 0 | 0 | 0
PeakG | 0 | 0 | 0 | 0 | 0 | 0
PeakO | 0 | 0 | 0 | 0 | 0 | 0
ST | 0 | 0 | 0 | 0 | 0 | 0
STOG | 0 | 0 | 0 | 0 | 0 | 0
STWD | 0 | 0 | 0 | 0 | 0 | 0
WT | 0 | 0 | 0 | 0 | 0 | 0
IGCC | 0 | 0 | 0 | 0 | 0 | 0
DemandResponse | 0 | 0 | 0 | 0 | 0 | 0
IGCC-CCS | 0 | 0 | 0 | 0 | 0 | 0
WT_off | 0 | 0 | 0 | 0 | 0 | 0
PseudoUnit | 0 | 0 | 0 | 0 | 0 | 0
FixedInterchange | 0 | 0 | 0 | 0 | 0 | 0
Emission Cost by Reporting Type: BC
ReportingType | 2015 | 2020 | 2025 | 2030 | 2035 | 2040
BM | 0 | 0 | 0 | 0 | 0 | 0
CC | 0 | 0 | 0 | 0 | 0 | 0
CSP | 0 | 0 | 0 | 0 | 0 | 0
CT | 0 | 0 | 0 | 0 | 0 | 0
Coal | 0 | 0 | 0 | 0 | 0 | 0
Geo | 0 | 0 | 0 | 0 | 0 | 0
H | 0 | 0 | 0 | 0 | 0 | 0
LFG | 0 | 0 | 0 | 0 | 0 | 0
Nuc | 0 | 0 | 0 | 0 | 0 | 0
PS | 0 | 0 | 0 | 0 | 0 | 0
PV | 0 | 0 | 0 | 0 | 0 | 0
PeakG | 0 | 0 | 0 | 0 | 0 | 0
PeakO | 0 | 0 | 0 | 0 | 0 | 0
ST | 0 | 0 | 0 | 0 | 0 | 0
STOG | 0 | 0 | 0 | 0 | 0 | 0
STWD | 0 | 0 | 0 | 0 | 0 | 0
WT | 0 | 0 | 0 | 0 | 0 | 0
IGCC | 0 | 0 | 0 | 0 | 0 | 0
DemandResponse | 0 | 0 | 0 | 0 | 0 | 0
IGCC-CCS | 0 | 0 | 0 | 0 | 0 | 0
WT_off | 0 | 0 | 0 | 0 | 0 | 0
PseudoUnit | 0 | 0 | 0 | 0 | 0 | 0
FixedInterchange | 0 | 0 | 0 | 0 | 0 | 0
Emission Cost by Reporting Type: HQ_IESO
ReportingType | 2015 | 2020 | 2025 | 2030 | 2035 | 2040
BM | 0 | 0 | 0 | 0 | 0 | 0
CC | 0 | 0 | 0 | 0 | 0 | 0
CSP | 0 | 0 | 0 | 0 | 0 | 0
CT | 0 | 0 | 0 | 0 | 0 | 0
Coal | 0 | 0 | 0 | 0 | 0 | 0
Geo | 0 | 0 | 0 | 0 | 0 | 0
H | 0 | 0 | 0 | 0 | 0 | 0
LFG | 0 | 0 | 0 | 0 | 0 | 0
Nuc | 0 | 0 | 0 | 0 | 0 | 0
PS | 0 | 0 | 0 | 0 | 0 | 0
PV | 0 | 0 | 0 | 0 | 0 | 0
PeakG | 0 | 0 | 0 | 0 | 0 | 0
PeakO | 0 | 0 | 0 | 0 | 0 | 0
ST | 0 | 0 | 0 | 0 | 0 | 0
STOG | 0 | 0 | 0 | 0 | 0 | 0
STWD | 0 | 0 | 0 | 0 | 0 | 0
WT | 0 | 0 | 0 | 0 | 0 | 0
IGCC | 0 | 0 | 0 | 0 | 0 | 0
DemandResponse | 0 | 0 | 0 | 0 | 0 | 0
IGCC-CCS | 0 | 0 | 0 | 0 | 0 | 0
WT_off | 0 | 0 | 0 | 0 | 0 | 0
PseudoUnit | 0 | 0 | 0 | 0 | 0 | 0
FixedInterchange | 0 | 0 | 0 | 0 | 0 | 0
Emission Cost by Reporting Type: HQ_NEISO
ReportingType | 2015 | 2020 | 2025 | 2030 | 2035 | 2040
BM | 0 | 0 | 0 | 0 | 0 | 0
CC | 0 | 0 | 0 | 0 | 0 | 0
CSP | 0 | 0 | 0 | 0 | 0 | 0
CT | 0 | 0 | 0 | 0 | 0 | 0
Coal | 0 | 0 | 0 | 0 | 0 | 0
Geo | 0 | 0 | 0 | 0 | 0 | 0
H | 0 | 0 | 0 | 0 | 0 | 0
LFG | 0 | 0 | 0 | 0 | 0 | 0
Nuc | 0 | 0 | 0 | 0 | 0 | 0
PS | 0 | 0 | 0 | 0 | 0 | 0
PV | 0 | 0 | 0 | 0 | 0 | 0
PeakG | 0 | 0 | 0 | 0 | 0 | 0
PeakO | 0 | 0 | 0 | 0 | 0 | 0
ST | 0 | 0 | 0 | 0 | 0 | 0
STOG | 0 | 0 | 0 | 0 | 0 | 0
STWD | 0 | 0 | 0 | 0 | 0 | 0
WT | 0 | 0 | 0 | 0 | 0 | 0
IGCC | 0 | 0 | 0 | 0 | 0 | 0
DemandResponse | 0 | 0 | 0 | 0 | 0 | 0
IGCC-CCS | 0 | 0 | 0 | 0 | 0 | 0
WT_off | 0 | 0 | 0 | 0 | 0 | 0
PseudoUnit | 0 | 0 | 0 | 0 | 0 | 0
FixedInterchange | 0 | 0 | 0 | 0 | 0 | 0
Emission Cost by Reporting Type: HQ_NY
ReportingType | 2015 | 2020 | 2025 | 2030 | 2035 | 2040
BM | 0 | 0 | 0 | 0 | 0 | 0
CC | 0 | 0 | 0 | 0 | 0 | 0
CSP | 0 | 0 | 0 | 0 | 0 | 0
CT | 0 | 0 | 0 | 0 | 0 | 0
Coal | 0 | 0 | 0 | 0 | 0 | 0
Geo | 0 | 0 | 0 | 0 | 0 | 0
H | 0 | 0 | 0 | 0 | 0 | 0
LFG | 0 | 0 | 0 | 0 | 0 | 0
Nuc | 0 | 0 | 0 | 0 | 0 | 0
PS | 0 | 0 | 0 | 0 | 0 | 0
PV | 0 | 0 | 0 | 0 | 0 | 0
PeakG | 0 | 0 | 0 | 0 | 0 | 0
PeakO | 0 | 0 | 0 | 0 | 0 | 0
ST | 0 | 0 | 0 | 0 | 0 | 0
STOG | 0 | 0 | 0 | 0 | 0 | 0
STWD | 0 | 0 | 0 | 0 | 0 | 0
WT | 0 | 0 | 0 | 0 | 0 | 0
IGCC | 0 | 0 | 0 | 0 | 0 | 0
DemandResponse | 0 | 0 | 0 | 0 | 0 | 0
IGCC-CCS | 0 | 0 | 0 | 0 | 0 | 0
WT_off | 0 | 0 | 0 | 0 | 0 | 0
PseudoUnit | 0 | 0 | 0 | 0 | 0 | 0
FixedInterchange | 0 | 0 | 0 | 0 | 0 | 0
Emission Cost by Reporting Type: MARITIMES
ReportingType | 2015 | 2020 | 2025 | 2030 | 2035 | 2040
BM | 0 | 0 | 0 | 0 | 0 | 0
CC | 0 | 0 | 0 | 0 | 0 | 0
CSP | 0 | 0 | 0 | 0 | 0 | 0
CT | 0 | 0 | 0 | 0 | 0 | 0
Coal | 0 | 0 | 0 | 0 | 0 | 0
Geo | 0 | 0 | 0 | 0 | 0 | 0
H | 0 | 0 | 0 | 0 | 0 | 0
LFG | 0 | 0 | 0 | 0 | 0 | 0
Nuc | 0 | 0 | 0 | 0 | 0 | 0
PS | 0 | 0 | 0 | 0 | 0 | 0
PV | 0 | 0 | 0 | 0 | 0 | 0
PeakG | 0 | 0 | 0 | 0 | 0 | 0
PeakO | 0 | 0 | 0 | 0 | 0 | 0
ST | 0 | 0 | 0 | 0 | 0 | 0
STOG | 0 | 0 | 0 | 0 | 0 | 0
STWD | 0 | 0 | 0 | 0 | 0 | 0
WT | 0 | 0 | 0 | 0 | 0 | 0
IGCC | 0 | 0 | 0 | 0 | 0 | 0
DemandResponse | 0 | 0 | 0 | 0 | 0 | 0
IGCC-CCS | 0 | 0 | 0 | 0 | 0 | 0
WT_off | 0 | 0 | 0 | 0 | 0 | 0
PseudoUnit | 0 | 0 | 0 | 0 | 0 | 0
FixedInterchange | 0 | 0 | 0 | 0 | 0 | 0
Emission Cost by Reporting Type: All
ReportingType | 2015 | 2020 | 2025 | 2030 | 2035 | 2040
BM | 0 | 0 | 0 | 0 | 0 | 0
CC | 0 | 0 | 0 | 0 | 0 | 0
CSP | 0 | 0 | 0 | 0 | 0 | 0
CT | 0 | 0 | 0 | 0 | 0 | 0
Coal | 0 | 0 | 0 | 0 | 0 | 0
Geo | 0 | 0 | 0 | 0 | 0 | 0
H | 0 | 0 | 0 | 0 | 0 | 0
LFG | 0 | 0 | 0 | 0 | 0 | 0
Nuc | 0 | 0 | 0 | 0 | 0 | 0
PS | 0 | 0 | 0 | 0 | 0 | 0
PV | 0 | 0 | 0 | 0 | 0 | 0
PeakG | 0 | 0 | 0 | 0 | 0 | 0
PeakO | 0 | 0 | 0 | 0 | 0 | 0
ST | 0 | 0 | 0 | 0 | 0 | 0
STOG | 0 | 0 | 0 | 0 | 0 | 0
STWD | 0 | 0 | 0 | 0 | 0 | 0
WT | 0 | 0 | 0 | 0 | 0 | 0
IGCC | 0 | 0 | 0 | 0 | 0 | 0
DemandResponse | 0 | 0 | 0 | 0 | 0 | 0
IGCC-CCS | 0 | 0 | 0 | 0 | 0 | 0
WT_off | 0 | 0 | 0 | 0 | 0 | 0
PseudoUnit | 0 | 0 | 0 | 0 | 0 | 0
FixedInterchange | 0 | 0 | 0 | 0 | 0 | 0
Emission Cost by Reporting Type: EI_US
ReportingType | 2015 | 2020 | 2025 | 2030 | 2035 | 2040
BM | 0 | 0 | 0 | 0 | 0 | 0
CC | 0 | 0 | 0 | 0 | 0 | 0
CSP | 0 | 0 | 0 | 0 | 0 | 0
CT | 0 | 0 | 0 | 0 | 0 | 0
Coal | 0 | 0 | 0 | 0 | 0 | 0
Geo | 0 | 0 | 0 | 0 | 0 | 0
H | 0 | 0 | 0 | 0 | 0 | 0
LFG | 0 | 0 | 0 | 0 | 0 | 0
Nuc | 0 | 0 | 0 | 0 | 0 | 0
PS | 0 | 0 | 0 | 0 | 0 | 0
PV | 0 | 0 | 0 | 0 | 0 | 0
PeakG | 0 | 0 | 0 | 0 | 0 | 0
PeakO | 0 | 0 | 0 | 0 | 0 | 0
ST | 0 | 0 | 0 | 0 | 0 | 0
STOG | 0 | 0 | 0 | 0 | 0 | 0
STWD | 0 | 0 | 0 | 0 | 0 | 0
WT | 0 | 0 | 0 | 0 | 0 | 0
IGCC | 0 | 0 | 0 | 0 | 0 | 0
DemandResponse | 0 | 0 | 0 | 0 | 0 | 0
IGCC-CCS | 0 | 0 | 0 | 0 | 0 | 0
WT_off | 0 | 0 | 0 | 0 | 0 | 0
PseudoUnit | 0 | 0 | 0 | 0 | 0 | 0
FixedInterchange | 0 | 0 | 0 | 0 | 0 | 0
Emission Cost by Reporting Type: EI_Canada
ReportingType | 2015 | 2020 | 2025 | 2030 | 2035 | 2040
BM | 0 | 0 | 0 | 0 | 0 | 0
CC | 0 | 0 | 0 | 0 | 0 | 0
CSP | 0 | 0 | 0 | 0 | 0 | 0
CT | 0 | 0 | 0 | 0 | 0 | 0
Coal | 0 | 0 | 0 | 0 | 0 | 0
Geo | 0 | 0 | 0 | 0 | 0 | 0
H | 0 | 0 | 0 | 0 | 0 | 0
LFG | 0 | 0 | 0 | 0 | 0 | 0
Nuc | 0 | 0 | 0 | 0 | 0 | 0
PS | 0 | 0 | 0 | 0 | 0 | 0
PV | 0 | 0 | 0 | 0 | 0 | 0
PeakG | 0 | 0 | 0 | 0 | 0 | 0
PeakO | 0 | 0 | 0 | 0 | 0 | 0
ST | 0 | 0 | 0 | 0 | 0 | 0
STOG | 0 | 0 | 0 | 0 | 0 | 0
STWD | 0 | 0 | 0 | 0 | 0 | 0
WT | 0 | 0 | 0 | 0 | 0 | 0
IGCC | 0 | 0 | 0 | 0 | 0 | 0
DemandResponse | 0 | 0 | 0 | 0 | 0 | 0
IGCC-CCS | 0 | 0 | 0 | 0 | 0 | 0
WT_off | 0 | 0 | 0 | 0 | 0 | 0
PseudoUnit | 0 | 0 | 0 | 0 | 0 | 0
FixedInterchange | 0 | 0 | 0 | 0 | 0 | 0
Emission Cost by Reporting Type: EI
ReportingType | 2015 | 2020 | 2025 | 2030 | 2035 | 2040
BM | 0 | 0 | 0 | 0 | 0 | 0
CC | 0 | 0 | 0 | 0 | 0 | 0
CSP | 0 | 0 | 0 | 0 | 0 | 0
CT | 0 | 0 | 0 | 0 | 0 | 0
Coal | 0 | 0 | 0 | 0 | 0 | 0
Geo | 0 | 0 | 0 | 0 | 0 | 0
H | 0 | 0 | 0 | 0 | 0 | 0
LFG | 0 | 0 | 0 | 0 | 0 | 0
Nuc | 0 | 0 | 0 | 0 | 0 | 0
PS | 0 | 0 | 0 | 0 | 0 | 0
PV | 0 | 0 | 0 | 0 | 0 | 0
PeakG | 0 | 0 | 0 | 0 | 0 | 0
PeakO | 0 | 0 | 0 | 0 | 0 | 0
ST | 0 | 0 | 0 | 0 | 0 | 0
STOG | 0 | 0 | 0 | 0 | 0 | 0
STWD | 0 | 0 | 0 | 0 | 0 | 0
WT | 0 | 0 | 0 | 0 | 0 | 0
IGCC | 0 | 0 | 0 | 0 | 0 | 0
DemandResponse | 0 | 0 | 0 | 0 | 0 | 0
IGCC-CCS | 0 | 0 | 0 | 0 | 0 | 0
WT_off | 0 | 0 | 0 | 0 | 0 | 0
PseudoUnit | 0 | 0 | 0 | 0 | 0 | 0
FixedInterchange | 0 | 0 | 0 | 0 | 0 | 0
Emission Cost by Reporting Type: Outside_EI
ReportingType | 2015 | 2020 | 2025 | 2030 | 2035 | 2040
BM | 0 | 0 | 0 | 0 | 0 | 0
CC | 0 | 0 | 0 | 0 | 0 | 0
CSP | 0 | 0 | 0 | 0 | 0 | 0
CT | 0 | 0 | 0 | 0 | 0 | 0
Coal | 0 | 0 | 0 | 0 | 0 | 0
Geo | 0 | 0 | 0 | 0 | 0 | 0
H | 0 | 0 | 0 | 0 | 0 | 0
LFG | 0 | 0 | 0 | 0 | 0 | 0
Nuc | 0 | 0 | 0 | 0 | 0 | 0
PS | 0 | 0 | 0 | 0 | 0 | 0
PV | 0 | 0 | 0 | 0 | 0 | 0
PeakG | 0 | 0 | 0 | 0 | 0 | 0
PeakO | 0 | 0 | 0 | 0 | 0 | 0
ST | 0 | 0 | 0 | 0 | 0 | 0
STOG | 0 | 0 | 0 | 0 | 0 | 0
STWD | 0 | 0 | 0 | 0 | 0 | 0
WT | 0 | 0 | 0 | 0 | 0 | 0
IGCC | 0 | 0 | 0 | 0 | 0 | 0
DemandResponse | 0 | 0 | 0 | 0 | 0 | 0
IGCC-CCS | 0 | 0 | 0 | 0 | 0 | 0
WT_off | 0 | 0 | 0 | 0 | 0 | 0
PseudoUnit | 0 | 0 | 0 | 0 | 0 | 0
FixedInterchange | 0 | 0 | 0 | 0 | 0 | 0
==== Emission Program: CAMR : (Hg) ====
Emission Cost by Reporting Type: Entergy
ReportingType | 2015 | 2020 | 2025 | 2030 | 2035 | 2040
BM | 0 | 0 | 0 | 0 | 0 | 0
CC | 0 | 0 | 0 | 0 | 0 | 0
CSP | 0 | 0 | 0 | 0 | 0 | 0
CT | 0 | 0 | 0 | 0 | 0 | 0
Coal | 0 | 0 | 0 | 0 | 0 | 0
Geo | 0 | 0 | 0 | 0 | 0 | 0
H | 0 | 0 | 0 | 0 | 0 | 0
LFG | 0 | 0 | 0 | 0 | 0 | 0
Nuc | 0 | 0 | 0 | 0 | 0 | 0
PS | 0 | 0 | 0 | 0 | 0 | 0
PV | 0 | 0 | 0 | 0 | 0 | 0
PeakG | 0 | 0 | 0 | 0 | 0 | 0
PeakO | 0 | 0 | 0 | 0 | 0 | 0
ST | 0 | 0 | 0 | 0 | 0 | 0
STOG | 0 | 0 | 0 | 0 | 0 | 0
STWD | 0 | 0 | 0 | 0 | 0 | 0
WT | 0 | 0 | 0 | 0 | 0 | 0
IGCC | 0 | 0 | 0 | 0 | 0 | 0
DemandResponse | 0 | 0 | 0 | 0 | 0 | 0
IGCC-CCS | 0 | 0 | 0 | 0 | 0 | 0
WT_off | 0 | 0 | 0 | 0 | 0 | 0
PseudoUnit | 0 | 0 | 0 | 0 | 0 | 0
FixedInterchange | 0 | 0 | 0 | 0 | 0 | 0
Emission Cost by Reporting Type: FRCC
ReportingType | 2015 | 2020 | 2025 | 2030 | 2035 | 2040
BM | 0 | 0 | 0 | 0 | 0 | 0
CC | 0 | 0 | 0 | 0 | 0 | 0
CSP | 0 | 0 | 0 | 0 | 0 | 0
CT | 0 | 0 | 0 | 0 | 0 | 0
Coal | 0 | 0 | 0 | 0 | 0 | 0
Geo | 0 | 0 | 0 | 0 | 0 | 0
H | 0 | 0 | 0 | 0 | 0 | 0
LFG | 0 | 0 | 0 | 0 | 0 | 0
Nuc | 0 | 0 | 0 | 0 | 0 | 0
PS | 0 | 0 | 0 | 0 | 0 | 0
PV | 0 | 0 | 0 | 0 | 0 | 0
PeakG | 0 | 0 | 0 | 0 | 0 | 0
PeakO | 0 | 0 | 0 | 0 | 0 | 0
ST | 0 | 0 | 0 | 0 | 0 | 0
STOG | 0 | 0 | 0 | 0 | 0 | 0
STWD | 0 | 0 | 0 | 0 | 0 | 0
WT | 0 | 0 | 0 | 0 | 0 | 0
IGCC | 0 | 0 | 0 | 0 | 0 | 0
DemandResponse | 0 | 0 | 0 | 0 | 0 | 0
IGCC-CCS | 0 | 0 | 0 | 0 | 0 | 0
WT_off | 0 | 0 | 0 | 0 | 0 | 0
PseudoUnit | 0 | 0 | 0 | 0 | 0 | 0
FixedInterchange | 0 | 0 | 0 | 0 | 0 | 0
Emission Cost by Reporting Type: MAPP_US
ReportingType | 2015 | 2020 | 2025 | 2030 | 2035 | 2040
BM | 0 | 0 | 0 | 0 | 0 | 0
CC | 0 | 0 | 0 | 0 | 0 | 0
CSP | 0 | 0 | 0 | 0 | 0 | 0
CT | 0 | 0 | 0 | 0 | 0 | 0
Coal | 0 | 0 | 0 | 0 | 0 | 0
Geo | 0 | 0 | 0 | 0 | 0 | 0
H | 0 | 0 | 0 | 0 | 0 | 0
LFG | 0 | 0 | 0 | 0 | 0 | 0
Nuc | 0 | 0 | 0 | 0 | 0 | 0
PS | 0 | 0 | 0 | 0 | 0 | 0
PV | 0 | 0 | 0 | 0 | 0 | 0
PeakG | 0 | 0 | 0 | 0 | 0 | 0
PeakO | 0 | 0 | 0 | 0 | 0 | 0
ST | 0 | 0 | 0 | 0 | 0 | 0
STOG | 0 | 0 | 0 | 0 | 0 | 0
STWD | 0 | 0 | 0 | 0 | 0 | 0
WT | 0 | 0 | 0 | 0 | 0 | 0
IGCC | 0 | 0 | 0 | 0 | 0 | 0
DemandResponse | 0 | 0 | 0 | 0 | 0 | 0
IGCC-CCS | 0 | 0 | 0 | 0 | 0 | 0
WT_off | 0 | 0 | 0 | 0 | 0 | 0
PseudoUnit | 0 | 0 | 0 | 0 | 0 | 0
FixedInterchange | 0 | 0 | 0 | 0 | 0 | 0
Emission Cost by Reporting Type: MISO_IN
ReportingType | 2015 | 2020 | 2025 | 2030 | 2035 | 2040
BM | 0 | 0 | 0 | 0 | 0 | 0
CC | 0 | 0 | 0 | 0 | 0 | 0
CSP | 0 | 0 | 0 | 0 | 0 | 0
CT | 0 | 0 | 0 | 0 | 0 | 0
Coal | 0 | 0 | 0 | 0 | 0 | 0
Geo | 0 | 0 | 0 | 0 | 0 | 0
H | 0 | 0 | 0 | 0 | 0 | 0
LFG | 0 | 0 | 0 | 0 | 0 | 0
Nuc | 0 | 0 | 0 | 0 | 0 | 0
PS | 0 | 0 | 0 | 0 | 0 | 0
PV | 0 | 0 | 0 | 0 | 0 | 0
PeakG | 0 | 0 | 0 | 0 | 0 | 0
PeakO | 0 | 0 | 0 | 0 | 0 | 0
ST | 0 | 0 | 0 | 0 | 0 | 0
STOG | 0 | 0 | 0 | 0 | 0 | 0
STWD | 0 | 0 | 0 | 0 | 0 | 0
WT | 0 | 0 | 0 | 0 | 0 | 0
IGCC | 0 | 0 | 0 | 0 | 0 | 0
DemandResponse | 0 | 0 | 0 | 0 | 0 | 0
IGCC-CCS | 0 | 0 | 0 | 0 | 0 | 0
WT_off | 0 | 0 | 0 | 0 | 0 | 0
PseudoUnit | 0 | 0 | 0 | 0 | 0 | 0
FixedInterchange | 0 | 0 | 0 | 0 | 0 | 0
Emission Cost by Reporting Type: MISO_MI
ReportingType | 2015 | 2020 | 2025 | 2030 | 2035 | 2040
BM | 0 | 0 | 0 | 0 | 0 | 0
CC | 0 | 0 | 0 | 0 | 0 | 0
CSP | 0 | 0 | 0 | 0 | 0 | 0
CT | 0 | 0 | 0 | 0 | 0 | 0
Coal | 0 | 0 | 0 | 0 | 0 | 0
Geo | 0 | 0 | 0 | 0 | 0 | 0
H | 0 | 0 | 0 | 0 | 0 | 0
LFG | 0 | 0 | 0 | 0 | 0 | 0
Nuc | 0 | 0 | 0 | 0 | 0 | 0
PS | 0 | 0 | 0 | 0 | 0 | 0
PV | 0 | 0 | 0 | 0 | 0 | 0
PeakG | 0 | 0 | 0 | 0 | 0 | 0
PeakO | 0 | 0 | 0 | 0 | 0 | 0
ST | 0 | 0 | 0 | 0 | 0 | 0
STOG | 0 | 0 | 0 | 0 | 0 | 0
STWD | 0 | 0 | 0 | 0 | 0 | 0
WT | 0 | 0 | 0 | 0 | 0 | 0
IGCC | 0 | 0 | 0 | 0 | 0 | 0
DemandResponse | 0 | 0 | 0 | 0 | 0 | 0
IGCC-CCS | 0 | 0 | 0 | 0 | 0 | 0
WT_off | 0 | 0 | 0 | 0 | 0 | 0
PseudoUnit | 0 | 0 | 0 | 0 | 0 | 0
FixedInterchange | 0 | 0 | 0 | 0 | 0 | 0
Emission Cost by Reporting Type: MISO_MO-IL
ReportingType | 2015 | 2020 | 2025 | 2030 | 2035 | 2040
BM | 0 | 0 | 0 | 0 | 0 | 0
CC | 0 | 0 | 0 | 0 | 0 | 0
CSP | 0 | 0 | 0 | 0 | 0 | 0
CT | 0 | 0 | 0 | 0 | 0 | 0
Coal | 0 | 0 | 0 | 0 | 0 | 0
Geo | 0 | 0 | 0 | 0 | 0 | 0
H | 0 | 0 | 0 | 0 | 0 | 0
LFG | 0 | 0 | 0 | 0 | 0 | 0
Nuc | 0 | 0 | 0 | 0 | 0 | 0
PS | 0 | 0 | 0 | 0 | 0 | 0
PV | 0 | 0 | 0 | 0 | 0 | 0
PeakG | 0 | 0 | 0 | 0 | 0 | 0
PeakO | 0 | 0 | 0 | 0 | 0 | 0
ST | 0 | 0 | 0 | 0 | 0 | 0
STOG | 0 | 0 | 0 | 0 | 0 | 0
STWD | 0 | 0 | 0 | 0 | 0 | 0
WT | 0 | 0 | 0 | 0 | 0 | 0
IGCC | 0 | 0 | 0 | 0 | 0 | 0
DemandResponse | 0 | 0 | 0 | 0 | 0 | 0
IGCC-CCS | 0 | 0 | 0 | 0 | 0 | 0
WT_off | 0 | 0 | 0 | 0 | 0 | 0
PseudoUnit | 0 | 0 | 0 | 0 | 0 | 0
FixedInterchange | 0 | 0 | 0 | 0 | 0 | 0
Emission Cost by Reporting Type: MISO_W
ReportingType | 2015 | 2020 | 2025 | 2030 | 2035 | 2040
BM | 0 | 0 | 0 | 0 | 0 | 0
CC | 0 | 0 | 0 | 0 | 0 | 0
CSP | 0 | 0 | 0 | 0 | 0 | 0
CT | 0 | 0 | 0 | 0 | 0 | 0
Coal | 0 | 0 | 0 | 0 | 0 | 0
Geo | 0 | 0 | 0 | 0 | 0 | 0
H | 0 | 0 | 0 | 0 | 0 | 0
LFG | 0 | 0 | 0 | 0 | 0 | 0
Nuc | 0 | 0 | 0 | 0 | 0 | 0
PS | 0 | 0 | 0 | 0 | 0 | 0
PV | 0 | 0 | 0 | 0 | 0 | 0
PeakG | 0 | 0 | 0 | 0 | 0 | 0
PeakO | 0 | 0 | 0 | 0 | 0 | 0
ST | 0 | 0 | 0 | 0 | 0 | 0
STOG | 0 | 0 | 0 | 0 | 0 | 0
STWD | 0 | 0 | 0 | 0 | 0 | 0
WT | 0 | 0 | 0 | 0 | 0 | 0
IGCC | 0 | 0 | 0 | 0 | 0 | 0
DemandResponse | 0 | 0 | 0 | 0 | 0 | 0
IGCC-CCS | 0 | 0 | 0 | 0 | 0 | 0
WT_off | 0 | 0 | 0 | 0 | 0 | 0
PseudoUnit | 0 | 0 | 0 | 0 | 0 | 0
FixedInterchange | 0 | 0 | 0 | 0 | 0 | 0
Emission Cost by Reporting Type: MISO_WUMS
ReportingType | 2015 | 2020 | 2025 | 2030 | 2035 | 2040
BM | 0 | 0 | 0 | 0 | 0 | 0
CC | 0 | 0 | 0 | 0 | 0 | 0
CSP | 0 | 0 | 0 | 0 | 0 | 0
CT | 0 | 0 | 0 | 0 | 0 | 0
Coal | 0 | 0 | 0 | 0 | 0 | 0
Geo | 0 | 0 | 0 | 0 | 0 | 0
H | 0 | 0 | 0 | 0 | 0 | 0
LFG | 0 | 0 | 0 | 0 | 0 | 0
Nuc | 0 | 0 | 0 | 0 | 0 | 0
PS | 0 | 0 | 0 | 0 | 0 | 0
PV | 0 | 0 | 0 | 0 | 0 | 0
PeakG | 0 | 0 | 0 | 0 | 0 | 0
PeakO | 0 | 0 | 0 | 0 | 0 | 0
ST | 0 | 0 | 0 | 0 | 0 | 0
STOG | 0 | 0 | 0 | 0 | 0 | 0
STWD | 0 | 0 | 0 | 0 | 0 | 0
WT | 0 | 0 | 0 | 0 | 0 | 0
IGCC | 0 | 0 | 0 | 0 | 0 | 0
DemandResponse | 0 | 0 | 0 | 0 | 0 | 0
IGCC-CCS | 0 | 0 | 0 | 0 | 0 | 0
WT_off | 0 | 0 | 0 | 0 | 0 | 0
PseudoUnit | 0 | 0 | 0 | 0 | 0 | 0
FixedInterchange | 0 | 0 | 0 | 0 | 0 | 0
Emission Cost by Reporting Type: Nebraska
ReportingType | 2015 | 2020 | 2025 | 2030 | 2035 | 2040
BM | 0 | 0 | 0 | 0 | 0 | 0
CC | 0 | 0 | 0 | 0 | 0 | 0
CSP | 0 | 0 | 0 | 0 | 0 | 0
CT | 0 | 0 | 0 | 0 | 0 | 0
Coal | 0 | 0 | 0 | 0 | 0 | 0
Geo | 0 | 0 | 0 | 0 | 0 | 0
H | 0 | 0 | 0 | 0 | 0 | 0
LFG | 0 | 0 | 0 | 0 | 0 | 0
Nuc | 0 | 0 | 0 | 0 | 0 | 0
PS | 0 | 0 | 0 | 0 | 0 | 0
PV | 0 | 0 | 0 | 0 | 0 | 0
PeakG | 0 | 0 | 0 | 0 | 0 | 0
PeakO | 0 | 0 | 0 | 0 | 0 | 0
ST | 0 | 0 | 0 | 0 | 0 | 0
STOG | 0 | 0 | 0 | 0 | 0 | 0
STWD | 0 | 0 | 0 | 0 | 0 | 0
WT | 0 | 0 | 0 | 0 | 0 | 0
IGCC | 0 | 0 | 0 | 0 | 0 | 0
DemandResponse | 0 | 0 | 0 | 0 | 0 | 0
IGCC-CCS | 0 | 0 | 0 | 0 | 0 | 0
WT_off | 0 | 0 | 0 | 0 | 0 | 0
PseudoUnit | 0 | 0 | 0 | 0 | 0 | 0
FixedInterchange | 0 | 0 | 0 | 0 | 0 | 0
Emission Cost by Reporting Type: NEISO
ReportingType | 2015 | 2020 | 2025 | 2030 | 2035 | 2040
BM | 0 | 0 | 0 | 0 | 0 | 0
CC | 0 | 0 | 0 | 0 | 0 | 0
CSP | 0 | 0 | 0 | 0 | 0 | 0
CT | 0 | 0 | 0 | 0 | 0 | 0
Coal | 0 | 0 | 0 | 0 | 0 | 0
Geo | 0 | 0 | 0 | 0 | 0 | 0
H | 0 | 0 | 0 | 0 | 0 | 0
LFG | 0 | 0 | 0 | 0 | 0 | 0
Nuc | 0 | 0 | 0 | 0 | 0 | 0
PS | 0 | 0 | 0 | 0 | 0 | 0
PV | 0 | 0 | 0 | 0 | 0 | 0
PeakG | 0 | 0 | 0 | 0 | 0 | 0
PeakO | 0 | 0 | 0 | 0 | 0 | 0
ST | 0 | 0 | 0 | 0 | 0 | 0
STOG | 0 | 0 | 0 | 0 | 0 | 0
STWD | 0 | 0 | 0 | 0 | 0 | 0
WT | 0 | 0 | 0 | 0 | 0 | 0
IGCC | 0 | 0 | 0 | 0 | 0 | 0
DemandResponse | 0 | 0 | 0 | 0 | 0 | 0
IGCC-CCS | 0 | 0 | 0 | 0 | 0 | 0
WT_off | 0 | 0 | 0 | 0 | 0 | 0
PseudoUnit | 0 | 0 | 0 | 0 | 0 | 0
FixedInterchange | 0 | 0 | 0 | 0 | 0 | 0
Emission Cost by Reporting Type: NonRTO_Midwest
ReportingType | 2015 | 2020 | 2025 | 2030 | 2035 | 2040
BM | 0 | 0 | 0 | 0 | 0 | 0
CC | 0 | 0 | 0 | 0 | 0 | 0
CSP | 0 | 0 | 0 | 0 | 0 | 0
CT | 0 | 0 | 0 | 0 | 0 | 0
Coal | 0 | 0 | 0 | 0 | 0 | 0
Geo | 0 | 0 | 0 | 0 | 0 | 0
H | 0 | 0 | 0 | 0 | 0 | 0
LFG | 0 | 0 | 0 | 0 | 0 | 0
Nuc | 0 | 0 | 0 | 0 | 0 | 0
PS | 0 | 0 | 0 | 0 | 0 | 0
PV | 0 | 0 | 0 | 0 | 0 | 0
PeakG | 0 | 0 | 0 | 0 | 0 | 0
PeakO | 0 | 0 | 0 | 0 | 0 | 0
ST | 0 | 0 | 0 | 0 | 0 | 0
STOG | 0 | 0 | 0 | 0 | 0 | 0
STWD | 0 | 0 | 0 | 0 | 0 | 0
WT | 0 | 0 | 0 | 0 | 0 | 0
IGCC | 0 | 0 | 0 | 0 | 0 | 0
DemandResponse | 0 | 0 | 0 | 0 | 0 | 0
IGCC-CCS | 0 | 0 | 0 | 0 | 0 | 0
WT_off | 0 | 0 | 0 | 0 | 0 | 0
PseudoUnit | 0 | 0 | 0 | 0 | 0 | 0
FixedInterchange | 0 | 0 | 0 | 0 | 0 | 0
Emission Cost by Reporting Type: NYISO_A-F
ReportingType | 2015 | 2020 | 2025 | 2030 | 2035 | 2040
BM | 0 | 0 | 0 | 0 | 0 | 0
CC | 0 | 0 | 0 | 0 | 0 | 0
CSP | 0 | 0 | 0 | 0 | 0 | 0
CT | 0 | 0 | 0 | 0 | 0 | 0
Coal | 0 | 0 | 0 | 0 | 0 | 0
Geo | 0 | 0 | 0 | 0 | 0 | 0
H | 0 | 0 | 0 | 0 | 0 | 0
LFG | 0 | 0 | 0 | 0 | 0 | 0
Nuc | 0 | 0 | 0 | 0 | 0 | 0
PS | 0 | 0 | 0 | 0 | 0 | 0
PV | 0 | 0 | 0 | 0 | 0 | 0
PeakG | 0 | 0 | 0 | 0 | 0 | 0
PeakO | 0 | 0 | 0 | 0 | 0 | 0
ST | 0 | 0 | 0 | 0 | 0 | 0
STOG | 0 | 0 | 0 | 0 | 0 | 0
STWD | 0 | 0 | 0 | 0 | 0 | 0
WT | 0 | 0 | 0 | 0 | 0 | 0
IGCC | 0 | 0 | 0 | 0 | 0 | 0
DemandResponse | 0 | 0 | 0 | 0 | 0 | 0
IGCC-CCS | 0 | 0 | 0 | 0 | 0 | 0
WT_off | 0 | 0 | 0 | 0 | 0 | 0
PseudoUnit | 0 | 0 | 0 | 0 | 0 | 0
FixedInterchange | 0 | 0 | 0 | 0 | 0 | 0
Emission Cost by Reporting Type: NYISO_G-I
ReportingType | 2015 | 2020 | 2025 | 2030 | 2035 | 2040
BM | 0 | 0 | 0 | 0 | 0 | 0
CC | 0 | 0 | 0 | 0 | 0 | 0
CSP | 0 | 0 | 0 | 0 | 0 | 0
CT | 0 | 0 | 0 | 0 | 0 | 0
Coal | 0 | 0 | 0 | 0 | 0 | 0
Geo | 0 | 0 | 0 | 0 | 0 | 0
H | 0 | 0 | 0 | 0 | 0 | 0
LFG | 0 | 0 | 0 | 0 | 0 | 0
Nuc | 0 | 0 | 0 | 0 | 0 | 0
PS | 0 | 0 | 0 | 0 | 0 | 0
PV | 0 | 0 | 0 | 0 | 0 | 0
PeakG | 0 | 0 | 0 | 0 | 0 | 0
PeakO | 0 | 0 | 0 | 0 | 0 | 0
ST | 0 | 0 | 0 | 0 | 0 | 0
STOG | 0 | 0 | 0 | 0 | 0 | 0
STWD | 0 | 0 | 0 | 0 | 0 | 0
WT | 0 | 0 | 0 | 0 | 0 | 0
IGCC | 0 | 0 | 0 | 0 | 0 | 0
DemandResponse | 0 | 0 | 0 | 0 | 0 | 0
IGCC-CCS | 0 | 0 | 0 | 0 | 0 | 0
WT_off | 0 | 0 | 0 | 0 | 0 | 0
PseudoUnit | 0 | 0 | 0 | 0 | 0 | 0
FixedInterchange | 0 | 0 | 0 | 0 | 0 | 0
Emission Cost by Reporting Type: NYISO_J-K
ReportingType | 2015 | 2020 | 2025 | 2030 | 2035 | 2040
BM | 0 | 0 | 0 | 0 | 0 | 0
CC | 0 | 0 | 0 | 0 | 0 | 0
CSP | 0 | 0 | 0 | 0 | 0 | 0
CT | 0 | 0 | 0 | 0 | 0 | 0
Coal | 0 | 0 | 0 | 0 | 0 | 0
Geo | 0 | 0 | 0 | 0 | 0 | 0
H | 0 | 0 | 0 | 0 | 0 | 0
LFG | 0 | 0 | 0 | 0 | 0 | 0
Nuc | 0 | 0 | 0 | 0 | 0 | 0
PS | 0 | 0 | 0 | 0 | 0 | 0
PV | 0 | 0 | 0 | 0 | 0 | 0
PeakG | 0 | 0 | 0 | 0 | 0 | 0
PeakO | 0 | 0 | 0 | 0 | 0 | 0
ST | 0 | 0 | 0 | 0 | 0 | 0
STOG | 0 | 0 | 0 | 0 | 0 | 0
STWD | 0 | 0 | 0 | 0 | 0 | 0
WT | 0 | 0 | 0 | 0 | 0 | 0
IGCC | 0 | 0 | 0 | 0 | 0 | 0
DemandResponse | 0 | 0 | 0 | 0 | 0 | 0
IGCC-CCS | 0 | 0 | 0 | 0 | 0 | 0
WT_off | 0 | 0 | 0 | 0 | 0 | 0
PseudoUnit | 0 | 0 | 0 | 0 | 0 | 0
FixedInterchange | 0 | 0 | 0 | 0 | 0 | 0
Emission Cost by Reporting Type: PJM_E
ReportingType | 2015 | 2020 | 2025 | 2030 | 2035 | 2040
BM | 0 | 0 | 0 | 0 | 0 | 0
CC | 0 | 0 | 0 | 0 | 0 | 0
CSP | 0 | 0 | 0 | 0 | 0 | 0
CT | 0 | 0 | 0 | 0 | 0 | 0
Coal | 0 | 0 | 0 | 0 | 0 | 0
Geo | 0 | 0 | 0 | 0 | 0 | 0
H | 0 | 0 | 0 | 0 | 0 | 0
LFG | 0 | 0 | 0 | 0 | 0 | 0
Nuc | 0 | 0 | 0 | 0 | 0 | 0
PS | 0 | 0 | 0 | 0 | 0 | 0
PV | 0 | 0 | 0 | 0 | 0 | 0
PeakG | 0 | 0 | 0 | 0 | 0 | 0
PeakO | 0 | 0 | 0 | 0 | 0 | 0
ST | 0 | 0 | 0 | 0 | 0 | 0
STOG | 0 | 0 | 0 | 0 | 0 | 0
STWD | 0 | 0 | 0 | 0 | 0 | 0
WT | 0 | 0 | 0 | 0 | 0 | 0
IGCC | 0 | 0 | 0 | 0 | 0 | 0
DemandResponse | 0 | 0 | 0 | 0 | 0 | 0
IGCC-CCS | 0 | 0 | 0 | 0 | 0 | 0
WT_off | 0 | 0 | 0 | 0 | 0 | 0
PseudoUnit | 0 | 0 | 0 | 0 | 0 | 0
FixedInterchange | 0 | 0 | 0 | 0 | 0 | 0
Emission Cost by Reporting Type: PJM_ROM
ReportingType | 2015 | 2020 | 2025 | 2030 | 2035 | 2040
BM | 0 | 0 | 0 | 0 | 0 | 0
CC | 0 | 0 | 0 | 0 | 0 | 0
CSP | 0 | 0 | 0 | 0 | 0 | 0
CT | 0 | 0 | 0 | 0 | 0 | 0
Coal | 0 | 0 | 0 | 0 | 0 | 0
Geo | 0 | 0 | 0 | 0 | 0 | 0
H | 0 | 0 | 0 | 0 | 0 | 0
LFG | 0 | 0 | 0 | 0 | 0 | 0
Nuc | 0 | 0 | 0 | 0 | 0 | 0
PS | 0 | 0 | 0 | 0 | 0 | 0
PV | 0 | 0 | 0 | 0 | 0 | 0
PeakG | 0 | 0 | 0 | 0 | 0 | 0
PeakO | 0 | 0 | 0 | 0 | 0 | 0
ST | 0 | 0 | 0 | 0 | 0 | 0
STOG | 0 | 0 | 0 | 0 | 0 | 0
STWD | 0 | 0 | 0 | 0 | 0 | 0
WT | 0 | 0 | 0 | 0 | 0 | 0
IGCC | 0 | 0 | 0 | 0 | 0 | 0
DemandResponse | 0 | 0 | 0 | 0 | 0 | 0
IGCC-CCS | 0 | 0 | 0 | 0 | 0 | 0
WT_off | 0 | 0 | 0 | 0 | 0 | 0
PseudoUnit | 0 | 0 | 0 | 0 | 0 | 0
FixedInterchange | 0 | 0 | 0 | 0 | 0 | 0
Emission Cost by Reporting Type: PJM_ROR
ReportingType | 2015 | 2020 | 2025 | 2030 | 2035 | 2040
BM | 0 | 0 | 0 | 0 | 0 | 0
CC | 0 | 0 | 0 | 0 | 0 | 0
CSP | 0 | 0 | 0 | 0 | 0 | 0
CT | 0 | 0 | 0 | 0 | 0 | 0
Coal | 0 | 0 | 0 | 0 | 0 | 0
Geo | 0 | 0 | 0 | 0 | 0 | 0
H | 0 | 0 | 0 | 0 | 0 | 0
LFG | 0 | 0 | 0 | 0 | 0 | 0
Nuc | 0 | 0 | 0 | 0 | 0 | 0
PS | 0 | 0 | 0 | 0 | 0 | 0
PV | 0 | 0 | 0 | 0 | 0 | 0
PeakG | 0 | 0 | 0 | 0 | 0 | 0
PeakO | 0 | 0 | 0 | 0 | 0 | 0
ST | 0 | 0 | 0 | 0 | 0 | 0
STOG | 0 | 0 | 0 | 0 | 0 | 0
STWD | 0 | 0 | 0 | 0 | 0 | 0
WT | 0 | 0 | 0 | 0 | 0 | 0
IGCC | 0 | 0 | 0 | 0 | 0 | 0
DemandResponse | 0 | 0 | 0 | 0 | 0 | 0
IGCC-CCS | 0 | 0 | 0 | 0 | 0 | 0
WT_off | 0 | 0 | 0 | 0 | 0 | 0
PseudoUnit | 0 | 0 | 0 | 0 | 0 | 0
FixedInterchange | 0 | 0 | 0 | 0 | 0 | 0
Emission Cost by Reporting Type: SOCO
ReportingType | 2015 | 2020 | 2025 | 2030 | 2035 | 2040
BM | 0 | 0 | 0 | 0 | 0 | 0
CC | 0 | 0 | 0 | 0 | 0 | 0
CSP | 0 | 0 | 0 | 0 | 0 | 0
CT | 0 | 0 | 0 | 0 | 0 | 0
Coal | 0 | 0 | 0 | 0 | 0 | 0
Geo | 0 | 0 | 0 | 0 | 0 | 0
H | 0 | 0 | 0 | 0 | 0 | 0
LFG | 0 | 0 | 0 | 0 | 0 | 0
Nuc | 0 | 0 | 0 | 0 | 0 | 0
PS | 0 | 0 | 0 | 0 | 0 | 0
PV | 0 | 0 | 0 | 0 | 0 | 0
PeakG | 0 | 0 | 0 | 0 | 0 | 0
PeakO | 0 | 0 | 0 | 0 | 0 | 0
ST | 0 | 0 | 0 | 0 | 0 | 0
STOG | 0 | 0 | 0 | 0 | 0 | 0
STWD | 0 | 0 | 0 | 0 | 0 | 0
WT | 0 | 0 | 0 | 0 | 0 | 0
IGCC | 0 | 0 | 0 | 0 | 0 | 0
DemandResponse | 0 | 0 | 0 | 0 | 0 | 0
IGCC-CCS | 0 | 0 | 0 | 0 | 0 | 0
WT_off | 0 | 0 | 0 | 0 | 0 | 0
PseudoUnit | 0 | 0 | 0 | 0 | 0 | 0
FixedInterchange | 0 | 0 | 0 | 0 | 0 | 0
Emission Cost by Reporting Type: SPP_N
ReportingType | 2015 | 2020 | 2025 | 2030 | 2035 | 2040
BM | 0 | 0 | 0 | 0 | 0 | 0
CC | 0 | 0 | 0 | 0 | 0 | 0
CSP | 0 | 0 | 0 | 0 | 0 | 0
CT | 0 | 0 | 0 | 0 | 0 | 0
Coal | 0 | 0 | 0 | 0 | 0 | 0
Geo | 0 | 0 | 0 | 0 | 0 | 0
H | 0 | 0 | 0 | 0 | 0 | 0
LFG | 0 | 0 | 0 | 0 | 0 | 0
Nuc | 0 | 0 | 0 | 0 | 0 | 0
PS | 0 | 0 | 0 | 0 | 0 | 0
PV | 0 | 0 | 0 | 0 | 0 | 0
PeakG | 0 | 0 | 0 | 0 | 0 | 0
PeakO | 0 | 0 | 0 | 0 | 0 | 0
ST | 0 | 0 | 0 | 0 | 0 | 0
STOG | 0 | 0 | 0 | 0 | 0 | 0
STWD | 0 | 0 | 0 | 0 | 0 | 0
WT | 0 | 0 | 0 | 0 | 0 | 0
IGCC | 0 | 0 | 0 | 0 | 0 | 0
DemandResponse | 0 | 0 | 0 | 0 | 0 | 0
IGCC-CCS | 0 | 0 | 0 | 0 | 0 | 0
WT_off | 0 | 0 | 0 | 0 | 0 | 0
PseudoUnit | 0 | 0 | 0 | 0 | 0 | 0
FixedInterchange | 0 | 0 | 0 | 0 | 0 | 0
Emission Cost by Reporting Type: SPP_S
ReportingType | 2015 | 2020 | 2025 | 2030 | 2035 | 2040
BM | 0 | 0 | 0 | 0 | 0 | 0
CC | 0 | 0 | 0 | 0 | 0 | 0
CSP | 0 | 0 | 0 | 0 | 0 | 0
CT | 0 | 0 | 0 | 0 | 0 | 0
Coal | 0 | 0 | 0 | 0 | 0 | 0
Geo | 0 | 0 | 0 | 0 | 0 | 0
H | 0 | 0 | 0 | 0 | 0 | 0
LFG | 0 | 0 | 0 | 0 | 0 | 0
Nuc | 0 | 0 | 0 | 0 | 0 | 0
PS | 0 | 0 | 0 | 0 | 0 | 0
PV | 0 | 0 | 0 | 0 | 0 | 0
PeakG | 0 | 0 | 0 | 0 | 0 | 0
PeakO | 0 | 0 | 0 | 0 | 0 | 0
ST | 0 | 0 | 0 | 0 | 0 | 0
STOG | 0 | 0 | 0 | 0 | 0 | 0
STWD | 0 | 0 | 0 | 0 | 0 | 0
WT | 0 | 0 | 0 | 0 | 0 | 0
IGCC | 0 | 0 | 0 | 0 | 0 | 0
DemandResponse | 0 | 0 | 0 | 0 | 0 | 0
IGCC-CCS | 0 | 0 | 0 | 0 | 0 | 0
WT_off | 0 | 0 | 0 | 0 | 0 | 0
PseudoUnit | 0 | 0 | 0 | 0 | 0 | 0
FixedInterchange | 0 | 0 | 0 | 0 | 0 | 0
Emission Cost by Reporting Type: TVA
ReportingType | 2015 | 2020 | 2025 | 2030 | 2035 | 2040
BM | 0 | 0 | 0 | 0 | 0 | 0
CC | 0 | 0 | 0 | 0 | 0 | 0
CSP | 0 | 0 | 0 | 0 | 0 | 0
CT | 0 | 0 | 0 | 0 | 0 | 0
Coal | 0 | 0 | 0 | 0 | 0 | 0
Geo | 0 | 0 | 0 | 0 | 0 | 0
H | 0 | 0 | 0 | 0 | 0 | 0
LFG | 0 | 0 | 0 | 0 | 0 | 0
Nuc | 0 | 0 | 0 | 0 | 0 | 0
PS | 0 | 0 | 0 | 0 | 0 | 0
PV | 0 | 0 | 0 | 0 | 0 | 0
PeakG | 0 | 0 | 0 | 0 | 0 | 0
PeakO | 0 | 0 | 0 | 0 | 0 | 0
ST | 0 | 0 | 0 | 0 | 0 | 0
STOG | 0 | 0 | 0 | 0 | 0 | 0
STWD | 0 | 0 | 0 | 0 | 0 | 0
WT | 0 | 0 | 0 | 0 | 0 | 0
IGCC | 0 | 0 | 0 | 0 | 0 | 0
DemandResponse | 0 | 0 | 0 | 0 | 0 | 0
IGCC-CCS | 0 | 0 | 0 | 0 | 0 | 0
WT_off | 0 | 0 | 0 | 0 | 0 | 0
PseudoUnit | 0 | 0 | 0 | 0 | 0 | 0
FixedInterchange | 0 | 0 | 0 | 0 | 0 | 0
Emission Cost by Reporting Type: TVA_Transmission
ReportingType | 2015 | 2020 | 2025 | 2030 | 2035 | 2040
BM | 0 | 0 | 0 | 0 | 0 | 0
CC | 0 | 0 | 0 | 0 | 0 | 0
CSP | 0 | 0 | 0 | 0 | 0 | 0
CT | 0 | 0 | 0 | 0 | 0 | 0
Coal | 0 | 0 | 0 | 0 | 0 | 0
Geo | 0 | 0 | 0 | 0 | 0 | 0
H | 0 | 0 | 0 | 0 | 0 | 0
LFG | 0 | 0 | 0 | 0 | 0 | 0
Nuc | 0 | 0 | 0 | 0 | 0 | 0
PS | 0 | 0 | 0 | 0 | 0 | 0
PV | 0 | 0 | 0 | 0 | 0 | 0
PeakG | 0 | 0 | 0 | 0 | 0 | 0
PeakO | 0 | 0 | 0 | 0 | 0 | 0
ST | 0 | 0 | 0 | 0 | 0 | 0
STOG | 0 | 0 | 0 | 0 | 0 | 0
STWD | 0 | 0 | 0 | 0 | 0 | 0
WT | 0 | 0 | 0 | 0 | 0 | 0
IGCC | 0 | 0 | 0 | 0 | 0 | 0
DemandResponse | 0 | 0 | 0 | 0 | 0 | 0
IGCC-CCS | 0 | 0 | 0 | 0 | 0 | 0
WT_off | 0 | 0 | 0 | 0 | 0 | 0
PseudoUnit | 0 | 0 | 0 | 0 | 0 | 0
FixedInterchange | 0 | 0 | 0 | 0 | 0 | 0
Emission Cost by Reporting Type: VACAR
ReportingType | 2015 | 2020 | 2025 | 2030 | 2035 | 2040
BM | 0 | 0 | 0 | 0 | 0 | 0
CC | 0 | 0 | 0 | 0 | 0 | 0
CSP | 0 | 0 | 0 | 0 | 0 | 0
CT | 0 | 0 | 0 | 0 | 0 | 0
Coal | 0 | 0 | 0 | 0 | 0 | 0
Geo | 0 | 0 | 0 | 0 | 0 | 0
H | 0 | 0 | 0 | 0 | 0 | 0
LFG | 0 | 0 | 0 | 0 | 0 | 0
Nuc | 0 | 0 | 0 | 0 | 0 | 0
PS | 0 | 0 | 0 | 0 | 0 | 0
PV | 0 | 0 | 0 | 0 | 0 | 0
PeakG | 0 | 0 | 0 | 0 | 0 | 0
PeakO | 0 | 0 | 0 | 0 | 0 | 0
ST | 0 | 0 | 0 | 0 | 0 | 0
STOG | 0 | 0 | 0 | 0 | 0 | 0
STWD | 0 | 0 | 0 | 0 | 0 | 0
WT | 0 | 0 | 0 | 0 | 0 | 0
IGCC | 0 | 0 | 0 | 0 | 0 | 0
DemandResponse | 0 | 0 | 0 | 0 | 0 | 0
IGCC-CCS | 0 | 0 | 0 | 0 | 0 | 0
WT_off | 0 | 0 | 0 | 0 | 0 | 0
PseudoUnit | 0 | 0 | 0 | 0 | 0 | 0
FixedInterchange | 0 | 0 | 0 | 0 | 0 | 0
Emission Cost by Reporting Type: IESO
ReportingType | 2015 | 2020 | 2025 | 2030 | 2035 | 2040
BM | 0 | 0 | 0 | 0 | 0 | 0
CC | 0 | 0 | 0 | 0 | 0 | 0
CSP | 0 | 0 | 0 | 0 | 0 | 0
CT | 0 | 0 | 0 | 0 | 0 | 0
Coal | 0 | 0 | 0 | 0 | 0 | 0
Geo | 0 | 0 | 0 | 0 | 0 | 0
H | 0 | 0 | 0 | 0 | 0 | 0
LFG | 0 | 0 | 0 | 0 | 0 | 0
Nuc | 0 | 0 | 0 | 0 | 0 | 0
PS | 0 | 0 | 0 | 0 | 0 | 0
PV | 0 | 0 | 0 | 0 | 0 | 0
PeakG | 0 | 0 | 0 | 0 | 0 | 0
PeakO | 0 | 0 | 0 | 0 | 0 | 0
ST | 0 | 0 | 0 | 0 | 0 | 0
STOG | 0 | 0 | 0 | 0 | 0 | 0
STWD | 0 | 0 | 0 | 0 | 0 | 0
WT | 0 | 0 | 0 | 0 | 0 | 0
IGCC | 0 | 0 | 0 | 0 | 0 | 0
DemandResponse | 0 | 0 | 0 | 0 | 0 | 0
IGCC-CCS | 0 | 0 | 0 | 0 | 0 | 0
WT_off | 0 | 0 | 0 | 0 | 0 | 0
PseudoUnit | 0 | 0 | 0 | 0 | 0 | 0
FixedInterchange | 0 | 0 | 0 | 0 | 0 | 0
Emission Cost by Reporting Type: MAPP_CA
ReportingType | 2015 | 2020 | 2025 | 2030 | 2035 | 2040
BM | 0 | 0 | 0 | 0 | 0 | 0
CC | 0 | 0 | 0 | 0 | 0 | 0
CSP | 0 | 0 | 0 | 0 | 0 | 0
CT | 0 | 0 | 0 | 0 | 0 | 0
Coal | 0 | 0 | 0 | 0 | 0 | 0
Geo | 0 | 0 | 0 | 0 | 0 | 0
H | 0 | 0 | 0 | 0 | 0 | 0
LFG | 0 | 0 | 0 | 0 | 0 | 0
Nuc | 0 | 0 | 0 | 0 | 0 | 0
PS | 0 | 0 | 0 | 0 | 0 | 0
PV | 0 | 0 | 0 | 0 | 0 | 0
PeakG | 0 | 0 | 0 | 0 | 0 | 0
PeakO | 0 | 0 | 0 | 0 | 0 | 0
ST | 0 | 0 | 0 | 0 | 0 | 0
STOG | 0 | 0 | 0 | 0 | 0 | 0
STWD | 0 | 0 | 0 | 0 | 0 | 0
WT | 0 | 0 | 0 | 0 | 0 | 0
IGCC | 0 | 0 | 0 | 0 | 0 | 0
DemandResponse | 0 | 0 | 0 | 0 | 0 | 0
IGCC-CCS | 0 | 0 | 0 | 0 | 0 | 0
WT_off | 0 | 0 | 0 | 0 | 0 | 0
PseudoUnit | 0 | 0 | 0 | 0 | 0 | 0
FixedInterchange | 0 | 0 | 0 | 0 | 0 | 0
Emission Cost by Reporting Type: AZ_NM_SNV_Coal
ReportingType | 2015 | 2020 | 2025 | 2030 | 2035 | 2040
BM | 0 | 0 | 0 | 0 | 0 | 0
CC | 0 | 0 | 0 | 0 | 0 | 0
CSP | 0 | 0 | 0 | 0 | 0 | 0
CT | 0 | 0 | 0 | 0 | 0 | 0
Coal | 0 | 0 | 0 | 0 | 0 | 0
Geo | 0 | 0 | 0 | 0 | 0 | 0
H | 0 | 0 | 0 | 0 | 0 | 0
LFG | 0 | 0 | 0 | 0 | 0 | 0
Nuc | 0 | 0 | 0 | 0 | 0 | 0
PS | 0 | 0 | 0 | 0 | 0 | 0
PV | 0 | 0 | 0 | 0 | 0 | 0
PeakG | 0 | 0 | 0 | 0 | 0 | 0
PeakO | 0 | 0 | 0 | 0 | 0 | 0
ST | 0 | 0 | 0 | 0 | 0 | 0
STOG | 0 | 0 | 0 | 0 | 0 | 0
STWD | 0 | 0 | 0 | 0 | 0 | 0
WT | 0 | 0 | 0 | 0 | 0 | 0
IGCC | 0 | 0 | 0 | 0 | 0 | 0
DemandResponse | 0 | 0 | 0 | 0 | 0 | 0
IGCC-CCS | 0 | 0 | 0 | 0 | 0 | 0
WT_off | 0 | 0 | 0 | 0 | 0 | 0
PseudoUnit | 0 | 0 | 0 | 0 | 0 | 0
FixedInterchange | 0 | 0 | 0 | 0 | 0 | 0
Emission Cost by Reporting Type: AZ_NM_SNV_Gas
ReportingType | 2015 | 2020 | 2025 | 2030 | 2035 | 2040
BM | 0 | 0 | 0 | 0 | 0 | 0
CC | 0 | 0 | 0 | 0 | 0 | 0
CSP | 0 | 0 | 0 | 0 | 0 | 0
CT | 0 | 0 | 0 | 0 | 0 | 0
Coal | 0 | 0 | 0 | 0 | 0 | 0
Geo | 0 | 0 | 0 | 0 | 0 | 0
H | 0 | 0 | 0 | 0 | 0 | 0
LFG | 0 | 0 | 0 | 0 | 0 | 0
Nuc | 0 | 0 | 0 | 0 | 0 | 0
PS | 0 | 0 | 0 | 0 | 0 | 0
PV | 0 | 0 | 0 | 0 | 0 | 0
PeakG | 0 | 0 | 0 | 0 | 0 | 0
PeakO | 0 | 0 | 0 | 0 | 0 | 0
ST | 0 | 0 | 0 | 0 | 0 | 0
STOG | 0 | 0 | 0 | 0 | 0 | 0
STWD | 0 | 0 | 0 | 0 | 0 | 0
WT | 0 | 0 | 0 | 0 | 0 | 0
IGCC | 0 | 0 | 0 | 0 | 0 | 0
DemandResponse | 0 | 0 | 0 | 0 | 0 | 0
IGCC-CCS | 0 | 0 | 0 | 0 | 0 | 0
WT_off | 0 | 0 | 0 | 0 | 0 | 0
PseudoUnit | 0 | 0 | 0 | 0 | 0 | 0
FixedInterchange | 0 | 0 | 0 | 0 | 0 | 0
Emission Cost by Reporting Type: AZ_NM_SNV_NucRenew
ReportingType | 2015 | 2020 | 2025 | 2030 | 2035 | 2040
BM | 0 | 0 | 0 | 0 | 0 | 0
CC | 0 | 0 | 0 | 0 | 0 | 0
CSP | 0 | 0 | 0 | 0 | 0 | 0
CT | 0 | 0 | 0 | 0 | 0 | 0
Coal | 0 | 0 | 0 | 0 | 0 | 0
Geo | 0 | 0 | 0 | 0 | 0 | 0
H | 0 | 0 | 0 | 0 | 0 | 0
LFG | 0 | 0 | 0 | 0 | 0 | 0
Nuc | 0 | 0 | 0 | 0 | 0 | 0
PS | 0 | 0 | 0 | 0 | 0 | 0
PV | 0 | 0 | 0 | 0 | 0 | 0
PeakG | 0 | 0 | 0 | 0 | 0 | 0
PeakO | 0 | 0 | 0 | 0 | 0 | 0
ST | 0 | 0 | 0 | 0 | 0 | 0
STOG | 0 | 0 | 0 | 0 | 0 | 0
STWD | 0 | 0 | 0 | 0 | 0 | 0
WT | 0 | 0 | 0 | 0 | 0 | 0
IGCC | 0 | 0 | 0 | 0 | 0 | 0
DemandResponse | 0 | 0 | 0 | 0 | 0 | 0
IGCC-CCS | 0 | 0 | 0 | 0 | 0 | 0
WT_off | 0 | 0 | 0 | 0 | 0 | 0
PseudoUnit | 0 | 0 | 0 | 0 | 0 | 0
FixedInterchange | 0 | 0 | 0 | 0 | 0 | 0
Emission Cost by Reporting Type: ERCOT
ReportingType | 2015 | 2020 | 2025 | 2030 | 2035 | 2040
BM | 0 | 0 | 0 | 0 | 0 | 0
CC | 0 | 0 | 0 | 0 | 0 | 0
CSP | 0 | 0 | 0 | 0 | 0 | 0
CT | 0 | 0 | 0 | 0 | 0 | 0
Coal | 0 | 0 | 0 | 0 | 0 | 0
Geo | 0 | 0 | 0 | 0 | 0 | 0
H | 0 | 0 | 0 | 0 | 0 | 0
LFG | 0 | 0 | 0 | 0 | 0 | 0
Nuc | 0 | 0 | 0 | 0 | 0 | 0
PS | 0 | 0 | 0 | 0 | 0 | 0
PV | 0 | 0 | 0 | 0 | 0 | 0
PeakG | 0 | 0 | 0 | 0 | 0 | 0
PeakO | 0 | 0 | 0 | 0 | 0 | 0
ST | 0 | 0 | 0 | 0 | 0 | 0
STOG | 0 | 0 | 0 | 0 | 0 | 0
STWD | 0 | 0 | 0 | 0 | 0 | 0
WT | 0 | 0 | 0 | 0 | 0 | 0
IGCC | 0 | 0 | 0 | 0 | 0 | 0
DemandResponse | 0 | 0 | 0 | 0 | 0 | 0
IGCC-CCS | 0 | 0 | 0 | 0 | 0 | 0
WT_off | 0 | 0 | 0 | 0 | 0 | 0
PseudoUnit | 0 | 0 | 0 | 0 | 0 | 0
FixedInterchange | 0 | 0 | 0 | 0 | 0 | 0
Emission Cost by Reporting Type: NP15
ReportingType | 2015 | 2020 | 2025 | 2030 | 2035 | 2040
BM | 0 | 0 | 0 | 0 | 0 | 0
CC | 0 | 0 | 0 | 0 | 0 | 0
CSP | 0 | 0 | 0 | 0 | 0 | 0
CT | 0 | 0 | 0 | 0 | 0 | 0
Coal | 0 | 0 | 0 | 0 | 0 | 0
Geo | 0 | 0 | 0 | 0 | 0 | 0
H | 0 | 0 | 0 | 0 | 0 | 0
LFG | 0 | 0 | 0 | 0 | 0 | 0
Nuc | 0 | 0 | 0 | 0 | 0 | 0
PS | 0 | 0 | 0 | 0 | 0 | 0
PV | 0 | 0 | 0 | 0 | 0 | 0
PeakG | 0 | 0 | 0 | 0 | 0 | 0
PeakO | 0 | 0 | 0 | 0 | 0 | 0
ST | 0 | 0 | 0 | 0 | 0 | 0
STOG | 0 | 0 | 0 | 0 | 0 | 0
STWD | 0 | 0 | 0 | 0 | 0 | 0
WT | 0 | 0 | 0 | 0 | 0 | 0
IGCC | 0 | 0 | 0 | 0 | 0 | 0
DemandResponse | 0 | 0 | 0 | 0 | 0 | 0
IGCC-CCS | 0 | 0 | 0 | 0 | 0 | 0
WT_off | 0 | 0 | 0 | 0 | 0 | 0
PseudoUnit | 0 | 0 | 0 | 0 | 0 | 0
FixedInterchange | 0 | 0 | 0 | 0 | 0 | 0
Emission Cost by Reporting Type: NWPP_Coal
ReportingType | 2015 | 2020 | 2025 | 2030 | 2035 | 2040
BM | 0 | 0 | 0 | 0 | 0 | 0
CC | 0 | 0 | 0 | 0 | 0 | 0
CSP | 0 | 0 | 0 | 0 | 0 | 0
CT | 0 | 0 | 0 | 0 | 0 | 0
Coal | 0 | 0 | 0 | 0 | 0 | 0
Geo | 0 | 0 | 0 | 0 | 0 | 0
H | 0 | 0 | 0 | 0 | 0 | 0
LFG | 0 | 0 | 0 | 0 | 0 | 0
Nuc | 0 | 0 | 0 | 0 | 0 | 0
PS | 0 | 0 | 0 | 0 | 0 | 0
PV | 0 | 0 | 0 | 0 | 0 | 0
PeakG | 0 | 0 | 0 | 0 | 0 | 0
PeakO | 0 | 0 | 0 | 0 | 0 | 0
ST | 0 | 0 | 0 | 0 | 0 | 0
STOG | 0 | 0 | 0 | 0 | 0 | 0
STWD | 0 | 0 | 0 | 0 | 0 | 0
WT | 0 | 0 | 0 | 0 | 0 | 0
IGCC | 0 | 0 | 0 | 0 | 0 | 0
DemandResponse | 0 | 0 | 0 | 0 | 0 | 0
IGCC-CCS | 0 | 0 | 0 | 0 | 0 | 0
WT_off | 0 | 0 | 0 | 0 | 0 | 0
PseudoUnit | 0 | 0 | 0 | 0 | 0 | 0
FixedInterchange | 0 | 0 | 0 | 0 | 0 | 0
Emission Cost by Reporting Type: NWPP_Gas
ReportingType | 2015 | 2020 | 2025 | 2030 | 2035 | 2040
BM | 0 | 0 | 0 | 0 | 0 | 0
CC | 0 | 0 | 0 | 0 | 0 | 0
CSP | 0 | 0 | 0 | 0 | 0 | 0
CT | 0 | 0 | 0 | 0 | 0 | 0
Coal | 0 | 0 | 0 | 0 | 0 | 0
Geo | 0 | 0 | 0 | 0 | 0 | 0
H | 0 | 0 | 0 | 0 | 0 | 0
LFG | 0 | 0 | 0 | 0 | 0 | 0
Nuc | 0 | 0 | 0 | 0 | 0 | 0
PS | 0 | 0 | 0 | 0 | 0 | 0
PV | 0 | 0 | 0 | 0 | 0 | 0
PeakG | 0 | 0 | 0 | 0 | 0 | 0
PeakO | 0 | 0 | 0 | 0 | 0 | 0
ST | 0 | 0 | 0 | 0 | 0 | 0
STOG | 0 | 0 | 0 | 0 | 0 | 0
STWD | 0 | 0 | 0 | 0 | 0 | 0
WT | 0 | 0 | 0 | 0 | 0 | 0
IGCC | 0 | 0 | 0 | 0 | 0 | 0
DemandResponse | 0 | 0 | 0 | 0 | 0 | 0
IGCC-CCS | 0 | 0 | 0 | 0 | 0 | 0
WT_off | 0 | 0 | 0 | 0 | 0 | 0
PseudoUnit | 0 | 0 | 0 | 0 | 0 | 0
FixedInterchange | 0 | 0 | 0 | 0 | 0 | 0
Emission Cost by Reporting Type: NWPP_NucRenew
ReportingType | 2015 | 2020 | 2025 | 2030 | 2035 | 2040
BM | 0 | 0 | 0 | 0 | 0 | 0
CC | 0 | 0 | 0 | 0 | 0 | 0
CSP | 0 | 0 | 0 | 0 | 0 | 0
CT | 0 | 0 | 0 | 0 | 0 | 0
Coal | 0 | 0 | 0 | 0 | 0 | 0
Geo | 0 | 0 | 0 | 0 | 0 | 0
H | 0 | 0 | 0 | 0 | 0 | 0
LFG | 0 | 0 | 0 | 0 | 0 | 0
Nuc | 0 | 0 | 0 | 0 | 0 | 0
PS | 0 | 0 | 0 | 0 | 0 | 0
PV | 0 | 0 | 0 | 0 | 0 | 0
PeakG | 0 | 0 | 0 | 0 | 0 | 0
PeakO | 0 | 0 | 0 | 0 | 0 | 0
ST | 0 | 0 | 0 | 0 | 0 | 0
STOG | 0 | 0 | 0 | 0 | 0 | 0
STWD | 0 | 0 | 0 | 0 | 0 | 0
WT | 0 | 0 | 0 | 0 | 0 | 0
IGCC | 0 | 0 | 0 | 0 | 0 | 0
DemandResponse | 0 | 0 | 0 | 0 | 0 | 0
IGCC-CCS | 0 | 0 | 0 | 0 | 0 | 0
WT_off | 0 | 0 | 0 | 0 | 0 | 0
PseudoUnit | 0 | 0 | 0 | 0 | 0 | 0
FixedInterchange | 0 | 0 | 0 | 0 | 0 | 0
Emission Cost by Reporting Type: RMPA
ReportingType | 2015 | 2020 | 2025 | 2030 | 2035 | 2040
BM | 0 | 0 | 0 | 0 | 0 | 0
CC | 0 | 0 | 0 | 0 | 0 | 0
CSP | 0 | 0 | 0 | 0 | 0 | 0
CT | 0 | 0 | 0 | 0 | 0 | 0
Coal | 0 | 0 | 0 | 0 | 0 | 0
Geo | 0 | 0 | 0 | 0 | 0 | 0
H | 0 | 0 | 0 | 0 | 0 | 0
LFG | 0 | 0 | 0 | 0 | 0 | 0
Nuc | 0 | 0 | 0 | 0 | 0 | 0
PS | 0 | 0 | 0 | 0 | 0 | 0
PV | 0 | 0 | 0 | 0 | 0 | 0
PeakG | 0 | 0 | 0 | 0 | 0 | 0
PeakO | 0 | 0 | 0 | 0 | 0 | 0
ST | 0 | 0 | 0 | 0 | 0 | 0
STOG | 0 | 0 | 0 | 0 | 0 | 0
STWD | 0 | 0 | 0 | 0 | 0 | 0
WT | 0 | 0 | 0 | 0 | 0 | 0
IGCC | 0 | 0 | 0 | 0 | 0 | 0
DemandResponse | 0 | 0 | 0 | 0 | 0 | 0
IGCC-CCS | 0 | 0 | 0 | 0 | 0 | 0
WT_off | 0 | 0 | 0 | 0 | 0 | 0
PseudoUnit | 0 | 0 | 0 | 0 | 0 | 0
FixedInterchange | 0 | 0 | 0 | 0 | 0 | 0
Emission Cost by Reporting Type: SP15
ReportingType | 2015 | 2020 | 2025 | 2030 | 2035 | 2040
BM | 0 | 0 | 0 | 0 | 0 | 0
CC | 0 | 0 | 0 | 0 | 0 | 0
CSP | 0 | 0 | 0 | 0 | 0 | 0
CT | 0 | 0 | 0 | 0 | 0 | 0
Coal | 0 | 0 | 0 | 0 | 0 | 0
Geo | 0 | 0 | 0 | 0 | 0 | 0
H | 0 | 0 | 0 | 0 | 0 | 0
LFG | 0 | 0 | 0 | 0 | 0 | 0
Nuc | 0 | 0 | 0 | 0 | 0 | 0
PS | 0 | 0 | 0 | 0 | 0 | 0
PV | 0 | 0 | 0 | 0 | 0 | 0
PeakG | 0 | 0 | 0 | 0 | 0 | 0
PeakO | 0 | 0 | 0 | 0 | 0 | 0
ST | 0 | 0 | 0 | 0 | 0 | 0
STOG | 0 | 0 | 0 | 0 | 0 | 0
STWD | 0 | 0 | 0 | 0 | 0 | 0
WT | 0 | 0 | 0 | 0 | 0 | 0
IGCC | 0 | 0 | 0 | 0 | 0 | 0
DemandResponse | 0 | 0 | 0 | 0 | 0 | 0
IGCC-CCS | 0 | 0 | 0 | 0 | 0 | 0
WT_off | 0 | 0 | 0 | 0 | 0 | 0
PseudoUnit | 0 | 0 | 0 | 0 | 0 | 0
FixedInterchange | 0 | 0 | 0 | 0 | 0 | 0
Emission Cost by Reporting Type: ALB
ReportingType | 2015 | 2020 | 2025 | 2030 | 2035 | 2040
BM | 0 | 0 | 0 | 0 | 0 | 0
CC | 0 | 0 | 0 | 0 | 0 | 0
CSP | 0 | 0 | 0 | 0 | 0 | 0
CT | 0 | 0 | 0 | 0 | 0 | 0
Coal | 0 | 0 | 0 | 0 | 0 | 0
Geo | 0 | 0 | 0 | 0 | 0 | 0
H | 0 | 0 | 0 | 0 | 0 | 0
LFG | 0 | 0 | 0 | 0 | 0 | 0
Nuc | 0 | 0 | 0 | 0 | 0 | 0
PS | 0 | 0 | 0 | 0 | 0 | 0
PV | 0 | 0 | 0 | 0 | 0 | 0
PeakG | 0 | 0 | 0 | 0 | 0 | 0
PeakO | 0 | 0 | 0 | 0 | 0 | 0
ST | 0 | 0 | 0 | 0 | 0 | 0
STOG | 0 | 0 | 0 | 0 | 0 | 0
STWD | 0 | 0 | 0 | 0 | 0 | 0
WT | 0 | 0 | 0 | 0 | 0 | 0
IGCC | 0 | 0 | 0 | 0 | 0 | 0
DemandResponse | 0 | 0 | 0 | 0 | 0 | 0
IGCC-CCS | 0 | 0 | 0 | 0 | 0 | 0
WT_off | 0 | 0 | 0 | 0 | 0 | 0
PseudoUnit | 0 | 0 | 0 | 0 | 0 | 0
FixedInterchange | 0 | 0 | 0 | 0 | 0 | 0
Emission Cost by Reporting Type: BC
ReportingType | 2015 | 2020 | 2025 | 2030 | 2035 | 2040
BM | 0 | 0 | 0 | 0 | 0 | 0
CC | 0 | 0 | 0 | 0 | 0 | 0
CSP | 0 | 0 | 0 | 0 | 0 | 0
CT | 0 | 0 | 0 | 0 | 0 | 0
Coal | 0 | 0 | 0 | 0 | 0 | 0
Geo | 0 | 0 | 0 | 0 | 0 | 0
H | 0 | 0 | 0 | 0 | 0 | 0
LFG | 0 | 0 | 0 | 0 | 0 | 0
Nuc | 0 | 0 | 0 | 0 | 0 | 0
PS | 0 | 0 | 0 | 0 | 0 | 0
PV | 0 | 0 | 0 | 0 | 0 | 0
PeakG | 0 | 0 | 0 | 0 | 0 | 0
PeakO | 0 | 0 | 0 | 0 | 0 | 0
ST | 0 | 0 | 0 | 0 | 0 | 0
STOG | 0 | 0 | 0 | 0 | 0 | 0
STWD | 0 | 0 | 0 | 0 | 0 | 0
WT | 0 | 0 | 0 | 0 | 0 | 0
IGCC | 0 | 0 | 0 | 0 | 0 | 0
DemandResponse | 0 | 0 | 0 | 0 | 0 | 0
IGCC-CCS | 0 | 0 | 0 | 0 | 0 | 0
WT_off | 0 | 0 | 0 | 0 | 0 | 0
PseudoUnit | 0 | 0 | 0 | 0 | 0 | 0
FixedInterchange | 0 | 0 | 0 | 0 | 0 | 0
Emission Cost by Reporting Type: HQ_IESO
ReportingType | 2015 | 2020 | 2025 | 2030 | 2035 | 2040
BM | 0 | 0 | 0 | 0 | 0 | 0
CC | 0 | 0 | 0 | 0 | 0 | 0
CSP | 0 | 0 | 0 | 0 | 0 | 0
CT | 0 | 0 | 0 | 0 | 0 | 0
Coal | 0 | 0 | 0 | 0 | 0 | 0
Geo | 0 | 0 | 0 | 0 | 0 | 0
H | 0 | 0 | 0 | 0 | 0 | 0
LFG | 0 | 0 | 0 | 0 | 0 | 0
Nuc | 0 | 0 | 0 | 0 | 0 | 0
PS | 0 | 0 | 0 | 0 | 0 | 0
PV | 0 | 0 | 0 | 0 | 0 | 0
PeakG | 0 | 0 | 0 | 0 | 0 | 0
PeakO | 0 | 0 | 0 | 0 | 0 | 0
ST | 0 | 0 | 0 | 0 | 0 | 0
STOG | 0 | 0 | 0 | 0 | 0 | 0
STWD | 0 | 0 | 0 | 0 | 0 | 0
WT | 0 | 0 | 0 | 0 | 0 | 0
IGCC | 0 | 0 | 0 | 0 | 0 | 0
DemandResponse | 0 | 0 | 0 | 0 | 0 | 0
IGCC-CCS | 0 | 0 | 0 | 0 | 0 | 0
WT_off | 0 | 0 | 0 | 0 | 0 | 0
PseudoUnit | 0 | 0 | 0 | 0 | 0 | 0
FixedInterchange | 0 | 0 | 0 | 0 | 0 | 0
Emission Cost by Reporting Type: HQ_NEISO
ReportingType | 2015 | 2020 | 2025 | 2030 | 2035 | 2040
BM | 0 | 0 | 0 | 0 | 0 | 0
CC | 0 | 0 | 0 | 0 | 0 | 0
CSP | 0 | 0 | 0 | 0 | 0 | 0
CT | 0 | 0 | 0 | 0 | 0 | 0
Coal | 0 | 0 | 0 | 0 | 0 | 0
Geo | 0 | 0 | 0 | 0 | 0 | 0
H | 0 | 0 | 0 | 0 | 0 | 0
LFG | 0 | 0 | 0 | 0 | 0 | 0
Nuc | 0 | 0 | 0 | 0 | 0 | 0
PS | 0 | 0 | 0 | 0 | 0 | 0
PV | 0 | 0 | 0 | 0 | 0 | 0
PeakG | 0 | 0 | 0 | 0 | 0 | 0
PeakO | 0 | 0 | 0 | 0 | 0 | 0
ST | 0 | 0 | 0 | 0 | 0 | 0
STOG | 0 | 0 | 0 | 0 | 0 | 0
STWD | 0 | 0 | 0 | 0 | 0 | 0
WT | 0 | 0 | 0 | 0 | 0 | 0
IGCC | 0 | 0 | 0 | 0 | 0 | 0
DemandResponse | 0 | 0 | 0 | 0 | 0 | 0
IGCC-CCS | 0 | 0 | 0 | 0 | 0 | 0
WT_off | 0 | 0 | 0 | 0 | 0 | 0
PseudoUnit | 0 | 0 | 0 | 0 | 0 | 0
FixedInterchange | 0 | 0 | 0 | 0 | 0 | 0
Emission Cost by Reporting Type: HQ_NY
ReportingType | 2015 | 2020 | 2025 | 2030 | 2035 | 2040
BM | 0 | 0 | 0 | 0 | 0 | 0
CC | 0 | 0 | 0 | 0 | 0 | 0
CSP | 0 | 0 | 0 | 0 | 0 | 0
CT | 0 | 0 | 0 | 0 | 0 | 0
Coal | 0 | 0 | 0 | 0 | 0 | 0
Geo | 0 | 0 | 0 | 0 | 0 | 0
H | 0 | 0 | 0 | 0 | 0 | 0
LFG | 0 | 0 | 0 | 0 | 0 | 0
Nuc | 0 | 0 | 0 | 0 | 0 | 0
PS | 0 | 0 | 0 | 0 | 0 | 0
PV | 0 | 0 | 0 | 0 | 0 | 0
PeakG | 0 | 0 | 0 | 0 | 0 | 0
PeakO | 0 | 0 | 0 | 0 | 0 | 0
ST | 0 | 0 | 0 | 0 | 0 | 0
STOG | 0 | 0 | 0 | 0 | 0 | 0
STWD | 0 | 0 | 0 | 0 | 0 | 0
WT | 0 | 0 | 0 | 0 | 0 | 0
IGCC | 0 | 0 | 0 | 0 | 0 | 0
DemandResponse | 0 | 0 | 0 | 0 | 0 | 0
IGCC-CCS | 0 | 0 | 0 | 0 | 0 | 0
WT_off | 0 | 0 | 0 | 0 | 0 | 0
PseudoUnit | 0 | 0 | 0 | 0 | 0 | 0
FixedInterchange | 0 | 0 | 0 | 0 | 0 | 0
Emission Cost by Reporting Type: MARITIMES
ReportingType | 2015 | 2020 | 2025 | 2030 | 2035 | 2040
BM | 0 | 0 | 0 | 0 | 0 | 0
CC | 0 | 0 | 0 | 0 | 0 | 0
CSP | 0 | 0 | 0 | 0 | 0 | 0
CT | 0 | 0 | 0 | 0 | 0 | 0
Coal | 0 | 0 | 0 | 0 | 0 | 0
Geo | 0 | 0 | 0 | 0 | 0 | 0
H | 0 | 0 | 0 | 0 | 0 | 0
LFG | 0 | 0 | 0 | 0 | 0 | 0
Nuc | 0 | 0 | 0 | 0 | 0 | 0
PS | 0 | 0 | 0 | 0 | 0 | 0
PV | 0 | 0 | 0 | 0 | 0 | 0
PeakG | 0 | 0 | 0 | 0 | 0 | 0
PeakO | 0 | 0 | 0 | 0 | 0 | 0
ST | 0 | 0 | 0 | 0 | 0 | 0
STOG | 0 | 0 | 0 | 0 | 0 | 0
STWD | 0 | 0 | 0 | 0 | 0 | 0
WT | 0 | 0 | 0 | 0 | 0 | 0
IGCC | 0 | 0 | 0 | 0 | 0 | 0
DemandResponse | 0 | 0 | 0 | 0 | 0 | 0
IGCC-CCS | 0 | 0 | 0 | 0 | 0 | 0
WT_off | 0 | 0 | 0 | 0 | 0 | 0
PseudoUnit | 0 | 0 | 0 | 0 | 0 | 0
FixedInterchange | 0 | 0 | 0 | 0 | 0 | 0
Emission Cost by Reporting Type: All
ReportingType | 2015 | 2020 | 2025 | 2030 | 2035 | 2040
BM | 0 | 0 | 0 | 0 | 0 | 0
CC | 0 | 0 | 0 | 0 | 0 | 0
CSP | 0 | 0 | 0 | 0 | 0 | 0
CT | 0 | 0 | 0 | 0 | 0 | 0
Coal | 0 | 0 | 0 | 0 | 0 | 0
Geo | 0 | 0 | 0 | 0 | 0 | 0
H | 0 | 0 | 0 | 0 | 0 | 0
LFG | 0 | 0 | 0 | 0 | 0 | 0
Nuc | 0 | 0 | 0 | 0 | 0 | 0
PS | 0 | 0 | 0 | 0 | 0 | 0
PV | 0 | 0 | 0 | 0 | 0 | 0
PeakG | 0 | 0 | 0 | 0 | 0 | 0
PeakO | 0 | 0 | 0 | 0 | 0 | 0
ST | 0 | 0 | 0 | 0 | 0 | 0
STOG | 0 | 0 | 0 | 0 | 0 | 0
STWD | 0 | 0 | 0 | 0 | 0 | 0
WT | 0 | 0 | 0 | 0 | 0 | 0
IGCC | 0 | 0 | 0 | 0 | 0 | 0
DemandResponse | 0 | 0 | 0 | 0 | 0 | 0
IGCC-CCS | 0 | 0 | 0 | 0 | 0 | 0
WT_off | 0 | 0 | 0 | 0 | 0 | 0
PseudoUnit | 0 | 0 | 0 | 0 | 0 | 0
FixedInterchange | 0 | 0 | 0 | 0 | 0 | 0
Emission Cost by Reporting Type: EI_US
ReportingType | 2015 | 2020 | 2025 | 2030 | 2035 | 2040
BM | 0 | 0 | 0 | 0 | 0 | 0
CC | 0 | 0 | 0 | 0 | 0 | 0
CSP | 0 | 0 | 0 | 0 | 0 | 0
CT | 0 | 0 | 0 | 0 | 0 | 0
Coal | 0 | 0 | 0 | 0 | 0 | 0
Geo | 0 | 0 | 0 | 0 | 0 | 0
H | 0 | 0 | 0 | 0 | 0 | 0
LFG | 0 | 0 | 0 | 0 | 0 | 0
Nuc | 0 | 0 | 0 | 0 | 0 | 0
PS | 0 | 0 | 0 | 0 | 0 | 0
PV | 0 | 0 | 0 | 0 | 0 | 0
PeakG | 0 | 0 | 0 | 0 | 0 | 0
PeakO | 0 | 0 | 0 | 0 | 0 | 0
ST | 0 | 0 | 0 | 0 | 0 | 0
STOG | 0 | 0 | 0 | 0 | 0 | 0
STWD | 0 | 0 | 0 | 0 | 0 | 0
WT | 0 | 0 | 0 | 0 | 0 | 0
IGCC | 0 | 0 | 0 | 0 | 0 | 0
DemandResponse | 0 | 0 | 0 | 0 | 0 | 0
IGCC-CCS | 0 | 0 | 0 | 0 | 0 | 0
WT_off | 0 | 0 | 0 | 0 | 0 | 0
PseudoUnit | 0 | 0 | 0 | 0 | 0 | 0
FixedInterchange | 0 | 0 | 0 | 0 | 0 | 0
Emission Cost by Reporting Type: EI_Canada
ReportingType | 2015 | 2020 | 2025 | 2030 | 2035 | 2040
BM | 0 | 0 | 0 | 0 | 0 | 0
CC | 0 | 0 | 0 | 0 | 0 | 0
CSP | 0 | 0 | 0 | 0 | 0 | 0
CT | 0 | 0 | 0 | 0 | 0 | 0
Coal | 0 | 0 | 0 | 0 | 0 | 0
Geo | 0 | 0 | 0 | 0 | 0 | 0
H | 0 | 0 | 0 | 0 | 0 | 0
LFG | 0 | 0 | 0 | 0 | 0 | 0
Nuc | 0 | 0 | 0 | 0 | 0 | 0
PS | 0 | 0 | 0 | 0 | 0 | 0
PV | 0 | 0 | 0 | 0 | 0 | 0
PeakG | 0 | 0 | 0 | 0 | 0 | 0
PeakO | 0 | 0 | 0 | 0 | 0 | 0
ST | 0 | 0 | 0 | 0 | 0 | 0
STOG | 0 | 0 | 0 | 0 | 0 | 0
STWD | 0 | 0 | 0 | 0 | 0 | 0
WT | 0 | 0 | 0 | 0 | 0 | 0
IGCC | 0 | 0 | 0 | 0 | 0 | 0
DemandResponse | 0 | 0 | 0 | 0 | 0 | 0
IGCC-CCS | 0 | 0 | 0 | 0 | 0 | 0
WT_off | 0 | 0 | 0 | 0 | 0 | 0
PseudoUnit | 0 | 0 | 0 | 0 | 0 | 0
FixedInterchange | 0 | 0 | 0 | 0 | 0 | 0
Emission Cost by Reporting Type: EI
ReportingType | 2015 | 2020 | 2025 | 2030 | 2035 | 2040
BM | 0 | 0 | 0 | 0 | 0 | 0
CC | 0 | 0 | 0 | 0 | 0 | 0
CSP | 0 | 0 | 0 | 0 | 0 | 0
CT | 0 | 0 | 0 | 0 | 0 | 0
Coal | 0 | 0 | 0 | 0 | 0 | 0
Geo | 0 | 0 | 0 | 0 | 0 | 0
H | 0 | 0 | 0 | 0 | 0 | 0
LFG | 0 | 0 | 0 | 0 | 0 | 0
Nuc | 0 | 0 | 0 | 0 | 0 | 0
PS | 0 | 0 | 0 | 0 | 0 | 0
PV | 0 | 0 | 0 | 0 | 0 | 0
PeakG | 0 | 0 | 0 | 0 | 0 | 0
PeakO | 0 | 0 | 0 | 0 | 0 | 0
ST | 0 | 0 | 0 | 0 | 0 | 0
STOG | 0 | 0 | 0 | 0 | 0 | 0
STWD | 0 | 0 | 0 | 0 | 0 | 0
WT | 0 | 0 | 0 | 0 | 0 | 0
IGCC | 0 | 0 | 0 | 0 | 0 | 0
DemandResponse | 0 | 0 | 0 | 0 | 0 | 0
IGCC-CCS | 0 | 0 | 0 | 0 | 0 | 0
WT_off | 0 | 0 | 0 | 0 | 0 | 0
PseudoUnit | 0 | 0 | 0 | 0 | 0 | 0
FixedInterchange | 0 | 0 | 0 | 0 | 0 | 0
Emission Cost by Reporting Type: Outside_EI
ReportingType | 2015 | 2020 | 2025 | 2030 | 2035 | 2040
BM | 0 | 0 | 0 | 0 | 0 | 0
CC | 0 | 0 | 0 | 0 | 0 | 0
CSP | 0 | 0 | 0 | 0 | 0 | 0
CT | 0 | 0 | 0 | 0 | 0 | 0
Coal | 0 | 0 | 0 | 0 | 0 | 0
Geo | 0 | 0 | 0 | 0 | 0 | 0
H | 0 | 0 | 0 | 0 | 0 | 0
LFG | 0 | 0 | 0 | 0 | 0 | 0
Nuc | 0 | 0 | 0 | 0 | 0 | 0
PS | 0 | 0 | 0 | 0 | 0 | 0
PV | 0 | 0 | 0 | 0 | 0 | 0
PeakG | 0 | 0 | 0 | 0 | 0 | 0
PeakO | 0 | 0 | 0 | 0 | 0 | 0
ST | 0 | 0 | 0 | 0 | 0 | 0
STOG | 0 | 0 | 0 | 0 | 0 | 0
STWD | 0 | 0 | 0 | 0 | 0 | 0
WT | 0 | 0 | 0 | 0 | 0 | 0
IGCC | 0 | 0 | 0 | 0 | 0 | 0
DemandResponse | 0 | 0 | 0 | 0 | 0 | 0
IGCC-CCS | 0 | 0 | 0 | 0 | 0 | 0
WT_off | 0 | 0 | 0 | 0 | 0 | 0
PseudoUnit | 0 | 0 | 0 | 0 | 0 | 0
FixedInterchange | 0 | 0 | 0 | 0 | 0 | 0
==== Emission Program: CAIRNOxAnnual : (NOx) ====
Emission Cost by Reporting Type: Entergy
ReportingType | 2015 | 2020 | 2025 | 2030 | 2035 | 2040
BM | 0 | 0 | 0 | 0 | 0 | 0
CC | 0 | 0 | 0 | 0 | 0 | 0
CSP | 0 | 0 | 0 | 0 | 0 | 0
CT | 0 | 0 | 0 | 0 | 0 | 0
Coal | 0 | 0 | 0 | 0 | 0 | 0
Geo | 0 | 0 | 0 | 0 | 0 | 0
H | 0 | 0 | 0 | 0 | 0 | 0
LFG | 0 | 0 | 0 | 0 | 0 | 0
Nuc | 0 | 0 | 0 | 0 | 0 | 0
PS | 0 | 0 | 0 | 0 | 0 | 0
PV | 0 | 0 | 0 | 0 | 0 | 0
PeakG | 0 | 0 | 0 | 0 | 0 | 0
PeakO | 0 | 0 | 0 | 0 | 0 | 0
ST | 0 | 0 | 0 | 0 | 0 | 0
STOG | 0 | 0 | 0 | 0 | 0 | 0
STWD | 0 | 0 | 0 | 0 | 0 | 0
WT | 0 | 0 | 0 | 0 | 0 | 0
IGCC | 0 | 0 | 0 | 0 | 0 | 0
DemandResponse | 0 | 0 | 0 | 0 | 0 | 0
IGCC-CCS | 0 | 0 | 0 | 0 | 0 | 0
WT_off | 0 | 0 | 0 | 0 | 0 | 0
PseudoUnit | 0 | 0 | 0 | 0 | 0 | 0
FixedInterchange | 0 | 0 | 0 | 0 | 0 | 0
Emission Cost by Reporting Type: FRCC
ReportingType | 2015 | 2020 | 2025 | 2030 | 2035 | 2040
BM | 0 | 0 | 0 | 0 | 0 | 0
CC | 0 | 0 | 0 | 0 | 0 | 0
CSP | 0 | 0 | 0 | 0 | 0 | 0
CT | 0 | 0 | 0 | 0 | 0 | 0
Coal | 0 | 0 | 0 | 0 | 0 | 0
Geo | 0 | 0 | 0 | 0 | 0 | 0
H | 0 | 0 | 0 | 0 | 0 | 0
LFG | 0 | 0 | 0 | 0 | 0 | 0
Nuc | 0 | 0 | 0 | 0 | 0 | 0
PS | 0 | 0 | 0 | 0 | 0 | 0
PV | 0 | 0 | 0 | 0 | 0 | 0
PeakG | 0 | 0 | 0 | 0 | 0 | 0
PeakO | 0 | 0 | 0 | 0 | 0 | 0
ST | 0 | 0 | 0 | 0 | 0 | 0
STOG | 0 | 0 | 0 | 0 | 0 | 0
STWD | 0 | 0 | 0 | 0 | 0 | 0
WT | 0 | 0 | 0 | 0 | 0 | 0
IGCC | 0 | 0 | 0 | 0 | 0 | 0
DemandResponse | 0 | 0 | 0 | 0 | 0 | 0
IGCC-CCS | 0 | 0 | 0 | 0 | 0 | 0
WT_off | 0 | 0 | 0 | 0 | 0 | 0
PseudoUnit | 0 | 0 | 0 | 0 | 0 | 0
FixedInterchange | 0 | 0 | 0 | 0 | 0 | 0
Emission Cost by Reporting Type: MAPP_US
ReportingType | 2015 | 2020 | 2025 | 2030 | 2035 | 2040
BM | 0 | 0 | 0 | 0 | 0 | 0
CC | 0 | 0 | 0 | 0 | 0 | 0
CSP | 0 | 0 | 0 | 0 | 0 | 0
CT | 0 | 0 | 0 | 0 | 0 | 0
Coal | 0 | 0 | 0 | 0 | 0 | 0
Geo | 0 | 0 | 0 | 0 | 0 | 0
H | 0 | 0 | 0 | 0 | 0 | 0
LFG | 0 | 0 | 0 | 0 | 0 | 0
Nuc | 0 | 0 | 0 | 0 | 0 | 0
PS | 0 | 0 | 0 | 0 | 0 | 0
PV | 0 | 0 | 0 | 0 | 0 | 0
PeakG | 0 | 0 | 0 | 0 | 0 | 0
PeakO | 0 | 0 | 0 | 0 | 0 | 0
ST | 0 | 0 | 0 | 0 | 0 | 0
STOG | 0 | 0 | 0 | 0 | 0 | 0
STWD | 0 | 0 | 0 | 0 | 0 | 0
WT | 0 | 0 | 0 | 0 | 0 | 0
IGCC | 0 | 0 | 0 | 0 | 0 | 0
DemandResponse | 0 | 0 | 0 | 0 | 0 | 0
IGCC-CCS | 0 | 0 | 0 | 0 | 0 | 0
WT_off | 0 | 0 | 0 | 0 | 0 | 0
PseudoUnit | 0 | 0 | 0 | 0 | 0 | 0
FixedInterchange | 0 | 0 | 0 | 0 | 0 | 0
Emission Cost by Reporting Type: MISO_IN
ReportingType | 2015 | 2020 | 2025 | 2030 | 2035 | 2040
BM | 0 | 0 | 0 | 0 | 0 | 0
CC | 0 | 0 | 0 | 0 | 0 | 0
CSP | 0 | 0 | 0 | 0 | 0 | 0
CT | 0 | 0 | 0 | 0 | 0 | 0
Coal | 0 | 0 | 0 | 0 | 0 | 0
Geo | 0 | 0 | 0 | 0 | 0 | 0
H | 0 | 0 | 0 | 0 | 0 | 0
LFG | 0 | 0 | 0 | 0 | 0 | 0
Nuc | 0 | 0 | 0 | 0 | 0 | 0
PS | 0 | 0 | 0 | 0 | 0 | 0
PV | 0 | 0 | 0 | 0 | 0 | 0
PeakG | 0 | 0 | 0 | 0 | 0 | 0
PeakO | 0 | 0 | 0 | 0 | 0 | 0
ST | 0 | 0 | 0 | 0 | 0 | 0
STOG | 0 | 0 | 0 | 0 | 0 | 0
STWD | 0 | 0 | 0 | 0 | 0 | 0
WT | 0 | 0 | 0 | 0 | 0 | 0
IGCC | 0 | 0 | 0 | 0 | 0 | 0
DemandResponse | 0 | 0 | 0 | 0 | 0 | 0
IGCC-CCS | 0 | 0 | 0 | 0 | 0 | 0
WT_off | 0 | 0 | 0 | 0 | 0 | 0
PseudoUnit | 0 | 0 | 0 | 0 | 0 | 0
FixedInterchange | 0 | 0 | 0 | 0 | 0 | 0
Emission Cost by Reporting Type: MISO_MI
ReportingType | 2015 | 2020 | 2025 | 2030 | 2035 | 2040
BM | 0 | 0 | 0 | 0 | 0 | 0
CC | 0 | 0 | 0 | 0 | 0 | 0
CSP | 0 | 0 | 0 | 0 | 0 | 0
CT | 0 | 0 | 0 | 0 | 0 | 0
Coal | 0 | 0 | 0 | 0 | 0 | 0
Geo | 0 | 0 | 0 | 0 | 0 | 0
H | 0 | 0 | 0 | 0 | 0 | 0
LFG | 0 | 0 | 0 | 0 | 0 | 0
Nuc | 0 | 0 | 0 | 0 | 0 | 0
PS | 0 | 0 | 0 | 0 | 0 | 0
PV | 0 | 0 | 0 | 0 | 0 | 0
PeakG | 0 | 0 | 0 | 0 | 0 | 0
PeakO | 0 | 0 | 0 | 0 | 0 | 0
ST | 0 | 0 | 0 | 0 | 0 | 0
STOG | 0 | 0 | 0 | 0 | 0 | 0
STWD | 0 | 0 | 0 | 0 | 0 | 0
WT | 0 | 0 | 0 | 0 | 0 | 0
IGCC | 0 | 0 | 0 | 0 | 0 | 0
DemandResponse | 0 | 0 | 0 | 0 | 0 | 0
IGCC-CCS | 0 | 0 | 0 | 0 | 0 | 0
WT_off | 0 | 0 | 0 | 0 | 0 | 0
PseudoUnit | 0 | 0 | 0 | 0 | 0 | 0
FixedInterchange | 0 | 0 | 0 | 0 | 0 | 0
Emission Cost by Reporting Type: MISO_MO-IL
ReportingType | 2015 | 2020 | 2025 | 2030 | 2035 | 2040
BM | 0 | 0 | 0 | 0 | 0 | 0
CC | 0 | 0 | 0 | 0 | 0 | 0
CSP | 0 | 0 | 0 | 0 | 0 | 0
CT | 0 | 0 | 0 | 0 | 0 | 0
Coal | 0 | 0 | 0 | 0 | 0 | 0
Geo | 0 | 0 | 0 | 0 | 0 | 0
H | 0 | 0 | 0 | 0 | 0 | 0
LFG | 0 | 0 | 0 | 0 | 0 | 0
Nuc | 0 | 0 | 0 | 0 | 0 | 0
PS | 0 | 0 | 0 | 0 | 0 | 0
PV | 0 | 0 | 0 | 0 | 0 | 0
PeakG | 0 | 0 | 0 | 0 | 0 | 0
PeakO | 0 | 0 | 0 | 0 | 0 | 0
ST | 0 | 0 | 0 | 0 | 0 | 0
STOG | 0 | 0 | 0 | 0 | 0 | 0
STWD | 0 | 0 | 0 | 0 | 0 | 0
WT | 0 | 0 | 0 | 0 | 0 | 0
IGCC | 0 | 0 | 0 | 0 | 0 | 0
DemandResponse | 0 | 0 | 0 | 0 | 0 | 0
IGCC-CCS | 0 | 0 | 0 | 0 | 0 | 0
WT_off | 0 | 0 | 0 | 0 | 0 | 0
PseudoUnit | 0 | 0 | 0 | 0 | 0 | 0
FixedInterchange | 0 | 0 | 0 | 0 | 0 | 0
Emission Cost by Reporting Type: MISO_W
ReportingType | 2015 | 2020 | 2025 | 2030 | 2035 | 2040
BM | 0 | 0 | 0 | 0 | 0 | 0
CC | 0 | 0 | 0 | 0 | 0 | 0
CSP | 0 | 0 | 0 | 0 | 0 | 0
CT | 0 | 0 | 0 | 0 | 0 | 0
Coal | 0 | 0 | 0 | 0 | 0 | 0
Geo | 0 | 0 | 0 | 0 | 0 | 0
H | 0 | 0 | 0 | 0 | 0 | 0
LFG | 0 | 0 | 0 | 0 | 0 | 0
Nuc | 0 | 0 | 0 | 0 | 0 | 0
PS | 0 | 0 | 0 | 0 | 0 | 0
PV | 0 | 0 | 0 | 0 | 0 | 0
PeakG | 0 | 0 | 0 | 0 | 0 | 0
PeakO | 0 | 0 | 0 | 0 | 0 | 0
ST | 0 | 0 | 0 | 0 | 0 | 0
STOG | 0 | 0 | 0 | 0 | 0 | 0
STWD | 0 | 0 | 0 | 0 | 0 | 0
WT | 0 | 0 | 0 | 0 | 0 | 0
IGCC | 0 | 0 | 0 | 0 | 0 | 0
DemandResponse | 0 | 0 | 0 | 0 | 0 | 0
IGCC-CCS | 0 | 0 | 0 | 0 | 0 | 0
WT_off | 0 | 0 | 0 | 0 | 0 | 0
PseudoUnit | 0 | 0 | 0 | 0 | 0 | 0
FixedInterchange | 0 | 0 | 0 | 0 | 0 | 0
Emission Cost by Reporting Type: MISO_WUMS
ReportingType | 2015 | 2020 | 2025 | 2030 | 2035 | 2040
BM | 0 | 0 | 0 | 0 | 0 | 0
CC | 0 | 0 | 0 | 0 | 0 | 0
CSP | 0 | 0 | 0 | 0 | 0 | 0
CT | 0 | 0 | 0 | 0 | 0 | 0
Coal | 0 | 0 | 0 | 0 | 0 | 0
Geo | 0 | 0 | 0 | 0 | 0 | 0
H | 0 | 0 | 0 | 0 | 0 | 0
LFG | 0 | 0 | 0 | 0 | 0 | 0
Nuc | 0 | 0 | 0 | 0 | 0 | 0
PS | 0 | 0 | 0 | 0 | 0 | 0
PV | 0 | 0 | 0 | 0 | 0 | 0
PeakG | 0 | 0 | 0 | 0 | 0 | 0
PeakO | 0 | 0 | 0 | 0 | 0 | 0
ST | 0 | 0 | 0 | 0 | 0 | 0
STOG | 0 | 0 | 0 | 0 | 0 | 0
STWD | 0 | 0 | 0 | 0 | 0 | 0
WT | 0 | 0 | 0 | 0 | 0 | 0
IGCC | 0 | 0 | 0 | 0 | 0 | 0
DemandResponse | 0 | 0 | 0 | 0 | 0 | 0
IGCC-CCS | 0 | 0 | 0 | 0 | 0 | 0
WT_off | 0 | 0 | 0 | 0 | 0 | 0
PseudoUnit | 0 | 0 | 0 | 0 | 0 | 0
FixedInterchange | 0 | 0 | 0 | 0 | 0 | 0
Emission Cost by Reporting Type: Nebraska
ReportingType | 2015 | 2020 | 2025 | 2030 | 2035 | 2040
BM | 0 | 0 | 0 | 0 | 0 | 0
CC | 0 | 0 | 0 | 0 | 0 | 0
CSP | 0 | 0 | 0 | 0 | 0 | 0
CT | 0 | 0 | 0 | 0 | 0 | 0
Coal | 0 | 0 | 0 | 0 | 0 | 0
Geo | 0 | 0 | 0 | 0 | 0 | 0
H | 0 | 0 | 0 | 0 | 0 | 0
LFG | 0 | 0 | 0 | 0 | 0 | 0
Nuc | 0 | 0 | 0 | 0 | 0 | 0
PS | 0 | 0 | 0 | 0 | 0 | 0
PV | 0 | 0 | 0 | 0 | 0 | 0
PeakG | 0 | 0 | 0 | 0 | 0 | 0
PeakO | 0 | 0 | 0 | 0 | 0 | 0
ST | 0 | 0 | 0 | 0 | 0 | 0
STOG | 0 | 0 | 0 | 0 | 0 | 0
STWD | 0 | 0 | 0 | 0 | 0 | 0
WT | 0 | 0 | 0 | 0 | 0 | 0
IGCC | 0 | 0 | 0 | 0 | 0 | 0
DemandResponse | 0 | 0 | 0 | 0 | 0 | 0
IGCC-CCS | 0 | 0 | 0 | 0 | 0 | 0
WT_off | 0 | 0 | 0 | 0 | 0 | 0
PseudoUnit | 0 | 0 | 0 | 0 | 0 | 0
FixedInterchange | 0 | 0 | 0 | 0 | 0 | 0
Emission Cost by Reporting Type: NEISO
ReportingType | 2015 | 2020 | 2025 | 2030 | 2035 | 2040
BM | 0 | 0 | 0 | 0 | 0 | 0
CC | 0 | 0 | 0 | 0 | 0 | 0
CSP | 0 | 0 | 0 | 0 | 0 | 0
CT | 0 | 0 | 0 | 0 | 0 | 0
Coal | 0 | 0 | 0 | 0 | 0 | 0
Geo | 0 | 0 | 0 | 0 | 0 | 0
H | 0 | 0 | 0 | 0 | 0 | 0
LFG | 0 | 0 | 0 | 0 | 0 | 0
Nuc | 0 | 0 | 0 | 0 | 0 | 0
PS | 0 | 0 | 0 | 0 | 0 | 0
PV | 0 | 0 | 0 | 0 | 0 | 0
PeakG | 0 | 0 | 0 | 0 | 0 | 0
PeakO | 0 | 0 | 0 | 0 | 0 | 0
ST | 0 | 0 | 0 | 0 | 0 | 0
STOG | 0 | 0 | 0 | 0 | 0 | 0
STWD | 0 | 0 | 0 | 0 | 0 | 0
WT | 0 | 0 | 0 | 0 | 0 | 0
IGCC | 0 | 0 | 0 | 0 | 0 | 0
DemandResponse | 0 | 0 | 0 | 0 | 0 | 0
IGCC-CCS | 0 | 0 | 0 | 0 | 0 | 0
WT_off | 0 | 0 | 0 | 0 | 0 | 0
PseudoUnit | 0 | 0 | 0 | 0 | 0 | 0
FixedInterchange | 0 | 0 | 0 | 0 | 0 | 0
Emission Cost by Reporting Type: NonRTO_Midwest
ReportingType | 2015 | 2020 | 2025 | 2030 | 2035 | 2040
BM | 0 | 0 | 0 | 0 | 0 | 0
CC | 0 | 0 | 0 | 0 | 0 | 0
CSP | 0 | 0 | 0 | 0 | 0 | 0
CT | 0 | 0 | 0 | 0 | 0 | 0
Coal | 0 | 0 | 0 | 0 | 0 | 0
Geo | 0 | 0 | 0 | 0 | 0 | 0
H | 0 | 0 | 0 | 0 | 0 | 0
LFG | 0 | 0 | 0 | 0 | 0 | 0
Nuc | 0 | 0 | 0 | 0 | 0 | 0
PS | 0 | 0 | 0 | 0 | 0 | 0
PV | 0 | 0 | 0 | 0 | 0 | 0
PeakG | 0 | 0 | 0 | 0 | 0 | 0
PeakO | 0 | 0 | 0 | 0 | 0 | 0
ST | 0 | 0 | 0 | 0 | 0 | 0
STOG | 0 | 0 | 0 | 0 | 0 | 0
STWD | 0 | 0 | 0 | 0 | 0 | 0
WT | 0 | 0 | 0 | 0 | 0 | 0
IGCC | 0 | 0 | 0 | 0 | 0 | 0
DemandResponse | 0 | 0 | 0 | 0 | 0 | 0
IGCC-CCS | 0 | 0 | 0 | 0 | 0 | 0
WT_off | 0 | 0 | 0 | 0 | 0 | 0
PseudoUnit | 0 | 0 | 0 | 0 | 0 | 0
FixedInterchange | 0 | 0 | 0 | 0 | 0 | 0
Emission Cost by Reporting Type: NYISO_A-F
ReportingType | 2015 | 2020 | 2025 | 2030 | 2035 | 2040
BM | 0 | 0 | 0 | 0 | 0 | 0
CC | 0 | 0 | 0 | 0 | 0 | 0
CSP | 0 | 0 | 0 | 0 | 0 | 0
CT | 0 | 0 | 0 | 0 | 0 | 0
Coal | 0 | 0 | 0 | 0 | 0 | 0
Geo | 0 | 0 | 0 | 0 | 0 | 0
H | 0 | 0 | 0 | 0 | 0 | 0
LFG | 0 | 0 | 0 | 0 | 0 | 0
Nuc | 0 | 0 | 0 | 0 | 0 | 0
PS | 0 | 0 | 0 | 0 | 0 | 0
PV | 0 | 0 | 0 | 0 | 0 | 0
PeakG | 0 | 0 | 0 | 0 | 0 | 0
PeakO | 0 | 0 | 0 | 0 | 0 | 0
ST | 0 | 0 | 0 | 0 | 0 | 0
STOG | 0 | 0 | 0 | 0 | 0 | 0
STWD | 0 | 0 | 0 | 0 | 0 | 0
WT | 0 | 0 | 0 | 0 | 0 | 0
IGCC | 0 | 0 | 0 | 0 | 0 | 0
DemandResponse | 0 | 0 | 0 | 0 | 0 | 0
IGCC-CCS | 0 | 0 | 0 | 0 | 0 | 0
WT_off | 0 | 0 | 0 | 0 | 0 | 0
PseudoUnit | 0 | 0 | 0 | 0 | 0 | 0
FixedInterchange | 0 | 0 | 0 | 0 | 0 | 0
Emission Cost by Reporting Type: NYISO_G-I
ReportingType | 2015 | 2020 | 2025 | 2030 | 2035 | 2040
BM | 0 | 0 | 0 | 0 | 0 | 0
CC | 0 | 0 | 0 | 0 | 0 | 0
CSP | 0 | 0 | 0 | 0 | 0 | 0
CT | 0 | 0 | 0 | 0 | 0 | 0
Coal | 0 | 0 | 0 | 0 | 0 | 0
Geo | 0 | 0 | 0 | 0 | 0 | 0
H | 0 | 0 | 0 | 0 | 0 | 0
LFG | 0 | 0 | 0 | 0 | 0 | 0
Nuc | 0 | 0 | 0 | 0 | 0 | 0
PS | 0 | 0 | 0 | 0 | 0 | 0
PV | 0 | 0 | 0 | 0 | 0 | 0
PeakG | 0 | 0 | 0 | 0 | 0 | 0
PeakO | 0 | 0 | 0 | 0 | 0 | 0
ST | 0 | 0 | 0 | 0 | 0 | 0
STOG | 0 | 0 | 0 | 0 | 0 | 0
STWD | 0 | 0 | 0 | 0 | 0 | 0
WT | 0 | 0 | 0 | 0 | 0 | 0
IGCC | 0 | 0 | 0 | 0 | 0 | 0
DemandResponse | 0 | 0 | 0 | 0 | 0 | 0
IGCC-CCS | 0 | 0 | 0 | 0 | 0 | 0
WT_off | 0 | 0 | 0 | 0 | 0 | 0
PseudoUnit | 0 | 0 | 0 | 0 | 0 | 0
FixedInterchange | 0 | 0 | 0 | 0 | 0 | 0
Emission Cost by Reporting Type: NYISO_J-K
ReportingType | 2015 | 2020 | 2025 | 2030 | 2035 | 2040
BM | 0 | 0 | 0 | 0 | 0 | 0
CC | 0 | 0 | 0 | 0 | 0 | 0
CSP | 0 | 0 | 0 | 0 | 0 | 0
CT | 0 | 0 | 0 | 0 | 0 | 0
Coal | 0 | 0 | 0 | 0 | 0 | 0
Geo | 0 | 0 | 0 | 0 | 0 | 0
H | 0 | 0 | 0 | 0 | 0 | 0
LFG | 0 | 0 | 0 | 0 | 0 | 0
Nuc | 0 | 0 | 0 | 0 | 0 | 0
PS | 0 | 0 | 0 | 0 | 0 | 0
PV | 0 | 0 | 0 | 0 | 0 | 0
PeakG | 0 | 0 | 0 | 0 | 0 | 0
PeakO | 0 | 0 | 0 | 0 | 0 | 0
ST | 0 | 0 | 0 | 0 | 0 | 0
STOG | 0 | 0 | 0 | 0 | 0 | 0
STWD | 0 | 0 | 0 | 0 | 0 | 0
WT | 0 | 0 | 0 | 0 | 0 | 0
IGCC | 0 | 0 | 0 | 0 | 0 | 0
DemandResponse | 0 | 0 | 0 | 0 | 0 | 0
IGCC-CCS | 0 | 0 | 0 | 0 | 0 | 0
WT_off | 0 | 0 | 0 | 0 | 0 | 0
PseudoUnit | 0 | 0 | 0 | 0 | 0 | 0
FixedInterchange | 0 | 0 | 0 | 0 | 0 | 0
Emission Cost by Reporting Type: PJM_E
ReportingType | 2015 | 2020 | 2025 | 2030 | 2035 | 2040
BM | 0 | 0 | 0 | 0 | 0 | 0
CC | 0 | 0 | 0 | 0 | 0 | 0
CSP | 0 | 0 | 0 | 0 | 0 | 0
CT | 0 | 0 | 0 | 0 | 0 | 0
Coal | 0 | 0 | 0 | 0 | 0 | 0
Geo | 0 | 0 | 0 | 0 | 0 | 0
H | 0 | 0 | 0 | 0 | 0 | 0
LFG | 0 | 0 | 0 | 0 | 0 | 0
Nuc | 0 | 0 | 0 | 0 | 0 | 0
PS | 0 | 0 | 0 | 0 | 0 | 0
PV | 0 | 0 | 0 | 0 | 0 | 0
PeakG | 0 | 0 | 0 | 0 | 0 | 0
PeakO | 0 | 0 | 0 | 0 | 0 | 0
ST | 0 | 0 | 0 | 0 | 0 | 0
STOG | 0 | 0 | 0 | 0 | 0 | 0
STWD | 0 | 0 | 0 | 0 | 0 | 0
WT | 0 | 0 | 0 | 0 | 0 | 0
IGCC | 0 | 0 | 0 | 0 | 0 | 0
DemandResponse | 0 | 0 | 0 | 0 | 0 | 0
IGCC-CCS | 0 | 0 | 0 | 0 | 0 | 0
WT_off | 0 | 0 | 0 | 0 | 0 | 0
PseudoUnit | 0 | 0 | 0 | 0 | 0 | 0
FixedInterchange | 0 | 0 | 0 | 0 | 0 | 0
Emission Cost by Reporting Type: PJM_ROM
ReportingType | 2015 | 2020 | 2025 | 2030 | 2035 | 2040
BM | 0 | 0 | 0 | 0 | 0 | 0
CC | 0 | 0 | 0 | 0 | 0 | 0
CSP | 0 | 0 | 0 | 0 | 0 | 0
CT | 0 | 0 | 0 | 0 | 0 | 0
Coal | 0 | 0 | 0 | 0 | 0 | 0
Geo | 0 | 0 | 0 | 0 | 0 | 0
H | 0 | 0 | 0 | 0 | 0 | 0
LFG | 0 | 0 | 0 | 0 | 0 | 0
Nuc | 0 | 0 | 0 | 0 | 0 | 0
PS | 0 | 0 | 0 | 0 | 0 | 0
PV | 0 | 0 | 0 | 0 | 0 | 0
PeakG | 0 | 0 | 0 | 0 | 0 | 0
PeakO | 0 | 0 | 0 | 0 | 0 | 0
ST | 0 | 0 | 0 | 0 | 0 | 0
STOG | 0 | 0 | 0 | 0 | 0 | 0
STWD | 0 | 0 | 0 | 0 | 0 | 0
WT | 0 | 0 | 0 | 0 | 0 | 0
IGCC | 0 | 0 | 0 | 0 | 0 | 0
DemandResponse | 0 | 0 | 0 | 0 | 0 | 0
IGCC-CCS | 0 | 0 | 0 | 0 | 0 | 0
WT_off | 0 | 0 | 0 | 0 | 0 | 0
PseudoUnit | 0 | 0 | 0 | 0 | 0 | 0
FixedInterchange | 0 | 0 | 0 | 0 | 0 | 0
Emission Cost by Reporting Type: PJM_ROR
ReportingType | 2015 | 2020 | 2025 | 2030 | 2035 | 2040
BM | 0 | 0 | 0 | 0 | 0 | 0
CC | 0 | 0 | 0 | 0 | 0 | 0
CSP | 0 | 0 | 0 | 0 | 0 | 0
CT | 0 | 0 | 0 | 0 | 0 | 0
Coal | 0 | 0 | 0 | 0 | 0 | 0
Geo | 0 | 0 | 0 | 0 | 0 | 0
H | 0 | 0 | 0 | 0 | 0 | 0
LFG | 0 | 0 | 0 | 0 | 0 | 0
Nuc | 0 | 0 | 0 | 0 | 0 | 0
PS | 0 | 0 | 0 | 0 | 0 | 0
PV | 0 | 0 | 0 | 0 | 0 | 0
PeakG | 0 | 0 | 0 | 0 | 0 | 0
PeakO | 0 | 0 | 0 | 0 | 0 | 0
ST | 0 | 0 | 0 | 0 | 0 | 0
STOG | 0 | 0 | 0 | 0 | 0 | 0
STWD | 0 | 0 | 0 | 0 | 0 | 0
WT | 0 | 0 | 0 | 0 | 0 | 0
IGCC | 0 | 0 | 0 | 0 | 0 | 0
DemandResponse | 0 | 0 | 0 | 0 | 0 | 0
IGCC-CCS | 0 | 0 | 0 | 0 | 0 | 0
WT_off | 0 | 0 | 0 | 0 | 0 | 0
PseudoUnit | 0 | 0 | 0 | 0 | 0 | 0
FixedInterchange | 0 | 0 | 0 | 0 | 0 | 0
Emission Cost by Reporting Type: SOCO
ReportingType | 2015 | 2020 | 2025 | 2030 | 2035 | 2040
BM | 0 | 0 | 0 | 0 | 0 | 0
CC | 0 | 0 | 0 | 0 | 0 | 0
CSP | 0 | 0 | 0 | 0 | 0 | 0
CT | 0 | 0 | 0 | 0 | 0 | 0
Coal | 0 | 0 | 0 | 0 | 0 | 0
Geo | 0 | 0 | 0 | 0 | 0 | 0
H | 0 | 0 | 0 | 0 | 0 | 0
LFG | 0 | 0 | 0 | 0 | 0 | 0
Nuc | 0 | 0 | 0 | 0 | 0 | 0
PS | 0 | 0 | 0 | 0 | 0 | 0
PV | 0 | 0 | 0 | 0 | 0 | 0
PeakG | 0 | 0 | 0 | 0 | 0 | 0
PeakO | 0 | 0 | 0 | 0 | 0 | 0
ST | 0 | 0 | 0 | 0 | 0 | 0
STOG | 0 | 0 | 0 | 0 | 0 | 0
STWD | 0 | 0 | 0 | 0 | 0 | 0
WT | 0 | 0 | 0 | 0 | 0 | 0
IGCC | 0 | 0 | 0 | 0 | 0 | 0
DemandResponse | 0 | 0 | 0 | 0 | 0 | 0
IGCC-CCS | 0 | 0 | 0 | 0 | 0 | 0
WT_off | 0 | 0 | 0 | 0 | 0 | 0
PseudoUnit | 0 | 0 | 0 | 0 | 0 | 0
FixedInterchange | 0 | 0 | 0 | 0 | 0 | 0
Emission Cost by Reporting Type: SPP_N
ReportingType | 2015 | 2020 | 2025 | 2030 | 2035 | 2040
BM | 0 | 0 | 0 | 0 | 0 | 0
CC | 0 | 0 | 0 | 0 | 0 | 0
CSP | 0 | 0 | 0 | 0 | 0 | 0
CT | 0 | 0 | 0 | 0 | 0 | 0
Coal | 0 | 0 | 0 | 0 | 0 | 0
Geo | 0 | 0 | 0 | 0 | 0 | 0
H | 0 | 0 | 0 | 0 | 0 | 0
LFG | 0 | 0 | 0 | 0 | 0 | 0
Nuc | 0 | 0 | 0 | 0 | 0 | 0
PS | 0 | 0 | 0 | 0 | 0 | 0
PV | 0 | 0 | 0 | 0 | 0 | 0
PeakG | 0 | 0 | 0 | 0 | 0 | 0
PeakO | 0 | 0 | 0 | 0 | 0 | 0
ST | 0 | 0 | 0 | 0 | 0 | 0
STOG | 0 | 0 | 0 | 0 | 0 | 0
STWD | 0 | 0 | 0 | 0 | 0 | 0
WT | 0 | 0 | 0 | 0 | 0 | 0
IGCC | 0 | 0 | 0 | 0 | 0 | 0
DemandResponse | 0 | 0 | 0 | 0 | 0 | 0
IGCC-CCS | 0 | 0 | 0 | 0 | 0 | 0
WT_off | 0 | 0 | 0 | 0 | 0 | 0
PseudoUnit | 0 | 0 | 0 | 0 | 0 | 0
FixedInterchange | 0 | 0 | 0 | 0 | 0 | 0
Emission Cost by Reporting Type: SPP_S
ReportingType | 2015 | 2020 | 2025 | 2030 | 2035 | 2040
BM | 0 | 0 | 0 | 0 | 0 | 0
CC | 0 | 0 | 0 | 0 | 0 | 0
CSP | 0 | 0 | 0 | 0 | 0 | 0
CT | 0 | 0 | 0 | 0 | 0 | 0
Coal | 0 | 0 | 0 | 0 | 0 | 0
Geo | 0 | 0 | 0 | 0 | 0 | 0
H | 0 | 0 | 0 | 0 | 0 | 0
LFG | 0 | 0 | 0 | 0 | 0 | 0
Nuc | 0 | 0 | 0 | 0 | 0 | 0
PS | 0 | 0 | 0 | 0 | 0 | 0
PV | 0 | 0 | 0 | 0 | 0 | 0
PeakG | 0 | 0 | 0 | 0 | 0 | 0
PeakO | 0 | 0 | 0 | 0 | 0 | 0
ST | 0 | 0 | 0 | 0 | 0 | 0
STOG | 0 | 0 | 0 | 0 | 0 | 0
STWD | 0 | 0 | 0 | 0 | 0 | 0
WT | 0 | 0 | 0 | 0 | 0 | 0
IGCC | 0 | 0 | 0 | 0 | 0 | 0
DemandResponse | 0 | 0 | 0 | 0 | 0 | 0
IGCC-CCS | 0 | 0 | 0 | 0 | 0 | 0
WT_off | 0 | 0 | 0 | 0 | 0 | 0
PseudoUnit | 0 | 0 | 0 | 0 | 0 | 0
FixedInterchange | 0 | 0 | 0 | 0 | 0 | 0
Emission Cost by Reporting Type: TVA
ReportingType | 2015 | 2020 | 2025 | 2030 | 2035 | 2040
BM | 0 | 0 | 0 | 0 | 0 | 0
CC | 0 | 0 | 0 | 0 | 0 | 0
CSP | 0 | 0 | 0 | 0 | 0 | 0
CT | 0 | 0 | 0 | 0 | 0 | 0
Coal | 0 | 0 | 0 | 0 | 0 | 0
Geo | 0 | 0 | 0 | 0 | 0 | 0
H | 0 | 0 | 0 | 0 | 0 | 0
LFG | 0 | 0 | 0 | 0 | 0 | 0
Nuc | 0 | 0 | 0 | 0 | 0 | 0
PS | 0 | 0 | 0 | 0 | 0 | 0
PV | 0 | 0 | 0 | 0 | 0 | 0
PeakG | 0 | 0 | 0 | 0 | 0 | 0
PeakO | 0 | 0 | 0 | 0 | 0 | 0
ST | 0 | 0 | 0 | 0 | 0 | 0
STOG | 0 | 0 | 0 | 0 | 0 | 0
STWD | 0 | 0 | 0 | 0 | 0 | 0
WT | 0 | 0 | 0 | 0 | 0 | 0
IGCC | 0 | 0 | 0 | 0 | 0 | 0
DemandResponse | 0 | 0 | 0 | 0 | 0 | 0
IGCC-CCS | 0 | 0 | 0 | 0 | 0 | 0
WT_off | 0 | 0 | 0 | 0 | 0 | 0
PseudoUnit | 0 | 0 | 0 | 0 | 0 | 0
FixedInterchange | 0 | 0 | 0 | 0 | 0 | 0
Emission Cost by Reporting Type: TVA_Transmission
ReportingType | 2015 | 2020 | 2025 | 2030 | 2035 | 2040
BM | 0 | 0 | 0 | 0 | 0 | 0
CC | 0 | 0 | 0 | 0 | 0 | 0
CSP | 0 | 0 | 0 | 0 | 0 | 0
CT | 0 | 0 | 0 | 0 | 0 | 0
Coal | 0 | 0 | 0 | 0 | 0 | 0
Geo | 0 | 0 | 0 | 0 | 0 | 0
H | 0 | 0 | 0 | 0 | 0 | 0
LFG | 0 | 0 | 0 | 0 | 0 | 0
Nuc | 0 | 0 | 0 | 0 | 0 | 0
PS | 0 | 0 | 0 | 0 | 0 | 0
PV | 0 | 0 | 0 | 0 | 0 | 0
PeakG | 0 | 0 | 0 | 0 | 0 | 0
PeakO | 0 | 0 | 0 | 0 | 0 | 0
ST | 0 | 0 | 0 | 0 | 0 | 0
STOG | 0 | 0 | 0 | 0 | 0 | 0
STWD | 0 | 0 | 0 | 0 | 0 | 0
WT | 0 | 0 | 0 | 0 | 0 | 0
IGCC | 0 | 0 | 0 | 0 | 0 | 0
DemandResponse | 0 | 0 | 0 | 0 | 0 | 0
IGCC-CCS | 0 | 0 | 0 | 0 | 0 | 0
WT_off | 0 | 0 | 0 | 0 | 0 | 0
PseudoUnit | 0 | 0 | 0 | 0 | 0 | 0
FixedInterchange | 0 | 0 | 0 | 0 | 0 | 0
Emission Cost by Reporting Type: VACAR
ReportingType | 2015 | 2020 | 2025 | 2030 | 2035 | 2040
BM | 0 | 0 | 0 | 0 | 0 | 0
CC | 0 | 0 | 0 | 0 | 0 | 0
CSP | 0 | 0 | 0 | 0 | 0 | 0
CT | 0 | 0 | 0 | 0 | 0 | 0
Coal | 0 | 0 | 0 | 0 | 0 | 0
Geo | 0 | 0 | 0 | 0 | 0 | 0
H | 0 | 0 | 0 | 0 | 0 | 0
LFG | 0 | 0 | 0 | 0 | 0 | 0
Nuc | 0 | 0 | 0 | 0 | 0 | 0
PS | 0 | 0 | 0 | 0 | 0 | 0
PV | 0 | 0 | 0 | 0 | 0 | 0
PeakG | 0 | 0 | 0 | 0 | 0 | 0
PeakO | 0 | 0 | 0 | 0 | 0 | 0
ST | 0 | 0 | 0 | 0 | 0 | 0
STOG | 0 | 0 | 0 | 0 | 0 | 0
STWD | 0 | 0 | 0 | 0 | 0 | 0
WT | 0 | 0 | 0 | 0 | 0 | 0
IGCC | 0 | 0 | 0 | 0 | 0 | 0
DemandResponse | 0 | 0 | 0 | 0 | 0 | 0
IGCC-CCS | 0 | 0 | 0 | 0 | 0 | 0
WT_off | 0 | 0 | 0 | 0 | 0 | 0
PseudoUnit | 0 | 0 | 0 | 0 | 0 | 0
FixedInterchange | 0 | 0 | 0 | 0 | 0 | 0
Emission Cost by Reporting Type: IESO
ReportingType | 2015 | 2020 | 2025 | 2030 | 2035 | 2040
BM | 0 | 0 | 0 | 0 | 0 | 0
CC | 0 | 0 | 0 | 0 | 0 | 0
CSP | 0 | 0 | 0 | 0 | 0 | 0
CT | 0 | 0 | 0 | 0 | 0 | 0
Coal | 0 | 0 | 0 | 0 | 0 | 0
Geo | 0 | 0 | 0 | 0 | 0 | 0
H | 0 | 0 | 0 | 0 | 0 | 0
LFG | 0 | 0 | 0 | 0 | 0 | 0
Nuc | 0 | 0 | 0 | 0 | 0 | 0
PS | 0 | 0 | 0 | 0 | 0 | 0
PV | 0 | 0 | 0 | 0 | 0 | 0
PeakG | 0 | 0 | 0 | 0 | 0 | 0
PeakO | 0 | 0 | 0 | 0 | 0 | 0
ST | 0 | 0 | 0 | 0 | 0 | 0
STOG | 0 | 0 | 0 | 0 | 0 | 0
STWD | 0 | 0 | 0 | 0 | 0 | 0
WT | 0 | 0 | 0 | 0 | 0 | 0
IGCC | 0 | 0 | 0 | 0 | 0 | 0
DemandResponse | 0 | 0 | 0 | 0 | 0 | 0
IGCC-CCS | 0 | 0 | 0 | 0 | 0 | 0
WT_off | 0 | 0 | 0 | 0 | 0 | 0
PseudoUnit | 0 | 0 | 0 | 0 | 0 | 0
FixedInterchange | 0 | 0 | 0 | 0 | 0 | 0
Emission Cost by Reporting Type: MAPP_CA
ReportingType | 2015 | 2020 | 2025 | 2030 | 2035 | 2040
BM | 0 | 0 | 0 | 0 | 0 | 0
CC | 0 | 0 | 0 | 0 | 0 | 0
CSP | 0 | 0 | 0 | 0 | 0 | 0
CT | 0 | 0 | 0 | 0 | 0 | 0
Coal | 0 | 0 | 0 | 0 | 0 | 0
Geo | 0 | 0 | 0 | 0 | 0 | 0
H | 0 | 0 | 0 | 0 | 0 | 0
LFG | 0 | 0 | 0 | 0 | 0 | 0
Nuc | 0 | 0 | 0 | 0 | 0 | 0
PS | 0 | 0 | 0 | 0 | 0 | 0
PV | 0 | 0 | 0 | 0 | 0 | 0
PeakG | 0 | 0 | 0 | 0 | 0 | 0
PeakO | 0 | 0 | 0 | 0 | 0 | 0
ST | 0 | 0 | 0 | 0 | 0 | 0
STOG | 0 | 0 | 0 | 0 | 0 | 0
STWD | 0 | 0 | 0 | 0 | 0 | 0
WT | 0 | 0 | 0 | 0 | 0 | 0
IGCC | 0 | 0 | 0 | 0 | 0 | 0
DemandResponse | 0 | 0 | 0 | 0 | 0 | 0
IGCC-CCS | 0 | 0 | 0 | 0 | 0 | 0
WT_off | 0 | 0 | 0 | 0 | 0 | 0
PseudoUnit | 0 | 0 | 0 | 0 | 0 | 0
FixedInterchange | 0 | 0 | 0 | 0 | 0 | 0
Emission Cost by Reporting Type: AZ_NM_SNV_Coal
ReportingType | 2015 | 2020 | 2025 | 2030 | 2035 | 2040
BM | 0 | 0 | 0 | 0 | 0 | 0
CC | 0 | 0 | 0 | 0 | 0 | 0
CSP | 0 | 0 | 0 | 0 | 0 | 0
CT | 0 | 0 | 0 | 0 | 0 | 0
Coal | 0 | 0 | 0 | 0 | 0 | 0
Geo | 0 | 0 | 0 | 0 | 0 | 0
H | 0 | 0 | 0 | 0 | 0 | 0
LFG | 0 | 0 | 0 | 0 | 0 | 0
Nuc | 0 | 0 | 0 | 0 | 0 | 0
PS | 0 | 0 | 0 | 0 | 0 | 0
PV | 0 | 0 | 0 | 0 | 0 | 0
PeakG | 0 | 0 | 0 | 0 | 0 | 0
PeakO | 0 | 0 | 0 | 0 | 0 | 0
ST | 0 | 0 | 0 | 0 | 0 | 0
STOG | 0 | 0 | 0 | 0 | 0 | 0
STWD | 0 | 0 | 0 | 0 | 0 | 0
WT | 0 | 0 | 0 | 0 | 0 | 0
IGCC | 0 | 0 | 0 | 0 | 0 | 0
DemandResponse | 0 | 0 | 0 | 0 | 0 | 0
IGCC-CCS | 0 | 0 | 0 | 0 | 0 | 0
WT_off | 0 | 0 | 0 | 0 | 0 | 0
PseudoUnit | 0 | 0 | 0 | 0 | 0 | 0
FixedInterchange | 0 | 0 | 0 | 0 | 0 | 0
Emission Cost by Reporting Type: AZ_NM_SNV_Gas
ReportingType | 2015 | 2020 | 2025 | 2030 | 2035 | 2040
BM | 0 | 0 | 0 | 0 | 0 | 0
CC | 0 | 0 | 0 | 0 | 0 | 0
CSP | 0 | 0 | 0 | 0 | 0 | 0
CT | 0 | 0 | 0 | 0 | 0 | 0
Coal | 0 | 0 | 0 | 0 | 0 | 0
Geo | 0 | 0 | 0 | 0 | 0 | 0
H | 0 | 0 | 0 | 0 | 0 | 0
LFG | 0 | 0 | 0 | 0 | 0 | 0
Nuc | 0 | 0 | 0 | 0 | 0 | 0
PS | 0 | 0 | 0 | 0 | 0 | 0
PV | 0 | 0 | 0 | 0 | 0 | 0
PeakG | 0 | 0 | 0 | 0 | 0 | 0
PeakO | 0 | 0 | 0 | 0 | 0 | 0
ST | 0 | 0 | 0 | 0 | 0 | 0
STOG | 0 | 0 | 0 | 0 | 0 | 0
STWD | 0 | 0 | 0 | 0 | 0 | 0
WT | 0 | 0 | 0 | 0 | 0 | 0
IGCC | 0 | 0 | 0 | 0 | 0 | 0
DemandResponse | 0 | 0 | 0 | 0 | 0 | 0
IGCC-CCS | 0 | 0 | 0 | 0 | 0 | 0
WT_off | 0 | 0 | 0 | 0 | 0 | 0
PseudoUnit | 0 | 0 | 0 | 0 | 0 | 0
FixedInterchange | 0 | 0 | 0 | 0 | 0 | 0
Emission Cost by Reporting Type: AZ_NM_SNV_NucRenew
ReportingType | 2015 | 2020 | 2025 | 2030 | 2035 | 2040
BM | 0 | 0 | 0 | 0 | 0 | 0
CC | 0 | 0 | 0 | 0 | 0 | 0
CSP | 0 | 0 | 0 | 0 | 0 | 0
CT | 0 | 0 | 0 | 0 | 0 | 0
Coal | 0 | 0 | 0 | 0 | 0 | 0
Geo | 0 | 0 | 0 | 0 | 0 | 0
H | 0 | 0 | 0 | 0 | 0 | 0
LFG | 0 | 0 | 0 | 0 | 0 | 0
Nuc | 0 | 0 | 0 | 0 | 0 | 0
PS | 0 | 0 | 0 | 0 | 0 | 0
PV | 0 | 0 | 0 | 0 | 0 | 0
PeakG | 0 | 0 | 0 | 0 | 0 | 0
PeakO | 0 | 0 | 0 | 0 | 0 | 0
ST | 0 | 0 | 0 | 0 | 0 | 0
STOG | 0 | 0 | 0 | 0 | 0 | 0
STWD | 0 | 0 | 0 | 0 | 0 | 0
WT | 0 | 0 | 0 | 0 | 0 | 0
IGCC | 0 | 0 | 0 | 0 | 0 | 0
DemandResponse | 0 | 0 | 0 | 0 | 0 | 0
IGCC-CCS | 0 | 0 | 0 | 0 | 0 | 0
WT_off | 0 | 0 | 0 | 0 | 0 | 0
PseudoUnit | 0 | 0 | 0 | 0 | 0 | 0
FixedInterchange | 0 | 0 | 0 | 0 | 0 | 0
Emission Cost by Reporting Type: ERCOT
ReportingType | 2015 | 2020 | 2025 | 2030 | 2035 | 2040
BM | 0 | 0 | 0 | 0 | 0 | 0
CC | 0 | 0 | 0 | 0 | 0 | 0
CSP | 0 | 0 | 0 | 0 | 0 | 0
CT | 0 | 0 | 0 | 0 | 0 | 0
Coal | 0 | 0 | 0 | 0 | 0 | 0
Geo | 0 | 0 | 0 | 0 | 0 | 0
H | 0 | 0 | 0 | 0 | 0 | 0
LFG | 0 | 0 | 0 | 0 | 0 | 0
Nuc | 0 | 0 | 0 | 0 | 0 | 0
PS | 0 | 0 | 0 | 0 | 0 | 0
PV | 0 | 0 | 0 | 0 | 0 | 0
PeakG | 0 | 0 | 0 | 0 | 0 | 0
PeakO | 0 | 0 | 0 | 0 | 0 | 0
ST | 0 | 0 | 0 | 0 | 0 | 0
STOG | 0 | 0 | 0 | 0 | 0 | 0
STWD | 0 | 0 | 0 | 0 | 0 | 0
WT | 0 | 0 | 0 | 0 | 0 | 0
IGCC | 0 | 0 | 0 | 0 | 0 | 0
DemandResponse | 0 | 0 | 0 | 0 | 0 | 0
IGCC-CCS | 0 | 0 | 0 | 0 | 0 | 0
WT_off | 0 | 0 | 0 | 0 | 0 | 0
PseudoUnit | 0 | 0 | 0 | 0 | 0 | 0
FixedInterchange | 0 | 0 | 0 | 0 | 0 | 0
Emission Cost by Reporting Type: NP15
ReportingType | 2015 | 2020 | 2025 | 2030 | 2035 | 2040
BM | 0 | 0 | 0 | 0 | 0 | 0
CC | 0 | 0 | 0 | 0 | 0 | 0
CSP | 0 | 0 | 0 | 0 | 0 | 0
CT | 0 | 0 | 0 | 0 | 0 | 0
Coal | 0 | 0 | 0 | 0 | 0 | 0
Geo | 0 | 0 | 0 | 0 | 0 | 0
H | 0 | 0 | 0 | 0 | 0 | 0
LFG | 0 | 0 | 0 | 0 | 0 | 0
Nuc | 0 | 0 | 0 | 0 | 0 | 0
PS | 0 | 0 | 0 | 0 | 0 | 0
PV | 0 | 0 | 0 | 0 | 0 | 0
PeakG | 0 | 0 | 0 | 0 | 0 | 0
PeakO | 0 | 0 | 0 | 0 | 0 | 0
ST | 0 | 0 | 0 | 0 | 0 | 0
STOG | 0 | 0 | 0 | 0 | 0 | 0
STWD | 0 | 0 | 0 | 0 | 0 | 0
WT | 0 | 0 | 0 | 0 | 0 | 0
IGCC | 0 | 0 | 0 | 0 | 0 | 0
DemandResponse | 0 | 0 | 0 | 0 | 0 | 0
IGCC-CCS | 0 | 0 | 0 | 0 | 0 | 0
WT_off | 0 | 0 | 0 | 0 | 0 | 0
PseudoUnit | 0 | 0 | 0 | 0 | 0 | 0
FixedInterchange | 0 | 0 | 0 | 0 | 0 | 0
Emission Cost by Reporting Type: NWPP_Coal
ReportingType | 2015 | 2020 | 2025 | 2030 | 2035 | 2040
BM | 0 | 0 | 0 | 0 | 0 | 0
CC | 0 | 0 | 0 | 0 | 0 | 0
CSP | 0 | 0 | 0 | 0 | 0 | 0
CT | 0 | 0 | 0 | 0 | 0 | 0
Coal | 0 | 0 | 0 | 0 | 0 | 0
Geo | 0 | 0 | 0 | 0 | 0 | 0
H | 0 | 0 | 0 | 0 | 0 | 0
LFG | 0 | 0 | 0 | 0 | 0 | 0
Nuc | 0 | 0 | 0 | 0 | 0 | 0
PS | 0 | 0 | 0 | 0 | 0 | 0
PV | 0 | 0 | 0 | 0 | 0 | 0
PeakG | 0 | 0 | 0 | 0 | 0 | 0
PeakO | 0 | 0 | 0 | 0 | 0 | 0
ST | 0 | 0 | 0 | 0 | 0 | 0
STOG | 0 | 0 | 0 | 0 | 0 | 0
STWD | 0 | 0 | 0 | 0 | 0 | 0
WT | 0 | 0 | 0 | 0 | 0 | 0
IGCC | 0 | 0 | 0 | 0 | 0 | 0
DemandResponse | 0 | 0 | 0 | 0 | 0 | 0
IGCC-CCS | 0 | 0 | 0 | 0 | 0 | 0
WT_off | 0 | 0 | 0 | 0 | 0 | 0
PseudoUnit | 0 | 0 | 0 | 0 | 0 | 0
FixedInterchange | 0 | 0 | 0 | 0 | 0 | 0
Emission Cost by Reporting Type: NWPP_Gas
ReportingType | 2015 | 2020 | 2025 | 2030 | 2035 | 2040
BM | 0 | 0 | 0 | 0 | 0 | 0
CC | 0 | 0 | 0 | 0 | 0 | 0
CSP | 0 | 0 | 0 | 0 | 0 | 0
CT | 0 | 0 | 0 | 0 | 0 | 0
Coal | 0 | 0 | 0 | 0 | 0 | 0
Geo | 0 | 0 | 0 | 0 | 0 | 0
H | 0 | 0 | 0 | 0 | 0 | 0
LFG | 0 | 0 | 0 | 0 | 0 | 0
Nuc | 0 | 0 | 0 | 0 | 0 | 0
PS | 0 | 0 | 0 | 0 | 0 | 0
PV | 0 | 0 | 0 | 0 | 0 | 0
PeakG | 0 | 0 | 0 | 0 | 0 | 0
PeakO | 0 | 0 | 0 | 0 | 0 | 0
ST | 0 | 0 | 0 | 0 | 0 | 0
STOG | 0 | 0 | 0 | 0 | 0 | 0
STWD | 0 | 0 | 0 | 0 | 0 | 0
WT | 0 | 0 | 0 | 0 | 0 | 0
IGCC | 0 | 0 | 0 | 0 | 0 | 0
DemandResponse | 0 | 0 | 0 | 0 | 0 | 0
IGCC-CCS | 0 | 0 | 0 | 0 | 0 | 0
WT_off | 0 | 0 | 0 | 0 | 0 | 0
PseudoUnit | 0 | 0 | 0 | 0 | 0 | 0
FixedInterchange | 0 | 0 | 0 | 0 | 0 | 0
Emission Cost by Reporting Type: NWPP_NucRenew
ReportingType | 2015 | 2020 | 2025 | 2030 | 2035 | 2040
BM | 0 | 0 | 0 | 0 | 0 | 0
CC | 0 | 0 | 0 | 0 | 0 | 0
CSP | 0 | 0 | 0 | 0 | 0 | 0
CT | 0 | 0 | 0 | 0 | 0 | 0
Coal | 0 | 0 | 0 | 0 | 0 | 0
Geo | 0 | 0 | 0 | 0 | 0 | 0
H | 0 | 0 | 0 | 0 | 0 | 0
LFG | 0 | 0 | 0 | 0 | 0 | 0
Nuc | 0 | 0 | 0 | 0 | 0 | 0
PS | 0 | 0 | 0 | 0 | 0 | 0
PV | 0 | 0 | 0 | 0 | 0 | 0
PeakG | 0 | 0 | 0 | 0 | 0 | 0
PeakO | 0 | 0 | 0 | 0 | 0 | 0
ST | 0 | 0 | 0 | 0 | 0 | 0
STOG | 0 | 0 | 0 | 0 | 0 | 0
STWD | 0 | 0 | 0 | 0 | 0 | 0
WT | 0 | 0 | 0 | 0 | 0 | 0
IGCC | 0 | 0 | 0 | 0 | 0 | 0
DemandResponse | 0 | 0 | 0 | 0 | 0 | 0
IGCC-CCS | 0 | 0 | 0 | 0 | 0 | 0
WT_off | 0 | 0 | 0 | 0 | 0 | 0
PseudoUnit | 0 | 0 | 0 | 0 | 0 | 0
FixedInterchange | 0 | 0 | 0 | 0 | 0 | 0
Emission Cost by Reporting Type: RMPA
ReportingType | 2015 | 2020 | 2025 | 2030 | 2035 | 2040
BM | 0 | 0 | 0 | 0 | 0 | 0
CC | 0 | 0 | 0 | 0 | 0 | 0
CSP | 0 | 0 | 0 | 0 | 0 | 0
CT | 0 | 0 | 0 | 0 | 0 | 0
Coal | 0 | 0 | 0 | 0 | 0 | 0
Geo | 0 | 0 | 0 | 0 | 0 | 0
H | 0 | 0 | 0 | 0 | 0 | 0
LFG | 0 | 0 | 0 | 0 | 0 | 0
Nuc | 0 | 0 | 0 | 0 | 0 | 0
PS | 0 | 0 | 0 | 0 | 0 | 0
PV | 0 | 0 | 0 | 0 | 0 | 0
PeakG | 0 | 0 | 0 | 0 | 0 | 0
PeakO | 0 | 0 | 0 | 0 | 0 | 0
ST | 0 | 0 | 0 | 0 | 0 | 0
STOG | 0 | 0 | 0 | 0 | 0 | 0
STWD | 0 | 0 | 0 | 0 | 0 | 0
WT | 0 | 0 | 0 | 0 | 0 | 0
IGCC | 0 | 0 | 0 | 0 | 0 | 0
DemandResponse | 0 | 0 | 0 | 0 | 0 | 0
IGCC-CCS | 0 | 0 | 0 | 0 | 0 | 0
WT_off | 0 | 0 | 0 | 0 | 0 | 0
PseudoUnit | 0 | 0 | 0 | 0 | 0 | 0
FixedInterchange | 0 | 0 | 0 | 0 | 0 | 0
Emission Cost by Reporting Type: SP15
ReportingType | 2015 | 2020 | 2025 | 2030 | 2035 | 2040
BM | 0 | 0 | 0 | 0 | 0 | 0
CC | 0 | 0 | 0 | 0 | 0 | 0
CSP | 0 | 0 | 0 | 0 | 0 | 0
CT | 0 | 0 | 0 | 0 | 0 | 0
Coal | 0 | 0 | 0 | 0 | 0 | 0
Geo | 0 | 0 | 0 | 0 | 0 | 0
H | 0 | 0 | 0 | 0 | 0 | 0
LFG | 0 | 0 | 0 | 0 | 0 | 0
Nuc | 0 | 0 | 0 | 0 | 0 | 0
PS | 0 | 0 | 0 | 0 | 0 | 0
PV | 0 | 0 | 0 | 0 | 0 | 0
PeakG | 0 | 0 | 0 | 0 | 0 | 0
PeakO | 0 | 0 | 0 | 0 | 0 | 0
ST | 0 | 0 | 0 | 0 | 0 | 0
STOG | 0 | 0 | 0 | 0 | 0 | 0
STWD | 0 | 0 | 0 | 0 | 0 | 0
WT | 0 | 0 | 0 | 0 | 0 | 0
IGCC | 0 | 0 | 0 | 0 | 0 | 0
DemandResponse | 0 | 0 | 0 | 0 | 0 | 0
IGCC-CCS | 0 | 0 | 0 | 0 | 0 | 0
WT_off | 0 | 0 | 0 | 0 | 0 | 0
PseudoUnit | 0 | 0 | 0 | 0 | 0 | 0
FixedInterchange | 0 | 0 | 0 | 0 | 0 | 0
Emission Cost by Reporting Type: ALB
ReportingType | 2015 | 2020 | 2025 | 2030 | 2035 | 2040
BM | 0 | 0 | 0 | 0 | 0 | 0
CC | 0 | 0 | 0 | 0 | 0 | 0
CSP | 0 | 0 | 0 | 0 | 0 | 0
CT | 0 | 0 | 0 | 0 | 0 | 0
Coal | 0 | 0 | 0 | 0 | 0 | 0
Geo | 0 | 0 | 0 | 0 | 0 | 0
H | 0 | 0 | 0 | 0 | 0 | 0
LFG | 0 | 0 | 0 | 0 | 0 | 0
Nuc | 0 | 0 | 0 | 0 | 0 | 0
PS | 0 | 0 | 0 | 0 | 0 | 0
PV | 0 | 0 | 0 | 0 | 0 | 0
PeakG | 0 | 0 | 0 | 0 | 0 | 0
PeakO | 0 | 0 | 0 | 0 | 0 | 0
ST | 0 | 0 | 0 | 0 | 0 | 0
STOG | 0 | 0 | 0 | 0 | 0 | 0
STWD | 0 | 0 | 0 | 0 | 0 | 0
WT | 0 | 0 | 0 | 0 | 0 | 0
IGCC | 0 | 0 | 0 | 0 | 0 | 0
DemandResponse | 0 | 0 | 0 | 0 | 0 | 0
IGCC-CCS | 0 | 0 | 0 | 0 | 0 | 0
WT_off | 0 | 0 | 0 | 0 | 0 | 0
PseudoUnit | 0 | 0 | 0 | 0 | 0 | 0
FixedInterchange | 0 | 0 | 0 | 0 | 0 | 0
Emission Cost by Reporting Type: BC
ReportingType | 2015 | 2020 | 2025 | 2030 | 2035 | 2040
BM | 0 | 0 | 0 | 0 | 0 | 0
CC | 0 | 0 | 0 | 0 | 0 | 0
CSP | 0 | 0 | 0 | 0 | 0 | 0
CT | 0 | 0 | 0 | 0 | 0 | 0
Coal | 0 | 0 | 0 | 0 | 0 | 0
Geo | 0 | 0 | 0 | 0 | 0 | 0
H | 0 | 0 | 0 | 0 | 0 | 0
LFG | 0 | 0 | 0 | 0 | 0 | 0
Nuc | 0 | 0 | 0 | 0 | 0 | 0
PS | 0 | 0 | 0 | 0 | 0 | 0
PV | 0 | 0 | 0 | 0 | 0 | 0
PeakG | 0 | 0 | 0 | 0 | 0 | 0
PeakO | 0 | 0 | 0 | 0 | 0 | 0
ST | 0 | 0 | 0 | 0 | 0 | 0
STOG | 0 | 0 | 0 | 0 | 0 | 0
STWD | 0 | 0 | 0 | 0 | 0 | 0
WT | 0 | 0 | 0 | 0 | 0 | 0
IGCC | 0 | 0 | 0 | 0 | 0 | 0
DemandResponse | 0 | 0 | 0 | 0 | 0 | 0
IGCC-CCS | 0 | 0 | 0 | 0 | 0 | 0
WT_off | 0 | 0 | 0 | 0 | 0 | 0
PseudoUnit | 0 | 0 | 0 | 0 | 0 | 0
FixedInterchange | 0 | 0 | 0 | 0 | 0 | 0
Emission Cost by Reporting Type: HQ_IESO
ReportingType | 2015 | 2020 | 2025 | 2030 | 2035 | 2040
BM | 0 | 0 | 0 | 0 | 0 | 0
CC | 0 | 0 | 0 | 0 | 0 | 0
CSP | 0 | 0 | 0 | 0 | 0 | 0
CT | 0 | 0 | 0 | 0 | 0 | 0
Coal | 0 | 0 | 0 | 0 | 0 | 0
Geo | 0 | 0 | 0 | 0 | 0 | 0
H | 0 | 0 | 0 | 0 | 0 | 0
LFG | 0 | 0 | 0 | 0 | 0 | 0
Nuc | 0 | 0 | 0 | 0 | 0 | 0
PS | 0 | 0 | 0 | 0 | 0 | 0
PV | 0 | 0 | 0 | 0 | 0 | 0
PeakG | 0 | 0 | 0 | 0 | 0 | 0
PeakO | 0 | 0 | 0 | 0 | 0 | 0
ST | 0 | 0 | 0 | 0 | 0 | 0
STOG | 0 | 0 | 0 | 0 | 0 | 0
STWD | 0 | 0 | 0 | 0 | 0 | 0
WT | 0 | 0 | 0 | 0 | 0 | 0
IGCC | 0 | 0 | 0 | 0 | 0 | 0
DemandResponse | 0 | 0 | 0 | 0 | 0 | 0
IGCC-CCS | 0 | 0 | 0 | 0 | 0 | 0
WT_off | 0 | 0 | 0 | 0 | 0 | 0
PseudoUnit | 0 | 0 | 0 | 0 | 0 | 0
FixedInterchange | 0 | 0 | 0 | 0 | 0 | 0
Emission Cost by Reporting Type: HQ_NEISO
ReportingType | 2015 | 2020 | 2025 | 2030 | 2035 | 2040
BM | 0 | 0 | 0 | 0 | 0 | 0
CC | 0 | 0 | 0 | 0 | 0 | 0
CSP | 0 | 0 | 0 | 0 | 0 | 0
CT | 0 | 0 | 0 | 0 | 0 | 0
Coal | 0 | 0 | 0 | 0 | 0 | 0
Geo | 0 | 0 | 0 | 0 | 0 | 0
H | 0 | 0 | 0 | 0 | 0 | 0
LFG | 0 | 0 | 0 | 0 | 0 | 0
Nuc | 0 | 0 | 0 | 0 | 0 | 0
PS | 0 | 0 | 0 | 0 | 0 | 0
PV | 0 | 0 | 0 | 0 | 0 | 0
PeakG | 0 | 0 | 0 | 0 | 0 | 0
PeakO | 0 | 0 | 0 | 0 | 0 | 0
ST | 0 | 0 | 0 | 0 | 0 | 0
STOG | 0 | 0 | 0 | 0 | 0 | 0
STWD | 0 | 0 | 0 | 0 | 0 | 0
WT | 0 | 0 | 0 | 0 | 0 | 0
IGCC | 0 | 0 | 0 | 0 | 0 | 0
DemandResponse | 0 | 0 | 0 | 0 | 0 | 0
IGCC-CCS | 0 | 0 | 0 | 0 | 0 | 0
WT_off | 0 | 0 | 0 | 0 | 0 | 0
PseudoUnit | 0 | 0 | 0 | 0 | 0 | 0
FixedInterchange | 0 | 0 | 0 | 0 | 0 | 0
Emission Cost by Reporting Type: HQ_NY
ReportingType | 2015 | 2020 | 2025 | 2030 | 2035 | 2040
BM | 0 | 0 | 0 | 0 | 0 | 0
CC | 0 | 0 | 0 | 0 | 0 | 0
CSP | 0 | 0 | 0 | 0 | 0 | 0
CT | 0 | 0 | 0 | 0 | 0 | 0
Coal | 0 | 0 | 0 | 0 | 0 | 0
Geo | 0 | 0 | 0 | 0 | 0 | 0
H | 0 | 0 | 0 | 0 | 0 | 0
LFG | 0 | 0 | 0 | 0 | 0 | 0
Nuc | 0 | 0 | 0 | 0 | 0 | 0
PS | 0 | 0 | 0 | 0 | 0 | 0
PV | 0 | 0 | 0 | 0 | 0 | 0
PeakG | 0 | 0 | 0 | 0 | 0 | 0
PeakO | 0 | 0 | 0 | 0 | 0 | 0
ST | 0 | 0 | 0 | 0 | 0 | 0
STOG | 0 | 0 | 0 | 0 | 0 | 0
STWD | 0 | 0 | 0 | 0 | 0 | 0
WT | 0 | 0 | 0 | 0 | 0 | 0
IGCC | 0 | 0 | 0 | 0 | 0 | 0
DemandResponse | 0 | 0 | 0 | 0 | 0 | 0
IGCC-CCS | 0 | 0 | 0 | 0 | 0 | 0
WT_off | 0 | 0 | 0 | 0 | 0 | 0
PseudoUnit | 0 | 0 | 0 | 0 | 0 | 0
FixedInterchange | 0 | 0 | 0 | 0 | 0 | 0
Emission Cost by Reporting Type: MARITIMES
ReportingType | 2015 | 2020 | 2025 | 2030 | 2035 | 2040
BM | 0 | 0 | 0 | 0 | 0 | 0
CC | 0 | 0 | 0 | 0 | 0 | 0
CSP | 0 | 0 | 0 | 0 | 0 | 0
CT | 0 | 0 | 0 | 0 | 0 | 0
Coal | 0 | 0 | 0 | 0 | 0 | 0
Geo | 0 | 0 | 0 | 0 | 0 | 0
H | 0 | 0 | 0 | 0 | 0 | 0
LFG | 0 | 0 | 0 | 0 | 0 | 0
Nuc | 0 | 0 | 0 | 0 | 0 | 0
PS | 0 | 0 | 0 | 0 | 0 | 0
PV | 0 | 0 | 0 | 0 | 0 | 0
PeakG | 0 | 0 | 0 | 0 | 0 | 0
PeakO | 0 | 0 | 0 | 0 | 0 | 0
ST | 0 | 0 | 0 | 0 | 0 | 0
STOG | 0 | 0 | 0 | 0 | 0 | 0
STWD | 0 | 0 | 0 | 0 | 0 | 0
WT | 0 | 0 | 0 | 0 | 0 | 0
IGCC | 0 | 0 | 0 | 0 | 0 | 0
DemandResponse | 0 | 0 | 0 | 0 | 0 | 0
IGCC-CCS | 0 | 0 | 0 | 0 | 0 | 0
WT_off | 0 | 0 | 0 | 0 | 0 | 0
PseudoUnit | 0 | 0 | 0 | 0 | 0 | 0
FixedInterchange | 0 | 0 | 0 | 0 | 0 | 0
Emission Cost by Reporting Type: All
ReportingType | 2015 | 2020 | 2025 | 2030 | 2035 | 2040
BM | 0 | 0 | 0 | 0 | 0 | 0
CC | 0 | 0 | 0 | 0 | 0 | 0
CSP | 0 | 0 | 0 | 0 | 0 | 0
CT | 0 | 0 | 0 | 0 | 0 | 0
Coal | 0 | 0 | 0 | 0 | 0 | 0
Geo | 0 | 0 | 0 | 0 | 0 | 0
H | 0 | 0 | 0 | 0 | 0 | 0
LFG | 0 | 0 | 0 | 0 | 0 | 0
Nuc | 0 | 0 | 0 | 0 | 0 | 0
PS | 0 | 0 | 0 | 0 | 0 | 0
PV | 0 | 0 | 0 | 0 | 0 | 0
PeakG | 0 | 0 | 0 | 0 | 0 | 0
PeakO | 0 | 0 | 0 | 0 | 0 | 0
ST | 0 | 0 | 0 | 0 | 0 | 0
STOG | 0 | 0 | 0 | 0 | 0 | 0
STWD | 0 | 0 | 0 | 0 | 0 | 0
WT | 0 | 0 | 0 | 0 | 0 | 0
IGCC | 0 | 0 | 0 | 0 | 0 | 0
DemandResponse | 0 | 0 | 0 | 0 | 0 | 0
IGCC-CCS | 0 | 0 | 0 | 0 | 0 | 0
WT_off | 0 | 0 | 0 | 0 | 0 | 0
PseudoUnit | 0 | 0 | 0 | 0 | 0 | 0
FixedInterchange | 0 | 0 | 0 | 0 | 0 | 0
Emission Cost by Reporting Type: EI_US
ReportingType | 2015 | 2020 | 2025 | 2030 | 2035 | 2040
BM | 0 | 0 | 0 | 0 | 0 | 0
CC | 0 | 0 | 0 | 0 | 0 | 0
CSP | 0 | 0 | 0 | 0 | 0 | 0
CT | 0 | 0 | 0 | 0 | 0 | 0
Coal | 0 | 0 | 0 | 0 | 0 | 0
Geo | 0 | 0 | 0 | 0 | 0 | 0
H | 0 | 0 | 0 | 0 | 0 | 0
LFG | 0 | 0 | 0 | 0 | 0 | 0
Nuc | 0 | 0 | 0 | 0 | 0 | 0
PS | 0 | 0 | 0 | 0 | 0 | 0
PV | 0 | 0 | 0 | 0 | 0 | 0
PeakG | 0 | 0 | 0 | 0 | 0 | 0
PeakO | 0 | 0 | 0 | 0 | 0 | 0
ST | 0 | 0 | 0 | 0 | 0 | 0
STOG | 0 | 0 | 0 | 0 | 0 | 0
STWD | 0 | 0 | 0 | 0 | 0 | 0
WT | 0 | 0 | 0 | 0 | 0 | 0
IGCC | 0 | 0 | 0 | 0 | 0 | 0
DemandResponse | 0 | 0 | 0 | 0 | 0 | 0
IGCC-CCS | 0 | 0 | 0 | 0 | 0 | 0
WT_off | 0 | 0 | 0 | 0 | 0 | 0
PseudoUnit | 0 | 0 | 0 | 0 | 0 | 0
FixedInterchange | 0 | 0 | 0 | 0 | 0 | 0
Emission Cost by Reporting Type: EI_Canada
ReportingType | 2015 | 2020 | 2025 | 2030 | 2035 | 2040
BM | 0 | 0 | 0 | 0 | 0 | 0
CC | 0 | 0 | 0 | 0 | 0 | 0
CSP | 0 | 0 | 0 | 0 | 0 | 0
CT | 0 | 0 | 0 | 0 | 0 | 0
Coal | 0 | 0 | 0 | 0 | 0 | 0
Geo | 0 | 0 | 0 | 0 | 0 | 0
H | 0 | 0 | 0 | 0 | 0 | 0
LFG | 0 | 0 | 0 | 0 | 0 | 0
Nuc | 0 | 0 | 0 | 0 | 0 | 0
PS | 0 | 0 | 0 | 0 | 0 | 0
PV | 0 | 0 | 0 | 0 | 0 | 0
PeakG | 0 | 0 | 0 | 0 | 0 | 0
PeakO | 0 | 0 | 0 | 0 | 0 | 0
ST | 0 | 0 | 0 | 0 | 0 | 0
STOG | 0 | 0 | 0 | 0 | 0 | 0
STWD | 0 | 0 | 0 | 0 | 0 | 0
WT | 0 | 0 | 0 | 0 | 0 | 0
IGCC | 0 | 0 | 0 | 0 | 0 | 0
DemandResponse | 0 | 0 | 0 | 0 | 0 | 0
IGCC-CCS | 0 | 0 | 0 | 0 | 0 | 0
WT_off | 0 | 0 | 0 | 0 | 0 | 0
PseudoUnit | 0 | 0 | 0 | 0 | 0 | 0
FixedInterchange | 0 | 0 | 0 | 0 | 0 | 0
Emission Cost by Reporting Type: EI
ReportingType | 2015 | 2020 | 2025 | 2030 | 2035 | 2040
BM | 0 | 0 | 0 | 0 | 0 | 0
CC | 0 | 0 | 0 | 0 | 0 | 0
CSP | 0 | 0 | 0 | 0 | 0 | 0
CT | 0 | 0 | 0 | 0 | 0 | 0
Coal | 0 | 0 | 0 | 0 | 0 | 0
Geo | 0 | 0 | 0 | 0 | 0 | 0
H | 0 | 0 | 0 | 0 | 0 | 0
LFG | 0 | 0 | 0 | 0 | 0 | 0
Nuc | 0 | 0 | 0 | 0 | 0 | 0
PS | 0 | 0 | 0 | 0 | 0 | 0
PV | 0 | 0 | 0 | 0 | 0 | 0
PeakG | 0 | 0 | 0 | 0 | 0 | 0
PeakO | 0 | 0 | 0 | 0 | 0 | 0
ST | 0 | 0 | 0 | 0 | 0 | 0
STOG | 0 | 0 | 0 | 0 | 0 | 0
STWD | 0 | 0 | 0 | 0 | 0 | 0
WT | 0 | 0 | 0 | 0 | 0 | 0
IGCC | 0 | 0 | 0 | 0 | 0 | 0
DemandResponse | 0 | 0 | 0 | 0 | 0 | 0
IGCC-CCS | 0 | 0 | 0 | 0 | 0 | 0
WT_off | 0 | 0 | 0 | 0 | 0 | 0
PseudoUnit | 0 | 0 | 0 | 0 | 0 | 0
FixedInterchange | 0 | 0 | 0 | 0 | 0 | 0
Emission Cost by Reporting Type: Outside_EI
ReportingType | 2015 | 2020 | 2025 | 2030 | 2035 | 2040
BM | 0 | 0 | 0 | 0 | 0 | 0
CC | 0 | 0 | 0 | 0 | 0 | 0
CSP | 0 | 0 | 0 | 0 | 0 | 0
CT | 0 | 0 | 0 | 0 | 0 | 0
Coal | 0 | 0 | 0 | 0 | 0 | 0
Geo | 0 | 0 | 0 | 0 | 0 | 0
H | 0 | 0 | 0 | 0 | 0 | 0
LFG | 0 | 0 | 0 | 0 | 0 | 0
Nuc | 0 | 0 | 0 | 0 | 0 | 0
PS | 0 | 0 | 0 | 0 | 0 | 0
PV | 0 | 0 | 0 | 0 | 0 | 0
PeakG | 0 | 0 | 0 | 0 | 0 | 0
PeakO | 0 | 0 | 0 | 0 | 0 | 0
ST | 0 | 0 | 0 | 0 | 0 | 0
STOG | 0 | 0 | 0 | 0 | 0 | 0
STWD | 0 | 0 | 0 | 0 | 0 | 0
WT | 0 | 0 | 0 | 0 | 0 | 0
IGCC | 0 | 0 | 0 | 0 | 0 | 0
DemandResponse | 0 | 0 | 0 | 0 | 0 | 0
IGCC-CCS | 0 | 0 | 0 | 0 | 0 | 0
WT_off | 0 | 0 | 0 | 0 | 0 | 0
PseudoUnit | 0 | 0 | 0 | 0 | 0 | 0
FixedInterchange | 0 | 0 | 0 | 0 | 0 | 0
==== Emission Program: Carbon : (CO2) ====
Emission Cost by Reporting Type: Entergy
ReportingType | 2015 | 2020 | 2025 | 2030 | 2035 | 2040
BM | 0 | 0 | 0 | 0 | 0 | 0
CC | 636.41 | 682.12 | 927.98 | 1383.64 | 1781.42 | 1639.07
CSP | 0 | 0 | 0 | 0 | 0 | 0
CT | 0 | 0 | 0 | 0 | 0 | 0
Coal | 1509.75 | 244.26 | 42.64 | 7.31 | 0 | 0
Geo | 0 | 0 | 0 | 0 | 0 | 0
H | 0 | 0 | 0 | 0 | 0 | 0
LFG | 0 | 0 | 0 | 0 | 0 | 0
Nuc | 0 | 0 | 0 | 0 | 0 | 0
PS | 0 | 0 | 0 | 0 | 0 | 0
PV | 0 | 0 | 0 | 0 | 0 | 0
PeakG | 0 | 0 | 9.39 | 3.77 | 5.3 | 0
PeakO | 0 | 0 | 0 | 0 | 0 | 0
ST | 0 | 0 | 0 | 0 | 0 | 0
STOG | 6.72 | 18.15 | 0 | 0 | 0 | 0
STWD | 0 | 0 | 0 | 0 | 0 | 0
WT | 0 | 0 | 0 | 0 | 0 | 0
IGCC | 0 | 0 | 0 | 0 | 0 | 0
DemandResponse | 0 | 0 | 0 | 0 | 0 | 0
IGCC-CCS | 0 | 0 | 0 | 0 | 0 | 0
WT_off | 0 | 0 | 0 | 0 | 0 | 0
PseudoUnit | 0 | 0 | 0 | 0 | 0 | 0
FixedInterchange | 0 | 0 | 0 | 0 | 0 | 0
Emission Cost by Reporting Type: FRCC
ReportingType | 2015 | 2020 | 2025 | 2030 | 2035 | 2040
BM | 0 | 0 | 0 | 0 | 0 | 0
CC | 1747.23 | 2709.72 | 4261.14 | 3422.93 | 4192.14 | 3172.86
CSP | 0 | 0 | 0 | 0 | 0 | 0
CT | 7.47 | 38.2 | 61.33 | 20.09 | 0 | 0
Coal | 450.28 | 145.51 | 0 | 0 | 0 | 0
Geo | 0 | 0 | 0 | 0 | 0 | 0
H | 0 | 0 | 0 | 0 | 0 | 0
LFG | 0 | 0 | 0 | 0 | 0 | 0
Nuc | 0 | 0 | 0 | 0 | 0 | 0
PS | 0 | 0 | 0 | 0 | 0 | 0
PV | 0 | 0 | 0 | 0 | 0 | 0
PeakG | 6.18 | 37.28 | 49.11 | 0 | 0 | 0
PeakO | 0 | 0 | 0 | 0 | 0 | 0
ST | 0 | 0 | 0 | 0 | 0 | 0
STOG | 0 | 0 | 0 | 0 | 0 | 0
STWD | 0 | 0 | 0 | 0 | 0 | 0
WT | 0 | 0 | 0 | 0 | 0 | 0
IGCC | 0 | 0 | 0 | 0 | 0 | 0
DemandResponse | 0 | 0 | 0 | 0 | 0 | 0
IGCC-CCS | 0 | 0 | 0 | 0 | 0 | 0
WT_off | 0 | 0 | 0 | 0 | 0 | 0
PseudoUnit | 0 | 0 | 0 | 0 | 0 | 0
FixedInterchange | 0 | 0 | 0 | 0 | 0 | 0
Emission Cost by Reporting Type: MAPP_US
ReportingType | 2015 | 2020 | 2025 | 2030 | 2035 | 2040
BM | 0 | 0 | 0 | 0 | 0 | 0
CC | 8.87 | 4.44 | 7.27 | 10.28 | 18.83 | 15.5
CSP | 0 | 0 | 0 | 0 | 0 | 0
CT | 0 | 0 | 0.36 | 2.53 | 4.69 | 6.7
Coal | 355.29 | 90.46 | 17.95 | 0.31 | 0 | 0
Geo | 0 | 0 | 0 | 0 | 0 | 0
H | 0 | 0 | 0 | 0 | 0 | 0
LFG | 0 | 0 | 0 | 0 | 0 | 0
Nuc | 0 | 0 | 0 | 0 | 0 | 0
PS | 0 | 0 | 0 | 0 | 0 | 0
PV | 0 | 0 | 0 | 0 | 0 | 0
PeakG | 0.96 | 1.03 | 4.56 | 14.6 | 15.33 | 17.57
PeakO | 0 | 0 | 0 | 0 | 0 | 0
ST | 0 | 0 | 0 | 0 | 0 | 0
STOG | 0 | 0 | 0 | 0 | 0 | 0
STWD | 0 | 0 | 0 | 0 | 0 | 0
WT | 0 | 0 | 0 | 0 | 0 | 0
IGCC | 0 | 0 | 0 | 0 | 0 | 0
DemandResponse | 0 | 0 | 0 | 0 | 0 | 0
IGCC-CCS | 0 | 0 | 0 | 0 | 0 | 0
WT_off | 0 | 0 | 0 | 0 | 0 | 0
PseudoUnit | 0 | 0 | 0 | 0 | 0 | 0
FixedInterchange | 0 | 0 | 0 | 0 | 0 | 0
Emission Cost by Reporting Type: MISO_IN
ReportingType | 2015 | 2020 | 2025 | 2030 | 2035 | 2040
BM | 0 | 0 | 0 | 0 | 0 | 0
CC | 405.83 | 1043.1 | 1477.72 | 2497.52 | 2956.23 | 2559.86
CSP | 0 | 0 | 0 | 0 | 0 | 0
CT | 0 | 0 | 0 | 0 | 0 | 0
Coal | 1518.42 | 1353.44 | 9.2 | 4.21 | 9.82 | 14.02
Geo | 0 | 0 | 0 | 0 | 0 | 0
H | 0 | 0 | 0 | 0 | 0 | 0
LFG | 0 | 0 | 0 | 0 | 0 | 0
Nuc | 0 | 0 | 0 | 0 | 0 | 0
PS | 0 | 0 | 0 | 0 | 0 | 0
PV | 0 | 0 | 0 | 0 | 0 | 0
PeakG | 0 | 0.16 | 6.63 | 7.94 | 15.35 | 25.12
PeakO | 0 | 0 | 0 | 0 | 0 | 0
ST | 0 | 0 | 0 | 0 | 0 | 0
STOG | 0.48 | 1.3 | 0 | 0 | 0 | 0
STWD | 0 | 0 | 0 | 0 | 0 | 0
WT | 0 | 0 | 0 | 0 | 0 | 0
IGCC | 100.97 | 143.38 | 33.48 | 8.34 | 1.22 | 1.53
DemandResponse | 0 | 0 | 0 | 0 | 0 | 0
IGCC-CCS | 0 | 0 | 0 | 0 | 0 | 0
WT_off | 0 | 0 | 0 | 0 | 0 | 0
PseudoUnit | 0 | 0 | 0 | 0 | 0 | 0
FixedInterchange | 0 | 0 | 0 | 0 | 0 | 0
Emission Cost by Reporting Type: MISO_MI
ReportingType | 2015 | 2020 | 2025 | 2030 | 2035 | 2040
BM | 0 | 0 | 0 | 0 | 0 | 0
CC | 106.81 | 177.8 | 233.47 | 285.21 | 287.5 | 255.59
CSP | 0 | 0 | 0 | 0 | 0 | 0
CT | 0 | 0 | 0 | 0 | 0 | 0
Coal | 686.29 | 0 | 0 | 0 | 0 | 0
Geo | 0 | 0 | 0 | 0 | 0 | 0
H | 0 | 0 | 0 | 0 | 0 | 0
LFG | 0 | 0 | 0 | 0 | 0 | 0
Nuc | 0 | 0 | 0 | 0 | 0 | 0
PS | 0 | 0 | 0 | 0 | 0 | 0
PV | 0 | 0 | 0 | 0 | 0 | 0
PeakG | 0.45 | 0.71 | 13.56 | 29.08 | 53.3 | 76.08
PeakO | 0 | 0 | 0 | 0 | 0 | 0
ST | 0 | 0 | 0 | 0 | 0 | 0
STOG | 4.92 | 8.7 | 0 | 0 | 0 | 0
STWD | 0 | 0 | 0 | 0 | 0 | 0
WT | 0 | 0 | 0 | 0 | 0 | 0
IGCC | 0 | 0 | 0 | 0 | 0 | 0
DemandResponse | 0 | 0 | 0 | 0 | 0 | 0
IGCC-CCS | 0 | 0 | 0 | 0 | 0 | 0
WT_off | 0 | 0 | 0 | 0 | 0 | 0
PseudoUnit | 0 | 0 | 0 | 0 | 0 | 0
FixedInterchange | 0 | 0 | 0 | 0 | 0 | 0
Emission Cost by Reporting Type: MISO_MO-IL
ReportingType | 2015 | 2020 | 2025 | 2030 | 2035 | 2040
BM | 0 | 0 | 0 | 0 | 0 | 0
CC | 35.97 | 47.68 | 66.12 | 70.88 | 86.51 | 76.28
CSP | 0 | 0 | 0 | 0 | 0 | 0
CT | 0 | 0 | 0 | 0 | 0 | 0
Coal | 1898.18 | 730.16 | 122.04 | 50.15 | 13.4 | 17.98
Geo | 0 | 0 | 0 | 0 | 0 | 0
H | 0 | 0 | 0 | 0 | 0 | 0
LFG | 0 | 0 | 0 | 0 | 0 | 0
Nuc | 0 | 0 | 0 | 0 | 0 | 0
PS | 0 | 0 | 0 | 0 | 0 | 0
PV | 0 | 0 | 0 | 0 | 0 | 0
PeakG | 1.89 | 10.02 | 43.66 | 70.16 | 96.82 | 97.16
PeakO | 0 | 0 | 0 | 0 | 0 | 0
ST | 0 | 0 | 0 | 0 | 0 | 0
STOG | 0.09 | 0.26 | 0 | 0 | 0 | 0
STWD | 0 | 0 | 0 | 0 | 0 | 0
WT | 0 | 0 | 0 | 0 | 0 | 0
IGCC | 0 | 0 | 0 | 0 | 0 | 0
DemandResponse | 0 | 0 | 0 | 0 | 0 | 0
IGCC-CCS | 0 | 0 | 0 | 0 | 0 | 0
WT_off | 0 | 0 | 0 | 0 | 0 | 0
PseudoUnit | 0 | 0 | 0 | 0 | 0 | 0
FixedInterchange | 0 | 0 | 0 | 0 | 0 | 0
Emission Cost by Reporting Type: MISO_W
ReportingType | 2015 | 2020 | 2025 | 2030 | 2035 | 2040
BM | 0 | 0 | 0 | 0 | 0 | 0
CC | 91 | 95.94 | 127.43 | 180.79 | 242.28 | 208.85
CSP | 0 | 0 | 0 | 0 | 0 | 0
CT | 0 | 0 | 0 | 0 | 0 | 0
Coal | 1959.25 | 892.1 | 16.96 | 35.85 | 70.34 | 100.42
Geo | 0 | 0 | 0 | 0 | 0 | 0
H | 0 | 0 | 0 | 0 | 0 | 0
LFG | 0 | 0 | 0 | 0 | 0 | 0
Nuc | 0 | 0 | 0 | 0 | 0 | 0
PS | 0 | 0 | 0 | 0 | 0 | 0
PV | 0 | 0 | 0 | 0 | 0 | 0
PeakG | 2.71 | 2.06 | 15.3 | 33.92 | 62.51 | 89.24
PeakO | 0 | 0 | 0 | 0 | 0 | 0
ST | 0 | 0 | 0 | 0 | 0 | 0
STOG | 0 | 0 | 0 | 0 | 0 | 0
STWD | 0 | 0 | 0 | 0 | 0 | 0
WT | 0 | 0 | 0 | 0 | 0 | 0
IGCC | 0 | 0 | 0 | 0 | 0 | 0
DemandResponse | 0 | 0 | 0 | 0 | 0 | 0
IGCC-CCS | 0 | 0 | 0 | 0 | 0 | 0
WT_off | 0 | 0 | 0 | 0 | 0 | 0
PseudoUnit | 0 | 0 | 0 | 0 | 0 | 0
FixedInterchange | 0 | 0 | 0 | 0 | 0 | 0
Emission Cost by Reporting Type: MISO_WUMS
ReportingType | 2015 | 2020 | 2025 | 2030 | 2035 | 2040
BM | 0 | 0 | 0 | 0 | 0 | 0
CC | 441.52 | 613.73 | 954.98 | 1449.89 | 1696.06 | 1218.97
CSP | 0 | 0 | 0 | 0 | 0 | 0
CT | 0 | 0 | 0 | 0 | 0 | 0
Coal | 295.56 | 70.8 | 54.17 | 30.37 | 63.7 | 118
Geo | 0 | 0 | 0 | 0 | 0 | 0
H | 0 | 0 | 0 | 0 | 0 | 0
LFG | 0 | 0 | 0 | 0 | 0 | 0
Nuc | 0 | 0 | 0 | 0 | 0 | 0
PS | 0 | 0 | 0 | 0 | 0 | 0
PV | 0 | 0 | 0 | 0 | 0 | 0
PeakG | 0 | 0.65 | 9.13 | 13.12 | 6.46 | 2.53
PeakO | 0 | 0 | 0 | 0 | 0 | 0
ST | 0 | 0 | 0 | 0 | 0 | 0
STOG | 0 | 0 | 0 | 0 | 0 | 0
STWD | 0 | 0 | 0 | 0 | 0 | 0
WT | 0 | 0 | 0 | 0 | 0 | 0
IGCC | 0 | 0 | 0 | 0 | 0 | 0
DemandResponse | 0 | 0 | 0 | 0 | 0 | 0
IGCC-CCS | 0 | 0 | 0 | 0 | 0 | 0
WT_off | 0 | 0 | 0 | 0 | 0 | 0
PseudoUnit | 0 | 0 | 0 | 0 | 0 | 0
FixedInterchange | 0 | 0 | 0 | 0 | 0 | 0
Emission Cost by Reporting Type: Nebraska
ReportingType | 2015 | 2020 | 2025 | 2030 | 2035 | 2040
BM | 0 | 0 | 0 | 0 | 0 | 0
CC | 4.3 | 3.9 | 9.64 | 13.8 | 14.76 | 10.8
CSP | 0 | 0 | 0 | 0 | 0 | 0
CT | 0 | 0 | 0 | 0 | 0 | 0
Coal | 861.1 | 70.78 | 25.63 | 26.92 | 26.76 | 32.48
Geo | 0 | 0 | 0 | 0 | 0 | 0
H | 0 | 0 | 0 | 0 | 0 | 0
LFG | 0 | 0 | 0 | 0 | 0 | 0
Nuc | 0 | 0 | 0 | 0 | 0 | 0
PS | 0 | 0 | 0 | 0 | 0 | 0
PV | 0 | 0 | 0 | 0 | 0 | 0
PeakG | 0.44 | 0 | 0.45 | 1.01 | 1.86 | 2.66
PeakO | 0 | 0 | 0 | 0 | 0 | 0
ST | 0 | 0 | 0 | 0 | 0 | 0
STOG | 0 | 0 | 0 | 0 | 0 | 0
STWD | 0 | 0 | 0 | 0 | 0 | 0
WT | 0 | 0 | 0 | 0 | 0 | 0
IGCC | 0 | 0 | 0 | 0 | 0 | 0
DemandResponse | 0 | 0 | 0 | 0 | 0 | 0
IGCC-CCS | 0 | 0 | 0 | 0 | 0 | 0
WT_off | 0 | 0 | 0 | 0 | 0 | 0
PseudoUnit | 0 | 0 | 0 | 0 | 0 | 0
FixedInterchange | 0 | 0 | 0 | 0 | 0 | 0
Emission Cost by Reporting Type: NEISO
ReportingType | 2015 | 2020 | 2025 | 2030 | 2035 | 2040
BM | 0 | 0 | 0 | 0 | 0 | 0
CC | 336.11 | 301.64 | 224.66 | 192.48 | 73.55 | 15.88
CSP | 0 | 0 | 0 | 0 | 0 | 0
CT | 0.05 | 0.24 | 1.23 | 0.85 | 0 | 0
Coal | 1.68 | 0 | 0 | 0 | 0 | 0
Geo | 0 | 0 | 0 | 0 | 0 | 0
H | 0 | 0 | 0 | 0 | 0 | 0
LFG | 0 | 0 | 0 | 0 | 0 | 0
Nuc | 0 | 0 | 0 | 0 | 0 | 0
PS | 0 | 0 | 0 | 0 | 0 | 0
PV | 0 | 0 | 0 | 0 | 0 | 0
PeakG | 0.47 | 2.14 | 4.19 | 4.95 | 7.18 | 22.86
PeakO | 0 | 0 | 0 | 0 | 0 | 0
ST | 0 | 0 | 0 | 0 | 0 | 0
STOG | 0 | 0 | 0 | 0 | 0 | 0
STWD | 0 | 0 | 0 | 0 | 0 | 0
WT | 0 | 0 | 0 | 0 | 0 | 0
IGCC | 0 | 0 | 0 | 0 | 0 | 0
DemandResponse | 0 | 0 | 0 | 0 | 0 | 0
IGCC-CCS | 0 | 0 | 0 | 0 | 0 | 0
WT_off | 0 | 0 | 0 | 0 | 0 | 0
PseudoUnit | 0 | 0 | 0 | 0 | 0 | 0
FixedInterchange | 0 | 0 | 0 | 0 | 0 | 0
Emission Cost by Reporting Type: NonRTO_Midwest
ReportingType | 2015 | 2020 | 2025 | 2030 | 2035 | 2040
BM | 0 | 0 | 0 | 0 | 0 | 0
CC | 141.62 | 307.06 | 502.83 | 1126.25 | 850.99 | 251.97
CSP | 0 | 0 | 0 | 0 | 0 | 0
CT | 0 | 0 | 0 | 0 | 0 | 0
Coal | 1032.05 | 969.47 | 180.75 | 35.43 | 69.54 | 99.26
Geo | 0 | 0 | 0 | 0 | 0 | 0
H | 0 | 0 | 0 | 0 | 0 | 0
LFG | 0 | 0 | 0 | 0 | 0 | 0
Nuc | 0 | 0 | 0 | 0 | 0 | 0
PS | 0 | 0 | 0 | 0 | 0 | 0
PV | 0 | 0 | 0 | 0 | 0 | 0
PeakG | 2.43 | 6.95 | 46.06 | 49.07 | 0 | 0
PeakO | 0 | 0 | 0 | 0 | 0 | 0
ST | 0 | 0 | 0 | 0 | 0 | 0
STOG | 0 | 0 | 0 | 0 | 0 | 0
STWD | 0 | 0 | 0 | 0 | 0 | 0
WT | 0 | 0 | 0 | 0 | 0 | 0
IGCC | 0 | 0 | 0 | 0 | 0 | 0
DemandResponse | 0 | 0 | 0 | 0 | 0 | 0
IGCC-CCS | 0 | 0 | 0 | 0 | 0 | 0
WT_off | 0 | 0 | 0 | 0 | 0 | 0
PseudoUnit | 0 | 0 | 0 | 0 | 0 | 0
FixedInterchange | 0 | 0 | 0 | 0 | 0 | 0
Emission Cost by Reporting Type: NYISO_A-F
ReportingType | 2015 | 2020 | 2025 | 2030 | 2035 | 2040
BM | 0 | 0 | 0 | 0 | 0 | 0
CC | 66 | 63.75 | 80.17 | 11.14 | 1.63 | 0
CSP | 0 | 0 | 0 | 0 | 0 | 0
CT | 0 | 0 | 0 | 0 | 0 | 0
Coal | 0 | 0 | 0 | 0 | 0 | 0
Geo | 0 | 0 | 0 | 0 | 0 | 0
H | 0 | 0 | 0 | 0 | 0 | 0
LFG | 0 | 0 | 0 | 0 | 0 | 0
Nuc | 0 | 0 | 0 | 0 | 0 | 0
PS | 0 | 0 | 0 | 0 | 0 | 0
PV | 0 | 0 | 0 | 0 | 0 | 0
PeakG | 0.03 | 0.29 | 0 | 0 | 0 | 0
PeakO | 0 | 0 | 0 | 0 | 0 | 0
ST | 0 | 0 | 0 | 0 | 0 | 0
STOG | 0 | 0 | 0 | 0 | 0 | 0
STWD | 0 | 0 | 0 | 0 | 0 | 0
WT | 0 | 0 | 0 | 0 | 0 | 0
IGCC | 0 | 0 | 0 | 0 | 0 | 0
DemandResponse | 0 | 0 | 0 | 0 | 0 | 0
IGCC-CCS | 0 | 0 | 0 | 0 | 0 | 0
WT_off | 0 | 0 | 0 | 0 | 0 | 0
PseudoUnit | 0 | 0 | 0 | 0 | 0 | 0
FixedInterchange | 0 | 0 | 0 | 0 | 0 | 0
Emission Cost by Reporting Type: NYISO_G-I
ReportingType | 2015 | 2020 | 2025 | 2030 | 2035 | 2040
BM | 0 | 0 | 0 | 0 | 0 | 0
CC | 38.85 | 45.33 | 34.09 | 73.29 | 127.55 | 107.98
CSP | 0 | 0 | 0 | 0 | 0 | 0
CT | 0 | 0 | 0 | 0 | 0 | 0
Coal | 0 | 0 | 0 | 0 | 0 | 0
Geo | 0 | 0 | 0 | 0 | 0 | 0
H | 0 | 0 | 0 | 0 | 0 | 0
LFG | 0 | 0 | 0 | 0 | 0 | 0
Nuc | 0 | 0 | 0 | 0 | 0 | 0
PS | 0 | 0 | 0 | 0 | 0 | 0
PV | 0 | 0 | 0 | 0 | 0 | 0
PeakG | 0 | 0.02 | 0 | 0.01 | 0.03 | 0.02
PeakO | 0 | 0 | 0 | 0 | 0 | 0
ST | 0 | 0 | 0 | 0 | 0 | 0
STOG | 0 | 0 | 0 | 0 | 0 | 0
STWD | 0 | 0 | 0 | 0 | 0 | 0
WT | 0 | 0 | 0 | 0 | 0 | 0
IGCC | 0 | 0 | 0 | 0 | 0 | 0
DemandResponse | 0 | 0 | 0 | 0 | 0 | 0
IGCC-CCS | 0 | 0 | 0 | 0 | 0 | 0
WT_off | 0 | 0 | 0 | 0 | 0 | 0
PseudoUnit | 0 | 0 | 0 | 0 | 0 | 0
FixedInterchange | 0 | 0 | 0 | 0 | 0 | 0
Emission Cost by Reporting Type: NYISO_J-K
ReportingType | 2015 | 2020 | 2025 | 2030 | 2035 | 2040
BM | 0 | 0 | 0 | 0 | 0 | 0
CC | 229.29 | 252.37 | 300.45 | 524.54 | 955.55 | 903.97
CSP | 0 | 0 | 0 | 0 | 0 | 0
CT | 0 | 0 | 0 | 0 | 0 | 0
Coal | 0 | 0 | 0 | 0 | 0 | 0
Geo | 0 | 0 | 0 | 0 | 0 | 0
H | 0 | 0 | 0 | 0 | 0 | 0
LFG | 0 | 0 | 0 | 0 | 0 | 0
Nuc | 0 | 0 | 0 | 0 | 0 | 0
PS | 0 | 0 | 0 | 0 | 0 | 0
PV | 0 | 0 | 0 | 0 | 0 | 0
PeakG | 1.99 | 4.41 | 14.88 | 32.63 | 52.8 | 75.37
PeakO | 0 | 0.02 | 1.86 | 0.2 | 0.38 | 2.59
ST | 0 | 0 | 0 | 0 | 0 | 0
STOG | 4.6 | 14.7 | 14.19 | 14.84 | 14.08 | 18.85
STWD | 0 | 0 | 0 | 0 | 0 | 0
WT | 0 | 0 | 0 | 0 | 0 | 0
IGCC | 0 | 0 | 0 | 0 | 0 | 0
DemandResponse | 0 | 0 | 0 | 0 | 0 | 0
IGCC-CCS | 0 | 0 | 0 | 0 | 0 | 0
WT_off | 0 | 0 | 0 | 0 | 0 | 0
PseudoUnit | 0 | 0 | 0 | 0 | 0 | 0
FixedInterchange | 0 | 0 | 0 | 0 | 0 | 0
Emission Cost by Reporting Type: PJM_E
ReportingType | 2015 | 2020 | 2025 | 2030 | 2035 | 2040
BM | 0 | 0 | 0 | 0 | 0 | 0
CC | 405.86 | 688.54 | 1117.05 | 2091.51 | 2395.82 | 1953.63
CSP | 0 | 0 | 0 | 0 | 0 | 0
CT | 0 | 0.11 | 0.36 | 0 | 0 | 0
Coal | 16.51 | 15.53 | 20.17 | 1.8 | 25.08 | 43.71
Geo | 0 | 0 | 0 | 0 | 0 | 0
H | 0 | 0 | 0 | 0 | 0 | 0
LFG | 0 | 0 | 0 | 0 | 0 | 0
Nuc | 0 | 0 | 0 | 0 | 0 | 0
PS | 0 | 0 | 0 | 0 | 0 | 0
PV | 0 | 0 | 0 | 0 | 0 | 0
PeakG | 0.91 | 15.66 | 56.4 | 75.58 | 72.75 | 102.35
PeakO | 0 | 0 | 0 | 0 | 0 | 0
ST | 0 | 0 | 0 | 0 | 0 | 0
STOG | 4.28 | 22.66 | 0 | 0 | 0 | 0
STWD | 0 | 0 | 0 | 0 | 0 | 0
WT | 0 | 0 | 0 | 0 | 0 | 0
IGCC | 0 | 0 | 0 | 0 | 0 | 0
DemandResponse | 0 | 0 | 0 | 0 | 0 | 0
IGCC-CCS | 0 | 0 | 0 | 0 | 0 | 0
WT_off | 0 | 0 | 0 | 0 | 0 | 0
PseudoUnit | 0 | 0 | 0 | 0 | 0 | 0
FixedInterchange | 0 | 0 | 0 | 0 | 0 | 0
Emission Cost by Reporting Type: PJM_ROM
ReportingType | 2015 | 2020 | 2025 | 2030 | 2035 | 2040
BM | 0 | 0 | 0 | 0 | 0 | 0
CC | 194.53 | 361.54 | 550.01 | 926.63 | 1159.53 | 970.28
CSP | 0 | 0 | 0 | 0 | 0 | 0
CT | 0 | 0.07 | 0.22 | 0.49 | 0 | 0
Coal | 432.46 | 45.41 | 1.9 | 0.41 | 0.07 | 0
Geo | 0 | 0 | 0 | 0 | 0 | 0
H | 0 | 0 | 0 | 0 | 0 | 0
LFG | 0 | 0 | 0 | 0 | 0 | 0
Nuc | 0 | 0 | 0 | 0 | 0 | 0
PS | 0 | 0 | 0 | 0 | 0 | 0
PV | 0 | 0 | 0 | 0 | 0 | 0
PeakG | 0 | 1.12 | 11.15 | 48.42 | 46.24 | 34.11
PeakO | 0 | 0 | 0 | 0 | 0 | 0
ST | 0 | 0 | 0 | 0 | 0 | 0
STOG | 10.4 | 28.84 | 0 | 0 | 0 | 0
STWD | 0 | 0 | 0 | 0 | 0 | 0
WT | 0 | 0 | 0 | 0 | 0 | 0
IGCC | 0 | 0 | 0 | 0 | 0 | 0
DemandResponse | 0 | 0 | 0 | 0 | 0 | 0
IGCC-CCS | 0 | 0 | 0 | 0 | 0 | 0
WT_off | 0 | 0 | 0 | 0 | 0 | 0
PseudoUnit | 0 | 0 | 0 | 0 | 0 | 0
FixedInterchange | 0 | 0 | 0 | 0 | 0 | 0
Emission Cost by Reporting Type: PJM_ROR
ReportingType | 2015 | 2020 | 2025 | 2030 | 2035 | 2040
BM | 0 | 0 | 0 | 0 | 0 | 0
CC | 1269.6 | 1774.91 | 2914.58 | 5585.6 | 5842.77 | 3605.16
CSP | 0 | 0 | 0 | 0 | 0 | 0
CT | 0.05 | 0.24 | 0.4 | 0.89 | 0 | 0
Coal | 6141.39 | 3092.54 | 403.5 | 156.35 | 124.98 | 178.42
Geo | 0 | 0 | 0 | 0 | 0 | 0
H | 0 | 0 | 0 | 0 | 0 | 0
LFG | 0 | 0 | 0 | 0 | 0 | 0
Nuc | 0 | 0 | 0 | 0 | 0 | 0
PS | 0 | 0 | 0 | 0 | 0 | 0
PV | 0 | 0 | 0 | 0 | 0 | 0
PeakG | 14.21 | 44.9 | 222.68 | 406.47 | 343.17 | 87.43
PeakO | 0 | 0 | 0 | 0 | 0 | 0
ST | 0 | 0 | 0 | 0 | 0 | 0
STOG | 7.64 | 27.12 | 44.41 | 0 | 0 | 0
STWD | 0 | 0 | 0 | 0 | 0 | 0
WT | 0 | 0 | 0 | 0 | 0 | 0
IGCC | 0 | 0 | 0 | 0 | 0 | 0
DemandResponse | 0 | 0 | 0 | 0 | 0 | 0
IGCC-CCS | 0 | 0 | 0 | 0 | 0 | 0
WT_off | 0 | 0 | 0 | 0 | 0 | 0
PseudoUnit | 0 | 0 | 0 | 0 | 0 | 0
FixedInterchange | 0 | 0 | 0 | 0 | 0 | 0
Emission Cost by Reporting Type: SOCO
ReportingType | 2015 | 2020 | 2025 | 2030 | 2035 | 2040
BM | 0 | 0 | 0 | 0 | 0 | 0
CC | 1559.21 | 2313.56 | 3704.15 | 5252.76 | 2692.18 | 564.89
CSP | 0 | 0 | 0 | 0 | 0 | 0
CT | 0 | 0 | 0 | 0 | 0 | 0
Coal | 842.97 | 290.35 | 31.48 | 70.52 | 130.61 | 186.46
Geo | 0 | 0 | 0 | 0 | 0 | 0
H | 0 | 0 | 0 | 0 | 0 | 0
LFG | 0 | 0 | 0 | 0 | 0 | 0
Nuc | 0 | 0 | 0 | 0 | 0 | 0
PS | 0 | 0 | 0 | 0 | 0 | 0
PV | 0 | 0 | 0 | 0 | 0 | 0
PeakG | 9.08 | 62.55 | 127.28 | 0 | 0 | 0
PeakO | 0 | 0 | 0 | 0 | 0 | 0
ST | 0 | 0 | 0 | 0 | 0 | 0
STOG | 0 | 0 | 0 | 0 | 0 | 0
STWD | 0 | 0 | 0 | 0 | 0 | 0
WT | 0 | 0 | 0 | 0 | 0 | 0
IGCC | 0 | 0 | 0 | 0 | 0 | 0
DemandResponse | 0 | 0 | 0 | 0 | 0 | 0
IGCC-CCS | 0 | 0 | 0 | 0 | 0 | 0
WT_off | 0 | 0 | 0 | 0 | 0 | 0
PseudoUnit | 0 | 0 | 0 | 0 | 0 | 0
FixedInterchange | 0 | 0 | 0 | 0 | 0 | 0
Emission Cost by Reporting Type: SPP_N
ReportingType | 2015 | 2020 | 2025 | 2030 | 2035 | 2040
BM | 0 | 0 | 0 | 0 | 0 | 0
CC | 30.9 | 21.91 | 35.58 | 49.55 | 74.02 | 57.97
CSP | 0 | 0 | 0 | 0 | 0 | 0
CT | 0 | 0 | 0 | 0 | 0 | 0
Coal | 1603.34 | 347.73 | 17.37 | 4.17 | 0 | 0
Geo | 0 | 0 | 0 | 0 | 0 | 0
H | 0 | 0 | 0 | 0 | 0 | 0
LFG | 0 | 0 | 0 | 0 | 0 | 0
Nuc | 0 | 0 | 0 | 0 | 0 | 0
PS | 0 | 0 | 0 | 0 | 0 | 0
PV | 0 | 0 | 0 | 0 | 0 | 0
PeakG | 1.04 | 0 | 2.09 | 0.77 | 2.51 | 31.55
PeakO | 0 | 0 | 0 | 0 | 0 | 0
ST | 0 | 0 | 0 | 0 | 0 | 0
STOG | 2.74 | 0 | 0 | 0 | 0 | 0
STWD | 0 | 0 | 0 | 0 | 0 | 0
WT | 0 | 0 | 0 | 0 | 0 | 0
IGCC | 0 | 0 | 0 | 0 | 0 | 0
DemandResponse | 0 | 0 | 0 | 0 | 0 | 0
IGCC-CCS | 0 | 0 | 0 | 0 | 0 | 0
WT_off | 0 | 0 | 0 | 0 | 0 | 0
PseudoUnit | 0 | 0 | 0 | 0 | 0 | 0
FixedInterchange | 0 | 0 | 0 | 0 | 0 | 0
Emission Cost by Reporting Type: SPP_S
ReportingType | 2015 | 2020 | 2025 | 2030 | 2035 | 2040
BM | 0 | 0 | 0 | 0 | 0 | 0
CC | 393.53 | 159.78 | 299.9 | 432.15 | 717.53 | 760.09
CSP | 0 | 0 | 0 | 0 | 0 | 0
CT | 0.15 | 0 | 2.38 | 5.33 | 4.15 | 0
Coal | 2358.02 | 217.95 | 36.9 | 0 | 0 | 0
Geo | 0 | 0 | 0 | 0 | 0 | 0
H | 0 | 0 | 0 | 0 | 0 | 0
LFG | 0 | 0 | 0 | 0 | 0 | 0
Nuc | 0 | 0 | 0 | 0 | 0 | 0
PS | 0 | 0 | 0 | 0 | 0 | 0
PV | 0 | 0 | 0 | 0 | 0 | 0
PeakG | 0 | 0 | 8.93 | 17.81 | 33.04 | 45.72
PeakO | 0 | 0 | 0 | 0 | 0 | 0
ST | 0 | 0 | 0 | 0 | 0 | 0
STOG | 23.78 | 20.4 | 10.1 | 0 | 0 | 0
STWD | 0 | 0 | 0 | 0 | 0 | 0
WT | 0 | 0 | 0 | 0 | 0 | 0
IGCC | 0 | 0 | 0 | 0 | 0 | 0
DemandResponse | 0 | 0 | 0 | 0 | 0 | 0
IGCC-CCS | 0 | 0 | 0 | 0 | 0 | 0
WT_off | 0 | 0 | 0 | 0 | 0 | 0
PseudoUnit | 0 | 0 | 0 | 0 | 0 | 0
FixedInterchange | 0 | 0 | 0 | 0 | 0 | 0
Emission Cost by Reporting Type: TVA
ReportingType | 2015 | 2020 | 2025 | 2030 | 2035 | 2040
BM | 0 | 0 | 0 | 0 | 0 | 0
CC | 426.04 | 738.56 | 1135.37 | 1926.11 | 1613.51 | 74.22
CSP | 0 | 0 | 0 | 0 | 0 | 0
CT | 0 | 0 | 0 | 0 | 0 | 0
Coal | 1189.9 | 927.04 | 0 | 0 | 0 | 0
Geo | 0 | 0 | 0 | 0 | 0 | 0
H | 0 | 0 | 0 | 0 | 0 | 0
LFG | 0 | 0 | 0 | 0 | 0 | 0
Nuc | 0 | 0 | 0 | 0 | 0 | 0
PS | 0 | 0 | 0 | 0 | 0 | 0
PV | 0 | 0 | 0 | 0 | 0 | 0
PeakG | 0 | 0.6 | 7.28 | 3.93 | 0 | 0
PeakO | 0 | 0 | 0 | 0 | 0 | 0
ST | 0 | 0 | 0 | 0 | 0 | 0
STOG | 0 | 0 | 0 | 0 | 0 | 0
STWD | 0 | 0 | 0 | 0 | 0 | 0
WT | 0 | 0 | 0 | 0 | 0 | 0
IGCC | 0 | 0 | 0 | 0 | 0 | 0
DemandResponse | 0 | 0 | 0 | 0 | 0 | 0
IGCC-CCS | 0 | 0 | 0 | 0 | 0 | 0
WT_off | 0 | 0 | 0 | 0 | 0 | 0
PseudoUnit | 0 | 0 | 0 | 0 | 0 | 0
FixedInterchange | 0 | 0 | 0 | 0 | 0 | 0
Emission Cost by Reporting Type: TVA_Transmission
ReportingType | 2015 | 2020 | 2025 | 2030 | 2035 | 2040
BM | 0 | 0 | 0 | 0 | 0 | 0
CC | 0 | 0 | 0 | 0 | 0 | 0
CSP | 0 | 0 | 0 | 0 | 0 | 0
CT | 0 | 0 | 0 | 0 | 0 | 0
Coal | 0 | 0 | 0 | 0 | 0 | 0
Geo | 0 | 0 | 0 | 0 | 0 | 0
H | 0 | 0 | 0 | 0 | 0 | 0
LFG | 0 | 0 | 0 | 0 | 0 | 0
Nuc | 0 | 0 | 0 | 0 | 0 | 0
PS | 0 | 0 | 0 | 0 | 0 | 0
PV | 0 | 0 | 0 | 0 | 0 | 0
PeakG | 0 | 0 | 0 | 0 | 0 | 0
PeakO | 0 | 0 | 0 | 0 | 0 | 0
ST | 0 | 0 | 0 | 0 | 0 | 0
STOG | 0 | 0 | 0 | 0 | 0 | 0
STWD | 0 | 0 | 0 | 0 | 0 | 0
WT | 0 | 0 | 0 | 0 | 0 | 0
IGCC | 0 | 0 | 0 | 0 | 0 | 0
DemandResponse | 0 | 0 | 0 | 0 | 0 | 0
IGCC-CCS | 0 | 0 | 0 | 0 | 0 | 0
WT_off | 0 | 0 | 0 | 0 | 0 | 0
PseudoUnit | 0 | 0 | 0 | 0 | 0 | 0
FixedInterchange | 0 | 0 | 0 | 0 | 0 | 0
Emission Cost by Reporting Type: VACAR
ReportingType | 2015 | 2020 | 2025 | 2030 | 2035 | 2040
BM | 0 | 0 | 0 | 0 | 0 | 0
CC | 816.46 | 1182.57 | 1942.95 | 2902.64 | 1903.54 | 261.58
CSP | 0 | 0 | 0 | 0 | 0 | 0
CT | 1.13 | 6.35 | 17.58 | 0.5 | 0 | 0
Coal | 960.53 | 340.97 | 98.45 | 50.22 | 79.8 | 120.5
Geo | 0 | 0 | 0 | 0 | 0 | 0
H | 0 | 0 | 0 | 0 | 0 | 0
LFG | 0 | 0 | 0 | 0 | 0 | 0
Nuc | 0 | 0 | 0 | 0 | 0 | 0
PS | 0 | 0 | 0 | 0 | 0 | 0
PV | 0 | 0 | 0 | 0 | 0 | 0
PeakG | 2.31 | 31.54 | 54.26 | 0 | 0 | 0
PeakO | 0 | 0 | 0 | 0 | 0 | 0
ST | 0 | 0 | 0 | 0 | 0 | 0
STOG | 0 | 0 | 0 | 0 | 0 | 0
STWD | 0 | 0 | 0 | 0 | 0 | 0
WT | 0 | 0 | 0 | 0 | 0 | 0
IGCC | 0 | 0 | 0 | 0 | 0 | 0
DemandResponse | 0 | 0 | 0 | 0 | 0 | 0
IGCC-CCS | 0 | 0 | 0 | 0 | 0 | 0
WT_off | 0 | 0 | 0 | 0 | 0 | 0
PseudoUnit | 0 | 0 | 0 | 0 | 0 | 0
FixedInterchange | 0 | 0 | 0 | 0 | 0 | 0
Emission Cost by Reporting Type: IESO
ReportingType | 2015 | 2020 | 2025 | 2030 | 2035 | 2040
BM | 0 | 0 | 0 | 0 | 0 | 0
CC | 83.77 | 118.96 | 5.06 | 2.29 | 0 | 0
CSP | 0 | 0 | 0 | 0 | 0 | 0
CT | 0.68 | 0.26 | 0 | 0 | 0 | 0
Coal | 0 | 0 | 0 | 0 | 0 | 0
Geo | 0 | 0 | 0 | 0 | 0 | 0
H | 0 | 0 | 0 | 0 | 0 | 0
LFG | 0 | 0 | 0 | 0 | 0 | 0
Nuc | 0 | 0 | 0 | 0 | 0 | 0
PS | 0 | 0 | 0 | 0 | 0 | 0
PV | 0 | 0 | 0 | 0 | 0 | 0
PeakG | 0 | 0 | 0 | 0 | 0 | 0
PeakO | 0 | 0 | 0 | 0 | 0 | 0
ST | 0 | 0 | 0 | 0 | 0 | 0
STOG | 0 | 0 | 0 | 0 | 0 | 0
STWD | 0 | 0 | 0 | 0 | 0 | 0
WT | 0 | 0 | 0 | 0 | 0 | 0
IGCC | 0 | 0 | 0 | 0 | 0 | 0
DemandResponse | 0 | 0 | 0 | 0 | 0 | 0
IGCC-CCS | 0 | 0 | 0 | 0 | 0 | 0
WT_off | 0 | 0 | 0 | 0 | 0 | 0
PseudoUnit | 0 | 0 | 0 | 0 | 0 | 0
FixedInterchange | 0 | 0 | 0 | 0 | 0 | 0
Emission Cost by Reporting Type: MAPP_CA
ReportingType | 2015 | 2020 | 2025 | 2030 | 2035 | 2040
BM | 0 | 0 | 0 | 0 | 0 | 0
CC | 77.73 | 110.38 | 37.67 | 0 | 0 | 0
CSP | 0 | 0 | 0 | 0 | 0 | 0
CT | 0 | 0 | 0 | 0 | 0 | 0
Coal | 9.31 | 0 | 0 | 0 | 0 | 0
Geo | 0 | 0 | 0 | 0 | 0 | 0
H | 0 | 0 | 0 | 0 | 0 | 0
LFG | 0 | 0 | 0 | 0 | 0 | 0
Nuc | 0 | 0 | 0 | 0 | 0 | 0
PS | 0 | 0 | 0 | 0 | 0 | 0
PV | 0 | 0 | 0 | 0 | 0 | 0
PeakG | 0.99 | 2.69 | 0 | 0 | 0 | 0
PeakO | 0 | 0 | 0 | 0 | 0 | 0
ST | 0 | 0 | 0 | 0 | 0 | 0
STOG | 0.22 | 0 | 0 | 0 | 0 | 0
STWD | 0 | 0 | 0 | 0 | 0 | 0
WT | 0 | 0 | 0 | 0 | 0 | 0
IGCC | 0 | 0 | 0 | 0 | 0 | 0
DemandResponse | 0 | 0 | 0 | 0 | 0 | 0
IGCC-CCS | 0 | 0 | 0 | 0 | 0 | 0
WT_off | 0 | 0 | 0 | 0 | 0 | 0
PseudoUnit | 0 | 0 | 0 | 0 | 0 | 0
FixedInterchange | 0 | 0 | 0 | 0 | 0 | 0
Emission Cost by Reporting Type: AZ_NM_SNV_Coal
ReportingType | 2015 | 2020 | 2025 | 2030 | 2035 | 2040
BM | 0 | 0 | 0 | 0 | 0 | 0
CC | 0 | 0 | 0 | 0 | 0 | 0
CSP | 0 | 0 | 0 | 0 | 0 | 0
CT | 0 | 0 | 0 | 0 | 0 | 0
Coal | 1583.04 | 1368.54 | 0 | 0 | 0 | 0
Geo | 0 | 0 | 0 | 0 | 0 | 0
H | 0 | 0 | 0 | 0 | 0 | 0
LFG | 0 | 0 | 0 | 0 | 0 | 0
Nuc | 0 | 0 | 0 | 0 | 0 | 0
PS | 0 | 0 | 0 | 0 | 0 | 0
PV | 0 | 0 | 0 | 0 | 0 | 0
PeakG | 0 | 0 | 0 | 0 | 0 | 0
PeakO | 0 | 0 | 0 | 0 | 0 | 0
ST | 0 | 0 | 0 | 0 | 0 | 0
STOG | 0 | 0 | 0 | 0 | 0 | 0
STWD | 0 | 0 | 0 | 0 | 0 | 0
WT | 0 | 0 | 0 | 0 | 0 | 0
IGCC | 0 | 0 | 0 | 0 | 0 | 0
DemandResponse | 0 | 0 | 0 | 0 | 0 | 0
IGCC-CCS | 0 | 0 | 0 | 0 | 0 | 0
WT_off | 0 | 0 | 0 | 0 | 0 | 0
PseudoUnit | 0 | 0 | 0 | 0 | 0 | 0
FixedInterchange | 0 | 0 | 0 | 0 | 0 | 0
Emission Cost by Reporting Type: AZ_NM_SNV_Gas
ReportingType | 2015 | 2020 | 2025 | 2030 | 2035 | 2040
BM | 0 | 0 | 0 | 0 | 0 | 0
CC | 657.33 | 835.62 | 1404.42 | 1831.59 | 1265.84 | 82.34
CSP | 0 | 0 | 0 | 0 | 0 | 0
CT | 0 | 0.42 | 5.15 | 6.41 | 0 | 0
Coal | 0 | 0 | 0 | 0 | 0 | 0
Geo | 0 | 0 | 0 | 0 | 0 | 0
H | 0 | 0 | 0 | 0 | 0 | 0
LFG | 0 | 0 | 0 | 0 | 0 | 0
Nuc | 0 | 0 | 0 | 0 | 0 | 0
PS | 0 | 0 | 0 | 0 | 0 | 0
PV | 0 | 0 | 0 | 0 | 0 | 0
PeakG | 0 | 0.19 | 0 | 0 | 0 | 0
PeakO | 0 | 0 | 0 | 0 | 0 | 0
ST | 0 | 0 | 0 | 0 | 0 | 0
STOG | 0 | 0 | 0 | 0 | 0 | 0
STWD | 0 | 0 | 0 | 0 | 0 | 0
WT | 0 | 0 | 0 | 0 | 0 | 0
IGCC | 0 | 0 | 0 | 0 | 0 | 0
DemandResponse | 0 | 0 | 0 | 0 | 0 | 0
IGCC-CCS | 0 | 0 | 0 | 0 | 0 | 0
WT_off | 0 | 0 | 0 | 0 | 0 | 0
PseudoUnit | 0 | 0 | 0 | 0 | 0 | 0
FixedInterchange | 0 | 0 | 0 | 0 | 0 | 0
Emission Cost by Reporting Type: AZ_NM_SNV_NucRenew
ReportingType | 2015 | 2020 | 2025 | 2030 | 2035 | 2040
BM | 0 | 0 | 0 | 0 | 0 | 0
CC | 0 | 0 | 0 | 0 | 0 | 0
CSP | 0 | 0 | 0 | 0 | 0 | 0
CT | 0 | 0 | 0 | 0 | 0 | 0
Coal | 0 | 0 | 0 | 0 | 0 | 0
Geo | 0 | 0 | 0 | 0 | 0 | 0
H | 0 | 0 | 0 | 0 | 0 | 0
LFG | 0 | 0 | 0 | 0 | 0 | 0
Nuc | 0 | 0 | 0 | 0 | 0 | 0
PS | 0 | 0 | 0 | 0 | 0 | 0
PV | 0 | 0 | 0 | 0 | 0 | 0
PeakG | 0 | 0 | 0 | 0 | 0 | 0
PeakO | 0 | 0 | 0 | 0 | 0 | 0
ST | 0 | 0 | 0 | 0 | 0 | 0
STOG | 0 | 0 | 0 | 0 | 0 | 0
STWD | 0 | 0 | 0 | 0 | 0 | 0
WT | 0 | 0 | 0 | 0 | 0 | 0
IGCC | 0 | 0 | 0 | 0 | 0 | 0
DemandResponse | 0 | 0 | 0 | 0 | 0 | 0
IGCC-CCS | 0 | 0 | 0 | 0 | 0 | 0
WT_off | 0 | 0 | 0 | 0 | 0 | 0
PseudoUnit | 0 | 0 | 0 | 0 | 0 | 0
FixedInterchange | 0 | 0 | 0 | 0 | 0 | 0
Emission Cost by Reporting Type: ERCOT
ReportingType | 2015 | 2020 | 2025 | 2030 | 2035 | 2040
BM | 0 | 0 | 0 | 0 | 0 | 0
CC | 2021.81 | 2931.39 | 4246.77 | 8498.43 | 6671.41 | 4896.24
CSP | 0 | 0 | 0 | 0 | 0 | 0
CT | 0 | 0.56 | 1.75 | 7.66 | 0 | 0
Coal | 1092.43 | 961.28 | 90.66 | 95.83 | 177.5 | 220.95
Geo | 0 | 0 | 0 | 0 | 0 | 0
H | 0 | 0 | 0 | 0 | 0 | 0
LFG | 0 | 0 | 0 | 0 | 0 | 0
Nuc | 0 | 0 | 0 | 0 | 0 | 0
PS | 0 | 0 | 0 | 0 | 0 | 0
PV | 0 | 0 | 0 | 0 | 0 | 0
PeakG | 0 | 5.65 | 26.48 | 50.69 | 0 | 0
PeakO | 0 | 0.02 | 0 | 0 | 0 | 0
ST | 0 | 0 | 0 | 0 | 0 | 0
STOG | 39.25 | 74 | 12.12 | 0 | 0 | 0
STWD | 0 | 0 | 0 | 0 | 0 | 0
WT | 0 | 0 | 0 | 0 | 0 | 0
IGCC | 0 | 0 | 0 | 0 | 0 | 0
DemandResponse | 0 | 0 | 0 | 0 | 0 | 0
IGCC-CCS | 0 | 0 | 0 | 0 | 0 | 0
WT_off | 0 | 0 | 0 | 0 | 0 | 0
PseudoUnit | 0 | 0 | 0 | 0 | 0 | 0
FixedInterchange | 0 | 0 | 0 | 0 | 0 | 0
Emission Cost by Reporting Type: NP15
ReportingType | 2015 | 2020 | 2025 | 2030 | 2035 | 2040
BM | 0 | 0 | 0 | 0 | 0 | 0
CC | 544.95 | 744.46 | 1024.21 | 1500.59 | 824.16 | 788.57
CSP | 0 | 0 | 0 | 0 | 0 | 0
CT | 0 | 0 | 0 | 0 | 0 | 0
Coal | 42.12 | 0 | 0 | 0 | 0 | 0
Geo | 0 | 0 | 0 | 0 | 0 | 0
H | 0 | 0 | 0 | 0 | 0 | 0
LFG | 0 | 0 | 0 | 0 | 0 | 0
Nuc | 0 | 0 | 0 | 0 | 0 | 0
PS | 0 | 0 | 0 | 0 | 0 | 0
PV | 0 | 0 | 0 | 0 | 0 | 0
PeakG | 0 | 0 | 0 | 0 | 0.4 | 1.13
PeakO | 0 | 0 | 0 | 0 | 0 | 0
ST | 0 | 0 | 0 | 0 | 0 | 0
STOG | 0.77 | 0 | 0 | 0 | 0 | 0
STWD | 0 | 0 | 0 | 0 | 0 | 0
WT | 0 | 0 | 0 | 0 | 0 | 0
IGCC | 0 | 0 | 0 | 0 | 0 | 0
DemandResponse | 0 | 0 | 0 | 0 | 0 | 0
IGCC-CCS | 0 | 0 | 0 | 0 | 0 | 0
WT_off | 0 | 0 | 0 | 0 | 0 | 0
PseudoUnit | 0 | 0 | 0 | 0 | 0 | 0
FixedInterchange | 0 | 0 | 0 | 0 | 0 | 0
Emission Cost by Reporting Type: NWPP_Coal
ReportingType | 2015 | 2020 | 2025 | 2030 | 2035 | 2040
BM | 0 | 0 | 0 | 0 | 0 | 0
CC | 0 | 0 | 0 | 0 | 0 | 0
CSP | 0 | 0 | 0 | 0 | 0 | 0
CT | 0 | 0 | 0 | 0 | 0 | 0
Coal | 1435.81 | 1596 | 9.82 | 22.01 | 40.76 | 27.32
Geo | 0 | 0 | 0 | 0 | 0 | 0
H | 0 | 0 | 0 | 0 | 0 | 0
LFG | 0 | 0 | 0 | 0 | 0 | 0
Nuc | 0 | 0 | 0 | 0 | 0 | 0
PS | 0 | 0 | 0 | 0 | 0 | 0
PV | 0 | 0 | 0 | 0 | 0 | 0
PeakG | 0 | 0 | 0 | 0 | 0 | 0
PeakO | 0 | 0 | 0 | 0 | 0 | 0
ST | 0 | 0 | 0 | 0 | 0 | 0
STOG | 0 | 0 | 0 | 0 | 0 | 0
STWD | 0 | 0 | 0 | 0 | 0 | 0
WT | 0 | 0 | 0 | 0 | 0 | 0
IGCC | 0 | 0 | 0 | 0 | 0 | 0
DemandResponse | 0 | 0 | 0 | 0 | 0 | 0
IGCC-CCS | 0 | 0 | 0 | 0 | 0 | 0
WT_off | 0 | 0 | 0 | 0 | 0 | 0
PseudoUnit | 0 | 0 | 0 | 0 | 0 | 0
FixedInterchange | 0 | 0 | 0 | 0 | 0 | 0
Emission Cost by Reporting Type: NWPP_Gas
ReportingType | 2015 | 2020 | 2025 | 2030 | 2035 | 2040
BM | 0 | 0 | 0 | 0 | 0 | 0
CC | 513.35 | 728.96 | 885.95 | 1138.42 | 86.73 | 0
CSP | 0 | 0 | 0 | 0 | 0 | 0
CT | 0 | 0 | 0 | 0 | 0 | 0
Coal | 0 | 0 | 0 | 0 | 0 | 0
Geo | 0 | 0 | 0 | 0 | 0 | 0
H | 0 | 0 | 0 | 0 | 0 | 0
LFG | 0 | 0 | 0 | 0 | 0 | 0
Nuc | 0 | 0 | 0 | 0 | 0 | 0
PS | 0 | 0 | 0 | 0 | 0 | 0
PV | 0 | 0 | 0 | 0 | 0 | 0
PeakG | 0 | 0 | 0 | 0 | 0 | 0
PeakO | 0 | 0 | 0 | 0 | 0 | 0
ST | 0 | 0 | 0 | 0 | 0 | 0
STOG | 0 | 0 | 0 | 0 | 0 | 0
STWD | 0 | 0 | 0 | 0 | 0 | 0
WT | 0 | 0 | 0 | 0 | 0 | 0
IGCC | 0 | 0 | 0 | 0 | 0 | 0
DemandResponse | 0 | 0 | 0 | 0 | 0 | 0
IGCC-CCS | 0 | 0 | 0 | 0 | 0 | 0
WT_off | 0 | 0 | 0 | 0 | 0 | 0
PseudoUnit | 0 | 0 | 0 | 0 | 0 | 0
FixedInterchange | 0 | 0 | 0 | 0 | 0 | 0
Emission Cost by Reporting Type: NWPP_NucRenew
ReportingType | 2015 | 2020 | 2025 | 2030 | 2035 | 2040
BM | 0 | 0 | 0 | 0 | 0 | 0
CC | 0 | 0 | 0 | 0 | 0 | 0
CSP | 0 | 0 | 0 | 0 | 0 | 0
CT | 0 | 0 | 0 | 0 | 0 | 0
Coal | 0 | 0 | 0 | 0 | 0 | 0
Geo | 0 | 0 | 0 | 0 | 0 | 0
H | 0 | 0 | 0 | 0 | 0 | 0
LFG | 0 | 0 | 0 | 0 | 0 | 0
Nuc | 0 | 0 | 0 | 0 | 0 | 0
PS | 0 | 0 | 0 | 0 | 0 | 0
PV | 0 | 0 | 0 | 0 | 0 | 0
PeakG | 0 | 0 | 0 | 0 | 0 | 0
PeakO | 0 | 0 | 0 | 0 | 0 | 0
ST | 0 | 0 | 0 | 0 | 0 | 0
STOG | 0 | 0 | 0 | 0 | 0 | 0
STWD | 0 | 0 | 0 | 0 | 0 | 0
WT | 0 | 0 | 0 | 0 | 0 | 0
IGCC | 0 | 0 | 0 | 0 | 0 | 0
DemandResponse | 0 | 0 | 0 | 0 | 0 | 0
IGCC-CCS | 0 | 0 | 0 | 0 | 0 | 0
WT_off | 0 | 0 | 0 | 0 | 0 | 0
PseudoUnit | 0 | 0 | 0 | 0 | 0 | 0
FixedInterchange | 0 | 0 | 0 | 0 | 0 | 0
Emission Cost by Reporting Type: RMPA
ReportingType | 2015 | 2020 | 2025 | 2030 | 2035 | 2040
BM | 0 | 0 | 0 | 0 | 0 | 0
CC | 85.49 | 125.12 | 354.91 | 487.21 | 340.11 | 404.93
CSP | 0 | 0 | 0 | 0 | 0 | 0
CT | 0 | 0 | 0.05 | 0.11 | 0 | 0
Coal | 1403.02 | 1360.27 | 188.55 | 60.52 | 94.03 | 66.51
Geo | 0 | 0 | 0 | 0 | 0 | 0
H | 0 | 0 | 0 | 0 | 0 | 0
LFG | 0 | 0 | 0 | 0 | 0 | 0
Nuc | 0 | 0 | 0 | 0 | 0 | 0
PS | 0 | 0 | 0 | 0 | 0 | 0
PV | 0 | 0 | 0 | 0 | 0 | 0
PeakG | 0.03 | 0.27 | 13.51 | 11.38 | 7.44 | 0
PeakO | 0 | 0 | 0 | 0 | 0 | 0
ST | 0 | 0 | 0 | 0 | 0 | 0
STOG | 0 | 0 | 0 | 0 | 0 | 0
STWD | 0 | 0 | 0 | 0 | 0 | 0
WT | 0 | 0 | 0 | 0 | 0 | 0
IGCC | 0 | 0 | 0 | 0 | 0 | 0
DemandResponse | 0 | 0 | 0 | 0 | 0 | 0
IGCC-CCS | 0 | 0 | 0 | 0 | 0 | 0
WT_off | 0 | 0 | 0 | 0 | 0 | 0
PseudoUnit | 0 | 0 | 0 | 0 | 0 | 0
FixedInterchange | 0 | 0 | 0 | 0 | 0 | 0
Emission Cost by Reporting Type: SP15
ReportingType | 2015 | 2020 | 2025 | 2030 | 2035 | 2040
BM | 0 | 0 | 0 | 0 | 0 | 0
CC | 719.84 | 900.98 | 1279.16 | 2510.55 | 1923.85 | 2247.26
CSP | 0 | 0 | 0 | 0 | 0 | 0
CT | 0 | 0 | 0 | 0 | 0 | 0
Coal | 39.99 | 30.93 | 0 | 0 | 0 | 0
Geo | 0 | 0 | 0 | 0 | 0 | 0
H | 0 | 0 | 0 | 0 | 0 | 0
LFG | 0 | 0 | 0 | 0 | 0 | 0
Nuc | 0 | 0 | 0 | 0 | 0 | 0
PS | 0 | 0 | 0 | 0 | 0 | 0
PV | 0 | 0 | 0 | 0 | 0 | 0
PeakG | 0 | 0.3 | 15.11 | 18.28 | 43.14 | 61.21
PeakO | 0 | 0 | 0 | 0 | 0 | 0
ST | 0 | 0 | 0 | 0 | 0 | 0
STOG | 8.95 | 13.74 | 0 | 0 | 0 | 0
STWD | 0 | 0 | 0 | 0 | 0 | 0
WT | 0 | 0 | 0 | 0 | 0 | 0
IGCC | 0 | 0 | 0 | 0 | 0 | 0
DemandResponse | 0 | 0 | 0 | 0 | 0 | 0
IGCC-CCS | 0 | 0 | 0 | 0 | 0 | 0
WT_off | 0 | 0 | 0 | 0 | 0 | 0
PseudoUnit | 0 | 0 | 0 | 0 | 0 | 0
FixedInterchange | 0 | 0 | 0 | 0 | 0 | 0
Emission Cost by Reporting Type: ALB
ReportingType | 2015 | 2020 | 2025 | 2030 | 2035 | 2040
BM | 0 | 0 | 0 | 0 | 0 | 0
CC | 191.76 | 272.95 | 451.28 | 49.42 | 0 | 0
CSP | 0 | 0 | 0 | 0 | 0 | 0
CT | 0 | 0 | 0 | 0 | 0 | 0
Coal | 1216.87 | 1727.96 | 2724.14 | 0 | 0 | 3.05
Geo | 0 | 0 | 0 | 0 | 0 | 0
H | 0 | 0 | 0 | 0 | 0 | 0
LFG | 0 | 0 | 0 | 0 | 0 | 0
Nuc | 0 | 0 | 0 | 0 | 0 | 0
PS | 0 | 0 | 0 | 0 | 0 | 0
PV | 0 | 0 | 0 | 0 | 0 | 0
PeakG | 0 | 0 | 0 | 0 | 0 | 0
PeakO | 0 | 0 | 0 | 0 | 0 | 0
ST | 0 | 0 | 0 | 0 | 0 | 0
STOG | 0 | 0 | 0 | 0 | 0 | 0
STWD | 0 | 0 | 0 | 0 | 0 | 0
WT | 0 | 0 | 0 | 0 | 0 | 0
IGCC | 0 | 0 | 0 | 0 | 0 | 0
DemandResponse | 0 | 0 | 0 | 0 | 0 | 0
IGCC-CCS | 0 | 0 | 0 | 0 | 0 | 0
WT_off | 0 | 0 | 0 | 0 | 0 | 0
PseudoUnit | 0 | 0 | 0 | 0 | 0 | 0
FixedInterchange | 0 | 0 | 0 | 0 | 0 | 0
Emission Cost by Reporting Type: BC
ReportingType | 2015 | 2020 | 2025 | 2030 | 2035 | 2040
BM | 0 | 0 | 0 | 0 | 0 | 0
CC | 66.59 | 94.56 | 154.85 | 263.55 | 91.75 | 0
CSP | 0 | 0 | 0 | 0 | 0 | 0
CT | 0 | 0 | 0 | 0 | 0 | 0
Coal | 0 | 0 | 0 | 0 | 0 | 0
Geo | 0 | 0 | 0 | 0 | 0 | 0
H | 0 | 0 | 0 | 0 | 0 | 0
LFG | 0 | 0 | 0 | 0 | 0 | 0
Nuc | 0 | 0 | 0 | 0 | 0 | 0
PS | 0 | 0 | 0 | 0 | 0 | 0
PV | 0 | 0 | 0 | 0 | 0 | 0
PeakG | 0 | 0 | 0 | 0 | 0 | 0
PeakO | 0 | 0 | 0 | 0 | 0 | 0
ST | 0 | 0 | 0 | 0 | 0 | 0
STOG | 0 | 0 | 0 | 0 | 0 | 0
STWD | 0 | 0 | 0 | 0 | 0 | 0
WT | 0 | 0 | 0 | 0 | 0 | 0
IGCC | 0 | 0 | 0 | 0 | 0 | 0
DemandResponse | 0 | 0 | 0 | 0 | 0 | 0
IGCC-CCS | 0 | 0 | 0 | 0 | 0 | 0
WT_off | 0 | 0 | 0 | 0 | 0 | 0
PseudoUnit | 0 | 0 | 0 | 0 | 0 | 0
FixedInterchange | 0 | 0 | 0 | 0 | 0 | 0
Emission Cost by Reporting Type: HQ_IESO
ReportingType | 2015 | 2020 | 2025 | 2030 | 2035 | 2040
BM | 0 | 0 | 0 | 0 | 0 | 0
CC | 0 | 0 | 0 | 0 | 0 | 0
CSP | 0 | 0 | 0 | 0 | 0 | 0
CT | 0 | 0 | 0 | 0 | 0 | 0
Coal | 0 | 0 | 0 | 0 | 0 | 0
Geo | 0 | 0 | 0 | 0 | 0 | 0
H | 0 | 0 | 0 | 0 | 0 | 0
LFG | 0 | 0 | 0 | 0 | 0 | 0
Nuc | 0 | 0 | 0 | 0 | 0 | 0
PS | 0 | 0 | 0 | 0 | 0 | 0
PV | 0 | 0 | 0 | 0 | 0 | 0
PeakG | 0 | 0 | 0 | 0 | 0 | 0
PeakO | 0 | 0 | 0 | 0 | 0 | 0
ST | 0 | 0 | 0 | 0 | 0 | 0
STOG | 0 | 0 | 0 | 0 | 0 | 0
STWD | 0 | 0 | 0 | 0 | 0 | 0
WT | 0 | 0 | 0 | 0 | 0 | 0
IGCC | 0 | 0 | 0 | 0 | 0 | 0
DemandResponse | 0 | 0 | 0 | 0 | 0 | 0
IGCC-CCS | 0 | 0 | 0 | 0 | 0 | 0
WT_off | 0 | 0 | 0 | 0 | 0 | 0
PseudoUnit | 0 | 0 | 0 | 0 | 0 | 0
FixedInterchange | 0 | 0 | 0 | 0 | 0 | 0
Emission Cost by Reporting Type: HQ_NEISO
ReportingType | 2015 | 2020 | 2025 | 2030 | 2035 | 2040
BM | 0 | 0 | 0 | 0 | 0 | 0
CC | 0 | 0 | 0 | 0 | 0 | 0
CSP | 0 | 0 | 0 | 0 | 0 | 0
CT | 0 | 0 | 0 | 0 | 0 | 0
Coal | 0 | 0 | 0 | 0 | 0 | 0
Geo | 0 | 0 | 0 | 0 | 0 | 0
H | 0 | 0 | 0 | 0 | 0 | 0
LFG | 0 | 0 | 0 | 0 | 0 | 0
Nuc | 0 | 0 | 0 | 0 | 0 | 0
PS | 0 | 0 | 0 | 0 | 0 | 0
PV | 0 | 0 | 0 | 0 | 0 | 0
PeakG | 0 | 0 | 0 | 0 | 0 | 0
PeakO | 0 | 0 | 0 | 0 | 0 | 0
ST | 0 | 0 | 0 | 0 | 0 | 0
STOG | 0 | 0 | 0 | 0 | 0 | 0
STWD | 0 | 0 | 0 | 0 | 0 | 0
WT | 0 | 0 | 0 | 0 | 0 | 0
IGCC | 0 | 0 | 0 | 0 | 0 | 0
DemandResponse | 0 | 0 | 0 | 0 | 0 | 0
IGCC-CCS | 0 | 0 | 0 | 0 | 0 | 0
WT_off | 0 | 0 | 0 | 0 | 0 | 0
PseudoUnit | 0 | 0 | 0 | 0 | 0 | 0
FixedInterchange | 0 | 0 | 0 | 0 | 0 | 0
Emission Cost by Reporting Type: HQ_NY
ReportingType | 2015 | 2020 | 2025 | 2030 | 2035 | 2040
BM | 0 | 0 | 0 | 0 | 0 | 0
CC | 0 | 0 | 0 | 0 | 0 | 0
CSP | 0 | 0 | 0 | 0 | 0 | 0
CT | 0 | 0 | 0 | 0 | 0 | 0
Coal | 0 | 0 | 0 | 0 | 0 | 0
Geo | 0 | 0 | 0 | 0 | 0 | 0
H | 0 | 0 | 0 | 0 | 0 | 0
LFG | 0 | 0 | 0 | 0 | 0 | 0
Nuc | 0 | 0 | 0 | 0 | 0 | 0
PS | 0 | 0 | 0 | 0 | 0 | 0
PV | 0 | 0 | 0 | 0 | 0 | 0
PeakG | 0 | 0 | 0 | 0 | 0 | 0
PeakO | 0 | 0 | 0 | 0 | 0 | 0
ST | 0 | 0 | 0 | 0 | 0 | 0
STOG | 0 | 0 | 0 | 0 | 0 | 0
STWD | 0 | 0 | 0 | 0 | 0 | 0
WT | 0 | 0 | 0 | 0 | 0 | 0
IGCC | 0 | 0 | 0 | 0 | 0 | 0
DemandResponse | 0 | 0 | 0 | 0 | 0 | 0
IGCC-CCS | 0 | 0 | 0 | 0 | 0 | 0
WT_off | 0 | 0 | 0 | 0 | 0 | 0
PseudoUnit | 0 | 0 | 0 | 0 | 0 | 0
FixedInterchange | 0 | 0 | 0 | 0 | 0 | 0
Emission Cost by Reporting Type: MARITIMES
ReportingType | 2015 | 2020 | 2025 | 2030 | 2035 | 2040
BM | 0 | 0 | 0 | 0 | 0 | 0
CC | 0 | 0 | 0 | 0 | 0 | 0
CSP | 0 | 0 | 0 | 0 | 0 | 0
CT | 0 | 0 | 0 | 0 | 0 | 0
Coal | 0 | 0 | 0 | 0 | 0 | 0
Geo | 0 | 0 | 0 | 0 | 0 | 0
H | 0 | 0 | 0 | 0 | 0 | 0
LFG | 0 | 0 | 0 | 0 | 0 | 0
Nuc | 0 | 0 | 0 | 0 | 0 | 0
PS | 0 | 0 | 0 | 0 | 0 | 0
PV | 0 | 0 | 0 | 0 | 0 | 0
PeakG | 0 | 0 | 0 | 0 | 0 | 0
PeakO | 0 | 0 | 0 | 0 | 0 | 0
ST | 0 | 0 | 0 | 0 | 0 | 0
STOG | 0 | 0 | 0 | 0 | 0 | 0
STWD | 0 | 0 | 0 | 0 | 0 | 0
WT | 0 | 0 | 0 | 0 | 0 | 0
IGCC | 0 | 0 | 0 | 0 | 0 | 0
DemandResponse | 0 | 0 | 0 | 0 | 0 | 0
IGCC-CCS | 0 | 0 | 0 | 0 | 0 | 0
WT_off | 0 | 0 | 0 | 0 | 0 | 0
PseudoUnit | 0 | 0 | 0 | 0 | 0 | 0
FixedInterchange | 0 | 0 | 0 | 0 | 0 | 0
Emission Cost by Reporting Type: All
ReportingType | 2015 | 2020 | 2025 | 2030 | 2035 | 2040
BM | 0 | 0 | 0 | 0 | 0 | 0
CC | 14348.6 | 20453.3 | 30751.81 | 46691.64 | 40887.77 | 27104.74
CSP | 0 | 0 | 0 | 0 | 0 | 0
CT | 9.53 | 46.45 | 90.8 | 44.86 | 8.84 | 6.7
Coal | 30935.57 | 16889.5 | 4092.28 | 652.37 | 926.4 | 1229.06
Geo | 0 | 0 | 0 | 0 | 0 | 0
H | 0 | 0 | 0 | 0 | 0 | 0
LFG | 0 | 0 | 0 | 0 | 0 | 0
Nuc | 0 | 0 | 0 | 0 | 0 | 0
PS | 0 | 0 | 0 | 0 | 0 | 0
PV | 0 | 0 | 0 | 0 | 0 | 0
PeakG | 46.11 | 231.2 | 762.08 | 893.56 | 865.63 | 772.11
PeakO | 0 | 0.04 | 1.86 | 0.2 | 0.38 | 2.59
ST | 0 | 0 | 0 | 0 | 0 | 0
STOG | 114.85 | 229.87 | 80.82 | 14.84 | 14.08 | 18.85
STWD | 0 | 0 | 0 | 0 | 0 | 0
WT | 0 | 0 | 0 | 0 | 0 | 0
IGCC | 100.97 | 143.38 | 33.48 | 8.34 | 1.22 | 1.53
DemandResponse | 0 | 0 | 0 | 0 | 0 | 0
IGCC-CCS | 0 | 0 | 0 | 0 | 0 | 0
WT_off | 0 | 0 | 0 | 0 | 0 | 0
PseudoUnit | 0 | 0 | 0 | 0 | 0 | 0
FixedInterchange | 0 | 0 | 0 | 0 | 0 | 0
Emission Cost by Reporting Type: EI_US
ReportingType | 2015 | 2020 | 2025 | 2030 | 2035 | 2040
BM | 0 | 0 | 0 | 0 | 0 | 0
CC | 9385.97 | 13589.93 | 20907.54 | 30409.59 | 29683.92 | 18685.39
CSP | 0 | 0 | 0 | 0 | 0 | 0
CT | 8.84 | 45.21 | 83.85 | 30.68 | 8.84 | 6.7
Coal | 24112.97 | 9844.51 | 1079.1 | 474.02 | 614.11 | 911.24
Geo | 0 | 0 | 0 | 0 | 0 | 0
H | 0 | 0 | 0 | 0 | 0 | 0
LFG | 0 | 0 | 0 | 0 | 0 | 0
Nuc | 0 | 0 | 0 | 0 | 0 | 0
PS | 0 | 0 | 0 | 0 | 0 | 0
PV | 0 | 0 | 0 | 0 | 0 | 0
PeakG | 45.1 | 222.1 | 706.98 | 813.22 | 814.65 | 709.77
PeakO | 0 | 0.02 | 1.86 | 0.2 | 0.38 | 2.59
ST | 0 | 0 | 0 | 0 | 0 | 0
STOG | 65.66 | 142.14 | 68.7 | 14.84 | 14.08 | 18.85
STWD | 0 | 0 | 0 | 0 | 0 | 0
WT | 0 | 0 | 0 | 0 | 0 | 0
IGCC | 100.97 | 143.38 | 33.48 | 8.34 | 1.22 | 1.53
DemandResponse | 0 | 0 | 0 | 0 | 0 | 0
IGCC-CCS | 0 | 0 | 0 | 0 | 0 | 0
WT_off | 0 | 0 | 0 | 0 | 0 | 0
PseudoUnit | 0 | 0 | 0 | 0 | 0 | 0
FixedInterchange | 0 | 0 | 0 | 0 | 0 | 0
Emission Cost by Reporting Type: EI_Canada
ReportingType | 2015 | 2020 | 2025 | 2030 | 2035 | 2040
BM | 0 | 0 | 0 | 0 | 0 | 0
CC | 161.5 | 229.34 | 42.73 | 2.29 | 0 | 0
CSP | 0 | 0 | 0 | 0 | 0 | 0
CT | 0.68 | 0.26 | 0 | 0 | 0 | 0
Coal | 9.31 | 0 | 0 | 0 | 0 | 0
Geo | 0 | 0 | 0 | 0 | 0 | 0
H | 0 | 0 | 0 | 0 | 0 | 0
LFG | 0 | 0 | 0 | 0 | 0 | 0
Nuc | 0 | 0 | 0 | 0 | 0 | 0
PS | 0 | 0 | 0 | 0 | 0 | 0
PV | 0 | 0 | 0 | 0 | 0 | 0
PeakG | 0.99 | 2.69 | 0 | 0 | 0 | 0
PeakO | 0 | 0 | 0 | 0 | 0 | 0
ST | 0 | 0 | 0 | 0 | 0 | 0
STOG | 0.22 | 0 | 0 | 0 | 0 | 0
STWD | 0 | 0 | 0 | 0 | 0 | 0
WT | 0 | 0 | 0 | 0 | 0 | 0
IGCC | 0 | 0 | 0 | 0 | 0 | 0
DemandResponse | 0 | 0 | 0 | 0 | 0 | 0
IGCC-CCS | 0 | 0 | 0 | 0 | 0 | 0
WT_off | 0 | 0 | 0 | 0 | 0 | 0
PseudoUnit | 0 | 0 | 0 | 0 | 0 | 0
FixedInterchange | 0 | 0 | 0 | 0 | 0 | 0
Emission Cost by Reporting Type: EI
ReportingType | 2015 | 2020 | 2025 | 2030 | 2035 | 2040
BM | 0 | 0 | 0 | 0 | 0 | 0
CC | 9547.47 | 13819.26 | 20950.26 | 30411.89 | 29683.92 | 18685.39
CSP | 0 | 0 | 0 | 0 | 0 | 0
CT | 9.53 | 45.47 | 83.85 | 30.68 | 8.84 | 6.7
Coal | 24122.28 | 9844.51 | 1079.1 | 474.02 | 614.11 | 911.24
Geo | 0 | 0 | 0 | 0 | 0 | 0
H | 0 | 0 | 0 | 0 | 0 | 0
LFG | 0 | 0 | 0 | 0 | 0 | 0
Nuc | 0 | 0 | 0 | 0 | 0 | 0
PS | 0 | 0 | 0 | 0 | 0 | 0
PV | 0 | 0 | 0 | 0 | 0 | 0
PeakG | 46.09 | 224.79 | 706.98 | 813.22 | 814.65 | 709.77
PeakO | 0 | 0.02 | 1.86 | 0.2 | 0.38 | 2.59
ST | 0 | 0 | 0 | 0 | 0 | 0
STOG | 65.88 | 142.14 | 68.7 | 14.84 | 14.08 | 18.85
STWD | 0 | 0 | 0 | 0 | 0 | 0
WT | 0 | 0 | 0 | 0 | 0 | 0
IGCC | 100.97 | 143.38 | 33.48 | 8.34 | 1.22 | 1.53
DemandResponse | 0 | 0 | 0 | 0 | 0 | 0
IGCC-CCS | 0 | 0 | 0 | 0 | 0 | 0
WT_off | 0 | 0 | 0 | 0 | 0 | 0
PseudoUnit | 0 | 0 | 0 | 0 | 0 | 0
FixedInterchange | 0 | 0 | 0 | 0 | 0 | 0
Emission Cost by Reporting Type: Outside_EI
ReportingType | 2015 | 2020 | 2025 | 2030 | 2035 | 2040
BM | 0 | 0 | 0 | 0 | 0 | 0
CC | 4801.12 | 6634.04 | 9801.55 | 16279.75 | 11203.85 | 8419.35
CSP | 0 | 0 | 0 | 0 | 0 | 0
CT | 0 | 0.98 | 6.96 | 14.18 | 0 | 0
Coal | 6813.29 | 7044.99 | 3013.18 | 178.35 | 312.29 | 317.82
Geo | 0 | 0 | 0 | 0 | 0 | 0
H | 0 | 0 | 0 | 0 | 0 | 0
LFG | 0 | 0 | 0 | 0 | 0 | 0
Nuc | 0 | 0 | 0 | 0 | 0 | 0
PS | 0 | 0 | 0 | 0 | 0 | 0
PV | 0 | 0 | 0 | 0 | 0 | 0
PeakG | 0.03 | 6.41 | 55.1 | 80.34 | 50.98 | 62.34
PeakO | 0 | 0.02 | 0 | 0 | 0 | 0
ST | 0 | 0 | 0 | 0 | 0 | 0
STOG | 48.97 | 87.73 | 12.12 | 0 | 0 | 0
STWD | 0 | 0 | 0 | 0 | 0 | 0
WT | 0 | 0 | 0 | 0 | 0 | 0
IGCC | 0 | 0 | 0 | 0 | 0 | 0
DemandResponse | 0 | 0 | 0 | 0 | 0 | 0
IGCC-CCS | 0 | 0 | 0 | 0 | 0 | 0
WT_off | 0 | 0 | 0 | 0 | 0 | 0
PseudoUnit | 0 | 0 | 0 | 0 | 0 | 0
FixedInterchange | 0 | 0 | 0 | 0 | 0 | 0
#8 | 0: Base VOM Costs ($million)
Base VOM Costs by Reporting Type: Entergy
ReportingType | 2015 | 2020 | 2025 | 2030 | 2035 | 2040
BM | 0 | 0 | 0 | 0 | 0 | 50.13
CC | 148.85 | 129.9 | 108.19 | 71.76 | 48.58 | 31.44
CSP | 0 | 0 | 0 | 0 | 0 | 0
CT | 0 | 0 | 0 | 0 | 0 | 0
Coal | 224.88 | 30.08 | 3.28 | 0.25 | 0 | 0
Geo | 0 | 0 | 0 | 0 | 0 | 0
H | 0 | 0 | 0 | 0.04 | 0.04 | 0.04
LFG | 0 | 0 | 0.01 | 0.01 | 0.01 | 0.01
Nuc | 100.26 | 100.26 | 100.26 | 100.26 | 84.69 | 66.26
PS | 0 | 0 | 0 | 0 | 0 | 0
PV | 0 | 0 | 0 | 0 | 0 | 0
PeakG | 0 | 0 | 2.01 | 0.36 | 0.27 | 0
PeakO | 0 | 0 | 0 | 0 | 0 | 0
ST | 0 | 0 | 0 | 0 | 0 | 0
STOG | 1.04 | 1.98 | 0 | 0 | 0 | 0
STWD | 0.09 | 0.18 | 0.31 | 1.12 | 2.66 | 2.11
WT | 0 | 0 | 0.01 | 0.07 | 0.07 | 0.07
IGCC | 0 | 0 | 0 | 0 | 0 | 0
DemandResponse | 0 | 0 | 0 | 0 | 0 | 0
IGCC-CCS | 0 | 0 | 0 | 0 | 0 | 0
WT_off | 0 | 0 | 0 | 0 | 0 | 0
PseudoUnit | 0 | 0 | 0 | 0 | 0 | 0
FixedInterchange | 0 | 0 | 0 | 0 | 0 | 0
Base VOM Costs by Reporting Type: FRCC
ReportingType | 2015 | 2020 | 2025 | 2030 | 2035 | 2040
BM | 0 | 0 | 0 | 0 | 74.69 | 45.98
CC | 519.09 | 555.88 | 538.51 | 234.97 | 161.12 | 82.56
CSP | 0 | 0 | 0 | 0 | 0 | 0
CT | 4.8 | 17.3 | 16.97 | 2.48 | 0 | 0
Coal | 66.15 | 16.31 | 0 | 0 | 0 | 0
Geo | 0 | 0 | 0 | 0 | 0 | 0
H | 0 | 0 | 0 | 0 | 0 | 0
LFG | 0.04 | 0.04 | 0.06 | 0.06 | 0.06 | 0.06
Nuc | 76.4 | 76.4 | 101.04 | 355.75 | 372.31 | 417.91
PS | 0 | 0 | 0 | 0 | 0 | 0
PV | 0 | 0 | 0 | 0 | 0 | 0
PeakG | 3.21 | 13.64 | 10.98 | 0 | 0 | 0
PeakO | 0 | 0 | 0 | 0 | 0 | 0
ST | 0 | 0 | 0 | 0 | 0 | 0
STOG | 0 | 0 | 0 | 0 | 0 | 0
STWD | 0.31 | 0.95 | 3.24 | 3.24 | 3.24 | 2
WT | 0 | 0 | 0 | 0 | 0 | 0
IGCC | 0 | 0 | 0 | 0 | 0 | 0
DemandResponse | 0 | 0 | 26.38 | 17.62 | 28.87 | 67.36
IGCC-CCS | 0 | 0 | 0 | 0 | 0 | 0
WT_off | 0 | 0 | 0 | 0 | 0 | 0
PseudoUnit | 0 | 0 | 0 | 0 | 0 | 0
FixedInterchange | 0 | 0 | 0 | 0 | 0 | 0
Base VOM Costs by Reporting Type: MAPP_US
ReportingType | 2015 | 2020 | 2025 | 2030 | 2035 | 2040
BM | 0 | 0 | 0 | 0 | 0 | 0
CC | 2.06 | 0.72 | 0.72 | 0.46 | 0.45 | 0.26
CSP | 0 | 0 | 0 | 0 | 0 | 0
CT | 0 | 0 | 0.1 | 0.31 | 0.31 | 0.31
Coal | 48.96 | 9.96 | 1.14 | 0.01 | 0 | 0
Geo | 0 | 0 | 0 | 0 | 0 | 0
H | 0 | 0 | 0 | 0 | 0 | 0
LFG | 0 | 0 | 0 | 0.01 | 0.01 | 0.01
Nuc | 0 | 0 | 0 | 0 | 0 | 0
PS | 0 | 0 | 0 | 0 | 0 | 0
PV | 0 | 0 | 0 | 0 | 0 | 0
PeakG | 0.57 | 0.43 | 1.15 | 1.63 | 0.92 | 0.74
PeakO | 0 | 0 | 0 | 0 | 0 | 0
ST | 0 | 0 | 0 | 0 | 0 | 0
STOG | 0 | 0 | 0 | 0 | 0 | 0
STWD | 0 | 0 | 0 | 0 | 0 | 0
WT | 0.07 | 0.22 | 0.22 | 0.22 | 0.21 | 0.15
IGCC | 0 | 0 | 0 | 0 | 0 | 0
DemandResponse | 0 | 0 | 0 | 0 | 0 | 0
IGCC-CCS | 0 | 0 | 0 | 0 | 0 | 0
WT_off | 0 | 0 | 0 | 0 | 0 | 0
PseudoUnit | 0 | 0 | 0 | 0 | 0 | 0
FixedInterchange | 0 | 0 | 0 | 0 | 0 | 0
Base VOM Costs by Reporting Type: MISO_IN
ReportingType | 2015 | 2020 | 2025 | 2030 | 2035 | 2040
BM | 0 | 0 | 0 | 0 | 0 | 0
CC | 152.58 | 280.5 | 243.81 | 185.16 | 117.85 | 71.94
CSP | 0 | 0 | 0 | 0 | 0 | 0
CT | 0 | 0 | 0 | 0 | 0 | 0
Coal | 232.12 | 162.33 | 0.75 | 1.09 | 1.37 | 1.37
Geo | 0 | 0 | 0 | 0 | 0 | 0
H | 0 | 0 | 0 | 0 | 0 | 0
LFG | 0 | 0 | 0.01 | 0.01 | 0.01 | 0.01
Nuc | 0 | 0 | 0 | 0 | 0 | 0
PS | 0 | 0 | 0 | 0 | 0 | 0
PV | 0 | 0 | 0.01 | 0.01 | 0.01 | 0.01
PeakG | 0 | 0.05 | 1.4 | 0.75 | 0.78 | 0.9
PeakO | 0 | 0 | 0 | 0 | 0 | 0
ST | 0 | 0 | 0 | 0 | 0 | 0
STOG | 0.07 | 0.13 | 0 | 0 | 0 | 0
STWD | 0 | 0 | 0 | 0 | 0 | 0
WT | 0.02 | 0.02 | 0.87 | 0.87 | 0.87 | 0.87
IGCC | 30.43 | 30.43 | 4.34 | 0.48 | 0.04 | 0.03
DemandResponse | 0 | 0 | 0 | 0 | 0 | 0
IGCC-CCS | 0 | 0 | 0 | 0 | 0 | 0
WT_off | 0 | 0 | 0 | 0 | 0 | 0
PseudoUnit | 0 | 0 | 0 | 0 | 0 | 0
FixedInterchange | 0 | 0 | 0 | 0 | 0 | 0
Base VOM Costs by Reporting Type: MISO_MI
ReportingType | 2015 | 2020 | 2025 | 2030 | 2035 | 2040
BM | 0 | 0 | 0 | 0 | 0 | 0
CC | 24.18 | 28.17 | 22.35 | 11.97 | 6.61 | 4.08
CSP | 0 | 0 | 0 | 0 | 0 | 0
CT | 0 | 0 | 0 | 0 | 0 | 0
Coal | 102.65 | 0 | 0 | 0 | 0 | 0
Geo | 0 | 0 | 0 | 0 | 0 | 0
H | 0 | 0 | 0 | 0 | 0 | 0
LFG | 0.01 | 0.01 | 0.03 | 0.03 | 0.03 | 0.03
Nuc | 34.93 | 34.93 | 34.93 | 34.93 | 21.24 | 55.01
PS | 0 | 0 | 0 | 0 | 0 | 0
PV | 0 | 0 | 0 | 0 | 0 | 0
PeakG | 0.22 | 0.25 | 2.88 | 2.76 | 2.74 | 2.74
PeakO | 0 | 0 | 0 | 0 | 0 | 0
ST | 0 | 0 | 0 | 0 | 0 | 0
STOG | 0.69 | 0.86 | 0 | 0 | 0 | 0
STWD | 2.71 | 0.87 | 0.4 | 1.67 | 2.71 | 1.67
WT | 0.06 | 0.07 | 0.07 | 0.07 | 0.07 | 0.07
IGCC | 0 | 0 | 0 | 0 | 0 | 0
DemandResponse | 0 | 0 | 0 | 0 | 0 | 0
IGCC-CCS | 0 | 0 | 0 | 0 | 0 | 0
WT_off | 0 | 0 | 0 | 0 | 0 | 0
PseudoUnit | 0 | 0 | 0 | 0 | 0 | 0
FixedInterchange | 0 | 0 | 0 | 0 | 0 | 0
Base VOM Costs by Reporting Type: MISO_MO-IL
ReportingType | 2015 | 2020 | 2025 | 2030 | 2035 | 2040
BM | 0 | 0 | 0 | 0 | 0 | 0
CC | 8.29 | 7.71 | 6.49 | 3.11 | 2.05 | 1.27
CSP | 0 | 0 | 0 | 0 | 0 | 0
CT | 0 | 0 | 0 | 0 | 0 | 0
Coal | 290.02 | 90.01 | 9.7 | 3.25 | 1.72 | 1.71
Geo | 0 | 0 | 0 | 0 | 0 | 0
H | 0 | 0.02 | 0.02 | 0.02 | 0.02 | 0.02
LFG | 0 | 0 | 0.02 | 0.02 | 0.02 | 0.02
Nuc | 41.29 | 41.29 | 41.29 | 41.29 | 41.29 | 41.29
PS | 0 | 0 | 0 | 0 | 0 | 0
PV | 0 | 0 | 0 | 0 | 0 | 0
PeakG | 0.98 | 3.67 | 9.76 | 7.01 | 5.22 | 3.67
PeakO | 0 | 0 | 0 | 0 | 0 | 0
ST | 0 | 0 | 0 | 0 | 0 | 0
STOG | 0.01 | 0.03 | 0 | 0 | 0 | 0
STWD | 0 | 0 | 0 | 0 | 0 | 0
WT | 0.02 | 0.02 | 0.37 | 0.37 | 0.37 | 0.37
IGCC | 0 | 0 | 0 | 0 | 0 | 0
DemandResponse | 0 | 0 | 0 | 0 | 0 | 0
IGCC-CCS | 0 | 0 | 0 | 0 | 0 | 0
WT_off | 0 | 0 | 0 | 0 | 0 | 0
PseudoUnit | 0 | 0 | 0 | 0 | 0 | 0
FixedInterchange | 0 | 0 | 0 | 0 | 0 | 0
Base VOM Costs by Reporting Type: MISO_W
ReportingType | 2015 | 2020 | 2025 | 2030 | 2035 | 2040
BM | 0 | 0 | 0 | 0 | 0 | 0
CC | 21.07 | 15.62 | 12.66 | 8.02 | 5.81 | 3.51
CSP | 0 | 0 | 0 | 0 | 0 | 0
CT | 0 | 0 | 0 | 0 | 0 | 0
Coal | 279.28 | 101.21 | 9.46 | 8.93 | 9.46 | 9.46
Geo | 0 | 0 | 0 | 0 | 0 | 0
H | 0 | 0 | 0 | 0 | 0 | 0
LFG | 0.02 | 0.02 | 0.02 | 0.02 | 0.02 | 0.02
Nuc | 43.67 | 43.67 | 43.6 | 42.99 | 0 | 0
PS | 0 | 0 | 0 | 0 | 0 | 0
PV | 0 | 0 | 0 | 0 | 0 | 0
PeakG | 1.42 | 0.76 | 3.41 | 3.38 | 3.37 | 3.37
PeakO | 0 | 0 | 0 | 0 | 0 | 0
ST | 0 | 0 | 0 | 0 | 0 | 0
STOG | 0 | 0 | 0 | 0 | 0 | 0
STWD | 0.16 | 0.49 | 0.76 | 2.16 | 3.06 | 3.12
WT | 0.32 | 2.12 | 2.71 | 2.71 | 2.71 | 2.68
IGCC | 0 | 0 | 0 | 0 | 0 | 0
DemandResponse | 0 | 0 | 0 | 0 | 0 | 0
IGCC-CCS | 0 | 0 | 0 | 0 | 0 | 0
WT_off | 0 | 0 | 0 | 0 | 0 | 0
PseudoUnit | 0 | 0 | 0 | 0 | 0 | 0
FixedInterchange | 0 | 0 | 0 | 0 | 0 | 0
Base VOM Costs by Reporting Type: MISO_WUMS
ReportingType | 2015 | 2020 | 2025 | 2030 | 2035 | 2040
BM | 0 | 0 | 0 | 0 | 16.5 | 12.73
CC | 153.7 | 151.52 | 145.41 | 102.17 | 64.99 | 32.56
CSP | 0 | 0 | 0 | 0 | 0 | 0
CT | 0 | 0 | 0 | 0 | 0 | 0
Coal | 43.85 | 8.32 | 7.88 | 7.69 | 8.73 | 11.23
Geo | 0 | 0 | 0 | 0 | 0 | 0
H | 0 | 0 | 0 | 0 | 0 | 0
LFG | 0.01 | 0.01 | 0.03 | 0.03 | 0.03 | 0.03
Nuc | 33.6 | 33.6 | 33.6 | 33.6 | 37.37 | 42.17
PS | 0 | 0 | 0 | 0 | 0 | 0
PV | 0 | 0 | 0 | 0 | 0 | 0
PeakG | 0 | 0.22 | 1.93 | 1.24 | 0.33 | 0.09
PeakO | 0 | 0 | 0 | 0 | 0 | 0
ST | 0 | 0 | 0 | 0 | 0 | 0
STOG | 0 | 0 | 0 | 0 | 0 | 0
STWD | 0.05 | 0.16 | 0.16 | 0.53 | 1.75 | 1.07
WT | 0.05 | 0.05 | 0.05 | 0.05 | 0.05 | 0.05
IGCC | 0 | 0 | 0 | 0 | 0 | 0
DemandResponse | 0 | 0 | 0 | 0 | 0 | 0
IGCC-CCS | 0 | 0 | 0 | 0 | 0 | 0
WT_off | 0 | 0 | 0 | 0 | 0 | 0
PseudoUnit | 0 | 0 | 0 | 0 | 0 | 0
FixedInterchange | 0 | 0 | 0 | 0 | 0 | 0
Base VOM Costs by Reporting Type: Nebraska
ReportingType | 2015 | 2020 | 2025 | 2030 | 2035 | 2040
BM | 0 | 0 | 0 | 0 | 0 | 0
CC | 0.92 | 0.59 | 0.89 | 0.57 | 0.33 | 0.17
CSP | 0 | 0 | 0 | 0 | 0 | 0
CT | 0 | 0 | 0 | 0 | 0 | 0
Coal | 117.38 | 13.76 | 7 | 5.55 | 3.3 | 2.8
Geo | 0 | 0 | 0 | 0 | 0 | 0
H | 0 | 0 | 0 | 0 | 0 | 0
LFG | 0 | 0 | 0 | 0 | 0 | 0
Nuc | 23.15 | 23.15 | 16.34 | 15.06 | 0 | 0
PS | 0 | 0 | 0 | 0 | 0 | 0
PV | 0 | 0 | 0 | 0 | 0 | 0
PeakG | 0.22 | 0 | 0.1 | 0.1 | 0.1 | 0.1
PeakO | 0 | 0 | 0 | 0 | 0 | 0
ST | 0 | 0 | 0 | 0 | 0 | 0
STOG | 0 | 0 | 0 | 0 | 0 | 0
STWD | 0 | 0 | 0 | 0 | 0 | 0
WT | 0.01 | 0.58 | 0.69 | 0.68 | 0.74 | 0.74
IGCC | 0 | 0 | 0 | 0 | 0 | 0
DemandResponse | 0 | 0 | 0 | 0 | 0 | 0
IGCC-CCS | 0 | 0 | 0 | 0 | 0 | 0
WT_off | 0 | 0 | 0 | 0 | 0 | 0
PseudoUnit | 0 | 0 | 0 | 0 | 0 | 0
FixedInterchange | 0 | 0 | 0 | 0 | 0 | 0
Base VOM Costs by Reporting Type: NEISO
ReportingType | 2015 | 2020 | 2025 | 2030 | 2035 | 2040
BM | 9.41 | 2.99 | 0.74 | 0.48 | 4.27 | 4.27
CC | 100.16 | 71.42 | 37.83 | 14.44 | 2.92 | 0.37
CSP | 0 | 0 | 0 | 0 | 0 | 0
CT | 0.03 | 0.11 | 0.34 | 0.1 | 0 | 0
Coal | 0.23 | 0 | 0 | 0 | 0 | 0
Geo | 0 | 0 | 0 | 0 | 0 | 0
H | 0 | 0 | 0 | 0 | 0 | 0
LFG | 0.05 | 0.05 | 0.05 | 0.06 | 0.06 | 0.06
Nuc | 85.9 | 85.9 | 85.9 | 85.9 | 62.06 | 45.84
PS | 0 | 0 | 0 | 0 | 0 | 0
PV | 0 | 0.01 | 0.01 | 0.01 | 0.01 | 0.01
PeakG | 0.27 | 0.85 | 1.01 | 0.54 | 0.42 | 0.93
PeakO | 0 | 0 | 0 | 0 | 0 | 0
ST | 0 | 0 | 0 | 0 | 0 | 0
STOG | 0 | 0 | 0 | 0 | 0 | 0
STWD | 6.7 | 1.25 | 0.29 | 0.36 | 4.79 | 4.79
WT | 0.01 | 0.08 | 0.17 | 0.17 | 0.24 | 0.26
IGCC | 0 | 0 | 0 | 0 | 0 | 0
DemandResponse | 0 | 0 | 0 | 0 | 0 | 13.04
IGCC-CCS | 0 | 0 | 0 | 0 | 0 | 0
WT_off | 0.02 | 0.02 | 0.02 | 0.02 | 0.02 | 0.02
PseudoUnit | 0 | 0 | 0 | 0 | 0 | 0
FixedInterchange | 0 | 0 | 0 | 0 | 0 | 0
Base VOM Costs by Reporting Type: NonRTO_Midwest
ReportingType | 2015 | 2020 | 2025 | 2030 | 2035 | 2040
BM | 0 | 0 | 0 | 0 | 7.92 | 6.69
CC | 55.9 | 85.35 | 85.35 | 85.35 | 34.82 | 7.22
CSP | 0 | 0 | 0 | 0 | 0 | 0
CT | 0 | 0 | 0 | 0 | 0 | 0
Coal | 158.91 | 116.56 | 14.4 | 8.71 | 9.22 | 9.22
Geo | 0 | 0 | 0 | 0 | 0 | 0
H | 0 | 0.04 | 0.04 | 0.04 | 0.04 | 0.04
LFG | 0 | 0 | 0.01 | 0.01 | 0.01 | 0.01
Nuc | 0 | 0 | 0 | 32.39 | 77.15 | 89.24
PS | 0 | 0 | 0 | 0 | 0 | 0
PV | 0 | 0 | 0 | 0 | 0 | 0
PeakG | 1.25 | 2.51 | 10.17 | 4.83 | 0 | 0
PeakO | 0 | 0 | 0 | 0 | 0 | 0
ST | 0 | 0 | 0 | 0 | 0 | 0
STOG | 0 | 0 | 0 | 0 | 0 | 0
STWD | 0 | 0 | 0 | 0 | 0 | 0
WT | 0 | 0 | 0 | 0 | 0 | 0
IGCC | 0 | 0 | 0 | 0 | 0 | 0
DemandResponse | 0 | 0 | 0 | 0 | 0 | 0
IGCC-CCS | 0 | 0 | 0 | 0 | 0 | 0
WT_off | 0 | 0 | 0 | 0 | 0 | 0
PseudoUnit | 0 | 0 | 0 | 0 | 0 | 0
FixedInterchange | 0 | 0 | 0 | 0 | 0 | 0
Base VOM Costs by Reporting Type: NYISO_A-F
ReportingType | 2015 | 2020 | 2025 | 2030 | 2035 | 2040
BM | 0 | 0 | 0 | 0 | 0 | 0
CC | 22.03 | 17.31 | 13.61 | 0.84 | 0.07 | 0
CSP | 0 | 0 | 0 | 0 | 0 | 0
CT | 0 | 0 | 0 | 0 | 0 | 0
Coal | 0 | 0 | 0 | 0 | 0 | 0
Geo | 0 | 0 | 0 | 0 | 0 | 0
H | 0 | 0 | 0 | 0 | 0 | 0
LFG | 0.02 | 0.02 | 0.02 | 0.02 | 0.02 | 0.02
Nuc | 62.23 | 62.23 | 62.23 | 50.74 | 40 | 24.24
PS | 0 | 0 | 0 | 0 | 0 | 0
PV | 0 | 0 | 0 | 0 | 0 | 0
PeakG | 0.02 | 0.12 | 0 | 0 | 0 | 0
PeakO | 0 | 0 | 0 | 0 | 0 | 0
ST | 0 | 0 | 0 | 0 | 0 | 0
STOG | 0 | 0 | 0 | 0 | 0 | 0
STWD | 0.01 | 0.02 | 0.01 | 0.04 | 0.67 | 0.2
WT | 0.11 | 0.13 | 0.13 | 0.26 | 0.4 | 0.4
IGCC | 0 | 0 | 0 | 0 | 0 | 0
DemandResponse | 0 | 0 | 0 | 0 | 0 | 0
IGCC-CCS | 0 | 0 | 0 | 0 | 0 | 0
WT_off | 0 | 0 | 0 | 0 | 0 | 0
PseudoUnit | 0 | 0 | 0 | 0 | 0 | 0
FixedInterchange | 0 | 0 | 0 | 0 | 0 | 0
Base VOM Costs by Reporting Type: NYISO_G-I
ReportingType | 2015 | 2020 | 2025 | 2030 | 2035 | 2040
BM | 0 | 0 | 0 | 0 | 0 | 0
CC | 9.02 | 7.41 | 3.4 | 3.27 | 3.07 | 1.82
CSP | 0 | 0 | 0 | 0 | 0 | 0
CT | 0 | 0 | 0 | 0 | 0 | 0
Coal | 0 | 0 | 0 | 0 | 0 | 0
Geo | 0 | 0 | 0 | 0 | 0 | 0
H | 0 | 0 | 0 | 0 | 0 | 0
LFG | 0.01 | 0.01 | 0.01 | 0.01 | 0.01 | 0.01
Nuc | 37.82 | 37.82 | 37.82 | 37.82 | 26.5 | 26.61
PS | 0 | 0 | 0 | 0 | 0 | 0
PV | 0 | 0 | 0 | 0 | 0 | 0
PeakG | 0 | 0.01 | 0 | 0 | 0 | 0
PeakO | 0 | 0 | 0 | 0 | 0 | 0
ST | 0 | 0 | 0 | 0 | 0 | 0
STOG | 0 | 0 | 0 | 0 | 0 | 0
STWD | 0 | 0 | 0 | 0 | 0 | 0
WT | 0 | 0 | 0.01 | 0.01 | 0.01 | 0.01
IGCC | 0 | 0 | 0 | 0 | 0 | 0
DemandResponse | 0 | 0 | 0 | 0 | 0 | 0
IGCC-CCS | 0 | 0 | 0 | 0 | 0 | 0
WT_off | 0 | 0 | 0 | 0 | 0 | 0
PseudoUnit | 0 | 0 | 0 | 0 | 0 | 0
FixedInterchange | 0 | 0 | 0 | 0 | 0 | 0
Base VOM Costs by Reporting Type: NYISO_J-K
ReportingType | 2015 | 2020 | 2025 | 2030 | 2035 | 2040
BM | 0 | 0 | 0 | 0 | 0 | 0
CC | 65.77 | 53.73 | 41.96 | 31.61 | 31.32 | 21.08
CSP | 0 | 0 | 0 | 0 | 0 | 0
CT | 0 | 0 | 0 | 0 | 0 | 0
Coal | 0 | 0 | 0 | 0 | 0 | 0
Geo | 0 | 0 | 0 | 0 | 0 | 0
H | 0 | 0 | 0 | 0 | 0 | 0
LFG | 0.01 | 0.01 | 0.01 | 0.02 | 0.02 | 0.02
Nuc | 0 | 0 | 0 | 0 | 0 | 0
PS | 0 | 0 | 0 | 0 | 0 | 0
PV | 0 | 0 | 0 | 0 | 0 | 0
PeakG | 1.17 | 1.76 | 3.56 | 3.53 | 3.02 | 3.02
PeakO | 0 | 0.01 | 0.25 | 0.02 | 0.02 | 0.08
ST | 0 | 0 | 0 | 0 | 0 | 0
STOG | 0.74 | 1.67 | 0.98 | 0.46 | 0.24 | 0.22
STWD | 0 | 0 | 0 | 0 | 0 | 0
WT | 0 | 0 | 0 | 0.01 | 0.01 | 0.01
IGCC | 0 | 0 | 0 | 0 | 0 | 0
DemandResponse | 0 | 0 | 0 | 0 | 0 | 3.68
IGCC-CCS | 0 | 0 | 0 | 0 | 0 | 0
WT_off | 0 | 0 | 0 | 0 | 0 | 0.01
PseudoUnit | 0 | 0 | 0 | 0 | 0 | 0
FixedInterchange | 0 | 0 | 0 | 0 | 0 | 0
Base VOM Costs by Reporting Type: PJM_E
ReportingType | 2015 | 2020 | 2025 | 2030 | 2035 | 2040
BM | 0.06 | 1.12 | 1.12 | 1.12 | 1.12 | 1.12
CC | 134.49 | 156.31 | 151.96 | 131.22 | 83.88 | 47.2
CSP | 0 | 0 | 0 | 0 | 0 | 0
CT | 0 | 0.05 | 0.1 | 0 | 0 | 0
Coal | 2.5 | 1.88 | 1.47 | 0.38 | 3.36 | 4.11
Geo | 0 | 0 | 0 | 0 | 0 | 0
H | 0 | 0 | 0 | 0 | 0 | 0
LFG | 0.04 | 0.05 | 0.05 | 0.05 | 0.05 | 0.05
Nuc | 157.37 | 146 | 146 | 146 | 104.88 | 83.17
PS | 0 | 0 | 0 | 0 | 0 | 0
PV | 0 | 0 | 0 | 0 | 0 | 0
PeakG | 0.49 | 5.94 | 13.04 | 7.81 | 4.04 | 4
PeakO | 0 | 0 | 0 | 0 | 0 | 0
ST | 0 | 0 | 0 | 0 | 0 | 0
STOG | 0.64 | 2.38 | 0 | 0 | 0 | 0
STWD | 0 | 0 | 0 | 0 | 0 | 0
WT | 0.02 | 0.02 | 0.02 | 0.02 | 0 | 0
IGCC | 0 | 0 | 0 | 0 | 0 | 0
DemandResponse | 0 | 0 | 0 | 0 | 0 | 0
IGCC-CCS | 0 | 0 | 0 | 0 | 0 | 0
WT_off | 0 | 0 | 0.04 | 0.04 | 0.04 | 0.04
PseudoUnit | 0 | 0 | 0 | 0 | 0 | 0
FixedInterchange | 0 | 0 | 0 | 0 | 0 | 0
Base VOM Costs by Reporting Type: PJM_ROM
ReportingType | 2015 | 2020 | 2025 | 2030 | 2035 | 2040
BM | 0.04 | 0.67 | 0.67 | 0.67 | 45.93 | 45.93
CC | 62.98 | 76.81 | 72.02 | 54.93 | 38.84 | 22.31
CSP | 0 | 0 | 0 | 0 | 0 | 0
CT | 0 | 0.03 | 0.06 | 0.06 | 0 | 0
Coal | 68.12 | 5.57 | 0.15 | 0.01 | 0 | 0
Geo | 0 | 0 | 0 | 0 | 0 | 0
H | 0 | 0.03 | 0.03 | 0.03 | 0.03 | 0.03
LFG | 0.03 | 0.05 | 0.05 | 0.05 | 0.05 | 0.05
Nuc | 93.13 | 93.13 | 93.13 | 93.13 | 98.91 | 180.35
PS | 0 | 0 | 0 | 0 | 0 | 0
PV | 0 | 0.02 | 0.04 | 0.04 | 0.04 | 0.04
PeakG | 0 | 0.4 | 2.44 | 4.75 | 2.44 | 1.27
PeakO | 0 | 0 | 0 | 0 | 0 | 0
ST | 0 | 0 | 0 | 0 | 0 | 0
STOG | 1.64 | 3.21 | 0 | 0 | 0 | 0
STWD | 0.07 | 1.16 | 1.16 | 1.16 | 1.16 | 0.72
WT | 0.03 | 0.05 | 0.05 | 0.05 | 0.05 | 0.05
IGCC | 0 | 0 | 0 | 0 | 0 | 0
DemandResponse | 0 | 0 | 0 | 0 | 0 | 0
IGCC-CCS | 0 | 0 | 0 | 0 | 0 | 0
WT_off | 0 | 0 | 0 | 0 | 0 | 0
PseudoUnit | 0 | 0 | 0 | 0 | 0 | 0
FixedInterchange | 0 | 0 | 0 | 0 | 0 | 0
Base VOM Costs by Reporting Type: PJM_ROR
ReportingType | 2015 | 2020 | 2025 | 2030 | 2035 | 2040
BM | 0.81 | 14.36 | 14.36 | 14.36 | 175.13 | 157.6
CC | 432.87 | 428.6 | 429.26 | 379.39 | 224.32 | 94.36
CSP | 0 | 0 | 0 | 0 | 0 | 0
CT | 0.03 | 0.11 | 0.11 | 0.11 | 0 | 0
Coal | 957.41 | 383.18 | 32.87 | 17.33 | 16.55 | 16.55
Geo | 0 | 0 | 0 | 0 | 0 | 0
H | 0 | 0.03 | 0.03 | 0.03 | 0.03 | 0.03
LFG | 0.05 | 0.09 | 0.09 | 0.09 | 0.09 | 0.09
Nuc | 370.54 | 370.54 | 370.54 | 354.51 | 416.22 | 468.34
PS | 0 | 0 | 0 | 0 | 0 | 0
PV | 0 | 0 | 0 | 0 | 0 | 0
PeakG | 7.3 | 16.24 | 49.15 | 40.06 | 18.27 | 3.26
PeakO | 0 | 0 | 0 | 0 | 0 | 0
ST | 0 | 0 | 0 | 0 | 0 | 0
STOG | 1.22 | 3.05 | 3.05 | 0 | 0 | 0
STWD | 0.09 | 3.23 | 3.23 | 2.37 | 3.23 | 1.98
WT | 0.31 | 0.31 | 0.42 | 0.42 | 0.42 | 0.42
IGCC | 0 | 0 | 0 | 0 | 0 | 0
DemandResponse | 0 | 0 | 0 | 0 | 0 | 0
IGCC-CCS | 0 | 0 | 0 | 0 | 0 | 0
WT_off | 0 | 0 | 0 | 0 | 0 | 0
PseudoUnit | 0 | 0 | 0 | 0 | 0 | 0
FixedInterchange | 0 | 0 | 0 | 0 | 0 | 0
Base VOM Costs by Reporting Type: SOCO
ReportingType | 2015 | 2020 | 2025 | 2030 | 2035 | 2040
BM | 0.19 | 0.48 | 1.5 | 2.05 | 244.58 | 166.8
CC | 472.56 | 490.87 | 482.49 | 347.32 | 107.18 | 13.31
CSP | 0 | 0 | 0 | 0 | 0 | 0
CT | 0 | 0 | 0 | 0 | 0 | 0
Coal | 125.84 | 33.69 | 17.16 | 17.16 | 17.16 | 17.16
Geo | 0 | 0 | 0 | 0 | 0 | 0
H | 0 | 0 | 0 | 0 | 0 | 0
LFG | 0 | 0 | 0.01 | 0.01 | 0.01 | 0.01
Nuc | 108.01 | 143 | 143 | 253.31 | 320.87 | 425.41
PS | 0 | 0 | 0 | 0 | 0 | 0
PV | 0 | 0 | 0 | 0 | 0 | 0
PeakG | 4.63 | 22.43 | 27.81 | 0 | 0 | 0
PeakO | 0 | 0 | 0 | 0 | 0 | 0
ST | 0 | 0 | 0 | 0 | 0 | 0
STOG | 0 | 0 | 0 | 0 | 0 | 0
STWD | 0.62 | 1.64 | 2.36 | 6.83 | 11.11 | 6.83
WT | 0 | 0 | 0 | 0 | 0 | 0
IGCC | 0 | 0 | 0 | 0 | 0 | 0
DemandResponse | 0 | 0 | 0 | 0 | 0 | 1.21
IGCC-CCS | 0 | 0 | 0 | 0 | 0 | 0
WT_off | 0 | 0 | 0 | 0 | 0 | 0
PseudoUnit | 0 | 0 | 0 | 0 | 0 | 0
FixedInterchange | 0 | 0 | 0 | 0 | 0 | 0
Base VOM Costs by Reporting Type: SPP_N
ReportingType | 2015 | 2020 | 2025 | 2030 | 2035 | 2040
BM | 0 | 0 | 0 | 0 | 0 | 0
CC | 7.03 | 3.51 | 3.48 | 2.16 | 1.75 | 0.96
CSP | 0 | 0 | 0 | 0 | 0 | 0
CT | 0 | 0 | 0 | 0 | 0 | 0
Coal | 226.74 | 40.61 | 1.33 | 0.14 | 0 | 0
Geo | 0 | 0 | 0 | 0 | 0 | 0
H | 0 | 0 | 0 | 0 | 0 | 0
LFG | 0 | 0 | 0 | 0.01 | 0.01 | 0
Nuc | 21.45 | 21.45 | 14.71 | 13.94 | 11.86 | 7.75
PS | 0 | 0 | 0 | 0 | 0 | 0
PV | 0 | 0 | 0 | 0 | 0 | 0
PeakG | 0.53 | 0 | 0.46 | 0.08 | 0.13 | 1.17
PeakO | 0 | 0 | 0 | 0 | 0 | 0
ST | 0 | 0 | 0 | 0 | 0 | 0
STOG | 0.4 | 0 | 0 | 0 | 0 | 0
STWD | 0 | 0 | 0 | 0 | 0 | 0
WT | 0.05 | 1.42 | 1.62 | 1.8 | 1.81 | 1.83
IGCC | 0 | 0 | 0 | 0 | 0 | 0
DemandResponse | 0 | 0 | 0 | 0 | 0 | 0
IGCC-CCS | 0 | 0 | 0 | 0 | 0 | 0
WT_off | 0 | 0 | 0 | 0 | 0 | 0
PseudoUnit | 0 | 0 | 0 | 0 | 0 | 0
FixedInterchange | 0 | 0 | 0 | 0 | 0 | 0
Base VOM Costs by Reporting Type: SPP_S
ReportingType | 2015 | 2020 | 2025 | 2030 | 2035 | 2040
BM | 0 | 0 | 0 | 0 | 0 | 0
CC | 90.71 | 25.67 | 29.26 | 18.97 | 17.1 | 12.73
CSP | 0 | 0 | 0 | 0 | 0 | 0
CT | 0.09 | 0 | 0.66 | 0.66 | 0.28 | 0
Coal | 345.6 | 26.46 | 2.83 | 0 | 0 | 0
Geo | 0 | 0 | 0 | 0 | 0 | 0
H | 0 | 0 | 0 | 0 | 0 | 0
LFG | 0 | 0 | 0 | 0.01 | 0.01 | 0.01
Nuc | 0 | 0 | 0 | 0 | 0 | 0
PS | 0 | 0 | 0 | 0 | 0 | 0
PV | 0 | 0 | 0 | 0 | 0 | 0
PeakG | 0 | 0 | 1.99 | 1.77 | 1.77 | 1.72
PeakO | 0 | 0 | 0 | 0 | 0 | 0
ST | 0 | 0 | 0 | 0 | 0 | 0
STOG | 3.76 | 2.27 | 0.69 | 0 | 0 | 0
STWD | 0.08 | 0.07 | 0.13 | 0.29 | 0.47 | 0.44
WT | 0.11 | 1.56 | 1.65 | 1.66 | 1.74 | 1.72
IGCC | 0 | 0 | 0 | 0 | 0 | 0
DemandResponse | 0 | 0 | 0 | 0 | 0 | 0
IGCC-CCS | 0 | 0 | 0 | 0 | 0 | 0
WT_off | 0 | 0 | 0 | 0 | 0 | 0
PseudoUnit | 0 | 0 | 0 | 0 | 0 | 0
FixedInterchange | 0 | 0 | 0 | 0 | 0 | 0
Base VOM Costs by Reporting Type: TVA
ReportingType | 2015 | 2020 | 2025 | 2030 | 2035 | 2040
BM | 0 | 0 | 0 | 0 | 13.36 | 11.27
CC | 144.23 | 166.11 | 158.67 | 130.21 | 64.77 | 1.25
CSP | 0 | 0 | 0 | 0 | 0 | 0
CT | 0 | 0 | 0 | 0 | 0 | 0
Coal | 180.12 | 110.21 | 0 | 0 | 0 | 0
Geo | 0 | 0 | 0 | 0 | 0 | 0
H | 0 | 0 | 0 | 0 | 0 | 0
LFG | 0 | 0 | 0.01 | 0.01 | 0.01 | 0.01
Nuc | 152.12 | 152.12 | 152.12 | 178.79 | 216.99 | 260.25
PS | 0 | 0 | 0 | 0 | 0 | 0
PV | 0 | 0 | 0 | 0 | 0.04 | 0.04
PeakG | 0 | 0.2 | 1.49 | 0.36 | 0 | 0
PeakO | 0 | 0 | 0 | 0 | 0 | 0
ST | 0 | 0 | 0 | 0 | 0 | 0
STOG | 0 | 0 | 0 | 0 | 0 | 0
STWD | 0 | 0.01 | 0.01 | 0.06 | 0.08 | 0.05
WT | 0 | 0 | 0 | 0 | 0 | 0
IGCC | 0 | 0 | 0 | 0 | 0 | 0
DemandResponse | 0 | 0 | 0 | 0 | 0 | 0
IGCC-CCS | 0 | 0 | 0 | 0 | 0 | 0
WT_off | 0 | 0 | 0 | 0 | 0 | 0
PseudoUnit | 0 | 0 | 0 | 0 | 0 | 0
FixedInterchange | 0 | 0 | 0 | 0 | 0 | 0
Base VOM Costs by Reporting Type: TVA_Transmission
ReportingType | 2015 | 2020 | 2025 | 2030 | 2035 | 2040
BM | 0 | 0 | 0 | 0 | 0 | 0
CC | 0 | 0 | 0 | 0 | 0 | 0
CSP | 0 | 0 | 0 | 0 | 0 | 0
CT | 0 | 0 | 0 | 0 | 0 | 0
Coal | 0 | 0 | 0 | 0 | 0 | 0
Geo | 0 | 0 | 0 | 0 | 0 | 0
H | 0 | 0 | 0 | 0 | 0 | 0
LFG | 0 | 0 | 0 | 0 | 0 | 0
Nuc | 0 | 0 | 0 | 0 | 0 | 0
PS | 0 | 0 | 0 | 0 | 0 | 0
PV | 0 | 0 | 0 | 0 | 0 | 0
PeakG | 0 | 0 | 0 | 0 | 0 | 0
PeakO | 0 | 0 | 0 | 0 | 0 | 0
ST | 0 | 0 | 0 | 0 | 0 | 0
STOG | 0 | 0 | 0 | 0 | 0 | 0
STWD | 0 | 0 | 0 | 0 | 0 | 0
WT | 0 | 0 | 0 | 0 | 0 | 0
IGCC | 0 | 0 | 0 | 0 | 0 | 0
DemandResponse | 0 | 0 | 0 | 0 | 0 | 0
IGCC-CCS | 0 | 0 | 0 | 0 | 0 | 0
WT_off | 0 | 0 | 0 | 0 | 0 | 0
PseudoUnit | 0 | 0 | 0 | 0 | 0 | 0
FixedInterchange | 0 | 0 | 0 | 0 | 0 | 0
Base VOM Costs by Reporting Type: VACAR
ReportingType | 2015 | 2020 | 2025 | 2030 | 2035 | 2040
BM | 0.03 | 0.03 | 0.03 | 0.03 | 260.66 | 215.7
CC | 306.88 | 310.54 | 309.81 | 211.5 | 77.54 | 6.9
CSP | 0 | 0 | 0 | 0 | 0 | 0
CT | 0.73 | 2.88 | 4.86 | 0.06 | 0 | 0
Coal | 152.78 | 42.93 | 15.87 | 9.82 | 9.57 | 9.65
Geo | 0 | 0 | 0 | 0 | 0 | 0
H | 0 | 0 | 0 | 0 | 0 | 0
LFG | 0.01 | 0.01 | 0.01 | 0.01 | 0.01 | 0.01
Nuc | 211.36 | 248.42 | 248.42 | 335.42 | 296.45 | 357.65
PS | 0 | 0 | 0 | 0 | 0 | 0
PV | 0 | 0 | 0 | 0 | 0.03 | 0.03
PeakG | 1.2 | 11.49 | 12.07 | 0 | 0 | 0
PeakO | 0 | 0 | 0 | 0 | 0 | 0
ST | 0 | 0 | 0 | 0 | 0 | 0
STOG | 0 | 0 | 0 | 0 | 0 | 0
STWD | 4.67 | 4.67 | 2.87 | 3.44 | 4.67 | 2.87
WT | 0 | 0.08 | 0.08 | 0.08 | 0.08 | 0.08
IGCC | 0 | 0 | 0 | 0 | 0 | 0
DemandResponse | 0 | 0 | 8 | 21.08 | 0 | 83.17
IGCC-CCS | 0 | 0 | 0 | 0 | 0 | 0
WT_off | 0 | 0 | 0.04 | 0.04 | 0.2 | 0.2
PseudoUnit | 0 | 0 | 0 | 0 | 0 | 0
FixedInterchange | 0 | 0 | 0 | 0 | 0 | 0
Base VOM Costs by Reporting Type: IESO
ReportingType | 2015 | 2020 | 2025 | 2030 | 2035 | 2040
BM | 0 | 0.02 | 0.04 | 0 | 0.17 | 0.15
CC | 33.07 | 33.07 | 0.86 | 0.17 | 0 | 0
CSP | 0 | 0 | 0 | 0 | 0 | 0
CT | 0.44 | 0.12 | 0 | 0 | 0 | 0
Coal | 0 | 0 | 0 | 0 | 0 | 0
Geo | 0 | 0 | 0 | 0 | 0 | 0
H | 0 | 0 | 0 | 0 | 0 | 0.02
LFG | 0.01 | 0.01 | 0.01 | 0.01 | 0.01 | 0.01
Nuc | 240.73 | 240.73 | 240.73 | 240.73 | 221.68 | 193.2
PS | 0 | 0 | 0 | 0 | 0 | 0
PV | 0 | 0 | 0 | 0 | 0 | 0
PeakG | 0 | 0 | 0 | 0 | 0 | 0
PeakO | 0 | 0 | 0 | 0 | 0 | 0
ST | 0 | 0 | 0 | 0 | 0 | 0
STOG | 0 | 0 | 0 | 0 | 0 | 0
STWD | 0.06 | 0.06 | 0.03 | 0.06 | 0.06 | 0.06
WT | 0.09 | 0.09 | 0.09 | 0.09 | 0.09 | 0.09
IGCC | 0 | 0 | 0 | 0 | 0 | 0
DemandResponse | 0 | 0 | 0 | 0 | 0 | 0
IGCC-CCS | 0 | 0 | 0 | 0 | 0 | 0
WT_off | 0 | 0 | 0 | 0 | 0 | 0
PseudoUnit | 0 | 0 | 0 | 0 | 0 | 0
FixedInterchange | 0 | 0 | 0 | 0 | 0 | 0
Base VOM Costs by Reporting Type: MAPP_CA
ReportingType | 2015 | 2020 | 2025 | 2030 | 2035 | 2040
BM | 0 | 0 | 0 | 0 | 0 | 0
CC | 20.18 | 20.18 | 6.39 | 0 | 0 | 0
CSP | 0 | 0 | 0 | 0 | 0 | 0
CT | 0 | 0 | 0 | 0 | 0 | 0
Coal | 1.33 | 0 | 0 | 0 | 0 | 0
Geo | 0 | 0 | 0 | 0 | 0 | 0
H | 0 | 0.05 | 0.15 | 0.23 | 0.25 | 0.25
LFG | 0 | 0 | 0 | 0 | 0 | 0
Nuc | 0 | 0 | 0 | 0 | 0 | 0
PS | 0 | 0 | 0 | 0 | 0 | 0
PV | 0 | 0 | 0 | 0 | 0 | 0
PeakG | 0.5 | 0.97 | 0 | 0 | 0 | 0
PeakO | 0 | 0 | 0 | 0 | 0 | 0
ST | 0 | 0 | 0 | 0 | 0 | 0
STOG | 0.03 | 0 | 0 | 0 | 0 | 0
STWD | 0 | 0 | 0 | 0 | 0 | 0
WT | 0.02 | 0.02 | 0.02 | 0.02 | 0 | 0
IGCC | 0 | 0 | 0 | 0 | 0 | 0
DemandResponse | 0 | 0 | 0 | 0 | 0 | 0
IGCC-CCS | 0 | 0 | 0 | 0 | 0 | 0
WT_off | 0 | 0 | 0 | 0 | 0 | 0
PseudoUnit | 0 | 0 | 0 | 0 | 0 | 0
FixedInterchange | 0 | 0 | 0 | 0 | 0 | 0
Base VOM Costs by Reporting Type: AZ_NM_SNV_Coal
ReportingType | 2015 | 2020 | 2025 | 2030 | 2035 | 2040
BM | 0 | 0 | 0 | 0 | 0 | 0
CC | 0 | 0 | 0 | 0 | 0 | 0
CSP | 0 | 0 | 0 | 0 | 0 | 0
CT | 0 | 0 | 0 | 0 | 0 | 0
Coal | 242.62 | 165.17 | 0 | 0 | 0 | 0
Geo | 0 | 0 | 0 | 0 | 0 | 0
H | 0 | 0 | 0 | 0 | 0 | 0
LFG | 0 | 0 | 0 | 0 | 0 | 0
Nuc | 0 | 0 | 0 | 0 | 0 | 0
PS | 0 | 0 | 0 | 0 | 0 | 0
PV | 0 | 0 | 0 | 0 | 0 | 0
PeakG | 0 | 0 | 0 | 0 | 0 | 0
PeakO | 0 | 0 | 0 | 0 | 0 | 0
ST | 0 | 0 | 0 | 0 | 0 | 0
STOG | 0 | 0 | 0 | 0 | 0 | 0
STWD | 0 | 0 | 0 | 0 | 0 | 0
WT | 0 | 0 | 0 | 0 | 0 | 0
IGCC | 0 | 0 | 0 | 0 | 0 | 0
DemandResponse | 0 | 0 | 0 | 0 | 0 | 0
IGCC-CCS | 0 | 0 | 0 | 0 | 0 | 0
WT_off | 0 | 0 | 0 | 0 | 0 | 0
PseudoUnit | 0 | 0 | 0 | 0 | 0 | 0
FixedInterchange | 0 | 0 | 0 | 0 | 0 | 0
Base VOM Costs by Reporting Type: AZ_NM_SNV_Gas
ReportingType | 2015 | 2020 | 2025 | 2030 | 2035 | 2040
BM | 0 | 0 | 0 | 0 | 0 | 0
CC | 159.83 | 143.81 | 147.37 | 88.89 | 33.73 | 1.39
CSP | 0 | 0 | 0 | 0 | 0 | 0
CT | 0 | 0.19 | 1.43 | 0.79 | 0 | 0
Coal | 0 | 0 | 0 | 0 | 0 | 0
Geo | 0 | 0 | 0 | 0 | 0 | 0
H | 0 | 0 | 0 | 0 | 0 | 0
LFG | 0 | 0 | 0 | 0 | 0 | 0
Nuc | 0 | 0 | 0 | 0 | 0 | 0
PS | 0 | 0 | 0 | 0 | 0 | 0
PV | 0 | 0 | 0 | 0 | 0 | 0
PeakG | 0 | 0.07 | 0 | 0 | 0 | 0
PeakO | 0 | 0 | 0 | 0 | 0 | 0
ST | 0 | 0 | 0 | 0 | 0 | 0
STOG | 0 | 0 | 0 | 0 | 0 | 0
STWD | 0 | 0 | 0 | 0 | 0 | 0
WT | 0 | 0 | 0 | 0 | 0 | 0
IGCC | 0 | 0 | 0 | 0 | 0 | 0
DemandResponse | 0 | 0 | 16.46 | 7.17 | 16.73 | 18.88
IGCC-CCS | 0 | 0 | 0 | 0 | 0 | 0
WT_off | 0 | 0 | 0 | 0 | 0 | 0
PseudoUnit | 0 | 0 | 0 | 0 | 0 | 0
FixedInterchange | 0 | 0 | 0 | 0 | 0 | 0
Base VOM Costs by Reporting Type: AZ_NM_SNV_NucRenew
ReportingType | 2015 | 2020 | 2025 | 2030 | 2035 | 2040
BM | 0 | 0 | 0 | 0 | 0 | 133.51
CC | 0 | 0 | 0 | 0 | 0 | 0
CSP | 0 | 0 | 0 | 0 | 0 | 0
CT | 0 | 0 | 0 | 0 | 0 | 0
Coal | 0 | 0 | 0 | 0 | 0 | 0
Geo | 0 | 0 | 116.31 | 116.31 | 116.31 | 116.31
H | 0 | 0 | 0 | 0 | 0 | 0
LFG | 0 | 0 | 0.01 | 0.01 | 0.01 | 0.01
Nuc | 71.66 | 71.66 | 71.66 | 127.71 | 190.64 | 190.64
PS | 0 | 0 | 0 | 0 | 0 | 0
PV | 0 | 0 | 0 | 0 | 0 | 0
PeakG | 0 | 0 | 0 | 0 | 0 | 0
PeakO | 0 | 0 | 0 | 0 | 0 | 0
ST | 0.01 | 0.02 | 0.03 | 0.04 | 0.04 | 0.05
STOG | 0 | 0 | 0 | 0 | 0 | 0
STWD | 0.43 | 0.43 | 0.43 | 0.43 | 0.43 | 0.37
WT | 0.02 | 0.32 | 0.32 | 0.32 | 0.32 | 0.32
IGCC | 0 | 0 | 0 | 0 | 0 | 0
DemandResponse | 0 | 0 | 0 | 0 | 0 | 0
IGCC-CCS | 0 | 0 | 0 | 0 | 0 | 0
WT_off | 0 | 0 | 0 | 0 | 0 | 0
PseudoUnit | 0 | 0 | 0 | 0 | 0 | 0
FixedInterchange | 0 | 0 | 0 | 0 | 0 | 0
Base VOM Costs by Reporting Type: ERCOT
ReportingType | 2015 | 2020 | 2025 | 2030 | 2035 | 2040
BM | 0.49 | 0.5 | 0.76 | 5.41 | 151.67 | 95.01
CC | 626.4 | 636.15 | 581.19 | 530.63 | 244.33 | 125.66
CSP | 0 | 0 | 0 | 0 | 0 | 0
CT | 0 | 0.25 | 0.48 | 0.95 | 0 | 0
Coal | 168.78 | 114.8 | 16.52 | 16.64 | 16.64 | 16.22
Geo | 0 | 0 | 0 | 0 | 0 | 0
H | 0 | 0 | 0 | 0 | 0 | 0
LFG | 0.01 | 0.01 | 0.04 | 0.04 | 0.04 | 0.04
Nuc | 94.14 | 94.14 | 94.14 | 118.27 | 254.03 | 344.72
PS | 0 | 0 | 0 | 0 | 0 | 0
PV | 0 | 0 | 0 | 0 | 0 | 0
PeakG | 0 | 1.99 | 5.67 | 4.89 | 0 | 0
PeakO | 0 | 0 | 0 | 0 | 0 | 0
ST | 0 | 0 | 0 | 0 | 0 | 0
STOG | 6.13 | 8.14 | 0.81 | 0 | 0 | 0
STWD | 0 | 0 | 0 | 0 | 0 | 0
WT | 0.32 | 0.46 | 0.89 | 0.89 | 0.87 | 0.85
IGCC | 0 | 0 | 0 | 0 | 0 | 0
DemandResponse | 0 | 3.47 | 67.79 | 66.44 | 65.28 | 29.47
IGCC-CCS | 0 | 0 | 0 | 0 | 0 | 0
WT_off | 0 | 0 | 0 | 0 | 0 | 0
PseudoUnit | 0 | 0 | 0 | 0 | 0 | 0
FixedInterchange | 0 | 0 | 0 | 0 | 0 | 0
Base VOM Costs by Reporting Type: NP15
ReportingType | 2015 | 2020 | 2025 | 2030 | 2035 | 2040
BM | 0 | 0 | 0 | 0 | 31.46 | 31.4
CC | 134.2 | 129.67 | 111.7 | 77.05 | 24.42 | 13.3
CSP | 0 | 0 | 0 | 0 | 0 | 0
CT | 0 | 0 | 0 | 0 | 0 | 0
Coal | 5.45 | 0 | 0 | 0 | 0 | 0
Geo | 0.11 | 48.23 | 48.23 | 48.23 | 48.23 | 48.23
H | 0 | 0 | 0 | 0 | 0 | 0
LFG | 0.01 | 0.04 | 0.06 | 0.06 | 0.06 | 0.06
Nuc | 42.53 | 42.53 | 42.53 | 42.53 | 64.17 | 65.9
PS | 0 | 0 | 0 | 0 | 0 | 0
PV | 0 | 0 | 0 | 0 | 0 | 0
PeakG | 0 | 0 | 0 | 0 | 0.02 | 0.05
PeakO | 0 | 0 | 0 | 0 | 0 | 0
ST | 0 | 0 | 0 | 0 | 0 | 0
STOG | 0.13 | 0 | 0 | 0 | 0 | 0
STWD | 7.35 | 7.35 | 3.43 | 7.35 | 7.35 | 5.73
WT | 0.04 | 0.06 | 0.13 | 0.28 | 0.28 | 0.28
IGCC | 0 | 0 | 0 | 0 | 0 | 0
DemandResponse | 0 | 0 | 0 | 0 | 0 | 0
IGCC-CCS | 0 | 0 | 0 | 0 | 0 | 0
WT_off | 0 | 0 | 0 | 0 | 0 | 0
PseudoUnit | 0 | 0 | 0 | 0 | 0 | 0
FixedInterchange | 0 | 0 | 0 | 0 | 0 | 0
Base VOM Costs by Reporting Type: NWPP_Coal
ReportingType | 2015 | 2020 | 2025 | 2030 | 2035 | 2040
BM | 0 | 0 | 0 | 0 | 0 | 0
CC | 0 | 0 | 0 | 0 | 0 | 0
CSP | 0 | 0 | 0 | 0 | 0 | 0
CT | 0 | 0 | 0 | 0 | 0 | 0
Coal | 198.81 | 172.95 | 5.38 | 5.38 | 5.38 | 2.52
Geo | 0 | 0 | 0 | 0 | 0 | 0
H | 0 | 0 | 0 | 0 | 0 | 0
LFG | 0 | 0 | 0 | 0 | 0 | 0
Nuc | 0 | 0 | 0 | 0 | 0 | 0
PS | 0 | 0 | 0 | 0 | 0 | 0
PV | 0 | 0 | 0 | 0 | 0 | 0
PeakG | 0 | 0 | 0 | 0 | 0 | 0
PeakO | 0 | 0 | 0 | 0 | 0 | 0
ST | 0 | 0 | 0 | 0 | 0 | 0
STOG | 0 | 0 | 0 | 0 | 0 | 0
STWD | 0 | 0 | 0 | 0 | 0 | 0
WT | 0 | 0 | 0 | 0 | 0 | 0
IGCC | 0 | 0 | 0 | 0 | 0 | 0
DemandResponse | 0 | 0 | 0 | 0 | 0 | 0
IGCC-CCS | 0 | 0 | 0 | 0 | 0 | 0
WT_off | 0 | 0 | 0 | 0 | 0 | 0
PseudoUnit | 0 | 0 | 0 | 0 | 0 | 0
FixedInterchange | 0 | 0 | 0 | 0 | 0 | 0
Base VOM Costs by Reporting Type: NWPP_Gas
ReportingType | 2015 | 2020 | 2025 | 2030 | 2035 | 2040
BM | 0 | 0 | 0 | 0 | 0 | 0
CC | 122.48 | 122.48 | 91.74 | 54.01 | 3.55 | 0
CSP | 0 | 0 | 0 | 0 | 0 | 0
CT | 0 | 0 | 0 | 0 | 0 | 0
Coal | 0 | 0 | 0 | 0 | 0 | 0
Geo | 0 | 0 | 0 | 0 | 0 | 0
H | 0 | 0 | 0 | 0 | 0 | 0
LFG | 0 | 0 | 0 | 0 | 0 | 0
Nuc | 0 | 0 | 0 | 0 | 0 | 0
PS | 0 | 0 | 0 | 0 | 0 | 0
PV | 0 | 0 | 0 | 0 | 0 | 0
PeakG | 0 | 0 | 0 | 0 | 0 | 0
PeakO | 0 | 0 | 0 | 0 | 0 | 0
ST | 0 | 0 | 0 | 0 | 0 | 0
STOG | 0 | 0 | 0 | 0 | 0 | 0
STWD | 0 | 0 | 0 | 0 | 0 | 0
WT | 0 | 0 | 0 | 0 | 0 | 0
IGCC | 0 | 0 | 0 | 0 | 0 | 0
DemandResponse | 0 | 0 | 0 | 0 | 0 | 0
IGCC-CCS | 0 | 0 | 0 | 0 | 0 | 0
WT_off | 0 | 0 | 0 | 0 | 0 | 0
PseudoUnit | 0 | 0 | 0 | 0 | 0 | 0
FixedInterchange | 0 | 0 | 0 | 0 | 0 | 0
Base VOM Costs by Reporting Type: NWPP_NucRenew
ReportingType | 2015 | 2020 | 2025 | 2030 | 2035 | 2040
BM | 0 | 1.21 | 0.87 | 1.21 | 1.21 | 0.55
CC | 0 | 0 | 0 | 0 | 0 | 0
CSP | 0 | 0 | 0 | 0 | 0 | 0
CT | 0 | 0 | 0 | 0 | 0 | 0
Coal | 0 | 0 | 0 | 0 | 0 | 0
Geo | 6.93 | 8.93 | 41.74 | 41.74 | 41.74 | 41.74
H | 0 | 0 | 0 | 0.01 | 0.01 | 0.01
LFG | 0.01 | 0.01 | 0.03 | 0.03 | 0.03 | 0.03
Nuc | 20.91 | 20.91 | 20.91 | 31.37 | 81.42 | 81.42
PS | 0 | 0 | 0 | 0 | 0 | 0
PV | 0 | 0 | 0 | 0 | 0 | 0
PeakG | 0 | 0 | 0 | 0 | 0 | 0
PeakO | 0 | 0 | 0 | 0 | 0 | 0
ST | 0 | 0 | 0 | 0 | 0 | 0
STOG | 0 | 0 | 0 | 0 | 0 | 0
STWD | 0 | 0 | 0.04 | 9.33 | 9.33 | 4.4
WT | 0.19 | 0.19 | 0.65 | 0.65 | 0.65 | 0.65
IGCC | 0 | 0 | 0 | 0 | 0 | 0
DemandResponse | 0 | 0 | 0 | 0 | 0 | 0
IGCC-CCS | 0 | 0 | 0 | 0 | 0 | 0
WT_off | 0 | 0 | 0 | 0 | 0 | 0
PseudoUnit | 0 | 0 | 0 | 0 | 0 | 0
FixedInterchange | 0 | 0 | 0 | 0 | 0 | 0
Base VOM Costs by Reporting Type: RMPA
ReportingType | 2015 | 2020 | 2025 | 2030 | 2035 | 2040
BM | 0 | 0 | 0 | 0 | 52.41 | 65.49
CC | 18.86 | 28.75 | 42.98 | 29.89 | 11.99 | 10.69
CSP | 0 | 0 | 0 | 0 | 0 | 0
CT | 0 | 0 | 0.01 | 0.01 | 0 | 0
Coal | 199.82 | 151.99 | 24.04 | 11.63 | 11.3 | 5.51
Geo | 0 | 0 | 206.14 | 206.14 | 206.14 | 206.14
H | 0 | 0 | 0 | 0 | 0 | 0
LFG | 0 | 0 | 0 | 0 | 0 | 0
Nuc | 0 | 0 | 3.34 | 23.9 | 23.9 | 23.9
PS | 0 | 0 | 0 | 0 | 0 | 0
PV | 0 | 0 | 0 | 0 | 0 | 0
PeakG | 0.01 | 0.1 | 3.12 | 1.17 | 0.41 | 0
PeakO | 0 | 0 | 0 | 0 | 0 | 0
ST | 0 | 0.01 | 0.01 | 0.01 | 0.01 | 0.01
STOG | 0 | 0 | 0 | 0 | 0 | 0
STWD | 0 | 0 | 0 | 0 | 0 | 0
WT | 0.07 | 0.19 | 0.19 | 0.19 | 0.19 | 0.19
IGCC | 0 | 0 | 0 | 0 | 0 | 0
DemandResponse | 0 | 0 | 0 | 0 | 0 | 0
IGCC-CCS | 0 | 0 | 0 | 0 | 0 | 0
WT_off | 0 | 0 | 0 | 0 | 0 | 0
PseudoUnit | 0 | 0 | 0 | 0 | 0 | 0
FixedInterchange | 0 | 0 | 0 | 0 | 0 | 0
Base VOM Costs by Reporting Type: SP15
ReportingType | 2015 | 2020 | 2025 | 2030 | 2035 | 2040
BM | 0.22 | 0.22 | 0.22 | 0.22 | 25.17 | 21.43
CC | 167.92 | 149.57 | 131.04 | 115.59 | 48.27 | 39.85
CSP | 0 | 0 | 0 | 0 | 0 | 0
CT | 0 | 0 | 0 | 0 | 0 | 0
Coal | 5.28 | 3.19 | 0 | 0 | 0 | 0
Geo | 4.1 | 120.4 | 120.4 | 120.4 | 120.4 | 120.4
H | 0 | 0 | 0 | 0 | 0 | 0
LFG | 0.02 | 0.07 | 0.07 | 0.07 | 0.07 | 0.07
Nuc | 41.61 | 41.61 | 41.61 | 58.12 | 86.98 | 86.98
PS | 0 | 0 | 0 | 0 | 0 | 0
PV | 0 | 0 | 0 | 0 | 0 | 0
PeakG | 0 | 0.11 | 3.2 | 1.74 | 2.24 | 2.23
PeakO | 0 | 0 | 0 | 0 | 0 | 0
ST | 0.02 | 0.02 | 0.02 | 0.03 | 0.03 | 0.03
STOG | 1.43 | 1.55 | 0 | 0 | 0 | 0
STWD | 1.98 | 1.98 | 1.78 | 1.98 | 1.98 | 1.54
WT | 0.07 | 0.07 | 0.46 | 0.46 | 0.46 | 0.46
IGCC | 0 | 0 | 0 | 0 | 0 | 0
DemandResponse | 0 | 0 | 0 | 0 | 0 | 0
IGCC-CCS | 0 | 0 | 0 | 0 | 0 | 0
WT_off | 0 | 0 | 0 | 0 | 0 | 0
PseudoUnit | 0 | 0 | 0 | 0 | 0 | 0
FixedInterchange | 0 | 0 | 0 | 0 | 0 | 0
Base VOM Costs by Reporting Type: ALB
ReportingType | 2015 | 2020 | 2025 | 2030 | 2035 | 2040
BM | 0 | 0 | 0 | 0 | 0 | 0
CC | 43.97 | 44.07 | 44.47 | 3.74 | 0 | 0
CSP | 0 | 0 | 0 | 0 | 0 | 0
CT | 0 | 0 | 0 | 0 | 0 | 0
Coal | 167.67 | 167.67 | 161.97 | 0 | 0 | 0.04
Geo | 0 | 0 | 0 | 0 | 0 | 0
H | 0 | 0 | 0 | 0 | 0 | 0
LFG | 0 | 0 | 0 | 0 | 0 | 0
Nuc | 0 | 0 | 0 | 128.4 | 135.63 | 135.63
PS | 0 | 0 | 0 | 0 | 0 | 0
PV | 0 | 0 | 0 | 0 | 0 | 0
PeakG | 0 | 0 | 0 | 0 | 0 | 0
PeakO | 0 | 0 | 0 | 0 | 0 | 0
ST | 0 | 0 | 0 | 0 | 0 | 0
STOG | 0 | 0 | 0 | 0 | 0 | 0
STWD | 0 | 1.35 | 2.89 | 2.89 | 2.89 | 2.89
WT | 0.02 | 0.02 | 0.02 | 0.02 | 0.02 | 0.02
IGCC | 0 | 0 | 0 | 0 | 0 | 0
DemandResponse | 0 | 0 | 0 | 0 | 0 | 0
IGCC-CCS | 0 | 0 | 0 | 0 | 0 | 0
WT_off | 0 | 0 | 0 | 0 | 0 | 0
PseudoUnit | 0 | 0 | 0 | 0 | 0 | 0
FixedInterchange | 0 | 0 | 0 | 0 | 0 | 0
Base VOM Costs by Reporting Type: BC
ReportingType | 2015 | 2020 | 2025 | 2030 | 2035 | 2040
BM | 0 | 0 | 0 | 0 | 0 | 0
CC | 23.69 | 23.69 | 23.69 | 19.97 | 3.75 | 0
CSP | 0 | 0 | 0 | 0 | 0 | 0
CT | 0 | 0 | 0 | 0 | 0 | 0
Coal | 0 | 0 | 0 | 0 | 0 | 0
Geo | 0 | 0 | 0 | 0 | 0 | 0
H | 0 | 0 | 0 | 0 | 0 | 0
LFG | 0 | 0 | 0 | 0 | 0 | 0
Nuc | 0 | 0 | 0 | 0 | 0 | 0
PS | 0 | 0 | 0 | 0 | 0 | 0
PV | 0 | 0 | 0 | 0 | 0 | 0
PeakG | 0 | 0 | 0 | 0 | 0 | 0
PeakO | 0 | 0 | 0 | 0 | 0 | 0
ST | 0 | 0 | 0 | 0 | 0 | 0
STOG | 0 | 0 | 0 | 0 | 0 | 0
STWD | 0 | 2.04 | 5.54 | 8.48 | 8.48 | 8.48
WT | 0.01 | 0.01 | 0.01 | 0.01 | 0.01 | 0.01
IGCC | 0 | 0 | 0 | 0 | 0 | 0
DemandResponse | 0 | 0 | 0 | 0 | 0 | 0
IGCC-CCS | 0 | 0 | 0 | 0 | 0 | 0
WT_off | 0 | 0 | 0 | 0 | 0 | 0
PseudoUnit | 0 | 0 | 0 | 0 | 0 | 0
FixedInterchange | 0 | 0 | 0 | 0 | 0 | 0
Base VOM Costs by Reporting Type: HQ_IESO
ReportingType | 2015 | 2020 | 2025 | 2030 | 2035 | 2040
BM | 0 | 0 | 0 | 0 | 0 | 0
CC | 0 | 0 | 0 | 0 | 0 | 0
CSP | 0 | 0 | 0 | 0 | 0 | 0
CT | 0 | 0 | 0 | 0 | 0 | 0
Coal | 0 | 0 | 0 | 0 | 0 | 0
Geo | 0 | 0 | 0 | 0 | 0 | 0
H | 0 | 0 | 0 | 0 | 0 | 0
LFG | 0 | 0 | 0 | 0 | 0 | 0
Nuc | 0 | 0 | 0 | 0 | 0 | 0
PS | 0 | 0 | 0 | 0 | 0 | 0
PV | 0 | 0 | 0 | 0 | 0 | 0
PeakG | 0 | 0 | 0 | 0 | 0 | 0
PeakO | 0 | 0 | 0 | 0 | 0 | 0
ST | 0 | 0 | 0 | 0 | 0 | 0
STOG | 0 | 0 | 0 | 0 | 0 | 0
STWD | 0 | 0 | 0 | 0 | 0 | 0
WT | 0 | 0 | 0 | 0 | 0 | 0
IGCC | 0 | 0 | 0 | 0 | 0 | 0
DemandResponse | 0 | 0 | 0 | 0 | 0 | 0
IGCC-CCS | 0 | 0 | 0 | 0 | 0 | 0
WT_off | 0 | 0 | 0 | 0 | 0 | 0
PseudoUnit | 0 | 0 | 30.58 | 59.12 | 59.12 | 80.15
FixedInterchange | 0 | 0 | 0 | 0 | 0 | 0
Base VOM Costs by Reporting Type: HQ_NEISO
ReportingType | 2015 | 2020 | 2025 | 2030 | 2035 | 2040
BM | 0 | 0 | 0 | 0 | 0 | 0
CC | 0 | 0 | 0 | 0 | 0 | 0
CSP | 0 | 0 | 0 | 0 | 0 | 0
CT | 0 | 0 | 0 | 0 | 0 | 0
Coal | 0 | 0 | 0 | 0 | 0 | 0
Geo | 0 | 0 | 0 | 0 | 0 | 0
H | 0 | 0 | 0 | 0 | 0 | 0
LFG | 0 | 0 | 0 | 0 | 0 | 0
Nuc | 0 | 0 | 0 | 0 | 0 | 0
PS | 0 | 0 | 0 | 0 | 0 | 0
PV | 0 | 0 | 0 | 0 | 0 | 0
PeakG | 0 | 0 | 0 | 0 | 0 | 0
PeakO | 0 | 0 | 0 | 0 | 0 | 0
ST | 0 | 0 | 0 | 0 | 0 | 0
STOG | 0 | 0 | 0 | 0 | 0 | 0
STWD | 0 | 0 | 0 | 0 | 0 | 0
WT | 0 | 0 | 0 | 0 | 0 | 0
IGCC | 0 | 0 | 0 | 0 | 0 | 0
DemandResponse | 0 | 0 | 0 | 0 | 0 | 0
IGCC-CCS | 0 | 0 | 0 | 0 | 0 | 0
WT_off | 0 | 0 | 0 | 0 | 0 | 0
PseudoUnit | 0 | 0 | 38.62 | 38.62 | 38.62 | 38.62
FixedInterchange | 0 | 0 | 0 | 0 | 0 | 0
Base VOM Costs by Reporting Type: HQ_NY
ReportingType | 2015 | 2020 | 2025 | 2030 | 2035 | 2040
BM | 0 | 0 | 0 | 0 | 0 | 0
CC | 0 | 0 | 0 | 0 | 0 | 0
CSP | 0 | 0 | 0 | 0 | 0 | 0
CT | 0 | 0 | 0 | 0 | 0 | 0
Coal | 0 | 0 | 0 | 0 | 0 | 0
Geo | 0 | 0 | 0 | 0 | 0 | 0
H | 0 | 0 | 0 | 0 | 0 | 0
LFG | 0 | 0 | 0 | 0 | 0 | 0
Nuc | 0 | 0 | 0 | 0 | 0 | 0
PS | 0 | 0 | 0 | 0 | 0 | 0
PV | 0 | 0 | 0 | 0 | 0 | 0
PeakG | 0 | 0 | 0 | 0 | 0 | 0
PeakO | 0 | 0 | 0 | 0 | 0 | 0
ST | 0 | 0 | 0 | 0 | 0 | 0
STOG | 0 | 0 | 0 | 0 | 0 | 0
STWD | 0 | 0 | 0 | 0 | 0 | 0
WT | 0 | 0 | 0 | 0 | 0 | 0
IGCC | 0 | 0 | 0 | 0 | 0 | 0
DemandResponse | 0 | 0 | 0 | 0 | 0 | 0
IGCC-CCS | 0 | 0 | 0 | 0 | 0 | 0
WT_off | 0 | 0 | 0 | 0 | 0 | 0
PseudoUnit | 0 | 95.18 | 95.18 | 95.18 | 95.18 | 95.18
FixedInterchange | 0 | 0 | 0 | 0 | 0 | 0
Base VOM Costs by Reporting Type: MARITIMES
ReportingType | 2015 | 2020 | 2025 | 2030 | 2035 | 2040
BM | 0 | 0 | 0 | 0 | 0 | 0
CC | 0 | 0 | 0 | 0 | 0 | 0
CSP | 0 | 0 | 0 | 0 | 0 | 0
CT | 0 | 0 | 0 | 0 | 0 | 0
Coal | 0 | 0 | 0 | 0 | 0 | 0
Geo | 0 | 0 | 0 | 0 | 0 | 0
H | 0 | 0 | 0 | 0 | 0 | 0
LFG | 0 | 0 | 0 | 0 | 0 | 0
Nuc | 0 | 0 | 0 | 0 | 0 | 0
PS | 0 | 0 | 0 | 0 | 0 | 0
PV | 0 | 0 | 0 | 0 | 0 | 0
PeakG | 0 | 0 | 0 | 0 | 0 | 0
PeakO | 0 | 0 | 0 | 0 | 0 | 0
ST | 0 | 0 | 0 | 0 | 0 | 0
STOG | 0 | 0 | 0 | 0 | 0 | 0
STWD | 0 | 0 | 0 | 0 | 0 | 0
WT | 0 | 0 | 0 | 0 | 0 | 0
IGCC | 0 | 0 | 0 | 0 | 0 | 0
DemandResponse | 0 | 0 | 0 | 0 | 0 | 0
IGCC-CCS | 0 | 0 | 0 | 0 | 0 | 0
WT_off | 0 | 0 | 0 | 0 | 0 | 0
PseudoUnit | 0 | 17.37 | 17.37 | 17.37 | 17.37 | 17.37
FixedInterchange | 0 | 0 | 0 | 0 | 0 | 0
Base VOM Costs by Reporting Type: All
ReportingType | 2015 | 2020 | 2025 | 2030 | 2035 | 2040
BM | 11.26 | 21.63 | 20.32 | 25.57 | 1106.24 | 1065.76
CC | 4285.97 | 4395.71 | 4079.54 | 2949.35 | 1465.4 | 648.19
CSP | 0 | 0 | 0 | 0 | 0 | 0
CT | 6.13 | 21.04 | 25.12 | 5.54 | 0.59 | 0.31
Coal | 4613.31 | 1968.85 | 333.2 | 113.97 | 113.75 | 107.56
Geo | 11.14 | 177.58 | 532.83 | 532.83 | 532.83 | 532.83
H | 0 | 0.16 | 0.27 | 0.4 | 0.43 | 0.45
LFG | 0.38 | 0.54 | 0.72 | 0.78 | 0.78 | 0.78
Nuc | 2164.81 | 2225.48 | 2239.86 | 2976.85 | 3287.27 | 3713.9
PS | 0 | 0 | 0 | 0 | 0 | 0
PV | 0.02 | 0.05 | 0.07 | 0.07 | 0.14 | 0.14
PeakG | 23.99 | 84.22 | 168.8 | 88.75 | 46.5 | 29.24
PeakO | 0 | 0.01 | 0.25 | 0.02 | 0.02 | 0.08
ST | 0.03 | 0.05 | 0.06 | 0.08 | 0.08 | 0.09
STOG | 17.93 | 25.25 | 5.53 | 0.46 | 0.24 | 0.22
STWD | 25.39 | 27.94 | 29.08 | 53.82 | 70.16 | 51.34
WT | 2.03 | 8.16 | 11.93 | 12.47 | 12.76 | 12.67
IGCC | 30.43 | 30.43 | 4.34 | 0.48 | 0.04 | 0.03
DemandResponse | 0 | 3.47 | 118.63 | 112.3 | 110.88 | 216.82
IGCC-CCS | 0 | 0 | 0 | 0 | 0 | 0
WT_off | 0.02 | 0.02 | 0.1 | 0.1 | 0.26 | 0.27
PseudoUnit | 0 | 112.54 | 181.74 | 210.29 | 210.29 | 231.31
FixedInterchange | 0 | 0 | 0 | 0 | 0 | 0
Base VOM Costs by Reporting Type: EI_US
ReportingType | 2015 | 2020 | 2025 | 2030 | 2035 | 2040
BM | 10.54 | 19.66 | 18.43 | 18.72 | 844.15 | 718.2
CC | 2935.37 | 3064.28 | 2898.12 | 2029.41 | 1095.36 | 457.3
CSP | 0 | 0 | 0 | 0 | 0 | 0
CT | 5.69 | 20.48 | 23.2 | 3.79 | 0.59 | 0.31
Coal | 3623.55 | 1193.07 | 125.3 | 80.32 | 80.43 | 83.25
Geo | 0 | 0 | 0 | 0 | 0 | 0
H | 0 | 0.12 | 0.12 | 0.16 | 0.16 | 0.16
LFG | 0.32 | 0.4 | 0.51 | 0.57 | 0.56 | 0.56
Nuc | 1653.22 | 1713.9 | 1724.93 | 2205.83 | 2228.81 | 2591.5
PS | 0 | 0 | 0 | 0 | 0 | 0
PV | 0 | 0.04 | 0.06 | 0.06 | 0.12 | 0.12
PeakG | 23.47 | 80.98 | 156.81 | 80.95 | 43.82 | 26.96
PeakO | 0 | 0.01 | 0.25 | 0.02 | 0.02 | 0.08
ST | 0 | 0 | 0 | 0 | 0 | 0
STOG | 10.21 | 15.57 | 4.72 | 0.46 | 0.24 | 0.22
STWD | 15.56 | 14.71 | 14.92 | 23.28 | 39.62 | 27.86
WT | 1.2 | 6.74 | 9.16 | 9.54 | 9.86 | 9.79
IGCC | 30.43 | 30.43 | 4.34 | 0.48 | 0.04 | 0.03
DemandResponse | 0 | 0 | 34.39 | 38.69 | 28.87 | 168.46
IGCC-CCS | 0 | 0 | 0 | 0 | 0 | 0
WT_off | 0.02 | 0.02 | 0.1 | 0.1 | 0.26 | 0.27
PseudoUnit | 0 | 112.54 | 151.16 | 151.16 | 151.16 | 151.16
FixedInterchange | 0 | 0 | 0 | 0 | 0 | 0
Base VOM Costs by Reporting Type: EI_Canada
ReportingType | 2015 | 2020 | 2025 | 2030 | 2035 | 2040
BM | 0 | 0.02 | 0.04 | 0 | 0.17 | 0.15
CC | 53.25 | 53.25 | 7.25 | 0.17 | 0 | 0
CSP | 0 | 0 | 0 | 0 | 0 | 0
CT | 0.44 | 0.12 | 0 | 0 | 0 | 0
Coal | 1.33 | 0 | 0 | 0 | 0 | 0
Geo | 0 | 0 | 0 | 0 | 0 | 0
H | 0 | 0.05 | 0.15 | 0.23 | 0.25 | 0.27
LFG | 0.01 | 0.01 | 0.01 | 0.01 | 0.01 | 0.01
Nuc | 240.73 | 240.73 | 240.73 | 240.73 | 221.68 | 193.2
PS | 0 | 0 | 0 | 0 | 0 | 0
PV | 0 | 0 | 0 | 0 | 0 | 0
PeakG | 0.5 | 0.97 | 0 | 0 | 0 | 0
PeakO | 0 | 0 | 0 | 0 | 0 | 0
ST | 0 | 0 | 0 | 0 | 0 | 0
STOG | 0.03 | 0 | 0 | 0 | 0 | 0
STWD | 0.06 | 0.06 | 0.03 | 0.06 | 0.06 | 0.06
WT | 0.11 | 0.11 | 0.11 | 0.11 | 0.09 | 0.09
IGCC | 0 | 0 | 0 | 0 | 0 | 0
DemandResponse | 0 | 0 | 0 | 0 | 0 | 0
IGCC-CCS | 0 | 0 | 0 | 0 | 0 | 0
WT_off | 0 | 0 | 0 | 0 | 0 | 0
PseudoUnit | 0 | 0 | 30.58 | 59.12 | 59.12 | 80.15
FixedInterchange | 0 | 0 | 0 | 0 | 0 | 0
Base VOM Costs by Reporting Type: EI
ReportingType | 2015 | 2020 | 2025 | 2030 | 2035 | 2040
BM | 10.54 | 19.68 | 18.47 | 18.72 | 844.32 | 718.35
CC | 2988.62 | 3117.52 | 2905.37 | 2029.58 | 1095.36 | 457.3
CSP | 0 | 0 | 0 | 0 | 0 | 0
CT | 6.13 | 20.6 | 23.2 | 3.79 | 0.59 | 0.31
Coal | 3624.88 | 1193.07 | 125.3 | 80.32 | 80.43 | 83.25
Geo | 0 | 0 | 0 | 0 | 0 | 0
H | 0 | 0.16 | 0.27 | 0.39 | 0.41 | 0.43
LFG | 0.33 | 0.41 | 0.52 | 0.58 | 0.57 | 0.57
Nuc | 1893.95 | 1954.63 | 1965.66 | 2446.56 | 2450.5 | 2784.71
PS | 0 | 0 | 0 | 0 | 0 | 0
PV | 0.01 | 0.04 | 0.06 | 0.06 | 0.13 | 0.13
PeakG | 23.98 | 81.95 | 156.81 | 80.95 | 43.82 | 26.96
PeakO | 0 | 0.01 | 0.25 | 0.02 | 0.02 | 0.08
ST | 0 | 0 | 0 | 0 | 0 | 0
STOG | 10.24 | 15.57 | 4.72 | 0.46 | 0.24 | 0.22
STWD | 15.63 | 14.77 | 14.96 | 23.34 | 39.68 | 27.92
WT | 1.31 | 6.85 | 9.27 | 9.65 | 9.95 | 9.88
IGCC | 30.43 | 30.43 | 4.34 | 0.48 | 0.04 | 0.03
DemandResponse | 0 | 0 | 34.39 | 38.69 | 28.87 | 168.46
IGCC-CCS | 0 | 0 | 0 | 0 | 0 | 0
WT_off | 0.02 | 0.02 | 0.1 | 0.1 | 0.26 | 0.27
PseudoUnit | 0 | 112.54 | 181.74 | 210.29 | 210.29 | 231.31
FixedInterchange | 0 | 0 | 0 | 0 | 0 | 0
Base VOM Costs by Reporting Type: Outside_EI
ReportingType | 2015 | 2020 | 2025 | 2030 | 2035 | 2040
BM | 0.71 | 1.94 | 1.86 | 6.85 | 261.92 | 347.4
CC | 1297.35 | 1278.18 | 1174.16 | 919.77 | 370.05 | 190.9
CSP | 0 | 0 | 0 | 0 | 0 | 0
CT | 0 | 0.44 | 1.92 | 1.75 | 0 | 0
Coal | 988.44 | 775.78 | 207.9 | 33.65 | 33.32 | 24.3
Geo | 11.13 | 177.57 | 532.83 | 532.83 | 532.83 | 532.83
H | 0 | 0 | 0 | 0.01 | 0.01 | 0.01
LFG | 0.05 | 0.13 | 0.2 | 0.2 | 0.2 | 0.2
Nuc | 270.85 | 270.85 | 274.2 | 530.29 | 836.77 | 929.19
PS | 0 | 0 | 0 | 0 | 0 | 0
PV | 0.01 | 0.01 | 0.01 | 0.01 | 0.01 | 0.01
PeakG | 0.01 | 2.27 | 11.99 | 7.8 | 2.68 | 2.27
PeakO | 0 | 0 | 0 | 0 | 0 | 0
ST | 0.03 | 0.05 | 0.06 | 0.08 | 0.08 | 0.09
STOG | 7.69 | 9.69 | 0.81 | 0 | 0 | 0
STWD | 9.77 | 13.16 | 14.12 | 30.48 | 30.48 | 23.42
WT | 0.72 | 1.31 | 2.66 | 2.82 | 2.81 | 2.79
IGCC | 0 | 0 | 0 | 0 | 0 | 0
DemandResponse | 0 | 3.47 | 84.24 | 73.61 | 82.01 | 48.36
IGCC-CCS | 0 | 0 | 0 | 0 | 0 | 0
WT_off | 0 | 0 | 0 | 0 | 0 | 0
PseudoUnit | 0 | 0 | 0 | 0 | 0 | 0
FixedInterchange | 0 | 0 | 0 | 0 | 0 | 0
#9 | 0.01: Retrofit VOM Costs ($million)
Retrofit VOM Costs by Reporting Type: Entergy
ReportingType | 2015 | 2020 | 2025 | 2030 | 2035 | 2040
BM | 0 | 0 | 0 | 0 | 0 | 0
CC | 0 | 0 | 0 | 0 | 0 | 0
CSP | 0 | 0 | 0 | 0 | 0 | 0
CT | 0 | 0 | 0 | 0 | 0 | 0
Coal | 12.06 | 21.09 | 0 | 0 | 0 | 0
Geo | 0 | 0 | 0 | 0 | 0 | 0
H | 0 | 0 | 0 | 0 | 0 | 0
LFG | 0 | 0 | 0 | 0 | 0 | 0
Nuc | 0 | 0 | 0 | 0 | 0 | 0
PS | 0 | 0 | 0 | 0 | 0 | 0
PV | 0 | 0 | 0 | 0 | 0 | 0
PeakG | 0 | 0 | 0 | 0 | 0 | 0
PeakO | 0 | 0 | 0 | 0 | 0 | 0
ST | 0 | 0 | 0 | 0 | 0 | 0
STOG | 0 | 0 | 0 | 0 | 0 | 0
STWD | 0 | 0 | 0 | 0 | 0 | 0
WT | 0 | 0 | 0 | 0 | 0 | 0
IGCC | 0 | 0 | 0 | 0 | 0 | 0
DemandResponse | 0 | 0 | 0 | 0 | 0 | 0
IGCC-CCS | 0 | 0 | 0 | 0 | 0 | 0
WT_off | 0 | 0 | 0 | 0 | 0 | 0
PseudoUnit | 0 | 0 | 0 | 0 | 0 | 0
FixedInterchange | 0 | 0 | 0 | 0 | 0 | 0
Retrofit VOM Costs by Reporting Type: FRCC
ReportingType | 2015 | 2020 | 2025 | 2030 | 2035 | 2040
BM | 0 | 0 | 0 | 0 | 0 | 0
CC | 0 | 0 | 0 | 0 | 0 | 0
CSP | 0 | 0 | 0 | 0 | 0 | 0
CT | 0 | 0 | 0 | 0 | 0 | 0
Coal | 29.41 | 14.76 | 0 | 0 | 0 | 0
Geo | 0 | 0 | 0 | 0 | 0 | 0
H | 0 | 0 | 0 | 0 | 0 | 0
LFG | 0 | 0 | 0 | 0 | 0 | 0
Nuc | 0 | 0 | 0 | 0 | 0 | 0
PS | 0 | 0 | 0 | 0 | 0 | 0
PV | 0 | 0 | 0 | 0 | 0 | 0
PeakG | 0 | 0 | 0 | 0 | 0 | 0
PeakO | 0 | 0 | 0 | 0 | 0 | 0
ST | 0 | 0 | 0 | 0 | 0 | 0
STOG | 0 | 0 | 0 | 0 | 0 | 0
STWD | 0 | 0 | 0 | 0 | 0 | 0
WT | 0 | 0 | 0 | 0 | 0 | 0
IGCC | 0 | 0 | 0 | 0 | 0 | 0
DemandResponse | 0 | 0 | 0 | 0 | 0 | 0
IGCC-CCS | 0 | 0 | 0 | 0 | 0 | 0
WT_off | 0 | 0 | 0 | 0 | 0 | 0
PseudoUnit | 0 | 0 | 0 | 0 | 0 | 0
FixedInterchange | 0 | 0 | 0 | 0 | 0 | 0
Retrofit VOM Costs by Reporting Type: MAPP_US
ReportingType | 2015 | 2020 | 2025 | 2030 | 2035 | 2040
BM | 0 | 0 | 0 | 0 | 0 | 0
CC | 0 | 0 | 0 | 0 | 0 | 0
CSP | 0 | 0 | 0 | 0 | 0 | 0
CT | 0 | 0 | 0 | 0 | 0 | 0
Coal | 49.04 | 11.55 | 2.02 | 0.02 | 0 | 0
Geo | 0 | 0 | 0 | 0 | 0 | 0
H | 0 | 0 | 0 | 0 | 0 | 0
LFG | 0 | 0 | 0 | 0 | 0 | 0
Nuc | 0 | 0 | 0 | 0 | 0 | 0
PS | 0 | 0 | 0 | 0 | 0 | 0
PV | 0 | 0 | 0 | 0 | 0 | 0
PeakG | 0 | 0 | 0 | 0 | 0 | 0
PeakO | 0 | 0 | 0 | 0 | 0 | 0
ST | 0 | 0 | 0 | 0 | 0 | 0
STOG | 0 | 0 | 0 | 0 | 0 | 0
STWD | 0 | 0 | 0 | 0 | 0 | 0
WT | 0 | 0 | 0 | 0 | 0 | 0
IGCC | 0 | 0 | 0 | 0 | 0 | 0
DemandResponse | 0 | 0 | 0 | 0 | 0 | 0
IGCC-CCS | 0 | 0 | 0 | 0 | 0 | 0
WT_off | 0 | 0 | 0 | 0 | 0 | 0
PseudoUnit | 0 | 0 | 0 | 0 | 0 | 0
FixedInterchange | 0 | 0 | 0 | 0 | 0 | 0
Retrofit VOM Costs by Reporting Type: MISO_IN
ReportingType | 2015 | 2020 | 2025 | 2030 | 2035 | 2040
BM | 0 | 0 | 0 | 0 | 0 | 0
CC | 0 | 0 | 0 | 0 | 0 | 0
CSP | 0 | 0 | 0 | 0 | 0 | 0
CT | 0 | 0 | 0 | 0 | 0 | 0
Coal | 195.2 | 173.25 | 0.83 | 1.86 | 2.34 | 2.34
Geo | 0 | 0 | 0 | 0 | 0 | 0
H | 0 | 0 | 0 | 0 | 0 | 0
LFG | 0 | 0 | 0 | 0 | 0 | 0
Nuc | 0 | 0 | 0 | 0 | 0 | 0
PS | 0 | 0 | 0 | 0 | 0 | 0
PV | 0 | 0 | 0 | 0 | 0 | 0
PeakG | 0 | 0 | 0 | 0 | 0 | 0
PeakO | 0 | 0 | 0 | 0 | 0 | 0
ST | 0 | 0 | 0 | 0 | 0 | 0
STOG | 0 | 0 | 0 | 0 | 0 | 0
STWD | 0 | 0 | 0 | 0 | 0 | 0
WT | 0 | 0 | 0 | 0 | 0 | 0
IGCC | 0 | 0 | 0 | 0 | 0 | 0
DemandResponse | 0 | 0 | 0 | 0 | 0 | 0
IGCC-CCS | 0 | 0 | 0 | 0 | 0 | 0
WT_off | 0 | 0 | 0 | 0 | 0 | 0
PseudoUnit | 0 | 0 | 0 | 0 | 0 | 0
FixedInterchange | 0 | 0 | 0 | 0 | 0 | 0
Retrofit VOM Costs by Reporting Type: MISO_MI
ReportingType | 2015 | 2020 | 2025 | 2030 | 2035 | 2040
BM | 0 | 0 | 0 | 0 | 0 | 0
CC | 0 | 0 | 0 | 0 | 0 | 0
CSP | 0 | 0 | 0 | 0 | 0 | 0
CT | 0 | 0 | 0 | 0 | 0 | 0
Coal | 7.09 | 0 | 0 | 0 | 0 | 0
Geo | 0 | 0 | 0 | 0 | 0 | 0
H | 0 | 0 | 0 | 0 | 0 | 0
LFG | 0 | 0 | 0 | 0 | 0 | 0
Nuc | 0 | 0 | 0 | 0 | 0 | 0
PS | 0 | 0 | 0 | 0 | 0 | 0
PV | 0 | 0 | 0 | 0 | 0 | 0
PeakG | 0 | 0 | 0 | 0 | 0 | 0
PeakO | 0 | 0 | 0 | 0 | 0 | 0
ST | 0 | 0 | 0 | 0 | 0 | 0
STOG | 0 | 0 | 0 | 0 | 0 | 0
STWD | 0 | 0 | 0 | 0 | 0 | 0
WT | 0 | 0 | 0 | 0 | 0 | 0
IGCC | 0 | 0 | 0 | 0 | 0 | 0
DemandResponse | 0 | 0 | 0 | 0 | 0 | 0
IGCC-CCS | 0 | 0 | 0 | 0 | 0 | 0
WT_off | 0 | 0 | 0 | 0 | 0 | 0
PseudoUnit | 0 | 0 | 0 | 0 | 0 | 0
FixedInterchange | 0 | 0 | 0 | 0 | 0 | 0
Retrofit VOM Costs by Reporting Type: MISO_MO-IL
ReportingType | 2015 | 2020 | 2025 | 2030 | 2035 | 2040
BM | 0 | 0 | 0 | 0 | 0 | 0
CC | 0 | 0 | 0 | 0 | 0 | 0
CSP | 0 | 0 | 0 | 0 | 0 | 0
CT | 0 | 0 | 0 | 0 | 0 | 0
Coal | 68.33 | 36.6 | 1.02 | 2.96 | 2.96 | 2.96
Geo | 0 | 0 | 0 | 0 | 0 | 0
H | 0 | 0 | 0 | 0 | 0 | 0
LFG | 0 | 0 | 0 | 0 | 0 | 0
Nuc | 0 | 0 | 0 | 0 | 0 | 0
PS | 0 | 0 | 0 | 0 | 0 | 0
PV | 0 | 0 | 0 | 0 | 0 | 0
PeakG | 0 | 0 | 0 | 0 | 0 | 0
PeakO | 0 | 0 | 0 | 0 | 0 | 0
ST | 0 | 0 | 0 | 0 | 0 | 0
STOG | 0 | 0 | 0 | 0 | 0 | 0
STWD | 0 | 0 | 0 | 0 | 0 | 0
WT | 0 | 0 | 0 | 0 | 0 | 0
IGCC | 0 | 0 | 0 | 0 | 0 | 0
DemandResponse | 0 | 0 | 0 | 0 | 0 | 0
IGCC-CCS | 0 | 0 | 0 | 0 | 0 | 0
WT_off | 0 | 0 | 0 | 0 | 0 | 0
PseudoUnit | 0 | 0 | 0 | 0 | 0 | 0
FixedInterchange | 0 | 0 | 0 | 0 | 0 | 0
Retrofit VOM Costs by Reporting Type: MISO_W
ReportingType | 2015 | 2020 | 2025 | 2030 | 2035 | 2040
BM | 0 | 0 | 0 | 0 | 0 | 0
CC | 0 | 0 | 0 | 0 | 0 | 0
CSP | 0 | 0 | 0 | 0 | 0 | 0
CT | 0 | 0 | 0 | 0 | 0 | 0
Coal | 112.37 | 87.08 | 13.48 | 12.73 | 13.48 | 13.48
Geo | 0 | 0 | 0 | 0 | 0 | 0
H | 0 | 0 | 0 | 0 | 0 | 0
LFG | 0 | 0 | 0 | 0 | 0 | 0
Nuc | 0 | 0 | 0 | 0 | 0 | 0
PS | 0 | 0 | 0 | 0 | 0 | 0
PV | 0 | 0 | 0 | 0 | 0 | 0
PeakG | 0 | 0 | 0 | 0 | 0 | 0
PeakO | 0 | 0 | 0 | 0 | 0 | 0
ST | 0 | 0 | 0 | 0 | 0 | 0
STOG | 0 | 0 | 0 | 0 | 0 | 0
STWD | 0 | 0 | 0 | 0 | 0 | 0
WT | 0 | 0 | 0 | 0 | 0 | 0
IGCC | 0 | 0 | 0 | 0 | 0 | 0
DemandResponse | 0 | 0 | 0 | 0 | 0 | 0
IGCC-CCS | 0 | 0 | 0 | 0 | 0 | 0
WT_off | 0 | 0 | 0 | 0 | 0 | 0
PseudoUnit | 0 | 0 | 0 | 0 | 0 | 0
FixedInterchange | 0 | 0 | 0 | 0 | 0 | 0
Retrofit VOM Costs by Reporting Type: MISO_WUMS
ReportingType | 2015 | 2020 | 2025 | 2030 | 2035 | 2040
BM | 0 | 0 | 0 | 0 | 0 | 0
CC | 0 | 0 | 0 | 0 | 0 | 0
CSP | 0 | 0 | 0 | 0 | 0 | 0
CT | 0 | 0 | 0 | 0 | 0 | 0
Coal | 26.85 | 8.67 | 12.72 | 17.92 | 19.76 | 24.16
Geo | 0 | 0 | 0 | 0 | 0 | 0
H | 0 | 0 | 0 | 0 | 0 | 0
LFG | 0 | 0 | 0 | 0 | 0 | 0
Nuc | 0 | 0 | 0 | 0 | 0 | 0
PS | 0 | 0 | 0 | 0 | 0 | 0
PV | 0 | 0 | 0 | 0 | 0 | 0
PeakG | 0 | 0 | 0 | 0 | 0 | 0
PeakO | 0 | 0 | 0 | 0 | 0 | 0
ST | 0 | 0 | 0 | 0 | 0 | 0
STOG | 0 | 0 | 0 | 0 | 0 | 0
STWD | 0 | 0 | 0 | 0 | 0 | 0
WT | 0 | 0 | 0 | 0 | 0 | 0
IGCC | 0 | 0 | 0 | 0 | 0 | 0
DemandResponse | 0 | 0 | 0 | 0 | 0 | 0
IGCC-CCS | 0 | 0 | 0 | 0 | 0 | 0
WT_off | 0 | 0 | 0 | 0 | 0 | 0
PseudoUnit | 0 | 0 | 0 | 0 | 0 | 0
FixedInterchange | 0 | 0 | 0 | 0 | 0 | 0
Retrofit VOM Costs by Reporting Type: Nebraska
ReportingType | 2015 | 2020 | 2025 | 2030 | 2035 | 2040
BM | 0 | 0 | 0 | 0 | 0 | 0
CC | 0 | 0 | 0 | 0 | 0 | 0
CSP | 0 | 0 | 0 | 0 | 0 | 0
CT | 0 | 0 | 0 | 0 | 0 | 0
Coal | 16.57 | 9.27 | 8.44 | 7.77 | 4.7 | 4
Geo | 0 | 0 | 0 | 0 | 0 | 0
H | 0 | 0 | 0 | 0 | 0 | 0
LFG | 0 | 0 | 0 | 0 | 0 | 0
Nuc | 0 | 0 | 0 | 0 | 0 | 0
PS | 0 | 0 | 0 | 0 | 0 | 0
PV | 0 | 0 | 0 | 0 | 0 | 0
PeakG | 0 | 0 | 0 | 0 | 0 | 0
PeakO | 0 | 0 | 0 | 0 | 0 | 0
ST | 0 | 0 | 0 | 0 | 0 | 0
STOG | 0 | 0 | 0 | 0 | 0 | 0
STWD | 0 | 0 | 0 | 0 | 0 | 0
WT | 0 | 0 | 0 | 0 | 0 | 0
IGCC | 0 | 0 | 0 | 0 | 0 | 0
DemandResponse | 0 | 0 | 0 | 0 | 0 | 0
IGCC-CCS | 0 | 0 | 0 | 0 | 0 | 0
WT_off | 0 | 0 | 0 | 0 | 0 | 0
PseudoUnit | 0 | 0 | 0 | 0 | 0 | 0
FixedInterchange | 0 | 0 | 0 | 0 | 0 | 0
Retrofit VOM Costs by Reporting Type: NEISO
ReportingType | 2015 | 2020 | 2025 | 2030 | 2035 | 2040
BM | 0 | 0 | 0 | 0 | 0 | 0
CC | 0 | 0 | 0 | 0 | 0 | 0
CSP | 0 | 0 | 0 | 0 | 0 | 0
CT | 0 | 0 | 0 | 0 | 0 | 0
Coal | 0.29 | 0 | 0 | 0 | 0 | 0
Geo | 0 | 0 | 0 | 0 | 0 | 0
H | 0 | 0 | 0 | 0 | 0 | 0
LFG | 0 | 0 | 0 | 0 | 0 | 0
Nuc | 0 | 0 | 0 | 0 | 0 | 0
PS | 0 | 0 | 0 | 0 | 0 | 0
PV | 0 | 0 | 0 | 0 | 0 | 0
PeakG | 0 | 0 | 0 | 0 | 0 | 0
PeakO | 0 | 0 | 0 | 0 | 0 | 0
ST | 0 | 0 | 0 | 0 | 0 | 0
STOG | 0 | 0 | 0 | 0 | 0 | 0
STWD | 0 | 0 | 0 | 0 | 0 | 0
WT | 0 | 0 | 0 | 0 | 0 | 0
IGCC | 0 | 0 | 0 | 0 | 0 | 0
DemandResponse | 0 | 0 | 0 | 0 | 0 | 0
IGCC-CCS | 0 | 0 | 0 | 0 | 0 | 0
WT_off | 0 | 0 | 0 | 0 | 0 | 0
PseudoUnit | 0 | 0 | 0 | 0 | 0 | 0
FixedInterchange | 0 | 0 | 0 | 0 | 0 | 0
Retrofit VOM Costs by Reporting Type: NonRTO_Midwest
ReportingType | 2015 | 2020 | 2025 | 2030 | 2035 | 2040
BM | 0 | 0 | 0 | 0 | 0 | 0
CC | 0 | 0 | 0 | 0 | 0 | 0
CSP | 0 | 0 | 0 | 0 | 0 | 0
CT | 0 | 0 | 0 | 0 | 0 | 0
Coal | 165.46 | 137.75 | 18.6 | 15.26 | 16.17 | 16.17
Geo | 0 | 0 | 0 | 0 | 0 | 0
H | 0 | 0 | 0 | 0 | 0 | 0
LFG | 0 | 0 | 0 | 0 | 0 | 0
Nuc | 0 | 0 | 0 | 0 | 0 | 0
PS | 0 | 0 | 0 | 0 | 0 | 0
PV | 0 | 0 | 0 | 0 | 0 | 0
PeakG | 0 | 0 | 0 | 0 | 0 | 0
PeakO | 0 | 0 | 0 | 0 | 0 | 0
ST | 0 | 0 | 0 | 0 | 0 | 0
STOG | 0 | 0 | 0 | 0 | 0 | 0
STWD | 0 | 0 | 0 | 0 | 0 | 0
WT | 0 | 0 | 0 | 0 | 0 | 0
IGCC | 0 | 0 | 0 | 0 | 0 | 0
DemandResponse | 0 | 0 | 0 | 0 | 0 | 0
IGCC-CCS | 0 | 0 | 0 | 0 | 0 | 0
WT_off | 0 | 0 | 0 | 0 | 0 | 0
PseudoUnit | 0 | 0 | 0 | 0 | 0 | 0
FixedInterchange | 0 | 0 | 0 | 0 | 0 | 0
Retrofit VOM Costs by Reporting Type: NYISO_A-F
ReportingType | 2015 | 2020 | 2025 | 2030 | 2035 | 2040
BM | 0 | 0 | 0 | 0 | 0 | 0
CC | 0 | 0 | 0 | 0 | 0 | 0
CSP | 0 | 0 | 0 | 0 | 0 | 0
CT | 0 | 0 | 0 | 0 | 0 | 0
Coal | 0 | 0 | 0 | 0 | 0 | 0
Geo | 0 | 0 | 0 | 0 | 0 | 0
H | 0 | 0 | 0 | 0 | 0 | 0
LFG | 0 | 0 | 0 | 0 | 0 | 0
Nuc | 0 | 0 | 0 | 0 | 0 | 0
PS | 0 | 0 | 0 | 0 | 0 | 0
PV | 0 | 0 | 0 | 0 | 0 | 0
PeakG | 0 | 0 | 0 | 0 | 0 | 0
PeakO | 0 | 0 | 0 | 0 | 0 | 0
ST | 0 | 0 | 0 | 0 | 0 | 0
STOG | 0 | 0 | 0 | 0 | 0 | 0
STWD | 0 | 0 | 0 | 0 | 0 | 0
WT | 0 | 0 | 0 | 0 | 0 | 0
IGCC | 0 | 0 | 0 | 0 | 0 | 0
DemandResponse | 0 | 0 | 0 | 0 | 0 | 0
IGCC-CCS | 0 | 0 | 0 | 0 | 0 | 0
WT_off | 0 | 0 | 0 | 0 | 0 | 0
PseudoUnit | 0 | 0 | 0 | 0 | 0 | 0
FixedInterchange | 0 | 0 | 0 | 0 | 0 | 0
Retrofit VOM Costs by Reporting Type: NYISO_G-I
ReportingType | 2015 | 2020 | 2025 | 2030 | 2035 | 2040
BM | 0 | 0 | 0 | 0 | 0 | 0
CC | 0 | 0 | 0 | 0 | 0 | 0
CSP | 0 | 0 | 0 | 0 | 0 | 0
CT | 0 | 0 | 0 | 0 | 0 | 0
Coal | 0 | 0 | 0 | 0 | 0 | 0
Geo | 0 | 0 | 0 | 0 | 0 | 0
H | 0 | 0 | 0 | 0 | 0 | 0
LFG | 0 | 0 | 0 | 0 | 0 | 0
Nuc | 0 | 0 | 0 | 0 | 0 | 0
PS | 0 | 0 | 0 | 0 | 0 | 0
PV | 0 | 0 | 0 | 0 | 0 | 0
PeakG | 0 | 0 | 0 | 0 | 0 | 0
PeakO | 0 | 0 | 0 | 0 | 0 | 0
ST | 0 | 0 | 0 | 0 | 0 | 0
STOG | 0 | 0 | 0 | 0 | 0 | 0
STWD | 0 | 0 | 0 | 0 | 0 | 0
WT | 0 | 0 | 0 | 0 | 0 | 0
IGCC | 0 | 0 | 0 | 0 | 0 | 0
DemandResponse | 0 | 0 | 0 | 0 | 0 | 0
IGCC-CCS | 0 | 0 | 0 | 0 | 0 | 0
WT_off | 0 | 0 | 0 | 0 | 0 | 0
PseudoUnit | 0 | 0 | 0 | 0 | 0 | 0
FixedInterchange | 0 | 0 | 0 | 0 | 0 | 0
Retrofit VOM Costs by Reporting Type: NYISO_J-K
ReportingType | 2015 | 2020 | 2025 | 2030 | 2035 | 2040
BM | 0 | 0 | 0 | 0 | 0 | 0
CC | 0 | 0 | 0 | 0 | 0 | 0
CSP | 0 | 0 | 0 | 0 | 0 | 0
CT | 0 | 0 | 0 | 0 | 0 | 0
Coal | 0 | 0 | 0 | 0 | 0 | 0
Geo | 0 | 0 | 0 | 0 | 0 | 0
H | 0 | 0 | 0 | 0 | 0 | 0
LFG | 0 | 0 | 0 | 0 | 0 | 0
Nuc | 0 | 0 | 0 | 0 | 0 | 0
PS | 0 | 0 | 0 | 0 | 0 | 0
PV | 0 | 0 | 0 | 0 | 0 | 0
PeakG | 0 | 0 | 0 | 0 | 0 | 0
PeakO | 0 | 0 | 0 | 0 | 0 | 0
ST | 0 | 0 | 0 | 0 | 0 | 0
STOG | 0 | 0 | 0 | 0 | 0 | 0
STWD | 0 | 0 | 0 | 0 | 0 | 0
WT | 0 | 0 | 0 | 0 | 0 | 0
IGCC | 0 | 0 | 0 | 0 | 0 | 0
DemandResponse | 0 | 0 | 0 | 0 | 0 | 0
IGCC-CCS | 0 | 0 | 0 | 0 | 0 | 0
WT_off | 0 | 0 | 0 | 0 | 0 | 0
PseudoUnit | 0 | 0 | 0 | 0 | 0 | 0
FixedInterchange | 0 | 0 | 0 | 0 | 0 | 0
Retrofit VOM Costs by Reporting Type: PJM_E
ReportingType | 2015 | 2020 | 2025 | 2030 | 2035 | 2040
BM | 0 | 0 | 0 | 0 | 0 | 0
CC | 0 | 0 | 0 | 0 | 0 | 0
CSP | 0 | 0 | 0 | 0 | 0 | 0
CT | 0 | 0 | 0 | 0 | 0 | 0
Coal | 3.7 | 2.59 | 2.44 | 0.9 | 8.33 | 10.19
Geo | 0 | 0 | 0 | 0 | 0 | 0
H | 0 | 0 | 0 | 0 | 0 | 0
LFG | 0 | 0 | 0 | 0 | 0 | 0
Nuc | 0 | 0 | 0 | 0 | 0 | 0
PS | 0 | 0 | 0 | 0 | 0 | 0
PV | 0 | 0 | 0 | 0 | 0 | 0
PeakG | 0 | 0 | 0 | 0 | 0 | 0
PeakO | 0 | 0 | 0 | 0 | 0 | 0
ST | 0 | 0 | 0 | 0 | 0 | 0
STOG | 0 | 0 | 0 | 0 | 0 | 0
STWD | 0 | 0 | 0 | 0 | 0 | 0
WT | 0 | 0 | 0 | 0 | 0 | 0
IGCC | 0 | 0 | 0 | 0 | 0 | 0
DemandResponse | 0 | 0 | 0 | 0 | 0 | 0
IGCC-CCS | 0 | 0 | 0 | 0 | 0 | 0
WT_off | 0 | 0 | 0 | 0 | 0 | 0
PseudoUnit | 0 | 0 | 0 | 0 | 0 | 0
FixedInterchange | 0 | 0 | 0 | 0 | 0 | 0
Retrofit VOM Costs by Reporting Type: PJM_ROM
ReportingType | 2015 | 2020 | 2025 | 2030 | 2035 | 2040
BM | 0 | 0 | 0 | 0 | 0 | 0
CC | 0 | 0 | 0 | 0 | 0 | 0
CSP | 0 | 0 | 0 | 0 | 0 | 0
CT | 0 | 0 | 0 | 0 | 0 | 0
Coal | 54.32 | 10.28 | 0 | 0 | 0 | 0
Geo | 0 | 0 | 0 | 0 | 0 | 0
H | 0 | 0 | 0 | 0 | 0 | 0
LFG | 0 | 0 | 0 | 0 | 0 | 0
Nuc | 0 | 0 | 0 | 0 | 0 | 0
PS | 0 | 0 | 0 | 0 | 0 | 0
PV | 0 | 0 | 0 | 0 | 0 | 0
PeakG | 0 | 0 | 0 | 0 | 0 | 0
PeakO | 0 | 0 | 0 | 0 | 0 | 0
ST | 0 | 0 | 0 | 0 | 0 | 0
STOG | 0 | 0 | 0 | 0 | 0 | 0
STWD | 0 | 0 | 0 | 0 | 0 | 0
WT | 0 | 0 | 0 | 0 | 0 | 0
IGCC | 0 | 0 | 0 | 0 | 0 | 0
DemandResponse | 0 | 0 | 0 | 0 | 0 | 0
IGCC-CCS | 0 | 0 | 0 | 0 | 0 | 0
WT_off | 0 | 0 | 0 | 0 | 0 | 0
PseudoUnit | 0 | 0 | 0 | 0 | 0 | 0
FixedInterchange | 0 | 0 | 0 | 0 | 0 | 0
Retrofit VOM Costs by Reporting Type: PJM_ROR
ReportingType | 2015 | 2020 | 2025 | 2030 | 2035 | 2040
BM | 0 | 0 | 0 | 0 | 0 | 0
CC | 0 | 0 | 0 | 0 | 0 | 0
CSP | 0 | 0 | 0 | 0 | 0 | 0
CT | 0 | 0 | 0 | 0 | 0 | 0
Coal | 592.43 | 326.89 | 10.99 | 23.63 | 28.4 | 28.4
Geo | 0 | 0 | 0 | 0 | 0 | 0
H | 0 | 0 | 0 | 0 | 0 | 0
LFG | 0 | 0 | 0 | 0 | 0 | 0
Nuc | 0 | 0 | 0 | 0 | 0 | 0
PS | 0 | 0 | 0 | 0 | 0 | 0
PV | 0 | 0 | 0 | 0 | 0 | 0
PeakG | 0 | 0 | 0 | 0 | 0 | 0
PeakO | 0 | 0 | 0 | 0 | 0 | 0
ST | 0 | 0 | 0 | 0 | 0 | 0
STOG | 0 | 0 | 0 | 0 | 0 | 0
STWD | 0 | 0 | 0 | 0 | 0 | 0
WT | 0 | 0 | 0 | 0 | 0 | 0
IGCC | 0 | 0 | 0 | 0 | 0 | 0
DemandResponse | 0 | 0 | 0 | 0 | 0 | 0
IGCC-CCS | 0 | 0 | 0 | 0 | 0 | 0
WT_off | 0 | 0 | 0 | 0 | 0 | 0
PseudoUnit | 0 | 0 | 0 | 0 | 0 | 0
FixedInterchange | 0 | 0 | 0 | 0 | 0 | 0
Retrofit VOM Costs by Reporting Type: SOCO
ReportingType | 2015 | 2020 | 2025 | 2030 | 2035 | 2040
BM | 0 | 0 | 0 | 0 | 0 | 0
CC | 0 | 0 | 0 | 0 | 0 | 0
CSP | 0 | 0 | 0 | 0 | 0 | 0
CT | 0 | 0 | 0 | 0 | 0 | 0
Coal | 86.74 | 36.85 | 30.23 | 30.23 | 30.23 | 30.23
Geo | 0 | 0 | 0 | 0 | 0 | 0
H | 0 | 0 | 0 | 0 | 0 | 0
LFG | 0 | 0 | 0 | 0 | 0 | 0
Nuc | 0 | 0 | 0 | 0 | 0 | 0
PS | 0 | 0 | 0 | 0 | 0 | 0
PV | 0 | 0 | 0 | 0 | 0 | 0
PeakG | 0 | 0 | 0 | 0 | 0 | 0
PeakO | 0 | 0 | 0 | 0 | 0 | 0
ST | 0 | 0 | 0 | 0 | 0 | 0
STOG | 0 | 0 | 0 | 0 | 0 | 0
STWD | 0 | 0 | 0 | 0 | 0 | 0
WT | 0 | 0 | 0 | 0 | 0 | 0
IGCC | 0 | 0 | 0 | 0 | 0 | 0
DemandResponse | 0 | 0 | 0 | 0 | 0 | 0
IGCC-CCS | 0 | 0 | 0 | 0 | 0 | 0
WT_off | 0 | 0 | 0 | 0 | 0 | 0
PseudoUnit | 0 | 0 | 0 | 0 | 0 | 0
FixedInterchange | 0 | 0 | 0 | 0 | 0 | 0
Retrofit VOM Costs by Reporting Type: SPP_N
ReportingType | 2015 | 2020 | 2025 | 2030 | 2035 | 2040
BM | 0 | 0 | 0 | 0 | 0 | 0
CC | 0 | 0 | 0 | 0 | 0 | 0
CSP | 0 | 0 | 0 | 0 | 0 | 0
CT | 0 | 0 | 0 | 0 | 0 | 0
Coal | 173.17 | 33.69 | 0 | 0 | 0 | 0
Geo | 0 | 0 | 0 | 0 | 0 | 0
H | 0 | 0 | 0 | 0 | 0 | 0
LFG | 0 | 0 | 0 | 0 | 0 | 0
Nuc | 0 | 0 | 0 | 0 | 0 | 0
PS | 0 | 0 | 0 | 0 | 0 | 0
PV | 0 | 0 | 0 | 0 | 0 | 0
PeakG | 0 | 0 | 0 | 0 | 0 | 0
PeakO | 0 | 0 | 0 | 0 | 0 | 0
ST | 0 | 0 | 0 | 0 | 0 | 0
STOG | 0 | 0 | 0 | 0 | 0 | 0
STWD | 0 | 0 | 0 | 0 | 0 | 0
WT | 0 | 0 | 0 | 0 | 0 | 0
IGCC | 0 | 0 | 0 | 0 | 0 | 0
DemandResponse | 0 | 0 | 0 | 0 | 0 | 0
IGCC-CCS | 0 | 0 | 0 | 0 | 0 | 0
WT_off | 0 | 0 | 0 | 0 | 0 | 0
PseudoUnit | 0 | 0 | 0 | 0 | 0 | 0
FixedInterchange | 0 | 0 | 0 | 0 | 0 | 0
Retrofit VOM Costs by Reporting Type: SPP_S
ReportingType | 2015 | 2020 | 2025 | 2030 | 2035 | 2040
BM | 0 | 0 | 0 | 0 | 0 | 0
CC | 0 | 0 | 0 | 0 | 0 | 0
CSP | 0 | 0 | 0 | 0 | 0 | 0
CT | 0 | 0 | 0 | 0 | 0 | 0
Coal | 55.54 | 19.65 | 0 | 0 | 0 | 0
Geo | 0 | 0 | 0 | 0 | 0 | 0
H | 0 | 0 | 0 | 0 | 0 | 0
LFG | 0 | 0 | 0 | 0 | 0 | 0
Nuc | 0 | 0 | 0 | 0 | 0 | 0
PS | 0 | 0 | 0 | 0 | 0 | 0
PV | 0 | 0 | 0 | 0 | 0 | 0
PeakG | 0 | 0 | 0 | 0 | 0 | 0
PeakO | 0 | 0 | 0 | 0 | 0 | 0
ST | 0 | 0 | 0 | 0 | 0 | 0
STOG | 0 | 0 | 0 | 0 | 0 | 0
STWD | 0 | 0 | 0 | 0 | 0 | 0
WT | 0 | 0 | 0 | 0 | 0 | 0
IGCC | 0 | 0 | 0 | 0 | 0 | 0
DemandResponse | 0 | 0 | 0 | 0 | 0 | 0
IGCC-CCS | 0 | 0 | 0 | 0 | 0 | 0
WT_off | 0 | 0 | 0 | 0 | 0 | 0
PseudoUnit | 0 | 0 | 0 | 0 | 0 | 0
FixedInterchange | 0 | 0 | 0 | 0 | 0 | 0
Retrofit VOM Costs by Reporting Type: TVA
ReportingType | 2015 | 2020 | 2025 | 2030 | 2035 | 2040
BM | 0 | 0 | 0 | 0 | 0 | 0
CC | 0 | 0 | 0 | 0 | 0 | 0
CSP | 0 | 0 | 0 | 0 | 0 | 0
CT | 0 | 0 | 0 | 0 | 0 | 0
Coal | 167.91 | 120.02 | 0 | 0 | 0 | 0
Geo | 0 | 0 | 0 | 0 | 0 | 0
H | 0 | 0 | 0 | 0 | 0 | 0
LFG | 0 | 0 | 0 | 0 | 0 | 0
Nuc | 0 | 0 | 0 | 0 | 0 | 0
PS | 0 | 0 | 0 | 0 | 0 | 0
PV | 0 | 0 | 0 | 0 | 0 | 0
PeakG | 0 | 0 | 0 | 0 | 0 | 0
PeakO | 0 | 0 | 0 | 0 | 0 | 0
ST | 0 | 0 | 0 | 0 | 0 | 0
STOG | 0 | 0 | 0 | 0 | 0 | 0
STWD | 0 | 0 | 0 | 0 | 0 | 0
WT | 0 | 0 | 0 | 0 | 0 | 0
IGCC | 0 | 0 | 0 | 0 | 0 | 0
DemandResponse | 0 | 0 | 0 | 0 | 0 | 0
IGCC-CCS | 0 | 0 | 0 | 0 | 0 | 0
WT_off | 0 | 0 | 0 | 0 | 0 | 0
PseudoUnit | 0 | 0 | 0 | 0 | 0 | 0
FixedInterchange | 0 | 0 | 0 | 0 | 0 | 0
Retrofit VOM Costs by Reporting Type: TVA_Transmission
ReportingType | 2015 | 2020 | 2025 | 2030 | 2035 | 2040
BM | 0 | 0 | 0 | 0 | 0 | 0
CC | 0 | 0 | 0 | 0 | 0 | 0
CSP | 0 | 0 | 0 | 0 | 0 | 0
CT | 0 | 0 | 0 | 0 | 0 | 0
Coal | 0 | 0 | 0 | 0 | 0 | 0
Geo | 0 | 0 | 0 | 0 | 0 | 0
H | 0 | 0 | 0 | 0 | 0 | 0
LFG | 0 | 0 | 0 | 0 | 0 | 0
Nuc | 0 | 0 | 0 | 0 | 0 | 0
PS | 0 | 0 | 0 | 0 | 0 | 0
PV | 0 | 0 | 0 | 0 | 0 | 0
PeakG | 0 | 0 | 0 | 0 | 0 | 0
PeakO | 0 | 0 | 0 | 0 | 0 | 0
ST | 0 | 0 | 0 | 0 | 0 | 0
STOG | 0 | 0 | 0 | 0 | 0 | 0
STWD | 0 | 0 | 0 | 0 | 0 | 0
WT | 0 | 0 | 0 | 0 | 0 | 0
IGCC | 0 | 0 | 0 | 0 | 0 | 0
DemandResponse | 0 | 0 | 0 | 0 | 0 | 0
IGCC-CCS | 0 | 0 | 0 | 0 | 0 | 0
WT_off | 0 | 0 | 0 | 0 | 0 | 0
PseudoUnit | 0 | 0 | 0 | 0 | 0 | 0
FixedInterchange | 0 | 0 | 0 | 0 | 0 | 0
Retrofit VOM Costs by Reporting Type: VACAR
ReportingType | 2015 | 2020 | 2025 | 2030 | 2035 | 2040
BM | 0 | 0 | 0 | 0 | 0 | 0
CC | 0 | 0 | 0 | 0 | 0 | 0
CSP | 0 | 0 | 0 | 0 | 0 | 0
CT | 0 | 0 | 0 | 0 | 0 | 0
Coal | 136.52 | 19.31 | 16.85 | 16.85 | 16.85 | 16.85
Geo | 0 | 0 | 0 | 0 | 0 | 0
H | 0 | 0 | 0 | 0 | 0 | 0
LFG | 0 | 0 | 0 | 0 | 0 | 0
Nuc | 0 | 0 | 0 | 0 | 0 | 0
PS | 0 | 0 | 0 | 0 | 0 | 0
PV | 0 | 0 | 0 | 0 | 0 | 0
PeakG | 0 | 0 | 0 | 0 | 0 | 0
PeakO | 0 | 0 | 0 | 0 | 0 | 0
ST | 0 | 0 | 0 | 0 | 0 | 0
STOG | 0 | 0 | 0 | 0 | 0 | 0
STWD | 0 | 0 | 0 | 0 | 0 | 0
WT | 0 | 0 | 0 | 0 | 0 | 0
IGCC | 0 | 0 | 0 | 0 | 0 | 0
DemandResponse | 0 | 0 | 0 | 0 | 0 | 0
IGCC-CCS | 0 | 0 | 0 | 0 | 0 | 0
WT_off | 0 | 0 | 0 | 0 | 0 | 0
PseudoUnit | 0 | 0 | 0 | 0 | 0 | 0
FixedInterchange | 0 | 0 | 0 | 0 | 0 | 0
Retrofit VOM Costs by Reporting Type: IESO
ReportingType | 2015 | 2020 | 2025 | 2030 | 2035 | 2040
BM | 0 | 0 | 0 | 0 | 0 | 0
CC | 0 | 0 | 0 | 0 | 0 | 0
CSP | 0 | 0 | 0 | 0 | 0 | 0
CT | 0 | 0 | 0 | 0 | 0 | 0
Coal | 0 | 0 | 0 | 0 | 0 | 0
Geo | 0 | 0 | 0 | 0 | 0 | 0
H | 0 | 0 | 0 | 0 | 0 | 0
LFG | 0 | 0 | 0 | 0 | 0 | 0
Nuc | 0 | 0 | 0 | 0 | 0 | 0
PS | 0 | 0 | 0 | 0 | 0 | 0
PV | 0 | 0 | 0 | 0 | 0 | 0
PeakG | 0 | 0 | 0 | 0 | 0 | 0
PeakO | 0 | 0 | 0 | 0 | 0 | 0
ST | 0 | 0 | 0 | 0 | 0 | 0
STOG | 0 | 0 | 0 | 0 | 0 | 0
STWD | 0 | 0 | 0 | 0 | 0 | 0
WT | 0 | 0 | 0 | 0 | 0 | 0
IGCC | 0 | 0 | 0 | 0 | 0 | 0
DemandResponse | 0 | 0 | 0 | 0 | 0 | 0
IGCC-CCS | 0 | 0 | 0 | 0 | 0 | 0
WT_off | 0 | 0 | 0 | 0 | 0 | 0
PseudoUnit | 0 | 0 | 0 | 0 | 0 | 0
FixedInterchange | 0 | 0 | 0 | 0 | 0 | 0
Retrofit VOM Costs by Reporting Type: MAPP_CA
ReportingType | 2015 | 2020 | 2025 | 2030 | 2035 | 2040
BM | 0 | 0 | 0 | 0 | 0 | 0
CC | 0 | 0 | 0 | 0 | 0 | 0
CSP | 0 | 0 | 0 | 0 | 0 | 0
CT | 0 | 0 | 0 | 0 | 0 | 0
Coal | 0 | 0 | 0 | 0 | 0 | 0
Geo | 0 | 0 | 0 | 0 | 0 | 0
H | 0 | 0 | 0 | 0 | 0 | 0
LFG | 0 | 0 | 0 | 0 | 0 | 0
Nuc | 0 | 0 | 0 | 0 | 0 | 0
PS | 0 | 0 | 0 | 0 | 0 | 0
PV | 0 | 0 | 0 | 0 | 0 | 0
PeakG | 0 | 0 | 0 | 0 | 0 | 0
PeakO | 0 | 0 | 0 | 0 | 0 | 0
ST | 0 | 0 | 0 | 0 | 0 | 0
STOG | 0 | 0 | 0 | 0 | 0 | 0
STWD | 0 | 0 | 0 | 0 | 0 | 0
WT | 0 | 0 | 0 | 0 | 0 | 0
IGCC | 0 | 0 | 0 | 0 | 0 | 0
DemandResponse | 0 | 0 | 0 | 0 | 0 | 0
IGCC-CCS | 0 | 0 | 0 | 0 | 0 | 0
WT_off | 0 | 0 | 0 | 0 | 0 | 0
PseudoUnit | 0 | 0 | 0 | 0 | 0 | 0
FixedInterchange | 0 | 0 | 0 | 0 | 0 | 0
Retrofit VOM Costs by Reporting Type: AZ_NM_SNV_Coal
ReportingType | 2015 | 2020 | 2025 | 2030 | 2035 | 2040
BM | 0 | 0 | 0 | 0 | 0 | 0
CC | 0 | 0 | 0 | 0 | 0 | 0
CSP | 0 | 0 | 0 | 0 | 0 | 0
CT | 0 | 0 | 0 | 0 | 0 | 0
Coal | 287.04 | 168.65 | 0 | 0 | 0 | 0
Geo | 0 | 0 | 0 | 0 | 0 | 0
H | 0 | 0 | 0 | 0 | 0 | 0
LFG | 0 | 0 | 0 | 0 | 0 | 0
Nuc | 0 | 0 | 0 | 0 | 0 | 0
PS | 0 | 0 | 0 | 0 | 0 | 0
PV | 0 | 0 | 0 | 0 | 0 | 0
PeakG | 0 | 0 | 0 | 0 | 0 | 0
PeakO | 0 | 0 | 0 | 0 | 0 | 0
ST | 0 | 0 | 0 | 0 | 0 | 0
STOG | 0 | 0 | 0 | 0 | 0 | 0
STWD | 0 | 0 | 0 | 0 | 0 | 0
WT | 0 | 0 | 0 | 0 | 0 | 0
IGCC | 0 | 0 | 0 | 0 | 0 | 0
DemandResponse | 0 | 0 | 0 | 0 | 0 | 0
IGCC-CCS | 0 | 0 | 0 | 0 | 0 | 0
WT_off | 0 | 0 | 0 | 0 | 0 | 0
PseudoUnit | 0 | 0 | 0 | 0 | 0 | 0
FixedInterchange | 0 | 0 | 0 | 0 | 0 | 0
Retrofit VOM Costs by Reporting Type: AZ_NM_SNV_Gas
ReportingType | 2015 | 2020 | 2025 | 2030 | 2035 | 2040
BM | 0 | 0 | 0 | 0 | 0 | 0
CC | 0 | 0 | 0 | 0 | 0 | 0
CSP | 0 | 0 | 0 | 0 | 0 | 0
CT | 0 | 0 | 0 | 0 | 0 | 0
Coal | 0 | 0 | 0 | 0 | 0 | 0
Geo | 0 | 0 | 0 | 0 | 0 | 0
H | 0 | 0 | 0 | 0 | 0 | 0
LFG | 0 | 0 | 0 | 0 | 0 | 0
Nuc | 0 | 0 | 0 | 0 | 0 | 0
PS | 0 | 0 | 0 | 0 | 0 | 0
PV | 0 | 0 | 0 | 0 | 0 | 0
PeakG | 0 | 0 | 0 | 0 | 0 | 0
PeakO | 0 | 0 | 0 | 0 | 0 | 0
ST | 0 | 0 | 0 | 0 | 0 | 0
STOG | 0 | 0 | 0 | 0 | 0 | 0
STWD | 0 | 0 | 0 | 0 | 0 | 0
WT | 0 | 0 | 0 | 0 | 0 | 0
IGCC | 0 | 0 | 0 | 0 | 0 | 0
DemandResponse | 0 | 0 | 0 | 0 | 0 | 0
IGCC-CCS | 0 | 0 | 0 | 0 | 0 | 0
WT_off | 0 | 0 | 0 | 0 | 0 | 0
PseudoUnit | 0 | 0 | 0 | 0 | 0 | 0
FixedInterchange | 0 | 0 | 0 | 0 | 0 | 0
Retrofit VOM Costs by Reporting Type: AZ_NM_SNV_NucRenew
ReportingType | 2015 | 2020 | 2025 | 2030 | 2035 | 2040
BM | 0 | 0 | 0 | 0 | 0 | 0
CC | 0 | 0 | 0 | 0 | 0 | 0
CSP | 0 | 0 | 0 | 0 | 0 | 0
CT | 0 | 0 | 0 | 0 | 0 | 0
Coal | 0 | 0 | 0 | 0 | 0 | 0
Geo | 0 | 0 | 0 | 0 | 0 | 0
H | 0 | 0 | 0 | 0 | 0 | 0
LFG | 0 | 0 | 0 | 0 | 0 | 0
Nuc | 0 | 0 | 0 | 0 | 0 | 0
PS | 0 | 0 | 0 | 0 | 0 | 0
PV | 0 | 0 | 0 | 0 | 0 | 0
PeakG | 0 | 0 | 0 | 0 | 0 | 0
PeakO | 0 | 0 | 0 | 0 | 0 | 0
ST | 0 | 0 | 0 | 0 | 0 | 0
STOG | 0 | 0 | 0 | 0 | 0 | 0
STWD | 0 | 0 | 0 | 0 | 0 | 0
WT | 0 | 0 | 0 | 0 | 0 | 0
IGCC | 0 | 0 | 0 | 0 | 0 | 0
DemandResponse | 0 | 0 | 0 | 0 | 0 | 0
IGCC-CCS | 0 | 0 | 0 | 0 | 0 | 0
WT_off | 0 | 0 | 0 | 0 | 0 | 0
PseudoUnit | 0 | 0 | 0 | 0 | 0 | 0
FixedInterchange | 0 | 0 | 0 | 0 | 0 | 0
Retrofit VOM Costs by Reporting Type: ERCOT
ReportingType | 2015 | 2020 | 2025 | 2030 | 2035 | 2040
BM | 0 | 0 | 0 | 0 | 0 | 0
CC | 0 | 0 | 0 | 0 | 0 | 0
CSP | 0 | 0 | 0 | 0 | 0 | 0
CT | 0 | 0 | 0 | 0 | 0 | 0
Coal | 109.21 | 67.41 | 20.04 | 28.02 | 28.02 | 28.02
Geo | 0 | 0 | 0 | 0 | 0 | 0
H | 0 | 0 | 0 | 0 | 0 | 0
LFG | 0 | 0 | 0 | 0 | 0 | 0
Nuc | 0 | 0 | 0 | 0 | 0 | 0
PS | 0 | 0 | 0 | 0 | 0 | 0
PV | 0 | 0 | 0 | 0 | 0 | 0
PeakG | 0 | 0 | 0 | 0 | 0 | 0
PeakO | 0 | 0 | 0 | 0 | 0 | 0
ST | 0 | 0 | 0 | 0 | 0 | 0
STOG | 0 | 0 | 0 | 0 | 0 | 0
STWD | 0 | 0 | 0 | 0 | 0 | 0
WT | 0 | 0 | 0 | 0 | 0 | 0
IGCC | 0 | 0 | 0 | 0 | 0 | 0
DemandResponse | 0 | 0 | 0 | 0 | 0 | 0
IGCC-CCS | 0 | 0 | 0 | 0 | 0 | 0
WT_off | 0 | 0 | 0 | 0 | 0 | 0
PseudoUnit | 0 | 0 | 0 | 0 | 0 | 0
FixedInterchange | 0 | 0 | 0 | 0 | 0 | 0
Retrofit VOM Costs by Reporting Type: NP15
ReportingType | 2015 | 2020 | 2025 | 2030 | 2035 | 2040
BM | 0 | 0 | 0 | 0 | 0 | 0
CC | 0 | 0 | 0 | 0 | 0 | 0
CSP | 0 | 0 | 0 | 0 | 0 | 0
CT | 0 | 0 | 0 | 0 | 0 | 0
Coal | 1.46 | 0 | 0 | 0 | 0 | 0
Geo | 0 | 0 | 0 | 0 | 0 | 0
H | 0 | 0 | 0 | 0 | 0 | 0
LFG | 0 | 0 | 0 | 0 | 0 | 0
Nuc | 0 | 0 | 0 | 0 | 0 | 0
PS | 0 | 0 | 0 | 0 | 0 | 0
PV | 0 | 0 | 0 | 0 | 0 | 0
PeakG | 0 | 0 | 0 | 0 | 0 | 0
PeakO | 0 | 0 | 0 | 0 | 0 | 0
ST | 0 | 0 | 0 | 0 | 0 | 0
STOG | 0 | 0 | 0 | 0 | 0 | 0
STWD | 0 | 0 | 0 | 0 | 0 | 0
WT | 0 | 0 | 0 | 0 | 0 | 0
IGCC | 0 | 0 | 0 | 0 | 0 | 0
DemandResponse | 0 | 0 | 0 | 0 | 0 | 0
IGCC-CCS | 0 | 0 | 0 | 0 | 0 | 0
WT_off | 0 | 0 | 0 | 0 | 0 | 0
PseudoUnit | 0 | 0 | 0 | 0 | 0 | 0
FixedInterchange | 0 | 0 | 0 | 0 | 0 | 0
Retrofit VOM Costs by Reporting Type: NWPP_Coal
ReportingType | 2015 | 2020 | 2025 | 2030 | 2035 | 2040
BM | 0 | 0 | 0 | 0 | 0 | 0
CC | 0 | 0 | 0 | 0 | 0 | 0
CSP | 0 | 0 | 0 | 0 | 0 | 0
CT | 0 | 0 | 0 | 0 | 0 | 0
Coal | 182.88 | 203.12 | 13.34 | 13.34 | 13.34 | 6.26
Geo | 0 | 0 | 0 | 0 | 0 | 0
H | 0 | 0 | 0 | 0 | 0 | 0
LFG | 0 | 0 | 0 | 0 | 0 | 0
Nuc | 0 | 0 | 0 | 0 | 0 | 0
PS | 0 | 0 | 0 | 0 | 0 | 0
PV | 0 | 0 | 0 | 0 | 0 | 0
PeakG | 0 | 0 | 0 | 0 | 0 | 0
PeakO | 0 | 0 | 0 | 0 | 0 | 0
ST | 0 | 0 | 0 | 0 | 0 | 0
STOG | 0 | 0 | 0 | 0 | 0 | 0
STWD | 0 | 0 | 0 | 0 | 0 | 0
WT | 0 | 0 | 0 | 0 | 0 | 0
IGCC | 0 | 0 | 0 | 0 | 0 | 0
DemandResponse | 0 | 0 | 0 | 0 | 0 | 0
IGCC-CCS | 0 | 0 | 0 | 0 | 0 | 0
WT_off | 0 | 0 | 0 | 0 | 0 | 0
PseudoUnit | 0 | 0 | 0 | 0 | 0 | 0
FixedInterchange | 0 | 0 | 0 | 0 | 0 | 0
Retrofit VOM Costs by Reporting Type: NWPP_Gas
ReportingType | 2015 | 2020 | 2025 | 2030 | 2035 | 2040
BM | 0 | 0 | 0 | 0 | 0 | 0
CC | 0 | 0 | 0 | 0 | 0 | 0
CSP | 0 | 0 | 0 | 0 | 0 | 0
CT | 0 | 0 | 0 | 0 | 0 | 0
Coal | 0 | 0 | 0 | 0 | 0 | 0
Geo | 0 | 0 | 0 | 0 | 0 | 0
H | 0 | 0 | 0 | 0 | 0 | 0
LFG | 0 | 0 | 0 | 0 | 0 | 0
Nuc | 0 | 0 | 0 | 0 | 0 | 0
PS | 0 | 0 | 0 | 0 | 0 | 0
PV | 0 | 0 | 0 | 0 | 0 | 0
PeakG | 0 | 0 | 0 | 0 | 0 | 0
PeakO | 0 | 0 | 0 | 0 | 0 | 0
ST | 0 | 0 | 0 | 0 | 0 | 0
STOG | 0 | 0 | 0 | 0 | 0 | 0
STWD | 0 | 0 | 0 | 0 | 0 | 0
WT | 0 | 0 | 0 | 0 | 0 | 0
IGCC | 0 | 0 | 0 | 0 | 0 | 0
DemandResponse | 0 | 0 | 0 | 0 | 0 | 0
IGCC-CCS | 0 | 0 | 0 | 0 | 0 | 0
WT_off | 0 | 0 | 0 | 0 | 0 | 0
PseudoUnit | 0 | 0 | 0 | 0 | 0 | 0
FixedInterchange | 0 | 0 | 0 | 0 | 0 | 0
Retrofit VOM Costs by Reporting Type: NWPP_NucRenew
ReportingType | 2015 | 2020 | 2025 | 2030 | 2035 | 2040
BM | 0 | 0 | 0 | 0 | 0 | 0
CC | 0 | 0 | 0 | 0 | 0 | 0
CSP | 0 | 0 | 0 | 0 | 0 | 0
CT | 0 | 0 | 0 | 0 | 0 | 0
Coal | 0 | 0 | 0 | 0 | 0 | 0
Geo | 0 | 0 | 0 | 0 | 0 | 0
H | 0 | 0 | 0 | 0 | 0 | 0
LFG | 0 | 0 | 0 | 0 | 0 | 0
Nuc | 0 | 0 | 0 | 0 | 0 | 0
PS | 0 | 0 | 0 | 0 | 0 | 0
PV | 0 | 0 | 0 | 0 | 0 | 0
PeakG | 0 | 0 | 0 | 0 | 0 | 0
PeakO | 0 | 0 | 0 | 0 | 0 | 0
ST | 0 | 0 | 0 | 0 | 0 | 0
STOG | 0 | 0 | 0 | 0 | 0 | 0
STWD | 0 | 0 | 0 | 0 | 0 | 0
WT | 0 | 0 | 0 | 0 | 0 | 0
IGCC | 0 | 0 | 0 | 0 | 0 | 0
DemandResponse | 0 | 0 | 0 | 0 | 0 | 0
IGCC-CCS | 0 | 0 | 0 | 0 | 0 | 0
WT_off | 0 | 0 | 0 | 0 | 0 | 0
PseudoUnit | 0 | 0 | 0 | 0 | 0 | 0
FixedInterchange | 0 | 0 | 0 | 0 | 0 | 0
Retrofit VOM Costs by Reporting Type: RMPA
ReportingType | 2015 | 2020 | 2025 | 2030 | 2035 | 2040
BM | 0 | 0 | 0 | 0 | 0 | 0
CC | 0 | 0 | 0 | 0 | 0 | 0
CSP | 0 | 0 | 0 | 0 | 0 | 0
CT | 0 | 0 | 0 | 0 | 0 | 0
Coal | 243.28 | 188.34 | 16.1 | 16.1 | 16.1 | 7.84
Geo | 0 | 0 | 0 | 0 | 0 | 0
H | 0 | 0 | 0 | 0 | 0 | 0
LFG | 0 | 0 | 0 | 0 | 0 | 0
Nuc | 0 | 0 | 0 | 0 | 0 | 0
PS | 0 | 0 | 0 | 0 | 0 | 0
PV | 0 | 0 | 0 | 0 | 0 | 0
PeakG | 0 | 0 | 0 | 0 | 0 | 0
PeakO | 0 | 0 | 0 | 0 | 0 | 0
ST | 0 | 0 | 0 | 0 | 0 | 0
STOG | 0 | 0 | 0 | 0 | 0 | 0
STWD | 0 | 0 | 0 | 0 | 0 | 0
WT | 0 | 0 | 0 | 0 | 0 | 0
IGCC | 0 | 0 | 0 | 0 | 0 | 0
DemandResponse | 0 | 0 | 0 | 0 | 0 | 0
IGCC-CCS | 0 | 0 | 0 | 0 | 0 | 0
WT_off | 0 | 0 | 0 | 0 | 0 | 0
PseudoUnit | 0 | 0 | 0 | 0 | 0 | 0
FixedInterchange | 0 | 0 | 0 | 0 | 0 | 0
Retrofit VOM Costs by Reporting Type: SP15
ReportingType | 2015 | 2020 | 2025 | 2030 | 2035 | 2040
BM | 0 | 0 | 0 | 0 | 0 | 0
CC | 0 | 0 | 0 | 0 | 0 | 0
CSP | 0 | 0 | 0 | 0 | 0 | 0
CT | 0 | 0 | 0 | 0 | 0 | 0
Coal | 5.19 | 5.66 | 0 | 0 | 0 | 0
Geo | 0 | 0 | 0 | 0 | 0 | 0
H | 0 | 0 | 0 | 0 | 0 | 0
LFG | 0 | 0 | 0 | 0 | 0 | 0
Nuc | 0 | 0 | 0 | 0 | 0 | 0
PS | 0 | 0 | 0 | 0 | 0 | 0
PV | 0 | 0 | 0 | 0 | 0 | 0
PeakG | 0 | 0 | 0 | 0 | 0 | 0
PeakO | 0 | 0 | 0 | 0 | 0 | 0
ST | 0 | 0 | 0 | 0 | 0 | 0
STOG | 0 | 0 | 0 | 0 | 0 | 0
STWD | 0 | 0 | 0 | 0 | 0 | 0
WT | 0 | 0 | 0 | 0 | 0 | 0
IGCC | 0 | 0 | 0 | 0 | 0 | 0
DemandResponse | 0 | 0 | 0 | 0 | 0 | 0
IGCC-CCS | 0 | 0 | 0 | 0 | 0 | 0
WT_off | 0 | 0 | 0 | 0 | 0 | 0
PseudoUnit | 0 | 0 | 0 | 0 | 0 | 0
FixedInterchange | 0 | 0 | 0 | 0 | 0 | 0
Retrofit VOM Costs by Reporting Type: ALB
ReportingType | 2015 | 2020 | 2025 | 2030 | 2035 | 2040
BM | 0 | 0 | 0 | 0 | 0 | 0
CC | 0 | 0 | 0 | 0 | 0 | 0
CSP | 0 | 0 | 0 | 0 | 0 | 0
CT | 0 | 0 | 0 | 0 | 0 | 0
Coal | 21.2 | 21.2 | 17.31 | 0 | 0 | 0
Geo | 0 | 0 | 0 | 0 | 0 | 0
H | 0 | 0 | 0 | 0 | 0 | 0
LFG | 0 | 0 | 0 | 0 | 0 | 0
Nuc | 0 | 0 | 0 | 0 | 0 | 0
PS | 0 | 0 | 0 | 0 | 0 | 0
PV | 0 | 0 | 0 | 0 | 0 | 0
PeakG | 0 | 0 | 0 | 0 | 0 | 0
PeakO | 0 | 0 | 0 | 0 | 0 | 0
ST | 0 | 0 | 0 | 0 | 0 | 0
STOG | 0 | 0 | 0 | 0 | 0 | 0
STWD | 0 | 0 | 0 | 0 | 0 | 0
WT | 0 | 0 | 0 | 0 | 0 | 0
IGCC | 0 | 0 | 0 | 0 | 0 | 0
DemandResponse | 0 | 0 | 0 | 0 | 0 | 0
IGCC-CCS | 0 | 0 | 0 | 0 | 0 | 0
WT_off | 0 | 0 | 0 | 0 | 0 | 0
PseudoUnit | 0 | 0 | 0 | 0 | 0 | 0
FixedInterchange | 0 | 0 | 0 | 0 | 0 | 0
Retrofit VOM Costs by Reporting Type: BC
ReportingType | 2015 | 2020 | 2025 | 2030 | 2035 | 2040
BM | 0 | 0 | 0 | 0 | 0 | 0
CC | 0 | 0 | 0 | 0 | 0 | 0
CSP | 0 | 0 | 0 | 0 | 0 | 0
CT | 0 | 0 | 0 | 0 | 0 | 0
Coal | 0 | 0 | 0 | 0 | 0 | 0
Geo | 0 | 0 | 0 | 0 | 0 | 0
H | 0 | 0 | 0 | 0 | 0 | 0
LFG | 0 | 0 | 0 | 0 | 0 | 0
Nuc | 0 | 0 | 0 | 0 | 0 | 0
PS | 0 | 0 | 0 | 0 | 0 | 0
PV | 0 | 0 | 0 | 0 | 0 | 0
PeakG | 0 | 0 | 0 | 0 | 0 | 0
PeakO | 0 | 0 | 0 | 0 | 0 | 0
ST | 0 | 0 | 0 | 0 | 0 | 0
STOG | 0 | 0 | 0 | 0 | 0 | 0
STWD | 0 | 0 | 0 | 0 | 0 | 0
WT | 0 | 0 | 0 | 0 | 0 | 0
IGCC | 0 | 0 | 0 | 0 | 0 | 0
DemandResponse | 0 | 0 | 0 | 0 | 0 | 0
IGCC-CCS | 0 | 0 | 0 | 0 | 0 | 0
WT_off | 0 | 0 | 0 | 0 | 0 | 0
PseudoUnit | 0 | 0 | 0 | 0 | 0 | 0
FixedInterchange | 0 | 0 | 0 | 0 | 0 | 0
Retrofit VOM Costs by Reporting Type: HQ_IESO
ReportingType | 2015 | 2020 | 2025 | 2030 | 2035 | 2040
BM | 0 | 0 | 0 | 0 | 0 | 0
CC | 0 | 0 | 0 | 0 | 0 | 0
CSP | 0 | 0 | 0 | 0 | 0 | 0
CT | 0 | 0 | 0 | 0 | 0 | 0
Coal | 0 | 0 | 0 | 0 | 0 | 0
Geo | 0 | 0 | 0 | 0 | 0 | 0
H | 0 | 0 | 0 | 0 | 0 | 0
LFG | 0 | 0 | 0 | 0 | 0 | 0
Nuc | 0 | 0 | 0 | 0 | 0 | 0
PS | 0 | 0 | 0 | 0 | 0 | 0
PV | 0 | 0 | 0 | 0 | 0 | 0
PeakG | 0 | 0 | 0 | 0 | 0 | 0
PeakO | 0 | 0 | 0 | 0 | 0 | 0
ST | 0 | 0 | 0 | 0 | 0 | 0
STOG | 0 | 0 | 0 | 0 | 0 | 0
STWD | 0 | 0 | 0 | 0 | 0 | 0
WT | 0 | 0 | 0 | 0 | 0 | 0
IGCC | 0 | 0 | 0 | 0 | 0 | 0
DemandResponse | 0 | 0 | 0 | 0 | 0 | 0
IGCC-CCS | 0 | 0 | 0 | 0 | 0 | 0
WT_off | 0 | 0 | 0 | 0 | 0 | 0
PseudoUnit | 0 | 0 | 0 | 0 | 0 | 0
FixedInterchange | 0 | 0 | 0 | 0 | 0 | 0
Retrofit VOM Costs by Reporting Type: HQ_NEISO
ReportingType | 2015 | 2020 | 2025 | 2030 | 2035 | 2040
BM | 0 | 0 | 0 | 0 | 0 | 0
CC | 0 | 0 | 0 | 0 | 0 | 0
CSP | 0 | 0 | 0 | 0 | 0 | 0
CT | 0 | 0 | 0 | 0 | 0 | 0
Coal | 0 | 0 | 0 | 0 | 0 | 0
Geo | 0 | 0 | 0 | 0 | 0 | 0
H | 0 | 0 | 0 | 0 | 0 | 0
LFG | 0 | 0 | 0 | 0 | 0 | 0
Nuc | 0 | 0 | 0 | 0 | 0 | 0
PS | 0 | 0 | 0 | 0 | 0 | 0
PV | 0 | 0 | 0 | 0 | 0 | 0
PeakG | 0 | 0 | 0 | 0 | 0 | 0
PeakO | 0 | 0 | 0 | 0 | 0 | 0
ST | 0 | 0 | 0 | 0 | 0 | 0
STOG | 0 | 0 | 0 | 0 | 0 | 0
STWD | 0 | 0 | 0 | 0 | 0 | 0
WT | 0 | 0 | 0 | 0 | 0 | 0
IGCC | 0 | 0 | 0 | 0 | 0 | 0
DemandResponse | 0 | 0 | 0 | 0 | 0 | 0
IGCC-CCS | 0 | 0 | 0 | 0 | 0 | 0
WT_off | 0 | 0 | 0 | 0 | 0 | 0
PseudoUnit | 0 | 0 | 0 | 0 | 0 | 0
FixedInterchange | 0 | 0 | 0 | 0 | 0 | 0
Retrofit VOM Costs by Reporting Type: HQ_NY
ReportingType | 2015 | 2020 | 2025 | 2030 | 2035 | 2040
BM | 0 | 0 | 0 | 0 | 0 | 0
CC | 0 | 0 | 0 | 0 | 0 | 0
CSP | 0 | 0 | 0 | 0 | 0 | 0
CT | 0 | 0 | 0 | 0 | 0 | 0
Coal | 0 | 0 | 0 | 0 | 0 | 0
Geo | 0 | 0 | 0 | 0 | 0 | 0
H | 0 | 0 | 0 | 0 | 0 | 0
LFG | 0 | 0 | 0 | 0 | 0 | 0
Nuc | 0 | 0 | 0 | 0 | 0 | 0
PS | 0 | 0 | 0 | 0 | 0 | 0
PV | 0 | 0 | 0 | 0 | 0 | 0
PeakG | 0 | 0 | 0 | 0 | 0 | 0
PeakO | 0 | 0 | 0 | 0 | 0 | 0
ST | 0 | 0 | 0 | 0 | 0 | 0
STOG | 0 | 0 | 0 | 0 | 0 | 0
STWD | 0 | 0 | 0 | 0 | 0 | 0
WT | 0 | 0 | 0 | 0 | 0 | 0
IGCC | 0 | 0 | 0 | 0 | 0 | 0
DemandResponse | 0 | 0 | 0 | 0 | 0 | 0
IGCC-CCS | 0 | 0 | 0 | 0 | 0 | 0
WT_off | 0 | 0 | 0 | 0 | 0 | 0
PseudoUnit | 0 | 0 | 0 | 0 | 0 | 0
FixedInterchange | 0 | 0 | 0 | 0 | 0 | 0
Retrofit VOM Costs by Reporting Type: MARITIMES
ReportingType | 2015 | 2020 | 2025 | 2030 | 2035 | 2040
BM | 0 | 0 | 0 | 0 | 0 | 0
CC | 0 | 0 | 0 | 0 | 0 | 0
CSP | 0 | 0 | 0 | 0 | 0 | 0
CT | 0 | 0 | 0 | 0 | 0 | 0
Coal | 0 | 0 | 0 | 0 | 0 | 0
Geo | 0 | 0 | 0 | 0 | 0 | 0
H | 0 | 0 | 0 | 0 | 0 | 0
LFG | 0 | 0 | 0 | 0 | 0 | 0
Nuc | 0 | 0 | 0 | 0 | 0 | 0
PS | 0 | 0 | 0 | 0 | 0 | 0
PV | 0 | 0 | 0 | 0 | 0 | 0
PeakG | 0 | 0 | 0 | 0 | 0 | 0
PeakO | 0 | 0 | 0 | 0 | 0 | 0
ST | 0 | 0 | 0 | 0 | 0 | 0
STOG | 0 | 0 | 0 | 0 | 0 | 0
STWD | 0 | 0 | 0 | 0 | 0 | 0
WT | 0 | 0 | 0 | 0 | 0 | 0
IGCC | 0 | 0 | 0 | 0 | 0 | 0
DemandResponse | 0 | 0 | 0 | 0 | 0 | 0
IGCC-CCS | 0 | 0 | 0 | 0 | 0 | 0
WT_off | 0 | 0 | 0 | 0 | 0 | 0
PseudoUnit | 0 | 0 | 0 | 0 | 0 | 0
FixedInterchange | 0 | 0 | 0 | 0 | 0 | 0
retrofit VOM Costs by Reporting Type: All
ReportingType | 2015 | 2020 | 2025 | 2030 | 2035 | 2040
BM | 0 | 0 | 0 | 0 | 0 | 0
CC | 0 | 0 | 0 | 0 | 0 | 0
CSP | 0 | 0 | 0 | 0 | 0 | 0
CT | 0 | 0 | 0 | 0 | 0 | 0
Coal | 2803.23 | 1723.69 | 184.4 | 187.57 | 200.68 | 190.89
Geo | 0 | 0 | 0 | 0 | 0 | 0
H | 0 | 0 | 0 | 0 | 0 | 0
LFG | 0 | 0 | 0 | 0 | 0 | 0
Nuc | 0 | 0 | 0 | 0 | 0 | 0
PS | 0 | 0 | 0 | 0 | 0 | 0
PV | 0 | 0 | 0 | 0 | 0 | 0
PeakG | 0 | 0 | 0 | 0 | 0 | 0
PeakO | 0 | 0 | 0 | 0 | 0 | 0
ST | 0 | 0 | 0 | 0 | 0 | 0
STOG | 0 | 0 | 0 | 0 | 0 | 0
STWD | 0 | 0 | 0 | 0 | 0 | 0
WT | 0 | 0 | 0 | 0 | 0 | 0
IGCC | 0 | 0 | 0 | 0 | 0 | 0
DemandResponse | 0 | 0 | 0 | 0 | 0 | 0
IGCC-CCS | 0 | 0 | 0 | 0 | 0 | 0
WT_off | 0 | 0 | 0 | 0 | 0 | 0
PseudoUnit | 0 | 0 | 0 | 0 | 0 | 0
FixedInterchange | 0 | 0 | 0 | 0 | 0 | 0
retrofit VOM Costs by Reporting Type: EI_US
ReportingType | 2015 | 2020 | 2025 | 2030 | 2035 | 2040
BM | 0 | 0 | 0 | 0 | 0 | 0
CC | 0 | 0 | 0 | 0 | 0 | 0
CSP | 0 | 0 | 0 | 0 | 0 | 0
CT | 0 | 0 | 0 | 0 | 0 | 0
Coal | 1952.97 | 1069.3 | 117.62 | 130.11 | 143.22 | 148.78
Geo | 0 | 0 | 0 | 0 | 0 | 0
H | 0 | 0 | 0 | 0 | 0 | 0
LFG | 0 | 0 | 0 | 0 | 0 | 0
Nuc | 0 | 0 | 0 | 0 | 0 | 0
PS | 0 | 0 | 0 | 0 | 0 | 0
PV | 0 | 0 | 0 | 0 | 0 | 0
PeakG | 0 | 0 | 0 | 0 | 0 | 0
PeakO | 0 | 0 | 0 | 0 | 0 | 0
ST | 0 | 0 | 0 | 0 | 0 | 0
STOG | 0 | 0 | 0 | 0 | 0 | 0
STWD | 0 | 0 | 0 | 0 | 0 | 0
WT | 0 | 0 | 0 | 0 | 0 | 0
IGCC | 0 | 0 | 0 | 0 | 0 | 0
DemandResponse | 0 | 0 | 0 | 0 | 0 | 0
IGCC-CCS | 0 | 0 | 0 | 0 | 0 | 0
WT_off | 0 | 0 | 0 | 0 | 0 | 0
PseudoUnit | 0 | 0 | 0 | 0 | 0 | 0
FixedInterchange | 0 | 0 | 0 | 0 | 0 | 0
retrofit VOM Costs by Reporting Type: EI_Canada
ReportingType | 2015 | 2020 | 2025 | 2030 | 2035 | 2040
BM | 0 | 0 | 0 | 0 | 0 | 0
CC | 0 | 0 | 0 | 0 | 0 | 0
CSP | 0 | 0 | 0 | 0 | 0 | 0
CT | 0 | 0 | 0 | 0 | 0 | 0
Coal | 0 | 0 | 0 | 0 | 0 | 0
Geo | 0 | 0 | 0 | 0 | 0 | 0
H | 0 | 0 | 0 | 0 | 0 | 0
LFG | 0 | 0 | 0 | 0 | 0 | 0
Nuc | 0 | 0 | 0 | 0 | 0 | 0
PS | 0 | 0 | 0 | 0 | 0 | 0
PV | 0 | 0 | 0 | 0 | 0 | 0
PeakG | 0 | 0 | 0 | 0 | 0 | 0
PeakO | 0 | 0 | 0 | 0 | 0 | 0
ST | 0 | 0 | 0 | 0 | 0 | 0
STOG | 0 | 0 | 0 | 0 | 0 | 0
STWD | 0 | 0 | 0 | 0 | 0 | 0
WT | 0 | 0 | 0 | 0 | 0 | 0
IGCC | 0 | 0 | 0 | 0 | 0 | 0
DemandResponse | 0 | 0 | 0 | 0 | 0 | 0
IGCC-CCS | 0 | 0 | 0 | 0 | 0 | 0
WT_off | 0 | 0 | 0 | 0 | 0 | 0
PseudoUnit | 0 | 0 | 0 | 0 | 0 | 0
FixedInterchange | 0 | 0 | 0 | 0 | 0 | 0
retrofit VOM Costs by Reporting Type: EI
ReportingType | 2015 | 2020 | 2025 | 2030 | 2035 | 2040
BM | 0 | 0 | 0 | 0 | 0 | 0
CC | 0 | 0 | 0 | 0 | 0 | 0
CSP | 0 | 0 | 0 | 0 | 0 | 0
CT | 0 | 0 | 0 | 0 | 0 | 0
Coal | 1952.97 | 1069.3 | 117.62 | 130.11 | 143.22 | 148.78
Geo | 0 | 0 | 0 | 0 | 0 | 0
H | 0 | 0 | 0 | 0 | 0 | 0
LFG | 0 | 0 | 0 | 0 | 0 | 0
Nuc | 0 | 0 | 0 | 0 | 0 | 0
PS | 0 | 0 | 0 | 0 | 0 | 0
PV | 0 | 0 | 0 | 0 | 0 | 0
PeakG | 0 | 0 | 0 | 0 | 0 | 0
PeakO | 0 | 0 | 0 | 0 | 0 | 0
ST | 0 | 0 | 0 | 0 | 0 | 0
STOG | 0 | 0 | 0 | 0 | 0 | 0
STWD | 0 | 0 | 0 | 0 | 0 | 0
WT | 0 | 0 | 0 | 0 | 0 | 0
IGCC | 0 | 0 | 0 | 0 | 0 | 0
DemandResponse | 0 | 0 | 0 | 0 | 0 | 0
IGCC-CCS | 0 | 0 | 0 | 0 | 0 | 0
WT_off | 0 | 0 | 0 | 0 | 0 | 0
PseudoUnit | 0 | 0 | 0 | 0 | 0 | 0
FixedInterchange | 0 | 0 | 0 | 0 | 0 | 0
retrofit VOM Costs by Reporting Type: Outside_EI
ReportingType | 2015 | 2020 | 2025 | 2030 | 2035 | 2040
BM | 0 | 0 | 0 | 0 | 0 | 0
CC | 0 | 0 | 0 | 0 | 0 | 0
CSP | 0 | 0 | 0 | 0 | 0 | 0
CT | 0 | 0 | 0 | 0 | 0 | 0
Coal | 850.26 | 654.39 | 66.79 | 57.46 | 57.46 | 42.12
Geo | 0 | 0 | 0 | 0 | 0 | 0
H | 0 | 0 | 0 | 0 | 0 | 0
LFG | 0 | 0 | 0 | 0 | 0 | 0
Nuc | 0 | 0 | 0 | 0 | 0 | 0
PS | 0 | 0 | 0 | 0 | 0 | 0
PV | 0 | 0 | 0 | 0 | 0 | 0
PeakG | 0 | 0 | 0 | 0 | 0 | 0
PeakO | 0 | 0 | 0 | 0 | 0 | 0
ST | 0 | 0 | 0 | 0 | 0 | 0
STOG | 0 | 0 | 0 | 0 | 0 | 0
STWD | 0 | 0 | 0 | 0 | 0 | 0
WT | 0 | 0 | 0 | 0 | 0 | 0
IGCC | 0 | 0 | 0 | 0 | 0 | 0
DemandResponse | 0 | 0 | 0 | 0 | 0 | 0
IGCC-CCS | 0 | 0 | 0 | 0 | 0 | 0
WT_off | 0 | 0 | 0 | 0 | 0 | 0
PseudoUnit | 0 | 0 | 0 | 0 | 0 | 0
FixedInterchange | 0 | 0 | 0 | 0 | 0 | 0
#10 | 0.01: Base FOM Costs ($million)
Base FOM Costs by Reporting Type: Entergy
ReportingType | 2015 | 2020 | 2025 | 2030 | 2035 | 2040
BM | 0 | 0 | 0 | 0 | 0 | 219.79
CC | 416.47 | 551.44 | 448.36 | 468.61 | 533.5 | 468.88
CSP | 0 | 0 | 0 | 0 | 0 | 0
CT | 0 | 0 | 0 | 0 | 0 | 0
Coal | 501.29 | 192.89 | 21.37 | 21.37 | 21.37 | 21.37
Geo | 0 | 0 | 0 | 0 | 0 | 0
H | 10.6 | 10.6 | 10.6 | 26.39 | 26.39 | 26.39
LFG | 0.97 | 0.97 | 13.89 | 13.89 | 13.89 | 13.89
Nuc | 789.41 | 804.93 | 789.41 | 789.41 | 666.82 | 1125.48
PS | 1.4 | 1.4 | 1.4 | 1.4 | 1.4 | 1.4
PV | 0 | 0.97 | 1.42 | 1.42 | 1.42 | 1.42
PeakG | 47.54 | 69.98 | 49.29 | 12.75 | 10.13 | 0
PeakO | 4.42 | 5.87 | 2.68 | 0 | 0 | 0
ST | 0 | 0 | 0 | 0 | 0 | 0
STOG | 97.97 | 115.92 | 0 | 0 | 0 | 0
STWD | 6.6 | 8.26 | 6.73 | 6.73 | 6.73 | 6.73
WT | 3.66 | 3.66 | 6.47 | 71.04 | 71.04 | 71.04
IGCC | 0 | 0 | 0 | 0 | 0 | 0
DemandResponse | 0 | 0 | 0 | 0 | 0 | 0
IGCC-CCS | 0 | 0 | 0 | 0 | 0 | 0
WT_off | 0 | 0 | 0 | 0 | 0 | 0
PseudoUnit | 0 | 0 | 0 | 0 | 0 | 0
FixedInterchange | 0 | 0 | 0 | 0 | 0 | 0
Base FOM Costs by Reporting Type: FRCC
ReportingType | 2015 | 2020 | 2025 | 2030 | 2035 | 2040
BM | 0 | 0 | 0 | 0 | 201.2 | 201.2
CC | 805.59 | 981.03 | 819.31 | 508.68 | 437.13 | 431.2
CSP | 0 | 0 | 0 | 0 | 0 | 0
CT | 16.6 | 16.6 | 16.6 | 16.6 | 0 | 0
Coal | 139.37 | 37.18 | 0 | 0 | 0 | 0
Geo | 0 | 0 | 0 | 0 | 0 | 0
H | 0.78 | 0.78 | 0.78 | 0.78 | 0.78 | 0.78
LFG | 58.63 | 58.63 | 82.46 | 82.46 | 82.46 | 82.46
Nuc | 601.49 | 635.55 | 739.03 | 2160.51 | 2764.18 | 2615.67
PS | 0 | 0 | 0 | 0 | 0 | 0
PV | 0.75 | 0.75 | 0.75 | 0.75 | 0.75 | 0.75
PeakG | 149.81 | 196.56 | 67.62 | 0 | 0 | 0
PeakO | 46.79 | 0 | 0 | 0 | 0 | 0
ST | 0 | 0 | 0 | 0 | 0 | 0
STOG | 0 | 0 | 0 | 0 | 0 | 0
STWD | 6.25 | 7.82 | 6.37 | 6.37 | 6.37 | 6.37
WT | 0 | 0 | 0 | 0 | 0 | 0
IGCC | 0 | 0 | 0 | 0 | 0 | 0
DemandResponse | 0 | 0 | 0 | 0 | 0 | 0
IGCC-CCS | 0 | 0 | 0 | 0 | 0 | 0
WT_off | 0 | 0 | 0 | 0 | 0 | 0
PseudoUnit | 0 | 0 | 0 | 0 | 0 | 0
FixedInterchange | 0 | 0 | 0 | 0 | 0 | 0
Base FOM Costs by Reporting Type: MAPP_US
ReportingType | 2015 | 2020 | 2025 | 2030 | 2035 | 2040
BM | 0 | 0 | 0 | 0 | 0 | 0
CC | 8.58 | 10.9 | 8.79 | 8.81 | 9.52 | 10.72
CSP | 0 | 0 | 0 | 0 | 0 | 0
CT | 2.06 | 2.06 | 2.06 | 2.06 | 2.06 | 2.06
Coal | 133.46 | 65.01 | 28.8 | 16.45 | 8.55 | 0.6
Geo | 3.95 | 3.95 | 3.95 | 3.95 | 3.95 | 3.95
H | 31.14 | 31.14 | 31.14 | 31.14 | 31.14 | 31.14
LFG | 0.24 | 0.24 | 0.24 | 8.86 | 8.86 | 8.86
Nuc | 0.01 | 0.01 | 0.01 | 0.01 | 0.01 | 0.01
PS | 0 | 0 | 0 | 0 | 0 | 0
PV | 0 | 0 | 0 | 0 | 0 | 0
PeakG | 12.29 | 19.13 | 14.16 | 16.07 | 17.04 | 17.04
PeakO | 9.49 | 12.94 | 10.37 | 10.37 | 10.37 | 10.37
ST | 0 | 0 | 0 | 0 | 0 | 0
STOG | 0 | 0 | 0 | 0 | 0 | 0
STWD | 0 | 0 | 0 | 0 | 0 | 0
WT | 55.22 | 171.02 | 171.02 | 171.02 | 171.02 | 171.02
IGCC | 0 | 0 | 0 | 0 | 0 | 0
DemandResponse | 0 | 0 | 0 | 0 | 0 | 0
IGCC-CCS | 0 | 0 | 0 | 0 | 0 | 0
WT_off | 0 | 0 | 0 | 0 | 0 | 0
PseudoUnit | 0 | 0 | 0 | 0 | 0 | 0
FixedInterchange | 0 | 0 | 0 | 0 | 0 | 0
Base FOM Costs by Reporting Type: MISO_IN
ReportingType | 2015 | 2020 | 2025 | 2030 | 2035 | 2040
BM | 0 | 0 | 0 | 0 | 0 | 0
CC | 119.37 | 199.52 | 189.16 | 192.67 | 198.64 | 198.64
CSP | 0 | 0 | 0 | 0 | 0 | 0
CT | 0 | 0 | 0 | 0 | 0 | 0
Coal | 645.97 | 539.13 | 12.18 | 12.18 | 13.51 | 19.54
Geo | 0 | 0 | 0 | 0 | 0 | 0
H | 1.07 | 1.07 | 1.07 | 1.07 | 1.07 | 1.07
LFG | 4.46 | 4.46 | 14.11 | 14.11 | 14.11 | 14.11
Nuc | 0.01 | 0.01 | 0.01 | 0.01 | 0.01 | 0.01
PS | 0 | 0 | 0 | 0 | 0 | 0
PV | 0 | 3.63 | 5.61 | 5.61 | 5.61 | 5.61
PeakG | 52.35 | 76.94 | 54.27 | 73.39 | 73.39 | 67.67
PeakO | 10.59 | 13.5 | 10.82 | 5.33 | 4.73 | 0
ST | 0 | 0 | 0 | 0 | 0 | 0
STOG | 12.26 | 14.51 | 0 | 0 | 0 | 0
STWD | 0 | 0 | 0 | 0 | 0 | 0
WT | 18.31 | 18.31 | 889.9 | 889.9 | 889.9 | 889.9
IGCC | 30.22 | 30.22 | 30.22 | 30.22 | 30.22 | 30.22
DemandResponse | 0 | 0 | 0 | 0 | 0 | 0
IGCC-CCS | 0 | 0 | 0 | 0 | 0 | 0
WT_off | 0 | 0 | 0 | 0 | 0 | 0
PseudoUnit | 0 | 0 | 0 | 0 | 0 | 0
FixedInterchange | 0 | 0 | 0 | 0 | 0 | 0
Base FOM Costs by Reporting Type: MISO_MI
ReportingType | 2015 | 2020 | 2025 | 2030 | 2035 | 2040
BM | 0 | 0 | 0 | 0 | 0 | 0
CC | 128.88 | 172.17 | 142.32 | 148.71 | 160.93 | 160.11
CSP | 0 | 0 | 0 | 0 | 0 | 0
CT | 0 | 0 | 0 | 0 | 0 | 0
Coal | 311.31 | 0 | 0 | 0 | 0 | 0
Geo | 0 | 0 | 0 | 0 | 0 | 0
H | 2.01 | 2.01 | 2.01 | 2.01 | 2.01 | 2.01
LFG | 19.67 | 19.67 | 38.95 | 38.95 | 38.95 | 38.95
Nuc | 275.03 | 275.03 | 275.03 | 275.03 | 165.61 | 610.06
PS | 44.44 | 44.44 | 44.44 | 44.44 | 44.44 | 44.44
PV | 0 | 0 | 0 | 0 | 0 | 0
PeakG | 61.2 | 89.88 | 71.67 | 85.63 | 85.63 | 78.54
PeakO | 15.67 | 19.97 | 16.01 | 7.9 | 6.89 | 0
ST | 0 | 0 | 0 | 0 | 0 | 0
STOG | 125.33 | 148.3 | 0 | 0 | 0 | 0
STWD | 5.22 | 6.54 | 5.33 | 5.33 | 5.33 | 5.33
WT | 61.65 | 77.1 | 78.5 | 78.5 | 78.5 | 78.5
IGCC | 0 | 0 | 0 | 0 | 0 | 0
DemandResponse | 0 | 0 | 0 | 0 | 0 | 0
IGCC-CCS | 0 | 0 | 0 | 0 | 0 | 0
WT_off | 0 | 0 | 0 | 0 | 0 | 0
PseudoUnit | 0 | 0 | 0 | 0 | 0 | 0
FixedInterchange | 0 | 0 | 0 | 0 | 0 | 0
Base FOM Costs by Reporting Type: MISO_MO-IL
ReportingType | 2015 | 2020 | 2025 | 2030 | 2035 | 2040
BM | 0 | 0 | 0 | 0 | 0 | 0
CC | 31.4 | 39.92 | 32.06 | 35.22 | 39.25 | 39.25
CSP | 0 | 0 | 0 | 0 | 0 | 0
CT | 0 | 0 | 0 | 0 | 0 | 0
Coal | 721.1 | 254.25 | 63 | 63.42 | 63.42 | 65.69
Geo | 0 | 0 | 0 | 0 | 0 | 0
H | 5.01 | 9 | 9 | 9 | 9 | 9
LFG | 2.17 | 2.17 | 25.17 | 29.04 | 29.04 | 29.04
Nuc | 308.98 | 325.11 | 325.11 | 325.11 | 325.11 | 325.11
PS | 10.45 | 10.45 | 10.45 | 10.45 | 10.45 | 10.45
PV | 0 | 0 | 0 | 0 | 0 | 0
PeakG | 77.83 | 114.84 | 80.73 | 103.92 | 110.46 | 105.25
PeakO | 21.48 | 28.65 | 22.96 | 8.11 | 7.01 | 0
ST | 0 | 0 | 0 | 0 | 0 | 0
STOG | 26.02 | 30.78 | 0 | 0 | 0 | 0
STWD | 0 | 0 | 0 | 0 | 0 | 0
WT | 21.36 | 21.36 | 335.67 | 335.67 | 335.67 | 335.67
IGCC | 0 | 0 | 0 | 0 | 0 | 0
DemandResponse | 0 | 0 | 0 | 0 | 0 | 0
IGCC-CCS | 0 | 0 | 0 | 0 | 0 | 0
WT_off | 0 | 0 | 0 | 0 | 0 | 0
PseudoUnit | 0 | 0 | 0 | 0 | 0 | 0
FixedInterchange | 0 | 0 | 0 | 0 | 0 | 0
Base FOM Costs by Reporting Type: MISO_W
ReportingType | 2015 | 2020 | 2025 | 2030 | 2035 | 2040
BM | 0 | 0 | 0 | 0 | 0 | 0
CC | 90.43 | 114.8 | 92.68 | 92.28 | 109.07 | 109.92
CSP | 0 | 0 | 0 | 0 | 0 | 0
CT | 0 | 0 | 0 | 0 | 0 | 0
Coal | 664.58 | 387.77 | 38.14 | 39.2 | 42.57 | 48.3
Geo | 0 | 0 | 0 | 0 | 0 | 0
H | 7.08 | 7.08 | 7.08 | 7.08 | 7.08 | 7.08
LFG | 24.73 | 24.73 | 24.73 | 33.36 | 33.36 | 33.36
Nuc | 343.79 | 343.79 | 343.79 | 602.57 | 0.04 | 0.04
PS | 0 | 0 | 0 | 0 | 0 | 0
PV | 0 | 0 | 0 | 0 | 0 | 0
PeakG | 87.12 | 123.54 | 89.97 | 105.17 | 108.71 | 96.59
PeakO | 56.38 | 79.08 | 64.57 | 18.61 | 16.26 | 0
ST | 0 | 0 | 0 | 0 | 0 | 0
STOG | 7.56 | 8.94 | 0 | 0 | 0 | 0
STWD | 10.03 | 12.55 | 10.23 | 10.23 | 10.23 | 10.23
WT | 268.82 | 1715.26 | 2187.5 | 2187.5 | 2187.5 | 2187.5
IGCC | 0 | 0 | 0 | 0 | 0 | 0
DemandResponse | 0 | 0 | 0 | 0 | 0 | 0
IGCC-CCS | 0 | 0 | 0 | 0 | 0 | 0
WT_off | 0 | 0 | 0 | 0 | 0 | 0
PseudoUnit | 0 | 0 | 0 | 0 | 0 | 0
FixedInterchange | 0 | 0 | 0 | 0 | 0 | 0
Base FOM Costs by Reporting Type: MISO_WUMS
ReportingType | 2015 | 2020 | 2025 | 2030 | 2035 | 2040
BM | 0 | 0 | 0 | 0 | 44.45 | 44.45
CC | 149.17 | 171.11 | 150.89 | 150.89 | 165.58 | 169.39
CSP | 0 | 0 | 0 | 0 | 0 | 0
CT | 0 | 0 | 0 | 0 | 0 | 0
Coal | 235.74 | 110.31 | 80.28 | 82.21 | 83.6 | 94.06
Geo | 0 | 0 | 0 | 0 | 0 | 0
H | 4.79 | 4.8 | 4.8 | 4.8 | 4.8 | 4.8
LFG | 8.57 | 8.57 | 35.44 | 35.44 | 35.44 | 35.44
Nuc | 264.54 | 287.77 | 264.54 | 570.75 | 208.57 | 235.37
PS | 0 | 0 | 0 | 0 | 0 | 0
PV | 0 | 0 | 0 | 0 | 0 | 0
PeakG | 55.64 | 81.65 | 65.08 | 77.65 | 77.65 | 28.45
PeakO | 13.52 | 17.78 | 14.69 | 7.12 | 6.28 | 0
ST | 0 | 0 | 0 | 0 | 0 | 0
STOG | 13.21 | 15.63 | 0 | 0 | 0 | 0
STWD | 3.37 | 4.21 | 3.43 | 3.43 | 3.43 | 3.43
WT | 46.36 | 46.36 | 47.23 | 47.23 | 47.23 | 47.23
IGCC | 0 | 0 | 0 | 0 | 0 | 0
DemandResponse | 0 | 0 | 0 | 0 | 0 | 0
IGCC-CCS | 0 | 0 | 0 | 0 | 0 | 0
WT_off | 0 | 0 | 0 | 0 | 0 | 0
PseudoUnit | 0 | 0 | 0 | 0 | 0 | 0
FixedInterchange | 0 | 0 | 0 | 0 | 0 | 0
Base FOM Costs by Reporting Type: Nebraska
ReportingType | 2015 | 2020 | 2025 | 2030 | 2035 | 2040
BM | 0 | 0 | 0 | 0 | 0 | 0
CC | 10.62 | 13.51 | 10.85 | 10.85 | 12.75 | 13.28
CSP | 0 | 0 | 0 | 0 | 0 | 0
CT | 0 | 0 | 0 | 0 | 0 | 0
Coal | 257.61 | 38.62 | 38.62 | 40.06 | 40.06 | 47.82
Geo | 0 | 0 | 0 | 0 | 0 | 0
H | 2.38 | 2.38 | 2.38 | 2.38 | 2.38 | 2.38
LFG | 0.72 | 0.72 | 0.72 | 9.35 | 9.35 | 9.35
Nuc | 182.28 | 198.29 | 182.28 | 249.21 | 0.09 | 0.09
PS | 0 | 0 | 0 | 0 | 0 | 0
PV | 0 | 0 | 0 | 0 | 0 | 0
PeakG | 21.82 | 37.31 | 31.37 | 31.35 | 31.34 | 31.3
PeakO | 9.57 | 12.19 | 9.77 | 0 | 0 | 0
ST | 0 | 0 | 0 | 0 | 0 | 0
STOG | 0 | 0 | 0 | 0 | 0 | 0
STWD | 0 | 0 | 0 | 0 | 0 | 0
WT | 10.53 | 431.19 | 525.9 | 525.9 | 575.1 | 584.39
IGCC | 0 | 0 | 0 | 0 | 0 | 0
DemandResponse | 0 | 0 | 0 | 0 | 0 | 0
IGCC-CCS | 0 | 0 | 0 | 0 | 0 | 0
WT_off | 0 | 0 | 0 | 0 | 0 | 0
PseudoUnit | 0 | 0 | 0 | 0 | 0 | 0
FixedInterchange | 0 | 0 | 0 | 0 | 0 | 0
Base FOM Costs by Reporting Type: NEISO
ReportingType | 2015 | 2020 | 2025 | 2030 | 2035 | 2040
BM | 25.35 | 25.35 | 25.35 | 25.35 | 25.35 | 25.35
CC | 272.17 | 213.52 | 37.79 | 38.48 | 39.65 | 15.21
CSP | 0 | 0 | 0 | 0 | 0 | 0
CT | 2.24 | 2.24 | 2.24 | 2.17 | 0 | 0
Coal | 22.84 | 0 | 0 | 0 | 0 | 0
Geo | 0 | 0 | 0 | 0 | 0 | 0
H | 46.4 | 46.45 | 46.45 | 46.45 | 46.45 | 46.45
LFG | 70.11 | 70.11 | 70.11 | 78.5 | 78.5 | 78.5
Nuc | 676.28 | 735.67 | 676.28 | 676.28 | 488.61 | 932.14
PS | 39.74 | 39.74 | 39.74 | 39.74 | 39.74 | 39.74
PV | 0.03 | 4.7 | 4.7 | 4.7 | 4.7 | 4.7
PeakG | 19.94 | 29.61 | 20.7 | 20.77 | 26.72 | 26.72
PeakO | 0 | 0 | 0 | 0 | 0 | 0
ST | 0 | 0 | 0 | 0 | 0 | 0
STOG | 0 | 0 | 0 | 0 | 0 | 0
STWD | 19.55 | 24.46 | 19.93 | 19.93 | 19.93 | 19.93
WT | 13.44 | 67.74 | 155.17 | 155.17 | 231.27 | 246.26
IGCC | 0 | 0 | 0 | 0 | 0 | 0
DemandResponse | 0 | 0 | 0 | 0 | 0 | 0
IGCC-CCS | 0 | 0 | 0 | 0 | 0 | 0
WT_off | 24.96 | 24.96 | 24.96 | 24.96 | 24.96 | 24.96
PseudoUnit | 0 | 0 | 0 | 0 | 0 | 0
FixedInterchange | 0 | 0 | 0 | 0 | 0 | 0
Base FOM Costs by Reporting Type: NonRTO_Midwest
ReportingType | 2015 | 2020 | 2025 | 2030 | 2035 | 2040
BM | 0 | 0 | 0 | 0 | 21.33 | 21.33
CC | 30.72 | 46.9 | 46.9 | 46.9 | 46.9 | 16.18
CSP | 0 | 0 | 0 | 0 | 0 | 0
CT | 0 | 0 | 0 | 0 | 0 | 0
Coal | 509.55 | 267.32 | 155.39 | 69.77 | 70.61 | 77.11
Geo | 0 | 0 | 0 | 0 | 0 | 0
H | 2.04 | 12.66 | 12.66 | 12.66 | 12.66 | 12.66
LFG | 1.69 | 1.69 | 20.97 | 20.97 | 20.97 | 20.97
Nuc | 0.01 | 0.01 | 0.01 | 180.79 | 430.58 | 498.05
PS | 0 | 0 | 0 | 0 | 0 | 0
PV | 0 | 0 | 0 | 0 | 0 | 0
PeakG | 56.39 | 83.4 | 58.5 | 50.52 | 0 | 0
PeakO | 0.35 | 0.45 | 0.36 | 0 | 0 | 0
ST | 0 | 0 | 0 | 0 | 0 | 0
STOG | 0 | 0 | 0 | 0 | 0 | 0
STWD | 0 | 0 | 0 | 0 | 0 | 0
WT | 2.26 | 2.26 | 2.26 | 2.26 | 2.26 | 2.26
IGCC | 0 | 0 | 0 | 0 | 0 | 0
DemandResponse | 0 | 0 | 0 | 0 | 0 | 0
IGCC-CCS | 0 | 0 | 0 | 0 | 0 | 0
WT_off | 0 | 0 | 0 | 0 | 0 | 0
PseudoUnit | 0 | 0 | 0 | 0 | 0 | 0
FixedInterchange | 0 | 0 | 0 | 0 | 0 | 0
Base FOM Costs by Reporting Type: NYISO_A-F
ReportingType | 2015 | 2020 | 2025 | 2030 | 2035 | 2040
BM | 0 | 0 | 0 | 0 | 0 | 0
CC | 100.14 | 31.77 | 9.19 | 9.19 | 9.19 | 0
CSP | 0 | 0 | 0 | 0 | 0 | 0
CT | 0 | 0 | 0 | 0 | 0 | 0
Coal | 0 | 0 | 0 | 0 | 0 | 0
Geo | 0 | 0 | 0 | 0 | 0 | 0
H | 62.6 | 62.6 | 62.6 | 62.6 | 62.6 | 62.6
LFG | 20.8 | 20.8 | 20.8 | 28.97 | 28.97 | 28.97
Nuc | 489.92 | 509.2 | 489.92 | 399.48 | 552.03 | 578.17
PS | 33.52 | 33.52 | 33.52 | 33.52 | 33.52 | 33.52
PV | 0 | 0 | 0 | 0 | 0 | 0
PeakG | 3.78 | 5.06 | 0 | 0 | 0 | 0
PeakO | 0 | 0 | 0 | 0 | 0 | 0
ST | 0 | 0 | 0 | 0 | 0 | 0
STOG | 0 | 0 | 0 | 0 | 0 | 0
STWD | 2.76 | 3.45 | 2.81 | 2.81 | 2.81 | 2.81
WT | 113.42 | 127.96 | 133.35 | 266.08 | 422.6 | 422.6
IGCC | 0 | 0 | 0 | 0 | 0 | 0
DemandResponse | 0 | 0 | 0 | 0 | 0 | 0
IGCC-CCS | 0 | 0 | 0 | 0 | 0 | 0
WT_off | 0 | 0 | 0 | 0 | 0 | 0
PseudoUnit | 0 | 0 | 0 | 0 | 0 | 0
FixedInterchange | 0 | 0 | 0 | 0 | 0 | 0
Base FOM Costs by Reporting Type: NYISO_G-I
ReportingType | 2015 | 2020 | 2025 | 2030 | 2035 | 2040
BM | 0 | 0 | 0 | 0 | 0 | 0
CC | 34.33 | 43.65 | 35.09 | 35.19 | 42.92 | 42.92
CSP | 0 | 0 | 0 | 0 | 0 | 0
CT | 0 | 0 | 0 | 0 | 0 | 0
Coal | 0 | 0 | 0 | 0 | 0 | 0
Geo | 0 | 0 | 0 | 0 | 0 | 0
H | 0.46 | 0.46 | 0.46 | 0.46 | 0.46 | 0.46
LFG | 7.72 | 7.72 | 7.72 | 16.67 | 16.67 | 16.67
Nuc | 297.74 | 323.88 | 297.74 | 297.74 | 494.22 | 148.66
PS | 0 | 0 | 0 | 0 | 0 | 0
PV | 0 | 0 | 0 | 0 | 0 | 0
PeakG | 1.51 | 2.04 | 0.02 | 0.02 | 0.02 | 0.02
PeakO | 2.55 | 3.25 | 0 | 0 | 0 | 0
ST | 0 | 0 | 0 | 0 | 0 | 0
STOG | 0 | 0 | 0 | 0 | 0 | 0
STWD | 0 | 0 | 0 | 0 | 0 | 0
WT | 0 | 1.68 | 10.11 | 10.11 | 10.11 | 10.11
IGCC | 0 | 0 | 0 | 0 | 0 | 0
DemandResponse | 0 | 0 | 0 | 0 | 0 | 0
IGCC-CCS | 0 | 0 | 0 | 0 | 0 | 0
WT_off | 0 | 0 | 0 | 0 | 0 | 0
PseudoUnit | 0 | 0 | 0 | 0 | 0 | 0
FixedInterchange | 0 | 0 | 0 | 0 | 0 | 0
Base FOM Costs by Reporting Type: NYISO_J-K
ReportingType | 2015 | 2020 | 2025 | 2030 | 2035 | 2040
BM | 0 | 0 | 0 | 0 | 0 | 0
CC | 125.46 | 154.92 | 127.77 | 138.94 | 152.61 | 152.61
CSP | 0 | 0 | 0 | 0 | 0 | 0
CT | 0 | 0 | 0 | 0 | 0 | 0
Coal | 0 | 0 | 0 | 0 | 0 | 0
Geo | 0 | 0 | 0 | 0 | 0 | 0
H | 0 | 0 | 0 | 0 | 0 | 0
LFG | 14.96 | 14.96 | 14.96 | 23.9 | 23.9 | 23.9
Nuc | 0.01 | 0.01 | 0.01 | 0.01 | 0.01 | 0.01
PS | 0 | 0 | 0 | 0 | 0 | 0
PV | 0.53 | 0.53 | 0.53 | 0.53 | 0.53 | 0.53
PeakG | 54.7 | 77.08 | 56.45 | 62.35 | 66.78 | 66.78
PeakO | 61.69 | 79.16 | 63.78 | 65.02 | 65.02 | 47.78
ST | 0 | 0 | 0 | 0 | 0 | 0
STOG | 127.28 | 104.72 | 37.61 | 22.56 | 22.56 | 22.56
STWD | 0 | 0 | 0 | 0 | 0 | 0
WT | 0 | 0 | 4.77 | 9.26 | 9.26 | 9.26
IGCC | 0 | 0 | 0 | 0 | 0 | 0
DemandResponse | 0 | 0 | 0 | 0 | 0 | 0
IGCC-CCS | 0 | 0 | 0 | 0 | 0 | 0
WT_off | 0 | 0 | 0 | 0 | 0 | 13.08
PseudoUnit | 0 | 0 | 0 | 0 | 0 | 0
FixedInterchange | 0 | 0 | 0 | 0 | 0 | 0
Base FOM Costs by Reporting Type: PJM_E
ReportingType | 2015 | 2020 | 2025 | 2030 | 2035 | 2040
BM | 3.02 | 3.02 | 3.02 | 3.02 | 3.02 | 3.02
CC | 297.21 | 359.4 | 312.87 | 330.19 | 322.13 | 322.13
CSP | 0 | 0 | 0 | 0 | 0 | 0
CT | 0.18 | 0.18 | 0.18 | 0 | 0 | 0
Coal | 67.42 | 27.04 | 31.97 | 32.26 | 34.91 | 34.91
Geo | 0 | 0 | 0 | 0 | 0 | 0
H | 3.85 | 3.85 | 3.85 | 3.85 | 3.85 | 3.85
LFG | 56.83 | 72.83 | 72.83 | 72.83 | 72.83 | 72.83
Nuc | 1239 | 1184.31 | 1149.53 | 1149.53 | 825.73 | 1983.3
PS | 9.5 | 9.5 | 9.5 | 9.5 | 9.5 | 9.5
PV | 0.75 | 0.75 | 0.75 | 0.75 | 0.32 | 0.32
PeakG | 75.2 | 106.43 | 77.64 | 89.79 | 66.5 | 55.12
PeakO | 75.92 | 100.78 | 82.41 | 63.43 | 0 | 0
ST | 0 | 0 | 0 | 0 | 0 | 0
STOG | 115.25 | 136.37 | 0 | 0 | 0 | 0
STWD | 0 | 0 | 0 | 0 | 0 | 0
WT | 32.63 | 32.63 | 32.63 | 32.63 | 0.34 | 0.34
IGCC | 0 | 0 | 0 | 0 | 0 | 0
DemandResponse | 0 | 0 | 0 | 0 | 0 | 0
IGCC-CCS | 0 | 0 | 0 | 0 | 0 | 0
WT_off | 0 | 0 | 58.67 | 58.67 | 58.67 | 58.67
PseudoUnit | 0 | 0 | 0 | 0 | 0 | 0
FixedInterchange | 0 | 0 | 0 | 0 | 0 | 0
Base FOM Costs by Reporting Type: PJM_ROM
ReportingType | 2015 | 2020 | 2025 | 2030 | 2035 | 2040
BM | 1.81 | 1.81 | 1.81 | 1.81 | 123.71 | 123.71
CC | 142.43 | 174.53 | 145.82 | 151.1 | 172.02 | 172.02
CSP | 0 | 0 | 0 | 0 | 0 | 0
CT | 0.11 | 0.11 | 0.11 | 0.11 | 0 | 0
Coal | 219.9 | 28.36 | 0.96 | 0.96 | 0.96 | 0.96
Geo | 0 | 0 | 0 | 0 | 0 | 0
H | 19.83 | 29.48 | 29.48 | 29.48 | 29.48 | 29.48
LFG | 43.05 | 74.95 | 74.95 | 74.95 | 74.95 | 74.95
Nuc | 733.21 | 756.8 | 733.21 | 733.21 | 868.71 | 1818.84
PS | 35.92 | 35.92 | 35.92 | 35.92 | 35.92 | 35.92
PV | 0.06 | 21.77 | 33.46 | 34.82 | 34.82 | 34.82
PeakG | 30.83 | 44.67 | 41.32 | 41.32 | 41.32 | 33.32
PeakO | 45.95 | 58.57 | 46.94 | 38.5 | 0 | 0
ST | 0 | 0 | 0 | 0 | 0 | 0
STOG | 155.08 | 183.5 | 0 | 0 | 0 | 0
STWD | 2.24 | 2.81 | 2.29 | 2.29 | 2.29 | 2.29
WT | 38.48 | 59.54 | 59.54 | 59.54 | 59.54 | 59.54
IGCC | 0 | 0 | 0 | 0 | 0 | 0
DemandResponse | 0 | 0 | 0 | 0 | 0 | 0
IGCC-CCS | 0 | 0 | 0 | 0 | 0 | 0
WT_off | 0 | 0 | 0 | 0 | 0 | 0
PseudoUnit | 0 | 0 | 0 | 0 | 0 | 0
FixedInterchange | 0 | 0 | 0 | 0 | 0 | 0
Base FOM Costs by Reporting Type: PJM_ROR
ReportingType | 2015 | 2020 | 2025 | 2030 | 2035 | 2040
BM | 38.69 | 38.69 | 38.69 | 38.69 | 471.75 | 471.75
CC | 501.04 | 589.21 | 516.52 | 542.68 | 539.48 | 539.48
CSP | 0 | 0 | 0 | 0 | 0 | 0
CT | 0.19 | 0.19 | 0.19 | 0.19 | 0 | 0
Coal | 2484.6 | 956.06 | 206.92 | 211.37 | 214.72 | 244.84
Geo | 0 | 0 | 0 | 0 | 0 | 0
H | 26.17 | 33.33 | 33.33 | 33.33 | 33.33 | 33.33
LFG | 65.06 | 126.87 | 126.87 | 126.87 | 126.87 | 126.87
Nuc | 2917.4 | 3014.07 | 2917.4 | 2791.17 | 2954.32 | 5995.86
PS | 73.14 | 73.14 | 73.14 | 73.14 | 73.14 | 73.14
PV | 0.35 | 0.35 | 0.35 | 0.35 | 0.35 | 0.35
PeakG | 325.76 | 481.29 | 337.93 | 436.45 | 366.85 | 93.51
PeakO | 48.69 | 65.15 | 52.22 | 42.31 | 0 | 0
ST | 0 | 0 | 0 | 0 | 0 | 0
STOG | 93.25 | 110.34 | 86.39 | 0 | 0 | 0
STWD | 6.22 | 7.78 | 6.34 | 6.34 | 6.34 | 6.34
WT | 322.6 | 327.98 | 447.4 | 447.4 | 447.4 | 447.4
IGCC | 0 | 0 | 0 | 0 | 0 | 0
DemandResponse | 0 | 0 | 0 | 0 | 0 | 0
IGCC-CCS | 0 | 0 | 0 | 0 | 0 | 0
WT_off | 0 | 0 | 0 | 0 | 0 | 0
PseudoUnit | 0 | 0 | 0 | 0 | 0 | 0
FixedInterchange | 0 | 0 | 0 | 0 | 0 | 0
Base FOM Costs by Reporting Type: SOCO
ReportingType | 2015 | 2020 | 2025 | 2030 | 2035 | 2040
BM | 5.53 | 5.53 | 5.53 | 5.53 | 658.82 | 658.82
CC | 587.56 | 710.02 | 600.78 | 610.07 | 263.62 | 137.21
CSP | 0 | 0 | 0 | 0 | 0 | 0
CT | 0 | 0 | 0 | 0 | 0 | 0
Coal | 482.64 | 90.99 | 94.4 | 100.91 | 102.69 | 102.69
Geo | 0 | 0 | 0 | 0 | 0 | 0
H | 59.74 | 59.74 | 59.74 | 59.74 | 59.74 | 59.74
LFG | 4.46 | 4.46 | 17.39 | 17.39 | 17.39 | 17.39
Nuc | 850.41 | 1045.67 | 1045.67 | 1661.27 | 2038.34 | 3048.2
PS | 39.76 | 39.76 | 39.76 | 39.76 | 39.76 | 39.76
PV | 0 | 0 | 0 | 0 | 0 | 0
PeakG | 170.23 | 252.73 | 152.84 | 0 | 0 | 0
PeakO | 0 | 0 | 0 | 0 | 0 | 0
ST | 0 | 0 | 0 | 0 | 0 | 0
STOG | 0 | 0 | 0 | 0 | 0 | 0
STWD | 21.41 | 26.79 | 21.83 | 21.83 | 21.83 | 21.83
WT | 0 | 0 | 0 | 2.81 | 2.81 | 2.81
IGCC | 0 | 0 | 0 | 0 | 0 | 0
DemandResponse | 0 | 0 | 0 | 0 | 0 | 0
IGCC-CCS | 0 | 0 | 0 | 0 | 0 | 0
WT_off | 0 | 0 | 0 | 0 | 0 | 0
PseudoUnit | 0 | 0 | 0 | 0 | 0 | 0
FixedInterchange | 0 | 0 | 0 | 0 | 0 | 0
Base FOM Costs by Reporting Type: SPP_N
ReportingType | 2015 | 2020 | 2025 | 2030 | 2035 | 2040
BM | 0 | 0 | 0 | 0 | 0 | 0
CC | 41.13 | 52.29 | 42 | 46.53 | 51.42 | 51.42
CSP | 0 | 0 | 0 | 0 | 0 | 0
CT | 0 | 0 | 0 | 0 | 0 | 0
Coal | 548.33 | 183.05 | 13.8 | 13.8 | 13.8 | 13.8
Geo | 0 | 0 | 0 | 0 | 0 | 0
H | 0.3 | 0.3 | 0.3 | 0.3 | 0.3 | 0.3
LFG | 0.84 | 0.84 | 0.84 | 12.28 | 12.28 | 12.28
Nuc | 160.51 | 168.89 | 168.89 | 168.89 | 168.89 | 168.89
PS | 0 | 0 | 0 | 0 | 0 | 0
PV | 0 | 0 | 0 | 0 | 0 | 0
PeakG | 74.97 | 117.69 | 105.7 | 102.45 | 86.82 | 58
PeakO | 34.89 | 44.84 | 35.94 | 0 | 0 | 0
ST | 0 | 0 | 0 | 0 | 0 | 0
STOG | 37.81 | 44.74 | 0 | 0 | 0 | 0
STWD | 0 | 0 | 0 | 0 | 0 | 0
WT | 41.99 | 1094.65 | 1274.93 | 1503.29 | 1521.39 | 1557.57
IGCC | 0 | 0 | 0 | 0 | 0 | 0
DemandResponse | 0 | 0 | 0 | 0 | 0 | 0
IGCC-CCS | 0 | 0 | 0 | 0 | 0 | 0
WT_off | 0 | 0 | 0 | 0 | 0 | 0
PseudoUnit | 0 | 0 | 0 | 0 | 0 | 0
FixedInterchange | 0 | 0 | 0 | 0 | 0 | 0
Base FOM Costs by Reporting Type: SPP_S
ReportingType | 2015 | 2020 | 2025 | 2030 | 2035 | 2040
BM | 0 | 0 | 0 | 0 | 0 | 0
CC | 327.42 | 415.34 | 336.76 | 346.41 | 382.47 | 386.11
CSP | 0 | 0 | 0 | 0 | 0 | 0
CT | 2.76 | 4.77 | 4.77 | 4.77 | 2.01 | 0
Coal | 804.26 | 130.03 | 29.32 | 29.32 | 29.32 | 29.32
Geo | 0 | 0 | 0 | 0 | 0 | 0
H | 30.03 | 30.03 | 30.03 | 30.03 | 30.03 | 30.03
LFG | 2.29 | 2.29 | 2.29 | 13.72 | 13.72 | 13.72
Nuc | 0.01 | 0.01 | 0.01 | 0.01 | 0.01 | 0.01
PS | 10.59 | 10.59 | 10.59 | 10.59 | 10.59 | 10.59
PV | 0 | 0 | 0 | 0 | 0 | 0
PeakG | 60.2 | 87.93 | 62.37 | 76.34 | 81.9 | 79.91
PeakO | 3.36 | 4.54 | 3.63 | 0.09 | 0 | 0
ST | 0 | 0 | 0 | 0 | 0 | 0
STOG | 232.44 | 275.04 | 34.52 | 0 | 0 | 0
STWD | 2.69 | 3.37 | 2.75 | 2.75 | 2.75 | 2.75
WT | 90.68 | 1200.53 | 1310.91 | 1352.66 | 1473.03 | 1473.03
IGCC | 0 | 0 | 0 | 0 | 0 | 0
DemandResponse | 0 | 0 | 0 | 0 | 0 | 0
IGCC-CCS | 0 | 0 | 0 | 0 | 0 | 0
WT_off | 0 | 0 | 0 | 0 | 0 | 0
PseudoUnit | 0 | 0 | 0 | 0 | 0 | 0
FixedInterchange | 0 | 0 | 0 | 0 | 0 | 0
Base FOM Costs by Reporting Type: TVA
ReportingType | 2015 | 2020 | 2025 | 2030 | 2035 | 2040
BM | 0 | 0 | 0 | 0 | 35.98 | 35.98
CC | 196.64 | 232.58 | 199.45 | 205.31 | 101.39 | 41.8
CSP | 0 | 0 | 0 | 0 | 0 | 0
CT | 0 | 0 | 0 | 0 | 0 | 0
Coal | 488.72 | 305.57 | 0 | 0 | 0 | 0
Geo | 0 | 0 | 0 | 0 | 0 | 0
H | 72.8 | 72.8 | 73.19 | 73.19 | 73.19 | 73.19
LFG | 1.57 | 1.57 | 14.49 | 14.49 | 14.49 | 14.49
Nuc | 1153.81 | 1199.07 | 1153.81 | 1302.66 | 1409.33 | 2379.9
PS | 41.38 | 41.38 | 41.38 | 41.38 | 41.38 | 41.38
PV | 0 | 0 | 0 | 0 | 33.4 | 33.4
PeakG | 99.24 | 153.37 | 101.11 | 32.34 | 0 | 0
PeakO | 1.87 | 2.54 | 1.92 | 0 | 0 | 0
ST | 0 | 0 | 0 | 0 | 0 | 0
STOG | 0 | 0 | 0 | 0 | 0 | 0
STWD | 0.16 | 0.2 | 0.16 | 0.16 | 0.16 | 0.16
WT | 0.99 | 0.99 | 0.99 | 3.8 | 3.8 | 3.8
IGCC | 0 | 0 | 0 | 0 | 0 | 0
DemandResponse | 0 | 0 | 0 | 0 | 0 | 0
IGCC-CCS | 0 | 0 | 0 | 0 | 0 | 0
WT_off | 0 | 0 | 0 | 0 | 0 | 0
PseudoUnit | 0 | 0 | 0 | 0 | 0 | 0
FixedInterchange | 0 | 0 | 0 | 0 | 0 | 0
Base FOM Costs by Reporting Type: TVA_Transmission
ReportingType | 2015 | 2020 | 2025 | 2030 | 2035 | 2040
BM | 0 | 0 | 0 | 0 | 0 | 0
CC | 0 | 0 | 0 | 0 | 0 | 0
CSP | 0 | 0 | 0 | 0 | 0 | 0
CT | 0 | 0 | 0 | 0 | 0 | 0
Coal | 0 | 0 | 0 | 0 | 0 | 0
Geo | 0 | 0 | 0 | 0 | 0 | 0
H | 0 | 0 | 0 | 0 | 0 | 0
LFG | 0 | 0 | 0 | 0 | 0 | 0
Nuc | 0 | 0 | 0 | 0 | 0 | 0
PS | 0 | 0 | 0 | 0 | 0 | 0
PV | 0 | 0 | 0 | 0 | 0 | 0
PeakG | 0 | 0 | 0 | 0 | 0 | 0
PeakO | 0 | 0 | 0 | 0 | 0 | 0
ST | 0 | 0 | 0 | 0 | 0 | 0
STOG | 0 | 0 | 0 | 0 | 0 | 0
STWD | 0 | 0 | 0 | 0 | 0 | 0
WT | 0 | 0 | 0 | 0 | 0 | 0
IGCC | 0 | 0 | 0 | 0 | 0 | 0
DemandResponse | 0 | 0 | 0 | 0 | 0 | 0
IGCC-CCS | 0 | 0 | 0 | 0 | 0 | 0
WT_off | 0 | 0 | 0 | 0 | 0 | 0
PseudoUnit | 0 | 0 | 0 | 0 | 0 | 0
FixedInterchange | 0 | 0 | 0 | 0 | 0 | 0
Base FOM Costs by Reporting Type: VACAR
ReportingType | 2015 | 2020 | 2025 | 2030 | 2035 | 2040
BM | 0.09 | 0.09 | 0.09 | 0.09 | 702.15 | 702.15
CC | 261.75 | 291.17 | 258.13 | 266.79 | 176.77 | 36.2
CSP | 0 | 0 | 0 | 0 | 0 | 0
CT | 4.8 | 4.8 | 4.8 | 0.41 | 0 | 0
Coal | 664.59 | 140.55 | 87.58 | 89.35 | 93.03 | 102.67
Geo | 0 | 0 | 0 | 0 | 0 | 0
H | 30.23 | 30.23 | 30.23 | 30.23 | 30.23 | 30.23
LFG | 7.64 | 20.52 | 20.52 | 20.52 | 20.52 | 20.52
Nuc | 1664.13 | 1955.26 | 1870.92 | 2356.44 | 2001.27 | 4132.08
PS | 62.1 | 62.1 | 62.1 | 62.1 | 62.1 | 62.1
PV | 0.23 | 2.25 | 2.25 | 2.25 | 22.5 | 22.5
PeakG | 142.93 | 209.84 | 103.88 | 0 | 0 | 0
PeakO | 36.13 | 46.34 | 0 | 0 | 0 | 0
ST | 0 | 0 | 0 | 0 | 0 | 0
STOG | 4.04 | 0 | 0 | 0 | 0 | 0
STWD | 9.01 | 11.27 | 9.18 | 9.18 | 9.18 | 9.18
WT | 0.03 | 98.25 | 98.25 | 98.25 | 98.25 | 98.25
IGCC | 0 | 0 | 0 | 0 | 0 | 0
DemandResponse | 0 | 0 | 0 | 0 | 0 | 0
IGCC-CCS | 0 | 0 | 0 | 0 | 0 | 0
WT_off | 0.05 | 1.13 | 57.67 | 57.67 | 284.9 | 284.9
PseudoUnit | 0 | 0 | 0 | 0 | 0 | 0
FixedInterchange | 0 | 0 | 0 | 0 | 0 | 0
Base FOM Costs by Reporting Type: IESO
ReportingType | 2015 | 2020 | 2025 | 2030 | 2035 | 2040
BM | 32.8 | 32.8 | 32.8 | 32.8 | 32.8 | 32.8
CC | 18.17 | 18.17 | 18.17 | 18.17 | 18.17 | 18.17
CSP | 0 | 0 | 0 | 0 | 0 | 0
CT | 2.46 | 2.46 | 2.46 | 2.46 | 0 | 0
Coal | 0 | 0 | 0 | 0 | 0 | 0
Geo | 0 | 0 | 0 | 0 | 0 | 0
H | 123.83 | 123.83 | 123.83 | 123.83 | 123.83 | 127.39
LFG | 14.17 | 14.17 | 14.17 | 14.23 | 14.23 | 14.23
Nuc | 1895.33 | 1895.33 | 1895.33 | 1895.33 | 1745.37 | 2079.68
PS | 2.92 | 2.92 | 2.92 | 2.92 | 2.92 | 2.92
PV | 18.26 | 18.26 | 18.26 | 18.26 | 0.44 | 0.44
PeakG | 0 | 0 | 0 | 0 | 0 | 0
PeakO | 0 | 0 | 0 | 0 | 0 | 0
ST | 0 | 0 | 0 | 0 | 0 | 0
STOG | 0 | 0 | 0 | 0 | 0 | 0
STWD | 4.45 | 4.45 | 4.45 | 4.45 | 4.45 | 4.45
WT | 102.92 | 102.92 | 102.92 | 102.92 | 102.92 | 102.92
IGCC | 0 | 0 | 0 | 0 | 0 | 0
DemandResponse | 0 | 0 | 0 | 0 | 0 | 0
IGCC-CCS | 0 | 0 | 0 | 0 | 0 | 0
WT_off | 0 | 0 | 0 | 0 | 0 | 0
PseudoUnit | 0 | 0 | 0 | 0 | 0 | 0
FixedInterchange | 0 | 0 | 0 | 0 | 0 | 0
Base FOM Costs by Reporting Type: MAPP_CA
ReportingType | 2015 | 2020 | 2025 | 2030 | 2035 | 2040
BM | 0 | 0 | 0 | 0 | 0 | 0
CC | 25.51 | 25.51 | 3.81 | 3.81 | 3.81 | 0
CSP | 0 | 0 | 0 | 0 | 0 | 0
CT | 0 | 0 | 0 | 0 | 0 | 0
Coal | 66.3 | 0 | 0 | 0 | 0 | 0
Geo | 0 | 0 | 0 | 0 | 0 | 0
H | 92.24 | 102.13 | 123.42 | 138.35 | 144.22 | 144.22
LFG | 0 | 0 | 0 | 0 | 0 | 0
Nuc | 0.01 | 0.01 | 0.01 | 0.01 | 0.01 | 0.01
PS | 0 | 0 | 0 | 0 | 0 | 0
PV | 0 | 0 | 0 | 0 | 0 | 0
PeakG | 9.88 | 9.88 | 0 | 0 | 0 | 0
PeakO | 0.09 | 0.09 | 0 | 0 | 0 | 0
ST | 0 | 0 | 0 | 0 | 0 | 0
STOG | 5.54 | 0 | 0 | 0 | 0 | 0
STWD | 0 | 0 | 0 | 0 | 0 | 0
WT | 17.9 | 17.9 | 17.9 | 17.9 | 0 | 0
IGCC | 0 | 0 | 0 | 0 | 0 | 0
DemandResponse | 0 | 0 | 0 | 0 | 0 | 0
IGCC-CCS | 0 | 0 | 0 | 0 | 0 | 0
WT_off | 0 | 0 | 0 | 0 | 0 | 0
PseudoUnit | 0 | 0 | 0 | 0 | 0 | 0
FixedInterchange | 0 | 0 | 0 | 0 | 0 | 0
Base FOM Costs by Reporting Type: AZ_NM_SNV_Coal
ReportingType | 2015 | 2020 | 2025 | 2030 | 2035 | 2040
BM | 0 | 0 | 0 | 0 | 0 | 0
CC | 0 | 0 | 0 | 0 | 0 | 0
CSP | 0 | 0 | 0 | 0 | 0 | 0
CT | 0 | 0 | 0 | 0 | 0 | 0
Coal | 639.17 | 412.07 | 0 | 0 | 0 | 0
Geo | 0 | 0 | 0 | 0 | 0 | 0
H | 0 | 0 | 0 | 0 | 0 | 0
LFG | 0 | 0 | 0 | 0 | 0 | 0
Nuc | 0 | 0 | 0 | 0 | 0 | 0
PS | 0 | 0 | 0 | 0 | 0 | 0
PV | 0 | 0 | 0 | 0 | 0 | 0
PeakG | 0 | 0 | 0 | 0 | 0 | 0
PeakO | 0.34 | 0 | 0 | 0 | 0 | 0
ST | 0 | 0 | 0 | 0 | 0 | 0
STOG | 0 | 0 | 0 | 0 | 0 | 0
STWD | 0 | 0 | 0 | 0 | 0 | 0
WT | 0 | 0 | 0 | 0 | 0 | 0
IGCC | 0 | 0 | 0 | 0 | 0 | 0
DemandResponse | 0 | 0 | 0 | 0 | 0 | 0
IGCC-CCS | 0 | 0 | 0 | 0 | 0 | 0
WT_off | 0 | 0 | 0 | 0 | 0 | 0
PseudoUnit | 0 | 0 | 0 | 0 | 0 | 0
FixedInterchange | 0 | 0 | 0 | 0 | 0 | 0
Base FOM Costs by Reporting Type: AZ_NM_SNV_Gas
ReportingType | 2015 | 2020 | 2025 | 2030 | 2035 | 2040
BM | 0 | 0 | 0 | 0 | 0 | 0
CC | 388.64 | 491.51 | 396.69 | 336.28 | 201.57 | 14.36
CSP | 0 | 0 | 0 | 0 | 0 | 0
CT | 4.93 | 4.93 | 4.93 | 4.93 | 0 | 0
Coal | 0 | 0 | 0 | 0 | 0 | 0
Geo | 0 | 0 | 0 | 0 | 0 | 0
H | 0 | 0 | 0 | 0 | 0 | 0
LFG | 0 | 0 | 0 | 0 | 0 | 0
Nuc | 0 | 0 | 0 | 0 | 0 | 0
PS | 0 | 0 | 0 | 0 | 0 | 0
PV | 0 | 0 | 0 | 0 | 0 | 0
PeakG | 63.97 | 62.95 | 0 | 0 | 0 | 0
PeakO | 0 | 0 | 0 | 0 | 0 | 0
ST | 0 | 0 | 0 | 0 | 0 | 0
STOG | 0 | 0 | 0 | 0 | 0 | 0
STWD | 0 | 0 | 0 | 0 | 0 | 0
WT | 0 | 0 | 0 | 0 | 0 | 0
IGCC | 0 | 0 | 0 | 0 | 0 | 0
DemandResponse | 0 | 0 | 0 | 0 | 0 | 0
IGCC-CCS | 0 | 0 | 0 | 0 | 0 | 0
WT_off | 0 | 0 | 0 | 0 | 0 | 0
PseudoUnit | 0 | 0 | 0 | 0 | 0 | 0
FixedInterchange | 0 | 0 | 0 | 0 | 0 | 0
Base FOM Costs by Reporting Type: AZ_NM_SNV_NucRenew
ReportingType | 2015 | 2020 | 2025 | 2030 | 2035 | 2040
BM | 0 | 0 | 0 | 0 | 0 | 591.73
CC | 0 | 0 | 0 | 0 | 0 | 0
CSP | 0 | 0 | 0 | 0 | 0 | 0
CT | 0 | 0 | 0 | 0 | 0 | 0
Coal | 0 | 0 | 0 | 0 | 0 | 0
Geo | 0 | 0 | 122.18 | 122.18 | 122.18 | 122.18
H | 44.6 | 44.6 | 44.6 | 44.6 | 44.6 | 44.6
LFG | 0.84 | 0.84 | 8.14 | 8.14 | 8.14 | 8.14
Nuc | 484.16 | 564.17 | 564.17 | 876.98 | 1228.17 | 1228.17
PS | 5.13 | 5.13 | 5.13 | 5.13 | 5.13 | 5.13
PV | 2.38 | 2.38 | 2.38 | 2.38 | 2.38 | 2.38
PeakG | 0 | 0 | 0 | 0 | 0 | 0
PeakO | 0 | 0 | 0 | 0 | 0 | 0
ST | 17.92 | 42.46 | 55.33 | 64.95 | 73.55 | 82.78
STOG | 0 | 0 | 0 | 0 | 0 | 0
STWD | 0.83 | 1.04 | 0.85 | 0.85 | 0.85 | 0.85
WT | 17.57 | 320.14 | 320.14 | 320.14 | 320.14 | 320.14
IGCC | 0 | 0 | 0 | 0 | 0 | 0
DemandResponse | 0 | 0 | 0 | 0 | 0 | 0
IGCC-CCS | 0 | 0 | 0 | 0 | 0 | 0
WT_off | 0 | 0 | 0 | 0 | 0 | 0
PseudoUnit | 0 | 0 | 0 | 0 | 0 | 0
FixedInterchange | 0 | 0 | 0 | 0 | 0 | 0
Base FOM Costs by Reporting Type: ERCOT
ReportingType | 2015 | 2020 | 2025 | 2030 | 2035 | 2040
BM | 14.57 | 14.57 | 14.57 | 14.57 | 408.54 | 408.54
CC | 1069.66 | 1309.05 | 1119.35 | 1130.66 | 878.03 | 708.95
CSP | 0 | 0 | 0 | 0 | 0 | 0
CT | 1.67 | 1.67 | 1.67 | 1.67 | 0 | 0
Coal | 291.17 | 193.15 | 144.34 | 145.99 | 145.99 | 173.94
Geo | 0 | 0 | 0 | 0 | 0 | 0
H | 8.05 | 8.05 | 8.05 | 8.05 | 8.05 | 8.05
LFG | 9.05 | 9.05 | 51.64 | 51.64 | 51.64 | 51.64
Nuc | 574.09 | 734.71 | 741.22 | 875.86 | 1633.51 | 2139.62
PS | 0 | 0 | 0 | 0 | 0 | 0
PV | 0.25 | 0.25 | 0.25 | 0.25 | 0.01 | 0.01
PeakG | 80.63 | 119.03 | 114.62 | 77.97 | 0 | 0
PeakO | 1.29 | 1.86 | 0 | 0 | 0 | 0
ST | 0 | 0 | 0 | 0 | 0 | 0
STOG | 619.83 | 459.42 | 39.93 | 0 | 0 | 0
STWD | 0 | 0 | 0 | 0 | 0 | 0
WT | 315.42 | 444.78 | 831.41 | 831.41 | 831.41 | 867.79
IGCC | 0 | 0 | 0 | 0 | 0 | 0
DemandResponse | 0 | 0 | 0 | 0 | 0 | 0
IGCC-CCS | 0 | 0 | 0 | 0 | 0 | 0
WT_off | 0 | 0 | 0 | 0 | 0 | 0
PseudoUnit | 0 | 0 | 0 | 0 | 0 | 0
FixedInterchange | 0 | 0 | 0 | 0 | 0 | 0
Base FOM Costs by Reporting Type: NP15
ReportingType | 2015 | 2020 | 2025 | 2030 | 2035 | 2040
BM | 0 | 0 | 0 | 0 | 84.75 | 84.75
CC | 205.4 | 258.04 | 196.78 | 148.62 | 105.37 | 91.85
CSP | 0 | 0 | 0 | 0 | 0 | 0
CT | 1.42 | 1.42 | 1.42 | 1.42 | 0 | 0
Coal | 10.94 | 0 | 0 | 0 | 0 | 0
Geo | 100.8 | 151.36 | 151.36 | 151.36 | 151.36 | 151.36
H | 125.7 | 125.7 | 125.7 | 125.7 | 125.7 | 125.7
LFG | 10.26 | 55.79 | 78.24 | 78.24 | 78.24 | 78.24
Nuc | 302.44 | 364.27 | 334.86 | 334.86 | 455.62 | 465.28
PS | 53.58 | 53.58 | 53.58 | 53.58 | 53.58 | 53.58
PV | 0.89 | 0.89 | 0.89 | 0.89 | 0.89 | 0.89
PeakG | 56.04 | 82.34 | 51.78 | 52.66 | 14.21 | 14.21
PeakO | 10.26 | 13.08 | 0 | 0 | 0 | 0
ST | 1.86 | 1.86 | 1.86 | 6.4 | 6.4 | 6.4
STOG | 112.64 | 0 | 0 | 0 | 0 | 0
STWD | 14.17 | 17.73 | 14.44 | 14.44 | 14.44 | 14.44
WT | 40.21 | 64.52 | 132.82 | 287.63 | 287.63 | 287.63
IGCC | 0 | 0 | 0 | 0 | 0 | 0
DemandResponse | 0 | 0 | 0 | 0 | 0 | 0
IGCC-CCS | 0 | 0 | 0 | 0 | 0 | 0
WT_off | 0 | 0 | 0 | 0 | 0 | 0
PseudoUnit | 0 | 0 | 0 | 0 | 0 | 0
FixedInterchange | 0 | 0 | 0 | 0 | 0 | 0
Base FOM Costs by Reporting Type: NWPP_Coal
ReportingType | 2015 | 2020 | 2025 | 2030 | 2035 | 2040
BM | 0 | 0 | 0 | 0 | 0 | 0
CC | 0 | 0 | 0 | 0 | 0 | 0
CSP | 0 | 0 | 0 | 0 | 0 | 0
CT | 0 | 0 | 0 | 0 | 0 | 0
Coal | 470.73 | 382.06 | 11.72 | 12.11 | 12.58 | 14.69
Geo | 0 | 0 | 0 | 0 | 0 | 0
H | 0 | 0 | 0 | 0 | 0 | 0
LFG | 0 | 0 | 0 | 0 | 0 | 0
Nuc | 0 | 0 | 0 | 0 | 0 | 0
PS | 0 | 0 | 0 | 0 | 0 | 0
PV | 0 | 0 | 0 | 0 | 0 | 0
PeakG | 0 | 0 | 0 | 0 | 0 | 0
PeakO | 0 | 0 | 0 | 0 | 0 | 0
ST | 0 | 0 | 0 | 0 | 0 | 0
STOG | 0 | 0 | 0 | 0 | 0 | 0
STWD | 0 | 0 | 0 | 0 | 0 | 0
WT | 0 | 0 | 0 | 0 | 0 | 0
IGCC | 0 | 0 | 0 | 0 | 0 | 0
DemandResponse | 0 | 0 | 0 | 0 | 0 | 0
IGCC-CCS | 0 | 0 | 0 | 0 | 0 | 0
WT_off | 0 | 0 | 0 | 0 | 0 | 0
PseudoUnit | 0 | 0 | 0 | 0 | 0 | 0
FixedInterchange | 0 | 0 | 0 | 0 | 0 | 0
Base FOM Costs by Reporting Type: NWPP_Gas
ReportingType | 2015 | 2020 | 2025 | 2030 | 2035 | 2040
BM | 0 | 0 | 0 | 0 | 0 | 0
CC | 192.07 | 243.03 | 196.06 | 144.47 | 4.32 | 0
CSP | 0 | 0 | 0 | 0 | 0 | 0
CT | 1 | 1 | 1 | 1 | 0 | 0
Coal | 0 | 0 | 0 | 0 | 0 | 0
Geo | 0 | 0 | 0 | 0 | 0 | 0
H | 0 | 0 | 0 | 0 | 0 | 0
LFG | 0 | 0 | 0 | 0 | 0 | 0
Nuc | 0 | 0 | 0 | 0 | 0 | 0
PS | 0 | 0 | 0 | 0 | 0 | 0
PV | 0 | 0 | 0 | 0 | 0 | 0
PeakG | 0 | 0 | 0 | 0 | 0 | 0
PeakO | 0 | 0 | 0 | 0 | 0 | 0
ST | 0 | 0 | 0 | 0 | 0 | 0
STOG | 0 | 0 | 0 | 0 | 0 | 0
STWD | 0 | 0 | 0 | 0 | 0 | 0
WT | 0 | 0 | 0 | 0 | 0 | 0
IGCC | 0 | 0 | 0 | 0 | 0 | 0
DemandResponse | 0 | 0 | 0 | 0 | 0 | 0
IGCC-CCS | 0 | 0 | 0 | 0 | 0 | 0
WT_off | 0 | 0 | 0 | 0 | 0 | 0
PseudoUnit | 0 | 0 | 0 | 0 | 0 | 0
FixedInterchange | 0 | 0 | 0 | 0 | 0 | 0
Base FOM Costs by Reporting Type: NWPP_NucRenew
ReportingType | 2015 | 2020 | 2025 | 2030 | 2035 | 2040
BM | 3.27 | 3.27 | 3.27 | 3.27 | 3.27 | 3.27
CC | 0 | 0 | 0 | 0 | 0 | 0
CSP | 0 | 0 | 0 | 0 | 0 | 0
CT | 0 | 0 | 0 | 0 | 0 | 0
Coal | 0 | 0 | 0 | 0 | 0 | 0
Geo | 35.81 | 37.92 | 72.38 | 72.38 | 72.38 | 72.38
H | 480.54 | 480.54 | 480.54 | 485.31 | 485.31 | 485.31
LFG | 15.5 | 15.5 | 44.91 | 44.91 | 44.91 | 44.91
Nuc | 164.67 | 164.67 | 164.67 | 222.99 | 502.34 | 562.8
PS | 6.12 | 6.12 | 6.12 | 6.12 | 6.12 | 6.12
PV | 0.04 | 0.04 | 0.04 | 0.04 | 0.04 | 0.04
PeakG | 0 | 0 | 0 | 0 | 0 | 0
PeakO | 0 | 0 | 0 | 0 | 0 | 0
ST | 0 | 0 | 0 | 0 | 0 | 0
STOG | 0 | 0 | 0 | 0 | 0 | 0
STWD | 17.98 | 22.5 | 18.33 | 18.33 | 18.33 | 18.33
WT | 228.93 | 228.93 | 755.93 | 759.96 | 759.96 | 759.96
IGCC | 0 | 0 | 0 | 0 | 0 | 0
DemandResponse | 0 | 0 | 0 | 0 | 0 | 0
IGCC-CCS | 0 | 0 | 0 | 0 | 0 | 0
WT_off | 0 | 0 | 0 | 0 | 0 | 0
PseudoUnit | 0 | 0 | 0 | 0 | 0 | 0
FixedInterchange | 0 | 0 | 0 | 0 | 0 | 0
Base FOM Costs by Reporting Type: RMPA
ReportingType | 2015 | 2020 | 2025 | 2030 | 2035 | 2040
BM | 0 | 0 | 0 | 0 | 141.17 | 208.85
CC | 57.41 | 84.59 | 70.23 | 83.37 | 75.99 | 66.6
CSP | 0 | 0 | 0 | 0 | 0 | 0
CT | 1.02 | 1.02 | 1.02 | 1.02 | 0 | 0
Coal | 456.88 | 315.65 | 48.4 | 49.68 | 50.04 | 57
Geo | 0 | 0 | 216.56 | 216.56 | 216.56 | 216.56
H | 13.99 | 13.99 | 13.99 | 13.99 | 13.99 | 13.99
LFG | 0.89 | 0.89 | 4.37 | 4.37 | 4.37 | 4.37
Nuc | 0.01 | 0.01 | 18.67 | 133.37 | 133.37 | 133.37
PS | 13.37 | 13.37 | 13.37 | 13.37 | 13.37 | 13.37
PV | 0.31 | 0.31 | 0.31 | 0.31 | 0.31 | 0.31
PeakG | 46.76 | 69.43 | 48.54 | 32.1 | 10.89 | 0
PeakO | 0 | 0 | 0 | 0 | 0 | 0
ST | 0.19 | 22.01 | 22.3 | 22.6 | 22.6 | 27.32
STOG | 0 | 0 | 0 | 0 | 0 | 0
STWD | 0 | 0 | 0 | 0 | 0 | 0
WT | 67.62 | 168.01 | 170.05 | 172.12 | 174.34 | 174.34
IGCC | 0 | 0 | 0 | 0 | 0 | 0
DemandResponse | 0 | 0 | 0 | 0 | 0 | 0
IGCC-CCS | 0 | 0 | 0 | 0 | 0 | 0
WT_off | 0 | 0 | 0 | 0 | 0 | 0
PseudoUnit | 0 | 0 | 0 | 0 | 0 | 0
FixedInterchange | 0 | 0 | 0 | 0 | 0 | 0
Base FOM Costs by Reporting Type: SP15
ReportingType | 2015 | 2020 | 2025 | 2030 | 2035 | 2040
BM | 0.6 | 0.6 | 0.6 | 0.6 | 67.8 | 67.8
CC | 299.75 | 377.64 | 292.7 | 283.55 | 277.85 | 287.43
CSP | 0 | 0 | 0 | 0 | 0 | 0
CT | 0 | 0 | 0 | 0 | 0 | 0
Coal | 11.02 | 8.11 | 0 | 0 | 0 | 0
Geo | 86.16 | 208.35 | 208.35 | 208.35 | 208.35 | 208.35
H | 16.57 | 16.57 | 16.57 | 16.57 | 16.57 | 16.57
LFG | 26.93 | 93.8 | 93.8 | 93.8 | 93.8 | 93.8
Nuc | 327.58 | 356.35 | 327.58 | 419.72 | 580.82 | 701.1
PS | 34.19 | 34.19 | 34.19 | 34.19 | 34.19 | 34.19
PV | 1.87 | 1.87 | 1.87 | 1.87 | 1.87 | 1.87
PeakG | 76.73 | 111.44 | 93.22 | 103.59 | 89.38 | 89.38
PeakO | 1.47 | 1.91 | 0 | 0 | 0 | 0
ST | 28.67 | 28.67 | 28.67 | 43.25 | 43.25 | 43.25
STOG | 344.06 | 218.06 | 0 | 0 | 0 | 0
STWD | 3.81 | 4.77 | 3.89 | 3.89 | 3.89 | 3.89
WT | 71.03 | 71.03 | 468.68 | 468.68 | 468.68 | 468.68
IGCC | 0 | 0 | 0 | 0 | 0 | 0
DemandResponse | 0 | 0 | 0 | 0 | 0 | 0
IGCC-CCS | 0 | 0 | 0 | 0 | 0 | 0
WT_off | 0 | 0 | 0 | 0 | 0 | 0
PseudoUnit | 0 | 0 | 0 | 0 | 0 | 0
FixedInterchange | 0 | 0 | 0 | 0 | 0 | 0
Base FOM Costs by Reporting Type: ALB
ReportingType | 2015 | 2020 | 2025 | 2030 | 2035 | 2040
BM | 0 | 0 | 0 | 0 | 0 | 0
CC | 68.18 | 68.18 | 70.58 | 2.84 | 2.84 | 0
CSP | 0 | 0 | 0 | 0 | 0 | 0
CT | 1.35 | 1.35 | 1.35 | 1.35 | 0 | 0
Coal | 380.9 | 399.22 | 402.91 | 14.69 | 14.69 | 14.69
Geo | 0 | 0 | 0 | 0 | 0 | 0
H | 12.99 | 12.99 | 12.99 | 12.99 | 12.99 | 12.99
LFG | 1.21 | 1.21 | 1.21 | 1.21 | 1.21 | 1.21
Nuc | 0.01 | 0.01 | 0.01 | 716.57 | 756.94 | 756.94
PS | 0 | 0 | 0 | 0 | 0 | 0
PV | 0 | 0 | 0 | 0 | 0 | 0
PeakG | 17.25 | 8.4 | 0 | 0 | 0 | 0
PeakO | 0 | 0 | 0 | 0 | 0 | 0
ST | 0 | 0 | 0 | 0 | 0 | 0
STOG | 0 | 0 | 0 | 0 | 0 | 0
STWD | 5.58 | 5.58 | 5.58 | 5.58 | 5.58 | 5.58
WT | 22.94 | 22.94 | 22.94 | 25.5 | 25.5 | 25.5
IGCC | 0 | 0 | 0 | 0 | 0 | 0
DemandResponse | 0 | 0 | 0 | 0 | 0 | 0
IGCC-CCS | 0 | 0 | 0 | 0 | 0 | 0
WT_off | 0 | 0 | 0 | 0 | 0 | 0
PseudoUnit | 0 | 0 | 0 | 0 | 0 | 0
FixedInterchange | 0 | 0 | 0 | 0 | 0 | 0
Base FOM Costs by Reporting Type: BC
ReportingType | 2015 | 2020 | 2025 | 2030 | 2035 | 2040
BM | 0 | 0 | 0 | 0 | 0 | 0
CC | 17.06 | 17.06 | 17.06 | 10.97 | 10.97 | 0
CSP | 0 | 0 | 0 | 0 | 0 | 0
CT | 0 | 0 | 0 | 0 | 0 | 0
Coal | 0 | 0 | 0 | 0 | 0 | 0
Geo | 0 | 0 | 0 | 0 | 0 | 0
H | 173.22 | 173.22 | 173.22 | 173.22 | 173.22 | 173.22
LFG | 2.9 | 2.9 | 2.9 | 2.9 | 2.9 | 2.9
Nuc | 0.01 | 0.01 | 0.01 | 0.01 | 0.01 | 0.01
PS | 0 | 0 | 0 | 0 | 0 | 0
PV | 0 | 0 | 0 | 0 | 0 | 0
PeakG | 0 | 0 | 0 | 0 | 0 | 0
PeakO | 0 | 0 | 0 | 0 | 0 | 0
ST | 0 | 0 | 0 | 0 | 0 | 0
STOG | 0 | 0 | 0 | 0 | 0 | 0
STWD | 16.34 | 16.34 | 16.34 | 16.34 | 16.34 | 16.34
WT | 7.53 | 7.53 | 7.53 | 11.91 | 11.91 | 11.91
IGCC | 0 | 0 | 0 | 0 | 0 | 0
DemandResponse | 0 | 0 | 0 | 0 | 0 | 0
IGCC-CCS | 0 | 0 | 0 | 0 | 0 | 0
WT_off | 0 | 0 | 0 | 0 | 0 | 0
PseudoUnit | 0 | 0 | 0 | 0 | 0 | 0
FixedInterchange | 0 | 0 | 0 | 0 | 0 | 0
Base FOM Costs by Reporting Type: HQ_IESO
ReportingType | 2015 | 2020 | 2025 | 2030 | 2035 | 2040
BM | 0 | 0 | 0 | 0 | 0 | 0
CC | 0 | 0 | 0 | 0 | 0 | 0
CSP | 0 | 0 | 0 | 0 | 0 | 0
CT | 0 | 0 | 0 | 0 | 0 | 0
Coal | 0 | 0 | 0 | 0 | 0 | 0
Geo | 0 | 0 | 0 | 0 | 0 | 0
H | 0 | 0 | 0 | 0 | 0 | 0
LFG | 0 | 0 | 0 | 0 | 0 | 0
Nuc | 0.01 | 0.01 | 0.01 | 0.01 | 0.01 | 0.01
PS | 0 | 0 | 0 | 0 | 0 | 0
PV | 0 | 0 | 0 | 0 | 0 | 0
PeakG | 0 | 0 | 0 | 0 | 0 | 0
PeakO | 0 | 0 | 0 | 0 | 0 | 0
ST | 0 | 0 | 0 | 0 | 0 | 0
STOG | 0 | 0 | 0 | 0 | 0 | 0
STWD | 0 | 0 | 0 | 0 | 0 | 0
WT | 0 | 0 | 0 | 0 | 0 | 0
IGCC | 0 | 0 | 0 | 0 | 0 | 0
DemandResponse | 0 | 0 | 0 | 0 | 0 | 0
IGCC-CCS | 0 | 0 | 0 | 0 | 0 | 0
WT_off | 0 | 0 | 0 | 0 | 0 | 0
PseudoUnit | 0 | 0 | 10.04 | 19.41 | 19.41 | 26.32
FixedInterchange | 0 | 0 | 0 | 0 | 0 | 0
Base FOM Costs by Reporting Type: HQ_NEISO
ReportingType | 2015 | 2020 | 2025 | 2030 | 2035 | 2040
BM | 0 | 0 | 0 | 0 | 0 | 0
CC | 0 | 0 | 0 | 0 | 0 | 0
CSP | 0 | 0 | 0 | 0 | 0 | 0
CT | 0 | 0 | 0 | 0 | 0 | 0
Coal | 0 | 0 | 0 | 0 | 0 | 0
Geo | 0 | 0 | 0 | 0 | 0 | 0
H | 0 | 0 | 0 | 0 | 0 | 0
LFG | 0 | 0 | 0 | 0 | 0 | 0
Nuc | 0.01 | 0.01 | 0.01 | 0.01 | 0.01 | 0.01
PS | 0 | 0 | 0 | 0 | 0 | 0
PV | 0 | 0 | 0 | 0 | 0 | 0
PeakG | 0 | 0 | 0 | 0 | 0 | 0
PeakO | 0 | 0 | 0 | 0 | 0 | 0
ST | 0 | 0 | 0 | 0 | 0 | 0
STOG | 0 | 0 | 0 | 0 | 0 | 0
STWD | 0 | 0 | 0 | 0 | 0 | 0
WT | 0 | 0 | 0 | 0 | 0 | 0
IGCC | 0 | 0 | 0 | 0 | 0 | 0
DemandResponse | 0 | 0 | 0 | 0 | 0 | 0
IGCC-CCS | 0 | 0 | 0 | 0 | 0 | 0
WT_off | 0 | 0 | 0 | 0 | 0 | 0
PseudoUnit | 0 | 0 | 15.83 | 15.83 | 15.83 | 15.83
FixedInterchange | 0 | 0 | 0 | 0 | 0 | 0
Base FOM Costs by Reporting Type: HQ_NY
ReportingType | 2015 | 2020 | 2025 | 2030 | 2035 | 2040
BM | 0 | 0 | 0 | 0 | 0 | 0
CC | 0 | 0 | 0 | 0 | 0 | 0
CSP | 0 | 0 | 0 | 0 | 0 | 0
CT | 0 | 0 | 0 | 0 | 0 | 0
Coal | 0 | 0 | 0 | 0 | 0 | 0
Geo | 0 | 0 | 0 | 0 | 0 | 0
H | 0 | 0 | 0 | 0 | 0 | 0
LFG | 0 | 0 | 0 | 0 | 0 | 0
Nuc | 0.01 | 0.01 | 0.01 | 0.01 | 0.01 | 0.01
PS | 0 | 0 | 0 | 0 | 0 | 0
PV | 0 | 0 | 0 | 0 | 0 | 0
PeakG | 0 | 0 | 0 | 0 | 0 | 0
PeakO | 0 | 0 | 0 | 0 | 0 | 0
ST | 0 | 0 | 0 | 0 | 0 | 0
STOG | 0 | 0 | 0 | 0 | 0 | 0
STWD | 0 | 0 | 0 | 0 | 0 | 0
WT | 0 | 0 | 0 | 0 | 0 | 0
IGCC | 0 | 0 | 0 | 0 | 0 | 0
DemandResponse | 0 | 0 | 0 | 0 | 0 | 0
IGCC-CCS | 0 | 0 | 0 | 0 | 0 | 0
WT_off | 0 | 0 | 0 | 0 | 0 | 0
PseudoUnit | 0 | 33.22 | 33.22 | 33.22 | 33.22 | 33.22
FixedInterchange | 0 | 0 | 0 | 0 | 0 | 0
Base FOM Costs by Reporting Type: MARITIMES
ReportingType | 2015 | 2020 | 2025 | 2030 | 2035 | 2040
BM | 0 | 0 | 0 | 0 | 0 | 0
CC | 0 | 0 | 0 | 0 | 0 | 0
CSP | 0 | 0 | 0 | 0 | 0 | 0
CT | 0 | 0 | 0 | 0 | 0 | 0
Coal | 0 | 0 | 0 | 0 | 0 | 0
Geo | 0 | 0 | 0 | 0 | 0 | 0
H | 0 | 0 | 0 | 0 | 0 | 0
LFG | 0 | 0 | 0 | 0 | 0 | 0
Nuc | 0.01 | 0.01 | 0.01 | 0.01 | 0.01 | 0.01
PS | 0 | 0 | 0 | 0 | 0 | 0
PV | 0 | 0 | 0 | 0 | 0 | 0
PeakG | 0 | 0 | 0 | 0 | 0 | 0
PeakO | 0 | 0 | 0 | 0 | 0 | 0
ST | 0 | 0 | 0 | 0 | 0 | 0
STOG | 0 | 0 | 0 | 0 | 0 | 0
STWD | 0 | 0 | 0 | 0 | 0 | 0
WT | 0 | 0 | 0 | 0 | 0 | 0
IGCC | 0 | 0 | 0 | 0 | 0 | 0
DemandResponse | 0 | 0 | 0 | 0 | 0 | 0
IGCC-CCS | 0 | 0 | 0 | 0 | 0 | 0
WT_off | 0 | 0 | 0 | 0 | 0 | 0
PseudoUnit | 0 | 7.12 | 7.12 | 7.12 | 7.12 | 7.12
FixedInterchange | 0 | 0 | 0 | 0 | 0 | 0
Base FOM Costs by Reporting Type: All
ReportingType | 2015 | 2020 | 2025 | 2030 | 2035 | 2040
BM | 125.73 | 125.73 | 125.73 | 125.73 | 3026.09 | 3905.28
CC | 7020.34 | 8462.49 | 6944.91 | 6547.24 | 5545.84 | 4702.03
CSP | 0 | 0 | 0 | 0 | 0 | 0
CT | 42.8 | 44.81 | 44.81 | 40.18 | 4.07 | 2.06
Coal | 12230.41 | 5464.4 | 1510.1 | 1045.09 | 1056.43 | 1163.99
Geo | 226.72 | 401.57 | 774.79 | 774.79 | 774.79 | 774.79
H | 1511 | 1552.38 | 1574.06 | 1609.55 | 1615.42 | 1618.98
LFG | 498.94 | 733.94 | 999.86 | 1086.97 | 1086.97 | 1086.97
Nuc | 16696.36 | 17842.96 | 17469.21 | 22165.86 | 23398.71 | 34662.99
PS | 517.25 | 517.25 | 517.25 | 517.25 | 517.25 | 517.25
PV | 26.7 | 59.7 | 73.81 | 75.17 | 110.34 | 110.34
PeakG | 2032.57 | 2924.44 | 1950.81 | 1684.6 | 1365.76 | 941.82
PeakO | 512.75 | 612.52 | 439.07 | 266.8 | 116.56 | 58.15
ST | 48.64 | 95 | 108.16 | 137.19 | 145.8 | 159.74
STOG | 2129.57 | 1866.26 | 198.46 | 22.56 | 22.56 | 22.56
STWD | 158.67 | 191.92 | 161.28 | 161.28 | 161.28 | 161.28
WT | 2034.5 | 6947.2 | 10602.82 | 11248.2 | 11620.52 | 11717.36
IGCC | 30.22 | 30.22 | 30.22 | 30.22 | 30.22 | 30.22
DemandResponse | 0 | 0 | 0 | 0 | 0 | 0
IGCC-CCS | 0 | 0 | 0 | 0 | 0 | 0
WT_off | 25.01 | 26.08 | 141.29 | 141.29 | 368.53 | 381.61
PseudoUnit | 0 | 40.34 | 66.22 | 75.59 | 75.59 | 82.49
FixedInterchange | 0 | 0 | 0 | 0 | 0 | 0
Base FOM Costs by Reporting Type: EI_US
ReportingType | 2015 | 2020 | 2025 | 2030 | 2035 | 2040
BM | 74.48 | 74.48 | 74.48 | 74.48 | 2287.76 | 2507.54
CC | 4678.5 | 5569.72 | 4563.48 | 4384.5 | 3966.9 | 3514.67
CSP | 0 | 0 | 0 | 0 | 0 | 0
CT | 28.95 | 30.95 | 30.95 | 26.32 | 4.07 | 2.06
Coal | 9903.3 | 3754.13 | 902.73 | 822.62 | 833.14 | 903.68
Geo | 3.95 | 3.95 | 3.95 | 3.95 | 3.95 | 3.95
H | 419.29 | 450.77 | 451.16 | 466.95 | 466.95 | 466.95
LFG | 417.2 | 539.79 | 700.46 | 787.52 | 787.52 | 787.52
Nuc | 12948.03 | 13763.39 | 13422.65 | 16690.12 | 16362.53 | 26596
PS | 401.94 | 401.94 | 401.94 | 401.94 | 401.94 | 401.94
PV | 2.71 | 35.7 | 49.82 | 51.18 | 104.4 | 104.4
PeakG | 1681.3 | 2460.97 | 1642.65 | 1418.28 | 1251.28 | 838.23
PeakO | 499.31 | 595.58 | 439.07 | 266.8 | 116.56 | 58.15
ST | 0 | 0 | 0 | 0 | 0 | 0
STOG | 1047.49 | 1188.79 | 158.53 | 22.56 | 22.56 | 22.56
STWD | 95.51 | 119.51 | 97.38 | 97.38 | 97.38 | 97.38
WT | 1142.42 | 5498.48 | 7772.5 | 8250.02 | 8638.02 | 8698.48
IGCC | 30.22 | 30.22 | 30.22 | 30.22 | 30.22 | 30.22
DemandResponse | 0 | 0 | 0 | 0 | 0 | 0
IGCC-CCS | 0 | 0 | 0 | 0 | 0 | 0
WT_off | 25.01 | 26.08 | 141.29 | 141.29 | 368.53 | 381.61
PseudoUnit | 0 | 40.34 | 56.18 | 56.18 | 56.18 | 56.18
FixedInterchange | 0 | 0 | 0 | 0 | 0 | 0
Base FOM Costs by Reporting Type: EI_Canada
ReportingType | 2015 | 2020 | 2025 | 2030 | 2035 | 2040
BM | 32.8 | 32.8 | 32.8 | 32.8 | 32.8 | 32.8
CC | 43.68 | 43.68 | 21.98 | 21.98 | 21.98 | 18.17
CSP | 0 | 0 | 0 | 0 | 0 | 0
CT | 2.46 | 2.46 | 2.46 | 2.46 | 0 | 0
Coal | 66.3 | 0 | 0 | 0 | 0 | 0
Geo | 0 | 0 | 0 | 0 | 0 | 0
H | 216.06 | 225.96 | 247.25 | 262.18 | 268.05 | 271.61
LFG | 14.17 | 14.17 | 14.17 | 14.23 | 14.23 | 14.23
Nuc | 1895.36 | 1895.36 | 1895.36 | 1895.36 | 1745.4 | 2079.7
PS | 2.92 | 2.92 | 2.92 | 2.92 | 2.92 | 2.92
PV | 18.26 | 18.26 | 18.26 | 18.26 | 0.44 | 0.44
PeakG | 9.88 | 9.88 | 0 | 0 | 0 | 0
PeakO | 0.09 | 0.09 | 0 | 0 | 0 | 0
ST | 0 | 0 | 0 | 0 | 0 | 0
STOG | 5.54 | 0 | 0 | 0 | 0 | 0
STWD | 4.45 | 4.45 | 4.45 | 4.45 | 4.45 | 4.45
WT | 120.82 | 120.82 | 120.82 | 120.82 | 102.92 | 102.92
IGCC | 0 | 0 | 0 | 0 | 0 | 0
DemandResponse | 0 | 0 | 0 | 0 | 0 | 0
IGCC-CCS | 0 | 0 | 0 | 0 | 0 | 0
WT_off | 0 | 0 | 0 | 0 | 0 | 0
PseudoUnit | 0 | 0 | 10.04 | 19.41 | 19.41 | 26.32
FixedInterchange | 0 | 0 | 0 | 0 | 0 | 0
Base FOM Costs by Reporting Type: EI
ReportingType | 2015 | 2020 | 2025 | 2030 | 2035 | 2040
BM | 107.28 | 107.28 | 107.28 | 107.28 | 2320.56 | 2540.34
CC | 4722.18 | 5613.39 | 4585.47 | 4406.48 | 3988.89 | 3532.84
CSP | 0 | 0 | 0 | 0 | 0 | 0
CT | 31.41 | 33.42 | 33.42 | 28.79 | 4.07 | 2.06
Coal | 9969.6 | 3754.13 | 902.73 | 822.62 | 833.14 | 903.68
Geo | 3.95 | 3.95 | 3.95 | 3.95 | 3.95 | 3.95
H | 635.35 | 676.73 | 698.41 | 729.13 | 735 | 738.56
LFG | 431.38 | 553.96 | 714.64 | 801.75 | 801.75 | 801.75
Nuc | 14843.39 | 15658.74 | 15318.01 | 18585.48 | 18107.92 | 28675.7
PS | 404.86 | 404.86 | 404.86 | 404.86 | 404.86 | 404.86
PV | 20.97 | 53.97 | 68.08 | 69.44 | 104.84 | 104.84
PeakG | 1691.18 | 2470.85 | 1642.65 | 1418.28 | 1251.28 | 838.23
PeakO | 499.4 | 595.67 | 439.07 | 266.8 | 116.56 | 58.15
ST | 0 | 0 | 0 | 0 | 0 | 0
STOG | 1053.03 | 1188.79 | 158.53 | 22.56 | 22.56 | 22.56
STWD | 99.96 | 123.96 | 101.84 | 101.84 | 101.84 | 101.84
WT | 1263.24 | 5619.3 | 7893.32 | 8370.84 | 8740.94 | 8801.41
IGCC | 30.22 | 30.22 | 30.22 | 30.22 | 30.22 | 30.22
DemandResponse | 0 | 0 | 0 | 0 | 0 | 0
IGCC-CCS | 0 | 0 | 0 | 0 | 0 | 0
WT_off | 25.01 | 26.08 | 141.29 | 141.29 | 368.53 | 381.61
PseudoUnit | 0 | 40.34 | 66.22 | 75.59 | 75.59 | 82.49
FixedInterchange | 0 | 0 | 0 | 0 | 0 | 0
Base FOM Costs by Reporting Type: Outside_EI
ReportingType | 2015 | 2020 | 2025 | 2030 | 2035 | 2040
BM | 18.45 | 18.45 | 18.45 | 18.45 | 705.53 | 1364.94
CC | 2298.17 | 2849.1 | 2359.44 | 2140.76 | 1556.95 | 1169.19
CSP | 0 | 0 | 0 | 0 | 0 | 0
CT | 11.39 | 11.39 | 11.39 | 11.39 | 0 | 0
Coal | 2260.81 | 1710.27 | 607.37 | 222.47 | 223.29 | 260.31
Geo | 222.78 | 397.63 | 770.84 | 770.84 | 770.84 | 770.84
H | 875.65 | 875.65 | 875.65 | 880.42 | 880.42 | 880.42
LFG | 67.56 | 179.98 | 285.22 | 285.22 | 285.22 | 285.22
Nuc | 1852.97 | 2184.21 | 2151.2 | 3580.38 | 5290.78 | 5987.29
PS | 112.39 | 112.39 | 112.39 | 112.39 | 112.39 | 112.39
PV | 5.73 | 5.73 | 5.73 | 5.73 | 5.5 | 5.5
PeakG | 341.39 | 453.59 | 308.16 | 266.32 | 114.48 | 103.59
PeakO | 13.36 | 16.85 | 0 | 0 | 0 | 0
ST | 48.64 | 95 | 108.16 | 137.19 | 145.8 | 159.74
STOG | 1076.54 | 677.48 | 39.93 | 0 | 0 | 0
STWD | 58.71 | 67.96 | 59.44 | 59.44 | 59.44 | 59.44
WT | 771.26 | 1327.9 | 2709.5 | 2877.36 | 2879.58 | 2915.96
IGCC | 0 | 0 | 0 | 0 | 0 | 0
DemandResponse | 0 | 0 | 0 | 0 | 0 | 0
IGCC-CCS | 0 | 0 | 0 | 0 | 0 | 0
WT_off | 0 | 0 | 0 | 0 | 0 | 0
PseudoUnit | 0 | 0 | 0 | 0 | 0 | 0
FixedInterchange | 0 | 0 | 0 | 0 | 0 | 0
#11 | 0.01: Retrofit FOM Costs ($million)
Retrofit FOM Costs by Reporting Type: Entergy
ReportingType | 2015 | 2020 | 2025 | 2030 | 2035 | 2040
BM | 0 | 0 | 0 | 0 | 0 | 0
CC | 0 | 0 | 0 | 0 | 0 | 0
CSP | 0 | 0 | 0 | 0 | 0 | 0
CT | 0 | 0 | 0 | 0 | 0 | 0
Coal | 2.88 | 3.5 | 0 | 0 | 0 | 0
Geo | 0 | 0 | 0 | 0 | 0 | 0
H | 0 | 0 | 0 | 0 | 0 | 0
LFG | 0 | 0 | 0 | 0 | 0 | 0
Nuc | 0 | 0 | 0 | 0 | 0 | 0
PS | 0 | 0 | 0 | 0 | 0 | 0
PV | 0 | 0 | 0 | 0 | 0 | 0
PeakG | 0 | 0 | 0 | 0 | 0 | 0
PeakO | 0 | 0 | 0 | 0 | 0 | 0
ST | 0 | 0 | 0 | 0 | 0 | 0
STOG | 0 | 0 | 0 | 0 | 0 | 0
STWD | 0 | 0 | 0 | 0 | 0 | 0
WT | 0 | 0 | 0 | 0 | 0 | 0
IGCC | 0 | 0 | 0 | 0 | 0 | 0
DemandResponse | 0 | 0 | 0 | 0 | 0 | 0
IGCC-CCS | 0 | 0 | 0 | 0 | 0 | 0
WT_off | 0 | 0 | 0 | 0 | 0 | 0
PseudoUnit | 0 | 0 | 0 | 0 | 0 | 0
FixedInterchange | 0 | 0 | 0 | 0 | 0 | 0
Retrofit FOM Costs by Reporting Type: FRCC
ReportingType | 2015 | 2020 | 2025 | 2030 | 2035 | 2040
BM | 0 | 0 | 0 | 0 | 0 | 0
CC | 0 | 0 | 0 | 0 | 0 | 0
CSP | 0 | 0 | 0 | 0 | 0 | 0
CT | 0 | 0 | 0 | 0 | 0 | 0
Coal | 9.24 | 4.9 | 0 | 0 | 0 | 0
Geo | 0 | 0 | 0 | 0 | 0 | 0
H | 0 | 0 | 0 | 0 | 0 | 0
LFG | 0 | 0 | 0 | 0 | 0 | 0
Nuc | 0 | 0 | 0 | 0 | 0 | 0
PS | 0 | 0 | 0 | 0 | 0 | 0
PV | 0 | 0 | 0 | 0 | 0 | 0
PeakG | 0 | 0 | 0 | 0 | 0 | 0
PeakO | 0 | 0 | 0 | 0 | 0 | 0
ST | 0 | 0 | 0 | 0 | 0 | 0
STOG | 0 | 0 | 0 | 0 | 0 | 0
STWD | 0 | 0 | 0 | 0 | 0 | 0
WT | 0 | 0 | 0 | 0 | 0 | 0
IGCC | 0 | 0 | 0 | 0 | 0 | 0
DemandResponse | 0 | 0 | 0 | 0 | 0 | 0
IGCC-CCS | 0 | 0 | 0 | 0 | 0 | 0
WT_off | 0 | 0 | 0 | 0 | 0 | 0
PseudoUnit | 0 | 0 | 0 | 0 | 0 | 0
FixedInterchange | 0 | 0 | 0 | 0 | 0 | 0
Retrofit FOM Costs by Reporting Type: MAPP_US
ReportingType | 2015 | 2020 | 2025 | 2030 | 2035 | 2040
BM | 0 | 0 | 0 | 0 | 0 | 0
CC | 0 | 0 | 0 | 0 | 0 | 0
CSP | 0 | 0 | 0 | 0 | 0 | 0
CT | 0 | 0 | 0 | 0 | 0 | 0
Coal | 12.6 | 4.88 | 0.4 | 0.22 | 0.11 | 0.01
Geo | 0 | 0 | 0 | 0 | 0 | 0
H | 0 | 0 | 0 | 0 | 0 | 0
LFG | 0 | 0 | 0 | 0 | 0 | 0
Nuc | 0 | 0 | 0 | 0 | 0 | 0
PS | 0 | 0 | 0 | 0 | 0 | 0
PV | 0 | 0 | 0 | 0 | 0 | 0
PeakG | 0 | 0 | 0 | 0 | 0 | 0
PeakO | 0 | 0 | 0 | 0 | 0 | 0
ST | 0 | 0 | 0 | 0 | 0 | 0
STOG | 0 | 0 | 0 | 0 | 0 | 0
STWD | 0 | 0 | 0 | 0 | 0 | 0
WT | 0 | 0 | 0 | 0 | 0 | 0
IGCC | 0 | 0 | 0 | 0 | 0 | 0
DemandResponse | 0 | 0 | 0 | 0 | 0 | 0
IGCC-CCS | 0 | 0 | 0 | 0 | 0 | 0
WT_off | 0 | 0 | 0 | 0 | 0 | 0
PseudoUnit | 0 | 0 | 0 | 0 | 0 | 0
FixedInterchange | 0 | 0 | 0 | 0 | 0 | 0
Retrofit FOM Costs by Reporting Type: MISO_IN
ReportingType | 2015 | 2020 | 2025 | 2030 | 2035 | 2040
BM | 0 | 0 | 0 | 0 | 0 | 0
CC | 0 | 0 | 0 | 0 | 0 | 0
CSP | 0 | 0 | 0 | 0 | 0 | 0
CT | 0 | 0 | 0 | 0 | 0 | 0
Coal | 67.1 | 68.74 | 1.63 | 1.7 | 1.72 | 1.72
Geo | 0 | 0 | 0 | 0 | 0 | 0
H | 0 | 0 | 0 | 0 | 0 | 0
LFG | 0 | 0 | 0 | 0 | 0 | 0
Nuc | 0 | 0 | 0 | 0 | 0 | 0
PS | 0 | 0 | 0 | 0 | 0 | 0
PV | 0 | 0 | 0 | 0 | 0 | 0
PeakG | 0 | 0 | 0 | 0 | 0 | 0
PeakO | 0 | 0 | 0 | 0 | 0 | 0
ST | 0 | 0 | 0 | 0 | 0 | 0
STOG | 0 | 0 | 0 | 0 | 0 | 0
STWD | 0 | 0 | 0 | 0 | 0 | 0
WT | 0 | 0 | 0 | 0 | 0 | 0
IGCC | 0 | 0 | 0 | 0 | 0 | 0
DemandResponse | 0 | 0 | 0 | 0 | 0 | 0
IGCC-CCS | 0 | 0 | 0 | 0 | 0 | 0
WT_off | 0 | 0 | 0 | 0 | 0 | 0
PseudoUnit | 0 | 0 | 0 | 0 | 0 | 0
FixedInterchange | 0 | 0 | 0 | 0 | 0 | 0
Retrofit FOM Costs by Reporting Type: MISO_MI
ReportingType | 2015 | 2020 | 2025 | 2030 | 2035 | 2040
BM | 0 | 0 | 0 | 0 | 0 | 0
CC | 0 | 0 | 0 | 0 | 0 | 0
CSP | 0 | 0 | 0 | 0 | 0 | 0
CT | 0 | 0 | 0 | 0 | 0 | 0
Coal | 1.92 | 0 | 0 | 0 | 0 | 0
Geo | 0 | 0 | 0 | 0 | 0 | 0
H | 0 | 0 | 0 | 0 | 0 | 0
LFG | 0 | 0 | 0 | 0 | 0 | 0
Nuc | 0 | 0 | 0 | 0 | 0 | 0
PS | 0 | 0 | 0 | 0 | 0 | 0
PV | 0 | 0 | 0 | 0 | 0 | 0
PeakG | 0 | 0 | 0 | 0 | 0 | 0
PeakO | 0 | 0 | 0 | 0 | 0 | 0
ST | 0 | 0 | 0 | 0 | 0 | 0
STOG | 0 | 0 | 0 | 0 | 0 | 0
STWD | 0 | 0 | 0 | 0 | 0 | 0
WT | 0 | 0 | 0 | 0 | 0 | 0
IGCC | 0 | 0 | 0 | 0 | 0 | 0
DemandResponse | 0 | 0 | 0 | 0 | 0 | 0
IGCC-CCS | 0 | 0 | 0 | 0 | 0 | 0
WT_off | 0 | 0 | 0 | 0 | 0 | 0
PseudoUnit | 0 | 0 | 0 | 0 | 0 | 0
FixedInterchange | 0 | 0 | 0 | 0 | 0 | 0
Retrofit FOM Costs by Reporting Type: MISO_MO-IL
ReportingType | 2015 | 2020 | 2025 | 2030 | 2035 | 2040
BM | 0 | 0 | 0 | 0 | 0 | 0
CC | 0 | 0 | 0 | 0 | 0 | 0
CSP | 0 | 0 | 0 | 0 | 0 | 0
CT | 0 | 0 | 0 | 0 | 0 | 0
Coal | 18.68 | 17.71 | 3.28 | 3.39 | 3.39 | 3.39
Geo | 0 | 0 | 0 | 0 | 0 | 0
H | 0 | 0 | 0 | 0 | 0 | 0
LFG | 0 | 0 | 0 | 0 | 0 | 0
Nuc | 0 | 0 | 0 | 0 | 0 | 0
PS | 0 | 0 | 0 | 0 | 0 | 0
PV | 0 | 0 | 0 | 0 | 0 | 0
PeakG | 0 | 0 | 0 | 0 | 0 | 0
PeakO | 0 | 0 | 0 | 0 | 0 | 0
ST | 0 | 0 | 0 | 0 | 0 | 0
STOG | 0 | 0 | 0 | 0 | 0 | 0
STWD | 0 | 0 | 0 | 0 | 0 | 0
WT | 0 | 0 | 0 | 0 | 0 | 0
IGCC | 0 | 0 | 0 | 0 | 0 | 0
DemandResponse | 0 | 0 | 0 | 0 | 0 | 0
IGCC-CCS | 0 | 0 | 0 | 0 | 0 | 0
WT_off | 0 | 0 | 0 | 0 | 0 | 0
PseudoUnit | 0 | 0 | 0 | 0 | 0 | 0
FixedInterchange | 0 | 0 | 0 | 0 | 0 | 0
Retrofit FOM Costs by Reporting Type: MISO_W
ReportingType | 2015 | 2020 | 2025 | 2030 | 2035 | 2040
BM | 0 | 0 | 0 | 0 | 0 | 0
CC | 0 | 0 | 0 | 0 | 0 | 0
CSP | 0 | 0 | 0 | 0 | 0 | 0
CT | 0 | 0 | 0 | 0 | 0 | 0
Coal | 32.86 | 34.83 | 6.02 | 6.02 | 6.02 | 6.02
Geo | 0 | 0 | 0 | 0 | 0 | 0
H | 0 | 0 | 0 | 0 | 0 | 0
LFG | 0 | 0 | 0 | 0 | 0 | 0
Nuc | 0 | 0 | 0 | 0 | 0 | 0
PS | 0 | 0 | 0 | 0 | 0 | 0
PV | 0 | 0 | 0 | 0 | 0 | 0
PeakG | 0 | 0 | 0 | 0 | 0 | 0
PeakO | 0 | 0 | 0 | 0 | 0 | 0
ST | 0 | 0 | 0 | 0 | 0 | 0
STOG | 0 | 0 | 0 | 0 | 0 | 0
STWD | 0 | 0 | 0 | 0 | 0 | 0
WT | 0 | 0 | 0 | 0 | 0 | 0
IGCC | 0 | 0 | 0 | 0 | 0 | 0
DemandResponse | 0 | 0 | 0 | 0 | 0 | 0
IGCC-CCS | 0 | 0 | 0 | 0 | 0 | 0
WT_off | 0 | 0 | 0 | 0 | 0 | 0
PseudoUnit | 0 | 0 | 0 | 0 | 0 | 0
FixedInterchange | 0 | 0 | 0 | 0 | 0 | 0
Retrofit FOM Costs by Reporting Type: MISO_WUMS
ReportingType | 2015 | 2020 | 2025 | 2030 | 2035 | 2040
BM | 0 | 0 | 0 | 0 | 0 | 0
CC | 0 | 0 | 0 | 0 | 0 | 0
CSP | 0 | 0 | 0 | 0 | 0 | 0
CT | 0 | 0 | 0 | 0 | 0 | 0
Coal | 23.13 | 7.37 | 7.4 | 7.65 | 7.7 | 7.87
Geo | 0 | 0 | 0 | 0 | 0 | 0
H | 0 | 0 | 0 | 0 | 0 | 0
LFG | 0 | 0 | 0 | 0 | 0 | 0
Nuc | 0 | 0 | 0 | 0 | 0 | 0
PS | 0 | 0 | 0 | 0 | 0 | 0
PV | 0 | 0 | 0 | 0 | 0 | 0
PeakG | 0 | 0 | 0 | 0 | 0 | 0
PeakO | 0 | 0 | 0 | 0 | 0 | 0
ST | 0 | 0 | 0 | 0 | 0 | 0
STOG | 0 | 0 | 0 | 0 | 0 | 0
STWD | 0 | 0 | 0 | 0 | 0 | 0
WT | 0 | 0 | 0 | 0 | 0 | 0
IGCC | 0 | 0 | 0 | 0 | 0 | 0
DemandResponse | 0 | 0 | 0 | 0 | 0 | 0
IGCC-CCS | 0 | 0 | 0 | 0 | 0 | 0
WT_off | 0 | 0 | 0 | 0 | 0 | 0
PseudoUnit | 0 | 0 | 0 | 0 | 0 | 0
FixedInterchange | 0 | 0 | 0 | 0 | 0 | 0
Retrofit FOM Costs by Reporting Type: Nebraska
ReportingType | 2015 | 2020 | 2025 | 2030 | 2035 | 2040
BM | 0 | 0 | 0 | 0 | 0 | 0
CC | 0 | 0 | 0 | 0 | 0 | 0
CSP | 0 | 0 | 0 | 0 | 0 | 0
CT | 0 | 0 | 0 | 0 | 0 | 0
Coal | 4.88 | 5.27 | 5.27 | 5.27 | 5.27 | 5.27
Geo | 0 | 0 | 0 | 0 | 0 | 0
H | 0 | 0 | 0 | 0 | 0 | 0
LFG | 0 | 0 | 0 | 0 | 0 | 0
Nuc | 0 | 0 | 0 | 0 | 0 | 0
PS | 0 | 0 | 0 | 0 | 0 | 0
PV | 0 | 0 | 0 | 0 | 0 | 0
PeakG | 0 | 0 | 0 | 0 | 0 | 0
PeakO | 0 | 0 | 0 | 0 | 0 | 0
ST | 0 | 0 | 0 | 0 | 0 | 0
STOG | 0 | 0 | 0 | 0 | 0 | 0
STWD | 0 | 0 | 0 | 0 | 0 | 0
WT | 0 | 0 | 0 | 0 | 0 | 0
IGCC | 0 | 0 | 0 | 0 | 0 | 0
DemandResponse | 0 | 0 | 0 | 0 | 0 | 0
IGCC-CCS | 0 | 0 | 0 | 0 | 0 | 0
WT_off | 0 | 0 | 0 | 0 | 0 | 0
PseudoUnit | 0 | 0 | 0 | 0 | 0 | 0
FixedInterchange | 0 | 0 | 0 | 0 | 0 | 0
Retrofit FOM Costs by Reporting Type: NEISO
ReportingType | 2015 | 2020 | 2025 | 2030 | 2035 | 2040
BM | 0 | 0 | 0 | 0 | 0 | 0
CC | 0 | 0 | 0 | 0 | 0 | 0
CSP | 0 | 0 | 0 | 0 | 0 | 0
CT | 0 | 0 | 0 | 0 | 0 | 0
Coal | 4.08 | 0 | 0 | 0 | 0 | 0
Geo | 0 | 0 | 0 | 0 | 0 | 0
H | 0 | 0 | 0 | 0 | 0 | 0
LFG | 0 | 0 | 0 | 0 | 0 | 0
Nuc | 0 | 0 | 0 | 0 | 0 | 0
PS | 0 | 0 | 0 | 0 | 0 | 0
PV | 0 | 0 | 0 | 0 | 0 | 0
PeakG | 0 | 0 | 0 | 0 | 0 | 0
PeakO | 0 | 0 | 0 | 0 | 0 | 0
ST | 0 | 0 | 0 | 0 | 0 | 0
STOG | 0 | 0 | 0 | 0 | 0 | 0
STWD | 0 | 0 | 0 | 0 | 0 | 0
WT | 0 | 0 | 0 | 0 | 0 | 0
IGCC | 0 | 0 | 0 | 0 | 0 | 0
DemandResponse | 0 | 0 | 0 | 0 | 0 | 0
IGCC-CCS | 0 | 0 | 0 | 0 | 0 | 0
WT_off | 0 | 0 | 0 | 0 | 0 | 0
PseudoUnit | 0 | 0 | 0 | 0 | 0 | 0
FixedInterchange | 0 | 0 | 0 | 0 | 0 | 0
Retrofit FOM Costs by Reporting Type: NonRTO_Midwest
ReportingType | 2015 | 2020 | 2025 | 2030 | 2035 | 2040
BM | 0 | 0 | 0 | 0 | 0 | 0
CC | 0 | 0 | 0 | 0 | 0 | 0
CSP | 0 | 0 | 0 | 0 | 0 | 0
CT | 0 | 0 | 0 | 0 | 0 | 0
Coal | 65.76 | 39.76 | 20.73 | 11.45 | 11.49 | 11.49
Geo | 0 | 0 | 0 | 0 | 0 | 0
H | 0 | 0 | 0 | 0 | 0 | 0
LFG | 0 | 0 | 0 | 0 | 0 | 0
Nuc | 0 | 0 | 0 | 0 | 0 | 0
PS | 0 | 0 | 0 | 0 | 0 | 0
PV | 0 | 0 | 0 | 0 | 0 | 0
PeakG | 0 | 0 | 0 | 0 | 0 | 0
PeakO | 0 | 0 | 0 | 0 | 0 | 0
ST | 0 | 0 | 0 | 0 | 0 | 0
STOG | 0 | 0 | 0 | 0 | 0 | 0
STWD | 0 | 0 | 0 | 0 | 0 | 0
WT | 0 | 0 | 0 | 0 | 0 | 0
IGCC | 0 | 0 | 0 | 0 | 0 | 0
DemandResponse | 0 | 0 | 0 | 0 | 0 | 0
IGCC-CCS | 0 | 0 | 0 | 0 | 0 | 0
WT_off | 0 | 0 | 0 | 0 | 0 | 0
PseudoUnit | 0 | 0 | 0 | 0 | 0 | 0
FixedInterchange | 0 | 0 | 0 | 0 | 0 | 0
Retrofit FOM Costs by Reporting Type: NYISO_A-F
ReportingType | 2015 | 2020 | 2025 | 2030 | 2035 | 2040
BM | 0 | 0 | 0 | 0 | 0 | 0
CC | 0 | 0 | 0 | 0 | 0 | 0
CSP | 0 | 0 | 0 | 0 | 0 | 0
CT | 0 | 0 | 0 | 0 | 0 | 0
Coal | 0 | 0 | 0 | 0 | 0 | 0
Geo | 0 | 0 | 0 | 0 | 0 | 0
H | 0 | 0 | 0 | 0 | 0 | 0
LFG | 0 | 0 | 0 | 0 | 0 | 0
Nuc | 0 | 0 | 0 | 0 | 0 | 0
PS | 0 | 0 | 0 | 0 | 0 | 0
PV | 0 | 0 | 0 | 0 | 0 | 0
PeakG | 0 | 0 | 0 | 0 | 0 | 0
PeakO | 0 | 0 | 0 | 0 | 0 | 0
ST | 0 | 0 | 0 | 0 | 0 | 0
STOG | 0 | 0 | 0 | 0 | 0 | 0
STWD | 0 | 0 | 0 | 0 | 0 | 0
WT | 0 | 0 | 0 | 0 | 0 | 0
IGCC | 0 | 0 | 0 | 0 | 0 | 0
DemandResponse | 0 | 0 | 0 | 0 | 0 | 0
IGCC-CCS | 0 | 0 | 0 | 0 | 0 | 0
WT_off | 0 | 0 | 0 | 0 | 0 | 0
PseudoUnit | 0 | 0 | 0 | 0 | 0 | 0
FixedInterchange | 0 | 0 | 0 | 0 | 0 | 0
Retrofit FOM Costs by Reporting Type: NYISO_G-I
ReportingType | 2015 | 2020 | 2025 | 2030 | 2035 | 2040
BM | 0 | 0 | 0 | 0 | 0 | 0
CC | 0 | 0 | 0 | 0 | 0 | 0
CSP | 0 | 0 | 0 | 0 | 0 | 0
CT | 0 | 0 | 0 | 0 | 0 | 0
Coal | 0 | 0 | 0 | 0 | 0 | 0
Geo | 0 | 0 | 0 | 0 | 0 | 0
H | 0 | 0 | 0 | 0 | 0 | 0
LFG | 0 | 0 | 0 | 0 | 0 | 0
Nuc | 0 | 0 | 0 | 0 | 0 | 0
PS | 0 | 0 | 0 | 0 | 0 | 0
PV | 0 | 0 | 0 | 0 | 0 | 0
PeakG | 0 | 0 | 0 | 0 | 0 | 0
PeakO | 0 | 0 | 0 | 0 | 0 | 0
ST | 0 | 0 | 0 | 0 | 0 | 0
STOG | 0 | 0 | 0 | 0 | 0 | 0
STWD | 0 | 0 | 0 | 0 | 0 | 0
WT | 0 | 0 | 0 | 0 | 0 | 0
IGCC | 0 | 0 | 0 | 0 | 0 | 0
DemandResponse | 0 | 0 | 0 | 0 | 0 | 0
IGCC-CCS | 0 | 0 | 0 | 0 | 0 | 0
WT_off | 0 | 0 | 0 | 0 | 0 | 0
PseudoUnit | 0 | 0 | 0 | 0 | 0 | 0
FixedInterchange | 0 | 0 | 0 | 0 | 0 | 0
Retrofit FOM Costs by Reporting Type: NYISO_J-K
ReportingType | 2015 | 2020 | 2025 | 2030 | 2035 | 2040
BM | 0 | 0 | 0 | 0 | 0 | 0
CC | 0 | 0 | 0 | 0 | 0 | 0
CSP | 0 | 0 | 0 | 0 | 0 | 0
CT | 0 | 0 | 0 | 0 | 0 | 0
Coal | 0 | 0 | 0 | 0 | 0 | 0
Geo | 0 | 0 | 0 | 0 | 0 | 0
H | 0 | 0 | 0 | 0 | 0 | 0
LFG | 0 | 0 | 0 | 0 | 0 | 0
Nuc | 0 | 0 | 0 | 0 | 0 | 0
PS | 0 | 0 | 0 | 0 | 0 | 0
PV | 0 | 0 | 0 | 0 | 0 | 0
PeakG | 0 | 0 | 0 | 0 | 0 | 0
PeakO | 0 | 0 | 0 | 0 | 0 | 0
ST | 0 | 0 | 0 | 0 | 0 | 0
STOG | 0 | 0 | 0 | 0 | 0 | 0
STWD | 0 | 0 | 0 | 0 | 0 | 0
WT | 0 | 0 | 0 | 0 | 0 | 0
IGCC | 0 | 0 | 0 | 0 | 0 | 0
DemandResponse | 0 | 0 | 0 | 0 | 0 | 0
IGCC-CCS | 0 | 0 | 0 | 0 | 0 | 0
WT_off | 0 | 0 | 0 | 0 | 0 | 0
PseudoUnit | 0 | 0 | 0 | 0 | 0 | 0
FixedInterchange | 0 | 0 | 0 | 0 | 0 | 0
Retrofit FOM Costs by Reporting Type: PJM_E
ReportingType | 2015 | 2020 | 2025 | 2030 | 2035 | 2040
BM | 0 | 0 | 0 | 0 | 0 | 0
CC | 0 | 0 | 0 | 0 | 0 | 0
CSP | 0 | 0 | 0 | 0 | 0 | 0
CT | 0 | 0 | 0 | 0 | 0 | 0
Coal | 2.35 | 1.28 | 1.28 | 1.3 | 1.5 | 1.55
Geo | 0 | 0 | 0 | 0 | 0 | 0
H | 0 | 0 | 0 | 0 | 0 | 0
LFG | 0 | 0 | 0 | 0 | 0 | 0
Nuc | 0 | 0 | 0 | 0 | 0 | 0
PS | 0 | 0 | 0 | 0 | 0 | 0
PV | 0 | 0 | 0 | 0 | 0 | 0
PeakG | 0 | 0 | 0 | 0 | 0 | 0
PeakO | 0 | 0 | 0 | 0 | 0 | 0
ST | 0 | 0 | 0 | 0 | 0 | 0
STOG | 0 | 0 | 0 | 0 | 0 | 0
STWD | 0 | 0 | 0 | 0 | 0 | 0
WT | 0 | 0 | 0 | 0 | 0 | 0
IGCC | 0 | 0 | 0 | 0 | 0 | 0
DemandResponse | 0 | 0 | 0 | 0 | 0 | 0
IGCC-CCS | 0 | 0 | 0 | 0 | 0 | 0
WT_off | 0 | 0 | 0 | 0 | 0 | 0
PseudoUnit | 0 | 0 | 0 | 0 | 0 | 0
FixedInterchange | 0 | 0 | 0 | 0 | 0 | 0
Retrofit FOM Costs by Reporting Type: PJM_ROM
ReportingType | 2015 | 2020 | 2025 | 2030 | 2035 | 2040
BM | 0 | 0 | 0 | 0 | 0 | 0
CC | 0 | 0 | 0 | 0 | 0 | 0
CSP | 0 | 0 | 0 | 0 | 0 | 0
CT | 0 | 0 | 0 | 0 | 0 | 0
Coal | 13.38 | 0.53 | 0 | 0 | 0 | 0
Geo | 0 | 0 | 0 | 0 | 0 | 0
H | 0 | 0 | 0 | 0 | 0 | 0
LFG | 0 | 0 | 0 | 0 | 0 | 0
Nuc | 0 | 0 | 0 | 0 | 0 | 0
PS | 0 | 0 | 0 | 0 | 0 | 0
PV | 0 | 0 | 0 | 0 | 0 | 0
PeakG | 0 | 0 | 0 | 0 | 0 | 0
PeakO | 0 | 0 | 0 | 0 | 0 | 0
ST | 0 | 0 | 0 | 0 | 0 | 0
STOG | 0 | 0 | 0 | 0 | 0 | 0
STWD | 0 | 0 | 0 | 0 | 0 | 0
WT | 0 | 0 | 0 | 0 | 0 | 0
IGCC | 0 | 0 | 0 | 0 | 0 | 0
DemandResponse | 0 | 0 | 0 | 0 | 0 | 0
IGCC-CCS | 0 | 0 | 0 | 0 | 0 | 0
WT_off | 0 | 0 | 0 | 0 | 0 | 0
PseudoUnit | 0 | 0 | 0 | 0 | 0 | 0
FixedInterchange | 0 | 0 | 0 | 0 | 0 | 0
Retrofit FOM Costs by Reporting Type: PJM_ROR
ReportingType | 2015 | 2020 | 2025 | 2030 | 2035 | 2040
BM | 0 | 0 | 0 | 0 | 0 | 0
CC | 0 | 0 | 0 | 0 | 0 | 0
CSP | 0 | 0 | 0 | 0 | 0 | 0
CT | 0 | 0 | 0 | 0 | 0 | 0
Coal | 156.94 | 98.52 | 14.88 | 15.71 | 15.9 | 15.9
Geo | 0 | 0 | 0 | 0 | 0 | 0
H | 0 | 0 | 0 | 0 | 0 | 0
LFG | 0 | 0 | 0 | 0 | 0 | 0
Nuc | 0 | 0 | 0 | 0 | 0 | 0
PS | 0 | 0 | 0 | 0 | 0 | 0
PV | 0 | 0 | 0 | 0 | 0 | 0
PeakG | 0 | 0 | 0 | 0 | 0 | 0
PeakO | 0 | 0 | 0 | 0 | 0 | 0
ST | 0 | 0 | 0 | 0 | 0 | 0
STOG | 0 | 0 | 0 | 0 | 0 | 0
STWD | 0 | 0 | 0 | 0 | 0 | 0
WT | 0 | 0 | 0 | 0 | 0 | 0
IGCC | 0 | 0 | 0 | 0 | 0 | 0
DemandResponse | 0 | 0 | 0 | 0 | 0 | 0
IGCC-CCS | 0 | 0 | 0 | 0 | 0 | 0
WT_off | 0 | 0 | 0 | 0 | 0 | 0
PseudoUnit | 0 | 0 | 0 | 0 | 0 | 0
FixedInterchange | 0 | 0 | 0 | 0 | 0 | 0
Retrofit FOM Costs by Reporting Type: SOCO
ReportingType | 2015 | 2020 | 2025 | 2030 | 2035 | 2040
BM | 0 | 0 | 0 | 0 | 0 | 0
CC | 0 | 0 | 0 | 0 | 0 | 0
CSP | 0 | 0 | 0 | 0 | 0 | 0
CT | 0 | 0 | 0 | 0 | 0 | 0
Coal | 47.81 | 13.1 | 14.27 | 14.27 | 14.27 | 14.27
Geo | 0 | 0 | 0 | 0 | 0 | 0
H | 0 | 0 | 0 | 0 | 0 | 0
LFG | 0 | 0 | 0 | 0 | 0 | 0
Nuc | 0 | 0 | 0 | 0 | 0 | 0
PS | 0 | 0 | 0 | 0 | 0 | 0
PV | 0 | 0 | 0 | 0 | 0 | 0
PeakG | 0 | 0 | 0 | 0 | 0 | 0
PeakO | 0 | 0 | 0 | 0 | 0 | 0
ST | 0 | 0 | 0 | 0 | 0 | 0
STOG | 0 | 0 | 0 | 0 | 0 | 0
STWD | 0 | 0 | 0 | 0 | 0 | 0
WT | 0 | 0 | 0 | 0 | 0 | 0
IGCC | 0 | 0 | 0 | 0 | 0 | 0
DemandResponse | 0 | 0 | 0 | 0 | 0 | 0
IGCC-CCS | 0 | 0 | 0 | 0 | 0 | 0
WT_off | 0 | 0 | 0 | 0 | 0 | 0
PseudoUnit | 0 | 0 | 0 | 0 | 0 | 0
FixedInterchange | 0 | 0 | 0 | 0 | 0 | 0
Retrofit FOM Costs by Reporting Type: SPP_N
ReportingType | 2015 | 2020 | 2025 | 2030 | 2035 | 2040
BM | 0 | 0 | 0 | 0 | 0 | 0
CC | 0 | 0 | 0 | 0 | 0 | 0
CSP | 0 | 0 | 0 | 0 | 0 | 0
CT | 0 | 0 | 0 | 0 | 0 | 0
Coal | 35.72 | 13.6 | 0 | 0 | 0 | 0
Geo | 0 | 0 | 0 | 0 | 0 | 0
H | 0 | 0 | 0 | 0 | 0 | 0
LFG | 0 | 0 | 0 | 0 | 0 | 0
Nuc | 0 | 0 | 0 | 0 | 0 | 0
PS | 0 | 0 | 0 | 0 | 0 | 0
PV | 0 | 0 | 0 | 0 | 0 | 0
PeakG | 0 | 0 | 0 | 0 | 0 | 0
PeakO | 0 | 0 | 0 | 0 | 0 | 0
ST | 0 | 0 | 0 | 0 | 0 | 0
STOG | 0 | 0 | 0 | 0 | 0 | 0
STWD | 0 | 0 | 0 | 0 | 0 | 0
WT | 0 | 0 | 0 | 0 | 0 | 0
IGCC | 0 | 0 | 0 | 0 | 0 | 0
DemandResponse | 0 | 0 | 0 | 0 | 0 | 0
IGCC-CCS | 0 | 0 | 0 | 0 | 0 | 0
WT_off | 0 | 0 | 0 | 0 | 0 | 0
PseudoUnit | 0 | 0 | 0 | 0 | 0 | 0
FixedInterchange | 0 | 0 | 0 | 0 | 0 | 0
Retrofit FOM Costs by Reporting Type: SPP_S
ReportingType | 2015 | 2020 | 2025 | 2030 | 2035 | 2040
BM | 0 | 0 | 0 | 0 | 0 | 0
CC | 0 | 0 | 0 | 0 | 0 | 0
CSP | 0 | 0 | 0 | 0 | 0 | 0
CT | 0 | 0 | 0 | 0 | 0 | 0
Coal | 16.1 | 1.35 | 0 | 0 | 0 | 0
Geo | 0 | 0 | 0 | 0 | 0 | 0
H | 0 | 0 | 0 | 0 | 0 | 0
LFG | 0 | 0 | 0 | 0 | 0 | 0
Nuc | 0 | 0 | 0 | 0 | 0 | 0
PS | 0 | 0 | 0 | 0 | 0 | 0
PV | 0 | 0 | 0 | 0 | 0 | 0
PeakG | 0 | 0 | 0 | 0 | 0 | 0
PeakO | 0 | 0 | 0 | 0 | 0 | 0
ST | 0 | 0 | 0 | 0 | 0 | 0
STOG | 0 | 0 | 0 | 0 | 0 | 0
STWD | 0 | 0 | 0 | 0 | 0 | 0
WT | 0 | 0 | 0 | 0 | 0 | 0
IGCC | 0 | 0 | 0 | 0 | 0 | 0
DemandResponse | 0 | 0 | 0 | 0 | 0 | 0
IGCC-CCS | 0 | 0 | 0 | 0 | 0 | 0
WT_off | 0 | 0 | 0 | 0 | 0 | 0
PseudoUnit | 0 | 0 | 0 | 0 | 0 | 0
FixedInterchange | 0 | 0 | 0 | 0 | 0 | 0
Retrofit FOM Costs by Reporting Type: TVA
ReportingType | 2015 | 2020 | 2025 | 2030 | 2035 | 2040
BM | 0 | 0 | 0 | 0 | 0 | 0
CC | 0 | 0 | 0 | 0 | 0 | 0
CSP | 0 | 0 | 0 | 0 | 0 | 0
CT | 0 | 0 | 0 | 0 | 0 | 0
Coal | 35.94 | 25.86 | 0 | 0 | 0 | 0
Geo | 0 | 0 | 0 | 0 | 0 | 0
H | 0 | 0 | 0 | 0 | 0 | 0
LFG | 0 | 0 | 0 | 0 | 0 | 0
Nuc | 0 | 0 | 0 | 0 | 0 | 0
PS | 0 | 0 | 0 | 0 | 0 | 0
PV | 0 | 0 | 0 | 0 | 0 | 0
PeakG | 0 | 0 | 0 | 0 | 0 | 0
PeakO | 0 | 0 | 0 | 0 | 0 | 0
ST | 0 | 0 | 0 | 0 | 0 | 0
STOG | 0 | 0 | 0 | 0 | 0 | 0
STWD | 0 | 0 | 0 | 0 | 0 | 0
WT | 0 | 0 | 0 | 0 | 0 | 0
IGCC | 0 | 0 | 0 | 0 | 0 | 0
DemandResponse | 0 | 0 | 0 | 0 | 0 | 0
IGCC-CCS | 0 | 0 | 0 | 0 | 0 | 0
WT_off | 0 | 0 | 0 | 0 | 0 | 0
PseudoUnit | 0 | 0 | 0 | 0 | 0 | 0
FixedInterchange | 0 | 0 | 0 | 0 | 0 | 0
Retrofit FOM Costs by Reporting Type: TVA_Transmission
ReportingType | 2015 | 2020 | 2025 | 2030 | 2035 | 2040
BM | 0 | 0 | 0 | 0 | 0 | 0
CC | 0 | 0 | 0 | 0 | 0 | 0
CSP | 0 | 0 | 0 | 0 | 0 | 0
CT | 0 | 0 | 0 | 0 | 0 | 0
Coal | 0 | 0 | 0 | 0 | 0 | 0
Geo | 0 | 0 | 0 | 0 | 0 | 0
H | 0 | 0 | 0 | 0 | 0 | 0
LFG | 0 | 0 | 0 | 0 | 0 | 0
Nuc | 0 | 0 | 0 | 0 | 0 | 0
PS | 0 | 0 | 0 | 0 | 0 | 0
PV | 0 | 0 | 0 | 0 | 0 | 0
PeakG | 0 | 0 | 0 | 0 | 0 | 0
PeakO | 0 | 0 | 0 | 0 | 0 | 0
ST | 0 | 0 | 0 | 0 | 0 | 0
STOG | 0 | 0 | 0 | 0 | 0 | 0
STWD | 0 | 0 | 0 | 0 | 0 | 0
WT | 0 | 0 | 0 | 0 | 0 | 0
IGCC | 0 | 0 | 0 | 0 | 0 | 0
DemandResponse | 0 | 0 | 0 | 0 | 0 | 0
IGCC-CCS | 0 | 0 | 0 | 0 | 0 | 0
WT_off | 0 | 0 | 0 | 0 | 0 | 0
PseudoUnit | 0 | 0 | 0 | 0 | 0 | 0
FixedInterchange | 0 | 0 | 0 | 0 | 0 | 0
Retrofit FOM Costs by Reporting Type: VACAR
ReportingType | 2015 | 2020 | 2025 | 2030 | 2035 | 2040
BM | 0 | 0 | 0 | 0 | 0 | 0
CC | 0 | 0 | 0 | 0 | 0 | 0
CSP | 0 | 0 | 0 | 0 | 0 | 0
CT | 0 | 0 | 0 | 0 | 0 | 0
Coal | 68.85 | 17.91 | 12.75 | 12.75 | 12.75 | 12.75
Geo | 0 | 0 | 0 | 0 | 0 | 0
H | 0 | 0 | 0 | 0 | 0 | 0
LFG | 0 | 0 | 0 | 0 | 0 | 0
Nuc | 0 | 0 | 0 | 0 | 0 | 0
PS | 0 | 0 | 0 | 0 | 0 | 0
PV | 0 | 0 | 0 | 0 | 0 | 0
PeakG | 0 | 0 | 0 | 0 | 0 | 0
PeakO | 0 | 0 | 0 | 0 | 0 | 0
ST | 0 | 0 | 0 | 0 | 0 | 0
STOG | 0 | 0 | 0 | 0 | 0 | 0
STWD | 0 | 0 | 0 | 0 | 0 | 0
WT | 0 | 0 | 0 | 0 | 0 | 0
IGCC | 0 | 0 | 0 | 0 | 0 | 0
DemandResponse | 0 | 0 | 0 | 0 | 0 | 0
IGCC-CCS | 0 | 0 | 0 | 0 | 0 | 0
WT_off | 0 | 0 | 0 | 0 | 0 | 0
PseudoUnit | 0 | 0 | 0 | 0 | 0 | 0
FixedInterchange | 0 | 0 | 0 | 0 | 0 | 0
Retrofit FOM Costs by Reporting Type: IESO
ReportingType | 2015 | 2020 | 2025 | 2030 | 2035 | 2040
BM | 0 | 0 | 0 | 0 | 0 | 0
CC | 0 | 0 | 0 | 0 | 0 | 0
CSP | 0 | 0 | 0 | 0 | 0 | 0
CT | 0 | 0 | 0 | 0 | 0 | 0
Coal | 0 | 0 | 0 | 0 | 0 | 0
Geo | 0 | 0 | 0 | 0 | 0 | 0
H | 0 | 0 | 0 | 0 | 0 | 0
LFG | 0 | 0 | 0 | 0 | 0 | 0
Nuc | 0 | 0 | 0 | 0 | 0 | 0
PS | 0 | 0 | 0 | 0 | 0 | 0
PV | 0 | 0 | 0 | 0 | 0 | 0
PeakG | 0 | 0 | 0 | 0 | 0 | 0
PeakO | 0 | 0 | 0 | 0 | 0 | 0
ST | 0 | 0 | 0 | 0 | 0 | 0
STOG | 0 | 0 | 0 | 0 | 0 | 0
STWD | 0 | 0 | 0 | 0 | 0 | 0
WT | 0 | 0 | 0 | 0 | 0 | 0
IGCC | 0 | 0 | 0 | 0 | 0 | 0
DemandResponse | 0 | 0 | 0 | 0 | 0 | 0
IGCC-CCS | 0 | 0 | 0 | 0 | 0 | 0
WT_off | 0 | 0 | 0 | 0 | 0 | 0
PseudoUnit | 0 | 0 | 0 | 0 | 0 | 0
FixedInterchange | 0 | 0 | 0 | 0 | 0 | 0
Retrofit FOM Costs by Reporting Type: MAPP_CA
ReportingType | 2015 | 2020 | 2025 | 2030 | 2035 | 2040
BM | 0 | 0 | 0 | 0 | 0 | 0
CC | 0 | 0 | 0 | 0 | 0 | 0
CSP | 0 | 0 | 0 | 0 | 0 | 0
CT | 0 | 0 | 0 | 0 | 0 | 0
Coal | 0 | 0 | 0 | 0 | 0 | 0
Geo | 0 | 0 | 0 | 0 | 0 | 0
H | 0 | 0 | 0 | 0 | 0 | 0
LFG | 0 | 0 | 0 | 0 | 0 | 0
Nuc | 0 | 0 | 0 | 0 | 0 | 0
PS | 0 | 0 | 0 | 0 | 0 | 0
PV | 0 | 0 | 0 | 0 | 0 | 0
PeakG | 0 | 0 | 0 | 0 | 0 | 0
PeakO | 0 | 0 | 0 | 0 | 0 | 0
ST | 0 | 0 | 0 | 0 | 0 | 0
STOG | 0 | 0 | 0 | 0 | 0 | 0
STWD | 0 | 0 | 0 | 0 | 0 | 0
WT | 0 | 0 | 0 | 0 | 0 | 0
IGCC | 0 | 0 | 0 | 0 | 0 | 0
DemandResponse | 0 | 0 | 0 | 0 | 0 | 0
IGCC-CCS | 0 | 0 | 0 | 0 | 0 | 0
WT_off | 0 | 0 | 0 | 0 | 0 | 0
PseudoUnit | 0 | 0 | 0 | 0 | 0 | 0
FixedInterchange | 0 | 0 | 0 | 0 | 0 | 0
Retrofit FOM Costs by Reporting Type: AZ_NM_SNV_Coal
ReportingType | 2015 | 2020 | 2025 | 2030 | 2035 | 2040
BM | 0 | 0 | 0 | 0 | 0 | 0
CC | 0 | 0 | 0 | 0 | 0 | 0
CSP | 0 | 0 | 0 | 0 | 0 | 0
CT | 0 | 0 | 0 | 0 | 0 | 0
Coal | 58.77 | 42.49 | 0 | 0 | 0 | 0
Geo | 0 | 0 | 0 | 0 | 0 | 0
H | 0 | 0 | 0 | 0 | 0 | 0
LFG | 0 | 0 | 0 | 0 | 0 | 0
Nuc | 0 | 0 | 0 | 0 | 0 | 0
PS | 0 | 0 | 0 | 0 | 0 | 0
PV | 0 | 0 | 0 | 0 | 0 | 0
PeakG | 0 | 0 | 0 | 0 | 0 | 0
PeakO | 0 | 0 | 0 | 0 | 0 | 0
ST | 0 | 0 | 0 | 0 | 0 | 0
STOG | 0 | 0 | 0 | 0 | 0 | 0
STWD | 0 | 0 | 0 | 0 | 0 | 0
WT | 0 | 0 | 0 | 0 | 0 | 0
IGCC | 0 | 0 | 0 | 0 | 0 | 0
DemandResponse | 0 | 0 | 0 | 0 | 0 | 0
IGCC-CCS | 0 | 0 | 0 | 0 | 0 | 0
WT_off | 0 | 0 | 0 | 0 | 0 | 0
PseudoUnit | 0 | 0 | 0 | 0 | 0 | 0
FixedInterchange | 0 | 0 | 0 | 0 | 0 | 0
Retrofit FOM Costs by Reporting Type: AZ_NM_SNV_Gas
ReportingType | 2015 | 2020 | 2025 | 2030 | 2035 | 2040
BM | 0 | 0 | 0 | 0 | 0 | 0
CC | 0 | 0 | 0 | 0 | 0 | 0
CSP | 0 | 0 | 0 | 0 | 0 | 0
CT | 0 | 0 | 0 | 0 | 0 | 0
Coal | 0 | 0 | 0 | 0 | 0 | 0
Geo | 0 | 0 | 0 | 0 | 0 | 0
H | 0 | 0 | 0 | 0 | 0 | 0
LFG | 0 | 0 | 0 | 0 | 0 | 0
Nuc | 0 | 0 | 0 | 0 | 0 | 0
PS | 0 | 0 | 0 | 0 | 0 | 0
PV | 0 | 0 | 0 | 0 | 0 | 0
PeakG | 0 | 0 | 0 | 0 | 0 | 0
PeakO | 0 | 0 | 0 | 0 | 0 | 0
ST | 0 | 0 | 0 | 0 | 0 | 0
STOG | 0 | 0 | 0 | 0 | 0 | 0
STWD | 0 | 0 | 0 | 0 | 0 | 0
WT | 0 | 0 | 0 | 0 | 0 | 0
IGCC | 0 | 0 | 0 | 0 | 0 | 0
DemandResponse | 0 | 0 | 0 | 0 | 0 | 0
IGCC-CCS | 0 | 0 | 0 | 0 | 0 | 0
WT_off | 0 | 0 | 0 | 0 | 0 | 0
PseudoUnit | 0 | 0 | 0 | 0 | 0 | 0
FixedInterchange | 0 | 0 | 0 | 0 | 0 | 0
Retrofit FOM Costs by Reporting Type: AZ_NM_SNV_NucRenew
ReportingType | 2015 | 2020 | 2025 | 2030 | 2035 | 2040
BM | 0 | 0 | 0 | 0 | 0 | 0
CC | 0 | 0 | 0 | 0 | 0 | 0
CSP | 0 | 0 | 0 | 0 | 0 | 0
CT | 0 | 0 | 0 | 0 | 0 | 0
Coal | 0 | 0 | 0 | 0 | 0 | 0
Geo | 0 | 0 | 0 | 0 | 0 | 0
H | 0 | 0 | 0 | 0 | 0 | 0
LFG | 0 | 0 | 0 | 0 | 0 | 0
Nuc | 0 | 0 | 0 | 0 | 0 | 0
PS | 0 | 0 | 0 | 0 | 0 | 0
PV | 0 | 0 | 0 | 0 | 0 | 0
PeakG | 0 | 0 | 0 | 0 | 0 | 0
PeakO | 0 | 0 | 0 | 0 | 0 | 0
ST | 0 | 0 | 0 | 0 | 0 | 0
STOG | 0 | 0 | 0 | 0 | 0 | 0
STWD | 0 | 0 | 0 | 0 | 0 | 0
WT | 0 | 0 | 0 | 0 | 0 | 0
IGCC | 0 | 0 | 0 | 0 | 0 | 0
DemandResponse | 0 | 0 | 0 | 0 | 0 | 0
IGCC-CCS | 0 | 0 | 0 | 0 | 0 | 0
WT_off | 0 | 0 | 0 | 0 | 0 | 0
PseudoUnit | 0 | 0 | 0 | 0 | 0 | 0
FixedInterchange | 0 | 0 | 0 | 0 | 0 | 0
Retrofit FOM Costs by Reporting Type: ERCOT
ReportingType | 2015 | 2020 | 2025 | 2030 | 2035 | 2040
BM | 0 | 0 | 0 | 0 | 0 | 0
CC | 0 | 0 | 0 | 0 | 0 | 0
CSP | 0 | 0 | 0 | 0 | 0 | 0
CT | 0 | 0 | 0 | 0 | 0 | 0
Coal | 16.23 | 13.13 | 13.51 | 13.81 | 13.81 | 13.81
Geo | 0 | 0 | 0 | 0 | 0 | 0
H | 0 | 0 | 0 | 0 | 0 | 0
LFG | 0 | 0 | 0 | 0 | 0 | 0
Nuc | 0 | 0 | 0 | 0 | 0 | 0
PS | 0 | 0 | 0 | 0 | 0 | 0
PV | 0 | 0 | 0 | 0 | 0 | 0
PeakG | 0 | 0 | 0 | 0 | 0 | 0
PeakO | 0 | 0 | 0 | 0 | 0 | 0
ST | 0 | 0 | 0 | 0 | 0 | 0
STOG | 0 | 0 | 0 | 0 | 0 | 0
STWD | 0 | 0 | 0 | 0 | 0 | 0
WT | 0 | 0 | 0 | 0 | 0 | 0
IGCC | 0 | 0 | 0 | 0 | 0 | 0
DemandResponse | 0 | 0 | 0 | 0 | 0 | 0
IGCC-CCS | 0 | 0 | 0 | 0 | 0 | 0
WT_off | 0 | 0 | 0 | 0 | 0 | 0
PseudoUnit | 0 | 0 | 0 | 0 | 0 | 0
FixedInterchange | 0 | 0 | 0 | 0 | 0 | 0
Retrofit FOM Costs by Reporting Type: NP15
ReportingType | 2015 | 2020 | 2025 | 2030 | 2035 | 2040
BM | 0 | 0 | 0 | 0 | 0 | 0
CC | 0 | 0 | 0 | 0 | 0 | 0
CSP | 0 | 0 | 0 | 0 | 0 | 0
CT | 0 | 0 | 0 | 0 | 0 | 0
Coal | 0.19 | 0 | 0 | 0 | 0 | 0
Geo | 0 | 0 | 0 | 0 | 0 | 0
H | 0 | 0 | 0 | 0 | 0 | 0
LFG | 0 | 0 | 0 | 0 | 0 | 0
Nuc | 0 | 0 | 0 | 0 | 0 | 0
PS | 0 | 0 | 0 | 0 | 0 | 0
PV | 0 | 0 | 0 | 0 | 0 | 0
PeakG | 0 | 0 | 0 | 0 | 0 | 0
PeakO | 0 | 0 | 0 | 0 | 0 | 0
ST | 0 | 0 | 0 | 0 | 0 | 0
STOG | 0 | 0 | 0 | 0 | 0 | 0
STWD | 0 | 0 | 0 | 0 | 0 | 0
WT | 0 | 0 | 0 | 0 | 0 | 0
IGCC | 0 | 0 | 0 | 0 | 0 | 0
DemandResponse | 0 | 0 | 0 | 0 | 0 | 0
IGCC-CCS | 0 | 0 | 0 | 0 | 0 | 0
WT_off | 0 | 0 | 0 | 0 | 0 | 0
PseudoUnit | 0 | 0 | 0 | 0 | 0 | 0
FixedInterchange | 0 | 0 | 0 | 0 | 0 | 0
Retrofit FOM Costs by Reporting Type: NWPP_Coal
ReportingType | 2015 | 2020 | 2025 | 2030 | 2035 | 2040
BM | 0 | 0 | 0 | 0 | 0 | 0
CC | 0 | 0 | 0 | 0 | 0 | 0
CSP | 0 | 0 | 0 | 0 | 0 | 0
CT | 0 | 0 | 0 | 0 | 0 | 0
Coal | 37.24 | 38.97 | 0.98 | 0.98 | 0.98 | 0.98
Geo | 0 | 0 | 0 | 0 | 0 | 0
H | 0 | 0 | 0 | 0 | 0 | 0
LFG | 0 | 0 | 0 | 0 | 0 | 0
Nuc | 0 | 0 | 0 | 0 | 0 | 0
PS | 0 | 0 | 0 | 0 | 0 | 0
PV | 0 | 0 | 0 | 0 | 0 | 0
PeakG | 0 | 0 | 0 | 0 | 0 | 0
PeakO | 0 | 0 | 0 | 0 | 0 | 0
ST | 0 | 0 | 0 | 0 | 0 | 0
STOG | 0 | 0 | 0 | 0 | 0 | 0
STWD | 0 | 0 | 0 | 0 | 0 | 0
WT | 0 | 0 | 0 | 0 | 0 | 0
IGCC | 0 | 0 | 0 | 0 | 0 | 0
DemandResponse | 0 | 0 | 0 | 0 | 0 | 0
IGCC-CCS | 0 | 0 | 0 | 0 | 0 | 0
WT_off | 0 | 0 | 0 | 0 | 0 | 0
PseudoUnit | 0 | 0 | 0 | 0 | 0 | 0
FixedInterchange | 0 | 0 | 0 | 0 | 0 | 0
Retrofit FOM Costs by Reporting Type: NWPP_Gas
ReportingType | 2015 | 2020 | 2025 | 2030 | 2035 | 2040
BM | 0 | 0 | 0 | 0 | 0 | 0
CC | 0 | 0 | 0 | 0 | 0 | 0
CSP | 0 | 0 | 0 | 0 | 0 | 0
CT | 0 | 0 | 0 | 0 | 0 | 0
Coal | 0 | 0 | 0 | 0 | 0 | 0
Geo | 0 | 0 | 0 | 0 | 0 | 0
H | 0 | 0 | 0 | 0 | 0 | 0
LFG | 0 | 0 | 0 | 0 | 0 | 0
Nuc | 0 | 0 | 0 | 0 | 0 | 0
PS | 0 | 0 | 0 | 0 | 0 | 0
PV | 0 | 0 | 0 | 0 | 0 | 0
PeakG | 0 | 0 | 0 | 0 | 0 | 0
PeakO | 0 | 0 | 0 | 0 | 0 | 0
ST | 0 | 0 | 0 | 0 | 0 | 0
STOG | 0 | 0 | 0 | 0 | 0 | 0
STWD | 0 | 0 | 0 | 0 | 0 | 0
WT | 0 | 0 | 0 | 0 | 0 | 0
IGCC | 0 | 0 | 0 | 0 | 0 | 0
DemandResponse | 0 | 0 | 0 | 0 | 0 | 0
IGCC-CCS | 0 | 0 | 0 | 0 | 0 | 0
WT_off | 0 | 0 | 0 | 0 | 0 | 0
PseudoUnit | 0 | 0 | 0 | 0 | 0 | 0
FixedInterchange | 0 | 0 | 0 | 0 | 0 | 0
Retrofit FOM Costs by Reporting Type: NWPP_NucRenew
ReportingType | 2015 | 2020 | 2025 | 2030 | 2035 | 2040
BM | 0 | 0 | 0 | 0 | 0 | 0
CC | 0 | 0 | 0 | 0 | 0 | 0
CSP | 0 | 0 | 0 | 0 | 0 | 0
CT | 0 | 0 | 0 | 0 | 0 | 0
Coal | 0 | 0 | 0 | 0 | 0 | 0
Geo | 0 | 0 | 0 | 0 | 0 | 0
H | 0 | 0 | 0 | 0 | 0 | 0
LFG | 0 | 0 | 0 | 0 | 0 | 0
Nuc | 0 | 0 | 0 | 0 | 0 | 0
PS | 0 | 0 | 0 | 0 | 0 | 0
PV | 0 | 0 | 0 | 0 | 0 | 0
PeakG | 0 | 0 | 0 | 0 | 0 | 0
PeakO | 0 | 0 | 0 | 0 | 0 | 0
ST | 0 | 0 | 0 | 0 | 0 | 0
STOG | 0 | 0 | 0 | 0 | 0 | 0
STWD | 0 | 0 | 0 | 0 | 0 | 0
WT | 0 | 0 | 0 | 0 | 0 | 0
IGCC | 0 | 0 | 0 | 0 | 0 | 0
DemandResponse | 0 | 0 | 0 | 0 | 0 | 0
IGCC-CCS | 0 | 0 | 0 | 0 | 0 | 0
WT_off | 0 | 0 | 0 | 0 | 0 | 0
PseudoUnit | 0 | 0 | 0 | 0 | 0 | 0
FixedInterchange | 0 | 0 | 0 | 0 | 0 | 0
Retrofit FOM Costs by Reporting Type: RMPA
ReportingType | 2015 | 2020 | 2025 | 2030 | 2035 | 2040
BM | 0 | 0 | 0 | 0 | 0 | 0
CC | 0 | 0 | 0 | 0 | 0 | 0
CSP | 0 | 0 | 0 | 0 | 0 | 0
CT | 0 | 0 | 0 | 0 | 0 | 0
Coal | 22.26 | 21.35 | 6.07 | 6.07 | 6.07 | 6.07
Geo | 0 | 0 | 0 | 0 | 0 | 0
H | 0 | 0 | 0 | 0 | 0 | 0
LFG | 0 | 0 | 0 | 0 | 0 | 0
Nuc | 0 | 0 | 0 | 0 | 0 | 0
PS | 0 | 0 | 0 | 0 | 0 | 0
PV | 0 | 0 | 0 | 0 | 0 | 0
PeakG | 0 | 0 | 0 | 0 | 0 | 0
PeakO | 0 | 0 | 0 | 0 | 0 | 0
ST | 0 | 0 | 0 | 0 | 0 | 0
STOG | 0 | 0 | 0 | 0 | 0 | 0
STWD | 0 | 0 | 0 | 0 | 0 | 0
WT | 0 | 0 | 0 | 0 | 0 | 0
IGCC | 0 | 0 | 0 | 0 | 0 | 0
DemandResponse | 0 | 0 | 0 | 0 | 0 | 0
IGCC-CCS | 0 | 0 | 0 | 0 | 0 | 0
WT_off | 0 | 0 | 0 | 0 | 0 | 0
PseudoUnit | 0 | 0 | 0 | 0 | 0 | 0
FixedInterchange | 0 | 0 | 0 | 0 | 0 | 0
Retrofit FOM Costs by Reporting Type: SP15
ReportingType | 2015 | 2020 | 2025 | 2030 | 2035 | 2040
BM | 0 | 0 | 0 | 0 | 0 | 0
CC | 0 | 0 | 0 | 0 | 0 | 0
CSP | 0 | 0 | 0 | 0 | 0 | 0
CT | 0 | 0 | 0 | 0 | 0 | 0
Coal | 0.23 | 0.41 | 0 | 0 | 0 | 0
Geo | 0 | 0 | 0 | 0 | 0 | 0
H | 0 | 0 | 0 | 0 | 0 | 0
LFG | 0 | 0 | 0 | 0 | 0 | 0
Nuc | 0 | 0 | 0 | 0 | 0 | 0
PS | 0 | 0 | 0 | 0 | 0 | 0
PV | 0 | 0 | 0 | 0 | 0 | 0
PeakG | 0 | 0 | 0 | 0 | 0 | 0
PeakO | 0 | 0 | 0 | 0 | 0 | 0
ST | 0 | 0 | 0 | 0 | 0 | 0
STOG | 0 | 0 | 0 | 0 | 0 | 0
STWD | 0 | 0 | 0 | 0 | 0 | 0
WT | 0 | 0 | 0 | 0 | 0 | 0
IGCC | 0 | 0 | 0 | 0 | 0 | 0
DemandResponse | 0 | 0 | 0 | 0 | 0 | 0
IGCC-CCS | 0 | 0 | 0 | 0 | 0 | 0
WT_off | 0 | 0 | 0 | 0 | 0 | 0
PseudoUnit | 0 | 0 | 0 | 0 | 0 | 0
FixedInterchange | 0 | 0 | 0 | 0 | 0 | 0
Retrofit FOM Costs by Reporting Type: ALB
ReportingType | 2015 | 2020 | 2025 | 2030 | 2035 | 2040
BM | 0 | 0 | 0 | 0 | 0 | 0
CC | 0 | 0 | 0 | 0 | 0 | 0
CSP | 0 | 0 | 0 | 0 | 0 | 0
CT | 0 | 0 | 0 | 0 | 0 | 0
Coal | 0.29 | 0.29 | 0.29 | 0 | 0 | 0
Geo | 0 | 0 | 0 | 0 | 0 | 0
H | 0 | 0 | 0 | 0 | 0 | 0
LFG | 0 | 0 | 0 | 0 | 0 | 0
Nuc | 0 | 0 | 0 | 0 | 0 | 0
PS | 0 | 0 | 0 | 0 | 0 | 0
PV | 0 | 0 | 0 | 0 | 0 | 0
PeakG | 0 | 0 | 0 | 0 | 0 | 0
PeakO | 0 | 0 | 0 | 0 | 0 | 0
ST | 0 | 0 | 0 | 0 | 0 | 0
STOG | 0 | 0 | 0 | 0 | 0 | 0
STWD | 0 | 0 | 0 | 0 | 0 | 0
WT | 0 | 0 | 0 | 0 | 0 | 0
IGCC | 0 | 0 | 0 | 0 | 0 | 0
DemandResponse | 0 | 0 | 0 | 0 | 0 | 0
IGCC-CCS | 0 | 0 | 0 | 0 | 0 | 0
WT_off | 0 | 0 | 0 | 0 | 0 | 0
PseudoUnit | 0 | 0 | 0 | 0 | 0 | 0
FixedInterchange | 0 | 0 | 0 | 0 | 0 | 0
Retrofit FOM Costs by Reporting Type: BC
ReportingType | 2015 | 2020 | 2025 | 2030 | 2035 | 2040
BM | 0 | 0 | 0 | 0 | 0 | 0
CC | 0 | 0 | 0 | 0 | 0 | 0
CSP | 0 | 0 | 0 | 0 | 0 | 0
CT | 0 | 0 | 0 | 0 | 0 | 0
Coal | 0 | 0 | 0 | 0 | 0 | 0
Geo | 0 | 0 | 0 | 0 | 0 | 0
H | 0 | 0 | 0 | 0 | 0 | 0
LFG | 0 | 0 | 0 | 0 | 0 | 0
Nuc | 0 | 0 | 0 | 0 | 0 | 0
PS | 0 | 0 | 0 | 0 | 0 | 0
PV | 0 | 0 | 0 | 0 | 0 | 0
PeakG | 0 | 0 | 0 | 0 | 0 | 0
PeakO | 0 | 0 | 0 | 0 | 0 | 0
ST | 0 | 0 | 0 | 0 | 0 | 0
STOG | 0 | 0 | 0 | 0 | 0 | 0
STWD | 0 | 0 | 0 | 0 | 0 | 0
WT | 0 | 0 | 0 | 0 | 0 | 0
IGCC | 0 | 0 | 0 | 0 | 0 | 0
DemandResponse | 0 | 0 | 0 | 0 | 0 | 0
IGCC-CCS | 0 | 0 | 0 | 0 | 0 | 0
WT_off | 0 | 0 | 0 | 0 | 0 | 0
PseudoUnit | 0 | 0 | 0 | 0 | 0 | 0
FixedInterchange | 0 | 0 | 0 | 0 | 0 | 0
Retrofit FOM Costs by Reporting Type: HQ_IESO
ReportingType | 2015 | 2020 | 2025 | 2030 | 2035 | 2040
BM | 0 | 0 | 0 | 0 | 0 | 0
CC | 0 | 0 | 0 | 0 | 0 | 0
CSP | 0 | 0 | 0 | 0 | 0 | 0
CT | 0 | 0 | 0 | 0 | 0 | 0
Coal | 0 | 0 | 0 | 0 | 0 | 0
Geo | 0 | 0 | 0 | 0 | 0 | 0
H | 0 | 0 | 0 | 0 | 0 | 0
LFG | 0 | 0 | 0 | 0 | 0 | 0
Nuc | 0 | 0 | 0 | 0 | 0 | 0
PS | 0 | 0 | 0 | 0 | 0 | 0
PV | 0 | 0 | 0 | 0 | 0 | 0
PeakG | 0 | 0 | 0 | 0 | 0 | 0
PeakO | 0 | 0 | 0 | 0 | 0 | 0
ST | 0 | 0 | 0 | 0 | 0 | 0
STOG | 0 | 0 | 0 | 0 | 0 | 0
STWD | 0 | 0 | 0 | 0 | 0 | 0
WT | 0 | 0 | 0 | 0 | 0 | 0
IGCC | 0 | 0 | 0 | 0 | 0 | 0
DemandResponse | 0 | 0 | 0 | 0 | 0 | 0
IGCC-CCS | 0 | 0 | 0 | 0 | 0 | 0
WT_off | 0 | 0 | 0 | 0 | 0 | 0
PseudoUnit | 0 | 0 | 0 | 0 | 0 | 0
FixedInterchange | 0 | 0 | 0 | 0 | 0 | 0
Retrofit FOM Costs by Reporting Type: HQ_NEISO
ReportingType | 2015 | 2020 | 2025 | 2030 | 2035 | 2040
BM | 0 | 0 | 0 | 0 | 0 | 0
CC | 0 | 0 | 0 | 0 | 0 | 0
CSP | 0 | 0 | 0 | 0 | 0 | 0
CT | 0 | 0 | 0 | 0 | 0 | 0
Coal | 0 | 0 | 0 | 0 | 0 | 0
Geo | 0 | 0 | 0 | 0 | 0 | 0
H | 0 | 0 | 0 | 0 | 0 | 0
LFG | 0 | 0 | 0 | 0 | 0 | 0
Nuc | 0 | 0 | 0 | 0 | 0 | 0
PS | 0 | 0 | 0 | 0 | 0 | 0
PV | 0 | 0 | 0 | 0 | 0 | 0
PeakG | 0 | 0 | 0 | 0 | 0 | 0
PeakO | 0 | 0 | 0 | 0 | 0 | 0
ST | 0 | 0 | 0 | 0 | 0 | 0
STOG | 0 | 0 | 0 | 0 | 0 | 0
STWD | 0 | 0 | 0 | 0 | 0 | 0
WT | 0 | 0 | 0 | 0 | 0 | 0
IGCC | 0 | 0 | 0 | 0 | 0 | 0
DemandResponse | 0 | 0 | 0 | 0 | 0 | 0
IGCC-CCS | 0 | 0 | 0 | 0 | 0 | 0
WT_off | 0 | 0 | 0 | 0 | 0 | 0
PseudoUnit | 0 | 0 | 0 | 0 | 0 | 0
FixedInterchange | 0 | 0 | 0 | 0 | 0 | 0
Retrofit FOM Costs by Reporting Type: HQ_NY
ReportingType | 2015 | 2020 | 2025 | 2030 | 2035 | 2040
BM | 0 | 0 | 0 | 0 | 0 | 0
CC | 0 | 0 | 0 | 0 | 0 | 0
CSP | 0 | 0 | 0 | 0 | 0 | 0
CT | 0 | 0 | 0 | 0 | 0 | 0
Coal | 0 | 0 | 0 | 0 | 0 | 0
Geo | 0 | 0 | 0 | 0 | 0 | 0
H | 0 | 0 | 0 | 0 | 0 | 0
LFG | 0 | 0 | 0 | 0 | 0 | 0
Nuc | 0 | 0 | 0 | 0 | 0 | 0
PS | 0 | 0 | 0 | 0 | 0 | 0
PV | 0 | 0 | 0 | 0 | 0 | 0
PeakG | 0 | 0 | 0 | 0 | 0 | 0
PeakO | 0 | 0 | 0 | 0 | 0 | 0
ST | 0 | 0 | 0 | 0 | 0 | 0
STOG | 0 | 0 | 0 | 0 | 0 | 0
STWD | 0 | 0 | 0 | 0 | 0 | 0
WT | 0 | 0 | 0 | 0 | 0 | 0
IGCC | 0 | 0 | 0 | 0 | 0 | 0
DemandResponse | 0 | 0 | 0 | 0 | 0 | 0
IGCC-CCS | 0 | 0 | 0 | 0 | 0 | 0
WT_off | 0 | 0 | 0 | 0 | 0 | 0
PseudoUnit | 0 | 0 | 0 | 0 | 0 | 0
FixedInterchange | 0 | 0 | 0 | 0 | 0 | 0
Retrofit FOM Costs by Reporting Type: MARITIMES
ReportingType | 2015 | 2020 | 2025 | 2030 | 2035 | 2040
BM | 0 | 0 | 0 | 0 | 0 | 0
CC | 0 | 0 | 0 | 0 | 0 | 0
CSP | 0 | 0 | 0 | 0 | 0 | 0
CT | 0 | 0 | 0 | 0 | 0 | 0
Coal | 0 | 0 | 0 | 0 | 0 | 0
Geo | 0 | 0 | 0 | 0 | 0 | 0
H | 0 | 0 | 0 | 0 | 0 | 0
LFG | 0 | 0 | 0 | 0 | 0 | 0
Nuc | 0 | 0 | 0 | 0 | 0 | 0
PS | 0 | 0 | 0 | 0 | 0 | 0
PV | 0 | 0 | 0 | 0 | 0 | 0
PeakG | 0 | 0 | 0 | 0 | 0 | 0
PeakO | 0 | 0 | 0 | 0 | 0 | 0
ST | 0 | 0 | 0 | 0 | 0 | 0
STOG | 0 | 0 | 0 | 0 | 0 | 0
STWD | 0 | 0 | 0 | 0 | 0 | 0
WT | 0 | 0 | 0 | 0 | 0 | 0
IGCC | 0 | 0 | 0 | 0 | 0 | 0
DemandResponse | 0 | 0 | 0 | 0 | 0 | 0
IGCC-CCS | 0 | 0 | 0 | 0 | 0 | 0
WT_off | 0 | 0 | 0 | 0 | 0 | 0
PseudoUnit | 0 | 0 | 0 | 0 | 0 | 0
FixedInterchange | 0 | 0 | 0 | 0 | 0 | 0
Retrofit FOM Costs by Reporting Type: All
ReportingType | 2015 | 2020 | 2025 | 2030 | 2035 | 2040
BM | 0 | 0 | 0 | 0 | 0 | 0
CC | 0 | 0 | 0 | 0 | 0 | 0
CSP | 0 | 0 | 0 | 0 | 0 | 0
CT | 0 | 0 | 0 | 0 | 0 | 0
Coal | 755.42 | 475.75 | 108.73 | 100.58 | 100.96 | 101.07
Geo | 0 | 0 | 0 | 0 | 0 | 0
H | 0 | 0 | 0 | 0 | 0 | 0
LFG | 0 | 0 | 0 | 0 | 0 | 0
Nuc | 0 | 0 | 0 | 0 | 0 | 0
PS | 0 | 0 | 0 | 0 | 0 | 0
PV | 0 | 0 | 0 | 0 | 0 | 0
PeakG | 0 | 0 | 0 | 0 | 0 | 0
PeakO | 0 | 0 | 0 | 0 | 0 | 0
ST | 0 | 0 | 0 | 0 | 0 | 0
STOG | 0 | 0 | 0 | 0 | 0 | 0
STWD | 0 | 0 | 0 | 0 | 0 | 0
WT | 0 | 0 | 0 | 0 | 0 | 0
IGCC | 0 | 0 | 0 | 0 | 0 | 0
DemandResponse | 0 | 0 | 0 | 0 | 0 | 0
IGCC-CCS | 0 | 0 | 0 | 0 | 0 | 0
WT_off | 0 | 0 | 0 | 0 | 0 | 0
PseudoUnit | 0 | 0 | 0 | 0 | 0 | 0
FixedInterchange | 0 | 0 | 0 | 0 | 0 | 0
Retrofit FOM Costs by Reporting Type: EI_US
ReportingType | 2015 | 2020 | 2025 | 2030 | 2035 | 2040
BM | 0 | 0 | 0 | 0 | 0 | 0
CC | 0 | 0 | 0 | 0 | 0 | 0
CSP | 0 | 0 | 0 | 0 | 0 | 0
CT | 0 | 0 | 0 | 0 | 0 | 0
Coal | 620.2 | 359.11 | 87.89 | 79.72 | 80.1 | 80.22
Geo | 0 | 0 | 0 | 0 | 0 | 0
H | 0 | 0 | 0 | 0 | 0 | 0
LFG | 0 | 0 | 0 | 0 | 0 | 0
Nuc | 0 | 0 | 0 | 0 | 0 | 0
PS | 0 | 0 | 0 | 0 | 0 | 0
PV | 0 | 0 | 0 | 0 | 0 | 0
PeakG | 0 | 0 | 0 | 0 | 0 | 0
PeakO | 0 | 0 | 0 | 0 | 0 | 0
ST | 0 | 0 | 0 | 0 | 0 | 0
STOG | 0 | 0 | 0 | 0 | 0 | 0
STWD | 0 | 0 | 0 | 0 | 0 | 0
WT | 0 | 0 | 0 | 0 | 0 | 0
IGCC | 0 | 0 | 0 | 0 | 0 | 0
DemandResponse | 0 | 0 | 0 | 0 | 0 | 0
IGCC-CCS | 0 | 0 | 0 | 0 | 0 | 0
WT_off | 0 | 0 | 0 | 0 | 0 | 0
PseudoUnit | 0 | 0 | 0 | 0 | 0 | 0
FixedInterchange | 0 | 0 | 0 | 0 | 0 | 0
Retrofit FOM Costs by Reporting Type: EI_Canada
ReportingType | 2015 | 2020 | 2025 | 2030 | 2035 | 2040
BM | 0 | 0 | 0 | 0 | 0 | 0
CC | 0 | 0 | 0 | 0 | 0 | 0
CSP | 0 | 0 | 0 | 0 | 0 | 0
CT | 0 | 0 | 0 | 0 | 0 | 0
Coal | 0 | 0 | 0 | 0 | 0 | 0
Geo | 0 | 0 | 0 | 0 | 0 | 0
H | 0 | 0 | 0 | 0 | 0 | 0
LFG | 0 | 0 | 0 | 0 | 0 | 0
Nuc | 0 | 0 | 0 | 0 | 0 | 0
PS | 0 | 0 | 0 | 0 | 0 | 0
PV | 0 | 0 | 0 | 0 | 0 | 0
PeakG | 0 | 0 | 0 | 0 | 0 | 0
PeakO | 0 | 0 | 0 | 0 | 0 | 0
ST | 0 | 0 | 0 | 0 | 0 | 0
STOG | 0 | 0 | 0 | 0 | 0 | 0
STWD | 0 | 0 | 0 | 0 | 0 | 0
WT | 0 | 0 | 0 | 0 | 0 | 0
IGCC | 0 | 0 | 0 | 0 | 0 | 0
DemandResponse | 0 | 0 | 0 | 0 | 0 | 0
IGCC-CCS | 0 | 0 | 0 | 0 | 0 | 0
WT_off | 0 | 0 | 0 | 0 | 0 | 0
PseudoUnit | 0 | 0 | 0 | 0 | 0 | 0
FixedInterchange | 0 | 0 | 0 | 0 | 0 | 0
Retrofit FOM Costs by Reporting Type: EI
ReportingType | 2015 | 2020 | 2025 | 2030 | 2035 | 2040
BM | 0 | 0 | 0 | 0 | 0 | 0
CC | 0 | 0 | 0 | 0 | 0 | 0
CSP | 0 | 0 | 0 | 0 | 0 | 0
CT | 0 | 0 | 0 | 0 | 0 | 0
Coal | 620.2 | 359.11 | 87.89 | 79.72 | 80.1 | 80.22
Geo | 0 | 0 | 0 | 0 | 0 | 0
H | 0 | 0 | 0 | 0 | 0 | 0
LFG | 0 | 0 | 0 | 0 | 0 | 0
Nuc | 0 | 0 | 0 | 0 | 0 | 0
PS | 0 | 0 | 0 | 0 | 0 | 0
PV | 0 | 0 | 0 | 0 | 0 | 0
PeakG | 0 | 0 | 0 | 0 | 0 | 0
PeakO | 0 | 0 | 0 | 0 | 0 | 0
ST | 0 | 0 | 0 | 0 | 0 | 0
STOG | 0 | 0 | 0 | 0 | 0 | 0
STWD | 0 | 0 | 0 | 0 | 0 | 0
WT | 0 | 0 | 0 | 0 | 0 | 0
IGCC | 0 | 0 | 0 | 0 | 0 | 0
DemandResponse | 0 | 0 | 0 | 0 | 0 | 0
IGCC-CCS | 0 | 0 | 0 | 0 | 0 | 0
WT_off | 0 | 0 | 0 | 0 | 0 | 0
PseudoUnit | 0 | 0 | 0 | 0 | 0 | 0
FixedInterchange | 0 | 0 | 0 | 0 | 0 | 0
Retrofit FOM Costs by Reporting Type: Outside_EI
ReportingType | 2015 | 2020 | 2025 | 2030 | 2035 | 2040
BM | 0 | 0 | 0 | 0 | 0 | 0
CC | 0 | 0 | 0 | 0 | 0 | 0
CSP | 0 | 0 | 0 | 0 | 0 | 0
CT | 0 | 0 | 0 | 0 | 0 | 0
Coal | 135.22 | 116.64 | 20.84 | 20.85 | 20.85 | 20.85
Geo | 0 | 0 | 0 | 0 | 0 | 0
H | 0 | 0 | 0 | 0 | 0 | 0
LFG | 0 | 0 | 0 | 0 | 0 | 0
Nuc | 0 | 0 | 0 | 0 | 0 | 0
PS | 0 | 0 | 0 | 0 | 0 | 0
PV | 0 | 0 | 0 | 0 | 0 | 0
PeakG | 0 | 0 | 0 | 0 | 0 | 0
PeakO | 0 | 0 | 0 | 0 | 0 | 0
ST | 0 | 0 | 0 | 0 | 0 | 0
STOG | 0 | 0 | 0 | 0 | 0 | 0
STWD | 0 | 0 | 0 | 0 | 0 | 0
WT | 0 | 0 | 0 | 0 | 0 | 0
IGCC | 0 | 0 | 0 | 0 | 0 | 0
DemandResponse | 0 | 0 | 0 | 0 | 0 | 0
IGCC-CCS | 0 | 0 | 0 | 0 | 0 | 0
WT_off | 0 | 0 | 0 | 0 | 0 | 0
PseudoUnit | 0 | 0 | 0 | 0 | 0 | 0
FixedInterchange | 0 | 0 | 0 | 0 | 0 | 0
#12 | 0.01: Levelized Capital Costs ($million)
Levelized Capital Costs by Reporting Type: Entergy
ReportingType | 2015 | 2020 | 2025 | 2030 | 2035 | 2040
BM | 0 | 0 | 0 | 0 | 0 | 585.02
CC | 22.61 | 193.29 | 193.29 | 193.29 | 193.29 | 170.69
CSP | 0 | 0 | 0 | 0 | 0 | 0
CT | 0 | 0 | 0 | 0 | 0 | 0
Coal | 202.06 | 202.06 | 202.06 | 202.06 | 202.06 | 202.06
Geo | 0 | 0 | 0 | 0 | 0 | 0
H | 0 | 0 | 0 | 292.96 | 292.96 | 292.96
LFG | 0 | 0 | 14.39 | 14.39 | 14.39 | 14.39
Nuc | 0 | 0 | 0 | 0 | 0 | 0
PS | 0 | 0 | 0 | 0 | 0 | 0
PV | 0.09 | 15.72 | 22.29 | 22.29 | 22.2 | 6.57
PeakG | 0 | 0 | 0 | 0 | 0 | 0
PeakO | 0 | 0 | 0 | 0 | 0 | 0
ST | 0 | 0 | 0 | 0 | 0 | 0
STOG | 0 | 0 | 0 | 0 | 0 | 0
STWD | 0 | 0 | 0 | 0 | 0 | 0
WT | 0 | 0 | 20.48 | 491.48 | 491.48 | 491.48
IGCC | 0 | 0 | 0 | 0 | 0 | 0
DemandResponse | 0 | 0 | 0 | 0 | 0 | 0
IGCC-CCS | 0 | 0 | 0 | 0 | 0 | 0
WT_off | 0 | 0 | 0 | 0 | 0 | 0
PseudoUnit | 0 | 0 | 0 | 0 | 0 | 0
FixedInterchange | 0 | 0 | 0 | 0 | 0 | 0
Levelized Capital Costs by Reporting Type: FRCC
ReportingType | 2015 | 2020 | 2025 | 2030 | 2035 | 2040
BM | 0 | 0 | 0 | 0 | 549.53 | 549.53
CC | 1155.52 | 1155.52 | 1155.52 | 1155.52 | 1155.52 | 0
CSP | 0 | 0 | 0 | 0 | 0 | 0
CT | 196.14 | 196.14 | 196.14 | 196.14 | 0 | 0
Coal | 0 | 0 | 0 | 0 | 0 | 0
Geo | 0 | 0 | 0 | 0 | 0 | 0
H | 0 | 0 | 0 | 0 | 0 | 0
LFG | 0 | 0 | 27.15 | 27.15 | 27.15 | 27.15
Nuc | 0 | 0 | 863.88 | 9792.45 | 11420.16 | 14105.56
PS | 0 | 0 | 0 | 0 | 0 | 0
PV | 0 | 0 | 0 | 0 | 0 | 0
PeakG | 0 | 0 | 0 | 0 | 0 | 0
PeakO | 0 | 0 | 0 | 0 | 0 | 0
ST | 0 | 0 | 0 | 0 | 0 | 0
STOG | 0 | 0 | 0 | 0 | 0 | 0
STWD | 0 | 0 | 0 | 0 | 0 | 0
WT | 0 | 0 | 0 | 0 | 0 | 0
IGCC | 0 | 0 | 0 | 0 | 0 | 0
DemandResponse | 0 | 0 | 0 | 0 | 0 | 0
IGCC-CCS | 0 | 0 | 0 | 0 | 0 | 0
WT_off | 0 | 0 | 0 | 0 | 0 | 0
PseudoUnit | 0 | 0 | 0 | 0 | 0 | 0
FixedInterchange | 0 | 0 | 0 | 0 | 0 | 0
Levelized Capital Costs by Reporting Type: MAPP_US
ReportingType | 2015 | 2020 | 2025 | 2030 | 2035 | 2040
BM | 0 | 0 | 0 | 0 | 0 | 0
CC | 0 | 0 | 0 | 0 | 0 | 0
CSP | 0 | 0 | 0 | 0 | 0 | 0
CT | 25.9 | 25.9 | 25.9 | 25.19 | 0 | 0
Coal | 0 | 0 | 0 | 0 | 0 | 0
Geo | 0 | 0 | 0 | 0 | 0 | 0
H | 0 | 0 | 0 | 0 | 0 | 0
LFG | 0 | 0 | 0 | 9.45 | 9.45 | 9.45
Nuc | 0 | 0 | 0 | 0 | 0 | 0
PS | 0 | 0 | 0 | 0 | 0 | 0
PV | 0 | 0 | 0 | 0 | 0 | 0
PeakG | 0 | 0 | 0 | 0 | 0 | 0
PeakO | 0 | 0 | 0 | 0 | 0 | 0
ST | 0 | 0 | 0 | 0 | 0 | 0
STOG | 0 | 0 | 0 | 0 | 0 | 0
STWD | 0 | 0 | 0 | 0 | 0 | 0
WT | 67.6 | 683.82 | 683.82 | 656.28 | 616.22 | 0
IGCC | 0 | 0 | 0 | 0 | 0 | 0
DemandResponse | 0 | 0 | 0 | 0 | 0 | 0
IGCC-CCS | 0 | 0 | 0 | 0 | 0 | 0
WT_off | 0 | 0 | 0 | 0 | 0 | 0
PseudoUnit | 0 | 0 | 0 | 0 | 0 | 0
FixedInterchange | 0 | 0 | 0 | 0 | 0 | 0
Levelized Capital Costs by Reporting Type: MISO_IN
ReportingType | 2015 | 2020 | 2025 | 2030 | 2035 | 2040
BM | 0 | 0 | 0 | 0 | 0 | 0
CC | 632.66 | 1182.26 | 1182.26 | 1182.26 | 1182.26 | 549.6
CSP | 0 | 0 | 0 | 0 | 0 | 0
CT | 0 | 0 | 0 | 0 | 0 | 0
Coal | 0 | 0 | 0 | 0 | 0 | 0
Geo | 0 | 0 | 0 | 0 | 0 | 0
H | 0 | 0 | 0 | 0 | 0 | 0
LFG | 0 | 0 | 11.43 | 11.43 | 11.43 | 11.43
Nuc | 0 | 0 | 0 | 0 | 0 | 0
PS | 0 | 0 | 0 | 0 | 0 | 0
PV | 0 | 61.77 | 92.74 | 92.74 | 92.74 | 30.98
PeakG | 0 | 0 | 0 | 0 | 0 | 0
PeakO | 0 | 0 | 0 | 0 | 0 | 0
ST | 0 | 0 | 0 | 0 | 0 | 0
STOG | 0 | 0 | 0 | 0 | 0 | 0
STWD | 0 | 0 | 0 | 0 | 0 | 0
WT | 0 | 0 | 4864.79 | 4864.79 | 4864.79 | 4864.79
IGCC | 215.26 | 215.26 | 215.26 | 215.26 | 215.26 | 215.26
DemandResponse | 0 | 0 | 0 | 0 | 0 | 0
IGCC-CCS | 0 | 0 | 0 | 0 | 0 | 0
WT_off | 0 | 0 | 0 | 0 | 0 | 0
PseudoUnit | 0 | 0 | 0 | 0 | 0 | 0
FixedInterchange | 0 | 0 | 0 | 0 | 0 | 0
Levelized Capital Costs by Reporting Type: MISO_MI
ReportingType | 2015 | 2020 | 2025 | 2030 | 2035 | 2040
BM | 0 | 0 | 0 | 0 | 0 | 0
CC | 0 | 0 | 0 | 0 | 0 | 0
CSP | 0 | 0 | 0 | 0 | 0 | 0
CT | 0 | 0 | 0 | 0 | 0 | 0
Coal | 0 | 0 | 0 | 0 | 0 | 0
Geo | 0 | 0 | 0 | 0 | 0 | 0
H | 0 | 0 | 0 | 0 | 0 | 0
LFG | 0 | 0 | 24.16 | 24.16 | 24.16 | 24.16
Nuc | 0 | 0 | 0 | 0 | 25.14 | 1253.67
PS | 0 | 0 | 0 | 0 | 0 | 0
PV | 0 | 0 | 0 | 0 | 0 | 0
PeakG | 0 | 0 | 0 | 0 | 0 | 0
PeakO | 0 | 0 | 0 | 0 | 0 | 0
ST | 0 | 0 | 0 | 0 | 0 | 0
STOG | 0 | 0 | 0 | 0 | 0 | 0
STWD | 0 | 0 | 0 | 0 | 0 | 0
WT | 365.92 | 458.2 | 466.13 | 466.13 | 100.21 | 7.93
IGCC | 0 | 0 | 0 | 0 | 0 | 0
DemandResponse | 0 | 0 | 0 | 0 | 0 | 0
IGCC-CCS | 0 | 0 | 0 | 0 | 0 | 0
WT_off | 0 | 0 | 0 | 0 | 0 | 0
PseudoUnit | 0 | 0 | 0 | 0 | 0 | 0
FixedInterchange | 0 | 0 | 0 | 0 | 0 | 0
Levelized Capital Costs by Reporting Type: MISO_MO-IL
ReportingType | 2015 | 2020 | 2025 | 2030 | 2035 | 2040
BM | 0 | 0 | 0 | 0 | 0 | 0
CC | 0 | 0 | 0 | 0 | 0 | 0
CSP | 0 | 0 | 0 | 0 | 0 | 0
CT | 0 | 0 | 0 | 0 | 0 | 0
Coal | 574.94 | 574.94 | 574.94 | 574.94 | 574.94 | 574.94
Geo | 0 | 0 | 0 | 0 | 0 | 0
H | 0 | 77.86 | 77.86 | 77.86 | 77.86 | 77.86
LFG | 0 | 0 | 28.96 | 33.83 | 33.83 | 33.83
Nuc | 0 | 0 | 0 | 0 | 0 | 0
PS | 0 | 0 | 0 | 0 | 0 | 0
PV | 0 | 0 | 0 | 0 | 0 | 0
PeakG | 0 | 0 | 0 | 0 | 0 | 0
PeakO | 0 | 0 | 0 | 0 | 0 | 0
ST | 0 | 0 | 0 | 0 | 0 | 0
STOG | 0 | 0 | 0 | 0 | 0 | 0
STWD | 0 | 0 | 0 | 0 | 0 | 0
WT | 51.11 | 51.11 | 1806.82 | 1806.82 | 1755.71 | 1755.71
IGCC | 0 | 0 | 0 | 0 | 0 | 0
DemandResponse | 0 | 0 | 0 | 0 | 0 | 0
IGCC-CCS | 0 | 0 | 0 | 0 | 0 | 0
WT_off | 0 | 0 | 0 | 0 | 0 | 0
PseudoUnit | 0 | 0 | 0 | 0 | 0 | 0
FixedInterchange | 0 | 0 | 0 | 0 | 0 | 0
Levelized Capital Costs by Reporting Type: MISO_W
ReportingType | 2015 | 2020 | 2025 | 2030 | 2035 | 2040
BM | 0 | 0 | 0 | 0 | 0 | 0
CC | 0 | 0 | 0 | 0 | 0 | 0
CSP | 0 | 0 | 0 | 0 | 0 | 0
CT | 0 | 0 | 0 | 0 | 0 | 0
Coal | 0 | 0 | 0 | 0 | 0 | 0
Geo | 0 | 0 | 0 | 0 | 0 | 0
H | 0 | 0 | 0 | 0 | 0 | 0
LFG | 0 | 0 | 0 | 10.74 | 10.74 | 10.74
Nuc | 0 | 0 | 0 | 0 | 0 | 0
PS | 0 | 0 | 0 | 0 | 0 | 0
PV | 0 | 0 | 0 | 0 | 0 | 0
PeakG | 0 | 0 | 0 | 0 | 0 | 0
PeakO | 0 | 0 | 0 | 0 | 0 | 0
ST | 0 | 0 | 0 | 0 | 0 | 0
STOG | 0 | 0 | 0 | 0 | 0 | 0
STWD | 0 | 0 | 0 | 0 | 0 | 0
WT | 489.63 | 9007.24 | 11639.21 | 11590.51 | 11149.57 | 2631.97
IGCC | 0 | 0 | 0 | 0 | 0 | 0
DemandResponse | 0 | 0 | 0 | 0 | 0 | 0
IGCC-CCS | 0 | 0 | 0 | 0 | 0 | 0
WT_off | 0 | 0 | 0 | 0 | 0 | 0
PseudoUnit | 0 | 0 | 0 | 0 | 0 | 0
FixedInterchange | 0 | 0 | 0 | 0 | 0 | 0
Levelized Capital Costs by Reporting Type: MISO_WUMS
ReportingType | 2015 | 2020 | 2025 | 2030 | 2035 | 2040
BM | 0 | 0 | 0 | 0 | 127.47 | 127.47
CC | 542.63 | 542.63 | 542.63 | 542.63 | 542.63 | 0
CSP | 0 | 0 | 0 | 0 | 0 | 0
CT | 0 | 0 | 0 | 0 | 0 | 0
Coal | 184.51 | 184.51 | 184.51 | 184.51 | 184.51 | 184.51
Geo | 0 | 0 | 0 | 0 | 0 | 0
H | 0 | 0.28 | 0.28 | 0.28 | 0.28 | 0.28
LFG | 0 | 0 | 31.13 | 31.13 | 31.13 | 31.13
Nuc | 0 | 0 | 0 | 0 | 1351.26 | 1524.96
PS | 0 | 0 | 0 | 0 | 0 | 0
PV | 0 | 0 | 0 | 0 | 0 | 0
PeakG | 0 | 0 | 0 | 0 | 0 | 0
PeakO | 0 | 0 | 0 | 0 | 0 | 0
ST | 0 | 0 | 0 | 0 | 0 | 0
STOG | 0 | 0 | 0 | 0 | 0 | 0
STWD | 0 | 0 | 0 | 0 | 0 | 0
WT | 164.64 | 164.64 | 169.19 | 169.19 | 4.55 | 4.55
IGCC | 0 | 0 | 0 | 0 | 0 | 0
DemandResponse | 0 | 0 | 0 | 0 | 0 | 0
IGCC-CCS | 0 | 0 | 0 | 0 | 0 | 0
WT_off | 0 | 0 | 0 | 0 | 0 | 0
PseudoUnit | 0 | 0 | 0 | 0 | 0 | 0
FixedInterchange | 0 | 0 | 0 | 0 | 0 | 0
Levelized Capital Costs by Reporting Type: Nebraska
ReportingType | 2015 | 2020 | 2025 | 2030 | 2035 | 2040
BM | 0 | 0 | 0 | 0 | 0 | 0
CC | 0 | 0 | 0 | 0 | 0 | 0
CSP | 0 | 0 | 0 | 0 | 0 | 0
CT | 0 | 0 | 0 | 0 | 0 | 0
Coal | 66.52 | 66.52 | 66.52 | 66.52 | 66.52 | 66.52
Geo | 0 | 0 | 0 | 0 | 0 | 0
H | 0 | 0 | 0 | 0 | 0 | 0
LFG | 0 | 0 | 0 | 9.88 | 9.88 | 9.88
Nuc | 0 | 0 | 0 | 0 | 0 | 0
PS | 0 | 0 | 0 | 0 | 0 | 0
PV | 0 | 0 | 0 | 0 | 0 | 0
PeakG | 0 | 0 | 0 | 0 | 0 | 0
PeakO | 0 | 0 | 0 | 0 | 0 | 0
ST | 0 | 0 | 0 | 0 | 0 | 0
STOG | 0 | 0 | 0 | 0 | 0 | 0
STWD | 0 | 0 | 0 | 0 | 0 | 0
WT | 32.59 | 2300.93 | 2782.89 | 2775.89 | 3000.67 | 779.62
IGCC | 0 | 0 | 0 | 0 | 0 | 0
DemandResponse | 0 | 0 | 0 | 0 | 0 | 0
IGCC-CCS | 0 | 0 | 0 | 0 | 0 | 0
WT_off | 0 | 0 | 0 | 0 | 0 | 0
PseudoUnit | 0 | 0 | 0 | 0 | 0 | 0
FixedInterchange | 0 | 0 | 0 | 0 | 0 | 0
Levelized Capital Costs by Reporting Type: NEISO
ReportingType | 2015 | 2020 | 2025 | 2030 | 2035 | 2040
BM | 92.7 | 92.7 | 92.7 | 92.7 | 92.7 | 92.7
CC | 273.49 | 273.49 | 273.49 | 273.49 | 273.49 | 0
CSP | 0 | 0 | 0 | 0 | 0 | 0
CT | 30 | 30 | 30 | 29.13 | 0 | 0
Coal | 0 | 0 | 0 | 0 | 0 | 0
Geo | 0 | 0 | 0 | 0 | 0 | 0
H | 0 | 0.83 | 0.83 | 0.83 | 0.83 | 0.83
LFG | 7.73 | 7.73 | 7.73 | 18.07 | 10.34 | 10.34
Nuc | 0 | 0 | 0 | 0 | 0 | 0
PS | 0 | 0 | 0 | 0 | 0 | 0
PV | 0 | 83.06 | 83.06 | 83.06 | 83.06 | 0
PeakG | 0 | 0 | 0 | 0 | 0 | 0
PeakO | 0 | 0 | 0 | 0 | 0 | 0
ST | 0 | 0 | 0 | 0 | 0 | 0
STOG | 0 | 0 | 0 | 0 | 0 | 0
STWD | 0 | 0 | 0 | 0 | 0 | 0
WT | 40.84 | 364.07 | 857.61 | 852.13 | 1275.77 | 1042.98
IGCC | 0 | 0 | 0 | 0 | 0 | 0
DemandResponse | 0 | 0 | 0 | 0 | 0 | 0
IGCC-CCS | 0 | 0 | 0 | 0 | 0 | 0
WT_off | 218.96 | 218.96 | 218.96 | 218.96 | 0 | 0
PseudoUnit | 0 | 0 | 0 | 0 | 0 | 0
FixedInterchange | 0 | 0 | 0 | 0 | 0 | 0
Levelized Capital Costs by Reporting Type: NonRTO_Midwest
ReportingType | 2015 | 2020 | 2025 | 2030 | 2035 | 2040
BM | 0 | 0 | 0 | 0 | 57.09 | 57.09
CC | 234.27 | 355.53 | 355.53 | 355.53 | 355.53 | 121.27
CSP | 0 | 0 | 0 | 0 | 0 | 0
CT | 0 | 0 | 0 | 0 | 0 | 0
Coal | 0 | 0 | 0 | 0 | 0 | 0
Geo | 0 | 0 | 0 | 0 | 0 | 0
H | 0 | 207.44 | 207.44 | 207.44 | 207.44 | 207.44
LFG | 0 | 0 | 21.43 | 21.43 | 21.43 | 21.43
Nuc | 0 | 0 | 0 | 1132.04 | 2696.16 | 3118.67
PS | 0 | 0 | 0 | 0 | 0 | 0
PV | 0 | 0 | 0 | 0 | 0 | 0
PeakG | 0 | 0 | 0 | 0 | 0 | 0
PeakO | 0 | 0 | 0 | 0 | 0 | 0
ST | 0 | 0 | 0 | 0 | 0 | 0
STOG | 0 | 0 | 0 | 0 | 0 | 0
STWD | 0 | 0 | 0 | 0 | 0 | 0
WT | 0 | 0 | 0 | 0 | 0 | 0
IGCC | 0 | 0 | 0 | 0 | 0 | 0
DemandResponse | 0 | 0 | 0 | 0 | 0 | 0
IGCC-CCS | 0 | 0 | 0 | 0 | 0 | 0
WT_off | 0 | 0 | 0 | 0 | 0 | 0
PseudoUnit | 0 | 0 | 0 | 0 | 0 | 0
FixedInterchange | 0 | 0 | 0 | 0 | 0 | 0
Levelized Capital Costs by Reporting Type: NYISO_A-F
ReportingType | 2015 | 2020 | 2025 | 2030 | 2035 | 2040
BM | 0 | 0 | 0 | 0 | 0 | 0
CC | 85.71 | 85.71 | 85.71 | 85.71 | 85.71 | 0
CSP | 0 | 0 | 0 | 0 | 0 | 0
CT | 0 | 0 | 0 | 0 | 0 | 0
Coal | 0 | 0 | 0 | 0 | 0 | 0
Geo | 0 | 0 | 0 | 0 | 0 | 0
H | 0 | 0 | 0 | 0 | 0 | 0
LFG | 0.97 | 0.97 | 0.97 | 10.74 | 9.76 | 9.76
Nuc | 0 | 0 | 0 | 0 | 0 | 0
PS | 0 | 0 | 0 | 0 | 0 | 0
PV | 0 | 0 | 0 | 0 | 0 | 0
PeakG | 0 | 0 | 0 | 0 | 0 | 0
PeakO | 0 | 0 | 0 | 0 | 0 | 0
ST | 0 | 0 | 0 | 0 | 0 | 0
STOG | 0 | 0 | 0 | 0 | 0 | 0
STWD | 0 | 0 | 0 | 0 | 0 | 0
WT | 431.34 | 518.49 | 547.44 | 1303.97 | 1764.7 | 1677.55
IGCC | 0 | 0 | 0 | 0 | 0 | 0
DemandResponse | 0 | 0 | 0 | 0 | 0 | 0
IGCC-CCS | 0 | 0 | 0 | 0 | 0 | 0
WT_off | 0 | 0 | 0 | 0 | 0 | 0
PseudoUnit | 0 | 0 | 0 | 0 | 0 | 0
FixedInterchange | 0 | 0 | 0 | 0 | 0 | 0
Levelized Capital Costs by Reporting Type: NYISO_G-I
ReportingType | 2015 | 2020 | 2025 | 2030 | 2035 | 2040
BM | 0 | 0 | 0 | 0 | 0 | 0
CC | 0 | 0 | 0 | 0 | 0 | 0
CSP | 0 | 0 | 0 | 0 | 0 | 0
CT | 0 | 0 | 0 | 0 | 0 | 0
Coal | 0 | 0 | 0 | 0 | 0 | 0
Geo | 0 | 0 | 0 | 0 | 0 | 0
H | 0 | 0 | 0 | 0 | 0 | 0
LFG | 0 | 0 | 0 | 10.68 | 10.68 | 10.68
Nuc | 0 | 0 | 0 | 0 | 287.55 | 1015.55
PS | 0 | 0 | 0 | 0 | 0 | 0
PV | 0 | 0 | 0 | 0 | 0 | 0
PeakG | 0 | 0 | 0 | 0 | 0 | 0
PeakO | 0 | 0 | 0 | 0 | 0 | 0
ST | 0 | 0 | 0 | 0 | 0 | 0
STOG | 0 | 0 | 0 | 0 | 0 | 0
STWD | 0 | 0 | 0 | 0 | 0 | 0
WT | 0 | 9.46 | 57.6 | 57.6 | 57.6 | 48.15
IGCC | 0 | 0 | 0 | 0 | 0 | 0
DemandResponse | 0 | 0 | 0 | 0 | 0 | 0
IGCC-CCS | 0 | 0 | 0 | 0 | 0 | 0
WT_off | 0 | 0 | 0 | 0 | 0 | 0
PseudoUnit | 0 | 0 | 0 | 0 | 0 | 0
FixedInterchange | 0 | 0 | 0 | 0 | 0 | 0
Levelized Capital Costs by Reporting Type: NYISO_J-K
ReportingType | 2015 | 2020 | 2025 | 2030 | 2035 | 2040
BM | 0 | 0 | 0 | 0 | 0 | 0
CC | 226.37 | 226.37 | 226.37 | 226.37 | 226.37 | 0
CSP | 0 | 0 | 0 | 0 | 0 | 0
CT | 0 | 0 | 0 | 0 | 0 | 0
Coal | 0 | 0 | 0 | 0 | 0 | 0
Geo | 0 | 0 | 0 | 0 | 0 | 0
H | 0 | 0 | 0 | 0 | 0 | 0
LFG | 0 | 0 | 0 | 15.2 | 15.2 | 15.2
Nuc | 0 | 0 | 0 | 0 | 0 | 0
PS | 0 | 0 | 0 | 0 | 0 | 0
PV | 13.61 | 13.61 | 13.61 | 13.61 | 0 | 0
PeakG | 0 | 0 | 0 | 0 | 0 | 0
PeakO | 0 | 0 | 0 | 0 | 0 | 0
ST | 0 | 0 | 0 | 0 | 0 | 0
STOG | 0 | 0 | 0 | 0 | 0 | 0
STWD | 0 | 0 | 0 | 0 | 0 | 0
WT | 0 | 0 | 34.63 | 68.27 | 68.27 | 68.27
IGCC | 0 | 0 | 0 | 0 | 0 | 0
DemandResponse | 0 | 0 | 0 | 0 | 0 | 0
IGCC-CCS | 0 | 0 | 0 | 0 | 0 | 0
WT_off | 0 | 0 | 0 | 0 | 0 | 125.86
PseudoUnit | 0 | 0 | 0 | 0 | 0 | 0
FixedInterchange | 0 | 0 | 0 | 0 | 0 | 0
Levelized Capital Costs by Reporting Type: PJM_E
ReportingType | 2015 | 2020 | 2025 | 2030 | 2035 | 2040
BM | 11.61 | 11.61 | 11.61 | 11.61 | 11.61 | 11.61
CC | 673.31 | 673.31 | 673.31 | 673.31 | 582.39 | 0
CSP | 0 | 0 | 0 | 0 | 0 | 0
CT | 2.28 | 2.28 | 2.28 | 0 | 0 | 0
Coal | 9.09 | 9.09 | 9.09 | 9.09 | 9.09 | 9.09
Geo | 0 | 0 | 0 | 0 | 0 | 0
H | 0 | 0 | 0 | 0 | 0 | 0
LFG | 1.61 | 24.01 | 24.01 | 22.4 | 22.4 | 0
Nuc | 0 | 0 | 0 | 0 | 0 | 0
PS | 0 | 0 | 0 | 0 | 0 | 0
PV | 8.84 | 8.84 | 8.84 | 8.84 | 0 | 0
PeakG | 0 | 0 | 0 | 0 | 0 | 0
PeakO | 0 | 0 | 0 | 0 | 0 | 0
ST | 0 | 0 | 0 | 0 | 0 | 0
STOG | 0 | 0 | 0 | 0 | 0 | 0
STWD | 0 | 0 | 0 | 0 | 0 | 0
WT | 231.76 | 231.76 | 231.76 | 231.76 | 0 | 0
IGCC | 0 | 0 | 0 | 0 | 0 | 0
DemandResponse | 0 | 0 | 0 | 0 | 0 | 0
IGCC-CCS | 0 | 0 | 0 | 0 | 0 | 0
WT_off | 0 | 0 | 416.14 | 416.14 | 416.14 | 416.14
PseudoUnit | 0 | 0 | 0 | 0 | 0 | 0
FixedInterchange | 0 | 0 | 0 | 0 | 0 | 0
Levelized Capital Costs by Reporting Type: PJM_ROM
ReportingType | 2015 | 2020 | 2025 | 2030 | 2035 | 2040
BM | 6.26 | 6.26 | 6.26 | 6.26 | 364.98 | 364.98
CC | 232.92 | 232.92 | 232.92 | 232.92 | 232.92 | 0
CSP | 0 | 0 | 0 | 0 | 0 | 0
CT | 1.4 | 1.4 | 1.4 | 1.4 | 0 | 0
Coal | 10.21 | 10.21 | 10.21 | 10.21 | 10.21 | 10.21
Geo | 0 | 0 | 0 | 0 | 0 | 0
H | 0 | 188.53 | 188.53 | 188.53 | 188.53 | 188.53
LFG | 2.84 | 41.26 | 41.26 | 40.12 | 38.42 | 0
Nuc | 0 | 0 | 0 | 0 | 1400.1 | 5030.53
PS | 0 | 0 | 0 | 0 | 0 | 0
PV | 0 | 364.46 | 544.75 | 565.7 | 565.7 | 201.24
PeakG | 0 | 0 | 0 | 0 | 0 | 0
PeakO | 0 | 0 | 0 | 0 | 0 | 0
ST | 0 | 0 | 0 | 0 | 0 | 0
STOG | 0 | 0 | 0 | 0 | 0 | 0
STWD | 0 | 0 | 0 | 0 | 0 | 0
WT | 86.04 | 213.11 | 213.11 | 192.31 | 127.07 | 0
IGCC | 0 | 0 | 0 | 0 | 0 | 0
DemandResponse | 0 | 0 | 0 | 0 | 0 | 0
IGCC-CCS | 0 | 0 | 0 | 0 | 0 | 0
WT_off | 0 | 0 | 0 | 0 | 0 | 0
PseudoUnit | 0 | 0 | 0 | 0 | 0 | 0
FixedInterchange | 0 | 0 | 0 | 0 | 0 | 0
Levelized Capital Costs by Reporting Type: PJM_ROR
ReportingType | 2015 | 2020 | 2025 | 2030 | 2035 | 2040
BM | 132.97 | 132.97 | 132.97 | 132.97 | 1362.17 | 1293.93
CC | 1490.36 | 1490.36 | 1490.36 | 1490.36 | 1470.27 | 0
CSP | 0 | 0 | 0 | 0 | 0 | 0
CT | 2.4 | 2.4 | 2.4 | 2.4 | 0 | 0
Coal | 648.6 | 648.6 | 648.6 | 648.6 | 648.6 | 648.6
Geo | 0 | 0 | 0 | 0 | 0 | 0
H | 0 | 139.87 | 139.87 | 139.87 | 139.87 | 139.87
LFG | 8.46 | 81.24 | 81.24 | 77.16 | 72.79 | 0
Nuc | 0 | 0 | 0 | 0 | 5080.41 | 10220.86
PS | 0 | 0 | 0 | 0 | 0 | 0
PV | 0 | 0 | 0 | 0 | 0 | 0
PeakG | 0 | 0 | 0 | 0 | 0 | 0
PeakO | 0 | 0 | 0 | 0 | 0 | 0
ST | 0 | 0 | 0 | 0 | 0 | 0
STOG | 0 | 0 | 0 | 0 | 0 | 0
STWD | 0 | 0 | 0 | 0 | 0 | 0
WT | 1432.28 | 1462.11 | 2128.08 | 1529.82 | 695.8 | 665.97
IGCC | 0 | 0 | 0 | 0 | 0 | 0
DemandResponse | 0 | 0 | 0 | 0 | 0 | 0
IGCC-CCS | 0 | 0 | 0 | 0 | 0 | 0
WT_off | 0 | 0 | 0 | 0 | 0 | 0
PseudoUnit | 0 | 0 | 0 | 0 | 0 | 0
FixedInterchange | 0 | 0 | 0 | 0 | 0 | 0
Levelized Capital Costs by Reporting Type: SOCO
ReportingType | 2015 | 2020 | 2025 | 2030 | 2035 | 2040
BM | 16.85 | 16.85 | 16.85 | 16.85 | 1710.34 | 1710.34
CC | 1115.76 | 1139.22 | 1139.22 | 1139.22 | 1139.22 | 23.45
CSP | 0 | 0 | 0 | 0 | 0 | 0
CT | 0 | 0 | 0 | 0 | 0 | 0
Coal | 0 | 0 | 0 | 0 | 0 | 0
Geo | 0 | 0 | 0 | 0 | 0 | 0
H | 0 | 0 | 0 | 0 | 0 | 0
LFG | 0 | 0 | 14 | 14 | 14 | 14
Nuc | 0 | 1254.21 | 1254.21 | 5065.65 | 7400.21 | 12702.29
PS | 0 | 0 | 0 | 0 | 0 | 0
PV | 0 | 0 | 0 | 0 | 0 | 0
PeakG | 0 | 0 | 0 | 0 | 0 | 0
PeakO | 0 | 0 | 0 | 0 | 0 | 0
ST | 0 | 0 | 0 | 0 | 0 | 0
STOG | 0 | 0 | 0 | 0 | 0 | 0
STWD | 0 | 0 | 0 | 0 | 0 | 0
WT | 0 | 0 | 0 | 15.79 | 15.79 | 15.79
IGCC | 0 | 0 | 0 | 0 | 0 | 0
DemandResponse | 0 | 0 | 0 | 0 | 0 | 0
IGCC-CCS | 0 | 0 | 0 | 0 | 0 | 0
WT_off | 0 | 0 | 0 | 0 | 0 | 0
PseudoUnit | 0 | 0 | 0 | 0 | 0 | 0
FixedInterchange | 0 | 0 | 0 | 0 | 0 | 0
Levelized Capital Costs by Reporting Type: SPP_N
ReportingType | 2015 | 2020 | 2025 | 2030 | 2035 | 2040
BM | 0 | 0 | 0 | 0 | 0 | 0
CC | 0 | 0 | 0 | 0 | 0 | 0
CSP | 0 | 0 | 0 | 0 | 0 | 0
CT | 0 | 0 | 0 | 0 | 0 | 0
Coal | 128.56 | 128.56 | 128.56 | 128.56 | 128.56 | 128.56
Geo | 0 | 0 | 0 | 0 | 0 | 0
H | 0 | 0 | 0 | 0 | 0 | 0
LFG | 0 | 0 | 0 | 12.57 | 12.57 | 12.57
Nuc | 0 | 0 | 0 | 0 | 0 | 0
PS | 0 | 0 | 0 | 0 | 0 | 0
PV | 0 | 0 | 0 | 0 | 0 | 0
PeakG | 0 | 0 | 0 | 0 | 0 | 0
PeakO | 0 | 0 | 0 | 0 | 0 | 0
ST | 0 | 0 | 0 | 0 | 0 | 0
STOG | 0 | 0 | 0 | 0 | 0 | 0
STWD | 0 | 0 | 0 | 0 | 0 | 0
WT | 0 | 5635.64 | 6546.94 | 7701.26 | 7792.77 | 2339.98
IGCC | 0 | 0 | 0 | 0 | 0 | 0
DemandResponse | 0 | 0 | 0 | 0 | 0 | 0
IGCC-CCS | 0 | 0 | 0 | 0 | 0 | 0
WT_off | 0 | 0 | 0 | 0 | 0 | 0
PseudoUnit | 0 | 0 | 0 | 0 | 0 | 0
FixedInterchange | 0 | 0 | 0 | 0 | 0 | 0
Levelized Capital Costs by Reporting Type: SPP_S
ReportingType | 2015 | 2020 | 2025 | 2030 | 2035 | 2040
BM | 0 | 0 | 0 | 0 | 0 | 0
CC | 0 | 0 | 0 | 0 | 0 | 0
CSP | 0 | 0 | 0 | 0 | 0 | 0
CT | 33.21 | 56.93 | 56.93 | 56.93 | 23.72 | 0
Coal | 273.14 | 273.14 | 273.14 | 273.14 | 273.14 | 273.14
Geo | 0 | 0 | 0 | 0 | 0 | 0
H | 0 | 0 | 0 | 0 | 0 | 0
LFG | 0 | 0 | 0 | 12.57 | 12.57 | 12.57
Nuc | 0 | 0 | 0 | 0 | 0 | 0
PS | 0 | 0 | 0 | 0 | 0 | 0
PV | 0 | 0 | 0 | 0 | 0 | 0
PeakG | 0 | 0 | 0 | 0 | 0 | 0
PeakO | 0 | 0 | 0 | 0 | 0 | 0
ST | 0 | 0 | 0 | 0 | 0 | 0
STOG | 0 | 0 | 0 | 0 | 0 | 0
STWD | 0 | 0 | 0 | 0 | 0 | 0
WT | 68.1 | 5997.71 | 6554.46 | 6765.05 | 7304.07 | 1374.47
IGCC | 0 | 0 | 0 | 0 | 0 | 0
DemandResponse | 0 | 0 | 0 | 0 | 0 | 0
IGCC-CCS | 0 | 0 | 0 | 0 | 0 | 0
WT_off | 0 | 0 | 0 | 0 | 0 | 0
PseudoUnit | 0 | 0 | 0 | 0 | 0 | 0
FixedInterchange | 0 | 0 | 0 | 0 | 0 | 0
Levelized Capital Costs by Reporting Type: TVA
ReportingType | 2015 | 2020 | 2025 | 2030 | 2035 | 2040
BM | 0 | 0 | 0 | 0 | 92.01 | 92.01
CC | 474.57 | 474.57 | 474.57 | 474.57 | 440.1 | 0
CSP | 0 | 0 | 0 | 0 | 0 | 0
CT | 0 | 0 | 0 | 0 | 0 | 0
Coal | 0 | 0 | 0 | 0 | 0 | 0
Geo | 0 | 0 | 0 | 0 | 0 | 0
H | 0 | 0 | 7.13 | 7.13 | 7.13 | 7.13
LFG | 0 | 0 | 13.75 | 13.75 | 13.75 | 13.75
Nuc | 684.91 | 684.91 | 684.91 | 1604.6 | 4523.61 | 6830.35
PS | 0 | 0 | 0 | 0 | 0 | 0
PV | 0 | 0 | 0 | 0 | 474.91 | 474.91
PeakG | 0 | 0 | 0 | 0 | 0 | 0
PeakO | 0 | 0 | 0 | 0 | 0 | 0
ST | 0 | 0 | 0 | 0 | 0 | 0
STOG | 0 | 0 | 0 | 0 | 0 | 0
STWD | 0 | 0 | 0 | 0 | 0 | 0
WT | 0 | 0 | 0 | 15.64 | 15.64 | 15.64
IGCC | 0 | 0 | 0 | 0 | 0 | 0
DemandResponse | 0 | 0 | 0 | 0 | 0 | 0
IGCC-CCS | 0 | 0 | 0 | 0 | 0 | 0
WT_off | 0 | 0 | 0 | 0 | 0 | 0
PseudoUnit | 0 | 0 | 0 | 0 | 0 | 0
FixedInterchange | 0 | 0 | 0 | 0 | 0 | 0
Levelized Capital Costs by Reporting Type: TVA_Transmission
ReportingType | 2015 | 2020 | 2025 | 2030 | 2035 | 2040
BM | 0 | 0 | 0 | 0 | 0 | 0
CC | 0 | 0 | 0 | 0 | 0 | 0
CSP | 0 | 0 | 0 | 0 | 0 | 0
CT | 0 | 0 | 0 | 0 | 0 | 0
Coal | 0 | 0 | 0 | 0 | 0 | 0
Geo | 0 | 0 | 0 | 0 | 0 | 0
H | 0 | 0 | 0 | 0 | 0 | 0
LFG | 0 | 0 | 0 | 0 | 0 | 0
Nuc | 0 | 0 | 0 | 0 | 0 | 0
PS | 0 | 0 | 0 | 0 | 0 | 0
PV | 0 | 0 | 0 | 0 | 0 | 0
PeakG | 0 | 0 | 0 | 0 | 0 | 0
PeakO | 0 | 0 | 0 | 0 | 0 | 0
ST | 0 | 0 | 0 | 0 | 0 | 0
STOG | 0 | 0 | 0 | 0 | 0 | 0
STWD | 0 | 0 | 0 | 0 | 0 | 0
WT | 0 | 0 | 0 | 0 | 0 | 0
IGCC | 0 | 0 | 0 | 0 | 0 | 0
DemandResponse | 0 | 0 | 0 | 0 | 0 | 0
IGCC-CCS | 0 | 0 | 0 | 0 | 0 | 0
WT_off | 0 | 0 | 0 | 0 | 0 | 0
PseudoUnit | 0 | 0 | 0 | 0 | 0 | 0
FixedInterchange | 0 | 0 | 0 | 0 | 0 | 0
Levelized Capital Costs by Reporting Type: VACAR
ReportingType | 2015 | 2020 | 2025 | 2030 | 2035 | 2040
BM | 0.27 | 0.27 | 0.27 | 0.27 | 1761.2 | 1761.2
CC | 1147.48 | 1147.48 | 1147.48 | 1147.48 | 1147.48 | 0
CSP | 0 | 0 | 0 | 0 | 0 | 0
CT | 60.92 | 60.92 | 60.92 | 5.15 | 0 | 0
Coal | 220.45 | 220.45 | 220.45 | 220.45 | 220.45 | 220.45
Geo | 0 | 0 | 0 | 0 | 0 | 0
H | 0 | 0 | 0 | 0 | 0 | 0
LFG | 0.05 | 13.92 | 13.92 | 13.92 | 13.88 | 0
Nuc | 0 | 1320.06 | 1320.06 | 4307.35 | 5031.65 | 8313.02
PS | 0 | 0 | 0 | 0 | 0 | 0
PV | 0 | 30.76 | 30.76 | 30.76 | 314.17 | 283.41
PeakG | 0 | 0 | 0 | 0 | 0 | 0
PeakO | 0 | 0 | 0 | 0 | 0 | 0
ST | 0 | 0 | 0 | 0 | 0 | 0
STOG | 0 | 0 | 0 | 0 | 0 | 0
STWD | 0 | 0 | 0 | 0 | 0 | 0
WT | 0.14 | 561.28 | 561.28 | 561.28 | 561.14 | 0
IGCC | 0 | 0 | 0 | 0 | 0 | 0
DemandResponse | 0 | 0 | 0 | 0 | 0 | 0
IGCC-CCS | 0 | 0 | 0 | 0 | 0 | 0
WT_off | 0.41 | 7.98 | 368.05 | 368.05 | 1814.78 | 1807.21
PseudoUnit | 0 | 0 | 0 | 0 | 0 | 0
FixedInterchange | 0 | 0 | 0 | 0 | 0 | 0
Levelized Capital Costs by Reporting Type: IESO
ReportingType | 2015 | 2020 | 2025 | 2030 | 2035 | 2040
BM | 116.15 | 116.15 | 116.15 | 116.15 | 116.15 | 116.15
CC | 175.41 | 175.41 | 175.41 | 175.41 | 175.41 | 0
CSP | 0 | 0 | 0 | 0 | 0 | 0
CT | 41.8 | 41.8 | 41.8 | 41.8 | 0 | 0
Coal | 0 | 0 | 0 | 0 | 0 | 0
Geo | 0 | 0 | 0 | 0 | 0 | 0
H | 0 | 0 | 0 | 0 | 0 | 79.21
LFG | 4.1 | 4.1 | 4.1 | 4.24 | 0.14 | 0.14
Nuc | 0 | 0 | 0 | 0 | 0 | 0
PS | 0 | 0 | 0 | 0 | 0 | 0
PV | 432.37 | 432.37 | 432.37 | 432.37 | 0 | 0
PeakG | 0 | 0 | 0 | 0 | 0 | 0
PeakO | 0 | 0 | 0 | 0 | 0 | 0
ST | 0 | 0 | 0 | 0 | 0 | 0
STOG | 0 | 0 | 0 | 0 | 0 | 0
STWD | 0 | 0 | 0 | 0 | 0 | 0
WT | 529.45 | 529.45 | 529.45 | 529.45 | 0 | 0
IGCC | 0 | 0 | 0 | 0 | 0 | 0
DemandResponse | 0 | 0 | 0 | 0 | 0 | 0
IGCC-CCS | 0 | 0 | 0 | 0 | 0 | 0
WT_off | 0 | 0 | 0 | 0 | 0 | 0
PseudoUnit | 0 | 0 | 0 | 0 | 0 | 0
FixedInterchange | 0 | 0 | 0 | 0 | 0 | 0
Levelized Capital Costs by Reporting Type: MAPP_CA
ReportingType | 2015 | 2020 | 2025 | 2030 | 2035 | 2040
BM | 0 | 0 | 0 | 0 | 0 | 0
CC | 29.08 | 29.08 | 29.08 | 29.08 | 29.08 | 0
CSP | 0 | 0 | 0 | 0 | 0 | 0
CT | 0 | 0 | 0 | 0 | 0 | 0
Coal | 0 | 0 | 0 | 0 | 0 | 0
Geo | 0 | 0 | 0 | 0 | 0 | 0
H | 0 | 193.25 | 588.18 | 865.12 | 974.06 | 974.06
LFG | 0 | 0 | 0 | 0 | 0 | 0
Nuc | 0 | 0 | 0 | 0 | 0 | 0
PS | 0 | 0 | 0 | 0 | 0 | 0
PV | 0 | 0 | 0 | 0 | 0 | 0
PeakG | 0 | 0 | 0 | 0 | 0 | 0
PeakO | 0 | 0 | 0 | 0 | 0 | 0
ST | 0 | 0 | 0 | 0 | 0 | 0
STOG | 0 | 0 | 0 | 0 | 0 | 0
STWD | 0 | 0 | 0 | 0 | 0 | 0
WT | 69.93 | 69.93 | 69.93 | 69.93 | 0 | 0
IGCC | 0 | 0 | 0 | 0 | 0 | 0
DemandResponse | 0 | 0 | 0 | 0 | 0 | 0
IGCC-CCS | 0 | 0 | 0 | 0 | 0 | 0
WT_off | 0 | 0 | 0 | 0 | 0 | 0
PseudoUnit | 0 | 0 | 0 | 0 | 0 | 0
FixedInterchange | 0 | 0 | 0 | 0 | 0 | 0
Levelized Capital Costs by Reporting Type: AZ_NM_SNV_Coal
ReportingType | 2015 | 2020 | 2025 | 2030 | 2035 | 2040
BM | 0 | 0 | 0 | 0 | 0 | 0
CC | 0 | 0 | 0 | 0 | 0 | 0
CSP | 0 | 0 | 0 | 0 | 0 | 0
CT | 0 | 0 | 0 | 0 | 0 | 0
Coal | 0 | 0 | 0 | 0 | 0 | 0
Geo | 0 | 0 | 0 | 0 | 0 | 0
H | 0 | 0 | 0 | 0 | 0 | 0
LFG | 0 | 0 | 0 | 0 | 0 | 0
Nuc | 0 | 0 | 0 | 0 | 0 | 0
PS | 0 | 0 | 0 | 0 | 0 | 0
PV | 0 | 0 | 0 | 0 | 0 | 0
PeakG | 0 | 0 | 0 | 0 | 0 | 0
PeakO | 0 | 0 | 0 | 0 | 0 | 0
ST | 0 | 0 | 0 | 0 | 0 | 0
STOG | 0 | 0 | 0 | 0 | 0 | 0
STWD | 0 | 0 | 0 | 0 | 0 | 0
WT | 0 | 0 | 0 | 0 | 0 | 0
IGCC | 0 | 0 | 0 | 0 | 0 | 0
DemandResponse | 0 | 0 | 0 | 0 | 0 | 0
IGCC-CCS | 0 | 0 | 0 | 0 | 0 | 0
WT_off | 0 | 0 | 0 | 0 | 0 | 0
PseudoUnit | 0 | 0 | 0 | 0 | 0 | 0
FixedInterchange | 0 | 0 | 0 | 0 | 0 | 0
Levelized Capital Costs by Reporting Type: AZ_NM_SNV_Gas
ReportingType | 2015 | 2020 | 2025 | 2030 | 2035 | 2040
BM | 0 | 0 | 0 | 0 | 0 | 0
CC | 79.32 | 79.32 | 79.32 | 79.32 | 79.32 | 0
CSP | 0 | 0 | 0 | 0 | 0 | 0
CT | 63.7 | 63.7 | 63.7 | 63.7 | 0 | 0
Coal | 0 | 0 | 0 | 0 | 0 | 0
Geo | 0 | 0 | 0 | 0 | 0 | 0
H | 0 | 0 | 0 | 0 | 0 | 0
LFG | 0 | 0 | 0 | 0 | 0 | 0
Nuc | 0 | 0 | 0 | 0 | 0 | 0
PS | 0 | 0 | 0 | 0 | 0 | 0
PV | 0 | 0 | 0 | 0 | 0 | 0
PeakG | 0 | 0 | 0 | 0 | 0 | 0
PeakO | 0 | 0 | 0 | 0 | 0 | 0
ST | 0 | 0 | 0 | 0 | 0 | 0
STOG | 0 | 0 | 0 | 0 | 0 | 0
STWD | 0 | 0 | 0 | 0 | 0 | 0
WT | 0 | 0 | 0 | 0 | 0 | 0
IGCC | 0 | 0 | 0 | 0 | 0 | 0
DemandResponse | 0 | 0 | 0 | 0 | 0 | 0
IGCC-CCS | 0 | 0 | 0 | 0 | 0 | 0
WT_off | 0 | 0 | 0 | 0 | 0 | 0
PseudoUnit | 0 | 0 | 0 | 0 | 0 | 0
FixedInterchange | 0 | 0 | 0 | 0 | 0 | 0
Levelized Capital Costs by Reporting Type: AZ_NM_SNV_NucRenew
ReportingType | 2015 | 2020 | 2025 | 2030 | 2035 | 2040
BM | 0 | 0 | 0 | 0 | 0 | 1713.86
CC | 0 | 0 | 0 | 0 | 0 | 0
CSP | 0 | 0 | 0 | 0 | 0 | 0
CT | 0 | 0 | 0 | 0 | 0 | 0
Coal | 0 | 0 | 0 | 0 | 0 | 0
Geo | 0 | 0 | 245.79 | 245.79 | 245.79 | 245.79
H | 0 | 0 | 0 | 0 | 0 | 0
LFG | 0 | 0 | 8.15 | 8.15 | 8.15 | 8.15
Nuc | 0 | 0 | 0 | 1958.79 | 4157.89 | 4157.89
PS | 0 | 0 | 0 | 0 | 0 | 0
PV | 27.94 | 27.94 | 27.94 | 27.94 | 0 | 0
PeakG | 0 | 0 | 0 | 0 | 0 | 0
PeakO | 0 | 0 | 0 | 0 | 0 | 0
ST | 81.33 | 180.57 | 228.36 | 211.89 | 214.71 | 149.73
STOG | 0 | 0 | 0 | 0 | 0 | 0
STWD | 0 | 0 | 0 | 0 | 0 | 0
WT | 10.73 | 1699.92 | 1699.92 | 1699.92 | 1689.19 | 0
IGCC | 0 | 0 | 0 | 0 | 0 | 0
DemandResponse | 0 | 0 | 0 | 0 | 0 | 0
IGCC-CCS | 0 | 0 | 0 | 0 | 0 | 0
WT_off | 0 | 0 | 0 | 0 | 0 | 0
PseudoUnit | 0 | 0 | 0 | 0 | 0 | 0
FixedInterchange | 0 | 0 | 0 | 0 | 0 | 0
Levelized Capital Costs by Reporting Type: ERCOT
ReportingType | 2015 | 2020 | 2025 | 2030 | 2035 | 2040
BM | 43.87 | 43.87 | 43.87 | 43.87 | 1052.58 | 1052.58
CC | 1552.3 | 1552.3 | 1552.3 | 1552.3 | 1552.3 | 0
CSP | 0 | 0 | 0 | 0 | 0 | 0
CT | 20.97 | 20.97 | 20.97 | 20.97 | 0 | 0
Coal | 540.38 | 540.38 | 540.38 | 540.38 | 540.38 | 540.38
Geo | 0 | 0 | 0 | 0 | 0 | 0
H | 0 | 0 | 0 | 0 | 0 | 0
LFG | 0 | 0 | 45.33 | 45.33 | 45.33 | 45.33
Nuc | 0 | 0 | 0 | 830.2 | 5501.61 | 8622.1
PS | 0 | 0 | 0 | 0 | 0 | 0
PV | 3.92 | 3.92 | 3.92 | 3.92 | 0 | 0
PeakG | 0 | 0 | 0 | 0 | 0 | 0
PeakO | 0 | 0 | 0 | 0 | 0 | 0
ST | 0 | 0 | 0 | 0 | 0 | 0
STOG | 0 | 0 | 0 | 0 | 0 | 0
STWD | 0 | 0 | 0 | 0 | 0 | 0
WT | 54.03 | 729.11 | 2638.89 | 2638.89 | 2584.86 | 2089.47
IGCC | 0 | 0 | 0 | 0 | 0 | 0
DemandResponse | 0 | 0 | 0 | 0 | 0 | 0
IGCC-CCS | 0 | 0 | 0 | 0 | 0 | 0
WT_off | 0 | 0 | 0 | 0 | 0 | 0
PseudoUnit | 0 | 0 | 0 | 0 | 0 | 0
FixedInterchange | 0 | 0 | 0 | 0 | 0 | 0
Levelized Capital Costs by Reporting Type: NP15
ReportingType | 2015 | 2020 | 2025 | 2030 | 2035 | 2040
BM | 0 | 0 | 0 | 0 | 274.67 | 274.67
CC | 130.44 | 130.44 | 130.44 | 130.44 | 130.44 | 0
CSP | 0 | 0 | 0 | 0 | 0 | 0
CT | 17.85 | 17.85 | 17.85 | 17.85 | 0 | 0
Coal | 0 | 0 | 0 | 0 | 0 | 0
Geo | 0 | 128.44 | 128.44 | 128.44 | 128.44 | 0
H | 0 | 0 | 0 | 0 | 0 | 0
LFG | 0 | 61.33 | 90.74 | 90.74 | 90.74 | 29.4
Nuc | 0 | 0 | 0 | 0 | 825.13 | 891.13
PS | 0 | 0 | 0 | 0 | 0 | 0
PV | 2.24 | 2.24 | 2.24 | 2.24 | 0 | 0
PeakG | 0 | 0 | 0 | 0 | 0 | 0
PeakO | 0 | 0 | 0 | 0 | 0 | 0
ST | 10.09 | 10.09 | 10.09 | 31.09 | 20.99 | 20.99
STOG | 0 | 0 | 0 | 0 | 0 | 0
STWD | 0 | 0 | 0 | 0 | 0 | 0
WT | 19.81 | 181.4 | 613.16 | 1892.89 | 1873.24 | 1711.65
IGCC | 0 | 0 | 0 | 0 | 0 | 0
DemandResponse | 0 | 0 | 0 | 0 | 0 | 0
IGCC-CCS | 0 | 0 | 0 | 0 | 0 | 0
WT_off | 0 | 0 | 0 | 0 | 0 | 0
PseudoUnit | 0 | 0 | 0 | 0 | 0 | 0
FixedInterchange | 0 | 0 | 0 | 0 | 0 | 0
Levelized Capital Costs by Reporting Type: NWPP_Coal
ReportingType | 2015 | 2020 | 2025 | 2030 | 2035 | 2040
BM | 0 | 0 | 0 | 0 | 0 | 0
CC | 0 | 0 | 0 | 0 | 0 | 0
CSP | 0 | 0 | 0 | 0 | 0 | 0
CT | 0 | 0 | 0 | 0 | 0 | 0
Coal | 0 | 0 | 0 | 0 | 0 | 0
Geo | 0 | 0 | 0 | 0 | 0 | 0
H | 0 | 0 | 0 | 0 | 0 | 0
LFG | 0 | 0 | 0 | 0 | 0 | 0
Nuc | 0 | 0 | 0 | 0 | 0 | 0
PS | 0 | 0 | 0 | 0 | 0 | 0
PV | 0 | 0 | 0 | 0 | 0 | 0
PeakG | 0 | 0 | 0 | 0 | 0 | 0
PeakO | 0 | 0 | 0 | 0 | 0 | 0
ST | 0 | 0 | 0 | 0 | 0 | 0
STOG | 0 | 0 | 0 | 0 | 0 | 0
STWD | 0 | 0 | 0 | 0 | 0 | 0
WT | 0 | 0 | 0 | 0 | 0 | 0
IGCC | 0 | 0 | 0 | 0 | 0 | 0
DemandResponse | 0 | 0 | 0 | 0 | 0 | 0
IGCC-CCS | 0 | 0 | 0 | 0 | 0 | 0
WT_off | 0 | 0 | 0 | 0 | 0 | 0
PseudoUnit | 0 | 0 | 0 | 0 | 0 | 0
FixedInterchange | 0 | 0 | 0 | 0 | 0 | 0
Levelized Capital Costs by Reporting Type: NWPP_Gas
ReportingType | 2015 | 2020 | 2025 | 2030 | 2035 | 2040
BM | 0 | 0 | 0 | 0 | 0 | 0
CC | 33.4 | 33.4 | 33.4 | 33.4 | 33.4 | 0
CSP | 0 | 0 | 0 | 0 | 0 | 0
CT | 13.02 | 13.02 | 13.02 | 13.02 | 0 | 0
Coal | 0 | 0 | 0 | 0 | 0 | 0
Geo | 0 | 0 | 0 | 0 | 0 | 0
H | 0 | 0 | 0 | 0 | 0 | 0
LFG | 0 | 0 | 0 | 0 | 0 | 0
Nuc | 0 | 0 | 0 | 0 | 0 | 0
PS | 0 | 0 | 0 | 0 | 0 | 0
PV | 0 | 0 | 0 | 0 | 0 | 0
PeakG | 0 | 0 | 0 | 0 | 0 | 0
PeakO | 0 | 0 | 0 | 0 | 0 | 0
ST | 0 | 0 | 0 | 0 | 0 | 0
STOG | 0 | 0 | 0 | 0 | 0 | 0
STWD | 0 | 0 | 0 | 0 | 0 | 0
WT | 0 | 0 | 0 | 0 | 0 | 0
IGCC | 0 | 0 | 0 | 0 | 0 | 0
DemandResponse | 0 | 0 | 0 | 0 | 0 | 0
IGCC-CCS | 0 | 0 | 0 | 0 | 0 | 0
WT_off | 0 | 0 | 0 | 0 | 0 | 0
PseudoUnit | 0 | 0 | 0 | 0 | 0 | 0
FixedInterchange | 0 | 0 | 0 | 0 | 0 | 0
Levelized Capital Costs by Reporting Type: NWPP_NucRenew
ReportingType | 2015 | 2020 | 2025 | 2030 | 2035 | 2040
BM | 11.14 | 11.14 | 11.14 | 11.14 | 11.14 | 11.14
CC | 0 | 0 | 0 | 0 | 0 | 0
CSP | 0 | 0 | 0 | 0 | 0 | 0
CT | 0 | 0 | 0 | 0 | 0 | 0
Coal | 0 | 0 | 0 | 0 | 0 | 0
Geo | 16.94 | 21.53 | 91 | 91 | 74.06 | 69.47
H | 0 | 0 | 0 | 88.49 | 88.49 | 88.49
LFG | 3.61 | 3.61 | 36.25 | 36.25 | 32.64 | 32.64
Nuc | 0 | 0 | 0 | 368.61 | 2133.96 | 2133.96
PS | 0 | 0 | 0 | 0 | 0 | 0
PV | 0 | 0 | 0 | 0 | 0 | 0
PeakG | 0 | 0 | 0 | 0 | 0 | 0
PeakO | 0 | 0 | 0 | 0 | 0 | 0
ST | 0 | 0 | 0 | 0 | 0 | 0
STOG | 0 | 0 | 0 | 0 | 0 | 0
STWD | 0 | 0 | 0 | 0 | 0 | 0
WT | 182.09 | 182.09 | 3359.22 | 3383.56 | 3201.48 | 3201.48
IGCC | 0 | 0 | 0 | 0 | 0 | 0
DemandResponse | 0 | 0 | 0 | 0 | 0 | 0
IGCC-CCS | 0 | 0 | 0 | 0 | 0 | 0
WT_off | 0 | 0 | 0 | 0 | 0 | 0
PseudoUnit | 0 | 0 | 0 | 0 | 0 | 0
FixedInterchange | 0 | 0 | 0 | 0 | 0 | 0
Levelized Capital Costs by Reporting Type: RMPA
ReportingType | 2015 | 2020 | 2025 | 2030 | 2035 | 2040
BM | 0 | 0 | 0 | 0 | 375.35 | 555.3
CC | 0 | 93.63 | 93.63 | 93.63 | 93.63 | 93.63
CSP | 0 | 0 | 0 | 0 | 0 | 0
CT | 15.2 | 15.2 | 15.2 | 15.2 | 0 | 0
Coal | 108.63 | 108.63 | 108.63 | 108.63 | 108.63 | 108.63
Geo | 0 | 0 | 438.38 | 438.38 | 438.38 | 438.38
H | 0 | 0 | 0 | 0 | 0 | 0
LFG | 0.2 | 0.2 | 4.07 | 4.07 | 3.88 | 3.88
Nuc | 0 | 0 | 116.63 | 833.38 | 833.38 | 833.38
PS | 0 | 0 | 0 | 0 | 0 | 0
PV | 0.3 | 0.3 | 0.3 | 0.3 | 0 | 0
PeakG | 0 | 0 | 0 | 0 | 0 | 0
PeakO | 0 | 0 | 0 | 0 | 0 | 0
ST | 0.85 | 90.61 | 91.73 | 92.86 | 92.01 | 20.07
STOG | 0 | 0 | 0 | 0 | 0 | 0
STWD | 0 | 0 | 0 | 0 | 0 | 0
WT | 128.84 | 700.77 | 711.75 | 722.96 | 606.09 | 34.17
IGCC | 0 | 0 | 0 | 0 | 0 | 0
DemandResponse | 0 | 0 | 0 | 0 | 0 | 0
IGCC-CCS | 0 | 0 | 0 | 0 | 0 | 0
WT_off | 0 | 0 | 0 | 0 | 0 | 0
PseudoUnit | 0 | 0 | 0 | 0 | 0 | 0
FixedInterchange | 0 | 0 | 0 | 0 | 0 | 0
Levelized Capital Costs by Reporting Type: SP15
ReportingType | 2015 | 2020 | 2025 | 2030 | 2035 | 2040
BM | 2.33 | 2.33 | 2.33 | 2.33 | 223.03 | 223.03
CC | 60.76 | 60.76 | 60.76 | 60.76 | 60.76 | 0
CSP | 0 | 0 | 0 | 0 | 0 | 0
CT | 0 | 0 | 0 | 0 | 0 | 0
Coal | 0 | 0 | 0 | 0 | 0 | 0
Geo | 9.68 | 256.42 | 256.42 | 246.73 | 246.73 | 0
H | 0 | 0 | 0 | 0 | 0 | 0
LFG | 1.52 | 90.96 | 90.96 | 90.79 | 89.44 | 0
Nuc | 0 | 0 | 0 | 647.29 | 1779.09 | 1779.09
PS | 0 | 0 | 0 | 0 | 0 | 0
PV | 1.3 | 1.3 | 1.3 | 1.3 | 0 | 0
PeakG | 0 | 0 | 0 | 0 | 0 | 0
PeakO | 0 | 0 | 0 | 0 | 0 | 0
ST | 153.32 | 153.32 | 153.32 | 219.51 | 66.19 | 66.19
STOG | 0 | 0 | 0 | 0 | 0 | 0
STWD | 0 | 0 | 0 | 0 | 0 | 0
WT | 146.98 | 146.98 | 2717.54 | 2717.54 | 2570.56 | 2570.56
IGCC | 0 | 0 | 0 | 0 | 0 | 0
DemandResponse | 0 | 0 | 0 | 0 | 0 | 0
IGCC-CCS | 0 | 0 | 0 | 0 | 0 | 0
WT_off | 0 | 0 | 0 | 0 | 0 | 0
PseudoUnit | 0 | 0 | 0 | 0 | 0 | 0
FixedInterchange | 0 | 0 | 0 | 0 | 0 | 0
Levelized Capital Costs by Reporting Type: ALB
ReportingType | 2015 | 2020 | 2025 | 2030 | 2035 | 2040
BM | 0 | 0 | 0 | 0 | 0 | 0
CC | 22.84 | 22.84 | 22.84 | 22.84 | 22.84 | 0
CSP | 0 | 0 | 0 | 0 | 0 | 0
CT | 16.7 | 16.7 | 16.7 | 16.7 | 0 | 0
Coal | 147.62 | 147.62 | 147.62 | 147.62 | 147.62 | 147.62
Geo | 0 | 0 | 0 | 0 | 0 | 0
H | 0 | 0 | 0 | 0 | 0 | 0
LFG | 0 | 0 | 0 | 0 | 0 | 0
Nuc | 0 | 0 | 0 | 4597.35 | 4856.41 | 4856.41
PS | 0 | 0 | 0 | 0 | 0 | 0
PV | 0 | 0 | 0 | 0 | 0 | 0
PeakG | 0 | 0 | 0 | 0 | 0 | 0
PeakO | 0 | 0 | 0 | 0 | 0 | 0
ST | 0 | 0 | 0 | 0 | 0 | 0
STOG | 0 | 0 | 0 | 0 | 0 | 0
STWD | 0 | 0 | 0 | 0 | 0 | 0
WT | 2.04 | 2.04 | 2.04 | 21.15 | 19.11 | 19.11
IGCC | 0 | 0 | 0 | 0 | 0 | 0
DemandResponse | 0 | 0 | 0 | 0 | 0 | 0
IGCC-CCS | 0 | 0 | 0 | 0 | 0 | 0
WT_off | 0 | 0 | 0 | 0 | 0 | 0
PseudoUnit | 0 | 0 | 0 | 0 | 0 | 0
FixedInterchange | 0 | 0 | 0 | 0 | 0 | 0
Levelized Capital Costs by Reporting Type: BC
ReportingType | 2015 | 2020 | 2025 | 2030 | 2035 | 2040
BM | 0 | 0 | 0 | 0 | 0 | 0
CC | 88.29 | 88.29 | 88.29 | 88.29 | 88.29 | 0
CSP | 0 | 0 | 0 | 0 | 0 | 0
CT | 0 | 0 | 0 | 0 | 0 | 0
Coal | 0 | 0 | 0 | 0 | 0 | 0
Geo | 0 | 0 | 0 | 0 | 0 | 0
H | 0 | 0 | 0 | 0 | 0 | 0
LFG | 0 | 0 | 0 | 0 | 0 | 0
Nuc | 0 | 0 | 0 | 0 | 0 | 0
PS | 0 | 0 | 0 | 0 | 0 | 0
PV | 0 | 0 | 0 | 0 | 0 | 0
PeakG | 0 | 0 | 0 | 0 | 0 | 0
PeakO | 0 | 0 | 0 | 0 | 0 | 0
ST | 0 | 0 | 0 | 0 | 0 | 0
STOG | 0 | 0 | 0 | 0 | 0 | 0
STWD | 0 | 0 | 0 | 0 | 0 | 0
WT | 32.62 | 32.62 | 32.62 | 65.38 | 32.77 | 32.77
IGCC | 0 | 0 | 0 | 0 | 0 | 0
DemandResponse | 0 | 0 | 0 | 0 | 0 | 0
IGCC-CCS | 0 | 0 | 0 | 0 | 0 | 0
WT_off | 0 | 0 | 0 | 0 | 0 | 0
PseudoUnit | 0 | 0 | 0 | 0 | 0 | 0
FixedInterchange | 0 | 0 | 0 | 0 | 0 | 0
Levelized Capital Costs by Reporting Type: HQ_IESO
ReportingType | 2015 | 2020 | 2025 | 2030 | 2035 | 2040
BM | 0 | 0 | 0 | 0 | 0 | 0
CC | 0 | 0 | 0 | 0 | 0 | 0
CSP | 0 | 0 | 0 | 0 | 0 | 0
CT | 0 | 0 | 0 | 0 | 0 | 0
Coal | 0 | 0 | 0 | 0 | 0 | 0
Geo | 0 | 0 | 0 | 0 | 0 | 0
H | 0 | 0 | 0 | 0 | 0 | 0
LFG | 0 | 0 | 0 | 0 | 0 | 0
Nuc | 0 | 0 | 0 | 0 | 0 | 0
PS | 0 | 0 | 0 | 0 | 0 | 0
PV | 0 | 0 | 0 | 0 | 0 | 0
PeakG | 0 | 0 | 0 | 0 | 0 | 0
PeakO | 0 | 0 | 0 | 0 | 0 | 0
ST | 0 | 0 | 0 | 0 | 0 | 0
STOG | 0 | 0 | 0 | 0 | 0 | 0
STWD | 0 | 0 | 0 | 0 | 0 | 0
WT | 0 | 0 | 0 | 0 | 0 | 0
IGCC | 0 | 0 | 0 | 0 | 0 | 0
DemandResponse | 0 | 0 | 0 | 0 | 0 | 0
IGCC-CCS | 0 | 0 | 0 | 0 | 0 | 0
WT_off | 0 | 0 | 0 | 0 | 0 | 0
PseudoUnit | 0 | 0 | 186.25 | 360.13 | 360.13 | 488.17
FixedInterchange | 0 | 0 | 0 | 0 | 0 | 0
Levelized Capital Costs by Reporting Type: HQ_NEISO
ReportingType | 2015 | 2020 | 2025 | 2030 | 2035 | 2040
BM | 0 | 0 | 0 | 0 | 0 | 0
CC | 0 | 0 | 0 | 0 | 0 | 0
CSP | 0 | 0 | 0 | 0 | 0 | 0
CT | 0 | 0 | 0 | 0 | 0 | 0
Coal | 0 | 0 | 0 | 0 | 0 | 0
Geo | 0 | 0 | 0 | 0 | 0 | 0
H | 0 | 0 | 0 | 0 | 0 | 0
LFG | 0 | 0 | 0 | 0 | 0 | 0
Nuc | 0 | 0 | 0 | 0 | 0 | 0
PS | 0 | 0 | 0 | 0 | 0 | 0
PV | 0 | 0 | 0 | 0 | 0 | 0
PeakG | 0 | 0 | 0 | 0 | 0 | 0
PeakO | 0 | 0 | 0 | 0 | 0 | 0
ST | 0 | 0 | 0 | 0 | 0 | 0
STOG | 0 | 0 | 0 | 0 | 0 | 0
STWD | 0 | 0 | 0 | 0 | 0 | 0
WT | 0 | 0 | 0 | 0 | 0 | 0
IGCC | 0 | 0 | 0 | 0 | 0 | 0
DemandResponse | 0 | 0 | 0 | 0 | 0 | 0
IGCC-CCS | 0 | 0 | 0 | 0 | 0 | 0
WT_off | 0 | 0 | 0 | 0 | 0 | 0
PseudoUnit | 0 | 0 | 293.72 | 293.72 | 293.72 | 293.72
FixedInterchange | 0 | 0 | 0 | 0 | 0 | 0
Levelized Capital Costs by Reporting Type: HQ_NY
ReportingType | 2015 | 2020 | 2025 | 2030 | 2035 | 2040
BM | 0 | 0 | 0 | 0 | 0 | 0
CC | 0 | 0 | 0 | 0 | 0 | 0
CSP | 0 | 0 | 0 | 0 | 0 | 0
CT | 0 | 0 | 0 | 0 | 0 | 0
Coal | 0 | 0 | 0 | 0 | 0 | 0
Geo | 0 | 0 | 0 | 0 | 0 | 0
H | 0 | 0 | 0 | 0 | 0 | 0
LFG | 0 | 0 | 0 | 0 | 0 | 0
Nuc | 0 | 0 | 0 | 0 | 0 | 0
PS | 0 | 0 | 0 | 0 | 0 | 0
PV | 0 | 0 | 0 | 0 | 0 | 0
PeakG | 0 | 0 | 0 | 0 | 0 | 0
PeakO | 0 | 0 | 0 | 0 | 0 | 0
ST | 0 | 0 | 0 | 0 | 0 | 0
STOG | 0 | 0 | 0 | 0 | 0 | 0
STWD | 0 | 0 | 0 | 0 | 0 | 0
WT | 0 | 0 | 0 | 0 | 0 | 0
IGCC | 0 | 0 | 0 | 0 | 0 | 0
DemandResponse | 0 | 0 | 0 | 0 | 0 | 0
IGCC-CCS | 0 | 0 | 0 | 0 | 0 | 0
WT_off | 0 | 0 | 0 | 0 | 0 | 0
PseudoUnit | 0 | 648.74 | 648.74 | 648.74 | 648.74 | 648.74
FixedInterchange | 0 | 0 | 0 | 0 | 0 | 0
Levelized Capital Costs by Reporting Type: MARITIMES
ReportingType | 2015 | 2020 | 2025 | 2030 | 2035 | 2040
BM | 0 | 0 | 0 | 0 | 0 | 0
CC | 0 | 0 | 0 | 0 | 0 | 0
CSP | 0 | 0 | 0 | 0 | 0 | 0
CT | 0 | 0 | 0 | 0 | 0 | 0
Coal | 0 | 0 | 0 | 0 | 0 | 0
Geo | 0 | 0 | 0 | 0 | 0 | 0
H | 0 | 0 | 0 | 0 | 0 | 0
LFG | 0 | 0 | 0 | 0 | 0 | 0
Nuc | 0 | 0 | 0 | 0 | 0 | 0
PS | 0 | 0 | 0 | 0 | 0 | 0
PV | 0 | 0 | 0 | 0 | 0 | 0
PeakG | 0 | 0 | 0 | 0 | 0 | 0
PeakO | 0 | 0 | 0 | 0 | 0 | 0
ST | 0 | 0 | 0 | 0 | 0 | 0
STOG | 0 | 0 | 0 | 0 | 0 | 0
STWD | 0 | 0 | 0 | 0 | 0 | 0
WT | 0 | 0 | 0 | 0 | 0 | 0
IGCC | 0 | 0 | 0 | 0 | 0 | 0
DemandResponse | 0 | 0 | 0 | 0 | 0 | 0
IGCC-CCS | 0 | 0 | 0 | 0 | 0 | 0
WT_off | 0 | 0 | 0 | 0 | 0 | 0
PseudoUnit | 0 | 139.03 | 139.03 | 139.03 | 139.03 | 139.03
FixedInterchange | 0 | 0 | 0 | 0 | 0 | 0
Levelized Capital Costs by Reporting Type: All
ReportingType | 2015 | 2020 | 2025 | 2030 | 2035 | 2040
BM | 434.14 | 434.14 | 434.14 | 434.14 | 8182.01 | 10592.6
CC | 10479.51 | 11438.15 | 11438.15 | 11438.15 | 11292.66 | 958.63
CSP | 0 | 0 | 0 | 0 | 0 | 0
CT | 541.5 | 565.22 | 565.22 | 505.6 | 23.72 | 0
Coal | 3114.71 | 3114.71 | 3114.71 | 3114.71 | 3114.71 | 3114.71
Geo | 26.63 | 406.38 | 1160.02 | 1150.34 | 1133.4 | 753.64
H | 0 | 808.06 | 1210.11 | 1868.51 | 1977.45 | 2056.66
LFG | 31.09 | 329.35 | 635.14 | 734.35 | 710.26 | 412.01
Nuc | 684.91 | 3259.17 | 4239.68 | 31137.71 | 59303.71 | 87389.42
PS | 0 | 0 | 0 | 0 | 0 | 0
PV | 490.6 | 1046.29 | 1264.12 | 1285.07 | 1552.79 | 997.1
PeakG | 0 | 0 | 0 | 0 | 0 | 0
PeakO | 0 | 0 | 0 | 0 | 0 | 0
ST | 245.59 | 434.59 | 483.5 | 555.35 | 393.9 | 256.98
STOG | 0 | 0 | 0 | 0 | 0 | 0
STWD | 0 | 0 | 0 | 0 | 0 | 0
WT | 4638.52 | 31933.87 | 52540.76 | 55857.64 | 54239.12 | 27444.05
IGCC | 215.26 | 215.26 | 215.26 | 215.26 | 215.26 | 215.26
DemandResponse | 0 | 0 | 0 | 0 | 0 | 0
IGCC-CCS | 0 | 0 | 0 | 0 | 0 | 0
WT_off | 219.37 | 226.94 | 1003.15 | 1003.15 | 2230.92 | 2349.21
PseudoUnit | 0 | 787.77 | 1267.74 | 1441.62 | 1441.62 | 1569.66
FixedInterchange | 0 | 0 | 0 | 0 | 0 | 0
Levelized Capital Costs by Reporting Type: EI_US
ReportingType | 2015 | 2020 | 2025 | 2030 | 2035 | 2040
BM | 260.66 | 260.66 | 260.66 | 260.66 | 6129.1 | 6645.87
CC | 8307.66 | 9172.67 | 9172.67 | 9172.67 | 9027.19 | 865.01
CSP | 0 | 0 | 0 | 0 | 0 | 0
CT | 352.25 | 375.97 | 375.97 | 316.35 | 23.72 | 0
Coal | 2318.08 | 2318.08 | 2318.08 | 2318.08 | 2318.08 | 2318.08
Geo | 0 | 0 | 0 | 0 | 0 | 0
H | 0 | 614.8 | 621.93 | 914.89 | 914.89 | 914.89
LFG | 21.66 | 169.14 | 355.54 | 454.78 | 439.96 | 292.47
Nuc | 684.91 | 3259.17 | 4123.05 | 21902.09 | 39216.25 | 64115.46
PS | 0 | 0 | 0 | 0 | 0 | 0
PV | 22.54 | 578.22 | 796.05 | 817 | 1552.79 | 997.1
PeakG | 0 | 0 | 0 | 0 | 0 | 0
PeakO | 0 | 0 | 0 | 0 | 0 | 0
ST | 0 | 0 | 0 | 0 | 0 | 0
STOG | 0 | 0 | 0 | 0 | 0 | 0
STWD | 0 | 0 | 0 | 0 | 0 | 0
WT | 3462 | 27659.57 | 40166.24 | 42115.98 | 41661.83 | 17784.85
IGCC | 215.26 | 215.26 | 215.26 | 215.26 | 215.26 | 215.26
DemandResponse | 0 | 0 | 0 | 0 | 0 | 0
IGCC-CCS | 0 | 0 | 0 | 0 | 0 | 0
WT_off | 219.37 | 226.94 | 1003.15 | 1003.15 | 2230.92 | 2349.21
PseudoUnit | 0 | 787.77 | 1081.49 | 1081.49 | 1081.49 | 1081.49
FixedInterchange | 0 | 0 | 0 | 0 | 0 | 0
Levelized Capital Costs by Reporting Type: EI_Canada
ReportingType | 2015 | 2020 | 2025 | 2030 | 2035 | 2040
BM | 116.15 | 116.15 | 116.15 | 116.15 | 116.15 | 116.15
CC | 204.49 | 204.49 | 204.49 | 204.49 | 204.49 | 0
CSP | 0 | 0 | 0 | 0 | 0 | 0
CT | 41.8 | 41.8 | 41.8 | 41.8 | 0 | 0
Coal | 0 | 0 | 0 | 0 | 0 | 0
Geo | 0 | 0 | 0 | 0 | 0 | 0
H | 0 | 193.25 | 588.18 | 865.12 | 974.06 | 1053.27
LFG | 4.1 | 4.1 | 4.1 | 4.24 | 0.14 | 0.14
Nuc | 0 | 0 | 0 | 0 | 0 | 0
PS | 0 | 0 | 0 | 0 | 0 | 0
PV | 432.37 | 432.37 | 432.37 | 432.37 | 0 | 0
PeakG | 0 | 0 | 0 | 0 | 0 | 0
PeakO | 0 | 0 | 0 | 0 | 0 | 0
ST | 0 | 0 | 0 | 0 | 0 | 0
STOG | 0 | 0 | 0 | 0 | 0 | 0
STWD | 0 | 0 | 0 | 0 | 0 | 0
WT | 599.38 | 599.38 | 599.38 | 599.38 | 0 | 0
IGCC | 0 | 0 | 0 | 0 | 0 | 0
DemandResponse | 0 | 0 | 0 | 0 | 0 | 0
IGCC-CCS | 0 | 0 | 0 | 0 | 0 | 0
WT_off | 0 | 0 | 0 | 0 | 0 | 0
PseudoUnit | 0 | 0 | 186.25 | 360.13 | 360.13 | 488.17
FixedInterchange | 0 | 0 | 0 | 0 | 0 | 0
Levelized Capital Costs by Reporting Type: EI
ReportingType | 2015 | 2020 | 2025 | 2030 | 2035 | 2040
BM | 376.8 | 376.8 | 376.8 | 376.8 | 6245.25 | 6762.02
CC | 8512.15 | 9377.16 | 9377.16 | 9377.16 | 9231.68 | 865.01
CSP | 0 | 0 | 0 | 0 | 0 | 0
CT | 394.05 | 417.77 | 417.77 | 358.15 | 23.72 | 0
Coal | 2318.08 | 2318.08 | 2318.08 | 2318.08 | 2318.08 | 2318.08
Geo | 0 | 0 | 0 | 0 | 0 | 0
H | 0 | 808.06 | 1210.11 | 1780.01 | 1888.95 | 1968.16
LFG | 25.76 | 173.25 | 359.64 | 459.02 | 440.09 | 292.61
Nuc | 684.91 | 3259.17 | 4123.05 | 21902.09 | 39216.25 | 64115.46
PS | 0 | 0 | 0 | 0 | 0 | 0
PV | 454.91 | 1010.59 | 1228.42 | 1249.38 | 1552.79 | 997.1
PeakG | 0 | 0 | 0 | 0 | 0 | 0
PeakO | 0 | 0 | 0 | 0 | 0 | 0
ST | 0 | 0 | 0 | 0 | 0 | 0
STOG | 0 | 0 | 0 | 0 | 0 | 0
STWD | 0 | 0 | 0 | 0 | 0 | 0
WT | 4061.38 | 28258.95 | 40765.62 | 42715.36 | 41661.83 | 17784.85
IGCC | 215.26 | 215.26 | 215.26 | 215.26 | 215.26 | 215.26
DemandResponse | 0 | 0 | 0 | 0 | 0 | 0
IGCC-CCS | 0 | 0 | 0 | 0 | 0 | 0
WT_off | 219.37 | 226.94 | 1003.15 | 1003.15 | 2230.92 | 2349.21
PseudoUnit | 0 | 787.77 | 1267.74 | 1441.62 | 1441.62 | 1569.66
FixedInterchange | 0 | 0 | 0 | 0 | 0 | 0
Levelized Capital Costs by Reporting Type: Outside_EI
ReportingType | 2015 | 2020 | 2025 | 2030 | 2035 | 2040
BM | 57.33 | 57.33 | 57.33 | 57.33 | 1936.77 | 3830.58
CC | 1967.36 | 2060.99 | 2060.99 | 2060.99 | 2060.99 | 93.63
CSP | 0 | 0 | 0 | 0 | 0 | 0
CT | 147.45 | 147.45 | 147.45 | 147.45 | 0 | 0
Coal | 796.63 | 796.63 | 796.63 | 796.63 | 796.63 | 796.63
Geo | 26.63 | 406.38 | 1160.02 | 1150.34 | 1133.4 | 753.64
H | 0 | 0 | 0 | 88.49 | 88.49 | 88.49
LFG | 5.33 | 156.1 | 275.5 | 275.33 | 270.17 | 119.4
Nuc | 0 | 0 | 116.63 | 9235.63 | 20087.46 | 23273.95
PS | 0 | 0 | 0 | 0 | 0 | 0
PV | 35.69 | 35.69 | 35.69 | 35.69 | 0 | 0
PeakG | 0 | 0 | 0 | 0 | 0 | 0
PeakO | 0 | 0 | 0 | 0 | 0 | 0
ST | 245.59 | 434.59 | 483.5 | 555.35 | 393.9 | 256.98
STOG | 0 | 0 | 0 | 0 | 0 | 0
STWD | 0 | 0 | 0 | 0 | 0 | 0
WT | 577.13 | 3674.93 | 11775.14 | 13142.29 | 12577.3 | 9659.2
IGCC | 0 | 0 | 0 | 0 | 0 | 0
DemandResponse | 0 | 0 | 0 | 0 | 0 | 0
IGCC-CCS | 0 | 0 | 0 | 0 | 0 | 0
WT_off | 0 | 0 | 0 | 0 | 0 | 0
PseudoUnit | 0 | 0 | 0 | 0 | 0 | 0
FixedInterchange | 0 | 0 | 0 | 0 | 0 | 0
#13 | 0.01: Levelized Retrofit Capital Costs ($million)
Levelized Retrofit Capital Costs by Reporting Type: Entergy
ReportingType | 2015 | 2020 | 2025 | 2030 | 2035 | 2040
BM | 0 | 0 | 0 | 0 | 0 | 0
CC | 0 | 0 | 0 | 0 | 0 | 0
CSP | 0 | 0 | 0 | 0 | 0 | 0
CT | 0 | 0 | 0 | 0 | 0 | 0
Coal | 0 | 44.62 | 44.62 | 0 | 0 | 0
Geo | 0 | 0 | 0 | 0 | 0 | 0
H | 0 | 0 | 0 | 0 | 0 | 0
LFG | 0 | 0 | 0 | 0 | 0 | 0
Nuc | 0 | 0 | 0 | 0 | 0 | 0
PS | 0 | 0 | 0 | 0 | 0 | 0
PV | 0 | 0 | 0 | 0 | 0 | 0
PeakG | 0 | 0 | 0 | 0 | 0 | 0
PeakO | 0 | 0 | 0 | 0 | 0 | 0
ST | 0 | 0 | 0 | 0 | 0 | 0
STOG | 0 | 0 | 0 | 0 | 0 | 0
STWD | 0 | 0 | 0 | 0 | 0 | 0
WT | 0 | 0 | 0 | 0 | 0 | 0
IGCC | 0 | 0 | 0 | 0 | 0 | 0
DemandResponse | 0 | 0 | 0 | 0 | 0 | 0
IGCC-CCS | 0 | 0 | 0 | 0 | 0 | 0
WT_off | 0 | 0 | 0 | 0 | 0 | 0
PseudoUnit | 0 | 0 | 0 | 0 | 0 | 0
FixedInterchange | 0 | 0 | 0 | 0 | 0 | 0
Levelized Retrofit Capital Costs by Reporting Type: FRCC
ReportingType | 2015 | 2020 | 2025 | 2030 | 2035 | 2040
BM | 0 | 0 | 0 | 0 | 0 | 0
CC | 0 | 0 | 0 | 0 | 0 | 0
CSP | 0 | 0 | 0 | 0 | 0 | 0
CT | 0 | 0 | 0 | 0 | 0 | 0
Coal | 73.1 | 6.94 | 6.94 | 0 | 0 | 0
Geo | 0 | 0 | 0 | 0 | 0 | 0
H | 0 | 0 | 0 | 0 | 0 | 0
LFG | 0 | 0 | 0 | 0 | 0 | 0
Nuc | 0 | 0 | 0 | 0 | 0 | 0
PS | 0 | 0 | 0 | 0 | 0 | 0
PV | 0 | 0 | 0 | 0 | 0 | 0
PeakG | 0 | 0 | 0 | 0 | 0 | 0
PeakO | 0 | 0 | 0 | 0 | 0 | 0
ST | 0 | 0 | 0 | 0 | 0 | 0
STOG | 0 | 0 | 0 | 0 | 0 | 0
STWD | 0 | 0 | 0 | 0 | 0 | 0
WT | 0 | 0 | 0 | 0 | 0 | 0
IGCC | 0 | 0 | 0 | 0 | 0 | 0
DemandResponse | 0 | 0 | 0 | 0 | 0 | 0
IGCC-CCS | 0 | 0 | 0 | 0 | 0 | 0
WT_off | 0 | 0 | 0 | 0 | 0 | 0
PseudoUnit | 0 | 0 | 0 | 0 | 0 | 0
FixedInterchange | 0 | 0 | 0 | 0 | 0 | 0
Levelized Retrofit Capital Costs by Reporting Type: MAPP_US
ReportingType | 2015 | 2020 | 2025 | 2030 | 2035 | 2040
BM | 0 | 0 | 0 | 0 | 0 | 0
CC | 0 | 0 | 0 | 0 | 0 | 0
CSP | 0 | 0 | 0 | 0 | 0 | 0
CT | 0 | 0 | 0 | 0 | 0 | 0
Coal | 22.36 | 28.28 | 5.91 | 0 | 0 | 0
Geo | 0 | 0 | 0 | 0 | 0 | 0
H | 0 | 0 | 0 | 0 | 0 | 0
LFG | 0 | 0 | 0 | 0 | 0 | 0
Nuc | 0 | 0 | 0 | 0 | 0 | 0
PS | 0 | 0 | 0 | 0 | 0 | 0
PV | 0 | 0 | 0 | 0 | 0 | 0
PeakG | 0 | 0 | 0 | 0 | 0 | 0
PeakO | 0 | 0 | 0 | 0 | 0 | 0
ST | 0 | 0 | 0 | 0 | 0 | 0
STOG | 0 | 0 | 0 | 0 | 0 | 0
STWD | 0 | 0 | 0 | 0 | 0 | 0
WT | 0 | 0 | 0 | 0 | 0 | 0
IGCC | 0 | 0 | 0 | 0 | 0 | 0
DemandResponse | 0 | 0 | 0 | 0 | 0 | 0
IGCC-CCS | 0 | 0 | 0 | 0 | 0 | 0
WT_off | 0 | 0 | 0 | 0 | 0 | 0
PseudoUnit | 0 | 0 | 0 | 0 | 0 | 0
FixedInterchange | 0 | 0 | 0 | 0 | 0 | 0
Levelized Retrofit Capital Costs by Reporting Type: MISO_IN
ReportingType | 2015 | 2020 | 2025 | 2030 | 2035 | 2040
BM | 0 | 0 | 0 | 0 | 0 | 0
CC | 0 | 0 | 0 | 0 | 0 | 0
CSP | 0 | 0 | 0 | 0 | 0 | 0
CT | 0 | 0 | 0 | 0 | 0 | 0
Coal | 0 | 79.58 | 80.5 | 14.72 | 17.63 | 3.83
Geo | 0 | 0 | 0 | 0 | 0 | 0
H | 0 | 0 | 0 | 0 | 0 | 0
LFG | 0 | 0 | 0 | 0 | 0 | 0
Nuc | 0 | 0 | 0 | 0 | 0 | 0
PS | 0 | 0 | 0 | 0 | 0 | 0
PV | 0 | 0 | 0 | 0 | 0 | 0
PeakG | 0 | 0 | 0 | 0 | 0 | 0
PeakO | 0 | 0 | 0 | 0 | 0 | 0
ST | 0 | 0 | 0 | 0 | 0 | 0
STOG | 0 | 0 | 0 | 0 | 0 | 0
STWD | 0 | 0 | 0 | 0 | 0 | 0
WT | 0 | 0 | 0 | 0 | 0 | 0
IGCC | 0 | 0 | 0 | 0 | 0 | 0
DemandResponse | 0 | 0 | 0 | 0 | 0 | 0
IGCC-CCS | 0 | 0 | 0 | 0 | 0 | 0
WT_off | 0 | 0 | 0 | 0 | 0 | 0
PseudoUnit | 0 | 0 | 0 | 0 | 0 | 0
FixedInterchange | 0 | 0 | 0 | 0 | 0 | 0
Levelized Retrofit Capital Costs by Reporting Type: MISO_MI
ReportingType | 2015 | 2020 | 2025 | 2030 | 2035 | 2040
BM | 0 | 0 | 0 | 0 | 0 | 0
CC | 0 | 0 | 0 | 0 | 0 | 0
CSP | 0 | 0 | 0 | 0 | 0 | 0
CT | 0 | 0 | 0 | 0 | 0 | 0
Coal | 15.14 | 15.14 | 0 | 0 | 0 | 0
Geo | 0 | 0 | 0 | 0 | 0 | 0
H | 0 | 0 | 0 | 0 | 0 | 0
LFG | 0 | 0 | 0 | 0 | 0 | 0
Nuc | 0 | 0 | 0 | 0 | 0 | 0
PS | 0 | 0 | 0 | 0 | 0 | 0
PV | 0 | 0 | 0 | 0 | 0 | 0
PeakG | 0 | 0 | 0 | 0 | 0 | 0
PeakO | 0 | 0 | 0 | 0 | 0 | 0
ST | 0 | 0 | 0 | 0 | 0 | 0
STOG | 0 | 0 | 0 | 0 | 0 | 0
STWD | 0 | 0 | 0 | 0 | 0 | 0
WT | 0 | 0 | 0 | 0 | 0 | 0
IGCC | 0 | 0 | 0 | 0 | 0 | 0
DemandResponse | 0 | 0 | 0 | 0 | 0 | 0
IGCC-CCS | 0 | 0 | 0 | 0 | 0 | 0
WT_off | 0 | 0 | 0 | 0 | 0 | 0
PseudoUnit | 0 | 0 | 0 | 0 | 0 | 0
FixedInterchange | 0 | 0 | 0 | 0 | 0 | 0
Levelized Retrofit Capital Costs by Reporting Type: MISO_MO-IL
ReportingType | 2015 | 2020 | 2025 | 2030 | 2035 | 2040
BM | 0 | 0 | 0 | 0 | 0 | 0
CC | 0 | 0 | 0 | 0 | 0 | 0
CSP | 0 | 0 | 0 | 0 | 0 | 0
CT | 0 | 0 | 0 | 0 | 0 | 0
Coal | 9.29 | 16.88 | 17.89 | 22.53 | 21.51 | 0
Geo | 0 | 0 | 0 | 0 | 0 | 0
H | 0 | 0 | 0 | 0 | 0 | 0
LFG | 0 | 0 | 0 | 0 | 0 | 0
Nuc | 0 | 0 | 0 | 0 | 0 | 0
PS | 0 | 0 | 0 | 0 | 0 | 0
PV | 0 | 0 | 0 | 0 | 0 | 0
PeakG | 0 | 0 | 0 | 0 | 0 | 0
PeakO | 0 | 0 | 0 | 0 | 0 | 0
ST | 0 | 0 | 0 | 0 | 0 | 0
STOG | 0 | 0 | 0 | 0 | 0 | 0
STWD | 0 | 0 | 0 | 0 | 0 | 0
WT | 0 | 0 | 0 | 0 | 0 | 0
IGCC | 0 | 0 | 0 | 0 | 0 | 0
DemandResponse | 0 | 0 | 0 | 0 | 0 | 0
IGCC-CCS | 0 | 0 | 0 | 0 | 0 | 0
WT_off | 0 | 0 | 0 | 0 | 0 | 0
PseudoUnit | 0 | 0 | 0 | 0 | 0 | 0
FixedInterchange | 0 | 0 | 0 | 0 | 0 | 0
Levelized Retrofit Capital Costs by Reporting Type: MISO_W
ReportingType | 2015 | 2020 | 2025 | 2030 | 2035 | 2040
BM | 0 | 0 | 0 | 0 | 0 | 0
CC | 0 | 0 | 0 | 0 | 0 | 0
CSP | 0 | 0 | 0 | 0 | 0 | 0
CT | 0 | 0 | 0 | 0 | 0 | 0
Coal | 26.68 | 21.52 | 144.45 | 122.93 | 0 | 0
Geo | 0 | 0 | 0 | 0 | 0 | 0
H | 0 | 0 | 0 | 0 | 0 | 0
LFG | 0 | 0 | 0 | 0 | 0 | 0
Nuc | 0 | 0 | 0 | 0 | 0 | 0
PS | 0 | 0 | 0 | 0 | 0 | 0
PV | 0 | 0 | 0 | 0 | 0 | 0
PeakG | 0 | 0 | 0 | 0 | 0 | 0
PeakO | 0 | 0 | 0 | 0 | 0 | 0
ST | 0 | 0 | 0 | 0 | 0 | 0
STOG | 0 | 0 | 0 | 0 | 0 | 0
STWD | 0 | 0 | 0 | 0 | 0 | 0
WT | 0 | 0 | 0 | 0 | 0 | 0
IGCC | 0 | 0 | 0 | 0 | 0 | 0
DemandResponse | 0 | 0 | 0 | 0 | 0 | 0
IGCC-CCS | 0 | 0 | 0 | 0 | 0 | 0
WT_off | 0 | 0 | 0 | 0 | 0 | 0
PseudoUnit | 0 | 0 | 0 | 0 | 0 | 0
FixedInterchange | 0 | 0 | 0 | 0 | 0 | 0
Levelized Retrofit Capital Costs by Reporting Type: MISO_WUMS
ReportingType | 2015 | 2020 | 2025 | 2030 | 2035 | 2040
BM | 0 | 0 | 0 | 0 | 0 | 0
CC | 0 | 0 | 0 | 0 | 0 | 0
CSP | 0 | 0 | 0 | 0 | 0 | 0
CT | 0 | 0 | 0 | 0 | 0 | 0
Coal | 197.26 | 175.87 | 63.08 | 111.57 | 59.47 | 42.27
Geo | 0 | 0 | 0 | 0 | 0 | 0
H | 0 | 0 | 0 | 0 | 0 | 0
LFG | 0 | 0 | 0 | 0 | 0 | 0
Nuc | 0 | 0 | 0 | 0 | 0 | 0
PS | 0 | 0 | 0 | 0 | 0 | 0
PV | 0 | 0 | 0 | 0 | 0 | 0
PeakG | 0 | 0 | 0 | 0 | 0 | 0
PeakO | 0 | 0 | 0 | 0 | 0 | 0
ST | 0 | 0 | 0 | 0 | 0 | 0
STOG | 0 | 0 | 0 | 0 | 0 | 0
STWD | 0 | 0 | 0 | 0 | 0 | 0
WT | 0 | 0 | 0 | 0 | 0 | 0
IGCC | 0 | 0 | 0 | 0 | 0 | 0
DemandResponse | 0 | 0 | 0 | 0 | 0 | 0
IGCC-CCS | 0 | 0 | 0 | 0 | 0 | 0
WT_off | 0 | 0 | 0 | 0 | 0 | 0
PseudoUnit | 0 | 0 | 0 | 0 | 0 | 0
FixedInterchange | 0 | 0 | 0 | 0 | 0 | 0
Levelized Retrofit Capital Costs by Reporting Type: Nebraska
ReportingType | 2015 | 2020 | 2025 | 2030 | 2035 | 2040
BM | 0 | 0 | 0 | 0 | 0 | 0
CC | 0 | 0 | 0 | 0 | 0 | 0
CSP | 0 | 0 | 0 | 0 | 0 | 0
CT | 0 | 0 | 0 | 0 | 0 | 0
Coal | 0 | 76.84 | 76.84 | 0 | 0 | 0
Geo | 0 | 0 | 0 | 0 | 0 | 0
H | 0 | 0 | 0 | 0 | 0 | 0
LFG | 0 | 0 | 0 | 0 | 0 | 0
Nuc | 0 | 0 | 0 | 0 | 0 | 0
PS | 0 | 0 | 0 | 0 | 0 | 0
PV | 0 | 0 | 0 | 0 | 0 | 0
PeakG | 0 | 0 | 0 | 0 | 0 | 0
PeakO | 0 | 0 | 0 | 0 | 0 | 0
ST | 0 | 0 | 0 | 0 | 0 | 0
STOG | 0 | 0 | 0 | 0 | 0 | 0
STWD | 0 | 0 | 0 | 0 | 0 | 0
WT | 0 | 0 | 0 | 0 | 0 | 0
IGCC | 0 | 0 | 0 | 0 | 0 | 0
DemandResponse | 0 | 0 | 0 | 0 | 0 | 0
IGCC-CCS | 0 | 0 | 0 | 0 | 0 | 0
WT_off | 0 | 0 | 0 | 0 | 0 | 0
PseudoUnit | 0 | 0 | 0 | 0 | 0 | 0
FixedInterchange | 0 | 0 | 0 | 0 | 0 | 0
Levelized Retrofit Capital Costs by Reporting Type: NEISO
ReportingType | 2015 | 2020 | 2025 | 2030 | 2035 | 2040
BM | 0 | 0 | 0 | 0 | 0 | 0
CC | 0 | 0 | 0 | 0 | 0 | 0
CSP | 0 | 0 | 0 | 0 | 0 | 0
CT | 0 | 0 | 0 | 0 | 0 | 0
Coal | 29.15 | 29.15 | 0 | 0 | 0 | 0
Geo | 0 | 0 | 0 | 0 | 0 | 0
H | 0 | 0 | 0 | 0 | 0 | 0
LFG | 0 | 0 | 0 | 0 | 0 | 0
Nuc | 0 | 0 | 0 | 0 | 0 | 0
PS | 0 | 0 | 0 | 0 | 0 | 0
PV | 0 | 0 | 0 | 0 | 0 | 0
PeakG | 0 | 0 | 0 | 0 | 0 | 0
PeakO | 0 | 0 | 0 | 0 | 0 | 0
ST | 0 | 0 | 0 | 0 | 0 | 0
STOG | 0 | 0 | 0 | 0 | 0 | 0
STWD | 0 | 0 | 0 | 0 | 0 | 0
WT | 0 | 0 | 0 | 0 | 0 | 0
IGCC | 0 | 0 | 0 | 0 | 0 | 0
DemandResponse | 0 | 0 | 0 | 0 | 0 | 0
IGCC-CCS | 0 | 0 | 0 | 0 | 0 | 0
WT_off | 0 | 0 | 0 | 0 | 0 | 0
PseudoUnit | 0 | 0 | 0 | 0 | 0 | 0
FixedInterchange | 0 | 0 | 0 | 0 | 0 | 0
Levelized Retrofit Capital Costs by Reporting Type: NonRTO_Midwest
ReportingType | 2015 | 2020 | 2025 | 2030 | 2035 | 2040
BM | 0 | 0 | 0 | 0 | 0 | 0
CC | 0 | 0 | 0 | 0 | 0 | 0
CSP | 0 | 0 | 0 | 0 | 0 | 0
CT | 0 | 0 | 0 | 0 | 0 | 0
Coal | 165.72 | 174.79 | 53.69 | 118.94 | 108.91 | 6.89
Geo | 0 | 0 | 0 | 0 | 0 | 0
H | 0 | 0 | 0 | 0 | 0 | 0
LFG | 0 | 0 | 0 | 0 | 0 | 0
Nuc | 0 | 0 | 0 | 0 | 0 | 0
PS | 0 | 0 | 0 | 0 | 0 | 0
PV | 0 | 0 | 0 | 0 | 0 | 0
PeakG | 0 | 0 | 0 | 0 | 0 | 0
PeakO | 0 | 0 | 0 | 0 | 0 | 0
ST | 0 | 0 | 0 | 0 | 0 | 0
STOG | 0 | 0 | 0 | 0 | 0 | 0
STWD | 0 | 0 | 0 | 0 | 0 | 0
WT | 0 | 0 | 0 | 0 | 0 | 0
IGCC | 0 | 0 | 0 | 0 | 0 | 0
DemandResponse | 0 | 0 | 0 | 0 | 0 | 0
IGCC-CCS | 0 | 0 | 0 | 0 | 0 | 0
WT_off | 0 | 0 | 0 | 0 | 0 | 0
PseudoUnit | 0 | 0 | 0 | 0 | 0 | 0
FixedInterchange | 0 | 0 | 0 | 0 | 0 | 0
Levelized Retrofit Capital Costs by Reporting Type: NYISO_A-F
ReportingType | 2015 | 2020 | 2025 | 2030 | 2035 | 2040
BM | 0 | 0 | 0 | 0 | 0 | 0
CC | 0 | 0 | 0 | 0 | 0 | 0
CSP | 0 | 0 | 0 | 0 | 0 | 0
CT | 0 | 0 | 0 | 0 | 0 | 0
Coal | 0 | 0 | 0 | 0 | 0 | 0
Geo | 0 | 0 | 0 | 0 | 0 | 0
H | 0 | 0 | 0 | 0 | 0 | 0
LFG | 0 | 0 | 0 | 0 | 0 | 0
Nuc | 0 | 0 | 0 | 0 | 0 | 0
PS | 0 | 0 | 0 | 0 | 0 | 0
PV | 0 | 0 | 0 | 0 | 0 | 0
PeakG | 0 | 0 | 0 | 0 | 0 | 0
PeakO | 0 | 0 | 0 | 0 | 0 | 0
ST | 0 | 0 | 0 | 0 | 0 | 0
STOG | 0 | 0 | 0 | 0 | 0 | 0
STWD | 0 | 0 | 0 | 0 | 0 | 0
WT | 0 | 0 | 0 | 0 | 0 | 0
IGCC | 0 | 0 | 0 | 0 | 0 | 0
DemandResponse | 0 | 0 | 0 | 0 | 0 | 0
IGCC-CCS | 0 | 0 | 0 | 0 | 0 | 0
WT_off | 0 | 0 | 0 | 0 | 0 | 0
PseudoUnit | 0 | 0 | 0 | 0 | 0 | 0
FixedInterchange | 0 | 0 | 0 | 0 | 0 | 0
Levelized Retrofit Capital Costs by Reporting Type: NYISO_G-I
ReportingType | 2015 | 2020 | 2025 | 2030 | 2035 | 2040
BM | 0 | 0 | 0 | 0 | 0 | 0
CC | 0 | 0 | 0 | 0 | 0 | 0
CSP | 0 | 0 | 0 | 0 | 0 | 0
CT | 0 | 0 | 0 | 0 | 0 | 0
Coal | 0 | 0 | 0 | 0 | 0 | 0
Geo | 0 | 0 | 0 | 0 | 0 | 0
H | 0 | 0 | 0 | 0 | 0 | 0
LFG | 0 | 0 | 0 | 0 | 0 | 0
Nuc | 0 | 0 | 0 | 0 | 0 | 0
PS | 0 | 0 | 0 | 0 | 0 | 0
PV | 0 | 0 | 0 | 0 | 0 | 0
PeakG | 0 | 0 | 0 | 0 | 0 | 0
PeakO | 0 | 0 | 0 | 0 | 0 | 0
ST | 0 | 0 | 0 | 0 | 0 | 0
STOG | 0 | 0 | 0 | 0 | 0 | 0
STWD | 0 | 0 | 0 | 0 | 0 | 0
WT | 0 | 0 | 0 | 0 | 0 | 0
IGCC | 0 | 0 | 0 | 0 | 0 | 0
DemandResponse | 0 | 0 | 0 | 0 | 0 | 0
IGCC-CCS | 0 | 0 | 0 | 0 | 0 | 0
WT_off | 0 | 0 | 0 | 0 | 0 | 0
PseudoUnit | 0 | 0 | 0 | 0 | 0 | 0
FixedInterchange | 0 | 0 | 0 | 0 | 0 | 0
Levelized Retrofit Capital Costs by Reporting Type: NYISO_J-K
ReportingType | 2015 | 2020 | 2025 | 2030 | 2035 | 2040
BM | 0 | 0 | 0 | 0 | 0 | 0
CC | 0 | 0 | 0 | 0 | 0 | 0
CSP | 0 | 0 | 0 | 0 | 0 | 0
CT | 0 | 0 | 0 | 0 | 0 | 0
Coal | 0 | 0 | 0 | 0 | 0 | 0
Geo | 0 | 0 | 0 | 0 | 0 | 0
H | 0 | 0 | 0 | 0 | 0 | 0
LFG | 0 | 0 | 0 | 0 | 0 | 0
Nuc | 0 | 0 | 0 | 0 | 0 | 0
PS | 0 | 0 | 0 | 0 | 0 | 0
PV | 0 | 0 | 0 | 0 | 0 | 0
PeakG | 0 | 0 | 0 | 0 | 0 | 0
PeakO | 0 | 0 | 0 | 0 | 0 | 0
ST | 0 | 0 | 0 | 0 | 0 | 0
STOG | 0 | 0 | 0 | 0 | 0 | 0
STWD | 0 | 0 | 0 | 0 | 0 | 0
WT | 0 | 0 | 0 | 0 | 0 | 0
IGCC | 0 | 0 | 0 | 0 | 0 | 0
DemandResponse | 0 | 0 | 0 | 0 | 0 | 0
IGCC-CCS | 0 | 0 | 0 | 0 | 0 | 0
WT_off | 0 | 0 | 0 | 0 | 0 | 0
PseudoUnit | 0 | 0 | 0 | 0 | 0 | 0
FixedInterchange | 0 | 0 | 0 | 0 | 0 | 0
Levelized Retrofit Capital Costs by Reporting Type: PJM_E
ReportingType | 2015 | 2020 | 2025 | 2030 | 2035 | 2040
BM | 0 | 0 | 0 | 0 | 0 | 0
CC | 0 | 0 | 0 | 0 | 0 | 0
CSP | 0 | 0 | 0 | 0 | 0 | 0
CT | 0 | 0 | 0 | 0 | 0 | 0
Coal | 22.45 | 22.45 | 0 | 5.8 | 44.28 | 48.37
Geo | 0 | 0 | 0 | 0 | 0 | 0
H | 0 | 0 | 0 | 0 | 0 | 0
LFG | 0 | 0 | 0 | 0 | 0 | 0
Nuc | 0 | 0 | 0 | 0 | 0 | 0
PS | 0 | 0 | 0 | 0 | 0 | 0
PV | 0 | 0 | 0 | 0 | 0 | 0
PeakG | 0 | 0 | 0 | 0 | 0 | 0
PeakO | 0 | 0 | 0 | 0 | 0 | 0
ST | 0 | 0 | 0 | 0 | 0 | 0
STOG | 0 | 0 | 0 | 0 | 0 | 0
STWD | 0 | 0 | 0 | 0 | 0 | 0
WT | 0 | 0 | 0 | 0 | 0 | 0
IGCC | 0 | 0 | 0 | 0 | 0 | 0
DemandResponse | 0 | 0 | 0 | 0 | 0 | 0
IGCC-CCS | 0 | 0 | 0 | 0 | 0 | 0
WT_off | 0 | 0 | 0 | 0 | 0 | 0
PseudoUnit | 0 | 0 | 0 | 0 | 0 | 0
FixedInterchange | 0 | 0 | 0 | 0 | 0 | 0
Levelized Retrofit Capital Costs by Reporting Type: PJM_ROM
ReportingType | 2015 | 2020 | 2025 | 2030 | 2035 | 2040
BM | 0 | 0 | 0 | 0 | 0 | 0
CC | 0 | 0 | 0 | 0 | 0 | 0
CSP | 0 | 0 | 0 | 0 | 0 | 0
CT | 0 | 0 | 0 | 0 | 0 | 0
Coal | 14.63 | 0.53 | 0.53 | 0 | 0 | 0
Geo | 0 | 0 | 0 | 0 | 0 | 0
H | 0 | 0 | 0 | 0 | 0 | 0
LFG | 0 | 0 | 0 | 0 | 0 | 0
Nuc | 0 | 0 | 0 | 0 | 0 | 0
PS | 0 | 0 | 0 | 0 | 0 | 0
PV | 0 | 0 | 0 | 0 | 0 | 0
PeakG | 0 | 0 | 0 | 0 | 0 | 0
PeakO | 0 | 0 | 0 | 0 | 0 | 0
ST | 0 | 0 | 0 | 0 | 0 | 0
STOG | 0 | 0 | 0 | 0 | 0 | 0
STWD | 0 | 0 | 0 | 0 | 0 | 0
WT | 0 | 0 | 0 | 0 | 0 | 0
IGCC | 0 | 0 | 0 | 0 | 0 | 0
DemandResponse | 0 | 0 | 0 | 0 | 0 | 0
IGCC-CCS | 0 | 0 | 0 | 0 | 0 | 0
WT_off | 0 | 0 | 0 | 0 | 0 | 0
PseudoUnit | 0 | 0 | 0 | 0 | 0 | 0
FixedInterchange | 0 | 0 | 0 | 0 | 0 | 0
Levelized Retrofit Capital Costs by Reporting Type: PJM_ROR
ReportingType | 2015 | 2020 | 2025 | 2030 | 2035 | 2040
BM | 0 | 0 | 0 | 0 | 0 | 0
CC | 0 | 0 | 0 | 0 | 0 | 0
CSP | 0 | 0 | 0 | 0 | 0 | 0
CT | 0 | 0 | 0 | 0 | 0 | 0
Coal | 46.99 | 121.59 | 142.78 | 184.83 | 201.91 | 38.27
Geo | 0 | 0 | 0 | 0 | 0 | 0
H | 0 | 0 | 0 | 0 | 0 | 0
LFG | 0 | 0 | 0 | 0 | 0 | 0
Nuc | 0 | 0 | 0 | 0 | 0 | 0
PS | 0 | 0 | 0 | 0 | 0 | 0
PV | 0 | 0 | 0 | 0 | 0 | 0
PeakG | 0 | 0 | 0 | 0 | 0 | 0
PeakO | 0 | 0 | 0 | 0 | 0 | 0
ST | 0 | 0 | 0 | 0 | 0 | 0
STOG | 0 | 0 | 0 | 0 | 0 | 0
STWD | 0 | 0 | 0 | 0 | 0 | 0
WT | 0 | 0 | 0 | 0 | 0 | 0
IGCC | 0 | 0 | 0 | 0 | 0 | 0
DemandResponse | 0 | 0 | 0 | 0 | 0 | 0
IGCC-CCS | 0 | 0 | 0 | 0 | 0 | 0
WT_off | 0 | 0 | 0 | 0 | 0 | 0
PseudoUnit | 0 | 0 | 0 | 0 | 0 | 0
FixedInterchange | 0 | 0 | 0 | 0 | 0 | 0
Levelized Retrofit Capital Costs by Reporting Type: SOCO
ReportingType | 2015 | 2020 | 2025 | 2030 | 2035 | 2040
BM | 0 | 0 | 0 | 0 | 0 | 0
CC | 0 | 0 | 0 | 0 | 0 | 0
CSP | 0 | 0 | 0 | 0 | 0 | 0
CT | 0 | 0 | 0 | 0 | 0 | 0
Coal | 400.34 | 414.41 | 246.63 | 232.56 | 0 | 0
Geo | 0 | 0 | 0 | 0 | 0 | 0
H | 0 | 0 | 0 | 0 | 0 | 0
LFG | 0 | 0 | 0 | 0 | 0 | 0
Nuc | 0 | 0 | 0 | 0 | 0 | 0
PS | 0 | 0 | 0 | 0 | 0 | 0
PV | 0 | 0 | 0 | 0 | 0 | 0
PeakG | 0 | 0 | 0 | 0 | 0 | 0
PeakO | 0 | 0 | 0 | 0 | 0 | 0
ST | 0 | 0 | 0 | 0 | 0 | 0
STOG | 0 | 0 | 0 | 0 | 0 | 0
STWD | 0 | 0 | 0 | 0 | 0 | 0
WT | 0 | 0 | 0 | 0 | 0 | 0
IGCC | 0 | 0 | 0 | 0 | 0 | 0
DemandResponse | 0 | 0 | 0 | 0 | 0 | 0
IGCC-CCS | 0 | 0 | 0 | 0 | 0 | 0
WT_off | 0 | 0 | 0 | 0 | 0 | 0
PseudoUnit | 0 | 0 | 0 | 0 | 0 | 0
FixedInterchange | 0 | 0 | 0 | 0 | 0 | 0
Levelized Retrofit Capital Costs by Reporting Type: SPP_N
ReportingType | 2015 | 2020 | 2025 | 2030 | 2035 | 2040
BM | 0 | 0 | 0 | 0 | 0 | 0
CC | 0 | 0 | 0 | 0 | 0 | 0
CSP | 0 | 0 | 0 | 0 | 0 | 0
CT | 0 | 0 | 0 | 0 | 0 | 0
Coal | 0 | 8.47 | 8.47 | 0 | 0 | 0
Geo | 0 | 0 | 0 | 0 | 0 | 0
H | 0 | 0 | 0 | 0 | 0 | 0
LFG | 0 | 0 | 0 | 0 | 0 | 0
Nuc | 0 | 0 | 0 | 0 | 0 | 0
PS | 0 | 0 | 0 | 0 | 0 | 0
PV | 0 | 0 | 0 | 0 | 0 | 0
PeakG | 0 | 0 | 0 | 0 | 0 | 0
PeakO | 0 | 0 | 0 | 0 | 0 | 0
ST | 0 | 0 | 0 | 0 | 0 | 0
STOG | 0 | 0 | 0 | 0 | 0 | 0
STWD | 0 | 0 | 0 | 0 | 0 | 0
WT | 0 | 0 | 0 | 0 | 0 | 0
IGCC | 0 | 0 | 0 | 0 | 0 | 0
DemandResponse | 0 | 0 | 0 | 0 | 0 | 0
IGCC-CCS | 0 | 0 | 0 | 0 | 0 | 0
WT_off | 0 | 0 | 0 | 0 | 0 | 0
PseudoUnit | 0 | 0 | 0 | 0 | 0 | 0
FixedInterchange | 0 | 0 | 0 | 0 | 0 | 0
Levelized Retrofit Capital Costs by Reporting Type: SPP_S
ReportingType | 2015 | 2020 | 2025 | 2030 | 2035 | 2040
BM | 0 | 0 | 0 | 0 | 0 | 0
CC | 0 | 0 | 0 | 0 | 0 | 0
CSP | 0 | 0 | 0 | 0 | 0 | 0
CT | 0 | 0 | 0 | 0 | 0 | 0
Coal | 0 | 10.5 | 10.5 | 0 | 0 | 0
Geo | 0 | 0 | 0 | 0 | 0 | 0
H | 0 | 0 | 0 | 0 | 0 | 0
LFG | 0 | 0 | 0 | 0 | 0 | 0
Nuc | 0 | 0 | 0 | 0 | 0 | 0
PS | 0 | 0 | 0 | 0 | 0 | 0
PV | 0 | 0 | 0 | 0 | 0 | 0
PeakG | 0 | 0 | 0 | 0 | 0 | 0
PeakO | 0 | 0 | 0 | 0 | 0 | 0
ST | 0 | 0 | 0 | 0 | 0 | 0
STOG | 0 | 0 | 0 | 0 | 0 | 0
STWD | 0 | 0 | 0 | 0 | 0 | 0
WT | 0 | 0 | 0 | 0 | 0 | 0
IGCC | 0 | 0 | 0 | 0 | 0 | 0
DemandResponse | 0 | 0 | 0 | 0 | 0 | 0
IGCC-CCS | 0 | 0 | 0 | 0 | 0 | 0
WT_off | 0 | 0 | 0 | 0 | 0 | 0
PseudoUnit | 0 | 0 | 0 | 0 | 0 | 0
FixedInterchange | 0 | 0 | 0 | 0 | 0 | 0
Levelized Retrofit Capital Costs by Reporting Type: TVA
ReportingType | 2015 | 2020 | 2025 | 2030 | 2035 | 2040
BM | 0 | 0 | 0 | 0 | 0 | 0
CC | 0 | 0 | 0 | 0 | 0 | 0
CSP | 0 | 0 | 0 | 0 | 0 | 0
CT | 0 | 0 | 0 | 0 | 0 | 0
Coal | 0 | 35.63 | 35.63 | 0 | 0 | 0
Geo | 0 | 0 | 0 | 0 | 0 | 0
H | 0 | 0 | 0 | 0 | 0 | 0
LFG | 0 | 0 | 0 | 0 | 0 | 0
Nuc | 0 | 0 | 0 | 0 | 0 | 0
PS | 0 | 0 | 0 | 0 | 0 | 0
PV | 0 | 0 | 0 | 0 | 0 | 0
PeakG | 0 | 0 | 0 | 0 | 0 | 0
PeakO | 0 | 0 | 0 | 0 | 0 | 0
ST | 0 | 0 | 0 | 0 | 0 | 0
STOG | 0 | 0 | 0 | 0 | 0 | 0
STWD | 0 | 0 | 0 | 0 | 0 | 0
WT | 0 | 0 | 0 | 0 | 0 | 0
IGCC | 0 | 0 | 0 | 0 | 0 | 0
DemandResponse | 0 | 0 | 0 | 0 | 0 | 0
IGCC-CCS | 0 | 0 | 0 | 0 | 0 | 0
WT_off | 0 | 0 | 0 | 0 | 0 | 0
PseudoUnit | 0 | 0 | 0 | 0 | 0 | 0
FixedInterchange | 0 | 0 | 0 | 0 | 0 | 0
Levelized Retrofit Capital Costs by Reporting Type: TVA_Transmission
ReportingType | 2015 | 2020 | 2025 | 2030 | 2035 | 2040
BM | 0 | 0 | 0 | 0 | 0 | 0
CC | 0 | 0 | 0 | 0 | 0 | 0
CSP | 0 | 0 | 0 | 0 | 0 | 0
CT | 0 | 0 | 0 | 0 | 0 | 0
Coal | 0 | 0 | 0 | 0 | 0 | 0
Geo | 0 | 0 | 0 | 0 | 0 | 0
H | 0 | 0 | 0 | 0 | 0 | 0
LFG | 0 | 0 | 0 | 0 | 0 | 0
Nuc | 0 | 0 | 0 | 0 | 0 | 0
PS | 0 | 0 | 0 | 0 | 0 | 0
PV | 0 | 0 | 0 | 0 | 0 | 0
PeakG | 0 | 0 | 0 | 0 | 0 | 0
PeakO | 0 | 0 | 0 | 0 | 0 | 0
ST | 0 | 0 | 0 | 0 | 0 | 0
STOG | 0 | 0 | 0 | 0 | 0 | 0
STWD | 0 | 0 | 0 | 0 | 0 | 0
WT | 0 | 0 | 0 | 0 | 0 | 0
IGCC | 0 | 0 | 0 | 0 | 0 | 0
DemandResponse | 0 | 0 | 0 | 0 | 0 | 0
IGCC-CCS | 0 | 0 | 0 | 0 | 0 | 0
WT_off | 0 | 0 | 0 | 0 | 0 | 0
PseudoUnit | 0 | 0 | 0 | 0 | 0 | 0
FixedInterchange | 0 | 0 | 0 | 0 | 0 | 0
Levelized Retrofit Capital Costs by Reporting Type: VACAR
ReportingType | 2015 | 2020 | 2025 | 2030 | 2035 | 2040
BM | 0 | 0 | 0 | 0 | 0 | 0
CC | 0 | 0 | 0 | 0 | 0 | 0
CSP | 0 | 0 | 0 | 0 | 0 | 0
CT | 0 | 0 | 0 | 0 | 0 | 0
Coal | 0 | 12.83 | 143.49 | 130.66 | 0 | 0
Geo | 0 | 0 | 0 | 0 | 0 | 0
H | 0 | 0 | 0 | 0 | 0 | 0
LFG | 0 | 0 | 0 | 0 | 0 | 0
Nuc | 0 | 0 | 0 | 0 | 0 | 0
PS | 0 | 0 | 0 | 0 | 0 | 0
PV | 0 | 0 | 0 | 0 | 0 | 0
PeakG | 0 | 0 | 0 | 0 | 0 | 0
PeakO | 0 | 0 | 0 | 0 | 0 | 0
ST | 0 | 0 | 0 | 0 | 0 | 0
STOG | 0 | 0 | 0 | 0 | 0 | 0
STWD | 0 | 0 | 0 | 0 | 0 | 0
WT | 0 | 0 | 0 | 0 | 0 | 0
IGCC | 0 | 0 | 0 | 0 | 0 | 0
DemandResponse | 0 | 0 | 0 | 0 | 0 | 0
IGCC-CCS | 0 | 0 | 0 | 0 | 0 | 0
WT_off | 0 | 0 | 0 | 0 | 0 | 0
PseudoUnit | 0 | 0 | 0 | 0 | 0 | 0
FixedInterchange | 0 | 0 | 0 | 0 | 0 | 0
Levelized Retrofit Capital Costs by Reporting Type: IESO
ReportingType | 2015 | 2020 | 2025 | 2030 | 2035 | 2040
BM | 0 | 0 | 0 | 0 | 0 | 0
CC | 0 | 0 | 0 | 0 | 0 | 0
CSP | 0 | 0 | 0 | 0 | 0 | 0
CT | 0 | 0 | 0 | 0 | 0 | 0
Coal | 0 | 0 | 0 | 0 | 0 | 0
Geo | 0 | 0 | 0 | 0 | 0 | 0
H | 0 | 0 | 0 | 0 | 0 | 0
LFG | 0 | 0 | 0 | 0 | 0 | 0
Nuc | 0 | 0 | 0 | 0 | 0 | 0
PS | 0 | 0 | 0 | 0 | 0 | 0
PV | 0 | 0 | 0 | 0 | 0 | 0
PeakG | 0 | 0 | 0 | 0 | 0 | 0
PeakO | 0 | 0 | 0 | 0 | 0 | 0
ST | 0 | 0 | 0 | 0 | 0 | 0
STOG | 0 | 0 | 0 | 0 | 0 | 0
STWD | 0 | 0 | 0 | 0 | 0 | 0
WT | 0 | 0 | 0 | 0 | 0 | 0
IGCC | 0 | 0 | 0 | 0 | 0 | 0
DemandResponse | 0 | 0 | 0 | 0 | 0 | 0
IGCC-CCS | 0 | 0 | 0 | 0 | 0 | 0
WT_off | 0 | 0 | 0 | 0 | 0 | 0
PseudoUnit | 0 | 0 | 0 | 0 | 0 | 0
FixedInterchange | 0 | 0 | 0 | 0 | 0 | 0
Levelized Retrofit Capital Costs by Reporting Type: MAPP_CA
ReportingType | 2015 | 2020 | 2025 | 2030 | 2035 | 2040
BM | 0 | 0 | 0 | 0 | 0 | 0
CC | 0 | 0 | 0 | 0 | 0 | 0
CSP | 0 | 0 | 0 | 0 | 0 | 0
CT | 0 | 0 | 0 | 0 | 0 | 0
Coal | 0 | 0 | 0 | 0 | 0 | 0
Geo | 0 | 0 | 0 | 0 | 0 | 0
H | 0 | 0 | 0 | 0 | 0 | 0
LFG | 0 | 0 | 0 | 0 | 0 | 0
Nuc | 0 | 0 | 0 | 0 | 0 | 0
PS | 0 | 0 | 0 | 0 | 0 | 0
PV | 0 | 0 | 0 | 0 | 0 | 0
PeakG | 0 | 0 | 0 | 0 | 0 | 0
PeakO | 0 | 0 | 0 | 0 | 0 | 0
ST | 0 | 0 | 0 | 0 | 0 | 0
STOG | 0 | 0 | 0 | 0 | 0 | 0
STWD | 0 | 0 | 0 | 0 | 0 | 0
WT | 0 | 0 | 0 | 0 | 0 | 0
IGCC | 0 | 0 | 0 | 0 | 0 | 0
DemandResponse | 0 | 0 | 0 | 0 | 0 | 0
IGCC-CCS | 0 | 0 | 0 | 0 | 0 | 0
WT_off | 0 | 0 | 0 | 0 | 0 | 0
PseudoUnit | 0 | 0 | 0 | 0 | 0 | 0
FixedInterchange | 0 | 0 | 0 | 0 | 0 | 0
Levelized Retrofit Capital Costs by Reporting Type: AZ_NM_SNV_Coal
ReportingType | 2015 | 2020 | 2025 | 2030 | 2035 | 2040
BM | 0 | 0 | 0 | 0 | 0 | 0
CC | 0 | 0 | 0 | 0 | 0 | 0
CSP | 0 | 0 | 0 | 0 | 0 | 0
CT | 0 | 0 | 0 | 0 | 0 | 0
Coal | 49.67 | 59.68 | 26.75 | 0 | 0 | 0
Geo | 0 | 0 | 0 | 0 | 0 | 0
H | 0 | 0 | 0 | 0 | 0 | 0
LFG | 0 | 0 | 0 | 0 | 0 | 0
Nuc | 0 | 0 | 0 | 0 | 0 | 0
PS | 0 | 0 | 0 | 0 | 0 | 0
PV | 0 | 0 | 0 | 0 | 0 | 0
PeakG | 0 | 0 | 0 | 0 | 0 | 0
PeakO | 0 | 0 | 0 | 0 | 0 | 0
ST | 0 | 0 | 0 | 0 | 0 | 0
STOG | 0 | 0 | 0 | 0 | 0 | 0
STWD | 0 | 0 | 0 | 0 | 0 | 0
WT | 0 | 0 | 0 | 0 | 0 | 0
IGCC | 0 | 0 | 0 | 0 | 0 | 0
DemandResponse | 0 | 0 | 0 | 0 | 0 | 0
IGCC-CCS | 0 | 0 | 0 | 0 | 0 | 0
WT_off | 0 | 0 | 0 | 0 | 0 | 0
PseudoUnit | 0 | 0 | 0 | 0 | 0 | 0
FixedInterchange | 0 | 0 | 0 | 0 | 0 | 0
Levelized Retrofit Capital Costs by Reporting Type: AZ_NM_SNV_Gas
ReportingType | 2015 | 2020 | 2025 | 2030 | 2035 | 2040
BM | 0 | 0 | 0 | 0 | 0 | 0
CC | 0 | 0 | 0 | 0 | 0 | 0
CSP | 0 | 0 | 0 | 0 | 0 | 0
CT | 0 | 0 | 0 | 0 | 0 | 0
Coal | 0 | 0 | 0 | 0 | 0 | 0
Geo | 0 | 0 | 0 | 0 | 0 | 0
H | 0 | 0 | 0 | 0 | 0 | 0
LFG | 0 | 0 | 0 | 0 | 0 | 0
Nuc | 0 | 0 | 0 | 0 | 0 | 0
PS | 0 | 0 | 0 | 0 | 0 | 0
PV | 0 | 0 | 0 | 0 | 0 | 0
PeakG | 0 | 0 | 0 | 0 | 0 | 0
PeakO | 0 | 0 | 0 | 0 | 0 | 0
ST | 0 | 0 | 0 | 0 | 0 | 0
STOG | 0 | 0 | 0 | 0 | 0 | 0
STWD | 0 | 0 | 0 | 0 | 0 | 0
WT | 0 | 0 | 0 | 0 | 0 | 0
IGCC | 0 | 0 | 0 | 0 | 0 | 0
DemandResponse | 0 | 0 | 0 | 0 | 0 | 0
IGCC-CCS | 0 | 0 | 0 | 0 | 0 | 0
WT_off | 0 | 0 | 0 | 0 | 0 | 0
PseudoUnit | 0 | 0 | 0 | 0 | 0 | 0
FixedInterchange | 0 | 0 | 0 | 0 | 0 | 0
Levelized Retrofit Capital Costs by Reporting Type: AZ_NM_SNV_NucRenew
ReportingType | 2015 | 2020 | 2025 | 2030 | 2035 | 2040
BM | 0 | 0 | 0 | 0 | 0 | 0
CC | 0 | 0 | 0 | 0 | 0 | 0
CSP | 0 | 0 | 0 | 0 | 0 | 0
CT | 0 | 0 | 0 | 0 | 0 | 0
Coal | 0 | 0 | 0 | 0 | 0 | 0
Geo | 0 | 0 | 0 | 0 | 0 | 0
H | 0 | 0 | 0 | 0 | 0 | 0
LFG | 0 | 0 | 0 | 0 | 0 | 0
Nuc | 0 | 0 | 0 | 0 | 0 | 0
PS | 0 | 0 | 0 | 0 | 0 | 0
PV | 0 | 0 | 0 | 0 | 0 | 0
PeakG | 0 | 0 | 0 | 0 | 0 | 0
PeakO | 0 | 0 | 0 | 0 | 0 | 0
ST | 0 | 0 | 0 | 0 | 0 | 0
STOG | 0 | 0 | 0 | 0 | 0 | 0
STWD | 0 | 0 | 0 | 0 | 0 | 0
WT | 0 | 0 | 0 | 0 | 0 | 0
IGCC | 0 | 0 | 0 | 0 | 0 | 0
DemandResponse | 0 | 0 | 0 | 0 | 0 | 0
IGCC-CCS | 0 | 0 | 0 | 0 | 0 | 0
WT_off | 0 | 0 | 0 | 0 | 0 | 0
PseudoUnit | 0 | 0 | 0 | 0 | 0 | 0
FixedInterchange | 0 | 0 | 0 | 0 | 0 | 0
Levelized Retrofit Capital Costs by Reporting Type: ERCOT
ReportingType | 2015 | 2020 | 2025 | 2030 | 2035 | 2040
BM | 0 | 0 | 0 | 0 | 0 | 0
CC | 0 | 0 | 0 | 0 | 0 | 0
CSP | 0 | 0 | 0 | 0 | 0 | 0
CT | 0 | 0 | 0 | 0 | 0 | 0
Coal | 82.51 | 5.82 | 155.63 | 209.44 | 59.64 | 0
Geo | 0 | 0 | 0 | 0 | 0 | 0
H | 0 | 0 | 0 | 0 | 0 | 0
LFG | 0 | 0 | 0 | 0 | 0 | 0
Nuc | 0 | 0 | 0 | 0 | 0 | 0
PS | 0 | 0 | 0 | 0 | 0 | 0
PV | 0 | 0 | 0 | 0 | 0 | 0
PeakG | 0 | 0 | 0 | 0 | 0 | 0
PeakO | 0 | 0 | 0 | 0 | 0 | 0
ST | 0 | 0 | 0 | 0 | 0 | 0
STOG | 0 | 0 | 0 | 0 | 0 | 0
STWD | 0 | 0 | 0 | 0 | 0 | 0
WT | 0 | 0 | 0 | 0 | 0 | 0
IGCC | 0 | 0 | 0 | 0 | 0 | 0
DemandResponse | 0 | 0 | 0 | 0 | 0 | 0
IGCC-CCS | 0 | 0 | 0 | 0 | 0 | 0
WT_off | 0 | 0 | 0 | 0 | 0 | 0
PseudoUnit | 0 | 0 | 0 | 0 | 0 | 0
FixedInterchange | 0 | 0 | 0 | 0 | 0 | 0
Levelized Retrofit Capital Costs by Reporting Type: NP15
ReportingType | 2015 | 2020 | 2025 | 2030 | 2035 | 2040
BM | 0 | 0 | 0 | 0 | 0 | 0
CC | 0 | 0 | 0 | 0 | 0 | 0
CSP | 0 | 0 | 0 | 0 | 0 | 0
CT | 0 | 0 | 0 | 0 | 0 | 0
Coal | 0 | 0 | 0 | 0 | 0 | 0
Geo | 0 | 0 | 0 | 0 | 0 | 0
H | 0 | 0 | 0 | 0 | 0 | 0
LFG | 0 | 0 | 0 | 0 | 0 | 0
Nuc | 0 | 0 | 0 | 0 | 0 | 0
PS | 0 | 0 | 0 | 0 | 0 | 0
PV | 0 | 0 | 0 | 0 | 0 | 0
PeakG | 0 | 0 | 0 | 0 | 0 | 0
PeakO | 0 | 0 | 0 | 0 | 0 | 0
ST | 0 | 0 | 0 | 0 | 0 | 0
STOG | 0 | 0 | 0 | 0 | 0 | 0
STWD | 0 | 0 | 0 | 0 | 0 | 0
WT | 0 | 0 | 0 | 0 | 0 | 0
IGCC | 0 | 0 | 0 | 0 | 0 | 0
DemandResponse | 0 | 0 | 0 | 0 | 0 | 0
IGCC-CCS | 0 | 0 | 0 | 0 | 0 | 0
WT_off | 0 | 0 | 0 | 0 | 0 | 0
PseudoUnit | 0 | 0 | 0 | 0 | 0 | 0
FixedInterchange | 0 | 0 | 0 | 0 | 0 | 0
Levelized Retrofit Capital Costs by Reporting Type: NWPP_Coal
ReportingType | 2015 | 2020 | 2025 | 2030 | 2035 | 2040
BM | 0 | 0 | 0 | 0 | 0 | 0
CC | 0 | 0 | 0 | 0 | 0 | 0
CSP | 0 | 0 | 0 | 0 | 0 | 0
CT | 0 | 0 | 0 | 0 | 0 | 0
Coal | 0 | 56.57 | 127.47 | 70.9 | 0 | 0
Geo | 0 | 0 | 0 | 0 | 0 | 0
H | 0 | 0 | 0 | 0 | 0 | 0
LFG | 0 | 0 | 0 | 0 | 0 | 0
Nuc | 0 | 0 | 0 | 0 | 0 | 0
PS | 0 | 0 | 0 | 0 | 0 | 0
PV | 0 | 0 | 0 | 0 | 0 | 0
PeakG | 0 | 0 | 0 | 0 | 0 | 0
PeakO | 0 | 0 | 0 | 0 | 0 | 0
ST | 0 | 0 | 0 | 0 | 0 | 0
STOG | 0 | 0 | 0 | 0 | 0 | 0
STWD | 0 | 0 | 0 | 0 | 0 | 0
WT | 0 | 0 | 0 | 0 | 0 | 0
IGCC | 0 | 0 | 0 | 0 | 0 | 0
DemandResponse | 0 | 0 | 0 | 0 | 0 | 0
IGCC-CCS | 0 | 0 | 0 | 0 | 0 | 0
WT_off | 0 | 0 | 0 | 0 | 0 | 0
PseudoUnit | 0 | 0 | 0 | 0 | 0 | 0
FixedInterchange | 0 | 0 | 0 | 0 | 0 | 0
Levelized Retrofit Capital Costs by Reporting Type: NWPP_Gas
ReportingType | 2015 | 2020 | 2025 | 2030 | 2035 | 2040
BM | 0 | 0 | 0 | 0 | 0 | 0
CC | 0 | 0 | 0 | 0 | 0 | 0
CSP | 0 | 0 | 0 | 0 | 0 | 0
CT | 0 | 0 | 0 | 0 | 0 | 0
Coal | 0 | 0 | 0 | 0 | 0 | 0
Geo | 0 | 0 | 0 | 0 | 0 | 0
H | 0 | 0 | 0 | 0 | 0 | 0
LFG | 0 | 0 | 0 | 0 | 0 | 0
Nuc | 0 | 0 | 0 | 0 | 0 | 0
PS | 0 | 0 | 0 | 0 | 0 | 0
PV | 0 | 0 | 0 | 0 | 0 | 0
PeakG | 0 | 0 | 0 | 0 | 0 | 0
PeakO | 0 | 0 | 0 | 0 | 0 | 0
ST | 0 | 0 | 0 | 0 | 0 | 0
STOG | 0 | 0 | 0 | 0 | 0 | 0
STWD | 0 | 0 | 0 | 0 | 0 | 0
WT | 0 | 0 | 0 | 0 | 0 | 0
IGCC | 0 | 0 | 0 | 0 | 0 | 0
DemandResponse | 0 | 0 | 0 | 0 | 0 | 0
IGCC-CCS | 0 | 0 | 0 | 0 | 0 | 0
WT_off | 0 | 0 | 0 | 0 | 0 | 0
PseudoUnit | 0 | 0 | 0 | 0 | 0 | 0
FixedInterchange | 0 | 0 | 0 | 0 | 0 | 0
Levelized Retrofit Capital Costs by Reporting Type: NWPP_NucRenew
ReportingType | 2015 | 2020 | 2025 | 2030 | 2035 | 2040
BM | 0 | 0 | 0 | 0 | 0 | 0
CC | 0 | 0 | 0 | 0 | 0 | 0
CSP | 0 | 0 | 0 | 0 | 0 | 0
CT | 0 | 0 | 0 | 0 | 0 | 0
Coal | 0 | 0 | 0 | 0 | 0 | 0
Geo | 0 | 0 | 0 | 0 | 0 | 0
H | 0 | 0 | 0 | 0 | 0 | 0
LFG | 0 | 0 | 0 | 0 | 0 | 0
Nuc | 0 | 0 | 0 | 0 | 0 | 0
PS | 0 | 0 | 0 | 0 | 0 | 0
PV | 0 | 0 | 0 | 0 | 0 | 0
PeakG | 0 | 0 | 0 | 0 | 0 | 0
PeakO | 0 | 0 | 0 | 0 | 0 | 0
ST | 0 | 0 | 0 | 0 | 0 | 0
STOG | 0 | 0 | 0 | 0 | 0 | 0
STWD | 0 | 0 | 0 | 0 | 0 | 0
WT | 0 | 0 | 0 | 0 | 0 | 0
IGCC | 0 | 0 | 0 | 0 | 0 | 0
DemandResponse | 0 | 0 | 0 | 0 | 0 | 0
IGCC-CCS | 0 | 0 | 0 | 0 | 0 | 0
WT_off | 0 | 0 | 0 | 0 | 0 | 0
PseudoUnit | 0 | 0 | 0 | 0 | 0 | 0
FixedInterchange | 0 | 0 | 0 | 0 | 0 | 0
Levelized Retrofit Capital Costs by Reporting Type: RMPA
ReportingType | 2015 | 2020 | 2025 | 2030 | 2035 | 2040
BM | 0 | 0 | 0 | 0 | 0 | 0
CC | 0 | 0 | 0 | 0 | 0 | 0
CSP | 0 | 0 | 0 | 0 | 0 | 0
CT | 0 | 0 | 0 | 0 | 0 | 0
Coal | 29.1 | 13.8 | 166.9 | 153.1 | 0 | 0
Geo | 0 | 0 | 0 | 0 | 0 | 0
H | 0 | 0 | 0 | 0 | 0 | 0
LFG | 0 | 0 | 0 | 0 | 0 | 0
Nuc | 0 | 0 | 0 | 0 | 0 | 0
PS | 0 | 0 | 0 | 0 | 0 | 0
PV | 0 | 0 | 0 | 0 | 0 | 0
PeakG | 0 | 0 | 0 | 0 | 0 | 0
PeakO | 0 | 0 | 0 | 0 | 0 | 0
ST | 0 | 0 | 0 | 0 | 0 | 0
STOG | 0 | 0 | 0 | 0 | 0 | 0
STWD | 0 | 0 | 0 | 0 | 0 | 0
WT | 0 | 0 | 0 | 0 | 0 | 0
IGCC | 0 | 0 | 0 | 0 | 0 | 0
DemandResponse | 0 | 0 | 0 | 0 | 0 | 0
IGCC-CCS | 0 | 0 | 0 | 0 | 0 | 0
WT_off | 0 | 0 | 0 | 0 | 0 | 0
PseudoUnit | 0 | 0 | 0 | 0 | 0 | 0
FixedInterchange | 0 | 0 | 0 | 0 | 0 | 0
Levelized Retrofit Capital Costs by Reporting Type: SP15
ReportingType | 2015 | 2020 | 2025 | 2030 | 2035 | 2040
BM | 0 | 0 | 0 | 0 | 0 | 0
CC | 0 | 0 | 0 | 0 | 0 | 0
CSP | 0 | 0 | 0 | 0 | 0 | 0
CT | 0 | 0 | 0 | 0 | 0 | 0
Coal | 0 | 2.92 | 2.92 | 0 | 0 | 0
Geo | 0 | 0 | 0 | 0 | 0 | 0
H | 0 | 0 | 0 | 0 | 0 | 0
LFG | 0 | 0 | 0 | 0 | 0 | 0
Nuc | 0 | 0 | 0 | 0 | 0 | 0
PS | 0 | 0 | 0 | 0 | 0 | 0
PV | 0 | 0 | 0 | 0 | 0 | 0
PeakG | 0 | 0 | 0 | 0 | 0 | 0
PeakO | 0 | 0 | 0 | 0 | 0 | 0
ST | 0 | 0 | 0 | 0 | 0 | 0
STOG | 0 | 0 | 0 | 0 | 0 | 0
STWD | 0 | 0 | 0 | 0 | 0 | 0
WT | 0 | 0 | 0 | 0 | 0 | 0
IGCC | 0 | 0 | 0 | 0 | 0 | 0
DemandResponse | 0 | 0 | 0 | 0 | 0 | 0
IGCC-CCS | 0 | 0 | 0 | 0 | 0 | 0
WT_off | 0 | 0 | 0 | 0 | 0 | 0
PseudoUnit | 0 | 0 | 0 | 0 | 0 | 0
FixedInterchange | 0 | 0 | 0 | 0 | 0 | 0
Levelized Retrofit Capital Costs by Reporting Type: ALB
ReportingType | 2015 | 2020 | 2025 | 2030 | 2035 | 2040
BM | 0 | 0 | 0 | 0 | 0 | 0
CC | 0 | 0 | 0 | 0 | 0 | 0
CSP | 0 | 0 | 0 | 0 | 0 | 0
CT | 0 | 0 | 0 | 0 | 0 | 0
Coal | 0 | 0 | 0 | 0 | 0 | 0
Geo | 0 | 0 | 0 | 0 | 0 | 0
H | 0 | 0 | 0 | 0 | 0 | 0
LFG | 0 | 0 | 0 | 0 | 0 | 0
Nuc | 0 | 0 | 0 | 0 | 0 | 0
PS | 0 | 0 | 0 | 0 | 0 | 0
PV | 0 | 0 | 0 | 0 | 0 | 0
PeakG | 0 | 0 | 0 | 0 | 0 | 0
PeakO | 0 | 0 | 0 | 0 | 0 | 0
ST | 0 | 0 | 0 | 0 | 0 | 0
STOG | 0 | 0 | 0 | 0 | 0 | 0
STWD | 0 | 0 | 0 | 0 | 0 | 0
WT | 0 | 0 | 0 | 0 | 0 | 0
IGCC | 0 | 0 | 0 | 0 | 0 | 0
DemandResponse | 0 | 0 | 0 | 0 | 0 | 0
IGCC-CCS | 0 | 0 | 0 | 0 | 0 | 0
WT_off | 0 | 0 | 0 | 0 | 0 | 0
PseudoUnit | 0 | 0 | 0 | 0 | 0 | 0
FixedInterchange | 0 | 0 | 0 | 0 | 0 | 0
Levelized Retrofit Capital Costs by Reporting Type: BC
ReportingType | 2015 | 2020 | 2025 | 2030 | 2035 | 2040
BM | 0 | 0 | 0 | 0 | 0 | 0
CC | 0 | 0 | 0 | 0 | 0 | 0
CSP | 0 | 0 | 0 | 0 | 0 | 0
CT | 0 | 0 | 0 | 0 | 0 | 0
Coal | 0 | 0 | 0 | 0 | 0 | 0
Geo | 0 | 0 | 0 | 0 | 0 | 0
H | 0 | 0 | 0 | 0 | 0 | 0
LFG | 0 | 0 | 0 | 0 | 0 | 0
Nuc | 0 | 0 | 0 | 0 | 0 | 0
PS | 0 | 0 | 0 | 0 | 0 | 0
PV | 0 | 0 | 0 | 0 | 0 | 0
PeakG | 0 | 0 | 0 | 0 | 0 | 0
PeakO | 0 | 0 | 0 | 0 | 0 | 0
ST | 0 | 0 | 0 | 0 | 0 | 0
STOG | 0 | 0 | 0 | 0 | 0 | 0
STWD | 0 | 0 | 0 | 0 | 0 | 0
WT | 0 | 0 | 0 | 0 | 0 | 0
IGCC | 0 | 0 | 0 | 0 | 0 | 0
DemandResponse | 0 | 0 | 0 | 0 | 0 | 0
IGCC-CCS | 0 | 0 | 0 | 0 | 0 | 0
WT_off | 0 | 0 | 0 | 0 | 0 | 0
PseudoUnit | 0 | 0 | 0 | 0 | 0 | 0
FixedInterchange | 0 | 0 | 0 | 0 | 0 | 0
Levelized Retrofit Capital Costs by Reporting Type: HQ_IESO
ReportingType | 2015 | 2020 | 2025 | 2030 | 2035 | 2040
BM | 0 | 0 | 0 | 0 | 0 | 0
CC | 0 | 0 | 0 | 0 | 0 | 0
CSP | 0 | 0 | 0 | 0 | 0 | 0
CT | 0 | 0 | 0 | 0 | 0 | 0
Coal | 0 | 0 | 0 | 0 | 0 | 0
Geo | 0 | 0 | 0 | 0 | 0 | 0
H | 0 | 0 | 0 | 0 | 0 | 0
LFG | 0 | 0 | 0 | 0 | 0 | 0
Nuc | 0 | 0 | 0 | 0 | 0 | 0
PS | 0 | 0 | 0 | 0 | 0 | 0
PV | 0 | 0 | 0 | 0 | 0 | 0
PeakG | 0 | 0 | 0 | 0 | 0 | 0
PeakO | 0 | 0 | 0 | 0 | 0 | 0
ST | 0 | 0 | 0 | 0 | 0 | 0
STOG | 0 | 0 | 0 | 0 | 0 | 0
STWD | 0 | 0 | 0 | 0 | 0 | 0
WT | 0 | 0 | 0 | 0 | 0 | 0
IGCC | 0 | 0 | 0 | 0 | 0 | 0
DemandResponse | 0 | 0 | 0 | 0 | 0 | 0
IGCC-CCS | 0 | 0 | 0 | 0 | 0 | 0
WT_off | 0 | 0 | 0 | 0 | 0 | 0
PseudoUnit | 0 | 0 | 0 | 0 | 0 | 0
FixedInterchange | 0 | 0 | 0 | 0 | 0 | 0
Levelized Retrofit Capital Costs by Reporting Type: HQ_NEISO
ReportingType | 2015 | 2020 | 2025 | 2030 | 2035 | 2040
BM | 0 | 0 | 0 | 0 | 0 | 0
CC | 0 | 0 | 0 | 0 | 0 | 0
CSP | 0 | 0 | 0 | 0 | 0 | 0
CT | 0 | 0 | 0 | 0 | 0 | 0
Coal | 0 | 0 | 0 | 0 | 0 | 0
Geo | 0 | 0 | 0 | 0 | 0 | 0
H | 0 | 0 | 0 | 0 | 0 | 0
LFG | 0 | 0 | 0 | 0 | 0 | 0
Nuc | 0 | 0 | 0 | 0 | 0 | 0
PS | 0 | 0 | 0 | 0 | 0 | 0
PV | 0 | 0 | 0 | 0 | 0 | 0
PeakG | 0 | 0 | 0 | 0 | 0 | 0
PeakO | 0 | 0 | 0 | 0 | 0 | 0
ST | 0 | 0 | 0 | 0 | 0 | 0
STOG | 0 | 0 | 0 | 0 | 0 | 0
STWD | 0 | 0 | 0 | 0 | 0 | 0
WT | 0 | 0 | 0 | 0 | 0 | 0
IGCC | 0 | 0 | 0 | 0 | 0 | 0
DemandResponse | 0 | 0 | 0 | 0 | 0 | 0
IGCC-CCS | 0 | 0 | 0 | 0 | 0 | 0
WT_off | 0 | 0 | 0 | 0 | 0 | 0
PseudoUnit | 0 | 0 | 0 | 0 | 0 | 0
FixedInterchange | 0 | 0 | 0 | 0 | 0 | 0
Levelized Retrofit Capital Costs by Reporting Type: HQ_NY
ReportingType | 2015 | 2020 | 2025 | 2030 | 2035 | 2040
BM | 0 | 0 | 0 | 0 | 0 | 0
CC | 0 | 0 | 0 | 0 | 0 | 0
CSP | 0 | 0 | 0 | 0 | 0 | 0
CT | 0 | 0 | 0 | 0 | 0 | 0
Coal | 0 | 0 | 0 | 0 | 0 | 0
Geo | 0 | 0 | 0 | 0 | 0 | 0
H | 0 | 0 | 0 | 0 | 0 | 0
LFG | 0 | 0 | 0 | 0 | 0 | 0
Nuc | 0 | 0 | 0 | 0 | 0 | 0
PS | 0 | 0 | 0 | 0 | 0 | 0
PV | 0 | 0 | 0 | 0 | 0 | 0
PeakG | 0 | 0 | 0 | 0 | 0 | 0
PeakO | 0 | 0 | 0 | 0 | 0 | 0
ST | 0 | 0 | 0 | 0 | 0 | 0
STOG | 0 | 0 | 0 | 0 | 0 | 0
STWD | 0 | 0 | 0 | 0 | 0 | 0
WT | 0 | 0 | 0 | 0 | 0 | 0
IGCC | 0 | 0 | 0 | 0 | 0 | 0
DemandResponse | 0 | 0 | 0 | 0 | 0 | 0
IGCC-CCS | 0 | 0 | 0 | 0 | 0 | 0
WT_off | 0 | 0 | 0 | 0 | 0 | 0
PseudoUnit | 0 | 0 | 0 | 0 | 0 | 0
FixedInterchange | 0 | 0 | 0 | 0 | 0 | 0
Levelized Retrofit Capital Costs by Reporting Type: MARITIMES
ReportingType | 2015 | 2020 | 2025 | 2030 | 2035 | 2040
BM | 0 | 0 | 0 | 0 | 0 | 0
CC | 0 | 0 | 0 | 0 | 0 | 0
CSP | 0 | 0 | 0 | 0 | 0 | 0
CT | 0 | 0 | 0 | 0 | 0 | 0
Coal | 0 | 0 | 0 | 0 | 0 | 0
Geo | 0 | 0 | 0 | 0 | 0 | 0
H | 0 | 0 | 0 | 0 | 0 | 0
LFG | 0 | 0 | 0 | 0 | 0 | 0
Nuc | 0 | 0 | 0 | 0 | 0 | 0
PS | 0 | 0 | 0 | 0 | 0 | 0
PV | 0 | 0 | 0 | 0 | 0 | 0
PeakG | 0 | 0 | 0 | 0 | 0 | 0
PeakO | 0 | 0 | 0 | 0 | 0 | 0
ST | 0 | 0 | 0 | 0 | 0 | 0
STOG | 0 | 0 | 0 | 0 | 0 | 0
STWD | 0 | 0 | 0 | 0 | 0 | 0
WT | 0 | 0 | 0 | 0 | 0 | 0
IGCC | 0 | 0 | 0 | 0 | 0 | 0
DemandResponse | 0 | 0 | 0 | 0 | 0 | 0
IGCC-CCS | 0 | 0 | 0 | 0 | 0 | 0
WT_off | 0 | 0 | 0 | 0 | 0 | 0
PseudoUnit | 0 | 0 | 0 | 0 | 0 | 0
FixedInterchange | 0 | 0 | 0 | 0 | 0 | 0
Levelized Retrofit Capital Costs by Reporting Type: All
ReportingType | 2015 | 2020 | 2025 | 2030 | 2035 | 2040
BM | 0 | 0 | 0 | 0 | 0 | 0
CC | 0 | 0 | 0 | 0 | 0 | 0
CSP | 0 | 0 | 0 | 0 | 0 | 0
CT | 0 | 0 | 0 | 0 | 0 | 0
Coal | 1184.41 | 1434.78 | 1561.6 | 1377.98 | 513.35 | 139.63
Geo | 0 | 0 | 0 | 0 | 0 | 0
H | 0 | 0 | 0 | 0 | 0 | 0
LFG | 0 | 0 | 0 | 0 | 0 | 0
Nuc | 0 | 0 | 0 | 0 | 0 | 0
PS | 0 | 0 | 0 | 0 | 0 | 0
PV | 0 | 0 | 0 | 0 | 0 | 0
PeakG | 0 | 0 | 0 | 0 | 0 | 0
PeakO | 0 | 0 | 0 | 0 | 0 | 0
ST | 0 | 0 | 0 | 0 | 0 | 0
STOG | 0 | 0 | 0 | 0 | 0 | 0
STWD | 0 | 0 | 0 | 0 | 0 | 0
WT | 0 | 0 | 0 | 0 | 0 | 0
IGCC | 0 | 0 | 0 | 0 | 0 | 0
DemandResponse | 0 | 0 | 0 | 0 | 0 | 0
IGCC-CCS | 0 | 0 | 0 | 0 | 0 | 0
WT_off | 0 | 0 | 0 | 0 | 0 | 0
PseudoUnit | 0 | 0 | 0 | 0 | 0 | 0
FixedInterchange | 0 | 0 | 0 | 0 | 0 | 0
Levelized Retrofit Capital Costs by Reporting Type: EI_US
ReportingType | 2015 | 2020 | 2025 | 2030 | 2035 | 2040
BM | 0 | 0 | 0 | 0 | 0 | 0
CC | 0 | 0 | 0 | 0 | 0 | 0
CSP | 0 | 0 | 0 | 0 | 0 | 0
CT | 0 | 0 | 0 | 0 | 0 | 0
Coal | 1023.13 | 1296 | 1081.94 | 944.54 | 453.71 | 139.63
Geo | 0 | 0 | 0 | 0 | 0 | 0
H | 0 | 0 | 0 | 0 | 0 | 0
LFG | 0 | 0 | 0 | 0 | 0 | 0
Nuc | 0 | 0 | 0 | 0 | 0 | 0
PS | 0 | 0 | 0 | 0 | 0 | 0
PV | 0 | 0 | 0 | 0 | 0 | 0
PeakG | 0 | 0 | 0 | 0 | 0 | 0
PeakO | 0 | 0 | 0 | 0 | 0 | 0
ST | 0 | 0 | 0 | 0 | 0 | 0
STOG | 0 | 0 | 0 | 0 | 0 | 0
STWD | 0 | 0 | 0 | 0 | 0 | 0
WT | 0 | 0 | 0 | 0 | 0 | 0
IGCC | 0 | 0 | 0 | 0 | 0 | 0
DemandResponse | 0 | 0 | 0 | 0 | 0 | 0
IGCC-CCS | 0 | 0 | 0 | 0 | 0 | 0
WT_off | 0 | 0 | 0 | 0 | 0 | 0
PseudoUnit | 0 | 0 | 0 | 0 | 0 | 0
FixedInterchange | 0 | 0 | 0 | 0 | 0 | 0
Levelized Retrofit Capital Costs by Reporting Type: EI_Canada
ReportingType | 2015 | 2020 | 2025 | 2030 | 2035 | 2040
BM | 0 | 0 | 0 | 0 | 0 | 0
CC | 0 | 0 | 0 | 0 | 0 | 0
CSP | 0 | 0 | 0 | 0 | 0 | 0
CT | 0 | 0 | 0 | 0 | 0 | 0
Coal | 0 | 0 | 0 | 0 | 0 | 0
Geo | 0 | 0 | 0 | 0 | 0 | 0
H | 0 | 0 | 0 | 0 | 0 | 0
LFG | 0 | 0 | 0 | 0 | 0 | 0
Nuc | 0 | 0 | 0 | 0 | 0 | 0
PS | 0 | 0 | 0 | 0 | 0 | 0
PV | 0 | 0 | 0 | 0 | 0 | 0
PeakG | 0 | 0 | 0 | 0 | 0 | 0
PeakO | 0 | 0 | 0 | 0 | 0 | 0
ST | 0 | 0 | 0 | 0 | 0 | 0
STOG | 0 | 0 | 0 | 0 | 0 | 0
STWD | 0 | 0 | 0 | 0 | 0 | 0
WT | 0 | 0 | 0 | 0 | 0 | 0
IGCC | 0 | 0 | 0 | 0 | 0 | 0
DemandResponse | 0 | 0 | 0 | 0 | 0 | 0
IGCC-CCS | 0 | 0 | 0 | 0 | 0 | 0
WT_off | 0 | 0 | 0 | 0 | 0 | 0
PseudoUnit | 0 | 0 | 0 | 0 | 0 | 0
FixedInterchange | 0 | 0 | 0 | 0 | 0 | 0
Levelized Retrofit Capital Costs by Reporting Type: EI
ReportingType | 2015 | 2020 | 2025 | 2030 | 2035 | 2040
BM | 0 | 0 | 0 | 0 | 0 | 0
CC | 0 | 0 | 0 | 0 | 0 | 0
CSP | 0 | 0 | 0 | 0 | 0 | 0
CT | 0 | 0 | 0 | 0 | 0 | 0
Coal | 1023.13 | 1296 | 1081.94 | 944.54 | 453.71 | 139.63
Geo | 0 | 0 | 0 | 0 | 0 | 0
H | 0 | 0 | 0 | 0 | 0 | 0
LFG | 0 | 0 | 0 | 0 | 0 | 0
Nuc | 0 | 0 | 0 | 0 | 0 | 0
PS | 0 | 0 | 0 | 0 | 0 | 0
PV | 0 | 0 | 0 | 0 | 0 | 0
PeakG | 0 | 0 | 0 | 0 | 0 | 0
PeakO | 0 | 0 | 0 | 0 | 0 | 0
ST | 0 | 0 | 0 | 0 | 0 | 0
STOG | 0 | 0 | 0 | 0 | 0 | 0
STWD | 0 | 0 | 0 | 0 | 0 | 0
WT | 0 | 0 | 0 | 0 | 0 | 0
IGCC | 0 | 0 | 0 | 0 | 0 | 0
DemandResponse | 0 | 0 | 0 | 0 | 0 | 0
IGCC-CCS | 0 | 0 | 0 | 0 | 0 | 0
WT_off | 0 | 0 | 0 | 0 | 0 | 0
PseudoUnit | 0 | 0 | 0 | 0 | 0 | 0
FixedInterchange | 0 | 0 | 0 | 0 | 0 | 0
Levelized Retrofit Capital Costs by Reporting Type: Outside_EI
ReportingType | 2015 | 2020 | 2025 | 2030 | 2035 | 2040
BM | 0 | 0 | 0 | 0 | 0 | 0
CC | 0 | 0 | 0 | 0 | 0 | 0
CSP | 0 | 0 | 0 | 0 | 0 | 0
CT | 0 | 0 | 0 | 0 | 0 | 0
Coal | 161.28 | 138.78 | 479.66 | 433.45 | 59.64 | 0
Geo | 0 | 0 | 0 | 0 | 0 | 0
H | 0 | 0 | 0 | 0 | 0 | 0
LFG | 0 | 0 | 0 | 0 | 0 | 0
Nuc | 0 | 0 | 0 | 0 | 0 | 0
PS | 0 | 0 | 0 | 0 | 0 | 0
PV | 0 | 0 | 0 | 0 | 0 | 0
PeakG | 0 | 0 | 0 | 0 | 0 | 0
PeakO | 0 | 0 | 0 | 0 | 0 | 0
ST | 0 | 0 | 0 | 0 | 0 | 0
STOG | 0 | 0 | 0 | 0 | 0 | 0
STWD | 0 | 0 | 0 | 0 | 0 | 0
WT | 0 | 0 | 0 | 0 | 0 | 0
IGCC | 0 | 0 | 0 | 0 | 0 | 0
DemandResponse | 0 | 0 | 0 | 0 | 0 | 0
IGCC-CCS | 0 | 0 | 0 | 0 | 0 | 0
WT_off | 0 | 0 | 0 | 0 | 0 | 0
PseudoUnit | 0 | 0 | 0 | 0 | 0 | 0
FixedInterchange | 0 | 0 | 0 | 0 | 0 | 0
#14 | 0.01: Total Costs ($million)
Total Costs by Reporting Type: Entergy
ReportingType | 2015 | 2020 | 2025 | 2030 | 2035 | 2040
BM | 0 | 0 | 0 | 0 | 0 | 1542.02
CC | 4001.03 | 3807.42 | 3376.31 | 2986.23 | 3165.23 | 2746.51
CSP | 0 | 0 | 0 | 0 | 0 | 0
CT | 0 | 0 | 0 | 0 | 0 | 0
Coal | 3753.96 | 886.99 | 329.96 | 232.21 | 223.42 | 223.42
Geo | 0 | 0 | 0 | 0 | 0 | 0
H | 10.6 | 10.6 | 10.6 | 319.39 | 319.39 | 319.39
LFG | 0.97 | 0.97 | 28.42 | 28.42 | 28.42 | 28.42
Nuc | 1262.64 | 1285.77 | 1294.03 | 1301.93 | 1099.75 | 1464.17
PS | 1.4 | 1.4 | 1.4 | 1.4 | 1.4 | 1.4
PV | 0.09 | 16.69 | 23.71 | 23.71 | 23.62 | 7.99
PeakG | 47.54 | 69.98 | 77.71 | 19.22 | 17.5 | 0
PeakO | 4.42 | 5.87 | 2.68 | 0 | 0 | 0
ST | 0 | 0 | 0 | 0 | 0 | 0
STOG | 134.44 | 195.11 | 0 | 0 | 0 | 0
STWD | 10.03 | 14.95 | 18.32 | 48.37 | 105.43 | 84.84
WT | 3.67 | 3.67 | 26.95 | 562.58 | 562.58 | 562.58
IGCC | 0 | 0 | 0 | 0 | 0 | 0
DemandResponse | 0 | 0 | 0 | 0 | 0 | 0
IGCC-CCS | 0 | 0 | 0 | 0 | 0 | 0
WT_off | 0 | 0 | 0 | 0 | 0 | 0
PseudoUnit | 0 | 0 | 0 | 0 | 0 | 0
FixedInterchange | 0 | 0 | 0 | 0 | 0 | 0
Total Costs by Reporting Type: FRCC
ReportingType | 2015 | 2020 | 2025 | 2030 | 2035 | 2040
BM | 0 | 0 | 0 | 0 | 1849.25 | 1426.91
CC | 13040.26 | 15755.95 | 16060.33 | 8013.01 | 7757.23 | 4722.35
CSP | 0 | 0 | 0 | 0 | 0 | 0
CT | 262.14 | 412.31 | 422.6 | 250.8 | 0 | 0
Coal | 1249.6 | 328.24 | 6.94 | 0 | 0 | 0
Geo | 0 | 0 | 0 | 0 | 0 | 0
H | 0.78 | 0.78 | 0.78 | 0.78 | 0.78 | 0.78
LFG | 58.68 | 58.68 | 109.93 | 109.93 | 109.93 | 109.93
Nuc | 960.37 | 1000.19 | 2119.76 | 13887.04 | 16223.35 | 19026.29
PS | 0 | 0 | 0 | 0 | 0 | 0
PV | 0.75 | 0.75 | 0.75 | 0.75 | 0.75 | 0.75
PeakG | 189.93 | 387.83 | 232.84 | 0 | 0 | 0
PeakO | 46.79 | 0 | 0 | 0 | 0 | 0
ST | 0 | 0 | 0 | 0 | 0 | 0
STOG | 0 | 0 | 0 | 0 | 0 | 0
STWD | 16.27 | 38.37 | 110.46 | 110.46 | 110.46 | 70.64
WT | 0 | 0 | 0 | 0 | 0 | 0
IGCC | 0 | 0 | 0 | 0 | 0 | 0
DemandResponse | 0 | 0 | 26.42 | 17.65 | 28.92 | 67.47
IGCC-CCS | 0 | 0 | 0 | 0 | 0 | 0
WT_off | 0 | 0 | 0 | 0 | 0 | 0
PseudoUnit | 0 | 0 | 0 | 0 | 0 | 0
FixedInterchange | 0 | 0 | 0 | 0 | 0 | 0
Total Costs by Reporting Type: MAPP_US
ReportingType | 2015 | 2020 | 2025 | 2030 | 2035 | 2040
BM | 0 | 0 | 0 | 0 | 0 | 0
CC | 57.01 | 30.03 | 29.59 | 25.82 | 35.15 | 30.59
CSP | 0 | 0 | 0 | 0 | 0 | 0
CT | 27.96 | 27.96 | 29.06 | 31.65 | 8.65 | 10.85
Coal | 784.73 | 233.22 | 59.93 | 17.03 | 8.67 | 0.61
Geo | 3.95 | 3.95 | 3.95 | 3.95 | 3.95 | 3.95
H | 31.14 | 31.14 | 31.14 | 31.14 | 31.14 | 31.14
LFG | 0.24 | 0.24 | 0.24 | 18.42 | 18.42 | 18.42
Nuc | 0.01 | 0.01 | 0.02 | 0.02 | 0.04 | 0.03
PS | 0 | 0 | 0 | 0 | 0 | 0
PV | 0 | 0 | 0 | 0 | 0 | 0
PeakG | 17.71 | 23.83 | 27.91 | 41.2 | 38.47 | 40
PeakO | 9.49 | 12.94 | 10.37 | 10.37 | 10.37 | 10.37
ST | 0 | 0 | 0 | 0 | 0 | 0
STOG | 0 | 0 | 0 | 0 | 0 | 0
STWD | 0 | 0 | 0 | 0 | 0 | 0
WT | 122.89 | 855.06 | 855.06 | 827.52 | 787.45 | 171.17
IGCC | 0 | 0 | 0 | 0 | 0 | 0
DemandResponse | 0 | 0 | 0 | 0 | 0 | 0
IGCC-CCS | 0 | 0 | 0 | 0 | 0 | 0
WT_off | 0 | 0 | 0 | 0 | 0 | 0
PseudoUnit | 0 | 0 | 0 | 0 | 0 | 0
FixedInterchange | 0 | 0 | 0 | 0 | 0 | 0
Total Costs by Reporting Type: MISO_IN
ReportingType | 2015 | 2020 | 2025 | 2030 | 2035 | 2040
BM | 0 | 0 | 0 | 0 | 0 | 0
CC | 2989.42 | 5976.61 | 5672.75 | 5542.95 | 5396.67 | 4006.09
CSP | 0 | 0 | 0 | 0 | 0 | 0
CT | 0 | 0 | 0 | 0 | 0 | 0
Coal | 3844.63 | 3025.42 | 107.6 | 40.31 | 52.07 | 48.42
Geo | 0 | 0 | 0 | 0 | 0 | 0
H | 1.07 | 1.07 | 1.07 | 1.07 | 1.07 | 1.07
LFG | 4.47 | 4.47 | 25.64 | 25.64 | 25.64 | 25.64
Nuc | 0.01 | 0.02 | 0.02 | 0.03 | 0.08 | 0.05
PS | 0 | 0 | 0 | 0 | 0 | 0
PV | 0 | 65.4 | 98.36 | 98.36 | 98.36 | 36.59
PeakG | 52.35 | 77.63 | 73.52 | 86.63 | 94.31 | 99.81
PeakO | 10.59 | 13.5 | 10.82 | 5.33 | 4.73 | 0
ST | 0 | 0 | 0 | 0 | 0 | 0
STOG | 14.75 | 19.92 | 0 | 0 | 0 | 0
STWD | 0 | 0 | 0 | 0 | 0 | 0
WT | 18.33 | 18.33 | 5755.55 | 5755.55 | 5755.55 | 5755.55
IGCC | 464.46 | 500.49 | 292.77 | 255.35 | 246.83 | 247.12
DemandResponse | 0 | 0 | 0 | 0 | 0 | 0
IGCC-CCS | 0 | 0 | 0 | 0 | 0 | 0
WT_off | 0 | 0 | 0 | 0 | 0 | 0
PseudoUnit | 0 | 0 | 0 | 0 | 0 | 0
FixedInterchange | 0 | 0 | 0 | 0 | 0 | 0
Total Costs by Reporting Type: MISO_MI
ReportingType | 2015 | 2020 | 2025 | 2030 | 2035 | 2040
BM | 0 | 0 | 0 | 0 | 0 | 0
CC | 691.83 | 928.19 | 800.81 | 610.85 | 545.66 | 483.07
CSP | 0 | 0 | 0 | 0 | 0 | 0
CT | 0 | 0 | 0 | 0 | 0 | 0
Coal | 1754.38 | 15.14 | 0 | 0 | 0 | 0
Geo | 0 | 0 | 0 | 0 | 0 | 0
H | 2.01 | 2.01 | 2.01 | 2.01 | 2.01 | 2.01
LFG | 19.68 | 19.68 | 63.34 | 63.34 | 63.34 | 63.34
Nuc | 449.71 | 452.56 | 461.47 | 464.43 | 305.98 | 2165.78
PS | 44.44 | 44.44 | 44.44 | 44.44 | 44.44 | 44.44
PV | 0 | 0 | 0 | 0 | 0 | 0
PeakG | 63.64 | 93.02 | 111.06 | 134.18 | 158.46 | 176.21
PeakO | 15.67 | 19.97 | 16.01 | 7.9 | 6.89 | 0
ST | 0 | 0 | 0 | 0 | 0 | 0
STOG | 150.47 | 184.38 | 0 | 0 | 0 | 0
STWD | 95.36 | 35.3 | 18.47 | 60.73 | 95.46 | 60.98
WT | 427.63 | 535.37 | 544.7 | 544.7 | 178.78 | 86.5
IGCC | 0 | 0 | 0 | 0 | 0 | 0
DemandResponse | 0 | 0 | 0 | 0 | 0 | 0
IGCC-CCS | 0 | 0 | 0 | 0 | 0 | 0
WT_off | 0 | 0 | 0 | 0 | 0 | 0
PseudoUnit | 0 | 0 | 0 | 0 | 0 | 0
FixedInterchange | 0 | 0 | 0 | 0 | 0 | 0
Total Costs by Reporting Type: MISO_MO-IL
ReportingType | 2015 | 2020 | 2025 | 2030 | 2035 | 2040
BM | 0 | 0 | 0 | 0 | 0 | 0
CC | 224.65 | 245.6 | 220.51 | 151.2 | 155.89 | 136.19
CSP | 0 | 0 | 0 | 0 | 0 | 0
CT | 0 | 0 | 0 | 0 | 0 | 0
Coal | 5019.41 | 2073.66 | 829.28 | 733.61 | 688.35 | 673.5
Geo | 0 | 0 | 0 | 0 | 0 | 0
H | 5.01 | 86.88 | 86.88 | 86.88 | 86.88 | 86.88
LFG | 2.17 | 2.17 | 54.39 | 63.18 | 63.18 | 63.18
Nuc | 493.74 | 512.79 | 521.93 | 524.97 | 524.97 | 524.97
PS | 10.45 | 10.45 | 10.45 | 10.45 | 10.45 | 10.45
PV | 0 | 0 | 0 | 0 | 0 | 0
PeakG | 88.31 | 159.29 | 209.4 | 222.62 | 243.93 | 230.77
PeakO | 21.48 | 28.65 | 22.96 | 8.11 | 7.01 | 0
ST | 0 | 0 | 0 | 0 | 0 | 0
STOG | 26.48 | 31.86 | 0 | 0 | 0 | 0
STWD | 0 | 0 | 0 | 0 | 0 | 0
WT | 72.49 | 72.49 | 2142.85 | 2142.85 | 2091.74 | 2091.74
IGCC | 0 | 0 | 0 | 0 | 0 | 0
DemandResponse | 0 | 0 | 0 | 0 | 0 | 0
IGCC-CCS | 0 | 0 | 0 | 0 | 0 | 0
WT_off | 0 | 0 | 0 | 0 | 0 | 0
PseudoUnit | 0 | 0 | 0 | 0 | 0 | 0
FixedInterchange | 0 | 0 | 0 | 0 | 0 | 0
Total Costs by Reporting Type: MISO_W
ReportingType | 2015 | 2020 | 2025 | 2030 | 2035 | 2040
BM | 0 | 0 | 0 | 0 | 0 | 0
CC | 582.39 | 532.94 | 459.55 | 391.83 | 438.94 | 377.51
CSP | 0 | 0 | 0 | 0 | 0 | 0
CT | 0 | 0 | 0 | 0 | 0 | 0
Coal | 4316.53 | 1887.85 | 266.55 | 261.56 | 179.92 | 215.72
Geo | 0 | 0 | 0 | 0 | 0 | 0
H | 7.08 | 7.08 | 7.08 | 7.08 | 7.08 | 7.08
LFG | 24.75 | 24.75 | 24.75 | 44.21 | 44.21 | 44.21
Nuc | 539.99 | 543.1 | 552.53 | 811.53 | 0.05 | 0.05
PS | 0 | 0 | 0 | 0 | 0 | 0
PV | 0 | 0 | 0 | 0 | 0 | 0
PeakG | 102.27 | 132.85 | 135.71 | 163.22 | 195.69 | 212.8
PeakO | 56.38 | 79.08 | 64.57 | 18.61 | 16.26 | 0
ST | 0 | 0 | 0 | 0 | 0 | 0
STOG | 7.57 | 8.96 | 0 | 0 | 0 | 0
STWD | 15.1 | 28.41 | 34.72 | 80.04 | 109.02 | 110.83
WT | 758.77 | 10724.63 | 13829.42 | 13780.72 | 13339.79 | 4822.15
IGCC | 0 | 0 | 0 | 0 | 0 | 0
DemandResponse | 0 | 0 | 0 | 0 | 0 | 0
IGCC-CCS | 0 | 0 | 0 | 0 | 0 | 0
WT_off | 0 | 0 | 0 | 0 | 0 | 0
PseudoUnit | 0 | 0 | 0 | 0 | 0 | 0
FixedInterchange | 0 | 0 | 0 | 0 | 0 | 0
Total Costs by Reporting Type: MISO_WUMS
ReportingType | 2015 | 2020 | 2025 | 2030 | 2035 | 2040
BM | 0 | 0 | 0 | 0 | 414.64 | 359.16
CC | 3070.7 | 3387.78 | 3444.9 | 3100.34 | 3010.48 | 1718.14
CSP | 0 | 0 | 0 | 0 | 0 | 0
CT | 0 | 0 | 0 | 0 | 0 | 0
Coal | 1260.89 | 614.21 | 459.87 | 491.67 | 483.19 | 552.43
Geo | 0 | 0 | 0 | 0 | 0 | 0
H | 4.79 | 5.08 | 5.08 | 5.08 | 5.08 | 5.08
LFG | 8.57 | 8.57 | 66.88 | 66.88 | 66.88 | 66.88
Nuc | 419.03 | 444.73 | 429.21 | 737.97 | 1766.55 | 1993.63
PS | 0 | 0 | 0 | 0 | 0 | 0
PV | 0 | 0 | 0 | 0 | 0 | 0
PeakG | 55.64 | 84.48 | 91.45 | 99.42 | 86.44 | 31.68
PeakO | 13.52 | 17.78 | 14.69 | 7.12 | 6.28 | 0
ST | 0 | 0 | 0 | 0 | 0 | 0
STOG | 13.21 | 15.63 | 0 | 0 | 0 | 0
STWD | 5.33 | 10.35 | 9.37 | 23.09 | 68.51 | 43.44
WT | 211.05 | 211.05 | 216.46 | 216.46 | 51.83 | 51.83
IGCC | 0 | 0 | 0 | 0 | 0 | 0
DemandResponse | 0 | 0 | 0 | 0 | 0 | 0
IGCC-CCS | 0 | 0 | 0 | 0 | 0 | 0
WT_off | 0 | 0 | 0 | 0 | 0 | 0
PseudoUnit | 0 | 0 | 0 | 0 | 0 | 0
FixedInterchange | 0 | 0 | 0 | 0 | 0 | 0
Total Costs by Reporting Type: Nebraska
ReportingType | 2015 | 2020 | 2025 | 2030 | 2035 | 2040
BM | 0 | 0 | 0 | 0 | 0 | 0
CC | 33.36 | 30.29 | 38.45 | 33.71 | 32.87 | 27.14
CSP | 0 | 0 | 0 | 0 | 0 | 0
CT | 0 | 0 | 0 | 0 | 0 | 0
Coal | 1743.42 | 331.57 | 258.48 | 177.26 | 161.66 | 171.68
Geo | 0 | 0 | 0 | 0 | 0 | 0
H | 2.38 | 2.38 | 2.38 | 2.38 | 2.38 | 2.38
LFG | 0.72 | 0.72 | 0.72 | 19.3 | 19.28 | 19.28
Nuc | 289.1 | 306.81 | 262.63 | 324.41 | 0.1 | 0.1
PS | 0 | 0 | 0 | 0 | 0 | 0
PV | 0 | 0 | 0 | 0 | 0 | 0
PeakG | 24.24 | 37.31 | 32.72 | 33.08 | 33.94 | 34.77
PeakO | 9.57 | 12.19 | 9.77 | 0 | 0 | 0
ST | 0 | 0 | 0 | 0 | 0 | 0
STOG | 0 | 0 | 0 | 0 | 0 | 0
STWD | 0 | 0 | 0 | 0 | 0 | 0
WT | 43.13 | 2732.7 | 3309.48 | 3302.47 | 3576.5 | 1364.75
IGCC | 0 | 0 | 0 | 0 | 0 | 0
DemandResponse | 0 | 0 | 0 | 0 | 0 | 0
IGCC-CCS | 0 | 0 | 0 | 0 | 0 | 0
WT_off | 0 | 0 | 0 | 0 | 0 | 0
PseudoUnit | 0 | 0 | 0 | 0 | 0 | 0
FixedInterchange | 0 | 0 | 0 | 0 | 0 | 0
Total Costs by Reporting Type: NEISO
ReportingType | 2015 | 2020 | 2025 | 2030 | 2035 | 2040
BM | 256.44 | 161.97 | 128.97 | 125.05 | 180.81 | 180.81
CC | 2401.41 | 1773.28 | 928.65 | 610.2 | 406.37 | 34.03
CSP | 0 | 0 | 0 | 0 | 0 | 0
CT | 32.5 | 33.26 | 35.68 | 32.66 | 0 | 0
Coal | 60.32 | 29.15 | 0 | 0 | 0 | 0
Geo | 0 | 0 | 0 | 0 | 0 | 0
H | 46.4 | 47.28 | 47.28 | 47.28 | 47.28 | 47.28
LFG | 77.96 | 77.96 | 77.96 | 96.78 | 89.06 | 89.06
Nuc | 1055.43 | 1120.79 | 1080.11 | 1086.32 | 784.86 | 1150.98
PS | 39.74 | 39.74 | 39.74 | 39.74 | 39.74 | 39.74
PV | 0.03 | 87.76 | 87.76 | 87.76 | 87.76 | 4.7
PeakG | 22.57 | 38.74 | 32.31 | 28.6 | 35.96 | 54.22
PeakO | 0 | 0 | 0 | 0 | 0 | 0
ST | 0 | 0 | 0 | 0 | 0 | 0
STOG | 0 | 0 | 0 | 0 | 0 | 0
STWD | 246.12 | 65.51 | 29.6 | 32.01 | 184.16 | 184.16
WT | 54.29 | 431.89 | 1012.95 | 1007.47 | 1507.28 | 1289.5
IGCC | 0 | 0 | 0 | 0 | 0 | 0
DemandResponse | 0 | 0 | 0 | 0 | 0 | 13.06
IGCC-CCS | 0 | 0 | 0 | 0 | 0 | 0
WT_off | 243.94 | 243.94 | 243.94 | 243.94 | 24.98 | 24.98
PseudoUnit | 0 | 0 | 0 | 0 | 0 | 0
FixedInterchange | 0 | 0 | 0 | 0 | 0 | 0
Total Costs by Reporting Type: NonRTO_Midwest
ReportingType | 2015 | 2020 | 2025 | 2030 | 2035 | 2040
BM | 0 | 0 | 0 | 0 | 194.9 | 176.75
CC | 1105.92 | 1851.61 | 1961.61 | 2375.72 | 1602.57 | 467.06
CSP | 0 | 0 | 0 | 0 | 0 | 0
CT | 0 | 0 | 0 | 0 | 0 | 0
Coal | 3002.22 | 2246.09 | 498.92 | 302.68 | 330.48 | 262.47
Geo | 0 | 0 | 0 | 0 | 0 | 0
H | 2.04 | 220.13 | 220.13 | 220.13 | 220.13 | 220.13
LFG | 1.69 | 1.69 | 42.62 | 42.62 | 42.62 | 42.62
Nuc | 0.01 | 0.02 | 0.02 | 1492.07 | 3553.62 | 4110.47
PS | 0 | 0 | 0 | 0 | 0 | 0
PV | 0 | 0 | 0 | 0 | 0 | 0
PeakG | 70.84 | 116.14 | 200.89 | 136.17 | 0 | 0
PeakO | 0.35 | 0.45 | 0.36 | 0 | 0 | 0
ST | 0 | 0 | 0 | 0 | 0 | 0
STOG | 0 | 0 | 0 | 0 | 0 | 0
STWD | 0 | 0 | 0 | 0 | 0 | 0
WT | 2.26 | 2.26 | 2.26 | 2.26 | 2.26 | 2.26
IGCC | 0 | 0 | 0 | 0 | 0 | 0
DemandResponse | 0 | 0 | 0 | 0 | 0 | 0
IGCC-CCS | 0 | 0 | 0 | 0 | 0 | 0
WT_off | 0 | 0 | 0 | 0 | 0 | 0
PseudoUnit | 0 | 0 | 0 | 0 | 0 | 0
FixedInterchange | 0 | 0 | 0 | 0 | 0 | 0
Total Costs by Reporting Type: NYISO_A-F
ReportingType | 2015 | 2020 | 2025 | 2030 | 2035 | 2040
BM | 0 | 0 | 0 | 0 | 0 | 0
CC | 572.18 | 403 | 328.64 | 113.22 | 97.07 | 0
CSP | 0 | 0 | 0 | 0 | 0 | 0
CT | 0 | 0 | 0 | 0 | 0 | 0
Coal | 0 | 0 | 0 | 0 | 0 | 0
Geo | 0 | 0 | 0 | 0 | 0 | 0
H | 62.6 | 62.6 | 62.6 | 62.6 | 62.6 | 62.6
LFG | 21.8 | 21.8 | 21.8 | 39.83 | 38.85 | 38.85
Nuc | 769.17 | 792.88 | 787.44 | 645.82 | 746.25 | 695.88
PS | 33.52 | 33.52 | 33.52 | 33.52 | 33.52 | 33.52
PV | 0 | 0 | 0 | 0 | 0 | 0
PeakG | 3.94 | 6.38 | 0 | 0 | 0 | 0
PeakO | 0 | 0 | 0 | 0 | 0 | 0
ST | 0 | 0 | 0 | 0 | 0 | 0
STOG | 0 | 0 | 0 | 0 | 0 | 0
STWD | 2.97 | 4.16 | 3.04 | 4.17 | 26.67 | 9.96
WT | 544.88 | 646.57 | 680.92 | 1570.31 | 2187.7 | 2100.56
IGCC | 0 | 0 | 0 | 0 | 0 | 0
DemandResponse | 0 | 0 | 0 | 0 | 0 | 0
IGCC-CCS | 0 | 0 | 0 | 0 | 0 | 0
WT_off | 0 | 0 | 0 | 0 | 0 | 0
PseudoUnit | 0 | 0 | 0 | 0 | 0 | 0
FixedInterchange | 0 | 0 | 0 | 0 | 0 | 0
Total Costs by Reporting Type: NYISO_G-I
ReportingType | 2015 | 2020 | 2025 | 2030 | 2035 | 2040
BM | 0 | 0 | 0 | 0 | 0 | 0
CC | 257.32 | 243.44 | 129.81 | 151.23 | 206.85 | 172.35
CSP | 0 | 0 | 0 | 0 | 0 | 0
CT | 0 | 0 | 0 | 0 | 0 | 0
Coal | 0 | 0 | 0 | 0 | 0 | 0
Geo | 0 | 0 | 0 | 0 | 0 | 0
H | 0.46 | 0.46 | 0.46 | 0.46 | 0.46 | 0.46
LFG | 7.73 | 7.73 | 7.73 | 27.46 | 27.46 | 27.46
Nuc | 466.19 | 495 | 477.19 | 479.96 | 914.82 | 1311.45
PS | 0 | 0 | 0 | 0 | 0 | 0
PV | 0 | 0 | 0 | 0 | 0 | 0
PeakG | 1.52 | 2.13 | 0.03 | 0.04 | 0.06 | 0.05
PeakO | 2.55 | 3.25 | 0 | 0 | 0 | 0
ST | 0 | 0 | 0 | 0 | 0 | 0
STOG | 0 | 0 | 0 | 0 | 0 | 0
STWD | 0 | 0 | 0 | 0 | 0 | 0
WT | 0 | 11.14 | 67.72 | 67.72 | 67.72 | 58.26
IGCC | 0 | 0 | 0 | 0 | 0 | 0
DemandResponse | 0 | 0 | 0 | 0 | 0 | 0
IGCC-CCS | 0 | 0 | 0 | 0 | 0 | 0
WT_off | 0 | 0 | 0 | 0 | 0 | 0
PseudoUnit | 0 | 0 | 0 | 0 | 0 | 0
FixedInterchange | 0 | 0 | 0 | 0 | 0 | 0
Total Costs by Reporting Type: NYISO_J-K
ReportingType | 2015 | 2020 | 2025 | 2030 | 2035 | 2040
BM | 0 | 0 | 0 | 0 | 0 | 0
CC | 1631.03 | 1454.26 | 1190.38 | 1191.97 | 1612.96 | 1237.33
CSP | 0 | 0 | 0 | 0 | 0 | 0
CT | 0 | 0 | 0 | 0 | 0 | 0
Coal | 0 | 0 | 0 | 0 | 0 | 0
Geo | 0 | 0 | 0 | 0 | 0 | 0
H | 0 | 0 | 0 | 0 | 0 | 0
LFG | 14.97 | 14.97 | 14.97 | 39.21 | 39.21 | 39.21
Nuc | 0.01 | 0.01 | 0.02 | 0.02 | 0.07 | 0.07
PS | 0 | 0 | 0 | 0 | 0 | 0
PV | 14.14 | 14.14 | 14.14 | 14.14 | 0.54 | 0.54
PeakG | 65.93 | 95.94 | 97.92 | 114.28 | 134.97 | 157.83
PeakO | 61.69 | 79.37 | 76.29 | 65.76 | 65.95 | 53.08
ST | 0 | 0 | 0 | 0 | 0 | 0
STOG | 151.22 | 163.39 | 74.75 | 45.04 | 40.18 | 44.8
STWD | 0 | 0 | 0 | 0 | 0 | 0
WT | 0 | 0 | 39.41 | 77.55 | 77.55 | 77.55
IGCC | 0 | 0 | 0 | 0 | 0 | 0
DemandResponse | 0 | 0 | 0 | 0 | 0 | 3.69
IGCC-CCS | 0 | 0 | 0 | 0 | 0 | 0
WT_off | 0 | 0 | 0 | 0 | 0 | 138.95
PseudoUnit | 0 | 0 | 0 | 0 | 0 | 0
FixedInterchange | 0 | 0 | 0 | 0 | 0 | 0
Total Costs by Reporting Type: PJM_E
ReportingType | 2015 | 2020 | 2025 | 2030 | 2035 | 2040
BM | 15.55 | 31.09 | 31.09 | 31.09 | 31.09 | 31.09
CC | 3323.23 | 4091.74 | 4218.97 | 4439.71 | 4082.68 | 2713.5
CSP | 0 | 0 | 0 | 0 | 0 | 0
CT | 2.48 | 2.97 | 3.52 | 0 | 0 | 0
Coal | 144.04 | 92.69 | 75 | 54.33 | 152.18 | 182.92
Geo | 0 | 0 | 0 | 0 | 0 | 0
H | 3.85 | 3.85 | 3.85 | 3.85 | 3.85 | 3.85
LFG | 58.5 | 97.07 | 97.07 | 95.46 | 95.46 | 73.06
Nuc | 1960.16 | 1864.06 | 1862.64 | 1873.72 | 1345.93 | 2395.82
PS | 9.5 | 9.5 | 9.5 | 9.5 | 9.5 | 9.5
PV | 9.59 | 9.59 | 9.59 | 9.59 | 0.32 | 0.32
PeakG | 80.53 | 176.5 | 242.66 | 214.94 | 163.22 | 181.69
PeakO | 75.92 | 100.78 | 82.41 | 63.43 | 0 | 0
ST | 0 | 0 | 0 | 0 | 0 | 0
STOG | 138.6 | 231.57 | 0 | 0 | 0 | 0
STWD | 0 | 0 | 0 | 0 | 0 | 0
WT | 264.41 | 264.41 | 264.41 | 264.41 | 0.34 | 0.34
IGCC | 0 | 0 | 0 | 0 | 0 | 0
DemandResponse | 0 | 0 | 0 | 0 | 0 | 0
IGCC-CCS | 0 | 0 | 0 | 0 | 0 | 0
WT_off | 0 | 0 | 474.85 | 474.85 | 474.85 | 474.85
PseudoUnit | 0 | 0 | 0 | 0 | 0 | 0
FixedInterchange | 0 | 0 | 0 | 0 | 0 | 0
Total Costs by Reporting Type: PJM_ROM
ReportingType | 2015 | 2020 | 2025 | 2030 | 2035 | 2040
BM | 8.62 | 17.95 | 17.95 | 17.95 | 1164.13 | 1164.13
CC | 1516.98 | 2018.8 | 1978.75 | 1905.57 | 1941.09 | 1359.08
CSP | 0 | 0 | 0 | 0 | 0 | 0
CT | 1.52 | 1.82 | 2.16 | 2.33 | 0 | 0
Coal | 1229.36 | 128.92 | 14.61 | 11.68 | 11.25 | 11.17
Geo | 0 | 0 | 0 | 0 | 0 | 0
H | 19.83 | 218.04 | 218.04 | 218.04 | 218.04 | 218.04
LFG | 45.95 | 116.63 | 116.63 | 115.49 | 113.79 | 75.37
Nuc | 1163.94 | 1194.41 | 1192.35 | 1199.5 | 2783.94 | 7823.74
PS | 35.92 | 35.92 | 35.92 | 35.92 | 35.92 | 35.92
PV | 0.06 | 386.26 | 578.25 | 600.56 | 600.56 | 236.09
PeakG | 30.83 | 49.68 | 73.95 | 121.52 | 102.79 | 75.47
PeakO | 45.95 | 58.57 | 46.94 | 38.5 | 0 | 0
ST | 0 | 0 | 0 | 0 | 0 | 0
STOG | 212.19 | 305.39 | 0 | 0 | 0 | 0
STWD | 4.35 | 39.07 | 38.55 | 38.55 | 38.55 | 24.58
WT | 124.56 | 272.71 | 272.71 | 251.91 | 186.67 | 59.6
IGCC | 0 | 0 | 0 | 0 | 0 | 0
DemandResponse | 0 | 0 | 0 | 0 | 0 | 0
IGCC-CCS | 0 | 0 | 0 | 0 | 0 | 0
WT_off | 0 | 0 | 0 | 0 | 0 | 0
PseudoUnit | 0 | 0 | 0 | 0 | 0 | 0
FixedInterchange | 0 | 0 | 0 | 0 | 0 | 0
Total Costs by Reporting Type: PJM_ROR
ReportingType | 2015 | 2020 | 2025 | 2030 | 2035 | 2040
BM | 183.52 | 382.93 | 382.93 | 382.93 | 4409.64 | 4083.6
CC | 8935.38 | 9832.86 | 10447.27 | 11328.84 | 9969.95 | 5116.06
CSP | 0 | 0 | 0 | 0 | 0 | 0
CT | 2.85 | 3.68 | 3.77 | 4.09 | 0 | 0
Coal | 16226.8 | 7265.46 | 1571.08 | 1326.64 | 1321.15 | 1240.09
Geo | 0 | 0 | 0 | 0 | 0 | 0
H | 26.17 | 173.23 | 173.23 | 173.23 | 173.23 | 173.23
LFG | 73.64 | 208.94 | 208.94 | 204.85 | 200.48 | 127.69
Nuc | 4607.58 | 4731.16 | 4718.65 | 4541.22 | 10173.26 | 18697.39
PS | 73.14 | 73.14 | 73.14 | 73.14 | 73.14 | 73.14
PV | 0.35 | 0.35 | 0.35 | 0.35 | 0.35 | 0.35
PeakG | 404.28 | 678.72 | 984.34 | 1113.13 | 834.22 | 205.33
PeakO | 48.69 | 65.15 | 52.22 | 42.31 | 0 | 0
ST | 0 | 0 | 0 | 0 | 0 | 0
STOG | 132.77 | 222.81 | 208.56 | 0 | 0 | 0
STWD | 9.11 | 114.87 | 113.43 | 85.03 | 113.43 | 72.17
WT | 1755.18 | 1790.4 | 2575.91 | 1977.65 | 1143.63 | 1113.8
IGCC | 0 | 0 | 0 | 0 | 0 | 0
DemandResponse | 0 | 0 | 0 | 0 | 0 | 0
IGCC-CCS | 0 | 0 | 0 | 0 | 0 | 0
WT_off | 0 | 0 | 0 | 0 | 0 | 0
PseudoUnit | 0 | 0 | 0 | 0 | 0 | 0
FixedInterchange | 0 | 0 | 0 | 0 | 0 | 0
Total Costs by Reporting Type: SOCO
ReportingType | 2015 | 2020 | 2025 | 2030 | 2035 | 2040
BM | 25.18 | 29.49 | 44.38 | 52.55 | 5966.28 | 4822.3
CC | 10908.33 | 12680.68 | 13161.51 | 10941.47 | 5206.42 | 900.58
CSP | 0 | 0 | 0 | 0 | 0 | 0
CT | 0 | 0 | 0 | 0 | 0 | 0
Coal | 2855.37 | 1062.12 | 534.15 | 564.27 | 392.49 | 447.14
Geo | 0 | 0 | 0 | 0 | 0 | 0
H | 59.74 | 59.74 | 59.74 | 59.74 | 59.74 | 59.74
LFG | 4.47 | 4.47 | 31.53 | 31.53 | 31.53 | 31.53
Nuc | 1355.07 | 2993.98 | 3028.43 | 8077.16 | 11162.58 | 18075.98
PS | 39.76 | 39.76 | 39.76 | 39.76 | 39.76 | 39.76
PV | 0 | 0 | 0 | 0 | 0 | 0
PeakG | 224.69 | 549.57 | 549.24 | 0 | 0 | 0
PeakO | 0 | 0 | 0 | 0 | 0 | 0
ST | 0 | 0 | 0 | 0 | 0 | 0
STOG | 0 | 0 | 0 | 0 | 0 | 0
STWD | 43.96 | 86.49 | 107.45 | 269.96 | 425.48 | 269.96
WT | 0 | 0 | 0 | 18.6 | 18.6 | 18.6
IGCC | 0 | 0 | 0 | 0 | 0 | 0
DemandResponse | 0 | 0 | 0 | 0 | 0 | 1.21
IGCC-CCS | 0 | 0 | 0 | 0 | 0 | 0
WT_off | 0 | 0 | 0 | 0 | 0 | 0
PseudoUnit | 0 | 0 | 0 | 0 | 0 | 0
FixedInterchange | 0 | 0 | 0 | 0 | 0 | 0
Total Costs by Reporting Type: SPP_N
ReportingType | 2015 | 2020 | 2025 | 2030 | 2035 | 2040
BM | 0 | 0 | 0 | 0 | 0 | 0
CC | 209.6 | 148.66 | 145.71 | 129.61 | 153.08 | 126.2
CSP | 0 | 0 | 0 | 0 | 0 | 0
CT | 0 | 0 | 0 | 0 | 0 | 0
Coal | 3696.7 | 906.6 | 175.19 | 147.28 | 142.36 | 142.36
Geo | 0 | 0 | 0 | 0 | 0 | 0
H | 0.3 | 0.3 | 0.3 | 0.3 | 0.3 | 0.3
LFG | 0.85 | 0.85 | 0.85 | 24.93 | 24.92 | 24.92
Nuc | 256.73 | 266.63 | 239.2 | 236.55 | 226.46 | 206.48
PS | 0 | 0 | 0 | 0 | 0 | 0
PV | 0 | 0 | 0 | 0 | 0 | 0
PeakG | 80.88 | 117.69 | 112.05 | 103.77 | 90.34 | 99.35
PeakO | 34.89 | 44.84 | 35.94 | 0 | 0 | 0
ST | 0 | 0 | 0 | 0 | 0 | 0
STOG | 52.4 | 44.74 | 0 | 0 | 0 | 0
STWD | 0 | 0 | 0 | 0 | 0 | 0
WT | 42.04 | 6731.72 | 7823.5 | 9206.36 | 9315.97 | 3899.38
IGCC | 0 | 0 | 0 | 0 | 0 | 0
DemandResponse | 0 | 0 | 0 | 0 | 0 | 0
IGCC-CCS | 0 | 0 | 0 | 0 | 0 | 0
WT_off | 0 | 0 | 0 | 0 | 0 | 0
PseudoUnit | 0 | 0 | 0 | 0 | 0 | 0
FixedInterchange | 0 | 0 | 0 | 0 | 0 | 0
Total Costs by Reporting Type: SPP_S
ReportingType | 2015 | 2020 | 2025 | 2030 | 2035 | 2040
BM | 0 | 0 | 0 | 0 | 0 | 0
CC | 2507.99 | 1118.55 | 1206.17 | 1064.12 | 1359.79 | 1359.71
CSP | 0 | 0 | 0 | 0 | 0 | 0
CT | 36.83 | 61.7 | 69.02 | 70.97 | 31.56 | 0
Coal | 5620.67 | 803.3 | 367.94 | 302.46 | 302.46 | 302.46
Geo | 0 | 0 | 0 | 0 | 0 | 0
H | 30.03 | 30.03 | 30.03 | 30.03 | 30.03 | 30.03
LFG | 2.29 | 2.29 | 2.29 | 26.38 | 26.37 | 26.37
Nuc | 0.01 | 0.01 | 0.02 | 0.02 | 0.03 | 0.03
PS | 10.59 | 10.59 | 10.59 | 10.59 | 10.59 | 10.59
PV | 0 | 0 | 0 | 0 | 0 | 0
PeakG | 60.2 | 87.93 | 89.38 | 106.91 | 127.89 | 139.42
PeakO | 3.36 | 4.54 | 3.63 | 0.09 | 0 | 0
ST | 0 | 0 | 0 | 0 | 0 | 0
STOG | 360.94 | 363.77 | 63.48 | 0 | 0 | 0
STWD | 5.57 | 6.01 | 7.37 | 13.48 | 20.09 | 18.77
WT | 158.89 | 7199.8 | 7867.03 | 8119.38 | 8778.85 | 2849.22
IGCC | 0 | 0 | 0 | 0 | 0 | 0
DemandResponse | 0 | 0 | 0 | 0 | 0 | 0
IGCC-CCS | 0 | 0 | 0 | 0 | 0 | 0
WT_off | 0 | 0 | 0 | 0 | 0 | 0
PseudoUnit | 0 | 0 | 0 | 0 | 0 | 0
FixedInterchange | 0 | 0 | 0 | 0 | 0 | 0
Total Costs by Reporting Type: TVA
ReportingType | 2015 | 2020 | 2025 | 2030 | 2035 | 2040
BM | 0 | 0 | 0 | 0 | 324.41 | 293.8
CC | 3174.48 | 4150.4 | 4166.45 | 4028.22 | 2821.4 | 137.96
CSP | 0 | 0 | 0 | 0 | 0 | 0
CT | 0 | 0 | 0 | 0 | 0 | 0
Coal | 3077.6 | 2039.07 | 35.63 | 0 | 0 | 0
Geo | 0 | 0 | 0 | 0 | 0 | 0
H | 72.8 | 72.8 | 80.32 | 80.32 | 80.32 | 80.32
LFG | 1.57 | 1.57 | 28.39 | 28.39 | 28.39 | 28.39
Nuc | 2533.71 | 2590.04 | 2579.4 | 3806.99 | 7075.22 | 10607.72
PS | 41.38 | 41.38 | 41.38 | 41.38 | 41.38 | 41.38
PV | 0 | 0 | 0 | 0 | 508.35 | 508.35
PeakG | 99.24 | 156.19 | 123.55 | 39.19 | 0 | 0
PeakO | 1.87 | 2.54 | 1.92 | 0 | 0 | 0
ST | 0 | 0 | 0 | 0 | 0 | 0
STOG | 0 | 0 | 0 | 0 | 0 | 0
STWD | 0.25 | 0.47 | 0.62 | 2.24 | 3 | 1.9
WT | 0.99 | 0.99 | 0.99 | 19.45 | 19.45 | 19.45
IGCC | 0 | 0 | 0 | 0 | 0 | 0
DemandResponse | 0 | 0 | 0 | 0 | 0 | 0
IGCC-CCS | 0 | 0 | 0 | 0 | 0 | 0
WT_off | 0 | 0 | 0 | 0 | 0 | 0
PseudoUnit | 0 | 0 | 0 | 0 | 0 | 0
FixedInterchange | 0 | 0 | 0 | 0 | 0 | 0
Total Costs by Reporting Type: TVA_Transmission
ReportingType | 2015 | 2020 | 2025 | 2030 | 2035 | 2040
BM | 0 | 0 | 0 | 0 | 0 | 0
CC | 0 | 0 | 0 | 0 | 0 | 0
CSP | 0 | 0 | 0 | 0 | 0 | 0
CT | 0 | 0 | 0 | 0 | 0 | 0
Coal | 0 | 0 | 0 | 0 | 0 | 0
Geo | 0 | 0 | 0 | 0 | 0 | 0
H | 0 | 0 | 0 | 0 | 0 | 0
LFG | 0 | 0 | 0 | 0 | 0 | 0
Nuc | 0 | 0 | 0 | 0 | 0 | 0
PS | 0 | 0 | 0 | 0 | 0 | 0
PV | 0 | 0 | 0 | 0 | 0 | 0
PeakG | 0 | 0 | 0 | 0 | 0 | 0
PeakO | 0 | 0 | 0 | 0 | 0 | 0
ST | 0 | 0 | 0 | 0 | 0 | 0
STOG | 0 | 0 | 0 | 0 | 0 | 0
STWD | 0 | 0 | 0 | 0 | 0 | 0
WT | 0 | 0 | 0 | 0 | 0 | 0
IGCC | 0 | 0 | 0 | 0 | 0 | 0
DemandResponse | 0 | 0 | 0 | 0 | 0 | 0
IGCC-CCS | 0 | 0 | 0 | 0 | 0 | 0
WT_off | 0 | 0 | 0 | 0 | 0 | 0
PseudoUnit | 0 | 0 | 0 | 0 | 0 | 0
FixedInterchange | 0 | 0 | 0 | 0 | 0 | 0
Total Costs by Reporting Type: VACAR
ReportingType | 2015 | 2020 | 2025 | 2030 | 2035 | 2040
BM | 0.87 | 0.87 | 0.87 | 0.87 | 6297 | 5635.77
CC | 6539.21 | 7314.1 | 7746.24 | 6695.95 | 4039.37 | 378.88
CSP | 0 | 0 | 0 | 0 | 0 | 0
CT | 72.95 | 97.83 | 123.81 | 6.48 | 0 | 0
Coal | 3341.3 | 1096.95 | 719.99 | 617.62 | 517.9 | 568.17
Geo | 0 | 0 | 0 | 0 | 0 | 0
H | 30.23 | 30.23 | 30.23 | 30.23 | 30.23 | 30.23
LFG | 7.69 | 34.6 | 34.6 | 34.6 | 34.55 | 20.68
Nuc | 2606.17 | 4424.34 | 4396.29 | 8369.07 | 8565.32 | 14340.53
PS | 62.1 | 62.1 | 62.1 | 62.1 | 62.1 | 62.1
PV | 0.24 | 33.02 | 33.02 | 33.02 | 336.71 | 305.94
PeakG | 157.43 | 365.79 | 279.78 | 0 | 0 | 0
PeakO | 36.13 | 46.34 | 0 | 0 | 0 | 0
ST | 0 | 0 | 0 | 0 | 0 | 0
STOG | 4.04 | 0 | 0 | 0 | 0 | 0
STWD | 173.41 | 175.67 | 110.24 | 129.98 | 173.58 | 110.24
WT | 0.17 | 659.62 | 659.62 | 659.62 | 659.47 | 98.34
IGCC | 0 | 0 | 0 | 0 | 0 | 0
DemandResponse | 0 | 0 | 8.02 | 21.11 | 0 | 83.31
IGCC-CCS | 0 | 0 | 0 | 0 | 0 | 0
WT_off | 0.47 | 9.1 | 425.76 | 425.76 | 2099.88 | 2092.31
PseudoUnit | 0 | 0 | 0 | 0 | 0 | 0
FixedInterchange | 0 | 0 | 0 | 0 | 0 | 0
Total Costs by Reporting Type: IESO
ReportingType | 2015 | 2020 | 2025 | 2030 | 2035 | 2040
BM | 148.95 | 149.38 | 149.6 | 148.95 | 151.92 | 151.65
CC | 612.06 | 654.93 | 208.1 | 197.93 | 193.58 | 18.17
CSP | 0 | 0 | 0 | 0 | 0 | 0
CT | 47.77 | 45.31 | 44.26 | 44.26 | 0 | 0
Coal | 0 | 0 | 0 | 0 | 0 | 0
Geo | 0 | 0 | 0 | 0 | 0 | 0
H | 123.83 | 123.83 | 123.83 | 123.83 | 123.83 | 206.61
LFG | 18.31 | 18.31 | 18.31 | 18.5 | 14.4 | 14.4
Nuc | 2990.3 | 3007.72 | 3062.19 | 3080.28 | 2836.57 | 3030.7
PS | 2.92 | 2.92 | 2.92 | 2.92 | 2.92 | 2.92
PV | 450.64 | 450.64 | 450.64 | 450.64 | 0.44 | 0.44
PeakG | 0 | 0 | 0 | 0 | 0 | 0
PeakO | 0 | 0 | 0 | 0 | 0 | 0
ST | 0 | 0 | 0 | 0 | 0 | 0
STOG | 0 | 0 | 0 | 0 | 0 | 0
STWD | 6.33 | 6.33 | 5.44 | 6.33 | 6.14 | 6.33
WT | 632.46 | 632.46 | 632.46 | 632.46 | 103.02 | 103.02
IGCC | 0 | 0 | 0 | 0 | 0 | 0
DemandResponse | 0 | 0 | 0 | 0 | 0 | 0
IGCC-CCS | 0 | 0 | 0 | 0 | 0 | 0
WT_off | 0 | 0 | 0 | 0 | 0 | 0
PseudoUnit | 0 | 0 | 0 | 0 | 0 | 0
FixedInterchange | 0 | 0 | 0 | 0 | 0 | 0
Total Costs by Reporting Type: MAPP_CA
ReportingType | 2015 | 2020 | 2025 | 2030 | 2035 | 2040
BM | 0 | 0 | 0 | 0 | 0 | 0
CC | 406.97 | 476.69 | 144.91 | 32.89 | 32.89 | 0
CSP | 0 | 0 | 0 | 0 | 0 | 0
CT | 0 | 0 | 0 | 0 | 0 | 0
Coal | 92.75 | 0 | 0 | 0 | 0 | 0
Geo | 0 | 0 | 0 | 0 | 0 | 0
H | 92.24 | 295.44 | 711.75 | 1003.7 | 1118.54 | 1118.54
LFG | 0 | 0 | 0 | 0 | 0 | 0
Nuc | 0.01 | 0.02 | 0.01 | 0.01 | 0.01 | 0.01
PS | 0 | 0 | 0 | 0 | 0 | 0
PV | 0 | 0 | 0 | 0 | 0 | 0
PeakG | 14.47 | 20.35 | 0 | 0 | 0 | 0
PeakO | 0.09 | 0.09 | 0 | 0 | 0 | 0
ST | 0 | 0 | 0 | 0 | 0 | 0
STOG | 6.49 | 0 | 0 | 0 | 0 | 0
STWD | 0 | 0 | 0 | 0 | 0 | 0
WT | 87.85 | 87.85 | 87.85 | 87.85 | 0 | 0
IGCC | 0 | 0 | 0 | 0 | 0 | 0
DemandResponse | 0 | 0 | 0 | 0 | 0 | 0
IGCC-CCS | 0 | 0 | 0 | 0 | 0 | 0
WT_off | 0 | 0 | 0 | 0 | 0 | 0
PseudoUnit | 0 | 0 | 0 | 0 | 0 | 0
FixedInterchange | 0 | 0 | 0 | 0 | 0 | 0
Total Costs by Reporting Type: AZ_NM_SNV_Coal
ReportingType | 2015 | 2020 | 2025 | 2030 | 2035 | 2040
BM | 0 | 0 | 0 | 0 | 0 | 0
CC | 0 | 0 | 0 | 0 | 0 | 0
CSP | 0 | 0 | 0 | 0 | 0 | 0
CT | 0 | 0 | 0 | 0 | 0 | 0
Coal | 3915.55 | 2716 | 26.75 | 0 | 0 | 0
Geo | 0 | 0 | 0 | 0 | 0 | 0
H | 0 | 0 | 0 | 0 | 0 | 0
LFG | 0 | 0 | 0 | 0 | 0 | 0
Nuc | 0 | 0 | 0 | 0 | 0 | 0
PS | 0 | 0 | 0 | 0 | 0 | 0
PV | 0 | 0 | 0 | 0 | 0 | 0
PeakG | 0 | 0 | 0 | 0 | 0 | 0
PeakO | 0.34 | 0 | 0 | 0 | 0 | 0
ST | 0 | 0 | 0 | 0 | 0 | 0
STOG | 0 | 0 | 0 | 0 | 0 | 0
STWD | 0 | 0 | 0 | 0 | 0 | 0
WT | 0 | 0 | 0 | 0 | 0 | 0
IGCC | 0 | 0 | 0 | 0 | 0 | 0
DemandResponse | 0 | 0 | 0 | 0 | 0 | 0
IGCC-CCS | 0 | 0 | 0 | 0 | 0 | 0
WT_off | 0 | 0 | 0 | 0 | 0 | 0
PseudoUnit | 0 | 0 | 0 | 0 | 0 | 0
FixedInterchange | 0 | 0 | 0 | 0 | 0 | 0
Total Costs by Reporting Type: AZ_NM_SNV_Gas
ReportingType | 2015 | 2020 | 2025 | 2030 | 2035 | 2040
BM | 0 | 0 | 0 | 0 | 0 | 0
CC | 4152.82 | 4386.3 | 4713 | 3554.95 | 2034.32 | 120.8
CSP | 0 | 0 | 0 | 0 | 0 | 0
CT | 68.63 | 70.64 | 84.86 | 80.06 | 0 | 0
Coal | 0 | 0 | 0 | 0 | 0 | 0
Geo | 0 | 0 | 0 | 0 | 0 | 0
H | 0 | 0 | 0 | 0 | 0 | 0
LFG | 0 | 0 | 0 | 0 | 0 | 0
Nuc | 0 | 0 | 0 | 0 | 0 | 0
PS | 0 | 0 | 0 | 0 | 0 | 0
PV | 0 | 0 | 0 | 0 | 0 | 0
PeakG | 63.97 | 63.86 | 0 | 0 | 0 | 0
PeakO | 0 | 0 | 0 | 0 | 0 | 0
ST | 0 | 0 | 0 | 0 | 0 | 0
STOG | 0 | 0 | 0 | 0 | 0 | 0
STWD | 0 | 0 | 0 | 0 | 0 | 0
WT | 0 | 0 | 0 | 0 | 0 | 0
IGCC | 0 | 0 | 0 | 0 | 0 | 0
DemandResponse | 0 | 0 | 16.48 | 7.18 | 16.76 | 18.91
IGCC-CCS | 0 | 0 | 0 | 0 | 0 | 0
WT_off | 0 | 0 | 0 | 0 | 0 | 0
PseudoUnit | 0 | 0 | 0 | 0 | 0 | 0
FixedInterchange | 0 | 0 | 0 | 0 | 0 | 0
Total Costs by Reporting Type: AZ_NM_SNV_NucRenew
ReportingType | 2015 | 2020 | 2025 | 2030 | 2035 | 2040
BM | 0 | 0 | 0 | 0 | 0 | 4269.21
CC | 0 | 0 | 0 | 0 | 0 | 0
CSP | 0 | 0 | 0 | 0 | 0 | 0
CT | 0 | 0 | 0 | 0 | 0 | 0
Coal | 0 | 0 | 0 | 0 | 0 | 0
Geo | 0 | 0 | 484.28 | 484.28 | 484.28 | 484.28
H | 44.6 | 44.6 | 44.6 | 44.6 | 44.6 | 44.6
LFG | 0.85 | 0.85 | 16.38 | 16.38 | 16.38 | 16.38
Nuc | 810.72 | 895.93 | 912.19 | 3499.28 | 6397.68 | 6397.68
PS | 5.13 | 5.13 | 5.13 | 5.13 | 5.13 | 5.13
PV | 30.32 | 30.32 | 30.32 | 30.32 | 2.38 | 2.38
PeakG | 0 | 0 | 0 | 0 | 0 | 0
PeakO | 0 | 0 | 0 | 0 | 0 | 0
ST | 99.26 | 223.05 | 283.73 | 276.88 | 288.31 | 232.56
STOG | 0 | 0 | 0 | 0 | 0 | 0
STWD | 12.81 | 13.02 | 12.82 | 12.82 | 12.82 | 10.97
WT | 28.31 | 2020.38 | 2020.38 | 2020.38 | 2009.66 | 320.47
IGCC | 0 | 0 | 0 | 0 | 0 | 0
DemandResponse | 0 | 0 | 0 | 0 | 0 | 0
IGCC-CCS | 0 | 0 | 0 | 0 | 0 | 0
WT_off | 0 | 0 | 0 | 0 | 0 | 0
PseudoUnit | 0 | 0 | 0 | 0 | 0 | 0
FixedInterchange | 0 | 0 | 0 | 0 | 0 | 0
Total Costs by Reporting Type: ERCOT
ReportingType | 2015 | 2020 | 2025 | 2030 | 2035 | 2040
BM | 65.66 | 65.83 | 69.59 | 138.01 | 3691.73 | 2858.49
CC | 14067.18 | 16162.22 | 15375.94 | 17170.83 | 11670.72 | 7050.55
CSP | 0 | 0 | 0 | 0 | 0 | 0
CT | 22.65 | 25.28 | 28.05 | 36 | 0 | 0
Coal | 3082.12 | 2367.89 | 1071.2 | 1142.12 | 1073.98 | 1083.1
Geo | 0 | 0 | 0 | 0 | 0 | 0
H | 8.05 | 8.05 | 8.05 | 8.05 | 8.05 | 8.05
LFG | 9.06 | 9.06 | 97.46 | 97.46 | 97.46 | 97.46
Nuc | 1007.36 | 1174.9 | 1203.03 | 2308.54 | 8488.64 | 12616.94
PS | 0 | 0 | 0 | 0 | 0 | 0
PV | 4.17 | 4.17 | 4.17 | 4.17 | 0.01 | 0.01
PeakG | 80.63 | 145.04 | 194.7 | 165.01 | 0 | 0
PeakO | 1.29 | 2 | 0 | 0 | 0 | 0
ST | 0 | 0 | 0 | 0 | 0 | 0
STOG | 832.6 | 782.27 | 74.78 | 0 | 0 | 0
STWD | 0 | 0 | 0 | 0 | 0 | 0
WT | 369.78 | 1174.36 | 3471.19 | 3471.19 | 3417.14 | 2958.12
IGCC | 0 | 0 | 0 | 0 | 0 | 0
DemandResponse | 0 | 3.47 | 67.89 | 66.55 | 65.38 | 29.52
IGCC-CCS | 0 | 0 | 0 | 0 | 0 | 0
WT_off | 0 | 0 | 0 | 0 | 0 | 0
PseudoUnit | 0 | 0 | 0 | 0 | 0 | 0
FixedInterchange | 0 | 0 | 0 | 0 | 0 | 0
Total Costs by Reporting Type: NP15
ReportingType | 2015 | 2020 | 2025 | 2030 | 2035 | 2040
BM | 0 | 0 | 0 | 0 | 822.14 | 821.3
CC | 3523.36 | 3942.27 | 3567.51 | 2981.48 | 1410.15 | 1133.96
CSP | 0 | 0 | 0 | 0 | 0 | 0
CT | 19.28 | 19.28 | 19.28 | 19.28 | 0 | 0
Coal | 96.08 | 0 | 0 | 0 | 0 | 0
Geo | 100.91 | 328.03 | 328.03 | 328.03 | 328.03 | 199.59
H | 125.7 | 125.7 | 125.7 | 125.7 | 125.7 | 125.7
LFG | 10.26 | 117.65 | 169.75 | 169.75 | 169.75 | 108.42
Nuc | 495.59 | 560.5 | 540.7 | 543.89 | 1609.48 | 1694.71
PS | 53.58 | 53.58 | 53.58 | 53.58 | 53.58 | 53.58
PV | 3.12 | 3.12 | 3.12 | 3.12 | 0.89 | 0.89
PeakG | 56.04 | 82.34 | 51.78 | 52.66 | 14.78 | 15.73
PeakO | 10.26 | 13.08 | 0 | 0 | 0 | 0
ST | 11.95 | 11.95 | 11.95 | 37.49 | 27.4 | 27.4
STOG | 116.99 | 0 | 0 | 0 | 0 | 0
STWD | 265.97 | 269.53 | 131.99 | 266.24 | 266.24 | 210.73
WT | 60.06 | 245.99 | 746.11 | 2180.79 | 2161.15 | 1999.55
IGCC | 0 | 0 | 0 | 0 | 0 | 0
DemandResponse | 0 | 0 | 0 | 0 | 0 | 0
IGCC-CCS | 0 | 0 | 0 | 0 | 0 | 0
WT_off | 0 | 0 | 0 | 0 | 0 | 0
PseudoUnit | 0 | 0 | 0 | 0 | 0 | 0
FixedInterchange | 0 | 0 | 0 | 0 | 0 | 0
Total Costs by Reporting Type: NWPP_Coal
ReportingType | 2015 | 2020 | 2025 | 2030 | 2035 | 2040
BM | 0 | 0 | 0 | 0 | 0 | 0
CC | 0 | 0 | 0 | 0 | 0 | 0
CSP | 0 | 0 | 0 | 0 | 0 | 0
CT | 0 | 0 | 0 | 0 | 0 | 0
Coal | 2927.5 | 2853.43 | 190.38 | 146.39 | 94.71 | 61.95
Geo | 0 | 0 | 0 | 0 | 0 | 0
H | 0 | 0 | 0 | 0 | 0 | 0
LFG | 0 | 0 | 0 | 0 | 0 | 0
Nuc | 0 | 0 | 0 | 0 | 0 | 0
PS | 0 | 0 | 0 | 0 | 0 | 0
PV | 0 | 0 | 0 | 0 | 0 | 0
PeakG | 0 | 0 | 0 | 0 | 0 | 0
PeakO | 0 | 0 | 0 | 0 | 0 | 0
ST | 0 | 0 | 0 | 0 | 0 | 0
STOG | 0 | 0 | 0 | 0 | 0 | 0
STWD | 0 | 0 | 0 | 0 | 0 | 0
WT | 0 | 0 | 0 | 0 | 0 | 0
IGCC | 0 | 0 | 0 | 0 | 0 | 0
DemandResponse | 0 | 0 | 0 | 0 | 0 | 0
IGCC-CCS | 0 | 0 | 0 | 0 | 0 | 0
WT_off | 0 | 0 | 0 | 0 | 0 | 0
PseudoUnit | 0 | 0 | 0 | 0 | 0 | 0
FixedInterchange | 0 | 0 | 0 | 0 | 0 | 0
Total Costs by Reporting Type: NWPP_Gas
ReportingType | 2015 | 2020 | 2025 | 2030 | 2035 | 2040
BM | 0 | 0 | 0 | 0 | 0 | 0
CC | 3067.82 | 3582.25 | 2872.62 | 2117.19 | 159.27 | 0
CSP | 0 | 0 | 0 | 0 | 0 | 0
CT | 14.02 | 14.02 | 14.02 | 14.02 | 0 | 0
Coal | 0 | 0 | 0 | 0 | 0 | 0
Geo | 0 | 0 | 0 | 0 | 0 | 0
H | 0 | 0 | 0 | 0 | 0 | 0
LFG | 0 | 0 | 0 | 0 | 0 | 0
Nuc | 0 | 0 | 0 | 0 | 0 | 0
PS | 0 | 0 | 0 | 0 | 0 | 0
PV | 0 | 0 | 0 | 0 | 0 | 0
PeakG | 0 | 0 | 0 | 0 | 0 | 0
PeakO | 0 | 0 | 0 | 0 | 0 | 0
ST | 0 | 0 | 0 | 0 | 0 | 0
STOG | 0 | 0 | 0 | 0 | 0 | 0
STWD | 0 | 0 | 0 | 0 | 0 | 0
WT | 0 | 0 | 0 | 0 | 0 | 0
IGCC | 0 | 0 | 0 | 0 | 0 | 0
DemandResponse | 0 | 0 | 0 | 0 | 0 | 0
IGCC-CCS | 0 | 0 | 0 | 0 | 0 | 0
WT_off | 0 | 0 | 0 | 0 | 0 | 0
PseudoUnit | 0 | 0 | 0 | 0 | 0 | 0
FixedInterchange | 0 | 0 | 0 | 0 | 0 | 0
Total Costs by Reporting Type: NWPP_NucRenew
ReportingType | 2015 | 2020 | 2025 | 2030 | 2035 | 2040
BM | 14.41 | 32.27 | 27.28 | 32.27 | 32.27 | 22.51
CC | 0 | 0 | 0 | 0 | 0 | 0
CSP | 0 | 0 | 0 | 0 | 0 | 0
CT | 0 | 0 | 0 | 0 | 0 | 0
Coal | 0 | 0 | 0 | 0 | 0 | 0
Geo | 59.68 | 68.38 | 205.12 | 205.12 | 188.18 | 183.59
H | 480.54 | 480.54 | 480.54 | 573.81 | 573.81 | 573.81
LFG | 19.15 | 19.15 | 81.54 | 81.54 | 77.93 | 77.93
Nuc | 256.71 | 258.17 | 262.7 | 748.97 | 3070.56 | 3131.02
PS | 6.12 | 6.12 | 6.12 | 6.12 | 6.12 | 6.12
PV | 0.04 | 0.04 | 0.04 | 0.04 | 0.04 | 0.04
PeakG | 0 | 0 | 0 | 0 | 0 | 0
PeakO | 0 | 0 | 0 | 0 | 0 | 0
ST | 0 | 0 | 0 | 0 | 0 | 0
STOG | 0 | 0 | 0 | 0 | 0 | 0
STWD | 17.98 | 22.6 | 19.73 | 329.12 | 329.12 | 164.89
WT | 411.2 | 411.2 | 4115.8 | 4144.18 | 3962.09 | 3962.09
IGCC | 0 | 0 | 0 | 0 | 0 | 0
DemandResponse | 0 | 0 | 0 | 0 | 0 | 0
IGCC-CCS | 0 | 0 | 0 | 0 | 0 | 0
WT_off | 0 | 0 | 0 | 0 | 0 | 0
PseudoUnit | 0 | 0 | 0 | 0 | 0 | 0
FixedInterchange | 0 | 0 | 0 | 0 | 0 | 0
Total Costs by Reporting Type: RMPA
ReportingType | 2015 | 2020 | 2025 | 2030 | 2035 | 2040
BM | 0 | 0 | 0 | 0 | 1287.29 | 1727.38
CC | 539.75 | 759.84 | 1248.41 | 1027.61 | 645.37 | 689.51
CSP | 0 | 0 | 0 | 0 | 0 | 0
CT | 16.21 | 16.21 | 16.37 | 16.42 | 0 | 0
Coal | 3056.57 | 2575.97 | 636.96 | 452.82 | 332.42 | 274.1
Geo | 0 | 0 | 861.08 | 861.08 | 861.08 | 861.08
H | 13.99 | 13.99 | 13.99 | 13.99 | 13.99 | 13.99
LFG | 1.09 | 1.09 | 8.49 | 8.49 | 8.29 | 8.29
Nuc | 0.01 | 0.01 | 153.52 | 1098.99 | 1099.01 | 1098.98
PS | 13.37 | 13.37 | 13.37 | 13.37 | 13.37 | 13.37
PV | 0.61 | 0.61 | 0.61 | 0.61 | 0.31 | 0.31
PeakG | 46.92 | 70.69 | 90.55 | 52.21 | 21.45 | 0
PeakO | 0 | 0 | 0 | 0 | 0 | 0
ST | 1.05 | 112.63 | 114.04 | 115.47 | 114.62 | 47.4
STOG | 0 | 0 | 0 | 0 | 0 | 0
STWD | 0 | 0 | 0 | 0 | 0 | 0
WT | 196.53 | 868.97 | 881.99 | 895.27 | 780.63 | 208.7
IGCC | 0 | 0 | 0 | 0 | 0 | 0
DemandResponse | 0 | 0 | 0 | 0 | 0 | 0
IGCC-CCS | 0 | 0 | 0 | 0 | 0 | 0
WT_off | 0 | 0 | 0 | 0 | 0 | 0
PseudoUnit | 0 | 0 | 0 | 0 | 0 | 0
FixedInterchange | 0 | 0 | 0 | 0 | 0 | 0
Total Costs by Reporting Type: SP15
ReportingType | 2015 | 2020 | 2025 | 2030 | 2035 | 2040
BM | 6.22 | 6.22 | 6.22 | 6.22 | 661 | 606
CC | 4552.03 | 4715.63 | 4377.54 | 4809.84 | 3066.99 | 3255.82
CSP | 0 | 0 | 0 | 0 | 0 | 0
CT | 0 | 0 | 0 | 0 | 0 | 0
Coal | 82.28 | 55.13 | 2.92 | 0 | 0 | 0
Geo | 99.95 | 585.17 | 585.17 | 575.49 | 575.49 | 328.75
H | 16.57 | 16.57 | 16.57 | 16.57 | 16.57 | 16.57
LFG | 28.48 | 185.55 | 185.55 | 185.38 | 184.03 | 94.59
Nuc | 508.22 | 539.82 | 519.92 | 1353.62 | 2806.22 | 2926.5
PS | 34.19 | 34.19 | 34.19 | 34.19 | 34.19 | 34.19
PV | 3.17 | 3.17 | 3.17 | 3.17 | 1.87 | 1.87
PeakG | 76.73 | 112.9 | 141.58 | 136.64 | 151.72 | 171.37
PeakO | 1.47 | 1.91 | 0 | 0 | 0 | 0
ST | 182.01 | 182.01 | 182.01 | 262.78 | 109.47 | 109.47
STOG | 394.55 | 281.44 | 0 | 0 | 0 | 0
STWD | 68.43 | 69.39 | 61.84 | 68.5 | 68.5 | 54.26
WT | 218.08 | 218.08 | 3186.68 | 3186.68 | 3039.7 | 3039.7
IGCC | 0 | 0 | 0 | 0 | 0 | 0
DemandResponse | 0 | 0 | 0 | 0 | 0 | 0
IGCC-CCS | 0 | 0 | 0 | 0 | 0 | 0
WT_off | 0 | 0 | 0 | 0 | 0 | 0
PseudoUnit | 0 | 0 | 0 | 0 | 0 | 0
FixedInterchange | 0 | 0 | 0 | 0 | 0 | 0
Total Costs by Reporting Type: ALB
ReportingType | 2015 | 2020 | 2025 | 2030 | 2035 | 2040
BM | 0 | 0 | 0 | 0 | 0 | 0
CC | 981.08 | 1164.29 | 1442.55 | 124.94 | 25.68 | 0
CSP | 0 | 0 | 0 | 0 | 0 | 0
CT | 18.05 | 18.05 | 18.05 | 18.05 | 0 | 0
Coal | 2152.26 | 2681.66 | 3663.83 | 162.31 | 162.31 | 165.44
Geo | 0 | 0 | 0 | 0 | 0 | 0
H | 12.99 | 12.99 | 12.99 | 12.99 | 12.99 | 12.99
LFG | 1.21 | 1.21 | 1.21 | 1.21 | 1.21 | 1.21
Nuc | 0.01 | 0.01 | 0.02 | 6024.28 | 6363.76 | 6363.74
PS | 0 | 0 | 0 | 0 | 0 | 0
PV | 0 | 0 | 0 | 0 | 0 | 0
PeakG | 17.25 | 8.4 | 0 | 0 | 0 | 0
PeakO | 0 | 0 | 0 | 0 | 0 | 0
ST | 0 | 0 | 0 | 0 | 0 | 0
STOG | 0 | 0 | 0 | 0 | 0 | 0
STWD | 5.58 | 46.61 | 93.47 | 93.47 | 93.47 | 93.47
WT | 25 | 25 | 25 | 46.67 | 44.63 | 44.63
IGCC | 0 | 0 | 0 | 0 | 0 | 0
DemandResponse | 0 | 0 | 0 | 0 | 0 | 0
IGCC-CCS | 0 | 0 | 0 | 0 | 0 | 0
WT_off | 0 | 0 | 0 | 0 | 0 | 0
PseudoUnit | 0 | 0 | 0 | 0 | 0 | 0
FixedInterchange | 0 | 0 | 0 | 0 | 0 | 0
Total Costs by Reporting Type: BC
ReportingType | 2015 | 2020 | 2025 | 2030 | 2035 | 2040
BM | 0 | 0 | 0 | 0 | 0 | 0
CC | 423.45 | 487.12 | 577.13 | 632.29 | 244.32 | 0
CSP | 0 | 0 | 0 | 0 | 0 | 0
CT | 0 | 0 | 0 | 0 | 0 | 0
Coal | 0 | 0 | 0 | 0 | 0 | 0
Geo | 0 | 0 | 0 | 0 | 0 | 0
H | 173.22 | 173.22 | 173.22 | 173.22 | 173.22 | 173.22
LFG | 2.9 | 2.9 | 2.9 | 2.9 | 2.9 | 2.9
Nuc | 0.01 | 0.01 | 0.01 | 0.08 | 0.08 | 0.04
PS | 0 | 0 | 0 | 0 | 0 | 0
PV | 0 | 0 | 0 | 0 | 0 | 0
PeakG | 0 | 0 | 0 | 0 | 0 | 0
PeakO | 0 | 0 | 0 | 0 | 0 | 0
ST | 0 | 0 | 0 | 0 | 0 | 0
STOG | 0 | 0 | 0 | 0 | 0 | 0
STWD | 16.34 | 83.75 | 199.25 | 296.27 | 296.27 | 296.27
WT | 40.15 | 40.15 | 40.15 | 77.3 | 44.69 | 44.69
IGCC | 0 | 0 | 0 | 0 | 0 | 0
DemandResponse | 0 | 0 | 0 | 0 | 0 | 0
IGCC-CCS | 0 | 0 | 0 | 0 | 0 | 0
WT_off | 0 | 0 | 0 | 0 | 0 | 0
PseudoUnit | 0 | 0 | 0 | 0 | 0 | 0
FixedInterchange | 0 | 0 | 0 | 0 | 0 | 0
Total Costs by Reporting Type: HQ_IESO
ReportingType | 2015 | 2020 | 2025 | 2030 | 2035 | 2040
BM | 0 | 0 | 0 | 0 | 0 | 0
CC | 0 | 0 | 0 | 0 | 0 | 0
CSP | 0 | 0 | 0 | 0 | 0 | 0
CT | 0 | 0 | 0 | 0 | 0 | 0
Coal | 0 | 0 | 0 | 0 | 0 | 0
Geo | 0 | 0 | 0 | 0 | 0 | 0
H | 0 | 0 | 0 | 0 | 0 | 0
LFG | 0 | 0 | 0 | 0 | 0 | 0
Nuc | 0.01 | 0.01 | 0.01 | 0.01 | 0.01 | 0.01
PS | 0 | 0 | 0 | 0 | 0 | 0
PV | 0 | 0 | 0 | 0 | 0 | 0
PeakG | 0 | 0 | 0 | 0 | 0 | 0
PeakO | 0 | 0 | 0 | 0 | 0 | 0
ST | 0 | 0 | 0 | 0 | 0 | 0
STOG | 0 | 0 | 0 | 0 | 0 | 0
STWD | 0 | 0 | 0 | 0 | 0 | 0
WT | 0 | 0 | 0 | 0 | 0 | 0
IGCC | 0 | 0 | 0 | 0 | 0 | 0
DemandResponse | 0 | 0 | 0 | 0 | 0 | 0
IGCC-CCS | 0 | 0 | 0 | 0 | 0 | 0
WT_off | 0 | 0 | 0 | 0 | 0 | 0
PseudoUnit | 0 | 0 | 226.87 | 438.66 | 438.66 | 594.63
FixedInterchange | 0 | 0 | 0 | 0 | 0 | 0
Total Costs by Reporting Type: HQ_NEISO
ReportingType | 2015 | 2020 | 2025 | 2030 | 2035 | 2040
BM | 0 | 0 | 0 | 0 | 0 | 0
CC | 0 | 0 | 0 | 0 | 0 | 0
CSP | 0 | 0 | 0 | 0 | 0 | 0
CT | 0 | 0 | 0 | 0 | 0 | 0
Coal | 0 | 0 | 0 | 0 | 0 | 0
Geo | 0 | 0 | 0 | 0 | 0 | 0
H | 0 | 0 | 0 | 0 | 0 | 0
LFG | 0 | 0 | 0 | 0 | 0 | 0
Nuc | 0.01 | 0.01 | 0.01 | 0.01 | 0.04 | 0.04
PS | 0 | 0 | 0 | 0 | 0 | 0
PV | 0 | 0 | 0 | 0 | 0 | 0
PeakG | 0 | 0 | 0 | 0 | 0 | 0
PeakO | 0 | 0 | 0 | 0 | 0 | 0
ST | 0 | 0 | 0 | 0 | 0 | 0
STOG | 0 | 0 | 0 | 0 | 0 | 0
STWD | 0 | 0 | 0 | 0 | 0 | 0
WT | 0 | 0 | 0 | 0 | 0 | 0
IGCC | 0 | 0 | 0 | 0 | 0 | 0
DemandResponse | 0 | 0 | 0 | 0 | 0 | 0
IGCC-CCS | 0 | 0 | 0 | 0 | 0 | 0
WT_off | 0 | 0 | 0 | 0 | 0 | 0
PseudoUnit | 0 | 0 | 348.17 | 348.17 | 348.17 | 348.17
FixedInterchange | 0 | 0 | 0 | 0 | 0 | 0
Total Costs by Reporting Type: HQ_NY
ReportingType | 2015 | 2020 | 2025 | 2030 | 2035 | 2040
BM | 0 | 0 | 0 | 0 | 0 | 0
CC | 0 | 0 | 0 | 0 | 0 | 0
CSP | 0 | 0 | 0 | 0 | 0 | 0
CT | 0 | 0 | 0 | 0 | 0 | 0
Coal | 0 | 0 | 0 | 0 | 0 | 0
Geo | 0 | 0 | 0 | 0 | 0 | 0
H | 0 | 0 | 0 | 0 | 0 | 0
LFG | 0 | 0 | 0 | 0 | 0 | 0
Nuc | 0.01 | 0.01 | 0.01 | 0.01 | 0.04 | 0.02
PS | 0 | 0 | 0 | 0 | 0 | 0
PV | 0 | 0 | 0 | 0 | 0 | 0
PeakG | 0 | 0 | 0 | 0 | 0 | 0
PeakO | 0 | 0 | 0 | 0 | 0 | 0
ST | 0 | 0 | 0 | 0 | 0 | 0
STOG | 0 | 0 | 0 | 0 | 0 | 0
STWD | 0 | 0 | 0 | 0 | 0 | 0
WT | 0 | 0 | 0 | 0 | 0 | 0
IGCC | 0 | 0 | 0 | 0 | 0 | 0
DemandResponse | 0 | 0 | 0 | 0 | 0 | 0
IGCC-CCS | 0 | 0 | 0 | 0 | 0 | 0
WT_off | 0 | 0 | 0 | 0 | 0 | 0
PseudoUnit | 0 | 777.14 | 777.14 | 777.14 | 777.14 | 777.14
FixedInterchange | 0 | 0 | 0 | 0 | 0 | 0
Total Costs by Reporting Type: MARITIMES
ReportingType | 2015 | 2020 | 2025 | 2030 | 2035 | 2040
BM | 0 | 0 | 0 | 0 | 0 | 0
CC | 0 | 0 | 0 | 0 | 0 | 0
CSP | 0 | 0 | 0 | 0 | 0 | 0
CT | 0 | 0 | 0 | 0 | 0 | 0
Coal | 0 | 0 | 0 | 0 | 0 | 0
Geo | 0 | 0 | 0 | 0 | 0 | 0
H | 0 | 0 | 0 | 0 | 0 | 0
LFG | 0 | 0 | 0 | 0 | 0 | 0
Nuc | 0.01 | 0.01 | 0.01 | 0.01 | 0.04 | 0.04
PS | 0 | 0 | 0 | 0 | 0 | 0
PV | 0 | 0 | 0 | 0 | 0 | 0
PeakG | 0 | 0 | 0 | 0 | 0 | 0
PeakO | 0 | 0 | 0 | 0 | 0 | 0
ST | 0 | 0 | 0 | 0 | 0 | 0
STOG | 0 | 0 | 0 | 0 | 0 | 0
STWD | 0 | 0 | 0 | 0 | 0 | 0
WT | 0 | 0 | 0 | 0 | 0 | 0
IGCC | 0 | 0 | 0 | 0 | 0 | 0
DemandResponse | 0 | 0 | 0 | 0 | 0 | 0
IGCC-CCS | 0 | 0 | 0 | 0 | 0 | 0
WT_off | 0 | 0 | 0 | 0 | 0 | 0
PseudoUnit | 0 | 163.52 | 163.52 | 163.52 | 163.52 | 163.52
FixedInterchange | 0 | 0 | 0 | 0 | 0 | 0
Total Costs by Reporting Type: All
ReportingType | 2015 | 2020 | 2025 | 2030 | 2035 | 2040
BM | 725.41 | 878 | 858.88 | 935.88 | 27478.5 | 30172.87
CC | 100100.25 | 114107.76 | 112241.09 | 98481.72 | 73521.03 | 40519.14
CSP | 0 | 0 | 0 | 0 | 0 | 0
CT | 645.86 | 850.33 | 914.52 | 627.09 | 40.21 | 10.85
Coal | 78387.05 | 38316.69 | 11903.16 | 7184.27 | 6630.97 | 6627.16
Geo | 264.49 | 985.53 | 2467.64 | 2457.96 | 2441.01 | 2061.26
H | 1511 | 2360.6 | 2784.43 | 3478.45 | 3593.29 | 3676.08
LFG | 530.65 | 1066.56 | 1641.28 | 1828.48 | 1804.36 | 1506.1
Nuc | 27257.77 | 31456.47 | 32657.68 | 68518.73 | 99925.4 | 141852.05
PS | 517.25 | 517.25 | 517.25 | 517.25 | 517.25 | 517.25
PV | 517.32 | 1106.04 | 1338 | 1360.31 | 1663.26 | 1107.58
PeakG | 2300.52 | 4011.22 | 4257.01 | 3184.62 | 2546.14 | 1926.5
PeakO | 512.75 | 612.88 | 451.57 | 267.55 | 117.49 | 63.45
ST | 294.26 | 529.65 | 591.72 | 692.62 | 539.79 | 416.82
STOG | 2749.72 | 2851.23 | 421.58 | 45.04 | 40.18 | 44.8
STWD | 1021.25 | 1130.88 | 1126.18 | 1970.89 | 2546.42 | 1899.4
WT | 6675.05 | 38889.24 | 63155.53 | 67118.33 | 65872.42 | 39174.1
IGCC | 464.46 | 500.49 | 292.77 | 255.35 | 246.83 | 247.12
DemandResponse | 0 | 3.47 | 118.82 | 112.48 | 111.06 | 217.16
IGCC-CCS | 0 | 0 | 0 | 0 | 0 | 0
WT_off | 244.41 | 253.04 | 1144.54 | 1144.54 | 2599.7 | 2731.09
PseudoUnit | 0 | 940.66 | 1515.69 | 1727.49 | 1727.49 | 1883.46
FixedInterchange | 0 | 0 | 0 | 0 | 0 | 0
Total Costs by Reporting Type: EI_US
ReportingType | 2015 | 2020 | 2025 | 2030 | 2035 | 2040
BM | 490.17 | 624.29 | 606.18 | 610.43 | 20832.16 | 19716.33
CC | 67773.72 | 77776.21 | 77713.38 | 65831.75 | 54037.73 | 28250.34
CSP | 0 | 0 | 0 | 0 | 0 | 0
CT | 439.24 | 641.54 | 689.61 | 399 | 40.21 | 10.85
Coal | 62981.94 | 25066.63 | 6311.12 | 5280.63 | 4967.55 | 5042.57
Geo | 3.95 | 3.95 | 3.95 | 3.95 | 3.95 | 3.95
H | 419.29 | 1065.69 | 1073.21 | 1382 | 1382 | 1382
LFG | 439.36 | 710.81 | 1059.7 | 1246.86 | 1232.01 | 1084.52
Nuc | 21188.81 | 25019.37 | 26003.38 | 49860.78 | 67253.37 | 104591.71
PS | 401.94 | 401.94 | 401.94 | 401.94 | 401.94 | 401.94
PV | 25.25 | 613.97 | 845.93 | 868.24 | 1657.32 | 1101.63
PeakG | 1944.5 | 3507.64 | 3778.41 | 2778.1 | 2358.18 | 1739.39
PeakO | 499.31 | 595.8 | 451.57 | 267.55 | 117.49 | 63.45
ST | 0 | 0 | 0 | 0 | 0 | 0
STOG | 1399.09 | 1787.53 | 346.8 | 45.04 | 40.18 | 44.8
STWD | 627.81 | 619.66 | 601.63 | 898.13 | 1473.85 | 1062.47
WT | 4605.62 | 33164.79 | 47947.92 | 50375.55 | 50309.72 | 26493.14
IGCC | 464.46 | 500.49 | 292.77 | 255.35 | 246.83 | 247.12
DemandResponse | 0 | 0 | 34.44 | 38.76 | 28.92 | 168.73
IGCC-CCS | 0 | 0 | 0 | 0 | 0 | 0
WT_off | 244.41 | 253.04 | 1144.54 | 1144.54 | 2599.7 | 2731.09
PseudoUnit | 0 | 940.66 | 1288.83 | 1288.83 | 1288.83 | 1288.83
FixedInterchange | 0 | 0 | 0 | 0 | 0 | 0
Total Costs by Reporting Type: EI_Canada
ReportingType | 2015 | 2020 | 2025 | 2030 | 2035 | 2040
BM | 148.95 | 149.38 | 149.6 | 148.95 | 151.92 | 151.65
CC | 1019.03 | 1131.63 | 353.01 | 230.83 | 226.47 | 18.17
CSP | 0 | 0 | 0 | 0 | 0 | 0
CT | 47.77 | 45.31 | 44.26 | 44.26 | 0 | 0
Coal | 92.75 | 0 | 0 | 0 | 0 | 0
Geo | 0 | 0 | 0 | 0 | 0 | 0
H | 216.06 | 419.26 | 835.58 | 1127.53 | 1242.37 | 1325.16
LFG | 18.31 | 18.31 | 18.31 | 18.5 | 14.4 | 14.4
Nuc | 2990.32 | 3007.75 | 3062.22 | 3080.31 | 2836.59 | 3030.72
PS | 2.92 | 2.92 | 2.92 | 2.92 | 2.92 | 2.92
PV | 450.64 | 450.64 | 450.64 | 450.64 | 0.44 | 0.44
PeakG | 14.47 | 20.35 | 0 | 0 | 0 | 0
PeakO | 0.09 | 0.09 | 0 | 0 | 0 | 0
ST | 0 | 0 | 0 | 0 | 0 | 0
STOG | 6.49 | 0 | 0 | 0 | 0 | 0
STWD | 6.33 | 6.33 | 5.44 | 6.33 | 6.14 | 6.33
WT | 720.31 | 720.31 | 720.31 | 720.31 | 103.02 | 103.02
IGCC | 0 | 0 | 0 | 0 | 0 | 0
DemandResponse | 0 | 0 | 0 | 0 | 0 | 0
IGCC-CCS | 0 | 0 | 0 | 0 | 0 | 0
WT_off | 0 | 0 | 0 | 0 | 0 | 0
PseudoUnit | 0 | 0 | 226.87 | 438.66 | 438.66 | 594.63
FixedInterchange | 0 | 0 | 0 | 0 | 0 | 0
Total Costs by Reporting Type: EI
ReportingType | 2015 | 2020 | 2025 | 2030 | 2035 | 2040
BM | 639.12 | 773.67 | 755.78 | 759.38 | 20984.08 | 19867.98
CC | 68792.75 | 78907.83 | 78066.38 | 66062.58 | 54264.2 | 28268.51
CSP | 0 | 0 | 0 | 0 | 0 | 0
CT | 487.01 | 686.84 | 733.87 | 443.26 | 40.21 | 10.85
Coal | 63074.69 | 25066.63 | 6311.12 | 5280.63 | 4967.55 | 5042.57
Geo | 3.95 | 3.95 | 3.95 | 3.95 | 3.95 | 3.95
H | 635.35 | 1484.95 | 1908.78 | 2509.52 | 2624.37 | 2707.15
LFG | 457.66 | 729.12 | 1078 | 1265.37 | 1246.41 | 1098.92
Nuc | 24179.13 | 28027.11 | 29065.6 | 52941.09 | 70089.96 | 107622.43
PS | 404.86 | 404.86 | 404.86 | 404.86 | 404.86 | 404.86
PV | 475.89 | 1064.6 | 1296.57 | 1318.88 | 1657.76 | 1102.07
PeakG | 1958.97 | 3527.99 | 3778.41 | 2778.1 | 2358.18 | 1739.39
PeakO | 499.4 | 595.89 | 451.57 | 267.55 | 117.49 | 63.45
ST | 0 | 0 | 0 | 0 | 0 | 0
STOG | 1405.58 | 1787.53 | 346.8 | 45.04 | 40.18 | 44.8
STWD | 634.15 | 625.99 | 607.07 | 904.47 | 1479.99 | 1068.81
WT | 5325.94 | 33885.11 | 48668.23 | 51095.86 | 50412.73 | 26596.15
IGCC | 464.46 | 500.49 | 292.77 | 255.35 | 246.83 | 247.12
DemandResponse | 0 | 0 | 34.44 | 38.76 | 28.92 | 168.73
IGCC-CCS | 0 | 0 | 0 | 0 | 0 | 0
WT_off | 244.41 | 253.04 | 1144.54 | 1144.54 | 2599.7 | 2731.09
PseudoUnit | 0 | 940.66 | 1515.69 | 1727.49 | 1727.49 | 1883.46
FixedInterchange | 0 | 0 | 0 | 0 | 0 | 0
Total Costs by Reporting Type: Outside_EI
ReportingType | 2015 | 2020 | 2025 | 2030 | 2035 | 2040
BM | 86.3 | 104.33 | 103.09 | 176.5 | 6494.43 | 10304.89
CC | 31307.5 | 35199.93 | 34174.71 | 32419.14 | 19256.83 | 12250.63
CSP | 0 | 0 | 0 | 0 | 0 | 0
CT | 158.85 | 163.49 | 180.64 | 183.84 | 0 | 0
Coal | 15312.36 | 13250.07 | 5592.04 | 1903.64 | 1663.42 | 1584.59
Geo | 260.54 | 981.58 | 2463.69 | 2454 | 2437.06 | 2057.3
H | 875.65 | 875.65 | 875.65 | 968.93 | 968.93 | 968.93
LFG | 72.99 | 337.45 | 563.28 | 563.11 | 557.95 | 407.18
Nuc | 3078.63 | 3429.35 | 3592.09 | 15577.64 | 29835.44 | 34229.62
PS | 112.39 | 112.39 | 112.39 | 112.39 | 112.39 | 112.39
PV | 41.43 | 41.43 | 41.43 | 41.43 | 5.51 | 5.51
PeakG | 341.55 | 483.23 | 478.61 | 406.52 | 187.96 | 187.1
PeakO | 13.36 | 17 | 0 | 0 | 0 | 0
ST | 294.26 | 529.65 | 591.72 | 692.62 | 539.79 | 416.82
STOG | 1344.14 | 1063.71 | 74.78 | 0 | 0 | 0
STWD | 387.1 | 504.88 | 519.1 | 1066.43 | 1066.43 | 830.59
WT | 1349.12 | 5004.14 | 14487.3 | 16022.47 | 15459.69 | 12577.95
IGCC | 0 | 0 | 0 | 0 | 0 | 0
DemandResponse | 0 | 3.47 | 84.38 | 73.72 | 82.14 | 48.43
IGCC-CCS | 0 | 0 | 0 | 0 | 0 | 0
WT_off | 0 | 0 | 0 | 0 | 0 | 0
PseudoUnit | 0 | 0 | 0 | 0 | 0 | 0
FixedInterchange | 0 | 0 | 0 | 0 | 0 | 0
#15 A | 0.01: RPS Generation Compliance Payments ($)
RPS Program | 2015 | 2020 | 2025 | 2030 | 2035 | 2040
NEISO | 0 | 0 | 0 | 0 | 0 | 0
CA | 1498.87 | 0 | 0 | 0 | 0 | 0
NWPP | 0 | 0 | 0 | 0 | 0 | 0
PJM | 0 | 127.88 | 0 | 0 | 0 | 0
US_EI | 0 | 0 | 0 | 0 | 0 | 0
US_WECC | 0 | 0 | 0 | 0 | 0 | 0
US_ERCOT | 0 | 0 | 0 | 0 | 0 | 0
PJM_Solar | 357.15 | 0 | 0 | 0 | 0 | 0
MA_Solar | 148.48 | 0 | 0 | 0 | 0 | 0
NH_Solar | 10.01 | 0 | 0 | 0 | 0 | 0
MRETS_Solar | 0 | 0 | 0 | 0 | 0 | 0
AZNMSNV | 208.15 | 0 | 0 | 0 | 0 | 0
AZNMSNV_Solar | 48.02 | 0 | 0 | 0 | 0 | 0
MRETS | 0 | 0 | 0 | 0 | 0 | 0
MI | 28.48 | 0 | 0 | 0 | 0 | 0
Ohio | 0 | 0 | 0 | 0 | 0 | 0
Ohio_Solar | 54.6 | 0 | 0 | 0 | 0 | 0
MOKSOKNE | 125.09 | 0 | 0 | 0 | 0 | 0
MO_Solar | 28.06 | 0 | 0 | 0 | 0 | 0
NC | 703.4 | 0 | 0 | 0 | 0 | 0
NC_Solar | 24.37 | 0 | 0 | 0 | 0 | 0
CO | 18.63 | 0 | 0 | 0 | 0 | 0
CO_Solar | 182.4 | 0 | 0 | 0 | 0 | 0
NY | 2.25 | 0 | 0 | 0 | 0 | 0
TX | 0 | 0 | 0 | 0 | 0 | 0
#15 B | 0.01: RPS Capacity Compliance Payments ($)
RPS Program | 2015 | 2020 | 2025 | 2030 | 2035 | 2040
NEISO | 0 | 0 | 0 | 0 | 0 | 0
CA | 0 | 0 | 0 | 0 | 0 | 0
NWPP | 0 | 0 | 0 | 0 | 0 | 0
PJM | 0 | 0 | 0 | 0 | 0 | 0
US_EI | 0 | 0 | 0 | 0 | 0 | 0
US_WECC | 0 | 0 | 0 | 0 | 0 | 0
US_ERCOT | 0 | 0 | 0 | 0 | 0 | 0
PJM_Solar | 0 | 0 | 0 | 0 | 0 | 0
MA_Solar | 0 | 0 | 0 | 0 | 0 | 0
NH_Solar | 0 | 0 | 0 | 0 | 0 | 0
MRETS_Solar | 0 | 0 | 0 | 0 | 0 | 0
AZNMSNV | 0 | 0 | 0 | 0 | 0 | 0
AZNMSNV_Solar | 0 | 0 | 0 | 0 | 0 | 0
MRETS | 0 | 0 | 0 | 0 | 0 | 0
MI | 0 | 0 | 0 | 0 | 0 | 0
Ohio | 0 | 0 | 0 | 0 | 0 | 0
Ohio_Solar | 0 | 0 | 0 | 0 | 0 | 0
MOKSOKNE | 0 | 0 | 0 | 0 | 0 | 0
MO_Solar | 0 | 0 | 0 | 0 | 0 | 0
NC | 0 | 0 | 0 | 0 | 0 | 0
NC_Solar | 0 | 0 | 0 | 0 | 0 | 0
CO | 0 | 0 | 0 | 0 | 0 | 0
CO_Solar | 0 | 0 | 0 | 0 | 0 | 0
NY | 0 | 0 | 0 | 0 | 0 | 0
TX | 0 | 0 | 0 | 0 | 0 | 0
#16a | 0.01: Transmission Costs ($million) [excludes shadow cost]
Transmission Costs: Entergy
Cost | 2015 | 2020 | 2025 | 2030 | 2035 | 2040
a. Wheel Share | 5.04 | 86.35 | 101.55 | 111.58 | 111.24 | 118.18
b. Friction Share | 7.3 | 131.95 | 155.41 | 171.45 | 169.24 | 178.15
Transmission Costs: FRCC
Cost | 2015 | 2020 | 2025 | 2030 | 2035 | 2040
a. Wheel Share | 1.97 | 2.34 | 1.21 | 1.33 | 3.89 | 33.37
b. Friction Share | 1.97 | 2.34 | 1.21 | 2.21 | 4.1 | 36.01
Transmission Costs: MAPP_US
Cost | 2015 | 2020 | 2025 | 2030 | 2035 | 2040
a. Wheel Share | 2.27 | 15.22 | 24 | 28.03 | 43.4 | 31.36
b. Friction Share | 1.79 | 12.45 | 21.5 | 24.65 | 39.48 | 30.92
Transmission Costs: MISO_IN
Cost | 2015 | 2020 | 2025 | 2030 | 2035 | 2040
a. Wheel Share | 1.68 | 10.6 | 61.85 | 23.33 | 5.04 | 2.1
b. Friction Share | 2.91 | 6.8 | 40.34 | 18.98 | 10.47 | 3.59
Transmission Costs: MISO_MI
Cost | 2015 | 2020 | 2025 | 2030 | 2035 | 2040
a. Wheel Share | 14.1 | 23.49 | 21.82 | 27.37 | 27.37 | 24.85
b. Friction Share | 35.53 | 58.94 | 55.75 | 72.29 | 71.14 | 65.08
Transmission Costs: MISO_MO-IL
Cost | 2015 | 2020 | 2025 | 2030 | 2035 | 2040
a. Wheel Share | 1.04 | 24.25 | 64.35 | 71.95 | 51.79 | 42.48
b. Friction Share | 2.38 | 32.82 | 61.15 | 76.36 | 63.63 | 59.55
Transmission Costs: MISO_W
Cost | 2015 | 2020 | 2025 | 2030 | 2035 | 2040
a. Wheel Share | 2.02 | 33.06 | 44.6 | 50.88 | 60.29 | 50.05
b. Friction Share | 4.82 | 159.82 | 214.3 | 222.47 | 224.61 | 210.78
Transmission Costs: MISO_WUMS
Cost | 2015 | 2020 | 2025 | 2030 | 2035 | 2040
a. Wheel Share | 0 | 0 | 0 | 0 | 0 | 0
b. Friction Share | 6.45 | 2.78 | 11.78 | 6.67 | 4.59 | 4.35
Transmission Costs: Nebraska
Cost | 2015 | 2020 | 2025 | 2030 | 2035 | 2040
a. Wheel Share | 2.15 | 25.32 | 34.34 | 35.11 | 38.29 | 38.31
b. Friction Share | 2.07 | 38.05 | 51.57 | 52.72 | 57.47 | 57.38
Transmission Costs: NEISO
Cost | 2015 | 2020 | 2025 | 2030 | 2035 | 2040
a. Wheel Share | 0 | 0 | 0 | 0 | 0 | 0
b. Friction Share | 3.57 | 6.87 | 16.48 | 22.52 | 23.75 | 21.54
Transmission Costs: NonRTO_Midwest
Cost | 2015 | 2020 | 2025 | 2030 | 2035 | 2040
a. Wheel Share | 1.71 | 10.62 | 61.9 | 23.38 | 7.31 | 6.34
b. Friction Share | 1.05 | 6.38 | 37.2 | 14.08 | 9.26 | 8.4
Transmission Costs: NYISO_A-F
Cost | 2015 | 2020 | 2025 | 2030 | 2035 | 2040
a. Wheel Share | 18.84 | 19.26 | 28.72 | 36.55 | 30.03 | 27.89
b. Friction Share | 45.98 | 43.07 | 47.91 | 60.7 | 38.26 | 37.85
Transmission Costs: NYISO_G-I
Cost | 2015 | 2020 | 2025 | 2030 | 2035 | 2040
a. Wheel Share | 0.5 | 4.08 | 5.94 | 14.45 | 9.06 | 6.34
b. Friction Share | 1.45 | 4.24 | 8.73 | 15.33 | 12.77 | 10.84
Transmission Costs: NYISO_J-K
Cost | 2015 | 2020 | 2025 | 2030 | 2035 | 2040
a. Wheel Share | 0.09 | 0.68 | 0.86 | 0.88 | 0.67 | 1.84
b. Friction Share | 2.37 | 4.1 | 11.32 | 12.47 | 13.34 | 13.7
Transmission Costs: PJM_E
Cost | 2015 | 2020 | 2025 | 2030 | 2035 | 2040
a. Wheel Share | 0.59 | 4.76 | 6.8 | 15.33 | 9.73 | 8.18
b. Friction Share | 0.41 | 2.98 | 4.25 | 9.33 | 6.28 | 6.67
Transmission Costs: PJM_ROM
Cost | 2015 | 2020 | 2025 | 2030 | 2035 | 2040
a. Wheel Share | 1.06 | 3.95 | 13.35 | 18.74 | 21.9 | 19.77
b. Friction Share | 1.04 | 2.72 | 8.36 | 11.58 | 13.61 | 13.7
Transmission Costs: PJM_ROR
Cost | 2015 | 2020 | 2025 | 2030 | 2035 | 2040
a. Wheel Share | 20.97 | 39.46 | 50.99 | 20.46 | 11.29 | 22.99
b. Friction Share | 33.51 | 158.22 | 226.88 | 200.55 | 190.13 | 199.38
Transmission Costs: SOCO
Cost | 2015 | 2020 | 2025 | 2030 | 2035 | 2040
a. Wheel Share | 7.4 | 22.15 | 21.54 | 21.45 | 14.02 | 39.62
b. Friction Share | 11.21 | 32.11 | 33.3 | 35.51 | 21.68 | 45.44
Transmission Costs: SPP_N
Cost | 2015 | 2020 | 2025 | 2030 | 2035 | 2040
a. Wheel Share | 1.15 | 77.06 | 81.72 | 94.18 | 96.08 | 97.75
b. Friction Share | 1.25 | 115.73 | 122.45 | 141.19 | 144.2 | 146.09
Transmission Costs: SPP_S
Cost | 2015 | 2020 | 2025 | 2030 | 2035 | 2040
a. Wheel Share | 0.75 | 22.07 | 33.01 | 34.72 | 37.45 | 37.85
b. Friction Share | 1.28 | 33.18 | 49.68 | 52.19 | 56.26 | 56.86
Transmission Costs: TVA
Cost | 2015 | 2020 | 2025 | 2030 | 2035 | 2040
a. Wheel Share | 1.23 | 1.45 | 0.14 | 0.06 | 0.7 | 4.34
b. Friction Share | 1.55 | 1.86 | 0.36 | 0.23 | 0.96 | 5.48
Transmission Costs: TVA_Transmission
Cost | 2015 | 2020 | 2025 | 2030 | 2035 | 2040
a. Wheel Share | 2.59 | 27.27 | 71.69 | 55.62 | 37.66 | 43.13
b. Friction Share | 2.59 | 28.98 | 57.22 | 44.45 | 35.52 | 53.38
Transmission Costs: VACAR
Cost | 2015 | 2020 | 2025 | 2030 | 2035 | 2040
a. Wheel Share | 19.38 | 28 | 30.59 | 20.34 | 10.14 | 10.03
b. Friction Share | 20.47 | 28.4 | 30.83 | 23.13 | 20.02 | 21.12
Transmission Costs: IESO
Cost | 2015 | 2020 | 2025 | 2030 | 2035 | 2040
a. Wheel Share | 33.55 | 42.43 | 40.66 | 51.48 | 39.61 | 34.28
b. Friction Share | 83.9 | 106.09 | 100.13 | 120.61 | 98.91 | 85.48
Transmission Costs: MAPP_CA
Cost | 2015 | 2020 | 2025 | 2030 | 2035 | 2040
a. Wheel Share | 1.25 | 3.06 | 3.23 | 6.8 | 6.29 | 3.07
b. Friction Share | 3.03 | 6.44 | 5.22 | 6.33 | 8.8 | 2.58
Transmission Costs: AZ_NM_SNV_Coal
Cost | 2015 | 2020 | 2025 | 2030 | 2035 | 2040
a. Wheel Share | 21.14 | 30.23 | 4.39 | 1.42 | 9.6 | 11.12
b. Friction Share | 35.69 | 51.04 | 8.12 | 3.18 | 16.82 | 19.37
Transmission Costs: AZ_NM_SNV_Gas
Cost | 2015 | 2020 | 2025 | 2030 | 2035 | 2040
a. Wheel Share | 21.67 | 8.33 | 1.78 | 3.01 | 0.43 | 0.16
b. Friction Share | 36.42 | 14.2 | 3.31 | 5.21 | 0.8 | 0.27
Transmission Costs: AZ_NM_SNV_NucRenew
Cost | 2015 | 2020 | 2025 | 2030 | 2035 | 2040
a. Wheel Share | 25.18 | 20.21 | 14.37 | 16.19 | 27.69 | 46.79
b. Friction Share | 42.11 | 34.04 | 24.4 | 27.59 | 46.9 | 78.82
Transmission Costs: ERCOT
Cost | 2015 | 2020 | 2025 | 2030 | 2035 | 2040
a. Wheel Share | 0.24 | 4.29 | 5.52 | 5.41 | 5.44 | 5.44
b. Friction Share | 0.36 | 6.43 | 8.35 | 8.11 | 8.2 | 8.21
Transmission Costs: NP15
Cost | 2015 | 2020 | 2025 | 2030 | 2035 | 2040
a. Wheel Share | 2.19 | 1.24 | 0.95 | 1.22 | 0.94 | 1.25
b. Friction Share | 3.7 | 2.16 | 1.66 | 2.13 | 1.64 | 2.16
Transmission Costs: NWPP_Coal
Cost | 2015 | 2020 | 2025 | 2030 | 2035 | 2040
a. Wheel Share | 29.36 | 37.49 | 18.42 | 8.53 | 43.38 | 33.2
b. Friction Share | 50.19 | 63.75 | 32.18 | 15.67 | 73.77 | 56.79
Transmission Costs: NWPP_Gas
Cost | 2015 | 2020 | 2025 | 2030 | 2035 | 2040
a. Wheel Share | 0 | 0 | 0 | 0 | 0 | 0
b. Friction Share | 0.3 | 0.3 | 0.22 | 0.13 | 0.01 | 0
Transmission Costs: NWPP_NucRenew
Cost | 2015 | 2020 | 2025 | 2030 | 2035 | 2040
a. Wheel Share | 0 | 0 | 0 | 0 | 0 | 0
b. Friction Share | 0.96 | 0.97 | 1.26 | 1.32 | 1.46 | 1.45
Transmission Costs: RMPA
Cost | 2015 | 2020 | 2025 | 2030 | 2035 | 2040
a. Wheel Share | 1.03 | 9.23 | 9.66 | 9.9 | 13.45 | 11.08
b. Friction Share | 1.67 | 11.11 | 10.95 | 11.47 | 18.13 | 15.83
Transmission Costs: SP15
Cost | 2015 | 2020 | 2025 | 2030 | 2035 | 2040
a. Wheel Share | 92.78 | 72.18 | 28.66 | 23.96 | 43.24 | 53.7
b. Friction Share | 154.68 | 120.38 | 47.85 | 40.03 | 72.12 | 89.56
Transmission Costs: ALB
Cost | 2015 | 2020 | 2025 | 2030 | 2035 | 2040
a. Wheel Share | 3.43 | 1.59 | 1.88 | 2.8 | 9.53 | 9.91
b. Friction Share | 5.71 | 2.66 | 3.14 | 4.66 | 15.88 | 16.52
Transmission Costs: BC
Cost | 2015 | 2020 | 2025 | 2030 | 2035 | 2040
a. Wheel Share | 3.48 | 2.13 | 2.3 | 2.98 | 26.3 | 25.34
b. Friction Share | 5.8 | 3.56 | 3.84 | 4.96 | 43.83 | 42.23
Transmission Costs: HQ_IESO
Cost | 2015 | 2020 | 2025 | 2030 | 2035 | 2040
a. Wheel Share | 0 | 0 | 0 | 0 | 0 | 0
b. Friction Share | 0.01 | 0.01 | 0.04 | 0.06 | 0.06 | 0.08
Transmission Costs: HQ_NEISO
Cost | 2015 | 2020 | 2025 | 2030 | 2035 | 2040
a. Wheel Share | 0 | 0 | 0 | 0 | 0 | 0
b. Friction Share | 0.11 | 0.11 | 0.15 | 0.15 | 0.15 | 0.15
Transmission Costs: HQ_NY
Cost | 2015 | 2020 | 2025 | 2030 | 2035 | 2040
a. Wheel Share | 0 | 0 | 0 | 0 | 0 | 0
b. Friction Share | 0.03 | 0.12 | 0.12 | 0.12 | 0.12 | 0.12
Transmission Costs: MARITIMES
Cost | 2015 | 2020 | 2025 | 2030 | 2035 | 2040
a. Wheel Share | 0 | 0 | 0 | 0 | 0 | 0
b. Friction Share | 0.05 | 0.07 | 0.07 | 0.07 | 0.07 | 0.07
Transmission Costs: All
Cost | 2015 | 2020 | 2025 | 2030 | 2035 | 2040
a. Wheel Share | 341.83 | 713.85 | 892.81 | 839.43 | 853.26 | 902.14
b. Friction Share | 617.69 | 1338.23 | 1518.96 | 1542.83 | 1638.44 | 1705.99
Transmission Costs: EI_US
Cost | 2015 | 2020 | 2025 | 2030 | 2035 | 2040
a. Wheel Share | 106.53 | 481.44 | 760.98 | 705.75 | 627.36 | 666.78
b. Friction Share | 193.13 | 915.09 | 1268.29 | 1291.37 | 1231.08 | 1286.62
Transmission Costs: EI_Canada
Cost | 2015 | 2020 | 2025 | 2030 | 2035 | 2040
a. Wheel Share | 34.81 | 45.49 | 43.89 | 58.27 | 45.9 | 37.36
b. Friction Share | 86.94 | 112.55 | 105.4 | 127.01 | 107.78 | 88.14
Transmission Costs: EI
Cost | 2015 | 2020 | 2025 | 2030 | 2035 | 2040
a. Wheel Share | 141.34 | 526.92 | 804.87 | 764.02 | 673.26 | 704.13
b. Friction Share | 280.08 | 1027.64 | 1373.68 | 1418.38 | 1338.86 | 1374.76
Transmission Costs: Outside_EI
Cost | 2015 | 2020 | 2025 | 2030 | 2035 | 2040
a. Wheel Share | 200.49 | 186.92 | 87.93 | 75.4 | 180 | 198.01
b. Friction Share | 337.62 | 310.6 | 145.27 | 124.45 | 299.58 | 331.23

## Capacity
#1 | New Build Capacity (MW)
New Build Capacity by Reporting Type: Entergy
ReportingType | 2015 | 2020 | 2025 | 2030 | 2035 | 2040
BM | 0 | 0 | 0 | 0 | 0 | 2186.86
CC | 209.34 | 1608.77 | 0 | 0 | 0 | 0
CSP | 0 | 0 | 0 | 0 | 0 | 0
CT | 0 | 0 | 0 | 0 | 0 | 0
Coal | 720 | 0 | 0 | 0 | 0 | 0
Geo | 0 | 0 | 0 | 0 | 0 | 0
H | 0 | 0 | 0 | 1109 | 0 | 0
LFG | 0 | 0 | 107.4 | 0 | 0 | 0
Nuc | 170 | 0 | 0 | 0 | 0 | 0
PS | 0 | 0 | 0 | 0 | 0 | 0
PV | 0.29 | 58.08 | 26.57 | 0 | 0 | 0
PeakG | 0 | 0 | 0 | 0 | 0 | 0
PeakO | 0 | 0 | 0 | 0 | 0 | 0
ST | 0 | 0 | 0 | 0 | 0 | 0
STOG | 0 | 0 | 0 | 0 | 0 | 0
STWD | 0 | 0 | 0 | 0 | 0 | 0
WT | 0 | 0 | 100 | 2300 | 0 | 0
IGCC | 0 | 0 | 0 | 0 | 0 | 0
DemandResponse | 0 | 0 | 0 | 0 | 0 | 0
IGCC-CCS | 0 | 0 | 0 | 0 | 0 | 0
WT_off | 0 | 0 | 0 | 0 | 0 | 0
PseudoUnit | 0 | 0 | 0 | 0 | 0 | 0
FixedInterchange | 0 | 0 | 0 | 0 | 0 | 0
New Build Capacity by Reporting Type: FRCC
ReportingType | 2015 | 2020 | 2025 | 2030 | 2035 | 2040
BM | 0 | 0 | 0 | 0 | 2001.91 | 0
CC | 10598.77 | 0 | 0 | 0 | 0 | 0
CSP | 0 | 0 | 0 | 0 | 0 | 0
CT | 2480 | 0 | 0 | 0 | 0 | 0
Coal | 0 | 0 | 0 | 0 | 0 | 0
Geo | 0 | 0 | 0 | 0 | 0 | 0
H | 0 | 0 | 0 | 0 | 0 | 0
LFG | 0 | 0 | 198 | 0 | 0 | 0
Nuc | 229.33 | 0 | 1549.66 | 16016.33 | 2919.84 | 4817.15
PS | 0 | 0 | 0 | 0 | 0 | 0
PV | 0 | 0 | 0 | 0 | 0 | 0
PeakG | 0 | 0 | 0 | 0 | 0 | 0
PeakO | 0 | 0 | 0 | 0 | 0 | 0
ST | 0 | 0 | 0 | 0 | 0 | 0
STOG | 0 | 0 | 0 | 0 | 0 | 0
STWD | 0 | 0 | 0 | 0 | 0 | 0
WT | 0 | 0 | 0 | 0 | 0 | 0
IGCC | 0 | 0 | 0 | 0 | 0 | 0
DemandResponse | 0 | 0 | 0 | 0 | 0 | 0
IGCC-CCS | 0 | 0 | 0 | 0 | 0 | 0
WT_off | 0 | 0 | 0 | 0 | 0 | 0
PseudoUnit | 0 | 0 | 0 | 0 | 0 | 0
FixedInterchange | 0 | 0 | 0 | 0 | 0 | 0
New Build Capacity by Reporting Type: MAPP_US
ReportingType | 2015 | 2020 | 2025 | 2030 | 2035 | 2040
BM | 0 | 0 | 0 | 0 | 0 | 0
CC | 0 | 0 | 0 | 0 | 0 | 0
CSP | 0 | 0 | 0 | 0 | 0 | 0
CT | 308.3 | 0 | 0 | 0 | 0 | 0
Coal | 0 | 0 | 0 | 0 | 0 | 0
Geo | 0 | 0 | 0 | 0 | 0 | 0
H | 0 | 0 | 0 | 0 | 0 | 0
LFG | 0 | 0 | 0 | 71.67 | 0 | 0
Nuc | 0 | 0 | 0 | 0 | 0 | 0
PS | 0 | 0 | 0 | 0 | 0 | 0
PV | 0 | 0 | 0 | 0 | 0 | 0
PeakG | 0 | 0 | 0 | 0 | 0 | 0
PeakO | 0 | 0 | 0 | 0 | 0 | 0
ST | 0 | 0 | 0 | 0 | 0 | 0
STOG | 0 | 0 | 0 | 0 | 0 | 0
STWD | 0 | 0 | 0 | 0 | 0 | 0
WT | 421.3 | 4124.92 | 0 | 0 | 0 | 0
IGCC | 0 | 0 | 0 | 0 | 0 | 0
DemandResponse | 0 | 0 | 0 | 0 | 0 | 0
IGCC-CCS | 0 | 0 | 0 | 0 | 0 | 0
WT_off | 0 | 0 | 0 | 0 | 0 | 0
PseudoUnit | 0 | 0 | 0 | 0 | 0 | 0
FixedInterchange | 0 | 0 | 0 | 0 | 0 | 0
New Build Capacity by Reporting Type: MISO_IN
ReportingType | 2015 | 2020 | 2025 | 2030 | 2035 | 2040
BM | 0 | 0 | 0 | 0 | 0 | 0
CC | 5417.6 | 4789.92 | 0 | 0 | 0 | 0
CSP | 0 | 0 | 0 | 0 | 0 | 0
CT | 0 | 0 | 0 | 0 | 0 | 0
Coal | 0 | 0 | 0 | 0 | 0 | 0
Geo | 0 | 0 | 0 | 0 | 0 | 0
H | 0 | 0 | 0 | 0 | 0 | 0
LFG | 0 | 0 | 80.12 | 0 | 0 | 0
Nuc | 0 | 0 | 0 | 0 | 0 | 0
PS | 0 | 0 | 0 | 0 | 0 | 0
PV | 0 | 217.17 | 118.57 | 0 | 0 | 0
PeakG | 0 | 0 | 0 | 0 | 0 | 0
PeakO | 0 | 0 | 0 | 0 | 0 | 0
ST | 0 | 0 | 0 | 0 | 0 | 0
STOG | 0 | 0 | 0 | 0 | 0 | 0
STWD | 0 | 0 | 0 | 0 | 0 | 0
WT | 0 | 0 | 31047.87 | 0 | 0 | 0
IGCC | 618 | 0 | 0 | 0 | 0 | 0
DemandResponse | 0 | 0 | 0 | 0 | 0 | 0
IGCC-CCS | 0 | 0 | 0 | 0 | 0 | 0
WT_off | 0 | 0 | 0 | 0 | 0 | 0
PseudoUnit | 0 | 0 | 0 | 0 | 0 | 0
FixedInterchange | 0 | 0 | 0 | 0 | 0 | 0
New Build Capacity by Reporting Type: MISO_MI
ReportingType | 2015 | 2020 | 2025 | 2030 | 2035 | 2040
BM | 0 | 0 | 0 | 0 | 0 | 0
CC | 0 | 0 | 0 | 0 | 0 | 0
CSP | 0 | 0 | 0 | 0 | 0 | 0
CT | 0 | 0 | 0 | 0 | 0 | 0
Coal | 0 | 0 | 0 | 0 | 0 | 0
Geo | 0 | 0 | 0 | 0 | 0 | 0
H | 0 | 0 | 0 | 0 | 0 | 0
LFG | 0 | 0 | 160.25 | 0 | 0 | 0
Nuc | 0 | 0 | 0 | 0 | 43.46 | 2123.51
PS | 0 | 0 | 0 | 0 | 0 | 0
PV | 0 | 0 | 0 | 0 | 0 | 0
PeakG | 0 | 0 | 0 | 0 | 0 | 0
PeakO | 0 | 0 | 0 | 0 | 0 | 0
ST | 0 | 0 | 0 | 0 | 0 | 0
STOG | 0 | 0 | 0 | 0 | 0 | 0
STWD | 0 | 0 | 0 | 0 | 0 | 0
WT | 2000 | 550.19 | 49.81 | 0 | 0 | 0
IGCC | 0 | 0 | 0 | 0 | 0 | 0
DemandResponse | 0 | 0 | 0 | 0 | 0 | 0
IGCC-CCS | 0 | 0 | 0 | 0 | 0 | 0
WT_off | 0 | 0 | 0 | 0 | 0 | 0
PseudoUnit | 0 | 0 | 0 | 0 | 0 | 0
FixedInterchange | 0 | 0 | 0 | 0 | 0 | 0
New Build Capacity by Reporting Type: MISO_MO-IL
ReportingType | 2015 | 2020 | 2025 | 2030 | 2035 | 2040
BM | 0 | 0 | 0 | 0 | 0 | 0
CC | 0 | 0 | 0 | 0 | 0 | 0
CSP | 0 | 0 | 0 | 0 | 0 | 0
CT | 0 | 0 | 0 | 0 | 0 | 0
Coal | 1790 | 0 | 0 | 0 | 0 | 0
Geo | 0 | 0 | 0 | 0 | 0 | 0
H | 0 | 280 | 0 | 0 | 0 | 0
LFG | 0 | 0 | 191.17 | 32.16 | 0 | 0
Nuc | 0 | 0 | 0 | 0 | 0 | 0
PS | 0 | 0 | 0 | 0 | 0 | 0
PV | 0 | 0 | 0 | 0 | 0 | 0
PeakG | 0 | 0 | 0 | 0 | 0 | 0
PeakO | 0 | 0 | 0 | 0 | 0 | 0
ST | 0 | 0 | 0 | 0 | 0 | 0
STOG | 0 | 0 | 0 | 0 | 0 | 0
STWD | 0 | 0 | 0 | 0 | 0 | 0
WT | 300 | 0 | 11196.3 | 0 | 0 | 0
IGCC | 0 | 0 | 0 | 0 | 0 | 0
DemandResponse | 0 | 0 | 0 | 0 | 0 | 0
IGCC-CCS | 0 | 0 | 0 | 0 | 0 | 0
WT_off | 0 | 0 | 0 | 0 | 0 | 0
PseudoUnit | 0 | 0 | 0 | 0 | 0 | 0
FixedInterchange | 0 | 0 | 0 | 0 | 0 | 0
New Build Capacity by Reporting Type: MISO_W
ReportingType | 2015 | 2020 | 2025 | 2030 | 2035 | 2040
BM | 0 | 0 | 0 | 0 | 0 | 0
CC | 0 | 0 | 0 | 0 | 0 | 0
CSP | 0 | 0 | 0 | 0 | 0 | 0
CT | 0 | 0 | 0 | 0 | 0 | 0
Coal | 0 | 0 | 0 | 0 | 0 | 0
Geo | 0 | 0 | 0 | 0 | 0 | 0
H | 0 | 0 | 0 | 0 | 0 | 0
LFG | 0 | 0 | 0 | 71.67 | 0 | 0
Nuc | 94.33 | 0 | 0 | 0 | 0 | 0
PS | 0 | 0 | 0 | 0 | 0 | 0
PV | 0 | 0 | 0 | 0 | 0 | 0
PeakG | 0 | 0 | 0 | 0 | 0 | 0
PeakO | 0 | 0 | 0 | 0 | 0 | 0
ST | 0 | 0 | 0 | 0 | 0 | 0
STOG | 0 | 0 | 0 | 0 | 0 | 0
STWD | 0 | 0 | 0 | 0 | 0 | 0
WT | 2800.5 | 51525.26 | 16821.97 | 0 | 0 | 0
IGCC | 0 | 0 | 0 | 0 | 0 | 0
DemandResponse | 0 | 0 | 0 | 0 | 0 | 0
IGCC-CCS | 0 | 0 | 0 | 0 | 0 | 0
WT_off | 0 | 0 | 0 | 0 | 0 | 0
PseudoUnit | 0 | 0 | 0 | 0 | 0 | 0
FixedInterchange | 0 | 0 | 0 | 0 | 0 | 0
New Build Capacity by Reporting Type: MISO_WUMS
ReportingType | 2015 | 2020 | 2025 | 2030 | 2035 | 2040
BM | 0 | 0 | 0 | 0 | 442.32 | 0
CC | 4750.26 | 0 | 0 | 0 | 0 | 0
CSP | 0 | 0 | 0 | 0 | 0 | 0
CT | 0 | 0 | 0 | 0 | 0 | 0
Coal | 615 | 0 | 0 | 0 | 0 | 0
Geo | 0 | 0 | 0 | 0 | 0 | 0
H | 0 | 1 | 0 | 0 | 0 | 0
LFG | 0 | 0 | 223.33 | 0 | 0 | 0
Nuc | 235 | 0 | 0 | 0 | 2349.53 | 302.03
PS | 0 | 0 | 0 | 0 | 0 | 0
PV | 0 | 0 | 0 | 0 | 0 | 0
PeakG | 0 | 0 | 0 | 0 | 0 | 0
PeakO | 0 | 0 | 0 | 0 | 0 | 0
ST | 0 | 0 | 0 | 0 | 0 | 0
STOG | 0 | 0 | 0 | 0 | 0 | 0
STWD | 0 | 0 | 0 | 0 | 0 | 0
WT | 968.9 | 0 | 30.8 | 0 | 0 | 0
IGCC | 0 | 0 | 0 | 0 | 0 | 0
DemandResponse | 0 | 0 | 0 | 0 | 0 | 0
IGCC-CCS | 0 | 0 | 0 | 0 | 0 | 0
WT_off | 0 | 0 | 0 | 0 | 0 | 0
PseudoUnit | 0 | 0 | 0 | 0 | 0 | 0
FixedInterchange | 0 | 0 | 0 | 0 | 0 | 0
New Build Capacity by Reporting Type: Nebraska
ReportingType | 2015 | 2020 | 2025 | 2030 | 2035 | 2040
BM | 0 | 0 | 0 | 0 | 0 | 0
CC | 0 | 0 | 0 | 0 | 0 | 0
CSP | 0 | 0 | 0 | 0 | 0 | 0
CT | 0 | 0 | 0 | 0 | 0 | 0
Coal | 232.1 | 0 | 0 | 0 | 0 | 0
Geo | 0 | 0 | 0 | 0 | 0 | 0
H | 0 | 0 | 0 | 0 | 0 | 0
LFG | 0 | 0 | 0 | 71.67 | 0 | 0
Nuc | 0 | 0 | 0 | 0 | 0 | 0
PS | 0 | 0 | 0 | 0 | 0 | 0
PV | 0 | 0 | 0 | 0 | 0 | 0
PeakG | 0 | 0 | 0 | 0 | 0 | 0
PeakO | 0 | 0 | 0 | 0 | 0 | 0
ST | 0 | 0 | 0 | 0 | 0 | 0
STOG | 0 | 0 | 0 | 0 | 0 | 0
STWD | 0 | 0 | 0 | 0 | 0 | 0
WT | 202 | 14984.78 | 3373.75 | 0 | 1752.53 | 331.08
IGCC | 0 | 0 | 0 | 0 | 0 | 0
DemandResponse | 0 | 0 | 0 | 0 | 0 | 0
IGCC-CCS | 0 | 0 | 0 | 0 | 0 | 0
WT_off | 0 | 0 | 0 | 0 | 0 | 0
PseudoUnit | 0 | 0 | 0 | 0 | 0 | 0
FixedInterchange | 0 | 0 | 0 | 0 | 0 | 0
New Build Capacity by Reporting Type: NEISO
ReportingType | 2015 | 2020 | 2025 | 2030 | 2035 | 2040
BM | 252.2 | 0 | 0 | 0 | 0 | 0
CC | 2049.5 | 0 | 0 | 0 | 0 | 0
CSP | 0 | 0 | 0 | 0 | 0 | 0
CT | 334 | 0 | 0 | 0 | 0 | 0
Coal | 0 | 0 | 0 | 0 | 0 | 0
Geo | 0 | 0 | 0 | 0 | 0 | 0
H | 0 | 3 | 0 | 0 | 0 | 0
LFG | 49.26 | 0 | 0 | 69.74 | 0 | 0
Nuc | 0 | 0 | 0 | 0 | 0 | 0
PS | 0 | 0 | 0 | 0 | 0 | 0
PV | 0 | 279.59 | 0 | 0 | 0 | 0
PeakG | 0 | 0 | 0 | 0 | 0 | 0
PeakO | 0 | 0 | 0 | 0 | 0 | 0
ST | 0 | 0 | 0 | 0 | 0 | 0
STOG | 0 | 0 | 0 | 0 | 0 | 0
STWD | 0 | 0 | 0 | 0 | 0 | 0
WT | 231.2 | 1934.29 | 3114.51 | 0 | 2710.8 | 534.11
IGCC | 0 | 0 | 0 | 0 | 0 | 0
DemandResponse | 0 | 0 | 0 | 0 | 0 | 0
IGCC-CCS | 0 | 0 | 0 | 0 | 0 | 0
WT_off | 468 | 0 | 0 | 0 | 0 | 0
PseudoUnit | 0 | 0 | 0 | 0 | 0 | 0
FixedInterchange | 0 | 0 | 0 | 0 | 0 | 0
New Build Capacity by Reporting Type: NonRTO_Midwest
ReportingType | 2015 | 2020 | 2025 | 2030 | 2035 | 2040
BM | 0 | 0 | 0 | 0 | 212.26 | 0
CC | 2135.15 | 1124.86 | 0 | 0 | 0 | 0
CSP | 0 | 0 | 0 | 0 | 0 | 0
CT | 0 | 0 | 0 | 0 | 0 | 0
Coal | 0 | 0 | 0 | 0 | 0 | 0
Geo | 0 | 0 | 0 | 0 | 0 | 0
H | 0 | 746 | 0 | 0 | 0 | 0
LFG | 0 | 0 | 160.25 | 0 | 0 | 0
Nuc | 0 | 0 | 0 | 2036.93 | 2814.39 | 760.25
PS | 0 | 0 | 0 | 0 | 0 | 0
PV | 0 | 0 | 0 | 0 | 0 | 0
PeakG | 0 | 0 | 0 | 0 | 0 | 0
PeakO | 0 | 0 | 0 | 0 | 0 | 0
ST | 0 | 0 | 0 | 0 | 0 | 0
STOG | 0 | 0 | 0 | 0 | 0 | 0
STWD | 0 | 0 | 0 | 0 | 0 | 0
WT | 0 | 0 | 0 | 0 | 0 | 0
IGCC | 0 | 0 | 0 | 0 | 0 | 0
DemandResponse | 0 | 0 | 0 | 0 | 0 | 0
IGCC-CCS | 0 | 0 | 0 | 0 | 0 | 0
WT_off | 0 | 0 | 0 | 0 | 0 | 0
PseudoUnit | 0 | 0 | 0 | 0 | 0 | 0
FixedInterchange | 0 | 0 | 0 | 0 | 0 | 0
New Build Capacity by Reporting Type: NYISO_A-F
ReportingType | 2015 | 2020 | 2025 | 2030 | 2035 | 2040
BM | 0 | 0 | 0 | 0 | 0 | 0
CC | 639 | 0 | 0 | 0 | 0 | 0
CSP | 0 | 0 | 0 | 0 | 0 | 0
CT | 0 | 0 | 0 | 0 | 0 | 0
Coal | 0 | 0 | 0 | 0 | 0 | 0
Geo | 0 | 0 | 0 | 0 | 0 | 0
H | 0 | 0 | 0 | 0 | 0 | 0
LFG | 6.4 | 0 | 0 | 67.93 | 0 | 0
Nuc | 168 | 0 | 0 | 0 | 0 | 0
PS | 0 | 0 | 0 | 0 | 0 | 0
PV | 0 | 0 | 0 | 0 | 0 | 0
PeakG | 0 | 0 | 0 | 0 | 0 | 0
PeakO | 0 | 0 | 0 | 0 | 0 | 0
ST | 0 | 0 | 0 | 0 | 0 | 0
STOG | 0 | 0 | 0 | 0 | 0 | 0
STWD | 0 | 0 | 0 | 0 | 0 | 0
WT | 2476.3 | 517.8 | 192 | 4728.36 | 5575.54 | 0
IGCC | 0 | 0 | 0 | 0 | 0 | 0
DemandResponse | 0 | 0 | 0 | 0 | 0 | 0
IGCC-CCS | 0 | 0 | 0 | 0 | 0 | 0
WT_off | 0 | 0 | 0 | 0 | 0 | 0
PseudoUnit | 0 | 0 | 0 | 0 | 0 | 0
FixedInterchange | 0 | 0 | 0 | 0 | 0 | 0
New Build Capacity by Reporting Type: NYISO_G-I
ReportingType | 2015 | 2020 | 2025 | 2030 | 2035 | 2040
BM | 0 | 0 | 0 | 0 | 0 | 0
CC | 0 | 0 | 0 | 0 | 0 | 0
CSP | 0 | 0 | 0 | 0 | 0 | 0
CT | 0 | 0 | 0 | 0 | 0 | 0
Coal | 0 | 0 | 0 | 0 | 0 | 0
Geo | 0 | 0 | 0 | 0 | 0 | 0
H | 0 | 0 | 0 | 0 | 0 | 0
LFG | 0 | 0 | 0 | 74.33 | 0 | 0
Nuc | 0 | 0 | 0 | 0 | 473.72 | 1199.34
PS | 0 | 0 | 0 | 0 | 0 | 0
PV | 0 | 0 | 0 | 0 | 0 | 0
PeakG | 0 | 0 | 0 | 0 | 0 | 0
PeakO | 0 | 0 | 0 | 0 | 0 | 0
ST | 0 | 0 | 0 | 0 | 0 | 0
STOG | 0 | 0 | 0 | 0 | 0 | 0
STWD | 0 | 0 | 0 | 0 | 0 | 0
WT | 0 | 60 | 300 | 0 | 0 | 0
IGCC | 0 | 0 | 0 | 0 | 0 | 0
DemandResponse | 0 | 0 | 0 | 0 | 0 | 0
IGCC-CCS | 0 | 0 | 0 | 0 | 0 | 0
WT_off | 0 | 0 | 0 | 0 | 0 | 0
PseudoUnit | 0 | 0 | 0 | 0 | 0 | 0
FixedInterchange | 0 | 0 | 0 | 0 | 0 | 0
New Build Capacity by Reporting Type: NYISO_J-K
ReportingType | 2015 | 2020 | 2025 | 2030 | 2035 | 2040
BM | 0 | 0 | 0 | 0 | 0 | 0
CC | 1175.4 | 0 | 0 | 0 | 0 | 0
CSP | 0 | 0 | 0 | 0 | 0 | 0
CT | 0 | 0 | 0 | 0 | 0 | 0
Coal | 0 | 0 | 0 | 0 | 0 | 0
Geo | 0 | 0 | 0 | 0 | 0 | 0
H | 0 | 0 | 0 | 0 | 0 | 0
LFG | 0 | 0 | 0 | 74.33 | 0 | 0
Nuc | 0 | 0 | 0 | 0 | 0 | 0
PS | 0 | 0 | 0 | 0 | 0 | 0
PV | 32 | 0 | 0 | 0 | 0 | 0
PeakG | 0 | 0 | 0 | 0 | 0 | 0
PeakO | 0 | 0 | 0 | 0 | 0 | 0
ST | 0 | 0 | 0 | 0 | 0 | 0
STOG | 0 | 0 | 0 | 0 | 0 | 0
STWD | 0 | 0 | 0 | 0 | 0 | 0
WT | 0 | 0 | 170 | 160 | 0 | 0
IGCC | 0 | 0 | 0 | 0 | 0 | 0
DemandResponse | 0 | 0 | 0 | 0 | 0 | 0
IGCC-CCS | 0 | 0 | 0 | 0 | 0 | 0
WT_off | 0 | 0 | 0 | 0 | 0 | 245.26
PseudoUnit | 0 | 0 | 0 | 0 | 0 | 0
FixedInterchange | 0 | 0 | 0 | 0 | 0 | 0
New Build Capacity by Reporting Type: PJM_E
ReportingType | 2015 | 2020 | 2025 | 2030 | 2035 | 2040
BM | 30 | 0 | 0 | 0 | 0 | 0
CC | 4634.3 | 0 | 0 | 0 | 0 | 0
CSP | 0 | 0 | 0 | 0 | 0 | 0
CT | 26.2 | 0 | 0 | 0 | 0 | 0
Coal | 27 | 0 | 0 | 0 | 0 | 0
Geo | 0 | 0 | 0 | 0 | 0 | 0
H | 0 | 0 | 0 | 0 | 0 | 0
LFG | 9.1 | 132.9 | 0 | 0 | 0 | 0
Nuc | 38 | 0 | 0 | 0 | 0 | 0
PS | 0 | 0 | 0 | 0 | 0 | 0
PV | 25.45 | 0 | 0 | 0 | 0 | 0
PeakG | 0 | 0 | 0 | 0 | 0 | 0
PeakO | 0 | 0 | 0 | 0 | 0 | 0
ST | 0 | 0 | 0 | 0 | 0 | 0
STOG | 0 | 0 | 0 | 0 | 0 | 0
STWD | 0 | 0 | 0 | 0 | 0 | 0
WT | 1150 | 0 | 0 | 0 | 0 | 0
IGCC | 0 | 0 | 0 | 0 | 0 | 0
DemandResponse | 0 | 0 | 0 | 0 | 0 | 0
IGCC-CCS | 0 | 0 | 0 | 0 | 0 | 0
WT_off | 0 | 0 | 1100 | 0 | 0 | 0
PseudoUnit | 0 | 0 | 0 | 0 | 0 | 0
FixedInterchange | 0 | 0 | 0 | 0 | 0 | 0
New Build Capacity by Reporting Type: PJM_ROM
ReportingType | 2015 | 2020 | 2025 | 2030 | 2035 | 2040
BM | 18 | 0 | 0 | 0 | 1212.9 | 0
CC | 1678.5 | 0 | 0 | 0 | 0 | 0
CSP | 0 | 0 | 0 | 0 | 0 | 0
CT | 16 | 0 | 0 | 0 | 0 | 0
Coal | 32.5 | 0 | 0 | 0 | 0 | 0
Geo | 0 | 0 | 0 | 0 | 0 | 0
H | 0 | 678 | 0 | 0 | 0 | 0
LFG | 18.9 | 265.1 | 0 | 0 | 0 | 0
Nuc | 0 | 0 | 0 | 0 | 2377.94 | 6165.97
PS | 0 | 0 | 0 | 0 | 0 | 0
PV | 0 | 1299.89 | 700 | 81.35 | 0 | 0
PeakG | 0 | 0 | 0 | 0 | 0 | 0
PeakO | 0 | 0 | 0 | 0 | 0 | 0
ST | 0 | 0 | 0 | 0 | 0 | 0
STOG | 0 | 0 | 0 | 0 | 0 | 0
STWD | 0 | 0 | 0 | 0 | 0 | 0
WT | 479.8 | 750.2 | 0 | 0 | 0 | 0
IGCC | 0 | 0 | 0 | 0 | 0 | 0
DemandResponse | 0 | 0 | 0 | 0 | 0 | 0
IGCC-CCS | 0 | 0 | 0 | 0 | 0 | 0
WT_off | 0 | 0 | 0 | 0 | 0 | 0
PseudoUnit | 0 | 0 | 0 | 0 | 0 | 0
FixedInterchange | 0 | 0 | 0 | 0 | 0 | 0
New Build Capacity by Reporting Type: PJM_ROR
ReportingType | 2015 | 2020 | 2025 | 2030 | 2035 | 2040
BM | 385 | 0 | 0 | 0 | 4308.89 | 0
CC | 13084.12 | 0 | 0 | 0 | 0 | 0
CSP | 0 | 0 | 0 | 0 | 0 | 0
CT | 29 | 0 | 0 | 0 | 0 | 0
Coal | 2164 | 0 | 0 | 0 | 0 | 0
Geo | 0 | 0 | 0 | 0 | 0 | 0
H | 0 | 503 | 0 | 0 | 0 | 0
LFG | 57.4 | 513.71 | 0 | 0 | 0 | 0
Nuc | 38 | 0 | 0 | 0 | 8851.2 | 8955.8
PS | 0 | 0 | 0 | 0 | 0 | 0
PV | 0 | 0 | 0 | 0 | 0 | 0
PeakG | 0 | 0 | 0 | 0 | 0 | 0
PeakO | 0 | 0 | 0 | 0 | 0 | 0
ST | 0 | 0 | 0 | 0 | 0 | 0
STOG | 0 | 0 | 0 | 0 | 0 | 0
STWD | 0 | 0 | 0 | 0 | 0 | 0
WT | 8325.7 | 191.7 | 4254.17 | 0 | 0 | 0
IGCC | 0 | 0 | 0 | 0 | 0 | 0
DemandResponse | 0 | 0 | 0 | 0 | 0 | 0
IGCC-CCS | 0 | 0 | 0 | 0 | 0 | 0
WT_off | 0 | 0 | 0 | 0 | 0 | 0
PseudoUnit | 0 | 0 | 0 | 0 | 0 | 0
FixedInterchange | 0 | 0 | 0 | 0 | 0 | 0
New Build Capacity by Reporting Type: SOCO
ReportingType | 2015 | 2020 | 2025 | 2030 | 2035 | 2040
BM | 55 | 0 | 0 | 0 | 6500.24 | 0
CC | 10288.73 | 220.09 | 0 | 0 | 0 | 0
CSP | 0 | 0 | 0 | 0 | 0 | 0
CT | 0 | 0 | 0 | 0 | 0 | 0
Coal | 0 | 0 | 0 | 0 | 0 | 0
Geo | 0 | 0 | 0 | 0 | 0 | 0
H | 0 | 0 | 0 | 0 | 0 | 0
LFG | 0 | 0 | 107.4 | 0 | 0 | 0
Nuc | 70 | 2200 | 0 | 6936.27 | 4248.57 | 9649.01
PS | 0 | 0 | 0 | 0 | 0 | 0
PV | 0 | 0 | 0 | 0 | 0 | 0
PeakG | 0 | 0 | 0 | 0 | 0 | 0
PeakO | 0 | 0 | 0 | 0 | 0 | 0
ST | 0 | 0 | 0 | 0 | 0 | 0
STOG | 0 | 0 | 0 | 0 | 0 | 0
STWD | 0 | 0 | 0 | 0 | 0 | 0
WT | 0 | 0 | 0 | 100 | 0 | 0
IGCC | 0 | 0 | 0 | 0 | 0 | 0
DemandResponse | 0 | 0 | 0 | 0 | 0 | 0
IGCC-CCS | 0 | 0 | 0 | 0 | 0 | 0
WT_off | 0 | 0 | 0 | 0 | 0 | 0
PseudoUnit | 0 | 0 | 0 | 0 | 0 | 0
FixedInterchange | 0 | 0 | 0 | 0 | 0 | 0
New Build Capacity by Reporting Type: SPP_N
ReportingType | 2015 | 2020 | 2025 | 2030 | 2035 | 2040
BM | 0 | 0 | 0 | 0 | 0 | 0
CC | 0 | 0 | 0 | 0 | 0 | 0
CSP | 0 | 0 | 0 | 0 | 0 | 0
CT | 0 | 0 | 0 | 0 | 0 | 0
Coal | 465.04 | 0 | 0 | 0 | 0 | 0
Geo | 0 | 0 | 0 | 0 | 0 | 0
H | 0 | 0 | 0 | 0 | 0 | 0
LFG | 0 | 0 | 0 | 95 | 0 | 0
Nuc | 0 | 0 | 0 | 0 | 0 | 0
PS | 0 | 0 | 0 | 0 | 0 | 0
PV | 0 | 0 | 0 | 0 | 0 | 0
PeakG | 0 | 0 | 0 | 0 | 0 | 0
PeakO | 0 | 0 | 0 | 0 | 0 | 0
ST | 0 | 0 | 0 | 0 | 0 | 0
STOG | 0 | 0 | 0 | 0 | 0 | 0
STWD | 0 | 0 | 0 | 0 | 0 | 0
WT | 0 | 37497.97 | 6421.97 | 8134.53 | 644.83 | 1288.58
IGCC | 0 | 0 | 0 | 0 | 0 | 0
DemandResponse | 0 | 0 | 0 | 0 | 0 | 0
IGCC-CCS | 0 | 0 | 0 | 0 | 0 | 0
WT_off | 0 | 0 | 0 | 0 | 0 | 0
PseudoUnit | 0 | 0 | 0 | 0 | 0 | 0
FixedInterchange | 0 | 0 | 0 | 0 | 0 | 0
New Build Capacity by Reporting Type: SPP_S
ReportingType | 2015 | 2020 | 2025 | 2030 | 2035 | 2040
BM | 0 | 0 | 0 | 0 | 0 | 0
CC | 0 | 0 | 0 | 0 | 0 | 0
CSP | 0 | 0 | 0 | 0 | 0 | 0
CT | 412.99 | 300 | 0 | 0 | 0 | 0
Coal | 988 | 0 | 0 | 0 | 0 | 0
Geo | 0 | 0 | 0 | 0 | 0 | 0
H | 0 | 0 | 0 | 0 | 0 | 0
LFG | 0 | 0 | 0 | 95 | 0 | 0
Nuc | 0 | 0 | 0 | 0 | 0 | 0
PS | 0 | 0 | 0 | 0 | 0 | 0
PV | 0 | 0 | 0 | 0 | 0 | 0
PeakG | 0 | 0 | 0 | 0 | 0 | 0
PeakO | 0 | 0 | 0 | 0 | 0 | 0
ST | 0 | 0 | 0 | 0 | 0 | 0
STOG | 0 | 0 | 0 | 0 | 0 | 0
STWD | 0 | 0 | 0 | 0 | 0 | 0
WT | 430 | 39535.18 | 3932.03 | 1487.28 | 4287.74 | 0
IGCC | 0 | 0 | 0 | 0 | 0 | 0
DemandResponse | 0 | 0 | 0 | 0 | 0 | 0
IGCC-CCS | 0 | 0 | 0 | 0 | 0 | 0
WT_off | 0 | 0 | 0 | 0 | 0 | 0
PseudoUnit | 0 | 0 | 0 | 0 | 0 | 0
FixedInterchange | 0 | 0 | 0 | 0 | 0 | 0
New Build Capacity by Reporting Type: TVA
ReportingType | 2015 | 2020 | 2025 | 2030 | 2035 | 2040
BM | 0 | 0 | 0 | 0 | 357.96 | 0
CC | 4462.23 | 0 | 0 | 0 | 0 | 0
CSP | 0 | 0 | 0 | 0 | 0 | 0
CT | 0 | 0 | 0 | 0 | 0 | 0
Coal | 0 | 0 | 0 | 0 | 0 | 0
Geo | 0 | 0 | 0 | 0 | 0 | 0
H | 0 | 0 | 27 | 0 | 0 | 0
LFG | 0 | 0 | 107.4 | 0 | 0 | 0
Nuc | 1697.89 | 0 | 0 | 1677.18 | 5323.21 | 4206.66
PS | 0 | 0 | 0 | 0 | 0 | 0
PV | 0 | 0 | 0 | 0 | 2000 | 0
PeakG | 0 | 0 | 0 | 0 | 0 | 0
PeakO | 0 | 0 | 0 | 0 | 0 | 0
ST | 0 | 0 | 0 | 0 | 0 | 0
STOG | 0 | 0 | 0 | 0 | 0 | 0
STWD | 0 | 0 | 0 | 0 | 0 | 0
WT | 0 | 0 | 0 | 100 | 0 | 0
IGCC | 0 | 0 | 0 | 0 | 0 | 0
DemandResponse | 0 | 0 | 0 | 0 | 0 | 0
IGCC-CCS | 0 | 0 | 0 | 0 | 0 | 0
WT_off | 0 | 0 | 0 | 0 | 0 | 0
PseudoUnit | 0 | 0 | 0 | 0 | 0 | 0
FixedInterchange | 0 | 0 | 0 | 0 | 0 | 0
New Build Capacity by Reporting Type: TVA_Transmission
ReportingType | 2015 | 2020 | 2025 | 2030 | 2035 | 2040
BM | 0 | 0 | 0 | 0 | 0 | 0
CC | 0 | 0 | 0 | 0 | 0 | 0
CSP | 0 | 0 | 0 | 0 | 0 | 0
CT | 0 | 0 | 0 | 0 | 0 | 0
Coal | 0 | 0 | 0 | 0 | 0 | 0
Geo | 0 | 0 | 0 | 0 | 0 | 0
H | 0 | 0 | 0 | 0 | 0 | 0
LFG | 0 | 0 | 0 | 0 | 0 | 0
Nuc | 0 | 0 | 0 | 0 | 0 | 0
PS | 0 | 0 | 0 | 0 | 0 | 0
PV | 0 | 0 | 0 | 0 | 0 | 0
PeakG | 0 | 0 | 0 | 0 | 0 | 0
PeakO | 0 | 0 | 0 | 0 | 0 | 0
ST | 0 | 0 | 0 | 0 | 0 | 0
STOG | 0 | 0 | 0 | 0 | 0 | 0
STWD | 0 | 0 | 0 | 0 | 0 | 0
WT | 0 | 0 | 0 | 0 | 0 | 0
IGCC | 0 | 0 | 0 | 0 | 0 | 0
DemandResponse | 0 | 0 | 0 | 0 | 0 | 0
IGCC-CCS | 0 | 0 | 0 | 0 | 0 | 0
WT_off | 0 | 0 | 0 | 0 | 0 | 0
PseudoUnit | 0 | 0 | 0 | 0 | 0 | 0
FixedInterchange | 0 | 0 | 0 | 0 | 0 | 0
New Build Capacity by Reporting Type: VACAR
ReportingType | 2015 | 2020 | 2025 | 2030 | 2035 | 2040
BM | 0.92 | 0 | 0 | 0 | 6985.4 | 0
CC | 10907.12 | 0 | 0 | 0 | 0 | 0
CSP | 0 | 0 | 0 | 0 | 0 | 0
CT | 717.2 | 0 | 0 | 0 | 0 | 0
Coal | 825 | 0 | 0 | 0 | 0 | 0
Geo | 0 | 0 | 0 | 0 | 0 | 0
H | 0 | 0 | 0 | 0 | 0 | 0
LFG | 0.34 | 107.06 | 0 | 0 | 0 | 0
Nuc | 0 | 2330 | 0 | 5470.45 | 1326.36 | 6008.98
PS | 0 | 0 | 0 | 0 | 0 | 0
PV | 0 | 120.89 | 0 | 0 | 1212.45 | 0
PeakG | 0 | 0 | 0 | 0 | 0 | 0
PeakO | 0 | 0 | 0 | 0 | 0 | 0
ST | 0 | 0 | 0 | 0 | 0 | 0
STOG | 0 | 0 | 0 | 0 | 0 | 0
STWD | 0 | 0 | 0 | 0 | 0 | 0
WT | 0.9 | 3499.1 | 0 | 0 | 0 | 0
IGCC | 0 | 0 | 0 | 0 | 0 | 0
DemandResponse | 0 | 0 | 0 | 0 | 0 | 0
IGCC-CCS | 0 | 0 | 0 | 0 | 0 | 0
WT_off | 1 | 20.1 | 1060.16 | 0 | 4260.81 | 0
PseudoUnit | 0 | 0 | 0 | 0 | 0 | 0
FixedInterchange | 0 | 0 | 0 | 0 | 0 | 0
New Build Capacity by Reporting Type: IESO
ReportingType | 2015 | 2020 | 2025 | 2030 | 2035 | 2040
BM | 326.33 | 0 | 0 | 0 | 0 | 0
CC | 1263 | 0 | 0 | 0 | 0 | 0
CSP | 0 | 0 | 0 | 0 | 0 | 0
CT | 368 | 0 | 0 | 0 | 0 | 0
Coal | 0 | 0 | 0 | 0 | 0 | 0
Geo | 0 | 0 | 0 | 0 | 0 | 0
H | 0 | 0 | 0 | 0 | 0 | 250
LFG | 14.5 | 0 | 0 | 0.5 | 0 | 0
Nuc | 0 | 0 | 0 | 0 | 0 | 0
PS | 0 | 0 | 0 | 0 | 0 | 0
PV | 1067.26 | 0 | 0 | 0 | 0 | 0
PeakG | 0 | 0 | 0 | 0 | 0 | 0
PeakO | 0 | 0 | 0 | 0 | 0 | 0
ST | 0 | 0 | 0 | 0 | 0 | 0
STOG | 0 | 0 | 0 | 0 | 0 | 0
STWD | 0 | 0 | 0 | 0 | 0 | 0
WT | 2105.9 | 0 | 0 | 0 | 0 | 0
IGCC | 0 | 0 | 0 | 0 | 0 | 0
DemandResponse | 0 | 0 | 0 | 0 | 0 | 0
IGCC-CCS | 0 | 0 | 0 | 0 | 0 | 0
WT_off | 0 | 0 | 0 | 0 | 0 | 0
PseudoUnit | 0 | 0 | 0 | 0 | 0 | 0
FixedInterchange | 0 | 0 | 0 | 0 | 0 | 0
New Build Capacity by Reporting Type: MAPP_CA
ReportingType | 2015 | 2020 | 2025 | 2030 | 2035 | 2040
BM | 0 | 0 | 0 | 0 | 0 | 0
CC | 265.05 | 0 | 0 | 0 | 0 | 0
CSP | 0 | 0 | 0 | 0 | 0 | 0
CT | 0 | 0 | 0 | 0 | 0 | 0
Coal | 0 | 0 | 0 | 0 | 0 | 0
Geo | 0 | 0 | 0 | 0 | 0 | 0
H | 0 | 695 | 1495 | 1048.4 | 412.4 | 0
LFG | 0 | 0 | 0 | 0 | 0 | 0
Nuc | 0 | 0 | 0 | 0 | 0 | 0
PS | 0 | 0 | 0 | 0 | 0 | 0
PV | 0 | 0 | 0 | 0 | 0 | 0
PeakG | 0 | 0 | 0 | 0 | 0 | 0
PeakO | 0 | 0 | 0 | 0 | 0 | 0
ST | 0 | 0 | 0 | 0 | 0 | 0
STOG | 0 | 0 | 0 | 0 | 0 | 0
STWD | 0 | 0 | 0 | 0 | 0 | 0
WT | 302.4 | 0 | 0 | 0 | 0 | 0
IGCC | 0 | 0 | 0 | 0 | 0 | 0
DemandResponse | 0 | 0 | 0 | 0 | 0 | 0
IGCC-CCS | 0 | 0 | 0 | 0 | 0 | 0
WT_off | 0 | 0 | 0 | 0 | 0 | 0
PseudoUnit | 0 | 0 | 0 | 0 | 0 | 0
FixedInterchange | 0 | 0 | 0 | 0 | 0 | 0
New Build Capacity by Reporting Type: AZ_NM_SNV_Coal
ReportingType | 2015 | 2020 | 2025 | 2030 | 2035 | 2040
BM | 0 | 0 | 0 | 0 | 0 | 0
CC | 0 | 0 | 0 | 0 | 0 | 0
CSP | 0 | 0 | 0 | 0 | 0 | 0
CT | 0 | 0 | 0 | 0 | 0 | 0
Coal | 0 | 0 | 0 | 0 | 0 | 0
Geo | 0 | 0 | 0 | 0 | 0 | 0
H | 0 | 0 | 0 | 0 | 0 | 0
LFG | 0 | 0 | 0 | 0 | 0 | 0
Nuc | 0 | 0 | 0 | 0 | 0 | 0
PS | 0 | 0 | 0 | 0 | 0 | 0
PV | 0 | 0 | 0 | 0 | 0 | 0
PeakG | 0 | 0 | 0 | 0 | 0 | 0
PeakO | 0 | 0 | 0 | 0 | 0 | 0
ST | 0 | 0 | 0 | 0 | 0 | 0
STOG | 0 | 0 | 0 | 0 | 0 | 0
STWD | 0 | 0 | 0 | 0 | 0 | 0
WT | 0 | 0 | 0 | 0 | 0 | 0
IGCC | 0 | 0 | 0 | 0 | 0 | 0
DemandResponse | 0 | 0 | 0 | 0 | 0 | 0
IGCC-CCS | 0 | 0 | 0 | 0 | 0 | 0
WT_off | 0 | 0 | 0 | 0 | 0 | 0
PseudoUnit | 0 | 0 | 0 | 0 | 0 | 0
FixedInterchange | 0 | 0 | 0 | 0 | 0 | 0
New Build Capacity by Reporting Type: AZ_NM_SNV_Gas
ReportingType | 2015 | 2020 | 2025 | 2030 | 2035 | 2040
BM | 0 | 0 | 0 | 0 | 0 | 0
CC | 668 | 0 | 0 | 0 | 0 | 0
CSP | 0 | 0 | 0 | 0 | 0 | 0
CT | 736 | 0 | 0 | 0 | 0 | 0
Coal | 0 | 0 | 0 | 0 | 0 | 0
Geo | 0 | 0 | 0 | 0 | 0 | 0
H | 0 | 0 | 0 | 0 | 0 | 0
LFG | 0 | 0 | 0 | 0 | 0 | 0
Nuc | 0 | 0 | 0 | 0 | 0 | 0
PS | 0 | 0 | 0 | 0 | 0 | 0
PV | 0 | 0 | 0 | 0 | 0 | 0
PeakG | 0 | 0 | 0 | 0 | 0 | 0
PeakO | 0 | 0 | 0 | 0 | 0 | 0
ST | 0 | 0 | 0 | 0 | 0 | 0
STOG | 0 | 0 | 0 | 0 | 0 | 0
STWD | 0 | 0 | 0 | 0 | 0 | 0
WT | 0 | 0 | 0 | 0 | 0 | 0
IGCC | 0 | 0 | 0 | 0 | 0 | 0
DemandResponse | 0 | 0 | 0 | 0 | 0 | 0
IGCC-CCS | 0 | 0 | 0 | 0 | 0 | 0
WT_off | 0 | 0 | 0 | 0 | 0 | 0
PseudoUnit | 0 | 0 | 0 | 0 | 0 | 0
FixedInterchange | 0 | 0 | 0 | 0 | 0 | 0
New Build Capacity by Reporting Type: AZ_NM_SNV_NucRenew
ReportingType | 2015 | 2020 | 2025 | 2030 | 2035 | 2040
BM | 0 | 0 | 0 | 0 | 0 | 5887.68
CC | 0 | 0 | 0 | 0 | 0 | 0
CSP | 0 | 0 | 0 | 0 | 0 | 0
CT | 0 | 0 | 0 | 0 | 0 | 0
Coal | 0 | 0 | 0 | 0 | 0 | 0
Geo | 0 | 0 | 1450 | 0 | 0 | 0
H | 0 | 0 | 0 | 0 | 0 | 0
LFG | 0 | 0 | 60.67 | 0 | 0 | 0
Nuc | 0 | 0 | 0 | 3524.55 | 3956.92 | 0
PS | 0 | 0 | 0 | 0 | 0 | 0
PV | 95.7 | 0 | 0 | 0 | 0 | 0
PeakG | 0 | 0 | 0 | 0 | 0 | 0
PeakO | 0 | 0 | 0 | 0 | 0 | 0
ST | 280 | 383.47 | 201.06 | 150.19 | 134.49 | 144.12
STOG | 0 | 0 | 0 | 0 | 0 | 0
STWD | 0 | 0 | 0 | 0 | 0 | 0
WT | 65.1 | 10778.21 | 0 | 0 | 0 | 0
IGCC | 0 | 0 | 0 | 0 | 0 | 0
DemandResponse | 0 | 0 | 0 | 0 | 0 | 0
IGCC-CCS | 0 | 0 | 0 | 0 | 0 | 0
WT_off | 0 | 0 | 0 | 0 | 0 | 0
PseudoUnit | 0 | 0 | 0 | 0 | 0 | 0
FixedInterchange | 0 | 0 | 0 | 0 | 0 | 0
New Build Capacity by Reporting Type: ERCOT
ReportingType | 2015 | 2020 | 2025 | 2030 | 2035 | 2040
BM | 145 | 0 | 0 | 0 | 3919.97 | 0
CC | 14658.3 | 0 | 0 | 0 | 0 | 0
CSP | 0 | 0 | 0 | 0 | 0 | 0
CT | 250 | 0 | 0 | 0 | 0 | 0
Coal | 2020 | 0 | 0 | 0 | 0 | 0
Geo | 0 | 0 | 0 | 0 | 0 | 0
H | 0 | 0 | 0 | 0 | 0 | 0
LFG | 0 | 0 | 354 | 0 | 0 | 0
Nuc | 0 | 0 | 0 | 1517.14 | 8536.66 | 5702.49
PS | 0 | 0 | 0 | 0 | 0 | 0
PV | 14 | 0 | 0 | 0 | 0 | 0
PeakG | 0 | 0 | 0 | 0 | 0 | 0
PeakO | 0 | 0 | 0 | 0 | 0 | 0
ST | 0 | 0 | 0 | 0 | 0 | 0
STOG | 0 | 0 | 0 | 0 | 0 | 0
STWD | 0 | 0 | 0 | 0 | 0 | 0
WT | 350.1 | 4607.97 | 13772.56 | 0 | 0 | 1295.89
IGCC | 0 | 0 | 0 | 0 | 0 | 0
DemandResponse | 0 | 0 | 0 | 0 | 0 | 0
IGCC-CCS | 0 | 0 | 0 | 0 | 0 | 0
WT_off | 0 | 0 | 0 | 0 | 0 | 0
PseudoUnit | 0 | 0 | 0 | 0 | 0 | 0
FixedInterchange | 0 | 0 | 0 | 0 | 0 | 0
New Build Capacity by Reporting Type: NP15
ReportingType | 2015 | 2020 | 2025 | 2030 | 2035 | 2040
BM | 0 | 0 | 0 | 0 | 843.24 | 0
CC | 940 | 0 | 0 | 0 | 0 | 0
CSP | 0 | 0 | 0 | 0 | 0 | 0
CT | 212.6 | 0 | 0 | 0 | 0 | 0
Coal | 0 | 0 | 0 | 0 | 0 | 0
Geo | 0 | 600 | 0 | 0 | 0 | 0
H | 0 | 0 | 0 | 0 | 0 | 0
LFG | 0 | 378.43 | 186.57 | 0 | 0 | 0
Nuc | 0 | 0 | 0 | 0 | 1360.61 | 108.83
PS | 0 | 0 | 0 | 0 | 0 | 0
PV | 6.5 | 0 | 0 | 0 | 0 | 0
PeakG | 0 | 0 | 0 | 0 | 0 | 0
PeakO | 0 | 0 | 0 | 0 | 0 | 0
ST | 29 | 0 | 0 | 71 | 0 | 0
STOG | 0 | 0 | 0 | 0 | 0 | 0
STWD | 0 | 0 | 0 | 0 | 0 | 0
WT | 101.2 | 866.09 | 2432.71 | 5514.68 | 0 | 0
IGCC | 0 | 0 | 0 | 0 | 0 | 0
DemandResponse | 0 | 0 | 0 | 0 | 0 | 0
IGCC-CCS | 0 | 0 | 0 | 0 | 0 | 0
WT_off | 0 | 0 | 0 | 0 | 0 | 0
PseudoUnit | 0 | 0 | 0 | 0 | 0 | 0
FixedInterchange | 0 | 0 | 0 | 0 | 0 | 0
New Build Capacity by Reporting Type: NWPP_Coal
ReportingType | 2015 | 2020 | 2025 | 2030 | 2035 | 2040
BM | 0 | 0 | 0 | 0 | 0 | 0
CC | 0 | 0 | 0 | 0 | 0 | 0
CSP | 0 | 0 | 0 | 0 | 0 | 0
CT | 0 | 0 | 0 | 0 | 0 | 0
Coal | 0 | 0 | 0 | 0 | 0 | 0
Geo | 0 | 0 | 0 | 0 | 0 | 0
H | 0 | 0 | 0 | 0 | 0 | 0
LFG | 0 | 0 | 0 | 0 | 0 | 0
Nuc | 0 | 0 | 0 | 0 | 0 | 0
PS | 0 | 0 | 0 | 0 | 0 | 0
PV | 0 | 0 | 0 | 0 | 0 | 0
PeakG | 0 | 0 | 0 | 0 | 0 | 0
PeakO | 0 | 0 | 0 | 0 | 0 | 0
ST | 0 | 0 | 0 | 0 | 0 | 0
STOG | 0 | 0 | 0 | 0 | 0 | 0
STWD | 0 | 0 | 0 | 0 | 0 | 0
WT | 0 | 0 | 0 | 0 | 0 | 0
IGCC | 0 | 0 | 0 | 0 | 0 | 0
DemandResponse | 0 | 0 | 0 | 0 | 0 | 0
IGCC-CCS | 0 | 0 | 0 | 0 | 0 | 0
WT_off | 0 | 0 | 0 | 0 | 0 | 0
PseudoUnit | 0 | 0 | 0 | 0 | 0 | 0
FixedInterchange | 0 | 0 | 0 | 0 | 0 | 0
New Build Capacity by Reporting Type: NWPP_Gas
ReportingType | 2015 | 2020 | 2025 | 2030 | 2035 | 2040
BM | 0 | 0 | 0 | 0 | 0 | 0
CC | 300 | 0 | 0 | 0 | 0 | 0
CSP | 0 | 0 | 0 | 0 | 0 | 0
CT | 150 | 0 | 0 | 0 | 0 | 0
Coal | 0 | 0 | 0 | 0 | 0 | 0
Geo | 0 | 0 | 0 | 0 | 0 | 0
H | 0 | 0 | 0 | 0 | 0 | 0
LFG | 0 | 0 | 0 | 0 | 0 | 0
Nuc | 0 | 0 | 0 | 0 | 0 | 0
PS | 0 | 0 | 0 | 0 | 0 | 0
PV | 0 | 0 | 0 | 0 | 0 | 0
PeakG | 0 | 0 | 0 | 0 | 0 | 0
PeakO | 0 | 0 | 0 | 0 | 0 | 0
ST | 0 | 0 | 0 | 0 | 0 | 0
STOG | 0 | 0 | 0 | 0 | 0 | 0
STWD | 0 | 0 | 0 | 0 | 0 | 0
WT | 0 | 0 | 0 | 0 | 0 | 0
IGCC | 0 | 0 | 0 | 0 | 0 | 0
DemandResponse | 0 | 0 | 0 | 0 | 0 | 0
IGCC-CCS | 0 | 0 | 0 | 0 | 0 | 0
WT_off | 0 | 0 | 0 | 0 | 0 | 0
PseudoUnit | 0 | 0 | 0 | 0 | 0 | 0
FixedInterchange | 0 | 0 | 0 | 0 | 0 | 0
New Build Capacity by Reporting Type: NWPP_NucRenew
ReportingType | 2015 | 2020 | 2025 | 2030 | 2035 | 2040
BM | 32.55 | 0 | 0 | 0 | 0 | 0
CC | 0 | 0 | 0 | 0 | 0 | 0
CSP | 0 | 0 | 0 | 0 | 0 | 0
CT | 0 | 0 | 0 | 0 | 0 | 0
Coal | 0 | 0 | 0 | 0 | 0 | 0
Geo | 86 | 25 | 409 | 0 | 0 | 0
H | 0 | 0 | 0 | 335 | 0 | 0
LFG | 25.5 | 0 | 244.5 | 0 | 0 | 0
Nuc | 0 | 0 | 0 | 657.2 | 3147.44 | 0
PS | 0 | 0 | 0 | 0 | 0 | 0
PV | 0 | 0 | 0 | 0 | 0 | 0
PeakG | 0 | 0 | 0 | 0 | 0 | 0
PeakO | 0 | 0 | 0 | 0 | 0 | 0
ST | 0 | 0 | 0 | 0 | 0 | 0
STOG | 0 | 0 | 0 | 0 | 0 | 0
STWD | 0 | 0 | 0 | 0 | 0 | 0
WT | 977.3 | 0 | 18772.69 | 143.82 | 0 | 0
IGCC | 0 | 0 | 0 | 0 | 0 | 0
DemandResponse | 0 | 0 | 0 | 0 | 0 | 0
IGCC-CCS | 0 | 0 | 0 | 0 | 0 | 0
WT_off | 0 | 0 | 0 | 0 | 0 | 0
PseudoUnit | 0 | 0 | 0 | 0 | 0 | 0
FixedInterchange | 0 | 0 | 0 | 0 | 0 | 0
New Build Capacity by Reporting Type: RMPA
ReportingType | 2015 | 2020 | 2025 | 2030 | 2035 | 2040
BM | 0 | 0 | 0 | 0 | 1404.62 | 673.41
CC | 0 | 806.39 | 0 | 0 | 0 | 0
CSP | 0 | 0 | 0 | 0 | 0 | 0
CT | 152 | 0 | 0 | 0 | 0 | 0
Coal | 390 | 0 | 0 | 0 | 0 | 0
Geo | 0 | 0 | 2570 | 0 | 0 | 0
H | 0 | 0 | 0 | 0 | 0 | 0
LFG | 1.4 | 0 | 28.93 | 0 | 0 | 0
Nuc | 0 | 0 | 210.29 | 1292.33 | 0 | 0
PS | 0 | 0 | 0 | 0 | 0 | 0
PV | 1 | 0 | 0 | 0 | 0 | 0
PeakG | 0 | 0 | 0 | 0 | 0 | 0
PeakO | 0 | 0 | 0 | 0 | 0 | 0
ST | 3 | 340.85 | 4.59 | 4.69 | 0 | 73.67
STOG | 0 | 0 | 0 | 0 | 0 | 0
STWD | 0 | 0 | 0 | 0 | 0 | 0
WT | 765.4 | 3576.33 | 72.46 | 73.97 | 79.08 | 0
IGCC | 0 | 0 | 0 | 0 | 0 | 0
DemandResponse | 0 | 0 | 0 | 0 | 0 | 0
IGCC-CCS | 0 | 0 | 0 | 0 | 0 | 0
WT_off | 0 | 0 | 0 | 0 | 0 | 0
PseudoUnit | 0 | 0 | 0 | 0 | 0 | 0
FixedInterchange | 0 | 0 | 0 | 0 | 0 | 0
New Build Capacity by Reporting Type: SP15
ReportingType | 2015 | 2020 | 2025 | 2030 | 2035 | 2040
BM | 6 | 0 | 0 | 0 | 668.59 | 0
CC | 409.5 | 0 | 0 | 0 | 0 | 0
CSP | 0 | 0 | 0 | 0 | 0 | 0
CT | 0 | 0 | 0 | 0 | 0 | 0
Coal | 0 | 0 | 0 | 0 | 0 | 0
Geo | 50 | 1450 | 0 | 0 | 0 | 0
H | 0 | 0 | 0 | 0 | 0 | 0
LFG | 9.2 | 555.8 | 0 | 0 | 0 | 0
Nuc | 0 | 0 | 0 | 1038.13 | 1815.18 | 0
PS | 0 | 0 | 0 | 0 | 0 | 0
PV | 3.8 | 0 | 0 | 0 | 0 | 0
PeakG | 0 | 0 | 0 | 0 | 0 | 0
PeakO | 0 | 0 | 0 | 0 | 0 | 0
ST | 448 | 0 | 0 | 227.71 | 0 | 0
STOG | 0 | 0 | 0 | 0 | 0 | 0
STWD | 0 | 0 | 0 | 0 | 0 | 0
WT | 735 | 0 | 14165 | 0 | 0 | 0
IGCC | 0 | 0 | 0 | 0 | 0 | 0
DemandResponse | 0 | 0 | 0 | 0 | 0 | 0
IGCC-CCS | 0 | 0 | 0 | 0 | 0 | 0
WT_off | 0 | 0 | 0 | 0 | 0 | 0
PseudoUnit | 0 | 0 | 0 | 0 | 0 | 0
FixedInterchange | 0 | 0 | 0 | 0 | 0 | 0
New Build Capacity by Reporting Type: ALB
ReportingType | 2015 | 2020 | 2025 | 2030 | 2035 | 2040
BM | 0 | 0 | 0 | 0 | 0 | 0
CC | 197.37 | 0 | 0 | 0 | 0 | 0
CSP | 0 | 0 | 0 | 0 | 0 | 0
CT | 201.5 | 0 | 0 | 0 | 0 | 0
Coal | 495 | 0 | 0 | 0 | 0 | 0
Geo | 0 | 0 | 0 | 0 | 0 | 0
H | 0 | 0 | 0 | 0 | 0 | 0
LFG | 0 | 0 | 0 | 0 | 0 | 0
Nuc | 0 | 0 | 0 | 8073.67 | 454.95 | 0
PS | 0 | 0 | 0 | 0 | 0 | 0
PV | 0 | 0 | 0 | 0 | 0 | 0
PeakG | 0 | 0 | 0 | 0 | 0 | 0
PeakO | 0 | 0 | 0 | 0 | 0 | 0
ST | 0 | 0 | 0 | 0 | 0 | 0
STOG | 0 | 0 | 0 | 0 | 0 | 0
STWD | 0 | 0 | 0 | 0 | 0 | 0
WT | 9 | 0 | 0 | 91 | 0 | 0
IGCC | 0 | 0 | 0 | 0 | 0 | 0
DemandResponse | 0 | 0 | 0 | 0 | 0 | 0
IGCC-CCS | 0 | 0 | 0 | 0 | 0 | 0
WT_off | 0 | 0 | 0 | 0 | 0 | 0
PseudoUnit | 0 | 0 | 0 | 0 | 0 | 0
FixedInterchange | 0 | 0 | 0 | 0 | 0 | 0
New Build Capacity by Reporting Type: BC
ReportingType | 2015 | 2020 | 2025 | 2030 | 2035 | 2040
BM | 0 | 0 | 0 | 0 | 0 | 0
CC | 762.87 | 0 | 0 | 0 | 0 | 0
CSP | 0 | 0 | 0 | 0 | 0 | 0
CT | 0 | 0 | 0 | 0 | 0 | 0
Coal | 0 | 0 | 0 | 0 | 0 | 0
Geo | 0 | 0 | 0 | 0 | 0 | 0
H | 0 | 0 | 0 | 0 | 0 | 0
LFG | 0 | 0 | 0 | 0 | 0 | 0
Nuc | 0 | 0 | 0 | 0 | 0 | 0
PS | 0 | 0 | 0 | 0 | 0 | 0
PV | 0 | 0 | 0 | 0 | 0 | 0
PeakG | 0 | 0 | 0 | 0 | 0 | 0
PeakO | 0 | 0 | 0 | 0 | 0 | 0
ST | 0 | 0 | 0 | 0 | 0 | 0
STOG | 0 | 0 | 0 | 0 | 0 | 0
STWD | 0 | 0 | 0 | 0 | 0 | 0
WT | 144 | 0 | 0 | 156 | 0 | 0
IGCC | 0 | 0 | 0 | 0 | 0 | 0
DemandResponse | 0 | 0 | 0 | 0 | 0 | 0
IGCC-CCS | 0 | 0 | 0 | 0 | 0 | 0
WT_off | 0 | 0 | 0 | 0 | 0 | 0
PseudoUnit | 0 | 0 | 0 | 0 | 0 | 0
FixedInterchange | 0 | 0 | 0 | 0 | 0 | 0
New Build Capacity by Reporting Type: HQ_IESO
ReportingType | 2015 | 2020 | 2025 | 2030 | 2035 | 2040
BM | 0 | 0 | 0 | 0 | 0 | 0
CC | 0 | 0 | 0 | 0 | 0 | 0
CSP | 0 | 0 | 0 | 0 | 0 | 0
CT | 0 | 0 | 0 | 0 | 0 | 0
Coal | 0 | 0 | 0 | 0 | 0 | 0
Geo | 0 | 0 | 0 | 0 | 0 | 0
H | 0 | 0 | 0 | 0 | 0 | 0
LFG | 0 | 0 | 0 | 0 | 0 | 0
Nuc | 0 | 0 | 0 | 0 | 0 | 0
PS | 0 | 0 | 0 | 0 | 0 | 0
PV | 0 | 0 | 0 | 0 | 0 | 0
PeakG | 0 | 0 | 0 | 0 | 0 | 0
PeakO | 0 | 0 | 0 | 0 | 0 | 0
ST | 0 | 0 | 0 | 0 | 0 | 0
STOG | 0 | 0 | 0 | 0 | 0 | 0
STWD | 0 | 0 | 0 | 0 | 0 | 0
WT | 0 | 0 | 0 | 0 | 0 | 0
IGCC | 0 | 0 | 0 | 0 | 0 | 0
DemandResponse | 0 | 0 | 0 | 0 | 0 | 0
IGCC-CCS | 0 | 0 | 0 | 0 | 0 | 0
WT_off | 0 | 0 | 0 | 0 | 0 | 0
PseudoUnit | 0 | 0 | 705.06 | 658.22 | 0 | 484.72
FixedInterchange | 0 | 0 | 0 | 0 | 0 | 0
New Build Capacity by Reporting Type: HQ_NEISO
ReportingType | 2015 | 2020 | 2025 | 2030 | 2035 | 2040
BM | 0 | 0 | 0 | 0 | 0 | 0
CC | 0 | 0 | 0 | 0 | 0 | 0
CSP | 0 | 0 | 0 | 0 | 0 | 0
CT | 0 | 0 | 0 | 0 | 0 | 0
Coal | 0 | 0 | 0 | 0 | 0 | 0
Geo | 0 | 0 | 0 | 0 | 0 | 0
H | 0 | 0 | 0 | 0 | 0 | 0
LFG | 0 | 0 | 0 | 0 | 0 | 0
Nuc | 0 | 0 | 0 | 0 | 0 | 0
PS | 0 | 0 | 0 | 0 | 0 | 0
PV | 0 | 0 | 0 | 0 | 0 | 0
PeakG | 0 | 0 | 0 | 0 | 0 | 0
PeakO | 0 | 0 | 0 | 0 | 0 | 0
ST | 0 | 0 | 0 | 0 | 0 | 0
STOG | 0 | 0 | 0 | 0 | 0 | 0
STWD | 0 | 0 | 0 | 0 | 0 | 0
WT | 0 | 0 | 0 | 0 | 0 | 0
IGCC | 0 | 0 | 0 | 0 | 0 | 0
DemandResponse | 0 | 0 | 0 | 0 | 0 | 0
IGCC-CCS | 0 | 0 | 0 | 0 | 0 | 0
WT_off | 0 | 0 | 0 | 0 | 0 | 0
PseudoUnit | 0 | 0 | 1111.89 | 0 | 0 | 0
FixedInterchange | 0 | 0 | 0 | 0 | 0 | 0
New Build Capacity by Reporting Type: HQ_NY
ReportingType | 2015 | 2020 | 2025 | 2030 | 2035 | 2040
BM | 0 | 0 | 0 | 0 | 0 | 0
CC | 0 | 0 | 0 | 0 | 0 | 0
CSP | 0 | 0 | 0 | 0 | 0 | 0
CT | 0 | 0 | 0 | 0 | 0 | 0
Coal | 0 | 0 | 0 | 0 | 0 | 0
Geo | 0 | 0 | 0 | 0 | 0 | 0
H | 0 | 0 | 0 | 0 | 0 | 0
LFG | 0 | 0 | 0 | 0 | 0 | 0
Nuc | 0 | 0 | 0 | 0 | 0 | 0
PS | 0 | 0 | 0 | 0 | 0 | 0
PV | 0 | 0 | 0 | 0 | 0 | 0
PeakG | 0 | 0 | 0 | 0 | 0 | 0
PeakO | 0 | 0 | 0 | 0 | 0 | 0
ST | 0 | 0 | 0 | 0 | 0 | 0
STOG | 0 | 0 | 0 | 0 | 0 | 0
STWD | 0 | 0 | 0 | 0 | 0 | 0
WT | 0 | 0 | 0 | 0 | 0 | 0
IGCC | 0 | 0 | 0 | 0 | 0 | 0
DemandResponse | 0 | 0 | 0 | 0 | 0 | 0
IGCC-CCS | 0 | 0 | 0 | 0 | 0 | 0
WT_off | 0 | 0 | 0 | 0 | 0 | 0
PseudoUnit | 0 | 2333.05 | 0 | 0 | 0 | 0
FixedInterchange | 0 | 0 | 0 | 0 | 0 | 0
New Build Capacity by Reporting Type: MARITIMES
ReportingType | 2015 | 2020 | 2025 | 2030 | 2035 | 2040
BM | 0 | 0 | 0 | 0 | 0 | 0
CC | 0 | 0 | 0 | 0 | 0 | 0
CSP | 0 | 0 | 0 | 0 | 0 | 0
CT | 0 | 0 | 0 | 0 | 0 | 0
Coal | 0 | 0 | 0 | 0 | 0 | 0
Geo | 0 | 0 | 0 | 0 | 0 | 0
H | 0 | 0 | 0 | 0 | 0 | 0
LFG | 0 | 0 | 0 | 0 | 0 | 0
Nuc | 0 | 0 | 0 | 0 | 0 | 0
PS | 0 | 0 | 0 | 0 | 0 | 0
PV | 0 | 0 | 0 | 0 | 0 | 0
PeakG | 0 | 0 | 0 | 0 | 0 | 0
PeakO | 0 | 0 | 0 | 0 | 0 | 0
ST | 0 | 0 | 0 | 0 | 0 | 0
STOG | 0 | 0 | 0 | 0 | 0 | 0
STWD | 0 | 0 | 0 | 0 | 0 | 0
WT | 0 | 0 | 0 | 0 | 0 | 0
IGCC | 0 | 0 | 0 | 0 | 0 | 0
DemandResponse | 0 | 0 | 0 | 0 | 0 | 0
IGCC-CCS | 0 | 0 | 0 | 0 | 0 | 0
WT_off | 0 | 0 | 0 | 0 | 0 | 0
PseudoUnit | 0 | 500 | 0 | 0 | 0 | 0
FixedInterchange | 0 | 0 | 0 | 0 | 0 | 0
New Build Capacity by Reporting Type: All
ReportingType | 2015 | 2020 | 2025 | 2030 | 2035 | 2040
BM | 1251 | 0 | 0 | 0 | 28858.32 | 8747.95
CC | 91494.1 | 8550.02 | 0 | 0 | 0 | 0
CSP | 0 | 0 | 0 | 0 | 0 | 0
CT | 6393.79 | 300 | 0 | 0 | 0 | 0
Coal | 10763.64 | 0 | 0 | 0 | 0 | 0
Geo | 136 | 2075 | 4429 | 0 | 0 | 0
H | 0 | 2906 | 1522 | 2492.4 | 412.4 | 250
LFG | 192 | 1953 | 2210 | 724 | 0 | 0
Nuc | 2740.56 | 4530 | 1759.94 | 48240.17 | 50000 | 50000
PS | 0 | 0 | 0 | 0 | 0 | 0
PV | 1246 | 1975.62 | 845.14 | 81.35 | 3212.45 | 0
PeakG | 0 | 0 | 0 | 0 | 0 | 0
PeakO | 0 | 0 | 0 | 0 | 0 | 0
ST | 760 | 724.32 | 205.65 | 453.59 | 134.49 | 217.8
STOG | 0 | 0 | 0 | 0 | 0 | 0
STWD | 0 | 0 | 0 | 0 | 0 | 0
WT | 25342 | 175000 | 130220.58 | 22989.63 | 15050.52 | 3449.65
IGCC | 618 | 0 | 0 | 0 | 0 | 0
DemandResponse | 0 | 0 | 0 | 0 | 0 | 0
IGCC-CCS | 0 | 0 | 0 | 0 | 0 | 0
WT_off | 469 | 20.1 | 2160.16 | 0 | 4260.81 | 245.26
PseudoUnit | 0 | 2833.05 | 1816.95 | 658.22 | 0 | 484.72
FixedInterchange | 0 | 0 | 0 | 0 | 0 | 0
New Build Capacity by Reporting Type: EI_US
ReportingType | 2015 | 2020 | 2025 | 2030 | 2035 | 2040
BM | 741.12 | 0 | 0 | 0 | 22021.89 | 2186.86
CC | 72030.02 | 7743.63 | 0 | 0 | 0 | 0
CSP | 0 | 0 | 0 | 0 | 0 | 0
CT | 4323.69 | 300 | 0 | 0 | 0 | 0
Coal | 7858.64 | 0 | 0 | 0 | 0 | 0
Geo | 0 | 0 | 0 | 0 | 0 | 0
H | 0 | 2211 | 27 | 1109 | 0 | 0
LFG | 141.4 | 1018.77 | 1335.33 | 723.5 | 0 | 0
Nuc | 2740.56 | 4530 | 1549.66 | 32137.16 | 30728.23 | 44188.68
PS | 0 | 0 | 0 | 0 | 0 | 0
PV | 57.74 | 1975.62 | 845.14 | 81.35 | 3212.45 | 0
PeakG | 0 | 0 | 0 | 0 | 0 | 0
PeakO | 0 | 0 | 0 | 0 | 0 | 0
ST | 0 | 0 | 0 | 0 | 0 | 0
STOG | 0 | 0 | 0 | 0 | 0 | 0
STWD | 0 | 0 | 0 | 0 | 0 | 0
WT | 19786.6 | 155171.4 | 81005.17 | 17010.17 | 14971.44 | 2153.76
IGCC | 618 | 0 | 0 | 0 | 0 | 0
DemandResponse | 0 | 0 | 0 | 0 | 0 | 0
IGCC-CCS | 0 | 0 | 0 | 0 | 0 | 0
WT_off | 469 | 20.1 | 2160.16 | 0 | 4260.81 | 245.26
PseudoUnit | 0 | 2833.05 | 1111.89 | 0 | 0 | 0
FixedInterchange | 0 | 0 | 0 | 0 | 0 | 0
New Build Capacity by Reporting Type: EI_Canada
ReportingType | 2015 | 2020 | 2025 | 2030 | 2035 | 2040
BM | 326.33 | 0 | 0 | 0 | 0 | 0
CC | 1528.05 | 0 | 0 | 0 | 0 | 0
CSP | 0 | 0 | 0 | 0 | 0 | 0
CT | 368 | 0 | 0 | 0 | 0 | 0
Coal | 0 | 0 | 0 | 0 | 0 | 0
Geo | 0 | 0 | 0 | 0 | 0 | 0
H | 0 | 695 | 1495 | 1048.4 | 412.4 | 250
LFG | 14.5 | 0 | 0 | 0.5 | 0 | 0
Nuc | 0 | 0 | 0 | 0 | 0 | 0
PS | 0 | 0 | 0 | 0 | 0 | 0
PV | 1067.26 | 0 | 0 | 0 | 0 | 0
PeakG | 0 | 0 | 0 | 0 | 0 | 0
PeakO | 0 | 0 | 0 | 0 | 0 | 0
ST | 0 | 0 | 0 | 0 | 0 | 0
STOG | 0 | 0 | 0 | 0 | 0 | 0
STWD | 0 | 0 | 0 | 0 | 0 | 0
WT | 2408.3 | 0 | 0 | 0 | 0 | 0
IGCC | 0 | 0 | 0 | 0 | 0 | 0
DemandResponse | 0 | 0 | 0 | 0 | 0 | 0
IGCC-CCS | 0 | 0 | 0 | 0 | 0 | 0
WT_off | 0 | 0 | 0 | 0 | 0 | 0
PseudoUnit | 0 | 0 | 705.06 | 658.22 | 0 | 484.72
FixedInterchange | 0 | 0 | 0 | 0 | 0 | 0
New Build Capacity by Reporting Type: EI
ReportingType | 2015 | 2020 | 2025 | 2030 | 2035 | 2040
BM | 1067.45 | 0 | 0 | 0 | 22021.89 | 2186.86
CC | 73558.07 | 7743.63 | 0 | 0 | 0 | 0
CSP | 0 | 0 | 0 | 0 | 0 | 0
CT | 4691.69 | 300 | 0 | 0 | 0 | 0
Coal | 7858.64 | 0 | 0 | 0 | 0 | 0
Geo | 0 | 0 | 0 | 0 | 0 | 0
H | 0 | 2906 | 1522 | 2157.4 | 412.4 | 250
LFG | 155.9 | 1018.77 | 1335.33 | 724 | 0 | 0
Nuc | 2740.56 | 4530 | 1549.66 | 32137.16 | 30728.23 | 44188.68
PS | 0 | 0 | 0 | 0 | 0 | 0
PV | 1125 | 1975.62 | 845.14 | 81.35 | 3212.45 | 0
PeakG | 0 | 0 | 0 | 0 | 0 | 0
PeakO | 0 | 0 | 0 | 0 | 0 | 0
ST | 0 | 0 | 0 | 0 | 0 | 0
STOG | 0 | 0 | 0 | 0 | 0 | 0
STWD | 0 | 0 | 0 | 0 | 0 | 0
WT | 22194.9 | 155171.4 | 81005.17 | 17010.17 | 14971.44 | 2153.76
IGCC | 618 | 0 | 0 | 0 | 0 | 0
DemandResponse | 0 | 0 | 0 | 0 | 0 | 0
IGCC-CCS | 0 | 0 | 0 | 0 | 0 | 0
WT_off | 469 | 20.1 | 2160.16 | 0 | 4260.81 | 245.26
PseudoUnit | 0 | 2833.05 | 1816.95 | 658.22 | 0 | 484.72
FixedInterchange | 0 | 0 | 0 | 0 | 0 | 0
New Build Capacity by Reporting Type: Outside_EI
ReportingType | 2015 | 2020 | 2025 | 2030 | 2035 | 2040
BM | 183.55 | 0 | 0 | 0 | 6836.42 | 6561.09
CC | 17936.03 | 806.39 | 0 | 0 | 0 | 0
CSP | 0 | 0 | 0 | 0 | 0 | 0
CT | 1702.1 | 0 | 0 | 0 | 0 | 0
Coal | 2905 | 0 | 0 | 0 | 0 | 0
Geo | 136 | 2075 | 4429 | 0 | 0 | 0
H | 0 | 0 | 0 | 335 | 0 | 0
LFG | 36.1 | 934.23 | 874.67 | 0 | 0 | 0
Nuc | 0 | 0 | 210.29 | 16103.01 | 19271.77 | 5811.32
PS | 0 | 0 | 0 | 0 | 0 | 0
PV | 121 | 0 | 0 | 0 | 0 | 0
PeakG | 0 | 0 | 0 | 0 | 0 | 0
PeakO | 0 | 0 | 0 | 0 | 0 | 0
ST | 760 | 724.32 | 205.65 | 453.59 | 134.49 | 217.8
STOG | 0 | 0 | 0 | 0 | 0 | 0
STWD | 0 | 0 | 0 | 0 | 0 | 0
WT | 3147.1 | 19828.6 | 49215.42 | 5979.46 | 79.08 | 1295.89
IGCC | 0 | 0 | 0 | 0 | 0 | 0
DemandResponse | 0 | 0 | 0 | 0 | 0 | 0
IGCC-CCS | 0 | 0 | 0 | 0 | 0 | 0
WT_off | 0 | 0 | 0 | 0 | 0 | 0
PseudoUnit | 0 | 0 | 0 | 0 | 0 | 0
FixedInterchange | 0 | 0 | 0 | 0 | 0 | 0
#2 | Cumulative New Build Capacity (MW)
Cumulative New Build Capacity by Reporting Type: Entergy
ReportingType | 2015 | 2020 | 2025 | 2030 | 2035 | 2040
BM | 0 | 0 | 0 | 0 | 0 | 2186.86
CC | 209.34 | 1818.11 | 1818.11 | 1818.11 | 1818.11 | 1818.11
CSP | 0 | 0 | 0 | 0 | 0 | 0
CT | 0 | 0 | 0 | 0 | 0 | 0
Coal | 720 | 720 | 720 | 720 | 720 | 720
Geo | 0 | 0 | 0 | 0 | 0 | 0
H | 0 | 0 | 0 | 1109 | 1109 | 1109
LFG | 0 | 0 | 107.4 | 107.4 | 107.4 | 107.4
Nuc | 170 | 170 | 170 | 170 | 170 | 170
PS | 0 | 0 | 0 | 0 | 0 | 0
PV | 0.29 | 58.37 | 84.95 | 84.95 | 84.95 | 84.95
PeakG | 0 | 0 | 0 | 0 | 0 | 0
PeakO | 0 | 0 | 0 | 0 | 0 | 0
ST | 0 | 0 | 0 | 0 | 0 | 0
STOG | 0 | 0 | 0 | 0 | 0 | 0
STWD | 0 | 0 | 0 | 0 | 0 | 0
WT | 0 | 0 | 100 | 2400 | 2400 | 2400
IGCC | 0 | 0 | 0 | 0 | 0 | 0
DemandResponse | 0 | 0 | 0 | 0 | 0 | 0
IGCC-CCS | 0 | 0 | 0 | 0 | 0 | 0
WT_off | 0 | 0 | 0 | 0 | 0 | 0
PseudoUnit | 0 | 0 | 0 | 0 | 0 | 0
FixedInterchange | 0 | 0 | 0 | 0 | 0 | 0
Cumulative New Build Capacity by Reporting Type: FRCC
ReportingType | 2015 | 2020 | 2025 | 2030 | 2035 | 2040
BM | 0 | 0 | 0 | 0 | 2001.91 | 2001.91
CC | 10598.77 | 10598.77 | 10598.77 | 10598.77 | 10598.77 | 10598.77
CSP | 0 | 0 | 0 | 0 | 0 | 0
CT | 2480 | 2480 | 2480 | 2480 | 2480 | 2480
Coal | 0 | 0 | 0 | 0 | 0 | 0
Geo | 0 | 0 | 0 | 0 | 0 | 0
H | 0 | 0 | 0 | 0 | 0 | 0
LFG | 0 | 0 | 198 | 198 | 198 | 198
Nuc | 229.33 | 229.33 | 1778.99 | 17795.32 | 20715.17 | 25532.31
PS | 0 | 0 | 0 | 0 | 0 | 0
PV | 0 | 0 | 0 | 0 | 0 | 0
PeakG | 0 | 0 | 0 | 0 | 0 | 0
PeakO | 0 | 0 | 0 | 0 | 0 | 0
ST | 0 | 0 | 0 | 0 | 0 | 0
STOG | 0 | 0 | 0 | 0 | 0 | 0
STWD | 0 | 0 | 0 | 0 | 0 | 0
WT | 0 | 0 | 0 | 0 | 0 | 0
IGCC | 0 | 0 | 0 | 0 | 0 | 0
DemandResponse | 0 | 0 | 0 | 0 | 0 | 0
IGCC-CCS | 0 | 0 | 0 | 0 | 0 | 0
WT_off | 0 | 0 | 0 | 0 | 0 | 0
PseudoUnit | 0 | 0 | 0 | 0 | 0 | 0
FixedInterchange | 0 | 0 | 0 | 0 | 0 | 0
Cumulative New Build Capacity by Reporting Type: MAPP_US
ReportingType | 2015 | 2020 | 2025 | 2030 | 2035 | 2040
BM | 0 | 0 | 0 | 0 | 0 | 0
CC | 0 | 0 | 0 | 0 | 0 | 0
CSP | 0 | 0 | 0 | 0 | 0 | 0
CT | 308.3 | 308.3 | 308.3 | 308.3 | 308.3 | 308.3
Coal | 0 | 0 | 0 | 0 | 0 | 0
Geo | 0 | 0 | 0 | 0 | 0 | 0
H | 0 | 0 | 0 | 0 | 0 | 0
LFG | 0 | 0 | 0 | 71.67 | 71.67 | 71.67
Nuc | 0 | 0 | 0 | 0 | 0 | 0
PS | 0 | 0 | 0 | 0 | 0 | 0
PV | 0 | 0 | 0 | 0 | 0 | 0
PeakG | 0 | 0 | 0 | 0 | 0 | 0
PeakO | 0 | 0 | 0 | 0 | 0 | 0
ST | 0 | 0 | 0 | 0 | 0 | 0
STOG | 0 | 0 | 0 | 0 | 0 | 0
STWD | 0 | 0 | 0 | 0 | 0 | 0
WT | 421.3 | 4546.22 | 4546.22 | 4546.22 | 4546.22 | 4546.22
IGCC | 0 | 0 | 0 | 0 | 0 | 0
DemandResponse | 0 | 0 | 0 | 0 | 0 | 0
IGCC-CCS | 0 | 0 | 0 | 0 | 0 | 0
WT_off | 0 | 0 | 0 | 0 | 0 | 0
PseudoUnit | 0 | 0 | 0 | 0 | 0 | 0
FixedInterchange | 0 | 0 | 0 | 0 | 0 | 0
Cumulative New Build Capacity by Reporting Type: MISO_IN
ReportingType | 2015 | 2020 | 2025 | 2030 | 2035 | 2040
BM | 0 | 0 | 0 | 0 | 0 | 0
CC | 5417.6 | 10207.52 | 10207.52 | 10207.52 | 10207.52 | 10207.52
CSP | 0 | 0 | 0 | 0 | 0 | 0
CT | 0 | 0 | 0 | 0 | 0 | 0
Coal | 0 | 0 | 0 | 0 | 0 | 0
Geo | 0 | 0 | 0 | 0 | 0 | 0
H | 0 | 0 | 0 | 0 | 0 | 0
LFG | 0 | 0 | 80.12 | 80.12 | 80.12 | 80.12
Nuc | 0 | 0 | 0 | 0 | 0 | 0
PS | 0 | 0 | 0 | 0 | 0 | 0
PV | 0 | 217.17 | 335.74 | 335.74 | 335.74 | 335.74
PeakG | 0 | 0 | 0 | 0 | 0 | 0
PeakO | 0 | 0 | 0 | 0 | 0 | 0
ST | 0 | 0 | 0 | 0 | 0 | 0
STOG | 0 | 0 | 0 | 0 | 0 | 0
STWD | 0 | 0 | 0 | 0 | 0 | 0
WT | 0 | 0 | 31047.87 | 31047.87 | 31047.87 | 31047.87
IGCC | 618 | 618 | 618 | 618 | 618 | 618
DemandResponse | 0 | 0 | 0 | 0 | 0 | 0
IGCC-CCS | 0 | 0 | 0 | 0 | 0 | 0
WT_off | 0 | 0 | 0 | 0 | 0 | 0
PseudoUnit | 0 | 0 | 0 | 0 | 0 | 0
FixedInterchange | 0 | 0 | 0 | 0 | 0 | 0
Cumulative New Build Capacity by Reporting Type: MISO_MI
ReportingType | 2015 | 2020 | 2025 | 2030 | 2035 | 2040
BM | 0 | 0 | 0 | 0 | 0 | 0
CC | 0 | 0 | 0 | 0 | 0 | 0
CSP | 0 | 0 | 0 | 0 | 0 | 0
CT | 0 | 0 | 0 | 0 | 0 | 0
Coal | 0 | 0 | 0 | 0 | 0 | 0
Geo | 0 | 0 | 0 | 0 | 0 | 0
H | 0 | 0 | 0 | 0 | 0 | 0
LFG | 0 | 0 | 160.25 | 160.25 | 160.25 | 160.25
Nuc | 0 | 0 | 0 | 0 | 43.46 | 2166.97
PS | 0 | 0 | 0 | 0 | 0 | 0
PV | 0 | 0 | 0 | 0 | 0 | 0
PeakG | 0 | 0 | 0 | 0 | 0 | 0
PeakO | 0 | 0 | 0 | 0 | 0 | 0
ST | 0 | 0 | 0 | 0 | 0 | 0
STOG | 0 | 0 | 0 | 0 | 0 | 0
STWD | 0 | 0 | 0 | 0 | 0 | 0
WT | 2000 | 2550.19 | 2600 | 2600 | 2600 | 2600
IGCC | 0 | 0 | 0 | 0 | 0 | 0
DemandResponse | 0 | 0 | 0 | 0 | 0 | 0
IGCC-CCS | 0 | 0 | 0 | 0 | 0 | 0
WT_off | 0 | 0 | 0 | 0 | 0 | 0
PseudoUnit | 0 | 0 | 0 | 0 | 0 | 0
FixedInterchange | 0 | 0 | 0 | 0 | 0 | 0
Cumulative New Build Capacity by Reporting Type: MISO_MO-IL
ReportingType | 2015 | 2020 | 2025 | 2030 | 2035 | 2040
BM | 0 | 0 | 0 | 0 | 0 | 0
CC | 0 | 0 | 0 | 0 | 0 | 0
CSP | 0 | 0 | 0 | 0 | 0 | 0
CT | 0 | 0 | 0 | 0 | 0 | 0
Coal | 1790 | 1790 | 1790 | 1790 | 1790 | 1790
Geo | 0 | 0 | 0 | 0 | 0 | 0
H | 0 | 280 | 280 | 280 | 280 | 280
LFG | 0 | 0 | 191.17 | 223.33 | 223.33 | 223.33
Nuc | 0 | 0 | 0 | 0 | 0 | 0
PS | 0 | 0 | 0 | 0 | 0 | 0
PV | 0 | 0 | 0 | 0 | 0 | 0
PeakG | 0 | 0 | 0 | 0 | 0 | 0
PeakO | 0 | 0 | 0 | 0 | 0 | 0
ST | 0 | 0 | 0 | 0 | 0 | 0
STOG | 0 | 0 | 0 | 0 | 0 | 0
STWD | 0 | 0 | 0 | 0 | 0 | 0
WT | 300 | 300 | 11496.3 | 11496.3 | 11496.3 | 11496.3
IGCC | 0 | 0 | 0 | 0 | 0 | 0
DemandResponse | 0 | 0 | 0 | 0 | 0 | 0
IGCC-CCS | 0 | 0 | 0 | 0 | 0 | 0
WT_off | 0 | 0 | 0 | 0 | 0 | 0
PseudoUnit | 0 | 0 | 0 | 0 | 0 | 0
FixedInterchange | 0 | 0 | 0 | 0 | 0 | 0
Cumulative New Build Capacity by Reporting Type: MISO_W
ReportingType | 2015 | 2020 | 2025 | 2030 | 2035 | 2040
BM | 0 | 0 | 0 | 0 | 0 | 0
CC | 0 | 0 | 0 | 0 | 0 | 0
CSP | 0 | 0 | 0 | 0 | 0 | 0
CT | 0 | 0 | 0 | 0 | 0 | 0
Coal | 0 | 0 | 0 | 0 | 0 | 0
Geo | 0 | 0 | 0 | 0 | 0 | 0
H | 0 | 0 | 0 | 0 | 0 | 0
LFG | 0 | 0 | 0 | 71.67 | 71.67 | 71.67
Nuc | 94.33 | 94.33 | 94.33 | 94.33 | 94.33 | 94.33
PS | 0 | 0 | 0 | 0 | 0 | 0
PV | 0 | 0 | 0 | 0 | 0 | 0
PeakG | 0 | 0 | 0 | 0 | 0 | 0
PeakO | 0 | 0 | 0 | 0 | 0 | 0
ST | 0 | 0 | 0 | 0 | 0 | 0
STOG | 0 | 0 | 0 | 0 | 0 | 0
STWD | 0 | 0 | 0 | 0 | 0 | 0
WT | 2800.5 | 54325.76 | 71147.72 | 71147.72 | 71147.72 | 71147.72
IGCC | 0 | 0 | 0 | 0 | 0 | 0
DemandResponse | 0 | 0 | 0 | 0 | 0 | 0
IGCC-CCS | 0 | 0 | 0 | 0 | 0 | 0
WT_off | 0 | 0 | 0 | 0 | 0 | 0
PseudoUnit | 0 | 0 | 0 | 0 | 0 | 0
FixedInterchange | 0 | 0 | 0 | 0 | 0 | 0
Cumulative New Build Capacity by Reporting Type: MISO_WUMS
ReportingType | 2015 | 2020 | 2025 | 2030 | 2035 | 2040
BM | 0 | 0 | 0 | 0 | 442.32 | 442.32
CC | 4750.26 | 4750.26 | 4750.26 | 4750.26 | 4750.26 | 4750.26
CSP | 0 | 0 | 0 | 0 | 0 | 0
CT | 0 | 0 | 0 | 0 | 0 | 0
Coal | 615 | 615 | 615 | 615 | 615 | 615
Geo | 0 | 0 | 0 | 0 | 0 | 0
H | 0 | 1 | 1 | 1 | 1 | 1
LFG | 0 | 0 | 223.33 | 223.33 | 223.33 | 223.33
Nuc | 235 | 235 | 235 | 235 | 2584.53 | 2886.56
PS | 0 | 0 | 0 | 0 | 0 | 0
PV | 0 | 0 | 0 | 0 | 0 | 0
PeakG | 0 | 0 | 0 | 0 | 0 | 0
PeakO | 0 | 0 | 0 | 0 | 0 | 0
ST | 0 | 0 | 0 | 0 | 0 | 0
STOG | 0 | 0 | 0 | 0 | 0 | 0
STWD | 0 | 0 | 0 | 0 | 0 | 0
WT | 968.9 | 968.9 | 999.7 | 999.7 | 999.7 | 999.7
IGCC | 0 | 0 | 0 | 0 | 0 | 0
DemandResponse | 0 | 0 | 0 | 0 | 0 | 0
IGCC-CCS | 0 | 0 | 0 | 0 | 0 | 0
WT_off | 0 | 0 | 0 | 0 | 0 | 0
PseudoUnit | 0 | 0 | 0 | 0 | 0 | 0
FixedInterchange | 0 | 0 | 0 | 0 | 0 | 0
Cumulative New Build Capacity by Reporting Type: Nebraska
ReportingType | 2015 | 2020 | 2025 | 2030 | 2035 | 2040
BM | 0 | 0 | 0 | 0 | 0 | 0
CC | 0 | 0 | 0 | 0 | 0 | 0
CSP | 0 | 0 | 0 | 0 | 0 | 0
CT | 0 | 0 | 0 | 0 | 0 | 0
Coal | 232.1 | 232.1 | 232.1 | 232.1 | 232.1 | 232.1
Geo | 0 | 0 | 0 | 0 | 0 | 0
H | 0 | 0 | 0 | 0 | 0 | 0
LFG | 0 | 0 | 0 | 71.67 | 71.67 | 71.67
Nuc | 0 | 0 | 0 | 0 | 0 | 0
PS | 0 | 0 | 0 | 0 | 0 | 0
PV | 0 | 0 | 0 | 0 | 0 | 0
PeakG | 0 | 0 | 0 | 0 | 0 | 0
PeakO | 0 | 0 | 0 | 0 | 0 | 0
ST | 0 | 0 | 0 | 0 | 0 | 0
STOG | 0 | 0 | 0 | 0 | 0 | 0
STWD | 0 | 0 | 0 | 0 | 0 | 0
WT | 202 | 15186.78 | 18560.53 | 18560.53 | 20313.06 | 20644.14
IGCC | 0 | 0 | 0 | 0 | 0 | 0
DemandResponse | 0 | 0 | 0 | 0 | 0 | 0
IGCC-CCS | 0 | 0 | 0 | 0 | 0 | 0
WT_off | 0 | 0 | 0 | 0 | 0 | 0
PseudoUnit | 0 | 0 | 0 | 0 | 0 | 0
FixedInterchange | 0 | 0 | 0 | 0 | 0 | 0
Cumulative New Build Capacity by Reporting Type: NEISO
ReportingType | 2015 | 2020 | 2025 | 2030 | 2035 | 2040
BM | 252.2 | 252.2 | 252.2 | 252.2 | 252.2 | 252.2
CC | 2049.5 | 2049.5 | 2049.5 | 2049.5 | 2049.5 | 2049.5
CSP | 0 | 0 | 0 | 0 | 0 | 0
CT | 334 | 334 | 334 | 334 | 334 | 334
Coal | 0 | 0 | 0 | 0 | 0 | 0
Geo | 0 | 0 | 0 | 0 | 0 | 0
H | 0 | 3 | 3 | 3 | 3 | 3
LFG | 49.26 | 49.26 | 49.26 | 119 | 119 | 119
Nuc | 0 | 0 | 0 | 0 | 0 | 0
PS | 0 | 0 | 0 | 0 | 0 | 0
PV | 0 | 279.59 | 279.59 | 279.59 | 279.59 | 279.59
PeakG | 0 | 0 | 0 | 0 | 0 | 0
PeakO | 0 | 0 | 0 | 0 | 0 | 0
ST | 0 | 0 | 0 | 0 | 0 | 0
STOG | 0 | 0 | 0 | 0 | 0 | 0
STWD | 0 | 0 | 0 | 0 | 0 | 0
WT | 231.2 | 2165.49 | 5280 | 5280 | 7990.8 | 8524.9
IGCC | 0 | 0 | 0 | 0 | 0 | 0
DemandResponse | 0 | 0 | 0 | 0 | 0 | 0
IGCC-CCS | 0 | 0 | 0 | 0 | 0 | 0
WT_off | 468 | 468 | 468 | 468 | 468 | 468
PseudoUnit | 0 | 0 | 0 | 0 | 0 | 0
FixedInterchange | 0 | 0 | 0 | 0 | 0 | 0
Cumulative New Build Capacity by Reporting Type: NonRTO_Midwest
ReportingType | 2015 | 2020 | 2025 | 2030 | 2035 | 2040
BM | 0 | 0 | 0 | 0 | 212.26 | 212.26
CC | 2135.15 | 3260.01 | 3260.01 | 3260.01 | 3260.01 | 3260.01
CSP | 0 | 0 | 0 | 0 | 0 | 0
CT | 0 | 0 | 0 | 0 | 0 | 0
Coal | 0 | 0 | 0 | 0 | 0 | 0
Geo | 0 | 0 | 0 | 0 | 0 | 0
H | 0 | 746 | 746 | 746 | 746 | 746
LFG | 0 | 0 | 160.25 | 160.25 | 160.25 | 160.25
Nuc | 0 | 0 | 0 | 2036.93 | 4851.32 | 5611.57
PS | 0 | 0 | 0 | 0 | 0 | 0
PV | 0 | 0 | 0 | 0 | 0 | 0
PeakG | 0 | 0 | 0 | 0 | 0 | 0
PeakO | 0 | 0 | 0 | 0 | 0 | 0
ST | 0 | 0 | 0 | 0 | 0 | 0
STOG | 0 | 0 | 0 | 0 | 0 | 0
STWD | 0 | 0 | 0 | 0 | 0 | 0
WT | 0 | 0 | 0 | 0 | 0 | 0
IGCC | 0 | 0 | 0 | 0 | 0 | 0
DemandResponse | 0 | 0 | 0 | 0 | 0 | 0
IGCC-CCS | 0 | 0 | 0 | 0 | 0 | 0
WT_off | 0 | 0 | 0 | 0 | 0 | 0
PseudoUnit | 0 | 0 | 0 | 0 | 0 | 0
FixedInterchange | 0 | 0 | 0 | 0 | 0 | 0
Cumulative New Build Capacity by Reporting Type: NYISO_A-F
ReportingType | 2015 | 2020 | 2025 | 2030 | 2035 | 2040
BM | 0 | 0 | 0 | 0 | 0 | 0
CC | 639 | 639 | 639 | 639 | 639 | 639
CSP | 0 | 0 | 0 | 0 | 0 | 0
CT | 0 | 0 | 0 | 0 | 0 | 0
Coal | 0 | 0 | 0 | 0 | 0 | 0
Geo | 0 | 0 | 0 | 0 | 0 | 0
H | 0 | 0 | 0 | 0 | 0 | 0
LFG | 6.4 | 6.4 | 6.4 | 74.33 | 74.33 | 74.33
Nuc | 168 | 168 | 168 | 168 | 168 | 168
PS | 0 | 0 | 0 | 0 | 0 | 0
PV | 0 | 0 | 0 | 0 | 0 | 0
PeakG | 0 | 0 | 0 | 0 | 0 | 0
PeakO | 0 | 0 | 0 | 0 | 0 | 0
ST | 0 | 0 | 0 | 0 | 0 | 0
STOG | 0 | 0 | 0 | 0 | 0 | 0
STWD | 0 | 0 | 0 | 0 | 0 | 0
WT | 2476.3 | 2994.1 | 3186.1 | 7914.46 | 13490 | 13490
IGCC | 0 | 0 | 0 | 0 | 0 | 0
DemandResponse | 0 | 0 | 0 | 0 | 0 | 0
IGCC-CCS | 0 | 0 | 0 | 0 | 0 | 0
WT_off | 0 | 0 | 0 | 0 | 0 | 0
PseudoUnit | 0 | 0 | 0 | 0 | 0 | 0
FixedInterchange | 0 | 0 | 0 | 0 | 0 | 0
Cumulative New Build Capacity by Reporting Type: NYISO_G-I
ReportingType | 2015 | 2020 | 2025 | 2030 | 2035 | 2040
BM | 0 | 0 | 0 | 0 | 0 | 0
CC | 0 | 0 | 0 | 0 | 0 | 0
CSP | 0 | 0 | 0 | 0 | 0 | 0
CT | 0 | 0 | 0 | 0 | 0 | 0
Coal | 0 | 0 | 0 | 0 | 0 | 0
Geo | 0 | 0 | 0 | 0 | 0 | 0
H | 0 | 0 | 0 | 0 | 0 | 0
LFG | 0 | 0 | 0 | 74.33 | 74.33 | 74.33
Nuc | 0 | 0 | 0 | 0 | 473.72 | 1673.05
PS | 0 | 0 | 0 | 0 | 0 | 0
PV | 0 | 0 | 0 | 0 | 0 | 0
PeakG | 0 | 0 | 0 | 0 | 0 | 0
PeakO | 0 | 0 | 0 | 0 | 0 | 0
ST | 0 | 0 | 0 | 0 | 0 | 0
STOG | 0 | 0 | 0 | 0 | 0 | 0
STWD | 0 | 0 | 0 | 0 | 0 | 0
WT | 0 | 60 | 360 | 360 | 360 | 360
IGCC | 0 | 0 | 0 | 0 | 0 | 0
DemandResponse | 0 | 0 | 0 | 0 | 0 | 0
IGCC-CCS | 0 | 0 | 0 | 0 | 0 | 0
WT_off | 0 | 0 | 0 | 0 | 0 | 0
PseudoUnit | 0 | 0 | 0 | 0 | 0 | 0
FixedInterchange | 0 | 0 | 0 | 0 | 0 | 0
Cumulative New Build Capacity by Reporting Type: NYISO_J-K
ReportingType | 2015 | 2020 | 2025 | 2030 | 2035 | 2040
BM | 0 | 0 | 0 | 0 | 0 | 0
CC | 1175.4 | 1175.4 | 1175.4 | 1175.4 | 1175.4 | 1175.4
CSP | 0 | 0 | 0 | 0 | 0 | 0
CT | 0 | 0 | 0 | 0 | 0 | 0
Coal | 0 | 0 | 0 | 0 | 0 | 0
Geo | 0 | 0 | 0 | 0 | 0 | 0
H | 0 | 0 | 0 | 0 | 0 | 0
LFG | 0 | 0 | 0 | 74.33 | 74.33 | 74.33
Nuc | 0 | 0 | 0 | 0 | 0 | 0
PS | 0 | 0 | 0 | 0 | 0 | 0
PV | 32 | 32 | 32 | 32 | 32 | 32
PeakG | 0 | 0 | 0 | 0 | 0 | 0
PeakO | 0 | 0 | 0 | 0 | 0 | 0
ST | 0 | 0 | 0 | 0 | 0 | 0
STOG | 0 | 0 | 0 | 0 | 0 | 0
STWD | 0 | 0 | 0 | 0 | 0 | 0
WT | 0 | 0 | 170 | 330 | 330 | 330
IGCC | 0 | 0 | 0 | 0 | 0 | 0
DemandResponse | 0 | 0 | 0 | 0 | 0 | 0
IGCC-CCS | 0 | 0 | 0 | 0 | 0 | 0
WT_off | 0 | 0 | 0 | 0 | 0 | 245.26
PseudoUnit | 0 | 0 | 0 | 0 | 0 | 0
FixedInterchange | 0 | 0 | 0 | 0 | 0 | 0
Cumulative New Build Capacity by Reporting Type: PJM_E
ReportingType | 2015 | 2020 | 2025 | 2030 | 2035 | 2040
BM | 30 | 30 | 30 | 30 | 30 | 30
CC | 4634.3 | 4634.3 | 4634.3 | 4634.3 | 4634.3 | 4634.3
CSP | 0 | 0 | 0 | 0 | 0 | 0
CT | 26.2 | 26.2 | 26.2 | 26.2 | 26.2 | 26.2
Coal | 27 | 27 | 27 | 27 | 27 | 27
Geo | 0 | 0 | 0 | 0 | 0 | 0
H | 0 | 0 | 0 | 0 | 0 | 0
LFG | 9.1 | 142 | 142 | 142 | 142 | 142
Nuc | 38 | 38 | 38 | 38 | 38 | 38
PS | 0 | 0 | 0 | 0 | 0 | 0
PV | 25.45 | 25.45 | 25.45 | 25.45 | 25.45 | 25.45
PeakG | 0 | 0 | 0 | 0 | 0 | 0
PeakO | 0 | 0 | 0 | 0 | 0 | 0
ST | 0 | 0 | 0 | 0 | 0 | 0
STOG | 0 | 0 | 0 | 0 | 0 | 0
STWD | 0 | 0 | 0 | 0 | 0 | 0
WT | 1150 | 1150 | 1150 | 1150 | 1150 | 1150
IGCC | 0 | 0 | 0 | 0 | 0 | 0
DemandResponse | 0 | 0 | 0 | 0 | 0 | 0
IGCC-CCS | 0 | 0 | 0 | 0 | 0 | 0
WT_off | 0 | 0 | 1100 | 1100 | 1100 | 1100
PseudoUnit | 0 | 0 | 0 | 0 | 0 | 0
FixedInterchange | 0 | 0 | 0 | 0 | 0 | 0
Cumulative New Build Capacity by Reporting Type: PJM_ROM
ReportingType | 2015 | 2020 | 2025 | 2030 | 2035 | 2040
BM | 18 | 18 | 18 | 18 | 1230.9 | 1230.9
CC | 1678.5 | 1678.5 | 1678.5 | 1678.5 | 1678.5 | 1678.5
CSP | 0 | 0 | 0 | 0 | 0 | 0
CT | 16 | 16 | 16 | 16 | 16 | 16
Coal | 32.5 | 32.5 | 32.5 | 32.5 | 32.5 | 32.5
Geo | 0 | 0 | 0 | 0 | 0 | 0
H | 0 | 678 | 678 | 678 | 678 | 678
LFG | 18.9 | 284 | 284 | 284 | 284 | 284
Nuc | 0 | 0 | 0 | 0 | 2377.94 | 8543.91
PS | 0 | 0 | 0 | 0 | 0 | 0
PV | 0 | 1299.89 | 1999.89 | 2081.24 | 2081.24 | 2081.24
PeakG | 0 | 0 | 0 | 0 | 0 | 0
PeakO | 0 | 0 | 0 | 0 | 0 | 0
ST | 0 | 0 | 0 | 0 | 0 | 0
STOG | 0 | 0 | 0 | 0 | 0 | 0
STWD | 0 | 0 | 0 | 0 | 0 | 0
WT | 479.8 | 1230 | 1230 | 1230 | 1230 | 1230
IGCC | 0 | 0 | 0 | 0 | 0 | 0
DemandResponse | 0 | 0 | 0 | 0 | 0 | 0
IGCC-CCS | 0 | 0 | 0 | 0 | 0 | 0
WT_off | 0 | 0 | 0 | 0 | 0 | 0
PseudoUnit | 0 | 0 | 0 | 0 | 0 | 0
FixedInterchange | 0 | 0 | 0 | 0 | 0 | 0
Cumulative New Build Capacity by Reporting Type: PJM_ROR
ReportingType | 2015 | 2020 | 2025 | 2030 | 2035 | 2040
BM | 385 | 385 | 385 | 385 | 4693.89 | 4693.89
CC | 13084.12 | 13084.12 | 13084.12 | 13084.12 | 13084.12 | 13084.12
CSP | 0 | 0 | 0 | 0 | 0 | 0
CT | 29 | 29 | 29 | 29 | 29 | 29
Coal | 2164 | 2164 | 2164 | 2164 | 2164 | 2164
Geo | 0 | 0 | 0 | 0 | 0 | 0
H | 0 | 503 | 503 | 503 | 503 | 503
LFG | 57.4 | 571.11 | 571.11 | 571.11 | 571.11 | 571.11
Nuc | 38 | 38 | 38 | 38 | 8889.2 | 17845
PS | 0 | 0 | 0 | 0 | 0 | 0
PV | 0 | 0 | 0 | 0 | 0 | 0
PeakG | 0 | 0 | 0 | 0 | 0 | 0
PeakO | 0 | 0 | 0 | 0 | 0 | 0
ST | 0 | 0 | 0 | 0 | 0 | 0
STOG | 0 | 0 | 0 | 0 | 0 | 0
STWD | 0 | 0 | 0 | 0 | 0 | 0
WT | 8325.7 | 8517.4 | 12771.57 | 12771.57 | 12771.57 | 12771.57
IGCC | 0 | 0 | 0 | 0 | 0 | 0
DemandResponse | 0 | 0 | 0 | 0 | 0 | 0
IGCC-CCS | 0 | 0 | 0 | 0 | 0 | 0
WT_off | 0 | 0 | 0 | 0 | 0 | 0
PseudoUnit | 0 | 0 | 0 | 0 | 0 | 0
FixedInterchange | 0 | 0 | 0 | 0 | 0 | 0
Cumulative New Build Capacity by Reporting Type: SOCO
ReportingType | 2015 | 2020 | 2025 | 2030 | 2035 | 2040
BM | 55 | 55 | 55 | 55 | 6555.24 | 6555.24
CC | 10288.73 | 10508.82 | 10508.82 | 10508.82 | 10508.82 | 10508.82
CSP | 0 | 0 | 0 | 0 | 0 | 0
CT | 0 | 0 | 0 | 0 | 0 | 0
Coal | 0 | 0 | 0 | 0 | 0 | 0
Geo | 0 | 0 | 0 | 0 | 0 | 0
H | 0 | 0 | 0 | 0 | 0 | 0
LFG | 0 | 0 | 107.4 | 107.4 | 107.4 | 107.4
Nuc | 70 | 2270 | 2270 | 9206.27 | 13454.84 | 23103.85
PS | 0 | 0 | 0 | 0 | 0 | 0
PV | 0 | 0 | 0 | 0 | 0 | 0
PeakG | 0 | 0 | 0 | 0 | 0 | 0
PeakO | 0 | 0 | 0 | 0 | 0 | 0
ST | 0 | 0 | 0 | 0 | 0 | 0
STOG | 0 | 0 | 0 | 0 | 0 | 0
STWD | 0 | 0 | 0 | 0 | 0 | 0
WT | 0 | 0 | 0 | 100 | 100 | 100
IGCC | 0 | 0 | 0 | 0 | 0 | 0
DemandResponse | 0 | 0 | 0 | 0 | 0 | 0
IGCC-CCS | 0 | 0 | 0 | 0 | 0 | 0
WT_off | 0 | 0 | 0 | 0 | 0 | 0
PseudoUnit | 0 | 0 | 0 | 0 | 0 | 0
FixedInterchange | 0 | 0 | 0 | 0 | 0 | 0
Cumulative New Build Capacity by Reporting Type: SPP_N
ReportingType | 2015 | 2020 | 2025 | 2030 | 2035 | 2040
BM | 0 | 0 | 0 | 0 | 0 | 0
CC | 0 | 0 | 0 | 0 | 0 | 0
CSP | 0 | 0 | 0 | 0 | 0 | 0
CT | 0 | 0 | 0 | 0 | 0 | 0
Coal | 465.04 | 465.04 | 465.04 | 465.04 | 465.04 | 465.04
Geo | 0 | 0 | 0 | 0 | 0 | 0
H | 0 | 0 | 0 | 0 | 0 | 0
LFG | 0 | 0 | 0 | 95 | 95 | 95
Nuc | 0 | 0 | 0 | 0 | 0 | 0
PS | 0 | 0 | 0 | 0 | 0 | 0
PV | 0 | 0 | 0 | 0 | 0 | 0
PeakG | 0 | 0 | 0 | 0 | 0 | 0
PeakO | 0 | 0 | 0 | 0 | 0 | 0
ST | 0 | 0 | 0 | 0 | 0 | 0
STOG | 0 | 0 | 0 | 0 | 0 | 0
STWD | 0 | 0 | 0 | 0 | 0 | 0
WT | 0 | 37497.97 | 43919.94 | 52054.47 | 52699.3 | 53987.88
IGCC | 0 | 0 | 0 | 0 | 0 | 0
DemandResponse | 0 | 0 | 0 | 0 | 0 | 0
IGCC-CCS | 0 | 0 | 0 | 0 | 0 | 0
WT_off | 0 | 0 | 0 | 0 | 0 | 0
PseudoUnit | 0 | 0 | 0 | 0 | 0 | 0
FixedInterchange | 0 | 0 | 0 | 0 | 0 | 0
Cumulative New Build Capacity by Reporting Type: SPP_S
ReportingType | 2015 | 2020 | 2025 | 2030 | 2035 | 2040
BM | 0 | 0 | 0 | 0 | 0 | 0
CC | 0 | 0 | 0 | 0 | 0 | 0
CSP | 0 | 0 | 0 | 0 | 0 | 0
CT | 412.99 | 712.99 | 712.99 | 712.99 | 712.99 | 712.99
Coal | 988 | 988 | 988 | 988 | 988 | 988
Geo | 0 | 0 | 0 | 0 | 0 | 0
H | 0 | 0 | 0 | 0 | 0 | 0
LFG | 0 | 0 | 0 | 95 | 95 | 95
Nuc | 0 | 0 | 0 | 0 | 0 | 0
PS | 0 | 0 | 0 | 0 | 0 | 0
PV | 0 | 0 | 0 | 0 | 0 | 0
PeakG | 0 | 0 | 0 | 0 | 0 | 0
PeakO | 0 | 0 | 0 | 0 | 0 | 0
ST | 0 | 0 | 0 | 0 | 0 | 0
STOG | 0 | 0 | 0 | 0 | 0 | 0
STWD | 0 | 0 | 0 | 0 | 0 | 0
WT | 430 | 39965.18 | 43897.22 | 45384.5 | 49672.24 | 49672.24
IGCC | 0 | 0 | 0 | 0 | 0 | 0
DemandResponse | 0 | 0 | 0 | 0 | 0 | 0
IGCC-CCS | 0 | 0 | 0 | 0 | 0 | 0
WT_off | 0 | 0 | 0 | 0 | 0 | 0
PseudoUnit | 0 | 0 | 0 | 0 | 0 | 0
FixedInterchange | 0 | 0 | 0 | 0 | 0 | 0
Cumulative New Build Capacity by Reporting Type: TVA
ReportingType | 2015 | 2020 | 2025 | 2030 | 2035 | 2040
BM | 0 | 0 | 0 | 0 | 357.96 | 357.96
CC | 4462.23 | 4462.23 | 4462.23 | 4462.23 | 4462.23 | 4462.23
CSP | 0 | 0 | 0 | 0 | 0 | 0
CT | 0 | 0 | 0 | 0 | 0 | 0
Coal | 0 | 0 | 0 | 0 | 0 | 0
Geo | 0 | 0 | 0 | 0 | 0 | 0
H | 0 | 0 | 27 | 27 | 27 | 27
LFG | 0 | 0 | 107.4 | 107.4 | 107.4 | 107.4
Nuc | 1697.89 | 1697.89 | 1697.89 | 3375.07 | 8698.28 | 12904.94
PS | 0 | 0 | 0 | 0 | 0 | 0
PV | 0 | 0 | 0 | 0 | 2000 | 2000
PeakG | 0 | 0 | 0 | 0 | 0 | 0
PeakO | 0 | 0 | 0 | 0 | 0 | 0
ST | 0 | 0 | 0 | 0 | 0 | 0
STOG | 0 | 0 | 0 | 0 | 0 | 0
STWD | 0 | 0 | 0 | 0 | 0 | 0
WT | 0 | 0 | 0 | 100 | 100 | 100
IGCC | 0 | 0 | 0 | 0 | 0 | 0
DemandResponse | 0 | 0 | 0 | 0 | 0 | 0
IGCC-CCS | 0 | 0 | 0 | 0 | 0 | 0
WT_off | 0 | 0 | 0 | 0 | 0 | 0
PseudoUnit | 0 | 0 | 0 | 0 | 0 | 0
FixedInterchange | 0 | 0 | 0 | 0 | 0 | 0
Cumulative New Build Capacity by Reporting Type: TVA_Transmission
ReportingType | 2015 | 2020 | 2025 | 2030 | 2035 | 2040
BM | 0 | 0 | 0 | 0 | 0 | 0
CC | 0 | 0 | 0 | 0 | 0 | 0
CSP | 0 | 0 | 0 | 0 | 0 | 0
CT | 0 | 0 | 0 | 0 | 0 | 0
Coal | 0 | 0 | 0 | 0 | 0 | 0
Geo | 0 | 0 | 0 | 0 | 0 | 0
H | 0 | 0 | 0 | 0 | 0 | 0
LFG | 0 | 0 | 0 | 0 | 0 | 0
Nuc | 0 | 0 | 0 | 0 | 0 | 0
PS | 0 | 0 | 0 | 0 | 0 | 0
PV | 0 | 0 | 0 | 0 | 0 | 0
PeakG | 0 | 0 | 0 | 0 | 0 | 0
PeakO | 0 | 0 | 0 | 0 | 0 | 0
ST | 0 | 0 | 0 | 0 | 0 | 0
STOG | 0 | 0 | 0 | 0 | 0 | 0
STWD | 0 | 0 | 0 | 0 | 0 | 0
WT | 0 | 0 | 0 | 0 | 0 | 0
IGCC | 0 | 0 | 0 | 0 | 0 | 0
DemandResponse | 0 | 0 | 0 | 0 | 0 | 0
IGCC-CCS | 0 | 0 | 0 | 0 | 0 | 0
WT_off | 0 | 0 | 0 | 0 | 0 | 0
PseudoUnit | 0 | 0 | 0 | 0 | 0 | 0
FixedInterchange | 0 | 0 | 0 | 0 | 0 | 0
Cumulative New Build Capacity by Reporting Type: VACAR
ReportingType | 2015 | 2020 | 2025 | 2030 | 2035 | 2040
BM | 0.92 | 0.92 | 0.92 | 0.92 | 6986.31 | 6986.31
CC | 10907.12 | 10907.12 | 10907.12 | 10907.12 | 10907.12 | 10907.12
CSP | 0 | 0 | 0 | 0 | 0 | 0
CT | 717.2 | 717.2 | 717.2 | 717.2 | 717.2 | 717.2
Coal | 825 | 825 | 825 | 825 | 825 | 825
Geo | 0 | 0 | 0 | 0 | 0 | 0
H | 0 | 0 | 0 | 0 | 0 | 0
LFG | 0.34 | 107.4 | 107.4 | 107.4 | 107.4 | 107.4
Nuc | 0 | 2330 | 2330 | 7800.45 | 9126.81 | 15135.79
PS | 0 | 0 | 0 | 0 | 0 | 0
PV | 0 | 120.89 | 120.89 | 120.89 | 1333.33 | 1333.33
PeakG | 0 | 0 | 0 | 0 | 0 | 0
PeakO | 0 | 0 | 0 | 0 | 0 | 0
ST | 0 | 0 | 0 | 0 | 0 | 0
STOG | 0 | 0 | 0 | 0 | 0 | 0
STWD | 0 | 0 | 0 | 0 | 0 | 0
WT | 0.9 | 3500 | 3500 | 3500 | 3500 | 3500
IGCC | 0 | 0 | 0 | 0 | 0 | 0
DemandResponse | 0 | 0 | 0 | 0 | 0 | 0
IGCC-CCS | 0 | 0 | 0 | 0 | 0 | 0
WT_off | 1 | 21.1 | 1081.27 | 1081.27 | 5342.07 | 5342.07
PseudoUnit | 0 | 0 | 0 | 0 | 0 | 0
FixedInterchange | 0 | 0 | 0 | 0 | 0 | 0
Cumulative New Build Capacity by Reporting Type: IESO
ReportingType | 2015 | 2020 | 2025 | 2030 | 2035 | 2040
BM | 326.33 | 326.33 | 326.33 | 326.33 | 326.33 | 326.33
CC | 1263 | 1263 | 1263 | 1263 | 1263 | 1263
CSP | 0 | 0 | 0 | 0 | 0 | 0
CT | 368 | 368 | 368 | 368 | 368 | 368
Coal | 0 | 0 | 0 | 0 | 0 | 0
Geo | 0 | 0 | 0 | 0 | 0 | 0
H | 0 | 0 | 0 | 0 | 0 | 250
LFG | 14.5 | 14.5 | 14.5 | 15 | 15 | 15
Nuc | 0 | 0 | 0 | 0 | 0 | 0
PS | 0 | 0 | 0 | 0 | 0 | 0
PV | 1067.26 | 1067.26 | 1067.26 | 1067.26 | 1067.26 | 1067.26
PeakG | 0 | 0 | 0 | 0 | 0 | 0
PeakO | 0 | 0 | 0 | 0 | 0 | 0
ST | 0 | 0 | 0 | 0 | 0 | 0
STOG | 0 | 0 | 0 | 0 | 0 | 0
STWD | 0 | 0 | 0 | 0 | 0 | 0
WT | 2105.9 | 2105.9 | 2105.9 | 2105.9 | 2105.9 | 2105.9
IGCC | 0 | 0 | 0 | 0 | 0 | 0
DemandResponse | 0 | 0 | 0 | 0 | 0 | 0
IGCC-CCS | 0 | 0 | 0 | 0 | 0 | 0
WT_off | 0 | 0 | 0 | 0 | 0 | 0
PseudoUnit | 0 | 0 | 0 | 0 | 0 | 0
FixedInterchange | 0 | 0 | 0 | 0 | 0 | 0
Cumulative New Build Capacity by Reporting Type: MAPP_CA
ReportingType | 2015 | 2020 | 2025 | 2030 | 2035 | 2040
BM | 0 | 0 | 0 | 0 | 0 | 0
CC | 265.05 | 265.05 | 265.05 | 265.05 | 265.05 | 265.05
CSP | 0 | 0 | 0 | 0 | 0 | 0
CT | 0 | 0 | 0 | 0 | 0 | 0
Coal | 0 | 0 | 0 | 0 | 0 | 0
Geo | 0 | 0 | 0 | 0 | 0 | 0
H | 0 | 695 | 2190 | 3238.4 | 3650.81 | 3650.81
LFG | 0 | 0 | 0 | 0 | 0 | 0
Nuc | 0 | 0 | 0 | 0 | 0 | 0
PS | 0 | 0 | 0 | 0 | 0 | 0
PV | 0 | 0 | 0 | 0 | 0 | 0
PeakG | 0 | 0 | 0 | 0 | 0 | 0
PeakO | 0 | 0 | 0 | 0 | 0 | 0
ST | 0 | 0 | 0 | 0 | 0 | 0
STOG | 0 | 0 | 0 | 0 | 0 | 0
STWD | 0 | 0 | 0 | 0 | 0 | 0
WT | 302.4 | 302.4 | 302.4 | 302.4 | 302.4 | 302.4
IGCC | 0 | 0 | 0 | 0 | 0 | 0
DemandResponse | 0 | 0 | 0 | 0 | 0 | 0
IGCC-CCS | 0 | 0 | 0 | 0 | 0 | 0
WT_off | 0 | 0 | 0 | 0 | 0 | 0
PseudoUnit | 0 | 0 | 0 | 0 | 0 | 0
FixedInterchange | 0 | 0 | 0 | 0 | 0 | 0
Cumulative New Build Capacity by Reporting Type: AZ_NM_SNV_Coal
ReportingType | 2015 | 2020 | 2025 | 2030 | 2035 | 2040
BM | 0 | 0 | 0 | 0 | 0 | 0
CC | 0 | 0 | 0 | 0 | 0 | 0
CSP | 0 | 0 | 0 | 0 | 0 | 0
CT | 0 | 0 | 0 | 0 | 0 | 0
Coal | 0 | 0 | 0 | 0 | 0 | 0
Geo | 0 | 0 | 0 | 0 | 0 | 0
H | 0 | 0 | 0 | 0 | 0 | 0
LFG | 0 | 0 | 0 | 0 | 0 | 0
Nuc | 0 | 0 | 0 | 0 | 0 | 0
PS | 0 | 0 | 0 | 0 | 0 | 0
PV | 0 | 0 | 0 | 0 | 0 | 0
PeakG | 0 | 0 | 0 | 0 | 0 | 0
PeakO | 0 | 0 | 0 | 0 | 0 | 0
ST | 0 | 0 | 0 | 0 | 0 | 0
STOG | 0 | 0 | 0 | 0 | 0 | 0
STWD | 0 | 0 | 0 | 0 | 0 | 0
WT | 0 | 0 | 0 | 0 | 0 | 0
IGCC | 0 | 0 | 0 | 0 | 0 | 0
DemandResponse | 0 | 0 | 0 | 0 | 0 | 0
IGCC-CCS | 0 | 0 | 0 | 0 | 0 | 0
WT_off | 0 | 0 | 0 | 0 | 0 | 0
PseudoUnit | 0 | 0 | 0 | 0 | 0 | 0
FixedInterchange | 0 | 0 | 0 | 0 | 0 | 0
Cumulative New Build Capacity by Reporting Type: AZ_NM_SNV_Gas
ReportingType | 2015 | 2020 | 2025 | 2030 | 2035 | 2040
BM | 0 | 0 | 0 | 0 | 0 | 0
CC | 668 | 668 | 668 | 668 | 668 | 668
CSP | 0 | 0 | 0 | 0 | 0 | 0
CT | 736 | 736 | 736 | 736 | 736 | 736
Coal | 0 | 0 | 0 | 0 | 0 | 0
Geo | 0 | 0 | 0 | 0 | 0 | 0
H | 0 | 0 | 0 | 0 | 0 | 0
LFG | 0 | 0 | 0 | 0 | 0 | 0
Nuc | 0 | 0 | 0 | 0 | 0 | 0
PS | 0 | 0 | 0 | 0 | 0 | 0
PV | 0 | 0 | 0 | 0 | 0 | 0
PeakG | 0 | 0 | 0 | 0 | 0 | 0
PeakO | 0 | 0 | 0 | 0 | 0 | 0
ST | 0 | 0 | 0 | 0 | 0 | 0
STOG | 0 | 0 | 0 | 0 | 0 | 0
STWD | 0 | 0 | 0 | 0 | 0 | 0
WT | 0 | 0 | 0 | 0 | 0 | 0
IGCC | 0 | 0 | 0 | 0 | 0 | 0
DemandResponse | 0 | 0 | 0 | 0 | 0 | 0
IGCC-CCS | 0 | 0 | 0 | 0 | 0 | 0
WT_off | 0 | 0 | 0 | 0 | 0 | 0
PseudoUnit | 0 | 0 | 0 | 0 | 0 | 0
FixedInterchange | 0 | 0 | 0 | 0 | 0 | 0
Cumulative New Build Capacity by Reporting Type: AZ_NM_SNV_NucRenew
ReportingType | 2015 | 2020 | 2025 | 2030 | 2035 | 2040
BM | 0 | 0 | 0 | 0 | 0 | 5887.68
CC | 0 | 0 | 0 | 0 | 0 | 0
CSP | 0 | 0 | 0 | 0 | 0 | 0
CT | 0 | 0 | 0 | 0 | 0 | 0
Coal | 0 | 0 | 0 | 0 | 0 | 0
Geo | 0 | 0 | 1450 | 1450 | 1450 | 1450
H | 0 | 0 | 0 | 0 | 0 | 0
LFG | 0 | 0 | 60.67 | 60.67 | 60.67 | 60.67
Nuc | 0 | 0 | 0 | 3524.55 | 7481.47 | 7481.47
PS | 0 | 0 | 0 | 0 | 0 | 0
PV | 95.7 | 95.7 | 95.7 | 95.7 | 95.7 | 95.7
PeakG | 0 | 0 | 0 | 0 | 0 | 0
PeakO | 0 | 0 | 0 | 0 | 0 | 0
ST | 280 | 663.47 | 864.53 | 1014.72 | 1149.21 | 1293.33
STOG | 0 | 0 | 0 | 0 | 0 | 0
STWD | 0 | 0 | 0 | 0 | 0 | 0
WT | 65.1 | 10843.31 | 10843.31 | 10843.31 | 10843.31 | 10843.31
IGCC | 0 | 0 | 0 | 0 | 0 | 0
DemandResponse | 0 | 0 | 0 | 0 | 0 | 0
IGCC-CCS | 0 | 0 | 0 | 0 | 0 | 0
WT_off | 0 | 0 | 0 | 0 | 0 | 0
PseudoUnit | 0 | 0 | 0 | 0 | 0 | 0
FixedInterchange | 0 | 0 | 0 | 0 | 0 | 0
Cumulative New Build Capacity by Reporting Type: ERCOT
ReportingType | 2015 | 2020 | 2025 | 2030 | 2035 | 2040
BM | 145 | 145 | 145 | 145 | 4064.97 | 4064.97
CC | 14658.3 | 14658.3 | 14658.3 | 14658.3 | 14658.3 | 14658.3
CSP | 0 | 0 | 0 | 0 | 0 | 0
CT | 250 | 250 | 250 | 250 | 250 | 250
Coal | 2020 | 2020 | 2020 | 2020 | 2020 | 2020
Geo | 0 | 0 | 0 | 0 | 0 | 0
H | 0 | 0 | 0 | 0 | 0 | 0
LFG | 0 | 0 | 354 | 354 | 354 | 354
Nuc | 0 | 0 | 0 | 1517.14 | 10053.8 | 15756.29
PS | 0 | 0 | 0 | 0 | 0 | 0
PV | 14 | 14 | 14 | 14 | 14 | 14
PeakG | 0 | 0 | 0 | 0 | 0 | 0
PeakO | 0 | 0 | 0 | 0 | 0 | 0
ST | 0 | 0 | 0 | 0 | 0 | 0
STOG | 0 | 0 | 0 | 0 | 0 | 0
STWD | 0 | 0 | 0 | 0 | 0 | 0
WT | 350.1 | 4958.07 | 18730.63 | 18730.63 | 18730.63 | 20026.52
IGCC | 0 | 0 | 0 | 0 | 0 | 0
DemandResponse | 0 | 0 | 0 | 0 | 0 | 0
IGCC-CCS | 0 | 0 | 0 | 0 | 0 | 0
WT_off | 0 | 0 | 0 | 0 | 0 | 0
PseudoUnit | 0 | 0 | 0 | 0 | 0 | 0
FixedInterchange | 0 | 0 | 0 | 0 | 0 | 0
Cumulative New Build Capacity by Reporting Type: NP15
ReportingType | 2015 | 2020 | 2025 | 2030 | 2035 | 2040
BM | 0 | 0 | 0 | 0 | 843.24 | 843.24
CC | 940 | 940 | 940 | 940 | 940 | 940
CSP | 0 | 0 | 0 | 0 | 0 | 0
CT | 212.6 | 212.6 | 212.6 | 212.6 | 212.6 | 212.6
Coal | 0 | 0 | 0 | 0 | 0 | 0
Geo | 0 | 600 | 600 | 600 | 600 | 600
H | 0 | 0 | 0 | 0 | 0 | 0
LFG | 0 | 378.43 | 565 | 565 | 565 | 565
Nuc | 0 | 0 | 0 | 0 | 1360.61 | 1469.44
PS | 0 | 0 | 0 | 0 | 0 | 0
PV | 6.5 | 6.5 | 6.5 | 6.5 | 6.5 | 6.5
PeakG | 0 | 0 | 0 | 0 | 0 | 0
PeakO | 0 | 0 | 0 | 0 | 0 | 0
ST | 29 | 29 | 29 | 100 | 100 | 100
STOG | 0 | 0 | 0 | 0 | 0 | 0
STWD | 0 | 0 | 0 | 0 | 0 | 0
WT | 101.2 | 967.29 | 3400 | 8914.68 | 8914.68 | 8914.68
IGCC | 0 | 0 | 0 | 0 | 0 | 0
DemandResponse | 0 | 0 | 0 | 0 | 0 | 0
IGCC-CCS | 0 | 0 | 0 | 0 | 0 | 0
WT_off | 0 | 0 | 0 | 0 | 0 | 0
PseudoUnit | 0 | 0 | 0 | 0 | 0 | 0
FixedInterchange | 0 | 0 | 0 | 0 | 0 | 0
Cumulative New Build Capacity by Reporting Type: NWPP_Coal
ReportingType | 2015 | 2020 | 2025 | 2030 | 2035 | 2040
BM | 0 | 0 | 0 | 0 | 0 | 0
CC | 0 | 0 | 0 | 0 | 0 | 0
CSP | 0 | 0 | 0 | 0 | 0 | 0
CT | 0 | 0 | 0 | 0 | 0 | 0
Coal | 0 | 0 | 0 | 0 | 0 | 0
Geo | 0 | 0 | 0 | 0 | 0 | 0
H | 0 | 0 | 0 | 0 | 0 | 0
LFG | 0 | 0 | 0 | 0 | 0 | 0
Nuc | 0 | 0 | 0 | 0 | 0 | 0
PS | 0 | 0 | 0 | 0 | 0 | 0
PV | 0 | 0 | 0 | 0 | 0 | 0
PeakG | 0 | 0 | 0 | 0 | 0 | 0
PeakO | 0 | 0 | 0 | 0 | 0 | 0
ST | 0 | 0 | 0 | 0 | 0 | 0
STOG | 0 | 0 | 0 | 0 | 0 | 0
STWD | 0 | 0 | 0 | 0 | 0 | 0
WT | 0 | 0 | 0 | 0 | 0 | 0
IGCC | 0 | 0 | 0 | 0 | 0 | 0
DemandResponse | 0 | 0 | 0 | 0 | 0 | 0
IGCC-CCS | 0 | 0 | 0 | 0 | 0 | 0
WT_off | 0 | 0 | 0 | 0 | 0 | 0
PseudoUnit | 0 | 0 | 0 | 0 | 0 | 0
FixedInterchange | 0 | 0 | 0 | 0 | 0 | 0
Cumulative New Build Capacity by Reporting Type: NWPP_Gas
ReportingType | 2015 | 2020 | 2025 | 2030 | 2035 | 2040
BM | 0 | 0 | 0 | 0 | 0 | 0
CC | 300 | 300 | 300 | 300 | 300 | 300
CSP | 0 | 0 | 0 | 0 | 0 | 0
CT | 150 | 150 | 150 | 150 | 150 | 150
Coal | 0 | 0 | 0 | 0 | 0 | 0
Geo | 0 | 0 | 0 | 0 | 0 | 0
H | 0 | 0 | 0 | 0 | 0 | 0
LFG | 0 | 0 | 0 | 0 | 0 | 0
Nuc | 0 | 0 | 0 | 0 | 0 | 0
PS | 0 | 0 | 0 | 0 | 0 | 0
PV | 0 | 0 | 0 | 0 | 0 | 0
PeakG | 0 | 0 | 0 | 0 | 0 | 0
PeakO | 0 | 0 | 0 | 0 | 0 | 0
ST | 0 | 0 | 0 | 0 | 0 | 0
STOG | 0 | 0 | 0 | 0 | 0 | 0
STWD | 0 | 0 | 0 | 0 | 0 | 0
WT | 0 | 0 | 0 | 0 | 0 | 0
IGCC | 0 | 0 | 0 | 0 | 0 | 0
DemandResponse | 0 | 0 | 0 | 0 | 0 | 0
IGCC-CCS | 0 | 0 | 0 | 0 | 0 | 0
WT_off | 0 | 0 | 0 | 0 | 0 | 0
PseudoUnit | 0 | 0 | 0 | 0 | 0 | 0
FixedInterchange | 0 | 0 | 0 | 0 | 0 | 0
Cumulative New Build Capacity by Reporting Type: NWPP_NucRenew
ReportingType | 2015 | 2020 | 2025 | 2030 | 2035 | 2040
BM | 32.55 | 32.55 | 32.55 | 32.55 | 32.55 | 32.55
CC | 0 | 0 | 0 | 0 | 0 | 0
CSP | 0 | 0 | 0 | 0 | 0 | 0
CT | 0 | 0 | 0 | 0 | 0 | 0
Coal | 0 | 0 | 0 | 0 | 0 | 0
Geo | 86 | 111 | 520 | 520 | 520 | 520
H | 0 | 0 | 0 | 335 | 335 | 335
LFG | 25.5 | 25.5 | 270 | 270 | 270 | 270
Nuc | 0 | 0 | 0 | 657.2 | 3804.64 | 3804.64
PS | 0 | 0 | 0 | 0 | 0 | 0
PV | 0 | 0 | 0 | 0 | 0 | 0
PeakG | 0 | 0 | 0 | 0 | 0 | 0
PeakO | 0 | 0 | 0 | 0 | 0 | 0
ST | 0 | 0 | 0 | 0 | 0 | 0
STOG | 0 | 0 | 0 | 0 | 0 | 0
STWD | 0 | 0 | 0 | 0 | 0 | 0
WT | 977.3 | 977.3 | 19749.99 | 19893.8 | 19893.8 | 19893.8
IGCC | 0 | 0 | 0 | 0 | 0 | 0
DemandResponse | 0 | 0 | 0 | 0 | 0 | 0
IGCC-CCS | 0 | 0 | 0 | 0 | 0 | 0
WT_off | 0 | 0 | 0 | 0 | 0 | 0
PseudoUnit | 0 | 0 | 0 | 0 | 0 | 0
FixedInterchange | 0 | 0 | 0 | 0 | 0 | 0
Cumulative New Build Capacity by Reporting Type: RMPA
ReportingType | 2015 | 2020 | 2025 | 2030 | 2035 | 2040
BM | 0 | 0 | 0 | 0 | 1404.62 | 2078.03
CC | 0 | 806.39 | 806.39 | 806.39 | 806.39 | 806.39
CSP | 0 | 0 | 0 | 0 | 0 | 0
CT | 152 | 152 | 152 | 152 | 152 | 152
Coal | 390 | 390 | 390 | 390 | 390 | 390
Geo | 0 | 0 | 2570 | 2570 | 2570 | 2570
H | 0 | 0 | 0 | 0 | 0 | 0
LFG | 1.4 | 1.4 | 30.33 | 30.33 | 30.33 | 30.33
Nuc | 0 | 0 | 210.29 | 1502.61 | 1502.61 | 1502.61
PS | 0 | 0 | 0 | 0 | 0 | 0
PV | 1 | 1 | 1 | 1 | 1 | 1
PeakG | 0 | 0 | 0 | 0 | 0 | 0
PeakO | 0 | 0 | 0 | 0 | 0 | 0
ST | 3 | 343.85 | 348.45 | 353.13 | 353.13 | 426.81
STOG | 0 | 0 | 0 | 0 | 0 | 0
STWD | 0 | 0 | 0 | 0 | 0 | 0
WT | 765.4 | 4341.73 | 4414.19 | 4488.16 | 4567.23 | 4567.23
IGCC | 0 | 0 | 0 | 0 | 0 | 0
DemandResponse | 0 | 0 | 0 | 0 | 0 | 0
IGCC-CCS | 0 | 0 | 0 | 0 | 0 | 0
WT_off | 0 | 0 | 0 | 0 | 0 | 0
PseudoUnit | 0 | 0 | 0 | 0 | 0 | 0
FixedInterchange | 0 | 0 | 0 | 0 | 0 | 0
Cumulative New Build Capacity by Reporting Type: SP15
ReportingType | 2015 | 2020 | 2025 | 2030 | 2035 | 2040
BM | 6 | 6 | 6 | 6 | 674.59 | 674.59
CC | 409.5 | 409.5 | 409.5 | 409.5 | 409.5 | 409.5
CSP | 0 | 0 | 0 | 0 | 0 | 0
CT | 0 | 0 | 0 | 0 | 0 | 0
Coal | 0 | 0 | 0 | 0 | 0 | 0
Geo | 50 | 1500 | 1500 | 1500 | 1500 | 1500
H | 0 | 0 | 0 | 0 | 0 | 0
LFG | 9.2 | 565 | 565 | 565 | 565 | 565
Nuc | 0 | 0 | 0 | 1038.13 | 2853.3 | 2853.3
PS | 0 | 0 | 0 | 0 | 0 | 0
PV | 3.8 | 3.8 | 3.8 | 3.8 | 3.8 | 3.8
PeakG | 0 | 0 | 0 | 0 | 0 | 0
PeakO | 0 | 0 | 0 | 0 | 0 | 0
ST | 448 | 448 | 448 | 675.71 | 675.71 | 675.71
STOG | 0 | 0 | 0 | 0 | 0 | 0
STWD | 0 | 0 | 0 | 0 | 0 | 0
WT | 735 | 735 | 14900 | 14900 | 14900 | 14900
IGCC | 0 | 0 | 0 | 0 | 0 | 0
DemandResponse | 0 | 0 | 0 | 0 | 0 | 0
IGCC-CCS | 0 | 0 | 0 | 0 | 0 | 0
WT_off | 0 | 0 | 0 | 0 | 0 | 0
PseudoUnit | 0 | 0 | 0 | 0 | 0 | 0
FixedInterchange | 0 | 0 | 0 | 0 | 0 | 0
Cumulative New Build Capacity by Reporting Type: ALB
ReportingType | 2015 | 2020 | 2025 | 2030 | 2035 | 2040
BM | 0 | 0 | 0 | 0 | 0 | 0
CC | 197.37 | 197.37 | 197.37 | 197.37 | 197.37 | 197.37
CSP | 0 | 0 | 0 | 0 | 0 | 0
CT | 201.5 | 201.5 | 201.5 | 201.5 | 201.5 | 201.5
Coal | 495 | 495 | 495 | 495 | 495 | 495
Geo | 0 | 0 | 0 | 0 | 0 | 0
H | 0 | 0 | 0 | 0 | 0 | 0
LFG | 0 | 0 | 0 | 0 | 0 | 0
Nuc | 0 | 0 | 0 | 8073.67 | 8528.63 | 8528.63
PS | 0 | 0 | 0 | 0 | 0 | 0
PV | 0 | 0 | 0 | 0 | 0 | 0
PeakG | 0 | 0 | 0 | 0 | 0 | 0
PeakO | 0 | 0 | 0 | 0 | 0 | 0
ST | 0 | 0 | 0 | 0 | 0 | 0
STOG | 0 | 0 | 0 | 0 | 0 | 0
STWD | 0 | 0 | 0 | 0 | 0 | 0
WT | 9 | 9 | 9 | 100 | 100 | 100
IGCC | 0 | 0 | 0 | 0 | 0 | 0
DemandResponse | 0 | 0 | 0 | 0 | 0 | 0
IGCC-CCS | 0 | 0 | 0 | 0 | 0 | 0
WT_off | 0 | 0 | 0 | 0 | 0 | 0
PseudoUnit | 0 | 0 | 0 | 0 | 0 | 0
FixedInterchange | 0 | 0 | 0 | 0 | 0 | 0
Cumulative New Build Capacity by Reporting Type: BC
ReportingType | 2015 | 2020 | 2025 | 2030 | 2035 | 2040
BM | 0 | 0 | 0 | 0 | 0 | 0
CC | 762.87 | 762.87 | 762.87 | 762.87 | 762.87 | 762.87
CSP | 0 | 0 | 0 | 0 | 0 | 0
CT | 0 | 0 | 0 | 0 | 0 | 0
Coal | 0 | 0 | 0 | 0 | 0 | 0
Geo | 0 | 0 | 0 | 0 | 0 | 0
H | 0 | 0 | 0 | 0 | 0 | 0
LFG | 0 | 0 | 0 | 0 | 0 | 0
Nuc | 0 | 0 | 0 | 0 | 0 | 0
PS | 0 | 0 | 0 | 0 | 0 | 0
PV | 0 | 0 | 0 | 0 | 0 | 0
PeakG | 0 | 0 | 0 | 0 | 0 | 0
PeakO | 0 | 0 | 0 | 0 | 0 | 0
ST | 0 | 0 | 0 | 0 | 0 | 0
STOG | 0 | 0 | 0 | 0 | 0 | 0
STWD | 0 | 0 | 0 | 0 | 0 | 0
WT | 144 | 144 | 144 | 300 | 300 | 300
IGCC | 0 | 0 | 0 | 0 | 0 | 0
DemandResponse | 0 | 0 | 0 | 0 | 0 | 0
IGCC-CCS | 0 | 0 | 0 | 0 | 0 | 0
WT_off | 0 | 0 | 0 | 0 | 0 | 0
PseudoUnit | 0 | 0 | 0 | 0 | 0 | 0
FixedInterchange | 0 | 0 | 0 | 0 | 0 | 0
Cumulative New Build Capacity by Reporting Type: HQ_IESO
ReportingType | 2015 | 2020 | 2025 | 2030 | 2035 | 2040
BM | 0 | 0 | 0 | 0 | 0 | 0
CC | 0 | 0 | 0 | 0 | 0 | 0
CSP | 0 | 0 | 0 | 0 | 0 | 0
CT | 0 | 0 | 0 | 0 | 0 | 0
Coal | 0 | 0 | 0 | 0 | 0 | 0
Geo | 0 | 0 | 0 | 0 | 0 | 0
H | 0 | 0 | 0 | 0 | 0 | 0
LFG | 0 | 0 | 0 | 0 | 0 | 0
Nuc | 0 | 0 | 0 | 0 | 0 | 0
PS | 0 | 0 | 0 | 0 | 0 | 0
PV | 0 | 0 | 0 | 0 | 0 | 0
PeakG | 0 | 0 | 0 | 0 | 0 | 0
PeakO | 0 | 0 | 0 | 0 | 0 | 0
ST | 0 | 0 | 0 | 0 | 0 | 0
STOG | 0 | 0 | 0 | 0 | 0 | 0
STWD | 0 | 0 | 0 | 0 | 0 | 0
WT | 0 | 0 | 0 | 0 | 0 | 0
IGCC | 0 | 0 | 0 | 0 | 0 | 0
DemandResponse | 0 | 0 | 0 | 0 | 0 | 0
IGCC-CCS | 0 | 0 | 0 | 0 | 0 | 0
WT_off | 0 | 0 | 0 | 0 | 0 | 0
PseudoUnit | 0 | 0 | 705.06 | 1363.28 | 1363.28 | 1848
FixedInterchange | 0 | 0 | 0 | 0 | 0 | 0
Cumulative New Build Capacity by Reporting Type: HQ_NEISO
ReportingType | 2015 | 2020 | 2025 | 2030 | 2035 | 2040
BM | 0 | 0 | 0 | 0 | 0 | 0
CC | 0 | 0 | 0 | 0 | 0 | 0
CSP | 0 | 0 | 0 | 0 | 0 | 0
CT | 0 | 0 | 0 | 0 | 0 | 0
Coal | 0 | 0 | 0 | 0 | 0 | 0
Geo | 0 | 0 | 0 | 0 | 0 | 0
H | 0 | 0 | 0 | 0 | 0 | 0
LFG | 0 | 0 | 0 | 0 | 0 | 0
Nuc | 0 | 0 | 0 | 0 | 0 | 0
PS | 0 | 0 | 0 | 0 | 0 | 0
PV | 0 | 0 | 0 | 0 | 0 | 0
PeakG | 0 | 0 | 0 | 0 | 0 | 0
PeakO | 0 | 0 | 0 | 0 | 0 | 0
ST | 0 | 0 | 0 | 0 | 0 | 0
STOG | 0 | 0 | 0 | 0 | 0 | 0
STWD | 0 | 0 | 0 | 0 | 0 | 0
WT | 0 | 0 | 0 | 0 | 0 | 0
IGCC | 0 | 0 | 0 | 0 | 0 | 0
DemandResponse | 0 | 0 | 0 | 0 | 0 | 0
IGCC-CCS | 0 | 0 | 0 | 0 | 0 | 0
WT_off | 0 | 0 | 0 | 0 | 0 | 0
PseudoUnit | 0 | 0 | 1111.89 | 1111.89 | 1111.89 | 1111.89
FixedInterchange | 0 | 0 | 0 | 0 | 0 | 0
Cumulative New Build Capacity by Reporting Type: HQ_NY
ReportingType | 2015 | 2020 | 2025 | 2030 | 2035 | 2040
BM | 0 | 0 | 0 | 0 | 0 | 0
CC | 0 | 0 | 0 | 0 | 0 | 0
CSP | 0 | 0 | 0 | 0 | 0 | 0
CT | 0 | 0 | 0 | 0 | 0 | 0
Coal | 0 | 0 | 0 | 0 | 0 | 0
Geo | 0 | 0 | 0 | 0 | 0 | 0
H | 0 | 0 | 0 | 0 | 0 | 0
LFG | 0 | 0 | 0 | 0 | 0 | 0
Nuc | 0 | 0 | 0 | 0 | 0 | 0
PS | 0 | 0 | 0 | 0 | 0 | 0
PV | 0 | 0 | 0 | 0 | 0 | 0
PeakG | 0 | 0 | 0 | 0 | 0 | 0
PeakO | 0 | 0 | 0 | 0 | 0 | 0
ST | 0 | 0 | 0 | 0 | 0 | 0
STOG | 0 | 0 | 0 | 0 | 0 | 0
STWD | 0 | 0 | 0 | 0 | 0 | 0
WT | 0 | 0 | 0 | 0 | 0 | 0
IGCC | 0 | 0 | 0 | 0 | 0 | 0
DemandResponse | 0 | 0 | 0 | 0 | 0 | 0
IGCC-CCS | 0 | 0 | 0 | 0 | 0 | 0
WT_off | 0 | 0 | 0 | 0 | 0 | 0
PseudoUnit | 0 | 2333.05 | 2333.05 | 2333.05 | 2333.05 | 2333.05
FixedInterchange | 0 | 0 | 0 | 0 | 0 | 0
Cumulative New Build Capacity by Reporting Type: MARITIMES
ReportingType | 2015 | 2020 | 2025 | 2030 | 2035 | 2040
BM | 0 | 0 | 0 | 0 | 0 | 0
CC | 0 | 0 | 0 | 0 | 0 | 0
CSP | 0 | 0 | 0 | 0 | 0 | 0
CT | 0 | 0 | 0 | 0 | 0 | 0
Coal | 0 | 0 | 0 | 0 | 0 | 0
Geo | 0 | 0 | 0 | 0 | 0 | 0
H | 0 | 0 | 0 | 0 | 0 | 0
LFG | 0 | 0 | 0 | 0 | 0 | 0
Nuc | 0 | 0 | 0 | 0 | 0 | 0
PS | 0 | 0 | 0 | 0 | 0 | 0
PV | 0 | 0 | 0 | 0 | 0 | 0
PeakG | 0 | 0 | 0 | 0 | 0 | 0
PeakO | 0 | 0 | 0 | 0 | 0 | 0
ST | 0 | 0 | 0 | 0 | 0 | 0
STOG | 0 | 0 | 0 | 0 | 0 | 0
STWD | 0 | 0 | 0 | 0 | 0 | 0
WT | 0 | 0 | 0 | 0 | 0 | 0
IGCC | 0 | 0 | 0 | 0 | 0 | 0
DemandResponse | 0 | 0 | 0 | 0 | 0 | 0
IGCC-CCS | 0 | 0 | 0 | 0 | 0 | 0
WT_off | 0 | 0 | 0 | 0 | 0 | 0
PseudoUnit | 0 | 500 | 500 | 500 | 500 | 500
FixedInterchange | 0 | 0 | 0 | 0 | 0 | 0
Cumulative New Build Capacity by Reporting Type: All
ReportingType | 2015 | 2020 | 2025 | 2030 | 2035 | 2040
BM | 1251 | 1251 | 1251 | 1251 | 30109.32 | 38857.27
CC | 91494.1 | 100044.12 | 100044.12 | 100044.12 | 100044.12 | 100044.12
CSP | 0 | 0 | 0 | 0 | 0 | 0
CT | 6393.79 | 6693.79 | 6693.79 | 6693.79 | 6693.79 | 6693.79
Coal | 10763.64 | 10763.64 | 10763.64 | 10763.64 | 10763.64 | 10763.64
Geo | 136 | 2211 | 6640 | 6640 | 6640 | 6640
H | 0 | 2906 | 4428 | 6920.4 | 7332.81 | 7582.81
LFG | 192 | 2145 | 4355 | 5079 | 5079 | 5079
Nuc | 2740.56 | 7270.56 | 9030.5 | 57270.67 | 107270.67 | 157270.67
PS | 0 | 0 | 0 | 0 | 0 | 0
PV | 1246 | 3221.62 | 4066.76 | 4148.1 | 7360.55 | 7360.55
PeakG | 0 | 0 | 0 | 0 | 0 | 0
PeakO | 0 | 0 | 0 | 0 | 0 | 0
ST | 760 | 1484.32 | 1689.97 | 2143.56 | 2278.05 | 2495.84
STOG | 0 | 0 | 0 | 0 | 0 | 0
STWD | 0 | 0 | 0 | 0 | 0 | 0
WT | 25342 | 200342 | 330562.58 | 353552.22 | 368602.74 | 372052.39
IGCC | 618 | 618 | 618 | 618 | 618 | 618
DemandResponse | 0 | 0 | 0 | 0 | 0 | 0
IGCC-CCS | 0 | 0 | 0 | 0 | 0 | 0
WT_off | 469 | 489.1 | 2649.27 | 2649.27 | 6910.07 | 7155.33
PseudoUnit | 0 | 2833.05 | 4650 | 5308.22 | 5308.22 | 5792.94
FixedInterchange | 0 | 0 | 0 | 0 | 0 | 0
Cumulative New Build Capacity by Reporting Type: EI_US
ReportingType | 2015 | 2020 | 2025 | 2030 | 2035 | 2040
BM | 741.12 | 741.12 | 741.12 | 741.12 | 22763.01 | 24949.87
CC | 72030.02 | 79773.65 | 79773.65 | 79773.65 | 79773.65 | 79773.65
CSP | 0 | 0 | 0 | 0 | 0 | 0
CT | 4323.69 | 4623.69 | 4623.69 | 4623.69 | 4623.69 | 4623.69
Coal | 7858.64 | 7858.64 | 7858.64 | 7858.64 | 7858.64 | 7858.64
Geo | 0 | 0 | 0 | 0 | 0 | 0
H | 0 | 2211 | 2238 | 3347 | 3347 | 3347
LFG | 141.4 | 1160.17 | 2495.5 | 3219 | 3219 | 3219
Nuc | 2740.56 | 7270.56 | 8820.21 | 40957.37 | 71685.6 | 115874.28
PS | 0 | 0 | 0 | 0 | 0 | 0
PV | 57.74 | 2033.36 | 2878.5 | 2959.85 | 6172.3 | 6172.3
PeakG | 0 | 0 | 0 | 0 | 0 | 0
PeakO | 0 | 0 | 0 | 0 | 0 | 0
ST | 0 | 0 | 0 | 0 | 0 | 0
STOG | 0 | 0 | 0 | 0 | 0 | 0
STWD | 0 | 0 | 0 | 0 | 0 | 0
WT | 19786.6 | 174958 | 255963.17 | 272973.34 | 287944.78 | 290098.54
IGCC | 618 | 618 | 618 | 618 | 618 | 618
DemandResponse | 0 | 0 | 0 | 0 | 0 | 0
IGCC-CCS | 0 | 0 | 0 | 0 | 0 | 0
WT_off | 469 | 489.1 | 2649.27 | 2649.27 | 6910.07 | 7155.33
PseudoUnit | 0 | 2833.05 | 3944.94 | 3944.94 | 3944.94 | 3944.94
FixedInterchange | 0 | 0 | 0 | 0 | 0 | 0
Cumulative New Build Capacity by Reporting Type: EI_Canada
ReportingType | 2015 | 2020 | 2025 | 2030 | 2035 | 2040
BM | 326.33 | 326.33 | 326.33 | 326.33 | 326.33 | 326.33
CC | 1528.05 | 1528.05 | 1528.05 | 1528.05 | 1528.05 | 1528.05
CSP | 0 | 0 | 0 | 0 | 0 | 0
CT | 368 | 368 | 368 | 368 | 368 | 368
Coal | 0 | 0 | 0 | 0 | 0 | 0
Geo | 0 | 0 | 0 | 0 | 0 | 0
H | 0 | 695 | 2190 | 3238.4 | 3650.81 | 3900.81
LFG | 14.5 | 14.5 | 14.5 | 15 | 15 | 15
Nuc | 0 | 0 | 0 | 0 | 0 | 0
PS | 0 | 0 | 0 | 0 | 0 | 0
PV | 1067.26 | 1067.26 | 1067.26 | 1067.26 | 1067.26 | 1067.26
PeakG | 0 | 0 | 0 | 0 | 0 | 0
PeakO | 0 | 0 | 0 | 0 | 0 | 0
ST | 0 | 0 | 0 | 0 | 0 | 0
STOG | 0 | 0 | 0 | 0 | 0 | 0
STWD | 0 | 0 | 0 | 0 | 0 | 0
WT | 2408.3 | 2408.3 | 2408.3 | 2408.3 | 2408.3 | 2408.3
IGCC | 0 | 0 | 0 | 0 | 0 | 0
DemandResponse | 0 | 0 | 0 | 0 | 0 | 0
IGCC-CCS | 0 | 0 | 0 | 0 | 0 | 0
WT_off | 0 | 0 | 0 | 0 | 0 | 0
PseudoUnit | 0 | 0 | 705.06 | 1363.28 | 1363.28 | 1848
FixedInterchange | 0 | 0 | 0 | 0 | 0 | 0
Cumulative New Build Capacity by Reporting Type: EI
ReportingType | 2015 | 2020 | 2025 | 2030 | 2035 | 2040
BM | 1067.45 | 1067.45 | 1067.45 | 1067.45 | 23089.34 | 25276.21
CC | 73558.07 | 81301.7 | 81301.7 | 81301.7 | 81301.7 | 81301.7
CSP | 0 | 0 | 0 | 0 | 0 | 0
CT | 4691.69 | 4991.69 | 4991.69 | 4991.69 | 4991.69 | 4991.69
Coal | 7858.64 | 7858.64 | 7858.64 | 7858.64 | 7858.64 | 7858.64
Geo | 0 | 0 | 0 | 0 | 0 | 0
H | 0 | 2906 | 4428 | 6585.4 | 6997.81 | 7247.81
LFG | 155.9 | 1174.67 | 2510 | 3234 | 3234 | 3234
Nuc | 2740.56 | 7270.56 | 8820.21 | 40957.37 | 71685.6 | 115874.28
PS | 0 | 0 | 0 | 0 | 0 | 0
PV | 1125 | 3100.62 | 3945.76 | 4027.1 | 7239.55 | 7239.55
PeakG | 0 | 0 | 0 | 0 | 0 | 0
PeakO | 0 | 0 | 0 | 0 | 0 | 0
ST | 0 | 0 | 0 | 0 | 0 | 0
STOG | 0 | 0 | 0 | 0 | 0 | 0
STWD | 0 | 0 | 0 | 0 | 0 | 0
WT | 22194.9 | 177366.3 | 258371.47 | 275381.64 | 290353.08 | 292506.84
IGCC | 618 | 618 | 618 | 618 | 618 | 618
DemandResponse | 0 | 0 | 0 | 0 | 0 | 0
IGCC-CCS | 0 | 0 | 0 | 0 | 0 | 0
WT_off | 469 | 489.1 | 2649.27 | 2649.27 | 6910.07 | 7155.33
PseudoUnit | 0 | 2833.05 | 4650 | 5308.22 | 5308.22 | 5792.94
FixedInterchange | 0 | 0 | 0 | 0 | 0 | 0
Cumulative New Build Capacity by Reporting Type: Outside_EI
ReportingType | 2015 | 2020 | 2025 | 2030 | 2035 | 2040
BM | 183.55 | 183.55 | 183.55 | 183.55 | 7019.97 | 13581.06
CC | 17936.03 | 18742.42 | 18742.42 | 18742.42 | 18742.42 | 18742.42
CSP | 0 | 0 | 0 | 0 | 0 | 0
CT | 1702.1 | 1702.1 | 1702.1 | 1702.1 | 1702.1 | 1702.1
Coal | 2905 | 2905 | 2905 | 2905 | 2905 | 2905
Geo | 136 | 2211 | 6640 | 6640 | 6640 | 6640
H | 0 | 0 | 0 | 335 | 335 | 335
LFG | 36.1 | 970.33 | 1845 | 1845 | 1845 | 1845
Nuc | 0 | 0 | 210.29 | 16313.29 | 35585.07 | 41396.39
PS | 0 | 0 | 0 | 0 | 0 | 0
PV | 121 | 121 | 121 | 121 | 121 | 121
PeakG | 0 | 0 | 0 | 0 | 0 | 0
PeakO | 0 | 0 | 0 | 0 | 0 | 0
ST | 760 | 1484.32 | 1689.97 | 2143.56 | 2278.05 | 2495.84
STOG | 0 | 0 | 0 | 0 | 0 | 0
STWD | 0 | 0 | 0 | 0 | 0 | 0
WT | 3147.1 | 22975.7 | 72191.12 | 78170.58 | 78249.65 | 79545.55
IGCC | 0 | 0 | 0 | 0 | 0 | 0
DemandResponse | 0 | 0 | 0 | 0 | 0 | 0
IGCC-CCS | 0 | 0 | 0 | 0 | 0 | 0
WT_off | 0 | 0 | 0 | 0 | 0 | 0
PseudoUnit | 0 | 0 | 0 | 0 | 0 | 0
FixedInterchange | 0 | 0 | 0 | 0 | 0 | 0
#3 | Retirements of Capacity (MW)
Retirements of Capacity by Reporting Type: Entergy
ReportingType | 2015 | 2020 | 2025 | 2030 | 2035 | 2040
BM | 0 | 0 | 0 | 0 | 0 | 0
CC | 0 | 0 | 0 | 209 | 0 | 1741.86
CSP | 0 | 0 | 0 | 0 | 0 | 0
CT | 0 | 0 | 0 | 0 | 0 | 0
Coal | 1127.9 | 4808.06 | 2372.94 | 0 | 0 | 0
Geo | 0 | 0 | 0 | 0 | 0 | 0
H | 0 | 0 | 0 | 0 | 0 | 0
LFG | 0 | 0 | 0 | 0 | 0 | 0
Nuc | 0 | 0 | 0 | 0 | 842 | 997
PS | 0 | 0 | 0 | 0 | 0 | 0
PV | 0 | 0 | 0 | 0 | 0 | 0
PeakG | 0 | 0 | 0 | 2221.69 | 144.06 | 421.25
PeakO | 0 | 0 | 80 | 94 | 0 | 0
ST | 0 | 0 | 0 | 0 | 0 | 0
STOG | 12635.74 | 0 | 2229.26 | 0 | 0 | 0
STWD | 0 | 0 | 0 | 0 | 0 | 0
WT | 0 | 0 | 0 | 0 | 0 | 0
IGCC | 0 | 0 | 0 | 0 | 0 | 0
DemandResponse | 0 | 0 | 0 | 0 | 0 | 0
IGCC-CCS | 0 | 0 | 0 | 0 | 0 | 0
WT_off | 0 | 0 | 0 | 0 | 0 | 0
PseudoUnit | 0 | 0 | 0 | 0 | 0 | 0
FixedInterchange | 0 | 0 | 0 | 0 | 0 | 0
Retirements of Capacity by Reporting Type: FRCC
ReportingType | 2015 | 2020 | 2025 | 2030 | 2035 | 2040
BM | 0 | 0 | 0 | 0 | 0 | 0
CC | 0 | 0 | 0 | 10030.18 | 3758.78 | 1242.32
CSP | 0 | 0 | 0 | 0 | 0 | 0
CT | 0 | 0 | 0 | 0 | 2480 | 0
Coal | 7107.4 | 1730 | 626 | 0 | 0 | 0
Geo | 0 | 0 | 0 | 0 | 0 | 0
H | 0 | 0 | 0 | 0 | 0 | 0
LFG | 0 | 0 | 0 | 0 | 0 | 0
Nuc | 0 | 0 | 0 | 0 | 1615.33 | 1677
PS | 0 | 0 | 0 | 0 | 0 | 0
PV | 0 | 0 | 0 | 0 | 0 | 0
PeakG | 0 | 672.49 | 3838.13 | 3920.38 | 0 | 0
PeakO | 607.31 | 1675.69 | 0 | 0 | 0 | 0
ST | 0 | 0 | 0 | 0 | 0 | 0
STOG | 9833 | 0 | 0 | 0 | 0 | 0
STWD | 0 | 0 | 0 | 0 | 0 | 0
WT | 0 | 0 | 0 | 0 | 0 | 0
IGCC | 0 | 0 | 0 | 0 | 0 | 0
DemandResponse | 0 | 0 | 0 | 0 | 0 | 0
IGCC-CCS | 0 | 0 | 0 | 0 | 0 | 0
WT_off | 0 | 0 | 0 | 0 | 0 | 0
PseudoUnit | 0 | 0 | 0 | 0 | 0 | 0
FixedInterchange | 0 | 0 | 0 | 0 | 0 | 0
Retirements of Capacity by Reporting Type: MAPP_US
ReportingType | 2015 | 2020 | 2025 | 2030 | 2035 | 2040
BM | 0 | 0 | 0 | 0 | 0 | 0
CC | 0 | 0 | 0 | 0 | 0 | 0
CSP | 0 | 0 | 0 | 0 | 0 | 0
CT | 0 | 0 | 0 | 0 | 0 | 0
Coal | 1578.36 | 1021.5 | 531.69 | 186.47 | 109.63 | 110.48
Geo | 0 | 0 | 0 | 0 | 0 | 0
H | 0 | 0 | 0 | 0 | 0 | 0
LFG | 0 | 0 | 0 | 0 | 0 | 0
Nuc | 0 | 0 | 0 | 0 | 0 | 0
PS | 0 | 0 | 0 | 0 | 0 | 0
PV | 0 | 0 | 0 | 0 | 0 | 0
PeakG | 0 | 0 | 0 | 0 | 0 | 0
PeakO | 0 | 0 | 0 | 0 | 0 | 0
ST | 0 | 0 | 0 | 0 | 0 | 0
STOG | 36 | 0 | 0 | 0 | 0 | 0
STWD | 0 | 0 | 0 | 0 | 0 | 0
WT | 0 | 0 | 0 | 0 | 0 | 0
IGCC | 0 | 0 | 0 | 0 | 0 | 0
DemandResponse | 0 | 0 | 0 | 0 | 0 | 0
IGCC-CCS | 0 | 0 | 0 | 0 | 0 | 0
WT_off | 0 | 0 | 0 | 0 | 0 | 0
PseudoUnit | 0 | 0 | 0 | 0 | 0 | 0
FixedInterchange | 0 | 0 | 0 | 0 | 0 | 0
Retirements of Capacity by Reporting Type: MISO_IN
ReportingType | 2015 | 2020 | 2025 | 2030 | 2035 | 2040
BM | 0 | 0 | 0 | 0 | 0 | 0
CC | 0 | 0 | 0 | 0 | 0 | 0
CSP | 0 | 0 | 0 | 0 | 0 | 0
CT | 0 | 0 | 0 | 0 | 0 | 0
Coal | 5540.3 | 2276 | 6765.76 | 0 | 0 | 0
Geo | 0 | 0 | 0 | 0 | 0 | 0
H | 0 | 0 | 0 | 0 | 0 | 0
LFG | 0 | 0 | 0 | 0 | 0 | 0
Nuc | 0 | 0 | 0 | 0 | 0 | 0
PS | 0 | 0 | 0 | 0 | 0 | 0
PV | 0 | 0 | 0 | 0 | 0 | 0
PeakG | 0 | 0 | 0 | 0 | 0 | 238
PeakO | 0 | 0 | 0 | 183.02 | 20.29 | 157.69
ST | 0 | 0 | 0 | 0 | 0 | 0
STOG | 0 | 0 | 279 | 0 | 0 | 0
STWD | 0 | 0 | 0 | 0 | 0 | 0
WT | 0 | 0 | 0 | 0 | 0 | 0
IGCC | 0 | 0 | 0 | 0 | 0 | 0
DemandResponse | 0 | 0 | 0 | 0 | 0 | 0
IGCC-CCS | 0 | 0 | 0 | 0 | 0 | 0
WT_off | 0 | 0 | 0 | 0 | 0 | 0
PseudoUnit | 0 | 0 | 0 | 0 | 0 | 0
FixedInterchange | 0 | 0 | 0 | 0 | 0 | 0
Retirements of Capacity by Reporting Type: MISO_MI
ReportingType | 2015 | 2020 | 2025 | 2030 | 2035 | 2040
BM | 0 | 0 | 0 | 0 | 0 | 0
CC | 0 | 0 | 0 | 0 | 0 | 22
CSP | 0 | 0 | 0 | 0 | 0 | 0
CT | 0 | 0 | 0 | 0 | 0 | 0
Coal | 6340 | 4452 | 0 | 0 | 0 | 0
Geo | 0 | 0 | 0 | 0 | 0 | 0
H | 0 | 0 | 0 | 0 | 0 | 0
LFG | 0 | 0 | 0 | 0 | 0 | 0
Nuc | 0 | 0 | 0 | 0 | 778 | 0
PS | 0 | 0 | 0 | 0 | 0 | 0
PV | 0 | 0 | 0 | 0 | 0 | 0
PeakG | 0 | 0 | 0 | 0 | 0 | 295
PeakO | 0 | 0 | 0 | 270.32 | 33.91 | 229.76
ST | 0 | 0 | 0 | 0 | 0 | 0
STOG | 0 | 0 | 2852 | 0 | 0 | 0
STWD | 0 | 0 | 0 | 0 | 0 | 0
WT | 0 | 0 | 0 | 0 | 0 | 0
IGCC | 0 | 0 | 0 | 0 | 0 | 0
DemandResponse | 0 | 0 | 0 | 0 | 0 | 0
IGCC-CCS | 0 | 0 | 0 | 0 | 0 | 0
WT_off | 0 | 0 | 0 | 0 | 0 | 0
PseudoUnit | 0 | 0 | 0 | 0 | 0 | 0
FixedInterchange | 0 | 0 | 0 | 0 | 0 | 0
Retirements of Capacity by Reporting Type: MISO_MO-IL
ReportingType | 2015 | 2020 | 2025 | 2030 | 2035 | 2040
BM | 0 | 0 | 0 | 0 | 0 | 0
CC | 0 | 0 | 0 | 0 | 0 | 0
CSP | 0 | 0 | 0 | 0 | 0 | 0
CT | 0 | 0 | 0 | 0 | 0 | 0
Coal | 4515.4 | 6867.3 | 2381 | 0 | 0 | 0
Geo | 0 | 0 | 0 | 0 | 0 | 0
H | 0 | 0 | 0 | 0 | 0 | 0
LFG | 0 | 0 | 0 | 0 | 0 | 0
Nuc | 0 | 0 | 0 | 0 | 0 | 0
PS | 0 | 0 | 0 | 0 | 0 | 0
PV | 0 | 0 | 0 | 0 | 0 | 0
PeakG | 0 | 0 | 0 | 0 | 0 | 217
PeakO | 0 | 0 | 0 | 495.37 | 36.6 | 234.03
ST | 0 | 0 | 0 | 0 | 0 | 0
STOG | 0 | 0 | 592 | 0 | 0 | 0
STWD | 0 | 0 | 0 | 0 | 0 | 0
WT | 0 | 0 | 0 | 0 | 0 | 0
IGCC | 0 | 0 | 0 | 0 | 0 | 0
DemandResponse | 0 | 0 | 0 | 0 | 0 | 0
IGCC-CCS | 0 | 0 | 0 | 0 | 0 | 0
WT_off | 0 | 0 | 0 | 0 | 0 | 0
PseudoUnit | 0 | 0 | 0 | 0 | 0 | 0
FixedInterchange | 0 | 0 | 0 | 0 | 0 | 0
Retirements of Capacity by Reporting Type: MISO_W
ReportingType | 2015 | 2020 | 2025 | 2030 | 2035 | 2040
BM | 0 | 0 | 0 | 0 | 0 | 0
CC | 0 | 0 | 0 | 11 | 0 | 51
CSP | 0 | 0 | 0 | 0 | 0 | 0
CT | 0 | 0 | 0 | 0 | 0 | 0
Coal | 3725.66 | 4425.9 | 4983.03 | 0 | 0 | 0
Geo | 0 | 0 | 0 | 0 | 0 | 0
H | 0 | 0 | 0 | 0 | 0 | 0
LFG | 0 | 0 | 0 | 0 | 0 | 0
Nuc | 0 | 0 | 0 | 0 | 2361.23 | 0
PS | 0 | 0 | 0 | 0 | 0 | 0
PV | 0 | 0 | 0 | 0 | 0 | 0
PeakG | 0 | 0 | 0 | 0 | 0 | 504
PeakO | 0 | 0 | 0 | 1533.3 | 78.38 | 542.32
ST | 0 | 0 | 0 | 0 | 0 | 0
STOG | 0 | 0 | 172 | 0 | 0 | 0
STWD | 0 | 0 | 0 | 0 | 0 | 0
WT | 0 | 0 | 0 | 0 | 0 | 0
IGCC | 0 | 0 | 0 | 0 | 0 | 0
DemandResponse | 0 | 0 | 0 | 0 | 0 | 0
IGCC-CCS | 0 | 0 | 0 | 0 | 0 | 0
WT_off | 0 | 0 | 0 | 0 | 0 | 0
PseudoUnit | 0 | 0 | 0 | 0 | 0 | 0
FixedInterchange | 0 | 0 | 0 | 0 | 0 | 0
Retirements of Capacity by Reporting Type: MISO_WUMS
ReportingType | 2015 | 2020 | 2025 | 2030 | 2035 | 2040
BM | 0 | 0 | 0 | 0 | 0 | 0
CC | 0 | 0 | 0 | 0 | 0 | 0
CSP | 0 | 0 | 0 | 0 | 0 | 0
CT | 0 | 0 | 0 | 0 | 0 | 0
Coal | 4191.1 | 1869 | 333.1 | 0 | 0 | 0
Geo | 0 | 0 | 0 | 0 | 0 | 0
H | 0 | 0 | 0 | 0 | 0 | 0
LFG | 0 | 0 | 0 | 0 | 0 | 0
Nuc | 0 | 0 | 0 | 0 | 1816.9 | 0
PS | 0 | 0 | 0 | 0 | 0 | 0
PV | 0 | 0 | 0 | 0 | 0 | 0
PeakG | 0 | 0 | 0 | 0 | 0 | 2046.56
PeakO | 0 | 0 | 0 | 252.35 | 27.98 | 209.67
ST | 0 | 0 | 0 | 0 | 0 | 0
STOG | 59.5 | 0 | 300.5 | 0 | 0 | 0
STWD | 0 | 0 | 0 | 0 | 0 | 0
WT | 0 | 0 | 0 | 0 | 0 | 0
IGCC | 0 | 0 | 0 | 0 | 0 | 0
DemandResponse | 0 | 0 | 0 | 0 | 0 | 0
IGCC-CCS | 0 | 0 | 0 | 0 | 0 | 0
WT_off | 0 | 0 | 0 | 0 | 0 | 0
PseudoUnit | 0 | 0 | 0 | 0 | 0 | 0
FixedInterchange | 0 | 0 | 0 | 0 | 0 | 0
Retirements of Capacity by Reporting Type: Nebraska
ReportingType | 2015 | 2020 | 2025 | 2030 | 2035 | 2040
BM | 0 | 0 | 0 | 0 | 0 | 0
CC | 0 | 0 | 0 | 0 | 0 | 0
CSP | 0 | 0 | 0 | 0 | 0 | 0
CT | 0 | 0 | 0 | 0 | 0 | 0
Coal | 0 | 3195.8 | 0 | 0 | 0 | 0
Geo | 0 | 0 | 0 | 0 | 0 | 0
H | 0 | 0 | 0 | 0 | 0 | 0
LFG | 0 | 0 | 0 | 0 | 0 | 0
Nuc | 0 | 0 | 0 | 0 | 1251.8 | 0
PS | 0 | 0 | 0 | 0 | 0 | 0
PV | 0 | 0 | 0 | 0 | 0 | 0
PeakG | 0 | 0 | 0 | 0.83 | 0.56 | 1.81
PeakO | 0 | 0 | 0 | 326 | 0 | 0
ST | 0 | 0 | 0 | 0 | 0 | 0
STOG | 270 | 0 | 0 | 0 | 0 | 0
STWD | 0 | 0 | 0 | 0 | 0 | 0
WT | 0 | 0 | 0 | 0 | 0 | 0
IGCC | 0 | 0 | 0 | 0 | 0 | 0
DemandResponse | 0 | 0 | 0 | 0 | 0 | 0
IGCC-CCS | 0 | 0 | 0 | 0 | 0 | 0
WT_off | 0 | 0 | 0 | 0 | 0 | 0
PseudoUnit | 0 | 0 | 0 | 0 | 0 | 0
FixedInterchange | 0 | 0 | 0 | 0 | 0 | 0
Retirements of Capacity by Reporting Type: NEISO
ReportingType | 2015 | 2020 | 2025 | 2030 | 2035 | 2040
BM | 0 | 0 | 0 | 0 | 0 | 0
CC | 3284.89 | 3300.33 | 4603.89 | 0 | 0 | 1698.58
CSP | 0 | 0 | 0 | 0 | 0 | 0
CT | 0 | 0 | 0 | 9.5 | 324.5 | 0
Coal | 2250.13 | 320 | 0 | 0 | 0 | 0
Geo | 0 | 0 | 0 | 0 | 0 | 0
H | 0 | 0 | 0 | 0 | 0 | 0
LFG | 0 | 0 | 0 | 0 | 0 | 0
Nuc | 0 | 0 | 0 | 0 | 1289 | 876.92
PS | 0 | 0 | 0 | 0 | 0 | 0
PV | 0 | 0 | 0 | 0 | 0 | 0
PeakG | 0 | 0 | 0 | 88.43 | 0 | 0
PeakO | 1183 | 0 | 0 | 0 | 0 | 0
ST | 0 | 0 | 0 | 0 | 0 | 0
STOG | 6237 | 0 | 0 | 0 | 0 | 0
STWD | 0 | 0 | 0 | 0 | 0 | 0
WT | 0 | 0 | 0 | 0 | 0 | 0
IGCC | 0 | 0 | 0 | 0 | 0 | 0
DemandResponse | 0 | 0 | 0 | 0 | 0 | 0
IGCC-CCS | 0 | 0 | 0 | 0 | 0 | 0
WT_off | 0 | 0 | 0 | 0 | 0 | 0
PseudoUnit | 0 | 0 | 0 | 0 | 0 | 0
FixedInterchange | 0 | 0 | 0 | 0 | 0 | 0
Retirements of Capacity by Reporting Type: NonRTO_Midwest
ReportingType | 2015 | 2020 | 2025 | 2030 | 2035 | 2040
BM | 0 | 0 | 0 | 0 | 0 | 0
CC | 0 | 0 | 0 | 0 | 0 | 2135.15
CSP | 0 | 0 | 0 | 0 | 0 | 0
CT | 0 | 0 | 0 | 0 | 0 | 0
Coal | 3818.33 | 2690.97 | 1631.75 | 1372 | 0 | 0
Geo | 0 | 0 | 0 | 0 | 0 | 0
H | 0 | 0 | 0 | 0 | 0 | 0
LFG | 0 | 0 | 0 | 0 | 0 | 0
Nuc | 0 | 0 | 0 | 0 | 0 | 0
PS | 0 | 0 | 0 | 0 | 0 | 0
PV | 0 | 0 | 0 | 0 | 0 | 0
PeakG | 0 | 0 | 0 | 961.19 | 2391.81 | 0
PeakO | 0 | 0 | 0 | 12 | 0 | 0
ST | 0 | 0 | 0 | 0 | 0 | 0
STOG | 0 | 0 | 0 | 0 | 0 | 0
STWD | 0 | 0 | 0 | 0 | 0 | 0
WT | 0 | 0 | 0 | 0 | 0 | 0
IGCC | 0 | 0 | 0 | 0 | 0 | 0
DemandResponse | 0 | 0 | 0 | 0 | 0 | 0
IGCC-CCS | 0 | 0 | 0 | 0 | 0 | 0
WT_off | 0 | 0 | 0 | 0 | 0 | 0
PseudoUnit | 0 | 0 | 0 | 0 | 0 | 0
FixedInterchange | 0 | 0 | 0 | 0 | 0 | 0
Retirements of Capacity by Reporting Type: NYISO_A-F
ReportingType | 2015 | 2020 | 2025 | 2030 | 2035 | 2040
BM | 0 | 0 | 0 | 0 | 0 | 0
CC | 529.19 | 2466.51 | 598.29 | 0 | 0 | 639
CSP | 0 | 0 | 0 | 0 | 0 | 0
CT | 0 | 0 | 0 | 0 | 0 | 0
Coal | 2251.9 | 0 | 0 | 0 | 0 | 0
Geo | 0 | 0 | 0 | 0 | 0 | 0
H | 0 | 0 | 0 | 0 | 0 | 0
LFG | 0 | 0 | 0 | 0 | 0 | 0
Nuc | 0 | 0 | 0 | 621.2 | 580.5 | 852.2
PS | 0 | 0 | 0 | 0 | 0 | 0
PV | 0 | 0 | 0 | 0 | 0 | 0
PeakG | 0 | 16 | 205 | 0 | 0 | 0
PeakO | 39 | 0 | 0 | 0 | 0 | 0
ST | 0 | 0 | 0 | 0 | 0 | 0
STOG | 1701 | 0 | 0 | 0 | 0 | 0
STWD | 0 | 0 | 0 | 0 | 0 | 0
WT | 0 | 0 | 0 | 0 | 0 | 0
IGCC | 0 | 0 | 0 | 0 | 0 | 0
DemandResponse | 0 | 0 | 0 | 0 | 0 | 0
IGCC-CCS | 0 | 0 | 0 | 0 | 0 | 0
WT_off | 0 | 0 | 0 | 0 | 0 | 0
PseudoUnit | 0 | 0 | 0 | 0 | 0 | 0
FixedInterchange | 0 | 0 | 0 | 0 | 0 | 0
Retirements of Capacity by Reporting Type: NYISO_G-I
ReportingType | 2015 | 2020 | 2025 | 2030 | 2035 | 2040
BM | 0 | 0 | 0 | 0 | 0 | 0
CC | 0 | 0 | 0 | 0 | 0 | 0
CSP | 0 | 0 | 0 | 0 | 0 | 0
CT | 0 | 0 | 0 | 0 | 0 | 0
Coal | 368.2 | 0 | 0 | 0 | 0 | 0
Geo | 0 | 0 | 0 | 0 | 0 | 0
H | 0 | 0 | 0 | 0 | 0 | 0
LFG | 0 | 0 | 0 | 0 | 0 | 0
Nuc | 0 | 0 | 0 | 0 | 1019.6 | 1025
PS | 0 | 0 | 0 | 0 | 0 | 0
PV | 0 | 0 | 0 | 0 | 0 | 0
PeakG | 0 | 0 | 64 | 0 | 0 | 0
PeakO | 0 | 0 | 87 | 0 | 0 | 0
ST | 0 | 0 | 0 | 0 | 0 | 0
STOG | 2431 | 0 | 0 | 0 | 0 | 0
STWD | 0 | 0 | 0 | 0 | 0 | 0
WT | 0 | 0 | 0 | 0 | 0 | 0
IGCC | 0 | 0 | 0 | 0 | 0 | 0
DemandResponse | 0 | 0 | 0 | 0 | 0 | 0
IGCC-CCS | 0 | 0 | 0 | 0 | 0 | 0
WT_off | 0 | 0 | 0 | 0 | 0 | 0
PseudoUnit | 0 | 0 | 0 | 0 | 0 | 0
FixedInterchange | 0 | 0 | 0 | 0 | 0 | 0
Retirements of Capacity by Reporting Type: NYISO_J-K
ReportingType | 2015 | 2020 | 2025 | 2030 | 2035 | 2040
BM | 0 | 0 | 0 | 0 | 0 | 0
CC | 0 | 0 | 0 | 0 | 0 | 0
CSP | 0 | 0 | 0 | 0 | 0 | 0
CT | 0 | 0 | 0 | 0 | 0 | 0
Coal | 0 | 0 | 0 | 0 | 0 | 0
Geo | 0 | 0 | 0 | 0 | 0 | 0
H | 0 | 0 | 0 | 0 | 0 | 0
LFG | 0 | 0 | 0 | 0 | 0 | 0
Nuc | 0 | 0 | 0 | 0 | 0 | 0
PS | 0 | 0 | 0 | 0 | 0 | 0
PV | 0 | 0 | 0 | 0 | 0 | 0
PeakG | 0 | 0 | 0 | 0 | 0 | 0
PeakO | 0 | 0 | 0 | 0 | 0 | 575.07
ST | 0 | 0 | 0 | 0 | 0 | 0
STOG | 3902.55 | 882.66 | 1169.94 | 337.76 | 0 | 0
STWD | 0 | 0 | 0 | 0 | 0 | 0
WT | 0 | 0 | 0 | 0 | 0 | 0
IGCC | 0 | 0 | 0 | 0 | 0 | 0
DemandResponse | 0 | 0 | 0 | 0 | 0 | 0
IGCC-CCS | 0 | 0 | 0 | 0 | 0 | 0
WT_off | 0 | 0 | 0 | 0 | 0 | 0
PseudoUnit | 0 | 0 | 0 | 0 | 0 | 0
FixedInterchange | 0 | 0 | 0 | 0 | 0 | 0
Retirements of Capacity by Reporting Type: PJM_E
ReportingType | 2015 | 2020 | 2025 | 2030 | 2035 | 2040
BM | 0 | 0 | 0 | 0 | 0 | 0
CC | 0 | 0 | 0 | 0 | 1141.3 | 0
CSP | 0 | 0 | 0 | 0 | 0 | 0
CT | 0 | 0 | 0 | 26.2 | 0 | 0
Coal | 2804 | 568 | 0 | 0 | 0 | 0
Geo | 0 | 0 | 0 | 0 | 0 | 0
H | 0 | 0 | 0 | 0 | 0 | 0
LFG | 0 | 0 | 0 | 0 | 0 | 0
Nuc | 0 | 614.5 | 0 | 0 | 2224 | 1174
PS | 0 | 0 | 0 | 0 | 0 | 0
PV | 0 | 0 | 0 | 0 | 25.45 | 0
PeakG | 268.5 | 0 | 0 | 0 | 1111.33 | 473.17
PeakO | 2.7 | 0 | 0 | 633.19 | 2116.11 | 0
ST | 0 | 0 | 0 | 0 | 0 | 0
STOG | 629.5 | 0 | 2622.5 | 0 | 0 | 0
STWD | 0 | 0 | 0 | 0 | 0 | 0
WT | 0 | 0 | 0 | 0 | 1150 | 0
IGCC | 0 | 0 | 0 | 0 | 0 | 0
DemandResponse | 0 | 0 | 0 | 0 | 0 | 0
IGCC-CCS | 0 | 0 | 0 | 0 | 0 | 0
WT_off | 0 | 0 | 0 | 0 | 0 | 0
PseudoUnit | 0 | 0 | 0 | 0 | 0 | 0
FixedInterchange | 0 | 0 | 0 | 0 | 0 | 0
Retirements of Capacity by Reporting Type: PJM_ROM
ReportingType | 2015 | 2020 | 2025 | 2030 | 2035 | 2040
BM | 0 | 0 | 0 | 0 | 0 | 0
CC | 0 | 0 | 0 | 0 | 0 | 0
CSP | 0 | 0 | 0 | 0 | 0 | 0
CT | 0 | 0 | 0 | 0 | 16 | 0
Coal | 13254.91 | 2604.59 | 521 | 0 | 0 | 0
Geo | 0 | 0 | 0 | 0 | 0 | 0
H | 0 | 0 | 0 | 0 | 0 | 0
LFG | 0 | 0 | 0 | 0 | 0 | 0
Nuc | 0 | 0 | 0 | 0 | 1732 | 899
PS | 0 | 0 | 0 | 0 | 0 | 0
PV | 0 | 0 | 0 | 0 | 0 | 0
PeakG | 0 | 0 | 0 | 0 | 0 | 333
PeakO | 270 | 0 | 0 | 281.46 | 1284.54 | 0
ST | 0 | 0 | 0 | 0 | 0 | 0
STOG | 580 | 0 | 3529 | 0 | 0 | 0
STWD | 0 | 0 | 0 | 0 | 0 | 0
WT | 0 | 0 | 0 | 0 | 0 | 0
IGCC | 0 | 0 | 0 | 0 | 0 | 0
DemandResponse | 0 | 0 | 0 | 0 | 0 | 0
IGCC-CCS | 0 | 0 | 0 | 0 | 0 | 0
WT_off | 0 | 0 | 0 | 0 | 0 | 0
PseudoUnit | 0 | 0 | 0 | 0 | 0 | 0
FixedInterchange | 0 | 0 | 0 | 0 | 0 | 0
Retirements of Capacity by Reporting Type: PJM_ROR
ReportingType | 2015 | 2020 | 2025 | 2030 | 2035 | 2040
BM | 0 | 0 | 0 | 0 | 0 | 0
CC | 0 | 0 | 0 | 0 | 1179.35 | 0
CSP | 0 | 0 | 0 | 0 | 0 | 0
CT | 0 | 0 | 0 | 0 | 29 | 0
Coal | 26618.89 | 21134.86 | 10141.28 | 0 | 0 | 0
Geo | 0 | 0 | 0 | 0 | 0 | 0
H | 0 | 0 | 0 | 0 | 0 | 0
LFG | 0 | 0 | 0 | 0 | 0 | 0
Nuc | 0 | 0 | 0 | 867 | 4275 | 4883.16
PS | 0 | 0 | 0 | 0 | 0 | 0
PV | 0 | 0 | 0 | 0 | 0 | 0
PeakG | 0 | 0 | 0 | 0 | 4051.25 | 11370.15
PeakO | 19 | 0 | 0 | 330.52 | 1411.48 | 0
ST | 0 | 0 | 0 | 0 | 0 | 0
STOG | 0 | 0 | 183.88 | 1938.12 | 0 | 0
STWD | 0 | 0 | 0 | 0 | 0 | 0
WT | 0 | 0 | 0 | 0 | 0 | 0
IGCC | 0 | 0 | 0 | 0 | 0 | 0
DemandResponse | 0 | 0 | 0 | 0 | 0 | 0
IGCC-CCS | 0 | 0 | 0 | 0 | 0 | 0
WT_off | 0 | 0 | 0 | 0 | 0 | 0
PseudoUnit | 0 | 0 | 0 | 0 | 0 | 0
FixedInterchange | 0 | 0 | 0 | 0 | 0 | 0
Retirements of Capacity by Reporting Type: SOCO
ReportingType | 2015 | 2020 | 2025 | 2030 | 2035 | 2040
BM | 0 | 0 | 0 | 0 | 0 | 0
CC | 0 | 0 | 0 | 314.68 | 11466.6 | 8786.08
CSP | 0 | 0 | 0 | 0 | 0 | 0
CT | 0 | 0 | 0 | 0 | 0 | 0
Coal | 17794.7 | 6158.7 | 0 | 0 | 0 | 0
Geo | 0 | 0 | 0 | 0 | 0 | 0
H | 0 | 0 | 0 | 0 | 0 | 0
LFG | 0 | 0 | 0 | 0 | 0 | 0
Nuc | 0 | 0 | 0 | 0 | 0 | 2645.05
PS | 0 | 0 | 0 | 0 | 0 | 0
PV | 0 | 0 | 0 | 0 | 0 | 0
PeakG | 679.27 | 0 | 1382.62 | 8861.1 | 0 | 0
PeakO | 1139 | 0 | 0 | 0 | 0 | 0
ST | 0 | 0 | 0 | 0 | 0 | 0
STOG | 854 | 0 | 0 | 0 | 0 | 0
STWD | 0 | 0 | 0 | 0 | 0 | 0
WT | 0 | 0 | 0 | 0 | 0 | 0
IGCC | 0 | 0 | 0 | 0 | 0 | 0
DemandResponse | 0 | 0 | 0 | 0 | 0 | 0
IGCC-CCS | 0 | 0 | 0 | 0 | 0 | 0
WT_off | 0 | 0 | 0 | 0 | 0 | 0
PseudoUnit | 0 | 0 | 0 | 0 | 0 | 0
FixedInterchange | 0 | 0 | 0 | 0 | 0 | 0
Retirements of Capacity by Reporting Type: SPP_N
ReportingType | 2015 | 2020 | 2025 | 2030 | 2035 | 2040
BM | 0 | 0 | 0 | 0 | 0 | 0
CC | 0 | 0 | 0 | 0 | 0 | 0
CSP | 0 | 0 | 0 | 0 | 0 | 0
CT | 0 | 0 | 0 | 0 | 0 | 0
Coal | 334 | 5252.5 | 2296 | 0 | 0 | 0
Geo | 0 | 0 | 0 | 0 | 0 | 0
H | 0 | 0 | 0 | 0 | 0 | 0
LFG | 0 | 0 | 0 | 0 | 0 | 0
Nuc | 0 | 0 | 0 | 0 | 0 | 0
PS | 0 | 0 | 0 | 0 | 0 | 0
PV | 0 | 0 | 0 | 0 | 0 | 0
PeakG | 0 | 0 | 0 | 135.5 | 649.93 | 1199.03
PeakO | 0 | 0 | 0 | 1199 | 0 | 0
ST | 0 | 0 | 0 | 0 | 0 | 0
STOG | 888.68 | 0 | 860.32 | 0 | 0 | 0
STWD | 0 | 0 | 0 | 0 | 0 | 0
WT | 0 | 0 | 0 | 0 | 0 | 0
IGCC | 0 | 0 | 0 | 0 | 0 | 0
DemandResponse | 0 | 0 | 0 | 0 | 0 | 0
IGCC-CCS | 0 | 0 | 0 | 0 | 0 | 0
WT_off | 0 | 0 | 0 | 0 | 0 | 0
PseudoUnit | 0 | 0 | 0 | 0 | 0 | 0
FixedInterchange | 0 | 0 | 0 | 0 | 0 | 0
Retirements of Capacity by Reporting Type: SPP_S
ReportingType | 2015 | 2020 | 2025 | 2030 | 2035 | 2040
BM | 0 | 0 | 0 | 0 | 0 | 0
CC | 0 | 0 | 0 | 509 | 0 | 0
CSP | 0 | 0 | 0 | 0 | 0 | 0
CT | 0 | 0 | 0 | 0 | 412.99 | 300
Coal | 1426.08 | 10247.52 | 1466.33 | 0 | 0 | 0
Geo | 0 | 0 | 0 | 0 | 0 | 0
H | 0 | 0 | 0 | 0 | 0 | 0
LFG | 0 | 0 | 0 | 0 | 0 | 0
Nuc | 0 | 0 | 0 | 0 | 0 | 0
PS | 0 | 0 | 0 | 0 | 0 | 0
PV | 0 | 0 | 0 | 0 | 0 | 0
PeakG | 0 | 0 | 0 | 18.26 | 17.86 | 82.68
PeakO | 0 | 0 | 0 | 118 | 4 | 0
ST | 0 | 0 | 0 | 0 | 0 | 0
STOG | 5281.68 | 0 | 4514.93 | 774.39 | 0 | 0
STWD | 0 | 0 | 0 | 0 | 0 | 0
WT | 0 | 0 | 0 | 0 | 0 | 0
IGCC | 0 | 0 | 0 | 0 | 0 | 0
DemandResponse | 0 | 0 | 0 | 0 | 0 | 0
IGCC-CCS | 0 | 0 | 0 | 0 | 0 | 0
WT_off | 0 | 0 | 0 | 0 | 0 | 0
PseudoUnit | 0 | 0 | 0 | 0 | 0 | 0
FixedInterchange | 0 | 0 | 0 | 0 | 0 | 0
Retirements of Capacity by Reporting Type: TVA
ReportingType | 2015 | 2020 | 2025 | 2030 | 2035 | 2040
BM | 0 | 0 | 0 | 0 | 0 | 0
CC | 0 | 0 | 0 | 0 | 3656.18 | 4142.23
CSP | 0 | 0 | 0 | 0 | 0 | 0
CT | 0 | 0 | 0 | 0 | 0 | 0
Coal | 8618.45 | 2651.55 | 3889 | 0 | 0 | 0
Geo | 0 | 0 | 0 | 0 | 0 | 0
H | 0 | 0 | 0 | 0 | 0 | 0
LFG | 0 | 0 | 0 | 0 | 0 | 0
Nuc | 0 | 0 | 0 | 0 | 2512.33 | 1278.67
PS | 0 | 0 | 0 | 0 | 0 | 0
PV | 0 | 0 | 0 | 0 | 0 | 0
PeakG | 0 | 0 | 1658.93 | 2860.85 | 1345.22 | 0
PeakO | 0 | 0 | 0 | 83 | 0 | 0
ST | 0 | 0 | 0 | 0 | 0 | 0
STOG | 0 | 0 | 0 | 0 | 0 | 0
STWD | 0 | 0 | 0 | 0 | 0 | 0
WT | 0 | 0 | 0 | 0 | 0 | 0
IGCC | 0 | 0 | 0 | 0 | 0 | 0
DemandResponse | 0 | 0 | 0 | 0 | 0 | 0
IGCC-CCS | 0 | 0 | 0 | 0 | 0 | 0
WT_off | 0 | 0 | 0 | 0 | 0 | 0
PseudoUnit | 0 | 0 | 0 | 0 | 0 | 0
FixedInterchange | 0 | 0 | 0 | 0 | 0 | 0
Retirements of Capacity by Reporting Type: TVA_Transmission
ReportingType | 2015 | 2020 | 2025 | 2030 | 2035 | 2040
BM | 0 | 0 | 0 | 0 | 0 | 0
CC | 0 | 0 | 0 | 0 | 0 | 0
CSP | 0 | 0 | 0 | 0 | 0 | 0
CT | 0 | 0 | 0 | 0 | 0 | 0
Coal | 0 | 0 | 0 | 0 | 0 | 0
Geo | 0 | 0 | 0 | 0 | 0 | 0
H | 0 | 0 | 0 | 0 | 0 | 0
LFG | 0 | 0 | 0 | 0 | 0 | 0
Nuc | 0 | 0 | 0 | 0 | 0 | 0
PS | 0 | 0 | 0 | 0 | 0 | 0
PV | 0 | 0 | 0 | 0 | 0 | 0
PeakG | 0 | 0 | 0 | 0 | 0 | 0
PeakO | 0 | 0 | 0 | 0 | 0 | 0
ST | 0 | 0 | 0 | 0 | 0 | 0
STOG | 0 | 0 | 0 | 0 | 0 | 0
STWD | 0 | 0 | 0 | 0 | 0 | 0
WT | 0 | 0 | 0 | 0 | 0 | 0
IGCC | 0 | 0 | 0 | 0 | 0 | 0
DemandResponse | 0 | 0 | 0 | 0 | 0 | 0
IGCC-CCS | 0 | 0 | 0 | 0 | 0 | 0
WT_off | 0 | 0 | 0 | 0 | 0 | 0
PseudoUnit | 0 | 0 | 0 | 0 | 0 | 0
FixedInterchange | 0 | 0 | 0 | 0 | 0 | 0
Retirements of Capacity by Reporting Type: VACAR
ReportingType | 2015 | 2020 | 2025 | 2030 | 2035 | 2040
BM | 0 | 0 | 0 | 0 | 0 | 0
CC | 0 | 0 | 185 | 0 | 2804.85 | 9770.54
CSP | 0 | 0 | 0 | 0 | 0 | 0
CT | 0 | 0 | 0 | 655.83 | 61.37 | 0
Coal | 10830.37 | 7297.82 | 847.81 | 0 | 0 | 0
Geo | 0 | 0 | 0 | 0 | 0 | 0
H | 0 | 0 | 0 | 0 | 0 | 0
LFG | 0 | 0 | 0 | 0 | 0 | 0
Nuc | 0 | 0 | 0 | 0 | 3248 | 1858
PS | 0 | 0 | 0 | 0 | 0 | 0
PV | 0 | 0 | 0 | 0 | 0 | 0
PeakG | 0 | 0 | 2285.15 | 6022.85 | 0 | 0
PeakO | 0 | 0 | 1268 | 0 | 0 | 0
ST | 0 | 0 | 0 | 0 | 0 | 0
STOG | 0 | 92 | 0 | 0 | 0 | 0
STWD | 0 | 0 | 0 | 0 | 0 | 0
WT | 0 | 0 | 0 | 0 | 0 | 0
IGCC | 0 | 0 | 0 | 0 | 0 | 0
DemandResponse | 0 | 0 | 0 | 0 | 0 | 0
IGCC-CCS | 0 | 0 | 0 | 0 | 0 | 0
WT_off | 0 | 0 | 0 | 0 | 0 | 0
PseudoUnit | 0 | 0 | 0 | 0 | 0 | 0
FixedInterchange | 0 | 0 | 0 | 0 | 0 | 0
Retirements of Capacity by Reporting Type: IESO
ReportingType | 2015 | 2020 | 2025 | 2030 | 2035 | 2040
BM | 0 | 0 | 0 | 0 | 0 | 0
CC | 5943 | 0 | 0 | 0 | 0 | 0
CSP | 0 | 0 | 0 | 0 | 0 | 0
CT | 0 | 0 | 0 | 0 | 368 | 0
Coal | 6416 | 0 | 0 | 0 | 0 | 0
Geo | 0 | 0 | 0 | 0 | 0 | 0
H | 0 | 0 | 0 | 0 | 0 | 0
LFG | 0 | 0 | 0 | 0 | 0 | 0
Nuc | 0 | 0 | 0 | 0 | 1030 | 1540
PS | 0 | 0 | 0 | 0 | 0 | 0
PV | 0 | 0 | 0 | 0 | 1067.26 | 0
PeakG | 584 | 0 | 0 | 0 | 0 | 0
PeakO | 175 | 0 | 0 | 0 | 0 | 0
ST | 0 | 0 | 0 | 0 | 0 | 0
STOG | 2126 | 0 | 0 | 0 | 0 | 0
STWD | 0 | 0 | 0 | 0 | 0 | 0
WT | 0 | 0 | 0 | 0 | 0 | 0
IGCC | 0 | 0 | 0 | 0 | 0 | 0
DemandResponse | 0 | 0 | 0 | 0 | 0 | 0
IGCC-CCS | 0 | 0 | 0 | 0 | 0 | 0
WT_off | 0 | 0 | 0 | 0 | 0 | 0
PseudoUnit | 0 | 0 | 0 | 0 | 0 | 0
FixedInterchange | 0 | 0 | 0 | 0 | 0 | 0
Retirements of Capacity by Reporting Type: MAPP_CA
ReportingType | 2015 | 2020 | 2025 | 2030 | 2035 | 2040
BM | 0 | 0 | 0 | 0 | 0 | 0
CC | 0 | 0 | 731 | 0 | 0 | 265.05
CSP | 0 | 0 | 0 | 0 | 0 | 0
CT | 0 | 0 | 0 | 0 | 0 | 0
Coal | 743.52 | 1002.38 | 0 | 0 | 0 | 0
Geo | 0 | 0 | 0 | 0 | 0 | 0
H | 0 | 0 | 0 | 0 | 0 | 0
LFG | 0 | 0 | 0 | 0 | 0 | 0
Nuc | 0 | 0 | 0 | 0 | 0 | 0
PS | 0 | 0 | 0 | 0 | 0 | 0
PV | 0 | 0 | 0 | 0 | 0 | 0
PeakG | 0 | 0 | 559 | 0 | 0 | 0
PeakO | 0 | 0 | 4 | 0 | 0 | 0
ST | 0 | 0 | 0 | 0 | 0 | 0
STOG | 0 | 126 | 0 | 0 | 0 | 0
STWD | 0 | 0 | 0 | 0 | 0 | 0
WT | 0 | 0 | 0 | 0 | 577.4 | 0
IGCC | 0 | 0 | 0 | 0 | 0 | 0
DemandResponse | 0 | 0 | 0 | 0 | 0 | 0
IGCC-CCS | 0 | 0 | 0 | 0 | 0 | 0
WT_off | 0 | 0 | 0 | 0 | 0 | 0
PseudoUnit | 0 | 0 | 0 | 0 | 0 | 0
FixedInterchange | 0 | 0 | 0 | 0 | 0 | 0
Retirements of Capacity by Reporting Type: AZ_NM_SNV_Coal
ReportingType | 2015 | 2020 | 2025 | 2030 | 2035 | 2040
BM | 0 | 0 | 0 | 0 | 0 | 0
CC | 0 | 0 | 0 | 0 | 0 | 0
CSP | 0 | 0 | 0 | 0 | 0 | 0
CT | 0 | 0 | 0 | 0 | 0 | 0
Coal | 1311.04 | 3818.66 | 5336.3 | 0 | 0 | 0
Geo | 0 | 0 | 0 | 0 | 0 | 0
H | 0 | 0 | 0 | 0 | 0 | 0
LFG | 0 | 0 | 0 | 0 | 0 | 0
Nuc | 0 | 0 | 0 | 0 | 0 | 0
PS | 0 | 0 | 0 | 0 | 0 | 0
PV | 0 | 0 | 0 | 0 | 0 | 0
PeakG | 0 | 0 | 0 | 0 | 0 | 0
PeakO | 185 | 15 | 0 | 0 | 0 | 0
ST | 0 | 0 | 0 | 0 | 0 | 0
STOG | 0 | 0 | 0 | 0 | 0 | 0
STWD | 0 | 0 | 0 | 0 | 0 | 0
WT | 0 | 0 | 0 | 0 | 0 | 0
IGCC | 0 | 0 | 0 | 0 | 0 | 0
DemandResponse | 0 | 0 | 0 | 0 | 0 | 0
IGCC-CCS | 0 | 0 | 0 | 0 | 0 | 0
WT_off | 0 | 0 | 0 | 0 | 0 | 0
PseudoUnit | 0 | 0 | 0 | 0 | 0 | 0
FixedInterchange | 0 | 0 | 0 | 0 | 0 | 0
Retirements of Capacity by Reporting Type: AZ_NM_SNV_Gas
ReportingType | 2015 | 2020 | 2025 | 2030 | 2035 | 2040
BM | 0 | 0 | 0 | 0 | 0 | 0
CC | 2899.29 | 0 | 0 | 2413.56 | 5184.63 | 5455.52
CSP | 0 | 0 | 0 | 0 | 0 | 0
CT | 0 | 0 | 0 | 0 | 736 | 0
Coal | 0 | 0 | 0 | 0 | 0 | 0
Geo | 0 | 0 | 0 | 0 | 0 | 0
H | 0 | 0 | 0 | 0 | 0 | 0
LFG | 0 | 0 | 0 | 0 | 0 | 0
Nuc | 0 | 0 | 0 | 0 | 0 | 0
PS | 0 | 0 | 0 | 0 | 0 | 0
PV | 0 | 0 | 0 | 0 | 0 | 0
PeakG | 0 | 1108.34 | 2551.66 | 0 | 0 | 0
PeakO | 0 | 0 | 0 | 0 | 0 | 0
ST | 0 | 0 | 0 | 0 | 0 | 0
STOG | 2064 | 0 | 0 | 0 | 0 | 0
STWD | 0 | 0 | 0 | 0 | 0 | 0
WT | 0 | 0 | 0 | 0 | 0 | 0
IGCC | 0 | 0 | 0 | 0 | 0 | 0
DemandResponse | 0 | 0 | 0 | 0 | 0 | 0
IGCC-CCS | 0 | 0 | 0 | 0 | 0 | 0
WT_off | 0 | 0 | 0 | 0 | 0 | 0
PseudoUnit | 0 | 0 | 0 | 0 | 0 | 0
FixedInterchange | 0 | 0 | 0 | 0 | 0 | 0
Retirements of Capacity by Reporting Type: AZ_NM_SNV_NucRenew
ReportingType | 2015 | 2020 | 2025 | 2030 | 2035 | 2040
BM | 0 | 0 | 0 | 0 | 0 | 0
CC | 0 | 0 | 0 | 0 | 0 | 0
CSP | 65 | 0 | 0 | 0 | 0 | 0
CT | 0 | 0 | 0 | 0 | 0 | 0
Coal | 0 | 0 | 0 | 0 | 0 | 0
Geo | 0 | 0 | 0 | 0 | 0 | 0
H | 0 | 0 | 0 | 0 | 0 | 0
LFG | 0 | 0 | 0 | 0 | 0 | 0
Nuc | 0 | 0 | 0 | 0 | 0 | 0
PS | 0 | 0 | 0 | 0 | 0 | 0
PV | 0 | 0 | 0 | 0 | 0 | 0
PeakG | 0 | 0 | 0 | 0 | 0 | 0
PeakO | 0 | 0 | 0 | 0 | 0 | 0
ST | 0 | 0 | 0 | 0 | 0 | 0
STOG | 0 | 0 | 0 | 0 | 0 | 0
STWD | 0 | 0 | 0 | 0 | 0 | 0
WT | 0 | 0 | 0 | 0 | 0 | 0
IGCC | 0 | 0 | 0 | 0 | 0 | 0
DemandResponse | 0 | 0 | 0 | 0 | 0 | 0
IGCC-CCS | 0 | 0 | 0 | 0 | 0 | 0
WT_off | 0 | 0 | 0 | 0 | 0 | 0
PseudoUnit | 0 | 0 | 0 | 0 | 0 | 0
FixedInterchange | 0 | 0 | 0 | 0 | 0 | 0
Retirements of Capacity by Reporting Type: ERCOT
ReportingType | 2015 | 2020 | 2025 | 2030 | 2035 | 2040
BM | 0 | 0 | 0 | 0 | 0 | 0
CC | 0 | 0 | 0 | 493 | 10398.03 | 6005.27
CSP | 0 | 0 | 0 | 0 | 0 | 0
CT | 0 | 0 | 0 | 0 | 250 | 0
Coal | 14362.66 | 1739.21 | 560 | 0 | 0 | 0
Geo | 0 | 0 | 0 | 0 | 0 | 0
H | 0 | 0 | 0 | 0 | 0 | 0
LFG | 0 | 0 | 0 | 0 | 0 | 0
Nuc | 0 | 0 | 0 | 0 | 0 | 0
PS | 0 | 0 | 0 | 0 | 0 | 0
PV | 0 | 0 | 0 | 0 | 14 | 0
PeakG | 0 | 0 | 0 | 1524.7 | 3243.3 | 0
PeakO | 0 | 0 | 51 | 0 | 0 | 0
ST | 0 | 0 | 0 | 0 | 0 | 0
STOG | 4828.32 | 5269.55 | 7939.3 | 895.83 | 0 | 0
STWD | 0 | 0 | 0 | 0 | 0 | 0
WT | 0 | 0 | 0 | 0 | 0 | 0
IGCC | 0 | 0 | 0 | 0 | 0 | 0
DemandResponse | 0 | 0 | 0 | 0 | 0 | 0
IGCC-CCS | 0 | 0 | 0 | 0 | 0 | 0
WT_off | 0 | 0 | 0 | 0 | 0 | 0
PseudoUnit | 0 | 0 | 0 | 0 | 0 | 0
FixedInterchange | 0 | 0 | 0 | 0 | 0 | 0
Retirements of Capacity by Reporting Type: NP15
ReportingType | 2015 | 2020 | 2025 | 2030 | 2035 | 2040
BM | 0 | 0 | 0 | 0 | 0 | 0
CC | 0 | 0 | 417 | 1763 | 1808.02 | 940
CSP | 0 | 0 | 0 | 0 | 0 | 0
CT | 0 | 0 | 0 | 0 | 212.6 | 0
Coal | 0 | 191.9 | 0 | 0 | 0 | 0
Geo | 0 | 0 | 0 | 0 | 0 | 0
H | 0 | 0 | 0 | 0 | 0 | 0
LFG | 0 | 0 | 0 | 0 | 0 | 0
Nuc | 0 | 0 | 0 | 0 | 0 | 0
PS | 0 | 0 | 0 | 0 | 0 | 0
PV | 0 | 0 | 0 | 0 | 0 | 0
PeakG | 0 | 0 | 263 | 666.49 | 1744.6 | 0
PeakO | 156 | 0 | 350 | 0 | 0 | 0
ST | 0 | 0 | 0 | 0 | 0 | 0
STOG | 2295.74 | 2563.26 | 0 | 0 | 0 | 0
STWD | 0 | 0 | 0 | 0 | 0 | 0
WT | 0 | 0 | 0 | 0 | 0 | 0
IGCC | 0 | 0 | 0 | 0 | 0 | 0
DemandResponse | 0 | 0 | 0 | 0 | 0 | 0
IGCC-CCS | 0 | 0 | 0 | 0 | 0 | 0
WT_off | 0 | 0 | 0 | 0 | 0 | 0
PseudoUnit | 0 | 0 | 0 | 0 | 0 | 0
FixedInterchange | 0 | 0 | 0 | 0 | 0 | 0
Retirements of Capacity by Reporting Type: NWPP_Coal
ReportingType | 2015 | 2020 | 2025 | 2030 | 2035 | 2040
BM | 0 | 0 | 0 | 0 | 0 | 0
CC | 0 | 0 | 0 | 0 | 0 | 0
CSP | 0 | 0 | 0 | 0 | 0 | 0
CT | 0 | 0 | 0 | 0 | 0 | 0
Coal | 6799 | 1494.7 | 5263 | 0 | 0 | 0
Geo | 0 | 0 | 0 | 0 | 0 | 0
H | 0 | 0 | 0 | 0 | 0 | 0
LFG | 0 | 0 | 0 | 0 | 0 | 0
Nuc | 0 | 0 | 0 | 0 | 0 | 0
PS | 0 | 0 | 0 | 0 | 0 | 0
PV | 0 | 0 | 0 | 0 | 0 | 0
PeakG | 0 | 0 | 0 | 0 | 0 | 0
PeakO | 183 | 0 | 0 | 0 | 0 | 0
ST | 0 | 0 | 0 | 0 | 0 | 0
STOG | 0 | 0 | 0 | 0 | 0 | 0
STWD | 0 | 0 | 0 | 0 | 0 | 0
WT | 0 | 0 | 0 | 0 | 0 | 0
IGCC | 0 | 0 | 0 | 0 | 0 | 0
DemandResponse | 0 | 0 | 0 | 0 | 0 | 0
IGCC-CCS | 0 | 0 | 0 | 0 | 0 | 0
WT_off | 0 | 0 | 0 | 0 | 0 | 0
PseudoUnit | 0 | 0 | 0 | 0 | 0 | 0
FixedInterchange | 0 | 0 | 0 | 0 | 0 | 0
Retirements of Capacity by Reporting Type: NWPP_Gas
ReportingType | 2015 | 2020 | 2025 | 2030 | 2035 | 2040
BM | 0 | 0 | 0 | 0 | 0 | 0
CC | 1678 | 0 | 0 | 1702.28 | 4624.72 | 300
CSP | 0 | 0 | 0 | 0 | 0 | 0
CT | 0 | 0 | 0 | 0 | 150 | 0
Coal | 0 | 0 | 0 | 0 | 0 | 0
Geo | 0 | 0 | 0 | 0 | 0 | 0
H | 0 | 0 | 0 | 0 | 0 | 0
LFG | 0 | 0 | 0 | 0 | 0 | 0
Nuc | 0 | 0 | 0 | 0 | 0 | 0
PS | 0 | 0 | 0 | 0 | 0 | 0
PV | 0 | 0 | 0 | 0 | 0 | 0
PeakG | 2623 | 0 | 0 | 0 | 0 | 0
PeakO | 0 | 0 | 0 | 0 | 0 | 0
ST | 0 | 0 | 0 | 0 | 0 | 0
STOG | 786 | 0 | 0 | 0 | 0 | 0
STWD | 0 | 0 | 0 | 0 | 0 | 0
WT | 0 | 0 | 0 | 0 | 0 | 0
IGCC | 0 | 0 | 0 | 0 | 0 | 0
DemandResponse | 0 | 0 | 0 | 0 | 0 | 0
IGCC-CCS | 0 | 0 | 0 | 0 | 0 | 0
WT_off | 0 | 0 | 0 | 0 | 0 | 0
PseudoUnit | 0 | 0 | 0 | 0 | 0 | 0
FixedInterchange | 0 | 0 | 0 | 0 | 0 | 0
Retirements of Capacity by Reporting Type: NWPP_NucRenew
ReportingType | 2015 | 2020 | 2025 | 2030 | 2035 | 2040
BM | 0 | 0 | 0 | 0 | 0 | 0
CC | 0 | 0 | 0 | 0 | 0 | 0
CSP | 0 | 0 | 0 | 0 | 0 | 0
CT | 0 | 0 | 0 | 0 | 0 | 0
Coal | 0 | 0 | 0 | 0 | 0 | 0
Geo | 4.8 | 0 | 0 | 0 | 0 | 0
H | 0 | 0 | 0 | 0 | 0 | 0
LFG | 0 | 0 | 0 | 0 | 0 | 0
Nuc | 0 | 0 | 0 | 0 | 0 | 0
PS | 0 | 0 | 0 | 0 | 0 | 0
PV | 0 | 0 | 0 | 0 | 0 | 0
PeakG | 0 | 0 | 0 | 0 | 0 | 0
PeakO | 0 | 0 | 0 | 0 | 0 | 0
ST | 0 | 0 | 0 | 0 | 0 | 0
STOG | 0 | 0 | 0 | 0 | 0 | 0
STWD | 0 | 0 | 0 | 0 | 0 | 0
WT | 0 | 0 | 0 | 0 | 0 | 0
IGCC | 0 | 0 | 0 | 0 | 0 | 0
DemandResponse | 0 | 0 | 0 | 0 | 0 | 0
IGCC-CCS | 0 | 0 | 0 | 0 | 0 | 0
WT_off | 0 | 0 | 0 | 0 | 0 | 0
PseudoUnit | 0 | 0 | 0 | 0 | 0 | 0
FixedInterchange | 0 | 0 | 0 | 0 | 0 | 0
Retirements of Capacity by Reporting Type: RMPA
ReportingType | 2015 | 2020 | 2025 | 2030 | 2035 | 2040
BM | 0 | 0 | 0 | 0 | 0 | 0
CC | 751.39 | 0 | 0 | 0 | 198.87 | 253.3
CSP | 1 | 0 | 0 | 0 | 0 | 0
CT | 0 | 0 | 0 | 0 | 152 | 0
Coal | 894.94 | 2150.65 | 3742.41 | 0 | 0 | 0
Geo | 0 | 0 | 0 | 0 | 0 | 0
H | 0 | 0 | 0 | 0 | 0 | 0
LFG | 0 | 0 | 0 | 0 | 0 | 0
Nuc | 0 | 0 | 0 | 0 | 0 | 0
PS | 0 | 0 | 0 | 0 | 0 | 0
PV | 0 | 0 | 0 | 0 | 0 | 0
PeakG | 90 | 0 | 0 | 1294.26 | 1066.72 | 453.01
PeakO | 187 | 0 | 0 | 0 | 0 | 0
ST | 0 | 0 | 0 | 0 | 0 | 0
STOG | 217 | 0 | 0 | 0 | 0 | 0
STWD | 0 | 0 | 0 | 0 | 0 | 0
WT | 0 | 0 | 0 | 0 | 0 | 0
IGCC | 0 | 0 | 0 | 0 | 0 | 0
DemandResponse | 0 | 0 | 0 | 0 | 0 | 0
IGCC-CCS | 0 | 0 | 0 | 0 | 0 | 0
WT_off | 0 | 0 | 0 | 0 | 0 | 0
PseudoUnit | 0 | 0 | 0 | 0 | 0 | 0
FixedInterchange | 0 | 0 | 0 | 0 | 0 | 0
Retirements of Capacity by Reporting Type: SP15
ReportingType | 2015 | 2020 | 2025 | 2030 | 2035 | 2040
BM | 0 | 0 | 0 | 0 | 0 | 0
CC | 0 | 0 | 506.86 | 505.14 | 1069.67 | 0
CSP | 409 | 0 | 0 | 0 | 0 | 0
CT | 0 | 0 | 0 | 0 | 0 | 0
Coal | 57 | 84.5 | 101.2 | 0 | 0 | 0
Geo | 0 | 0 | 0 | 0 | 0 | 0
H | 0 | 0 | 0 | 0 | 0 | 0
LFG | 0 | 0 | 0 | 0 | 0 | 0
Nuc | 0 | 0 | 0 | 0 | 0 | 0
PS | 0 | 0 | 0 | 0 | 0 | 0
PV | 0 | 0 | 0 | 0 | 0 | 0
PeakG | 44 | 0 | 0 | 0 | 590.91 | 0
PeakO | 15 | 0 | 51 | 0 | 0 | 0
ST | 0 | 0 | 0 | 0 | 0 | 0
STOG | 3370.61 | 3635.9 | 4193.49 | 0 | 0 | 0
STWD | 0 | 0 | 0 | 0 | 0 | 0
WT | 126.2 | 0 | 0 | 0 | 0 | 0
IGCC | 0 | 0 | 0 | 0 | 0 | 0
DemandResponse | 0 | 0 | 0 | 0 | 0 | 0
IGCC-CCS | 0 | 0 | 0 | 0 | 0 | 0
WT_off | 0 | 0 | 0 | 0 | 0 | 0
PseudoUnit | 0 | 0 | 0 | 0 | 0 | 0
FixedInterchange | 0 | 0 | 0 | 0 | 0 | 0
Retirements of Capacity by Reporting Type: ALB
ReportingType | 2015 | 2020 | 2025 | 2030 | 2035 | 2040
BM | 0 | 0 | 0 | 0 | 0 | 0
CC | 0 | 0 | 0 | 2202 | 0 | 197.37
CSP | 0 | 0 | 0 | 0 | 0 | 0
CT | 0 | 0 | 0 | 0 | 201.5 | 0
Coal | 0 | 0 | 137.84 | 5607.99 | 0 | 0
Geo | 0 | 0 | 0 | 0 | 0 | 0
H | 0 | 0 | 0 | 0 | 0 | 0
LFG | 0 | 0 | 0 | 0 | 0 | 0
Nuc | 0 | 0 | 0 | 0 | 0 | 0
PS | 0 | 0 | 0 | 0 | 0 | 0
PV | 0 | 0 | 0 | 0 | 0 | 0
PeakG | 1330.18 | 532.07 | 505.75 | 0 | 0 | 0
PeakO | 6 | 0 | 0 | 0 | 0 | 0
ST | 0 | 0 | 0 | 0 | 0 | 0
STOG | 186 | 0 | 0 | 0 | 0 | 0
STWD | 0 | 0 | 0 | 0 | 0 | 0
WT | 0 | 0 | 0 | 0 | 0 | 0
IGCC | 0 | 0 | 0 | 0 | 0 | 0
DemandResponse | 0 | 0 | 0 | 0 | 0 | 0
IGCC-CCS | 0 | 0 | 0 | 0 | 0 | 0
WT_off | 0 | 0 | 0 | 0 | 0 | 0
PseudoUnit | 0 | 0 | 0 | 0 | 0 | 0
FixedInterchange | 0 | 0 | 0 | 0 | 0 | 0
Retirements of Capacity by Reporting Type: BC
ReportingType | 2015 | 2020 | 2025 | 2030 | 2035 | 2040
BM | 0 | 0 | 0 | 0 | 0 | 0
CC | 0 | 0 | 0 | 205 | 0 | 762.87
CSP | 0 | 0 | 0 | 0 | 0 | 0
CT | 0 | 0 | 0 | 0 | 0 | 0
Coal | 0 | 0 | 0 | 0 | 0 | 0
Geo | 0 | 0 | 0 | 0 | 0 | 0
H | 0 | 0 | 0 | 0 | 0 | 0
LFG | 0 | 0 | 0 | 0 | 0 | 0
Nuc | 0 | 0 | 0 | 0 | 0 | 0
PS | 0 | 0 | 0 | 0 | 0 | 0
PV | 0 | 0 | 0 | 0 | 0 | 0
PeakG | 141 | 0 | 0 | 0 | 0 | 0
PeakO | 44 | 0 | 0 | 0 | 0 | 0
ST | 0 | 0 | 0 | 0 | 0 | 0
STOG | 938 | 0 | 0 | 0 | 0 | 0
STWD | 0 | 0 | 0 | 0 | 0 | 0
WT | 0 | 0 | 0 | 0 | 0 | 0
IGCC | 0 | 0 | 0 | 0 | 0 | 0
DemandResponse | 0 | 0 | 0 | 0 | 0 | 0
IGCC-CCS | 0 | 0 | 0 | 0 | 0 | 0
WT_off | 0 | 0 | 0 | 0 | 0 | 0
PseudoUnit | 0 | 0 | 0 | 0 | 0 | 0
FixedInterchange | 0 | 0 | 0 | 0 | 0 | 0
Retirements of Capacity by Reporting Type: HQ_IESO
ReportingType | 2015 | 2020 | 2025 | 2030 | 2035 | 2040
BM | 0 | 0 | 0 | 0 | 0 | 0
CC | 0 | 0 | 0 | 0 | 0 | 0
CSP | 0 | 0 | 0 | 0 | 0 | 0
CT | 0 | 0 | 0 | 0 | 0 | 0
Coal | 0 | 0 | 0 | 0 | 0 | 0
Geo | 0 | 0 | 0 | 0 | 0 | 0
H | 0 | 0 | 0 | 0 | 0 | 0
LFG | 0 | 0 | 0 | 0 | 0 | 0
Nuc | 0 | 0 | 0 | 0 | 0 | 0
PS | 0 | 0 | 0 | 0 | 0 | 0
PV | 0 | 0 | 0 | 0 | 0 | 0
PeakG | 0 | 0 | 0 | 0 | 0 | 0
PeakO | 0 | 0 | 0 | 0 | 0 | 0
ST | 0 | 0 | 0 | 0 | 0 | 0
STOG | 0 | 0 | 0 | 0 | 0 | 0
STWD | 0 | 0 | 0 | 0 | 0 | 0
WT | 0 | 0 | 0 | 0 | 0 | 0
IGCC | 0 | 0 | 0 | 0 | 0 | 0
DemandResponse | 0 | 0 | 0 | 0 | 0 | 0
IGCC-CCS | 0 | 0 | 0 | 0 | 0 | 0
WT_off | 0 | 0 | 0 | 0 | 0 | 0
PseudoUnit | 0 | 0 | 0 | 0 | 0 | 0
FixedInterchange | 0 | 0 | 0 | 0 | 0 | 0
Retirements of Capacity by Reporting Type: HQ_NEISO
ReportingType | 2015 | 2020 | 2025 | 2030 | 2035 | 2040
BM | 0 | 0 | 0 | 0 | 0 | 0
CC | 0 | 0 | 0 | 0 | 0 | 0
CSP | 0 | 0 | 0 | 0 | 0 | 0
CT | 0 | 0 | 0 | 0 | 0 | 0
Coal | 0 | 0 | 0 | 0 | 0 | 0
Geo | 0 | 0 | 0 | 0 | 0 | 0
H | 0 | 0 | 0 | 0 | 0 | 0
LFG | 0 | 0 | 0 | 0 | 0 | 0
Nuc | 0 | 0 | 0 | 0 | 0 | 0
PS | 0 | 0 | 0 | 0 | 0 | 0
PV | 0 | 0 | 0 | 0 | 0 | 0
PeakG | 0 | 0 | 0 | 0 | 0 | 0
PeakO | 0 | 0 | 0 | 0 | 0 | 0
ST | 0 | 0 | 0 | 0 | 0 | 0
STOG | 0 | 0 | 0 | 0 | 0 | 0
STWD | 0 | 0 | 0 | 0 | 0 | 0
WT | 0 | 0 | 0 | 0 | 0 | 0
IGCC | 0 | 0 | 0 | 0 | 0 | 0
DemandResponse | 0 | 0 | 0 | 0 | 0 | 0
IGCC-CCS | 0 | 0 | 0 | 0 | 0 | 0
WT_off | 0 | 0 | 0 | 0 | 0 | 0
PseudoUnit | 0 | 0 | 0 | 0 | 0 | 0
FixedInterchange | 0 | 0 | 0 | 0 | 0 | 0
Retirements of Capacity by Reporting Type: HQ_NY
ReportingType | 2015 | 2020 | 2025 | 2030 | 2035 | 2040
BM | 0 | 0 | 0 | 0 | 0 | 0
CC | 0 | 0 | 0 | 0 | 0 | 0
CSP | 0 | 0 | 0 | 0 | 0 | 0
CT | 0 | 0 | 0 | 0 | 0 | 0
Coal | 0 | 0 | 0 | 0 | 0 | 0
Geo | 0 | 0 | 0 | 0 | 0 | 0
H | 0 | 0 | 0 | 0 | 0 | 0
LFG | 0 | 0 | 0 | 0 | 0 | 0
Nuc | 0 | 0 | 0 | 0 | 0 | 0
PS | 0 | 0 | 0 | 0 | 0 | 0
PV | 0 | 0 | 0 | 0 | 0 | 0
PeakG | 0 | 0 | 0 | 0 | 0 | 0
PeakO | 0 | 0 | 0 | 0 | 0 | 0
ST | 0 | 0 | 0 | 0 | 0 | 0
STOG | 0 | 0 | 0 | 0 | 0 | 0
STWD | 0 | 0 | 0 | 0 | 0 | 0
WT | 0 | 0 | 0 | 0 | 0 | 0
IGCC | 0 | 0 | 0 | 0 | 0 | 0
DemandResponse | 0 | 0 | 0 | 0 | 0 | 0
IGCC-CCS | 0 | 0 | 0 | 0 | 0 | 0
WT_off | 0 | 0 | 0 | 0 | 0 | 0
PseudoUnit | 0 | 0 | 0 | 0 | 0 | 0
FixedInterchange | 0 | 0 | 0 | 0 | 0 | 0
Retirements of Capacity by Reporting Type: MARITIMES
ReportingType | 2015 | 2020 | 2025 | 2030 | 2035 | 2040
BM | 0 | 0 | 0 | 0 | 0 | 0
CC | 0 | 0 | 0 | 0 | 0 | 0
CSP | 0 | 0 | 0 | 0 | 0 | 0
CT | 0 | 0 | 0 | 0 | 0 | 0
Coal | 0 | 0 | 0 | 0 | 0 | 0
Geo | 0 | 0 | 0 | 0 | 0 | 0
H | 0 | 0 | 0 | 0 | 0 | 0
LFG | 0 | 0 | 0 | 0 | 0 | 0
Nuc | 0 | 0 | 0 | 0 | 0 | 0
PS | 0 | 0 | 0 | 0 | 0 | 0
PV | 0 | 0 | 0 | 0 | 0 | 0
PeakG | 0 | 0 | 0 | 0 | 0 | 0
PeakO | 0 | 0 | 0 | 0 | 0 | 0
ST | 0 | 0 | 0 | 0 | 0 | 0
STOG | 0 | 0 | 0 | 0 | 0 | 0
STWD | 0 | 0 | 0 | 0 | 0 | 0
WT | 0 | 0 | 0 | 0 | 0 | 0
IGCC | 0 | 0 | 0 | 0 | 0 | 0
DemandResponse | 0 | 0 | 0 | 0 | 0 | 0
IGCC-CCS | 0 | 0 | 0 | 0 | 0 | 0
WT_off | 0 | 0 | 0 | 0 | 0 | 0
PseudoUnit | 0 | 0 | 0 | 0 | 0 | 0
FixedInterchange | 0 | 0 | 0 | 0 | 0 | 0
Retirements of Capacity by Reporting Type: All
ReportingType | 2015 | 2020 | 2025 | 2030 | 2035 | 2040
BM | 0 | 0 | 0 | 0 | 0 | 0
CC | 15085.77 | 5766.84 | 7042.04 | 20357.84 | 47290.99 | 44408.13
CSP | 475 | 0 | 0 | 0 | 0 | 0
CT | 0 | 0 | 0 | 691.53 | 5393.96 | 300
Coal | 155080.23 | 100054.07 | 53927.44 | 7166.45 | 109.63 | 110.48
Geo | 4.8 | 0 | 0 | 0 | 0 | 0
H | 0 | 0 | 0 | 0 | 0 | 0
LFG | 0 | 0 | 0 | 0 | 0 | 0
Nuc | 0 | 614.5 | 0 | 1488.2 | 26575.7 | 19706
PS | 0 | 0 | 0 | 0 | 0 | 0
PV | 0 | 0 | 0 | 0 | 1106.71 | 0
PeakG | 5759.95 | 2328.9 | 13313.24 | 28576.55 | 16357.54 | 17634.66
PeakO | 4211.01 | 1690.69 | 1891 | 5811.54 | 5013.29 | 1948.54
ST | 0 | 0 | 0 | 0 | 0 | 0
STOG | 62151.33 | 12569.37 | 31438.11 | 3946.1 | 0 | 0
STWD | 0 | 0 | 0 | 0 | 0 | 0
WT | 126.2 | 0 | 0 | 0 | 1727.4 | 0
IGCC | 0 | 0 | 0 | 0 | 0 | 0
DemandResponse | 0 | 0 | 0 | 0 | 0 | 0
IGCC-CCS | 0 | 0 | 0 | 0 | 0 | 0
WT_off | 0 | 0 | 0 | 0 | 0 | 0
PseudoUnit | 0 | 0 | 0 | 0 | 0 | 0
FixedInterchange | 0 | 0 | 0 | 0 | 0 | 0
Retirements of Capacity by Reporting Type: EI_US
ReportingType | 2015 | 2020 | 2025 | 2030 | 2035 | 2040
BM | 0 | 0 | 0 | 0 | 0 | 0
CC | 3814.09 | 5766.84 | 5387.18 | 11073.86 | 24007.06 | 30228.76
CSP | 0 | 0 | 0 | 0 | 0 | 0
CT | 0 | 0 | 0 | 691.53 | 3323.87 | 300
Coal | 124496.08 | 89572.06 | 38786.69 | 1558.46 | 109.63 | 110.48
Geo | 0 | 0 | 0 | 0 | 0 | 0
H | 0 | 0 | 0 | 0 | 0 | 0
LFG | 0 | 0 | 0 | 0 | 0 | 0
Nuc | 0 | 614.5 | 0 | 1488.2 | 25545.7 | 18166
PS | 0 | 0 | 0 | 0 | 0 | 0
PV | 0 | 0 | 0 | 0 | 25.45 | 0
PeakG | 947.77 | 688.49 | 9433.83 | 25091.1 | 9712.01 | 17181.65
PeakO | 3260.01 | 1675.69 | 1435 | 5811.54 | 5013.29 | 1948.54
ST | 0 | 0 | 0 | 0 | 0 | 0
STOG | 45339.65 | 974.66 | 19305.32 | 3050.27 | 0 | 0
STWD | 0 | 0 | 0 | 0 | 0 | 0
WT | 0 | 0 | 0 | 0 | 1150 | 0
IGCC | 0 | 0 | 0 | 0 | 0 | 0
DemandResponse | 0 | 0 | 0 | 0 | 0 | 0
IGCC-CCS | 0 | 0 | 0 | 0 | 0 | 0
WT_off | 0 | 0 | 0 | 0 | 0 | 0
PseudoUnit | 0 | 0 | 0 | 0 | 0 | 0
FixedInterchange | 0 | 0 | 0 | 0 | 0 | 0
Retirements of Capacity by Reporting Type: EI_Canada
ReportingType | 2015 | 2020 | 2025 | 2030 | 2035 | 2040
BM | 0 | 0 | 0 | 0 | 0 | 0
CC | 5943 | 0 | 731 | 0 | 0 | 265.05
CSP | 0 | 0 | 0 | 0 | 0 | 0
CT | 0 | 0 | 0 | 0 | 368 | 0
Coal | 7159.52 | 1002.38 | 0 | 0 | 0 | 0
Geo | 0 | 0 | 0 | 0 | 0 | 0
H | 0 | 0 | 0 | 0 | 0 | 0
LFG | 0 | 0 | 0 | 0 | 0 | 0
Nuc | 0 | 0 | 0 | 0 | 1030 | 1540
PS | 0 | 0 | 0 | 0 | 0 | 0
PV | 0 | 0 | 0 | 0 | 1067.26 | 0
PeakG | 584 | 0 | 559 | 0 | 0 | 0
PeakO | 175 | 0 | 4 | 0 | 0 | 0
ST | 0 | 0 | 0 | 0 | 0 | 0
STOG | 2126 | 126 | 0 | 0 | 0 | 0
STWD | 0 | 0 | 0 | 0 | 0 | 0
WT | 0 | 0 | 0 | 0 | 577.4 | 0
IGCC | 0 | 0 | 0 | 0 | 0 | 0
DemandResponse | 0 | 0 | 0 | 0 | 0 | 0
IGCC-CCS | 0 | 0 | 0 | 0 | 0 | 0
WT_off | 0 | 0 | 0 | 0 | 0 | 0
PseudoUnit | 0 | 0 | 0 | 0 | 0 | 0
FixedInterchange | 0 | 0 | 0 | 0 | 0 | 0
Retirements of Capacity by Reporting Type: EI
ReportingType | 2015 | 2020 | 2025 | 2030 | 2035 | 2040
BM | 0 | 0 | 0 | 0 | 0 | 0
CC | 9757.09 | 5766.84 | 6118.18 | 11073.86 | 24007.06 | 30493.81
CSP | 0 | 0 | 0 | 0 | 0 | 0
CT | 0 | 0 | 0 | 691.53 | 3691.87 | 300
Coal | 131655.6 | 90574.44 | 38786.69 | 1558.46 | 109.63 | 110.48
Geo | 0 | 0 | 0 | 0 | 0 | 0
H | 0 | 0 | 0 | 0 | 0 | 0
LFG | 0 | 0 | 0 | 0 | 0 | 0
Nuc | 0 | 614.5 | 0 | 1488.2 | 26575.7 | 19706
PS | 0 | 0 | 0 | 0 | 0 | 0
PV | 0 | 0 | 0 | 0 | 1092.71 | 0
PeakG | 1531.77 | 688.49 | 9992.83 | 25091.1 | 9712.01 | 17181.65
PeakO | 3435.01 | 1675.69 | 1439 | 5811.54 | 5013.29 | 1948.54
ST | 0 | 0 | 0 | 0 | 0 | 0
STOG | 47465.65 | 1100.66 | 19305.32 | 3050.27 | 0 | 0
STWD | 0 | 0 | 0 | 0 | 0 | 0
WT | 0 | 0 | 0 | 0 | 1727.4 | 0
IGCC | 0 | 0 | 0 | 0 | 0 | 0
DemandResponse | 0 | 0 | 0 | 0 | 0 | 0
IGCC-CCS | 0 | 0 | 0 | 0 | 0 | 0
WT_off | 0 | 0 | 0 | 0 | 0 | 0
PseudoUnit | 0 | 0 | 0 | 0 | 0 | 0
FixedInterchange | 0 | 0 | 0 | 0 | 0 | 0
Retirements of Capacity by Reporting Type: Outside_EI
ReportingType | 2015 | 2020 | 2025 | 2030 | 2035 | 2040
BM | 0 | 0 | 0 | 0 | 0 | 0
CC | 5328.68 | 0 | 923.86 | 9283.98 | 23283.93 | 13914.32
CSP | 475 | 0 | 0 | 0 | 0 | 0
CT | 0 | 0 | 0 | 0 | 1702.1 | 0
Coal | 23424.63 | 9479.63 | 15140.75 | 5607.99 | 0 | 0
Geo | 4.8 | 0 | 0 | 0 | 0 | 0
H | 0 | 0 | 0 | 0 | 0 | 0
LFG | 0 | 0 | 0 | 0 | 0 | 0
Nuc | 0 | 0 | 0 | 0 | 0 | 0
PS | 0 | 0 | 0 | 0 | 0 | 0
PV | 0 | 0 | 0 | 0 | 14 | 0
PeakG | 4228.18 | 1640.41 | 3320.41 | 3485.45 | 6645.53 | 453.01
PeakO | 776 | 15 | 452 | 0 | 0 | 0
ST | 0 | 0 | 0 | 0 | 0 | 0
STOG | 14685.67 | 11468.71 | 12132.79 | 895.83 | 0 | 0
STWD | 0 | 0 | 0 | 0 | 0 | 0
WT | 126.2 | 0 | 0 | 0 | 0 | 0
IGCC | 0 | 0 | 0 | 0 | 0 | 0
DemandResponse | 0 | 0 | 0 | 0 | 0 | 0
IGCC-CCS | 0 | 0 | 0 | 0 | 0 | 0
WT_off | 0 | 0 | 0 | 0 | 0 | 0
PseudoUnit | 0 | 0 | 0 | 0 | 0 | 0
FixedInterchange | 0 | 0 | 0 | 0 | 0 | 0
#4 | Cumulative Retirements of Capacity (MW)
Cumulative Retirements of Capacity by Reporting Type: Entergy
ReportingType | 2015 | 2020 | 2025 | 2030 | 2035 | 2040
BM | 0 | 0 | 0 | 0 | 0 | 0
CC | 0 | 0 | 0 | 209 | 209 | 1950.86
CSP | 0 | 0 | 0 | 0 | 0 | 0
CT | 0 | 0 | 0 | 0 | 0 | 0
Coal | 1127.9 | 5935.96 | 8308.9 | 8308.9 | 8308.9 | 8308.9
Geo | 0 | 0 | 0 | 0 | 0 | 0
H | 0 | 0 | 0 | 0 | 0 | 0
LFG | 0 | 0 | 0 | 0 | 0 | 0
Nuc | 0 | 0 | 0 | 0 | 842 | 1839
PS | 0 | 0 | 0 | 0 | 0 | 0
PV | 0 | 0 | 0 | 0 | 0 | 0
PeakG | 0 | 0 | 0 | 2221.69 | 2365.75 | 2787
PeakO | 0 | 0 | 80 | 174 | 174 | 174
ST | 0 | 0 | 0 | 0 | 0 | 0
STOG | 12635.74 | 12635.74 | 14865 | 14865 | 14865 | 14865
STWD | 0 | 0 | 0 | 0 | 0 | 0
WT | 0 | 0 | 0 | 0 | 0 | 0
IGCC | 0 | 0 | 0 | 0 | 0 | 0
DemandResponse | 0 | 0 | 0 | 0 | 0 | 0
IGCC-CCS | 0 | 0 | 0 | 0 | 0 | 0
WT_off | 0 | 0 | 0 | 0 | 0 | 0
PseudoUnit | 0 | 0 | 0 | 0 | 0 | 0
FixedInterchange | 0 | 0 | 0 | 0 | 0 | 0
Cumulative Retirements of Capacity by Reporting Type: FRCC
ReportingType | 2015 | 2020 | 2025 | 2030 | 2035 | 2040
BM | 0 | 0 | 0 | 0 | 0 | 0
CC | 0 | 0 | 0 | 10030.18 | 13788.96 | 15031.28
CSP | 0 | 0 | 0 | 0 | 0 | 0
CT | 0 | 0 | 0 | 0 | 2480 | 2480
Coal | 7107.4 | 8837.4 | 9463.4 | 9463.4 | 9463.4 | 9463.4
Geo | 0 | 0 | 0 | 0 | 0 | 0
H | 0 | 0 | 0 | 0 | 0 | 0
LFG | 0 | 0 | 0 | 0 | 0 | 0
Nuc | 0 | 0 | 0 | 0 | 1615.33 | 3292.33
PS | 0 | 0 | 0 | 0 | 0 | 0
PV | 0 | 0 | 0 | 0 | 0 | 0
PeakG | 0 | 672.49 | 4510.62 | 8431 | 8431 | 8431
PeakO | 607.31 | 2283 | 2283 | 2283 | 2283 | 2283
ST | 0 | 0 | 0 | 0 | 0 | 0
STOG | 9833 | 9833 | 9833 | 9833 | 9833 | 9833
STWD | 0 | 0 | 0 | 0 | 0 | 0
WT | 0 | 0 | 0 | 0 | 0 | 0
IGCC | 0 | 0 | 0 | 0 | 0 | 0
DemandResponse | 0 | 0 | 0 | 0 | 0 | 0
IGCC-CCS | 0 | 0 | 0 | 0 | 0 | 0
WT_off | 0 | 0 | 0 | 0 | 0 | 0
PseudoUnit | 0 | 0 | 0 | 0 | 0 | 0
FixedInterchange | 0 | 0 | 0 | 0 | 0 | 0
Cumulative Retirements of Capacity by Reporting Type: MAPP_US
ReportingType | 2015 | 2020 | 2025 | 2030 | 2035 | 2040
BM | 0 | 0 | 0 | 0 | 0 | 0
CC | 0 | 0 | 0 | 0 | 0 | 0
CSP | 0 | 0 | 0 | 0 | 0 | 0
CT | 0 | 0 | 0 | 0 | 0 | 0
Coal | 1578.36 | 2599.86 | 3131.56 | 3318.02 | 3427.65 | 3538.13
Geo | 0 | 0 | 0 | 0 | 0 | 0
H | 0 | 0 | 0 | 0 | 0 | 0
LFG | 0 | 0 | 0 | 0 | 0 | 0
Nuc | 0 | 0 | 0 | 0 | 0 | 0
PS | 0 | 0 | 0 | 0 | 0 | 0
PV | 0 | 0 | 0 | 0 | 0 | 0
PeakG | 0 | 0 | 0 | 0 | 0 | 0
PeakO | 0 | 0 | 0 | 0 | 0 | 0
ST | 0 | 0 | 0 | 0 | 0 | 0
STOG | 36 | 36 | 36 | 36 | 36 | 36
STWD | 0 | 0 | 0 | 0 | 0 | 0
WT | 0 | 0 | 0 | 0 | 0 | 0
IGCC | 0 | 0 | 0 | 0 | 0 | 0
DemandResponse | 0 | 0 | 0 | 0 | 0 | 0
IGCC-CCS | 0 | 0 | 0 | 0 | 0 | 0
WT_off | 0 | 0 | 0 | 0 | 0 | 0
PseudoUnit | 0 | 0 | 0 | 0 | 0 | 0
FixedInterchange | 0 | 0 | 0 | 0 | 0 | 0
Cumulative Retirements of Capacity by Reporting Type: MISO_IN
ReportingType | 2015 | 2020 | 2025 | 2030 | 2035 | 2040
BM | 0 | 0 | 0 | 0 | 0 | 0
CC | 0 | 0 | 0 | 0 | 0 | 0
CSP | 0 | 0 | 0 | 0 | 0 | 0
CT | 0 | 0 | 0 | 0 | 0 | 0
Coal | 5540.3 | 7816.3 | 14582.06 | 14582.06 | 14582.06 | 14582.06
Geo | 0 | 0 | 0 | 0 | 0 | 0
H | 0 | 0 | 0 | 0 | 0 | 0
LFG | 0 | 0 | 0 | 0 | 0 | 0
Nuc | 0 | 0 | 0 | 0 | 0 | 0
PS | 0 | 0 | 0 | 0 | 0 | 0
PV | 0 | 0 | 0 | 0 | 0 | 0
PeakG | 0 | 0 | 0 | 0 | 0 | 238
PeakO | 0 | 0 | 0 | 183.02 | 203.31 | 361
ST | 0 | 0 | 0 | 0 | 0 | 0
STOG | 0 | 0 | 279 | 279 | 279 | 279
STWD | 0 | 0 | 0 | 0 | 0 | 0
WT | 0 | 0 | 0 | 0 | 0 | 0
IGCC | 0 | 0 | 0 | 0 | 0 | 0
DemandResponse | 0 | 0 | 0 | 0 | 0 | 0
IGCC-CCS | 0 | 0 | 0 | 0 | 0 | 0
WT_off | 0 | 0 | 0 | 0 | 0 | 0
PseudoUnit | 0 | 0 | 0 | 0 | 0 | 0
FixedInterchange | 0 | 0 | 0 | 0 | 0 | 0
Cumulative Retirements of Capacity by Reporting Type: MISO_MI
ReportingType | 2015 | 2020 | 2025 | 2030 | 2035 | 2040
BM | 0 | 0 | 0 | 0 | 0 | 0
CC | 0 | 0 | 0 | 0 | 0 | 22
CSP | 0 | 0 | 0 | 0 | 0 | 0
CT | 0 | 0 | 0 | 0 | 0 | 0
Coal | 6340 | 10792 | 10792 | 10792 | 10792 | 10792
Geo | 0 | 0 | 0 | 0 | 0 | 0
H | 0 | 0 | 0 | 0 | 0 | 0
LFG | 0 | 0 | 0 | 0 | 0 | 0
Nuc | 0 | 0 | 0 | 0 | 778 | 778
PS | 0 | 0 | 0 | 0 | 0 | 0
PV | 0 | 0 | 0 | 0 | 0 | 0
PeakG | 0 | 0 | 0 | 0 | 0 | 295
PeakO | 0 | 0 | 0 | 270.32 | 304.24 | 534
ST | 0 | 0 | 0 | 0 | 0 | 0
STOG | 0 | 0 | 2852 | 2852 | 2852 | 2852
STWD | 0 | 0 | 0 | 0 | 0 | 0
WT | 0 | 0 | 0 | 0 | 0 | 0
IGCC | 0 | 0 | 0 | 0 | 0 | 0
DemandResponse | 0 | 0 | 0 | 0 | 0 | 0
IGCC-CCS | 0 | 0 | 0 | 0 | 0 | 0
WT_off | 0 | 0 | 0 | 0 | 0 | 0
PseudoUnit | 0 | 0 | 0 | 0 | 0 | 0
FixedInterchange | 0 | 0 | 0 | 0 | 0 | 0
Cumulative Retirements of Capacity by Reporting Type: MISO_MO-IL
ReportingType | 2015 | 2020 | 2025 | 2030 | 2035 | 2040
BM | 0 | 0 | 0 | 0 | 0 | 0
CC | 0 | 0 | 0 | 0 | 0 | 0
CSP | 0 | 0 | 0 | 0 | 0 | 0
CT | 0 | 0 | 0 | 0 | 0 | 0
Coal | 4515.4 | 11382.7 | 13763.7 | 13763.7 | 13763.7 | 13763.7
Geo | 0 | 0 | 0 | 0 | 0 | 0
H | 0 | 0 | 0 | 0 | 0 | 0
LFG | 0 | 0 | 0 | 0 | 0 | 0
Nuc | 0 | 0 | 0 | 0 | 0 | 0
PS | 0 | 0 | 0 | 0 | 0 | 0
PV | 0 | 0 | 0 | 0 | 0 | 0
PeakG | 0 | 0 | 0 | 0 | 0 | 217
PeakO | 0 | 0 | 0 | 495.37 | 531.97 | 766
ST | 0 | 0 | 0 | 0 | 0 | 0
STOG | 0 | 0 | 592 | 592 | 592 | 592
STWD | 0 | 0 | 0 | 0 | 0 | 0
WT | 0 | 0 | 0 | 0 | 0 | 0
IGCC | 0 | 0 | 0 | 0 | 0 | 0
DemandResponse | 0 | 0 | 0 | 0 | 0 | 0
IGCC-CCS | 0 | 0 | 0 | 0 | 0 | 0
WT_off | 0 | 0 | 0 | 0 | 0 | 0
PseudoUnit | 0 | 0 | 0 | 0 | 0 | 0
FixedInterchange | 0 | 0 | 0 | 0 | 0 | 0
Cumulative Retirements of Capacity by Reporting Type: MISO_W
ReportingType | 2015 | 2020 | 2025 | 2030 | 2035 | 2040
BM | 0 | 0 | 0 | 0 | 0 | 0
CC | 0 | 0 | 0 | 11 | 11 | 62
CSP | 0 | 0 | 0 | 0 | 0 | 0
CT | 0 | 0 | 0 | 0 | 0 | 0
Coal | 3725.66 | 8151.56 | 13134.59 | 13134.59 | 13134.59 | 13134.59
Geo | 0 | 0 | 0 | 0 | 0 | 0
H | 0 | 0 | 0 | 0 | 0 | 0
LFG | 0 | 0 | 0 | 0 | 0 | 0
Nuc | 0 | 0 | 0 | 0 | 2361.23 | 2361.23
PS | 0 | 0 | 0 | 0 | 0 | 0
PV | 0 | 0 | 0 | 0 | 0 | 0
PeakG | 0 | 0 | 0 | 0 | 0 | 504
PeakO | 0 | 0 | 0 | 1533.3 | 1611.68 | 2154
ST | 0 | 0 | 0 | 0 | 0 | 0
STOG | 0 | 0 | 172 | 172 | 172 | 172
STWD | 0 | 0 | 0 | 0 | 0 | 0
WT | 0 | 0 | 0 | 0 | 0 | 0
IGCC | 0 | 0 | 0 | 0 | 0 | 0
DemandResponse | 0 | 0 | 0 | 0 | 0 | 0
IGCC-CCS | 0 | 0 | 0 | 0 | 0 | 0
WT_off | 0 | 0 | 0 | 0 | 0 | 0
PseudoUnit | 0 | 0 | 0 | 0 | 0 | 0
FixedInterchange | 0 | 0 | 0 | 0 | 0 | 0
Cumulative Retirements of Capacity by Reporting Type: MISO_WUMS
ReportingType | 2015 | 2020 | 2025 | 2030 | 2035 | 2040
BM | 0 | 0 | 0 | 0 | 0 | 0
CC | 0 | 0 | 0 | 0 | 0 | 0
CSP | 0 | 0 | 0 | 0 | 0 | 0
CT | 0 | 0 | 0 | 0 | 0 | 0
Coal | 4191.1 | 6060.1 | 6393.2 | 6393.2 | 6393.2 | 6393.2
Geo | 0 | 0 | 0 | 0 | 0 | 0
H | 0 | 0 | 0 | 0 | 0 | 0
LFG | 0 | 0 | 0 | 0 | 0 | 0
Nuc | 0 | 0 | 0 | 0 | 1816.9 | 1816.9
PS | 0 | 0 | 0 | 0 | 0 | 0
PV | 0 | 0 | 0 | 0 | 0 | 0
PeakG | 0 | 0 | 0 | 0 | 0 | 2046.56
PeakO | 0 | 0 | 0 | 252.35 | 280.33 | 490
ST | 0 | 0 | 0 | 0 | 0 | 0
STOG | 59.5 | 59.5 | 360 | 360 | 360 | 360
STWD | 0 | 0 | 0 | 0 | 0 | 0
WT | 0 | 0 | 0 | 0 | 0 | 0
IGCC | 0 | 0 | 0 | 0 | 0 | 0
DemandResponse | 0 | 0 | 0 | 0 | 0 | 0
IGCC-CCS | 0 | 0 | 0 | 0 | 0 | 0
WT_off | 0 | 0 | 0 | 0 | 0 | 0
PseudoUnit | 0 | 0 | 0 | 0 | 0 | 0
FixedInterchange | 0 | 0 | 0 | 0 | 0 | 0
Cumulative Retirements of Capacity by Reporting Type: Nebraska
ReportingType | 2015 | 2020 | 2025 | 2030 | 2035 | 2040
BM | 0 | 0 | 0 | 0 | 0 | 0
CC | 0 | 0 | 0 | 0 | 0 | 0
CSP | 0 | 0 | 0 | 0 | 0 | 0
CT | 0 | 0 | 0 | 0 | 0 | 0
Coal | 0 | 3195.8 | 3195.8 | 3195.8 | 3195.8 | 3195.8
Geo | 0 | 0 | 0 | 0 | 0 | 0
H | 0 | 0 | 0 | 0 | 0 | 0
LFG | 0 | 0 | 0 | 0 | 0 | 0
Nuc | 0 | 0 | 0 | 0 | 1251.8 | 1251.8
PS | 0 | 0 | 0 | 0 | 0 | 0
PV | 0 | 0 | 0 | 0 | 0 | 0
PeakG | 0 | 0 | 0 | 0.83 | 1.39 | 3.2
PeakO | 0 | 0 | 0 | 326 | 326 | 326
ST | 0 | 0 | 0 | 0 | 0 | 0
STOG | 270 | 270 | 270 | 270 | 270 | 270
STWD | 0 | 0 | 0 | 0 | 0 | 0
WT | 0 | 0 | 0 | 0 | 0 | 0
IGCC | 0 | 0 | 0 | 0 | 0 | 0
DemandResponse | 0 | 0 | 0 | 0 | 0 | 0
IGCC-CCS | 0 | 0 | 0 | 0 | 0 | 0
WT_off | 0 | 0 | 0 | 0 | 0 | 0
PseudoUnit | 0 | 0 | 0 | 0 | 0 | 0
FixedInterchange | 0 | 0 | 0 | 0 | 0 | 0
Cumulative Retirements of Capacity by Reporting Type: NEISO
ReportingType | 2015 | 2020 | 2025 | 2030 | 2035 | 2040
BM | 0 | 0 | 0 | 0 | 0 | 0
CC | 3284.89 | 6585.22 | 11189.11 | 11189.11 | 11189.11 | 12887.69
CSP | 0 | 0 | 0 | 0 | 0 | 0
CT | 0 | 0 | 0 | 9.5 | 334 | 334
Coal | 2250.13 | 2570.13 | 2570.13 | 2570.13 | 2570.13 | 2570.13
Geo | 0 | 0 | 0 | 0 | 0 | 0
H | 0 | 0 | 0 | 0 | 0 | 0
LFG | 0 | 0 | 0 | 0 | 0 | 0
Nuc | 0 | 0 | 0 | 0 | 1289 | 2165.92
PS | 0 | 0 | 0 | 0 | 0 | 0
PV | 0 | 0 | 0 | 0 | 0 | 0
PeakG | 0 | 0 | 0 | 88.43 | 88.43 | 88.43
PeakO | 1183 | 1183 | 1183 | 1183 | 1183 | 1183
ST | 0 | 0 | 0 | 0 | 0 | 0
STOG | 6237 | 6237 | 6237 | 6237 | 6237 | 6237
STWD | 0 | 0 | 0 | 0 | 0 | 0
WT | 0 | 0 | 0 | 0 | 0 | 0
IGCC | 0 | 0 | 0 | 0 | 0 | 0
DemandResponse | 0 | 0 | 0 | 0 | 0 | 0
IGCC-CCS | 0 | 0 | 0 | 0 | 0 | 0
WT_off | 0 | 0 | 0 | 0 | 0 | 0
PseudoUnit | 0 | 0 | 0 | 0 | 0 | 0
FixedInterchange | 0 | 0 | 0 | 0 | 0 | 0
Cumulative Retirements of Capacity by Reporting Type: NonRTO_Midwest
ReportingType | 2015 | 2020 | 2025 | 2030 | 2035 | 2040
BM | 0 | 0 | 0 | 0 | 0 | 0
CC | 0 | 0 | 0 | 0 | 0 | 2135.15
CSP | 0 | 0 | 0 | 0 | 0 | 0
CT | 0 | 0 | 0 | 0 | 0 | 0
Coal | 3818.33 | 6509.3 | 8141.05 | 9513.04 | 9513.04 | 9513.04
Geo | 0 | 0 | 0 | 0 | 0 | 0
H | 0 | 0 | 0 | 0 | 0 | 0
LFG | 0 | 0 | 0 | 0 | 0 | 0
Nuc | 0 | 0 | 0 | 0 | 0 | 0
PS | 0 | 0 | 0 | 0 | 0 | 0
PV | 0 | 0 | 0 | 0 | 0 | 0
PeakG | 0 | 0 | 0 | 961.19 | 3353 | 3353
PeakO | 0 | 0 | 0 | 12 | 12 | 12
ST | 0 | 0 | 0 | 0 | 0 | 0
STOG | 0 | 0 | 0 | 0 | 0 | 0
STWD | 0 | 0 | 0 | 0 | 0 | 0
WT | 0 | 0 | 0 | 0 | 0 | 0
IGCC | 0 | 0 | 0 | 0 | 0 | 0
DemandResponse | 0 | 0 | 0 | 0 | 0 | 0
IGCC-CCS | 0 | 0 | 0 | 0 | 0 | 0
WT_off | 0 | 0 | 0 | 0 | 0 | 0
PseudoUnit | 0 | 0 | 0 | 0 | 0 | 0
FixedInterchange | 0 | 0 | 0 | 0 | 0 | 0
Cumulative Retirements of Capacity by Reporting Type: NYISO_A-F
ReportingType | 2015 | 2020 | 2025 | 2030 | 2035 | 2040
BM | 0 | 0 | 0 | 0 | 0 | 0
CC | 529.19 | 2995.71 | 3594 | 3594 | 3594 | 4233
CSP | 0 | 0 | 0 | 0 | 0 | 0
CT | 0 | 0 | 0 | 0 | 0 | 0
Coal | 2251.9 | 2251.9 | 2251.9 | 2251.9 | 2251.9 | 2251.9
Geo | 0 | 0 | 0 | 0 | 0 | 0
H | 0 | 0 | 0 | 0 | 0 | 0
LFG | 0 | 0 | 0 | 0 | 0 | 0
Nuc | 0 | 0 | 0 | 621.2 | 1201.7 | 2053.9
PS | 0 | 0 | 0 | 0 | 0 | 0
PV | 0 | 0 | 0 | 0 | 0 | 0
PeakG | 0 | 16 | 221 | 221 | 221 | 221
PeakO | 39 | 39 | 39 | 39 | 39 | 39
ST | 0 | 0 | 0 | 0 | 0 | 0
STOG | 1701 | 1701 | 1701 | 1701 | 1701 | 1701
STWD | 0 | 0 | 0 | 0 | 0 | 0
WT | 0 | 0 | 0 | 0 | 0 | 0
IGCC | 0 | 0 | 0 | 0 | 0 | 0
DemandResponse | 0 | 0 | 0 | 0 | 0 | 0
IGCC-CCS | 0 | 0 | 0 | 0 | 0 | 0
WT_off | 0 | 0 | 0 | 0 | 0 | 0
PseudoUnit | 0 | 0 | 0 | 0 | 0 | 0
FixedInterchange | 0 | 0 | 0 | 0 | 0 | 0
Cumulative Retirements of Capacity by Reporting Type: NYISO_G-I
ReportingType | 2015 | 2020 | 2025 | 2030 | 2035 | 2040
BM | 0 | 0 | 0 | 0 | 0 | 0
CC | 0 | 0 | 0 | 0 | 0 | 0
CSP | 0 | 0 | 0 | 0 | 0 | 0
CT | 0 | 0 | 0 | 0 | 0 | 0
Coal | 368.2 | 368.2 | 368.2 | 368.2 | 368.2 | 368.2
Geo | 0 | 0 | 0 | 0 | 0 | 0
H | 0 | 0 | 0 | 0 | 0 | 0
LFG | 0 | 0 | 0 | 0 | 0 | 0
Nuc | 0 | 0 | 0 | 0 | 1019.6 | 2044.6
PS | 0 | 0 | 0 | 0 | 0 | 0
PV | 0 | 0 | 0 | 0 | 0 | 0
PeakG | 0 | 0 | 64 | 64 | 64 | 64
PeakO | 0 | 0 | 87 | 87 | 87 | 87
ST | 0 | 0 | 0 | 0 | 0 | 0
STOG | 2431 | 2431 | 2431 | 2431 | 2431 | 2431
STWD | 0 | 0 | 0 | 0 | 0 | 0
WT | 0 | 0 | 0 | 0 | 0 | 0
IGCC | 0 | 0 | 0 | 0 | 0 | 0
DemandResponse | 0 | 0 | 0 | 0 | 0 | 0
IGCC-CCS | 0 | 0 | 0 | 0 | 0 | 0
WT_off | 0 | 0 | 0 | 0 | 0 | 0
PseudoUnit | 0 | 0 | 0 | 0 | 0 | 0
FixedInterchange | 0 | 0 | 0 | 0 | 0 | 0
Cumulative Retirements of Capacity by Reporting Type: NYISO_J-K
ReportingType | 2015 | 2020 | 2025 | 2030 | 2035 | 2040
BM | 0 | 0 | 0 | 0 | 0 | 0
CC | 0 | 0 | 0 | 0 | 0 | 0
CSP | 0 | 0 | 0 | 0 | 0 | 0
CT | 0 | 0 | 0 | 0 | 0 | 0
Coal | 0 | 0 | 0 | 0 | 0 | 0
Geo | 0 | 0 | 0 | 0 | 0 | 0
H | 0 | 0 | 0 | 0 | 0 | 0
LFG | 0 | 0 | 0 | 0 | 0 | 0
Nuc | 0 | 0 | 0 | 0 | 0 | 0
PS | 0 | 0 | 0 | 0 | 0 | 0
PV | 0 | 0 | 0 | 0 | 0 | 0
PeakG | 0 | 0 | 0 | 0 | 0 | 0
PeakO | 0 | 0 | 0 | 0 | 0 | 575.07
ST | 0 | 0 | 0 | 0 | 0 | 0
STOG | 3902.55 | 4785.21 | 5955.15 | 6292.91 | 6292.91 | 6292.91
STWD | 0 | 0 | 0 | 0 | 0 | 0
WT | 0 | 0 | 0 | 0 | 0 | 0
IGCC | 0 | 0 | 0 | 0 | 0 | 0
DemandResponse | 0 | 0 | 0 | 0 | 0 | 0
IGCC-CCS | 0 | 0 | 0 | 0 | 0 | 0
WT_off | 0 | 0 | 0 | 0 | 0 | 0
PseudoUnit | 0 | 0 | 0 | 0 | 0 | 0
FixedInterchange | 0 | 0 | 0 | 0 | 0 | 0
Cumulative Retirements of Capacity by Reporting Type: PJM_E
ReportingType | 2015 | 2020 | 2025 | 2030 | 2035 | 2040
BM | 0 | 0 | 0 | 0 | 0 | 0
CC | 0 | 0 | 0 | 0 | 1141.3 | 1141.3
CSP | 0 | 0 | 0 | 0 | 0 | 0
CT | 0 | 0 | 0 | 26.2 | 26.2 | 26.2
Coal | 2804 | 3372 | 3372 | 3372 | 3372 | 3372
Geo | 0 | 0 | 0 | 0 | 0 | 0
H | 0 | 0 | 0 | 0 | 0 | 0
LFG | 0 | 0 | 0 | 0 | 0 | 0
Nuc | 0 | 614.5 | 614.5 | 614.5 | 2838.5 | 4012.5
PS | 0 | 0 | 0 | 0 | 0 | 0
PV | 0 | 0 | 0 | 0 | 25.45 | 25.45
PeakG | 268.5 | 268.5 | 268.5 | 268.5 | 1379.83 | 1853
PeakO | 2.7 | 2.7 | 2.7 | 635.89 | 2752 | 2752
ST | 0 | 0 | 0 | 0 | 0 | 0
STOG | 629.5 | 629.5 | 3252 | 3252 | 3252 | 3252
STWD | 0 | 0 | 0 | 0 | 0 | 0
WT | 0 | 0 | 0 | 0 | 1150 | 1150
IGCC | 0 | 0 | 0 | 0 | 0 | 0
DemandResponse | 0 | 0 | 0 | 0 | 0 | 0
IGCC-CCS | 0 | 0 | 0 | 0 | 0 | 0
WT_off | 0 | 0 | 0 | 0 | 0 | 0
PseudoUnit | 0 | 0 | 0 | 0 | 0 | 0
FixedInterchange | 0 | 0 | 0 | 0 | 0 | 0
Cumulative Retirements of Capacity by Reporting Type: PJM_ROM
ReportingType | 2015 | 2020 | 2025 | 2030 | 2035 | 2040
BM | 0 | 0 | 0 | 0 | 0 | 0
CC | 0 | 0 | 0 | 0 | 0 | 0
CSP | 0 | 0 | 0 | 0 | 0 | 0
CT | 0 | 0 | 0 | 0 | 16 | 16
Coal | 13254.91 | 15859.5 | 16380.5 | 16380.5 | 16380.5 | 16380.5
Geo | 0 | 0 | 0 | 0 | 0 | 0
H | 0 | 0 | 0 | 0 | 0 | 0
LFG | 0 | 0 | 0 | 0 | 0 | 0
Nuc | 0 | 0 | 0 | 0 | 1732 | 2631
PS | 0 | 0 | 0 | 0 | 0 | 0
PV | 0 | 0 | 0 | 0 | 0 | 0
PeakG | 0 | 0 | 0 | 0 | 0 | 333
PeakO | 270 | 270 | 270 | 551.46 | 1836 | 1836
ST | 0 | 0 | 0 | 0 | 0 | 0
STOG | 580 | 580 | 4109 | 4109 | 4109 | 4109
STWD | 0 | 0 | 0 | 0 | 0 | 0
WT | 0 | 0 | 0 | 0 | 0 | 0
IGCC | 0 | 0 | 0 | 0 | 0 | 0
DemandResponse | 0 | 0 | 0 | 0 | 0 | 0
IGCC-CCS | 0 | 0 | 0 | 0 | 0 | 0
WT_off | 0 | 0 | 0 | 0 | 0 | 0
PseudoUnit | 0 | 0 | 0 | 0 | 0 | 0
FixedInterchange | 0 | 0 | 0 | 0 | 0 | 0
Cumulative Retirements of Capacity by Reporting Type: PJM_ROR
ReportingType | 2015 | 2020 | 2025 | 2030 | 2035 | 2040
BM | 0 | 0 | 0 | 0 | 0 | 0
CC | 0 | 0 | 0 | 0 | 1179.35 | 1179.35
CSP | 0 | 0 | 0 | 0 | 0 | 0
CT | 0 | 0 | 0 | 0 | 29 | 29
Coal | 26618.89 | 47753.74 | 57895.02 | 57895.02 | 57895.02 | 57895.02
Geo | 0 | 0 | 0 | 0 | 0 | 0
H | 0 | 0 | 0 | 0 | 0 | 0
LFG | 0 | 0 | 0 | 0 | 0 | 0
Nuc | 0 | 0 | 0 | 867 | 5142 | 10025.16
PS | 0 | 0 | 0 | 0 | 0 | 0
PV | 0 | 0 | 0 | 0 | 0 | 0
PeakG | 0 | 0 | 0 | 0 | 4051.25 | 15421.39
PeakO | 19 | 19 | 19 | 349.52 | 1761 | 1761
ST | 0 | 0 | 0 | 0 | 0 | 0
STOG | 0 | 0 | 183.88 | 2122 | 2122 | 2122
STWD | 0 | 0 | 0 | 0 | 0 | 0
WT | 0 | 0 | 0 | 0 | 0 | 0
IGCC | 0 | 0 | 0 | 0 | 0 | 0
DemandResponse | 0 | 0 | 0 | 0 | 0 | 0
IGCC-CCS | 0 | 0 | 0 | 0 | 0 | 0
WT_off | 0 | 0 | 0 | 0 | 0 | 0
PseudoUnit | 0 | 0 | 0 | 0 | 0 | 0
FixedInterchange | 0 | 0 | 0 | 0 | 0 | 0
Cumulative Retirements of Capacity by Reporting Type: SOCO
ReportingType | 2015 | 2020 | 2025 | 2030 | 2035 | 2040
BM | 0 | 0 | 0 | 0 | 0 | 0
CC | 0 | 0 | 0 | 314.68 | 11781.28 | 20567.36
CSP | 0 | 0 | 0 | 0 | 0 | 0
CT | 0 | 0 | 0 | 0 | 0 | 0
Coal | 17794.7 | 23953.4 | 23953.4 | 23953.4 | 23953.4 | 23953.4
Geo | 0 | 0 | 0 | 0 | 0 | 0
H | 0 | 0 | 0 | 0 | 0 | 0
LFG | 0 | 0 | 0 | 0 | 0 | 0
Nuc | 0 | 0 | 0 | 0 | 0 | 2645.05
PS | 0 | 0 | 0 | 0 | 0 | 0
PV | 0 | 0 | 0 | 0 | 0 | 0
PeakG | 679.27 | 679.27 | 2061.9 | 10923 | 10923 | 10923
PeakO | 1139 | 1139 | 1139 | 1139 | 1139 | 1139
ST | 0 | 0 | 0 | 0 | 0 | 0
STOG | 854 | 854 | 854 | 854 | 854 | 854
STWD | 0 | 0 | 0 | 0 | 0 | 0
WT | 0 | 0 | 0 | 0 | 0 | 0
IGCC | 0 | 0 | 0 | 0 | 0 | 0
DemandResponse | 0 | 0 | 0 | 0 | 0 | 0
IGCC-CCS | 0 | 0 | 0 | 0 | 0 | 0
WT_off | 0 | 0 | 0 | 0 | 0 | 0
PseudoUnit | 0 | 0 | 0 | 0 | 0 | 0
FixedInterchange | 0 | 0 | 0 | 0 | 0 | 0
Cumulative Retirements of Capacity by Reporting Type: SPP_N
ReportingType | 2015 | 2020 | 2025 | 2030 | 2035 | 2040
BM | 0 | 0 | 0 | 0 | 0 | 0
CC | 0 | 0 | 0 | 0 | 0 | 0
CSP | 0 | 0 | 0 | 0 | 0 | 0
CT | 0 | 0 | 0 | 0 | 0 | 0
Coal | 334 | 5586.5 | 7882.5 | 7882.5 | 7882.5 | 7882.5
Geo | 0 | 0 | 0 | 0 | 0 | 0
H | 0 | 0 | 0 | 0 | 0 | 0
LFG | 0 | 0 | 0 | 0 | 0 | 0
Nuc | 0 | 0 | 0 | 0 | 0 | 0
PS | 0 | 0 | 0 | 0 | 0 | 0
PV | 0 | 0 | 0 | 0 | 0 | 0
PeakG | 0 | 0 | 0 | 135.5 | 785.44 | 1984.47
PeakO | 0 | 0 | 0 | 1199 | 1199 | 1199
ST | 0 | 0 | 0 | 0 | 0 | 0
STOG | 888.68 | 888.68 | 1749 | 1749 | 1749 | 1749
STWD | 0 | 0 | 0 | 0 | 0 | 0
WT | 0 | 0 | 0 | 0 | 0 | 0
IGCC | 0 | 0 | 0 | 0 | 0 | 0
DemandResponse | 0 | 0 | 0 | 0 | 0 | 0
IGCC-CCS | 0 | 0 | 0 | 0 | 0 | 0
WT_off | 0 | 0 | 0 | 0 | 0 | 0
PseudoUnit | 0 | 0 | 0 | 0 | 0 | 0
FixedInterchange | 0 | 0 | 0 | 0 | 0 | 0
Cumulative Retirements of Capacity by Reporting Type: SPP_S
ReportingType | 2015 | 2020 | 2025 | 2030 | 2035 | 2040
BM | 0 | 0 | 0 | 0 | 0 | 0
CC | 0 | 0 | 0 | 509 | 509 | 509
CSP | 0 | 0 | 0 | 0 | 0 | 0
CT | 0 | 0 | 0 | 0 | 412.99 | 712.99
Coal | 1426.08 | 11673.6 | 13139.93 | 13139.93 | 13139.93 | 13139.93
Geo | 0 | 0 | 0 | 0 | 0 | 0
H | 0 | 0 | 0 | 0 | 0 | 0
LFG | 0 | 0 | 0 | 0 | 0 | 0
Nuc | 0 | 0 | 0 | 0 | 0 | 0
PS | 0 | 0 | 0 | 0 | 0 | 0
PV | 0 | 0 | 0 | 0 | 0 | 0
PeakG | 0 | 0 | 0 | 18.26 | 36.12 | 118.79
PeakO | 0 | 0 | 0 | 118 | 122 | 122
ST | 0 | 0 | 0 | 0 | 0 | 0
STOG | 5281.68 | 5281.68 | 9796.61 | 10571 | 10571 | 10571
STWD | 0 | 0 | 0 | 0 | 0 | 0
WT | 0 | 0 | 0 | 0 | 0 | 0
IGCC | 0 | 0 | 0 | 0 | 0 | 0
DemandResponse | 0 | 0 | 0 | 0 | 0 | 0
IGCC-CCS | 0 | 0 | 0 | 0 | 0 | 0
WT_off | 0 | 0 | 0 | 0 | 0 | 0
PseudoUnit | 0 | 0 | 0 | 0 | 0 | 0
FixedInterchange | 0 | 0 | 0 | 0 | 0 | 0
Cumulative Retirements of Capacity by Reporting Type: TVA
ReportingType | 2015 | 2020 | 2025 | 2030 | 2035 | 2040
BM | 0 | 0 | 0 | 0 | 0 | 0
CC | 0 | 0 | 0 | 0 | 3656.18 | 7798.4
CSP | 0 | 0 | 0 | 0 | 0 | 0
CT | 0 | 0 | 0 | 0 | 0 | 0
Coal | 8618.45 | 11270 | 15159 | 15159 | 15159 | 15159
Geo | 0 | 0 | 0 | 0 | 0 | 0
H | 0 | 0 | 0 | 0 | 0 | 0
LFG | 0 | 0 | 0 | 0 | 0 | 0
Nuc | 0 | 0 | 0 | 0 | 2512.33 | 3791
PS | 0 | 0 | 0 | 0 | 0 | 0
PV | 0 | 0 | 0 | 0 | 0 | 0
PeakG | 0 | 0 | 1658.93 | 4519.78 | 5865 | 5865
PeakO | 0 | 0 | 0 | 83 | 83 | 83
ST | 0 | 0 | 0 | 0 | 0 | 0
STOG | 0 | 0 | 0 | 0 | 0 | 0
STWD | 0 | 0 | 0 | 0 | 0 | 0
WT | 0 | 0 | 0 | 0 | 0 | 0
IGCC | 0 | 0 | 0 | 0 | 0 | 0
DemandResponse | 0 | 0 | 0 | 0 | 0 | 0
IGCC-CCS | 0 | 0 | 0 | 0 | 0 | 0
WT_off | 0 | 0 | 0 | 0 | 0 | 0
PseudoUnit | 0 | 0 | 0 | 0 | 0 | 0
FixedInterchange | 0 | 0 | 0 | 0 | 0 | 0
Cumulative Retirements of Capacity by Reporting Type: TVA_Transmission
ReportingType | 2015 | 2020 | 2025 | 2030 | 2035 | 2040
BM | 0 | 0 | 0 | 0 | 0 | 0
CC | 0 | 0 | 0 | 0 | 0 | 0
CSP | 0 | 0 | 0 | 0 | 0 | 0
CT | 0 | 0 | 0 | 0 | 0 | 0
Coal | 0 | 0 | 0 | 0 | 0 | 0
Geo | 0 | 0 | 0 | 0 | 0 | 0
H | 0 | 0 | 0 | 0 | 0 | 0
LFG | 0 | 0 | 0 | 0 | 0 | 0
Nuc | 0 | 0 | 0 | 0 | 0 | 0
PS | 0 | 0 | 0 | 0 | 0 | 0
PV | 0 | 0 | 0 | 0 | 0 | 0
PeakG | 0 | 0 | 0 | 0 | 0 | 0
PeakO | 0 | 0 | 0 | 0 | 0 | 0
ST | 0 | 0 | 0 | 0 | 0 | 0
STOG | 0 | 0 | 0 | 0 | 0 | 0
STWD | 0 | 0 | 0 | 0 | 0 | 0
WT | 0 | 0 | 0 | 0 | 0 | 0
IGCC | 0 | 0 | 0 | 0 | 0 | 0
DemandResponse | 0 | 0 | 0 | 0 | 0 | 0
IGCC-CCS | 0 | 0 | 0 | 0 | 0 | 0
WT_off | 0 | 0 | 0 | 0 | 0 | 0
PseudoUnit | 0 | 0 | 0 | 0 | 0 | 0
FixedInterchange | 0 | 0 | 0 | 0 | 0 | 0
Cumulative Retirements of Capacity by Reporting Type: VACAR
ReportingType | 2015 | 2020 | 2025 | 2030 | 2035 | 2040
BM | 0 | 0 | 0 | 0 | 0 | 0
CC | 0 | 0 | 185 | 185 | 2989.85 | 12760.39
CSP | 0 | 0 | 0 | 0 | 0 | 0
CT | 0 | 0 | 0 | 655.83 | 717.2 | 717.2
Coal | 10830.37 | 18128.19 | 18976 | 18976 | 18976 | 18976
Geo | 0 | 0 | 0 | 0 | 0 | 0
H | 0 | 0 | 0 | 0 | 0 | 0
LFG | 0 | 0 | 0 | 0 | 0 | 0
Nuc | 0 | 0 | 0 | 0 | 3248 | 5106
PS | 0 | 0 | 0 | 0 | 0 | 0
PV | 0 | 0 | 0 | 0 | 0 | 0
PeakG | 0 | 0 | 2285.15 | 8308 | 8308 | 8308
PeakO | 0 | 0 | 1268 | 1268 | 1268 | 1268
ST | 0 | 0 | 0 | 0 | 0 | 0
STOG | 0 | 92 | 92 | 92 | 92 | 92
STWD | 0 | 0 | 0 | 0 | 0 | 0
WT | 0 | 0 | 0 | 0 | 0 | 0
IGCC | 0 | 0 | 0 | 0 | 0 | 0
DemandResponse | 0 | 0 | 0 | 0 | 0 | 0
IGCC-CCS | 0 | 0 | 0 | 0 | 0 | 0
WT_off | 0 | 0 | 0 | 0 | 0 | 0
PseudoUnit | 0 | 0 | 0 | 0 | 0 | 0
FixedInterchange | 0 | 0 | 0 | 0 | 0 | 0
Cumulative Retirements of Capacity by Reporting Type: IESO
ReportingType | 2015 | 2020 | 2025 | 2030 | 2035 | 2040
BM | 0 | 0 | 0 | 0 | 0 | 0
CC | 5943 | 5943 | 5943 | 5943 | 5943 | 5943
CSP | 0 | 0 | 0 | 0 | 0 | 0
CT | 0 | 0 | 0 | 0 | 368 | 368
Coal | 6416 | 6416 | 6416 | 6416 | 6416 | 6416
Geo | 0 | 0 | 0 | 0 | 0 | 0
H | 0 | 0 | 0 | 0 | 0 | 0
LFG | 0 | 0 | 0 | 0 | 0 | 0
Nuc | 0 | 0 | 0 | 0 | 1030 | 2570
PS | 0 | 0 | 0 | 0 | 0 | 0
PV | 0 | 0 | 0 | 0 | 1067.26 | 1067.26
PeakG | 584 | 584 | 584 | 584 | 584 | 584
PeakO | 175 | 175 | 175 | 175 | 175 | 175
ST | 0 | 0 | 0 | 0 | 0 | 0
STOG | 2126 | 2126 | 2126 | 2126 | 2126 | 2126
STWD | 0 | 0 | 0 | 0 | 0 | 0
WT | 0 | 0 | 0 | 0 | 0 | 0
IGCC | 0 | 0 | 0 | 0 | 0 | 0
DemandResponse | 0 | 0 | 0 | 0 | 0 | 0
IGCC-CCS | 0 | 0 | 0 | 0 | 0 | 0
WT_off | 0 | 0 | 0 | 0 | 0 | 0
PseudoUnit | 0 | 0 | 0 | 0 | 0 | 0
FixedInterchange | 0 | 0 | 0 | 0 | 0 | 0
Cumulative Retirements of Capacity by Reporting Type: MAPP_CA
ReportingType | 2015 | 2020 | 2025 | 2030 | 2035 | 2040
BM | 0 | 0 | 0 | 0 | 0 | 0
CC | 0 | 0 | 731 | 731 | 731 | 996.05
CSP | 0 | 0 | 0 | 0 | 0 | 0
CT | 0 | 0 | 0 | 0 | 0 | 0
Coal | 743.52 | 1745.9 | 1745.9 | 1745.9 | 1745.9 | 1745.9
Geo | 0 | 0 | 0 | 0 | 0 | 0
H | 0 | 0 | 0 | 0 | 0 | 0
LFG | 0 | 0 | 0 | 0 | 0 | 0
Nuc | 0 | 0 | 0 | 0 | 0 | 0
PS | 0 | 0 | 0 | 0 | 0 | 0
PV | 0 | 0 | 0 | 0 | 0 | 0
PeakG | 0 | 0 | 559 | 559 | 559 | 559
PeakO | 0 | 0 | 4 | 4 | 4 | 4
ST | 0 | 0 | 0 | 0 | 0 | 0
STOG | 0 | 126 | 126 | 126 | 126 | 126
STWD | 0 | 0 | 0 | 0 | 0 | 0
WT | 0 | 0 | 0 | 0 | 577.4 | 577.4
IGCC | 0 | 0 | 0 | 0 | 0 | 0
DemandResponse | 0 | 0 | 0 | 0 | 0 | 0
IGCC-CCS | 0 | 0 | 0 | 0 | 0 | 0
WT_off | 0 | 0 | 0 | 0 | 0 | 0
PseudoUnit | 0 | 0 | 0 | 0 | 0 | 0
FixedInterchange | 0 | 0 | 0 | 0 | 0 | 0
Cumulative Retirements of Capacity by Reporting Type: AZ_NM_SNV_Coal
ReportingType | 2015 | 2020 | 2025 | 2030 | 2035 | 2040
BM | 0 | 0 | 0 | 0 | 0 | 0
CC | 0 | 0 | 0 | 0 | 0 | 0
CSP | 0 | 0 | 0 | 0 | 0 | 0
CT | 0 | 0 | 0 | 0 | 0 | 0
Coal | 1311.04 | 5129.7 | 10466 | 10466 | 10466 | 10466
Geo | 0 | 0 | 0 | 0 | 0 | 0
H | 0 | 0 | 0 | 0 | 0 | 0
LFG | 0 | 0 | 0 | 0 | 0 | 0
Nuc | 0 | 0 | 0 | 0 | 0 | 0
PS | 0 | 0 | 0 | 0 | 0 | 0
PV | 0 | 0 | 0 | 0 | 0 | 0
PeakG | 0 | 0 | 0 | 0 | 0 | 0
PeakO | 185 | 200 | 200 | 200 | 200 | 200
ST | 0 | 0 | 0 | 0 | 0 | 0
STOG | 0 | 0 | 0 | 0 | 0 | 0
STWD | 0 | 0 | 0 | 0 | 0 | 0
WT | 0 | 0 | 0 | 0 | 0 | 0
IGCC | 0 | 0 | 0 | 0 | 0 | 0
DemandResponse | 0 | 0 | 0 | 0 | 0 | 0
IGCC-CCS | 0 | 0 | 0 | 0 | 0 | 0
WT_off | 0 | 0 | 0 | 0 | 0 | 0
PseudoUnit | 0 | 0 | 0 | 0 | 0 | 0
FixedInterchange | 0 | 0 | 0 | 0 | 0 | 0
Cumulative Retirements of Capacity by Reporting Type: AZ_NM_SNV_Gas
ReportingType | 2015 | 2020 | 2025 | 2030 | 2035 | 2040
BM | 0 | 0 | 0 | 0 | 0 | 0
CC | 2899.29 | 2899.29 | 2899.29 | 5312.85 | 10497.48 | 15953
CSP | 0 | 0 | 0 | 0 | 0 | 0
CT | 0 | 0 | 0 | 0 | 736 | 736
Coal | 0 | 0 | 0 | 0 | 0 | 0
Geo | 0 | 0 | 0 | 0 | 0 | 0
H | 0 | 0 | 0 | 0 | 0 | 0
LFG | 0 | 0 | 0 | 0 | 0 | 0
Nuc | 0 | 0 | 0 | 0 | 0 | 0
PS | 0 | 0 | 0 | 0 | 0 | 0
PV | 0 | 0 | 0 | 0 | 0 | 0
PeakG | 0 | 1108.34 | 3660 | 3660 | 3660 | 3660
PeakO | 0 | 0 | 0 | 0 | 0 | 0
ST | 0 | 0 | 0 | 0 | 0 | 0
STOG | 2064 | 2064 | 2064 | 2064 | 2064 | 2064
STWD | 0 | 0 | 0 | 0 | 0 | 0
WT | 0 | 0 | 0 | 0 | 0 | 0
IGCC | 0 | 0 | 0 | 0 | 0 | 0
DemandResponse | 0 | 0 | 0 | 0 | 0 | 0
IGCC-CCS | 0 | 0 | 0 | 0 | 0 | 0
WT_off | 0 | 0 | 0 | 0 | 0 | 0
PseudoUnit | 0 | 0 | 0 | 0 | 0 | 0
FixedInterchange | 0 | 0 | 0 | 0 | 0 | 0
Cumulative Retirements of Capacity by Reporting Type: AZ_NM_SNV_NucRenew
ReportingType | 2015 | 2020 | 2025 | 2030 | 2035 | 2040
BM | 0 | 0 | 0 | 0 | 0 | 0
CC | 0 | 0 | 0 | 0 | 0 | 0
CSP | 65 | 65 | 65 | 65 | 65 | 65
CT | 0 | 0 | 0 | 0 | 0 | 0
Coal | 0 | 0 | 0 | 0 | 0 | 0
Geo | 0 | 0 | 0 | 0 | 0 | 0
H | 0 | 0 | 0 | 0 | 0 | 0
LFG | 0 | 0 | 0 | 0 | 0 | 0
Nuc | 0 | 0 | 0 | 0 | 0 | 0
PS | 0 | 0 | 0 | 0 | 0 | 0
PV | 0 | 0 | 0 | 0 | 0 | 0
PeakG | 0 | 0 | 0 | 0 | 0 | 0
PeakO | 0 | 0 | 0 | 0 | 0 | 0
ST | 0 | 0 | 0 | 0 | 0 | 0
STOG | 0 | 0 | 0 | 0 | 0 | 0
STWD | 0 | 0 | 0 | 0 | 0 | 0
WT | 0 | 0 | 0 | 0 | 0 | 0
IGCC | 0 | 0 | 0 | 0 | 0 | 0
DemandResponse | 0 | 0 | 0 | 0 | 0 | 0
IGCC-CCS | 0 | 0 | 0 | 0 | 0 | 0
WT_off | 0 | 0 | 0 | 0 | 0 | 0
PseudoUnit | 0 | 0 | 0 | 0 | 0 | 0
FixedInterchange | 0 | 0 | 0 | 0 | 0 | 0
Cumulative Retirements of Capacity by Reporting Type: ERCOT
ReportingType | 2015 | 2020 | 2025 | 2030 | 2035 | 2040
BM | 0 | 0 | 0 | 0 | 0 | 0
CC | 0 | 0 | 0 | 493 | 10891.03 | 16896.3
CSP | 0 | 0 | 0 | 0 | 0 | 0
CT | 0 | 0 | 0 | 0 | 250 | 250
Coal | 14362.66 | 16101.87 | 16661.87 | 16661.87 | 16661.87 | 16661.87
Geo | 0 | 0 | 0 | 0 | 0 | 0
H | 0 | 0 | 0 | 0 | 0 | 0
LFG | 0 | 0 | 0 | 0 | 0 | 0
Nuc | 0 | 0 | 0 | 0 | 0 | 0
PS | 0 | 0 | 0 | 0 | 0 | 0
PV | 0 | 0 | 0 | 0 | 14 | 14
PeakG | 0 | 0 | 0 | 1524.7 | 4768 | 4768
PeakO | 0 | 0 | 51 | 51 | 51 | 51
ST | 0 | 0 | 0 | 0 | 0 | 0
STOG | 4828.32 | 10097.87 | 18037.17 | 18933 | 18933 | 18933
STWD | 0 | 0 | 0 | 0 | 0 | 0
WT | 0 | 0 | 0 | 0 | 0 | 0
IGCC | 0 | 0 | 0 | 0 | 0 | 0
DemandResponse | 0 | 0 | 0 | 0 | 0 | 0
IGCC-CCS | 0 | 0 | 0 | 0 | 0 | 0
WT_off | 0 | 0 | 0 | 0 | 0 | 0
PseudoUnit | 0 | 0 | 0 | 0 | 0 | 0
FixedInterchange | 0 | 0 | 0 | 0 | 0 | 0
Cumulative Retirements of Capacity by Reporting Type: NP15
ReportingType | 2015 | 2020 | 2025 | 2030 | 2035 | 2040
BM | 0 | 0 | 0 | 0 | 0 | 0
CC | 0 | 0 | 417 | 2180 | 3988.02 | 4928.02
CSP | 0 | 0 | 0 | 0 | 0 | 0
CT | 0 | 0 | 0 | 0 | 212.6 | 212.6
Coal | 0 | 191.9 | 191.9 | 191.9 | 191.9 | 191.9
Geo | 0 | 0 | 0 | 0 | 0 | 0
H | 0 | 0 | 0 | 0 | 0 | 0
LFG | 0 | 0 | 0 | 0 | 0 | 0
Nuc | 0 | 0 | 0 | 0 | 0 | 0
PS | 0 | 0 | 0 | 0 | 0 | 0
PV | 0 | 0 | 0 | 0 | 0 | 0
PeakG | 0 | 0 | 263 | 929.49 | 2674.09 | 2674.09
PeakO | 156 | 156 | 506 | 506 | 506 | 506
ST | 0 | 0 | 0 | 0 | 0 | 0
STOG | 2295.74 | 4859 | 4859 | 4859 | 4859 | 4859
STWD | 0 | 0 | 0 | 0 | 0 | 0
WT | 0 | 0 | 0 | 0 | 0 | 0
IGCC | 0 | 0 | 0 | 0 | 0 | 0
DemandResponse | 0 | 0 | 0 | 0 | 0 | 0
IGCC-CCS | 0 | 0 | 0 | 0 | 0 | 0
WT_off | 0 | 0 | 0 | 0 | 0 | 0
PseudoUnit | 0 | 0 | 0 | 0 | 0 | 0
FixedInterchange | 0 | 0 | 0 | 0 | 0 | 0
Cumulative Retirements of Capacity by Reporting Type: NWPP_Coal
ReportingType | 2015 | 2020 | 2025 | 2030 | 2035 | 2040
BM | 0 | 0 | 0 | 0 | 0 | 0
CC | 0 | 0 | 0 | 0 | 0 | 0
CSP | 0 | 0 | 0 | 0 | 0 | 0
CT | 0 | 0 | 0 | 0 | 0 | 0
Coal | 6799 | 8293.7 | 13556.7 | 13556.7 | 13556.7 | 13556.7
Geo | 0 | 0 | 0 | 0 | 0 | 0
H | 0 | 0 | 0 | 0 | 0 | 0
LFG | 0 | 0 | 0 | 0 | 0 | 0
Nuc | 0 | 0 | 0 | 0 | 0 | 0
PS | 0 | 0 | 0 | 0 | 0 | 0
PV | 0 | 0 | 0 | 0 | 0 | 0
PeakG | 0 | 0 | 0 | 0 | 0 | 0
PeakO | 183 | 183 | 183 | 183 | 183 | 183
ST | 0 | 0 | 0 | 0 | 0 | 0
STOG | 0 | 0 | 0 | 0 | 0 | 0
STWD | 0 | 0 | 0 | 0 | 0 | 0
WT | 0 | 0 | 0 | 0 | 0 | 0
IGCC | 0 | 0 | 0 | 0 | 0 | 0
DemandResponse | 0 | 0 | 0 | 0 | 0 | 0
IGCC-CCS | 0 | 0 | 0 | 0 | 0 | 0
WT_off | 0 | 0 | 0 | 0 | 0 | 0
PseudoUnit | 0 | 0 | 0 | 0 | 0 | 0
FixedInterchange | 0 | 0 | 0 | 0 | 0 | 0
Cumulative Retirements of Capacity by Reporting Type: NWPP_Gas
ReportingType | 2015 | 2020 | 2025 | 2030 | 2035 | 2040
BM | 0 | 0 | 0 | 0 | 0 | 0
CC | 1678 | 1678 | 1678 | 3380.28 | 8005 | 8305
CSP | 0 | 0 | 0 | 0 | 0 | 0
CT | 0 | 0 | 0 | 0 | 150 | 150
Coal | 0 | 0 | 0 | 0 | 0 | 0
Geo | 0 | 0 | 0 | 0 | 0 | 0
H | 0 | 0 | 0 | 0 | 0 | 0
LFG | 0 | 0 | 0 | 0 | 0 | 0
Nuc | 0 | 0 | 0 | 0 | 0 | 0
PS | 0 | 0 | 0 | 0 | 0 | 0
PV | 0 | 0 | 0 | 0 | 0 | 0
PeakG | 2623 | 2623 | 2623 | 2623 | 2623 | 2623
PeakO | 0 | 0 | 0 | 0 | 0 | 0
ST | 0 | 0 | 0 | 0 | 0 | 0
STOG | 786 | 786 | 786 | 786 | 786 | 786
STWD | 0 | 0 | 0 | 0 | 0 | 0
WT | 0 | 0 | 0 | 0 | 0 | 0
IGCC | 0 | 0 | 0 | 0 | 0 | 0
DemandResponse | 0 | 0 | 0 | 0 | 0 | 0
IGCC-CCS | 0 | 0 | 0 | 0 | 0 | 0
WT_off | 0 | 0 | 0 | 0 | 0 | 0
PseudoUnit | 0 | 0 | 0 | 0 | 0 | 0
FixedInterchange | 0 | 0 | 0 | 0 | 0 | 0
Cumulative Retirements of Capacity by Reporting Type: NWPP_NucRenew
ReportingType | 2015 | 2020 | 2025 | 2030 | 2035 | 2040
BM | 0 | 0 | 0 | 0 | 0 | 0
CC | 0 | 0 | 0 | 0 | 0 | 0
CSP | 0 | 0 | 0 | 0 | 0 | 0
CT | 0 | 0 | 0 | 0 | 0 | 0
Coal | 0 | 0 | 0 | 0 | 0 | 0
Geo | 4.8 | 4.8 | 4.8 | 4.8 | 4.8 | 4.8
H | 0 | 0 | 0 | 0 | 0 | 0
LFG | 0 | 0 | 0 | 0 | 0 | 0
Nuc | 0 | 0 | 0 | 0 | 0 | 0
PS | 0 | 0 | 0 | 0 | 0 | 0
PV | 0 | 0 | 0 | 0 | 0 | 0
PeakG | 0 | 0 | 0 | 0 | 0 | 0
PeakO | 0 | 0 | 0 | 0 | 0 | 0
ST | 0 | 0 | 0 | 0 | 0 | 0
STOG | 0 | 0 | 0 | 0 | 0 | 0
STWD | 0 | 0 | 0 | 0 | 0 | 0
WT | 0 | 0 | 0 | 0 | 0 | 0
IGCC | 0 | 0 | 0 | 0 | 0 | 0
DemandResponse | 0 | 0 | 0 | 0 | 0 | 0
IGCC-CCS | 0 | 0 | 0 | 0 | 0 | 0
WT_off | 0 | 0 | 0 | 0 | 0 | 0
PseudoUnit | 0 | 0 | 0 | 0 | 0 | 0
FixedInterchange | 0 | 0 | 0 | 0 | 0 | 0
Cumulative Retirements of Capacity by Reporting Type: RMPA
ReportingType | 2015 | 2020 | 2025 | 2030 | 2035 | 2040
BM | 0 | 0 | 0 | 0 | 0 | 0
CC | 751.39 | 751.39 | 751.39 | 751.39 | 950.26 | 1203.56
CSP | 1 | 1 | 1 | 1 | 1 | 1
CT | 0 | 0 | 0 | 0 | 152 | 152
Coal | 894.94 | 3045.59 | 6788 | 6788 | 6788 | 6788
Geo | 0 | 0 | 0 | 0 | 0 | 0
H | 0 | 0 | 0 | 0 | 0 | 0
LFG | 0 | 0 | 0 | 0 | 0 | 0
Nuc | 0 | 0 | 0 | 0 | 0 | 0
PS | 0 | 0 | 0 | 0 | 0 | 0
PV | 0 | 0 | 0 | 0 | 0 | 0
PeakG | 90 | 90 | 90 | 1384.26 | 2450.99 | 2904
PeakO | 187 | 187 | 187 | 187 | 187 | 187
ST | 0 | 0 | 0 | 0 | 0 | 0
STOG | 217 | 217 | 217 | 217 | 217 | 217
STWD | 0 | 0 | 0 | 0 | 0 | 0
WT | 0 | 0 | 0 | 0 | 0 | 0
IGCC | 0 | 0 | 0 | 0 | 0 | 0
DemandResponse | 0 | 0 | 0 | 0 | 0 | 0
IGCC-CCS | 0 | 0 | 0 | 0 | 0 | 0
WT_off | 0 | 0 | 0 | 0 | 0 | 0
PseudoUnit | 0 | 0 | 0 | 0 | 0 | 0
FixedInterchange | 0 | 0 | 0 | 0 | 0 | 0
Cumulative Retirements of Capacity by Reporting Type: SP15
ReportingType | 2015 | 2020 | 2025 | 2030 | 2035 | 2040
BM | 0 | 0 | 0 | 0 | 0 | 0
CC | 0 | 0 | 506.86 | 1012 | 2081.67 | 2081.67
CSP | 409 | 409 | 409 | 409 | 409 | 409
CT | 0 | 0 | 0 | 0 | 0 | 0
Coal | 57 | 141.5 | 242.7 | 242.7 | 242.7 | 242.7
Geo | 0 | 0 | 0 | 0 | 0 | 0
H | 0 | 0 | 0 | 0 | 0 | 0
LFG | 0 | 0 | 0 | 0 | 0 | 0
Nuc | 0 | 0 | 0 | 0 | 0 | 0
PS | 0 | 0 | 0 | 0 | 0 | 0
PV | 0 | 0 | 0 | 0 | 0 | 0
PeakG | 44 | 44 | 44 | 44 | 634.91 | 634.91
PeakO | 15 | 15 | 66 | 66 | 66 | 66
ST | 0 | 0 | 0 | 0 | 0 | 0
STOG | 3370.61 | 7006.51 | 11200 | 11200 | 11200 | 11200
STWD | 0 | 0 | 0 | 0 | 0 | 0
WT | 126.2 | 126.2 | 126.2 | 126.2 | 126.2 | 126.2
IGCC | 0 | 0 | 0 | 0 | 0 | 0
DemandResponse | 0 | 0 | 0 | 0 | 0 | 0
IGCC-CCS | 0 | 0 | 0 | 0 | 0 | 0
WT_off | 0 | 0 | 0 | 0 | 0 | 0
PseudoUnit | 0 | 0 | 0 | 0 | 0 | 0
FixedInterchange | 0 | 0 | 0 | 0 | 0 | 0
Cumulative Retirements of Capacity by Reporting Type: ALB
ReportingType | 2015 | 2020 | 2025 | 2030 | 2035 | 2040
BM | 0 | 0 | 0 | 0 | 0 | 0
CC | 0 | 0 | 0 | 2202 | 2202 | 2399.37
CSP | 0 | 0 | 0 | 0 | 0 | 0
CT | 0 | 0 | 0 | 0 | 201.5 | 201.5
Coal | 0 | 0 | 137.84 | 5745.83 | 5745.83 | 5745.83
Geo | 0 | 0 | 0 | 0 | 0 | 0
H | 0 | 0 | 0 | 0 | 0 | 0
LFG | 0 | 0 | 0 | 0 | 0 | 0
Nuc | 0 | 0 | 0 | 0 | 0 | 0
PS | 0 | 0 | 0 | 0 | 0 | 0
PV | 0 | 0 | 0 | 0 | 0 | 0
PeakG | 1330.18 | 1862.25 | 2368 | 2368 | 2368 | 2368
PeakO | 6 | 6 | 6 | 6 | 6 | 6
ST | 0 | 0 | 0 | 0 | 0 | 0
STOG | 186 | 186 | 186 | 186 | 186 | 186
STWD | 0 | 0 | 0 | 0 | 0 | 0
WT | 0 | 0 | 0 | 0 | 0 | 0
IGCC | 0 | 0 | 0 | 0 | 0 | 0
DemandResponse | 0 | 0 | 0 | 0 | 0 | 0
IGCC-CCS | 0 | 0 | 0 | 0 | 0 | 0
WT_off | 0 | 0 | 0 | 0 | 0 | 0
PseudoUnit | 0 | 0 | 0 | 0 | 0 | 0
FixedInterchange | 0 | 0 | 0 | 0 | 0 | 0
Cumulative Retirements of Capacity by Reporting Type: BC
ReportingType | 2015 | 2020 | 2025 | 2030 | 2035 | 2040
BM | 0 | 0 | 0 | 0 | 0 | 0
CC | 0 | 0 | 0 | 205 | 205 | 967.87
CSP | 0 | 0 | 0 | 0 | 0 | 0
CT | 0 | 0 | 0 | 0 | 0 | 0
Coal | 0 | 0 | 0 | 0 | 0 | 0
Geo | 0 | 0 | 0 | 0 | 0 | 0
H | 0 | 0 | 0 | 0 | 0 | 0
LFG | 0 | 0 | 0 | 0 | 0 | 0
Nuc | 0 | 0 | 0 | 0 | 0 | 0
PS | 0 | 0 | 0 | 0 | 0 | 0
PV | 0 | 0 | 0 | 0 | 0 | 0
PeakG | 141 | 141 | 141 | 141 | 141 | 141
PeakO | 44 | 44 | 44 | 44 | 44 | 44
ST | 0 | 0 | 0 | 0 | 0 | 0
STOG | 938 | 938 | 938 | 938 | 938 | 938
STWD | 0 | 0 | 0 | 0 | 0 | 0
WT | 0 | 0 | 0 | 0 | 0 | 0
IGCC | 0 | 0 | 0 | 0 | 0 | 0
DemandResponse | 0 | 0 | 0 | 0 | 0 | 0
IGCC-CCS | 0 | 0 | 0 | 0 | 0 | 0
WT_off | 0 | 0 | 0 | 0 | 0 | 0
PseudoUnit | 0 | 0 | 0 | 0 | 0 | 0
FixedInterchange | 0 | 0 | 0 | 0 | 0 | 0
Cumulative Retirements of Capacity by Reporting Type: HQ_IESO
ReportingType | 2015 | 2020 | 2025 | 2030 | 2035 | 2040
BM | 0 | 0 | 0 | 0 | 0 | 0
CC | 0 | 0 | 0 | 0 | 0 | 0
CSP | 0 | 0 | 0 | 0 | 0 | 0
CT | 0 | 0 | 0 | 0 | 0 | 0
Coal | 0 | 0 | 0 | 0 | 0 | 0
Geo | 0 | 0 | 0 | 0 | 0 | 0
H | 0 | 0 | 0 | 0 | 0 | 0
LFG | 0 | 0 | 0 | 0 | 0 | 0
Nuc | 0 | 0 | 0 | 0 | 0 | 0
PS | 0 | 0 | 0 | 0 | 0 | 0
PV | 0 | 0 | 0 | 0 | 0 | 0
PeakG | 0 | 0 | 0 | 0 | 0 | 0
PeakO | 0 | 0 | 0 | 0 | 0 | 0
ST | 0 | 0 | 0 | 0 | 0 | 0
STOG | 0 | 0 | 0 | 0 | 0 | 0
STWD | 0 | 0 | 0 | 0 | 0 | 0
WT | 0 | 0 | 0 | 0 | 0 | 0
IGCC | 0 | 0 | 0 | 0 | 0 | 0
DemandResponse | 0 | 0 | 0 | 0 | 0 | 0
IGCC-CCS | 0 | 0 | 0 | 0 | 0 | 0
WT_off | 0 | 0 | 0 | 0 | 0 | 0
PseudoUnit | 0 | 0 | 0 | 0 | 0 | 0
FixedInterchange | 0 | 0 | 0 | 0 | 0 | 0
Cumulative Retirements of Capacity by Reporting Type: HQ_NEISO
ReportingType | 2015 | 2020 | 2025 | 2030 | 2035 | 2040
BM | 0 | 0 | 0 | 0 | 0 | 0
CC | 0 | 0 | 0 | 0 | 0 | 0
CSP | 0 | 0 | 0 | 0 | 0 | 0
CT | 0 | 0 | 0 | 0 | 0 | 0
Coal | 0 | 0 | 0 | 0 | 0 | 0
Geo | 0 | 0 | 0 | 0 | 0 | 0
H | 0 | 0 | 0 | 0 | 0 | 0
LFG | 0 | 0 | 0 | 0 | 0 | 0
Nuc | 0 | 0 | 0 | 0 | 0 | 0
PS | 0 | 0 | 0 | 0 | 0 | 0
PV | 0 | 0 | 0 | 0 | 0 | 0
PeakG | 0 | 0 | 0 | 0 | 0 | 0
PeakO | 0 | 0 | 0 | 0 | 0 | 0
ST | 0 | 0 | 0 | 0 | 0 | 0
STOG | 0 | 0 | 0 | 0 | 0 | 0
STWD | 0 | 0 | 0 | 0 | 0 | 0
WT | 0 | 0 | 0 | 0 | 0 | 0
IGCC | 0 | 0 | 0 | 0 | 0 | 0
DemandResponse | 0 | 0 | 0 | 0 | 0 | 0
IGCC-CCS | 0 | 0 | 0 | 0 | 0 | 0
WT_off | 0 | 0 | 0 | 0 | 0 | 0
PseudoUnit | 0 | 0 | 0 | 0 | 0 | 0
FixedInterchange | 0 | 0 | 0 | 0 | 0 | 0
Cumulative Retirements of Capacity by Reporting Type: HQ_NY
ReportingType | 2015 | 2020 | 2025 | 2030 | 2035 | 2040
BM | 0 | 0 | 0 | 0 | 0 | 0
CC | 0 | 0 | 0 | 0 | 0 | 0
CSP | 0 | 0 | 0 | 0 | 0 | 0
CT | 0 | 0 | 0 | 0 | 0 | 0
Coal | 0 | 0 | 0 | 0 | 0 | 0
Geo | 0 | 0 | 0 | 0 | 0 | 0
H | 0 | 0 | 0 | 0 | 0 | 0
LFG | 0 | 0 | 0 | 0 | 0 | 0
Nuc | 0 | 0 | 0 | 0 | 0 | 0
PS | 0 | 0 | 0 | 0 | 0 | 0
PV | 0 | 0 | 0 | 0 | 0 | 0
PeakG | 0 | 0 | 0 | 0 | 0 | 0
PeakO | 0 | 0 | 0 | 0 | 0 | 0
ST | 0 | 0 | 0 | 0 | 0 | 0
STOG | 0 | 0 | 0 | 0 | 0 | 0
STWD | 0 | 0 | 0 | 0 | 0 | 0
WT | 0 | 0 | 0 | 0 | 0 | 0
IGCC | 0 | 0 | 0 | 0 | 0 | 0
DemandResponse | 0 | 0 | 0 | 0 | 0 | 0
IGCC-CCS | 0 | 0 | 0 | 0 | 0 | 0
WT_off | 0 | 0 | 0 | 0 | 0 | 0
PseudoUnit | 0 | 0 | 0 | 0 | 0 | 0
FixedInterchange | 0 | 0 | 0 | 0 | 0 | 0
Cumulative Retirements of Capacity by Reporting Type: MARITIMES
ReportingType | 2015 | 2020 | 2025 | 2030 | 2035 | 2040
BM | 0 | 0 | 0 | 0 | 0 | 0
CC | 0 | 0 | 0 | 0 | 0 | 0
CSP | 0 | 0 | 0 | 0 | 0 | 0
CT | 0 | 0 | 0 | 0 | 0 | 0
Coal | 0 | 0 | 0 | 0 | 0 | 0
Geo | 0 | 0 | 0 | 0 | 0 | 0
H | 0 | 0 | 0 | 0 | 0 | 0
LFG | 0 | 0 | 0 | 0 | 0 | 0
Nuc | 0 | 0 | 0 | 0 | 0 | 0
PS | 0 | 0 | 0 | 0 | 0 | 0
PV | 0 | 0 | 0 | 0 | 0 | 0
PeakG | 0 | 0 | 0 | 0 | 0 | 0
PeakO | 0 | 0 | 0 | 0 | 0 | 0
ST | 0 | 0 | 0 | 0 | 0 | 0
STOG | 0 | 0 | 0 | 0 | 0 | 0
STWD | 0 | 0 | 0 | 0 | 0 | 0
WT | 0 | 0 | 0 | 0 | 0 | 0
IGCC | 0 | 0 | 0 | 0 | 0 | 0
DemandResponse | 0 | 0 | 0 | 0 | 0 | 0
IGCC-CCS | 0 | 0 | 0 | 0 | 0 | 0
WT_off | 0 | 0 | 0 | 0 | 0 | 0
PseudoUnit | 0 | 0 | 0 | 0 | 0 | 0
FixedInterchange | 0 | 0 | 0 | 0 | 0 | 0
Cumulative Retirements of Capacity by Reporting Type: All
ReportingType | 2015 | 2020 | 2025 | 2030 | 2035 | 2040
BM | 0 | 0 | 0 | 0 | 0 | 0
CC | 15085.77 | 20852.61 | 27894.66 | 48252.49 | 95543.48 | 139951.61
CSP | 475 | 475 | 475 | 475 | 475 | 475
CT | 0 | 0 | 0 | 691.53 | 6085.49 | 6385.49
Coal | 155080.23 | 255134.3 | 309061.74 | 316228.2 | 316337.83 | 316448.3
Geo | 4.8 | 4.8 | 4.8 | 4.8 | 4.8 | 4.8
H | 0 | 0 | 0 | 0 | 0 | 0
LFG | 0 | 0 | 0 | 0 | 0 | 0
Nuc | 0 | 614.5 | 614.5 | 2102.7 | 28678.4 | 48384.39
PS | 0 | 0 | 0 | 0 | 0 | 0
PV | 0 | 0 | 0 | 0 | 1106.71 | 1106.71
PeakG | 5759.95 | 8088.85 | 21402.09 | 49978.64 | 66336.18 | 83970.84
PeakO | 4211.01 | 5901.7 | 7792.7 | 13604.24 | 18617.53 | 20566.07
ST | 0 | 0 | 0 | 0 | 0 | 0
STOG | 62151.33 | 74720.7 | 106158.81 | 110104.91 | 110104.91 | 110104.91
STWD | 0 | 0 | 0 | 0 | 0 | 0
WT | 126.2 | 126.2 | 126.2 | 126.2 | 1853.6 | 1853.6
IGCC | 0 | 0 | 0 | 0 | 0 | 0
DemandResponse | 0 | 0 | 0 | 0 | 0 | 0
IGCC-CCS | 0 | 0 | 0 | 0 | 0 | 0
WT_off | 0 | 0 | 0 | 0 | 0 | 0
PseudoUnit | 0 | 0 | 0 | 0 | 0 | 0
FixedInterchange | 0 | 0 | 0 | 0 | 0 | 0
Cumulative Retirements of Capacity by Reporting Type: EI_US
ReportingType | 2015 | 2020 | 2025 | 2030 | 2035 | 2040
BM | 0 | 0 | 0 | 0 | 0 | 0
CC | 3814.09 | 9580.93 | 14968.11 | 26041.97 | 50049.03 | 80277.79
CSP | 0 | 0 | 0 | 0 | 0 | 0
CT | 0 | 0 | 0 | 691.53 | 4015.39 | 4315.39
Coal | 124496.08 | 214068.14 | 252854.84 | 254413.3 | 254522.93 | 254633.41
Geo | 0 | 0 | 0 | 0 | 0 | 0
H | 0 | 0 | 0 | 0 | 0 | 0
LFG | 0 | 0 | 0 | 0 | 0 | 0
Nuc | 0 | 614.5 | 614.5 | 2102.7 | 27648.4 | 45814.39
PS | 0 | 0 | 0 | 0 | 0 | 0
PV | 0 | 0 | 0 | 0 | 25.45 | 25.45
PeakG | 947.77 | 1636.26 | 11070.09 | 36161.19 | 45873.2 | 63054.84
PeakO | 3260.01 | 4935.7 | 6370.7 | 12182.24 | 17195.53 | 19144.07
ST | 0 | 0 | 0 | 0 | 0 | 0
STOG | 45339.65 | 46314.32 | 65619.64 | 68669.91 | 68669.91 | 68669.91
STWD | 0 | 0 | 0 | 0 | 0 | 0
WT | 0 | 0 | 0 | 0 | 1150 | 1150
IGCC | 0 | 0 | 0 | 0 | 0 | 0
DemandResponse | 0 | 0 | 0 | 0 | 0 | 0
IGCC-CCS | 0 | 0 | 0 | 0 | 0 | 0
WT_off | 0 | 0 | 0 | 0 | 0 | 0
PseudoUnit | 0 | 0 | 0 | 0 | 0 | 0
FixedInterchange | 0 | 0 | 0 | 0 | 0 | 0
Cumulative Retirements of Capacity by Reporting Type: EI_Canada
ReportingType | 2015 | 2020 | 2025 | 2030 | 2035 | 2040
BM | 0 | 0 | 0 | 0 | 0 | 0
CC | 5943 | 5943 | 6674 | 6674 | 6674 | 6939.05
CSP | 0 | 0 | 0 | 0 | 0 | 0
CT | 0 | 0 | 0 | 0 | 368 | 368
Coal | 7159.52 | 8161.9 | 8161.9 | 8161.9 | 8161.9 | 8161.9
Geo | 0 | 0 | 0 | 0 | 0 | 0
H | 0 | 0 | 0 | 0 | 0 | 0
LFG | 0 | 0 | 0 | 0 | 0 | 0
Nuc | 0 | 0 | 0 | 0 | 1030 | 2570
PS | 0 | 0 | 0 | 0 | 0 | 0
PV | 0 | 0 | 0 | 0 | 1067.26 | 1067.26
PeakG | 584 | 584 | 1143 | 1143 | 1143 | 1143
PeakO | 175 | 175 | 179 | 179 | 179 | 179
ST | 0 | 0 | 0 | 0 | 0 | 0
STOG | 2126 | 2252 | 2252 | 2252 | 2252 | 2252
STWD | 0 | 0 | 0 | 0 | 0 | 0
WT | 0 | 0 | 0 | 0 | 577.4 | 577.4
IGCC | 0 | 0 | 0 | 0 | 0 | 0
DemandResponse | 0 | 0 | 0 | 0 | 0 | 0
IGCC-CCS | 0 | 0 | 0 | 0 | 0 | 0
WT_off | 0 | 0 | 0 | 0 | 0 | 0
PseudoUnit | 0 | 0 | 0 | 0 | 0 | 0
FixedInterchange | 0 | 0 | 0 | 0 | 0 | 0
Cumulative Retirements of Capacity by Reporting Type: EI
ReportingType | 2015 | 2020 | 2025 | 2030 | 2035 | 2040
BM | 0 | 0 | 0 | 0 | 0 | 0
CC | 9757.09 | 15523.93 | 21642.11 | 32715.97 | 56723.03 | 87216.84
CSP | 0 | 0 | 0 | 0 | 0 | 0
CT | 0 | 0 | 0 | 691.53 | 4383.39 | 4683.39
Coal | 131655.6 | 222230.04 | 261016.74 | 262575.2 | 262684.83 | 262795.31
Geo | 0 | 0 | 0 | 0 | 0 | 0
H | 0 | 0 | 0 | 0 | 0 | 0
LFG | 0 | 0 | 0 | 0 | 0 | 0
Nuc | 0 | 614.5 | 614.5 | 2102.7 | 28678.4 | 48384.39
PS | 0 | 0 | 0 | 0 | 0 | 0
PV | 0 | 0 | 0 | 0 | 1092.71 | 1092.71
PeakG | 1531.77 | 2220.26 | 12213.09 | 37304.19 | 47016.2 | 64197.84
PeakO | 3435.01 | 5110.7 | 6549.7 | 12361.24 | 17374.53 | 19323.07
ST | 0 | 0 | 0 | 0 | 0 | 0
STOG | 47465.65 | 48566.32 | 67871.64 | 70921.91 | 70921.91 | 70921.91
STWD | 0 | 0 | 0 | 0 | 0 | 0
WT | 0 | 0 | 0 | 0 | 1727.4 | 1727.4
IGCC | 0 | 0 | 0 | 0 | 0 | 0
DemandResponse | 0 | 0 | 0 | 0 | 0 | 0
IGCC-CCS | 0 | 0 | 0 | 0 | 0 | 0
WT_off | 0 | 0 | 0 | 0 | 0 | 0
PseudoUnit | 0 | 0 | 0 | 0 | 0 | 0
FixedInterchange | 0 | 0 | 0 | 0 | 0 | 0
Cumulative Retirements of Capacity by Reporting Type: Outside_EI
ReportingType | 2015 | 2020 | 2025 | 2030 | 2035 | 2040
BM | 0 | 0 | 0 | 0 | 0 | 0
CC | 5328.68 | 5328.68 | 6252.54 | 15536.52 | 38820.45 | 52734.78
CSP | 475 | 475 | 475 | 475 | 475 | 475
CT | 0 | 0 | 0 | 0 | 1702.1 | 1702.1
Coal | 23424.63 | 32904.26 | 48045 | 53653 | 53653 | 53653
Geo | 4.8 | 4.8 | 4.8 | 4.8 | 4.8 | 4.8
H | 0 | 0 | 0 | 0 | 0 | 0
LFG | 0 | 0 | 0 | 0 | 0 | 0
Nuc | 0 | 0 | 0 | 0 | 0 | 0
PS | 0 | 0 | 0 | 0 | 0 | 0
PV | 0 | 0 | 0 | 0 | 14 | 14
PeakG | 4228.18 | 5868.59 | 9189 | 12674.45 | 19319.98 | 19772.99
PeakO | 776 | 791 | 1243 | 1243 | 1243 | 1243
ST | 0 | 0 | 0 | 0 | 0 | 0
STOG | 14685.67 | 26154.38 | 38287.17 | 39183 | 39183 | 39183
STWD | 0 | 0 | 0 | 0 | 0 | 0
WT | 126.2 | 126.2 | 126.2 | 126.2 | 126.2 | 126.2
IGCC | 0 | 0 | 0 | 0 | 0 | 0
DemandResponse | 0 | 0 | 0 | 0 | 0 | 0
IGCC-CCS | 0 | 0 | 0 | 0 | 0 | 0
WT_off | 0 | 0 | 0 | 0 | 0 | 0
PseudoUnit | 0 | 0 | 0 | 0 | 0 | 0
FixedInterchange | 0 | 0 | 0 | 0 | 0 | 0
#5 | Total Installed ACTIVE Capacity (MW)
Total Installed Capacity by Reporting Type: Entergy
ReportingType | 2015 | 2020 | 2025 | 2030 | 2035 | 2040
BM | 0 | 0 | 0 | 0 | 0 | 2186.86
CC | 14094.34 | 15703.11 | 15703.11 | 15494.11 | 15494.11 | 13752.25
CSP | 0 | 0 | 0 | 0 | 0 | 0
CT | 0 | 0 | 0 | 0 | 0 | 0
Coal | 7901 | 3092.94 | 720 | 720 | 720 | 720
Geo | 0 | 0 | 0 | 0 | 0 | 0
H | 744 | 744 | 744 | 1853 | 1853 | 1853
LFG | 8 | 8 | 115.4 | 115.4 | 115.4 | 115.4
Nuc | 5422 | 5422 | 5422 | 5422 | 4580 | 3583
PS | 59 | 59 | 59 | 59 | 59 | 59
PV | 0.29 | 58.37 | 84.95 | 84.95 | 84.95 | 84.95
PeakG | 2787 | 2787 | 2787 | 565.31 | 421.25 | 0
PeakO | 174 | 174 | 94 | 0 | 0 | 0
ST | 0 | 0 | 0 | 0 | 0 | 0
STOG | 2229.26 | 2229.26 | 0 | 0 | 0 | 0
STWD | 206 | 206 | 206 | 206 | 206 | 206
WT | 107 | 107 | 207 | 2507 | 2507 | 2507
IGCC | 0 | 0 | 0 | 0 | 0 | 0
DemandResponse | 301.55 | 3513.74 | 6909.7 | 7094.75 | 7284.77 | 7479.87
IGCC-CCS | 0 | 0 | 0 | 0 | 0 | 0
WT_off | 0 | 0 | 0 | 0 | 0 | 0
PseudoUnit | 0 | 0 | 0 | 0 | 0 | 0
FixedInterchange | 0 | 0 | 0 | 0 | 0 | 0
Total Installed Capacity by Reporting Type: FRCC
ReportingType | 2015 | 2020 | 2025 | 2030 | 2035 | 2040
BM | 0 | 0 | 0 | 0 | 2001.91 | 2001.91
CC | 32382.77 | 32382.77 | 32382.77 | 22352.59 | 18593.8 | 17351.49
CSP | 0 | 0 | 0 | 0 | 0 | 0
CT | 2480 | 2480 | 2480 | 2480 | 0 | 0
Coal | 2356 | 626 | 0 | 0 | 0 | 0
Geo | 0 | 0 | 0 | 0 | 0 | 0
H | 55 | 55 | 55 | 55 | 55 | 55
LFG | 486 | 486 | 684 | 684 | 684 | 684
Nuc | 4131.33 | 4131.33 | 5680.99 | 21697.32 | 23001.83 | 26141.98
PS | 0 | 0 | 0 | 0 | 0 | 0
PV | 51 | 51 | 51 | 51 | 51 | 51
PeakG | 8431 | 7758.51 | 3920.38 | 0 | 0 | 0
PeakO | 1675.69 | 0 | 0 | 0 | 0 | 0
ST | 0 | 0 | 0 | 0 | 0 | 0
STOG | 0 | 0 | 0 | 0 | 0 | 0
STWD | 195 | 195 | 195 | 195 | 195 | 195
WT | 0 | 0 | 0 | 0 | 0 | 0
IGCC | 0 | 0 | 0 | 0 | 0 | 0
DemandResponse | 2734.45 | 8753.57 | 15718.02 | 16717 | 17779.48 | 18909.49
IGCC-CCS | 0 | 0 | 0 | 0 | 0 | 0
WT_off | 0 | 0 | 0 | 0 | 0 | 0
PseudoUnit | 0 | 0 | 0 | 0 | 0 | 0
FixedInterchange | 0 | 0 | 0 | 0 | 0 | 0
Total Installed Capacity by Reporting Type: MAPP_US
ReportingType | 2015 | 2020 | 2025 | 2030 | 2035 | 2040
BM | 0 | 0 | 0 | 0 | 0 | 0
CC | 289 | 289 | 289 | 289 | 289 | 289
CSP | 0 | 0 | 0 | 0 | 0 | 0
CT | 308.3 | 308.3 | 308.3 | 308.3 | 308.3 | 308.3
Coal | 1968.14 | 946.64 | 414.94 | 228.48 | 118.85 | 8.37
Geo | 44 | 44 | 44 | 44 | 44 | 44
H | 2186 | 2186 | 2186 | 2186 | 2186 | 2186
LFG | 2 | 2 | 2 | 73.67 | 73.67 | 73.67
Nuc | 0.1 | 0.1 | 0.1 | 0.1 | 0.1 | 0.1
PS | 0 | 0 | 0 | 0 | 0 | 0
PV | 0 | 0 | 0 | 0 | 0 | 0
PeakG | 709 | 709 | 709 | 709 | 709 | 709
PeakO | 346 | 346 | 346 | 346 | 346 | 346
ST | 0 | 0 | 0 | 0 | 0 | 0
STOG | 0 | 0 | 0 | 0 | 0 | 0
STWD | 0 | 0 | 0 | 0 | 0 | 0
WT | 1689.3 | 5814.22 | 5814.22 | 5814.22 | 5814.22 | 5814.22
IGCC | 0 | 0 | 0 | 0 | 0 | 0
DemandResponse | 59 | 474.48 | 925.75 | 962.42 | 1000.54 | 1040.18
IGCC-CCS | 0 | 0 | 0 | 0 | 0 | 0
WT_off | 0 | 0 | 0 | 0 | 0 | 0
PseudoUnit | 0 | 0 | 0 | 0 | 0 | 0
FixedInterchange | 0 | 0 | 0 | 0 | 0 | 0
Total Installed Capacity by Reporting Type: MISO_IN
ReportingType | 2015 | 2020 | 2025 | 2030 | 2035 | 2040
BM | 0 | 0 | 0 | 0 | 0 | 0
CC | 6813.6 | 11603.52 | 11603.52 | 11603.52 | 11603.52 | 11603.52
CSP | 0 | 0 | 0 | 0 | 0 | 0
CT | 0 | 0 | 0 | 0 | 0 | 0
Coal | 9206.4 | 6930.4 | 164.64 | 164.64 | 164.64 | 164.64
Geo | 0 | 0 | 0 | 0 | 0 | 0
H | 75 | 75 | 75 | 75 | 75 | 75
LFG | 37 | 37 | 117.13 | 117.13 | 117.13 | 117.13
Nuc | 0.1 | 0.1 | 0.1 | 0.1 | 0.1 | 0.1
PS | 0 | 0 | 0 | 0 | 0 | 0
PV | 0 | 217.17 | 335.74 | 335.74 | 335.74 | 335.74
PeakG | 3053 | 3053 | 3053 | 3053 | 3053 | 2815
PeakO | 361 | 361 | 361 | 177.98 | 157.69 | 0
ST | 0 | 0 | 0 | 0 | 0 | 0
STOG | 279 | 279 | 0 | 0 | 0 | 0
STWD | 0 | 0 | 0 | 0 | 0 | 0
WT | 535 | 535 | 31582.87 | 31582.87 | 31582.87 | 31582.87
IGCC | 618 | 618 | 618 | 618 | 618 | 618
DemandResponse | 1068.55 | 2491.35 | 4026.63 | 4150.95 | 4279.1 | 4411.22
IGCC-CCS | 0 | 0 | 0 | 0 | 0 | 0
WT_off | 0 | 0 | 0 | 0 | 0 | 0
PseudoUnit | 0 | 0 | 0 | 0 | 0 | 0
FixedInterchange | 0 | 0 | 0 | 0 | 0 | 0
Total Installed Capacity by Reporting Type: MISO_MI
ReportingType | 2015 | 2020 | 2025 | 2030 | 2035 | 2040
BM | 0 | 0 | 0 | 0 | 0 | 0
CC | 4338 | 4338 | 4338 | 4338 | 4338 | 4316
CSP | 0 | 0 | 0 | 0 | 0 | 0
CT | 0 | 0 | 0 | 0 | 0 | 0
Coal | 4452 | 0 | 0 | 0 | 0 | 0
Geo | 0 | 0 | 0 | 0 | 0 | 0
H | 141 | 141 | 141 | 141 | 141 | 141
LFG | 163 | 163 | 323.25 | 323.25 | 323.25 | 323.25
Nuc | 1889 | 1889 | 1889 | 1889 | 1154.46 | 3277.97
PS | 1872 | 1872 | 1872 | 1872 | 1872 | 1872
PV | 0 | 0 | 0 | 0 | 0 | 0
PeakG | 3562 | 3562 | 3562 | 3562 | 3562 | 3267
PeakO | 534 | 534 | 534 | 263.68 | 229.76 | 0
ST | 0 | 0 | 0 | 0 | 0 | 0
STOG | 2852 | 2852 | 0 | 0 | 0 | 0
STWD | 163 | 163 | 163 | 163 | 163 | 163
WT | 2161 | 2711.19 | 2761 | 2761 | 2761 | 2761
IGCC | 0 | 0 | 0 | 0 | 0 | 0
DemandResponse | 1838.88 | 2774.21 | 3879.94 | 4035.64 | 4197.59 | 4366.03
IGCC-CCS | 0 | 0 | 0 | 0 | 0 | 0
WT_off | 0 | 0 | 0 | 0 | 0 | 0
PseudoUnit | 0 | 0 | 0 | 0 | 0 | 0
FixedInterchange | 0 | 0 | 0 | 0 | 0 | 0
Total Installed Capacity by Reporting Type: MISO_MO-IL
ReportingType | 2015 | 2020 | 2025 | 2030 | 2035 | 2040
BM | 0 | 0 | 0 | 0 | 0 | 0
CC | 1058 | 1058 | 1058 | 1058 | 1058 | 1058
CSP | 0 | 0 | 0 | 0 | 0 | 0
CT | 0 | 0 | 0 | 0 | 0 | 0
Coal | 11238.3 | 4371 | 1990 | 1990 | 1990 | 1990
Geo | 0 | 0 | 0 | 0 | 0 | 0
H | 352 | 632 | 632 | 632 | 632 | 632
LFG | 18 | 18 | 209.17 | 241.33 | 241.33 | 241.33
Nuc | 2233 | 2233 | 2233 | 2233 | 2233 | 2233
PS | 440 | 440 | 440 | 440 | 440 | 440
PV | 0 | 0 | 0 | 0 | 0 | 0
PeakG | 4595 | 4595 | 4595 | 4595 | 4595 | 4378
PeakO | 766 | 766 | 766 | 270.63 | 234.03 | 0
ST | 0 | 0 | 0 | 0 | 0 | 0
STOG | 592 | 592 | 0 | 0 | 0 | 0
STWD | 0 | 0 | 0 | 0 | 0 | 0
WT | 678 | 678 | 11874.3 | 11874.3 | 11874.3 | 11874.3
IGCC | 0 | 0 | 0 | 0 | 0 | 0
DemandResponse | 301.14 | 2265.33 | 4412.54 | 4596.44 | 4788.01 | 4987.57
IGCC-CCS | 0 | 0 | 0 | 0 | 0 | 0
WT_off | 0 | 0 | 0 | 0 | 0 | 0
PseudoUnit | 0 | 0 | 0 | 0 | 0 | 0
FixedInterchange | 0 | 0 | 0 | 0 | 0 | 0
Total Installed Capacity by Reporting Type: MISO_W
ReportingType | 2015 | 2020 | 2025 | 2030 | 2035 | 2040
BM | 0 | 0 | 0 | 0 | 0 | 0
CC | 3025 | 3025 | 3025 | 3014 | 3014 | 2963
CSP | 0 | 0 | 0 | 0 | 0 | 0
CT | 0 | 0 | 0 | 0 | 0 | 0
Coal | 10208.93 | 5783.03 | 800 | 800 | 800 | 800
Geo | 0 | 0 | 0 | 0 | 0 | 0
H | 497 | 497 | 497 | 497 | 497 | 497
LFG | 205 | 205 | 205 | 276.67 | 276.67 | 276.67
Nuc | 2361.33 | 2361.33 | 2361.33 | 2361.33 | 0.1 | 0.1
PS | 0 | 0 | 0 | 0 | 0 | 0
PV | 0 | 0 | 0 | 0 | 0 | 0
PeakG | 4522 | 4522 | 4522 | 4522 | 4522 | 4018
PeakO | 2154 | 2154 | 2154 | 620.7 | 542.32 | 0
ST | 0 | 0 | 0 | 0 | 0 | 0
STOG | 172 | 172 | 0 | 0 | 0 | 0
STWD | 313 | 313 | 313 | 313 | 313 | 313
WT | 8358.5 | 59883.76 | 76705.72 | 76705.72 | 76705.72 | 76705.72
IGCC | 0 | 0 | 0 | 0 | 0 | 0
DemandResponse | 2622.87 | 4071.01 | 5782.77 | 6011.85 | 6250 | 6497.58
IGCC-CCS | 0 | 0 | 0 | 0 | 0 | 0
WT_off | 0 | 0 | 0 | 0 | 0 | 0
PseudoUnit | 0 | 0 | 0 | 0 | 0 | 0
FixedInterchange | 0 | 0 | 0 | 0 | 0 | 0
Total Installed Capacity by Reporting Type: MISO_WUMS
ReportingType | 2015 | 2020 | 2025 | 2030 | 2035 | 2040
BM | 0 | 0 | 0 | 0 | 442.32 | 442.32
CC | 7474.26 | 7474.26 | 7474.26 | 7474.26 | 7474.26 | 7474.26
CSP | 0 | 0 | 0 | 0 | 0 | 0
CT | 0 | 0 | 0 | 0 | 0 | 0
Coal | 3969.1 | 2100.1 | 1767 | 1767 | 1767 | 1767
Geo | 0 | 0 | 0 | 0 | 0 | 0
H | 336 | 337 | 337 | 337 | 337 | 337
LFG | 71 | 71 | 294.33 | 294.33 | 294.33 | 294.33
Nuc | 1817 | 1817 | 1817 | 1817 | 2349.63 | 2651.66
PS | 0 | 0 | 0 | 0 | 0 | 0
PV | 0 | 0 | 0 | 0 | 0 | 0
PeakG | 3230 | 3230 | 3230 | 3230 | 3230 | 1183.44
PeakO | 490 | 490 | 490 | 237.65 | 209.67 | 0
ST | 0 | 0 | 0 | 0 | 0 | 0
STOG | 300.5 | 300.5 | 0 | 0 | 0 | 0
STWD | 105 | 105 | 105 | 105 | 105 | 105
WT | 1528.9 | 1528.9 | 1559.7 | 1559.7 | 1559.7 | 1559.7
IGCC | 0 | 0 | 0 | 0 | 0 | 0
DemandResponse | 193.34 | 939.76 | 1743.58 | 1801.88 | 1862.13 | 1924.4
IGCC-CCS | 0 | 0 | 0 | 0 | 0 | 0
WT_off | 0 | 0 | 0 | 0 | 0 | 0
PseudoUnit | 0 | 0 | 0 | 0 | 0 | 0
FixedInterchange | 0 | 0 | 0 | 0 | 0 | 0
Total Installed Capacity by Reporting Type: Nebraska
ReportingType | 2015 | 2020 | 2025 | 2030 | 2035 | 2040
BM | 0 | 0 | 0 | 0 | 0 | 0
CC | 358 | 358 | 358 | 358 | 358 | 358
CSP | 0 | 0 | 0 | 0 | 0 | 0
CT | 0 | 0 | 0 | 0 | 0 | 0
Coal | 4110.1 | 914.3 | 914.3 | 914.3 | 914.3 | 914.3
Geo | 0 | 0 | 0 | 0 | 0 | 0
H | 167 | 167 | 167 | 167 | 167 | 167
LFG | 6 | 6 | 6 | 77.67 | 77.67 | 77.67
Nuc | 1252 | 1252 | 1252 | 1252 | 0.2 | 0.2
PS | 0 | 0 | 0 | 0 | 0 | 0
PV | 0 | 0 | 0 | 0 | 0 | 0
PeakG | 1305 | 1305 | 1305 | 1304.17 | 1303.61 | 1301.8
PeakO | 326 | 326 | 326 | 0 | 0 | 0
ST | 0 | 0 | 0 | 0 | 0 | 0
STOG | 0 | 0 | 0 | 0 | 0 | 0
STWD | 0 | 0 | 0 | 0 | 0 | 0
WT | 344 | 15328.78 | 18702.53 | 18702.53 | 20455.06 | 20786.14
IGCC | 0 | 0 | 0 | 0 | 0 | 0
DemandResponse | 624.42 | 1125.84 | 1687.11 | 1753.95 | 1823.43 | 1895.66
IGCC-CCS | 0 | 0 | 0 | 0 | 0 | 0
WT_off | 0 | 0 | 0 | 0 | 0 | 0
PseudoUnit | 0 | 0 | 0 | 0 | 0 | 0
FixedInterchange | 0 | 0 | 0 | 0 | 0 | 0
Total Installed Capacity by Reporting Type: NEISO
ReportingType | 2015 | 2020 | 2025 | 2030 | 2035 | 2040
BM | 252.2 | 252.2 | 252.2 | 252.2 | 252.2 | 252.2
CC | 10227.61 | 6927.28 | 2323.39 | 2323.39 | 2323.39 | 624.81
CSP | 0 | 0 | 0 | 0 | 0 | 0
CT | 334 | 334 | 334 | 324.5 | 0 | 0
Coal | 320 | 0 | 0 | 0 | 0 | 0
Geo | 0 | 0 | 0 | 0 | 0 | 0
H | 3257.7 | 3260.7 | 3260.7 | 3260.7 | 3260.7 | 3260.7
LFG | 581.26 | 581.26 | 581.26 | 651 | 651 | 651
Nuc | 4645 | 4645 | 4645 | 4645 | 3356 | 2479.08
PS | 1674 | 1674 | 1674 | 1674 | 1674 | 1674
PV | 2 | 281.59 | 281.59 | 281.59 | 281.59 | 281.59
PeakG | 1200 | 1200 | 1200 | 1111.57 | 1111.57 | 1111.57
PeakO | 0 | 0 | 0 | 0 | 0 | 0
ST | 0 | 0 | 0 | 0 | 0 | 0
STOG | 0 | 0 | 0 | 0 | 0 | 0
STWD | 610 | 610 | 610 | 610 | 610 | 610
WT | 434.2 | 2368.49 | 5483 | 5483 | 8193.8 | 8727.9
IGCC | 0 | 0 | 0 | 0 | 0 | 0
DemandResponse | 3092.4 | 4629.65 | 6244.93 | 6284.97 | 6321.45 | 6358.14
IGCC-CCS | 0 | 0 | 0 | 0 | 0 | 0
WT_off | 468 | 468 | 468 | 468 | 468 | 468
PseudoUnit | 0 | 0 | 0 | 0 | 0 | 0
FixedInterchange | 0 | 0 | 0 | 0 | 0 | 0
Total Installed Capacity by Reporting Type: NonRTO_Midwest
ReportingType | 2015 | 2020 | 2025 | 2030 | 2035 | 2040
BM | 0 | 0 | 0 | 0 | 212.26 | 212.26
CC | 2135.15 | 3260.01 | 3260.01 | 3260.01 | 3260.01 | 1124.86
CSP | 0 | 0 | 0 | 0 | 0 | 0
CT | 0 | 0 | 0 | 0 | 0 | 0
Coal | 6811.87 | 4120.9 | 2489.16 | 1117.16 | 1117.16 | 1117.16
Geo | 0 | 0 | 0 | 0 | 0 | 0
H | 143 | 889 | 889 | 889 | 889 | 889
LFG | 14 | 14 | 174.25 | 174.25 | 174.25 | 174.25
Nuc | 0.1 | 0.1 | 0.1 | 2037.03 | 4851.42 | 5611.67
PS | 0 | 0 | 0 | 0 | 0 | 0
PV | 0 | 0 | 0 | 0 | 0 | 0
PeakG | 3353 | 3353 | 3353 | 2391.81 | 0 | 0
PeakO | 12 | 12 | 12 | 0 | 0 | 0
ST | 0 | 0 | 0 | 0 | 0 | 0
STOG | 0 | 0 | 0 | 0 | 0 | 0
STWD | 0 | 0 | 0 | 0 | 0 | 0
WT | 66 | 66 | 66 | 66 | 66 | 66
IGCC | 0 | 0 | 0 | 0 | 0 | 0
DemandResponse | 193.98 | 1268.97 | 2399.43 | 2458.79 | 2519.62 | 2581.96
IGCC-CCS | 0 | 0 | 0 | 0 | 0 | 0
WT_off | 0 | 0 | 0 | 0 | 0 | 0
PseudoUnit | 0 | 0 | 0 | 0 | 0 | 0
FixedInterchange | 0 | 0 | 0 | 0 | 0 | 0
Total Installed Capacity by Reporting Type: NYISO_A-F
ReportingType | 2015 | 2020 | 2025 | 2030 | 2035 | 2040
BM | 0 | 0 | 0 | 0 | 0 | 0
CC | 3703.81 | 1237.29 | 639 | 639 | 639 | 0
CSP | 0 | 0 | 0 | 0 | 0 | 0
CT | 0 | 0 | 0 | 0 | 0 | 0
Coal | 0 | 0 | 0 | 0 | 0 | 0
Geo | 0 | 0 | 0 | 0 | 0 | 0
H | 4395 | 4395 | 4395 | 4395 | 4395 | 4395
LFG | 172.4 | 172.4 | 172.4 | 240.33 | 240.33 | 240.33
Nuc | 3365 | 3365 | 3365 | 2743.8 | 2163.3 | 1311.1
PS | 1412 | 1412 | 1412 | 1412 | 1412 | 1412
PV | 0 | 0 | 0 | 0 | 0 | 0
PeakG | 221 | 205 | 0 | 0 | 0 | 0
PeakO | 0 | 0 | 0 | 0 | 0 | 0
ST | 0 | 0 | 0 | 0 | 0 | 0
STOG | 0 | 0 | 0 | 0 | 0 | 0
STWD | 86 | 86 | 86 | 86 | 86 | 86
WT | 3759.3 | 4277.1 | 4469.1 | 9197.46 | 14773 | 14773
IGCC | 0 | 0 | 0 | 0 | 0 | 0
DemandResponse | 907.2 | 1476.81 | 2084.23 | 2137.92 | 2193 | 2249.49
IGCC-CCS | 0 | 0 | 0 | 0 | 0 | 0
WT_off | 0 | 0 | 0 | 0 | 0 | 0
PseudoUnit | 0 | 0 | 0 | 0 | 0 | 0
FixedInterchange | 0 | 0 | 0 | 0 | 0 | 0
Total Installed Capacity by Reporting Type: NYISO_G-I
ReportingType | 2015 | 2020 | 2025 | 2030 | 2035 | 2040
BM | 0 | 0 | 0 | 0 | 0 | 0
CC | 1157 | 1157 | 1157 | 1157 | 1157 | 1157
CSP | 0 | 0 | 0 | 0 | 0 | 0
CT | 0 | 0 | 0 | 0 | 0 | 0
Coal | 0 | 0 | 0 | 0 | 0 | 0
Geo | 0 | 0 | 0 | 0 | 0 | 0
H | 32 | 32 | 32 | 32 | 32 | 32
LFG | 64 | 64 | 64 | 138.33 | 138.33 | 138.33
Nuc | 2045 | 2045 | 2045 | 2045 | 1499.12 | 1673.45
PS | 0 | 0 | 0 | 0 | 0 | 0
PV | 0 | 0 | 0 | 0 | 0 | 0
PeakG | 65 | 65 | 1 | 1 | 1 | 1
PeakO | 87 | 87 | 0 | 0 | 0 | 0
ST | 0 | 0 | 0 | 0 | 0 | 0
STOG | 0 | 0 | 0 | 0 | 0 | 0
STWD | 0 | 0 | 0 | 0 | 0 | 0
WT | 0 | 60 | 360 | 360 | 360 | 360
IGCC | 0 | 0 | 0 | 0 | 0 | 0
DemandResponse | 339.56 | 551.65 | 791.8 | 826.03 | 861.74 | 898.99
IGCC-CCS | 0 | 0 | 0 | 0 | 0 | 0
WT_off | 0 | 0 | 0 | 0 | 0 | 0
PseudoUnit | 0 | 0 | 0 | 0 | 0 | 0
FixedInterchange | 0 | 0 | 0 | 0 | 0 | 0
Total Installed Capacity by Reporting Type: NYISO_J-K
ReportingType | 2015 | 2020 | 2025 | 2030 | 2035 | 2040
BM | 0 | 0 | 0 | 0 | 0 | 0
CC | 4833.4 | 4833.4 | 4833.4 | 4833.4 | 4833.4 | 4833.4
CSP | 0 | 0 | 0 | 0 | 0 | 0
CT | 0 | 0 | 0 | 0 | 0 | 0
Coal | 0 | 0 | 0 | 0 | 0 | 0
Geo | 0 | 0 | 0 | 0 | 0 | 0
H | 0 | 0 | 0 | 0 | 0 | 0
LFG | 124 | 124 | 124 | 198.33 | 198.33 | 198.33
Nuc | 0.1 | 0.1 | 0.1 | 0.1 | 0.1 | 0.1
PS | 0 | 0 | 0 | 0 | 0 | 0
PV | 32 | 32 | 32 | 32 | 32 | 32
PeakG | 2778 | 2778 | 2778 | 2778 | 2778 | 2778
PeakO | 2169 | 2169 | 2169 | 2169 | 2169 | 1593.93
ST | 0 | 0 | 0 | 0 | 0 | 0
STOG | 2896.45 | 2013.79 | 843.85 | 506.09 | 506.09 | 506.09
STWD | 0 | 0 | 0 | 0 | 0 | 0
WT | 0 | 0 | 170 | 330 | 330 | 330
IGCC | 0 | 0 | 0 | 0 | 0 | 0
DemandResponse | 1319.07 | 2179.58 | 3133.08 | 3273.39 | 3419.97 | 3573.13
IGCC-CCS | 0 | 0 | 0 | 0 | 0 | 0
WT_off | 0 | 0 | 0 | 0 | 0 | 245.26
PseudoUnit | 0 | 0 | 0 | 0 | 0 | 0
FixedInterchange | 0 | 0 | 0 | 0 | 0 | 0
Total Installed Capacity by Reporting Type: PJM_E
ReportingType | 2015 | 2020 | 2025 | 2030 | 2035 | 2040
BM | 30 | 30 | 30 | 30 | 30 | 30
CC | 12283.3 | 12283.3 | 12283.3 | 12283.3 | 11142 | 11142
CSP | 0 | 0 | 0 | 0 | 0 | 0
CT | 26.2 | 26.2 | 26.2 | 0 | 0 | 0
Coal | 1076 | 508 | 508 | 508 | 508 | 508
Geo | 0 | 0 | 0 | 0 | 0 | 0
H | 269.99 | 269.99 | 269.99 | 269.99 | 269.99 | 269.99
LFG | 471.1 | 604 | 604 | 604 | 604 | 604
Nuc | 8510 | 7895.5 | 7895.5 | 7895.5 | 5671.5 | 4497.5
PS | 400 | 400 | 400 | 400 | 400 | 400
PV | 47.45 | 47.45 | 47.45 | 47.45 | 22 | 22
PeakG | 3877.5 | 3877.5 | 3877.5 | 3877.5 | 2766.17 | 2293
PeakO | 2749.3 | 2749.3 | 2749.3 | 2116.11 | 0 | 0
ST | 0 | 0 | 0 | 0 | 0 | 0
STOG | 2622.5 | 2622.5 | 0 | 0 | 0 | 0
STWD | 0 | 0 | 0 | 0 | 0 | 0
WT | 1160 | 1160 | 1160 | 1160 | 10 | 10
IGCC | 0 | 0 | 0 | 0 | 0 | 0
DemandResponse | 1256.73 | 3300.66 | 5661.07 | 5853.27 | 6052 | 6257.48
IGCC-CCS | 0 | 0 | 0 | 0 | 0 | 0
WT_off | 0 | 0 | 1100 | 1100 | 1100 | 1100
PseudoUnit | 0 | 0 | 0 | 0 | 0 | 0
FixedInterchange | 0 | 0 | 0 | 0 | 0 | 0
Total Installed Capacity by Reporting Type: PJM_ROM
ReportingType | 2015 | 2020 | 2025 | 2030 | 2035 | 2040
BM | 18 | 18 | 18 | 18 | 1230.9 | 1230.9
CC | 5664.5 | 5664.5 | 5664.5 | 5664.5 | 5664.5 | 5664.5
CSP | 0 | 0 | 0 | 0 | 0 | 0
CT | 16 | 16 | 16 | 16 | 0 | 0
Coal | 3158.09 | 553.5 | 32.5 | 32.5 | 32.5 | 32.5
Geo | 0 | 0 | 0 | 0 | 0 | 0
H | 1392 | 2070 | 2070 | 2070 | 2070 | 2070
LFG | 356.9 | 622 | 622 | 622 | 622 | 622
Nuc | 5036 | 5036 | 5036 | 5036 | 5681.94 | 10948.91
PS | 1513 | 1513 | 1513 | 1513 | 1513 | 1513
PV | 4 | 1303.89 | 2003.89 | 2085.24 | 2085.24 | 2085.24
PeakG | 1719 | 1719 | 1719 | 1719 | 1719 | 1386
PeakO | 1566 | 1566 | 1566 | 1284.54 | 0 | 0
ST | 0 | 0 | 0 | 0 | 0 | 0
STOG | 3529 | 3529 | 0 | 0 | 0 | 0
STWD | 70 | 70 | 70 | 70 | 70 | 70
WT | 1210.8 | 1961 | 1961 | 1961 | 1961 | 1961
IGCC | 0 | 0 | 0 | 0 | 0 | 0
DemandResponse | 2307.31 | 4581.88 | 7084.03 | 7324.54 | 7573.22 | 7830.35
IGCC-CCS | 0 | 0 | 0 | 0 | 0 | 0
WT_off | 0 | 0 | 0 | 0 | 0 | 0
PseudoUnit | 0 | 0 | 0 | 0 | 0 | 0
FixedInterchange | 0 | 0 | 0 | 0 | 0 | 0
Total Installed Capacity by Reporting Type: PJM_ROR
ReportingType | 2015 | 2020 | 2025 | 2030 | 2035 | 2040
BM | 385 | 385 | 385 | 385 | 4693.89 | 4693.89
CC | 23625.12 | 23625.12 | 23625.12 | 23625.12 | 22445.77 | 22445.77
CSP | 0 | 0 | 0 | 0 | 0 | 0
CT | 29 | 29 | 29 | 29 | 0 | 0
Coal | 35413.31 | 14278.46 | 4137.18 | 4137.18 | 4137.18 | 4137.18
Geo | 0 | 0 | 0 | 0 | 0 | 0
H | 1837.4 | 2340.4 | 2340.4 | 2340.4 | 2340.4 | 2340.4
LFG | 539.4 | 1053.11 | 1053.11 | 1053.11 | 1053.11 | 1053.11
Nuc | 20038 | 20038 | 20038 | 19171 | 23747.2 | 27819.84
PS | 3081 | 3081 | 3081 | 3081 | 3081 | 3081
PV | 24 | 24 | 24 | 24 | 24 | 24
PeakG | 19311 | 19311 | 19311 | 19311 | 15259.75 | 3889.61
PeakO | 1742 | 1742 | 1742 | 1411.48 | 0 | 0
ST | 0 | 0 | 0 | 0 | 0 | 0
STOG | 2122 | 2122 | 1938.12 | 0 | 0 | 0
STWD | 194 | 194 | 194 | 194 | 194 | 194
WT | 10922.7 | 11114.4 | 15368.57 | 15368.57 | 15368.57 | 15368.57
IGCC | 0 | 0 | 0 | 0 | 0 | 0
DemandResponse | 3324.65 | 10283.72 | 18015.66 | 18571.88 | 19145.28 | 19736.38
IGCC-CCS | 0 | 0 | 0 | 0 | 0 | 0
WT_off | 0 | 0 | 0 | 0 | 0 | 0
PseudoUnit | 0 | 0 | 0 | 0 | 0 | 0
FixedInterchange | 0 | 0 | 0 | 0 | 0 | 0
Total Installed Capacity by Reporting Type: SOCO
ReportingType | 2015 | 2020 | 2025 | 2030 | 2035 | 2040
BM | 55 | 55 | 55 | 55 | 6555.24 | 6555.24
CC | 25100.73 | 25320.82 | 25320.82 | 25006.13 | 13539.54 | 4753.46
CSP | 0 | 0 | 0 | 0 | 0 | 0
CT | 0 | 0 | 0 | 0 | 0 | 0
Coal | 7540.3 | 1381.6 | 1381.6 | 1381.6 | 1381.6 | 1381.6
Geo | 0 | 0 | 0 | 0 | 0 | 0
H | 4194 | 4194 | 4194 | 4194 | 4194 | 4194
LFG | 37 | 37 | 144.4 | 144.4 | 144.4 | 144.4
Nuc | 5841 | 8041 | 8041 | 14977.27 | 19225.84 | 26229.8
PS | 1675 | 1675 | 1675 | 1675 | 1675 | 1675
PV | 0 | 0 | 0 | 0 | 0 | 0
PeakG | 10243.73 | 10243.73 | 8861.1 | 0 | 0 | 0
PeakO | 0 | 0 | 0 | 0 | 0 | 0
ST | 0 | 0 | 0 | 0 | 0 | 0
STOG | 0 | 0 | 0 | 0 | 0 | 0
STWD | 668 | 668 | 668 | 668 | 668 | 668
WT | 0 | 0 | 0 | 100 | 100 | 100
IGCC | 0 | 0 | 0 | 0 | 0 | 0
DemandResponse | 2570.49 | 8503.26 | 14981.06 | 15597.7 | 16239.72 | 16908.17
IGCC-CCS | 0 | 0 | 0 | 0 | 0 | 0
WT_off | 0 | 0 | 0 | 0 | 0 | 0
PseudoUnit | 0 | 0 | 0 | 0 | 0 | 0
FixedInterchange | 0 | 0 | 0 | 0 | 0 | 0
Total Installed Capacity by Reporting Type: SPP_N
ReportingType | 2015 | 2020 | 2025 | 2030 | 2035 | 2040
BM | 0 | 0 | 0 | 0 | 0 | 0
CC | 1386 | 1386 | 1386 | 1386 | 1386 | 1386
CSP | 0 | 0 | 0 | 0 | 0 | 0
CT | 0 | 0 | 0 | 0 | 0 | 0
Coal | 8013.54 | 2761.04 | 465.04 | 465.04 | 465.04 | 465.04
Geo | 0 | 0 | 0 | 0 | 0 | 0
H | 21 | 21 | 21 | 21 | 21 | 21
LFG | 7 | 7 | 7 | 102 | 102 | 102
Nuc | 1160 | 1160 | 1160 | 1160 | 1160 | 1160
PS | 0 | 0 | 0 | 0 | 0 | 0
PV | 0 | 0 | 0 | 0 | 0 | 0
PeakG | 4397 | 4397 | 4397 | 4261.5 | 3611.56 | 2412.53
PeakO | 1199 | 1199 | 1199 | 0 | 0 | 0
ST | 0 | 0 | 0 | 0 | 0 | 0
STOG | 860.32 | 860.32 | 0 | 0 | 0 | 0
STWD | 0 | 0 | 0 | 0 | 0 | 0
WT | 1227 | 38724.97 | 45146.94 | 53281.47 | 53926.3 | 55214.88
IGCC | 0 | 0 | 0 | 0 | 0 | 0
DemandResponse | 446.68 | 1974.34 | 3637.93 | 3806.49 | 3982.87 | 4167.42
IGCC-CCS | 0 | 0 | 0 | 0 | 0 | 0
WT_off | 0 | 0 | 0 | 0 | 0 | 0
PseudoUnit | 0 | 0 | 0 | 0 | 0 | 0
FixedInterchange | 0 | 0 | 0 | 0 | 0 | 0
Total Installed Capacity by Reporting Type: SPP_S
ReportingType | 2015 | 2020 | 2025 | 2030 | 2035 | 2040
BM | 0 | 0 | 0 | 0 | 0 | 0
CC | 10917 | 10917 | 10917 | 10408 | 10408 | 10408
CSP | 0 | 0 | 0 | 0 | 0 | 0
CT | 412.99 | 712.99 | 712.99 | 712.99 | 300 | 0
Coal | 12701.85 | 2454.33 | 988 | 988 | 988 | 988
Geo | 0 | 0 | 0 | 0 | 0 | 0
H | 2108 | 2108 | 2108 | 2108 | 2108 | 2108
LFG | 19 | 19 | 19 | 114 | 114 | 114
Nuc | 0.1 | 0.1 | 0.1 | 0.1 | 0.1 | 0.1
PS | 446 | 446 | 446 | 446 | 446 | 446
PV | 0 | 0 | 0 | 0 | 0 | 0
PeakG | 3443 | 3443 | 3443 | 3424.74 | 3406.88 | 3324.21
PeakO | 122 | 122 | 122 | 4 | 0 | 0
ST | 0 | 0 | 0 | 0 | 0 | 0
STOG | 5289.32 | 5289.32 | 774.39 | 0 | 0 | 0
STWD | 84 | 84 | 84 | 84 | 84 | 84
WT | 2727 | 42262.18 | 46194.22 | 47681.5 | 51969.24 | 51969.24
IGCC | 0 | 0 | 0 | 0 | 0 | 0
DemandResponse | 61.11 | 3634.16 | 7441.84 | 7683.04 | 7932.07 | 8189.16
IGCC-CCS | 0 | 0 | 0 | 0 | 0 | 0
WT_off | 0 | 0 | 0 | 0 | 0 | 0
PseudoUnit | 0 | 0 | 0 | 0 | 0 | 0
FixedInterchange | 0 | 0 | 0 | 0 | 0 | 0
Total Installed Capacity by Reporting Type: TVA
ReportingType | 2015 | 2020 | 2025 | 2030 | 2035 | 2040
BM | 0 | 0 | 0 | 0 | 357.96 | 357.96
CC | 8925.23 | 8925.23 | 8925.23 | 8925.23 | 5269.05 | 1126.82
CSP | 0 | 0 | 0 | 0 | 0 | 0
CT | 0 | 0 | 0 | 0 | 0 | 0
Coal | 6540.55 | 3889 | 0 | 0 | 0 | 0
Geo | 0 | 0 | 0 | 0 | 0 | 0
H | 5111 | 5111 | 5138 | 5138 | 5138 | 5138
LFG | 13 | 13 | 120.4 | 120.4 | 120.4 | 120.4
Nuc | 8394.89 | 8394.89 | 8394.89 | 10072.07 | 12882.94 | 15810.94
PS | 1743 | 1743 | 1743 | 1743 | 1743 | 1743
PV | 0 | 0 | 0 | 0 | 2000 | 2000
PeakG | 5865 | 5865 | 4206.07 | 1345.22 | 0 | 0
PeakO | 83 | 83 | 83 | 0 | 0 | 0
ST | 0 | 0 | 0 | 0 | 0 | 0
STOG | 0 | 0 | 0 | 0 | 0 | 0
STWD | 5 | 5 | 5 | 5 | 5 | 5
WT | 29 | 29 | 29 | 129 | 129 | 129
IGCC | 0 | 0 | 0 | 0 | 0 | 0
DemandResponse | 1805 | 5910.76 | 10233.53 | 10486.72 | 10746.17 | 11012.05
IGCC-CCS | 0 | 0 | 0 | 0 | 0 | 0
WT_off | 0 | 0 | 0 | 0 | 0 | 0
PseudoUnit | 0 | 0 | 0 | 0 | 0 | 0
FixedInterchange | 0 | 0 | 0 | 0 | 0 | 0
Total Installed Capacity by Reporting Type: TVA_Transmission
ReportingType | 2015 | 2020 | 2025 | 2030 | 2035 | 2040
BM | 0 | 0 | 0 | 0 | 0 | 0
CC | 0 | 0 | 0 | 0 | 0 | 0
CSP | 0 | 0 | 0 | 0 | 0 | 0
CT | 0 | 0 | 0 | 0 | 0 | 0
Coal | 0 | 0 | 0 | 0 | 0 | 0
Geo | 0 | 0 | 0 | 0 | 0 | 0
H | 0 | 0 | 0 | 0 | 0 | 0
LFG | 0 | 0 | 0 | 0 | 0 | 0
Nuc | 0 | 0 | 0 | 0 | 0 | 0
PS | 0 | 0 | 0 | 0 | 0 | 0
PV | 0 | 0 | 0 | 0 | 0 | 0
PeakG | 0 | 0 | 0 | 0 | 0 | 0
PeakO | 0 | 0 | 0 | 0 | 0 | 0
ST | 0 | 0 | 0 | 0 | 0 | 0
STOG | 0 | 0 | 0 | 0 | 0 | 0
STWD | 0 | 0 | 0 | 0 | 0 | 0
WT | 0 | 0 | 0 | 0 | 0 | 0
IGCC | 0 | 0 | 0 | 0 | 0 | 0
DemandResponse | 0 | 0 | 0 | 0 | 0 | 0
IGCC-CCS | 0 | 0 | 0 | 0 | 0 | 0
WT_off | 0 | 0 | 0 | 0 | 0 | 0
PseudoUnit | 0 | 0 | 0 | 0 | 0 | 0
FixedInterchange | 0 | 0 | 0 | 0 | 0 | 0
Total Installed Capacity by Reporting Type: VACAR
ReportingType | 2015 | 2020 | 2025 | 2030 | 2035 | 2040
BM | 0.92 | 0.92 | 0.92 | 0.92 | 6986.31 | 6986.31
CC | 14432.12 | 14432.12 | 14247.12 | 14247.12 | 11442.27 | 1671.73
CSP | 0 | 0 | 0 | 0 | 0 | 0
CT | 717.2 | 717.2 | 717.2 | 61.37 | 0 | 0
Coal | 10130.63 | 2832.81 | 1985 | 1985 | 1985 | 1985
Geo | 0 | 0 | 0 | 0 | 0 | 0
H | 2122 | 2122 | 2122 | 2122 | 2122 | 2122
LFG | 63.34 | 170.4 | 170.4 | 170.4 | 170.4 | 170.4
Nuc | 11430 | 13760 | 13760 | 19230.45 | 17308.81 | 21459.79
PS | 2616 | 2616 | 2616 | 2616 | 2616 | 2616
PV | 16 | 136.89 | 136.89 | 136.89 | 1349.33 | 1349.33
PeakG | 8308 | 8308 | 6022.85 | 0 | 0 | 0
PeakO | 1268 | 1268 | 0 | 0 | 0 | 0
ST | 0 | 0 | 0 | 0 | 0 | 0
STOG | 92 | 0 | 0 | 0 | 0 | 0
STWD | 281 | 281 | 281 | 281 | 281 | 281
WT | 0.9 | 3500 | 3500 | 3500 | 3500 | 3500
IGCC | 0 | 0 | 0 | 0 | 0 | 0
DemandResponse | 2339.28 | 8044.92 | 14413.67 | 15118.93 | 15858.71 | 16634.69
IGCC-CCS | 0 | 0 | 0 | 0 | 0 | 0
WT_off | 1 | 21.1 | 1081.27 | 1081.27 | 5342.07 | 5342.07
PseudoUnit | 0 | 0 | 0 | 0 | 0 | 0
FixedInterchange | 0 | 0 | 0 | 0 | 0 | 0
Total Installed Capacity by Reporting Type: IESO
ReportingType | 2015 | 2020 | 2025 | 2030 | 2035 | 2040
BM | 326.33 | 326.33 | 326.33 | 326.33 | 326.33 | 326.33
CC | 1263 | 1263 | 1263 | 1263 | 1263 | 1263
CSP | 0 | 0 | 0 | 0 | 0 | 0
CT | 368 | 368 | 368 | 368 | 0 | 0
Coal | 0 | 0 | 0 | 0 | 0 | 0
Geo | 0 | 0 | 0 | 0 | 0 | 0
H | 8693.3 | 8693.3 | 8693.3 | 8693.3 | 8693.3 | 8943.3
LFG | 117.5 | 117.5 | 117.5 | 118 | 118 | 118
Nuc | 13018 | 13018 | 13018 | 13018 | 11988 | 10448
PS | 123 | 123 | 123 | 123 | 123 | 123
PV | 1097.26 | 1097.26 | 1097.26 | 1097.26 | 30 | 30
PeakG | 0 | 0 | 0 | 0 | 0 | 0
PeakO | 0 | 0 | 0 | 0 | 0 | 0
ST | 0 | 0 | 0 | 0 | 0 | 0
STOG | 0 | 0 | 0 | 0 | 0 | 0
STWD | 139 | 139 | 139 | 139 | 139 | 139
WT | 3385.9 | 3385.9 | 3385.9 | 3385.9 | 3385.9 | 3385.9
IGCC | 0 | 0 | 0 | 0 | 0 | 0
DemandResponse | 1958.79 | 2997.9 | 4266.86 | 4413.92 | 4566.04 | 4723.42
IGCC-CCS | 0 | 0 | 0 | 0 | 0 | 0
WT_off | 0 | 0 | 0 | 0 | 0 | 0
PseudoUnit | 0 | 0 | 0 | 0 | 0 | 0
FixedInterchange | 0 | 0 | 0 | 0 | 0 | 0
Total Installed Capacity by Reporting Type: MAPP_CA
ReportingType | 2015 | 2020 | 2025 | 2030 | 2035 | 2040
BM | 0 | 0 | 0 | 0 | 0 | 0
CC | 996.05 | 996.05 | 265.05 | 265.05 | 265.05 | 0
CSP | 0 | 0 | 0 | 0 | 0 | 0
CT | 0 | 0 | 0 | 0 | 0 | 0
Coal | 1002.38 | 0 | 0 | 0 | 0 | 0
Geo | 0 | 0 | 0 | 0 | 0 | 0
H | 6475.4 | 7170.4 | 8665.4 | 9713.8 | 10126.21 | 10126.21
LFG | 0 | 0 | 0 | 0 | 0 | 0
Nuc | 0.1 | 0.1 | 0.1 | 0.1 | 0.1 | 0.1
PS | 0 | 0 | 0 | 0 | 0 | 0
PV | 0 | 0 | 0 | 0 | 0 | 0
PeakG | 559 | 559 | 0 | 0 | 0 | 0
PeakO | 4 | 4 | 0 | 0 | 0 | 0
ST | 0 | 0 | 0 | 0 | 0 | 0
STOG | 126 | 0 | 0 | 0 | 0 | 0
STWD | 0 | 0 | 0 | 0 | 0 | 0
WT | 577.4 | 577.4 | 577.4 | 577.4 | 0 | 0
IGCC | 0 | 0 | 0 | 0 | 0 | 0
DemandResponse | 89.5 | 733.23 | 1430.58 | 1487.25 | 1546.17 | 1607.42
IGCC-CCS | 0 | 0 | 0 | 0 | 0 | 0
WT_off | 0 | 0 | 0 | 0 | 0 | 0
PseudoUnit | 0 | 0 | 0 | 0 | 0 | 0
FixedInterchange | 0 | 0 | 0 | 0 | 0 | 0
Total Installed Capacity by Reporting Type: AZ_NM_SNV_Coal
ReportingType | 2015 | 2020 | 2025 | 2030 | 2035 | 2040
BM | 0 | 0 | 0 | 0 | 0 | 0
CC | 0 | 0 | 0 | 0 | 0 | 0
CSP | 0 | 0 | 0 | 0 | 0 | 0
CT | 0 | 0 | 0 | 0 | 0 | 0
Coal | 9154.96 | 5336.3 | 0 | 0 | 0 | 0
Geo | 0 | 0 | 0 | 0 | 0 | 0
H | 0 | 0 | 0 | 0 | 0 | 0
LFG | 0 | 0 | 0 | 0 | 0 | 0
Nuc | 0 | 0 | 0 | 0 | 0 | 0
PS | 0 | 0 | 0 | 0 | 0 | 0
PV | 0 | 0 | 0 | 0 | 0 | 0
PeakG | 0 | 0 | 0 | 0 | 0 | 0
PeakO | 15 | 0 | 0 | 0 | 0 | 0
ST | 0 | 0 | 0 | 0 | 0 | 0
STOG | 0 | 0 | 0 | 0 | 0 | 0
STWD | 0 | 0 | 0 | 0 | 0 | 0
WT | 0 | 0 | 0 | 0 | 0 | 0
IGCC | 0 | 0 | 0 | 0 | 0 | 0
DemandResponse | 0 | 0 | 0 | 0 | 0 | 0
IGCC-CCS | 0 | 0 | 0 | 0 | 0 | 0
WT_off | 0 | 0 | 0 | 0 | 0 | 0
PseudoUnit | 0 | 0 | 0 | 0 | 0 | 0
FixedInterchange | 0 | 0 | 0 | 0 | 0 | 0
Total Installed Capacity by Reporting Type: AZ_NM_SNV_Gas
ReportingType | 2015 | 2020 | 2025 | 2030 | 2035 | 2040
BM | 0 | 0 | 0 | 0 | 0 | 0
CC | 13440.71 | 13440.71 | 13440.71 | 11027.15 | 5842.52 | 387
CSP | 0 | 0 | 0 | 0 | 0 | 0
CT | 736 | 736 | 736 | 736 | 0 | 0
Coal | 0 | 0 | 0 | 0 | 0 | 0
Geo | 0 | 0 | 0 | 0 | 0 | 0
H | 0 | 0 | 0 | 0 | 0 | 0
LFG | 0 | 0 | 0 | 0 | 0 | 0
Nuc | 0 | 0 | 0 | 0 | 0 | 0
PS | 0 | 0 | 0 | 0 | 0 | 0
PV | 0 | 0 | 0 | 0 | 0 | 0
PeakG | 3660 | 2551.66 | 0 | 0 | 0 | 0
PeakO | 0 | 0 | 0 | 0 | 0 | 0
ST | 0 | 0 | 0 | 0 | 0 | 0
STOG | 0 | 0 | 0 | 0 | 0 | 0
STWD | 0 | 0 | 0 | 0 | 0 | 0
WT | 0 | 0 | 0 | 0 | 0 | 0
IGCC | 0 | 0 | 0 | 0 | 0 | 0
DemandResponse | 334.55 | 4978.39 | 10255.53 | 10954.94 | 11682.53 | 12468.15
IGCC-CCS | 0 | 0 | 0 | 0 | 0 | 0
WT_off | 0 | 0 | 0 | 0 | 0 | 0
PseudoUnit | 0 | 0 | 0 | 0 | 0 | 0
FixedInterchange | 0 | 0 | 0 | 0 | 0 | 0
Total Installed Capacity by Reporting Type: AZ_NM_SNV_NucRenew
ReportingType | 2015 | 2020 | 2025 | 2030 | 2035 | 2040
BM | 0 | 0 | 0 | 0 | 0 | 5887.68
CC | 0 | 0 | 0 | 0 | 0 | 0
CSP | 0 | 0 | 0 | 0 | 0 | 0
CT | 0 | 0 | 0 | 0 | 0 | 0
Coal | 0 | 0 | 0 | 0 | 0 | 0
Geo | 0 | 0 | 1450 | 1450 | 1450 | 1450
H | 3131 | 3131 | 3131 | 3131 | 3131 | 3131
LFG | 7 | 7 | 67.67 | 67.67 | 67.67 | 67.67
Nuc | 3875 | 3875 | 3875 | 7399.55 | 11356.47 | 11356.47
PS | 216 | 216 | 216 | 216 | 216 | 216
PV | 148.7 | 148.7 | 148.7 | 148.7 | 148.7 | 148.7
PeakG | 0 | 0 | 0 | 0 | 0 | 0
PeakO | 0 | 0 | 0 | 0 | 0 | 0
ST | 280 | 663.47 | 864.53 | 1014.72 | 1149.21 | 1293.33
STOG | 0 | 0 | 0 | 0 | 0 | 0
STWD | 26 | 26 | 26 | 26 | 26 | 26
WT | 525.1 | 11303.31 | 11303.31 | 11303.31 | 11303.31 | 11303.31
IGCC | 0 | 0 | 0 | 0 | 0 | 0
DemandResponse | 0 | 0 | 0 | 0 | 0 | 0
IGCC-CCS | 0 | 0 | 0 | 0 | 0 | 0
WT_off | 0 | 0 | 0 | 0 | 0 | 0
PseudoUnit | 0 | 0 | 0 | 0 | 0 | 0
FixedInterchange | 0 | 0 | 0 | 0 | 0 | 0
Total Installed Capacity by Reporting Type: ERCOT
ReportingType | 2015 | 2020 | 2025 | 2030 | 2035 | 2040
BM | 145 | 145 | 145 | 145 | 4064.97 | 4064.97
CC | 43533.3 | 43533.3 | 43533.3 | 43040.3 | 32642.27 | 26637
CSP | 0 | 0 | 0 | 0 | 0 | 0
CT | 250 | 250 | 250 | 250 | 0 | 0
Coal | 5649.21 | 3910 | 3350 | 3350 | 3350 | 3350
Geo | 0 | 0 | 0 | 0 | 0 | 0
H | 565 | 565 | 565 | 565 | 565 | 565
LFG | 75 | 75 | 429 | 429 | 429 | 429
Nuc | 5091 | 5091 | 5091 | 6608.14 | 15144.8 | 20847.29
PS | 0 | 0 | 0 | 0 | 0 | 0
PV | 15 | 15 | 15 | 15 | 1 | 1
PeakG | 4768 | 4768 | 4768 | 3243.3 | 0 | 0
PeakO | 51 | 51 | 0 | 0 | 0 | 0
ST | 0 | 0 | 0 | 0 | 0 | 0
STOG | 14104.68 | 8835.13 | 895.83 | 0 | 0 | 0
STWD | 0 | 0 | 0 | 0 | 0 | 0
WT | 9280.1 | 13888.07 | 27660.63 | 27660.63 | 27660.63 | 28956.52
IGCC | 0 | 0 | 0 | 0 | 0 | 0
DemandResponse | 740.81 | 9024.12 | 17912.11 | 18461.03 | 19072.37 | 19700.55
IGCC-CCS | 0 | 0 | 0 | 0 | 0 | 0
WT_off | 0 | 0 | 0 | 0 | 0 | 0
PseudoUnit | 0 | 0 | 0 | 0 | 0 | 0
FixedInterchange | 0 | 0 | 0 | 0 | 0 | 0
Total Installed Capacity by Reporting Type: NP15
ReportingType | 2015 | 2020 | 2025 | 2030 | 2035 | 2040
BM | 0 | 0 | 0 | 0 | 843.24 | 843.24
CC | 7404 | 7404 | 6987 | 5224 | 3415.98 | 2475.98
CSP | 0 | 0 | 0 | 0 | 0 | 0
CT | 212.6 | 212.6 | 212.6 | 212.6 | 0 | 0
Coal | 191.9 | 0 | 0 | 0 | 0 | 0
Geo | 1123 | 1723 | 1723 | 1723 | 1723 | 1723
H | 8825 | 8825 | 8825 | 8825 | 8825 | 8825
LFG | 85 | 463.43 | 650 | 650 | 650 | 650
Nuc | 2300 | 2300 | 2300 | 2300 | 3660.61 | 3769.44
PS | 2257 | 2257 | 2257 | 2257 | 2257 | 2257
PV | 59.5 | 59.5 | 59.5 | 59.5 | 59.5 | 59.5
PeakG | 3265 | 3265 | 3002 | 2335.51 | 590.91 | 590.91
PeakO | 350 | 350 | 0 | 0 | 0 | 0
ST | 29 | 29 | 29 | 100 | 100 | 100
STOG | 2563.26 | 0 | 0 | 0 | 0 | 0
STWD | 442 | 442 | 442 | 442 | 442 | 442
WT | 1193.2 | 2059.29 | 4492 | 10006.68 | 10006.68 | 10006.68
IGCC | 0 | 0 | 0 | 0 | 0 | 0
DemandResponse | 1828.06 | 3441.02 | 5303.88 | 5605.76 | 5897.26 | 6198.05
IGCC-CCS | 0 | 0 | 0 | 0 | 0 | 0
WT_off | 0 | 0 | 0 | 0 | 0 | 0
PseudoUnit | 0 | 0 | 0 | 0 | 0 | 0
FixedInterchange | 0 | 0 | 0 | 0 | 0 | 0
Total Installed Capacity by Reporting Type: NWPP_Coal
ReportingType | 2015 | 2020 | 2025 | 2030 | 2035 | 2040
BM | 0 | 0 | 0 | 0 | 0 | 0
CC | 0 | 0 | 0 | 0 | 0 | 0
CSP | 0 | 0 | 0 | 0 | 0 | 0
CT | 0 | 0 | 0 | 0 | 0 | 0
Coal | 6984.5 | 5489.8 | 226.8 | 226.8 | 226.8 | 226.8
Geo | 0 | 0 | 0 | 0 | 0 | 0
H | 0 | 0 | 0 | 0 | 0 | 0
LFG | 0 | 0 | 0 | 0 | 0 | 0
Nuc | 0 | 0 | 0 | 0 | 0 | 0
PS | 0 | 0 | 0 | 0 | 0 | 0
PV | 0 | 0 | 0 | 0 | 0 | 0
PeakG | 0 | 0 | 0 | 0 | 0 | 0
PeakO | 0 | 0 | 0 | 0 | 0 | 0
ST | 0 | 0 | 0 | 0 | 0 | 0
STOG | 0 | 0 | 0 | 0 | 0 | 0
STWD | 0 | 0 | 0 | 0 | 0 | 0
WT | 0 | 0 | 0 | 0 | 0 | 0
IGCC | 0 | 0 | 0 | 0 | 0 | 0
DemandResponse | 0 | 0 | 0 | 0 | 0 | 0
IGCC-CCS | 0 | 0 | 0 | 0 | 0 | 0
WT_off | 0 | 0 | 0 | 0 | 0 | 0
PseudoUnit | 0 | 0 | 0 | 0 | 0 | 0
FixedInterchange | 0 | 0 | 0 | 0 | 0 | 0
Total Installed Capacity by Reporting Type: NWPP_Gas
ReportingType | 2015 | 2020 | 2025 | 2030 | 2035 | 2040
BM | 0 | 0 | 0 | 0 | 0 | 0
CC | 6627 | 6627 | 6627 | 4924.72 | 300 | 0
CSP | 0 | 0 | 0 | 0 | 0 | 0
CT | 150 | 150 | 150 | 150 | 0 | 0
Coal | 0 | 0 | 0 | 0 | 0 | 0
Geo | 0 | 0 | 0 | 0 | 0 | 0
H | 0 | 0 | 0 | 0 | 0 | 0
LFG | 0 | 0 | 0 | 0 | 0 | 0
Nuc | 0 | 0 | 0 | 0 | 0 | 0
PS | 0 | 0 | 0 | 0 | 0 | 0
PV | 0 | 0 | 0 | 0 | 0 | 0
PeakG | 0 | 0 | 0 | 0 | 0 | 0
PeakO | 0 | 0 | 0 | 0 | 0 | 0
ST | 0 | 0 | 0 | 0 | 0 | 0
STOG | 0 | 0 | 0 | 0 | 0 | 0
STWD | 0 | 0 | 0 | 0 | 0 | 0
WT | 0 | 0 | 0 | 0 | 0 | 0
IGCC | 0 | 0 | 0 | 0 | 0 | 0
DemandResponse | 0.01 | 3079.15 | 6423.28 | 6754.06 | 7085.45 | 7424.53
IGCC-CCS | 0 | 0 | 0 | 0 | 0 | 0
WT_off | 0 | 0 | 0 | 0 | 0 | 0
PseudoUnit | 0 | 0 | 0 | 0 | 0 | 0
FixedInterchange | 0 | 0 | 0 | 0 | 0 | 0
Total Installed Capacity by Reporting Type: NWPP_NucRenew
ReportingType | 2015 | 2020 | 2025 | 2030 | 2035 | 2040
BM | 32.55 | 32.55 | 32.55 | 32.55 | 32.55 | 32.55
CC | 0 | 0 | 0 | 0 | 0 | 0
CSP | 0 | 0 | 0 | 0 | 0 | 0
CT | 0 | 0 | 0 | 0 | 0 | 0
Coal | 0 | 0 | 0 | 0 | 0 | 0
Geo | 404.2 | 429.2 | 838.2 | 838.2 | 838.2 | 838.2
H | 33736 | 33736 | 33736 | 34071 | 34071 | 34071
LFG | 128.5 | 128.5 | 373 | 373 | 373 | 373
Nuc | 1131 | 1131 | 1131 | 1788.2 | 4935.64 | 4935.64
PS | 258 | 258 | 258 | 258 | 258 | 258
PV | 3 | 3 | 3 | 3 | 3 | 3
PeakG | 0 | 0 | 0 | 0 | 0 | 0
PeakO | 0 | 0 | 0 | 0 | 0 | 0
ST | 0 | 0 | 0 | 0 | 0 | 0
STOG | 0 | 0 | 0 | 0 | 0 | 0
STWD | 561 | 561 | 561 | 561 | 561 | 561
WT | 6865.3 | 6865.3 | 25637.99 | 25781.8 | 25781.8 | 25781.8
IGCC | 0 | 0 | 0 | 0 | 0 | 0
DemandResponse | 0 | 0 | 0 | 0 | 0 | 0
IGCC-CCS | 0 | 0 | 0 | 0 | 0 | 0
WT_off | 0 | 0 | 0 | 0 | 0 | 0
PseudoUnit | 0 | 0 | 0 | 0 | 0 | 0
FixedInterchange | 0 | 0 | 0 | 0 | 0 | 0
Total Installed Capacity by Reporting Type: RMPA
ReportingType | 2015 | 2020 | 2025 | 2030 | 2035 | 2040
BM | 0 | 0 | 0 | 0 | 1404.62 | 2078.03
CC | 1934.61 | 2741 | 2741 | 2741 | 2542.13 | 2288.83
CSP | 0 | 0 | 0 | 0 | 0 | 0
CT | 152 | 152 | 152 | 152 | 0 | 0
Coal | 7060.36 | 4909.71 | 1167.3 | 1167.3 | 1167.3 | 1167.3
Geo | 0 | 0 | 2570 | 2570 | 2570 | 2570
H | 982 | 982 | 982 | 982 | 982 | 982
LFG | 7.4 | 7.4 | 36.33 | 36.33 | 36.33 | 36.33
Nuc | 0.1 | 0.1 | 210.39 | 1502.71 | 1502.71 | 1502.71
PS | 563 | 563 | 563 | 563 | 563 | 563
PV | 21 | 21 | 21 | 21 | 21 | 21
PeakG | 2814 | 2814 | 2814 | 1519.74 | 453.01 | 0
PeakO | 0 | 0 | 0 | 0 | 0 | 0
ST | 3 | 343.85 | 348.45 | 353.13 | 353.13 | 426.81
STOG | 0 | 0 | 0 | 0 | 0 | 0
STWD | 0 | 0 | 0 | 0 | 0 | 0
WT | 2113.4 | 5689.73 | 5762.19 | 5836.16 | 5915.23 | 5915.23
IGCC | 0 | 0 | 0 | 0 | 0 | 0
DemandResponse | 486.05 | 1538.39 | 2754.45 | 2933.81 | 3124.47 | 3327.63
IGCC-CCS | 0 | 0 | 0 | 0 | 0 | 0
WT_off | 0 | 0 | 0 | 0 | 0 | 0
PseudoUnit | 0 | 0 | 0 | 0 | 0 | 0
FixedInterchange | 0 | 0 | 0 | 0 | 0 | 0
Total Installed Capacity by Reporting Type: SP15
ReportingType | 2015 | 2020 | 2025 | 2030 | 2035 | 2040
BM | 6 | 6 | 6 | 6 | 674.59 | 674.59
CC | 10080.5 | 10080.5 | 9573.64 | 9068.5 | 7998.83 | 7998.83
CSP | 0 | 0 | 0 | 0 | 0 | 0
CT | 0 | 0 | 0 | 0 | 0 | 0
Coal | 185.7 | 101.2 | 0 | 0 | 0 | 0
Geo | 963 | 2413 | 2413 | 2413 | 2413 | 2413
H | 1163 | 1163 | 1163 | 1163 | 1163 | 1163
LFG | 223.2 | 779 | 779 | 779 | 779 | 779
Nuc | 2250 | 2250 | 2250 | 3288.13 | 5103.3 | 5103.3
PS | 1440 | 1440 | 1440 | 1440 | 1440 | 1440
PV | 126.8 | 126.8 | 126.8 | 126.8 | 126.8 | 126.8
PeakG | 4309 | 4309 | 4309 | 4309 | 3718.09 | 3718.09
PeakO | 51 | 51 | 0 | 0 | 0 | 0
ST | 448 | 448 | 448 | 675.71 | 675.71 | 675.71
STOG | 7829.39 | 4193.49 | 0 | 0 | 0 | 0
STWD | 119 | 119 | 119 | 119 | 119 | 119
WT | 2207.8 | 2207.8 | 16372.8 | 16372.8 | 16372.8 | 16372.8
IGCC | 0 | 0 | 0 | 0 | 0 | 0
DemandResponse | 2613.15 | 5006.23 | 7716.44 | 8155.64 | 8579.73 | 9017.33
IGCC-CCS | 0 | 0 | 0 | 0 | 0 | 0
WT_off | 0 | 0 | 0 | 0 | 0 | 0
PseudoUnit | 0 | 0 | 0 | 0 | 0 | 0
FixedInterchange | 0 | 0 | 0 | 0 | 0 | 0
Total Installed Capacity by Reporting Type: ALB
ReportingType | 2015 | 2020 | 2025 | 2030 | 2035 | 2040
BM | 0 | 0 | 0 | 0 | 0 | 0
CC | 2399.37 | 2399.37 | 2399.37 | 197.37 | 197.37 | 0
CSP | 0 | 0 | 0 | 0 | 0 | 0
CT | 201.5 | 201.5 | 201.5 | 201.5 | 0 | 0
Coal | 6240.83 | 6240.83 | 6102.99 | 495 | 495 | 495
Geo | 0 | 0 | 0 | 0 | 0 | 0
H | 912 | 912 | 912 | 912 | 912 | 912
LFG | 10 | 10 | 10 | 10 | 10 | 10
Nuc | 0.1 | 0.1 | 0.1 | 8073.77 | 8528.73 | 8528.73
PS | 0 | 0 | 0 | 0 | 0 | 0
PV | 0 | 0 | 0 | 0 | 0 | 0
PeakG | 1037.82 | 505.75 | 0 | 0 | 0 | 0
PeakO | 0 | 0 | 0 | 0 | 0 | 0
ST | 0 | 0 | 0 | 0 | 0 | 0
STOG | 0 | 0 | 0 | 0 | 0 | 0
STWD | 174 | 174 | 174 | 174 | 174 | 174
WT | 672 | 672 | 672 | 763 | 763 | 763
IGCC | 0 | 0 | 0 | 0 | 0 | 0
DemandResponse | 105.16 | 859.19 | 1729.13 | 1854.22 | 1988.37 | 2132.22
IGCC-CCS | 0 | 0 | 0 | 0 | 0 | 0
WT_off | 0 | 0 | 0 | 0 | 0 | 0
PseudoUnit | 0 | 0 | 0 | 0 | 0 | 0
FixedInterchange | 0 | 0 | 0 | 0 | 0 | 0
Total Installed Capacity by Reporting Type: BC
ReportingType | 2015 | 2020 | 2025 | 2030 | 2035 | 2040
BM | 0 | 0 | 0 | 0 | 0 | 0
CC | 967.87 | 967.87 | 967.87 | 762.87 | 762.87 | 0
CSP | 0 | 0 | 0 | 0 | 0 | 0
CT | 0 | 0 | 0 | 0 | 0 | 0
Coal | 0 | 0 | 0 | 0 | 0 | 0
Geo | 0 | 0 | 0 | 0 | 0 | 0
H | 12161 | 12161 | 12161 | 12161 | 12161 | 12161
LFG | 24 | 24 | 24 | 24 | 24 | 24
Nuc | 0.1 | 0.1 | 0.1 | 0.1 | 0.1 | 0.1
PS | 0 | 0 | 0 | 0 | 0 | 0
PV | 0 | 0 | 0 | 0 | 0 | 0
PeakG | 0 | 0 | 0 | 0 | 0 | 0
PeakO | 0 | 0 | 0 | 0 | 0 | 0
ST | 0 | 0 | 0 | 0 | 0 | 0
STOG | 0 | 0 | 0 | 0 | 0 | 0
STWD | 510 | 510 | 510 | 510 | 510 | 510
WT | 246 | 246 | 246 | 402 | 402 | 402
IGCC | 0 | 0 | 0 | 0 | 0 | 0
DemandResponse | 0.01 | 854.9 | 1793.56 | 1881.42 | 1973.6 | 2070.28
IGCC-CCS | 0 | 0 | 0 | 0 | 0 | 0
WT_off | 0 | 0 | 0 | 0 | 0 | 0
PseudoUnit | 0 | 0 | 0 | 0 | 0 | 0
FixedInterchange | 0 | 0 | 0 | 0 | 0 | 0
Total Installed Capacity by Reporting Type: HQ_IESO
ReportingType | 2015 | 2020 | 2025 | 2030 | 2035 | 2040
BM | 0 | 0 | 0 | 0 | 0 | 0
CC | 0 | 0 | 0 | 0 | 0 | 0
CSP | 0 | 0 | 0 | 0 | 0 | 0
CT | 0 | 0 | 0 | 0 | 0 | 0
Coal | 0 | 0 | 0 | 0 | 0 | 0
Geo | 0 | 0 | 0 | 0 | 0 | 0
H | 0 | 0 | 0 | 0 | 0 | 0
LFG | 0 | 0 | 0 | 0 | 0 | 0
Nuc | 0.1 | 0.1 | 0.1 | 0.1 | 0.1 | 0.1
PS | 0 | 0 | 0 | 0 | 0 | 0
PV | 0 | 0 | 0 | 0 | 0 | 0
PeakG | 0 | 0 | 0 | 0 | 0 | 0
PeakO | 0 | 0 | 0 | 0 | 0 | 0
ST | 0 | 0 | 0 | 0 | 0 | 0
STOG | 0 | 0 | 0 | 0 | 0 | 0
STWD | 0 | 0 | 0 | 0 | 0 | 0
WT | 0 | 0 | 0 | 0 | 0 | 0
IGCC | 0 | 0 | 0 | 0 | 0 | 0
DemandResponse | 0 | 0 | 0 | 0 | 0 | 0
IGCC-CCS | 0 | 0 | 0 | 0 | 0 | 0
WT_off | 0 | 0 | 0 | 0 | 0 | 0
PseudoUnit | 0 | 0 | 705.06 | 1363.28 | 1363.28 | 1848
FixedInterchange | 3000 | 3000 | 3000 | 3000 | 3000 | 3000
Total Installed Capacity by Reporting Type: HQ_NEISO
ReportingType | 2015 | 2020 | 2025 | 2030 | 2035 | 2040
BM | 0 | 0 | 0 | 0 | 0 | 0
CC | 0 | 0 | 0 | 0 | 0 | 0
CSP | 0 | 0 | 0 | 0 | 0 | 0
CT | 0 | 0 | 0 | 0 | 0 | 0
Coal | 0 | 0 | 0 | 0 | 0 | 0
Geo | 0 | 0 | 0 | 0 | 0 | 0
H | 0 | 0 | 0 | 0 | 0 | 0
LFG | 0 | 0 | 0 | 0 | 0 | 0
Nuc | 0.1 | 0.1 | 0.1 | 0.1 | 0.1 | 0.1
PS | 0 | 0 | 0 | 0 | 0 | 0
PV | 0 | 0 | 0 | 0 | 0 | 0
PeakG | 0 | 0 | 0 | 0 | 0 | 0
PeakO | 0 | 0 | 0 | 0 | 0 | 0
ST | 0 | 0 | 0 | 0 | 0 | 0
STOG | 0 | 0 | 0 | 0 | 0 | 0
STWD | 0 | 0 | 0 | 0 | 0 | 0
WT | 0 | 0 | 0 | 0 | 0 | 0
IGCC | 0 | 0 | 0 | 0 | 0 | 0
DemandResponse | 0 | 0 | 0 | 0 | 0 | 0
IGCC-CCS | 0 | 0 | 0 | 0 | 0 | 0
WT_off | 0 | 0 | 0 | 0 | 0 | 0
PseudoUnit | 0 | 0 | 1111.9 | 1111.9 | 1111.9 | 1111.9
FixedInterchange | 2920 | 2920 | 2920 | 2920 | 2920 | 2920
Total Installed Capacity by Reporting Type: HQ_NY
ReportingType | 2015 | 2020 | 2025 | 2030 | 2035 | 2040
BM | 0 | 0 | 0 | 0 | 0 | 0
CC | 0 | 0 | 0 | 0 | 0 | 0
CSP | 0 | 0 | 0 | 0 | 0 | 0
CT | 0 | 0 | 0 | 0 | 0 | 0
Coal | 0 | 0 | 0 | 0 | 0 | 0
Geo | 0 | 0 | 0 | 0 | 0 | 0
H | 0 | 0 | 0 | 0 | 0 | 0
LFG | 0 | 0 | 0 | 0 | 0 | 0
Nuc | 0.1 | 0.1 | 0.1 | 0.1 | 0.1 | 0.1
PS | 0 | 0 | 0 | 0 | 0 | 0
PV | 0 | 0 | 0 | 0 | 0 | 0
PeakG | 0 | 0 | 0 | 0 | 0 | 0
PeakO | 0 | 0 | 0 | 0 | 0 | 0
ST | 0 | 0 | 0 | 0 | 0 | 0
STOG | 0 | 0 | 0 | 0 | 0 | 0
STWD | 0 | 0 | 0 | 0 | 0 | 0
WT | 0 | 0 | 0 | 0 | 0 | 0
IGCC | 0 | 0 | 0 | 0 | 0 | 0
DemandResponse | 0 | 0 | 0 | 0 | 0 | 0
IGCC-CCS | 0 | 0 | 0 | 0 | 0 | 0
WT_off | 0 | 0 | 0 | 0 | 0 | 0
PseudoUnit | 0 | 2333.05 | 2333.05 | 2333.05 | 2333.05 | 2333.05
FixedInterchange | 1500 | 1500 | 1500 | 1500 | 1500 | 1500
Total Installed Capacity by Reporting Type: MARITIMES
ReportingType | 2015 | 2020 | 2025 | 2030 | 2035 | 2040
BM | 0 | 0 | 0 | 0 | 0 | 0
CC | 0 | 0 | 0 | 0 | 0 | 0
CSP | 0 | 0 | 0 | 0 | 0 | 0
CT | 0 | 0 | 0 | 0 | 0 | 0
Coal | 0 | 0 | 0 | 0 | 0 | 0
Geo | 0 | 0 | 0 | 0 | 0 | 0
H | 0 | 0 | 0 | 0 | 0 | 0
LFG | 0 | 0 | 0 | 0 | 0 | 0
Nuc | 0.1 | 0.1 | 0.1 | 0.1 | 0.1 | 0.1
PS | 0 | 0 | 0 | 0 | 0 | 0
PV | 0 | 0 | 0 | 0 | 0 | 0
PeakG | 0 | 0 | 0 | 0 | 0 | 0
PeakO | 0 | 0 | 0 | 0 | 0 | 0
ST | 0 | 0 | 0 | 0 | 0 | 0
STOG | 0 | 0 | 0 | 0 | 0 | 0
STWD | 0 | 0 | 0 | 0 | 0 | 0
WT | 0 | 0 | 0 | 0 | 0 | 0
IGCC | 0 | 0 | 0 | 0 | 0 | 0
DemandResponse | 0 | 0 | 0 | 0 | 0 | 0
IGCC-CCS | 0 | 0 | 0 | 0 | 0 | 0
WT_off | 0 | 0 | 0 | 0 | 0 | 0
PseudoUnit | 0 | 500 | 500 | 500 | 500 | 500
FixedInterchange | 1400 | 1400 | 1400 | 1400 | 1400 | 1400
Total Installed Capacity by Reporting Type: All
ReportingType | 2015 | 2020 | 2025 | 2030 | 2035 | 2040
BM | 1251 | 1251 | 1251 | 1251 | 30109.32 | 38857.27
CC | 282870.33 | 285653.51 | 278611.46 | 258253.63 | 210962.63 | 166554.51
CSP | 0 | 0 | 0 | 0 | 0 | 0
CT | 6393.79 | 6693.79 | 6693.79 | 6002.26 | 608.3 | 308.3
Coal | 183585.96 | 83531.89 | 29604.45 | 22437.99 | 22328.36 | 22217.89
Geo | 2534.2 | 4609.2 | 9038.2 | 9038.2 | 9038.2 | 9038.2
H | 106079.79 | 108985.79 | 110507.79 | 113000.2 | 113412.6 | 113662.6
LFG | 4136 | 6089 | 8299 | 9023 | 9023 | 9023
Nuc | 117236.86 | 121152.36 | 122912.3 | 169664.27 | 193088.57 | 223382.57
PS | 21788 | 21788 | 21788 | 21788 | 21788 | 21788
PV | 1648 | 3623.62 | 4468.76 | 4550.1 | 6655.85 | 6655.85
PeakG | 117388.05 | 115059.15 | 101745.91 | 73169.36 | 56811.82 | 39177.16
PeakO | 18294.99 | 16604.3 | 14713.3 | 8901.76 | 3888.47 | 1939.93
ST | 760 | 1484.32 | 1689.97 | 2143.56 | 2278.05 | 2495.84
STOG | 48459.67 | 35890.3 | 4452.19 | 506.09 | 506.09 | 506.09
STWD | 4951 | 4951 | 4951 | 4951 | 4951 | 4951
WT | 64004.8 | 239004.8 | 369225.38 | 392215.02 | 405538.14 | 408987.79
IGCC | 618 | 618 | 618 | 618 | 618 | 618
DemandResponse | 37863.74 | 115262.18 | 200794.08 | 209050.63 | 217626.86 | 226578.99
IGCC-CCS | 0 | 0 | 0 | 0 | 0 | 0
WT_off | 469 | 489.1 | 2649.27 | 2649.27 | 6910.07 | 7155.33
PseudoUnit | 0 | 2833.05 | 4650 | 5308.22 | 5308.22 | 5792.95
FixedInterchange | 8820 | 8820 | 8820 | 8820 | 8820 | 8820
Total Installed Capacity by Reporting Type: EI_US
ReportingType | 2015 | 2020 | 2025 | 2030 | 2035 | 2040
BM | 741.12 | 741.12 | 741.12 | 741.12 | 22763.01 | 24949.87
CC | 194223.93 | 196200.72 | 190813.54 | 179739.68 | 155732.62 | 125503.86
CSP | 0 | 0 | 0 | 0 | 0 | 0
CT | 4323.69 | 4623.69 | 4623.69 | 3932.17 | 608.3 | 308.3
Coal | 147116.11 | 57544.05 | 18757.35 | 17198.89 | 17089.26 | 16978.79
Geo | 44 | 44 | 44 | 44 | 44 | 44
H | 29436.09 | 31647.09 | 31674.09 | 32783.09 | 32783.09 | 32783.09
LFG | 3458.4 | 4477.17 | 5812.5 | 6536 | 6536 | 6536
Nuc | 89571.36 | 93486.86 | 95036.51 | 125685.47 | 130868 | 156890.69
PS | 16931 | 16931 | 16931 | 16931 | 16931 | 16931
PV | 176.74 | 2152.36 | 2997.5 | 3078.85 | 6265.85 | 6265.85
PeakG | 96975.23 | 96286.74 | 86852.91 | 61761.81 | 52049.8 | 34868.16
PeakO | 17823.99 | 16148.3 | 14713.3 | 8901.76 | 3888.47 | 1939.93
ST | 0 | 0 | 0 | 0 | 0 | 0
STOG | 23836.35 | 22861.68 | 3556.36 | 506.09 | 506.09 | 506.09
STWD | 2980 | 2980 | 2980 | 2980 | 2980 | 2980
WT | 36938.6 | 192110 | 273115.17 | 290125.34 | 303946.78 | 306100.54
IGCC | 618 | 618 | 618 | 618 | 618 | 618
DemandResponse | 29707.66 | 82749.66 | 141208.28 | 146548.57 | 152110.89 | 157909.4
IGCC-CCS | 0 | 0 | 0 | 0 | 0 | 0
WT_off | 469 | 489.1 | 2649.27 | 2649.27 | 6910.07 | 7155.33
PseudoUnit | 0 | 2833.05 | 3944.95 | 3944.95 | 3944.95 | 3944.95
FixedInterchange | 5820 | 5820 | 5820 | 5820 | 5820 | 5820
Total Installed Capacity by Reporting Type: EI_Canada
ReportingType | 2015 | 2020 | 2025 | 2030 | 2035 | 2040
BM | 326.33 | 326.33 | 326.33 | 326.33 | 326.33 | 326.33
CC | 2259.05 | 2259.05 | 1528.05 | 1528.05 | 1528.05 | 1263
CSP | 0 | 0 | 0 | 0 | 0 | 0
CT | 368 | 368 | 368 | 368 | 0 | 0
Coal | 1002.38 | 0 | 0 | 0 | 0 | 0
Geo | 0 | 0 | 0 | 0 | 0 | 0
H | 15168.7 | 15863.7 | 17358.7 | 18407.1 | 18819.51 | 19069.51
LFG | 117.5 | 117.5 | 117.5 | 118 | 118 | 118
Nuc | 13018.2 | 13018.2 | 13018.2 | 13018.2 | 11988.2 | 10448.2
PS | 123 | 123 | 123 | 123 | 123 | 123
PV | 1097.26 | 1097.26 | 1097.26 | 1097.26 | 30 | 30
PeakG | 559 | 559 | 0 | 0 | 0 | 0
PeakO | 4 | 4 | 0 | 0 | 0 | 0
ST | 0 | 0 | 0 | 0 | 0 | 0
STOG | 126 | 0 | 0 | 0 | 0 | 0
STWD | 139 | 139 | 139 | 139 | 139 | 139
WT | 3963.3 | 3963.3 | 3963.3 | 3963.3 | 3385.9 | 3385.9
IGCC | 0 | 0 | 0 | 0 | 0 | 0
DemandResponse | 2048.29 | 3731.13 | 5697.44 | 5901.17 | 6112.21 | 6330.83
IGCC-CCS | 0 | 0 | 0 | 0 | 0 | 0
WT_off | 0 | 0 | 0 | 0 | 0 | 0
PseudoUnit | 0 | 0 | 705.06 | 1363.28 | 1363.28 | 1848
FixedInterchange | 3000 | 3000 | 3000 | 3000 | 3000 | 3000
Total Installed Capacity by Reporting Type: EI
ReportingType | 2015 | 2020 | 2025 | 2030 | 2035 | 2040
BM | 1067.45 | 1067.45 | 1067.45 | 1067.45 | 23089.34 | 25276.21
CC | 196482.98 | 198459.77 | 192341.59 | 181267.73 | 157260.67 | 126766.86
CSP | 0 | 0 | 0 | 0 | 0 | 0
CT | 4691.69 | 4991.69 | 4991.69 | 4300.17 | 608.3 | 308.3
Coal | 148118.49 | 57544.05 | 18757.35 | 17198.89 | 17089.26 | 16978.79
Geo | 44 | 44 | 44 | 44 | 44 | 44
H | 44604.79 | 47510.79 | 49032.79 | 51190.2 | 51602.6 | 51852.6
LFG | 3575.9 | 4594.67 | 5930 | 6654 | 6654 | 6654
Nuc | 102589.56 | 106505.06 | 108054.71 | 138703.67 | 142856.2 | 167338.89
PS | 17054 | 17054 | 17054 | 17054 | 17054 | 17054
PV | 1274 | 3249.62 | 4094.76 | 4176.1 | 6295.85 | 6295.85
PeakG | 97534.23 | 96845.74 | 86852.91 | 61761.81 | 52049.8 | 34868.16
PeakO | 17827.99 | 16152.3 | 14713.3 | 8901.76 | 3888.47 | 1939.93
ST | 0 | 0 | 0 | 0 | 0 | 0
STOG | 23962.35 | 22861.68 | 3556.36 | 506.09 | 506.09 | 506.09
STWD | 3119 | 3119 | 3119 | 3119 | 3119 | 3119
WT | 40901.9 | 196073.3 | 277078.47 | 294088.64 | 307332.68 | 309486.44
IGCC | 618 | 618 | 618 | 618 | 618 | 618
DemandResponse | 31755.95 | 86480.79 | 146905.72 | 152449.74 | 158223.1 | 164240.23
IGCC-CCS | 0 | 0 | 0 | 0 | 0 | 0
WT_off | 469 | 489.1 | 2649.27 | 2649.27 | 6910.07 | 7155.33
PseudoUnit | 0 | 2833.05 | 4650 | 5308.22 | 5308.22 | 5792.95
FixedInterchange | 8820 | 8820 | 8820 | 8820 | 8820 | 8820
Total Installed Capacity by Reporting Type: Outside_EI
ReportingType | 2015 | 2020 | 2025 | 2030 | 2035 | 2040
BM | 183.55 | 183.55 | 183.55 | 183.55 | 7019.97 | 13581.06
CC | 86387.35 | 87193.74 | 86269.88 | 76985.9 | 53701.97 | 39787.65
CSP | 0 | 0 | 0 | 0 | 0 | 0
CT | 1702.1 | 1702.1 | 1702.1 | 1702.1 | 0 | 0
Coal | 35467.46 | 25987.84 | 10847.09 | 5239.1 | 5239.1 | 5239.1
Geo | 2490.2 | 4565.2 | 8994.2 | 8994.2 | 8994.2 | 8994.2
H | 61475 | 61475 | 61475 | 61810 | 61810 | 61810
LFG | 560.1 | 1494.33 | 2369 | 2369 | 2369 | 2369
Nuc | 14647.3 | 14647.3 | 14857.59 | 30960.59 | 50232.37 | 56043.69
PS | 4734 | 4734 | 4734 | 4734 | 4734 | 4734
PV | 374 | 374 | 374 | 374 | 360 | 360
PeakG | 19853.82 | 18213.41 | 14893 | 11407.55 | 4762.02 | 4309.01
PeakO | 467 | 452 | 0 | 0 | 0 | 0
ST | 760 | 1484.32 | 1689.97 | 2143.56 | 2278.05 | 2495.84
STOG | 24497.33 | 13028.62 | 895.83 | 0 | 0 | 0
STWD | 1832 | 1832 | 1832 | 1832 | 1832 | 1832
WT | 23102.9 | 42931.5 | 92146.92 | 98126.38 | 98205.45 | 99501.35
IGCC | 0 | 0 | 0 | 0 | 0 | 0
DemandResponse | 6107.8 | 28781.39 | 53888.36 | 56600.89 | 59403.76 | 62338.76
IGCC-CCS | 0 | 0 | 0 | 0 | 0 | 0
WT_off | 0 | 0 | 0 | 0 | 0 | 0
PseudoUnit | 0 | 0 | 0 | 0 | 0 | 0
FixedInterchange | 0 | 0 | 0 | 0 | 0 | 0
#6 | Retrofit Capacity (MW)
Retrofit Capacity by Reporting Type: Entergy
ReportingType | 2015 | 2020 | 2025 | 2030 | 2035 | 2040
FGD | 0 | 2372.94 | 0 | 0 | 0 | 0
SNCR | 0 | 0 | 0 | 0 | 0 | 0
SCR | 0 | 0 | 0 | 0 | 0 | 0
ACI90 | 0 | 0 | 0 | 0 | 0 | 0
RPJ90 | 0 | 2372.94 | 0 | 0 | 0 | 0
PCSEQ | 0 | 0 | 0 | 0 | 0 | 0
Retrofit Capacity by Reporting Type: FRCC
ReportingType | 2015 | 2020 | 2025 | 2030 | 2035 | 2040
FGD | 0 | 0 | 0 | 0 | 0 | 0
SNCR | 0 | 0 | 0 | 0 | 0 | 0
SCR | 1898 | 0 | 0 | 0 | 0 | 0
ACI90 | 0 | 0 | 0 | 0 | 0 | 0
RPJ90 | 0 | 626 | 0 | 0 | 0 | 0
PCSEQ | 0 | 0 | 0 | 0 | 0 | 0
Retrofit Capacity by Reporting Type: MAPP_US
ReportingType | 2015 | 2020 | 2025 | 2030 | 2035 | 2040
FGD | 221 | 0 | 0 | 0 | 0 | 0
SNCR | 0 | 0 | 0 | 0 | 0 | 0
SCR | 0 | 0 | 0 | 0 | 0 | 0
ACI90 | 0 | 0 | 0 | 0 | 0 | 0
RPJ90 | 0 | 946.64 | 414.94 | 228.48 | 118.85 | 8.37
PCSEQ | 0 | 0 | 0 | 0 | 0 | 0
Retrofit Capacity by Reporting Type: MISO_IN
ReportingType | 2015 | 2020 | 2025 | 2030 | 2035 | 2040
FGD | 0 | 0 | 0 | 0 | 0 | 0
SNCR | 0 | 0 | 0 | 0 | 0 | 0
SCR | 0 | 0 | 0 | 0 | 0 | 0
ACI90 | 0 | 0 | 0 | 0 | 0 | 0
RPJ90 | 0 | 6660.4 | 164.64 | 164.64 | 164.64 | 164.64
PCSEQ | 0 | 0 | 2.94 | 47.08 | 59.32 | 59.32
Retrofit Capacity by Reporting Type: MISO_MI
ReportingType | 2015 | 2020 | 2025 | 2030 | 2035 | 2040
FGD | 0 | 0 | 0 | 0 | 0 | 0
SNCR | 0 | 0 | 0 | 0 | 0 | 0
SCR | 355 | 0 | 0 | 0 | 0 | 0
ACI90 | 0 | 0 | 0 | 0 | 0 | 0
RPJ90 | 0 | 0 | 0 | 0 | 0 | 0
PCSEQ | 0 | 0 | 0 | 0 | 0 | 0
Retrofit Capacity by Reporting Type: MISO_MO-IL
ReportingType | 2015 | 2020 | 2025 | 2030 | 2035 | 2040
FGD | 0 | 0 | 0 | 0 | 0 | 0
SNCR | 0 | 0 | 0 | 0 | 0 | 0
SCR | 400 | 200 | 200 | 200 | 200 | 200
ACI90 | 0 | 0 | 0 | 0 | 0 | 0
RPJ90 | 2275 | 2381 | 0 | 0 | 0 | 0
PCSEQ | 0 | 0 | 3.24 | 72.06 | 72.06 | 72.06
Retrofit Capacity by Reporting Type: MISO_W
ReportingType | 2015 | 2020 | 2025 | 2030 | 2035 | 2040
FGD | 0 | 867.5 | 0 | 0 | 0 | 0
SNCR | 0 | 0 | 0 | 0 | 0 | 0
SCR | 963.16 | 350.53 | 0 | 0 | 0 | 0
ACI90 | 0 | 0 | 0 | 0 | 0 | 0
RPJ90 | 2652.36 | 5783.03 | 800 | 800 | 800 | 800
PCSEQ | 0 | 0 | 393.24 | 393.24 | 393.24 | 393.24
Retrofit Capacity by Reporting Type: MISO_WUMS
ReportingType | 2015 | 2020 | 2025 | 2030 | 2035 | 2040
FGD | 1135 | 333.1 | 0 | 0 | 0 | 0
SNCR | 0 | 0 | 0 | 0 | 0 | 0
SCR | 2778.6 | 615 | 615 | 615 | 615 | 615
ACI90 | 0 | 0 | 0 | 0 | 0 | 0
RPJ90 | 1740.2 | 870.1 | 537 | 537 | 537 | 537
PCSEQ | 0 | 0 | 193.48 | 356.88 | 383.73 | 492.09
Retrofit Capacity by Reporting Type: Nebraska
ReportingType | 2015 | 2020 | 2025 | 2030 | 2035 | 2040
FGD | 0 | 0 | 0 | 0 | 0 | 0
SNCR | 0 | 0 | 0 | 0 | 0 | 0
SCR | 0 | 0 | 0 | 0 | 0 | 0
ACI90 | 0 | 0 | 0 | 0 | 0 | 0
RPJ90 | 1364.4 | 682.2 | 682.2 | 682.2 | 682.2 | 682.2
PCSEQ | 0 | 245.8 | 245.8 | 245.8 | 245.8 | 245.8
Retrofit Capacity by Reporting Type: NEISO
ReportingType | 2015 | 2020 | 2025 | 2030 | 2035 | 2040
FGD | 320 | 0 | 0 | 0 | 0 | 0
SNCR | 0 | 0 | 0 | 0 | 0 | 0
SCR | 0 | 0 | 0 | 0 | 0 | 0
ACI90 | 0 | 0 | 0 | 0 | 0 | 0
RPJ90 | 870.93 | 0 | 0 | 0 | 0 | 0
PCSEQ | 0 | 0 | 0 | 0 | 0 | 0
Retrofit Capacity by Reporting Type: NonRTO_Midwest
ReportingType | 2015 | 2020 | 2025 | 2030 | 2035 | 2040
FGD | 1403 | 0 | 0 | 0 | 0 | 0
SNCR | 0 | 0 | 0 | 0 | 0 | 0
SCR | 1463.8 | 731.9 | 731.9 | 731.9 | 731.9 | 731.9
ACI90 | 0 | 0 | 0 | 0 | 0 | 0
RPJ90 | 0 | 3389 | 1757.25 | 385.26 | 385.26 | 385.26
PCSEQ | 0 | 0 | 54.12 | 380.46 | 402.51 | 402.51
Retrofit Capacity by Reporting Type: NYISO_A-F
ReportingType | 2015 | 2020 | 2025 | 2030 | 2035 | 2040
FGD | 0 | 0 | 0 | 0 | 0 | 0
SNCR | 0 | 0 | 0 | 0 | 0 | 0
SCR | 0 | 0 | 0 | 0 | 0 | 0
ACI90 | 0 | 0 | 0 | 0 | 0 | 0
RPJ90 | 486.3 | 0 | 0 | 0 | 0 | 0
PCSEQ | 0 | 0 | 0 | 0 | 0 | 0
Retrofit Capacity by Reporting Type: NYISO_G-I
ReportingType | 2015 | 2020 | 2025 | 2030 | 2035 | 2040
FGD | 0 | 0 | 0 | 0 | 0 | 0
SNCR | 0 | 0 | 0 | 0 | 0 | 0
SCR | 0 | 0 | 0 | 0 | 0 | 0
ACI90 | 0 | 0 | 0 | 0 | 0 | 0
RPJ90 | 0 | 0 | 0 | 0 | 0 | 0
PCSEQ | 0 | 0 | 0 | 0 | 0 | 0
Retrofit Capacity by Reporting Type: NYISO_J-K
ReportingType | 2015 | 2020 | 2025 | 2030 | 2035 | 2040
FGD | 0 | 0 | 0 | 0 | 0 | 0
SNCR | 0 | 0 | 0 | 0 | 0 | 0
SCR | 0 | 0 | 0 | 0 | 0 | 0
ACI90 | 0 | 0 | 0 | 0 | 0 | 0
RPJ90 | 0 | 0 | 0 | 0 | 0 | 0
PCSEQ | 0 | 0 | 0 | 0 | 0 | 0
Retrofit Capacity by Reporting Type: PJM_E
ReportingType | 2015 | 2020 | 2025 | 2030 | 2035 | 2040
FGD | 0 | 0 | 0 | 0 | 0 | 0
SNCR | 0 | 0 | 0 | 0 | 0 | 0
SCR | 568 | 0 | 0 | 0 | 0 | 0
ACI90 | 0 | 0 | 0 | 0 | 0 | 0
RPJ90 | 1784 | 0 | 0 | 9.2 | 71.25 | 86.31
PCSEQ | 0 | 0 | 0 | 18.56 | 141.65 | 173.3
Retrofit Capacity by Reporting Type: PJM_ROM
ReportingType | 2015 | 2020 | 2025 | 2030 | 2035 | 2040
FGD | 0 | 0 | 0 | 0 | 0 | 0
SNCR | 0 | 0 | 0 | 0 | 0 | 0
SCR | 341 | 0 | 0 | 0 | 0 | 0
ACI90 | 0 | 0 | 0 | 0 | 0 | 0
RPJ90 | 1286 | 521 | 0 | 0 | 0 | 0
PCSEQ | 0 | 0 | 0 | 0 | 0 | 0
Retrofit Capacity by Reporting Type: PJM_ROR
ReportingType | 2015 | 2020 | 2025 | 2030 | 2035 | 2040
FGD | 0 | 0 | 0 | 0 | 0 | 0
SNCR | 0 | 0 | 0 | 0 | 0 | 0
SCR | 2026.84 | 0 | 0 | 0 | 0 | 0
ACI90 | 0 | 0 | 0 | 0 | 0 | 0
RPJ90 | 0 | 11876.66 | 1973.18 | 1973.18 | 1973.18 | 1973.18
PCSEQ | 0 | 0 | 67.79 | 591.24 | 713.65 | 713.65
Retrofit Capacity by Reporting Type: SOCO
ReportingType | 2015 | 2020 | 2025 | 2030 | 2035 | 2040
FGD | 4088.7 | 0 | 0 | 0 | 0 | 0
SNCR | 0 | 0 | 0 | 0 | 0 | 0
SCR | 3404.7 | 0 | 0 | 0 | 0 | 0
ACI90 | 0 | 0 | 0 | 0 | 0 | 0
RPJ90 | 6809.4 | 1381.6 | 1381.6 | 1381.6 | 1381.6 | 1381.6
PCSEQ | 0 | 0 | 743.92 | 743.92 | 743.92 | 743.92
Retrofit Capacity by Reporting Type: SPP_N
ReportingType | 2015 | 2020 | 2025 | 2030 | 2035 | 2040
FGD | 0 | 0 | 0 | 0 | 0 | 0
SNCR | 0 | 0 | 0 | 0 | 0 | 0
SCR | 0 | 0 | 0 | 0 | 0 | 0
ACI90 | 0 | 0 | 0 | 0 | 0 | 0
RPJ90 | 1302 | 1733 | 0 | 0 | 0 | 0
PCSEQ | 0 | 0 | 0 | 0 | 0 | 0
Retrofit Capacity by Reporting Type: SPP_S
ReportingType | 2015 | 2020 | 2025 | 2030 | 2035 | 2040
FGD | 0 | 1466.33 | 0 | 0 | 0 | 0
SNCR | 0 | 0 | 0 | 0 | 0 | 0
SCR | 0 | 0 | 0 | 0 | 0 | 0
ACI90 | 0 | 0 | 0 | 0 | 0 | 0
RPJ90 | 0 | 1466.33 | 0 | 0 | 0 | 0
PCSEQ | 0 | 0 | 0 | 0 | 0 | 0
Retrofit Capacity by Reporting Type: TVA
ReportingType | 2015 | 2020 | 2025 | 2030 | 2035 | 2040
FGD | 0 | 0 | 0 | 0 | 0 | 0
SNCR | 0 | 0 | 0 | 0 | 0 | 0
SCR | 0 | 0 | 0 | 0 | 0 | 0
ACI90 | 0 | 0 | 0 | 0 | 0 | 0
RPJ90 | 0 | 3889 | 0 | 0 | 0 | 0
PCSEQ | 0 | 0 | 0 | 0 | 0 | 0
Retrofit Capacity by Reporting Type: TVA_Transmission
ReportingType | 2015 | 2020 | 2025 | 2030 | 2035 | 2040
FGD | 0 | 0 | 0 | 0 | 0 | 0
SNCR | 0 | 0 | 0 | 0 | 0 | 0
SCR | 0 | 0 | 0 | 0 | 0 | 0
ACI90 | 0 | 0 | 0 | 0 | 0 | 0
RPJ90 | 0 | 0 | 0 | 0 | 0 | 0
PCSEQ | 0 | 0 | 0 | 0 | 0 | 0
Retrofit Capacity by Reporting Type: VACAR
ReportingType | 2015 | 2020 | 2025 | 2030 | 2035 | 2040
FGD | 0 | 0 | 0 | 0 | 0 | 0
SNCR | 0 | 0 | 0 | 0 | 0 | 0
SCR | 0 | 0 | 0 | 0 | 0 | 0
ACI90 | 0 | 0 | 0 | 0 | 0 | 0
RPJ90 | 0 | 1237.81 | 1160 | 1160 | 1160 | 1160
PCSEQ | 0 | 0 | 417.95 | 417.95 | 417.95 | 417.95
Retrofit Capacity by Reporting Type: IESO
ReportingType | 2015 | 2020 | 2025 | 2030 | 2035 | 2040
FGD | 0 | 0 | 0 | 0 | 0 | 0
SNCR | 0 | 0 | 0 | 0 | 0 | 0
SCR | 0 | 0 | 0 | 0 | 0 | 0
ACI90 | 0 | 0 | 0 | 0 | 0 | 0
RPJ90 | 0 | 0 | 0 | 0 | 0 | 0
PCSEQ | 0 | 0 | 0 | 0 | 0 | 0
Retrofit Capacity by Reporting Type: MAPP_CA
ReportingType | 2015 | 2020 | 2025 | 2030 | 2035 | 2040
FGD | 0 | 0 | 0 | 0 | 0 | 0
SNCR | 0 | 0 | 0 | 0 | 0 | 0
SCR | 0 | 0 | 0 | 0 | 0 | 0
ACI90 | 0 | 0 | 0 | 0 | 0 | 0
RPJ90 | 0 | 0 | 0 | 0 | 0 | 0
PCSEQ | 0 | 0 | 0 | 0 | 0 | 0
Retrofit Capacity by Reporting Type: AZ_NM_SNV_Coal
ReportingType | 2015 | 2020 | 2025 | 2030 | 2035 | 2040
FGD | 384 | 0 | 0 | 0 | 0 | 0
SNCR | 0 | 0 | 0 | 0 | 0 | 0
SCR | 800 | 0 | 0 | 0 | 0 | 0
ACI90 | 0 | 0 | 0 | 0 | 0 | 0
RPJ90 | 3286 | 5336.3 | 0 | 0 | 0 | 0
PCSEQ | 0 | 0 | 0 | 0 | 0 | 0
Retrofit Capacity by Reporting Type: AZ_NM_SNV_Gas
ReportingType | 2015 | 2020 | 2025 | 2030 | 2035 | 2040
FGD | 0 | 0 | 0 | 0 | 0 | 0
SNCR | 0 | 0 | 0 | 0 | 0 | 0
SCR | 0 | 0 | 0 | 0 | 0 | 0
ACI90 | 0 | 0 | 0 | 0 | 0 | 0
RPJ90 | 0 | 0 | 0 | 0 | 0 | 0
PCSEQ | 0 | 0 | 0 | 0 | 0 | 0
Retrofit Capacity by Reporting Type: AZ_NM_SNV_NucRenew
ReportingType | 2015 | 2020 | 2025 | 2030 | 2035 | 2040
FGD | 0 | 0 | 0 | 0 | 0 | 0
SNCR | 0 | 0 | 0 | 0 | 0 | 0
SCR | 0 | 0 | 0 | 0 | 0 | 0
ACI90 | 0 | 0 | 0 | 0 | 0 | 0
RPJ90 | 0 | 0 | 0 | 0 | 0 | 0
PCSEQ | 0 | 0 | 0 | 0 | 0 | 0
Retrofit Capacity by Reporting Type: ERCOT
ReportingType | 2015 | 2020 | 2025 | 2030 | 2035 | 2040
FGD | 0 | 0 | 0 | 0 | 0 | 0
SNCR | 0 | 0 | 0 | 0 | 0 | 0
SCR | 3515 | 1330 | 1330 | 1330 | 1330 | 1330
ACI90 | 0 | 0 | 0 | 0 | 0 | 0
RPJ90 | 7175 | 1890 | 1330 | 1330 | 1330 | 1330
PCSEQ | 0 | 0 | 479.2 | 669.96 | 669.96 | 669.96
Retrofit Capacity by Reporting Type: NP15
ReportingType | 2015 | 2020 | 2025 | 2030 | 2035 | 2040
FGD | 0 | 0 | 0 | 0 | 0 | 0
SNCR | 0 | 0 | 0 | 0 | 0 | 0
SCR | 0 | 0 | 0 | 0 | 0 | 0
ACI90 | 0 | 0 | 0 | 0 | 0 | 0
RPJ90 | 0 | 0 | 0 | 0 | 0 | 0
PCSEQ | 0 | 0 | 0 | 0 | 0 | 0
Retrofit Capacity by Reporting Type: NWPP_Coal
ReportingType | 2015 | 2020 | 2025 | 2030 | 2035 | 2040
FGD | 0 | 254 | 0 | 0 | 0 | 0
SNCR | 0 | 0 | 0 | 0 | 0 | 0
SCR | 0 | 0 | 0 | 0 | 0 | 0
ACI90 | 0 | 0 | 0 | 0 | 0 | 0
RPJ90 | 453.6 | 5489.8 | 226.8 | 226.8 | 226.8 | 226.8
PCSEQ | 0 | 0 | 226.8 | 226.8 | 226.8 | 226.8
Retrofit Capacity by Reporting Type: NWPP_Gas
ReportingType | 2015 | 2020 | 2025 | 2030 | 2035 | 2040
FGD | 0 | 0 | 0 | 0 | 0 | 0
SNCR | 0 | 0 | 0 | 0 | 0 | 0
SCR | 0 | 0 | 0 | 0 | 0 | 0
ACI90 | 0 | 0 | 0 | 0 | 0 | 0
RPJ90 | 0 | 0 | 0 | 0 | 0 | 0
PCSEQ | 0 | 0 | 0 | 0 | 0 | 0
Retrofit Capacity by Reporting Type: NWPP_NucRenew
ReportingType | 2015 | 2020 | 2025 | 2030 | 2035 | 2040
FGD | 0 | 0 | 0 | 0 | 0 | 0
SNCR | 0 | 0 | 0 | 0 | 0 | 0
SCR | 0 | 0 | 0 | 0 | 0 | 0
ACI90 | 0 | 0 | 0 | 0 | 0 | 0
RPJ90 | 0 | 0 | 0 | 0 | 0 | 0
PCSEQ | 0 | 0 | 0 | 0 | 0 | 0
Retrofit Capacity by Reporting Type: RMPA
ReportingType | 2015 | 2020 | 2025 | 2030 | 2035 | 2040
FGD | 0 | 608.41 | 0 | 0 | 0 | 0
SNCR | 0 | 0 | 0 | 0 | 0 | 0
SCR | 1554.6 | 777.3 | 777.3 | 777.3 | 777.3 | 777.3
ACI90 | 0 | 0 | 0 | 0 | 0 | 0
RPJ90 | 2874.6 | 4519.71 | 777.3 | 777.3 | 777.3 | 777.3
PCSEQ | 0 | 0 | 489.75 | 489.75 | 489.75 | 489.75
Retrofit Capacity by Reporting Type: SP15
ReportingType | 2015 | 2020 | 2025 | 2030 | 2035 | 2040
FGD | 0 | 0 | 0 | 0 | 0 | 0
SNCR | 0 | 0 | 0 | 0 | 0 | 0
SCR | 0 | 0 | 0 | 0 | 0 | 0
ACI90 | 0 | 0 | 0 | 0 | 0 | 0
RPJ90 | 0 | 101.2 | 0 | 0 | 0 | 0
PCSEQ | 0 | 0 | 0 | 0 | 0 | 0
Retrofit Capacity by Reporting Type: ALB
ReportingType | 2015 | 2020 | 2025 | 2030 | 2035 | 2040
FGD | 0 | 0 | 0 | 0 | 0 | 0
SNCR | 0 | 0 | 0 | 0 | 0 | 0
SCR | 0 | 0 | 0 | 0 | 0 | 0
ACI90 | 0 | 0 | 0 | 0 | 0 | 0
RPJ90 | 0 | 0 | 0 | 0 | 0 | 0
PCSEQ | 0 | 0 | 0 | 0 | 0 | 0
Retrofit Capacity by Reporting Type: BC
ReportingType | 2015 | 2020 | 2025 | 2030 | 2035 | 2040
FGD | 0 | 0 | 0 | 0 | 0 | 0
SNCR | 0 | 0 | 0 | 0 | 0 | 0
SCR | 0 | 0 | 0 | 0 | 0 | 0
ACI90 | 0 | 0 | 0 | 0 | 0 | 0
RPJ90 | 0 | 0 | 0 | 0 | 0 | 0
PCSEQ | 0 | 0 | 0 | 0 | 0 | 0
Retrofit Capacity by Reporting Type: HQ_IESO
ReportingType | 2015 | 2020 | 2025 | 2030 | 2035 | 2040
FGD | 0 | 0 | 0 | 0 | 0 | 0
SNCR | 0 | 0 | 0 | 0 | 0 | 0
SCR | 0 | 0 | 0 | 0 | 0 | 0
ACI90 | 0 | 0 | 0 | 0 | 0 | 0
RPJ90 | 0 | 0 | 0 | 0 | 0 | 0
PCSEQ | 0 | 0 | 0 | 0 | 0 | 0
Retrofit Capacity by Reporting Type: HQ_NEISO
ReportingType | 2015 | 2020 | 2025 | 2030 | 2035 | 2040
FGD | 0 | 0 | 0 | 0 | 0 | 0
SNCR | 0 | 0 | 0 | 0 | 0 | 0
SCR | 0 | 0 | 0 | 0 | 0 | 0
ACI90 | 0 | 0 | 0 | 0 | 0 | 0
RPJ90 | 0 | 0 | 0 | 0 | 0 | 0
PCSEQ | 0 | 0 | 0 | 0 | 0 | 0
Retrofit Capacity by Reporting Type: HQ_NY
ReportingType | 2015 | 2020 | 2025 | 2030 | 2035 | 2040
FGD | 0 | 0 | 0 | 0 | 0 | 0
SNCR | 0 | 0 | 0 | 0 | 0 | 0
SCR | 0 | 0 | 0 | 0 | 0 | 0
ACI90 | 0 | 0 | 0 | 0 | 0 | 0
RPJ90 | 0 | 0 | 0 | 0 | 0 | 0
PCSEQ | 0 | 0 | 0 | 0 | 0 | 0
Retrofit Capacity by Reporting Type: MARITIMES
ReportingType | 2015 | 2020 | 2025 | 2030 | 2035 | 2040
FGD | 0 | 0 | 0 | 0 | 0 | 0
SNCR | 0 | 0 | 0 | 0 | 0 | 0
SCR | 0 | 0 | 0 | 0 | 0 | 0
ACI90 | 0 | 0 | 0 | 0 | 0 | 0
RPJ90 | 0 | 0 | 0 | 0 | 0 | 0
PCSEQ | 0 | 0 | 0 | 0 | 0 | 0
Retrofit Capacity by Reporting Type: All
ReportingType | 2015 | 2020 | 2025 | 2030 | 2035 | 2040
FGD | 7551.7 | 5902.28 | 0 | 0 | 0 | 0
SNCR | 0 | 0 | 0 | 0 | 0 | 0
SCR | 20068.71 | 4004.73 | 3654.2 | 3654.2 | 3654.2 | 3654.2
ACI90 | 0 | 0 | 0 | 0 | 0 | 0
RPJ90 | 34359.78 | 63153.72 | 11204.92 | 9655.66 | 9608.08 | 9512.66
PCSEQ | 0 | 245.8 | 3318.23 | 4653.71 | 4960.35 | 5100.36
Retrofit Capacity by Reporting Type: EI_US
ReportingType | 2015 | 2020 | 2025 | 2030 | 2035 | 2040
FGD | 7167.7 | 5039.87 | 0 | 0 | 0 | 0
SNCR | 0 | 0 | 0 | 0 | 0 | 0
SCR | 14199.11 | 1897.43 | 1546.9 | 1546.9 | 1546.9 | 1546.9
ACI90 | 0 | 0 | 0 | 0 | 0 | 0
RPJ90 | 20570.59 | 45816.71 | 8870.82 | 7321.56 | 7273.98 | 7178.56
PCSEQ | 0 | 245.8 | 2122.48 | 3267.2 | 3573.83 | 3713.84
Retrofit Capacity by Reporting Type: EI_Canada
ReportingType | 2015 | 2020 | 2025 | 2030 | 2035 | 2040
FGD | 0 | 0 | 0 | 0 | 0 | 0
SNCR | 0 | 0 | 0 | 0 | 0 | 0
SCR | 0 | 0 | 0 | 0 | 0 | 0
ACI90 | 0 | 0 | 0 | 0 | 0 | 0
RPJ90 | 0 | 0 | 0 | 0 | 0 | 0
PCSEQ | 0 | 0 | 0 | 0 | 0 | 0
Retrofit Capacity by Reporting Type: EI
ReportingType | 2015 | 2020 | 2025 | 2030 | 2035 | 2040
FGD | 7167.7 | 5039.87 | 0 | 0 | 0 | 0
SNCR | 0 | 0 | 0 | 0 | 0 | 0
SCR | 14199.11 | 1897.43 | 1546.9 | 1546.9 | 1546.9 | 1546.9
ACI90 | 0 | 0 | 0 | 0 | 0 | 0
RPJ90 | 20570.59 | 45816.71 | 8870.82 | 7321.56 | 7273.98 | 7178.56
PCSEQ | 0 | 245.8 | 2122.48 | 3267.2 | 3573.83 | 3713.84
Retrofit Capacity by Reporting Type: Outside_EI
ReportingType | 2015 | 2020 | 2025 | 2030 | 2035 | 2040
FGD | 384 | 862.41 | 0 | 0 | 0 | 0
SNCR | 0 | 0 | 0 | 0 | 0 | 0
SCR | 5869.6 | 2107.3 | 2107.3 | 2107.3 | 2107.3 | 2107.3
ACI90 | 0 | 0 | 0 | 0 | 0 | 0
RPJ90 | 13789.2 | 17337.01 | 2334.1 | 2334.1 | 2334.1 | 2334.1
PCSEQ | 0 | 0 | 1195.75 | 1386.51 | 1386.51 | 1386.51
#7 | Reserve Margin (MW)
Reserve Margin Data: ALB
| 2015 | 2020 | 2025 | 2030 | 2035 | 2040
a. Peak Demand | 9504.39 | 9692.49 | 9884.31 | 10079.93 | 10279.42 | 10482.86
b. Peak Demand + Reserve Margin | 11215.18 | 11437.14 | 11663.49 | 11894.32 | 12129.72 | 12369.77
c. DR MW | 105.16 | 859.19 | 1729.13 | 1854.22 | 1988.37 | 2132.22
d. Capacity Credit | 11215.18 | 11437.14 | 11663.49 | 12070.46 | 12458.07 | 12404.55
Reserve Margin Data: BC
| 2015 | 2020 | 2025 | 2030 | 2035 | 2040
a. Peak Demand | 11620.49 | 11592.37 | 11564.31 | 11536.32 | 11508.4 | 11480.55
b. Peak Demand + Reserve Margin | 13712.18 | 13678.99 | 13645.88 | 13612.86 | 13579.91 | 13547.05
c. DR MW | 0.01 | 854.9 | 1793.56 | 1881.42 | 1973.6 | 2070.28
d. Capacity Credit | 13712.18 | 14567.06 | 15505.72 | 15419.79 | 15511.96 | 14845.78
Reserve Margin Data: ENT
| 2015 | 2020 | 2025 | 2030 | 2035 | 2040
a. Peak Demand | 29773.94 | 29775.57 | 28786.61 | 28009.74 | 27311.45 | 26628.88
b. Peak Demand + Reserve Margin | 33942.3 | 33944.14 | 32816.74 | 31931.1 | 31135.06 | 30356.92
c. DR MW | 301.55 | 3513.74 | 6909.7 | 7094.75 | 7284.77 | 7479.87
d. Capacity Credit | 33942.3 | 33944.14 | 32816.74 | 31931.1 | 31135.06 | 30356.92
Reserve Margin Data: ERCOT
| 2015 | 2020 | 2025 | 2030 | 2035 | 2040
a. Peak Demand | 67389.08 | 68890.64 | 67808.6 | 66454.97 | 65281.06 | 64116.15
b. Peak Demand + Reserve Margin | 75812.71 | 77501.97 | 76284.67 | 74761.84 | 73441.19 | 72130.67
c. DR MW | 740.81 | 9024.12 | 17912.11 | 18461.03 | 19072.37 | 19700.55
d. Capacity Credit | 75812.71 | 77501.97 | 79322.61 | 78431.12 | 77603.56 | 78045.59
Reserve Margin Data: FRCC
| 2015 | 2020 | 2025 | 2030 | 2035 | 2040
a. Peak Demand | 47364.25 | 49037.48 | 49566.58 | 50129.62 | 50701.64 | 51280.2
b. Peak Demand + Reserve Margin | 54942.54 | 56883.48 | 57497.23 | 58150.35 | 58813.91 | 59485.03
c. DR MW | 2734.45 | 8753.57 | 15718.02 | 16717 | 17779.48 | 18909.49
d. Capacity Credit | 54942.54 | 56883.48 | 61131.46 | 64196.22 | 62326.34 | 65354.17
Reserve Margin Data: IESO
| 2015 | 2020 | 2025 | 2030 | 2035 | 2040
a. Peak Demand | 22355.95 | 21033.53 | 20692.08 | 20356.18 | 20025.72 | 19700.64
b. Peak Demand + Reserve Margin | 26156.46 | 24609.23 | 24209.74 | 23816.73 | 23430.1 | 23049.74
c. DR MW | 1958.79 | 2997.9 | 4266.86 | 4413.92 | 4566.04 | 4723.42
d. Capacity Credit | 26708.65 | 27747.76 | 29016.72 | 29164.28 | 27598.23 | 26465.6
Reserve Margin Data: MAPP_CA
| 2015 | 2020 | 2025 | 2030 | 2035 | 2040
a. Peak Demand | 8317.8 | 8505.61 | 8409.18 | 8313.83 | 8219.57 | 8126.37
b. Peak Demand + Reserve Margin | 9315.94 | 9526.29 | 9418.28 | 9311.49 | 9205.91 | 9101.54
c. DR MW | 89.5 | 733.23 | 1430.58 | 1487.25 | 1546.17 | 1607.42
d. Capacity Credit | 9315.94 | 9526.29 | 10424.64 | 11529.72 | 11937.52 | 11733.72
Reserve Margin Data: MAPP_US
| 2015 | 2020 | 2025 | 2030 | 2035 | 2040
a. Peak Demand | 5403.76 | 5418.99 | 5348.44 | 5279.91 | 5217.19 | 5155.05
b. Peak Demand + Reserve Margin | 6160.29 | 6177.65 | 6097.23 | 6019.1 | 5947.59 | 5876.75
c. DR MW | 59 | 474.48 | 925.75 | 962.42 | 1000.54 | 1040.18
d. Capacity Credit | 6160.29 | 6177.65 | 6097.23 | 6019.1 | 5947.59 | 5876.75
Reserve Margin Data: NEISO
| 2015 | 2020 | 2025 | 2030 | 2035 | 2040
a. Peak Demand | 26477.39 | 25443.48 | 24228.36 | 23158.18 | 22111.85 | 21110.05
b. Peak Demand + Reserve Margin | 30713.77 | 29514.44 | 28104.9 | 26863.49 | 25649.74 | 24487.65
c. DR MW | 3092.4 | 4629.65 | 6244.93 | 6284.97 | 6321.45 | 6358.14
d. Capacity Credit | 30713.77 | 29514.44 | 28104.9 | 28116.76 | 26946.36 | 24487.65
Reserve Margin Data: NonRTO_Midwest
| 2015 | 2020 | 2025 | 2030 | 2035 | 2040
a. Peak Demand | 11090.83 | 11340.24 | 11030.13 | 10745.75 | 10469.44 | 10200.15
b. Peak Demand + Reserve Margin | 12643.54 | 12927.88 | 12574.35 | 12250.15 | 11935.16 | 11628.17
c. DR MW | 193.98 | 1268.97 | 2399.43 | 2458.79 | 2519.62 | 2581.96
d. Capacity Credit | 12643.54 | 12927.88 | 12574.35 | 12250.15 | 12940.73 | 11628.17
Reserve Margin Data: NYISO_J-K
| 2015 | 2020 | 2025 | 2030 | 2035 | 2040
a. Peak Demand | 15010.21 | 15230.77 | 15126.67 | 15018.93 | 14909.62 | 14799.63
b. Peak Demand + Reserve Margin | 13809.39 | 14012.31 | 13916.54 | 13817.42 | 13716.85 | 13615.66
c. DR MW | 1319.07 | 2179.58 | 3133.08 | 3273.39 | 3419.97 | 3573.13
d. Capacity Credit | 14129.62 | 14107.47 | 13916.54 | 13817.42 | 13964 | 13615.66
Reserve Margin Data: PJM_E
| 2015 | 2020 | 2025 | 2030 | 2035 | 2040
a. Peak Demand | 29204.23 | 26014.15 | 25527.86 | 25080.6 | 24637.86 | 24200.84
b. Peak Demand + Reserve Margin | 28561.73 | 25441.84 | 24966.25 | 24528.82 | 24095.83 | 23668.42
c. DR MW | 1256.73 | 3300.66 | 5661.07 | 5853.27 | 6052 | 6257.48
d. Capacity Credit | 33737.65 | 34731.99 | 34799.9 | 34328.42 | 27748.88 | 26299.88
Reserve Margin Data: RMPA
| 2015 | 2020 | 2025 | 2030 | 2035 | 2040
a. Peak Demand | 12564.68 | 12865.09 | 13028.61 | 13195.21 | 13361.48 | 13530.22
b. Peak Demand + Reserve Margin | 14323.74 | 14666.2 | 14852.61 | 15042.54 | 15232.08 | 15424.45
c. DR MW | 486.05 | 1538.39 | 2754.45 | 2933.81 | 3124.47 | 3327.63
d. Capacity Credit | 14323.74 | 14666.2 | 14852.61 | 15042.54 | 15232.08 | 15424.45
Reserve Margin Data: SOCO
| 2015 | 2020 | 2025 | 2030 | 2035 | 2040
a. Peak Demand | 50736.3 | 52736.32 | 51988.21 | 51444.98 | 50923.33 | 50406.73
b. Peak Demand + Reserve Margin | 57839.39 | 60119.41 | 59266.56 | 58647.27 | 58052.59 | 57463.68
c. DR MW | 2570.49 | 8503.26 | 14981.06 | 15597.7 | 16239.72 | 16908.17
d. Capacity Credit | 57839.39 | 60119.41 | 65150.3 | 63542.43 | 63466.67 | 62352.99
Reserve Margin Data: TVA
| 2015 | 2020 | 2025 | 2030 | 2035 | 2040
a. Peak Demand | 33468.83 | 34733.36 | 33784.86 | 32914.01 | 32067.83 | 31243.17
b. Peak Demand + Reserve Margin | 38489.15 | 39943.36 | 38852.59 | 37851.11 | 36878.01 | 35929.65
c. DR MW | 1805 | 5910.76 | 10233.53 | 10486.72 | 10746.17 | 11012.05
d. Capacity Credit | 38489.15 | 39943.36 | 38852.59 | 37851.11 | 36878.01 | 35929.65
Reserve Margin Data: VACAR
| 2015 | 2020 | 2025 | 2030 | 2035 | 2040
a. Peak Demand | 47198 | 48355.94 | 48143.46 | 48009.73 | 47885.92 | 47762.38
b. Peak Demand + Reserve Margin | 53805.72 | 55125.77 | 54883.54 | 54731.1 | 54589.95 | 54449.12
c. DR MW | 2339.28 | 8044.92 | 14413.67 | 15118.93 | 15858.71 | 16634.69
d. Capacity Credit | 53805.72 | 55125.77 | 57130.16 | 56627.19 | 61206.47 | 56362.89
Reserve Margin Data: AZ_NM_SNV
| 2015 | 2020 | 2025 | 2030 | 2035 | 2040
a. Peak Demand | 26224.52 | 27488.85 | 27883.57 | 28321.89 | 28716.72 | 29139.68
b. Peak Demand + Reserve Margin | 30341.78 | 31804.6 | 32261.29 | 32768.43 | 33225.24 | 33714.61
c. DR MW | 334.55 | 4978.39 | 10255.53 | 10954.94 | 11682.53 | 12468.15
d. Capacity Credit | 30341.78 | 31804.6 | 32565.56 | 34421.01 | 33225.24 | 34486.26
Reserve Margin Data: CA
| 2015 | 2020 | 2025 | 2030 | 2035 | 2040
a. Peak Demand | 59504.87 | 60091.58 | 59621.4 | 59889.72 | 59870.35 | 59790.78
b. Peak Demand + Reserve Margin | 69382.68 | 70066.79 | 69518.55 | 69831.42 | 69808.83 | 69716.05
c. DR MW | 4441.2 | 8447.25 | 13020.32 | 13761.4 | 14476.98 | 15215.38
d. Capacity Credit | 69382.68 | 70066.79 | 69518.55 | 69831.42 | 69808.83 | 69716.05
Reserve Margin Data: MISO
| 2015 | 2020 | 2025 | 2030 | 2035 | 2040
a. Peak Demand | 94499.72 | 94149.96 | 92514.17 | 90849.76 | 89532.1 | 88223.29
b. Peak Demand + Reserve Margin | 110942.67 | 110532.06 | 108611.63 | 106657.62 | 105110.68 | 103574.14
c. DR MW | 6024.78 | 12541.66 | 19845.46 | 20596.76 | 21376.83 | 22186.8
d. Capacity Credit | 110942.67 | 110532.06 | 108611.63 | 106657.62 | 105110.68 | 103574.14
Reserve Margin Data: NWPP
| 2015 | 2020 | 2025 | 2030 | 2035 | 2040
a. Peak Demand | 38318.64 | 37847.72 | 37362.27 | 37322.95 | 37185.68 | 37002.64
b. Peak Demand + Reserve Margin | 45216 | 44660.31 | 44087.48 | 44041.08 | 43879.1 | 43663.11
c. DR MW | 0.01 | 3079.15 | 6423.28 | 6754.06 | 7085.45 | 7424.53
d. Capacity Credit | 49243.51 | 50877.15 | 54151.09 | 53793.35 | 52497.47 | 52536.56
Reserve Margin Data: NYISO
| 2015 | 2020 | 2025 | 2030 | 2035 | 2040
a. Peak Demand | 29137.84 | 29335.39 | 28891.35 | 28491.23 | 28093.8 | 27700.76
b. Peak Demand + Reserve Margin | 33945.58 | 34175.73 | 33658.42 | 33192.29 | 32729.27 | 32271.39
c. DR MW | 2565.83 | 4208.04 | 6009.12 | 6237.34 | 6474.71 | 6721.61
d. Capacity Credit | 33945.58 | 34175.73 | 33951.87 | 34171 | 34118.31 | 32546.85
Reserve Margin Data: NYISO_G-I_J-K
| 2015 | 2020 | 2025 | 2030 | 2035 | 2040
a. Peak Demand | 18862.3 | 19071.7 | 18923.82 | 18782.4 | 18639.15 | 18495.19
b. Peak Demand + Reserve Margin | 17919.18 | 18118.12 | 17977.63 | 17843.28 | 17707.19 | 17570.43
c. DR MW | 1658.63 | 2731.23 | 3924.89 | 4099.42 | 4281.71 | 4472.12
d. Capacity Credit | 17919.18 | 18118.12 | 18061.34 | 18070.78 | 17707.19 | 17570.43
Reserve Margin Data: PJM
| 2015 | 2020 | 2025 | 2030 | 2035 | 2040
a. Peak Demand | 150313.18 | 140738.81 | 137854.36 | 135089.2 | 132475.69 | 129904.73
b. Peak Demand + Reserve Margin | 173311.09 | 162271.84 | 158946.08 | 155757.85 | 152744.47 | 149780.15
c. DR MW | 6888.69 | 18166.26 | 30760.76 | 31749.7 | 32770.51 | 33824.21
d. Capacity Credit | 173311.09 | 162271.84 | 158946.08 | 155757.85 | 152744.47 | 149780.15
Reserve Margin Data: SPP
| 2015 | 2020 | 2025 | 2030 | 2035 | 2040
a. Peak Demand | 54478.98 | 55308.09 | 54396.59 | 53604.83 | 52865.84 | 52138.12
b. Peak Demand + Reserve Margin | 61888.12 | 62829.99 | 61794.53 | 60895.08 | 60055.59 | 59228.9
c. DR MW | 1132.21 | 6734.34 | 12766.88 | 13243.48 | 13738.36 | 14252.24
d. Capacity Credit | 61888.12 | 62829.99 | 61794.53 | 60895.08 | 60055.59 | 59228.9

## Transmission
$/MW
[8 empty] | Transfer |  | $/MWh | $/MWh | Wheel+ | $/MWh
Year | Line | From | To | EI Internal/External | Season | Block | Duration | Limit | MW flow | From price | To price | Friction | Shadow Price
2015 | ENT_2_MISO_MO-IL | ENT | MISO_MO-IL | Internal | Shoulder | B11 | 25 | 2260 | 0 | 84.72 | 77.58 | 8 | 0
2015 | ENT_2_MISO_MO-IL | ENT | MISO_MO-IL | Internal | Shoulder | B12 | 200 | 2260 | 0 | 59.84 | 62.4 | 8 | 0
2015 | ENT_2_MISO_MO-IL | ENT | MISO_MO-IL | Internal | Shoulder | B13 | 600 | 2260 | 0 | 59.4 | 57.61 | 8 | 0
2015 | ENT_2_MISO_MO-IL | ENT | MISO_MO-IL | Internal | Shoulder | B14 | 900 | 2260 | 0 | 59.4 | 56.15 | 8 | 0
2015 | ENT_2_MISO_MO-IL | ENT | MISO_MO-IL | Internal | Shoulder | B15 | 1203 | 2260 | 0 | 57.43 | 54.98 | 8 | 0
2015 | ENT_2_MISO_MO-IL | ENT | MISO_MO-IL | Internal | Summer | B1 | 10 | 2260 | 0 | 91.67 | 91.67 | 8 | 0
2015 | ENT_2_MISO_MO-IL | ENT | MISO_MO-IL | Internal | Summer | B2 | 25 | 2260 | 0 | 89.77 | 88.64 | 8 | 0
2015 | ENT_2_MISO_MO-IL | ENT | MISO_MO-IL | Internal | Summer | B3 | 75 | 2260 | 0 | 89.77 | 88.51 | 8 | 0
2015 | ENT_2_MISO_MO-IL | ENT | MISO_MO-IL | Internal | Summer | B4 | 100 | 2260 | 0 | 88.69 | 86.61 | 8 | 0
2015 | ENT_2_MISO_MO-IL | ENT | MISO_MO-IL | Internal | Summer | B5 | 200 | 2260 | 0 | 82.95 | 74.95 | 8 | 0
2015 | ENT_2_MISO_MO-IL | ENT | MISO_MO-IL | Internal | Summer | B6 | 300 | 2260 | 0 | 70.76 | 63.78 | 8 | 0
2015 | ENT_2_MISO_MO-IL | ENT | MISO_MO-IL | Internal | Summer | B7 | 400 | 2260 | 0 | 58.62 | 55.3 | 8 | 0
2015 | ENT_2_MISO_MO-IL | ENT | MISO_MO-IL | Internal | Summer | B8 | 500 | 2260 | 0 | 58.62 | 53.92 | 8 | 0
2015 | ENT_2_MISO_MO-IL | ENT | MISO_MO-IL | Internal | Summer | B9 | 800 | 2260 | 0 | 58.19 | 53.09 | 8 | 0
2015 | ENT_2_MISO_MO-IL | ENT | MISO_MO-IL | Internal | Summer | B10 | 1262 | 2260 | 0 | 56.26 | 51.87 | 8 | 0
2015 | ENT_2_MISO_MO-IL | ENT | MISO_MO-IL | Internal | Winter | B16 | 25 | 2260 | 0 | 74.89 | 74.89 | 8 | 0
2015 | ENT_2_MISO_MO-IL | ENT | MISO_MO-IL | Internal | Winter | B17 | 100 | 2260 | 0 | 61.82 | 65.73 | 8 | 0
2015 | ENT_2_MISO_MO-IL | ENT | MISO_MO-IL | Internal | Winter | B18 | 400 | 2260 | 0 | 61.82 | 58.79 | 8 | 0
2015 | ENT_2_MISO_MO-IL | ENT | MISO_MO-IL | Internal | Winter | B19 | 700 | 2260 | 0 | 59.76 | 57.91 | 8 | 0
2015 | ENT_2_MISO_MO-IL | ENT | MISO_MO-IL | Internal | Winter | B20 | 935 | 2260 | 0 | 59.76 | 53.56 | 8 | 0
2015 | ENT_2_SOCO | ENT | SOCO | Internal | Shoulder | B11 | 25 | 2000 | 0 | 84.72 | 90.58 | 8 | 0
2015 | ENT_2_SOCO | ENT | SOCO | Internal | Shoulder | B12 | 200 | 2000 | 0 | 59.84 | 62.58 | 8 | 0
2015 | ENT_2_SOCO | ENT | SOCO | Internal | Shoulder | B13 | 600 | 2000 | 0 | 59.4 | 59.66 | 8 | 0
2015 | ENT_2_SOCO | ENT | SOCO | Internal | Shoulder | B14 | 900 | 2000 | 0 | 59.4 | 59.66 | 8 | 0
2015 | ENT_2_SOCO | ENT | SOCO | Internal | Shoulder | B15 | 1203 | 2000 | 0 | 57.43 | 59.66 | 8 | 0
2015 | ENT_2_SOCO | ENT | SOCO | Internal | Summer | B1 | 10 | 2000 | 24.23 | 91.67 | 99.67 | 8 | 0
2015 | ENT_2_SOCO | ENT | SOCO | Internal | Summer | B2 | 25 | 2000 | 674.49 | 89.77 | 97.77 | 8 | 0
2015 | ENT_2_SOCO | ENT | SOCO | Internal | Summer | B3 | 75 | 2000 | 1925.91 | 89.77 | 97.77 | 8 | 0
2015 | ENT_2_SOCO | ENT | SOCO | Internal | Summer | B4 | 100 | 2000 | 2000 | 88.69 | 97.77 | 8 | 1.07
2015 | ENT_2_SOCO | ENT | SOCO | Internal | Summer | B5 | 200 | 2000 | 2000 | 82.95 | 91 | 8 | 0.06
2015 | ENT_2_SOCO | ENT | SOCO | Internal | Summer | B6 | 300 | 2000 | 1738.16 | 70.76 | 78.76 | 8 | 0
2015 | ENT_2_SOCO | ENT | SOCO | Internal | Summer | B7 | 400 | 2000 | 2000 | 58.62 | 67.56 | 8 | 0.94
2015 | ENT_2_SOCO | ENT | SOCO | Internal | Summer | B8 | 500 | 2000 | 806.48 | 58.62 | 66.62 | 8 | 0
2015 | ENT_2_SOCO | ENT | SOCO | Internal | Summer | B9 | 800 | 2000 | 0 | 58.19 | 60.6 | 8 | 0
2015 | ENT_2_SOCO | ENT | SOCO | Internal | Summer | B10 | 1262 | 2000 | 0 | 56.26 | 58.49 | 8 | 0
2015 | ENT_2_SOCO | ENT | SOCO | Internal | Winter | B16 | 25 | 2000 | 2000 | 74.89 | 84.54 | 8 | 1.65
2015 | ENT_2_SOCO | ENT | SOCO | Internal | Winter | B17 | 100 | 2000 | 0 | 61.82 | 66.43 | 8 | 0
2015 | ENT_2_SOCO | ENT | SOCO | Internal | Winter | B18 | 400 | 2000 | 0 | 61.82 | 62.04 | 8 | 0
2015 | ENT_2_SOCO | ENT | SOCO | Internal | Winter | B19 | 700 | 2000 | 0 | 59.76 | 62.04 | 8 | 0
2015 | ENT_2_SOCO | ENT | SOCO | Internal | Winter | B20 | 935 | 2000 | 0 | 59.76 | 62.04 | 8 | 0
2015 | ENT_2_TVA_Transmission | ENT | TVA_Transmission | Internal | Shoulder | B11 | 25 | 2100 | 0 | 84.72 | 81.58 | 8 | 0
2015 | ENT_2_TVA_Transmission | ENT | TVA_Transmission | Internal | Shoulder | B12 | 200 | 2100 | 0 | 59.84 | 65.21 | 8 | 0
2015 | ENT_2_TVA_Transmission | ENT | TVA_Transmission | Internal | Shoulder | B13 | 600 | 2100 | 0 | 59.4 | 62.3 | 8 | 0
2015 | ENT_2_TVA_Transmission | ENT | TVA_Transmission | Internal | Shoulder | B14 | 900 | 2100 | 0 | 59.4 | 61.32 | 8 | 0
2015 | ENT_2_TVA_Transmission | ENT | TVA_Transmission | Internal | Shoulder | B15 | 1203 | 2100 | 0 | 57.43 | 60.53 | 8 | 0
2015 | ENT_2_TVA_Transmission | ENT | TVA_Transmission | Internal | Summer | B1 | 10 | 2100 | 389.04 | 91.67 | 99.67 | 8 | 0
2015 | ENT_2_TVA_Transmission | ENT | TVA_Transmission | Internal | Summer | B2 | 25 | 2100 | 0 | 89.77 | 96.16 | 8 | 0
2015 | ENT_2_TVA_Transmission | ENT | TVA_Transmission | Internal | Summer | B3 | 75 | 2100 | 0 | 89.77 | 95.41 | 8 | 0
2015 | ENT_2_TVA_Transmission | ENT | TVA_Transmission | Internal | Summer | B4 | 100 | 2100 | 0 | 88.69 | 90.63 | 8 | 0
2015 | ENT_2_TVA_Transmission | ENT | TVA_Transmission | Internal | Summer | B5 | 200 | 2100 | 0 | 82.95 | 82.34 | 8 | 0
2015 | ENT_2_TVA_Transmission | ENT | TVA_Transmission | Internal | Summer | B6 | 300 | 2100 | 0 | 70.76 | 70.51 | 8 | 0
2015 | ENT_2_TVA_Transmission | ENT | TVA_Transmission | Internal | Summer | B7 | 400 | 2100 | 0 | 58.62 | 60.75 | 8 | 0
2015 | ENT_2_TVA_Transmission | ENT | TVA_Transmission | Internal | Summer | B8 | 500 | 2100 | 0 | 58.62 | 59.83 | 8 | 0
2015 | ENT_2_TVA_Transmission | ENT | TVA_Transmission | Internal | Summer | B9 | 800 | 2100 | 0 | 58.19 | 58.95 | 8 | 0
2015 | ENT_2_TVA_Transmission | ENT | TVA_Transmission | Internal | Summer | B10 | 1262 | 2100 | 0 | 56.26 | 56.92 | 8 | 0
2015 | ENT_2_TVA_Transmission | ENT | TVA_Transmission | Internal | Winter | B16 | 25 | 2100 | 181.49 | 74.89 | 82.89 | 8 | 0
2015 | ENT_2_TVA_Transmission | ENT | TVA_Transmission | Internal | Winter | B17 | 100 | 2100 | 0 | 61.82 | 67.99 | 8 | 0
2015 | ENT_2_TVA_Transmission | ENT | TVA_Transmission | Internal | Winter | B18 | 400 | 2100 | 0 | 61.82 | 63.67 | 8 | 0
2015 | ENT_2_TVA_Transmission | ENT | TVA_Transmission | Internal | Winter | B19 | 700 | 2100 | 0 | 59.76 | 62.56 | 8 | 0
2015 | ENT_2_TVA_Transmission | ENT | TVA_Transmission | Internal | Winter | B20 | 935 | 2100 | 0 | 59.76 | 61.56 | 8 | 0
2015 | FRCC_2_SOCO | FRCC | SOCO | Internal | Shoulder | B11 | 25 | 900 | 0 | 100.58 | 90.58 | 8 | 0
2015 | FRCC_2_SOCO | FRCC | SOCO | Internal | Shoulder | B12 | 200 | 900 | 0 | 66.84 | 62.58 | 8 | 0
2015 | FRCC_2_SOCO | FRCC | SOCO | Internal | Shoulder | B13 | 600 | 900 | 0 | 65.33 | 59.66 | 8 | 0
2015 | FRCC_2_SOCO | FRCC | SOCO | Internal | Shoulder | B14 | 900 | 900 | 0 | 64.06 | 59.66 | 8 | 0
2015 | FRCC_2_SOCO | FRCC | SOCO | Internal | Shoulder | B15 | 1203 | 900 | 0 | 64.06 | 59.66 | 8 | 0
2015 | FRCC_2_SOCO | FRCC | SOCO | Internal | Summer | B1 | 10 | 900 | 0 | 103.77 | 99.67 | 8 | 0
2015 | FRCC_2_SOCO | FRCC | SOCO | Internal | Summer | B2 | 25 | 900 | 0 | 103.77 | 97.77 | 8 | 0
2015 | FRCC_2_SOCO | FRCC | SOCO | Internal | Summer | B3 | 75 | 900 | 0 | 103.77 | 97.77 | 8 | 0
2015 | FRCC_2_SOCO | FRCC | SOCO | Internal | Summer | B4 | 100 | 900 | 0 | 103.77 | 97.77 | 8 | 0
2015 | FRCC_2_SOCO | FRCC | SOCO | Internal | Summer | B5 | 200 | 900 | 0 | 101 | 91 | 8 | 0
2015 | FRCC_2_SOCO | FRCC | SOCO | Internal | Summer | B6 | 300 | 900 | 0 | 88.76 | 78.76 | 8 | 0
2015 | FRCC_2_SOCO | FRCC | SOCO | Internal | Summer | B7 | 400 | 900 | 0 | 75.42 | 67.56 | 8 | 0
2015 | FRCC_2_SOCO | FRCC | SOCO | Internal | Summer | B8 | 500 | 900 | 0 | 66.14 | 66.62 | 8 | 0
2015 | FRCC_2_SOCO | FRCC | SOCO | Internal | Summer | B9 | 800 | 900 | 0 | 63.4 | 60.6 | 8 | 0
2015 | FRCC_2_SOCO | FRCC | SOCO | Internal | Summer | B10 | 1262 | 900 | 0 | 63.4 | 58.49 | 8 | 0
2015 | FRCC_2_SOCO | FRCC | SOCO | Internal | Winter | B16 | 25 | 900 | 0 | 94.18 | 84.54 | 8 | 0
2015 | FRCC_2_SOCO | FRCC | SOCO | Internal | Winter | B17 | 100 | 900 | 0 | 68.96 | 66.43 | 8 | 0
2015 | FRCC_2_SOCO | FRCC | SOCO | Internal | Winter | B18 | 400 | 900 | 0 | 66.09 | 62.04 | 8 | 0
2015 | FRCC_2_SOCO | FRCC | SOCO | Internal | Winter | B19 | 700 | 900 | 0 | 66.09 | 62.04 | 8 | 0
2015 | FRCC_2_SOCO | FRCC | SOCO | Internal | Winter | B20 | 935 | 900 | 0 | 66.09 | 62.04 | 8 | 0
2015 | HQ_NEISO_2_NEISO | HQ_NEISO | NEISO | Internal | Shoulder | B11 | 25 | 99999 | 2920 | 55.75 | 55.76 | 0.01 | 0
2015 | HQ_NEISO_2_NEISO | HQ_NEISO | NEISO | Internal | Shoulder | B12 | 200 | 99999 | 2920 | 55.75 | 55.76 | 0.01 | 0
2015 | HQ_NEISO_2_NEISO | HQ_NEISO | NEISO | Internal | Shoulder | B13 | 600 | 99999 | 2920 | 55.75 | 55.76 | 0.01 | 0
2015 | HQ_NEISO_2_NEISO | HQ_NEISO | NEISO | Internal | Shoulder | B14 | 900 | 99999 | 2920 | 55.75 | 55.76 | 0.01 | 0
2015 | HQ_NEISO_2_NEISO | HQ_NEISO | NEISO | Internal | Shoulder | B15 | 1203 | 99999 | 1143.24 | 55.75 | 55.76 | 0.01 | 0
2015 | HQ_NEISO_2_NEISO | HQ_NEISO | NEISO | Internal | Summer | B1 | 10 | 99999 | 2920.1 | 96.69 | 96.71 | 0.01 | 0
2015 | HQ_NEISO_2_NEISO | HQ_NEISO | NEISO | Internal | Summer | B2 | 25 | 99999 | 2920 | 80.96 | 80.97 | 0.01 | 0
2015 | HQ_NEISO_2_NEISO | HQ_NEISO | NEISO | Internal | Summer | B3 | 75 | 99999 | 2920 | 76.45 | 76.46 | 0.01 | 0
2015 | HQ_NEISO_2_NEISO | HQ_NEISO | NEISO | Internal | Summer | B4 | 100 | 99999 | 2920 | 70.46 | 70.47 | 0.01 | 0
2015 | HQ_NEISO_2_NEISO | HQ_NEISO | NEISO | Internal | Summer | B5 | 200 | 99999 | 2920 | 53.05 | 53.06 | 0.01 | 0
2015 | HQ_NEISO_2_NEISO | HQ_NEISO | NEISO | Internal | Summer | B6 | 300 | 99999 | 2920 | 53.05 | 53.06 | 0.01 | 0
2015 | HQ_NEISO_2_NEISO | HQ_NEISO | NEISO | Internal | Summer | B7 | 400 | 99999 | 2920 | 53.05 | 53.06 | 0.01 | 0
2015 | HQ_NEISO_2_NEISO | HQ_NEISO | NEISO | Internal | Summer | B8 | 500 | 99999 | 2920 | 53.05 | 53.06 | 0.01 | 0
2015 | HQ_NEISO_2_NEISO | HQ_NEISO | NEISO | Internal | Summer | B9 | 800 | 99999 | 2920 | 53.05 | 53.06 | 0.01 | 0
2015 | HQ_NEISO_2_NEISO | HQ_NEISO | NEISO | Internal | Summer | B10 | 1262 | 99999 | 795.94 | 53.05 | 53.06 | 0.01 | 0
2015 | HQ_NEISO_2_NEISO | HQ_NEISO | NEISO | Internal | Winter | B16 | 25 | 99999 | 2920 | 64.14 | 64.15 | 0.01 | 0
2015 | HQ_NEISO_2_NEISO | HQ_NEISO | NEISO | Internal | Winter | B17 | 100 | 99999 | 2920 | 64.14 | 64.15 | 0.01 | 0
2015 | HQ_NEISO_2_NEISO | HQ_NEISO | NEISO | Internal | Winter | B18 | 400 | 99999 | 2920 | 64.14 | 64.15 | 0.01 | 0
2015 | HQ_NEISO_2_NEISO | HQ_NEISO | NEISO | Internal | Winter | B19 | 700 | 99999 | 2920 | 64.14 | 64.15 | 0.01 | 0
2015 | HQ_NEISO_2_NEISO | HQ_NEISO | NEISO | Internal | Winter | B20 | 935 | 99999 | 1233.58 | 64.14 | 64.15 | 0.01 | 0
2015 | HQ_NY_2_NYISO_A-F | HQ_NY | NYISO_A-F | Internal | Shoulder | B11 | 25 | 99999 | 1000 | 60.45 | 60.47 | 0.01 | 0
2015 | HQ_NY_2_NYISO_A-F | HQ_NY | NYISO_A-F | Internal | Shoulder | B12 | 200 | 99999 | 1000 | 58.74 | 58.75 | 0.01 | 0
2015 | HQ_NY_2_NYISO_A-F | HQ_NY | NYISO_A-F | Internal | Shoulder | B13 | 600 | 99999 | 1000 | 57.74 | 57.76 | 0.01 | 0
2015 | HQ_NY_2_NYISO_A-F | HQ_NY | NYISO_A-F | Internal | Shoulder | B14 | 900 | 99999 | 1000 | 56.81 | 56.82 | 0.01 | 0
2015 | HQ_NY_2_NYISO_A-F | HQ_NY | NYISO_A-F | Internal | Shoulder | B15 | 1203 | 99999 | 188.69 | 56.81 | 56.82 | 0.01 | 0
2015 | HQ_NY_2_NYISO_A-F | HQ_NY | NYISO_A-F | Internal | Summer | B1 | 10 | 99999 | 1000.1 | 91.66 | 91.67 | 0.01 | 0
2015 | HQ_NY_2_NYISO_A-F | HQ_NY | NYISO_A-F | Internal | Summer | B2 | 25 | 99999 | 1000.1 | 83.94 | 83.95 | 0.01 | 0
2015 | HQ_NY_2_NYISO_A-F | HQ_NY | NYISO_A-F | Internal | Summer | B3 | 75 | 99999 | 1000 | 79.45 | 79.46 | 0.01 | 0
2015 | HQ_NY_2_NYISO_A-F | HQ_NY | NYISO_A-F | Internal | Summer | B4 | 100 | 99999 | 1000 | 75.93 | 75.94 | 0.01 | 0
2015 | HQ_NY_2_NYISO_A-F | HQ_NY | NYISO_A-F | Internal | Summer | B5 | 200 | 99999 | 1000 | 68.92 | 68.93 | 0.01 | 0
2015 | HQ_NY_2_NYISO_A-F | HQ_NY | NYISO_A-F | Internal | Summer | B6 | 300 | 99999 | 1000 | 57.76 | 57.78 | 0.01 | 0
2015 | HQ_NY_2_NYISO_A-F | HQ_NY | NYISO_A-F | Internal | Summer | B7 | 400 | 99999 | 1000 | 56.03 | 56.04 | 0.01 | 0
2015 | HQ_NY_2_NYISO_A-F | HQ_NY | NYISO_A-F | Internal | Summer | B8 | 500 | 99999 | 1000 | 55.16 | 55.18 | 0.01 | 0
2015 | HQ_NY_2_NYISO_A-F | HQ_NY | NYISO_A-F | Internal | Summer | B9 | 800 | 99999 | 1000 | 55.16 | 55.18 | 0.01 | 0
2015 | HQ_NY_2_NYISO_A-F | HQ_NY | NYISO_A-F | Internal | Summer | B10 | 1262 | 99999 | 30.11 | 55.16 | 55.18 | 0.01 | 0
2015 | HQ_NY_2_NYISO_A-F | HQ_NY | NYISO_A-F | Internal | Winter | B16 | 25 | 99999 | 1000 | 67.56 | 67.57 | 0.01 | 0
2015 | HQ_NY_2_NYISO_A-F | HQ_NY | NYISO_A-F | Internal | Winter | B17 | 100 | 99999 | 1000 | 65.71 | 65.72 | 0.01 | 0
2015 | HQ_NY_2_NYISO_A-F | HQ_NY | NYISO_A-F | Internal | Winter | B18 | 400 | 99999 | 1000 | 61.51 | 61.53 | 0.01 | 0
2015 | HQ_NY_2_NYISO_A-F | HQ_NY | NYISO_A-F | Internal | Winter | B19 | 700 | 99999 | 1000 | 61.51 | 61.53 | 0.01 | 0
2015 | HQ_NY_2_NYISO_A-F | HQ_NY | NYISO_A-F | Internal | Winter | B20 | 935 | 99999 | 229.95 | 61.51 | 61.53 | 0.01 | 0
2015 | HQ_IESO_2_IESO | HQ_IESO | IESO | Internal | Shoulder | B11 | 25 | 99999 | 400 | 53.45 | 53.47 | 0.01 | 0
2015 | HQ_IESO_2_IESO | HQ_IESO | IESO | Internal | Shoulder | B12 | 200 | 99999 | 400 | 51.74 | 51.75 | 0.01 | 0
2015 | HQ_IESO_2_IESO | HQ_IESO | IESO | Internal | Shoulder | B13 | 600 | 99999 | 400 | 50.52 | 50.53 | 0.01 | 0
2015 | HQ_IESO_2_IESO | HQ_IESO | IESO | Internal | Shoulder | B14 | 900 | 99999 | 400 | 49.14 | 49.15 | 0.01 | 0
2015 | HQ_IESO_2_IESO | HQ_IESO | IESO | Internal | Shoulder | B15 | 1203 | 99999 | 75.48 | 49.14 | 49.15 | 0.01 | 0
2015 | HQ_IESO_2_IESO | HQ_IESO | IESO | Internal | Summer | B1 | 10 | 99999 | 400.1 | 84.66 | 84.67 | 0.01 | 0
2015 | HQ_IESO_2_IESO | HQ_IESO | IESO | Internal | Summer | B2 | 25 | 99999 | 400 | 81.63 | 81.64 | 0.01 | 0
2015 | HQ_IESO_2_IESO | HQ_IESO | IESO | Internal | Summer | B3 | 75 | 99999 | 400 | 81.48 | 81.49 | 0.01 | 0
2015 | HQ_IESO_2_IESO | HQ_IESO | IESO | Internal | Summer | B4 | 100 | 99999 | 400 | 78.85 | 78.86 | 0.01 | 0
2015 | HQ_IESO_2_IESO | HQ_IESO | IESO | Internal | Summer | B5 | 200 | 99999 | 400 | 61.92 | 61.93 | 0.01 | 0
2015 | HQ_IESO_2_IESO | HQ_IESO | IESO | Internal | Summer | B6 | 300 | 99999 | 400 | 50.76 | 50.78 | 0.01 | 0
2015 | HQ_IESO_2_IESO | HQ_IESO | IESO | Internal | Summer | B7 | 400 | 99999 | 400 | 48.29 | 48.3 | 0.01 | 0
2015 | HQ_IESO_2_IESO | HQ_IESO | IESO | Internal | Summer | B8 | 500 | 99999 | 400 | 46.91 | 46.92 | 0.01 | 0
2015 | HQ_IESO_2_IESO | HQ_IESO | IESO | Internal | Summer | B9 | 800 | 99999 | 400 | 46.07 | 46.08 | 0.01 | 0
2015 | HQ_IESO_2_IESO | HQ_IESO | IESO | Internal | Summer | B10 | 1262 | 99999 | 12.04 | 46.07 | 46.08 | 0.01 | 0
2015 | HQ_IESO_2_IESO | HQ_IESO | IESO | Internal | Winter | B16 | 25 | 99999 | 400 | 60.56 | 60.57 | 0.01 | 0
2015 | HQ_IESO_2_IESO | HQ_IESO | IESO | Internal | Winter | B17 | 100 | 99999 | 400 | 58.71 | 58.72 | 0.01 | 0
2015 | HQ_IESO_2_IESO | HQ_IESO | IESO | Internal | Winter | B18 | 400 | 99999 | 400 | 51.8 | 51.82 | 0.01 | 0
2015 | HQ_IESO_2_IESO | HQ_IESO | IESO | Internal | Winter | B19 | 700 | 99999 | 400 | 50.92 | 50.94 | 0.01 | 0
2015 | HQ_IESO_2_IESO | HQ_IESO | IESO | Internal | Winter | B20 | 935 | 99999 | 91.98 | 50.92 | 50.94 | 0.01 | 0
2015 | IESO_2_MAPP_CA | IESO | MAPP_CA | Internal | Shoulder | B11 | 25 | 269 | 269 | 53.47 | 70.97 | 7 | 10.51
2015 | IESO_2_MAPP_CA | IESO | MAPP_CA | Internal | Shoulder | B12 | 200 | 269 | 269 | 51.75 | 62.37 | 7 | 3.62
2015 | IESO_2_MAPP_CA | IESO | MAPP_CA | Internal | Shoulder | B13 | 600 | 269 | 269 | 50.53 | 57.58 | 7 | 0.06
2015 | IESO_2_MAPP_CA | IESO | MAPP_CA | Internal | Shoulder | B14 | 900 | 269 | 66.01 | 49.15 | 56.15 | 7 | 0
2015 | IESO_2_MAPP_CA | IESO | MAPP_CA | Internal | Shoulder | B15 | 1203 | 269 | 92.15 | 49.15 | 56.15 | 7 | 0
2015 | IESO_2_MAPP_CA | IESO | MAPP_CA | Internal | Summer | B1 | 10 | 269 | 0 | 84.67 | 76.67 | 7 | 0
2015 | IESO_2_MAPP_CA | IESO | MAPP_CA | Internal | Summer | B2 | 25 | 269 | 0 | 81.64 | 76.56 | 7 | 0
2015 | IESO_2_MAPP_CA | IESO | MAPP_CA | Internal | Summer | B3 | 75 | 269 | 0 | 81.49 | 77.28 | 7 | 0
2015 | IESO_2_MAPP_CA | IESO | MAPP_CA | Internal | Summer | B4 | 100 | 269 | 0 | 78.86 | 75.73 | 7 | 0
2015 | IESO_2_MAPP_CA | IESO | MAPP_CA | Internal | Summer | B5 | 200 | 269 | 269 | 61.93 | 70.97 | 7 | 2.04
2015 | IESO_2_MAPP_CA | IESO | MAPP_CA | Internal | Summer | B6 | 300 | 269 | 269 | 50.78 | 63.78 | 7 | 6
2015 | IESO_2_MAPP_CA | IESO | MAPP_CA | Internal | Summer | B7 | 400 | 269 | 0 | 48.3 | 55.28 | 7 | 0
2015 | IESO_2_MAPP_CA | IESO | MAPP_CA | Internal | Summer | B8 | 500 | 269 | 53.18 | 46.92 | 53.92 | 7 | 0
2015 | IESO_2_MAPP_CA | IESO | MAPP_CA | Internal | Summer | B9 | 800 | 269 | 78.36 | 46.08 | 53.08 | 7 | 0
2015 | IESO_2_MAPP_CA | IESO | MAPP_CA | Internal | Summer | B10 | 1262 | 269 | 67.52 | 46.08 | 53.08 | 7 | 0
2015 | IESO_2_MAPP_CA | IESO | MAPP_CA | Internal | Winter | B16 | 25 | 269 | 269 | 60.57 | 74.88 | 7 | 7.31
2015 | IESO_2_MAPP_CA | IESO | MAPP_CA | Internal | Winter | B17 | 100 | 269 | 266.69 | 58.72 | 65.72 | 7 | 0
2015 | IESO_2_MAPP_CA | IESO | MAPP_CA | Internal | Winter | B18 | 400 | 269 | 0 | 51.82 | 58.79 | 7 | 0
2015 | IESO_2_MAPP_CA | IESO | MAPP_CA | Internal | Winter | B19 | 700 | 269 | 269 | 50.94 | 58.79 | 7 | 0.86
2015 | IESO_2_MAPP_CA | IESO | MAPP_CA | Internal | Winter | B20 | 935 | 269 | 269 | 50.94 | 58.79 | 7 | 0.86
2015 | IESO_2_MISO_MI | IESO | MISO_MI | Internal | Shoulder | B11 | 25 | 3125 | 3125 | 53.47 | 75.68 | 7 | 15.22
2015 | IESO_2_MISO_MI | IESO | MISO_MI | Internal | Shoulder | B12 | 200 | 3125 | 3125 | 51.75 | 62.4 | 7 | 3.65
2015 | IESO_2_MISO_MI | IESO | MISO_MI | Internal | Shoulder | B13 | 600 | 3125 | 3125 | 50.53 | 57.61 | 7 | 0.08
2015 | IESO_2_MISO_MI | IESO | MISO_MI | Internal | Shoulder | B14 | 900 | 3125 | 2626.68 | 49.15 | 56.15 | 7 | 0
2015 | IESO_2_MISO_MI | IESO | MISO_MI | Internal | Shoulder | B15 | 1203 | 3125 | 0 | 49.15 | 54.98 | 7 | 0
2015 | IESO_2_MISO_MI | IESO | MISO_MI | Internal | Summer | B1 | 10 | 3125 | 1292.56 | 84.67 | 91.67 | 7 | 0
2015 | IESO_2_MISO_MI | IESO | MISO_MI | Internal | Summer | B2 | 25 | 3125 | 1827.63 | 81.64 | 88.64 | 7 | 0
2015 | IESO_2_MISO_MI | IESO | MISO_MI | Internal | Summer | B3 | 75 | 3125 | 2587.88 | 81.49 | 88.49 | 7 | 0
2015 | IESO_2_MISO_MI | IESO | MISO_MI | Internal | Summer | B4 | 100 | 3125 | 3125 | 78.86 | 86.59 | 7 | 0.73
2015 | IESO_2_MISO_MI | IESO | MISO_MI | Internal | Summer | B5 | 200 | 3125 | 3125 | 61.93 | 74.92 | 7 | 5.99
2015 | IESO_2_MISO_MI | IESO | MISO_MI | Internal | Summer | B6 | 300 | 3125 | 3125 | 50.78 | 63.78 | 7 | 6
2015 | IESO_2_MISO_MI | IESO | MISO_MI | Internal | Summer | B7 | 400 | 3125 | 2584.74 | 48.3 | 55.3 | 7 | 0
2015 | IESO_2_MISO_MI | IESO | MISO_MI | Internal | Summer | B8 | 500 | 3125 | 3059.07 | 46.92 | 53.92 | 7 | 0
2015 | IESO_2_MISO_MI | IESO | MISO_MI | Internal | Summer | B9 | 800 | 3125 | 3125 | 46.08 | 53.12 | 7 | 0.04
2015 | IESO_2_MISO_MI | IESO | MISO_MI | Internal | Summer | B10 | 1262 | 3125 | 0 | 46.08 | 52.61 | 7 | 0
2015 | IESO_2_MISO_MI | IESO | MISO_MI | Internal | Winter | B16 | 25 | 3125 | 3125 | 60.57 | 74.89 | 7 | 7.32
2015 | IESO_2_MISO_MI | IESO | MISO_MI | Internal | Winter | B17 | 100 | 3125 | 3125 | 58.72 | 65.76 | 7 | 0.04
2015 | IESO_2_MISO_MI | IESO | MISO_MI | Internal | Winter | B18 | 400 | 3125 | 2798.87 | 51.82 | 58.82 | 7 | 0
2015 | IESO_2_MISO_MI | IESO | MISO_MI | Internal | Winter | B19 | 700 | 3125 | 654 | 50.94 | 57.94 | 7 | 0
2015 | IESO_2_MISO_MI | IESO | MISO_MI | Internal | Winter | B20 | 935 | 3125 | 0 | 50.94 | 53.59 | 7 | 0
2015 | IESO_2_MISO_W | IESO | MISO_W | Internal | Shoulder | B11 | 25 | 195 | 195 | 53.47 | 77.57 | 7 | 17.1
2015 | IESO_2_MISO_W | IESO | MISO_W | Internal | Shoulder | B12 | 200 | 195 | 195 | 51.75 | 62.38 | 7 | 3.64
2015 | IESO_2_MISO_W | IESO | MISO_W | Internal | Shoulder | B13 | 600 | 195 | 195 | 50.53 | 57.6 | 7 | 0.07
2015 | IESO_2_MISO_W | IESO | MISO_W | Internal | Shoulder | B14 | 900 | 195 | 0 | 49.15 | 56.14 | 7 | 0
2015 | IESO_2_MISO_W | IESO | MISO_W | Internal | Shoulder | B15 | 1203 | 195 | 0 | 49.15 | 54.99 | 7 | 0
2015 | IESO_2_MISO_W | IESO | MISO_W | Internal | Summer | B1 | 10 | 195 | 70.27 | 84.67 | 91.67 | 7 | 0
2015 | IESO_2_MISO_W | IESO | MISO_W | Internal | Summer | B2 | 25 | 195 | 0 | 81.64 | 88.63 | 7 | 0
2015 | IESO_2_MISO_W | IESO | MISO_W | Internal | Summer | B3 | 75 | 195 | 195 | 81.49 | 88.52 | 7 | 0.04
2015 | IESO_2_MISO_W | IESO | MISO_W | Internal | Summer | B4 | 100 | 195 | 195 | 78.86 | 86.63 | 7 | 0.77
2015 | IESO_2_MISO_W | IESO | MISO_W | Internal | Summer | B5 | 200 | 195 | 195 | 61.93 | 74.93 | 7 | 6
2015 | IESO_2_MISO_W | IESO | MISO_W | Internal | Summer | B6 | 300 | 195 | 195 | 50.78 | 63.79 | 7 | 6.01
2015 | IESO_2_MISO_W | IESO | MISO_W | Internal | Summer | B7 | 400 | 195 | 0 | 48.3 | 55.29 | 7 | 0
2015 | IESO_2_MISO_W | IESO | MISO_W | Internal | Summer | B8 | 500 | 195 | 195 | 46.92 | 53.93 | 7 | 0.01
2015 | IESO_2_MISO_W | IESO | MISO_W | Internal | Summer | B9 | 800 | 195 | 76.82 | 46.08 | 53.08 | 7 | 0
2015 | IESO_2_MISO_W | IESO | MISO_W | Internal | Summer | B10 | 1262 | 195 | 0 | 46.08 | 51.86 | 7 | 0
2015 | IESO_2_MISO_W | IESO | MISO_W | Internal | Winter | B16 | 25 | 195 | 195 | 60.57 | 74.89 | 7 | 7.32
2015 | IESO_2_MISO_W | IESO | MISO_W | Internal | Winter | B17 | 100 | 195 | 195 | 58.72 | 65.73 | 7 | 0.01
2015 | IESO_2_MISO_W | IESO | MISO_W | Internal | Winter | B18 | 400 | 195 | 0 | 51.82 | 58.8 | 7 | 0
2015 | IESO_2_MISO_W | IESO | MISO_W | Internal | Winter | B19 | 700 | 195 | 30.65 | 50.94 | 57.94 | 7 | 0
2015 | IESO_2_MISO_W | IESO | MISO_W | Internal | Winter | B20 | 935 | 195 | 0 | 50.94 | 53.56 | 7 | 0
2015 | IESO_2_NYISO_A-F | IESO | NYISO_A-F | Internal | Shoulder | B11 | 25 | 2224 | 1898.96 | 53.47 | 60.47 | 7 | 0
2015 | IESO_2_NYISO_A-F | IESO | NYISO_A-F | Internal | Shoulder | B12 | 200 | 2224 | 1719.62 | 51.75 | 58.75 | 7 | 0
2015 | IESO_2_NYISO_A-F | IESO | NYISO_A-F | Internal | Shoulder | B13 | 600 | 2224 | 2224 | 50.53 | 57.76 | 7 | 0.23
2015 | IESO_2_NYISO_A-F | IESO | NYISO_A-F | Internal | Shoulder | B14 | 900 | 2224 | 2224 | 49.15 | 56.82 | 7 | 0.67
2015 | IESO_2_NYISO_A-F | IESO | NYISO_A-F | Internal | Shoulder | B15 | 1203 | 2224 | 2224 | 49.15 | 56.82 | 7 | 0.67
2015 | IESO_2_NYISO_A-F | IESO | NYISO_A-F | Internal | Summer | B1 | 10 | 2224 | 111.23 | 84.67 | 91.67 | 7 | 0
2015 | IESO_2_NYISO_A-F | IESO | NYISO_A-F | Internal | Summer | B2 | 25 | 2224 | 0 | 81.64 | 83.95 | 7 | 0
2015 | IESO_2_NYISO_A-F | IESO | NYISO_A-F | Internal | Summer | B3 | 75 | 2224 | 0 | 81.49 | 79.46 | 7 | 0
2015 | IESO_2_NYISO_A-F | IESO | NYISO_A-F | Internal | Summer | B4 | 100 | 2224 | 0 | 78.86 | 75.94 | 7 | 0
2015 | IESO_2_NYISO_A-F | IESO | NYISO_A-F | Internal | Summer | B5 | 200 | 2224 | 52.13 | 61.93 | 68.93 | 7 | 0
2015 | IESO_2_NYISO_A-F | IESO | NYISO_A-F | Internal | Summer | B6 | 300 | 2224 | 534.69 | 50.78 | 57.78 | 7 | 0
2015 | IESO_2_NYISO_A-F | IESO | NYISO_A-F | Internal | Summer | B7 | 400 | 2224 | 2224 | 48.3 | 56.04 | 7 | 0.74
2015 | IESO_2_NYISO_A-F | IESO | NYISO_A-F | Internal | Summer | B8 | 500 | 2224 | 2224 | 46.92 | 55.18 | 7 | 1.25
2015 | IESO_2_NYISO_A-F | IESO | NYISO_A-F | Internal | Summer | B9 | 800 | 2224 | 2224 | 46.08 | 55.18 | 7 | 2.09
2015 | IESO_2_NYISO_A-F | IESO | NYISO_A-F | Internal | Summer | B10 | 1262 | 2224 | 2224 | 46.08 | 55.18 | 7 | 2.09
2015 | IESO_2_NYISO_A-F | IESO | NYISO_A-F | Internal | Winter | B16 | 25 | 2224 | 364.53 | 60.57 | 67.57 | 7 | 0
2015 | IESO_2_NYISO_A-F | IESO | NYISO_A-F | Internal | Winter | B17 | 100 | 2224 | 807.99 | 58.72 | 65.72 | 7 | 0
2015 | IESO_2_NYISO_A-F | IESO | NYISO_A-F | Internal | Winter | B18 | 400 | 2224 | 2224 | 51.82 | 61.53 | 7 | 2.71
2015 | IESO_2_NYISO_A-F | IESO | NYISO_A-F | Internal | Winter | B19 | 700 | 2224 | 2224 | 50.94 | 61.53 | 7 | 3.59
2015 | IESO_2_NYISO_A-F | IESO | NYISO_A-F | Internal | Winter | B20 | 935 | 2224 | 2224 | 50.94 | 61.53 | 7 | 3.59
2015 | MAPP_CA_2_IESO | MAPP_CA | IESO | Internal | Shoulder | B11 | 25 | 337 | 0 | 70.97 | 53.47 | 8 | 0
2015 | MAPP_CA_2_IESO | MAPP_CA | IESO | Internal | Shoulder | B12 | 200 | 337 | 0 | 62.37 | 51.75 | 8 | 0
2015 | MAPP_CA_2_IESO | MAPP_CA | IESO | Internal | Shoulder | B13 | 600 | 337 | 0 | 57.58 | 50.53 | 8 | 0
2015 | MAPP_CA_2_IESO | MAPP_CA | IESO | Internal | Shoulder | B14 | 900 | 337 | 0 | 56.15 | 49.15 | 8 | 0
2015 | MAPP_CA_2_IESO | MAPP_CA | IESO | Internal | Shoulder | B15 | 1203 | 337 | 0 | 56.15 | 49.15 | 8 | 0
2015 | MAPP_CA_2_IESO | MAPP_CA | IESO | Internal | Summer | B1 | 10 | 337 | 130.32 | 76.67 | 84.67 | 8 | 0
2015 | MAPP_CA_2_IESO | MAPP_CA | IESO | Internal | Summer | B2 | 25 | 337 | 0 | 76.56 | 81.64 | 8 | 0
2015 | MAPP_CA_2_IESO | MAPP_CA | IESO | Internal | Summer | B3 | 75 | 337 | 0 | 77.28 | 81.49 | 8 | 0
2015 | MAPP_CA_2_IESO | MAPP_CA | IESO | Internal | Summer | B4 | 100 | 337 | 0 | 75.73 | 78.86 | 8 | 0
2015 | MAPP_CA_2_IESO | MAPP_CA | IESO | Internal | Summer | B5 | 200 | 337 | 0 | 70.97 | 61.93 | 8 | 0
2015 | MAPP_CA_2_IESO | MAPP_CA | IESO | Internal | Summer | B6 | 300 | 337 | 0 | 63.78 | 50.78 | 8 | 0
2015 | MAPP_CA_2_IESO | MAPP_CA | IESO | Internal | Summer | B7 | 400 | 337 | 0 | 55.28 | 48.3 | 8 | 0
2015 | MAPP_CA_2_IESO | MAPP_CA | IESO | Internal | Summer | B8 | 500 | 337 | 0 | 53.92 | 46.92 | 8 | 0
2015 | MAPP_CA_2_IESO | MAPP_CA | IESO | Internal | Summer | B9 | 800 | 337 | 0 | 53.08 | 46.08 | 8 | 0
2015 | MAPP_CA_2_IESO | MAPP_CA | IESO | Internal | Summer | B10 | 1262 | 337 | 0 | 53.08 | 46.08 | 8 | 0
2015 | MAPP_CA_2_IESO | MAPP_CA | IESO | Internal | Winter | B16 | 25 | 337 | 0 | 74.88 | 60.57 | 8 | 0
2015 | MAPP_CA_2_IESO | MAPP_CA | IESO | Internal | Winter | B17 | 100 | 337 | 0 | 65.72 | 58.72 | 8 | 0
2015 | MAPP_CA_2_IESO | MAPP_CA | IESO | Internal | Winter | B18 | 400 | 337 | 0 | 58.79 | 51.82 | 8 | 0
2015 | MAPP_CA_2_IESO | MAPP_CA | IESO | Internal | Winter | B19 | 700 | 337 | 0 | 58.79 | 50.94 | 8 | 0
2015 | MAPP_CA_2_IESO | MAPP_CA | IESO | Internal | Winter | B20 | 935 | 337 | 0 | 58.79 | 50.94 | 8 | 0
2015 | MAPP_CA_2_MAPP_US | MAPP_CA | MAPP_US | Internal | Shoulder | B11 | 25 | 372 | 0 | 70.97 | 70.57 | 7 | 0
2015 | MAPP_CA_2_MAPP_US | MAPP_CA | MAPP_US | Internal | Shoulder | B12 | 200 | 372 | 0 | 62.37 | 55.38 | 7 | 0
2015 | MAPP_CA_2_MAPP_US | MAPP_CA | MAPP_US | Internal | Shoulder | B13 | 600 | 372 | 0 | 57.58 | 55.38 | 7 | 0
2015 | MAPP_CA_2_MAPP_US | MAPP_CA | MAPP_US | Internal | Shoulder | B14 | 900 | 372 | 0 | 56.15 | 55.38 | 7 | 0
2015 | MAPP_CA_2_MAPP_US | MAPP_CA | MAPP_US | Internal | Shoulder | B15 | 1203 | 372 | 0 | 56.15 | 55.38 | 7 | 0
2015 | MAPP_CA_2_MAPP_US | MAPP_CA | MAPP_US | Internal | Summer | B1 | 10 | 372 | 372 | 76.67 | 84.67 | 7 | 1
2015 | MAPP_CA_2_MAPP_US | MAPP_CA | MAPP_US | Internal | Summer | B2 | 25 | 372 | 372 | 76.56 | 84.28 | 7 | 0.72
2015 | MAPP_CA_2_MAPP_US | MAPP_CA | MAPP_US | Internal | Summer | B3 | 75 | 372 | 330.28 | 77.28 | 84.28 | 7 | 0
2015 | MAPP_CA_2_MAPP_US | MAPP_CA | MAPP_US | Internal | Summer | B4 | 100 | 372 | 0 | 75.73 | 80.2 | 7 | 0
2015 | MAPP_CA_2_MAPP_US | MAPP_CA | MAPP_US | Internal | Summer | B5 | 200 | 372 | 0 | 70.97 | 74.92 | 7 | 0
2015 | MAPP_CA_2_MAPP_US | MAPP_CA | MAPP_US | Internal | Summer | B6 | 300 | 372 | 0 | 63.78 | 56.79 | 7 | 0
2015 | MAPP_CA_2_MAPP_US | MAPP_CA | MAPP_US | Internal | Summer | B7 | 400 | 372 | 0 | 55.28 | 52.46 | 7 | 0
2015 | MAPP_CA_2_MAPP_US | MAPP_CA | MAPP_US | Internal | Summer | B8 | 500 | 372 | 0 | 53.92 | 52.46 | 7 | 0
2015 | MAPP_CA_2_MAPP_US | MAPP_CA | MAPP_US | Internal | Summer | B9 | 800 | 372 | 0 | 53.08 | 52.46 | 7 | 0
2015 | MAPP_CA_2_MAPP_US | MAPP_CA | MAPP_US | Internal | Summer | B10 | 1262 | 372 | 0 | 53.08 | 52.46 | 7 | 0
2015 | MAPP_CA_2_MAPP_US | MAPP_CA | MAPP_US | Internal | Winter | B16 | 25 | 372 | 0 | 74.88 | 67.89 | 7 | 0
2015 | MAPP_CA_2_MAPP_US | MAPP_CA | MAPP_US | Internal | Winter | B17 | 100 | 372 | 0 | 65.72 | 58.73 | 7 | 0
2015 | MAPP_CA_2_MAPP_US | MAPP_CA | MAPP_US | Internal | Winter | B18 | 400 | 372 | 0 | 58.79 | 58.02 | 7 | 0
2015 | MAPP_CA_2_MAPP_US | MAPP_CA | MAPP_US | Internal | Winter | B19 | 700 | 372 | 0 | 58.79 | 58.02 | 7 | 0
2015 | MAPP_CA_2_MAPP_US | MAPP_CA | MAPP_US | Internal | Winter | B20 | 935 | 372 | 0 | 58.79 | 58.02 | 7 | 0
2015 | MAPP_CA_2_MISO_W | MAPP_CA | MISO_W | Internal | Shoulder | B11 | 25 | 1970 | 1970 | 70.97 | 77.57 | 0.01 | 6.58
2015 | MAPP_CA_2_MISO_W | MAPP_CA | MISO_W | Internal | Shoulder | B12 | 200 | 1970 | 1283.07 | 62.37 | 62.38 | 0.01 | 0
2015 | MAPP_CA_2_MISO_W | MAPP_CA | MISO_W | Internal | Shoulder | B13 | 600 | 1970 | 1372.53 | 57.58 | 57.6 | 0.01 | 0
2015 | MAPP_CA_2_MISO_W | MAPP_CA | MISO_W | Internal | Shoulder | B14 | 900 | 1970 | 0 | 56.15 | 56.14 | 0.01 | 0
2015 | MAPP_CA_2_MISO_W | MAPP_CA | MISO_W | Internal | Shoulder | B15 | 1203 | 1970 | 0 | 56.15 | 54.99 | 0.01 | 0
2015 | MAPP_CA_2_MISO_W | MAPP_CA | MISO_W | Internal | Summer | B1 | 10 | 1970 | 1970 | 76.67 | 91.67 | 0.01 | 14.99
2015 | MAPP_CA_2_MISO_W | MAPP_CA | MISO_W | Internal | Summer | B2 | 25 | 1970 | 1970 | 76.56 | 88.63 | 0.01 | 12.05
2015 | MAPP_CA_2_MISO_W | MAPP_CA | MISO_W | Internal | Summer | B3 | 75 | 1970 | 1970 | 77.28 | 88.52 | 0.01 | 11.23
2015 | MAPP_CA_2_MISO_W | MAPP_CA | MISO_W | Internal | Summer | B4 | 100 | 1970 | 1970 | 75.73 | 86.63 | 0.01 | 10.88
2015 | MAPP_CA_2_MISO_W | MAPP_CA | MISO_W | Internal | Summer | B5 | 200 | 1970 | 1970 | 70.97 | 74.93 | 0.01 | 3.95
2015 | MAPP_CA_2_MISO_W | MAPP_CA | MISO_W | Internal | Summer | B6 | 300 | 1970 | 1362.98 | 63.78 | 63.79 | 0.01 | 0
2015 | MAPP_CA_2_MISO_W | MAPP_CA | MISO_W | Internal | Summer | B7 | 400 | 1970 | 1222.19 | 55.28 | 55.29 | 0.01 | 0
2015 | MAPP_CA_2_MISO_W | MAPP_CA | MISO_W | Internal | Summer | B8 | 500 | 1970 | 1461.13 | 53.92 | 53.93 | 0.01 | 0
2015 | MAPP_CA_2_MISO_W | MAPP_CA | MISO_W | Internal | Summer | B9 | 800 | 1970 | 0 | 53.08 | 53.08 | 0.01 | 0
2015 | MAPP_CA_2_MISO_W | MAPP_CA | MISO_W | Internal | Summer | B10 | 1262 | 1970 | 0 | 53.08 | 51.86 | 0.01 | 0
2015 | MAPP_CA_2_MISO_W | MAPP_CA | MISO_W | Internal | Winter | B16 | 25 | 1970 | 1449.12 | 74.88 | 74.89 | 0.01 | 0
2015 | MAPP_CA_2_MISO_W | MAPP_CA | MISO_W | Internal | Winter | B17 | 100 | 1970 | 400.68 | 65.72 | 65.73 | 0.01 | 0
2015 | MAPP_CA_2_MISO_W | MAPP_CA | MISO_W | Internal | Winter | B18 | 400 | 1970 | 38.37 | 58.79 | 58.8 | 0.01 | 0
2015 | MAPP_CA_2_MISO_W | MAPP_CA | MISO_W | Internal | Winter | B19 | 700 | 1970 | 0 | 58.79 | 57.94 | 0.01 | 0
2015 | MAPP_CA_2_MISO_W | MAPP_CA | MISO_W | Internal | Winter | B20 | 935 | 1970 | 0 | 58.79 | 53.56 | 0.01 | 0
2015 | MAPP_US_2_MAPP_CA | MAPP_US | MAPP_CA | Internal | Shoulder | B11 | 25 | 165 | 0 | 70.57 | 70.97 | 7 | 0
2015 | MAPP_US_2_MAPP_CA | MAPP_US | MAPP_CA | Internal | Shoulder | B12 | 200 | 165 | 0 | 55.38 | 62.37 | 7 | 0
2015 | MAPP_US_2_MAPP_CA | MAPP_US | MAPP_CA | Internal | Shoulder | B13 | 600 | 165 | 0 | 55.38 | 57.58 | 7 | 0
2015 | MAPP_US_2_MAPP_CA | MAPP_US | MAPP_CA | Internal | Shoulder | B14 | 900 | 165 | 0 | 55.38 | 56.15 | 7 | 0
2015 | MAPP_US_2_MAPP_CA | MAPP_US | MAPP_CA | Internal | Shoulder | B15 | 1203 | 165 | 0 | 55.38 | 56.15 | 7 | 0
2015 | MAPP_US_2_MAPP_CA | MAPP_US | MAPP_CA | Internal | Summer | B1 | 10 | 165 | 0 | 84.67 | 76.67 | 7 | 0
2015 | MAPP_US_2_MAPP_CA | MAPP_US | MAPP_CA | Internal | Summer | B2 | 25 | 165 | 0 | 84.28 | 76.56 | 7 | 0
2015 | MAPP_US_2_MAPP_CA | MAPP_US | MAPP_CA | Internal | Summer | B3 | 75 | 165 | 0 | 84.28 | 77.28 | 7 | 0
2015 | MAPP_US_2_MAPP_CA | MAPP_US | MAPP_CA | Internal | Summer | B4 | 100 | 165 | 0 | 80.2 | 75.73 | 7 | 0
2015 | MAPP_US_2_MAPP_CA | MAPP_US | MAPP_CA | Internal | Summer | B5 | 200 | 165 | 0 | 74.92 | 70.97 | 7 | 0
2015 | MAPP_US_2_MAPP_CA | MAPP_US | MAPP_CA | Internal | Summer | B6 | 300 | 165 | 0 | 56.79 | 63.78 | 7 | 0
2015 | MAPP_US_2_MAPP_CA | MAPP_US | MAPP_CA | Internal | Summer | B7 | 400 | 165 | 0 | 52.46 | 55.28 | 7 | 0
2015 | MAPP_US_2_MAPP_CA | MAPP_US | MAPP_CA | Internal | Summer | B8 | 500 | 165 | 0 | 52.46 | 53.92 | 7 | 0
2015 | MAPP_US_2_MAPP_CA | MAPP_US | MAPP_CA | Internal | Summer | B9 | 800 | 165 | 0 | 52.46 | 53.08 | 7 | 0
2015 | MAPP_US_2_MAPP_CA | MAPP_US | MAPP_CA | Internal | Summer | B10 | 1262 | 165 | 0 | 52.46 | 53.08 | 7 | 0
2015 | MAPP_US_2_MAPP_CA | MAPP_US | MAPP_CA | Internal | Winter | B16 | 25 | 165 | 0 | 67.89 | 74.88 | 7 | 0
2015 | MAPP_US_2_MAPP_CA | MAPP_US | MAPP_CA | Internal | Winter | B17 | 100 | 165 | 0 | 58.73 | 65.72 | 7 | 0
2015 | MAPP_US_2_MAPP_CA | MAPP_US | MAPP_CA | Internal | Winter | B18 | 400 | 165 | 0 | 58.02 | 58.79 | 7 | 0
2015 | MAPP_US_2_MAPP_CA | MAPP_US | MAPP_CA | Internal | Winter | B19 | 700 | 165 | 0 | 58.02 | 58.79 | 7 | 0
2015 | MAPP_US_2_MAPP_CA | MAPP_US | MAPP_CA | Internal | Winter | B20 | 935 | 165 | 0 | 58.02 | 58.79 | 7 | 0
2015 | MAPP_US_2_MISO_W | MAPP_US | MISO_W | Internal | Shoulder | B11 | 25 | 2635 | 111.09 | 70.57 | 77.57 | 7 | 0
2015 | MAPP_US_2_MISO_W | MAPP_US | MISO_W | Internal | Shoulder | B12 | 200 | 2635 | 403.3 | 55.38 | 62.38 | 7 | 0
2015 | MAPP_US_2_MISO_W | MAPP_US | MISO_W | Internal | Shoulder | B13 | 600 | 2635 | 0 | 55.38 | 57.6 | 7 | 0
2015 | MAPP_US_2_MISO_W | MAPP_US | MISO_W | Internal | Shoulder | B14 | 900 | 2635 | 0 | 55.38 | 56.14 | 7 | 0
2015 | MAPP_US_2_MISO_W | MAPP_US | MISO_W | Internal | Shoulder | B15 | 1203 | 2635 | 0 | 55.38 | 54.99 | 7 | 0
2015 | MAPP_US_2_MISO_W | MAPP_US | MISO_W | Internal | Summer | B1 | 10 | 2635 | 1040.81 | 84.67 | 91.67 | 7 | 0
2015 | MAPP_US_2_MISO_W | MAPP_US | MISO_W | Internal | Summer | B2 | 25 | 2635 | 0 | 84.28 | 88.63 | 7 | 0
2015 | MAPP_US_2_MISO_W | MAPP_US | MISO_W | Internal | Summer | B3 | 75 | 2635 | 0 | 84.28 | 88.52 | 7 | 0
2015 | MAPP_US_2_MISO_W | MAPP_US | MISO_W | Internal | Summer | B4 | 100 | 2635 | 0 | 80.2 | 86.63 | 7 | 0
2015 | MAPP_US_2_MISO_W | MAPP_US | MISO_W | Internal | Summer | B5 | 200 | 2635 | 0 | 74.92 | 74.93 | 7 | 0
2015 | MAPP_US_2_MISO_W | MAPP_US | MISO_W | Internal | Summer | B6 | 300 | 2635 | 34.89 | 56.79 | 63.79 | 7 | 0
2015 | MAPP_US_2_MISO_W | MAPP_US | MISO_W | Internal | Summer | B7 | 400 | 2635 | 0 | 52.46 | 55.29 | 7 | 0
2015 | MAPP_US_2_MISO_W | MAPP_US | MISO_W | Internal | Summer | B8 | 500 | 2635 | 0 | 52.46 | 53.93 | 7 | 0
2015 | MAPP_US_2_MISO_W | MAPP_US | MISO_W | Internal | Summer | B9 | 800 | 2635 | 0 | 52.46 | 53.08 | 7 | 0
2015 | MAPP_US_2_MISO_W | MAPP_US | MISO_W | Internal | Summer | B10 | 1262 | 2635 | 0 | 52.46 | 51.86 | 7 | 0
2015 | MAPP_US_2_MISO_W | MAPP_US | MISO_W | Internal | Winter | B16 | 25 | 2635 | 1137.62 | 67.89 | 74.89 | 7 | 0
2015 | MAPP_US_2_MISO_W | MAPP_US | MISO_W | Internal | Winter | B17 | 100 | 2635 | 899.67 | 58.73 | 65.73 | 7 | 0
2015 | MAPP_US_2_MISO_W | MAPP_US | MISO_W | Internal | Winter | B18 | 400 | 2635 | 0 | 58.02 | 58.8 | 7 | 0
2015 | MAPP_US_2_MISO_W | MAPP_US | MISO_W | Internal | Winter | B19 | 700 | 2635 | 0 | 58.02 | 57.94 | 7 | 0
2015 | MAPP_US_2_MISO_W | MAPP_US | MISO_W | Internal | Winter | B20 | 935 | 2635 | 0 | 58.02 | 53.56 | 7 | 0
2015 | MAPP_US_2_NE | MAPP_US | NE | Internal | Shoulder | B11 | 25 | 2000 | 935.61 | 70.57 | 77.57 | 7 | 0
2015 | MAPP_US_2_NE | MAPP_US | NE | Internal | Shoulder | B12 | 200 | 2000 | 0 | 55.38 | 59.97 | 7 | 0
2015 | MAPP_US_2_NE | MAPP_US | NE | Internal | Shoulder | B13 | 600 | 2000 | 0 | 55.38 | 57.59 | 7 | 0
2015 | MAPP_US_2_NE | MAPP_US | NE | Internal | Shoulder | B14 | 900 | 2000 | 0 | 55.38 | 57.31 | 7 | 0
2015 | MAPP_US_2_NE | MAPP_US | NE | Internal | Shoulder | B15 | 1203 | 2000 | 0 | 55.38 | 57.31 | 7 | 0
2015 | MAPP_US_2_NE | MAPP_US | NE | Internal | Summer | B1 | 10 | 2000 | 187.62 | 84.67 | 91.67 | 7 | 0
2015 | MAPP_US_2_NE | MAPP_US | NE | Internal | Summer | B2 | 25 | 2000 | 1259.91 | 84.28 | 91.28 | 7 | 0
2015 | MAPP_US_2_NE | MAPP_US | NE | Internal | Summer | B3 | 75 | 2000 | 1187.25 | 84.28 | 91.28 | 7 | 0
2015 | MAPP_US_2_NE | MAPP_US | NE | Internal | Summer | B4 | 100 | 2000 | 881.15 | 80.2 | 87.2 | 7 | 0
2015 | MAPP_US_2_NE | MAPP_US | NE | Internal | Summer | B5 | 200 | 2000 | 801.95 | 74.92 | 81.92 | 7 | 0
2015 | MAPP_US_2_NE | MAPP_US | NE | Internal | Summer | B6 | 300 | 2000 | 844.97 | 56.79 | 63.79 | 7 | 0
2015 | MAPP_US_2_NE | MAPP_US | NE | Internal | Summer | B7 | 400 | 2000 | 445.56 | 52.46 | 59.46 | 7 | 0
2015 | MAPP_US_2_NE | MAPP_US | NE | Internal | Summer | B8 | 500 | 2000 | 0 | 52.46 | 58.03 | 7 | 0
2015 | MAPP_US_2_NE | MAPP_US | NE | Internal | Summer | B9 | 800 | 2000 | 0 | 52.46 | 56.04 | 7 | 0
2015 | MAPP_US_2_NE | MAPP_US | NE | Internal | Summer | B10 | 1262 | 2000 | 0 | 52.46 | 52.24 | 7 | 0
2015 | MAPP_US_2_NE | MAPP_US | NE | Internal | Winter | B16 | 25 | 2000 | 0 | 67.89 | 69.89 | 7 | 0
2015 | MAPP_US_2_NE | MAPP_US | NE | Internal | Winter | B17 | 100 | 2000 | 0 | 58.73 | 60.73 | 7 | 0
2015 | MAPP_US_2_NE | MAPP_US | NE | Internal | Winter | B18 | 400 | 2000 | 0 | 58.02 | 59.76 | 7 | 0
2015 | MAPP_US_2_NE | MAPP_US | NE | Internal | Winter | B19 | 700 | 2000 | 0 | 58.02 | 59.65 | 7 | 0
2015 | MAPP_US_2_NE | MAPP_US | NE | Internal | Winter | B20 | 935 | 2000 | 0 | 58.02 | 54.75 | 7 | 0
2015 | MARITIMES_2_NEISO | MARITIMES | NEISO | Internal | Shoulder | B11 | 25 | 99999 | 1400 | 55.75 | 55.76 | 0.01 | 0
2015 | MARITIMES_2_NEISO | MARITIMES | NEISO | Internal | Shoulder | B12 | 200 | 99999 | 1400 | 55.75 | 55.76 | 0.01 | 0
2015 | MARITIMES_2_NEISO | MARITIMES | NEISO | Internal | Shoulder | B13 | 600 | 99999 | 1400 | 55.75 | 55.76 | 0.01 | 0
2015 | MARITIMES_2_NEISO | MARITIMES | NEISO | Internal | Shoulder | B14 | 900 | 99999 | 1400 | 55.75 | 55.76 | 0.01 | 0
2015 | MARITIMES_2_NEISO | MARITIMES | NEISO | Internal | Shoulder | B15 | 1203 | 99999 | 426.43 | 55.75 | 55.76 | 0.01 | 0
2015 | MARITIMES_2_NEISO | MARITIMES | NEISO | Internal | Summer | B1 | 10 | 99999 | 1400.1 | 96.69 | 96.71 | 0.01 | 0
2015 | MARITIMES_2_NEISO | MARITIMES | NEISO | Internal | Summer | B2 | 25 | 99999 | 1400 | 80.96 | 80.97 | 0.01 | 0
2015 | MARITIMES_2_NEISO | MARITIMES | NEISO | Internal | Summer | B3 | 75 | 99999 | 1400 | 76.45 | 76.46 | 0.01 | 0
2015 | MARITIMES_2_NEISO | MARITIMES | NEISO | Internal | Summer | B4 | 100 | 99999 | 1400 | 70.46 | 70.47 | 0.01 | 0
2015 | MARITIMES_2_NEISO | MARITIMES | NEISO | Internal | Summer | B5 | 200 | 99999 | 1400 | 53.05 | 53.06 | 0.01 | 0
2015 | MARITIMES_2_NEISO | MARITIMES | NEISO | Internal | Summer | B6 | 300 | 99999 | 1400 | 53.05 | 53.06 | 0.01 | 0
2015 | MARITIMES_2_NEISO | MARITIMES | NEISO | Internal | Summer | B7 | 400 | 99999 | 1400 | 53.05 | 53.06 | 0.01 | 0
2015 | MARITIMES_2_NEISO | MARITIMES | NEISO | Internal | Summer | B8 | 500 | 99999 | 1400 | 53.05 | 53.06 | 0.01 | 0
2015 | MARITIMES_2_NEISO | MARITIMES | NEISO | Internal | Summer | B9 | 800 | 99999 | 1400 | 53.05 | 53.06 | 0.01 | 0
2015 | MARITIMES_2_NEISO | MARITIMES | NEISO | Internal | Summer | B10 | 1262 | 99999 | 236.13 | 53.05 | 53.06 | 0.01 | 0
2015 | MARITIMES_2_NEISO | MARITIMES | NEISO | Internal | Winter | B16 | 25 | 99999 | 1400 | 64.14 | 64.15 | 0.01 | 0
2015 | MARITIMES_2_NEISO | MARITIMES | NEISO | Internal | Winter | B17 | 100 | 99999 | 1400 | 64.14 | 64.15 | 0.01 | 0
2015 | MARITIMES_2_NEISO | MARITIMES | NEISO | Internal | Winter | B18 | 400 | 99999 | 1400 | 64.14 | 64.15 | 0.01 | 0
2015 | MARITIMES_2_NEISO | MARITIMES | NEISO | Internal | Winter | B19 | 700 | 99999 | 1400 | 64.14 | 64.15 | 0.01 | 0
2015 | MARITIMES_2_NEISO | MARITIMES | NEISO | Internal | Winter | B20 | 935 | 99999 | 475.94 | 64.14 | 64.15 | 0.01 | 0
2015 | MISO_IN_2_MISO_MI | MISO_IN | MISO_MI | Internal | Shoulder | B11 | 25 | 5490 | 0 | 77.57 | 75.68 | 0.01 | 0
2015 | MISO_IN_2_MISO_MI | MISO_IN | MISO_MI | Internal | Shoulder | B12 | 200 | 5490 | 364.89 | 62.38 | 62.4 | 0.01 | 0
2015 | MISO_IN_2_MISO_MI | MISO_IN | MISO_MI | Internal | Shoulder | B13 | 600 | 5490 | 582.21 | 57.6 | 57.61 | 0.01 | 0
2015 | MISO_IN_2_MISO_MI | MISO_IN | MISO_MI | Internal | Shoulder | B14 | 900 | 5490 | 768.28 | 56.14 | 56.15 | 0.01 | 0
2015 | MISO_IN_2_MISO_MI | MISO_IN | MISO_MI | Internal | Shoulder | B15 | 1203 | 5490 | 2158.24 | 54.97 | 54.98 | 0.01 | 0
2015 | MISO_IN_2_MISO_MI | MISO_IN | MISO_MI | Internal | Summer | B1 | 10 | 5490 | 0 | 91.68 | 91.67 | 0.01 | 0
2015 | MISO_IN_2_MISO_MI | MISO_IN | MISO_MI | Internal | Summer | B2 | 25 | 5490 | 0 | 88.65 | 88.64 | 0.01 | 0
2015 | MISO_IN_2_MISO_MI | MISO_IN | MISO_MI | Internal | Summer | B3 | 75 | 5490 | 0 | 88.5 | 88.49 | 0.01 | 0
2015 | MISO_IN_2_MISO_MI | MISO_IN | MISO_MI | Internal | Summer | B4 | 100 | 5490 | 0 | 86.6 | 86.59 | 0.01 | 0
2015 | MISO_IN_2_MISO_MI | MISO_IN | MISO_MI | Internal | Summer | B5 | 200 | 5490 | 0 | 74.93 | 74.92 | 0.01 | 0
2015 | MISO_IN_2_MISO_MI | MISO_IN | MISO_MI | Internal | Summer | B6 | 300 | 5490 | 532.76 | 63.76 | 63.78 | 0.01 | 0
2015 | MISO_IN_2_MISO_MI | MISO_IN | MISO_MI | Internal | Summer | B7 | 400 | 5490 | 1909.2 | 55.29 | 55.3 | 0.01 | 0
2015 | MISO_IN_2_MISO_MI | MISO_IN | MISO_MI | Internal | Summer | B8 | 500 | 5490 | 1544.14 | 53.91 | 53.92 | 0.01 | 0
2015 | MISO_IN_2_MISO_MI | MISO_IN | MISO_MI | Internal | Summer | B9 | 800 | 5490 | 2351.08 | 53.11 | 53.12 | 0.01 | 0
2015 | MISO_IN_2_MISO_MI | MISO_IN | MISO_MI | Internal | Summer | B10 | 1262 | 5490 | 5054.09 | 52.6 | 52.61 | 0.01 | 0
2015 | MISO_IN_2_MISO_MI | MISO_IN | MISO_MI | Internal | Winter | B16 | 25 | 5490 | 0 | 74.91 | 74.89 | 0.01 | 0
2015 | MISO_IN_2_MISO_MI | MISO_IN | MISO_MI | Internal | Winter | B17 | 100 | 5490 | 117.56 | 65.75 | 65.76 | 0.01 | 0
2015 | MISO_IN_2_MISO_MI | MISO_IN | MISO_MI | Internal | Winter | B18 | 400 | 5490 | 678.71 | 58.8 | 58.82 | 0.01 | 0
2015 | MISO_IN_2_MISO_MI | MISO_IN | MISO_MI | Internal | Winter | B19 | 700 | 5490 | 1926.93 | 57.92 | 57.94 | 0.01 | 0
2015 | MISO_IN_2_MISO_MI | MISO_IN | MISO_MI | Internal | Winter | B20 | 935 | 5490 | 3083.93 | 53.57 | 53.59 | 0.01 | 0
2015 | MISO_IN_2_MISO_MO-IL | MISO_IN | MISO_MO-IL | Internal | Shoulder | B11 | 25 | 5000 | 2295.67 | 77.57 | 77.58 | 0.01 | 0
2015 | MISO_IN_2_MISO_MO-IL | MISO_IN | MISO_MO-IL | Internal | Shoulder | B12 | 200 | 5000 | 220.22 | 62.38 | 62.4 | 0.01 | 0
2015 | MISO_IN_2_MISO_MO-IL | MISO_IN | MISO_MO-IL | Internal | Shoulder | B13 | 600 | 5000 | 320.69 | 57.6 | 57.61 | 0.01 | 0
2015 | MISO_IN_2_MISO_MO-IL | MISO_IN | MISO_MO-IL | Internal | Shoulder | B14 | 900 | 5000 | 509.81 | 56.14 | 56.15 | 0.01 | 0
2015 | MISO_IN_2_MISO_MO-IL | MISO_IN | MISO_MO-IL | Internal | Shoulder | B15 | 1203 | 5000 | 41.32 | 54.97 | 54.98 | 0.01 | 0
2015 | MISO_IN_2_MISO_MO-IL | MISO_IN | MISO_MO-IL | Internal | Summer | B1 | 10 | 5000 | 0 | 91.68 | 91.67 | 0.01 | 0
2015 | MISO_IN_2_MISO_MO-IL | MISO_IN | MISO_MO-IL | Internal | Summer | B2 | 25 | 5000 | 0 | 88.65 | 88.64 | 0.01 | 0
2015 | MISO_IN_2_MISO_MO-IL | MISO_IN | MISO_MO-IL | Internal | Summer | B3 | 75 | 5000 | 2171.86 | 88.5 | 88.51 | 0.01 | 0
2015 | MISO_IN_2_MISO_MO-IL | MISO_IN | MISO_MO-IL | Internal | Summer | B4 | 100 | 5000 | 983.64 | 86.6 | 86.61 | 0.01 | 0
2015 | MISO_IN_2_MISO_MO-IL | MISO_IN | MISO_MO-IL | Internal | Summer | B5 | 200 | 5000 | 2339.03 | 74.93 | 74.95 | 0.01 | 0
2015 | MISO_IN_2_MISO_MO-IL | MISO_IN | MISO_MO-IL | Internal | Summer | B6 | 300 | 5000 | 530.09 | 63.76 | 63.78 | 0.01 | 0
2015 | MISO_IN_2_MISO_MO-IL | MISO_IN | MISO_MO-IL | Internal | Summer | B7 | 400 | 5000 | 170.26 | 55.29 | 55.3 | 0.01 | 0
2015 | MISO_IN_2_MISO_MO-IL | MISO_IN | MISO_MO-IL | Internal | Summer | B8 | 500 | 5000 | 242.63 | 53.91 | 53.92 | 0.01 | 0
2015 | MISO_IN_2_MISO_MO-IL | MISO_IN | MISO_MO-IL | Internal | Summer | B9 | 800 | 5000 | 0 | 53.11 | 53.09 | 0.01 | 0
2015 | MISO_IN_2_MISO_MO-IL | MISO_IN | MISO_MO-IL | Internal | Summer | B10 | 1262 | 5000 | 0 | 52.6 | 51.87 | 0.01 | 0
2015 | MISO_IN_2_MISO_MO-IL | MISO_IN | MISO_MO-IL | Internal | Winter | B16 | 25 | 5000 | 0 | 74.91 | 74.89 | 0.01 | 0
2015 | MISO_IN_2_MISO_MO-IL | MISO_IN | MISO_MO-IL | Internal | Winter | B17 | 100 | 5000 | 0 | 65.75 | 65.73 | 0.01 | 0
2015 | MISO_IN_2_MISO_MO-IL | MISO_IN | MISO_MO-IL | Internal | Winter | B18 | 400 | 5000 | 0 | 58.8 | 58.79 | 0.01 | 0
2015 | MISO_IN_2_MISO_MO-IL | MISO_IN | MISO_MO-IL | Internal | Winter | B19 | 700 | 5000 | 0 | 57.92 | 57.91 | 0.01 | 0
2015 | MISO_IN_2_MISO_MO-IL | MISO_IN | MISO_MO-IL | Internal | Winter | B20 | 935 | 5000 | 0 | 53.57 | 53.56 | 0.01 | 0
2015 | MISO_IN_2_NonRTO_Midwest | MISO_IN | NonRTO_Midwest | Internal | Shoulder | B11 | 25 | 4800 | 940.11 | 77.57 | 85.57 | 8 | 0
2015 | MISO_IN_2_NonRTO_Midwest | MISO_IN | NonRTO_Midwest | Internal | Shoulder | B12 | 200 | 4800 | 530.61 | 62.38 | 70.38 | 8 | 0
2015 | MISO_IN_2_NonRTO_Midwest | MISO_IN | NonRTO_Midwest | Internal | Shoulder | B13 | 600 | 4800 | 0 | 57.6 | 65.45 | 8 | 0
2015 | MISO_IN_2_NonRTO_Midwest | MISO_IN | NonRTO_Midwest | Internal | Shoulder | B14 | 900 | 4800 | 0 | 56.14 | 56.69 | 8 | 0
2015 | MISO_IN_2_NonRTO_Midwest | MISO_IN | NonRTO_Midwest | Internal | Shoulder | B15 | 1203 | 4800 | 0 | 54.97 | 56.17 | 8 | 0
2015 | MISO_IN_2_NonRTO_Midwest | MISO_IN | NonRTO_Midwest | Internal | Summer | B1 | 10 | 4800 | 0 | 91.68 | 96.16 | 8 | 0
2015 | MISO_IN_2_NonRTO_Midwest | MISO_IN | NonRTO_Midwest | Internal | Summer | B2 | 25 | 4800 | 0 | 88.65 | 96.16 | 8 | 0
2015 | MISO_IN_2_NonRTO_Midwest | MISO_IN | NonRTO_Midwest | Internal | Summer | B3 | 75 | 4800 | 0 | 88.5 | 96.16 | 8 | 0
2015 | MISO_IN_2_NonRTO_Midwest | MISO_IN | NonRTO_Midwest | Internal | Summer | B4 | 100 | 4800 | 793.65 | 86.6 | 94.6 | 8 | 0
2015 | MISO_IN_2_NonRTO_Midwest | MISO_IN | NonRTO_Midwest | Internal | Summer | B5 | 200 | 4800 | 490.33 | 74.93 | 82.93 | 8 | 0
2015 | MISO_IN_2_NonRTO_Midwest | MISO_IN | NonRTO_Midwest | Internal | Summer | B6 | 300 | 4800 | 0 | 63.76 | 70.76 | 8 | 0
2015 | MISO_IN_2_NonRTO_Midwest | MISO_IN | NonRTO_Midwest | Internal | Summer | B7 | 400 | 4800 | 0 | 55.29 | 56.69 | 8 | 0
2015 | MISO_IN_2_NonRTO_Midwest | MISO_IN | NonRTO_Midwest | Internal | Summer | B8 | 500 | 4800 | 0 | 53.91 | 56.68 | 8 | 0
2015 | MISO_IN_2_NonRTO_Midwest | MISO_IN | NonRTO_Midwest | Internal | Summer | B9 | 800 | 4800 | 0 | 53.11 | 54.92 | 8 | 0
2015 | MISO_IN_2_NonRTO_Midwest | MISO_IN | NonRTO_Midwest | Internal | Summer | B10 | 1262 | 4800 | 0 | 52.6 | 53.97 | 8 | 0
2015 | MISO_IN_2_NonRTO_Midwest | MISO_IN | NonRTO_Midwest | Internal | Winter | B16 | 25 | 4800 | 2270.5 | 74.91 | 82.91 | 8 | 0
2015 | MISO_IN_2_NonRTO_Midwest | MISO_IN | NonRTO_Midwest | Internal | Winter | B17 | 100 | 4800 | 1195.2 | 65.75 | 73.75 | 8 | 0
2015 | MISO_IN_2_NonRTO_Midwest | MISO_IN | NonRTO_Midwest | Internal | Winter | B18 | 400 | 4800 | 468.8 | 58.8 | 66.8 | 8 | 0
2015 | MISO_IN_2_NonRTO_Midwest | MISO_IN | NonRTO_Midwest | Internal | Winter | B19 | 700 | 4800 | 0 | 57.92 | 56.72 | 8 | 0
2015 | MISO_IN_2_NonRTO_Midwest | MISO_IN | NonRTO_Midwest | Internal | Winter | B20 | 935 | 4800 | 0 | 53.57 | 56.23 | 8 | 0
2015 | MISO_IN_2_PJM_ROR | MISO_IN | PJM_ROR | Internal | Shoulder | B11 | 25 | 992 | 0 | 77.57 | 75.58 | 2 | 0
2015 | MISO_IN_2_PJM_ROR | MISO_IN | PJM_ROR | Internal | Shoulder | B12 | 200 | 992 | 171.38 | 62.38 | 64.38 | 2 | 0
2015 | MISO_IN_2_PJM_ROR | MISO_IN | PJM_ROR | Internal | Shoulder | B13 | 600 | 992 | 336.7 | 57.6 | 59.6 | 2 | 0
2015 | MISO_IN_2_PJM_ROR | MISO_IN | PJM_ROR | Internal | Shoulder | B14 | 900 | 992 | 653.23 | 56.14 | 58.14 | 2 | 0
2015 | MISO_IN_2_PJM_ROR | MISO_IN | PJM_ROR | Internal | Shoulder | B15 | 1203 | 992 | 0 | 54.97 | 54.9 | 2 | 0
2015 | MISO_IN_2_PJM_ROR | MISO_IN | PJM_ROR | Internal | Summer | B1 | 10 | 992 | 0 | 91.68 | 93.67 | 2 | 0
2015 | MISO_IN_2_PJM_ROR | MISO_IN | PJM_ROR | Internal | Summer | B2 | 25 | 992 | 0 | 88.65 | 90.16 | 2 | 0
2015 | MISO_IN_2_PJM_ROR | MISO_IN | PJM_ROR | Internal | Summer | B3 | 75 | 992 | 0 | 88.5 | 89.41 | 2 | 0
2015 | MISO_IN_2_PJM_ROR | MISO_IN | PJM_ROR | Internal | Summer | B4 | 100 | 992 | 0 | 86.6 | 84.63 | 2 | 0
2015 | MISO_IN_2_PJM_ROR | MISO_IN | PJM_ROR | Internal | Summer | B5 | 200 | 992 | 0 | 74.93 | 76.92 | 2 | 0
2015 | MISO_IN_2_PJM_ROR | MISO_IN | PJM_ROR | Internal | Summer | B6 | 300 | 992 | 679.17 | 63.76 | 65.76 | 2 | 0
2015 | MISO_IN_2_PJM_ROR | MISO_IN | PJM_ROR | Internal | Summer | B7 | 400 | 992 | 186.6 | 55.29 | 57.29 | 2 | 0
2015 | MISO_IN_2_PJM_ROR | MISO_IN | PJM_ROR | Internal | Summer | B8 | 500 | 992 | 992 | 53.91 | 55.92 | 2 | 0.01
2015 | MISO_IN_2_PJM_ROR | MISO_IN | PJM_ROR | Internal | Summer | B9 | 800 | 992 | 0 | 53.11 | 53.9 | 2 | 0
2015 | MISO_IN_2_PJM_ROR | MISO_IN | PJM_ROR | Internal | Summer | B10 | 1262 | 992 | 0 | 52.6 | 52.69 | 2 | 0
2015 | MISO_IN_2_PJM_ROR | MISO_IN | PJM_ROR | Internal | Winter | B16 | 25 | 992 | 0 | 74.91 | 76.89 | 2 | 0
2015 | MISO_IN_2_PJM_ROR | MISO_IN | PJM_ROR | Internal | Winter | B17 | 100 | 992 | 0 | 65.75 | 67.73 | 2 | 0
2015 | MISO_IN_2_PJM_ROR | MISO_IN | PJM_ROR | Internal | Winter | B18 | 400 | 992 | 317.09 | 58.8 | 60.8 | 2 | 0
2015 | MISO_IN_2_PJM_ROR | MISO_IN | PJM_ROR | Internal | Winter | B19 | 700 | 992 | 40.07 | 57.92 | 59.92 | 2 | 0
2015 | MISO_IN_2_PJM_ROR | MISO_IN | PJM_ROR | Internal | Winter | B20 | 935 | 992 | 0 | 53.57 | 55.56 | 2 | 0
2015 | MISO_MI_2_MISO_IN | MISO_MI | MISO_IN | Internal | Shoulder | B11 | 25 | 2535 | 2535 | 75.68 | 77.57 | 0.01 | 1.87
2015 | MISO_MI_2_MISO_IN | MISO_MI | MISO_IN | Internal | Shoulder | B12 | 200 | 2535 | 0 | 62.4 | 62.38 | 0.01 | 0
2015 | MISO_MI_2_MISO_IN | MISO_MI | MISO_IN | Internal | Shoulder | B13 | 600 | 2535 | 0 | 57.61 | 57.6 | 0.01 | 0
2015 | MISO_MI_2_MISO_IN | MISO_MI | MISO_IN | Internal | Shoulder | B14 | 900 | 2535 | 0 | 56.15 | 56.14 | 0.01 | 0
2015 | MISO_MI_2_MISO_IN | MISO_MI | MISO_IN | Internal | Shoulder | B15 | 1203 | 2535 | 0 | 54.98 | 54.97 | 0.01 | 0
2015 | MISO_MI_2_MISO_IN | MISO_MI | MISO_IN | Internal | Summer | B1 | 10 | 2535 | 739.45 | 91.67 | 91.68 | 0.01 | 0
2015 | MISO_MI_2_MISO_IN | MISO_MI | MISO_IN | Internal | Summer | B2 | 25 | 2535 | 114.83 | 88.64 | 88.65 | 0.01 | 0
2015 | MISO_MI_2_MISO_IN | MISO_MI | MISO_IN | Internal | Summer | B3 | 75 | 2535 | 2246.1 | 88.49 | 88.5 | 0.01 | 0
2015 | MISO_MI_2_MISO_IN | MISO_MI | MISO_IN | Internal | Summer | B4 | 100 | 2535 | 1339.77 | 86.59 | 86.6 | 0.01 | 0
2015 | MISO_MI_2_MISO_IN | MISO_MI | MISO_IN | Internal | Summer | B5 | 200 | 2535 | 1877.49 | 74.92 | 74.93 | 0.01 | 0
2015 | MISO_MI_2_MISO_IN | MISO_MI | MISO_IN | Internal | Summer | B6 | 300 | 2535 | 0 | 63.78 | 63.76 | 0.01 | 0
2015 | MISO_MI_2_MISO_IN | MISO_MI | MISO_IN | Internal | Summer | B7 | 400 | 2535 | 0 | 55.3 | 55.29 | 0.01 | 0
2015 | MISO_MI_2_MISO_IN | MISO_MI | MISO_IN | Internal | Summer | B8 | 500 | 2535 | 0 | 53.92 | 53.91 | 0.01 | 0
2015 | MISO_MI_2_MISO_IN | MISO_MI | MISO_IN | Internal | Summer | B9 | 800 | 2535 | 0 | 53.12 | 53.11 | 0.01 | 0
2015 | MISO_MI_2_MISO_IN | MISO_MI | MISO_IN | Internal | Summer | B10 | 1262 | 2535 | 0 | 52.61 | 52.6 | 0.01 | 0
2015 | MISO_MI_2_MISO_IN | MISO_MI | MISO_IN | Internal | Winter | B16 | 25 | 2535 | 1967.61 | 74.89 | 74.91 | 0.01 | 0
2015 | MISO_MI_2_MISO_IN | MISO_MI | MISO_IN | Internal | Winter | B17 | 100 | 2535 | 0 | 65.76 | 65.75 | 0.01 | 0
2015 | MISO_MI_2_MISO_IN | MISO_MI | MISO_IN | Internal | Winter | B18 | 400 | 2535 | 0 | 58.82 | 58.8 | 0.01 | 0
2015 | MISO_MI_2_MISO_IN | MISO_MI | MISO_IN | Internal | Winter | B19 | 700 | 2535 | 0 | 57.94 | 57.92 | 0.01 | 0
2015 | MISO_MI_2_MISO_IN | MISO_MI | MISO_IN | Internal | Winter | B20 | 935 | 2535 | 0 | 53.59 | 53.57 | 0.01 | 0
2015 | MISO_MI_2_MISO_WUMS | MISO_MI | MISO_WUMS | Internal | Shoulder | B11 | 25 | 312 | 0 | 75.68 | 62.55 | 0.01 | 0
2015 | MISO_MI_2_MISO_WUMS | MISO_MI | MISO_WUMS | Internal | Shoulder | B12 | 200 | 312 | 0 | 62.4 | 62.37 | 0.01 | 0
2015 | MISO_MI_2_MISO_WUMS | MISO_MI | MISO_WUMS | Internal | Shoulder | B13 | 600 | 312 | 0 | 57.61 | 57.58 | 0.01 | 0
2015 | MISO_MI_2_MISO_WUMS | MISO_MI | MISO_WUMS | Internal | Shoulder | B14 | 900 | 312 | 0 | 56.15 | 56.13 | 0.01 | 0
2015 | MISO_MI_2_MISO_WUMS | MISO_MI | MISO_WUMS | Internal | Shoulder | B15 | 1203 | 312 | 0 | 54.98 | 54 | 0.01 | 0
2015 | MISO_MI_2_MISO_WUMS | MISO_MI | MISO_WUMS | Internal | Summer | B1 | 10 | 312 | 0 | 91.67 | 91.66 | 0.01 | 0
2015 | MISO_MI_2_MISO_WUMS | MISO_MI | MISO_WUMS | Internal | Summer | B2 | 25 | 312 | 0 | 88.64 | 88.16 | 0.01 | 0
2015 | MISO_MI_2_MISO_WUMS | MISO_MI | MISO_WUMS | Internal | Summer | B3 | 75 | 312 | 0 | 88.49 | 87.41 | 0.01 | 0
2015 | MISO_MI_2_MISO_WUMS | MISO_MI | MISO_WUMS | Internal | Summer | B4 | 100 | 312 | 0 | 86.59 | 82.63 | 0.01 | 0
2015 | MISO_MI_2_MISO_WUMS | MISO_MI | MISO_WUMS | Internal | Summer | B5 | 200 | 312 | 0 | 74.92 | 62.55 | 0.01 | 0
2015 | MISO_MI_2_MISO_WUMS | MISO_MI | MISO_WUMS | Internal | Summer | B6 | 300 | 312 | 0 | 63.78 | 62.06 | 0.01 | 0
2015 | MISO_MI_2_MISO_WUMS | MISO_MI | MISO_WUMS | Internal | Summer | B7 | 400 | 312 | 0 | 55.3 | 55.28 | 0.01 | 0
2015 | MISO_MI_2_MISO_WUMS | MISO_MI | MISO_WUMS | Internal | Summer | B8 | 500 | 312 | 0 | 53.92 | 53.92 | 0.01 | 0
2015 | MISO_MI_2_MISO_WUMS | MISO_MI | MISO_WUMS | Internal | Summer | B9 | 800 | 312 | 0 | 53.12 | 52.84 | 0.01 | 0
2015 | MISO_MI_2_MISO_WUMS | MISO_MI | MISO_WUMS | Internal | Summer | B10 | 1262 | 312 | 0 | 52.61 | 51.84 | 0.01 | 0
2015 | MISO_MI_2_MISO_WUMS | MISO_MI | MISO_WUMS | Internal | Winter | B16 | 25 | 312 | 0 | 74.89 | 74.88 | 0.01 | 0
2015 | MISO_MI_2_MISO_WUMS | MISO_MI | MISO_WUMS | Internal | Winter | B17 | 100 | 312 | 0 | 65.76 | 65.72 | 0.01 | 0
2015 | MISO_MI_2_MISO_WUMS | MISO_MI | MISO_WUMS | Internal | Winter | B18 | 400 | 312 | 0 | 58.82 | 58.8 | 0.01 | 0
2015 | MISO_MI_2_MISO_WUMS | MISO_MI | MISO_WUMS | Internal | Winter | B19 | 700 | 312 | 0 | 57.94 | 57.92 | 0.01 | 0
2015 | MISO_MI_2_MISO_WUMS | MISO_MI | MISO_WUMS | Internal | Winter | B20 | 935 | 312 | 0 | 53.59 | 53.57 | 0.01 | 0
2015 | MISO_MI_2_PJM_ROR | MISO_MI | PJM_ROR | Internal | Shoulder | B11 | 25 | 1424 | 0 | 75.68 | 75.58 | 2 | 0
2015 | MISO_MI_2_PJM_ROR | MISO_MI | PJM_ROR | Internal | Shoulder | B12 | 200 | 1424 | 0 | 62.4 | 64.38 | 2 | 0
2015 | MISO_MI_2_PJM_ROR | MISO_MI | PJM_ROR | Internal | Shoulder | B13 | 600 | 1424 | 0 | 57.61 | 59.6 | 2 | 0
2015 | MISO_MI_2_PJM_ROR | MISO_MI | PJM_ROR | Internal | Shoulder | B14 | 900 | 1424 | 0 | 56.15 | 58.14 | 2 | 0
2015 | MISO_MI_2_PJM_ROR | MISO_MI | PJM_ROR | Internal | Shoulder | B15 | 1203 | 1424 | 0 | 54.98 | 54.9 | 2 | 0
2015 | MISO_MI_2_PJM_ROR | MISO_MI | PJM_ROR | Internal | Summer | B1 | 10 | 1424 | 132.39 | 91.67 | 93.67 | 2 | 0
2015 | MISO_MI_2_PJM_ROR | MISO_MI | PJM_ROR | Internal | Summer | B2 | 25 | 1424 | 0 | 88.64 | 90.16 | 2 | 0
2015 | MISO_MI_2_PJM_ROR | MISO_MI | PJM_ROR | Internal | Summer | B3 | 75 | 1424 | 0 | 88.49 | 89.41 | 2 | 0
2015 | MISO_MI_2_PJM_ROR | MISO_MI | PJM_ROR | Internal | Summer | B4 | 100 | 1424 | 0 | 86.59 | 84.63 | 2 | 0
2015 | MISO_MI_2_PJM_ROR | MISO_MI | PJM_ROR | Internal | Summer | B5 | 200 | 1424 | 208.92 | 74.92 | 76.92 | 2 | 0
2015 | MISO_MI_2_PJM_ROR | MISO_MI | PJM_ROR | Internal | Summer | B6 | 300 | 1424 | 0 | 63.78 | 65.76 | 2 | 0
2015 | MISO_MI_2_PJM_ROR | MISO_MI | PJM_ROR | Internal | Summer | B7 | 400 | 1424 | 0 | 55.3 | 57.29 | 2 | 0
2015 | MISO_MI_2_PJM_ROR | MISO_MI | PJM_ROR | Internal | Summer | B8 | 500 | 1424 | 210.96 | 53.92 | 55.92 | 2 | 0
2015 | MISO_MI_2_PJM_ROR | MISO_MI | PJM_ROR | Internal | Summer | B9 | 800 | 1424 | 0 | 53.12 | 53.9 | 2 | 0
2015 | MISO_MI_2_PJM_ROR | MISO_MI | PJM_ROR | Internal | Summer | B10 | 1262 | 1424 | 0 | 52.61 | 52.69 | 2 | 0
2015 | MISO_MI_2_PJM_ROR | MISO_MI | PJM_ROR | Internal | Winter | B16 | 25 | 1424 | 27.89 | 74.89 | 76.89 | 2 | 0
2015 | MISO_MI_2_PJM_ROR | MISO_MI | PJM_ROR | Internal | Winter | B17 | 100 | 1424 | 0 | 65.76 | 67.73 | 2 | 0
2015 | MISO_MI_2_PJM_ROR | MISO_MI | PJM_ROR | Internal | Winter | B18 | 400 | 1424 | 0 | 58.82 | 60.8 | 2 | 0
2015 | MISO_MI_2_PJM_ROR | MISO_MI | PJM_ROR | Internal | Winter | B19 | 700 | 1424 | 0 | 57.94 | 59.92 | 2 | 0
2015 | MISO_MI_2_PJM_ROR | MISO_MI | PJM_ROR | Internal | Winter | B20 | 935 | 1424 | 0 | 53.59 | 55.56 | 2 | 0
2015 | MISO_MO-IL_2_ENT | MISO_MO-IL | ENT | Internal | Shoulder | B11 | 25 | 2540 | 0 | 77.58 | 84.72 | 8 | 0
2015 | MISO_MO-IL_2_ENT | MISO_MO-IL | ENT | Internal | Shoulder | B12 | 200 | 2540 | 0 | 62.4 | 59.84 | 8 | 0
2015 | MISO_MO-IL_2_ENT | MISO_MO-IL | ENT | Internal | Shoulder | B13 | 600 | 2540 | 0 | 57.61 | 59.4 | 8 | 0
2015 | MISO_MO-IL_2_ENT | MISO_MO-IL | ENT | Internal | Shoulder | B14 | 900 | 2540 | 0 | 56.15 | 59.4 | 8 | 0
2015 | MISO_MO-IL_2_ENT | MISO_MO-IL | ENT | Internal | Shoulder | B15 | 1203 | 2540 | 0 | 54.98 | 57.43 | 8 | 0
2015 | MISO_MO-IL_2_ENT | MISO_MO-IL | ENT | Internal | Summer | B1 | 10 | 2540 | 0 | 91.67 | 91.67 | 8 | 0
2015 | MISO_MO-IL_2_ENT | MISO_MO-IL | ENT | Internal | Summer | B2 | 25 | 2540 | 0 | 88.64 | 89.77 | 8 | 0
2015 | MISO_MO-IL_2_ENT | MISO_MO-IL | ENT | Internal | Summer | B3 | 75 | 2540 | 0 | 88.51 | 89.77 | 8 | 0
2015 | MISO_MO-IL_2_ENT | MISO_MO-IL | ENT | Internal | Summer | B4 | 100 | 2540 | 0 | 86.61 | 88.69 | 8 | 0
2015 | MISO_MO-IL_2_ENT | MISO_MO-IL | ENT | Internal | Summer | B5 | 200 | 2540 | 1895.4 | 74.95 | 82.95 | 8 | 0
2015 | MISO_MO-IL_2_ENT | MISO_MO-IL | ENT | Internal | Summer | B6 | 300 | 2540 | 0 | 63.78 | 70.76 | 8 | 0
2015 | MISO_MO-IL_2_ENT | MISO_MO-IL | ENT | Internal | Summer | B7 | 400 | 2540 | 0 | 55.3 | 58.62 | 8 | 0
2015 | MISO_MO-IL_2_ENT | MISO_MO-IL | ENT | Internal | Summer | B8 | 500 | 2540 | 0 | 53.92 | 58.62 | 8 | 0
2015 | MISO_MO-IL_2_ENT | MISO_MO-IL | ENT | Internal | Summer | B9 | 800 | 2540 | 0 | 53.09 | 58.19 | 8 | 0
2015 | MISO_MO-IL_2_ENT | MISO_MO-IL | ENT | Internal | Summer | B10 | 1262 | 2540 | 0 | 51.87 | 56.26 | 8 | 0
2015 | MISO_MO-IL_2_ENT | MISO_MO-IL | ENT | Internal | Winter | B16 | 25 | 2540 | 0 | 74.89 | 74.89 | 8 | 0
2015 | MISO_MO-IL_2_ENT | MISO_MO-IL | ENT | Internal | Winter | B17 | 100 | 2540 | 0 | 65.73 | 61.82 | 8 | 0
2015 | MISO_MO-IL_2_ENT | MISO_MO-IL | ENT | Internal | Winter | B18 | 400 | 2540 | 0 | 58.79 | 61.82 | 8 | 0
2015 | MISO_MO-IL_2_ENT | MISO_MO-IL | ENT | Internal | Winter | B19 | 700 | 2540 | 0 | 57.91 | 59.76 | 8 | 0
2015 | MISO_MO-IL_2_ENT | MISO_MO-IL | ENT | Internal | Winter | B20 | 935 | 2540 | 0 | 53.56 | 59.76 | 8 | 0
2015 | MISO_MO-IL_2_MISO_IN | MISO_MO-IL | MISO_IN | Internal | Shoulder | B11 | 25 | 2100 | 0 | 77.58 | 77.57 | 0.01 | 0
2015 | MISO_MO-IL_2_MISO_IN | MISO_MO-IL | MISO_IN | Internal | Shoulder | B12 | 200 | 2100 | 0 | 62.4 | 62.38 | 0.01 | 0
2015 | MISO_MO-IL_2_MISO_IN | MISO_MO-IL | MISO_IN | Internal | Shoulder | B13 | 600 | 2100 | 0 | 57.61 | 57.6 | 0.01 | 0
2015 | MISO_MO-IL_2_MISO_IN | MISO_MO-IL | MISO_IN | Internal | Shoulder | B14 | 900 | 2100 | 0 | 56.15 | 56.14 | 0.01 | 0
2015 | MISO_MO-IL_2_MISO_IN | MISO_MO-IL | MISO_IN | Internal | Shoulder | B15 | 1203 | 2100 | 0 | 54.98 | 54.97 | 0.01 | 0
2015 | MISO_MO-IL_2_MISO_IN | MISO_MO-IL | MISO_IN | Internal | Summer | B1 | 10 | 2100 | 421.12 | 91.67 | 91.68 | 0.01 | 0
2015 | MISO_MO-IL_2_MISO_IN | MISO_MO-IL | MISO_IN | Internal | Summer | B2 | 25 | 2100 | 791.63 | 88.64 | 88.65 | 0.01 | 0
2015 | MISO_MO-IL_2_MISO_IN | MISO_MO-IL | MISO_IN | Internal | Summer | B3 | 75 | 2100 | 0 | 88.51 | 88.5 | 0.01 | 0
2015 | MISO_MO-IL_2_MISO_IN | MISO_MO-IL | MISO_IN | Internal | Summer | B4 | 100 | 2100 | 0 | 86.61 | 86.6 | 0.01 | 0
2015 | MISO_MO-IL_2_MISO_IN | MISO_MO-IL | MISO_IN | Internal | Summer | B5 | 200 | 2100 | 0 | 74.95 | 74.93 | 0.01 | 0
2015 | MISO_MO-IL_2_MISO_IN | MISO_MO-IL | MISO_IN | Internal | Summer | B6 | 300 | 2100 | 0 | 63.78 | 63.76 | 0.01 | 0
2015 | MISO_MO-IL_2_MISO_IN | MISO_MO-IL | MISO_IN | Internal | Summer | B7 | 400 | 2100 | 0 | 55.3 | 55.29 | 0.01 | 0
2015 | MISO_MO-IL_2_MISO_IN | MISO_MO-IL | MISO_IN | Internal | Summer | B8 | 500 | 2100 | 0 | 53.92 | 53.91 | 0.01 | 0
2015 | MISO_MO-IL_2_MISO_IN | MISO_MO-IL | MISO_IN | Internal | Summer | B9 | 800 | 2100 | 310.01 | 53.09 | 53.11 | 0.01 | 0
2015 | MISO_MO-IL_2_MISO_IN | MISO_MO-IL | MISO_IN | Internal | Summer | B10 | 1262 | 2100 | 2100 | 51.87 | 52.6 | 0.01 | 0.72
2015 | MISO_MO-IL_2_MISO_IN | MISO_MO-IL | MISO_IN | Internal | Winter | B16 | 25 | 2100 | 139.23 | 74.89 | 74.91 | 0.01 | 0
2015 | MISO_MO-IL_2_MISO_IN | MISO_MO-IL | MISO_IN | Internal | Winter | B17 | 100 | 2100 | 383.53 | 65.73 | 65.75 | 0.01 | 0
2015 | MISO_MO-IL_2_MISO_IN | MISO_MO-IL | MISO_IN | Internal | Winter | B18 | 400 | 2100 | 334.87 | 58.79 | 58.8 | 0.01 | 0
2015 | MISO_MO-IL_2_MISO_IN | MISO_MO-IL | MISO_IN | Internal | Winter | B19 | 700 | 2100 | 46.43 | 57.91 | 57.92 | 0.01 | 0
2015 | MISO_MO-IL_2_MISO_IN | MISO_MO-IL | MISO_IN | Internal | Winter | B20 | 935 | 2100 | 1400.11 | 53.56 | 53.57 | 0.01 | 0
2015 | MISO_MO-IL_2_MISO_W | MISO_MO-IL | MISO_W | Internal | Shoulder | B11 | 25 | 1208 | 0 | 77.58 | 77.57 | 0.01 | 0
2015 | MISO_MO-IL_2_MISO_W | MISO_MO-IL | MISO_W | Internal | Shoulder | B12 | 200 | 1208 | 0 | 62.4 | 62.38 | 0.01 | 0
2015 | MISO_MO-IL_2_MISO_W | MISO_MO-IL | MISO_W | Internal | Shoulder | B13 | 600 | 1208 | 0 | 57.61 | 57.6 | 0.01 | 0
2015 | MISO_MO-IL_2_MISO_W | MISO_MO-IL | MISO_W | Internal | Shoulder | B14 | 900 | 1208 | 0 | 56.15 | 56.14 | 0.01 | 0
2015 | MISO_MO-IL_2_MISO_W | MISO_MO-IL | MISO_W | Internal | Shoulder | B15 | 1203 | 1208 | 80.82 | 54.98 | 54.99 | 0.01 | 0
2015 | MISO_MO-IL_2_MISO_W | MISO_MO-IL | MISO_W | Internal | Summer | B1 | 10 | 1208 | 0 | 91.67 | 91.67 | 0.01 | 0
2015 | MISO_MO-IL_2_MISO_W | MISO_MO-IL | MISO_W | Internal | Summer | B2 | 25 | 1208 | 0 | 88.64 | 88.63 | 0.01 | 0
2015 | MISO_MO-IL_2_MISO_W | MISO_MO-IL | MISO_W | Internal | Summer | B3 | 75 | 1208 | 319.55 | 88.51 | 88.52 | 0.01 | 0
2015 | MISO_MO-IL_2_MISO_W | MISO_MO-IL | MISO_W | Internal | Summer | B4 | 100 | 1208 | 48 | 86.61 | 86.63 | 0.01 | 0
2015 | MISO_MO-IL_2_MISO_W | MISO_MO-IL | MISO_W | Internal | Summer | B5 | 200 | 1208 | 0 | 74.95 | 74.93 | 0.01 | 0
2015 | MISO_MO-IL_2_MISO_W | MISO_MO-IL | MISO_W | Internal | Summer | B6 | 300 | 1208 | 560.55 | 63.78 | 63.79 | 0.01 | 0
2015 | MISO_MO-IL_2_MISO_W | MISO_MO-IL | MISO_W | Internal | Summer | B7 | 400 | 1208 | 0 | 55.3 | 55.29 | 0.01 | 0
2015 | MISO_MO-IL_2_MISO_W | MISO_MO-IL | MISO_W | Internal | Summer | B8 | 500 | 1208 | 36.1 | 53.92 | 53.93 | 0.01 | 0
2015 | MISO_MO-IL_2_MISO_W | MISO_MO-IL | MISO_W | Internal | Summer | B9 | 800 | 1208 | 0 | 53.09 | 53.08 | 0.01 | 0
2015 | MISO_MO-IL_2_MISO_W | MISO_MO-IL | MISO_W | Internal | Summer | B10 | 1262 | 1208 | 0 | 51.87 | 51.86 | 0.01 | 0
2015 | MISO_MO-IL_2_MISO_W | MISO_MO-IL | MISO_W | Internal | Winter | B16 | 25 | 1208 | 0 | 74.89 | 74.89 | 0.01 | 0
2015 | MISO_MO-IL_2_MISO_W | MISO_MO-IL | MISO_W | Internal | Winter | B17 | 100 | 1208 | 0 | 65.73 | 65.73 | 0.01 | 0
2015 | MISO_MO-IL_2_MISO_W | MISO_MO-IL | MISO_W | Internal | Winter | B18 | 400 | 1208 | 259.61 | 58.79 | 58.8 | 0.01 | 0
2015 | MISO_MO-IL_2_MISO_W | MISO_MO-IL | MISO_W | Internal | Winter | B19 | 700 | 1208 | 1208 | 57.91 | 57.94 | 0.01 | 0.01
2015 | MISO_MO-IL_2_MISO_W | MISO_MO-IL | MISO_W | Internal | Winter | B20 | 935 | 1208 | 0 | 53.56 | 53.56 | 0.01 | 0
2015 | MISO_MO-IL_2_PJM_ROR | MISO_MO-IL | PJM_ROR | Internal | Shoulder | B11 | 25 | 1212 | 0 | 77.58 | 75.58 | 2 | 0
2015 | MISO_MO-IL_2_PJM_ROR | MISO_MO-IL | PJM_ROR | Internal | Shoulder | B12 | 200 | 1212 | 0 | 62.4 | 64.38 | 2 | 0
2015 | MISO_MO-IL_2_PJM_ROR | MISO_MO-IL | PJM_ROR | Internal | Shoulder | B13 | 600 | 1212 | 0 | 57.61 | 59.6 | 2 | 0
2015 | MISO_MO-IL_2_PJM_ROR | MISO_MO-IL | PJM_ROR | Internal | Shoulder | B14 | 900 | 1212 | 0 | 56.15 | 58.14 | 2 | 0
2015 | MISO_MO-IL_2_PJM_ROR | MISO_MO-IL | PJM_ROR | Internal | Shoulder | B15 | 1203 | 1212 | 0 | 54.98 | 54.9 | 2 | 0
2015 | MISO_MO-IL_2_PJM_ROR | MISO_MO-IL | PJM_ROR | Internal | Summer | B1 | 10 | 1212 | 114.3 | 91.67 | 93.67 | 2 | 0
2015 | MISO_MO-IL_2_PJM_ROR | MISO_MO-IL | PJM_ROR | Internal | Summer | B2 | 25 | 1212 | 0 | 88.64 | 90.16 | 2 | 0
2015 | MISO_MO-IL_2_PJM_ROR | MISO_MO-IL | PJM_ROR | Internal | Summer | B3 | 75 | 1212 | 0 | 88.51 | 89.41 | 2 | 0
2015 | MISO_MO-IL_2_PJM_ROR | MISO_MO-IL | PJM_ROR | Internal | Summer | B4 | 100 | 1212 | 0 | 86.61 | 84.63 | 2 | 0
2015 | MISO_MO-IL_2_PJM_ROR | MISO_MO-IL | PJM_ROR | Internal | Summer | B5 | 200 | 1212 | 0 | 74.95 | 76.92 | 2 | 0
2015 | MISO_MO-IL_2_PJM_ROR | MISO_MO-IL | PJM_ROR | Internal | Summer | B6 | 300 | 1212 | 0 | 63.78 | 65.76 | 2 | 0
2015 | MISO_MO-IL_2_PJM_ROR | MISO_MO-IL | PJM_ROR | Internal | Summer | B7 | 400 | 1212 | 0 | 55.3 | 57.29 | 2 | 0
2015 | MISO_MO-IL_2_PJM_ROR | MISO_MO-IL | PJM_ROR | Internal | Summer | B8 | 500 | 1212 | 459.63 | 53.92 | 55.92 | 2 | 0
2015 | MISO_MO-IL_2_PJM_ROR | MISO_MO-IL | PJM_ROR | Internal | Summer | B9 | 800 | 1212 | 0 | 53.09 | 53.9 | 2 | 0
2015 | MISO_MO-IL_2_PJM_ROR | MISO_MO-IL | PJM_ROR | Internal | Summer | B10 | 1262 | 1212 | 0 | 51.87 | 52.69 | 2 | 0
2015 | MISO_MO-IL_2_PJM_ROR | MISO_MO-IL | PJM_ROR | Internal | Winter | B16 | 25 | 1212 | 22.7 | 74.89 | 76.89 | 2 | 0
2015 | MISO_MO-IL_2_PJM_ROR | MISO_MO-IL | PJM_ROR | Internal | Winter | B17 | 100 | 1212 | 1094.93 | 65.73 | 67.73 | 2 | 0
2015 | MISO_MO-IL_2_PJM_ROR | MISO_MO-IL | PJM_ROR | Internal | Winter | B18 | 400 | 1212 | 1212 | 58.79 | 60.8 | 2 | 0.01
2015 | MISO_MO-IL_2_PJM_ROR | MISO_MO-IL | PJM_ROR | Internal | Winter | B19 | 700 | 1212 | 1212 | 57.91 | 59.92 | 2 | 0.01
2015 | MISO_MO-IL_2_PJM_ROR | MISO_MO-IL | PJM_ROR | Internal | Winter | B20 | 935 | 1212 | 12.66 | 53.56 | 55.56 | 2 | 0
2015 | MISO_MO-IL_2_TVA_Transmission | MISO_MO-IL | TVA_Transmission | Internal | Shoulder | B11 | 25 | 4000 | 0 | 77.58 | 81.58 | 8 | 0
2015 | MISO_MO-IL_2_TVA_Transmission | MISO_MO-IL | TVA_Transmission | Internal | Shoulder | B12 | 200 | 4000 | 0 | 62.4 | 65.21 | 8 | 0
2015 | MISO_MO-IL_2_TVA_Transmission | MISO_MO-IL | TVA_Transmission | Internal | Shoulder | B13 | 600 | 4000 | 0 | 57.61 | 62.3 | 8 | 0
2015 | MISO_MO-IL_2_TVA_Transmission | MISO_MO-IL | TVA_Transmission | Internal | Shoulder | B14 | 900 | 4000 | 0 | 56.15 | 61.32 | 8 | 0
2015 | MISO_MO-IL_2_TVA_Transmission | MISO_MO-IL | TVA_Transmission | Internal | Shoulder | B15 | 1203 | 4000 | 0 | 54.98 | 60.53 | 8 | 0
2015 | MISO_MO-IL_2_TVA_Transmission | MISO_MO-IL | TVA_Transmission | Internal | Summer | B1 | 10 | 4000 | 394.28 | 91.67 | 99.67 | 8 | 0
2015 | MISO_MO-IL_2_TVA_Transmission | MISO_MO-IL | TVA_Transmission | Internal | Summer | B2 | 25 | 4000 | 0 | 88.64 | 96.16 | 8 | 0
2015 | MISO_MO-IL_2_TVA_Transmission | MISO_MO-IL | TVA_Transmission | Internal | Summer | B3 | 75 | 4000 | 0 | 88.51 | 95.41 | 8 | 0
2015 | MISO_MO-IL_2_TVA_Transmission | MISO_MO-IL | TVA_Transmission | Internal | Summer | B4 | 100 | 4000 | 0 | 86.61 | 90.63 | 8 | 0
2015 | MISO_MO-IL_2_TVA_Transmission | MISO_MO-IL | TVA_Transmission | Internal | Summer | B5 | 200 | 4000 | 0 | 74.95 | 82.34 | 8 | 0
2015 | MISO_MO-IL_2_TVA_Transmission | MISO_MO-IL | TVA_Transmission | Internal | Summer | B6 | 300 | 4000 | 0 | 63.78 | 70.51 | 8 | 0
2015 | MISO_MO-IL_2_TVA_Transmission | MISO_MO-IL | TVA_Transmission | Internal | Summer | B7 | 400 | 4000 | 0 | 55.3 | 60.75 | 8 | 0
2015 | MISO_MO-IL_2_TVA_Transmission | MISO_MO-IL | TVA_Transmission | Internal | Summer | B8 | 500 | 4000 | 0 | 53.92 | 59.83 | 8 | 0
2015 | MISO_MO-IL_2_TVA_Transmission | MISO_MO-IL | TVA_Transmission | Internal | Summer | B9 | 800 | 4000 | 0 | 53.09 | 58.95 | 8 | 0
2015 | MISO_MO-IL_2_TVA_Transmission | MISO_MO-IL | TVA_Transmission | Internal | Summer | B10 | 1262 | 4000 | 0 | 51.87 | 56.92 | 8 | 0
2015 | MISO_MO-IL_2_TVA_Transmission | MISO_MO-IL | TVA_Transmission | Internal | Winter | B16 | 25 | 4000 | 677.28 | 74.89 | 82.89 | 8 | 0
2015 | MISO_MO-IL_2_TVA_Transmission | MISO_MO-IL | TVA_Transmission | Internal | Winter | B17 | 100 | 4000 | 0 | 65.73 | 67.99 | 8 | 0
2015 | MISO_MO-IL_2_TVA_Transmission | MISO_MO-IL | TVA_Transmission | Internal | Winter | B18 | 400 | 4000 | 0 | 58.79 | 63.67 | 8 | 0
2015 | MISO_MO-IL_2_TVA_Transmission | MISO_MO-IL | TVA_Transmission | Internal | Winter | B19 | 700 | 4000 | 0 | 57.91 | 62.56 | 8 | 0
2015 | MISO_MO-IL_2_TVA_Transmission | MISO_MO-IL | TVA_Transmission | Internal | Winter | B20 | 935 | 4000 | 13.08 | 53.56 | 61.56 | 8 | 0
2015 | MISO_W_2_IESO | MISO_W | IESO | Internal | Shoulder | B11 | 25 | 145 | 0 | 77.57 | 53.47 | 8 | 0
2015 | MISO_W_2_IESO | MISO_W | IESO | Internal | Shoulder | B12 | 200 | 145 | 0 | 62.38 | 51.75 | 8 | 0
2015 | MISO_W_2_IESO | MISO_W | IESO | Internal | Shoulder | B13 | 600 | 145 | 0 | 57.6 | 50.53 | 8 | 0
2015 | MISO_W_2_IESO | MISO_W | IESO | Internal | Shoulder | B14 | 900 | 145 | 0 | 56.14 | 49.15 | 8 | 0
2015 | MISO_W_2_IESO | MISO_W | IESO | Internal | Shoulder | B15 | 1203 | 145 | 0 | 54.99 | 49.15 | 8 | 0
2015 | MISO_W_2_IESO | MISO_W | IESO | Internal | Summer | B1 | 10 | 145 | 0 | 91.67 | 84.67 | 8 | 0
2015 | MISO_W_2_IESO | MISO_W | IESO | Internal | Summer | B2 | 25 | 145 | 0 | 88.63 | 81.64 | 8 | 0
2015 | MISO_W_2_IESO | MISO_W | IESO | Internal | Summer | B3 | 75 | 145 | 0 | 88.52 | 81.49 | 8 | 0
2015 | MISO_W_2_IESO | MISO_W | IESO | Internal | Summer | B4 | 100 | 145 | 0 | 86.63 | 78.86 | 8 | 0
2015 | MISO_W_2_IESO | MISO_W | IESO | Internal | Summer | B5 | 200 | 145 | 0 | 74.93 | 61.93 | 8 | 0
2015 | MISO_W_2_IESO | MISO_W | IESO | Internal | Summer | B6 | 300 | 145 | 0 | 63.79 | 50.78 | 8 | 0
2015 | MISO_W_2_IESO | MISO_W | IESO | Internal | Summer | B7 | 400 | 145 | 0 | 55.29 | 48.3 | 8 | 0
2015 | MISO_W_2_IESO | MISO_W | IESO | Internal | Summer | B8 | 500 | 145 | 0 | 53.93 | 46.92 | 8 | 0
2015 | MISO_W_2_IESO | MISO_W | IESO | Internal | Summer | B9 | 800 | 145 | 0 | 53.08 | 46.08 | 8 | 0
2015 | MISO_W_2_IESO | MISO_W | IESO | Internal | Summer | B10 | 1262 | 145 | 0 | 51.86 | 46.08 | 8 | 0
2015 | MISO_W_2_IESO | MISO_W | IESO | Internal | Winter | B16 | 25 | 145 | 0 | 74.89 | 60.57 | 8 | 0
2015 | MISO_W_2_IESO | MISO_W | IESO | Internal | Winter | B17 | 100 | 145 | 0 | 65.73 | 58.72 | 8 | 0
2015 | MISO_W_2_IESO | MISO_W | IESO | Internal | Winter | B18 | 400 | 145 | 0 | 58.8 | 51.82 | 8 | 0
2015 | MISO_W_2_IESO | MISO_W | IESO | Internal | Winter | B19 | 700 | 145 | 0 | 57.94 | 50.94 | 8 | 0
2015 | MISO_W_2_IESO | MISO_W | IESO | Internal | Winter | B20 | 935 | 145 | 0 | 53.56 | 50.94 | 8 | 0
2015 | MISO_W_2_MAPP_CA | MISO_W | MAPP_CA | Internal | Shoulder | B11 | 25 | 700 | 0 | 77.57 | 70.97 | 0.01 | 0
2015 | MISO_W_2_MAPP_CA | MISO_W | MAPP_CA | Internal | Shoulder | B12 | 200 | 700 | 0 | 62.38 | 62.37 | 0.01 | 0
2015 | MISO_W_2_MAPP_CA | MISO_W | MAPP_CA | Internal | Shoulder | B13 | 600 | 700 | 0 | 57.6 | 57.58 | 0.01 | 0
2015 | MISO_W_2_MAPP_CA | MISO_W | MAPP_CA | Internal | Shoulder | B14 | 900 | 700 | 54.68 | 56.14 | 56.15 | 0.01 | 0
2015 | MISO_W_2_MAPP_CA | MISO_W | MAPP_CA | Internal | Shoulder | B15 | 1203 | 700 | 700 | 54.99 | 56.15 | 0.01 | 1.15
2015 | MISO_W_2_MAPP_CA | MISO_W | MAPP_CA | Internal | Summer | B1 | 10 | 700 | 0 | 91.67 | 76.67 | 0.01 | 0
2015 | MISO_W_2_MAPP_CA | MISO_W | MAPP_CA | Internal | Summer | B2 | 25 | 700 | 0 | 88.63 | 76.56 | 0.01 | 0
2015 | MISO_W_2_MAPP_CA | MISO_W | MAPP_CA | Internal | Summer | B3 | 75 | 700 | 0 | 88.52 | 77.28 | 0.01 | 0
2015 | MISO_W_2_MAPP_CA | MISO_W | MAPP_CA | Internal | Summer | B4 | 100 | 700 | 0 | 86.63 | 75.73 | 0.01 | 0
2015 | MISO_W_2_MAPP_CA | MISO_W | MAPP_CA | Internal | Summer | B5 | 200 | 700 | 0 | 74.93 | 70.97 | 0.01 | 0
2015 | MISO_W_2_MAPP_CA | MISO_W | MAPP_CA | Internal | Summer | B6 | 300 | 700 | 0 | 63.79 | 63.78 | 0.01 | 0
2015 | MISO_W_2_MAPP_CA | MISO_W | MAPP_CA | Internal | Summer | B7 | 400 | 700 | 0 | 55.29 | 55.28 | 0.01 | 0
2015 | MISO_W_2_MAPP_CA | MISO_W | MAPP_CA | Internal | Summer | B8 | 500 | 700 | 0 | 53.93 | 53.92 | 0.01 | 0
2015 | MISO_W_2_MAPP_CA | MISO_W | MAPP_CA | Internal | Summer | B9 | 800 | 700 | 0 | 53.08 | 53.08 | 0.01 | 0
2015 | MISO_W_2_MAPP_CA | MISO_W | MAPP_CA | Internal | Summer | B10 | 1262 | 700 | 700 | 51.86 | 53.08 | 0.01 | 1.22
2015 | MISO_W_2_MAPP_CA | MISO_W | MAPP_CA | Internal | Winter | B16 | 25 | 700 | 0 | 74.89 | 74.88 | 0.01 | 0
2015 | MISO_W_2_MAPP_CA | MISO_W | MAPP_CA | Internal | Winter | B17 | 100 | 700 | 0 | 65.73 | 65.72 | 0.01 | 0
2015 | MISO_W_2_MAPP_CA | MISO_W | MAPP_CA | Internal | Winter | B18 | 400 | 700 | 0 | 58.8 | 58.79 | 0.01 | 0
2015 | MISO_W_2_MAPP_CA | MISO_W | MAPP_CA | Internal | Winter | B19 | 700 | 700 | 700 | 57.94 | 58.79 | 0.01 | 0.84
2015 | MISO_W_2_MAPP_CA | MISO_W | MAPP_CA | Internal | Winter | B20 | 935 | 700 | 700 | 53.56 | 58.79 | 0.01 | 5.22
2015 | MISO_W_2_MISO_MO-IL | MISO_W | MISO_MO-IL | Internal | Shoulder | B11 | 25 | 4048 | 406.19 | 77.57 | 77.58 | 0.01 | 0
2015 | MISO_W_2_MISO_MO-IL | MISO_W | MISO_MO-IL | Internal | Shoulder | B12 | 200 | 4048 | 690.9 | 62.38 | 62.4 | 0.01 | 0
2015 | MISO_W_2_MISO_MO-IL | MISO_W | MISO_MO-IL | Internal | Shoulder | B13 | 600 | 4048 | 290.57 | 57.6 | 57.61 | 0.01 | 0
2015 | MISO_W_2_MISO_MO-IL | MISO_W | MISO_MO-IL | Internal | Shoulder | B14 | 900 | 4048 | 194.12 | 56.14 | 56.15 | 0.01 | 0
2015 | MISO_W_2_MISO_MO-IL | MISO_W | MISO_MO-IL | Internal | Shoulder | B15 | 1203 | 4048 | 0 | 54.99 | 54.98 | 0.01 | 0
2015 | MISO_W_2_MISO_MO-IL | MISO_W | MISO_MO-IL | Internal | Summer | B1 | 10 | 4048 | 0 | 91.67 | 91.67 | 0.01 | 0
2015 | MISO_W_2_MISO_MO-IL | MISO_W | MISO_MO-IL | Internal | Summer | B2 | 25 | 4048 | 706.51 | 88.63 | 88.64 | 0.01 | 0
2015 | MISO_W_2_MISO_MO-IL | MISO_W | MISO_MO-IL | Internal | Summer | B3 | 75 | 4048 | 0 | 88.52 | 88.51 | 0.01 | 0
2015 | MISO_W_2_MISO_MO-IL | MISO_W | MISO_MO-IL | Internal | Summer | B4 | 100 | 4048 | 0 | 86.63 | 86.61 | 0.01 | 0
2015 | MISO_W_2_MISO_MO-IL | MISO_W | MISO_MO-IL | Internal | Summer | B5 | 200 | 4048 | 71.02 | 74.93 | 74.95 | 0.01 | 0
2015 | MISO_W_2_MISO_MO-IL | MISO_W | MISO_MO-IL | Internal | Summer | B6 | 300 | 4048 | 0 | 63.79 | 63.78 | 0.01 | 0
2015 | MISO_W_2_MISO_MO-IL | MISO_W | MISO_MO-IL | Internal | Summer | B7 | 400 | 4048 | 291.46 | 55.29 | 55.3 | 0.01 | 0
2015 | MISO_W_2_MISO_MO-IL | MISO_W | MISO_MO-IL | Internal | Summer | B8 | 500 | 4048 | 0 | 53.93 | 53.92 | 0.01 | 0
2015 | MISO_W_2_MISO_MO-IL | MISO_W | MISO_MO-IL | Internal | Summer | B9 | 800 | 4048 | 212.85 | 53.08 | 53.09 | 0.01 | 0
2015 | MISO_W_2_MISO_MO-IL | MISO_W | MISO_MO-IL | Internal | Summer | B10 | 1262 | 4048 | 877.47 | 51.86 | 51.87 | 0.01 | 0
2015 | MISO_W_2_MISO_MO-IL | MISO_W | MISO_MO-IL | Internal | Winter | B16 | 25 | 4048 | 0 | 74.89 | 74.89 | 0.01 | 0
2015 | MISO_W_2_MISO_MO-IL | MISO_W | MISO_MO-IL | Internal | Winter | B17 | 100 | 4048 | 0 | 65.73 | 65.73 | 0.01 | 0
2015 | MISO_W_2_MISO_MO-IL | MISO_W | MISO_MO-IL | Internal | Winter | B18 | 400 | 4048 | 0 | 58.8 | 58.79 | 0.01 | 0
2015 | MISO_W_2_MISO_MO-IL | MISO_W | MISO_MO-IL | Internal | Winter | B19 | 700 | 4048 | 0 | 57.94 | 57.91 | 0.01 | 0
2015 | MISO_W_2_MISO_MO-IL | MISO_W | MISO_MO-IL | Internal | Winter | B20 | 935 | 4048 | 0 | 53.56 | 53.56 | 0.01 | 0
2015 | MISO_W_2_MISO_WUMS | MISO_W | MISO_WUMS | Internal | Shoulder | B11 | 25 | 1747 | 0 | 77.57 | 62.55 | 0.01 | 0
2015 | MISO_W_2_MISO_WUMS | MISO_W | MISO_WUMS | Internal | Shoulder | B12 | 200 | 1747 | 0 | 62.38 | 62.37 | 0.01 | 0
2015 | MISO_W_2_MISO_WUMS | MISO_W | MISO_WUMS | Internal | Shoulder | B13 | 600 | 1747 | 0 | 57.6 | 57.58 | 0.01 | 0
2015 | MISO_W_2_MISO_WUMS | MISO_W | MISO_WUMS | Internal | Shoulder | B14 | 900 | 1747 | 0 | 56.14 | 56.13 | 0.01 | 0
2015 | MISO_W_2_MISO_WUMS | MISO_W | MISO_WUMS | Internal | Shoulder | B15 | 1203 | 1747 | 0 | 54.99 | 54 | 0.01 | 0
2015 | MISO_W_2_MISO_WUMS | MISO_W | MISO_WUMS | Internal | Summer | B1 | 10 | 1747 | 0 | 91.67 | 91.66 | 0.01 | 0
2015 | MISO_W_2_MISO_WUMS | MISO_W | MISO_WUMS | Internal | Summer | B2 | 25 | 1747 | 0 | 88.63 | 88.16 | 0.01 | 0
2015 | MISO_W_2_MISO_WUMS | MISO_W | MISO_WUMS | Internal | Summer | B3 | 75 | 1747 | 0 | 88.52 | 87.41 | 0.01 | 0
2015 | MISO_W_2_MISO_WUMS | MISO_W | MISO_WUMS | Internal | Summer | B4 | 100 | 1747 | 0 | 86.63 | 82.63 | 0.01 | 0
2015 | MISO_W_2_MISO_WUMS | MISO_W | MISO_WUMS | Internal | Summer | B5 | 200 | 1747 | 0 | 74.93 | 62.55 | 0.01 | 0
2015 | MISO_W_2_MISO_WUMS | MISO_W | MISO_WUMS | Internal | Summer | B6 | 300 | 1747 | 0 | 63.79 | 62.06 | 0.01 | 0
2015 | MISO_W_2_MISO_WUMS | MISO_W | MISO_WUMS | Internal | Summer | B7 | 400 | 1747 | 0 | 55.29 | 55.28 | 0.01 | 0
2015 | MISO_W_2_MISO_WUMS | MISO_W | MISO_WUMS | Internal | Summer | B8 | 500 | 1747 | 0 | 53.93 | 53.92 | 0.01 | 0
2015 | MISO_W_2_MISO_WUMS | MISO_W | MISO_WUMS | Internal | Summer | B9 | 800 | 1747 | 0 | 53.08 | 52.84 | 0.01 | 0
2015 | MISO_W_2_MISO_WUMS | MISO_W | MISO_WUMS | Internal | Summer | B10 | 1262 | 1747 | 0 | 51.86 | 51.84 | 0.01 | 0
2015 | MISO_W_2_MISO_WUMS | MISO_W | MISO_WUMS | Internal | Winter | B16 | 25 | 1747 | 0 | 74.89 | 74.88 | 0.01 | 0
2015 | MISO_W_2_MISO_WUMS | MISO_W | MISO_WUMS | Internal | Winter | B17 | 100 | 1747 | 0 | 65.73 | 65.72 | 0.01 | 0
2015 | MISO_W_2_MISO_WUMS | MISO_W | MISO_WUMS | Internal | Winter | B18 | 400 | 1747 | 0 | 58.8 | 58.8 | 0.01 | 0
2015 | MISO_W_2_MISO_WUMS | MISO_W | MISO_WUMS | Internal | Winter | B19 | 700 | 1747 | 0 | 57.94 | 57.92 | 0.01 | 0
2015 | MISO_W_2_MISO_WUMS | MISO_W | MISO_WUMS | Internal | Winter | B20 | 935 | 1747 | 419.14 | 53.56 | 53.57 | 0.01 | 0
2015 | MISO_W_2_PJM_ROR | MISO_W | PJM_ROR | Internal | Shoulder | B11 | 25 | 19839 | 0 | 77.57 | 75.58 | 2 | 0
2015 | MISO_W_2_PJM_ROR | MISO_W | PJM_ROR | Internal | Shoulder | B12 | 200 | 19839 | 679.84 | 62.38 | 64.38 | 2 | 0
2015 | MISO_W_2_PJM_ROR | MISO_W | PJM_ROR | Internal | Shoulder | B13 | 600 | 19839 | 546.47 | 57.6 | 59.6 | 2 | 0
2015 | MISO_W_2_PJM_ROR | MISO_W | PJM_ROR | Internal | Shoulder | B14 | 900 | 19839 | 610.91 | 56.14 | 58.14 | 2 | 0
2015 | MISO_W_2_PJM_ROR | MISO_W | PJM_ROR | Internal | Shoulder | B15 | 1203 | 19839 | 0 | 54.99 | 54.9 | 2 | 0
2015 | MISO_W_2_PJM_ROR | MISO_W | PJM_ROR | Internal | Summer | B1 | 10 | 19839 | 1967.48 | 91.67 | 93.67 | 2 | 0
2015 | MISO_W_2_PJM_ROR | MISO_W | PJM_ROR | Internal | Summer | B2 | 25 | 19839 | 0 | 88.63 | 90.16 | 2 | 0
2015 | MISO_W_2_PJM_ROR | MISO_W | PJM_ROR | Internal | Summer | B3 | 75 | 19839 | 0 | 88.52 | 89.41 | 2 | 0
2015 | MISO_W_2_PJM_ROR | MISO_W | PJM_ROR | Internal | Summer | B4 | 100 | 19839 | 0 | 86.63 | 84.63 | 2 | 0
2015 | MISO_W_2_PJM_ROR | MISO_W | PJM_ROR | Internal | Summer | B5 | 200 | 19839 | 0 | 74.93 | 76.92 | 2 | 0
2015 | MISO_W_2_PJM_ROR | MISO_W | PJM_ROR | Internal | Summer | B6 | 300 | 19839 | 0 | 63.79 | 65.76 | 2 | 0
2015 | MISO_W_2_PJM_ROR | MISO_W | PJM_ROR | Internal | Summer | B7 | 400 | 19839 | 688.97 | 55.29 | 57.29 | 2 | 0
2015 | MISO_W_2_PJM_ROR | MISO_W | PJM_ROR | Internal | Summer | B8 | 500 | 19839 | 0 | 53.93 | 55.92 | 2 | 0
2015 | MISO_W_2_PJM_ROR | MISO_W | PJM_ROR | Internal | Summer | B9 | 800 | 19839 | 0 | 53.08 | 53.9 | 2 | 0
2015 | MISO_W_2_PJM_ROR | MISO_W | PJM_ROR | Internal | Summer | B10 | 1262 | 19839 | 0 | 51.86 | 52.69 | 2 | 0
2015 | MISO_W_2_PJM_ROR | MISO_W | PJM_ROR | Internal | Winter | B16 | 25 | 19839 | 4366.46 | 74.89 | 76.89 | 2 | 0
2015 | MISO_W_2_PJM_ROR | MISO_W | PJM_ROR | Internal | Winter | B17 | 100 | 19839 | 4650.48 | 65.73 | 67.73 | 2 | 0
2015 | MISO_W_2_PJM_ROR | MISO_W | PJM_ROR | Internal | Winter | B18 | 400 | 19839 | 709.78 | 58.8 | 60.8 | 2 | 0
2015 | MISO_W_2_PJM_ROR | MISO_W | PJM_ROR | Internal | Winter | B19 | 700 | 19839 | 0 | 57.94 | 59.92 | 2 | 0
2015 | MISO_W_2_PJM_ROR | MISO_W | PJM_ROR | Internal | Winter | B20 | 935 | 19839 | 13.94 | 53.56 | 55.56 | 2 | 0
2015 | MISO_W_2_SPP_N | MISO_W | SPP_N | Internal | Shoulder | B11 | 25 | 3450 | 351.36 | 77.57 | 84.57 | 7 | 0
2015 | MISO_W_2_SPP_N | MISO_W | SPP_N | Internal | Shoulder | B12 | 200 | 3450 | 0 | 62.38 | 59.99 | 7 | 0
2015 | MISO_W_2_SPP_N | MISO_W | SPP_N | Internal | Shoulder | B13 | 600 | 3450 | 0 | 57.6 | 57.6 | 7 | 0
2015 | MISO_W_2_SPP_N | MISO_W | SPP_N | Internal | Shoulder | B14 | 900 | 3450 | 0 | 56.14 | 57.32 | 7 | 0
2015 | MISO_W_2_SPP_N | MISO_W | SPP_N | Internal | Shoulder | B15 | 1203 | 3450 | 0 | 54.99 | 57.32 | 7 | 0
2015 | MISO_W_2_SPP_N | MISO_W | SPP_N | Internal | Summer | B1 | 10 | 3450 | 0 | 91.67 | 92.49 | 7 | 0
2015 | MISO_W_2_SPP_N | MISO_W | SPP_N | Internal | Summer | B2 | 25 | 3450 | 0 | 88.63 | 92.49 | 7 | 0
2015 | MISO_W_2_SPP_N | MISO_W | SPP_N | Internal | Summer | B3 | 75 | 3450 | 0 | 88.52 | 92.49 | 7 | 0
2015 | MISO_W_2_SPP_N | MISO_W | SPP_N | Internal | Summer | B4 | 100 | 3450 | 0 | 86.63 | 87.21 | 7 | 0
2015 | MISO_W_2_SPP_N | MISO_W | SPP_N | Internal | Summer | B5 | 200 | 3450 | 144.39 | 74.93 | 81.93 | 7 | 0
2015 | MISO_W_2_SPP_N | MISO_W | SPP_N | Internal | Summer | B6 | 300 | 3450 | 1365.42 | 63.79 | 70.79 | 7 | 0
2015 | MISO_W_2_SPP_N | MISO_W | SPP_N | Internal | Summer | B7 | 400 | 3450 | 0 | 55.29 | 59.47 | 7 | 0
2015 | MISO_W_2_SPP_N | MISO_W | SPP_N | Internal | Summer | B8 | 500 | 3450 | 0 | 53.93 | 58.05 | 7 | 0
2015 | MISO_W_2_SPP_N | MISO_W | SPP_N | Internal | Summer | B9 | 800 | 3450 | 0 | 53.08 | 56.05 | 7 | 0
2015 | MISO_W_2_SPP_N | MISO_W | SPP_N | Internal | Summer | B10 | 1262 | 3450 | 0 | 51.86 | 55.92 | 7 | 0
2015 | MISO_W_2_SPP_N | MISO_W | SPP_N | Internal | Winter | B16 | 25 | 3450 | 0 | 74.89 | 69.91 | 7 | 0
2015 | MISO_W_2_SPP_N | MISO_W | SPP_N | Internal | Winter | B17 | 100 | 3450 | 0 | 65.73 | 60.73 | 7 | 0
2015 | MISO_W_2_SPP_N | MISO_W | SPP_N | Internal | Winter | B18 | 400 | 3450 | 0 | 58.8 | 59.77 | 7 | 0
2015 | MISO_W_2_SPP_N | MISO_W | SPP_N | Internal | Winter | B19 | 700 | 3450 | 0 | 57.94 | 59.66 | 7 | 0
2015 | MISO_W_2_SPP_N | MISO_W | SPP_N | Internal | Winter | B20 | 935 | 3450 | 0 | 53.56 | 56.03 | 7 | 0
2015 | MISO_WUMS_2_MISO_MI | MISO_WUMS | MISO_MI | Internal | Shoulder | B11 | 25 | 294 | 294 | 62.55 | 75.68 | 0.01 | 13.12
2015 | MISO_WUMS_2_MISO_MI | MISO_WUMS | MISO_MI | Internal | Shoulder | B12 | 200 | 294 | 294 | 62.37 | 62.4 | 0.01 | 0.01
2015 | MISO_WUMS_2_MISO_MI | MISO_WUMS | MISO_MI | Internal | Shoulder | B13 | 600 | 294 | 294 | 57.58 | 57.61 | 0.01 | 0.01
2015 | MISO_WUMS_2_MISO_MI | MISO_WUMS | MISO_MI | Internal | Shoulder | B14 | 900 | 294 | 294 | 56.13 | 56.15 | 0.01 | 0.01
2015 | MISO_WUMS_2_MISO_MI | MISO_WUMS | MISO_MI | Internal | Shoulder | B15 | 1203 | 294 | 294 | 54 | 54.98 | 0.01 | 0.97
2015 | MISO_WUMS_2_MISO_MI | MISO_WUMS | MISO_MI | Internal | Summer | B1 | 10 | 294 | 66.13 | 91.66 | 91.67 | 0.01 | 0
2015 | MISO_WUMS_2_MISO_MI | MISO_WUMS | MISO_MI | Internal | Summer | B2 | 25 | 294 | 294 | 88.16 | 88.64 | 0.01 | 0.46
2015 | MISO_WUMS_2_MISO_MI | MISO_WUMS | MISO_MI | Internal | Summer | B3 | 75 | 294 | 294 | 87.41 | 88.49 | 0.01 | 1.06
2015 | MISO_WUMS_2_MISO_MI | MISO_WUMS | MISO_MI | Internal | Summer | B4 | 100 | 294 | 294 | 82.63 | 86.59 | 0.01 | 3.95
2015 | MISO_WUMS_2_MISO_MI | MISO_WUMS | MISO_MI | Internal | Summer | B5 | 200 | 294 | 294 | 62.55 | 74.92 | 0.01 | 12.36
2015 | MISO_WUMS_2_MISO_MI | MISO_WUMS | MISO_MI | Internal | Summer | B6 | 300 | 294 | 294 | 62.06 | 63.78 | 0.01 | 1.71
2015 | MISO_WUMS_2_MISO_MI | MISO_WUMS | MISO_MI | Internal | Summer | B7 | 400 | 294 | 294 | 55.28 | 55.3 | 0.01 | 0.01
2015 | MISO_WUMS_2_MISO_MI | MISO_WUMS | MISO_MI | Internal | Summer | B8 | 500 | 294 | 0 | 53.92 | 53.92 | 0.01 | 0
2015 | MISO_WUMS_2_MISO_MI | MISO_WUMS | MISO_MI | Internal | Summer | B9 | 800 | 294 | 294 | 52.84 | 53.12 | 0.01 | 0.26
2015 | MISO_WUMS_2_MISO_MI | MISO_WUMS | MISO_MI | Internal | Summer | B10 | 1262 | 294 | 294 | 51.84 | 52.61 | 0.01 | 0.76
2015 | MISO_WUMS_2_MISO_MI | MISO_WUMS | MISO_MI | Internal | Winter | B16 | 25 | 294 | 265.37 | 74.88 | 74.89 | 0.01 | 0
2015 | MISO_WUMS_2_MISO_MI | MISO_WUMS | MISO_MI | Internal | Winter | B17 | 100 | 294 | 294 | 65.72 | 65.76 | 0.01 | 0.02
2015 | MISO_WUMS_2_MISO_MI | MISO_WUMS | MISO_MI | Internal | Winter | B18 | 400 | 294 | 158.73 | 58.8 | 58.82 | 0.01 | 0
2015 | MISO_WUMS_2_MISO_MI | MISO_WUMS | MISO_MI | Internal | Winter | B19 | 700 | 294 | 257.47 | 57.92 | 57.94 | 0.01 | 0
2015 | MISO_WUMS_2_MISO_MI | MISO_WUMS | MISO_MI | Internal | Winter | B20 | 935 | 294 | 185.77 | 53.57 | 53.59 | 0.01 | 0
2015 | MISO_WUMS_2_MISO_W | MISO_WUMS | MISO_W | Internal | Shoulder | B11 | 25 | 1255 | 1255 | 62.55 | 77.57 | 0.01 | 15.01
2015 | MISO_WUMS_2_MISO_W | MISO_WUMS | MISO_W | Internal | Shoulder | B12 | 200 | 1255 | 1214.32 | 62.37 | 62.38 | 0.01 | 0
2015 | MISO_WUMS_2_MISO_W | MISO_WUMS | MISO_W | Internal | Shoulder | B13 | 600 | 1255 | 525.9 | 57.58 | 57.6 | 0.01 | 0
2015 | MISO_WUMS_2_MISO_W | MISO_WUMS | MISO_W | Internal | Shoulder | B14 | 900 | 1255 | 995.98 | 56.13 | 56.14 | 0.01 | 0
2015 | MISO_WUMS_2_MISO_W | MISO_WUMS | MISO_W | Internal | Shoulder | B15 | 1203 | 1255 | 1255 | 54 | 54.99 | 0.01 | 0.98
2015 | MISO_WUMS_2_MISO_W | MISO_WUMS | MISO_W | Internal | Summer | B1 | 10 | 1255 | 58.54 | 91.66 | 91.67 | 0.01 | 0
2015 | MISO_WUMS_2_MISO_W | MISO_WUMS | MISO_W | Internal | Summer | B2 | 25 | 1255 | 1255 | 88.16 | 88.63 | 0.01 | 0.45
2015 | MISO_WUMS_2_MISO_W | MISO_WUMS | MISO_W | Internal | Summer | B3 | 75 | 1255 | 1255 | 87.41 | 88.52 | 0.01 | 1.1
2015 | MISO_WUMS_2_MISO_W | MISO_WUMS | MISO_W | Internal | Summer | B4 | 100 | 1255 | 1255 | 82.63 | 86.63 | 0.01 | 3.99
2015 | MISO_WUMS_2_MISO_W | MISO_WUMS | MISO_W | Internal | Summer | B5 | 200 | 1255 | 1255 | 62.55 | 74.93 | 0.01 | 12.38
2015 | MISO_WUMS_2_MISO_W | MISO_WUMS | MISO_W | Internal | Summer | B6 | 300 | 1255 | 1255 | 62.06 | 63.79 | 0.01 | 1.72
2015 | MISO_WUMS_2_MISO_W | MISO_WUMS | MISO_W | Internal | Summer | B7 | 400 | 1255 | 458.12 | 55.28 | 55.29 | 0.01 | 0
2015 | MISO_WUMS_2_MISO_W | MISO_WUMS | MISO_W | Internal | Summer | B8 | 500 | 1255 | 397.51 | 53.92 | 53.93 | 0.01 | 0
2015 | MISO_WUMS_2_MISO_W | MISO_WUMS | MISO_W | Internal | Summer | B9 | 800 | 1255 | 1255 | 52.84 | 53.08 | 0.01 | 0.23
2015 | MISO_WUMS_2_MISO_W | MISO_WUMS | MISO_W | Internal | Summer | B10 | 1262 | 1255 | 331.56 | 51.84 | 51.86 | 0.01 | 0
2015 | MISO_WUMS_2_MISO_W | MISO_WUMS | MISO_W | Internal | Winter | B16 | 25 | 1255 | 651.43 | 74.88 | 74.89 | 0.01 | 0
2015 | MISO_WUMS_2_MISO_W | MISO_WUMS | MISO_W | Internal | Winter | B17 | 100 | 1255 | 805.01 | 65.72 | 65.73 | 0.01 | 0
2015 | MISO_WUMS_2_MISO_W | MISO_WUMS | MISO_W | Internal | Winter | B18 | 400 | 1255 | 0 | 58.8 | 58.8 | 0.01 | 0
2015 | MISO_WUMS_2_MISO_W | MISO_WUMS | MISO_W | Internal | Winter | B19 | 700 | 1255 | 359.94 | 57.92 | 57.94 | 0.01 | 0
2015 | MISO_WUMS_2_MISO_W | MISO_WUMS | MISO_W | Internal | Winter | B20 | 935 | 1255 | 0 | 53.57 | 53.56 | 0.01 | 0
2015 | MISO_WUMS_2_PJM_ROR | MISO_WUMS | PJM_ROR | Internal | Shoulder | B11 | 25 | 1600 | 1600 | 62.55 | 75.58 | 2 | 11.03
2015 | MISO_WUMS_2_PJM_ROR | MISO_WUMS | PJM_ROR | Internal | Shoulder | B12 | 200 | 1600 | 1600 | 62.37 | 64.38 | 2 | 0.01
2015 | MISO_WUMS_2_PJM_ROR | MISO_WUMS | PJM_ROR | Internal | Shoulder | B13 | 600 | 1600 | 1600 | 57.58 | 59.6 | 2 | 0.01
2015 | MISO_WUMS_2_PJM_ROR | MISO_WUMS | PJM_ROR | Internal | Shoulder | B14 | 900 | 1600 | 1600 | 56.13 | 58.14 | 2 | 0.01
2015 | MISO_WUMS_2_PJM_ROR | MISO_WUMS | PJM_ROR | Internal | Shoulder | B15 | 1203 | 1600 | 0 | 54 | 54.9 | 2 | 0
2015 | MISO_WUMS_2_PJM_ROR | MISO_WUMS | PJM_ROR | Internal | Summer | B1 | 10 | 1600 | 1600 | 91.66 | 93.67 | 2 | 0.01
2015 | MISO_WUMS_2_PJM_ROR | MISO_WUMS | PJM_ROR | Internal | Summer | B2 | 25 | 1600 | 229.23 | 88.16 | 90.16 | 2 | 0
2015 | MISO_WUMS_2_PJM_ROR | MISO_WUMS | PJM_ROR | Internal | Summer | B3 | 75 | 1600 | 784.38 | 87.41 | 89.41 | 2 | 0
2015 | MISO_WUMS_2_PJM_ROR | MISO_WUMS | PJM_ROR | Internal | Summer | B4 | 100 | 1600 | 1498.66 | 82.63 | 84.63 | 2 | 0
2015 | MISO_WUMS_2_PJM_ROR | MISO_WUMS | PJM_ROR | Internal | Summer | B5 | 200 | 1600 | 1600 | 62.55 | 76.92 | 2 | 12.38
2015 | MISO_WUMS_2_PJM_ROR | MISO_WUMS | PJM_ROR | Internal | Summer | B6 | 300 | 1600 | 1600 | 62.06 | 65.76 | 2 | 1.71
2015 | MISO_WUMS_2_PJM_ROR | MISO_WUMS | PJM_ROR | Internal | Summer | B7 | 400 | 1600 | 1600 | 55.28 | 57.29 | 2 | 0.01
2015 | MISO_WUMS_2_PJM_ROR | MISO_WUMS | PJM_ROR | Internal | Summer | B8 | 500 | 1600 | 1558.16 | 53.92 | 55.92 | 2 | 0
2015 | MISO_WUMS_2_PJM_ROR | MISO_WUMS | PJM_ROR | Internal | Summer | B9 | 800 | 1600 | 0 | 52.84 | 53.9 | 2 | 0
2015 | MISO_WUMS_2_PJM_ROR | MISO_WUMS | PJM_ROR | Internal | Summer | B10 | 1262 | 1600 | 0 | 51.84 | 52.69 | 2 | 0
2015 | MISO_WUMS_2_PJM_ROR | MISO_WUMS | PJM_ROR | Internal | Winter | B16 | 25 | 1600 | 1600 | 74.88 | 76.89 | 2 | 0.01
2015 | MISO_WUMS_2_PJM_ROR | MISO_WUMS | PJM_ROR | Internal | Winter | B17 | 100 | 1600 | 1600 | 65.72 | 67.73 | 2 | 0.01
2015 | MISO_WUMS_2_PJM_ROR | MISO_WUMS | PJM_ROR | Internal | Winter | B18 | 400 | 1600 | 1010.17 | 58.8 | 60.8 | 2 | 0
2015 | MISO_WUMS_2_PJM_ROR | MISO_WUMS | PJM_ROR | Internal | Winter | B19 | 700 | 1600 | 837.9 | 57.92 | 59.92 | 2 | 0
2015 | MISO_WUMS_2_PJM_ROR | MISO_WUMS | PJM_ROR | Internal | Winter | B20 | 935 | 1600 | 0 | 53.57 | 55.56 | 2 | 0
2015 | NE_2_MAPP_US | NE | MAPP_US | Internal | Shoulder | B11 | 25 | 1600 | 0 | 77.57 | 70.57 | 5 | 0
2015 | NE_2_MAPP_US | NE | MAPP_US | Internal | Shoulder | B12 | 200 | 1600 | 0 | 59.97 | 55.38 | 5 | 0
2015 | NE_2_MAPP_US | NE | MAPP_US | Internal | Shoulder | B13 | 600 | 1600 | 0 | 57.59 | 55.38 | 5 | 0
2015 | NE_2_MAPP_US | NE | MAPP_US | Internal | Shoulder | B14 | 900 | 1600 | 0 | 57.31 | 55.38 | 5 | 0
2015 | NE_2_MAPP_US | NE | MAPP_US | Internal | Shoulder | B15 | 1203 | 1600 | 0 | 57.31 | 55.38 | 5 | 0
2015 | NE_2_MAPP_US | NE | MAPP_US | Internal | Summer | B1 | 10 | 1600 | 0 | 91.67 | 84.67 | 5 | 0
2015 | NE_2_MAPP_US | NE | MAPP_US | Internal | Summer | B2 | 25 | 1600 | 0 | 91.28 | 84.28 | 5 | 0
2015 | NE_2_MAPP_US | NE | MAPP_US | Internal | Summer | B3 | 75 | 1600 | 0 | 91.28 | 84.28 | 5 | 0
2015 | NE_2_MAPP_US | NE | MAPP_US | Internal | Summer | B4 | 100 | 1600 | 0 | 87.2 | 80.2 | 5 | 0
2015 | NE_2_MAPP_US | NE | MAPP_US | Internal | Summer | B5 | 200 | 1600 | 0 | 81.92 | 74.92 | 5 | 0
2015 | NE_2_MAPP_US | NE | MAPP_US | Internal | Summer | B6 | 300 | 1600 | 0 | 63.79 | 56.79 | 5 | 0
2015 | NE_2_MAPP_US | NE | MAPP_US | Internal | Summer | B7 | 400 | 1600 | 0 | 59.46 | 52.46 | 5 | 0
2015 | NE_2_MAPP_US | NE | MAPP_US | Internal | Summer | B8 | 500 | 1600 | 0 | 58.03 | 52.46 | 5 | 0
2015 | NE_2_MAPP_US | NE | MAPP_US | Internal | Summer | B9 | 800 | 1600 | 0 | 56.04 | 52.46 | 5 | 0
2015 | NE_2_MAPP_US | NE | MAPP_US | Internal | Summer | B10 | 1262 | 1600 | 0 | 52.24 | 52.46 | 5 | 0
2015 | NE_2_MAPP_US | NE | MAPP_US | Internal | Winter | B16 | 25 | 1600 | 0 | 69.89 | 67.89 | 5 | 0
2015 | NE_2_MAPP_US | NE | MAPP_US | Internal | Winter | B17 | 100 | 1600 | 0 | 60.73 | 58.73 | 5 | 0
2015 | NE_2_MAPP_US | NE | MAPP_US | Internal | Winter | B18 | 400 | 1600 | 0 | 59.76 | 58.02 | 5 | 0
2015 | NE_2_MAPP_US | NE | MAPP_US | Internal | Winter | B19 | 700 | 1600 | 0 | 59.65 | 58.02 | 5 | 0
2015 | NE_2_MAPP_US | NE | MAPP_US | Internal | Winter | B20 | 935 | 1600 | 0 | 54.75 | 58.02 | 5 | 0
2015 | NE_2_MISO_W | NE | MISO_W | Internal | Shoulder | B11 | 25 | 3614 | 0 | 77.57 | 77.57 | 5 | 0
2015 | NE_2_MISO_W | NE | MISO_W | Internal | Shoulder | B12 | 200 | 3614 | 0 | 59.97 | 62.38 | 5 | 0
2015 | NE_2_MISO_W | NE | MISO_W | Internal | Shoulder | B13 | 600 | 3614 | 0 | 57.59 | 57.6 | 5 | 0
2015 | NE_2_MISO_W | NE | MISO_W | Internal | Shoulder | B14 | 900 | 3614 | 0 | 57.31 | 56.14 | 5 | 0
2015 | NE_2_MISO_W | NE | MISO_W | Internal | Shoulder | B15 | 1203 | 3614 | 0 | 57.31 | 54.99 | 5 | 0
2015 | NE_2_MISO_W | NE | MISO_W | Internal | Summer | B1 | 10 | 3614 | 0 | 91.67 | 91.67 | 5 | 0
2015 | NE_2_MISO_W | NE | MISO_W | Internal | Summer | B2 | 25 | 3614 | 0 | 91.28 | 88.63 | 5 | 0
2015 | NE_2_MISO_W | NE | MISO_W | Internal | Summer | B3 | 75 | 3614 | 0 | 91.28 | 88.52 | 5 | 0
2015 | NE_2_MISO_W | NE | MISO_W | Internal | Summer | B4 | 100 | 3614 | 0 | 87.2 | 86.63 | 5 | 0
2015 | NE_2_MISO_W | NE | MISO_W | Internal | Summer | B5 | 200 | 3614 | 0 | 81.92 | 74.93 | 5 | 0
2015 | NE_2_MISO_W | NE | MISO_W | Internal | Summer | B6 | 300 | 3614 | 0 | 63.79 | 63.79 | 5 | 0
2015 | NE_2_MISO_W | NE | MISO_W | Internal | Summer | B7 | 400 | 3614 | 0 | 59.46 | 55.29 | 5 | 0
2015 | NE_2_MISO_W | NE | MISO_W | Internal | Summer | B8 | 500 | 3614 | 0 | 58.03 | 53.93 | 5 | 0
2015 | NE_2_MISO_W | NE | MISO_W | Internal | Summer | B9 | 800 | 3614 | 0 | 56.04 | 53.08 | 5 | 0
2015 | NE_2_MISO_W | NE | MISO_W | Internal | Summer | B10 | 1262 | 3614 | 0 | 52.24 | 51.86 | 5 | 0
2015 | NE_2_MISO_W | NE | MISO_W | Internal | Winter | B16 | 25 | 3614 | 918.01 | 69.89 | 74.89 | 5 | 0
2015 | NE_2_MISO_W | NE | MISO_W | Internal | Winter | B17 | 100 | 3614 | 1282.85 | 60.73 | 65.73 | 5 | 0
2015 | NE_2_MISO_W | NE | MISO_W | Internal | Winter | B18 | 400 | 3614 | 0 | 59.76 | 58.8 | 5 | 0
2015 | NE_2_MISO_W | NE | MISO_W | Internal | Winter | B19 | 700 | 3614 | 0 | 59.65 | 57.94 | 5 | 0
2015 | NE_2_MISO_W | NE | MISO_W | Internal | Winter | B20 | 935 | 3614 | 0 | 54.75 | 53.56 | 5 | 0
2015 | NE_2_SPP_N | NE | SPP_N | Internal | Shoulder | B11 | 25 | 1854 | 1854 | 77.57 | 84.57 | 0.01 | 6.99
2015 | NE_2_SPP_N | NE | SPP_N | Internal | Shoulder | B12 | 200 | 1854 | 664.67 | 59.97 | 59.99 | 0.01 | 0
2015 | NE_2_SPP_N | NE | SPP_N | Internal | Shoulder | B13 | 600 | 1854 | 797.19 | 57.59 | 57.6 | 0.01 | 0
2015 | NE_2_SPP_N | NE | SPP_N | Internal | Shoulder | B14 | 900 | 1854 | 998.71 | 57.31 | 57.32 | 0.01 | 0
2015 | NE_2_SPP_N | NE | SPP_N | Internal | Shoulder | B15 | 1203 | 1854 | 1367.34 | 57.31 | 57.32 | 0.01 | 0
2015 | NE_2_SPP_N | NE | SPP_N | Internal | Summer | B1 | 10 | 1854 | 1854 | 91.67 | 92.49 | 0.01 | 0.81
2015 | NE_2_SPP_N | NE | SPP_N | Internal | Summer | B2 | 25 | 1854 | 1854 | 91.28 | 92.49 | 0.01 | 1.2
2015 | NE_2_SPP_N | NE | SPP_N | Internal | Summer | B3 | 75 | 1854 | 1854 | 91.28 | 92.49 | 0.01 | 1.2
2015 | NE_2_SPP_N | NE | SPP_N | Internal | Summer | B4 | 100 | 1854 | 1664.68 | 87.2 | 87.21 | 0.01 | 0
2015 | NE_2_SPP_N | NE | SPP_N | Internal | Summer | B5 | 200 | 1854 | 1749.07 | 81.92 | 81.93 | 0.01 | 0
2015 | NE_2_SPP_N | NE | SPP_N | Internal | Summer | B6 | 300 | 1854 | 1854 | 63.79 | 70.79 | 0.01 | 6.99
2015 | NE_2_SPP_N | NE | SPP_N | Internal | Summer | B7 | 400 | 1854 | 1671.7 | 59.46 | 59.47 | 0.01 | 0
2015 | NE_2_SPP_N | NE | SPP_N | Internal | Summer | B8 | 500 | 1854 | 1259.96 | 58.03 | 58.05 | 0.01 | 0
2015 | NE_2_SPP_N | NE | SPP_N | Internal | Summer | B9 | 800 | 1854 | 1490.19 | 56.04 | 56.05 | 0.01 | 0
2015 | NE_2_SPP_N | NE | SPP_N | Internal | Summer | B10 | 1262 | 1854 | 1854 | 52.24 | 55.92 | 0.01 | 3.67
2015 | NE_2_SPP_N | NE | SPP_N | Internal | Winter | B16 | 25 | 1854 | 404.56 | 69.89 | 69.91 | 0.01 | 0
2015 | NE_2_SPP_N | NE | SPP_N | Internal | Winter | B17 | 100 | 1854 | 0 | 60.73 | 60.73 | 0.01 | 0
2015 | NE_2_SPP_N | NE | SPP_N | Internal | Winter | B18 | 400 | 1854 | 1407.2 | 59.76 | 59.77 | 0.01 | 0
2015 | NE_2_SPP_N | NE | SPP_N | Internal | Winter | B19 | 700 | 1854 | 1424.23 | 59.65 | 59.66 | 0.01 | 0
2015 | NE_2_SPP_N | NE | SPP_N | Internal | Winter | B20 | 935 | 1854 | 1854 | 54.75 | 56.03 | 0.01 | 1.26
2015 | NEISO_2_NYISO_A-F | NEISO | NYISO_A-F | Internal | Shoulder | B11 | 25 | 600 | 600 | 55.76 | 60.47 | 3 | 1.71
2015 | NEISO_2_NYISO_A-F | NEISO | NYISO_A-F | Internal | Shoulder | B12 | 200 | 600 | 0 | 55.76 | 58.75 | 3 | 0
2015 | NEISO_2_NYISO_A-F | NEISO | NYISO_A-F | Internal | Shoulder | B13 | 600 | 600 | 0 | 55.76 | 57.76 | 3 | 0
2015 | NEISO_2_NYISO_A-F | NEISO | NYISO_A-F | Internal | Shoulder | B14 | 900 | 600 | 0 | 55.76 | 56.82 | 3 | 0
2015 | NEISO_2_NYISO_A-F | NEISO | NYISO_A-F | Internal | Shoulder | B15 | 1203 | 600 | 0 | 55.76 | 56.82 | 3 | 0
2015 | NEISO_2_NYISO_A-F | NEISO | NYISO_A-F | Internal | Summer | B1 | 10 | 600 | 0 | 96.71 | 91.67 | 3 | 0
2015 | NEISO_2_NYISO_A-F | NEISO | NYISO_A-F | Internal | Summer | B2 | 25 | 600 | 0 | 80.97 | 83.95 | 3 | 0
2015 | NEISO_2_NYISO_A-F | NEISO | NYISO_A-F | Internal | Summer | B3 | 75 | 600 | 403.32 | 76.46 | 79.46 | 3 | 0
2015 | NEISO_2_NYISO_A-F | NEISO | NYISO_A-F | Internal | Summer | B4 | 100 | 600 | 600 | 70.47 | 75.94 | 3 | 2.48
2015 | NEISO_2_NYISO_A-F | NEISO | NYISO_A-F | Internal | Summer | B5 | 200 | 600 | 600 | 53.06 | 68.93 | 3 | 12.87
2015 | NEISO_2_NYISO_A-F | NEISO | NYISO_A-F | Internal | Summer | B6 | 300 | 600 | 600 | 53.06 | 57.78 | 3 | 1.71
2015 | NEISO_2_NYISO_A-F | NEISO | NYISO_A-F | Internal | Summer | B7 | 400 | 600 | 0 | 53.06 | 56.04 | 3 | 0
2015 | NEISO_2_NYISO_A-F | NEISO | NYISO_A-F | Internal | Summer | B8 | 500 | 600 | 0 | 53.06 | 55.18 | 3 | 0
2015 | NEISO_2_NYISO_A-F | NEISO | NYISO_A-F | Internal | Summer | B9 | 800 | 600 | 0 | 53.06 | 55.18 | 3 | 0
2015 | NEISO_2_NYISO_A-F | NEISO | NYISO_A-F | Internal | Summer | B10 | 1262 | 600 | 0 | 53.06 | 55.18 | 3 | 0
2015 | NEISO_2_NYISO_A-F | NEISO | NYISO_A-F | Internal | Winter | B16 | 25 | 600 | 600 | 64.15 | 67.57 | 3 | 0.42
2015 | NEISO_2_NYISO_A-F | NEISO | NYISO_A-F | Internal | Winter | B17 | 100 | 600 | 0 | 64.15 | 65.72 | 3 | 0
2015 | NEISO_2_NYISO_A-F | NEISO | NYISO_A-F | Internal | Winter | B18 | 400 | 600 | 0 | 64.15 | 61.53 | 3 | 0
2015 | NEISO_2_NYISO_A-F | NEISO | NYISO_A-F | Internal | Winter | B19 | 700 | 600 | 0 | 64.15 | 61.53 | 3 | 0
2015 | NEISO_2_NYISO_A-F | NEISO | NYISO_A-F | Internal | Winter | B20 | 935 | 600 | 0 | 64.15 | 61.53 | 3 | 0
2015 | NEISO_2_NYISO_G-I | NEISO | NYISO_G-I | Internal | Shoulder | B11 | 25 | 600 | 600 | 55.76 | 60.48 | 3 | 1.72
2015 | NEISO_2_NYISO_G-I | NEISO | NYISO_G-I | Internal | Shoulder | B12 | 200 | 600 | 103.44 | 55.76 | 58.76 | 3 | 0
2015 | NEISO_2_NYISO_G-I | NEISO | NYISO_G-I | Internal | Shoulder | B13 | 600 | 600 | 0 | 55.76 | 57.77 | 3 | 0
2015 | NEISO_2_NYISO_G-I | NEISO | NYISO_G-I | Internal | Shoulder | B14 | 900 | 600 | 0 | 55.76 | 56.83 | 3 | 0
2015 | NEISO_2_NYISO_G-I | NEISO | NYISO_G-I | Internal | Shoulder | B15 | 1203 | 600 | 0 | 55.76 | 56.83 | 3 | 0
2015 | NEISO_2_NYISO_G-I | NEISO | NYISO_G-I | Internal | Summer | B1 | 10 | 600 | 0 | 96.71 | 99.69 | 3 | 0
2015 | NEISO_2_NYISO_G-I | NEISO | NYISO_G-I | Internal | Summer | B2 | 25 | 600 | 0 | 80.97 | 83.96 | 3 | 0
2015 | NEISO_2_NYISO_G-I | NEISO | NYISO_G-I | Internal | Summer | B3 | 75 | 600 | 600 | 76.46 | 79.47 | 3 | 0.01
2015 | NEISO_2_NYISO_G-I | NEISO | NYISO_G-I | Internal | Summer | B4 | 100 | 600 | 600 | 70.47 | 76.66 | 3 | 3.2
2015 | NEISO_2_NYISO_G-I | NEISO | NYISO_G-I | Internal | Summer | B5 | 200 | 600 | 600 | 53.06 | 68.95 | 3 | 12.88
2015 | NEISO_2_NYISO_G-I | NEISO | NYISO_G-I | Internal | Summer | B6 | 300 | 600 | 600 | 53.06 | 57.79 | 3 | 1.72
2015 | NEISO_2_NYISO_G-I | NEISO | NYISO_G-I | Internal | Summer | B7 | 400 | 600 | 0 | 53.06 | 56.05 | 3 | 0
2015 | NEISO_2_NYISO_G-I | NEISO | NYISO_G-I | Internal | Summer | B8 | 500 | 600 | 0 | 53.06 | 55.19 | 3 | 0
2015 | NEISO_2_NYISO_G-I | NEISO | NYISO_G-I | Internal | Summer | B9 | 800 | 600 | 0 | 53.06 | 55.19 | 3 | 0
2015 | NEISO_2_NYISO_G-I | NEISO | NYISO_G-I | Internal | Summer | B10 | 1262 | 600 | 0 | 53.06 | 55.19 | 3 | 0
2015 | NEISO_2_NYISO_G-I | NEISO | NYISO_G-I | Internal | Winter | B16 | 25 | 600 | 600 | 64.15 | 68.89 | 3 | 1.74
2015 | NEISO_2_NYISO_G-I | NEISO | NYISO_G-I | Internal | Winter | B17 | 100 | 600 | 0 | 64.15 | 66.99 | 3 | 0
2015 | NEISO_2_NYISO_G-I | NEISO | NYISO_G-I | Internal | Winter | B18 | 400 | 600 | 0 | 64.15 | 66.99 | 3 | 0
2015 | NEISO_2_NYISO_G-I | NEISO | NYISO_G-I | Internal | Winter | B19 | 700 | 600 | 0 | 64.15 | 64.77 | 3 | 0
2015 | NEISO_2_NYISO_G-I | NEISO | NYISO_G-I | Internal | Winter | B20 | 935 | 600 | 0 | 64.15 | 61.54 | 3 | 0
2015 | NEISO_2_NYISO_J-K | NEISO | NYISO_J-K | Internal | Shoulder | B11 | 25 | 1038 | 1038 | 55.76 | 60.49 | 3 | 1.73
2015 | NEISO_2_NYISO_J-K | NEISO | NYISO_J-K | Internal | Shoulder | B12 | 200 | 1038 | 1038 | 55.76 | 58.77 | 3 | 0.01
2015 | NEISO_2_NYISO_J-K | NEISO | NYISO_J-K | Internal | Shoulder | B13 | 600 | 1038 | 0 | 55.76 | 57.78 | 3 | 0
2015 | NEISO_2_NYISO_J-K | NEISO | NYISO_J-K | Internal | Shoulder | B14 | 900 | 1038 | 0 | 55.76 | 56.84 | 3 | 0
2015 | NEISO_2_NYISO_J-K | NEISO | NYISO_J-K | Internal | Shoulder | B15 | 1203 | 1038 | 0 | 55.76 | 56.84 | 3 | 0
2015 | NEISO_2_NYISO_J-K | NEISO | NYISO_J-K | Internal | Summer | B1 | 10 | 1038 | 840.03 | 96.71 | 99.71 | 3 | 0
2015 | NEISO_2_NYISO_J-K | NEISO | NYISO_J-K | Internal | Summer | B2 | 25 | 1038 | 680.57 | 80.97 | 83.97 | 3 | 0
2015 | NEISO_2_NYISO_J-K | NEISO | NYISO_J-K | Internal | Summer | B3 | 75 | 1038 | 1038 | 76.46 | 79.48 | 3 | 0.02
2015 | NEISO_2_NYISO_J-K | NEISO | NYISO_J-K | Internal | Summer | B4 | 100 | 1038 | 1038 | 70.47 | 76.67 | 3 | 3.21
2015 | NEISO_2_NYISO_J-K | NEISO | NYISO_J-K | Internal | Summer | B5 | 200 | 1038 | 1038 | 53.06 | 68.96 | 3 | 12.89
2015 | NEISO_2_NYISO_J-K | NEISO | NYISO_J-K | Internal | Summer | B6 | 300 | 1038 | 1038 | 53.06 | 57.8 | 3 | 1.74
2015 | NEISO_2_NYISO_J-K | NEISO | NYISO_J-K | Internal | Summer | B7 | 400 | 1038 | 999.71 | 53.06 | 56.06 | 3 | 0
2015 | NEISO_2_NYISO_J-K | NEISO | NYISO_J-K | Internal | Summer | B8 | 500 | 1038 | 0 | 53.06 | 55.2 | 3 | 0
2015 | NEISO_2_NYISO_J-K | NEISO | NYISO_J-K | Internal | Summer | B9 | 800 | 1038 | 0 | 53.06 | 55.2 | 3 | 0
2015 | NEISO_2_NYISO_J-K | NEISO | NYISO_J-K | Internal | Summer | B10 | 1262 | 1038 | 0 | 53.06 | 55.2 | 3 | 0
2015 | NEISO_2_NYISO_J-K | NEISO | NYISO_J-K | Internal | Winter | B16 | 25 | 1038 | 1038 | 64.15 | 68.91 | 3 | 1.75
2015 | NEISO_2_NYISO_J-K | NEISO | NYISO_J-K | Internal | Winter | B17 | 100 | 1038 | 0 | 64.15 | 67 | 3 | 0
2015 | NEISO_2_NYISO_J-K | NEISO | NYISO_J-K | Internal | Winter | B18 | 400 | 1038 | 0 | 64.15 | 67 | 3 | 0
2015 | NEISO_2_NYISO_J-K | NEISO | NYISO_J-K | Internal | Winter | B19 | 700 | 1038 | 0 | 64.15 | 67 | 3 | 0
2015 | NEISO_2_NYISO_J-K | NEISO | NYISO_J-K | Internal | Winter | B20 | 935 | 1038 | 0 | 64.15 | 61.55 | 3 | 0
2015 | NonRTO_Midwest_2_MISO_IN | NonRTO_Midwest | MISO_IN | Internal | Shoulder | B11 | 25 | 4450 | 0 | 85.57 | 77.57 | 8 | 0
2015 | NonRTO_Midwest_2_MISO_IN | NonRTO_Midwest | MISO_IN | Internal | Shoulder | B12 | 200 | 4450 | 0 | 70.38 | 62.38 | 8 | 0
2015 | NonRTO_Midwest_2_MISO_IN | NonRTO_Midwest | MISO_IN | Internal | Shoulder | B13 | 600 | 4450 | 0 | 65.45 | 57.6 | 8 | 0
2015 | NonRTO_Midwest_2_MISO_IN | NonRTO_Midwest | MISO_IN | Internal | Shoulder | B14 | 900 | 4450 | 0 | 56.69 | 56.14 | 8 | 0
2015 | NonRTO_Midwest_2_MISO_IN | NonRTO_Midwest | MISO_IN | Internal | Shoulder | B15 | 1203 | 4450 | 0 | 56.17 | 54.97 | 8 | 0
2015 | NonRTO_Midwest_2_MISO_IN | NonRTO_Midwest | MISO_IN | Internal | Summer | B1 | 10 | 4450 | 0 | 96.16 | 91.68 | 8 | 0
2015 | NonRTO_Midwest_2_MISO_IN | NonRTO_Midwest | MISO_IN | Internal | Summer | B2 | 25 | 4450 | 0 | 96.16 | 88.65 | 8 | 0
2015 | NonRTO_Midwest_2_MISO_IN | NonRTO_Midwest | MISO_IN | Internal | Summer | B3 | 75 | 4450 | 0 | 96.16 | 88.5 | 8 | 0
2015 | NonRTO_Midwest_2_MISO_IN | NonRTO_Midwest | MISO_IN | Internal | Summer | B4 | 100 | 4450 | 0 | 94.6 | 86.6 | 8 | 0
2015 | NonRTO_Midwest_2_MISO_IN | NonRTO_Midwest | MISO_IN | Internal | Summer | B5 | 200 | 4450 | 0 | 82.93 | 74.93 | 8 | 0
2015 | NonRTO_Midwest_2_MISO_IN | NonRTO_Midwest | MISO_IN | Internal | Summer | B6 | 300 | 4450 | 0 | 70.76 | 63.76 | 8 | 0
2015 | NonRTO_Midwest_2_MISO_IN | NonRTO_Midwest | MISO_IN | Internal | Summer | B7 | 400 | 4450 | 0 | 56.69 | 55.29 | 8 | 0
2015 | NonRTO_Midwest_2_MISO_IN | NonRTO_Midwest | MISO_IN | Internal | Summer | B8 | 500 | 4450 | 0 | 56.68 | 53.91 | 8 | 0
2015 | NonRTO_Midwest_2_MISO_IN | NonRTO_Midwest | MISO_IN | Internal | Summer | B9 | 800 | 4450 | 0 | 54.92 | 53.11 | 8 | 0
2015 | NonRTO_Midwest_2_MISO_IN | NonRTO_Midwest | MISO_IN | Internal | Summer | B10 | 1262 | 4450 | 0 | 53.97 | 52.6 | 8 | 0
2015 | NonRTO_Midwest_2_MISO_IN | NonRTO_Midwest | MISO_IN | Internal | Winter | B16 | 25 | 4450 | 0 | 82.91 | 74.91 | 8 | 0
2015 | NonRTO_Midwest_2_MISO_IN | NonRTO_Midwest | MISO_IN | Internal | Winter | B17 | 100 | 4450 | 0 | 73.75 | 65.75 | 8 | 0
2015 | NonRTO_Midwest_2_MISO_IN | NonRTO_Midwest | MISO_IN | Internal | Winter | B18 | 400 | 4450 | 0 | 66.8 | 58.8 | 8 | 0
2015 | NonRTO_Midwest_2_MISO_IN | NonRTO_Midwest | MISO_IN | Internal | Winter | B19 | 700 | 4450 | 0 | 56.72 | 57.92 | 8 | 0
2015 | NonRTO_Midwest_2_MISO_IN | NonRTO_Midwest | MISO_IN | Internal | Winter | B20 | 935 | 4450 | 0 | 56.23 | 53.57 | 8 | 0
2015 | NonRTO_Midwest_2_TVA_Transmission | NonRTO_Midwest | TVA_Transmission | Internal | Shoulder | B11 | 25 | 2400 | 0 | 85.57 | 81.58 | 8 | 0
2015 | NonRTO_Midwest_2_TVA_Transmission | NonRTO_Midwest | TVA_Transmission | Internal | Shoulder | B12 | 200 | 2400 | 0 | 70.38 | 65.21 | 8 | 0
2015 | NonRTO_Midwest_2_TVA_Transmission | NonRTO_Midwest | TVA_Transmission | Internal | Shoulder | B13 | 600 | 2400 | 0 | 65.45 | 62.3 | 8 | 0
2015 | NonRTO_Midwest_2_TVA_Transmission | NonRTO_Midwest | TVA_Transmission | Internal | Shoulder | B14 | 900 | 2400 | 0 | 56.69 | 61.32 | 8 | 0
2015 | NonRTO_Midwest_2_TVA_Transmission | NonRTO_Midwest | TVA_Transmission | Internal | Shoulder | B15 | 1203 | 2400 | 0 | 56.17 | 60.53 | 8 | 0
2015 | NonRTO_Midwest_2_TVA_Transmission | NonRTO_Midwest | TVA_Transmission | Internal | Summer | B1 | 10 | 2400 | 0 | 96.16 | 99.67 | 8 | 0
2015 | NonRTO_Midwest_2_TVA_Transmission | NonRTO_Midwest | TVA_Transmission | Internal | Summer | B2 | 25 | 2400 | 0 | 96.16 | 96.16 | 8 | 0
2015 | NonRTO_Midwest_2_TVA_Transmission | NonRTO_Midwest | TVA_Transmission | Internal | Summer | B3 | 75 | 2400 | 0 | 96.16 | 95.41 | 8 | 0
2015 | NonRTO_Midwest_2_TVA_Transmission | NonRTO_Midwest | TVA_Transmission | Internal | Summer | B4 | 100 | 2400 | 0 | 94.6 | 90.63 | 8 | 0
2015 | NonRTO_Midwest_2_TVA_Transmission | NonRTO_Midwest | TVA_Transmission | Internal | Summer | B5 | 200 | 2400 | 0 | 82.93 | 82.34 | 8 | 0
2015 | NonRTO_Midwest_2_TVA_Transmission | NonRTO_Midwest | TVA_Transmission | Internal | Summer | B6 | 300 | 2400 | 0 | 70.76 | 70.51 | 8 | 0
2015 | NonRTO_Midwest_2_TVA_Transmission | NonRTO_Midwest | TVA_Transmission | Internal | Summer | B7 | 400 | 2400 | 0 | 56.69 | 60.75 | 8 | 0
2015 | NonRTO_Midwest_2_TVA_Transmission | NonRTO_Midwest | TVA_Transmission | Internal | Summer | B8 | 500 | 2400 | 0 | 56.68 | 59.83 | 8 | 0
2015 | NonRTO_Midwest_2_TVA_Transmission | NonRTO_Midwest | TVA_Transmission | Internal | Summer | B9 | 800 | 2400 | 0 | 54.92 | 58.95 | 8 | 0
2015 | NonRTO_Midwest_2_TVA_Transmission | NonRTO_Midwest | TVA_Transmission | Internal | Summer | B10 | 1262 | 2400 | 0 | 53.97 | 56.92 | 8 | 0
2015 | NonRTO_Midwest_2_TVA_Transmission | NonRTO_Midwest | TVA_Transmission | Internal | Winter | B16 | 25 | 2400 | 0 | 82.91 | 82.89 | 8 | 0
2015 | NonRTO_Midwest_2_TVA_Transmission | NonRTO_Midwest | TVA_Transmission | Internal | Winter | B17 | 100 | 2400 | 0 | 73.75 | 67.99 | 8 | 0
2015 | NonRTO_Midwest_2_TVA_Transmission | NonRTO_Midwest | TVA_Transmission | Internal | Winter | B18 | 400 | 2400 | 0 | 66.8 | 63.67 | 8 | 0
2015 | NonRTO_Midwest_2_TVA_Transmission | NonRTO_Midwest | TVA_Transmission | Internal | Winter | B19 | 700 | 2400 | 0 | 56.72 | 62.56 | 8 | 0
2015 | NonRTO_Midwest_2_TVA_Transmission | NonRTO_Midwest | TVA_Transmission | Internal | Winter | B20 | 935 | 2400 | 0 | 56.23 | 61.56 | 8 | 0
2015 | NYISO_A-F_2_NEISO | NYISO_A-F | NEISO | Internal | Shoulder | B11 | 25 | 600 | 0 | 60.47 | 55.76 | 3 | 0
2015 | NYISO_A-F_2_NEISO | NYISO_A-F | NEISO | Internal | Shoulder | B12 | 200 | 600 | 0 | 58.75 | 55.76 | 3 | 0
2015 | NYISO_A-F_2_NEISO | NYISO_A-F | NEISO | Internal | Shoulder | B13 | 600 | 600 | 0 | 57.76 | 55.76 | 3 | 0
2015 | NYISO_A-F_2_NEISO | NYISO_A-F | NEISO | Internal | Shoulder | B14 | 900 | 600 | 0 | 56.82 | 55.76 | 3 | 0
2015 | NYISO_A-F_2_NEISO | NYISO_A-F | NEISO | Internal | Shoulder | B15 | 1203 | 600 | 0 | 56.82 | 55.76 | 3 | 0
2015 | NYISO_A-F_2_NEISO | NYISO_A-F | NEISO | Internal | Summer | B1 | 10 | 600 | 600 | 91.67 | 96.71 | 3 | 2.04
2015 | NYISO_A-F_2_NEISO | NYISO_A-F | NEISO | Internal | Summer | B2 | 25 | 600 | 0 | 83.95 | 80.97 | 3 | 0
2015 | NYISO_A-F_2_NEISO | NYISO_A-F | NEISO | Internal | Summer | B3 | 75 | 600 | 0 | 79.46 | 76.46 | 3 | 0
2015 | NYISO_A-F_2_NEISO | NYISO_A-F | NEISO | Internal | Summer | B4 | 100 | 600 | 0 | 75.94 | 70.47 | 3 | 0
2015 | NYISO_A-F_2_NEISO | NYISO_A-F | NEISO | Internal | Summer | B5 | 200 | 600 | 0 | 68.93 | 53.06 | 3 | 0
2015 | NYISO_A-F_2_NEISO | NYISO_A-F | NEISO | Internal | Summer | B6 | 300 | 600 | 0 | 57.78 | 53.06 | 3 | 0
2015 | NYISO_A-F_2_NEISO | NYISO_A-F | NEISO | Internal | Summer | B7 | 400 | 600 | 0 | 56.04 | 53.06 | 3 | 0
2015 | NYISO_A-F_2_NEISO | NYISO_A-F | NEISO | Internal | Summer | B8 | 500 | 600 | 0 | 55.18 | 53.06 | 3 | 0
2015 | NYISO_A-F_2_NEISO | NYISO_A-F | NEISO | Internal | Summer | B9 | 800 | 600 | 0 | 55.18 | 53.06 | 3 | 0
2015 | NYISO_A-F_2_NEISO | NYISO_A-F | NEISO | Internal | Summer | B10 | 1262 | 600 | 0 | 55.18 | 53.06 | 3 | 0
2015 | NYISO_A-F_2_NEISO | NYISO_A-F | NEISO | Internal | Winter | B16 | 25 | 600 | 0 | 67.57 | 64.15 | 3 | 0
2015 | NYISO_A-F_2_NEISO | NYISO_A-F | NEISO | Internal | Winter | B17 | 100 | 600 | 0 | 65.72 | 64.15 | 3 | 0
2015 | NYISO_A-F_2_NEISO | NYISO_A-F | NEISO | Internal | Winter | B18 | 400 | 600 | 0 | 61.53 | 64.15 | 3 | 0
2015 | NYISO_A-F_2_NEISO | NYISO_A-F | NEISO | Internal | Winter | B19 | 700 | 600 | 0 | 61.53 | 64.15 | 3 | 0
2015 | NYISO_A-F_2_NEISO | NYISO_A-F | NEISO | Internal | Winter | B20 | 935 | 600 | 0 | 61.53 | 64.15 | 3 | 0
2015 | NYISO_A-F_2_NYISO_G-I | NYISO_A-F | NYISO_G-I | Internal | Shoulder | B11 | 25 | 5266 | 4997.3 | 60.47 | 60.48 | 0.01 | 0
2015 | NYISO_A-F_2_NYISO_G-I | NYISO_A-F | NYISO_G-I | Internal | Shoulder | B12 | 200 | 5266 | 3650.31 | 58.75 | 58.76 | 0.01 | 0
2015 | NYISO_A-F_2_NYISO_G-I | NYISO_A-F | NYISO_G-I | Internal | Shoulder | B13 | 600 | 5266 | 4570.78 | 57.76 | 57.77 | 0.01 | 0
2015 | NYISO_A-F_2_NYISO_G-I | NYISO_A-F | NYISO_G-I | Internal | Shoulder | B14 | 900 | 5266 | 4631.8 | 56.82 | 56.83 | 0.01 | 0
2015 | NYISO_A-F_2_NYISO_G-I | NYISO_A-F | NYISO_G-I | Internal | Shoulder | B15 | 1203 | 5266 | 3195.91 | 56.82 | 56.83 | 0.01 | 0
2015 | NYISO_A-F_2_NYISO_G-I | NYISO_A-F | NYISO_G-I | Internal | Summer | B1 | 10 | 5266 | 5266 | 91.67 | 99.69 | 0.01 | 8.01
2015 | NYISO_A-F_2_NYISO_G-I | NYISO_A-F | NYISO_G-I | Internal | Summer | B2 | 25 | 5266 | 5199.78 | 83.95 | 83.96 | 0.01 | 0
2015 | NYISO_A-F_2_NYISO_G-I | NYISO_A-F | NYISO_G-I | Internal | Summer | B3 | 75 | 5266 | 4712.25 | 79.46 | 79.47 | 0.01 | 0
2015 | NYISO_A-F_2_NYISO_G-I | NYISO_A-F | NYISO_G-I | Internal | Summer | B4 | 100 | 5266 | 5266 | 75.94 | 76.66 | 0.01 | 0.71
2015 | NYISO_A-F_2_NYISO_G-I | NYISO_A-F | NYISO_G-I | Internal | Summer | B5 | 200 | 5266 | 4773.09 | 68.93 | 68.95 | 0.01 | 0
2015 | NYISO_A-F_2_NYISO_G-I | NYISO_A-F | NYISO_G-I | Internal | Summer | B6 | 300 | 5266 | 3841 | 57.78 | 57.79 | 0.01 | 0
2015 | NYISO_A-F_2_NYISO_G-I | NYISO_A-F | NYISO_G-I | Internal | Summer | B7 | 400 | 5266 | 4656.81 | 56.04 | 56.05 | 0.01 | 0
2015 | NYISO_A-F_2_NYISO_G-I | NYISO_A-F | NYISO_G-I | Internal | Summer | B8 | 500 | 5266 | 4923.56 | 55.18 | 55.19 | 0.01 | 0
2015 | NYISO_A-F_2_NYISO_G-I | NYISO_A-F | NYISO_G-I | Internal | Summer | B9 | 800 | 5266 | 4672.02 | 55.18 | 55.19 | 0.01 | 0
2015 | NYISO_A-F_2_NYISO_G-I | NYISO_A-F | NYISO_G-I | Internal | Summer | B10 | 1262 | 5266 | 2701.08 | 55.18 | 55.19 | 0.01 | 0
2015 | NYISO_A-F_2_NYISO_G-I | NYISO_A-F | NYISO_G-I | Internal | Winter | B16 | 25 | 5266 | 5266 | 67.57 | 68.89 | 0.01 | 1.31
2015 | NYISO_A-F_2_NYISO_G-I | NYISO_A-F | NYISO_G-I | Internal | Winter | B17 | 100 | 5266 | 5266 | 65.72 | 66.99 | 0.01 | 1.26
2015 | NYISO_A-F_2_NYISO_G-I | NYISO_A-F | NYISO_G-I | Internal | Winter | B18 | 400 | 5266 | 5266 | 61.53 | 66.99 | 0.01 | 5.45
2015 | NYISO_A-F_2_NYISO_G-I | NYISO_A-F | NYISO_G-I | Internal | Winter | B19 | 700 | 5266 | 5266 | 61.53 | 64.77 | 0.01 | 3.23
2015 | NYISO_A-F_2_NYISO_G-I | NYISO_A-F | NYISO_G-I | Internal | Winter | B20 | 935 | 5266 | 4948.51 | 61.53 | 61.54 | 0.01 | 0
2015 | NYISO_A-F_2_PJM_ROM | NYISO_A-F | PJM_ROM | Internal | Shoulder | B11 | 25 | 1000 | 1000 | 60.47 | 75.57 | 8 | 7.1
2015 | NYISO_A-F_2_PJM_ROM | NYISO_A-F | PJM_ROM | Internal | Shoulder | B12 | 200 | 1000 | 0 | 58.75 | 64.4 | 8 | 0
2015 | NYISO_A-F_2_PJM_ROM | NYISO_A-F | PJM_ROM | Internal | Shoulder | B13 | 600 | 1000 | 0 | 57.76 | 59.61 | 8 | 0
2015 | NYISO_A-F_2_PJM_ROM | NYISO_A-F | PJM_ROM | Internal | Shoulder | B14 | 900 | 1000 | 0 | 56.82 | 58.83 | 8 | 0
2015 | NYISO_A-F_2_PJM_ROM | NYISO_A-F | PJM_ROM | Internal | Shoulder | B15 | 1203 | 1000 | 0 | 56.82 | 54.92 | 8 | 0
2015 | NYISO_A-F_2_PJM_ROM | NYISO_A-F | PJM_ROM | Internal | Summer | B1 | 10 | 1000 | 0 | 91.67 | 93.68 | 8 | 0
2015 | NYISO_A-F_2_PJM_ROM | NYISO_A-F | PJM_ROM | Internal | Summer | B2 | 25 | 1000 | 0 | 83.95 | 90.18 | 8 | 0
2015 | NYISO_A-F_2_PJM_ROM | NYISO_A-F | PJM_ROM | Internal | Summer | B3 | 75 | 1000 | 1000 | 79.46 | 89.42 | 8 | 1.96
2015 | NYISO_A-F_2_PJM_ROM | NYISO_A-F | PJM_ROM | Internal | Summer | B4 | 100 | 1000 | 1000 | 75.94 | 84.64 | 8 | 0.69
2015 | NYISO_A-F_2_PJM_ROM | NYISO_A-F | PJM_ROM | Internal | Summer | B5 | 200 | 1000 | 529.79 | 68.93 | 76.93 | 8 | 0
2015 | NYISO_A-F_2_PJM_ROM | NYISO_A-F | PJM_ROM | Internal | Summer | B6 | 300 | 1000 | 311.72 | 57.78 | 65.78 | 8 | 0
2015 | NYISO_A-F_2_PJM_ROM | NYISO_A-F | PJM_ROM | Internal | Summer | B7 | 400 | 1000 | 0 | 56.04 | 57.3 | 8 | 0
2015 | NYISO_A-F_2_PJM_ROM | NYISO_A-F | PJM_ROM | Internal | Summer | B8 | 500 | 1000 | 0 | 55.18 | 56.58 | 8 | 0
2015 | NYISO_A-F_2_PJM_ROM | NYISO_A-F | PJM_ROM | Internal | Summer | B9 | 800 | 1000 | 0 | 55.18 | 56.58 | 8 | 0
2015 | NYISO_A-F_2_PJM_ROM | NYISO_A-F | PJM_ROM | Internal | Summer | B10 | 1262 | 1000 | 0 | 55.18 | 52.7 | 8 | 0
2015 | NYISO_A-F_2_PJM_ROM | NYISO_A-F | PJM_ROM | Internal | Winter | B16 | 25 | 1000 | 1000 | 67.57 | 76.91 | 8 | 1.33
2015 | NYISO_A-F_2_PJM_ROM | NYISO_A-F | PJM_ROM | Internal | Winter | B17 | 100 | 1000 | 0 | 65.72 | 68.45 | 8 | 0
2015 | NYISO_A-F_2_PJM_ROM | NYISO_A-F | PJM_ROM | Internal | Winter | B18 | 400 | 1000 | 0 | 61.53 | 64.07 | 8 | 0
2015 | NYISO_A-F_2_PJM_ROM | NYISO_A-F | PJM_ROM | Internal | Winter | B19 | 700 | 1000 | 0 | 61.53 | 63.86 | 8 | 0
2015 | NYISO_A-F_2_PJM_ROM | NYISO_A-F | PJM_ROM | Internal | Winter | B20 | 935 | 1000 | 0 | 61.53 | 55.9 | 8 | 0
2015 | NYISO_G-I_2_NEISO | NYISO_G-I | NEISO | Internal | Shoulder | B11 | 25 | 600 | 0 | 60.48 | 55.76 | 3 | 0
2015 | NYISO_G-I_2_NEISO | NYISO_G-I | NEISO | Internal | Shoulder | B12 | 200 | 600 | 0 | 58.76 | 55.76 | 3 | 0
2015 | NYISO_G-I_2_NEISO | NYISO_G-I | NEISO | Internal | Shoulder | B13 | 600 | 600 | 0 | 57.77 | 55.76 | 3 | 0
2015 | NYISO_G-I_2_NEISO | NYISO_G-I | NEISO | Internal | Shoulder | B14 | 900 | 600 | 0 | 56.83 | 55.76 | 3 | 0
2015 | NYISO_G-I_2_NEISO | NYISO_G-I | NEISO | Internal | Shoulder | B15 | 1203 | 600 | 0 | 56.83 | 55.76 | 3 | 0
2015 | NYISO_G-I_2_NEISO | NYISO_G-I | NEISO | Internal | Summer | B1 | 10 | 600 | 0 | 99.69 | 96.71 | 3 | 0
2015 | NYISO_G-I_2_NEISO | NYISO_G-I | NEISO | Internal | Summer | B2 | 25 | 600 | 0 | 83.96 | 80.97 | 3 | 0
2015 | NYISO_G-I_2_NEISO | NYISO_G-I | NEISO | Internal | Summer | B3 | 75 | 600 | 0 | 79.47 | 76.46 | 3 | 0
2015 | NYISO_G-I_2_NEISO | NYISO_G-I | NEISO | Internal | Summer | B4 | 100 | 600 | 0 | 76.66 | 70.47 | 3 | 0
2015 | NYISO_G-I_2_NEISO | NYISO_G-I | NEISO | Internal | Summer | B5 | 200 | 600 | 0 | 68.95 | 53.06 | 3 | 0
2015 | NYISO_G-I_2_NEISO | NYISO_G-I | NEISO | Internal | Summer | B6 | 300 | 600 | 0 | 57.79 | 53.06 | 3 | 0
2015 | NYISO_G-I_2_NEISO | NYISO_G-I | NEISO | Internal | Summer | B7 | 400 | 600 | 0 | 56.05 | 53.06 | 3 | 0
2015 | NYISO_G-I_2_NEISO | NYISO_G-I | NEISO | Internal | Summer | B8 | 500 | 600 | 0 | 55.19 | 53.06 | 3 | 0
2015 | NYISO_G-I_2_NEISO | NYISO_G-I | NEISO | Internal | Summer | B9 | 800 | 600 | 0 | 55.19 | 53.06 | 3 | 0
2015 | NYISO_G-I_2_NEISO | NYISO_G-I | NEISO | Internal | Summer | B10 | 1262 | 600 | 0 | 55.19 | 53.06 | 3 | 0
2015 | NYISO_G-I_2_NEISO | NYISO_G-I | NEISO | Internal | Winter | B16 | 25 | 600 | 0 | 68.89 | 64.15 | 3 | 0
2015 | NYISO_G-I_2_NEISO | NYISO_G-I | NEISO | Internal | Winter | B17 | 100 | 600 | 0 | 66.99 | 64.15 | 3 | 0
2015 | NYISO_G-I_2_NEISO | NYISO_G-I | NEISO | Internal | Winter | B18 | 400 | 600 | 0 | 66.99 | 64.15 | 3 | 0
2015 | NYISO_G-I_2_NEISO | NYISO_G-I | NEISO | Internal | Winter | B19 | 700 | 600 | 0 | 64.77 | 64.15 | 3 | 0
2015 | NYISO_G-I_2_NEISO | NYISO_G-I | NEISO | Internal | Winter | B20 | 935 | 600 | 0 | 61.54 | 64.15 | 3 | 0
2015 | NYISO_G-I_2_NYISO_J-K | NYISO_G-I | NYISO_J-K | Internal | Shoulder | B11 | 25 | 6130 | 4222.48 | 60.48 | 60.49 | 0.01 | 0
2015 | NYISO_G-I_2_NYISO_J-K | NYISO_G-I | NYISO_J-K | Internal | Shoulder | B12 | 200 | 6130 | 3945.11 | 58.76 | 58.77 | 0.01 | 0
2015 | NYISO_G-I_2_NYISO_J-K | NYISO_G-I | NYISO_J-K | Internal | Shoulder | B13 | 600 | 6130 | 4717.51 | 57.77 | 57.78 | 0.01 | 0
2015 | NYISO_G-I_2_NYISO_J-K | NYISO_G-I | NYISO_J-K | Internal | Shoulder | B14 | 900 | 6130 | 4248.62 | 56.83 | 56.84 | 0.01 | 0
2015 | NYISO_G-I_2_NYISO_J-K | NYISO_G-I | NYISO_J-K | Internal | Shoulder | B15 | 1203 | 6130 | 3219.47 | 56.83 | 56.84 | 0.01 | 0
2015 | NYISO_G-I_2_NYISO_J-K | NYISO_G-I | NYISO_J-K | Internal | Summer | B1 | 10 | 6130 | 4681.89 | 99.69 | 99.71 | 0.01 | 0
2015 | NYISO_G-I_2_NYISO_J-K | NYISO_G-I | NYISO_J-K | Internal | Summer | B2 | 25 | 6130 | 4733.1 | 83.96 | 83.97 | 0.01 | 0
2015 | NYISO_G-I_2_NYISO_J-K | NYISO_G-I | NYISO_J-K | Internal | Summer | B3 | 75 | 6130 | 3736.06 | 79.47 | 79.48 | 0.01 | 0
2015 | NYISO_G-I_2_NYISO_J-K | NYISO_G-I | NYISO_J-K | Internal | Summer | B4 | 100 | 6130 | 6049.59 | 76.66 | 76.67 | 0.01 | 0
2015 | NYISO_G-I_2_NYISO_J-K | NYISO_G-I | NYISO_J-K | Internal | Summer | B5 | 200 | 6130 | 5687.76 | 68.95 | 68.96 | 0.01 | 0
2015 | NYISO_G-I_2_NYISO_J-K | NYISO_G-I | NYISO_J-K | Internal | Summer | B6 | 300 | 6130 | 4863.55 | 57.79 | 57.8 | 0.01 | 0
2015 | NYISO_G-I_2_NYISO_J-K | NYISO_G-I | NYISO_J-K | Internal | Summer | B7 | 400 | 6130 | 5330.47 | 56.05 | 56.06 | 0.01 | 0
2015 | NYISO_G-I_2_NYISO_J-K | NYISO_G-I | NYISO_J-K | Internal | Summer | B8 | 500 | 6130 | 5681.49 | 55.19 | 55.2 | 0.01 | 0
2015 | NYISO_G-I_2_NYISO_J-K | NYISO_G-I | NYISO_J-K | Internal | Summer | B9 | 800 | 6130 | 4852.25 | 55.19 | 55.2 | 0.01 | 0
2015 | NYISO_G-I_2_NYISO_J-K | NYISO_G-I | NYISO_J-K | Internal | Summer | B10 | 1262 | 6130 | 3174.1 | 55.19 | 55.2 | 0.01 | 0
2015 | NYISO_G-I_2_NYISO_J-K | NYISO_G-I | NYISO_J-K | Internal | Winter | B16 | 25 | 6130 | 5211.05 | 68.89 | 68.91 | 0.01 | 0
2015 | NYISO_G-I_2_NYISO_J-K | NYISO_G-I | NYISO_J-K | Internal | Winter | B17 | 100 | 6130 | 6027.8 | 66.99 | 67 | 0.01 | 0
2015 | NYISO_G-I_2_NYISO_J-K | NYISO_G-I | NYISO_J-K | Internal | Winter | B18 | 400 | 6130 | 6098.21 | 66.99 | 67 | 0.01 | 0
2015 | NYISO_G-I_2_NYISO_J-K | NYISO_G-I | NYISO_J-K | Internal | Winter | B19 | 700 | 6130 | 6130 | 64.77 | 67 | 0.01 | 2.22
2015 | NYISO_G-I_2_NYISO_J-K | NYISO_G-I | NYISO_J-K | Internal | Winter | B20 | 935 | 6130 | 5267.79 | 61.54 | 61.55 | 0.01 | 0
2015 | NYISO_G-I_2_PJM_E | NYISO_G-I | PJM_E | Internal | Shoulder | B11 | 25 | 1500 | 1500 | 60.48 | 75.56 | 8 | 7.08
2015 | NYISO_G-I_2_PJM_E | NYISO_G-I | PJM_E | Internal | Shoulder | B12 | 200 | 1500 | 0 | 58.76 | 64.38 | 8 | 0
2015 | NYISO_G-I_2_PJM_E | NYISO_G-I | PJM_E | Internal | Shoulder | B13 | 600 | 1500 | 0 | 57.77 | 59.62 | 8 | 0
2015 | NYISO_G-I_2_PJM_E | NYISO_G-I | PJM_E | Internal | Shoulder | B14 | 900 | 1500 | 0 | 56.83 | 58.85 | 8 | 0
2015 | NYISO_G-I_2_PJM_E | NYISO_G-I | PJM_E | Internal | Shoulder | B15 | 1203 | 1500 | 0 | 56.83 | 54.93 | 8 | 0
2015 | NYISO_G-I_2_PJM_E | NYISO_G-I | PJM_E | Internal | Summer | B1 | 10 | 1500 | 0 | 99.69 | 93.69 | 8 | 0
2015 | NYISO_G-I_2_PJM_E | NYISO_G-I | PJM_E | Internal | Summer | B2 | 25 | 1500 | 0 | 83.96 | 90.19 | 8 | 0
2015 | NYISO_G-I_2_PJM_E | NYISO_G-I | PJM_E | Internal | Summer | B3 | 75 | 1500 | 1500 | 79.47 | 89.41 | 8 | 1.94
2015 | NYISO_G-I_2_PJM_E | NYISO_G-I | PJM_E | Internal | Summer | B4 | 100 | 1500 | 0 | 76.66 | 84.65 | 8 | 0
2015 | NYISO_G-I_2_PJM_E | NYISO_G-I | PJM_E | Internal | Summer | B5 | 200 | 1500 | 0 | 68.95 | 76.94 | 8 | 0
2015 | NYISO_G-I_2_PJM_E | NYISO_G-I | PJM_E | Internal | Summer | B6 | 300 | 1500 | 62.61 | 57.79 | 65.79 | 8 | 0
2015 | NYISO_G-I_2_PJM_E | NYISO_G-I | PJM_E | Internal | Summer | B7 | 400 | 1500 | 0 | 56.05 | 57.31 | 8 | 0
2015 | NYISO_G-I_2_PJM_E | NYISO_G-I | PJM_E | Internal | Summer | B8 | 500 | 1500 | 0 | 55.19 | 56.59 | 8 | 0
2015 | NYISO_G-I_2_PJM_E | NYISO_G-I | PJM_E | Internal | Summer | B9 | 800 | 1500 | 0 | 55.19 | 56.59 | 8 | 0
2015 | NYISO_G-I_2_PJM_E | NYISO_G-I | PJM_E | Internal | Summer | B10 | 1262 | 1500 | 0 | 55.19 | 52.69 | 8 | 0
2015 | NYISO_G-I_2_PJM_E | NYISO_G-I | PJM_E | Internal | Winter | B16 | 25 | 1500 | 1288.84 | 68.89 | 76.89 | 8 | 0
2015 | NYISO_G-I_2_PJM_E | NYISO_G-I | PJM_E | Internal | Winter | B17 | 100 | 1500 | 0 | 66.99 | 68.46 | 8 | 0
2015 | NYISO_G-I_2_PJM_E | NYISO_G-I | PJM_E | Internal | Winter | B18 | 400 | 1500 | 0 | 66.99 | 64.08 | 8 | 0
2015 | NYISO_G-I_2_PJM_E | NYISO_G-I | PJM_E | Internal | Winter | B19 | 700 | 1500 | 0 | 64.77 | 63.87 | 8 | 0
2015 | NYISO_G-I_2_PJM_E | NYISO_G-I | PJM_E | Internal | Winter | B20 | 935 | 1500 | 0 | 61.54 | 55.91 | 8 | 0
2015 | NYISO_J-K_2_PJM_E | NYISO_J-K | PJM_E | Internal | Shoulder | B11 | 25 | 330 | 330 | 60.49 | 75.56 | 8 | 7.07
2015 | NYISO_J-K_2_PJM_E | NYISO_J-K | PJM_E | Internal | Shoulder | B12 | 200 | 330 | 0 | 58.77 | 64.38 | 8 | 0
2015 | NYISO_J-K_2_PJM_E | NYISO_J-K | PJM_E | Internal | Shoulder | B13 | 600 | 330 | 0 | 57.78 | 59.62 | 8 | 0
2015 | NYISO_J-K_2_PJM_E | NYISO_J-K | PJM_E | Internal | Shoulder | B14 | 900 | 330 | 0 | 56.84 | 58.85 | 8 | 0
2015 | NYISO_J-K_2_PJM_E | NYISO_J-K | PJM_E | Internal | Shoulder | B15 | 1203 | 330 | 0 | 56.84 | 54.93 | 8 | 0
2015 | NYISO_J-K_2_PJM_E | NYISO_J-K | PJM_E | Internal | Summer | B1 | 10 | 330 | 0 | 99.71 | 93.69 | 8 | 0
2015 | NYISO_J-K_2_PJM_E | NYISO_J-K | PJM_E | Internal | Summer | B2 | 25 | 330 | 0 | 83.97 | 90.19 | 8 | 0
2015 | NYISO_J-K_2_PJM_E | NYISO_J-K | PJM_E | Internal | Summer | B3 | 75 | 330 | 330 | 79.48 | 89.41 | 8 | 1.93
2015 | NYISO_J-K_2_PJM_E | NYISO_J-K | PJM_E | Internal | Summer | B4 | 100 | 330 | 0 | 76.67 | 84.65 | 8 | 0
2015 | NYISO_J-K_2_PJM_E | NYISO_J-K | PJM_E | Internal | Summer | B5 | 200 | 330 | 0 | 68.96 | 76.94 | 8 | 0
2015 | NYISO_J-K_2_PJM_E | NYISO_J-K | PJM_E | Internal | Summer | B6 | 300 | 330 | 0 | 57.8 | 65.79 | 8 | 0
2015 | NYISO_J-K_2_PJM_E | NYISO_J-K | PJM_E | Internal | Summer | B7 | 400 | 330 | 0 | 56.06 | 57.31 | 8 | 0
2015 | NYISO_J-K_2_PJM_E | NYISO_J-K | PJM_E | Internal | Summer | B8 | 500 | 330 | 0 | 55.2 | 56.59 | 8 | 0
2015 | NYISO_J-K_2_PJM_E | NYISO_J-K | PJM_E | Internal | Summer | B9 | 800 | 330 | 0 | 55.2 | 56.59 | 8 | 0
2015 | NYISO_J-K_2_PJM_E | NYISO_J-K | PJM_E | Internal | Summer | B10 | 1262 | 330 | 0 | 55.2 | 52.69 | 8 | 0
2015 | NYISO_J-K_2_PJM_E | NYISO_J-K | PJM_E | Internal | Winter | B16 | 25 | 330 | 0 | 68.91 | 76.89 | 8 | 0
2015 | NYISO_J-K_2_PJM_E | NYISO_J-K | PJM_E | Internal | Winter | B17 | 100 | 330 | 0 | 67 | 68.46 | 8 | 0
2015 | NYISO_J-K_2_PJM_E | NYISO_J-K | PJM_E | Internal | Winter | B18 | 400 | 330 | 0 | 67 | 64.08 | 8 | 0
2015 | NYISO_J-K_2_PJM_E | NYISO_J-K | PJM_E | Internal | Winter | B19 | 700 | 330 | 0 | 67 | 63.87 | 8 | 0
2015 | NYISO_J-K_2_PJM_E | NYISO_J-K | PJM_E | Internal | Winter | B20 | 935 | 330 | 0 | 61.55 | 55.91 | 8 | 0
2015 | PJM_E_2_NYISO_G-I | PJM_E | NYISO_G-I | Internal | Shoulder | B11 | 25 | 500 | 0 | 75.56 | 60.48 | 6 | 0
2015 | PJM_E_2_NYISO_G-I | PJM_E | NYISO_G-I | Internal | Shoulder | B12 | 200 | 500 | 0 | 64.38 | 58.76 | 6 | 0
2015 | PJM_E_2_NYISO_G-I | PJM_E | NYISO_G-I | Internal | Shoulder | B13 | 600 | 500 | 0 | 59.62 | 57.77 | 6 | 0
2015 | PJM_E_2_NYISO_G-I | PJM_E | NYISO_G-I | Internal | Shoulder | B14 | 900 | 500 | 0 | 58.85 | 56.83 | 6 | 0
2015 | PJM_E_2_NYISO_G-I | PJM_E | NYISO_G-I | Internal | Shoulder | B15 | 1203 | 500 | 0 | 54.93 | 56.83 | 6 | 0
2015 | PJM_E_2_NYISO_G-I | PJM_E | NYISO_G-I | Internal | Summer | B1 | 10 | 500 | 40.6 | 93.69 | 99.69 | 6 | 0
2015 | PJM_E_2_NYISO_G-I | PJM_E | NYISO_G-I | Internal | Summer | B2 | 25 | 500 | 0 | 90.19 | 83.96 | 6 | 0
2015 | PJM_E_2_NYISO_G-I | PJM_E | NYISO_G-I | Internal | Summer | B3 | 75 | 500 | 0 | 89.41 | 79.47 | 6 | 0
2015 | PJM_E_2_NYISO_G-I | PJM_E | NYISO_G-I | Internal | Summer | B4 | 100 | 500 | 0 | 84.65 | 76.66 | 6 | 0
2015 | PJM_E_2_NYISO_G-I | PJM_E | NYISO_G-I | Internal | Summer | B5 | 200 | 500 | 0 | 76.94 | 68.95 | 6 | 0
2015 | PJM_E_2_NYISO_G-I | PJM_E | NYISO_G-I | Internal | Summer | B6 | 300 | 500 | 0 | 65.79 | 57.79 | 6 | 0
2015 | PJM_E_2_NYISO_G-I | PJM_E | NYISO_G-I | Internal | Summer | B7 | 400 | 500 | 0 | 57.31 | 56.05 | 6 | 0
2015 | PJM_E_2_NYISO_G-I | PJM_E | NYISO_G-I | Internal | Summer | B8 | 500 | 500 | 0 | 56.59 | 55.19 | 6 | 0
2015 | PJM_E_2_NYISO_G-I | PJM_E | NYISO_G-I | Internal | Summer | B9 | 800 | 500 | 0 | 56.59 | 55.19 | 6 | 0
2015 | PJM_E_2_NYISO_G-I | PJM_E | NYISO_G-I | Internal | Summer | B10 | 1262 | 500 | 0 | 52.69 | 55.19 | 6 | 0
2015 | PJM_E_2_NYISO_G-I | PJM_E | NYISO_G-I | Internal | Winter | B16 | 25 | 500 | 0 | 76.89 | 68.89 | 6 | 0
2015 | PJM_E_2_NYISO_G-I | PJM_E | NYISO_G-I | Internal | Winter | B17 | 100 | 500 | 0 | 68.46 | 66.99 | 6 | 0
2015 | PJM_E_2_NYISO_G-I | PJM_E | NYISO_G-I | Internal | Winter | B18 | 400 | 500 | 0 | 64.08 | 66.99 | 6 | 0
2015 | PJM_E_2_NYISO_G-I | PJM_E | NYISO_G-I | Internal | Winter | B19 | 700 | 500 | 0 | 63.87 | 64.77 | 6 | 0
2015 | PJM_E_2_NYISO_G-I | PJM_E | NYISO_G-I | Internal | Winter | B20 | 935 | 500 | 0 | 55.91 | 61.54 | 6 | 0
2015 | PJM_E_2_NYISO_J-K | PJM_E | NYISO_J-K | Internal | Shoulder | B11 | 25 | 330 | 0 | 75.56 | 60.49 | 6 | 0
2015 | PJM_E_2_NYISO_J-K | PJM_E | NYISO_J-K | Internal | Shoulder | B12 | 200 | 330 | 0 | 64.38 | 58.77 | 6 | 0
2015 | PJM_E_2_NYISO_J-K | PJM_E | NYISO_J-K | Internal | Shoulder | B13 | 600 | 330 | 0 | 59.62 | 57.78 | 6 | 0
2015 | PJM_E_2_NYISO_J-K | PJM_E | NYISO_J-K | Internal | Shoulder | B14 | 900 | 330 | 0 | 58.85 | 56.84 | 6 | 0
2015 | PJM_E_2_NYISO_J-K | PJM_E | NYISO_J-K | Internal | Shoulder | B15 | 1203 | 330 | 0 | 54.93 | 56.84 | 6 | 0
2015 | PJM_E_2_NYISO_J-K | PJM_E | NYISO_J-K | Internal | Summer | B1 | 10 | 330 | 330 | 93.69 | 99.71 | 6 | 0.01
2015 | PJM_E_2_NYISO_J-K | PJM_E | NYISO_J-K | Internal | Summer | B2 | 25 | 330 | 0 | 90.19 | 83.97 | 6 | 0
2015 | PJM_E_2_NYISO_J-K | PJM_E | NYISO_J-K | Internal | Summer | B3 | 75 | 330 | 0 | 89.41 | 79.48 | 6 | 0
2015 | PJM_E_2_NYISO_J-K | PJM_E | NYISO_J-K | Internal | Summer | B4 | 100 | 330 | 0 | 84.65 | 76.67 | 6 | 0
2015 | PJM_E_2_NYISO_J-K | PJM_E | NYISO_J-K | Internal | Summer | B5 | 200 | 330 | 0 | 76.94 | 68.96 | 6 | 0
2015 | PJM_E_2_NYISO_J-K | PJM_E | NYISO_J-K | Internal | Summer | B6 | 300 | 330 | 0 | 65.79 | 57.8 | 6 | 0
2015 | PJM_E_2_NYISO_J-K | PJM_E | NYISO_J-K | Internal | Summer | B7 | 400 | 330 | 0 | 57.31 | 56.06 | 6 | 0
2015 | PJM_E_2_NYISO_J-K | PJM_E | NYISO_J-K | Internal | Summer | B8 | 500 | 330 | 0 | 56.59 | 55.2 | 6 | 0
2015 | PJM_E_2_NYISO_J-K | PJM_E | NYISO_J-K | Internal | Summer | B9 | 800 | 330 | 0 | 56.59 | 55.2 | 6 | 0
2015 | PJM_E_2_NYISO_J-K | PJM_E | NYISO_J-K | Internal | Summer | B10 | 1262 | 330 | 0 | 52.69 | 55.2 | 6 | 0
2015 | PJM_E_2_NYISO_J-K | PJM_E | NYISO_J-K | Internal | Winter | B16 | 25 | 330 | 0 | 76.89 | 68.91 | 6 | 0
2015 | PJM_E_2_NYISO_J-K | PJM_E | NYISO_J-K | Internal | Winter | B17 | 100 | 330 | 0 | 68.46 | 67 | 6 | 0
2015 | PJM_E_2_NYISO_J-K | PJM_E | NYISO_J-K | Internal | Winter | B18 | 400 | 330 | 0 | 64.08 | 67 | 6 | 0
2015 | PJM_E_2_NYISO_J-K | PJM_E | NYISO_J-K | Internal | Winter | B19 | 700 | 330 | 0 | 63.87 | 67 | 6 | 0
2015 | PJM_E_2_NYISO_J-K | PJM_E | NYISO_J-K | Internal | Winter | B20 | 935 | 330 | 0 | 55.91 | 61.55 | 6 | 0
2015 | PJM_E_2_PJM_ROM | PJM_E | PJM_ROM | Internal | Shoulder | B11 | 25 | 8000 | 4691.09 | 75.56 | 75.57 | 0.01 | 0
2015 | PJM_E_2_PJM_ROM | PJM_E | PJM_ROM | Internal | Shoulder | B12 | 200 | 8000 | 2489.5 | 64.38 | 64.4 | 0.01 | 0
2015 | PJM_E_2_PJM_ROM | PJM_E | PJM_ROM | Internal | Shoulder | B13 | 600 | 8000 | 0 | 59.62 | 59.61 | 0.01 | 0
2015 | PJM_E_2_PJM_ROM | PJM_E | PJM_ROM | Internal | Shoulder | B14 | 900 | 8000 | 0 | 58.85 | 58.83 | 0.01 | 0
2015 | PJM_E_2_PJM_ROM | PJM_E | PJM_ROM | Internal | Shoulder | B15 | 1203 | 8000 | 0 | 54.93 | 54.92 | 0.01 | 0
2015 | PJM_E_2_PJM_ROM | PJM_E | PJM_ROM | Internal | Summer | B1 | 10 | 8000 | 0 | 93.69 | 93.68 | 0.01 | 0
2015 | PJM_E_2_PJM_ROM | PJM_E | PJM_ROM | Internal | Summer | B2 | 25 | 8000 | 0 | 90.19 | 90.18 | 0.01 | 0
2015 | PJM_E_2_PJM_ROM | PJM_E | PJM_ROM | Internal | Summer | B3 | 75 | 8000 | 1709.23 | 89.41 | 89.42 | 0.01 | 0
2015 | PJM_E_2_PJM_ROM | PJM_E | PJM_ROM | Internal | Summer | B4 | 100 | 8000 | 0 | 84.65 | 84.64 | 0.01 | 0
2015 | PJM_E_2_PJM_ROM | PJM_E | PJM_ROM | Internal | Summer | B5 | 200 | 8000 | 0 | 76.94 | 76.93 | 0.01 | 0
2015 | PJM_E_2_PJM_ROM | PJM_E | PJM_ROM | Internal | Summer | B6 | 300 | 8000 | 0 | 65.79 | 65.78 | 0.01 | 0
2015 | PJM_E_2_PJM_ROM | PJM_E | PJM_ROM | Internal | Summer | B7 | 400 | 8000 | 0 | 57.31 | 57.3 | 0.01 | 0
2015 | PJM_E_2_PJM_ROM | PJM_E | PJM_ROM | Internal | Summer | B8 | 500 | 8000 | 0 | 56.59 | 56.58 | 0.01 | 0
2015 | PJM_E_2_PJM_ROM | PJM_E | PJM_ROM | Internal | Summer | B9 | 800 | 8000 | 0 | 56.59 | 56.58 | 0.01 | 0
2015 | PJM_E_2_PJM_ROM | PJM_E | PJM_ROM | Internal | Summer | B10 | 1262 | 8000 | 486.76 | 52.69 | 52.7 | 0.01 | 0
2015 | PJM_E_2_PJM_ROM | PJM_E | PJM_ROM | Internal | Winter | B16 | 25 | 8000 | 1279.08 | 76.89 | 76.91 | 0.01 | 0
2015 | PJM_E_2_PJM_ROM | PJM_E | PJM_ROM | Internal | Winter | B17 | 100 | 8000 | 0 | 68.46 | 68.45 | 0.01 | 0
2015 | PJM_E_2_PJM_ROM | PJM_E | PJM_ROM | Internal | Winter | B18 | 400 | 8000 | 0 | 64.08 | 64.07 | 0.01 | 0
2015 | PJM_E_2_PJM_ROM | PJM_E | PJM_ROM | Internal | Winter | B19 | 700 | 8000 | 0 | 63.87 | 63.86 | 0.01 | 0
2015 | PJM_E_2_PJM_ROM | PJM_E | PJM_ROM | Internal | Winter | B20 | 935 | 8000 | 0 | 55.91 | 55.9 | 0.01 | 0
2015 | PJM_ROR_2_MISO_IN | PJM_ROR | MISO_IN | Internal | Shoulder | B11 | 25 | 909 | 0 | 75.58 | 77.57 | 2 | 0
2015 | PJM_ROR_2_MISO_IN | PJM_ROR | MISO_IN | Internal | Shoulder | B12 | 200 | 909 | 0 | 64.38 | 62.38 | 2 | 0
2015 | PJM_ROR_2_MISO_IN | PJM_ROR | MISO_IN | Internal | Shoulder | B13 | 600 | 909 | 0 | 59.6 | 57.6 | 2 | 0
2015 | PJM_ROR_2_MISO_IN | PJM_ROR | MISO_IN | Internal | Shoulder | B14 | 900 | 909 | 0 | 58.14 | 56.14 | 2 | 0
2015 | PJM_ROR_2_MISO_IN | PJM_ROR | MISO_IN | Internal | Shoulder | B15 | 1203 | 909 | 0 | 54.9 | 54.97 | 2 | 0
2015 | PJM_ROR_2_MISO_IN | PJM_ROR | MISO_IN | Internal | Summer | B1 | 10 | 909 | 0 | 93.67 | 91.68 | 2 | 0
2015 | PJM_ROR_2_MISO_IN | PJM_ROR | MISO_IN | Internal | Summer | B2 | 25 | 909 | 0 | 90.16 | 88.65 | 2 | 0
2015 | PJM_ROR_2_MISO_IN | PJM_ROR | MISO_IN | Internal | Summer | B3 | 75 | 909 | 0 | 89.41 | 88.5 | 2 | 0
2015 | PJM_ROR_2_MISO_IN | PJM_ROR | MISO_IN | Internal | Summer | B4 | 100 | 909 | 0 | 84.63 | 86.6 | 2 | 0
2015 | PJM_ROR_2_MISO_IN | PJM_ROR | MISO_IN | Internal | Summer | B5 | 200 | 909 | 0 | 76.92 | 74.93 | 2 | 0
2015 | PJM_ROR_2_MISO_IN | PJM_ROR | MISO_IN | Internal | Summer | B6 | 300 | 909 | 0 | 65.76 | 63.76 | 2 | 0
2015 | PJM_ROR_2_MISO_IN | PJM_ROR | MISO_IN | Internal | Summer | B7 | 400 | 909 | 0 | 57.29 | 55.29 | 2 | 0
2015 | PJM_ROR_2_MISO_IN | PJM_ROR | MISO_IN | Internal | Summer | B8 | 500 | 909 | 0 | 55.92 | 53.91 | 2 | 0
2015 | PJM_ROR_2_MISO_IN | PJM_ROR | MISO_IN | Internal | Summer | B9 | 800 | 909 | 0 | 53.9 | 53.11 | 2 | 0
2015 | PJM_ROR_2_MISO_IN | PJM_ROR | MISO_IN | Internal | Summer | B10 | 1262 | 909 | 0 | 52.69 | 52.6 | 2 | 0
2015 | PJM_ROR_2_MISO_IN | PJM_ROR | MISO_IN | Internal | Winter | B16 | 25 | 909 | 0 | 76.89 | 74.91 | 2 | 0
2015 | PJM_ROR_2_MISO_IN | PJM_ROR | MISO_IN | Internal | Winter | B17 | 100 | 909 | 0 | 67.73 | 65.75 | 2 | 0
2015 | PJM_ROR_2_MISO_IN | PJM_ROR | MISO_IN | Internal | Winter | B18 | 400 | 909 | 0 | 60.8 | 58.8 | 2 | 0
2015 | PJM_ROR_2_MISO_IN | PJM_ROR | MISO_IN | Internal | Winter | B19 | 700 | 909 | 0 | 59.92 | 57.92 | 2 | 0
2015 | PJM_ROR_2_MISO_IN | PJM_ROR | MISO_IN | Internal | Winter | B20 | 935 | 909 | 0 | 55.56 | 53.57 | 2 | 0
2015 | PJM_ROR_2_MISO_MI | PJM_ROR | MISO_MI | Internal | Shoulder | B11 | 25 | 1305 | 0 | 75.58 | 75.68 | 2 | 0
2015 | PJM_ROR_2_MISO_MI | PJM_ROR | MISO_MI | Internal | Shoulder | B12 | 200 | 1305 | 0 | 64.38 | 62.4 | 2 | 0
2015 | PJM_ROR_2_MISO_MI | PJM_ROR | MISO_MI | Internal | Shoulder | B13 | 600 | 1305 | 0 | 59.6 | 57.61 | 2 | 0
2015 | PJM_ROR_2_MISO_MI | PJM_ROR | MISO_MI | Internal | Shoulder | B14 | 900 | 1305 | 0 | 58.14 | 56.15 | 2 | 0
2015 | PJM_ROR_2_MISO_MI | PJM_ROR | MISO_MI | Internal | Shoulder | B15 | 1203 | 1305 | 0 | 54.9 | 54.98 | 2 | 0
2015 | PJM_ROR_2_MISO_MI | PJM_ROR | MISO_MI | Internal | Summer | B1 | 10 | 1305 | 0 | 93.67 | 91.67 | 2 | 0
2015 | PJM_ROR_2_MISO_MI | PJM_ROR | MISO_MI | Internal | Summer | B2 | 25 | 1305 | 0 | 90.16 | 88.64 | 2 | 0
2015 | PJM_ROR_2_MISO_MI | PJM_ROR | MISO_MI | Internal | Summer | B3 | 75 | 1305 | 0 | 89.41 | 88.49 | 2 | 0
2015 | PJM_ROR_2_MISO_MI | PJM_ROR | MISO_MI | Internal | Summer | B4 | 100 | 1305 | 0 | 84.63 | 86.59 | 2 | 0
2015 | PJM_ROR_2_MISO_MI | PJM_ROR | MISO_MI | Internal | Summer | B5 | 200 | 1305 | 0 | 76.92 | 74.92 | 2 | 0
2015 | PJM_ROR_2_MISO_MI | PJM_ROR | MISO_MI | Internal | Summer | B6 | 300 | 1305 | 0 | 65.76 | 63.78 | 2 | 0
2015 | PJM_ROR_2_MISO_MI | PJM_ROR | MISO_MI | Internal | Summer | B7 | 400 | 1305 | 0 | 57.29 | 55.3 | 2 | 0
2015 | PJM_ROR_2_MISO_MI | PJM_ROR | MISO_MI | Internal | Summer | B8 | 500 | 1305 | 0 | 55.92 | 53.92 | 2 | 0
2015 | PJM_ROR_2_MISO_MI | PJM_ROR | MISO_MI | Internal | Summer | B9 | 800 | 1305 | 0 | 53.9 | 53.12 | 2 | 0
2015 | PJM_ROR_2_MISO_MI | PJM_ROR | MISO_MI | Internal | Summer | B10 | 1262 | 1305 | 0 | 52.69 | 52.61 | 2 | 0
2015 | PJM_ROR_2_MISO_MI | PJM_ROR | MISO_MI | Internal | Winter | B16 | 25 | 1305 | 0 | 76.89 | 74.89 | 2 | 0
2015 | PJM_ROR_2_MISO_MI | PJM_ROR | MISO_MI | Internal | Winter | B17 | 100 | 1305 | 0 | 67.73 | 65.76 | 2 | 0
2015 | PJM_ROR_2_MISO_MI | PJM_ROR | MISO_MI | Internal | Winter | B18 | 400 | 1305 | 0 | 60.8 | 58.82 | 2 | 0
2015 | PJM_ROR_2_MISO_MI | PJM_ROR | MISO_MI | Internal | Winter | B19 | 700 | 1305 | 0 | 59.92 | 57.94 | 2 | 0
2015 | PJM_ROR_2_MISO_MI | PJM_ROR | MISO_MI | Internal | Winter | B20 | 935 | 1305 | 0 | 55.56 | 53.59 | 2 | 0
2015 | PJM_ROR_2_MISO_MO-IL | PJM_ROR | MISO_MO-IL | Internal | Shoulder | B11 | 25 | 1111 | 56.96 | 75.58 | 77.58 | 2 | 0
2015 | PJM_ROR_2_MISO_MO-IL | PJM_ROR | MISO_MO-IL | Internal | Shoulder | B12 | 200 | 1111 | 0 | 64.38 | 62.4 | 2 | 0
2015 | PJM_ROR_2_MISO_MO-IL | PJM_ROR | MISO_MO-IL | Internal | Shoulder | B13 | 600 | 1111 | 0 | 59.6 | 57.61 | 2 | 0
2015 | PJM_ROR_2_MISO_MO-IL | PJM_ROR | MISO_MO-IL | Internal | Shoulder | B14 | 900 | 1111 | 0 | 58.14 | 56.15 | 2 | 0
2015 | PJM_ROR_2_MISO_MO-IL | PJM_ROR | MISO_MO-IL | Internal | Shoulder | B15 | 1203 | 1111 | 0 | 54.9 | 54.98 | 2 | 0
2015 | PJM_ROR_2_MISO_MO-IL | PJM_ROR | MISO_MO-IL | Internal | Summer | B1 | 10 | 1111 | 0 | 93.67 | 91.67 | 2 | 0
2015 | PJM_ROR_2_MISO_MO-IL | PJM_ROR | MISO_MO-IL | Internal | Summer | B2 | 25 | 1111 | 0 | 90.16 | 88.64 | 2 | 0
2015 | PJM_ROR_2_MISO_MO-IL | PJM_ROR | MISO_MO-IL | Internal | Summer | B3 | 75 | 1111 | 0 | 89.41 | 88.51 | 2 | 0
2015 | PJM_ROR_2_MISO_MO-IL | PJM_ROR | MISO_MO-IL | Internal | Summer | B4 | 100 | 1111 | 0 | 84.63 | 86.61 | 2 | 0
2015 | PJM_ROR_2_MISO_MO-IL | PJM_ROR | MISO_MO-IL | Internal | Summer | B5 | 200 | 1111 | 0 | 76.92 | 74.95 | 2 | 0
2015 | PJM_ROR_2_MISO_MO-IL | PJM_ROR | MISO_MO-IL | Internal | Summer | B6 | 300 | 1111 | 0 | 65.76 | 63.78 | 2 | 0
2015 | PJM_ROR_2_MISO_MO-IL | PJM_ROR | MISO_MO-IL | Internal | Summer | B7 | 400 | 1111 | 0 | 57.29 | 55.3 | 2 | 0
2015 | PJM_ROR_2_MISO_MO-IL | PJM_ROR | MISO_MO-IL | Internal | Summer | B8 | 500 | 1111 | 0 | 55.92 | 53.92 | 2 | 0
2015 | PJM_ROR_2_MISO_MO-IL | PJM_ROR | MISO_MO-IL | Internal | Summer | B9 | 800 | 1111 | 0 | 53.9 | 53.09 | 2 | 0
2015 | PJM_ROR_2_MISO_MO-IL | PJM_ROR | MISO_MO-IL | Internal | Summer | B10 | 1262 | 1111 | 0 | 52.69 | 51.87 | 2 | 0
2015 | PJM_ROR_2_MISO_MO-IL | PJM_ROR | MISO_MO-IL | Internal | Winter | B16 | 25 | 1111 | 0 | 76.89 | 74.89 | 2 | 0
2015 | PJM_ROR_2_MISO_MO-IL | PJM_ROR | MISO_MO-IL | Internal | Winter | B17 | 100 | 1111 | 0 | 67.73 | 65.73 | 2 | 0
2015 | PJM_ROR_2_MISO_MO-IL | PJM_ROR | MISO_MO-IL | Internal | Winter | B18 | 400 | 1111 | 0 | 60.8 | 58.79 | 2 | 0
2015 | PJM_ROR_2_MISO_MO-IL | PJM_ROR | MISO_MO-IL | Internal | Winter | B19 | 700 | 1111 | 0 | 59.92 | 57.91 | 2 | 0
2015 | PJM_ROR_2_MISO_MO-IL | PJM_ROR | MISO_MO-IL | Internal | Winter | B20 | 935 | 1111 | 0 | 55.56 | 53.56 | 2 | 0
2015 | PJM_ROR_2_MISO_W | PJM_ROR | MISO_W | Internal | Shoulder | B11 | 25 | 19775 | 0 | 75.58 | 77.57 | 2 | 0
2015 | PJM_ROR_2_MISO_W | PJM_ROR | MISO_W | Internal | Shoulder | B12 | 200 | 19775 | 0 | 64.38 | 62.38 | 2 | 0
2015 | PJM_ROR_2_MISO_W | PJM_ROR | MISO_W | Internal | Shoulder | B13 | 600 | 19775 | 0 | 59.6 | 57.6 | 2 | 0
2015 | PJM_ROR_2_MISO_W | PJM_ROR | MISO_W | Internal | Shoulder | B14 | 900 | 19775 | 0 | 58.14 | 56.14 | 2 | 0
2015 | PJM_ROR_2_MISO_W | PJM_ROR | MISO_W | Internal | Shoulder | B15 | 1203 | 19775 | 0 | 54.9 | 54.99 | 2 | 0
2015 | PJM_ROR_2_MISO_W | PJM_ROR | MISO_W | Internal | Summer | B1 | 10 | 19775 | 0 | 93.67 | 91.67 | 2 | 0
2015 | PJM_ROR_2_MISO_W | PJM_ROR | MISO_W | Internal | Summer | B2 | 25 | 19775 | 0 | 90.16 | 88.63 | 2 | 0
2015 | PJM_ROR_2_MISO_W | PJM_ROR | MISO_W | Internal | Summer | B3 | 75 | 19775 | 0 | 89.41 | 88.52 | 2 | 0
2015 | PJM_ROR_2_MISO_W | PJM_ROR | MISO_W | Internal | Summer | B4 | 100 | 19775 | 234.07 | 84.63 | 86.63 | 2 | 0
2015 | PJM_ROR_2_MISO_W | PJM_ROR | MISO_W | Internal | Summer | B5 | 200 | 19775 | 0 | 76.92 | 74.93 | 2 | 0
2015 | PJM_ROR_2_MISO_W | PJM_ROR | MISO_W | Internal | Summer | B6 | 300 | 19775 | 0 | 65.76 | 63.79 | 2 | 0
2015 | PJM_ROR_2_MISO_W | PJM_ROR | MISO_W | Internal | Summer | B7 | 400 | 19775 | 0 | 57.29 | 55.29 | 2 | 0
2015 | PJM_ROR_2_MISO_W | PJM_ROR | MISO_W | Internal | Summer | B8 | 500 | 19775 | 0 | 55.92 | 53.93 | 2 | 0
2015 | PJM_ROR_2_MISO_W | PJM_ROR | MISO_W | Internal | Summer | B9 | 800 | 19775 | 0 | 53.9 | 53.08 | 2 | 0
2015 | PJM_ROR_2_MISO_W | PJM_ROR | MISO_W | Internal | Summer | B10 | 1262 | 19775 | 0 | 52.69 | 51.86 | 2 | 0
2015 | PJM_ROR_2_MISO_W | PJM_ROR | MISO_W | Internal | Winter | B16 | 25 | 19775 | 0 | 76.89 | 74.89 | 2 | 0
2015 | PJM_ROR_2_MISO_W | PJM_ROR | MISO_W | Internal | Winter | B17 | 100 | 19775 | 0 | 67.73 | 65.73 | 2 | 0
2015 | PJM_ROR_2_MISO_W | PJM_ROR | MISO_W | Internal | Winter | B18 | 400 | 19775 | 0 | 60.8 | 58.8 | 2 | 0
2015 | PJM_ROR_2_MISO_W | PJM_ROR | MISO_W | Internal | Winter | B19 | 700 | 19775 | 0 | 59.92 | 57.94 | 2 | 0
2015 | PJM_ROR_2_MISO_W | PJM_ROR | MISO_W | Internal | Winter | B20 | 935 | 19775 | 0 | 55.56 | 53.56 | 2 | 0
2015 | PJM_ROR_2_MISO_WUMS | PJM_ROR | MISO_WUMS | Internal | Shoulder | B11 | 25 | 1467 | 0 | 75.58 | 62.55 | 2 | 0
2015 | PJM_ROR_2_MISO_WUMS | PJM_ROR | MISO_WUMS | Internal | Shoulder | B12 | 200 | 1467 | 0 | 64.38 | 62.37 | 2 | 0
2015 | PJM_ROR_2_MISO_WUMS | PJM_ROR | MISO_WUMS | Internal | Shoulder | B13 | 600 | 1467 | 0 | 59.6 | 57.58 | 2 | 0
2015 | PJM_ROR_2_MISO_WUMS | PJM_ROR | MISO_WUMS | Internal | Shoulder | B14 | 900 | 1467 | 0 | 58.14 | 56.13 | 2 | 0
2015 | PJM_ROR_2_MISO_WUMS | PJM_ROR | MISO_WUMS | Internal | Shoulder | B15 | 1203 | 1467 | 0 | 54.9 | 54 | 2 | 0
2015 | PJM_ROR_2_MISO_WUMS | PJM_ROR | MISO_WUMS | Internal | Summer | B1 | 10 | 1467 | 0 | 93.67 | 91.66 | 2 | 0
2015 | PJM_ROR_2_MISO_WUMS | PJM_ROR | MISO_WUMS | Internal | Summer | B2 | 25 | 1467 | 0 | 90.16 | 88.16 | 2 | 0
2015 | PJM_ROR_2_MISO_WUMS | PJM_ROR | MISO_WUMS | Internal | Summer | B3 | 75 | 1467 | 0 | 89.41 | 87.41 | 2 | 0
2015 | PJM_ROR_2_MISO_WUMS | PJM_ROR | MISO_WUMS | Internal | Summer | B4 | 100 | 1467 | 0 | 84.63 | 82.63 | 2 | 0
2015 | PJM_ROR_2_MISO_WUMS | PJM_ROR | MISO_WUMS | Internal | Summer | B5 | 200 | 1467 | 0 | 76.92 | 62.55 | 2 | 0
2015 | PJM_ROR_2_MISO_WUMS | PJM_ROR | MISO_WUMS | Internal | Summer | B6 | 300 | 1467 | 0 | 65.76 | 62.06 | 2 | 0
2015 | PJM_ROR_2_MISO_WUMS | PJM_ROR | MISO_WUMS | Internal | Summer | B7 | 400 | 1467 | 0 | 57.29 | 55.28 | 2 | 0
2015 | PJM_ROR_2_MISO_WUMS | PJM_ROR | MISO_WUMS | Internal | Summer | B8 | 500 | 1467 | 0 | 55.92 | 53.92 | 2 | 0
2015 | PJM_ROR_2_MISO_WUMS | PJM_ROR | MISO_WUMS | Internal | Summer | B9 | 800 | 1467 | 0 | 53.9 | 52.84 | 2 | 0
2015 | PJM_ROR_2_MISO_WUMS | PJM_ROR | MISO_WUMS | Internal | Summer | B10 | 1262 | 1467 | 0 | 52.69 | 51.84 | 2 | 0
2015 | PJM_ROR_2_MISO_WUMS | PJM_ROR | MISO_WUMS | Internal | Winter | B16 | 25 | 1467 | 0 | 76.89 | 74.88 | 2 | 0
2015 | PJM_ROR_2_MISO_WUMS | PJM_ROR | MISO_WUMS | Internal | Winter | B17 | 100 | 1467 | 0 | 67.73 | 65.72 | 2 | 0
2015 | PJM_ROR_2_MISO_WUMS | PJM_ROR | MISO_WUMS | Internal | Winter | B18 | 400 | 1467 | 0 | 60.8 | 58.8 | 2 | 0
2015 | PJM_ROR_2_MISO_WUMS | PJM_ROR | MISO_WUMS | Internal | Winter | B19 | 700 | 1467 | 0 | 59.92 | 57.92 | 2 | 0
2015 | PJM_ROR_2_MISO_WUMS | PJM_ROR | MISO_WUMS | Internal | Winter | B20 | 935 | 1467 | 0 | 55.56 | 53.57 | 2 | 0
2015 | PJM_ROR_2_PJM_ROM | PJM_ROR | PJM_ROM | Internal | Shoulder | B11 | 25 | 8000 | 0 | 75.58 | 75.57 | 0.01 | 0
2015 | PJM_ROR_2_PJM_ROM | PJM_ROR | PJM_ROM | Internal | Shoulder | B12 | 200 | 8000 | 2093.84 | 64.38 | 64.4 | 0.01 | 0
2015 | PJM_ROR_2_PJM_ROM | PJM_ROR | PJM_ROM | Internal | Shoulder | B13 | 600 | 8000 | 5019.17 | 59.6 | 59.61 | 0.01 | 0
2015 | PJM_ROR_2_PJM_ROM | PJM_ROR | PJM_ROM | Internal | Shoulder | B14 | 900 | 8000 | 8000 | 58.14 | 58.83 | 0.01 | 0.68
2015 | PJM_ROR_2_PJM_ROM | PJM_ROR | PJM_ROM | Internal | Shoulder | B15 | 1203 | 8000 | 5235.3 | 54.9 | 54.92 | 0.01 | 0
2015 | PJM_ROR_2_PJM_ROM | PJM_ROR | PJM_ROM | Internal | Summer | B1 | 10 | 8000 | 6832.69 | 93.67 | 93.68 | 0.01 | 0
2015 | PJM_ROR_2_PJM_ROM | PJM_ROR | PJM_ROM | Internal | Summer | B2 | 25 | 8000 | 5966.86 | 90.16 | 90.18 | 0.01 | 0
2015 | PJM_ROR_2_PJM_ROM | PJM_ROR | PJM_ROM | Internal | Summer | B3 | 75 | 8000 | 166.56 | 89.41 | 89.42 | 0.01 | 0
2015 | PJM_ROR_2_PJM_ROM | PJM_ROR | PJM_ROM | Internal | Summer | B4 | 100 | 8000 | 1350.93 | 84.63 | 84.64 | 0.01 | 0
2015 | PJM_ROR_2_PJM_ROM | PJM_ROR | PJM_ROM | Internal | Summer | B5 | 200 | 8000 | 3882.58 | 76.92 | 76.93 | 0.01 | 0
2015 | PJM_ROR_2_PJM_ROM | PJM_ROR | PJM_ROM | Internal | Summer | B6 | 300 | 8000 | 4739.63 | 65.76 | 65.78 | 0.01 | 0
2015 | PJM_ROR_2_PJM_ROM | PJM_ROR | PJM_ROM | Internal | Summer | B7 | 400 | 8000 | 7478.02 | 57.29 | 57.3 | 0.01 | 0
2015 | PJM_ROR_2_PJM_ROM | PJM_ROR | PJM_ROM | Internal | Summer | B8 | 500 | 8000 | 8000 | 55.92 | 56.58 | 0.01 | 0.64
2015 | PJM_ROR_2_PJM_ROM | PJM_ROR | PJM_ROM | Internal | Summer | B9 | 800 | 8000 | 8000 | 53.9 | 56.58 | 0.01 | 2.67
2015 | PJM_ROR_2_PJM_ROM | PJM_ROR | PJM_ROM | Internal | Summer | B10 | 1262 | 8000 | 6573.67 | 52.69 | 52.7 | 0.01 | 0
2015 | PJM_ROR_2_PJM_ROM | PJM_ROR | PJM_ROM | Internal | Winter | B16 | 25 | 8000 | 3599.73 | 76.89 | 76.91 | 0.01 | 0
2015 | PJM_ROR_2_PJM_ROM | PJM_ROR | PJM_ROM | Internal | Winter | B17 | 100 | 8000 | 8000 | 67.73 | 68.45 | 0.01 | 0.71
2015 | PJM_ROR_2_PJM_ROM | PJM_ROR | PJM_ROM | Internal | Winter | B18 | 400 | 8000 | 8000 | 60.8 | 64.07 | 0.01 | 3.25
2015 | PJM_ROR_2_PJM_ROM | PJM_ROR | PJM_ROM | Internal | Winter | B19 | 700 | 8000 | 8000 | 59.92 | 63.86 | 0.01 | 3.92
2015 | PJM_ROR_2_PJM_ROM | PJM_ROR | PJM_ROM | Internal | Winter | B20 | 935 | 8000 | 8000 | 55.56 | 55.9 | 0.01 | 0.32
2015 | PJM_ROR_2_TVA_Transmission | PJM_ROR | TVA_Transmission | Internal | Shoulder | B11 | 25 | 2500 | 1236.1 | 75.58 | 81.58 | 6 | 0
2015 | PJM_ROR_2_TVA_Transmission | PJM_ROR | TVA_Transmission | Internal | Shoulder | B12 | 200 | 2500 | 0 | 64.38 | 65.21 | 6 | 0
2015 | PJM_ROR_2_TVA_Transmission | PJM_ROR | TVA_Transmission | Internal | Shoulder | B13 | 600 | 2500 | 0 | 59.6 | 62.3 | 6 | 0
2015 | PJM_ROR_2_TVA_Transmission | PJM_ROR | TVA_Transmission | Internal | Shoulder | B14 | 900 | 2500 | 0 | 58.14 | 61.32 | 6 | 0
2015 | PJM_ROR_2_TVA_Transmission | PJM_ROR | TVA_Transmission | Internal | Shoulder | B15 | 1203 | 2500 | 0 | 54.9 | 60.53 | 6 | 0
2015 | PJM_ROR_2_TVA_Transmission | PJM_ROR | TVA_Transmission | Internal | Summer | B1 | 10 | 2500 | 2320.64 | 93.67 | 99.67 | 6 | 0
2015 | PJM_ROR_2_TVA_Transmission | PJM_ROR | TVA_Transmission | Internal | Summer | B2 | 25 | 2500 | 2437.99 | 90.16 | 96.16 | 6 | 0
2015 | PJM_ROR_2_TVA_Transmission | PJM_ROR | TVA_Transmission | Internal | Summer | B3 | 75 | 2500 | 1167.67 | 89.41 | 95.41 | 6 | 0
2015 | PJM_ROR_2_TVA_Transmission | PJM_ROR | TVA_Transmission | Internal | Summer | B4 | 100 | 2500 | 592.01 | 84.63 | 90.63 | 6 | 0
2015 | PJM_ROR_2_TVA_Transmission | PJM_ROR | TVA_Transmission | Internal | Summer | B5 | 200 | 2500 | 0 | 76.92 | 82.34 | 6 | 0
2015 | PJM_ROR_2_TVA_Transmission | PJM_ROR | TVA_Transmission | Internal | Summer | B6 | 300 | 2500 | 0 | 65.76 | 70.51 | 6 | 0
2015 | PJM_ROR_2_TVA_Transmission | PJM_ROR | TVA_Transmission | Internal | Summer | B7 | 400 | 2500 | 0 | 57.29 | 60.75 | 6 | 0
2015 | PJM_ROR_2_TVA_Transmission | PJM_ROR | TVA_Transmission | Internal | Summer | B8 | 500 | 2500 | 0 | 55.92 | 59.83 | 6 | 0
2015 | PJM_ROR_2_TVA_Transmission | PJM_ROR | TVA_Transmission | Internal | Summer | B9 | 800 | 2500 | 0 | 53.9 | 58.95 | 6 | 0
2015 | PJM_ROR_2_TVA_Transmission | PJM_ROR | TVA_Transmission | Internal | Summer | B10 | 1262 | 2500 | 0 | 52.69 | 56.92 | 6 | 0
2015 | PJM_ROR_2_TVA_Transmission | PJM_ROR | TVA_Transmission | Internal | Winter | B16 | 25 | 2500 | 2478.08 | 76.89 | 82.89 | 6 | 0
2015 | PJM_ROR_2_TVA_Transmission | PJM_ROR | TVA_Transmission | Internal | Winter | B17 | 100 | 2500 | 0 | 67.73 | 67.99 | 6 | 0
2015 | PJM_ROR_2_TVA_Transmission | PJM_ROR | TVA_Transmission | Internal | Winter | B18 | 400 | 2500 | 0 | 60.8 | 63.67 | 6 | 0
2015 | PJM_ROR_2_TVA_Transmission | PJM_ROR | TVA_Transmission | Internal | Winter | B19 | 700 | 2500 | 0 | 59.92 | 62.56 | 6 | 0
2015 | PJM_ROR_2_TVA_Transmission | PJM_ROR | TVA_Transmission | Internal | Winter | B20 | 935 | 2500 | 1390 | 55.56 | 61.56 | 6 | 0
2015 | PJM_ROR_2_VACAR | PJM_ROR | VACAR | Internal | Shoulder | B11 | 25 | 3000 | 3000 | 75.58 | 83.58 | 6 | 2
2015 | PJM_ROR_2_VACAR | PJM_ROR | VACAR | Internal | Shoulder | B12 | 200 | 3000 | 0 | 64.38 | 70.02 | 6 | 0
2015 | PJM_ROR_2_VACAR | PJM_ROR | VACAR | Internal | Shoulder | B13 | 600 | 3000 | 0 | 59.6 | 65.36 | 6 | 0
2015 | PJM_ROR_2_VACAR | PJM_ROR | VACAR | Internal | Shoulder | B14 | 900 | 3000 | 131.67 | 58.14 | 64.14 | 6 | 0
2015 | PJM_ROR_2_VACAR | PJM_ROR | VACAR | Internal | Shoulder | B15 | 1203 | 3000 | 409.46 | 54.9 | 60.9 | 6 | 0
2015 | PJM_ROR_2_VACAR | PJM_ROR | VACAR | Internal | Summer | B1 | 10 | 3000 | 3000 | 93.67 | 100.61 | 6 | 0.94
2015 | PJM_ROR_2_VACAR | PJM_ROR | VACAR | Internal | Summer | B2 | 25 | 3000 | 3000 | 90.16 | 100.61 | 6 | 4.45
2015 | PJM_ROR_2_VACAR | PJM_ROR | VACAR | Internal | Summer | B3 | 75 | 3000 | 3000 | 89.41 | 100.61 | 6 | 5.2
2015 | PJM_ROR_2_VACAR | PJM_ROR | VACAR | Internal | Summer | B4 | 100 | 3000 | 3000 | 84.63 | 90.77 | 6 | 0.14
2015 | PJM_ROR_2_VACAR | PJM_ROR | VACAR | Internal | Summer | B5 | 200 | 3000 | 3000 | 76.92 | 84 | 6 | 1.08
2015 | PJM_ROR_2_VACAR | PJM_ROR | VACAR | Internal | Summer | B6 | 300 | 3000 | 2446.05 | 65.76 | 71.76 | 6 | 0
2015 | PJM_ROR_2_VACAR | PJM_ROR | VACAR | Internal | Summer | B7 | 400 | 3000 | 3000 | 57.29 | 64.83 | 6 | 1.55
2015 | PJM_ROR_2_VACAR | PJM_ROR | VACAR | Internal | Summer | B8 | 500 | 3000 | 2809.05 | 55.92 | 61.92 | 6 | 0
2015 | PJM_ROR_2_VACAR | PJM_ROR | VACAR | Internal | Summer | B9 | 800 | 3000 | 3000 | 53.9 | 61.07 | 6 | 1.17
2015 | PJM_ROR_2_VACAR | PJM_ROR | VACAR | Internal | Summer | B10 | 1262 | 3000 | 1481.4 | 52.69 | 58.69 | 6 | 0
2015 | PJM_ROR_2_VACAR | PJM_ROR | VACAR | Internal | Winter | B16 | 25 | 3000 | 3000 | 76.89 | 91.89 | 6 | 9
2015 | PJM_ROR_2_VACAR | PJM_ROR | VACAR | Internal | Winter | B17 | 100 | 3000 | 1844.63 | 67.73 | 73.73 | 6 | 0
2015 | PJM_ROR_2_VACAR | PJM_ROR | VACAR | Internal | Winter | B18 | 400 | 3000 | 803.48 | 60.8 | 66.8 | 6 | 0
2015 | PJM_ROR_2_VACAR | PJM_ROR | VACAR | Internal | Winter | B19 | 700 | 3000 | 844.95 | 59.92 | 65.92 | 6 | 0
2015 | PJM_ROR_2_VACAR | PJM_ROR | VACAR | Internal | Winter | B20 | 935 | 3000 | 1774.61 | 55.56 | 61.56 | 6 | 0
2015 | PJM_ROM_2_NYISO_A-F | PJM_ROM | NYISO_A-F | Internal | Shoulder | B11 | 25 | 2000 | 0 | 75.57 | 60.47 | 6 | 0
2015 | PJM_ROM_2_NYISO_A-F | PJM_ROM | NYISO_A-F | Internal | Shoulder | B12 | 200 | 2000 | 0 | 64.4 | 58.75 | 6 | 0
2015 | PJM_ROM_2_NYISO_A-F | PJM_ROM | NYISO_A-F | Internal | Shoulder | B13 | 600 | 2000 | 0 | 59.61 | 57.76 | 6 | 0
2015 | PJM_ROM_2_NYISO_A-F | PJM_ROM | NYISO_A-F | Internal | Shoulder | B14 | 900 | 2000 | 0 | 58.83 | 56.82 | 6 | 0
2015 | PJM_ROM_2_NYISO_A-F | PJM_ROM | NYISO_A-F | Internal | Shoulder | B15 | 1203 | 2000 | 0 | 54.92 | 56.82 | 6 | 0
2015 | PJM_ROM_2_NYISO_A-F | PJM_ROM | NYISO_A-F | Internal | Summer | B1 | 10 | 2000 | 0 | 93.68 | 91.67 | 6 | 0
2015 | PJM_ROM_2_NYISO_A-F | PJM_ROM | NYISO_A-F | Internal | Summer | B2 | 25 | 2000 | 0 | 90.18 | 83.95 | 6 | 0
2015 | PJM_ROM_2_NYISO_A-F | PJM_ROM | NYISO_A-F | Internal | Summer | B3 | 75 | 2000 | 0 | 89.42 | 79.46 | 6 | 0
2015 | PJM_ROM_2_NYISO_A-F | PJM_ROM | NYISO_A-F | Internal | Summer | B4 | 100 | 2000 | 0 | 84.64 | 75.94 | 6 | 0
2015 | PJM_ROM_2_NYISO_A-F | PJM_ROM | NYISO_A-F | Internal | Summer | B5 | 200 | 2000 | 0 | 76.93 | 68.93 | 6 | 0
2015 | PJM_ROM_2_NYISO_A-F | PJM_ROM | NYISO_A-F | Internal | Summer | B6 | 300 | 2000 | 0 | 65.78 | 57.78 | 6 | 0
2015 | PJM_ROM_2_NYISO_A-F | PJM_ROM | NYISO_A-F | Internal | Summer | B7 | 400 | 2000 | 0 | 57.3 | 56.04 | 6 | 0
2015 | PJM_ROM_2_NYISO_A-F | PJM_ROM | NYISO_A-F | Internal | Summer | B8 | 500 | 2000 | 0 | 56.58 | 55.18 | 6 | 0
2015 | PJM_ROM_2_NYISO_A-F | PJM_ROM | NYISO_A-F | Internal | Summer | B9 | 800 | 2000 | 0 | 56.58 | 55.18 | 6 | 0
2015 | PJM_ROM_2_NYISO_A-F | PJM_ROM | NYISO_A-F | Internal | Summer | B10 | 1262 | 2000 | 0 | 52.7 | 55.18 | 6 | 0
2015 | PJM_ROM_2_NYISO_A-F | PJM_ROM | NYISO_A-F | Internal | Winter | B16 | 25 | 2000 | 0 | 76.91 | 67.57 | 6 | 0
2015 | PJM_ROM_2_NYISO_A-F | PJM_ROM | NYISO_A-F | Internal | Winter | B17 | 100 | 2000 | 0 | 68.45 | 65.72 | 6 | 0
2015 | PJM_ROM_2_NYISO_A-F | PJM_ROM | NYISO_A-F | Internal | Winter | B18 | 400 | 2000 | 0 | 64.07 | 61.53 | 6 | 0
2015 | PJM_ROM_2_NYISO_A-F | PJM_ROM | NYISO_A-F | Internal | Winter | B19 | 700 | 2000 | 0 | 63.86 | 61.53 | 6 | 0
2015 | PJM_ROM_2_NYISO_A-F | PJM_ROM | NYISO_A-F | Internal | Winter | B20 | 935 | 2000 | 0 | 55.9 | 61.53 | 6 | 0
2015 | PJM_ROM_2_PJM_E | PJM_ROM | PJM_E | Internal | Shoulder | B11 | 25 | 8000 | 0 | 75.57 | 75.56 | 0.01 | 0
2015 | PJM_ROM_2_PJM_E | PJM_ROM | PJM_E | Internal | Shoulder | B12 | 200 | 8000 | 0 | 64.4 | 64.38 | 0.01 | 0
2015 | PJM_ROM_2_PJM_E | PJM_ROM | PJM_E | Internal | Shoulder | B13 | 600 | 8000 | 187.54 | 59.61 | 59.62 | 0.01 | 0
2015 | PJM_ROM_2_PJM_E | PJM_ROM | PJM_E | Internal | Shoulder | B14 | 900 | 8000 | 565.48 | 58.83 | 58.85 | 0.01 | 0
2015 | PJM_ROM_2_PJM_E | PJM_ROM | PJM_E | Internal | Shoulder | B15 | 1203 | 8000 | 109.25 | 54.92 | 54.93 | 0.01 | 0
2015 | PJM_ROM_2_PJM_E | PJM_ROM | PJM_E | Internal | Summer | B1 | 10 | 8000 | 1957.69 | 93.68 | 93.69 | 0.01 | 0
2015 | PJM_ROM_2_PJM_E | PJM_ROM | PJM_E | Internal | Summer | B2 | 25 | 8000 | 1560.84 | 90.18 | 90.19 | 0.01 | 0
2015 | PJM_ROM_2_PJM_E | PJM_ROM | PJM_E | Internal | Summer | B3 | 75 | 8000 | 0 | 89.42 | 89.41 | 0.01 | 0
2015 | PJM_ROM_2_PJM_E | PJM_ROM | PJM_E | Internal | Summer | B4 | 100 | 8000 | 616.96 | 84.64 | 84.65 | 0.01 | 0
2015 | PJM_ROM_2_PJM_E | PJM_ROM | PJM_E | Internal | Summer | B5 | 200 | 8000 | 0 | 76.93 | 76.94 | 0.01 | 0
2015 | PJM_ROM_2_PJM_E | PJM_ROM | PJM_E | Internal | Summer | B6 | 300 | 8000 | 67.19 | 65.78 | 65.79 | 0.01 | 0
2015 | PJM_ROM_2_PJM_E | PJM_ROM | PJM_E | Internal | Summer | B7 | 400 | 8000 | 1525.68 | 57.3 | 57.31 | 0.01 | 0
2015 | PJM_ROM_2_PJM_E | PJM_ROM | PJM_E | Internal | Summer | B8 | 500 | 8000 | 40.27 | 56.58 | 56.59 | 0.01 | 0
2015 | PJM_ROM_2_PJM_E | PJM_ROM | PJM_E | Internal | Summer | B9 | 800 | 8000 | 1316.74 | 56.58 | 56.59 | 0.01 | 0
2015 | PJM_ROM_2_PJM_E | PJM_ROM | PJM_E | Internal | Summer | B10 | 1262 | 8000 | 0 | 52.7 | 52.69 | 0.01 | 0
2015 | PJM_ROM_2_PJM_E | PJM_ROM | PJM_E | Internal | Winter | B16 | 25 | 8000 | 0 | 76.91 | 76.89 | 0.01 | 0
2015 | PJM_ROM_2_PJM_E | PJM_ROM | PJM_E | Internal | Winter | B17 | 100 | 8000 | 1059.5 | 68.45 | 68.46 | 0.01 | 0
2015 | PJM_ROM_2_PJM_E | PJM_ROM | PJM_E | Internal | Winter | B18 | 400 | 8000 | 2234.62 | 64.07 | 64.08 | 0.01 | 0
2015 | PJM_ROM_2_PJM_E | PJM_ROM | PJM_E | Internal | Winter | B19 | 700 | 8000 | 2740.61 | 63.86 | 63.87 | 0.01 | 0
2015 | PJM_ROM_2_PJM_E | PJM_ROM | PJM_E | Internal | Winter | B20 | 935 | 8000 | 2621.97 | 55.9 | 55.91 | 0.01 | 0
2015 | PJM_ROM_2_PJM_ROR | PJM_ROM | PJM_ROR | Internal | Shoulder | B11 | 25 | 8000 | 1113.85 | 75.57 | 75.58 | 0.01 | 0
2015 | PJM_ROM_2_PJM_ROR | PJM_ROM | PJM_ROR | Internal | Shoulder | B12 | 200 | 8000 | 0 | 64.4 | 64.38 | 0.01 | 0
2015 | PJM_ROM_2_PJM_ROR | PJM_ROM | PJM_ROR | Internal | Shoulder | B13 | 600 | 8000 | 0 | 59.61 | 59.6 | 0.01 | 0
2015 | PJM_ROM_2_PJM_ROR | PJM_ROM | PJM_ROR | Internal | Shoulder | B14 | 900 | 8000 | 0 | 58.83 | 58.14 | 0.01 | 0
2015 | PJM_ROM_2_PJM_ROR | PJM_ROM | PJM_ROR | Internal | Shoulder | B15 | 1203 | 8000 | 0 | 54.92 | 54.9 | 0.01 | 0
2015 | PJM_ROM_2_PJM_ROR | PJM_ROM | PJM_ROR | Internal | Summer | B1 | 10 | 8000 | 0 | 93.68 | 93.67 | 0.01 | 0
2015 | PJM_ROM_2_PJM_ROR | PJM_ROM | PJM_ROR | Internal | Summer | B2 | 25 | 8000 | 0 | 90.18 | 90.16 | 0.01 | 0
2015 | PJM_ROM_2_PJM_ROR | PJM_ROM | PJM_ROR | Internal | Summer | B3 | 75 | 8000 | 0 | 89.42 | 89.41 | 0.01 | 0
2015 | PJM_ROM_2_PJM_ROR | PJM_ROM | PJM_ROR | Internal | Summer | B4 | 100 | 8000 | 0 | 84.64 | 84.63 | 0.01 | 0
2015 | PJM_ROM_2_PJM_ROR | PJM_ROM | PJM_ROR | Internal | Summer | B5 | 200 | 8000 | 0 | 76.93 | 76.92 | 0.01 | 0
2015 | PJM_ROM_2_PJM_ROR | PJM_ROM | PJM_ROR | Internal | Summer | B6 | 300 | 8000 | 0 | 65.78 | 65.76 | 0.01 | 0
2015 | PJM_ROM_2_PJM_ROR | PJM_ROM | PJM_ROR | Internal | Summer | B7 | 400 | 8000 | 0 | 57.3 | 57.29 | 0.01 | 0
2015 | PJM_ROM_2_PJM_ROR | PJM_ROM | PJM_ROR | Internal | Summer | B8 | 500 | 8000 | 0 | 56.58 | 55.92 | 0.01 | 0
2015 | PJM_ROM_2_PJM_ROR | PJM_ROM | PJM_ROR | Internal | Summer | B9 | 800 | 8000 | 0 | 56.58 | 53.9 | 0.01 | 0
2015 | PJM_ROM_2_PJM_ROR | PJM_ROM | PJM_ROR | Internal | Summer | B10 | 1262 | 8000 | 0 | 52.7 | 52.69 | 0.01 | 0
2015 | PJM_ROM_2_PJM_ROR | PJM_ROM | PJM_ROR | Internal | Winter | B16 | 25 | 8000 | 0 | 76.91 | 76.89 | 0.01 | 0
2015 | PJM_ROM_2_PJM_ROR | PJM_ROM | PJM_ROR | Internal | Winter | B17 | 100 | 8000 | 0 | 68.45 | 67.73 | 0.01 | 0
2015 | PJM_ROM_2_PJM_ROR | PJM_ROM | PJM_ROR | Internal | Winter | B18 | 400 | 8000 | 0 | 64.07 | 60.8 | 0.01 | 0
2015 | PJM_ROM_2_PJM_ROR | PJM_ROM | PJM_ROR | Internal | Winter | B19 | 700 | 8000 | 0 | 63.86 | 59.92 | 0.01 | 0
2015 | PJM_ROM_2_PJM_ROR | PJM_ROM | PJM_ROR | Internal | Winter | B20 | 935 | 8000 | 0 | 55.9 | 55.56 | 0.01 | 0
2015 | SOCO_2_ENT | SOCO | ENT | Internal | Shoulder | B11 | 25 | 2400 | 0 | 90.58 | 84.72 | 10 | 0
2015 | SOCO_2_ENT | SOCO | ENT | Internal | Shoulder | B12 | 200 | 2400 | 0 | 62.58 | 59.84 | 10 | 0
2015 | SOCO_2_ENT | SOCO | ENT | Internal | Shoulder | B13 | 600 | 2400 | 0 | 59.66 | 59.4 | 10 | 0
2015 | SOCO_2_ENT | SOCO | ENT | Internal | Shoulder | B14 | 900 | 2400 | 0 | 59.66 | 59.4 | 10 | 0
2015 | SOCO_2_ENT | SOCO | ENT | Internal | Shoulder | B15 | 1203 | 2400 | 0 | 59.66 | 57.43 | 10 | 0
2015 | SOCO_2_ENT | SOCO | ENT | Internal | Summer | B1 | 10 | 2400 | 0 | 99.67 | 91.67 | 10 | 0
2015 | SOCO_2_ENT | SOCO | ENT | Internal | Summer | B2 | 25 | 2400 | 0 | 97.77 | 89.77 | 10 | 0
2015 | SOCO_2_ENT | SOCO | ENT | Internal | Summer | B3 | 75 | 2400 | 0 | 97.77 | 89.77 | 10 | 0
2015 | SOCO_2_ENT | SOCO | ENT | Internal | Summer | B4 | 100 | 2400 | 0 | 97.77 | 88.69 | 10 | 0
2015 | SOCO_2_ENT | SOCO | ENT | Internal | Summer | B5 | 200 | 2400 | 0 | 91 | 82.95 | 10 | 0
2015 | SOCO_2_ENT | SOCO | ENT | Internal | Summer | B6 | 300 | 2400 | 0 | 78.76 | 70.76 | 10 | 0
2015 | SOCO_2_ENT | SOCO | ENT | Internal | Summer | B7 | 400 | 2400 | 0 | 67.56 | 58.62 | 10 | 0
2015 | SOCO_2_ENT | SOCO | ENT | Internal | Summer | B8 | 500 | 2400 | 0 | 66.62 | 58.62 | 10 | 0
2015 | SOCO_2_ENT | SOCO | ENT | Internal | Summer | B9 | 800 | 2400 | 0 | 60.6 | 58.19 | 10 | 0
2015 | SOCO_2_ENT | SOCO | ENT | Internal | Summer | B10 | 1262 | 2400 | 0 | 58.49 | 56.26 | 10 | 0
2015 | SOCO_2_ENT | SOCO | ENT | Internal | Winter | B16 | 25 | 2400 | 0 | 84.54 | 74.89 | 10 | 0
2015 | SOCO_2_ENT | SOCO | ENT | Internal | Winter | B17 | 100 | 2400 | 0 | 66.43 | 61.82 | 10 | 0
2015 | SOCO_2_ENT | SOCO | ENT | Internal | Winter | B18 | 400 | 2400 | 0 | 62.04 | 61.82 | 10 | 0
2015 | SOCO_2_ENT | SOCO | ENT | Internal | Winter | B19 | 700 | 2400 | 0 | 62.04 | 59.76 | 10 | 0
2015 | SOCO_2_ENT | SOCO | ENT | Internal | Winter | B20 | 935 | 2400 | 0 | 62.04 | 59.76 | 10 | 0
2015 | SOCO_2_FRCC | SOCO | FRCC | Internal | Shoulder | B11 | 25 | 3700 | 3609.81 | 90.58 | 100.58 | 10 | 0
2015 | SOCO_2_FRCC | SOCO | FRCC | Internal | Shoulder | B12 | 200 | 3700 | 0 | 62.58 | 66.84 | 10 | 0
2015 | SOCO_2_FRCC | SOCO | FRCC | Internal | Shoulder | B13 | 600 | 3700 | 0 | 59.66 | 65.33 | 10 | 0
2015 | SOCO_2_FRCC | SOCO | FRCC | Internal | Shoulder | B14 | 900 | 3700 | 0 | 59.66 | 64.06 | 10 | 0
2015 | SOCO_2_FRCC | SOCO | FRCC | Internal | Shoulder | B15 | 1203 | 3700 | 0 | 59.66 | 64.06 | 10 | 0
2015 | SOCO_2_FRCC | SOCO | FRCC | Internal | Summer | B1 | 10 | 3700 | 0 | 99.67 | 103.77 | 10 | 0
2015 | SOCO_2_FRCC | SOCO | FRCC | Internal | Summer | B2 | 25 | 3700 | 0 | 97.77 | 103.77 | 10 | 0
2015 | SOCO_2_FRCC | SOCO | FRCC | Internal | Summer | B3 | 75 | 3700 | 0 | 97.77 | 103.77 | 10 | 0
2015 | SOCO_2_FRCC | SOCO | FRCC | Internal | Summer | B4 | 100 | 3700 | 0 | 97.77 | 103.77 | 10 | 0
2015 | SOCO_2_FRCC | SOCO | FRCC | Internal | Summer | B5 | 200 | 3700 | 2511.33 | 91 | 101 | 10 | 0
2015 | SOCO_2_FRCC | SOCO | FRCC | Internal | Summer | B6 | 300 | 3700 | 653.18 | 78.76 | 88.76 | 10 | 0
2015 | SOCO_2_FRCC | SOCO | FRCC | Internal | Summer | B7 | 400 | 3700 | 0 | 67.56 | 75.42 | 10 | 0
2015 | SOCO_2_FRCC | SOCO | FRCC | Internal | Summer | B8 | 500 | 3700 | 0 | 66.62 | 66.14 | 10 | 0
2015 | SOCO_2_FRCC | SOCO | FRCC | Internal | Summer | B9 | 800 | 3700 | 0 | 60.6 | 63.4 | 10 | 0
2015 | SOCO_2_FRCC | SOCO | FRCC | Internal | Summer | B10 | 1262 | 3700 | 0 | 58.49 | 63.4 | 10 | 0
2015 | SOCO_2_FRCC | SOCO | FRCC | Internal | Winter | B16 | 25 | 3700 | 0 | 84.54 | 94.18 | 10 | 0
2015 | SOCO_2_FRCC | SOCO | FRCC | Internal | Winter | B17 | 100 | 3700 | 0 | 66.43 | 68.96 | 10 | 0
2015 | SOCO_2_FRCC | SOCO | FRCC | Internal | Winter | B18 | 400 | 3700 | 0 | 62.04 | 66.09 | 10 | 0
2015 | SOCO_2_FRCC | SOCO | FRCC | Internal | Winter | B19 | 700 | 3700 | 0 | 62.04 | 66.09 | 10 | 0
2015 | SOCO_2_FRCC | SOCO | FRCC | Internal | Winter | B20 | 935 | 3700 | 0 | 62.04 | 66.09 | 10 | 0
2015 | SOCO_2_TVA_Transmission | SOCO | TVA_Transmission | Internal | Shoulder | B11 | 25 | 2600 | 0 | 90.58 | 81.58 | 10 | 0
2015 | SOCO_2_TVA_Transmission | SOCO | TVA_Transmission | Internal | Shoulder | B12 | 200 | 2600 | 0 | 62.58 | 65.21 | 10 | 0
2015 | SOCO_2_TVA_Transmission | SOCO | TVA_Transmission | Internal | Shoulder | B13 | 600 | 2600 | 0 | 59.66 | 62.3 | 10 | 0
2015 | SOCO_2_TVA_Transmission | SOCO | TVA_Transmission | Internal | Shoulder | B14 | 900 | 2600 | 0 | 59.66 | 61.32 | 10 | 0
2015 | SOCO_2_TVA_Transmission | SOCO | TVA_Transmission | Internal | Shoulder | B15 | 1203 | 2600 | 0 | 59.66 | 60.53 | 10 | 0
2015 | SOCO_2_TVA_Transmission | SOCO | TVA_Transmission | Internal | Summer | B1 | 10 | 2600 | 0 | 99.67 | 99.67 | 10 | 0
2015 | SOCO_2_TVA_Transmission | SOCO | TVA_Transmission | Internal | Summer | B2 | 25 | 2600 | 0 | 97.77 | 96.16 | 10 | 0
2015 | SOCO_2_TVA_Transmission | SOCO | TVA_Transmission | Internal | Summer | B3 | 75 | 2600 | 0 | 97.77 | 95.41 | 10 | 0
2015 | SOCO_2_TVA_Transmission | SOCO | TVA_Transmission | Internal | Summer | B4 | 100 | 2600 | 0 | 97.77 | 90.63 | 10 | 0
2015 | SOCO_2_TVA_Transmission | SOCO | TVA_Transmission | Internal | Summer | B5 | 200 | 2600 | 0 | 91 | 82.34 | 10 | 0
2015 | SOCO_2_TVA_Transmission | SOCO | TVA_Transmission | Internal | Summer | B6 | 300 | 2600 | 0 | 78.76 | 70.51 | 10 | 0
2015 | SOCO_2_TVA_Transmission | SOCO | TVA_Transmission | Internal | Summer | B7 | 400 | 2600 | 0 | 67.56 | 60.75 | 10 | 0
2015 | SOCO_2_TVA_Transmission | SOCO | TVA_Transmission | Internal | Summer | B8 | 500 | 2600 | 0 | 66.62 | 59.83 | 10 | 0
2015 | SOCO_2_TVA_Transmission | SOCO | TVA_Transmission | Internal | Summer | B9 | 800 | 2600 | 0 | 60.6 | 58.95 | 10 | 0
2015 | SOCO_2_TVA_Transmission | SOCO | TVA_Transmission | Internal | Summer | B10 | 1262 | 2600 | 0 | 58.49 | 56.92 | 10 | 0
2015 | SOCO_2_TVA_Transmission | SOCO | TVA_Transmission | Internal | Winter | B16 | 25 | 2600 | 0 | 84.54 | 82.89 | 10 | 0
2015 | SOCO_2_TVA_Transmission | SOCO | TVA_Transmission | Internal | Winter | B17 | 100 | 2600 | 0 | 66.43 | 67.99 | 10 | 0
2015 | SOCO_2_TVA_Transmission | SOCO | TVA_Transmission | Internal | Winter | B18 | 400 | 2600 | 0 | 62.04 | 63.67 | 10 | 0
2015 | SOCO_2_TVA_Transmission | SOCO | TVA_Transmission | Internal | Winter | B19 | 700 | 2600 | 0 | 62.04 | 62.56 | 10 | 0
2015 | SOCO_2_TVA_Transmission | SOCO | TVA_Transmission | Internal | Winter | B20 | 935 | 2600 | 0 | 62.04 | 61.56 | 10 | 0
2015 | SOCO_2_VACAR | SOCO | VACAR | Internal | Shoulder | B11 | 25 | 2000 | 0 | 90.58 | 83.58 | 10 | 0
2015 | SOCO_2_VACAR | SOCO | VACAR | Internal | Shoulder | B12 | 200 | 2000 | 0 | 62.58 | 70.02 | 10 | 0
2015 | SOCO_2_VACAR | SOCO | VACAR | Internal | Shoulder | B13 | 600 | 2000 | 0 | 59.66 | 65.36 | 10 | 0
2015 | SOCO_2_VACAR | SOCO | VACAR | Internal | Shoulder | B14 | 900 | 2000 | 0 | 59.66 | 64.14 | 10 | 0
2015 | SOCO_2_VACAR | SOCO | VACAR | Internal | Shoulder | B15 | 1203 | 2000 | 0 | 59.66 | 60.9 | 10 | 0
2015 | SOCO_2_VACAR | SOCO | VACAR | Internal | Summer | B1 | 10 | 2000 | 0 | 99.67 | 100.61 | 10 | 0
2015 | SOCO_2_VACAR | SOCO | VACAR | Internal | Summer | B2 | 25 | 2000 | 0 | 97.77 | 100.61 | 10 | 0
2015 | SOCO_2_VACAR | SOCO | VACAR | Internal | Summer | B3 | 75 | 2000 | 0 | 97.77 | 100.61 | 10 | 0
2015 | SOCO_2_VACAR | SOCO | VACAR | Internal | Summer | B4 | 100 | 2000 | 0 | 97.77 | 90.77 | 10 | 0
2015 | SOCO_2_VACAR | SOCO | VACAR | Internal | Summer | B5 | 200 | 2000 | 0 | 91 | 84 | 10 | 0
2015 | SOCO_2_VACAR | SOCO | VACAR | Internal | Summer | B6 | 300 | 2000 | 0 | 78.76 | 71.76 | 10 | 0
2015 | SOCO_2_VACAR | SOCO | VACAR | Internal | Summer | B7 | 400 | 2000 | 0 | 67.56 | 64.83 | 10 | 0
2015 | SOCO_2_VACAR | SOCO | VACAR | Internal | Summer | B8 | 500 | 2000 | 0 | 66.62 | 61.92 | 10 | 0
2015 | SOCO_2_VACAR | SOCO | VACAR | Internal | Summer | B9 | 800 | 2000 | 0 | 60.6 | 61.07 | 10 | 0
2015 | SOCO_2_VACAR | SOCO | VACAR | Internal | Summer | B10 | 1262 | 2000 | 0 | 58.49 | 58.69 | 10 | 0
2015 | SOCO_2_VACAR | SOCO | VACAR | Internal | Winter | B16 | 25 | 2000 | 0 | 84.54 | 91.89 | 10 | 0
2015 | SOCO_2_VACAR | SOCO | VACAR | Internal | Winter | B17 | 100 | 2000 | 0 | 66.43 | 73.73 | 10 | 0
2015 | SOCO_2_VACAR | SOCO | VACAR | Internal | Winter | B18 | 400 | 2000 | 0 | 62.04 | 66.8 | 10 | 0
2015 | SOCO_2_VACAR | SOCO | VACAR | Internal | Winter | B19 | 700 | 2000 | 0 | 62.04 | 65.92 | 10 | 0
2015 | SOCO_2_VACAR | SOCO | VACAR | Internal | Winter | B20 | 935 | 2000 | 0 | 62.04 | 61.56 | 10 | 0
2015 | SPP_N_2_ENT | SPP_N | ENT | Internal | Shoulder | B11 | 25 | 7346 | 0 | 84.57 | 84.72 | 5 | 0
2015 | SPP_N_2_ENT | SPP_N | ENT | Internal | Shoulder | B12 | 200 | 7346 | 0 | 59.99 | 59.84 | 5 | 0
2015 | SPP_N_2_ENT | SPP_N | ENT | Internal | Shoulder | B13 | 600 | 7346 | 0 | 57.6 | 59.4 | 5 | 0
2015 | SPP_N_2_ENT | SPP_N | ENT | Internal | Shoulder | B14 | 900 | 7346 | 0 | 57.32 | 59.4 | 5 | 0
2015 | SPP_N_2_ENT | SPP_N | ENT | Internal | Shoulder | B15 | 1203 | 7346 | 0 | 57.32 | 57.43 | 5 | 0
2015 | SPP_N_2_ENT | SPP_N | ENT | Internal | Summer | B1 | 10 | 7346 | 0 | 92.49 | 91.67 | 5 | 0
2015 | SPP_N_2_ENT | SPP_N | ENT | Internal | Summer | B2 | 25 | 7346 | 0 | 92.49 | 89.77 | 5 | 0
2015 | SPP_N_2_ENT | SPP_N | ENT | Internal | Summer | B3 | 75 | 7346 | 0 | 92.49 | 89.77 | 5 | 0
2015 | SPP_N_2_ENT | SPP_N | ENT | Internal | Summer | B4 | 100 | 7346 | 0 | 87.21 | 88.69 | 5 | 0
2015 | SPP_N_2_ENT | SPP_N | ENT | Internal | Summer | B5 | 200 | 7346 | 0 | 81.93 | 82.95 | 5 | 0
2015 | SPP_N_2_ENT | SPP_N | ENT | Internal | Summer | B6 | 300 | 7346 | 0 | 70.79 | 70.76 | 5 | 0
2015 | SPP_N_2_ENT | SPP_N | ENT | Internal | Summer | B7 | 400 | 7346 | 0 | 59.47 | 58.62 | 5 | 0
2015 | SPP_N_2_ENT | SPP_N | ENT | Internal | Summer | B8 | 500 | 7346 | 0 | 58.05 | 58.62 | 5 | 0
2015 | SPP_N_2_ENT | SPP_N | ENT | Internal | Summer | B9 | 800 | 7346 | 0 | 56.05 | 58.19 | 5 | 0
2015 | SPP_N_2_ENT | SPP_N | ENT | Internal | Summer | B10 | 1262 | 7346 | 0 | 55.92 | 56.26 | 5 | 0
2015 | SPP_N_2_ENT | SPP_N | ENT | Internal | Winter | B16 | 25 | 7346 | 0 | 69.91 | 74.89 | 5 | 0
2015 | SPP_N_2_ENT | SPP_N | ENT | Internal | Winter | B17 | 100 | 7346 | 0 | 60.73 | 61.82 | 5 | 0
2015 | SPP_N_2_ENT | SPP_N | ENT | Internal | Winter | B18 | 400 | 7346 | 0 | 59.77 | 61.82 | 5 | 0
2015 | SPP_N_2_ENT | SPP_N | ENT | Internal | Winter | B19 | 700 | 7346 | 0 | 59.66 | 59.76 | 5 | 0
2015 | SPP_N_2_ENT | SPP_N | ENT | Internal | Winter | B20 | 935 | 7346 | 0 | 56.03 | 59.76 | 5 | 0
2015 | SPP_N_2_MISO_MO-IL | SPP_N | MISO_MO-IL | Internal | Shoulder | B11 | 25 | 3954 | 0 | 84.57 | 77.58 | 5 | 0
2015 | SPP_N_2_MISO_MO-IL | SPP_N | MISO_MO-IL | Internal | Shoulder | B12 | 200 | 3954 | 0 | 59.99 | 62.4 | 5 | 0
2015 | SPP_N_2_MISO_MO-IL | SPP_N | MISO_MO-IL | Internal | Shoulder | B13 | 600 | 3954 | 0 | 57.6 | 57.61 | 5 | 0
2015 | SPP_N_2_MISO_MO-IL | SPP_N | MISO_MO-IL | Internal | Shoulder | B14 | 900 | 3954 | 0 | 57.32 | 56.15 | 5 | 0
2015 | SPP_N_2_MISO_MO-IL | SPP_N | MISO_MO-IL | Internal | Shoulder | B15 | 1203 | 3954 | 0 | 57.32 | 54.98 | 5 | 0
2015 | SPP_N_2_MISO_MO-IL | SPP_N | MISO_MO-IL | Internal | Summer | B1 | 10 | 3954 | 0 | 92.49 | 91.67 | 5 | 0
2015 | SPP_N_2_MISO_MO-IL | SPP_N | MISO_MO-IL | Internal | Summer | B2 | 25 | 3954 | 0 | 92.49 | 88.64 | 5 | 0
2015 | SPP_N_2_MISO_MO-IL | SPP_N | MISO_MO-IL | Internal | Summer | B3 | 75 | 3954 | 0 | 92.49 | 88.51 | 5 | 0
2015 | SPP_N_2_MISO_MO-IL | SPP_N | MISO_MO-IL | Internal | Summer | B4 | 100 | 3954 | 0 | 87.21 | 86.61 | 5 | 0
2015 | SPP_N_2_MISO_MO-IL | SPP_N | MISO_MO-IL | Internal | Summer | B5 | 200 | 3954 | 0 | 81.93 | 74.95 | 5 | 0
2015 | SPP_N_2_MISO_MO-IL | SPP_N | MISO_MO-IL | Internal | Summer | B6 | 300 | 3954 | 0 | 70.79 | 63.78 | 5 | 0
2015 | SPP_N_2_MISO_MO-IL | SPP_N | MISO_MO-IL | Internal | Summer | B7 | 400 | 3954 | 0 | 59.47 | 55.3 | 5 | 0
2015 | SPP_N_2_MISO_MO-IL | SPP_N | MISO_MO-IL | Internal | Summer | B8 | 500 | 3954 | 0 | 58.05 | 53.92 | 5 | 0
2015 | SPP_N_2_MISO_MO-IL | SPP_N | MISO_MO-IL | Internal | Summer | B9 | 800 | 3954 | 0 | 56.05 | 53.09 | 5 | 0
2015 | SPP_N_2_MISO_MO-IL | SPP_N | MISO_MO-IL | Internal | Summer | B10 | 1262 | 3954 | 0 | 55.92 | 51.87 | 5 | 0
2015 | SPP_N_2_MISO_MO-IL | SPP_N | MISO_MO-IL | Internal | Winter | B16 | 25 | 3954 | 0 | 69.91 | 74.89 | 5 | 0
2015 | SPP_N_2_MISO_MO-IL | SPP_N | MISO_MO-IL | Internal | Winter | B17 | 100 | 3954 | 100.39 | 60.73 | 65.73 | 5 | 0
2015 | SPP_N_2_MISO_MO-IL | SPP_N | MISO_MO-IL | Internal | Winter | B18 | 400 | 3954 | 0 | 59.77 | 58.79 | 5 | 0
2015 | SPP_N_2_MISO_MO-IL | SPP_N | MISO_MO-IL | Internal | Winter | B19 | 700 | 3954 | 0 | 59.66 | 57.91 | 5 | 0
2015 | SPP_N_2_MISO_MO-IL | SPP_N | MISO_MO-IL | Internal | Winter | B20 | 935 | 3954 | 0 | 56.03 | 53.56 | 5 | 0
2015 | SPP_N_2_MISO_W | SPP_N | MISO_W | Internal | Shoulder | B11 | 25 | 1000 | 0 | 84.57 | 77.57 | 5 | 0
2015 | SPP_N_2_MISO_W | SPP_N | MISO_W | Internal | Shoulder | B12 | 200 | 1000 | 0 | 59.99 | 62.38 | 5 | 0
2015 | SPP_N_2_MISO_W | SPP_N | MISO_W | Internal | Shoulder | B13 | 600 | 1000 | 0 | 57.6 | 57.6 | 5 | 0
2015 | SPP_N_2_MISO_W | SPP_N | MISO_W | Internal | Shoulder | B14 | 900 | 1000 | 0 | 57.32 | 56.14 | 5 | 0
2015 | SPP_N_2_MISO_W | SPP_N | MISO_W | Internal | Shoulder | B15 | 1203 | 1000 | 0 | 57.32 | 54.99 | 5 | 0
2015 | SPP_N_2_MISO_W | SPP_N | MISO_W | Internal | Summer | B1 | 10 | 1000 | 0 | 92.49 | 91.67 | 5 | 0
2015 | SPP_N_2_MISO_W | SPP_N | MISO_W | Internal | Summer | B2 | 25 | 1000 | 0 | 92.49 | 88.63 | 5 | 0
2015 | SPP_N_2_MISO_W | SPP_N | MISO_W | Internal | Summer | B3 | 75 | 1000 | 0 | 92.49 | 88.52 | 5 | 0
2015 | SPP_N_2_MISO_W | SPP_N | MISO_W | Internal | Summer | B4 | 100 | 1000 | 0 | 87.21 | 86.63 | 5 | 0
2015 | SPP_N_2_MISO_W | SPP_N | MISO_W | Internal | Summer | B5 | 200 | 1000 | 0 | 81.93 | 74.93 | 5 | 0
2015 | SPP_N_2_MISO_W | SPP_N | MISO_W | Internal | Summer | B6 | 300 | 1000 | 0 | 70.79 | 63.79 | 5 | 0
2015 | SPP_N_2_MISO_W | SPP_N | MISO_W | Internal | Summer | B7 | 400 | 1000 | 0 | 59.47 | 55.29 | 5 | 0
2015 | SPP_N_2_MISO_W | SPP_N | MISO_W | Internal | Summer | B8 | 500 | 1000 | 0 | 58.05 | 53.93 | 5 | 0
2015 | SPP_N_2_MISO_W | SPP_N | MISO_W | Internal | Summer | B9 | 800 | 1000 | 0 | 56.05 | 53.08 | 5 | 0
2015 | SPP_N_2_MISO_W | SPP_N | MISO_W | Internal | Summer | B10 | 1262 | 1000 | 0 | 55.92 | 51.86 | 5 | 0
2015 | SPP_N_2_MISO_W | SPP_N | MISO_W | Internal | Winter | B16 | 25 | 1000 | 0 | 69.91 | 74.89 | 5 | 0
2015 | SPP_N_2_MISO_W | SPP_N | MISO_W | Internal | Winter | B17 | 100 | 1000 | 299.21 | 60.73 | 65.73 | 5 | 0
2015 | SPP_N_2_MISO_W | SPP_N | MISO_W | Internal | Winter | B18 | 400 | 1000 | 0 | 59.77 | 58.8 | 5 | 0
2015 | SPP_N_2_MISO_W | SPP_N | MISO_W | Internal | Winter | B19 | 700 | 1000 | 0 | 59.66 | 57.94 | 5 | 0
2015 | SPP_N_2_MISO_W | SPP_N | MISO_W | Internal | Winter | B20 | 935 | 1000 | 0 | 56.03 | 53.56 | 5 | 0
2015 | SPP_N_2_NE | SPP_N | NE | Internal | Shoulder | B11 | 25 | 384 | 0 | 84.57 | 77.57 | 0.01 | 0
2015 | SPP_N_2_NE | SPP_N | NE | Internal | Shoulder | B12 | 200 | 384 | 0 | 59.99 | 59.97 | 0.01 | 0
2015 | SPP_N_2_NE | SPP_N | NE | Internal | Shoulder | B13 | 600 | 384 | 0 | 57.6 | 57.59 | 0.01 | 0
2015 | SPP_N_2_NE | SPP_N | NE | Internal | Shoulder | B14 | 900 | 384 | 0 | 57.32 | 57.31 | 0.01 | 0
2015 | SPP_N_2_NE | SPP_N | NE | Internal | Shoulder | B15 | 1203 | 384 | 0 | 57.32 | 57.31 | 0.01 | 0
2015 | SPP_N_2_NE | SPP_N | NE | Internal | Summer | B1 | 10 | 384 | 0 | 92.49 | 91.67 | 0.01 | 0
2015 | SPP_N_2_NE | SPP_N | NE | Internal | Summer | B2 | 25 | 384 | 0 | 92.49 | 91.28 | 0.01 | 0
2015 | SPP_N_2_NE | SPP_N | NE | Internal | Summer | B3 | 75 | 384 | 0 | 92.49 | 91.28 | 0.01 | 0
2015 | SPP_N_2_NE | SPP_N | NE | Internal | Summer | B4 | 100 | 384 | 0 | 87.21 | 87.2 | 0.01 | 0
2015 | SPP_N_2_NE | SPP_N | NE | Internal | Summer | B5 | 200 | 384 | 0 | 81.93 | 81.92 | 0.01 | 0
2015 | SPP_N_2_NE | SPP_N | NE | Internal | Summer | B6 | 300 | 384 | 0 | 70.79 | 63.79 | 0.01 | 0
2015 | SPP_N_2_NE | SPP_N | NE | Internal | Summer | B7 | 400 | 384 | 0 | 59.47 | 59.46 | 0.01 | 0
2015 | SPP_N_2_NE | SPP_N | NE | Internal | Summer | B8 | 500 | 384 | 0 | 58.05 | 58.03 | 0.01 | 0
2015 | SPP_N_2_NE | SPP_N | NE | Internal | Summer | B9 | 800 | 384 | 0 | 56.05 | 56.04 | 0.01 | 0
2015 | SPP_N_2_NE | SPP_N | NE | Internal | Summer | B10 | 1262 | 384 | 0 | 55.92 | 52.24 | 0.01 | 0
2015 | SPP_N_2_NE | SPP_N | NE | Internal | Winter | B16 | 25 | 384 | 0 | 69.91 | 69.89 | 0.01 | 0
2015 | SPP_N_2_NE | SPP_N | NE | Internal | Winter | B17 | 100 | 384 | 0 | 60.73 | 60.73 | 0.01 | 0
2015 | SPP_N_2_NE | SPP_N | NE | Internal | Winter | B18 | 400 | 384 | 0 | 59.77 | 59.76 | 0.01 | 0
2015 | SPP_N_2_NE | SPP_N | NE | Internal | Winter | B19 | 700 | 384 | 0 | 59.66 | 59.65 | 0.01 | 0
2015 | SPP_N_2_NE | SPP_N | NE | Internal | Winter | B20 | 935 | 384 | 0 | 56.03 | 54.75 | 0.01 | 0
2015 | SPP_N_2_SPP_S | SPP_N | SPP_S | Internal | Shoulder | B11 | 25 | 4000 | 0 | 84.57 | 82.96 | 0.01 | 0
2015 | SPP_N_2_SPP_S | SPP_N | SPP_S | Internal | Shoulder | B12 | 200 | 4000 | 0 | 59.99 | 59.97 | 0.01 | 0
2015 | SPP_N_2_SPP_S | SPP_N | SPP_S | Internal | Shoulder | B13 | 600 | 4000 | 0 | 57.6 | 57.59 | 0.01 | 0
2015 | SPP_N_2_SPP_S | SPP_N | SPP_S | Internal | Shoulder | B14 | 900 | 4000 | 0 | 57.32 | 57.33 | 0.01 | 0
2015 | SPP_N_2_SPP_S | SPP_N | SPP_S | Internal | Shoulder | B15 | 1203 | 4000 | 1636.2 | 57.32 | 57.33 | 0.01 | 0
2015 | SPP_N_2_SPP_S | SPP_N | SPP_S | Internal | Summer | B1 | 10 | 4000 | 0 | 92.49 | 90.34 | 0.01 | 0
2015 | SPP_N_2_SPP_S | SPP_N | SPP_S | Internal | Summer | B2 | 25 | 4000 | 0 | 92.49 | 90.34 | 0.01 | 0
2015 | SPP_N_2_SPP_S | SPP_N | SPP_S | Internal | Summer | B3 | 75 | 4000 | 0 | 92.49 | 84.77 | 0.01 | 0
2015 | SPP_N_2_SPP_S | SPP_N | SPP_S | Internal | Summer | B4 | 100 | 4000 | 0 | 87.21 | 83.69 | 0.01 | 0
2015 | SPP_N_2_SPP_S | SPP_N | SPP_S | Internal | Summer | B5 | 200 | 4000 | 0 | 81.93 | 81.1 | 0.01 | 0
2015 | SPP_N_2_SPP_S | SPP_N | SPP_S | Internal | Summer | B6 | 300 | 4000 | 1594.54 | 70.79 | 70.8 | 0.01 | 0
2015 | SPP_N_2_SPP_S | SPP_N | SPP_S | Internal | Summer | B7 | 400 | 4000 | 666.77 | 59.47 | 59.48 | 0.01 | 0
2015 | SPP_N_2_SPP_S | SPP_N | SPP_S | Internal | Summer | B8 | 500 | 4000 | 1292.99 | 58.05 | 58.06 | 0.01 | 0
2015 | SPP_N_2_SPP_S | SPP_N | SPP_S | Internal | Summer | B9 | 800 | 4000 | 1450.11 | 56.05 | 56.06 | 0.01 | 0
2015 | SPP_N_2_SPP_S | SPP_N | SPP_S | Internal | Summer | B10 | 1262 | 4000 | 3475.67 | 55.92 | 55.94 | 0.01 | 0
2015 | SPP_N_2_SPP_S | SPP_N | SPP_S | Internal | Winter | B16 | 25 | 4000 | 0 | 69.91 | 69.89 | 0.01 | 0
2015 | SPP_N_2_SPP_S | SPP_N | SPP_S | Internal | Winter | B17 | 100 | 4000 | 118.08 | 60.73 | 60.75 | 0.01 | 0
2015 | SPP_N_2_SPP_S | SPP_N | SPP_S | Internal | Winter | B18 | 400 | 4000 | 1514.51 | 59.77 | 59.79 | 0.01 | 0
2015 | SPP_N_2_SPP_S | SPP_N | SPP_S | Internal | Winter | B19 | 700 | 4000 | 2006.23 | 59.66 | 59.67 | 0.01 | 0
2015 | SPP_N_2_SPP_S | SPP_N | SPP_S | Internal | Winter | B20 | 935 | 4000 | 3665.59 | 56.03 | 56.04 | 0.01 | 0
2015 | SPP_S_2_ENT | SPP_S | ENT | Internal | Shoulder | B11 | 25 | 4280 | 0 | 82.96 | 84.72 | 5 | 0
2015 | SPP_S_2_ENT | SPP_S | ENT | Internal | Shoulder | B12 | 200 | 4280 | 0 | 59.97 | 59.84 | 5 | 0
2015 | SPP_S_2_ENT | SPP_S | ENT | Internal | Shoulder | B13 | 600 | 4280 | 0 | 57.59 | 59.4 | 5 | 0
2015 | SPP_S_2_ENT | SPP_S | ENT | Internal | Shoulder | B14 | 900 | 4280 | 0 | 57.33 | 59.4 | 5 | 0
2015 | SPP_S_2_ENT | SPP_S | ENT | Internal | Shoulder | B15 | 1203 | 4280 | 0 | 57.33 | 57.43 | 5 | 0
2015 | SPP_S_2_ENT | SPP_S | ENT | Internal | Summer | B1 | 10 | 4280 | 0 | 90.34 | 91.67 | 5 | 0
2015 | SPP_S_2_ENT | SPP_S | ENT | Internal | Summer | B2 | 25 | 4280 | 0 | 90.34 | 89.77 | 5 | 0
2015 | SPP_S_2_ENT | SPP_S | ENT | Internal | Summer | B3 | 75 | 4280 | 328.15 | 84.77 | 89.77 | 5 | 0
2015 | SPP_S_2_ENT | SPP_S | ENT | Internal | Summer | B4 | 100 | 4280 | 578.9 | 83.69 | 88.69 | 5 | 0
2015 | SPP_S_2_ENT | SPP_S | ENT | Internal | Summer | B5 | 200 | 4280 | 0 | 81.1 | 82.95 | 5 | 0
2015 | SPP_S_2_ENT | SPP_S | ENT | Internal | Summer | B6 | 300 | 4280 | 0 | 70.8 | 70.76 | 5 | 0
2015 | SPP_S_2_ENT | SPP_S | ENT | Internal | Summer | B7 | 400 | 4280 | 0 | 59.48 | 58.62 | 5 | 0
2015 | SPP_S_2_ENT | SPP_S | ENT | Internal | Summer | B8 | 500 | 4280 | 0 | 58.06 | 58.62 | 5 | 0
2015 | SPP_S_2_ENT | SPP_S | ENT | Internal | Summer | B9 | 800 | 4280 | 0 | 56.06 | 58.19 | 5 | 0
2015 | SPP_S_2_ENT | SPP_S | ENT | Internal | Summer | B10 | 1262 | 4280 | 0 | 55.94 | 56.26 | 5 | 0
2015 | SPP_S_2_ENT | SPP_S | ENT | Internal | Winter | B16 | 25 | 4280 | 548.81 | 69.89 | 74.89 | 5 | 0
2015 | SPP_S_2_ENT | SPP_S | ENT | Internal | Winter | B17 | 100 | 4280 | 0 | 60.75 | 61.82 | 5 | 0
2015 | SPP_S_2_ENT | SPP_S | ENT | Internal | Winter | B18 | 400 | 4280 | 0 | 59.79 | 61.82 | 5 | 0
2015 | SPP_S_2_ENT | SPP_S | ENT | Internal | Winter | B19 | 700 | 4280 | 0 | 59.67 | 59.76 | 5 | 0
2015 | SPP_S_2_ENT | SPP_S | ENT | Internal | Winter | B20 | 935 | 4280 | 0 | 56.04 | 59.76 | 5 | 0
2015 | SPP_S_2_SPP_N | SPP_S | SPP_N | Internal | Shoulder | B11 | 25 | 640 | 640 | 82.96 | 84.57 | 0.01 | 1.6
2015 | SPP_S_2_SPP_N | SPP_S | SPP_N | Internal | Shoulder | B12 | 200 | 640 | 188.67 | 59.97 | 59.99 | 0.01 | 0
2015 | SPP_S_2_SPP_N | SPP_S | SPP_N | Internal | Shoulder | B13 | 600 | 640 | 121.07 | 57.59 | 57.6 | 0.01 | 0
2015 | SPP_S_2_SPP_N | SPP_S | SPP_N | Internal | Shoulder | B14 | 900 | 640 | 0 | 57.33 | 57.32 | 0.01 | 0
2015 | SPP_S_2_SPP_N | SPP_S | SPP_N | Internal | Shoulder | B15 | 1203 | 640 | 0 | 57.33 | 57.32 | 0.01 | 0
2015 | SPP_S_2_SPP_N | SPP_S | SPP_N | Internal | Summer | B1 | 10 | 640 | 640 | 90.34 | 92.49 | 0.01 | 2.15
2015 | SPP_S_2_SPP_N | SPP_S | SPP_N | Internal | Summer | B2 | 25 | 640 | 640 | 90.34 | 92.49 | 0.01 | 2.15
2015 | SPP_S_2_SPP_N | SPP_S | SPP_N | Internal | Summer | B3 | 75 | 640 | 640 | 84.77 | 92.49 | 0.01 | 7.71
2015 | SPP_S_2_SPP_N | SPP_S | SPP_N | Internal | Summer | B4 | 100 | 640 | 640 | 83.69 | 87.21 | 0.01 | 3.51
2015 | SPP_S_2_SPP_N | SPP_S | SPP_N | Internal | Summer | B5 | 200 | 640 | 640 | 81.1 | 81.93 | 0.01 | 0.82
2015 | SPP_S_2_SPP_N | SPP_S | SPP_N | Internal | Summer | B6 | 300 | 640 | 0 | 70.8 | 70.79 | 0.01 | 0
2015 | SPP_S_2_SPP_N | SPP_S | SPP_N | Internal | Summer | B7 | 400 | 640 | 0 | 59.48 | 59.47 | 0.01 | 0
2015 | SPP_S_2_SPP_N | SPP_S | SPP_N | Internal | Summer | B8 | 500 | 640 | 0 | 58.06 | 58.05 | 0.01 | 0
2015 | SPP_S_2_SPP_N | SPP_S | SPP_N | Internal | Summer | B9 | 800 | 640 | 0 | 56.06 | 56.05 | 0.01 | 0
2015 | SPP_S_2_SPP_N | SPP_S | SPP_N | Internal | Summer | B10 | 1262 | 640 | 0 | 55.94 | 55.92 | 0.01 | 0
2015 | SPP_S_2_SPP_N | SPP_S | SPP_N | Internal | Winter | B16 | 25 | 640 | 18.95 | 69.89 | 69.91 | 0.01 | 0
2015 | SPP_S_2_SPP_N | SPP_S | SPP_N | Internal | Winter | B17 | 100 | 640 | 0 | 60.75 | 60.73 | 0.01 | 0
2015 | SPP_S_2_SPP_N | SPP_S | SPP_N | Internal | Winter | B18 | 400 | 640 | 0 | 59.79 | 59.77 | 0.01 | 0
2015 | SPP_S_2_SPP_N | SPP_S | SPP_N | Internal | Winter | B19 | 700 | 640 | 0 | 59.67 | 59.66 | 0.01 | 0
2015 | SPP_S_2_SPP_N | SPP_S | SPP_N | Internal | Winter | B20 | 935 | 640 | 0 | 56.04 | 56.03 | 0.01 | 0
2015 | TVA_2_ENT | TVA | ENT | Internal | Shoulder | B11 | 25 | 500 | 0 | 81.59 | 84.72 | 9 | 0
2015 | TVA_2_ENT | TVA | ENT | Internal | Shoulder | B12 | 200 | 500 | 0 | 61.7 | 59.84 | 9 | 0
2015 | TVA_2_ENT | TVA | ENT | Internal | Shoulder | B13 | 600 | 500 | 0 | 60.2 | 59.4 | 9 | 0
2015 | TVA_2_ENT | TVA | ENT | Internal | Shoulder | B14 | 900 | 500 | 0 | 60.2 | 59.4 | 9 | 0
2015 | TVA_2_ENT | TVA | ENT | Internal | Shoulder | B15 | 1203 | 500 | 0 | 60.2 | 57.43 | 9 | 0
2015 | TVA_2_ENT | TVA | ENT | Internal | Summer | B1 | 10 | 500 | 0 | 99.68 | 91.67 | 9 | 0
2015 | TVA_2_ENT | TVA | ENT | Internal | Summer | B2 | 25 | 500 | 0 | 96.18 | 89.77 | 9 | 0
2015 | TVA_2_ENT | TVA | ENT | Internal | Summer | B3 | 75 | 500 | 0 | 95.42 | 89.77 | 9 | 0
2015 | TVA_2_ENT | TVA | ENT | Internal | Summer | B4 | 100 | 500 | 0 | 90.64 | 88.69 | 9 | 0
2015 | TVA_2_ENT | TVA | ENT | Internal | Summer | B5 | 200 | 500 | 0 | 76.68 | 82.95 | 9 | 0
2015 | TVA_2_ENT | TVA | ENT | Internal | Summer | B6 | 300 | 500 | 303.59 | 61.76 | 70.76 | 9 | 0
2015 | TVA_2_ENT | TVA | ENT | Internal | Summer | B7 | 400 | 500 | 0 | 58.56 | 58.62 | 9 | 0
2015 | TVA_2_ENT | TVA | ENT | Internal | Summer | B8 | 500 | 500 | 0 | 58.23 | 58.62 | 9 | 0
2015 | TVA_2_ENT | TVA | ENT | Internal | Summer | B9 | 800 | 500 | 0 | 58.23 | 58.19 | 9 | 0
2015 | TVA_2_ENT | TVA | ENT | Internal | Summer | B10 | 1262 | 500 | 0 | 55.73 | 56.26 | 9 | 0
2015 | TVA_2_ENT | TVA | ENT | Internal | Winter | B16 | 25 | 500 | 0 | 82.91 | 74.89 | 9 | 0
2015 | TVA_2_ENT | TVA | ENT | Internal | Winter | B17 | 100 | 500 | 0 | 64.24 | 61.82 | 9 | 0
2015 | TVA_2_ENT | TVA | ENT | Internal | Winter | B18 | 400 | 500 | 0 | 61.58 | 61.82 | 9 | 0
2015 | TVA_2_ENT | TVA | ENT | Internal | Winter | B19 | 700 | 500 | 0 | 61.58 | 59.76 | 9 | 0
2015 | TVA_2_ENT | TVA | ENT | Internal | Winter | B20 | 935 | 500 | 0 | 61.57 | 59.76 | 9 | 0
2015 | TVA_2_NonRTO_Midwest | TVA | NonRTO_Midwest | Internal | Shoulder | B11 | 25 | 100 | 0 | 81.59 | 85.57 | 9 | 0
2015 | TVA_2_NonRTO_Midwest | TVA | NonRTO_Midwest | Internal | Shoulder | B12 | 200 | 100 | 0 | 61.7 | 70.38 | 9 | 0
2015 | TVA_2_NonRTO_Midwest | TVA | NonRTO_Midwest | Internal | Shoulder | B13 | 600 | 100 | 0 | 60.2 | 65.45 | 9 | 0
2015 | TVA_2_NonRTO_Midwest | TVA | NonRTO_Midwest | Internal | Shoulder | B14 | 900 | 100 | 0 | 60.2 | 56.69 | 9 | 0
2015 | TVA_2_NonRTO_Midwest | TVA | NonRTO_Midwest | Internal | Shoulder | B15 | 1203 | 100 | 0 | 60.2 | 56.17 | 9 | 0
2015 | TVA_2_NonRTO_Midwest | TVA | NonRTO_Midwest | Internal | Summer | B1 | 10 | 100 | 0 | 99.68 | 96.16 | 9 | 0
2015 | TVA_2_NonRTO_Midwest | TVA | NonRTO_Midwest | Internal | Summer | B2 | 25 | 100 | 0 | 96.18 | 96.16 | 9 | 0
2015 | TVA_2_NonRTO_Midwest | TVA | NonRTO_Midwest | Internal | Summer | B3 | 75 | 100 | 0 | 95.42 | 96.16 | 9 | 0
2015 | TVA_2_NonRTO_Midwest | TVA | NonRTO_Midwest | Internal | Summer | B4 | 100 | 100 | 0 | 90.64 | 94.6 | 9 | 0
2015 | TVA_2_NonRTO_Midwest | TVA | NonRTO_Midwest | Internal | Summer | B5 | 200 | 100 | 0 | 76.68 | 82.93 | 9 | 0
2015 | TVA_2_NonRTO_Midwest | TVA | NonRTO_Midwest | Internal | Summer | B6 | 300 | 100 | 20.7 | 61.76 | 70.76 | 9 | 0
2015 | TVA_2_NonRTO_Midwest | TVA | NonRTO_Midwest | Internal | Summer | B7 | 400 | 100 | 0 | 58.56 | 56.69 | 9 | 0
2015 | TVA_2_NonRTO_Midwest | TVA | NonRTO_Midwest | Internal | Summer | B8 | 500 | 100 | 0 | 58.23 | 56.68 | 9 | 0
2015 | TVA_2_NonRTO_Midwest | TVA | NonRTO_Midwest | Internal | Summer | B9 | 800 | 100 | 0 | 58.23 | 54.92 | 9 | 0
2015 | TVA_2_NonRTO_Midwest | TVA | NonRTO_Midwest | Internal | Summer | B10 | 1262 | 100 | 0 | 55.73 | 53.97 | 9 | 0
2015 | TVA_2_NonRTO_Midwest | TVA | NonRTO_Midwest | Internal | Winter | B16 | 25 | 100 | 0 | 82.91 | 82.91 | 9 | 0
2015 | TVA_2_NonRTO_Midwest | TVA | NonRTO_Midwest | Internal | Winter | B17 | 100 | 100 | 100 | 64.24 | 73.75 | 9 | 0.5
2015 | TVA_2_NonRTO_Midwest | TVA | NonRTO_Midwest | Internal | Winter | B18 | 400 | 100 | 0 | 61.58 | 66.8 | 9 | 0
2015 | TVA_2_NonRTO_Midwest | TVA | NonRTO_Midwest | Internal | Winter | B19 | 700 | 100 | 0 | 61.58 | 56.72 | 9 | 0
2015 | TVA_2_NonRTO_Midwest | TVA | NonRTO_Midwest | Internal | Winter | B20 | 935 | 100 | 0 | 61.57 | 56.23 | 9 | 0
2015 | TVA_2_PJM_ROR | TVA | PJM_ROR | Internal | Shoulder | B11 | 25 | 500 | 0 | 81.59 | 75.58 | 9 | 0
2015 | TVA_2_PJM_ROR | TVA | PJM_ROR | Internal | Shoulder | B12 | 200 | 500 | 0 | 61.7 | 64.38 | 9 | 0
2015 | TVA_2_PJM_ROR | TVA | PJM_ROR | Internal | Shoulder | B13 | 600 | 500 | 0 | 60.2 | 59.6 | 9 | 0
2015 | TVA_2_PJM_ROR | TVA | PJM_ROR | Internal | Shoulder | B14 | 900 | 500 | 0 | 60.2 | 58.14 | 9 | 0
2015 | TVA_2_PJM_ROR | TVA | PJM_ROR | Internal | Shoulder | B15 | 1203 | 500 | 0 | 60.2 | 54.9 | 9 | 0
2015 | TVA_2_PJM_ROR | TVA | PJM_ROR | Internal | Summer | B1 | 10 | 500 | 0 | 99.68 | 93.67 | 9 | 0
2015 | TVA_2_PJM_ROR | TVA | PJM_ROR | Internal | Summer | B2 | 25 | 500 | 0 | 96.18 | 90.16 | 9 | 0
2015 | TVA_2_PJM_ROR | TVA | PJM_ROR | Internal | Summer | B3 | 75 | 500 | 0 | 95.42 | 89.41 | 9 | 0
2015 | TVA_2_PJM_ROR | TVA | PJM_ROR | Internal | Summer | B4 | 100 | 500 | 0 | 90.64 | 84.63 | 9 | 0
2015 | TVA_2_PJM_ROR | TVA | PJM_ROR | Internal | Summer | B5 | 200 | 500 | 0 | 76.68 | 76.92 | 9 | 0
2015 | TVA_2_PJM_ROR | TVA | PJM_ROR | Internal | Summer | B6 | 300 | 500 | 0 | 61.76 | 65.76 | 9 | 0
2015 | TVA_2_PJM_ROR | TVA | PJM_ROR | Internal | Summer | B7 | 400 | 500 | 0 | 58.56 | 57.29 | 9 | 0
2015 | TVA_2_PJM_ROR | TVA | PJM_ROR | Internal | Summer | B8 | 500 | 500 | 0 | 58.23 | 55.92 | 9 | 0
2015 | TVA_2_PJM_ROR | TVA | PJM_ROR | Internal | Summer | B9 | 800 | 500 | 0 | 58.23 | 53.9 | 9 | 0
2015 | TVA_2_PJM_ROR | TVA | PJM_ROR | Internal | Summer | B10 | 1262 | 500 | 0 | 55.73 | 52.69 | 9 | 0
2015 | TVA_2_PJM_ROR | TVA | PJM_ROR | Internal | Winter | B16 | 25 | 500 | 0 | 82.91 | 76.89 | 9 | 0
2015 | TVA_2_PJM_ROR | TVA | PJM_ROR | Internal | Winter | B17 | 100 | 500 | 0 | 64.24 | 67.73 | 9 | 0
2015 | TVA_2_PJM_ROR | TVA | PJM_ROR | Internal | Winter | B18 | 400 | 500 | 0 | 61.58 | 60.8 | 9 | 0
2015 | TVA_2_PJM_ROR | TVA | PJM_ROR | Internal | Winter | B19 | 700 | 500 | 0 | 61.58 | 59.92 | 9 | 0
2015 | TVA_2_PJM_ROR | TVA | PJM_ROR | Internal | Winter | B20 | 935 | 500 | 0 | 61.57 | 55.56 | 9 | 0
2015 | TVA_2_SOCO | TVA | SOCO | Internal | Shoulder | B11 | 25 | 500 | 0 | 81.59 | 90.58 | 9 | 0
2015 | TVA_2_SOCO | TVA | SOCO | Internal | Shoulder | B12 | 200 | 500 | 0 | 61.7 | 62.58 | 9 | 0
2015 | TVA_2_SOCO | TVA | SOCO | Internal | Shoulder | B13 | 600 | 500 | 0 | 60.2 | 59.66 | 9 | 0
2015 | TVA_2_SOCO | TVA | SOCO | Internal | Shoulder | B14 | 900 | 500 | 0 | 60.2 | 59.66 | 9 | 0
2015 | TVA_2_SOCO | TVA | SOCO | Internal | Shoulder | B15 | 1203 | 500 | 0 | 60.2 | 59.66 | 9 | 0
2015 | TVA_2_SOCO | TVA | SOCO | Internal | Summer | B1 | 10 | 500 | 0 | 99.68 | 99.67 | 9 | 0
2015 | TVA_2_SOCO | TVA | SOCO | Internal | Summer | B2 | 25 | 500 | 0 | 96.18 | 97.77 | 9 | 0
2015 | TVA_2_SOCO | TVA | SOCO | Internal | Summer | B3 | 75 | 500 | 0 | 95.42 | 97.77 | 9 | 0
2015 | TVA_2_SOCO | TVA | SOCO | Internal | Summer | B4 | 100 | 500 | 0 | 90.64 | 97.77 | 9 | 0
2015 | TVA_2_SOCO | TVA | SOCO | Internal | Summer | B5 | 200 | 500 | 500 | 76.68 | 91 | 9 | 5.32
2015 | TVA_2_SOCO | TVA | SOCO | Internal | Summer | B6 | 300 | 500 | 500 | 61.76 | 78.76 | 9 | 8
2015 | TVA_2_SOCO | TVA | SOCO | Internal | Summer | B7 | 400 | 500 | 495.45 | 58.56 | 67.56 | 9 | 0
2015 | TVA_2_SOCO | TVA | SOCO | Internal | Summer | B8 | 500 | 500 | 0 | 58.23 | 66.62 | 9 | 0
2015 | TVA_2_SOCO | TVA | SOCO | Internal | Summer | B9 | 800 | 500 | 0 | 58.23 | 60.6 | 9 | 0
2015 | TVA_2_SOCO | TVA | SOCO | Internal | Summer | B10 | 1262 | 500 | 0 | 55.73 | 58.49 | 9 | 0
2015 | TVA_2_SOCO | TVA | SOCO | Internal | Winter | B16 | 25 | 500 | 0 | 82.91 | 84.54 | 9 | 0
2015 | TVA_2_SOCO | TVA | SOCO | Internal | Winter | B17 | 100 | 500 | 0 | 64.24 | 66.43 | 9 | 0
2015 | TVA_2_SOCO | TVA | SOCO | Internal | Winter | B18 | 400 | 500 | 0 | 61.58 | 62.04 | 9 | 0
2015 | TVA_2_SOCO | TVA | SOCO | Internal | Winter | B19 | 700 | 500 | 0 | 61.58 | 62.04 | 9 | 0
2015 | TVA_2_SOCO | TVA | SOCO | Internal | Winter | B20 | 935 | 500 | 0 | 61.57 | 62.04 | 9 | 0
2015 | TVA_2_VACAR | TVA | VACAR | Internal | Shoulder | B11 | 25 | 150 | 0 | 81.59 | 83.58 | 9 | 0
2015 | TVA_2_VACAR | TVA | VACAR | Internal | Shoulder | B12 | 200 | 150 | 0 | 61.7 | 70.02 | 9 | 0
2015 | TVA_2_VACAR | TVA | VACAR | Internal | Shoulder | B13 | 600 | 150 | 0 | 60.2 | 65.36 | 9 | 0
2015 | TVA_2_VACAR | TVA | VACAR | Internal | Shoulder | B14 | 900 | 150 | 0 | 60.2 | 64.14 | 9 | 0
2015 | TVA_2_VACAR | TVA | VACAR | Internal | Shoulder | B15 | 1203 | 150 | 0 | 60.2 | 60.9 | 9 | 0
2015 | TVA_2_VACAR | TVA | VACAR | Internal | Summer | B1 | 10 | 150 | 0 | 99.68 | 100.61 | 9 | 0
2015 | TVA_2_VACAR | TVA | VACAR | Internal | Summer | B2 | 25 | 150 | 0 | 96.18 | 100.61 | 9 | 0
2015 | TVA_2_VACAR | TVA | VACAR | Internal | Summer | B3 | 75 | 150 | 0 | 95.42 | 100.61 | 9 | 0
2015 | TVA_2_VACAR | TVA | VACAR | Internal | Summer | B4 | 100 | 150 | 0 | 90.64 | 90.77 | 9 | 0
2015 | TVA_2_VACAR | TVA | VACAR | Internal | Summer | B5 | 200 | 150 | 0 | 76.68 | 84 | 9 | 0
2015 | TVA_2_VACAR | TVA | VACAR | Internal | Summer | B6 | 300 | 150 | 150 | 61.76 | 71.76 | 9 | 1
2015 | TVA_2_VACAR | TVA | VACAR | Internal | Summer | B7 | 400 | 150 | 0 | 58.56 | 64.83 | 9 | 0
2015 | TVA_2_VACAR | TVA | VACAR | Internal | Summer | B8 | 500 | 150 | 0 | 58.23 | 61.92 | 9 | 0
2015 | TVA_2_VACAR | TVA | VACAR | Internal | Summer | B9 | 800 | 150 | 0 | 58.23 | 61.07 | 9 | 0
2015 | TVA_2_VACAR | TVA | VACAR | Internal | Summer | B10 | 1262 | 150 | 0 | 55.73 | 58.69 | 9 | 0
2015 | TVA_2_VACAR | TVA | VACAR | Internal | Winter | B16 | 25 | 150 | 0 | 82.91 | 91.89 | 9 | 0
2015 | TVA_2_VACAR | TVA | VACAR | Internal | Winter | B17 | 100 | 150 | 150 | 64.24 | 73.73 | 9 | 0.49
2015 | TVA_2_VACAR | TVA | VACAR | Internal | Winter | B18 | 400 | 150 | 0 | 61.58 | 66.8 | 9 | 0
2015 | TVA_2_VACAR | TVA | VACAR | Internal | Winter | B19 | 700 | 150 | 0 | 61.58 | 65.92 | 9 | 0
2015 | TVA_2_VACAR | TVA | VACAR | Internal | Winter | B20 | 935 | 150 | 0 | 61.57 | 61.56 | 9 | 0
2015 | TVA_Transmission_2_NonRTO_Midwest | TVA_Transmission | NonRTO_Midwest | Internal | Shoulder | B11 | 25 | 700 | 0 | 81.58 | 85.57 | 9 | 0
2015 | TVA_Transmission_2_NonRTO_Midwest | TVA_Transmission | NonRTO_Midwest | Internal | Shoulder | B12 | 200 | 700 | 0 | 65.21 | 70.38 | 9 | 0
2015 | TVA_Transmission_2_NonRTO_Midwest | TVA_Transmission | NonRTO_Midwest | Internal | Shoulder | B13 | 600 | 700 | 0 | 62.3 | 65.45 | 9 | 0
2015 | TVA_Transmission_2_NonRTO_Midwest | TVA_Transmission | NonRTO_Midwest | Internal | Shoulder | B14 | 900 | 700 | 0 | 61.32 | 56.69 | 9 | 0
2015 | TVA_Transmission_2_NonRTO_Midwest | TVA_Transmission | NonRTO_Midwest | Internal | Shoulder | B15 | 1203 | 700 | 0 | 60.53 | 56.17 | 9 | 0
2015 | TVA_Transmission_2_NonRTO_Midwest | TVA_Transmission | NonRTO_Midwest | Internal | Summer | B1 | 10 | 700 | 0 | 99.67 | 96.16 | 9 | 0
2015 | TVA_Transmission_2_NonRTO_Midwest | TVA_Transmission | NonRTO_Midwest | Internal | Summer | B2 | 25 | 700 | 0 | 96.16 | 96.16 | 9 | 0
2015 | TVA_Transmission_2_NonRTO_Midwest | TVA_Transmission | NonRTO_Midwest | Internal | Summer | B3 | 75 | 700 | 0 | 95.41 | 96.16 | 9 | 0
2015 | TVA_Transmission_2_NonRTO_Midwest | TVA_Transmission | NonRTO_Midwest | Internal | Summer | B4 | 100 | 700 | 0 | 90.63 | 94.6 | 9 | 0
2015 | TVA_Transmission_2_NonRTO_Midwest | TVA_Transmission | NonRTO_Midwest | Internal | Summer | B5 | 200 | 700 | 0 | 82.34 | 82.93 | 9 | 0
2015 | TVA_Transmission_2_NonRTO_Midwest | TVA_Transmission | NonRTO_Midwest | Internal | Summer | B6 | 300 | 700 | 0 | 70.51 | 70.76 | 9 | 0
2015 | TVA_Transmission_2_NonRTO_Midwest | TVA_Transmission | NonRTO_Midwest | Internal | Summer | B7 | 400 | 700 | 0 | 60.75 | 56.69 | 9 | 0
2015 | TVA_Transmission_2_NonRTO_Midwest | TVA_Transmission | NonRTO_Midwest | Internal | Summer | B8 | 500 | 700 | 0 | 59.83 | 56.68 | 9 | 0
2015 | TVA_Transmission_2_NonRTO_Midwest | TVA_Transmission | NonRTO_Midwest | Internal | Summer | B9 | 800 | 700 | 0 | 58.95 | 54.92 | 9 | 0
2015 | TVA_Transmission_2_NonRTO_Midwest | TVA_Transmission | NonRTO_Midwest | Internal | Summer | B10 | 1262 | 700 | 0 | 56.92 | 53.97 | 9 | 0
2015 | TVA_Transmission_2_NonRTO_Midwest | TVA_Transmission | NonRTO_Midwest | Internal | Winter | B16 | 25 | 700 | 0 | 82.89 | 82.91 | 9 | 0
2015 | TVA_Transmission_2_NonRTO_Midwest | TVA_Transmission | NonRTO_Midwest | Internal | Winter | B17 | 100 | 700 | 0 | 67.99 | 73.75 | 9 | 0
2015 | TVA_Transmission_2_NonRTO_Midwest | TVA_Transmission | NonRTO_Midwest | Internal | Winter | B18 | 400 | 700 | 0 | 63.67 | 66.8 | 9 | 0
2015 | TVA_Transmission_2_NonRTO_Midwest | TVA_Transmission | NonRTO_Midwest | Internal | Winter | B19 | 700 | 700 | 0 | 62.56 | 56.72 | 9 | 0
2015 | TVA_Transmission_2_NonRTO_Midwest | TVA_Transmission | NonRTO_Midwest | Internal | Winter | B20 | 935 | 700 | 0 | 61.56 | 56.23 | 9 | 0
2015 | TVA_Transmission_2_PJM_ROR | TVA_Transmission | PJM_ROR | Internal | Shoulder | B11 | 25 | 2000 | 0 | 81.58 | 75.58 | 9 | 0
2015 | TVA_Transmission_2_PJM_ROR | TVA_Transmission | PJM_ROR | Internal | Shoulder | B12 | 200 | 2000 | 0 | 65.21 | 64.38 | 9 | 0
2015 | TVA_Transmission_2_PJM_ROR | TVA_Transmission | PJM_ROR | Internal | Shoulder | B13 | 600 | 2000 | 0 | 62.3 | 59.6 | 9 | 0
2015 | TVA_Transmission_2_PJM_ROR | TVA_Transmission | PJM_ROR | Internal | Shoulder | B14 | 900 | 2000 | 0 | 61.32 | 58.14 | 9 | 0
2015 | TVA_Transmission_2_PJM_ROR | TVA_Transmission | PJM_ROR | Internal | Shoulder | B15 | 1203 | 2000 | 0 | 60.53 | 54.9 | 9 | 0
2015 | TVA_Transmission_2_PJM_ROR | TVA_Transmission | PJM_ROR | Internal | Summer | B1 | 10 | 2000 | 0 | 99.67 | 93.67 | 9 | 0
2015 | TVA_Transmission_2_PJM_ROR | TVA_Transmission | PJM_ROR | Internal | Summer | B2 | 25 | 2000 | 0 | 96.16 | 90.16 | 9 | 0
2015 | TVA_Transmission_2_PJM_ROR | TVA_Transmission | PJM_ROR | Internal | Summer | B3 | 75 | 2000 | 0 | 95.41 | 89.41 | 9 | 0
2015 | TVA_Transmission_2_PJM_ROR | TVA_Transmission | PJM_ROR | Internal | Summer | B4 | 100 | 2000 | 0 | 90.63 | 84.63 | 9 | 0
2015 | TVA_Transmission_2_PJM_ROR | TVA_Transmission | PJM_ROR | Internal | Summer | B5 | 200 | 2000 | 0 | 82.34 | 76.92 | 9 | 0
2015 | TVA_Transmission_2_PJM_ROR | TVA_Transmission | PJM_ROR | Internal | Summer | B6 | 300 | 2000 | 0 | 70.51 | 65.76 | 9 | 0
2015 | TVA_Transmission_2_PJM_ROR | TVA_Transmission | PJM_ROR | Internal | Summer | B7 | 400 | 2000 | 0 | 60.75 | 57.29 | 9 | 0
2015 | TVA_Transmission_2_PJM_ROR | TVA_Transmission | PJM_ROR | Internal | Summer | B8 | 500 | 2000 | 0 | 59.83 | 55.92 | 9 | 0
2015 | TVA_Transmission_2_PJM_ROR | TVA_Transmission | PJM_ROR | Internal | Summer | B9 | 800 | 2000 | 0 | 58.95 | 53.9 | 9 | 0
2015 | TVA_Transmission_2_PJM_ROR | TVA_Transmission | PJM_ROR | Internal | Summer | B10 | 1262 | 2000 | 0 | 56.92 | 52.69 | 9 | 0
2015 | TVA_Transmission_2_PJM_ROR | TVA_Transmission | PJM_ROR | Internal | Winter | B16 | 25 | 2000 | 0 | 82.89 | 76.89 | 9 | 0
2015 | TVA_Transmission_2_PJM_ROR | TVA_Transmission | PJM_ROR | Internal | Winter | B17 | 100 | 2000 | 0 | 67.99 | 67.73 | 9 | 0
2015 | TVA_Transmission_2_PJM_ROR | TVA_Transmission | PJM_ROR | Internal | Winter | B18 | 400 | 2000 | 0 | 63.67 | 60.8 | 9 | 0
2015 | TVA_Transmission_2_PJM_ROR | TVA_Transmission | PJM_ROR | Internal | Winter | B19 | 700 | 2000 | 0 | 62.56 | 59.92 | 9 | 0
2015 | TVA_Transmission_2_PJM_ROR | TVA_Transmission | PJM_ROR | Internal | Winter | B20 | 935 | 2000 | 0 | 61.56 | 55.56 | 9 | 0
2015 | TVA_Transmission_2_SOCO | TVA_Transmission | SOCO | Internal | Shoulder | B11 | 25 | 3200 | 555.93 | 81.58 | 90.58 | 9 | 0
2015 | TVA_Transmission_2_SOCO | TVA_Transmission | SOCO | Internal | Shoulder | B12 | 200 | 3200 | 0 | 65.21 | 62.58 | 9 | 0
2015 | TVA_Transmission_2_SOCO | TVA_Transmission | SOCO | Internal | Shoulder | B13 | 600 | 3200 | 0 | 62.3 | 59.66 | 9 | 0
2015 | TVA_Transmission_2_SOCO | TVA_Transmission | SOCO | Internal | Shoulder | B14 | 900 | 3200 | 0 | 61.32 | 59.66 | 9 | 0
2015 | TVA_Transmission_2_SOCO | TVA_Transmission | SOCO | Internal | Shoulder | B15 | 1203 | 3200 | 0 | 60.53 | 59.66 | 9 | 0
2015 | TVA_Transmission_2_SOCO | TVA_Transmission | SOCO | Internal | Summer | B1 | 10 | 3200 | 0 | 99.67 | 99.67 | 9 | 0
2015 | TVA_Transmission_2_SOCO | TVA_Transmission | SOCO | Internal | Summer | B2 | 25 | 3200 | 0 | 96.16 | 97.77 | 9 | 0
2015 | TVA_Transmission_2_SOCO | TVA_Transmission | SOCO | Internal | Summer | B3 | 75 | 3200 | 0 | 95.41 | 97.77 | 9 | 0
2015 | TVA_Transmission_2_SOCO | TVA_Transmission | SOCO | Internal | Summer | B4 | 100 | 3200 | 0 | 90.63 | 97.77 | 9 | 0
2015 | TVA_Transmission_2_SOCO | TVA_Transmission | SOCO | Internal | Summer | B5 | 200 | 3200 | 0 | 82.34 | 91 | 9 | 0
2015 | TVA_Transmission_2_SOCO | TVA_Transmission | SOCO | Internal | Summer | B6 | 300 | 3200 | 0 | 70.51 | 78.76 | 9 | 0
2015 | TVA_Transmission_2_SOCO | TVA_Transmission | SOCO | Internal | Summer | B7 | 400 | 3200 | 0 | 60.75 | 67.56 | 9 | 0
2015 | TVA_Transmission_2_SOCO | TVA_Transmission | SOCO | Internal | Summer | B8 | 500 | 3200 | 0 | 59.83 | 66.62 | 9 | 0
2015 | TVA_Transmission_2_SOCO | TVA_Transmission | SOCO | Internal | Summer | B9 | 800 | 3200 | 0 | 58.95 | 60.6 | 9 | 0
2015 | TVA_Transmission_2_SOCO | TVA_Transmission | SOCO | Internal | Summer | B10 | 1262 | 3200 | 0 | 56.92 | 58.49 | 9 | 0
2015 | TVA_Transmission_2_SOCO | TVA_Transmission | SOCO | Internal | Winter | B16 | 25 | 3200 | 0 | 82.89 | 84.54 | 9 | 0
2015 | TVA_Transmission_2_SOCO | TVA_Transmission | SOCO | Internal | Winter | B17 | 100 | 3200 | 0 | 67.99 | 66.43 | 9 | 0
2015 | TVA_Transmission_2_SOCO | TVA_Transmission | SOCO | Internal | Winter | B18 | 400 | 3200 | 0 | 63.67 | 62.04 | 9 | 0
2015 | TVA_Transmission_2_SOCO | TVA_Transmission | SOCO | Internal | Winter | B19 | 700 | 3200 | 0 | 62.56 | 62.04 | 9 | 0
2015 | TVA_Transmission_2_SOCO | TVA_Transmission | SOCO | Internal | Winter | B20 | 935 | 3200 | 0 | 61.56 | 62.04 | 9 | 0
2015 | TVA_Transmission_2_TVA | TVA_Transmission | TVA | Internal | Shoulder | B11 | 25 | 99999 | 680.17 | 81.58 | 81.59 | 0.01 | 0
2015 | TVA_Transmission_2_TVA | TVA_Transmission | TVA | Internal | Shoulder | B12 | 200 | 99999 | 0 | 65.21 | 61.7 | 0.01 | 0
2015 | TVA_Transmission_2_TVA | TVA_Transmission | TVA | Internal | Shoulder | B13 | 600 | 99999 | 0 | 62.3 | 60.2 | 0.01 | 0
2015 | TVA_Transmission_2_TVA | TVA_Transmission | TVA | Internal | Shoulder | B14 | 900 | 99999 | 0 | 61.32 | 60.2 | 0.01 | 0
2015 | TVA_Transmission_2_TVA | TVA_Transmission | TVA | Internal | Shoulder | B15 | 1203 | 99999 | 0 | 60.53 | 60.2 | 0.01 | 0
2015 | TVA_Transmission_2_TVA | TVA_Transmission | TVA | Internal | Summer | B1 | 10 | 99999 | 3103.96 | 99.67 | 99.68 | 0.01 | 0
2015 | TVA_Transmission_2_TVA | TVA_Transmission | TVA | Internal | Summer | B2 | 25 | 99999 | 2437.99 | 96.16 | 96.18 | 0.01 | 0
2015 | TVA_Transmission_2_TVA | TVA_Transmission | TVA | Internal | Summer | B3 | 75 | 99999 | 1167.67 | 95.41 | 95.42 | 0.01 | 0
2015 | TVA_Transmission_2_TVA | TVA_Transmission | TVA | Internal | Summer | B4 | 100 | 99999 | 592.01 | 90.63 | 90.64 | 0.01 | 0
2015 | TVA_Transmission_2_TVA | TVA_Transmission | TVA | Internal | Summer | B5 | 200 | 99999 | 0 | 82.34 | 76.68 | 0.01 | 0
2015 | TVA_Transmission_2_TVA | TVA_Transmission | TVA | Internal | Summer | B6 | 300 | 99999 | 0 | 70.51 | 61.76 | 0.01 | 0
2015 | TVA_Transmission_2_TVA | TVA_Transmission | TVA | Internal | Summer | B7 | 400 | 99999 | 0 | 60.75 | 58.56 | 0.01 | 0
2015 | TVA_Transmission_2_TVA | TVA_Transmission | TVA | Internal | Summer | B8 | 500 | 99999 | 0 | 59.83 | 58.23 | 0.01 | 0
2015 | TVA_Transmission_2_TVA | TVA_Transmission | TVA | Internal | Summer | B9 | 800 | 99999 | 0 | 58.95 | 58.23 | 0.01 | 0
2015 | TVA_Transmission_2_TVA | TVA_Transmission | TVA | Internal | Summer | B10 | 1262 | 99999 | 0 | 56.92 | 55.73 | 0.01 | 0
2015 | TVA_Transmission_2_TVA | TVA_Transmission | TVA | Internal | Winter | B16 | 25 | 99999 | 2641.73 | 82.89 | 82.91 | 0.01 | 0
2015 | TVA_Transmission_2_TVA | TVA_Transmission | TVA | Internal | Winter | B17 | 100 | 99999 | 0 | 67.99 | 64.24 | 0.01 | 0
2015 | TVA_Transmission_2_TVA | TVA_Transmission | TVA | Internal | Winter | B18 | 400 | 99999 | 0 | 63.67 | 61.58 | 0.01 | 0
2015 | TVA_Transmission_2_TVA | TVA_Transmission | TVA | Internal | Winter | B19 | 700 | 99999 | 0 | 62.56 | 61.58 | 0.01 | 0
2015 | TVA_Transmission_2_TVA | TVA_Transmission | TVA | Internal | Winter | B20 | 935 | 99999 | 1403.08 | 61.56 | 61.57 | 0.01 | 0
2015 | TVA_Transmission_2_VACAR | TVA_Transmission | VACAR | Internal | Shoulder | B11 | 25 | 900 | 0 | 81.58 | 83.58 | 9 | 0
2015 | TVA_Transmission_2_VACAR | TVA_Transmission | VACAR | Internal | Shoulder | B12 | 200 | 900 | 0 | 65.21 | 70.02 | 9 | 0
2015 | TVA_Transmission_2_VACAR | TVA_Transmission | VACAR | Internal | Shoulder | B13 | 600 | 900 | 0 | 62.3 | 65.36 | 9 | 0
2015 | TVA_Transmission_2_VACAR | TVA_Transmission | VACAR | Internal | Shoulder | B14 | 900 | 900 | 0 | 61.32 | 64.14 | 9 | 0
2015 | TVA_Transmission_2_VACAR | TVA_Transmission | VACAR | Internal | Shoulder | B15 | 1203 | 900 | 0 | 60.53 | 60.9 | 9 | 0
2015 | TVA_Transmission_2_VACAR | TVA_Transmission | VACAR | Internal | Summer | B1 | 10 | 900 | 0 | 99.67 | 100.61 | 9 | 0
2015 | TVA_Transmission_2_VACAR | TVA_Transmission | VACAR | Internal | Summer | B2 | 25 | 900 | 0 | 96.16 | 100.61 | 9 | 0
2015 | TVA_Transmission_2_VACAR | TVA_Transmission | VACAR | Internal | Summer | B3 | 75 | 900 | 0 | 95.41 | 100.61 | 9 | 0
2015 | TVA_Transmission_2_VACAR | TVA_Transmission | VACAR | Internal | Summer | B4 | 100 | 900 | 0 | 90.63 | 90.77 | 9 | 0
2015 | TVA_Transmission_2_VACAR | TVA_Transmission | VACAR | Internal | Summer | B5 | 200 | 900 | 0 | 82.34 | 84 | 9 | 0
2015 | TVA_Transmission_2_VACAR | TVA_Transmission | VACAR | Internal | Summer | B6 | 300 | 900 | 0 | 70.51 | 71.76 | 9 | 0
2015 | TVA_Transmission_2_VACAR | TVA_Transmission | VACAR | Internal | Summer | B7 | 400 | 900 | 0 | 60.75 | 64.83 | 9 | 0
2015 | TVA_Transmission_2_VACAR | TVA_Transmission | VACAR | Internal | Summer | B8 | 500 | 900 | 0 | 59.83 | 61.92 | 9 | 0
2015 | TVA_Transmission_2_VACAR | TVA_Transmission | VACAR | Internal | Summer | B9 | 800 | 900 | 0 | 58.95 | 61.07 | 9 | 0
2015 | TVA_Transmission_2_VACAR | TVA_Transmission | VACAR | Internal | Summer | B10 | 1262 | 900 | 0 | 56.92 | 58.69 | 9 | 0
2015 | TVA_Transmission_2_VACAR | TVA_Transmission | VACAR | Internal | Winter | B16 | 25 | 900 | 695.12 | 82.89 | 91.89 | 9 | 0
2015 | TVA_Transmission_2_VACAR | TVA_Transmission | VACAR | Internal | Winter | B17 | 100 | 900 | 0 | 67.99 | 73.73 | 9 | 0
2015 | TVA_Transmission_2_VACAR | TVA_Transmission | VACAR | Internal | Winter | B18 | 400 | 900 | 0 | 63.67 | 66.8 | 9 | 0
2015 | TVA_Transmission_2_VACAR | TVA_Transmission | VACAR | Internal | Winter | B19 | 700 | 900 | 0 | 62.56 | 65.92 | 9 | 0
2015 | TVA_Transmission_2_VACAR | TVA_Transmission | VACAR | Internal | Winter | B20 | 935 | 900 | 0 | 61.56 | 61.56 | 9 | 0
2015 | VACAR_2_PJM_ROR | VACAR | PJM_ROR | Internal | Shoulder | B11 | 25 | 2000 | 0 | 83.58 | 75.58 | 7 | 0
2015 | VACAR_2_PJM_ROR | VACAR | PJM_ROR | Internal | Shoulder | B12 | 200 | 2000 | 0 | 70.02 | 64.38 | 7 | 0
2015 | VACAR_2_PJM_ROR | VACAR | PJM_ROR | Internal | Shoulder | B13 | 600 | 2000 | 0 | 65.36 | 59.6 | 7 | 0
2015 | VACAR_2_PJM_ROR | VACAR | PJM_ROR | Internal | Shoulder | B14 | 900 | 2000 | 0 | 64.14 | 58.14 | 7 | 0
2015 | VACAR_2_PJM_ROR | VACAR | PJM_ROR | Internal | Shoulder | B15 | 1203 | 2000 | 0 | 60.9 | 54.9 | 7 | 0
2015 | VACAR_2_PJM_ROR | VACAR | PJM_ROR | Internal | Summer | B1 | 10 | 2000 | 0 | 100.61 | 93.67 | 7 | 0
2015 | VACAR_2_PJM_ROR | VACAR | PJM_ROR | Internal | Summer | B2 | 25 | 2000 | 0 | 100.61 | 90.16 | 7 | 0
2015 | VACAR_2_PJM_ROR | VACAR | PJM_ROR | Internal | Summer | B3 | 75 | 2000 | 0 | 100.61 | 89.41 | 7 | 0
2015 | VACAR_2_PJM_ROR | VACAR | PJM_ROR | Internal | Summer | B4 | 100 | 2000 | 0 | 90.77 | 84.63 | 7 | 0
2015 | VACAR_2_PJM_ROR | VACAR | PJM_ROR | Internal | Summer | B5 | 200 | 2000 | 0 | 84 | 76.92 | 7 | 0
2015 | VACAR_2_PJM_ROR | VACAR | PJM_ROR | Internal | Summer | B6 | 300 | 2000 | 0 | 71.76 | 65.76 | 7 | 0
2015 | VACAR_2_PJM_ROR | VACAR | PJM_ROR | Internal | Summer | B7 | 400 | 2000 | 0 | 64.83 | 57.29 | 7 | 0
2015 | VACAR_2_PJM_ROR | VACAR | PJM_ROR | Internal | Summer | B8 | 500 | 2000 | 0 | 61.92 | 55.92 | 7 | 0
2015 | VACAR_2_PJM_ROR | VACAR | PJM_ROR | Internal | Summer | B9 | 800 | 2000 | 0 | 61.07 | 53.9 | 7 | 0
2015 | VACAR_2_PJM_ROR | VACAR | PJM_ROR | Internal | Summer | B10 | 1262 | 2000 | 0 | 58.69 | 52.69 | 7 | 0
2015 | VACAR_2_PJM_ROR | VACAR | PJM_ROR | Internal | Winter | B16 | 25 | 2000 | 0 | 91.89 | 76.89 | 7 | 0
2015 | VACAR_2_PJM_ROR | VACAR | PJM_ROR | Internal | Winter | B17 | 100 | 2000 | 0 | 73.73 | 67.73 | 7 | 0
2015 | VACAR_2_PJM_ROR | VACAR | PJM_ROR | Internal | Winter | B18 | 400 | 2000 | 0 | 66.8 | 60.8 | 7 | 0
2015 | VACAR_2_PJM_ROR | VACAR | PJM_ROR | Internal | Winter | B19 | 700 | 2000 | 0 | 65.92 | 59.92 | 7 | 0
2015 | VACAR_2_PJM_ROR | VACAR | PJM_ROR | Internal | Winter | B20 | 935 | 2000 | 0 | 61.56 | 55.56 | 7 | 0
2015 | VACAR_2_SOCO | VACAR | SOCO | Internal | Shoulder | B11 | 25 | 3000 | 2766.8 | 83.58 | 90.58 | 7 | 0
2015 | VACAR_2_SOCO | VACAR | SOCO | Internal | Shoulder | B12 | 200 | 3000 | 0 | 70.02 | 62.58 | 7 | 0
2015 | VACAR_2_SOCO | VACAR | SOCO | Internal | Shoulder | B13 | 600 | 3000 | 0 | 65.36 | 59.66 | 7 | 0
2015 | VACAR_2_SOCO | VACAR | SOCO | Internal | Shoulder | B14 | 900 | 3000 | 0 | 64.14 | 59.66 | 7 | 0
2015 | VACAR_2_SOCO | VACAR | SOCO | Internal | Shoulder | B15 | 1203 | 3000 | 0 | 60.9 | 59.66 | 7 | 0
2015 | VACAR_2_SOCO | VACAR | SOCO | Internal | Summer | B1 | 10 | 3000 | 0 | 100.61 | 99.67 | 7 | 0
2015 | VACAR_2_SOCO | VACAR | SOCO | Internal | Summer | B2 | 25 | 3000 | 0 | 100.61 | 97.77 | 7 | 0
2015 | VACAR_2_SOCO | VACAR | SOCO | Internal | Summer | B3 | 75 | 3000 | 0 | 100.61 | 97.77 | 7 | 0
2015 | VACAR_2_SOCO | VACAR | SOCO | Internal | Summer | B4 | 100 | 3000 | 585.65 | 90.77 | 97.77 | 7 | 0
2015 | VACAR_2_SOCO | VACAR | SOCO | Internal | Summer | B5 | 200 | 3000 | 2177.7 | 84 | 91 | 7 | 0
2015 | VACAR_2_SOCO | VACAR | SOCO | Internal | Summer | B6 | 300 | 3000 | 443.9 | 71.76 | 78.76 | 7 | 0
2015 | VACAR_2_SOCO | VACAR | SOCO | Internal | Summer | B7 | 400 | 3000 | 0 | 64.83 | 67.56 | 7 | 0
2015 | VACAR_2_SOCO | VACAR | SOCO | Internal | Summer | B8 | 500 | 3000 | 0 | 61.92 | 66.62 | 7 | 0
2015 | VACAR_2_SOCO | VACAR | SOCO | Internal | Summer | B9 | 800 | 3000 | 0 | 61.07 | 60.6 | 7 | 0
2015 | VACAR_2_SOCO | VACAR | SOCO | Internal | Summer | B10 | 1262 | 3000 | 0 | 58.69 | 58.49 | 7 | 0
2015 | VACAR_2_SOCO | VACAR | SOCO | Internal | Winter | B16 | 25 | 3000 | 0 | 91.89 | 84.54 | 7 | 0
2015 | VACAR_2_SOCO | VACAR | SOCO | Internal | Winter | B17 | 100 | 3000 | 0 | 73.73 | 66.43 | 7 | 0
2015 | VACAR_2_SOCO | VACAR | SOCO | Internal | Winter | B18 | 400 | 3000 | 0 | 66.8 | 62.04 | 7 | 0
2015 | VACAR_2_SOCO | VACAR | SOCO | Internal | Winter | B19 | 700 | 3000 | 0 | 65.92 | 62.04 | 7 | 0
2015 | VACAR_2_SOCO | VACAR | SOCO | Internal | Winter | B20 | 935 | 3000 | 0 | 61.56 | 62.04 | 7 | 0
2015 | VACAR_2_TVA_Transmission | VACAR | TVA_Transmission | Internal | Shoulder | B11 | 25 | 900 | 0 | 83.58 | 81.58 | 7 | 0
2015 | VACAR_2_TVA_Transmission | VACAR | TVA_Transmission | Internal | Shoulder | B12 | 200 | 900 | 0 | 70.02 | 65.21 | 7 | 0
2015 | VACAR_2_TVA_Transmission | VACAR | TVA_Transmission | Internal | Shoulder | B13 | 600 | 900 | 0 | 65.36 | 62.3 | 7 | 0
2015 | VACAR_2_TVA_Transmission | VACAR | TVA_Transmission | Internal | Shoulder | B14 | 900 | 900 | 0 | 64.14 | 61.32 | 7 | 0
2015 | VACAR_2_TVA_Transmission | VACAR | TVA_Transmission | Internal | Shoulder | B15 | 1203 | 900 | 0 | 60.9 | 60.53 | 7 | 0
2015 | VACAR_2_TVA_Transmission | VACAR | TVA_Transmission | Internal | Summer | B1 | 10 | 900 | 0 | 100.61 | 99.67 | 7 | 0
2015 | VACAR_2_TVA_Transmission | VACAR | TVA_Transmission | Internal | Summer | B2 | 25 | 900 | 0 | 100.61 | 96.16 | 7 | 0
2015 | VACAR_2_TVA_Transmission | VACAR | TVA_Transmission | Internal | Summer | B3 | 75 | 900 | 0 | 100.61 | 95.41 | 7 | 0
2015 | VACAR_2_TVA_Transmission | VACAR | TVA_Transmission | Internal | Summer | B4 | 100 | 900 | 0 | 90.77 | 90.63 | 7 | 0
2015 | VACAR_2_TVA_Transmission | VACAR | TVA_Transmission | Internal | Summer | B5 | 200 | 900 | 0 | 84 | 82.34 | 7 | 0
2015 | VACAR_2_TVA_Transmission | VACAR | TVA_Transmission | Internal | Summer | B6 | 300 | 900 | 0 | 71.76 | 70.51 | 7 | 0
2015 | VACAR_2_TVA_Transmission | VACAR | TVA_Transmission | Internal | Summer | B7 | 400 | 900 | 0 | 64.83 | 60.75 | 7 | 0
2015 | VACAR_2_TVA_Transmission | VACAR | TVA_Transmission | Internal | Summer | B8 | 500 | 900 | 0 | 61.92 | 59.83 | 7 | 0
2015 | VACAR_2_TVA_Transmission | VACAR | TVA_Transmission | Internal | Summer | B9 | 800 | 900 | 0 | 61.07 | 58.95 | 7 | 0
2015 | VACAR_2_TVA_Transmission | VACAR | TVA_Transmission | Internal | Summer | B10 | 1262 | 900 | 0 | 58.69 | 56.92 | 7 | 0
2015 | VACAR_2_TVA_Transmission | VACAR | TVA_Transmission | Internal | Winter | B16 | 25 | 900 | 0 | 91.89 | 82.89 | 7 | 0
2015 | VACAR_2_TVA_Transmission | VACAR | TVA_Transmission | Internal | Winter | B17 | 100 | 900 | 0 | 73.73 | 67.99 | 7 | 0
2015 | VACAR_2_TVA_Transmission | VACAR | TVA_Transmission | Internal | Winter | B18 | 400 | 900 | 0 | 66.8 | 63.67 | 7 | 0
2015 | VACAR_2_TVA_Transmission | VACAR | TVA_Transmission | Internal | Winter | B19 | 700 | 900 | 0 | 65.92 | 62.56 | 7 | 0
2015 | VACAR_2_TVA_Transmission | VACAR | TVA_Transmission | Internal | Winter | B20 | 935 | 900 | 0 | 61.56 | 61.56 | 7 | 0
2020 | ENT_2_MISO_MO-IL | ENT | MISO_MO-IL | Internal | Shoulder | B11 | 25 | 2260 | 343.63 | 75.61 | 83.61 | 8 | 0
2020 | ENT_2_MISO_MO-IL | ENT | MISO_MO-IL | Internal | Shoulder | B12 | 200 | 2260 | 0 | 68.19 | 68.19 | 8 | 0
2020 | ENT_2_MISO_MO-IL | ENT | MISO_MO-IL | Internal | Shoulder | B13 | 600 | 2260 | 0 | 65.43 | 65.43 | 8 | 0
2020 | ENT_2_MISO_MO-IL | ENT | MISO_MO-IL | Internal | Shoulder | B14 | 900 | 2260 | 0 | 62.73 | 62.73 | 8 | 0
2020 | ENT_2_MISO_MO-IL | ENT | MISO_MO-IL | Internal | Shoulder | B15 | 1203 | 2260 | 0 | 58.93 | 58.93 | 8 | 0
2020 | ENT_2_MISO_MO-IL | ENT | MISO_MO-IL | Internal | Summer | B1 | 10 | 2260 | 2260 | 94.73 | 105.43 | 8 | 2.7
2020 | ENT_2_MISO_MO-IL | ENT | MISO_MO-IL | Internal | Summer | B2 | 25 | 2260 | 0 | 102.06 | 102.06 | 8 | 0
2020 | ENT_2_MISO_MO-IL | ENT | MISO_MO-IL | Internal | Summer | B3 | 75 | 2260 | 0 | 102.06 | 102.06 | 8 | 0
2020 | ENT_2_MISO_MO-IL | ENT | MISO_MO-IL | Internal | Summer | B4 | 100 | 2260 | 0 | 99.04 | 99.72 | 8 | 0
2020 | ENT_2_MISO_MO-IL | ENT | MISO_MO-IL | Internal | Summer | B5 | 200 | 2260 | 0 | 96.11 | 96.11 | 8 | 0
2020 | ENT_2_MISO_MO-IL | ENT | MISO_MO-IL | Internal | Summer | B6 | 300 | 2260 | 0 | 85.61 | 85.61 | 8 | 0
2020 | ENT_2_MISO_MO-IL | ENT | MISO_MO-IL | Internal | Summer | B7 | 400 | 2260 | 0 | 71.29 | 71.29 | 8 | 0
2020 | ENT_2_MISO_MO-IL | ENT | MISO_MO-IL | Internal | Summer | B8 | 500 | 2260 | 0 | 68.86 | 65.28 | 8 | 0
2020 | ENT_2_MISO_MO-IL | ENT | MISO_MO-IL | Internal | Summer | B9 | 800 | 2260 | 0 | 66.33 | 61.69 | 8 | 0
2020 | ENT_2_MISO_MO-IL | ENT | MISO_MO-IL | Internal | Summer | B10 | 1262 | 2260 | 0 | 64.06 | 61.13 | 8 | 0
2020 | ENT_2_MISO_MO-IL | ENT | MISO_MO-IL | Internal | Winter | B16 | 25 | 2260 | 2260 | 73.03 | 84.33 | 8 | 3.3
2020 | ENT_2_MISO_MO-IL | ENT | MISO_MO-IL | Internal | Winter | B17 | 100 | 2260 | 0 | 69.69 | 69.69 | 8 | 0
2020 | ENT_2_MISO_MO-IL | ENT | MISO_MO-IL | Internal | Winter | B18 | 400 | 2260 | 0 | 68.04 | 68.03 | 8 | 0
2020 | ENT_2_MISO_MO-IL | ENT | MISO_MO-IL | Internal | Winter | B19 | 700 | 2260 | 0 | 66.69 | 66.68 | 8 | 0
2020 | ENT_2_MISO_MO-IL | ENT | MISO_MO-IL | Internal | Winter | B20 | 935 | 2260 | 0 | 60.65 | 60.65 | 8 | 0
2020 | ENT_2_SOCO | ENT | SOCO | Internal | Shoulder | B11 | 25 | 2000 | 2000 | 75.61 | 107.59 | 8 | 23.98
2020 | ENT_2_SOCO | ENT | SOCO | Internal | Shoulder | B12 | 200 | 2000 | 1301.58 | 68.19 | 76.19 | 8 | 0
2020 | ENT_2_SOCO | ENT | SOCO | Internal | Shoulder | B13 | 600 | 2000 | 0 | 65.43 | 69.75 | 8 | 0
2020 | ENT_2_SOCO | ENT | SOCO | Internal | Shoulder | B14 | 900 | 2000 | 0 | 62.73 | 69.75 | 8 | 0
2020 | ENT_2_SOCO | ENT | SOCO | Internal | Shoulder | B15 | 1203 | 2000 | 2000 | 58.93 | 67.3 | 8 | 0.37
2020 | ENT_2_SOCO | ENT | SOCO | Internal | Summer | B1 | 10 | 2000 | 2000 | 94.73 | 125.43 | 8 | 22.7
2020 | ENT_2_SOCO | ENT | SOCO | Internal | Summer | B2 | 25 | 2000 | 2000 | 102.06 | 112 | 8 | 1.94
2020 | ENT_2_SOCO | ENT | SOCO | Internal | Summer | B3 | 75 | 2000 | 2000 | 102.06 | 112 | 8 | 1.94
2020 | ENT_2_SOCO | ENT | SOCO | Internal | Summer | B4 | 100 | 2000 | 2000 | 99.04 | 112 | 8 | 4.96
2020 | ENT_2_SOCO | ENT | SOCO | Internal | Summer | B5 | 200 | 2000 | 2000 | 96.11 | 109.79 | 8 | 5.69
2020 | ENT_2_SOCO | ENT | SOCO | Internal | Summer | B6 | 300 | 2000 | 2000 | 85.61 | 105.97 | 8 | 12.36
2020 | ENT_2_SOCO | ENT | SOCO | Internal | Summer | B7 | 400 | 2000 | 2000 | 71.29 | 96.46 | 8 | 17.16
2020 | ENT_2_SOCO | ENT | SOCO | Internal | Summer | B8 | 500 | 2000 | 2000 | 68.86 | 79.89 | 8 | 3.03
2020 | ENT_2_SOCO | ENT | SOCO | Internal | Summer | B9 | 800 | 2000 | 0 | 66.33 | 70.56 | 8 | 0
2020 | ENT_2_SOCO | ENT | SOCO | Internal | Summer | B10 | 1262 | 2000 | 0 | 64.06 | 66.03 | 8 | 0
2020 | ENT_2_SOCO | ENT | SOCO | Internal | Winter | B16 | 25 | 2000 | 2000 | 73.03 | 112.52 | 8 | 31.49
2020 | ENT_2_SOCO | ENT | SOCO | Internal | Winter | B17 | 100 | 2000 | 2000 | 69.69 | 83.89 | 8 | 6.2
2020 | ENT_2_SOCO | ENT | SOCO | Internal | Winter | B18 | 400 | 2000 | 0 | 68.04 | 72 | 8 | 0
2020 | ENT_2_SOCO | ENT | SOCO | Internal | Winter | B19 | 700 | 2000 | 0 | 66.69 | 72 | 8 | 0
2020 | ENT_2_SOCO | ENT | SOCO | Internal | Winter | B20 | 935 | 2000 | 2000 | 60.65 | 69.91 | 8 | 1.26
2020 | ENT_2_TVA_Transmission | ENT | TVA_Transmission | Internal | Shoulder | B11 | 25 | 2100 | 2100 | 75.61 | 91.61 | 8 | 8
2020 | ENT_2_TVA_Transmission | ENT | TVA_Transmission | Internal | Shoulder | B12 | 200 | 2100 | 0 | 68.19 | 74.87 | 8 | 0
2020 | ENT_2_TVA_Transmission | ENT | TVA_Transmission | Internal | Shoulder | B13 | 600 | 2100 | 0 | 65.43 | 70.83 | 8 | 0
2020 | ENT_2_TVA_Transmission | ENT | TVA_Transmission | Internal | Shoulder | B14 | 900 | 2100 | 0 | 62.73 | 70.06 | 8 | 0
2020 | ENT_2_TVA_Transmission | ENT | TVA_Transmission | Internal | Shoulder | B15 | 1203 | 2100 | 463.75 | 58.93 | 66.93 | 8 | 0
2020 | ENT_2_TVA_Transmission | ENT | TVA_Transmission | Internal | Summer | B1 | 10 | 2100 | 2100 | 94.73 | 116.42 | 8 | 13.69
2020 | ENT_2_TVA_Transmission | ENT | TVA_Transmission | Internal | Summer | B2 | 25 | 2100 | 1977.74 | 102.06 | 110.06 | 8 | 0
2020 | ENT_2_TVA_Transmission | ENT | TVA_Transmission | Internal | Summer | B3 | 75 | 2100 | 87.07 | 102.06 | 110.06 | 8 | 0
2020 | ENT_2_TVA_Transmission | ENT | TVA_Transmission | Internal | Summer | B4 | 100 | 2100 | 894.22 | 99.04 | 107.04 | 8 | 0
2020 | ENT_2_TVA_Transmission | ENT | TVA_Transmission | Internal | Summer | B5 | 200 | 2100 | 0 | 96.11 | 104.1 | 8 | 0
2020 | ENT_2_TVA_Transmission | ENT | TVA_Transmission | Internal | Summer | B6 | 300 | 2100 | 366.79 | 85.61 | 93.61 | 8 | 0
2020 | ENT_2_TVA_Transmission | ENT | TVA_Transmission | Internal | Summer | B7 | 400 | 2100 | 421.82 | 71.29 | 79.29 | 8 | 0
2020 | ENT_2_TVA_Transmission | ENT | TVA_Transmission | Internal | Summer | B8 | 500 | 2100 | 0 | 68.86 | 70.89 | 8 | 0
2020 | ENT_2_TVA_Transmission | ENT | TVA_Transmission | Internal | Summer | B9 | 800 | 2100 | 0 | 66.33 | 68.59 | 8 | 0
2020 | ENT_2_TVA_Transmission | ENT | TVA_Transmission | Internal | Summer | B10 | 1262 | 2100 | 0 | 64.06 | 66.15 | 8 | 0
2020 | ENT_2_TVA_Transmission | ENT | TVA_Transmission | Internal | Winter | B16 | 25 | 2100 | 2100 | 73.03 | 92.33 | 8 | 11.3
2020 | ENT_2_TVA_Transmission | ENT | TVA_Transmission | Internal | Winter | B17 | 100 | 2100 | 1052.98 | 69.69 | 77.69 | 8 | 0
2020 | ENT_2_TVA_Transmission | ENT | TVA_Transmission | Internal | Winter | B18 | 400 | 2100 | 0 | 68.04 | 73.49 | 8 | 0
2020 | ENT_2_TVA_Transmission | ENT | TVA_Transmission | Internal | Winter | B19 | 700 | 2100 | 0 | 66.69 | 73.16 | 8 | 0
2020 | ENT_2_TVA_Transmission | ENT | TVA_Transmission | Internal | Winter | B20 | 935 | 2100 | 355.8 | 60.65 | 68.65 | 8 | 0
2020 | FRCC_2_SOCO | FRCC | SOCO | Internal | Shoulder | B11 | 25 | 900 | 0 | 117.59 | 107.59 | 8 | 0
2020 | FRCC_2_SOCO | FRCC | SOCO | Internal | Shoulder | B12 | 200 | 900 | 0 | 86 | 76.19 | 8 | 0
2020 | FRCC_2_SOCO | FRCC | SOCO | Internal | Shoulder | B13 | 600 | 900 | 0 | 75.38 | 69.75 | 8 | 0
2020 | FRCC_2_SOCO | FRCC | SOCO | Internal | Shoulder | B14 | 900 | 900 | 0 | 72.23 | 69.75 | 8 | 0
2020 | FRCC_2_SOCO | FRCC | SOCO | Internal | Shoulder | B15 | 1203 | 900 | 0 | 72.23 | 67.3 | 8 | 0
2020 | FRCC_2_SOCO | FRCC | SOCO | Internal | Summer | B1 | 10 | 900 | 0 | 135.43 | 125.43 | 8 | 0
2020 | FRCC_2_SOCO | FRCC | SOCO | Internal | Summer | B2 | 25 | 900 | 0 | 116.44 | 112 | 8 | 0
2020 | FRCC_2_SOCO | FRCC | SOCO | Internal | Summer | B3 | 75 | 900 | 0 | 116.44 | 112 | 8 | 0
2020 | FRCC_2_SOCO | FRCC | SOCO | Internal | Summer | B4 | 100 | 900 | 0 | 116.44 | 112 | 8 | 0
2020 | FRCC_2_SOCO | FRCC | SOCO | Internal | Summer | B5 | 200 | 900 | 0 | 116.44 | 109.79 | 8 | 0
2020 | FRCC_2_SOCO | FRCC | SOCO | Internal | Summer | B6 | 300 | 900 | 0 | 115.97 | 105.97 | 8 | 0
2020 | FRCC_2_SOCO | FRCC | SOCO | Internal | Summer | B7 | 400 | 900 | 0 | 106.46 | 96.46 | 8 | 0
2020 | FRCC_2_SOCO | FRCC | SOCO | Internal | Summer | B8 | 500 | 900 | 0 | 79.8 | 79.89 | 8 | 0
2020 | FRCC_2_SOCO | FRCC | SOCO | Internal | Summer | B9 | 800 | 900 | 0 | 74.61 | 70.56 | 8 | 0
2020 | FRCC_2_SOCO | FRCC | SOCO | Internal | Summer | B10 | 1262 | 900 | 0 | 71.5 | 66.03 | 8 | 0
2020 | FRCC_2_SOCO | FRCC | SOCO | Internal | Winter | B16 | 25 | 900 | 0 | 121.08 | 112.52 | 8 | 0
2020 | FRCC_2_SOCO | FRCC | SOCO | Internal | Winter | B17 | 100 | 900 | 0 | 88.67 | 83.89 | 8 | 0
2020 | FRCC_2_SOCO | FRCC | SOCO | Internal | Winter | B18 | 400 | 900 | 0 | 77.71 | 72 | 8 | 0
2020 | FRCC_2_SOCO | FRCC | SOCO | Internal | Winter | B19 | 700 | 900 | 0 | 74.46 | 72 | 8 | 0
2020 | FRCC_2_SOCO | FRCC | SOCO | Internal | Winter | B20 | 935 | 900 | 0 | 74.46 | 69.91 | 8 | 0
2020 | HQ_NEISO_2_NEISO | HQ_NEISO | NEISO | Internal | Shoulder | B11 | 25 | 99999 | 2920 | 61.43 | 61.44 | 0.01 | 0
2020 | HQ_NEISO_2_NEISO | HQ_NEISO | NEISO | Internal | Shoulder | B12 | 200 | 99999 | 2920 | 61.43 | 61.44 | 0.01 | 0
2020 | HQ_NEISO_2_NEISO | HQ_NEISO | NEISO | Internal | Shoulder | B13 | 600 | 99999 | 2920 | 61.43 | 61.44 | 0.01 | 0
2020 | HQ_NEISO_2_NEISO | HQ_NEISO | NEISO | Internal | Shoulder | B14 | 900 | 99999 | 2920 | 61.43 | 61.44 | 0.01 | 0
2020 | HQ_NEISO_2_NEISO | HQ_NEISO | NEISO | Internal | Shoulder | B15 | 1203 | 99999 | 1143.24 | 61.43 | 61.44 | 0.01 | 0
2020 | HQ_NEISO_2_NEISO | HQ_NEISO | NEISO | Internal | Summer | B1 | 10 | 99999 | 2920.1 | 292.93 | 292.94 | 0.01 | 0
2020 | HQ_NEISO_2_NEISO | HQ_NEISO | NEISO | Internal | Summer | B2 | 25 | 99999 | 2920.1 | 126.68 | 126.7 | 0.01 | 0
2020 | HQ_NEISO_2_NEISO | HQ_NEISO | NEISO | Internal | Summer | B3 | 75 | 99999 | 2920.1 | 89.22 | 89.23 | 0.01 | 0
2020 | HQ_NEISO_2_NEISO | HQ_NEISO | NEISO | Internal | Summer | B4 | 100 | 99999 | 2920 | 80.44 | 80.45 | 0.01 | 0
2020 | HQ_NEISO_2_NEISO | HQ_NEISO | NEISO | Internal | Summer | B5 | 200 | 99999 | 2920 | 68.76 | 68.77 | 0.01 | 0
2020 | HQ_NEISO_2_NEISO | HQ_NEISO | NEISO | Internal | Summer | B6 | 300 | 99999 | 2920 | 58.54 | 58.56 | 0.01 | 0
2020 | HQ_NEISO_2_NEISO | HQ_NEISO | NEISO | Internal | Summer | B7 | 400 | 99999 | 2920 | 58.54 | 58.56 | 0.01 | 0
2020 | HQ_NEISO_2_NEISO | HQ_NEISO | NEISO | Internal | Summer | B8 | 500 | 99999 | 2920 | 58.54 | 58.56 | 0.01 | 0
2020 | HQ_NEISO_2_NEISO | HQ_NEISO | NEISO | Internal | Summer | B9 | 800 | 99999 | 2920 | 58.54 | 58.56 | 0.01 | 0
2020 | HQ_NEISO_2_NEISO | HQ_NEISO | NEISO | Internal | Summer | B10 | 1262 | 99999 | 795.94 | 58.54 | 58.56 | 0.01 | 0
2020 | HQ_NEISO_2_NEISO | HQ_NEISO | NEISO | Internal | Winter | B16 | 25 | 99999 | 2920 | 70.35 | 70.37 | 0.01 | 0
2020 | HQ_NEISO_2_NEISO | HQ_NEISO | NEISO | Internal | Winter | B17 | 100 | 99999 | 2920 | 69.03 | 69.05 | 0.01 | 0
2020 | HQ_NEISO_2_NEISO | HQ_NEISO | NEISO | Internal | Winter | B18 | 400 | 99999 | 2920 | 69.03 | 69.05 | 0.01 | 0
2020 | HQ_NEISO_2_NEISO | HQ_NEISO | NEISO | Internal | Winter | B19 | 700 | 99999 | 2920 | 68.99 | 69.01 | 0.01 | 0
2020 | HQ_NEISO_2_NEISO | HQ_NEISO | NEISO | Internal | Winter | B20 | 935 | 99999 | 1233.58 | 68.99 | 69.01 | 0.01 | 0
2020 | HQ_NY_2_NYISO_A-F | HQ_NY | NYISO_A-F | Internal | Shoulder | B11 | 25 | 99999 | 2691.25 | 60.91 | 60.92 | 0.01 | 0
2020 | HQ_NY_2_NYISO_A-F | HQ_NY | NYISO_A-F | Internal | Shoulder | B12 | 200 | 99999 | 2724.3 | 62.18 | 62.19 | 0.01 | 0
2020 | HQ_NY_2_NYISO_A-F | HQ_NY | NYISO_A-F | Internal | Shoulder | B13 | 600 | 99999 | 2662.86 | 60.91 | 60.92 | 0.01 | 0
2020 | HQ_NY_2_NYISO_A-F | HQ_NY | NYISO_A-F | Internal | Shoulder | B14 | 900 | 99999 | 2561.4 | 60.91 | 60.92 | 0.01 | 0
2020 | HQ_NY_2_NYISO_A-F | HQ_NY | NYISO_A-F | Internal | Shoulder | B15 | 1203 | 99999 | 1489.61 | 60.91 | 60.92 | 0.01 | 0
2020 | HQ_NY_2_NYISO_A-F | HQ_NY | NYISO_A-F | Internal | Summer | B1 | 10 | 99999 | 3333.15 | 99.41 | 99.43 | 0.01 | 0
2020 | HQ_NY_2_NYISO_A-F | HQ_NY | NYISO_A-F | Internal | Summer | B2 | 25 | 99999 | 3246 | 96.86 | 96.87 | 0.01 | 0
2020 | HQ_NY_2_NYISO_A-F | HQ_NY | NYISO_A-F | Internal | Summer | B3 | 75 | 99999 | 3115.34 | 92.22 | 92.23 | 0.01 | 0
2020 | HQ_NY_2_NYISO_A-F | HQ_NY | NYISO_A-F | Internal | Summer | B4 | 100 | 99999 | 2974.95 | 80.54 | 80.56 | 0.01 | 0
2020 | HQ_NY_2_NYISO_A-F | HQ_NY | NYISO_A-F | Internal | Summer | B5 | 200 | 99999 | 2890.23 | 71.76 | 71.77 | 0.01 | 0
2020 | HQ_NY_2_NYISO_A-F | HQ_NY | NYISO_A-F | Internal | Summer | B6 | 300 | 99999 | 2805.65 | 58.68 | 58.69 | 0.01 | 0
2020 | HQ_NY_2_NYISO_A-F | HQ_NY | NYISO_A-F | Internal | Summer | B7 | 400 | 99999 | 2708.49 | 58.62 | 58.64 | 0.01 | 0
2020 | HQ_NY_2_NYISO_A-F | HQ_NY | NYISO_A-F | Internal | Summer | B8 | 500 | 99999 | 2642.7 | 58.62 | 58.64 | 0.01 | 0
2020 | HQ_NY_2_NYISO_A-F | HQ_NY | NYISO_A-F | Internal | Summer | B9 | 800 | 99999 | 2553.54 | 58.62 | 58.64 | 0.01 | 0
2020 | HQ_NY_2_NYISO_A-F | HQ_NY | NYISO_A-F | Internal | Summer | B10 | 1262 | 99999 | 1342.41 | 58.62 | 58.64 | 0.01 | 0
2020 | HQ_NY_2_NYISO_A-F | HQ_NY | NYISO_A-F | Internal | Winter | B16 | 25 | 99999 | 2921.38 | 66.63 | 66.65 | 0.01 | 0
2020 | HQ_NY_2_NYISO_A-F | HQ_NY | NYISO_A-F | Internal | Winter | B17 | 100 | 99999 | 2867.47 | 63.69 | 63.7 | 0.01 | 0
2020 | HQ_NY_2_NYISO_A-F | HQ_NY | NYISO_A-F | Internal | Winter | B18 | 400 | 99999 | 2805.5 | 61.47 | 61.49 | 0.01 | 0
2020 | HQ_NY_2_NYISO_A-F | HQ_NY | NYISO_A-F | Internal | Winter | B19 | 700 | 99999 | 2697.59 | 61.47 | 61.49 | 0.01 | 0
2020 | HQ_NY_2_NYISO_A-F | HQ_NY | NYISO_A-F | Internal | Winter | B20 | 935 | 99999 | 1660.59 | 61.47 | 61.49 | 0.01 | 0
2020 | HQ_IESO_2_IESO | HQ_IESO | IESO | Internal | Shoulder | B11 | 25 | 99999 | 400 | 53.91 | 53.92 | 0.01 | 0
2020 | HQ_IESO_2_IESO | HQ_IESO | IESO | Internal | Shoulder | B12 | 200 | 99999 | 400 | 55.18 | 55.19 | 0.01 | 0
2020 | HQ_IESO_2_IESO | HQ_IESO | IESO | Internal | Shoulder | B13 | 600 | 99999 | 400 | 53.91 | 53.92 | 0.01 | 0
2020 | HQ_IESO_2_IESO | HQ_IESO | IESO | Internal | Shoulder | B14 | 900 | 99999 | 400 | 53.91 | 53.92 | 0.01 | 0
2020 | HQ_IESO_2_IESO | HQ_IESO | IESO | Internal | Shoulder | B15 | 1203 | 99999 | 75.48 | 53.91 | 53.92 | 0.01 | 0
2020 | HQ_IESO_2_IESO | HQ_IESO | IESO | Internal | Summer | B1 | 10 | 99999 | 400.1 | 92.41 | 92.43 | 0.01 | 0
2020 | HQ_IESO_2_IESO | HQ_IESO | IESO | Internal | Summer | B2 | 25 | 99999 | 400.1 | 89.86 | 89.87 | 0.01 | 0
2020 | HQ_IESO_2_IESO | HQ_IESO | IESO | Internal | Summer | B3 | 75 | 99999 | 400.1 | 85.22 | 85.23 | 0.01 | 0
2020 | HQ_IESO_2_IESO | HQ_IESO | IESO | Internal | Summer | B4 | 100 | 99999 | 400 | 73.54 | 73.56 | 0.01 | 0
2020 | HQ_IESO_2_IESO | HQ_IESO | IESO | Internal | Summer | B5 | 200 | 99999 | 400 | 64.76 | 64.77 | 0.01 | 0
2020 | HQ_IESO_2_IESO | HQ_IESO | IESO | Internal | Summer | B6 | 300 | 99999 | 400 | 51.68 | 51.69 | 0.01 | 0
2020 | HQ_IESO_2_IESO | HQ_IESO | IESO | Internal | Summer | B7 | 400 | 99999 | 400 | 51.62 | 51.64 | 0.01 | 0
2020 | HQ_IESO_2_IESO | HQ_IESO | IESO | Internal | Summer | B8 | 500 | 99999 | 400 | 51.62 | 51.64 | 0.01 | 0
2020 | HQ_IESO_2_IESO | HQ_IESO | IESO | Internal | Summer | B9 | 800 | 99999 | 400 | 51.62 | 51.64 | 0.01 | 0
2020 | HQ_IESO_2_IESO | HQ_IESO | IESO | Internal | Summer | B10 | 1262 | 99999 | 12.04 | 51.62 | 51.64 | 0.01 | 0
2020 | HQ_IESO_2_IESO | HQ_IESO | IESO | Internal | Winter | B16 | 25 | 99999 | 400 | 59.63 | 59.65 | 0.01 | 0
2020 | HQ_IESO_2_IESO | HQ_IESO | IESO | Internal | Winter | B17 | 100 | 99999 | 400 | 56.69 | 56.7 | 0.01 | 0
2020 | HQ_IESO_2_IESO | HQ_IESO | IESO | Internal | Winter | B18 | 400 | 99999 | 400 | 54.47 | 54.49 | 0.01 | 0
2020 | HQ_IESO_2_IESO | HQ_IESO | IESO | Internal | Winter | B19 | 700 | 99999 | 400 | 54.47 | 54.49 | 0.01 | 0
2020 | HQ_IESO_2_IESO | HQ_IESO | IESO | Internal | Winter | B20 | 935 | 99999 | 91.98 | 54.47 | 54.49 | 0.01 | 0
2020 | IESO_2_MAPP_CA | IESO | MAPP_CA | Internal | Shoulder | B11 | 25 | 269 | 269 | 53.92 | 67.57 | 7 | 6.65
2020 | IESO_2_MAPP_CA | IESO | MAPP_CA | Internal | Shoulder | B12 | 200 | 269 | 269 | 55.19 | 68.17 | 7 | 5.98
2020 | IESO_2_MAPP_CA | IESO | MAPP_CA | Internal | Shoulder | B13 | 600 | 269 | 269 | 53.92 | 64.69 | 7 | 3.77
2020 | IESO_2_MAPP_CA | IESO | MAPP_CA | Internal | Shoulder | B14 | 900 | 269 | 269 | 53.92 | 62.7 | 7 | 1.78
2020 | IESO_2_MAPP_CA | IESO | MAPP_CA | Internal | Shoulder | B15 | 1203 | 269 | 269 | 53.92 | 62.7 | 7 | 1.78
2020 | IESO_2_MAPP_CA | IESO | MAPP_CA | Internal | Summer | B1 | 10 | 269 | 0 | 92.43 | 91.41 | 7 | 0
2020 | IESO_2_MAPP_CA | IESO | MAPP_CA | Internal | Summer | B2 | 25 | 269 | 68.39 | 89.87 | 96.87 | 7 | 0
2020 | IESO_2_MAPP_CA | IESO | MAPP_CA | Internal | Summer | B3 | 75 | 269 | 144.34 | 85.23 | 92.23 | 7 | 0
2020 | IESO_2_MAPP_CA | IESO | MAPP_CA | Internal | Summer | B4 | 100 | 269 | 269 | 73.56 | 89.86 | 7 | 9.31
2020 | IESO_2_MAPP_CA | IESO | MAPP_CA | Internal | Summer | B5 | 200 | 269 | 269 | 64.77 | 89.86 | 7 | 18.09
2020 | IESO_2_MAPP_CA | IESO | MAPP_CA | Internal | Summer | B6 | 300 | 269 | 269 | 51.69 | 85.59 | 7 | 26.89
2020 | IESO_2_MAPP_CA | IESO | MAPP_CA | Internal | Summer | B7 | 400 | 269 | 269 | 51.64 | 69.66 | 7 | 11.02
2020 | IESO_2_MAPP_CA | IESO | MAPP_CA | Internal | Summer | B8 | 500 | 269 | 269 | 51.64 | 60.73 | 7 | 2.09
2020 | IESO_2_MAPP_CA | IESO | MAPP_CA | Internal | Summer | B9 | 800 | 269 | 269 | 51.64 | 60.73 | 7 | 2.09
2020 | IESO_2_MAPP_CA | IESO | MAPP_CA | Internal | Summer | B10 | 1262 | 269 | 269 | 51.64 | 60.73 | 7 | 2.09
2020 | IESO_2_MAPP_CA | IESO | MAPP_CA | Internal | Winter | B16 | 25 | 269 | 269 | 59.65 | 66.66 | 7 | 0.01
2020 | IESO_2_MAPP_CA | IESO | MAPP_CA | Internal | Winter | B17 | 100 | 269 | 269 | 56.7 | 67.06 | 7 | 3.36
2020 | IESO_2_MAPP_CA | IESO | MAPP_CA | Internal | Winter | B18 | 400 | 269 | 269 | 54.49 | 67.06 | 7 | 5.58
2020 | IESO_2_MAPP_CA | IESO | MAPP_CA | Internal | Winter | B19 | 700 | 269 | 269 | 54.49 | 66.66 | 7 | 5.17
2020 | IESO_2_MAPP_CA | IESO | MAPP_CA | Internal | Winter | B20 | 935 | 269 | 269 | 54.49 | 66.66 | 7 | 5.17
2020 | IESO_2_MISO_MI | IESO | MISO_MI | Internal | Shoulder | B11 | 25 | 3125 | 3125 | 53.92 | 83.61 | 7 | 22.68
2020 | IESO_2_MISO_MI | IESO | MISO_MI | Internal | Shoulder | B12 | 200 | 3125 | 3125 | 55.19 | 68.22 | 7 | 6.02
2020 | IESO_2_MISO_MI | IESO | MISO_MI | Internal | Shoulder | B13 | 600 | 3125 | 3125 | 53.92 | 65.46 | 7 | 4.53
2020 | IESO_2_MISO_MI | IESO | MISO_MI | Internal | Shoulder | B14 | 900 | 3125 | 3125 | 53.92 | 62.75 | 7 | 1.83
2020 | IESO_2_MISO_MI | IESO | MISO_MI | Internal | Shoulder | B15 | 1203 | 3125 | 1429.1 | 53.92 | 60.92 | 7 | 0
2020 | IESO_2_MISO_MI | IESO | MISO_MI | Internal | Summer | B1 | 10 | 3125 | 3125 | 92.43 | 105.43 | 7 | 6
2020 | IESO_2_MISO_MI | IESO | MISO_MI | Internal | Summer | B2 | 25 | 3125 | 3125 | 89.87 | 102.08 | 7 | 5.21
2020 | IESO_2_MISO_MI | IESO | MISO_MI | Internal | Summer | B3 | 75 | 3125 | 3125 | 85.23 | 102.06 | 7 | 9.83
2020 | IESO_2_MISO_MI | IESO | MISO_MI | Internal | Summer | B4 | 100 | 3125 | 3125 | 73.56 | 99.75 | 7 | 19.19
2020 | IESO_2_MISO_MI | IESO | MISO_MI | Internal | Summer | B5 | 200 | 3125 | 3125 | 64.77 | 96.13 | 7 | 24.36
2020 | IESO_2_MISO_MI | IESO | MISO_MI | Internal | Summer | B6 | 300 | 3125 | 3125 | 51.69 | 85.61 | 7 | 26.92
2020 | IESO_2_MISO_MI | IESO | MISO_MI | Internal | Summer | B7 | 400 | 3125 | 3125 | 51.64 | 71.29 | 7 | 12.66
2020 | IESO_2_MISO_MI | IESO | MISO_MI | Internal | Summer | B8 | 500 | 3125 | 3125 | 51.64 | 65.28 | 7 | 6.64
2020 | IESO_2_MISO_MI | IESO | MISO_MI | Internal | Summer | B9 | 800 | 3125 | 3125 | 51.64 | 61.69 | 7 | 3.05
2020 | IESO_2_MISO_MI | IESO | MISO_MI | Internal | Summer | B10 | 1262 | 3125 | 3125 | 51.64 | 61.13 | 7 | 2.49
2020 | IESO_2_MISO_MI | IESO | MISO_MI | Internal | Winter | B16 | 25 | 3125 | 3125 | 59.65 | 84.36 | 7 | 17.71
2020 | IESO_2_MISO_MI | IESO | MISO_MI | Internal | Winter | B17 | 100 | 3125 | 3125 | 56.7 | 73.69 | 7 | 9.99
2020 | IESO_2_MISO_MI | IESO | MISO_MI | Internal | Winter | B18 | 400 | 3125 | 3125 | 54.49 | 68.05 | 7 | 6.57
2020 | IESO_2_MISO_MI | IESO | MISO_MI | Internal | Winter | B19 | 700 | 3125 | 3125 | 54.49 | 66.68 | 7 | 5.2
2020 | IESO_2_MISO_MI | IESO | MISO_MI | Internal | Winter | B20 | 935 | 3125 | 1151.28 | 54.49 | 61.49 | 7 | 0
2020 | IESO_2_MISO_W | IESO | MISO_W | Internal | Shoulder | B11 | 25 | 195 | 195 | 53.92 | 81.57 | 7 | 20.65
2020 | IESO_2_MISO_W | IESO | MISO_W | Internal | Shoulder | B12 | 200 | 195 | 195 | 55.19 | 68.18 | 7 | 5.99
2020 | IESO_2_MISO_W | IESO | MISO_W | Internal | Shoulder | B13 | 600 | 195 | 195 | 53.92 | 64.71 | 7 | 3.78
2020 | IESO_2_MISO_W | IESO | MISO_W | Internal | Shoulder | B14 | 900 | 195 | 195 | 53.92 | 62.71 | 7 | 1.79
2020 | IESO_2_MISO_W | IESO | MISO_W | Internal | Shoulder | B15 | 1203 | 195 | 0 | 53.92 | 58.9 | 7 | 0
2020 | IESO_2_MISO_W | IESO | MISO_W | Internal | Summer | B1 | 10 | 195 | 195 | 92.43 | 105.41 | 7 | 5.99
2020 | IESO_2_MISO_W | IESO | MISO_W | Internal | Summer | B2 | 25 | 195 | 195 | 89.87 | 102.05 | 7 | 5.18
2020 | IESO_2_MISO_W | IESO | MISO_W | Internal | Summer | B3 | 75 | 195 | 195 | 85.23 | 99.03 | 7 | 6.8
2020 | IESO_2_MISO_W | IESO | MISO_W | Internal | Summer | B4 | 100 | 195 | 195 | 73.56 | 99.03 | 7 | 18.47
2020 | IESO_2_MISO_W | IESO | MISO_W | Internal | Summer | B5 | 200 | 195 | 195 | 64.77 | 96.1 | 7 | 24.32
2020 | IESO_2_MISO_W | IESO | MISO_W | Internal | Summer | B6 | 300 | 195 | 195 | 51.69 | 85.6 | 7 | 26.91
2020 | IESO_2_MISO_W | IESO | MISO_W | Internal | Summer | B7 | 400 | 195 | 195 | 51.64 | 69.67 | 7 | 11.04
2020 | IESO_2_MISO_W | IESO | MISO_W | Internal | Summer | B8 | 500 | 195 | 195 | 51.64 | 62.89 | 7 | 4.25
2020 | IESO_2_MISO_W | IESO | MISO_W | Internal | Summer | B9 | 800 | 195 | 195 | 51.64 | 60.74 | 7 | 2.1
2020 | IESO_2_MISO_W | IESO | MISO_W | Internal | Summer | B10 | 1262 | 195 | 195 | 51.64 | 58.82 | 7 | 0.19
2020 | IESO_2_MISO_W | IESO | MISO_W | Internal | Winter | B16 | 25 | 195 | 154.95 | 59.65 | 66.65 | 7 | 0
2020 | IESO_2_MISO_W | IESO | MISO_W | Internal | Winter | B17 | 100 | 195 | 195 | 56.7 | 67.07 | 7 | 3.37
2020 | IESO_2_MISO_W | IESO | MISO_W | Internal | Winter | B18 | 400 | 195 | 195 | 54.49 | 67.07 | 7 | 5.59
2020 | IESO_2_MISO_W | IESO | MISO_W | Internal | Winter | B19 | 700 | 195 | 195 | 54.49 | 66.67 | 7 | 5.18
2020 | IESO_2_MISO_W | IESO | MISO_W | Internal | Winter | B20 | 935 | 195 | 0 | 54.49 | 60.64 | 7 | 0
2020 | IESO_2_NYISO_A-F | IESO | NYISO_A-F | Internal | Shoulder | B11 | 25 | 2224 | 2106.04 | 53.92 | 60.92 | 7 | 0
2020 | IESO_2_NYISO_A-F | IESO | NYISO_A-F | Internal | Shoulder | B12 | 200 | 2224 | 2135.84 | 55.19 | 62.19 | 7 | 0
2020 | IESO_2_NYISO_A-F | IESO | NYISO_A-F | Internal | Shoulder | B13 | 600 | 2224 | 1483.28 | 53.92 | 60.92 | 7 | 0
2020 | IESO_2_NYISO_A-F | IESO | NYISO_A-F | Internal | Shoulder | B14 | 900 | 2224 | 1374.45 | 53.92 | 60.92 | 7 | 0
2020 | IESO_2_NYISO_A-F | IESO | NYISO_A-F | Internal | Shoulder | B15 | 1203 | 2224 | 1537.76 | 53.92 | 60.92 | 7 | 0
2020 | IESO_2_NYISO_A-F | IESO | NYISO_A-F | Internal | Summer | B1 | 10 | 2224 | 186 | 92.43 | 99.43 | 7 | 0
2020 | IESO_2_NYISO_A-F | IESO | NYISO_A-F | Internal | Summer | B2 | 25 | 2224 | 333.68 | 89.87 | 96.87 | 7 | 0
2020 | IESO_2_NYISO_A-F | IESO | NYISO_A-F | Internal | Summer | B3 | 75 | 2224 | 734.19 | 85.23 | 92.23 | 7 | 0
2020 | IESO_2_NYISO_A-F | IESO | NYISO_A-F | Internal | Summer | B4 | 100 | 2224 | 1389.44 | 73.56 | 80.56 | 7 | 0
2020 | IESO_2_NYISO_A-F | IESO | NYISO_A-F | Internal | Summer | B5 | 200 | 2224 | 1753.65 | 64.77 | 71.77 | 7 | 0
2020 | IESO_2_NYISO_A-F | IESO | NYISO_A-F | Internal | Summer | B6 | 300 | 2224 | 2219.36 | 51.69 | 58.69 | 7 | 0
2020 | IESO_2_NYISO_A-F | IESO | NYISO_A-F | Internal | Summer | B7 | 400 | 2224 | 2162.01 | 51.64 | 58.64 | 7 | 0
2020 | IESO_2_NYISO_A-F | IESO | NYISO_A-F | Internal | Summer | B8 | 500 | 2224 | 1891.51 | 51.64 | 58.64 | 7 | 0
2020 | IESO_2_NYISO_A-F | IESO | NYISO_A-F | Internal | Summer | B9 | 800 | 2224 | 1963.95 | 51.64 | 58.64 | 7 | 0
2020 | IESO_2_NYISO_A-F | IESO | NYISO_A-F | Internal | Summer | B10 | 1262 | 2224 | 2036.83 | 51.64 | 58.64 | 7 | 0
2020 | IESO_2_NYISO_A-F | IESO | NYISO_A-F | Internal | Winter | B16 | 25 | 2224 | 1626.35 | 59.65 | 66.65 | 7 | 0
2020 | IESO_2_NYISO_A-F | IESO | NYISO_A-F | Internal | Winter | B17 | 100 | 2224 | 2014.49 | 56.7 | 63.7 | 7 | 0
2020 | IESO_2_NYISO_A-F | IESO | NYISO_A-F | Internal | Winter | B18 | 400 | 2224 | 1726.5 | 54.49 | 61.49 | 7 | 0
2020 | IESO_2_NYISO_A-F | IESO | NYISO_A-F | Internal | Winter | B19 | 700 | 2224 | 1481.08 | 54.49 | 61.49 | 7 | 0
2020 | IESO_2_NYISO_A-F | IESO | NYISO_A-F | Internal | Winter | B20 | 935 | 2224 | 1831.68 | 54.49 | 61.49 | 7 | 0
2020 | MAPP_CA_2_IESO | MAPP_CA | IESO | Internal | Shoulder | B11 | 25 | 337 | 0 | 67.57 | 53.92 | 8 | 0
2020 | MAPP_CA_2_IESO | MAPP_CA | IESO | Internal | Shoulder | B12 | 200 | 337 | 0 | 68.17 | 55.19 | 8 | 0
2020 | MAPP_CA_2_IESO | MAPP_CA | IESO | Internal | Shoulder | B13 | 600 | 337 | 0 | 64.69 | 53.92 | 8 | 0
2020 | MAPP_CA_2_IESO | MAPP_CA | IESO | Internal | Shoulder | B14 | 900 | 337 | 0 | 62.7 | 53.92 | 8 | 0
2020 | MAPP_CA_2_IESO | MAPP_CA | IESO | Internal | Shoulder | B15 | 1203 | 337 | 0 | 62.7 | 53.92 | 8 | 0
2020 | MAPP_CA_2_IESO | MAPP_CA | IESO | Internal | Summer | B1 | 10 | 337 | 0 | 91.41 | 92.43 | 8 | 0
2020 | MAPP_CA_2_IESO | MAPP_CA | IESO | Internal | Summer | B2 | 25 | 337 | 0 | 96.87 | 89.87 | 8 | 0
2020 | MAPP_CA_2_IESO | MAPP_CA | IESO | Internal | Summer | B3 | 75 | 337 | 0 | 92.23 | 85.23 | 8 | 0
2020 | MAPP_CA_2_IESO | MAPP_CA | IESO | Internal | Summer | B4 | 100 | 337 | 0 | 89.86 | 73.56 | 8 | 0
2020 | MAPP_CA_2_IESO | MAPP_CA | IESO | Internal | Summer | B5 | 200 | 337 | 0 | 89.86 | 64.77 | 8 | 0
2020 | MAPP_CA_2_IESO | MAPP_CA | IESO | Internal | Summer | B6 | 300 | 337 | 0 | 85.59 | 51.69 | 8 | 0
2020 | MAPP_CA_2_IESO | MAPP_CA | IESO | Internal | Summer | B7 | 400 | 337 | 0 | 69.66 | 51.64 | 8 | 0
2020 | MAPP_CA_2_IESO | MAPP_CA | IESO | Internal | Summer | B8 | 500 | 337 | 0 | 60.73 | 51.64 | 8 | 0
2020 | MAPP_CA_2_IESO | MAPP_CA | IESO | Internal | Summer | B9 | 800 | 337 | 0 | 60.73 | 51.64 | 8 | 0
2020 | MAPP_CA_2_IESO | MAPP_CA | IESO | Internal | Summer | B10 | 1262 | 337 | 0 | 60.73 | 51.64 | 8 | 0
2020 | MAPP_CA_2_IESO | MAPP_CA | IESO | Internal | Winter | B16 | 25 | 337 | 0 | 66.66 | 59.65 | 8 | 0
2020 | MAPP_CA_2_IESO | MAPP_CA | IESO | Internal | Winter | B17 | 100 | 337 | 0 | 67.06 | 56.7 | 8 | 0
2020 | MAPP_CA_2_IESO | MAPP_CA | IESO | Internal | Winter | B18 | 400 | 337 | 0 | 67.06 | 54.49 | 8 | 0
2020 | MAPP_CA_2_IESO | MAPP_CA | IESO | Internal | Winter | B19 | 700 | 337 | 0 | 66.66 | 54.49 | 8 | 0
2020 | MAPP_CA_2_IESO | MAPP_CA | IESO | Internal | Winter | B20 | 935 | 337 | 0 | 66.66 | 54.49 | 8 | 0
2020 | MAPP_CA_2_MAPP_US | MAPP_CA | MAPP_US | Internal | Shoulder | B11 | 25 | 372 | 41.81 | 67.57 | 74.57 | 7 | 0
2020 | MAPP_CA_2_MAPP_US | MAPP_CA | MAPP_US | Internal | Shoulder | B12 | 200 | 372 | 0 | 68.17 | 61.18 | 7 | 0
2020 | MAPP_CA_2_MAPP_US | MAPP_CA | MAPP_US | Internal | Shoulder | B13 | 600 | 372 | 0 | 64.69 | 57.71 | 7 | 0
2020 | MAPP_CA_2_MAPP_US | MAPP_CA | MAPP_US | Internal | Shoulder | B14 | 900 | 372 | 0 | 62.7 | 57.23 | 7 | 0
2020 | MAPP_CA_2_MAPP_US | MAPP_CA | MAPP_US | Internal | Shoulder | B15 | 1203 | 372 | 0 | 62.7 | 51.9 | 7 | 0
2020 | MAPP_CA_2_MAPP_US | MAPP_CA | MAPP_US | Internal | Summer | B1 | 10 | 372 | 27.62 | 91.41 | 98.41 | 7 | 0
2020 | MAPP_CA_2_MAPP_US | MAPP_CA | MAPP_US | Internal | Summer | B2 | 25 | 372 | 0 | 96.87 | 95.05 | 7 | 0
2020 | MAPP_CA_2_MAPP_US | MAPP_CA | MAPP_US | Internal | Summer | B3 | 75 | 372 | 0 | 92.23 | 92.03 | 7 | 0
2020 | MAPP_CA_2_MAPP_US | MAPP_CA | MAPP_US | Internal | Summer | B4 | 100 | 372 | 0 | 89.86 | 92.03 | 7 | 0
2020 | MAPP_CA_2_MAPP_US | MAPP_CA | MAPP_US | Internal | Summer | B5 | 200 | 372 | 0 | 89.86 | 89.1 | 7 | 0
2020 | MAPP_CA_2_MAPP_US | MAPP_CA | MAPP_US | Internal | Summer | B6 | 300 | 372 | 0 | 85.59 | 78.6 | 7 | 0
2020 | MAPP_CA_2_MAPP_US | MAPP_CA | MAPP_US | Internal | Summer | B7 | 400 | 372 | 0 | 69.66 | 62.67 | 7 | 0
2020 | MAPP_CA_2_MAPP_US | MAPP_CA | MAPP_US | Internal | Summer | B8 | 500 | 372 | 0 | 60.73 | 55.89 | 7 | 0
2020 | MAPP_CA_2_MAPP_US | MAPP_CA | MAPP_US | Internal | Summer | B9 | 800 | 372 | 0 | 60.73 | 53.78 | 7 | 0
2020 | MAPP_CA_2_MAPP_US | MAPP_CA | MAPP_US | Internal | Summer | B10 | 1262 | 372 | 0 | 60.73 | 53.78 | 7 | 0
2020 | MAPP_CA_2_MAPP_US | MAPP_CA | MAPP_US | Internal | Winter | B16 | 25 | 372 | 0 | 66.66 | 59.65 | 7 | 0
2020 | MAPP_CA_2_MAPP_US | MAPP_CA | MAPP_US | Internal | Winter | B17 | 100 | 372 | 0 | 67.06 | 60.07 | 7 | 0
2020 | MAPP_CA_2_MAPP_US | MAPP_CA | MAPP_US | Internal | Winter | B18 | 400 | 372 | 0 | 67.06 | 60.07 | 7 | 0
2020 | MAPP_CA_2_MAPP_US | MAPP_CA | MAPP_US | Internal | Winter | B19 | 700 | 372 | 0 | 66.66 | 60.07 | 7 | 0
2020 | MAPP_CA_2_MAPP_US | MAPP_CA | MAPP_US | Internal | Winter | B20 | 935 | 372 | 0 | 66.66 | 55.45 | 7 | 0
2020 | MAPP_CA_2_MISO_W | MAPP_CA | MISO_W | Internal | Shoulder | B11 | 25 | 1970 | 1970 | 67.57 | 81.57 | 0.01 | 13.99
2020 | MAPP_CA_2_MISO_W | MAPP_CA | MISO_W | Internal | Shoulder | B12 | 200 | 1970 | 1601.63 | 68.17 | 68.18 | 0.01 | 0
2020 | MAPP_CA_2_MISO_W | MAPP_CA | MISO_W | Internal | Shoulder | B13 | 600 | 1970 | 1679.11 | 64.69 | 64.71 | 0.01 | 0
2020 | MAPP_CA_2_MISO_W | MAPP_CA | MISO_W | Internal | Shoulder | B14 | 900 | 1970 | 1178.33 | 62.7 | 62.71 | 0.01 | 0
2020 | MAPP_CA_2_MISO_W | MAPP_CA | MISO_W | Internal | Shoulder | B15 | 1203 | 1970 | 0 | 62.7 | 58.9 | 0.01 | 0
2020 | MAPP_CA_2_MISO_W | MAPP_CA | MISO_W | Internal | Summer | B1 | 10 | 1970 | 1970 | 91.41 | 105.41 | 0.01 | 13.99
2020 | MAPP_CA_2_MISO_W | MAPP_CA | MISO_W | Internal | Summer | B2 | 25 | 1970 | 1970 | 96.87 | 102.05 | 0.01 | 5.17
2020 | MAPP_CA_2_MISO_W | MAPP_CA | MISO_W | Internal | Summer | B3 | 75 | 1970 | 1970 | 92.23 | 99.03 | 0.01 | 6.78
2020 | MAPP_CA_2_MISO_W | MAPP_CA | MISO_W | Internal | Summer | B4 | 100 | 1970 | 1970 | 89.86 | 99.03 | 0.01 | 9.15
2020 | MAPP_CA_2_MISO_W | MAPP_CA | MISO_W | Internal | Summer | B5 | 200 | 1970 | 1970 | 89.86 | 96.1 | 0.01 | 6.22
2020 | MAPP_CA_2_MISO_W | MAPP_CA | MISO_W | Internal | Summer | B6 | 300 | 1970 | 1829.55 | 85.59 | 85.6 | 0.01 | 0
2020 | MAPP_CA_2_MISO_W | MAPP_CA | MISO_W | Internal | Summer | B7 | 400 | 1970 | 1927.05 | 69.66 | 69.67 | 0.01 | 0
2020 | MAPP_CA_2_MISO_W | MAPP_CA | MISO_W | Internal | Summer | B8 | 500 | 1970 | 1970 | 60.73 | 62.89 | 0.01 | 2.15
2020 | MAPP_CA_2_MISO_W | MAPP_CA | MISO_W | Internal | Summer | B9 | 800 | 1970 | 1364.03 | 60.73 | 60.74 | 0.01 | 0
2020 | MAPP_CA_2_MISO_W | MAPP_CA | MISO_W | Internal | Summer | B10 | 1262 | 1970 | 0 | 60.73 | 58.82 | 0.01 | 0
2020 | MAPP_CA_2_MISO_W | MAPP_CA | MISO_W | Internal | Winter | B16 | 25 | 1970 | 0 | 66.66 | 66.65 | 0.01 | 0
2020 | MAPP_CA_2_MISO_W | MAPP_CA | MISO_W | Internal | Winter | B17 | 100 | 1970 | 874.37 | 67.06 | 67.07 | 0.01 | 0
2020 | MAPP_CA_2_MISO_W | MAPP_CA | MISO_W | Internal | Winter | B18 | 400 | 1970 | 965.31 | 67.06 | 67.07 | 0.01 | 0
2020 | MAPP_CA_2_MISO_W | MAPP_CA | MISO_W | Internal | Winter | B19 | 700 | 1970 | 414.78 | 66.66 | 66.67 | 0.01 | 0
2020 | MAPP_CA_2_MISO_W | MAPP_CA | MISO_W | Internal | Winter | B20 | 935 | 1970 | 0 | 66.66 | 60.64 | 0.01 | 0
2020 | MAPP_US_2_MAPP_CA | MAPP_US | MAPP_CA | Internal | Shoulder | B11 | 25 | 165 | 0 | 74.57 | 67.57 | 7 | 0
2020 | MAPP_US_2_MAPP_CA | MAPP_US | MAPP_CA | Internal | Shoulder | B12 | 200 | 165 | 0 | 61.18 | 68.17 | 7 | 0
2020 | MAPP_US_2_MAPP_CA | MAPP_US | MAPP_CA | Internal | Shoulder | B13 | 600 | 165 | 0 | 57.71 | 64.69 | 7 | 0
2020 | MAPP_US_2_MAPP_CA | MAPP_US | MAPP_CA | Internal | Shoulder | B14 | 900 | 165 | 0 | 57.23 | 62.7 | 7 | 0
2020 | MAPP_US_2_MAPP_CA | MAPP_US | MAPP_CA | Internal | Shoulder | B15 | 1203 | 165 | 165 | 51.9 | 62.7 | 7 | 3.8
2020 | MAPP_US_2_MAPP_CA | MAPP_US | MAPP_CA | Internal | Summer | B1 | 10 | 165 | 0 | 98.41 | 91.41 | 7 | 0
2020 | MAPP_US_2_MAPP_CA | MAPP_US | MAPP_CA | Internal | Summer | B2 | 25 | 165 | 0 | 95.05 | 96.87 | 7 | 0
2020 | MAPP_US_2_MAPP_CA | MAPP_US | MAPP_CA | Internal | Summer | B3 | 75 | 165 | 0 | 92.03 | 92.23 | 7 | 0
2020 | MAPP_US_2_MAPP_CA | MAPP_US | MAPP_CA | Internal | Summer | B4 | 100 | 165 | 0 | 92.03 | 89.86 | 7 | 0
2020 | MAPP_US_2_MAPP_CA | MAPP_US | MAPP_CA | Internal | Summer | B5 | 200 | 165 | 0 | 89.1 | 89.86 | 7 | 0
2020 | MAPP_US_2_MAPP_CA | MAPP_US | MAPP_CA | Internal | Summer | B6 | 300 | 165 | 0 | 78.6 | 85.59 | 7 | 0
2020 | MAPP_US_2_MAPP_CA | MAPP_US | MAPP_CA | Internal | Summer | B7 | 400 | 165 | 0 | 62.67 | 69.66 | 7 | 0
2020 | MAPP_US_2_MAPP_CA | MAPP_US | MAPP_CA | Internal | Summer | B8 | 500 | 165 | 0 | 55.89 | 60.73 | 7 | 0
2020 | MAPP_US_2_MAPP_CA | MAPP_US | MAPP_CA | Internal | Summer | B9 | 800 | 165 | 0 | 53.78 | 60.73 | 7 | 0
2020 | MAPP_US_2_MAPP_CA | MAPP_US | MAPP_CA | Internal | Summer | B10 | 1262 | 165 | 0 | 53.78 | 60.73 | 7 | 0
2020 | MAPP_US_2_MAPP_CA | MAPP_US | MAPP_CA | Internal | Winter | B16 | 25 | 165 | 165 | 59.65 | 66.66 | 7 | 0.01
2020 | MAPP_US_2_MAPP_CA | MAPP_US | MAPP_CA | Internal | Winter | B17 | 100 | 165 | 0 | 60.07 | 67.06 | 7 | 0
2020 | MAPP_US_2_MAPP_CA | MAPP_US | MAPP_CA | Internal | Winter | B18 | 400 | 165 | 0 | 60.07 | 67.06 | 7 | 0
2020 | MAPP_US_2_MAPP_CA | MAPP_US | MAPP_CA | Internal | Winter | B19 | 700 | 165 | 0 | 60.07 | 66.66 | 7 | 0
2020 | MAPP_US_2_MAPP_CA | MAPP_US | MAPP_CA | Internal | Winter | B20 | 935 | 165 | 165 | 55.45 | 66.66 | 7 | 4.21
2020 | MAPP_US_2_MISO_W | MAPP_US | MISO_W | Internal | Shoulder | B11 | 25 | 2635 | 1665.98 | 74.57 | 81.57 | 7 | 0
2020 | MAPP_US_2_MISO_W | MAPP_US | MISO_W | Internal | Shoulder | B12 | 200 | 2635 | 874.08 | 61.18 | 68.18 | 7 | 0
2020 | MAPP_US_2_MISO_W | MAPP_US | MISO_W | Internal | Shoulder | B13 | 600 | 2635 | 1044.95 | 57.71 | 64.71 | 7 | 0
2020 | MAPP_US_2_MISO_W | MAPP_US | MISO_W | Internal | Shoulder | B14 | 900 | 2635 | 0 | 57.23 | 62.71 | 7 | 0
2020 | MAPP_US_2_MISO_W | MAPP_US | MISO_W | Internal | Shoulder | B15 | 1203 | 2635 | 1293.77 | 51.9 | 58.9 | 7 | 0
2020 | MAPP_US_2_MISO_W | MAPP_US | MISO_W | Internal | Summer | B1 | 10 | 2635 | 712.27 | 98.41 | 105.41 | 7 | 0
2020 | MAPP_US_2_MISO_W | MAPP_US | MISO_W | Internal | Summer | B2 | 25 | 2635 | 929.39 | 95.05 | 102.05 | 7 | 0
2020 | MAPP_US_2_MISO_W | MAPP_US | MISO_W | Internal | Summer | B3 | 75 | 2635 | 638.15 | 92.03 | 99.03 | 7 | 0
2020 | MAPP_US_2_MISO_W | MAPP_US | MISO_W | Internal | Summer | B4 | 100 | 2635 | 1121.74 | 92.03 | 99.03 | 7 | 0
2020 | MAPP_US_2_MISO_W | MAPP_US | MISO_W | Internal | Summer | B5 | 200 | 2635 | 917.9 | 89.1 | 96.1 | 7 | 0
2020 | MAPP_US_2_MISO_W | MAPP_US | MISO_W | Internal | Summer | B6 | 300 | 2635 | 1001.27 | 78.6 | 85.6 | 7 | 0
2020 | MAPP_US_2_MISO_W | MAPP_US | MISO_W | Internal | Summer | B7 | 400 | 2635 | 1114.86 | 62.67 | 69.67 | 7 | 0
2020 | MAPP_US_2_MISO_W | MAPP_US | MISO_W | Internal | Summer | B8 | 500 | 2635 | 1111.74 | 55.89 | 62.89 | 7 | 0
2020 | MAPP_US_2_MISO_W | MAPP_US | MISO_W | Internal | Summer | B9 | 800 | 2635 | 0 | 53.78 | 60.74 | 7 | 0
2020 | MAPP_US_2_MISO_W | MAPP_US | MISO_W | Internal | Summer | B10 | 1262 | 2635 | 0 | 53.78 | 58.82 | 7 | 0
2020 | MAPP_US_2_MISO_W | MAPP_US | MISO_W | Internal | Winter | B16 | 25 | 2635 | 894.67 | 59.65 | 66.65 | 7 | 0
2020 | MAPP_US_2_MISO_W | MAPP_US | MISO_W | Internal | Winter | B17 | 100 | 2635 | 278.8 | 60.07 | 67.07 | 7 | 0
2020 | MAPP_US_2_MISO_W | MAPP_US | MISO_W | Internal | Winter | B18 | 400 | 2635 | 1023.9 | 60.07 | 67.07 | 7 | 0
2020 | MAPP_US_2_MISO_W | MAPP_US | MISO_W | Internal | Winter | B19 | 700 | 2635 | 0 | 60.07 | 66.67 | 7 | 0
2020 | MAPP_US_2_MISO_W | MAPP_US | MISO_W | Internal | Winter | B20 | 935 | 2635 | 0 | 55.45 | 60.64 | 7 | 0
2020 | MAPP_US_2_NE | MAPP_US | NE | Internal | Shoulder | B11 | 25 | 2000 | 0 | 74.57 | 76.57 | 7 | 0
2020 | MAPP_US_2_NE | MAPP_US | NE | Internal | Shoulder | B12 | 200 | 2000 | 0 | 61.18 | 63.18 | 7 | 0
2020 | MAPP_US_2_NE | MAPP_US | NE | Internal | Shoulder | B13 | 600 | 2000 | 0 | 57.71 | 59.71 | 7 | 0
2020 | MAPP_US_2_NE | MAPP_US | NE | Internal | Shoulder | B14 | 900 | 2000 | 0 | 57.23 | 57.71 | 7 | 0
2020 | MAPP_US_2_NE | MAPP_US | NE | Internal | Shoulder | B15 | 1203 | 2000 | 0 | 51.9 | 41.8 | 7 | 0
2020 | MAPP_US_2_NE | MAPP_US | NE | Internal | Summer | B1 | 10 | 2000 | 0 | 98.41 | 100.41 | 7 | 0
2020 | MAPP_US_2_NE | MAPP_US | NE | Internal | Summer | B2 | 25 | 2000 | 0 | 95.05 | 97.05 | 7 | 0
2020 | MAPP_US_2_NE | MAPP_US | NE | Internal | Summer | B3 | 75 | 2000 | 0 | 92.03 | 97.05 | 7 | 0
2020 | MAPP_US_2_NE | MAPP_US | NE | Internal | Summer | B4 | 100 | 2000 | 0 | 92.03 | 94.03 | 7 | 0
2020 | MAPP_US_2_NE | MAPP_US | NE | Internal | Summer | B5 | 200 | 2000 | 0 | 89.1 | 91.1 | 7 | 0
2020 | MAPP_US_2_NE | MAPP_US | NE | Internal | Summer | B6 | 300 | 2000 | 0 | 78.6 | 80.6 | 7 | 0
2020 | MAPP_US_2_NE | MAPP_US | NE | Internal | Summer | B7 | 400 | 2000 | 0 | 62.67 | 64.67 | 7 | 0
2020 | MAPP_US_2_NE | MAPP_US | NE | Internal | Summer | B8 | 500 | 2000 | 0 | 55.89 | 57.89 | 7 | 0
2020 | MAPP_US_2_NE | MAPP_US | NE | Internal | Summer | B9 | 800 | 2000 | 0 | 53.78 | 55.74 | 7 | 0
2020 | MAPP_US_2_NE | MAPP_US | NE | Internal | Summer | B10 | 1262 | 2000 | 0 | 53.78 | 53.82 | 7 | 0
2020 | MAPP_US_2_NE | MAPP_US | NE | Internal | Winter | B16 | 25 | 2000 | 0 | 59.65 | 54.65 | 7 | 0
2020 | MAPP_US_2_NE | MAPP_US | NE | Internal | Winter | B17 | 100 | 2000 | 0 | 60.07 | 60.59 | 7 | 0
2020 | MAPP_US_2_NE | MAPP_US | NE | Internal | Winter | B18 | 400 | 2000 | 0 | 60.07 | 61.67 | 7 | 0
2020 | MAPP_US_2_NE | MAPP_US | NE | Internal | Winter | B19 | 700 | 2000 | 0 | 60.07 | 61.67 | 7 | 0
2020 | MAPP_US_2_NE | MAPP_US | NE | Internal | Winter | B20 | 935 | 2000 | 0 | 55.45 | 55.63 | 7 | 0
2020 | MARITIMES_2_NEISO | MARITIMES | NEISO | Internal | Shoulder | B11 | 25 | 99999 | 1720.66 | 61.43 | 61.44 | 0.01 | 0
2020 | MARITIMES_2_NEISO | MARITIMES | NEISO | Internal | Shoulder | B12 | 200 | 99999 | 1717.44 | 61.43 | 61.44 | 0.01 | 0
2020 | MARITIMES_2_NEISO | MARITIMES | NEISO | Internal | Shoulder | B13 | 600 | 99999 | 1704.78 | 61.43 | 61.44 | 0.01 | 0
2020 | MARITIMES_2_NEISO | MARITIMES | NEISO | Internal | Shoulder | B14 | 900 | 99999 | 1682.64 | 61.43 | 61.44 | 0.01 | 0
2020 | MARITIMES_2_NEISO | MARITIMES | NEISO | Internal | Shoulder | B15 | 1203 | 99999 | 648.08 | 61.43 | 61.44 | 0.01 | 0
2020 | MARITIMES_2_NEISO | MARITIMES | NEISO | Internal | Summer | B1 | 10 | 99999 | 1900.1 | 292.93 | 292.94 | 0.01 | 0
2020 | MARITIMES_2_NEISO | MARITIMES | NEISO | Internal | Summer | B2 | 25 | 99999 | 1878.84 | 126.68 | 126.7 | 0.01 | 0
2020 | MARITIMES_2_NEISO | MARITIMES | NEISO | Internal | Summer | B3 | 75 | 99999 | 1836.48 | 89.22 | 89.23 | 0.01 | 0
2020 | MARITIMES_2_NEISO | MARITIMES | NEISO | Internal | Summer | B4 | 100 | 99999 | 1799.97 | 80.44 | 80.45 | 0.01 | 0
2020 | MARITIMES_2_NEISO | MARITIMES | NEISO | Internal | Summer | B5 | 200 | 99999 | 1780.16 | 68.76 | 68.77 | 0.01 | 0
2020 | MARITIMES_2_NEISO | MARITIMES | NEISO | Internal | Summer | B6 | 300 | 99999 | 1757.82 | 58.54 | 58.56 | 0.01 | 0
2020 | MARITIMES_2_NEISO | MARITIMES | NEISO | Internal | Summer | B7 | 400 | 99999 | 1732.23 | 58.54 | 58.56 | 0.01 | 0
2020 | MARITIMES_2_NEISO | MARITIMES | NEISO | Internal | Summer | B8 | 500 | 99999 | 1712.1 | 58.54 | 58.56 | 0.01 | 0
2020 | MARITIMES_2_NEISO | MARITIMES | NEISO | Internal | Summer | B9 | 800 | 99999 | 1687.45 | 58.54 | 58.56 | 0.01 | 0
2020 | MARITIMES_2_NEISO | MARITIMES | NEISO | Internal | Summer | B10 | 1262 | 99999 | 465.06 | 58.54 | 58.56 | 0.01 | 0
2020 | MARITIMES_2_NEISO | MARITIMES | NEISO | Internal | Winter | B16 | 25 | 99999 | 1765.23 | 70.35 | 70.37 | 0.01 | 0
2020 | MARITIMES_2_NEISO | MARITIMES | NEISO | Internal | Winter | B17 | 100 | 99999 | 1747.34 | 69.03 | 69.05 | 0.01 | 0
2020 | MARITIMES_2_NEISO | MARITIMES | NEISO | Internal | Winter | B18 | 400 | 99999 | 1733.65 | 69.03 | 69.05 | 0.01 | 0
2020 | MARITIMES_2_NEISO | MARITIMES | NEISO | Internal | Winter | B19 | 700 | 99999 | 1708.15 | 68.99 | 69.01 | 0.01 | 0
2020 | MARITIMES_2_NEISO | MARITIMES | NEISO | Internal | Winter | B20 | 935 | 99999 | 723.43 | 68.99 | 69.01 | 0.01 | 0
2020 | MISO_IN_2_MISO_MI | MISO_IN | MISO_MI | Internal | Shoulder | B11 | 25 | 5490 | 666.93 | 83.59 | 83.61 | 0.01 | 0
2020 | MISO_IN_2_MISO_MI | MISO_IN | MISO_MI | Internal | Shoulder | B12 | 200 | 5490 | 3612.67 | 68.21 | 68.22 | 0.01 | 0
2020 | MISO_IN_2_MISO_MI | MISO_IN | MISO_MI | Internal | Shoulder | B13 | 600 | 5490 | 4215.78 | 65.44 | 65.46 | 0.01 | 0
2020 | MISO_IN_2_MISO_MI | MISO_IN | MISO_MI | Internal | Shoulder | B14 | 900 | 5490 | 3385.32 | 62.74 | 62.75 | 0.01 | 0
2020 | MISO_IN_2_MISO_MI | MISO_IN | MISO_MI | Internal | Shoulder | B15 | 1203 | 5490 | 4622.4 | 60.91 | 60.92 | 0.01 | 0
2020 | MISO_IN_2_MISO_MI | MISO_IN | MISO_MI | Internal | Summer | B1 | 10 | 5490 | 343.5 | 105.41 | 105.43 | 0.01 | 0
2020 | MISO_IN_2_MISO_MI | MISO_IN | MISO_MI | Internal | Summer | B2 | 25 | 5490 | 2304.8 | 102.07 | 102.08 | 0.01 | 0
2020 | MISO_IN_2_MISO_MI | MISO_IN | MISO_MI | Internal | Summer | B3 | 75 | 5490 | 1074.82 | 102.05 | 102.06 | 0.01 | 0
2020 | MISO_IN_2_MISO_MI | MISO_IN | MISO_MI | Internal | Summer | B4 | 100 | 5490 | 1833.81 | 99.74 | 99.75 | 0.01 | 0
2020 | MISO_IN_2_MISO_MI | MISO_IN | MISO_MI | Internal | Summer | B5 | 200 | 5490 | 1810.76 | 96.12 | 96.13 | 0.01 | 0
2020 | MISO_IN_2_MISO_MI | MISO_IN | MISO_MI | Internal | Summer | B6 | 300 | 5490 | 1071.16 | 85.6 | 85.61 | 0.01 | 0
2020 | MISO_IN_2_MISO_MI | MISO_IN | MISO_MI | Internal | Summer | B7 | 400 | 5490 | 3622.63 | 71.28 | 71.29 | 0.01 | 0
2020 | MISO_IN_2_MISO_MI | MISO_IN | MISO_MI | Internal | Summer | B8 | 500 | 5490 | 4153.22 | 65.26 | 65.28 | 0.01 | 0
2020 | MISO_IN_2_MISO_MI | MISO_IN | MISO_MI | Internal | Summer | B9 | 800 | 5490 | 3336.07 | 61.67 | 61.69 | 0.01 | 0
2020 | MISO_IN_2_MISO_MI | MISO_IN | MISO_MI | Internal | Summer | B10 | 1262 | 5490 | 3324.07 | 61.12 | 61.13 | 0.01 | 0
2020 | MISO_IN_2_MISO_MI | MISO_IN | MISO_MI | Internal | Winter | B16 | 25 | 5490 | 911 | 84.34 | 84.36 | 0.01 | 0
2020 | MISO_IN_2_MISO_MI | MISO_IN | MISO_MI | Internal | Winter | B17 | 100 | 5490 | 2994.17 | 73.68 | 73.69 | 0.01 | 0
2020 | MISO_IN_2_MISO_MI | MISO_IN | MISO_MI | Internal | Winter | B18 | 400 | 5490 | 3557.15 | 68.04 | 68.05 | 0.01 | 0
2020 | MISO_IN_2_MISO_MI | MISO_IN | MISO_MI | Internal | Winter | B19 | 700 | 5490 | 2893.16 | 66.67 | 66.68 | 0.01 | 0
2020 | MISO_IN_2_MISO_MI | MISO_IN | MISO_MI | Internal | Winter | B20 | 935 | 5490 | 4596.52 | 61.47 | 61.49 | 0.01 | 0
2020 | MISO_IN_2_MISO_MO-IL | MISO_IN | MISO_MO-IL | Internal | Shoulder | B11 | 25 | 5000 | 48.83 | 83.59 | 83.61 | 0.01 | 0
2020 | MISO_IN_2_MISO_MO-IL | MISO_IN | MISO_MO-IL | Internal | Shoulder | B12 | 200 | 5000 | 0 | 68.21 | 68.19 | 0.01 | 0
2020 | MISO_IN_2_MISO_MO-IL | MISO_IN | MISO_MO-IL | Internal | Shoulder | B13 | 600 | 5000 | 0 | 65.44 | 65.43 | 0.01 | 0
2020 | MISO_IN_2_MISO_MO-IL | MISO_IN | MISO_MO-IL | Internal | Shoulder | B14 | 900 | 5000 | 0 | 62.74 | 62.73 | 0.01 | 0
2020 | MISO_IN_2_MISO_MO-IL | MISO_IN | MISO_MO-IL | Internal | Shoulder | B15 | 1203 | 5000 | 0 | 60.91 | 58.93 | 0.01 | 0
2020 | MISO_IN_2_MISO_MO-IL | MISO_IN | MISO_MO-IL | Internal | Summer | B1 | 10 | 5000 | 837.5 | 105.41 | 105.43 | 0.01 | 0
2020 | MISO_IN_2_MISO_MO-IL | MISO_IN | MISO_MO-IL | Internal | Summer | B2 | 25 | 5000 | 0 | 102.07 | 102.06 | 0.01 | 0
2020 | MISO_IN_2_MISO_MO-IL | MISO_IN | MISO_MO-IL | Internal | Summer | B3 | 75 | 5000 | 1266.72 | 102.05 | 102.06 | 0.01 | 0
2020 | MISO_IN_2_MISO_MO-IL | MISO_IN | MISO_MO-IL | Internal | Summer | B4 | 100 | 5000 | 0 | 99.74 | 99.72 | 0.01 | 0
2020 | MISO_IN_2_MISO_MO-IL | MISO_IN | MISO_MO-IL | Internal | Summer | B5 | 200 | 5000 | 0 | 96.12 | 96.11 | 0.01 | 0
2020 | MISO_IN_2_MISO_MO-IL | MISO_IN | MISO_MO-IL | Internal | Summer | B6 | 300 | 5000 | 1567.77 | 85.6 | 85.61 | 0.01 | 0
2020 | MISO_IN_2_MISO_MO-IL | MISO_IN | MISO_MO-IL | Internal | Summer | B7 | 400 | 5000 | 817.44 | 71.28 | 71.29 | 0.01 | 0
2020 | MISO_IN_2_MISO_MO-IL | MISO_IN | MISO_MO-IL | Internal | Summer | B8 | 500 | 5000 | 1555.89 | 65.26 | 65.28 | 0.01 | 0
2020 | MISO_IN_2_MISO_MO-IL | MISO_IN | MISO_MO-IL | Internal | Summer | B9 | 800 | 5000 | 1719.27 | 61.67 | 61.69 | 0.01 | 0
2020 | MISO_IN_2_MISO_MO-IL | MISO_IN | MISO_MO-IL | Internal | Summer | B10 | 1262 | 5000 | 1035.8 | 61.12 | 61.13 | 0.01 | 0
2020 | MISO_IN_2_MISO_MO-IL | MISO_IN | MISO_MO-IL | Internal | Winter | B16 | 25 | 5000 | 0 | 84.34 | 84.33 | 0.01 | 0
2020 | MISO_IN_2_MISO_MO-IL | MISO_IN | MISO_MO-IL | Internal | Winter | B17 | 100 | 5000 | 0 | 73.68 | 69.69 | 0.01 | 0
2020 | MISO_IN_2_MISO_MO-IL | MISO_IN | MISO_MO-IL | Internal | Winter | B18 | 400 | 5000 | 0 | 68.04 | 68.03 | 0.01 | 0
2020 | MISO_IN_2_MISO_MO-IL | MISO_IN | MISO_MO-IL | Internal | Winter | B19 | 700 | 5000 | 341.04 | 66.67 | 66.68 | 0.01 | 0
2020 | MISO_IN_2_MISO_MO-IL | MISO_IN | MISO_MO-IL | Internal | Winter | B20 | 935 | 5000 | 0 | 61.47 | 60.65 | 0.01 | 0
2020 | MISO_IN_2_NonRTO_Midwest | MISO_IN | NonRTO_Midwest | Internal | Shoulder | B11 | 25 | 4800 | 1951.61 | 83.59 | 91.59 | 8 | 0
2020 | MISO_IN_2_NonRTO_Midwest | MISO_IN | NonRTO_Midwest | Internal | Shoulder | B12 | 200 | 4800 | 1364.92 | 68.21 | 76.21 | 8 | 0
2020 | MISO_IN_2_NonRTO_Midwest | MISO_IN | NonRTO_Midwest | Internal | Shoulder | B13 | 600 | 4800 | 818.02 | 65.44 | 73.44 | 8 | 0
2020 | MISO_IN_2_NonRTO_Midwest | MISO_IN | NonRTO_Midwest | Internal | Shoulder | B14 | 900 | 4800 | 391.87 | 62.74 | 70.74 | 8 | 0
2020 | MISO_IN_2_NonRTO_Midwest | MISO_IN | NonRTO_Midwest | Internal | Shoulder | B15 | 1203 | 4800 | 0 | 60.91 | 65.96 | 8 | 0
2020 | MISO_IN_2_NonRTO_Midwest | MISO_IN | NonRTO_Midwest | Internal | Summer | B1 | 10 | 4800 | 346.66 | 105.41 | 113.41 | 8 | 0
2020 | MISO_IN_2_NonRTO_Midwest | MISO_IN | NonRTO_Midwest | Internal | Summer | B2 | 25 | 4800 | 150.53 | 102.07 | 110.07 | 8 | 0
2020 | MISO_IN_2_NonRTO_Midwest | MISO_IN | NonRTO_Midwest | Internal | Summer | B3 | 75 | 4800 | 0 | 102.05 | 108.34 | 8 | 0
2020 | MISO_IN_2_NonRTO_Midwest | MISO_IN | NonRTO_Midwest | Internal | Summer | B4 | 100 | 4800 | 2222.48 | 99.74 | 107.74 | 8 | 0
2020 | MISO_IN_2_NonRTO_Midwest | MISO_IN | NonRTO_Midwest | Internal | Summer | B5 | 200 | 4800 | 1908.1 | 96.12 | 104.12 | 8 | 0
2020 | MISO_IN_2_NonRTO_Midwest | MISO_IN | NonRTO_Midwest | Internal | Summer | B6 | 300 | 4800 | 1429.91 | 85.6 | 93.6 | 8 | 0
2020 | MISO_IN_2_NonRTO_Midwest | MISO_IN | NonRTO_Midwest | Internal | Summer | B7 | 400 | 4800 | 816.51 | 71.28 | 79.28 | 8 | 0
2020 | MISO_IN_2_NonRTO_Midwest | MISO_IN | NonRTO_Midwest | Internal | Summer | B8 | 500 | 4800 | 339.11 | 65.26 | 73.26 | 8 | 0
2020 | MISO_IN_2_NonRTO_Midwest | MISO_IN | NonRTO_Midwest | Internal | Summer | B9 | 800 | 4800 | 0 | 61.67 | 65.96 | 8 | 0
2020 | MISO_IN_2_NonRTO_Midwest | MISO_IN | NonRTO_Midwest | Internal | Summer | B10 | 1262 | 4800 | 0 | 61.12 | 63.66 | 8 | 0
2020 | MISO_IN_2_NonRTO_Midwest | MISO_IN | NonRTO_Midwest | Internal | Winter | B16 | 25 | 4800 | 3408.69 | 84.34 | 92.34 | 8 | 0
2020 | MISO_IN_2_NonRTO_Midwest | MISO_IN | NonRTO_Midwest | Internal | Winter | B17 | 100 | 4800 | 2362.55 | 73.68 | 81.68 | 8 | 0
2020 | MISO_IN_2_NonRTO_Midwest | MISO_IN | NonRTO_Midwest | Internal | Winter | B18 | 400 | 4800 | 1518.81 | 68.04 | 76.04 | 8 | 0
2020 | MISO_IN_2_NonRTO_Midwest | MISO_IN | NonRTO_Midwest | Internal | Winter | B19 | 700 | 4800 | 868.98 | 66.67 | 74.67 | 8 | 0
2020 | MISO_IN_2_NonRTO_Midwest | MISO_IN | NonRTO_Midwest | Internal | Winter | B20 | 935 | 4800 | 0 | 61.47 | 67.21 | 8 | 0
2020 | MISO_IN_2_PJM_ROR | MISO_IN | PJM_ROR | Internal | Shoulder | B11 | 25 | 992 | 0 | 83.59 | 83.57 | 2 | 0
2020 | MISO_IN_2_PJM_ROR | MISO_IN | PJM_ROR | Internal | Shoulder | B12 | 200 | 992 | 0 | 68.21 | 70.18 | 2 | 0
2020 | MISO_IN_2_PJM_ROR | MISO_IN | PJM_ROR | Internal | Shoulder | B13 | 600 | 992 | 0 | 65.44 | 66.71 | 2 | 0
2020 | MISO_IN_2_PJM_ROR | MISO_IN | PJM_ROR | Internal | Shoulder | B14 | 900 | 992 | 0 | 62.74 | 64.71 | 2 | 0
2020 | MISO_IN_2_PJM_ROR | MISO_IN | PJM_ROR | Internal | Shoulder | B15 | 1203 | 992 | 0 | 60.91 | 60.9 | 2 | 0
2020 | MISO_IN_2_PJM_ROR | MISO_IN | PJM_ROR | Internal | Summer | B1 | 10 | 992 | 369.71 | 105.41 | 107.41 | 2 | 0
2020 | MISO_IN_2_PJM_ROR | MISO_IN | PJM_ROR | Internal | Summer | B2 | 25 | 992 | 0 | 102.07 | 104.05 | 2 | 0
2020 | MISO_IN_2_PJM_ROR | MISO_IN | PJM_ROR | Internal | Summer | B3 | 75 | 992 | 0 | 102.05 | 101.03 | 2 | 0
2020 | MISO_IN_2_PJM_ROR | MISO_IN | PJM_ROR | Internal | Summer | B4 | 100 | 992 | 0 | 99.74 | 101.03 | 2 | 0
2020 | MISO_IN_2_PJM_ROR | MISO_IN | PJM_ROR | Internal | Summer | B5 | 200 | 992 | 0 | 96.12 | 98.1 | 2 | 0
2020 | MISO_IN_2_PJM_ROR | MISO_IN | PJM_ROR | Internal | Summer | B6 | 300 | 992 | 209.92 | 85.6 | 87.6 | 2 | 0
2020 | MISO_IN_2_PJM_ROR | MISO_IN | PJM_ROR | Internal | Summer | B7 | 400 | 992 | 0 | 71.28 | 71.67 | 2 | 0
2020 | MISO_IN_2_PJM_ROR | MISO_IN | PJM_ROR | Internal | Summer | B8 | 500 | 992 | 0 | 65.26 | 64.89 | 2 | 0
2020 | MISO_IN_2_PJM_ROR | MISO_IN | PJM_ROR | Internal | Summer | B9 | 800 | 992 | 0 | 61.67 | 62.74 | 2 | 0
2020 | MISO_IN_2_PJM_ROR | MISO_IN | PJM_ROR | Internal | Summer | B10 | 1262 | 992 | 0 | 61.12 | 60.82 | 2 | 0
2020 | MISO_IN_2_PJM_ROR | MISO_IN | PJM_ROR | Internal | Winter | B16 | 25 | 992 | 0 | 84.34 | 85.89 | 2 | 0
2020 | MISO_IN_2_PJM_ROR | MISO_IN | PJM_ROR | Internal | Winter | B17 | 100 | 992 | 0 | 73.68 | 71.69 | 2 | 0
2020 | MISO_IN_2_PJM_ROR | MISO_IN | PJM_ROR | Internal | Winter | B18 | 400 | 992 | 0 | 68.04 | 69.07 | 2 | 0
2020 | MISO_IN_2_PJM_ROR | MISO_IN | PJM_ROR | Internal | Winter | B19 | 700 | 992 | 169.72 | 66.67 | 68.67 | 2 | 0
2020 | MISO_IN_2_PJM_ROR | MISO_IN | PJM_ROR | Internal | Winter | B20 | 935 | 992 | 0 | 61.47 | 62.64 | 2 | 0
2020 | MISO_MI_2_MISO_IN | MISO_MI | MISO_IN | Internal | Shoulder | B11 | 25 | 2535 | 0 | 83.61 | 83.59 | 0.01 | 0
2020 | MISO_MI_2_MISO_IN | MISO_MI | MISO_IN | Internal | Shoulder | B12 | 200 | 2535 | 0 | 68.22 | 68.21 | 0.01 | 0
2020 | MISO_MI_2_MISO_IN | MISO_MI | MISO_IN | Internal | Shoulder | B13 | 600 | 2535 | 0 | 65.46 | 65.44 | 0.01 | 0
2020 | MISO_MI_2_MISO_IN | MISO_MI | MISO_IN | Internal | Shoulder | B14 | 900 | 2535 | 0 | 62.75 | 62.74 | 0.01 | 0
2020 | MISO_MI_2_MISO_IN | MISO_MI | MISO_IN | Internal | Shoulder | B15 | 1203 | 2535 | 0 | 60.92 | 60.91 | 0.01 | 0
2020 | MISO_MI_2_MISO_IN | MISO_MI | MISO_IN | Internal | Summer | B1 | 10 | 2535 | 0 | 105.43 | 105.41 | 0.01 | 0
2020 | MISO_MI_2_MISO_IN | MISO_MI | MISO_IN | Internal | Summer | B2 | 25 | 2535 | 0 | 102.08 | 102.07 | 0.01 | 0
2020 | MISO_MI_2_MISO_IN | MISO_MI | MISO_IN | Internal | Summer | B3 | 75 | 2535 | 0 | 102.06 | 102.05 | 0.01 | 0
2020 | MISO_MI_2_MISO_IN | MISO_MI | MISO_IN | Internal | Summer | B4 | 100 | 2535 | 0 | 99.75 | 99.74 | 0.01 | 0
2020 | MISO_MI_2_MISO_IN | MISO_MI | MISO_IN | Internal | Summer | B5 | 200 | 2535 | 0 | 96.13 | 96.12 | 0.01 | 0
2020 | MISO_MI_2_MISO_IN | MISO_MI | MISO_IN | Internal | Summer | B6 | 300 | 2535 | 0 | 85.61 | 85.6 | 0.01 | 0
2020 | MISO_MI_2_MISO_IN | MISO_MI | MISO_IN | Internal | Summer | B7 | 400 | 2535 | 0 | 71.29 | 71.28 | 0.01 | 0
2020 | MISO_MI_2_MISO_IN | MISO_MI | MISO_IN | Internal | Summer | B8 | 500 | 2535 | 0 | 65.28 | 65.26 | 0.01 | 0
2020 | MISO_MI_2_MISO_IN | MISO_MI | MISO_IN | Internal | Summer | B9 | 800 | 2535 | 0 | 61.69 | 61.67 | 0.01 | 0
2020 | MISO_MI_2_MISO_IN | MISO_MI | MISO_IN | Internal | Summer | B10 | 1262 | 2535 | 0 | 61.13 | 61.12 | 0.01 | 0
2020 | MISO_MI_2_MISO_IN | MISO_MI | MISO_IN | Internal | Winter | B16 | 25 | 2535 | 0 | 84.36 | 84.34 | 0.01 | 0
2020 | MISO_MI_2_MISO_IN | MISO_MI | MISO_IN | Internal | Winter | B17 | 100 | 2535 | 0 | 73.69 | 73.68 | 0.01 | 0
2020 | MISO_MI_2_MISO_IN | MISO_MI | MISO_IN | Internal | Winter | B18 | 400 | 2535 | 0 | 68.05 | 68.04 | 0.01 | 0
2020 | MISO_MI_2_MISO_IN | MISO_MI | MISO_IN | Internal | Winter | B19 | 700 | 2535 | 0 | 66.68 | 66.67 | 0.01 | 0
2020 | MISO_MI_2_MISO_IN | MISO_MI | MISO_IN | Internal | Winter | B20 | 935 | 2535 | 0 | 61.49 | 61.47 | 0.01 | 0
2020 | MISO_MI_2_MISO_WUMS | MISO_MI | MISO_WUMS | Internal | Shoulder | B11 | 25 | 312 | 0 | 83.61 | 81.57 | 0.01 | 0
2020 | MISO_MI_2_MISO_WUMS | MISO_MI | MISO_WUMS | Internal | Shoulder | B12 | 200 | 312 | 0 | 68.22 | 68.18 | 0.01 | 0
2020 | MISO_MI_2_MISO_WUMS | MISO_MI | MISO_WUMS | Internal | Shoulder | B13 | 600 | 312 | 0 | 65.46 | 64.72 | 0.01 | 0
2020 | MISO_MI_2_MISO_WUMS | MISO_MI | MISO_WUMS | Internal | Shoulder | B14 | 900 | 312 | 0 | 62.75 | 62.71 | 0.01 | 0
2020 | MISO_MI_2_MISO_WUMS | MISO_MI | MISO_WUMS | Internal | Shoulder | B15 | 1203 | 312 | 0 | 60.92 | 58.91 | 0.01 | 0
2020 | MISO_MI_2_MISO_WUMS | MISO_MI | MISO_WUMS | Internal | Summer | B1 | 10 | 312 | 0 | 105.43 | 105.4 | 0.01 | 0
2020 | MISO_MI_2_MISO_WUMS | MISO_MI | MISO_WUMS | Internal | Summer | B2 | 25 | 312 | 0 | 102.08 | 102.06 | 0.01 | 0
2020 | MISO_MI_2_MISO_WUMS | MISO_MI | MISO_WUMS | Internal | Summer | B3 | 75 | 312 | 0 | 102.06 | 99.03 | 0.01 | 0
2020 | MISO_MI_2_MISO_WUMS | MISO_MI | MISO_WUMS | Internal | Summer | B4 | 100 | 312 | 0 | 99.75 | 99.03 | 0.01 | 0
2020 | MISO_MI_2_MISO_WUMS | MISO_MI | MISO_WUMS | Internal | Summer | B5 | 200 | 312 | 0 | 96.13 | 96.1 | 0.01 | 0
2020 | MISO_MI_2_MISO_WUMS | MISO_MI | MISO_WUMS | Internal | Summer | B6 | 300 | 312 | 0 | 85.61 | 85.59 | 0.01 | 0
2020 | MISO_MI_2_MISO_WUMS | MISO_MI | MISO_WUMS | Internal | Summer | B7 | 400 | 312 | 0 | 71.29 | 69.67 | 0.01 | 0
2020 | MISO_MI_2_MISO_WUMS | MISO_MI | MISO_WUMS | Internal | Summer | B8 | 500 | 312 | 0 | 65.28 | 62.89 | 0.01 | 0
2020 | MISO_MI_2_MISO_WUMS | MISO_MI | MISO_WUMS | Internal | Summer | B9 | 800 | 312 | 0 | 61.69 | 60.74 | 0.01 | 0
2020 | MISO_MI_2_MISO_WUMS | MISO_MI | MISO_WUMS | Internal | Summer | B10 | 1262 | 312 | 0 | 61.13 | 58.82 | 0.01 | 0
2020 | MISO_MI_2_MISO_WUMS | MISO_MI | MISO_WUMS | Internal | Winter | B16 | 25 | 312 | 0 | 84.36 | 70.05 | 0.01 | 0
2020 | MISO_MI_2_MISO_WUMS | MISO_MI | MISO_WUMS | Internal | Winter | B17 | 100 | 312 | 0 | 73.69 | 67.09 | 0.01 | 0
2020 | MISO_MI_2_MISO_WUMS | MISO_MI | MISO_WUMS | Internal | Winter | B18 | 400 | 312 | 0 | 68.05 | 67.07 | 0.01 | 0
2020 | MISO_MI_2_MISO_WUMS | MISO_MI | MISO_WUMS | Internal | Winter | B19 | 700 | 312 | 0 | 66.68 | 66.67 | 0.01 | 0
2020 | MISO_MI_2_MISO_WUMS | MISO_MI | MISO_WUMS | Internal | Winter | B20 | 935 | 312 | 0 | 61.49 | 60.65 | 0.01 | 0
2020 | MISO_MI_2_PJM_ROR | MISO_MI | PJM_ROR | Internal | Shoulder | B11 | 25 | 1424 | 0 | 83.61 | 83.57 | 2 | 0
2020 | MISO_MI_2_PJM_ROR | MISO_MI | PJM_ROR | Internal | Shoulder | B12 | 200 | 1424 | 0 | 68.22 | 70.18 | 2 | 0
2020 | MISO_MI_2_PJM_ROR | MISO_MI | PJM_ROR | Internal | Shoulder | B13 | 600 | 1424 | 0 | 65.46 | 66.71 | 2 | 0
2020 | MISO_MI_2_PJM_ROR | MISO_MI | PJM_ROR | Internal | Shoulder | B14 | 900 | 1424 | 0 | 62.75 | 64.71 | 2 | 0
2020 | MISO_MI_2_PJM_ROR | MISO_MI | PJM_ROR | Internal | Shoulder | B15 | 1203 | 1424 | 0 | 60.92 | 60.9 | 2 | 0
2020 | MISO_MI_2_PJM_ROR | MISO_MI | PJM_ROR | Internal | Summer | B1 | 10 | 1424 | 0 | 105.43 | 107.41 | 2 | 0
2020 | MISO_MI_2_PJM_ROR | MISO_MI | PJM_ROR | Internal | Summer | B2 | 25 | 1424 | 0 | 102.08 | 104.05 | 2 | 0
2020 | MISO_MI_2_PJM_ROR | MISO_MI | PJM_ROR | Internal | Summer | B3 | 75 | 1424 | 0 | 102.06 | 101.03 | 2 | 0
2020 | MISO_MI_2_PJM_ROR | MISO_MI | PJM_ROR | Internal | Summer | B4 | 100 | 1424 | 0 | 99.75 | 101.03 | 2 | 0
2020 | MISO_MI_2_PJM_ROR | MISO_MI | PJM_ROR | Internal | Summer | B5 | 200 | 1424 | 0 | 96.13 | 98.1 | 2 | 0
2020 | MISO_MI_2_PJM_ROR | MISO_MI | PJM_ROR | Internal | Summer | B6 | 300 | 1424 | 0 | 85.61 | 87.6 | 2 | 0
2020 | MISO_MI_2_PJM_ROR | MISO_MI | PJM_ROR | Internal | Summer | B7 | 400 | 1424 | 0 | 71.29 | 71.67 | 2 | 0
2020 | MISO_MI_2_PJM_ROR | MISO_MI | PJM_ROR | Internal | Summer | B8 | 500 | 1424 | 0 | 65.28 | 64.89 | 2 | 0
2020 | MISO_MI_2_PJM_ROR | MISO_MI | PJM_ROR | Internal | Summer | B9 | 800 | 1424 | 0 | 61.69 | 62.74 | 2 | 0
2020 | MISO_MI_2_PJM_ROR | MISO_MI | PJM_ROR | Internal | Summer | B10 | 1262 | 1424 | 0 | 61.13 | 60.82 | 2 | 0
2020 | MISO_MI_2_PJM_ROR | MISO_MI | PJM_ROR | Internal | Winter | B16 | 25 | 1424 | 0 | 84.36 | 85.89 | 2 | 0
2020 | MISO_MI_2_PJM_ROR | MISO_MI | PJM_ROR | Internal | Winter | B17 | 100 | 1424 | 0 | 73.69 | 71.69 | 2 | 0
2020 | MISO_MI_2_PJM_ROR | MISO_MI | PJM_ROR | Internal | Winter | B18 | 400 | 1424 | 0 | 68.05 | 69.07 | 2 | 0
2020 | MISO_MI_2_PJM_ROR | MISO_MI | PJM_ROR | Internal | Winter | B19 | 700 | 1424 | 0 | 66.68 | 68.67 | 2 | 0
2020 | MISO_MI_2_PJM_ROR | MISO_MI | PJM_ROR | Internal | Winter | B20 | 935 | 1424 | 0 | 61.49 | 62.64 | 2 | 0
2020 | MISO_MO-IL_2_ENT | MISO_MO-IL | ENT | Internal | Shoulder | B11 | 25 | 2540 | 0 | 83.61 | 75.61 | 8 | 0
2020 | MISO_MO-IL_2_ENT | MISO_MO-IL | ENT | Internal | Shoulder | B12 | 200 | 2540 | 0 | 68.19 | 68.19 | 8 | 0
2020 | MISO_MO-IL_2_ENT | MISO_MO-IL | ENT | Internal | Shoulder | B13 | 600 | 2540 | 0 | 65.43 | 65.43 | 8 | 0
2020 | MISO_MO-IL_2_ENT | MISO_MO-IL | ENT | Internal | Shoulder | B14 | 900 | 2540 | 0 | 62.73 | 62.73 | 8 | 0
2020 | MISO_MO-IL_2_ENT | MISO_MO-IL | ENT | Internal | Shoulder | B15 | 1203 | 2540 | 0 | 58.93 | 58.93 | 8 | 0
2020 | MISO_MO-IL_2_ENT | MISO_MO-IL | ENT | Internal | Summer | B1 | 10 | 2540 | 0 | 105.43 | 94.73 | 8 | 0
2020 | MISO_MO-IL_2_ENT | MISO_MO-IL | ENT | Internal | Summer | B2 | 25 | 2540 | 0 | 102.06 | 102.06 | 8 | 0
2020 | MISO_MO-IL_2_ENT | MISO_MO-IL | ENT | Internal | Summer | B3 | 75 | 2540 | 0 | 102.06 | 102.06 | 8 | 0
2020 | MISO_MO-IL_2_ENT | MISO_MO-IL | ENT | Internal | Summer | B4 | 100 | 2540 | 0 | 99.72 | 99.04 | 8 | 0
2020 | MISO_MO-IL_2_ENT | MISO_MO-IL | ENT | Internal | Summer | B5 | 200 | 2540 | 0 | 96.11 | 96.11 | 8 | 0
2020 | MISO_MO-IL_2_ENT | MISO_MO-IL | ENT | Internal | Summer | B6 | 300 | 2540 | 0 | 85.61 | 85.61 | 8 | 0
2020 | MISO_MO-IL_2_ENT | MISO_MO-IL | ENT | Internal | Summer | B7 | 400 | 2540 | 0 | 71.29 | 71.29 | 8 | 0
2020 | MISO_MO-IL_2_ENT | MISO_MO-IL | ENT | Internal | Summer | B8 | 500 | 2540 | 0 | 65.28 | 68.86 | 8 | 0
2020 | MISO_MO-IL_2_ENT | MISO_MO-IL | ENT | Internal | Summer | B9 | 800 | 2540 | 0 | 61.69 | 66.33 | 8 | 0
2020 | MISO_MO-IL_2_ENT | MISO_MO-IL | ENT | Internal | Summer | B10 | 1262 | 2540 | 0 | 61.13 | 64.06 | 8 | 0
2020 | MISO_MO-IL_2_ENT | MISO_MO-IL | ENT | Internal | Winter | B16 | 25 | 2540 | 0 | 84.33 | 73.03 | 8 | 0
2020 | MISO_MO-IL_2_ENT | MISO_MO-IL | ENT | Internal | Winter | B17 | 100 | 2540 | 0 | 69.69 | 69.69 | 8 | 0
2020 | MISO_MO-IL_2_ENT | MISO_MO-IL | ENT | Internal | Winter | B18 | 400 | 2540 | 0 | 68.03 | 68.04 | 8 | 0
2020 | MISO_MO-IL_2_ENT | MISO_MO-IL | ENT | Internal | Winter | B19 | 700 | 2540 | 0 | 66.68 | 66.69 | 8 | 0
2020 | MISO_MO-IL_2_ENT | MISO_MO-IL | ENT | Internal | Winter | B20 | 935 | 2540 | 0 | 60.65 | 60.65 | 8 | 0
2020 | MISO_MO-IL_2_MISO_IN | MISO_MO-IL | MISO_IN | Internal | Shoulder | B11 | 25 | 2100 | 0 | 83.61 | 83.59 | 0.01 | 0
2020 | MISO_MO-IL_2_MISO_IN | MISO_MO-IL | MISO_IN | Internal | Shoulder | B12 | 200 | 2100 | 1896.06 | 68.19 | 68.21 | 0.01 | 0
2020 | MISO_MO-IL_2_MISO_IN | MISO_MO-IL | MISO_IN | Internal | Shoulder | B13 | 600 | 2100 | 1758.88 | 65.43 | 65.44 | 0.01 | 0
2020 | MISO_MO-IL_2_MISO_IN | MISO_MO-IL | MISO_IN | Internal | Shoulder | B14 | 900 | 2100 | 695.76 | 62.73 | 62.74 | 0.01 | 0
2020 | MISO_MO-IL_2_MISO_IN | MISO_MO-IL | MISO_IN | Internal | Shoulder | B15 | 1203 | 2100 | 2100 | 58.93 | 60.91 | 0.01 | 1.97
2020 | MISO_MO-IL_2_MISO_IN | MISO_MO-IL | MISO_IN | Internal | Summer | B1 | 10 | 2100 | 0 | 105.43 | 105.41 | 0.01 | 0
2020 | MISO_MO-IL_2_MISO_IN | MISO_MO-IL | MISO_IN | Internal | Summer | B2 | 25 | 2100 | 956.79 | 102.06 | 102.07 | 0.01 | 0
2020 | MISO_MO-IL_2_MISO_IN | MISO_MO-IL | MISO_IN | Internal | Summer | B3 | 75 | 2100 | 0 | 102.06 | 102.05 | 0.01 | 0
2020 | MISO_MO-IL_2_MISO_IN | MISO_MO-IL | MISO_IN | Internal | Summer | B4 | 100 | 2100 | 933.24 | 99.72 | 99.74 | 0.01 | 0
2020 | MISO_MO-IL_2_MISO_IN | MISO_MO-IL | MISO_IN | Internal | Summer | B5 | 200 | 2100 | 335.68 | 96.11 | 96.12 | 0.01 | 0
2020 | MISO_MO-IL_2_MISO_IN | MISO_MO-IL | MISO_IN | Internal | Summer | B6 | 300 | 2100 | 0 | 85.61 | 85.6 | 0.01 | 0
2020 | MISO_MO-IL_2_MISO_IN | MISO_MO-IL | MISO_IN | Internal | Summer | B7 | 400 | 2100 | 0 | 71.29 | 71.28 | 0.01 | 0
2020 | MISO_MO-IL_2_MISO_IN | MISO_MO-IL | MISO_IN | Internal | Summer | B8 | 500 | 2100 | 0 | 65.28 | 65.26 | 0.01 | 0
2020 | MISO_MO-IL_2_MISO_IN | MISO_MO-IL | MISO_IN | Internal | Summer | B9 | 800 | 2100 | 0 | 61.69 | 61.67 | 0.01 | 0
2020 | MISO_MO-IL_2_MISO_IN | MISO_MO-IL | MISO_IN | Internal | Summer | B10 | 1262 | 2100 | 0 | 61.13 | 61.12 | 0.01 | 0
2020 | MISO_MO-IL_2_MISO_IN | MISO_MO-IL | MISO_IN | Internal | Winter | B16 | 25 | 2100 | 1753.39 | 84.33 | 84.34 | 0.01 | 0
2020 | MISO_MO-IL_2_MISO_IN | MISO_MO-IL | MISO_IN | Internal | Winter | B17 | 100 | 2100 | 2100 | 69.69 | 73.68 | 0.01 | 3.98
2020 | MISO_MO-IL_2_MISO_IN | MISO_MO-IL | MISO_IN | Internal | Winter | B18 | 400 | 2100 | 1597.95 | 68.03 | 68.04 | 0.01 | 0
2020 | MISO_MO-IL_2_MISO_IN | MISO_MO-IL | MISO_IN | Internal | Winter | B19 | 700 | 2100 | 0 | 66.68 | 66.67 | 0.01 | 0
2020 | MISO_MO-IL_2_MISO_IN | MISO_MO-IL | MISO_IN | Internal | Winter | B20 | 935 | 2100 | 2100 | 60.65 | 61.47 | 0.01 | 0.81
2020 | MISO_MO-IL_2_MISO_W | MISO_MO-IL | MISO_W | Internal | Shoulder | B11 | 25 | 1208 | 0 | 83.61 | 81.57 | 0.01 | 0
2020 | MISO_MO-IL_2_MISO_W | MISO_MO-IL | MISO_W | Internal | Shoulder | B12 | 200 | 1208 | 0 | 68.19 | 68.18 | 0.01 | 0
2020 | MISO_MO-IL_2_MISO_W | MISO_MO-IL | MISO_W | Internal | Shoulder | B13 | 600 | 1208 | 0 | 65.43 | 64.71 | 0.01 | 0
2020 | MISO_MO-IL_2_MISO_W | MISO_MO-IL | MISO_W | Internal | Shoulder | B14 | 900 | 1208 | 0 | 62.73 | 62.71 | 0.01 | 0
2020 | MISO_MO-IL_2_MISO_W | MISO_MO-IL | MISO_W | Internal | Shoulder | B15 | 1203 | 1208 | 0 | 58.93 | 58.9 | 0.01 | 0
2020 | MISO_MO-IL_2_MISO_W | MISO_MO-IL | MISO_W | Internal | Summer | B1 | 10 | 1208 | 0 | 105.43 | 105.41 | 0.01 | 0
2020 | MISO_MO-IL_2_MISO_W | MISO_MO-IL | MISO_W | Internal | Summer | B2 | 25 | 1208 | 0 | 102.06 | 102.05 | 0.01 | 0
2020 | MISO_MO-IL_2_MISO_W | MISO_MO-IL | MISO_W | Internal | Summer | B3 | 75 | 1208 | 0 | 102.06 | 99.03 | 0.01 | 0
2020 | MISO_MO-IL_2_MISO_W | MISO_MO-IL | MISO_W | Internal | Summer | B4 | 100 | 1208 | 0 | 99.72 | 99.03 | 0.01 | 0
2020 | MISO_MO-IL_2_MISO_W | MISO_MO-IL | MISO_W | Internal | Summer | B5 | 200 | 1208 | 0 | 96.11 | 96.1 | 0.01 | 0
2020 | MISO_MO-IL_2_MISO_W | MISO_MO-IL | MISO_W | Internal | Summer | B6 | 300 | 1208 | 0 | 85.61 | 85.6 | 0.01 | 0
2020 | MISO_MO-IL_2_MISO_W | MISO_MO-IL | MISO_W | Internal | Summer | B7 | 400 | 1208 | 0 | 71.29 | 69.67 | 0.01 | 0
2020 | MISO_MO-IL_2_MISO_W | MISO_MO-IL | MISO_W | Internal | Summer | B8 | 500 | 1208 | 0 | 65.28 | 62.89 | 0.01 | 0
2020 | MISO_MO-IL_2_MISO_W | MISO_MO-IL | MISO_W | Internal | Summer | B9 | 800 | 1208 | 0 | 61.69 | 60.74 | 0.01 | 0
2020 | MISO_MO-IL_2_MISO_W | MISO_MO-IL | MISO_W | Internal | Summer | B10 | 1262 | 1208 | 0 | 61.13 | 58.82 | 0.01 | 0
2020 | MISO_MO-IL_2_MISO_W | MISO_MO-IL | MISO_W | Internal | Winter | B16 | 25 | 1208 | 0 | 84.33 | 66.65 | 0.01 | 0
2020 | MISO_MO-IL_2_MISO_W | MISO_MO-IL | MISO_W | Internal | Winter | B17 | 100 | 1208 | 0 | 69.69 | 67.07 | 0.01 | 0
2020 | MISO_MO-IL_2_MISO_W | MISO_MO-IL | MISO_W | Internal | Winter | B18 | 400 | 1208 | 0 | 68.03 | 67.07 | 0.01 | 0
2020 | MISO_MO-IL_2_MISO_W | MISO_MO-IL | MISO_W | Internal | Winter | B19 | 700 | 1208 | 0 | 66.68 | 66.67 | 0.01 | 0
2020 | MISO_MO-IL_2_MISO_W | MISO_MO-IL | MISO_W | Internal | Winter | B20 | 935 | 1208 | 0 | 60.65 | 60.64 | 0.01 | 0
2020 | MISO_MO-IL_2_PJM_ROR | MISO_MO-IL | PJM_ROR | Internal | Shoulder | B11 | 25 | 1212 | 0 | 83.61 | 83.57 | 2 | 0
2020 | MISO_MO-IL_2_PJM_ROR | MISO_MO-IL | PJM_ROR | Internal | Shoulder | B12 | 200 | 1212 | 0 | 68.19 | 70.18 | 2 | 0
2020 | MISO_MO-IL_2_PJM_ROR | MISO_MO-IL | PJM_ROR | Internal | Shoulder | B13 | 600 | 1212 | 0 | 65.43 | 66.71 | 2 | 0
2020 | MISO_MO-IL_2_PJM_ROR | MISO_MO-IL | PJM_ROR | Internal | Shoulder | B14 | 900 | 1212 | 0 | 62.73 | 64.71 | 2 | 0
2020 | MISO_MO-IL_2_PJM_ROR | MISO_MO-IL | PJM_ROR | Internal | Shoulder | B15 | 1203 | 1212 | 0 | 58.93 | 60.9 | 2 | 0
2020 | MISO_MO-IL_2_PJM_ROR | MISO_MO-IL | PJM_ROR | Internal | Summer | B1 | 10 | 1212 | 0 | 105.43 | 107.41 | 2 | 0
2020 | MISO_MO-IL_2_PJM_ROR | MISO_MO-IL | PJM_ROR | Internal | Summer | B2 | 25 | 1212 | 0 | 102.06 | 104.05 | 2 | 0
2020 | MISO_MO-IL_2_PJM_ROR | MISO_MO-IL | PJM_ROR | Internal | Summer | B3 | 75 | 1212 | 0 | 102.06 | 101.03 | 2 | 0
2020 | MISO_MO-IL_2_PJM_ROR | MISO_MO-IL | PJM_ROR | Internal | Summer | B4 | 100 | 1212 | 0 | 99.72 | 101.03 | 2 | 0
2020 | MISO_MO-IL_2_PJM_ROR | MISO_MO-IL | PJM_ROR | Internal | Summer | B5 | 200 | 1212 | 0 | 96.11 | 98.1 | 2 | 0
2020 | MISO_MO-IL_2_PJM_ROR | MISO_MO-IL | PJM_ROR | Internal | Summer | B6 | 300 | 1212 | 0 | 85.61 | 87.6 | 2 | 0
2020 | MISO_MO-IL_2_PJM_ROR | MISO_MO-IL | PJM_ROR | Internal | Summer | B7 | 400 | 1212 | 0 | 71.29 | 71.67 | 2 | 0
2020 | MISO_MO-IL_2_PJM_ROR | MISO_MO-IL | PJM_ROR | Internal | Summer | B8 | 500 | 1212 | 0 | 65.28 | 64.89 | 2 | 0
2020 | MISO_MO-IL_2_PJM_ROR | MISO_MO-IL | PJM_ROR | Internal | Summer | B9 | 800 | 1212 | 0 | 61.69 | 62.74 | 2 | 0
2020 | MISO_MO-IL_2_PJM_ROR | MISO_MO-IL | PJM_ROR | Internal | Summer | B10 | 1262 | 1212 | 0 | 61.13 | 60.82 | 2 | 0
2020 | MISO_MO-IL_2_PJM_ROR | MISO_MO-IL | PJM_ROR | Internal | Winter | B16 | 25 | 1212 | 0 | 84.33 | 85.89 | 2 | 0
2020 | MISO_MO-IL_2_PJM_ROR | MISO_MO-IL | PJM_ROR | Internal | Winter | B17 | 100 | 1212 | 772.83 | 69.69 | 71.69 | 2 | 0
2020 | MISO_MO-IL_2_PJM_ROR | MISO_MO-IL | PJM_ROR | Internal | Winter | B18 | 400 | 1212 | 0 | 68.03 | 69.07 | 2 | 0
2020 | MISO_MO-IL_2_PJM_ROR | MISO_MO-IL | PJM_ROR | Internal | Winter | B19 | 700 | 1212 | 0 | 66.68 | 68.67 | 2 | 0
2020 | MISO_MO-IL_2_PJM_ROR | MISO_MO-IL | PJM_ROR | Internal | Winter | B20 | 935 | 1212 | 0 | 60.65 | 62.64 | 2 | 0
2020 | MISO_MO-IL_2_TVA_Transmission | MISO_MO-IL | TVA_Transmission | Internal | Shoulder | B11 | 25 | 4000 | 1099.99 | 83.61 | 91.61 | 8 | 0
2020 | MISO_MO-IL_2_TVA_Transmission | MISO_MO-IL | TVA_Transmission | Internal | Shoulder | B12 | 200 | 4000 | 0 | 68.19 | 74.87 | 8 | 0
2020 | MISO_MO-IL_2_TVA_Transmission | MISO_MO-IL | TVA_Transmission | Internal | Shoulder | B13 | 600 | 4000 | 0 | 65.43 | 70.83 | 8 | 0
2020 | MISO_MO-IL_2_TVA_Transmission | MISO_MO-IL | TVA_Transmission | Internal | Shoulder | B14 | 900 | 4000 | 0 | 62.73 | 70.06 | 8 | 0
2020 | MISO_MO-IL_2_TVA_Transmission | MISO_MO-IL | TVA_Transmission | Internal | Shoulder | B15 | 1203 | 4000 | 474.18 | 58.93 | 66.93 | 8 | 0
2020 | MISO_MO-IL_2_TVA_Transmission | MISO_MO-IL | TVA_Transmission | Internal | Summer | B1 | 10 | 4000 | 4000 | 105.43 | 116.42 | 8 | 2.99
2020 | MISO_MO-IL_2_TVA_Transmission | MISO_MO-IL | TVA_Transmission | Internal | Summer | B2 | 25 | 4000 | 1630.68 | 102.06 | 110.06 | 8 | 0
2020 | MISO_MO-IL_2_TVA_Transmission | MISO_MO-IL | TVA_Transmission | Internal | Summer | B3 | 75 | 4000 | 1507.96 | 102.06 | 110.06 | 8 | 0
2020 | MISO_MO-IL_2_TVA_Transmission | MISO_MO-IL | TVA_Transmission | Internal | Summer | B4 | 100 | 4000 | 0 | 99.72 | 107.04 | 8 | 0
2020 | MISO_MO-IL_2_TVA_Transmission | MISO_MO-IL | TVA_Transmission | Internal | Summer | B5 | 200 | 4000 | 0 | 96.11 | 104.1 | 8 | 0
2020 | MISO_MO-IL_2_TVA_Transmission | MISO_MO-IL | TVA_Transmission | Internal | Summer | B6 | 300 | 4000 | 789.91 | 85.61 | 93.61 | 8 | 0
2020 | MISO_MO-IL_2_TVA_Transmission | MISO_MO-IL | TVA_Transmission | Internal | Summer | B7 | 400 | 4000 | 1178.18 | 71.29 | 79.29 | 8 | 0
2020 | MISO_MO-IL_2_TVA_Transmission | MISO_MO-IL | TVA_Transmission | Internal | Summer | B8 | 500 | 4000 | 0 | 65.28 | 70.89 | 8 | 0
2020 | MISO_MO-IL_2_TVA_Transmission | MISO_MO-IL | TVA_Transmission | Internal | Summer | B9 | 800 | 4000 | 0 | 61.69 | 68.59 | 8 | 0
2020 | MISO_MO-IL_2_TVA_Transmission | MISO_MO-IL | TVA_Transmission | Internal | Summer | B10 | 1262 | 4000 | 0 | 61.13 | 66.15 | 8 | 0
2020 | MISO_MO-IL_2_TVA_Transmission | MISO_MO-IL | TVA_Transmission | Internal | Winter | B16 | 25 | 4000 | 3418.06 | 84.33 | 92.33 | 8 | 0
2020 | MISO_MO-IL_2_TVA_Transmission | MISO_MO-IL | TVA_Transmission | Internal | Winter | B17 | 100 | 4000 | 263.54 | 69.69 | 77.69 | 8 | 0
2020 | MISO_MO-IL_2_TVA_Transmission | MISO_MO-IL | TVA_Transmission | Internal | Winter | B18 | 400 | 4000 | 0 | 68.03 | 73.49 | 8 | 0
2020 | MISO_MO-IL_2_TVA_Transmission | MISO_MO-IL | TVA_Transmission | Internal | Winter | B19 | 700 | 4000 | 0 | 66.68 | 73.16 | 8 | 0
2020 | MISO_MO-IL_2_TVA_Transmission | MISO_MO-IL | TVA_Transmission | Internal | Winter | B20 | 935 | 4000 | 140.34 | 60.65 | 68.65 | 8 | 0
2020 | MISO_W_2_IESO | MISO_W | IESO | Internal | Shoulder | B11 | 25 | 145 | 0 | 81.57 | 53.92 | 8 | 0
2020 | MISO_W_2_IESO | MISO_W | IESO | Internal | Shoulder | B12 | 200 | 145 | 0 | 68.18 | 55.19 | 8 | 0
2020 | MISO_W_2_IESO | MISO_W | IESO | Internal | Shoulder | B13 | 600 | 145 | 0 | 64.71 | 53.92 | 8 | 0
2020 | MISO_W_2_IESO | MISO_W | IESO | Internal | Shoulder | B14 | 900 | 145 | 0 | 62.71 | 53.92 | 8 | 0
2020 | MISO_W_2_IESO | MISO_W | IESO | Internal | Shoulder | B15 | 1203 | 145 | 0 | 58.9 | 53.92 | 8 | 0
2020 | MISO_W_2_IESO | MISO_W | IESO | Internal | Summer | B1 | 10 | 145 | 0 | 105.41 | 92.43 | 8 | 0
2020 | MISO_W_2_IESO | MISO_W | IESO | Internal | Summer | B2 | 25 | 145 | 0 | 102.05 | 89.87 | 8 | 0
2020 | MISO_W_2_IESO | MISO_W | IESO | Internal | Summer | B3 | 75 | 145 | 0 | 99.03 | 85.23 | 8 | 0
2020 | MISO_W_2_IESO | MISO_W | IESO | Internal | Summer | B4 | 100 | 145 | 0 | 99.03 | 73.56 | 8 | 0
2020 | MISO_W_2_IESO | MISO_W | IESO | Internal | Summer | B5 | 200 | 145 | 0 | 96.1 | 64.77 | 8 | 0
2020 | MISO_W_2_IESO | MISO_W | IESO | Internal | Summer | B6 | 300 | 145 | 0 | 85.6 | 51.69 | 8 | 0
2020 | MISO_W_2_IESO | MISO_W | IESO | Internal | Summer | B7 | 400 | 145 | 0 | 69.67 | 51.64 | 8 | 0
2020 | MISO_W_2_IESO | MISO_W | IESO | Internal | Summer | B8 | 500 | 145 | 0 | 62.89 | 51.64 | 8 | 0
2020 | MISO_W_2_IESO | MISO_W | IESO | Internal | Summer | B9 | 800 | 145 | 0 | 60.74 | 51.64 | 8 | 0
2020 | MISO_W_2_IESO | MISO_W | IESO | Internal | Summer | B10 | 1262 | 145 | 0 | 58.82 | 51.64 | 8 | 0
2020 | MISO_W_2_IESO | MISO_W | IESO | Internal | Winter | B16 | 25 | 145 | 0 | 66.65 | 59.65 | 8 | 0
2020 | MISO_W_2_IESO | MISO_W | IESO | Internal | Winter | B17 | 100 | 145 | 0 | 67.07 | 56.7 | 8 | 0
2020 | MISO_W_2_IESO | MISO_W | IESO | Internal | Winter | B18 | 400 | 145 | 0 | 67.07 | 54.49 | 8 | 0
2020 | MISO_W_2_IESO | MISO_W | IESO | Internal | Winter | B19 | 700 | 145 | 0 | 66.67 | 54.49 | 8 | 0
2020 | MISO_W_2_IESO | MISO_W | IESO | Internal | Winter | B20 | 935 | 145 | 0 | 60.64 | 54.49 | 8 | 0
2020 | MISO_W_2_MAPP_CA | MISO_W | MAPP_CA | Internal | Shoulder | B11 | 25 | 700 | 0 | 81.57 | 67.57 | 0.01 | 0
2020 | MISO_W_2_MAPP_CA | MISO_W | MAPP_CA | Internal | Shoulder | B12 | 200 | 700 | 0 | 68.18 | 68.17 | 0.01 | 0
2020 | MISO_W_2_MAPP_CA | MISO_W | MAPP_CA | Internal | Shoulder | B13 | 600 | 700 | 0 | 64.71 | 64.69 | 0.01 | 0
2020 | MISO_W_2_MAPP_CA | MISO_W | MAPP_CA | Internal | Shoulder | B14 | 900 | 700 | 0 | 62.71 | 62.7 | 0.01 | 0
2020 | MISO_W_2_MAPP_CA | MISO_W | MAPP_CA | Internal | Shoulder | B15 | 1203 | 700 | 700 | 58.9 | 62.7 | 0.01 | 3.79
2020 | MISO_W_2_MAPP_CA | MISO_W | MAPP_CA | Internal | Summer | B1 | 10 | 700 | 0 | 105.41 | 91.41 | 0.01 | 0
2020 | MISO_W_2_MAPP_CA | MISO_W | MAPP_CA | Internal | Summer | B2 | 25 | 700 | 0 | 102.05 | 96.87 | 0.01 | 0
2020 | MISO_W_2_MAPP_CA | MISO_W | MAPP_CA | Internal | Summer | B3 | 75 | 700 | 0 | 99.03 | 92.23 | 0.01 | 0
2020 | MISO_W_2_MAPP_CA | MISO_W | MAPP_CA | Internal | Summer | B4 | 100 | 700 | 0 | 99.03 | 89.86 | 0.01 | 0
2020 | MISO_W_2_MAPP_CA | MISO_W | MAPP_CA | Internal | Summer | B5 | 200 | 700 | 0 | 96.1 | 89.86 | 0.01 | 0
2020 | MISO_W_2_MAPP_CA | MISO_W | MAPP_CA | Internal | Summer | B6 | 300 | 700 | 0 | 85.6 | 85.59 | 0.01 | 0
2020 | MISO_W_2_MAPP_CA | MISO_W | MAPP_CA | Internal | Summer | B7 | 400 | 700 | 0 | 69.67 | 69.66 | 0.01 | 0
2020 | MISO_W_2_MAPP_CA | MISO_W | MAPP_CA | Internal | Summer | B8 | 500 | 700 | 0 | 62.89 | 60.73 | 0.01 | 0
2020 | MISO_W_2_MAPP_CA | MISO_W | MAPP_CA | Internal | Summer | B9 | 800 | 700 | 0 | 60.74 | 60.73 | 0.01 | 0
2020 | MISO_W_2_MAPP_CA | MISO_W | MAPP_CA | Internal | Summer | B10 | 1262 | 700 | 700 | 58.82 | 60.73 | 0.01 | 1.89
2020 | MISO_W_2_MAPP_CA | MISO_W | MAPP_CA | Internal | Winter | B16 | 25 | 700 | 597.3 | 66.65 | 66.66 | 0.01 | 0
2020 | MISO_W_2_MAPP_CA | MISO_W | MAPP_CA | Internal | Winter | B17 | 100 | 700 | 0 | 67.07 | 67.06 | 0.01 | 0
2020 | MISO_W_2_MAPP_CA | MISO_W | MAPP_CA | Internal | Winter | B18 | 400 | 700 | 0 | 67.07 | 67.06 | 0.01 | 0
2020 | MISO_W_2_MAPP_CA | MISO_W | MAPP_CA | Internal | Winter | B19 | 700 | 700 | 0 | 66.67 | 66.66 | 0.01 | 0
2020 | MISO_W_2_MAPP_CA | MISO_W | MAPP_CA | Internal | Winter | B20 | 935 | 700 | 700 | 60.64 | 66.66 | 0.01 | 6.01
2020 | MISO_W_2_MISO_MO-IL | MISO_W | MISO_MO-IL | Internal | Shoulder | B11 | 25 | 4048 | 4048 | 81.57 | 83.61 | 0.01 | 2.02
2020 | MISO_W_2_MISO_MO-IL | MISO_W | MISO_MO-IL | Internal | Shoulder | B12 | 200 | 4048 | 3848.83 | 68.18 | 68.19 | 0.01 | 0
2020 | MISO_W_2_MISO_MO-IL | MISO_W | MISO_MO-IL | Internal | Shoulder | B13 | 600 | 4048 | 4048 | 64.71 | 65.43 | 0.01 | 0.72
2020 | MISO_W_2_MISO_MO-IL | MISO_W | MISO_MO-IL | Internal | Shoulder | B14 | 900 | 4048 | 2807.85 | 62.71 | 62.73 | 0.01 | 0
2020 | MISO_W_2_MISO_MO-IL | MISO_W | MISO_MO-IL | Internal | Shoulder | B15 | 1203 | 4048 | 4048 | 58.9 | 58.93 | 0.01 | 0.02
2020 | MISO_W_2_MISO_MO-IL | MISO_W | MISO_MO-IL | Internal | Summer | B1 | 10 | 4048 | 2198.6 | 105.41 | 105.43 | 0.01 | 0
2020 | MISO_W_2_MISO_MO-IL | MISO_W | MISO_MO-IL | Internal | Summer | B2 | 25 | 4048 | 3933.59 | 102.05 | 102.06 | 0.01 | 0
2020 | MISO_W_2_MISO_MO-IL | MISO_W | MISO_MO-IL | Internal | Summer | B3 | 75 | 4048 | 4048 | 99.03 | 102.06 | 0.01 | 3.02
2020 | MISO_W_2_MISO_MO-IL | MISO_W | MISO_MO-IL | Internal | Summer | B4 | 100 | 4048 | 4048 | 99.03 | 99.72 | 0.01 | 0.69
2020 | MISO_W_2_MISO_MO-IL | MISO_W | MISO_MO-IL | Internal | Summer | B5 | 200 | 4048 | 4021.99 | 96.1 | 96.11 | 0.01 | 0
2020 | MISO_W_2_MISO_MO-IL | MISO_W | MISO_MO-IL | Internal | Summer | B6 | 300 | 4048 | 3654.43 | 85.6 | 85.61 | 0.01 | 0
2020 | MISO_W_2_MISO_MO-IL | MISO_W | MISO_MO-IL | Internal | Summer | B7 | 400 | 4048 | 4048 | 69.67 | 71.29 | 0.01 | 1.61
2020 | MISO_W_2_MISO_MO-IL | MISO_W | MISO_MO-IL | Internal | Summer | B8 | 500 | 4048 | 4048 | 62.89 | 65.28 | 0.01 | 2.38
2020 | MISO_W_2_MISO_MO-IL | MISO_W | MISO_MO-IL | Internal | Summer | B9 | 800 | 4048 | 4048 | 60.74 | 61.69 | 0.01 | 0.93
2020 | MISO_W_2_MISO_MO-IL | MISO_W | MISO_MO-IL | Internal | Summer | B10 | 1262 | 4048 | 4048 | 58.82 | 61.13 | 0.01 | 2.29
2020 | MISO_W_2_MISO_MO-IL | MISO_W | MISO_MO-IL | Internal | Winter | B16 | 25 | 4048 | 4048 | 66.65 | 84.33 | 0.01 | 17.67
2020 | MISO_W_2_MISO_MO-IL | MISO_W | MISO_MO-IL | Internal | Winter | B17 | 100 | 4048 | 4048 | 67.07 | 69.69 | 0.01 | 2.6
2020 | MISO_W_2_MISO_MO-IL | MISO_W | MISO_MO-IL | Internal | Winter | B18 | 400 | 4048 | 4048 | 67.07 | 68.03 | 0.01 | 0.94
2020 | MISO_W_2_MISO_MO-IL | MISO_W | MISO_MO-IL | Internal | Winter | B19 | 700 | 4048 | 2007.06 | 66.67 | 66.68 | 0.01 | 0
2020 | MISO_W_2_MISO_MO-IL | MISO_W | MISO_MO-IL | Internal | Winter | B20 | 935 | 4048 | 3689.67 | 60.64 | 60.65 | 0.01 | 0
2020 | MISO_W_2_MISO_WUMS | MISO_W | MISO_WUMS | Internal | Shoulder | B11 | 25 | 1747 | 0 | 81.57 | 81.57 | 0.01 | 0
2020 | MISO_W_2_MISO_WUMS | MISO_W | MISO_WUMS | Internal | Shoulder | B12 | 200 | 1747 | 0 | 68.18 | 68.18 | 0.01 | 0
2020 | MISO_W_2_MISO_WUMS | MISO_W | MISO_WUMS | Internal | Shoulder | B13 | 600 | 1747 | 302.26 | 64.71 | 64.72 | 0.01 | 0
2020 | MISO_W_2_MISO_WUMS | MISO_W | MISO_WUMS | Internal | Shoulder | B14 | 900 | 1747 | 0 | 62.71 | 62.71 | 0.01 | 0
2020 | MISO_W_2_MISO_WUMS | MISO_W | MISO_WUMS | Internal | Shoulder | B15 | 1203 | 1747 | 369.5 | 58.9 | 58.91 | 0.01 | 0
2020 | MISO_W_2_MISO_WUMS | MISO_W | MISO_WUMS | Internal | Summer | B1 | 10 | 1747 | 0 | 105.41 | 105.4 | 0.01 | 0
2020 | MISO_W_2_MISO_WUMS | MISO_W | MISO_WUMS | Internal | Summer | B2 | 25 | 1747 | 258.08 | 102.05 | 102.06 | 0.01 | 0
2020 | MISO_W_2_MISO_WUMS | MISO_W | MISO_WUMS | Internal | Summer | B3 | 75 | 1747 | 0 | 99.03 | 99.03 | 0.01 | 0
2020 | MISO_W_2_MISO_WUMS | MISO_W | MISO_WUMS | Internal | Summer | B4 | 100 | 1747 | 0 | 99.03 | 99.03 | 0.01 | 0
2020 | MISO_W_2_MISO_WUMS | MISO_W | MISO_WUMS | Internal | Summer | B5 | 200 | 1747 | 0 | 96.1 | 96.1 | 0.01 | 0
2020 | MISO_W_2_MISO_WUMS | MISO_W | MISO_WUMS | Internal | Summer | B6 | 300 | 1747 | 0 | 85.6 | 85.59 | 0.01 | 0
2020 | MISO_W_2_MISO_WUMS | MISO_W | MISO_WUMS | Internal | Summer | B7 | 400 | 1747 | 0 | 69.67 | 69.67 | 0.01 | 0
2020 | MISO_W_2_MISO_WUMS | MISO_W | MISO_WUMS | Internal | Summer | B8 | 500 | 1747 | 0 | 62.89 | 62.89 | 0.01 | 0
2020 | MISO_W_2_MISO_WUMS | MISO_W | MISO_WUMS | Internal | Summer | B9 | 800 | 1747 | 0 | 60.74 | 60.74 | 0.01 | 0
2020 | MISO_W_2_MISO_WUMS | MISO_W | MISO_WUMS | Internal | Summer | B10 | 1262 | 1747 | 0 | 58.82 | 58.82 | 0.01 | 0
2020 | MISO_W_2_MISO_WUMS | MISO_W | MISO_WUMS | Internal | Winter | B16 | 25 | 1747 | 1747 | 66.65 | 70.05 | 0.01 | 3.4
2020 | MISO_W_2_MISO_WUMS | MISO_W | MISO_WUMS | Internal | Winter | B17 | 100 | 1747 | 1474.79 | 67.07 | 67.09 | 0.01 | 0
2020 | MISO_W_2_MISO_WUMS | MISO_W | MISO_WUMS | Internal | Winter | B18 | 400 | 1747 | 0 | 67.07 | 67.07 | 0.01 | 0
2020 | MISO_W_2_MISO_WUMS | MISO_W | MISO_WUMS | Internal | Winter | B19 | 700 | 1747 | 0 | 66.67 | 66.67 | 0.01 | 0
2020 | MISO_W_2_MISO_WUMS | MISO_W | MISO_WUMS | Internal | Winter | B20 | 935 | 1747 | 661.1 | 60.64 | 60.65 | 0.01 | 0
2020 | MISO_W_2_PJM_ROR | MISO_W | PJM_ROR | Internal | Shoulder | B11 | 25 | 19839 | 12510.24 | 81.57 | 83.57 | 2 | 0
2020 | MISO_W_2_PJM_ROR | MISO_W | PJM_ROR | Internal | Shoulder | B12 | 200 | 19839 | 14367.3 | 68.18 | 70.18 | 2 | 0
2020 | MISO_W_2_PJM_ROR | MISO_W | PJM_ROR | Internal | Shoulder | B13 | 600 | 19839 | 14756.09 | 64.71 | 66.71 | 2 | 0
2020 | MISO_W_2_PJM_ROR | MISO_W | PJM_ROR | Internal | Shoulder | B14 | 900 | 19839 | 14983.23 | 62.71 | 64.71 | 2 | 0
2020 | MISO_W_2_PJM_ROR | MISO_W | PJM_ROR | Internal | Shoulder | B15 | 1203 | 19839 | 15454.62 | 58.9 | 60.9 | 2 | 0
2020 | MISO_W_2_PJM_ROR | MISO_W | PJM_ROR | Internal | Summer | B1 | 10 | 19839 | 13195.18 | 105.41 | 107.41 | 2 | 0
2020 | MISO_W_2_PJM_ROR | MISO_W | PJM_ROR | Internal | Summer | B2 | 25 | 19839 | 11637.65 | 102.05 | 104.05 | 2 | 0
2020 | MISO_W_2_PJM_ROR | MISO_W | PJM_ROR | Internal | Summer | B3 | 75 | 19839 | 3862.5 | 99.03 | 101.03 | 2 | 0
2020 | MISO_W_2_PJM_ROR | MISO_W | PJM_ROR | Internal | Summer | B4 | 100 | 19839 | 5670.84 | 99.03 | 101.03 | 2 | 0
2020 | MISO_W_2_PJM_ROR | MISO_W | PJM_ROR | Internal | Summer | B5 | 200 | 19839 | 5062.68 | 96.1 | 98.1 | 2 | 0
2020 | MISO_W_2_PJM_ROR | MISO_W | PJM_ROR | Internal | Summer | B6 | 300 | 19839 | 6887.3 | 85.6 | 87.6 | 2 | 0
2020 | MISO_W_2_PJM_ROR | MISO_W | PJM_ROR | Internal | Summer | B7 | 400 | 19839 | 9589.11 | 69.67 | 71.67 | 2 | 0
2020 | MISO_W_2_PJM_ROR | MISO_W | PJM_ROR | Internal | Summer | B8 | 500 | 19839 | 11978.43 | 62.89 | 64.89 | 2 | 0
2020 | MISO_W_2_PJM_ROR | MISO_W | PJM_ROR | Internal | Summer | B9 | 800 | 19839 | 8759.07 | 60.74 | 62.74 | 2 | 0
2020 | MISO_W_2_PJM_ROR | MISO_W | PJM_ROR | Internal | Summer | B10 | 1262 | 19839 | 11815.74 | 58.82 | 60.82 | 2 | 0
2020 | MISO_W_2_PJM_ROR | MISO_W | PJM_ROR | Internal | Winter | B16 | 25 | 19839 | 19839 | 66.65 | 85.89 | 2 | 17.25
2020 | MISO_W_2_PJM_ROR | MISO_W | PJM_ROR | Internal | Winter | B17 | 100 | 19839 | 19839 | 67.07 | 71.69 | 2 | 2.62
2020 | MISO_W_2_PJM_ROR | MISO_W | PJM_ROR | Internal | Winter | B18 | 400 | 19839 | 17561.87 | 67.07 | 69.07 | 2 | 0
2020 | MISO_W_2_PJM_ROR | MISO_W | PJM_ROR | Internal | Winter | B19 | 700 | 19839 | 16284.65 | 66.67 | 68.67 | 2 | 0
2020 | MISO_W_2_PJM_ROR | MISO_W | PJM_ROR | Internal | Winter | B20 | 935 | 19839 | 15354.74 | 60.64 | 62.64 | 2 | 0
2020 | MISO_W_2_SPP_N | MISO_W | SPP_N | Internal | Shoulder | B11 | 25 | 3450 | 0 | 81.57 | 70.61 | 7 | 0
2020 | MISO_W_2_SPP_N | MISO_W | SPP_N | Internal | Shoulder | B12 | 200 | 3450 | 0 | 68.18 | 63.19 | 7 | 0
2020 | MISO_W_2_SPP_N | MISO_W | SPP_N | Internal | Shoulder | B13 | 600 | 3450 | 0 | 64.71 | 60.43 | 7 | 0
2020 | MISO_W_2_SPP_N | MISO_W | SPP_N | Internal | Shoulder | B14 | 900 | 3450 | 0 | 62.71 | 57.73 | 7 | 0
2020 | MISO_W_2_SPP_N | MISO_W | SPP_N | Internal | Shoulder | B15 | 1203 | 3450 | 0 | 58.9 | 40.07 | 7 | 0
2020 | MISO_W_2_SPP_N | MISO_W | SPP_N | Internal | Summer | B1 | 10 | 3450 | 0 | 105.41 | 89.73 | 7 | 0
2020 | MISO_W_2_SPP_N | MISO_W | SPP_N | Internal | Summer | B2 | 25 | 3450 | 0 | 102.05 | 97.06 | 7 | 0
2020 | MISO_W_2_SPP_N | MISO_W | SPP_N | Internal | Summer | B3 | 75 | 3450 | 0 | 99.03 | 97.06 | 7 | 0
2020 | MISO_W_2_SPP_N | MISO_W | SPP_N | Internal | Summer | B4 | 100 | 3450 | 0 | 99.03 | 94.04 | 7 | 0
2020 | MISO_W_2_SPP_N | MISO_W | SPP_N | Internal | Summer | B5 | 200 | 3450 | 0 | 96.1 | 91.11 | 7 | 0
2020 | MISO_W_2_SPP_N | MISO_W | SPP_N | Internal | Summer | B6 | 300 | 3450 | 0 | 85.6 | 80.61 | 7 | 0
2020 | MISO_W_2_SPP_N | MISO_W | SPP_N | Internal | Summer | B7 | 400 | 3450 | 0 | 69.67 | 66.29 | 7 | 0
2020 | MISO_W_2_SPP_N | MISO_W | SPP_N | Internal | Summer | B8 | 500 | 3450 | 0 | 62.89 | 63.86 | 7 | 0
2020 | MISO_W_2_SPP_N | MISO_W | SPP_N | Internal | Summer | B9 | 800 | 3450 | 0 | 60.74 | 61.33 | 7 | 0
2020 | MISO_W_2_SPP_N | MISO_W | SPP_N | Internal | Summer | B10 | 1262 | 3450 | 0 | 58.82 | 59.05 | 7 | 0
2020 | MISO_W_2_SPP_N | MISO_W | SPP_N | Internal | Winter | B16 | 25 | 3450 | 0 | 66.65 | 68.02 | 7 | 0
2020 | MISO_W_2_SPP_N | MISO_W | SPP_N | Internal | Winter | B17 | 100 | 3450 | 0 | 67.07 | 64.68 | 7 | 0
2020 | MISO_W_2_SPP_N | MISO_W | SPP_N | Internal | Winter | B18 | 400 | 3450 | 0 | 67.07 | 63.03 | 7 | 0
2020 | MISO_W_2_SPP_N | MISO_W | SPP_N | Internal | Winter | B19 | 700 | 3450 | 0 | 66.67 | 61.68 | 7 | 0
2020 | MISO_W_2_SPP_N | MISO_W | SPP_N | Internal | Winter | B20 | 935 | 3450 | 0 | 60.64 | 55.64 | 7 | 0
2020 | MISO_WUMS_2_MISO_MI | MISO_WUMS | MISO_MI | Internal | Shoulder | B11 | 25 | 294 | 294 | 81.57 | 83.61 | 0.01 | 2.02
2020 | MISO_WUMS_2_MISO_MI | MISO_WUMS | MISO_MI | Internal | Shoulder | B12 | 200 | 294 | 294 | 68.18 | 68.22 | 0.01 | 0.02
2020 | MISO_WUMS_2_MISO_MI | MISO_WUMS | MISO_MI | Internal | Shoulder | B13 | 600 | 294 | 294 | 64.72 | 65.46 | 0.01 | 0.73
2020 | MISO_WUMS_2_MISO_MI | MISO_WUMS | MISO_MI | Internal | Shoulder | B14 | 900 | 294 | 294 | 62.71 | 62.75 | 0.01 | 0.02
2020 | MISO_WUMS_2_MISO_MI | MISO_WUMS | MISO_MI | Internal | Shoulder | B15 | 1203 | 294 | 294 | 58.91 | 60.92 | 0.01 | 2
2020 | MISO_WUMS_2_MISO_MI | MISO_WUMS | MISO_MI | Internal | Summer | B1 | 10 | 294 | 294 | 105.4 | 105.43 | 0.01 | 0.01
2020 | MISO_WUMS_2_MISO_MI | MISO_WUMS | MISO_MI | Internal | Summer | B2 | 25 | 294 | 294 | 102.06 | 102.08 | 0.01 | 0.01
2020 | MISO_WUMS_2_MISO_MI | MISO_WUMS | MISO_MI | Internal | Summer | B3 | 75 | 294 | 294 | 99.03 | 102.06 | 0.01 | 3.02
2020 | MISO_WUMS_2_MISO_MI | MISO_WUMS | MISO_MI | Internal | Summer | B4 | 100 | 294 | 294 | 99.03 | 99.75 | 0.01 | 0.71
2020 | MISO_WUMS_2_MISO_MI | MISO_WUMS | MISO_MI | Internal | Summer | B5 | 200 | 294 | 294 | 96.1 | 96.13 | 0.01 | 0.02
2020 | MISO_WUMS_2_MISO_MI | MISO_WUMS | MISO_MI | Internal | Summer | B6 | 300 | 294 | 294 | 85.59 | 85.61 | 0.01 | 0.01
2020 | MISO_WUMS_2_MISO_MI | MISO_WUMS | MISO_MI | Internal | Summer | B7 | 400 | 294 | 294 | 69.67 | 71.29 | 0.01 | 1.61
2020 | MISO_WUMS_2_MISO_MI | MISO_WUMS | MISO_MI | Internal | Summer | B8 | 500 | 294 | 294 | 62.89 | 65.28 | 0.01 | 2.38
2020 | MISO_WUMS_2_MISO_MI | MISO_WUMS | MISO_MI | Internal | Summer | B9 | 800 | 294 | 294 | 60.74 | 61.69 | 0.01 | 0.93
2020 | MISO_WUMS_2_MISO_MI | MISO_WUMS | MISO_MI | Internal | Summer | B10 | 1262 | 294 | 294 | 58.82 | 61.13 | 0.01 | 2.29
2020 | MISO_WUMS_2_MISO_MI | MISO_WUMS | MISO_MI | Internal | Winter | B16 | 25 | 294 | 294 | 70.05 | 84.36 | 0.01 | 14.29
2020 | MISO_WUMS_2_MISO_MI | MISO_WUMS | MISO_MI | Internal | Winter | B17 | 100 | 294 | 294 | 67.09 | 73.69 | 0.01 | 6.59
2020 | MISO_WUMS_2_MISO_MI | MISO_WUMS | MISO_MI | Internal | Winter | B18 | 400 | 294 | 294 | 67.07 | 68.05 | 0.01 | 0.97
2020 | MISO_WUMS_2_MISO_MI | MISO_WUMS | MISO_MI | Internal | Winter | B19 | 700 | 294 | 187.04 | 66.67 | 66.68 | 0.01 | 0
2020 | MISO_WUMS_2_MISO_MI | MISO_WUMS | MISO_MI | Internal | Winter | B20 | 935 | 294 | 294 | 60.65 | 61.49 | 0.01 | 0.82
2020 | MISO_WUMS_2_MISO_W | MISO_WUMS | MISO_W | Internal | Shoulder | B11 | 25 | 1255 | 0 | 81.57 | 81.57 | 0.01 | 0
2020 | MISO_WUMS_2_MISO_W | MISO_WUMS | MISO_W | Internal | Shoulder | B12 | 200 | 1255 | 0 | 68.18 | 68.18 | 0.01 | 0
2020 | MISO_WUMS_2_MISO_W | MISO_WUMS | MISO_W | Internal | Shoulder | B13 | 600 | 1255 | 0 | 64.72 | 64.71 | 0.01 | 0
2020 | MISO_WUMS_2_MISO_W | MISO_WUMS | MISO_W | Internal | Shoulder | B14 | 900 | 1255 | 0 | 62.71 | 62.71 | 0.01 | 0
2020 | MISO_WUMS_2_MISO_W | MISO_WUMS | MISO_W | Internal | Shoulder | B15 | 1203 | 1255 | 0 | 58.91 | 58.9 | 0.01 | 0
2020 | MISO_WUMS_2_MISO_W | MISO_WUMS | MISO_W | Internal | Summer | B1 | 10 | 1255 | 783.77 | 105.4 | 105.41 | 0.01 | 0
2020 | MISO_WUMS_2_MISO_W | MISO_WUMS | MISO_W | Internal | Summer | B2 | 25 | 1255 | 0 | 102.06 | 102.05 | 0.01 | 0
2020 | MISO_WUMS_2_MISO_W | MISO_WUMS | MISO_W | Internal | Summer | B3 | 75 | 1255 | 0 | 99.03 | 99.03 | 0.01 | 0
2020 | MISO_WUMS_2_MISO_W | MISO_WUMS | MISO_W | Internal | Summer | B4 | 100 | 1255 | 0 | 99.03 | 99.03 | 0.01 | 0
2020 | MISO_WUMS_2_MISO_W | MISO_WUMS | MISO_W | Internal | Summer | B5 | 200 | 1255 | 0 | 96.1 | 96.1 | 0.01 | 0
2020 | MISO_WUMS_2_MISO_W | MISO_WUMS | MISO_W | Internal | Summer | B6 | 300 | 1255 | 452.49 | 85.59 | 85.6 | 0.01 | 0
2020 | MISO_WUMS_2_MISO_W | MISO_WUMS | MISO_W | Internal | Summer | B7 | 400 | 1255 | 0 | 69.67 | 69.67 | 0.01 | 0
2020 | MISO_WUMS_2_MISO_W | MISO_WUMS | MISO_W | Internal | Summer | B8 | 500 | 1255 | 0 | 62.89 | 62.89 | 0.01 | 0
2020 | MISO_WUMS_2_MISO_W | MISO_WUMS | MISO_W | Internal | Summer | B9 | 800 | 1255 | 0 | 60.74 | 60.74 | 0.01 | 0
2020 | MISO_WUMS_2_MISO_W | MISO_WUMS | MISO_W | Internal | Summer | B10 | 1262 | 1255 | 0 | 58.82 | 58.82 | 0.01 | 0
2020 | MISO_WUMS_2_MISO_W | MISO_WUMS | MISO_W | Internal | Winter | B16 | 25 | 1255 | 0 | 70.05 | 66.65 | 0.01 | 0
2020 | MISO_WUMS_2_MISO_W | MISO_WUMS | MISO_W | Internal | Winter | B17 | 100 | 1255 | 0 | 67.09 | 67.07 | 0.01 | 0
2020 | MISO_WUMS_2_MISO_W | MISO_WUMS | MISO_W | Internal | Winter | B18 | 400 | 1255 | 0 | 67.07 | 67.07 | 0.01 | 0
2020 | MISO_WUMS_2_MISO_W | MISO_WUMS | MISO_W | Internal | Winter | B19 | 700 | 1255 | 0 | 66.67 | 66.67 | 0.01 | 0
2020 | MISO_WUMS_2_MISO_W | MISO_WUMS | MISO_W | Internal | Winter | B20 | 935 | 1255 | 0 | 60.65 | 60.64 | 0.01 | 0
2020 | MISO_WUMS_2_PJM_ROR | MISO_WUMS | PJM_ROR | Internal | Shoulder | B11 | 25 | 1600 | 1558.05 | 81.57 | 83.57 | 2 | 0
2020 | MISO_WUMS_2_PJM_ROR | MISO_WUMS | PJM_ROR | Internal | Shoulder | B12 | 200 | 1600 | 218.55 | 68.18 | 70.18 | 2 | 0
2020 | MISO_WUMS_2_PJM_ROR | MISO_WUMS | PJM_ROR | Internal | Shoulder | B13 | 600 | 1600 | 0 | 64.72 | 66.71 | 2 | 0
2020 | MISO_WUMS_2_PJM_ROR | MISO_WUMS | PJM_ROR | Internal | Shoulder | B14 | 900 | 1600 | 170.73 | 62.71 | 64.71 | 2 | 0
2020 | MISO_WUMS_2_PJM_ROR | MISO_WUMS | PJM_ROR | Internal | Shoulder | B15 | 1203 | 1600 | 0 | 58.91 | 60.9 | 2 | 0
2020 | MISO_WUMS_2_PJM_ROR | MISO_WUMS | PJM_ROR | Internal | Summer | B1 | 10 | 1600 | 1600 | 105.4 | 107.41 | 2 | 0.01
2020 | MISO_WUMS_2_PJM_ROR | MISO_WUMS | PJM_ROR | Internal | Summer | B2 | 25 | 1600 | 0 | 102.06 | 104.05 | 2 | 0
2020 | MISO_WUMS_2_PJM_ROR | MISO_WUMS | PJM_ROR | Internal | Summer | B3 | 75 | 1600 | 300.65 | 99.03 | 101.03 | 2 | 0
2020 | MISO_WUMS_2_PJM_ROR | MISO_WUMS | PJM_ROR | Internal | Summer | B4 | 100 | 1600 | 1018.36 | 99.03 | 101.03 | 2 | 0
2020 | MISO_WUMS_2_PJM_ROR | MISO_WUMS | PJM_ROR | Internal | Summer | B5 | 200 | 1600 | 1555.29 | 96.1 | 98.1 | 2 | 0
2020 | MISO_WUMS_2_PJM_ROR | MISO_WUMS | PJM_ROR | Internal | Summer | B6 | 300 | 1600 | 1600 | 85.59 | 87.6 | 2 | 0.01
2020 | MISO_WUMS_2_PJM_ROR | MISO_WUMS | PJM_ROR | Internal | Summer | B7 | 400 | 1600 | 1041.64 | 69.67 | 71.67 | 2 | 0
2020 | MISO_WUMS_2_PJM_ROR | MISO_WUMS | PJM_ROR | Internal | Summer | B8 | 500 | 1600 | 668.87 | 62.89 | 64.89 | 2 | 0
2020 | MISO_WUMS_2_PJM_ROR | MISO_WUMS | PJM_ROR | Internal | Summer | B9 | 800 | 1600 | 189.2 | 60.74 | 62.74 | 2 | 0
2020 | MISO_WUMS_2_PJM_ROR | MISO_WUMS | PJM_ROR | Internal | Summer | B10 | 1262 | 1600 | 40.71 | 58.82 | 60.82 | 2 | 0
2020 | MISO_WUMS_2_PJM_ROR | MISO_WUMS | PJM_ROR | Internal | Winter | B16 | 25 | 1600 | 1600 | 70.05 | 85.89 | 2 | 13.84
2020 | MISO_WUMS_2_PJM_ROR | MISO_WUMS | PJM_ROR | Internal | Winter | B17 | 100 | 1600 | 1600 | 67.09 | 71.69 | 2 | 2.6
2020 | MISO_WUMS_2_PJM_ROR | MISO_WUMS | PJM_ROR | Internal | Winter | B18 | 400 | 1600 | 362.1 | 67.07 | 69.07 | 2 | 0
2020 | MISO_WUMS_2_PJM_ROR | MISO_WUMS | PJM_ROR | Internal | Winter | B19 | 700 | 1600 | 412.33 | 66.67 | 68.67 | 2 | 0
2020 | MISO_WUMS_2_PJM_ROR | MISO_WUMS | PJM_ROR | Internal | Winter | B20 | 935 | 1600 | 0 | 60.65 | 62.64 | 2 | 0
2020 | NE_2_MAPP_US | NE | MAPP_US | Internal | Shoulder | B11 | 25 | 1600 | 0 | 76.57 | 74.57 | 5 | 0
2020 | NE_2_MAPP_US | NE | MAPP_US | Internal | Shoulder | B12 | 200 | 1600 | 0 | 63.18 | 61.18 | 5 | 0
2020 | NE_2_MAPP_US | NE | MAPP_US | Internal | Shoulder | B13 | 600 | 1600 | 0 | 59.71 | 57.71 | 5 | 0
2020 | NE_2_MAPP_US | NE | MAPP_US | Internal | Shoulder | B14 | 900 | 1600 | 0 | 57.71 | 57.23 | 5 | 0
2020 | NE_2_MAPP_US | NE | MAPP_US | Internal | Shoulder | B15 | 1203 | 1600 | 1600 | 41.8 | 51.9 | 5 | 5.1
2020 | NE_2_MAPP_US | NE | MAPP_US | Internal | Summer | B1 | 10 | 1600 | 0 | 100.41 | 98.41 | 5 | 0
2020 | NE_2_MAPP_US | NE | MAPP_US | Internal | Summer | B2 | 25 | 1600 | 0 | 97.05 | 95.05 | 5 | 0
2020 | NE_2_MAPP_US | NE | MAPP_US | Internal | Summer | B3 | 75 | 1600 | 0 | 97.05 | 92.03 | 5 | 0
2020 | NE_2_MAPP_US | NE | MAPP_US | Internal | Summer | B4 | 100 | 1600 | 0 | 94.03 | 92.03 | 5 | 0
2020 | NE_2_MAPP_US | NE | MAPP_US | Internal | Summer | B5 | 200 | 1600 | 0 | 91.1 | 89.1 | 5 | 0
2020 | NE_2_MAPP_US | NE | MAPP_US | Internal | Summer | B6 | 300 | 1600 | 0 | 80.6 | 78.6 | 5 | 0
2020 | NE_2_MAPP_US | NE | MAPP_US | Internal | Summer | B7 | 400 | 1600 | 0 | 64.67 | 62.67 | 5 | 0
2020 | NE_2_MAPP_US | NE | MAPP_US | Internal | Summer | B8 | 500 | 1600 | 0 | 57.89 | 55.89 | 5 | 0
2020 | NE_2_MAPP_US | NE | MAPP_US | Internal | Summer | B9 | 800 | 1600 | 0 | 55.74 | 53.78 | 5 | 0
2020 | NE_2_MAPP_US | NE | MAPP_US | Internal | Summer | B10 | 1262 | 1600 | 0 | 53.82 | 53.78 | 5 | 0
2020 | NE_2_MAPP_US | NE | MAPP_US | Internal | Winter | B16 | 25 | 1600 | 780.77 | 54.65 | 59.65 | 5 | 0
2020 | NE_2_MAPP_US | NE | MAPP_US | Internal | Winter | B17 | 100 | 1600 | 0 | 60.59 | 60.07 | 5 | 0
2020 | NE_2_MAPP_US | NE | MAPP_US | Internal | Winter | B18 | 400 | 1600 | 0 | 61.67 | 60.07 | 5 | 0
2020 | NE_2_MAPP_US | NE | MAPP_US | Internal | Winter | B19 | 700 | 1600 | 0 | 61.67 | 60.07 | 5 | 0
2020 | NE_2_MAPP_US | NE | MAPP_US | Internal | Winter | B20 | 935 | 1600 | 0 | 55.63 | 55.45 | 5 | 0
2020 | NE_2_MISO_W | NE | MISO_W | Internal | Shoulder | B11 | 25 | 3614 | 2655.74 | 76.57 | 81.57 | 5 | 0
2020 | NE_2_MISO_W | NE | MISO_W | Internal | Shoulder | B12 | 200 | 3614 | 2190.8 | 63.18 | 68.18 | 5 | 0
2020 | NE_2_MISO_W | NE | MISO_W | Internal | Shoulder | B13 | 600 | 3614 | 2255.87 | 59.71 | 64.71 | 5 | 0
2020 | NE_2_MISO_W | NE | MISO_W | Internal | Shoulder | B14 | 900 | 3614 | 3429.68 | 57.71 | 62.71 | 5 | 0
2020 | NE_2_MISO_W | NE | MISO_W | Internal | Shoulder | B15 | 1203 | 3614 | 3614 | 41.8 | 58.9 | 5 | 12.1
2020 | NE_2_MISO_W | NE | MISO_W | Internal | Summer | B1 | 10 | 3614 | 1480.1 | 100.41 | 105.41 | 5 | 0
2020 | NE_2_MISO_W | NE | MISO_W | Internal | Summer | B2 | 25 | 3614 | 1226.29 | 97.05 | 102.05 | 5 | 0
2020 | NE_2_MISO_W | NE | MISO_W | Internal | Summer | B3 | 75 | 3614 | 0 | 97.05 | 99.03 | 5 | 0
2020 | NE_2_MISO_W | NE | MISO_W | Internal | Summer | B4 | 100 | 3614 | 220.87 | 94.03 | 99.03 | 5 | 0
2020 | NE_2_MISO_W | NE | MISO_W | Internal | Summer | B5 | 200 | 3614 | 28.36 | 91.1 | 96.1 | 5 | 0
2020 | NE_2_MISO_W | NE | MISO_W | Internal | Summer | B6 | 300 | 3614 | 400.68 | 80.6 | 85.6 | 5 | 0
2020 | NE_2_MISO_W | NE | MISO_W | Internal | Summer | B7 | 400 | 3614 | 345.4 | 64.67 | 69.67 | 5 | 0
2020 | NE_2_MISO_W | NE | MISO_W | Internal | Summer | B8 | 500 | 3614 | 775.72 | 57.89 | 62.89 | 5 | 0
2020 | NE_2_MISO_W | NE | MISO_W | Internal | Summer | B9 | 800 | 3614 | 864.1 | 55.74 | 60.74 | 5 | 0
2020 | NE_2_MISO_W | NE | MISO_W | Internal | Summer | B10 | 1262 | 3614 | 2042.46 | 53.82 | 58.82 | 5 | 0
2020 | NE_2_MISO_W | NE | MISO_W | Internal | Winter | B16 | 25 | 3614 | 3614 | 54.65 | 66.65 | 5 | 7
2020 | NE_2_MISO_W | NE | MISO_W | Internal | Winter | B17 | 100 | 3614 | 3614 | 60.59 | 67.07 | 5 | 1.49
2020 | NE_2_MISO_W | NE | MISO_W | Internal | Winter | B18 | 400 | 3614 | 3614 | 61.67 | 67.07 | 5 | 0.4
2020 | NE_2_MISO_W | NE | MISO_W | Internal | Winter | B19 | 700 | 3614 | 3425.36 | 61.67 | 66.67 | 5 | 0
2020 | NE_2_MISO_W | NE | MISO_W | Internal | Winter | B20 | 935 | 3614 | 3614 | 55.63 | 60.64 | 5 | 0.01
2020 | NE_2_SPP_N | NE | SPP_N | Internal | Shoulder | B11 | 25 | 1854 | 0 | 76.57 | 70.61 | 0.01 | 0
2020 | NE_2_SPP_N | NE | SPP_N | Internal | Shoulder | B12 | 200 | 1854 | 1184.36 | 63.18 | 63.19 | 0.01 | 0
2020 | NE_2_SPP_N | NE | SPP_N | Internal | Shoulder | B13 | 600 | 1854 | 1854 | 59.71 | 60.43 | 0.01 | 0.72
2020 | NE_2_SPP_N | NE | SPP_N | Internal | Shoulder | B14 | 900 | 1854 | 734.56 | 57.71 | 57.73 | 0.01 | 0
2020 | NE_2_SPP_N | NE | SPP_N | Internal | Shoulder | B15 | 1203 | 1854 | 0 | 41.8 | 40.07 | 0.01 | 0
2020 | NE_2_SPP_N | NE | SPP_N | Internal | Summer | B1 | 10 | 1854 | 0 | 100.41 | 89.73 | 0.01 | 0
2020 | NE_2_SPP_N | NE | SPP_N | Internal | Summer | B2 | 25 | 1854 | 1203.32 | 97.05 | 97.06 | 0.01 | 0
2020 | NE_2_SPP_N | NE | SPP_N | Internal | Summer | B3 | 75 | 1854 | 1404.75 | 97.05 | 97.06 | 0.01 | 0
2020 | NE_2_SPP_N | NE | SPP_N | Internal | Summer | B4 | 100 | 1854 | 857.77 | 94.03 | 94.04 | 0.01 | 0
2020 | NE_2_SPP_N | NE | SPP_N | Internal | Summer | B5 | 200 | 1854 | 1376.46 | 91.1 | 91.11 | 0.01 | 0
2020 | NE_2_SPP_N | NE | SPP_N | Internal | Summer | B6 | 300 | 1854 | 1371.45 | 80.6 | 80.61 | 0.01 | 0
2020 | NE_2_SPP_N | NE | SPP_N | Internal | Summer | B7 | 400 | 1854 | 1854 | 64.67 | 66.29 | 0.01 | 1.61
2020 | NE_2_SPP_N | NE | SPP_N | Internal | Summer | B8 | 500 | 1854 | 1854 | 57.89 | 63.86 | 0.01 | 5.96
2020 | NE_2_SPP_N | NE | SPP_N | Internal | Summer | B9 | 800 | 1854 | 1854 | 55.74 | 61.33 | 0.01 | 5.58
2020 | NE_2_SPP_N | NE | SPP_N | Internal | Summer | B10 | 1262 | 1854 | 1854 | 53.82 | 59.05 | 0.01 | 5.21
2020 | NE_2_SPP_N | NE | SPP_N | Internal | Winter | B16 | 25 | 1854 | 1854 | 54.65 | 68.02 | 0.01 | 13.36
2020 | NE_2_SPP_N | NE | SPP_N | Internal | Winter | B17 | 100 | 1854 | 1854 | 60.59 | 64.68 | 0.01 | 4.08
2020 | NE_2_SPP_N | NE | SPP_N | Internal | Winter | B18 | 400 | 1854 | 1854 | 61.67 | 63.03 | 0.01 | 1.35
2020 | NE_2_SPP_N | NE | SPP_N | Internal | Winter | B19 | 700 | 1854 | 1693.43 | 61.67 | 61.68 | 0.01 | 0
2020 | NE_2_SPP_N | NE | SPP_N | Internal | Winter | B20 | 935 | 1854 | 1730.77 | 55.63 | 55.64 | 0.01 | 0
2020 | NEISO_2_NYISO_A-F | NEISO | NYISO_A-F | Internal | Shoulder | B11 | 25 | 600 | 0 | 61.44 | 60.92 | 3 | 0
2020 | NEISO_2_NYISO_A-F | NEISO | NYISO_A-F | Internal | Shoulder | B12 | 200 | 600 | 0 | 61.44 | 62.19 | 3 | 0
2020 | NEISO_2_NYISO_A-F | NEISO | NYISO_A-F | Internal | Shoulder | B13 | 600 | 600 | 0 | 61.44 | 60.92 | 3 | 0
2020 | NEISO_2_NYISO_A-F | NEISO | NYISO_A-F | Internal | Shoulder | B14 | 900 | 600 | 0 | 61.44 | 60.92 | 3 | 0
2020 | NEISO_2_NYISO_A-F | NEISO | NYISO_A-F | Internal | Shoulder | B15 | 1203 | 600 | 0 | 61.44 | 60.92 | 3 | 0
2020 | NEISO_2_NYISO_A-F | NEISO | NYISO_A-F | Internal | Summer | B1 | 10 | 600 | 0 | 292.94 | 99.43 | 3 | 0
2020 | NEISO_2_NYISO_A-F | NEISO | NYISO_A-F | Internal | Summer | B2 | 25 | 600 | 0 | 126.7 | 96.87 | 3 | 0
2020 | NEISO_2_NYISO_A-F | NEISO | NYISO_A-F | Internal | Summer | B3 | 75 | 600 | 86.81 | 89.23 | 92.23 | 3 | 0
2020 | NEISO_2_NYISO_A-F | NEISO | NYISO_A-F | Internal | Summer | B4 | 100 | 600 | 0 | 80.45 | 80.56 | 3 | 0
2020 | NEISO_2_NYISO_A-F | NEISO | NYISO_A-F | Internal | Summer | B5 | 200 | 600 | 171.31 | 68.77 | 71.77 | 3 | 0
2020 | NEISO_2_NYISO_A-F | NEISO | NYISO_A-F | Internal | Summer | B6 | 300 | 600 | 0 | 58.56 | 58.69 | 3 | 0
2020 | NEISO_2_NYISO_A-F | NEISO | NYISO_A-F | Internal | Summer | B7 | 400 | 600 | 0 | 58.56 | 58.64 | 3 | 0
2020 | NEISO_2_NYISO_A-F | NEISO | NYISO_A-F | Internal | Summer | B8 | 500 | 600 | 0 | 58.56 | 58.64 | 3 | 0
2020 | NEISO_2_NYISO_A-F | NEISO | NYISO_A-F | Internal | Summer | B9 | 800 | 600 | 0 | 58.56 | 58.64 | 3 | 0
2020 | NEISO_2_NYISO_A-F | NEISO | NYISO_A-F | Internal | Summer | B10 | 1262 | 600 | 0 | 58.56 | 58.64 | 3 | 0
2020 | NEISO_2_NYISO_A-F | NEISO | NYISO_A-F | Internal | Winter | B16 | 25 | 600 | 0 | 70.37 | 66.65 | 3 | 0
2020 | NEISO_2_NYISO_A-F | NEISO | NYISO_A-F | Internal | Winter | B17 | 100 | 600 | 0 | 69.05 | 63.7 | 3 | 0
2020 | NEISO_2_NYISO_A-F | NEISO | NYISO_A-F | Internal | Winter | B18 | 400 | 600 | 0 | 69.05 | 61.49 | 3 | 0
2020 | NEISO_2_NYISO_A-F | NEISO | NYISO_A-F | Internal | Winter | B19 | 700 | 600 | 0 | 69.01 | 61.49 | 3 | 0
2020 | NEISO_2_NYISO_A-F | NEISO | NYISO_A-F | Internal | Winter | B20 | 935 | 600 | 0 | 69.01 | 61.49 | 3 | 0
2020 | NEISO_2_NYISO_G-I | NEISO | NYISO_G-I | Internal | Shoulder | B11 | 25 | 600 | 600 | 61.44 | 65.57 | 3 | 1.13
2020 | NEISO_2_NYISO_G-I | NEISO | NYISO_G-I | Internal | Shoulder | B12 | 200 | 600 | 0 | 61.44 | 62.56 | 3 | 0
2020 | NEISO_2_NYISO_G-I | NEISO | NYISO_G-I | Internal | Shoulder | B13 | 600 | 600 | 0 | 61.44 | 62.56 | 3 | 0
2020 | NEISO_2_NYISO_G-I | NEISO | NYISO_G-I | Internal | Shoulder | B14 | 900 | 600 | 0 | 61.44 | 61.6 | 3 | 0
2020 | NEISO_2_NYISO_G-I | NEISO | NYISO_G-I | Internal | Shoulder | B15 | 1203 | 600 | 0 | 61.44 | 60.94 | 3 | 0
2020 | NEISO_2_NYISO_G-I | NEISO | NYISO_G-I | Internal | Summer | B1 | 10 | 600 | 0 | 292.94 | 289.94 | 3 | 0
2020 | NEISO_2_NYISO_G-I | NEISO | NYISO_G-I | Internal | Summer | B2 | 25 | 600 | 0 | 126.7 | 129.68 | 3 | 0
2020 | NEISO_2_NYISO_G-I | NEISO | NYISO_G-I | Internal | Summer | B3 | 75 | 600 | 600 | 89.23 | 92.99 | 3 | 0.76
2020 | NEISO_2_NYISO_G-I | NEISO | NYISO_G-I | Internal | Summer | B4 | 100 | 600 | 600 | 80.45 | 85.95 | 3 | 2.5
2020 | NEISO_2_NYISO_G-I | NEISO | NYISO_G-I | Internal | Summer | B5 | 200 | 600 | 600 | 68.77 | 83.43 | 3 | 11.66
2020 | NEISO_2_NYISO_G-I | NEISO | NYISO_G-I | Internal | Summer | B6 | 300 | 600 | 600 | 58.56 | 79.57 | 3 | 18.02
2020 | NEISO_2_NYISO_G-I | NEISO | NYISO_G-I | Internal | Summer | B7 | 400 | 600 | 600 | 58.56 | 62.42 | 3 | 0.86
2020 | NEISO_2_NYISO_G-I | NEISO | NYISO_G-I | Internal | Summer | B8 | 500 | 600 | 0 | 58.56 | 59.97 | 3 | 0
2020 | NEISO_2_NYISO_G-I | NEISO | NYISO_G-I | Internal | Summer | B9 | 800 | 600 | 0 | 58.56 | 58.65 | 3 | 0
2020 | NEISO_2_NYISO_G-I | NEISO | NYISO_G-I | Internal | Summer | B10 | 1262 | 600 | 0 | 58.56 | 58.65 | 3 | 0
2020 | NEISO_2_NYISO_G-I | NEISO | NYISO_G-I | Internal | Winter | B16 | 25 | 600 | 600 | 70.37 | 76.7 | 3 | 3.33
2020 | NEISO_2_NYISO_G-I | NEISO | NYISO_G-I | Internal | Winter | B17 | 100 | 600 | 0 | 69.05 | 72.03 | 3 | 0
2020 | NEISO_2_NYISO_G-I | NEISO | NYISO_G-I | Internal | Winter | B18 | 400 | 600 | 0 | 69.05 | 72.03 | 3 | 0
2020 | NEISO_2_NYISO_G-I | NEISO | NYISO_G-I | Internal | Winter | B19 | 700 | 600 | 0 | 69.01 | 69.72 | 3 | 0
2020 | NEISO_2_NYISO_G-I | NEISO | NYISO_G-I | Internal | Winter | B20 | 935 | 600 | 0 | 69.01 | 66.01 | 3 | 0
2020 | NEISO_2_NYISO_J-K | NEISO | NYISO_J-K | Internal | Shoulder | B11 | 25 | 1038 | 1038 | 61.44 | 65.58 | 3 | 1.14
2020 | NEISO_2_NYISO_J-K | NEISO | NYISO_J-K | Internal | Shoulder | B12 | 200 | 1038 | 0 | 61.44 | 62.57 | 3 | 0
2020 | NEISO_2_NYISO_J-K | NEISO | NYISO_J-K | Internal | Shoulder | B13 | 600 | 1038 | 0 | 61.44 | 62.57 | 3 | 0
2020 | NEISO_2_NYISO_J-K | NEISO | NYISO_J-K | Internal | Shoulder | B14 | 900 | 1038 | 0 | 61.44 | 61.61 | 3 | 0
2020 | NEISO_2_NYISO_J-K | NEISO | NYISO_J-K | Internal | Shoulder | B15 | 1203 | 1038 | 0 | 61.44 | 60.95 | 3 | 0
2020 | NEISO_2_NYISO_J-K | NEISO | NYISO_J-K | Internal | Summer | B1 | 10 | 1038 | 0 | 292.94 | 289.95 | 3 | 0
2020 | NEISO_2_NYISO_J-K | NEISO | NYISO_J-K | Internal | Summer | B2 | 25 | 1038 | 690.67 | 126.7 | 129.7 | 3 | 0
2020 | NEISO_2_NYISO_J-K | NEISO | NYISO_J-K | Internal | Summer | B3 | 75 | 1038 | 1038 | 89.23 | 93 | 3 | 0.77
2020 | NEISO_2_NYISO_J-K | NEISO | NYISO_J-K | Internal | Summer | B4 | 100 | 1038 | 1038 | 80.45 | 85.96 | 3 | 2.52
2020 | NEISO_2_NYISO_J-K | NEISO | NYISO_J-K | Internal | Summer | B5 | 200 | 1038 | 1038 | 68.77 | 83.44 | 3 | 11.67
2020 | NEISO_2_NYISO_J-K | NEISO | NYISO_J-K | Internal | Summer | B6 | 300 | 1038 | 1038 | 58.56 | 79.59 | 3 | 18.03
2020 | NEISO_2_NYISO_J-K | NEISO | NYISO_J-K | Internal | Summer | B7 | 400 | 1038 | 1038 | 58.56 | 62.43 | 3 | 0.87
2020 | NEISO_2_NYISO_J-K | NEISO | NYISO_J-K | Internal | Summer | B8 | 500 | 1038 | 0 | 58.56 | 59.98 | 3 | 0
2020 | NEISO_2_NYISO_J-K | NEISO | NYISO_J-K | Internal | Summer | B9 | 800 | 1038 | 0 | 58.56 | 58.66 | 3 | 0
2020 | NEISO_2_NYISO_J-K | NEISO | NYISO_J-K | Internal | Summer | B10 | 1262 | 1038 | 0 | 58.56 | 58.66 | 3 | 0
2020 | NEISO_2_NYISO_J-K | NEISO | NYISO_J-K | Internal | Winter | B16 | 25 | 1038 | 1038 | 70.37 | 76.71 | 3 | 3.35
2020 | NEISO_2_NYISO_J-K | NEISO | NYISO_J-K | Internal | Winter | B17 | 100 | 1038 | 351.94 | 69.05 | 72.05 | 3 | 0
2020 | NEISO_2_NYISO_J-K | NEISO | NYISO_J-K | Internal | Winter | B18 | 400 | 1038 | 1017.94 | 69.05 | 72.05 | 3 | 0
2020 | NEISO_2_NYISO_J-K | NEISO | NYISO_J-K | Internal | Winter | B19 | 700 | 1038 | 925.25 | 69.01 | 72.01 | 3 | 0
2020 | NEISO_2_NYISO_J-K | NEISO | NYISO_J-K | Internal | Winter | B20 | 935 | 1038 | 0 | 69.01 | 66.02 | 3 | 0
2020 | NonRTO_Midwest_2_MISO_IN | NonRTO_Midwest | MISO_IN | Internal | Shoulder | B11 | 25 | 4450 | 0 | 91.59 | 83.59 | 8 | 0
2020 | NonRTO_Midwest_2_MISO_IN | NonRTO_Midwest | MISO_IN | Internal | Shoulder | B12 | 200 | 4450 | 0 | 76.21 | 68.21 | 8 | 0
2020 | NonRTO_Midwest_2_MISO_IN | NonRTO_Midwest | MISO_IN | Internal | Shoulder | B13 | 600 | 4450 | 0 | 73.44 | 65.44 | 8 | 0
2020 | NonRTO_Midwest_2_MISO_IN | NonRTO_Midwest | MISO_IN | Internal | Shoulder | B14 | 900 | 4450 | 0 | 70.74 | 62.74 | 8 | 0
2020 | NonRTO_Midwest_2_MISO_IN | NonRTO_Midwest | MISO_IN | Internal | Shoulder | B15 | 1203 | 4450 | 0 | 65.96 | 60.91 | 8 | 0
2020 | NonRTO_Midwest_2_MISO_IN | NonRTO_Midwest | MISO_IN | Internal | Summer | B1 | 10 | 4450 | 0 | 113.41 | 105.41 | 8 | 0
2020 | NonRTO_Midwest_2_MISO_IN | NonRTO_Midwest | MISO_IN | Internal | Summer | B2 | 25 | 4450 | 0 | 110.07 | 102.07 | 8 | 0
2020 | NonRTO_Midwest_2_MISO_IN | NonRTO_Midwest | MISO_IN | Internal | Summer | B3 | 75 | 4450 | 0 | 108.34 | 102.05 | 8 | 0
2020 | NonRTO_Midwest_2_MISO_IN | NonRTO_Midwest | MISO_IN | Internal | Summer | B4 | 100 | 4450 | 0 | 107.74 | 99.74 | 8 | 0
2020 | NonRTO_Midwest_2_MISO_IN | NonRTO_Midwest | MISO_IN | Internal | Summer | B5 | 200 | 4450 | 0 | 104.12 | 96.12 | 8 | 0
2020 | NonRTO_Midwest_2_MISO_IN | NonRTO_Midwest | MISO_IN | Internal | Summer | B6 | 300 | 4450 | 0 | 93.6 | 85.6 | 8 | 0
2020 | NonRTO_Midwest_2_MISO_IN | NonRTO_Midwest | MISO_IN | Internal | Summer | B7 | 400 | 4450 | 0 | 79.28 | 71.28 | 8 | 0
2020 | NonRTO_Midwest_2_MISO_IN | NonRTO_Midwest | MISO_IN | Internal | Summer | B8 | 500 | 4450 | 0 | 73.26 | 65.26 | 8 | 0
2020 | NonRTO_Midwest_2_MISO_IN | NonRTO_Midwest | MISO_IN | Internal | Summer | B9 | 800 | 4450 | 0 | 65.96 | 61.67 | 8 | 0
2020 | NonRTO_Midwest_2_MISO_IN | NonRTO_Midwest | MISO_IN | Internal | Summer | B10 | 1262 | 4450 | 0 | 63.66 | 61.12 | 8 | 0
2020 | NonRTO_Midwest_2_MISO_IN | NonRTO_Midwest | MISO_IN | Internal | Winter | B16 | 25 | 4450 | 0 | 92.34 | 84.34 | 8 | 0
2020 | NonRTO_Midwest_2_MISO_IN | NonRTO_Midwest | MISO_IN | Internal | Winter | B17 | 100 | 4450 | 0 | 81.68 | 73.68 | 8 | 0
2020 | NonRTO_Midwest_2_MISO_IN | NonRTO_Midwest | MISO_IN | Internal | Winter | B18 | 400 | 4450 | 0 | 76.04 | 68.04 | 8 | 0
2020 | NonRTO_Midwest_2_MISO_IN | NonRTO_Midwest | MISO_IN | Internal | Winter | B19 | 700 | 4450 | 0 | 74.67 | 66.67 | 8 | 0
2020 | NonRTO_Midwest_2_MISO_IN | NonRTO_Midwest | MISO_IN | Internal | Winter | B20 | 935 | 4450 | 0 | 67.21 | 61.47 | 8 | 0
2020 | NonRTO_Midwest_2_TVA_Transmission | NonRTO_Midwest | TVA_Transmission | Internal | Shoulder | B11 | 25 | 2400 | 0 | 91.59 | 91.61 | 8 | 0
2020 | NonRTO_Midwest_2_TVA_Transmission | NonRTO_Midwest | TVA_Transmission | Internal | Shoulder | B12 | 200 | 2400 | 0 | 76.21 | 74.87 | 8 | 0
2020 | NonRTO_Midwest_2_TVA_Transmission | NonRTO_Midwest | TVA_Transmission | Internal | Shoulder | B13 | 600 | 2400 | 0 | 73.44 | 70.83 | 8 | 0
2020 | NonRTO_Midwest_2_TVA_Transmission | NonRTO_Midwest | TVA_Transmission | Internal | Shoulder | B14 | 900 | 2400 | 0 | 70.74 | 70.06 | 8 | 0
2020 | NonRTO_Midwest_2_TVA_Transmission | NonRTO_Midwest | TVA_Transmission | Internal | Shoulder | B15 | 1203 | 2400 | 0 | 65.96 | 66.93 | 8 | 0
2020 | NonRTO_Midwest_2_TVA_Transmission | NonRTO_Midwest | TVA_Transmission | Internal | Summer | B1 | 10 | 2400 | 0 | 113.41 | 116.42 | 8 | 0
2020 | NonRTO_Midwest_2_TVA_Transmission | NonRTO_Midwest | TVA_Transmission | Internal | Summer | B2 | 25 | 2400 | 0 | 110.07 | 110.06 | 8 | 0
2020 | NonRTO_Midwest_2_TVA_Transmission | NonRTO_Midwest | TVA_Transmission | Internal | Summer | B3 | 75 | 2400 | 0 | 108.34 | 110.06 | 8 | 0
2020 | NonRTO_Midwest_2_TVA_Transmission | NonRTO_Midwest | TVA_Transmission | Internal | Summer | B4 | 100 | 2400 | 0 | 107.74 | 107.04 | 8 | 0
2020 | NonRTO_Midwest_2_TVA_Transmission | NonRTO_Midwest | TVA_Transmission | Internal | Summer | B5 | 200 | 2400 | 0 | 104.12 | 104.1 | 8 | 0
2020 | NonRTO_Midwest_2_TVA_Transmission | NonRTO_Midwest | TVA_Transmission | Internal | Summer | B6 | 300 | 2400 | 0 | 93.6 | 93.61 | 8 | 0
2020 | NonRTO_Midwest_2_TVA_Transmission | NonRTO_Midwest | TVA_Transmission | Internal | Summer | B7 | 400 | 2400 | 0 | 79.28 | 79.29 | 8 | 0
2020 | NonRTO_Midwest_2_TVA_Transmission | NonRTO_Midwest | TVA_Transmission | Internal | Summer | B8 | 500 | 2400 | 0 | 73.26 | 70.89 | 8 | 0
2020 | NonRTO_Midwest_2_TVA_Transmission | NonRTO_Midwest | TVA_Transmission | Internal | Summer | B9 | 800 | 2400 | 0 | 65.96 | 68.59 | 8 | 0
2020 | NonRTO_Midwest_2_TVA_Transmission | NonRTO_Midwest | TVA_Transmission | Internal | Summer | B10 | 1262 | 2400 | 0 | 63.66 | 66.15 | 8 | 0
2020 | NonRTO_Midwest_2_TVA_Transmission | NonRTO_Midwest | TVA_Transmission | Internal | Winter | B16 | 25 | 2400 | 0 | 92.34 | 92.33 | 8 | 0
2020 | NonRTO_Midwest_2_TVA_Transmission | NonRTO_Midwest | TVA_Transmission | Internal | Winter | B17 | 100 | 2400 | 0 | 81.68 | 77.69 | 8 | 0
2020 | NonRTO_Midwest_2_TVA_Transmission | NonRTO_Midwest | TVA_Transmission | Internal | Winter | B18 | 400 | 2400 | 0 | 76.04 | 73.49 | 8 | 0
2020 | NonRTO_Midwest_2_TVA_Transmission | NonRTO_Midwest | TVA_Transmission | Internal | Winter | B19 | 700 | 2400 | 0 | 74.67 | 73.16 | 8 | 0
2020 | NonRTO_Midwest_2_TVA_Transmission | NonRTO_Midwest | TVA_Transmission | Internal | Winter | B20 | 935 | 2400 | 0 | 67.21 | 68.65 | 8 | 0
2020 | NYISO_A-F_2_NEISO | NYISO_A-F | NEISO | Internal | Shoulder | B11 | 25 | 600 | 0 | 60.92 | 61.44 | 3 | 0
2020 | NYISO_A-F_2_NEISO | NYISO_A-F | NEISO | Internal | Shoulder | B12 | 200 | 600 | 0 | 62.19 | 61.44 | 3 | 0
2020 | NYISO_A-F_2_NEISO | NYISO_A-F | NEISO | Internal | Shoulder | B13 | 600 | 600 | 0 | 60.92 | 61.44 | 3 | 0
2020 | NYISO_A-F_2_NEISO | NYISO_A-F | NEISO | Internal | Shoulder | B14 | 900 | 600 | 0 | 60.92 | 61.44 | 3 | 0
2020 | NYISO_A-F_2_NEISO | NYISO_A-F | NEISO | Internal | Shoulder | B15 | 1203 | 600 | 0 | 60.92 | 61.44 | 3 | 0
2020 | NYISO_A-F_2_NEISO | NYISO_A-F | NEISO | Internal | Summer | B1 | 10 | 600 | 600 | 99.43 | 292.94 | 3 | 190.51
2020 | NYISO_A-F_2_NEISO | NYISO_A-F | NEISO | Internal | Summer | B2 | 25 | 600 | 600 | 96.87 | 126.7 | 3 | 26.83
2020 | NYISO_A-F_2_NEISO | NYISO_A-F | NEISO | Internal | Summer | B3 | 75 | 600 | 0 | 92.23 | 89.23 | 3 | 0
2020 | NYISO_A-F_2_NEISO | NYISO_A-F | NEISO | Internal | Summer | B4 | 100 | 600 | 0 | 80.56 | 80.45 | 3 | 0
2020 | NYISO_A-F_2_NEISO | NYISO_A-F | NEISO | Internal | Summer | B5 | 200 | 600 | 0 | 71.77 | 68.77 | 3 | 0
2020 | NYISO_A-F_2_NEISO | NYISO_A-F | NEISO | Internal | Summer | B6 | 300 | 600 | 0 | 58.69 | 58.56 | 3 | 0
2020 | NYISO_A-F_2_NEISO | NYISO_A-F | NEISO | Internal | Summer | B7 | 400 | 600 | 0 | 58.64 | 58.56 | 3 | 0
2020 | NYISO_A-F_2_NEISO | NYISO_A-F | NEISO | Internal | Summer | B8 | 500 | 600 | 0 | 58.64 | 58.56 | 3 | 0
2020 | NYISO_A-F_2_NEISO | NYISO_A-F | NEISO | Internal | Summer | B9 | 800 | 600 | 0 | 58.64 | 58.56 | 3 | 0
2020 | NYISO_A-F_2_NEISO | NYISO_A-F | NEISO | Internal | Summer | B10 | 1262 | 600 | 0 | 58.64 | 58.56 | 3 | 0
2020 | NYISO_A-F_2_NEISO | NYISO_A-F | NEISO | Internal | Winter | B16 | 25 | 600 | 600 | 66.65 | 70.37 | 3 | 0.72
2020 | NYISO_A-F_2_NEISO | NYISO_A-F | NEISO | Internal | Winter | B17 | 100 | 600 | 600 | 63.7 | 69.05 | 3 | 2.34
2020 | NYISO_A-F_2_NEISO | NYISO_A-F | NEISO | Internal | Winter | B18 | 400 | 600 | 600 | 61.49 | 69.05 | 3 | 4.56
2020 | NYISO_A-F_2_NEISO | NYISO_A-F | NEISO | Internal | Winter | B19 | 700 | 600 | 600 | 61.49 | 69.01 | 3 | 4.52
2020 | NYISO_A-F_2_NEISO | NYISO_A-F | NEISO | Internal | Winter | B20 | 935 | 600 | 600 | 61.49 | 69.01 | 3 | 4.52
2020 | NYISO_A-F_2_NYISO_G-I | NYISO_A-F | NYISO_G-I | Internal | Shoulder | B11 | 25 | 5266 | 5266 | 60.92 | 65.57 | 0.01 | 4.63
2020 | NYISO_A-F_2_NYISO_G-I | NYISO_A-F | NYISO_G-I | Internal | Shoulder | B12 | 200 | 5266 | 5266 | 62.19 | 62.56 | 0.01 | 0.35
2020 | NYISO_A-F_2_NYISO_G-I | NYISO_A-F | NYISO_G-I | Internal | Shoulder | B13 | 600 | 5266 | 5266 | 60.92 | 62.56 | 0.01 | 1.62
2020 | NYISO_A-F_2_NYISO_G-I | NYISO_A-F | NYISO_G-I | Internal | Shoulder | B14 | 900 | 5266 | 5266 | 60.92 | 61.6 | 0.01 | 0.66
2020 | NYISO_A-F_2_NYISO_G-I | NYISO_A-F | NYISO_G-I | Internal | Shoulder | B15 | 1203 | 5266 | 4662.46 | 60.92 | 60.94 | 0.01 | 0
2020 | NYISO_A-F_2_NYISO_G-I | NYISO_A-F | NYISO_G-I | Internal | Summer | B1 | 10 | 5266 | 5266 | 99.43 | 289.94 | 0.01 | 190.5
2020 | NYISO_A-F_2_NYISO_G-I | NYISO_A-F | NYISO_G-I | Internal | Summer | B2 | 25 | 5266 | 5266 | 96.87 | 129.68 | 0.01 | 32.8
2020 | NYISO_A-F_2_NYISO_G-I | NYISO_A-F | NYISO_G-I | Internal | Summer | B3 | 75 | 5266 | 5266 | 92.23 | 92.99 | 0.01 | 0.75
2020 | NYISO_A-F_2_NYISO_G-I | NYISO_A-F | NYISO_G-I | Internal | Summer | B4 | 100 | 5266 | 5266 | 80.56 | 85.95 | 0.01 | 5.38
2020 | NYISO_A-F_2_NYISO_G-I | NYISO_A-F | NYISO_G-I | Internal | Summer | B5 | 200 | 5266 | 5266 | 71.77 | 83.43 | 0.01 | 11.64
2020 | NYISO_A-F_2_NYISO_G-I | NYISO_A-F | NYISO_G-I | Internal | Summer | B6 | 300 | 5266 | 5266 | 58.69 | 79.57 | 0.01 | 20.87
2020 | NYISO_A-F_2_NYISO_G-I | NYISO_A-F | NYISO_G-I | Internal | Summer | B7 | 400 | 5266 | 5266 | 58.64 | 62.42 | 0.01 | 3.77
2020 | NYISO_A-F_2_NYISO_G-I | NYISO_A-F | NYISO_G-I | Internal | Summer | B8 | 500 | 5266 | 5266 | 58.64 | 59.97 | 0.01 | 1.32
2020 | NYISO_A-F_2_NYISO_G-I | NYISO_A-F | NYISO_G-I | Internal | Summer | B9 | 800 | 5266 | 5234.3 | 58.64 | 58.65 | 0.01 | 0
2020 | NYISO_A-F_2_NYISO_G-I | NYISO_A-F | NYISO_G-I | Internal | Summer | B10 | 1262 | 5266 | 4990.38 | 58.64 | 58.65 | 0.01 | 0
2020 | NYISO_A-F_2_NYISO_G-I | NYISO_A-F | NYISO_G-I | Internal | Winter | B16 | 25 | 5266 | 5266 | 66.65 | 76.7 | 0.01 | 10.04
2020 | NYISO_A-F_2_NYISO_G-I | NYISO_A-F | NYISO_G-I | Internal | Winter | B17 | 100 | 5266 | 5266 | 63.7 | 72.03 | 0.01 | 8.32
2020 | NYISO_A-F_2_NYISO_G-I | NYISO_A-F | NYISO_G-I | Internal | Winter | B18 | 400 | 5266 | 5266 | 61.49 | 72.03 | 0.01 | 10.54
2020 | NYISO_A-F_2_NYISO_G-I | NYISO_A-F | NYISO_G-I | Internal | Winter | B19 | 700 | 5266 | 5266 | 61.49 | 69.72 | 0.01 | 8.22
2020 | NYISO_A-F_2_NYISO_G-I | NYISO_A-F | NYISO_G-I | Internal | Winter | B20 | 935 | 5266 | 5266 | 61.49 | 66.01 | 0.01 | 4.51
2020 | NYISO_A-F_2_PJM_ROM | NYISO_A-F | PJM_ROM | Internal | Shoulder | B11 | 25 | 1000 | 1000 | 60.92 | 83.56 | 8 | 14.64
2020 | NYISO_A-F_2_PJM_ROM | NYISO_A-F | PJM_ROM | Internal | Shoulder | B12 | 200 | 1000 | 803.18 | 62.19 | 70.19 | 8 | 0
2020 | NYISO_A-F_2_PJM_ROM | NYISO_A-F | PJM_ROM | Internal | Shoulder | B13 | 600 | 1000 | 0 | 60.92 | 66.72 | 8 | 0
2020 | NYISO_A-F_2_PJM_ROM | NYISO_A-F | PJM_ROM | Internal | Shoulder | B14 | 900 | 1000 | 0 | 60.92 | 64.73 | 8 | 0
2020 | NYISO_A-F_2_PJM_ROM | NYISO_A-F | PJM_ROM | Internal | Shoulder | B15 | 1203 | 1000 | 0 | 60.92 | 60.91 | 8 | 0
2020 | NYISO_A-F_2_PJM_ROM | NYISO_A-F | PJM_ROM | Internal | Summer | B1 | 10 | 1000 | 400.65 | 99.43 | 107.43 | 8 | 0
2020 | NYISO_A-F_2_PJM_ROM | NYISO_A-F | PJM_ROM | Internal | Summer | B2 | 25 | 1000 | 0 | 96.87 | 104.06 | 8 | 0
2020 | NYISO_A-F_2_PJM_ROM | NYISO_A-F | PJM_ROM | Internal | Summer | B3 | 75 | 1000 | 1000 | 92.23 | 101.02 | 8 | 0.78
2020 | NYISO_A-F_2_PJM_ROM | NYISO_A-F | PJM_ROM | Internal | Summer | B4 | 100 | 1000 | 1000 | 80.56 | 101.02 | 8 | 12.46
2020 | NYISO_A-F_2_PJM_ROM | NYISO_A-F | PJM_ROM | Internal | Summer | B5 | 200 | 1000 | 1000 | 71.77 | 98.08 | 8 | 18.31
2020 | NYISO_A-F_2_PJM_ROM | NYISO_A-F | PJM_ROM | Internal | Summer | B6 | 300 | 1000 | 1000 | 58.69 | 87.59 | 8 | 20.89
2020 | NYISO_A-F_2_PJM_ROM | NYISO_A-F | PJM_ROM | Internal | Summer | B7 | 400 | 1000 | 1000 | 58.64 | 71.66 | 8 | 5.02
2020 | NYISO_A-F_2_PJM_ROM | NYISO_A-F | PJM_ROM | Internal | Summer | B8 | 500 | 1000 | 0 | 58.64 | 64.9 | 8 | 0
2020 | NYISO_A-F_2_PJM_ROM | NYISO_A-F | PJM_ROM | Internal | Summer | B9 | 800 | 1000 | 0 | 58.64 | 62.75 | 8 | 0
2020 | NYISO_A-F_2_PJM_ROM | NYISO_A-F | PJM_ROM | Internal | Summer | B10 | 1262 | 1000 | 0 | 58.64 | 60.84 | 8 | 0
2020 | NYISO_A-F_2_PJM_ROM | NYISO_A-F | PJM_ROM | Internal | Winter | B16 | 25 | 1000 | 1000 | 66.65 | 85.9 | 8 | 11.26
2020 | NYISO_A-F_2_PJM_ROM | NYISO_A-F | PJM_ROM | Internal | Winter | B17 | 100 | 1000 | 952.15 | 63.7 | 71.7 | 8 | 0
2020 | NYISO_A-F_2_PJM_ROM | NYISO_A-F | PJM_ROM | Internal | Winter | B18 | 400 | 1000 | 462.02 | 61.49 | 69.49 | 8 | 0
2020 | NYISO_A-F_2_PJM_ROM | NYISO_A-F | PJM_ROM | Internal | Winter | B19 | 700 | 1000 | 15.93 | 61.49 | 69.49 | 8 | 0
2020 | NYISO_A-F_2_PJM_ROM | NYISO_A-F | PJM_ROM | Internal | Winter | B20 | 935 | 1000 | 0 | 61.49 | 62.65 | 8 | 0
2020 | NYISO_G-I_2_NEISO | NYISO_G-I | NEISO | Internal | Shoulder | B11 | 25 | 600 | 0 | 65.57 | 61.44 | 3 | 0
2020 | NYISO_G-I_2_NEISO | NYISO_G-I | NEISO | Internal | Shoulder | B12 | 200 | 600 | 0 | 62.56 | 61.44 | 3 | 0
2020 | NYISO_G-I_2_NEISO | NYISO_G-I | NEISO | Internal | Shoulder | B13 | 600 | 600 | 0 | 62.56 | 61.44 | 3 | 0
2020 | NYISO_G-I_2_NEISO | NYISO_G-I | NEISO | Internal | Shoulder | B14 | 900 | 600 | 0 | 61.6 | 61.44 | 3 | 0
2020 | NYISO_G-I_2_NEISO | NYISO_G-I | NEISO | Internal | Shoulder | B15 | 1203 | 600 | 0 | 60.94 | 61.44 | 3 | 0
2020 | NYISO_G-I_2_NEISO | NYISO_G-I | NEISO | Internal | Summer | B1 | 10 | 600 | 30.39 | 289.94 | 292.94 | 3 | 0
2020 | NYISO_G-I_2_NEISO | NYISO_G-I | NEISO | Internal | Summer | B2 | 25 | 600 | 0 | 129.68 | 126.7 | 3 | 0
2020 | NYISO_G-I_2_NEISO | NYISO_G-I | NEISO | Internal | Summer | B3 | 75 | 600 | 0 | 92.99 | 89.23 | 3 | 0
2020 | NYISO_G-I_2_NEISO | NYISO_G-I | NEISO | Internal | Summer | B4 | 100 | 600 | 0 | 85.95 | 80.45 | 3 | 0
2020 | NYISO_G-I_2_NEISO | NYISO_G-I | NEISO | Internal | Summer | B5 | 200 | 600 | 0 | 83.43 | 68.77 | 3 | 0
2020 | NYISO_G-I_2_NEISO | NYISO_G-I | NEISO | Internal | Summer | B6 | 300 | 600 | 0 | 79.57 | 58.56 | 3 | 0
2020 | NYISO_G-I_2_NEISO | NYISO_G-I | NEISO | Internal | Summer | B7 | 400 | 600 | 0 | 62.42 | 58.56 | 3 | 0
2020 | NYISO_G-I_2_NEISO | NYISO_G-I | NEISO | Internal | Summer | B8 | 500 | 600 | 0 | 59.97 | 58.56 | 3 | 0
2020 | NYISO_G-I_2_NEISO | NYISO_G-I | NEISO | Internal | Summer | B9 | 800 | 600 | 0 | 58.65 | 58.56 | 3 | 0
2020 | NYISO_G-I_2_NEISO | NYISO_G-I | NEISO | Internal | Summer | B10 | 1262 | 600 | 0 | 58.65 | 58.56 | 3 | 0
2020 | NYISO_G-I_2_NEISO | NYISO_G-I | NEISO | Internal | Winter | B16 | 25 | 600 | 0 | 76.7 | 70.37 | 3 | 0
2020 | NYISO_G-I_2_NEISO | NYISO_G-I | NEISO | Internal | Winter | B17 | 100 | 600 | 0 | 72.03 | 69.05 | 3 | 0
2020 | NYISO_G-I_2_NEISO | NYISO_G-I | NEISO | Internal | Winter | B18 | 400 | 600 | 0 | 72.03 | 69.05 | 3 | 0
2020 | NYISO_G-I_2_NEISO | NYISO_G-I | NEISO | Internal | Winter | B19 | 700 | 600 | 0 | 69.72 | 69.01 | 3 | 0
2020 | NYISO_G-I_2_NEISO | NYISO_G-I | NEISO | Internal | Winter | B20 | 935 | 600 | 160.51 | 66.01 | 69.01 | 3 | 0
2020 | NYISO_G-I_2_NYISO_J-K | NYISO_G-I | NYISO_J-K | Internal | Shoulder | B11 | 25 | 6130 | 4497.45 | 65.57 | 65.58 | 0.01 | 0
2020 | NYISO_G-I_2_NYISO_J-K | NYISO_G-I | NYISO_J-K | Internal | Shoulder | B12 | 200 | 6130 | 5200.19 | 62.56 | 62.57 | 0.01 | 0
2020 | NYISO_G-I_2_NYISO_J-K | NYISO_G-I | NYISO_J-K | Internal | Shoulder | B13 | 600 | 6130 | 4927.2 | 62.56 | 62.57 | 0.01 | 0
2020 | NYISO_G-I_2_NYISO_J-K | NYISO_G-I | NYISO_J-K | Internal | Shoulder | B14 | 900 | 6130 | 4884.32 | 61.6 | 61.61 | 0.01 | 0
2020 | NYISO_G-I_2_NYISO_J-K | NYISO_G-I | NYISO_J-K | Internal | Shoulder | B15 | 1203 | 6130 | 4690.8 | 60.94 | 60.95 | 0.01 | 0
2020 | NYISO_G-I_2_NYISO_J-K | NYISO_G-I | NYISO_J-K | Internal | Summer | B1 | 10 | 6130 | 5208.28 | 289.94 | 289.95 | 0.01 | 0
2020 | NYISO_G-I_2_NYISO_J-K | NYISO_G-I | NYISO_J-K | Internal | Summer | B2 | 25 | 6130 | 5324.23 | 129.68 | 129.7 | 0.01 | 0
2020 | NYISO_G-I_2_NYISO_J-K | NYISO_G-I | NYISO_J-K | Internal | Summer | B3 | 75 | 6130 | 4307.94 | 92.99 | 93 | 0.01 | 0
2020 | NYISO_G-I_2_NYISO_J-K | NYISO_G-I | NYISO_J-K | Internal | Summer | B4 | 100 | 6130 | 4559.15 | 85.95 | 85.96 | 0.01 | 0
2020 | NYISO_G-I_2_NYISO_J-K | NYISO_G-I | NYISO_J-K | Internal | Summer | B5 | 200 | 6130 | 4688.74 | 83.43 | 83.44 | 0.01 | 0
2020 | NYISO_G-I_2_NYISO_J-K | NYISO_G-I | NYISO_J-K | Internal | Summer | B6 | 300 | 6130 | 5088.51 | 79.57 | 79.59 | 0.01 | 0
2020 | NYISO_G-I_2_NYISO_J-K | NYISO_G-I | NYISO_J-K | Internal | Summer | B7 | 400 | 6130 | 5034.06 | 62.42 | 62.43 | 0.01 | 0
2020 | NYISO_G-I_2_NYISO_J-K | NYISO_G-I | NYISO_J-K | Internal | Summer | B8 | 500 | 6130 | 5929.4 | 59.97 | 59.98 | 0.01 | 0
2020 | NYISO_G-I_2_NYISO_J-K | NYISO_G-I | NYISO_J-K | Internal | Summer | B9 | 800 | 6130 | 5177.51 | 58.65 | 58.66 | 0.01 | 0
2020 | NYISO_G-I_2_NYISO_J-K | NYISO_G-I | NYISO_J-K | Internal | Summer | B10 | 1262 | 6130 | 5363.77 | 58.65 | 58.66 | 0.01 | 0
2020 | NYISO_G-I_2_NYISO_J-K | NYISO_G-I | NYISO_J-K | Internal | Winter | B16 | 25 | 6130 | 5035.37 | 76.7 | 76.71 | 0.01 | 0
2020 | NYISO_G-I_2_NYISO_J-K | NYISO_G-I | NYISO_J-K | Internal | Winter | B17 | 100 | 6130 | 6038.88 | 72.03 | 72.05 | 0.01 | 0
2020 | NYISO_G-I_2_NYISO_J-K | NYISO_G-I | NYISO_J-K | Internal | Winter | B18 | 400 | 6130 | 6103.49 | 72.03 | 72.05 | 0.01 | 0
2020 | NYISO_G-I_2_NYISO_J-K | NYISO_G-I | NYISO_J-K | Internal | Winter | B19 | 700 | 6130 | 6130 | 69.72 | 72.01 | 0.01 | 2.28
2020 | NYISO_G-I_2_NYISO_J-K | NYISO_G-I | NYISO_J-K | Internal | Winter | B20 | 935 | 6130 | 5432.21 | 66.01 | 66.02 | 0.01 | 0
2020 | NYISO_G-I_2_PJM_E | NYISO_G-I | PJM_E | Internal | Shoulder | B11 | 25 | 1500 | 1500 | 65.57 | 83.55 | 8 | 9.99
2020 | NYISO_G-I_2_PJM_E | NYISO_G-I | PJM_E | Internal | Shoulder | B12 | 200 | 1500 | 0 | 62.56 | 70.18 | 8 | 0
2020 | NYISO_G-I_2_PJM_E | NYISO_G-I | PJM_E | Internal | Shoulder | B13 | 600 | 1500 | 0 | 62.56 | 66.71 | 8 | 0
2020 | NYISO_G-I_2_PJM_E | NYISO_G-I | PJM_E | Internal | Shoulder | B14 | 900 | 1500 | 0 | 61.6 | 64.71 | 8 | 0
2020 | NYISO_G-I_2_PJM_E | NYISO_G-I | PJM_E | Internal | Shoulder | B15 | 1203 | 1500 | 0 | 60.94 | 60.9 | 8 | 0
2020 | NYISO_G-I_2_PJM_E | NYISO_G-I | PJM_E | Internal | Summer | B1 | 10 | 1500 | 0 | 289.94 | 107.44 | 8 | 0
2020 | NYISO_G-I_2_PJM_E | NYISO_G-I | PJM_E | Internal | Summer | B2 | 25 | 1500 | 0 | 129.68 | 104.05 | 8 | 0
2020 | NYISO_G-I_2_PJM_E | NYISO_G-I | PJM_E | Internal | Summer | B3 | 75 | 1500 | 1500 | 92.99 | 101 | 8 | 0.01
2020 | NYISO_G-I_2_PJM_E | NYISO_G-I | PJM_E | Internal | Summer | B4 | 100 | 1500 | 1500 | 85.95 | 101 | 8 | 7.05
2020 | NYISO_G-I_2_PJM_E | NYISO_G-I | PJM_E | Internal | Summer | B5 | 200 | 1500 | 1500 | 83.43 | 98.07 | 8 | 6.64
2020 | NYISO_G-I_2_PJM_E | NYISO_G-I | PJM_E | Internal | Summer | B6 | 300 | 1500 | 1284.83 | 79.57 | 87.57 | 8 | 0
2020 | NYISO_G-I_2_PJM_E | NYISO_G-I | PJM_E | Internal | Summer | B7 | 400 | 1500 | 1500 | 62.42 | 71.65 | 8 | 1.23
2020 | NYISO_G-I_2_PJM_E | NYISO_G-I | PJM_E | Internal | Summer | B8 | 500 | 1500 | 0 | 59.97 | 64.89 | 8 | 0
2020 | NYISO_G-I_2_PJM_E | NYISO_G-I | PJM_E | Internal | Summer | B9 | 800 | 1500 | 0 | 58.65 | 62.74 | 8 | 0
2020 | NYISO_G-I_2_PJM_E | NYISO_G-I | PJM_E | Internal | Summer | B10 | 1262 | 1500 | 0 | 58.65 | 60.82 | 8 | 0
2020 | NYISO_G-I_2_PJM_E | NYISO_G-I | PJM_E | Internal | Winter | B16 | 25 | 1500 | 1500 | 76.7 | 85.89 | 8 | 1.19
2020 | NYISO_G-I_2_PJM_E | NYISO_G-I | PJM_E | Internal | Winter | B17 | 100 | 1500 | 0 | 72.03 | 71.71 | 8 | 0
2020 | NYISO_G-I_2_PJM_E | NYISO_G-I | PJM_E | Internal | Winter | B18 | 400 | 1500 | 0 | 72.03 | 69.5 | 8 | 0
2020 | NYISO_G-I_2_PJM_E | NYISO_G-I | PJM_E | Internal | Winter | B19 | 700 | 1500 | 0 | 69.72 | 69.5 | 8 | 0
2020 | NYISO_G-I_2_PJM_E | NYISO_G-I | PJM_E | Internal | Winter | B20 | 935 | 1500 | 0 | 66.01 | 62.64 | 8 | 0
2020 | NYISO_J-K_2_PJM_E | NYISO_J-K | PJM_E | Internal | Shoulder | B11 | 25 | 330 | 330 | 65.58 | 83.55 | 8 | 9.97
2020 | NYISO_J-K_2_PJM_E | NYISO_J-K | PJM_E | Internal | Shoulder | B12 | 200 | 330 | 0 | 62.57 | 70.18 | 8 | 0
2020 | NYISO_J-K_2_PJM_E | NYISO_J-K | PJM_E | Internal | Shoulder | B13 | 600 | 330 | 0 | 62.57 | 66.71 | 8 | 0
2020 | NYISO_J-K_2_PJM_E | NYISO_J-K | PJM_E | Internal | Shoulder | B14 | 900 | 330 | 0 | 61.61 | 64.71 | 8 | 0
2020 | NYISO_J-K_2_PJM_E | NYISO_J-K | PJM_E | Internal | Shoulder | B15 | 1203 | 330 | 0 | 60.95 | 60.9 | 8 | 0
2020 | NYISO_J-K_2_PJM_E | NYISO_J-K | PJM_E | Internal | Summer | B1 | 10 | 330 | 0 | 289.95 | 107.44 | 8 | 0
2020 | NYISO_J-K_2_PJM_E | NYISO_J-K | PJM_E | Internal | Summer | B2 | 25 | 330 | 0 | 129.7 | 104.05 | 8 | 0
2020 | NYISO_J-K_2_PJM_E | NYISO_J-K | PJM_E | Internal | Summer | B3 | 75 | 330 | 224.57 | 93 | 101 | 8 | 0
2020 | NYISO_J-K_2_PJM_E | NYISO_J-K | PJM_E | Internal | Summer | B4 | 100 | 330 | 330 | 85.96 | 101 | 8 | 7.04
2020 | NYISO_J-K_2_PJM_E | NYISO_J-K | PJM_E | Internal | Summer | B5 | 200 | 330 | 330 | 83.44 | 98.07 | 8 | 6.63
2020 | NYISO_J-K_2_PJM_E | NYISO_J-K | PJM_E | Internal | Summer | B6 | 300 | 330 | 0 | 79.59 | 87.57 | 8 | 0
2020 | NYISO_J-K_2_PJM_E | NYISO_J-K | PJM_E | Internal | Summer | B7 | 400 | 330 | 330 | 62.43 | 71.65 | 8 | 1.22
2020 | NYISO_J-K_2_PJM_E | NYISO_J-K | PJM_E | Internal | Summer | B8 | 500 | 330 | 0 | 59.98 | 64.89 | 8 | 0
2020 | NYISO_J-K_2_PJM_E | NYISO_J-K | PJM_E | Internal | Summer | B9 | 800 | 330 | 0 | 58.66 | 62.74 | 8 | 0
2020 | NYISO_J-K_2_PJM_E | NYISO_J-K | PJM_E | Internal | Summer | B10 | 1262 | 330 | 0 | 58.66 | 60.82 | 8 | 0
2020 | NYISO_J-K_2_PJM_E | NYISO_J-K | PJM_E | Internal | Winter | B16 | 25 | 330 | 330 | 76.71 | 85.89 | 8 | 1.18
2020 | NYISO_J-K_2_PJM_E | NYISO_J-K | PJM_E | Internal | Winter | B17 | 100 | 330 | 0 | 72.05 | 71.71 | 8 | 0
2020 | NYISO_J-K_2_PJM_E | NYISO_J-K | PJM_E | Internal | Winter | B18 | 400 | 330 | 0 | 72.05 | 69.5 | 8 | 0
2020 | NYISO_J-K_2_PJM_E | NYISO_J-K | PJM_E | Internal | Winter | B19 | 700 | 330 | 0 | 72.01 | 69.5 | 8 | 0
2020 | NYISO_J-K_2_PJM_E | NYISO_J-K | PJM_E | Internal | Winter | B20 | 935 | 330 | 0 | 66.02 | 62.64 | 8 | 0
2020 | PJM_E_2_NYISO_G-I | PJM_E | NYISO_G-I | Internal | Shoulder | B11 | 25 | 500 | 0 | 83.55 | 65.57 | 6 | 0
2020 | PJM_E_2_NYISO_G-I | PJM_E | NYISO_G-I | Internal | Shoulder | B12 | 200 | 500 | 0 | 70.18 | 62.56 | 6 | 0
2020 | PJM_E_2_NYISO_G-I | PJM_E | NYISO_G-I | Internal | Shoulder | B13 | 600 | 500 | 0 | 66.71 | 62.56 | 6 | 0
2020 | PJM_E_2_NYISO_G-I | PJM_E | NYISO_G-I | Internal | Shoulder | B14 | 900 | 500 | 0 | 64.71 | 61.6 | 6 | 0
2020 | PJM_E_2_NYISO_G-I | PJM_E | NYISO_G-I | Internal | Shoulder | B15 | 1203 | 500 | 0 | 60.9 | 60.94 | 6 | 0
2020 | PJM_E_2_NYISO_G-I | PJM_E | NYISO_G-I | Internal | Summer | B1 | 10 | 500 | 500 | 107.44 | 289.94 | 6 | 176.5
2020 | PJM_E_2_NYISO_G-I | PJM_E | NYISO_G-I | Internal | Summer | B2 | 25 | 500 | 500 | 104.05 | 129.68 | 6 | 19.64
2020 | PJM_E_2_NYISO_G-I | PJM_E | NYISO_G-I | Internal | Summer | B3 | 75 | 500 | 0 | 101 | 92.99 | 6 | 0
2020 | PJM_E_2_NYISO_G-I | PJM_E | NYISO_G-I | Internal | Summer | B4 | 100 | 500 | 0 | 101 | 85.95 | 6 | 0
2020 | PJM_E_2_NYISO_G-I | PJM_E | NYISO_G-I | Internal | Summer | B5 | 200 | 500 | 0 | 98.07 | 83.43 | 6 | 0
2020 | PJM_E_2_NYISO_G-I | PJM_E | NYISO_G-I | Internal | Summer | B6 | 300 | 500 | 0 | 87.57 | 79.57 | 6 | 0
2020 | PJM_E_2_NYISO_G-I | PJM_E | NYISO_G-I | Internal | Summer | B7 | 400 | 500 | 0 | 71.65 | 62.42 | 6 | 0
2020 | PJM_E_2_NYISO_G-I | PJM_E | NYISO_G-I | Internal | Summer | B8 | 500 | 500 | 0 | 64.89 | 59.97 | 6 | 0
2020 | PJM_E_2_NYISO_G-I | PJM_E | NYISO_G-I | Internal | Summer | B9 | 800 | 500 | 0 | 62.74 | 58.65 | 6 | 0
2020 | PJM_E_2_NYISO_G-I | PJM_E | NYISO_G-I | Internal | Summer | B10 | 1262 | 500 | 0 | 60.82 | 58.65 | 6 | 0
2020 | PJM_E_2_NYISO_G-I | PJM_E | NYISO_G-I | Internal | Winter | B16 | 25 | 500 | 0 | 85.89 | 76.7 | 6 | 0
2020 | PJM_E_2_NYISO_G-I | PJM_E | NYISO_G-I | Internal | Winter | B17 | 100 | 500 | 0 | 71.71 | 72.03 | 6 | 0
2020 | PJM_E_2_NYISO_G-I | PJM_E | NYISO_G-I | Internal | Winter | B18 | 400 | 500 | 0 | 69.5 | 72.03 | 6 | 0
2020 | PJM_E_2_NYISO_G-I | PJM_E | NYISO_G-I | Internal | Winter | B19 | 700 | 500 | 0 | 69.5 | 69.72 | 6 | 0
2020 | PJM_E_2_NYISO_G-I | PJM_E | NYISO_G-I | Internal | Winter | B20 | 935 | 500 | 0 | 62.64 | 66.01 | 6 | 0
2020 | PJM_E_2_NYISO_J-K | PJM_E | NYISO_J-K | Internal | Shoulder | B11 | 25 | 330 | 0 | 83.55 | 65.58 | 6 | 0
2020 | PJM_E_2_NYISO_J-K | PJM_E | NYISO_J-K | Internal | Shoulder | B12 | 200 | 330 | 0 | 70.18 | 62.57 | 6 | 0
2020 | PJM_E_2_NYISO_J-K | PJM_E | NYISO_J-K | Internal | Shoulder | B13 | 600 | 330 | 0 | 66.71 | 62.57 | 6 | 0
2020 | PJM_E_2_NYISO_J-K | PJM_E | NYISO_J-K | Internal | Shoulder | B14 | 900 | 330 | 0 | 64.71 | 61.61 | 6 | 0
2020 | PJM_E_2_NYISO_J-K | PJM_E | NYISO_J-K | Internal | Shoulder | B15 | 1203 | 330 | 0 | 60.9 | 60.95 | 6 | 0
2020 | PJM_E_2_NYISO_J-K | PJM_E | NYISO_J-K | Internal | Summer | B1 | 10 | 330 | 330 | 107.44 | 289.95 | 6 | 176.51
2020 | PJM_E_2_NYISO_J-K | PJM_E | NYISO_J-K | Internal | Summer | B2 | 25 | 330 | 330 | 104.05 | 129.7 | 6 | 19.65
2020 | PJM_E_2_NYISO_J-K | PJM_E | NYISO_J-K | Internal | Summer | B3 | 75 | 330 | 0 | 101 | 93 | 6 | 0
2020 | PJM_E_2_NYISO_J-K | PJM_E | NYISO_J-K | Internal | Summer | B4 | 100 | 330 | 0 | 101 | 85.96 | 6 | 0
2020 | PJM_E_2_NYISO_J-K | PJM_E | NYISO_J-K | Internal | Summer | B5 | 200 | 330 | 0 | 98.07 | 83.44 | 6 | 0
2020 | PJM_E_2_NYISO_J-K | PJM_E | NYISO_J-K | Internal | Summer | B6 | 300 | 330 | 0 | 87.57 | 79.59 | 6 | 0
2020 | PJM_E_2_NYISO_J-K | PJM_E | NYISO_J-K | Internal | Summer | B7 | 400 | 330 | 0 | 71.65 | 62.43 | 6 | 0
2020 | PJM_E_2_NYISO_J-K | PJM_E | NYISO_J-K | Internal | Summer | B8 | 500 | 330 | 0 | 64.89 | 59.98 | 6 | 0
2020 | PJM_E_2_NYISO_J-K | PJM_E | NYISO_J-K | Internal | Summer | B9 | 800 | 330 | 0 | 62.74 | 58.66 | 6 | 0
2020 | PJM_E_2_NYISO_J-K | PJM_E | NYISO_J-K | Internal | Summer | B10 | 1262 | 330 | 0 | 60.82 | 58.66 | 6 | 0
2020 | PJM_E_2_NYISO_J-K | PJM_E | NYISO_J-K | Internal | Winter | B16 | 25 | 330 | 0 | 85.89 | 76.71 | 6 | 0
2020 | PJM_E_2_NYISO_J-K | PJM_E | NYISO_J-K | Internal | Winter | B17 | 100 | 330 | 0 | 71.71 | 72.05 | 6 | 0
2020 | PJM_E_2_NYISO_J-K | PJM_E | NYISO_J-K | Internal | Winter | B18 | 400 | 330 | 0 | 69.5 | 72.05 | 6 | 0
2020 | PJM_E_2_NYISO_J-K | PJM_E | NYISO_J-K | Internal | Winter | B19 | 700 | 330 | 0 | 69.5 | 72.01 | 6 | 0
2020 | PJM_E_2_NYISO_J-K | PJM_E | NYISO_J-K | Internal | Winter | B20 | 935 | 330 | 0 | 62.64 | 66.02 | 6 | 0
2020 | PJM_E_2_PJM_ROM | PJM_E | PJM_ROM | Internal | Shoulder | B11 | 25 | 8000 | 5661.5 | 83.55 | 83.56 | 0.01 | 0
2020 | PJM_E_2_PJM_ROM | PJM_E | PJM_ROM | Internal | Shoulder | B12 | 200 | 8000 | 3764.07 | 70.18 | 70.19 | 0.01 | 0
2020 | PJM_E_2_PJM_ROM | PJM_E | PJM_ROM | Internal | Shoulder | B13 | 600 | 8000 | 1594.15 | 66.71 | 66.72 | 0.01 | 0
2020 | PJM_E_2_PJM_ROM | PJM_E | PJM_ROM | Internal | Shoulder | B14 | 900 | 8000 | 1964.49 | 64.71 | 64.73 | 0.01 | 0
2020 | PJM_E_2_PJM_ROM | PJM_E | PJM_ROM | Internal | Shoulder | B15 | 1203 | 8000 | 729.81 | 60.9 | 60.91 | 0.01 | 0
2020 | PJM_E_2_PJM_ROM | PJM_E | PJM_ROM | Internal | Summer | B1 | 10 | 8000 | 0 | 107.44 | 107.43 | 0.01 | 0
2020 | PJM_E_2_PJM_ROM | PJM_E | PJM_ROM | Internal | Summer | B2 | 25 | 8000 | 273.31 | 104.05 | 104.06 | 0.01 | 0
2020 | PJM_E_2_PJM_ROM | PJM_E | PJM_ROM | Internal | Summer | B3 | 75 | 8000 | 5434.58 | 101 | 101.02 | 0.01 | 0
2020 | PJM_E_2_PJM_ROM | PJM_E | PJM_ROM | Internal | Summer | B4 | 100 | 8000 | 7297.51 | 101 | 101.02 | 0.01 | 0
2020 | PJM_E_2_PJM_ROM | PJM_E | PJM_ROM | Internal | Summer | B5 | 200 | 8000 | 7080.85 | 98.07 | 98.08 | 0.01 | 0
2020 | PJM_E_2_PJM_ROM | PJM_E | PJM_ROM | Internal | Summer | B6 | 300 | 8000 | 4558.15 | 87.57 | 87.59 | 0.01 | 0
2020 | PJM_E_2_PJM_ROM | PJM_E | PJM_ROM | Internal | Summer | B7 | 400 | 8000 | 5129.04 | 71.65 | 71.66 | 0.01 | 0
2020 | PJM_E_2_PJM_ROM | PJM_E | PJM_ROM | Internal | Summer | B8 | 500 | 8000 | 1861.4 | 64.89 | 64.9 | 0.01 | 0
2020 | PJM_E_2_PJM_ROM | PJM_E | PJM_ROM | Internal | Summer | B9 | 800 | 8000 | 2598.31 | 62.74 | 62.75 | 0.01 | 0
2020 | PJM_E_2_PJM_ROM | PJM_E | PJM_ROM | Internal | Summer | B10 | 1262 | 8000 | 1193.7 | 60.82 | 60.84 | 0.01 | 0
2020 | PJM_E_2_PJM_ROM | PJM_E | PJM_ROM | Internal | Winter | B16 | 25 | 8000 | 2997.3 | 85.89 | 85.9 | 0.01 | 0
2020 | PJM_E_2_PJM_ROM | PJM_E | PJM_ROM | Internal | Winter | B17 | 100 | 8000 | 0 | 71.71 | 71.7 | 0.01 | 0
2020 | PJM_E_2_PJM_ROM | PJM_E | PJM_ROM | Internal | Winter | B18 | 400 | 8000 | 0 | 69.5 | 69.49 | 0.01 | 0
2020 | PJM_E_2_PJM_ROM | PJM_E | PJM_ROM | Internal | Winter | B19 | 700 | 8000 | 0 | 69.5 | 69.49 | 0.01 | 0
2020 | PJM_E_2_PJM_ROM | PJM_E | PJM_ROM | Internal | Winter | B20 | 935 | 8000 | 483.34 | 62.64 | 62.65 | 0.01 | 0
2020 | PJM_ROR_2_MISO_IN | PJM_ROR | MISO_IN | Internal | Shoulder | B11 | 25 | 909 | 0 | 83.57 | 83.59 | 2 | 0
2020 | PJM_ROR_2_MISO_IN | PJM_ROR | MISO_IN | Internal | Shoulder | B12 | 200 | 909 | 0 | 70.18 | 68.21 | 2 | 0
2020 | PJM_ROR_2_MISO_IN | PJM_ROR | MISO_IN | Internal | Shoulder | B13 | 600 | 909 | 0 | 66.71 | 65.44 | 2 | 0
2020 | PJM_ROR_2_MISO_IN | PJM_ROR | MISO_IN | Internal | Shoulder | B14 | 900 | 909 | 0 | 64.71 | 62.74 | 2 | 0
2020 | PJM_ROR_2_MISO_IN | PJM_ROR | MISO_IN | Internal | Shoulder | B15 | 1203 | 909 | 0 | 60.9 | 60.91 | 2 | 0
2020 | PJM_ROR_2_MISO_IN | PJM_ROR | MISO_IN | Internal | Summer | B1 | 10 | 909 | 0 | 107.41 | 105.41 | 2 | 0
2020 | PJM_ROR_2_MISO_IN | PJM_ROR | MISO_IN | Internal | Summer | B2 | 25 | 909 | 0 | 104.05 | 102.07 | 2 | 0
2020 | PJM_ROR_2_MISO_IN | PJM_ROR | MISO_IN | Internal | Summer | B3 | 75 | 909 | 0 | 101.03 | 102.05 | 2 | 0
2020 | PJM_ROR_2_MISO_IN | PJM_ROR | MISO_IN | Internal | Summer | B4 | 100 | 909 | 0 | 101.03 | 99.74 | 2 | 0
2020 | PJM_ROR_2_MISO_IN | PJM_ROR | MISO_IN | Internal | Summer | B5 | 200 | 909 | 0 | 98.1 | 96.12 | 2 | 0
2020 | PJM_ROR_2_MISO_IN | PJM_ROR | MISO_IN | Internal | Summer | B6 | 300 | 909 | 0 | 87.6 | 85.6 | 2 | 0
2020 | PJM_ROR_2_MISO_IN | PJM_ROR | MISO_IN | Internal | Summer | B7 | 400 | 909 | 0 | 71.67 | 71.28 | 2 | 0
2020 | PJM_ROR_2_MISO_IN | PJM_ROR | MISO_IN | Internal | Summer | B8 | 500 | 909 | 0 | 64.89 | 65.26 | 2 | 0
2020 | PJM_ROR_2_MISO_IN | PJM_ROR | MISO_IN | Internal | Summer | B9 | 800 | 909 | 0 | 62.74 | 61.67 | 2 | 0
2020 | PJM_ROR_2_MISO_IN | PJM_ROR | MISO_IN | Internal | Summer | B10 | 1262 | 909 | 0 | 60.82 | 61.12 | 2 | 0
2020 | PJM_ROR_2_MISO_IN | PJM_ROR | MISO_IN | Internal | Winter | B16 | 25 | 909 | 0 | 85.89 | 84.34 | 2 | 0
2020 | PJM_ROR_2_MISO_IN | PJM_ROR | MISO_IN | Internal | Winter | B17 | 100 | 909 | 0 | 71.69 | 73.68 | 2 | 0
2020 | PJM_ROR_2_MISO_IN | PJM_ROR | MISO_IN | Internal | Winter | B18 | 400 | 909 | 0 | 69.07 | 68.04 | 2 | 0
2020 | PJM_ROR_2_MISO_IN | PJM_ROR | MISO_IN | Internal | Winter | B19 | 700 | 909 | 0 | 68.67 | 66.67 | 2 | 0
2020 | PJM_ROR_2_MISO_IN | PJM_ROR | MISO_IN | Internal | Winter | B20 | 935 | 909 | 0 | 62.64 | 61.47 | 2 | 0
2020 | PJM_ROR_2_MISO_MI | PJM_ROR | MISO_MI | Internal | Shoulder | B11 | 25 | 1305 | 0 | 83.57 | 83.61 | 2 | 0
2020 | PJM_ROR_2_MISO_MI | PJM_ROR | MISO_MI | Internal | Shoulder | B12 | 200 | 1305 | 0 | 70.18 | 68.22 | 2 | 0
2020 | PJM_ROR_2_MISO_MI | PJM_ROR | MISO_MI | Internal | Shoulder | B13 | 600 | 1305 | 0 | 66.71 | 65.46 | 2 | 0
2020 | PJM_ROR_2_MISO_MI | PJM_ROR | MISO_MI | Internal | Shoulder | B14 | 900 | 1305 | 0 | 64.71 | 62.75 | 2 | 0
2020 | PJM_ROR_2_MISO_MI | PJM_ROR | MISO_MI | Internal | Shoulder | B15 | 1203 | 1305 | 0 | 60.9 | 60.92 | 2 | 0
2020 | PJM_ROR_2_MISO_MI | PJM_ROR | MISO_MI | Internal | Summer | B1 | 10 | 1305 | 0 | 107.41 | 105.43 | 2 | 0
2020 | PJM_ROR_2_MISO_MI | PJM_ROR | MISO_MI | Internal | Summer | B2 | 25 | 1305 | 0 | 104.05 | 102.08 | 2 | 0
2020 | PJM_ROR_2_MISO_MI | PJM_ROR | MISO_MI | Internal | Summer | B3 | 75 | 1305 | 0 | 101.03 | 102.06 | 2 | 0
2020 | PJM_ROR_2_MISO_MI | PJM_ROR | MISO_MI | Internal | Summer | B4 | 100 | 1305 | 0 | 101.03 | 99.75 | 2 | 0
2020 | PJM_ROR_2_MISO_MI | PJM_ROR | MISO_MI | Internal | Summer | B5 | 200 | 1305 | 0 | 98.1 | 96.13 | 2 | 0
2020 | PJM_ROR_2_MISO_MI | PJM_ROR | MISO_MI | Internal | Summer | B6 | 300 | 1305 | 0 | 87.6 | 85.61 | 2 | 0
2020 | PJM_ROR_2_MISO_MI | PJM_ROR | MISO_MI | Internal | Summer | B7 | 400 | 1305 | 0 | 71.67 | 71.29 | 2 | 0
2020 | PJM_ROR_2_MISO_MI | PJM_ROR | MISO_MI | Internal | Summer | B8 | 500 | 1305 | 0 | 64.89 | 65.28 | 2 | 0
2020 | PJM_ROR_2_MISO_MI | PJM_ROR | MISO_MI | Internal | Summer | B9 | 800 | 1305 | 0 | 62.74 | 61.69 | 2 | 0
2020 | PJM_ROR_2_MISO_MI | PJM_ROR | MISO_MI | Internal | Summer | B10 | 1262 | 1305 | 0 | 60.82 | 61.13 | 2 | 0
2020 | PJM_ROR_2_MISO_MI | PJM_ROR | MISO_MI | Internal | Winter | B16 | 25 | 1305 | 0 | 85.89 | 84.36 | 2 | 0
2020 | PJM_ROR_2_MISO_MI | PJM_ROR | MISO_MI | Internal | Winter | B17 | 100 | 1305 | 158.13 | 71.69 | 73.69 | 2 | 0
2020 | PJM_ROR_2_MISO_MI | PJM_ROR | MISO_MI | Internal | Winter | B18 | 400 | 1305 | 0 | 69.07 | 68.05 | 2 | 0
2020 | PJM_ROR_2_MISO_MI | PJM_ROR | MISO_MI | Internal | Winter | B19 | 700 | 1305 | 0 | 68.67 | 66.68 | 2 | 0
2020 | PJM_ROR_2_MISO_MI | PJM_ROR | MISO_MI | Internal | Winter | B20 | 935 | 1305 | 0 | 62.64 | 61.49 | 2 | 0
2020 | PJM_ROR_2_MISO_MO-IL | PJM_ROR | MISO_MO-IL | Internal | Shoulder | B11 | 25 | 1111 | 0 | 83.57 | 83.61 | 2 | 0
2020 | PJM_ROR_2_MISO_MO-IL | PJM_ROR | MISO_MO-IL | Internal | Shoulder | B12 | 200 | 1111 | 0 | 70.18 | 68.19 | 2 | 0
2020 | PJM_ROR_2_MISO_MO-IL | PJM_ROR | MISO_MO-IL | Internal | Shoulder | B13 | 600 | 1111 | 0 | 66.71 | 65.43 | 2 | 0
2020 | PJM_ROR_2_MISO_MO-IL | PJM_ROR | MISO_MO-IL | Internal | Shoulder | B14 | 900 | 1111 | 0 | 64.71 | 62.73 | 2 | 0
2020 | PJM_ROR_2_MISO_MO-IL | PJM_ROR | MISO_MO-IL | Internal | Shoulder | B15 | 1203 | 1111 | 0 | 60.9 | 58.93 | 2 | 0
2020 | PJM_ROR_2_MISO_MO-IL | PJM_ROR | MISO_MO-IL | Internal | Summer | B1 | 10 | 1111 | 0 | 107.41 | 105.43 | 2 | 0
2020 | PJM_ROR_2_MISO_MO-IL | PJM_ROR | MISO_MO-IL | Internal | Summer | B2 | 25 | 1111 | 0 | 104.05 | 102.06 | 2 | 0
2020 | PJM_ROR_2_MISO_MO-IL | PJM_ROR | MISO_MO-IL | Internal | Summer | B3 | 75 | 1111 | 0 | 101.03 | 102.06 | 2 | 0
2020 | PJM_ROR_2_MISO_MO-IL | PJM_ROR | MISO_MO-IL | Internal | Summer | B4 | 100 | 1111 | 0 | 101.03 | 99.72 | 2 | 0
2020 | PJM_ROR_2_MISO_MO-IL | PJM_ROR | MISO_MO-IL | Internal | Summer | B5 | 200 | 1111 | 0 | 98.1 | 96.11 | 2 | 0
2020 | PJM_ROR_2_MISO_MO-IL | PJM_ROR | MISO_MO-IL | Internal | Summer | B6 | 300 | 1111 | 0 | 87.6 | 85.61 | 2 | 0
2020 | PJM_ROR_2_MISO_MO-IL | PJM_ROR | MISO_MO-IL | Internal | Summer | B7 | 400 | 1111 | 0 | 71.67 | 71.29 | 2 | 0
2020 | PJM_ROR_2_MISO_MO-IL | PJM_ROR | MISO_MO-IL | Internal | Summer | B8 | 500 | 1111 | 0 | 64.89 | 65.28 | 2 | 0
2020 | PJM_ROR_2_MISO_MO-IL | PJM_ROR | MISO_MO-IL | Internal | Summer | B9 | 800 | 1111 | 0 | 62.74 | 61.69 | 2 | 0
2020 | PJM_ROR_2_MISO_MO-IL | PJM_ROR | MISO_MO-IL | Internal | Summer | B10 | 1262 | 1111 | 0 | 60.82 | 61.13 | 2 | 0
2020 | PJM_ROR_2_MISO_MO-IL | PJM_ROR | MISO_MO-IL | Internal | Winter | B16 | 25 | 1111 | 0 | 85.89 | 84.33 | 2 | 0
2020 | PJM_ROR_2_MISO_MO-IL | PJM_ROR | MISO_MO-IL | Internal | Winter | B17 | 100 | 1111 | 0 | 71.69 | 69.69 | 2 | 0
2020 | PJM_ROR_2_MISO_MO-IL | PJM_ROR | MISO_MO-IL | Internal | Winter | B18 | 400 | 1111 | 0 | 69.07 | 68.03 | 2 | 0
2020 | PJM_ROR_2_MISO_MO-IL | PJM_ROR | MISO_MO-IL | Internal | Winter | B19 | 700 | 1111 | 0 | 68.67 | 66.68 | 2 | 0
2020 | PJM_ROR_2_MISO_MO-IL | PJM_ROR | MISO_MO-IL | Internal | Winter | B20 | 935 | 1111 | 0 | 62.64 | 60.65 | 2 | 0
2020 | PJM_ROR_2_MISO_W | PJM_ROR | MISO_W | Internal | Shoulder | B11 | 25 | 19775 | 0 | 83.57 | 81.57 | 2 | 0
2020 | PJM_ROR_2_MISO_W | PJM_ROR | MISO_W | Internal | Shoulder | B12 | 200 | 19775 | 0 | 70.18 | 68.18 | 2 | 0
2020 | PJM_ROR_2_MISO_W | PJM_ROR | MISO_W | Internal | Shoulder | B13 | 600 | 19775 | 0 | 66.71 | 64.71 | 2 | 0
2020 | PJM_ROR_2_MISO_W | PJM_ROR | MISO_W | Internal | Shoulder | B14 | 900 | 19775 | 0 | 64.71 | 62.71 | 2 | 0
2020 | PJM_ROR_2_MISO_W | PJM_ROR | MISO_W | Internal | Shoulder | B15 | 1203 | 19775 | 0 | 60.9 | 58.9 | 2 | 0
2020 | PJM_ROR_2_MISO_W | PJM_ROR | MISO_W | Internal | Summer | B1 | 10 | 19775 | 0 | 107.41 | 105.41 | 2 | 0
2020 | PJM_ROR_2_MISO_W | PJM_ROR | MISO_W | Internal | Summer | B2 | 25 | 19775 | 0 | 104.05 | 102.05 | 2 | 0
2020 | PJM_ROR_2_MISO_W | PJM_ROR | MISO_W | Internal | Summer | B3 | 75 | 19775 | 0 | 101.03 | 99.03 | 2 | 0
2020 | PJM_ROR_2_MISO_W | PJM_ROR | MISO_W | Internal | Summer | B4 | 100 | 19775 | 0 | 101.03 | 99.03 | 2 | 0
2020 | PJM_ROR_2_MISO_W | PJM_ROR | MISO_W | Internal | Summer | B5 | 200 | 19775 | 0 | 98.1 | 96.1 | 2 | 0
2020 | PJM_ROR_2_MISO_W | PJM_ROR | MISO_W | Internal | Summer | B6 | 300 | 19775 | 0 | 87.6 | 85.6 | 2 | 0
2020 | PJM_ROR_2_MISO_W | PJM_ROR | MISO_W | Internal | Summer | B7 | 400 | 19775 | 0 | 71.67 | 69.67 | 2 | 0
2020 | PJM_ROR_2_MISO_W | PJM_ROR | MISO_W | Internal | Summer | B8 | 500 | 19775 | 0 | 64.89 | 62.89 | 2 | 0
2020 | PJM_ROR_2_MISO_W | PJM_ROR | MISO_W | Internal | Summer | B9 | 800 | 19775 | 0 | 62.74 | 60.74 | 2 | 0
2020 | PJM_ROR_2_MISO_W | PJM_ROR | MISO_W | Internal | Summer | B10 | 1262 | 19775 | 0 | 60.82 | 58.82 | 2 | 0
2020 | PJM_ROR_2_MISO_W | PJM_ROR | MISO_W | Internal | Winter | B16 | 25 | 19775 | 0 | 85.89 | 66.65 | 2 | 0
2020 | PJM_ROR_2_MISO_W | PJM_ROR | MISO_W | Internal | Winter | B17 | 100 | 19775 | 0 | 71.69 | 67.07 | 2 | 0
2020 | PJM_ROR_2_MISO_W | PJM_ROR | MISO_W | Internal | Winter | B18 | 400 | 19775 | 0 | 69.07 | 67.07 | 2 | 0
2020 | PJM_ROR_2_MISO_W | PJM_ROR | MISO_W | Internal | Winter | B19 | 700 | 19775 | 0 | 68.67 | 66.67 | 2 | 0
2020 | PJM_ROR_2_MISO_W | PJM_ROR | MISO_W | Internal | Winter | B20 | 935 | 19775 | 0 | 62.64 | 60.64 | 2 | 0
2020 | PJM_ROR_2_MISO_WUMS | PJM_ROR | MISO_WUMS | Internal | Shoulder | B11 | 25 | 1467 | 0 | 83.57 | 81.57 | 2 | 0
2020 | PJM_ROR_2_MISO_WUMS | PJM_ROR | MISO_WUMS | Internal | Shoulder | B12 | 200 | 1467 | 0 | 70.18 | 68.18 | 2 | 0
2020 | PJM_ROR_2_MISO_WUMS | PJM_ROR | MISO_WUMS | Internal | Shoulder | B13 | 600 | 1467 | 0 | 66.71 | 64.72 | 2 | 0
2020 | PJM_ROR_2_MISO_WUMS | PJM_ROR | MISO_WUMS | Internal | Shoulder | B14 | 900 | 1467 | 0 | 64.71 | 62.71 | 2 | 0
2020 | PJM_ROR_2_MISO_WUMS | PJM_ROR | MISO_WUMS | Internal | Shoulder | B15 | 1203 | 1467 | 0 | 60.9 | 58.91 | 2 | 0
2020 | PJM_ROR_2_MISO_WUMS | PJM_ROR | MISO_WUMS | Internal | Summer | B1 | 10 | 1467 | 0 | 107.41 | 105.4 | 2 | 0
2020 | PJM_ROR_2_MISO_WUMS | PJM_ROR | MISO_WUMS | Internal | Summer | B2 | 25 | 1467 | 0 | 104.05 | 102.06 | 2 | 0
2020 | PJM_ROR_2_MISO_WUMS | PJM_ROR | MISO_WUMS | Internal | Summer | B3 | 75 | 1467 | 0 | 101.03 | 99.03 | 2 | 0
2020 | PJM_ROR_2_MISO_WUMS | PJM_ROR | MISO_WUMS | Internal | Summer | B4 | 100 | 1467 | 0 | 101.03 | 99.03 | 2 | 0
2020 | PJM_ROR_2_MISO_WUMS | PJM_ROR | MISO_WUMS | Internal | Summer | B5 | 200 | 1467 | 0 | 98.1 | 96.1 | 2 | 0
2020 | PJM_ROR_2_MISO_WUMS | PJM_ROR | MISO_WUMS | Internal | Summer | B6 | 300 | 1467 | 0 | 87.6 | 85.59 | 2 | 0
2020 | PJM_ROR_2_MISO_WUMS | PJM_ROR | MISO_WUMS | Internal | Summer | B7 | 400 | 1467 | 0 | 71.67 | 69.67 | 2 | 0
2020 | PJM_ROR_2_MISO_WUMS | PJM_ROR | MISO_WUMS | Internal | Summer | B8 | 500 | 1467 | 0 | 64.89 | 62.89 | 2 | 0
2020 | PJM_ROR_2_MISO_WUMS | PJM_ROR | MISO_WUMS | Internal | Summer | B9 | 800 | 1467 | 0 | 62.74 | 60.74 | 2 | 0
2020 | PJM_ROR_2_MISO_WUMS | PJM_ROR | MISO_WUMS | Internal | Summer | B10 | 1262 | 1467 | 0 | 60.82 | 58.82 | 2 | 0
2020 | PJM_ROR_2_MISO_WUMS | PJM_ROR | MISO_WUMS | Internal | Winter | B16 | 25 | 1467 | 0 | 85.89 | 70.05 | 2 | 0
2020 | PJM_ROR_2_MISO_WUMS | PJM_ROR | MISO_WUMS | Internal | Winter | B17 | 100 | 1467 | 0 | 71.69 | 67.09 | 2 | 0
2020 | PJM_ROR_2_MISO_WUMS | PJM_ROR | MISO_WUMS | Internal | Winter | B18 | 400 | 1467 | 0 | 69.07 | 67.07 | 2 | 0
2020 | PJM_ROR_2_MISO_WUMS | PJM_ROR | MISO_WUMS | Internal | Winter | B19 | 700 | 1467 | 0 | 68.67 | 66.67 | 2 | 0
2020 | PJM_ROR_2_MISO_WUMS | PJM_ROR | MISO_WUMS | Internal | Winter | B20 | 935 | 1467 | 0 | 62.64 | 60.65 | 2 | 0
2020 | PJM_ROR_2_PJM_ROM | PJM_ROR | PJM_ROM | Internal | Shoulder | B11 | 25 | 8000 | 0 | 83.57 | 83.56 | 0.01 | 0
2020 | PJM_ROR_2_PJM_ROM | PJM_ROR | PJM_ROM | Internal | Shoulder | B12 | 200 | 8000 | 1238.56 | 70.18 | 70.19 | 0.01 | 0
2020 | PJM_ROR_2_PJM_ROM | PJM_ROR | PJM_ROM | Internal | Shoulder | B13 | 600 | 8000 | 4520.94 | 66.71 | 66.72 | 0.01 | 0
2020 | PJM_ROR_2_PJM_ROM | PJM_ROR | PJM_ROM | Internal | Shoulder | B14 | 900 | 8000 | 3955.5 | 64.71 | 64.73 | 0.01 | 0
2020 | PJM_ROR_2_PJM_ROM | PJM_ROR | PJM_ROM | Internal | Shoulder | B15 | 1203 | 8000 | 5311.76 | 60.9 | 60.91 | 0.01 | 0
2020 | PJM_ROR_2_PJM_ROM | PJM_ROR | PJM_ROM | Internal | Summer | B1 | 10 | 8000 | 4996.79 | 107.41 | 107.43 | 0.01 | 0
2020 | PJM_ROR_2_PJM_ROM | PJM_ROR | PJM_ROM | Internal | Summer | B2 | 25 | 8000 | 4110.91 | 104.05 | 104.06 | 0.01 | 0
2020 | PJM_ROR_2_PJM_ROM | PJM_ROR | PJM_ROM | Internal | Summer | B3 | 75 | 8000 | 0 | 101.03 | 101.02 | 0.01 | 0
2020 | PJM_ROR_2_PJM_ROM | PJM_ROR | PJM_ROM | Internal | Summer | B4 | 100 | 8000 | 0 | 101.03 | 101.02 | 0.01 | 0
2020 | PJM_ROR_2_PJM_ROM | PJM_ROR | PJM_ROM | Internal | Summer | B5 | 200 | 8000 | 0 | 98.1 | 98.08 | 0.01 | 0
2020 | PJM_ROR_2_PJM_ROM | PJM_ROR | PJM_ROM | Internal | Summer | B6 | 300 | 8000 | 0 | 87.6 | 87.59 | 0.01 | 0
2020 | PJM_ROR_2_PJM_ROM | PJM_ROR | PJM_ROM | Internal | Summer | B7 | 400 | 8000 | 0 | 71.67 | 71.66 | 0.01 | 0
2020 | PJM_ROR_2_PJM_ROM | PJM_ROR | PJM_ROM | Internal | Summer | B8 | 500 | 8000 | 5074.54 | 64.89 | 64.9 | 0.01 | 0
2020 | PJM_ROR_2_PJM_ROM | PJM_ROR | PJM_ROM | Internal | Summer | B9 | 800 | 8000 | 3041.41 | 62.74 | 62.75 | 0.01 | 0
2020 | PJM_ROR_2_PJM_ROM | PJM_ROR | PJM_ROM | Internal | Summer | B10 | 1262 | 8000 | 5204.59 | 60.82 | 60.84 | 0.01 | 0
2020 | PJM_ROR_2_PJM_ROM | PJM_ROR | PJM_ROM | Internal | Winter | B16 | 25 | 8000 | 3624.8 | 85.89 | 85.9 | 0.01 | 0
2020 | PJM_ROR_2_PJM_ROM | PJM_ROR | PJM_ROM | Internal | Winter | B17 | 100 | 8000 | 7681.73 | 71.69 | 71.7 | 0.01 | 0
2020 | PJM_ROR_2_PJM_ROM | PJM_ROR | PJM_ROM | Internal | Winter | B18 | 400 | 8000 | 8000 | 69.07 | 69.49 | 0.01 | 0.4
2020 | PJM_ROR_2_PJM_ROM | PJM_ROR | PJM_ROM | Internal | Winter | B19 | 700 | 8000 | 8000 | 68.67 | 69.49 | 0.01 | 0.8
2020 | PJM_ROR_2_PJM_ROM | PJM_ROR | PJM_ROM | Internal | Winter | B20 | 935 | 8000 | 6030.24 | 62.64 | 62.65 | 0.01 | 0
2020 | PJM_ROR_2_TVA_Transmission | PJM_ROR | TVA_Transmission | Internal | Shoulder | B11 | 25 | 2500 | 2500 | 83.57 | 91.61 | 6 | 2.03
2020 | PJM_ROR_2_TVA_Transmission | PJM_ROR | TVA_Transmission | Internal | Shoulder | B12 | 200 | 2500 | 0 | 70.18 | 74.87 | 6 | 0
2020 | PJM_ROR_2_TVA_Transmission | PJM_ROR | TVA_Transmission | Internal | Shoulder | B13 | 600 | 2500 | 0 | 66.71 | 70.83 | 6 | 0
2020 | PJM_ROR_2_TVA_Transmission | PJM_ROR | TVA_Transmission | Internal | Shoulder | B14 | 900 | 2500 | 0 | 64.71 | 70.06 | 6 | 0
2020 | PJM_ROR_2_TVA_Transmission | PJM_ROR | TVA_Transmission | Internal | Shoulder | B15 | 1203 | 2500 | 2500 | 60.9 | 66.93 | 6 | 0.03
2020 | PJM_ROR_2_TVA_Transmission | PJM_ROR | TVA_Transmission | Internal | Summer | B1 | 10 | 2500 | 2500 | 107.41 | 116.42 | 6 | 3
2020 | PJM_ROR_2_TVA_Transmission | PJM_ROR | TVA_Transmission | Internal | Summer | B2 | 25 | 2500 | 2500 | 104.05 | 110.06 | 6 | 0.01
2020 | PJM_ROR_2_TVA_Transmission | PJM_ROR | TVA_Transmission | Internal | Summer | B3 | 75 | 2500 | 2500 | 101.03 | 110.06 | 6 | 3.03
2020 | PJM_ROR_2_TVA_Transmission | PJM_ROR | TVA_Transmission | Internal | Summer | B4 | 100 | 2500 | 2500 | 101.03 | 107.04 | 6 | 0.01
2020 | PJM_ROR_2_TVA_Transmission | PJM_ROR | TVA_Transmission | Internal | Summer | B5 | 200 | 2500 | 1787.26 | 98.1 | 104.1 | 6 | 0
2020 | PJM_ROR_2_TVA_Transmission | PJM_ROR | TVA_Transmission | Internal | Summer | B6 | 300 | 2500 | 2500 | 87.6 | 93.61 | 6 | 0.01
2020 | PJM_ROR_2_TVA_Transmission | PJM_ROR | TVA_Transmission | Internal | Summer | B7 | 400 | 2500 | 2500 | 71.67 | 79.29 | 6 | 1.62
2020 | PJM_ROR_2_TVA_Transmission | PJM_ROR | TVA_Transmission | Internal | Summer | B8 | 500 | 2500 | 1310.53 | 64.89 | 70.89 | 6 | 0
2020 | PJM_ROR_2_TVA_Transmission | PJM_ROR | TVA_Transmission | Internal | Summer | B9 | 800 | 2500 | 0 | 62.74 | 68.59 | 6 | 0
2020 | PJM_ROR_2_TVA_Transmission | PJM_ROR | TVA_Transmission | Internal | Summer | B10 | 1262 | 2500 | 0 | 60.82 | 66.15 | 6 | 0
2020 | PJM_ROR_2_TVA_Transmission | PJM_ROR | TVA_Transmission | Internal | Winter | B16 | 25 | 2500 | 2500 | 85.89 | 92.33 | 6 | 0.44
2020 | PJM_ROR_2_TVA_Transmission | PJM_ROR | TVA_Transmission | Internal | Winter | B17 | 100 | 2500 | 194.72 | 71.69 | 77.69 | 6 | 0
2020 | PJM_ROR_2_TVA_Transmission | PJM_ROR | TVA_Transmission | Internal | Winter | B18 | 400 | 2500 | 0 | 69.07 | 73.49 | 6 | 0
2020 | PJM_ROR_2_TVA_Transmission | PJM_ROR | TVA_Transmission | Internal | Winter | B19 | 700 | 2500 | 0 | 68.67 | 73.16 | 6 | 0
2020 | PJM_ROR_2_TVA_Transmission | PJM_ROR | TVA_Transmission | Internal | Winter | B20 | 935 | 2500 | 2500 | 62.64 | 68.65 | 6 | 0.01
2020 | PJM_ROR_2_VACAR | PJM_ROR | VACAR | Internal | Shoulder | B11 | 25 | 3000 | 3000 | 83.57 | 100.59 | 6 | 11.01
2020 | PJM_ROR_2_VACAR | PJM_ROR | VACAR | Internal | Shoulder | B12 | 200 | 3000 | 3000 | 70.18 | 82.92 | 6 | 6.74
2020 | PJM_ROR_2_VACAR | PJM_ROR | VACAR | Internal | Shoulder | B13 | 600 | 3000 | 2593.67 | 66.71 | 72.71 | 6 | 0
2020 | PJM_ROR_2_VACAR | PJM_ROR | VACAR | Internal | Shoulder | B14 | 900 | 3000 | 2631.68 | 64.71 | 70.71 | 6 | 0
2020 | PJM_ROR_2_VACAR | PJM_ROR | VACAR | Internal | Shoulder | B15 | 1203 | 3000 | 49.47 | 60.9 | 66.9 | 6 | 0
2020 | PJM_ROR_2_VACAR | PJM_ROR | VACAR | Internal | Summer | B1 | 10 | 3000 | 3000 | 107.41 | 135.43 | 6 | 22.01
2020 | PJM_ROR_2_VACAR | PJM_ROR | VACAR | Internal | Summer | B2 | 25 | 3000 | 3000 | 104.05 | 119.06 | 6 | 9.01
2020 | PJM_ROR_2_VACAR | PJM_ROR | VACAR | Internal | Summer | B3 | 75 | 3000 | 3000 | 101.03 | 112.67 | 6 | 5.65
2020 | PJM_ROR_2_VACAR | PJM_ROR | VACAR | Internal | Summer | B4 | 100 | 3000 | 3000 | 101.03 | 112.67 | 6 | 5.65
2020 | PJM_ROR_2_VACAR | PJM_ROR | VACAR | Internal | Summer | B5 | 200 | 3000 | 3000 | 98.1 | 112.67 | 6 | 8.58
2020 | PJM_ROR_2_VACAR | PJM_ROR | VACAR | Internal | Summer | B6 | 300 | 3000 | 3000 | 87.6 | 102.61 | 6 | 9.01
2020 | PJM_ROR_2_VACAR | PJM_ROR | VACAR | Internal | Summer | B7 | 400 | 3000 | 3000 | 71.67 | 91.47 | 6 | 13.8
2020 | PJM_ROR_2_VACAR | PJM_ROR | VACAR | Internal | Summer | B8 | 500 | 3000 | 3000 | 64.89 | 75.59 | 6 | 4.7
2020 | PJM_ROR_2_VACAR | PJM_ROR | VACAR | Internal | Summer | B9 | 800 | 3000 | 3000 | 62.74 | 68.79 | 6 | 0.05
2020 | PJM_ROR_2_VACAR | PJM_ROR | VACAR | Internal | Summer | B10 | 1262 | 3000 | 77.94 | 60.82 | 66.82 | 6 | 0
2020 | PJM_ROR_2_VACAR | PJM_ROR | VACAR | Internal | Winter | B16 | 25 | 3000 | 3000 | 85.89 | 122.52 | 6 | 30.63
2020 | PJM_ROR_2_VACAR | PJM_ROR | VACAR | Internal | Winter | B17 | 100 | 3000 | 3000 | 71.69 | 93.89 | 6 | 16.2
2020 | PJM_ROR_2_VACAR | PJM_ROR | VACAR | Internal | Winter | B18 | 400 | 3000 | 3000 | 69.07 | 76.3 | 6 | 1.23
2020 | PJM_ROR_2_VACAR | PJM_ROR | VACAR | Internal | Winter | B19 | 700 | 3000 | 3000 | 68.67 | 75.06 | 6 | 0.39
2020 | PJM_ROR_2_VACAR | PJM_ROR | VACAR | Internal | Winter | B20 | 935 | 3000 | 1995.54 | 62.64 | 68.64 | 6 | 0
2020 | PJM_ROM_2_NYISO_A-F | PJM_ROM | NYISO_A-F | Internal | Shoulder | B11 | 25 | 2000 | 0 | 83.56 | 60.92 | 6 | 0
2020 | PJM_ROM_2_NYISO_A-F | PJM_ROM | NYISO_A-F | Internal | Shoulder | B12 | 200 | 2000 | 0 | 70.19 | 62.19 | 6 | 0
2020 | PJM_ROM_2_NYISO_A-F | PJM_ROM | NYISO_A-F | Internal | Shoulder | B13 | 600 | 2000 | 0 | 66.72 | 60.92 | 6 | 0
2020 | PJM_ROM_2_NYISO_A-F | PJM_ROM | NYISO_A-F | Internal | Shoulder | B14 | 900 | 2000 | 0 | 64.73 | 60.92 | 6 | 0
2020 | PJM_ROM_2_NYISO_A-F | PJM_ROM | NYISO_A-F | Internal | Shoulder | B15 | 1203 | 2000 | 0 | 60.91 | 60.92 | 6 | 0
2020 | PJM_ROM_2_NYISO_A-F | PJM_ROM | NYISO_A-F | Internal | Summer | B1 | 10 | 2000 | 0 | 107.43 | 99.43 | 6 | 0
2020 | PJM_ROM_2_NYISO_A-F | PJM_ROM | NYISO_A-F | Internal | Summer | B2 | 25 | 2000 | 0 | 104.06 | 96.87 | 6 | 0
2020 | PJM_ROM_2_NYISO_A-F | PJM_ROM | NYISO_A-F | Internal | Summer | B3 | 75 | 2000 | 0 | 101.02 | 92.23 | 6 | 0
2020 | PJM_ROM_2_NYISO_A-F | PJM_ROM | NYISO_A-F | Internal | Summer | B4 | 100 | 2000 | 0 | 101.02 | 80.56 | 6 | 0
2020 | PJM_ROM_2_NYISO_A-F | PJM_ROM | NYISO_A-F | Internal | Summer | B5 | 200 | 2000 | 0 | 98.08 | 71.77 | 6 | 0
2020 | PJM_ROM_2_NYISO_A-F | PJM_ROM | NYISO_A-F | Internal | Summer | B6 | 300 | 2000 | 0 | 87.59 | 58.69 | 6 | 0
2020 | PJM_ROM_2_NYISO_A-F | PJM_ROM | NYISO_A-F | Internal | Summer | B7 | 400 | 2000 | 0 | 71.66 | 58.64 | 6 | 0
2020 | PJM_ROM_2_NYISO_A-F | PJM_ROM | NYISO_A-F | Internal | Summer | B8 | 500 | 2000 | 0 | 64.9 | 58.64 | 6 | 0
2020 | PJM_ROM_2_NYISO_A-F | PJM_ROM | NYISO_A-F | Internal | Summer | B9 | 800 | 2000 | 0 | 62.75 | 58.64 | 6 | 0
2020 | PJM_ROM_2_NYISO_A-F | PJM_ROM | NYISO_A-F | Internal | Summer | B10 | 1262 | 2000 | 0 | 60.84 | 58.64 | 6 | 0
2020 | PJM_ROM_2_NYISO_A-F | PJM_ROM | NYISO_A-F | Internal | Winter | B16 | 25 | 2000 | 0 | 85.9 | 66.65 | 6 | 0
2020 | PJM_ROM_2_NYISO_A-F | PJM_ROM | NYISO_A-F | Internal | Winter | B17 | 100 | 2000 | 0 | 71.7 | 63.7 | 6 | 0
2020 | PJM_ROM_2_NYISO_A-F | PJM_ROM | NYISO_A-F | Internal | Winter | B18 | 400 | 2000 | 0 | 69.49 | 61.49 | 6 | 0
2020 | PJM_ROM_2_NYISO_A-F | PJM_ROM | NYISO_A-F | Internal | Winter | B19 | 700 | 2000 | 0 | 69.49 | 61.49 | 6 | 0
2020 | PJM_ROM_2_NYISO_A-F | PJM_ROM | NYISO_A-F | Internal | Winter | B20 | 935 | 2000 | 0 | 62.65 | 61.49 | 6 | 0
2020 | PJM_ROM_2_PJM_E | PJM_ROM | PJM_E | Internal | Shoulder | B11 | 25 | 8000 | 0 | 83.56 | 83.55 | 0.01 | 0
2020 | PJM_ROM_2_PJM_E | PJM_ROM | PJM_E | Internal | Shoulder | B12 | 200 | 8000 | 0 | 70.19 | 70.18 | 0.01 | 0
2020 | PJM_ROM_2_PJM_E | PJM_ROM | PJM_E | Internal | Shoulder | B13 | 600 | 8000 | 0 | 66.72 | 66.71 | 0.01 | 0
2020 | PJM_ROM_2_PJM_E | PJM_ROM | PJM_E | Internal | Shoulder | B14 | 900 | 8000 | 0 | 64.73 | 64.71 | 0.01 | 0
2020 | PJM_ROM_2_PJM_E | PJM_ROM | PJM_E | Internal | Shoulder | B15 | 1203 | 8000 | 0 | 60.91 | 60.9 | 0.01 | 0
2020 | PJM_ROM_2_PJM_E | PJM_ROM | PJM_E | Internal | Summer | B1 | 10 | 8000 | 538.32 | 107.43 | 107.44 | 0.01 | 0
2020 | PJM_ROM_2_PJM_E | PJM_ROM | PJM_E | Internal | Summer | B2 | 25 | 8000 | 0 | 104.06 | 104.05 | 0.01 | 0
2020 | PJM_ROM_2_PJM_E | PJM_ROM | PJM_E | Internal | Summer | B3 | 75 | 8000 | 0 | 101.02 | 101 | 0.01 | 0
2020 | PJM_ROM_2_PJM_E | PJM_ROM | PJM_E | Internal | Summer | B4 | 100 | 8000 | 0 | 101.02 | 101 | 0.01 | 0
2020 | PJM_ROM_2_PJM_E | PJM_ROM | PJM_E | Internal | Summer | B5 | 200 | 8000 | 0 | 98.08 | 98.07 | 0.01 | 0
2020 | PJM_ROM_2_PJM_E | PJM_ROM | PJM_E | Internal | Summer | B6 | 300 | 8000 | 0 | 87.59 | 87.57 | 0.01 | 0
2020 | PJM_ROM_2_PJM_E | PJM_ROM | PJM_E | Internal | Summer | B7 | 400 | 8000 | 0 | 71.66 | 71.65 | 0.01 | 0
2020 | PJM_ROM_2_PJM_E | PJM_ROM | PJM_E | Internal | Summer | B8 | 500 | 8000 | 0 | 64.9 | 64.89 | 0.01 | 0
2020 | PJM_ROM_2_PJM_E | PJM_ROM | PJM_E | Internal | Summer | B9 | 800 | 8000 | 0 | 62.75 | 62.74 | 0.01 | 0
2020 | PJM_ROM_2_PJM_E | PJM_ROM | PJM_E | Internal | Summer | B10 | 1262 | 8000 | 0 | 60.84 | 60.82 | 0.01 | 0
2020 | PJM_ROM_2_PJM_E | PJM_ROM | PJM_E | Internal | Winter | B16 | 25 | 8000 | 0 | 85.9 | 85.89 | 0.01 | 0
2020 | PJM_ROM_2_PJM_E | PJM_ROM | PJM_E | Internal | Winter | B17 | 100 | 8000 | 622.62 | 71.7 | 71.71 | 0.01 | 0
2020 | PJM_ROM_2_PJM_E | PJM_ROM | PJM_E | Internal | Winter | B18 | 400 | 8000 | 1516.39 | 69.49 | 69.5 | 0.01 | 0
2020 | PJM_ROM_2_PJM_E | PJM_ROM | PJM_E | Internal | Winter | B19 | 700 | 8000 | 1620.65 | 69.49 | 69.5 | 0.01 | 0
2020 | PJM_ROM_2_PJM_E | PJM_ROM | PJM_E | Internal | Winter | B20 | 935 | 8000 | 0 | 62.65 | 62.64 | 0.01 | 0
2020 | PJM_ROM_2_PJM_ROR | PJM_ROM | PJM_ROR | Internal | Shoulder | B11 | 25 | 8000 | 689.95 | 83.56 | 83.57 | 0.01 | 0
2020 | PJM_ROM_2_PJM_ROR | PJM_ROM | PJM_ROR | Internal | Shoulder | B12 | 200 | 8000 | 0 | 70.19 | 70.18 | 0.01 | 0
2020 | PJM_ROM_2_PJM_ROR | PJM_ROM | PJM_ROR | Internal | Shoulder | B13 | 600 | 8000 | 0 | 66.72 | 66.71 | 0.01 | 0
2020 | PJM_ROM_2_PJM_ROR | PJM_ROM | PJM_ROR | Internal | Shoulder | B14 | 900 | 8000 | 0 | 64.73 | 64.71 | 0.01 | 0
2020 | PJM_ROM_2_PJM_ROR | PJM_ROM | PJM_ROR | Internal | Shoulder | B15 | 1203 | 8000 | 0 | 60.91 | 60.9 | 0.01 | 0
2020 | PJM_ROM_2_PJM_ROR | PJM_ROM | PJM_ROR | Internal | Summer | B1 | 10 | 8000 | 0 | 107.43 | 107.41 | 0.01 | 0
2020 | PJM_ROM_2_PJM_ROR | PJM_ROM | PJM_ROR | Internal | Summer | B2 | 25 | 8000 | 0 | 104.06 | 104.05 | 0.01 | 0
2020 | PJM_ROM_2_PJM_ROR | PJM_ROM | PJM_ROR | Internal | Summer | B3 | 75 | 8000 | 2173.68 | 101.02 | 101.03 | 0.01 | 0
2020 | PJM_ROM_2_PJM_ROR | PJM_ROM | PJM_ROR | Internal | Summer | B4 | 100 | 8000 | 5128.37 | 101.02 | 101.03 | 0.01 | 0
2020 | PJM_ROM_2_PJM_ROR | PJM_ROM | PJM_ROR | Internal | Summer | B5 | 200 | 8000 | 5510.7 | 98.08 | 98.1 | 0.01 | 0
2020 | PJM_ROM_2_PJM_ROR | PJM_ROM | PJM_ROR | Internal | Summer | B6 | 300 | 8000 | 711.96 | 87.59 | 87.6 | 0.01 | 0
2020 | PJM_ROM_2_PJM_ROR | PJM_ROM | PJM_ROR | Internal | Summer | B7 | 400 | 8000 | 568.12 | 71.66 | 71.67 | 0.01 | 0
2020 | PJM_ROM_2_PJM_ROR | PJM_ROM | PJM_ROR | Internal | Summer | B8 | 500 | 8000 | 0 | 64.9 | 64.89 | 0.01 | 0
2020 | PJM_ROM_2_PJM_ROR | PJM_ROM | PJM_ROR | Internal | Summer | B9 | 800 | 8000 | 0 | 62.75 | 62.74 | 0.01 | 0
2020 | PJM_ROM_2_PJM_ROR | PJM_ROM | PJM_ROR | Internal | Summer | B10 | 1262 | 8000 | 0 | 60.84 | 60.82 | 0.01 | 0
2020 | PJM_ROM_2_PJM_ROR | PJM_ROM | PJM_ROR | Internal | Winter | B16 | 25 | 8000 | 0 | 85.9 | 85.89 | 0.01 | 0
2020 | PJM_ROM_2_PJM_ROR | PJM_ROM | PJM_ROR | Internal | Winter | B17 | 100 | 8000 | 0 | 71.7 | 71.69 | 0.01 | 0
2020 | PJM_ROM_2_PJM_ROR | PJM_ROM | PJM_ROR | Internal | Winter | B18 | 400 | 8000 | 0 | 69.49 | 69.07 | 0.01 | 0
2020 | PJM_ROM_2_PJM_ROR | PJM_ROM | PJM_ROR | Internal | Winter | B19 | 700 | 8000 | 0 | 69.49 | 68.67 | 0.01 | 0
2020 | PJM_ROM_2_PJM_ROR | PJM_ROM | PJM_ROR | Internal | Winter | B20 | 935 | 8000 | 0 | 62.65 | 62.64 | 0.01 | 0
2020 | SOCO_2_ENT | SOCO | ENT | Internal | Shoulder | B11 | 25 | 2400 | 0 | 107.59 | 75.61 | 10 | 0
2020 | SOCO_2_ENT | SOCO | ENT | Internal | Shoulder | B12 | 200 | 2400 | 0 | 76.19 | 68.19 | 10 | 0
2020 | SOCO_2_ENT | SOCO | ENT | Internal | Shoulder | B13 | 600 | 2400 | 0 | 69.75 | 65.43 | 10 | 0
2020 | SOCO_2_ENT | SOCO | ENT | Internal | Shoulder | B14 | 900 | 2400 | 0 | 69.75 | 62.73 | 10 | 0
2020 | SOCO_2_ENT | SOCO | ENT | Internal | Shoulder | B15 | 1203 | 2400 | 0 | 67.3 | 58.93 | 10 | 0
2020 | SOCO_2_ENT | SOCO | ENT | Internal | Summer | B1 | 10 | 2400 | 0 | 125.43 | 94.73 | 10 | 0
2020 | SOCO_2_ENT | SOCO | ENT | Internal | Summer | B2 | 25 | 2400 | 0 | 112 | 102.06 | 10 | 0
2020 | SOCO_2_ENT | SOCO | ENT | Internal | Summer | B3 | 75 | 2400 | 0 | 112 | 102.06 | 10 | 0
2020 | SOCO_2_ENT | SOCO | ENT | Internal | Summer | B4 | 100 | 2400 | 0 | 112 | 99.04 | 10 | 0
2020 | SOCO_2_ENT | SOCO | ENT | Internal | Summer | B5 | 200 | 2400 | 0 | 109.79 | 96.11 | 10 | 0
2020 | SOCO_2_ENT | SOCO | ENT | Internal | Summer | B6 | 300 | 2400 | 0 | 105.97 | 85.61 | 10 | 0
2020 | SOCO_2_ENT | SOCO | ENT | Internal | Summer | B7 | 400 | 2400 | 0 | 96.46 | 71.29 | 10 | 0
2020 | SOCO_2_ENT | SOCO | ENT | Internal | Summer | B8 | 500 | 2400 | 0 | 79.89 | 68.86 | 10 | 0
2020 | SOCO_2_ENT | SOCO | ENT | Internal | Summer | B9 | 800 | 2400 | 0 | 70.56 | 66.33 | 10 | 0
2020 | SOCO_2_ENT | SOCO | ENT | Internal | Summer | B10 | 1262 | 2400 | 0 | 66.03 | 64.06 | 10 | 0
2020 | SOCO_2_ENT | SOCO | ENT | Internal | Winter | B16 | 25 | 2400 | 0 | 112.52 | 73.03 | 10 | 0
2020 | SOCO_2_ENT | SOCO | ENT | Internal | Winter | B17 | 100 | 2400 | 0 | 83.89 | 69.69 | 10 | 0
2020 | SOCO_2_ENT | SOCO | ENT | Internal | Winter | B18 | 400 | 2400 | 0 | 72 | 68.04 | 10 | 0
2020 | SOCO_2_ENT | SOCO | ENT | Internal | Winter | B19 | 700 | 2400 | 0 | 72 | 66.69 | 10 | 0
2020 | SOCO_2_ENT | SOCO | ENT | Internal | Winter | B20 | 935 | 2400 | 0 | 69.91 | 60.65 | 10 | 0
2020 | SOCO_2_FRCC | SOCO | FRCC | Internal | Shoulder | B11 | 25 | 3700 | 2734.78 | 107.59 | 117.59 | 10 | 0
2020 | SOCO_2_FRCC | SOCO | FRCC | Internal | Shoulder | B12 | 200 | 3700 | 0 | 76.19 | 86 | 10 | 0
2020 | SOCO_2_FRCC | SOCO | FRCC | Internal | Shoulder | B13 | 600 | 3700 | 0 | 69.75 | 75.38 | 10 | 0
2020 | SOCO_2_FRCC | SOCO | FRCC | Internal | Shoulder | B14 | 900 | 3700 | 0 | 69.75 | 72.23 | 10 | 0
2020 | SOCO_2_FRCC | SOCO | FRCC | Internal | Shoulder | B15 | 1203 | 3700 | 0 | 67.3 | 72.23 | 10 | 0
2020 | SOCO_2_FRCC | SOCO | FRCC | Internal | Summer | B1 | 10 | 3700 | 2478.63 | 125.43 | 135.43 | 10 | 0
2020 | SOCO_2_FRCC | SOCO | FRCC | Internal | Summer | B2 | 25 | 3700 | 0 | 112 | 116.44 | 10 | 0
2020 | SOCO_2_FRCC | SOCO | FRCC | Internal | Summer | B3 | 75 | 3700 | 0 | 112 | 116.44 | 10 | 0
2020 | SOCO_2_FRCC | SOCO | FRCC | Internal | Summer | B4 | 100 | 3700 | 0 | 112 | 116.44 | 10 | 0
2020 | SOCO_2_FRCC | SOCO | FRCC | Internal | Summer | B5 | 200 | 3700 | 0 | 109.79 | 116.44 | 10 | 0
2020 | SOCO_2_FRCC | SOCO | FRCC | Internal | Summer | B6 | 300 | 3700 | 967.53 | 105.97 | 115.97 | 10 | 0
2020 | SOCO_2_FRCC | SOCO | FRCC | Internal | Summer | B7 | 400 | 3700 | 1384.75 | 96.46 | 106.46 | 10 | 0
2020 | SOCO_2_FRCC | SOCO | FRCC | Internal | Summer | B8 | 500 | 3700 | 0 | 79.89 | 79.8 | 10 | 0
2020 | SOCO_2_FRCC | SOCO | FRCC | Internal | Summer | B9 | 800 | 3700 | 0 | 70.56 | 74.61 | 10 | 0
2020 | SOCO_2_FRCC | SOCO | FRCC | Internal | Summer | B10 | 1262 | 3700 | 0 | 66.03 | 71.5 | 10 | 0
2020 | SOCO_2_FRCC | SOCO | FRCC | Internal | Winter | B16 | 25 | 3700 | 0 | 112.52 | 121.08 | 10 | 0
2020 | SOCO_2_FRCC | SOCO | FRCC | Internal | Winter | B17 | 100 | 3700 | 0 | 83.89 | 88.67 | 10 | 0
2020 | SOCO_2_FRCC | SOCO | FRCC | Internal | Winter | B18 | 400 | 3700 | 0 | 72 | 77.71 | 10 | 0
2020 | SOCO_2_FRCC | SOCO | FRCC | Internal | Winter | B19 | 700 | 3700 | 0 | 72 | 74.46 | 10 | 0
2020 | SOCO_2_FRCC | SOCO | FRCC | Internal | Winter | B20 | 935 | 3700 | 0 | 69.91 | 74.46 | 10 | 0
2020 | SOCO_2_TVA_Transmission | SOCO | TVA_Transmission | Internal | Shoulder | B11 | 25 | 2600 | 0 | 107.59 | 91.61 | 10 | 0
2020 | SOCO_2_TVA_Transmission | SOCO | TVA_Transmission | Internal | Shoulder | B12 | 200 | 2600 | 0 | 76.19 | 74.87 | 10 | 0
2020 | SOCO_2_TVA_Transmission | SOCO | TVA_Transmission | Internal | Shoulder | B13 | 600 | 2600 | 0 | 69.75 | 70.83 | 10 | 0
2020 | SOCO_2_TVA_Transmission | SOCO | TVA_Transmission | Internal | Shoulder | B14 | 900 | 2600 | 0 | 69.75 | 70.06 | 10 | 0
2020 | SOCO_2_TVA_Transmission | SOCO | TVA_Transmission | Internal | Shoulder | B15 | 1203 | 2600 | 0 | 67.3 | 66.93 | 10 | 0
2020 | SOCO_2_TVA_Transmission | SOCO | TVA_Transmission | Internal | Summer | B1 | 10 | 2600 | 0 | 125.43 | 116.42 | 10 | 0
2020 | SOCO_2_TVA_Transmission | SOCO | TVA_Transmission | Internal | Summer | B2 | 25 | 2600 | 0 | 112 | 110.06 | 10 | 0
2020 | SOCO_2_TVA_Transmission | SOCO | TVA_Transmission | Internal | Summer | B3 | 75 | 2600 | 0 | 112 | 110.06 | 10 | 0
2020 | SOCO_2_TVA_Transmission | SOCO | TVA_Transmission | Internal | Summer | B4 | 100 | 2600 | 0 | 112 | 107.04 | 10 | 0
2020 | SOCO_2_TVA_Transmission | SOCO | TVA_Transmission | Internal | Summer | B5 | 200 | 2600 | 0 | 109.79 | 104.1 | 10 | 0
2020 | SOCO_2_TVA_Transmission | SOCO | TVA_Transmission | Internal | Summer | B6 | 300 | 2600 | 0 | 105.97 | 93.61 | 10 | 0
2020 | SOCO_2_TVA_Transmission | SOCO | TVA_Transmission | Internal | Summer | B7 | 400 | 2600 | 0 | 96.46 | 79.29 | 10 | 0
2020 | SOCO_2_TVA_Transmission | SOCO | TVA_Transmission | Internal | Summer | B8 | 500 | 2600 | 0 | 79.89 | 70.89 | 10 | 0
2020 | SOCO_2_TVA_Transmission | SOCO | TVA_Transmission | Internal | Summer | B9 | 800 | 2600 | 0 | 70.56 | 68.59 | 10 | 0
2020 | SOCO_2_TVA_Transmission | SOCO | TVA_Transmission | Internal | Summer | B10 | 1262 | 2600 | 0 | 66.03 | 66.15 | 10 | 0
2020 | SOCO_2_TVA_Transmission | SOCO | TVA_Transmission | Internal | Winter | B16 | 25 | 2600 | 0 | 112.52 | 92.33 | 10 | 0
2020 | SOCO_2_TVA_Transmission | SOCO | TVA_Transmission | Internal | Winter | B17 | 100 | 2600 | 0 | 83.89 | 77.69 | 10 | 0
2020 | SOCO_2_TVA_Transmission | SOCO | TVA_Transmission | Internal | Winter | B18 | 400 | 2600 | 0 | 72 | 73.49 | 10 | 0
2020 | SOCO_2_TVA_Transmission | SOCO | TVA_Transmission | Internal | Winter | B19 | 700 | 2600 | 0 | 72 | 73.16 | 10 | 0
2020 | SOCO_2_TVA_Transmission | SOCO | TVA_Transmission | Internal | Winter | B20 | 935 | 2600 | 0 | 69.91 | 68.65 | 10 | 0
2020 | SOCO_2_VACAR | SOCO | VACAR | Internal | Shoulder | B11 | 25 | 2000 | 0 | 107.59 | 100.59 | 10 | 0
2020 | SOCO_2_VACAR | SOCO | VACAR | Internal | Shoulder | B12 | 200 | 2000 | 0 | 76.19 | 82.92 | 10 | 0
2020 | SOCO_2_VACAR | SOCO | VACAR | Internal | Shoulder | B13 | 600 | 2000 | 0 | 69.75 | 72.71 | 10 | 0
2020 | SOCO_2_VACAR | SOCO | VACAR | Internal | Shoulder | B14 | 900 | 2000 | 0 | 69.75 | 70.71 | 10 | 0
2020 | SOCO_2_VACAR | SOCO | VACAR | Internal | Shoulder | B15 | 1203 | 2000 | 0 | 67.3 | 66.9 | 10 | 0
2020 | SOCO_2_VACAR | SOCO | VACAR | Internal | Summer | B1 | 10 | 2000 | 436.51 | 125.43 | 135.43 | 10 | 0
2020 | SOCO_2_VACAR | SOCO | VACAR | Internal | Summer | B2 | 25 | 2000 | 0 | 112 | 119.06 | 10 | 0
2020 | SOCO_2_VACAR | SOCO | VACAR | Internal | Summer | B3 | 75 | 2000 | 0 | 112 | 112.67 | 10 | 0
2020 | SOCO_2_VACAR | SOCO | VACAR | Internal | Summer | B4 | 100 | 2000 | 0 | 112 | 112.67 | 10 | 0
2020 | SOCO_2_VACAR | SOCO | VACAR | Internal | Summer | B5 | 200 | 2000 | 0 | 109.79 | 112.67 | 10 | 0
2020 | SOCO_2_VACAR | SOCO | VACAR | Internal | Summer | B6 | 300 | 2000 | 0 | 105.97 | 102.61 | 10 | 0
2020 | SOCO_2_VACAR | SOCO | VACAR | Internal | Summer | B7 | 400 | 2000 | 0 | 96.46 | 91.47 | 10 | 0
2020 | SOCO_2_VACAR | SOCO | VACAR | Internal | Summer | B8 | 500 | 2000 | 0 | 79.89 | 75.59 | 10 | 0
2020 | SOCO_2_VACAR | SOCO | VACAR | Internal | Summer | B9 | 800 | 2000 | 0 | 70.56 | 68.79 | 10 | 0
2020 | SOCO_2_VACAR | SOCO | VACAR | Internal | Summer | B10 | 1262 | 2000 | 0 | 66.03 | 66.82 | 10 | 0
2020 | SOCO_2_VACAR | SOCO | VACAR | Internal | Winter | B16 | 25 | 2000 | 1948.01 | 112.52 | 122.52 | 10 | 0
2020 | SOCO_2_VACAR | SOCO | VACAR | Internal | Winter | B17 | 100 | 2000 | 489.54 | 83.89 | 93.89 | 10 | 0
2020 | SOCO_2_VACAR | SOCO | VACAR | Internal | Winter | B18 | 400 | 2000 | 0 | 72 | 76.3 | 10 | 0
2020 | SOCO_2_VACAR | SOCO | VACAR | Internal | Winter | B19 | 700 | 2000 | 0 | 72 | 75.06 | 10 | 0
2020 | SOCO_2_VACAR | SOCO | VACAR | Internal | Winter | B20 | 935 | 2000 | 0 | 69.91 | 68.64 | 10 | 0
2020 | SPP_N_2_ENT | SPP_N | ENT | Internal | Shoulder | B11 | 25 | 7346 | 3125.18 | 70.61 | 75.61 | 5 | 0
2020 | SPP_N_2_ENT | SPP_N | ENT | Internal | Shoulder | B12 | 200 | 7346 | 4646.81 | 63.19 | 68.19 | 5 | 0
2020 | SPP_N_2_ENT | SPP_N | ENT | Internal | Shoulder | B13 | 600 | 7346 | 5895.54 | 60.43 | 65.43 | 5 | 0
2020 | SPP_N_2_ENT | SPP_N | ENT | Internal | Shoulder | B14 | 900 | 7346 | 7239.54 | 57.73 | 62.73 | 5 | 0
2020 | SPP_N_2_ENT | SPP_N | ENT | Internal | Shoulder | B15 | 1203 | 7346 | 7346 | 40.07 | 58.93 | 5 | 13.86
2020 | SPP_N_2_ENT | SPP_N | ENT | Internal | Summer | B1 | 10 | 7346 | 7218.21 | 89.73 | 94.73 | 5 | 0
2020 | SPP_N_2_ENT | SPP_N | ENT | Internal | Summer | B2 | 25 | 7346 | 2723.17 | 97.06 | 102.06 | 5 | 0
2020 | SPP_N_2_ENT | SPP_N | ENT | Internal | Summer | B3 | 75 | 7346 | 2139.43 | 97.06 | 102.06 | 5 | 0
2020 | SPP_N_2_ENT | SPP_N | ENT | Internal | Summer | B4 | 100 | 7346 | 315.09 | 94.04 | 99.04 | 5 | 0
2020 | SPP_N_2_ENT | SPP_N | ENT | Internal | Summer | B5 | 200 | 7346 | 1469.95 | 91.11 | 96.11 | 5 | 0
2020 | SPP_N_2_ENT | SPP_N | ENT | Internal | Summer | B6 | 300 | 7346 | 3906.93 | 80.61 | 85.61 | 5 | 0
2020 | SPP_N_2_ENT | SPP_N | ENT | Internal | Summer | B7 | 400 | 7346 | 5401.6 | 66.29 | 71.29 | 5 | 0
2020 | SPP_N_2_ENT | SPP_N | ENT | Internal | Summer | B8 | 500 | 7346 | 3525.81 | 63.86 | 68.86 | 5 | 0
2020 | SPP_N_2_ENT | SPP_N | ENT | Internal | Summer | B9 | 800 | 7346 | 4094.41 | 61.33 | 66.33 | 5 | 0
2020 | SPP_N_2_ENT | SPP_N | ENT | Internal | Summer | B10 | 1262 | 7346 | 7346 | 59.05 | 64.06 | 5 | 0.01
2020 | SPP_N_2_ENT | SPP_N | ENT | Internal | Winter | B16 | 25 | 7346 | 7346 | 68.02 | 73.03 | 5 | 0.01
2020 | SPP_N_2_ENT | SPP_N | ENT | Internal | Winter | B17 | 100 | 7346 | 7346 | 64.68 | 69.69 | 5 | 0.01
2020 | SPP_N_2_ENT | SPP_N | ENT | Internal | Winter | B18 | 400 | 7346 | 7346 | 63.03 | 68.04 | 5 | 0.01
2020 | SPP_N_2_ENT | SPP_N | ENT | Internal | Winter | B19 | 700 | 7346 | 7346 | 61.68 | 66.69 | 5 | 0.01
2020 | SPP_N_2_ENT | SPP_N | ENT | Internal | Winter | B20 | 935 | 7346 | 7346 | 55.64 | 60.65 | 5 | 0.01
2020 | SPP_N_2_MISO_MO-IL | SPP_N | MISO_MO-IL | Internal | Shoulder | B11 | 25 | 3954 | 3954 | 70.61 | 83.61 | 5 | 8
2020 | SPP_N_2_MISO_MO-IL | SPP_N | MISO_MO-IL | Internal | Shoulder | B12 | 200 | 3954 | 3757.1 | 63.19 | 68.19 | 5 | 0
2020 | SPP_N_2_MISO_MO-IL | SPP_N | MISO_MO-IL | Internal | Shoulder | B13 | 600 | 3954 | 3427 | 60.43 | 65.43 | 5 | 0
2020 | SPP_N_2_MISO_MO-IL | SPP_N | MISO_MO-IL | Internal | Shoulder | B14 | 900 | 3954 | 3787.22 | 57.73 | 62.73 | 5 | 0
2020 | SPP_N_2_MISO_MO-IL | SPP_N | MISO_MO-IL | Internal | Shoulder | B15 | 1203 | 3954 | 3954 | 40.07 | 58.93 | 5 | 13.86
2020 | SPP_N_2_MISO_MO-IL | SPP_N | MISO_MO-IL | Internal | Summer | B1 | 10 | 3954 | 3954 | 89.73 | 105.43 | 5 | 10.7
2020 | SPP_N_2_MISO_MO-IL | SPP_N | MISO_MO-IL | Internal | Summer | B2 | 25 | 3954 | 3826.89 | 97.06 | 102.06 | 5 | 0
2020 | SPP_N_2_MISO_MO-IL | SPP_N | MISO_MO-IL | Internal | Summer | B3 | 75 | 3954 | 102.95 | 97.06 | 102.06 | 5 | 0
2020 | SPP_N_2_MISO_MO-IL | SPP_N | MISO_MO-IL | Internal | Summer | B4 | 100 | 3954 | 3954 | 94.04 | 99.72 | 5 | 0.69
2020 | SPP_N_2_MISO_MO-IL | SPP_N | MISO_MO-IL | Internal | Summer | B5 | 200 | 3954 | 2958.98 | 91.11 | 96.11 | 5 | 0
2020 | SPP_N_2_MISO_MO-IL | SPP_N | MISO_MO-IL | Internal | Summer | B6 | 300 | 3954 | 1221.91 | 80.61 | 85.61 | 5 | 0
2020 | SPP_N_2_MISO_MO-IL | SPP_N | MISO_MO-IL | Internal | Summer | B7 | 400 | 3954 | 1598.01 | 66.29 | 71.29 | 5 | 0
2020 | SPP_N_2_MISO_MO-IL | SPP_N | MISO_MO-IL | Internal | Summer | B8 | 500 | 3954 | 0 | 63.86 | 65.28 | 5 | 0
2020 | SPP_N_2_MISO_MO-IL | SPP_N | MISO_MO-IL | Internal | Summer | B9 | 800 | 3954 | 0 | 61.33 | 61.69 | 5 | 0
2020 | SPP_N_2_MISO_MO-IL | SPP_N | MISO_MO-IL | Internal | Summer | B10 | 1262 | 3954 | 0 | 59.05 | 61.13 | 5 | 0
2020 | SPP_N_2_MISO_MO-IL | SPP_N | MISO_MO-IL | Internal | Winter | B16 | 25 | 3954 | 3954 | 68.02 | 84.33 | 5 | 11.31
2020 | SPP_N_2_MISO_MO-IL | SPP_N | MISO_MO-IL | Internal | Winter | B17 | 100 | 3954 | 3954 | 64.68 | 69.69 | 5 | 0.01
2020 | SPP_N_2_MISO_MO-IL | SPP_N | MISO_MO-IL | Internal | Winter | B18 | 400 | 3954 | 2152.15 | 63.03 | 68.03 | 5 | 0
2020 | SPP_N_2_MISO_MO-IL | SPP_N | MISO_MO-IL | Internal | Winter | B19 | 700 | 3954 | 2146 | 61.68 | 66.68 | 5 | 0
2020 | SPP_N_2_MISO_MO-IL | SPP_N | MISO_MO-IL | Internal | Winter | B20 | 935 | 3954 | 3954 | 55.64 | 60.65 | 5 | 0.01
2020 | SPP_N_2_MISO_W | SPP_N | MISO_W | Internal | Shoulder | B11 | 25 | 1000 | 1000 | 70.61 | 81.57 | 5 | 5.97
2020 | SPP_N_2_MISO_W | SPP_N | MISO_W | Internal | Shoulder | B12 | 200 | 1000 | 0 | 63.19 | 68.18 | 5 | 0
2020 | SPP_N_2_MISO_W | SPP_N | MISO_W | Internal | Shoulder | B13 | 600 | 1000 | 0 | 60.43 | 64.71 | 5 | 0
2020 | SPP_N_2_MISO_W | SPP_N | MISO_W | Internal | Shoulder | B14 | 900 | 1000 | 0 | 57.73 | 62.71 | 5 | 0
2020 | SPP_N_2_MISO_W | SPP_N | MISO_W | Internal | Shoulder | B15 | 1203 | 1000 | 1000 | 40.07 | 58.9 | 5 | 13.83
2020 | SPP_N_2_MISO_W | SPP_N | MISO_W | Internal | Summer | B1 | 10 | 1000 | 1000 | 89.73 | 105.41 | 5 | 10.69
2020 | SPP_N_2_MISO_W | SPP_N | MISO_W | Internal | Summer | B2 | 25 | 1000 | 0 | 97.06 | 102.05 | 5 | 0
2020 | SPP_N_2_MISO_W | SPP_N | MISO_W | Internal | Summer | B3 | 75 | 1000 | 0 | 97.06 | 99.03 | 5 | 0
2020 | SPP_N_2_MISO_W | SPP_N | MISO_W | Internal | Summer | B4 | 100 | 1000 | 0 | 94.04 | 99.03 | 5 | 0
2020 | SPP_N_2_MISO_W | SPP_N | MISO_W | Internal | Summer | B5 | 200 | 1000 | 0 | 91.11 | 96.1 | 5 | 0
2020 | SPP_N_2_MISO_W | SPP_N | MISO_W | Internal | Summer | B6 | 300 | 1000 | 0 | 80.61 | 85.6 | 5 | 0
2020 | SPP_N_2_MISO_W | SPP_N | MISO_W | Internal | Summer | B7 | 400 | 1000 | 0 | 66.29 | 69.67 | 5 | 0
2020 | SPP_N_2_MISO_W | SPP_N | MISO_W | Internal | Summer | B8 | 500 | 1000 | 0 | 63.86 | 62.89 | 5 | 0
2020 | SPP_N_2_MISO_W | SPP_N | MISO_W | Internal | Summer | B9 | 800 | 1000 | 0 | 61.33 | 60.74 | 5 | 0
2020 | SPP_N_2_MISO_W | SPP_N | MISO_W | Internal | Summer | B10 | 1262 | 1000 | 0 | 59.05 | 58.82 | 5 | 0
2020 | SPP_N_2_MISO_W | SPP_N | MISO_W | Internal | Winter | B16 | 25 | 1000 | 0 | 68.02 | 66.65 | 5 | 0
2020 | SPP_N_2_MISO_W | SPP_N | MISO_W | Internal | Winter | B17 | 100 | 1000 | 0 | 64.68 | 67.07 | 5 | 0
2020 | SPP_N_2_MISO_W | SPP_N | MISO_W | Internal | Winter | B18 | 400 | 1000 | 0 | 63.03 | 67.07 | 5 | 0
2020 | SPP_N_2_MISO_W | SPP_N | MISO_W | Internal | Winter | B19 | 700 | 1000 | 0 | 61.68 | 66.67 | 5 | 0
2020 | SPP_N_2_MISO_W | SPP_N | MISO_W | Internal | Winter | B20 | 935 | 1000 | 543.02 | 55.64 | 60.64 | 5 | 0
2020 | SPP_N_2_NE | SPP_N | NE | Internal | Shoulder | B11 | 25 | 384 | 384 | 70.61 | 76.57 | 0.01 | 5.96
2020 | SPP_N_2_NE | SPP_N | NE | Internal | Shoulder | B12 | 200 | 384 | 0 | 63.19 | 63.18 | 0.01 | 0
2020 | SPP_N_2_NE | SPP_N | NE | Internal | Shoulder | B13 | 600 | 384 | 0 | 60.43 | 59.71 | 0.01 | 0
2020 | SPP_N_2_NE | SPP_N | NE | Internal | Shoulder | B14 | 900 | 384 | 0 | 57.73 | 57.71 | 0.01 | 0
2020 | SPP_N_2_NE | SPP_N | NE | Internal | Shoulder | B15 | 1203 | 384 | 384 | 40.07 | 41.8 | 0.01 | 1.71
2020 | SPP_N_2_NE | SPP_N | NE | Internal | Summer | B1 | 10 | 384 | 384 | 89.73 | 100.41 | 0.01 | 10.67
2020 | SPP_N_2_NE | SPP_N | NE | Internal | Summer | B2 | 25 | 384 | 0 | 97.06 | 97.05 | 0.01 | 0
2020 | SPP_N_2_NE | SPP_N | NE | Internal | Summer | B3 | 75 | 384 | 0 | 97.06 | 97.05 | 0.01 | 0
2020 | SPP_N_2_NE | SPP_N | NE | Internal | Summer | B4 | 100 | 384 | 0 | 94.04 | 94.03 | 0.01 | 0
2020 | SPP_N_2_NE | SPP_N | NE | Internal | Summer | B5 | 200 | 384 | 0 | 91.11 | 91.1 | 0.01 | 0
2020 | SPP_N_2_NE | SPP_N | NE | Internal | Summer | B6 | 300 | 384 | 0 | 80.61 | 80.6 | 0.01 | 0
2020 | SPP_N_2_NE | SPP_N | NE | Internal | Summer | B7 | 400 | 384 | 0 | 66.29 | 64.67 | 0.01 | 0
2020 | SPP_N_2_NE | SPP_N | NE | Internal | Summer | B8 | 500 | 384 | 0 | 63.86 | 57.89 | 0.01 | 0
2020 | SPP_N_2_NE | SPP_N | NE | Internal | Summer | B9 | 800 | 384 | 0 | 61.33 | 55.74 | 0.01 | 0
2020 | SPP_N_2_NE | SPP_N | NE | Internal | Summer | B10 | 1262 | 384 | 0 | 59.05 | 53.82 | 0.01 | 0
2020 | SPP_N_2_NE | SPP_N | NE | Internal | Winter | B16 | 25 | 384 | 0 | 68.02 | 54.65 | 0.01 | 0
2020 | SPP_N_2_NE | SPP_N | NE | Internal | Winter | B17 | 100 | 384 | 0 | 64.68 | 60.59 | 0.01 | 0
2020 | SPP_N_2_NE | SPP_N | NE | Internal | Winter | B18 | 400 | 384 | 0 | 63.03 | 61.67 | 0.01 | 0
2020 | SPP_N_2_NE | SPP_N | NE | Internal | Winter | B19 | 700 | 384 | 0 | 61.68 | 61.67 | 0.01 | 0
2020 | SPP_N_2_NE | SPP_N | NE | Internal | Winter | B20 | 935 | 384 | 0 | 55.64 | 55.63 | 0.01 | 0
2020 | SPP_N_2_SPP_S | SPP_N | SPP_S | Internal | Shoulder | B11 | 25 | 4000 | 0 | 70.61 | 70.59 | 0.01 | 0
2020 | SPP_N_2_SPP_S | SPP_N | SPP_S | Internal | Shoulder | B12 | 200 | 4000 | 192.35 | 63.19 | 63.21 | 0.01 | 0
2020 | SPP_N_2_SPP_S | SPP_N | SPP_S | Internal | Shoulder | B13 | 600 | 4000 | 0 | 60.43 | 60.43 | 0.01 | 0
2020 | SPP_N_2_SPP_S | SPP_N | SPP_S | Internal | Shoulder | B14 | 900 | 4000 | 0 | 57.73 | 57.73 | 0.01 | 0
2020 | SPP_N_2_SPP_S | SPP_N | SPP_S | Internal | Shoulder | B15 | 1203 | 4000 | 0 | 40.07 | 38.46 | 0.01 | 0
2020 | SPP_N_2_SPP_S | SPP_N | SPP_S | Internal | Summer | B1 | 10 | 4000 | 0 | 89.73 | 64.02 | 0.01 | 0
2020 | SPP_N_2_SPP_S | SPP_N | SPP_S | Internal | Summer | B2 | 25 | 4000 | 0 | 97.06 | 92.77 | 0.01 | 0
2020 | SPP_N_2_SPP_S | SPP_N | SPP_S | Internal | Summer | B3 | 75 | 4000 | 0 | 97.06 | 97.06 | 0.01 | 0
2020 | SPP_N_2_SPP_S | SPP_N | SPP_S | Internal | Summer | B4 | 100 | 4000 | 0 | 94.04 | 93.55 | 0.01 | 0
2020 | SPP_N_2_SPP_S | SPP_N | SPP_S | Internal | Summer | B5 | 200 | 4000 | 0 | 91.11 | 91.11 | 0.01 | 0
2020 | SPP_N_2_SPP_S | SPP_N | SPP_S | Internal | Summer | B6 | 300 | 4000 | 0 | 80.61 | 80.61 | 0.01 | 0
2020 | SPP_N_2_SPP_S | SPP_N | SPP_S | Internal | Summer | B7 | 400 | 4000 | 253.01 | 66.29 | 66.31 | 0.01 | 0
2020 | SPP_N_2_SPP_S | SPP_N | SPP_S | Internal | Summer | B8 | 500 | 4000 | 3840.27 | 63.86 | 63.87 | 0.01 | 0
2020 | SPP_N_2_SPP_S | SPP_N | SPP_S | Internal | Summer | B9 | 800 | 4000 | 4000 | 61.33 | 62.71 | 0.01 | 1.37
2020 | SPP_N_2_SPP_S | SPP_N | SPP_S | Internal | Summer | B10 | 1262 | 4000 | 3668.85 | 59.05 | 59.06 | 0.01 | 0
2020 | SPP_N_2_SPP_S | SPP_N | SPP_S | Internal | Winter | B16 | 25 | 4000 | 378.42 | 68.02 | 68.03 | 0.01 | 0
2020 | SPP_N_2_SPP_S | SPP_N | SPP_S | Internal | Winter | B17 | 100 | 4000 | 526.11 | 64.68 | 64.69 | 0.01 | 0
2020 | SPP_N_2_SPP_S | SPP_N | SPP_S | Internal | Winter | B18 | 400 | 4000 | 104.73 | 63.03 | 63.04 | 0.01 | 0
2020 | SPP_N_2_SPP_S | SPP_N | SPP_S | Internal | Winter | B19 | 700 | 4000 | 1266.05 | 61.68 | 61.69 | 0.01 | 0
2020 | SPP_N_2_SPP_S | SPP_N | SPP_S | Internal | Winter | B20 | 935 | 4000 | 741.23 | 55.64 | 55.65 | 0.01 | 0
2020 | SPP_S_2_ENT | SPP_S | ENT | Internal | Shoulder | B11 | 25 | 4280 | 4280 | 70.59 | 75.61 | 5 | 0.01
2020 | SPP_S_2_ENT | SPP_S | ENT | Internal | Shoulder | B12 | 200 | 4280 | 0 | 63.21 | 68.19 | 5 | 0
2020 | SPP_S_2_ENT | SPP_S | ENT | Internal | Shoulder | B13 | 600 | 4280 | 382.58 | 60.43 | 65.43 | 5 | 0
2020 | SPP_S_2_ENT | SPP_S | ENT | Internal | Shoulder | B14 | 900 | 4280 | 3758.34 | 57.73 | 62.73 | 5 | 0
2020 | SPP_S_2_ENT | SPP_S | ENT | Internal | Shoulder | B15 | 1203 | 4280 | 4280 | 38.46 | 58.93 | 5 | 15.46
2020 | SPP_S_2_ENT | SPP_S | ENT | Internal | Summer | B1 | 10 | 4280 | 4280 | 64.02 | 94.73 | 5 | 25.71
2020 | SPP_S_2_ENT | SPP_S | ENT | Internal | Summer | B2 | 25 | 4280 | 4280 | 92.77 | 102.06 | 5 | 4.29
2020 | SPP_S_2_ENT | SPP_S | ENT | Internal | Summer | B3 | 75 | 4280 | 1192.37 | 97.06 | 102.06 | 5 | 0
2020 | SPP_S_2_ENT | SPP_S | ENT | Internal | Summer | B4 | 100 | 4280 | 4280 | 93.55 | 99.04 | 5 | 0.49
2020 | SPP_S_2_ENT | SPP_S | ENT | Internal | Summer | B5 | 200 | 4280 | 1270.63 | 91.11 | 96.11 | 5 | 0
2020 | SPP_S_2_ENT | SPP_S | ENT | Internal | Summer | B6 | 300 | 4280 | 120.24 | 80.61 | 85.61 | 5 | 0
2020 | SPP_S_2_ENT | SPP_S | ENT | Internal | Summer | B7 | 400 | 4280 | 0 | 66.31 | 71.29 | 5 | 0
2020 | SPP_S_2_ENT | SPP_S | ENT | Internal | Summer | B8 | 500 | 4280 | 0 | 63.87 | 68.86 | 5 | 0
2020 | SPP_S_2_ENT | SPP_S | ENT | Internal | Summer | B9 | 800 | 4280 | 0 | 62.71 | 66.33 | 5 | 0
2020 | SPP_S_2_ENT | SPP_S | ENT | Internal | Summer | B10 | 1262 | 4280 | 2052.44 | 59.06 | 64.06 | 5 | 0
2020 | SPP_S_2_ENT | SPP_S | ENT | Internal | Winter | B16 | 25 | 4280 | 2600.77 | 68.03 | 73.03 | 5 | 0
2020 | SPP_S_2_ENT | SPP_S | ENT | Internal | Winter | B17 | 100 | 4280 | 2553.97 | 64.69 | 69.69 | 5 | 0
2020 | SPP_S_2_ENT | SPP_S | ENT | Internal | Winter | B18 | 400 | 4280 | 1051.17 | 63.04 | 68.04 | 5 | 0
2020 | SPP_S_2_ENT | SPP_S | ENT | Internal | Winter | B19 | 700 | 4280 | 2333.26 | 61.69 | 66.69 | 5 | 0
2020 | SPP_S_2_ENT | SPP_S | ENT | Internal | Winter | B20 | 935 | 4280 | 3200.29 | 55.65 | 60.65 | 5 | 0
2020 | SPP_S_2_SPP_N | SPP_S | SPP_N | Internal | Shoulder | B11 | 25 | 640 | 571.77 | 70.59 | 70.61 | 0.01 | 0
2020 | SPP_S_2_SPP_N | SPP_S | SPP_N | Internal | Shoulder | B12 | 200 | 640 | 0 | 63.21 | 63.19 | 0.01 | 0
2020 | SPP_S_2_SPP_N | SPP_S | SPP_N | Internal | Shoulder | B13 | 600 | 640 | 0 | 60.43 | 60.43 | 0.01 | 0
2020 | SPP_S_2_SPP_N | SPP_S | SPP_N | Internal | Shoulder | B14 | 900 | 640 | 0 | 57.73 | 57.73 | 0.01 | 0
2020 | SPP_S_2_SPP_N | SPP_S | SPP_N | Internal | Shoulder | B15 | 1203 | 640 | 640 | 38.46 | 40.07 | 0.01 | 1.6
2020 | SPP_S_2_SPP_N | SPP_S | SPP_N | Internal | Summer | B1 | 10 | 640 | 640 | 64.02 | 89.73 | 0.01 | 25.7
2020 | SPP_S_2_SPP_N | SPP_S | SPP_N | Internal | Summer | B2 | 25 | 640 | 640 | 92.77 | 97.06 | 0.01 | 4.28
2020 | SPP_S_2_SPP_N | SPP_S | SPP_N | Internal | Summer | B3 | 75 | 640 | 0 | 97.06 | 97.06 | 0.01 | 0
2020 | SPP_S_2_SPP_N | SPP_S | SPP_N | Internal | Summer | B4 | 100 | 640 | 640 | 93.55 | 94.04 | 0.01 | 0.48
2020 | SPP_S_2_SPP_N | SPP_S | SPP_N | Internal | Summer | B5 | 200 | 640 | 0 | 91.11 | 91.11 | 0.01 | 0
2020 | SPP_S_2_SPP_N | SPP_S | SPP_N | Internal | Summer | B6 | 300 | 640 | 0 | 80.61 | 80.61 | 0.01 | 0
2020 | SPP_S_2_SPP_N | SPP_S | SPP_N | Internal | Summer | B7 | 400 | 640 | 0 | 66.31 | 66.29 | 0.01 | 0
2020 | SPP_S_2_SPP_N | SPP_S | SPP_N | Internal | Summer | B8 | 500 | 640 | 0 | 63.87 | 63.86 | 0.01 | 0
2020 | SPP_S_2_SPP_N | SPP_S | SPP_N | Internal | Summer | B9 | 800 | 640 | 0 | 62.71 | 61.33 | 0.01 | 0
2020 | SPP_S_2_SPP_N | SPP_S | SPP_N | Internal | Summer | B10 | 1262 | 640 | 0 | 59.06 | 59.05 | 0.01 | 0
2020 | SPP_S_2_SPP_N | SPP_S | SPP_N | Internal | Winter | B16 | 25 | 640 | 0 | 68.03 | 68.02 | 0.01 | 0
2020 | SPP_S_2_SPP_N | SPP_S | SPP_N | Internal | Winter | B17 | 100 | 640 | 0 | 64.69 | 64.68 | 0.01 | 0
2020 | SPP_S_2_SPP_N | SPP_S | SPP_N | Internal | Winter | B18 | 400 | 640 | 0 | 63.04 | 63.03 | 0.01 | 0
2020 | SPP_S_2_SPP_N | SPP_S | SPP_N | Internal | Winter | B19 | 700 | 640 | 0 | 61.69 | 61.68 | 0.01 | 0
2020 | SPP_S_2_SPP_N | SPP_S | SPP_N | Internal | Winter | B20 | 935 | 640 | 0 | 55.65 | 55.64 | 0.01 | 0
2020 | TVA_2_ENT | TVA | ENT | Internal | Shoulder | B11 | 25 | 500 | 0 | 91.62 | 75.61 | 9 | 0
2020 | TVA_2_ENT | TVA | ENT | Internal | Shoulder | B12 | 200 | 500 | 0 | 73.92 | 68.19 | 9 | 0
2020 | TVA_2_ENT | TVA | ENT | Internal | Shoulder | B13 | 600 | 500 | 0 | 69.86 | 65.43 | 9 | 0
2020 | TVA_2_ENT | TVA | ENT | Internal | Shoulder | B14 | 900 | 500 | 0 | 69.86 | 62.73 | 9 | 0
2020 | TVA_2_ENT | TVA | ENT | Internal | Shoulder | B15 | 1203 | 500 | 0 | 66.94 | 58.93 | 9 | 0
2020 | TVA_2_ENT | TVA | ENT | Internal | Summer | B1 | 10 | 500 | 0 | 116.43 | 94.73 | 9 | 0
2020 | TVA_2_ENT | TVA | ENT | Internal | Summer | B2 | 25 | 500 | 0 | 110.07 | 102.06 | 9 | 0
2020 | TVA_2_ENT | TVA | ENT | Internal | Summer | B3 | 75 | 500 | 0 | 110.07 | 102.06 | 9 | 0
2020 | TVA_2_ENT | TVA | ENT | Internal | Summer | B4 | 100 | 500 | 0 | 107.05 | 99.04 | 9 | 0
2020 | TVA_2_ENT | TVA | ENT | Internal | Summer | B5 | 200 | 500 | 0 | 104.11 | 96.11 | 9 | 0
2020 | TVA_2_ENT | TVA | ENT | Internal | Summer | B6 | 300 | 500 | 0 | 93.62 | 85.61 | 9 | 0
2020 | TVA_2_ENT | TVA | ENT | Internal | Summer | B7 | 400 | 500 | 0 | 70.28 | 71.29 | 9 | 0
2020 | TVA_2_ENT | TVA | ENT | Internal | Summer | B8 | 500 | 500 | 0 | 68.46 | 68.86 | 9 | 0
2020 | TVA_2_ENT | TVA | ENT | Internal | Summer | B9 | 800 | 500 | 0 | 68.46 | 66.33 | 9 | 0
2020 | TVA_2_ENT | TVA | ENT | Internal | Summer | B10 | 1262 | 500 | 0 | 65.62 | 64.06 | 9 | 0
2020 | TVA_2_ENT | TVA | ENT | Internal | Winter | B16 | 25 | 500 | 0 | 92.34 | 73.03 | 9 | 0
2020 | TVA_2_ENT | TVA | ENT | Internal | Winter | B17 | 100 | 500 | 0 | 77.7 | 69.69 | 9 | 0
2020 | TVA_2_ENT | TVA | ENT | Internal | Winter | B18 | 400 | 500 | 0 | 72.6 | 68.04 | 9 | 0
2020 | TVA_2_ENT | TVA | ENT | Internal | Winter | B19 | 700 | 500 | 0 | 72.6 | 66.69 | 9 | 0
2020 | TVA_2_ENT | TVA | ENT | Internal | Winter | B20 | 935 | 500 | 0 | 68.66 | 60.65 | 9 | 0
2020 | TVA_2_NonRTO_Midwest | TVA | NonRTO_Midwest | Internal | Shoulder | B11 | 25 | 100 | 0 | 91.62 | 91.59 | 9 | 0
2020 | TVA_2_NonRTO_Midwest | TVA | NonRTO_Midwest | Internal | Shoulder | B12 | 200 | 100 | 0 | 73.92 | 76.21 | 9 | 0
2020 | TVA_2_NonRTO_Midwest | TVA | NonRTO_Midwest | Internal | Shoulder | B13 | 600 | 100 | 0 | 69.86 | 73.44 | 9 | 0
2020 | TVA_2_NonRTO_Midwest | TVA | NonRTO_Midwest | Internal | Shoulder | B14 | 900 | 100 | 0 | 69.86 | 70.74 | 9 | 0
2020 | TVA_2_NonRTO_Midwest | TVA | NonRTO_Midwest | Internal | Shoulder | B15 | 1203 | 100 | 0 | 66.94 | 65.96 | 9 | 0
2020 | TVA_2_NonRTO_Midwest | TVA | NonRTO_Midwest | Internal | Summer | B1 | 10 | 100 | 0 | 116.43 | 113.41 | 9 | 0
2020 | TVA_2_NonRTO_Midwest | TVA | NonRTO_Midwest | Internal | Summer | B2 | 25 | 100 | 0 | 110.07 | 110.07 | 9 | 0
2020 | TVA_2_NonRTO_Midwest | TVA | NonRTO_Midwest | Internal | Summer | B3 | 75 | 100 | 0 | 110.07 | 108.34 | 9 | 0
2020 | TVA_2_NonRTO_Midwest | TVA | NonRTO_Midwest | Internal | Summer | B4 | 100 | 100 | 0 | 107.05 | 107.74 | 9 | 0
2020 | TVA_2_NonRTO_Midwest | TVA | NonRTO_Midwest | Internal | Summer | B5 | 200 | 100 | 0 | 104.11 | 104.12 | 9 | 0
2020 | TVA_2_NonRTO_Midwest | TVA | NonRTO_Midwest | Internal | Summer | B6 | 300 | 100 | 0 | 93.62 | 93.6 | 9 | 0
2020 | TVA_2_NonRTO_Midwest | TVA | NonRTO_Midwest | Internal | Summer | B7 | 400 | 100 | 26.34 | 70.28 | 79.28 | 9 | 0
2020 | TVA_2_NonRTO_Midwest | TVA | NonRTO_Midwest | Internal | Summer | B8 | 500 | 100 | 0 | 68.46 | 73.26 | 9 | 0
2020 | TVA_2_NonRTO_Midwest | TVA | NonRTO_Midwest | Internal | Summer | B9 | 800 | 100 | 0 | 68.46 | 65.96 | 9 | 0
2020 | TVA_2_NonRTO_Midwest | TVA | NonRTO_Midwest | Internal | Summer | B10 | 1262 | 100 | 0 | 65.62 | 63.66 | 9 | 0
2020 | TVA_2_NonRTO_Midwest | TVA | NonRTO_Midwest | Internal | Winter | B16 | 25 | 100 | 0 | 92.34 | 92.34 | 9 | 0
2020 | TVA_2_NonRTO_Midwest | TVA | NonRTO_Midwest | Internal | Winter | B17 | 100 | 100 | 0 | 77.7 | 81.68 | 9 | 0
2020 | TVA_2_NonRTO_Midwest | TVA | NonRTO_Midwest | Internal | Winter | B18 | 400 | 100 | 0 | 72.6 | 76.04 | 9 | 0
2020 | TVA_2_NonRTO_Midwest | TVA | NonRTO_Midwest | Internal | Winter | B19 | 700 | 100 | 0 | 72.6 | 74.67 | 9 | 0
2020 | TVA_2_NonRTO_Midwest | TVA | NonRTO_Midwest | Internal | Winter | B20 | 935 | 100 | 0 | 68.66 | 67.21 | 9 | 0
2020 | TVA_2_PJM_ROR | TVA | PJM_ROR | Internal | Shoulder | B11 | 25 | 500 | 0 | 91.62 | 83.57 | 9 | 0
2020 | TVA_2_PJM_ROR | TVA | PJM_ROR | Internal | Shoulder | B12 | 200 | 500 | 0 | 73.92 | 70.18 | 9 | 0
2020 | TVA_2_PJM_ROR | TVA | PJM_ROR | Internal | Shoulder | B13 | 600 | 500 | 0 | 69.86 | 66.71 | 9 | 0
2020 | TVA_2_PJM_ROR | TVA | PJM_ROR | Internal | Shoulder | B14 | 900 | 500 | 0 | 69.86 | 64.71 | 9 | 0
2020 | TVA_2_PJM_ROR | TVA | PJM_ROR | Internal | Shoulder | B15 | 1203 | 500 | 0 | 66.94 | 60.9 | 9 | 0
2020 | TVA_2_PJM_ROR | TVA | PJM_ROR | Internal | Summer | B1 | 10 | 500 | 0 | 116.43 | 107.41 | 9 | 0
2020 | TVA_2_PJM_ROR | TVA | PJM_ROR | Internal | Summer | B2 | 25 | 500 | 0 | 110.07 | 104.05 | 9 | 0
2020 | TVA_2_PJM_ROR | TVA | PJM_ROR | Internal | Summer | B3 | 75 | 500 | 0 | 110.07 | 101.03 | 9 | 0
2020 | TVA_2_PJM_ROR | TVA | PJM_ROR | Internal | Summer | B4 | 100 | 500 | 0 | 107.05 | 101.03 | 9 | 0
2020 | TVA_2_PJM_ROR | TVA | PJM_ROR | Internal | Summer | B5 | 200 | 500 | 0 | 104.11 | 98.1 | 9 | 0
2020 | TVA_2_PJM_ROR | TVA | PJM_ROR | Internal | Summer | B6 | 300 | 500 | 0 | 93.62 | 87.6 | 9 | 0
2020 | TVA_2_PJM_ROR | TVA | PJM_ROR | Internal | Summer | B7 | 400 | 500 | 0 | 70.28 | 71.67 | 9 | 0
2020 | TVA_2_PJM_ROR | TVA | PJM_ROR | Internal | Summer | B8 | 500 | 500 | 0 | 68.46 | 64.89 | 9 | 0
2020 | TVA_2_PJM_ROR | TVA | PJM_ROR | Internal | Summer | B9 | 800 | 500 | 0 | 68.46 | 62.74 | 9 | 0
2020 | TVA_2_PJM_ROR | TVA | PJM_ROR | Internal | Summer | B10 | 1262 | 500 | 0 | 65.62 | 60.82 | 9 | 0
2020 | TVA_2_PJM_ROR | TVA | PJM_ROR | Internal | Winter | B16 | 25 | 500 | 0 | 92.34 | 85.89 | 9 | 0
2020 | TVA_2_PJM_ROR | TVA | PJM_ROR | Internal | Winter | B17 | 100 | 500 | 0 | 77.7 | 71.69 | 9 | 0
2020 | TVA_2_PJM_ROR | TVA | PJM_ROR | Internal | Winter | B18 | 400 | 500 | 0 | 72.6 | 69.07 | 9 | 0
2020 | TVA_2_PJM_ROR | TVA | PJM_ROR | Internal | Winter | B19 | 700 | 500 | 0 | 72.6 | 68.67 | 9 | 0
2020 | TVA_2_PJM_ROR | TVA | PJM_ROR | Internal | Winter | B20 | 935 | 500 | 0 | 68.66 | 62.64 | 9 | 0
2020 | TVA_2_SOCO | TVA | SOCO | Internal | Shoulder | B11 | 25 | 500 | 500 | 91.62 | 107.59 | 9 | 6.97
2020 | TVA_2_SOCO | TVA | SOCO | Internal | Shoulder | B12 | 200 | 500 | 0 | 73.92 | 76.19 | 9 | 0
2020 | TVA_2_SOCO | TVA | SOCO | Internal | Shoulder | B13 | 600 | 500 | 0 | 69.86 | 69.75 | 9 | 0
2020 | TVA_2_SOCO | TVA | SOCO | Internal | Shoulder | B14 | 900 | 500 | 0 | 69.86 | 69.75 | 9 | 0
2020 | TVA_2_SOCO | TVA | SOCO | Internal | Shoulder | B15 | 1203 | 500 | 0 | 66.94 | 67.3 | 9 | 0
2020 | TVA_2_SOCO | TVA | SOCO | Internal | Summer | B1 | 10 | 500 | 390.72 | 116.43 | 125.43 | 9 | 0
2020 | TVA_2_SOCO | TVA | SOCO | Internal | Summer | B2 | 25 | 500 | 0 | 110.07 | 112 | 9 | 0
2020 | TVA_2_SOCO | TVA | SOCO | Internal | Summer | B3 | 75 | 500 | 0 | 110.07 | 112 | 9 | 0
2020 | TVA_2_SOCO | TVA | SOCO | Internal | Summer | B4 | 100 | 500 | 0 | 107.05 | 112 | 9 | 0
2020 | TVA_2_SOCO | TVA | SOCO | Internal | Summer | B5 | 200 | 500 | 0 | 104.11 | 109.79 | 9 | 0
2020 | TVA_2_SOCO | TVA | SOCO | Internal | Summer | B6 | 300 | 500 | 500 | 93.62 | 105.97 | 9 | 3.35
2020 | TVA_2_SOCO | TVA | SOCO | Internal | Summer | B7 | 400 | 500 | 500 | 70.28 | 96.46 | 9 | 17.17
2020 | TVA_2_SOCO | TVA | SOCO | Internal | Summer | B8 | 500 | 500 | 500 | 68.46 | 79.89 | 9 | 2.42
2020 | TVA_2_SOCO | TVA | SOCO | Internal | Summer | B9 | 800 | 500 | 0 | 68.46 | 70.56 | 9 | 0
2020 | TVA_2_SOCO | TVA | SOCO | Internal | Summer | B10 | 1262 | 500 | 0 | 65.62 | 66.03 | 9 | 0
2020 | TVA_2_SOCO | TVA | SOCO | Internal | Winter | B16 | 25 | 500 | 500 | 92.34 | 112.52 | 9 | 11.18
2020 | TVA_2_SOCO | TVA | SOCO | Internal | Winter | B17 | 100 | 500 | 0 | 77.7 | 83.89 | 9 | 0
2020 | TVA_2_SOCO | TVA | SOCO | Internal | Winter | B18 | 400 | 500 | 0 | 72.6 | 72 | 9 | 0
2020 | TVA_2_SOCO | TVA | SOCO | Internal | Winter | B19 | 700 | 500 | 0 | 72.6 | 72 | 9 | 0
2020 | TVA_2_SOCO | TVA | SOCO | Internal | Winter | B20 | 935 | 500 | 0 | 68.66 | 69.91 | 9 | 0
2020 | TVA_2_VACAR | TVA | VACAR | Internal | Shoulder | B11 | 25 | 150 | 0 | 91.62 | 100.59 | 9 | 0
2020 | TVA_2_VACAR | TVA | VACAR | Internal | Shoulder | B12 | 200 | 150 | 21.87 | 73.92 | 82.92 | 9 | 0
2020 | TVA_2_VACAR | TVA | VACAR | Internal | Shoulder | B13 | 600 | 150 | 0 | 69.86 | 72.71 | 9 | 0
2020 | TVA_2_VACAR | TVA | VACAR | Internal | Shoulder | B14 | 900 | 150 | 0 | 69.86 | 70.71 | 9 | 0
2020 | TVA_2_VACAR | TVA | VACAR | Internal | Shoulder | B15 | 1203 | 150 | 0 | 66.94 | 66.9 | 9 | 0
2020 | TVA_2_VACAR | TVA | VACAR | Internal | Summer | B1 | 10 | 150 | 150 | 116.43 | 135.43 | 9 | 10
2020 | TVA_2_VACAR | TVA | VACAR | Internal | Summer | B2 | 25 | 150 | 0 | 110.07 | 119.06 | 9 | 0
2020 | TVA_2_VACAR | TVA | VACAR | Internal | Summer | B3 | 75 | 150 | 0 | 110.07 | 112.67 | 9 | 0
2020 | TVA_2_VACAR | TVA | VACAR | Internal | Summer | B4 | 100 | 150 | 0 | 107.05 | 112.67 | 9 | 0
2020 | TVA_2_VACAR | TVA | VACAR | Internal | Summer | B5 | 200 | 150 | 0 | 104.11 | 112.67 | 9 | 0
2020 | TVA_2_VACAR | TVA | VACAR | Internal | Summer | B6 | 300 | 150 | 0 | 93.62 | 102.61 | 9 | 0
2020 | TVA_2_VACAR | TVA | VACAR | Internal | Summer | B7 | 400 | 150 | 150 | 70.28 | 91.47 | 9 | 12.19
2020 | TVA_2_VACAR | TVA | VACAR | Internal | Summer | B8 | 500 | 150 | 0 | 68.46 | 75.59 | 9 | 0
2020 | TVA_2_VACAR | TVA | VACAR | Internal | Summer | B9 | 800 | 150 | 0 | 68.46 | 68.79 | 9 | 0
2020 | TVA_2_VACAR | TVA | VACAR | Internal | Summer | B10 | 1262 | 150 | 0 | 65.62 | 66.82 | 9 | 0
2020 | TVA_2_VACAR | TVA | VACAR | Internal | Winter | B16 | 25 | 150 | 150 | 92.34 | 122.52 | 9 | 21.18
2020 | TVA_2_VACAR | TVA | VACAR | Internal | Winter | B17 | 100 | 150 | 150 | 77.7 | 93.89 | 9 | 7.19
2020 | TVA_2_VACAR | TVA | VACAR | Internal | Winter | B18 | 400 | 150 | 0 | 72.6 | 76.3 | 9 | 0
2020 | TVA_2_VACAR | TVA | VACAR | Internal | Winter | B19 | 700 | 150 | 0 | 72.6 | 75.06 | 9 | 0
2020 | TVA_2_VACAR | TVA | VACAR | Internal | Winter | B20 | 935 | 150 | 0 | 68.66 | 68.64 | 9 | 0
2020 | TVA_Transmission_2_NonRTO_Midwest | TVA_Transmission | NonRTO_Midwest | Internal | Shoulder | B11 | 25 | 700 | 0 | 91.61 | 91.59 | 9 | 0
2020 | TVA_Transmission_2_NonRTO_Midwest | TVA_Transmission | NonRTO_Midwest | Internal | Shoulder | B12 | 200 | 700 | 0 | 74.87 | 76.21 | 9 | 0
2020 | TVA_Transmission_2_NonRTO_Midwest | TVA_Transmission | NonRTO_Midwest | Internal | Shoulder | B13 | 600 | 700 | 0 | 70.83 | 73.44 | 9 | 0
2020 | TVA_Transmission_2_NonRTO_Midwest | TVA_Transmission | NonRTO_Midwest | Internal | Shoulder | B14 | 900 | 700 | 0 | 70.06 | 70.74 | 9 | 0
2020 | TVA_Transmission_2_NonRTO_Midwest | TVA_Transmission | NonRTO_Midwest | Internal | Shoulder | B15 | 1203 | 700 | 0 | 66.93 | 65.96 | 9 | 0
2020 | TVA_Transmission_2_NonRTO_Midwest | TVA_Transmission | NonRTO_Midwest | Internal | Summer | B1 | 10 | 700 | 0 | 116.42 | 113.41 | 9 | 0
2020 | TVA_Transmission_2_NonRTO_Midwest | TVA_Transmission | NonRTO_Midwest | Internal | Summer | B2 | 25 | 700 | 0 | 110.06 | 110.07 | 9 | 0
2020 | TVA_Transmission_2_NonRTO_Midwest | TVA_Transmission | NonRTO_Midwest | Internal | Summer | B3 | 75 | 700 | 0 | 110.06 | 108.34 | 9 | 0
2020 | TVA_Transmission_2_NonRTO_Midwest | TVA_Transmission | NonRTO_Midwest | Internal | Summer | B4 | 100 | 700 | 0 | 107.04 | 107.74 | 9 | 0
2020 | TVA_Transmission_2_NonRTO_Midwest | TVA_Transmission | NonRTO_Midwest | Internal | Summer | B5 | 200 | 700 | 0 | 104.1 | 104.12 | 9 | 0
2020 | TVA_Transmission_2_NonRTO_Midwest | TVA_Transmission | NonRTO_Midwest | Internal | Summer | B6 | 300 | 700 | 0 | 93.61 | 93.6 | 9 | 0
2020 | TVA_Transmission_2_NonRTO_Midwest | TVA_Transmission | NonRTO_Midwest | Internal | Summer | B7 | 400 | 700 | 0 | 79.29 | 79.28 | 9 | 0
2020 | TVA_Transmission_2_NonRTO_Midwest | TVA_Transmission | NonRTO_Midwest | Internal | Summer | B8 | 500 | 700 | 0 | 70.89 | 73.26 | 9 | 0
2020 | TVA_Transmission_2_NonRTO_Midwest | TVA_Transmission | NonRTO_Midwest | Internal | Summer | B9 | 800 | 700 | 0 | 68.59 | 65.96 | 9 | 0
2020 | TVA_Transmission_2_NonRTO_Midwest | TVA_Transmission | NonRTO_Midwest | Internal | Summer | B10 | 1262 | 700 | 0 | 66.15 | 63.66 | 9 | 0
2020 | TVA_Transmission_2_NonRTO_Midwest | TVA_Transmission | NonRTO_Midwest | Internal | Winter | B16 | 25 | 700 | 0 | 92.33 | 92.34 | 9 | 0
2020 | TVA_Transmission_2_NonRTO_Midwest | TVA_Transmission | NonRTO_Midwest | Internal | Winter | B17 | 100 | 700 | 0 | 77.69 | 81.68 | 9 | 0
2020 | TVA_Transmission_2_NonRTO_Midwest | TVA_Transmission | NonRTO_Midwest | Internal | Winter | B18 | 400 | 700 | 0 | 73.49 | 76.04 | 9 | 0
2020 | TVA_Transmission_2_NonRTO_Midwest | TVA_Transmission | NonRTO_Midwest | Internal | Winter | B19 | 700 | 700 | 0 | 73.16 | 74.67 | 9 | 0
2020 | TVA_Transmission_2_NonRTO_Midwest | TVA_Transmission | NonRTO_Midwest | Internal | Winter | B20 | 935 | 700 | 0 | 68.65 | 67.21 | 9 | 0
2020 | TVA_Transmission_2_PJM_ROR | TVA_Transmission | PJM_ROR | Internal | Shoulder | B11 | 25 | 2000 | 0 | 91.61 | 83.57 | 9 | 0
2020 | TVA_Transmission_2_PJM_ROR | TVA_Transmission | PJM_ROR | Internal | Shoulder | B12 | 200 | 2000 | 0 | 74.87 | 70.18 | 9 | 0
2020 | TVA_Transmission_2_PJM_ROR | TVA_Transmission | PJM_ROR | Internal | Shoulder | B13 | 600 | 2000 | 0 | 70.83 | 66.71 | 9 | 0
2020 | TVA_Transmission_2_PJM_ROR | TVA_Transmission | PJM_ROR | Internal | Shoulder | B14 | 900 | 2000 | 0 | 70.06 | 64.71 | 9 | 0
2020 | TVA_Transmission_2_PJM_ROR | TVA_Transmission | PJM_ROR | Internal | Shoulder | B15 | 1203 | 2000 | 0 | 66.93 | 60.9 | 9 | 0
2020 | TVA_Transmission_2_PJM_ROR | TVA_Transmission | PJM_ROR | Internal | Summer | B1 | 10 | 2000 | 0 | 116.42 | 107.41 | 9 | 0
2020 | TVA_Transmission_2_PJM_ROR | TVA_Transmission | PJM_ROR | Internal | Summer | B2 | 25 | 2000 | 0 | 110.06 | 104.05 | 9 | 0
2020 | TVA_Transmission_2_PJM_ROR | TVA_Transmission | PJM_ROR | Internal | Summer | B3 | 75 | 2000 | 0 | 110.06 | 101.03 | 9 | 0
2020 | TVA_Transmission_2_PJM_ROR | TVA_Transmission | PJM_ROR | Internal | Summer | B4 | 100 | 2000 | 0 | 107.04 | 101.03 | 9 | 0
2020 | TVA_Transmission_2_PJM_ROR | TVA_Transmission | PJM_ROR | Internal | Summer | B5 | 200 | 2000 | 0 | 104.1 | 98.1 | 9 | 0
2020 | TVA_Transmission_2_PJM_ROR | TVA_Transmission | PJM_ROR | Internal | Summer | B6 | 300 | 2000 | 0 | 93.61 | 87.6 | 9 | 0
2020 | TVA_Transmission_2_PJM_ROR | TVA_Transmission | PJM_ROR | Internal | Summer | B7 | 400 | 2000 | 0 | 79.29 | 71.67 | 9 | 0
2020 | TVA_Transmission_2_PJM_ROR | TVA_Transmission | PJM_ROR | Internal | Summer | B8 | 500 | 2000 | 0 | 70.89 | 64.89 | 9 | 0
2020 | TVA_Transmission_2_PJM_ROR | TVA_Transmission | PJM_ROR | Internal | Summer | B9 | 800 | 2000 | 0 | 68.59 | 62.74 | 9 | 0
2020 | TVA_Transmission_2_PJM_ROR | TVA_Transmission | PJM_ROR | Internal | Summer | B10 | 1262 | 2000 | 0 | 66.15 | 60.82 | 9 | 0
2020 | TVA_Transmission_2_PJM_ROR | TVA_Transmission | PJM_ROR | Internal | Winter | B16 | 25 | 2000 | 0 | 92.33 | 85.89 | 9 | 0
2020 | TVA_Transmission_2_PJM_ROR | TVA_Transmission | PJM_ROR | Internal | Winter | B17 | 100 | 2000 | 0 | 77.69 | 71.69 | 9 | 0
2020 | TVA_Transmission_2_PJM_ROR | TVA_Transmission | PJM_ROR | Internal | Winter | B18 | 400 | 2000 | 0 | 73.49 | 69.07 | 9 | 0
2020 | TVA_Transmission_2_PJM_ROR | TVA_Transmission | PJM_ROR | Internal | Winter | B19 | 700 | 2000 | 0 | 73.16 | 68.67 | 9 | 0
2020 | TVA_Transmission_2_PJM_ROR | TVA_Transmission | PJM_ROR | Internal | Winter | B20 | 935 | 2000 | 0 | 68.65 | 62.64 | 9 | 0
2020 | TVA_Transmission_2_SOCO | TVA_Transmission | SOCO | Internal | Shoulder | B11 | 25 | 3200 | 3200 | 91.61 | 107.59 | 9 | 6.98
2020 | TVA_Transmission_2_SOCO | TVA_Transmission | SOCO | Internal | Shoulder | B12 | 200 | 3200 | 0 | 74.87 | 76.19 | 9 | 0
2020 | TVA_Transmission_2_SOCO | TVA_Transmission | SOCO | Internal | Shoulder | B13 | 600 | 3200 | 0 | 70.83 | 69.75 | 9 | 0
2020 | TVA_Transmission_2_SOCO | TVA_Transmission | SOCO | Internal | Shoulder | B14 | 900 | 3200 | 0 | 70.06 | 69.75 | 9 | 0
2020 | TVA_Transmission_2_SOCO | TVA_Transmission | SOCO | Internal | Shoulder | B15 | 1203 | 3200 | 0 | 66.93 | 67.3 | 9 | 0
2020 | TVA_Transmission_2_SOCO | TVA_Transmission | SOCO | Internal | Summer | B1 | 10 | 3200 | 3200 | 116.42 | 125.43 | 9 | 0.01
2020 | TVA_Transmission_2_SOCO | TVA_Transmission | SOCO | Internal | Summer | B2 | 25 | 3200 | 0 | 110.06 | 112 | 9 | 0
2020 | TVA_Transmission_2_SOCO | TVA_Transmission | SOCO | Internal | Summer | B3 | 75 | 3200 | 0 | 110.06 | 112 | 9 | 0
2020 | TVA_Transmission_2_SOCO | TVA_Transmission | SOCO | Internal | Summer | B4 | 100 | 3200 | 0 | 107.04 | 112 | 9 | 0
2020 | TVA_Transmission_2_SOCO | TVA_Transmission | SOCO | Internal | Summer | B5 | 200 | 3200 | 0 | 104.1 | 109.79 | 9 | 0
2020 | TVA_Transmission_2_SOCO | TVA_Transmission | SOCO | Internal | Summer | B6 | 300 | 3200 | 3200 | 93.61 | 105.97 | 9 | 3.36
2020 | TVA_Transmission_2_SOCO | TVA_Transmission | SOCO | Internal | Summer | B7 | 400 | 3200 | 3200 | 79.29 | 96.46 | 9 | 8.16
2020 | TVA_Transmission_2_SOCO | TVA_Transmission | SOCO | Internal | Summer | B8 | 500 | 3200 | 1310.53 | 70.89 | 79.89 | 9 | 0
2020 | TVA_Transmission_2_SOCO | TVA_Transmission | SOCO | Internal | Summer | B9 | 800 | 3200 | 0 | 68.59 | 70.56 | 9 | 0
2020 | TVA_Transmission_2_SOCO | TVA_Transmission | SOCO | Internal | Summer | B10 | 1262 | 3200 | 0 | 66.15 | 66.03 | 9 | 0
2020 | TVA_Transmission_2_SOCO | TVA_Transmission | SOCO | Internal | Winter | B16 | 25 | 3200 | 3200 | 92.33 | 112.52 | 9 | 11.19
2020 | TVA_Transmission_2_SOCO | TVA_Transmission | SOCO | Internal | Winter | B17 | 100 | 3200 | 0 | 77.69 | 83.89 | 9 | 0
2020 | TVA_Transmission_2_SOCO | TVA_Transmission | SOCO | Internal | Winter | B18 | 400 | 3200 | 0 | 73.49 | 72 | 9 | 0
2020 | TVA_Transmission_2_SOCO | TVA_Transmission | SOCO | Internal | Winter | B19 | 700 | 3200 | 0 | 73.16 | 72 | 9 | 0
2020 | TVA_Transmission_2_SOCO | TVA_Transmission | SOCO | Internal | Winter | B20 | 935 | 3200 | 0 | 68.65 | 69.91 | 9 | 0
2020 | TVA_Transmission_2_TVA | TVA_Transmission | TVA | Internal | Shoulder | B11 | 25 | 99999 | 2499.99 | 91.61 | 91.62 | 0.01 | 0
2020 | TVA_Transmission_2_TVA | TVA_Transmission | TVA | Internal | Shoulder | B12 | 200 | 99999 | 0 | 74.87 | 73.92 | 0.01 | 0
2020 | TVA_Transmission_2_TVA | TVA_Transmission | TVA | Internal | Shoulder | B13 | 600 | 99999 | 0 | 70.83 | 69.86 | 0.01 | 0
2020 | TVA_Transmission_2_TVA | TVA_Transmission | TVA | Internal | Shoulder | B14 | 900 | 99999 | 0 | 70.06 | 69.86 | 0.01 | 0
2020 | TVA_Transmission_2_TVA | TVA_Transmission | TVA | Internal | Shoulder | B15 | 1203 | 99999 | 3437.93 | 66.93 | 66.94 | 0.01 | 0
2020 | TVA_Transmission_2_TVA | TVA_Transmission | TVA | Internal | Summer | B1 | 10 | 99999 | 4500 | 116.42 | 116.43 | 0.01 | 0
2020 | TVA_Transmission_2_TVA | TVA_Transmission | TVA | Internal | Summer | B2 | 25 | 99999 | 5611.7 | 110.06 | 110.07 | 0.01 | 0
2020 | TVA_Transmission_2_TVA | TVA_Transmission | TVA | Internal | Summer | B3 | 75 | 99999 | 4095.03 | 110.06 | 110.07 | 0.01 | 0
2020 | TVA_Transmission_2_TVA | TVA_Transmission | TVA | Internal | Summer | B4 | 100 | 99999 | 3394.22 | 107.04 | 107.05 | 0.01 | 0
2020 | TVA_Transmission_2_TVA | TVA_Transmission | TVA | Internal | Summer | B5 | 200 | 99999 | 1787.26 | 104.1 | 104.11 | 0.01 | 0
2020 | TVA_Transmission_2_TVA | TVA_Transmission | TVA | Internal | Summer | B6 | 300 | 99999 | 13.75 | 93.61 | 93.62 | 0.01 | 0
2020 | TVA_Transmission_2_TVA | TVA_Transmission | TVA | Internal | Summer | B7 | 400 | 99999 | 0 | 79.29 | 70.28 | 0.01 | 0
2020 | TVA_Transmission_2_TVA | TVA_Transmission | TVA | Internal | Summer | B8 | 500 | 99999 | 0 | 70.89 | 68.46 | 0.01 | 0
2020 | TVA_Transmission_2_TVA | TVA_Transmission | TVA | Internal | Summer | B9 | 800 | 99999 | 0 | 68.59 | 68.46 | 0.01 | 0
2020 | TVA_Transmission_2_TVA | TVA_Transmission | TVA | Internal | Summer | B10 | 1262 | 99999 | 0 | 66.15 | 65.62 | 0.01 | 0
2020 | TVA_Transmission_2_TVA | TVA_Transmission | TVA | Internal | Winter | B16 | 25 | 99999 | 3918.06 | 92.33 | 92.34 | 0.01 | 0
2020 | TVA_Transmission_2_TVA | TVA_Transmission | TVA | Internal | Winter | B17 | 100 | 99999 | 611.24 | 77.69 | 77.7 | 0.01 | 0
2020 | TVA_Transmission_2_TVA | TVA_Transmission | TVA | Internal | Winter | B18 | 400 | 99999 | 0 | 73.49 | 72.6 | 0.01 | 0
2020 | TVA_Transmission_2_TVA | TVA_Transmission | TVA | Internal | Winter | B19 | 700 | 99999 | 0 | 73.16 | 72.6 | 0.01 | 0
2020 | TVA_Transmission_2_TVA | TVA_Transmission | TVA | Internal | Winter | B20 | 935 | 99999 | 2996.14 | 68.65 | 68.66 | 0.01 | 0
2020 | TVA_Transmission_2_VACAR | TVA_Transmission | VACAR | Internal | Shoulder | B11 | 25 | 900 | 0 | 91.61 | 100.59 | 9 | 0
2020 | TVA_Transmission_2_VACAR | TVA_Transmission | VACAR | Internal | Shoulder | B12 | 200 | 900 | 0 | 74.87 | 82.92 | 9 | 0
2020 | TVA_Transmission_2_VACAR | TVA_Transmission | VACAR | Internal | Shoulder | B13 | 600 | 900 | 0 | 70.83 | 72.71 | 9 | 0
2020 | TVA_Transmission_2_VACAR | TVA_Transmission | VACAR | Internal | Shoulder | B14 | 900 | 900 | 0 | 70.06 | 70.71 | 9 | 0
2020 | TVA_Transmission_2_VACAR | TVA_Transmission | VACAR | Internal | Shoulder | B15 | 1203 | 900 | 0 | 66.93 | 66.9 | 9 | 0
2020 | TVA_Transmission_2_VACAR | TVA_Transmission | VACAR | Internal | Summer | B1 | 10 | 900 | 900 | 116.42 | 135.43 | 9 | 10.01
2020 | TVA_Transmission_2_VACAR | TVA_Transmission | VACAR | Internal | Summer | B2 | 25 | 900 | 496.72 | 110.06 | 119.06 | 9 | 0
2020 | TVA_Transmission_2_VACAR | TVA_Transmission | VACAR | Internal | Summer | B3 | 75 | 900 | 0 | 110.06 | 112.67 | 9 | 0
2020 | TVA_Transmission_2_VACAR | TVA_Transmission | VACAR | Internal | Summer | B4 | 100 | 900 | 0 | 107.04 | 112.67 | 9 | 0
2020 | TVA_Transmission_2_VACAR | TVA_Transmission | VACAR | Internal | Summer | B5 | 200 | 900 | 0 | 104.1 | 112.67 | 9 | 0
2020 | TVA_Transmission_2_VACAR | TVA_Transmission | VACAR | Internal | Summer | B6 | 300 | 900 | 442.95 | 93.61 | 102.61 | 9 | 0
2020 | TVA_Transmission_2_VACAR | TVA_Transmission | VACAR | Internal | Summer | B7 | 400 | 900 | 900 | 79.29 | 91.47 | 9 | 3.18
2020 | TVA_Transmission_2_VACAR | TVA_Transmission | VACAR | Internal | Summer | B8 | 500 | 900 | 0 | 70.89 | 75.59 | 9 | 0
2020 | TVA_Transmission_2_VACAR | TVA_Transmission | VACAR | Internal | Summer | B9 | 800 | 900 | 0 | 68.59 | 68.79 | 9 | 0
2020 | TVA_Transmission_2_VACAR | TVA_Transmission | VACAR | Internal | Summer | B10 | 1262 | 900 | 0 | 66.15 | 66.82 | 9 | 0
2020 | TVA_Transmission_2_VACAR | TVA_Transmission | VACAR | Internal | Winter | B16 | 25 | 900 | 900 | 92.33 | 122.52 | 9 | 21.19
2020 | TVA_Transmission_2_VACAR | TVA_Transmission | VACAR | Internal | Winter | B17 | 100 | 900 | 900 | 77.69 | 93.89 | 9 | 7.2
2020 | TVA_Transmission_2_VACAR | TVA_Transmission | VACAR | Internal | Winter | B18 | 400 | 900 | 0 | 73.49 | 76.3 | 9 | 0
2020 | TVA_Transmission_2_VACAR | TVA_Transmission | VACAR | Internal | Winter | B19 | 700 | 900 | 0 | 73.16 | 75.06 | 9 | 0
2020 | TVA_Transmission_2_VACAR | TVA_Transmission | VACAR | Internal | Winter | B20 | 935 | 900 | 0 | 68.65 | 68.64 | 9 | 0
2020 | VACAR_2_PJM_ROR | VACAR | PJM_ROR | Internal | Shoulder | B11 | 25 | 2000 | 0 | 100.59 | 83.57 | 7 | 0
2020 | VACAR_2_PJM_ROR | VACAR | PJM_ROR | Internal | Shoulder | B12 | 200 | 2000 | 0 | 82.92 | 70.18 | 7 | 0
2020 | VACAR_2_PJM_ROR | VACAR | PJM_ROR | Internal | Shoulder | B13 | 600 | 2000 | 0 | 72.71 | 66.71 | 7 | 0
2020 | VACAR_2_PJM_ROR | VACAR | PJM_ROR | Internal | Shoulder | B14 | 900 | 2000 | 0 | 70.71 | 64.71 | 7 | 0
2020 | VACAR_2_PJM_ROR | VACAR | PJM_ROR | Internal | Shoulder | B15 | 1203 | 2000 | 0 | 66.9 | 60.9 | 7 | 0
2020 | VACAR_2_PJM_ROR | VACAR | PJM_ROR | Internal | Summer | B1 | 10 | 2000 | 0 | 135.43 | 107.41 | 7 | 0
2020 | VACAR_2_PJM_ROR | VACAR | PJM_ROR | Internal | Summer | B2 | 25 | 2000 | 0 | 119.06 | 104.05 | 7 | 0
2020 | VACAR_2_PJM_ROR | VACAR | PJM_ROR | Internal | Summer | B3 | 75 | 2000 | 0 | 112.67 | 101.03 | 7 | 0
2020 | VACAR_2_PJM_ROR | VACAR | PJM_ROR | Internal | Summer | B4 | 100 | 2000 | 0 | 112.67 | 101.03 | 7 | 0
2020 | VACAR_2_PJM_ROR | VACAR | PJM_ROR | Internal | Summer | B5 | 200 | 2000 | 0 | 112.67 | 98.1 | 7 | 0
2020 | VACAR_2_PJM_ROR | VACAR | PJM_ROR | Internal | Summer | B6 | 300 | 2000 | 0 | 102.61 | 87.6 | 7 | 0
2020 | VACAR_2_PJM_ROR | VACAR | PJM_ROR | Internal | Summer | B7 | 400 | 2000 | 0 | 91.47 | 71.67 | 7 | 0
2020 | VACAR_2_PJM_ROR | VACAR | PJM_ROR | Internal | Summer | B8 | 500 | 2000 | 0 | 75.59 | 64.89 | 7 | 0
2020 | VACAR_2_PJM_ROR | VACAR | PJM_ROR | Internal | Summer | B9 | 800 | 2000 | 0 | 68.79 | 62.74 | 7 | 0
2020 | VACAR_2_PJM_ROR | VACAR | PJM_ROR | Internal | Summer | B10 | 1262 | 2000 | 0 | 66.82 | 60.82 | 7 | 0
2020 | VACAR_2_PJM_ROR | VACAR | PJM_ROR | Internal | Winter | B16 | 25 | 2000 | 0 | 122.52 | 85.89 | 7 | 0
2020 | VACAR_2_PJM_ROR | VACAR | PJM_ROR | Internal | Winter | B17 | 100 | 2000 | 0 | 93.89 | 71.69 | 7 | 0
2020 | VACAR_2_PJM_ROR | VACAR | PJM_ROR | Internal | Winter | B18 | 400 | 2000 | 0 | 76.3 | 69.07 | 7 | 0
2020 | VACAR_2_PJM_ROR | VACAR | PJM_ROR | Internal | Winter | B19 | 700 | 2000 | 0 | 75.06 | 68.67 | 7 | 0
2020 | VACAR_2_PJM_ROR | VACAR | PJM_ROR | Internal | Winter | B20 | 935 | 2000 | 0 | 68.64 | 62.64 | 7 | 0
2020 | VACAR_2_SOCO | VACAR | SOCO | Internal | Shoulder | B11 | 25 | 3000 | 1230.75 | 100.59 | 107.59 | 7 | 0
2020 | VACAR_2_SOCO | VACAR | SOCO | Internal | Shoulder | B12 | 200 | 3000 | 0 | 82.92 | 76.19 | 7 | 0
2020 | VACAR_2_SOCO | VACAR | SOCO | Internal | Shoulder | B13 | 600 | 3000 | 0 | 72.71 | 69.75 | 7 | 0
2020 | VACAR_2_SOCO | VACAR | SOCO | Internal | Shoulder | B14 | 900 | 3000 | 0 | 70.71 | 69.75 | 7 | 0
2020 | VACAR_2_SOCO | VACAR | SOCO | Internal | Shoulder | B15 | 1203 | 3000 | 0 | 66.9 | 67.3 | 7 | 0
2020 | VACAR_2_SOCO | VACAR | SOCO | Internal | Summer | B1 | 10 | 3000 | 0 | 135.43 | 125.43 | 7 | 0
2020 | VACAR_2_SOCO | VACAR | SOCO | Internal | Summer | B2 | 25 | 3000 | 0 | 119.06 | 112 | 7 | 0
2020 | VACAR_2_SOCO | VACAR | SOCO | Internal | Summer | B3 | 75 | 3000 | 0 | 112.67 | 112 | 7 | 0
2020 | VACAR_2_SOCO | VACAR | SOCO | Internal | Summer | B4 | 100 | 3000 | 0 | 112.67 | 112 | 7 | 0
2020 | VACAR_2_SOCO | VACAR | SOCO | Internal | Summer | B5 | 200 | 3000 | 0 | 112.67 | 109.79 | 7 | 0
2020 | VACAR_2_SOCO | VACAR | SOCO | Internal | Summer | B6 | 300 | 3000 | 0 | 102.61 | 105.97 | 7 | 0
2020 | VACAR_2_SOCO | VACAR | SOCO | Internal | Summer | B7 | 400 | 3000 | 0 | 91.47 | 96.46 | 7 | 0
2020 | VACAR_2_SOCO | VACAR | SOCO | Internal | Summer | B8 | 500 | 3000 | 0 | 75.59 | 79.89 | 7 | 0
2020 | VACAR_2_SOCO | VACAR | SOCO | Internal | Summer | B9 | 800 | 3000 | 0 | 68.79 | 70.56 | 7 | 0
2020 | VACAR_2_SOCO | VACAR | SOCO | Internal | Summer | B10 | 1262 | 3000 | 0 | 66.82 | 66.03 | 7 | 0
2020 | VACAR_2_SOCO | VACAR | SOCO | Internal | Winter | B16 | 25 | 3000 | 0 | 122.52 | 112.52 | 7 | 0
2020 | VACAR_2_SOCO | VACAR | SOCO | Internal | Winter | B17 | 100 | 3000 | 0 | 93.89 | 83.89 | 7 | 0
2020 | VACAR_2_SOCO | VACAR | SOCO | Internal | Winter | B18 | 400 | 3000 | 0 | 76.3 | 72 | 7 | 0
2020 | VACAR_2_SOCO | VACAR | SOCO | Internal | Winter | B19 | 700 | 3000 | 0 | 75.06 | 72 | 7 | 0
2020 | VACAR_2_SOCO | VACAR | SOCO | Internal | Winter | B20 | 935 | 3000 | 0 | 68.64 | 69.91 | 7 | 0
2020 | VACAR_2_TVA_Transmission | VACAR | TVA_Transmission | Internal | Shoulder | B11 | 25 | 900 | 0 | 100.59 | 91.61 | 7 | 0
2020 | VACAR_2_TVA_Transmission | VACAR | TVA_Transmission | Internal | Shoulder | B12 | 200 | 900 | 0 | 82.92 | 74.87 | 7 | 0
2020 | VACAR_2_TVA_Transmission | VACAR | TVA_Transmission | Internal | Shoulder | B13 | 600 | 900 | 0 | 72.71 | 70.83 | 7 | 0
2020 | VACAR_2_TVA_Transmission | VACAR | TVA_Transmission | Internal | Shoulder | B14 | 900 | 900 | 0 | 70.71 | 70.06 | 7 | 0
2020 | VACAR_2_TVA_Transmission | VACAR | TVA_Transmission | Internal | Shoulder | B15 | 1203 | 900 | 0 | 66.9 | 66.93 | 7 | 0
2020 | VACAR_2_TVA_Transmission | VACAR | TVA_Transmission | Internal | Summer | B1 | 10 | 900 | 0 | 135.43 | 116.42 | 7 | 0
2020 | VACAR_2_TVA_Transmission | VACAR | TVA_Transmission | Internal | Summer | B2 | 25 | 900 | 0 | 119.06 | 110.06 | 7 | 0
2020 | VACAR_2_TVA_Transmission | VACAR | TVA_Transmission | Internal | Summer | B3 | 75 | 900 | 0 | 112.67 | 110.06 | 7 | 0
2020 | VACAR_2_TVA_Transmission | VACAR | TVA_Transmission | Internal | Summer | B4 | 100 | 900 | 0 | 112.67 | 107.04 | 7 | 0
2020 | VACAR_2_TVA_Transmission | VACAR | TVA_Transmission | Internal | Summer | B5 | 200 | 900 | 0 | 112.67 | 104.1 | 7 | 0
2020 | VACAR_2_TVA_Transmission | VACAR | TVA_Transmission | Internal | Summer | B6 | 300 | 900 | 0 | 102.61 | 93.61 | 7 | 0
2020 | VACAR_2_TVA_Transmission | VACAR | TVA_Transmission | Internal | Summer | B7 | 400 | 900 | 0 | 91.47 | 79.29 | 7 | 0
2020 | VACAR_2_TVA_Transmission | VACAR | TVA_Transmission | Internal | Summer | B8 | 500 | 900 | 0 | 75.59 | 70.89 | 7 | 0
2020 | VACAR_2_TVA_Transmission | VACAR | TVA_Transmission | Internal | Summer | B9 | 800 | 900 | 0 | 68.79 | 68.59 | 7 | 0
2020 | VACAR_2_TVA_Transmission | VACAR | TVA_Transmission | Internal | Summer | B10 | 1262 | 900 | 0 | 66.82 | 66.15 | 7 | 0
2020 | VACAR_2_TVA_Transmission | VACAR | TVA_Transmission | Internal | Winter | B16 | 25 | 900 | 0 | 122.52 | 92.33 | 7 | 0
2020 | VACAR_2_TVA_Transmission | VACAR | TVA_Transmission | Internal | Winter | B17 | 100 | 900 | 0 | 93.89 | 77.69 | 7 | 0
2020 | VACAR_2_TVA_Transmission | VACAR | TVA_Transmission | Internal | Winter | B18 | 400 | 900 | 0 | 76.3 | 73.49 | 7 | 0
2020 | VACAR_2_TVA_Transmission | VACAR | TVA_Transmission | Internal | Winter | B19 | 700 | 900 | 0 | 75.06 | 73.16 | 7 | 0
2020 | VACAR_2_TVA_Transmission | VACAR | TVA_Transmission | Internal | Winter | B20 | 935 | 900 | 0 | 68.64 | 68.65 | 7 | 0
2025 | ENT_2_MISO_MO-IL | ENT | MISO_MO-IL | Internal | Shoulder | B11 | 25 | 2260 | 0 | 78.92 | 78.92 | 8 | 0
2025 | ENT_2_MISO_MO-IL | ENT | MISO_MO-IL | Internal | Shoulder | B12 | 200 | 2260 | 0 | 71.63 | 71.63 | 8 | 0
2025 | ENT_2_MISO_MO-IL | ENT | MISO_MO-IL | Internal | Shoulder | B13 | 600 | 2260 | 0 | 69.98 | 69.93 | 8 | 0
2025 | ENT_2_MISO_MO-IL | ENT | MISO_MO-IL | Internal | Shoulder | B14 | 900 | 2260 | 0 | 67.24 | 67.24 | 8 | 0
2025 | ENT_2_MISO_MO-IL | ENT | MISO_MO-IL | Internal | Shoulder | B15 | 1203 | 2260 | 0 | 61.51 | 58.96 | 8 | 0
2025 | ENT_2_MISO_MO-IL | ENT | MISO_MO-IL | Internal | Summer | B1 | 10 | 2260 | 2260 | 117.65 | 148.48 | 8 | 22.83
2025 | ENT_2_MISO_MO-IL | ENT | MISO_MO-IL | Internal | Summer | B2 | 25 | 2260 | 0 | 117.65 | 117.65 | 8 | 0
2025 | ENT_2_MISO_MO-IL | ENT | MISO_MO-IL | Internal | Summer | B3 | 75 | 2260 | 0 | 119.74 | 114.02 | 8 | 0
2025 | ENT_2_MISO_MO-IL | ENT | MISO_MO-IL | Internal | Summer | B4 | 100 | 2260 | 0 | 113.3 | 113.3 | 8 | 0
2025 | ENT_2_MISO_MO-IL | ENT | MISO_MO-IL | Internal | Summer | B5 | 200 | 2260 | 0 | 109.49 | 109.49 | 8 | 0
2025 | ENT_2_MISO_MO-IL | ENT | MISO_MO-IL | Internal | Summer | B6 | 300 | 2260 | 0 | 103.6 | 103.6 | 8 | 0
2025 | ENT_2_MISO_MO-IL | ENT | MISO_MO-IL | Internal | Summer | B7 | 400 | 2260 | 0 | 81.89 | 81.89 | 8 | 0
2025 | ENT_2_MISO_MO-IL | ENT | MISO_MO-IL | Internal | Summer | B8 | 500 | 2260 | 0 | 73.91 | 73.91 | 8 | 0
2025 | ENT_2_MISO_MO-IL | ENT | MISO_MO-IL | Internal | Summer | B9 | 800 | 2260 | 0 | 71.61 | 67.1 | 8 | 0
2025 | ENT_2_MISO_MO-IL | ENT | MISO_MO-IL | Internal | Summer | B10 | 1262 | 2260 | 0 | 62.19 | 59.64 | 8 | 0
2025 | ENT_2_MISO_MO-IL | ENT | MISO_MO-IL | Internal | Winter | B16 | 25 | 2260 | 0 | 76.08 | 70.62 | 8 | 0
2025 | ENT_2_MISO_MO-IL | ENT | MISO_MO-IL | Internal | Winter | B17 | 100 | 2260 | 0 | 73.53 | 75.05 | 8 | 0
2025 | ENT_2_MISO_MO-IL | ENT | MISO_MO-IL | Internal | Winter | B18 | 400 | 2260 | 0 | 72.79 | 72.78 | 8 | 0
2025 | ENT_2_MISO_MO-IL | ENT | MISO_MO-IL | Internal | Winter | B19 | 700 | 2260 | 0 | 70.47 | 70.47 | 8 | 0
2025 | ENT_2_MISO_MO-IL | ENT | MISO_MO-IL | Internal | Winter | B20 | 935 | 2260 | 0 | 63.95 | 61.45 | 8 | 0
2025 | ENT_2_SOCO | ENT | SOCO | Internal | Shoulder | B11 | 25 | 2000 | 2000 | 78.92 | 112.9 | 8 | 25.97
2025 | ENT_2_SOCO | ENT | SOCO | Internal | Shoulder | B12 | 200 | 2000 | 694.61 | 71.63 | 79.63 | 8 | 0
2025 | ENT_2_SOCO | ENT | SOCO | Internal | Shoulder | B13 | 600 | 2000 | 0 | 69.98 | 75.24 | 8 | 0
2025 | ENT_2_SOCO | ENT | SOCO | Internal | Shoulder | B14 | 900 | 2000 | 566.23 | 67.24 | 75.24 | 8 | 0
2025 | ENT_2_SOCO | ENT | SOCO | Internal | Shoulder | B15 | 1203 | 2000 | 2000 | 61.51 | 72.59 | 8 | 3.08
2025 | ENT_2_SOCO | ENT | SOCO | Internal | Summer | B1 | 10 | 2000 | 2000 | 117.65 | 741.19 | 8 | 615.53
2025 | ENT_2_SOCO | ENT | SOCO | Internal | Summer | B2 | 25 | 2000 | 2000 | 117.65 | 571.76 | 8 | 446.1
2025 | ENT_2_SOCO | ENT | SOCO | Internal | Summer | B3 | 75 | 2000 | 2000 | 119.74 | 130.11 | 8 | 2.37
2025 | ENT_2_SOCO | ENT | SOCO | Internal | Summer | B4 | 100 | 2000 | 36.72 | 113.3 | 121.3 | 8 | 0
2025 | ENT_2_SOCO | ENT | SOCO | Internal | Summer | B5 | 200 | 2000 | 2000 | 109.49 | 118.02 | 8 | 0.53
2025 | ENT_2_SOCO | ENT | SOCO | Internal | Summer | B6 | 300 | 2000 | 2000 | 103.6 | 118.02 | 8 | 6.42
2025 | ENT_2_SOCO | ENT | SOCO | Internal | Summer | B7 | 400 | 2000 | 2000 | 81.89 | 98.89 | 8 | 9
2025 | ENT_2_SOCO | ENT | SOCO | Internal | Summer | B8 | 500 | 2000 | 2000 | 73.91 | 87.94 | 8 | 6.03
2025 | ENT_2_SOCO | ENT | SOCO | Internal | Summer | B9 | 800 | 2000 | 0 | 71.61 | 78.72 | 8 | 0
2025 | ENT_2_SOCO | ENT | SOCO | Internal | Summer | B10 | 1262 | 2000 | 2000 | 62.19 | 71.19 | 8 | 1.01
2025 | ENT_2_SOCO | ENT | SOCO | Internal | Winter | B16 | 25 | 2000 | 2000 | 76.08 | 116.9 | 8 | 32.82
2025 | ENT_2_SOCO | ENT | SOCO | Internal | Winter | B17 | 100 | 2000 | 2000 | 73.53 | 86.12 | 8 | 4.58
2025 | ENT_2_SOCO | ENT | SOCO | Internal | Winter | B18 | 400 | 2000 | 0 | 72.79 | 77.85 | 8 | 0
2025 | ENT_2_SOCO | ENT | SOCO | Internal | Winter | B19 | 700 | 2000 | 0 | 70.47 | 77.85 | 8 | 0
2025 | ENT_2_SOCO | ENT | SOCO | Internal | Winter | B20 | 935 | 2000 | 2000 | 63.95 | 75.48 | 8 | 3.53
2025 | ENT_2_TVA_Transmission | ENT | TVA_Transmission | Internal | Shoulder | B11 | 25 | 2100 | 2100 | 78.92 | 91.65 | 8 | 4.73
2025 | ENT_2_TVA_Transmission | ENT | TVA_Transmission | Internal | Shoulder | B12 | 200 | 2100 | 981.98 | 71.63 | 79.63 | 8 | 0
2025 | ENT_2_TVA_Transmission | ENT | TVA_Transmission | Internal | Shoulder | B13 | 600 | 2100 | 0 | 69.98 | 77.92 | 8 | 0
2025 | ENT_2_TVA_Transmission | ENT | TVA_Transmission | Internal | Shoulder | B14 | 900 | 2100 | 433.75 | 67.24 | 75.24 | 8 | 0
2025 | ENT_2_TVA_Transmission | ENT | TVA_Transmission | Internal | Shoulder | B15 | 1203 | 2100 | 0 | 61.51 | 66.96 | 8 | 0
2025 | ENT_2_TVA_Transmission | ENT | TVA_Transmission | Internal | Summer | B1 | 10 | 2100 | 2100 | 117.65 | 164.47 | 8 | 38.82
2025 | ENT_2_TVA_Transmission | ENT | TVA_Transmission | Internal | Summer | B2 | 25 | 2100 | 2100 | 117.65 | 133.64 | 8 | 7.99
2025 | ENT_2_TVA_Transmission | ENT | TVA_Transmission | Internal | Summer | B3 | 75 | 2100 | 0 | 119.74 | 125.21 | 8 | 0
2025 | ENT_2_TVA_Transmission | ENT | TVA_Transmission | Internal | Summer | B4 | 100 | 2100 | 52.58 | 113.3 | 121.3 | 8 | 0
2025 | ENT_2_TVA_Transmission | ENT | TVA_Transmission | Internal | Summer | B5 | 200 | 2100 | 441.11 | 109.49 | 117.49 | 8 | 0
2025 | ENT_2_TVA_Transmission | ENT | TVA_Transmission | Internal | Summer | B6 | 300 | 2100 | 14.02 | 103.6 | 111.6 | 8 | 0
2025 | ENT_2_TVA_Transmission | ENT | TVA_Transmission | Internal | Summer | B7 | 400 | 2100 | 996.62 | 81.89 | 89.89 | 8 | 0
2025 | ENT_2_TVA_Transmission | ENT | TVA_Transmission | Internal | Summer | B8 | 500 | 2100 | 0 | 73.91 | 78.94 | 8 | 0
2025 | ENT_2_TVA_Transmission | ENT | TVA_Transmission | Internal | Summer | B9 | 800 | 2100 | 0 | 71.61 | 75.08 | 8 | 0
2025 | ENT_2_TVA_Transmission | ENT | TVA_Transmission | Internal | Summer | B10 | 1262 | 2100 | 0 | 62.19 | 67.64 | 8 | 0
2025 | ENT_2_TVA_Transmission | ENT | TVA_Transmission | Internal | Winter | B16 | 25 | 2100 | 2100 | 76.08 | 96.63 | 8 | 12.55
2025 | ENT_2_TVA_Transmission | ENT | TVA_Transmission | Internal | Winter | B17 | 100 | 2100 | 2100 | 73.53 | 83.05 | 8 | 1.52
2025 | ENT_2_TVA_Transmission | ENT | TVA_Transmission | Internal | Winter | B18 | 400 | 2100 | 0 | 72.79 | 80.78 | 8 | 0
2025 | ENT_2_TVA_Transmission | ENT | TVA_Transmission | Internal | Winter | B19 | 700 | 2100 | 168.27 | 70.47 | 78.47 | 8 | 0
2025 | ENT_2_TVA_Transmission | ENT | TVA_Transmission | Internal | Winter | B20 | 935 | 2100 | 0 | 63.95 | 69.46 | 8 | 0
2025 | FRCC_2_SOCO | FRCC | SOCO | Internal | Shoulder | B11 | 25 | 900 | 0 | 123.22 | 112.9 | 8 | 0
2025 | FRCC_2_SOCO | FRCC | SOCO | Internal | Shoulder | B12 | 200 | 900 | 0 | 83.28 | 79.63 | 8 | 0
2025 | FRCC_2_SOCO | FRCC | SOCO | Internal | Shoulder | B13 | 600 | 900 | 0 | 81.22 | 75.24 | 8 | 0
2025 | FRCC_2_SOCO | FRCC | SOCO | Internal | Shoulder | B14 | 900 | 900 | 0 | 77.82 | 75.24 | 8 | 0
2025 | FRCC_2_SOCO | FRCC | SOCO | Internal | Shoulder | B15 | 1203 | 900 | 0 | 77.82 | 72.59 | 8 | 0
2025 | FRCC_2_SOCO | FRCC | SOCO | Internal | Summer | B1 | 10 | 900 | 0 | 751.19 | 741.19 | 8 | 0
2025 | FRCC_2_SOCO | FRCC | SOCO | Internal | Summer | B2 | 25 | 900 | 0 | 581.76 | 571.76 | 8 | 0
2025 | FRCC_2_SOCO | FRCC | SOCO | Internal | Summer | B3 | 75 | 900 | 0 | 140.11 | 130.11 | 8 | 0
2025 | FRCC_2_SOCO | FRCC | SOCO | Internal | Summer | B4 | 100 | 900 | 0 | 125.1 | 121.3 | 8 | 0
2025 | FRCC_2_SOCO | FRCC | SOCO | Internal | Summer | B5 | 200 | 900 | 0 | 125.07 | 118.02 | 8 | 0
2025 | FRCC_2_SOCO | FRCC | SOCO | Internal | Summer | B6 | 300 | 900 | 0 | 125.07 | 118.02 | 8 | 0
2025 | FRCC_2_SOCO | FRCC | SOCO | Internal | Summer | B7 | 400 | 900 | 0 | 108.89 | 98.89 | 8 | 0
2025 | FRCC_2_SOCO | FRCC | SOCO | Internal | Summer | B8 | 500 | 900 | 0 | 80.38 | 87.94 | 8 | 0
2025 | FRCC_2_SOCO | FRCC | SOCO | Internal | Summer | B9 | 800 | 900 | 0 | 77.01 | 78.72 | 8 | 0
2025 | FRCC_2_SOCO | FRCC | SOCO | Internal | Summer | B10 | 1262 | 900 | 0 | 77.01 | 71.19 | 8 | 0
2025 | FRCC_2_SOCO | FRCC | SOCO | Internal | Winter | B16 | 25 | 900 | 0 | 126.9 | 116.9 | 8 | 0
2025 | FRCC_2_SOCO | FRCC | SOCO | Internal | Winter | B17 | 100 | 900 | 0 | 83.78 | 86.12 | 8 | 0
2025 | FRCC_2_SOCO | FRCC | SOCO | Internal | Winter | B18 | 400 | 900 | 0 | 82.68 | 77.85 | 8 | 0
2025 | FRCC_2_SOCO | FRCC | SOCO | Internal | Winter | B19 | 700 | 900 | 0 | 80.28 | 77.85 | 8 | 0
2025 | FRCC_2_SOCO | FRCC | SOCO | Internal | Winter | B20 | 935 | 900 | 0 | 80.28 | 75.48 | 8 | 0
2025 | HQ_NEISO_2_NEISO | HQ_NEISO | NEISO | Internal | Shoulder | B11 | 25 | 99999 | 3633.08 | 57.31 | 57.32 | 0.01 | 0
2025 | HQ_NEISO_2_NEISO | HQ_NEISO | NEISO | Internal | Shoulder | B12 | 200 | 99999 | 3625.93 | 57.31 | 57.32 | 0.01 | 0
2025 | HQ_NEISO_2_NEISO | HQ_NEISO | NEISO | Internal | Shoulder | B13 | 600 | 99999 | 3597.78 | 57.31 | 57.32 | 0.01 | 0
2025 | HQ_NEISO_2_NEISO | HQ_NEISO | NEISO | Internal | Shoulder | B14 | 900 | 99999 | 3548.53 | 57.31 | 57.32 | 0.01 | 0
2025 | HQ_NEISO_2_NEISO | HQ_NEISO | NEISO | Internal | Shoulder | B15 | 1203 | 99999 | 1636.15 | 57.31 | 57.32 | 0.01 | 0
2025 | HQ_NEISO_2_NEISO | HQ_NEISO | NEISO | Internal | Summer | B1 | 10 | 99999 | 4031.99 | 445.41 | 445.42 | 0.01 | 0
2025 | HQ_NEISO_2_NEISO | HQ_NEISO | NEISO | Internal | Summer | B2 | 25 | 99999 | 3984.73 | 445.41 | 445.42 | 0.01 | 0
2025 | HQ_NEISO_2_NEISO | HQ_NEISO | NEISO | Internal | Summer | B3 | 75 | 99999 | 3890.52 | 104.51 | 104.52 | 0.01 | 0
2025 | HQ_NEISO_2_NEISO | HQ_NEISO | NEISO | Internal | Summer | B4 | 100 | 99999 | 3809.45 | 84.55 | 84.56 | 0.01 | 0
2025 | HQ_NEISO_2_NEISO | HQ_NEISO | NEISO | Internal | Summer | B5 | 200 | 99999 | 3765.4 | 77.58 | 77.6 | 0.01 | 0
2025 | HQ_NEISO_2_NEISO | HQ_NEISO | NEISO | Internal | Summer | B6 | 300 | 99999 | 3715.73 | 73.48 | 73.5 | 0.01 | 0
2025 | HQ_NEISO_2_NEISO | HQ_NEISO | NEISO | Internal | Summer | B7 | 400 | 99999 | 3658.8 | 61.18 | 61.19 | 0.01 | 0
2025 | HQ_NEISO_2_NEISO | HQ_NEISO | NEISO | Internal | Summer | B8 | 500 | 99999 | 3614.05 | 61.18 | 61.19 | 0.01 | 0
2025 | HQ_NEISO_2_NEISO | HQ_NEISO | NEISO | Internal | Summer | B9 | 800 | 99999 | 3559.23 | 56.4 | 56.42 | 0.01 | 0
2025 | HQ_NEISO_2_NEISO | HQ_NEISO | NEISO | Internal | Summer | B10 | 1262 | 99999 | 1305.03 | 56.4 | 56.42 | 0.01 | 0
2025 | HQ_NEISO_2_NEISO | HQ_NEISO | NEISO | Internal | Winter | B16 | 25 | 99999 | 3732.2 | 65.64 | 65.65 | 0.01 | 0
2025 | HQ_NEISO_2_NEISO | HQ_NEISO | NEISO | Internal | Winter | B17 | 100 | 99999 | 3692.42 | 65.64 | 65.65 | 0.01 | 0
2025 | HQ_NEISO_2_NEISO | HQ_NEISO | NEISO | Internal | Winter | B18 | 400 | 99999 | 3661.97 | 64.46 | 64.47 | 0.01 | 0
2025 | HQ_NEISO_2_NEISO | HQ_NEISO | NEISO | Internal | Winter | B19 | 700 | 99999 | 3605.25 | 64.46 | 64.47 | 0.01 | 0
2025 | HQ_NEISO_2_NEISO | HQ_NEISO | NEISO | Internal | Winter | B20 | 935 | 99999 | 1783.97 | 64.46 | 64.47 | 0.01 | 0
2025 | HQ_NY_2_NYISO_A-F | HQ_NY | NYISO_A-F | Internal | Shoulder | B11 | 25 | 99999 | 2691.25 | 60.31 | 60.32 | 0.01 | 0
2025 | HQ_NY_2_NYISO_A-F | HQ_NY | NYISO_A-F | Internal | Shoulder | B12 | 200 | 99999 | 2724.3 | 65.64 | 65.65 | 0.01 | 0
2025 | HQ_NY_2_NYISO_A-F | HQ_NY | NYISO_A-F | Internal | Shoulder | B13 | 600 | 99999 | 2662.86 | 60.29 | 60.3 | 0.01 | 0
2025 | HQ_NY_2_NYISO_A-F | HQ_NY | NYISO_A-F | Internal | Shoulder | B14 | 900 | 99999 | 2561.4 | 60.29 | 60.3 | 0.01 | 0
2025 | HQ_NY_2_NYISO_A-F | HQ_NY | NYISO_A-F | Internal | Shoulder | B15 | 1203 | 99999 | 1489.61 | 60.29 | 60.3 | 0.01 | 0
2025 | HQ_NY_2_NYISO_A-F | HQ_NY | NYISO_A-F | Internal | Summer | B1 | 10 | 99999 | 3333.15 | 96.86 | 96.87 | 0.01 | 0
2025 | HQ_NY_2_NYISO_A-F | HQ_NY | NYISO_A-F | Internal | Summer | B2 | 25 | 99999 | 3246 | 96.86 | 96.87 | 0.01 | 0
2025 | HQ_NY_2_NYISO_A-F | HQ_NY | NYISO_A-F | Internal | Summer | B3 | 75 | 99999 | 3115.24 | 81.55 | 81.56 | 0.01 | 0
2025 | HQ_NY_2_NYISO_A-F | HQ_NY | NYISO_A-F | Internal | Summer | B4 | 100 | 99999 | 2974.95 | 81.55 | 81.56 | 0.01 | 0
2025 | HQ_NY_2_NYISO_A-F | HQ_NY | NYISO_A-F | Internal | Summer | B5 | 200 | 99999 | 2890.23 | 74.58 | 74.6 | 0.01 | 0
2025 | HQ_NY_2_NYISO_A-F | HQ_NY | NYISO_A-F | Internal | Summer | B6 | 300 | 99999 | 2805.65 | 70.48 | 70.5 | 0.01 | 0
2025 | HQ_NY_2_NYISO_A-F | HQ_NY | NYISO_A-F | Internal | Summer | B7 | 400 | 99999 | 2708.49 | 59.38 | 59.39 | 0.01 | 0
2025 | HQ_NY_2_NYISO_A-F | HQ_NY | NYISO_A-F | Internal | Summer | B8 | 500 | 99999 | 2642.7 | 59.38 | 59.39 | 0.01 | 0
2025 | HQ_NY_2_NYISO_A-F | HQ_NY | NYISO_A-F | Internal | Summer | B9 | 800 | 99999 | 2553.54 | 59.38 | 59.39 | 0.01 | 0
2025 | HQ_NY_2_NYISO_A-F | HQ_NY | NYISO_A-F | Internal | Summer | B10 | 1262 | 99999 | 1342.41 | 59.38 | 59.39 | 0.01 | 0
2025 | HQ_NY_2_NYISO_A-F | HQ_NY | NYISO_A-F | Internal | Winter | B16 | 25 | 99999 | 2921.38 | 61.67 | 61.68 | 0.01 | 0
2025 | HQ_NY_2_NYISO_A-F | HQ_NY | NYISO_A-F | Internal | Winter | B17 | 100 | 99999 | 2867.47 | 61.46 | 61.47 | 0.01 | 0
2025 | HQ_NY_2_NYISO_A-F | HQ_NY | NYISO_A-F | Internal | Winter | B18 | 400 | 99999 | 2805.5 | 61.46 | 61.47 | 0.01 | 0
2025 | HQ_NY_2_NYISO_A-F | HQ_NY | NYISO_A-F | Internal | Winter | B19 | 700 | 99999 | 2697.59 | 61.46 | 61.47 | 0.01 | 0
2025 | HQ_NY_2_NYISO_A-F | HQ_NY | NYISO_A-F | Internal | Winter | B20 | 935 | 99999 | 1660.59 | 61.46 | 61.47 | 0.01 | 0
2025 | HQ_IESO_2_IESO | HQ_IESO | IESO | Internal | Shoulder | B11 | 25 | 99999 | 939.37 | 53.31 | 53.32 | 0.01 | 0
2025 | HQ_IESO_2_IESO | HQ_IESO | IESO | Internal | Shoulder | B12 | 200 | 99999 | 953.88 | 58.64 | 58.65 | 0.01 | 0
2025 | HQ_IESO_2_IESO | HQ_IESO | IESO | Internal | Shoulder | B13 | 600 | 99999 | 936.54 | 53.29 | 53.3 | 0.01 | 0
2025 | HQ_IESO_2_IESO | HQ_IESO | IESO | Internal | Shoulder | B14 | 900 | 99999 | 904.84 | 53.29 | 53.3 | 0.01 | 0
2025 | HQ_IESO_2_IESO | HQ_IESO | IESO | Internal | Shoulder | B15 | 1203 | 99999 | 501.27 | 53.29 | 53.3 | 0.01 | 0
2025 | HQ_IESO_2_IESO | HQ_IESO | IESO | Internal | Summer | B1 | 10 | 99999 | 1105.15 | 89.86 | 89.87 | 0.01 | 0
2025 | HQ_IESO_2_IESO | HQ_IESO | IESO | Internal | Summer | B2 | 25 | 99999 | 1074.68 | 89.86 | 89.87 | 0.01 | 0
2025 | HQ_IESO_2_IESO | HQ_IESO | IESO | Internal | Summer | B3 | 75 | 99999 | 1030.99 | 74.55 | 74.56 | 0.01 | 0
2025 | HQ_IESO_2_IESO | HQ_IESO | IESO | Internal | Summer | B4 | 100 | 99999 | 1002.96 | 58.05 | 58.06 | 0.01 | 0
2025 | HQ_IESO_2_IESO | HQ_IESO | IESO | Internal | Summer | B5 | 200 | 99999 | 981.88 | 58.05 | 58.06 | 0.01 | 0
2025 | HQ_IESO_2_IESO | HQ_IESO | IESO | Internal | Summer | B6 | 300 | 99999 | 964.68 | 52.38 | 52.39 | 0.01 | 0
2025 | HQ_IESO_2_IESO | HQ_IESO | IESO | Internal | Summer | B7 | 400 | 99999 | 942.99 | 52.38 | 52.39 | 0.01 | 0
2025 | HQ_IESO_2_IESO | HQ_IESO | IESO | Internal | Summer | B8 | 500 | 99999 | 919.2 | 52.38 | 52.39 | 0.01 | 0
2025 | HQ_IESO_2_IESO | HQ_IESO | IESO | Internal | Summer | B9 | 800 | 99999 | 893.3 | 52.38 | 52.39 | 0.01 | 0
2025 | HQ_IESO_2_IESO | HQ_IESO | IESO | Internal | Summer | B10 | 1262 | 99999 | 437.97 | 52.38 | 52.39 | 0.01 | 0
2025 | HQ_IESO_2_IESO | HQ_IESO | IESO | Internal | Winter | B16 | 25 | 99999 | 1022.55 | 54.67 | 54.68 | 0.01 | 0
2025 | HQ_IESO_2_IESO | HQ_IESO | IESO | Internal | Winter | B17 | 100 | 99999 | 1005.48 | 54.46 | 54.47 | 0.01 | 0
2025 | HQ_IESO_2_IESO | HQ_IESO | IESO | Internal | Winter | B18 | 400 | 99999 | 985.83 | 54.46 | 54.47 | 0.01 | 0
2025 | HQ_IESO_2_IESO | HQ_IESO | IESO | Internal | Winter | B19 | 700 | 99999 | 950.79 | 54.46 | 54.47 | 0.01 | 0
2025 | HQ_IESO_2_IESO | HQ_IESO | IESO | Internal | Winter | B20 | 935 | 99999 | 555.33 | 54.46 | 54.47 | 0.01 | 0
2025 | IESO_2_MAPP_CA | IESO | MAPP_CA | Internal | Shoulder | B11 | 25 | 269 | 26.06 | 53.32 | 60.32 | 7 | 0
2025 | IESO_2_MAPP_CA | IESO | MAPP_CA | Internal | Shoulder | B12 | 200 | 269 | 104.76 | 58.65 | 65.65 | 7 | 0
2025 | IESO_2_MAPP_CA | IESO | MAPP_CA | Internal | Shoulder | B13 | 600 | 269 | 58.28 | 53.3 | 60.3 | 7 | 0
2025 | IESO_2_MAPP_CA | IESO | MAPP_CA | Internal | Shoulder | B14 | 900 | 269 | 0 | 53.3 | 60.26 | 7 | 0
2025 | IESO_2_MAPP_CA | IESO | MAPP_CA | Internal | Shoulder | B15 | 1203 | 269 | 0 | 53.3 | 60.26 | 7 | 0
2025 | IESO_2_MAPP_CA | IESO | MAPP_CA | Internal | Summer | B1 | 10 | 269 | 0 | 89.87 | 81.87 | 7 | 0
2025 | IESO_2_MAPP_CA | IESO | MAPP_CA | Internal | Summer | B2 | 25 | 269 | 0 | 89.87 | 81.87 | 7 | 0
2025 | IESO_2_MAPP_CA | IESO | MAPP_CA | Internal | Summer | B3 | 75 | 269 | 101.72 | 74.56 | 81.56 | 7 | 0
2025 | IESO_2_MAPP_CA | IESO | MAPP_CA | Internal | Summer | B4 | 100 | 269 | 119.91 | 58.06 | 65.06 | 7 | 0
2025 | IESO_2_MAPP_CA | IESO | MAPP_CA | Internal | Summer | B5 | 200 | 269 | 142.26 | 58.06 | 65.06 | 7 | 0
2025 | IESO_2_MAPP_CA | IESO | MAPP_CA | Internal | Summer | B6 | 300 | 269 | 269 | 52.39 | 59.64 | 7 | 0.25
2025 | IESO_2_MAPP_CA | IESO | MAPP_CA | Internal | Summer | B7 | 400 | 269 | 269 | 52.39 | 59.64 | 7 | 0.25
2025 | IESO_2_MAPP_CA | IESO | MAPP_CA | Internal | Summer | B8 | 500 | 269 | 269 | 52.39 | 59.64 | 7 | 0.25
2025 | IESO_2_MAPP_CA | IESO | MAPP_CA | Internal | Summer | B9 | 800 | 269 | 269 | 52.39 | 59.64 | 7 | 0.25
2025 | IESO_2_MAPP_CA | IESO | MAPP_CA | Internal | Summer | B10 | 1262 | 269 | 269 | 52.39 | 59.64 | 7 | 0.25
2025 | IESO_2_MAPP_CA | IESO | MAPP_CA | Internal | Winter | B16 | 25 | 269 | 269 | 54.68 | 63.18 | 7 | 1.5
2025 | IESO_2_MAPP_CA | IESO | MAPP_CA | Internal | Winter | B17 | 100 | 269 | 269 | 54.47 | 63.18 | 7 | 1.71
2025 | IESO_2_MAPP_CA | IESO | MAPP_CA | Internal | Winter | B18 | 400 | 269 | 269 | 54.47 | 71.42 | 7 | 9.95
2025 | IESO_2_MAPP_CA | IESO | MAPP_CA | Internal | Winter | B19 | 700 | 269 | 269 | 54.47 | 70.45 | 7 | 8.98
2025 | IESO_2_MAPP_CA | IESO | MAPP_CA | Internal | Winter | B20 | 935 | 269 | 269 | 54.47 | 63.18 | 7 | 1.71
2025 | IESO_2_MISO_MI | IESO | MISO_MI | Internal | Shoulder | B11 | 25 | 3125 | 3125 | 53.32 | 78.92 | 7 | 18.6
2025 | IESO_2_MISO_MI | IESO | MISO_MI | Internal | Shoulder | B12 | 200 | 3125 | 3125 | 58.65 | 71.65 | 7 | 6
2025 | IESO_2_MISO_MI | IESO | MISO_MI | Internal | Shoulder | B13 | 600 | 3125 | 3125 | 53.3 | 69.93 | 7 | 9.63
2025 | IESO_2_MISO_MI | IESO | MISO_MI | Internal | Shoulder | B14 | 900 | 3125 | 3125 | 53.3 | 67.25 | 7 | 6.95
2025 | IESO_2_MISO_MI | IESO | MISO_MI | Internal | Shoulder | B15 | 1203 | 3125 | 269.35 | 53.3 | 60.3 | 7 | 0
2025 | IESO_2_MISO_MI | IESO | MISO_MI | Internal | Summer | B1 | 10 | 3125 | 3125 | 89.87 | 148.48 | 7 | 51.61
2025 | IESO_2_MISO_MI | IESO | MISO_MI | Internal | Summer | B2 | 25 | 3125 | 3125 | 89.87 | 117.65 | 7 | 20.78
2025 | IESO_2_MISO_MI | IESO | MISO_MI | Internal | Summer | B3 | 75 | 3125 | 3125 | 74.56 | 114.02 | 7 | 32.46
2025 | IESO_2_MISO_MI | IESO | MISO_MI | Internal | Summer | B4 | 100 | 3125 | 3125 | 58.06 | 113.3 | 7 | 48.24
2025 | IESO_2_MISO_MI | IESO | MISO_MI | Internal | Summer | B5 | 200 | 3125 | 3125 | 58.06 | 109.49 | 7 | 44.43
2025 | IESO_2_MISO_MI | IESO | MISO_MI | Internal | Summer | B6 | 300 | 3125 | 3125 | 52.39 | 103.6 | 7 | 44.21
2025 | IESO_2_MISO_MI | IESO | MISO_MI | Internal | Summer | B7 | 400 | 3125 | 3125 | 52.39 | 81.89 | 7 | 22.5
2025 | IESO_2_MISO_MI | IESO | MISO_MI | Internal | Summer | B8 | 500 | 3125 | 3125 | 52.39 | 73.91 | 7 | 14.52
2025 | IESO_2_MISO_MI | IESO | MISO_MI | Internal | Summer | B9 | 800 | 3125 | 3125 | 52.39 | 67.1 | 7 | 7.7
2025 | IESO_2_MISO_MI | IESO | MISO_MI | Internal | Summer | B10 | 1262 | 3125 | 3125 | 52.39 | 59.64 | 7 | 0.25
2025 | IESO_2_MISO_MI | IESO | MISO_MI | Internal | Winter | B16 | 25 | 3125 | 3125 | 54.68 | 76.81 | 7 | 15.13
2025 | IESO_2_MISO_MI | IESO | MISO_MI | Internal | Winter | B17 | 100 | 3125 | 3125 | 54.47 | 75.08 | 7 | 13.61
2025 | IESO_2_MISO_MI | IESO | MISO_MI | Internal | Winter | B18 | 400 | 3125 | 3125 | 54.47 | 72.78 | 7 | 11.31
2025 | IESO_2_MISO_MI | IESO | MISO_MI | Internal | Winter | B19 | 700 | 3125 | 3125 | 54.47 | 70.47 | 7 | 9
2025 | IESO_2_MISO_MI | IESO | MISO_MI | Internal | Winter | B20 | 935 | 3125 | 855.6 | 54.47 | 61.47 | 7 | 0
2025 | IESO_2_MISO_W | IESO | MISO_W | Internal | Shoulder | B11 | 25 | 195 | 195 | 53.32 | 78.92 | 7 | 18.6
2025 | IESO_2_MISO_W | IESO | MISO_W | Internal | Shoulder | B12 | 200 | 195 | 195 | 58.65 | 71.62 | 7 | 5.96
2025 | IESO_2_MISO_W | IESO | MISO_W | Internal | Shoulder | B13 | 600 | 195 | 195 | 53.3 | 69.92 | 7 | 9.62
2025 | IESO_2_MISO_W | IESO | MISO_W | Internal | Shoulder | B14 | 900 | 195 | 0 | 53.3 | 60.27 | 7 | 0
2025 | IESO_2_MISO_W | IESO | MISO_W | Internal | Shoulder | B15 | 1203 | 195 | 0 | 53.3 | 12.01 | 7 | 0
2025 | IESO_2_MISO_W | IESO | MISO_W | Internal | Summer | B1 | 10 | 195 | 195 | 89.87 | 148.48 | 7 | 51.61
2025 | IESO_2_MISO_W | IESO | MISO_W | Internal | Summer | B2 | 25 | 195 | 195 | 89.87 | 117.64 | 7 | 20.77
2025 | IESO_2_MISO_W | IESO | MISO_W | Internal | Summer | B3 | 75 | 195 | 195 | 74.56 | 113.52 | 7 | 31.96
2025 | IESO_2_MISO_W | IESO | MISO_W | Internal | Summer | B4 | 100 | 195 | 195 | 58.06 | 109.29 | 7 | 44.23
2025 | IESO_2_MISO_W | IESO | MISO_W | Internal | Summer | B5 | 200 | 195 | 195 | 58.06 | 107.23 | 7 | 42.17
2025 | IESO_2_MISO_W | IESO | MISO_W | Internal | Summer | B6 | 300 | 195 | 195 | 52.39 | 103.59 | 7 | 44.2
2025 | IESO_2_MISO_W | IESO | MISO_W | Internal | Summer | B7 | 400 | 195 | 195 | 52.39 | 81.88 | 7 | 22.49
2025 | IESO_2_MISO_W | IESO | MISO_W | Internal | Summer | B8 | 500 | 195 | 195 | 52.39 | 70.21 | 7 | 10.82
2025 | IESO_2_MISO_W | IESO | MISO_W | Internal | Summer | B9 | 800 | 195 | 195 | 52.39 | 67.08 | 7 | 7.69
2025 | IESO_2_MISO_W | IESO | MISO_W | Internal | Summer | B10 | 1262 | 195 | 195 | 52.39 | 59.63 | 7 | 0.24
2025 | IESO_2_MISO_W | IESO | MISO_W | Internal | Winter | B16 | 25 | 195 | 0 | 54.68 | 11.36 | 7 | 0
2025 | IESO_2_MISO_W | IESO | MISO_W | Internal | Winter | B17 | 100 | 195 | 0 | 54.47 | 40.31 | 7 | 0
2025 | IESO_2_MISO_W | IESO | MISO_W | Internal | Winter | B18 | 400 | 195 | 195 | 54.47 | 71.44 | 7 | 9.97
2025 | IESO_2_MISO_W | IESO | MISO_W | Internal | Winter | B19 | 700 | 195 | 195 | 54.47 | 70.46 | 7 | 8.99
2025 | IESO_2_MISO_W | IESO | MISO_W | Internal | Winter | B20 | 935 | 195 | 0 | 54.47 | 12.23 | 7 | 0
2025 | IESO_2_NYISO_A-F | IESO | NYISO_A-F | Internal | Shoulder | B11 | 25 | 2224 | 1575.52 | 53.32 | 60.32 | 7 | 0
2025 | IESO_2_NYISO_A-F | IESO | NYISO_A-F | Internal | Shoulder | B12 | 200 | 2224 | 1368.6 | 58.65 | 65.65 | 7 | 0
2025 | IESO_2_NYISO_A-F | IESO | NYISO_A-F | Internal | Shoulder | B13 | 600 | 2224 | 1698.02 | 53.3 | 60.3 | 7 | 0
2025 | IESO_2_NYISO_A-F | IESO | NYISO_A-F | Internal | Shoulder | B14 | 900 | 2224 | 1369.7 | 53.3 | 60.3 | 7 | 0
2025 | IESO_2_NYISO_A-F | IESO | NYISO_A-F | Internal | Shoulder | B15 | 1203 | 2224 | 1106.04 | 53.3 | 60.3 | 7 | 0
2025 | IESO_2_NYISO_A-F | IESO | NYISO_A-F | Internal | Summer | B1 | 10 | 2224 | 1137.83 | 89.87 | 96.87 | 7 | 0
2025 | IESO_2_NYISO_A-F | IESO | NYISO_A-F | Internal | Summer | B2 | 25 | 2224 | 1735.47 | 89.87 | 96.87 | 7 | 0
2025 | IESO_2_NYISO_A-F | IESO | NYISO_A-F | Internal | Summer | B3 | 75 | 2224 | 2166.59 | 74.56 | 81.56 | 7 | 0
2025 | IESO_2_NYISO_A-F | IESO | NYISO_A-F | Internal | Summer | B4 | 100 | 2224 | 2224 | 58.06 | 81.56 | 7 | 16.51
2025 | IESO_2_NYISO_A-F | IESO | NYISO_A-F | Internal | Summer | B5 | 200 | 2224 | 2224 | 58.06 | 74.6 | 7 | 9.54
2025 | IESO_2_NYISO_A-F | IESO | NYISO_A-F | Internal | Summer | B6 | 300 | 2224 | 2224 | 52.39 | 70.5 | 7 | 11.1
2025 | IESO_2_NYISO_A-F | IESO | NYISO_A-F | Internal | Summer | B7 | 400 | 2224 | 2071.38 | 52.39 | 59.39 | 7 | 0
2025 | IESO_2_NYISO_A-F | IESO | NYISO_A-F | Internal | Summer | B8 | 500 | 2224 | 1987.86 | 52.39 | 59.39 | 7 | 0
2025 | IESO_2_NYISO_A-F | IESO | NYISO_A-F | Internal | Summer | B9 | 800 | 2224 | 1977.68 | 52.39 | 59.39 | 7 | 0
2025 | IESO_2_NYISO_A-F | IESO | NYISO_A-F | Internal | Summer | B10 | 1262 | 2224 | 1992.73 | 52.39 | 59.39 | 7 | 0
2025 | IESO_2_NYISO_A-F | IESO | NYISO_A-F | Internal | Winter | B16 | 25 | 2224 | 2012.05 | 54.68 | 61.68 | 7 | 0
2025 | IESO_2_NYISO_A-F | IESO | NYISO_A-F | Internal | Winter | B17 | 100 | 2224 | 2199.5 | 54.47 | 61.47 | 7 | 0
2025 | IESO_2_NYISO_A-F | IESO | NYISO_A-F | Internal | Winter | B18 | 400 | 2224 | 1922.67 | 54.47 | 61.47 | 7 | 0
2025 | IESO_2_NYISO_A-F | IESO | NYISO_A-F | Internal | Winter | B19 | 700 | 2224 | 1722.23 | 54.47 | 61.47 | 7 | 0
2025 | IESO_2_NYISO_A-F | IESO | NYISO_A-F | Internal | Winter | B20 | 935 | 2224 | 1878 | 54.47 | 61.47 | 7 | 0
2025 | MAPP_CA_2_IESO | MAPP_CA | IESO | Internal | Shoulder | B11 | 25 | 337 | 0 | 60.32 | 53.32 | 8 | 0
2025 | MAPP_CA_2_IESO | MAPP_CA | IESO | Internal | Shoulder | B12 | 200 | 337 | 0 | 65.65 | 58.65 | 8 | 0
2025 | MAPP_CA_2_IESO | MAPP_CA | IESO | Internal | Shoulder | B13 | 600 | 337 | 0 | 60.3 | 53.3 | 8 | 0
2025 | MAPP_CA_2_IESO | MAPP_CA | IESO | Internal | Shoulder | B14 | 900 | 337 | 0 | 60.26 | 53.3 | 8 | 0
2025 | MAPP_CA_2_IESO | MAPP_CA | IESO | Internal | Shoulder | B15 | 1203 | 337 | 0 | 60.26 | 53.3 | 8 | 0
2025 | MAPP_CA_2_IESO | MAPP_CA | IESO | Internal | Summer | B1 | 10 | 337 | 79.97 | 81.87 | 89.87 | 8 | 0
2025 | MAPP_CA_2_IESO | MAPP_CA | IESO | Internal | Summer | B2 | 25 | 337 | 9.85 | 81.87 | 89.87 | 8 | 0
2025 | MAPP_CA_2_IESO | MAPP_CA | IESO | Internal | Summer | B3 | 75 | 337 | 0 | 81.56 | 74.56 | 8 | 0
2025 | MAPP_CA_2_IESO | MAPP_CA | IESO | Internal | Summer | B4 | 100 | 337 | 0 | 65.06 | 58.06 | 8 | 0
2025 | MAPP_CA_2_IESO | MAPP_CA | IESO | Internal | Summer | B5 | 200 | 337 | 0 | 65.06 | 58.06 | 8 | 0
2025 | MAPP_CA_2_IESO | MAPP_CA | IESO | Internal | Summer | B6 | 300 | 337 | 0 | 59.64 | 52.39 | 8 | 0
2025 | MAPP_CA_2_IESO | MAPP_CA | IESO | Internal | Summer | B7 | 400 | 337 | 0 | 59.64 | 52.39 | 8 | 0
2025 | MAPP_CA_2_IESO | MAPP_CA | IESO | Internal | Summer | B8 | 500 | 337 | 0 | 59.64 | 52.39 | 8 | 0
2025 | MAPP_CA_2_IESO | MAPP_CA | IESO | Internal | Summer | B9 | 800 | 337 | 0 | 59.64 | 52.39 | 8 | 0
2025 | MAPP_CA_2_IESO | MAPP_CA | IESO | Internal | Summer | B10 | 1262 | 337 | 0 | 59.64 | 52.39 | 8 | 0
2025 | MAPP_CA_2_IESO | MAPP_CA | IESO | Internal | Winter | B16 | 25 | 337 | 0 | 63.18 | 54.68 | 8 | 0
2025 | MAPP_CA_2_IESO | MAPP_CA | IESO | Internal | Winter | B17 | 100 | 337 | 0 | 63.18 | 54.47 | 8 | 0
2025 | MAPP_CA_2_IESO | MAPP_CA | IESO | Internal | Winter | B18 | 400 | 337 | 0 | 71.42 | 54.47 | 8 | 0
2025 | MAPP_CA_2_IESO | MAPP_CA | IESO | Internal | Winter | B19 | 700 | 337 | 0 | 70.45 | 54.47 | 8 | 0
2025 | MAPP_CA_2_IESO | MAPP_CA | IESO | Internal | Winter | B20 | 935 | 337 | 0 | 63.18 | 54.47 | 8 | 0
2025 | MAPP_CA_2_MAPP_US | MAPP_CA | MAPP_US | Internal | Shoulder | B11 | 25 | 372 | 372 | 60.32 | 71.92 | 7 | 4.6
2025 | MAPP_CA_2_MAPP_US | MAPP_CA | MAPP_US | Internal | Shoulder | B12 | 200 | 372 | 0 | 65.65 | 64.62 | 7 | 0
2025 | MAPP_CA_2_MAPP_US | MAPP_CA | MAPP_US | Internal | Shoulder | B13 | 600 | 372 | 0 | 60.3 | 62.92 | 7 | 0
2025 | MAPP_CA_2_MAPP_US | MAPP_CA | MAPP_US | Internal | Shoulder | B14 | 900 | 372 | 0 | 60.26 | 53.27 | 7 | 0
2025 | MAPP_CA_2_MAPP_US | MAPP_CA | MAPP_US | Internal | Shoulder | B15 | 1203 | 372 | 0 | 60.26 | 5.01 | 7 | 0
2025 | MAPP_CA_2_MAPP_US | MAPP_CA | MAPP_US | Internal | Summer | B1 | 10 | 372 | 372 | 81.87 | 141.48 | 7 | 52.61
2025 | MAPP_CA_2_MAPP_US | MAPP_CA | MAPP_US | Internal | Summer | B2 | 25 | 372 | 372 | 81.87 | 110.64 | 7 | 21.77
2025 | MAPP_CA_2_MAPP_US | MAPP_CA | MAPP_US | Internal | Summer | B3 | 75 | 372 | 372 | 81.56 | 106.52 | 7 | 17.96
2025 | MAPP_CA_2_MAPP_US | MAPP_CA | MAPP_US | Internal | Summer | B4 | 100 | 372 | 372 | 65.06 | 102.29 | 7 | 30.23
2025 | MAPP_CA_2_MAPP_US | MAPP_CA | MAPP_US | Internal | Summer | B5 | 200 | 372 | 372 | 65.06 | 100.23 | 7 | 28.17
2025 | MAPP_CA_2_MAPP_US | MAPP_CA | MAPP_US | Internal | Summer | B6 | 300 | 372 | 372 | 59.64 | 96.59 | 7 | 29.95
2025 | MAPP_CA_2_MAPP_US | MAPP_CA | MAPP_US | Internal | Summer | B7 | 400 | 372 | 372 | 59.64 | 74.88 | 7 | 8.24
2025 | MAPP_CA_2_MAPP_US | MAPP_CA | MAPP_US | Internal | Summer | B8 | 500 | 372 | 0 | 59.64 | 63.21 | 7 | 0
2025 | MAPP_CA_2_MAPP_US | MAPP_CA | MAPP_US | Internal | Summer | B9 | 800 | 372 | 0 | 59.64 | 60.08 | 7 | 0
2025 | MAPP_CA_2_MAPP_US | MAPP_CA | MAPP_US | Internal | Summer | B10 | 1262 | 372 | 0 | 59.64 | 52.64 | 7 | 0
2025 | MAPP_CA_2_MAPP_US | MAPP_CA | MAPP_US | Internal | Winter | B16 | 25 | 372 | 0 | 63.18 | 5.01 | 7 | 0
2025 | MAPP_CA_2_MAPP_US | MAPP_CA | MAPP_US | Internal | Winter | B17 | 100 | 372 | 0 | 63.18 | 33.31 | 7 | 0
2025 | MAPP_CA_2_MAPP_US | MAPP_CA | MAPP_US | Internal | Winter | B18 | 400 | 372 | 0 | 71.42 | 64.44 | 7 | 0
2025 | MAPP_CA_2_MAPP_US | MAPP_CA | MAPP_US | Internal | Winter | B19 | 700 | 372 | 0 | 70.45 | 63.46 | 7 | 0
2025 | MAPP_CA_2_MAPP_US | MAPP_CA | MAPP_US | Internal | Winter | B20 | 935 | 372 | 0 | 63.18 | 5.23 | 7 | 0
2025 | MAPP_CA_2_MISO_W | MAPP_CA | MISO_W | Internal | Shoulder | B11 | 25 | 1970 | 1970 | 60.32 | 78.92 | 0.01 | 18.59
2025 | MAPP_CA_2_MISO_W | MAPP_CA | MISO_W | Internal | Shoulder | B12 | 200 | 1970 | 1970 | 65.65 | 71.62 | 0.01 | 5.95
2025 | MAPP_CA_2_MISO_W | MAPP_CA | MISO_W | Internal | Shoulder | B13 | 600 | 1970 | 1970 | 60.3 | 69.92 | 0.01 | 9.61
2025 | MAPP_CA_2_MISO_W | MAPP_CA | MISO_W | Internal | Shoulder | B14 | 900 | 1970 | 1317.25 | 60.26 | 60.27 | 0.01 | 0
2025 | MAPP_CA_2_MISO_W | MAPP_CA | MISO_W | Internal | Shoulder | B15 | 1203 | 1970 | 0 | 60.26 | 12.01 | 0.01 | 0
2025 | MAPP_CA_2_MISO_W | MAPP_CA | MISO_W | Internal | Summer | B1 | 10 | 1970 | 1970 | 81.87 | 148.48 | 0.01 | 66.6
2025 | MAPP_CA_2_MISO_W | MAPP_CA | MISO_W | Internal | Summer | B2 | 25 | 1970 | 1970 | 81.87 | 117.64 | 0.01 | 35.76
2025 | MAPP_CA_2_MISO_W | MAPP_CA | MISO_W | Internal | Summer | B3 | 75 | 1970 | 1970 | 81.56 | 113.52 | 0.01 | 31.95
2025 | MAPP_CA_2_MISO_W | MAPP_CA | MISO_W | Internal | Summer | B4 | 100 | 1970 | 1970 | 65.06 | 109.29 | 0.01 | 44.22
2025 | MAPP_CA_2_MISO_W | MAPP_CA | MISO_W | Internal | Summer | B5 | 200 | 1970 | 1970 | 65.06 | 107.23 | 0.01 | 42.16
2025 | MAPP_CA_2_MISO_W | MAPP_CA | MISO_W | Internal | Summer | B6 | 300 | 1970 | 1970 | 59.64 | 103.59 | 0.01 | 43.94
2025 | MAPP_CA_2_MISO_W | MAPP_CA | MISO_W | Internal | Summer | B7 | 400 | 1970 | 1970 | 59.64 | 81.88 | 0.01 | 22.23
2025 | MAPP_CA_2_MISO_W | MAPP_CA | MISO_W | Internal | Summer | B8 | 500 | 1970 | 1970 | 59.64 | 70.21 | 0.01 | 10.56
2025 | MAPP_CA_2_MISO_W | MAPP_CA | MISO_W | Internal | Summer | B9 | 800 | 1970 | 1970 | 59.64 | 67.08 | 0.01 | 7.43
2025 | MAPP_CA_2_MISO_W | MAPP_CA | MISO_W | Internal | Summer | B10 | 1262 | 1970 | 0 | 59.64 | 59.63 | 0.01 | 0
2025 | MAPP_CA_2_MISO_W | MAPP_CA | MISO_W | Internal | Winter | B16 | 25 | 1970 | 0 | 63.18 | 11.36 | 0.01 | 0
2025 | MAPP_CA_2_MISO_W | MAPP_CA | MISO_W | Internal | Winter | B17 | 100 | 1970 | 0 | 63.18 | 40.31 | 0.01 | 0
2025 | MAPP_CA_2_MISO_W | MAPP_CA | MISO_W | Internal | Winter | B18 | 400 | 1970 | 1608.12 | 71.42 | 71.44 | 0.01 | 0
2025 | MAPP_CA_2_MISO_W | MAPP_CA | MISO_W | Internal | Winter | B19 | 700 | 1970 | 1688.76 | 70.45 | 70.46 | 0.01 | 0
2025 | MAPP_CA_2_MISO_W | MAPP_CA | MISO_W | Internal | Winter | B20 | 935 | 1970 | 0 | 63.18 | 12.23 | 0.01 | 0
2025 | MAPP_US_2_MAPP_CA | MAPP_US | MAPP_CA | Internal | Shoulder | B11 | 25 | 165 | 0 | 71.92 | 60.32 | 7 | 0
2025 | MAPP_US_2_MAPP_CA | MAPP_US | MAPP_CA | Internal | Shoulder | B12 | 200 | 165 | 0 | 64.62 | 65.65 | 7 | 0
2025 | MAPP_US_2_MAPP_CA | MAPP_US | MAPP_CA | Internal | Shoulder | B13 | 600 | 165 | 0 | 62.92 | 60.3 | 7 | 0
2025 | MAPP_US_2_MAPP_CA | MAPP_US | MAPP_CA | Internal | Shoulder | B14 | 900 | 165 | 0 | 53.27 | 60.26 | 7 | 0
2025 | MAPP_US_2_MAPP_CA | MAPP_US | MAPP_CA | Internal | Shoulder | B15 | 1203 | 165 | 165 | 5.01 | 60.26 | 7 | 48.25
2025 | MAPP_US_2_MAPP_CA | MAPP_US | MAPP_CA | Internal | Summer | B1 | 10 | 165 | 0 | 141.48 | 81.87 | 7 | 0
2025 | MAPP_US_2_MAPP_CA | MAPP_US | MAPP_CA | Internal | Summer | B2 | 25 | 165 | 0 | 110.64 | 81.87 | 7 | 0
2025 | MAPP_US_2_MAPP_CA | MAPP_US | MAPP_CA | Internal | Summer | B3 | 75 | 165 | 0 | 106.52 | 81.56 | 7 | 0
2025 | MAPP_US_2_MAPP_CA | MAPP_US | MAPP_CA | Internal | Summer | B4 | 100 | 165 | 0 | 102.29 | 65.06 | 7 | 0
2025 | MAPP_US_2_MAPP_CA | MAPP_US | MAPP_CA | Internal | Summer | B5 | 200 | 165 | 0 | 100.23 | 65.06 | 7 | 0
2025 | MAPP_US_2_MAPP_CA | MAPP_US | MAPP_CA | Internal | Summer | B6 | 300 | 165 | 0 | 96.59 | 59.64 | 7 | 0
2025 | MAPP_US_2_MAPP_CA | MAPP_US | MAPP_CA | Internal | Summer | B7 | 400 | 165 | 0 | 74.88 | 59.64 | 7 | 0
2025 | MAPP_US_2_MAPP_CA | MAPP_US | MAPP_CA | Internal | Summer | B8 | 500 | 165 | 0 | 63.21 | 59.64 | 7 | 0
2025 | MAPP_US_2_MAPP_CA | MAPP_US | MAPP_CA | Internal | Summer | B9 | 800 | 165 | 0 | 60.08 | 59.64 | 7 | 0
2025 | MAPP_US_2_MAPP_CA | MAPP_US | MAPP_CA | Internal | Summer | B10 | 1262 | 165 | 28.68 | 52.64 | 59.64 | 7 | 0
2025 | MAPP_US_2_MAPP_CA | MAPP_US | MAPP_CA | Internal | Winter | B16 | 25 | 165 | 165 | 5.01 | 63.18 | 7 | 51.17
2025 | MAPP_US_2_MAPP_CA | MAPP_US | MAPP_CA | Internal | Winter | B17 | 100 | 165 | 165 | 33.31 | 63.18 | 7 | 22.87
2025 | MAPP_US_2_MAPP_CA | MAPP_US | MAPP_CA | Internal | Winter | B18 | 400 | 165 | 0 | 64.44 | 71.42 | 7 | 0
2025 | MAPP_US_2_MAPP_CA | MAPP_US | MAPP_CA | Internal | Winter | B19 | 700 | 165 | 0 | 63.46 | 70.45 | 7 | 0
2025 | MAPP_US_2_MAPP_CA | MAPP_US | MAPP_CA | Internal | Winter | B20 | 935 | 165 | 165 | 5.23 | 63.18 | 7 | 50.96
2025 | MAPP_US_2_MISO_W | MAPP_US | MISO_W | Internal | Shoulder | B11 | 25 | 2635 | 1289.21 | 71.92 | 78.92 | 7 | 0
2025 | MAPP_US_2_MISO_W | MAPP_US | MISO_W | Internal | Shoulder | B12 | 200 | 2635 | 617.63 | 64.62 | 71.62 | 7 | 0
2025 | MAPP_US_2_MISO_W | MAPP_US | MISO_W | Internal | Shoulder | B13 | 600 | 2635 | 821.77 | 62.92 | 69.92 | 7 | 0
2025 | MAPP_US_2_MISO_W | MAPP_US | MISO_W | Internal | Shoulder | B14 | 900 | 2635 | 1341.45 | 53.27 | 60.27 | 7 | 0
2025 | MAPP_US_2_MISO_W | MAPP_US | MISO_W | Internal | Shoulder | B15 | 1203 | 2635 | 768.54 | 5.01 | 12.01 | 7 | 0
2025 | MAPP_US_2_MISO_W | MAPP_US | MISO_W | Internal | Summer | B1 | 10 | 2635 | 1305.24 | 141.48 | 148.48 | 7 | 0
2025 | MAPP_US_2_MISO_W | MAPP_US | MISO_W | Internal | Summer | B2 | 25 | 2635 | 1538.1 | 110.64 | 117.64 | 7 | 0
2025 | MAPP_US_2_MISO_W | MAPP_US | MISO_W | Internal | Summer | B3 | 75 | 2635 | 992.05 | 106.52 | 113.52 | 7 | 0
2025 | MAPP_US_2_MISO_W | MAPP_US | MISO_W | Internal | Summer | B4 | 100 | 2635 | 1073.09 | 102.29 | 109.29 | 7 | 0
2025 | MAPP_US_2_MISO_W | MAPP_US | MISO_W | Internal | Summer | B5 | 200 | 2635 | 861.02 | 100.23 | 107.23 | 7 | 0
2025 | MAPP_US_2_MISO_W | MAPP_US | MISO_W | Internal | Summer | B6 | 300 | 2635 | 1078.86 | 96.59 | 103.59 | 7 | 0
2025 | MAPP_US_2_MISO_W | MAPP_US | MISO_W | Internal | Summer | B7 | 400 | 2635 | 898.12 | 74.88 | 81.88 | 7 | 0
2025 | MAPP_US_2_MISO_W | MAPP_US | MISO_W | Internal | Summer | B8 | 500 | 2635 | 719.74 | 63.21 | 70.21 | 7 | 0
2025 | MAPP_US_2_MISO_W | MAPP_US | MISO_W | Internal | Summer | B9 | 800 | 2635 | 45.92 | 60.08 | 67.08 | 7 | 0
2025 | MAPP_US_2_MISO_W | MAPP_US | MISO_W | Internal | Summer | B10 | 1262 | 2635 | 0 | 52.64 | 59.63 | 7 | 0
2025 | MAPP_US_2_MISO_W | MAPP_US | MISO_W | Internal | Winter | B16 | 25 | 2635 | 0 | 5.01 | 11.36 | 7 | 0
2025 | MAPP_US_2_MISO_W | MAPP_US | MISO_W | Internal | Winter | B17 | 100 | 2635 | 669.04 | 33.31 | 40.31 | 7 | 0
2025 | MAPP_US_2_MISO_W | MAPP_US | MISO_W | Internal | Winter | B18 | 400 | 2635 | 2060.42 | 64.44 | 71.44 | 7 | 0
2025 | MAPP_US_2_MISO_W | MAPP_US | MISO_W | Internal | Winter | B19 | 700 | 2635 | 212.51 | 63.46 | 70.46 | 7 | 0
2025 | MAPP_US_2_MISO_W | MAPP_US | MISO_W | Internal | Winter | B20 | 935 | 2635 | 1124.04 | 5.23 | 12.23 | 7 | 0
2025 | MAPP_US_2_NE | MAPP_US | NE | Internal | Shoulder | B11 | 25 | 2000 | 0 | 71.92 | 73.92 | 7 | 0
2025 | MAPP_US_2_NE | MAPP_US | NE | Internal | Shoulder | B12 | 200 | 2000 | 0 | 64.62 | 66.62 | 7 | 0
2025 | MAPP_US_2_NE | MAPP_US | NE | Internal | Shoulder | B13 | 600 | 2000 | 0 | 62.92 | 57.92 | 7 | 0
2025 | MAPP_US_2_NE | MAPP_US | NE | Internal | Shoulder | B14 | 900 | 2000 | 0 | 53.27 | 11.68 | 7 | 0
2025 | MAPP_US_2_NE | MAPP_US | NE | Internal | Shoulder | B15 | 1203 | 2000 | 0 | 5.01 | 0.01 | 7 | 0
2025 | MAPP_US_2_NE | MAPP_US | NE | Internal | Summer | B1 | 10 | 2000 | 0 | 141.48 | 136.48 | 7 | 0
2025 | MAPP_US_2_NE | MAPP_US | NE | Internal | Summer | B2 | 25 | 2000 | 0 | 110.64 | 112.64 | 7 | 0
2025 | MAPP_US_2_NE | MAPP_US | NE | Internal | Summer | B3 | 75 | 2000 | 0 | 106.52 | 108.52 | 7 | 0
2025 | MAPP_US_2_NE | MAPP_US | NE | Internal | Summer | B4 | 100 | 2000 | 0 | 102.29 | 106.97 | 7 | 0
2025 | MAPP_US_2_NE | MAPP_US | NE | Internal | Summer | B5 | 200 | 2000 | 0 | 100.23 | 102.23 | 7 | 0
2025 | MAPP_US_2_NE | MAPP_US | NE | Internal | Summer | B6 | 300 | 2000 | 0 | 96.59 | 98.59 | 7 | 0
2025 | MAPP_US_2_NE | MAPP_US | NE | Internal | Summer | B7 | 400 | 2000 | 0 | 74.88 | 76.88 | 7 | 0
2025 | MAPP_US_2_NE | MAPP_US | NE | Internal | Summer | B8 | 500 | 2000 | 0 | 63.21 | 65.21 | 7 | 0
2025 | MAPP_US_2_NE | MAPP_US | NE | Internal | Summer | B9 | 800 | 2000 | 0 | 60.08 | 62.08 | 7 | 0
2025 | MAPP_US_2_NE | MAPP_US | NE | Internal | Summer | B10 | 1262 | 2000 | 0 | 52.64 | 54.63 | 7 | 0
2025 | MAPP_US_2_NE | MAPP_US | NE | Internal | Winter | B16 | 25 | 2000 | 0 | 5.01 | 0.01 | 7 | 0
2025 | MAPP_US_2_NE | MAPP_US | NE | Internal | Winter | B17 | 100 | 2000 | 0 | 33.31 | 28.31 | 7 | 0
2025 | MAPP_US_2_NE | MAPP_US | NE | Internal | Winter | B18 | 400 | 2000 | 0 | 64.44 | 59.44 | 7 | 0
2025 | MAPP_US_2_NE | MAPP_US | NE | Internal | Winter | B19 | 700 | 2000 | 0 | 63.46 | 58.46 | 7 | 0
2025 | MAPP_US_2_NE | MAPP_US | NE | Internal | Winter | B20 | 935 | 2000 | 0 | 5.23 | 0.01 | 7 | 0
2025 | MARITIMES_2_NEISO | MARITIMES | NEISO | Internal | Shoulder | B11 | 25 | 99999 | 1720.66 | 57.31 | 57.32 | 0.01 | 0
2025 | MARITIMES_2_NEISO | MARITIMES | NEISO | Internal | Shoulder | B12 | 200 | 99999 | 1717.44 | 57.31 | 57.32 | 0.01 | 0
2025 | MARITIMES_2_NEISO | MARITIMES | NEISO | Internal | Shoulder | B13 | 600 | 99999 | 1704.78 | 57.31 | 57.32 | 0.01 | 0
2025 | MARITIMES_2_NEISO | MARITIMES | NEISO | Internal | Shoulder | B14 | 900 | 99999 | 1682.64 | 57.31 | 57.32 | 0.01 | 0
2025 | MARITIMES_2_NEISO | MARITIMES | NEISO | Internal | Shoulder | B15 | 1203 | 99999 | 648.08 | 57.31 | 57.32 | 0.01 | 0
2025 | MARITIMES_2_NEISO | MARITIMES | NEISO | Internal | Summer | B1 | 10 | 99999 | 1900.1 | 445.41 | 445.42 | 0.01 | 0
2025 | MARITIMES_2_NEISO | MARITIMES | NEISO | Internal | Summer | B2 | 25 | 99999 | 1878.84 | 445.41 | 445.42 | 0.01 | 0
2025 | MARITIMES_2_NEISO | MARITIMES | NEISO | Internal | Summer | B3 | 75 | 99999 | 1836.48 | 104.51 | 104.52 | 0.01 | 0
2025 | MARITIMES_2_NEISO | MARITIMES | NEISO | Internal | Summer | B4 | 100 | 99999 | 1799.97 | 84.55 | 84.56 | 0.01 | 0
2025 | MARITIMES_2_NEISO | MARITIMES | NEISO | Internal | Summer | B5 | 200 | 99999 | 1780.16 | 77.58 | 77.6 | 0.01 | 0
2025 | MARITIMES_2_NEISO | MARITIMES | NEISO | Internal | Summer | B6 | 300 | 99999 | 1757.82 | 73.48 | 73.5 | 0.01 | 0
2025 | MARITIMES_2_NEISO | MARITIMES | NEISO | Internal | Summer | B7 | 400 | 99999 | 1732.23 | 61.18 | 61.19 | 0.01 | 0
2025 | MARITIMES_2_NEISO | MARITIMES | NEISO | Internal | Summer | B8 | 500 | 99999 | 1712.1 | 61.18 | 61.19 | 0.01 | 0
2025 | MARITIMES_2_NEISO | MARITIMES | NEISO | Internal | Summer | B9 | 800 | 99999 | 1687.45 | 56.4 | 56.42 | 0.01 | 0
2025 | MARITIMES_2_NEISO | MARITIMES | NEISO | Internal | Summer | B10 | 1262 | 99999 | 465.06 | 56.4 | 56.42 | 0.01 | 0
2025 | MARITIMES_2_NEISO | MARITIMES | NEISO | Internal | Winter | B16 | 25 | 99999 | 1765.23 | 65.64 | 65.65 | 0.01 | 0
2025 | MARITIMES_2_NEISO | MARITIMES | NEISO | Internal | Winter | B17 | 100 | 99999 | 1747.34 | 65.64 | 65.65 | 0.01 | 0
2025 | MARITIMES_2_NEISO | MARITIMES | NEISO | Internal | Winter | B18 | 400 | 99999 | 1733.65 | 64.46 | 64.47 | 0.01 | 0
2025 | MARITIMES_2_NEISO | MARITIMES | NEISO | Internal | Winter | B19 | 700 | 99999 | 1708.15 | 64.46 | 64.47 | 0.01 | 0
2025 | MARITIMES_2_NEISO | MARITIMES | NEISO | Internal | Winter | B20 | 935 | 99999 | 723.43 | 64.46 | 64.47 | 0.01 | 0
2025 | MISO_IN_2_MISO_MI | MISO_IN | MISO_MI | Internal | Shoulder | B11 | 25 | 5490 | 3613.86 | 78.91 | 78.92 | 0.01 | 0
2025 | MISO_IN_2_MISO_MI | MISO_IN | MISO_MI | Internal | Shoulder | B12 | 200 | 5490 | 4279.2 | 71.64 | 71.65 | 0.01 | 0
2025 | MISO_IN_2_MISO_MI | MISO_IN | MISO_MI | Internal | Shoulder | B13 | 600 | 5490 | 4013.07 | 69.92 | 69.93 | 0.01 | 0
2025 | MISO_IN_2_MISO_MI | MISO_IN | MISO_MI | Internal | Shoulder | B14 | 900 | 5490 | 4411.25 | 67.24 | 67.25 | 0.01 | 0
2025 | MISO_IN_2_MISO_MI | MISO_IN | MISO_MI | Internal | Shoulder | B15 | 1203 | 5490 | 5490 | 59.09 | 60.3 | 0.01 | 1.19
2025 | MISO_IN_2_MISO_MI | MISO_IN | MISO_MI | Internal | Summer | B1 | 10 | 5490 | 3396.05 | 148.47 | 148.48 | 0.01 | 0
2025 | MISO_IN_2_MISO_MI | MISO_IN | MISO_MI | Internal | Summer | B2 | 25 | 5490 | 1510.94 | 117.64 | 117.65 | 0.01 | 0
2025 | MISO_IN_2_MISO_MI | MISO_IN | MISO_MI | Internal | Summer | B3 | 75 | 5490 | 311.08 | 114.01 | 114.02 | 0.01 | 0
2025 | MISO_IN_2_MISO_MI | MISO_IN | MISO_MI | Internal | Summer | B4 | 100 | 5490 | 839.9 | 113.29 | 113.3 | 0.01 | 0
2025 | MISO_IN_2_MISO_MI | MISO_IN | MISO_MI | Internal | Summer | B5 | 200 | 5490 | 1491.4 | 109.48 | 109.49 | 0.01 | 0
2025 | MISO_IN_2_MISO_MI | MISO_IN | MISO_MI | Internal | Summer | B6 | 300 | 5490 | 760.41 | 103.59 | 103.6 | 0.01 | 0
2025 | MISO_IN_2_MISO_MI | MISO_IN | MISO_MI | Internal | Summer | B7 | 400 | 5490 | 2639.95 | 81.88 | 81.89 | 0.01 | 0
2025 | MISO_IN_2_MISO_MI | MISO_IN | MISO_MI | Internal | Summer | B8 | 500 | 5490 | 2825.93 | 73.9 | 73.91 | 0.01 | 0
2025 | MISO_IN_2_MISO_MI | MISO_IN | MISO_MI | Internal | Summer | B9 | 800 | 5490 | 3049.86 | 67.08 | 67.1 | 0.01 | 0
2025 | MISO_IN_2_MISO_MI | MISO_IN | MISO_MI | Internal | Summer | B10 | 1262 | 5490 | 4713.96 | 59.63 | 59.64 | 0.01 | 0
2025 | MISO_IN_2_MISO_MI | MISO_IN | MISO_MI | Internal | Winter | B16 | 25 | 5490 | 5490 | 70.61 | 76.81 | 0.01 | 6.19
2025 | MISO_IN_2_MISO_MI | MISO_IN | MISO_MI | Internal | Winter | B17 | 100 | 5490 | 4696.8 | 75.07 | 75.08 | 0.01 | 0
2025 | MISO_IN_2_MISO_MI | MISO_IN | MISO_MI | Internal | Winter | B18 | 400 | 5490 | 3670.74 | 72.77 | 72.78 | 0.01 | 0
2025 | MISO_IN_2_MISO_MI | MISO_IN | MISO_MI | Internal | Winter | B19 | 700 | 5490 | 3720.85 | 70.46 | 70.47 | 0.01 | 0
2025 | MISO_IN_2_MISO_MI | MISO_IN | MISO_MI | Internal | Winter | B20 | 935 | 5490 | 4684 | 61.46 | 61.47 | 0.01 | 0
2025 | MISO_IN_2_MISO_MO-IL | MISO_IN | MISO_MO-IL | Internal | Shoulder | B11 | 25 | 5000 | 3042.12 | 78.91 | 78.92 | 0.01 | 0
2025 | MISO_IN_2_MISO_MO-IL | MISO_IN | MISO_MO-IL | Internal | Shoulder | B12 | 200 | 5000 | 0 | 71.64 | 71.63 | 0.01 | 0
2025 | MISO_IN_2_MISO_MO-IL | MISO_IN | MISO_MO-IL | Internal | Shoulder | B13 | 600 | 5000 | 0 | 69.92 | 69.93 | 0.01 | 0
2025 | MISO_IN_2_MISO_MO-IL | MISO_IN | MISO_MO-IL | Internal | Shoulder | B14 | 900 | 5000 | 0 | 67.24 | 67.24 | 0.01 | 0
2025 | MISO_IN_2_MISO_MO-IL | MISO_IN | MISO_MO-IL | Internal | Shoulder | B15 | 1203 | 5000 | 0 | 59.09 | 58.96 | 0.01 | 0
2025 | MISO_IN_2_MISO_MO-IL | MISO_IN | MISO_MO-IL | Internal | Summer | B1 | 10 | 5000 | 1977.58 | 148.47 | 148.48 | 0.01 | 0
2025 | MISO_IN_2_MISO_MO-IL | MISO_IN | MISO_MO-IL | Internal | Summer | B2 | 25 | 5000 | 2025.53 | 117.64 | 117.65 | 0.01 | 0
2025 | MISO_IN_2_MISO_MO-IL | MISO_IN | MISO_MO-IL | Internal | Summer | B3 | 75 | 5000 | 3335.72 | 114.01 | 114.02 | 0.01 | 0
2025 | MISO_IN_2_MISO_MO-IL | MISO_IN | MISO_MO-IL | Internal | Summer | B4 | 100 | 5000 | 1298.88 | 113.29 | 113.3 | 0.01 | 0
2025 | MISO_IN_2_MISO_MO-IL | MISO_IN | MISO_MO-IL | Internal | Summer | B5 | 200 | 5000 | 1575.44 | 109.48 | 109.49 | 0.01 | 0
2025 | MISO_IN_2_MISO_MO-IL | MISO_IN | MISO_MO-IL | Internal | Summer | B6 | 300 | 5000 | 648.58 | 103.59 | 103.6 | 0.01 | 0
2025 | MISO_IN_2_MISO_MO-IL | MISO_IN | MISO_MO-IL | Internal | Summer | B7 | 400 | 5000 | 259.22 | 81.88 | 81.89 | 0.01 | 0
2025 | MISO_IN_2_MISO_MO-IL | MISO_IN | MISO_MO-IL | Internal | Summer | B8 | 500 | 5000 | 236.62 | 73.9 | 73.91 | 0.01 | 0
2025 | MISO_IN_2_MISO_MO-IL | MISO_IN | MISO_MO-IL | Internal | Summer | B9 | 800 | 5000 | 936.8 | 67.08 | 67.1 | 0.01 | 0
2025 | MISO_IN_2_MISO_MO-IL | MISO_IN | MISO_MO-IL | Internal | Summer | B10 | 1262 | 5000 | 948.24 | 59.63 | 59.64 | 0.01 | 0
2025 | MISO_IN_2_MISO_MO-IL | MISO_IN | MISO_MO-IL | Internal | Winter | B16 | 25 | 5000 | 1326.47 | 70.61 | 70.62 | 0.01 | 0
2025 | MISO_IN_2_MISO_MO-IL | MISO_IN | MISO_MO-IL | Internal | Winter | B17 | 100 | 5000 | 0 | 75.07 | 75.05 | 0.01 | 0
2025 | MISO_IN_2_MISO_MO-IL | MISO_IN | MISO_MO-IL | Internal | Winter | B18 | 400 | 5000 | 333 | 72.77 | 72.78 | 0.01 | 0
2025 | MISO_IN_2_MISO_MO-IL | MISO_IN | MISO_MO-IL | Internal | Winter | B19 | 700 | 5000 | 470.19 | 70.46 | 70.47 | 0.01 | 0
2025 | MISO_IN_2_MISO_MO-IL | MISO_IN | MISO_MO-IL | Internal | Winter | B20 | 935 | 5000 | 0 | 61.46 | 61.45 | 0.01 | 0
2025 | MISO_IN_2_NonRTO_Midwest | MISO_IN | NonRTO_Midwest | Internal | Shoulder | B11 | 25 | 4800 | 2671.99 | 78.91 | 86.91 | 8 | 0
2025 | MISO_IN_2_NonRTO_Midwest | MISO_IN | NonRTO_Midwest | Internal | Shoulder | B12 | 200 | 4800 | 3444.73 | 71.64 | 79.64 | 8 | 0
2025 | MISO_IN_2_NonRTO_Midwest | MISO_IN | NonRTO_Midwest | Internal | Shoulder | B13 | 600 | 4800 | 3204.57 | 69.92 | 77.92 | 8 | 0
2025 | MISO_IN_2_NonRTO_Midwest | MISO_IN | NonRTO_Midwest | Internal | Shoulder | B14 | 900 | 4800 | 2790.85 | 67.24 | 75.24 | 8 | 0
2025 | MISO_IN_2_NonRTO_Midwest | MISO_IN | NonRTO_Midwest | Internal | Shoulder | B15 | 1203 | 4800 | 1952.05 | 59.09 | 67.09 | 8 | 0
2025 | MISO_IN_2_NonRTO_Midwest | MISO_IN | NonRTO_Midwest | Internal | Summer | B1 | 10 | 4800 | 2747.77 | 148.47 | 156.47 | 8 | 0
2025 | MISO_IN_2_NonRTO_Midwest | MISO_IN | NonRTO_Midwest | Internal | Summer | B2 | 25 | 4800 | 1802.85 | 117.64 | 125.64 | 8 | 0
2025 | MISO_IN_2_NonRTO_Midwest | MISO_IN | NonRTO_Midwest | Internal | Summer | B3 | 75 | 4800 | 757.51 | 114.01 | 122.01 | 8 | 0
2025 | MISO_IN_2_NonRTO_Midwest | MISO_IN | NonRTO_Midwest | Internal | Summer | B4 | 100 | 4800 | 353.39 | 113.29 | 121.29 | 8 | 0
2025 | MISO_IN_2_NonRTO_Midwest | MISO_IN | NonRTO_Midwest | Internal | Summer | B5 | 200 | 4800 | 46.75 | 109.48 | 117.48 | 8 | 0
2025 | MISO_IN_2_NonRTO_Midwest | MISO_IN | NonRTO_Midwest | Internal | Summer | B6 | 300 | 4800 | 2564.53 | 103.59 | 111.59 | 8 | 0
2025 | MISO_IN_2_NonRTO_Midwest | MISO_IN | NonRTO_Midwest | Internal | Summer | B7 | 400 | 4800 | 1991.9 | 81.88 | 89.88 | 8 | 0
2025 | MISO_IN_2_NonRTO_Midwest | MISO_IN | NonRTO_Midwest | Internal | Summer | B8 | 500 | 4800 | 2895.07 | 73.9 | 81.9 | 8 | 0
2025 | MISO_IN_2_NonRTO_Midwest | MISO_IN | NonRTO_Midwest | Internal | Summer | B9 | 800 | 4800 | 3177.19 | 67.08 | 75.08 | 8 | 0
2025 | MISO_IN_2_NonRTO_Midwest | MISO_IN | NonRTO_Midwest | Internal | Summer | B10 | 1262 | 4800 | 2117.58 | 59.63 | 67.63 | 8 | 0
2025 | MISO_IN_2_NonRTO_Midwest | MISO_IN | NonRTO_Midwest | Internal | Winter | B16 | 25 | 4800 | 4800 | 70.61 | 88.63 | 8 | 10.03
2025 | MISO_IN_2_NonRTO_Midwest | MISO_IN | NonRTO_Midwest | Internal | Winter | B17 | 100 | 4800 | 4031.09 | 75.07 | 83.07 | 8 | 0
2025 | MISO_IN_2_NonRTO_Midwest | MISO_IN | NonRTO_Midwest | Internal | Winter | B18 | 400 | 4800 | 4800 | 72.77 | 80.91 | 8 | 0.15
2025 | MISO_IN_2_NonRTO_Midwest | MISO_IN | NonRTO_Midwest | Internal | Winter | B19 | 700 | 4800 | 4372.3 | 70.46 | 78.46 | 8 | 0
2025 | MISO_IN_2_NonRTO_Midwest | MISO_IN | NonRTO_Midwest | Internal | Winter | B20 | 935 | 4800 | 3526.4 | 61.46 | 69.46 | 8 | 0
2025 | MISO_IN_2_PJM_ROR | MISO_IN | PJM_ROR | Internal | Shoulder | B11 | 25 | 992 | 992 | 78.91 | 80.92 | 2 | 0.01
2025 | MISO_IN_2_PJM_ROR | MISO_IN | PJM_ROR | Internal | Shoulder | B12 | 200 | 992 | 531.5 | 71.64 | 73.64 | 2 | 0
2025 | MISO_IN_2_PJM_ROR | MISO_IN | PJM_ROR | Internal | Shoulder | B13 | 600 | 992 | 363.45 | 69.92 | 71.92 | 2 | 0
2025 | MISO_IN_2_PJM_ROR | MISO_IN | PJM_ROR | Internal | Shoulder | B14 | 900 | 992 | 366.15 | 67.24 | 69.24 | 2 | 0
2025 | MISO_IN_2_PJM_ROR | MISO_IN | PJM_ROR | Internal | Shoulder | B15 | 1203 | 992 | 0 | 59.09 | 60.78 | 2 | 0
2025 | MISO_IN_2_PJM_ROR | MISO_IN | PJM_ROR | Internal | Summer | B1 | 10 | 992 | 992 | 148.47 | 150.48 | 2 | 0.01
2025 | MISO_IN_2_PJM_ROR | MISO_IN | PJM_ROR | Internal | Summer | B2 | 25 | 992 | 737.56 | 117.64 | 119.64 | 2 | 0
2025 | MISO_IN_2_PJM_ROR | MISO_IN | PJM_ROR | Internal | Summer | B3 | 75 | 992 | 0 | 114.01 | 115.52 | 2 | 0
2025 | MISO_IN_2_PJM_ROR | MISO_IN | PJM_ROR | Internal | Summer | B4 | 100 | 992 | 0 | 113.29 | 111.29 | 2 | 0
2025 | MISO_IN_2_PJM_ROR | MISO_IN | PJM_ROR | Internal | Summer | B5 | 200 | 992 | 0 | 109.48 | 109.23 | 2 | 0
2025 | MISO_IN_2_PJM_ROR | MISO_IN | PJM_ROR | Internal | Summer | B6 | 300 | 992 | 328.54 | 103.59 | 105.59 | 2 | 0
2025 | MISO_IN_2_PJM_ROR | MISO_IN | PJM_ROR | Internal | Summer | B7 | 400 | 992 | 153.48 | 81.88 | 83.88 | 2 | 0
2025 | MISO_IN_2_PJM_ROR | MISO_IN | PJM_ROR | Internal | Summer | B8 | 500 | 992 | 0 | 73.9 | 72.21 | 2 | 0
2025 | MISO_IN_2_PJM_ROR | MISO_IN | PJM_ROR | Internal | Summer | B9 | 800 | 992 | 113.62 | 67.08 | 69.08 | 2 | 0
2025 | MISO_IN_2_PJM_ROR | MISO_IN | PJM_ROR | Internal | Summer | B10 | 1262 | 992 | 126.96 | 59.63 | 61.63 | 2 | 0
2025 | MISO_IN_2_PJM_ROR | MISO_IN | PJM_ROR | Internal | Winter | B16 | 25 | 992 | 992 | 70.61 | 85.63 | 2 | 13.02
2025 | MISO_IN_2_PJM_ROR | MISO_IN | PJM_ROR | Internal | Winter | B17 | 100 | 992 | 992 | 75.07 | 79.94 | 2 | 2.88
2025 | MISO_IN_2_PJM_ROR | MISO_IN | PJM_ROR | Internal | Winter | B18 | 400 | 992 | 992 | 72.77 | 74.78 | 2 | 0.01
2025 | MISO_IN_2_PJM_ROR | MISO_IN | PJM_ROR | Internal | Winter | B19 | 700 | 992 | 992 | 70.46 | 72.47 | 2 | 0.01
2025 | MISO_IN_2_PJM_ROR | MISO_IN | PJM_ROR | Internal | Winter | B20 | 935 | 992 | 669.6 | 61.46 | 63.46 | 2 | 0
2025 | MISO_MI_2_MISO_IN | MISO_MI | MISO_IN | Internal | Shoulder | B11 | 25 | 2535 | 0 | 78.92 | 78.91 | 0.01 | 0
2025 | MISO_MI_2_MISO_IN | MISO_MI | MISO_IN | Internal | Shoulder | B12 | 200 | 2535 | 0 | 71.65 | 71.64 | 0.01 | 0
2025 | MISO_MI_2_MISO_IN | MISO_MI | MISO_IN | Internal | Shoulder | B13 | 600 | 2535 | 0 | 69.93 | 69.92 | 0.01 | 0
2025 | MISO_MI_2_MISO_IN | MISO_MI | MISO_IN | Internal | Shoulder | B14 | 900 | 2535 | 0 | 67.25 | 67.24 | 0.01 | 0
2025 | MISO_MI_2_MISO_IN | MISO_MI | MISO_IN | Internal | Shoulder | B15 | 1203 | 2535 | 0 | 60.3 | 59.09 | 0.01 | 0
2025 | MISO_MI_2_MISO_IN | MISO_MI | MISO_IN | Internal | Summer | B1 | 10 | 2535 | 0 | 148.48 | 148.47 | 0.01 | 0
2025 | MISO_MI_2_MISO_IN | MISO_MI | MISO_IN | Internal | Summer | B2 | 25 | 2535 | 0 | 117.65 | 117.64 | 0.01 | 0
2025 | MISO_MI_2_MISO_IN | MISO_MI | MISO_IN | Internal | Summer | B3 | 75 | 2535 | 0 | 114.02 | 114.01 | 0.01 | 0
2025 | MISO_MI_2_MISO_IN | MISO_MI | MISO_IN | Internal | Summer | B4 | 100 | 2535 | 0 | 113.3 | 113.29 | 0.01 | 0
2025 | MISO_MI_2_MISO_IN | MISO_MI | MISO_IN | Internal | Summer | B5 | 200 | 2535 | 0 | 109.49 | 109.48 | 0.01 | 0
2025 | MISO_MI_2_MISO_IN | MISO_MI | MISO_IN | Internal | Summer | B6 | 300 | 2535 | 0 | 103.6 | 103.59 | 0.01 | 0
2025 | MISO_MI_2_MISO_IN | MISO_MI | MISO_IN | Internal | Summer | B7 | 400 | 2535 | 0 | 81.89 | 81.88 | 0.01 | 0
2025 | MISO_MI_2_MISO_IN | MISO_MI | MISO_IN | Internal | Summer | B8 | 500 | 2535 | 0 | 73.91 | 73.9 | 0.01 | 0
2025 | MISO_MI_2_MISO_IN | MISO_MI | MISO_IN | Internal | Summer | B9 | 800 | 2535 | 0 | 67.1 | 67.08 | 0.01 | 0
2025 | MISO_MI_2_MISO_IN | MISO_MI | MISO_IN | Internal | Summer | B10 | 1262 | 2535 | 0 | 59.64 | 59.63 | 0.01 | 0
2025 | MISO_MI_2_MISO_IN | MISO_MI | MISO_IN | Internal | Winter | B16 | 25 | 2535 | 0 | 76.81 | 70.61 | 0.01 | 0
2025 | MISO_MI_2_MISO_IN | MISO_MI | MISO_IN | Internal | Winter | B17 | 100 | 2535 | 0 | 75.08 | 75.07 | 0.01 | 0
2025 | MISO_MI_2_MISO_IN | MISO_MI | MISO_IN | Internal | Winter | B18 | 400 | 2535 | 0 | 72.78 | 72.77 | 0.01 | 0
2025 | MISO_MI_2_MISO_IN | MISO_MI | MISO_IN | Internal | Winter | B19 | 700 | 2535 | 0 | 70.47 | 70.46 | 0.01 | 0
2025 | MISO_MI_2_MISO_IN | MISO_MI | MISO_IN | Internal | Winter | B20 | 935 | 2535 | 0 | 61.47 | 61.46 | 0.01 | 0
2025 | MISO_MI_2_MISO_WUMS | MISO_MI | MISO_WUMS | Internal | Shoulder | B11 | 25 | 312 | 0 | 78.92 | 78.92 | 0.01 | 0
2025 | MISO_MI_2_MISO_WUMS | MISO_MI | MISO_WUMS | Internal | Shoulder | B12 | 200 | 312 | 0 | 71.65 | 71.63 | 0.01 | 0
2025 | MISO_MI_2_MISO_WUMS | MISO_MI | MISO_WUMS | Internal | Shoulder | B13 | 600 | 312 | 0 | 69.93 | 69.92 | 0.01 | 0
2025 | MISO_MI_2_MISO_WUMS | MISO_MI | MISO_WUMS | Internal | Shoulder | B14 | 900 | 312 | 0 | 67.25 | 67.24 | 0.01 | 0
2025 | MISO_MI_2_MISO_WUMS | MISO_MI | MISO_WUMS | Internal | Shoulder | B15 | 1203 | 312 | 0 | 60.3 | 58.71 | 0.01 | 0
2025 | MISO_MI_2_MISO_WUMS | MISO_MI | MISO_WUMS | Internal | Summer | B1 | 10 | 312 | 0 | 148.48 | 148.47 | 0.01 | 0
2025 | MISO_MI_2_MISO_WUMS | MISO_MI | MISO_WUMS | Internal | Summer | B2 | 25 | 312 | 0 | 117.65 | 117.63 | 0.01 | 0
2025 | MISO_MI_2_MISO_WUMS | MISO_MI | MISO_WUMS | Internal | Summer | B3 | 75 | 312 | 0 | 114.02 | 113.51 | 0.01 | 0
2025 | MISO_MI_2_MISO_WUMS | MISO_MI | MISO_WUMS | Internal | Summer | B4 | 100 | 312 | 0 | 113.3 | 109.29 | 0.01 | 0
2025 | MISO_MI_2_MISO_WUMS | MISO_MI | MISO_WUMS | Internal | Summer | B5 | 200 | 312 | 0 | 109.49 | 107.22 | 0.01 | 0
2025 | MISO_MI_2_MISO_WUMS | MISO_MI | MISO_WUMS | Internal | Summer | B6 | 300 | 312 | 0 | 103.6 | 103.58 | 0.01 | 0
2025 | MISO_MI_2_MISO_WUMS | MISO_MI | MISO_WUMS | Internal | Summer | B7 | 400 | 312 | 0 | 81.89 | 81.88 | 0.01 | 0
2025 | MISO_MI_2_MISO_WUMS | MISO_MI | MISO_WUMS | Internal | Summer | B8 | 500 | 312 | 0 | 73.91 | 70.21 | 0.01 | 0
2025 | MISO_MI_2_MISO_WUMS | MISO_MI | MISO_WUMS | Internal | Summer | B9 | 800 | 312 | 0 | 67.1 | 67.07 | 0.01 | 0
2025 | MISO_MI_2_MISO_WUMS | MISO_MI | MISO_WUMS | Internal | Summer | B10 | 1262 | 312 | 0 | 59.64 | 59.63 | 0.01 | 0
2025 | MISO_MI_2_MISO_WUMS | MISO_MI | MISO_WUMS | Internal | Winter | B16 | 25 | 312 | 0 | 76.81 | 76.8 | 0.01 | 0
2025 | MISO_MI_2_MISO_WUMS | MISO_MI | MISO_WUMS | Internal | Winter | B17 | 100 | 312 | 0 | 75.08 | 75.07 | 0.01 | 0
2025 | MISO_MI_2_MISO_WUMS | MISO_MI | MISO_WUMS | Internal | Winter | B18 | 400 | 312 | 0 | 72.78 | 71.45 | 0.01 | 0
2025 | MISO_MI_2_MISO_WUMS | MISO_MI | MISO_WUMS | Internal | Winter | B19 | 700 | 312 | 0 | 70.47 | 70.47 | 0.01 | 0
2025 | MISO_MI_2_MISO_WUMS | MISO_MI | MISO_WUMS | Internal | Winter | B20 | 935 | 312 | 0 | 61.47 | 61.46 | 0.01 | 0
2025 | MISO_MI_2_PJM_ROR | MISO_MI | PJM_ROR | Internal | Shoulder | B11 | 25 | 1424 | 150.06 | 78.92 | 80.92 | 2 | 0
2025 | MISO_MI_2_PJM_ROR | MISO_MI | PJM_ROR | Internal | Shoulder | B12 | 200 | 1424 | 0 | 71.65 | 73.64 | 2 | 0
2025 | MISO_MI_2_PJM_ROR | MISO_MI | PJM_ROR | Internal | Shoulder | B13 | 600 | 1424 | 0 | 69.93 | 71.92 | 2 | 0
2025 | MISO_MI_2_PJM_ROR | MISO_MI | PJM_ROR | Internal | Shoulder | B14 | 900 | 1424 | 0 | 67.25 | 69.24 | 2 | 0
2025 | MISO_MI_2_PJM_ROR | MISO_MI | PJM_ROR | Internal | Shoulder | B15 | 1203 | 1424 | 0 | 60.3 | 60.78 | 2 | 0
2025 | MISO_MI_2_PJM_ROR | MISO_MI | PJM_ROR | Internal | Summer | B1 | 10 | 1424 | 1092.91 | 148.48 | 150.48 | 2 | 0
2025 | MISO_MI_2_PJM_ROR | MISO_MI | PJM_ROR | Internal | Summer | B2 | 25 | 1424 | 0 | 117.65 | 119.64 | 2 | 0
2025 | MISO_MI_2_PJM_ROR | MISO_MI | PJM_ROR | Internal | Summer | B3 | 75 | 1424 | 0 | 114.02 | 115.52 | 2 | 0
2025 | MISO_MI_2_PJM_ROR | MISO_MI | PJM_ROR | Internal | Summer | B4 | 100 | 1424 | 0 | 113.3 | 111.29 | 2 | 0
2025 | MISO_MI_2_PJM_ROR | MISO_MI | PJM_ROR | Internal | Summer | B5 | 200 | 1424 | 0 | 109.49 | 109.23 | 2 | 0
2025 | MISO_MI_2_PJM_ROR | MISO_MI | PJM_ROR | Internal | Summer | B6 | 300 | 1424 | 0 | 103.6 | 105.59 | 2 | 0
2025 | MISO_MI_2_PJM_ROR | MISO_MI | PJM_ROR | Internal | Summer | B7 | 400 | 1424 | 0 | 81.89 | 83.88 | 2 | 0
2025 | MISO_MI_2_PJM_ROR | MISO_MI | PJM_ROR | Internal | Summer | B8 | 500 | 1424 | 0 | 73.91 | 72.21 | 2 | 0
2025 | MISO_MI_2_PJM_ROR | MISO_MI | PJM_ROR | Internal | Summer | B9 | 800 | 1424 | 0 | 67.1 | 69.08 | 2 | 0
2025 | MISO_MI_2_PJM_ROR | MISO_MI | PJM_ROR | Internal | Summer | B10 | 1262 | 1424 | 0 | 59.64 | 61.63 | 2 | 0
2025 | MISO_MI_2_PJM_ROR | MISO_MI | PJM_ROR | Internal | Winter | B16 | 25 | 1424 | 1424 | 76.81 | 85.63 | 2 | 6.82
2025 | MISO_MI_2_PJM_ROR | MISO_MI | PJM_ROR | Internal | Winter | B17 | 100 | 1424 | 1424 | 75.08 | 79.94 | 2 | 2.87
2025 | MISO_MI_2_PJM_ROR | MISO_MI | PJM_ROR | Internal | Winter | B18 | 400 | 1424 | 276.9 | 72.78 | 74.78 | 2 | 0
2025 | MISO_MI_2_PJM_ROR | MISO_MI | PJM_ROR | Internal | Winter | B19 | 700 | 1424 | 792.41 | 70.47 | 72.47 | 2 | 0
2025 | MISO_MI_2_PJM_ROR | MISO_MI | PJM_ROR | Internal | Winter | B20 | 935 | 1424 | 0 | 61.47 | 63.46 | 2 | 0
2025 | MISO_MO-IL_2_ENT | MISO_MO-IL | ENT | Internal | Shoulder | B11 | 25 | 2540 | 0 | 78.92 | 78.92 | 8 | 0
2025 | MISO_MO-IL_2_ENT | MISO_MO-IL | ENT | Internal | Shoulder | B12 | 200 | 2540 | 0 | 71.63 | 71.63 | 8 | 0
2025 | MISO_MO-IL_2_ENT | MISO_MO-IL | ENT | Internal | Shoulder | B13 | 600 | 2540 | 0 | 69.93 | 69.98 | 8 | 0
2025 | MISO_MO-IL_2_ENT | MISO_MO-IL | ENT | Internal | Shoulder | B14 | 900 | 2540 | 0 | 67.24 | 67.24 | 8 | 0
2025 | MISO_MO-IL_2_ENT | MISO_MO-IL | ENT | Internal | Shoulder | B15 | 1203 | 2540 | 0 | 58.96 | 61.51 | 8 | 0
2025 | MISO_MO-IL_2_ENT | MISO_MO-IL | ENT | Internal | Summer | B1 | 10 | 2540 | 0 | 148.48 | 117.65 | 8 | 0
2025 | MISO_MO-IL_2_ENT | MISO_MO-IL | ENT | Internal | Summer | B2 | 25 | 2540 | 0 | 117.65 | 117.65 | 8 | 0
2025 | MISO_MO-IL_2_ENT | MISO_MO-IL | ENT | Internal | Summer | B3 | 75 | 2540 | 0 | 114.02 | 119.74 | 8 | 0
2025 | MISO_MO-IL_2_ENT | MISO_MO-IL | ENT | Internal | Summer | B4 | 100 | 2540 | 0 | 113.3 | 113.3 | 8 | 0
2025 | MISO_MO-IL_2_ENT | MISO_MO-IL | ENT | Internal | Summer | B5 | 200 | 2540 | 0 | 109.49 | 109.49 | 8 | 0
2025 | MISO_MO-IL_2_ENT | MISO_MO-IL | ENT | Internal | Summer | B6 | 300 | 2540 | 0 | 103.6 | 103.6 | 8 | 0
2025 | MISO_MO-IL_2_ENT | MISO_MO-IL | ENT | Internal | Summer | B7 | 400 | 2540 | 0 | 81.89 | 81.89 | 8 | 0
2025 | MISO_MO-IL_2_ENT | MISO_MO-IL | ENT | Internal | Summer | B8 | 500 | 2540 | 0 | 73.91 | 73.91 | 8 | 0
2025 | MISO_MO-IL_2_ENT | MISO_MO-IL | ENT | Internal | Summer | B9 | 800 | 2540 | 0 | 67.1 | 71.61 | 8 | 0
2025 | MISO_MO-IL_2_ENT | MISO_MO-IL | ENT | Internal | Summer | B10 | 1262 | 2540 | 0 | 59.64 | 62.19 | 8 | 0
2025 | MISO_MO-IL_2_ENT | MISO_MO-IL | ENT | Internal | Winter | B16 | 25 | 2540 | 0 | 70.62 | 76.08 | 8 | 0
2025 | MISO_MO-IL_2_ENT | MISO_MO-IL | ENT | Internal | Winter | B17 | 100 | 2540 | 0 | 75.05 | 73.53 | 8 | 0
2025 | MISO_MO-IL_2_ENT | MISO_MO-IL | ENT | Internal | Winter | B18 | 400 | 2540 | 0 | 72.78 | 72.79 | 8 | 0
2025 | MISO_MO-IL_2_ENT | MISO_MO-IL | ENT | Internal | Winter | B19 | 700 | 2540 | 0 | 70.47 | 70.47 | 8 | 0
2025 | MISO_MO-IL_2_ENT | MISO_MO-IL | ENT | Internal | Winter | B20 | 935 | 2540 | 0 | 61.45 | 63.95 | 8 | 0
2025 | MISO_MO-IL_2_MISO_IN | MISO_MO-IL | MISO_IN | Internal | Shoulder | B11 | 25 | 2100 | 0 | 78.92 | 78.91 | 0.01 | 0
2025 | MISO_MO-IL_2_MISO_IN | MISO_MO-IL | MISO_IN | Internal | Shoulder | B12 | 200 | 2100 | 168.89 | 71.63 | 71.64 | 0.01 | 0
2025 | MISO_MO-IL_2_MISO_IN | MISO_MO-IL | MISO_IN | Internal | Shoulder | B13 | 600 | 2100 | 0 | 69.93 | 69.92 | 0.01 | 0
2025 | MISO_MO-IL_2_MISO_IN | MISO_MO-IL | MISO_IN | Internal | Shoulder | B14 | 900 | 2100 | 0 | 67.24 | 67.24 | 0.01 | 0
2025 | MISO_MO-IL_2_MISO_IN | MISO_MO-IL | MISO_IN | Internal | Shoulder | B15 | 1203 | 2100 | 2100 | 58.96 | 59.09 | 0.01 | 0.13
2025 | MISO_MO-IL_2_MISO_IN | MISO_MO-IL | MISO_IN | Internal | Summer | B1 | 10 | 2100 | 0 | 148.48 | 148.47 | 0.01 | 0
2025 | MISO_MO-IL_2_MISO_IN | MISO_MO-IL | MISO_IN | Internal | Summer | B2 | 25 | 2100 | 0 | 117.65 | 117.64 | 0.01 | 0
2025 | MISO_MO-IL_2_MISO_IN | MISO_MO-IL | MISO_IN | Internal | Summer | B3 | 75 | 2100 | 0 | 114.02 | 114.01 | 0.01 | 0
2025 | MISO_MO-IL_2_MISO_IN | MISO_MO-IL | MISO_IN | Internal | Summer | B4 | 100 | 2100 | 0 | 113.3 | 113.29 | 0.01 | 0
2025 | MISO_MO-IL_2_MISO_IN | MISO_MO-IL | MISO_IN | Internal | Summer | B5 | 200 | 2100 | 0 | 109.49 | 109.48 | 0.01 | 0
2025 | MISO_MO-IL_2_MISO_IN | MISO_MO-IL | MISO_IN | Internal | Summer | B6 | 300 | 2100 | 0 | 103.6 | 103.59 | 0.01 | 0
2025 | MISO_MO-IL_2_MISO_IN | MISO_MO-IL | MISO_IN | Internal | Summer | B7 | 400 | 2100 | 0 | 81.89 | 81.88 | 0.01 | 0
2025 | MISO_MO-IL_2_MISO_IN | MISO_MO-IL | MISO_IN | Internal | Summer | B8 | 500 | 2100 | 0 | 73.91 | 73.9 | 0.01 | 0
2025 | MISO_MO-IL_2_MISO_IN | MISO_MO-IL | MISO_IN | Internal | Summer | B9 | 800 | 2100 | 0 | 67.1 | 67.08 | 0.01 | 0
2025 | MISO_MO-IL_2_MISO_IN | MISO_MO-IL | MISO_IN | Internal | Summer | B10 | 1262 | 2100 | 0 | 59.64 | 59.63 | 0.01 | 0
2025 | MISO_MO-IL_2_MISO_IN | MISO_MO-IL | MISO_IN | Internal | Winter | B16 | 25 | 2100 | 0 | 70.62 | 70.61 | 0.01 | 0
2025 | MISO_MO-IL_2_MISO_IN | MISO_MO-IL | MISO_IN | Internal | Winter | B17 | 100 | 2100 | 1647.48 | 75.05 | 75.07 | 0.01 | 0
2025 | MISO_MO-IL_2_MISO_IN | MISO_MO-IL | MISO_IN | Internal | Winter | B18 | 400 | 2100 | 0 | 72.78 | 72.77 | 0.01 | 0
2025 | MISO_MO-IL_2_MISO_IN | MISO_MO-IL | MISO_IN | Internal | Winter | B19 | 700 | 2100 | 0 | 70.47 | 70.46 | 0.01 | 0
2025 | MISO_MO-IL_2_MISO_IN | MISO_MO-IL | MISO_IN | Internal | Winter | B20 | 935 | 2100 | 1099.96 | 61.45 | 61.46 | 0.01 | 0
2025 | MISO_MO-IL_2_MISO_W | MISO_MO-IL | MISO_W | Internal | Shoulder | B11 | 25 | 1208 | 0 | 78.92 | 78.92 | 0.01 | 0
2025 | MISO_MO-IL_2_MISO_W | MISO_MO-IL | MISO_W | Internal | Shoulder | B12 | 200 | 1208 | 0 | 71.63 | 71.62 | 0.01 | 0
2025 | MISO_MO-IL_2_MISO_W | MISO_MO-IL | MISO_W | Internal | Shoulder | B13 | 600 | 1208 | 0 | 69.93 | 69.92 | 0.01 | 0
2025 | MISO_MO-IL_2_MISO_W | MISO_MO-IL | MISO_W | Internal | Shoulder | B14 | 900 | 1208 | 0 | 67.24 | 60.27 | 0.01 | 0
2025 | MISO_MO-IL_2_MISO_W | MISO_MO-IL | MISO_W | Internal | Shoulder | B15 | 1203 | 1208 | 0 | 58.96 | 12.01 | 0.01 | 0
2025 | MISO_MO-IL_2_MISO_W | MISO_MO-IL | MISO_W | Internal | Summer | B1 | 10 | 1208 | 0 | 148.48 | 148.48 | 0.01 | 0
2025 | MISO_MO-IL_2_MISO_W | MISO_MO-IL | MISO_W | Internal | Summer | B2 | 25 | 1208 | 0 | 117.65 | 117.64 | 0.01 | 0
2025 | MISO_MO-IL_2_MISO_W | MISO_MO-IL | MISO_W | Internal | Summer | B3 | 75 | 1208 | 0 | 114.02 | 113.52 | 0.01 | 0
2025 | MISO_MO-IL_2_MISO_W | MISO_MO-IL | MISO_W | Internal | Summer | B4 | 100 | 1208 | 0 | 113.3 | 109.29 | 0.01 | 0
2025 | MISO_MO-IL_2_MISO_W | MISO_MO-IL | MISO_W | Internal | Summer | B5 | 200 | 1208 | 0 | 109.49 | 107.23 | 0.01 | 0
2025 | MISO_MO-IL_2_MISO_W | MISO_MO-IL | MISO_W | Internal | Summer | B6 | 300 | 1208 | 0 | 103.6 | 103.59 | 0.01 | 0
2025 | MISO_MO-IL_2_MISO_W | MISO_MO-IL | MISO_W | Internal | Summer | B7 | 400 | 1208 | 0 | 81.89 | 81.88 | 0.01 | 0
2025 | MISO_MO-IL_2_MISO_W | MISO_MO-IL | MISO_W | Internal | Summer | B8 | 500 | 1208 | 0 | 73.91 | 70.21 | 0.01 | 0
2025 | MISO_MO-IL_2_MISO_W | MISO_MO-IL | MISO_W | Internal | Summer | B9 | 800 | 1208 | 0 | 67.1 | 67.08 | 0.01 | 0
2025 | MISO_MO-IL_2_MISO_W | MISO_MO-IL | MISO_W | Internal | Summer | B10 | 1262 | 1208 | 0 | 59.64 | 59.63 | 0.01 | 0
2025 | MISO_MO-IL_2_MISO_W | MISO_MO-IL | MISO_W | Internal | Winter | B16 | 25 | 1208 | 0 | 70.62 | 11.36 | 0.01 | 0
2025 | MISO_MO-IL_2_MISO_W | MISO_MO-IL | MISO_W | Internal | Winter | B17 | 100 | 1208 | 0 | 75.05 | 40.31 | 0.01 | 0
2025 | MISO_MO-IL_2_MISO_W | MISO_MO-IL | MISO_W | Internal | Winter | B18 | 400 | 1208 | 0 | 72.78 | 71.44 | 0.01 | 0
2025 | MISO_MO-IL_2_MISO_W | MISO_MO-IL | MISO_W | Internal | Winter | B19 | 700 | 1208 | 0 | 70.47 | 70.46 | 0.01 | 0
2025 | MISO_MO-IL_2_MISO_W | MISO_MO-IL | MISO_W | Internal | Winter | B20 | 935 | 1208 | 0 | 61.45 | 12.23 | 0.01 | 0
2025 | MISO_MO-IL_2_PJM_ROR | MISO_MO-IL | PJM_ROR | Internal | Shoulder | B11 | 25 | 1212 | 151.9 | 78.92 | 80.92 | 2 | 0
2025 | MISO_MO-IL_2_PJM_ROR | MISO_MO-IL | PJM_ROR | Internal | Shoulder | B12 | 200 | 1212 | 1212 | 71.63 | 73.64 | 2 | 0.01
2025 | MISO_MO-IL_2_PJM_ROR | MISO_MO-IL | PJM_ROR | Internal | Shoulder | B13 | 600 | 1212 | 0 | 69.93 | 71.92 | 2 | 0
2025 | MISO_MO-IL_2_PJM_ROR | MISO_MO-IL | PJM_ROR | Internal | Shoulder | B14 | 900 | 1212 | 898.59 | 67.24 | 69.24 | 2 | 0
2025 | MISO_MO-IL_2_PJM_ROR | MISO_MO-IL | PJM_ROR | Internal | Shoulder | B15 | 1203 | 1212 | 0 | 58.96 | 60.78 | 2 | 0
2025 | MISO_MO-IL_2_PJM_ROR | MISO_MO-IL | PJM_ROR | Internal | Summer | B1 | 10 | 1212 | 931.99 | 148.48 | 150.48 | 2 | 0
2025 | MISO_MO-IL_2_PJM_ROR | MISO_MO-IL | PJM_ROR | Internal | Summer | B2 | 25 | 1212 | 0 | 117.65 | 119.64 | 2 | 0
2025 | MISO_MO-IL_2_PJM_ROR | MISO_MO-IL | PJM_ROR | Internal | Summer | B3 | 75 | 1212 | 0 | 114.02 | 115.52 | 2 | 0
2025 | MISO_MO-IL_2_PJM_ROR | MISO_MO-IL | PJM_ROR | Internal | Summer | B4 | 100 | 1212 | 0 | 113.3 | 111.29 | 2 | 0
2025 | MISO_MO-IL_2_PJM_ROR | MISO_MO-IL | PJM_ROR | Internal | Summer | B5 | 200 | 1212 | 0 | 109.49 | 109.23 | 2 | 0
2025 | MISO_MO-IL_2_PJM_ROR | MISO_MO-IL | PJM_ROR | Internal | Summer | B6 | 300 | 1212 | 0 | 103.6 | 105.59 | 2 | 0
2025 | MISO_MO-IL_2_PJM_ROR | MISO_MO-IL | PJM_ROR | Internal | Summer | B7 | 400 | 1212 | 0 | 81.89 | 83.88 | 2 | 0
2025 | MISO_MO-IL_2_PJM_ROR | MISO_MO-IL | PJM_ROR | Internal | Summer | B8 | 500 | 1212 | 0 | 73.91 | 72.21 | 2 | 0
2025 | MISO_MO-IL_2_PJM_ROR | MISO_MO-IL | PJM_ROR | Internal | Summer | B9 | 800 | 1212 | 0 | 67.1 | 69.08 | 2 | 0
2025 | MISO_MO-IL_2_PJM_ROR | MISO_MO-IL | PJM_ROR | Internal | Summer | B10 | 1262 | 1212 | 0 | 59.64 | 61.63 | 2 | 0
2025 | MISO_MO-IL_2_PJM_ROR | MISO_MO-IL | PJM_ROR | Internal | Winter | B16 | 25 | 1212 | 1212 | 70.62 | 85.63 | 2 | 13.01
2025 | MISO_MO-IL_2_PJM_ROR | MISO_MO-IL | PJM_ROR | Internal | Winter | B17 | 100 | 1212 | 1212 | 75.05 | 79.94 | 2 | 2.89
2025 | MISO_MO-IL_2_PJM_ROR | MISO_MO-IL | PJM_ROR | Internal | Winter | B18 | 400 | 1212 | 673.14 | 72.78 | 74.78 | 2 | 0
2025 | MISO_MO-IL_2_PJM_ROR | MISO_MO-IL | PJM_ROR | Internal | Winter | B19 | 700 | 1212 | 1016.9 | 70.47 | 72.47 | 2 | 0
2025 | MISO_MO-IL_2_PJM_ROR | MISO_MO-IL | PJM_ROR | Internal | Winter | B20 | 935 | 1212 | 1212 | 61.45 | 63.46 | 2 | 0.01
2025 | MISO_MO-IL_2_TVA_Transmission | MISO_MO-IL | TVA_Transmission | Internal | Shoulder | B11 | 25 | 4000 | 4000 | 78.92 | 91.65 | 8 | 4.73
2025 | MISO_MO-IL_2_TVA_Transmission | MISO_MO-IL | TVA_Transmission | Internal | Shoulder | B12 | 200 | 4000 | 1106.13 | 71.63 | 79.63 | 8 | 0
2025 | MISO_MO-IL_2_TVA_Transmission | MISO_MO-IL | TVA_Transmission | Internal | Shoulder | B13 | 600 | 4000 | 0 | 69.93 | 77.92 | 8 | 0
2025 | MISO_MO-IL_2_TVA_Transmission | MISO_MO-IL | TVA_Transmission | Internal | Shoulder | B14 | 900 | 4000 | 3331.58 | 67.24 | 75.24 | 8 | 0
2025 | MISO_MO-IL_2_TVA_Transmission | MISO_MO-IL | TVA_Transmission | Internal | Shoulder | B15 | 1203 | 4000 | 3826.25 | 58.96 | 66.96 | 8 | 0
2025 | MISO_MO-IL_2_TVA_Transmission | MISO_MO-IL | TVA_Transmission | Internal | Summer | B1 | 10 | 4000 | 4000 | 148.48 | 164.47 | 8 | 7.99
2025 | MISO_MO-IL_2_TVA_Transmission | MISO_MO-IL | TVA_Transmission | Internal | Summer | B2 | 25 | 4000 | 4000 | 117.65 | 133.64 | 8 | 7.99
2025 | MISO_MO-IL_2_TVA_Transmission | MISO_MO-IL | TVA_Transmission | Internal | Summer | B3 | 75 | 4000 | 4000 | 114.02 | 125.21 | 8 | 3.19
2025 | MISO_MO-IL_2_TVA_Transmission | MISO_MO-IL | TVA_Transmission | Internal | Summer | B4 | 100 | 4000 | 3553.28 | 113.3 | 121.3 | 8 | 0
2025 | MISO_MO-IL_2_TVA_Transmission | MISO_MO-IL | TVA_Transmission | Internal | Summer | B5 | 200 | 4000 | 1598.88 | 109.49 | 117.49 | 8 | 0
2025 | MISO_MO-IL_2_TVA_Transmission | MISO_MO-IL | TVA_Transmission | Internal | Summer | B6 | 300 | 4000 | 14.08 | 103.6 | 111.6 | 8 | 0
2025 | MISO_MO-IL_2_TVA_Transmission | MISO_MO-IL | TVA_Transmission | Internal | Summer | B7 | 400 | 4000 | 1430.32 | 81.89 | 89.89 | 8 | 0
2025 | MISO_MO-IL_2_TVA_Transmission | MISO_MO-IL | TVA_Transmission | Internal | Summer | B8 | 500 | 4000 | 0 | 73.91 | 78.94 | 8 | 0
2025 | MISO_MO-IL_2_TVA_Transmission | MISO_MO-IL | TVA_Transmission | Internal | Summer | B9 | 800 | 4000 | 0 | 67.1 | 75.08 | 8 | 0
2025 | MISO_MO-IL_2_TVA_Transmission | MISO_MO-IL | TVA_Transmission | Internal | Summer | B10 | 1262 | 4000 | 2137.26 | 59.64 | 67.64 | 8 | 0
2025 | MISO_MO-IL_2_TVA_Transmission | MISO_MO-IL | TVA_Transmission | Internal | Winter | B16 | 25 | 4000 | 4000 | 70.62 | 96.63 | 8 | 18.02
2025 | MISO_MO-IL_2_TVA_Transmission | MISO_MO-IL | TVA_Transmission | Internal | Winter | B17 | 100 | 4000 | 2063.28 | 75.05 | 83.05 | 8 | 0
2025 | MISO_MO-IL_2_TVA_Transmission | MISO_MO-IL | TVA_Transmission | Internal | Winter | B18 | 400 | 4000 | 506.3 | 72.78 | 80.78 | 8 | 0
2025 | MISO_MO-IL_2_TVA_Transmission | MISO_MO-IL | TVA_Transmission | Internal | Winter | B19 | 700 | 4000 | 1138.23 | 70.47 | 78.47 | 8 | 0
2025 | MISO_MO-IL_2_TVA_Transmission | MISO_MO-IL | TVA_Transmission | Internal | Winter | B20 | 935 | 4000 | 4000 | 61.45 | 69.46 | 8 | 0.01
2025 | MISO_W_2_IESO | MISO_W | IESO | Internal | Shoulder | B11 | 25 | 145 | 0 | 78.92 | 53.32 | 8 | 0
2025 | MISO_W_2_IESO | MISO_W | IESO | Internal | Shoulder | B12 | 200 | 145 | 0 | 71.62 | 58.65 | 8 | 0
2025 | MISO_W_2_IESO | MISO_W | IESO | Internal | Shoulder | B13 | 600 | 145 | 0 | 69.92 | 53.3 | 8 | 0
2025 | MISO_W_2_IESO | MISO_W | IESO | Internal | Shoulder | B14 | 900 | 145 | 0 | 60.27 | 53.3 | 8 | 0
2025 | MISO_W_2_IESO | MISO_W | IESO | Internal | Shoulder | B15 | 1203 | 145 | 145 | 12.01 | 53.3 | 8 | 33.29
2025 | MISO_W_2_IESO | MISO_W | IESO | Internal | Summer | B1 | 10 | 145 | 0 | 148.48 | 89.87 | 8 | 0
2025 | MISO_W_2_IESO | MISO_W | IESO | Internal | Summer | B2 | 25 | 145 | 0 | 117.64 | 89.87 | 8 | 0
2025 | MISO_W_2_IESO | MISO_W | IESO | Internal | Summer | B3 | 75 | 145 | 0 | 113.52 | 74.56 | 8 | 0
2025 | MISO_W_2_IESO | MISO_W | IESO | Internal | Summer | B4 | 100 | 145 | 0 | 109.29 | 58.06 | 8 | 0
2025 | MISO_W_2_IESO | MISO_W | IESO | Internal | Summer | B5 | 200 | 145 | 0 | 107.23 | 58.06 | 8 | 0
2025 | MISO_W_2_IESO | MISO_W | IESO | Internal | Summer | B6 | 300 | 145 | 0 | 103.59 | 52.39 | 8 | 0
2025 | MISO_W_2_IESO | MISO_W | IESO | Internal | Summer | B7 | 400 | 145 | 0 | 81.88 | 52.39 | 8 | 0
2025 | MISO_W_2_IESO | MISO_W | IESO | Internal | Summer | B8 | 500 | 145 | 0 | 70.21 | 52.39 | 8 | 0
2025 | MISO_W_2_IESO | MISO_W | IESO | Internal | Summer | B9 | 800 | 145 | 0 | 67.08 | 52.39 | 8 | 0
2025 | MISO_W_2_IESO | MISO_W | IESO | Internal | Summer | B10 | 1262 | 145 | 0 | 59.63 | 52.39 | 8 | 0
2025 | MISO_W_2_IESO | MISO_W | IESO | Internal | Winter | B16 | 25 | 145 | 145 | 11.36 | 54.68 | 8 | 35.32
2025 | MISO_W_2_IESO | MISO_W | IESO | Internal | Winter | B17 | 100 | 145 | 145 | 40.31 | 54.47 | 8 | 6.16
2025 | MISO_W_2_IESO | MISO_W | IESO | Internal | Winter | B18 | 400 | 145 | 0 | 71.44 | 54.47 | 8 | 0
2025 | MISO_W_2_IESO | MISO_W | IESO | Internal | Winter | B19 | 700 | 145 | 0 | 70.46 | 54.47 | 8 | 0
2025 | MISO_W_2_IESO | MISO_W | IESO | Internal | Winter | B20 | 935 | 145 | 145 | 12.23 | 54.47 | 8 | 34.25
2025 | MISO_W_2_MAPP_CA | MISO_W | MAPP_CA | Internal | Shoulder | B11 | 25 | 700 | 0 | 78.92 | 60.32 | 0.01 | 0
2025 | MISO_W_2_MAPP_CA | MISO_W | MAPP_CA | Internal | Shoulder | B12 | 200 | 700 | 0 | 71.62 | 65.65 | 0.01 | 0
2025 | MISO_W_2_MAPP_CA | MISO_W | MAPP_CA | Internal | Shoulder | B13 | 600 | 700 | 0 | 69.92 | 60.3 | 0.01 | 0
2025 | MISO_W_2_MAPP_CA | MISO_W | MAPP_CA | Internal | Shoulder | B14 | 900 | 700 | 0 | 60.27 | 60.26 | 0.01 | 0
2025 | MISO_W_2_MAPP_CA | MISO_W | MAPP_CA | Internal | Shoulder | B15 | 1203 | 700 | 700 | 12.01 | 60.26 | 0.01 | 48.24
2025 | MISO_W_2_MAPP_CA | MISO_W | MAPP_CA | Internal | Summer | B1 | 10 | 700 | 0 | 148.48 | 81.87 | 0.01 | 0
2025 | MISO_W_2_MAPP_CA | MISO_W | MAPP_CA | Internal | Summer | B2 | 25 | 700 | 0 | 117.64 | 81.87 | 0.01 | 0
2025 | MISO_W_2_MAPP_CA | MISO_W | MAPP_CA | Internal | Summer | B3 | 75 | 700 | 0 | 113.52 | 81.56 | 0.01 | 0
2025 | MISO_W_2_MAPP_CA | MISO_W | MAPP_CA | Internal | Summer | B4 | 100 | 700 | 0 | 109.29 | 65.06 | 0.01 | 0
2025 | MISO_W_2_MAPP_CA | MISO_W | MAPP_CA | Internal | Summer | B5 | 200 | 700 | 0 | 107.23 | 65.06 | 0.01 | 0
2025 | MISO_W_2_MAPP_CA | MISO_W | MAPP_CA | Internal | Summer | B6 | 300 | 700 | 0 | 103.59 | 59.64 | 0.01 | 0
2025 | MISO_W_2_MAPP_CA | MISO_W | MAPP_CA | Internal | Summer | B7 | 400 | 700 | 0 | 81.88 | 59.64 | 0.01 | 0
2025 | MISO_W_2_MAPP_CA | MISO_W | MAPP_CA | Internal | Summer | B8 | 500 | 700 | 0 | 70.21 | 59.64 | 0.01 | 0
2025 | MISO_W_2_MAPP_CA | MISO_W | MAPP_CA | Internal | Summer | B9 | 800 | 700 | 0 | 67.08 | 59.64 | 0.01 | 0
2025 | MISO_W_2_MAPP_CA | MISO_W | MAPP_CA | Internal | Summer | B10 | 1262 | 700 | 337.2 | 59.63 | 59.64 | 0.01 | 0
2025 | MISO_W_2_MAPP_CA | MISO_W | MAPP_CA | Internal | Winter | B16 | 25 | 700 | 700 | 11.36 | 63.18 | 0.01 | 51.81
2025 | MISO_W_2_MAPP_CA | MISO_W | MAPP_CA | Internal | Winter | B17 | 100 | 700 | 700 | 40.31 | 63.18 | 0.01 | 22.86
2025 | MISO_W_2_MAPP_CA | MISO_W | MAPP_CA | Internal | Winter | B18 | 400 | 700 | 0 | 71.44 | 71.42 | 0.01 | 0
2025 | MISO_W_2_MAPP_CA | MISO_W | MAPP_CA | Internal | Winter | B19 | 700 | 700 | 0 | 70.46 | 70.45 | 0.01 | 0
2025 | MISO_W_2_MAPP_CA | MISO_W | MAPP_CA | Internal | Winter | B20 | 935 | 700 | 700 | 12.23 | 63.18 | 0.01 | 50.94
2025 | MISO_W_2_MISO_MO-IL | MISO_W | MISO_MO-IL | Internal | Shoulder | B11 | 25 | 4048 | 0 | 78.92 | 78.92 | 0.01 | 0
2025 | MISO_W_2_MISO_MO-IL | MISO_W | MISO_MO-IL | Internal | Shoulder | B12 | 200 | 4048 | 2973.01 | 71.62 | 71.63 | 0.01 | 0
2025 | MISO_W_2_MISO_MO-IL | MISO_W | MISO_MO-IL | Internal | Shoulder | B13 | 600 | 4048 | 2829.89 | 69.92 | 69.93 | 0.01 | 0
2025 | MISO_W_2_MISO_MO-IL | MISO_W | MISO_MO-IL | Internal | Shoulder | B14 | 900 | 4048 | 4048 | 60.27 | 67.24 | 0.01 | 6.95
2025 | MISO_W_2_MISO_MO-IL | MISO_W | MISO_MO-IL | Internal | Shoulder | B15 | 1203 | 4048 | 4048 | 12.01 | 58.96 | 0.01 | 46.93
2025 | MISO_W_2_MISO_MO-IL | MISO_W | MISO_MO-IL | Internal | Summer | B1 | 10 | 4048 | 0 | 148.48 | 148.48 | 0.01 | 0
2025 | MISO_W_2_MISO_MO-IL | MISO_W | MISO_MO-IL | Internal | Summer | B2 | 25 | 4048 | 2669.88 | 117.64 | 117.65 | 0.01 | 0
2025 | MISO_W_2_MISO_MO-IL | MISO_W | MISO_MO-IL | Internal | Summer | B3 | 75 | 4048 | 4048 | 113.52 | 114.02 | 0.01 | 0.49
2025 | MISO_W_2_MISO_MO-IL | MISO_W | MISO_MO-IL | Internal | Summer | B4 | 100 | 4048 | 4048 | 109.29 | 113.3 | 0.01 | 4
2025 | MISO_W_2_MISO_MO-IL | MISO_W | MISO_MO-IL | Internal | Summer | B5 | 200 | 4048 | 4048 | 107.23 | 109.49 | 0.01 | 2.25
2025 | MISO_W_2_MISO_MO-IL | MISO_W | MISO_MO-IL | Internal | Summer | B6 | 300 | 4048 | 1861.91 | 103.59 | 103.6 | 0.01 | 0
2025 | MISO_W_2_MISO_MO-IL | MISO_W | MISO_MO-IL | Internal | Summer | B7 | 400 | 4048 | 3033.57 | 81.88 | 81.89 | 0.01 | 0
2025 | MISO_W_2_MISO_MO-IL | MISO_W | MISO_MO-IL | Internal | Summer | B8 | 500 | 4048 | 4048 | 70.21 | 73.91 | 0.01 | 3.69
2025 | MISO_W_2_MISO_MO-IL | MISO_W | MISO_MO-IL | Internal | Summer | B9 | 800 | 4048 | 3842.29 | 67.08 | 67.1 | 0.01 | 0
2025 | MISO_W_2_MISO_MO-IL | MISO_W | MISO_MO-IL | Internal | Summer | B10 | 1262 | 4048 | 3917.71 | 59.63 | 59.64 | 0.01 | 0
2025 | MISO_W_2_MISO_MO-IL | MISO_W | MISO_MO-IL | Internal | Winter | B16 | 25 | 4048 | 4048 | 11.36 | 70.62 | 0.01 | 59.24
2025 | MISO_W_2_MISO_MO-IL | MISO_W | MISO_MO-IL | Internal | Winter | B17 | 100 | 4048 | 4048 | 40.31 | 75.05 | 0.01 | 34.73
2025 | MISO_W_2_MISO_MO-IL | MISO_W | MISO_MO-IL | Internal | Winter | B18 | 400 | 4048 | 4048 | 71.44 | 72.78 | 0.01 | 1.33
2025 | MISO_W_2_MISO_MO-IL | MISO_W | MISO_MO-IL | Internal | Winter | B19 | 700 | 4048 | 1392.92 | 70.46 | 70.47 | 0.01 | 0
2025 | MISO_W_2_MISO_MO-IL | MISO_W | MISO_MO-IL | Internal | Winter | B20 | 935 | 4048 | 4048 | 12.23 | 61.45 | 0.01 | 49.21
2025 | MISO_W_2_MISO_WUMS | MISO_W | MISO_WUMS | Internal | Shoulder | B11 | 25 | 1747 | 0 | 78.92 | 78.92 | 0.01 | 0
2025 | MISO_W_2_MISO_WUMS | MISO_W | MISO_WUMS | Internal | Shoulder | B12 | 200 | 1747 | 381.05 | 71.62 | 71.63 | 0.01 | 0
2025 | MISO_W_2_MISO_WUMS | MISO_W | MISO_WUMS | Internal | Shoulder | B13 | 600 | 1747 | 0 | 69.92 | 69.92 | 0.01 | 0
2025 | MISO_W_2_MISO_WUMS | MISO_W | MISO_WUMS | Internal | Shoulder | B14 | 900 | 1747 | 1747 | 60.27 | 67.24 | 0.01 | 6.95
2025 | MISO_W_2_MISO_WUMS | MISO_W | MISO_WUMS | Internal | Shoulder | B15 | 1203 | 1747 | 1747 | 12.01 | 58.71 | 0.01 | 46.69
2025 | MISO_W_2_MISO_WUMS | MISO_W | MISO_WUMS | Internal | Summer | B1 | 10 | 1747 | 0 | 148.48 | 148.47 | 0.01 | 0
2025 | MISO_W_2_MISO_WUMS | MISO_W | MISO_WUMS | Internal | Summer | B2 | 25 | 1747 | 0 | 117.64 | 117.63 | 0.01 | 0
2025 | MISO_W_2_MISO_WUMS | MISO_W | MISO_WUMS | Internal | Summer | B3 | 75 | 1747 | 0 | 113.52 | 113.51 | 0.01 | 0
2025 | MISO_W_2_MISO_WUMS | MISO_W | MISO_WUMS | Internal | Summer | B4 | 100 | 1747 | 0 | 109.29 | 109.29 | 0.01 | 0
2025 | MISO_W_2_MISO_WUMS | MISO_W | MISO_WUMS | Internal | Summer | B5 | 200 | 1747 | 0 | 107.23 | 107.22 | 0.01 | 0
2025 | MISO_W_2_MISO_WUMS | MISO_W | MISO_WUMS | Internal | Summer | B6 | 300 | 1747 | 0 | 103.59 | 103.58 | 0.01 | 0
2025 | MISO_W_2_MISO_WUMS | MISO_W | MISO_WUMS | Internal | Summer | B7 | 400 | 1747 | 0 | 81.88 | 81.88 | 0.01 | 0
2025 | MISO_W_2_MISO_WUMS | MISO_W | MISO_WUMS | Internal | Summer | B8 | 500 | 1747 | 0 | 70.21 | 70.21 | 0.01 | 0
2025 | MISO_W_2_MISO_WUMS | MISO_W | MISO_WUMS | Internal | Summer | B9 | 800 | 1747 | 0 | 67.08 | 67.07 | 0.01 | 0
2025 | MISO_W_2_MISO_WUMS | MISO_W | MISO_WUMS | Internal | Summer | B10 | 1262 | 1747 | 0 | 59.63 | 59.63 | 0.01 | 0
2025 | MISO_W_2_MISO_WUMS | MISO_W | MISO_WUMS | Internal | Winter | B16 | 25 | 1747 | 1747 | 11.36 | 76.8 | 0.01 | 65.42
2025 | MISO_W_2_MISO_WUMS | MISO_W | MISO_WUMS | Internal | Winter | B17 | 100 | 1747 | 1747 | 40.31 | 75.07 | 0.01 | 34.74
2025 | MISO_W_2_MISO_WUMS | MISO_W | MISO_WUMS | Internal | Winter | B18 | 400 | 1747 | 1621.75 | 71.44 | 71.45 | 0.01 | 0
2025 | MISO_W_2_MISO_WUMS | MISO_W | MISO_WUMS | Internal | Winter | B19 | 700 | 1747 | 1113.58 | 70.46 | 70.47 | 0.01 | 0
2025 | MISO_W_2_MISO_WUMS | MISO_W | MISO_WUMS | Internal | Winter | B20 | 935 | 1747 | 1747 | 12.23 | 61.46 | 0.01 | 49.22
2025 | MISO_W_2_PJM_ROR | MISO_W | PJM_ROR | Internal | Shoulder | B11 | 25 | 19839 | 17674.16 | 78.92 | 80.92 | 2 | 0
2025 | MISO_W_2_PJM_ROR | MISO_W | PJM_ROR | Internal | Shoulder | B12 | 200 | 19839 | 19839 | 71.62 | 73.64 | 2 | 0.02
2025 | MISO_W_2_PJM_ROR | MISO_W | PJM_ROR | Internal | Shoulder | B13 | 600 | 19839 | 19839 | 69.92 | 71.92 | 2 | 0
2025 | MISO_W_2_PJM_ROR | MISO_W | PJM_ROR | Internal | Shoulder | B14 | 900 | 19839 | 19839 | 60.27 | 69.24 | 2 | 6.97
2025 | MISO_W_2_PJM_ROR | MISO_W | PJM_ROR | Internal | Shoulder | B15 | 1203 | 19839 | 19839 | 12.01 | 60.78 | 2 | 46.77
2025 | MISO_W_2_PJM_ROR | MISO_W | PJM_ROR | Internal | Summer | B1 | 10 | 19839 | 19202.47 | 148.48 | 150.48 | 2 | 0
2025 | MISO_W_2_PJM_ROR | MISO_W | PJM_ROR | Internal | Summer | B2 | 25 | 19839 | 19513.4 | 117.64 | 119.64 | 2 | 0
2025 | MISO_W_2_PJM_ROR | MISO_W | PJM_ROR | Internal | Summer | B3 | 75 | 19839 | 9734.72 | 113.52 | 115.52 | 2 | 0
2025 | MISO_W_2_PJM_ROR | MISO_W | PJM_ROR | Internal | Summer | B4 | 100 | 19839 | 5447.3 | 109.29 | 111.29 | 2 | 0
2025 | MISO_W_2_PJM_ROR | MISO_W | PJM_ROR | Internal | Summer | B5 | 200 | 19839 | 5060.01 | 107.23 | 109.23 | 2 | 0
2025 | MISO_W_2_PJM_ROR | MISO_W | PJM_ROR | Internal | Summer | B6 | 300 | 19839 | 10288.04 | 103.59 | 105.59 | 2 | 0
2025 | MISO_W_2_PJM_ROR | MISO_W | PJM_ROR | Internal | Summer | B7 | 400 | 19839 | 13811.73 | 81.88 | 83.88 | 2 | 0
2025 | MISO_W_2_PJM_ROR | MISO_W | PJM_ROR | Internal | Summer | B8 | 500 | 19839 | 17262.74 | 70.21 | 72.21 | 2 | 0
2025 | MISO_W_2_PJM_ROR | MISO_W | PJM_ROR | Internal | Summer | B9 | 800 | 19839 | 14585.39 | 67.08 | 69.08 | 2 | 0
2025 | MISO_W_2_PJM_ROR | MISO_W | PJM_ROR | Internal | Summer | B10 | 1262 | 19839 | 18843.99 | 59.63 | 61.63 | 2 | 0
2025 | MISO_W_2_PJM_ROR | MISO_W | PJM_ROR | Internal | Winter | B16 | 25 | 19839 | 19839 | 11.36 | 85.63 | 2 | 72.26
2025 | MISO_W_2_PJM_ROR | MISO_W | PJM_ROR | Internal | Winter | B17 | 100 | 19839 | 19839 | 40.31 | 79.94 | 2 | 37.63
2025 | MISO_W_2_PJM_ROR | MISO_W | PJM_ROR | Internal | Winter | B18 | 400 | 19839 | 19839 | 71.44 | 74.78 | 2 | 1.34
2025 | MISO_W_2_PJM_ROR | MISO_W | PJM_ROR | Internal | Winter | B19 | 700 | 19839 | 19839 | 70.46 | 72.47 | 2 | 0.01
2025 | MISO_W_2_PJM_ROR | MISO_W | PJM_ROR | Internal | Winter | B20 | 935 | 19839 | 19839 | 12.23 | 63.46 | 2 | 49.23
2025 | MISO_W_2_SPP_N | MISO_W | SPP_N | Internal | Shoulder | B11 | 25 | 3450 | 0 | 78.92 | 73.92 | 7 | 0
2025 | MISO_W_2_SPP_N | MISO_W | SPP_N | Internal | Shoulder | B12 | 200 | 3450 | 0 | 71.62 | 66.63 | 7 | 0
2025 | MISO_W_2_SPP_N | MISO_W | SPP_N | Internal | Shoulder | B13 | 600 | 3450 | 0 | 69.92 | 64.93 | 7 | 0
2025 | MISO_W_2_SPP_N | MISO_W | SPP_N | Internal | Shoulder | B14 | 900 | 3450 | 0 | 60.27 | 1.32 | 7 | 0
2025 | MISO_W_2_SPP_N | MISO_W | SPP_N | Internal | Shoulder | B15 | 1203 | 3450 | 0 | 12.01 | 0.01 | 7 | 0
2025 | MISO_W_2_SPP_N | MISO_W | SPP_N | Internal | Summer | B1 | 10 | 3450 | 0 | 148.48 | 70.25 | 7 | 0
2025 | MISO_W_2_SPP_N | MISO_W | SPP_N | Internal | Summer | B2 | 25 | 3450 | 0 | 117.64 | 112.65 | 7 | 0
2025 | MISO_W_2_SPP_N | MISO_W | SPP_N | Internal | Summer | B3 | 75 | 3450 | 0 | 113.52 | 114.74 | 7 | 0
2025 | MISO_W_2_SPP_N | MISO_W | SPP_N | Internal | Summer | B4 | 100 | 3450 | 0 | 109.29 | 108.3 | 7 | 0
2025 | MISO_W_2_SPP_N | MISO_W | SPP_N | Internal | Summer | B5 | 200 | 3450 | 0 | 107.23 | 104.49 | 7 | 0
2025 | MISO_W_2_SPP_N | MISO_W | SPP_N | Internal | Summer | B6 | 300 | 3450 | 0 | 103.59 | 98.6 | 7 | 0
2025 | MISO_W_2_SPP_N | MISO_W | SPP_N | Internal | Summer | B7 | 400 | 3450 | 0 | 81.88 | 76.89 | 7 | 0
2025 | MISO_W_2_SPP_N | MISO_W | SPP_N | Internal | Summer | B8 | 500 | 3450 | 0 | 70.21 | 68.91 | 7 | 0
2025 | MISO_W_2_SPP_N | MISO_W | SPP_N | Internal | Summer | B9 | 800 | 3450 | 0 | 67.08 | 66.61 | 7 | 0
2025 | MISO_W_2_SPP_N | MISO_W | SPP_N | Internal | Summer | B10 | 1262 | 3450 | 0 | 59.63 | 54.64 | 7 | 0
2025 | MISO_W_2_SPP_N | MISO_W | SPP_N | Internal | Winter | B16 | 25 | 3450 | 2173.87 | 11.36 | 18.36 | 7 | 0
2025 | MISO_W_2_SPP_N | MISO_W | SPP_N | Internal | Winter | B17 | 100 | 3450 | 1240.43 | 40.31 | 47.31 | 7 | 0
2025 | MISO_W_2_SPP_N | MISO_W | SPP_N | Internal | Winter | B18 | 400 | 3450 | 0 | 71.44 | 67.78 | 7 | 0
2025 | MISO_W_2_SPP_N | MISO_W | SPP_N | Internal | Winter | B19 | 700 | 3450 | 0 | 70.46 | 65.46 | 7 | 0
2025 | MISO_W_2_SPP_N | MISO_W | SPP_N | Internal | Winter | B20 | 935 | 3450 | 0 | 12.23 | 0.01 | 7 | 0
2025 | MISO_WUMS_2_MISO_MI | MISO_WUMS | MISO_MI | Internal | Shoulder | B11 | 25 | 294 | 0 | 78.92 | 78.92 | 0.01 | 0
2025 | MISO_WUMS_2_MISO_MI | MISO_WUMS | MISO_MI | Internal | Shoulder | B12 | 200 | 294 | 294 | 71.63 | 71.65 | 0.01 | 0.01
2025 | MISO_WUMS_2_MISO_MI | MISO_WUMS | MISO_MI | Internal | Shoulder | B13 | 600 | 294 | 227.31 | 69.92 | 69.93 | 0.01 | 0
2025 | MISO_WUMS_2_MISO_MI | MISO_WUMS | MISO_MI | Internal | Shoulder | B14 | 900 | 294 | 182.11 | 67.24 | 67.25 | 0.01 | 0
2025 | MISO_WUMS_2_MISO_MI | MISO_WUMS | MISO_MI | Internal | Shoulder | B15 | 1203 | 294 | 294 | 58.71 | 60.3 | 0.01 | 1.57
2025 | MISO_WUMS_2_MISO_MI | MISO_WUMS | MISO_MI | Internal | Summer | B1 | 10 | 294 | 241.35 | 148.47 | 148.48 | 0.01 | 0
2025 | MISO_WUMS_2_MISO_MI | MISO_WUMS | MISO_MI | Internal | Summer | B2 | 25 | 294 | 294 | 117.63 | 117.65 | 0.01 | 0.01
2025 | MISO_WUMS_2_MISO_MI | MISO_WUMS | MISO_MI | Internal | Summer | B3 | 75 | 294 | 294 | 113.51 | 114.02 | 0.01 | 0.5
2025 | MISO_WUMS_2_MISO_MI | MISO_WUMS | MISO_MI | Internal | Summer | B4 | 100 | 294 | 294 | 109.29 | 113.3 | 0.01 | 4
2025 | MISO_WUMS_2_MISO_MI | MISO_WUMS | MISO_MI | Internal | Summer | B5 | 200 | 294 | 294 | 107.22 | 109.49 | 0.01 | 2.26
2025 | MISO_WUMS_2_MISO_MI | MISO_WUMS | MISO_MI | Internal | Summer | B6 | 300 | 294 | 294 | 103.58 | 103.6 | 0.01 | 0.01
2025 | MISO_WUMS_2_MISO_MI | MISO_WUMS | MISO_MI | Internal | Summer | B7 | 400 | 294 | 275.18 | 81.88 | 81.89 | 0.01 | 0
2025 | MISO_WUMS_2_MISO_MI | MISO_WUMS | MISO_MI | Internal | Summer | B8 | 500 | 294 | 294 | 70.21 | 73.91 | 0.01 | 3.69
2025 | MISO_WUMS_2_MISO_MI | MISO_WUMS | MISO_MI | Internal | Summer | B9 | 800 | 294 | 294 | 67.07 | 67.1 | 0.01 | 0.01
2025 | MISO_WUMS_2_MISO_MI | MISO_WUMS | MISO_MI | Internal | Summer | B10 | 1262 | 294 | 223.79 | 59.63 | 59.64 | 0.01 | 0
2025 | MISO_WUMS_2_MISO_MI | MISO_WUMS | MISO_MI | Internal | Winter | B16 | 25 | 294 | 41.27 | 76.8 | 76.81 | 0.01 | 0
2025 | MISO_WUMS_2_MISO_MI | MISO_WUMS | MISO_MI | Internal | Winter | B17 | 100 | 294 | 189.29 | 75.07 | 75.08 | 0.01 | 0
2025 | MISO_WUMS_2_MISO_MI | MISO_WUMS | MISO_MI | Internal | Winter | B18 | 400 | 294 | 294 | 71.45 | 72.78 | 0.01 | 1.32
2025 | MISO_WUMS_2_MISO_MI | MISO_WUMS | MISO_MI | Internal | Winter | B19 | 700 | 294 | 0 | 70.47 | 70.47 | 0.01 | 0
2025 | MISO_WUMS_2_MISO_MI | MISO_WUMS | MISO_MI | Internal | Winter | B20 | 935 | 294 | 174.23 | 61.46 | 61.47 | 0.01 | 0
2025 | MISO_WUMS_2_MISO_W | MISO_WUMS | MISO_W | Internal | Shoulder | B11 | 25 | 1255 | 0 | 78.92 | 78.92 | 0.01 | 0
2025 | MISO_WUMS_2_MISO_W | MISO_WUMS | MISO_W | Internal | Shoulder | B12 | 200 | 1255 | 0 | 71.63 | 71.62 | 0.01 | 0
2025 | MISO_WUMS_2_MISO_W | MISO_WUMS | MISO_W | Internal | Shoulder | B13 | 600 | 1255 | 0 | 69.92 | 69.92 | 0.01 | 0
2025 | MISO_WUMS_2_MISO_W | MISO_WUMS | MISO_W | Internal | Shoulder | B14 | 900 | 1255 | 0 | 67.24 | 60.27 | 0.01 | 0
2025 | MISO_WUMS_2_MISO_W | MISO_WUMS | MISO_W | Internal | Shoulder | B15 | 1203 | 1255 | 0 | 58.71 | 12.01 | 0.01 | 0
2025 | MISO_WUMS_2_MISO_W | MISO_WUMS | MISO_W | Internal | Summer | B1 | 10 | 1255 | 1192.65 | 148.47 | 148.48 | 0.01 | 0
2025 | MISO_WUMS_2_MISO_W | MISO_WUMS | MISO_W | Internal | Summer | B2 | 25 | 1255 | 1183.63 | 117.63 | 117.64 | 0.01 | 0
2025 | MISO_WUMS_2_MISO_W | MISO_WUMS | MISO_W | Internal | Summer | B3 | 75 | 1255 | 864.78 | 113.51 | 113.52 | 0.01 | 0
2025 | MISO_WUMS_2_MISO_W | MISO_WUMS | MISO_W | Internal | Summer | B4 | 100 | 1255 | 0 | 109.29 | 109.29 | 0.01 | 0
2025 | MISO_WUMS_2_MISO_W | MISO_WUMS | MISO_W | Internal | Summer | B5 | 200 | 1255 | 257.72 | 107.22 | 107.23 | 0.01 | 0
2025 | MISO_WUMS_2_MISO_W | MISO_WUMS | MISO_W | Internal | Summer | B6 | 300 | 1255 | 746.94 | 103.58 | 103.59 | 0.01 | 0
2025 | MISO_WUMS_2_MISO_W | MISO_WUMS | MISO_W | Internal | Summer | B7 | 400 | 1255 | 0 | 81.88 | 81.88 | 0.01 | 0
2025 | MISO_WUMS_2_MISO_W | MISO_WUMS | MISO_W | Internal | Summer | B8 | 500 | 1255 | 0 | 70.21 | 70.21 | 0.01 | 0
2025 | MISO_WUMS_2_MISO_W | MISO_WUMS | MISO_W | Internal | Summer | B9 | 800 | 1255 | 113.67 | 67.07 | 67.08 | 0.01 | 0
2025 | MISO_WUMS_2_MISO_W | MISO_WUMS | MISO_W | Internal | Summer | B10 | 1262 | 1255 | 0 | 59.63 | 59.63 | 0.01 | 0
2025 | MISO_WUMS_2_MISO_W | MISO_WUMS | MISO_W | Internal | Winter | B16 | 25 | 1255 | 0 | 76.8 | 11.36 | 0.01 | 0
2025 | MISO_WUMS_2_MISO_W | MISO_WUMS | MISO_W | Internal | Winter | B17 | 100 | 1255 | 0 | 75.07 | 40.31 | 0.01 | 0
2025 | MISO_WUMS_2_MISO_W | MISO_WUMS | MISO_W | Internal | Winter | B18 | 400 | 1255 | 0 | 71.45 | 71.44 | 0.01 | 0
2025 | MISO_WUMS_2_MISO_W | MISO_WUMS | MISO_W | Internal | Winter | B19 | 700 | 1255 | 0 | 70.47 | 70.46 | 0.01 | 0
2025 | MISO_WUMS_2_MISO_W | MISO_WUMS | MISO_W | Internal | Winter | B20 | 935 | 1255 | 0 | 61.46 | 12.23 | 0.01 | 0
2025 | MISO_WUMS_2_PJM_ROR | MISO_WUMS | PJM_ROR | Internal | Shoulder | B11 | 25 | 1600 | 1523.98 | 78.92 | 80.92 | 2 | 0
2025 | MISO_WUMS_2_PJM_ROR | MISO_WUMS | PJM_ROR | Internal | Shoulder | B12 | 200 | 1600 | 1600 | 71.63 | 73.64 | 2 | 0.01
2025 | MISO_WUMS_2_PJM_ROR | MISO_WUMS | PJM_ROR | Internal | Shoulder | B13 | 600 | 1600 | 1486.15 | 69.92 | 71.92 | 2 | 0
2025 | MISO_WUMS_2_PJM_ROR | MISO_WUMS | PJM_ROR | Internal | Shoulder | B14 | 900 | 1600 | 1055.47 | 67.24 | 69.24 | 2 | 0
2025 | MISO_WUMS_2_PJM_ROR | MISO_WUMS | PJM_ROR | Internal | Shoulder | B15 | 1203 | 1600 | 1600 | 58.71 | 60.78 | 2 | 0.07
2025 | MISO_WUMS_2_PJM_ROR | MISO_WUMS | PJM_ROR | Internal | Summer | B1 | 10 | 1600 | 1600 | 148.47 | 150.48 | 2 | 0.01
2025 | MISO_WUMS_2_PJM_ROR | MISO_WUMS | PJM_ROR | Internal | Summer | B2 | 25 | 1600 | 1600 | 117.63 | 119.64 | 2 | 0.01
2025 | MISO_WUMS_2_PJM_ROR | MISO_WUMS | PJM_ROR | Internal | Summer | B3 | 75 | 1600 | 1600 | 113.51 | 115.52 | 2 | 0.01
2025 | MISO_WUMS_2_PJM_ROR | MISO_WUMS | PJM_ROR | Internal | Summer | B4 | 100 | 1600 | 1330.03 | 109.29 | 111.29 | 2 | 0
2025 | MISO_WUMS_2_PJM_ROR | MISO_WUMS | PJM_ROR | Internal | Summer | B5 | 200 | 1600 | 1600 | 107.22 | 109.23 | 2 | 0.01
2025 | MISO_WUMS_2_PJM_ROR | MISO_WUMS | PJM_ROR | Internal | Summer | B6 | 300 | 1600 | 1600 | 103.58 | 105.59 | 2 | 0.01
2025 | MISO_WUMS_2_PJM_ROR | MISO_WUMS | PJM_ROR | Internal | Summer | B7 | 400 | 1600 | 1576.24 | 81.88 | 83.88 | 2 | 0
2025 | MISO_WUMS_2_PJM_ROR | MISO_WUMS | PJM_ROR | Internal | Summer | B8 | 500 | 1600 | 1299.02 | 70.21 | 72.21 | 2 | 0
2025 | MISO_WUMS_2_PJM_ROR | MISO_WUMS | PJM_ROR | Internal | Summer | B9 | 800 | 1600 | 1600 | 67.07 | 69.08 | 2 | 0.01
2025 | MISO_WUMS_2_PJM_ROR | MISO_WUMS | PJM_ROR | Internal | Summer | B10 | 1262 | 1600 | 710.82 | 59.63 | 61.63 | 2 | 0
2025 | MISO_WUMS_2_PJM_ROR | MISO_WUMS | PJM_ROR | Internal | Winter | B16 | 25 | 1600 | 1600 | 76.8 | 85.63 | 2 | 6.83
2025 | MISO_WUMS_2_PJM_ROR | MISO_WUMS | PJM_ROR | Internal | Winter | B17 | 100 | 1600 | 1600 | 75.07 | 79.94 | 2 | 2.88
2025 | MISO_WUMS_2_PJM_ROR | MISO_WUMS | PJM_ROR | Internal | Winter | B18 | 400 | 1600 | 1600 | 71.45 | 74.78 | 2 | 1.33
2025 | MISO_WUMS_2_PJM_ROR | MISO_WUMS | PJM_ROR | Internal | Winter | B19 | 700 | 1600 | 1292.79 | 70.47 | 72.47 | 2 | 0
2025 | MISO_WUMS_2_PJM_ROR | MISO_WUMS | PJM_ROR | Internal | Winter | B20 | 935 | 1600 | 1380.63 | 61.46 | 63.46 | 2 | 0
2025 | NE_2_MAPP_US | NE | MAPP_US | Internal | Shoulder | B11 | 25 | 1600 | 0 | 73.92 | 71.92 | 5 | 0
2025 | NE_2_MAPP_US | NE | MAPP_US | Internal | Shoulder | B12 | 200 | 1600 | 0 | 66.62 | 64.62 | 5 | 0
2025 | NE_2_MAPP_US | NE | MAPP_US | Internal | Shoulder | B13 | 600 | 1600 | 33.89 | 57.92 | 62.92 | 5 | 0
2025 | NE_2_MAPP_US | NE | MAPP_US | Internal | Shoulder | B14 | 900 | 1600 | 1600 | 11.68 | 53.27 | 5 | 36.6
2025 | NE_2_MAPP_US | NE | MAPP_US | Internal | Shoulder | B15 | 1203 | 1600 | 1036.96 | 0.01 | 5.01 | 5 | 0
2025 | NE_2_MAPP_US | NE | MAPP_US | Internal | Summer | B1 | 10 | 1600 | 13.43 | 136.48 | 141.48 | 5 | 0
2025 | NE_2_MAPP_US | NE | MAPP_US | Internal | Summer | B2 | 25 | 1600 | 0 | 112.64 | 110.64 | 5 | 0
2025 | NE_2_MAPP_US | NE | MAPP_US | Internal | Summer | B3 | 75 | 1600 | 0 | 108.52 | 106.52 | 5 | 0
2025 | NE_2_MAPP_US | NE | MAPP_US | Internal | Summer | B4 | 100 | 1600 | 0 | 106.97 | 102.29 | 5 | 0
2025 | NE_2_MAPP_US | NE | MAPP_US | Internal | Summer | B5 | 200 | 1600 | 0 | 102.23 | 100.23 | 5 | 0
2025 | NE_2_MAPP_US | NE | MAPP_US | Internal | Summer | B6 | 300 | 1600 | 0 | 98.59 | 96.59 | 5 | 0
2025 | NE_2_MAPP_US | NE | MAPP_US | Internal | Summer | B7 | 400 | 1600 | 0 | 76.88 | 74.88 | 5 | 0
2025 | NE_2_MAPP_US | NE | MAPP_US | Internal | Summer | B8 | 500 | 1600 | 0 | 65.21 | 63.21 | 5 | 0
2025 | NE_2_MAPP_US | NE | MAPP_US | Internal | Summer | B9 | 800 | 1600 | 0 | 62.08 | 60.08 | 5 | 0
2025 | NE_2_MAPP_US | NE | MAPP_US | Internal | Summer | B10 | 1262 | 1600 | 0 | 54.63 | 52.64 | 5 | 0
2025 | NE_2_MAPP_US | NE | MAPP_US | Internal | Winter | B16 | 25 | 1600 | 635.22 | 0.01 | 5.01 | 5 | 0
2025 | NE_2_MAPP_US | NE | MAPP_US | Internal | Winter | B17 | 100 | 1600 | 1582.29 | 28.31 | 33.31 | 5 | 0
2025 | NE_2_MAPP_US | NE | MAPP_US | Internal | Winter | B18 | 400 | 1600 | 1326.1 | 59.44 | 64.44 | 5 | 0
2025 | NE_2_MAPP_US | NE | MAPP_US | Internal | Winter | B19 | 700 | 1600 | 557.5 | 58.46 | 63.46 | 5 | 0
2025 | NE_2_MAPP_US | NE | MAPP_US | Internal | Winter | B20 | 935 | 1600 | 1600 | 0.01 | 5.23 | 5 | 0.21
2025 | NE_2_MISO_W | NE | MISO_W | Internal | Shoulder | B11 | 25 | 3614 | 3118.42 | 73.92 | 78.92 | 5 | 0
2025 | NE_2_MISO_W | NE | MISO_W | Internal | Shoulder | B12 | 200 | 3614 | 3268.7 | 66.62 | 71.62 | 5 | 0
2025 | NE_2_MISO_W | NE | MISO_W | Internal | Shoulder | B13 | 600 | 3614 | 3614 | 57.92 | 69.92 | 5 | 7
2025 | NE_2_MISO_W | NE | MISO_W | Internal | Shoulder | B14 | 900 | 3614 | 3614 | 11.68 | 60.27 | 5 | 43.6
2025 | NE_2_MISO_W | NE | MISO_W | Internal | Shoulder | B15 | 1203 | 3614 | 3614 | 0.01 | 12.01 | 5 | 7
2025 | NE_2_MISO_W | NE | MISO_W | Internal | Summer | B1 | 10 | 3614 | 3614 | 136.48 | 148.48 | 5 | 7
2025 | NE_2_MISO_W | NE | MISO_W | Internal | Summer | B2 | 25 | 3614 | 2867.87 | 112.64 | 117.64 | 5 | 0
2025 | NE_2_MISO_W | NE | MISO_W | Internal | Summer | B3 | 75 | 3614 | 910.52 | 108.52 | 113.52 | 5 | 0
2025 | NE_2_MISO_W | NE | MISO_W | Internal | Summer | B4 | 100 | 3614 | 0 | 106.97 | 109.29 | 5 | 0
2025 | NE_2_MISO_W | NE | MISO_W | Internal | Summer | B5 | 200 | 3614 | 152.2 | 102.23 | 107.23 | 5 | 0
2025 | NE_2_MISO_W | NE | MISO_W | Internal | Summer | B6 | 300 | 3614 | 1970.37 | 98.59 | 103.59 | 5 | 0
2025 | NE_2_MISO_W | NE | MISO_W | Internal | Summer | B7 | 400 | 3614 | 2130.9 | 76.88 | 81.88 | 5 | 0
2025 | NE_2_MISO_W | NE | MISO_W | Internal | Summer | B8 | 500 | 3614 | 1825.6 | 65.21 | 70.21 | 5 | 0
2025 | NE_2_MISO_W | NE | MISO_W | Internal | Summer | B9 | 800 | 3614 | 1875.71 | 62.08 | 67.08 | 5 | 0
2025 | NE_2_MISO_W | NE | MISO_W | Internal | Summer | B10 | 1262 | 3614 | 3254.68 | 54.63 | 59.63 | 5 | 0
2025 | NE_2_MISO_W | NE | MISO_W | Internal | Winter | B16 | 25 | 3614 | 3614 | 0.01 | 11.36 | 5 | 6.35
2025 | NE_2_MISO_W | NE | MISO_W | Internal | Winter | B17 | 100 | 3614 | 3614 | 28.31 | 40.31 | 5 | 7
2025 | NE_2_MISO_W | NE | MISO_W | Internal | Winter | B18 | 400 | 3614 | 3614 | 59.44 | 71.44 | 5 | 7
2025 | NE_2_MISO_W | NE | MISO_W | Internal | Winter | B19 | 700 | 3614 | 3614 | 58.46 | 70.46 | 5 | 7
2025 | NE_2_MISO_W | NE | MISO_W | Internal | Winter | B20 | 935 | 3614 | 3614 | 0.01 | 12.23 | 5 | 7.21
2025 | NE_2_SPP_N | NE | SPP_N | Internal | Shoulder | B11 | 25 | 1854 | 0 | 73.92 | 73.92 | 0.01 | 0
2025 | NE_2_SPP_N | NE | SPP_N | Internal | Shoulder | B12 | 200 | 1854 | 1364.9 | 66.62 | 66.63 | 0.01 | 0
2025 | NE_2_SPP_N | NE | SPP_N | Internal | Shoulder | B13 | 600 | 1854 | 1854 | 57.92 | 64.93 | 0.01 | 7
2025 | NE_2_SPP_N | NE | SPP_N | Internal | Shoulder | B14 | 900 | 1854 | 0 | 11.68 | 1.32 | 0.01 | 0
2025 | NE_2_SPP_N | NE | SPP_N | Internal | Shoulder | B15 | 1203 | 1854 | 0 | 0.01 | 0.01 | 0.01 | 0
2025 | NE_2_SPP_N | NE | SPP_N | Internal | Summer | B1 | 10 | 1854 | 0 | 136.48 | 70.25 | 0.01 | 0
2025 | NE_2_SPP_N | NE | SPP_N | Internal | Summer | B2 | 25 | 1854 | 1158.23 | 112.64 | 112.65 | 0.01 | 0
2025 | NE_2_SPP_N | NE | SPP_N | Internal | Summer | B3 | 75 | 1854 | 1854 | 108.52 | 114.74 | 0.01 | 6.21
2025 | NE_2_SPP_N | NE | SPP_N | Internal | Summer | B4 | 100 | 1854 | 1854 | 106.97 | 108.3 | 0.01 | 1.32
2025 | NE_2_SPP_N | NE | SPP_N | Internal | Summer | B5 | 200 | 1854 | 1854 | 102.23 | 104.49 | 0.01 | 2.25
2025 | NE_2_SPP_N | NE | SPP_N | Internal | Summer | B6 | 300 | 1854 | 744.46 | 98.59 | 98.6 | 0.01 | 0
2025 | NE_2_SPP_N | NE | SPP_N | Internal | Summer | B7 | 400 | 1854 | 1225.51 | 76.88 | 76.89 | 0.01 | 0
2025 | NE_2_SPP_N | NE | SPP_N | Internal | Summer | B8 | 500 | 1854 | 1854 | 65.21 | 68.91 | 0.01 | 3.69
2025 | NE_2_SPP_N | NE | SPP_N | Internal | Summer | B9 | 800 | 1854 | 1854 | 62.08 | 66.61 | 0.01 | 4.51
2025 | NE_2_SPP_N | NE | SPP_N | Internal | Summer | B10 | 1262 | 1854 | 1781.93 | 54.63 | 54.64 | 0.01 | 0
2025 | NE_2_SPP_N | NE | SPP_N | Internal | Winter | B16 | 25 | 1854 | 1854 | 0.01 | 18.36 | 0.01 | 18.34
2025 | NE_2_SPP_N | NE | SPP_N | Internal | Winter | B17 | 100 | 1854 | 1854 | 28.31 | 47.31 | 0.01 | 18.99
2025 | NE_2_SPP_N | NE | SPP_N | Internal | Winter | B18 | 400 | 1854 | 1854 | 59.44 | 67.78 | 0.01 | 8.33
2025 | NE_2_SPP_N | NE | SPP_N | Internal | Winter | B19 | 700 | 1854 | 1854 | 58.46 | 65.46 | 0.01 | 6.99
2025 | NE_2_SPP_N | NE | SPP_N | Internal | Winter | B20 | 935 | 1854 | 0 | 0.01 | 0.01 | 0.01 | 0
2025 | NEISO_2_NYISO_A-F | NEISO | NYISO_A-F | Internal | Shoulder | B11 | 25 | 600 | 164.07 | 57.32 | 60.32 | 3 | 0
2025 | NEISO_2_NYISO_A-F | NEISO | NYISO_A-F | Internal | Shoulder | B12 | 200 | 600 | 600 | 57.32 | 65.65 | 3 | 5.33
2025 | NEISO_2_NYISO_A-F | NEISO | NYISO_A-F | Internal | Shoulder | B13 | 600 | 600 | 0 | 57.32 | 60.3 | 3 | 0
2025 | NEISO_2_NYISO_A-F | NEISO | NYISO_A-F | Internal | Shoulder | B14 | 900 | 600 | 0 | 57.32 | 60.3 | 3 | 0
2025 | NEISO_2_NYISO_A-F | NEISO | NYISO_A-F | Internal | Shoulder | B15 | 1203 | 600 | 0 | 57.32 | 60.3 | 3 | 0
2025 | NEISO_2_NYISO_A-F | NEISO | NYISO_A-F | Internal | Summer | B1 | 10 | 600 | 0 | 445.42 | 96.87 | 3 | 0
2025 | NEISO_2_NYISO_A-F | NEISO | NYISO_A-F | Internal | Summer | B2 | 25 | 600 | 0 | 445.42 | 96.87 | 3 | 0
2025 | NEISO_2_NYISO_A-F | NEISO | NYISO_A-F | Internal | Summer | B3 | 75 | 600 | 0 | 104.52 | 81.56 | 3 | 0
2025 | NEISO_2_NYISO_A-F | NEISO | NYISO_A-F | Internal | Summer | B4 | 100 | 600 | 0 | 84.56 | 81.56 | 3 | 0
2025 | NEISO_2_NYISO_A-F | NEISO | NYISO_A-F | Internal | Summer | B5 | 200 | 600 | 0 | 77.6 | 74.6 | 3 | 0
2025 | NEISO_2_NYISO_A-F | NEISO | NYISO_A-F | Internal | Summer | B6 | 300 | 600 | 0 | 73.5 | 70.5 | 3 | 0
2025 | NEISO_2_NYISO_A-F | NEISO | NYISO_A-F | Internal | Summer | B7 | 400 | 600 | 0 | 61.19 | 59.39 | 3 | 0
2025 | NEISO_2_NYISO_A-F | NEISO | NYISO_A-F | Internal | Summer | B8 | 500 | 600 | 0 | 61.19 | 59.39 | 3 | 0
2025 | NEISO_2_NYISO_A-F | NEISO | NYISO_A-F | Internal | Summer | B9 | 800 | 600 | 0 | 56.42 | 59.39 | 3 | 0
2025 | NEISO_2_NYISO_A-F | NEISO | NYISO_A-F | Internal | Summer | B10 | 1262 | 600 | 0 | 56.42 | 59.39 | 3 | 0
2025 | NEISO_2_NYISO_A-F | NEISO | NYISO_A-F | Internal | Winter | B16 | 25 | 600 | 0 | 65.65 | 61.68 | 3 | 0
2025 | NEISO_2_NYISO_A-F | NEISO | NYISO_A-F | Internal | Winter | B17 | 100 | 600 | 0 | 65.65 | 61.47 | 3 | 0
2025 | NEISO_2_NYISO_A-F | NEISO | NYISO_A-F | Internal | Winter | B18 | 400 | 600 | 0 | 64.47 | 61.47 | 3 | 0
2025 | NEISO_2_NYISO_A-F | NEISO | NYISO_A-F | Internal | Winter | B19 | 700 | 600 | 0 | 64.47 | 61.47 | 3 | 0
2025 | NEISO_2_NYISO_A-F | NEISO | NYISO_A-F | Internal | Winter | B20 | 935 | 600 | 0 | 64.47 | 61.47 | 3 | 0
2025 | NEISO_2_NYISO_G-I | NEISO | NYISO_G-I | Internal | Shoulder | B11 | 25 | 600 | 600 | 57.32 | 70.43 | 3 | 10.11
2025 | NEISO_2_NYISO_G-I | NEISO | NYISO_G-I | Internal | Shoulder | B12 | 200 | 600 | 600 | 57.32 | 66.16 | 3 | 5.83
2025 | NEISO_2_NYISO_G-I | NEISO | NYISO_G-I | Internal | Shoulder | B13 | 600 | 600 | 600 | 57.32 | 66.16 | 3 | 5.83
2025 | NEISO_2_NYISO_G-I | NEISO | NYISO_G-I | Internal | Shoulder | B14 | 900 | 600 | 600 | 57.32 | 61.24 | 3 | 0.92
2025 | NEISO_2_NYISO_G-I | NEISO | NYISO_G-I | Internal | Shoulder | B15 | 1203 | 600 | 0 | 57.32 | 60.31 | 3 | 0
2025 | NEISO_2_NYISO_G-I | NEISO | NYISO_G-I | Internal | Summer | B1 | 10 | 600 | 0 | 445.42 | 442.42 | 3 | 0
2025 | NEISO_2_NYISO_G-I | NEISO | NYISO_G-I | Internal | Summer | B2 | 25 | 600 | 0 | 445.42 | 442.42 | 3 | 0
2025 | NEISO_2_NYISO_G-I | NEISO | NYISO_G-I | Internal | Summer | B3 | 75 | 600 | 557.54 | 104.52 | 107.52 | 3 | 0
2025 | NEISO_2_NYISO_G-I | NEISO | NYISO_G-I | Internal | Summer | B4 | 100 | 600 | 600 | 84.56 | 91.83 | 3 | 4.27
2025 | NEISO_2_NYISO_G-I | NEISO | NYISO_G-I | Internal | Summer | B5 | 200 | 600 | 600 | 77.6 | 91.83 | 3 | 11.24
2025 | NEISO_2_NYISO_G-I | NEISO | NYISO_G-I | Internal | Summer | B6 | 300 | 600 | 600 | 73.5 | 89.57 | 3 | 13.07
2025 | NEISO_2_NYISO_G-I | NEISO | NYISO_G-I | Internal | Summer | B7 | 400 | 600 | 600 | 61.19 | 66.97 | 3 | 2.78
2025 | NEISO_2_NYISO_G-I | NEISO | NYISO_G-I | Internal | Summer | B8 | 500 | 600 | 395.09 | 61.19 | 64.19 | 3 | 0
2025 | NEISO_2_NYISO_G-I | NEISO | NYISO_G-I | Internal | Summer | B9 | 800 | 600 | 600 | 56.42 | 62.91 | 3 | 3.5
2025 | NEISO_2_NYISO_G-I | NEISO | NYISO_G-I | Internal | Summer | B10 | 1262 | 600 | 0 | 56.42 | 59.4 | 3 | 0
2025 | NEISO_2_NYISO_G-I | NEISO | NYISO_G-I | Internal | Winter | B16 | 25 | 600 | 600 | 65.65 | 77.63 | 3 | 8.97
2025 | NEISO_2_NYISO_G-I | NEISO | NYISO_G-I | Internal | Winter | B17 | 100 | 600 | 600 | 65.65 | 75.03 | 3 | 6.38
2025 | NEISO_2_NYISO_G-I | NEISO | NYISO_G-I | Internal | Winter | B18 | 400 | 600 | 600 | 64.47 | 75.03 | 3 | 7.56
2025 | NEISO_2_NYISO_G-I | NEISO | NYISO_G-I | Internal | Winter | B19 | 700 | 600 | 578.57 | 64.47 | 67.47 | 3 | 0
2025 | NEISO_2_NYISO_G-I | NEISO | NYISO_G-I | Internal | Winter | B20 | 935 | 600 | 0 | 64.47 | 67.43 | 3 | 0
2025 | NEISO_2_NYISO_J-K | NEISO | NYISO_J-K | Internal | Shoulder | B11 | 25 | 1038 | 1038 | 57.32 | 70.44 | 3 | 10.12
2025 | NEISO_2_NYISO_J-K | NEISO | NYISO_J-K | Internal | Shoulder | B12 | 200 | 1038 | 1038 | 57.32 | 66.17 | 3 | 5.85
2025 | NEISO_2_NYISO_J-K | NEISO | NYISO_J-K | Internal | Shoulder | B13 | 600 | 1038 | 1038 | 57.32 | 66.17 | 3 | 5.85
2025 | NEISO_2_NYISO_J-K | NEISO | NYISO_J-K | Internal | Shoulder | B14 | 900 | 1038 | 1038 | 57.32 | 61.25 | 3 | 0.93
2025 | NEISO_2_NYISO_J-K | NEISO | NYISO_J-K | Internal | Shoulder | B15 | 1203 | 1038 | 831.72 | 57.32 | 60.32 | 3 | 0
2025 | NEISO_2_NYISO_J-K | NEISO | NYISO_J-K | Internal | Summer | B1 | 10 | 1038 | 0 | 445.42 | 442.43 | 3 | 0
2025 | NEISO_2_NYISO_J-K | NEISO | NYISO_J-K | Internal | Summer | B2 | 25 | 1038 | 0 | 445.42 | 442.43 | 3 | 0
2025 | NEISO_2_NYISO_J-K | NEISO | NYISO_J-K | Internal | Summer | B3 | 75 | 1038 | 1038 | 104.52 | 107.53 | 3 | 0.01
2025 | NEISO_2_NYISO_J-K | NEISO | NYISO_J-K | Internal | Summer | B4 | 100 | 1038 | 1038 | 84.56 | 91.85 | 3 | 4.28
2025 | NEISO_2_NYISO_J-K | NEISO | NYISO_J-K | Internal | Summer | B5 | 200 | 1038 | 1038 | 77.6 | 91.85 | 3 | 11.25
2025 | NEISO_2_NYISO_J-K | NEISO | NYISO_J-K | Internal | Summer | B6 | 300 | 1038 | 1038 | 73.5 | 89.58 | 3 | 13.08
2025 | NEISO_2_NYISO_J-K | NEISO | NYISO_J-K | Internal | Summer | B7 | 400 | 1038 | 1038 | 61.19 | 66.98 | 3 | 2.79
2025 | NEISO_2_NYISO_J-K | NEISO | NYISO_J-K | Internal | Summer | B8 | 500 | 1038 | 1038 | 61.19 | 64.2 | 3 | 0.01
2025 | NEISO_2_NYISO_J-K | NEISO | NYISO_J-K | Internal | Summer | B9 | 800 | 1038 | 1038 | 56.42 | 62.92 | 3 | 3.51
2025 | NEISO_2_NYISO_J-K | NEISO | NYISO_J-K | Internal | Summer | B10 | 1262 | 1038 | 387.15 | 56.42 | 59.42 | 3 | 0
2025 | NEISO_2_NYISO_J-K | NEISO | NYISO_J-K | Internal | Winter | B16 | 25 | 1038 | 1038 | 65.65 | 77.64 | 3 | 8.99
2025 | NEISO_2_NYISO_J-K | NEISO | NYISO_J-K | Internal | Winter | B17 | 100 | 1038 | 1038 | 65.65 | 77.64 | 3 | 8.99
2025 | NEISO_2_NYISO_J-K | NEISO | NYISO_J-K | Internal | Winter | B18 | 400 | 1038 | 1038 | 64.47 | 77.64 | 3 | 10.17
2025 | NEISO_2_NYISO_J-K | NEISO | NYISO_J-K | Internal | Winter | B19 | 700 | 1038 | 1038 | 64.47 | 67.48 | 3 | 0.01
2025 | NEISO_2_NYISO_J-K | NEISO | NYISO_J-K | Internal | Winter | B20 | 935 | 1038 | 0 | 64.47 | 67.44 | 3 | 0
2025 | NonRTO_Midwest_2_MISO_IN | NonRTO_Midwest | MISO_IN | Internal | Shoulder | B11 | 25 | 4450 | 0 | 86.91 | 78.91 | 8 | 0
2025 | NonRTO_Midwest_2_MISO_IN | NonRTO_Midwest | MISO_IN | Internal | Shoulder | B12 | 200 | 4450 | 0 | 79.64 | 71.64 | 8 | 0
2025 | NonRTO_Midwest_2_MISO_IN | NonRTO_Midwest | MISO_IN | Internal | Shoulder | B13 | 600 | 4450 | 0 | 77.92 | 69.92 | 8 | 0
2025 | NonRTO_Midwest_2_MISO_IN | NonRTO_Midwest | MISO_IN | Internal | Shoulder | B14 | 900 | 4450 | 0 | 75.24 | 67.24 | 8 | 0
2025 | NonRTO_Midwest_2_MISO_IN | NonRTO_Midwest | MISO_IN | Internal | Shoulder | B15 | 1203 | 4450 | 0 | 67.09 | 59.09 | 8 | 0
2025 | NonRTO_Midwest_2_MISO_IN | NonRTO_Midwest | MISO_IN | Internal | Summer | B1 | 10 | 4450 | 0 | 156.47 | 148.47 | 8 | 0
2025 | NonRTO_Midwest_2_MISO_IN | NonRTO_Midwest | MISO_IN | Internal | Summer | B2 | 25 | 4450 | 0 | 125.64 | 117.64 | 8 | 0
2025 | NonRTO_Midwest_2_MISO_IN | NonRTO_Midwest | MISO_IN | Internal | Summer | B3 | 75 | 4450 | 0 | 122.01 | 114.01 | 8 | 0
2025 | NonRTO_Midwest_2_MISO_IN | NonRTO_Midwest | MISO_IN | Internal | Summer | B4 | 100 | 4450 | 0 | 121.29 | 113.29 | 8 | 0
2025 | NonRTO_Midwest_2_MISO_IN | NonRTO_Midwest | MISO_IN | Internal | Summer | B5 | 200 | 4450 | 0 | 117.48 | 109.48 | 8 | 0
2025 | NonRTO_Midwest_2_MISO_IN | NonRTO_Midwest | MISO_IN | Internal | Summer | B6 | 300 | 4450 | 0 | 111.59 | 103.59 | 8 | 0
2025 | NonRTO_Midwest_2_MISO_IN | NonRTO_Midwest | MISO_IN | Internal | Summer | B7 | 400 | 4450 | 0 | 89.88 | 81.88 | 8 | 0
2025 | NonRTO_Midwest_2_MISO_IN | NonRTO_Midwest | MISO_IN | Internal | Summer | B8 | 500 | 4450 | 0 | 81.9 | 73.9 | 8 | 0
2025 | NonRTO_Midwest_2_MISO_IN | NonRTO_Midwest | MISO_IN | Internal | Summer | B9 | 800 | 4450 | 0 | 75.08 | 67.08 | 8 | 0
2025 | NonRTO_Midwest_2_MISO_IN | NonRTO_Midwest | MISO_IN | Internal | Summer | B10 | 1262 | 4450 | 0 | 67.63 | 59.63 | 8 | 0
2025 | NonRTO_Midwest_2_MISO_IN | NonRTO_Midwest | MISO_IN | Internal | Winter | B16 | 25 | 4450 | 0 | 88.63 | 70.61 | 8 | 0
2025 | NonRTO_Midwest_2_MISO_IN | NonRTO_Midwest | MISO_IN | Internal | Winter | B17 | 100 | 4450 | 0 | 83.07 | 75.07 | 8 | 0
2025 | NonRTO_Midwest_2_MISO_IN | NonRTO_Midwest | MISO_IN | Internal | Winter | B18 | 400 | 4450 | 0 | 80.91 | 72.77 | 8 | 0
2025 | NonRTO_Midwest_2_MISO_IN | NonRTO_Midwest | MISO_IN | Internal | Winter | B19 | 700 | 4450 | 0 | 78.46 | 70.46 | 8 | 0
2025 | NonRTO_Midwest_2_MISO_IN | NonRTO_Midwest | MISO_IN | Internal | Winter | B20 | 935 | 4450 | 0 | 69.46 | 61.46 | 8 | 0
2025 | NonRTO_Midwest_2_TVA_Transmission | NonRTO_Midwest | TVA_Transmission | Internal | Shoulder | B11 | 25 | 2400 | 0 | 86.91 | 91.65 | 8 | 0
2025 | NonRTO_Midwest_2_TVA_Transmission | NonRTO_Midwest | TVA_Transmission | Internal | Shoulder | B12 | 200 | 2400 | 0 | 79.64 | 79.63 | 8 | 0
2025 | NonRTO_Midwest_2_TVA_Transmission | NonRTO_Midwest | TVA_Transmission | Internal | Shoulder | B13 | 600 | 2400 | 0 | 77.92 | 77.92 | 8 | 0
2025 | NonRTO_Midwest_2_TVA_Transmission | NonRTO_Midwest | TVA_Transmission | Internal | Shoulder | B14 | 900 | 2400 | 0 | 75.24 | 75.24 | 8 | 0
2025 | NonRTO_Midwest_2_TVA_Transmission | NonRTO_Midwest | TVA_Transmission | Internal | Shoulder | B15 | 1203 | 2400 | 0 | 67.09 | 66.96 | 8 | 0
2025 | NonRTO_Midwest_2_TVA_Transmission | NonRTO_Midwest | TVA_Transmission | Internal | Summer | B1 | 10 | 2400 | 1313.54 | 156.47 | 164.47 | 8 | 0
2025 | NonRTO_Midwest_2_TVA_Transmission | NonRTO_Midwest | TVA_Transmission | Internal | Summer | B2 | 25 | 2400 | 560.21 | 125.64 | 133.64 | 8 | 0
2025 | NonRTO_Midwest_2_TVA_Transmission | NonRTO_Midwest | TVA_Transmission | Internal | Summer | B3 | 75 | 2400 | 0 | 122.01 | 125.21 | 8 | 0
2025 | NonRTO_Midwest_2_TVA_Transmission | NonRTO_Midwest | TVA_Transmission | Internal | Summer | B4 | 100 | 2400 | 0 | 121.29 | 121.3 | 8 | 0
2025 | NonRTO_Midwest_2_TVA_Transmission | NonRTO_Midwest | TVA_Transmission | Internal | Summer | B5 | 200 | 2400 | 0 | 117.48 | 117.49 | 8 | 0
2025 | NonRTO_Midwest_2_TVA_Transmission | NonRTO_Midwest | TVA_Transmission | Internal | Summer | B6 | 300 | 2400 | 0 | 111.59 | 111.6 | 8 | 0
2025 | NonRTO_Midwest_2_TVA_Transmission | NonRTO_Midwest | TVA_Transmission | Internal | Summer | B7 | 400 | 2400 | 0 | 89.88 | 89.89 | 8 | 0
2025 | NonRTO_Midwest_2_TVA_Transmission | NonRTO_Midwest | TVA_Transmission | Internal | Summer | B8 | 500 | 2400 | 0 | 81.9 | 78.94 | 8 | 0
2025 | NonRTO_Midwest_2_TVA_Transmission | NonRTO_Midwest | TVA_Transmission | Internal | Summer | B9 | 800 | 2400 | 0 | 75.08 | 75.08 | 8 | 0
2025 | NonRTO_Midwest_2_TVA_Transmission | NonRTO_Midwest | TVA_Transmission | Internal | Summer | B10 | 1262 | 2400 | 0 | 67.63 | 67.64 | 8 | 0
2025 | NonRTO_Midwest_2_TVA_Transmission | NonRTO_Midwest | TVA_Transmission | Internal | Winter | B16 | 25 | 2400 | 261.36 | 88.63 | 96.63 | 8 | 0
2025 | NonRTO_Midwest_2_TVA_Transmission | NonRTO_Midwest | TVA_Transmission | Internal | Winter | B17 | 100 | 2400 | 0 | 83.07 | 83.05 | 8 | 0
2025 | NonRTO_Midwest_2_TVA_Transmission | NonRTO_Midwest | TVA_Transmission | Internal | Winter | B18 | 400 | 2400 | 0 | 80.91 | 80.78 | 8 | 0
2025 | NonRTO_Midwest_2_TVA_Transmission | NonRTO_Midwest | TVA_Transmission | Internal | Winter | B19 | 700 | 2400 | 0 | 78.46 | 78.47 | 8 | 0
2025 | NonRTO_Midwest_2_TVA_Transmission | NonRTO_Midwest | TVA_Transmission | Internal | Winter | B20 | 935 | 2400 | 0 | 69.46 | 69.46 | 8 | 0
2025 | NYISO_A-F_2_NEISO | NYISO_A-F | NEISO | Internal | Shoulder | B11 | 25 | 600 | 0 | 60.32 | 57.32 | 3 | 0
2025 | NYISO_A-F_2_NEISO | NYISO_A-F | NEISO | Internal | Shoulder | B12 | 200 | 600 | 0 | 65.65 | 57.32 | 3 | 0
2025 | NYISO_A-F_2_NEISO | NYISO_A-F | NEISO | Internal | Shoulder | B13 | 600 | 600 | 0 | 60.3 | 57.32 | 3 | 0
2025 | NYISO_A-F_2_NEISO | NYISO_A-F | NEISO | Internal | Shoulder | B14 | 900 | 600 | 0 | 60.3 | 57.32 | 3 | 0
2025 | NYISO_A-F_2_NEISO | NYISO_A-F | NEISO | Internal | Shoulder | B15 | 1203 | 600 | 0 | 60.3 | 57.32 | 3 | 0
2025 | NYISO_A-F_2_NEISO | NYISO_A-F | NEISO | Internal | Summer | B1 | 10 | 600 | 600 | 96.87 | 445.42 | 3 | 345.55
2025 | NYISO_A-F_2_NEISO | NYISO_A-F | NEISO | Internal | Summer | B2 | 25 | 600 | 600 | 96.87 | 445.42 | 3 | 345.55
2025 | NYISO_A-F_2_NEISO | NYISO_A-F | NEISO | Internal | Summer | B3 | 75 | 600 | 600 | 81.56 | 104.52 | 3 | 19.96
2025 | NYISO_A-F_2_NEISO | NYISO_A-F | NEISO | Internal | Summer | B4 | 100 | 600 | 481.5 | 81.56 | 84.56 | 3 | 0
2025 | NYISO_A-F_2_NEISO | NYISO_A-F | NEISO | Internal | Summer | B5 | 200 | 600 | 15.86 | 74.6 | 77.6 | 3 | 0
2025 | NYISO_A-F_2_NEISO | NYISO_A-F | NEISO | Internal | Summer | B6 | 300 | 600 | 274.64 | 70.5 | 73.5 | 3 | 0
2025 | NYISO_A-F_2_NEISO | NYISO_A-F | NEISO | Internal | Summer | B7 | 400 | 600 | 0 | 59.39 | 61.19 | 3 | 0
2025 | NYISO_A-F_2_NEISO | NYISO_A-F | NEISO | Internal | Summer | B8 | 500 | 600 | 0 | 59.39 | 61.19 | 3 | 0
2025 | NYISO_A-F_2_NEISO | NYISO_A-F | NEISO | Internal | Summer | B9 | 800 | 600 | 0 | 59.39 | 56.42 | 3 | 0
2025 | NYISO_A-F_2_NEISO | NYISO_A-F | NEISO | Internal | Summer | B10 | 1262 | 600 | 0 | 59.39 | 56.42 | 3 | 0
2025 | NYISO_A-F_2_NEISO | NYISO_A-F | NEISO | Internal | Winter | B16 | 25 | 600 | 600 | 61.68 | 65.65 | 3 | 0.97
2025 | NYISO_A-F_2_NEISO | NYISO_A-F | NEISO | Internal | Winter | B17 | 100 | 600 | 600 | 61.47 | 65.65 | 3 | 1.18
2025 | NYISO_A-F_2_NEISO | NYISO_A-F | NEISO | Internal | Winter | B18 | 400 | 600 | 307.92 | 61.47 | 64.47 | 3 | 0
2025 | NYISO_A-F_2_NEISO | NYISO_A-F | NEISO | Internal | Winter | B19 | 700 | 600 | 208.94 | 61.47 | 64.47 | 3 | 0
2025 | NYISO_A-F_2_NEISO | NYISO_A-F | NEISO | Internal | Winter | B20 | 935 | 600 | 77.23 | 61.47 | 64.47 | 3 | 0
2025 | NYISO_A-F_2_NYISO_G-I | NYISO_A-F | NYISO_G-I | Internal | Shoulder | B11 | 25 | 5266 | 5266 | 60.32 | 70.43 | 0.01 | 10.09
2025 | NYISO_A-F_2_NYISO_G-I | NYISO_A-F | NYISO_G-I | Internal | Shoulder | B12 | 200 | 5266 | 5266 | 65.65 | 66.16 | 0.01 | 0.49
2025 | NYISO_A-F_2_NYISO_G-I | NYISO_A-F | NYISO_G-I | Internal | Shoulder | B13 | 600 | 5266 | 5266 | 60.3 | 66.16 | 0.01 | 5.85
2025 | NYISO_A-F_2_NYISO_G-I | NYISO_A-F | NYISO_G-I | Internal | Shoulder | B14 | 900 | 5266 | 5266 | 60.3 | 61.24 | 0.01 | 0.93
2025 | NYISO_A-F_2_NYISO_G-I | NYISO_A-F | NYISO_G-I | Internal | Shoulder | B15 | 1203 | 5266 | 3634.75 | 60.3 | 60.31 | 0.01 | 0
2025 | NYISO_A-F_2_NYISO_G-I | NYISO_A-F | NYISO_G-I | Internal | Summer | B1 | 10 | 5266 | 5266 | 96.87 | 442.42 | 0.01 | 345.54
2025 | NYISO_A-F_2_NYISO_G-I | NYISO_A-F | NYISO_G-I | Internal | Summer | B2 | 25 | 5266 | 5266 | 96.87 | 442.42 | 0.01 | 345.54
2025 | NYISO_A-F_2_NYISO_G-I | NYISO_A-F | NYISO_G-I | Internal | Summer | B3 | 75 | 5266 | 5266 | 81.56 | 107.52 | 0.01 | 25.95
2025 | NYISO_A-F_2_NYISO_G-I | NYISO_A-F | NYISO_G-I | Internal | Summer | B4 | 100 | 5266 | 5266 | 81.56 | 91.83 | 0.01 | 10.26
2025 | NYISO_A-F_2_NYISO_G-I | NYISO_A-F | NYISO_G-I | Internal | Summer | B5 | 200 | 5266 | 5266 | 74.6 | 91.83 | 0.01 | 17.23
2025 | NYISO_A-F_2_NYISO_G-I | NYISO_A-F | NYISO_G-I | Internal | Summer | B6 | 300 | 5266 | 5266 | 70.5 | 89.57 | 0.01 | 19.06
2025 | NYISO_A-F_2_NYISO_G-I | NYISO_A-F | NYISO_G-I | Internal | Summer | B7 | 400 | 5266 | 5266 | 59.39 | 66.97 | 0.01 | 7.56
2025 | NYISO_A-F_2_NYISO_G-I | NYISO_A-F | NYISO_G-I | Internal | Summer | B8 | 500 | 5266 | 5266 | 59.39 | 64.19 | 0.01 | 4.78
2025 | NYISO_A-F_2_NYISO_G-I | NYISO_A-F | NYISO_G-I | Internal | Summer | B9 | 800 | 5266 | 5266 | 59.39 | 62.91 | 0.01 | 3.51
2025 | NYISO_A-F_2_NYISO_G-I | NYISO_A-F | NYISO_G-I | Internal | Summer | B10 | 1262 | 5266 | 4517.57 | 59.39 | 59.4 | 0.01 | 0
2025 | NYISO_A-F_2_NYISO_G-I | NYISO_A-F | NYISO_G-I | Internal | Winter | B16 | 25 | 5266 | 5266 | 61.68 | 77.63 | 0.01 | 15.93
2025 | NYISO_A-F_2_NYISO_G-I | NYISO_A-F | NYISO_G-I | Internal | Winter | B17 | 100 | 5266 | 5266 | 61.47 | 75.03 | 0.01 | 13.55
2025 | NYISO_A-F_2_NYISO_G-I | NYISO_A-F | NYISO_G-I | Internal | Winter | B18 | 400 | 5266 | 5266 | 61.47 | 75.03 | 0.01 | 13.55
2025 | NYISO_A-F_2_NYISO_G-I | NYISO_A-F | NYISO_G-I | Internal | Winter | B19 | 700 | 5266 | 5266 | 61.47 | 67.47 | 0.01 | 5.99
2025 | NYISO_A-F_2_NYISO_G-I | NYISO_A-F | NYISO_G-I | Internal | Winter | B20 | 935 | 5266 | 5266 | 61.47 | 67.43 | 0.01 | 5.95
2025 | NYISO_A-F_2_PJM_ROM | NYISO_A-F | PJM_ROM | Internal | Shoulder | B11 | 25 | 1000 | 1000 | 60.32 | 80.91 | 8 | 12.59
2025 | NYISO_A-F_2_PJM_ROM | NYISO_A-F | PJM_ROM | Internal | Shoulder | B12 | 200 | 1000 | 899.1 | 65.65 | 73.65 | 8 | 0
2025 | NYISO_A-F_2_PJM_ROM | NYISO_A-F | PJM_ROM | Internal | Shoulder | B13 | 600 | 1000 | 1000 | 60.3 | 71.93 | 8 | 3.63
2025 | NYISO_A-F_2_PJM_ROM | NYISO_A-F | PJM_ROM | Internal | Shoulder | B14 | 900 | 1000 | 1000 | 60.3 | 69.25 | 8 | 0.95
2025 | NYISO_A-F_2_PJM_ROM | NYISO_A-F | PJM_ROM | Internal | Shoulder | B15 | 1203 | 1000 | 0 | 60.3 | 60.79 | 8 | 0
2025 | NYISO_A-F_2_PJM_ROM | NYISO_A-F | PJM_ROM | Internal | Summer | B1 | 10 | 1000 | 1000 | 96.87 | 152.28 | 8 | 47.41
2025 | NYISO_A-F_2_PJM_ROM | NYISO_A-F | PJM_ROM | Internal | Summer | B2 | 25 | 1000 | 1000 | 96.87 | 119.65 | 8 | 14.78
2025 | NYISO_A-F_2_PJM_ROM | NYISO_A-F | PJM_ROM | Internal | Summer | B3 | 75 | 1000 | 1000 | 81.56 | 115.53 | 8 | 25.97
2025 | NYISO_A-F_2_PJM_ROM | NYISO_A-F | PJM_ROM | Internal | Summer | B4 | 100 | 1000 | 1000 | 81.56 | 111.28 | 8 | 21.71
2025 | NYISO_A-F_2_PJM_ROM | NYISO_A-F | PJM_ROM | Internal | Summer | B5 | 200 | 1000 | 1000 | 74.6 | 109.22 | 8 | 26.62
2025 | NYISO_A-F_2_PJM_ROM | NYISO_A-F | PJM_ROM | Internal | Summer | B6 | 300 | 1000 | 1000 | 70.5 | 105.58 | 8 | 27.08
2025 | NYISO_A-F_2_PJM_ROM | NYISO_A-F | PJM_ROM | Internal | Summer | B7 | 400 | 1000 | 1000 | 59.39 | 83.87 | 8 | 16.48
2025 | NYISO_A-F_2_PJM_ROM | NYISO_A-F | PJM_ROM | Internal | Summer | B8 | 500 | 1000 | 1000 | 59.39 | 72.2 | 8 | 4.81
2025 | NYISO_A-F_2_PJM_ROM | NYISO_A-F | PJM_ROM | Internal | Summer | B9 | 800 | 1000 | 1000 | 59.39 | 69.1 | 8 | 1.7
2025 | NYISO_A-F_2_PJM_ROM | NYISO_A-F | PJM_ROM | Internal | Summer | B10 | 1262 | 1000 | 0 | 59.39 | 61.64 | 8 | 0
2025 | NYISO_A-F_2_PJM_ROM | NYISO_A-F | PJM_ROM | Internal | Winter | B16 | 25 | 1000 | 1000 | 61.68 | 85.64 | 8 | 15.96
2025 | NYISO_A-F_2_PJM_ROM | NYISO_A-F | PJM_ROM | Internal | Winter | B17 | 100 | 1000 | 1000 | 61.47 | 79.96 | 8 | 10.48
2025 | NYISO_A-F_2_PJM_ROM | NYISO_A-F | PJM_ROM | Internal | Winter | B18 | 400 | 1000 | 1000 | 61.47 | 74.79 | 8 | 5.32
2025 | NYISO_A-F_2_PJM_ROM | NYISO_A-F | PJM_ROM | Internal | Winter | B19 | 700 | 1000 | 1000 | 61.47 | 74.35 | 8 | 4.88
2025 | NYISO_A-F_2_PJM_ROM | NYISO_A-F | PJM_ROM | Internal | Winter | B20 | 935 | 1000 | 0 | 61.47 | 64.64 | 8 | 0
2025 | NYISO_G-I_2_NEISO | NYISO_G-I | NEISO | Internal | Shoulder | B11 | 25 | 600 | 0 | 70.43 | 57.32 | 3 | 0
2025 | NYISO_G-I_2_NEISO | NYISO_G-I | NEISO | Internal | Shoulder | B12 | 200 | 600 | 0 | 66.16 | 57.32 | 3 | 0
2025 | NYISO_G-I_2_NEISO | NYISO_G-I | NEISO | Internal | Shoulder | B13 | 600 | 600 | 0 | 66.16 | 57.32 | 3 | 0
2025 | NYISO_G-I_2_NEISO | NYISO_G-I | NEISO | Internal | Shoulder | B14 | 900 | 600 | 0 | 61.24 | 57.32 | 3 | 0
2025 | NYISO_G-I_2_NEISO | NYISO_G-I | NEISO | Internal | Shoulder | B15 | 1203 | 600 | 0 | 60.31 | 57.32 | 3 | 0
2025 | NYISO_G-I_2_NEISO | NYISO_G-I | NEISO | Internal | Summer | B1 | 10 | 600 | 509.29 | 442.42 | 445.42 | 3 | 0
2025 | NYISO_G-I_2_NEISO | NYISO_G-I | NEISO | Internal | Summer | B2 | 25 | 600 | 360.39 | 442.42 | 445.42 | 3 | 0
2025 | NYISO_G-I_2_NEISO | NYISO_G-I | NEISO | Internal | Summer | B3 | 75 | 600 | 0 | 107.52 | 104.52 | 3 | 0
2025 | NYISO_G-I_2_NEISO | NYISO_G-I | NEISO | Internal | Summer | B4 | 100 | 600 | 0 | 91.83 | 84.56 | 3 | 0
2025 | NYISO_G-I_2_NEISO | NYISO_G-I | NEISO | Internal | Summer | B5 | 200 | 600 | 0 | 91.83 | 77.6 | 3 | 0
2025 | NYISO_G-I_2_NEISO | NYISO_G-I | NEISO | Internal | Summer | B6 | 300 | 600 | 0 | 89.57 | 73.5 | 3 | 0
2025 | NYISO_G-I_2_NEISO | NYISO_G-I | NEISO | Internal | Summer | B7 | 400 | 600 | 0 | 66.97 | 61.19 | 3 | 0
2025 | NYISO_G-I_2_NEISO | NYISO_G-I | NEISO | Internal | Summer | B8 | 500 | 600 | 0 | 64.19 | 61.19 | 3 | 0
2025 | NYISO_G-I_2_NEISO | NYISO_G-I | NEISO | Internal | Summer | B9 | 800 | 600 | 0 | 62.91 | 56.42 | 3 | 0
2025 | NYISO_G-I_2_NEISO | NYISO_G-I | NEISO | Internal | Summer | B10 | 1262 | 600 | 0 | 59.4 | 56.42 | 3 | 0
2025 | NYISO_G-I_2_NEISO | NYISO_G-I | NEISO | Internal | Winter | B16 | 25 | 600 | 0 | 77.63 | 65.65 | 3 | 0
2025 | NYISO_G-I_2_NEISO | NYISO_G-I | NEISO | Internal | Winter | B17 | 100 | 600 | 0 | 75.03 | 65.65 | 3 | 0
2025 | NYISO_G-I_2_NEISO | NYISO_G-I | NEISO | Internal | Winter | B18 | 400 | 600 | 0 | 75.03 | 64.47 | 3 | 0
2025 | NYISO_G-I_2_NEISO | NYISO_G-I | NEISO | Internal | Winter | B19 | 700 | 600 | 0 | 67.47 | 64.47 | 3 | 0
2025 | NYISO_G-I_2_NEISO | NYISO_G-I | NEISO | Internal | Winter | B20 | 935 | 600 | 0 | 67.43 | 64.47 | 3 | 0
2025 | NYISO_G-I_2_NYISO_J-K | NYISO_G-I | NYISO_J-K | Internal | Shoulder | B11 | 25 | 6130 | 4640.74 | 70.43 | 70.44 | 0.01 | 0
2025 | NYISO_G-I_2_NYISO_J-K | NYISO_G-I | NYISO_J-K | Internal | Shoulder | B12 | 200 | 6130 | 5335.17 | 66.16 | 66.17 | 0.01 | 0
2025 | NYISO_G-I_2_NYISO_J-K | NYISO_G-I | NYISO_J-K | Internal | Shoulder | B13 | 600 | 6130 | 5446.03 | 66.16 | 66.17 | 0.01 | 0
2025 | NYISO_G-I_2_NYISO_J-K | NYISO_G-I | NYISO_J-K | Internal | Shoulder | B14 | 900 | 6130 | 5159.66 | 61.24 | 61.25 | 0.01 | 0
2025 | NYISO_G-I_2_NYISO_J-K | NYISO_G-I | NYISO_J-K | Internal | Shoulder | B15 | 1203 | 6130 | 3761.5 | 60.31 | 60.32 | 0.01 | 0
2025 | NYISO_G-I_2_NYISO_J-K | NYISO_G-I | NYISO_J-K | Internal | Summer | B1 | 10 | 6130 | 4826.22 | 442.42 | 442.43 | 0.01 | 0
2025 | NYISO_G-I_2_NYISO_J-K | NYISO_G-I | NYISO_J-K | Internal | Summer | B2 | 25 | 6130 | 5096.45 | 442.42 | 442.43 | 0.01 | 0
2025 | NYISO_G-I_2_NYISO_J-K | NYISO_G-I | NYISO_J-K | Internal | Summer | B3 | 75 | 6130 | 5027.45 | 107.52 | 107.53 | 0.01 | 0
2025 | NYISO_G-I_2_NYISO_J-K | NYISO_G-I | NYISO_J-K | Internal | Summer | B4 | 100 | 6130 | 4659.69 | 91.83 | 91.85 | 0.01 | 0
2025 | NYISO_G-I_2_NYISO_J-K | NYISO_G-I | NYISO_J-K | Internal | Summer | B5 | 200 | 6130 | 4794.27 | 91.83 | 91.85 | 0.01 | 0
2025 | NYISO_G-I_2_NYISO_J-K | NYISO_G-I | NYISO_J-K | Internal | Summer | B6 | 300 | 6130 | 4980.42 | 89.57 | 89.58 | 0.01 | 0
2025 | NYISO_G-I_2_NYISO_J-K | NYISO_G-I | NYISO_J-K | Internal | Summer | B7 | 400 | 6130 | 5121.69 | 66.97 | 66.98 | 0.01 | 0
2025 | NYISO_G-I_2_NYISO_J-K | NYISO_G-I | NYISO_J-K | Internal | Summer | B8 | 500 | 6130 | 4784.36 | 64.19 | 64.2 | 0.01 | 0
2025 | NYISO_G-I_2_NYISO_J-K | NYISO_G-I | NYISO_J-K | Internal | Summer | B9 | 800 | 6130 | 5903.14 | 62.91 | 62.92 | 0.01 | 0
2025 | NYISO_G-I_2_NYISO_J-K | NYISO_G-I | NYISO_J-K | Internal | Summer | B10 | 1262 | 6130 | 4972.48 | 59.4 | 59.42 | 0.01 | 0
2025 | NYISO_G-I_2_NYISO_J-K | NYISO_G-I | NYISO_J-K | Internal | Winter | B16 | 25 | 6130 | 5828.94 | 77.63 | 77.64 | 0.01 | 0
2025 | NYISO_G-I_2_NYISO_J-K | NYISO_G-I | NYISO_J-K | Internal | Winter | B17 | 100 | 6130 | 6130 | 75.03 | 77.64 | 0.01 | 2.6
2025 | NYISO_G-I_2_NYISO_J-K | NYISO_G-I | NYISO_J-K | Internal | Winter | B18 | 400 | 6130 | 6130 | 75.03 | 77.64 | 0.01 | 2.6
2025 | NYISO_G-I_2_NYISO_J-K | NYISO_G-I | NYISO_J-K | Internal | Winter | B19 | 700 | 6130 | 5901.75 | 67.47 | 67.48 | 0.01 | 0
2025 | NYISO_G-I_2_NYISO_J-K | NYISO_G-I | NYISO_J-K | Internal | Winter | B20 | 935 | 6130 | 5719.68 | 67.43 | 67.44 | 0.01 | 0
2025 | NYISO_G-I_2_PJM_E | NYISO_G-I | PJM_E | Internal | Shoulder | B11 | 25 | 1500 | 1500 | 70.43 | 80.9 | 8 | 2.47
2025 | NYISO_G-I_2_PJM_E | NYISO_G-I | PJM_E | Internal | Shoulder | B12 | 200 | 1500 | 0 | 66.16 | 73.64 | 8 | 0
2025 | NYISO_G-I_2_PJM_E | NYISO_G-I | PJM_E | Internal | Shoulder | B13 | 600 | 1500 | 0 | 66.16 | 71.92 | 8 | 0
2025 | NYISO_G-I_2_PJM_E | NYISO_G-I | PJM_E | Internal | Shoulder | B14 | 900 | 1500 | 432.31 | 61.24 | 69.24 | 8 | 0
2025 | NYISO_G-I_2_PJM_E | NYISO_G-I | PJM_E | Internal | Shoulder | B15 | 1203 | 1500 | 0 | 60.31 | 60.78 | 8 | 0
2025 | NYISO_G-I_2_PJM_E | NYISO_G-I | PJM_E | Internal | Summer | B1 | 10 | 1500 | 0 | 442.42 | 152.29 | 8 | 0
2025 | NYISO_G-I_2_PJM_E | NYISO_G-I | PJM_E | Internal | Summer | B2 | 25 | 1500 | 0 | 442.42 | 119.66 | 8 | 0
2025 | NYISO_G-I_2_PJM_E | NYISO_G-I | PJM_E | Internal | Summer | B3 | 75 | 1500 | 859.59 | 107.52 | 115.52 | 8 | 0
2025 | NYISO_G-I_2_PJM_E | NYISO_G-I | PJM_E | Internal | Summer | B4 | 100 | 1500 | 1500 | 91.83 | 111.27 | 8 | 11.43
2025 | NYISO_G-I_2_PJM_E | NYISO_G-I | PJM_E | Internal | Summer | B5 | 200 | 1500 | 1500 | 91.83 | 109.21 | 8 | 9.37
2025 | NYISO_G-I_2_PJM_E | NYISO_G-I | PJM_E | Internal | Summer | B6 | 300 | 1500 | 1500 | 89.57 | 105.03 | 8 | 7.46
2025 | NYISO_G-I_2_PJM_E | NYISO_G-I | PJM_E | Internal | Summer | B7 | 400 | 1500 | 1500 | 66.97 | 83.86 | 8 | 8.89
2025 | NYISO_G-I_2_PJM_E | NYISO_G-I | PJM_E | Internal | Summer | B8 | 500 | 1500 | 707.83 | 64.19 | 72.19 | 8 | 0
2025 | NYISO_G-I_2_PJM_E | NYISO_G-I | PJM_E | Internal | Summer | B9 | 800 | 1500 | 0 | 62.91 | 69.08 | 8 | 0
2025 | NYISO_G-I_2_PJM_E | NYISO_G-I | PJM_E | Internal | Summer | B10 | 1262 | 1500 | 0 | 59.4 | 61.63 | 8 | 0
2025 | NYISO_G-I_2_PJM_E | NYISO_G-I | PJM_E | Internal | Winter | B16 | 25 | 1500 | 842.47 | 77.63 | 85.63 | 8 | 0
2025 | NYISO_G-I_2_PJM_E | NYISO_G-I | PJM_E | Internal | Winter | B17 | 100 | 1500 | 0 | 75.03 | 79.94 | 8 | 0
2025 | NYISO_G-I_2_PJM_E | NYISO_G-I | PJM_E | Internal | Winter | B18 | 400 | 1500 | 0 | 75.03 | 74.8 | 8 | 0
2025 | NYISO_G-I_2_PJM_E | NYISO_G-I | PJM_E | Internal | Winter | B19 | 700 | 1500 | 0 | 67.47 | 74.36 | 8 | 0
2025 | NYISO_G-I_2_PJM_E | NYISO_G-I | PJM_E | Internal | Winter | B20 | 935 | 1500 | 0 | 67.43 | 64.66 | 8 | 0
2025 | NYISO_J-K_2_PJM_E | NYISO_J-K | PJM_E | Internal | Shoulder | B11 | 25 | 330 | 330 | 70.44 | 80.9 | 8 | 2.46
2025 | NYISO_J-K_2_PJM_E | NYISO_J-K | PJM_E | Internal | Shoulder | B12 | 200 | 330 | 0 | 66.17 | 73.64 | 8 | 0
2025 | NYISO_J-K_2_PJM_E | NYISO_J-K | PJM_E | Internal | Shoulder | B13 | 600 | 330 | 0 | 66.17 | 71.92 | 8 | 0
2025 | NYISO_J-K_2_PJM_E | NYISO_J-K | PJM_E | Internal | Shoulder | B14 | 900 | 330 | 0 | 61.25 | 69.24 | 8 | 0
2025 | NYISO_J-K_2_PJM_E | NYISO_J-K | PJM_E | Internal | Shoulder | B15 | 1203 | 330 | 0 | 60.32 | 60.78 | 8 | 0
2025 | NYISO_J-K_2_PJM_E | NYISO_J-K | PJM_E | Internal | Summer | B1 | 10 | 330 | 0 | 442.43 | 152.29 | 8 | 0
2025 | NYISO_J-K_2_PJM_E | NYISO_J-K | PJM_E | Internal | Summer | B2 | 25 | 330 | 0 | 442.43 | 119.66 | 8 | 0
2025 | NYISO_J-K_2_PJM_E | NYISO_J-K | PJM_E | Internal | Summer | B3 | 75 | 330 | 0 | 107.53 | 115.52 | 8 | 0
2025 | NYISO_J-K_2_PJM_E | NYISO_J-K | PJM_E | Internal | Summer | B4 | 100 | 330 | 330 | 91.85 | 111.27 | 8 | 11.42
2025 | NYISO_J-K_2_PJM_E | NYISO_J-K | PJM_E | Internal | Summer | B5 | 200 | 330 | 330 | 91.85 | 109.21 | 8 | 9.36
2025 | NYISO_J-K_2_PJM_E | NYISO_J-K | PJM_E | Internal | Summer | B6 | 300 | 330 | 330 | 89.58 | 105.03 | 8 | 7.45
2025 | NYISO_J-K_2_PJM_E | NYISO_J-K | PJM_E | Internal | Summer | B7 | 400 | 330 | 330 | 66.98 | 83.86 | 8 | 8.88
2025 | NYISO_J-K_2_PJM_E | NYISO_J-K | PJM_E | Internal | Summer | B8 | 500 | 330 | 0 | 64.2 | 72.19 | 8 | 0
2025 | NYISO_J-K_2_PJM_E | NYISO_J-K | PJM_E | Internal | Summer | B9 | 800 | 330 | 0 | 62.92 | 69.08 | 8 | 0
2025 | NYISO_J-K_2_PJM_E | NYISO_J-K | PJM_E | Internal | Summer | B10 | 1262 | 330 | 0 | 59.42 | 61.63 | 8 | 0
2025 | NYISO_J-K_2_PJM_E | NYISO_J-K | PJM_E | Internal | Winter | B16 | 25 | 330 | 0 | 77.64 | 85.63 | 8 | 0
2025 | NYISO_J-K_2_PJM_E | NYISO_J-K | PJM_E | Internal | Winter | B17 | 100 | 330 | 0 | 77.64 | 79.94 | 8 | 0
2025 | NYISO_J-K_2_PJM_E | NYISO_J-K | PJM_E | Internal | Winter | B18 | 400 | 330 | 0 | 77.64 | 74.8 | 8 | 0
2025 | NYISO_J-K_2_PJM_E | NYISO_J-K | PJM_E | Internal | Winter | B19 | 700 | 330 | 0 | 67.48 | 74.36 | 8 | 0
2025 | NYISO_J-K_2_PJM_E | NYISO_J-K | PJM_E | Internal | Winter | B20 | 935 | 330 | 0 | 67.44 | 64.66 | 8 | 0
2025 | PJM_E_2_NYISO_G-I | PJM_E | NYISO_G-I | Internal | Shoulder | B11 | 25 | 500 | 0 | 80.9 | 70.43 | 6 | 0
2025 | PJM_E_2_NYISO_G-I | PJM_E | NYISO_G-I | Internal | Shoulder | B12 | 200 | 500 | 0 | 73.64 | 66.16 | 6 | 0
2025 | PJM_E_2_NYISO_G-I | PJM_E | NYISO_G-I | Internal | Shoulder | B13 | 600 | 500 | 0 | 71.92 | 66.16 | 6 | 0
2025 | PJM_E_2_NYISO_G-I | PJM_E | NYISO_G-I | Internal | Shoulder | B14 | 900 | 500 | 0 | 69.24 | 61.24 | 6 | 0
2025 | PJM_E_2_NYISO_G-I | PJM_E | NYISO_G-I | Internal | Shoulder | B15 | 1203 | 500 | 0 | 60.78 | 60.31 | 6 | 0
2025 | PJM_E_2_NYISO_G-I | PJM_E | NYISO_G-I | Internal | Summer | B1 | 10 | 500 | 500 | 152.29 | 442.42 | 6 | 284.13
2025 | PJM_E_2_NYISO_G-I | PJM_E | NYISO_G-I | Internal | Summer | B2 | 25 | 500 | 500 | 119.66 | 442.42 | 6 | 316.76
2025 | PJM_E_2_NYISO_G-I | PJM_E | NYISO_G-I | Internal | Summer | B3 | 75 | 500 | 0 | 115.52 | 107.52 | 6 | 0
2025 | PJM_E_2_NYISO_G-I | PJM_E | NYISO_G-I | Internal | Summer | B4 | 100 | 500 | 0 | 111.27 | 91.83 | 6 | 0
2025 | PJM_E_2_NYISO_G-I | PJM_E | NYISO_G-I | Internal | Summer | B5 | 200 | 500 | 0 | 109.21 | 91.83 | 6 | 0
2025 | PJM_E_2_NYISO_G-I | PJM_E | NYISO_G-I | Internal | Summer | B6 | 300 | 500 | 0 | 105.03 | 89.57 | 6 | 0
2025 | PJM_E_2_NYISO_G-I | PJM_E | NYISO_G-I | Internal | Summer | B7 | 400 | 500 | 0 | 83.86 | 66.97 | 6 | 0
2025 | PJM_E_2_NYISO_G-I | PJM_E | NYISO_G-I | Internal | Summer | B8 | 500 | 500 | 0 | 72.19 | 64.19 | 6 | 0
2025 | PJM_E_2_NYISO_G-I | PJM_E | NYISO_G-I | Internal | Summer | B9 | 800 | 500 | 0 | 69.08 | 62.91 | 6 | 0
2025 | PJM_E_2_NYISO_G-I | PJM_E | NYISO_G-I | Internal | Summer | B10 | 1262 | 500 | 0 | 61.63 | 59.4 | 6 | 0
2025 | PJM_E_2_NYISO_G-I | PJM_E | NYISO_G-I | Internal | Winter | B16 | 25 | 500 | 0 | 85.63 | 77.63 | 6 | 0
2025 | PJM_E_2_NYISO_G-I | PJM_E | NYISO_G-I | Internal | Winter | B17 | 100 | 500 | 0 | 79.94 | 75.03 | 6 | 0
2025 | PJM_E_2_NYISO_G-I | PJM_E | NYISO_G-I | Internal | Winter | B18 | 400 | 500 | 0 | 74.8 | 75.03 | 6 | 0
2025 | PJM_E_2_NYISO_G-I | PJM_E | NYISO_G-I | Internal | Winter | B19 | 700 | 500 | 0 | 74.36 | 67.47 | 6 | 0
2025 | PJM_E_2_NYISO_G-I | PJM_E | NYISO_G-I | Internal | Winter | B20 | 935 | 500 | 0 | 64.66 | 67.43 | 6 | 0
2025 | PJM_E_2_NYISO_J-K | PJM_E | NYISO_J-K | Internal | Shoulder | B11 | 25 | 330 | 0 | 80.9 | 70.44 | 6 | 0
2025 | PJM_E_2_NYISO_J-K | PJM_E | NYISO_J-K | Internal | Shoulder | B12 | 200 | 330 | 0 | 73.64 | 66.17 | 6 | 0
2025 | PJM_E_2_NYISO_J-K | PJM_E | NYISO_J-K | Internal | Shoulder | B13 | 600 | 330 | 0 | 71.92 | 66.17 | 6 | 0
2025 | PJM_E_2_NYISO_J-K | PJM_E | NYISO_J-K | Internal | Shoulder | B14 | 900 | 330 | 0 | 69.24 | 61.25 | 6 | 0
2025 | PJM_E_2_NYISO_J-K | PJM_E | NYISO_J-K | Internal | Shoulder | B15 | 1203 | 330 | 0 | 60.78 | 60.32 | 6 | 0
2025 | PJM_E_2_NYISO_J-K | PJM_E | NYISO_J-K | Internal | Summer | B1 | 10 | 330 | 330 | 152.29 | 442.43 | 6 | 284.14
2025 | PJM_E_2_NYISO_J-K | PJM_E | NYISO_J-K | Internal | Summer | B2 | 25 | 330 | 330 | 119.66 | 442.43 | 6 | 316.77
2025 | PJM_E_2_NYISO_J-K | PJM_E | NYISO_J-K | Internal | Summer | B3 | 75 | 330 | 0 | 115.52 | 107.53 | 6 | 0
2025 | PJM_E_2_NYISO_J-K | PJM_E | NYISO_J-K | Internal | Summer | B4 | 100 | 330 | 0 | 111.27 | 91.85 | 6 | 0
2025 | PJM_E_2_NYISO_J-K | PJM_E | NYISO_J-K | Internal | Summer | B5 | 200 | 330 | 0 | 109.21 | 91.85 | 6 | 0
2025 | PJM_E_2_NYISO_J-K | PJM_E | NYISO_J-K | Internal | Summer | B6 | 300 | 330 | 0 | 105.03 | 89.58 | 6 | 0
2025 | PJM_E_2_NYISO_J-K | PJM_E | NYISO_J-K | Internal | Summer | B7 | 400 | 330 | 0 | 83.86 | 66.98 | 6 | 0
2025 | PJM_E_2_NYISO_J-K | PJM_E | NYISO_J-K | Internal | Summer | B8 | 500 | 330 | 0 | 72.19 | 64.2 | 6 | 0
2025 | PJM_E_2_NYISO_J-K | PJM_E | NYISO_J-K | Internal | Summer | B9 | 800 | 330 | 0 | 69.08 | 62.92 | 6 | 0
2025 | PJM_E_2_NYISO_J-K | PJM_E | NYISO_J-K | Internal | Summer | B10 | 1262 | 330 | 0 | 61.63 | 59.42 | 6 | 0
2025 | PJM_E_2_NYISO_J-K | PJM_E | NYISO_J-K | Internal | Winter | B16 | 25 | 330 | 0 | 85.63 | 77.64 | 6 | 0
2025 | PJM_E_2_NYISO_J-K | PJM_E | NYISO_J-K | Internal | Winter | B17 | 100 | 330 | 0 | 79.94 | 77.64 | 6 | 0
2025 | PJM_E_2_NYISO_J-K | PJM_E | NYISO_J-K | Internal | Winter | B18 | 400 | 330 | 0 | 74.8 | 77.64 | 6 | 0
2025 | PJM_E_2_NYISO_J-K | PJM_E | NYISO_J-K | Internal | Winter | B19 | 700 | 330 | 0 | 74.36 | 67.48 | 6 | 0
2025 | PJM_E_2_NYISO_J-K | PJM_E | NYISO_J-K | Internal | Winter | B20 | 935 | 330 | 0 | 64.66 | 67.44 | 6 | 0
2025 | PJM_E_2_PJM_ROM | PJM_E | PJM_ROM | Internal | Shoulder | B11 | 25 | 8000 | 5254.01 | 80.9 | 80.91 | 0.01 | 0
2025 | PJM_E_2_PJM_ROM | PJM_E | PJM_ROM | Internal | Shoulder | B12 | 200 | 8000 | 2395.46 | 73.64 | 73.65 | 0.01 | 0
2025 | PJM_E_2_PJM_ROM | PJM_E | PJM_ROM | Internal | Shoulder | B13 | 600 | 8000 | 2312.67 | 71.92 | 71.93 | 0.01 | 0
2025 | PJM_E_2_PJM_ROM | PJM_E | PJM_ROM | Internal | Shoulder | B14 | 900 | 8000 | 3088.24 | 69.24 | 69.25 | 0.01 | 0
2025 | PJM_E_2_PJM_ROM | PJM_E | PJM_ROM | Internal | Shoulder | B15 | 1203 | 8000 | 1381.31 | 60.78 | 60.79 | 0.01 | 0
2025 | PJM_E_2_PJM_ROM | PJM_E | PJM_ROM | Internal | Summer | B1 | 10 | 8000 | 0 | 152.29 | 152.28 | 0.01 | 0
2025 | PJM_E_2_PJM_ROM | PJM_E | PJM_ROM | Internal | Summer | B2 | 25 | 8000 | 0 | 119.66 | 119.65 | 0.01 | 0
2025 | PJM_E_2_PJM_ROM | PJM_E | PJM_ROM | Internal | Summer | B3 | 75 | 8000 | 2996.76 | 115.52 | 115.53 | 0.01 | 0
2025 | PJM_E_2_PJM_ROM | PJM_E | PJM_ROM | Internal | Summer | B4 | 100 | 8000 | 5706.08 | 111.27 | 111.28 | 0.01 | 0
2025 | PJM_E_2_PJM_ROM | PJM_E | PJM_ROM | Internal | Summer | B5 | 200 | 8000 | 6637.42 | 109.21 | 109.22 | 0.01 | 0
2025 | PJM_E_2_PJM_ROM | PJM_E | PJM_ROM | Internal | Summer | B6 | 300 | 8000 | 8000 | 105.03 | 105.58 | 0.01 | 0.54
2025 | PJM_E_2_PJM_ROM | PJM_E | PJM_ROM | Internal | Summer | B7 | 400 | 8000 | 6345.2 | 83.86 | 83.87 | 0.01 | 0
2025 | PJM_E_2_PJM_ROM | PJM_E | PJM_ROM | Internal | Summer | B8 | 500 | 8000 | 6033.87 | 72.19 | 72.2 | 0.01 | 0
2025 | PJM_E_2_PJM_ROM | PJM_E | PJM_ROM | Internal | Summer | B9 | 800 | 8000 | 3842.53 | 69.08 | 69.1 | 0.01 | 0
2025 | PJM_E_2_PJM_ROM | PJM_E | PJM_ROM | Internal | Summer | B10 | 1262 | 8000 | 1749.54 | 61.63 | 61.64 | 0.01 | 0
2025 | PJM_E_2_PJM_ROM | PJM_E | PJM_ROM | Internal | Winter | B16 | 25 | 8000 | 3060.67 | 85.63 | 85.64 | 0.01 | 0
2025 | PJM_E_2_PJM_ROM | PJM_E | PJM_ROM | Internal | Winter | B17 | 100 | 8000 | 1497.27 | 79.94 | 79.96 | 0.01 | 0
2025 | PJM_E_2_PJM_ROM | PJM_E | PJM_ROM | Internal | Winter | B18 | 400 | 8000 | 0 | 74.8 | 74.79 | 0.01 | 0
2025 | PJM_E_2_PJM_ROM | PJM_E | PJM_ROM | Internal | Winter | B19 | 700 | 8000 | 0 | 74.36 | 74.35 | 0.01 | 0
2025 | PJM_E_2_PJM_ROM | PJM_E | PJM_ROM | Internal | Winter | B20 | 935 | 8000 | 0 | 64.66 | 64.64 | 0.01 | 0
2025 | PJM_ROR_2_MISO_IN | PJM_ROR | MISO_IN | Internal | Shoulder | B11 | 25 | 909 | 0 | 80.92 | 78.91 | 2 | 0
2025 | PJM_ROR_2_MISO_IN | PJM_ROR | MISO_IN | Internal | Shoulder | B12 | 200 | 909 | 0 | 73.64 | 71.64 | 2 | 0
2025 | PJM_ROR_2_MISO_IN | PJM_ROR | MISO_IN | Internal | Shoulder | B13 | 600 | 909 | 0 | 71.92 | 69.92 | 2 | 0
2025 | PJM_ROR_2_MISO_IN | PJM_ROR | MISO_IN | Internal | Shoulder | B14 | 900 | 909 | 0 | 69.24 | 67.24 | 2 | 0
2025 | PJM_ROR_2_MISO_IN | PJM_ROR | MISO_IN | Internal | Shoulder | B15 | 1203 | 909 | 0 | 60.78 | 59.09 | 2 | 0
2025 | PJM_ROR_2_MISO_IN | PJM_ROR | MISO_IN | Internal | Summer | B1 | 10 | 909 | 0 | 150.48 | 148.47 | 2 | 0
2025 | PJM_ROR_2_MISO_IN | PJM_ROR | MISO_IN | Internal | Summer | B2 | 25 | 909 | 0 | 119.64 | 117.64 | 2 | 0
2025 | PJM_ROR_2_MISO_IN | PJM_ROR | MISO_IN | Internal | Summer | B3 | 75 | 909 | 0 | 115.52 | 114.01 | 2 | 0
2025 | PJM_ROR_2_MISO_IN | PJM_ROR | MISO_IN | Internal | Summer | B4 | 100 | 909 | 199.54 | 111.29 | 113.29 | 2 | 0
2025 | PJM_ROR_2_MISO_IN | PJM_ROR | MISO_IN | Internal | Summer | B5 | 200 | 909 | 0 | 109.23 | 109.48 | 2 | 0
2025 | PJM_ROR_2_MISO_IN | PJM_ROR | MISO_IN | Internal | Summer | B6 | 300 | 909 | 0 | 105.59 | 103.59 | 2 | 0
2025 | PJM_ROR_2_MISO_IN | PJM_ROR | MISO_IN | Internal | Summer | B7 | 400 | 909 | 0 | 83.88 | 81.88 | 2 | 0
2025 | PJM_ROR_2_MISO_IN | PJM_ROR | MISO_IN | Internal | Summer | B8 | 500 | 909 | 0 | 72.21 | 73.9 | 2 | 0
2025 | PJM_ROR_2_MISO_IN | PJM_ROR | MISO_IN | Internal | Summer | B9 | 800 | 909 | 0 | 69.08 | 67.08 | 2 | 0
2025 | PJM_ROR_2_MISO_IN | PJM_ROR | MISO_IN | Internal | Summer | B10 | 1262 | 909 | 0 | 61.63 | 59.63 | 2 | 0
2025 | PJM_ROR_2_MISO_IN | PJM_ROR | MISO_IN | Internal | Winter | B16 | 25 | 909 | 0 | 85.63 | 70.61 | 2 | 0
2025 | PJM_ROR_2_MISO_IN | PJM_ROR | MISO_IN | Internal | Winter | B17 | 100 | 909 | 0 | 79.94 | 75.07 | 2 | 0
2025 | PJM_ROR_2_MISO_IN | PJM_ROR | MISO_IN | Internal | Winter | B18 | 400 | 909 | 0 | 74.78 | 72.77 | 2 | 0
2025 | PJM_ROR_2_MISO_IN | PJM_ROR | MISO_IN | Internal | Winter | B19 | 700 | 909 | 0 | 72.47 | 70.46 | 2 | 0
2025 | PJM_ROR_2_MISO_IN | PJM_ROR | MISO_IN | Internal | Winter | B20 | 935 | 909 | 0 | 63.46 | 61.46 | 2 | 0
2025 | PJM_ROR_2_MISO_MI | PJM_ROR | MISO_MI | Internal | Shoulder | B11 | 25 | 1305 | 0 | 80.92 | 78.92 | 2 | 0
2025 | PJM_ROR_2_MISO_MI | PJM_ROR | MISO_MI | Internal | Shoulder | B12 | 200 | 1305 | 0 | 73.64 | 71.65 | 2 | 0
2025 | PJM_ROR_2_MISO_MI | PJM_ROR | MISO_MI | Internal | Shoulder | B13 | 600 | 1305 | 0 | 71.92 | 69.93 | 2 | 0
2025 | PJM_ROR_2_MISO_MI | PJM_ROR | MISO_MI | Internal | Shoulder | B14 | 900 | 1305 | 0 | 69.24 | 67.25 | 2 | 0
2025 | PJM_ROR_2_MISO_MI | PJM_ROR | MISO_MI | Internal | Shoulder | B15 | 1203 | 1305 | 0 | 60.78 | 60.3 | 2 | 0
2025 | PJM_ROR_2_MISO_MI | PJM_ROR | MISO_MI | Internal | Summer | B1 | 10 | 1305 | 0 | 150.48 | 148.48 | 2 | 0
2025 | PJM_ROR_2_MISO_MI | PJM_ROR | MISO_MI | Internal | Summer | B2 | 25 | 1305 | 0 | 119.64 | 117.65 | 2 | 0
2025 | PJM_ROR_2_MISO_MI | PJM_ROR | MISO_MI | Internal | Summer | B3 | 75 | 1305 | 0 | 115.52 | 114.02 | 2 | 0
2025 | PJM_ROR_2_MISO_MI | PJM_ROR | MISO_MI | Internal | Summer | B4 | 100 | 1305 | 1305 | 111.29 | 113.3 | 2 | 0.01
2025 | PJM_ROR_2_MISO_MI | PJM_ROR | MISO_MI | Internal | Summer | B5 | 200 | 1305 | 0 | 109.23 | 109.49 | 2 | 0
2025 | PJM_ROR_2_MISO_MI | PJM_ROR | MISO_MI | Internal | Summer | B6 | 300 | 1305 | 0 | 105.59 | 103.6 | 2 | 0
2025 | PJM_ROR_2_MISO_MI | PJM_ROR | MISO_MI | Internal | Summer | B7 | 400 | 1305 | 0 | 83.88 | 81.89 | 2 | 0
2025 | PJM_ROR_2_MISO_MI | PJM_ROR | MISO_MI | Internal | Summer | B8 | 500 | 1305 | 0 | 72.21 | 73.91 | 2 | 0
2025 | PJM_ROR_2_MISO_MI | PJM_ROR | MISO_MI | Internal | Summer | B9 | 800 | 1305 | 0 | 69.08 | 67.1 | 2 | 0
2025 | PJM_ROR_2_MISO_MI | PJM_ROR | MISO_MI | Internal | Summer | B10 | 1262 | 1305 | 0 | 61.63 | 59.64 | 2 | 0
2025 | PJM_ROR_2_MISO_MI | PJM_ROR | MISO_MI | Internal | Winter | B16 | 25 | 1305 | 0 | 85.63 | 76.81 | 2 | 0
2025 | PJM_ROR_2_MISO_MI | PJM_ROR | MISO_MI | Internal | Winter | B17 | 100 | 1305 | 0 | 79.94 | 75.08 | 2 | 0
2025 | PJM_ROR_2_MISO_MI | PJM_ROR | MISO_MI | Internal | Winter | B18 | 400 | 1305 | 0 | 74.78 | 72.78 | 2 | 0
2025 | PJM_ROR_2_MISO_MI | PJM_ROR | MISO_MI | Internal | Winter | B19 | 700 | 1305 | 0 | 72.47 | 70.47 | 2 | 0
2025 | PJM_ROR_2_MISO_MI | PJM_ROR | MISO_MI | Internal | Winter | B20 | 935 | 1305 | 0 | 63.46 | 61.47 | 2 | 0
2025 | PJM_ROR_2_MISO_MO-IL | PJM_ROR | MISO_MO-IL | Internal | Shoulder | B11 | 25 | 1111 | 0 | 80.92 | 78.92 | 2 | 0
2025 | PJM_ROR_2_MISO_MO-IL | PJM_ROR | MISO_MO-IL | Internal | Shoulder | B12 | 200 | 1111 | 0 | 73.64 | 71.63 | 2 | 0
2025 | PJM_ROR_2_MISO_MO-IL | PJM_ROR | MISO_MO-IL | Internal | Shoulder | B13 | 600 | 1111 | 0 | 71.92 | 69.93 | 2 | 0
2025 | PJM_ROR_2_MISO_MO-IL | PJM_ROR | MISO_MO-IL | Internal | Shoulder | B14 | 900 | 1111 | 0 | 69.24 | 67.24 | 2 | 0
2025 | PJM_ROR_2_MISO_MO-IL | PJM_ROR | MISO_MO-IL | Internal | Shoulder | B15 | 1203 | 1111 | 0 | 60.78 | 58.96 | 2 | 0
2025 | PJM_ROR_2_MISO_MO-IL | PJM_ROR | MISO_MO-IL | Internal | Summer | B1 | 10 | 1111 | 0 | 150.48 | 148.48 | 2 | 0
2025 | PJM_ROR_2_MISO_MO-IL | PJM_ROR | MISO_MO-IL | Internal | Summer | B2 | 25 | 1111 | 0 | 119.64 | 117.65 | 2 | 0
2025 | PJM_ROR_2_MISO_MO-IL | PJM_ROR | MISO_MO-IL | Internal | Summer | B3 | 75 | 1111 | 0 | 115.52 | 114.02 | 2 | 0
2025 | PJM_ROR_2_MISO_MO-IL | PJM_ROR | MISO_MO-IL | Internal | Summer | B4 | 100 | 1111 | 1111 | 111.29 | 113.3 | 2 | 0.01
2025 | PJM_ROR_2_MISO_MO-IL | PJM_ROR | MISO_MO-IL | Internal | Summer | B5 | 200 | 1111 | 0 | 109.23 | 109.49 | 2 | 0
2025 | PJM_ROR_2_MISO_MO-IL | PJM_ROR | MISO_MO-IL | Internal | Summer | B6 | 300 | 1111 | 0 | 105.59 | 103.6 | 2 | 0
2025 | PJM_ROR_2_MISO_MO-IL | PJM_ROR | MISO_MO-IL | Internal | Summer | B7 | 400 | 1111 | 0 | 83.88 | 81.89 | 2 | 0
2025 | PJM_ROR_2_MISO_MO-IL | PJM_ROR | MISO_MO-IL | Internal | Summer | B8 | 500 | 1111 | 0 | 72.21 | 73.91 | 2 | 0
2025 | PJM_ROR_2_MISO_MO-IL | PJM_ROR | MISO_MO-IL | Internal | Summer | B9 | 800 | 1111 | 0 | 69.08 | 67.1 | 2 | 0
2025 | PJM_ROR_2_MISO_MO-IL | PJM_ROR | MISO_MO-IL | Internal | Summer | B10 | 1262 | 1111 | 0 | 61.63 | 59.64 | 2 | 0
2025 | PJM_ROR_2_MISO_MO-IL | PJM_ROR | MISO_MO-IL | Internal | Winter | B16 | 25 | 1111 | 0 | 85.63 | 70.62 | 2 | 0
2025 | PJM_ROR_2_MISO_MO-IL | PJM_ROR | MISO_MO-IL | Internal | Winter | B17 | 100 | 1111 | 0 | 79.94 | 75.05 | 2 | 0
2025 | PJM_ROR_2_MISO_MO-IL | PJM_ROR | MISO_MO-IL | Internal | Winter | B18 | 400 | 1111 | 0 | 74.78 | 72.78 | 2 | 0
2025 | PJM_ROR_2_MISO_MO-IL | PJM_ROR | MISO_MO-IL | Internal | Winter | B19 | 700 | 1111 | 0 | 72.47 | 70.47 | 2 | 0
2025 | PJM_ROR_2_MISO_MO-IL | PJM_ROR | MISO_MO-IL | Internal | Winter | B20 | 935 | 1111 | 0 | 63.46 | 61.45 | 2 | 0
2025 | PJM_ROR_2_MISO_W | PJM_ROR | MISO_W | Internal | Shoulder | B11 | 25 | 19775 | 0 | 80.92 | 78.92 | 2 | 0
2025 | PJM_ROR_2_MISO_W | PJM_ROR | MISO_W | Internal | Shoulder | B12 | 200 | 19775 | 0 | 73.64 | 71.62 | 2 | 0
2025 | PJM_ROR_2_MISO_W | PJM_ROR | MISO_W | Internal | Shoulder | B13 | 600 | 19775 | 0 | 71.92 | 69.92 | 2 | 0
2025 | PJM_ROR_2_MISO_W | PJM_ROR | MISO_W | Internal | Shoulder | B14 | 900 | 19775 | 0 | 69.24 | 60.27 | 2 | 0
2025 | PJM_ROR_2_MISO_W | PJM_ROR | MISO_W | Internal | Shoulder | B15 | 1203 | 19775 | 0 | 60.78 | 12.01 | 2 | 0
2025 | PJM_ROR_2_MISO_W | PJM_ROR | MISO_W | Internal | Summer | B1 | 10 | 19775 | 0 | 150.48 | 148.48 | 2 | 0
2025 | PJM_ROR_2_MISO_W | PJM_ROR | MISO_W | Internal | Summer | B2 | 25 | 19775 | 0 | 119.64 | 117.64 | 2 | 0
2025 | PJM_ROR_2_MISO_W | PJM_ROR | MISO_W | Internal | Summer | B3 | 75 | 19775 | 0 | 115.52 | 113.52 | 2 | 0
2025 | PJM_ROR_2_MISO_W | PJM_ROR | MISO_W | Internal | Summer | B4 | 100 | 19775 | 0 | 111.29 | 109.29 | 2 | 0
2025 | PJM_ROR_2_MISO_W | PJM_ROR | MISO_W | Internal | Summer | B5 | 200 | 19775 | 0 | 109.23 | 107.23 | 2 | 0
2025 | PJM_ROR_2_MISO_W | PJM_ROR | MISO_W | Internal | Summer | B6 | 300 | 19775 | 0 | 105.59 | 103.59 | 2 | 0
2025 | PJM_ROR_2_MISO_W | PJM_ROR | MISO_W | Internal | Summer | B7 | 400 | 19775 | 0 | 83.88 | 81.88 | 2 | 0
2025 | PJM_ROR_2_MISO_W | PJM_ROR | MISO_W | Internal | Summer | B8 | 500 | 19775 | 0 | 72.21 | 70.21 | 2 | 0
2025 | PJM_ROR_2_MISO_W | PJM_ROR | MISO_W | Internal | Summer | B9 | 800 | 19775 | 0 | 69.08 | 67.08 | 2 | 0
2025 | PJM_ROR_2_MISO_W | PJM_ROR | MISO_W | Internal | Summer | B10 | 1262 | 19775 | 0 | 61.63 | 59.63 | 2 | 0
2025 | PJM_ROR_2_MISO_W | PJM_ROR | MISO_W | Internal | Winter | B16 | 25 | 19775 | 0 | 85.63 | 11.36 | 2 | 0
2025 | PJM_ROR_2_MISO_W | PJM_ROR | MISO_W | Internal | Winter | B17 | 100 | 19775 | 0 | 79.94 | 40.31 | 2 | 0
2025 | PJM_ROR_2_MISO_W | PJM_ROR | MISO_W | Internal | Winter | B18 | 400 | 19775 | 0 | 74.78 | 71.44 | 2 | 0
2025 | PJM_ROR_2_MISO_W | PJM_ROR | MISO_W | Internal | Winter | B19 | 700 | 19775 | 0 | 72.47 | 70.46 | 2 | 0
2025 | PJM_ROR_2_MISO_W | PJM_ROR | MISO_W | Internal | Winter | B20 | 935 | 19775 | 0 | 63.46 | 12.23 | 2 | 0
2025 | PJM_ROR_2_MISO_WUMS | PJM_ROR | MISO_WUMS | Internal | Shoulder | B11 | 25 | 1467 | 0 | 80.92 | 78.92 | 2 | 0
2025 | PJM_ROR_2_MISO_WUMS | PJM_ROR | MISO_WUMS | Internal | Shoulder | B12 | 200 | 1467 | 0 | 73.64 | 71.63 | 2 | 0
2025 | PJM_ROR_2_MISO_WUMS | PJM_ROR | MISO_WUMS | Internal | Shoulder | B13 | 600 | 1467 | 0 | 71.92 | 69.92 | 2 | 0
2025 | PJM_ROR_2_MISO_WUMS | PJM_ROR | MISO_WUMS | Internal | Shoulder | B14 | 900 | 1467 | 0 | 69.24 | 67.24 | 2 | 0
2025 | PJM_ROR_2_MISO_WUMS | PJM_ROR | MISO_WUMS | Internal | Shoulder | B15 | 1203 | 1467 | 0 | 60.78 | 58.71 | 2 | 0
2025 | PJM_ROR_2_MISO_WUMS | PJM_ROR | MISO_WUMS | Internal | Summer | B1 | 10 | 1467 | 0 | 150.48 | 148.47 | 2 | 0
2025 | PJM_ROR_2_MISO_WUMS | PJM_ROR | MISO_WUMS | Internal | Summer | B2 | 25 | 1467 | 0 | 119.64 | 117.63 | 2 | 0
2025 | PJM_ROR_2_MISO_WUMS | PJM_ROR | MISO_WUMS | Internal | Summer | B3 | 75 | 1467 | 0 | 115.52 | 113.51 | 2 | 0
2025 | PJM_ROR_2_MISO_WUMS | PJM_ROR | MISO_WUMS | Internal | Summer | B4 | 100 | 1467 | 0 | 111.29 | 109.29 | 2 | 0
2025 | PJM_ROR_2_MISO_WUMS | PJM_ROR | MISO_WUMS | Internal | Summer | B5 | 200 | 1467 | 0 | 109.23 | 107.22 | 2 | 0
2025 | PJM_ROR_2_MISO_WUMS | PJM_ROR | MISO_WUMS | Internal | Summer | B6 | 300 | 1467 | 0 | 105.59 | 103.58 | 2 | 0
2025 | PJM_ROR_2_MISO_WUMS | PJM_ROR | MISO_WUMS | Internal | Summer | B7 | 400 | 1467 | 0 | 83.88 | 81.88 | 2 | 0
2025 | PJM_ROR_2_MISO_WUMS | PJM_ROR | MISO_WUMS | Internal | Summer | B8 | 500 | 1467 | 0 | 72.21 | 70.21 | 2 | 0
2025 | PJM_ROR_2_MISO_WUMS | PJM_ROR | MISO_WUMS | Internal | Summer | B9 | 800 | 1467 | 0 | 69.08 | 67.07 | 2 | 0
2025 | PJM_ROR_2_MISO_WUMS | PJM_ROR | MISO_WUMS | Internal | Summer | B10 | 1262 | 1467 | 0 | 61.63 | 59.63 | 2 | 0
2025 | PJM_ROR_2_MISO_WUMS | PJM_ROR | MISO_WUMS | Internal | Winter | B16 | 25 | 1467 | 0 | 85.63 | 76.8 | 2 | 0
2025 | PJM_ROR_2_MISO_WUMS | PJM_ROR | MISO_WUMS | Internal | Winter | B17 | 100 | 1467 | 0 | 79.94 | 75.07 | 2 | 0
2025 | PJM_ROR_2_MISO_WUMS | PJM_ROR | MISO_WUMS | Internal | Winter | B18 | 400 | 1467 | 0 | 74.78 | 71.45 | 2 | 0
2025 | PJM_ROR_2_MISO_WUMS | PJM_ROR | MISO_WUMS | Internal | Winter | B19 | 700 | 1467 | 0 | 72.47 | 70.47 | 2 | 0
2025 | PJM_ROR_2_MISO_WUMS | PJM_ROR | MISO_WUMS | Internal | Winter | B20 | 935 | 1467 | 0 | 63.46 | 61.46 | 2 | 0
2025 | PJM_ROR_2_PJM_ROM | PJM_ROR | PJM_ROM | Internal | Shoulder | B11 | 25 | 8000 | 0 | 80.92 | 80.91 | 0.01 | 0
2025 | PJM_ROR_2_PJM_ROM | PJM_ROR | PJM_ROM | Internal | Shoulder | B12 | 200 | 8000 | 3387.45 | 73.64 | 73.65 | 0.01 | 0
2025 | PJM_ROR_2_PJM_ROM | PJM_ROR | PJM_ROM | Internal | Shoulder | B13 | 600 | 8000 | 2496.16 | 71.92 | 71.93 | 0.01 | 0
2025 | PJM_ROR_2_PJM_ROM | PJM_ROR | PJM_ROM | Internal | Shoulder | B14 | 900 | 8000 | 1544.89 | 69.24 | 69.25 | 0.01 | 0
2025 | PJM_ROR_2_PJM_ROM | PJM_ROR | PJM_ROM | Internal | Shoulder | B15 | 1203 | 8000 | 4394.94 | 60.78 | 60.79 | 0.01 | 0
2025 | PJM_ROR_2_PJM_ROM | PJM_ROR | PJM_ROM | Internal | Summer | B1 | 10 | 8000 | 8000 | 150.48 | 152.28 | 0.01 | 1.79
2025 | PJM_ROR_2_PJM_ROM | PJM_ROR | PJM_ROM | Internal | Summer | B2 | 25 | 8000 | 7637.13 | 119.64 | 119.65 | 0.01 | 0
2025 | PJM_ROR_2_PJM_ROM | PJM_ROR | PJM_ROM | Internal | Summer | B3 | 75 | 8000 | 1976.64 | 115.52 | 115.53 | 0.01 | 0
2025 | PJM_ROR_2_PJM_ROM | PJM_ROR | PJM_ROM | Internal | Summer | B4 | 100 | 8000 | 0 | 111.29 | 111.28 | 0.01 | 0
2025 | PJM_ROR_2_PJM_ROM | PJM_ROR | PJM_ROM | Internal | Summer | B5 | 200 | 8000 | 0 | 109.23 | 109.22 | 0.01 | 0
2025 | PJM_ROR_2_PJM_ROM | PJM_ROR | PJM_ROM | Internal | Summer | B6 | 300 | 8000 | 0 | 105.59 | 105.58 | 0.01 | 0
2025 | PJM_ROR_2_PJM_ROM | PJM_ROR | PJM_ROM | Internal | Summer | B7 | 400 | 8000 | 0 | 83.88 | 83.87 | 0.01 | 0
2025 | PJM_ROR_2_PJM_ROM | PJM_ROR | PJM_ROM | Internal | Summer | B8 | 500 | 8000 | 0 | 72.21 | 72.2 | 0.01 | 0
2025 | PJM_ROR_2_PJM_ROM | PJM_ROR | PJM_ROM | Internal | Summer | B9 | 800 | 8000 | 229.38 | 69.08 | 69.1 | 0.01 | 0
2025 | PJM_ROR_2_PJM_ROM | PJM_ROR | PJM_ROM | Internal | Summer | B10 | 1262 | 8000 | 4127.7 | 61.63 | 61.64 | 0.01 | 0
2025 | PJM_ROR_2_PJM_ROM | PJM_ROR | PJM_ROM | Internal | Winter | B16 | 25 | 8000 | 3492.79 | 85.63 | 85.64 | 0.01 | 0
2025 | PJM_ROR_2_PJM_ROM | PJM_ROR | PJM_ROM | Internal | Winter | B17 | 100 | 8000 | 5492.18 | 79.94 | 79.96 | 0.01 | 0
2025 | PJM_ROR_2_PJM_ROM | PJM_ROR | PJM_ROM | Internal | Winter | B18 | 400 | 8000 | 7121.57 | 74.78 | 74.79 | 0.01 | 0
2025 | PJM_ROR_2_PJM_ROM | PJM_ROR | PJM_ROM | Internal | Winter | B19 | 700 | 8000 | 8000 | 72.47 | 74.35 | 0.01 | 1.86
2025 | PJM_ROR_2_PJM_ROM | PJM_ROR | PJM_ROM | Internal | Winter | B20 | 935 | 8000 | 8000 | 63.46 | 64.64 | 0.01 | 1.17
2025 | PJM_ROR_2_TVA_Transmission | PJM_ROR | TVA_Transmission | Internal | Shoulder | B11 | 25 | 2500 | 2500 | 80.92 | 91.65 | 6 | 4.73
2025 | PJM_ROR_2_TVA_Transmission | PJM_ROR | TVA_Transmission | Internal | Shoulder | B12 | 200 | 2500 | 0 | 73.64 | 79.63 | 6 | 0
2025 | PJM_ROR_2_TVA_Transmission | PJM_ROR | TVA_Transmission | Internal | Shoulder | B13 | 600 | 2500 | 580.72 | 71.92 | 77.92 | 6 | 0
2025 | PJM_ROR_2_TVA_Transmission | PJM_ROR | TVA_Transmission | Internal | Shoulder | B14 | 900 | 2500 | 981.84 | 69.24 | 75.24 | 6 | 0
2025 | PJM_ROR_2_TVA_Transmission | PJM_ROR | TVA_Transmission | Internal | Shoulder | B15 | 1203 | 2500 | 2500 | 60.78 | 66.96 | 6 | 0.17
2025 | PJM_ROR_2_TVA_Transmission | PJM_ROR | TVA_Transmission | Internal | Summer | B1 | 10 | 2500 | 2500 | 150.48 | 164.47 | 6 | 7.99
2025 | PJM_ROR_2_TVA_Transmission | PJM_ROR | TVA_Transmission | Internal | Summer | B2 | 25 | 2500 | 2500 | 119.64 | 133.64 | 6 | 8
2025 | PJM_ROR_2_TVA_Transmission | PJM_ROR | TVA_Transmission | Internal | Summer | B3 | 75 | 2500 | 2500 | 115.52 | 125.21 | 6 | 3.69
2025 | PJM_ROR_2_TVA_Transmission | PJM_ROR | TVA_Transmission | Internal | Summer | B4 | 100 | 2500 | 2500 | 111.29 | 121.3 | 6 | 4.01
2025 | PJM_ROR_2_TVA_Transmission | PJM_ROR | TVA_Transmission | Internal | Summer | B5 | 200 | 2500 | 2500 | 109.23 | 117.49 | 6 | 2.26
2025 | PJM_ROR_2_TVA_Transmission | PJM_ROR | TVA_Transmission | Internal | Summer | B6 | 300 | 2500 | 2500 | 105.59 | 111.6 | 6 | 0.01
2025 | PJM_ROR_2_TVA_Transmission | PJM_ROR | TVA_Transmission | Internal | Summer | B7 | 400 | 2500 | 2500 | 83.88 | 89.89 | 6 | 0.01
2025 | PJM_ROR_2_TVA_Transmission | PJM_ROR | TVA_Transmission | Internal | Summer | B8 | 500 | 2500 | 2500 | 72.21 | 78.94 | 6 | 0.73
2025 | PJM_ROR_2_TVA_Transmission | PJM_ROR | TVA_Transmission | Internal | Summer | B9 | 800 | 2500 | 1779.58 | 69.08 | 75.08 | 6 | 0
2025 | PJM_ROR_2_TVA_Transmission | PJM_ROR | TVA_Transmission | Internal | Summer | B10 | 1262 | 2500 | 2500 | 61.63 | 67.64 | 6 | 0.01
2025 | PJM_ROR_2_TVA_Transmission | PJM_ROR | TVA_Transmission | Internal | Winter | B16 | 25 | 2500 | 2500 | 85.63 | 96.63 | 6 | 5.01
2025 | PJM_ROR_2_TVA_Transmission | PJM_ROR | TVA_Transmission | Internal | Winter | B17 | 100 | 2500 | 0 | 79.94 | 83.05 | 6 | 0
2025 | PJM_ROR_2_TVA_Transmission | PJM_ROR | TVA_Transmission | Internal | Winter | B18 | 400 | 2500 | 260.86 | 74.78 | 80.78 | 6 | 0
2025 | PJM_ROR_2_TVA_Transmission | PJM_ROR | TVA_Transmission | Internal | Winter | B19 | 700 | 2500 | 227.93 | 72.47 | 78.47 | 6 | 0
2025 | PJM_ROR_2_TVA_Transmission | PJM_ROR | TVA_Transmission | Internal | Winter | B20 | 935 | 2500 | 1233.72 | 63.46 | 69.46 | 6 | 0
2025 | PJM_ROR_2_VACAR | PJM_ROR | VACAR | Internal | Shoulder | B11 | 25 | 3000 | 3000 | 80.92 | 105.9 | 6 | 18.97
2025 | PJM_ROR_2_VACAR | PJM_ROR | VACAR | Internal | Shoulder | B12 | 200 | 3000 | 3000 | 73.64 | 88.63 | 6 | 8.99
2025 | PJM_ROR_2_VACAR | PJM_ROR | VACAR | Internal | Shoulder | B13 | 600 | 3000 | 2604.56 | 71.92 | 77.92 | 6 | 0
2025 | PJM_ROR_2_VACAR | PJM_ROR | VACAR | Internal | Shoulder | B14 | 900 | 3000 | 3000 | 69.24 | 76.23 | 6 | 0.99
2025 | PJM_ROR_2_VACAR | PJM_ROR | VACAR | Internal | Shoulder | B15 | 1203 | 3000 | 557.31 | 60.78 | 66.78 | 6 | 0
2025 | PJM_ROR_2_VACAR | PJM_ROR | VACAR | Internal | Summer | B1 | 10 | 3000 | 3000 | 150.48 | 751.19 | 6 | 594.7
2025 | PJM_ROR_2_VACAR | PJM_ROR | VACAR | Internal | Summer | B2 | 25 | 3000 | 3000 | 119.64 | 581.76 | 6 | 456.12
2025 | PJM_ROR_2_VACAR | PJM_ROR | VACAR | Internal | Summer | B3 | 75 | 3000 | 3000 | 115.52 | 134.21 | 6 | 12.69
2025 | PJM_ROR_2_VACAR | PJM_ROR | VACAR | Internal | Summer | B4 | 100 | 3000 | 3000 | 111.29 | 121.03 | 6 | 3.74
2025 | PJM_ROR_2_VACAR | PJM_ROR | VACAR | Internal | Summer | B5 | 200 | 3000 | 3000 | 109.23 | 121.03 | 6 | 5.79
2025 | PJM_ROR_2_VACAR | PJM_ROR | VACAR | Internal | Summer | B6 | 300 | 3000 | 3000 | 105.59 | 120.6 | 6 | 9.01
2025 | PJM_ROR_2_VACAR | PJM_ROR | VACAR | Internal | Summer | B7 | 400 | 3000 | 3000 | 83.88 | 98.89 | 6 | 9.01
2025 | PJM_ROR_2_VACAR | PJM_ROR | VACAR | Internal | Summer | B8 | 500 | 3000 | 3000 | 72.21 | 87.94 | 6 | 9.73
2025 | PJM_ROR_2_VACAR | PJM_ROR | VACAR | Internal | Summer | B9 | 800 | 3000 | 1544.25 | 69.08 | 75.08 | 6 | 0
2025 | PJM_ROR_2_VACAR | PJM_ROR | VACAR | Internal | Summer | B10 | 1262 | 3000 | 1153.34 | 61.63 | 67.63 | 6 | 0
2025 | PJM_ROR_2_VACAR | PJM_ROR | VACAR | Internal | Winter | B16 | 25 | 3000 | 3000 | 85.63 | 131.88 | 6 | 40.25
2025 | PJM_ROR_2_VACAR | PJM_ROR | VACAR | Internal | Winter | B17 | 100 | 3000 | 3000 | 79.94 | 96.12 | 6 | 10.17
2025 | PJM_ROR_2_VACAR | PJM_ROR | VACAR | Internal | Winter | B18 | 400 | 3000 | 3000 | 74.78 | 82.05 | 6 | 1.27
2025 | PJM_ROR_2_VACAR | PJM_ROR | VACAR | Internal | Winter | B19 | 700 | 3000 | 3000 | 72.47 | 81.01 | 6 | 2.53
2025 | PJM_ROR_2_VACAR | PJM_ROR | VACAR | Internal | Winter | B20 | 935 | 3000 | 3000 | 63.46 | 70.31 | 6 | 0.85
2025 | PJM_ROM_2_NYISO_A-F | PJM_ROM | NYISO_A-F | Internal | Shoulder | B11 | 25 | 2000 | 0 | 80.91 | 60.32 | 6 | 0
2025 | PJM_ROM_2_NYISO_A-F | PJM_ROM | NYISO_A-F | Internal | Shoulder | B12 | 200 | 2000 | 0 | 73.65 | 65.65 | 6 | 0
2025 | PJM_ROM_2_NYISO_A-F | PJM_ROM | NYISO_A-F | Internal | Shoulder | B13 | 600 | 2000 | 0 | 71.93 | 60.3 | 6 | 0
2025 | PJM_ROM_2_NYISO_A-F | PJM_ROM | NYISO_A-F | Internal | Shoulder | B14 | 900 | 2000 | 0 | 69.25 | 60.3 | 6 | 0
2025 | PJM_ROM_2_NYISO_A-F | PJM_ROM | NYISO_A-F | Internal | Shoulder | B15 | 1203 | 2000 | 0 | 60.79 | 60.3 | 6 | 0
2025 | PJM_ROM_2_NYISO_A-F | PJM_ROM | NYISO_A-F | Internal | Summer | B1 | 10 | 2000 | 0 | 152.28 | 96.87 | 6 | 0
2025 | PJM_ROM_2_NYISO_A-F | PJM_ROM | NYISO_A-F | Internal | Summer | B2 | 25 | 2000 | 0 | 119.65 | 96.87 | 6 | 0
2025 | PJM_ROM_2_NYISO_A-F | PJM_ROM | NYISO_A-F | Internal | Summer | B3 | 75 | 2000 | 0 | 115.53 | 81.56 | 6 | 0
2025 | PJM_ROM_2_NYISO_A-F | PJM_ROM | NYISO_A-F | Internal | Summer | B4 | 100 | 2000 | 0 | 111.28 | 81.56 | 6 | 0
2025 | PJM_ROM_2_NYISO_A-F | PJM_ROM | NYISO_A-F | Internal | Summer | B5 | 200 | 2000 | 0 | 109.22 | 74.6 | 6 | 0
2025 | PJM_ROM_2_NYISO_A-F | PJM_ROM | NYISO_A-F | Internal | Summer | B6 | 300 | 2000 | 0 | 105.58 | 70.5 | 6 | 0
2025 | PJM_ROM_2_NYISO_A-F | PJM_ROM | NYISO_A-F | Internal | Summer | B7 | 400 | 2000 | 0 | 83.87 | 59.39 | 6 | 0
2025 | PJM_ROM_2_NYISO_A-F | PJM_ROM | NYISO_A-F | Internal | Summer | B8 | 500 | 2000 | 0 | 72.2 | 59.39 | 6 | 0
2025 | PJM_ROM_2_NYISO_A-F | PJM_ROM | NYISO_A-F | Internal | Summer | B9 | 800 | 2000 | 0 | 69.1 | 59.39 | 6 | 0
2025 | PJM_ROM_2_NYISO_A-F | PJM_ROM | NYISO_A-F | Internal | Summer | B10 | 1262 | 2000 | 0 | 61.64 | 59.39 | 6 | 0
2025 | PJM_ROM_2_NYISO_A-F | PJM_ROM | NYISO_A-F | Internal | Winter | B16 | 25 | 2000 | 0 | 85.64 | 61.68 | 6 | 0
2025 | PJM_ROM_2_NYISO_A-F | PJM_ROM | NYISO_A-F | Internal | Winter | B17 | 100 | 2000 | 0 | 79.96 | 61.47 | 6 | 0
2025 | PJM_ROM_2_NYISO_A-F | PJM_ROM | NYISO_A-F | Internal | Winter | B18 | 400 | 2000 | 0 | 74.79 | 61.47 | 6 | 0
2025 | PJM_ROM_2_NYISO_A-F | PJM_ROM | NYISO_A-F | Internal | Winter | B19 | 700 | 2000 | 0 | 74.35 | 61.47 | 6 | 0
2025 | PJM_ROM_2_NYISO_A-F | PJM_ROM | NYISO_A-F | Internal | Winter | B20 | 935 | 2000 | 0 | 64.64 | 61.47 | 6 | 0
2025 | PJM_ROM_2_PJM_E | PJM_ROM | PJM_E | Internal | Shoulder | B11 | 25 | 8000 | 0 | 80.91 | 80.9 | 0.01 | 0
2025 | PJM_ROM_2_PJM_E | PJM_ROM | PJM_E | Internal | Shoulder | B12 | 200 | 8000 | 0 | 73.65 | 73.64 | 0.01 | 0
2025 | PJM_ROM_2_PJM_E | PJM_ROM | PJM_E | Internal | Shoulder | B13 | 600 | 8000 | 0 | 71.93 | 71.92 | 0.01 | 0
2025 | PJM_ROM_2_PJM_E | PJM_ROM | PJM_E | Internal | Shoulder | B14 | 900 | 8000 | 0 | 69.25 | 69.24 | 0.01 | 0
2025 | PJM_ROM_2_PJM_E | PJM_ROM | PJM_E | Internal | Shoulder | B15 | 1203 | 8000 | 0 | 60.79 | 60.78 | 0.01 | 0
2025 | PJM_ROM_2_PJM_E | PJM_ROM | PJM_E | Internal | Summer | B1 | 10 | 8000 | 1380.71 | 152.28 | 152.29 | 0.01 | 0
2025 | PJM_ROM_2_PJM_E | PJM_ROM | PJM_E | Internal | Summer | B2 | 25 | 8000 | 1179.6 | 119.65 | 119.66 | 0.01 | 0
2025 | PJM_ROM_2_PJM_E | PJM_ROM | PJM_E | Internal | Summer | B3 | 75 | 8000 | 0 | 115.53 | 115.52 | 0.01 | 0
2025 | PJM_ROM_2_PJM_E | PJM_ROM | PJM_E | Internal | Summer | B4 | 100 | 8000 | 0 | 111.28 | 111.27 | 0.01 | 0
2025 | PJM_ROM_2_PJM_E | PJM_ROM | PJM_E | Internal | Summer | B5 | 200 | 8000 | 0 | 109.22 | 109.21 | 0.01 | 0
2025 | PJM_ROM_2_PJM_E | PJM_ROM | PJM_E | Internal | Summer | B6 | 300 | 8000 | 0 | 105.58 | 105.03 | 0.01 | 0
2025 | PJM_ROM_2_PJM_E | PJM_ROM | PJM_E | Internal | Summer | B7 | 400 | 8000 | 0 | 83.87 | 83.86 | 0.01 | 0
2025 | PJM_ROM_2_PJM_E | PJM_ROM | PJM_E | Internal | Summer | B8 | 500 | 8000 | 0 | 72.2 | 72.19 | 0.01 | 0
2025 | PJM_ROM_2_PJM_E | PJM_ROM | PJM_E | Internal | Summer | B9 | 800 | 8000 | 0 | 69.1 | 69.08 | 0.01 | 0
2025 | PJM_ROM_2_PJM_E | PJM_ROM | PJM_E | Internal | Summer | B10 | 1262 | 8000 | 0 | 61.64 | 61.63 | 0.01 | 0
2025 | PJM_ROM_2_PJM_E | PJM_ROM | PJM_E | Internal | Winter | B16 | 25 | 8000 | 0 | 85.64 | 85.63 | 0.01 | 0
2025 | PJM_ROM_2_PJM_E | PJM_ROM | PJM_E | Internal | Winter | B17 | 100 | 8000 | 0 | 79.96 | 79.94 | 0.01 | 0
2025 | PJM_ROM_2_PJM_E | PJM_ROM | PJM_E | Internal | Winter | B18 | 400 | 8000 | 1211.48 | 74.79 | 74.8 | 0.01 | 0
2025 | PJM_ROM_2_PJM_E | PJM_ROM | PJM_E | Internal | Winter | B19 | 700 | 8000 | 849.49 | 74.35 | 74.36 | 0.01 | 0
2025 | PJM_ROM_2_PJM_E | PJM_ROM | PJM_E | Internal | Winter | B20 | 935 | 8000 | 1456.97 | 64.64 | 64.66 | 0.01 | 0
2025 | PJM_ROM_2_PJM_ROR | PJM_ROM | PJM_ROR | Internal | Shoulder | B11 | 25 | 8000 | 273.5 | 80.91 | 80.92 | 0.01 | 0
2025 | PJM_ROM_2_PJM_ROR | PJM_ROM | PJM_ROR | Internal | Shoulder | B12 | 200 | 8000 | 0 | 73.65 | 73.64 | 0.01 | 0
2025 | PJM_ROM_2_PJM_ROR | PJM_ROM | PJM_ROR | Internal | Shoulder | B13 | 600 | 8000 | 0 | 71.93 | 71.92 | 0.01 | 0
2025 | PJM_ROM_2_PJM_ROR | PJM_ROM | PJM_ROR | Internal | Shoulder | B14 | 900 | 8000 | 0 | 69.25 | 69.24 | 0.01 | 0
2025 | PJM_ROM_2_PJM_ROR | PJM_ROM | PJM_ROR | Internal | Shoulder | B15 | 1203 | 8000 | 0 | 60.79 | 60.78 | 0.01 | 0
2025 | PJM_ROM_2_PJM_ROR | PJM_ROM | PJM_ROR | Internal | Summer | B1 | 10 | 8000 | 0 | 152.28 | 150.48 | 0.01 | 0
2025 | PJM_ROM_2_PJM_ROR | PJM_ROM | PJM_ROR | Internal | Summer | B2 | 25 | 8000 | 0 | 119.65 | 119.64 | 0.01 | 0
2025 | PJM_ROM_2_PJM_ROR | PJM_ROM | PJM_ROR | Internal | Summer | B3 | 75 | 8000 | 0 | 115.53 | 115.52 | 0.01 | 0
2025 | PJM_ROM_2_PJM_ROR | PJM_ROM | PJM_ROR | Internal | Summer | B4 | 100 | 8000 | 1805.02 | 111.28 | 111.29 | 0.01 | 0
2025 | PJM_ROM_2_PJM_ROR | PJM_ROM | PJM_ROR | Internal | Summer | B5 | 200 | 8000 | 1954.47 | 109.22 | 109.23 | 0.01 | 0
2025 | PJM_ROM_2_PJM_ROR | PJM_ROM | PJM_ROR | Internal | Summer | B6 | 300 | 8000 | 4303 | 105.58 | 105.59 | 0.01 | 0
2025 | PJM_ROM_2_PJM_ROR | PJM_ROM | PJM_ROR | Internal | Summer | B7 | 400 | 8000 | 1910.04 | 83.87 | 83.88 | 0.01 | 0
2025 | PJM_ROM_2_PJM_ROR | PJM_ROM | PJM_ROR | Internal | Summer | B8 | 500 | 8000 | 654.82 | 72.2 | 72.21 | 0.01 | 0
2025 | PJM_ROM_2_PJM_ROR | PJM_ROM | PJM_ROR | Internal | Summer | B9 | 800 | 8000 | 0 | 69.1 | 69.08 | 0.01 | 0
2025 | PJM_ROM_2_PJM_ROR | PJM_ROM | PJM_ROR | Internal | Summer | B10 | 1262 | 8000 | 0 | 61.64 | 61.63 | 0.01 | 0
2025 | PJM_ROM_2_PJM_ROR | PJM_ROM | PJM_ROR | Internal | Winter | B16 | 25 | 8000 | 0 | 85.64 | 85.63 | 0.01 | 0
2025 | PJM_ROM_2_PJM_ROR | PJM_ROM | PJM_ROR | Internal | Winter | B17 | 100 | 8000 | 0 | 79.96 | 79.94 | 0.01 | 0
2025 | PJM_ROM_2_PJM_ROR | PJM_ROM | PJM_ROR | Internal | Winter | B18 | 400 | 8000 | 0 | 74.79 | 74.78 | 0.01 | 0
2025 | PJM_ROM_2_PJM_ROR | PJM_ROM | PJM_ROR | Internal | Winter | B19 | 700 | 8000 | 0 | 74.35 | 72.47 | 0.01 | 0
2025 | PJM_ROM_2_PJM_ROR | PJM_ROM | PJM_ROR | Internal | Winter | B20 | 935 | 8000 | 0 | 64.64 | 63.46 | 0.01 | 0
2025 | SOCO_2_ENT | SOCO | ENT | Internal | Shoulder | B11 | 25 | 2400 | 0 | 112.9 | 78.92 | 10 | 0
2025 | SOCO_2_ENT | SOCO | ENT | Internal | Shoulder | B12 | 200 | 2400 | 0 | 79.63 | 71.63 | 10 | 0
2025 | SOCO_2_ENT | SOCO | ENT | Internal | Shoulder | B13 | 600 | 2400 | 0 | 75.24 | 69.98 | 10 | 0
2025 | SOCO_2_ENT | SOCO | ENT | Internal | Shoulder | B14 | 900 | 2400 | 0 | 75.24 | 67.24 | 10 | 0
2025 | SOCO_2_ENT | SOCO | ENT | Internal | Shoulder | B15 | 1203 | 2400 | 0 | 72.59 | 61.51 | 10 | 0
2025 | SOCO_2_ENT | SOCO | ENT | Internal | Summer | B1 | 10 | 2400 | 0 | 741.19 | 117.65 | 10 | 0
2025 | SOCO_2_ENT | SOCO | ENT | Internal | Summer | B2 | 25 | 2400 | 0 | 571.76 | 117.65 | 10 | 0
2025 | SOCO_2_ENT | SOCO | ENT | Internal | Summer | B3 | 75 | 2400 | 0 | 130.11 | 119.74 | 10 | 0
2025 | SOCO_2_ENT | SOCO | ENT | Internal | Summer | B4 | 100 | 2400 | 0 | 121.3 | 113.3 | 10 | 0
2025 | SOCO_2_ENT | SOCO | ENT | Internal | Summer | B5 | 200 | 2400 | 0 | 118.02 | 109.49 | 10 | 0
2025 | SOCO_2_ENT | SOCO | ENT | Internal | Summer | B6 | 300 | 2400 | 0 | 118.02 | 103.6 | 10 | 0
2025 | SOCO_2_ENT | SOCO | ENT | Internal | Summer | B7 | 400 | 2400 | 0 | 98.89 | 81.89 | 10 | 0
2025 | SOCO_2_ENT | SOCO | ENT | Internal | Summer | B8 | 500 | 2400 | 0 | 87.94 | 73.91 | 10 | 0
2025 | SOCO_2_ENT | SOCO | ENT | Internal | Summer | B9 | 800 | 2400 | 0 | 78.72 | 71.61 | 10 | 0
2025 | SOCO_2_ENT | SOCO | ENT | Internal | Summer | B10 | 1262 | 2400 | 0 | 71.19 | 62.19 | 10 | 0
2025 | SOCO_2_ENT | SOCO | ENT | Internal | Winter | B16 | 25 | 2400 | 0 | 116.9 | 76.08 | 10 | 0
2025 | SOCO_2_ENT | SOCO | ENT | Internal | Winter | B17 | 100 | 2400 | 0 | 86.12 | 73.53 | 10 | 0
2025 | SOCO_2_ENT | SOCO | ENT | Internal | Winter | B18 | 400 | 2400 | 0 | 77.85 | 72.79 | 10 | 0
2025 | SOCO_2_ENT | SOCO | ENT | Internal | Winter | B19 | 700 | 2400 | 0 | 77.85 | 70.47 | 10 | 0
2025 | SOCO_2_ENT | SOCO | ENT | Internal | Winter | B20 | 935 | 2400 | 0 | 75.48 | 63.95 | 10 | 0
2025 | SOCO_2_FRCC | SOCO | FRCC | Internal | Shoulder | B11 | 25 | 3700 | 3700 | 112.9 | 123.22 | 10 | 0.32
2025 | SOCO_2_FRCC | SOCO | FRCC | Internal | Shoulder | B12 | 200 | 3700 | 0 | 79.63 | 83.28 | 10 | 0
2025 | SOCO_2_FRCC | SOCO | FRCC | Internal | Shoulder | B13 | 600 | 3700 | 0 | 75.24 | 81.22 | 10 | 0
2025 | SOCO_2_FRCC | SOCO | FRCC | Internal | Shoulder | B14 | 900 | 3700 | 0 | 75.24 | 77.82 | 10 | 0
2025 | SOCO_2_FRCC | SOCO | FRCC | Internal | Shoulder | B15 | 1203 | 3700 | 0 | 72.59 | 77.82 | 10 | 0
2025 | SOCO_2_FRCC | SOCO | FRCC | Internal | Summer | B1 | 10 | 3700 | 1203.97 | 741.19 | 751.19 | 10 | 0
2025 | SOCO_2_FRCC | SOCO | FRCC | Internal | Summer | B2 | 25 | 3700 | 2064.02 | 571.76 | 581.76 | 10 | 0
2025 | SOCO_2_FRCC | SOCO | FRCC | Internal | Summer | B3 | 75 | 3700 | 618.63 | 130.11 | 140.11 | 10 | 0
2025 | SOCO_2_FRCC | SOCO | FRCC | Internal | Summer | B4 | 100 | 3700 | 0 | 121.3 | 125.1 | 10 | 0
2025 | SOCO_2_FRCC | SOCO | FRCC | Internal | Summer | B5 | 200 | 3700 | 0 | 118.02 | 125.07 | 10 | 0
2025 | SOCO_2_FRCC | SOCO | FRCC | Internal | Summer | B6 | 300 | 3700 | 0 | 118.02 | 125.07 | 10 | 0
2025 | SOCO_2_FRCC | SOCO | FRCC | Internal | Summer | B7 | 400 | 3700 | 688.63 | 98.89 | 108.89 | 10 | 0
2025 | SOCO_2_FRCC | SOCO | FRCC | Internal | Summer | B8 | 500 | 3700 | 0 | 87.94 | 80.38 | 10 | 0
2025 | SOCO_2_FRCC | SOCO | FRCC | Internal | Summer | B9 | 800 | 3700 | 0 | 78.72 | 77.01 | 10 | 0
2025 | SOCO_2_FRCC | SOCO | FRCC | Internal | Summer | B10 | 1262 | 3700 | 0 | 71.19 | 77.01 | 10 | 0
2025 | SOCO_2_FRCC | SOCO | FRCC | Internal | Winter | B16 | 25 | 3700 | 208.86 | 116.9 | 126.9 | 10 | 0
2025 | SOCO_2_FRCC | SOCO | FRCC | Internal | Winter | B17 | 100 | 3700 | 0 | 86.12 | 83.78 | 10 | 0
2025 | SOCO_2_FRCC | SOCO | FRCC | Internal | Winter | B18 | 400 | 3700 | 0 | 77.85 | 82.68 | 10 | 0
2025 | SOCO_2_FRCC | SOCO | FRCC | Internal | Winter | B19 | 700 | 3700 | 0 | 77.85 | 80.28 | 10 | 0
2025 | SOCO_2_FRCC | SOCO | FRCC | Internal | Winter | B20 | 935 | 3700 | 0 | 75.48 | 80.28 | 10 | 0
2025 | SOCO_2_TVA_Transmission | SOCO | TVA_Transmission | Internal | Shoulder | B11 | 25 | 2600 | 0 | 112.9 | 91.65 | 10 | 0
2025 | SOCO_2_TVA_Transmission | SOCO | TVA_Transmission | Internal | Shoulder | B12 | 200 | 2600 | 0 | 79.63 | 79.63 | 10 | 0
2025 | SOCO_2_TVA_Transmission | SOCO | TVA_Transmission | Internal | Shoulder | B13 | 600 | 2600 | 0 | 75.24 | 77.92 | 10 | 0
2025 | SOCO_2_TVA_Transmission | SOCO | TVA_Transmission | Internal | Shoulder | B14 | 900 | 2600 | 0 | 75.24 | 75.24 | 10 | 0
2025 | SOCO_2_TVA_Transmission | SOCO | TVA_Transmission | Internal | Shoulder | B15 | 1203 | 2600 | 0 | 72.59 | 66.96 | 10 | 0
2025 | SOCO_2_TVA_Transmission | SOCO | TVA_Transmission | Internal | Summer | B1 | 10 | 2600 | 0 | 741.19 | 164.47 | 10 | 0
2025 | SOCO_2_TVA_Transmission | SOCO | TVA_Transmission | Internal | Summer | B2 | 25 | 2600 | 0 | 571.76 | 133.64 | 10 | 0
2025 | SOCO_2_TVA_Transmission | SOCO | TVA_Transmission | Internal | Summer | B3 | 75 | 2600 | 0 | 130.11 | 125.21 | 10 | 0
2025 | SOCO_2_TVA_Transmission | SOCO | TVA_Transmission | Internal | Summer | B4 | 100 | 2600 | 0 | 121.3 | 121.3 | 10 | 0
2025 | SOCO_2_TVA_Transmission | SOCO | TVA_Transmission | Internal | Summer | B5 | 200 | 2600 | 0 | 118.02 | 117.49 | 10 | 0
2025 | SOCO_2_TVA_Transmission | SOCO | TVA_Transmission | Internal | Summer | B6 | 300 | 2600 | 0 | 118.02 | 111.6 | 10 | 0
2025 | SOCO_2_TVA_Transmission | SOCO | TVA_Transmission | Internal | Summer | B7 | 400 | 2600 | 0 | 98.89 | 89.89 | 10 | 0
2025 | SOCO_2_TVA_Transmission | SOCO | TVA_Transmission | Internal | Summer | B8 | 500 | 2600 | 0 | 87.94 | 78.94 | 10 | 0
2025 | SOCO_2_TVA_Transmission | SOCO | TVA_Transmission | Internal | Summer | B9 | 800 | 2600 | 0 | 78.72 | 75.08 | 10 | 0
2025 | SOCO_2_TVA_Transmission | SOCO | TVA_Transmission | Internal | Summer | B10 | 1262 | 2600 | 0 | 71.19 | 67.64 | 10 | 0
2025 | SOCO_2_TVA_Transmission | SOCO | TVA_Transmission | Internal | Winter | B16 | 25 | 2600 | 0 | 116.9 | 96.63 | 10 | 0
2025 | SOCO_2_TVA_Transmission | SOCO | TVA_Transmission | Internal | Winter | B17 | 100 | 2600 | 0 | 86.12 | 83.05 | 10 | 0
2025 | SOCO_2_TVA_Transmission | SOCO | TVA_Transmission | Internal | Winter | B18 | 400 | 2600 | 0 | 77.85 | 80.78 | 10 | 0
2025 | SOCO_2_TVA_Transmission | SOCO | TVA_Transmission | Internal | Winter | B19 | 700 | 2600 | 0 | 77.85 | 78.47 | 10 | 0
2025 | SOCO_2_TVA_Transmission | SOCO | TVA_Transmission | Internal | Winter | B20 | 935 | 2600 | 0 | 75.48 | 69.46 | 10 | 0
2025 | SOCO_2_VACAR | SOCO | VACAR | Internal | Shoulder | B11 | 25 | 2000 | 0 | 112.9 | 105.9 | 10 | 0
2025 | SOCO_2_VACAR | SOCO | VACAR | Internal | Shoulder | B12 | 200 | 2000 | 0 | 79.63 | 88.63 | 10 | 0
2025 | SOCO_2_VACAR | SOCO | VACAR | Internal | Shoulder | B13 | 600 | 2000 | 0 | 75.24 | 77.92 | 10 | 0
2025 | SOCO_2_VACAR | SOCO | VACAR | Internal | Shoulder | B14 | 900 | 2000 | 0 | 75.24 | 76.23 | 10 | 0
2025 | SOCO_2_VACAR | SOCO | VACAR | Internal | Shoulder | B15 | 1203 | 2000 | 0 | 72.59 | 66.78 | 10 | 0
2025 | SOCO_2_VACAR | SOCO | VACAR | Internal | Summer | B1 | 10 | 2000 | 1173.76 | 741.19 | 751.19 | 10 | 0
2025 | SOCO_2_VACAR | SOCO | VACAR | Internal | Summer | B2 | 25 | 2000 | 1445.02 | 571.76 | 581.76 | 10 | 0
2025 | SOCO_2_VACAR | SOCO | VACAR | Internal | Summer | B3 | 75 | 2000 | 0 | 130.11 | 134.21 | 10 | 0
2025 | SOCO_2_VACAR | SOCO | VACAR | Internal | Summer | B4 | 100 | 2000 | 0 | 121.3 | 121.03 | 10 | 0
2025 | SOCO_2_VACAR | SOCO | VACAR | Internal | Summer | B5 | 200 | 2000 | 0 | 118.02 | 121.03 | 10 | 0
2025 | SOCO_2_VACAR | SOCO | VACAR | Internal | Summer | B6 | 300 | 2000 | 0 | 118.02 | 120.6 | 10 | 0
2025 | SOCO_2_VACAR | SOCO | VACAR | Internal | Summer | B7 | 400 | 2000 | 0 | 98.89 | 98.89 | 10 | 0
2025 | SOCO_2_VACAR | SOCO | VACAR | Internal | Summer | B8 | 500 | 2000 | 0 | 87.94 | 87.94 | 10 | 0
2025 | SOCO_2_VACAR | SOCO | VACAR | Internal | Summer | B9 | 800 | 2000 | 0 | 78.72 | 75.08 | 10 | 0
2025 | SOCO_2_VACAR | SOCO | VACAR | Internal | Summer | B10 | 1262 | 2000 | 0 | 71.19 | 67.63 | 10 | 0
2025 | SOCO_2_VACAR | SOCO | VACAR | Internal | Winter | B16 | 25 | 2000 | 2000 | 116.9 | 131.88 | 10 | 4.97
2025 | SOCO_2_VACAR | SOCO | VACAR | Internal | Winter | B17 | 100 | 2000 | 704.09 | 86.12 | 96.12 | 10 | 0
2025 | SOCO_2_VACAR | SOCO | VACAR | Internal | Winter | B18 | 400 | 2000 | 0 | 77.85 | 82.05 | 10 | 0
2025 | SOCO_2_VACAR | SOCO | VACAR | Internal | Winter | B19 | 700 | 2000 | 0 | 77.85 | 81.01 | 10 | 0
2025 | SOCO_2_VACAR | SOCO | VACAR | Internal | Winter | B20 | 935 | 2000 | 0 | 75.48 | 70.31 | 10 | 0
2025 | SPP_N_2_ENT | SPP_N | ENT | Internal | Shoulder | B11 | 25 | 7346 | 4149.4 | 73.92 | 78.92 | 5 | 0
2025 | SPP_N_2_ENT | SPP_N | ENT | Internal | Shoulder | B12 | 200 | 7346 | 6530.37 | 66.63 | 71.63 | 5 | 0
2025 | SPP_N_2_ENT | SPP_N | ENT | Internal | Shoulder | B13 | 600 | 7346 | 7346 | 64.93 | 69.98 | 5 | 0.05
2025 | SPP_N_2_ENT | SPP_N | ENT | Internal | Shoulder | B14 | 900 | 7346 | 7346 | 1.32 | 67.24 | 5 | 60.92
2025 | SPP_N_2_ENT | SPP_N | ENT | Internal | Shoulder | B15 | 1203 | 7346 | 7346 | 0.01 | 61.51 | 5 | 56.5
2025 | SPP_N_2_ENT | SPP_N | ENT | Internal | Summer | B1 | 10 | 7346 | 7346 | 70.25 | 117.65 | 5 | 42.41
2025 | SPP_N_2_ENT | SPP_N | ENT | Internal | Summer | B2 | 25 | 7346 | 4204.13 | 112.65 | 117.65 | 5 | 0
2025 | SPP_N_2_ENT | SPP_N | ENT | Internal | Summer | B3 | 75 | 7346 | 3316.38 | 114.74 | 119.74 | 5 | 0
2025 | SPP_N_2_ENT | SPP_N | ENT | Internal | Summer | B4 | 100 | 7346 | 4476.98 | 108.3 | 113.3 | 5 | 0
2025 | SPP_N_2_ENT | SPP_N | ENT | Internal | Summer | B5 | 200 | 7346 | 4043.83 | 104.49 | 109.49 | 5 | 0
2025 | SPP_N_2_ENT | SPP_N | ENT | Internal | Summer | B6 | 300 | 7346 | 1586.97 | 98.6 | 103.6 | 5 | 0
2025 | SPP_N_2_ENT | SPP_N | ENT | Internal | Summer | B7 | 400 | 7346 | 3182.02 | 76.89 | 81.89 | 5 | 0
2025 | SPP_N_2_ENT | SPP_N | ENT | Internal | Summer | B8 | 500 | 7346 | 3381.65 | 68.91 | 73.91 | 5 | 0
2025 | SPP_N_2_ENT | SPP_N | ENT | Internal | Summer | B9 | 800 | 7346 | 5098.67 | 66.61 | 71.61 | 5 | 0
2025 | SPP_N_2_ENT | SPP_N | ENT | Internal | Summer | B10 | 1262 | 7346 | 7346 | 54.64 | 62.19 | 5 | 2.55
2025 | SPP_N_2_ENT | SPP_N | ENT | Internal | Winter | B16 | 25 | 7346 | 7346 | 18.36 | 76.08 | 5 | 52.72
2025 | SPP_N_2_ENT | SPP_N | ENT | Internal | Winter | B17 | 100 | 7346 | 7346 | 47.31 | 73.53 | 5 | 21.22
2025 | SPP_N_2_ENT | SPP_N | ENT | Internal | Winter | B18 | 400 | 7346 | 7346 | 67.78 | 72.79 | 5 | 0.01
2025 | SPP_N_2_ENT | SPP_N | ENT | Internal | Winter | B19 | 700 | 7346 | 7346 | 65.46 | 70.47 | 5 | 0.01
2025 | SPP_N_2_ENT | SPP_N | ENT | Internal | Winter | B20 | 935 | 7346 | 7346 | 0.01 | 63.95 | 5 | 58.94
2025 | SPP_N_2_MISO_MO-IL | SPP_N | MISO_MO-IL | Internal | Shoulder | B11 | 25 | 3954 | 3782.59 | 73.92 | 78.92 | 5 | 0
2025 | SPP_N_2_MISO_MO-IL | SPP_N | MISO_MO-IL | Internal | Shoulder | B12 | 200 | 3954 | 3499.04 | 66.63 | 71.63 | 5 | 0
2025 | SPP_N_2_MISO_MO-IL | SPP_N | MISO_MO-IL | Internal | Shoulder | B13 | 600 | 3954 | 970.3 | 64.93 | 69.93 | 5 | 0
2025 | SPP_N_2_MISO_MO-IL | SPP_N | MISO_MO-IL | Internal | Shoulder | B14 | 900 | 3954 | 3954 | 1.32 | 67.24 | 5 | 60.92
2025 | SPP_N_2_MISO_MO-IL | SPP_N | MISO_MO-IL | Internal | Shoulder | B15 | 1203 | 3954 | 3954 | 0.01 | 58.96 | 5 | 53.95
2025 | SPP_N_2_MISO_MO-IL | SPP_N | MISO_MO-IL | Internal | Summer | B1 | 10 | 3954 | 3954 | 70.25 | 148.48 | 5 | 73.24
2025 | SPP_N_2_MISO_MO-IL | SPP_N | MISO_MO-IL | Internal | Summer | B2 | 25 | 3954 | 2976.66 | 112.65 | 117.65 | 5 | 0
2025 | SPP_N_2_MISO_MO-IL | SPP_N | MISO_MO-IL | Internal | Summer | B3 | 75 | 3954 | 0 | 114.74 | 114.02 | 5 | 0
2025 | SPP_N_2_MISO_MO-IL | SPP_N | MISO_MO-IL | Internal | Summer | B4 | 100 | 3954 | 66.43 | 108.3 | 113.3 | 5 | 0
2025 | SPP_N_2_MISO_MO-IL | SPP_N | MISO_MO-IL | Internal | Summer | B5 | 200 | 3954 | 713.2 | 104.49 | 109.49 | 5 | 0
2025 | SPP_N_2_MISO_MO-IL | SPP_N | MISO_MO-IL | Internal | Summer | B6 | 300 | 3954 | 2695.82 | 98.6 | 103.6 | 5 | 0
2025 | SPP_N_2_MISO_MO-IL | SPP_N | MISO_MO-IL | Internal | Summer | B7 | 400 | 3954 | 2688.73 | 76.89 | 81.89 | 5 | 0
2025 | SPP_N_2_MISO_MO-IL | SPP_N | MISO_MO-IL | Internal | Summer | B8 | 500 | 3954 | 1217.84 | 68.91 | 73.91 | 5 | 0
2025 | SPP_N_2_MISO_MO-IL | SPP_N | MISO_MO-IL | Internal | Summer | B9 | 800 | 3954 | 0 | 66.61 | 67.1 | 5 | 0
2025 | SPP_N_2_MISO_MO-IL | SPP_N | MISO_MO-IL | Internal | Summer | B10 | 1262 | 3954 | 1015.95 | 54.64 | 59.64 | 5 | 0
2025 | SPP_N_2_MISO_MO-IL | SPP_N | MISO_MO-IL | Internal | Winter | B16 | 25 | 3954 | 3954 | 18.36 | 70.62 | 5 | 47.25
2025 | SPP_N_2_MISO_MO-IL | SPP_N | MISO_MO-IL | Internal | Winter | B17 | 100 | 3954 | 3954 | 47.31 | 75.05 | 5 | 22.74
2025 | SPP_N_2_MISO_MO-IL | SPP_N | MISO_MO-IL | Internal | Winter | B18 | 400 | 3954 | 588.57 | 67.78 | 72.78 | 5 | 0
2025 | SPP_N_2_MISO_MO-IL | SPP_N | MISO_MO-IL | Internal | Winter | B19 | 700 | 3954 | 3954 | 65.46 | 70.47 | 5 | 0.01
2025 | SPP_N_2_MISO_MO-IL | SPP_N | MISO_MO-IL | Internal | Winter | B20 | 935 | 3954 | 3954 | 0.01 | 61.45 | 5 | 56.44
2025 | SPP_N_2_MISO_W | SPP_N | MISO_W | Internal | Shoulder | B11 | 25 | 1000 | 428.86 | 73.92 | 78.92 | 5 | 0
2025 | SPP_N_2_MISO_W | SPP_N | MISO_W | Internal | Shoulder | B12 | 200 | 1000 | 0 | 66.63 | 71.62 | 5 | 0
2025 | SPP_N_2_MISO_W | SPP_N | MISO_W | Internal | Shoulder | B13 | 600 | 1000 | 0 | 64.93 | 69.92 | 5 | 0
2025 | SPP_N_2_MISO_W | SPP_N | MISO_W | Internal | Shoulder | B14 | 900 | 1000 | 1000 | 1.32 | 60.27 | 5 | 53.95
2025 | SPP_N_2_MISO_W | SPP_N | MISO_W | Internal | Shoulder | B15 | 1203 | 1000 | 1000 | 0.01 | 12.01 | 5 | 7
2025 | SPP_N_2_MISO_W | SPP_N | MISO_W | Internal | Summer | B1 | 10 | 1000 | 1000 | 70.25 | 148.48 | 5 | 73.24
2025 | SPP_N_2_MISO_W | SPP_N | MISO_W | Internal | Summer | B2 | 25 | 1000 | 0 | 112.65 | 117.64 | 5 | 0
2025 | SPP_N_2_MISO_W | SPP_N | MISO_W | Internal | Summer | B3 | 75 | 1000 | 0 | 114.74 | 113.52 | 5 | 0
2025 | SPP_N_2_MISO_W | SPP_N | MISO_W | Internal | Summer | B4 | 100 | 1000 | 0 | 108.3 | 109.29 | 5 | 0
2025 | SPP_N_2_MISO_W | SPP_N | MISO_W | Internal | Summer | B5 | 200 | 1000 | 0 | 104.49 | 107.23 | 5 | 0
2025 | SPP_N_2_MISO_W | SPP_N | MISO_W | Internal | Summer | B6 | 300 | 1000 | 0 | 98.6 | 103.59 | 5 | 0
2025 | SPP_N_2_MISO_W | SPP_N | MISO_W | Internal | Summer | B7 | 400 | 1000 | 0 | 76.89 | 81.88 | 5 | 0
2025 | SPP_N_2_MISO_W | SPP_N | MISO_W | Internal | Summer | B8 | 500 | 1000 | 0 | 68.91 | 70.21 | 5 | 0
2025 | SPP_N_2_MISO_W | SPP_N | MISO_W | Internal | Summer | B9 | 800 | 1000 | 0 | 66.61 | 67.08 | 5 | 0
2025 | SPP_N_2_MISO_W | SPP_N | MISO_W | Internal | Summer | B10 | 1262 | 1000 | 0 | 54.64 | 59.63 | 5 | 0
2025 | SPP_N_2_MISO_W | SPP_N | MISO_W | Internal | Winter | B16 | 25 | 1000 | 0 | 18.36 | 11.36 | 5 | 0
2025 | SPP_N_2_MISO_W | SPP_N | MISO_W | Internal | Winter | B17 | 100 | 1000 | 0 | 47.31 | 40.31 | 5 | 0
2025 | SPP_N_2_MISO_W | SPP_N | MISO_W | Internal | Winter | B18 | 400 | 1000 | 0 | 67.78 | 71.44 | 5 | 0
2025 | SPP_N_2_MISO_W | SPP_N | MISO_W | Internal | Winter | B19 | 700 | 1000 | 125.04 | 65.46 | 70.46 | 5 | 0
2025 | SPP_N_2_MISO_W | SPP_N | MISO_W | Internal | Winter | B20 | 935 | 1000 | 1000 | 0.01 | 12.23 | 5 | 7.21
2025 | SPP_N_2_NE | SPP_N | NE | Internal | Shoulder | B11 | 25 | 384 | 0 | 73.92 | 73.92 | 0.01 | 0
2025 | SPP_N_2_NE | SPP_N | NE | Internal | Shoulder | B12 | 200 | 384 | 0 | 66.63 | 66.62 | 0.01 | 0
2025 | SPP_N_2_NE | SPP_N | NE | Internal | Shoulder | B13 | 600 | 384 | 0 | 64.93 | 57.92 | 0.01 | 0
2025 | SPP_N_2_NE | SPP_N | NE | Internal | Shoulder | B14 | 900 | 384 | 384 | 1.32 | 11.68 | 0.01 | 10.34
2025 | SPP_N_2_NE | SPP_N | NE | Internal | Shoulder | B15 | 1203 | 384 | 0 | 0.01 | 0.01 | 0.01 | 0
2025 | SPP_N_2_NE | SPP_N | NE | Internal | Summer | B1 | 10 | 384 | 384 | 70.25 | 136.48 | 0.01 | 66.22
2025 | SPP_N_2_NE | SPP_N | NE | Internal | Summer | B2 | 25 | 384 | 0 | 112.65 | 112.64 | 0.01 | 0
2025 | SPP_N_2_NE | SPP_N | NE | Internal | Summer | B3 | 75 | 384 | 0 | 114.74 | 108.52 | 0.01 | 0
2025 | SPP_N_2_NE | SPP_N | NE | Internal | Summer | B4 | 100 | 384 | 0 | 108.3 | 106.97 | 0.01 | 0
2025 | SPP_N_2_NE | SPP_N | NE | Internal | Summer | B5 | 200 | 384 | 0 | 104.49 | 102.23 | 0.01 | 0
2025 | SPP_N_2_NE | SPP_N | NE | Internal | Summer | B6 | 300 | 384 | 0 | 98.6 | 98.59 | 0.01 | 0
2025 | SPP_N_2_NE | SPP_N | NE | Internal | Summer | B7 | 400 | 384 | 0 | 76.89 | 76.88 | 0.01 | 0
2025 | SPP_N_2_NE | SPP_N | NE | Internal | Summer | B8 | 500 | 384 | 0 | 68.91 | 65.21 | 0.01 | 0
2025 | SPP_N_2_NE | SPP_N | NE | Internal | Summer | B9 | 800 | 384 | 0 | 66.61 | 62.08 | 0.01 | 0
2025 | SPP_N_2_NE | SPP_N | NE | Internal | Summer | B10 | 1262 | 384 | 0 | 54.64 | 54.63 | 0.01 | 0
2025 | SPP_N_2_NE | SPP_N | NE | Internal | Winter | B16 | 25 | 384 | 0 | 18.36 | 0.01 | 0.01 | 0
2025 | SPP_N_2_NE | SPP_N | NE | Internal | Winter | B17 | 100 | 384 | 0 | 47.31 | 28.31 | 0.01 | 0
2025 | SPP_N_2_NE | SPP_N | NE | Internal | Winter | B18 | 400 | 384 | 0 | 67.78 | 59.44 | 0.01 | 0
2025 | SPP_N_2_NE | SPP_N | NE | Internal | Winter | B19 | 700 | 384 | 0 | 65.46 | 58.46 | 0.01 | 0
2025 | SPP_N_2_NE | SPP_N | NE | Internal | Winter | B20 | 935 | 384 | 0 | 0.01 | 0.01 | 0.01 | 0
2025 | SPP_N_2_SPP_S | SPP_N | SPP_S | Internal | Shoulder | B11 | 25 | 4000 | 0 | 73.92 | 73.92 | 0.01 | 0
2025 | SPP_N_2_SPP_S | SPP_N | SPP_S | Internal | Shoulder | B12 | 200 | 4000 | 0 | 66.63 | 66.63 | 0.01 | 0
2025 | SPP_N_2_SPP_S | SPP_N | SPP_S | Internal | Shoulder | B13 | 600 | 4000 | 2731.69 | 64.93 | 64.94 | 0.01 | 0
2025 | SPP_N_2_SPP_S | SPP_N | SPP_S | Internal | Shoulder | B14 | 900 | 4000 | 0 | 1.32 | 0.01 | 0.01 | 0
2025 | SPP_N_2_SPP_S | SPP_N | SPP_S | Internal | Shoulder | B15 | 1203 | 4000 | 0 | 0.01 | 0.01 | 0.01 | 0
2025 | SPP_N_2_SPP_S | SPP_N | SPP_S | Internal | Summer | B1 | 10 | 4000 | 0 | 70.25 | 69.08 | 0.01 | 0
2025 | SPP_N_2_SPP_S | SPP_N | SPP_S | Internal | Summer | B2 | 25 | 4000 | 0 | 112.65 | 112.64 | 0.01 | 0
2025 | SPP_N_2_SPP_S | SPP_N | SPP_S | Internal | Summer | B3 | 75 | 4000 | 0 | 114.74 | 114.74 | 0.01 | 0
2025 | SPP_N_2_SPP_S | SPP_N | SPP_S | Internal | Summer | B4 | 100 | 4000 | 0 | 108.3 | 108.3 | 0.01 | 0
2025 | SPP_N_2_SPP_S | SPP_N | SPP_S | Internal | Summer | B5 | 200 | 4000 | 0 | 104.49 | 104.49 | 0.01 | 0
2025 | SPP_N_2_SPP_S | SPP_N | SPP_S | Internal | Summer | B6 | 300 | 4000 | 0 | 98.6 | 98.6 | 0.01 | 0
2025 | SPP_N_2_SPP_S | SPP_N | SPP_S | Internal | Summer | B7 | 400 | 4000 | 0 | 76.89 | 76.89 | 0.01 | 0
2025 | SPP_N_2_SPP_S | SPP_N | SPP_S | Internal | Summer | B8 | 500 | 4000 | 3058.96 | 68.91 | 68.93 | 0.01 | 0
2025 | SPP_N_2_SPP_S | SPP_N | SPP_S | Internal | Summer | B9 | 800 | 4000 | 3427.3 | 66.61 | 66.62 | 0.01 | 0
2025 | SPP_N_2_SPP_S | SPP_N | SPP_S | Internal | Summer | B10 | 1262 | 4000 | 4000 | 54.64 | 57.19 | 0.01 | 2.54
2025 | SPP_N_2_SPP_S | SPP_N | SPP_S | Internal | Winter | B16 | 25 | 4000 | 3285.63 | 18.36 | 18.38 | 0.01 | 0
2025 | SPP_N_2_SPP_S | SPP_N | SPP_S | Internal | Winter | B17 | 100 | 4000 | 2887.26 | 47.31 | 47.32 | 0.01 | 0
2025 | SPP_N_2_SPP_S | SPP_N | SPP_S | Internal | Winter | B18 | 400 | 4000 | 2357.04 | 67.78 | 67.79 | 0.01 | 0
2025 | SPP_N_2_SPP_S | SPP_N | SPP_S | Internal | Winter | B19 | 700 | 4000 | 311.56 | 65.46 | 65.47 | 0.01 | 0
2025 | SPP_N_2_SPP_S | SPP_N | SPP_S | Internal | Winter | B20 | 935 | 4000 | 21.54 | 0.01 | 0.02 | 0.01 | 0
2025 | SPP_S_2_ENT | SPP_S | ENT | Internal | Shoulder | B11 | 25 | 4280 | 3502.95 | 73.92 | 78.92 | 5 | 0
2025 | SPP_S_2_ENT | SPP_S | ENT | Internal | Shoulder | B12 | 200 | 4280 | 1592.7 | 66.63 | 71.63 | 5 | 0
2025 | SPP_S_2_ENT | SPP_S | ENT | Internal | Shoulder | B13 | 600 | 4280 | 4280 | 64.94 | 69.98 | 5 | 0.04
2025 | SPP_S_2_ENT | SPP_S | ENT | Internal | Shoulder | B14 | 900 | 4280 | 4280 | 0.01 | 67.24 | 5 | 62.23
2025 | SPP_S_2_ENT | SPP_S | ENT | Internal | Shoulder | B15 | 1203 | 4280 | 4280 | 0.01 | 61.51 | 5 | 56.5
2025 | SPP_S_2_ENT | SPP_S | ENT | Internal | Summer | B1 | 10 | 4280 | 4280 | 69.08 | 117.65 | 5 | 43.57
2025 | SPP_S_2_ENT | SPP_S | ENT | Internal | Summer | B2 | 25 | 4280 | 4280 | 112.64 | 117.65 | 5 | 0.01
2025 | SPP_S_2_ENT | SPP_S | ENT | Internal | Summer | B3 | 75 | 4280 | 835.68 | 114.74 | 119.74 | 5 | 0
2025 | SPP_S_2_ENT | SPP_S | ENT | Internal | Summer | B4 | 100 | 4280 | 613.76 | 108.3 | 113.3 | 5 | 0
2025 | SPP_S_2_ENT | SPP_S | ENT | Internal | Summer | B5 | 200 | 4280 | 2461.03 | 104.49 | 109.49 | 5 | 0
2025 | SPP_S_2_ENT | SPP_S | ENT | Internal | Summer | B6 | 300 | 4280 | 3114.83 | 98.6 | 103.6 | 5 | 0
2025 | SPP_S_2_ENT | SPP_S | ENT | Internal | Summer | B7 | 400 | 4280 | 1927.77 | 76.89 | 81.89 | 5 | 0
2025 | SPP_S_2_ENT | SPP_S | ENT | Internal | Summer | B8 | 500 | 4280 | 0 | 68.93 | 73.91 | 5 | 0
2025 | SPP_S_2_ENT | SPP_S | ENT | Internal | Summer | B9 | 800 | 4280 | 0 | 66.62 | 71.61 | 5 | 0
2025 | SPP_S_2_ENT | SPP_S | ENT | Internal | Summer | B10 | 1262 | 4280 | 4032.25 | 57.19 | 62.19 | 5 | 0
2025 | SPP_S_2_ENT | SPP_S | ENT | Internal | Winter | B16 | 25 | 4280 | 4280 | 18.38 | 76.08 | 5 | 52.71
2025 | SPP_S_2_ENT | SPP_S | ENT | Internal | Winter | B17 | 100 | 4280 | 4280 | 47.32 | 73.53 | 5 | 21.21
2025 | SPP_S_2_ENT | SPP_S | ENT | Internal | Winter | B18 | 400 | 4280 | 3518.02 | 67.79 | 72.79 | 5 | 0
2025 | SPP_S_2_ENT | SPP_S | ENT | Internal | Winter | B19 | 700 | 4280 | 2690.02 | 65.47 | 70.47 | 5 | 0
2025 | SPP_S_2_ENT | SPP_S | ENT | Internal | Winter | B20 | 935 | 4280 | 4280 | 0.02 | 63.95 | 5 | 58.93
2025 | SPP_S_2_SPP_N | SPP_S | SPP_N | Internal | Shoulder | B11 | 25 | 640 | 0 | 73.92 | 73.92 | 0.01 | 0
2025 | SPP_S_2_SPP_N | SPP_S | SPP_N | Internal | Shoulder | B12 | 200 | 640 | 0 | 66.63 | 66.63 | 0.01 | 0
2025 | SPP_S_2_SPP_N | SPP_S | SPP_N | Internal | Shoulder | B13 | 600 | 640 | 0 | 64.94 | 64.93 | 0.01 | 0
2025 | SPP_S_2_SPP_N | SPP_S | SPP_N | Internal | Shoulder | B14 | 900 | 640 | 640 | 0.01 | 1.32 | 0.01 | 1.3
2025 | SPP_S_2_SPP_N | SPP_S | SPP_N | Internal | Shoulder | B15 | 1203 | 640 | 0 | 0.01 | 0.01 | 0.01 | 0
2025 | SPP_S_2_SPP_N | SPP_S | SPP_N | Internal | Summer | B1 | 10 | 640 | 640 | 69.08 | 70.25 | 0.01 | 1.15
2025 | SPP_S_2_SPP_N | SPP_S | SPP_N | Internal | Summer | B2 | 25 | 640 | 603.13 | 112.64 | 112.65 | 0.01 | 0
2025 | SPP_S_2_SPP_N | SPP_S | SPP_N | Internal | Summer | B3 | 75 | 640 | 0 | 114.74 | 114.74 | 0.01 | 0
2025 | SPP_S_2_SPP_N | SPP_S | SPP_N | Internal | Summer | B4 | 100 | 640 | 0 | 108.3 | 108.3 | 0.01 | 0
2025 | SPP_S_2_SPP_N | SPP_S | SPP_N | Internal | Summer | B5 | 200 | 640 | 0 | 104.49 | 104.49 | 0.01 | 0
2025 | SPP_S_2_SPP_N | SPP_S | SPP_N | Internal | Summer | B6 | 300 | 640 | 0 | 98.6 | 98.6 | 0.01 | 0
2025 | SPP_S_2_SPP_N | SPP_S | SPP_N | Internal | Summer | B7 | 400 | 640 | 0 | 76.89 | 76.89 | 0.01 | 0
2025 | SPP_S_2_SPP_N | SPP_S | SPP_N | Internal | Summer | B8 | 500 | 640 | 0 | 68.93 | 68.91 | 0.01 | 0
2025 | SPP_S_2_SPP_N | SPP_S | SPP_N | Internal | Summer | B9 | 800 | 640 | 0 | 66.62 | 66.61 | 0.01 | 0
2025 | SPP_S_2_SPP_N | SPP_S | SPP_N | Internal | Summer | B10 | 1262 | 640 | 0 | 57.19 | 54.64 | 0.01 | 0
2025 | SPP_S_2_SPP_N | SPP_S | SPP_N | Internal | Winter | B16 | 25 | 640 | 0 | 18.38 | 18.36 | 0.01 | 0
2025 | SPP_S_2_SPP_N | SPP_S | SPP_N | Internal | Winter | B17 | 100 | 640 | 0 | 47.32 | 47.31 | 0.01 | 0
2025 | SPP_S_2_SPP_N | SPP_S | SPP_N | Internal | Winter | B18 | 400 | 640 | 0 | 67.79 | 67.78 | 0.01 | 0
2025 | SPP_S_2_SPP_N | SPP_S | SPP_N | Internal | Winter | B19 | 700 | 640 | 0 | 65.47 | 65.46 | 0.01 | 0
2025 | SPP_S_2_SPP_N | SPP_S | SPP_N | Internal | Winter | B20 | 935 | 640 | 0 | 0.02 | 0.01 | 0.01 | 0
2025 | TVA_2_ENT | TVA | ENT | Internal | Shoulder | B11 | 25 | 500 | 0 | 91.66 | 78.92 | 9 | 0
2025 | TVA_2_ENT | TVA | ENT | Internal | Shoulder | B12 | 200 | 500 | 0 | 79.64 | 71.63 | 9 | 0
2025 | TVA_2_ENT | TVA | ENT | Internal | Shoulder | B13 | 600 | 500 | 0 | 77.93 | 69.98 | 9 | 0
2025 | TVA_2_ENT | TVA | ENT | Internal | Shoulder | B14 | 900 | 500 | 0 | 75.25 | 67.24 | 9 | 0
2025 | TVA_2_ENT | TVA | ENT | Internal | Shoulder | B15 | 1203 | 500 | 0 | 66.97 | 61.51 | 9 | 0
2025 | TVA_2_ENT | TVA | ENT | Internal | Summer | B1 | 10 | 500 | 0 | 164.48 | 117.65 | 9 | 0
2025 | TVA_2_ENT | TVA | ENT | Internal | Summer | B2 | 25 | 500 | 0 | 133.65 | 117.65 | 9 | 0
2025 | TVA_2_ENT | TVA | ENT | Internal | Summer | B3 | 75 | 500 | 0 | 125.23 | 119.74 | 9 | 0
2025 | TVA_2_ENT | TVA | ENT | Internal | Summer | B4 | 100 | 500 | 0 | 121.31 | 113.3 | 9 | 0
2025 | TVA_2_ENT | TVA | ENT | Internal | Summer | B5 | 200 | 500 | 0 | 117.5 | 109.49 | 9 | 0
2025 | TVA_2_ENT | TVA | ENT | Internal | Summer | B6 | 300 | 500 | 0 | 111.62 | 103.6 | 9 | 0
2025 | TVA_2_ENT | TVA | ENT | Internal | Summer | B7 | 400 | 500 | 0 | 89.91 | 81.89 | 9 | 0
2025 | TVA_2_ENT | TVA | ENT | Internal | Summer | B8 | 500 | 500 | 0 | 78.95 | 73.91 | 9 | 0
2025 | TVA_2_ENT | TVA | ENT | Internal | Summer | B9 | 800 | 500 | 0 | 75.1 | 71.61 | 9 | 0
2025 | TVA_2_ENT | TVA | ENT | Internal | Summer | B10 | 1262 | 500 | 0 | 67.65 | 62.19 | 9 | 0
2025 | TVA_2_ENT | TVA | ENT | Internal | Winter | B16 | 25 | 500 | 0 | 96.65 | 76.08 | 9 | 0
2025 | TVA_2_ENT | TVA | ENT | Internal | Winter | B17 | 100 | 500 | 0 | 83.07 | 73.53 | 9 | 0
2025 | TVA_2_ENT | TVA | ENT | Internal | Winter | B18 | 400 | 500 | 0 | 80.79 | 72.79 | 9 | 0
2025 | TVA_2_ENT | TVA | ENT | Internal | Winter | B19 | 700 | 500 | 0 | 78.49 | 70.47 | 9 | 0
2025 | TVA_2_ENT | TVA | ENT | Internal | Winter | B20 | 935 | 500 | 0 | 69.47 | 63.95 | 9 | 0
2025 | TVA_2_NonRTO_Midwest | TVA | NonRTO_Midwest | Internal | Shoulder | B11 | 25 | 100 | 0 | 91.66 | 86.91 | 9 | 0
2025 | TVA_2_NonRTO_Midwest | TVA | NonRTO_Midwest | Internal | Shoulder | B12 | 200 | 100 | 0 | 79.64 | 79.64 | 9 | 0
2025 | TVA_2_NonRTO_Midwest | TVA | NonRTO_Midwest | Internal | Shoulder | B13 | 600 | 100 | 0 | 77.93 | 77.92 | 9 | 0
2025 | TVA_2_NonRTO_Midwest | TVA | NonRTO_Midwest | Internal | Shoulder | B14 | 900 | 100 | 0 | 75.25 | 75.24 | 9 | 0
2025 | TVA_2_NonRTO_Midwest | TVA | NonRTO_Midwest | Internal | Shoulder | B15 | 1203 | 100 | 0 | 66.97 | 67.09 | 9 | 0
2025 | TVA_2_NonRTO_Midwest | TVA | NonRTO_Midwest | Internal | Summer | B1 | 10 | 100 | 0 | 164.48 | 156.47 | 9 | 0
2025 | TVA_2_NonRTO_Midwest | TVA | NonRTO_Midwest | Internal | Summer | B2 | 25 | 100 | 0 | 133.65 | 125.64 | 9 | 0
2025 | TVA_2_NonRTO_Midwest | TVA | NonRTO_Midwest | Internal | Summer | B3 | 75 | 100 | 0 | 125.23 | 122.01 | 9 | 0
2025 | TVA_2_NonRTO_Midwest | TVA | NonRTO_Midwest | Internal | Summer | B4 | 100 | 100 | 0 | 121.31 | 121.29 | 9 | 0
2025 | TVA_2_NonRTO_Midwest | TVA | NonRTO_Midwest | Internal | Summer | B5 | 200 | 100 | 0 | 117.5 | 117.48 | 9 | 0
2025 | TVA_2_NonRTO_Midwest | TVA | NonRTO_Midwest | Internal | Summer | B6 | 300 | 100 | 0 | 111.62 | 111.59 | 9 | 0
2025 | TVA_2_NonRTO_Midwest | TVA | NonRTO_Midwest | Internal | Summer | B7 | 400 | 100 | 0 | 89.91 | 89.88 | 9 | 0
2025 | TVA_2_NonRTO_Midwest | TVA | NonRTO_Midwest | Internal | Summer | B8 | 500 | 100 | 0 | 78.95 | 81.9 | 9 | 0
2025 | TVA_2_NonRTO_Midwest | TVA | NonRTO_Midwest | Internal | Summer | B9 | 800 | 100 | 0 | 75.1 | 75.08 | 9 | 0
2025 | TVA_2_NonRTO_Midwest | TVA | NonRTO_Midwest | Internal | Summer | B10 | 1262 | 100 | 0 | 67.65 | 67.63 | 9 | 0
2025 | TVA_2_NonRTO_Midwest | TVA | NonRTO_Midwest | Internal | Winter | B16 | 25 | 100 | 0 | 96.65 | 88.63 | 9 | 0
2025 | TVA_2_NonRTO_Midwest | TVA | NonRTO_Midwest | Internal | Winter | B17 | 100 | 100 | 0 | 83.07 | 83.07 | 9 | 0
2025 | TVA_2_NonRTO_Midwest | TVA | NonRTO_Midwest | Internal | Winter | B18 | 400 | 100 | 0 | 80.79 | 80.91 | 9 | 0
2025 | TVA_2_NonRTO_Midwest | TVA | NonRTO_Midwest | Internal | Winter | B19 | 700 | 100 | 0 | 78.49 | 78.46 | 9 | 0
2025 | TVA_2_NonRTO_Midwest | TVA | NonRTO_Midwest | Internal | Winter | B20 | 935 | 100 | 0 | 69.47 | 69.46 | 9 | 0
2025 | TVA_2_PJM_ROR | TVA | PJM_ROR | Internal | Shoulder | B11 | 25 | 500 | 0 | 91.66 | 80.92 | 9 | 0
2025 | TVA_2_PJM_ROR | TVA | PJM_ROR | Internal | Shoulder | B12 | 200 | 500 | 0 | 79.64 | 73.64 | 9 | 0
2025 | TVA_2_PJM_ROR | TVA | PJM_ROR | Internal | Shoulder | B13 | 600 | 500 | 0 | 77.93 | 71.92 | 9 | 0
2025 | TVA_2_PJM_ROR | TVA | PJM_ROR | Internal | Shoulder | B14 | 900 | 500 | 0 | 75.25 | 69.24 | 9 | 0
2025 | TVA_2_PJM_ROR | TVA | PJM_ROR | Internal | Shoulder | B15 | 1203 | 500 | 0 | 66.97 | 60.78 | 9 | 0
2025 | TVA_2_PJM_ROR | TVA | PJM_ROR | Internal | Summer | B1 | 10 | 500 | 0 | 164.48 | 150.48 | 9 | 0
2025 | TVA_2_PJM_ROR | TVA | PJM_ROR | Internal | Summer | B2 | 25 | 500 | 0 | 133.65 | 119.64 | 9 | 0
2025 | TVA_2_PJM_ROR | TVA | PJM_ROR | Internal | Summer | B3 | 75 | 500 | 0 | 125.23 | 115.52 | 9 | 0
2025 | TVA_2_PJM_ROR | TVA | PJM_ROR | Internal | Summer | B4 | 100 | 500 | 0 | 121.31 | 111.29 | 9 | 0
2025 | TVA_2_PJM_ROR | TVA | PJM_ROR | Internal | Summer | B5 | 200 | 500 | 0 | 117.5 | 109.23 | 9 | 0
2025 | TVA_2_PJM_ROR | TVA | PJM_ROR | Internal | Summer | B6 | 300 | 500 | 0 | 111.62 | 105.59 | 9 | 0
2025 | TVA_2_PJM_ROR | TVA | PJM_ROR | Internal | Summer | B7 | 400 | 500 | 0 | 89.91 | 83.88 | 9 | 0
2025 | TVA_2_PJM_ROR | TVA | PJM_ROR | Internal | Summer | B8 | 500 | 500 | 0 | 78.95 | 72.21 | 9 | 0
2025 | TVA_2_PJM_ROR | TVA | PJM_ROR | Internal | Summer | B9 | 800 | 500 | 0 | 75.1 | 69.08 | 9 | 0
2025 | TVA_2_PJM_ROR | TVA | PJM_ROR | Internal | Summer | B10 | 1262 | 500 | 0 | 67.65 | 61.63 | 9 | 0
2025 | TVA_2_PJM_ROR | TVA | PJM_ROR | Internal | Winter | B16 | 25 | 500 | 0 | 96.65 | 85.63 | 9 | 0
2025 | TVA_2_PJM_ROR | TVA | PJM_ROR | Internal | Winter | B17 | 100 | 500 | 0 | 83.07 | 79.94 | 9 | 0
2025 | TVA_2_PJM_ROR | TVA | PJM_ROR | Internal | Winter | B18 | 400 | 500 | 0 | 80.79 | 74.78 | 9 | 0
2025 | TVA_2_PJM_ROR | TVA | PJM_ROR | Internal | Winter | B19 | 700 | 500 | 0 | 78.49 | 72.47 | 9 | 0
2025 | TVA_2_PJM_ROR | TVA | PJM_ROR | Internal | Winter | B20 | 935 | 500 | 0 | 69.47 | 63.46 | 9 | 0
2025 | TVA_2_SOCO | TVA | SOCO | Internal | Shoulder | B11 | 25 | 500 | 500 | 91.66 | 112.9 | 9 | 12.23
2025 | TVA_2_SOCO | TVA | SOCO | Internal | Shoulder | B12 | 200 | 500 | 0 | 79.64 | 79.63 | 9 | 0
2025 | TVA_2_SOCO | TVA | SOCO | Internal | Shoulder | B13 | 600 | 500 | 0 | 77.93 | 75.24 | 9 | 0
2025 | TVA_2_SOCO | TVA | SOCO | Internal | Shoulder | B14 | 900 | 500 | 0 | 75.25 | 75.24 | 9 | 0
2025 | TVA_2_SOCO | TVA | SOCO | Internal | Shoulder | B15 | 1203 | 500 | 0 | 66.97 | 72.59 | 9 | 0
2025 | TVA_2_SOCO | TVA | SOCO | Internal | Summer | B1 | 10 | 500 | 500 | 164.48 | 741.19 | 9 | 567.7
2025 | TVA_2_SOCO | TVA | SOCO | Internal | Summer | B2 | 25 | 500 | 500 | 133.65 | 571.76 | 9 | 429.1
2025 | TVA_2_SOCO | TVA | SOCO | Internal | Summer | B3 | 75 | 500 | 0 | 125.23 | 130.11 | 9 | 0
2025 | TVA_2_SOCO | TVA | SOCO | Internal | Summer | B4 | 100 | 500 | 0 | 121.31 | 121.3 | 9 | 0
2025 | TVA_2_SOCO | TVA | SOCO | Internal | Summer | B5 | 200 | 500 | 0 | 117.5 | 118.02 | 9 | 0
2025 | TVA_2_SOCO | TVA | SOCO | Internal | Summer | B6 | 300 | 500 | 0 | 111.62 | 118.02 | 9 | 0
2025 | TVA_2_SOCO | TVA | SOCO | Internal | Summer | B7 | 400 | 500 | 0 | 89.91 | 98.89 | 9 | 0
2025 | TVA_2_SOCO | TVA | SOCO | Internal | Summer | B8 | 500 | 500 | 0 | 78.95 | 87.94 | 9 | 0
2025 | TVA_2_SOCO | TVA | SOCO | Internal | Summer | B9 | 800 | 500 | 0 | 75.1 | 78.72 | 9 | 0
2025 | TVA_2_SOCO | TVA | SOCO | Internal | Summer | B10 | 1262 | 500 | 0 | 67.65 | 71.19 | 9 | 0
2025 | TVA_2_SOCO | TVA | SOCO | Internal | Winter | B16 | 25 | 500 | 500 | 96.65 | 116.9 | 9 | 11.26
2025 | TVA_2_SOCO | TVA | SOCO | Internal | Winter | B17 | 100 | 500 | 0 | 83.07 | 86.12 | 9 | 0
2025 | TVA_2_SOCO | TVA | SOCO | Internal | Winter | B18 | 400 | 500 | 0 | 80.79 | 77.85 | 9 | 0
2025 | TVA_2_SOCO | TVA | SOCO | Internal | Winter | B19 | 700 | 500 | 0 | 78.49 | 77.85 | 9 | 0
2025 | TVA_2_SOCO | TVA | SOCO | Internal | Winter | B20 | 935 | 500 | 0 | 69.47 | 75.48 | 9 | 0
2025 | TVA_2_VACAR | TVA | VACAR | Internal | Shoulder | B11 | 25 | 150 | 150 | 91.66 | 105.9 | 9 | 5.23
2025 | TVA_2_VACAR | TVA | VACAR | Internal | Shoulder | B12 | 200 | 150 | 0 | 79.64 | 88.63 | 9 | 0
2025 | TVA_2_VACAR | TVA | VACAR | Internal | Shoulder | B13 | 600 | 150 | 0 | 77.93 | 77.92 | 9 | 0
2025 | TVA_2_VACAR | TVA | VACAR | Internal | Shoulder | B14 | 900 | 150 | 0 | 75.25 | 76.23 | 9 | 0
2025 | TVA_2_VACAR | TVA | VACAR | Internal | Shoulder | B15 | 1203 | 150 | 0 | 66.97 | 66.78 | 9 | 0
2025 | TVA_2_VACAR | TVA | VACAR | Internal | Summer | B1 | 10 | 150 | 150 | 164.48 | 751.19 | 9 | 577.7
2025 | TVA_2_VACAR | TVA | VACAR | Internal | Summer | B2 | 25 | 150 | 150 | 133.65 | 581.76 | 9 | 439.1
2025 | TVA_2_VACAR | TVA | VACAR | Internal | Summer | B3 | 75 | 150 | 0 | 125.23 | 134.21 | 9 | 0
2025 | TVA_2_VACAR | TVA | VACAR | Internal | Summer | B4 | 100 | 150 | 0 | 121.31 | 121.03 | 9 | 0
2025 | TVA_2_VACAR | TVA | VACAR | Internal | Summer | B5 | 200 | 150 | 0 | 117.5 | 121.03 | 9 | 0
2025 | TVA_2_VACAR | TVA | VACAR | Internal | Summer | B6 | 300 | 150 | 0 | 111.62 | 120.6 | 9 | 0
2025 | TVA_2_VACAR | TVA | VACAR | Internal | Summer | B7 | 400 | 150 | 0 | 89.91 | 98.89 | 9 | 0
2025 | TVA_2_VACAR | TVA | VACAR | Internal | Summer | B8 | 500 | 150 | 0 | 78.95 | 87.94 | 9 | 0
2025 | TVA_2_VACAR | TVA | VACAR | Internal | Summer | B9 | 800 | 150 | 0 | 75.1 | 75.08 | 9 | 0
2025 | TVA_2_VACAR | TVA | VACAR | Internal | Summer | B10 | 1262 | 150 | 0 | 67.65 | 67.63 | 9 | 0
2025 | TVA_2_VACAR | TVA | VACAR | Internal | Winter | B16 | 25 | 150 | 150 | 96.65 | 131.88 | 9 | 26.23
2025 | TVA_2_VACAR | TVA | VACAR | Internal | Winter | B17 | 100 | 150 | 150 | 83.07 | 96.12 | 9 | 4.05
2025 | TVA_2_VACAR | TVA | VACAR | Internal | Winter | B18 | 400 | 150 | 0 | 80.79 | 82.05 | 9 | 0
2025 | TVA_2_VACAR | TVA | VACAR | Internal | Winter | B19 | 700 | 150 | 0 | 78.49 | 81.01 | 9 | 0
2025 | TVA_2_VACAR | TVA | VACAR | Internal | Winter | B20 | 935 | 150 | 0 | 69.47 | 70.31 | 9 | 0
2025 | TVA_Transmission_2_NonRTO_Midwest | TVA_Transmission | NonRTO_Midwest | Internal | Shoulder | B11 | 25 | 700 | 0 | 91.65 | 86.91 | 9 | 0
2025 | TVA_Transmission_2_NonRTO_Midwest | TVA_Transmission | NonRTO_Midwest | Internal | Shoulder | B12 | 200 | 700 | 0 | 79.63 | 79.64 | 9 | 0
2025 | TVA_Transmission_2_NonRTO_Midwest | TVA_Transmission | NonRTO_Midwest | Internal | Shoulder | B13 | 600 | 700 | 0 | 77.92 | 77.92 | 9 | 0
2025 | TVA_Transmission_2_NonRTO_Midwest | TVA_Transmission | NonRTO_Midwest | Internal | Shoulder | B14 | 900 | 700 | 0 | 75.24 | 75.24 | 9 | 0
2025 | TVA_Transmission_2_NonRTO_Midwest | TVA_Transmission | NonRTO_Midwest | Internal | Shoulder | B15 | 1203 | 700 | 0 | 66.96 | 67.09 | 9 | 0
2025 | TVA_Transmission_2_NonRTO_Midwest | TVA_Transmission | NonRTO_Midwest | Internal | Summer | B1 | 10 | 700 | 0 | 164.47 | 156.47 | 9 | 0
2025 | TVA_Transmission_2_NonRTO_Midwest | TVA_Transmission | NonRTO_Midwest | Internal | Summer | B2 | 25 | 700 | 0 | 133.64 | 125.64 | 9 | 0
2025 | TVA_Transmission_2_NonRTO_Midwest | TVA_Transmission | NonRTO_Midwest | Internal | Summer | B3 | 75 | 700 | 0 | 125.21 | 122.01 | 9 | 0
2025 | TVA_Transmission_2_NonRTO_Midwest | TVA_Transmission | NonRTO_Midwest | Internal | Summer | B4 | 100 | 700 | 0 | 121.3 | 121.29 | 9 | 0
2025 | TVA_Transmission_2_NonRTO_Midwest | TVA_Transmission | NonRTO_Midwest | Internal | Summer | B5 | 200 | 700 | 0 | 117.49 | 117.48 | 9 | 0
2025 | TVA_Transmission_2_NonRTO_Midwest | TVA_Transmission | NonRTO_Midwest | Internal | Summer | B6 | 300 | 700 | 0 | 111.6 | 111.59 | 9 | 0
2025 | TVA_Transmission_2_NonRTO_Midwest | TVA_Transmission | NonRTO_Midwest | Internal | Summer | B7 | 400 | 700 | 0 | 89.89 | 89.88 | 9 | 0
2025 | TVA_Transmission_2_NonRTO_Midwest | TVA_Transmission | NonRTO_Midwest | Internal | Summer | B8 | 500 | 700 | 0 | 78.94 | 81.9 | 9 | 0
2025 | TVA_Transmission_2_NonRTO_Midwest | TVA_Transmission | NonRTO_Midwest | Internal | Summer | B9 | 800 | 700 | 0 | 75.08 | 75.08 | 9 | 0
2025 | TVA_Transmission_2_NonRTO_Midwest | TVA_Transmission | NonRTO_Midwest | Internal | Summer | B10 | 1262 | 700 | 0 | 67.64 | 67.63 | 9 | 0
2025 | TVA_Transmission_2_NonRTO_Midwest | TVA_Transmission | NonRTO_Midwest | Internal | Winter | B16 | 25 | 700 | 0 | 96.63 | 88.63 | 9 | 0
2025 | TVA_Transmission_2_NonRTO_Midwest | TVA_Transmission | NonRTO_Midwest | Internal | Winter | B17 | 100 | 700 | 0 | 83.05 | 83.07 | 9 | 0
2025 | TVA_Transmission_2_NonRTO_Midwest | TVA_Transmission | NonRTO_Midwest | Internal | Winter | B18 | 400 | 700 | 0 | 80.78 | 80.91 | 9 | 0
2025 | TVA_Transmission_2_NonRTO_Midwest | TVA_Transmission | NonRTO_Midwest | Internal | Winter | B19 | 700 | 700 | 0 | 78.47 | 78.46 | 9 | 0
2025 | TVA_Transmission_2_NonRTO_Midwest | TVA_Transmission | NonRTO_Midwest | Internal | Winter | B20 | 935 | 700 | 0 | 69.46 | 69.46 | 9 | 0
2025 | TVA_Transmission_2_PJM_ROR | TVA_Transmission | PJM_ROR | Internal | Shoulder | B11 | 25 | 2000 | 0 | 91.65 | 80.92 | 9 | 0
2025 | TVA_Transmission_2_PJM_ROR | TVA_Transmission | PJM_ROR | Internal | Shoulder | B12 | 200 | 2000 | 0 | 79.63 | 73.64 | 9 | 0
2025 | TVA_Transmission_2_PJM_ROR | TVA_Transmission | PJM_ROR | Internal | Shoulder | B13 | 600 | 2000 | 0 | 77.92 | 71.92 | 9 | 0
2025 | TVA_Transmission_2_PJM_ROR | TVA_Transmission | PJM_ROR | Internal | Shoulder | B14 | 900 | 2000 | 0 | 75.24 | 69.24 | 9 | 0
2025 | TVA_Transmission_2_PJM_ROR | TVA_Transmission | PJM_ROR | Internal | Shoulder | B15 | 1203 | 2000 | 0 | 66.96 | 60.78 | 9 | 0
2025 | TVA_Transmission_2_PJM_ROR | TVA_Transmission | PJM_ROR | Internal | Summer | B1 | 10 | 2000 | 0 | 164.47 | 150.48 | 9 | 0
2025 | TVA_Transmission_2_PJM_ROR | TVA_Transmission | PJM_ROR | Internal | Summer | B2 | 25 | 2000 | 0 | 133.64 | 119.64 | 9 | 0
2025 | TVA_Transmission_2_PJM_ROR | TVA_Transmission | PJM_ROR | Internal | Summer | B3 | 75 | 2000 | 0 | 125.21 | 115.52 | 9 | 0
2025 | TVA_Transmission_2_PJM_ROR | TVA_Transmission | PJM_ROR | Internal | Summer | B4 | 100 | 2000 | 0 | 121.3 | 111.29 | 9 | 0
2025 | TVA_Transmission_2_PJM_ROR | TVA_Transmission | PJM_ROR | Internal | Summer | B5 | 200 | 2000 | 0 | 117.49 | 109.23 | 9 | 0
2025 | TVA_Transmission_2_PJM_ROR | TVA_Transmission | PJM_ROR | Internal | Summer | B6 | 300 | 2000 | 0 | 111.6 | 105.59 | 9 | 0
2025 | TVA_Transmission_2_PJM_ROR | TVA_Transmission | PJM_ROR | Internal | Summer | B7 | 400 | 2000 | 0 | 89.89 | 83.88 | 9 | 0
2025 | TVA_Transmission_2_PJM_ROR | TVA_Transmission | PJM_ROR | Internal | Summer | B8 | 500 | 2000 | 0 | 78.94 | 72.21 | 9 | 0
2025 | TVA_Transmission_2_PJM_ROR | TVA_Transmission | PJM_ROR | Internal | Summer | B9 | 800 | 2000 | 0 | 75.08 | 69.08 | 9 | 0
2025 | TVA_Transmission_2_PJM_ROR | TVA_Transmission | PJM_ROR | Internal | Summer | B10 | 1262 | 2000 | 0 | 67.64 | 61.63 | 9 | 0
2025 | TVA_Transmission_2_PJM_ROR | TVA_Transmission | PJM_ROR | Internal | Winter | B16 | 25 | 2000 | 0 | 96.63 | 85.63 | 9 | 0
2025 | TVA_Transmission_2_PJM_ROR | TVA_Transmission | PJM_ROR | Internal | Winter | B17 | 100 | 2000 | 0 | 83.05 | 79.94 | 9 | 0
2025 | TVA_Transmission_2_PJM_ROR | TVA_Transmission | PJM_ROR | Internal | Winter | B18 | 400 | 2000 | 0 | 80.78 | 74.78 | 9 | 0
2025 | TVA_Transmission_2_PJM_ROR | TVA_Transmission | PJM_ROR | Internal | Winter | B19 | 700 | 2000 | 0 | 78.47 | 72.47 | 9 | 0
2025 | TVA_Transmission_2_PJM_ROR | TVA_Transmission | PJM_ROR | Internal | Winter | B20 | 935 | 2000 | 0 | 69.46 | 63.46 | 9 | 0
2025 | TVA_Transmission_2_SOCO | TVA_Transmission | SOCO | Internal | Shoulder | B11 | 25 | 3200 | 3200 | 91.65 | 112.9 | 9 | 12.24
2025 | TVA_Transmission_2_SOCO | TVA_Transmission | SOCO | Internal | Shoulder | B12 | 200 | 3200 | 0 | 79.63 | 79.63 | 9 | 0
2025 | TVA_Transmission_2_SOCO | TVA_Transmission | SOCO | Internal | Shoulder | B13 | 600 | 3200 | 0 | 77.92 | 75.24 | 9 | 0
2025 | TVA_Transmission_2_SOCO | TVA_Transmission | SOCO | Internal | Shoulder | B14 | 900 | 3200 | 0 | 75.24 | 75.24 | 9 | 0
2025 | TVA_Transmission_2_SOCO | TVA_Transmission | SOCO | Internal | Shoulder | B15 | 1203 | 3200 | 0 | 66.96 | 72.59 | 9 | 0
2025 | TVA_Transmission_2_SOCO | TVA_Transmission | SOCO | Internal | Summer | B1 | 10 | 3200 | 3200 | 164.47 | 741.19 | 9 | 567.72
2025 | TVA_Transmission_2_SOCO | TVA_Transmission | SOCO | Internal | Summer | B2 | 25 | 3200 | 3200 | 133.64 | 571.76 | 9 | 429.12
2025 | TVA_Transmission_2_SOCO | TVA_Transmission | SOCO | Internal | Summer | B3 | 75 | 3200 | 0 | 125.21 | 130.11 | 9 | 0
2025 | TVA_Transmission_2_SOCO | TVA_Transmission | SOCO | Internal | Summer | B4 | 100 | 3200 | 0 | 121.3 | 121.3 | 9 | 0
2025 | TVA_Transmission_2_SOCO | TVA_Transmission | SOCO | Internal | Summer | B5 | 200 | 3200 | 0 | 117.49 | 118.02 | 9 | 0
2025 | TVA_Transmission_2_SOCO | TVA_Transmission | SOCO | Internal | Summer | B6 | 300 | 3200 | 0 | 111.6 | 118.02 | 9 | 0
2025 | TVA_Transmission_2_SOCO | TVA_Transmission | SOCO | Internal | Summer | B7 | 400 | 3200 | 2991.65 | 89.89 | 98.89 | 9 | 0
2025 | TVA_Transmission_2_SOCO | TVA_Transmission | SOCO | Internal | Summer | B8 | 500 | 3200 | 690.06 | 78.94 | 87.94 | 9 | 0
2025 | TVA_Transmission_2_SOCO | TVA_Transmission | SOCO | Internal | Summer | B9 | 800 | 3200 | 0 | 75.08 | 78.72 | 9 | 0
2025 | TVA_Transmission_2_SOCO | TVA_Transmission | SOCO | Internal | Summer | B10 | 1262 | 3200 | 0 | 67.64 | 71.19 | 9 | 0
2025 | TVA_Transmission_2_SOCO | TVA_Transmission | SOCO | Internal | Winter | B16 | 25 | 3200 | 3200 | 96.63 | 116.9 | 9 | 11.27
2025 | TVA_Transmission_2_SOCO | TVA_Transmission | SOCO | Internal | Winter | B17 | 100 | 3200 | 0 | 83.05 | 86.12 | 9 | 0
2025 | TVA_Transmission_2_SOCO | TVA_Transmission | SOCO | Internal | Winter | B18 | 400 | 3200 | 0 | 80.78 | 77.85 | 9 | 0
2025 | TVA_Transmission_2_SOCO | TVA_Transmission | SOCO | Internal | Winter | B19 | 700 | 3200 | 0 | 78.47 | 77.85 | 9 | 0
2025 | TVA_Transmission_2_SOCO | TVA_Transmission | SOCO | Internal | Winter | B20 | 935 | 3200 | 0 | 69.46 | 75.48 | 9 | 0
2025 | TVA_Transmission_2_TVA | TVA_Transmission | TVA | Internal | Shoulder | B11 | 25 | 99999 | 4500 | 91.65 | 91.66 | 0.01 | 0
2025 | TVA_Transmission_2_TVA | TVA_Transmission | TVA | Internal | Shoulder | B12 | 200 | 99999 | 2017.97 | 79.63 | 79.64 | 0.01 | 0
2025 | TVA_Transmission_2_TVA | TVA_Transmission | TVA | Internal | Shoulder | B13 | 600 | 99999 | 580.72 | 77.92 | 77.93 | 0.01 | 0
2025 | TVA_Transmission_2_TVA | TVA_Transmission | TVA | Internal | Shoulder | B14 | 900 | 99999 | 4747.17 | 75.24 | 75.25 | 0.01 | 0
2025 | TVA_Transmission_2_TVA | TVA_Transmission | TVA | Internal | Shoulder | B15 | 1203 | 99999 | 6326.25 | 66.96 | 66.97 | 0.01 | 0
2025 | TVA_Transmission_2_TVA | TVA_Transmission | TVA | Internal | Summer | B1 | 10 | 99999 | 5813.54 | 164.47 | 164.48 | 0.01 | 0
2025 | TVA_Transmission_2_TVA | TVA_Transmission | TVA | Internal | Summer | B2 | 25 | 99999 | 5060.21 | 133.64 | 133.65 | 0.01 | 0
2025 | TVA_Transmission_2_TVA | TVA_Transmission | TVA | Internal | Summer | B3 | 75 | 99999 | 6200.05 | 125.21 | 125.23 | 0.01 | 0
2025 | TVA_Transmission_2_TVA | TVA_Transmission | TVA | Internal | Summer | B4 | 100 | 99999 | 6105.86 | 121.3 | 121.31 | 0.01 | 0
2025 | TVA_Transmission_2_TVA | TVA_Transmission | TVA | Internal | Summer | B5 | 200 | 99999 | 4539.99 | 117.49 | 117.5 | 0.01 | 0
2025 | TVA_Transmission_2_TVA | TVA_Transmission | TVA | Internal | Summer | B6 | 300 | 99999 | 2324.53 | 111.6 | 111.62 | 0.01 | 0
2025 | TVA_Transmission_2_TVA | TVA_Transmission | TVA | Internal | Summer | B7 | 400 | 99999 | 1774.87 | 89.89 | 89.91 | 0.01 | 0
2025 | TVA_Transmission_2_TVA | TVA_Transmission | TVA | Internal | Summer | B8 | 500 | 99999 | 1805.11 | 78.94 | 78.95 | 0.01 | 0
2025 | TVA_Transmission_2_TVA | TVA_Transmission | TVA | Internal | Summer | B9 | 800 | 99999 | 1779.58 | 75.08 | 75.1 | 0.01 | 0
2025 | TVA_Transmission_2_TVA | TVA_Transmission | TVA | Internal | Summer | B10 | 1262 | 99999 | 4637.26 | 67.64 | 67.65 | 0.01 | 0
2025 | TVA_Transmission_2_TVA | TVA_Transmission | TVA | Internal | Winter | B16 | 25 | 99999 | 4761.36 | 96.63 | 96.65 | 0.01 | 0
2025 | TVA_Transmission_2_TVA | TVA_Transmission | TVA | Internal | Winter | B17 | 100 | 99999 | 3263.28 | 83.05 | 83.07 | 0.01 | 0
2025 | TVA_Transmission_2_TVA | TVA_Transmission | TVA | Internal | Winter | B18 | 400 | 99999 | 767.17 | 80.78 | 80.79 | 0.01 | 0
2025 | TVA_Transmission_2_TVA | TVA_Transmission | TVA | Internal | Winter | B19 | 700 | 99999 | 1534.43 | 78.47 | 78.49 | 0.01 | 0
2025 | TVA_Transmission_2_TVA | TVA_Transmission | TVA | Internal | Winter | B20 | 935 | 99999 | 5233.72 | 69.46 | 69.47 | 0.01 | 0
2025 | TVA_Transmission_2_VACAR | TVA_Transmission | VACAR | Internal | Shoulder | B11 | 25 | 900 | 900 | 91.65 | 105.9 | 9 | 5.24
2025 | TVA_Transmission_2_VACAR | TVA_Transmission | VACAR | Internal | Shoulder | B12 | 200 | 900 | 70.14 | 79.63 | 88.63 | 9 | 0
2025 | TVA_Transmission_2_VACAR | TVA_Transmission | VACAR | Internal | Shoulder | B13 | 600 | 900 | 0 | 77.92 | 77.92 | 9 | 0
2025 | TVA_Transmission_2_VACAR | TVA_Transmission | VACAR | Internal | Shoulder | B14 | 900 | 900 | 0 | 75.24 | 76.23 | 9 | 0
2025 | TVA_Transmission_2_VACAR | TVA_Transmission | VACAR | Internal | Shoulder | B15 | 1203 | 900 | 0 | 66.96 | 66.78 | 9 | 0
2025 | TVA_Transmission_2_VACAR | TVA_Transmission | VACAR | Internal | Summer | B1 | 10 | 900 | 900 | 164.47 | 751.19 | 9 | 577.72
2025 | TVA_Transmission_2_VACAR | TVA_Transmission | VACAR | Internal | Summer | B2 | 25 | 900 | 900 | 133.64 | 581.76 | 9 | 439.12
2025 | TVA_Transmission_2_VACAR | TVA_Transmission | VACAR | Internal | Summer | B3 | 75 | 900 | 299.95 | 125.21 | 134.21 | 9 | 0
2025 | TVA_Transmission_2_VACAR | TVA_Transmission | VACAR | Internal | Summer | B4 | 100 | 900 | 0 | 121.3 | 121.03 | 9 | 0
2025 | TVA_Transmission_2_VACAR | TVA_Transmission | VACAR | Internal | Summer | B5 | 200 | 900 | 0 | 117.49 | 121.03 | 9 | 0
2025 | TVA_Transmission_2_VACAR | TVA_Transmission | VACAR | Internal | Summer | B6 | 300 | 900 | 203.57 | 111.6 | 120.6 | 9 | 0
2025 | TVA_Transmission_2_VACAR | TVA_Transmission | VACAR | Internal | Summer | B7 | 400 | 900 | 160.42 | 89.89 | 98.89 | 9 | 0
2025 | TVA_Transmission_2_VACAR | TVA_Transmission | VACAR | Internal | Summer | B8 | 500 | 900 | 4.82 | 78.94 | 87.94 | 9 | 0
2025 | TVA_Transmission_2_VACAR | TVA_Transmission | VACAR | Internal | Summer | B9 | 800 | 900 | 0 | 75.08 | 75.08 | 9 | 0
2025 | TVA_Transmission_2_VACAR | TVA_Transmission | VACAR | Internal | Summer | B10 | 1262 | 900 | 0 | 67.64 | 67.63 | 9 | 0
2025 | TVA_Transmission_2_VACAR | TVA_Transmission | VACAR | Internal | Winter | B16 | 25 | 900 | 900 | 96.63 | 131.88 | 9 | 26.24
2025 | TVA_Transmission_2_VACAR | TVA_Transmission | VACAR | Internal | Winter | B17 | 100 | 900 | 900 | 83.05 | 96.12 | 9 | 4.06
2025 | TVA_Transmission_2_VACAR | TVA_Transmission | VACAR | Internal | Winter | B18 | 400 | 900 | 0 | 80.78 | 82.05 | 9 | 0
2025 | TVA_Transmission_2_VACAR | TVA_Transmission | VACAR | Internal | Winter | B19 | 700 | 900 | 0 | 78.47 | 81.01 | 9 | 0
2025 | TVA_Transmission_2_VACAR | TVA_Transmission | VACAR | Internal | Winter | B20 | 935 | 900 | 0 | 69.46 | 70.31 | 9 | 0
2025 | VACAR_2_PJM_ROR | VACAR | PJM_ROR | Internal | Shoulder | B11 | 25 | 2000 | 0 | 105.9 | 80.92 | 7 | 0
2025 | VACAR_2_PJM_ROR | VACAR | PJM_ROR | Internal | Shoulder | B12 | 200 | 2000 | 0 | 88.63 | 73.64 | 7 | 0
2025 | VACAR_2_PJM_ROR | VACAR | PJM_ROR | Internal | Shoulder | B13 | 600 | 2000 | 0 | 77.92 | 71.92 | 7 | 0
2025 | VACAR_2_PJM_ROR | VACAR | PJM_ROR | Internal | Shoulder | B14 | 900 | 2000 | 0 | 76.23 | 69.24 | 7 | 0
2025 | VACAR_2_PJM_ROR | VACAR | PJM_ROR | Internal | Shoulder | B15 | 1203 | 2000 | 0 | 66.78 | 60.78 | 7 | 0
2025 | VACAR_2_PJM_ROR | VACAR | PJM_ROR | Internal | Summer | B1 | 10 | 2000 | 0 | 751.19 | 150.48 | 7 | 0
2025 | VACAR_2_PJM_ROR | VACAR | PJM_ROR | Internal | Summer | B2 | 25 | 2000 | 0 | 581.76 | 119.64 | 7 | 0
2025 | VACAR_2_PJM_ROR | VACAR | PJM_ROR | Internal | Summer | B3 | 75 | 2000 | 0 | 134.21 | 115.52 | 7 | 0
2025 | VACAR_2_PJM_ROR | VACAR | PJM_ROR | Internal | Summer | B4 | 100 | 2000 | 0 | 121.03 | 111.29 | 7 | 0
2025 | VACAR_2_PJM_ROR | VACAR | PJM_ROR | Internal | Summer | B5 | 200 | 2000 | 0 | 121.03 | 109.23 | 7 | 0
2025 | VACAR_2_PJM_ROR | VACAR | PJM_ROR | Internal | Summer | B6 | 300 | 2000 | 0 | 120.6 | 105.59 | 7 | 0
2025 | VACAR_2_PJM_ROR | VACAR | PJM_ROR | Internal | Summer | B7 | 400 | 2000 | 0 | 98.89 | 83.88 | 7 | 0
2025 | VACAR_2_PJM_ROR | VACAR | PJM_ROR | Internal | Summer | B8 | 500 | 2000 | 0 | 87.94 | 72.21 | 7 | 0
2025 | VACAR_2_PJM_ROR | VACAR | PJM_ROR | Internal | Summer | B9 | 800 | 2000 | 0 | 75.08 | 69.08 | 7 | 0
2025 | VACAR_2_PJM_ROR | VACAR | PJM_ROR | Internal | Summer | B10 | 1262 | 2000 | 0 | 67.63 | 61.63 | 7 | 0
2025 | VACAR_2_PJM_ROR | VACAR | PJM_ROR | Internal | Winter | B16 | 25 | 2000 | 0 | 131.88 | 85.63 | 7 | 0
2025 | VACAR_2_PJM_ROR | VACAR | PJM_ROR | Internal | Winter | B17 | 100 | 2000 | 0 | 96.12 | 79.94 | 7 | 0
2025 | VACAR_2_PJM_ROR | VACAR | PJM_ROR | Internal | Winter | B18 | 400 | 2000 | 0 | 82.05 | 74.78 | 7 | 0
2025 | VACAR_2_PJM_ROR | VACAR | PJM_ROR | Internal | Winter | B19 | 700 | 2000 | 0 | 81.01 | 72.47 | 7 | 0
2025 | VACAR_2_PJM_ROR | VACAR | PJM_ROR | Internal | Winter | B20 | 935 | 2000 | 0 | 70.31 | 63.46 | 7 | 0
2025 | VACAR_2_SOCO | VACAR | SOCO | Internal | Shoulder | B11 | 25 | 3000 | 1538.6 | 105.9 | 112.9 | 7 | 0
2025 | VACAR_2_SOCO | VACAR | SOCO | Internal | Shoulder | B12 | 200 | 3000 | 0 | 88.63 | 79.63 | 7 | 0
2025 | VACAR_2_SOCO | VACAR | SOCO | Internal | Shoulder | B13 | 600 | 3000 | 0 | 77.92 | 75.24 | 7 | 0
2025 | VACAR_2_SOCO | VACAR | SOCO | Internal | Shoulder | B14 | 900 | 3000 | 0 | 76.23 | 75.24 | 7 | 0
2025 | VACAR_2_SOCO | VACAR | SOCO | Internal | Shoulder | B15 | 1203 | 3000 | 0 | 66.78 | 72.59 | 7 | 0
2025 | VACAR_2_SOCO | VACAR | SOCO | Internal | Summer | B1 | 10 | 3000 | 0 | 751.19 | 741.19 | 7 | 0
2025 | VACAR_2_SOCO | VACAR | SOCO | Internal | Summer | B2 | 25 | 3000 | 0 | 581.76 | 571.76 | 7 | 0
2025 | VACAR_2_SOCO | VACAR | SOCO | Internal | Summer | B3 | 75 | 3000 | 0 | 134.21 | 130.11 | 7 | 0
2025 | VACAR_2_SOCO | VACAR | SOCO | Internal | Summer | B4 | 100 | 3000 | 0 | 121.03 | 121.3 | 7 | 0
2025 | VACAR_2_SOCO | VACAR | SOCO | Internal | Summer | B5 | 200 | 3000 | 0 | 121.03 | 118.02 | 7 | 0
2025 | VACAR_2_SOCO | VACAR | SOCO | Internal | Summer | B6 | 300 | 3000 | 0 | 120.6 | 118.02 | 7 | 0
2025 | VACAR_2_SOCO | VACAR | SOCO | Internal | Summer | B7 | 400 | 3000 | 0 | 98.89 | 98.89 | 7 | 0
2025 | VACAR_2_SOCO | VACAR | SOCO | Internal | Summer | B8 | 500 | 3000 | 0 | 87.94 | 87.94 | 7 | 0
2025 | VACAR_2_SOCO | VACAR | SOCO | Internal | Summer | B9 | 800 | 3000 | 0 | 75.08 | 78.72 | 7 | 0
2025 | VACAR_2_SOCO | VACAR | SOCO | Internal | Summer | B10 | 1262 | 3000 | 0 | 67.63 | 71.19 | 7 | 0
2025 | VACAR_2_SOCO | VACAR | SOCO | Internal | Winter | B16 | 25 | 3000 | 0 | 131.88 | 116.9 | 7 | 0
2025 | VACAR_2_SOCO | VACAR | SOCO | Internal | Winter | B17 | 100 | 3000 | 0 | 96.12 | 86.12 | 7 | 0
2025 | VACAR_2_SOCO | VACAR | SOCO | Internal | Winter | B18 | 400 | 3000 | 0 | 82.05 | 77.85 | 7 | 0
2025 | VACAR_2_SOCO | VACAR | SOCO | Internal | Winter | B19 | 700 | 3000 | 0 | 81.01 | 77.85 | 7 | 0
2025 | VACAR_2_SOCO | VACAR | SOCO | Internal | Winter | B20 | 935 | 3000 | 0 | 70.31 | 75.48 | 7 | 0
2025 | VACAR_2_TVA_Transmission | VACAR | TVA_Transmission | Internal | Shoulder | B11 | 25 | 900 | 0 | 105.9 | 91.65 | 7 | 0
2025 | VACAR_2_TVA_Transmission | VACAR | TVA_Transmission | Internal | Shoulder | B12 | 200 | 900 | 0 | 88.63 | 79.63 | 7 | 0
2025 | VACAR_2_TVA_Transmission | VACAR | TVA_Transmission | Internal | Shoulder | B13 | 600 | 900 | 0 | 77.92 | 77.92 | 7 | 0
2025 | VACAR_2_TVA_Transmission | VACAR | TVA_Transmission | Internal | Shoulder | B14 | 900 | 900 | 0 | 76.23 | 75.24 | 7 | 0
2025 | VACAR_2_TVA_Transmission | VACAR | TVA_Transmission | Internal | Shoulder | B15 | 1203 | 900 | 0 | 66.78 | 66.96 | 7 | 0
2025 | VACAR_2_TVA_Transmission | VACAR | TVA_Transmission | Internal | Summer | B1 | 10 | 900 | 0 | 751.19 | 164.47 | 7 | 0
2025 | VACAR_2_TVA_Transmission | VACAR | TVA_Transmission | Internal | Summer | B2 | 25 | 900 | 0 | 581.76 | 133.64 | 7 | 0
2025 | VACAR_2_TVA_Transmission | VACAR | TVA_Transmission | Internal | Summer | B3 | 75 | 900 | 0 | 134.21 | 125.21 | 7 | 0
2025 | VACAR_2_TVA_Transmission | VACAR | TVA_Transmission | Internal | Summer | B4 | 100 | 900 | 0 | 121.03 | 121.3 | 7 | 0
2025 | VACAR_2_TVA_Transmission | VACAR | TVA_Transmission | Internal | Summer | B5 | 200 | 900 | 0 | 121.03 | 117.49 | 7 | 0
2025 | VACAR_2_TVA_Transmission | VACAR | TVA_Transmission | Internal | Summer | B6 | 300 | 900 | 0 | 120.6 | 111.6 | 7 | 0
2025 | VACAR_2_TVA_Transmission | VACAR | TVA_Transmission | Internal | Summer | B7 | 400 | 900 | 0 | 98.89 | 89.89 | 7 | 0
2025 | VACAR_2_TVA_Transmission | VACAR | TVA_Transmission | Internal | Summer | B8 | 500 | 900 | 0 | 87.94 | 78.94 | 7 | 0
2025 | VACAR_2_TVA_Transmission | VACAR | TVA_Transmission | Internal | Summer | B9 | 800 | 900 | 0 | 75.08 | 75.08 | 7 | 0
2025 | VACAR_2_TVA_Transmission | VACAR | TVA_Transmission | Internal | Summer | B10 | 1262 | 900 | 0 | 67.63 | 67.64 | 7 | 0
2025 | VACAR_2_TVA_Transmission | VACAR | TVA_Transmission | Internal | Winter | B16 | 25 | 900 | 0 | 131.88 | 96.63 | 7 | 0
2025 | VACAR_2_TVA_Transmission | VACAR | TVA_Transmission | Internal | Winter | B17 | 100 | 900 | 0 | 96.12 | 83.05 | 7 | 0
2025 | VACAR_2_TVA_Transmission | VACAR | TVA_Transmission | Internal | Winter | B18 | 400 | 900 | 0 | 82.05 | 80.78 | 7 | 0
2025 | VACAR_2_TVA_Transmission | VACAR | TVA_Transmission | Internal | Winter | B19 | 700 | 900 | 0 | 81.01 | 78.47 | 7 | 0
2025 | VACAR_2_TVA_Transmission | VACAR | TVA_Transmission | Internal | Winter | B20 | 935 | 900 | 0 | 70.31 | 69.46 | 7 | 0
2030 | ENT_2_MISO_MO-IL | ENT | MISO_MO-IL | Internal | Shoulder | B11 | 25 | 2260 | 0 | 93.47 | 93.47 | 8 | 0
2030 | ENT_2_MISO_MO-IL | ENT | MISO_MO-IL | Internal | Shoulder | B12 | 200 | 2260 | 0 | 87.61 | 87.61 | 8 | 0
2030 | ENT_2_MISO_MO-IL | ENT | MISO_MO-IL | Internal | Shoulder | B13 | 600 | 2260 | 0 | 84.33 | 83.04 | 8 | 0
2030 | ENT_2_MISO_MO-IL | ENT | MISO_MO-IL | Internal | Shoulder | B14 | 900 | 2260 | 0 | 78.23 | 75.92 | 8 | 0
2030 | ENT_2_MISO_MO-IL | ENT | MISO_MO-IL | Internal | Shoulder | B15 | 1203 | 2260 | 0 | 72.02 | 72.02 | 8 | 0
2030 | ENT_2_MISO_MO-IL | ENT | MISO_MO-IL | Internal | Summer | B1 | 10 | 2260 | 2260 | 149.57 | 186.63 | 8 | 29.06
2030 | ENT_2_MISO_MO-IL | ENT | MISO_MO-IL | Internal | Summer | B2 | 25 | 2260 | 0 | 147.86 | 147.86 | 8 | 0
2030 | ENT_2_MISO_MO-IL | ENT | MISO_MO-IL | Internal | Summer | B3 | 75 | 2260 | 0 | 151.56 | 146.23 | 8 | 0
2030 | ENT_2_MISO_MO-IL | ENT | MISO_MO-IL | Internal | Summer | B4 | 100 | 2260 | 0 | 141.03 | 141.03 | 8 | 0
2030 | ENT_2_MISO_MO-IL | ENT | MISO_MO-IL | Internal | Summer | B5 | 200 | 2260 | 0 | 138.32 | 139.19 | 8 | 0
2030 | ENT_2_MISO_MO-IL | ENT | MISO_MO-IL | Internal | Summer | B6 | 300 | 2260 | 0 | 106.51 | 106.52 | 8 | 0
2030 | ENT_2_MISO_MO-IL | ENT | MISO_MO-IL | Internal | Summer | B7 | 400 | 2260 | 0 | 93.43 | 93.43 | 8 | 0
2030 | ENT_2_MISO_MO-IL | ENT | MISO_MO-IL | Internal | Summer | B8 | 500 | 2260 | 0 | 91.82 | 91.82 | 8 | 0
2030 | ENT_2_MISO_MO-IL | ENT | MISO_MO-IL | Internal | Summer | B9 | 800 | 2260 | 0 | 88.72 | 83.76 | 8 | 0
2030 | ENT_2_MISO_MO-IL | ENT | MISO_MO-IL | Internal | Summer | B10 | 1262 | 2260 | 0 | 72.33 | 72.33 | 8 | 0
2030 | ENT_2_MISO_MO-IL | ENT | MISO_MO-IL | Internal | Winter | B16 | 25 | 2260 | 0 | 93.48 | 90.71 | 8 | 0
2030 | ENT_2_MISO_MO-IL | ENT | MISO_MO-IL | Internal | Winter | B17 | 100 | 2260 | 0 | 90.91 | 90.91 | 8 | 0
2030 | ENT_2_MISO_MO-IL | ENT | MISO_MO-IL | Internal | Winter | B18 | 400 | 2260 | 0 | 83.53 | 83.53 | 8 | 0
2030 | ENT_2_MISO_MO-IL | ENT | MISO_MO-IL | Internal | Winter | B19 | 700 | 2260 | 0 | 80.91 | 80.91 | 8 | 0
2030 | ENT_2_MISO_MO-IL | ENT | MISO_MO-IL | Internal | Winter | B20 | 935 | 2260 | 0 | 73.99 | 73.99 | 8 | 0
2030 | ENT_2_SOCO | ENT | SOCO | Internal | Shoulder | B11 | 25 | 2000 | 0 | 93.47 | 99.09 | 8 | 0
2030 | ENT_2_SOCO | ENT | SOCO | Internal | Shoulder | B12 | 200 | 2000 | 0 | 87.61 | 92.33 | 8 | 0
2030 | ENT_2_SOCO | ENT | SOCO | Internal | Shoulder | B13 | 600 | 2000 | 1691.55 | 84.33 | 92.33 | 8 | 0
2030 | ENT_2_SOCO | ENT | SOCO | Internal | Shoulder | B14 | 900 | 2000 | 2000 | 78.23 | 92.33 | 8 | 6.1
2030 | ENT_2_SOCO | ENT | SOCO | Internal | Shoulder | B15 | 1203 | 2000 | 2000 | 72.02 | 82.11 | 8 | 2.1
2030 | ENT_2_SOCO | ENT | SOCO | Internal | Summer | B1 | 10 | 2000 | 2000 | 149.57 | 741.19 | 8 | 583.62
2030 | ENT_2_SOCO | ENT | SOCO | Internal | Summer | B2 | 25 | 2000 | 2000 | 147.86 | 674.82 | 8 | 518.96
2030 | ENT_2_SOCO | ENT | SOCO | Internal | Summer | B3 | 75 | 2000 | 1903.68 | 151.56 | 159.56 | 8 | 0
2030 | ENT_2_SOCO | ENT | SOCO | Internal | Summer | B4 | 100 | 2000 | 1471.29 | 141.03 | 149.03 | 8 | 0
2030 | ENT_2_SOCO | ENT | SOCO | Internal | Summer | B5 | 200 | 2000 | 0 | 138.32 | 136.31 | 8 | 0
2030 | ENT_2_SOCO | ENT | SOCO | Internal | Summer | B6 | 300 | 2000 | 0 | 106.51 | 100.14 | 8 | 0
2030 | ENT_2_SOCO | ENT | SOCO | Internal | Summer | B7 | 400 | 2000 | 0 | 93.43 | 94.16 | 8 | 0
2030 | ENT_2_SOCO | ENT | SOCO | Internal | Summer | B8 | 500 | 2000 | 0 | 91.82 | 90.83 | 8 | 0
2030 | ENT_2_SOCO | ENT | SOCO | Internal | Summer | B9 | 800 | 2000 | 0 | 88.72 | 90.83 | 8 | 0
2030 | ENT_2_SOCO | ENT | SOCO | Internal | Summer | B10 | 1262 | 2000 | 1442.97 | 72.33 | 80.33 | 8 | 0
2030 | ENT_2_SOCO | ENT | SOCO | Internal | Winter | B16 | 25 | 2000 | 0 | 93.48 | 100.48 | 8 | 0
2030 | ENT_2_SOCO | ENT | SOCO | Internal | Winter | B17 | 100 | 2000 | 0 | 90.91 | 95.49 | 8 | 0
2030 | ENT_2_SOCO | ENT | SOCO | Internal | Winter | B18 | 400 | 2000 | 2000 | 83.53 | 95.49 | 8 | 3.96
2030 | ENT_2_SOCO | ENT | SOCO | Internal | Winter | B19 | 700 | 2000 | 2000 | 80.91 | 95.49 | 8 | 6.58
2030 | ENT_2_SOCO | ENT | SOCO | Internal | Winter | B20 | 935 | 2000 | 2000 | 73.99 | 84.7 | 8 | 2.71
2030 | ENT_2_TVA_Transmission | ENT | TVA_Transmission | Internal | Shoulder | B11 | 25 | 2100 | 171.28 | 93.47 | 101.47 | 8 | 0
2030 | ENT_2_TVA_Transmission | ENT | TVA_Transmission | Internal | Shoulder | B12 | 200 | 2100 | 123.66 | 87.61 | 95.61 | 8 | 0
2030 | ENT_2_TVA_Transmission | ENT | TVA_Transmission | Internal | Shoulder | B13 | 600 | 2100 | 0 | 84.33 | 91.04 | 8 | 0
2030 | ENT_2_TVA_Transmission | ENT | TVA_Transmission | Internal | Shoulder | B14 | 900 | 2100 | 350.79 | 78.23 | 86.23 | 8 | 0
2030 | ENT_2_TVA_Transmission | ENT | TVA_Transmission | Internal | Shoulder | B15 | 1203 | 2100 | 1086.86 | 72.02 | 80.02 | 8 | 0
2030 | ENT_2_TVA_Transmission | ENT | TVA_Transmission | Internal | Summer | B1 | 10 | 2100 | 2100 | 149.57 | 202.62 | 8 | 45.05
2030 | ENT_2_TVA_Transmission | ENT | TVA_Transmission | Internal | Summer | B2 | 25 | 2100 | 2100 | 147.86 | 163.85 | 8 | 7.99
2030 | ENT_2_TVA_Transmission | ENT | TVA_Transmission | Internal | Summer | B3 | 75 | 2100 | 0 | 151.56 | 154.23 | 8 | 0
2030 | ENT_2_TVA_Transmission | ENT | TVA_Transmission | Internal | Summer | B4 | 100 | 2100 | 98.7 | 141.03 | 149.03 | 8 | 0
2030 | ENT_2_TVA_Transmission | ENT | TVA_Transmission | Internal | Summer | B5 | 200 | 2100 | 0 | 138.32 | 146.31 | 8 | 0
2030 | ENT_2_TVA_Transmission | ENT | TVA_Transmission | Internal | Summer | B6 | 300 | 2100 | 0 | 106.51 | 110.14 | 8 | 0
2030 | ENT_2_TVA_Transmission | ENT | TVA_Transmission | Internal | Summer | B7 | 400 | 2100 | 0 | 93.43 | 97.17 | 8 | 0
2030 | ENT_2_TVA_Transmission | ENT | TVA_Transmission | Internal | Summer | B8 | 500 | 2100 | 0 | 91.82 | 95.09 | 8 | 0
2030 | ENT_2_TVA_Transmission | ENT | TVA_Transmission | Internal | Summer | B9 | 800 | 2100 | 0 | 88.72 | 91.74 | 8 | 0
2030 | ENT_2_TVA_Transmission | ENT | TVA_Transmission | Internal | Summer | B10 | 1262 | 2100 | 571.34 | 72.33 | 80.33 | 8 | 0
2030 | ENT_2_TVA_Transmission | ENT | TVA_Transmission | Internal | Winter | B16 | 25 | 2100 | 1359.87 | 93.48 | 101.48 | 8 | 0
2030 | ENT_2_TVA_Transmission | ENT | TVA_Transmission | Internal | Winter | B17 | 100 | 2100 | 1918.38 | 90.91 | 98.91 | 8 | 0
2030 | ENT_2_TVA_Transmission | ENT | TVA_Transmission | Internal | Winter | B18 | 400 | 2100 | 309.56 | 83.53 | 91.53 | 8 | 0
2030 | ENT_2_TVA_Transmission | ENT | TVA_Transmission | Internal | Winter | B19 | 700 | 2100 | 625.39 | 80.91 | 88.91 | 8 | 0
2030 | ENT_2_TVA_Transmission | ENT | TVA_Transmission | Internal | Winter | B20 | 935 | 2100 | 1689.3 | 73.99 | 81.99 | 8 | 0
2030 | FRCC_2_SOCO | FRCC | SOCO | Internal | Shoulder | B11 | 25 | 900 | 0 | 97.57 | 99.09 | 8 | 0
2030 | FRCC_2_SOCO | FRCC | SOCO | Internal | Shoulder | B12 | 200 | 900 | 0 | 97.57 | 92.33 | 8 | 0
2030 | FRCC_2_SOCO | FRCC | SOCO | Internal | Shoulder | B13 | 600 | 900 | 0 | 97.57 | 92.33 | 8 | 0
2030 | FRCC_2_SOCO | FRCC | SOCO | Internal | Shoulder | B14 | 900 | 900 | 0 | 91.28 | 92.33 | 8 | 0
2030 | FRCC_2_SOCO | FRCC | SOCO | Internal | Shoulder | B15 | 1203 | 900 | 0 | 84.39 | 82.11 | 8 | 0
2030 | FRCC_2_SOCO | FRCC | SOCO | Internal | Summer | B1 | 10 | 900 | 0 | 751.19 | 741.19 | 8 | 0
2030 | FRCC_2_SOCO | FRCC | SOCO | Internal | Summer | B2 | 25 | 900 | 0 | 684.82 | 674.82 | 8 | 0
2030 | FRCC_2_SOCO | FRCC | SOCO | Internal | Summer | B3 | 75 | 900 | 900 | 151.51 | 159.56 | 8 | 0.05
2030 | FRCC_2_SOCO | FRCC | SOCO | Internal | Summer | B4 | 100 | 900 | 0 | 151.51 | 149.03 | 8 | 0
2030 | FRCC_2_SOCO | FRCC | SOCO | Internal | Summer | B5 | 200 | 900 | 900 | 103.78 | 136.31 | 8 | 24.53
2030 | FRCC_2_SOCO | FRCC | SOCO | Internal | Summer | B6 | 300 | 900 | 0 | 96.66 | 100.14 | 8 | 0
2030 | FRCC_2_SOCO | FRCC | SOCO | Internal | Summer | B7 | 400 | 900 | 0 | 96.66 | 94.16 | 8 | 0
2030 | FRCC_2_SOCO | FRCC | SOCO | Internal | Summer | B8 | 500 | 900 | 0 | 96.66 | 90.83 | 8 | 0
2030 | FRCC_2_SOCO | FRCC | SOCO | Internal | Summer | B9 | 800 | 900 | 0 | 96.66 | 90.83 | 8 | 0
2030 | FRCC_2_SOCO | FRCC | SOCO | Internal | Summer | B10 | 1262 | 900 | 0 | 83.61 | 80.33 | 8 | 0
2030 | FRCC_2_SOCO | FRCC | SOCO | Internal | Winter | B16 | 25 | 900 | 0 | 100.23 | 100.48 | 8 | 0
2030 | FRCC_2_SOCO | FRCC | SOCO | Internal | Winter | B17 | 100 | 900 | 0 | 100.23 | 95.49 | 8 | 0
2030 | FRCC_2_SOCO | FRCC | SOCO | Internal | Winter | B18 | 400 | 900 | 0 | 100.23 | 95.49 | 8 | 0
2030 | FRCC_2_SOCO | FRCC | SOCO | Internal | Winter | B19 | 700 | 900 | 900 | 87.48 | 95.49 | 8 | 0.01
2030 | FRCC_2_SOCO | FRCC | SOCO | Internal | Winter | B20 | 935 | 900 | 0 | 86.65 | 84.7 | 8 | 0
2030 | HQ_NEISO_2_NEISO | HQ_NEISO | NEISO | Internal | Shoulder | B11 | 25 | 99999 | 3633.08 | 64.95 | 64.96 | 0.01 | 0
2030 | HQ_NEISO_2_NEISO | HQ_NEISO | NEISO | Internal | Shoulder | B12 | 200 | 99999 | 3625.93 | 64.95 | 64.96 | 0.01 | 0
2030 | HQ_NEISO_2_NEISO | HQ_NEISO | NEISO | Internal | Shoulder | B13 | 600 | 99999 | 3597.78 | 64.95 | 64.96 | 0.01 | 0
2030 | HQ_NEISO_2_NEISO | HQ_NEISO | NEISO | Internal | Shoulder | B14 | 900 | 99999 | 3548.53 | 64.95 | 64.96 | 0.01 | 0
2030 | HQ_NEISO_2_NEISO | HQ_NEISO | NEISO | Internal | Shoulder | B15 | 1203 | 99999 | 1636.15 | 64.95 | 64.96 | 0.01 | 0
2030 | HQ_NEISO_2_NEISO | HQ_NEISO | NEISO | Internal | Summer | B1 | 10 | 99999 | 4031.99 | 393.79 | 393.8 | 0.01 | 0
2030 | HQ_NEISO_2_NEISO | HQ_NEISO | NEISO | Internal | Summer | B2 | 25 | 99999 | 3984.73 | 175.55 | 175.57 | 0.01 | 0
2030 | HQ_NEISO_2_NEISO | HQ_NEISO | NEISO | Internal | Summer | B3 | 75 | 99999 | 3890.52 | 120.55 | 120.56 | 0.01 | 0
2030 | HQ_NEISO_2_NEISO | HQ_NEISO | NEISO | Internal | Summer | B4 | 100 | 99999 | 3809.54 | 95.92 | 95.94 | 0.01 | 0
2030 | HQ_NEISO_2_NEISO | HQ_NEISO | NEISO | Internal | Summer | B5 | 200 | 99999 | 3765.4 | 80.84 | 80.85 | 0.01 | 0
2030 | HQ_NEISO_2_NEISO | HQ_NEISO | NEISO | Internal | Summer | B6 | 300 | 99999 | 3715.73 | 70.16 | 70.17 | 0.01 | 0
2030 | HQ_NEISO_2_NEISO | HQ_NEISO | NEISO | Internal | Summer | B7 | 400 | 99999 | 3658.8 | 70.16 | 70.17 | 0.01 | 0
2030 | HQ_NEISO_2_NEISO | HQ_NEISO | NEISO | Internal | Summer | B8 | 500 | 99999 | 3614.05 | 70.16 | 70.17 | 0.01 | 0
2030 | HQ_NEISO_2_NEISO | HQ_NEISO | NEISO | Internal | Summer | B9 | 800 | 99999 | 3559.23 | 70.16 | 70.17 | 0.01 | 0
2030 | HQ_NEISO_2_NEISO | HQ_NEISO | NEISO | Internal | Summer | B10 | 1262 | 99999 | 1305.03 | 70.16 | 70.17 | 0.01 | 0
2030 | HQ_NEISO_2_NEISO | HQ_NEISO | NEISO | Internal | Winter | B16 | 25 | 99999 | 3732.2 | 64.95 | 64.96 | 0.01 | 0
2030 | HQ_NEISO_2_NEISO | HQ_NEISO | NEISO | Internal | Winter | B17 | 100 | 99999 | 3692.42 | 64.95 | 64.96 | 0.01 | 0
2030 | HQ_NEISO_2_NEISO | HQ_NEISO | NEISO | Internal | Winter | B18 | 400 | 99999 | 3661.97 | 64.95 | 64.96 | 0.01 | 0
2030 | HQ_NEISO_2_NEISO | HQ_NEISO | NEISO | Internal | Winter | B19 | 700 | 99999 | 3605.25 | 64.95 | 64.96 | 0.01 | 0
2030 | HQ_NEISO_2_NEISO | HQ_NEISO | NEISO | Internal | Winter | B20 | 935 | 99999 | 1783.97 | 64.95 | 64.96 | 0.01 | 0
2030 | HQ_NY_2_NYISO_A-F | HQ_NY | NYISO_A-F | Internal | Shoulder | B11 | 25 | 99999 | 2691.25 | 61.95 | 61.96 | 0.01 | 0
2030 | HQ_NY_2_NYISO_A-F | HQ_NY | NYISO_A-F | Internal | Shoulder | B12 | 200 | 99999 | 2724.3 | 61.95 | 61.96 | 0.01 | 0
2030 | HQ_NY_2_NYISO_A-F | HQ_NY | NYISO_A-F | Internal | Shoulder | B13 | 600 | 99999 | 2662.86 | 61.95 | 61.96 | 0.01 | 0
2030 | HQ_NY_2_NYISO_A-F | HQ_NY | NYISO_A-F | Internal | Shoulder | B14 | 900 | 99999 | 2561.4 | 61.95 | 61.96 | 0.01 | 0
2030 | HQ_NY_2_NYISO_A-F | HQ_NY | NYISO_A-F | Internal | Shoulder | B15 | 1203 | 99999 | 1489.61 | 61.95 | 61.96 | 0.01 | 0
2030 | HQ_NY_2_NYISO_A-F | HQ_NY | NYISO_A-F | Internal | Summer | B1 | 10 | 99999 | 3333.05 | 84.73 | 84.74 | 0.01 | 0
2030 | HQ_NY_2_NYISO_A-F | HQ_NY | NYISO_A-F | Internal | Summer | B2 | 25 | 99999 | 3246 | 92.9 | 92.91 | 0.01 | 0
2030 | HQ_NY_2_NYISO_A-F | HQ_NY | NYISO_A-F | Internal | Summer | B3 | 75 | 99999 | 3115.34 | 94.06 | 94.07 | 0.01 | 0
2030 | HQ_NY_2_NYISO_A-F | HQ_NY | NYISO_A-F | Internal | Summer | B4 | 100 | 99999 | 2975.05 | 92.92 | 92.94 | 0.01 | 0
2030 | HQ_NY_2_NYISO_A-F | HQ_NY | NYISO_A-F | Internal | Summer | B5 | 200 | 99999 | 2890.23 | 77.84 | 77.85 | 0.01 | 0
2030 | HQ_NY_2_NYISO_A-F | HQ_NY | NYISO_A-F | Internal | Summer | B6 | 300 | 99999 | 2805.65 | 68.76 | 68.77 | 0.01 | 0
2030 | HQ_NY_2_NYISO_A-F | HQ_NY | NYISO_A-F | Internal | Summer | B7 | 400 | 99999 | 2708.49 | 68.76 | 68.77 | 0.01 | 0
2030 | HQ_NY_2_NYISO_A-F | HQ_NY | NYISO_A-F | Internal | Summer | B8 | 500 | 99999 | 2642.7 | 68.76 | 68.77 | 0.01 | 0
2030 | HQ_NY_2_NYISO_A-F | HQ_NY | NYISO_A-F | Internal | Summer | B9 | 800 | 99999 | 2553.54 | 68.76 | 68.77 | 0.01 | 0
2030 | HQ_NY_2_NYISO_A-F | HQ_NY | NYISO_A-F | Internal | Summer | B10 | 1262 | 99999 | 1342.41 | 68.76 | 68.77 | 0.01 | 0
2030 | HQ_NY_2_NYISO_A-F | HQ_NY | NYISO_A-F | Internal | Winter | B16 | 25 | 99999 | 2921.38 | 61.95 | 61.96 | 0.01 | 0
2030 | HQ_NY_2_NYISO_A-F | HQ_NY | NYISO_A-F | Internal | Winter | B17 | 100 | 99999 | 2867.47 | 61.95 | 61.96 | 0.01 | 0
2030 | HQ_NY_2_NYISO_A-F | HQ_NY | NYISO_A-F | Internal | Winter | B18 | 400 | 99999 | 2805.5 | 61.95 | 61.96 | 0.01 | 0
2030 | HQ_NY_2_NYISO_A-F | HQ_NY | NYISO_A-F | Internal | Winter | B19 | 700 | 99999 | 2697.59 | 61.95 | 61.96 | 0.01 | 0
2030 | HQ_NY_2_NYISO_A-F | HQ_NY | NYISO_A-F | Internal | Winter | B20 | 935 | 99999 | 1660.59 | 61.95 | 61.96 | 0.01 | 0
2030 | HQ_IESO_2_IESO | HQ_IESO | IESO | Internal | Shoulder | B11 | 25 | 99999 | 1442.92 | 54.95 | 54.96 | 0.01 | 0
2030 | HQ_IESO_2_IESO | HQ_IESO | IESO | Internal | Shoulder | B12 | 200 | 99999 | 1470.97 | 54.95 | 54.96 | 0.01 | 0
2030 | HQ_IESO_2_IESO | HQ_IESO | IESO | Internal | Shoulder | B13 | 600 | 99999 | 1437.44 | 54.95 | 54.96 | 0.01 | 0
2030 | HQ_IESO_2_IESO | HQ_IESO | IESO | Internal | Shoulder | B14 | 900 | 99999 | 1376.14 | 54.95 | 54.96 | 0.01 | 0
2030 | HQ_IESO_2_IESO | HQ_IESO | IESO | Internal | Shoulder | B15 | 1203 | 99999 | 898.78 | 54.95 | 54.96 | 0.01 | 0
2030 | HQ_IESO_2_IESO | HQ_IESO | IESO | Internal | Summer | B1 | 10 | 99999 | 1763.28 | 77.73 | 77.74 | 0.01 | 0
2030 | HQ_IESO_2_IESO | HQ_IESO | IESO | Internal | Summer | B2 | 25 | 99999 | 1704.35 | 85.9 | 85.91 | 0.01 | 0
2030 | HQ_IESO_2_IESO | HQ_IESO | IESO | Internal | Summer | B3 | 75 | 99999 | 1620.08 | 85.9 | 85.91 | 0.01 | 0
2030 | HQ_IESO_2_IESO | HQ_IESO | IESO | Internal | Summer | B4 | 100 | 99999 | 1565.88 | 77.73 | 77.74 | 0.01 | 0
2030 | HQ_IESO_2_IESO | HQ_IESO | IESO | Internal | Summer | B5 | 200 | 99999 | 1525.11 | 53.33 | 53.34 | 0.01 | 0
2030 | HQ_IESO_2_IESO | HQ_IESO | IESO | Internal | Summer | B6 | 300 | 99999 | 1491.86 | 53.33 | 53.34 | 0.01 | 0
2030 | HQ_IESO_2_IESO | HQ_IESO | IESO | Internal | Summer | B7 | 400 | 99999 | 1449.91 | 53.33 | 53.34 | 0.01 | 0
2030 | HQ_IESO_2_IESO | HQ_IESO | IESO | Internal | Summer | B8 | 500 | 99999 | 1403.91 | 53.33 | 53.34 | 0.01 | 0
2030 | HQ_IESO_2_IESO | HQ_IESO | IESO | Internal | Summer | B9 | 800 | 99999 | 1353.83 | 53.33 | 53.34 | 0.01 | 0
2030 | HQ_IESO_2_IESO | HQ_IESO | IESO | Internal | Summer | B10 | 1262 | 99999 | 835.6 | 53.33 | 53.34 | 0.01 | 0
2030 | HQ_IESO_2_IESO | HQ_IESO | IESO | Internal | Winter | B16 | 25 | 99999 | 1603.74 | 54.95 | 54.96 | 0.01 | 0
2030 | HQ_IESO_2_IESO | HQ_IESO | IESO | Internal | Winter | B17 | 100 | 99999 | 1570.75 | 54.95 | 54.96 | 0.01 | 0
2030 | HQ_IESO_2_IESO | HQ_IESO | IESO | Internal | Winter | B18 | 400 | 99999 | 1532.74 | 54.95 | 54.96 | 0.01 | 0
2030 | HQ_IESO_2_IESO | HQ_IESO | IESO | Internal | Winter | B19 | 700 | 99999 | 1464.99 | 54.95 | 54.96 | 0.01 | 0
2030 | HQ_IESO_2_IESO | HQ_IESO | IESO | Internal | Winter | B20 | 935 | 99999 | 987.9 | 54.95 | 54.96 | 0.01 | 0
2030 | IESO_2_MAPP_CA | IESO | MAPP_CA | Internal | Shoulder | B11 | 25 | 269 | 0 | 54.96 | 16.17 | 7 | 0
2030 | IESO_2_MAPP_CA | IESO | MAPP_CA | Internal | Shoulder | B12 | 200 | 269 | 0 | 54.96 | 46.96 | 7 | 0
2030 | IESO_2_MAPP_CA | IESO | MAPP_CA | Internal | Shoulder | B13 | 600 | 269 | 0 | 54.96 | 46.96 | 7 | 0
2030 | IESO_2_MAPP_CA | IESO | MAPP_CA | Internal | Shoulder | B14 | 900 | 269 | 0 | 54.96 | 16.17 | 7 | 0
2030 | IESO_2_MAPP_CA | IESO | MAPP_CA | Internal | Shoulder | B15 | 1203 | 269 | 0 | 54.96 | 16.17 | 7 | 0
2030 | IESO_2_MAPP_CA | IESO | MAPP_CA | Internal | Summer | B1 | 10 | 269 | 0 | 77.74 | 69.74 | 7 | 0
2030 | IESO_2_MAPP_CA | IESO | MAPP_CA | Internal | Summer | B2 | 25 | 269 | 0 | 85.91 | 69.74 | 7 | 0
2030 | IESO_2_MAPP_CA | IESO | MAPP_CA | Internal | Summer | B3 | 75 | 269 | 0 | 85.91 | 69.74 | 7 | 0
2030 | IESO_2_MAPP_CA | IESO | MAPP_CA | Internal | Summer | B4 | 100 | 269 | 0 | 77.74 | 69.74 | 7 | 0
2030 | IESO_2_MAPP_CA | IESO | MAPP_CA | Internal | Summer | B5 | 200 | 269 | 269 | 53.34 | 69.74 | 7 | 9.4
2030 | IESO_2_MAPP_CA | IESO | MAPP_CA | Internal | Summer | B6 | 300 | 269 | 269 | 53.34 | 69.74 | 7 | 9.4
2030 | IESO_2_MAPP_CA | IESO | MAPP_CA | Internal | Summer | B7 | 400 | 269 | 269 | 53.34 | 69.74 | 7 | 9.4
2030 | IESO_2_MAPP_CA | IESO | MAPP_CA | Internal | Summer | B8 | 500 | 269 | 269 | 53.34 | 69.74 | 7 | 9.4
2030 | IESO_2_MAPP_CA | IESO | MAPP_CA | Internal | Summer | B9 | 800 | 269 | 269 | 53.34 | 69.74 | 7 | 9.4
2030 | IESO_2_MAPP_CA | IESO | MAPP_CA | Internal | Summer | B10 | 1262 | 269 | 269 | 53.34 | 69.74 | 7 | 9.4
2030 | IESO_2_MAPP_CA | IESO | MAPP_CA | Internal | Winter | B16 | 25 | 269 | 0 | 54.96 | 15.26 | 7 | 0
2030 | IESO_2_MAPP_CA | IESO | MAPP_CA | Internal | Winter | B17 | 100 | 269 | 0 | 54.96 | 15.26 | 7 | 0
2030 | IESO_2_MAPP_CA | IESO | MAPP_CA | Internal | Winter | B18 | 400 | 269 | 0 | 54.96 | 61.95 | 7 | 0
2030 | IESO_2_MAPP_CA | IESO | MAPP_CA | Internal | Winter | B19 | 700 | 269 | 0 | 54.96 | 47.96 | 7 | 0
2030 | IESO_2_MAPP_CA | IESO | MAPP_CA | Internal | Winter | B20 | 935 | 269 | 0 | 54.96 | 15.26 | 7 | 0
2030 | IESO_2_MISO_MI | IESO | MISO_MI | Internal | Shoulder | B11 | 25 | 3125 | 3125 | 54.96 | 93.47 | 7 | 31.51
2030 | IESO_2_MISO_MI | IESO | MISO_MI | Internal | Shoulder | B12 | 200 | 3125 | 3125 | 54.96 | 87.62 | 7 | 25.66
2030 | IESO_2_MISO_MI | IESO | MISO_MI | Internal | Shoulder | B13 | 600 | 3125 | 3125 | 54.96 | 85.78 | 7 | 23.82
2030 | IESO_2_MISO_MI | IESO | MISO_MI | Internal | Shoulder | B14 | 900 | 3125 | 3125 | 54.96 | 85.5 | 7 | 23.54
2030 | IESO_2_MISO_MI | IESO | MISO_MI | Internal | Shoulder | B15 | 1203 | 3125 | 3125 | 54.96 | 73.97 | 7 | 12.01
2030 | IESO_2_MISO_MI | IESO | MISO_MI | Internal | Summer | B1 | 10 | 3125 | 3125 | 77.74 | 186.63 | 7 | 101.9
2030 | IESO_2_MISO_MI | IESO | MISO_MI | Internal | Summer | B2 | 25 | 3125 | 3125 | 85.91 | 147.86 | 7 | 54.95
2030 | IESO_2_MISO_MI | IESO | MISO_MI | Internal | Summer | B3 | 75 | 3125 | 3125 | 85.91 | 146.23 | 7 | 53.33
2030 | IESO_2_MISO_MI | IESO | MISO_MI | Internal | Summer | B4 | 100 | 3125 | 3125 | 77.74 | 141.05 | 7 | 56.31
2030 | IESO_2_MISO_MI | IESO | MISO_MI | Internal | Summer | B5 | 200 | 3125 | 3125 | 53.34 | 139.21 | 7 | 78.87
2030 | IESO_2_MISO_MI | IESO | MISO_MI | Internal | Summer | B6 | 300 | 3125 | 3125 | 53.34 | 106.52 | 7 | 46.18
2030 | IESO_2_MISO_MI | IESO | MISO_MI | Internal | Summer | B7 | 400 | 3125 | 3125 | 53.34 | 93.43 | 7 | 33.08
2030 | IESO_2_MISO_MI | IESO | MISO_MI | Internal | Summer | B8 | 500 | 3125 | 3125 | 53.34 | 91.82 | 7 | 31.48
2030 | IESO_2_MISO_MI | IESO | MISO_MI | Internal | Summer | B9 | 800 | 3125 | 3125 | 53.34 | 83.76 | 7 | 23.42
2030 | IESO_2_MISO_MI | IESO | MISO_MI | Internal | Summer | B10 | 1262 | 3125 | 3125 | 53.34 | 74.57 | 7 | 14.23
2030 | IESO_2_MISO_MI | IESO | MISO_MI | Internal | Winter | B16 | 25 | 3125 | 3125 | 54.96 | 96 | 7 | 34.03
2030 | IESO_2_MISO_MI | IESO | MISO_MI | Internal | Winter | B17 | 100 | 3125 | 3125 | 54.96 | 90.93 | 7 | 28.97
2030 | IESO_2_MISO_MI | IESO | MISO_MI | Internal | Winter | B18 | 400 | 3125 | 3125 | 54.96 | 89.12 | 7 | 27.16
2030 | IESO_2_MISO_MI | IESO | MISO_MI | Internal | Winter | B19 | 700 | 3125 | 3125 | 54.96 | 88.66 | 7 | 26.7
2030 | IESO_2_MISO_MI | IESO | MISO_MI | Internal | Winter | B20 | 935 | 3125 | 3125 | 54.96 | 76.9 | 7 | 14.94
2030 | IESO_2_MISO_W | IESO | MISO_W | Internal | Shoulder | B11 | 25 | 195 | 195 | 54.96 | 93.47 | 7 | 31.51
2030 | IESO_2_MISO_W | IESO | MISO_W | Internal | Shoulder | B12 | 200 | 195 | 195 | 54.96 | 87.59 | 7 | 25.63
2030 | IESO_2_MISO_W | IESO | MISO_W | Internal | Shoulder | B13 | 600 | 195 | 195 | 54.96 | 83.03 | 7 | 21.07
2030 | IESO_2_MISO_W | IESO | MISO_W | Internal | Shoulder | B14 | 900 | 195 | 0 | 54.96 | 16.18 | 7 | 0
2030 | IESO_2_MISO_W | IESO | MISO_W | Internal | Shoulder | B15 | 1203 | 195 | 0 | 54.96 | 12.01 | 7 | 0
2030 | IESO_2_MISO_W | IESO | MISO_W | Internal | Summer | B1 | 10 | 195 | 195 | 77.74 | 186.63 | 7 | 101.9
2030 | IESO_2_MISO_W | IESO | MISO_W | Internal | Summer | B2 | 25 | 195 | 195 | 85.91 | 147.85 | 7 | 54.94
2030 | IESO_2_MISO_W | IESO | MISO_W | Internal | Summer | B3 | 75 | 195 | 195 | 85.91 | 146.22 | 7 | 53.31
2030 | IESO_2_MISO_W | IESO | MISO_W | Internal | Summer | B4 | 100 | 195 | 195 | 77.74 | 138.31 | 7 | 53.57
2030 | IESO_2_MISO_W | IESO | MISO_W | Internal | Summer | B5 | 200 | 195 | 195 | 53.34 | 138.31 | 7 | 77.96
2030 | IESO_2_MISO_W | IESO | MISO_W | Internal | Summer | B6 | 300 | 195 | 195 | 53.34 | 106.51 | 7 | 46.17
2030 | IESO_2_MISO_W | IESO | MISO_W | Internal | Summer | B7 | 400 | 195 | 195 | 53.34 | 93.41 | 7 | 33.07
2030 | IESO_2_MISO_W | IESO | MISO_W | Internal | Summer | B8 | 500 | 195 | 195 | 53.34 | 88.16 | 7 | 27.82
2030 | IESO_2_MISO_W | IESO | MISO_W | Internal | Summer | B9 | 800 | 195 | 195 | 53.34 | 83.74 | 7 | 23.4
2030 | IESO_2_MISO_W | IESO | MISO_W | Internal | Summer | B10 | 1262 | 195 | 195 | 53.34 | 69.75 | 7 | 9.41
2030 | IESO_2_MISO_W | IESO | MISO_W | Internal | Winter | B16 | 25 | 195 | 0 | 54.96 | 5.01 | 7 | 0
2030 | IESO_2_MISO_W | IESO | MISO_W | Internal | Winter | B17 | 100 | 195 | 0 | 54.96 | 5.02 | 7 | 0
2030 | IESO_2_MISO_W | IESO | MISO_W | Internal | Winter | B18 | 400 | 195 | 180.87 | 54.96 | 61.96 | 7 | 0
2030 | IESO_2_MISO_W | IESO | MISO_W | Internal | Winter | B19 | 700 | 195 | 186.01 | 54.96 | 61.96 | 7 | 0
2030 | IESO_2_MISO_W | IESO | MISO_W | Internal | Winter | B20 | 935 | 195 | 0 | 54.96 | 12.01 | 7 | 0
2030 | IESO_2_NYISO_A-F | IESO | NYISO_A-F | Internal | Shoulder | B11 | 25 | 2224 | 1674.08 | 54.96 | 61.96 | 7 | 0
2030 | IESO_2_NYISO_A-F | IESO | NYISO_A-F | Internal | Shoulder | B12 | 200 | 2224 | 1997.05 | 54.96 | 61.96 | 7 | 0
2030 | IESO_2_NYISO_A-F | IESO | NYISO_A-F | Internal | Shoulder | B13 | 600 | 2224 | 1959.28 | 54.96 | 61.96 | 7 | 0
2030 | IESO_2_NYISO_A-F | IESO | NYISO_A-F | Internal | Shoulder | B14 | 900 | 2224 | 2015.7 | 54.96 | 61.96 | 7 | 0
2030 | IESO_2_NYISO_A-F | IESO | NYISO_A-F | Internal | Shoulder | B15 | 1203 | 2224 | 2063.93 | 54.96 | 61.96 | 7 | 0
2030 | IESO_2_NYISO_A-F | IESO | NYISO_A-F | Internal | Summer | B1 | 10 | 2224 | 475.12 | 77.74 | 84.74 | 7 | 0
2030 | IESO_2_NYISO_A-F | IESO | NYISO_A-F | Internal | Summer | B2 | 25 | 2224 | 1932.52 | 85.91 | 92.91 | 7 | 0
2030 | IESO_2_NYISO_A-F | IESO | NYISO_A-F | Internal | Summer | B3 | 75 | 2224 | 2224 | 85.91 | 94.07 | 7 | 1.16
2030 | IESO_2_NYISO_A-F | IESO | NYISO_A-F | Internal | Summer | B4 | 100 | 2224 | 2224 | 77.74 | 92.94 | 7 | 8.2
2030 | IESO_2_NYISO_A-F | IESO | NYISO_A-F | Internal | Summer | B5 | 200 | 2224 | 2224 | 53.34 | 77.85 | 7 | 17.51
2030 | IESO_2_NYISO_A-F | IESO | NYISO_A-F | Internal | Summer | B6 | 300 | 2224 | 2224 | 53.34 | 68.77 | 7 | 8.43
2030 | IESO_2_NYISO_A-F | IESO | NYISO_A-F | Internal | Summer | B7 | 400 | 2224 | 2224 | 53.34 | 68.77 | 7 | 8.43
2030 | IESO_2_NYISO_A-F | IESO | NYISO_A-F | Internal | Summer | B8 | 500 | 2224 | 2224 | 53.34 | 68.77 | 7 | 8.43
2030 | IESO_2_NYISO_A-F | IESO | NYISO_A-F | Internal | Summer | B9 | 800 | 2224 | 2224 | 53.34 | 68.77 | 7 | 8.43
2030 | IESO_2_NYISO_A-F | IESO | NYISO_A-F | Internal | Summer | B10 | 1262 | 2224 | 2224 | 53.34 | 68.77 | 7 | 8.43
2030 | IESO_2_NYISO_A-F | IESO | NYISO_A-F | Internal | Winter | B16 | 25 | 2224 | 1726.17 | 54.96 | 61.96 | 7 | 0
2030 | IESO_2_NYISO_A-F | IESO | NYISO_A-F | Internal | Winter | B17 | 100 | 2224 | 1663.4 | 54.96 | 61.96 | 7 | 0
2030 | IESO_2_NYISO_A-F | IESO | NYISO_A-F | Internal | Winter | B18 | 400 | 2224 | 1662.12 | 54.96 | 61.96 | 7 | 0
2030 | IESO_2_NYISO_A-F | IESO | NYISO_A-F | Internal | Winter | B19 | 700 | 2224 | 1667.07 | 54.96 | 61.96 | 7 | 0
2030 | IESO_2_NYISO_A-F | IESO | NYISO_A-F | Internal | Winter | B20 | 935 | 2224 | 1826.77 | 54.96 | 61.96 | 7 | 0
2030 | MAPP_CA_2_IESO | MAPP_CA | IESO | Internal | Shoulder | B11 | 25 | 337 | 337 | 16.17 | 54.96 | 8 | 30.8
2030 | MAPP_CA_2_IESO | MAPP_CA | IESO | Internal | Shoulder | B12 | 200 | 337 | 161.58 | 46.96 | 54.96 | 8 | 0
2030 | MAPP_CA_2_IESO | MAPP_CA | IESO | Internal | Shoulder | B13 | 600 | 337 | 186.01 | 46.96 | 54.96 | 8 | 0
2030 | MAPP_CA_2_IESO | MAPP_CA | IESO | Internal | Shoulder | B14 | 900 | 337 | 337 | 16.17 | 54.96 | 8 | 30.8
2030 | MAPP_CA_2_IESO | MAPP_CA | IESO | Internal | Shoulder | B15 | 1203 | 337 | 337 | 16.17 | 54.96 | 8 | 30.8
2030 | MAPP_CA_2_IESO | MAPP_CA | IESO | Internal | Summer | B1 | 10 | 337 | 98.55 | 69.74 | 77.74 | 8 | 0
2030 | MAPP_CA_2_IESO | MAPP_CA | IESO | Internal | Summer | B2 | 25 | 337 | 337 | 69.74 | 85.91 | 8 | 8.17
2030 | MAPP_CA_2_IESO | MAPP_CA | IESO | Internal | Summer | B3 | 75 | 337 | 337 | 69.74 | 85.91 | 8 | 8.17
2030 | MAPP_CA_2_IESO | MAPP_CA | IESO | Internal | Summer | B4 | 100 | 337 | 25.92 | 69.74 | 77.74 | 8 | 0
2030 | MAPP_CA_2_IESO | MAPP_CA | IESO | Internal | Summer | B5 | 200 | 337 | 0 | 69.74 | 53.34 | 8 | 0
2030 | MAPP_CA_2_IESO | MAPP_CA | IESO | Internal | Summer | B6 | 300 | 337 | 0 | 69.74 | 53.34 | 8 | 0
2030 | MAPP_CA_2_IESO | MAPP_CA | IESO | Internal | Summer | B7 | 400 | 337 | 0 | 69.74 | 53.34 | 8 | 0
2030 | MAPP_CA_2_IESO | MAPP_CA | IESO | Internal | Summer | B8 | 500 | 337 | 0 | 69.74 | 53.34 | 8 | 0
2030 | MAPP_CA_2_IESO | MAPP_CA | IESO | Internal | Summer | B9 | 800 | 337 | 0 | 69.74 | 53.34 | 8 | 0
2030 | MAPP_CA_2_IESO | MAPP_CA | IESO | Internal | Summer | B10 | 1262 | 337 | 0 | 69.74 | 53.34 | 8 | 0
2030 | MAPP_CA_2_IESO | MAPP_CA | IESO | Internal | Winter | B16 | 25 | 337 | 337 | 15.26 | 54.96 | 8 | 31.7
2030 | MAPP_CA_2_IESO | MAPP_CA | IESO | Internal | Winter | B17 | 100 | 337 | 337 | 15.26 | 54.96 | 8 | 31.7
2030 | MAPP_CA_2_IESO | MAPP_CA | IESO | Internal | Winter | B18 | 400 | 337 | 0 | 61.95 | 54.96 | 8 | 0
2030 | MAPP_CA_2_IESO | MAPP_CA | IESO | Internal | Winter | B19 | 700 | 337 | 0 | 47.96 | 54.96 | 8 | 0
2030 | MAPP_CA_2_IESO | MAPP_CA | IESO | Internal | Winter | B20 | 935 | 337 | 337 | 15.26 | 54.96 | 8 | 31.7
2030 | MAPP_CA_2_MAPP_US | MAPP_CA | MAPP_US | Internal | Shoulder | B11 | 25 | 372 | 372 | 16.17 | 86.47 | 7 | 63.31
2030 | MAPP_CA_2_MAPP_US | MAPP_CA | MAPP_US | Internal | Shoulder | B12 | 200 | 372 | 372 | 46.96 | 80.59 | 7 | 26.63
2030 | MAPP_CA_2_MAPP_US | MAPP_CA | MAPP_US | Internal | Shoulder | B13 | 600 | 372 | 372 | 46.96 | 76.03 | 7 | 22.07
2030 | MAPP_CA_2_MAPP_US | MAPP_CA | MAPP_US | Internal | Shoulder | B14 | 900 | 372 | 0 | 16.17 | 9.18 | 7 | 0
2030 | MAPP_CA_2_MAPP_US | MAPP_CA | MAPP_US | Internal | Shoulder | B15 | 1203 | 372 | 0 | 16.17 | 5.01 | 7 | 0
2030 | MAPP_CA_2_MAPP_US | MAPP_CA | MAPP_US | Internal | Summer | B1 | 10 | 372 | 372 | 69.74 | 179.63 | 7 | 102.9
2030 | MAPP_CA_2_MAPP_US | MAPP_CA | MAPP_US | Internal | Summer | B2 | 25 | 372 | 372 | 69.74 | 140.85 | 7 | 64.11
2030 | MAPP_CA_2_MAPP_US | MAPP_CA | MAPP_US | Internal | Summer | B3 | 75 | 372 | 372 | 69.74 | 139.22 | 7 | 62.48
2030 | MAPP_CA_2_MAPP_US | MAPP_CA | MAPP_US | Internal | Summer | B4 | 100 | 372 | 372 | 69.74 | 131.31 | 7 | 54.57
2030 | MAPP_CA_2_MAPP_US | MAPP_CA | MAPP_US | Internal | Summer | B5 | 200 | 372 | 372 | 69.74 | 131.31 | 7 | 54.57
2030 | MAPP_CA_2_MAPP_US | MAPP_CA | MAPP_US | Internal | Summer | B6 | 300 | 372 | 372 | 69.74 | 99.51 | 7 | 22.77
2030 | MAPP_CA_2_MAPP_US | MAPP_CA | MAPP_US | Internal | Summer | B7 | 400 | 372 | 372 | 69.74 | 86.41 | 7 | 9.67
2030 | MAPP_CA_2_MAPP_US | MAPP_CA | MAPP_US | Internal | Summer | B8 | 500 | 372 | 372 | 69.74 | 81.16 | 7 | 4.42
2030 | MAPP_CA_2_MAPP_US | MAPP_CA | MAPP_US | Internal | Summer | B9 | 800 | 372 | 84.49 | 69.74 | 76.74 | 7 | 0
2030 | MAPP_CA_2_MAPP_US | MAPP_CA | MAPP_US | Internal | Summer | B10 | 1262 | 372 | 0 | 69.74 | 62.75 | 7 | 0
2030 | MAPP_CA_2_MAPP_US | MAPP_CA | MAPP_US | Internal | Winter | B16 | 25 | 372 | 0 | 15.26 | 5.01 | 7 | 0
2030 | MAPP_CA_2_MAPP_US | MAPP_CA | MAPP_US | Internal | Winter | B17 | 100 | 372 | 0 | 15.26 | 5.01 | 7 | 0
2030 | MAPP_CA_2_MAPP_US | MAPP_CA | MAPP_US | Internal | Winter | B18 | 400 | 372 | 0 | 61.95 | 54.96 | 7 | 0
2030 | MAPP_CA_2_MAPP_US | MAPP_CA | MAPP_US | Internal | Winter | B19 | 700 | 372 | 23.56 | 47.96 | 54.96 | 7 | 0
2030 | MAPP_CA_2_MAPP_US | MAPP_CA | MAPP_US | Internal | Winter | B20 | 935 | 372 | 0 | 15.26 | 5.01 | 7 | 0
2030 | MAPP_CA_2_MISO_W | MAPP_CA | MISO_W | Internal | Shoulder | B11 | 25 | 1970 | 1970 | 16.17 | 93.47 | 0.01 | 77.3
2030 | MAPP_CA_2_MISO_W | MAPP_CA | MISO_W | Internal | Shoulder | B12 | 200 | 1970 | 1970 | 46.96 | 87.59 | 0.01 | 40.62
2030 | MAPP_CA_2_MISO_W | MAPP_CA | MISO_W | Internal | Shoulder | B13 | 600 | 1970 | 1970 | 46.96 | 83.03 | 0.01 | 36.06
2030 | MAPP_CA_2_MISO_W | MAPP_CA | MISO_W | Internal | Shoulder | B14 | 900 | 1970 | 1720.17 | 16.17 | 16.18 | 0.01 | 0
2030 | MAPP_CA_2_MISO_W | MAPP_CA | MISO_W | Internal | Shoulder | B15 | 1203 | 1970 | 0 | 16.17 | 12.01 | 0.01 | 0
2030 | MAPP_CA_2_MISO_W | MAPP_CA | MISO_W | Internal | Summer | B1 | 10 | 1970 | 1970 | 69.74 | 186.63 | 0.01 | 116.88
2030 | MAPP_CA_2_MISO_W | MAPP_CA | MISO_W | Internal | Summer | B2 | 25 | 1970 | 1970 | 69.74 | 147.85 | 0.01 | 78.09
2030 | MAPP_CA_2_MISO_W | MAPP_CA | MISO_W | Internal | Summer | B3 | 75 | 1970 | 1970 | 69.74 | 146.22 | 0.01 | 76.47
2030 | MAPP_CA_2_MISO_W | MAPP_CA | MISO_W | Internal | Summer | B4 | 100 | 1970 | 1970 | 69.74 | 138.31 | 0.01 | 68.56
2030 | MAPP_CA_2_MISO_W | MAPP_CA | MISO_W | Internal | Summer | B5 | 200 | 1970 | 1970 | 69.74 | 138.31 | 0.01 | 68.56
2030 | MAPP_CA_2_MISO_W | MAPP_CA | MISO_W | Internal | Summer | B6 | 300 | 1970 | 1970 | 69.74 | 106.51 | 0.01 | 36.76
2030 | MAPP_CA_2_MISO_W | MAPP_CA | MISO_W | Internal | Summer | B7 | 400 | 1970 | 1970 | 69.74 | 93.41 | 0.01 | 23.66
2030 | MAPP_CA_2_MISO_W | MAPP_CA | MISO_W | Internal | Summer | B8 | 500 | 1970 | 1970 | 69.74 | 88.16 | 0.01 | 18.41
2030 | MAPP_CA_2_MISO_W | MAPP_CA | MISO_W | Internal | Summer | B9 | 800 | 1970 | 1970 | 69.74 | 83.74 | 0.01 | 13.99
2030 | MAPP_CA_2_MISO_W | MAPP_CA | MISO_W | Internal | Summer | B10 | 1262 | 1970 | 995.84 | 69.74 | 69.75 | 0.01 | 0
2030 | MAPP_CA_2_MISO_W | MAPP_CA | MISO_W | Internal | Winter | B16 | 25 | 1970 | 0 | 15.26 | 5.01 | 0.01 | 0
2030 | MAPP_CA_2_MISO_W | MAPP_CA | MISO_W | Internal | Winter | B17 | 100 | 1970 | 0 | 15.26 | 5.02 | 0.01 | 0
2030 | MAPP_CA_2_MISO_W | MAPP_CA | MISO_W | Internal | Winter | B18 | 400 | 1970 | 1961.75 | 61.95 | 61.96 | 0.01 | 0
2030 | MAPP_CA_2_MISO_W | MAPP_CA | MISO_W | Internal | Winter | B19 | 700 | 1970 | 1970 | 47.96 | 61.96 | 0.01 | 13.99
2030 | MAPP_CA_2_MISO_W | MAPP_CA | MISO_W | Internal | Winter | B20 | 935 | 1970 | 0 | 15.26 | 12.01 | 0.01 | 0
2030 | MAPP_US_2_MAPP_CA | MAPP_US | MAPP_CA | Internal | Shoulder | B11 | 25 | 165 | 0 | 86.47 | 16.17 | 7 | 0
2030 | MAPP_US_2_MAPP_CA | MAPP_US | MAPP_CA | Internal | Shoulder | B12 | 200 | 165 | 0 | 80.59 | 46.96 | 7 | 0
2030 | MAPP_US_2_MAPP_CA | MAPP_US | MAPP_CA | Internal | Shoulder | B13 | 600 | 165 | 0 | 76.03 | 46.96 | 7 | 0
2030 | MAPP_US_2_MAPP_CA | MAPP_US | MAPP_CA | Internal | Shoulder | B14 | 900 | 165 | 0 | 9.18 | 16.17 | 7 | 0
2030 | MAPP_US_2_MAPP_CA | MAPP_US | MAPP_CA | Internal | Shoulder | B15 | 1203 | 165 | 165 | 5.01 | 16.17 | 7 | 4.15
2030 | MAPP_US_2_MAPP_CA | MAPP_US | MAPP_CA | Internal | Summer | B1 | 10 | 165 | 0 | 179.63 | 69.74 | 7 | 0
2030 | MAPP_US_2_MAPP_CA | MAPP_US | MAPP_CA | Internal | Summer | B2 | 25 | 165 | 0 | 140.85 | 69.74 | 7 | 0
2030 | MAPP_US_2_MAPP_CA | MAPP_US | MAPP_CA | Internal | Summer | B3 | 75 | 165 | 0 | 139.22 | 69.74 | 7 | 0
2030 | MAPP_US_2_MAPP_CA | MAPP_US | MAPP_CA | Internal | Summer | B4 | 100 | 165 | 0 | 131.31 | 69.74 | 7 | 0
2030 | MAPP_US_2_MAPP_CA | MAPP_US | MAPP_CA | Internal | Summer | B5 | 200 | 165 | 0 | 131.31 | 69.74 | 7 | 0
2030 | MAPP_US_2_MAPP_CA | MAPP_US | MAPP_CA | Internal | Summer | B6 | 300 | 165 | 0 | 99.51 | 69.74 | 7 | 0
2030 | MAPP_US_2_MAPP_CA | MAPP_US | MAPP_CA | Internal | Summer | B7 | 400 | 165 | 0 | 86.41 | 69.74 | 7 | 0
2030 | MAPP_US_2_MAPP_CA | MAPP_US | MAPP_CA | Internal | Summer | B8 | 500 | 165 | 0 | 81.16 | 69.74 | 7 | 0
2030 | MAPP_US_2_MAPP_CA | MAPP_US | MAPP_CA | Internal | Summer | B9 | 800 | 165 | 0 | 76.74 | 69.74 | 7 | 0
2030 | MAPP_US_2_MAPP_CA | MAPP_US | MAPP_CA | Internal | Summer | B10 | 1262 | 165 | 0 | 62.75 | 69.74 | 7 | 0
2030 | MAPP_US_2_MAPP_CA | MAPP_US | MAPP_CA | Internal | Winter | B16 | 25 | 165 | 165 | 5.01 | 15.26 | 7 | 3.25
2030 | MAPP_US_2_MAPP_CA | MAPP_US | MAPP_CA | Internal | Winter | B17 | 100 | 165 | 165 | 5.01 | 15.26 | 7 | 3.25
2030 | MAPP_US_2_MAPP_CA | MAPP_US | MAPP_CA | Internal | Winter | B18 | 400 | 165 | 0 | 54.96 | 61.95 | 7 | 0
2030 | MAPP_US_2_MAPP_CA | MAPP_US | MAPP_CA | Internal | Winter | B19 | 700 | 165 | 0 | 54.96 | 47.96 | 7 | 0
2030 | MAPP_US_2_MAPP_CA | MAPP_US | MAPP_CA | Internal | Winter | B20 | 935 | 165 | 165 | 5.01 | 15.26 | 7 | 3.25
2030 | MAPP_US_2_MISO_W | MAPP_US | MISO_W | Internal | Shoulder | B11 | 25 | 2635 | 1080.33 | 86.47 | 93.47 | 7 | 0
2030 | MAPP_US_2_MISO_W | MAPP_US | MISO_W | Internal | Shoulder | B12 | 200 | 2635 | 1090.27 | 80.59 | 87.59 | 7 | 0
2030 | MAPP_US_2_MISO_W | MAPP_US | MISO_W | Internal | Shoulder | B13 | 600 | 2635 | 2260.14 | 76.03 | 83.03 | 7 | 0
2030 | MAPP_US_2_MISO_W | MAPP_US | MISO_W | Internal | Shoulder | B14 | 900 | 2635 | 1309.32 | 9.18 | 16.18 | 7 | 0
2030 | MAPP_US_2_MISO_W | MAPP_US | MISO_W | Internal | Shoulder | B15 | 1203 | 2635 | 914.52 | 5.01 | 12.01 | 7 | 0
2030 | MAPP_US_2_MISO_W | MAPP_US | MISO_W | Internal | Summer | B1 | 10 | 2635 | 1208.63 | 179.63 | 186.63 | 7 | 0
2030 | MAPP_US_2_MISO_W | MAPP_US | MISO_W | Internal | Summer | B2 | 25 | 2635 | 1275.96 | 140.85 | 147.85 | 7 | 0
2030 | MAPP_US_2_MISO_W | MAPP_US | MISO_W | Internal | Summer | B3 | 75 | 2635 | 1204.2 | 139.22 | 146.22 | 7 | 0
2030 | MAPP_US_2_MISO_W | MAPP_US | MISO_W | Internal | Summer | B4 | 100 | 2635 | 935.69 | 131.31 | 138.31 | 7 | 0
2030 | MAPP_US_2_MISO_W | MAPP_US | MISO_W | Internal | Summer | B5 | 200 | 2635 | 1010.65 | 131.31 | 138.31 | 7 | 0
2030 | MAPP_US_2_MISO_W | MAPP_US | MISO_W | Internal | Summer | B6 | 300 | 2635 | 659.7 | 99.51 | 106.51 | 7 | 0
2030 | MAPP_US_2_MISO_W | MAPP_US | MISO_W | Internal | Summer | B7 | 400 | 2635 | 744.78 | 86.41 | 93.41 | 7 | 0
2030 | MAPP_US_2_MISO_W | MAPP_US | MISO_W | Internal | Summer | B8 | 500 | 2635 | 1199.97 | 81.16 | 88.16 | 7 | 0
2030 | MAPP_US_2_MISO_W | MAPP_US | MISO_W | Internal | Summer | B9 | 800 | 2635 | 235.7 | 76.74 | 83.74 | 7 | 0
2030 | MAPP_US_2_MISO_W | MAPP_US | MISO_W | Internal | Summer | B10 | 1262 | 2635 | 129.5 | 62.75 | 69.75 | 7 | 0
2030 | MAPP_US_2_MISO_W | MAPP_US | MISO_W | Internal | Winter | B16 | 25 | 2635 | 0 | 5.01 | 5.01 | 7 | 0
2030 | MAPP_US_2_MISO_W | MAPP_US | MISO_W | Internal | Winter | B17 | 100 | 2635 | 0 | 5.01 | 5.02 | 7 | 0
2030 | MAPP_US_2_MISO_W | MAPP_US | MISO_W | Internal | Winter | B18 | 400 | 2635 | 1635.31 | 54.96 | 61.96 | 7 | 0
2030 | MAPP_US_2_MISO_W | MAPP_US | MISO_W | Internal | Winter | B19 | 700 | 2635 | 1523.69 | 54.96 | 61.96 | 7 | 0
2030 | MAPP_US_2_MISO_W | MAPP_US | MISO_W | Internal | Winter | B20 | 935 | 2635 | 364.56 | 5.01 | 12.01 | 7 | 0
2030 | MAPP_US_2_NE | MAPP_US | NE | Internal | Shoulder | B11 | 25 | 2000 | 0 | 86.47 | 88.47 | 7 | 0
2030 | MAPP_US_2_NE | MAPP_US | NE | Internal | Shoulder | B12 | 200 | 2000 | 0 | 80.59 | 82.58 | 7 | 0
2030 | MAPP_US_2_NE | MAPP_US | NE | Internal | Shoulder | B13 | 600 | 2000 | 0 | 76.03 | 71.03 | 7 | 0
2030 | MAPP_US_2_NE | MAPP_US | NE | Internal | Shoulder | B14 | 900 | 2000 | 0 | 9.18 | 4.18 | 7 | 0
2030 | MAPP_US_2_NE | MAPP_US | NE | Internal | Shoulder | B15 | 1203 | 2000 | 0 | 5.01 | 0.01 | 7 | 0
2030 | MAPP_US_2_NE | MAPP_US | NE | Internal | Summer | B1 | 10 | 2000 | 0 | 179.63 | 174.63 | 7 | 0
2030 | MAPP_US_2_NE | MAPP_US | NE | Internal | Summer | B2 | 25 | 2000 | 0 | 140.85 | 142.85 | 7 | 0
2030 | MAPP_US_2_NE | MAPP_US | NE | Internal | Summer | B3 | 75 | 2000 | 0 | 139.22 | 141.22 | 7 | 0
2030 | MAPP_US_2_NE | MAPP_US | NE | Internal | Summer | B4 | 100 | 2000 | 0 | 131.31 | 134.31 | 7 | 0
2030 | MAPP_US_2_NE | MAPP_US | NE | Internal | Summer | B5 | 200 | 2000 | 0 | 131.31 | 133.31 | 7 | 0
2030 | MAPP_US_2_NE | MAPP_US | NE | Internal | Summer | B6 | 300 | 2000 | 0 | 99.51 | 101.51 | 7 | 0
2030 | MAPP_US_2_NE | MAPP_US | NE | Internal | Summer | B7 | 400 | 2000 | 0 | 86.41 | 88.41 | 7 | 0
2030 | MAPP_US_2_NE | MAPP_US | NE | Internal | Summer | B8 | 500 | 2000 | 0 | 81.16 | 83.16 | 7 | 0
2030 | MAPP_US_2_NE | MAPP_US | NE | Internal | Summer | B9 | 800 | 2000 | 0 | 76.74 | 78.74 | 7 | 0
2030 | MAPP_US_2_NE | MAPP_US | NE | Internal | Summer | B10 | 1262 | 2000 | 0 | 62.75 | 64.74 | 7 | 0
2030 | MAPP_US_2_NE | MAPP_US | NE | Internal | Winter | B16 | 25 | 2000 | 0 | 5.01 | 0.01 | 7 | 0
2030 | MAPP_US_2_NE | MAPP_US | NE | Internal | Winter | B17 | 100 | 2000 | 0 | 5.01 | 0.01 | 7 | 0
2030 | MAPP_US_2_NE | MAPP_US | NE | Internal | Winter | B18 | 400 | 2000 | 0 | 54.96 | 49.96 | 7 | 0
2030 | MAPP_US_2_NE | MAPP_US | NE | Internal | Winter | B19 | 700 | 2000 | 0 | 54.96 | 12.14 | 7 | 0
2030 | MAPP_US_2_NE | MAPP_US | NE | Internal | Winter | B20 | 935 | 2000 | 0 | 5.01 | 0.01 | 7 | 0
2030 | MARITIMES_2_NEISO | MARITIMES | NEISO | Internal | Shoulder | B11 | 25 | 99999 | 1720.66 | 64.95 | 64.96 | 0.01 | 0
2030 | MARITIMES_2_NEISO | MARITIMES | NEISO | Internal | Shoulder | B12 | 200 | 99999 | 1717.44 | 64.95 | 64.96 | 0.01 | 0
2030 | MARITIMES_2_NEISO | MARITIMES | NEISO | Internal | Shoulder | B13 | 600 | 99999 | 1704.78 | 64.95 | 64.96 | 0.01 | 0
2030 | MARITIMES_2_NEISO | MARITIMES | NEISO | Internal | Shoulder | B14 | 900 | 99999 | 1682.64 | 64.95 | 64.96 | 0.01 | 0
2030 | MARITIMES_2_NEISO | MARITIMES | NEISO | Internal | Shoulder | B15 | 1203 | 99999 | 648.08 | 64.95 | 64.96 | 0.01 | 0
2030 | MARITIMES_2_NEISO | MARITIMES | NEISO | Internal | Summer | B1 | 10 | 99999 | 1900.1 | 393.79 | 393.8 | 0.01 | 0
2030 | MARITIMES_2_NEISO | MARITIMES | NEISO | Internal | Summer | B2 | 25 | 99999 | 1878.84 | 175.55 | 175.57 | 0.01 | 0
2030 | MARITIMES_2_NEISO | MARITIMES | NEISO | Internal | Summer | B3 | 75 | 99999 | 1836.48 | 120.55 | 120.56 | 0.01 | 0
2030 | MARITIMES_2_NEISO | MARITIMES | NEISO | Internal | Summer | B4 | 100 | 99999 | 1800.07 | 95.92 | 95.94 | 0.01 | 0
2030 | MARITIMES_2_NEISO | MARITIMES | NEISO | Internal | Summer | B5 | 200 | 99999 | 1780.16 | 80.84 | 80.85 | 0.01 | 0
2030 | MARITIMES_2_NEISO | MARITIMES | NEISO | Internal | Summer | B6 | 300 | 99999 | 1757.82 | 70.16 | 70.17 | 0.01 | 0
2030 | MARITIMES_2_NEISO | MARITIMES | NEISO | Internal | Summer | B7 | 400 | 99999 | 1732.23 | 70.16 | 70.17 | 0.01 | 0
2030 | MARITIMES_2_NEISO | MARITIMES | NEISO | Internal | Summer | B8 | 500 | 99999 | 1712.1 | 70.16 | 70.17 | 0.01 | 0
2030 | MARITIMES_2_NEISO | MARITIMES | NEISO | Internal | Summer | B9 | 800 | 99999 | 1687.45 | 70.16 | 70.17 | 0.01 | 0
2030 | MARITIMES_2_NEISO | MARITIMES | NEISO | Internal | Summer | B10 | 1262 | 99999 | 465.06 | 70.16 | 70.17 | 0.01 | 0
2030 | MARITIMES_2_NEISO | MARITIMES | NEISO | Internal | Winter | B16 | 25 | 99999 | 1765.23 | 64.95 | 64.96 | 0.01 | 0
2030 | MARITIMES_2_NEISO | MARITIMES | NEISO | Internal | Winter | B17 | 100 | 99999 | 1747.34 | 64.95 | 64.96 | 0.01 | 0
2030 | MARITIMES_2_NEISO | MARITIMES | NEISO | Internal | Winter | B18 | 400 | 99999 | 1733.65 | 64.95 | 64.96 | 0.01 | 0
2030 | MARITIMES_2_NEISO | MARITIMES | NEISO | Internal | Winter | B19 | 700 | 99999 | 1708.15 | 64.95 | 64.96 | 0.01 | 0
2030 | MARITIMES_2_NEISO | MARITIMES | NEISO | Internal | Winter | B20 | 935 | 99999 | 723.43 | 64.95 | 64.96 | 0.01 | 0
2030 | MISO_IN_2_MISO_MI | MISO_IN | MISO_MI | Internal | Shoulder | B11 | 25 | 5490 | 3649.89 | 93.46 | 93.47 | 0.01 | 0
2030 | MISO_IN_2_MISO_MI | MISO_IN | MISO_MI | Internal | Shoulder | B12 | 200 | 5490 | 5490 | 87.59 | 87.62 | 0.01 | 0.01
2030 | MISO_IN_2_MISO_MI | MISO_IN | MISO_MI | Internal | Shoulder | B13 | 600 | 5490 | 5490 | 83.03 | 85.78 | 0.01 | 2.74
2030 | MISO_IN_2_MISO_MI | MISO_IN | MISO_MI | Internal | Shoulder | B14 | 900 | 5490 | 5490 | 75.91 | 85.5 | 0.01 | 9.58
2030 | MISO_IN_2_MISO_MI | MISO_IN | MISO_MI | Internal | Shoulder | B15 | 1203 | 5490 | 3141.99 | 73.96 | 73.97 | 0.01 | 0
2030 | MISO_IN_2_MISO_MI | MISO_IN | MISO_MI | Internal | Summer | B1 | 10 | 5490 | 3438.38 | 186.62 | 186.63 | 0.01 | 0
2030 | MISO_IN_2_MISO_MI | MISO_IN | MISO_MI | Internal | Summer | B2 | 25 | 5490 | 1315.64 | 147.85 | 147.86 | 0.01 | 0
2030 | MISO_IN_2_MISO_MI | MISO_IN | MISO_MI | Internal | Summer | B3 | 75 | 5490 | 258.87 | 146.22 | 146.23 | 0.01 | 0
2030 | MISO_IN_2_MISO_MI | MISO_IN | MISO_MI | Internal | Summer | B4 | 100 | 5490 | 2127.48 | 141.04 | 141.05 | 0.01 | 0
2030 | MISO_IN_2_MISO_MI | MISO_IN | MISO_MI | Internal | Summer | B5 | 200 | 5490 | 1335.65 | 139.2 | 139.21 | 0.01 | 0
2030 | MISO_IN_2_MISO_MI | MISO_IN | MISO_MI | Internal | Summer | B6 | 300 | 5490 | 1000.81 | 106.51 | 106.52 | 0.01 | 0
2030 | MISO_IN_2_MISO_MI | MISO_IN | MISO_MI | Internal | Summer | B7 | 400 | 5490 | 3181.86 | 93.41 | 93.43 | 0.01 | 0
2030 | MISO_IN_2_MISO_MI | MISO_IN | MISO_MI | Internal | Summer | B8 | 500 | 5490 | 3621.86 | 91.81 | 91.82 | 0.01 | 0
2030 | MISO_IN_2_MISO_MI | MISO_IN | MISO_MI | Internal | Summer | B9 | 800 | 5490 | 4447.81 | 83.75 | 83.76 | 0.01 | 0
2030 | MISO_IN_2_MISO_MI | MISO_IN | MISO_MI | Internal | Summer | B10 | 1262 | 5490 | 4316.06 | 74.56 | 74.57 | 0.01 | 0
2030 | MISO_IN_2_MISO_MI | MISO_IN | MISO_MI | Internal | Winter | B16 | 25 | 5490 | 5490 | 90.7 | 96 | 0.01 | 5.28
2030 | MISO_IN_2_MISO_MI | MISO_IN | MISO_MI | Internal | Winter | B17 | 100 | 5490 | 5194.27 | 90.92 | 90.93 | 0.01 | 0
2030 | MISO_IN_2_MISO_MI | MISO_IN | MISO_MI | Internal | Winter | B18 | 400 | 5490 | 5490 | 83.54 | 89.12 | 0.01 | 5.56
2030 | MISO_IN_2_MISO_MI | MISO_IN | MISO_MI | Internal | Winter | B19 | 700 | 5490 | 5490 | 80.93 | 88.66 | 0.01 | 7.73
2030 | MISO_IN_2_MISO_MI | MISO_IN | MISO_MI | Internal | Winter | B20 | 935 | 5490 | 3578.5 | 76.89 | 76.9 | 0.01 | 0
2030 | MISO_IN_2_MISO_MO-IL | MISO_IN | MISO_MO-IL | Internal | Shoulder | B11 | 25 | 5000 | 4297.24 | 93.46 | 93.47 | 0.01 | 0
2030 | MISO_IN_2_MISO_MO-IL | MISO_IN | MISO_MO-IL | Internal | Shoulder | B12 | 200 | 5000 | 1383.52 | 87.59 | 87.61 | 0.01 | 0
2030 | MISO_IN_2_MISO_MO-IL | MISO_IN | MISO_MO-IL | Internal | Shoulder | B13 | 600 | 5000 | 454.28 | 83.03 | 83.04 | 0.01 | 0
2030 | MISO_IN_2_MISO_MO-IL | MISO_IN | MISO_MO-IL | Internal | Shoulder | B14 | 900 | 5000 | 860.74 | 75.91 | 75.92 | 0.01 | 0
2030 | MISO_IN_2_MISO_MO-IL | MISO_IN | MISO_MO-IL | Internal | Shoulder | B15 | 1203 | 5000 | 0 | 73.96 | 72.02 | 0.01 | 0
2030 | MISO_IN_2_MISO_MO-IL | MISO_IN | MISO_MO-IL | Internal | Summer | B1 | 10 | 5000 | 2047.18 | 186.62 | 186.63 | 0.01 | 0
2030 | MISO_IN_2_MISO_MO-IL | MISO_IN | MISO_MO-IL | Internal | Summer | B2 | 25 | 5000 | 2433.2 | 147.85 | 147.86 | 0.01 | 0
2030 | MISO_IN_2_MISO_MO-IL | MISO_IN | MISO_MO-IL | Internal | Summer | B3 | 75 | 5000 | 2520.18 | 146.22 | 146.23 | 0.01 | 0
2030 | MISO_IN_2_MISO_MO-IL | MISO_IN | MISO_MO-IL | Internal | Summer | B4 | 100 | 5000 | 0 | 141.04 | 141.03 | 0.01 | 0
2030 | MISO_IN_2_MISO_MO-IL | MISO_IN | MISO_MO-IL | Internal | Summer | B5 | 200 | 5000 | 0 | 139.2 | 139.19 | 0.01 | 0
2030 | MISO_IN_2_MISO_MO-IL | MISO_IN | MISO_MO-IL | Internal | Summer | B6 | 300 | 5000 | 943.17 | 106.51 | 106.52 | 0.01 | 0
2030 | MISO_IN_2_MISO_MO-IL | MISO_IN | MISO_MO-IL | Internal | Summer | B7 | 400 | 5000 | 147.99 | 93.41 | 93.43 | 0.01 | 0
2030 | MISO_IN_2_MISO_MO-IL | MISO_IN | MISO_MO-IL | Internal | Summer | B8 | 500 | 5000 | 957.46 | 91.81 | 91.82 | 0.01 | 0
2030 | MISO_IN_2_MISO_MO-IL | MISO_IN | MISO_MO-IL | Internal | Summer | B9 | 800 | 5000 | 1042.05 | 83.75 | 83.76 | 0.01 | 0
2030 | MISO_IN_2_MISO_MO-IL | MISO_IN | MISO_MO-IL | Internal | Summer | B10 | 1262 | 5000 | 0 | 74.56 | 72.33 | 0.01 | 0
2030 | MISO_IN_2_MISO_MO-IL | MISO_IN | MISO_MO-IL | Internal | Winter | B16 | 25 | 5000 | 996.27 | 90.7 | 90.71 | 0.01 | 0
2030 | MISO_IN_2_MISO_MO-IL | MISO_IN | MISO_MO-IL | Internal | Winter | B17 | 100 | 5000 | 0 | 90.92 | 90.91 | 0.01 | 0
2030 | MISO_IN_2_MISO_MO-IL | MISO_IN | MISO_MO-IL | Internal | Winter | B18 | 400 | 5000 | 0 | 83.54 | 83.53 | 0.01 | 0
2030 | MISO_IN_2_MISO_MO-IL | MISO_IN | MISO_MO-IL | Internal | Winter | B19 | 700 | 5000 | 0 | 80.93 | 80.91 | 0.01 | 0
2030 | MISO_IN_2_MISO_MO-IL | MISO_IN | MISO_MO-IL | Internal | Winter | B20 | 935 | 5000 | 0 | 76.89 | 73.99 | 0.01 | 0
2030 | MISO_IN_2_NonRTO_Midwest | MISO_IN | NonRTO_Midwest | Internal | Shoulder | B11 | 25 | 4800 | 1946.17 | 93.46 | 101.46 | 8 | 0
2030 | MISO_IN_2_NonRTO_Midwest | MISO_IN | NonRTO_Midwest | Internal | Shoulder | B12 | 200 | 4800 | 1380.22 | 87.59 | 95.59 | 8 | 0
2030 | MISO_IN_2_NonRTO_Midwest | MISO_IN | NonRTO_Midwest | Internal | Shoulder | B13 | 600 | 4800 | 860.64 | 83.03 | 91.03 | 8 | 0
2030 | MISO_IN_2_NonRTO_Midwest | MISO_IN | NonRTO_Midwest | Internal | Shoulder | B14 | 900 | 4800 | 1129.7 | 75.91 | 83.91 | 8 | 0
2030 | MISO_IN_2_NonRTO_Midwest | MISO_IN | NonRTO_Midwest | Internal | Shoulder | B15 | 1203 | 4800 | 313.68 | 73.96 | 81.96 | 8 | 0
2030 | MISO_IN_2_NonRTO_Midwest | MISO_IN | NonRTO_Midwest | Internal | Summer | B1 | 10 | 4800 | 2817.74 | 186.62 | 194.62 | 8 | 0
2030 | MISO_IN_2_NonRTO_Midwest | MISO_IN | NonRTO_Midwest | Internal | Summer | B2 | 25 | 4800 | 1897.43 | 147.85 | 155.85 | 8 | 0
2030 | MISO_IN_2_NonRTO_Midwest | MISO_IN | NonRTO_Midwest | Internal | Summer | B3 | 75 | 4800 | 677.29 | 146.22 | 154.22 | 8 | 0
2030 | MISO_IN_2_NonRTO_Midwest | MISO_IN | NonRTO_Midwest | Internal | Summer | B4 | 100 | 4800 | 283.21 | 141.04 | 149.04 | 8 | 0
2030 | MISO_IN_2_NonRTO_Midwest | MISO_IN | NonRTO_Midwest | Internal | Summer | B5 | 200 | 4800 | 1571.18 | 139.2 | 147.2 | 8 | 0
2030 | MISO_IN_2_NonRTO_Midwest | MISO_IN | NonRTO_Midwest | Internal | Summer | B6 | 300 | 4800 | 1723 | 106.51 | 114.51 | 8 | 0
2030 | MISO_IN_2_NonRTO_Midwest | MISO_IN | NonRTO_Midwest | Internal | Summer | B7 | 400 | 4800 | 1323.66 | 93.41 | 101.41 | 8 | 0
2030 | MISO_IN_2_NonRTO_Midwest | MISO_IN | NonRTO_Midwest | Internal | Summer | B8 | 500 | 4800 | 1646.51 | 91.81 | 99.81 | 8 | 0
2030 | MISO_IN_2_NonRTO_Midwest | MISO_IN | NonRTO_Midwest | Internal | Summer | B9 | 800 | 4800 | 1032.94 | 83.75 | 91.75 | 8 | 0
2030 | MISO_IN_2_NonRTO_Midwest | MISO_IN | NonRTO_Midwest | Internal | Summer | B10 | 1262 | 4800 | 0 | 74.56 | 81.78 | 8 | 0
2030 | MISO_IN_2_NonRTO_Midwest | MISO_IN | NonRTO_Midwest | Internal | Winter | B16 | 25 | 4800 | 3692.81 | 90.7 | 98.7 | 8 | 0
2030 | MISO_IN_2_NonRTO_Midwest | MISO_IN | NonRTO_Midwest | Internal | Winter | B17 | 100 | 4800 | 2696.82 | 90.92 | 98.92 | 8 | 0
2030 | MISO_IN_2_NonRTO_Midwest | MISO_IN | NonRTO_Midwest | Internal | Winter | B18 | 400 | 4800 | 1895.4 | 83.54 | 91.54 | 8 | 0
2030 | MISO_IN_2_NonRTO_Midwest | MISO_IN | NonRTO_Midwest | Internal | Winter | B19 | 700 | 4800 | 2161.62 | 80.93 | 88.93 | 8 | 0
2030 | MISO_IN_2_NonRTO_Midwest | MISO_IN | NonRTO_Midwest | Internal | Winter | B20 | 935 | 4800 | 1389.67 | 76.89 | 84.89 | 8 | 0
2030 | MISO_IN_2_PJM_ROR | MISO_IN | PJM_ROR | Internal | Shoulder | B11 | 25 | 992 | 992 | 93.46 | 95.47 | 2 | 0.01
2030 | MISO_IN_2_PJM_ROR | MISO_IN | PJM_ROR | Internal | Shoulder | B12 | 200 | 992 | 992 | 87.59 | 89.68 | 2 | 0.09
2030 | MISO_IN_2_PJM_ROR | MISO_IN | PJM_ROR | Internal | Shoulder | B13 | 600 | 992 | 992 | 83.03 | 87.78 | 2 | 2.75
2030 | MISO_IN_2_PJM_ROR | MISO_IN | PJM_ROR | Internal | Shoulder | B14 | 900 | 992 | 992 | 75.91 | 87.5 | 2 | 9.59
2030 | MISO_IN_2_PJM_ROR | MISO_IN | PJM_ROR | Internal | Shoulder | B15 | 1203 | 992 | 560.36 | 73.96 | 75.96 | 2 | 0
2030 | MISO_IN_2_PJM_ROR | MISO_IN | PJM_ROR | Internal | Summer | B1 | 10 | 992 | 992 | 186.62 | 188.63 | 2 | 0.01
2030 | MISO_IN_2_PJM_ROR | MISO_IN | PJM_ROR | Internal | Summer | B2 | 25 | 992 | 788.96 | 147.85 | 149.85 | 2 | 0
2030 | MISO_IN_2_PJM_ROR | MISO_IN | PJM_ROR | Internal | Summer | B3 | 75 | 992 | 275.45 | 146.22 | 148.22 | 2 | 0
2030 | MISO_IN_2_PJM_ROR | MISO_IN | PJM_ROR | Internal | Summer | B4 | 100 | 992 | 0 | 141.04 | 140.31 | 2 | 0
2030 | MISO_IN_2_PJM_ROR | MISO_IN | PJM_ROR | Internal | Summer | B5 | 200 | 992 | 0 | 139.2 | 140.31 | 2 | 0
2030 | MISO_IN_2_PJM_ROR | MISO_IN | PJM_ROR | Internal | Summer | B6 | 300 | 992 | 377.74 | 106.51 | 108.51 | 2 | 0
2030 | MISO_IN_2_PJM_ROR | MISO_IN | PJM_ROR | Internal | Summer | B7 | 400 | 992 | 24.73 | 93.41 | 95.41 | 2 | 0
2030 | MISO_IN_2_PJM_ROR | MISO_IN | PJM_ROR | Internal | Summer | B8 | 500 | 992 | 0 | 91.81 | 90.16 | 2 | 0
2030 | MISO_IN_2_PJM_ROR | MISO_IN | PJM_ROR | Internal | Summer | B9 | 800 | 992 | 0 | 83.75 | 85.74 | 2 | 0
2030 | MISO_IN_2_PJM_ROR | MISO_IN | PJM_ROR | Internal | Summer | B10 | 1262 | 992 | 0 | 74.56 | 74.33 | 2 | 0
2030 | MISO_IN_2_PJM_ROR | MISO_IN | PJM_ROR | Internal | Winter | B16 | 25 | 992 | 992 | 90.7 | 100.44 | 2 | 7.74
2030 | MISO_IN_2_PJM_ROR | MISO_IN | PJM_ROR | Internal | Winter | B17 | 100 | 992 | 992 | 90.92 | 95.86 | 2 | 2.95
2030 | MISO_IN_2_PJM_ROR | MISO_IN | PJM_ROR | Internal | Winter | B18 | 400 | 992 | 992 | 83.54 | 91.12 | 2 | 5.57
2030 | MISO_IN_2_PJM_ROR | MISO_IN | PJM_ROR | Internal | Winter | B19 | 700 | 992 | 992 | 80.93 | 91.12 | 2 | 8.19
2030 | MISO_IN_2_PJM_ROR | MISO_IN | PJM_ROR | Internal | Winter | B20 | 935 | 992 | 992 | 76.89 | 78.9 | 2 | 0.01
2030 | MISO_MI_2_MISO_IN | MISO_MI | MISO_IN | Internal | Shoulder | B11 | 25 | 2535 | 0 | 93.47 | 93.46 | 0.01 | 0
2030 | MISO_MI_2_MISO_IN | MISO_MI | MISO_IN | Internal | Shoulder | B12 | 200 | 2535 | 0 | 87.62 | 87.59 | 0.01 | 0
2030 | MISO_MI_2_MISO_IN | MISO_MI | MISO_IN | Internal | Shoulder | B13 | 600 | 2535 | 0 | 85.78 | 83.03 | 0.01 | 0
2030 | MISO_MI_2_MISO_IN | MISO_MI | MISO_IN | Internal | Shoulder | B14 | 900 | 2535 | 0 | 85.5 | 75.91 | 0.01 | 0
2030 | MISO_MI_2_MISO_IN | MISO_MI | MISO_IN | Internal | Shoulder | B15 | 1203 | 2535 | 0 | 73.97 | 73.96 | 0.01 | 0
2030 | MISO_MI_2_MISO_IN | MISO_MI | MISO_IN | Internal | Summer | B1 | 10 | 2535 | 0 | 186.63 | 186.62 | 0.01 | 0
2030 | MISO_MI_2_MISO_IN | MISO_MI | MISO_IN | Internal | Summer | B2 | 25 | 2535 | 0 | 147.86 | 147.85 | 0.01 | 0
2030 | MISO_MI_2_MISO_IN | MISO_MI | MISO_IN | Internal | Summer | B3 | 75 | 2535 | 0 | 146.23 | 146.22 | 0.01 | 0
2030 | MISO_MI_2_MISO_IN | MISO_MI | MISO_IN | Internal | Summer | B4 | 100 | 2535 | 0 | 141.05 | 141.04 | 0.01 | 0
2030 | MISO_MI_2_MISO_IN | MISO_MI | MISO_IN | Internal | Summer | B5 | 200 | 2535 | 0 | 139.21 | 139.2 | 0.01 | 0
2030 | MISO_MI_2_MISO_IN | MISO_MI | MISO_IN | Internal | Summer | B6 | 300 | 2535 | 0 | 106.52 | 106.51 | 0.01 | 0
2030 | MISO_MI_2_MISO_IN | MISO_MI | MISO_IN | Internal | Summer | B7 | 400 | 2535 | 0 | 93.43 | 93.41 | 0.01 | 0
2030 | MISO_MI_2_MISO_IN | MISO_MI | MISO_IN | Internal | Summer | B8 | 500 | 2535 | 0 | 91.82 | 91.81 | 0.01 | 0
2030 | MISO_MI_2_MISO_IN | MISO_MI | MISO_IN | Internal | Summer | B9 | 800 | 2535 | 0 | 83.76 | 83.75 | 0.01 | 0
2030 | MISO_MI_2_MISO_IN | MISO_MI | MISO_IN | Internal | Summer | B10 | 1262 | 2535 | 0 | 74.57 | 74.56 | 0.01 | 0
2030 | MISO_MI_2_MISO_IN | MISO_MI | MISO_IN | Internal | Winter | B16 | 25 | 2535 | 0 | 96 | 90.7 | 0.01 | 0
2030 | MISO_MI_2_MISO_IN | MISO_MI | MISO_IN | Internal | Winter | B17 | 100 | 2535 | 0 | 90.93 | 90.92 | 0.01 | 0
2030 | MISO_MI_2_MISO_IN | MISO_MI | MISO_IN | Internal | Winter | B18 | 400 | 2535 | 0 | 89.12 | 83.54 | 0.01 | 0
2030 | MISO_MI_2_MISO_IN | MISO_MI | MISO_IN | Internal | Winter | B19 | 700 | 2535 | 0 | 88.66 | 80.93 | 0.01 | 0
2030 | MISO_MI_2_MISO_IN | MISO_MI | MISO_IN | Internal | Winter | B20 | 935 | 2535 | 0 | 76.9 | 76.89 | 0.01 | 0
2030 | MISO_MI_2_MISO_WUMS | MISO_MI | MISO_WUMS | Internal | Shoulder | B11 | 25 | 312 | 0 | 93.47 | 93.46 | 0.01 | 0
2030 | MISO_MI_2_MISO_WUMS | MISO_MI | MISO_WUMS | Internal | Shoulder | B12 | 200 | 312 | 0 | 87.62 | 87.61 | 0.01 | 0
2030 | MISO_MI_2_MISO_WUMS | MISO_MI | MISO_WUMS | Internal | Shoulder | B13 | 600 | 312 | 0 | 85.78 | 85.78 | 0.01 | 0
2030 | MISO_MI_2_MISO_WUMS | MISO_MI | MISO_WUMS | Internal | Shoulder | B14 | 900 | 312 | 0 | 85.5 | 85.5 | 0.01 | 0
2030 | MISO_MI_2_MISO_WUMS | MISO_MI | MISO_WUMS | Internal | Shoulder | B15 | 1203 | 312 | 312 | 73.97 | 75.66 | 0.01 | 1.68
2030 | MISO_MI_2_MISO_WUMS | MISO_MI | MISO_WUMS | Internal | Summer | B1 | 10 | 312 | 0 | 186.63 | 154.26 | 0.01 | 0
2030 | MISO_MI_2_MISO_WUMS | MISO_MI | MISO_WUMS | Internal | Summer | B2 | 25 | 312 | 0 | 147.86 | 147.83 | 0.01 | 0
2030 | MISO_MI_2_MISO_WUMS | MISO_MI | MISO_WUMS | Internal | Summer | B3 | 75 | 312 | 0 | 146.23 | 146.22 | 0.01 | 0
2030 | MISO_MI_2_MISO_WUMS | MISO_MI | MISO_WUMS | Internal | Summer | B4 | 100 | 312 | 0 | 141.05 | 138.31 | 0.01 | 0
2030 | MISO_MI_2_MISO_WUMS | MISO_MI | MISO_WUMS | Internal | Summer | B5 | 200 | 312 | 0 | 139.21 | 138.3 | 0.01 | 0
2030 | MISO_MI_2_MISO_WUMS | MISO_MI | MISO_WUMS | Internal | Summer | B6 | 300 | 312 | 0 | 106.52 | 106.5 | 0.01 | 0
2030 | MISO_MI_2_MISO_WUMS | MISO_MI | MISO_WUMS | Internal | Summer | B7 | 400 | 312 | 0 | 93.43 | 93.4 | 0.01 | 0
2030 | MISO_MI_2_MISO_WUMS | MISO_MI | MISO_WUMS | Internal | Summer | B8 | 500 | 312 | 0 | 91.82 | 88.15 | 0.01 | 0
2030 | MISO_MI_2_MISO_WUMS | MISO_MI | MISO_WUMS | Internal | Summer | B9 | 800 | 312 | 0 | 83.76 | 83.75 | 0.01 | 0
2030 | MISO_MI_2_MISO_WUMS | MISO_MI | MISO_WUMS | Internal | Summer | B10 | 1262 | 312 | 0 | 74.57 | 74.3 | 0.01 | 0
2030 | MISO_MI_2_MISO_WUMS | MISO_MI | MISO_WUMS | Internal | Winter | B16 | 25 | 312 | 0 | 96 | 90.39 | 0.01 | 0
2030 | MISO_MI_2_MISO_WUMS | MISO_MI | MISO_WUMS | Internal | Winter | B17 | 100 | 312 | 0 | 90.93 | 90.39 | 0.01 | 0
2030 | MISO_MI_2_MISO_WUMS | MISO_MI | MISO_WUMS | Internal | Winter | B18 | 400 | 312 | 0 | 89.12 | 89.12 | 0.01 | 0
2030 | MISO_MI_2_MISO_WUMS | MISO_MI | MISO_WUMS | Internal | Winter | B19 | 700 | 312 | 0 | 88.66 | 88.65 | 0.01 | 0
2030 | MISO_MI_2_MISO_WUMS | MISO_MI | MISO_WUMS | Internal | Winter | B20 | 935 | 312 | 312 | 76.9 | 78.29 | 0.01 | 1.37
2030 | MISO_MI_2_PJM_ROR | MISO_MI | PJM_ROR | Internal | Shoulder | B11 | 25 | 1424 | 463.22 | 93.47 | 95.47 | 2 | 0
2030 | MISO_MI_2_PJM_ROR | MISO_MI | PJM_ROR | Internal | Shoulder | B12 | 200 | 1424 | 1424 | 87.62 | 89.68 | 2 | 0.06
2030 | MISO_MI_2_PJM_ROR | MISO_MI | PJM_ROR | Internal | Shoulder | B13 | 600 | 1424 | 298.75 | 85.78 | 87.78 | 2 | 0
2030 | MISO_MI_2_PJM_ROR | MISO_MI | PJM_ROR | Internal | Shoulder | B14 | 900 | 1424 | 1111.26 | 85.5 | 87.5 | 2 | 0
2030 | MISO_MI_2_PJM_ROR | MISO_MI | PJM_ROR | Internal | Shoulder | B15 | 1203 | 1424 | 0 | 73.97 | 75.96 | 2 | 0
2030 | MISO_MI_2_PJM_ROR | MISO_MI | PJM_ROR | Internal | Summer | B1 | 10 | 1424 | 1399.02 | 186.63 | 188.63 | 2 | 0
2030 | MISO_MI_2_PJM_ROR | MISO_MI | PJM_ROR | Internal | Summer | B2 | 25 | 1424 | 0 | 147.86 | 149.85 | 2 | 0
2030 | MISO_MI_2_PJM_ROR | MISO_MI | PJM_ROR | Internal | Summer | B3 | 75 | 1424 | 0 | 146.23 | 148.22 | 2 | 0
2030 | MISO_MI_2_PJM_ROR | MISO_MI | PJM_ROR | Internal | Summer | B4 | 100 | 1424 | 0 | 141.05 | 140.31 | 2 | 0
2030 | MISO_MI_2_PJM_ROR | MISO_MI | PJM_ROR | Internal | Summer | B5 | 200 | 1424 | 0 | 139.21 | 140.31 | 2 | 0
2030 | MISO_MI_2_PJM_ROR | MISO_MI | PJM_ROR | Internal | Summer | B6 | 300 | 1424 | 0 | 106.52 | 108.51 | 2 | 0
2030 | MISO_MI_2_PJM_ROR | MISO_MI | PJM_ROR | Internal | Summer | B7 | 400 | 1424 | 0 | 93.43 | 95.41 | 2 | 0
2030 | MISO_MI_2_PJM_ROR | MISO_MI | PJM_ROR | Internal | Summer | B8 | 500 | 1424 | 0 | 91.82 | 90.16 | 2 | 0
2030 | MISO_MI_2_PJM_ROR | MISO_MI | PJM_ROR | Internal | Summer | B9 | 800 | 1424 | 0 | 83.76 | 85.74 | 2 | 0
2030 | MISO_MI_2_PJM_ROR | MISO_MI | PJM_ROR | Internal | Summer | B10 | 1262 | 1424 | 0 | 74.57 | 74.33 | 2 | 0
2030 | MISO_MI_2_PJM_ROR | MISO_MI | PJM_ROR | Internal | Winter | B16 | 25 | 1424 | 1424 | 96 | 100.44 | 2 | 2.45
2030 | MISO_MI_2_PJM_ROR | MISO_MI | PJM_ROR | Internal | Winter | B17 | 100 | 1424 | 1424 | 90.93 | 95.86 | 2 | 2.93
2030 | MISO_MI_2_PJM_ROR | MISO_MI | PJM_ROR | Internal | Winter | B18 | 400 | 1424 | 583.91 | 89.12 | 91.12 | 2 | 0
2030 | MISO_MI_2_PJM_ROR | MISO_MI | PJM_ROR | Internal | Winter | B19 | 700 | 1424 | 1424 | 88.66 | 91.12 | 2 | 0.45
2030 | MISO_MI_2_PJM_ROR | MISO_MI | PJM_ROR | Internal | Winter | B20 | 935 | 1424 | 780.76 | 76.9 | 78.9 | 2 | 0
2030 | MISO_MO-IL_2_ENT | MISO_MO-IL | ENT | Internal | Shoulder | B11 | 25 | 2540 | 0 | 93.47 | 93.47 | 8 | 0
2030 | MISO_MO-IL_2_ENT | MISO_MO-IL | ENT | Internal | Shoulder | B12 | 200 | 2540 | 0 | 87.61 | 87.61 | 8 | 0
2030 | MISO_MO-IL_2_ENT | MISO_MO-IL | ENT | Internal | Shoulder | B13 | 600 | 2540 | 0 | 83.04 | 84.33 | 8 | 0
2030 | MISO_MO-IL_2_ENT | MISO_MO-IL | ENT | Internal | Shoulder | B14 | 900 | 2540 | 0 | 75.92 | 78.23 | 8 | 0
2030 | MISO_MO-IL_2_ENT | MISO_MO-IL | ENT | Internal | Shoulder | B15 | 1203 | 2540 | 0 | 72.02 | 72.02 | 8 | 0
2030 | MISO_MO-IL_2_ENT | MISO_MO-IL | ENT | Internal | Summer | B1 | 10 | 2540 | 0 | 186.63 | 149.57 | 8 | 0
2030 | MISO_MO-IL_2_ENT | MISO_MO-IL | ENT | Internal | Summer | B2 | 25 | 2540 | 0 | 147.86 | 147.86 | 8 | 0
2030 | MISO_MO-IL_2_ENT | MISO_MO-IL | ENT | Internal | Summer | B3 | 75 | 2540 | 0 | 146.23 | 151.56 | 8 | 0
2030 | MISO_MO-IL_2_ENT | MISO_MO-IL | ENT | Internal | Summer | B4 | 100 | 2540 | 0 | 141.03 | 141.03 | 8 | 0
2030 | MISO_MO-IL_2_ENT | MISO_MO-IL | ENT | Internal | Summer | B5 | 200 | 2540 | 0 | 139.19 | 138.32 | 8 | 0
2030 | MISO_MO-IL_2_ENT | MISO_MO-IL | ENT | Internal | Summer | B6 | 300 | 2540 | 0 | 106.52 | 106.51 | 8 | 0
2030 | MISO_MO-IL_2_ENT | MISO_MO-IL | ENT | Internal | Summer | B7 | 400 | 2540 | 0 | 93.43 | 93.43 | 8 | 0
2030 | MISO_MO-IL_2_ENT | MISO_MO-IL | ENT | Internal | Summer | B8 | 500 | 2540 | 0 | 91.82 | 91.82 | 8 | 0
2030 | MISO_MO-IL_2_ENT | MISO_MO-IL | ENT | Internal | Summer | B9 | 800 | 2540 | 0 | 83.76 | 88.72 | 8 | 0
2030 | MISO_MO-IL_2_ENT | MISO_MO-IL | ENT | Internal | Summer | B10 | 1262 | 2540 | 0 | 72.33 | 72.33 | 8 | 0
2030 | MISO_MO-IL_2_ENT | MISO_MO-IL | ENT | Internal | Winter | B16 | 25 | 2540 | 0 | 90.71 | 93.48 | 8 | 0
2030 | MISO_MO-IL_2_ENT | MISO_MO-IL | ENT | Internal | Winter | B17 | 100 | 2540 | 0 | 90.91 | 90.91 | 8 | 0
2030 | MISO_MO-IL_2_ENT | MISO_MO-IL | ENT | Internal | Winter | B18 | 400 | 2540 | 0 | 83.53 | 83.53 | 8 | 0
2030 | MISO_MO-IL_2_ENT | MISO_MO-IL | ENT | Internal | Winter | B19 | 700 | 2540 | 0 | 80.91 | 80.91 | 8 | 0
2030 | MISO_MO-IL_2_ENT | MISO_MO-IL | ENT | Internal | Winter | B20 | 935 | 2540 | 0 | 73.99 | 73.99 | 8 | 0
2030 | MISO_MO-IL_2_MISO_IN | MISO_MO-IL | MISO_IN | Internal | Shoulder | B11 | 25 | 2100 | 0 | 93.47 | 93.46 | 0.01 | 0
2030 | MISO_MO-IL_2_MISO_IN | MISO_MO-IL | MISO_IN | Internal | Shoulder | B12 | 200 | 2100 | 0 | 87.61 | 87.59 | 0.01 | 0
2030 | MISO_MO-IL_2_MISO_IN | MISO_MO-IL | MISO_IN | Internal | Shoulder | B13 | 600 | 2100 | 0 | 83.04 | 83.03 | 0.01 | 0
2030 | MISO_MO-IL_2_MISO_IN | MISO_MO-IL | MISO_IN | Internal | Shoulder | B14 | 900 | 2100 | 0 | 75.92 | 75.91 | 0.01 | 0
2030 | MISO_MO-IL_2_MISO_IN | MISO_MO-IL | MISO_IN | Internal | Shoulder | B15 | 1203 | 2100 | 2100 | 72.02 | 73.96 | 0.01 | 1.93
2030 | MISO_MO-IL_2_MISO_IN | MISO_MO-IL | MISO_IN | Internal | Summer | B1 | 10 | 2100 | 0 | 186.63 | 186.62 | 0.01 | 0
2030 | MISO_MO-IL_2_MISO_IN | MISO_MO-IL | MISO_IN | Internal | Summer | B2 | 25 | 2100 | 0 | 147.86 | 147.85 | 0.01 | 0
2030 | MISO_MO-IL_2_MISO_IN | MISO_MO-IL | MISO_IN | Internal | Summer | B3 | 75 | 2100 | 0 | 146.23 | 146.22 | 0.01 | 0
2030 | MISO_MO-IL_2_MISO_IN | MISO_MO-IL | MISO_IN | Internal | Summer | B4 | 100 | 2100 | 257.92 | 141.03 | 141.04 | 0.01 | 0
2030 | MISO_MO-IL_2_MISO_IN | MISO_MO-IL | MISO_IN | Internal | Summer | B5 | 200 | 2100 | 33.33 | 139.19 | 139.2 | 0.01 | 0
2030 | MISO_MO-IL_2_MISO_IN | MISO_MO-IL | MISO_IN | Internal | Summer | B6 | 300 | 2100 | 0 | 106.52 | 106.51 | 0.01 | 0
2030 | MISO_MO-IL_2_MISO_IN | MISO_MO-IL | MISO_IN | Internal | Summer | B7 | 400 | 2100 | 0 | 93.43 | 93.41 | 0.01 | 0
2030 | MISO_MO-IL_2_MISO_IN | MISO_MO-IL | MISO_IN | Internal | Summer | B8 | 500 | 2100 | 0 | 91.82 | 91.81 | 0.01 | 0
2030 | MISO_MO-IL_2_MISO_IN | MISO_MO-IL | MISO_IN | Internal | Summer | B9 | 800 | 2100 | 0 | 83.76 | 83.75 | 0.01 | 0
2030 | MISO_MO-IL_2_MISO_IN | MISO_MO-IL | MISO_IN | Internal | Summer | B10 | 1262 | 2100 | 2100 | 72.33 | 74.56 | 0.01 | 2.22
2030 | MISO_MO-IL_2_MISO_IN | MISO_MO-IL | MISO_IN | Internal | Winter | B16 | 25 | 2100 | 0 | 90.71 | 90.7 | 0.01 | 0
2030 | MISO_MO-IL_2_MISO_IN | MISO_MO-IL | MISO_IN | Internal | Winter | B17 | 100 | 2100 | 1850.24 | 90.91 | 90.92 | 0.01 | 0
2030 | MISO_MO-IL_2_MISO_IN | MISO_MO-IL | MISO_IN | Internal | Winter | B18 | 400 | 2100 | 87.07 | 83.53 | 83.54 | 0.01 | 0
2030 | MISO_MO-IL_2_MISO_IN | MISO_MO-IL | MISO_IN | Internal | Winter | B19 | 700 | 2100 | 38.05 | 80.91 | 80.93 | 0.01 | 0
2030 | MISO_MO-IL_2_MISO_IN | MISO_MO-IL | MISO_IN | Internal | Winter | B20 | 935 | 2100 | 2100 | 73.99 | 76.89 | 0.01 | 2.89
2030 | MISO_MO-IL_2_MISO_W | MISO_MO-IL | MISO_W | Internal | Shoulder | B11 | 25 | 1208 | 0 | 93.47 | 93.47 | 0.01 | 0
2030 | MISO_MO-IL_2_MISO_W | MISO_MO-IL | MISO_W | Internal | Shoulder | B12 | 200 | 1208 | 0 | 87.61 | 87.59 | 0.01 | 0
2030 | MISO_MO-IL_2_MISO_W | MISO_MO-IL | MISO_W | Internal | Shoulder | B13 | 600 | 1208 | 0 | 83.04 | 83.03 | 0.01 | 0
2030 | MISO_MO-IL_2_MISO_W | MISO_MO-IL | MISO_W | Internal | Shoulder | B14 | 900 | 1208 | 0 | 75.92 | 16.18 | 0.01 | 0
2030 | MISO_MO-IL_2_MISO_W | MISO_MO-IL | MISO_W | Internal | Shoulder | B15 | 1203 | 1208 | 0 | 72.02 | 12.01 | 0.01 | 0
2030 | MISO_MO-IL_2_MISO_W | MISO_MO-IL | MISO_W | Internal | Summer | B1 | 10 | 1208 | 0 | 186.63 | 186.63 | 0.01 | 0
2030 | MISO_MO-IL_2_MISO_W | MISO_MO-IL | MISO_W | Internal | Summer | B2 | 25 | 1208 | 0 | 147.86 | 147.85 | 0.01 | 0
2030 | MISO_MO-IL_2_MISO_W | MISO_MO-IL | MISO_W | Internal | Summer | B3 | 75 | 1208 | 0 | 146.23 | 146.22 | 0.01 | 0
2030 | MISO_MO-IL_2_MISO_W | MISO_MO-IL | MISO_W | Internal | Summer | B4 | 100 | 1208 | 0 | 141.03 | 138.31 | 0.01 | 0
2030 | MISO_MO-IL_2_MISO_W | MISO_MO-IL | MISO_W | Internal | Summer | B5 | 200 | 1208 | 0 | 139.19 | 138.31 | 0.01 | 0
2030 | MISO_MO-IL_2_MISO_W | MISO_MO-IL | MISO_W | Internal | Summer | B6 | 300 | 1208 | 0 | 106.52 | 106.51 | 0.01 | 0
2030 | MISO_MO-IL_2_MISO_W | MISO_MO-IL | MISO_W | Internal | Summer | B7 | 400 | 1208 | 0 | 93.43 | 93.41 | 0.01 | 0
2030 | MISO_MO-IL_2_MISO_W | MISO_MO-IL | MISO_W | Internal | Summer | B8 | 500 | 1208 | 0 | 91.82 | 88.16 | 0.01 | 0
2030 | MISO_MO-IL_2_MISO_W | MISO_MO-IL | MISO_W | Internal | Summer | B9 | 800 | 1208 | 0 | 83.76 | 83.74 | 0.01 | 0
2030 | MISO_MO-IL_2_MISO_W | MISO_MO-IL | MISO_W | Internal | Summer | B10 | 1262 | 1208 | 0 | 72.33 | 69.75 | 0.01 | 0
2030 | MISO_MO-IL_2_MISO_W | MISO_MO-IL | MISO_W | Internal | Winter | B16 | 25 | 1208 | 0 | 90.71 | 5.01 | 0.01 | 0
2030 | MISO_MO-IL_2_MISO_W | MISO_MO-IL | MISO_W | Internal | Winter | B17 | 100 | 1208 | 0 | 90.91 | 5.02 | 0.01 | 0
2030 | MISO_MO-IL_2_MISO_W | MISO_MO-IL | MISO_W | Internal | Winter | B18 | 400 | 1208 | 0 | 83.53 | 61.96 | 0.01 | 0
2030 | MISO_MO-IL_2_MISO_W | MISO_MO-IL | MISO_W | Internal | Winter | B19 | 700 | 1208 | 0 | 80.91 | 61.96 | 0.01 | 0
2030 | MISO_MO-IL_2_MISO_W | MISO_MO-IL | MISO_W | Internal | Winter | B20 | 935 | 1208 | 0 | 73.99 | 12.01 | 0.01 | 0
2030 | MISO_MO-IL_2_PJM_ROR | MISO_MO-IL | PJM_ROR | Internal | Shoulder | B11 | 25 | 1212 | 313.09 | 93.47 | 95.47 | 2 | 0
2030 | MISO_MO-IL_2_PJM_ROR | MISO_MO-IL | PJM_ROR | Internal | Shoulder | B12 | 200 | 1212 | 1212 | 87.61 | 89.68 | 2 | 0.07
2030 | MISO_MO-IL_2_PJM_ROR | MISO_MO-IL | PJM_ROR | Internal | Shoulder | B13 | 600 | 1212 | 1212 | 83.04 | 87.78 | 2 | 2.74
2030 | MISO_MO-IL_2_PJM_ROR | MISO_MO-IL | PJM_ROR | Internal | Shoulder | B14 | 900 | 1212 | 1212 | 75.92 | 87.5 | 2 | 9.58
2030 | MISO_MO-IL_2_PJM_ROR | MISO_MO-IL | PJM_ROR | Internal | Shoulder | B15 | 1203 | 1212 | 1212 | 72.02 | 75.96 | 2 | 1.94
2030 | MISO_MO-IL_2_PJM_ROR | MISO_MO-IL | PJM_ROR | Internal | Summer | B1 | 10 | 1212 | 1187.45 | 186.63 | 188.63 | 2 | 0
2030 | MISO_MO-IL_2_PJM_ROR | MISO_MO-IL | PJM_ROR | Internal | Summer | B2 | 25 | 1212 | 0 | 147.86 | 149.85 | 2 | 0
2030 | MISO_MO-IL_2_PJM_ROR | MISO_MO-IL | PJM_ROR | Internal | Summer | B3 | 75 | 1212 | 0 | 146.23 | 148.22 | 2 | 0
2030 | MISO_MO-IL_2_PJM_ROR | MISO_MO-IL | PJM_ROR | Internal | Summer | B4 | 100 | 1212 | 0 | 141.03 | 140.31 | 2 | 0
2030 | MISO_MO-IL_2_PJM_ROR | MISO_MO-IL | PJM_ROR | Internal | Summer | B5 | 200 | 1212 | 0 | 139.19 | 140.31 | 2 | 0
2030 | MISO_MO-IL_2_PJM_ROR | MISO_MO-IL | PJM_ROR | Internal | Summer | B6 | 300 | 1212 | 0 | 106.52 | 108.51 | 2 | 0
2030 | MISO_MO-IL_2_PJM_ROR | MISO_MO-IL | PJM_ROR | Internal | Summer | B7 | 400 | 1212 | 0 | 93.43 | 95.41 | 2 | 0
2030 | MISO_MO-IL_2_PJM_ROR | MISO_MO-IL | PJM_ROR | Internal | Summer | B8 | 500 | 1212 | 0 | 91.82 | 90.16 | 2 | 0
2030 | MISO_MO-IL_2_PJM_ROR | MISO_MO-IL | PJM_ROR | Internal | Summer | B9 | 800 | 1212 | 0 | 83.76 | 85.74 | 2 | 0
2030 | MISO_MO-IL_2_PJM_ROR | MISO_MO-IL | PJM_ROR | Internal | Summer | B10 | 1262 | 1212 | 866.91 | 72.33 | 74.33 | 2 | 0
2030 | MISO_MO-IL_2_PJM_ROR | MISO_MO-IL | PJM_ROR | Internal | Winter | B16 | 25 | 1212 | 1212 | 90.71 | 100.44 | 2 | 7.73
2030 | MISO_MO-IL_2_PJM_ROR | MISO_MO-IL | PJM_ROR | Internal | Winter | B17 | 100 | 1212 | 1212 | 90.91 | 95.86 | 2 | 2.96
2030 | MISO_MO-IL_2_PJM_ROR | MISO_MO-IL | PJM_ROR | Internal | Winter | B18 | 400 | 1212 | 1212 | 83.53 | 91.12 | 2 | 5.59
2030 | MISO_MO-IL_2_PJM_ROR | MISO_MO-IL | PJM_ROR | Internal | Winter | B19 | 700 | 1212 | 1212 | 80.91 | 91.12 | 2 | 8.2
2030 | MISO_MO-IL_2_PJM_ROR | MISO_MO-IL | PJM_ROR | Internal | Winter | B20 | 935 | 1212 | 1212 | 73.99 | 78.9 | 2 | 2.91
2030 | MISO_MO-IL_2_TVA_Transmission | MISO_MO-IL | TVA_Transmission | Internal | Shoulder | B11 | 25 | 4000 | 291.97 | 93.47 | 101.47 | 8 | 0
2030 | MISO_MO-IL_2_TVA_Transmission | MISO_MO-IL | TVA_Transmission | Internal | Shoulder | B12 | 200 | 4000 | 1305.14 | 87.61 | 95.61 | 8 | 0
2030 | MISO_MO-IL_2_TVA_Transmission | MISO_MO-IL | TVA_Transmission | Internal | Shoulder | B13 | 600 | 4000 | 2336.25 | 83.04 | 91.04 | 8 | 0
2030 | MISO_MO-IL_2_TVA_Transmission | MISO_MO-IL | TVA_Transmission | Internal | Shoulder | B14 | 900 | 4000 | 4000 | 75.92 | 86.23 | 8 | 2.31
2030 | MISO_MO-IL_2_TVA_Transmission | MISO_MO-IL | TVA_Transmission | Internal | Shoulder | B15 | 1203 | 4000 | 2721.99 | 72.02 | 80.02 | 8 | 0
2030 | MISO_MO-IL_2_TVA_Transmission | MISO_MO-IL | TVA_Transmission | Internal | Summer | B1 | 10 | 4000 | 4000 | 186.63 | 202.62 | 8 | 7.99
2030 | MISO_MO-IL_2_TVA_Transmission | MISO_MO-IL | TVA_Transmission | Internal | Summer | B2 | 25 | 4000 | 4000 | 147.86 | 163.85 | 8 | 7.99
2030 | MISO_MO-IL_2_TVA_Transmission | MISO_MO-IL | TVA_Transmission | Internal | Summer | B3 | 75 | 4000 | 2903.74 | 146.23 | 154.23 | 8 | 0
2030 | MISO_MO-IL_2_TVA_Transmission | MISO_MO-IL | TVA_Transmission | Internal | Summer | B4 | 100 | 4000 | 1119.69 | 141.03 | 149.03 | 8 | 0
2030 | MISO_MO-IL_2_TVA_Transmission | MISO_MO-IL | TVA_Transmission | Internal | Summer | B5 | 200 | 4000 | 0 | 139.19 | 146.31 | 8 | 0
2030 | MISO_MO-IL_2_TVA_Transmission | MISO_MO-IL | TVA_Transmission | Internal | Summer | B6 | 300 | 4000 | 0 | 106.52 | 110.14 | 8 | 0
2030 | MISO_MO-IL_2_TVA_Transmission | MISO_MO-IL | TVA_Transmission | Internal | Summer | B7 | 400 | 4000 | 0 | 93.43 | 97.17 | 8 | 0
2030 | MISO_MO-IL_2_TVA_Transmission | MISO_MO-IL | TVA_Transmission | Internal | Summer | B8 | 500 | 4000 | 0 | 91.82 | 95.09 | 8 | 0
2030 | MISO_MO-IL_2_TVA_Transmission | MISO_MO-IL | TVA_Transmission | Internal | Summer | B9 | 800 | 4000 | 0 | 83.76 | 91.74 | 8 | 0
2030 | MISO_MO-IL_2_TVA_Transmission | MISO_MO-IL | TVA_Transmission | Internal | Summer | B10 | 1262 | 4000 | 1501.97 | 72.33 | 80.33 | 8 | 0
2030 | MISO_MO-IL_2_TVA_Transmission | MISO_MO-IL | TVA_Transmission | Internal | Winter | B16 | 25 | 4000 | 4000 | 90.71 | 101.48 | 8 | 2.77
2030 | MISO_MO-IL_2_TVA_Transmission | MISO_MO-IL | TVA_Transmission | Internal | Winter | B17 | 100 | 4000 | 569.49 | 90.91 | 98.91 | 8 | 0
2030 | MISO_MO-IL_2_TVA_Transmission | MISO_MO-IL | TVA_Transmission | Internal | Winter | B18 | 400 | 4000 | 2763.67 | 83.53 | 91.53 | 8 | 0
2030 | MISO_MO-IL_2_TVA_Transmission | MISO_MO-IL | TVA_Transmission | Internal | Winter | B19 | 700 | 4000 | 3255.09 | 80.91 | 88.91 | 8 | 0
2030 | MISO_MO-IL_2_TVA_Transmission | MISO_MO-IL | TVA_Transmission | Internal | Winter | B20 | 935 | 4000 | 3121.55 | 73.99 | 81.99 | 8 | 0
2030 | MISO_W_2_IESO | MISO_W | IESO | Internal | Shoulder | B11 | 25 | 145 | 0 | 93.47 | 54.96 | 8 | 0
2030 | MISO_W_2_IESO | MISO_W | IESO | Internal | Shoulder | B12 | 200 | 145 | 0 | 87.59 | 54.96 | 8 | 0
2030 | MISO_W_2_IESO | MISO_W | IESO | Internal | Shoulder | B13 | 600 | 145 | 0 | 83.03 | 54.96 | 8 | 0
2030 | MISO_W_2_IESO | MISO_W | IESO | Internal | Shoulder | B14 | 900 | 145 | 145 | 16.18 | 54.96 | 8 | 30.78
2030 | MISO_W_2_IESO | MISO_W | IESO | Internal | Shoulder | B15 | 1203 | 145 | 145 | 12.01 | 54.96 | 8 | 34.95
2030 | MISO_W_2_IESO | MISO_W | IESO | Internal | Summer | B1 | 10 | 145 | 0 | 186.63 | 77.74 | 8 | 0
2030 | MISO_W_2_IESO | MISO_W | IESO | Internal | Summer | B2 | 25 | 145 | 0 | 147.85 | 85.91 | 8 | 0
2030 | MISO_W_2_IESO | MISO_W | IESO | Internal | Summer | B3 | 75 | 145 | 0 | 146.22 | 85.91 | 8 | 0
2030 | MISO_W_2_IESO | MISO_W | IESO | Internal | Summer | B4 | 100 | 145 | 0 | 138.31 | 77.74 | 8 | 0
2030 | MISO_W_2_IESO | MISO_W | IESO | Internal | Summer | B5 | 200 | 145 | 0 | 138.31 | 53.34 | 8 | 0
2030 | MISO_W_2_IESO | MISO_W | IESO | Internal | Summer | B6 | 300 | 145 | 0 | 106.51 | 53.34 | 8 | 0
2030 | MISO_W_2_IESO | MISO_W | IESO | Internal | Summer | B7 | 400 | 145 | 0 | 93.41 | 53.34 | 8 | 0
2030 | MISO_W_2_IESO | MISO_W | IESO | Internal | Summer | B8 | 500 | 145 | 0 | 88.16 | 53.34 | 8 | 0
2030 | MISO_W_2_IESO | MISO_W | IESO | Internal | Summer | B9 | 800 | 145 | 0 | 83.74 | 53.34 | 8 | 0
2030 | MISO_W_2_IESO | MISO_W | IESO | Internal | Summer | B10 | 1262 | 145 | 0 | 69.75 | 53.34 | 8 | 0
2030 | MISO_W_2_IESO | MISO_W | IESO | Internal | Winter | B16 | 25 | 145 | 145 | 5.01 | 54.96 | 8 | 41.95
2030 | MISO_W_2_IESO | MISO_W | IESO | Internal | Winter | B17 | 100 | 145 | 145 | 5.02 | 54.96 | 8 | 41.94
2030 | MISO_W_2_IESO | MISO_W | IESO | Internal | Winter | B18 | 400 | 145 | 0 | 61.96 | 54.96 | 8 | 0
2030 | MISO_W_2_IESO | MISO_W | IESO | Internal | Winter | B19 | 700 | 145 | 0 | 61.96 | 54.96 | 8 | 0
2030 | MISO_W_2_IESO | MISO_W | IESO | Internal | Winter | B20 | 935 | 145 | 145 | 12.01 | 54.96 | 8 | 34.95
2030 | MISO_W_2_MAPP_CA | MISO_W | MAPP_CA | Internal | Shoulder | B11 | 25 | 700 | 0 | 93.47 | 16.17 | 0.01 | 0
2030 | MISO_W_2_MAPP_CA | MISO_W | MAPP_CA | Internal | Shoulder | B12 | 200 | 700 | 0 | 87.59 | 46.96 | 0.01 | 0
2030 | MISO_W_2_MAPP_CA | MISO_W | MAPP_CA | Internal | Shoulder | B13 | 600 | 700 | 0 | 83.03 | 46.96 | 0.01 | 0
2030 | MISO_W_2_MAPP_CA | MISO_W | MAPP_CA | Internal | Shoulder | B14 | 900 | 700 | 0 | 16.18 | 16.17 | 0.01 | 0
2030 | MISO_W_2_MAPP_CA | MISO_W | MAPP_CA | Internal | Shoulder | B15 | 1203 | 700 | 700 | 12.01 | 16.17 | 0.01 | 4.14
2030 | MISO_W_2_MAPP_CA | MISO_W | MAPP_CA | Internal | Summer | B1 | 10 | 700 | 0 | 186.63 | 69.74 | 0.01 | 0
2030 | MISO_W_2_MAPP_CA | MISO_W | MAPP_CA | Internal | Summer | B2 | 25 | 700 | 0 | 147.85 | 69.74 | 0.01 | 0
2030 | MISO_W_2_MAPP_CA | MISO_W | MAPP_CA | Internal | Summer | B3 | 75 | 700 | 0 | 146.22 | 69.74 | 0.01 | 0
2030 | MISO_W_2_MAPP_CA | MISO_W | MAPP_CA | Internal | Summer | B4 | 100 | 700 | 0 | 138.31 | 69.74 | 0.01 | 0
2030 | MISO_W_2_MAPP_CA | MISO_W | MAPP_CA | Internal | Summer | B5 | 200 | 700 | 0 | 138.31 | 69.74 | 0.01 | 0
2030 | MISO_W_2_MAPP_CA | MISO_W | MAPP_CA | Internal | Summer | B6 | 300 | 700 | 0 | 106.51 | 69.74 | 0.01 | 0
2030 | MISO_W_2_MAPP_CA | MISO_W | MAPP_CA | Internal | Summer | B7 | 400 | 700 | 0 | 93.41 | 69.74 | 0.01 | 0
2030 | MISO_W_2_MAPP_CA | MISO_W | MAPP_CA | Internal | Summer | B8 | 500 | 700 | 0 | 88.16 | 69.74 | 0.01 | 0
2030 | MISO_W_2_MAPP_CA | MISO_W | MAPP_CA | Internal | Summer | B9 | 800 | 700 | 0 | 83.74 | 69.74 | 0.01 | 0
2030 | MISO_W_2_MAPP_CA | MISO_W | MAPP_CA | Internal | Summer | B10 | 1262 | 700 | 0 | 69.75 | 69.74 | 0.01 | 0
2030 | MISO_W_2_MAPP_CA | MISO_W | MAPP_CA | Internal | Winter | B16 | 25 | 700 | 700 | 5.01 | 15.26 | 0.01 | 10.23
2030 | MISO_W_2_MAPP_CA | MISO_W | MAPP_CA | Internal | Winter | B17 | 100 | 700 | 700 | 5.02 | 15.26 | 0.01 | 10.22
2030 | MISO_W_2_MAPP_CA | MISO_W | MAPP_CA | Internal | Winter | B18 | 400 | 700 | 0 | 61.96 | 61.95 | 0.01 | 0
2030 | MISO_W_2_MAPP_CA | MISO_W | MAPP_CA | Internal | Winter | B19 | 700 | 700 | 0 | 61.96 | 47.96 | 0.01 | 0
2030 | MISO_W_2_MAPP_CA | MISO_W | MAPP_CA | Internal | Winter | B20 | 935 | 700 | 700 | 12.01 | 15.26 | 0.01 | 3.23
2030 | MISO_W_2_MISO_MO-IL | MISO_W | MISO_MO-IL | Internal | Shoulder | B11 | 25 | 4048 | 0 | 93.47 | 93.47 | 0.01 | 0
2030 | MISO_W_2_MISO_MO-IL | MISO_W | MISO_MO-IL | Internal | Shoulder | B12 | 200 | 4048 | 1559.35 | 87.59 | 87.61 | 0.01 | 0
2030 | MISO_W_2_MISO_MO-IL | MISO_W | MISO_MO-IL | Internal | Shoulder | B13 | 600 | 4048 | 3341 | 83.03 | 83.04 | 0.01 | 0
2030 | MISO_W_2_MISO_MO-IL | MISO_W | MISO_MO-IL | Internal | Shoulder | B14 | 900 | 4048 | 4048 | 16.18 | 75.92 | 0.01 | 59.73
2030 | MISO_W_2_MISO_MO-IL | MISO_W | MISO_MO-IL | Internal | Shoulder | B15 | 1203 | 4048 | 4048 | 12.01 | 72.02 | 0.01 | 59.99
2030 | MISO_W_2_MISO_MO-IL | MISO_W | MISO_MO-IL | Internal | Summer | B1 | 10 | 4048 | 0 | 186.63 | 186.63 | 0.01 | 0
2030 | MISO_W_2_MISO_MO-IL | MISO_W | MISO_MO-IL | Internal | Summer | B2 | 25 | 4048 | 2565.93 | 147.85 | 147.86 | 0.01 | 0
2030 | MISO_W_2_MISO_MO-IL | MISO_W | MISO_MO-IL | Internal | Summer | B3 | 75 | 4048 | 3598.91 | 146.22 | 146.23 | 0.01 | 0
2030 | MISO_W_2_MISO_MO-IL | MISO_W | MISO_MO-IL | Internal | Summer | B4 | 100 | 4048 | 4048 | 138.31 | 141.03 | 0.01 | 2.71
2030 | MISO_W_2_MISO_MO-IL | MISO_W | MISO_MO-IL | Internal | Summer | B5 | 200 | 4048 | 4048 | 138.31 | 139.19 | 0.01 | 0.87
2030 | MISO_W_2_MISO_MO-IL | MISO_W | MISO_MO-IL | Internal | Summer | B6 | 300 | 4048 | 1874.62 | 106.51 | 106.52 | 0.01 | 0
2030 | MISO_W_2_MISO_MO-IL | MISO_W | MISO_MO-IL | Internal | Summer | B7 | 400 | 4048 | 4011.43 | 93.41 | 93.43 | 0.01 | 0
2030 | MISO_W_2_MISO_MO-IL | MISO_W | MISO_MO-IL | Internal | Summer | B8 | 500 | 4048 | 4048 | 88.16 | 91.82 | 0.01 | 3.65
2030 | MISO_W_2_MISO_MO-IL | MISO_W | MISO_MO-IL | Internal | Summer | B9 | 800 | 4048 | 4048 | 83.74 | 83.76 | 0.01 | 0.01
2030 | MISO_W_2_MISO_MO-IL | MISO_W | MISO_MO-IL | Internal | Summer | B10 | 1262 | 4048 | 4048 | 69.75 | 72.33 | 0.01 | 2.57
2030 | MISO_W_2_MISO_MO-IL | MISO_W | MISO_MO-IL | Internal | Winter | B16 | 25 | 4048 | 4048 | 5.01 | 90.71 | 0.01 | 85.69
2030 | MISO_W_2_MISO_MO-IL | MISO_W | MISO_MO-IL | Internal | Winter | B17 | 100 | 4048 | 4048 | 5.02 | 90.91 | 0.01 | 85.87
2030 | MISO_W_2_MISO_MO-IL | MISO_W | MISO_MO-IL | Internal | Winter | B18 | 400 | 4048 | 4048 | 61.96 | 83.53 | 0.01 | 21.56
2030 | MISO_W_2_MISO_MO-IL | MISO_W | MISO_MO-IL | Internal | Winter | B19 | 700 | 4048 | 4048 | 61.96 | 80.91 | 0.01 | 18.94
2030 | MISO_W_2_MISO_MO-IL | MISO_W | MISO_MO-IL | Internal | Winter | B20 | 935 | 4048 | 4048 | 12.01 | 73.99 | 0.01 | 61.97
2030 | MISO_W_2_MISO_WUMS | MISO_W | MISO_WUMS | Internal | Shoulder | B11 | 25 | 1747 | 0 | 93.47 | 93.46 | 0.01 | 0
2030 | MISO_W_2_MISO_WUMS | MISO_W | MISO_WUMS | Internal | Shoulder | B12 | 200 | 1747 | 349.99 | 87.59 | 87.61 | 0.01 | 0
2030 | MISO_W_2_MISO_WUMS | MISO_W | MISO_WUMS | Internal | Shoulder | B13 | 600 | 1747 | 1747 | 83.03 | 85.78 | 0.01 | 2.74
2030 | MISO_W_2_MISO_WUMS | MISO_W | MISO_WUMS | Internal | Shoulder | B14 | 900 | 1747 | 1747 | 16.18 | 85.5 | 0.01 | 69.31
2030 | MISO_W_2_MISO_WUMS | MISO_W | MISO_WUMS | Internal | Shoulder | B15 | 1203 | 1747 | 1747 | 12.01 | 75.66 | 0.01 | 63.64
2030 | MISO_W_2_MISO_WUMS | MISO_W | MISO_WUMS | Internal | Summer | B1 | 10 | 1747 | 0 | 186.63 | 154.26 | 0.01 | 0
2030 | MISO_W_2_MISO_WUMS | MISO_W | MISO_WUMS | Internal | Summer | B2 | 25 | 1747 | 0 | 147.85 | 147.83 | 0.01 | 0
2030 | MISO_W_2_MISO_WUMS | MISO_W | MISO_WUMS | Internal | Summer | B3 | 75 | 1747 | 0 | 146.22 | 146.22 | 0.01 | 0
2030 | MISO_W_2_MISO_WUMS | MISO_W | MISO_WUMS | Internal | Summer | B4 | 100 | 1747 | 0 | 138.31 | 138.31 | 0.01 | 0
2030 | MISO_W_2_MISO_WUMS | MISO_W | MISO_WUMS | Internal | Summer | B5 | 200 | 1747 | 0 | 138.31 | 138.3 | 0.01 | 0
2030 | MISO_W_2_MISO_WUMS | MISO_W | MISO_WUMS | Internal | Summer | B6 | 300 | 1747 | 0 | 106.51 | 106.5 | 0.01 | 0
2030 | MISO_W_2_MISO_WUMS | MISO_W | MISO_WUMS | Internal | Summer | B7 | 400 | 1747 | 0 | 93.41 | 93.4 | 0.01 | 0
2030 | MISO_W_2_MISO_WUMS | MISO_W | MISO_WUMS | Internal | Summer | B8 | 500 | 1747 | 0 | 88.16 | 88.15 | 0.01 | 0
2030 | MISO_W_2_MISO_WUMS | MISO_W | MISO_WUMS | Internal | Summer | B9 | 800 | 1747 | 74.64 | 83.74 | 83.75 | 0.01 | 0
2030 | MISO_W_2_MISO_WUMS | MISO_W | MISO_WUMS | Internal | Summer | B10 | 1262 | 1747 | 1747 | 69.75 | 74.3 | 0.01 | 4.54
2030 | MISO_W_2_MISO_WUMS | MISO_W | MISO_WUMS | Internal | Winter | B16 | 25 | 1747 | 1747 | 5.01 | 90.39 | 0.01 | 85.37
2030 | MISO_W_2_MISO_WUMS | MISO_W | MISO_WUMS | Internal | Winter | B17 | 100 | 1747 | 1747 | 5.02 | 90.39 | 0.01 | 85.36
2030 | MISO_W_2_MISO_WUMS | MISO_W | MISO_WUMS | Internal | Winter | B18 | 400 | 1747 | 1747 | 61.96 | 89.12 | 0.01 | 27.14
2030 | MISO_W_2_MISO_WUMS | MISO_W | MISO_WUMS | Internal | Winter | B19 | 700 | 1747 | 1747 | 61.96 | 88.65 | 0.01 | 26.68
2030 | MISO_W_2_MISO_WUMS | MISO_W | MISO_WUMS | Internal | Winter | B20 | 935 | 1747 | 1747 | 12.01 | 78.29 | 0.01 | 66.26
2030 | MISO_W_2_PJM_ROR | MISO_W | PJM_ROR | Internal | Shoulder | B11 | 25 | 19839 | 17161.49 | 93.47 | 95.47 | 2 | 0
2030 | MISO_W_2_PJM_ROR | MISO_W | PJM_ROR | Internal | Shoulder | B12 | 200 | 19839 | 19839 | 87.59 | 89.68 | 2 | 0.09
2030 | MISO_W_2_PJM_ROR | MISO_W | PJM_ROR | Internal | Shoulder | B13 | 600 | 19839 | 19839 | 83.03 | 87.78 | 2 | 2.75
2030 | MISO_W_2_PJM_ROR | MISO_W | PJM_ROR | Internal | Shoulder | B14 | 900 | 19839 | 19839 | 16.18 | 87.5 | 2 | 69.32
2030 | MISO_W_2_PJM_ROR | MISO_W | PJM_ROR | Internal | Shoulder | B15 | 1203 | 19839 | 19839 | 12.01 | 75.96 | 2 | 61.95
2030 | MISO_W_2_PJM_ROR | MISO_W | PJM_ROR | Internal | Summer | B1 | 10 | 19839 | 19204.3 | 186.63 | 188.63 | 2 | 0
2030 | MISO_W_2_PJM_ROR | MISO_W | PJM_ROR | Internal | Summer | B2 | 25 | 19839 | 19603.48 | 147.85 | 149.85 | 2 | 0
2030 | MISO_W_2_PJM_ROR | MISO_W | PJM_ROR | Internal | Summer | B3 | 75 | 19839 | 10008.3 | 146.22 | 148.22 | 2 | 0
2030 | MISO_W_2_PJM_ROR | MISO_W | PJM_ROR | Internal | Summer | B4 | 100 | 19839 | 5637.57 | 138.31 | 140.31 | 2 | 0
2030 | MISO_W_2_PJM_ROR | MISO_W | PJM_ROR | Internal | Summer | B5 | 200 | 19839 | 6215.32 | 138.31 | 140.31 | 2 | 0
2030 | MISO_W_2_PJM_ROR | MISO_W | PJM_ROR | Internal | Summer | B6 | 300 | 19839 | 10541.44 | 106.51 | 108.51 | 2 | 0
2030 | MISO_W_2_PJM_ROR | MISO_W | PJM_ROR | Internal | Summer | B7 | 400 | 19839 | 12373.36 | 93.41 | 95.41 | 2 | 0
2030 | MISO_W_2_PJM_ROR | MISO_W | PJM_ROR | Internal | Summer | B8 | 500 | 19839 | 16793.31 | 88.16 | 90.16 | 2 | 0
2030 | MISO_W_2_PJM_ROR | MISO_W | PJM_ROR | Internal | Summer | B9 | 800 | 19839 | 15052.07 | 83.74 | 85.74 | 2 | 0
2030 | MISO_W_2_PJM_ROR | MISO_W | PJM_ROR | Internal | Summer | B10 | 1262 | 19839 | 19839 | 69.75 | 74.33 | 2 | 2.58
2030 | MISO_W_2_PJM_ROR | MISO_W | PJM_ROR | Internal | Winter | B16 | 25 | 19839 | 19839 | 5.01 | 100.44 | 2 | 93.43
2030 | MISO_W_2_PJM_ROR | MISO_W | PJM_ROR | Internal | Winter | B17 | 100 | 19839 | 19839 | 5.02 | 95.86 | 2 | 88.84
2030 | MISO_W_2_PJM_ROR | MISO_W | PJM_ROR | Internal | Winter | B18 | 400 | 19839 | 19839 | 61.96 | 91.12 | 2 | 27.16
2030 | MISO_W_2_PJM_ROR | MISO_W | PJM_ROR | Internal | Winter | B19 | 700 | 19839 | 19839 | 61.96 | 91.12 | 2 | 27.16
2030 | MISO_W_2_PJM_ROR | MISO_W | PJM_ROR | Internal | Winter | B20 | 935 | 19839 | 19839 | 12.01 | 78.9 | 2 | 64.89
2030 | MISO_W_2_SPP_N | MISO_W | SPP_N | Internal | Shoulder | B11 | 25 | 3450 | 0 | 93.47 | 88.47 | 7 | 0
2030 | MISO_W_2_SPP_N | MISO_W | SPP_N | Internal | Shoulder | B12 | 200 | 3450 | 0 | 87.59 | 82.59 | 7 | 0
2030 | MISO_W_2_SPP_N | MISO_W | SPP_N | Internal | Shoulder | B13 | 600 | 3450 | 0 | 83.03 | 71.04 | 7 | 0
2030 | MISO_W_2_SPP_N | MISO_W | SPP_N | Internal | Shoulder | B14 | 900 | 3450 | 0 | 16.18 | 0.01 | 7 | 0
2030 | MISO_W_2_SPP_N | MISO_W | SPP_N | Internal | Shoulder | B15 | 1203 | 3450 | 0 | 12.01 | 0.01 | 7 | 0
2030 | MISO_W_2_SPP_N | MISO_W | SPP_N | Internal | Summer | B1 | 10 | 3450 | 0 | 186.63 | 11.52 | 7 | 0
2030 | MISO_W_2_SPP_N | MISO_W | SPP_N | Internal | Summer | B2 | 25 | 3450 | 0 | 147.85 | 142.86 | 7 | 0
2030 | MISO_W_2_SPP_N | MISO_W | SPP_N | Internal | Summer | B3 | 75 | 3450 | 0 | 146.22 | 146.56 | 7 | 0
2030 | MISO_W_2_SPP_N | MISO_W | SPP_N | Internal | Summer | B4 | 100 | 3450 | 0 | 138.31 | 136.03 | 7 | 0
2030 | MISO_W_2_SPP_N | MISO_W | SPP_N | Internal | Summer | B5 | 200 | 3450 | 0 | 138.31 | 133.32 | 7 | 0
2030 | MISO_W_2_SPP_N | MISO_W | SPP_N | Internal | Summer | B6 | 300 | 3450 | 0 | 106.51 | 101.51 | 7 | 0
2030 | MISO_W_2_SPP_N | MISO_W | SPP_N | Internal | Summer | B7 | 400 | 3450 | 0 | 93.41 | 88.43 | 7 | 0
2030 | MISO_W_2_SPP_N | MISO_W | SPP_N | Internal | Summer | B8 | 500 | 3450 | 0 | 88.16 | 86.82 | 7 | 0
2030 | MISO_W_2_SPP_N | MISO_W | SPP_N | Internal | Summer | B9 | 800 | 3450 | 0 | 83.74 | 82.97 | 7 | 0
2030 | MISO_W_2_SPP_N | MISO_W | SPP_N | Internal | Summer | B10 | 1262 | 3450 | 0 | 69.75 | 64.75 | 7 | 0
2030 | MISO_W_2_SPP_N | MISO_W | SPP_N | Internal | Winter | B16 | 25 | 3450 | 0 | 5.01 | 0.02 | 7 | 0
2030 | MISO_W_2_SPP_N | MISO_W | SPP_N | Internal | Winter | B17 | 100 | 3450 | 0 | 5.02 | 0.02 | 7 | 0
2030 | MISO_W_2_SPP_N | MISO_W | SPP_N | Internal | Winter | B18 | 400 | 3450 | 343.59 | 61.96 | 68.96 | 7 | 0
2030 | MISO_W_2_SPP_N | MISO_W | SPP_N | Internal | Winter | B19 | 700 | 3450 | 0 | 61.96 | 12.15 | 7 | 0
2030 | MISO_W_2_SPP_N | MISO_W | SPP_N | Internal | Winter | B20 | 935 | 3450 | 0 | 12.01 | 0.01 | 7 | 0
2030 | MISO_WUMS_2_MISO_MI | MISO_WUMS | MISO_MI | Internal | Shoulder | B11 | 25 | 294 | 99.74 | 93.46 | 93.47 | 0.01 | 0
2030 | MISO_WUMS_2_MISO_MI | MISO_WUMS | MISO_MI | Internal | Shoulder | B12 | 200 | 294 | 279.76 | 87.61 | 87.62 | 0.01 | 0
2030 | MISO_WUMS_2_MISO_MI | MISO_WUMS | MISO_MI | Internal | Shoulder | B13 | 600 | 294 | 0 | 85.78 | 85.78 | 0.01 | 0
2030 | MISO_WUMS_2_MISO_MI | MISO_WUMS | MISO_MI | Internal | Shoulder | B14 | 900 | 294 | 0 | 85.5 | 85.5 | 0.01 | 0
2030 | MISO_WUMS_2_MISO_MI | MISO_WUMS | MISO_MI | Internal | Shoulder | B15 | 1203 | 294 | 0 | 75.66 | 73.97 | 0.01 | 0
2030 | MISO_WUMS_2_MISO_MI | MISO_WUMS | MISO_MI | Internal | Summer | B1 | 10 | 294 | 294 | 154.26 | 186.63 | 0.01 | 32.36
2030 | MISO_WUMS_2_MISO_MI | MISO_WUMS | MISO_MI | Internal | Summer | B2 | 25 | 294 | 294 | 147.83 | 147.86 | 0.01 | 0.01
2030 | MISO_WUMS_2_MISO_MI | MISO_WUMS | MISO_MI | Internal | Summer | B3 | 75 | 294 | 169.86 | 146.22 | 146.23 | 0.01 | 0
2030 | MISO_WUMS_2_MISO_MI | MISO_WUMS | MISO_MI | Internal | Summer | B4 | 100 | 294 | 294 | 138.31 | 141.05 | 0.01 | 2.73
2030 | MISO_WUMS_2_MISO_MI | MISO_WUMS | MISO_MI | Internal | Summer | B5 | 200 | 294 | 294 | 138.3 | 139.21 | 0.01 | 0.9
2030 | MISO_WUMS_2_MISO_MI | MISO_WUMS | MISO_MI | Internal | Summer | B6 | 300 | 294 | 294 | 106.5 | 106.52 | 0.01 | 0.01
2030 | MISO_WUMS_2_MISO_MI | MISO_WUMS | MISO_MI | Internal | Summer | B7 | 400 | 294 | 294 | 93.4 | 93.43 | 0.01 | 0.01
2030 | MISO_WUMS_2_MISO_MI | MISO_WUMS | MISO_MI | Internal | Summer | B8 | 500 | 294 | 294 | 88.15 | 91.82 | 0.01 | 3.66
2030 | MISO_WUMS_2_MISO_MI | MISO_WUMS | MISO_MI | Internal | Summer | B9 | 800 | 294 | 126.02 | 83.75 | 83.76 | 0.01 | 0
2030 | MISO_WUMS_2_MISO_MI | MISO_WUMS | MISO_MI | Internal | Summer | B10 | 1262 | 294 | 294 | 74.3 | 74.57 | 0.01 | 0.26
2030 | MISO_WUMS_2_MISO_MI | MISO_WUMS | MISO_MI | Internal | Winter | B16 | 25 | 294 | 294 | 90.39 | 96 | 0.01 | 5.59
2030 | MISO_WUMS_2_MISO_MI | MISO_WUMS | MISO_MI | Internal | Winter | B17 | 100 | 294 | 294 | 90.39 | 90.93 | 0.01 | 0.53
2030 | MISO_WUMS_2_MISO_MI | MISO_WUMS | MISO_MI | Internal | Winter | B18 | 400 | 294 | 0 | 89.12 | 89.12 | 0.01 | 0
2030 | MISO_WUMS_2_MISO_MI | MISO_WUMS | MISO_MI | Internal | Winter | B19 | 700 | 294 | 90.63 | 88.65 | 88.66 | 0.01 | 0
2030 | MISO_WUMS_2_MISO_MI | MISO_WUMS | MISO_MI | Internal | Winter | B20 | 935 | 294 | 0 | 78.29 | 76.9 | 0.01 | 0
2030 | MISO_WUMS_2_MISO_W | MISO_WUMS | MISO_W | Internal | Shoulder | B11 | 25 | 1255 | 131.47 | 93.46 | 93.47 | 0.01 | 0
2030 | MISO_WUMS_2_MISO_W | MISO_WUMS | MISO_W | Internal | Shoulder | B12 | 200 | 1255 | 0 | 87.61 | 87.59 | 0.01 | 0
2030 | MISO_WUMS_2_MISO_W | MISO_WUMS | MISO_W | Internal | Shoulder | B13 | 600 | 1255 | 0 | 85.78 | 83.03 | 0.01 | 0
2030 | MISO_WUMS_2_MISO_W | MISO_WUMS | MISO_W | Internal | Shoulder | B14 | 900 | 1255 | 0 | 85.5 | 16.18 | 0.01 | 0
2030 | MISO_WUMS_2_MISO_W | MISO_WUMS | MISO_W | Internal | Shoulder | B15 | 1203 | 1255 | 0 | 75.66 | 12.01 | 0.01 | 0
2030 | MISO_WUMS_2_MISO_W | MISO_WUMS | MISO_W | Internal | Summer | B1 | 10 | 1255 | 1255 | 154.26 | 186.63 | 0.01 | 32.36
2030 | MISO_WUMS_2_MISO_W | MISO_WUMS | MISO_W | Internal | Summer | B2 | 25 | 1255 | 1063.77 | 147.83 | 147.85 | 0.01 | 0
2030 | MISO_WUMS_2_MISO_W | MISO_WUMS | MISO_W | Internal | Summer | B3 | 75 | 1255 | 0 | 146.22 | 146.22 | 0.01 | 0
2030 | MISO_WUMS_2_MISO_W | MISO_WUMS | MISO_W | Internal | Summer | B4 | 100 | 1255 | 0 | 138.31 | 138.31 | 0.01 | 0
2030 | MISO_WUMS_2_MISO_W | MISO_WUMS | MISO_W | Internal | Summer | B5 | 200 | 1255 | 102.26 | 138.3 | 138.31 | 0.01 | 0
2030 | MISO_WUMS_2_MISO_W | MISO_WUMS | MISO_W | Internal | Summer | B6 | 300 | 1255 | 25.69 | 106.5 | 106.51 | 0.01 | 0
2030 | MISO_WUMS_2_MISO_W | MISO_WUMS | MISO_W | Internal | Summer | B7 | 400 | 1255 | 492.2 | 93.4 | 93.41 | 0.01 | 0
2030 | MISO_WUMS_2_MISO_W | MISO_WUMS | MISO_W | Internal | Summer | B8 | 500 | 1255 | 585.45 | 88.15 | 88.16 | 0.01 | 0
2030 | MISO_WUMS_2_MISO_W | MISO_WUMS | MISO_W | Internal | Summer | B9 | 800 | 1255 | 0 | 83.75 | 83.74 | 0.01 | 0
2030 | MISO_WUMS_2_MISO_W | MISO_WUMS | MISO_W | Internal | Summer | B10 | 1262 | 1255 | 0 | 74.3 | 69.75 | 0.01 | 0
2030 | MISO_WUMS_2_MISO_W | MISO_WUMS | MISO_W | Internal | Winter | B16 | 25 | 1255 | 0 | 90.39 | 5.01 | 0.01 | 0
2030 | MISO_WUMS_2_MISO_W | MISO_WUMS | MISO_W | Internal | Winter | B17 | 100 | 1255 | 0 | 90.39 | 5.02 | 0.01 | 0
2030 | MISO_WUMS_2_MISO_W | MISO_WUMS | MISO_W | Internal | Winter | B18 | 400 | 1255 | 0 | 89.12 | 61.96 | 0.01 | 0
2030 | MISO_WUMS_2_MISO_W | MISO_WUMS | MISO_W | Internal | Winter | B19 | 700 | 1255 | 0 | 88.65 | 61.96 | 0.01 | 0
2030 | MISO_WUMS_2_MISO_W | MISO_WUMS | MISO_W | Internal | Winter | B20 | 935 | 1255 | 0 | 78.29 | 12.01 | 0.01 | 0
2030 | MISO_WUMS_2_PJM_ROR | MISO_WUMS | PJM_ROR | Internal | Shoulder | B11 | 25 | 1600 | 1600 | 93.46 | 95.47 | 2 | 0.01
2030 | MISO_WUMS_2_PJM_ROR | MISO_WUMS | PJM_ROR | Internal | Shoulder | B12 | 200 | 1600 | 1600 | 87.61 | 89.68 | 2 | 0.07
2030 | MISO_WUMS_2_PJM_ROR | MISO_WUMS | PJM_ROR | Internal | Shoulder | B13 | 600 | 1600 | 1090.24 | 85.78 | 87.78 | 2 | 0
2030 | MISO_WUMS_2_PJM_ROR | MISO_WUMS | PJM_ROR | Internal | Shoulder | B14 | 900 | 1600 | 1229.13 | 85.5 | 87.5 | 2 | 0
2030 | MISO_WUMS_2_PJM_ROR | MISO_WUMS | PJM_ROR | Internal | Shoulder | B15 | 1203 | 1600 | 0 | 75.66 | 75.96 | 2 | 0
2030 | MISO_WUMS_2_PJM_ROR | MISO_WUMS | PJM_ROR | Internal | Summer | B1 | 10 | 1600 | 1600 | 154.26 | 188.63 | 2 | 32.37
2030 | MISO_WUMS_2_PJM_ROR | MISO_WUMS | PJM_ROR | Internal | Summer | B2 | 25 | 1600 | 1600 | 147.83 | 149.85 | 2 | 0.01
2030 | MISO_WUMS_2_PJM_ROR | MISO_WUMS | PJM_ROR | Internal | Summer | B3 | 75 | 1600 | 1343.78 | 146.22 | 148.22 | 2 | 0
2030 | MISO_WUMS_2_PJM_ROR | MISO_WUMS | PJM_ROR | Internal | Summer | B4 | 100 | 1600 | 1183.65 | 138.31 | 140.31 | 2 | 0
2030 | MISO_WUMS_2_PJM_ROR | MISO_WUMS | PJM_ROR | Internal | Summer | B5 | 200 | 1600 | 1600 | 138.3 | 140.31 | 2 | 0.01
2030 | MISO_WUMS_2_PJM_ROR | MISO_WUMS | PJM_ROR | Internal | Summer | B6 | 300 | 1600 | 1600 | 106.5 | 108.51 | 2 | 0.01
2030 | MISO_WUMS_2_PJM_ROR | MISO_WUMS | PJM_ROR | Internal | Summer | B7 | 400 | 1600 | 1600 | 93.4 | 95.41 | 2 | 0.01
2030 | MISO_WUMS_2_PJM_ROR | MISO_WUMS | PJM_ROR | Internal | Summer | B8 | 500 | 1600 | 1600 | 88.15 | 90.16 | 2 | 0.01
2030 | MISO_WUMS_2_PJM_ROR | MISO_WUMS | PJM_ROR | Internal | Summer | B9 | 800 | 1600 | 0 | 83.75 | 85.74 | 2 | 0
2030 | MISO_WUMS_2_PJM_ROR | MISO_WUMS | PJM_ROR | Internal | Summer | B10 | 1262 | 1600 | 0 | 74.3 | 74.33 | 2 | 0
2030 | MISO_WUMS_2_PJM_ROR | MISO_WUMS | PJM_ROR | Internal | Winter | B16 | 25 | 1600 | 1600 | 90.39 | 100.44 | 2 | 8.05
2030 | MISO_WUMS_2_PJM_ROR | MISO_WUMS | PJM_ROR | Internal | Winter | B17 | 100 | 1600 | 1600 | 90.39 | 95.86 | 2 | 3.47
2030 | MISO_WUMS_2_PJM_ROR | MISO_WUMS | PJM_ROR | Internal | Winter | B18 | 400 | 1600 | 1583.69 | 89.12 | 91.12 | 2 | 0
2030 | MISO_WUMS_2_PJM_ROR | MISO_WUMS | PJM_ROR | Internal | Winter | B19 | 700 | 1600 | 1600 | 88.65 | 91.12 | 2 | 0.46
2030 | MISO_WUMS_2_PJM_ROR | MISO_WUMS | PJM_ROR | Internal | Winter | B20 | 935 | 1600 | 0 | 78.29 | 78.9 | 2 | 0
2030 | NE_2_MAPP_US | NE | MAPP_US | Internal | Shoulder | B11 | 25 | 1600 | 0 | 88.47 | 86.47 | 5 | 0
2030 | NE_2_MAPP_US | NE | MAPP_US | Internal | Shoulder | B12 | 200 | 1600 | 0 | 82.58 | 80.59 | 5 | 0
2030 | NE_2_MAPP_US | NE | MAPP_US | Internal | Shoulder | B13 | 600 | 1600 | 1000.22 | 71.03 | 76.03 | 5 | 0
2030 | NE_2_MAPP_US | NE | MAPP_US | Internal | Shoulder | B14 | 900 | 1600 | 1469.31 | 4.18 | 9.18 | 5 | 0
2030 | NE_2_MAPP_US | NE | MAPP_US | Internal | Shoulder | B15 | 1203 | 1600 | 1088.69 | 0.01 | 5.01 | 5 | 0
2030 | NE_2_MAPP_US | NE | MAPP_US | Internal | Summer | B1 | 10 | 1600 | 97.39 | 174.63 | 179.63 | 5 | 0
2030 | NE_2_MAPP_US | NE | MAPP_US | Internal | Summer | B2 | 25 | 1600 | 0 | 142.85 | 140.85 | 5 | 0
2030 | NE_2_MAPP_US | NE | MAPP_US | Internal | Summer | B3 | 75 | 1600 | 0 | 141.22 | 139.22 | 5 | 0
2030 | NE_2_MAPP_US | NE | MAPP_US | Internal | Summer | B4 | 100 | 1600 | 0 | 134.31 | 131.31 | 5 | 0
2030 | NE_2_MAPP_US | NE | MAPP_US | Internal | Summer | B5 | 200 | 1600 | 0 | 133.31 | 131.31 | 5 | 0
2030 | NE_2_MAPP_US | NE | MAPP_US | Internal | Summer | B6 | 300 | 1600 | 0 | 101.51 | 99.51 | 5 | 0
2030 | NE_2_MAPP_US | NE | MAPP_US | Internal | Summer | B7 | 400 | 1600 | 0 | 88.41 | 86.41 | 5 | 0
2030 | NE_2_MAPP_US | NE | MAPP_US | Internal | Summer | B8 | 500 | 1600 | 0 | 83.16 | 81.16 | 5 | 0
2030 | NE_2_MAPP_US | NE | MAPP_US | Internal | Summer | B9 | 800 | 1600 | 0 | 78.74 | 76.74 | 5 | 0
2030 | NE_2_MAPP_US | NE | MAPP_US | Internal | Summer | B10 | 1262 | 1600 | 0 | 64.74 | 62.75 | 5 | 0
2030 | NE_2_MAPP_US | NE | MAPP_US | Internal | Winter | B16 | 25 | 1600 | 275.97 | 0.01 | 5.01 | 5 | 0
2030 | NE_2_MAPP_US | NE | MAPP_US | Internal | Winter | B17 | 100 | 1600 | 822.85 | 0.01 | 5.01 | 5 | 0
2030 | NE_2_MAPP_US | NE | MAPP_US | Internal | Winter | B18 | 400 | 1600 | 1009.36 | 49.96 | 54.96 | 5 | 0
2030 | NE_2_MAPP_US | NE | MAPP_US | Internal | Winter | B19 | 700 | 1600 | 1600 | 12.14 | 54.96 | 5 | 37.82
2030 | NE_2_MAPP_US | NE | MAPP_US | Internal | Winter | B20 | 935 | 1600 | 735.79 | 0.01 | 5.01 | 5 | 0
2030 | NE_2_MISO_W | NE | MISO_W | Internal | Shoulder | B11 | 25 | 3614 | 3019.61 | 88.47 | 93.47 | 5 | 0
2030 | NE_2_MISO_W | NE | MISO_W | Internal | Shoulder | B12 | 200 | 3614 | 3614 | 82.58 | 87.59 | 5 | 0.01
2030 | NE_2_MISO_W | NE | MISO_W | Internal | Shoulder | B13 | 600 | 3614 | 3614 | 71.03 | 83.03 | 5 | 7
2030 | NE_2_MISO_W | NE | MISO_W | Internal | Shoulder | B14 | 900 | 3614 | 3614 | 4.18 | 16.18 | 5 | 7
2030 | NE_2_MISO_W | NE | MISO_W | Internal | Shoulder | B15 | 1203 | 3614 | 3614 | 0.01 | 12.01 | 5 | 7
2030 | NE_2_MISO_W | NE | MISO_W | Internal | Summer | B1 | 10 | 3614 | 3614 | 174.63 | 186.63 | 5 | 7
2030 | NE_2_MISO_W | NE | MISO_W | Internal | Summer | B2 | 25 | 3614 | 2889.63 | 142.85 | 147.85 | 5 | 0
2030 | NE_2_MISO_W | NE | MISO_W | Internal | Summer | B3 | 75 | 3614 | 1047.61 | 141.22 | 146.22 | 5 | 0
2030 | NE_2_MISO_W | NE | MISO_W | Internal | Summer | B4 | 100 | 3614 | 0 | 134.31 | 138.31 | 5 | 0
2030 | NE_2_MISO_W | NE | MISO_W | Internal | Summer | B5 | 200 | 3614 | 996.43 | 133.31 | 138.31 | 5 | 0
2030 | NE_2_MISO_W | NE | MISO_W | Internal | Summer | B6 | 300 | 3614 | 2312.28 | 101.51 | 106.51 | 5 | 0
2030 | NE_2_MISO_W | NE | MISO_W | Internal | Summer | B7 | 400 | 3614 | 1110.95 | 88.41 | 93.41 | 5 | 0
2030 | NE_2_MISO_W | NE | MISO_W | Internal | Summer | B8 | 500 | 3614 | 1950.61 | 83.16 | 88.16 | 5 | 0
2030 | NE_2_MISO_W | NE | MISO_W | Internal | Summer | B9 | 800 | 3614 | 1996.23 | 78.74 | 83.74 | 5 | 0
2030 | NE_2_MISO_W | NE | MISO_W | Internal | Summer | B10 | 1262 | 3614 | 3614 | 64.74 | 69.75 | 5 | 0.01
2030 | NE_2_MISO_W | NE | MISO_W | Internal | Winter | B16 | 25 | 3614 | 1871.3 | 0.01 | 5.01 | 5 | 0
2030 | NE_2_MISO_W | NE | MISO_W | Internal | Winter | B17 | 100 | 3614 | 3614 | 0.01 | 5.02 | 5 | 0.01
2030 | NE_2_MISO_W | NE | MISO_W | Internal | Winter | B18 | 400 | 3614 | 3614 | 49.96 | 61.96 | 5 | 7
2030 | NE_2_MISO_W | NE | MISO_W | Internal | Winter | B19 | 700 | 3614 | 3614 | 12.14 | 61.96 | 5 | 44.82
2030 | NE_2_MISO_W | NE | MISO_W | Internal | Winter | B20 | 935 | 3614 | 3614 | 0.01 | 12.01 | 5 | 7
2030 | NE_2_SPP_N | NE | SPP_N | Internal | Shoulder | B11 | 25 | 1854 | 0 | 88.47 | 88.47 | 0.01 | 0
2030 | NE_2_SPP_N | NE | SPP_N | Internal | Shoulder | B12 | 200 | 1854 | 1450.48 | 82.58 | 82.59 | 0.01 | 0
2030 | NE_2_SPP_N | NE | SPP_N | Internal | Shoulder | B13 | 600 | 1854 | 1317.17 | 71.03 | 71.04 | 0.01 | 0
2030 | NE_2_SPP_N | NE | SPP_N | Internal | Shoulder | B14 | 900 | 1854 | 0 | 4.18 | 0.01 | 0.01 | 0
2030 | NE_2_SPP_N | NE | SPP_N | Internal | Shoulder | B15 | 1203 | 1854 | 0 | 0.01 | 0.01 | 0.01 | 0
2030 | NE_2_SPP_N | NE | SPP_N | Internal | Summer | B1 | 10 | 1854 | 0 | 174.63 | 11.52 | 0.01 | 0
2030 | NE_2_SPP_N | NE | SPP_N | Internal | Summer | B2 | 25 | 1854 | 1274.09 | 142.85 | 142.86 | 0.01 | 0
2030 | NE_2_SPP_N | NE | SPP_N | Internal | Summer | B3 | 75 | 1854 | 1854 | 141.22 | 146.56 | 0.01 | 5.32
2030 | NE_2_SPP_N | NE | SPP_N | Internal | Summer | B4 | 100 | 1854 | 1854 | 134.31 | 136.03 | 0.01 | 1.71
2030 | NE_2_SPP_N | NE | SPP_N | Internal | Summer | B5 | 200 | 1854 | 1229.63 | 133.31 | 133.32 | 0.01 | 0
2030 | NE_2_SPP_N | NE | SPP_N | Internal | Summer | B6 | 300 | 1854 | 0 | 101.51 | 101.51 | 0.01 | 0
2030 | NE_2_SPP_N | NE | SPP_N | Internal | Summer | B7 | 400 | 1854 | 1814.44 | 88.41 | 88.43 | 0.01 | 0
2030 | NE_2_SPP_N | NE | SPP_N | Internal | Summer | B8 | 500 | 1854 | 1854 | 83.16 | 86.82 | 0.01 | 3.65
2030 | NE_2_SPP_N | NE | SPP_N | Internal | Summer | B9 | 800 | 1854 | 1854 | 78.74 | 82.97 | 0.01 | 4.22
2030 | NE_2_SPP_N | NE | SPP_N | Internal | Summer | B10 | 1262 | 1854 | 1536.79 | 64.74 | 64.75 | 0.01 | 0
2030 | NE_2_SPP_N | NE | SPP_N | Internal | Winter | B16 | 25 | 1854 | 225 | 0.01 | 0.02 | 0.01 | 0
2030 | NE_2_SPP_N | NE | SPP_N | Internal | Winter | B17 | 100 | 1854 | 739.3 | 0.01 | 0.02 | 0.01 | 0
2030 | NE_2_SPP_N | NE | SPP_N | Internal | Winter | B18 | 400 | 1854 | 1854 | 49.96 | 68.96 | 0.01 | 18.99
2030 | NE_2_SPP_N | NE | SPP_N | Internal | Winter | B19 | 700 | 1854 | 348.52 | 12.14 | 12.15 | 0.01 | 0
2030 | NE_2_SPP_N | NE | SPP_N | Internal | Winter | B20 | 935 | 1854 | 0 | 0.01 | 0.01 | 0.01 | 0
2030 | NEISO_2_NYISO_A-F | NEISO | NYISO_A-F | Internal | Shoulder | B11 | 25 | 600 | 0 | 64.96 | 61.96 | 3 | 0
2030 | NEISO_2_NYISO_A-F | NEISO | NYISO_A-F | Internal | Shoulder | B12 | 200 | 600 | 0 | 64.96 | 61.96 | 3 | 0
2030 | NEISO_2_NYISO_A-F | NEISO | NYISO_A-F | Internal | Shoulder | B13 | 600 | 600 | 0 | 64.96 | 61.96 | 3 | 0
2030 | NEISO_2_NYISO_A-F | NEISO | NYISO_A-F | Internal | Shoulder | B14 | 900 | 600 | 0 | 64.96 | 61.96 | 3 | 0
2030 | NEISO_2_NYISO_A-F | NEISO | NYISO_A-F | Internal | Shoulder | B15 | 1203 | 600 | 0 | 64.96 | 61.96 | 3 | 0
2030 | NEISO_2_NYISO_A-F | NEISO | NYISO_A-F | Internal | Summer | B1 | 10 | 600 | 0 | 393.8 | 84.74 | 3 | 0
2030 | NEISO_2_NYISO_A-F | NEISO | NYISO_A-F | Internal | Summer | B2 | 25 | 600 | 0 | 175.57 | 92.91 | 3 | 0
2030 | NEISO_2_NYISO_A-F | NEISO | NYISO_A-F | Internal | Summer | B3 | 75 | 600 | 0 | 120.56 | 94.07 | 3 | 0
2030 | NEISO_2_NYISO_A-F | NEISO | NYISO_A-F | Internal | Summer | B4 | 100 | 600 | 0 | 95.94 | 92.94 | 3 | 0
2030 | NEISO_2_NYISO_A-F | NEISO | NYISO_A-F | Internal | Summer | B5 | 200 | 600 | 0 | 80.85 | 77.85 | 3 | 0
2030 | NEISO_2_NYISO_A-F | NEISO | NYISO_A-F | Internal | Summer | B6 | 300 | 600 | 0 | 70.17 | 68.77 | 3 | 0
2030 | NEISO_2_NYISO_A-F | NEISO | NYISO_A-F | Internal | Summer | B7 | 400 | 600 | 0 | 70.17 | 68.77 | 3 | 0
2030 | NEISO_2_NYISO_A-F | NEISO | NYISO_A-F | Internal | Summer | B8 | 500 | 600 | 0 | 70.17 | 68.77 | 3 | 0
2030 | NEISO_2_NYISO_A-F | NEISO | NYISO_A-F | Internal | Summer | B9 | 800 | 600 | 0 | 70.17 | 68.77 | 3 | 0
2030 | NEISO_2_NYISO_A-F | NEISO | NYISO_A-F | Internal | Summer | B10 | 1262 | 600 | 0 | 70.17 | 68.77 | 3 | 0
2030 | NEISO_2_NYISO_A-F | NEISO | NYISO_A-F | Internal | Winter | B16 | 25 | 600 | 0 | 64.96 | 61.96 | 3 | 0
2030 | NEISO_2_NYISO_A-F | NEISO | NYISO_A-F | Internal | Winter | B17 | 100 | 600 | 0 | 64.96 | 61.96 | 3 | 0
2030 | NEISO_2_NYISO_A-F | NEISO | NYISO_A-F | Internal | Winter | B18 | 400 | 600 | 0 | 64.96 | 61.96 | 3 | 0
2030 | NEISO_2_NYISO_A-F | NEISO | NYISO_A-F | Internal | Winter | B19 | 700 | 600 | 0 | 64.96 | 61.96 | 3 | 0
2030 | NEISO_2_NYISO_A-F | NEISO | NYISO_A-F | Internal | Winter | B20 | 935 | 600 | 0 | 64.96 | 61.96 | 3 | 0
2030 | NEISO_2_NYISO_G-I | NEISO | NYISO_G-I | Internal | Shoulder | B11 | 25 | 600 | 600 | 64.96 | 85.96 | 3 | 17.99
2030 | NEISO_2_NYISO_G-I | NEISO | NYISO_G-I | Internal | Shoulder | B12 | 200 | 600 | 600 | 64.96 | 84.85 | 3 | 16.89
2030 | NEISO_2_NYISO_G-I | NEISO | NYISO_G-I | Internal | Shoulder | B13 | 600 | 600 | 600 | 64.96 | 84.85 | 3 | 16.89
2030 | NEISO_2_NYISO_G-I | NEISO | NYISO_G-I | Internal | Shoulder | B14 | 900 | 600 | 600 | 64.96 | 79.5 | 3 | 11.54
2030 | NEISO_2_NYISO_G-I | NEISO | NYISO_G-I | Internal | Shoulder | B15 | 1203 | 600 | 257.63 | 64.96 | 67.96 | 3 | 0
2030 | NEISO_2_NYISO_G-I | NEISO | NYISO_G-I | Internal | Summer | B1 | 10 | 600 | 0 | 393.8 | 396.79 | 3 | 0
2030 | NEISO_2_NYISO_G-I | NEISO | NYISO_G-I | Internal | Summer | B2 | 25 | 600 | 0 | 175.57 | 178.55 | 3 | 0
2030 | NEISO_2_NYISO_G-I | NEISO | NYISO_G-I | Internal | Summer | B3 | 75 | 600 | 600 | 120.56 | 140.22 | 3 | 16.66
2030 | NEISO_2_NYISO_G-I | NEISO | NYISO_G-I | Internal | Summer | B4 | 100 | 600 | 600 | 95.94 | 117.22 | 3 | 18.28
2030 | NEISO_2_NYISO_G-I | NEISO | NYISO_G-I | Internal | Summer | B5 | 200 | 600 | 600 | 80.85 | 117.22 | 3 | 33.37
2030 | NEISO_2_NYISO_G-I | NEISO | NYISO_G-I | Internal | Summer | B6 | 300 | 600 | 600 | 70.17 | 100.47 | 3 | 27.3
2030 | NEISO_2_NYISO_G-I | NEISO | NYISO_G-I | Internal | Summer | B7 | 400 | 600 | 600 | 70.17 | 86.6 | 3 | 13.43
2030 | NEISO_2_NYISO_G-I | NEISO | NYISO_G-I | Internal | Summer | B8 | 500 | 600 | 600 | 70.17 | 82.16 | 3 | 8.99
2030 | NEISO_2_NYISO_G-I | NEISO | NYISO_G-I | Internal | Summer | B9 | 800 | 600 | 600 | 70.17 | 77.74 | 3 | 4.57
2030 | NEISO_2_NYISO_G-I | NEISO | NYISO_G-I | Internal | Summer | B10 | 1262 | 600 | 0 | 70.17 | 70.56 | 3 | 0
2030 | NEISO_2_NYISO_G-I | NEISO | NYISO_G-I | Internal | Winter | B16 | 25 | 600 | 600 | 64.96 | 94.37 | 3 | 26.4
2030 | NEISO_2_NYISO_G-I | NEISO | NYISO_G-I | Internal | Winter | B17 | 100 | 600 | 600 | 64.96 | 94.37 | 3 | 26.4
2030 | NEISO_2_NYISO_G-I | NEISO | NYISO_G-I | Internal | Winter | B18 | 400 | 600 | 600 | 64.96 | 94.37 | 3 | 26.4
2030 | NEISO_2_NYISO_G-I | NEISO | NYISO_G-I | Internal | Winter | B19 | 700 | 600 | 600 | 64.96 | 84.07 | 3 | 16.11
2030 | NEISO_2_NYISO_G-I | NEISO | NYISO_G-I | Internal | Winter | B20 | 935 | 600 | 600 | 64.96 | 70.89 | 3 | 2.93
2030 | NEISO_2_NYISO_J-K | NEISO | NYISO_J-K | Internal | Shoulder | B11 | 25 | 1038 | 1038 | 64.96 | 85.97 | 3 | 18.01
2030 | NEISO_2_NYISO_J-K | NEISO | NYISO_J-K | Internal | Shoulder | B12 | 200 | 1038 | 1038 | 64.96 | 84.86 | 3 | 16.9
2030 | NEISO_2_NYISO_J-K | NEISO | NYISO_J-K | Internal | Shoulder | B13 | 600 | 1038 | 1038 | 64.96 | 84.86 | 3 | 16.9
2030 | NEISO_2_NYISO_J-K | NEISO | NYISO_J-K | Internal | Shoulder | B14 | 900 | 1038 | 1038 | 64.96 | 79.51 | 3 | 11.55
2030 | NEISO_2_NYISO_J-K | NEISO | NYISO_J-K | Internal | Shoulder | B15 | 1203 | 1038 | 1038 | 64.96 | 67.97 | 3 | 0.01
2030 | NEISO_2_NYISO_J-K | NEISO | NYISO_J-K | Internal | Summer | B1 | 10 | 1038 | 629.7 | 393.8 | 396.8 | 3 | 0
2030 | NEISO_2_NYISO_J-K | NEISO | NYISO_J-K | Internal | Summer | B2 | 25 | 1038 | 725.05 | 175.57 | 178.57 | 3 | 0
2030 | NEISO_2_NYISO_J-K | NEISO | NYISO_J-K | Internal | Summer | B3 | 75 | 1038 | 1038 | 120.56 | 140.23 | 3 | 16.67
2030 | NEISO_2_NYISO_J-K | NEISO | NYISO_J-K | Internal | Summer | B4 | 100 | 1038 | 1038 | 95.94 | 117.23 | 3 | 18.29
2030 | NEISO_2_NYISO_J-K | NEISO | NYISO_J-K | Internal | Summer | B5 | 200 | 1038 | 1038 | 80.85 | 117.23 | 3 | 33.38
2030 | NEISO_2_NYISO_J-K | NEISO | NYISO_J-K | Internal | Summer | B6 | 300 | 1038 | 1038 | 70.17 | 100.48 | 3 | 27.31
2030 | NEISO_2_NYISO_J-K | NEISO | NYISO_J-K | Internal | Summer | B7 | 400 | 1038 | 1038 | 70.17 | 86.61 | 3 | 13.44
2030 | NEISO_2_NYISO_J-K | NEISO | NYISO_J-K | Internal | Summer | B8 | 500 | 1038 | 1038 | 70.17 | 82.17 | 3 | 9
2030 | NEISO_2_NYISO_J-K | NEISO | NYISO_J-K | Internal | Summer | B9 | 800 | 1038 | 1038 | 70.17 | 77.75 | 3 | 4.58
2030 | NEISO_2_NYISO_J-K | NEISO | NYISO_J-K | Internal | Summer | B10 | 1262 | 1038 | 0 | 70.17 | 70.57 | 3 | 0
2030 | NEISO_2_NYISO_J-K | NEISO | NYISO_J-K | Internal | Winter | B16 | 25 | 1038 | 1038 | 64.96 | 97.2 | 3 | 29.24
2030 | NEISO_2_NYISO_J-K | NEISO | NYISO_J-K | Internal | Winter | B17 | 100 | 1038 | 1038 | 64.96 | 97.2 | 3 | 29.24
2030 | NEISO_2_NYISO_J-K | NEISO | NYISO_J-K | Internal | Winter | B18 | 400 | 1038 | 1038 | 64.96 | 97.2 | 3 | 29.24
2030 | NEISO_2_NYISO_J-K | NEISO | NYISO_J-K | Internal | Winter | B19 | 700 | 1038 | 1038 | 64.96 | 84.08 | 3 | 16.12
2030 | NEISO_2_NYISO_J-K | NEISO | NYISO_J-K | Internal | Winter | B20 | 935 | 1038 | 1038 | 64.96 | 70.9 | 3 | 2.94
2030 | NonRTO_Midwest_2_MISO_IN | NonRTO_Midwest | MISO_IN | Internal | Shoulder | B11 | 25 | 4450 | 0 | 101.46 | 93.46 | 8 | 0
2030 | NonRTO_Midwest_2_MISO_IN | NonRTO_Midwest | MISO_IN | Internal | Shoulder | B12 | 200 | 4450 | 0 | 95.59 | 87.59 | 8 | 0
2030 | NonRTO_Midwest_2_MISO_IN | NonRTO_Midwest | MISO_IN | Internal | Shoulder | B13 | 600 | 4450 | 0 | 91.03 | 83.03 | 8 | 0
2030 | NonRTO_Midwest_2_MISO_IN | NonRTO_Midwest | MISO_IN | Internal | Shoulder | B14 | 900 | 4450 | 0 | 83.91 | 75.91 | 8 | 0
2030 | NonRTO_Midwest_2_MISO_IN | NonRTO_Midwest | MISO_IN | Internal | Shoulder | B15 | 1203 | 4450 | 0 | 81.96 | 73.96 | 8 | 0
2030 | NonRTO_Midwest_2_MISO_IN | NonRTO_Midwest | MISO_IN | Internal | Summer | B1 | 10 | 4450 | 0 | 194.62 | 186.62 | 8 | 0
2030 | NonRTO_Midwest_2_MISO_IN | NonRTO_Midwest | MISO_IN | Internal | Summer | B2 | 25 | 4450 | 0 | 155.85 | 147.85 | 8 | 0
2030 | NonRTO_Midwest_2_MISO_IN | NonRTO_Midwest | MISO_IN | Internal | Summer | B3 | 75 | 4450 | 0 | 154.22 | 146.22 | 8 | 0
2030 | NonRTO_Midwest_2_MISO_IN | NonRTO_Midwest | MISO_IN | Internal | Summer | B4 | 100 | 4450 | 0 | 149.04 | 141.04 | 8 | 0
2030 | NonRTO_Midwest_2_MISO_IN | NonRTO_Midwest | MISO_IN | Internal | Summer | B5 | 200 | 4450 | 0 | 147.2 | 139.2 | 8 | 0
2030 | NonRTO_Midwest_2_MISO_IN | NonRTO_Midwest | MISO_IN | Internal | Summer | B6 | 300 | 4450 | 0 | 114.51 | 106.51 | 8 | 0
2030 | NonRTO_Midwest_2_MISO_IN | NonRTO_Midwest | MISO_IN | Internal | Summer | B7 | 400 | 4450 | 0 | 101.41 | 93.41 | 8 | 0
2030 | NonRTO_Midwest_2_MISO_IN | NonRTO_Midwest | MISO_IN | Internal | Summer | B8 | 500 | 4450 | 0 | 99.81 | 91.81 | 8 | 0
2030 | NonRTO_Midwest_2_MISO_IN | NonRTO_Midwest | MISO_IN | Internal | Summer | B9 | 800 | 4450 | 0 | 91.75 | 83.75 | 8 | 0
2030 | NonRTO_Midwest_2_MISO_IN | NonRTO_Midwest | MISO_IN | Internal | Summer | B10 | 1262 | 4450 | 0 | 81.78 | 74.56 | 8 | 0
2030 | NonRTO_Midwest_2_MISO_IN | NonRTO_Midwest | MISO_IN | Internal | Winter | B16 | 25 | 4450 | 0 | 98.7 | 90.7 | 8 | 0
2030 | NonRTO_Midwest_2_MISO_IN | NonRTO_Midwest | MISO_IN | Internal | Winter | B17 | 100 | 4450 | 0 | 98.92 | 90.92 | 8 | 0
2030 | NonRTO_Midwest_2_MISO_IN | NonRTO_Midwest | MISO_IN | Internal | Winter | B18 | 400 | 4450 | 0 | 91.54 | 83.54 | 8 | 0
2030 | NonRTO_Midwest_2_MISO_IN | NonRTO_Midwest | MISO_IN | Internal | Winter | B19 | 700 | 4450 | 0 | 88.93 | 80.93 | 8 | 0
2030 | NonRTO_Midwest_2_MISO_IN | NonRTO_Midwest | MISO_IN | Internal | Winter | B20 | 935 | 4450 | 0 | 84.89 | 76.89 | 8 | 0
2030 | NonRTO_Midwest_2_TVA_Transmission | NonRTO_Midwest | TVA_Transmission | Internal | Shoulder | B11 | 25 | 2400 | 0 | 101.46 | 101.47 | 8 | 0
2030 | NonRTO_Midwest_2_TVA_Transmission | NonRTO_Midwest | TVA_Transmission | Internal | Shoulder | B12 | 200 | 2400 | 0 | 95.59 | 95.61 | 8 | 0
2030 | NonRTO_Midwest_2_TVA_Transmission | NonRTO_Midwest | TVA_Transmission | Internal | Shoulder | B13 | 600 | 2400 | 0 | 91.03 | 91.04 | 8 | 0
2030 | NonRTO_Midwest_2_TVA_Transmission | NonRTO_Midwest | TVA_Transmission | Internal | Shoulder | B14 | 900 | 2400 | 0 | 83.91 | 86.23 | 8 | 0
2030 | NonRTO_Midwest_2_TVA_Transmission | NonRTO_Midwest | TVA_Transmission | Internal | Shoulder | B15 | 1203 | 2400 | 0 | 81.96 | 80.02 | 8 | 0
2030 | NonRTO_Midwest_2_TVA_Transmission | NonRTO_Midwest | TVA_Transmission | Internal | Summer | B1 | 10 | 2400 | 1480.27 | 194.62 | 202.62 | 8 | 0
2030 | NonRTO_Midwest_2_TVA_Transmission | NonRTO_Midwest | TVA_Transmission | Internal | Summer | B2 | 25 | 2400 | 747.12 | 155.85 | 163.85 | 8 | 0
2030 | NonRTO_Midwest_2_TVA_Transmission | NonRTO_Midwest | TVA_Transmission | Internal | Summer | B3 | 75 | 2400 | 0 | 154.22 | 154.23 | 8 | 0
2030 | NonRTO_Midwest_2_TVA_Transmission | NonRTO_Midwest | TVA_Transmission | Internal | Summer | B4 | 100 | 2400 | 0 | 149.04 | 149.03 | 8 | 0
2030 | NonRTO_Midwest_2_TVA_Transmission | NonRTO_Midwest | TVA_Transmission | Internal | Summer | B5 | 200 | 2400 | 0 | 147.2 | 146.31 | 8 | 0
2030 | NonRTO_Midwest_2_TVA_Transmission | NonRTO_Midwest | TVA_Transmission | Internal | Summer | B6 | 300 | 2400 | 0 | 114.51 | 110.14 | 8 | 0
2030 | NonRTO_Midwest_2_TVA_Transmission | NonRTO_Midwest | TVA_Transmission | Internal | Summer | B7 | 400 | 2400 | 0 | 101.41 | 97.17 | 8 | 0
2030 | NonRTO_Midwest_2_TVA_Transmission | NonRTO_Midwest | TVA_Transmission | Internal | Summer | B8 | 500 | 2400 | 0 | 99.81 | 95.09 | 8 | 0
2030 | NonRTO_Midwest_2_TVA_Transmission | NonRTO_Midwest | TVA_Transmission | Internal | Summer | B9 | 800 | 2400 | 0 | 91.75 | 91.74 | 8 | 0
2030 | NonRTO_Midwest_2_TVA_Transmission | NonRTO_Midwest | TVA_Transmission | Internal | Summer | B10 | 1262 | 2400 | 0 | 81.78 | 80.33 | 8 | 0
2030 | NonRTO_Midwest_2_TVA_Transmission | NonRTO_Midwest | TVA_Transmission | Internal | Winter | B16 | 25 | 2400 | 0 | 98.7 | 101.48 | 8 | 0
2030 | NonRTO_Midwest_2_TVA_Transmission | NonRTO_Midwest | TVA_Transmission | Internal | Winter | B17 | 100 | 2400 | 0 | 98.92 | 98.91 | 8 | 0
2030 | NonRTO_Midwest_2_TVA_Transmission | NonRTO_Midwest | TVA_Transmission | Internal | Winter | B18 | 400 | 2400 | 0 | 91.54 | 91.53 | 8 | 0
2030 | NonRTO_Midwest_2_TVA_Transmission | NonRTO_Midwest | TVA_Transmission | Internal | Winter | B19 | 700 | 2400 | 0 | 88.93 | 88.91 | 8 | 0
2030 | NonRTO_Midwest_2_TVA_Transmission | NonRTO_Midwest | TVA_Transmission | Internal | Winter | B20 | 935 | 2400 | 0 | 84.89 | 81.99 | 8 | 0
2030 | NYISO_A-F_2_NEISO | NYISO_A-F | NEISO | Internal | Shoulder | B11 | 25 | 600 | 372.38 | 61.96 | 64.96 | 3 | 0
2030 | NYISO_A-F_2_NEISO | NYISO_A-F | NEISO | Internal | Shoulder | B12 | 200 | 600 | 492.25 | 61.96 | 64.96 | 3 | 0
2030 | NYISO_A-F_2_NEISO | NYISO_A-F | NEISO | Internal | Shoulder | B13 | 600 | 600 | 558.1 | 61.96 | 64.96 | 3 | 0
2030 | NYISO_A-F_2_NEISO | NYISO_A-F | NEISO | Internal | Shoulder | B14 | 900 | 600 | 568.94 | 61.96 | 64.96 | 3 | 0
2030 | NYISO_A-F_2_NEISO | NYISO_A-F | NEISO | Internal | Shoulder | B15 | 1203 | 600 | 575.21 | 61.96 | 64.96 | 3 | 0
2030 | NYISO_A-F_2_NEISO | NYISO_A-F | NEISO | Internal | Summer | B1 | 10 | 600 | 600 | 84.74 | 393.8 | 3 | 306.06
2030 | NYISO_A-F_2_NEISO | NYISO_A-F | NEISO | Internal | Summer | B2 | 25 | 600 | 600 | 92.91 | 175.57 | 3 | 79.66
2030 | NYISO_A-F_2_NEISO | NYISO_A-F | NEISO | Internal | Summer | B3 | 75 | 600 | 600 | 94.07 | 120.56 | 3 | 23.49
2030 | NYISO_A-F_2_NEISO | NYISO_A-F | NEISO | Internal | Summer | B4 | 100 | 600 | 355.88 | 92.94 | 95.94 | 3 | 0
2030 | NYISO_A-F_2_NEISO | NYISO_A-F | NEISO | Internal | Summer | B5 | 200 | 600 | 533 | 77.85 | 80.85 | 3 | 0
2030 | NYISO_A-F_2_NEISO | NYISO_A-F | NEISO | Internal | Summer | B6 | 300 | 600 | 0 | 68.77 | 70.17 | 3 | 0
2030 | NYISO_A-F_2_NEISO | NYISO_A-F | NEISO | Internal | Summer | B7 | 400 | 600 | 0 | 68.77 | 70.17 | 3 | 0
2030 | NYISO_A-F_2_NEISO | NYISO_A-F | NEISO | Internal | Summer | B8 | 500 | 600 | 0 | 68.77 | 70.17 | 3 | 0
2030 | NYISO_A-F_2_NEISO | NYISO_A-F | NEISO | Internal | Summer | B9 | 800 | 600 | 0 | 68.77 | 70.17 | 3 | 0
2030 | NYISO_A-F_2_NEISO | NYISO_A-F | NEISO | Internal | Summer | B10 | 1262 | 600 | 0 | 68.77 | 70.17 | 3 | 0
2030 | NYISO_A-F_2_NEISO | NYISO_A-F | NEISO | Internal | Winter | B16 | 25 | 600 | 566.71 | 61.96 | 64.96 | 3 | 0
2030 | NYISO_A-F_2_NEISO | NYISO_A-F | NEISO | Internal | Winter | B17 | 100 | 600 | 459.74 | 61.96 | 64.96 | 3 | 0
2030 | NYISO_A-F_2_NEISO | NYISO_A-F | NEISO | Internal | Winter | B18 | 400 | 600 | 527.83 | 61.96 | 64.96 | 3 | 0
2030 | NYISO_A-F_2_NEISO | NYISO_A-F | NEISO | Internal | Winter | B19 | 700 | 600 | 551.68 | 61.96 | 64.96 | 3 | 0
2030 | NYISO_A-F_2_NEISO | NYISO_A-F | NEISO | Internal | Winter | B20 | 935 | 600 | 561.22 | 61.96 | 64.96 | 3 | 0
2030 | NYISO_A-F_2_NYISO_G-I | NYISO_A-F | NYISO_G-I | Internal | Shoulder | B11 | 25 | 5266 | 5266 | 61.96 | 85.96 | 0.01 | 23.98
2030 | NYISO_A-F_2_NYISO_G-I | NYISO_A-F | NYISO_G-I | Internal | Shoulder | B12 | 200 | 5266 | 5266 | 61.96 | 84.85 | 0.01 | 22.88
2030 | NYISO_A-F_2_NYISO_G-I | NYISO_A-F | NYISO_G-I | Internal | Shoulder | B13 | 600 | 5266 | 5266 | 61.96 | 84.85 | 0.01 | 22.88
2030 | NYISO_A-F_2_NYISO_G-I | NYISO_A-F | NYISO_G-I | Internal | Shoulder | B14 | 900 | 5266 | 5266 | 61.96 | 79.5 | 0.01 | 17.52
2030 | NYISO_A-F_2_NYISO_G-I | NYISO_A-F | NYISO_G-I | Internal | Shoulder | B15 | 1203 | 5266 | 5266 | 61.96 | 67.96 | 0.01 | 5.99
2030 | NYISO_A-F_2_NYISO_G-I | NYISO_A-F | NYISO_G-I | Internal | Summer | B1 | 10 | 5266 | 5266 | 84.74 | 396.79 | 0.01 | 312.04
2030 | NYISO_A-F_2_NYISO_G-I | NYISO_A-F | NYISO_G-I | Internal | Summer | B2 | 25 | 5266 | 5266 | 92.91 | 178.55 | 0.01 | 85.64
2030 | NYISO_A-F_2_NYISO_G-I | NYISO_A-F | NYISO_G-I | Internal | Summer | B3 | 75 | 5266 | 5266 | 94.07 | 140.22 | 0.01 | 46.14
2030 | NYISO_A-F_2_NYISO_G-I | NYISO_A-F | NYISO_G-I | Internal | Summer | B4 | 100 | 5266 | 5266 | 92.94 | 117.22 | 0.01 | 24.27
2030 | NYISO_A-F_2_NYISO_G-I | NYISO_A-F | NYISO_G-I | Internal | Summer | B5 | 200 | 5266 | 5266 | 77.85 | 117.22 | 0.01 | 39.36
2030 | NYISO_A-F_2_NYISO_G-I | NYISO_A-F | NYISO_G-I | Internal | Summer | B6 | 300 | 5266 | 5266 | 68.77 | 100.47 | 0.01 | 31.69
2030 | NYISO_A-F_2_NYISO_G-I | NYISO_A-F | NYISO_G-I | Internal | Summer | B7 | 400 | 5266 | 5266 | 68.77 | 86.6 | 0.01 | 17.81
2030 | NYISO_A-F_2_NYISO_G-I | NYISO_A-F | NYISO_G-I | Internal | Summer | B8 | 500 | 5266 | 5266 | 68.77 | 82.16 | 0.01 | 13.38
2030 | NYISO_A-F_2_NYISO_G-I | NYISO_A-F | NYISO_G-I | Internal | Summer | B9 | 800 | 5266 | 5266 | 68.77 | 77.74 | 0.01 | 8.96
2030 | NYISO_A-F_2_NYISO_G-I | NYISO_A-F | NYISO_G-I | Internal | Summer | B10 | 1262 | 5266 | 5266 | 68.77 | 70.56 | 0.01 | 1.78
2030 | NYISO_A-F_2_NYISO_G-I | NYISO_A-F | NYISO_G-I | Internal | Winter | B16 | 25 | 5266 | 5266 | 61.96 | 94.37 | 0.01 | 32.39
2030 | NYISO_A-F_2_NYISO_G-I | NYISO_A-F | NYISO_G-I | Internal | Winter | B17 | 100 | 5266 | 5266 | 61.96 | 94.37 | 0.01 | 32.39
2030 | NYISO_A-F_2_NYISO_G-I | NYISO_A-F | NYISO_G-I | Internal | Winter | B18 | 400 | 5266 | 5266 | 61.96 | 94.37 | 0.01 | 32.39
2030 | NYISO_A-F_2_NYISO_G-I | NYISO_A-F | NYISO_G-I | Internal | Winter | B19 | 700 | 5266 | 5266 | 61.96 | 84.07 | 0.01 | 22.1
2030 | NYISO_A-F_2_NYISO_G-I | NYISO_A-F | NYISO_G-I | Internal | Winter | B20 | 935 | 5266 | 5266 | 61.96 | 70.89 | 0.01 | 8.92
2030 | NYISO_A-F_2_PJM_ROM | NYISO_A-F | PJM_ROM | Internal | Shoulder | B11 | 25 | 1000 | 1000 | 61.96 | 95.46 | 8 | 25.5
2030 | NYISO_A-F_2_PJM_ROM | NYISO_A-F | PJM_ROM | Internal | Shoulder | B12 | 200 | 1000 | 1000 | 61.96 | 89.69 | 8 | 19.73
2030 | NYISO_A-F_2_PJM_ROM | NYISO_A-F | PJM_ROM | Internal | Shoulder | B13 | 600 | 1000 | 1000 | 61.96 | 87.79 | 8 | 17.83
2030 | NYISO_A-F_2_PJM_ROM | NYISO_A-F | PJM_ROM | Internal | Shoulder | B14 | 900 | 1000 | 1000 | 61.96 | 87.51 | 8 | 17.55
2030 | NYISO_A-F_2_PJM_ROM | NYISO_A-F | PJM_ROM | Internal | Shoulder | B15 | 1203 | 1000 | 1000 | 61.96 | 75.97 | 8 | 6.01
2030 | NYISO_A-F_2_PJM_ROM | NYISO_A-F | PJM_ROM | Internal | Summer | B1 | 10 | 1000 | 1000 | 84.74 | 188.65 | 8 | 95.91
2030 | NYISO_A-F_2_PJM_ROM | NYISO_A-F | PJM_ROM | Internal | Summer | B2 | 25 | 1000 | 1000 | 92.91 | 149.86 | 8 | 48.95
2030 | NYISO_A-F_2_PJM_ROM | NYISO_A-F | PJM_ROM | Internal | Summer | B3 | 75 | 1000 | 1000 | 94.07 | 148.23 | 8 | 46.16
2030 | NYISO_A-F_2_PJM_ROM | NYISO_A-F | PJM_ROM | Internal | Summer | B4 | 100 | 1000 | 1000 | 92.94 | 140.3 | 8 | 39.36
2030 | NYISO_A-F_2_PJM_ROM | NYISO_A-F | PJM_ROM | Internal | Summer | B5 | 200 | 1000 | 1000 | 77.85 | 140.3 | 8 | 54.45
2030 | NYISO_A-F_2_PJM_ROM | NYISO_A-F | PJM_ROM | Internal | Summer | B6 | 300 | 1000 | 1000 | 68.77 | 108.5 | 8 | 31.73
2030 | NYISO_A-F_2_PJM_ROM | NYISO_A-F | PJM_ROM | Internal | Summer | B7 | 400 | 1000 | 1000 | 68.77 | 95.4 | 8 | 18.63
2030 | NYISO_A-F_2_PJM_ROM | NYISO_A-F | PJM_ROM | Internal | Summer | B8 | 500 | 1000 | 1000 | 68.77 | 90.17 | 8 | 13.4
2030 | NYISO_A-F_2_PJM_ROM | NYISO_A-F | PJM_ROM | Internal | Summer | B9 | 800 | 1000 | 1000 | 68.77 | 85.75 | 8 | 8.98
2030 | NYISO_A-F_2_PJM_ROM | NYISO_A-F | PJM_ROM | Internal | Summer | B10 | 1262 | 1000 | 0 | 68.77 | 74.34 | 8 | 0
2030 | NYISO_A-F_2_PJM_ROM | NYISO_A-F | PJM_ROM | Internal | Winter | B16 | 25 | 1000 | 1000 | 61.96 | 100.45 | 8 | 30.49
2030 | NYISO_A-F_2_PJM_ROM | NYISO_A-F | PJM_ROM | Internal | Winter | B17 | 100 | 1000 | 1000 | 61.96 | 95.88 | 8 | 25.91
2030 | NYISO_A-F_2_PJM_ROM | NYISO_A-F | PJM_ROM | Internal | Winter | B18 | 400 | 1000 | 1000 | 61.96 | 93.46 | 8 | 23.5
2030 | NYISO_A-F_2_PJM_ROM | NYISO_A-F | PJM_ROM | Internal | Winter | B19 | 700 | 1000 | 1000 | 61.96 | 91.13 | 8 | 21.17
2030 | NYISO_A-F_2_PJM_ROM | NYISO_A-F | PJM_ROM | Internal | Winter | B20 | 935 | 1000 | 1000 | 61.96 | 78.91 | 8 | 8.95
2030 | NYISO_G-I_2_NEISO | NYISO_G-I | NEISO | Internal | Shoulder | B11 | 25 | 600 | 0 | 85.96 | 64.96 | 3 | 0
2030 | NYISO_G-I_2_NEISO | NYISO_G-I | NEISO | Internal | Shoulder | B12 | 200 | 600 | 0 | 84.85 | 64.96 | 3 | 0
2030 | NYISO_G-I_2_NEISO | NYISO_G-I | NEISO | Internal | Shoulder | B13 | 600 | 600 | 0 | 84.85 | 64.96 | 3 | 0
2030 | NYISO_G-I_2_NEISO | NYISO_G-I | NEISO | Internal | Shoulder | B14 | 900 | 600 | 0 | 79.5 | 64.96 | 3 | 0
2030 | NYISO_G-I_2_NEISO | NYISO_G-I | NEISO | Internal | Shoulder | B15 | 1203 | 600 | 0 | 67.96 | 64.96 | 3 | 0
2030 | NYISO_G-I_2_NEISO | NYISO_G-I | NEISO | Internal | Summer | B1 | 10 | 600 | 0 | 396.79 | 393.8 | 3 | 0
2030 | NYISO_G-I_2_NEISO | NYISO_G-I | NEISO | Internal | Summer | B2 | 25 | 600 | 0 | 178.55 | 175.57 | 3 | 0
2030 | NYISO_G-I_2_NEISO | NYISO_G-I | NEISO | Internal | Summer | B3 | 75 | 600 | 0 | 140.22 | 120.56 | 3 | 0
2030 | NYISO_G-I_2_NEISO | NYISO_G-I | NEISO | Internal | Summer | B4 | 100 | 600 | 0 | 117.22 | 95.94 | 3 | 0
2030 | NYISO_G-I_2_NEISO | NYISO_G-I | NEISO | Internal | Summer | B5 | 200 | 600 | 0 | 117.22 | 80.85 | 3 | 0
2030 | NYISO_G-I_2_NEISO | NYISO_G-I | NEISO | Internal | Summer | B6 | 300 | 600 | 0 | 100.47 | 70.17 | 3 | 0
2030 | NYISO_G-I_2_NEISO | NYISO_G-I | NEISO | Internal | Summer | B7 | 400 | 600 | 0 | 86.6 | 70.17 | 3 | 0
2030 | NYISO_G-I_2_NEISO | NYISO_G-I | NEISO | Internal | Summer | B8 | 500 | 600 | 0 | 82.16 | 70.17 | 3 | 0
2030 | NYISO_G-I_2_NEISO | NYISO_G-I | NEISO | Internal | Summer | B9 | 800 | 600 | 0 | 77.74 | 70.17 | 3 | 0
2030 | NYISO_G-I_2_NEISO | NYISO_G-I | NEISO | Internal | Summer | B10 | 1262 | 600 | 0 | 70.56 | 70.17 | 3 | 0
2030 | NYISO_G-I_2_NEISO | NYISO_G-I | NEISO | Internal | Winter | B16 | 25 | 600 | 0 | 94.37 | 64.96 | 3 | 0
2030 | NYISO_G-I_2_NEISO | NYISO_G-I | NEISO | Internal | Winter | B17 | 100 | 600 | 0 | 94.37 | 64.96 | 3 | 0
2030 | NYISO_G-I_2_NEISO | NYISO_G-I | NEISO | Internal | Winter | B18 | 400 | 600 | 0 | 94.37 | 64.96 | 3 | 0
2030 | NYISO_G-I_2_NEISO | NYISO_G-I | NEISO | Internal | Winter | B19 | 700 | 600 | 0 | 84.07 | 64.96 | 3 | 0
2030 | NYISO_G-I_2_NEISO | NYISO_G-I | NEISO | Internal | Winter | B20 | 935 | 600 | 0 | 70.89 | 64.96 | 3 | 0
2030 | NYISO_G-I_2_NYISO_J-K | NYISO_G-I | NYISO_J-K | Internal | Shoulder | B11 | 25 | 6130 | 4846.64 | 85.96 | 85.97 | 0.01 | 0
2030 | NYISO_G-I_2_NYISO_J-K | NYISO_G-I | NYISO_J-K | Internal | Shoulder | B12 | 200 | 6130 | 5413.62 | 84.85 | 84.86 | 0.01 | 0
2030 | NYISO_G-I_2_NYISO_J-K | NYISO_G-I | NYISO_J-K | Internal | Shoulder | B13 | 600 | 6130 | 5523.56 | 84.85 | 84.86 | 0.01 | 0
2030 | NYISO_G-I_2_NYISO_J-K | NYISO_G-I | NYISO_J-K | Internal | Shoulder | B14 | 900 | 6130 | 4998.5 | 79.5 | 79.51 | 0.01 | 0
2030 | NYISO_G-I_2_NYISO_J-K | NYISO_G-I | NYISO_J-K | Internal | Shoulder | B15 | 1203 | 6130 | 4506.46 | 67.96 | 67.97 | 0.01 | 0
2030 | NYISO_G-I_2_NYISO_J-K | NYISO_G-I | NYISO_J-K | Internal | Summer | B1 | 10 | 6130 | 5437.08 | 396.79 | 396.8 | 0.01 | 0
2030 | NYISO_G-I_2_NYISO_J-K | NYISO_G-I | NYISO_J-K | Internal | Summer | B2 | 25 | 6130 | 5557.18 | 178.55 | 178.57 | 0.01 | 0
2030 | NYISO_G-I_2_NYISO_J-K | NYISO_G-I | NYISO_J-K | Internal | Summer | B3 | 75 | 6130 | 5134.12 | 140.22 | 140.23 | 0.01 | 0
2030 | NYISO_G-I_2_NYISO_J-K | NYISO_G-I | NYISO_J-K | Internal | Summer | B4 | 100 | 6130 | 4755 | 117.22 | 117.23 | 0.01 | 0
2030 | NYISO_G-I_2_NYISO_J-K | NYISO_G-I | NYISO_J-K | Internal | Summer | B5 | 200 | 6130 | 4888.57 | 117.22 | 117.23 | 0.01 | 0
2030 | NYISO_G-I_2_NYISO_J-K | NYISO_G-I | NYISO_J-K | Internal | Summer | B6 | 300 | 6130 | 5073.28 | 100.47 | 100.48 | 0.01 | 0
2030 | NYISO_G-I_2_NYISO_J-K | NYISO_G-I | NYISO_J-K | Internal | Summer | B7 | 400 | 6130 | 5213.12 | 86.6 | 86.61 | 0.01 | 0
2030 | NYISO_G-I_2_NYISO_J-K | NYISO_G-I | NYISO_J-K | Internal | Summer | B8 | 500 | 6130 | 4612.25 | 82.16 | 82.17 | 0.01 | 0
2030 | NYISO_G-I_2_NYISO_J-K | NYISO_G-I | NYISO_J-K | Internal | Summer | B9 | 800 | 6130 | 5856.3 | 77.74 | 77.75 | 0.01 | 0
2030 | NYISO_G-I_2_NYISO_J-K | NYISO_G-I | NYISO_J-K | Internal | Summer | B10 | 1262 | 6130 | 5806.27 | 70.56 | 70.57 | 0.01 | 0
2030 | NYISO_G-I_2_NYISO_J-K | NYISO_G-I | NYISO_J-K | Internal | Winter | B16 | 25 | 6130 | 6130 | 94.37 | 97.2 | 0.01 | 2.83
2030 | NYISO_G-I_2_NYISO_J-K | NYISO_G-I | NYISO_J-K | Internal | Winter | B17 | 100 | 6130 | 6130 | 94.37 | 97.2 | 0.01 | 2.83
2030 | NYISO_G-I_2_NYISO_J-K | NYISO_G-I | NYISO_J-K | Internal | Winter | B18 | 400 | 6130 | 6130 | 94.37 | 97.2 | 0.01 | 2.83
2030 | NYISO_G-I_2_NYISO_J-K | NYISO_G-I | NYISO_J-K | Internal | Winter | B19 | 700 | 6130 | 6012.06 | 84.07 | 84.08 | 0.01 | 0
2030 | NYISO_G-I_2_NYISO_J-K | NYISO_G-I | NYISO_J-K | Internal | Winter | B20 | 935 | 6130 | 4905.49 | 70.89 | 70.9 | 0.01 | 0
2030 | NYISO_G-I_2_PJM_E | NYISO_G-I | PJM_E | Internal | Shoulder | B11 | 25 | 1500 | 1500 | 85.96 | 95.45 | 8 | 1.49
2030 | NYISO_G-I_2_PJM_E | NYISO_G-I | PJM_E | Internal | Shoulder | B12 | 200 | 1500 | 0 | 84.85 | 89.68 | 8 | 0
2030 | NYISO_G-I_2_PJM_E | NYISO_G-I | PJM_E | Internal | Shoulder | B13 | 600 | 1500 | 0 | 84.85 | 87.78 | 8 | 0
2030 | NYISO_G-I_2_PJM_E | NYISO_G-I | PJM_E | Internal | Shoulder | B14 | 900 | 1500 | 669.85 | 79.5 | 87.5 | 8 | 0
2030 | NYISO_G-I_2_PJM_E | NYISO_G-I | PJM_E | Internal | Shoulder | B15 | 1203 | 1500 | 1217.07 | 67.96 | 75.96 | 8 | 0
2030 | NYISO_G-I_2_PJM_E | NYISO_G-I | PJM_E | Internal | Summer | B1 | 10 | 1500 | 0 | 396.79 | 188.66 | 8 | 0
2030 | NYISO_G-I_2_PJM_E | NYISO_G-I | PJM_E | Internal | Summer | B2 | 25 | 1500 | 0 | 178.55 | 149.87 | 8 | 0
2030 | NYISO_G-I_2_PJM_E | NYISO_G-I | PJM_E | Internal | Summer | B3 | 75 | 1500 | 892.68 | 140.22 | 148.22 | 8 | 0
2030 | NYISO_G-I_2_PJM_E | NYISO_G-I | PJM_E | Internal | Summer | B4 | 100 | 1500 | 1500 | 117.22 | 140.28 | 8 | 15.07
2030 | NYISO_G-I_2_PJM_E | NYISO_G-I | PJM_E | Internal | Summer | B5 | 200 | 1500 | 1500 | 117.22 | 140.28 | 8 | 15.07
2030 | NYISO_G-I_2_PJM_E | NYISO_G-I | PJM_E | Internal | Summer | B6 | 300 | 1500 | 1500 | 100.47 | 108.48 | 8 | 0.01
2030 | NYISO_G-I_2_PJM_E | NYISO_G-I | PJM_E | Internal | Summer | B7 | 400 | 1500 | 1500 | 86.6 | 95.39 | 8 | 0.79
2030 | NYISO_G-I_2_PJM_E | NYISO_G-I | PJM_E | Internal | Summer | B8 | 500 | 1500 | 1175.15 | 82.16 | 90.16 | 8 | 0
2030 | NYISO_G-I_2_PJM_E | NYISO_G-I | PJM_E | Internal | Summer | B9 | 800 | 1500 | 135.59 | 77.74 | 85.74 | 8 | 0
2030 | NYISO_G-I_2_PJM_E | NYISO_G-I | PJM_E | Internal | Summer | B10 | 1262 | 1500 | 0 | 70.56 | 74.33 | 8 | 0
2030 | NYISO_G-I_2_PJM_E | NYISO_G-I | PJM_E | Internal | Winter | B16 | 25 | 1500 | 0 | 94.37 | 100.44 | 8 | 0
2030 | NYISO_G-I_2_PJM_E | NYISO_G-I | PJM_E | Internal | Winter | B17 | 100 | 1500 | 0 | 94.37 | 95.86 | 8 | 0
2030 | NYISO_G-I_2_PJM_E | NYISO_G-I | PJM_E | Internal | Winter | B18 | 400 | 1500 | 0 | 94.37 | 93.47 | 8 | 0
2030 | NYISO_G-I_2_PJM_E | NYISO_G-I | PJM_E | Internal | Winter | B19 | 700 | 1500 | 0 | 84.07 | 91.14 | 8 | 0
2030 | NYISO_G-I_2_PJM_E | NYISO_G-I | PJM_E | Internal | Winter | B20 | 935 | 1500 | 1500 | 70.89 | 78.9 | 8 | 0.01
2030 | NYISO_J-K_2_PJM_E | NYISO_J-K | PJM_E | Internal | Shoulder | B11 | 25 | 330 | 330 | 85.97 | 95.45 | 8 | 1.48
2030 | NYISO_J-K_2_PJM_E | NYISO_J-K | PJM_E | Internal | Shoulder | B12 | 200 | 330 | 0 | 84.86 | 89.68 | 8 | 0
2030 | NYISO_J-K_2_PJM_E | NYISO_J-K | PJM_E | Internal | Shoulder | B13 | 600 | 330 | 0 | 84.86 | 87.78 | 8 | 0
2030 | NYISO_J-K_2_PJM_E | NYISO_J-K | PJM_E | Internal | Shoulder | B14 | 900 | 330 | 0 | 79.51 | 87.5 | 8 | 0
2030 | NYISO_J-K_2_PJM_E | NYISO_J-K | PJM_E | Internal | Shoulder | B15 | 1203 | 330 | 0 | 67.97 | 75.96 | 8 | 0
2030 | NYISO_J-K_2_PJM_E | NYISO_J-K | PJM_E | Internal | Summer | B1 | 10 | 330 | 0 | 396.8 | 188.66 | 8 | 0
2030 | NYISO_J-K_2_PJM_E | NYISO_J-K | PJM_E | Internal | Summer | B2 | 25 | 330 | 0 | 178.57 | 149.87 | 8 | 0
2030 | NYISO_J-K_2_PJM_E | NYISO_J-K | PJM_E | Internal | Summer | B3 | 75 | 330 | 0 | 140.23 | 148.22 | 8 | 0
2030 | NYISO_J-K_2_PJM_E | NYISO_J-K | PJM_E | Internal | Summer | B4 | 100 | 330 | 330 | 117.23 | 140.28 | 8 | 15.06
2030 | NYISO_J-K_2_PJM_E | NYISO_J-K | PJM_E | Internal | Summer | B5 | 200 | 330 | 330 | 117.23 | 140.28 | 8 | 15.06
2030 | NYISO_J-K_2_PJM_E | NYISO_J-K | PJM_E | Internal | Summer | B6 | 300 | 330 | 310.42 | 100.48 | 108.48 | 8 | 0
2030 | NYISO_J-K_2_PJM_E | NYISO_J-K | PJM_E | Internal | Summer | B7 | 400 | 330 | 330 | 86.61 | 95.39 | 8 | 0.78
2030 | NYISO_J-K_2_PJM_E | NYISO_J-K | PJM_E | Internal | Summer | B8 | 500 | 330 | 0 | 82.17 | 90.16 | 8 | 0
2030 | NYISO_J-K_2_PJM_E | NYISO_J-K | PJM_E | Internal | Summer | B9 | 800 | 330 | 0 | 77.75 | 85.74 | 8 | 0
2030 | NYISO_J-K_2_PJM_E | NYISO_J-K | PJM_E | Internal | Summer | B10 | 1262 | 330 | 0 | 70.57 | 74.33 | 8 | 0
2030 | NYISO_J-K_2_PJM_E | NYISO_J-K | PJM_E | Internal | Winter | B16 | 25 | 330 | 0 | 97.2 | 100.44 | 8 | 0
2030 | NYISO_J-K_2_PJM_E | NYISO_J-K | PJM_E | Internal | Winter | B17 | 100 | 330 | 0 | 97.2 | 95.86 | 8 | 0
2030 | NYISO_J-K_2_PJM_E | NYISO_J-K | PJM_E | Internal | Winter | B18 | 400 | 330 | 0 | 97.2 | 93.47 | 8 | 0
2030 | NYISO_J-K_2_PJM_E | NYISO_J-K | PJM_E | Internal | Winter | B19 | 700 | 330 | 0 | 84.08 | 91.14 | 8 | 0
2030 | NYISO_J-K_2_PJM_E | NYISO_J-K | PJM_E | Internal | Winter | B20 | 935 | 330 | 13.59 | 70.9 | 78.9 | 8 | 0
2030 | PJM_E_2_NYISO_G-I | PJM_E | NYISO_G-I | Internal | Shoulder | B11 | 25 | 500 | 0 | 95.45 | 85.96 | 6 | 0
2030 | PJM_E_2_NYISO_G-I | PJM_E | NYISO_G-I | Internal | Shoulder | B12 | 200 | 500 | 0 | 89.68 | 84.85 | 6 | 0
2030 | PJM_E_2_NYISO_G-I | PJM_E | NYISO_G-I | Internal | Shoulder | B13 | 600 | 500 | 0 | 87.78 | 84.85 | 6 | 0
2030 | PJM_E_2_NYISO_G-I | PJM_E | NYISO_G-I | Internal | Shoulder | B14 | 900 | 500 | 0 | 87.5 | 79.5 | 6 | 0
2030 | PJM_E_2_NYISO_G-I | PJM_E | NYISO_G-I | Internal | Shoulder | B15 | 1203 | 500 | 0 | 75.96 | 67.96 | 6 | 0
2030 | PJM_E_2_NYISO_G-I | PJM_E | NYISO_G-I | Internal | Summer | B1 | 10 | 500 | 500 | 188.66 | 396.79 | 6 | 202.13
2030 | PJM_E_2_NYISO_G-I | PJM_E | NYISO_G-I | Internal | Summer | B2 | 25 | 500 | 500 | 149.87 | 178.55 | 6 | 22.69
2030 | PJM_E_2_NYISO_G-I | PJM_E | NYISO_G-I | Internal | Summer | B3 | 75 | 500 | 0 | 148.22 | 140.22 | 6 | 0
2030 | PJM_E_2_NYISO_G-I | PJM_E | NYISO_G-I | Internal | Summer | B4 | 100 | 500 | 0 | 140.28 | 117.22 | 6 | 0
2030 | PJM_E_2_NYISO_G-I | PJM_E | NYISO_G-I | Internal | Summer | B5 | 200 | 500 | 0 | 140.28 | 117.22 | 6 | 0
2030 | PJM_E_2_NYISO_G-I | PJM_E | NYISO_G-I | Internal | Summer | B6 | 300 | 500 | 0 | 108.48 | 100.47 | 6 | 0
2030 | PJM_E_2_NYISO_G-I | PJM_E | NYISO_G-I | Internal | Summer | B7 | 400 | 500 | 0 | 95.39 | 86.6 | 6 | 0
2030 | PJM_E_2_NYISO_G-I | PJM_E | NYISO_G-I | Internal | Summer | B8 | 500 | 500 | 0 | 90.16 | 82.16 | 6 | 0
2030 | PJM_E_2_NYISO_G-I | PJM_E | NYISO_G-I | Internal | Summer | B9 | 800 | 500 | 0 | 85.74 | 77.74 | 6 | 0
2030 | PJM_E_2_NYISO_G-I | PJM_E | NYISO_G-I | Internal | Summer | B10 | 1262 | 500 | 0 | 74.33 | 70.56 | 6 | 0
2030 | PJM_E_2_NYISO_G-I | PJM_E | NYISO_G-I | Internal | Winter | B16 | 25 | 500 | 0 | 100.44 | 94.37 | 6 | 0
2030 | PJM_E_2_NYISO_G-I | PJM_E | NYISO_G-I | Internal | Winter | B17 | 100 | 500 | 0 | 95.86 | 94.37 | 6 | 0
2030 | PJM_E_2_NYISO_G-I | PJM_E | NYISO_G-I | Internal | Winter | B18 | 400 | 500 | 0 | 93.47 | 94.37 | 6 | 0
2030 | PJM_E_2_NYISO_G-I | PJM_E | NYISO_G-I | Internal | Winter | B19 | 700 | 500 | 0 | 91.14 | 84.07 | 6 | 0
2030 | PJM_E_2_NYISO_G-I | PJM_E | NYISO_G-I | Internal | Winter | B20 | 935 | 500 | 0 | 78.9 | 70.89 | 6 | 0
2030 | PJM_E_2_NYISO_J-K | PJM_E | NYISO_J-K | Internal | Shoulder | B11 | 25 | 330 | 0 | 95.45 | 85.97 | 6 | 0
2030 | PJM_E_2_NYISO_J-K | PJM_E | NYISO_J-K | Internal | Shoulder | B12 | 200 | 330 | 0 | 89.68 | 84.86 | 6 | 0
2030 | PJM_E_2_NYISO_J-K | PJM_E | NYISO_J-K | Internal | Shoulder | B13 | 600 | 330 | 0 | 87.78 | 84.86 | 6 | 0
2030 | PJM_E_2_NYISO_J-K | PJM_E | NYISO_J-K | Internal | Shoulder | B14 | 900 | 330 | 0 | 87.5 | 79.51 | 6 | 0
2030 | PJM_E_2_NYISO_J-K | PJM_E | NYISO_J-K | Internal | Shoulder | B15 | 1203 | 330 | 0 | 75.96 | 67.97 | 6 | 0
2030 | PJM_E_2_NYISO_J-K | PJM_E | NYISO_J-K | Internal | Summer | B1 | 10 | 330 | 330 | 188.66 | 396.8 | 6 | 202.14
2030 | PJM_E_2_NYISO_J-K | PJM_E | NYISO_J-K | Internal | Summer | B2 | 25 | 330 | 330 | 149.87 | 178.57 | 6 | 22.7
2030 | PJM_E_2_NYISO_J-K | PJM_E | NYISO_J-K | Internal | Summer | B3 | 75 | 330 | 0 | 148.22 | 140.23 | 6 | 0
2030 | PJM_E_2_NYISO_J-K | PJM_E | NYISO_J-K | Internal | Summer | B4 | 100 | 330 | 0 | 140.28 | 117.23 | 6 | 0
2030 | PJM_E_2_NYISO_J-K | PJM_E | NYISO_J-K | Internal | Summer | B5 | 200 | 330 | 0 | 140.28 | 117.23 | 6 | 0
2030 | PJM_E_2_NYISO_J-K | PJM_E | NYISO_J-K | Internal | Summer | B6 | 300 | 330 | 0 | 108.48 | 100.48 | 6 | 0
2030 | PJM_E_2_NYISO_J-K | PJM_E | NYISO_J-K | Internal | Summer | B7 | 400 | 330 | 0 | 95.39 | 86.61 | 6 | 0
2030 | PJM_E_2_NYISO_J-K | PJM_E | NYISO_J-K | Internal | Summer | B8 | 500 | 330 | 0 | 90.16 | 82.17 | 6 | 0
2030 | PJM_E_2_NYISO_J-K | PJM_E | NYISO_J-K | Internal | Summer | B9 | 800 | 330 | 0 | 85.74 | 77.75 | 6 | 0
2030 | PJM_E_2_NYISO_J-K | PJM_E | NYISO_J-K | Internal | Summer | B10 | 1262 | 330 | 0 | 74.33 | 70.57 | 6 | 0
2030 | PJM_E_2_NYISO_J-K | PJM_E | NYISO_J-K | Internal | Winter | B16 | 25 | 330 | 0 | 100.44 | 97.2 | 6 | 0
2030 | PJM_E_2_NYISO_J-K | PJM_E | NYISO_J-K | Internal | Winter | B17 | 100 | 330 | 0 | 95.86 | 97.2 | 6 | 0
2030 | PJM_E_2_NYISO_J-K | PJM_E | NYISO_J-K | Internal | Winter | B18 | 400 | 330 | 0 | 93.47 | 97.2 | 6 | 0
2030 | PJM_E_2_NYISO_J-K | PJM_E | NYISO_J-K | Internal | Winter | B19 | 700 | 330 | 0 | 91.14 | 84.08 | 6 | 0
2030 | PJM_E_2_NYISO_J-K | PJM_E | NYISO_J-K | Internal | Winter | B20 | 935 | 330 | 0 | 78.9 | 70.9 | 6 | 0
2030 | PJM_E_2_PJM_ROM | PJM_E | PJM_ROM | Internal | Shoulder | B11 | 25 | 8000 | 6451.03 | 95.45 | 95.46 | 0.01 | 0
2030 | PJM_E_2_PJM_ROM | PJM_E | PJM_ROM | Internal | Shoulder | B12 | 200 | 8000 | 1862.27 | 89.68 | 89.69 | 0.01 | 0
2030 | PJM_E_2_PJM_ROM | PJM_E | PJM_ROM | Internal | Shoulder | B13 | 600 | 8000 | 1959.86 | 87.78 | 87.79 | 0.01 | 0
2030 | PJM_E_2_PJM_ROM | PJM_E | PJM_ROM | Internal | Shoulder | B14 | 900 | 8000 | 122.58 | 87.5 | 87.51 | 0.01 | 0
2030 | PJM_E_2_PJM_ROM | PJM_E | PJM_ROM | Internal | Shoulder | B15 | 1203 | 8000 | 1543.14 | 75.96 | 75.97 | 0.01 | 0
2030 | PJM_E_2_PJM_ROM | PJM_E | PJM_ROM | Internal | Summer | B1 | 10 | 8000 | 0 | 188.66 | 188.65 | 0.01 | 0
2030 | PJM_E_2_PJM_ROM | PJM_E | PJM_ROM | Internal | Summer | B2 | 25 | 8000 | 0 | 149.87 | 149.86 | 0.01 | 0
2030 | PJM_E_2_PJM_ROM | PJM_E | PJM_ROM | Internal | Summer | B3 | 75 | 8000 | 3378.95 | 148.22 | 148.23 | 0.01 | 0
2030 | PJM_E_2_PJM_ROM | PJM_E | PJM_ROM | Internal | Summer | B4 | 100 | 8000 | 5551.95 | 140.28 | 140.3 | 0.01 | 0
2030 | PJM_E_2_PJM_ROM | PJM_E | PJM_ROM | Internal | Summer | B5 | 200 | 8000 | 6468.01 | 140.28 | 140.3 | 0.01 | 0
2030 | PJM_E_2_PJM_ROM | PJM_E | PJM_ROM | Internal | Summer | B6 | 300 | 8000 | 5239.06 | 108.48 | 108.5 | 0.01 | 0
2030 | PJM_E_2_PJM_ROM | PJM_E | PJM_ROM | Internal | Summer | B7 | 400 | 8000 | 6145.26 | 95.39 | 95.4 | 0.01 | 0
2030 | PJM_E_2_PJM_ROM | PJM_E | PJM_ROM | Internal | Summer | B8 | 500 | 8000 | 3929.74 | 90.16 | 90.17 | 0.01 | 0
2030 | PJM_E_2_PJM_ROM | PJM_E | PJM_ROM | Internal | Summer | B9 | 800 | 8000 | 3628.31 | 85.74 | 85.75 | 0.01 | 0
2030 | PJM_E_2_PJM_ROM | PJM_E | PJM_ROM | Internal | Summer | B10 | 1262 | 8000 | 1939.23 | 74.33 | 74.34 | 0.01 | 0
2030 | PJM_E_2_PJM_ROM | PJM_E | PJM_ROM | Internal | Winter | B16 | 25 | 8000 | 1550.98 | 100.44 | 100.45 | 0.01 | 0
2030 | PJM_E_2_PJM_ROM | PJM_E | PJM_ROM | Internal | Winter | B17 | 100 | 8000 | 659.8 | 95.86 | 95.88 | 0.01 | 0
2030 | PJM_E_2_PJM_ROM | PJM_E | PJM_ROM | Internal | Winter | B18 | 400 | 8000 | 0 | 93.47 | 93.46 | 0.01 | 0
2030 | PJM_E_2_PJM_ROM | PJM_E | PJM_ROM | Internal | Winter | B19 | 700 | 8000 | 0 | 91.14 | 91.13 | 0.01 | 0
2030 | PJM_E_2_PJM_ROM | PJM_E | PJM_ROM | Internal | Winter | B20 | 935 | 8000 | 251.34 | 78.9 | 78.91 | 0.01 | 0
2030 | PJM_ROR_2_MISO_IN | PJM_ROR | MISO_IN | Internal | Shoulder | B11 | 25 | 909 | 0 | 95.47 | 93.46 | 2 | 0
2030 | PJM_ROR_2_MISO_IN | PJM_ROR | MISO_IN | Internal | Shoulder | B12 | 200 | 909 | 0 | 89.68 | 87.59 | 2 | 0
2030 | PJM_ROR_2_MISO_IN | PJM_ROR | MISO_IN | Internal | Shoulder | B13 | 600 | 909 | 0 | 87.78 | 83.03 | 2 | 0
2030 | PJM_ROR_2_MISO_IN | PJM_ROR | MISO_IN | Internal | Shoulder | B14 | 900 | 909 | 0 | 87.5 | 75.91 | 2 | 0
2030 | PJM_ROR_2_MISO_IN | PJM_ROR | MISO_IN | Internal | Shoulder | B15 | 1203 | 909 | 0 | 75.96 | 73.96 | 2 | 0
2030 | PJM_ROR_2_MISO_IN | PJM_ROR | MISO_IN | Internal | Summer | B1 | 10 | 909 | 0 | 188.63 | 186.62 | 2 | 0
2030 | PJM_ROR_2_MISO_IN | PJM_ROR | MISO_IN | Internal | Summer | B2 | 25 | 909 | 0 | 149.85 | 147.85 | 2 | 0
2030 | PJM_ROR_2_MISO_IN | PJM_ROR | MISO_IN | Internal | Summer | B3 | 75 | 909 | 0 | 148.22 | 146.22 | 2 | 0
2030 | PJM_ROR_2_MISO_IN | PJM_ROR | MISO_IN | Internal | Summer | B4 | 100 | 909 | 0 | 140.31 | 141.04 | 2 | 0
2030 | PJM_ROR_2_MISO_IN | PJM_ROR | MISO_IN | Internal | Summer | B5 | 200 | 909 | 0 | 140.31 | 139.2 | 2 | 0
2030 | PJM_ROR_2_MISO_IN | PJM_ROR | MISO_IN | Internal | Summer | B6 | 300 | 909 | 0 | 108.51 | 106.51 | 2 | 0
2030 | PJM_ROR_2_MISO_IN | PJM_ROR | MISO_IN | Internal | Summer | B7 | 400 | 909 | 0 | 95.41 | 93.41 | 2 | 0
2030 | PJM_ROR_2_MISO_IN | PJM_ROR | MISO_IN | Internal | Summer | B8 | 500 | 909 | 0 | 90.16 | 91.81 | 2 | 0
2030 | PJM_ROR_2_MISO_IN | PJM_ROR | MISO_IN | Internal | Summer | B9 | 800 | 909 | 0 | 85.74 | 83.75 | 2 | 0
2030 | PJM_ROR_2_MISO_IN | PJM_ROR | MISO_IN | Internal | Summer | B10 | 1262 | 909 | 0 | 74.33 | 74.56 | 2 | 0
2030 | PJM_ROR_2_MISO_IN | PJM_ROR | MISO_IN | Internal | Winter | B16 | 25 | 909 | 0 | 100.44 | 90.7 | 2 | 0
2030 | PJM_ROR_2_MISO_IN | PJM_ROR | MISO_IN | Internal | Winter | B17 | 100 | 909 | 0 | 95.86 | 90.92 | 2 | 0
2030 | PJM_ROR_2_MISO_IN | PJM_ROR | MISO_IN | Internal | Winter | B18 | 400 | 909 | 0 | 91.12 | 83.54 | 2 | 0
2030 | PJM_ROR_2_MISO_IN | PJM_ROR | MISO_IN | Internal | Winter | B19 | 700 | 909 | 0 | 91.12 | 80.93 | 2 | 0
2030 | PJM_ROR_2_MISO_IN | PJM_ROR | MISO_IN | Internal | Winter | B20 | 935 | 909 | 0 | 78.9 | 76.89 | 2 | 0
2030 | PJM_ROR_2_MISO_MI | PJM_ROR | MISO_MI | Internal | Shoulder | B11 | 25 | 1305 | 0 | 95.47 | 93.47 | 2 | 0
2030 | PJM_ROR_2_MISO_MI | PJM_ROR | MISO_MI | Internal | Shoulder | B12 | 200 | 1305 | 0 | 89.68 | 87.62 | 2 | 0
2030 | PJM_ROR_2_MISO_MI | PJM_ROR | MISO_MI | Internal | Shoulder | B13 | 600 | 1305 | 0 | 87.78 | 85.78 | 2 | 0
2030 | PJM_ROR_2_MISO_MI | PJM_ROR | MISO_MI | Internal | Shoulder | B14 | 900 | 1305 | 0 | 87.5 | 85.5 | 2 | 0
2030 | PJM_ROR_2_MISO_MI | PJM_ROR | MISO_MI | Internal | Shoulder | B15 | 1203 | 1305 | 0 | 75.96 | 73.97 | 2 | 0
2030 | PJM_ROR_2_MISO_MI | PJM_ROR | MISO_MI | Internal | Summer | B1 | 10 | 1305 | 0 | 188.63 | 186.63 | 2 | 0
2030 | PJM_ROR_2_MISO_MI | PJM_ROR | MISO_MI | Internal | Summer | B2 | 25 | 1305 | 0 | 149.85 | 147.86 | 2 | 0
2030 | PJM_ROR_2_MISO_MI | PJM_ROR | MISO_MI | Internal | Summer | B3 | 75 | 1305 | 0 | 148.22 | 146.23 | 2 | 0
2030 | PJM_ROR_2_MISO_MI | PJM_ROR | MISO_MI | Internal | Summer | B4 | 100 | 1305 | 0 | 140.31 | 141.05 | 2 | 0
2030 | PJM_ROR_2_MISO_MI | PJM_ROR | MISO_MI | Internal | Summer | B5 | 200 | 1305 | 0 | 140.31 | 139.21 | 2 | 0
2030 | PJM_ROR_2_MISO_MI | PJM_ROR | MISO_MI | Internal | Summer | B6 | 300 | 1305 | 0 | 108.51 | 106.52 | 2 | 0
2030 | PJM_ROR_2_MISO_MI | PJM_ROR | MISO_MI | Internal | Summer | B7 | 400 | 1305 | 0 | 95.41 | 93.43 | 2 | 0
2030 | PJM_ROR_2_MISO_MI | PJM_ROR | MISO_MI | Internal | Summer | B8 | 500 | 1305 | 0 | 90.16 | 91.82 | 2 | 0
2030 | PJM_ROR_2_MISO_MI | PJM_ROR | MISO_MI | Internal | Summer | B9 | 800 | 1305 | 0 | 85.74 | 83.76 | 2 | 0
2030 | PJM_ROR_2_MISO_MI | PJM_ROR | MISO_MI | Internal | Summer | B10 | 1262 | 1305 | 0 | 74.33 | 74.57 | 2 | 0
2030 | PJM_ROR_2_MISO_MI | PJM_ROR | MISO_MI | Internal | Winter | B16 | 25 | 1305 | 0 | 100.44 | 96 | 2 | 0
2030 | PJM_ROR_2_MISO_MI | PJM_ROR | MISO_MI | Internal | Winter | B17 | 100 | 1305 | 0 | 95.86 | 90.93 | 2 | 0
2030 | PJM_ROR_2_MISO_MI | PJM_ROR | MISO_MI | Internal | Winter | B18 | 400 | 1305 | 0 | 91.12 | 89.12 | 2 | 0
2030 | PJM_ROR_2_MISO_MI | PJM_ROR | MISO_MI | Internal | Winter | B19 | 700 | 1305 | 0 | 91.12 | 88.66 | 2 | 0
2030 | PJM_ROR_2_MISO_MI | PJM_ROR | MISO_MI | Internal | Winter | B20 | 935 | 1305 | 0 | 78.9 | 76.9 | 2 | 0
2030 | PJM_ROR_2_MISO_MO-IL | PJM_ROR | MISO_MO-IL | Internal | Shoulder | B11 | 25 | 1111 | 0 | 95.47 | 93.47 | 2 | 0
2030 | PJM_ROR_2_MISO_MO-IL | PJM_ROR | MISO_MO-IL | Internal | Shoulder | B12 | 200 | 1111 | 0 | 89.68 | 87.61 | 2 | 0
2030 | PJM_ROR_2_MISO_MO-IL | PJM_ROR | MISO_MO-IL | Internal | Shoulder | B13 | 600 | 1111 | 0 | 87.78 | 83.04 | 2 | 0
2030 | PJM_ROR_2_MISO_MO-IL | PJM_ROR | MISO_MO-IL | Internal | Shoulder | B14 | 900 | 1111 | 0 | 87.5 | 75.92 | 2 | 0
2030 | PJM_ROR_2_MISO_MO-IL | PJM_ROR | MISO_MO-IL | Internal | Shoulder | B15 | 1203 | 1111 | 0 | 75.96 | 72.02 | 2 | 0
2030 | PJM_ROR_2_MISO_MO-IL | PJM_ROR | MISO_MO-IL | Internal | Summer | B1 | 10 | 1111 | 0 | 188.63 | 186.63 | 2 | 0
2030 | PJM_ROR_2_MISO_MO-IL | PJM_ROR | MISO_MO-IL | Internal | Summer | B2 | 25 | 1111 | 0 | 149.85 | 147.86 | 2 | 0
2030 | PJM_ROR_2_MISO_MO-IL | PJM_ROR | MISO_MO-IL | Internal | Summer | B3 | 75 | 1111 | 0 | 148.22 | 146.23 | 2 | 0
2030 | PJM_ROR_2_MISO_MO-IL | PJM_ROR | MISO_MO-IL | Internal | Summer | B4 | 100 | 1111 | 0 | 140.31 | 141.03 | 2 | 0
2030 | PJM_ROR_2_MISO_MO-IL | PJM_ROR | MISO_MO-IL | Internal | Summer | B5 | 200 | 1111 | 0 | 140.31 | 139.19 | 2 | 0
2030 | PJM_ROR_2_MISO_MO-IL | PJM_ROR | MISO_MO-IL | Internal | Summer | B6 | 300 | 1111 | 0 | 108.51 | 106.52 | 2 | 0
2030 | PJM_ROR_2_MISO_MO-IL | PJM_ROR | MISO_MO-IL | Internal | Summer | B7 | 400 | 1111 | 0 | 95.41 | 93.43 | 2 | 0
2030 | PJM_ROR_2_MISO_MO-IL | PJM_ROR | MISO_MO-IL | Internal | Summer | B8 | 500 | 1111 | 0 | 90.16 | 91.82 | 2 | 0
2030 | PJM_ROR_2_MISO_MO-IL | PJM_ROR | MISO_MO-IL | Internal | Summer | B9 | 800 | 1111 | 0 | 85.74 | 83.76 | 2 | 0
2030 | PJM_ROR_2_MISO_MO-IL | PJM_ROR | MISO_MO-IL | Internal | Summer | B10 | 1262 | 1111 | 0 | 74.33 | 72.33 | 2 | 0
2030 | PJM_ROR_2_MISO_MO-IL | PJM_ROR | MISO_MO-IL | Internal | Winter | B16 | 25 | 1111 | 0 | 100.44 | 90.71 | 2 | 0
2030 | PJM_ROR_2_MISO_MO-IL | PJM_ROR | MISO_MO-IL | Internal | Winter | B17 | 100 | 1111 | 0 | 95.86 | 90.91 | 2 | 0
2030 | PJM_ROR_2_MISO_MO-IL | PJM_ROR | MISO_MO-IL | Internal | Winter | B18 | 400 | 1111 | 0 | 91.12 | 83.53 | 2 | 0
2030 | PJM_ROR_2_MISO_MO-IL | PJM_ROR | MISO_MO-IL | Internal | Winter | B19 | 700 | 1111 | 0 | 91.12 | 80.91 | 2 | 0
2030 | PJM_ROR_2_MISO_MO-IL | PJM_ROR | MISO_MO-IL | Internal | Winter | B20 | 935 | 1111 | 0 | 78.9 | 73.99 | 2 | 0
2030 | PJM_ROR_2_MISO_W | PJM_ROR | MISO_W | Internal | Shoulder | B11 | 25 | 19775 | 0 | 95.47 | 93.47 | 2 | 0
2030 | PJM_ROR_2_MISO_W | PJM_ROR | MISO_W | Internal | Shoulder | B12 | 200 | 19775 | 0 | 89.68 | 87.59 | 2 | 0
2030 | PJM_ROR_2_MISO_W | PJM_ROR | MISO_W | Internal | Shoulder | B13 | 600 | 19775 | 0 | 87.78 | 83.03 | 2 | 0
2030 | PJM_ROR_2_MISO_W | PJM_ROR | MISO_W | Internal | Shoulder | B14 | 900 | 19775 | 0 | 87.5 | 16.18 | 2 | 0
2030 | PJM_ROR_2_MISO_W | PJM_ROR | MISO_W | Internal | Shoulder | B15 | 1203 | 19775 | 0 | 75.96 | 12.01 | 2 | 0
2030 | PJM_ROR_2_MISO_W | PJM_ROR | MISO_W | Internal | Summer | B1 | 10 | 19775 | 0 | 188.63 | 186.63 | 2 | 0
2030 | PJM_ROR_2_MISO_W | PJM_ROR | MISO_W | Internal | Summer | B2 | 25 | 19775 | 0 | 149.85 | 147.85 | 2 | 0
2030 | PJM_ROR_2_MISO_W | PJM_ROR | MISO_W | Internal | Summer | B3 | 75 | 19775 | 0 | 148.22 | 146.22 | 2 | 0
2030 | PJM_ROR_2_MISO_W | PJM_ROR | MISO_W | Internal | Summer | B4 | 100 | 19775 | 0 | 140.31 | 138.31 | 2 | 0
2030 | PJM_ROR_2_MISO_W | PJM_ROR | MISO_W | Internal | Summer | B5 | 200 | 19775 | 0 | 140.31 | 138.31 | 2 | 0
2030 | PJM_ROR_2_MISO_W | PJM_ROR | MISO_W | Internal | Summer | B6 | 300 | 19775 | 0 | 108.51 | 106.51 | 2 | 0
2030 | PJM_ROR_2_MISO_W | PJM_ROR | MISO_W | Internal | Summer | B7 | 400 | 19775 | 0 | 95.41 | 93.41 | 2 | 0
2030 | PJM_ROR_2_MISO_W | PJM_ROR | MISO_W | Internal | Summer | B8 | 500 | 19775 | 0 | 90.16 | 88.16 | 2 | 0
2030 | PJM_ROR_2_MISO_W | PJM_ROR | MISO_W | Internal | Summer | B9 | 800 | 19775 | 0 | 85.74 | 83.74 | 2 | 0
2030 | PJM_ROR_2_MISO_W | PJM_ROR | MISO_W | Internal | Summer | B10 | 1262 | 19775 | 0 | 74.33 | 69.75 | 2 | 0
2030 | PJM_ROR_2_MISO_W | PJM_ROR | MISO_W | Internal | Winter | B16 | 25 | 19775 | 0 | 100.44 | 5.01 | 2 | 0
2030 | PJM_ROR_2_MISO_W | PJM_ROR | MISO_W | Internal | Winter | B17 | 100 | 19775 | 0 | 95.86 | 5.02 | 2 | 0
2030 | PJM_ROR_2_MISO_W | PJM_ROR | MISO_W | Internal | Winter | B18 | 400 | 19775 | 0 | 91.12 | 61.96 | 2 | 0
2030 | PJM_ROR_2_MISO_W | PJM_ROR | MISO_W | Internal | Winter | B19 | 700 | 19775 | 0 | 91.12 | 61.96 | 2 | 0
2030 | PJM_ROR_2_MISO_W | PJM_ROR | MISO_W | Internal | Winter | B20 | 935 | 19775 | 0 | 78.9 | 12.01 | 2 | 0
2030 | PJM_ROR_2_MISO_WUMS | PJM_ROR | MISO_WUMS | Internal | Shoulder | B11 | 25 | 1467 | 0 | 95.47 | 93.46 | 2 | 0
2030 | PJM_ROR_2_MISO_WUMS | PJM_ROR | MISO_WUMS | Internal | Shoulder | B12 | 200 | 1467 | 0 | 89.68 | 87.61 | 2 | 0
2030 | PJM_ROR_2_MISO_WUMS | PJM_ROR | MISO_WUMS | Internal | Shoulder | B13 | 600 | 1467 | 0 | 87.78 | 85.78 | 2 | 0
2030 | PJM_ROR_2_MISO_WUMS | PJM_ROR | MISO_WUMS | Internal | Shoulder | B14 | 900 | 1467 | 0 | 87.5 | 85.5 | 2 | 0
2030 | PJM_ROR_2_MISO_WUMS | PJM_ROR | MISO_WUMS | Internal | Shoulder | B15 | 1203 | 1467 | 0 | 75.96 | 75.66 | 2 | 0
2030 | PJM_ROR_2_MISO_WUMS | PJM_ROR | MISO_WUMS | Internal | Summer | B1 | 10 | 1467 | 0 | 188.63 | 154.26 | 2 | 0
2030 | PJM_ROR_2_MISO_WUMS | PJM_ROR | MISO_WUMS | Internal | Summer | B2 | 25 | 1467 | 0 | 149.85 | 147.83 | 2 | 0
2030 | PJM_ROR_2_MISO_WUMS | PJM_ROR | MISO_WUMS | Internal | Summer | B3 | 75 | 1467 | 0 | 148.22 | 146.22 | 2 | 0
2030 | PJM_ROR_2_MISO_WUMS | PJM_ROR | MISO_WUMS | Internal | Summer | B4 | 100 | 1467 | 0 | 140.31 | 138.31 | 2 | 0
2030 | PJM_ROR_2_MISO_WUMS | PJM_ROR | MISO_WUMS | Internal | Summer | B5 | 200 | 1467 | 0 | 140.31 | 138.3 | 2 | 0
2030 | PJM_ROR_2_MISO_WUMS | PJM_ROR | MISO_WUMS | Internal | Summer | B6 | 300 | 1467 | 0 | 108.51 | 106.5 | 2 | 0
2030 | PJM_ROR_2_MISO_WUMS | PJM_ROR | MISO_WUMS | Internal | Summer | B7 | 400 | 1467 | 0 | 95.41 | 93.4 | 2 | 0
2030 | PJM_ROR_2_MISO_WUMS | PJM_ROR | MISO_WUMS | Internal | Summer | B8 | 500 | 1467 | 0 | 90.16 | 88.15 | 2 | 0
2030 | PJM_ROR_2_MISO_WUMS | PJM_ROR | MISO_WUMS | Internal | Summer | B9 | 800 | 1467 | 0 | 85.74 | 83.75 | 2 | 0
2030 | PJM_ROR_2_MISO_WUMS | PJM_ROR | MISO_WUMS | Internal | Summer | B10 | 1262 | 1467 | 0 | 74.33 | 74.3 | 2 | 0
2030 | PJM_ROR_2_MISO_WUMS | PJM_ROR | MISO_WUMS | Internal | Winter | B16 | 25 | 1467 | 0 | 100.44 | 90.39 | 2 | 0
2030 | PJM_ROR_2_MISO_WUMS | PJM_ROR | MISO_WUMS | Internal | Winter | B17 | 100 | 1467 | 0 | 95.86 | 90.39 | 2 | 0
2030 | PJM_ROR_2_MISO_WUMS | PJM_ROR | MISO_WUMS | Internal | Winter | B18 | 400 | 1467 | 0 | 91.12 | 89.12 | 2 | 0
2030 | PJM_ROR_2_MISO_WUMS | PJM_ROR | MISO_WUMS | Internal | Winter | B19 | 700 | 1467 | 0 | 91.12 | 88.65 | 2 | 0
2030 | PJM_ROR_2_MISO_WUMS | PJM_ROR | MISO_WUMS | Internal | Winter | B20 | 935 | 1467 | 0 | 78.9 | 78.29 | 2 | 0
2030 | PJM_ROR_2_PJM_ROM | PJM_ROR | PJM_ROM | Internal | Shoulder | B11 | 25 | 8000 | 0 | 95.47 | 95.46 | 0.01 | 0
2030 | PJM_ROR_2_PJM_ROM | PJM_ROR | PJM_ROM | Internal | Shoulder | B12 | 200 | 8000 | 3513.17 | 89.68 | 89.69 | 0.01 | 0
2030 | PJM_ROR_2_PJM_ROM | PJM_ROR | PJM_ROM | Internal | Shoulder | B13 | 600 | 8000 | 4195.63 | 87.78 | 87.79 | 0.01 | 0
2030 | PJM_ROR_2_PJM_ROM | PJM_ROR | PJM_ROM | Internal | Shoulder | B14 | 900 | 8000 | 6667.38 | 87.5 | 87.51 | 0.01 | 0
2030 | PJM_ROR_2_PJM_ROM | PJM_ROR | PJM_ROM | Internal | Shoulder | B15 | 1203 | 8000 | 4578.7 | 75.96 | 75.97 | 0.01 | 0
2030 | PJM_ROR_2_PJM_ROM | PJM_ROR | PJM_ROM | Internal | Summer | B1 | 10 | 8000 | 7649.55 | 188.63 | 188.65 | 0.01 | 0
2030 | PJM_ROR_2_PJM_ROM | PJM_ROR | PJM_ROM | Internal | Summer | B2 | 25 | 8000 | 6799.5 | 149.85 | 149.86 | 0.01 | 0
2030 | PJM_ROR_2_PJM_ROM | PJM_ROR | PJM_ROM | Internal | Summer | B3 | 75 | 8000 | 1172.9 | 148.22 | 148.23 | 0.01 | 0
2030 | PJM_ROR_2_PJM_ROM | PJM_ROR | PJM_ROM | Internal | Summer | B4 | 100 | 8000 | 0 | 140.31 | 140.3 | 0.01 | 0
2030 | PJM_ROR_2_PJM_ROM | PJM_ROR | PJM_ROM | Internal | Summer | B5 | 200 | 8000 | 0 | 140.31 | 140.3 | 0.01 | 0
2030 | PJM_ROR_2_PJM_ROM | PJM_ROR | PJM_ROM | Internal | Summer | B6 | 300 | 8000 | 0 | 108.51 | 108.5 | 0.01 | 0
2030 | PJM_ROR_2_PJM_ROM | PJM_ROR | PJM_ROM | Internal | Summer | B7 | 400 | 8000 | 0 | 95.41 | 95.4 | 0.01 | 0
2030 | PJM_ROR_2_PJM_ROM | PJM_ROR | PJM_ROM | Internal | Summer | B8 | 500 | 8000 | 1113.72 | 90.16 | 90.17 | 0.01 | 0
2030 | PJM_ROR_2_PJM_ROM | PJM_ROR | PJM_ROM | Internal | Summer | B9 | 800 | 8000 | 128.06 | 85.74 | 85.75 | 0.01 | 0
2030 | PJM_ROR_2_PJM_ROM | PJM_ROR | PJM_ROM | Internal | Summer | B10 | 1262 | 8000 | 3668.47 | 74.33 | 74.34 | 0.01 | 0
2030 | PJM_ROR_2_PJM_ROM | PJM_ROR | PJM_ROM | Internal | Winter | B16 | 25 | 8000 | 5904.64 | 100.44 | 100.45 | 0.01 | 0
2030 | PJM_ROR_2_PJM_ROM | PJM_ROR | PJM_ROM | Internal | Winter | B17 | 100 | 8000 | 5966.07 | 95.86 | 95.88 | 0.01 | 0
2030 | PJM_ROR_2_PJM_ROM | PJM_ROR | PJM_ROM | Internal | Winter | B18 | 400 | 8000 | 8000 | 91.12 | 93.46 | 0.01 | 2.33
2030 | PJM_ROR_2_PJM_ROM | PJM_ROR | PJM_ROM | Internal | Winter | B19 | 700 | 8000 | 7451.89 | 91.12 | 91.13 | 0.01 | 0
2030 | PJM_ROR_2_PJM_ROM | PJM_ROR | PJM_ROM | Internal | Winter | B20 | 935 | 8000 | 5649.88 | 78.9 | 78.91 | 0.01 | 0
2030 | PJM_ROR_2_TVA_Transmission | PJM_ROR | TVA_Transmission | Internal | Shoulder | B11 | 25 | 2500 | 727.02 | 95.47 | 101.47 | 6 | 0
2030 | PJM_ROR_2_TVA_Transmission | PJM_ROR | TVA_Transmission | Internal | Shoulder | B12 | 200 | 2500 | 0 | 89.68 | 95.61 | 6 | 0
2030 | PJM_ROR_2_TVA_Transmission | PJM_ROR | TVA_Transmission | Internal | Shoulder | B13 | 600 | 2500 | 0 | 87.78 | 91.04 | 6 | 0
2030 | PJM_ROR_2_TVA_Transmission | PJM_ROR | TVA_Transmission | Internal | Shoulder | B14 | 900 | 2500 | 0 | 87.5 | 86.23 | 6 | 0
2030 | PJM_ROR_2_TVA_Transmission | PJM_ROR | TVA_Transmission | Internal | Shoulder | B15 | 1203 | 2500 | 0 | 75.96 | 80.02 | 6 | 0
2030 | PJM_ROR_2_TVA_Transmission | PJM_ROR | TVA_Transmission | Internal | Summer | B1 | 10 | 2500 | 2500 | 188.63 | 202.62 | 6 | 7.99
2030 | PJM_ROR_2_TVA_Transmission | PJM_ROR | TVA_Transmission | Internal | Summer | B2 | 25 | 2500 | 2500 | 149.85 | 163.85 | 6 | 8
2030 | PJM_ROR_2_TVA_Transmission | PJM_ROR | TVA_Transmission | Internal | Summer | B3 | 75 | 2500 | 2500 | 148.22 | 154.23 | 6 | 0.01
2030 | PJM_ROR_2_TVA_Transmission | PJM_ROR | TVA_Transmission | Internal | Summer | B4 | 100 | 2500 | 2500 | 140.31 | 149.03 | 6 | 2.72
2030 | PJM_ROR_2_TVA_Transmission | PJM_ROR | TVA_Transmission | Internal | Summer | B5 | 200 | 2500 | 1424.59 | 140.31 | 146.31 | 6 | 0
2030 | PJM_ROR_2_TVA_Transmission | PJM_ROR | TVA_Transmission | Internal | Summer | B6 | 300 | 2500 | 0 | 108.51 | 110.14 | 6 | 0
2030 | PJM_ROR_2_TVA_Transmission | PJM_ROR | TVA_Transmission | Internal | Summer | B7 | 400 | 2500 | 0 | 95.41 | 97.17 | 6 | 0
2030 | PJM_ROR_2_TVA_Transmission | PJM_ROR | TVA_Transmission | Internal | Summer | B8 | 500 | 2500 | 0 | 90.16 | 95.09 | 6 | 0
2030 | PJM_ROR_2_TVA_Transmission | PJM_ROR | TVA_Transmission | Internal | Summer | B9 | 800 | 2500 | 934.95 | 85.74 | 91.74 | 6 | 0
2030 | PJM_ROR_2_TVA_Transmission | PJM_ROR | TVA_Transmission | Internal | Summer | B10 | 1262 | 2500 | 512.91 | 74.33 | 80.33 | 6 | 0
2030 | PJM_ROR_2_TVA_Transmission | PJM_ROR | TVA_Transmission | Internal | Winter | B16 | 25 | 2500 | 0 | 100.44 | 101.48 | 6 | 0
2030 | PJM_ROR_2_TVA_Transmission | PJM_ROR | TVA_Transmission | Internal | Winter | B17 | 100 | 2500 | 0 | 95.86 | 98.91 | 6 | 0
2030 | PJM_ROR_2_TVA_Transmission | PJM_ROR | TVA_Transmission | Internal | Winter | B18 | 400 | 2500 | 0 | 91.12 | 91.53 | 6 | 0
2030 | PJM_ROR_2_TVA_Transmission | PJM_ROR | TVA_Transmission | Internal | Winter | B19 | 700 | 2500 | 0 | 91.12 | 88.91 | 6 | 0
2030 | PJM_ROR_2_TVA_Transmission | PJM_ROR | TVA_Transmission | Internal | Winter | B20 | 935 | 2500 | 0 | 78.9 | 81.99 | 6 | 0
2030 | PJM_ROR_2_VACAR | PJM_ROR | VACAR | Internal | Shoulder | B11 | 25 | 3000 | 1387.68 | 95.47 | 101.47 | 6 | 0
2030 | PJM_ROR_2_VACAR | PJM_ROR | VACAR | Internal | Shoulder | B12 | 200 | 3000 | 213.09 | 89.68 | 95.68 | 6 | 0
2030 | PJM_ROR_2_VACAR | PJM_ROR | VACAR | Internal | Shoulder | B13 | 600 | 3000 | 0 | 87.78 | 85.33 | 6 | 0
2030 | PJM_ROR_2_VACAR | PJM_ROR | VACAR | Internal | Shoulder | B14 | 900 | 3000 | 0 | 87.5 | 85.33 | 6 | 0
2030 | PJM_ROR_2_VACAR | PJM_ROR | VACAR | Internal | Shoulder | B15 | 1203 | 3000 | 3000 | 75.96 | 82.78 | 6 | 0.82
2030 | PJM_ROR_2_VACAR | PJM_ROR | VACAR | Internal | Summer | B1 | 10 | 3000 | 3000 | 188.63 | 751.19 | 6 | 556.55
2030 | PJM_ROR_2_VACAR | PJM_ROR | VACAR | Internal | Summer | B2 | 25 | 3000 | 3000 | 149.85 | 751.19 | 6 | 595.34
2030 | PJM_ROR_2_VACAR | PJM_ROR | VACAR | Internal | Summer | B3 | 75 | 3000 | 3000 | 148.22 | 163.24 | 6 | 9.02
2030 | PJM_ROR_2_VACAR | PJM_ROR | VACAR | Internal | Summer | B4 | 100 | 3000 | 2764.37 | 140.31 | 146.31 | 6 | 0
2030 | PJM_ROR_2_VACAR | PJM_ROR | VACAR | Internal | Summer | B5 | 200 | 3000 | 1072.09 | 140.31 | 146.31 | 6 | 0
2030 | PJM_ROR_2_VACAR | PJM_ROR | VACAR | Internal | Summer | B6 | 300 | 3000 | 0 | 108.51 | 110.14 | 6 | 0
2030 | PJM_ROR_2_VACAR | PJM_ROR | VACAR | Internal | Summer | B7 | 400 | 3000 | 109.1 | 95.41 | 101.41 | 6 | 0
2030 | PJM_ROR_2_VACAR | PJM_ROR | VACAR | Internal | Summer | B8 | 500 | 3000 | 0 | 90.16 | 93.37 | 6 | 0
2030 | PJM_ROR_2_VACAR | PJM_ROR | VACAR | Internal | Summer | B9 | 800 | 3000 | 0 | 85.74 | 83.83 | 6 | 0
2030 | PJM_ROR_2_VACAR | PJM_ROR | VACAR | Internal | Summer | B10 | 1262 | 3000 | 3000 | 74.33 | 80.82 | 6 | 0.49
2030 | PJM_ROR_2_VACAR | PJM_ROR | VACAR | Internal | Winter | B16 | 25 | 3000 | 3000 | 100.44 | 110.48 | 6 | 4.04
2030 | PJM_ROR_2_VACAR | PJM_ROR | VACAR | Internal | Winter | B17 | 100 | 3000 | 2011.47 | 95.86 | 101.86 | 6 | 0
2030 | PJM_ROR_2_VACAR | PJM_ROR | VACAR | Internal | Winter | B18 | 400 | 3000 | 0 | 91.12 | 92.38 | 6 | 0
2030 | PJM_ROR_2_VACAR | PJM_ROR | VACAR | Internal | Winter | B19 | 700 | 3000 | 0 | 91.12 | 88.49 | 6 | 0
2030 | PJM_ROR_2_VACAR | PJM_ROR | VACAR | Internal | Winter | B20 | 935 | 3000 | 3000 | 78.9 | 87.17 | 6 | 2.27
2030 | PJM_ROM_2_NYISO_A-F | PJM_ROM | NYISO_A-F | Internal | Shoulder | B11 | 25 | 2000 | 0 | 95.46 | 61.96 | 6 | 0
2030 | PJM_ROM_2_NYISO_A-F | PJM_ROM | NYISO_A-F | Internal | Shoulder | B12 | 200 | 2000 | 0 | 89.69 | 61.96 | 6 | 0
2030 | PJM_ROM_2_NYISO_A-F | PJM_ROM | NYISO_A-F | Internal | Shoulder | B13 | 600 | 2000 | 0 | 87.79 | 61.96 | 6 | 0
2030 | PJM_ROM_2_NYISO_A-F | PJM_ROM | NYISO_A-F | Internal | Shoulder | B14 | 900 | 2000 | 0 | 87.51 | 61.96 | 6 | 0
2030 | PJM_ROM_2_NYISO_A-F | PJM_ROM | NYISO_A-F | Internal | Shoulder | B15 | 1203 | 2000 | 0 | 75.97 | 61.96 | 6 | 0
2030 | PJM_ROM_2_NYISO_A-F | PJM_ROM | NYISO_A-F | Internal | Summer | B1 | 10 | 2000 | 0 | 188.65 | 84.74 | 6 | 0
2030 | PJM_ROM_2_NYISO_A-F | PJM_ROM | NYISO_A-F | Internal | Summer | B2 | 25 | 2000 | 0 | 149.86 | 92.91 | 6 | 0
2030 | PJM_ROM_2_NYISO_A-F | PJM_ROM | NYISO_A-F | Internal | Summer | B3 | 75 | 2000 | 0 | 148.23 | 94.07 | 6 | 0
2030 | PJM_ROM_2_NYISO_A-F | PJM_ROM | NYISO_A-F | Internal | Summer | B4 | 100 | 2000 | 0 | 140.3 | 92.94 | 6 | 0
2030 | PJM_ROM_2_NYISO_A-F | PJM_ROM | NYISO_A-F | Internal | Summer | B5 | 200 | 2000 | 0 | 140.3 | 77.85 | 6 | 0
2030 | PJM_ROM_2_NYISO_A-F | PJM_ROM | NYISO_A-F | Internal | Summer | B6 | 300 | 2000 | 0 | 108.5 | 68.77 | 6 | 0
2030 | PJM_ROM_2_NYISO_A-F | PJM_ROM | NYISO_A-F | Internal | Summer | B7 | 400 | 2000 | 0 | 95.4 | 68.77 | 6 | 0
2030 | PJM_ROM_2_NYISO_A-F | PJM_ROM | NYISO_A-F | Internal | Summer | B8 | 500 | 2000 | 0 | 90.17 | 68.77 | 6 | 0
2030 | PJM_ROM_2_NYISO_A-F | PJM_ROM | NYISO_A-F | Internal | Summer | B9 | 800 | 2000 | 0 | 85.75 | 68.77 | 6 | 0
2030 | PJM_ROM_2_NYISO_A-F | PJM_ROM | NYISO_A-F | Internal | Summer | B10 | 1262 | 2000 | 0 | 74.34 | 68.77 | 6 | 0
2030 | PJM_ROM_2_NYISO_A-F | PJM_ROM | NYISO_A-F | Internal | Winter | B16 | 25 | 2000 | 0 | 100.45 | 61.96 | 6 | 0
2030 | PJM_ROM_2_NYISO_A-F | PJM_ROM | NYISO_A-F | Internal | Winter | B17 | 100 | 2000 | 0 | 95.88 | 61.96 | 6 | 0
2030 | PJM_ROM_2_NYISO_A-F | PJM_ROM | NYISO_A-F | Internal | Winter | B18 | 400 | 2000 | 0 | 93.46 | 61.96 | 6 | 0
2030 | PJM_ROM_2_NYISO_A-F | PJM_ROM | NYISO_A-F | Internal | Winter | B19 | 700 | 2000 | 0 | 91.13 | 61.96 | 6 | 0
2030 | PJM_ROM_2_NYISO_A-F | PJM_ROM | NYISO_A-F | Internal | Winter | B20 | 935 | 2000 | 0 | 78.91 | 61.96 | 6 | 0
2030 | PJM_ROM_2_PJM_E | PJM_ROM | PJM_E | Internal | Shoulder | B11 | 25 | 8000 | 0 | 95.46 | 95.45 | 0.01 | 0
2030 | PJM_ROM_2_PJM_E | PJM_ROM | PJM_E | Internal | Shoulder | B12 | 200 | 8000 | 0 | 89.69 | 89.68 | 0.01 | 0
2030 | PJM_ROM_2_PJM_E | PJM_ROM | PJM_E | Internal | Shoulder | B13 | 600 | 8000 | 0 | 87.79 | 87.78 | 0.01 | 0
2030 | PJM_ROM_2_PJM_E | PJM_ROM | PJM_E | Internal | Shoulder | B14 | 900 | 8000 | 0 | 87.51 | 87.5 | 0.01 | 0
2030 | PJM_ROM_2_PJM_E | PJM_ROM | PJM_E | Internal | Shoulder | B15 | 1203 | 8000 | 0 | 75.97 | 75.96 | 0.01 | 0
2030 | PJM_ROM_2_PJM_E | PJM_ROM | PJM_E | Internal | Summer | B1 | 10 | 8000 | 1484.23 | 188.65 | 188.66 | 0.01 | 0
2030 | PJM_ROM_2_PJM_E | PJM_ROM | PJM_E | Internal | Summer | B2 | 25 | 8000 | 788.29 | 149.86 | 149.87 | 0.01 | 0
2030 | PJM_ROM_2_PJM_E | PJM_ROM | PJM_E | Internal | Summer | B3 | 75 | 8000 | 0 | 148.23 | 148.22 | 0.01 | 0
2030 | PJM_ROM_2_PJM_E | PJM_ROM | PJM_E | Internal | Summer | B4 | 100 | 8000 | 0 | 140.3 | 140.28 | 0.01 | 0
2030 | PJM_ROM_2_PJM_E | PJM_ROM | PJM_E | Internal | Summer | B5 | 200 | 8000 | 0 | 140.3 | 140.28 | 0.01 | 0
2030 | PJM_ROM_2_PJM_E | PJM_ROM | PJM_E | Internal | Summer | B6 | 300 | 8000 | 0 | 108.5 | 108.48 | 0.01 | 0
2030 | PJM_ROM_2_PJM_E | PJM_ROM | PJM_E | Internal | Summer | B7 | 400 | 8000 | 0 | 95.4 | 95.39 | 0.01 | 0
2030 | PJM_ROM_2_PJM_E | PJM_ROM | PJM_E | Internal | Summer | B8 | 500 | 8000 | 0 | 90.17 | 90.16 | 0.01 | 0
2030 | PJM_ROM_2_PJM_E | PJM_ROM | PJM_E | Internal | Summer | B9 | 800 | 8000 | 0 | 85.75 | 85.74 | 0.01 | 0
2030 | PJM_ROM_2_PJM_E | PJM_ROM | PJM_E | Internal | Summer | B10 | 1262 | 8000 | 0 | 74.34 | 74.33 | 0.01 | 0
2030 | PJM_ROM_2_PJM_E | PJM_ROM | PJM_E | Internal | Winter | B16 | 25 | 8000 | 0 | 100.45 | 100.44 | 0.01 | 0
2030 | PJM_ROM_2_PJM_E | PJM_ROM | PJM_E | Internal | Winter | B17 | 100 | 8000 | 0 | 95.88 | 95.86 | 0.01 | 0
2030 | PJM_ROM_2_PJM_E | PJM_ROM | PJM_E | Internal | Winter | B18 | 400 | 8000 | 1733.38 | 93.46 | 93.47 | 0.01 | 0
2030 | PJM_ROM_2_PJM_E | PJM_ROM | PJM_E | Internal | Winter | B19 | 700 | 8000 | 619.08 | 91.13 | 91.14 | 0.01 | 0
2030 | PJM_ROM_2_PJM_E | PJM_ROM | PJM_E | Internal | Winter | B20 | 935 | 8000 | 0 | 78.91 | 78.9 | 0.01 | 0
2030 | PJM_ROM_2_PJM_ROR | PJM_ROM | PJM_ROR | Internal | Shoulder | B11 | 25 | 8000 | 707.93 | 95.46 | 95.47 | 0.01 | 0
2030 | PJM_ROM_2_PJM_ROR | PJM_ROM | PJM_ROR | Internal | Shoulder | B12 | 200 | 8000 | 0 | 89.69 | 89.68 | 0.01 | 0
2030 | PJM_ROM_2_PJM_ROR | PJM_ROM | PJM_ROR | Internal | Shoulder | B13 | 600 | 8000 | 0 | 87.79 | 87.78 | 0.01 | 0
2030 | PJM_ROM_2_PJM_ROR | PJM_ROM | PJM_ROR | Internal | Shoulder | B14 | 900 | 8000 | 0 | 87.51 | 87.5 | 0.01 | 0
2030 | PJM_ROM_2_PJM_ROR | PJM_ROM | PJM_ROR | Internal | Shoulder | B15 | 1203 | 8000 | 0 | 75.97 | 75.96 | 0.01 | 0
2030 | PJM_ROM_2_PJM_ROR | PJM_ROM | PJM_ROR | Internal | Summer | B1 | 10 | 8000 | 0 | 188.65 | 188.63 | 0.01 | 0
2030 | PJM_ROM_2_PJM_ROR | PJM_ROM | PJM_ROR | Internal | Summer | B2 | 25 | 8000 | 0 | 149.86 | 149.85 | 0.01 | 0
2030 | PJM_ROM_2_PJM_ROR | PJM_ROM | PJM_ROR | Internal | Summer | B3 | 75 | 8000 | 0 | 148.23 | 148.22 | 0.01 | 0
2030 | PJM_ROM_2_PJM_ROR | PJM_ROM | PJM_ROR | Internal | Summer | B4 | 100 | 8000 | 2022 | 140.3 | 140.31 | 0.01 | 0
2030 | PJM_ROM_2_PJM_ROR | PJM_ROM | PJM_ROR | Internal | Summer | B5 | 200 | 8000 | 3532.5 | 140.3 | 140.31 | 0.01 | 0
2030 | PJM_ROM_2_PJM_ROR | PJM_ROM | PJM_ROR | Internal | Summer | B6 | 300 | 8000 | 1887.46 | 108.5 | 108.51 | 0.01 | 0
2030 | PJM_ROM_2_PJM_ROR | PJM_ROM | PJM_ROR | Internal | Summer | B7 | 400 | 8000 | 1820.24 | 95.4 | 95.41 | 0.01 | 0
2030 | PJM_ROM_2_PJM_ROR | PJM_ROM | PJM_ROR | Internal | Summer | B8 | 500 | 8000 | 0 | 90.17 | 90.16 | 0.01 | 0
2030 | PJM_ROM_2_PJM_ROR | PJM_ROM | PJM_ROR | Internal | Summer | B9 | 800 | 8000 | 0 | 85.75 | 85.74 | 0.01 | 0
2030 | PJM_ROM_2_PJM_ROR | PJM_ROM | PJM_ROR | Internal | Summer | B10 | 1262 | 8000 | 0 | 74.34 | 74.33 | 0.01 | 0
2030 | PJM_ROM_2_PJM_ROR | PJM_ROM | PJM_ROR | Internal | Winter | B16 | 25 | 8000 | 0 | 100.45 | 100.44 | 0.01 | 0
2030 | PJM_ROM_2_PJM_ROR | PJM_ROM | PJM_ROR | Internal | Winter | B17 | 100 | 8000 | 0 | 95.88 | 95.86 | 0.01 | 0
2030 | PJM_ROM_2_PJM_ROR | PJM_ROM | PJM_ROR | Internal | Winter | B18 | 400 | 8000 | 0 | 93.46 | 91.12 | 0.01 | 0
2030 | PJM_ROM_2_PJM_ROR | PJM_ROM | PJM_ROR | Internal | Winter | B19 | 700 | 8000 | 0 | 91.13 | 91.12 | 0.01 | 0
2030 | PJM_ROM_2_PJM_ROR | PJM_ROM | PJM_ROR | Internal | Winter | B20 | 935 | 8000 | 0 | 78.91 | 78.9 | 0.01 | 0
2030 | SOCO_2_ENT | SOCO | ENT | Internal | Shoulder | B11 | 25 | 2400 | 0 | 99.09 | 93.47 | 10 | 0
2030 | SOCO_2_ENT | SOCO | ENT | Internal | Shoulder | B12 | 200 | 2400 | 0 | 92.33 | 87.61 | 10 | 0
2030 | SOCO_2_ENT | SOCO | ENT | Internal | Shoulder | B13 | 600 | 2400 | 0 | 92.33 | 84.33 | 10 | 0
2030 | SOCO_2_ENT | SOCO | ENT | Internal | Shoulder | B14 | 900 | 2400 | 0 | 92.33 | 78.23 | 10 | 0
2030 | SOCO_2_ENT | SOCO | ENT | Internal | Shoulder | B15 | 1203 | 2400 | 0 | 82.11 | 72.02 | 10 | 0
2030 | SOCO_2_ENT | SOCO | ENT | Internal | Summer | B1 | 10 | 2400 | 0 | 741.19 | 149.57 | 10 | 0
2030 | SOCO_2_ENT | SOCO | ENT | Internal | Summer | B2 | 25 | 2400 | 0 | 674.82 | 147.86 | 10 | 0
2030 | SOCO_2_ENT | SOCO | ENT | Internal | Summer | B3 | 75 | 2400 | 0 | 159.56 | 151.56 | 10 | 0
2030 | SOCO_2_ENT | SOCO | ENT | Internal | Summer | B4 | 100 | 2400 | 0 | 149.03 | 141.03 | 10 | 0
2030 | SOCO_2_ENT | SOCO | ENT | Internal | Summer | B5 | 200 | 2400 | 0 | 136.31 | 138.32 | 10 | 0
2030 | SOCO_2_ENT | SOCO | ENT | Internal | Summer | B6 | 300 | 2400 | 0 | 100.14 | 106.51 | 10 | 0
2030 | SOCO_2_ENT | SOCO | ENT | Internal | Summer | B7 | 400 | 2400 | 0 | 94.16 | 93.43 | 10 | 0
2030 | SOCO_2_ENT | SOCO | ENT | Internal | Summer | B8 | 500 | 2400 | 0 | 90.83 | 91.82 | 10 | 0
2030 | SOCO_2_ENT | SOCO | ENT | Internal | Summer | B9 | 800 | 2400 | 0 | 90.83 | 88.72 | 10 | 0
2030 | SOCO_2_ENT | SOCO | ENT | Internal | Summer | B10 | 1262 | 2400 | 0 | 80.33 | 72.33 | 10 | 0
2030 | SOCO_2_ENT | SOCO | ENT | Internal | Winter | B16 | 25 | 2400 | 0 | 100.48 | 93.48 | 10 | 0
2030 | SOCO_2_ENT | SOCO | ENT | Internal | Winter | B17 | 100 | 2400 | 0 | 95.49 | 90.91 | 10 | 0
2030 | SOCO_2_ENT | SOCO | ENT | Internal | Winter | B18 | 400 | 2400 | 0 | 95.49 | 83.53 | 10 | 0
2030 | SOCO_2_ENT | SOCO | ENT | Internal | Winter | B19 | 700 | 2400 | 0 | 95.49 | 80.91 | 10 | 0
2030 | SOCO_2_ENT | SOCO | ENT | Internal | Winter | B20 | 935 | 2400 | 0 | 84.7 | 73.99 | 10 | 0
2030 | SOCO_2_FRCC | SOCO | FRCC | Internal | Shoulder | B11 | 25 | 3700 | 0 | 99.09 | 97.57 | 10 | 0
2030 | SOCO_2_FRCC | SOCO | FRCC | Internal | Shoulder | B12 | 200 | 3700 | 0 | 92.33 | 97.57 | 10 | 0
2030 | SOCO_2_FRCC | SOCO | FRCC | Internal | Shoulder | B13 | 600 | 3700 | 0 | 92.33 | 97.57 | 10 | 0
2030 | SOCO_2_FRCC | SOCO | FRCC | Internal | Shoulder | B14 | 900 | 3700 | 0 | 92.33 | 91.28 | 10 | 0
2030 | SOCO_2_FRCC | SOCO | FRCC | Internal | Shoulder | B15 | 1203 | 3700 | 0 | 82.11 | 84.39 | 10 | 0
2030 | SOCO_2_FRCC | SOCO | FRCC | Internal | Summer | B1 | 10 | 3700 | 428.24 | 741.19 | 751.19 | 10 | 0
2030 | SOCO_2_FRCC | SOCO | FRCC | Internal | Summer | B2 | 25 | 3700 | 89.72 | 674.82 | 684.82 | 10 | 0
2030 | SOCO_2_FRCC | SOCO | FRCC | Internal | Summer | B3 | 75 | 3700 | 0 | 159.56 | 151.51 | 10 | 0
2030 | SOCO_2_FRCC | SOCO | FRCC | Internal | Summer | B4 | 100 | 3700 | 0 | 149.03 | 151.51 | 10 | 0
2030 | SOCO_2_FRCC | SOCO | FRCC | Internal | Summer | B5 | 200 | 3700 | 0 | 136.31 | 103.78 | 10 | 0
2030 | SOCO_2_FRCC | SOCO | FRCC | Internal | Summer | B6 | 300 | 3700 | 0 | 100.14 | 96.66 | 10 | 0
2030 | SOCO_2_FRCC | SOCO | FRCC | Internal | Summer | B7 | 400 | 3700 | 0 | 94.16 | 96.66 | 10 | 0
2030 | SOCO_2_FRCC | SOCO | FRCC | Internal | Summer | B8 | 500 | 3700 | 0 | 90.83 | 96.66 | 10 | 0
2030 | SOCO_2_FRCC | SOCO | FRCC | Internal | Summer | B9 | 800 | 3700 | 0 | 90.83 | 96.66 | 10 | 0
2030 | SOCO_2_FRCC | SOCO | FRCC | Internal | Summer | B10 | 1262 | 3700 | 0 | 80.33 | 83.61 | 10 | 0
2030 | SOCO_2_FRCC | SOCO | FRCC | Internal | Winter | B16 | 25 | 3700 | 0 | 100.48 | 100.23 | 10 | 0
2030 | SOCO_2_FRCC | SOCO | FRCC | Internal | Winter | B17 | 100 | 3700 | 0 | 95.49 | 100.23 | 10 | 0
2030 | SOCO_2_FRCC | SOCO | FRCC | Internal | Winter | B18 | 400 | 3700 | 0 | 95.49 | 100.23 | 10 | 0
2030 | SOCO_2_FRCC | SOCO | FRCC | Internal | Winter | B19 | 700 | 3700 | 0 | 95.49 | 87.48 | 10 | 0
2030 | SOCO_2_FRCC | SOCO | FRCC | Internal | Winter | B20 | 935 | 3700 | 0 | 84.7 | 86.65 | 10 | 0
2030 | SOCO_2_TVA_Transmission | SOCO | TVA_Transmission | Internal | Shoulder | B11 | 25 | 2600 | 0 | 99.09 | 101.47 | 10 | 0
2030 | SOCO_2_TVA_Transmission | SOCO | TVA_Transmission | Internal | Shoulder | B12 | 200 | 2600 | 0 | 92.33 | 95.61 | 10 | 0
2030 | SOCO_2_TVA_Transmission | SOCO | TVA_Transmission | Internal | Shoulder | B13 | 600 | 2600 | 0 | 92.33 | 91.04 | 10 | 0
2030 | SOCO_2_TVA_Transmission | SOCO | TVA_Transmission | Internal | Shoulder | B14 | 900 | 2600 | 0 | 92.33 | 86.23 | 10 | 0
2030 | SOCO_2_TVA_Transmission | SOCO | TVA_Transmission | Internal | Shoulder | B15 | 1203 | 2600 | 0 | 82.11 | 80.02 | 10 | 0
2030 | SOCO_2_TVA_Transmission | SOCO | TVA_Transmission | Internal | Summer | B1 | 10 | 2600 | 0 | 741.19 | 202.62 | 10 | 0
2030 | SOCO_2_TVA_Transmission | SOCO | TVA_Transmission | Internal | Summer | B2 | 25 | 2600 | 0 | 674.82 | 163.85 | 10 | 0
2030 | SOCO_2_TVA_Transmission | SOCO | TVA_Transmission | Internal | Summer | B3 | 75 | 2600 | 0 | 159.56 | 154.23 | 10 | 0
2030 | SOCO_2_TVA_Transmission | SOCO | TVA_Transmission | Internal | Summer | B4 | 100 | 2600 | 0 | 149.03 | 149.03 | 10 | 0
2030 | SOCO_2_TVA_Transmission | SOCO | TVA_Transmission | Internal | Summer | B5 | 200 | 2600 | 768.83 | 136.31 | 146.31 | 10 | 0
2030 | SOCO_2_TVA_Transmission | SOCO | TVA_Transmission | Internal | Summer | B6 | 300 | 2600 | 33.42 | 100.14 | 110.14 | 10 | 0
2030 | SOCO_2_TVA_Transmission | SOCO | TVA_Transmission | Internal | Summer | B7 | 400 | 2600 | 0 | 94.16 | 97.17 | 10 | 0
2030 | SOCO_2_TVA_Transmission | SOCO | TVA_Transmission | Internal | Summer | B8 | 500 | 2600 | 0 | 90.83 | 95.09 | 10 | 0
2030 | SOCO_2_TVA_Transmission | SOCO | TVA_Transmission | Internal | Summer | B9 | 800 | 2600 | 0 | 90.83 | 91.74 | 10 | 0
2030 | SOCO_2_TVA_Transmission | SOCO | TVA_Transmission | Internal | Summer | B10 | 1262 | 2600 | 0 | 80.33 | 80.33 | 10 | 0
2030 | SOCO_2_TVA_Transmission | SOCO | TVA_Transmission | Internal | Winter | B16 | 25 | 2600 | 0 | 100.48 | 101.48 | 10 | 0
2030 | SOCO_2_TVA_Transmission | SOCO | TVA_Transmission | Internal | Winter | B17 | 100 | 2600 | 0 | 95.49 | 98.91 | 10 | 0
2030 | SOCO_2_TVA_Transmission | SOCO | TVA_Transmission | Internal | Winter | B18 | 400 | 2600 | 0 | 95.49 | 91.53 | 10 | 0
2030 | SOCO_2_TVA_Transmission | SOCO | TVA_Transmission | Internal | Winter | B19 | 700 | 2600 | 0 | 95.49 | 88.91 | 10 | 0
2030 | SOCO_2_TVA_Transmission | SOCO | TVA_Transmission | Internal | Winter | B20 | 935 | 2600 | 0 | 84.7 | 81.99 | 10 | 0
2030 | SOCO_2_VACAR | SOCO | VACAR | Internal | Shoulder | B11 | 25 | 2000 | 0 | 99.09 | 101.47 | 10 | 0
2030 | SOCO_2_VACAR | SOCO | VACAR | Internal | Shoulder | B12 | 200 | 2000 | 0 | 92.33 | 95.68 | 10 | 0
2030 | SOCO_2_VACAR | SOCO | VACAR | Internal | Shoulder | B13 | 600 | 2000 | 0 | 92.33 | 85.33 | 10 | 0
2030 | SOCO_2_VACAR | SOCO | VACAR | Internal | Shoulder | B14 | 900 | 2000 | 0 | 92.33 | 85.33 | 10 | 0
2030 | SOCO_2_VACAR | SOCO | VACAR | Internal | Shoulder | B15 | 1203 | 2000 | 0 | 82.11 | 82.78 | 10 | 0
2030 | SOCO_2_VACAR | SOCO | VACAR | Internal | Summer | B1 | 10 | 2000 | 542.33 | 741.19 | 751.19 | 10 | 0
2030 | SOCO_2_VACAR | SOCO | VACAR | Internal | Summer | B2 | 25 | 2000 | 2000 | 674.82 | 751.19 | 10 | 66.37
2030 | SOCO_2_VACAR | SOCO | VACAR | Internal | Summer | B3 | 75 | 2000 | 0 | 159.56 | 163.24 | 10 | 0
2030 | SOCO_2_VACAR | SOCO | VACAR | Internal | Summer | B4 | 100 | 2000 | 0 | 149.03 | 146.31 | 10 | 0
2030 | SOCO_2_VACAR | SOCO | VACAR | Internal | Summer | B5 | 200 | 2000 | 337.64 | 136.31 | 146.31 | 10 | 0
2030 | SOCO_2_VACAR | SOCO | VACAR | Internal | Summer | B6 | 300 | 2000 | 979 | 100.14 | 110.14 | 10 | 0
2030 | SOCO_2_VACAR | SOCO | VACAR | Internal | Summer | B7 | 400 | 2000 | 0 | 94.16 | 101.41 | 10 | 0
2030 | SOCO_2_VACAR | SOCO | VACAR | Internal | Summer | B8 | 500 | 2000 | 0 | 90.83 | 93.37 | 10 | 0
2030 | SOCO_2_VACAR | SOCO | VACAR | Internal | Summer | B9 | 800 | 2000 | 0 | 90.83 | 83.83 | 10 | 0
2030 | SOCO_2_VACAR | SOCO | VACAR | Internal | Summer | B10 | 1262 | 2000 | 0 | 80.33 | 80.82 | 10 | 0
2030 | SOCO_2_VACAR | SOCO | VACAR | Internal | Winter | B16 | 25 | 2000 | 1689.72 | 100.48 | 110.48 | 10 | 0
2030 | SOCO_2_VACAR | SOCO | VACAR | Internal | Winter | B17 | 100 | 2000 | 0 | 95.49 | 101.86 | 10 | 0
2030 | SOCO_2_VACAR | SOCO | VACAR | Internal | Winter | B18 | 400 | 2000 | 0 | 95.49 | 92.38 | 10 | 0
2030 | SOCO_2_VACAR | SOCO | VACAR | Internal | Winter | B19 | 700 | 2000 | 0 | 95.49 | 88.49 | 10 | 0
2030 | SOCO_2_VACAR | SOCO | VACAR | Internal | Winter | B20 | 935 | 2000 | 0 | 84.7 | 87.17 | 10 | 0
2030 | SPP_N_2_ENT | SPP_N | ENT | Internal | Shoulder | B11 | 25 | 7346 | 6549.78 | 88.47 | 93.47 | 5 | 0
2030 | SPP_N_2_ENT | SPP_N | ENT | Internal | Shoulder | B12 | 200 | 7346 | 7346 | 82.59 | 87.61 | 5 | 0.01
2030 | SPP_N_2_ENT | SPP_N | ENT | Internal | Shoulder | B13 | 600 | 7346 | 7346 | 71.04 | 84.33 | 5 | 8.29
2030 | SPP_N_2_ENT | SPP_N | ENT | Internal | Shoulder | B14 | 900 | 7346 | 7346 | 0.01 | 78.23 | 5 | 73.22
2030 | SPP_N_2_ENT | SPP_N | ENT | Internal | Shoulder | B15 | 1203 | 7346 | 7346 | 0.01 | 72.02 | 5 | 67.01
2030 | SPP_N_2_ENT | SPP_N | ENT | Internal | Summer | B1 | 10 | 7346 | 7346 | 11.52 | 149.57 | 5 | 133.05
2030 | SPP_N_2_ENT | SPP_N | ENT | Internal | Summer | B2 | 25 | 7346 | 7173.13 | 142.86 | 147.86 | 5 | 0
2030 | SPP_N_2_ENT | SPP_N | ENT | Internal | Summer | B3 | 75 | 7346 | 4904.56 | 146.56 | 151.56 | 5 | 0
2030 | SPP_N_2_ENT | SPP_N | ENT | Internal | Summer | B4 | 100 | 7346 | 6259.17 | 136.03 | 141.03 | 5 | 0
2030 | SPP_N_2_ENT | SPP_N | ENT | Internal | Summer | B5 | 200 | 7346 | 2327.91 | 133.32 | 138.32 | 5 | 0
2030 | SPP_N_2_ENT | SPP_N | ENT | Internal | Summer | B6 | 300 | 7346 | 626.72 | 101.51 | 106.51 | 5 | 0
2030 | SPP_N_2_ENT | SPP_N | ENT | Internal | Summer | B7 | 400 | 7346 | 1414.09 | 88.43 | 93.43 | 5 | 0
2030 | SPP_N_2_ENT | SPP_N | ENT | Internal | Summer | B8 | 500 | 7346 | 5876.03 | 86.82 | 91.82 | 5 | 0
2030 | SPP_N_2_ENT | SPP_N | ENT | Internal | Summer | B9 | 800 | 7346 | 7346 | 82.97 | 88.72 | 5 | 0.76
2030 | SPP_N_2_ENT | SPP_N | ENT | Internal | Summer | B10 | 1262 | 7346 | 7346 | 64.75 | 72.33 | 5 | 2.58
2030 | SPP_N_2_ENT | SPP_N | ENT | Internal | Winter | B16 | 25 | 7346 | 7346 | 0.02 | 93.48 | 5 | 88.46
2030 | SPP_N_2_ENT | SPP_N | ENT | Internal | Winter | B17 | 100 | 7346 | 7346 | 0.02 | 90.91 | 5 | 85.88
2030 | SPP_N_2_ENT | SPP_N | ENT | Internal | Winter | B18 | 400 | 7346 | 7346 | 68.96 | 83.53 | 5 | 9.57
2030 | SPP_N_2_ENT | SPP_N | ENT | Internal | Winter | B19 | 700 | 7346 | 7346 | 12.15 | 80.91 | 5 | 63.76
2030 | SPP_N_2_ENT | SPP_N | ENT | Internal | Winter | B20 | 935 | 7346 | 7346 | 0.01 | 73.99 | 5 | 68.98
2030 | SPP_N_2_MISO_MO-IL | SPP_N | MISO_MO-IL | Internal | Shoulder | B11 | 25 | 3954 | 950.73 | 88.47 | 93.47 | 5 | 0
2030 | SPP_N_2_MISO_MO-IL | SPP_N | MISO_MO-IL | Internal | Shoulder | B12 | 200 | 3954 | 3954 | 82.59 | 87.61 | 5 | 0.01
2030 | SPP_N_2_MISO_MO-IL | SPP_N | MISO_MO-IL | Internal | Shoulder | B13 | 600 | 3954 | 3954 | 71.04 | 83.04 | 5 | 7
2030 | SPP_N_2_MISO_MO-IL | SPP_N | MISO_MO-IL | Internal | Shoulder | B14 | 900 | 3954 | 3954 | 0.01 | 75.92 | 5 | 70.91
2030 | SPP_N_2_MISO_MO-IL | SPP_N | MISO_MO-IL | Internal | Shoulder | B15 | 1203 | 3954 | 3954 | 0.01 | 72.02 | 5 | 67.01
2030 | SPP_N_2_MISO_MO-IL | SPP_N | MISO_MO-IL | Internal | Summer | B1 | 10 | 3954 | 3954 | 11.52 | 186.63 | 5 | 170.11
2030 | SPP_N_2_MISO_MO-IL | SPP_N | MISO_MO-IL | Internal | Summer | B2 | 25 | 3954 | 2492.98 | 142.86 | 147.86 | 5 | 0
2030 | SPP_N_2_MISO_MO-IL | SPP_N | MISO_MO-IL | Internal | Summer | B3 | 75 | 3954 | 0 | 146.56 | 146.23 | 5 | 0
2030 | SPP_N_2_MISO_MO-IL | SPP_N | MISO_MO-IL | Internal | Summer | B4 | 100 | 3954 | 141.03 | 136.03 | 141.03 | 5 | 0
2030 | SPP_N_2_MISO_MO-IL | SPP_N | MISO_MO-IL | Internal | Summer | B5 | 200 | 3954 | 3954 | 133.32 | 139.19 | 5 | 0.87
2030 | SPP_N_2_MISO_MO-IL | SPP_N | MISO_MO-IL | Internal | Summer | B6 | 300 | 3954 | 3954 | 101.51 | 106.52 | 5 | 0.01
2030 | SPP_N_2_MISO_MO-IL | SPP_N | MISO_MO-IL | Internal | Summer | B7 | 400 | 3954 | 2541.21 | 88.43 | 93.43 | 5 | 0
2030 | SPP_N_2_MISO_MO-IL | SPP_N | MISO_MO-IL | Internal | Summer | B8 | 500 | 3954 | 690.72 | 86.82 | 91.82 | 5 | 0
2030 | SPP_N_2_MISO_MO-IL | SPP_N | MISO_MO-IL | Internal | Summer | B9 | 800 | 3954 | 0 | 82.97 | 83.76 | 5 | 0
2030 | SPP_N_2_MISO_MO-IL | SPP_N | MISO_MO-IL | Internal | Summer | B10 | 1262 | 3954 | 3954 | 64.75 | 72.33 | 5 | 2.58
2030 | SPP_N_2_MISO_MO-IL | SPP_N | MISO_MO-IL | Internal | Winter | B16 | 25 | 3954 | 3954 | 0.02 | 90.71 | 5 | 85.69
2030 | SPP_N_2_MISO_MO-IL | SPP_N | MISO_MO-IL | Internal | Winter | B17 | 100 | 3954 | 3954 | 0.02 | 90.91 | 5 | 85.88
2030 | SPP_N_2_MISO_MO-IL | SPP_N | MISO_MO-IL | Internal | Winter | B18 | 400 | 3954 | 3954 | 68.96 | 83.53 | 5 | 9.57
2030 | SPP_N_2_MISO_MO-IL | SPP_N | MISO_MO-IL | Internal | Winter | B19 | 700 | 3954 | 3954 | 12.15 | 80.91 | 5 | 63.76
2030 | SPP_N_2_MISO_MO-IL | SPP_N | MISO_MO-IL | Internal | Winter | B20 | 935 | 3954 | 3954 | 0.01 | 73.99 | 5 | 68.98
2030 | SPP_N_2_MISO_W | SPP_N | MISO_W | Internal | Shoulder | B11 | 25 | 1000 | 220.86 | 88.47 | 93.47 | 5 | 0
2030 | SPP_N_2_MISO_W | SPP_N | MISO_W | Internal | Shoulder | B12 | 200 | 1000 | 210.86 | 82.59 | 87.59 | 5 | 0
2030 | SPP_N_2_MISO_W | SPP_N | MISO_W | Internal | Shoulder | B13 | 600 | 1000 | 1000 | 71.04 | 83.03 | 5 | 6.99
2030 | SPP_N_2_MISO_W | SPP_N | MISO_W | Internal | Shoulder | B14 | 900 | 1000 | 1000 | 0.01 | 16.18 | 5 | 11.17
2030 | SPP_N_2_MISO_W | SPP_N | MISO_W | Internal | Shoulder | B15 | 1203 | 1000 | 1000 | 0.01 | 12.01 | 5 | 7
2030 | SPP_N_2_MISO_W | SPP_N | MISO_W | Internal | Summer | B1 | 10 | 1000 | 1000 | 11.52 | 186.63 | 5 | 170.11
2030 | SPP_N_2_MISO_W | SPP_N | MISO_W | Internal | Summer | B2 | 25 | 1000 | 0 | 142.86 | 147.85 | 5 | 0
2030 | SPP_N_2_MISO_W | SPP_N | MISO_W | Internal | Summer | B3 | 75 | 1000 | 0 | 146.56 | 146.22 | 5 | 0
2030 | SPP_N_2_MISO_W | SPP_N | MISO_W | Internal | Summer | B4 | 100 | 1000 | 0 | 136.03 | 138.31 | 5 | 0
2030 | SPP_N_2_MISO_W | SPP_N | MISO_W | Internal | Summer | B5 | 200 | 1000 | 0 | 133.32 | 138.31 | 5 | 0
2030 | SPP_N_2_MISO_W | SPP_N | MISO_W | Internal | Summer | B6 | 300 | 1000 | 810.14 | 101.51 | 106.51 | 5 | 0
2030 | SPP_N_2_MISO_W | SPP_N | MISO_W | Internal | Summer | B7 | 400 | 1000 | 0 | 88.43 | 93.41 | 5 | 0
2030 | SPP_N_2_MISO_W | SPP_N | MISO_W | Internal | Summer | B8 | 500 | 1000 | 0 | 86.82 | 88.16 | 5 | 0
2030 | SPP_N_2_MISO_W | SPP_N | MISO_W | Internal | Summer | B9 | 800 | 1000 | 0 | 82.97 | 83.74 | 5 | 0
2030 | SPP_N_2_MISO_W | SPP_N | MISO_W | Internal | Summer | B10 | 1262 | 1000 | 808.43 | 64.75 | 69.75 | 5 | 0
2030 | SPP_N_2_MISO_W | SPP_N | MISO_W | Internal | Winter | B16 | 25 | 1000 | 0 | 0.02 | 5.01 | 5 | 0
2030 | SPP_N_2_MISO_W | SPP_N | MISO_W | Internal | Winter | B17 | 100 | 1000 | 906.25 | 0.02 | 5.02 | 5 | 0
2030 | SPP_N_2_MISO_W | SPP_N | MISO_W | Internal | Winter | B18 | 400 | 1000 | 0 | 68.96 | 61.96 | 5 | 0
2030 | SPP_N_2_MISO_W | SPP_N | MISO_W | Internal | Winter | B19 | 700 | 1000 | 1000 | 12.15 | 61.96 | 5 | 44.81
2030 | SPP_N_2_MISO_W | SPP_N | MISO_W | Internal | Winter | B20 | 935 | 1000 | 1000 | 0.01 | 12.01 | 5 | 7
2030 | SPP_N_2_NE | SPP_N | NE | Internal | Shoulder | B11 | 25 | 384 | 0 | 88.47 | 88.47 | 0.01 | 0
2030 | SPP_N_2_NE | SPP_N | NE | Internal | Shoulder | B12 | 200 | 384 | 0 | 82.59 | 82.58 | 0.01 | 0
2030 | SPP_N_2_NE | SPP_N | NE | Internal | Shoulder | B13 | 600 | 384 | 0 | 71.04 | 71.03 | 0.01 | 0
2030 | SPP_N_2_NE | SPP_N | NE | Internal | Shoulder | B14 | 900 | 384 | 384 | 0.01 | 4.18 | 0.01 | 4.15
2030 | SPP_N_2_NE | SPP_N | NE | Internal | Shoulder | B15 | 1203 | 384 | 0 | 0.01 | 0.01 | 0.01 | 0
2030 | SPP_N_2_NE | SPP_N | NE | Internal | Summer | B1 | 10 | 384 | 384 | 11.52 | 174.63 | 0.01 | 163.1
2030 | SPP_N_2_NE | SPP_N | NE | Internal | Summer | B2 | 25 | 384 | 0 | 142.86 | 142.85 | 0.01 | 0
2030 | SPP_N_2_NE | SPP_N | NE | Internal | Summer | B3 | 75 | 384 | 0 | 146.56 | 141.22 | 0.01 | 0
2030 | SPP_N_2_NE | SPP_N | NE | Internal | Summer | B4 | 100 | 384 | 0 | 136.03 | 134.31 | 0.01 | 0
2030 | SPP_N_2_NE | SPP_N | NE | Internal | Summer | B5 | 200 | 384 | 0 | 133.32 | 133.31 | 0.01 | 0
2030 | SPP_N_2_NE | SPP_N | NE | Internal | Summer | B6 | 300 | 384 | 0 | 101.51 | 101.51 | 0.01 | 0
2030 | SPP_N_2_NE | SPP_N | NE | Internal | Summer | B7 | 400 | 384 | 0 | 88.43 | 88.41 | 0.01 | 0
2030 | SPP_N_2_NE | SPP_N | NE | Internal | Summer | B8 | 500 | 384 | 0 | 86.82 | 83.16 | 0.01 | 0
2030 | SPP_N_2_NE | SPP_N | NE | Internal | Summer | B9 | 800 | 384 | 0 | 82.97 | 78.74 | 0.01 | 0
2030 | SPP_N_2_NE | SPP_N | NE | Internal | Summer | B10 | 1262 | 384 | 0 | 64.75 | 64.74 | 0.01 | 0
2030 | SPP_N_2_NE | SPP_N | NE | Internal | Winter | B16 | 25 | 384 | 0 | 0.02 | 0.01 | 0.01 | 0
2030 | SPP_N_2_NE | SPP_N | NE | Internal | Winter | B17 | 100 | 384 | 0 | 0.02 | 0.01 | 0.01 | 0
2030 | SPP_N_2_NE | SPP_N | NE | Internal | Winter | B18 | 400 | 384 | 0 | 68.96 | 49.96 | 0.01 | 0
2030 | SPP_N_2_NE | SPP_N | NE | Internal | Winter | B19 | 700 | 384 | 0 | 12.15 | 12.14 | 0.01 | 0
2030 | SPP_N_2_NE | SPP_N | NE | Internal | Winter | B20 | 935 | 384 | 0 | 0.01 | 0.01 | 0.01 | 0
2030 | SPP_N_2_SPP_S | SPP_N | SPP_S | Internal | Shoulder | B11 | 25 | 4000 | 2720.52 | 88.47 | 88.49 | 0.01 | 0
2030 | SPP_N_2_SPP_S | SPP_N | SPP_S | Internal | Shoulder | B12 | 200 | 4000 | 2104.08 | 82.59 | 82.61 | 0.01 | 0
2030 | SPP_N_2_SPP_S | SPP_N | SPP_S | Internal | Shoulder | B13 | 600 | 4000 | 1708.49 | 71.04 | 71.05 | 0.01 | 0
2030 | SPP_N_2_SPP_S | SPP_N | SPP_S | Internal | Shoulder | B14 | 900 | 4000 | 0 | 0.01 | 0.01 | 0.01 | 0
2030 | SPP_N_2_SPP_S | SPP_N | SPP_S | Internal | Shoulder | B15 | 1203 | 4000 | 0 | 0.01 | 0.01 | 0.01 | 0
2030 | SPP_N_2_SPP_S | SPP_N | SPP_S | Internal | Summer | B1 | 10 | 4000 | 4000 | 11.52 | 64.76 | 0.01 | 53.23
2030 | SPP_N_2_SPP_S | SPP_N | SPP_S | Internal | Summer | B2 | 25 | 4000 | 0 | 142.86 | 142.86 | 0.01 | 0
2030 | SPP_N_2_SPP_S | SPP_N | SPP_S | Internal | Summer | B3 | 75 | 4000 | 236.66 | 146.56 | 146.57 | 0.01 | 0
2030 | SPP_N_2_SPP_S | SPP_N | SPP_S | Internal | Summer | B4 | 100 | 4000 | 377.08 | 136.03 | 136.04 | 0.01 | 0
2030 | SPP_N_2_SPP_S | SPP_N | SPP_S | Internal | Summer | B5 | 200 | 4000 | 0 | 133.32 | 133.32 | 0.01 | 0
2030 | SPP_N_2_SPP_S | SPP_N | SPP_S | Internal | Summer | B6 | 300 | 4000 | 0 | 101.51 | 101.51 | 0.01 | 0
2030 | SPP_N_2_SPP_S | SPP_N | SPP_S | Internal | Summer | B7 | 400 | 4000 | 3872.35 | 88.43 | 88.44 | 0.01 | 0
2030 | SPP_N_2_SPP_S | SPP_N | SPP_S | Internal | Summer | B8 | 500 | 4000 | 4000 | 86.82 | 88.44 | 0.01 | 1.6
2030 | SPP_N_2_SPP_S | SPP_N | SPP_S | Internal | Summer | B9 | 800 | 4000 | 4000 | 82.97 | 83.72 | 0.01 | 0.74
2030 | SPP_N_2_SPP_S | SPP_N | SPP_S | Internal | Summer | B10 | 1262 | 4000 | 3226.98 | 64.75 | 64.76 | 0.01 | 0
2030 | SPP_N_2_SPP_S | SPP_N | SPP_S | Internal | Winter | B16 | 25 | 4000 | 2156 | 0.02 | 0.03 | 0.01 | 0
2030 | SPP_N_2_SPP_S | SPP_N | SPP_S | Internal | Winter | B17 | 100 | 4000 | 2129.32 | 0.02 | 0.03 | 0.01 | 0
2030 | SPP_N_2_SPP_S | SPP_N | SPP_S | Internal | Winter | B18 | 400 | 4000 | 2091.41 | 68.96 | 68.97 | 0.01 | 0
2030 | SPP_N_2_SPP_S | SPP_N | SPP_S | Internal | Winter | B19 | 700 | 4000 | 847.26 | 12.15 | 12.17 | 0.01 | 0
2030 | SPP_N_2_SPP_S | SPP_N | SPP_S | Internal | Winter | B20 | 935 | 4000 | 0 | 0.01 | 0.01 | 0.01 | 0
2030 | SPP_S_2_ENT | SPP_S | ENT | Internal | Shoulder | B11 | 25 | 4280 | 0 | 88.49 | 93.47 | 5 | 0
2030 | SPP_S_2_ENT | SPP_S | ENT | Internal | Shoulder | B12 | 200 | 4280 | 3957 | 82.61 | 87.61 | 5 | 0
2030 | SPP_S_2_ENT | SPP_S | ENT | Internal | Shoulder | B13 | 600 | 4280 | 4280 | 71.05 | 84.33 | 5 | 8.28
2030 | SPP_S_2_ENT | SPP_S | ENT | Internal | Shoulder | B14 | 900 | 4280 | 4280 | 0.01 | 78.23 | 5 | 73.22
2030 | SPP_S_2_ENT | SPP_S | ENT | Internal | Shoulder | B15 | 1203 | 4280 | 4280 | 0.01 | 72.02 | 5 | 67.01
2030 | SPP_S_2_ENT | SPP_S | ENT | Internal | Summer | B1 | 10 | 4280 | 4280 | 64.76 | 149.57 | 5 | 79.81
2030 | SPP_S_2_ENT | SPP_S | ENT | Internal | Summer | B2 | 25 | 4280 | 2981.27 | 142.86 | 147.86 | 5 | 0
2030 | SPP_S_2_ENT | SPP_S | ENT | Internal | Summer | B3 | 75 | 4280 | 0 | 146.57 | 151.56 | 5 | 0
2030 | SPP_S_2_ENT | SPP_S | ENT | Internal | Summer | B4 | 100 | 4280 | 0 | 136.04 | 141.03 | 5 | 0
2030 | SPP_S_2_ENT | SPP_S | ENT | Internal | Summer | B5 | 200 | 4280 | 1427.97 | 133.32 | 138.32 | 5 | 0
2030 | SPP_S_2_ENT | SPP_S | ENT | Internal | Summer | B6 | 300 | 4280 | 1715.4 | 101.51 | 106.51 | 5 | 0
2030 | SPP_S_2_ENT | SPP_S | ENT | Internal | Summer | B7 | 400 | 4280 | 0 | 88.44 | 93.43 | 5 | 0
2030 | SPP_S_2_ENT | SPP_S | ENT | Internal | Summer | B8 | 500 | 4280 | 0 | 88.44 | 91.82 | 5 | 0
2030 | SPP_S_2_ENT | SPP_S | ENT | Internal | Summer | B9 | 800 | 4280 | 1585.85 | 83.72 | 88.72 | 5 | 0
2030 | SPP_S_2_ENT | SPP_S | ENT | Internal | Summer | B10 | 1262 | 4280 | 4280 | 64.76 | 72.33 | 5 | 2.57
2030 | SPP_S_2_ENT | SPP_S | ENT | Internal | Winter | B16 | 25 | 4280 | 4280 | 0.03 | 93.48 | 5 | 88.45
2030 | SPP_S_2_ENT | SPP_S | ENT | Internal | Winter | B17 | 100 | 4280 | 4280 | 0.03 | 90.91 | 5 | 85.87
2030 | SPP_S_2_ENT | SPP_S | ENT | Internal | Winter | B18 | 400 | 4280 | 4280 | 68.97 | 83.53 | 5 | 9.56
2030 | SPP_S_2_ENT | SPP_S | ENT | Internal | Winter | B19 | 700 | 4280 | 4280 | 12.17 | 80.91 | 5 | 63.75
2030 | SPP_S_2_ENT | SPP_S | ENT | Internal | Winter | B20 | 935 | 4280 | 4280 | 0.01 | 73.99 | 5 | 68.98
2030 | SPP_S_2_SPP_N | SPP_S | SPP_N | Internal | Shoulder | B11 | 25 | 640 | 0 | 88.49 | 88.47 | 0.01 | 0
2030 | SPP_S_2_SPP_N | SPP_S | SPP_N | Internal | Shoulder | B12 | 200 | 640 | 0 | 82.61 | 82.59 | 0.01 | 0
2030 | SPP_S_2_SPP_N | SPP_S | SPP_N | Internal | Shoulder | B13 | 600 | 640 | 0 | 71.05 | 71.04 | 0.01 | 0
2030 | SPP_S_2_SPP_N | SPP_S | SPP_N | Internal | Shoulder | B14 | 900 | 640 | 0 | 0.01 | 0.01 | 0.01 | 0
2030 | SPP_S_2_SPP_N | SPP_S | SPP_N | Internal | Shoulder | B15 | 1203 | 640 | 0 | 0.01 | 0.01 | 0.01 | 0
2030 | SPP_S_2_SPP_N | SPP_S | SPP_N | Internal | Summer | B1 | 10 | 640 | 0 | 64.76 | 11.52 | 0.01 | 0
2030 | SPP_S_2_SPP_N | SPP_S | SPP_N | Internal | Summer | B2 | 25 | 640 | 0 | 142.86 | 142.86 | 0.01 | 0
2030 | SPP_S_2_SPP_N | SPP_S | SPP_N | Internal | Summer | B3 | 75 | 640 | 0 | 146.57 | 146.56 | 0.01 | 0
2030 | SPP_S_2_SPP_N | SPP_S | SPP_N | Internal | Summer | B4 | 100 | 640 | 0 | 136.04 | 136.03 | 0.01 | 0
2030 | SPP_S_2_SPP_N | SPP_S | SPP_N | Internal | Summer | B5 | 200 | 640 | 0 | 133.32 | 133.32 | 0.01 | 0
2030 | SPP_S_2_SPP_N | SPP_S | SPP_N | Internal | Summer | B6 | 300 | 640 | 0 | 101.51 | 101.51 | 0.01 | 0
2030 | SPP_S_2_SPP_N | SPP_S | SPP_N | Internal | Summer | B7 | 400 | 640 | 0 | 88.44 | 88.43 | 0.01 | 0
2030 | SPP_S_2_SPP_N | SPP_S | SPP_N | Internal | Summer | B8 | 500 | 640 | 0 | 88.44 | 86.82 | 0.01 | 0
2030 | SPP_S_2_SPP_N | SPP_S | SPP_N | Internal | Summer | B9 | 800 | 640 | 0 | 83.72 | 82.97 | 0.01 | 0
2030 | SPP_S_2_SPP_N | SPP_S | SPP_N | Internal | Summer | B10 | 1262 | 640 | 0 | 64.76 | 64.75 | 0.01 | 0
2030 | SPP_S_2_SPP_N | SPP_S | SPP_N | Internal | Winter | B16 | 25 | 640 | 0 | 0.03 | 0.02 | 0.01 | 0
2030 | SPP_S_2_SPP_N | SPP_S | SPP_N | Internal | Winter | B17 | 100 | 640 | 0 | 0.03 | 0.02 | 0.01 | 0
2030 | SPP_S_2_SPP_N | SPP_S | SPP_N | Internal | Winter | B18 | 400 | 640 | 0 | 68.97 | 68.96 | 0.01 | 0
2030 | SPP_S_2_SPP_N | SPP_S | SPP_N | Internal | Winter | B19 | 700 | 640 | 0 | 12.17 | 12.15 | 0.01 | 0
2030 | SPP_S_2_SPP_N | SPP_S | SPP_N | Internal | Winter | B20 | 935 | 640 | 0 | 0.01 | 0.01 | 0.01 | 0
2030 | TVA_2_ENT | TVA | ENT | Internal | Shoulder | B11 | 25 | 500 | 0 | 101.49 | 93.47 | 9 | 0
2030 | TVA_2_ENT | TVA | ENT | Internal | Shoulder | B12 | 200 | 500 | 0 | 95.62 | 87.61 | 9 | 0
2030 | TVA_2_ENT | TVA | ENT | Internal | Shoulder | B13 | 600 | 500 | 0 | 91.05 | 84.33 | 9 | 0
2030 | TVA_2_ENT | TVA | ENT | Internal | Shoulder | B14 | 900 | 500 | 0 | 86.24 | 78.23 | 9 | 0
2030 | TVA_2_ENT | TVA | ENT | Internal | Shoulder | B15 | 1203 | 500 | 0 | 80.03 | 72.02 | 9 | 0
2030 | TVA_2_ENT | TVA | ENT | Internal | Summer | B1 | 10 | 500 | 0 | 202.63 | 149.57 | 9 | 0
2030 | TVA_2_ENT | TVA | ENT | Internal | Summer | B2 | 25 | 500 | 0 | 163.86 | 147.86 | 9 | 0
2030 | TVA_2_ENT | TVA | ENT | Internal | Summer | B3 | 75 | 500 | 0 | 154.24 | 151.56 | 9 | 0
2030 | TVA_2_ENT | TVA | ENT | Internal | Summer | B4 | 100 | 500 | 0 | 149.04 | 141.03 | 9 | 0
2030 | TVA_2_ENT | TVA | ENT | Internal | Summer | B5 | 200 | 500 | 0 | 146.32 | 138.32 | 9 | 0
2030 | TVA_2_ENT | TVA | ENT | Internal | Summer | B6 | 300 | 500 | 0 | 110.15 | 106.51 | 9 | 0
2030 | TVA_2_ENT | TVA | ENT | Internal | Summer | B7 | 400 | 500 | 0 | 94.25 | 93.43 | 9 | 0
2030 | TVA_2_ENT | TVA | ENT | Internal | Summer | B8 | 500 | 500 | 0 | 94.25 | 91.82 | 9 | 0
2030 | TVA_2_ENT | TVA | ENT | Internal | Summer | B9 | 800 | 500 | 0 | 91.75 | 88.72 | 9 | 0
2030 | TVA_2_ENT | TVA | ENT | Internal | Summer | B10 | 1262 | 500 | 0 | 80.34 | 72.33 | 9 | 0
2030 | TVA_2_ENT | TVA | ENT | Internal | Winter | B16 | 25 | 500 | 0 | 101.49 | 93.48 | 9 | 0
2030 | TVA_2_ENT | TVA | ENT | Internal | Winter | B17 | 100 | 500 | 0 | 98.92 | 90.91 | 9 | 0
2030 | TVA_2_ENT | TVA | ENT | Internal | Winter | B18 | 400 | 500 | 0 | 91.54 | 83.53 | 9 | 0
2030 | TVA_2_ENT | TVA | ENT | Internal | Winter | B19 | 700 | 500 | 0 | 88.93 | 80.91 | 9 | 0
2030 | TVA_2_ENT | TVA | ENT | Internal | Winter | B20 | 935 | 500 | 0 | 82 | 73.99 | 9 | 0
2030 | TVA_2_NonRTO_Midwest | TVA | NonRTO_Midwest | Internal | Shoulder | B11 | 25 | 100 | 0 | 101.49 | 101.46 | 9 | 0
2030 | TVA_2_NonRTO_Midwest | TVA | NonRTO_Midwest | Internal | Shoulder | B12 | 200 | 100 | 0 | 95.62 | 95.59 | 9 | 0
2030 | TVA_2_NonRTO_Midwest | TVA | NonRTO_Midwest | Internal | Shoulder | B13 | 600 | 100 | 0 | 91.05 | 91.03 | 9 | 0
2030 | TVA_2_NonRTO_Midwest | TVA | NonRTO_Midwest | Internal | Shoulder | B14 | 900 | 100 | 0 | 86.24 | 83.91 | 9 | 0
2030 | TVA_2_NonRTO_Midwest | TVA | NonRTO_Midwest | Internal | Shoulder | B15 | 1203 | 100 | 0 | 80.03 | 81.96 | 9 | 0
2030 | TVA_2_NonRTO_Midwest | TVA | NonRTO_Midwest | Internal | Summer | B1 | 10 | 100 | 0 | 202.63 | 194.62 | 9 | 0
2030 | TVA_2_NonRTO_Midwest | TVA | NonRTO_Midwest | Internal | Summer | B2 | 25 | 100 | 0 | 163.86 | 155.85 | 9 | 0
2030 | TVA_2_NonRTO_Midwest | TVA | NonRTO_Midwest | Internal | Summer | B3 | 75 | 100 | 0 | 154.24 | 154.22 | 9 | 0
2030 | TVA_2_NonRTO_Midwest | TVA | NonRTO_Midwest | Internal | Summer | B4 | 100 | 100 | 0 | 149.04 | 149.04 | 9 | 0
2030 | TVA_2_NonRTO_Midwest | TVA | NonRTO_Midwest | Internal | Summer | B5 | 200 | 100 | 0 | 146.32 | 147.2 | 9 | 0
2030 | TVA_2_NonRTO_Midwest | TVA | NonRTO_Midwest | Internal | Summer | B6 | 300 | 100 | 0 | 110.15 | 114.51 | 9 | 0
2030 | TVA_2_NonRTO_Midwest | TVA | NonRTO_Midwest | Internal | Summer | B7 | 400 | 100 | 0 | 94.25 | 101.41 | 9 | 0
2030 | TVA_2_NonRTO_Midwest | TVA | NonRTO_Midwest | Internal | Summer | B8 | 500 | 100 | 0 | 94.25 | 99.81 | 9 | 0
2030 | TVA_2_NonRTO_Midwest | TVA | NonRTO_Midwest | Internal | Summer | B9 | 800 | 100 | 0 | 91.75 | 91.75 | 9 | 0
2030 | TVA_2_NonRTO_Midwest | TVA | NonRTO_Midwest | Internal | Summer | B10 | 1262 | 100 | 0 | 80.34 | 81.78 | 9 | 0
2030 | TVA_2_NonRTO_Midwest | TVA | NonRTO_Midwest | Internal | Winter | B16 | 25 | 100 | 0 | 101.49 | 98.7 | 9 | 0
2030 | TVA_2_NonRTO_Midwest | TVA | NonRTO_Midwest | Internal | Winter | B17 | 100 | 100 | 0 | 98.92 | 98.92 | 9 | 0
2030 | TVA_2_NonRTO_Midwest | TVA | NonRTO_Midwest | Internal | Winter | B18 | 400 | 100 | 0 | 91.54 | 91.54 | 9 | 0
2030 | TVA_2_NonRTO_Midwest | TVA | NonRTO_Midwest | Internal | Winter | B19 | 700 | 100 | 0 | 88.93 | 88.93 | 9 | 0
2030 | TVA_2_NonRTO_Midwest | TVA | NonRTO_Midwest | Internal | Winter | B20 | 935 | 100 | 0 | 82 | 84.89 | 9 | 0
2030 | TVA_2_PJM_ROR | TVA | PJM_ROR | Internal | Shoulder | B11 | 25 | 500 | 0 | 101.49 | 95.47 | 9 | 0
2030 | TVA_2_PJM_ROR | TVA | PJM_ROR | Internal | Shoulder | B12 | 200 | 500 | 0 | 95.62 | 89.68 | 9 | 0
2030 | TVA_2_PJM_ROR | TVA | PJM_ROR | Internal | Shoulder | B13 | 600 | 500 | 0 | 91.05 | 87.78 | 9 | 0
2030 | TVA_2_PJM_ROR | TVA | PJM_ROR | Internal | Shoulder | B14 | 900 | 500 | 0 | 86.24 | 87.5 | 9 | 0
2030 | TVA_2_PJM_ROR | TVA | PJM_ROR | Internal | Shoulder | B15 | 1203 | 500 | 0 | 80.03 | 75.96 | 9 | 0
2030 | TVA_2_PJM_ROR | TVA | PJM_ROR | Internal | Summer | B1 | 10 | 500 | 0 | 202.63 | 188.63 | 9 | 0
2030 | TVA_2_PJM_ROR | TVA | PJM_ROR | Internal | Summer | B2 | 25 | 500 | 0 | 163.86 | 149.85 | 9 | 0
2030 | TVA_2_PJM_ROR | TVA | PJM_ROR | Internal | Summer | B3 | 75 | 500 | 0 | 154.24 | 148.22 | 9 | 0
2030 | TVA_2_PJM_ROR | TVA | PJM_ROR | Internal | Summer | B4 | 100 | 500 | 0 | 149.04 | 140.31 | 9 | 0
2030 | TVA_2_PJM_ROR | TVA | PJM_ROR | Internal | Summer | B5 | 200 | 500 | 0 | 146.32 | 140.31 | 9 | 0
2030 | TVA_2_PJM_ROR | TVA | PJM_ROR | Internal | Summer | B6 | 300 | 500 | 0 | 110.15 | 108.51 | 9 | 0
2030 | TVA_2_PJM_ROR | TVA | PJM_ROR | Internal | Summer | B7 | 400 | 500 | 0 | 94.25 | 95.41 | 9 | 0
2030 | TVA_2_PJM_ROR | TVA | PJM_ROR | Internal | Summer | B8 | 500 | 500 | 0 | 94.25 | 90.16 | 9 | 0
2030 | TVA_2_PJM_ROR | TVA | PJM_ROR | Internal | Summer | B9 | 800 | 500 | 0 | 91.75 | 85.74 | 9 | 0
2030 | TVA_2_PJM_ROR | TVA | PJM_ROR | Internal | Summer | B10 | 1262 | 500 | 0 | 80.34 | 74.33 | 9 | 0
2030 | TVA_2_PJM_ROR | TVA | PJM_ROR | Internal | Winter | B16 | 25 | 500 | 0 | 101.49 | 100.44 | 9 | 0
2030 | TVA_2_PJM_ROR | TVA | PJM_ROR | Internal | Winter | B17 | 100 | 500 | 0 | 98.92 | 95.86 | 9 | 0
2030 | TVA_2_PJM_ROR | TVA | PJM_ROR | Internal | Winter | B18 | 400 | 500 | 0 | 91.54 | 91.12 | 9 | 0
2030 | TVA_2_PJM_ROR | TVA | PJM_ROR | Internal | Winter | B19 | 700 | 500 | 0 | 88.93 | 91.12 | 9 | 0
2030 | TVA_2_PJM_ROR | TVA | PJM_ROR | Internal | Winter | B20 | 935 | 500 | 0 | 82 | 78.9 | 9 | 0
2030 | TVA_2_SOCO | TVA | SOCO | Internal | Shoulder | B11 | 25 | 500 | 0 | 101.49 | 99.09 | 9 | 0
2030 | TVA_2_SOCO | TVA | SOCO | Internal | Shoulder | B12 | 200 | 500 | 0 | 95.62 | 92.33 | 9 | 0
2030 | TVA_2_SOCO | TVA | SOCO | Internal | Shoulder | B13 | 600 | 500 | 0 | 91.05 | 92.33 | 9 | 0
2030 | TVA_2_SOCO | TVA | SOCO | Internal | Shoulder | B14 | 900 | 500 | 0 | 86.24 | 92.33 | 9 | 0
2030 | TVA_2_SOCO | TVA | SOCO | Internal | Shoulder | B15 | 1203 | 500 | 0 | 80.03 | 82.11 | 9 | 0
2030 | TVA_2_SOCO | TVA | SOCO | Internal | Summer | B1 | 10 | 500 | 500 | 202.63 | 741.19 | 9 | 529.55
2030 | TVA_2_SOCO | TVA | SOCO | Internal | Summer | B2 | 25 | 500 | 500 | 163.86 | 674.82 | 9 | 501.96
2030 | TVA_2_SOCO | TVA | SOCO | Internal | Summer | B3 | 75 | 500 | 0 | 154.24 | 159.56 | 9 | 0
2030 | TVA_2_SOCO | TVA | SOCO | Internal | Summer | B4 | 100 | 500 | 0 | 149.04 | 149.03 | 9 | 0
2030 | TVA_2_SOCO | TVA | SOCO | Internal | Summer | B5 | 200 | 500 | 0 | 146.32 | 136.31 | 9 | 0
2030 | TVA_2_SOCO | TVA | SOCO | Internal | Summer | B6 | 300 | 500 | 0 | 110.15 | 100.14 | 9 | 0
2030 | TVA_2_SOCO | TVA | SOCO | Internal | Summer | B7 | 400 | 500 | 0 | 94.25 | 94.16 | 9 | 0
2030 | TVA_2_SOCO | TVA | SOCO | Internal | Summer | B8 | 500 | 500 | 0 | 94.25 | 90.83 | 9 | 0
2030 | TVA_2_SOCO | TVA | SOCO | Internal | Summer | B9 | 800 | 500 | 0 | 91.75 | 90.83 | 9 | 0
2030 | TVA_2_SOCO | TVA | SOCO | Internal | Summer | B10 | 1262 | 500 | 0 | 80.34 | 80.33 | 9 | 0
2030 | TVA_2_SOCO | TVA | SOCO | Internal | Winter | B16 | 25 | 500 | 0 | 101.49 | 100.48 | 9 | 0
2030 | TVA_2_SOCO | TVA | SOCO | Internal | Winter | B17 | 100 | 500 | 0 | 98.92 | 95.49 | 9 | 0
2030 | TVA_2_SOCO | TVA | SOCO | Internal | Winter | B18 | 400 | 500 | 0 | 91.54 | 95.49 | 9 | 0
2030 | TVA_2_SOCO | TVA | SOCO | Internal | Winter | B19 | 700 | 500 | 0 | 88.93 | 95.49 | 9 | 0
2030 | TVA_2_SOCO | TVA | SOCO | Internal | Winter | B20 | 935 | 500 | 0 | 82 | 84.7 | 9 | 0
2030 | TVA_2_VACAR | TVA | VACAR | Internal | Shoulder | B11 | 25 | 150 | 0 | 101.49 | 101.47 | 9 | 0
2030 | TVA_2_VACAR | TVA | VACAR | Internal | Shoulder | B12 | 200 | 150 | 0 | 95.62 | 95.68 | 9 | 0
2030 | TVA_2_VACAR | TVA | VACAR | Internal | Shoulder | B13 | 600 | 150 | 0 | 91.05 | 85.33 | 9 | 0
2030 | TVA_2_VACAR | TVA | VACAR | Internal | Shoulder | B14 | 900 | 150 | 0 | 86.24 | 85.33 | 9 | 0
2030 | TVA_2_VACAR | TVA | VACAR | Internal | Shoulder | B15 | 1203 | 150 | 0 | 80.03 | 82.78 | 9 | 0
2030 | TVA_2_VACAR | TVA | VACAR | Internal | Summer | B1 | 10 | 150 | 150 | 202.63 | 751.19 | 9 | 539.55
2030 | TVA_2_VACAR | TVA | VACAR | Internal | Summer | B2 | 25 | 150 | 150 | 163.86 | 751.19 | 9 | 578.33
2030 | TVA_2_VACAR | TVA | VACAR | Internal | Summer | B3 | 75 | 150 | 118.69 | 154.24 | 163.24 | 9 | 0
2030 | TVA_2_VACAR | TVA | VACAR | Internal | Summer | B4 | 100 | 150 | 0 | 149.04 | 146.31 | 9 | 0
2030 | TVA_2_VACAR | TVA | VACAR | Internal | Summer | B5 | 200 | 150 | 0 | 146.32 | 146.31 | 9 | 0
2030 | TVA_2_VACAR | TVA | VACAR | Internal | Summer | B6 | 300 | 150 | 0 | 110.15 | 110.14 | 9 | 0
2030 | TVA_2_VACAR | TVA | VACAR | Internal | Summer | B7 | 400 | 150 | 0 | 94.25 | 101.41 | 9 | 0
2030 | TVA_2_VACAR | TVA | VACAR | Internal | Summer | B8 | 500 | 150 | 0 | 94.25 | 93.37 | 9 | 0
2030 | TVA_2_VACAR | TVA | VACAR | Internal | Summer | B9 | 800 | 150 | 0 | 91.75 | 83.83 | 9 | 0
2030 | TVA_2_VACAR | TVA | VACAR | Internal | Summer | B10 | 1262 | 150 | 0 | 80.34 | 80.82 | 9 | 0
2030 | TVA_2_VACAR | TVA | VACAR | Internal | Winter | B16 | 25 | 150 | 0 | 101.49 | 110.48 | 9 | 0
2030 | TVA_2_VACAR | TVA | VACAR | Internal | Winter | B17 | 100 | 150 | 0 | 98.92 | 101.86 | 9 | 0
2030 | TVA_2_VACAR | TVA | VACAR | Internal | Winter | B18 | 400 | 150 | 0 | 91.54 | 92.38 | 9 | 0
2030 | TVA_2_VACAR | TVA | VACAR | Internal | Winter | B19 | 700 | 150 | 0 | 88.93 | 88.49 | 9 | 0
2030 | TVA_2_VACAR | TVA | VACAR | Internal | Winter | B20 | 935 | 150 | 0 | 82 | 87.17 | 9 | 0
2030 | TVA_Transmission_2_NonRTO_Midwest | TVA_Transmission | NonRTO_Midwest | Internal | Shoulder | B11 | 25 | 700 | 0 | 101.47 | 101.46 | 9 | 0
2030 | TVA_Transmission_2_NonRTO_Midwest | TVA_Transmission | NonRTO_Midwest | Internal | Shoulder | B12 | 200 | 700 | 0 | 95.61 | 95.59 | 9 | 0
2030 | TVA_Transmission_2_NonRTO_Midwest | TVA_Transmission | NonRTO_Midwest | Internal | Shoulder | B13 | 600 | 700 | 0 | 91.04 | 91.03 | 9 | 0
2030 | TVA_Transmission_2_NonRTO_Midwest | TVA_Transmission | NonRTO_Midwest | Internal | Shoulder | B14 | 900 | 700 | 0 | 86.23 | 83.91 | 9 | 0
2030 | TVA_Transmission_2_NonRTO_Midwest | TVA_Transmission | NonRTO_Midwest | Internal | Shoulder | B15 | 1203 | 700 | 0 | 80.02 | 81.96 | 9 | 0
2030 | TVA_Transmission_2_NonRTO_Midwest | TVA_Transmission | NonRTO_Midwest | Internal | Summer | B1 | 10 | 700 | 0 | 202.62 | 194.62 | 9 | 0
2030 | TVA_Transmission_2_NonRTO_Midwest | TVA_Transmission | NonRTO_Midwest | Internal | Summer | B2 | 25 | 700 | 0 | 163.85 | 155.85 | 9 | 0
2030 | TVA_Transmission_2_NonRTO_Midwest | TVA_Transmission | NonRTO_Midwest | Internal | Summer | B3 | 75 | 700 | 0 | 154.23 | 154.22 | 9 | 0
2030 | TVA_Transmission_2_NonRTO_Midwest | TVA_Transmission | NonRTO_Midwest | Internal | Summer | B4 | 100 | 700 | 0 | 149.03 | 149.04 | 9 | 0
2030 | TVA_Transmission_2_NonRTO_Midwest | TVA_Transmission | NonRTO_Midwest | Internal | Summer | B5 | 200 | 700 | 0 | 146.31 | 147.2 | 9 | 0
2030 | TVA_Transmission_2_NonRTO_Midwest | TVA_Transmission | NonRTO_Midwest | Internal | Summer | B6 | 300 | 700 | 0 | 110.14 | 114.51 | 9 | 0
2030 | TVA_Transmission_2_NonRTO_Midwest | TVA_Transmission | NonRTO_Midwest | Internal | Summer | B7 | 400 | 700 | 0 | 97.17 | 101.41 | 9 | 0
2030 | TVA_Transmission_2_NonRTO_Midwest | TVA_Transmission | NonRTO_Midwest | Internal | Summer | B8 | 500 | 700 | 0 | 95.09 | 99.81 | 9 | 0
2030 | TVA_Transmission_2_NonRTO_Midwest | TVA_Transmission | NonRTO_Midwest | Internal | Summer | B9 | 800 | 700 | 0 | 91.74 | 91.75 | 9 | 0
2030 | TVA_Transmission_2_NonRTO_Midwest | TVA_Transmission | NonRTO_Midwest | Internal | Summer | B10 | 1262 | 700 | 0 | 80.33 | 81.78 | 9 | 0
2030 | TVA_Transmission_2_NonRTO_Midwest | TVA_Transmission | NonRTO_Midwest | Internal | Winter | B16 | 25 | 700 | 0 | 101.48 | 98.7 | 9 | 0
2030 | TVA_Transmission_2_NonRTO_Midwest | TVA_Transmission | NonRTO_Midwest | Internal | Winter | B17 | 100 | 700 | 0 | 98.91 | 98.92 | 9 | 0
2030 | TVA_Transmission_2_NonRTO_Midwest | TVA_Transmission | NonRTO_Midwest | Internal | Winter | B18 | 400 | 700 | 0 | 91.53 | 91.54 | 9 | 0
2030 | TVA_Transmission_2_NonRTO_Midwest | TVA_Transmission | NonRTO_Midwest | Internal | Winter | B19 | 700 | 700 | 0 | 88.91 | 88.93 | 9 | 0
2030 | TVA_Transmission_2_NonRTO_Midwest | TVA_Transmission | NonRTO_Midwest | Internal | Winter | B20 | 935 | 700 | 0 | 81.99 | 84.89 | 9 | 0
2030 | TVA_Transmission_2_PJM_ROR | TVA_Transmission | PJM_ROR | Internal | Shoulder | B11 | 25 | 2000 | 0 | 101.47 | 95.47 | 9 | 0
2030 | TVA_Transmission_2_PJM_ROR | TVA_Transmission | PJM_ROR | Internal | Shoulder | B12 | 200 | 2000 | 0 | 95.61 | 89.68 | 9 | 0
2030 | TVA_Transmission_2_PJM_ROR | TVA_Transmission | PJM_ROR | Internal | Shoulder | B13 | 600 | 2000 | 0 | 91.04 | 87.78 | 9 | 0
2030 | TVA_Transmission_2_PJM_ROR | TVA_Transmission | PJM_ROR | Internal | Shoulder | B14 | 900 | 2000 | 0 | 86.23 | 87.5 | 9 | 0
2030 | TVA_Transmission_2_PJM_ROR | TVA_Transmission | PJM_ROR | Internal | Shoulder | B15 | 1203 | 2000 | 0 | 80.02 | 75.96 | 9 | 0
2030 | TVA_Transmission_2_PJM_ROR | TVA_Transmission | PJM_ROR | Internal | Summer | B1 | 10 | 2000 | 0 | 202.62 | 188.63 | 9 | 0
2030 | TVA_Transmission_2_PJM_ROR | TVA_Transmission | PJM_ROR | Internal | Summer | B2 | 25 | 2000 | 0 | 163.85 | 149.85 | 9 | 0
2030 | TVA_Transmission_2_PJM_ROR | TVA_Transmission | PJM_ROR | Internal | Summer | B3 | 75 | 2000 | 0 | 154.23 | 148.22 | 9 | 0
2030 | TVA_Transmission_2_PJM_ROR | TVA_Transmission | PJM_ROR | Internal | Summer | B4 | 100 | 2000 | 0 | 149.03 | 140.31 | 9 | 0
2030 | TVA_Transmission_2_PJM_ROR | TVA_Transmission | PJM_ROR | Internal | Summer | B5 | 200 | 2000 | 0 | 146.31 | 140.31 | 9 | 0
2030 | TVA_Transmission_2_PJM_ROR | TVA_Transmission | PJM_ROR | Internal | Summer | B6 | 300 | 2000 | 0 | 110.14 | 108.51 | 9 | 0
2030 | TVA_Transmission_2_PJM_ROR | TVA_Transmission | PJM_ROR | Internal | Summer | B7 | 400 | 2000 | 0 | 97.17 | 95.41 | 9 | 0
2030 | TVA_Transmission_2_PJM_ROR | TVA_Transmission | PJM_ROR | Internal | Summer | B8 | 500 | 2000 | 0 | 95.09 | 90.16 | 9 | 0
2030 | TVA_Transmission_2_PJM_ROR | TVA_Transmission | PJM_ROR | Internal | Summer | B9 | 800 | 2000 | 0 | 91.74 | 85.74 | 9 | 0
2030 | TVA_Transmission_2_PJM_ROR | TVA_Transmission | PJM_ROR | Internal | Summer | B10 | 1262 | 2000 | 0 | 80.33 | 74.33 | 9 | 0
2030 | TVA_Transmission_2_PJM_ROR | TVA_Transmission | PJM_ROR | Internal | Winter | B16 | 25 | 2000 | 0 | 101.48 | 100.44 | 9 | 0
2030 | TVA_Transmission_2_PJM_ROR | TVA_Transmission | PJM_ROR | Internal | Winter | B17 | 100 | 2000 | 0 | 98.91 | 95.86 | 9 | 0
2030 | TVA_Transmission_2_PJM_ROR | TVA_Transmission | PJM_ROR | Internal | Winter | B18 | 400 | 2000 | 0 | 91.53 | 91.12 | 9 | 0
2030 | TVA_Transmission_2_PJM_ROR | TVA_Transmission | PJM_ROR | Internal | Winter | B19 | 700 | 2000 | 0 | 88.91 | 91.12 | 9 | 0
2030 | TVA_Transmission_2_PJM_ROR | TVA_Transmission | PJM_ROR | Internal | Winter | B20 | 935 | 2000 | 0 | 81.99 | 78.9 | 9 | 0
2030 | TVA_Transmission_2_SOCO | TVA_Transmission | SOCO | Internal | Shoulder | B11 | 25 | 3200 | 0 | 101.47 | 99.09 | 9 | 0
2030 | TVA_Transmission_2_SOCO | TVA_Transmission | SOCO | Internal | Shoulder | B12 | 200 | 3200 | 0 | 95.61 | 92.33 | 9 | 0
2030 | TVA_Transmission_2_SOCO | TVA_Transmission | SOCO | Internal | Shoulder | B13 | 600 | 3200 | 0 | 91.04 | 92.33 | 9 | 0
2030 | TVA_Transmission_2_SOCO | TVA_Transmission | SOCO | Internal | Shoulder | B14 | 900 | 3200 | 0 | 86.23 | 92.33 | 9 | 0
2030 | TVA_Transmission_2_SOCO | TVA_Transmission | SOCO | Internal | Shoulder | B15 | 1203 | 3200 | 0 | 80.02 | 82.11 | 9 | 0
2030 | TVA_Transmission_2_SOCO | TVA_Transmission | SOCO | Internal | Summer | B1 | 10 | 3200 | 3200 | 202.62 | 741.19 | 9 | 529.56
2030 | TVA_Transmission_2_SOCO | TVA_Transmission | SOCO | Internal | Summer | B2 | 25 | 3200 | 3200 | 163.85 | 674.82 | 9 | 501.97
2030 | TVA_Transmission_2_SOCO | TVA_Transmission | SOCO | Internal | Summer | B3 | 75 | 3200 | 0 | 154.23 | 159.56 | 9 | 0
2030 | TVA_Transmission_2_SOCO | TVA_Transmission | SOCO | Internal | Summer | B4 | 100 | 3200 | 0 | 149.03 | 149.03 | 9 | 0
2030 | TVA_Transmission_2_SOCO | TVA_Transmission | SOCO | Internal | Summer | B5 | 200 | 3200 | 0 | 146.31 | 136.31 | 9 | 0
2030 | TVA_Transmission_2_SOCO | TVA_Transmission | SOCO | Internal | Summer | B6 | 300 | 3200 | 0 | 110.14 | 100.14 | 9 | 0
2030 | TVA_Transmission_2_SOCO | TVA_Transmission | SOCO | Internal | Summer | B7 | 400 | 3200 | 0 | 97.17 | 94.16 | 9 | 0
2030 | TVA_Transmission_2_SOCO | TVA_Transmission | SOCO | Internal | Summer | B8 | 500 | 3200 | 0 | 95.09 | 90.83 | 9 | 0
2030 | TVA_Transmission_2_SOCO | TVA_Transmission | SOCO | Internal | Summer | B9 | 800 | 3200 | 0 | 91.74 | 90.83 | 9 | 0
2030 | TVA_Transmission_2_SOCO | TVA_Transmission | SOCO | Internal | Summer | B10 | 1262 | 3200 | 0 | 80.33 | 80.33 | 9 | 0
2030 | TVA_Transmission_2_SOCO | TVA_Transmission | SOCO | Internal | Winter | B16 | 25 | 3200 | 0 | 101.48 | 100.48 | 9 | 0
2030 | TVA_Transmission_2_SOCO | TVA_Transmission | SOCO | Internal | Winter | B17 | 100 | 3200 | 0 | 98.91 | 95.49 | 9 | 0
2030 | TVA_Transmission_2_SOCO | TVA_Transmission | SOCO | Internal | Winter | B18 | 400 | 3200 | 0 | 91.53 | 95.49 | 9 | 0
2030 | TVA_Transmission_2_SOCO | TVA_Transmission | SOCO | Internal | Winter | B19 | 700 | 3200 | 0 | 88.91 | 95.49 | 9 | 0
2030 | TVA_Transmission_2_SOCO | TVA_Transmission | SOCO | Internal | Winter | B20 | 935 | 3200 | 0 | 81.99 | 84.7 | 9 | 0
2030 | TVA_Transmission_2_TVA | TVA_Transmission | TVA | Internal | Shoulder | B11 | 25 | 99999 | 1190.27 | 101.47 | 101.49 | 0.01 | 0
2030 | TVA_Transmission_2_TVA | TVA_Transmission | TVA | Internal | Shoulder | B12 | 200 | 99999 | 1428.8 | 95.61 | 95.62 | 0.01 | 0
2030 | TVA_Transmission_2_TVA | TVA_Transmission | TVA | Internal | Shoulder | B13 | 600 | 99999 | 2336.25 | 91.04 | 91.05 | 0.01 | 0
2030 | TVA_Transmission_2_TVA | TVA_Transmission | TVA | Internal | Shoulder | B14 | 900 | 99999 | 4350.79 | 86.23 | 86.24 | 0.01 | 0
2030 | TVA_Transmission_2_TVA | TVA_Transmission | TVA | Internal | Shoulder | B15 | 1203 | 99999 | 3808.85 | 80.02 | 80.03 | 0.01 | 0
2030 | TVA_Transmission_2_TVA | TVA_Transmission | TVA | Internal | Summer | B1 | 10 | 99999 | 5980.27 | 202.62 | 202.63 | 0.01 | 0
2030 | TVA_Transmission_2_TVA | TVA_Transmission | TVA | Internal | Summer | B2 | 25 | 99999 | 5247.12 | 163.85 | 163.86 | 0.01 | 0
2030 | TVA_Transmission_2_TVA | TVA_Transmission | TVA | Internal | Summer | B3 | 75 | 99999 | 4503.74 | 154.23 | 154.24 | 0.01 | 0
2030 | TVA_Transmission_2_TVA | TVA_Transmission | TVA | Internal | Summer | B4 | 100 | 99999 | 3718.39 | 149.03 | 149.04 | 0.01 | 0
2030 | TVA_Transmission_2_TVA | TVA_Transmission | TVA | Internal | Summer | B5 | 200 | 99999 | 2193.43 | 146.31 | 146.32 | 0.01 | 0
2030 | TVA_Transmission_2_TVA | TVA_Transmission | TVA | Internal | Summer | B6 | 300 | 99999 | 33.42 | 110.14 | 110.15 | 0.01 | 0
2030 | TVA_Transmission_2_TVA | TVA_Transmission | TVA | Internal | Summer | B7 | 400 | 99999 | 0 | 97.17 | 94.25 | 0.01 | 0
2030 | TVA_Transmission_2_TVA | TVA_Transmission | TVA | Internal | Summer | B8 | 500 | 99999 | 0 | 95.09 | 94.25 | 0.01 | 0
2030 | TVA_Transmission_2_TVA | TVA_Transmission | TVA | Internal | Summer | B9 | 800 | 99999 | 1834.95 | 91.74 | 91.75 | 0.01 | 0
2030 | TVA_Transmission_2_TVA | TVA_Transmission | TVA | Internal | Summer | B10 | 1262 | 99999 | 2586.22 | 80.33 | 80.34 | 0.01 | 0
2030 | TVA_Transmission_2_TVA | TVA_Transmission | TVA | Internal | Winter | B16 | 25 | 99999 | 4864.18 | 101.48 | 101.49 | 0.01 | 0
2030 | TVA_Transmission_2_TVA | TVA_Transmission | TVA | Internal | Winter | B17 | 100 | 99999 | 2487.87 | 98.91 | 98.92 | 0.01 | 0
2030 | TVA_Transmission_2_TVA | TVA_Transmission | TVA | Internal | Winter | B18 | 400 | 99999 | 3073.23 | 91.53 | 91.54 | 0.01 | 0
2030 | TVA_Transmission_2_TVA | TVA_Transmission | TVA | Internal | Winter | B19 | 700 | 99999 | 3880.48 | 88.91 | 88.93 | 0.01 | 0
2030 | TVA_Transmission_2_TVA | TVA_Transmission | TVA | Internal | Winter | B20 | 935 | 99999 | 4810.85 | 81.99 | 82 | 0.01 | 0
2030 | TVA_Transmission_2_VACAR | TVA_Transmission | VACAR | Internal | Shoulder | B11 | 25 | 900 | 0 | 101.47 | 101.47 | 9 | 0
2030 | TVA_Transmission_2_VACAR | TVA_Transmission | VACAR | Internal | Shoulder | B12 | 200 | 900 | 0 | 95.61 | 95.68 | 9 | 0
2030 | TVA_Transmission_2_VACAR | TVA_Transmission | VACAR | Internal | Shoulder | B13 | 600 | 900 | 0 | 91.04 | 85.33 | 9 | 0
2030 | TVA_Transmission_2_VACAR | TVA_Transmission | VACAR | Internal | Shoulder | B14 | 900 | 900 | 0 | 86.23 | 85.33 | 9 | 0
2030 | TVA_Transmission_2_VACAR | TVA_Transmission | VACAR | Internal | Shoulder | B15 | 1203 | 900 | 0 | 80.02 | 82.78 | 9 | 0
2030 | TVA_Transmission_2_VACAR | TVA_Transmission | VACAR | Internal | Summer | B1 | 10 | 900 | 900 | 202.62 | 751.19 | 9 | 539.56
2030 | TVA_Transmission_2_VACAR | TVA_Transmission | VACAR | Internal | Summer | B2 | 25 | 900 | 900 | 163.85 | 751.19 | 9 | 578.34
2030 | TVA_Transmission_2_VACAR | TVA_Transmission | VACAR | Internal | Summer | B3 | 75 | 900 | 900 | 154.23 | 163.24 | 9 | 0.01
2030 | TVA_Transmission_2_VACAR | TVA_Transmission | VACAR | Internal | Summer | B4 | 100 | 900 | 0 | 149.03 | 146.31 | 9 | 0
2030 | TVA_Transmission_2_VACAR | TVA_Transmission | VACAR | Internal | Summer | B5 | 200 | 900 | 0 | 146.31 | 146.31 | 9 | 0
2030 | TVA_Transmission_2_VACAR | TVA_Transmission | VACAR | Internal | Summer | B6 | 300 | 900 | 0 | 110.14 | 110.14 | 9 | 0
2030 | TVA_Transmission_2_VACAR | TVA_Transmission | VACAR | Internal | Summer | B7 | 400 | 900 | 0 | 97.17 | 101.41 | 9 | 0
2030 | TVA_Transmission_2_VACAR | TVA_Transmission | VACAR | Internal | Summer | B8 | 500 | 900 | 0 | 95.09 | 93.37 | 9 | 0
2030 | TVA_Transmission_2_VACAR | TVA_Transmission | VACAR | Internal | Summer | B9 | 800 | 900 | 0 | 91.74 | 83.83 | 9 | 0
2030 | TVA_Transmission_2_VACAR | TVA_Transmission | VACAR | Internal | Summer | B10 | 1262 | 900 | 0 | 80.33 | 80.82 | 9 | 0
2030 | TVA_Transmission_2_VACAR | TVA_Transmission | VACAR | Internal | Winter | B16 | 25 | 900 | 495.69 | 101.48 | 110.48 | 9 | 0
2030 | TVA_Transmission_2_VACAR | TVA_Transmission | VACAR | Internal | Winter | B17 | 100 | 900 | 0 | 98.91 | 101.86 | 9 | 0
2030 | TVA_Transmission_2_VACAR | TVA_Transmission | VACAR | Internal | Winter | B18 | 400 | 900 | 0 | 91.53 | 92.38 | 9 | 0
2030 | TVA_Transmission_2_VACAR | TVA_Transmission | VACAR | Internal | Winter | B19 | 700 | 900 | 0 | 88.91 | 88.49 | 9 | 0
2030 | TVA_Transmission_2_VACAR | TVA_Transmission | VACAR | Internal | Winter | B20 | 935 | 900 | 0 | 81.99 | 87.17 | 9 | 0
2030 | VACAR_2_PJM_ROR | VACAR | PJM_ROR | Internal | Shoulder | B11 | 25 | 2000 | 0 | 101.47 | 95.47 | 7 | 0
2030 | VACAR_2_PJM_ROR | VACAR | PJM_ROR | Internal | Shoulder | B12 | 200 | 2000 | 0 | 95.68 | 89.68 | 7 | 0
2030 | VACAR_2_PJM_ROR | VACAR | PJM_ROR | Internal | Shoulder | B13 | 600 | 2000 | 0 | 85.33 | 87.78 | 7 | 0
2030 | VACAR_2_PJM_ROR | VACAR | PJM_ROR | Internal | Shoulder | B14 | 900 | 2000 | 0 | 85.33 | 87.5 | 7 | 0
2030 | VACAR_2_PJM_ROR | VACAR | PJM_ROR | Internal | Shoulder | B15 | 1203 | 2000 | 0 | 82.78 | 75.96 | 7 | 0
2030 | VACAR_2_PJM_ROR | VACAR | PJM_ROR | Internal | Summer | B1 | 10 | 2000 | 0 | 751.19 | 188.63 | 7 | 0
2030 | VACAR_2_PJM_ROR | VACAR | PJM_ROR | Internal | Summer | B2 | 25 | 2000 | 0 | 751.19 | 149.85 | 7 | 0
2030 | VACAR_2_PJM_ROR | VACAR | PJM_ROR | Internal | Summer | B3 | 75 | 2000 | 0 | 163.24 | 148.22 | 7 | 0
2030 | VACAR_2_PJM_ROR | VACAR | PJM_ROR | Internal | Summer | B4 | 100 | 2000 | 0 | 146.31 | 140.31 | 7 | 0
2030 | VACAR_2_PJM_ROR | VACAR | PJM_ROR | Internal | Summer | B5 | 200 | 2000 | 0 | 146.31 | 140.31 | 7 | 0
2030 | VACAR_2_PJM_ROR | VACAR | PJM_ROR | Internal | Summer | B6 | 300 | 2000 | 0 | 110.14 | 108.51 | 7 | 0
2030 | VACAR_2_PJM_ROR | VACAR | PJM_ROR | Internal | Summer | B7 | 400 | 2000 | 0 | 101.41 | 95.41 | 7 | 0
2030 | VACAR_2_PJM_ROR | VACAR | PJM_ROR | Internal | Summer | B8 | 500 | 2000 | 0 | 93.37 | 90.16 | 7 | 0
2030 | VACAR_2_PJM_ROR | VACAR | PJM_ROR | Internal | Summer | B9 | 800 | 2000 | 0 | 83.83 | 85.74 | 7 | 0
2030 | VACAR_2_PJM_ROR | VACAR | PJM_ROR | Internal | Summer | B10 | 1262 | 2000 | 0 | 80.82 | 74.33 | 7 | 0
2030 | VACAR_2_PJM_ROR | VACAR | PJM_ROR | Internal | Winter | B16 | 25 | 2000 | 0 | 110.48 | 100.44 | 7 | 0
2030 | VACAR_2_PJM_ROR | VACAR | PJM_ROR | Internal | Winter | B17 | 100 | 2000 | 0 | 101.86 | 95.86 | 7 | 0
2030 | VACAR_2_PJM_ROR | VACAR | PJM_ROR | Internal | Winter | B18 | 400 | 2000 | 0 | 92.38 | 91.12 | 7 | 0
2030 | VACAR_2_PJM_ROR | VACAR | PJM_ROR | Internal | Winter | B19 | 700 | 2000 | 0 | 88.49 | 91.12 | 7 | 0
2030 | VACAR_2_PJM_ROR | VACAR | PJM_ROR | Internal | Winter | B20 | 935 | 2000 | 0 | 87.17 | 78.9 | 7 | 0
2030 | VACAR_2_SOCO | VACAR | SOCO | Internal | Shoulder | B11 | 25 | 3000 | 0 | 101.47 | 99.09 | 7 | 0
2030 | VACAR_2_SOCO | VACAR | SOCO | Internal | Shoulder | B12 | 200 | 3000 | 0 | 95.68 | 92.33 | 7 | 0
2030 | VACAR_2_SOCO | VACAR | SOCO | Internal | Shoulder | B13 | 600 | 3000 | 9.21 | 85.33 | 92.33 | 7 | 0
2030 | VACAR_2_SOCO | VACAR | SOCO | Internal | Shoulder | B14 | 900 | 3000 | 73.51 | 85.33 | 92.33 | 7 | 0
2030 | VACAR_2_SOCO | VACAR | SOCO | Internal | Shoulder | B15 | 1203 | 3000 | 0 | 82.78 | 82.11 | 7 | 0
2030 | VACAR_2_SOCO | VACAR | SOCO | Internal | Summer | B1 | 10 | 3000 | 0 | 751.19 | 741.19 | 7 | 0
2030 | VACAR_2_SOCO | VACAR | SOCO | Internal | Summer | B2 | 25 | 3000 | 0 | 751.19 | 674.82 | 7 | 0
2030 | VACAR_2_SOCO | VACAR | SOCO | Internal | Summer | B3 | 75 | 3000 | 0 | 163.24 | 159.56 | 7 | 0
2030 | VACAR_2_SOCO | VACAR | SOCO | Internal | Summer | B4 | 100 | 3000 | 0 | 146.31 | 149.03 | 7 | 0
2030 | VACAR_2_SOCO | VACAR | SOCO | Internal | Summer | B5 | 200 | 3000 | 0 | 146.31 | 136.31 | 7 | 0
2030 | VACAR_2_SOCO | VACAR | SOCO | Internal | Summer | B6 | 300 | 3000 | 0 | 110.14 | 100.14 | 7 | 0
2030 | VACAR_2_SOCO | VACAR | SOCO | Internal | Summer | B7 | 400 | 3000 | 0 | 101.41 | 94.16 | 7 | 0
2030 | VACAR_2_SOCO | VACAR | SOCO | Internal | Summer | B8 | 500 | 3000 | 0 | 93.37 | 90.83 | 7 | 0
2030 | VACAR_2_SOCO | VACAR | SOCO | Internal | Summer | B9 | 800 | 3000 | 848.05 | 83.83 | 90.83 | 7 | 0
2030 | VACAR_2_SOCO | VACAR | SOCO | Internal | Summer | B10 | 1262 | 3000 | 0 | 80.82 | 80.33 | 7 | 0
2030 | VACAR_2_SOCO | VACAR | SOCO | Internal | Winter | B16 | 25 | 3000 | 0 | 110.48 | 100.48 | 7 | 0
2030 | VACAR_2_SOCO | VACAR | SOCO | Internal | Winter | B17 | 100 | 3000 | 0 | 101.86 | 95.49 | 7 | 0
2030 | VACAR_2_SOCO | VACAR | SOCO | Internal | Winter | B18 | 400 | 3000 | 0 | 92.38 | 95.49 | 7 | 0
2030 | VACAR_2_SOCO | VACAR | SOCO | Internal | Winter | B19 | 700 | 3000 | 492.95 | 88.49 | 95.49 | 7 | 0
2030 | VACAR_2_SOCO | VACAR | SOCO | Internal | Winter | B20 | 935 | 3000 | 0 | 87.17 | 84.7 | 7 | 0
2030 | VACAR_2_TVA_Transmission | VACAR | TVA_Transmission | Internal | Shoulder | B11 | 25 | 900 | 0 | 101.47 | 101.47 | 7 | 0
2030 | VACAR_2_TVA_Transmission | VACAR | TVA_Transmission | Internal | Shoulder | B12 | 200 | 900 | 0 | 95.68 | 95.61 | 7 | 0
2030 | VACAR_2_TVA_Transmission | VACAR | TVA_Transmission | Internal | Shoulder | B13 | 600 | 900 | 0 | 85.33 | 91.04 | 7 | 0
2030 | VACAR_2_TVA_Transmission | VACAR | TVA_Transmission | Internal | Shoulder | B14 | 900 | 900 | 0 | 85.33 | 86.23 | 7 | 0
2030 | VACAR_2_TVA_Transmission | VACAR | TVA_Transmission | Internal | Shoulder | B15 | 1203 | 900 | 0 | 82.78 | 80.02 | 7 | 0
2030 | VACAR_2_TVA_Transmission | VACAR | TVA_Transmission | Internal | Summer | B1 | 10 | 900 | 0 | 751.19 | 202.62 | 7 | 0
2030 | VACAR_2_TVA_Transmission | VACAR | TVA_Transmission | Internal | Summer | B2 | 25 | 900 | 0 | 751.19 | 163.85 | 7 | 0
2030 | VACAR_2_TVA_Transmission | VACAR | TVA_Transmission | Internal | Summer | B3 | 75 | 900 | 0 | 163.24 | 154.23 | 7 | 0
2030 | VACAR_2_TVA_Transmission | VACAR | TVA_Transmission | Internal | Summer | B4 | 100 | 900 | 0 | 146.31 | 149.03 | 7 | 0
2030 | VACAR_2_TVA_Transmission | VACAR | TVA_Transmission | Internal | Summer | B5 | 200 | 900 | 0 | 146.31 | 146.31 | 7 | 0
2030 | VACAR_2_TVA_Transmission | VACAR | TVA_Transmission | Internal | Summer | B6 | 300 | 900 | 0 | 110.14 | 110.14 | 7 | 0
2030 | VACAR_2_TVA_Transmission | VACAR | TVA_Transmission | Internal | Summer | B7 | 400 | 900 | 0 | 101.41 | 97.17 | 7 | 0
2030 | VACAR_2_TVA_Transmission | VACAR | TVA_Transmission | Internal | Summer | B8 | 500 | 900 | 0 | 93.37 | 95.09 | 7 | 0
2030 | VACAR_2_TVA_Transmission | VACAR | TVA_Transmission | Internal | Summer | B9 | 800 | 900 | 900 | 83.83 | 91.74 | 7 | 0.91
2030 | VACAR_2_TVA_Transmission | VACAR | TVA_Transmission | Internal | Summer | B10 | 1262 | 900 | 0 | 80.82 | 80.33 | 7 | 0
2030 | VACAR_2_TVA_Transmission | VACAR | TVA_Transmission | Internal | Winter | B16 | 25 | 900 | 0 | 110.48 | 101.48 | 7 | 0
2030 | VACAR_2_TVA_Transmission | VACAR | TVA_Transmission | Internal | Winter | B17 | 100 | 900 | 0 | 101.86 | 98.91 | 7 | 0
2030 | VACAR_2_TVA_Transmission | VACAR | TVA_Transmission | Internal | Winter | B18 | 400 | 900 | 0 | 92.38 | 91.53 | 7 | 0
2030 | VACAR_2_TVA_Transmission | VACAR | TVA_Transmission | Internal | Winter | B19 | 700 | 900 | 0 | 88.49 | 88.91 | 7 | 0
2030 | VACAR_2_TVA_Transmission | VACAR | TVA_Transmission | Internal | Winter | B20 | 935 | 900 | 0 | 87.17 | 81.99 | 7 | 0
2035 | ENT_2_MISO_MO-IL | ENT | MISO_MO-IL | Internal | Shoulder | B11 | 25 | 2260 | 0 | 136.37 | 132.04 | 8 | 0
2035 | ENT_2_MISO_MO-IL | ENT | MISO_MO-IL | Internal | Shoulder | B12 | 200 | 2260 | 0 | 117.39 | 114.84 | 8 | 0
2035 | ENT_2_MISO_MO-IL | ENT | MISO_MO-IL | Internal | Shoulder | B13 | 600 | 2260 | 0 | 111.26 | 114.79 | 8 | 0
2035 | ENT_2_MISO_MO-IL | ENT | MISO_MO-IL | Internal | Shoulder | B14 | 900 | 2260 | 0 | 111.26 | 110.59 | 8 | 0
2035 | ENT_2_MISO_MO-IL | ENT | MISO_MO-IL | Internal | Shoulder | B15 | 1203 | 2260 | 0 | 87.06 | 87.06 | 8 | 0
2035 | ENT_2_MISO_MO-IL | ENT | MISO_MO-IL | Internal | Summer | B1 | 10 | 2260 | 2065.95 | 234.76 | 242.76 | 8 | 0
2035 | ENT_2_MISO_MO-IL | ENT | MISO_MO-IL | Internal | Summer | B2 | 25 | 2260 | 0 | 221.97 | 221.97 | 8 | 0
2035 | ENT_2_MISO_MO-IL | ENT | MISO_MO-IL | Internal | Summer | B3 | 75 | 2260 | 0 | 224.97 | 221.94 | 8 | 0
2035 | ENT_2_MISO_MO-IL | ENT | MISO_MO-IL | Internal | Summer | B4 | 100 | 2260 | 0 | 212.46 | 212.46 | 8 | 0
2035 | ENT_2_MISO_MO-IL | ENT | MISO_MO-IL | Internal | Summer | B5 | 200 | 2260 | 552.74 | 153.91 | 161.91 | 8 | 0
2035 | ENT_2_MISO_MO-IL | ENT | MISO_MO-IL | Internal | Summer | B6 | 300 | 2260 | 0 | 143.92 | 143.92 | 8 | 0
2035 | ENT_2_MISO_MO-IL | ENT | MISO_MO-IL | Internal | Summer | B7 | 400 | 2260 | 0 | 139.33 | 138.24 | 8 | 0
2035 | ENT_2_MISO_MO-IL | ENT | MISO_MO-IL | Internal | Summer | B8 | 500 | 2260 | 0 | 134.59 | 132.03 | 8 | 0
2035 | ENT_2_MISO_MO-IL | ENT | MISO_MO-IL | Internal | Summer | B9 | 800 | 2260 | 0 | 123.63 | 115.63 | 8 | 0
2035 | ENT_2_MISO_MO-IL | ENT | MISO_MO-IL | Internal | Summer | B10 | 1262 | 2260 | 0 | 93.2 | 93.2 | 8 | 0
2035 | ENT_2_MISO_MO-IL | ENT | MISO_MO-IL | Internal | Winter | B16 | 25 | 2260 | 0 | 126.01 | 117.88 | 8 | 0
2035 | ENT_2_MISO_MO-IL | ENT | MISO_MO-IL | Internal | Winter | B17 | 100 | 2260 | 0 | 120.47 | 117.86 | 8 | 0
2035 | ENT_2_MISO_MO-IL | ENT | MISO_MO-IL | Internal | Winter | B18 | 400 | 2260 | 0 | 115.24 | 115.19 | 8 | 0
2035 | ENT_2_MISO_MO-IL | ENT | MISO_MO-IL | Internal | Winter | B19 | 700 | 2260 | 0 | 114.22 | 115.19 | 8 | 0
2035 | ENT_2_MISO_MO-IL | ENT | MISO_MO-IL | Internal | Winter | B20 | 935 | 2260 | 0 | 84.45 | 84.61 | 8 | 0
2035 | ENT_2_SOCO | ENT | SOCO | Internal | Shoulder | B11 | 25 | 2000 | 0 | 136.37 | 135.25 | 8 | 0
2035 | ENT_2_SOCO | ENT | SOCO | Internal | Shoulder | B12 | 200 | 2000 | 0 | 117.39 | 119.26 | 8 | 0
2035 | ENT_2_SOCO | ENT | SOCO | Internal | Shoulder | B13 | 600 | 2000 | 622.92 | 111.26 | 119.26 | 8 | 0
2035 | ENT_2_SOCO | ENT | SOCO | Internal | Shoulder | B14 | 900 | 2000 | 1762.14 | 111.26 | 119.26 | 8 | 0
2035 | ENT_2_SOCO | ENT | SOCO | Internal | Shoulder | B15 | 1203 | 2000 | 2000 | 87.06 | 95.1 | 8 | 0.05
2035 | ENT_2_SOCO | ENT | SOCO | Internal | Summer | B1 | 10 | 2000 | 2000 | 234.76 | 741.19 | 8 | 498.42
2035 | ENT_2_SOCO | ENT | SOCO | Internal | Summer | B2 | 25 | 2000 | 2000 | 221.97 | 550.68 | 8 | 320.71
2035 | ENT_2_SOCO | ENT | SOCO | Internal | Summer | B3 | 75 | 2000 | 2000 | 224.97 | 238.94 | 8 | 5.97
2035 | ENT_2_SOCO | ENT | SOCO | Internal | Summer | B4 | 100 | 2000 | 1045.51 | 212.46 | 220.46 | 8 | 0
2035 | ENT_2_SOCO | ENT | SOCO | Internal | Summer | B5 | 200 | 2000 | 0 | 153.91 | 156.09 | 8 | 0
2035 | ENT_2_SOCO | ENT | SOCO | Internal | Summer | B6 | 300 | 2000 | 0 | 143.92 | 137.01 | 8 | 0
2035 | ENT_2_SOCO | ENT | SOCO | Internal | Summer | B7 | 400 | 2000 | 0 | 139.33 | 136.24 | 8 | 0
2035 | ENT_2_SOCO | ENT | SOCO | Internal | Summer | B8 | 500 | 2000 | 0 | 134.59 | 124.59 | 8 | 0
2035 | ENT_2_SOCO | ENT | SOCO | Internal | Summer | B9 | 800 | 2000 | 0 | 123.63 | 117.93 | 8 | 0
2035 | ENT_2_SOCO | ENT | SOCO | Internal | Summer | B10 | 1262 | 2000 | 176.28 | 93.2 | 101.2 | 8 | 0
2035 | ENT_2_SOCO | ENT | SOCO | Internal | Winter | B16 | 25 | 2000 | 1995.28 | 126.01 | 134.01 | 8 | 0
2035 | ENT_2_SOCO | ENT | SOCO | Internal | Winter | B17 | 100 | 2000 | 0 | 120.47 | 122.22 | 8 | 0
2035 | ENT_2_SOCO | ENT | SOCO | Internal | Winter | B18 | 400 | 2000 | 0 | 115.24 | 122.22 | 8 | 0
2035 | ENT_2_SOCO | ENT | SOCO | Internal | Winter | B19 | 700 | 2000 | 903.21 | 114.22 | 122.22 | 8 | 0
2035 | ENT_2_SOCO | ENT | SOCO | Internal | Winter | B20 | 935 | 2000 | 142.43 | 84.45 | 92.45 | 8 | 0
2035 | ENT_2_TVA_Transmission | ENT | TVA_Transmission | Internal | Shoulder | B11 | 25 | 2100 | 0 | 136.37 | 132.03 | 8 | 0
2035 | ENT_2_TVA_Transmission | ENT | TVA_Transmission | Internal | Shoulder | B12 | 200 | 2100 | 0 | 117.39 | 122.84 | 8 | 0
2035 | ENT_2_TVA_Transmission | ENT | TVA_Transmission | Internal | Shoulder | B13 | 600 | 2100 | 0 | 111.26 | 118.89 | 8 | 0
2035 | ENT_2_TVA_Transmission | ENT | TVA_Transmission | Internal | Shoulder | B14 | 900 | 2100 | 0 | 111.26 | 118.59 | 8 | 0
2035 | ENT_2_TVA_Transmission | ENT | TVA_Transmission | Internal | Shoulder | B15 | 1203 | 2100 | 1536.39 | 87.06 | 95.06 | 8 | 0
2035 | ENT_2_TVA_Transmission | ENT | TVA_Transmission | Internal | Summer | B1 | 10 | 2100 | 2100 | 234.76 | 258.75 | 8 | 15.99
2035 | ENT_2_TVA_Transmission | ENT | TVA_Transmission | Internal | Summer | B2 | 25 | 2100 | 2100 | 221.97 | 237.96 | 8 | 7.99
2035 | ENT_2_TVA_Transmission | ENT | TVA_Transmission | Internal | Summer | B3 | 75 | 2100 | 0 | 224.97 | 229.94 | 8 | 0
2035 | ENT_2_TVA_Transmission | ENT | TVA_Transmission | Internal | Summer | B4 | 100 | 2100 | 0 | 212.46 | 218.6 | 8 | 0
2035 | ENT_2_TVA_Transmission | ENT | TVA_Transmission | Internal | Summer | B5 | 200 | 2100 | 0 | 153.91 | 161.9 | 8 | 0
2035 | ENT_2_TVA_Transmission | ENT | TVA_Transmission | Internal | Summer | B6 | 300 | 2100 | 0 | 143.92 | 141 | 8 | 0
2035 | ENT_2_TVA_Transmission | ENT | TVA_Transmission | Internal | Summer | B7 | 400 | 2100 | 0 | 139.33 | 134.34 | 8 | 0
2035 | ENT_2_TVA_Transmission | ENT | TVA_Transmission | Internal | Summer | B8 | 500 | 2100 | 0 | 134.59 | 125.84 | 8 | 0
2035 | ENT_2_TVA_Transmission | ENT | TVA_Transmission | Internal | Summer | B9 | 800 | 2100 | 0 | 123.63 | 119.64 | 8 | 0
2035 | ENT_2_TVA_Transmission | ENT | TVA_Transmission | Internal | Summer | B10 | 1262 | 2100 | 1596.78 | 93.2 | 101.2 | 8 | 0
2035 | ENT_2_TVA_Transmission | ENT | TVA_Transmission | Internal | Winter | B16 | 25 | 2100 | 0 | 126.01 | 125.88 | 8 | 0
2035 | ENT_2_TVA_Transmission | ENT | TVA_Transmission | Internal | Winter | B17 | 100 | 2100 | 0 | 120.47 | 125.86 | 8 | 0
2035 | ENT_2_TVA_Transmission | ENT | TVA_Transmission | Internal | Winter | B18 | 400 | 2100 | 0 | 115.24 | 122.08 | 8 | 0
2035 | ENT_2_TVA_Transmission | ENT | TVA_Transmission | Internal | Winter | B19 | 700 | 2100 | 0 | 114.22 | 121.87 | 8 | 0
2035 | ENT_2_TVA_Transmission | ENT | TVA_Transmission | Internal | Winter | B20 | 935 | 2100 | 2100 | 84.45 | 92.61 | 8 | 0.16
2035 | FRCC_2_SOCO | FRCC | SOCO | Internal | Shoulder | B11 | 25 | 900 | 0 | 143.77 | 135.25 | 8 | 0
2035 | FRCC_2_SOCO | FRCC | SOCO | Internal | Shoulder | B12 | 200 | 900 | 0 | 129.26 | 119.26 | 8 | 0
2035 | FRCC_2_SOCO | FRCC | SOCO | Internal | Shoulder | B13 | 600 | 900 | 0 | 123.69 | 119.26 | 8 | 0
2035 | FRCC_2_SOCO | FRCC | SOCO | Internal | Shoulder | B14 | 900 | 900 | 0 | 123.69 | 119.26 | 8 | 0
2035 | FRCC_2_SOCO | FRCC | SOCO | Internal | Shoulder | B15 | 1203 | 900 | 0 | 88.48 | 95.1 | 8 | 0
2035 | FRCC_2_SOCO | FRCC | SOCO | Internal | Summer | B1 | 10 | 900 | 0 | 751.19 | 741.19 | 8 | 0
2035 | FRCC_2_SOCO | FRCC | SOCO | Internal | Summer | B2 | 25 | 900 | 0 | 560.68 | 550.68 | 8 | 0
2035 | FRCC_2_SOCO | FRCC | SOCO | Internal | Summer | B3 | 75 | 900 | 0 | 248.94 | 238.94 | 8 | 0
2035 | FRCC_2_SOCO | FRCC | SOCO | Internal | Summer | B4 | 100 | 900 | 0 | 230.46 | 220.46 | 8 | 0
2035 | FRCC_2_SOCO | FRCC | SOCO | Internal | Summer | B5 | 200 | 900 | 0 | 164.74 | 156.09 | 8 | 0
2035 | FRCC_2_SOCO | FRCC | SOCO | Internal | Summer | B6 | 300 | 900 | 0 | 142.71 | 137.01 | 8 | 0
2035 | FRCC_2_SOCO | FRCC | SOCO | Internal | Summer | B7 | 400 | 900 | 0 | 142.71 | 136.24 | 8 | 0
2035 | FRCC_2_SOCO | FRCC | SOCO | Internal | Summer | B8 | 500 | 900 | 0 | 134.59 | 124.59 | 8 | 0
2035 | FRCC_2_SOCO | FRCC | SOCO | Internal | Summer | B9 | 800 | 900 | 0 | 122.78 | 117.93 | 8 | 0
2035 | FRCC_2_SOCO | FRCC | SOCO | Internal | Summer | B10 | 1262 | 900 | 165.74 | 93.2 | 101.2 | 8 | 0
2035 | FRCC_2_SOCO | FRCC | SOCO | Internal | Winter | B16 | 25 | 900 | 0 | 146.69 | 134.01 | 8 | 0
2035 | FRCC_2_SOCO | FRCC | SOCO | Internal | Winter | B17 | 100 | 900 | 0 | 132.22 | 122.22 | 8 | 0
2035 | FRCC_2_SOCO | FRCC | SOCO | Internal | Winter | B18 | 400 | 900 | 0 | 126.17 | 122.22 | 8 | 0
2035 | FRCC_2_SOCO | FRCC | SOCO | Internal | Winter | B19 | 700 | 900 | 0 | 126.17 | 122.22 | 8 | 0
2035 | FRCC_2_SOCO | FRCC | SOCO | Internal | Winter | B20 | 935 | 900 | 0 | 87.1 | 92.45 | 8 | 0
2035 | HQ_NEISO_2_NEISO | HQ_NEISO | NEISO | Internal | Shoulder | B11 | 25 | 99999 | 3633.08 | 49.9 | 49.91 | 0.01 | 0
2035 | HQ_NEISO_2_NEISO | HQ_NEISO | NEISO | Internal | Shoulder | B12 | 200 | 99999 | 3625.93 | 49.9 | 49.91 | 0.01 | 0
2035 | HQ_NEISO_2_NEISO | HQ_NEISO | NEISO | Internal | Shoulder | B13 | 600 | 99999 | 3597.78 | 49.9 | 49.91 | 0.01 | 0
2035 | HQ_NEISO_2_NEISO | HQ_NEISO | NEISO | Internal | Shoulder | B14 | 900 | 99999 | 3548.53 | 49.9 | 49.91 | 0.01 | 0
2035 | HQ_NEISO_2_NEISO | HQ_NEISO | NEISO | Internal | Shoulder | B15 | 1203 | 99999 | 1636.15 | 49.9 | 49.91 | 0.01 | 0
2035 | HQ_NEISO_2_NEISO | HQ_NEISO | NEISO | Internal | Summer | B1 | 10 | 99999 | 4031.99 | 490.86 | 490.88 | 0.01 | 0
2035 | HQ_NEISO_2_NEISO | HQ_NEISO | NEISO | Internal | Summer | B2 | 25 | 99999 | 3984.73 | 327.23 | 327.24 | 0.01 | 0
2035 | HQ_NEISO_2_NEISO | HQ_NEISO | NEISO | Internal | Summer | B3 | 75 | 99999 | 3890.52 | 181.45 | 181.47 | 0.01 | 0
2035 | HQ_NEISO_2_NEISO | HQ_NEISO | NEISO | Internal | Summer | B4 | 100 | 99999 | 3809.54 | 140.92 | 140.93 | 0.01 | 0
2035 | HQ_NEISO_2_NEISO | HQ_NEISO | NEISO | Internal | Summer | B5 | 200 | 99999 | 3765.5 | 106.37 | 106.39 | 0.01 | 0
2035 | HQ_NEISO_2_NEISO | HQ_NEISO | NEISO | Internal | Summer | B6 | 300 | 99999 | 3715.82 | 106.37 | 106.39 | 0.01 | 0
2035 | HQ_NEISO_2_NEISO | HQ_NEISO | NEISO | Internal | Summer | B7 | 400 | 99999 | 3658.9 | 103.91 | 103.92 | 0.01 | 0
2035 | HQ_NEISO_2_NEISO | HQ_NEISO | NEISO | Internal | Summer | B8 | 500 | 99999 | 3614.15 | 103.91 | 103.92 | 0.01 | 0
2035 | HQ_NEISO_2_NEISO | HQ_NEISO | NEISO | Internal | Summer | B9 | 800 | 99999 | 3559.32 | 103.91 | 103.92 | 0.01 | 0
2035 | HQ_NEISO_2_NEISO | HQ_NEISO | NEISO | Internal | Summer | B10 | 1262 | 99999 | 1305.12 | 103.91 | 103.92 | 0.01 | 0
2035 | HQ_NEISO_2_NEISO | HQ_NEISO | NEISO | Internal | Winter | B16 | 25 | 99999 | 3732.2 | 49.9 | 49.91 | 0.01 | 0
2035 | HQ_NEISO_2_NEISO | HQ_NEISO | NEISO | Internal | Winter | B17 | 100 | 99999 | 3692.42 | 49.9 | 49.91 | 0.01 | 0
2035 | HQ_NEISO_2_NEISO | HQ_NEISO | NEISO | Internal | Winter | B18 | 400 | 99999 | 3661.97 | 49.9 | 49.91 | 0.01 | 0
2035 | HQ_NEISO_2_NEISO | HQ_NEISO | NEISO | Internal | Winter | B19 | 700 | 99999 | 3605.25 | 49.9 | 49.91 | 0.01 | 0
2035 | HQ_NEISO_2_NEISO | HQ_NEISO | NEISO | Internal | Winter | B20 | 935 | 99999 | 1783.97 | 49.9 | 49.91 | 0.01 | 0
2035 | HQ_NY_2_NYISO_A-F | HQ_NY | NYISO_A-F | Internal | Shoulder | B11 | 25 | 99999 | 2691.25 | 52.9 | 52.91 | 0.01 | 0
2035 | HQ_NY_2_NYISO_A-F | HQ_NY | NYISO_A-F | Internal | Shoulder | B12 | 200 | 99999 | 2724.3 | 52.9 | 52.91 | 0.01 | 0
2035 | HQ_NY_2_NYISO_A-F | HQ_NY | NYISO_A-F | Internal | Shoulder | B13 | 600 | 99999 | 2662.86 | 52.9 | 52.91 | 0.01 | 0
2035 | HQ_NY_2_NYISO_A-F | HQ_NY | NYISO_A-F | Internal | Shoulder | B14 | 900 | 99999 | 2561.4 | 52.9 | 52.91 | 0.01 | 0
2035 | HQ_NY_2_NYISO_A-F | HQ_NY | NYISO_A-F | Internal | Shoulder | B15 | 1203 | 99999 | 1489.61 | 52.9 | 52.91 | 0.01 | 0
2035 | HQ_NY_2_NYISO_A-F | HQ_NY | NYISO_A-F | Internal | Summer | B1 | 10 | 99999 | 3333.15 | 100.91 | 100.92 | 0.01 | 0
2035 | HQ_NY_2_NYISO_A-F | HQ_NY | NYISO_A-F | Internal | Summer | B2 | 25 | 99999 | 3246 | 100.91 | 100.92 | 0.01 | 0
2035 | HQ_NY_2_NYISO_A-F | HQ_NY | NYISO_A-F | Internal | Summer | B3 | 75 | 99999 | 3115.34 | 100.91 | 100.92 | 0.01 | 0
2035 | HQ_NY_2_NYISO_A-F | HQ_NY | NYISO_A-F | Internal | Summer | B4 | 100 | 99999 | 2975.05 | 111.08 | 111.09 | 0.01 | 0
2035 | HQ_NY_2_NYISO_A-F | HQ_NY | NYISO_A-F | Internal | Summer | B5 | 200 | 99999 | 2890.32 | 100.91 | 100.92 | 0.01 | 0
2035 | HQ_NY_2_NYISO_A-F | HQ_NY | NYISO_A-F | Internal | Summer | B6 | 300 | 99999 | 2805.75 | 100.91 | 100.92 | 0.01 | 0
2035 | HQ_NY_2_NYISO_A-F | HQ_NY | NYISO_A-F | Internal | Summer | B7 | 400 | 99999 | 2708.59 | 100.91 | 100.92 | 0.01 | 0
2035 | HQ_NY_2_NYISO_A-F | HQ_NY | NYISO_A-F | Internal | Summer | B8 | 500 | 99999 | 2642.79 | 100.91 | 100.92 | 0.01 | 0
2035 | HQ_NY_2_NYISO_A-F | HQ_NY | NYISO_A-F | Internal | Summer | B9 | 800 | 99999 | 2553.63 | 100.91 | 100.92 | 0.01 | 0
2035 | HQ_NY_2_NYISO_A-F | HQ_NY | NYISO_A-F | Internal | Summer | B10 | 1262 | 99999 | 1342.51 | 100.91 | 100.92 | 0.01 | 0
2035 | HQ_NY_2_NYISO_A-F | HQ_NY | NYISO_A-F | Internal | Winter | B16 | 25 | 99999 | 2921.38 | 46.9 | 46.91 | 0.01 | 0
2035 | HQ_NY_2_NYISO_A-F | HQ_NY | NYISO_A-F | Internal | Winter | B17 | 100 | 99999 | 2867.47 | 46.9 | 46.91 | 0.01 | 0
2035 | HQ_NY_2_NYISO_A-F | HQ_NY | NYISO_A-F | Internal | Winter | B18 | 400 | 99999 | 2805.5 | 46.9 | 46.91 | 0.01 | 0
2035 | HQ_NY_2_NYISO_A-F | HQ_NY | NYISO_A-F | Internal | Winter | B19 | 700 | 99999 | 2697.59 | 46.9 | 46.91 | 0.01 | 0
2035 | HQ_NY_2_NYISO_A-F | HQ_NY | NYISO_A-F | Internal | Winter | B20 | 935 | 99999 | 1660.59 | 46.9 | 46.91 | 0.01 | 0
2035 | HQ_IESO_2_IESO | HQ_IESO | IESO | Internal | Shoulder | B11 | 25 | 99999 | 1442.92 | 47.61 | 47.63 | 0.01 | 0
2035 | HQ_IESO_2_IESO | HQ_IESO | IESO | Internal | Shoulder | B12 | 200 | 99999 | 1470.97 | 47.61 | 47.63 | 0.01 | 0
2035 | HQ_IESO_2_IESO | HQ_IESO | IESO | Internal | Shoulder | B13 | 600 | 99999 | 1437.44 | 47.61 | 47.63 | 0.01 | 0
2035 | HQ_IESO_2_IESO | HQ_IESO | IESO | Internal | Shoulder | B14 | 900 | 99999 | 1376.14 | 47.61 | 47.63 | 0.01 | 0
2035 | HQ_IESO_2_IESO | HQ_IESO | IESO | Internal | Shoulder | B15 | 1203 | 99999 | 898.78 | 47.61 | 47.63 | 0.01 | 0
2035 | HQ_IESO_2_IESO | HQ_IESO | IESO | Internal | Summer | B1 | 10 | 99999 | 1763.37 | 93.91 | 93.92 | 0.01 | 0
2035 | HQ_IESO_2_IESO | HQ_IESO | IESO | Internal | Summer | B2 | 25 | 99999 | 1704.45 | 93.91 | 93.92 | 0.01 | 0
2035 | HQ_IESO_2_IESO | HQ_IESO | IESO | Internal | Summer | B3 | 75 | 99999 | 1620.17 | 93.91 | 93.92 | 0.01 | 0
2035 | HQ_IESO_2_IESO | HQ_IESO | IESO | Internal | Summer | B4 | 100 | 99999 | 1565.88 | 71.53 | 71.54 | 0.01 | 0
2035 | HQ_IESO_2_IESO | HQ_IESO | IESO | Internal | Summer | B5 | 200 | 99999 | 1525.11 | 45.45 | 45.46 | 0.01 | 0
2035 | HQ_IESO_2_IESO | HQ_IESO | IESO | Internal | Summer | B6 | 300 | 99999 | 1491.86 | 45.45 | 45.46 | 0.01 | 0
2035 | HQ_IESO_2_IESO | HQ_IESO | IESO | Internal | Summer | B7 | 400 | 99999 | 1449.91 | 45.45 | 45.46 | 0.01 | 0
2035 | HQ_IESO_2_IESO | HQ_IESO | IESO | Internal | Summer | B8 | 500 | 99999 | 1403.91 | 45.45 | 45.46 | 0.01 | 0
2035 | HQ_IESO_2_IESO | HQ_IESO | IESO | Internal | Summer | B9 | 800 | 99999 | 1353.83 | 45.45 | 45.46 | 0.01 | 0
2035 | HQ_IESO_2_IESO | HQ_IESO | IESO | Internal | Summer | B10 | 1262 | 99999 | 835.6 | 45.45 | 45.46 | 0.01 | 0
2035 | HQ_IESO_2_IESO | HQ_IESO | IESO | Internal | Winter | B16 | 25 | 99999 | 1603.74 | 47.61 | 47.63 | 0.01 | 0
2035 | HQ_IESO_2_IESO | HQ_IESO | IESO | Internal | Winter | B17 | 100 | 99999 | 1570.75 | 47.61 | 47.63 | 0.01 | 0
2035 | HQ_IESO_2_IESO | HQ_IESO | IESO | Internal | Winter | B18 | 400 | 99999 | 1532.74 | 47.61 | 47.63 | 0.01 | 0
2035 | HQ_IESO_2_IESO | HQ_IESO | IESO | Internal | Winter | B19 | 700 | 99999 | 1464.99 | 47.61 | 47.63 | 0.01 | 0
2035 | HQ_IESO_2_IESO | HQ_IESO | IESO | Internal | Winter | B20 | 935 | 99999 | 987.9 | 47.61 | 47.63 | 0.01 | 0
2035 | IESO_2_MAPP_CA | IESO | MAPP_CA | Internal | Shoulder | B11 | 25 | 269 | 269 | 47.63 | 61.72 | 7 | 7.1
2035 | IESO_2_MAPP_CA | IESO | MAPP_CA | Internal | Shoulder | B12 | 200 | 269 | 269 | 47.63 | 61.72 | 7 | 7.1
2035 | IESO_2_MAPP_CA | IESO | MAPP_CA | Internal | Shoulder | B13 | 600 | 269 | 269 | 47.63 | 61.72 | 7 | 7.1
2035 | IESO_2_MAPP_CA | IESO | MAPP_CA | Internal | Shoulder | B14 | 900 | 269 | 269 | 47.63 | 61.72 | 7 | 7.1
2035 | IESO_2_MAPP_CA | IESO | MAPP_CA | Internal | Shoulder | B15 | 1203 | 269 | 269 | 47.63 | 61.72 | 7 | 7.1
2035 | IESO_2_MAPP_CA | IESO | MAPP_CA | Internal | Summer | B1 | 10 | 269 | 0 | 93.92 | 70.46 | 7 | 0
2035 | IESO_2_MAPP_CA | IESO | MAPP_CA | Internal | Summer | B2 | 25 | 269 | 0 | 93.92 | 70.46 | 7 | 0
2035 | IESO_2_MAPP_CA | IESO | MAPP_CA | Internal | Summer | B3 | 75 | 269 | 0 | 93.92 | 70.46 | 7 | 0
2035 | IESO_2_MAPP_CA | IESO | MAPP_CA | Internal | Summer | B4 | 100 | 269 | 0 | 71.54 | 70.46 | 7 | 0
2035 | IESO_2_MAPP_CA | IESO | MAPP_CA | Internal | Summer | B5 | 200 | 269 | 269 | 45.46 | 70.46 | 7 | 17.99
2035 | IESO_2_MAPP_CA | IESO | MAPP_CA | Internal | Summer | B6 | 300 | 269 | 269 | 45.46 | 70.46 | 7 | 17.99
2035 | IESO_2_MAPP_CA | IESO | MAPP_CA | Internal | Summer | B7 | 400 | 269 | 269 | 45.46 | 70.46 | 7 | 17.99
2035 | IESO_2_MAPP_CA | IESO | MAPP_CA | Internal | Summer | B8 | 500 | 269 | 269 | 45.46 | 70.46 | 7 | 17.99
2035 | IESO_2_MAPP_CA | IESO | MAPP_CA | Internal | Summer | B9 | 800 | 269 | 269 | 45.46 | 70.46 | 7 | 17.99
2035 | IESO_2_MAPP_CA | IESO | MAPP_CA | Internal | Summer | B10 | 1262 | 269 | 269 | 45.46 | 70.46 | 7 | 17.99
2035 | IESO_2_MAPP_CA | IESO | MAPP_CA | Internal | Winter | B16 | 25 | 269 | 269 | 47.63 | 61.72 | 7 | 7.1
2035 | IESO_2_MAPP_CA | IESO | MAPP_CA | Internal | Winter | B17 | 100 | 269 | 269 | 47.63 | 61.72 | 7 | 7.1
2035 | IESO_2_MAPP_CA | IESO | MAPP_CA | Internal | Winter | B18 | 400 | 269 | 269 | 47.63 | 61.72 | 7 | 7.1
2035 | IESO_2_MAPP_CA | IESO | MAPP_CA | Internal | Winter | B19 | 700 | 269 | 269 | 47.63 | 61.72 | 7 | 7.1
2035 | IESO_2_MAPP_CA | IESO | MAPP_CA | Internal | Winter | B20 | 935 | 269 | 269 | 47.63 | 61.72 | 7 | 7.1
2035 | IESO_2_MISO_MI | IESO | MISO_MI | Internal | Shoulder | B11 | 25 | 3125 | 3125 | 47.63 | 132.04 | 7 | 77.41
2035 | IESO_2_MISO_MI | IESO | MISO_MI | Internal | Shoulder | B12 | 200 | 3125 | 3125 | 47.63 | 116.23 | 7 | 61.6
2035 | IESO_2_MISO_MI | IESO | MISO_MI | Internal | Shoulder | B13 | 600 | 3125 | 3125 | 47.63 | 114.86 | 7 | 60.24
2035 | IESO_2_MISO_MI | IESO | MISO_MI | Internal | Shoulder | B14 | 900 | 3125 | 3125 | 47.63 | 114.86 | 7 | 60.24
2035 | IESO_2_MISO_MI | IESO | MISO_MI | Internal | Shoulder | B15 | 1203 | 3125 | 3125 | 47.63 | 97.25 | 7 | 42.62
2035 | IESO_2_MISO_MI | IESO | MISO_MI | Internal | Summer | B1 | 10 | 3125 | 3125 | 93.92 | 242.76 | 7 | 141.84
2035 | IESO_2_MISO_MI | IESO | MISO_MI | Internal | Summer | B2 | 25 | 3125 | 3125 | 93.92 | 221.97 | 7 | 121.05
2035 | IESO_2_MISO_MI | IESO | MISO_MI | Internal | Summer | B3 | 75 | 3125 | 3125 | 93.92 | 221.94 | 7 | 121.02
2035 | IESO_2_MISO_MI | IESO | MISO_MI | Internal | Summer | B4 | 100 | 3125 | 3125 | 71.54 | 212.48 | 7 | 133.94
2035 | IESO_2_MISO_MI | IESO | MISO_MI | Internal | Summer | B5 | 200 | 3125 | 3125 | 45.46 | 161.91 | 7 | 109.45
2035 | IESO_2_MISO_MI | IESO | MISO_MI | Internal | Summer | B6 | 300 | 3125 | 3125 | 45.46 | 143.92 | 7 | 91.46
2035 | IESO_2_MISO_MI | IESO | MISO_MI | Internal | Summer | B7 | 400 | 3125 | 3125 | 45.46 | 138.24 | 7 | 85.77
2035 | IESO_2_MISO_MI | IESO | MISO_MI | Internal | Summer | B8 | 500 | 3125 | 3125 | 45.46 | 132.03 | 7 | 79.57
2035 | IESO_2_MISO_MI | IESO | MISO_MI | Internal | Summer | B9 | 800 | 3125 | 3125 | 45.46 | 115.63 | 7 | 63.16
2035 | IESO_2_MISO_MI | IESO | MISO_MI | Internal | Summer | B10 | 1262 | 3125 | 3125 | 45.46 | 113.41 | 7 | 60.95
2035 | IESO_2_MISO_MI | IESO | MISO_MI | Internal | Winter | B16 | 25 | 3125 | 3125 | 47.63 | 127.63 | 7 | 73
2035 | IESO_2_MISO_MI | IESO | MISO_MI | Internal | Winter | B17 | 100 | 3125 | 3125 | 47.63 | 127.63 | 7 | 73
2035 | IESO_2_MISO_MI | IESO | MISO_MI | Internal | Winter | B18 | 400 | 3125 | 3125 | 47.63 | 117.88 | 7 | 63.26
2035 | IESO_2_MISO_MI | IESO | MISO_MI | Internal | Winter | B19 | 700 | 3125 | 3125 | 47.63 | 117.88 | 7 | 63.26
2035 | IESO_2_MISO_MI | IESO | MISO_MI | Internal | Winter | B20 | 935 | 3125 | 3125 | 47.63 | 93.44 | 7 | 38.82
2035 | IESO_2_MISO_W | IESO | MISO_W | Internal | Shoulder | B11 | 25 | 195 | 195 | 47.63 | 132.04 | 7 | 77.41
2035 | IESO_2_MISO_W | IESO | MISO_W | Internal | Shoulder | B12 | 200 | 195 | 195 | 47.63 | 114.83 | 7 | 60.2
2035 | IESO_2_MISO_W | IESO | MISO_W | Internal | Shoulder | B13 | 600 | 195 | 195 | 47.63 | 114.78 | 7 | 60.15
2035 | IESO_2_MISO_W | IESO | MISO_W | Internal | Shoulder | B14 | 900 | 195 | 195 | 47.63 | 76.61 | 7 | 21.98
2035 | IESO_2_MISO_W | IESO | MISO_W | Internal | Shoulder | B15 | 1203 | 195 | 195 | 47.63 | 61.74 | 7 | 7.11
2035 | IESO_2_MISO_W | IESO | MISO_W | Internal | Summer | B1 | 10 | 195 | 195 | 93.92 | 242.76 | 7 | 141.84
2035 | IESO_2_MISO_W | IESO | MISO_W | Internal | Summer | B2 | 25 | 195 | 195 | 93.92 | 221.96 | 7 | 121.04
2035 | IESO_2_MISO_W | IESO | MISO_W | Internal | Summer | B3 | 75 | 195 | 195 | 93.92 | 221.93 | 7 | 121.01
2035 | IESO_2_MISO_W | IESO | MISO_W | Internal | Summer | B4 | 100 | 195 | 195 | 71.54 | 210.6 | 7 | 132.06
2035 | IESO_2_MISO_W | IESO | MISO_W | Internal | Summer | B5 | 200 | 195 | 195 | 45.46 | 161.9 | 7 | 109.44
2035 | IESO_2_MISO_W | IESO | MISO_W | Internal | Summer | B6 | 300 | 195 | 195 | 45.46 | 143.91 | 7 | 91.44
2035 | IESO_2_MISO_W | IESO | MISO_W | Internal | Summer | B7 | 400 | 195 | 195 | 45.46 | 134.24 | 7 | 81.77
2035 | IESO_2_MISO_W | IESO | MISO_W | Internal | Summer | B8 | 500 | 195 | 195 | 45.46 | 128.03 | 7 | 75.57
2035 | IESO_2_MISO_W | IESO | MISO_W | Internal | Summer | B9 | 800 | 195 | 195 | 45.46 | 115.62 | 7 | 63.15
2035 | IESO_2_MISO_W | IESO | MISO_W | Internal | Summer | B10 | 1262 | 195 | 195 | 45.46 | 70.47 | 7 | 18
2035 | IESO_2_MISO_W | IESO | MISO_W | Internal | Winter | B16 | 25 | 195 | 195 | 47.63 | 54.74 | 7 | 0.11
2035 | IESO_2_MISO_W | IESO | MISO_W | Internal | Winter | B17 | 100 | 195 | 195 | 47.63 | 54.74 | 7 | 0.11
2035 | IESO_2_MISO_W | IESO | MISO_W | Internal | Winter | B18 | 400 | 195 | 195 | 47.63 | 115.18 | 7 | 60.55
2035 | IESO_2_MISO_W | IESO | MISO_W | Internal | Winter | B19 | 700 | 195 | 195 | 47.63 | 115.18 | 7 | 60.55
2035 | IESO_2_MISO_W | IESO | MISO_W | Internal | Winter | B20 | 935 | 195 | 195 | 47.63 | 61.74 | 7 | 7.11
2035 | IESO_2_NYISO_A-F | IESO | NYISO_A-F | Internal | Shoulder | B11 | 25 | 2224 | 0 | 47.63 | 52.91 | 7 | 0
2035 | IESO_2_NYISO_A-F | IESO | NYISO_A-F | Internal | Shoulder | B12 | 200 | 2224 | 0 | 47.63 | 52.91 | 7 | 0
2035 | IESO_2_NYISO_A-F | IESO | NYISO_A-F | Internal | Shoulder | B13 | 600 | 2224 | 0 | 47.63 | 52.91 | 7 | 0
2035 | IESO_2_NYISO_A-F | IESO | NYISO_A-F | Internal | Shoulder | B14 | 900 | 2224 | 0 | 47.63 | 52.91 | 7 | 0
2035 | IESO_2_NYISO_A-F | IESO | NYISO_A-F | Internal | Shoulder | B15 | 1203 | 2224 | 0 | 47.63 | 52.91 | 7 | 0
2035 | IESO_2_NYISO_A-F | IESO | NYISO_A-F | Internal | Summer | B1 | 10 | 2224 | 1115.74 | 93.92 | 100.92 | 7 | 0
2035 | IESO_2_NYISO_A-F | IESO | NYISO_A-F | Internal | Summer | B2 | 25 | 2224 | 1457.77 | 93.92 | 100.92 | 7 | 0
2035 | IESO_2_NYISO_A-F | IESO | NYISO_A-F | Internal | Summer | B3 | 75 | 2224 | 2203.67 | 93.92 | 100.92 | 7 | 0
2035 | IESO_2_NYISO_A-F | IESO | NYISO_A-F | Internal | Summer | B4 | 100 | 2224 | 2224 | 71.54 | 111.09 | 7 | 32.55
2035 | IESO_2_NYISO_A-F | IESO | NYISO_A-F | Internal | Summer | B5 | 200 | 2224 | 2224 | 45.46 | 100.92 | 7 | 48.45
2035 | IESO_2_NYISO_A-F | IESO | NYISO_A-F | Internal | Summer | B6 | 300 | 2224 | 2224 | 45.46 | 100.92 | 7 | 48.45
2035 | IESO_2_NYISO_A-F | IESO | NYISO_A-F | Internal | Summer | B7 | 400 | 2224 | 2224 | 45.46 | 100.92 | 7 | 48.45
2035 | IESO_2_NYISO_A-F | IESO | NYISO_A-F | Internal | Summer | B8 | 500 | 2224 | 2224 | 45.46 | 100.92 | 7 | 48.45
2035 | IESO_2_NYISO_A-F | IESO | NYISO_A-F | Internal | Summer | B9 | 800 | 2224 | 2224 | 45.46 | 100.92 | 7 | 48.45
2035 | IESO_2_NYISO_A-F | IESO | NYISO_A-F | Internal | Summer | B10 | 1262 | 2224 | 2224 | 45.46 | 100.92 | 7 | 48.45
2035 | IESO_2_NYISO_A-F | IESO | NYISO_A-F | Internal | Winter | B16 | 25 | 2224 | 0 | 47.63 | 46.91 | 7 | 0
2035 | IESO_2_NYISO_A-F | IESO | NYISO_A-F | Internal | Winter | B17 | 100 | 2224 | 0 | 47.63 | 46.91 | 7 | 0
2035 | IESO_2_NYISO_A-F | IESO | NYISO_A-F | Internal | Winter | B18 | 400 | 2224 | 0 | 47.63 | 46.91 | 7 | 0
2035 | IESO_2_NYISO_A-F | IESO | NYISO_A-F | Internal | Winter | B19 | 700 | 2224 | 0 | 47.63 | 46.91 | 7 | 0
2035 | IESO_2_NYISO_A-F | IESO | NYISO_A-F | Internal | Winter | B20 | 935 | 2224 | 0 | 47.63 | 46.91 | 7 | 0
2035 | MAPP_CA_2_IESO | MAPP_CA | IESO | Internal | Shoulder | B11 | 25 | 337 | 0 | 61.72 | 47.63 | 8 | 0
2035 | MAPP_CA_2_IESO | MAPP_CA | IESO | Internal | Shoulder | B12 | 200 | 337 | 0 | 61.72 | 47.63 | 8 | 0
2035 | MAPP_CA_2_IESO | MAPP_CA | IESO | Internal | Shoulder | B13 | 600 | 337 | 0 | 61.72 | 47.63 | 8 | 0
2035 | MAPP_CA_2_IESO | MAPP_CA | IESO | Internal | Shoulder | B14 | 900 | 337 | 0 | 61.72 | 47.63 | 8 | 0
2035 | MAPP_CA_2_IESO | MAPP_CA | IESO | Internal | Shoulder | B15 | 1203 | 337 | 0 | 61.72 | 47.63 | 8 | 0
2035 | MAPP_CA_2_IESO | MAPP_CA | IESO | Internal | Summer | B1 | 10 | 337 | 337 | 70.46 | 93.92 | 8 | 15.46
2035 | MAPP_CA_2_IESO | MAPP_CA | IESO | Internal | Summer | B2 | 25 | 337 | 337 | 70.46 | 93.92 | 8 | 15.46
2035 | MAPP_CA_2_IESO | MAPP_CA | IESO | Internal | Summer | B3 | 75 | 337 | 337 | 70.46 | 93.92 | 8 | 15.46
2035 | MAPP_CA_2_IESO | MAPP_CA | IESO | Internal | Summer | B4 | 100 | 337 | 0 | 70.46 | 71.54 | 8 | 0
2035 | MAPP_CA_2_IESO | MAPP_CA | IESO | Internal | Summer | B5 | 200 | 337 | 0 | 70.46 | 45.46 | 8 | 0
2035 | MAPP_CA_2_IESO | MAPP_CA | IESO | Internal | Summer | B6 | 300 | 337 | 0 | 70.46 | 45.46 | 8 | 0
2035 | MAPP_CA_2_IESO | MAPP_CA | IESO | Internal | Summer | B7 | 400 | 337 | 0 | 70.46 | 45.46 | 8 | 0
2035 | MAPP_CA_2_IESO | MAPP_CA | IESO | Internal | Summer | B8 | 500 | 337 | 0 | 70.46 | 45.46 | 8 | 0
2035 | MAPP_CA_2_IESO | MAPP_CA | IESO | Internal | Summer | B9 | 800 | 337 | 0 | 70.46 | 45.46 | 8 | 0
2035 | MAPP_CA_2_IESO | MAPP_CA | IESO | Internal | Summer | B10 | 1262 | 337 | 0 | 70.46 | 45.46 | 8 | 0
2035 | MAPP_CA_2_IESO | MAPP_CA | IESO | Internal | Winter | B16 | 25 | 337 | 0 | 61.72 | 47.63 | 8 | 0
2035 | MAPP_CA_2_IESO | MAPP_CA | IESO | Internal | Winter | B17 | 100 | 337 | 0 | 61.72 | 47.63 | 8 | 0
2035 | MAPP_CA_2_IESO | MAPP_CA | IESO | Internal | Winter | B18 | 400 | 337 | 0 | 61.72 | 47.63 | 8 | 0
2035 | MAPP_CA_2_IESO | MAPP_CA | IESO | Internal | Winter | B19 | 700 | 337 | 0 | 61.72 | 47.63 | 8 | 0
2035 | MAPP_CA_2_IESO | MAPP_CA | IESO | Internal | Winter | B20 | 935 | 337 | 0 | 61.72 | 47.63 | 8 | 0
2035 | MAPP_CA_2_MAPP_US | MAPP_CA | MAPP_US | Internal | Shoulder | B11 | 25 | 372 | 372 | 61.72 | 125.04 | 7 | 56.32
2035 | MAPP_CA_2_MAPP_US | MAPP_CA | MAPP_US | Internal | Shoulder | B12 | 200 | 372 | 372 | 61.72 | 107.83 | 7 | 39.1
2035 | MAPP_CA_2_MAPP_US | MAPP_CA | MAPP_US | Internal | Shoulder | B13 | 600 | 372 | 372 | 61.72 | 69.61 | 7 | 0.89
2035 | MAPP_CA_2_MAPP_US | MAPP_CA | MAPP_US | Internal | Shoulder | B14 | 900 | 372 | 372 | 61.72 | 69.61 | 7 | 0.89
2035 | MAPP_CA_2_MAPP_US | MAPP_CA | MAPP_US | Internal | Shoulder | B15 | 1203 | 372 | 0 | 61.72 | 54.74 | 7 | 0
2035 | MAPP_CA_2_MAPP_US | MAPP_CA | MAPP_US | Internal | Summer | B1 | 10 | 372 | 372 | 70.46 | 235.76 | 7 | 158.31
2035 | MAPP_CA_2_MAPP_US | MAPP_CA | MAPP_US | Internal | Summer | B2 | 25 | 372 | 372 | 70.46 | 214.96 | 7 | 137.51
2035 | MAPP_CA_2_MAPP_US | MAPP_CA | MAPP_US | Internal | Summer | B3 | 75 | 372 | 372 | 70.46 | 214.93 | 7 | 137.47
2035 | MAPP_CA_2_MAPP_US | MAPP_CA | MAPP_US | Internal | Summer | B4 | 100 | 372 | 372 | 70.46 | 203.6 | 7 | 126.14
2035 | MAPP_CA_2_MAPP_US | MAPP_CA | MAPP_US | Internal | Summer | B5 | 200 | 372 | 372 | 70.46 | 154.9 | 7 | 77.45
2035 | MAPP_CA_2_MAPP_US | MAPP_CA | MAPP_US | Internal | Summer | B6 | 300 | 372 | 372 | 70.46 | 136.91 | 7 | 59.45
2035 | MAPP_CA_2_MAPP_US | MAPP_CA | MAPP_US | Internal | Summer | B7 | 400 | 372 | 372 | 70.46 | 127.24 | 7 | 49.78
2035 | MAPP_CA_2_MAPP_US | MAPP_CA | MAPP_US | Internal | Summer | B8 | 500 | 372 | 372 | 70.46 | 121.03 | 7 | 43.58
2035 | MAPP_CA_2_MAPP_US | MAPP_CA | MAPP_US | Internal | Summer | B9 | 800 | 372 | 372 | 70.46 | 108.62 | 7 | 31.16
2035 | MAPP_CA_2_MAPP_US | MAPP_CA | MAPP_US | Internal | Summer | B10 | 1262 | 372 | 0 | 70.46 | 63.47 | 7 | 0
2035 | MAPP_CA_2_MAPP_US | MAPP_CA | MAPP_US | Internal | Winter | B16 | 25 | 372 | 0 | 61.72 | 54.74 | 7 | 0
2035 | MAPP_CA_2_MAPP_US | MAPP_CA | MAPP_US | Internal | Winter | B17 | 100 | 372 | 0 | 61.72 | 54.74 | 7 | 0
2035 | MAPP_CA_2_MAPP_US | MAPP_CA | MAPP_US | Internal | Winter | B18 | 400 | 372 | 372 | 61.72 | 108.18 | 7 | 39.45
2035 | MAPP_CA_2_MAPP_US | MAPP_CA | MAPP_US | Internal | Winter | B19 | 700 | 372 | 372 | 61.72 | 108.18 | 7 | 39.45
2035 | MAPP_CA_2_MAPP_US | MAPP_CA | MAPP_US | Internal | Winter | B20 | 935 | 372 | 0 | 61.72 | 54.74 | 7 | 0
2035 | MAPP_CA_2_MISO_W | MAPP_CA | MISO_W | Internal | Shoulder | B11 | 25 | 1970 | 1970 | 61.72 | 132.04 | 0.01 | 70.31
2035 | MAPP_CA_2_MISO_W | MAPP_CA | MISO_W | Internal | Shoulder | B12 | 200 | 1970 | 1970 | 61.72 | 114.83 | 0.01 | 53.09
2035 | MAPP_CA_2_MISO_W | MAPP_CA | MISO_W | Internal | Shoulder | B13 | 600 | 1970 | 1970 | 61.72 | 114.78 | 0.01 | 53.04
2035 | MAPP_CA_2_MISO_W | MAPP_CA | MISO_W | Internal | Shoulder | B14 | 900 | 1970 | 1970 | 61.72 | 76.61 | 0.01 | 14.87
2035 | MAPP_CA_2_MISO_W | MAPP_CA | MISO_W | Internal | Shoulder | B15 | 1203 | 1970 | 372.9 | 61.72 | 61.74 | 0.01 | 0
2035 | MAPP_CA_2_MISO_W | MAPP_CA | MISO_W | Internal | Summer | B1 | 10 | 1970 | 1970 | 70.46 | 242.76 | 0.01 | 172.29
2035 | MAPP_CA_2_MISO_W | MAPP_CA | MISO_W | Internal | Summer | B2 | 25 | 1970 | 1970 | 70.46 | 221.96 | 0.01 | 151.49
2035 | MAPP_CA_2_MISO_W | MAPP_CA | MISO_W | Internal | Summer | B3 | 75 | 1970 | 1970 | 70.46 | 221.93 | 0.01 | 151.46
2035 | MAPP_CA_2_MISO_W | MAPP_CA | MISO_W | Internal | Summer | B4 | 100 | 1970 | 1970 | 70.46 | 210.6 | 0.01 | 140.13
2035 | MAPP_CA_2_MISO_W | MAPP_CA | MISO_W | Internal | Summer | B5 | 200 | 1970 | 1970 | 70.46 | 161.9 | 0.01 | 91.43
2035 | MAPP_CA_2_MISO_W | MAPP_CA | MISO_W | Internal | Summer | B6 | 300 | 1970 | 1970 | 70.46 | 143.91 | 0.01 | 73.44
2035 | MAPP_CA_2_MISO_W | MAPP_CA | MISO_W | Internal | Summer | B7 | 400 | 1970 | 1970 | 70.46 | 134.24 | 0.01 | 63.77
2035 | MAPP_CA_2_MISO_W | MAPP_CA | MISO_W | Internal | Summer | B8 | 500 | 1970 | 1970 | 70.46 | 128.03 | 0.01 | 57.57
2035 | MAPP_CA_2_MISO_W | MAPP_CA | MISO_W | Internal | Summer | B9 | 800 | 1970 | 1970 | 70.46 | 115.62 | 0.01 | 45.15
2035 | MAPP_CA_2_MISO_W | MAPP_CA | MISO_W | Internal | Summer | B10 | 1262 | 1970 | 1473.38 | 70.46 | 70.47 | 0.01 | 0
2035 | MAPP_CA_2_MISO_W | MAPP_CA | MISO_W | Internal | Winter | B16 | 25 | 1970 | 0 | 61.72 | 54.74 | 0.01 | 0
2035 | MAPP_CA_2_MISO_W | MAPP_CA | MISO_W | Internal | Winter | B17 | 100 | 1970 | 0 | 61.72 | 54.74 | 0.01 | 0
2035 | MAPP_CA_2_MISO_W | MAPP_CA | MISO_W | Internal | Winter | B18 | 400 | 1970 | 1970 | 61.72 | 115.18 | 0.01 | 53.44
2035 | MAPP_CA_2_MISO_W | MAPP_CA | MISO_W | Internal | Winter | B19 | 700 | 1970 | 1970 | 61.72 | 115.18 | 0.01 | 53.44
2035 | MAPP_CA_2_MISO_W | MAPP_CA | MISO_W | Internal | Winter | B20 | 935 | 1970 | 36.81 | 61.72 | 61.74 | 0.01 | 0
2035 | MAPP_US_2_MAPP_CA | MAPP_US | MAPP_CA | Internal | Shoulder | B11 | 25 | 165 | 0 | 125.04 | 61.72 | 7 | 0
2035 | MAPP_US_2_MAPP_CA | MAPP_US | MAPP_CA | Internal | Shoulder | B12 | 200 | 165 | 0 | 107.83 | 61.72 | 7 | 0
2035 | MAPP_US_2_MAPP_CA | MAPP_US | MAPP_CA | Internal | Shoulder | B13 | 600 | 165 | 0 | 69.61 | 61.72 | 7 | 0
2035 | MAPP_US_2_MAPP_CA | MAPP_US | MAPP_CA | Internal | Shoulder | B14 | 900 | 165 | 0 | 69.61 | 61.72 | 7 | 0
2035 | MAPP_US_2_MAPP_CA | MAPP_US | MAPP_CA | Internal | Shoulder | B15 | 1203 | 165 | 0 | 54.74 | 61.72 | 7 | 0
2035 | MAPP_US_2_MAPP_CA | MAPP_US | MAPP_CA | Internal | Summer | B1 | 10 | 165 | 0 | 235.76 | 70.46 | 7 | 0
2035 | MAPP_US_2_MAPP_CA | MAPP_US | MAPP_CA | Internal | Summer | B2 | 25 | 165 | 0 | 214.96 | 70.46 | 7 | 0
2035 | MAPP_US_2_MAPP_CA | MAPP_US | MAPP_CA | Internal | Summer | B3 | 75 | 165 | 0 | 214.93 | 70.46 | 7 | 0
2035 | MAPP_US_2_MAPP_CA | MAPP_US | MAPP_CA | Internal | Summer | B4 | 100 | 165 | 0 | 203.6 | 70.46 | 7 | 0
2035 | MAPP_US_2_MAPP_CA | MAPP_US | MAPP_CA | Internal | Summer | B5 | 200 | 165 | 0 | 154.9 | 70.46 | 7 | 0
2035 | MAPP_US_2_MAPP_CA | MAPP_US | MAPP_CA | Internal | Summer | B6 | 300 | 165 | 0 | 136.91 | 70.46 | 7 | 0
2035 | MAPP_US_2_MAPP_CA | MAPP_US | MAPP_CA | Internal | Summer | B7 | 400 | 165 | 0 | 127.24 | 70.46 | 7 | 0
2035 | MAPP_US_2_MAPP_CA | MAPP_US | MAPP_CA | Internal | Summer | B8 | 500 | 165 | 0 | 121.03 | 70.46 | 7 | 0
2035 | MAPP_US_2_MAPP_CA | MAPP_US | MAPP_CA | Internal | Summer | B9 | 800 | 165 | 0 | 108.62 | 70.46 | 7 | 0
2035 | MAPP_US_2_MAPP_CA | MAPP_US | MAPP_CA | Internal | Summer | B10 | 1262 | 165 | 0 | 63.47 | 70.46 | 7 | 0
2035 | MAPP_US_2_MAPP_CA | MAPP_US | MAPP_CA | Internal | Winter | B16 | 25 | 165 | 0 | 54.74 | 61.72 | 7 | 0
2035 | MAPP_US_2_MAPP_CA | MAPP_US | MAPP_CA | Internal | Winter | B17 | 100 | 165 | 0 | 54.74 | 61.72 | 7 | 0
2035 | MAPP_US_2_MAPP_CA | MAPP_US | MAPP_CA | Internal | Winter | B18 | 400 | 165 | 0 | 108.18 | 61.72 | 7 | 0
2035 | MAPP_US_2_MAPP_CA | MAPP_US | MAPP_CA | Internal | Winter | B19 | 700 | 165 | 0 | 108.18 | 61.72 | 7 | 0
2035 | MAPP_US_2_MAPP_CA | MAPP_US | MAPP_CA | Internal | Winter | B20 | 935 | 165 | 0 | 54.74 | 61.72 | 7 | 0
2035 | MAPP_US_2_MISO_W | MAPP_US | MISO_W | Internal | Shoulder | B11 | 25 | 2635 | 1310.43 | 125.04 | 132.04 | 7 | 0
2035 | MAPP_US_2_MISO_W | MAPP_US | MISO_W | Internal | Shoulder | B12 | 200 | 2635 | 2387.11 | 107.83 | 114.83 | 7 | 0
2035 | MAPP_US_2_MISO_W | MAPP_US | MISO_W | Internal | Shoulder | B13 | 600 | 2635 | 2635 | 69.61 | 114.78 | 7 | 38.17
2035 | MAPP_US_2_MISO_W | MAPP_US | MISO_W | Internal | Shoulder | B14 | 900 | 2635 | 2027.42 | 69.61 | 76.61 | 7 | 0
2035 | MAPP_US_2_MISO_W | MAPP_US | MISO_W | Internal | Shoulder | B15 | 1203 | 2635 | 1080.68 | 54.74 | 61.74 | 7 | 0
2035 | MAPP_US_2_MISO_W | MAPP_US | MISO_W | Internal | Summer | B1 | 10 | 2635 | 676.75 | 235.76 | 242.76 | 7 | 0
2035 | MAPP_US_2_MISO_W | MAPP_US | MISO_W | Internal | Summer | B2 | 25 | 2635 | 1326.08 | 214.96 | 221.96 | 7 | 0
2035 | MAPP_US_2_MISO_W | MAPP_US | MISO_W | Internal | Summer | B3 | 75 | 2635 | 1218.58 | 214.93 | 221.93 | 7 | 0
2035 | MAPP_US_2_MISO_W | MAPP_US | MISO_W | Internal | Summer | B4 | 100 | 2635 | 1056.36 | 203.6 | 210.6 | 7 | 0
2035 | MAPP_US_2_MISO_W | MAPP_US | MISO_W | Internal | Summer | B5 | 200 | 2635 | 627.28 | 154.9 | 161.9 | 7 | 0
2035 | MAPP_US_2_MISO_W | MAPP_US | MISO_W | Internal | Summer | B6 | 300 | 2635 | 696.32 | 136.91 | 143.91 | 7 | 0
2035 | MAPP_US_2_MISO_W | MAPP_US | MISO_W | Internal | Summer | B7 | 400 | 2635 | 785.71 | 127.24 | 134.24 | 7 | 0
2035 | MAPP_US_2_MISO_W | MAPP_US | MISO_W | Internal | Summer | B8 | 500 | 2635 | 1237.72 | 121.03 | 128.03 | 7 | 0
2035 | MAPP_US_2_MISO_W | MAPP_US | MISO_W | Internal | Summer | B9 | 800 | 2635 | 558.06 | 108.62 | 115.62 | 7 | 0
2035 | MAPP_US_2_MISO_W | MAPP_US | MISO_W | Internal | Summer | B10 | 1262 | 2635 | 1591.92 | 63.47 | 70.47 | 7 | 0
2035 | MAPP_US_2_MISO_W | MAPP_US | MISO_W | Internal | Winter | B16 | 25 | 2635 | 0 | 54.74 | 54.74 | 7 | 0
2035 | MAPP_US_2_MISO_W | MAPP_US | MISO_W | Internal | Winter | B17 | 100 | 2635 | 0 | 54.74 | 54.74 | 7 | 0
2035 | MAPP_US_2_MISO_W | MAPP_US | MISO_W | Internal | Winter | B18 | 400 | 2635 | 2135.41 | 108.18 | 115.18 | 7 | 0
2035 | MAPP_US_2_MISO_W | MAPP_US | MISO_W | Internal | Winter | B19 | 700 | 2635 | 2523.01 | 108.18 | 115.18 | 7 | 0
2035 | MAPP_US_2_MISO_W | MAPP_US | MISO_W | Internal | Winter | B20 | 935 | 2635 | 1411.44 | 54.74 | 61.74 | 7 | 0
2035 | MAPP_US_2_NE | MAPP_US | NE | Internal | Shoulder | B11 | 25 | 2000 | 0 | 125.04 | 127.04 | 7 | 0
2035 | MAPP_US_2_NE | MAPP_US | NE | Internal | Shoulder | B12 | 200 | 2000 | 0 | 107.83 | 102.83 | 7 | 0
2035 | MAPP_US_2_NE | MAPP_US | NE | Internal | Shoulder | B13 | 600 | 2000 | 0 | 69.61 | 11.53 | 7 | 0
2035 | MAPP_US_2_NE | MAPP_US | NE | Internal | Shoulder | B14 | 900 | 2000 | 0 | 69.61 | 0.01 | 7 | 0
2035 | MAPP_US_2_NE | MAPP_US | NE | Internal | Shoulder | B15 | 1203 | 2000 | 0 | 54.74 | 0.01 | 7 | 0
2035 | MAPP_US_2_NE | MAPP_US | NE | Internal | Summer | B1 | 10 | 2000 | 0 | 235.76 | 237.76 | 7 | 0
2035 | MAPP_US_2_NE | MAPP_US | NE | Internal | Summer | B2 | 25 | 2000 | 0 | 214.96 | 216.96 | 7 | 0
2035 | MAPP_US_2_NE | MAPP_US | NE | Internal | Summer | B3 | 75 | 2000 | 0 | 214.93 | 217.93 | 7 | 0
2035 | MAPP_US_2_NE | MAPP_US | NE | Internal | Summer | B4 | 100 | 2000 | 0 | 203.6 | 207.45 | 7 | 0
2035 | MAPP_US_2_NE | MAPP_US | NE | Internal | Summer | B5 | 200 | 2000 | 0 | 154.9 | 156.9 | 7 | 0
2035 | MAPP_US_2_NE | MAPP_US | NE | Internal | Summer | B6 | 300 | 2000 | 0 | 136.91 | 138.91 | 7 | 0
2035 | MAPP_US_2_NE | MAPP_US | NE | Internal | Summer | B7 | 400 | 2000 | 0 | 127.24 | 129.24 | 7 | 0
2035 | MAPP_US_2_NE | MAPP_US | NE | Internal | Summer | B8 | 500 | 2000 | 0 | 121.03 | 123.03 | 7 | 0
2035 | MAPP_US_2_NE | MAPP_US | NE | Internal | Summer | B9 | 800 | 2000 | 0 | 108.62 | 110.62 | 7 | 0
2035 | MAPP_US_2_NE | MAPP_US | NE | Internal | Summer | B10 | 1262 | 2000 | 0 | 63.47 | 58.47 | 7 | 0
2035 | MAPP_US_2_NE | MAPP_US | NE | Internal | Winter | B16 | 25 | 2000 | 0 | 54.74 | 0.01 | 7 | 0
2035 | MAPP_US_2_NE | MAPP_US | NE | Internal | Winter | B17 | 100 | 2000 | 0 | 54.74 | 0.01 | 7 | 0
2035 | MAPP_US_2_NE | MAPP_US | NE | Internal | Winter | B18 | 400 | 2000 | 0 | 108.18 | 11.96 | 7 | 0
2035 | MAPP_US_2_NE | MAPP_US | NE | Internal | Winter | B19 | 700 | 2000 | 0 | 108.18 | 0.01 | 7 | 0
2035 | MAPP_US_2_NE | MAPP_US | NE | Internal | Winter | B20 | 935 | 2000 | 0 | 54.74 | 0.01 | 7 | 0
2035 | MARITIMES_2_NEISO | MARITIMES | NEISO | Internal | Shoulder | B11 | 25 | 99999 | 1720.66 | 49.9 | 49.91 | 0.01 | 0
2035 | MARITIMES_2_NEISO | MARITIMES | NEISO | Internal | Shoulder | B12 | 200 | 99999 | 1717.44 | 49.9 | 49.91 | 0.01 | 0
2035 | MARITIMES_2_NEISO | MARITIMES | NEISO | Internal | Shoulder | B13 | 600 | 99999 | 1704.78 | 49.9 | 49.91 | 0.01 | 0
2035 | MARITIMES_2_NEISO | MARITIMES | NEISO | Internal | Shoulder | B14 | 900 | 99999 | 1682.64 | 49.9 | 49.91 | 0.01 | 0
2035 | MARITIMES_2_NEISO | MARITIMES | NEISO | Internal | Shoulder | B15 | 1203 | 99999 | 648.08 | 49.9 | 49.91 | 0.01 | 0
2035 | MARITIMES_2_NEISO | MARITIMES | NEISO | Internal | Summer | B1 | 10 | 99999 | 1900.1 | 490.86 | 490.88 | 0.01 | 0
2035 | MARITIMES_2_NEISO | MARITIMES | NEISO | Internal | Summer | B2 | 25 | 99999 | 1878.84 | 327.23 | 327.24 | 0.01 | 0
2035 | MARITIMES_2_NEISO | MARITIMES | NEISO | Internal | Summer | B3 | 75 | 99999 | 1836.48 | 181.45 | 181.47 | 0.01 | 0
2035 | MARITIMES_2_NEISO | MARITIMES | NEISO | Internal | Summer | B4 | 100 | 99999 | 1800.07 | 140.92 | 140.93 | 0.01 | 0
2035 | MARITIMES_2_NEISO | MARITIMES | NEISO | Internal | Summer | B5 | 200 | 99999 | 1780.26 | 106.37 | 106.39 | 0.01 | 0
2035 | MARITIMES_2_NEISO | MARITIMES | NEISO | Internal | Summer | B6 | 300 | 99999 | 1757.92 | 106.37 | 106.39 | 0.01 | 0
2035 | MARITIMES_2_NEISO | MARITIMES | NEISO | Internal | Summer | B7 | 400 | 99999 | 1732.32 | 103.91 | 103.92 | 0.01 | 0
2035 | MARITIMES_2_NEISO | MARITIMES | NEISO | Internal | Summer | B8 | 500 | 99999 | 1712.2 | 103.91 | 103.92 | 0.01 | 0
2035 | MARITIMES_2_NEISO | MARITIMES | NEISO | Internal | Summer | B9 | 800 | 99999 | 1687.55 | 103.91 | 103.92 | 0.01 | 0
2035 | MARITIMES_2_NEISO | MARITIMES | NEISO | Internal | Summer | B10 | 1262 | 99999 | 465.16 | 103.91 | 103.92 | 0.01 | 0
2035 | MARITIMES_2_NEISO | MARITIMES | NEISO | Internal | Winter | B16 | 25 | 99999 | 1765.23 | 49.9 | 49.91 | 0.01 | 0
2035 | MARITIMES_2_NEISO | MARITIMES | NEISO | Internal | Winter | B17 | 100 | 99999 | 1747.34 | 49.9 | 49.91 | 0.01 | 0
2035 | MARITIMES_2_NEISO | MARITIMES | NEISO | Internal | Winter | B18 | 400 | 99999 | 1733.65 | 49.9 | 49.91 | 0.01 | 0
2035 | MARITIMES_2_NEISO | MARITIMES | NEISO | Internal | Winter | B19 | 700 | 99999 | 1708.15 | 49.9 | 49.91 | 0.01 | 0
2035 | MARITIMES_2_NEISO | MARITIMES | NEISO | Internal | Winter | B20 | 935 | 99999 | 723.43 | 49.9 | 49.91 | 0.01 | 0
2035 | MISO_IN_2_MISO_MI | MISO_IN | MISO_MI | Internal | Shoulder | B11 | 25 | 5490 | 5300.42 | 132.03 | 132.04 | 0.01 | 0
2035 | MISO_IN_2_MISO_MI | MISO_IN | MISO_MI | Internal | Shoulder | B12 | 200 | 5490 | 5490 | 114.85 | 116.23 | 0.01 | 1.36
2035 | MISO_IN_2_MISO_MI | MISO_IN | MISO_MI | Internal | Shoulder | B13 | 600 | 5490 | 5211.54 | 114.85 | 114.86 | 0.01 | 0
2035 | MISO_IN_2_MISO_MI | MISO_IN | MISO_MI | Internal | Shoulder | B14 | 900 | 5490 | 4329.03 | 114.85 | 114.86 | 0.01 | 0
2035 | MISO_IN_2_MISO_MI | MISO_IN | MISO_MI | Internal | Shoulder | B15 | 1203 | 5490 | 3355.3 | 97.24 | 97.25 | 0.01 | 0
2035 | MISO_IN_2_MISO_MI | MISO_IN | MISO_MI | Internal | Summer | B1 | 10 | 5490 | 3691.38 | 242.75 | 242.76 | 0.01 | 0
2035 | MISO_IN_2_MISO_MI | MISO_IN | MISO_MI | Internal | Summer | B2 | 25 | 5490 | 1837.47 | 221.96 | 221.97 | 0.01 | 0
2035 | MISO_IN_2_MISO_MI | MISO_IN | MISO_MI | Internal | Summer | B3 | 75 | 5490 | 675.32 | 221.93 | 221.94 | 0.01 | 0
2035 | MISO_IN_2_MISO_MI | MISO_IN | MISO_MI | Internal | Summer | B4 | 100 | 5490 | 2679.84 | 212.47 | 212.48 | 0.01 | 0
2035 | MISO_IN_2_MISO_MI | MISO_IN | MISO_MI | Internal | Summer | B5 | 200 | 5490 | 3398.06 | 161.9 | 161.91 | 0.01 | 0
2035 | MISO_IN_2_MISO_MI | MISO_IN | MISO_MI | Internal | Summer | B6 | 300 | 5490 | 4555 | 143.91 | 143.92 | 0.01 | 0
2035 | MISO_IN_2_MISO_MI | MISO_IN | MISO_MI | Internal | Summer | B7 | 400 | 5490 | 4576.43 | 138.22 | 138.24 | 0.01 | 0
2035 | MISO_IN_2_MISO_MI | MISO_IN | MISO_MI | Internal | Summer | B8 | 500 | 5490 | 5453.79 | 132.02 | 132.03 | 0.01 | 0
2035 | MISO_IN_2_MISO_MI | MISO_IN | MISO_MI | Internal | Summer | B9 | 800 | 5490 | 4975.27 | 115.62 | 115.63 | 0.01 | 0
2035 | MISO_IN_2_MISO_MI | MISO_IN | MISO_MI | Internal | Summer | B10 | 1262 | 5490 | 2881.51 | 113.4 | 113.41 | 0.01 | 0
2035 | MISO_IN_2_MISO_MI | MISO_IN | MISO_MI | Internal | Winter | B16 | 25 | 5490 | 5490 | 117.87 | 127.63 | 0.01 | 9.75
2035 | MISO_IN_2_MISO_MI | MISO_IN | MISO_MI | Internal | Winter | B17 | 100 | 5490 | 5490 | 117.87 | 127.63 | 0.01 | 9.75
2035 | MISO_IN_2_MISO_MI | MISO_IN | MISO_MI | Internal | Winter | B18 | 400 | 5490 | 5434.9 | 117.87 | 117.88 | 0.01 | 0
2035 | MISO_IN_2_MISO_MI | MISO_IN | MISO_MI | Internal | Winter | B19 | 700 | 5490 | 4640.35 | 117.87 | 117.88 | 0.01 | 0
2035 | MISO_IN_2_MISO_MI | MISO_IN | MISO_MI | Internal | Winter | B20 | 935 | 5490 | 4316.23 | 93.43 | 93.44 | 0.01 | 0
2035 | MISO_IN_2_MISO_MO-IL | MISO_IN | MISO_MO-IL | Internal | Shoulder | B11 | 25 | 5000 | 4398.51 | 132.03 | 132.04 | 0.01 | 0
2035 | MISO_IN_2_MISO_MO-IL | MISO_IN | MISO_MO-IL | Internal | Shoulder | B12 | 200 | 5000 | 0 | 114.85 | 114.84 | 0.01 | 0
2035 | MISO_IN_2_MISO_MO-IL | MISO_IN | MISO_MO-IL | Internal | Shoulder | B13 | 600 | 5000 | 0 | 114.85 | 114.79 | 0.01 | 0
2035 | MISO_IN_2_MISO_MO-IL | MISO_IN | MISO_MO-IL | Internal | Shoulder | B14 | 900 | 5000 | 0 | 114.85 | 110.59 | 0.01 | 0
2035 | MISO_IN_2_MISO_MO-IL | MISO_IN | MISO_MO-IL | Internal | Shoulder | B15 | 1203 | 5000 | 0 | 97.24 | 87.06 | 0.01 | 0
2035 | MISO_IN_2_MISO_MO-IL | MISO_IN | MISO_MO-IL | Internal | Summer | B1 | 10 | 5000 | 2998.06 | 242.75 | 242.76 | 0.01 | 0
2035 | MISO_IN_2_MISO_MO-IL | MISO_IN | MISO_MO-IL | Internal | Summer | B2 | 25 | 5000 | 2818.24 | 221.96 | 221.97 | 0.01 | 0
2035 | MISO_IN_2_MISO_MO-IL | MISO_IN | MISO_MO-IL | Internal | Summer | B3 | 75 | 5000 | 2507.6 | 221.93 | 221.94 | 0.01 | 0
2035 | MISO_IN_2_MISO_MO-IL | MISO_IN | MISO_MO-IL | Internal | Summer | B4 | 100 | 5000 | 0 | 212.47 | 212.46 | 0.01 | 0
2035 | MISO_IN_2_MISO_MO-IL | MISO_IN | MISO_MO-IL | Internal | Summer | B5 | 200 | 5000 | 180.58 | 161.9 | 161.91 | 0.01 | 0
2035 | MISO_IN_2_MISO_MO-IL | MISO_IN | MISO_MO-IL | Internal | Summer | B6 | 300 | 5000 | 850.75 | 143.91 | 143.92 | 0.01 | 0
2035 | MISO_IN_2_MISO_MO-IL | MISO_IN | MISO_MO-IL | Internal | Summer | B7 | 400 | 5000 | 2081.9 | 138.22 | 138.24 | 0.01 | 0
2035 | MISO_IN_2_MISO_MO-IL | MISO_IN | MISO_MO-IL | Internal | Summer | B8 | 500 | 5000 | 2157.46 | 132.02 | 132.03 | 0.01 | 0
2035 | MISO_IN_2_MISO_MO-IL | MISO_IN | MISO_MO-IL | Internal | Summer | B9 | 800 | 5000 | 1497.23 | 115.62 | 115.63 | 0.01 | 0
2035 | MISO_IN_2_MISO_MO-IL | MISO_IN | MISO_MO-IL | Internal | Summer | B10 | 1262 | 5000 | 0 | 113.4 | 93.2 | 0.01 | 0
2035 | MISO_IN_2_MISO_MO-IL | MISO_IN | MISO_MO-IL | Internal | Winter | B16 | 25 | 5000 | 2285.73 | 117.87 | 117.88 | 0.01 | 0
2035 | MISO_IN_2_MISO_MO-IL | MISO_IN | MISO_MO-IL | Internal | Winter | B17 | 100 | 5000 | 0 | 117.87 | 117.86 | 0.01 | 0
2035 | MISO_IN_2_MISO_MO-IL | MISO_IN | MISO_MO-IL | Internal | Winter | B18 | 400 | 5000 | 0 | 117.87 | 115.19 | 0.01 | 0
2035 | MISO_IN_2_MISO_MO-IL | MISO_IN | MISO_MO-IL | Internal | Winter | B19 | 700 | 5000 | 0 | 117.87 | 115.19 | 0.01 | 0
2035 | MISO_IN_2_MISO_MO-IL | MISO_IN | MISO_MO-IL | Internal | Winter | B20 | 935 | 5000 | 0 | 93.43 | 84.61 | 0.01 | 0
2035 | MISO_IN_2_NonRTO_Midwest | MISO_IN | NonRTO_Midwest | Internal | Shoulder | B11 | 25 | 4800 | 0 | 132.03 | 124.03 | 8 | 0
2035 | MISO_IN_2_NonRTO_Midwest | MISO_IN | NonRTO_Midwest | Internal | Shoulder | B12 | 200 | 4800 | 0 | 114.85 | 118.54 | 8 | 0
2035 | MISO_IN_2_NonRTO_Midwest | MISO_IN | NonRTO_Midwest | Internal | Shoulder | B13 | 600 | 4800 | 0 | 114.85 | 118.54 | 8 | 0
2035 | MISO_IN_2_NonRTO_Midwest | MISO_IN | NonRTO_Midwest | Internal | Shoulder | B14 | 900 | 4800 | 0 | 114.85 | 118.54 | 8 | 0
2035 | MISO_IN_2_NonRTO_Midwest | MISO_IN | NonRTO_Midwest | Internal | Shoulder | B15 | 1203 | 4800 | 0 | 97.24 | 105.09 | 8 | 0
2035 | MISO_IN_2_NonRTO_Midwest | MISO_IN | NonRTO_Midwest | Internal | Summer | B1 | 10 | 4800 | 1950.33 | 242.75 | 250.75 | 8 | 0
2035 | MISO_IN_2_NonRTO_Midwest | MISO_IN | NonRTO_Midwest | Internal | Summer | B2 | 25 | 4800 | 1053.03 | 221.96 | 229.96 | 8 | 0
2035 | MISO_IN_2_NonRTO_Midwest | MISO_IN | NonRTO_Midwest | Internal | Summer | B3 | 75 | 4800 | 0 | 221.93 | 221.94 | 8 | 0
2035 | MISO_IN_2_NonRTO_Midwest | MISO_IN | NonRTO_Midwest | Internal | Summer | B4 | 100 | 4800 | 0 | 212.47 | 210.6 | 8 | 0
2035 | MISO_IN_2_NonRTO_Midwest | MISO_IN | NonRTO_Midwest | Internal | Summer | B5 | 200 | 4800 | 0 | 161.9 | 153.9 | 8 | 0
2035 | MISO_IN_2_NonRTO_Midwest | MISO_IN | NonRTO_Midwest | Internal | Summer | B6 | 300 | 4800 | 0 | 143.91 | 135.91 | 8 | 0
2035 | MISO_IN_2_NonRTO_Midwest | MISO_IN | NonRTO_Midwest | Internal | Summer | B7 | 400 | 4800 | 0 | 138.22 | 130.22 | 8 | 0
2035 | MISO_IN_2_NonRTO_Midwest | MISO_IN | NonRTO_Midwest | Internal | Summer | B8 | 500 | 4800 | 0 | 132.02 | 124.02 | 8 | 0
2035 | MISO_IN_2_NonRTO_Midwest | MISO_IN | NonRTO_Midwest | Internal | Summer | B9 | 800 | 4800 | 0 | 115.62 | 117.03 | 8 | 0
2035 | MISO_IN_2_NonRTO_Midwest | MISO_IN | NonRTO_Midwest | Internal | Summer | B10 | 1262 | 4800 | 0 | 113.4 | 109.21 | 8 | 0
2035 | MISO_IN_2_NonRTO_Midwest | MISO_IN | NonRTO_Midwest | Internal | Winter | B16 | 25 | 4800 | 971.83 | 117.87 | 125.87 | 8 | 0
2035 | MISO_IN_2_NonRTO_Midwest | MISO_IN | NonRTO_Midwest | Internal | Winter | B17 | 100 | 4800 | 0 | 117.87 | 121.87 | 8 | 0
2035 | MISO_IN_2_NonRTO_Midwest | MISO_IN | NonRTO_Midwest | Internal | Winter | B18 | 400 | 4800 | 0 | 117.87 | 121.86 | 8 | 0
2035 | MISO_IN_2_NonRTO_Midwest | MISO_IN | NonRTO_Midwest | Internal | Winter | B19 | 700 | 4800 | 0 | 117.87 | 121.86 | 8 | 0
2035 | MISO_IN_2_NonRTO_Midwest | MISO_IN | NonRTO_Midwest | Internal | Winter | B20 | 935 | 4800 | 772.26 | 93.43 | 101.43 | 8 | 0
2035 | MISO_IN_2_PJM_ROR | MISO_IN | PJM_ROR | Internal | Shoulder | B11 | 25 | 992 | 992 | 132.03 | 134.04 | 2 | 0.01
2035 | MISO_IN_2_PJM_ROR | MISO_IN | PJM_ROR | Internal | Shoulder | B12 | 200 | 992 | 736.53 | 114.85 | 116.85 | 2 | 0
2035 | MISO_IN_2_PJM_ROR | MISO_IN | PJM_ROR | Internal | Shoulder | B13 | 600 | 992 | 0 | 114.85 | 116.79 | 2 | 0
2035 | MISO_IN_2_PJM_ROR | MISO_IN | PJM_ROR | Internal | Shoulder | B14 | 900 | 992 | 0 | 114.85 | 115.07 | 2 | 0
2035 | MISO_IN_2_PJM_ROR | MISO_IN | PJM_ROR | Internal | Shoulder | B15 | 1203 | 992 | 911.06 | 97.24 | 99.24 | 2 | 0
2035 | MISO_IN_2_PJM_ROR | MISO_IN | PJM_ROR | Internal | Summer | B1 | 10 | 992 | 992 | 242.75 | 244.76 | 2 | 0.01
2035 | MISO_IN_2_PJM_ROR | MISO_IN | PJM_ROR | Internal | Summer | B2 | 25 | 992 | 500.79 | 221.96 | 223.96 | 2 | 0
2035 | MISO_IN_2_PJM_ROR | MISO_IN | PJM_ROR | Internal | Summer | B3 | 75 | 992 | 358.81 | 221.93 | 223.93 | 2 | 0
2035 | MISO_IN_2_PJM_ROR | MISO_IN | PJM_ROR | Internal | Summer | B4 | 100 | 992 | 0 | 212.47 | 212.6 | 2 | 0
2035 | MISO_IN_2_PJM_ROR | MISO_IN | PJM_ROR | Internal | Summer | B5 | 200 | 992 | 135.14 | 161.9 | 163.9 | 2 | 0
2035 | MISO_IN_2_PJM_ROR | MISO_IN | PJM_ROR | Internal | Summer | B6 | 300 | 992 | 314.28 | 143.91 | 145.91 | 2 | 0
2035 | MISO_IN_2_PJM_ROR | MISO_IN | PJM_ROR | Internal | Summer | B7 | 400 | 992 | 0 | 138.22 | 136.24 | 2 | 0
2035 | MISO_IN_2_PJM_ROR | MISO_IN | PJM_ROR | Internal | Summer | B8 | 500 | 992 | 0 | 132.02 | 130.03 | 2 | 0
2035 | MISO_IN_2_PJM_ROR | MISO_IN | PJM_ROR | Internal | Summer | B9 | 800 | 992 | 266.19 | 115.62 | 117.62 | 2 | 0
2035 | MISO_IN_2_PJM_ROR | MISO_IN | PJM_ROR | Internal | Summer | B10 | 1262 | 992 | 0 | 113.4 | 110.2 | 2 | 0
2035 | MISO_IN_2_PJM_ROR | MISO_IN | PJM_ROR | Internal | Winter | B16 | 25 | 992 | 992 | 117.87 | 129.63 | 2 | 9.76
2035 | MISO_IN_2_PJM_ROR | MISO_IN | PJM_ROR | Internal | Winter | B17 | 100 | 992 | 992 | 117.87 | 129.63 | 2 | 9.76
2035 | MISO_IN_2_PJM_ROR | MISO_IN | PJM_ROR | Internal | Winter | B18 | 400 | 992 | 0 | 117.87 | 119.08 | 2 | 0
2035 | MISO_IN_2_PJM_ROR | MISO_IN | PJM_ROR | Internal | Winter | B19 | 700 | 992 | 0 | 117.87 | 118.29 | 2 | 0
2035 | MISO_IN_2_PJM_ROR | MISO_IN | PJM_ROR | Internal | Winter | B20 | 935 | 992 | 992 | 93.43 | 95.44 | 2 | 0.01
2035 | MISO_MI_2_MISO_IN | MISO_MI | MISO_IN | Internal | Shoulder | B11 | 25 | 2535 | 0 | 132.04 | 132.03 | 0.01 | 0
2035 | MISO_MI_2_MISO_IN | MISO_MI | MISO_IN | Internal | Shoulder | B12 | 200 | 2535 | 0 | 116.23 | 114.85 | 0.01 | 0
2035 | MISO_MI_2_MISO_IN | MISO_MI | MISO_IN | Internal | Shoulder | B13 | 600 | 2535 | 0 | 114.86 | 114.85 | 0.01 | 0
2035 | MISO_MI_2_MISO_IN | MISO_MI | MISO_IN | Internal | Shoulder | B14 | 900 | 2535 | 0 | 114.86 | 114.85 | 0.01 | 0
2035 | MISO_MI_2_MISO_IN | MISO_MI | MISO_IN | Internal | Shoulder | B15 | 1203 | 2535 | 0 | 97.25 | 97.24 | 0.01 | 0
2035 | MISO_MI_2_MISO_IN | MISO_MI | MISO_IN | Internal | Summer | B1 | 10 | 2535 | 0 | 242.76 | 242.75 | 0.01 | 0
2035 | MISO_MI_2_MISO_IN | MISO_MI | MISO_IN | Internal | Summer | B2 | 25 | 2535 | 0 | 221.97 | 221.96 | 0.01 | 0
2035 | MISO_MI_2_MISO_IN | MISO_MI | MISO_IN | Internal | Summer | B3 | 75 | 2535 | 0 | 221.94 | 221.93 | 0.01 | 0
2035 | MISO_MI_2_MISO_IN | MISO_MI | MISO_IN | Internal | Summer | B4 | 100 | 2535 | 0 | 212.48 | 212.47 | 0.01 | 0
2035 | MISO_MI_2_MISO_IN | MISO_MI | MISO_IN | Internal | Summer | B5 | 200 | 2535 | 0 | 161.91 | 161.9 | 0.01 | 0
2035 | MISO_MI_2_MISO_IN | MISO_MI | MISO_IN | Internal | Summer | B6 | 300 | 2535 | 0 | 143.92 | 143.91 | 0.01 | 0
2035 | MISO_MI_2_MISO_IN | MISO_MI | MISO_IN | Internal | Summer | B7 | 400 | 2535 | 0 | 138.24 | 138.22 | 0.01 | 0
2035 | MISO_MI_2_MISO_IN | MISO_MI | MISO_IN | Internal | Summer | B8 | 500 | 2535 | 0 | 132.03 | 132.02 | 0.01 | 0
2035 | MISO_MI_2_MISO_IN | MISO_MI | MISO_IN | Internal | Summer | B9 | 800 | 2535 | 0 | 115.63 | 115.62 | 0.01 | 0
2035 | MISO_MI_2_MISO_IN | MISO_MI | MISO_IN | Internal | Summer | B10 | 1262 | 2535 | 0 | 113.41 | 113.4 | 0.01 | 0
2035 | MISO_MI_2_MISO_IN | MISO_MI | MISO_IN | Internal | Winter | B16 | 25 | 2535 | 0 | 127.63 | 117.87 | 0.01 | 0
2035 | MISO_MI_2_MISO_IN | MISO_MI | MISO_IN | Internal | Winter | B17 | 100 | 2535 | 0 | 127.63 | 117.87 | 0.01 | 0
2035 | MISO_MI_2_MISO_IN | MISO_MI | MISO_IN | Internal | Winter | B18 | 400 | 2535 | 0 | 117.88 | 117.87 | 0.01 | 0
2035 | MISO_MI_2_MISO_IN | MISO_MI | MISO_IN | Internal | Winter | B19 | 700 | 2535 | 0 | 117.88 | 117.87 | 0.01 | 0
2035 | MISO_MI_2_MISO_IN | MISO_MI | MISO_IN | Internal | Winter | B20 | 935 | 2535 | 0 | 93.44 | 93.43 | 0.01 | 0
2035 | MISO_MI_2_MISO_WUMS | MISO_MI | MISO_WUMS | Internal | Shoulder | B11 | 25 | 312 | 0 | 132.04 | 132.04 | 0.01 | 0
2035 | MISO_MI_2_MISO_WUMS | MISO_MI | MISO_WUMS | Internal | Shoulder | B12 | 200 | 312 | 0 | 116.23 | 114.84 | 0.01 | 0
2035 | MISO_MI_2_MISO_WUMS | MISO_MI | MISO_WUMS | Internal | Shoulder | B13 | 600 | 312 | 0 | 114.86 | 114.79 | 0.01 | 0
2035 | MISO_MI_2_MISO_WUMS | MISO_MI | MISO_WUMS | Internal | Shoulder | B14 | 900 | 312 | 0 | 114.86 | 114.79 | 0.01 | 0
2035 | MISO_MI_2_MISO_WUMS | MISO_MI | MISO_WUMS | Internal | Shoulder | B15 | 1203 | 312 | 312 | 97.25 | 100 | 0.01 | 2.74
2035 | MISO_MI_2_MISO_WUMS | MISO_MI | MISO_WUMS | Internal | Summer | B1 | 10 | 312 | 0 | 242.76 | 221.95 | 0.01 | 0
2035 | MISO_MI_2_MISO_WUMS | MISO_MI | MISO_WUMS | Internal | Summer | B2 | 25 | 312 | 0 | 221.97 | 221.95 | 0.01 | 0
2035 | MISO_MI_2_MISO_WUMS | MISO_MI | MISO_WUMS | Internal | Summer | B3 | 75 | 312 | 0 | 221.94 | 221.92 | 0.01 | 0
2035 | MISO_MI_2_MISO_WUMS | MISO_MI | MISO_WUMS | Internal | Summer | B4 | 100 | 312 | 0 | 212.48 | 210.59 | 0.01 | 0
2035 | MISO_MI_2_MISO_WUMS | MISO_MI | MISO_WUMS | Internal | Summer | B5 | 200 | 312 | 0 | 161.91 | 161.89 | 0.01 | 0
2035 | MISO_MI_2_MISO_WUMS | MISO_MI | MISO_WUMS | Internal | Summer | B6 | 300 | 312 | 0 | 143.92 | 139.8 | 0.01 | 0
2035 | MISO_MI_2_MISO_WUMS | MISO_MI | MISO_WUMS | Internal | Summer | B7 | 400 | 312 | 0 | 138.24 | 131.47 | 0.01 | 0
2035 | MISO_MI_2_MISO_WUMS | MISO_MI | MISO_WUMS | Internal | Summer | B8 | 500 | 312 | 0 | 132.03 | 128.03 | 0.01 | 0
2035 | MISO_MI_2_MISO_WUMS | MISO_MI | MISO_WUMS | Internal | Summer | B9 | 800 | 312 | 0 | 115.63 | 115.62 | 0.01 | 0
2035 | MISO_MI_2_MISO_WUMS | MISO_MI | MISO_WUMS | Internal | Summer | B10 | 1262 | 312 | 0 | 113.41 | 112.2 | 0.01 | 0
2035 | MISO_MI_2_MISO_WUMS | MISO_MI | MISO_WUMS | Internal | Winter | B16 | 25 | 312 | 0 | 127.63 | 127.62 | 0.01 | 0
2035 | MISO_MI_2_MISO_WUMS | MISO_MI | MISO_WUMS | Internal | Winter | B17 | 100 | 312 | 0 | 127.63 | 118.54 | 0.01 | 0
2035 | MISO_MI_2_MISO_WUMS | MISO_MI | MISO_WUMS | Internal | Winter | B18 | 400 | 312 | 0 | 117.88 | 117.75 | 0.01 | 0
2035 | MISO_MI_2_MISO_WUMS | MISO_MI | MISO_WUMS | Internal | Winter | B19 | 700 | 312 | 0 | 117.88 | 117.75 | 0.01 | 0
2035 | MISO_MI_2_MISO_WUMS | MISO_MI | MISO_WUMS | Internal | Winter | B20 | 935 | 312 | 312 | 93.44 | 96.88 | 0.01 | 3.42
2035 | MISO_MI_2_PJM_ROR | MISO_MI | PJM_ROR | Internal | Shoulder | B11 | 25 | 1424 | 120.57 | 132.04 | 134.04 | 2 | 0
2035 | MISO_MI_2_PJM_ROR | MISO_MI | PJM_ROR | Internal | Shoulder | B12 | 200 | 1424 | 0 | 116.23 | 116.85 | 2 | 0
2035 | MISO_MI_2_PJM_ROR | MISO_MI | PJM_ROR | Internal | Shoulder | B13 | 600 | 1424 | 0 | 114.86 | 116.79 | 2 | 0
2035 | MISO_MI_2_PJM_ROR | MISO_MI | PJM_ROR | Internal | Shoulder | B14 | 900 | 1424 | 0 | 114.86 | 115.07 | 2 | 0
2035 | MISO_MI_2_PJM_ROR | MISO_MI | PJM_ROR | Internal | Shoulder | B15 | 1203 | 1424 | 0 | 97.25 | 99.24 | 2 | 0
2035 | MISO_MI_2_PJM_ROR | MISO_MI | PJM_ROR | Internal | Summer | B1 | 10 | 1424 | 875.34 | 242.76 | 244.76 | 2 | 0
2035 | MISO_MI_2_PJM_ROR | MISO_MI | PJM_ROR | Internal | Summer | B2 | 25 | 1424 | 0 | 221.97 | 223.96 | 2 | 0
2035 | MISO_MI_2_PJM_ROR | MISO_MI | PJM_ROR | Internal | Summer | B3 | 75 | 1424 | 0 | 221.94 | 223.93 | 2 | 0
2035 | MISO_MI_2_PJM_ROR | MISO_MI | PJM_ROR | Internal | Summer | B4 | 100 | 1424 | 0 | 212.48 | 212.6 | 2 | 0
2035 | MISO_MI_2_PJM_ROR | MISO_MI | PJM_ROR | Internal | Summer | B5 | 200 | 1424 | 0 | 161.91 | 163.9 | 2 | 0
2035 | MISO_MI_2_PJM_ROR | MISO_MI | PJM_ROR | Internal | Summer | B6 | 300 | 1424 | 0 | 143.92 | 145.91 | 2 | 0
2035 | MISO_MI_2_PJM_ROR | MISO_MI | PJM_ROR | Internal | Summer | B7 | 400 | 1424 | 0 | 138.24 | 136.24 | 2 | 0
2035 | MISO_MI_2_PJM_ROR | MISO_MI | PJM_ROR | Internal | Summer | B8 | 500 | 1424 | 0 | 132.03 | 130.03 | 2 | 0
2035 | MISO_MI_2_PJM_ROR | MISO_MI | PJM_ROR | Internal | Summer | B9 | 800 | 1424 | 0 | 115.63 | 117.62 | 2 | 0
2035 | MISO_MI_2_PJM_ROR | MISO_MI | PJM_ROR | Internal | Summer | B10 | 1262 | 1424 | 0 | 113.41 | 110.2 | 2 | 0
2035 | MISO_MI_2_PJM_ROR | MISO_MI | PJM_ROR | Internal | Winter | B16 | 25 | 1424 | 447.55 | 127.63 | 129.63 | 2 | 0
2035 | MISO_MI_2_PJM_ROR | MISO_MI | PJM_ROR | Internal | Winter | B17 | 100 | 1424 | 1311.68 | 127.63 | 129.63 | 2 | 0
2035 | MISO_MI_2_PJM_ROR | MISO_MI | PJM_ROR | Internal | Winter | B18 | 400 | 1424 | 0 | 117.88 | 119.08 | 2 | 0
2035 | MISO_MI_2_PJM_ROR | MISO_MI | PJM_ROR | Internal | Winter | B19 | 700 | 1424 | 0 | 117.88 | 118.29 | 2 | 0
2035 | MISO_MI_2_PJM_ROR | MISO_MI | PJM_ROR | Internal | Winter | B20 | 935 | 1424 | 513.36 | 93.44 | 95.44 | 2 | 0
2035 | MISO_MO-IL_2_ENT | MISO_MO-IL | ENT | Internal | Shoulder | B11 | 25 | 2540 | 0 | 132.04 | 136.37 | 8 | 0
2035 | MISO_MO-IL_2_ENT | MISO_MO-IL | ENT | Internal | Shoulder | B12 | 200 | 2540 | 0 | 114.84 | 117.39 | 8 | 0
2035 | MISO_MO-IL_2_ENT | MISO_MO-IL | ENT | Internal | Shoulder | B13 | 600 | 2540 | 0 | 114.79 | 111.26 | 8 | 0
2035 | MISO_MO-IL_2_ENT | MISO_MO-IL | ENT | Internal | Shoulder | B14 | 900 | 2540 | 0 | 110.59 | 111.26 | 8 | 0
2035 | MISO_MO-IL_2_ENT | MISO_MO-IL | ENT | Internal | Shoulder | B15 | 1203 | 2540 | 0 | 87.06 | 87.06 | 8 | 0
2035 | MISO_MO-IL_2_ENT | MISO_MO-IL | ENT | Internal | Summer | B1 | 10 | 2540 | 0 | 242.76 | 234.76 | 8 | 0
2035 | MISO_MO-IL_2_ENT | MISO_MO-IL | ENT | Internal | Summer | B2 | 25 | 2540 | 0 | 221.97 | 221.97 | 8 | 0
2035 | MISO_MO-IL_2_ENT | MISO_MO-IL | ENT | Internal | Summer | B3 | 75 | 2540 | 0 | 221.94 | 224.97 | 8 | 0
2035 | MISO_MO-IL_2_ENT | MISO_MO-IL | ENT | Internal | Summer | B4 | 100 | 2540 | 0 | 212.46 | 212.46 | 8 | 0
2035 | MISO_MO-IL_2_ENT | MISO_MO-IL | ENT | Internal | Summer | B5 | 200 | 2540 | 0 | 161.91 | 153.91 | 8 | 0
2035 | MISO_MO-IL_2_ENT | MISO_MO-IL | ENT | Internal | Summer | B6 | 300 | 2540 | 0 | 143.92 | 143.92 | 8 | 0
2035 | MISO_MO-IL_2_ENT | MISO_MO-IL | ENT | Internal | Summer | B7 | 400 | 2540 | 0 | 138.24 | 139.33 | 8 | 0
2035 | MISO_MO-IL_2_ENT | MISO_MO-IL | ENT | Internal | Summer | B8 | 500 | 2540 | 0 | 132.03 | 134.59 | 8 | 0
2035 | MISO_MO-IL_2_ENT | MISO_MO-IL | ENT | Internal | Summer | B9 | 800 | 2540 | 138.55 | 115.63 | 123.63 | 8 | 0
2035 | MISO_MO-IL_2_ENT | MISO_MO-IL | ENT | Internal | Summer | B10 | 1262 | 2540 | 0 | 93.2 | 93.2 | 8 | 0
2035 | MISO_MO-IL_2_ENT | MISO_MO-IL | ENT | Internal | Winter | B16 | 25 | 2540 | 2540 | 117.88 | 126.01 | 8 | 0.13
2035 | MISO_MO-IL_2_ENT | MISO_MO-IL | ENT | Internal | Winter | B17 | 100 | 2540 | 0 | 117.86 | 120.47 | 8 | 0
2035 | MISO_MO-IL_2_ENT | MISO_MO-IL | ENT | Internal | Winter | B18 | 400 | 2540 | 0 | 115.19 | 115.24 | 8 | 0
2035 | MISO_MO-IL_2_ENT | MISO_MO-IL | ENT | Internal | Winter | B19 | 700 | 2540 | 0 | 115.19 | 114.22 | 8 | 0
2035 | MISO_MO-IL_2_ENT | MISO_MO-IL | ENT | Internal | Winter | B20 | 935 | 2540 | 0 | 84.61 | 84.45 | 8 | 0
2035 | MISO_MO-IL_2_MISO_IN | MISO_MO-IL | MISO_IN | Internal | Shoulder | B11 | 25 | 2100 | 0 | 132.04 | 132.03 | 0.01 | 0
2035 | MISO_MO-IL_2_MISO_IN | MISO_MO-IL | MISO_IN | Internal | Shoulder | B12 | 200 | 2100 | 215.46 | 114.84 | 114.85 | 0.01 | 0
2035 | MISO_MO-IL_2_MISO_IN | MISO_MO-IL | MISO_IN | Internal | Shoulder | B13 | 600 | 2100 | 2100 | 114.79 | 114.85 | 0.01 | 0.05
2035 | MISO_MO-IL_2_MISO_IN | MISO_MO-IL | MISO_IN | Internal | Shoulder | B14 | 900 | 2100 | 2100 | 110.59 | 114.85 | 0.01 | 4.25
2035 | MISO_MO-IL_2_MISO_IN | MISO_MO-IL | MISO_IN | Internal | Shoulder | B15 | 1203 | 2100 | 2100 | 87.06 | 97.24 | 0.01 | 10.17
2035 | MISO_MO-IL_2_MISO_IN | MISO_MO-IL | MISO_IN | Internal | Summer | B1 | 10 | 2100 | 0 | 242.76 | 242.75 | 0.01 | 0
2035 | MISO_MO-IL_2_MISO_IN | MISO_MO-IL | MISO_IN | Internal | Summer | B2 | 25 | 2100 | 0 | 221.97 | 221.96 | 0.01 | 0
2035 | MISO_MO-IL_2_MISO_IN | MISO_MO-IL | MISO_IN | Internal | Summer | B3 | 75 | 2100 | 0 | 221.94 | 221.93 | 0.01 | 0
2035 | MISO_MO-IL_2_MISO_IN | MISO_MO-IL | MISO_IN | Internal | Summer | B4 | 100 | 2100 | 318.76 | 212.46 | 212.47 | 0.01 | 0
2035 | MISO_MO-IL_2_MISO_IN | MISO_MO-IL | MISO_IN | Internal | Summer | B5 | 200 | 2100 | 0 | 161.91 | 161.9 | 0.01 | 0
2035 | MISO_MO-IL_2_MISO_IN | MISO_MO-IL | MISO_IN | Internal | Summer | B6 | 300 | 2100 | 0 | 143.92 | 143.91 | 0.01 | 0
2035 | MISO_MO-IL_2_MISO_IN | MISO_MO-IL | MISO_IN | Internal | Summer | B7 | 400 | 2100 | 0 | 138.24 | 138.22 | 0.01 | 0
2035 | MISO_MO-IL_2_MISO_IN | MISO_MO-IL | MISO_IN | Internal | Summer | B8 | 500 | 2100 | 0 | 132.03 | 132.02 | 0.01 | 0
2035 | MISO_MO-IL_2_MISO_IN | MISO_MO-IL | MISO_IN | Internal | Summer | B9 | 800 | 2100 | 0 | 115.63 | 115.62 | 0.01 | 0
2035 | MISO_MO-IL_2_MISO_IN | MISO_MO-IL | MISO_IN | Internal | Summer | B10 | 1262 | 2100 | 2100 | 93.2 | 113.4 | 0.01 | 20.19
2035 | MISO_MO-IL_2_MISO_IN | MISO_MO-IL | MISO_IN | Internal | Winter | B16 | 25 | 2100 | 0 | 117.88 | 117.87 | 0.01 | 0
2035 | MISO_MO-IL_2_MISO_IN | MISO_MO-IL | MISO_IN | Internal | Winter | B17 | 100 | 2100 | 2027.29 | 117.86 | 117.87 | 0.01 | 0
2035 | MISO_MO-IL_2_MISO_IN | MISO_MO-IL | MISO_IN | Internal | Winter | B18 | 400 | 2100 | 2100 | 115.19 | 117.87 | 0.01 | 2.67
2035 | MISO_MO-IL_2_MISO_IN | MISO_MO-IL | MISO_IN | Internal | Winter | B19 | 700 | 2100 | 2100 | 115.19 | 117.87 | 0.01 | 2.67
2035 | MISO_MO-IL_2_MISO_IN | MISO_MO-IL | MISO_IN | Internal | Winter | B20 | 935 | 2100 | 2100 | 84.61 | 93.43 | 0.01 | 8.81
2035 | MISO_MO-IL_2_MISO_W | MISO_MO-IL | MISO_W | Internal | Shoulder | B11 | 25 | 1208 | 0 | 132.04 | 132.04 | 0.01 | 0
2035 | MISO_MO-IL_2_MISO_W | MISO_MO-IL | MISO_W | Internal | Shoulder | B12 | 200 | 1208 | 0 | 114.84 | 114.83 | 0.01 | 0
2035 | MISO_MO-IL_2_MISO_W | MISO_MO-IL | MISO_W | Internal | Shoulder | B13 | 600 | 1208 | 0 | 114.79 | 114.78 | 0.01 | 0
2035 | MISO_MO-IL_2_MISO_W | MISO_MO-IL | MISO_W | Internal | Shoulder | B14 | 900 | 1208 | 0 | 110.59 | 76.61 | 0.01 | 0
2035 | MISO_MO-IL_2_MISO_W | MISO_MO-IL | MISO_W | Internal | Shoulder | B15 | 1203 | 1208 | 0 | 87.06 | 61.74 | 0.01 | 0
2035 | MISO_MO-IL_2_MISO_W | MISO_MO-IL | MISO_W | Internal | Summer | B1 | 10 | 1208 | 0 | 242.76 | 242.76 | 0.01 | 0
2035 | MISO_MO-IL_2_MISO_W | MISO_MO-IL | MISO_W | Internal | Summer | B2 | 25 | 1208 | 0 | 221.97 | 221.96 | 0.01 | 0
2035 | MISO_MO-IL_2_MISO_W | MISO_MO-IL | MISO_W | Internal | Summer | B3 | 75 | 1208 | 0 | 221.94 | 221.93 | 0.01 | 0
2035 | MISO_MO-IL_2_MISO_W | MISO_MO-IL | MISO_W | Internal | Summer | B4 | 100 | 1208 | 0 | 212.46 | 210.6 | 0.01 | 0
2035 | MISO_MO-IL_2_MISO_W | MISO_MO-IL | MISO_W | Internal | Summer | B5 | 200 | 1208 | 0 | 161.91 | 161.9 | 0.01 | 0
2035 | MISO_MO-IL_2_MISO_W | MISO_MO-IL | MISO_W | Internal | Summer | B6 | 300 | 1208 | 0 | 143.92 | 143.91 | 0.01 | 0
2035 | MISO_MO-IL_2_MISO_W | MISO_MO-IL | MISO_W | Internal | Summer | B7 | 400 | 1208 | 0 | 138.24 | 134.24 | 0.01 | 0
2035 | MISO_MO-IL_2_MISO_W | MISO_MO-IL | MISO_W | Internal | Summer | B8 | 500 | 1208 | 0 | 132.03 | 128.03 | 0.01 | 0
2035 | MISO_MO-IL_2_MISO_W | MISO_MO-IL | MISO_W | Internal | Summer | B9 | 800 | 1208 | 0 | 115.63 | 115.62 | 0.01 | 0
2035 | MISO_MO-IL_2_MISO_W | MISO_MO-IL | MISO_W | Internal | Summer | B10 | 1262 | 1208 | 0 | 93.2 | 70.47 | 0.01 | 0
2035 | MISO_MO-IL_2_MISO_W | MISO_MO-IL | MISO_W | Internal | Winter | B16 | 25 | 1208 | 0 | 117.88 | 54.74 | 0.01 | 0
2035 | MISO_MO-IL_2_MISO_W | MISO_MO-IL | MISO_W | Internal | Winter | B17 | 100 | 1208 | 0 | 117.86 | 54.74 | 0.01 | 0
2035 | MISO_MO-IL_2_MISO_W | MISO_MO-IL | MISO_W | Internal | Winter | B18 | 400 | 1208 | 0 | 115.19 | 115.18 | 0.01 | 0
2035 | MISO_MO-IL_2_MISO_W | MISO_MO-IL | MISO_W | Internal | Winter | B19 | 700 | 1208 | 0 | 115.19 | 115.18 | 0.01 | 0
2035 | MISO_MO-IL_2_MISO_W | MISO_MO-IL | MISO_W | Internal | Winter | B20 | 935 | 1208 | 0 | 84.61 | 61.74 | 0.01 | 0
2035 | MISO_MO-IL_2_PJM_ROR | MISO_MO-IL | PJM_ROR | Internal | Shoulder | B11 | 25 | 1212 | 229.73 | 132.04 | 134.04 | 2 | 0
2035 | MISO_MO-IL_2_PJM_ROR | MISO_MO-IL | PJM_ROR | Internal | Shoulder | B12 | 200 | 1212 | 1212 | 114.84 | 116.85 | 2 | 0.01
2035 | MISO_MO-IL_2_PJM_ROR | MISO_MO-IL | PJM_ROR | Internal | Shoulder | B13 | 600 | 1212 | 690.38 | 114.79 | 116.79 | 2 | 0
2035 | MISO_MO-IL_2_PJM_ROR | MISO_MO-IL | PJM_ROR | Internal | Shoulder | B14 | 900 | 1212 | 1212 | 110.59 | 115.07 | 2 | 2.49
2035 | MISO_MO-IL_2_PJM_ROR | MISO_MO-IL | PJM_ROR | Internal | Shoulder | B15 | 1203 | 1212 | 1212 | 87.06 | 99.24 | 2 | 10.18
2035 | MISO_MO-IL_2_PJM_ROR | MISO_MO-IL | PJM_ROR | Internal | Summer | B1 | 10 | 1212 | 749.96 | 242.76 | 244.76 | 2 | 0
2035 | MISO_MO-IL_2_PJM_ROR | MISO_MO-IL | PJM_ROR | Internal | Summer | B2 | 25 | 1212 | 0 | 221.97 | 223.96 | 2 | 0
2035 | MISO_MO-IL_2_PJM_ROR | MISO_MO-IL | PJM_ROR | Internal | Summer | B3 | 75 | 1212 | 0 | 221.94 | 223.93 | 2 | 0
2035 | MISO_MO-IL_2_PJM_ROR | MISO_MO-IL | PJM_ROR | Internal | Summer | B4 | 100 | 1212 | 0 | 212.46 | 212.6 | 2 | 0
2035 | MISO_MO-IL_2_PJM_ROR | MISO_MO-IL | PJM_ROR | Internal | Summer | B5 | 200 | 1212 | 0 | 161.91 | 163.9 | 2 | 0
2035 | MISO_MO-IL_2_PJM_ROR | MISO_MO-IL | PJM_ROR | Internal | Summer | B6 | 300 | 1212 | 0 | 143.92 | 145.91 | 2 | 0
2035 | MISO_MO-IL_2_PJM_ROR | MISO_MO-IL | PJM_ROR | Internal | Summer | B7 | 400 | 1212 | 0 | 138.24 | 136.24 | 2 | 0
2035 | MISO_MO-IL_2_PJM_ROR | MISO_MO-IL | PJM_ROR | Internal | Summer | B8 | 500 | 1212 | 0 | 132.03 | 130.03 | 2 | 0
2035 | MISO_MO-IL_2_PJM_ROR | MISO_MO-IL | PJM_ROR | Internal | Summer | B9 | 800 | 1212 | 0 | 115.63 | 117.62 | 2 | 0
2035 | MISO_MO-IL_2_PJM_ROR | MISO_MO-IL | PJM_ROR | Internal | Summer | B10 | 1262 | 1212 | 1212 | 93.2 | 110.2 | 2 | 15
2035 | MISO_MO-IL_2_PJM_ROR | MISO_MO-IL | PJM_ROR | Internal | Winter | B16 | 25 | 1212 | 1212 | 117.88 | 129.63 | 2 | 9.75
2035 | MISO_MO-IL_2_PJM_ROR | MISO_MO-IL | PJM_ROR | Internal | Winter | B17 | 100 | 1212 | 1212 | 117.86 | 129.63 | 2 | 9.77
2035 | MISO_MO-IL_2_PJM_ROR | MISO_MO-IL | PJM_ROR | Internal | Winter | B18 | 400 | 1212 | 1212 | 115.19 | 119.08 | 2 | 1.89
2035 | MISO_MO-IL_2_PJM_ROR | MISO_MO-IL | PJM_ROR | Internal | Winter | B19 | 700 | 1212 | 1212 | 115.19 | 118.29 | 2 | 1.1
2035 | MISO_MO-IL_2_PJM_ROR | MISO_MO-IL | PJM_ROR | Internal | Winter | B20 | 935 | 1212 | 1212 | 84.61 | 95.44 | 2 | 8.83
2035 | MISO_MO-IL_2_TVA_Transmission | MISO_MO-IL | TVA_Transmission | Internal | Shoulder | B11 | 25 | 4000 | 0 | 132.04 | 132.03 | 8 | 0
2035 | MISO_MO-IL_2_TVA_Transmission | MISO_MO-IL | TVA_Transmission | Internal | Shoulder | B12 | 200 | 4000 | 490.37 | 114.84 | 122.84 | 8 | 0
2035 | MISO_MO-IL_2_TVA_Transmission | MISO_MO-IL | TVA_Transmission | Internal | Shoulder | B13 | 600 | 4000 | 0 | 114.79 | 118.89 | 8 | 0
2035 | MISO_MO-IL_2_TVA_Transmission | MISO_MO-IL | TVA_Transmission | Internal | Shoulder | B14 | 900 | 4000 | 1693.87 | 110.59 | 118.59 | 8 | 0
2035 | MISO_MO-IL_2_TVA_Transmission | MISO_MO-IL | TVA_Transmission | Internal | Shoulder | B15 | 1203 | 4000 | 3351.2 | 87.06 | 95.06 | 8 | 0
2035 | MISO_MO-IL_2_TVA_Transmission | MISO_MO-IL | TVA_Transmission | Internal | Summer | B1 | 10 | 4000 | 4000 | 242.76 | 258.75 | 8 | 7.99
2035 | MISO_MO-IL_2_TVA_Transmission | MISO_MO-IL | TVA_Transmission | Internal | Summer | B2 | 25 | 4000 | 4000 | 221.97 | 237.96 | 8 | 7.99
2035 | MISO_MO-IL_2_TVA_Transmission | MISO_MO-IL | TVA_Transmission | Internal | Summer | B3 | 75 | 4000 | 889.49 | 221.94 | 229.94 | 8 | 0
2035 | MISO_MO-IL_2_TVA_Transmission | MISO_MO-IL | TVA_Transmission | Internal | Summer | B4 | 100 | 4000 | 0 | 212.46 | 218.6 | 8 | 0
2035 | MISO_MO-IL_2_TVA_Transmission | MISO_MO-IL | TVA_Transmission | Internal | Summer | B5 | 200 | 4000 | 0 | 161.91 | 161.9 | 8 | 0
2035 | MISO_MO-IL_2_TVA_Transmission | MISO_MO-IL | TVA_Transmission | Internal | Summer | B6 | 300 | 4000 | 0 | 143.92 | 141 | 8 | 0
2035 | MISO_MO-IL_2_TVA_Transmission | MISO_MO-IL | TVA_Transmission | Internal | Summer | B7 | 400 | 4000 | 0 | 138.24 | 134.34 | 8 | 0
2035 | MISO_MO-IL_2_TVA_Transmission | MISO_MO-IL | TVA_Transmission | Internal | Summer | B8 | 500 | 4000 | 0 | 132.03 | 125.84 | 8 | 0
2035 | MISO_MO-IL_2_TVA_Transmission | MISO_MO-IL | TVA_Transmission | Internal | Summer | B9 | 800 | 4000 | 0 | 115.63 | 119.64 | 8 | 0
2035 | MISO_MO-IL_2_TVA_Transmission | MISO_MO-IL | TVA_Transmission | Internal | Summer | B10 | 1262 | 4000 | 1132.92 | 93.2 | 101.2 | 8 | 0
2035 | MISO_MO-IL_2_TVA_Transmission | MISO_MO-IL | TVA_Transmission | Internal | Winter | B16 | 25 | 4000 | 2557.3 | 117.88 | 125.88 | 8 | 0
2035 | MISO_MO-IL_2_TVA_Transmission | MISO_MO-IL | TVA_Transmission | Internal | Winter | B17 | 100 | 4000 | 190.24 | 117.86 | 125.86 | 8 | 0
2035 | MISO_MO-IL_2_TVA_Transmission | MISO_MO-IL | TVA_Transmission | Internal | Winter | B18 | 400 | 4000 | 0 | 115.19 | 122.08 | 8 | 0
2035 | MISO_MO-IL_2_TVA_Transmission | MISO_MO-IL | TVA_Transmission | Internal | Winter | B19 | 700 | 4000 | 0 | 115.19 | 121.87 | 8 | 0
2035 | MISO_MO-IL_2_TVA_Transmission | MISO_MO-IL | TVA_Transmission | Internal | Winter | B20 | 935 | 4000 | 2306.65 | 84.61 | 92.61 | 8 | 0
2035 | MISO_W_2_IESO | MISO_W | IESO | Internal | Shoulder | B11 | 25 | 145 | 0 | 132.04 | 47.63 | 8 | 0
2035 | MISO_W_2_IESO | MISO_W | IESO | Internal | Shoulder | B12 | 200 | 145 | 0 | 114.83 | 47.63 | 8 | 0
2035 | MISO_W_2_IESO | MISO_W | IESO | Internal | Shoulder | B13 | 600 | 145 | 0 | 114.78 | 47.63 | 8 | 0
2035 | MISO_W_2_IESO | MISO_W | IESO | Internal | Shoulder | B14 | 900 | 145 | 0 | 76.61 | 47.63 | 8 | 0
2035 | MISO_W_2_IESO | MISO_W | IESO | Internal | Shoulder | B15 | 1203 | 145 | 0 | 61.74 | 47.63 | 8 | 0
2035 | MISO_W_2_IESO | MISO_W | IESO | Internal | Summer | B1 | 10 | 145 | 0 | 242.76 | 93.92 | 8 | 0
2035 | MISO_W_2_IESO | MISO_W | IESO | Internal | Summer | B2 | 25 | 145 | 0 | 221.96 | 93.92 | 8 | 0
2035 | MISO_W_2_IESO | MISO_W | IESO | Internal | Summer | B3 | 75 | 145 | 0 | 221.93 | 93.92 | 8 | 0
2035 | MISO_W_2_IESO | MISO_W | IESO | Internal | Summer | B4 | 100 | 145 | 0 | 210.6 | 71.54 | 8 | 0
2035 | MISO_W_2_IESO | MISO_W | IESO | Internal | Summer | B5 | 200 | 145 | 0 | 161.9 | 45.46 | 8 | 0
2035 | MISO_W_2_IESO | MISO_W | IESO | Internal | Summer | B6 | 300 | 145 | 0 | 143.91 | 45.46 | 8 | 0
2035 | MISO_W_2_IESO | MISO_W | IESO | Internal | Summer | B7 | 400 | 145 | 0 | 134.24 | 45.46 | 8 | 0
2035 | MISO_W_2_IESO | MISO_W | IESO | Internal | Summer | B8 | 500 | 145 | 0 | 128.03 | 45.46 | 8 | 0
2035 | MISO_W_2_IESO | MISO_W | IESO | Internal | Summer | B9 | 800 | 145 | 0 | 115.62 | 45.46 | 8 | 0
2035 | MISO_W_2_IESO | MISO_W | IESO | Internal | Summer | B10 | 1262 | 145 | 0 | 70.47 | 45.46 | 8 | 0
2035 | MISO_W_2_IESO | MISO_W | IESO | Internal | Winter | B16 | 25 | 145 | 0 | 54.74 | 47.63 | 8 | 0
2035 | MISO_W_2_IESO | MISO_W | IESO | Internal | Winter | B17 | 100 | 145 | 0 | 54.74 | 47.63 | 8 | 0
2035 | MISO_W_2_IESO | MISO_W | IESO | Internal | Winter | B18 | 400 | 145 | 0 | 115.18 | 47.63 | 8 | 0
2035 | MISO_W_2_IESO | MISO_W | IESO | Internal | Winter | B19 | 700 | 145 | 0 | 115.18 | 47.63 | 8 | 0
2035 | MISO_W_2_IESO | MISO_W | IESO | Internal | Winter | B20 | 935 | 145 | 0 | 61.74 | 47.63 | 8 | 0
2035 | MISO_W_2_MAPP_CA | MISO_W | MAPP_CA | Internal | Shoulder | B11 | 25 | 700 | 0 | 132.04 | 61.72 | 0.01 | 0
2035 | MISO_W_2_MAPP_CA | MISO_W | MAPP_CA | Internal | Shoulder | B12 | 200 | 700 | 0 | 114.83 | 61.72 | 0.01 | 0
2035 | MISO_W_2_MAPP_CA | MISO_W | MAPP_CA | Internal | Shoulder | B13 | 600 | 700 | 0 | 114.78 | 61.72 | 0.01 | 0
2035 | MISO_W_2_MAPP_CA | MISO_W | MAPP_CA | Internal | Shoulder | B14 | 900 | 700 | 0 | 76.61 | 61.72 | 0.01 | 0
2035 | MISO_W_2_MAPP_CA | MISO_W | MAPP_CA | Internal | Shoulder | B15 | 1203 | 700 | 0 | 61.74 | 61.72 | 0.01 | 0
2035 | MISO_W_2_MAPP_CA | MISO_W | MAPP_CA | Internal | Summer | B1 | 10 | 700 | 0 | 242.76 | 70.46 | 0.01 | 0
2035 | MISO_W_2_MAPP_CA | MISO_W | MAPP_CA | Internal | Summer | B2 | 25 | 700 | 0 | 221.96 | 70.46 | 0.01 | 0
2035 | MISO_W_2_MAPP_CA | MISO_W | MAPP_CA | Internal | Summer | B3 | 75 | 700 | 0 | 221.93 | 70.46 | 0.01 | 0
2035 | MISO_W_2_MAPP_CA | MISO_W | MAPP_CA | Internal | Summer | B4 | 100 | 700 | 0 | 210.6 | 70.46 | 0.01 | 0
2035 | MISO_W_2_MAPP_CA | MISO_W | MAPP_CA | Internal | Summer | B5 | 200 | 700 | 0 | 161.9 | 70.46 | 0.01 | 0
2035 | MISO_W_2_MAPP_CA | MISO_W | MAPP_CA | Internal | Summer | B6 | 300 | 700 | 0 | 143.91 | 70.46 | 0.01 | 0
2035 | MISO_W_2_MAPP_CA | MISO_W | MAPP_CA | Internal | Summer | B7 | 400 | 700 | 0 | 134.24 | 70.46 | 0.01 | 0
2035 | MISO_W_2_MAPP_CA | MISO_W | MAPP_CA | Internal | Summer | B8 | 500 | 700 | 0 | 128.03 | 70.46 | 0.01 | 0
2035 | MISO_W_2_MAPP_CA | MISO_W | MAPP_CA | Internal | Summer | B9 | 800 | 700 | 0 | 115.62 | 70.46 | 0.01 | 0
2035 | MISO_W_2_MAPP_CA | MISO_W | MAPP_CA | Internal | Summer | B10 | 1262 | 700 | 0 | 70.47 | 70.46 | 0.01 | 0
2035 | MISO_W_2_MAPP_CA | MISO_W | MAPP_CA | Internal | Winter | B16 | 25 | 700 | 700 | 54.74 | 61.72 | 0.01 | 6.98
2035 | MISO_W_2_MAPP_CA | MISO_W | MAPP_CA | Internal | Winter | B17 | 100 | 700 | 700 | 54.74 | 61.72 | 0.01 | 6.98
2035 | MISO_W_2_MAPP_CA | MISO_W | MAPP_CA | Internal | Winter | B18 | 400 | 700 | 0 | 115.18 | 61.72 | 0.01 | 0
2035 | MISO_W_2_MAPP_CA | MISO_W | MAPP_CA | Internal | Winter | B19 | 700 | 700 | 0 | 115.18 | 61.72 | 0.01 | 0
2035 | MISO_W_2_MAPP_CA | MISO_W | MAPP_CA | Internal | Winter | B20 | 935 | 700 | 0 | 61.74 | 61.72 | 0.01 | 0
2035 | MISO_W_2_MISO_MO-IL | MISO_W | MISO_MO-IL | Internal | Shoulder | B11 | 25 | 4048 | 0 | 132.04 | 132.04 | 0.01 | 0
2035 | MISO_W_2_MISO_MO-IL | MISO_W | MISO_MO-IL | Internal | Shoulder | B12 | 200 | 4048 | 1676.65 | 114.83 | 114.84 | 0.01 | 0
2035 | MISO_W_2_MISO_MO-IL | MISO_W | MISO_MO-IL | Internal | Shoulder | B13 | 600 | 4048 | 2377.08 | 114.78 | 114.79 | 0.01 | 0
2035 | MISO_W_2_MISO_MO-IL | MISO_W | MISO_MO-IL | Internal | Shoulder | B14 | 900 | 4048 | 4048 | 76.61 | 110.59 | 0.01 | 33.97
2035 | MISO_W_2_MISO_MO-IL | MISO_W | MISO_MO-IL | Internal | Shoulder | B15 | 1203 | 4048 | 4048 | 61.74 | 87.06 | 0.01 | 25.31
2035 | MISO_W_2_MISO_MO-IL | MISO_W | MISO_MO-IL | Internal | Summer | B1 | 10 | 4048 | 0 | 242.76 | 242.76 | 0.01 | 0
2035 | MISO_W_2_MISO_MO-IL | MISO_W | MISO_MO-IL | Internal | Summer | B2 | 25 | 4048 | 2566.98 | 221.96 | 221.97 | 0.01 | 0
2035 | MISO_W_2_MISO_MO-IL | MISO_W | MISO_MO-IL | Internal | Summer | B3 | 75 | 4048 | 3171.9 | 221.93 | 221.94 | 0.01 | 0
2035 | MISO_W_2_MISO_MO-IL | MISO_W | MISO_MO-IL | Internal | Summer | B4 | 100 | 4048 | 4048 | 210.6 | 212.46 | 0.01 | 1.85
2035 | MISO_W_2_MISO_MO-IL | MISO_W | MISO_MO-IL | Internal | Summer | B5 | 200 | 4048 | 3142.25 | 161.9 | 161.91 | 0.01 | 0
2035 | MISO_W_2_MISO_MO-IL | MISO_W | MISO_MO-IL | Internal | Summer | B6 | 300 | 4048 | 2827.92 | 143.91 | 143.92 | 0.01 | 0
2035 | MISO_W_2_MISO_MO-IL | MISO_W | MISO_MO-IL | Internal | Summer | B7 | 400 | 4048 | 4048 | 134.24 | 138.24 | 0.01 | 3.99
2035 | MISO_W_2_MISO_MO-IL | MISO_W | MISO_MO-IL | Internal | Summer | B8 | 500 | 4048 | 4048 | 128.03 | 132.03 | 0.01 | 3.99
2035 | MISO_W_2_MISO_MO-IL | MISO_W | MISO_MO-IL | Internal | Summer | B9 | 800 | 4048 | 3472.5 | 115.62 | 115.63 | 0.01 | 0
2035 | MISO_W_2_MISO_MO-IL | MISO_W | MISO_MO-IL | Internal | Summer | B10 | 1262 | 4048 | 4048 | 70.47 | 93.2 | 0.01 | 22.72
2035 | MISO_W_2_MISO_MO-IL | MISO_W | MISO_MO-IL | Internal | Winter | B16 | 25 | 4048 | 4048 | 54.74 | 117.88 | 0.01 | 63.14
2035 | MISO_W_2_MISO_MO-IL | MISO_W | MISO_MO-IL | Internal | Winter | B17 | 100 | 4048 | 4048 | 54.74 | 117.86 | 0.01 | 63.11
2035 | MISO_W_2_MISO_MO-IL | MISO_W | MISO_MO-IL | Internal | Winter | B18 | 400 | 4048 | 3984.3 | 115.18 | 115.19 | 0.01 | 0
2035 | MISO_W_2_MISO_MO-IL | MISO_W | MISO_MO-IL | Internal | Winter | B19 | 700 | 4048 | 3420.34 | 115.18 | 115.19 | 0.01 | 0
2035 | MISO_W_2_MISO_MO-IL | MISO_W | MISO_MO-IL | Internal | Winter | B20 | 935 | 4048 | 4048 | 61.74 | 84.61 | 0.01 | 22.86
2035 | MISO_W_2_MISO_WUMS | MISO_W | MISO_WUMS | Internal | Shoulder | B11 | 25 | 1747 | 0 | 132.04 | 132.04 | 0.01 | 0
2035 | MISO_W_2_MISO_WUMS | MISO_W | MISO_WUMS | Internal | Shoulder | B12 | 200 | 1747 | 664.87 | 114.83 | 114.84 | 0.01 | 0
2035 | MISO_W_2_MISO_WUMS | MISO_W | MISO_WUMS | Internal | Shoulder | B13 | 600 | 1747 | 1426.85 | 114.78 | 114.79 | 0.01 | 0
2035 | MISO_W_2_MISO_WUMS | MISO_W | MISO_WUMS | Internal | Shoulder | B14 | 900 | 1747 | 1747 | 76.61 | 114.79 | 0.01 | 38.17
2035 | MISO_W_2_MISO_WUMS | MISO_W | MISO_WUMS | Internal | Shoulder | B15 | 1203 | 1747 | 1747 | 61.74 | 100 | 0.01 | 38.25
2035 | MISO_W_2_MISO_WUMS | MISO_W | MISO_WUMS | Internal | Summer | B1 | 10 | 1747 | 0 | 242.76 | 221.95 | 0.01 | 0
2035 | MISO_W_2_MISO_WUMS | MISO_W | MISO_WUMS | Internal | Summer | B2 | 25 | 1747 | 0 | 221.96 | 221.95 | 0.01 | 0
2035 | MISO_W_2_MISO_WUMS | MISO_W | MISO_WUMS | Internal | Summer | B3 | 75 | 1747 | 0 | 221.93 | 221.92 | 0.01 | 0
2035 | MISO_W_2_MISO_WUMS | MISO_W | MISO_WUMS | Internal | Summer | B4 | 100 | 1747 | 0 | 210.6 | 210.59 | 0.01 | 0
2035 | MISO_W_2_MISO_WUMS | MISO_W | MISO_WUMS | Internal | Summer | B5 | 200 | 1747 | 0 | 161.9 | 161.89 | 0.01 | 0
2035 | MISO_W_2_MISO_WUMS | MISO_W | MISO_WUMS | Internal | Summer | B6 | 300 | 1747 | 0 | 143.91 | 139.8 | 0.01 | 0
2035 | MISO_W_2_MISO_WUMS | MISO_W | MISO_WUMS | Internal | Summer | B7 | 400 | 1747 | 0 | 134.24 | 131.47 | 0.01 | 0
2035 | MISO_W_2_MISO_WUMS | MISO_W | MISO_WUMS | Internal | Summer | B8 | 500 | 1747 | 0 | 128.03 | 128.03 | 0.01 | 0
2035 | MISO_W_2_MISO_WUMS | MISO_W | MISO_WUMS | Internal | Summer | B9 | 800 | 1747 | 0 | 115.62 | 115.62 | 0.01 | 0
2035 | MISO_W_2_MISO_WUMS | MISO_W | MISO_WUMS | Internal | Summer | B10 | 1262 | 1747 | 1747 | 70.47 | 112.2 | 0.01 | 41.72
2035 | MISO_W_2_MISO_WUMS | MISO_W | MISO_WUMS | Internal | Winter | B16 | 25 | 1747 | 1747 | 54.74 | 127.62 | 0.01 | 72.87
2035 | MISO_W_2_MISO_WUMS | MISO_W | MISO_WUMS | Internal | Winter | B17 | 100 | 1747 | 1747 | 54.74 | 118.54 | 0.01 | 63.79
2035 | MISO_W_2_MISO_WUMS | MISO_W | MISO_WUMS | Internal | Winter | B18 | 400 | 1747 | 1747 | 115.18 | 117.75 | 0.01 | 2.56
2035 | MISO_W_2_MISO_WUMS | MISO_W | MISO_WUMS | Internal | Winter | B19 | 700 | 1747 | 1747 | 115.18 | 117.75 | 0.01 | 2.56
2035 | MISO_W_2_MISO_WUMS | MISO_W | MISO_WUMS | Internal | Winter | B20 | 935 | 1747 | 1747 | 61.74 | 96.88 | 0.01 | 35.13
2035 | MISO_W_2_PJM_ROR | MISO_W | PJM_ROR | Internal | Shoulder | B11 | 25 | 19839 | 12453.36 | 132.04 | 134.04 | 2 | 0
2035 | MISO_W_2_PJM_ROR | MISO_W | PJM_ROR | Internal | Shoulder | B12 | 200 | 19839 | 19839 | 114.83 | 116.85 | 2 | 0.02
2035 | MISO_W_2_PJM_ROR | MISO_W | PJM_ROR | Internal | Shoulder | B13 | 600 | 19839 | 19839 | 114.78 | 116.79 | 2 | 0.01
2035 | MISO_W_2_PJM_ROR | MISO_W | PJM_ROR | Internal | Shoulder | B14 | 900 | 19839 | 19839 | 76.61 | 115.07 | 2 | 36.46
2035 | MISO_W_2_PJM_ROR | MISO_W | PJM_ROR | Internal | Shoulder | B15 | 1203 | 19839 | 19839 | 61.74 | 99.24 | 2 | 35.5
2035 | MISO_W_2_PJM_ROR | MISO_W | PJM_ROR | Internal | Summer | B1 | 10 | 19839 | 15326.82 | 242.76 | 244.76 | 2 | 0
2035 | MISO_W_2_PJM_ROR | MISO_W | PJM_ROR | Internal | Summer | B2 | 25 | 19839 | 17018.51 | 221.96 | 223.96 | 2 | 0
2035 | MISO_W_2_PJM_ROR | MISO_W | PJM_ROR | Internal | Summer | B3 | 75 | 19839 | 7422.68 | 221.93 | 223.93 | 2 | 0
2035 | MISO_W_2_PJM_ROR | MISO_W | PJM_ROR | Internal | Summer | B4 | 100 | 19839 | 4444.63 | 210.6 | 212.6 | 2 | 0
2035 | MISO_W_2_PJM_ROR | MISO_W | PJM_ROR | Internal | Summer | B5 | 200 | 19839 | 7798.48 | 161.9 | 163.9 | 2 | 0
2035 | MISO_W_2_PJM_ROR | MISO_W | PJM_ROR | Internal | Summer | B6 | 300 | 19839 | 6451.95 | 143.91 | 145.91 | 2 | 0
2035 | MISO_W_2_PJM_ROR | MISO_W | PJM_ROR | Internal | Summer | B7 | 400 | 19839 | 8895.29 | 134.24 | 136.24 | 2 | 0
2035 | MISO_W_2_PJM_ROR | MISO_W | PJM_ROR | Internal | Summer | B8 | 500 | 19839 | 13193.12 | 128.03 | 130.03 | 2 | 0
2035 | MISO_W_2_PJM_ROR | MISO_W | PJM_ROR | Internal | Summer | B9 | 800 | 19839 | 13467.69 | 115.62 | 117.62 | 2 | 0
2035 | MISO_W_2_PJM_ROR | MISO_W | PJM_ROR | Internal | Summer | B10 | 1262 | 19839 | 19839 | 70.47 | 110.2 | 2 | 37.73
2035 | MISO_W_2_PJM_ROR | MISO_W | PJM_ROR | Internal | Winter | B16 | 25 | 19839 | 19839 | 54.74 | 129.63 | 2 | 72.9
2035 | MISO_W_2_PJM_ROR | MISO_W | PJM_ROR | Internal | Winter | B17 | 100 | 19839 | 19839 | 54.74 | 129.63 | 2 | 72.89
2035 | MISO_W_2_PJM_ROR | MISO_W | PJM_ROR | Internal | Winter | B18 | 400 | 19839 | 19839 | 115.18 | 119.08 | 2 | 1.9
2035 | MISO_W_2_PJM_ROR | MISO_W | PJM_ROR | Internal | Winter | B19 | 700 | 19839 | 19839 | 115.18 | 118.29 | 2 | 1.12
2035 | MISO_W_2_PJM_ROR | MISO_W | PJM_ROR | Internal | Winter | B20 | 935 | 19839 | 19839 | 61.74 | 95.44 | 2 | 31.71
2035 | MISO_W_2_SPP_N | MISO_W | SPP_N | Internal | Shoulder | B11 | 25 | 3450 | 0 | 132.04 | 127.05 | 7 | 0
2035 | MISO_W_2_SPP_N | MISO_W | SPP_N | Internal | Shoulder | B12 | 200 | 3450 | 0 | 114.83 | 102.84 | 7 | 0
2035 | MISO_W_2_SPP_N | MISO_W | SPP_N | Internal | Shoulder | B13 | 600 | 3450 | 0 | 114.78 | 11.52 | 7 | 0
2035 | MISO_W_2_SPP_N | MISO_W | SPP_N | Internal | Shoulder | B14 | 900 | 3450 | 0 | 76.61 | 0.01 | 7 | 0
2035 | MISO_W_2_SPP_N | MISO_W | SPP_N | Internal | Shoulder | B15 | 1203 | 3450 | 0 | 61.74 | 0.01 | 7 | 0
2035 | MISO_W_2_SPP_N | MISO_W | SPP_N | Internal | Summer | B1 | 10 | 3450 | 0 | 242.76 | 0.01 | 7 | 0
2035 | MISO_W_2_SPP_N | MISO_W | SPP_N | Internal | Summer | B2 | 25 | 3450 | 0 | 221.96 | 216.97 | 7 | 0
2035 | MISO_W_2_SPP_N | MISO_W | SPP_N | Internal | Summer | B3 | 75 | 3450 | 0 | 221.93 | 219.97 | 7 | 0
2035 | MISO_W_2_SPP_N | MISO_W | SPP_N | Internal | Summer | B4 | 100 | 3450 | 0 | 210.6 | 207.46 | 7 | 0
2035 | MISO_W_2_SPP_N | MISO_W | SPP_N | Internal | Summer | B5 | 200 | 3450 | 0 | 161.9 | 148.91 | 7 | 0
2035 | MISO_W_2_SPP_N | MISO_W | SPP_N | Internal | Summer | B6 | 300 | 3450 | 0 | 143.91 | 138.92 | 7 | 0
2035 | MISO_W_2_SPP_N | MISO_W | SPP_N | Internal | Summer | B7 | 400 | 3450 | 0 | 134.24 | 134.33 | 7 | 0
2035 | MISO_W_2_SPP_N | MISO_W | SPP_N | Internal | Summer | B8 | 500 | 3450 | 0 | 128.03 | 129.58 | 7 | 0
2035 | MISO_W_2_SPP_N | MISO_W | SPP_N | Internal | Summer | B9 | 800 | 3450 | 0 | 115.62 | 110.63 | 7 | 0
2035 | MISO_W_2_SPP_N | MISO_W | SPP_N | Internal | Summer | B10 | 1262 | 3450 | 0 | 70.47 | 53.32 | 7 | 0
2035 | MISO_W_2_SPP_N | MISO_W | SPP_N | Internal | Winter | B16 | 25 | 3450 | 0 | 54.74 | 0.01 | 7 | 0
2035 | MISO_W_2_SPP_N | MISO_W | SPP_N | Internal | Winter | B17 | 100 | 3450 | 0 | 54.74 | 0.01 | 7 | 0
2035 | MISO_W_2_SPP_N | MISO_W | SPP_N | Internal | Winter | B18 | 400 | 3450 | 0 | 115.18 | 11.98 | 7 | 0
2035 | MISO_W_2_SPP_N | MISO_W | SPP_N | Internal | Winter | B19 | 700 | 3450 | 0 | 115.18 | 0.02 | 7 | 0
2035 | MISO_W_2_SPP_N | MISO_W | SPP_N | Internal | Winter | B20 | 935 | 3450 | 0 | 61.74 | 0.01 | 7 | 0
2035 | MISO_WUMS_2_MISO_MI | MISO_WUMS | MISO_MI | Internal | Shoulder | B11 | 25 | 294 | 0 | 132.04 | 132.04 | 0.01 | 0
2035 | MISO_WUMS_2_MISO_MI | MISO_WUMS | MISO_MI | Internal | Shoulder | B12 | 200 | 294 | 294 | 114.84 | 116.23 | 0.01 | 1.38
2035 | MISO_WUMS_2_MISO_MI | MISO_WUMS | MISO_MI | Internal | Shoulder | B13 | 600 | 294 | 294 | 114.79 | 114.86 | 0.01 | 0.06
2035 | MISO_WUMS_2_MISO_MI | MISO_WUMS | MISO_MI | Internal | Shoulder | B14 | 900 | 294 | 294 | 114.79 | 114.86 | 0.01 | 0.06
2035 | MISO_WUMS_2_MISO_MI | MISO_WUMS | MISO_MI | Internal | Shoulder | B15 | 1203 | 294 | 0 | 100 | 97.25 | 0.01 | 0
2035 | MISO_WUMS_2_MISO_MI | MISO_WUMS | MISO_MI | Internal | Summer | B1 | 10 | 294 | 294 | 221.95 | 242.76 | 0.01 | 20.8
2035 | MISO_WUMS_2_MISO_MI | MISO_WUMS | MISO_MI | Internal | Summer | B2 | 25 | 294 | 294 | 221.95 | 221.97 | 0.01 | 0.01
2035 | MISO_WUMS_2_MISO_MI | MISO_WUMS | MISO_MI | Internal | Summer | B3 | 75 | 294 | 294 | 221.92 | 221.94 | 0.01 | 0.01
2035 | MISO_WUMS_2_MISO_MI | MISO_WUMS | MISO_MI | Internal | Summer | B4 | 100 | 294 | 294 | 210.59 | 212.48 | 0.01 | 1.88
2035 | MISO_WUMS_2_MISO_MI | MISO_WUMS | MISO_MI | Internal | Summer | B5 | 200 | 294 | 294 | 161.89 | 161.91 | 0.01 | 0.01
2035 | MISO_WUMS_2_MISO_MI | MISO_WUMS | MISO_MI | Internal | Summer | B6 | 300 | 294 | 294 | 139.8 | 143.92 | 0.01 | 4.11
2035 | MISO_WUMS_2_MISO_MI | MISO_WUMS | MISO_MI | Internal | Summer | B7 | 400 | 294 | 294 | 131.47 | 138.24 | 0.01 | 6.76
2035 | MISO_WUMS_2_MISO_MI | MISO_WUMS | MISO_MI | Internal | Summer | B8 | 500 | 294 | 294 | 128.03 | 132.03 | 0.01 | 3.99
2035 | MISO_WUMS_2_MISO_MI | MISO_WUMS | MISO_MI | Internal | Summer | B9 | 800 | 294 | 192.93 | 115.62 | 115.63 | 0.01 | 0
2035 | MISO_WUMS_2_MISO_MI | MISO_WUMS | MISO_MI | Internal | Summer | B10 | 1262 | 294 | 294 | 112.2 | 113.41 | 0.01 | 1.2
2035 | MISO_WUMS_2_MISO_MI | MISO_WUMS | MISO_MI | Internal | Winter | B16 | 25 | 294 | 50.51 | 127.62 | 127.63 | 0.01 | 0
2035 | MISO_WUMS_2_MISO_MI | MISO_WUMS | MISO_MI | Internal | Winter | B17 | 100 | 294 | 294 | 118.54 | 127.63 | 0.01 | 9.08
2035 | MISO_WUMS_2_MISO_MI | MISO_WUMS | MISO_MI | Internal | Winter | B18 | 400 | 294 | 294 | 117.75 | 117.88 | 0.01 | 0.12
2035 | MISO_WUMS_2_MISO_MI | MISO_WUMS | MISO_MI | Internal | Winter | B19 | 700 | 294 | 294 | 117.75 | 117.88 | 0.01 | 0.12
2035 | MISO_WUMS_2_MISO_MI | MISO_WUMS | MISO_MI | Internal | Winter | B20 | 935 | 294 | 0 | 96.88 | 93.44 | 0.01 | 0
2035 | MISO_WUMS_2_MISO_W | MISO_WUMS | MISO_W | Internal | Shoulder | B11 | 25 | 1255 | 0 | 132.04 | 132.04 | 0.01 | 0
2035 | MISO_WUMS_2_MISO_W | MISO_WUMS | MISO_W | Internal | Shoulder | B12 | 200 | 1255 | 0 | 114.84 | 114.83 | 0.01 | 0
2035 | MISO_WUMS_2_MISO_W | MISO_WUMS | MISO_W | Internal | Shoulder | B13 | 600 | 1255 | 0 | 114.79 | 114.78 | 0.01 | 0
2035 | MISO_WUMS_2_MISO_W | MISO_WUMS | MISO_W | Internal | Shoulder | B14 | 900 | 1255 | 0 | 114.79 | 76.61 | 0.01 | 0
2035 | MISO_WUMS_2_MISO_W | MISO_WUMS | MISO_W | Internal | Shoulder | B15 | 1203 | 1255 | 0 | 100 | 61.74 | 0.01 | 0
2035 | MISO_WUMS_2_MISO_W | MISO_WUMS | MISO_W | Internal | Summer | B1 | 10 | 1255 | 1255 | 221.95 | 242.76 | 0.01 | 20.8
2035 | MISO_WUMS_2_MISO_W | MISO_WUMS | MISO_W | Internal | Summer | B2 | 25 | 1255 | 439.94 | 221.95 | 221.96 | 0.01 | 0
2035 | MISO_WUMS_2_MISO_W | MISO_WUMS | MISO_W | Internal | Summer | B3 | 75 | 1255 | 63.65 | 221.92 | 221.93 | 0.01 | 0
2035 | MISO_WUMS_2_MISO_W | MISO_WUMS | MISO_W | Internal | Summer | B4 | 100 | 1255 | 741.68 | 210.59 | 210.6 | 0.01 | 0
2035 | MISO_WUMS_2_MISO_W | MISO_WUMS | MISO_W | Internal | Summer | B5 | 200 | 1255 | 1251.37 | 161.89 | 161.9 | 0.01 | 0
2035 | MISO_WUMS_2_MISO_W | MISO_WUMS | MISO_W | Internal | Summer | B6 | 300 | 1255 | 1255 | 139.8 | 143.91 | 0.01 | 4.1
2035 | MISO_WUMS_2_MISO_W | MISO_WUMS | MISO_W | Internal | Summer | B7 | 400 | 1255 | 1255 | 131.47 | 134.24 | 0.01 | 2.76
2035 | MISO_WUMS_2_MISO_W | MISO_WUMS | MISO_W | Internal | Summer | B8 | 500 | 1255 | 0 | 128.03 | 128.03 | 0.01 | 0
2035 | MISO_WUMS_2_MISO_W | MISO_WUMS | MISO_W | Internal | Summer | B9 | 800 | 1255 | 0 | 115.62 | 115.62 | 0.01 | 0
2035 | MISO_WUMS_2_MISO_W | MISO_WUMS | MISO_W | Internal | Summer | B10 | 1262 | 1255 | 0 | 112.2 | 70.47 | 0.01 | 0
2035 | MISO_WUMS_2_MISO_W | MISO_WUMS | MISO_W | Internal | Winter | B16 | 25 | 1255 | 0 | 127.62 | 54.74 | 0.01 | 0
2035 | MISO_WUMS_2_MISO_W | MISO_WUMS | MISO_W | Internal | Winter | B17 | 100 | 1255 | 0 | 118.54 | 54.74 | 0.01 | 0
2035 | MISO_WUMS_2_MISO_W | MISO_WUMS | MISO_W | Internal | Winter | B18 | 400 | 1255 | 0 | 117.75 | 115.18 | 0.01 | 0
2035 | MISO_WUMS_2_MISO_W | MISO_WUMS | MISO_W | Internal | Winter | B19 | 700 | 1255 | 0 | 117.75 | 115.18 | 0.01 | 0
2035 | MISO_WUMS_2_MISO_W | MISO_WUMS | MISO_W | Internal | Winter | B20 | 935 | 1255 | 0 | 96.88 | 61.74 | 0.01 | 0
2035 | MISO_WUMS_2_PJM_ROR | MISO_WUMS | PJM_ROR | Internal | Shoulder | B11 | 25 | 1600 | 1082.34 | 132.04 | 134.04 | 2 | 0
2035 | MISO_WUMS_2_PJM_ROR | MISO_WUMS | PJM_ROR | Internal | Shoulder | B12 | 200 | 1600 | 1600 | 114.84 | 116.85 | 2 | 0.01
2035 | MISO_WUMS_2_PJM_ROR | MISO_WUMS | PJM_ROR | Internal | Shoulder | B13 | 600 | 1600 | 391.38 | 114.79 | 116.79 | 2 | 0
2035 | MISO_WUMS_2_PJM_ROR | MISO_WUMS | PJM_ROR | Internal | Shoulder | B14 | 900 | 1600 | 0 | 114.79 | 115.07 | 2 | 0
2035 | MISO_WUMS_2_PJM_ROR | MISO_WUMS | PJM_ROR | Internal | Shoulder | B15 | 1203 | 1600 | 0 | 100 | 99.24 | 2 | 0
2035 | MISO_WUMS_2_PJM_ROR | MISO_WUMS | PJM_ROR | Internal | Summer | B1 | 10 | 1600 | 1600 | 221.95 | 244.76 | 2 | 20.81
2035 | MISO_WUMS_2_PJM_ROR | MISO_WUMS | PJM_ROR | Internal | Summer | B2 | 25 | 1600 | 1600 | 221.95 | 223.96 | 2 | 0.01
2035 | MISO_WUMS_2_PJM_ROR | MISO_WUMS | PJM_ROR | Internal | Summer | B3 | 75 | 1600 | 1600 | 221.92 | 223.93 | 2 | 0.01
2035 | MISO_WUMS_2_PJM_ROR | MISO_WUMS | PJM_ROR | Internal | Summer | B4 | 100 | 1600 | 1600 | 210.59 | 212.6 | 2 | 0.01
2035 | MISO_WUMS_2_PJM_ROR | MISO_WUMS | PJM_ROR | Internal | Summer | B5 | 200 | 1600 | 1600 | 161.89 | 163.9 | 2 | 0.01
2035 | MISO_WUMS_2_PJM_ROR | MISO_WUMS | PJM_ROR | Internal | Summer | B6 | 300 | 1600 | 1600 | 139.8 | 145.91 | 2 | 4.11
2035 | MISO_WUMS_2_PJM_ROR | MISO_WUMS | PJM_ROR | Internal | Summer | B7 | 400 | 1600 | 1600 | 131.47 | 136.24 | 2 | 2.77
2035 | MISO_WUMS_2_PJM_ROR | MISO_WUMS | PJM_ROR | Internal | Summer | B8 | 500 | 1600 | 1015.56 | 128.03 | 130.03 | 2 | 0
2035 | MISO_WUMS_2_PJM_ROR | MISO_WUMS | PJM_ROR | Internal | Summer | B9 | 800 | 1600 | 1074.81 | 115.62 | 117.62 | 2 | 0
2035 | MISO_WUMS_2_PJM_ROR | MISO_WUMS | PJM_ROR | Internal | Summer | B10 | 1262 | 1600 | 0 | 112.2 | 110.2 | 2 | 0
2035 | MISO_WUMS_2_PJM_ROR | MISO_WUMS | PJM_ROR | Internal | Winter | B16 | 25 | 1600 | 1600 | 127.62 | 129.63 | 2 | 0.01
2035 | MISO_WUMS_2_PJM_ROR | MISO_WUMS | PJM_ROR | Internal | Winter | B17 | 100 | 1600 | 1600 | 118.54 | 129.63 | 2 | 9.09
2035 | MISO_WUMS_2_PJM_ROR | MISO_WUMS | PJM_ROR | Internal | Winter | B18 | 400 | 1600 | 0 | 117.75 | 119.08 | 2 | 0
2035 | MISO_WUMS_2_PJM_ROR | MISO_WUMS | PJM_ROR | Internal | Winter | B19 | 700 | 1600 | 0 | 117.75 | 118.29 | 2 | 0
2035 | MISO_WUMS_2_PJM_ROR | MISO_WUMS | PJM_ROR | Internal | Winter | B20 | 935 | 1600 | 0 | 96.88 | 95.44 | 2 | 0
2035 | NE_2_MAPP_US | NE | MAPP_US | Internal | Shoulder | B11 | 25 | 1600 | 0 | 127.04 | 125.04 | 5 | 0
2035 | NE_2_MAPP_US | NE | MAPP_US | Internal | Shoulder | B12 | 200 | 1600 | 1056.01 | 102.83 | 107.83 | 5 | 0
2035 | NE_2_MAPP_US | NE | MAPP_US | Internal | Shoulder | B13 | 600 | 1600 | 1600 | 11.53 | 69.61 | 5 | 53.08
2035 | NE_2_MAPP_US | NE | MAPP_US | Internal | Shoulder | B14 | 900 | 1600 | 1600 | 0.01 | 69.61 | 5 | 64.6
2035 | NE_2_MAPP_US | NE | MAPP_US | Internal | Shoulder | B15 | 1203 | 1600 | 1600 | 0.01 | 54.74 | 5 | 49.73
2035 | NE_2_MAPP_US | NE | MAPP_US | Internal | Summer | B1 | 10 | 1600 | 0 | 237.76 | 235.76 | 5 | 0
2035 | NE_2_MAPP_US | NE | MAPP_US | Internal | Summer | B2 | 25 | 1600 | 0 | 216.96 | 214.96 | 5 | 0
2035 | NE_2_MAPP_US | NE | MAPP_US | Internal | Summer | B3 | 75 | 1600 | 0 | 217.93 | 214.93 | 5 | 0
2035 | NE_2_MAPP_US | NE | MAPP_US | Internal | Summer | B4 | 100 | 1600 | 0 | 207.45 | 203.6 | 5 | 0
2035 | NE_2_MAPP_US | NE | MAPP_US | Internal | Summer | B5 | 200 | 1600 | 0 | 156.9 | 154.9 | 5 | 0
2035 | NE_2_MAPP_US | NE | MAPP_US | Internal | Summer | B6 | 300 | 1600 | 0 | 138.91 | 136.91 | 5 | 0
2035 | NE_2_MAPP_US | NE | MAPP_US | Internal | Summer | B7 | 400 | 1600 | 0 | 129.24 | 127.24 | 5 | 0
2035 | NE_2_MAPP_US | NE | MAPP_US | Internal | Summer | B8 | 500 | 1600 | 0 | 123.03 | 121.03 | 5 | 0
2035 | NE_2_MAPP_US | NE | MAPP_US | Internal | Summer | B9 | 800 | 1600 | 0 | 110.62 | 108.62 | 5 | 0
2035 | NE_2_MAPP_US | NE | MAPP_US | Internal | Summer | B10 | 1262 | 1600 | 1432.1 | 58.47 | 63.47 | 5 | 0
2035 | NE_2_MAPP_US | NE | MAPP_US | Internal | Winter | B16 | 25 | 1600 | 1600 | 0.01 | 54.74 | 5 | 49.72
2035 | NE_2_MAPP_US | NE | MAPP_US | Internal | Winter | B17 | 100 | 1600 | 1600 | 0.01 | 54.74 | 5 | 49.72
2035 | NE_2_MAPP_US | NE | MAPP_US | Internal | Winter | B18 | 400 | 1600 | 1600 | 11.96 | 108.18 | 5 | 91.21
2035 | NE_2_MAPP_US | NE | MAPP_US | Internal | Winter | B19 | 700 | 1600 | 1600 | 0.01 | 108.18 | 5 | 103.17
2035 | NE_2_MAPP_US | NE | MAPP_US | Internal | Winter | B20 | 935 | 1600 | 1600 | 0.01 | 54.74 | 5 | 49.73
2035 | NE_2_MISO_W | NE | MISO_W | Internal | Shoulder | B11 | 25 | 3614 | 2780.29 | 127.04 | 132.04 | 5 | 0
2035 | NE_2_MISO_W | NE | MISO_W | Internal | Shoulder | B12 | 200 | 3614 | 3614 | 102.83 | 114.83 | 5 | 7
2035 | NE_2_MISO_W | NE | MISO_W | Internal | Shoulder | B13 | 600 | 3614 | 3614 | 11.53 | 114.78 | 5 | 98.25
2035 | NE_2_MISO_W | NE | MISO_W | Internal | Shoulder | B14 | 900 | 3614 | 3614 | 0.01 | 76.61 | 5 | 71.6
2035 | NE_2_MISO_W | NE | MISO_W | Internal | Shoulder | B15 | 1203 | 3614 | 3614 | 0.01 | 61.74 | 5 | 56.73
2035 | NE_2_MISO_W | NE | MISO_W | Internal | Summer | B1 | 10 | 3614 | 2466.21 | 237.76 | 242.76 | 5 | 0
2035 | NE_2_MISO_W | NE | MISO_W | Internal | Summer | B2 | 25 | 3614 | 2916.22 | 216.96 | 221.96 | 5 | 0
2035 | NE_2_MISO_W | NE | MISO_W | Internal | Summer | B3 | 75 | 3614 | 0 | 217.93 | 221.93 | 5 | 0
2035 | NE_2_MISO_W | NE | MISO_W | Internal | Summer | B4 | 100 | 3614 | 0 | 207.45 | 210.6 | 5 | 0
2035 | NE_2_MISO_W | NE | MISO_W | Internal | Summer | B5 | 200 | 3614 | 2021.91 | 156.9 | 161.9 | 5 | 0
2035 | NE_2_MISO_W | NE | MISO_W | Internal | Summer | B6 | 300 | 3614 | 882.3 | 138.91 | 143.91 | 5 | 0
2035 | NE_2_MISO_W | NE | MISO_W | Internal | Summer | B7 | 400 | 3614 | 439.6 | 129.24 | 134.24 | 5 | 0
2035 | NE_2_MISO_W | NE | MISO_W | Internal | Summer | B8 | 500 | 3614 | 1420.04 | 123.03 | 128.03 | 5 | 0
2035 | NE_2_MISO_W | NE | MISO_W | Internal | Summer | B9 | 800 | 3614 | 1544.51 | 110.62 | 115.62 | 5 | 0
2035 | NE_2_MISO_W | NE | MISO_W | Internal | Summer | B10 | 1262 | 3614 | 3614 | 58.47 | 70.47 | 5 | 7
2035 | NE_2_MISO_W | NE | MISO_W | Internal | Winter | B16 | 25 | 3614 | 3614 | 0.01 | 54.74 | 5 | 49.72
2035 | NE_2_MISO_W | NE | MISO_W | Internal | Winter | B17 | 100 | 3614 | 3614 | 0.01 | 54.74 | 5 | 49.73
2035 | NE_2_MISO_W | NE | MISO_W | Internal | Winter | B18 | 400 | 3614 | 3614 | 11.96 | 115.18 | 5 | 98.21
2035 | NE_2_MISO_W | NE | MISO_W | Internal | Winter | B19 | 700 | 3614 | 3614 | 0.01 | 115.18 | 5 | 110.17
2035 | NE_2_MISO_W | NE | MISO_W | Internal | Winter | B20 | 935 | 3614 | 3614 | 0.01 | 61.74 | 5 | 56.73
2035 | NE_2_SPP_N | NE | SPP_N | Internal | Shoulder | B11 | 25 | 1854 | 175.99 | 127.04 | 127.05 | 0.01 | 0
2035 | NE_2_SPP_N | NE | SPP_N | Internal | Shoulder | B12 | 200 | 1854 | 4.12 | 102.83 | 102.84 | 0.01 | 0
2035 | NE_2_SPP_N | NE | SPP_N | Internal | Shoulder | B13 | 600 | 1854 | 0 | 11.53 | 11.52 | 0.01 | 0
2035 | NE_2_SPP_N | NE | SPP_N | Internal | Shoulder | B14 | 900 | 1854 | 0 | 0.01 | 0.01 | 0.01 | 0
2035 | NE_2_SPP_N | NE | SPP_N | Internal | Shoulder | B15 | 1203 | 1854 | 0 | 0.01 | 0.01 | 0.01 | 0
2035 | NE_2_SPP_N | NE | SPP_N | Internal | Summer | B1 | 10 | 1854 | 0 | 237.76 | 0.01 | 0.01 | 0
2035 | NE_2_SPP_N | NE | SPP_N | Internal | Summer | B2 | 25 | 1854 | 339.15 | 216.96 | 216.97 | 0.01 | 0
2035 | NE_2_SPP_N | NE | SPP_N | Internal | Summer | B3 | 75 | 1854 | 1854 | 217.93 | 219.97 | 0.01 | 2.03
2035 | NE_2_SPP_N | NE | SPP_N | Internal | Summer | B4 | 100 | 1854 | 1449.66 | 207.45 | 207.46 | 0.01 | 0
2035 | NE_2_SPP_N | NE | SPP_N | Internal | Summer | B5 | 200 | 1854 | 0 | 156.9 | 148.91 | 0.01 | 0
2035 | NE_2_SPP_N | NE | SPP_N | Internal | Summer | B6 | 300 | 1854 | 394.21 | 138.91 | 138.92 | 0.01 | 0
2035 | NE_2_SPP_N | NE | SPP_N | Internal | Summer | B7 | 400 | 1854 | 1854 | 129.24 | 134.33 | 0.01 | 5.09
2035 | NE_2_SPP_N | NE | SPP_N | Internal | Summer | B8 | 500 | 1854 | 1854 | 123.03 | 129.58 | 0.01 | 6.54
2035 | NE_2_SPP_N | NE | SPP_N | Internal | Summer | B9 | 800 | 1854 | 1753.19 | 110.62 | 110.63 | 0.01 | 0
2035 | NE_2_SPP_N | NE | SPP_N | Internal | Summer | B10 | 1262 | 1854 | 0 | 58.47 | 53.32 | 0.01 | 0
2035 | NE_2_SPP_N | NE | SPP_N | Internal | Winter | B16 | 25 | 1854 | 0 | 0.01 | 0.01 | 0.01 | 0
2035 | NE_2_SPP_N | NE | SPP_N | Internal | Winter | B17 | 100 | 1854 | 0 | 0.01 | 0.01 | 0.01 | 0
2035 | NE_2_SPP_N | NE | SPP_N | Internal | Winter | B18 | 400 | 1854 | 937.53 | 11.96 | 11.98 | 0.01 | 0
2035 | NE_2_SPP_N | NE | SPP_N | Internal | Winter | B19 | 700 | 1854 | 31.37 | 0.01 | 0.02 | 0.01 | 0
2035 | NE_2_SPP_N | NE | SPP_N | Internal | Winter | B20 | 935 | 1854 | 0 | 0.01 | 0.01 | 0.01 | 0
2035 | NEISO_2_NYISO_A-F | NEISO | NYISO_A-F | Internal | Shoulder | B11 | 25 | 600 | 203.08 | 49.91 | 52.91 | 3 | 0
2035 | NEISO_2_NYISO_A-F | NEISO | NYISO_A-F | Internal | Shoulder | B12 | 200 | 600 | 100.71 | 49.91 | 52.91 | 3 | 0
2035 | NEISO_2_NYISO_A-F | NEISO | NYISO_A-F | Internal | Shoulder | B13 | 600 | 600 | 17.66 | 49.91 | 52.91 | 3 | 0
2035 | NEISO_2_NYISO_A-F | NEISO | NYISO_A-F | Internal | Shoulder | B14 | 900 | 600 | 12.15 | 49.91 | 52.91 | 3 | 0
2035 | NEISO_2_NYISO_A-F | NEISO | NYISO_A-F | Internal | Shoulder | B15 | 1203 | 600 | 9.11 | 49.91 | 52.91 | 3 | 0
2035 | NEISO_2_NYISO_A-F | NEISO | NYISO_A-F | Internal | Summer | B1 | 10 | 600 | 0 | 490.88 | 100.92 | 3 | 0
2035 | NEISO_2_NYISO_A-F | NEISO | NYISO_A-F | Internal | Summer | B2 | 25 | 600 | 0 | 327.24 | 100.92 | 3 | 0
2035 | NEISO_2_NYISO_A-F | NEISO | NYISO_A-F | Internal | Summer | B3 | 75 | 600 | 0 | 181.47 | 100.92 | 3 | 0
2035 | NEISO_2_NYISO_A-F | NEISO | NYISO_A-F | Internal | Summer | B4 | 100 | 600 | 0 | 140.93 | 111.09 | 3 | 0
2035 | NEISO_2_NYISO_A-F | NEISO | NYISO_A-F | Internal | Summer | B5 | 200 | 600 | 0 | 106.39 | 100.92 | 3 | 0
2035 | NEISO_2_NYISO_A-F | NEISO | NYISO_A-F | Internal | Summer | B6 | 300 | 600 | 0 | 106.39 | 100.92 | 3 | 0
2035 | NEISO_2_NYISO_A-F | NEISO | NYISO_A-F | Internal | Summer | B7 | 400 | 600 | 0 | 103.92 | 100.92 | 3 | 0
2035 | NEISO_2_NYISO_A-F | NEISO | NYISO_A-F | Internal | Summer | B8 | 500 | 600 | 0 | 103.92 | 100.92 | 3 | 0
2035 | NEISO_2_NYISO_A-F | NEISO | NYISO_A-F | Internal | Summer | B9 | 800 | 600 | 0 | 103.92 | 100.92 | 3 | 0
2035 | NEISO_2_NYISO_A-F | NEISO | NYISO_A-F | Internal | Summer | B10 | 1262 | 600 | 0 | 103.92 | 100.92 | 3 | 0
2035 | NEISO_2_NYISO_A-F | NEISO | NYISO_A-F | Internal | Winter | B16 | 25 | 600 | 0 | 49.91 | 46.91 | 3 | 0
2035 | NEISO_2_NYISO_A-F | NEISO | NYISO_A-F | Internal | Winter | B17 | 100 | 600 | 0 | 49.91 | 46.91 | 3 | 0
2035 | NEISO_2_NYISO_A-F | NEISO | NYISO_A-F | Internal | Winter | B18 | 400 | 600 | 0 | 49.91 | 46.91 | 3 | 0
2035 | NEISO_2_NYISO_A-F | NEISO | NYISO_A-F | Internal | Winter | B19 | 700 | 600 | 0 | 49.91 | 46.91 | 3 | 0
2035 | NEISO_2_NYISO_A-F | NEISO | NYISO_A-F | Internal | Winter | B20 | 935 | 600 | 0 | 49.91 | 46.91 | 3 | 0
2035 | NEISO_2_NYISO_G-I | NEISO | NYISO_G-I | Internal | Shoulder | B11 | 25 | 600 | 600 | 49.91 | 127.82 | 3 | 74.91
2035 | NEISO_2_NYISO_G-I | NEISO | NYISO_G-I | Internal | Shoulder | B12 | 200 | 600 | 600 | 49.91 | 127.82 | 3 | 74.91
2035 | NEISO_2_NYISO_G-I | NEISO | NYISO_G-I | Internal | Shoulder | B13 | 600 | 600 | 600 | 49.91 | 127.82 | 3 | 74.91
2035 | NEISO_2_NYISO_G-I | NEISO | NYISO_G-I | Internal | Shoulder | B14 | 900 | 600 | 600 | 49.91 | 110.12 | 3 | 57.2
2035 | NEISO_2_NYISO_G-I | NEISO | NYISO_G-I | Internal | Shoulder | B15 | 1203 | 600 | 600 | 49.91 | 91.26 | 3 | 38.35
2035 | NEISO_2_NYISO_G-I | NEISO | NYISO_G-I | Internal | Summer | B1 | 10 | 600 | 0 | 490.88 | 493.86 | 3 | 0
2035 | NEISO_2_NYISO_G-I | NEISO | NYISO_G-I | Internal | Summer | B2 | 25 | 600 | 0 | 327.24 | 330.23 | 3 | 0
2035 | NEISO_2_NYISO_G-I | NEISO | NYISO_G-I | Internal | Summer | B3 | 75 | 600 | 600 | 181.47 | 215.95 | 3 | 31.48
2035 | NEISO_2_NYISO_G-I | NEISO | NYISO_G-I | Internal | Summer | B4 | 100 | 600 | 600 | 140.93 | 204.56 | 3 | 60.63
2035 | NEISO_2_NYISO_G-I | NEISO | NYISO_G-I | Internal | Summer | B5 | 200 | 600 | 600 | 106.39 | 155.9 | 3 | 46.52
2035 | NEISO_2_NYISO_G-I | NEISO | NYISO_G-I | Internal | Summer | B6 | 300 | 600 | 600 | 106.39 | 137.91 | 3 | 28.52
2035 | NEISO_2_NYISO_G-I | NEISO | NYISO_G-I | Internal | Summer | B7 | 400 | 600 | 600 | 103.92 | 128.24 | 3 | 21.32
2035 | NEISO_2_NYISO_G-I | NEISO | NYISO_G-I | Internal | Summer | B8 | 500 | 600 | 600 | 103.92 | 124.05 | 3 | 17.13
2035 | NEISO_2_NYISO_G-I | NEISO | NYISO_G-I | Internal | Summer | B9 | 800 | 600 | 600 | 103.92 | 123.63 | 3 | 16.71
2035 | NEISO_2_NYISO_G-I | NEISO | NYISO_G-I | Internal | Summer | B10 | 1262 | 600 | 0 | 103.92 | 106.91 | 3 | 0
2035 | NEISO_2_NYISO_G-I | NEISO | NYISO_G-I | Internal | Winter | B16 | 25 | 600 | 600 | 49.91 | 137.87 | 3 | 84.96
2035 | NEISO_2_NYISO_G-I | NEISO | NYISO_G-I | Internal | Winter | B17 | 100 | 600 | 600 | 49.91 | 137.87 | 3 | 84.96
2035 | NEISO_2_NYISO_G-I | NEISO | NYISO_G-I | Internal | Winter | B18 | 400 | 600 | 600 | 49.91 | 136.76 | 3 | 83.85
2035 | NEISO_2_NYISO_G-I | NEISO | NYISO_G-I | Internal | Winter | B19 | 700 | 600 | 600 | 49.91 | 124.71 | 3 | 71.8
2035 | NEISO_2_NYISO_G-I | NEISO | NYISO_G-I | Internal | Winter | B20 | 935 | 600 | 600 | 49.91 | 88.29 | 3 | 35.38
2035 | NEISO_2_NYISO_J-K | NEISO | NYISO_J-K | Internal | Shoulder | B11 | 25 | 1038 | 1038 | 49.91 | 127.83 | 3 | 74.92
2035 | NEISO_2_NYISO_J-K | NEISO | NYISO_J-K | Internal | Shoulder | B12 | 200 | 1038 | 1038 | 49.91 | 127.83 | 3 | 74.92
2035 | NEISO_2_NYISO_J-K | NEISO | NYISO_J-K | Internal | Shoulder | B13 | 600 | 1038 | 1038 | 49.91 | 127.83 | 3 | 74.92
2035 | NEISO_2_NYISO_J-K | NEISO | NYISO_J-K | Internal | Shoulder | B14 | 900 | 1038 | 1038 | 49.91 | 110.13 | 3 | 57.22
2035 | NEISO_2_NYISO_J-K | NEISO | NYISO_J-K | Internal | Shoulder | B15 | 1203 | 1038 | 1038 | 49.91 | 91.27 | 3 | 38.36
2035 | NEISO_2_NYISO_J-K | NEISO | NYISO_J-K | Internal | Summer | B1 | 10 | 1038 | 1019.29 | 490.88 | 493.88 | 3 | 0
2035 | NEISO_2_NYISO_J-K | NEISO | NYISO_J-K | Internal | Summer | B2 | 25 | 1038 | 710.62 | 327.24 | 330.24 | 3 | 0
2035 | NEISO_2_NYISO_J-K | NEISO | NYISO_J-K | Internal | Summer | B3 | 75 | 1038 | 1038 | 181.47 | 215.96 | 3 | 31.5
2035 | NEISO_2_NYISO_J-K | NEISO | NYISO_J-K | Internal | Summer | B4 | 100 | 1038 | 1038 | 140.93 | 204.58 | 3 | 60.64
2035 | NEISO_2_NYISO_J-K | NEISO | NYISO_J-K | Internal | Summer | B5 | 200 | 1038 | 1038 | 106.39 | 155.91 | 3 | 46.53
2035 | NEISO_2_NYISO_J-K | NEISO | NYISO_J-K | Internal | Summer | B6 | 300 | 1038 | 1038 | 106.39 | 137.92 | 3 | 28.53
2035 | NEISO_2_NYISO_J-K | NEISO | NYISO_J-K | Internal | Summer | B7 | 400 | 1038 | 1038 | 103.92 | 128.25 | 3 | 21.33
2035 | NEISO_2_NYISO_J-K | NEISO | NYISO_J-K | Internal | Summer | B8 | 500 | 1038 | 1038 | 103.92 | 124.06 | 3 | 17.14
2035 | NEISO_2_NYISO_J-K | NEISO | NYISO_J-K | Internal | Summer | B9 | 800 | 1038 | 1038 | 103.92 | 123.64 | 3 | 16.72
2035 | NEISO_2_NYISO_J-K | NEISO | NYISO_J-K | Internal | Summer | B10 | 1262 | 1038 | 403.56 | 103.92 | 106.92 | 3 | 0
2035 | NEISO_2_NYISO_J-K | NEISO | NYISO_J-K | Internal | Winter | B16 | 25 | 1038 | 1038 | 49.91 | 140.93 | 3 | 88.02
2035 | NEISO_2_NYISO_J-K | NEISO | NYISO_J-K | Internal | Winter | B17 | 100 | 1038 | 1038 | 49.91 | 137.88 | 3 | 84.97
2035 | NEISO_2_NYISO_J-K | NEISO | NYISO_J-K | Internal | Winter | B18 | 400 | 1038 | 1038 | 49.91 | 136.77 | 3 | 83.86
2035 | NEISO_2_NYISO_J-K | NEISO | NYISO_J-K | Internal | Winter | B19 | 700 | 1038 | 1038 | 49.91 | 124.72 | 3 | 71.81
2035 | NEISO_2_NYISO_J-K | NEISO | NYISO_J-K | Internal | Winter | B20 | 935 | 1038 | 1038 | 49.91 | 88.3 | 3 | 35.39
2035 | NonRTO_Midwest_2_MISO_IN | NonRTO_Midwest | MISO_IN | Internal | Shoulder | B11 | 25 | 4450 | 141.82 | 124.03 | 132.03 | 8 | 0
2035 | NonRTO_Midwest_2_MISO_IN | NonRTO_Midwest | MISO_IN | Internal | Shoulder | B12 | 200 | 4450 | 0 | 118.54 | 114.85 | 8 | 0
2035 | NonRTO_Midwest_2_MISO_IN | NonRTO_Midwest | MISO_IN | Internal | Shoulder | B13 | 600 | 4450 | 0 | 118.54 | 114.85 | 8 | 0
2035 | NonRTO_Midwest_2_MISO_IN | NonRTO_Midwest | MISO_IN | Internal | Shoulder | B14 | 900 | 4450 | 0 | 118.54 | 114.85 | 8 | 0
2035 | NonRTO_Midwest_2_MISO_IN | NonRTO_Midwest | MISO_IN | Internal | Shoulder | B15 | 1203 | 4450 | 0 | 105.09 | 97.24 | 8 | 0
2035 | NonRTO_Midwest_2_MISO_IN | NonRTO_Midwest | MISO_IN | Internal | Summer | B1 | 10 | 4450 | 0 | 250.75 | 242.75 | 8 | 0
2035 | NonRTO_Midwest_2_MISO_IN | NonRTO_Midwest | MISO_IN | Internal | Summer | B2 | 25 | 4450 | 0 | 229.96 | 221.96 | 8 | 0
2035 | NonRTO_Midwest_2_MISO_IN | NonRTO_Midwest | MISO_IN | Internal | Summer | B3 | 75 | 4450 | 0 | 221.94 | 221.93 | 8 | 0
2035 | NonRTO_Midwest_2_MISO_IN | NonRTO_Midwest | MISO_IN | Internal | Summer | B4 | 100 | 4450 | 0 | 210.6 | 212.47 | 8 | 0
2035 | NonRTO_Midwest_2_MISO_IN | NonRTO_Midwest | MISO_IN | Internal | Summer | B5 | 200 | 4450 | 551.18 | 153.9 | 161.9 | 8 | 0
2035 | NonRTO_Midwest_2_MISO_IN | NonRTO_Midwest | MISO_IN | Internal | Summer | B6 | 300 | 4450 | 1403.15 | 135.91 | 143.91 | 8 | 0
2035 | NonRTO_Midwest_2_MISO_IN | NonRTO_Midwest | MISO_IN | Internal | Summer | B7 | 400 | 4450 | 1947.82 | 130.22 | 138.22 | 8 | 0
2035 | NonRTO_Midwest_2_MISO_IN | NonRTO_Midwest | MISO_IN | Internal | Summer | B8 | 500 | 4450 | 1458.05 | 124.02 | 132.02 | 8 | 0
2035 | NonRTO_Midwest_2_MISO_IN | NonRTO_Midwest | MISO_IN | Internal | Summer | B9 | 800 | 4450 | 0 | 117.03 | 115.62 | 8 | 0
2035 | NonRTO_Midwest_2_MISO_IN | NonRTO_Midwest | MISO_IN | Internal | Summer | B10 | 1262 | 4450 | 0 | 109.21 | 113.4 | 8 | 0
2035 | NonRTO_Midwest_2_MISO_IN | NonRTO_Midwest | MISO_IN | Internal | Winter | B16 | 25 | 4450 | 0 | 125.87 | 117.87 | 8 | 0
2035 | NonRTO_Midwest_2_MISO_IN | NonRTO_Midwest | MISO_IN | Internal | Winter | B17 | 100 | 4450 | 0 | 121.87 | 117.87 | 8 | 0
2035 | NonRTO_Midwest_2_MISO_IN | NonRTO_Midwest | MISO_IN | Internal | Winter | B18 | 400 | 4450 | 0 | 121.86 | 117.87 | 8 | 0
2035 | NonRTO_Midwest_2_MISO_IN | NonRTO_Midwest | MISO_IN | Internal | Winter | B19 | 700 | 4450 | 0 | 121.86 | 117.87 | 8 | 0
2035 | NonRTO_Midwest_2_MISO_IN | NonRTO_Midwest | MISO_IN | Internal | Winter | B20 | 935 | 4450 | 0 | 101.43 | 93.43 | 8 | 0
2035 | NonRTO_Midwest_2_TVA_Transmission | NonRTO_Midwest | TVA_Transmission | Internal | Shoulder | B11 | 25 | 2400 | 643.16 | 124.03 | 132.03 | 8 | 0
2035 | NonRTO_Midwest_2_TVA_Transmission | NonRTO_Midwest | TVA_Transmission | Internal | Shoulder | B12 | 200 | 2400 | 0 | 118.54 | 122.84 | 8 | 0
2035 | NonRTO_Midwest_2_TVA_Transmission | NonRTO_Midwest | TVA_Transmission | Internal | Shoulder | B13 | 600 | 2400 | 0 | 118.54 | 118.89 | 8 | 0
2035 | NonRTO_Midwest_2_TVA_Transmission | NonRTO_Midwest | TVA_Transmission | Internal | Shoulder | B14 | 900 | 2400 | 0 | 118.54 | 118.59 | 8 | 0
2035 | NonRTO_Midwest_2_TVA_Transmission | NonRTO_Midwest | TVA_Transmission | Internal | Shoulder | B15 | 1203 | 2400 | 0 | 105.09 | 95.06 | 8 | 0
2035 | NonRTO_Midwest_2_TVA_Transmission | NonRTO_Midwest | TVA_Transmission | Internal | Summer | B1 | 10 | 2400 | 1590.4 | 250.75 | 258.75 | 8 | 0
2035 | NonRTO_Midwest_2_TVA_Transmission | NonRTO_Midwest | TVA_Transmission | Internal | Summer | B2 | 25 | 2400 | 875.95 | 229.96 | 237.96 | 8 | 0
2035 | NonRTO_Midwest_2_TVA_Transmission | NonRTO_Midwest | TVA_Transmission | Internal | Summer | B3 | 75 | 2400 | 284.13 | 221.94 | 229.94 | 8 | 0
2035 | NonRTO_Midwest_2_TVA_Transmission | NonRTO_Midwest | TVA_Transmission | Internal | Summer | B4 | 100 | 2400 | 668.43 | 210.6 | 218.6 | 8 | 0
2035 | NonRTO_Midwest_2_TVA_Transmission | NonRTO_Midwest | TVA_Transmission | Internal | Summer | B5 | 200 | 2400 | 409.02 | 153.9 | 161.9 | 8 | 0
2035 | NonRTO_Midwest_2_TVA_Transmission | NonRTO_Midwest | TVA_Transmission | Internal | Summer | B6 | 300 | 2400 | 0 | 135.91 | 141 | 8 | 0
2035 | NonRTO_Midwest_2_TVA_Transmission | NonRTO_Midwest | TVA_Transmission | Internal | Summer | B7 | 400 | 2400 | 0 | 130.22 | 134.34 | 8 | 0
2035 | NonRTO_Midwest_2_TVA_Transmission | NonRTO_Midwest | TVA_Transmission | Internal | Summer | B8 | 500 | 2400 | 0 | 124.02 | 125.84 | 8 | 0
2035 | NonRTO_Midwest_2_TVA_Transmission | NonRTO_Midwest | TVA_Transmission | Internal | Summer | B9 | 800 | 2400 | 0 | 117.03 | 119.64 | 8 | 0
2035 | NonRTO_Midwest_2_TVA_Transmission | NonRTO_Midwest | TVA_Transmission | Internal | Summer | B10 | 1262 | 2400 | 0 | 109.21 | 101.2 | 8 | 0
2035 | NonRTO_Midwest_2_TVA_Transmission | NonRTO_Midwest | TVA_Transmission | Internal | Winter | B16 | 25 | 2400 | 0 | 125.87 | 125.88 | 8 | 0
2035 | NonRTO_Midwest_2_TVA_Transmission | NonRTO_Midwest | TVA_Transmission | Internal | Winter | B17 | 100 | 2400 | 0 | 121.87 | 125.86 | 8 | 0
2035 | NonRTO_Midwest_2_TVA_Transmission | NonRTO_Midwest | TVA_Transmission | Internal | Winter | B18 | 400 | 2400 | 0 | 121.86 | 122.08 | 8 | 0
2035 | NonRTO_Midwest_2_TVA_Transmission | NonRTO_Midwest | TVA_Transmission | Internal | Winter | B19 | 700 | 2400 | 0 | 121.86 | 121.87 | 8 | 0
2035 | NonRTO_Midwest_2_TVA_Transmission | NonRTO_Midwest | TVA_Transmission | Internal | Winter | B20 | 935 | 2400 | 0 | 101.43 | 92.61 | 8 | 0
2035 | NYISO_A-F_2_NEISO | NYISO_A-F | NEISO | Internal | Shoulder | B11 | 25 | 600 | 0 | 52.91 | 49.91 | 3 | 0
2035 | NYISO_A-F_2_NEISO | NYISO_A-F | NEISO | Internal | Shoulder | B12 | 200 | 600 | 0 | 52.91 | 49.91 | 3 | 0
2035 | NYISO_A-F_2_NEISO | NYISO_A-F | NEISO | Internal | Shoulder | B13 | 600 | 600 | 0 | 52.91 | 49.91 | 3 | 0
2035 | NYISO_A-F_2_NEISO | NYISO_A-F | NEISO | Internal | Shoulder | B14 | 900 | 600 | 0 | 52.91 | 49.91 | 3 | 0
2035 | NYISO_A-F_2_NEISO | NYISO_A-F | NEISO | Internal | Shoulder | B15 | 1203 | 600 | 0 | 52.91 | 49.91 | 3 | 0
2035 | NYISO_A-F_2_NEISO | NYISO_A-F | NEISO | Internal | Summer | B1 | 10 | 600 | 600 | 100.92 | 490.88 | 3 | 386.96
2035 | NYISO_A-F_2_NEISO | NYISO_A-F | NEISO | Internal | Summer | B2 | 25 | 600 | 600 | 100.92 | 327.24 | 3 | 223.32
2035 | NYISO_A-F_2_NEISO | NYISO_A-F | NEISO | Internal | Summer | B3 | 75 | 600 | 600 | 100.92 | 181.47 | 3 | 77.55
2035 | NYISO_A-F_2_NEISO | NYISO_A-F | NEISO | Internal | Summer | B4 | 100 | 600 | 600 | 111.09 | 140.93 | 3 | 26.84
2035 | NYISO_A-F_2_NEISO | NYISO_A-F | NEISO | Internal | Summer | B5 | 200 | 600 | 600 | 100.92 | 106.39 | 3 | 2.47
2035 | NYISO_A-F_2_NEISO | NYISO_A-F | NEISO | Internal | Summer | B6 | 300 | 600 | 600 | 100.92 | 106.39 | 3 | 2.47
2035 | NYISO_A-F_2_NEISO | NYISO_A-F | NEISO | Internal | Summer | B7 | 400 | 600 | 596.52 | 100.92 | 103.92 | 3 | 0
2035 | NYISO_A-F_2_NEISO | NYISO_A-F | NEISO | Internal | Summer | B8 | 500 | 600 | 597.26 | 100.92 | 103.92 | 3 | 0
2035 | NYISO_A-F_2_NEISO | NYISO_A-F | NEISO | Internal | Summer | B9 | 800 | 600 | 486.63 | 100.92 | 103.92 | 3 | 0
2035 | NYISO_A-F_2_NEISO | NYISO_A-F | NEISO | Internal | Summer | B10 | 1262 | 600 | 254.76 | 100.92 | 103.92 | 3 | 0
2035 | NYISO_A-F_2_NEISO | NYISO_A-F | NEISO | Internal | Winter | B16 | 25 | 600 | 418.76 | 46.91 | 49.91 | 3 | 0
2035 | NYISO_A-F_2_NEISO | NYISO_A-F | NEISO | Internal | Winter | B17 | 100 | 600 | 444.92 | 46.91 | 49.91 | 3 | 0
2035 | NYISO_A-F_2_NEISO | NYISO_A-F | NEISO | Internal | Winter | B18 | 400 | 600 | 536.71 | 46.91 | 49.91 | 3 | 0
2035 | NYISO_A-F_2_NEISO | NYISO_A-F | NEISO | Internal | Winter | B19 | 700 | 600 | 560.49 | 46.91 | 49.91 | 3 | 0
2035 | NYISO_A-F_2_NEISO | NYISO_A-F | NEISO | Internal | Winter | B20 | 935 | 600 | 569.42 | 46.91 | 49.91 | 3 | 0
2035 | NYISO_A-F_2_NYISO_G-I | NYISO_A-F | NYISO_G-I | Internal | Shoulder | B11 | 25 | 5266 | 5266 | 52.91 | 127.82 | 0.01 | 74.9
2035 | NYISO_A-F_2_NYISO_G-I | NYISO_A-F | NYISO_G-I | Internal | Shoulder | B12 | 200 | 5266 | 5266 | 52.91 | 127.82 | 0.01 | 74.9
2035 | NYISO_A-F_2_NYISO_G-I | NYISO_A-F | NYISO_G-I | Internal | Shoulder | B13 | 600 | 5266 | 5266 | 52.91 | 127.82 | 0.01 | 74.9
2035 | NYISO_A-F_2_NYISO_G-I | NYISO_A-F | NYISO_G-I | Internal | Shoulder | B14 | 900 | 5266 | 5266 | 52.91 | 110.12 | 0.01 | 57.19
2035 | NYISO_A-F_2_NYISO_G-I | NYISO_A-F | NYISO_G-I | Internal | Shoulder | B15 | 1203 | 5266 | 5266 | 52.91 | 91.26 | 0.01 | 38.34
2035 | NYISO_A-F_2_NYISO_G-I | NYISO_A-F | NYISO_G-I | Internal | Summer | B1 | 10 | 5266 | 5266 | 100.92 | 493.86 | 0.01 | 392.93
2035 | NYISO_A-F_2_NYISO_G-I | NYISO_A-F | NYISO_G-I | Internal | Summer | B2 | 25 | 5266 | 5266 | 100.92 | 330.23 | 0.01 | 229.3
2035 | NYISO_A-F_2_NYISO_G-I | NYISO_A-F | NYISO_G-I | Internal | Summer | B3 | 75 | 5266 | 5266 | 100.92 | 215.95 | 0.01 | 115.02
2035 | NYISO_A-F_2_NYISO_G-I | NYISO_A-F | NYISO_G-I | Internal | Summer | B4 | 100 | 5266 | 5266 | 111.09 | 204.56 | 0.01 | 93.46
2035 | NYISO_A-F_2_NYISO_G-I | NYISO_A-F | NYISO_G-I | Internal | Summer | B5 | 200 | 5266 | 5266 | 100.92 | 155.9 | 0.01 | 54.97
2035 | NYISO_A-F_2_NYISO_G-I | NYISO_A-F | NYISO_G-I | Internal | Summer | B6 | 300 | 5266 | 5266 | 100.92 | 137.91 | 0.01 | 36.98
2035 | NYISO_A-F_2_NYISO_G-I | NYISO_A-F | NYISO_G-I | Internal | Summer | B7 | 400 | 5266 | 5266 | 100.92 | 128.24 | 0.01 | 27.3
2035 | NYISO_A-F_2_NYISO_G-I | NYISO_A-F | NYISO_G-I | Internal | Summer | B8 | 500 | 5266 | 5266 | 100.92 | 124.05 | 0.01 | 23.11
2035 | NYISO_A-F_2_NYISO_G-I | NYISO_A-F | NYISO_G-I | Internal | Summer | B9 | 800 | 5266 | 5266 | 100.92 | 123.63 | 0.01 | 22.7
2035 | NYISO_A-F_2_NYISO_G-I | NYISO_A-F | NYISO_G-I | Internal | Summer | B10 | 1262 | 5266 | 5266 | 100.92 | 106.91 | 0.01 | 5.98
2035 | NYISO_A-F_2_NYISO_G-I | NYISO_A-F | NYISO_G-I | Internal | Winter | B16 | 25 | 5266 | 5266 | 46.91 | 137.87 | 0.01 | 90.95
2035 | NYISO_A-F_2_NYISO_G-I | NYISO_A-F | NYISO_G-I | Internal | Winter | B17 | 100 | 5266 | 5266 | 46.91 | 137.87 | 0.01 | 90.95
2035 | NYISO_A-F_2_NYISO_G-I | NYISO_A-F | NYISO_G-I | Internal | Winter | B18 | 400 | 5266 | 5266 | 46.91 | 136.76 | 0.01 | 89.83
2035 | NYISO_A-F_2_NYISO_G-I | NYISO_A-F | NYISO_G-I | Internal | Winter | B19 | 700 | 5266 | 5266 | 46.91 | 124.71 | 0.01 | 77.79
2035 | NYISO_A-F_2_NYISO_G-I | NYISO_A-F | NYISO_G-I | Internal | Winter | B20 | 935 | 5266 | 5266 | 46.91 | 88.29 | 0.01 | 41.36
2035 | NYISO_A-F_2_PJM_ROM | NYISO_A-F | PJM_ROM | Internal | Shoulder | B11 | 25 | 1000 | 1000 | 52.91 | 134.05 | 8 | 73.14
2035 | NYISO_A-F_2_PJM_ROM | NYISO_A-F | PJM_ROM | Internal | Shoulder | B12 | 200 | 1000 | 1000 | 52.91 | 130.68 | 8 | 69.77
2035 | NYISO_A-F_2_PJM_ROM | NYISO_A-F | PJM_ROM | Internal | Shoulder | B13 | 600 | 1000 | 1000 | 52.91 | 127.15 | 8 | 66.23
2035 | NYISO_A-F_2_PJM_ROM | NYISO_A-F | PJM_ROM | Internal | Shoulder | B14 | 900 | 1000 | 1000 | 52.91 | 115.09 | 8 | 54.17
2035 | NYISO_A-F_2_PJM_ROM | NYISO_A-F | PJM_ROM | Internal | Shoulder | B15 | 1203 | 1000 | 1000 | 52.91 | 99.25 | 8 | 38.34
2035 | NYISO_A-F_2_PJM_ROM | NYISO_A-F | PJM_ROM | Internal | Summer | B1 | 10 | 1000 | 1000 | 100.92 | 424.13 | 8 | 315.21
2035 | NYISO_A-F_2_PJM_ROM | NYISO_A-F | PJM_ROM | Internal | Summer | B2 | 25 | 1000 | 1000 | 100.92 | 223.97 | 8 | 115.05
2035 | NYISO_A-F_2_PJM_ROM | NYISO_A-F | PJM_ROM | Internal | Summer | B3 | 75 | 1000 | 1000 | 100.92 | 223.94 | 8 | 115.02
2035 | NYISO_A-F_2_PJM_ROM | NYISO_A-F | PJM_ROM | Internal | Summer | B4 | 100 | 1000 | 1000 | 111.09 | 212.59 | 8 | 93.5
2035 | NYISO_A-F_2_PJM_ROM | NYISO_A-F | PJM_ROM | Internal | Summer | B5 | 200 | 1000 | 1000 | 100.92 | 163.91 | 8 | 54.99
2035 | NYISO_A-F_2_PJM_ROM | NYISO_A-F | PJM_ROM | Internal | Summer | B6 | 300 | 1000 | 1000 | 100.92 | 145.92 | 8 | 37
2035 | NYISO_A-F_2_PJM_ROM | NYISO_A-F | PJM_ROM | Internal | Summer | B7 | 400 | 1000 | 1000 | 100.92 | 136.25 | 8 | 27.33
2035 | NYISO_A-F_2_PJM_ROM | NYISO_A-F | PJM_ROM | Internal | Summer | B8 | 500 | 1000 | 1000 | 100.92 | 130.05 | 8 | 21.13
2035 | NYISO_A-F_2_PJM_ROM | NYISO_A-F | PJM_ROM | Internal | Summer | B9 | 800 | 1000 | 1000 | 100.92 | 117.63 | 8 | 8.71
2035 | NYISO_A-F_2_PJM_ROM | NYISO_A-F | PJM_ROM | Internal | Summer | B10 | 1262 | 1000 | 1000 | 100.92 | 110.21 | 8 | 1.29
2035 | NYISO_A-F_2_PJM_ROM | NYISO_A-F | PJM_ROM | Internal | Winter | B16 | 25 | 1000 | 1000 | 46.91 | 137.24 | 8 | 82.33
2035 | NYISO_A-F_2_PJM_ROM | NYISO_A-F | PJM_ROM | Internal | Winter | B17 | 100 | 1000 | 1000 | 46.91 | 136.75 | 8 | 81.84
2035 | NYISO_A-F_2_PJM_ROM | NYISO_A-F | PJM_ROM | Internal | Winter | B18 | 400 | 1000 | 1000 | 46.91 | 130.75 | 8 | 75.83
2035 | NYISO_A-F_2_PJM_ROM | NYISO_A-F | PJM_ROM | Internal | Winter | B19 | 700 | 1000 | 1000 | 46.91 | 118.71 | 8 | 63.8
2035 | NYISO_A-F_2_PJM_ROM | NYISO_A-F | PJM_ROM | Internal | Winter | B20 | 935 | 1000 | 1000 | 46.91 | 96.28 | 8 | 41.36
2035 | NYISO_G-I_2_NEISO | NYISO_G-I | NEISO | Internal | Shoulder | B11 | 25 | 600 | 0 | 127.82 | 49.91 | 3 | 0
2035 | NYISO_G-I_2_NEISO | NYISO_G-I | NEISO | Internal | Shoulder | B12 | 200 | 600 | 0 | 127.82 | 49.91 | 3 | 0
2035 | NYISO_G-I_2_NEISO | NYISO_G-I | NEISO | Internal | Shoulder | B13 | 600 | 600 | 0 | 127.82 | 49.91 | 3 | 0
2035 | NYISO_G-I_2_NEISO | NYISO_G-I | NEISO | Internal | Shoulder | B14 | 900 | 600 | 0 | 110.12 | 49.91 | 3 | 0
2035 | NYISO_G-I_2_NEISO | NYISO_G-I | NEISO | Internal | Shoulder | B15 | 1203 | 600 | 0 | 91.26 | 49.91 | 3 | 0
2035 | NYISO_G-I_2_NEISO | NYISO_G-I | NEISO | Internal | Summer | B1 | 10 | 600 | 0 | 493.86 | 490.88 | 3 | 0
2035 | NYISO_G-I_2_NEISO | NYISO_G-I | NEISO | Internal | Summer | B2 | 25 | 600 | 0 | 330.23 | 327.24 | 3 | 0
2035 | NYISO_G-I_2_NEISO | NYISO_G-I | NEISO | Internal | Summer | B3 | 75 | 600 | 0 | 215.95 | 181.47 | 3 | 0
2035 | NYISO_G-I_2_NEISO | NYISO_G-I | NEISO | Internal | Summer | B4 | 100 | 600 | 0 | 204.56 | 140.93 | 3 | 0
2035 | NYISO_G-I_2_NEISO | NYISO_G-I | NEISO | Internal | Summer | B5 | 200 | 600 | 0 | 155.9 | 106.39 | 3 | 0
2035 | NYISO_G-I_2_NEISO | NYISO_G-I | NEISO | Internal | Summer | B6 | 300 | 600 | 0 | 137.91 | 106.39 | 3 | 0
2035 | NYISO_G-I_2_NEISO | NYISO_G-I | NEISO | Internal | Summer | B7 | 400 | 600 | 0 | 128.24 | 103.92 | 3 | 0
2035 | NYISO_G-I_2_NEISO | NYISO_G-I | NEISO | Internal | Summer | B8 | 500 | 600 | 0 | 124.05 | 103.92 | 3 | 0
2035 | NYISO_G-I_2_NEISO | NYISO_G-I | NEISO | Internal | Summer | B9 | 800 | 600 | 0 | 123.63 | 103.92 | 3 | 0
2035 | NYISO_G-I_2_NEISO | NYISO_G-I | NEISO | Internal | Summer | B10 | 1262 | 600 | 0 | 106.91 | 103.92 | 3 | 0
2035 | NYISO_G-I_2_NEISO | NYISO_G-I | NEISO | Internal | Winter | B16 | 25 | 600 | 0 | 137.87 | 49.91 | 3 | 0
2035 | NYISO_G-I_2_NEISO | NYISO_G-I | NEISO | Internal | Winter | B17 | 100 | 600 | 0 | 137.87 | 49.91 | 3 | 0
2035 | NYISO_G-I_2_NEISO | NYISO_G-I | NEISO | Internal | Winter | B18 | 400 | 600 | 0 | 136.76 | 49.91 | 3 | 0
2035 | NYISO_G-I_2_NEISO | NYISO_G-I | NEISO | Internal | Winter | B19 | 700 | 600 | 0 | 124.71 | 49.91 | 3 | 0
2035 | NYISO_G-I_2_NEISO | NYISO_G-I | NEISO | Internal | Winter | B20 | 935 | 600 | 0 | 88.29 | 49.91 | 3 | 0
2035 | NYISO_G-I_2_NYISO_J-K | NYISO_G-I | NYISO_J-K | Internal | Shoulder | B11 | 25 | 6130 | 5001.34 | 127.82 | 127.83 | 0.01 | 0
2035 | NYISO_G-I_2_NYISO_J-K | NYISO_G-I | NYISO_J-K | Internal | Shoulder | B12 | 200 | 6130 | 5032.47 | 127.82 | 127.83 | 0.01 | 0
2035 | NYISO_G-I_2_NYISO_J-K | NYISO_G-I | NYISO_J-K | Internal | Shoulder | B13 | 600 | 6130 | 5141.49 | 127.82 | 127.83 | 0.01 | 0
2035 | NYISO_G-I_2_NYISO_J-K | NYISO_G-I | NYISO_J-K | Internal | Shoulder | B14 | 900 | 6130 | 5285.12 | 110.12 | 110.13 | 0.01 | 0
2035 | NYISO_G-I_2_NYISO_J-K | NYISO_G-I | NYISO_J-K | Internal | Shoulder | B15 | 1203 | 6130 | 4458.2 | 91.26 | 91.27 | 0.01 | 0
2035 | NYISO_G-I_2_NYISO_J-K | NYISO_G-I | NYISO_J-K | Internal | Summer | B1 | 10 | 6130 | 4939.78 | 493.86 | 493.88 | 0.01 | 0
2035 | NYISO_G-I_2_NYISO_J-K | NYISO_G-I | NYISO_J-K | Internal | Summer | B2 | 25 | 6130 | 5058.67 | 330.23 | 330.24 | 0.01 | 0
2035 | NYISO_G-I_2_NYISO_J-K | NYISO_G-I | NYISO_J-K | Internal | Summer | B3 | 75 | 6130 | 5039.69 | 215.95 | 215.96 | 0.01 | 0
2035 | NYISO_G-I_2_NYISO_J-K | NYISO_G-I | NYISO_J-K | Internal | Summer | B4 | 100 | 6130 | 4252.5 | 204.56 | 204.58 | 0.01 | 0
2035 | NYISO_G-I_2_NYISO_J-K | NYISO_G-I | NYISO_J-K | Internal | Summer | B5 | 200 | 6130 | 5481.31 | 155.9 | 155.91 | 0.01 | 0
2035 | NYISO_G-I_2_NYISO_J-K | NYISO_G-I | NYISO_J-K | Internal | Summer | B6 | 300 | 6130 | 4683.62 | 137.91 | 137.92 | 0.01 | 0
2035 | NYISO_G-I_2_NYISO_J-K | NYISO_G-I | NYISO_J-K | Internal | Summer | B7 | 400 | 6130 | 5157.54 | 128.24 | 128.25 | 0.01 | 0
2035 | NYISO_G-I_2_NYISO_J-K | NYISO_G-I | NYISO_J-K | Internal | Summer | B8 | 500 | 6130 | 5278.91 | 124.05 | 124.06 | 0.01 | 0
2035 | NYISO_G-I_2_NYISO_J-K | NYISO_G-I | NYISO_J-K | Internal | Summer | B9 | 800 | 6130 | 5481.88 | 123.63 | 123.64 | 0.01 | 0
2035 | NYISO_G-I_2_NYISO_J-K | NYISO_G-I | NYISO_J-K | Internal | Summer | B10 | 1262 | 6130 | 5292.9 | 106.91 | 106.92 | 0.01 | 0
2035 | NYISO_G-I_2_NYISO_J-K | NYISO_G-I | NYISO_J-K | Internal | Winter | B16 | 25 | 6130 | 6130 | 137.87 | 140.93 | 0.01 | 3.04
2035 | NYISO_G-I_2_NYISO_J-K | NYISO_G-I | NYISO_J-K | Internal | Winter | B17 | 100 | 6130 | 5999.1 | 137.87 | 137.88 | 0.01 | 0
2035 | NYISO_G-I_2_NYISO_J-K | NYISO_G-I | NYISO_J-K | Internal | Winter | B18 | 400 | 6130 | 5603.67 | 136.76 | 136.77 | 0.01 | 0
2035 | NYISO_G-I_2_NYISO_J-K | NYISO_G-I | NYISO_J-K | Internal | Winter | B19 | 700 | 6130 | 5502.18 | 124.71 | 124.72 | 0.01 | 0
2035 | NYISO_G-I_2_NYISO_J-K | NYISO_G-I | NYISO_J-K | Internal | Winter | B20 | 935 | 6130 | 4840.87 | 88.29 | 88.3 | 0.01 | 0
2035 | NYISO_G-I_2_PJM_E | NYISO_G-I | PJM_E | Internal | Shoulder | B11 | 25 | 1500 | 0 | 127.82 | 134.07 | 8 | 0
2035 | NYISO_G-I_2_PJM_E | NYISO_G-I | PJM_E | Internal | Shoulder | B12 | 200 | 1500 | 0 | 127.82 | 130.69 | 8 | 0
2035 | NYISO_G-I_2_PJM_E | NYISO_G-I | PJM_E | Internal | Shoulder | B13 | 600 | 1500 | 0 | 127.82 | 127.16 | 8 | 0
2035 | NYISO_G-I_2_PJM_E | NYISO_G-I | PJM_E | Internal | Shoulder | B14 | 900 | 1500 | 0 | 110.12 | 115.1 | 8 | 0
2035 | NYISO_G-I_2_PJM_E | NYISO_G-I | PJM_E | Internal | Shoulder | B15 | 1203 | 1500 | 1221.28 | 91.26 | 99.26 | 8 | 0
2035 | NYISO_G-I_2_PJM_E | NYISO_G-I | PJM_E | Internal | Summer | B1 | 10 | 1500 | 0 | 493.86 | 424.15 | 8 | 0
2035 | NYISO_G-I_2_PJM_E | NYISO_G-I | PJM_E | Internal | Summer | B2 | 25 | 1500 | 0 | 330.23 | 223.99 | 8 | 0
2035 | NYISO_G-I_2_PJM_E | NYISO_G-I | PJM_E | Internal | Summer | B3 | 75 | 1500 | 485.58 | 215.95 | 223.95 | 8 | 0
2035 | NYISO_G-I_2_PJM_E | NYISO_G-I | PJM_E | Internal | Summer | B4 | 100 | 1500 | 1500 | 204.56 | 212.58 | 8 | 0.01
2035 | NYISO_G-I_2_PJM_E | NYISO_G-I | PJM_E | Internal | Summer | B5 | 200 | 1500 | 402.76 | 155.9 | 163.9 | 8 | 0
2035 | NYISO_G-I_2_PJM_E | NYISO_G-I | PJM_E | Internal | Summer | B6 | 300 | 1500 | 1383.72 | 137.91 | 145.91 | 8 | 0
2035 | NYISO_G-I_2_PJM_E | NYISO_G-I | PJM_E | Internal | Summer | B7 | 400 | 1500 | 1048.23 | 128.24 | 136.24 | 8 | 0
2035 | NYISO_G-I_2_PJM_E | NYISO_G-I | PJM_E | Internal | Summer | B8 | 500 | 1500 | 0 | 124.05 | 130.03 | 8 | 0
2035 | NYISO_G-I_2_PJM_E | NYISO_G-I | PJM_E | Internal | Summer | B9 | 800 | 1500 | 0 | 123.63 | 117.64 | 8 | 0
2035 | NYISO_G-I_2_PJM_E | NYISO_G-I | PJM_E | Internal | Summer | B10 | 1262 | 1500 | 0 | 106.91 | 110.22 | 8 | 0
2035 | NYISO_G-I_2_PJM_E | NYISO_G-I | PJM_E | Internal | Winter | B16 | 25 | 1500 | 0 | 137.87 | 137.25 | 8 | 0
2035 | NYISO_G-I_2_PJM_E | NYISO_G-I | PJM_E | Internal | Winter | B17 | 100 | 1500 | 0 | 137.87 | 136.76 | 8 | 0
2035 | NYISO_G-I_2_PJM_E | NYISO_G-I | PJM_E | Internal | Winter | B18 | 400 | 1500 | 0 | 136.76 | 130.76 | 8 | 0
2035 | NYISO_G-I_2_PJM_E | NYISO_G-I | PJM_E | Internal | Winter | B19 | 700 | 1500 | 0 | 124.71 | 118.72 | 8 | 0
2035 | NYISO_G-I_2_PJM_E | NYISO_G-I | PJM_E | Internal | Winter | B20 | 935 | 1500 | 1051.69 | 88.29 | 96.29 | 8 | 0
2035 | NYISO_J-K_2_PJM_E | NYISO_J-K | PJM_E | Internal | Shoulder | B11 | 25 | 330 | 0 | 127.83 | 134.07 | 8 | 0
2035 | NYISO_J-K_2_PJM_E | NYISO_J-K | PJM_E | Internal | Shoulder | B12 | 200 | 330 | 0 | 127.83 | 130.69 | 8 | 0
2035 | NYISO_J-K_2_PJM_E | NYISO_J-K | PJM_E | Internal | Shoulder | B13 | 600 | 330 | 0 | 127.83 | 127.16 | 8 | 0
2035 | NYISO_J-K_2_PJM_E | NYISO_J-K | PJM_E | Internal | Shoulder | B14 | 900 | 330 | 0 | 110.13 | 115.1 | 8 | 0
2035 | NYISO_J-K_2_PJM_E | NYISO_J-K | PJM_E | Internal | Shoulder | B15 | 1203 | 330 | 0 | 91.27 | 99.26 | 8 | 0
2035 | NYISO_J-K_2_PJM_E | NYISO_J-K | PJM_E | Internal | Summer | B1 | 10 | 330 | 0 | 493.88 | 424.15 | 8 | 0
2035 | NYISO_J-K_2_PJM_E | NYISO_J-K | PJM_E | Internal | Summer | B2 | 25 | 330 | 0 | 330.24 | 223.99 | 8 | 0
2035 | NYISO_J-K_2_PJM_E | NYISO_J-K | PJM_E | Internal | Summer | B3 | 75 | 330 | 0 | 215.96 | 223.95 | 8 | 0
2035 | NYISO_J-K_2_PJM_E | NYISO_J-K | PJM_E | Internal | Summer | B4 | 100 | 330 | 262.76 | 204.58 | 212.58 | 8 | 0
2035 | NYISO_J-K_2_PJM_E | NYISO_J-K | PJM_E | Internal | Summer | B5 | 200 | 330 | 0 | 155.91 | 163.9 | 8 | 0
2035 | NYISO_J-K_2_PJM_E | NYISO_J-K | PJM_E | Internal | Summer | B6 | 300 | 330 | 0 | 137.92 | 145.91 | 8 | 0
2035 | NYISO_J-K_2_PJM_E | NYISO_J-K | PJM_E | Internal | Summer | B7 | 400 | 330 | 0 | 128.25 | 136.24 | 8 | 0
2035 | NYISO_J-K_2_PJM_E | NYISO_J-K | PJM_E | Internal | Summer | B8 | 500 | 330 | 0 | 124.06 | 130.03 | 8 | 0
2035 | NYISO_J-K_2_PJM_E | NYISO_J-K | PJM_E | Internal | Summer | B9 | 800 | 330 | 0 | 123.64 | 117.64 | 8 | 0
2035 | NYISO_J-K_2_PJM_E | NYISO_J-K | PJM_E | Internal | Summer | B10 | 1262 | 330 | 0 | 106.92 | 110.22 | 8 | 0
2035 | NYISO_J-K_2_PJM_E | NYISO_J-K | PJM_E | Internal | Winter | B16 | 25 | 330 | 0 | 140.93 | 137.25 | 8 | 0
2035 | NYISO_J-K_2_PJM_E | NYISO_J-K | PJM_E | Internal | Winter | B17 | 100 | 330 | 0 | 137.88 | 136.76 | 8 | 0
2035 | NYISO_J-K_2_PJM_E | NYISO_J-K | PJM_E | Internal | Winter | B18 | 400 | 330 | 0 | 136.77 | 130.76 | 8 | 0
2035 | NYISO_J-K_2_PJM_E | NYISO_J-K | PJM_E | Internal | Winter | B19 | 700 | 330 | 0 | 124.72 | 118.72 | 8 | 0
2035 | NYISO_J-K_2_PJM_E | NYISO_J-K | PJM_E | Internal | Winter | B20 | 935 | 330 | 0 | 88.3 | 96.29 | 8 | 0
2035 | PJM_E_2_NYISO_G-I | PJM_E | NYISO_G-I | Internal | Shoulder | B11 | 25 | 500 | 0 | 134.07 | 127.82 | 6 | 0
2035 | PJM_E_2_NYISO_G-I | PJM_E | NYISO_G-I | Internal | Shoulder | B12 | 200 | 500 | 0 | 130.69 | 127.82 | 6 | 0
2035 | PJM_E_2_NYISO_G-I | PJM_E | NYISO_G-I | Internal | Shoulder | B13 | 600 | 500 | 0 | 127.16 | 127.82 | 6 | 0
2035 | PJM_E_2_NYISO_G-I | PJM_E | NYISO_G-I | Internal | Shoulder | B14 | 900 | 500 | 0 | 115.1 | 110.12 | 6 | 0
2035 | PJM_E_2_NYISO_G-I | PJM_E | NYISO_G-I | Internal | Shoulder | B15 | 1203 | 500 | 0 | 99.26 | 91.26 | 6 | 0
2035 | PJM_E_2_NYISO_G-I | PJM_E | NYISO_G-I | Internal | Summer | B1 | 10 | 500 | 500 | 424.15 | 493.86 | 6 | 63.72
2035 | PJM_E_2_NYISO_G-I | PJM_E | NYISO_G-I | Internal | Summer | B2 | 25 | 500 | 500 | 223.99 | 330.23 | 6 | 100.25
2035 | PJM_E_2_NYISO_G-I | PJM_E | NYISO_G-I | Internal | Summer | B3 | 75 | 500 | 0 | 223.95 | 215.95 | 6 | 0
2035 | PJM_E_2_NYISO_G-I | PJM_E | NYISO_G-I | Internal | Summer | B4 | 100 | 500 | 0 | 212.58 | 204.56 | 6 | 0
2035 | PJM_E_2_NYISO_G-I | PJM_E | NYISO_G-I | Internal | Summer | B5 | 200 | 500 | 0 | 163.9 | 155.9 | 6 | 0
2035 | PJM_E_2_NYISO_G-I | PJM_E | NYISO_G-I | Internal | Summer | B6 | 300 | 500 | 0 | 145.91 | 137.91 | 6 | 0
2035 | PJM_E_2_NYISO_G-I | PJM_E | NYISO_G-I | Internal | Summer | B7 | 400 | 500 | 0 | 136.24 | 128.24 | 6 | 0
2035 | PJM_E_2_NYISO_G-I | PJM_E | NYISO_G-I | Internal | Summer | B8 | 500 | 500 | 0 | 130.03 | 124.05 | 6 | 0
2035 | PJM_E_2_NYISO_G-I | PJM_E | NYISO_G-I | Internal | Summer | B9 | 800 | 500 | 0 | 117.64 | 123.63 | 6 | 0
2035 | PJM_E_2_NYISO_G-I | PJM_E | NYISO_G-I | Internal | Summer | B10 | 1262 | 500 | 0 | 110.22 | 106.91 | 6 | 0
2035 | PJM_E_2_NYISO_G-I | PJM_E | NYISO_G-I | Internal | Winter | B16 | 25 | 500 | 0 | 137.25 | 137.87 | 6 | 0
2035 | PJM_E_2_NYISO_G-I | PJM_E | NYISO_G-I | Internal | Winter | B17 | 100 | 500 | 0 | 136.76 | 137.87 | 6 | 0
2035 | PJM_E_2_NYISO_G-I | PJM_E | NYISO_G-I | Internal | Winter | B18 | 400 | 500 | 255.79 | 130.76 | 136.76 | 6 | 0
2035 | PJM_E_2_NYISO_G-I | PJM_E | NYISO_G-I | Internal | Winter | B19 | 700 | 500 | 0 | 118.72 | 124.71 | 6 | 0
2035 | PJM_E_2_NYISO_G-I | PJM_E | NYISO_G-I | Internal | Winter | B20 | 935 | 500 | 0 | 96.29 | 88.29 | 6 | 0
2035 | PJM_E_2_NYISO_J-K | PJM_E | NYISO_J-K | Internal | Shoulder | B11 | 25 | 330 | 0 | 134.07 | 127.83 | 6 | 0
2035 | PJM_E_2_NYISO_J-K | PJM_E | NYISO_J-K | Internal | Shoulder | B12 | 200 | 330 | 0 | 130.69 | 127.83 | 6 | 0
2035 | PJM_E_2_NYISO_J-K | PJM_E | NYISO_J-K | Internal | Shoulder | B13 | 600 | 330 | 0 | 127.16 | 127.83 | 6 | 0
2035 | PJM_E_2_NYISO_J-K | PJM_E | NYISO_J-K | Internal | Shoulder | B14 | 900 | 330 | 0 | 115.1 | 110.13 | 6 | 0
2035 | PJM_E_2_NYISO_J-K | PJM_E | NYISO_J-K | Internal | Shoulder | B15 | 1203 | 330 | 0 | 99.26 | 91.27 | 6 | 0
2035 | PJM_E_2_NYISO_J-K | PJM_E | NYISO_J-K | Internal | Summer | B1 | 10 | 330 | 330 | 424.15 | 493.88 | 6 | 63.73
2035 | PJM_E_2_NYISO_J-K | PJM_E | NYISO_J-K | Internal | Summer | B2 | 25 | 330 | 330 | 223.99 | 330.24 | 6 | 100.26
2035 | PJM_E_2_NYISO_J-K | PJM_E | NYISO_J-K | Internal | Summer | B3 | 75 | 330 | 0 | 223.95 | 215.96 | 6 | 0
2035 | PJM_E_2_NYISO_J-K | PJM_E | NYISO_J-K | Internal | Summer | B4 | 100 | 330 | 0 | 212.58 | 204.58 | 6 | 0
2035 | PJM_E_2_NYISO_J-K | PJM_E | NYISO_J-K | Internal | Summer | B5 | 200 | 330 | 0 | 163.9 | 155.91 | 6 | 0
2035 | PJM_E_2_NYISO_J-K | PJM_E | NYISO_J-K | Internal | Summer | B6 | 300 | 330 | 0 | 145.91 | 137.92 | 6 | 0
2035 | PJM_E_2_NYISO_J-K | PJM_E | NYISO_J-K | Internal | Summer | B7 | 400 | 330 | 0 | 136.24 | 128.25 | 6 | 0
2035 | PJM_E_2_NYISO_J-K | PJM_E | NYISO_J-K | Internal | Summer | B8 | 500 | 330 | 0 | 130.03 | 124.06 | 6 | 0
2035 | PJM_E_2_NYISO_J-K | PJM_E | NYISO_J-K | Internal | Summer | B9 | 800 | 330 | 310.22 | 117.64 | 123.64 | 6 | 0
2035 | PJM_E_2_NYISO_J-K | PJM_E | NYISO_J-K | Internal | Summer | B10 | 1262 | 330 | 0 | 110.22 | 106.92 | 6 | 0
2035 | PJM_E_2_NYISO_J-K | PJM_E | NYISO_J-K | Internal | Winter | B16 | 25 | 330 | 0 | 137.25 | 140.93 | 6 | 0
2035 | PJM_E_2_NYISO_J-K | PJM_E | NYISO_J-K | Internal | Winter | B17 | 100 | 330 | 0 | 136.76 | 137.88 | 6 | 0
2035 | PJM_E_2_NYISO_J-K | PJM_E | NYISO_J-K | Internal | Winter | B18 | 400 | 330 | 330 | 130.76 | 136.77 | 6 | 0.01
2035 | PJM_E_2_NYISO_J-K | PJM_E | NYISO_J-K | Internal | Winter | B19 | 700 | 330 | 16.21 | 118.72 | 124.72 | 6 | 0
2035 | PJM_E_2_NYISO_J-K | PJM_E | NYISO_J-K | Internal | Winter | B20 | 935 | 330 | 0 | 96.29 | 88.3 | 6 | 0
2035 | PJM_E_2_PJM_ROM | PJM_E | PJM_ROM | Internal | Shoulder | B11 | 25 | 8000 | 0 | 134.07 | 134.05 | 0.01 | 0
2035 | PJM_E_2_PJM_ROM | PJM_E | PJM_ROM | Internal | Shoulder | B12 | 200 | 8000 | 0 | 130.69 | 130.68 | 0.01 | 0
2035 | PJM_E_2_PJM_ROM | PJM_E | PJM_ROM | Internal | Shoulder | B13 | 600 | 8000 | 0 | 127.16 | 127.15 | 0.01 | 0
2035 | PJM_E_2_PJM_ROM | PJM_E | PJM_ROM | Internal | Shoulder | B14 | 900 | 8000 | 0 | 115.1 | 115.09 | 0.01 | 0
2035 | PJM_E_2_PJM_ROM | PJM_E | PJM_ROM | Internal | Shoulder | B15 | 1203 | 8000 | 0 | 99.26 | 99.25 | 0.01 | 0
2035 | PJM_E_2_PJM_ROM | PJM_E | PJM_ROM | Internal | Summer | B1 | 10 | 8000 | 0 | 424.15 | 424.13 | 0.01 | 0
2035 | PJM_E_2_PJM_ROM | PJM_E | PJM_ROM | Internal | Summer | B2 | 25 | 8000 | 0 | 223.99 | 223.97 | 0.01 | 0
2035 | PJM_E_2_PJM_ROM | PJM_E | PJM_ROM | Internal | Summer | B3 | 75 | 8000 | 0 | 223.95 | 223.94 | 0.01 | 0
2035 | PJM_E_2_PJM_ROM | PJM_E | PJM_ROM | Internal | Summer | B4 | 100 | 8000 | 2871.33 | 212.58 | 212.59 | 0.01 | 0
2035 | PJM_E_2_PJM_ROM | PJM_E | PJM_ROM | Internal | Summer | B5 | 200 | 8000 | 112.38 | 163.9 | 163.91 | 0.01 | 0
2035 | PJM_E_2_PJM_ROM | PJM_E | PJM_ROM | Internal | Summer | B6 | 300 | 8000 | 1775.29 | 145.91 | 145.92 | 0.01 | 0
2035 | PJM_E_2_PJM_ROM | PJM_E | PJM_ROM | Internal | Summer | B7 | 400 | 8000 | 93.11 | 136.24 | 136.25 | 0.01 | 0
2035 | PJM_E_2_PJM_ROM | PJM_E | PJM_ROM | Internal | Summer | B8 | 500 | 8000 | 94.96 | 130.03 | 130.05 | 0.01 | 0
2035 | PJM_E_2_PJM_ROM | PJM_E | PJM_ROM | Internal | Summer | B9 | 800 | 8000 | 0 | 117.64 | 117.63 | 0.01 | 0
2035 | PJM_E_2_PJM_ROM | PJM_E | PJM_ROM | Internal | Summer | B10 | 1262 | 8000 | 0 | 110.22 | 110.21 | 0.01 | 0
2035 | PJM_E_2_PJM_ROM | PJM_E | PJM_ROM | Internal | Winter | B16 | 25 | 8000 | 0 | 137.25 | 137.24 | 0.01 | 0
2035 | PJM_E_2_PJM_ROM | PJM_E | PJM_ROM | Internal | Winter | B17 | 100 | 8000 | 0 | 136.76 | 136.75 | 0.01 | 0
2035 | PJM_E_2_PJM_ROM | PJM_E | PJM_ROM | Internal | Winter | B18 | 400 | 8000 | 0 | 130.76 | 130.75 | 0.01 | 0
2035 | PJM_E_2_PJM_ROM | PJM_E | PJM_ROM | Internal | Winter | B19 | 700 | 8000 | 0 | 118.72 | 118.71 | 0.01 | 0
2035 | PJM_E_2_PJM_ROM | PJM_E | PJM_ROM | Internal | Winter | B20 | 935 | 8000 | 0 | 96.29 | 96.28 | 0.01 | 0
2035 | PJM_ROR_2_MISO_IN | PJM_ROR | MISO_IN | Internal | Shoulder | B11 | 25 | 909 | 0 | 134.04 | 132.03 | 2 | 0
2035 | PJM_ROR_2_MISO_IN | PJM_ROR | MISO_IN | Internal | Shoulder | B12 | 200 | 909 | 0 | 116.85 | 114.85 | 2 | 0
2035 | PJM_ROR_2_MISO_IN | PJM_ROR | MISO_IN | Internal | Shoulder | B13 | 600 | 909 | 0 | 116.79 | 114.85 | 2 | 0
2035 | PJM_ROR_2_MISO_IN | PJM_ROR | MISO_IN | Internal | Shoulder | B14 | 900 | 909 | 0 | 115.07 | 114.85 | 2 | 0
2035 | PJM_ROR_2_MISO_IN | PJM_ROR | MISO_IN | Internal | Shoulder | B15 | 1203 | 909 | 0 | 99.24 | 97.24 | 2 | 0
2035 | PJM_ROR_2_MISO_IN | PJM_ROR | MISO_IN | Internal | Summer | B1 | 10 | 909 | 0 | 244.76 | 242.75 | 2 | 0
2035 | PJM_ROR_2_MISO_IN | PJM_ROR | MISO_IN | Internal | Summer | B2 | 25 | 909 | 0 | 223.96 | 221.96 | 2 | 0
2035 | PJM_ROR_2_MISO_IN | PJM_ROR | MISO_IN | Internal | Summer | B3 | 75 | 909 | 0 | 223.93 | 221.93 | 2 | 0
2035 | PJM_ROR_2_MISO_IN | PJM_ROR | MISO_IN | Internal | Summer | B4 | 100 | 909 | 0 | 212.6 | 212.47 | 2 | 0
2035 | PJM_ROR_2_MISO_IN | PJM_ROR | MISO_IN | Internal | Summer | B5 | 200 | 909 | 0 | 163.9 | 161.9 | 2 | 0
2035 | PJM_ROR_2_MISO_IN | PJM_ROR | MISO_IN | Internal | Summer | B6 | 300 | 909 | 0 | 145.91 | 143.91 | 2 | 0
2035 | PJM_ROR_2_MISO_IN | PJM_ROR | MISO_IN | Internal | Summer | B7 | 400 | 909 | 0 | 136.24 | 138.22 | 2 | 0
2035 | PJM_ROR_2_MISO_IN | PJM_ROR | MISO_IN | Internal | Summer | B8 | 500 | 909 | 0 | 130.03 | 132.02 | 2 | 0
2035 | PJM_ROR_2_MISO_IN | PJM_ROR | MISO_IN | Internal | Summer | B9 | 800 | 909 | 0 | 117.62 | 115.62 | 2 | 0
2035 | PJM_ROR_2_MISO_IN | PJM_ROR | MISO_IN | Internal | Summer | B10 | 1262 | 909 | 909 | 110.2 | 113.4 | 2 | 1.2
2035 | PJM_ROR_2_MISO_IN | PJM_ROR | MISO_IN | Internal | Winter | B16 | 25 | 909 | 0 | 129.63 | 117.87 | 2 | 0
2035 | PJM_ROR_2_MISO_IN | PJM_ROR | MISO_IN | Internal | Winter | B17 | 100 | 909 | 0 | 129.63 | 117.87 | 2 | 0
2035 | PJM_ROR_2_MISO_IN | PJM_ROR | MISO_IN | Internal | Winter | B18 | 400 | 909 | 0 | 119.08 | 117.87 | 2 | 0
2035 | PJM_ROR_2_MISO_IN | PJM_ROR | MISO_IN | Internal | Winter | B19 | 700 | 909 | 0 | 118.29 | 117.87 | 2 | 0
2035 | PJM_ROR_2_MISO_IN | PJM_ROR | MISO_IN | Internal | Winter | B20 | 935 | 909 | 0 | 95.44 | 93.43 | 2 | 0
2035 | PJM_ROR_2_MISO_MI | PJM_ROR | MISO_MI | Internal | Shoulder | B11 | 25 | 1305 | 0 | 134.04 | 132.04 | 2 | 0
2035 | PJM_ROR_2_MISO_MI | PJM_ROR | MISO_MI | Internal | Shoulder | B12 | 200 | 1305 | 0 | 116.85 | 116.23 | 2 | 0
2035 | PJM_ROR_2_MISO_MI | PJM_ROR | MISO_MI | Internal | Shoulder | B13 | 600 | 1305 | 0 | 116.79 | 114.86 | 2 | 0
2035 | PJM_ROR_2_MISO_MI | PJM_ROR | MISO_MI | Internal | Shoulder | B14 | 900 | 1305 | 0 | 115.07 | 114.86 | 2 | 0
2035 | PJM_ROR_2_MISO_MI | PJM_ROR | MISO_MI | Internal | Shoulder | B15 | 1203 | 1305 | 0 | 99.24 | 97.25 | 2 | 0
2035 | PJM_ROR_2_MISO_MI | PJM_ROR | MISO_MI | Internal | Summer | B1 | 10 | 1305 | 0 | 244.76 | 242.76 | 2 | 0
2035 | PJM_ROR_2_MISO_MI | PJM_ROR | MISO_MI | Internal | Summer | B2 | 25 | 1305 | 0 | 223.96 | 221.97 | 2 | 0
2035 | PJM_ROR_2_MISO_MI | PJM_ROR | MISO_MI | Internal | Summer | B3 | 75 | 1305 | 0 | 223.93 | 221.94 | 2 | 0
2035 | PJM_ROR_2_MISO_MI | PJM_ROR | MISO_MI | Internal | Summer | B4 | 100 | 1305 | 0 | 212.6 | 212.48 | 2 | 0
2035 | PJM_ROR_2_MISO_MI | PJM_ROR | MISO_MI | Internal | Summer | B5 | 200 | 1305 | 0 | 163.9 | 161.91 | 2 | 0
2035 | PJM_ROR_2_MISO_MI | PJM_ROR | MISO_MI | Internal | Summer | B6 | 300 | 1305 | 0 | 145.91 | 143.92 | 2 | 0
2035 | PJM_ROR_2_MISO_MI | PJM_ROR | MISO_MI | Internal | Summer | B7 | 400 | 1305 | 256.31 | 136.24 | 138.24 | 2 | 0
2035 | PJM_ROR_2_MISO_MI | PJM_ROR | MISO_MI | Internal | Summer | B8 | 500 | 1305 | 163.06 | 130.03 | 132.03 | 2 | 0
2035 | PJM_ROR_2_MISO_MI | PJM_ROR | MISO_MI | Internal | Summer | B9 | 800 | 1305 | 0 | 117.62 | 115.63 | 2 | 0
2035 | PJM_ROR_2_MISO_MI | PJM_ROR | MISO_MI | Internal | Summer | B10 | 1262 | 1305 | 1305 | 110.2 | 113.41 | 2 | 1.22
2035 | PJM_ROR_2_MISO_MI | PJM_ROR | MISO_MI | Internal | Winter | B16 | 25 | 1305 | 0 | 129.63 | 127.63 | 2 | 0
2035 | PJM_ROR_2_MISO_MI | PJM_ROR | MISO_MI | Internal | Winter | B17 | 100 | 1305 | 0 | 129.63 | 127.63 | 2 | 0
2035 | PJM_ROR_2_MISO_MI | PJM_ROR | MISO_MI | Internal | Winter | B18 | 400 | 1305 | 0 | 119.08 | 117.88 | 2 | 0
2035 | PJM_ROR_2_MISO_MI | PJM_ROR | MISO_MI | Internal | Winter | B19 | 700 | 1305 | 0 | 118.29 | 117.88 | 2 | 0
2035 | PJM_ROR_2_MISO_MI | PJM_ROR | MISO_MI | Internal | Winter | B20 | 935 | 1305 | 0 | 95.44 | 93.44 | 2 | 0
2035 | PJM_ROR_2_MISO_MO-IL | PJM_ROR | MISO_MO-IL | Internal | Shoulder | B11 | 25 | 1111 | 0 | 134.04 | 132.04 | 2 | 0
2035 | PJM_ROR_2_MISO_MO-IL | PJM_ROR | MISO_MO-IL | Internal | Shoulder | B12 | 200 | 1111 | 0 | 116.85 | 114.84 | 2 | 0
2035 | PJM_ROR_2_MISO_MO-IL | PJM_ROR | MISO_MO-IL | Internal | Shoulder | B13 | 600 | 1111 | 0 | 116.79 | 114.79 | 2 | 0
2035 | PJM_ROR_2_MISO_MO-IL | PJM_ROR | MISO_MO-IL | Internal | Shoulder | B14 | 900 | 1111 | 0 | 115.07 | 110.59 | 2 | 0
2035 | PJM_ROR_2_MISO_MO-IL | PJM_ROR | MISO_MO-IL | Internal | Shoulder | B15 | 1203 | 1111 | 0 | 99.24 | 87.06 | 2 | 0
2035 | PJM_ROR_2_MISO_MO-IL | PJM_ROR | MISO_MO-IL | Internal | Summer | B1 | 10 | 1111 | 0 | 244.76 | 242.76 | 2 | 0
2035 | PJM_ROR_2_MISO_MO-IL | PJM_ROR | MISO_MO-IL | Internal | Summer | B2 | 25 | 1111 | 0 | 223.96 | 221.97 | 2 | 0
2035 | PJM_ROR_2_MISO_MO-IL | PJM_ROR | MISO_MO-IL | Internal | Summer | B3 | 75 | 1111 | 0 | 223.93 | 221.94 | 2 | 0
2035 | PJM_ROR_2_MISO_MO-IL | PJM_ROR | MISO_MO-IL | Internal | Summer | B4 | 100 | 1111 | 0 | 212.6 | 212.46 | 2 | 0
2035 | PJM_ROR_2_MISO_MO-IL | PJM_ROR | MISO_MO-IL | Internal | Summer | B5 | 200 | 1111 | 0 | 163.9 | 161.91 | 2 | 0
2035 | PJM_ROR_2_MISO_MO-IL | PJM_ROR | MISO_MO-IL | Internal | Summer | B6 | 300 | 1111 | 0 | 145.91 | 143.92 | 2 | 0
2035 | PJM_ROR_2_MISO_MO-IL | PJM_ROR | MISO_MO-IL | Internal | Summer | B7 | 400 | 1111 | 187.7 | 136.24 | 138.24 | 2 | 0
2035 | PJM_ROR_2_MISO_MO-IL | PJM_ROR | MISO_MO-IL | Internal | Summer | B8 | 500 | 1111 | 31.29 | 130.03 | 132.03 | 2 | 0
2035 | PJM_ROR_2_MISO_MO-IL | PJM_ROR | MISO_MO-IL | Internal | Summer | B9 | 800 | 1111 | 0 | 117.62 | 115.63 | 2 | 0
2035 | PJM_ROR_2_MISO_MO-IL | PJM_ROR | MISO_MO-IL | Internal | Summer | B10 | 1262 | 1111 | 0 | 110.2 | 93.2 | 2 | 0
2035 | PJM_ROR_2_MISO_MO-IL | PJM_ROR | MISO_MO-IL | Internal | Winter | B16 | 25 | 1111 | 0 | 129.63 | 117.88 | 2 | 0
2035 | PJM_ROR_2_MISO_MO-IL | PJM_ROR | MISO_MO-IL | Internal | Winter | B17 | 100 | 1111 | 0 | 129.63 | 117.86 | 2 | 0
2035 | PJM_ROR_2_MISO_MO-IL | PJM_ROR | MISO_MO-IL | Internal | Winter | B18 | 400 | 1111 | 0 | 119.08 | 115.19 | 2 | 0
2035 | PJM_ROR_2_MISO_MO-IL | PJM_ROR | MISO_MO-IL | Internal | Winter | B19 | 700 | 1111 | 0 | 118.29 | 115.19 | 2 | 0
2035 | PJM_ROR_2_MISO_MO-IL | PJM_ROR | MISO_MO-IL | Internal | Winter | B20 | 935 | 1111 | 0 | 95.44 | 84.61 | 2 | 0
2035 | PJM_ROR_2_MISO_W | PJM_ROR | MISO_W | Internal | Shoulder | B11 | 25 | 19775 | 0 | 134.04 | 132.04 | 2 | 0
2035 | PJM_ROR_2_MISO_W | PJM_ROR | MISO_W | Internal | Shoulder | B12 | 200 | 19775 | 0 | 116.85 | 114.83 | 2 | 0
2035 | PJM_ROR_2_MISO_W | PJM_ROR | MISO_W | Internal | Shoulder | B13 | 600 | 19775 | 0 | 116.79 | 114.78 | 2 | 0
2035 | PJM_ROR_2_MISO_W | PJM_ROR | MISO_W | Internal | Shoulder | B14 | 900 | 19775 | 0 | 115.07 | 76.61 | 2 | 0
2035 | PJM_ROR_2_MISO_W | PJM_ROR | MISO_W | Internal | Shoulder | B15 | 1203 | 19775 | 0 | 99.24 | 61.74 | 2 | 0
2035 | PJM_ROR_2_MISO_W | PJM_ROR | MISO_W | Internal | Summer | B1 | 10 | 19775 | 0 | 244.76 | 242.76 | 2 | 0
2035 | PJM_ROR_2_MISO_W | PJM_ROR | MISO_W | Internal | Summer | B2 | 25 | 19775 | 0 | 223.96 | 221.96 | 2 | 0
2035 | PJM_ROR_2_MISO_W | PJM_ROR | MISO_W | Internal | Summer | B3 | 75 | 19775 | 0 | 223.93 | 221.93 | 2 | 0
2035 | PJM_ROR_2_MISO_W | PJM_ROR | MISO_W | Internal | Summer | B4 | 100 | 19775 | 0 | 212.6 | 210.6 | 2 | 0
2035 | PJM_ROR_2_MISO_W | PJM_ROR | MISO_W | Internal | Summer | B5 | 200 | 19775 | 0 | 163.9 | 161.9 | 2 | 0
2035 | PJM_ROR_2_MISO_W | PJM_ROR | MISO_W | Internal | Summer | B6 | 300 | 19775 | 0 | 145.91 | 143.91 | 2 | 0
2035 | PJM_ROR_2_MISO_W | PJM_ROR | MISO_W | Internal | Summer | B7 | 400 | 19775 | 0 | 136.24 | 134.24 | 2 | 0
2035 | PJM_ROR_2_MISO_W | PJM_ROR | MISO_W | Internal | Summer | B8 | 500 | 19775 | 0 | 130.03 | 128.03 | 2 | 0
2035 | PJM_ROR_2_MISO_W | PJM_ROR | MISO_W | Internal | Summer | B9 | 800 | 19775 | 0 | 117.62 | 115.62 | 2 | 0
2035 | PJM_ROR_2_MISO_W | PJM_ROR | MISO_W | Internal | Summer | B10 | 1262 | 19775 | 0 | 110.2 | 70.47 | 2 | 0
2035 | PJM_ROR_2_MISO_W | PJM_ROR | MISO_W | Internal | Winter | B16 | 25 | 19775 | 0 | 129.63 | 54.74 | 2 | 0
2035 | PJM_ROR_2_MISO_W | PJM_ROR | MISO_W | Internal | Winter | B17 | 100 | 19775 | 0 | 129.63 | 54.74 | 2 | 0
2035 | PJM_ROR_2_MISO_W | PJM_ROR | MISO_W | Internal | Winter | B18 | 400 | 19775 | 0 | 119.08 | 115.18 | 2 | 0
2035 | PJM_ROR_2_MISO_W | PJM_ROR | MISO_W | Internal | Winter | B19 | 700 | 19775 | 0 | 118.29 | 115.18 | 2 | 0
2035 | PJM_ROR_2_MISO_W | PJM_ROR | MISO_W | Internal | Winter | B20 | 935 | 19775 | 0 | 95.44 | 61.74 | 2 | 0
2035 | PJM_ROR_2_MISO_WUMS | PJM_ROR | MISO_WUMS | Internal | Shoulder | B11 | 25 | 1467 | 0 | 134.04 | 132.04 | 2 | 0
2035 | PJM_ROR_2_MISO_WUMS | PJM_ROR | MISO_WUMS | Internal | Shoulder | B12 | 200 | 1467 | 0 | 116.85 | 114.84 | 2 | 0
2035 | PJM_ROR_2_MISO_WUMS | PJM_ROR | MISO_WUMS | Internal | Shoulder | B13 | 600 | 1467 | 0 | 116.79 | 114.79 | 2 | 0
2035 | PJM_ROR_2_MISO_WUMS | PJM_ROR | MISO_WUMS | Internal | Shoulder | B14 | 900 | 1467 | 0 | 115.07 | 114.79 | 2 | 0
2035 | PJM_ROR_2_MISO_WUMS | PJM_ROR | MISO_WUMS | Internal | Shoulder | B15 | 1203 | 1467 | 0 | 99.24 | 100 | 2 | 0
2035 | PJM_ROR_2_MISO_WUMS | PJM_ROR | MISO_WUMS | Internal | Summer | B1 | 10 | 1467 | 0 | 244.76 | 221.95 | 2 | 0
2035 | PJM_ROR_2_MISO_WUMS | PJM_ROR | MISO_WUMS | Internal | Summer | B2 | 25 | 1467 | 0 | 223.96 | 221.95 | 2 | 0
2035 | PJM_ROR_2_MISO_WUMS | PJM_ROR | MISO_WUMS | Internal | Summer | B3 | 75 | 1467 | 0 | 223.93 | 221.92 | 2 | 0
2035 | PJM_ROR_2_MISO_WUMS | PJM_ROR | MISO_WUMS | Internal | Summer | B4 | 100 | 1467 | 0 | 212.6 | 210.59 | 2 | 0
2035 | PJM_ROR_2_MISO_WUMS | PJM_ROR | MISO_WUMS | Internal | Summer | B5 | 200 | 1467 | 0 | 163.9 | 161.89 | 2 | 0
2035 | PJM_ROR_2_MISO_WUMS | PJM_ROR | MISO_WUMS | Internal | Summer | B6 | 300 | 1467 | 0 | 145.91 | 139.8 | 2 | 0
2035 | PJM_ROR_2_MISO_WUMS | PJM_ROR | MISO_WUMS | Internal | Summer | B7 | 400 | 1467 | 0 | 136.24 | 131.47 | 2 | 0
2035 | PJM_ROR_2_MISO_WUMS | PJM_ROR | MISO_WUMS | Internal | Summer | B8 | 500 | 1467 | 0 | 130.03 | 128.03 | 2 | 0
2035 | PJM_ROR_2_MISO_WUMS | PJM_ROR | MISO_WUMS | Internal | Summer | B9 | 800 | 1467 | 0 | 117.62 | 115.62 | 2 | 0
2035 | PJM_ROR_2_MISO_WUMS | PJM_ROR | MISO_WUMS | Internal | Summer | B10 | 1262 | 1467 | 460.95 | 110.2 | 112.2 | 2 | 0
2035 | PJM_ROR_2_MISO_WUMS | PJM_ROR | MISO_WUMS | Internal | Winter | B16 | 25 | 1467 | 0 | 129.63 | 127.62 | 2 | 0
2035 | PJM_ROR_2_MISO_WUMS | PJM_ROR | MISO_WUMS | Internal | Winter | B17 | 100 | 1467 | 0 | 129.63 | 118.54 | 2 | 0
2035 | PJM_ROR_2_MISO_WUMS | PJM_ROR | MISO_WUMS | Internal | Winter | B18 | 400 | 1467 | 0 | 119.08 | 117.75 | 2 | 0
2035 | PJM_ROR_2_MISO_WUMS | PJM_ROR | MISO_WUMS | Internal | Winter | B19 | 700 | 1467 | 0 | 118.29 | 117.75 | 2 | 0
2035 | PJM_ROR_2_MISO_WUMS | PJM_ROR | MISO_WUMS | Internal | Winter | B20 | 935 | 1467 | 0 | 95.44 | 96.88 | 2 | 0
2035 | PJM_ROR_2_PJM_ROM | PJM_ROR | PJM_ROM | Internal | Shoulder | B11 | 25 | 8000 | 4313.32 | 134.04 | 134.05 | 0.01 | 0
2035 | PJM_ROR_2_PJM_ROM | PJM_ROR | PJM_ROM | Internal | Shoulder | B12 | 200 | 8000 | 8000 | 116.85 | 130.68 | 0.01 | 13.82
2035 | PJM_ROR_2_PJM_ROM | PJM_ROR | PJM_ROM | Internal | Shoulder | B13 | 600 | 8000 | 8000 | 116.79 | 127.15 | 0.01 | 10.35
2035 | PJM_ROR_2_PJM_ROM | PJM_ROR | PJM_ROM | Internal | Shoulder | B14 | 900 | 8000 | 7181.54 | 115.07 | 115.09 | 0.01 | 0
2035 | PJM_ROR_2_PJM_ROM | PJM_ROR | PJM_ROM | Internal | Shoulder | B15 | 1203 | 8000 | 7026.21 | 99.24 | 99.25 | 0.01 | 0
2035 | PJM_ROR_2_PJM_ROM | PJM_ROR | PJM_ROM | Internal | Summer | B1 | 10 | 8000 | 8000 | 244.76 | 424.13 | 0.01 | 179.36
2035 | PJM_ROR_2_PJM_ROM | PJM_ROR | PJM_ROM | Internal | Summer | B2 | 25 | 8000 | 7678.53 | 223.96 | 223.97 | 0.01 | 0
2035 | PJM_ROR_2_PJM_ROM | PJM_ROR | PJM_ROM | Internal | Summer | B3 | 75 | 8000 | 2563.88 | 223.93 | 223.94 | 0.01 | 0
2035 | PJM_ROR_2_PJM_ROM | PJM_ROR | PJM_ROM | Internal | Summer | B4 | 100 | 8000 | 0 | 212.6 | 212.59 | 0.01 | 0
2035 | PJM_ROR_2_PJM_ROM | PJM_ROR | PJM_ROM | Internal | Summer | B5 | 200 | 8000 | 2119.54 | 163.9 | 163.91 | 0.01 | 0
2035 | PJM_ROR_2_PJM_ROM | PJM_ROR | PJM_ROM | Internal | Summer | B6 | 300 | 8000 | 1212.76 | 145.91 | 145.92 | 0.01 | 0
2035 | PJM_ROR_2_PJM_ROM | PJM_ROR | PJM_ROM | Internal | Summer | B7 | 400 | 8000 | 3265.36 | 136.24 | 136.25 | 0.01 | 0
2035 | PJM_ROR_2_PJM_ROM | PJM_ROR | PJM_ROM | Internal | Summer | B8 | 500 | 8000 | 2900.18 | 130.03 | 130.05 | 0.01 | 0
2035 | PJM_ROR_2_PJM_ROM | PJM_ROR | PJM_ROM | Internal | Summer | B9 | 800 | 8000 | 6516.38 | 117.62 | 117.63 | 0.01 | 0
2035 | PJM_ROR_2_PJM_ROM | PJM_ROR | PJM_ROM | Internal | Summer | B10 | 1262 | 8000 | 7568.17 | 110.2 | 110.21 | 0.01 | 0
2035 | PJM_ROR_2_PJM_ROM | PJM_ROR | PJM_ROM | Internal | Winter | B16 | 25 | 8000 | 8000 | 129.63 | 137.24 | 0.01 | 7.6
2035 | PJM_ROR_2_PJM_ROM | PJM_ROR | PJM_ROM | Internal | Winter | B17 | 100 | 8000 | 8000 | 129.63 | 136.75 | 0.01 | 7.11
2035 | PJM_ROR_2_PJM_ROM | PJM_ROR | PJM_ROM | Internal | Winter | B18 | 400 | 8000 | 8000 | 119.08 | 130.75 | 0.01 | 11.66
2035 | PJM_ROR_2_PJM_ROM | PJM_ROR | PJM_ROM | Internal | Winter | B19 | 700 | 8000 | 8000 | 118.29 | 118.71 | 0.01 | 0.41
2035 | PJM_ROR_2_PJM_ROM | PJM_ROR | PJM_ROM | Internal | Winter | B20 | 935 | 8000 | 8000 | 95.44 | 96.28 | 0.01 | 0.82
2035 | PJM_ROR_2_TVA_Transmission | PJM_ROR | TVA_Transmission | Internal | Shoulder | B11 | 25 | 2500 | 0 | 134.04 | 132.03 | 6 | 0
2035 | PJM_ROR_2_TVA_Transmission | PJM_ROR | TVA_Transmission | Internal | Shoulder | B12 | 200 | 2500 | 0 | 116.85 | 122.84 | 6 | 0
2035 | PJM_ROR_2_TVA_Transmission | PJM_ROR | TVA_Transmission | Internal | Shoulder | B13 | 600 | 2500 | 0 | 116.79 | 118.89 | 6 | 0
2035 | PJM_ROR_2_TVA_Transmission | PJM_ROR | TVA_Transmission | Internal | Shoulder | B14 | 900 | 2500 | 0 | 115.07 | 118.59 | 6 | 0
2035 | PJM_ROR_2_TVA_Transmission | PJM_ROR | TVA_Transmission | Internal | Shoulder | B15 | 1203 | 2500 | 0 | 99.24 | 95.06 | 6 | 0
2035 | PJM_ROR_2_TVA_Transmission | PJM_ROR | TVA_Transmission | Internal | Summer | B1 | 10 | 2500 | 2500 | 244.76 | 258.75 | 6 | 7.99
2035 | PJM_ROR_2_TVA_Transmission | PJM_ROR | TVA_Transmission | Internal | Summer | B2 | 25 | 2500 | 2500 | 223.96 | 237.96 | 6 | 8
2035 | PJM_ROR_2_TVA_Transmission | PJM_ROR | TVA_Transmission | Internal | Summer | B3 | 75 | 2500 | 2500 | 223.93 | 229.94 | 6 | 0.01
2035 | PJM_ROR_2_TVA_Transmission | PJM_ROR | TVA_Transmission | Internal | Summer | B4 | 100 | 2500 | 1998.84 | 212.6 | 218.6 | 6 | 0
2035 | PJM_ROR_2_TVA_Transmission | PJM_ROR | TVA_Transmission | Internal | Summer | B5 | 200 | 2500 | 0 | 163.9 | 161.9 | 6 | 0
2035 | PJM_ROR_2_TVA_Transmission | PJM_ROR | TVA_Transmission | Internal | Summer | B6 | 300 | 2500 | 0 | 145.91 | 141 | 6 | 0
2035 | PJM_ROR_2_TVA_Transmission | PJM_ROR | TVA_Transmission | Internal | Summer | B7 | 400 | 2500 | 0 | 136.24 | 134.34 | 6 | 0
2035 | PJM_ROR_2_TVA_Transmission | PJM_ROR | TVA_Transmission | Internal | Summer | B8 | 500 | 2500 | 0 | 130.03 | 125.84 | 6 | 0
2035 | PJM_ROR_2_TVA_Transmission | PJM_ROR | TVA_Transmission | Internal | Summer | B9 | 800 | 2500 | 0 | 117.62 | 119.64 | 6 | 0
2035 | PJM_ROR_2_TVA_Transmission | PJM_ROR | TVA_Transmission | Internal | Summer | B10 | 1262 | 2500 | 0 | 110.2 | 101.2 | 6 | 0
2035 | PJM_ROR_2_TVA_Transmission | PJM_ROR | TVA_Transmission | Internal | Winter | B16 | 25 | 2500 | 0 | 129.63 | 125.88 | 6 | 0
2035 | PJM_ROR_2_TVA_Transmission | PJM_ROR | TVA_Transmission | Internal | Winter | B17 | 100 | 2500 | 0 | 129.63 | 125.86 | 6 | 0
2035 | PJM_ROR_2_TVA_Transmission | PJM_ROR | TVA_Transmission | Internal | Winter | B18 | 400 | 2500 | 0 | 119.08 | 122.08 | 6 | 0
2035 | PJM_ROR_2_TVA_Transmission | PJM_ROR | TVA_Transmission | Internal | Winter | B19 | 700 | 2500 | 0 | 118.29 | 121.87 | 6 | 0
2035 | PJM_ROR_2_TVA_Transmission | PJM_ROR | TVA_Transmission | Internal | Winter | B20 | 935 | 2500 | 0 | 95.44 | 92.61 | 6 | 0
2035 | PJM_ROR_2_VACAR | PJM_ROR | VACAR | Internal | Shoulder | B11 | 25 | 3000 | 0 | 134.04 | 128.25 | 6 | 0
2035 | PJM_ROR_2_VACAR | PJM_ROR | VACAR | Internal | Shoulder | B12 | 200 | 3000 | 0 | 116.85 | 121.07 | 6 | 0
2035 | PJM_ROR_2_VACAR | PJM_ROR | VACAR | Internal | Shoulder | B13 | 600 | 3000 | 0 | 116.79 | 121.07 | 6 | 0
2035 | PJM_ROR_2_VACAR | PJM_ROR | VACAR | Internal | Shoulder | B14 | 900 | 3000 | 2142.88 | 115.07 | 121.07 | 6 | 0
2035 | PJM_ROR_2_VACAR | PJM_ROR | VACAR | Internal | Shoulder | B15 | 1203 | 3000 | 0 | 99.24 | 94.4 | 6 | 0
2035 | PJM_ROR_2_VACAR | PJM_ROR | VACAR | Internal | Summer | B1 | 10 | 3000 | 3000 | 244.76 | 734.19 | 6 | 483.42
2035 | PJM_ROR_2_VACAR | PJM_ROR | VACAR | Internal | Summer | B2 | 25 | 3000 | 3000 | 223.96 | 543.68 | 6 | 313.72
2035 | PJM_ROR_2_VACAR | PJM_ROR | VACAR | Internal | Summer | B3 | 75 | 3000 | 3000 | 223.93 | 231.94 | 6 | 2.01
2035 | PJM_ROR_2_VACAR | PJM_ROR | VACAR | Internal | Summer | B4 | 100 | 3000 | 0 | 212.6 | 213.46 | 6 | 0
2035 | PJM_ROR_2_VACAR | PJM_ROR | VACAR | Internal | Summer | B5 | 200 | 3000 | 0 | 163.9 | 154.9 | 6 | 0
2035 | PJM_ROR_2_VACAR | PJM_ROR | VACAR | Internal | Summer | B6 | 300 | 3000 | 0 | 145.91 | 137.14 | 6 | 0
2035 | PJM_ROR_2_VACAR | PJM_ROR | VACAR | Internal | Summer | B7 | 400 | 3000 | 0 | 136.24 | 129.24 | 6 | 0
2035 | PJM_ROR_2_VACAR | PJM_ROR | VACAR | Internal | Summer | B8 | 500 | 3000 | 0 | 130.03 | 118.96 | 6 | 0
2035 | PJM_ROR_2_VACAR | PJM_ROR | VACAR | Internal | Summer | B9 | 800 | 3000 | 0 | 117.62 | 118.96 | 6 | 0
2035 | PJM_ROR_2_VACAR | PJM_ROR | VACAR | Internal | Summer | B10 | 1262 | 3000 | 0 | 110.2 | 101.08 | 6 | 0
2035 | PJM_ROR_2_VACAR | PJM_ROR | VACAR | Internal | Winter | B16 | 25 | 3000 | 0 | 129.63 | 127.01 | 6 | 0
2035 | PJM_ROR_2_VACAR | PJM_ROR | VACAR | Internal | Winter | B17 | 100 | 3000 | 0 | 129.63 | 125.9 | 6 | 0
2035 | PJM_ROR_2_VACAR | PJM_ROR | VACAR | Internal | Winter | B18 | 400 | 3000 | 0 | 119.08 | 124.29 | 6 | 0
2035 | PJM_ROR_2_VACAR | PJM_ROR | VACAR | Internal | Winter | B19 | 700 | 3000 | 105.04 | 118.29 | 124.29 | 6 | 0
2035 | PJM_ROR_2_VACAR | PJM_ROR | VACAR | Internal | Winter | B20 | 935 | 3000 | 0 | 95.44 | 91.44 | 6 | 0
2035 | PJM_ROM_2_NYISO_A-F | PJM_ROM | NYISO_A-F | Internal | Shoulder | B11 | 25 | 2000 | 0 | 134.05 | 52.91 | 6 | 0
2035 | PJM_ROM_2_NYISO_A-F | PJM_ROM | NYISO_A-F | Internal | Shoulder | B12 | 200 | 2000 | 0 | 130.68 | 52.91 | 6 | 0
2035 | PJM_ROM_2_NYISO_A-F | PJM_ROM | NYISO_A-F | Internal | Shoulder | B13 | 600 | 2000 | 0 | 127.15 | 52.91 | 6 | 0
2035 | PJM_ROM_2_NYISO_A-F | PJM_ROM | NYISO_A-F | Internal | Shoulder | B14 | 900 | 2000 | 0 | 115.09 | 52.91 | 6 | 0
2035 | PJM_ROM_2_NYISO_A-F | PJM_ROM | NYISO_A-F | Internal | Shoulder | B15 | 1203 | 2000 | 0 | 99.25 | 52.91 | 6 | 0
2035 | PJM_ROM_2_NYISO_A-F | PJM_ROM | NYISO_A-F | Internal | Summer | B1 | 10 | 2000 | 0 | 424.13 | 100.92 | 6 | 0
2035 | PJM_ROM_2_NYISO_A-F | PJM_ROM | NYISO_A-F | Internal | Summer | B2 | 25 | 2000 | 0 | 223.97 | 100.92 | 6 | 0
2035 | PJM_ROM_2_NYISO_A-F | PJM_ROM | NYISO_A-F | Internal | Summer | B3 | 75 | 2000 | 0 | 223.94 | 100.92 | 6 | 0
2035 | PJM_ROM_2_NYISO_A-F | PJM_ROM | NYISO_A-F | Internal | Summer | B4 | 100 | 2000 | 0 | 212.59 | 111.09 | 6 | 0
2035 | PJM_ROM_2_NYISO_A-F | PJM_ROM | NYISO_A-F | Internal | Summer | B5 | 200 | 2000 | 0 | 163.91 | 100.92 | 6 | 0
2035 | PJM_ROM_2_NYISO_A-F | PJM_ROM | NYISO_A-F | Internal | Summer | B6 | 300 | 2000 | 0 | 145.92 | 100.92 | 6 | 0
2035 | PJM_ROM_2_NYISO_A-F | PJM_ROM | NYISO_A-F | Internal | Summer | B7 | 400 | 2000 | 0 | 136.25 | 100.92 | 6 | 0
2035 | PJM_ROM_2_NYISO_A-F | PJM_ROM | NYISO_A-F | Internal | Summer | B8 | 500 | 2000 | 0 | 130.05 | 100.92 | 6 | 0
2035 | PJM_ROM_2_NYISO_A-F | PJM_ROM | NYISO_A-F | Internal | Summer | B9 | 800 | 2000 | 0 | 117.63 | 100.92 | 6 | 0
2035 | PJM_ROM_2_NYISO_A-F | PJM_ROM | NYISO_A-F | Internal | Summer | B10 | 1262 | 2000 | 0 | 110.21 | 100.92 | 6 | 0
2035 | PJM_ROM_2_NYISO_A-F | PJM_ROM | NYISO_A-F | Internal | Winter | B16 | 25 | 2000 | 0 | 137.24 | 46.91 | 6 | 0
2035 | PJM_ROM_2_NYISO_A-F | PJM_ROM | NYISO_A-F | Internal | Winter | B17 | 100 | 2000 | 0 | 136.75 | 46.91 | 6 | 0
2035 | PJM_ROM_2_NYISO_A-F | PJM_ROM | NYISO_A-F | Internal | Winter | B18 | 400 | 2000 | 0 | 130.75 | 46.91 | 6 | 0
2035 | PJM_ROM_2_NYISO_A-F | PJM_ROM | NYISO_A-F | Internal | Winter | B19 | 700 | 2000 | 0 | 118.71 | 46.91 | 6 | 0
2035 | PJM_ROM_2_NYISO_A-F | PJM_ROM | NYISO_A-F | Internal | Winter | B20 | 935 | 2000 | 0 | 96.28 | 46.91 | 6 | 0
2035 | PJM_ROM_2_PJM_E | PJM_ROM | PJM_E | Internal | Shoulder | B11 | 25 | 8000 | 397.41 | 134.05 | 134.07 | 0.01 | 0
2035 | PJM_ROM_2_PJM_E | PJM_ROM | PJM_E | Internal | Shoulder | B12 | 200 | 8000 | 2015.65 | 130.68 | 130.69 | 0.01 | 0
2035 | PJM_ROM_2_PJM_E | PJM_ROM | PJM_E | Internal | Shoulder | B13 | 600 | 8000 | 2862.55 | 127.15 | 127.16 | 0.01 | 0
2035 | PJM_ROM_2_PJM_E | PJM_ROM | PJM_E | Internal | Shoulder | B14 | 900 | 8000 | 2181.96 | 115.09 | 115.1 | 0.01 | 0
2035 | PJM_ROM_2_PJM_E | PJM_ROM | PJM_E | Internal | Shoulder | B15 | 1203 | 8000 | 2651.78 | 99.25 | 99.26 | 0.01 | 0
2035 | PJM_ROM_2_PJM_E | PJM_ROM | PJM_E | Internal | Summer | B1 | 10 | 8000 | 3984.44 | 424.13 | 424.15 | 0.01 | 0
2035 | PJM_ROM_2_PJM_E | PJM_ROM | PJM_E | Internal | Summer | B2 | 25 | 8000 | 3778.21 | 223.97 | 223.99 | 0.01 | 0
2035 | PJM_ROM_2_PJM_E | PJM_ROM | PJM_E | Internal | Summer | B3 | 75 | 8000 | 98.58 | 223.94 | 223.95 | 0.01 | 0
2035 | PJM_ROM_2_PJM_E | PJM_ROM | PJM_E | Internal | Summer | B4 | 100 | 8000 | 0 | 212.59 | 212.58 | 0.01 | 0
2035 | PJM_ROM_2_PJM_E | PJM_ROM | PJM_E | Internal | Summer | B5 | 200 | 8000 | 0 | 163.91 | 163.9 | 0.01 | 0
2035 | PJM_ROM_2_PJM_E | PJM_ROM | PJM_E | Internal | Summer | B6 | 300 | 8000 | 0 | 145.92 | 145.91 | 0.01 | 0
2035 | PJM_ROM_2_PJM_E | PJM_ROM | PJM_E | Internal | Summer | B7 | 400 | 8000 | 0 | 136.25 | 136.24 | 0.01 | 0
2035 | PJM_ROM_2_PJM_E | PJM_ROM | PJM_E | Internal | Summer | B8 | 500 | 8000 | 0 | 130.05 | 130.03 | 0.01 | 0
2035 | PJM_ROM_2_PJM_E | PJM_ROM | PJM_E | Internal | Summer | B9 | 800 | 8000 | 2357.51 | 117.63 | 117.64 | 0.01 | 0
2035 | PJM_ROM_2_PJM_E | PJM_ROM | PJM_E | Internal | Summer | B10 | 1262 | 8000 | 3847.29 | 110.21 | 110.22 | 0.01 | 0
2035 | PJM_ROM_2_PJM_E | PJM_ROM | PJM_E | Internal | Winter | B16 | 25 | 8000 | 3915.97 | 137.24 | 137.25 | 0.01 | 0
2035 | PJM_ROM_2_PJM_E | PJM_ROM | PJM_E | Internal | Winter | B17 | 100 | 8000 | 3854.53 | 136.75 | 136.76 | 0.01 | 0
2035 | PJM_ROM_2_PJM_E | PJM_ROM | PJM_E | Internal | Winter | B18 | 400 | 8000 | 4051.95 | 130.75 | 130.76 | 0.01 | 0
2035 | PJM_ROM_2_PJM_E | PJM_ROM | PJM_E | Internal | Winter | B19 | 700 | 8000 | 2969.62 | 118.71 | 118.72 | 0.01 | 0
2035 | PJM_ROM_2_PJM_E | PJM_ROM | PJM_E | Internal | Winter | B20 | 935 | 8000 | 2726.46 | 96.28 | 96.29 | 0.01 | 0
2035 | PJM_ROM_2_PJM_ROR | PJM_ROM | PJM_ROR | Internal | Shoulder | B11 | 25 | 8000 | 0 | 134.05 | 134.04 | 0.01 | 0
2035 | PJM_ROM_2_PJM_ROR | PJM_ROM | PJM_ROR | Internal | Shoulder | B12 | 200 | 8000 | 0 | 130.68 | 116.85 | 0.01 | 0
2035 | PJM_ROM_2_PJM_ROR | PJM_ROM | PJM_ROR | Internal | Shoulder | B13 | 600 | 8000 | 0 | 127.15 | 116.79 | 0.01 | 0
2035 | PJM_ROM_2_PJM_ROR | PJM_ROM | PJM_ROR | Internal | Shoulder | B14 | 900 | 8000 | 0 | 115.09 | 115.07 | 0.01 | 0
2035 | PJM_ROM_2_PJM_ROR | PJM_ROM | PJM_ROR | Internal | Shoulder | B15 | 1203 | 8000 | 0 | 99.25 | 99.24 | 0.01 | 0
2035 | PJM_ROM_2_PJM_ROR | PJM_ROM | PJM_ROR | Internal | Summer | B1 | 10 | 8000 | 0 | 424.13 | 244.76 | 0.01 | 0
2035 | PJM_ROM_2_PJM_ROR | PJM_ROM | PJM_ROR | Internal | Summer | B2 | 25 | 8000 | 0 | 223.97 | 223.96 | 0.01 | 0
2035 | PJM_ROM_2_PJM_ROR | PJM_ROM | PJM_ROR | Internal | Summer | B3 | 75 | 8000 | 0 | 223.94 | 223.93 | 0.01 | 0
2035 | PJM_ROM_2_PJM_ROR | PJM_ROM | PJM_ROR | Internal | Summer | B4 | 100 | 8000 | 1440.49 | 212.59 | 212.6 | 0.01 | 0
2035 | PJM_ROM_2_PJM_ROR | PJM_ROM | PJM_ROR | Internal | Summer | B5 | 200 | 8000 | 0 | 163.91 | 163.9 | 0.01 | 0
2035 | PJM_ROM_2_PJM_ROR | PJM_ROM | PJM_ROR | Internal | Summer | B6 | 300 | 8000 | 0 | 145.92 | 145.91 | 0.01 | 0
2035 | PJM_ROM_2_PJM_ROR | PJM_ROM | PJM_ROR | Internal | Summer | B7 | 400 | 8000 | 0 | 136.25 | 136.24 | 0.01 | 0
2035 | PJM_ROM_2_PJM_ROR | PJM_ROM | PJM_ROR | Internal | Summer | B8 | 500 | 8000 | 0 | 130.05 | 130.03 | 0.01 | 0
2035 | PJM_ROM_2_PJM_ROR | PJM_ROM | PJM_ROR | Internal | Summer | B9 | 800 | 8000 | 0 | 117.63 | 117.62 | 0.01 | 0
2035 | PJM_ROM_2_PJM_ROR | PJM_ROM | PJM_ROR | Internal | Summer | B10 | 1262 | 8000 | 0 | 110.21 | 110.2 | 0.01 | 0
2035 | PJM_ROM_2_PJM_ROR | PJM_ROM | PJM_ROR | Internal | Winter | B16 | 25 | 8000 | 0 | 137.24 | 129.63 | 0.01 | 0
2035 | PJM_ROM_2_PJM_ROR | PJM_ROM | PJM_ROR | Internal | Winter | B17 | 100 | 8000 | 0 | 136.75 | 129.63 | 0.01 | 0
2035 | PJM_ROM_2_PJM_ROR | PJM_ROM | PJM_ROR | Internal | Winter | B18 | 400 | 8000 | 0 | 130.75 | 119.08 | 0.01 | 0
2035 | PJM_ROM_2_PJM_ROR | PJM_ROM | PJM_ROR | Internal | Winter | B19 | 700 | 8000 | 0 | 118.71 | 118.29 | 0.01 | 0
2035 | PJM_ROM_2_PJM_ROR | PJM_ROM | PJM_ROR | Internal | Winter | B20 | 935 | 8000 | 0 | 96.28 | 95.44 | 0.01 | 0
2035 | SOCO_2_ENT | SOCO | ENT | Internal | Shoulder | B11 | 25 | 2400 | 0 | 135.25 | 136.37 | 10 | 0
2035 | SOCO_2_ENT | SOCO | ENT | Internal | Shoulder | B12 | 200 | 2400 | 0 | 119.26 | 117.39 | 10 | 0
2035 | SOCO_2_ENT | SOCO | ENT | Internal | Shoulder | B13 | 600 | 2400 | 0 | 119.26 | 111.26 | 10 | 0
2035 | SOCO_2_ENT | SOCO | ENT | Internal | Shoulder | B14 | 900 | 2400 | 0 | 119.26 | 111.26 | 10 | 0
2035 | SOCO_2_ENT | SOCO | ENT | Internal | Shoulder | B15 | 1203 | 2400 | 0 | 95.1 | 87.06 | 10 | 0
2035 | SOCO_2_ENT | SOCO | ENT | Internal | Summer | B1 | 10 | 2400 | 0 | 741.19 | 234.76 | 10 | 0
2035 | SOCO_2_ENT | SOCO | ENT | Internal | Summer | B2 | 25 | 2400 | 0 | 550.68 | 221.97 | 10 | 0
2035 | SOCO_2_ENT | SOCO | ENT | Internal | Summer | B3 | 75 | 2400 | 0 | 238.94 | 224.97 | 10 | 0
2035 | SOCO_2_ENT | SOCO | ENT | Internal | Summer | B4 | 100 | 2400 | 0 | 220.46 | 212.46 | 10 | 0
2035 | SOCO_2_ENT | SOCO | ENT | Internal | Summer | B5 | 200 | 2400 | 0 | 156.09 | 153.91 | 10 | 0
2035 | SOCO_2_ENT | SOCO | ENT | Internal | Summer | B6 | 300 | 2400 | 0 | 137.01 | 143.92 | 10 | 0
2035 | SOCO_2_ENT | SOCO | ENT | Internal | Summer | B7 | 400 | 2400 | 0 | 136.24 | 139.33 | 10 | 0
2035 | SOCO_2_ENT | SOCO | ENT | Internal | Summer | B8 | 500 | 2400 | 102.1 | 124.59 | 134.59 | 10 | 0
2035 | SOCO_2_ENT | SOCO | ENT | Internal | Summer | B9 | 800 | 2400 | 0 | 117.93 | 123.63 | 10 | 0
2035 | SOCO_2_ENT | SOCO | ENT | Internal | Summer | B10 | 1262 | 2400 | 0 | 101.2 | 93.2 | 10 | 0
2035 | SOCO_2_ENT | SOCO | ENT | Internal | Winter | B16 | 25 | 2400 | 0 | 134.01 | 126.01 | 10 | 0
2035 | SOCO_2_ENT | SOCO | ENT | Internal | Winter | B17 | 100 | 2400 | 0 | 122.22 | 120.47 | 10 | 0
2035 | SOCO_2_ENT | SOCO | ENT | Internal | Winter | B18 | 400 | 2400 | 0 | 122.22 | 115.24 | 10 | 0
2035 | SOCO_2_ENT | SOCO | ENT | Internal | Winter | B19 | 700 | 2400 | 0 | 122.22 | 114.22 | 10 | 0
2035 | SOCO_2_ENT | SOCO | ENT | Internal | Winter | B20 | 935 | 2400 | 0 | 92.45 | 84.45 | 10 | 0
2035 | SOCO_2_FRCC | SOCO | FRCC | Internal | Shoulder | B11 | 25 | 3700 | 0 | 135.25 | 143.77 | 10 | 0
2035 | SOCO_2_FRCC | SOCO | FRCC | Internal | Shoulder | B12 | 200 | 3700 | 1482.96 | 119.26 | 129.26 | 10 | 0
2035 | SOCO_2_FRCC | SOCO | FRCC | Internal | Shoulder | B13 | 600 | 3700 | 0 | 119.26 | 123.69 | 10 | 0
2035 | SOCO_2_FRCC | SOCO | FRCC | Internal | Shoulder | B14 | 900 | 3700 | 0 | 119.26 | 123.69 | 10 | 0
2035 | SOCO_2_FRCC | SOCO | FRCC | Internal | Shoulder | B15 | 1203 | 3700 | 0 | 95.1 | 88.48 | 10 | 0
2035 | SOCO_2_FRCC | SOCO | FRCC | Internal | Summer | B1 | 10 | 3700 | 2213.28 | 741.19 | 751.19 | 10 | 0
2035 | SOCO_2_FRCC | SOCO | FRCC | Internal | Summer | B2 | 25 | 3700 | 3344.68 | 550.68 | 560.68 | 10 | 0
2035 | SOCO_2_FRCC | SOCO | FRCC | Internal | Summer | B3 | 75 | 3700 | 1865.83 | 238.94 | 248.94 | 10 | 0
2035 | SOCO_2_FRCC | SOCO | FRCC | Internal | Summer | B4 | 100 | 3700 | 1232 | 220.46 | 230.46 | 10 | 0
2035 | SOCO_2_FRCC | SOCO | FRCC | Internal | Summer | B5 | 200 | 3700 | 0 | 156.09 | 164.74 | 10 | 0
2035 | SOCO_2_FRCC | SOCO | FRCC | Internal | Summer | B6 | 300 | 3700 | 0 | 137.01 | 142.71 | 10 | 0
2035 | SOCO_2_FRCC | SOCO | FRCC | Internal | Summer | B7 | 400 | 3700 | 0 | 136.24 | 142.71 | 10 | 0
2035 | SOCO_2_FRCC | SOCO | FRCC | Internal | Summer | B8 | 500 | 3700 | 1009.43 | 124.59 | 134.59 | 10 | 0
2035 | SOCO_2_FRCC | SOCO | FRCC | Internal | Summer | B9 | 800 | 3700 | 0 | 117.93 | 122.78 | 10 | 0
2035 | SOCO_2_FRCC | SOCO | FRCC | Internal | Summer | B10 | 1262 | 3700 | 0 | 101.2 | 93.2 | 10 | 0
2035 | SOCO_2_FRCC | SOCO | FRCC | Internal | Winter | B16 | 25 | 3700 | 3700 | 134.01 | 146.69 | 10 | 2.67
2035 | SOCO_2_FRCC | SOCO | FRCC | Internal | Winter | B17 | 100 | 3700 | 1678.2 | 122.22 | 132.22 | 10 | 0
2035 | SOCO_2_FRCC | SOCO | FRCC | Internal | Winter | B18 | 400 | 3700 | 0 | 122.22 | 126.17 | 10 | 0
2035 | SOCO_2_FRCC | SOCO | FRCC | Internal | Winter | B19 | 700 | 3700 | 0 | 122.22 | 126.17 | 10 | 0
2035 | SOCO_2_FRCC | SOCO | FRCC | Internal | Winter | B20 | 935 | 3700 | 0 | 92.45 | 87.1 | 10 | 0
2035 | SOCO_2_TVA_Transmission | SOCO | TVA_Transmission | Internal | Shoulder | B11 | 25 | 2600 | 0 | 135.25 | 132.03 | 10 | 0
2035 | SOCO_2_TVA_Transmission | SOCO | TVA_Transmission | Internal | Shoulder | B12 | 200 | 2600 | 0 | 119.26 | 122.84 | 10 | 0
2035 | SOCO_2_TVA_Transmission | SOCO | TVA_Transmission | Internal | Shoulder | B13 | 600 | 2600 | 0 | 119.26 | 118.89 | 10 | 0
2035 | SOCO_2_TVA_Transmission | SOCO | TVA_Transmission | Internal | Shoulder | B14 | 900 | 2600 | 0 | 119.26 | 118.59 | 10 | 0
2035 | SOCO_2_TVA_Transmission | SOCO | TVA_Transmission | Internal | Shoulder | B15 | 1203 | 2600 | 0 | 95.1 | 95.06 | 10 | 0
2035 | SOCO_2_TVA_Transmission | SOCO | TVA_Transmission | Internal | Summer | B1 | 10 | 2600 | 0 | 741.19 | 258.75 | 10 | 0
2035 | SOCO_2_TVA_Transmission | SOCO | TVA_Transmission | Internal | Summer | B2 | 25 | 2600 | 0 | 550.68 | 237.96 | 10 | 0
2035 | SOCO_2_TVA_Transmission | SOCO | TVA_Transmission | Internal | Summer | B3 | 75 | 2600 | 0 | 238.94 | 229.94 | 10 | 0
2035 | SOCO_2_TVA_Transmission | SOCO | TVA_Transmission | Internal | Summer | B4 | 100 | 2600 | 0 | 220.46 | 218.6 | 10 | 0
2035 | SOCO_2_TVA_Transmission | SOCO | TVA_Transmission | Internal | Summer | B5 | 200 | 2600 | 0 | 156.09 | 161.9 | 10 | 0
2035 | SOCO_2_TVA_Transmission | SOCO | TVA_Transmission | Internal | Summer | B6 | 300 | 2600 | 0 | 137.01 | 141 | 10 | 0
2035 | SOCO_2_TVA_Transmission | SOCO | TVA_Transmission | Internal | Summer | B7 | 400 | 2600 | 0 | 136.24 | 134.34 | 10 | 0
2035 | SOCO_2_TVA_Transmission | SOCO | TVA_Transmission | Internal | Summer | B8 | 500 | 2600 | 0 | 124.59 | 125.84 | 10 | 0
2035 | SOCO_2_TVA_Transmission | SOCO | TVA_Transmission | Internal | Summer | B9 | 800 | 2600 | 0 | 117.93 | 119.64 | 10 | 0
2035 | SOCO_2_TVA_Transmission | SOCO | TVA_Transmission | Internal | Summer | B10 | 1262 | 2600 | 0 | 101.2 | 101.2 | 10 | 0
2035 | SOCO_2_TVA_Transmission | SOCO | TVA_Transmission | Internal | Winter | B16 | 25 | 2600 | 0 | 134.01 | 125.88 | 10 | 0
2035 | SOCO_2_TVA_Transmission | SOCO | TVA_Transmission | Internal | Winter | B17 | 100 | 2600 | 0 | 122.22 | 125.86 | 10 | 0
2035 | SOCO_2_TVA_Transmission | SOCO | TVA_Transmission | Internal | Winter | B18 | 400 | 2600 | 0 | 122.22 | 122.08 | 10 | 0
2035 | SOCO_2_TVA_Transmission | SOCO | TVA_Transmission | Internal | Winter | B19 | 700 | 2600 | 0 | 122.22 | 121.87 | 10 | 0
2035 | SOCO_2_TVA_Transmission | SOCO | TVA_Transmission | Internal | Winter | B20 | 935 | 2600 | 0 | 92.45 | 92.61 | 10 | 0
2035 | SOCO_2_VACAR | SOCO | VACAR | Internal | Shoulder | B11 | 25 | 2000 | 0 | 135.25 | 128.25 | 10 | 0
2035 | SOCO_2_VACAR | SOCO | VACAR | Internal | Shoulder | B12 | 200 | 2000 | 0 | 119.26 | 121.07 | 10 | 0
2035 | SOCO_2_VACAR | SOCO | VACAR | Internal | Shoulder | B13 | 600 | 2000 | 0 | 119.26 | 121.07 | 10 | 0
2035 | SOCO_2_VACAR | SOCO | VACAR | Internal | Shoulder | B14 | 900 | 2000 | 0 | 119.26 | 121.07 | 10 | 0
2035 | SOCO_2_VACAR | SOCO | VACAR | Internal | Shoulder | B15 | 1203 | 2000 | 0 | 95.1 | 94.4 | 10 | 0
2035 | SOCO_2_VACAR | SOCO | VACAR | Internal | Summer | B1 | 10 | 2000 | 0 | 741.19 | 734.19 | 10 | 0
2035 | SOCO_2_VACAR | SOCO | VACAR | Internal | Summer | B2 | 25 | 2000 | 0 | 550.68 | 543.68 | 10 | 0
2035 | SOCO_2_VACAR | SOCO | VACAR | Internal | Summer | B3 | 75 | 2000 | 0 | 238.94 | 231.94 | 10 | 0
2035 | SOCO_2_VACAR | SOCO | VACAR | Internal | Summer | B4 | 100 | 2000 | 0 | 220.46 | 213.46 | 10 | 0
2035 | SOCO_2_VACAR | SOCO | VACAR | Internal | Summer | B5 | 200 | 2000 | 0 | 156.09 | 154.9 | 10 | 0
2035 | SOCO_2_VACAR | SOCO | VACAR | Internal | Summer | B6 | 300 | 2000 | 0 | 137.01 | 137.14 | 10 | 0
2035 | SOCO_2_VACAR | SOCO | VACAR | Internal | Summer | B7 | 400 | 2000 | 0 | 136.24 | 129.24 | 10 | 0
2035 | SOCO_2_VACAR | SOCO | VACAR | Internal | Summer | B8 | 500 | 2000 | 0 | 124.59 | 118.96 | 10 | 0
2035 | SOCO_2_VACAR | SOCO | VACAR | Internal | Summer | B9 | 800 | 2000 | 0 | 117.93 | 118.96 | 10 | 0
2035 | SOCO_2_VACAR | SOCO | VACAR | Internal | Summer | B10 | 1262 | 2000 | 0 | 101.2 | 101.08 | 10 | 0
2035 | SOCO_2_VACAR | SOCO | VACAR | Internal | Winter | B16 | 25 | 2000 | 0 | 134.01 | 127.01 | 10 | 0
2035 | SOCO_2_VACAR | SOCO | VACAR | Internal | Winter | B17 | 100 | 2000 | 0 | 122.22 | 125.9 | 10 | 0
2035 | SOCO_2_VACAR | SOCO | VACAR | Internal | Winter | B18 | 400 | 2000 | 0 | 122.22 | 124.29 | 10 | 0
2035 | SOCO_2_VACAR | SOCO | VACAR | Internal | Winter | B19 | 700 | 2000 | 0 | 122.22 | 124.29 | 10 | 0
2035 | SOCO_2_VACAR | SOCO | VACAR | Internal | Winter | B20 | 935 | 2000 | 0 | 92.45 | 91.44 | 10 | 0
2035 | SPP_N_2_ENT | SPP_N | ENT | Internal | Shoulder | B11 | 25 | 7346 | 7346 | 127.05 | 136.37 | 5 | 4.32
2035 | SPP_N_2_ENT | SPP_N | ENT | Internal | Shoulder | B12 | 200 | 7346 | 7346 | 102.84 | 117.39 | 5 | 9.55
2035 | SPP_N_2_ENT | SPP_N | ENT | Internal | Shoulder | B13 | 600 | 7346 | 7346 | 11.52 | 111.26 | 5 | 94.74
2035 | SPP_N_2_ENT | SPP_N | ENT | Internal | Shoulder | B14 | 900 | 7346 | 7346 | 0.01 | 111.26 | 5 | 106.25
2035 | SPP_N_2_ENT | SPP_N | ENT | Internal | Shoulder | B15 | 1203 | 7346 | 7346 | 0.01 | 87.06 | 5 | 82.05
2035 | SPP_N_2_ENT | SPP_N | ENT | Internal | Summer | B1 | 10 | 7346 | 7346 | 0.01 | 234.76 | 5 | 229.75
2035 | SPP_N_2_ENT | SPP_N | ENT | Internal | Summer | B2 | 25 | 7346 | 6035.91 | 216.97 | 221.97 | 5 | 0
2035 | SPP_N_2_ENT | SPP_N | ENT | Internal | Summer | B3 | 75 | 7346 | 5039.38 | 219.97 | 224.97 | 5 | 0
2035 | SPP_N_2_ENT | SPP_N | ENT | Internal | Summer | B4 | 100 | 7346 | 4038.66 | 207.46 | 212.46 | 5 | 0
2035 | SPP_N_2_ENT | SPP_N | ENT | Internal | Summer | B5 | 200 | 7346 | 241.4 | 148.91 | 153.91 | 5 | 0
2035 | SPP_N_2_ENT | SPP_N | ENT | Internal | Summer | B6 | 300 | 7346 | 2340.58 | 138.92 | 143.92 | 5 | 0
2035 | SPP_N_2_ENT | SPP_N | ENT | Internal | Summer | B7 | 400 | 7346 | 6697.98 | 134.33 | 139.33 | 5 | 0
2035 | SPP_N_2_ENT | SPP_N | ENT | Internal | Summer | B8 | 500 | 7346 | 7346 | 129.58 | 134.59 | 5 | 0.01
2035 | SPP_N_2_ENT | SPP_N | ENT | Internal | Summer | B9 | 800 | 7346 | 7346 | 110.63 | 123.63 | 5 | 8
2035 | SPP_N_2_ENT | SPP_N | ENT | Internal | Summer | B10 | 1262 | 7346 | 7346 | 53.32 | 93.2 | 5 | 34.87
2035 | SPP_N_2_ENT | SPP_N | ENT | Internal | Winter | B16 | 25 | 7346 | 7346 | 0.01 | 126.01 | 5 | 121
2035 | SPP_N_2_ENT | SPP_N | ENT | Internal | Winter | B17 | 100 | 7346 | 7346 | 0.01 | 120.47 | 5 | 115.46
2035 | SPP_N_2_ENT | SPP_N | ENT | Internal | Winter | B18 | 400 | 7346 | 7346 | 11.98 | 115.24 | 5 | 98.26
2035 | SPP_N_2_ENT | SPP_N | ENT | Internal | Winter | B19 | 700 | 7346 | 7346 | 0.02 | 114.22 | 5 | 109.2
2035 | SPP_N_2_ENT | SPP_N | ENT | Internal | Winter | B20 | 935 | 7346 | 7346 | 0.01 | 84.45 | 5 | 79.44
2035 | SPP_N_2_MISO_MO-IL | SPP_N | MISO_MO-IL | Internal | Shoulder | B11 | 25 | 3954 | 0 | 127.05 | 132.04 | 5 | 0
2035 | SPP_N_2_MISO_MO-IL | SPP_N | MISO_MO-IL | Internal | Shoulder | B12 | 200 | 3954 | 3954 | 102.84 | 114.84 | 5 | 7
2035 | SPP_N_2_MISO_MO-IL | SPP_N | MISO_MO-IL | Internal | Shoulder | B13 | 600 | 3954 | 3954 | 11.52 | 114.79 | 5 | 98.27
2035 | SPP_N_2_MISO_MO-IL | SPP_N | MISO_MO-IL | Internal | Shoulder | B14 | 900 | 3954 | 3954 | 0.01 | 110.59 | 5 | 105.58
2035 | SPP_N_2_MISO_MO-IL | SPP_N | MISO_MO-IL | Internal | Shoulder | B15 | 1203 | 3954 | 3954 | 0.01 | 87.06 | 5 | 82.05
2035 | SPP_N_2_MISO_MO-IL | SPP_N | MISO_MO-IL | Internal | Summer | B1 | 10 | 3954 | 3954 | 0.01 | 242.76 | 5 | 237.75
2035 | SPP_N_2_MISO_MO-IL | SPP_N | MISO_MO-IL | Internal | Summer | B2 | 25 | 3954 | 3670.06 | 216.97 | 221.97 | 5 | 0
2035 | SPP_N_2_MISO_MO-IL | SPP_N | MISO_MO-IL | Internal | Summer | B3 | 75 | 3954 | 0 | 219.97 | 221.94 | 5 | 0
2035 | SPP_N_2_MISO_MO-IL | SPP_N | MISO_MO-IL | Internal | Summer | B4 | 100 | 3954 | 2814.49 | 207.46 | 212.46 | 5 | 0
2035 | SPP_N_2_MISO_MO-IL | SPP_N | MISO_MO-IL | Internal | Summer | B5 | 200 | 3954 | 3954 | 148.91 | 161.91 | 5 | 8
2035 | SPP_N_2_MISO_MO-IL | SPP_N | MISO_MO-IL | Internal | Summer | B6 | 300 | 3954 | 3301.93 | 138.92 | 143.92 | 5 | 0
2035 | SPP_N_2_MISO_MO-IL | SPP_N | MISO_MO-IL | Internal | Summer | B7 | 400 | 3954 | 0 | 134.33 | 138.24 | 5 | 0
2035 | SPP_N_2_MISO_MO-IL | SPP_N | MISO_MO-IL | Internal | Summer | B8 | 500 | 3954 | 0 | 129.58 | 132.03 | 5 | 0
2035 | SPP_N_2_MISO_MO-IL | SPP_N | MISO_MO-IL | Internal | Summer | B9 | 800 | 3954 | 157.4 | 110.63 | 115.63 | 5 | 0
2035 | SPP_N_2_MISO_MO-IL | SPP_N | MISO_MO-IL | Internal | Summer | B10 | 1262 | 3954 | 3954 | 53.32 | 93.2 | 5 | 34.87
2035 | SPP_N_2_MISO_MO-IL | SPP_N | MISO_MO-IL | Internal | Winter | B16 | 25 | 3954 | 3954 | 0.01 | 117.88 | 5 | 112.87
2035 | SPP_N_2_MISO_MO-IL | SPP_N | MISO_MO-IL | Internal | Winter | B17 | 100 | 3954 | 3954 | 0.01 | 117.86 | 5 | 112.85
2035 | SPP_N_2_MISO_MO-IL | SPP_N | MISO_MO-IL | Internal | Winter | B18 | 400 | 3954 | 3954 | 11.98 | 115.19 | 5 | 98.21
2035 | SPP_N_2_MISO_MO-IL | SPP_N | MISO_MO-IL | Internal | Winter | B19 | 700 | 3954 | 3954 | 0.02 | 115.19 | 5 | 110.17
2035 | SPP_N_2_MISO_MO-IL | SPP_N | MISO_MO-IL | Internal | Winter | B20 | 935 | 3954 | 3954 | 0.01 | 84.61 | 5 | 79.6
2035 | SPP_N_2_MISO_W | SPP_N | MISO_W | Internal | Shoulder | B11 | 25 | 1000 | 0 | 127.05 | 132.04 | 5 | 0
2035 | SPP_N_2_MISO_W | SPP_N | MISO_W | Internal | Shoulder | B12 | 200 | 1000 | 1000 | 102.84 | 114.83 | 5 | 6.99
2035 | SPP_N_2_MISO_W | SPP_N | MISO_W | Internal | Shoulder | B13 | 600 | 1000 | 1000 | 11.52 | 114.78 | 5 | 98.26
2035 | SPP_N_2_MISO_W | SPP_N | MISO_W | Internal | Shoulder | B14 | 900 | 1000 | 1000 | 0.01 | 76.61 | 5 | 71.6
2035 | SPP_N_2_MISO_W | SPP_N | MISO_W | Internal | Shoulder | B15 | 1203 | 1000 | 1000 | 0.01 | 61.74 | 5 | 56.73
2035 | SPP_N_2_MISO_W | SPP_N | MISO_W | Internal | Summer | B1 | 10 | 1000 | 1000 | 0.01 | 242.76 | 5 | 237.75
2035 | SPP_N_2_MISO_W | SPP_N | MISO_W | Internal | Summer | B2 | 25 | 1000 | 0 | 216.97 | 221.96 | 5 | 0
2035 | SPP_N_2_MISO_W | SPP_N | MISO_W | Internal | Summer | B3 | 75 | 1000 | 0 | 219.97 | 221.93 | 5 | 0
2035 | SPP_N_2_MISO_W | SPP_N | MISO_W | Internal | Summer | B4 | 100 | 1000 | 0 | 207.46 | 210.6 | 5 | 0
2035 | SPP_N_2_MISO_W | SPP_N | MISO_W | Internal | Summer | B5 | 200 | 1000 | 1000 | 148.91 | 161.9 | 5 | 7.99
2035 | SPP_N_2_MISO_W | SPP_N | MISO_W | Internal | Summer | B6 | 300 | 1000 | 0 | 138.92 | 143.91 | 5 | 0
2035 | SPP_N_2_MISO_W | SPP_N | MISO_W | Internal | Summer | B7 | 400 | 1000 | 0 | 134.33 | 134.24 | 5 | 0
2035 | SPP_N_2_MISO_W | SPP_N | MISO_W | Internal | Summer | B8 | 500 | 1000 | 0 | 129.58 | 128.03 | 5 | 0
2035 | SPP_N_2_MISO_W | SPP_N | MISO_W | Internal | Summer | B9 | 800 | 1000 | 0 | 110.63 | 115.62 | 5 | 0
2035 | SPP_N_2_MISO_W | SPP_N | MISO_W | Internal | Summer | B10 | 1262 | 1000 | 1000 | 53.32 | 70.47 | 5 | 12.14
2035 | SPP_N_2_MISO_W | SPP_N | MISO_W | Internal | Winter | B16 | 25 | 1000 | 1000 | 0.01 | 54.74 | 5 | 49.72
2035 | SPP_N_2_MISO_W | SPP_N | MISO_W | Internal | Winter | B17 | 100 | 1000 | 1000 | 0.01 | 54.74 | 5 | 49.73
2035 | SPP_N_2_MISO_W | SPP_N | MISO_W | Internal | Winter | B18 | 400 | 1000 | 1000 | 11.98 | 115.18 | 5 | 98.2
2035 | SPP_N_2_MISO_W | SPP_N | MISO_W | Internal | Winter | B19 | 700 | 1000 | 1000 | 0.02 | 115.18 | 5 | 110.15
2035 | SPP_N_2_MISO_W | SPP_N | MISO_W | Internal | Winter | B20 | 935 | 1000 | 1000 | 0.01 | 61.74 | 5 | 56.73
2035 | SPP_N_2_NE | SPP_N | NE | Internal | Shoulder | B11 | 25 | 384 | 0 | 127.05 | 127.04 | 0.01 | 0
2035 | SPP_N_2_NE | SPP_N | NE | Internal | Shoulder | B12 | 200 | 384 | 0 | 102.84 | 102.83 | 0.01 | 0
2035 | SPP_N_2_NE | SPP_N | NE | Internal | Shoulder | B13 | 600 | 384 | 322.02 | 11.52 | 11.53 | 0.01 | 0
2035 | SPP_N_2_NE | SPP_N | NE | Internal | Shoulder | B14 | 900 | 384 | 0 | 0.01 | 0.01 | 0.01 | 0
2035 | SPP_N_2_NE | SPP_N | NE | Internal | Shoulder | B15 | 1203 | 384 | 0 | 0.01 | 0.01 | 0.01 | 0
2035 | SPP_N_2_NE | SPP_N | NE | Internal | Summer | B1 | 10 | 384 | 384 | 0.01 | 237.76 | 0.01 | 237.74
2035 | SPP_N_2_NE | SPP_N | NE | Internal | Summer | B2 | 25 | 384 | 0 | 216.97 | 216.96 | 0.01 | 0
2035 | SPP_N_2_NE | SPP_N | NE | Internal | Summer | B3 | 75 | 384 | 0 | 219.97 | 217.93 | 0.01 | 0
2035 | SPP_N_2_NE | SPP_N | NE | Internal | Summer | B4 | 100 | 384 | 0 | 207.46 | 207.45 | 0.01 | 0
2035 | SPP_N_2_NE | SPP_N | NE | Internal | Summer | B5 | 200 | 384 | 384 | 148.91 | 156.9 | 0.01 | 7.98
2035 | SPP_N_2_NE | SPP_N | NE | Internal | Summer | B6 | 300 | 384 | 0 | 138.92 | 138.91 | 0.01 | 0
2035 | SPP_N_2_NE | SPP_N | NE | Internal | Summer | B7 | 400 | 384 | 0 | 134.33 | 129.24 | 0.01 | 0
2035 | SPP_N_2_NE | SPP_N | NE | Internal | Summer | B8 | 500 | 384 | 0 | 129.58 | 123.03 | 0.01 | 0
2035 | SPP_N_2_NE | SPP_N | NE | Internal | Summer | B9 | 800 | 384 | 0 | 110.63 | 110.62 | 0.01 | 0
2035 | SPP_N_2_NE | SPP_N | NE | Internal | Summer | B10 | 1262 | 384 | 384 | 53.32 | 58.47 | 0.01 | 5.13
2035 | SPP_N_2_NE | SPP_N | NE | Internal | Winter | B16 | 25 | 384 | 0 | 0.01 | 0.01 | 0.01 | 0
2035 | SPP_N_2_NE | SPP_N | NE | Internal | Winter | B17 | 100 | 384 | 0 | 0.01 | 0.01 | 0.01 | 0
2035 | SPP_N_2_NE | SPP_N | NE | Internal | Winter | B18 | 400 | 384 | 0 | 11.98 | 11.96 | 0.01 | 0
2035 | SPP_N_2_NE | SPP_N | NE | Internal | Winter | B19 | 700 | 384 | 0 | 0.02 | 0.01 | 0.01 | 0
2035 | SPP_N_2_NE | SPP_N | NE | Internal | Winter | B20 | 935 | 384 | 0 | 0.01 | 0.01 | 0.01 | 0
2035 | SPP_N_2_SPP_S | SPP_N | SPP_S | Internal | Shoulder | B11 | 25 | 4000 | 4000 | 127.05 | 131.08 | 0.01 | 4.02
2035 | SPP_N_2_SPP_S | SPP_N | SPP_S | Internal | Shoulder | B12 | 200 | 4000 | 369.1 | 102.84 | 102.85 | 0.01 | 0
2035 | SPP_N_2_SPP_S | SPP_N | SPP_S | Internal | Shoulder | B13 | 600 | 4000 | 0 | 11.52 | 11.51 | 0.01 | 0
2035 | SPP_N_2_SPP_S | SPP_N | SPP_S | Internal | Shoulder | B14 | 900 | 4000 | 0 | 0.01 | 0.01 | 0.01 | 0
2035 | SPP_N_2_SPP_S | SPP_N | SPP_S | Internal | Shoulder | B15 | 1203 | 4000 | 0 | 0.01 | 0.01 | 0.01 | 0
2035 | SPP_N_2_SPP_S | SPP_N | SPP_S | Internal | Summer | B1 | 10 | 4000 | 1219.15 | 0.01 | 0.02 | 0.01 | 0
2035 | SPP_N_2_SPP_S | SPP_N | SPP_S | Internal | Summer | B2 | 25 | 4000 | 0 | 216.97 | 214.57 | 0.01 | 0
2035 | SPP_N_2_SPP_S | SPP_N | SPP_S | Internal | Summer | B3 | 75 | 4000 | 0 | 219.97 | 219.97 | 0.01 | 0
2035 | SPP_N_2_SPP_S | SPP_N | SPP_S | Internal | Summer | B4 | 100 | 4000 | 0 | 207.46 | 207.46 | 0.01 | 0
2035 | SPP_N_2_SPP_S | SPP_N | SPP_S | Internal | Summer | B5 | 200 | 4000 | 0 | 148.91 | 148.9 | 0.01 | 0
2035 | SPP_N_2_SPP_S | SPP_N | SPP_S | Internal | Summer | B6 | 300 | 4000 | 0 | 138.92 | 138.92 | 0.01 | 0
2035 | SPP_N_2_SPP_S | SPP_N | SPP_S | Internal | Summer | B7 | 400 | 4000 | 1426.58 | 134.33 | 134.35 | 0.01 | 0
2035 | SPP_N_2_SPP_S | SPP_N | SPP_S | Internal | Summer | B8 | 500 | 4000 | 3701.92 | 129.58 | 129.59 | 0.01 | 0
2035 | SPP_N_2_SPP_S | SPP_N | SPP_S | Internal | Summer | B9 | 800 | 4000 | 4000 | 110.63 | 118.63 | 0.01 | 7.99
2035 | SPP_N_2_SPP_S | SPP_N | SPP_S | Internal | Summer | B10 | 1262 | 4000 | 1396.94 | 53.32 | 53.34 | 0.01 | 0
2035 | SPP_N_2_SPP_S | SPP_N | SPP_S | Internal | Winter | B16 | 25 | 4000 | 0 | 0.01 | 0.01 | 0.01 | 0
2035 | SPP_N_2_SPP_S | SPP_N | SPP_S | Internal | Winter | B17 | 100 | 4000 | 0 | 0.01 | 0.01 | 0.01 | 0
2035 | SPP_N_2_SPP_S | SPP_N | SPP_S | Internal | Winter | B18 | 400 | 4000 | 115.64 | 11.98 | 11.99 | 0.01 | 0
2035 | SPP_N_2_SPP_S | SPP_N | SPP_S | Internal | Winter | B19 | 700 | 4000 | 0 | 0.02 | 0.01 | 0.01 | 0
2035 | SPP_N_2_SPP_S | SPP_N | SPP_S | Internal | Winter | B20 | 935 | 4000 | 0 | 0.01 | 0.01 | 0.01 | 0
2035 | SPP_S_2_ENT | SPP_S | ENT | Internal | Shoulder | B11 | 25 | 4280 | 4280 | 131.08 | 136.37 | 5 | 0.28
2035 | SPP_S_2_ENT | SPP_S | ENT | Internal | Shoulder | B12 | 200 | 4280 | 4280 | 102.85 | 117.39 | 5 | 9.54
2035 | SPP_S_2_ENT | SPP_S | ENT | Internal | Shoulder | B13 | 600 | 4280 | 4280 | 11.51 | 111.26 | 5 | 94.75
2035 | SPP_S_2_ENT | SPP_S | ENT | Internal | Shoulder | B14 | 900 | 4280 | 4280 | 0.01 | 111.26 | 5 | 106.25
2035 | SPP_S_2_ENT | SPP_S | ENT | Internal | Shoulder | B15 | 1203 | 4280 | 4280 | 0.01 | 87.06 | 5 | 82.05
2035 | SPP_S_2_ENT | SPP_S | ENT | Internal | Summer | B1 | 10 | 4280 | 4280 | 0.02 | 234.76 | 5 | 229.74
2035 | SPP_S_2_ENT | SPP_S | ENT | Internal | Summer | B2 | 25 | 4280 | 4280 | 214.57 | 221.97 | 5 | 2.4
2035 | SPP_S_2_ENT | SPP_S | ENT | Internal | Summer | B3 | 75 | 4280 | 1072.12 | 219.97 | 224.97 | 5 | 0
2035 | SPP_S_2_ENT | SPP_S | ENT | Internal | Summer | B4 | 100 | 4280 | 1887.25 | 207.46 | 212.46 | 5 | 0
2035 | SPP_S_2_ENT | SPP_S | ENT | Internal | Summer | B5 | 200 | 4280 | 4280 | 148.9 | 153.91 | 5 | 0.01
2035 | SPP_S_2_ENT | SPP_S | ENT | Internal | Summer | B6 | 300 | 4280 | 245.76 | 138.92 | 143.92 | 5 | 0
2035 | SPP_S_2_ENT | SPP_S | ENT | Internal | Summer | B7 | 400 | 4280 | 0 | 134.35 | 139.33 | 5 | 0
2035 | SPP_S_2_ENT | SPP_S | ENT | Internal | Summer | B8 | 500 | 4280 | 1480.56 | 129.59 | 134.59 | 5 | 0
2035 | SPP_S_2_ENT | SPP_S | ENT | Internal | Summer | B9 | 800 | 4280 | 3406.16 | 118.63 | 123.63 | 5 | 0
2035 | SPP_S_2_ENT | SPP_S | ENT | Internal | Summer | B10 | 1262 | 4280 | 4280 | 53.34 | 93.2 | 5 | 34.86
2035 | SPP_S_2_ENT | SPP_S | ENT | Internal | Winter | B16 | 25 | 4280 | 4280 | 0.01 | 126.01 | 5 | 121
2035 | SPP_S_2_ENT | SPP_S | ENT | Internal | Winter | B17 | 100 | 4280 | 4280 | 0.01 | 120.47 | 5 | 115.46
2035 | SPP_S_2_ENT | SPP_S | ENT | Internal | Winter | B18 | 400 | 4280 | 4280 | 11.99 | 115.24 | 5 | 98.25
2035 | SPP_S_2_ENT | SPP_S | ENT | Internal | Winter | B19 | 700 | 4280 | 4280 | 0.01 | 114.22 | 5 | 109.21
2035 | SPP_S_2_ENT | SPP_S | ENT | Internal | Winter | B20 | 935 | 4280 | 4280 | 0.01 | 84.45 | 5 | 79.44
2035 | SPP_S_2_SPP_N | SPP_S | SPP_N | Internal | Shoulder | B11 | 25 | 640 | 0 | 131.08 | 127.05 | 0.01 | 0
2035 | SPP_S_2_SPP_N | SPP_S | SPP_N | Internal | Shoulder | B12 | 200 | 640 | 0 | 102.85 | 102.84 | 0.01 | 0
2035 | SPP_S_2_SPP_N | SPP_S | SPP_N | Internal | Shoulder | B13 | 600 | 640 | 209.18 | 11.51 | 11.52 | 0.01 | 0
2035 | SPP_S_2_SPP_N | SPP_S | SPP_N | Internal | Shoulder | B14 | 900 | 640 | 0 | 0.01 | 0.01 | 0.01 | 0
2035 | SPP_S_2_SPP_N | SPP_S | SPP_N | Internal | Shoulder | B15 | 1203 | 640 | 0 | 0.01 | 0.01 | 0.01 | 0
2035 | SPP_S_2_SPP_N | SPP_S | SPP_N | Internal | Summer | B1 | 10 | 640 | 0 | 0.02 | 0.01 | 0.01 | 0
2035 | SPP_S_2_SPP_N | SPP_S | SPP_N | Internal | Summer | B2 | 25 | 640 | 640 | 214.57 | 216.97 | 0.01 | 2.39
2035 | SPP_S_2_SPP_N | SPP_S | SPP_N | Internal | Summer | B3 | 75 | 640 | 0 | 219.97 | 219.97 | 0.01 | 0
2035 | SPP_S_2_SPP_N | SPP_S | SPP_N | Internal | Summer | B4 | 100 | 640 | 0 | 207.46 | 207.46 | 0.01 | 0
2035 | SPP_S_2_SPP_N | SPP_S | SPP_N | Internal | Summer | B5 | 200 | 640 | 266.63 | 148.9 | 148.91 | 0.01 | 0
2035 | SPP_S_2_SPP_N | SPP_S | SPP_N | Internal | Summer | B6 | 300 | 640 | 0 | 138.92 | 138.92 | 0.01 | 0
2035 | SPP_S_2_SPP_N | SPP_S | SPP_N | Internal | Summer | B7 | 400 | 640 | 0 | 134.35 | 134.33 | 0.01 | 0
2035 | SPP_S_2_SPP_N | SPP_S | SPP_N | Internal | Summer | B8 | 500 | 640 | 0 | 129.59 | 129.58 | 0.01 | 0
2035 | SPP_S_2_SPP_N | SPP_S | SPP_N | Internal | Summer | B9 | 800 | 640 | 0 | 118.63 | 110.63 | 0.01 | 0
2035 | SPP_S_2_SPP_N | SPP_S | SPP_N | Internal | Summer | B10 | 1262 | 640 | 0 | 53.34 | 53.32 | 0.01 | 0
2035 | SPP_S_2_SPP_N | SPP_S | SPP_N | Internal | Winter | B16 | 25 | 640 | 0 | 0.01 | 0.01 | 0.01 | 0
2035 | SPP_S_2_SPP_N | SPP_S | SPP_N | Internal | Winter | B17 | 100 | 640 | 0 | 0.01 | 0.01 | 0.01 | 0
2035 | SPP_S_2_SPP_N | SPP_S | SPP_N | Internal | Winter | B18 | 400 | 640 | 0 | 11.99 | 11.98 | 0.01 | 0
2035 | SPP_S_2_SPP_N | SPP_S | SPP_N | Internal | Winter | B19 | 700 | 640 | 0 | 0.01 | 0.02 | 0.01 | 0
2035 | SPP_S_2_SPP_N | SPP_S | SPP_N | Internal | Winter | B20 | 935 | 640 | 0 | 0.01 | 0.01 | 0.01 | 0
2035 | TVA_2_ENT | TVA | ENT | Internal | Shoulder | B11 | 25 | 500 | 0 | 132.04 | 136.37 | 9 | 0
2035 | TVA_2_ENT | TVA | ENT | Internal | Shoulder | B12 | 200 | 500 | 0 | 122.85 | 117.39 | 9 | 0
2035 | TVA_2_ENT | TVA | ENT | Internal | Shoulder | B13 | 600 | 500 | 0 | 118.6 | 111.26 | 9 | 0
2035 | TVA_2_ENT | TVA | ENT | Internal | Shoulder | B14 | 900 | 500 | 0 | 118.6 | 111.26 | 9 | 0
2035 | TVA_2_ENT | TVA | ENT | Internal | Shoulder | B15 | 1203 | 500 | 0 | 95.07 | 87.06 | 9 | 0
2035 | TVA_2_ENT | TVA | ENT | Internal | Summer | B1 | 10 | 500 | 0 | 258.76 | 234.76 | 9 | 0
2035 | TVA_2_ENT | TVA | ENT | Internal | Summer | B2 | 25 | 500 | 0 | 237.97 | 221.97 | 9 | 0
2035 | TVA_2_ENT | TVA | ENT | Internal | Summer | B3 | 75 | 500 | 0 | 229.95 | 224.97 | 9 | 0
2035 | TVA_2_ENT | TVA | ENT | Internal | Summer | B4 | 100 | 500 | 0 | 218.61 | 212.46 | 9 | 0
2035 | TVA_2_ENT | TVA | ENT | Internal | Summer | B5 | 200 | 500 | 0 | 161.91 | 153.91 | 9 | 0
2035 | TVA_2_ENT | TVA | ENT | Internal | Summer | B6 | 300 | 500 | 0 | 137.32 | 143.92 | 9 | 0
2035 | TVA_2_ENT | TVA | ENT | Internal | Summer | B7 | 400 | 500 | 302.06 | 130.33 | 139.33 | 9 | 0
2035 | TVA_2_ENT | TVA | ENT | Internal | Summer | B8 | 500 | 500 | 170.07 | 125.59 | 134.59 | 9 | 0
2035 | TVA_2_ENT | TVA | ENT | Internal | Summer | B9 | 800 | 500 | 0 | 117.33 | 123.63 | 9 | 0
2035 | TVA_2_ENT | TVA | ENT | Internal | Summer | B10 | 1262 | 500 | 0 | 101.21 | 93.2 | 9 | 0
2035 | TVA_2_ENT | TVA | ENT | Internal | Winter | B16 | 25 | 500 | 0 | 125.89 | 126.01 | 9 | 0
2035 | TVA_2_ENT | TVA | ENT | Internal | Winter | B17 | 100 | 500 | 0 | 125.87 | 120.47 | 9 | 0
2035 | TVA_2_ENT | TVA | ENT | Internal | Winter | B18 | 400 | 500 | 0 | 121.67 | 115.24 | 9 | 0
2035 | TVA_2_ENT | TVA | ENT | Internal | Winter | B19 | 700 | 500 | 0 | 121.67 | 114.22 | 9 | 0
2035 | TVA_2_ENT | TVA | ENT | Internal | Winter | B20 | 935 | 500 | 0 | 92.62 | 84.45 | 9 | 0
2035 | TVA_2_NonRTO_Midwest | TVA | NonRTO_Midwest | Internal | Shoulder | B11 | 25 | 100 | 0 | 132.04 | 124.03 | 9 | 0
2035 | TVA_2_NonRTO_Midwest | TVA | NonRTO_Midwest | Internal | Shoulder | B12 | 200 | 100 | 0 | 122.85 | 118.54 | 9 | 0
2035 | TVA_2_NonRTO_Midwest | TVA | NonRTO_Midwest | Internal | Shoulder | B13 | 600 | 100 | 0 | 118.6 | 118.54 | 9 | 0
2035 | TVA_2_NonRTO_Midwest | TVA | NonRTO_Midwest | Internal | Shoulder | B14 | 900 | 100 | 0 | 118.6 | 118.54 | 9 | 0
2035 | TVA_2_NonRTO_Midwest | TVA | NonRTO_Midwest | Internal | Shoulder | B15 | 1203 | 100 | 100 | 95.07 | 105.09 | 9 | 1.02
2035 | TVA_2_NonRTO_Midwest | TVA | NonRTO_Midwest | Internal | Summer | B1 | 10 | 100 | 0 | 258.76 | 250.75 | 9 | 0
2035 | TVA_2_NonRTO_Midwest | TVA | NonRTO_Midwest | Internal | Summer | B2 | 25 | 100 | 0 | 237.97 | 229.96 | 9 | 0
2035 | TVA_2_NonRTO_Midwest | TVA | NonRTO_Midwest | Internal | Summer | B3 | 75 | 100 | 0 | 229.95 | 221.94 | 9 | 0
2035 | TVA_2_NonRTO_Midwest | TVA | NonRTO_Midwest | Internal | Summer | B4 | 100 | 100 | 0 | 218.61 | 210.6 | 9 | 0
2035 | TVA_2_NonRTO_Midwest | TVA | NonRTO_Midwest | Internal | Summer | B5 | 200 | 100 | 0 | 161.91 | 153.9 | 9 | 0
2035 | TVA_2_NonRTO_Midwest | TVA | NonRTO_Midwest | Internal | Summer | B6 | 300 | 100 | 0 | 137.32 | 135.91 | 9 | 0
2035 | TVA_2_NonRTO_Midwest | TVA | NonRTO_Midwest | Internal | Summer | B7 | 400 | 100 | 0 | 130.33 | 130.22 | 9 | 0
2035 | TVA_2_NonRTO_Midwest | TVA | NonRTO_Midwest | Internal | Summer | B8 | 500 | 100 | 0 | 125.59 | 124.02 | 9 | 0
2035 | TVA_2_NonRTO_Midwest | TVA | NonRTO_Midwest | Internal | Summer | B9 | 800 | 100 | 0 | 117.33 | 117.03 | 9 | 0
2035 | TVA_2_NonRTO_Midwest | TVA | NonRTO_Midwest | Internal | Summer | B10 | 1262 | 100 | 0 | 101.21 | 109.21 | 9 | 0
2035 | TVA_2_NonRTO_Midwest | TVA | NonRTO_Midwest | Internal | Winter | B16 | 25 | 100 | 0 | 125.89 | 125.87 | 9 | 0
2035 | TVA_2_NonRTO_Midwest | TVA | NonRTO_Midwest | Internal | Winter | B17 | 100 | 100 | 0 | 125.87 | 121.87 | 9 | 0
2035 | TVA_2_NonRTO_Midwest | TVA | NonRTO_Midwest | Internal | Winter | B18 | 400 | 100 | 0 | 121.67 | 121.86 | 9 | 0
2035 | TVA_2_NonRTO_Midwest | TVA | NonRTO_Midwest | Internal | Winter | B19 | 700 | 100 | 0 | 121.67 | 121.86 | 9 | 0
2035 | TVA_2_NonRTO_Midwest | TVA | NonRTO_Midwest | Internal | Winter | B20 | 935 | 100 | 0 | 92.62 | 101.43 | 9 | 0
2035 | TVA_2_PJM_ROR | TVA | PJM_ROR | Internal | Shoulder | B11 | 25 | 500 | 0 | 132.04 | 134.04 | 9 | 0
2035 | TVA_2_PJM_ROR | TVA | PJM_ROR | Internal | Shoulder | B12 | 200 | 500 | 0 | 122.85 | 116.85 | 9 | 0
2035 | TVA_2_PJM_ROR | TVA | PJM_ROR | Internal | Shoulder | B13 | 600 | 500 | 0 | 118.6 | 116.79 | 9 | 0
2035 | TVA_2_PJM_ROR | TVA | PJM_ROR | Internal | Shoulder | B14 | 900 | 500 | 0 | 118.6 | 115.07 | 9 | 0
2035 | TVA_2_PJM_ROR | TVA | PJM_ROR | Internal | Shoulder | B15 | 1203 | 500 | 0 | 95.07 | 99.24 | 9 | 0
2035 | TVA_2_PJM_ROR | TVA | PJM_ROR | Internal | Summer | B1 | 10 | 500 | 0 | 258.76 | 244.76 | 9 | 0
2035 | TVA_2_PJM_ROR | TVA | PJM_ROR | Internal | Summer | B2 | 25 | 500 | 0 | 237.97 | 223.96 | 9 | 0
2035 | TVA_2_PJM_ROR | TVA | PJM_ROR | Internal | Summer | B3 | 75 | 500 | 0 | 229.95 | 223.93 | 9 | 0
2035 | TVA_2_PJM_ROR | TVA | PJM_ROR | Internal | Summer | B4 | 100 | 500 | 0 | 218.61 | 212.6 | 9 | 0
2035 | TVA_2_PJM_ROR | TVA | PJM_ROR | Internal | Summer | B5 | 200 | 500 | 0 | 161.91 | 163.9 | 9 | 0
2035 | TVA_2_PJM_ROR | TVA | PJM_ROR | Internal | Summer | B6 | 300 | 500 | 0 | 137.32 | 145.91 | 9 | 0
2035 | TVA_2_PJM_ROR | TVA | PJM_ROR | Internal | Summer | B7 | 400 | 500 | 0 | 130.33 | 136.24 | 9 | 0
2035 | TVA_2_PJM_ROR | TVA | PJM_ROR | Internal | Summer | B8 | 500 | 500 | 0 | 125.59 | 130.03 | 9 | 0
2035 | TVA_2_PJM_ROR | TVA | PJM_ROR | Internal | Summer | B9 | 800 | 500 | 0 | 117.33 | 117.62 | 9 | 0
2035 | TVA_2_PJM_ROR | TVA | PJM_ROR | Internal | Summer | B10 | 1262 | 500 | 0 | 101.21 | 110.2 | 9 | 0
2035 | TVA_2_PJM_ROR | TVA | PJM_ROR | Internal | Winter | B16 | 25 | 500 | 0 | 125.89 | 129.63 | 9 | 0
2035 | TVA_2_PJM_ROR | TVA | PJM_ROR | Internal | Winter | B17 | 100 | 500 | 0 | 125.87 | 129.63 | 9 | 0
2035 | TVA_2_PJM_ROR | TVA | PJM_ROR | Internal | Winter | B18 | 400 | 500 | 0 | 121.67 | 119.08 | 9 | 0
2035 | TVA_2_PJM_ROR | TVA | PJM_ROR | Internal | Winter | B19 | 700 | 500 | 0 | 121.67 | 118.29 | 9 | 0
2035 | TVA_2_PJM_ROR | TVA | PJM_ROR | Internal | Winter | B20 | 935 | 500 | 0 | 92.62 | 95.44 | 9 | 0
2035 | TVA_2_SOCO | TVA | SOCO | Internal | Shoulder | B11 | 25 | 500 | 0 | 132.04 | 135.25 | 9 | 0
2035 | TVA_2_SOCO | TVA | SOCO | Internal | Shoulder | B12 | 200 | 500 | 0 | 122.85 | 119.26 | 9 | 0
2035 | TVA_2_SOCO | TVA | SOCO | Internal | Shoulder | B13 | 600 | 500 | 0 | 118.6 | 119.26 | 9 | 0
2035 | TVA_2_SOCO | TVA | SOCO | Internal | Shoulder | B14 | 900 | 500 | 0 | 118.6 | 119.26 | 9 | 0
2035 | TVA_2_SOCO | TVA | SOCO | Internal | Shoulder | B15 | 1203 | 500 | 0 | 95.07 | 95.1 | 9 | 0
2035 | TVA_2_SOCO | TVA | SOCO | Internal | Summer | B1 | 10 | 500 | 500 | 258.76 | 741.19 | 9 | 473.42
2035 | TVA_2_SOCO | TVA | SOCO | Internal | Summer | B2 | 25 | 500 | 500 | 237.97 | 550.68 | 9 | 303.71
2035 | TVA_2_SOCO | TVA | SOCO | Internal | Summer | B3 | 75 | 500 | 0 | 229.95 | 238.94 | 9 | 0
2035 | TVA_2_SOCO | TVA | SOCO | Internal | Summer | B4 | 100 | 500 | 0 | 218.61 | 220.46 | 9 | 0
2035 | TVA_2_SOCO | TVA | SOCO | Internal | Summer | B5 | 200 | 500 | 0 | 161.91 | 156.09 | 9 | 0
2035 | TVA_2_SOCO | TVA | SOCO | Internal | Summer | B6 | 300 | 500 | 0 | 137.32 | 137.01 | 9 | 0
2035 | TVA_2_SOCO | TVA | SOCO | Internal | Summer | B7 | 400 | 500 | 0 | 130.33 | 136.24 | 9 | 0
2035 | TVA_2_SOCO | TVA | SOCO | Internal | Summer | B8 | 500 | 500 | 0 | 125.59 | 124.59 | 9 | 0
2035 | TVA_2_SOCO | TVA | SOCO | Internal | Summer | B9 | 800 | 500 | 0 | 117.33 | 117.93 | 9 | 0
2035 | TVA_2_SOCO | TVA | SOCO | Internal | Summer | B10 | 1262 | 500 | 0 | 101.21 | 101.2 | 9 | 0
2035 | TVA_2_SOCO | TVA | SOCO | Internal | Winter | B16 | 25 | 500 | 0 | 125.89 | 134.01 | 9 | 0
2035 | TVA_2_SOCO | TVA | SOCO | Internal | Winter | B17 | 100 | 500 | 0 | 125.87 | 122.22 | 9 | 0
2035 | TVA_2_SOCO | TVA | SOCO | Internal | Winter | B18 | 400 | 500 | 0 | 121.67 | 122.22 | 9 | 0
2035 | TVA_2_SOCO | TVA | SOCO | Internal | Winter | B19 | 700 | 500 | 0 | 121.67 | 122.22 | 9 | 0
2035 | TVA_2_SOCO | TVA | SOCO | Internal | Winter | B20 | 935 | 500 | 0 | 92.62 | 92.45 | 9 | 0
2035 | TVA_2_VACAR | TVA | VACAR | Internal | Shoulder | B11 | 25 | 150 | 0 | 132.04 | 128.25 | 9 | 0
2035 | TVA_2_VACAR | TVA | VACAR | Internal | Shoulder | B12 | 200 | 150 | 0 | 122.85 | 121.07 | 9 | 0
2035 | TVA_2_VACAR | TVA | VACAR | Internal | Shoulder | B13 | 600 | 150 | 0 | 118.6 | 121.07 | 9 | 0
2035 | TVA_2_VACAR | TVA | VACAR | Internal | Shoulder | B14 | 900 | 150 | 0 | 118.6 | 121.07 | 9 | 0
2035 | TVA_2_VACAR | TVA | VACAR | Internal | Shoulder | B15 | 1203 | 150 | 0 | 95.07 | 94.4 | 9 | 0
2035 | TVA_2_VACAR | TVA | VACAR | Internal | Summer | B1 | 10 | 150 | 150 | 258.76 | 734.19 | 9 | 466.42
2035 | TVA_2_VACAR | TVA | VACAR | Internal | Summer | B2 | 25 | 150 | 150 | 237.97 | 543.68 | 9 | 296.71
2035 | TVA_2_VACAR | TVA | VACAR | Internal | Summer | B3 | 75 | 150 | 0 | 229.95 | 231.94 | 9 | 0
2035 | TVA_2_VACAR | TVA | VACAR | Internal | Summer | B4 | 100 | 150 | 0 | 218.61 | 213.46 | 9 | 0
2035 | TVA_2_VACAR | TVA | VACAR | Internal | Summer | B5 | 200 | 150 | 0 | 161.91 | 154.9 | 9 | 0
2035 | TVA_2_VACAR | TVA | VACAR | Internal | Summer | B6 | 300 | 150 | 0 | 137.32 | 137.14 | 9 | 0
2035 | TVA_2_VACAR | TVA | VACAR | Internal | Summer | B7 | 400 | 150 | 0 | 130.33 | 129.24 | 9 | 0
2035 | TVA_2_VACAR | TVA | VACAR | Internal | Summer | B8 | 500 | 150 | 0 | 125.59 | 118.96 | 9 | 0
2035 | TVA_2_VACAR | TVA | VACAR | Internal | Summer | B9 | 800 | 150 | 0 | 117.33 | 118.96 | 9 | 0
2035 | TVA_2_VACAR | TVA | VACAR | Internal | Summer | B10 | 1262 | 150 | 0 | 101.21 | 101.08 | 9 | 0
2035 | TVA_2_VACAR | TVA | VACAR | Internal | Winter | B16 | 25 | 150 | 0 | 125.89 | 127.01 | 9 | 0
2035 | TVA_2_VACAR | TVA | VACAR | Internal | Winter | B17 | 100 | 150 | 0 | 125.87 | 125.9 | 9 | 0
2035 | TVA_2_VACAR | TVA | VACAR | Internal | Winter | B18 | 400 | 150 | 0 | 121.67 | 124.29 | 9 | 0
2035 | TVA_2_VACAR | TVA | VACAR | Internal | Winter | B19 | 700 | 150 | 0 | 121.67 | 124.29 | 9 | 0
2035 | TVA_2_VACAR | TVA | VACAR | Internal | Winter | B20 | 935 | 150 | 0 | 92.62 | 91.44 | 9 | 0
2035 | TVA_Transmission_2_NonRTO_Midwest | TVA_Transmission | NonRTO_Midwest | Internal | Shoulder | B11 | 25 | 700 | 0 | 132.03 | 124.03 | 9 | 0
2035 | TVA_Transmission_2_NonRTO_Midwest | TVA_Transmission | NonRTO_Midwest | Internal | Shoulder | B12 | 200 | 700 | 0 | 122.84 | 118.54 | 9 | 0
2035 | TVA_Transmission_2_NonRTO_Midwest | TVA_Transmission | NonRTO_Midwest | Internal | Shoulder | B13 | 600 | 700 | 0 | 118.89 | 118.54 | 9 | 0
2035 | TVA_Transmission_2_NonRTO_Midwest | TVA_Transmission | NonRTO_Midwest | Internal | Shoulder | B14 | 900 | 700 | 0 | 118.59 | 118.54 | 9 | 0
2035 | TVA_Transmission_2_NonRTO_Midwest | TVA_Transmission | NonRTO_Midwest | Internal | Shoulder | B15 | 1203 | 700 | 700 | 95.06 | 105.09 | 9 | 1.04
2035 | TVA_Transmission_2_NonRTO_Midwest | TVA_Transmission | NonRTO_Midwest | Internal | Summer | B1 | 10 | 700 | 0 | 258.75 | 250.75 | 9 | 0
2035 | TVA_Transmission_2_NonRTO_Midwest | TVA_Transmission | NonRTO_Midwest | Internal | Summer | B2 | 25 | 700 | 0 | 237.96 | 229.96 | 9 | 0
2035 | TVA_Transmission_2_NonRTO_Midwest | TVA_Transmission | NonRTO_Midwest | Internal | Summer | B3 | 75 | 700 | 0 | 229.94 | 221.94 | 9 | 0
2035 | TVA_Transmission_2_NonRTO_Midwest | TVA_Transmission | NonRTO_Midwest | Internal | Summer | B4 | 100 | 700 | 0 | 218.6 | 210.6 | 9 | 0
2035 | TVA_Transmission_2_NonRTO_Midwest | TVA_Transmission | NonRTO_Midwest | Internal | Summer | B5 | 200 | 700 | 0 | 161.9 | 153.9 | 9 | 0
2035 | TVA_Transmission_2_NonRTO_Midwest | TVA_Transmission | NonRTO_Midwest | Internal | Summer | B6 | 300 | 700 | 0 | 141 | 135.91 | 9 | 0
2035 | TVA_Transmission_2_NonRTO_Midwest | TVA_Transmission | NonRTO_Midwest | Internal | Summer | B7 | 400 | 700 | 0 | 134.34 | 130.22 | 9 | 0
2035 | TVA_Transmission_2_NonRTO_Midwest | TVA_Transmission | NonRTO_Midwest | Internal | Summer | B8 | 500 | 700 | 0 | 125.84 | 124.02 | 9 | 0
2035 | TVA_Transmission_2_NonRTO_Midwest | TVA_Transmission | NonRTO_Midwest | Internal | Summer | B9 | 800 | 700 | 0 | 119.64 | 117.03 | 9 | 0
2035 | TVA_Transmission_2_NonRTO_Midwest | TVA_Transmission | NonRTO_Midwest | Internal | Summer | B10 | 1262 | 700 | 0 | 101.2 | 109.21 | 9 | 0
2035 | TVA_Transmission_2_NonRTO_Midwest | TVA_Transmission | NonRTO_Midwest | Internal | Winter | B16 | 25 | 700 | 0 | 125.88 | 125.87 | 9 | 0
2035 | TVA_Transmission_2_NonRTO_Midwest | TVA_Transmission | NonRTO_Midwest | Internal | Winter | B17 | 100 | 700 | 0 | 125.86 | 121.87 | 9 | 0
2035 | TVA_Transmission_2_NonRTO_Midwest | TVA_Transmission | NonRTO_Midwest | Internal | Winter | B18 | 400 | 700 | 0 | 122.08 | 121.86 | 9 | 0
2035 | TVA_Transmission_2_NonRTO_Midwest | TVA_Transmission | NonRTO_Midwest | Internal | Winter | B19 | 700 | 700 | 0 | 121.87 | 121.86 | 9 | 0
2035 | TVA_Transmission_2_NonRTO_Midwest | TVA_Transmission | NonRTO_Midwest | Internal | Winter | B20 | 935 | 700 | 0 | 92.61 | 101.43 | 9 | 0
2035 | TVA_Transmission_2_PJM_ROR | TVA_Transmission | PJM_ROR | Internal | Shoulder | B11 | 25 | 2000 | 0 | 132.03 | 134.04 | 9 | 0
2035 | TVA_Transmission_2_PJM_ROR | TVA_Transmission | PJM_ROR | Internal | Shoulder | B12 | 200 | 2000 | 0 | 122.84 | 116.85 | 9 | 0
2035 | TVA_Transmission_2_PJM_ROR | TVA_Transmission | PJM_ROR | Internal | Shoulder | B13 | 600 | 2000 | 0 | 118.89 | 116.79 | 9 | 0
2035 | TVA_Transmission_2_PJM_ROR | TVA_Transmission | PJM_ROR | Internal | Shoulder | B14 | 900 | 2000 | 0 | 118.59 | 115.07 | 9 | 0
2035 | TVA_Transmission_2_PJM_ROR | TVA_Transmission | PJM_ROR | Internal | Shoulder | B15 | 1203 | 2000 | 0 | 95.06 | 99.24 | 9 | 0
2035 | TVA_Transmission_2_PJM_ROR | TVA_Transmission | PJM_ROR | Internal | Summer | B1 | 10 | 2000 | 0 | 258.75 | 244.76 | 9 | 0
2035 | TVA_Transmission_2_PJM_ROR | TVA_Transmission | PJM_ROR | Internal | Summer | B2 | 25 | 2000 | 0 | 237.96 | 223.96 | 9 | 0
2035 | TVA_Transmission_2_PJM_ROR | TVA_Transmission | PJM_ROR | Internal | Summer | B3 | 75 | 2000 | 0 | 229.94 | 223.93 | 9 | 0
2035 | TVA_Transmission_2_PJM_ROR | TVA_Transmission | PJM_ROR | Internal | Summer | B4 | 100 | 2000 | 0 | 218.6 | 212.6 | 9 | 0
2035 | TVA_Transmission_2_PJM_ROR | TVA_Transmission | PJM_ROR | Internal | Summer | B5 | 200 | 2000 | 0 | 161.9 | 163.9 | 9 | 0
2035 | TVA_Transmission_2_PJM_ROR | TVA_Transmission | PJM_ROR | Internal | Summer | B6 | 300 | 2000 | 0 | 141 | 145.91 | 9 | 0
2035 | TVA_Transmission_2_PJM_ROR | TVA_Transmission | PJM_ROR | Internal | Summer | B7 | 400 | 2000 | 0 | 134.34 | 136.24 | 9 | 0
2035 | TVA_Transmission_2_PJM_ROR | TVA_Transmission | PJM_ROR | Internal | Summer | B8 | 500 | 2000 | 0 | 125.84 | 130.03 | 9 | 0
2035 | TVA_Transmission_2_PJM_ROR | TVA_Transmission | PJM_ROR | Internal | Summer | B9 | 800 | 2000 | 0 | 119.64 | 117.62 | 9 | 0
2035 | TVA_Transmission_2_PJM_ROR | TVA_Transmission | PJM_ROR | Internal | Summer | B10 | 1262 | 2000 | 695.95 | 101.2 | 110.2 | 9 | 0
2035 | TVA_Transmission_2_PJM_ROR | TVA_Transmission | PJM_ROR | Internal | Winter | B16 | 25 | 2000 | 0 | 125.88 | 129.63 | 9 | 0
2035 | TVA_Transmission_2_PJM_ROR | TVA_Transmission | PJM_ROR | Internal | Winter | B17 | 100 | 2000 | 0 | 125.86 | 129.63 | 9 | 0
2035 | TVA_Transmission_2_PJM_ROR | TVA_Transmission | PJM_ROR | Internal | Winter | B18 | 400 | 2000 | 0 | 122.08 | 119.08 | 9 | 0
2035 | TVA_Transmission_2_PJM_ROR | TVA_Transmission | PJM_ROR | Internal | Winter | B19 | 700 | 2000 | 0 | 121.87 | 118.29 | 9 | 0
2035 | TVA_Transmission_2_PJM_ROR | TVA_Transmission | PJM_ROR | Internal | Winter | B20 | 935 | 2000 | 0 | 92.61 | 95.44 | 9 | 0
2035 | TVA_Transmission_2_SOCO | TVA_Transmission | SOCO | Internal | Shoulder | B11 | 25 | 3200 | 0 | 132.03 | 135.25 | 9 | 0
2035 | TVA_Transmission_2_SOCO | TVA_Transmission | SOCO | Internal | Shoulder | B12 | 200 | 3200 | 0 | 122.84 | 119.26 | 9 | 0
2035 | TVA_Transmission_2_SOCO | TVA_Transmission | SOCO | Internal | Shoulder | B13 | 600 | 3200 | 0 | 118.89 | 119.26 | 9 | 0
2035 | TVA_Transmission_2_SOCO | TVA_Transmission | SOCO | Internal | Shoulder | B14 | 900 | 3200 | 0 | 118.59 | 119.26 | 9 | 0
2035 | TVA_Transmission_2_SOCO | TVA_Transmission | SOCO | Internal | Shoulder | B15 | 1203 | 3200 | 0 | 95.06 | 95.1 | 9 | 0
2035 | TVA_Transmission_2_SOCO | TVA_Transmission | SOCO | Internal | Summer | B1 | 10 | 3200 | 3200 | 258.75 | 741.19 | 9 | 473.44
2035 | TVA_Transmission_2_SOCO | TVA_Transmission | SOCO | Internal | Summer | B2 | 25 | 3200 | 3200 | 237.96 | 550.68 | 9 | 303.72
2035 | TVA_Transmission_2_SOCO | TVA_Transmission | SOCO | Internal | Summer | B3 | 75 | 3200 | 356.65 | 229.94 | 238.94 | 9 | 0
2035 | TVA_Transmission_2_SOCO | TVA_Transmission | SOCO | Internal | Summer | B4 | 100 | 3200 | 0 | 218.6 | 220.46 | 9 | 0
2035 | TVA_Transmission_2_SOCO | TVA_Transmission | SOCO | Internal | Summer | B5 | 200 | 3200 | 0 | 161.9 | 156.09 | 9 | 0
2035 | TVA_Transmission_2_SOCO | TVA_Transmission | SOCO | Internal | Summer | B6 | 300 | 3200 | 0 | 141 | 137.01 | 9 | 0
2035 | TVA_Transmission_2_SOCO | TVA_Transmission | SOCO | Internal | Summer | B7 | 400 | 3200 | 0 | 134.34 | 136.24 | 9 | 0
2035 | TVA_Transmission_2_SOCO | TVA_Transmission | SOCO | Internal | Summer | B8 | 500 | 3200 | 0 | 125.84 | 124.59 | 9 | 0
2035 | TVA_Transmission_2_SOCO | TVA_Transmission | SOCO | Internal | Summer | B9 | 800 | 3200 | 0 | 119.64 | 117.93 | 9 | 0
2035 | TVA_Transmission_2_SOCO | TVA_Transmission | SOCO | Internal | Summer | B10 | 1262 | 3200 | 0 | 101.2 | 101.2 | 9 | 0
2035 | TVA_Transmission_2_SOCO | TVA_Transmission | SOCO | Internal | Winter | B16 | 25 | 3200 | 0 | 125.88 | 134.01 | 9 | 0
2035 | TVA_Transmission_2_SOCO | TVA_Transmission | SOCO | Internal | Winter | B17 | 100 | 3200 | 0 | 125.86 | 122.22 | 9 | 0
2035 | TVA_Transmission_2_SOCO | TVA_Transmission | SOCO | Internal | Winter | B18 | 400 | 3200 | 0 | 122.08 | 122.22 | 9 | 0
2035 | TVA_Transmission_2_SOCO | TVA_Transmission | SOCO | Internal | Winter | B19 | 700 | 3200 | 0 | 121.87 | 122.22 | 9 | 0
2035 | TVA_Transmission_2_SOCO | TVA_Transmission | SOCO | Internal | Winter | B20 | 935 | 3200 | 0 | 92.61 | 92.45 | 9 | 0
2035 | TVA_Transmission_2_TVA | TVA_Transmission | TVA | Internal | Shoulder | B11 | 25 | 99999 | 643.16 | 132.03 | 132.04 | 0.01 | 0
2035 | TVA_Transmission_2_TVA | TVA_Transmission | TVA | Internal | Shoulder | B12 | 200 | 99999 | 490.37 | 122.84 | 122.85 | 0.01 | 0
2035 | TVA_Transmission_2_TVA | TVA_Transmission | TVA | Internal | Shoulder | B13 | 600 | 99999 | 0 | 118.89 | 118.6 | 0.01 | 0
2035 | TVA_Transmission_2_TVA | TVA_Transmission | TVA | Internal | Shoulder | B14 | 900 | 99999 | 1693.87 | 118.59 | 118.6 | 0.01 | 0
2035 | TVA_Transmission_2_TVA | TVA_Transmission | TVA | Internal | Shoulder | B15 | 1203 | 99999 | 4187.6 | 95.06 | 95.07 | 0.01 | 0
2035 | TVA_Transmission_2_TVA | TVA_Transmission | TVA | Internal | Summer | B1 | 10 | 99999 | 6090.4 | 258.75 | 258.76 | 0.01 | 0
2035 | TVA_Transmission_2_TVA | TVA_Transmission | TVA | Internal | Summer | B2 | 25 | 99999 | 5375.95 | 237.96 | 237.97 | 0.01 | 0
2035 | TVA_Transmission_2_TVA | TVA_Transmission | TVA | Internal | Summer | B3 | 75 | 99999 | 3316.98 | 229.94 | 229.95 | 0.01 | 0
2035 | TVA_Transmission_2_TVA | TVA_Transmission | TVA | Internal | Summer | B4 | 100 | 99999 | 2667.27 | 218.6 | 218.61 | 0.01 | 0
2035 | TVA_Transmission_2_TVA | TVA_Transmission | TVA | Internal | Summer | B5 | 200 | 99999 | 1181.2 | 161.9 | 161.91 | 0.01 | 0
2035 | TVA_Transmission_2_TVA | TVA_Transmission | TVA | Internal | Summer | B6 | 300 | 99999 | 0 | 141 | 137.32 | 0.01 | 0
2035 | TVA_Transmission_2_TVA | TVA_Transmission | TVA | Internal | Summer | B7 | 400 | 99999 | 0 | 134.34 | 130.33 | 0.01 | 0
2035 | TVA_Transmission_2_TVA | TVA_Transmission | TVA | Internal | Summer | B8 | 500 | 99999 | 0 | 125.84 | 125.59 | 0.01 | 0
2035 | TVA_Transmission_2_TVA | TVA_Transmission | TVA | Internal | Summer | B9 | 800 | 99999 | 0 | 119.64 | 117.33 | 0.01 | 0
2035 | TVA_Transmission_2_TVA | TVA_Transmission | TVA | Internal | Summer | B10 | 1262 | 99999 | 2033.74 | 101.2 | 101.21 | 0.01 | 0
2035 | TVA_Transmission_2_TVA | TVA_Transmission | TVA | Internal | Winter | B16 | 25 | 99999 | 2557.3 | 125.88 | 125.89 | 0.01 | 0
2035 | TVA_Transmission_2_TVA | TVA_Transmission | TVA | Internal | Winter | B17 | 100 | 99999 | 190.24 | 125.86 | 125.87 | 0.01 | 0
2035 | TVA_Transmission_2_TVA | TVA_Transmission | TVA | Internal | Winter | B18 | 400 | 99999 | 0 | 122.08 | 121.67 | 0.01 | 0
2035 | TVA_Transmission_2_TVA | TVA_Transmission | TVA | Internal | Winter | B19 | 700 | 99999 | 0 | 121.87 | 121.67 | 0.01 | 0
2035 | TVA_Transmission_2_TVA | TVA_Transmission | TVA | Internal | Winter | B20 | 935 | 99999 | 4406.65 | 92.61 | 92.62 | 0.01 | 0
2035 | TVA_Transmission_2_VACAR | TVA_Transmission | VACAR | Internal | Shoulder | B11 | 25 | 900 | 0 | 132.03 | 128.25 | 9 | 0
2035 | TVA_Transmission_2_VACAR | TVA_Transmission | VACAR | Internal | Shoulder | B12 | 200 | 900 | 0 | 122.84 | 121.07 | 9 | 0
2035 | TVA_Transmission_2_VACAR | TVA_Transmission | VACAR | Internal | Shoulder | B13 | 600 | 900 | 0 | 118.89 | 121.07 | 9 | 0
2035 | TVA_Transmission_2_VACAR | TVA_Transmission | VACAR | Internal | Shoulder | B14 | 900 | 900 | 0 | 118.59 | 121.07 | 9 | 0
2035 | TVA_Transmission_2_VACAR | TVA_Transmission | VACAR | Internal | Shoulder | B15 | 1203 | 900 | 0 | 95.06 | 94.4 | 9 | 0
2035 | TVA_Transmission_2_VACAR | TVA_Transmission | VACAR | Internal | Summer | B1 | 10 | 900 | 900 | 258.75 | 734.19 | 9 | 466.44
2035 | TVA_Transmission_2_VACAR | TVA_Transmission | VACAR | Internal | Summer | B2 | 25 | 900 | 900 | 237.96 | 543.68 | 9 | 296.72
2035 | TVA_Transmission_2_VACAR | TVA_Transmission | VACAR | Internal | Summer | B3 | 75 | 900 | 0 | 229.94 | 231.94 | 9 | 0
2035 | TVA_Transmission_2_VACAR | TVA_Transmission | VACAR | Internal | Summer | B4 | 100 | 900 | 0 | 218.6 | 213.46 | 9 | 0
2035 | TVA_Transmission_2_VACAR | TVA_Transmission | VACAR | Internal | Summer | B5 | 200 | 900 | 0 | 161.9 | 154.9 | 9 | 0
2035 | TVA_Transmission_2_VACAR | TVA_Transmission | VACAR | Internal | Summer | B6 | 300 | 900 | 0 | 141 | 137.14 | 9 | 0
2035 | TVA_Transmission_2_VACAR | TVA_Transmission | VACAR | Internal | Summer | B7 | 400 | 900 | 0 | 134.34 | 129.24 | 9 | 0
2035 | TVA_Transmission_2_VACAR | TVA_Transmission | VACAR | Internal | Summer | B8 | 500 | 900 | 0 | 125.84 | 118.96 | 9 | 0
2035 | TVA_Transmission_2_VACAR | TVA_Transmission | VACAR | Internal | Summer | B9 | 800 | 900 | 0 | 119.64 | 118.96 | 9 | 0
2035 | TVA_Transmission_2_VACAR | TVA_Transmission | VACAR | Internal | Summer | B10 | 1262 | 900 | 0 | 101.2 | 101.08 | 9 | 0
2035 | TVA_Transmission_2_VACAR | TVA_Transmission | VACAR | Internal | Winter | B16 | 25 | 900 | 0 | 125.88 | 127.01 | 9 | 0
2035 | TVA_Transmission_2_VACAR | TVA_Transmission | VACAR | Internal | Winter | B17 | 100 | 900 | 0 | 125.86 | 125.9 | 9 | 0
2035 | TVA_Transmission_2_VACAR | TVA_Transmission | VACAR | Internal | Winter | B18 | 400 | 900 | 0 | 122.08 | 124.29 | 9 | 0
2035 | TVA_Transmission_2_VACAR | TVA_Transmission | VACAR | Internal | Winter | B19 | 700 | 900 | 0 | 121.87 | 124.29 | 9 | 0
2035 | TVA_Transmission_2_VACAR | TVA_Transmission | VACAR | Internal | Winter | B20 | 935 | 900 | 0 | 92.61 | 91.44 | 9 | 0
2035 | VACAR_2_PJM_ROR | VACAR | PJM_ROR | Internal | Shoulder | B11 | 25 | 2000 | 0 | 128.25 | 134.04 | 7 | 0
2035 | VACAR_2_PJM_ROR | VACAR | PJM_ROR | Internal | Shoulder | B12 | 200 | 2000 | 0 | 121.07 | 116.85 | 7 | 0
2035 | VACAR_2_PJM_ROR | VACAR | PJM_ROR | Internal | Shoulder | B13 | 600 | 2000 | 0 | 121.07 | 116.79 | 7 | 0
2035 | VACAR_2_PJM_ROR | VACAR | PJM_ROR | Internal | Shoulder | B14 | 900 | 2000 | 0 | 121.07 | 115.07 | 7 | 0
2035 | VACAR_2_PJM_ROR | VACAR | PJM_ROR | Internal | Shoulder | B15 | 1203 | 2000 | 0 | 94.4 | 99.24 | 7 | 0
2035 | VACAR_2_PJM_ROR | VACAR | PJM_ROR | Internal | Summer | B1 | 10 | 2000 | 0 | 734.19 | 244.76 | 7 | 0
2035 | VACAR_2_PJM_ROR | VACAR | PJM_ROR | Internal | Summer | B2 | 25 | 2000 | 0 | 543.68 | 223.96 | 7 | 0
2035 | VACAR_2_PJM_ROR | VACAR | PJM_ROR | Internal | Summer | B3 | 75 | 2000 | 0 | 231.94 | 223.93 | 7 | 0
2035 | VACAR_2_PJM_ROR | VACAR | PJM_ROR | Internal | Summer | B4 | 100 | 2000 | 0 | 213.46 | 212.6 | 7 | 0
2035 | VACAR_2_PJM_ROR | VACAR | PJM_ROR | Internal | Summer | B5 | 200 | 2000 | 2000 | 154.9 | 163.9 | 7 | 2
2035 | VACAR_2_PJM_ROR | VACAR | PJM_ROR | Internal | Summer | B6 | 300 | 2000 | 2000 | 137.14 | 145.91 | 7 | 1.77
2035 | VACAR_2_PJM_ROR | VACAR | PJM_ROR | Internal | Summer | B7 | 400 | 2000 | 1998.48 | 129.24 | 136.24 | 7 | 0
2035 | VACAR_2_PJM_ROR | VACAR | PJM_ROR | Internal | Summer | B8 | 500 | 2000 | 2000 | 118.96 | 130.03 | 7 | 4.08
2035 | VACAR_2_PJM_ROR | VACAR | PJM_ROR | Internal | Summer | B9 | 800 | 2000 | 0 | 118.96 | 117.62 | 7 | 0
2035 | VACAR_2_PJM_ROR | VACAR | PJM_ROR | Internal | Summer | B10 | 1262 | 2000 | 2000 | 101.08 | 110.2 | 7 | 2.12
2035 | VACAR_2_PJM_ROR | VACAR | PJM_ROR | Internal | Winter | B16 | 25 | 2000 | 0 | 127.01 | 129.63 | 7 | 0
2035 | VACAR_2_PJM_ROR | VACAR | PJM_ROR | Internal | Winter | B17 | 100 | 2000 | 0 | 125.9 | 129.63 | 7 | 0
2035 | VACAR_2_PJM_ROR | VACAR | PJM_ROR | Internal | Winter | B18 | 400 | 2000 | 0 | 124.29 | 119.08 | 7 | 0
2035 | VACAR_2_PJM_ROR | VACAR | PJM_ROR | Internal | Winter | B19 | 700 | 2000 | 0 | 124.29 | 118.29 | 7 | 0
2035 | VACAR_2_PJM_ROR | VACAR | PJM_ROR | Internal | Winter | B20 | 935 | 2000 | 0 | 91.44 | 95.44 | 7 | 0
2035 | VACAR_2_SOCO | VACAR | SOCO | Internal | Shoulder | B11 | 25 | 3000 | 1542.51 | 128.25 | 135.25 | 7 | 0
2035 | VACAR_2_SOCO | VACAR | SOCO | Internal | Shoulder | B12 | 200 | 3000 | 0 | 121.07 | 119.26 | 7 | 0
2035 | VACAR_2_SOCO | VACAR | SOCO | Internal | Shoulder | B13 | 600 | 3000 | 0 | 121.07 | 119.26 | 7 | 0
2035 | VACAR_2_SOCO | VACAR | SOCO | Internal | Shoulder | B14 | 900 | 3000 | 0 | 121.07 | 119.26 | 7 | 0
2035 | VACAR_2_SOCO | VACAR | SOCO | Internal | Shoulder | B15 | 1203 | 3000 | 0 | 94.4 | 95.1 | 7 | 0
2035 | VACAR_2_SOCO | VACAR | SOCO | Internal | Summer | B1 | 10 | 3000 | 1400.53 | 734.19 | 741.19 | 7 | 0
2035 | VACAR_2_SOCO | VACAR | SOCO | Internal | Summer | B2 | 25 | 3000 | 1423.83 | 543.68 | 550.68 | 7 | 0
2035 | VACAR_2_SOCO | VACAR | SOCO | Internal | Summer | B3 | 75 | 3000 | 2489.63 | 231.94 | 238.94 | 7 | 0
2035 | VACAR_2_SOCO | VACAR | SOCO | Internal | Summer | B4 | 100 | 3000 | 1847.7 | 213.46 | 220.46 | 7 | 0
2035 | VACAR_2_SOCO | VACAR | SOCO | Internal | Summer | B5 | 200 | 3000 | 0 | 154.9 | 156.09 | 7 | 0
2035 | VACAR_2_SOCO | VACAR | SOCO | Internal | Summer | B6 | 300 | 3000 | 0 | 137.14 | 137.01 | 7 | 0
2035 | VACAR_2_SOCO | VACAR | SOCO | Internal | Summer | B7 | 400 | 3000 | 1557.68 | 129.24 | 136.24 | 7 | 0
2035 | VACAR_2_SOCO | VACAR | SOCO | Internal | Summer | B8 | 500 | 3000 | 0 | 118.96 | 124.59 | 7 | 0
2035 | VACAR_2_SOCO | VACAR | SOCO | Internal | Summer | B9 | 800 | 3000 | 0 | 118.96 | 117.93 | 7 | 0
2035 | VACAR_2_SOCO | VACAR | SOCO | Internal | Summer | B10 | 1262 | 3000 | 0 | 101.08 | 101.2 | 7 | 0
2035 | VACAR_2_SOCO | VACAR | SOCO | Internal | Winter | B16 | 25 | 3000 | 493.56 | 127.01 | 134.01 | 7 | 0
2035 | VACAR_2_SOCO | VACAR | SOCO | Internal | Winter | B17 | 100 | 3000 | 0 | 125.9 | 122.22 | 7 | 0
2035 | VACAR_2_SOCO | VACAR | SOCO | Internal | Winter | B18 | 400 | 3000 | 0 | 124.29 | 122.22 | 7 | 0
2035 | VACAR_2_SOCO | VACAR | SOCO | Internal | Winter | B19 | 700 | 3000 | 0 | 124.29 | 122.22 | 7 | 0
2035 | VACAR_2_SOCO | VACAR | SOCO | Internal | Winter | B20 | 935 | 3000 | 0 | 91.44 | 92.45 | 7 | 0
2035 | VACAR_2_TVA_Transmission | VACAR | TVA_Transmission | Internal | Shoulder | B11 | 25 | 900 | 0 | 128.25 | 132.03 | 7 | 0
2035 | VACAR_2_TVA_Transmission | VACAR | TVA_Transmission | Internal | Shoulder | B12 | 200 | 900 | 0 | 121.07 | 122.84 | 7 | 0
2035 | VACAR_2_TVA_Transmission | VACAR | TVA_Transmission | Internal | Shoulder | B13 | 600 | 900 | 0 | 121.07 | 118.89 | 7 | 0
2035 | VACAR_2_TVA_Transmission | VACAR | TVA_Transmission | Internal | Shoulder | B14 | 900 | 900 | 0 | 121.07 | 118.59 | 7 | 0
2035 | VACAR_2_TVA_Transmission | VACAR | TVA_Transmission | Internal | Shoulder | B15 | 1203 | 900 | 0 | 94.4 | 95.06 | 7 | 0
2035 | VACAR_2_TVA_Transmission | VACAR | TVA_Transmission | Internal | Summer | B1 | 10 | 900 | 0 | 734.19 | 258.75 | 7 | 0
2035 | VACAR_2_TVA_Transmission | VACAR | TVA_Transmission | Internal | Summer | B2 | 25 | 900 | 0 | 543.68 | 237.96 | 7 | 0
2035 | VACAR_2_TVA_Transmission | VACAR | TVA_Transmission | Internal | Summer | B3 | 75 | 900 | 0 | 231.94 | 229.94 | 7 | 0
2035 | VACAR_2_TVA_Transmission | VACAR | TVA_Transmission | Internal | Summer | B4 | 100 | 900 | 0 | 213.46 | 218.6 | 7 | 0
2035 | VACAR_2_TVA_Transmission | VACAR | TVA_Transmission | Internal | Summer | B5 | 200 | 900 | 772.18 | 154.9 | 161.9 | 7 | 0
2035 | VACAR_2_TVA_Transmission | VACAR | TVA_Transmission | Internal | Summer | B6 | 300 | 900 | 0 | 137.14 | 141 | 7 | 0
2035 | VACAR_2_TVA_Transmission | VACAR | TVA_Transmission | Internal | Summer | B7 | 400 | 900 | 0 | 129.24 | 134.34 | 7 | 0
2035 | VACAR_2_TVA_Transmission | VACAR | TVA_Transmission | Internal | Summer | B8 | 500 | 900 | 0 | 118.96 | 125.84 | 7 | 0
2035 | VACAR_2_TVA_Transmission | VACAR | TVA_Transmission | Internal | Summer | B9 | 800 | 900 | 0 | 118.96 | 119.64 | 7 | 0
2035 | VACAR_2_TVA_Transmission | VACAR | TVA_Transmission | Internal | Summer | B10 | 1262 | 900 | 0 | 101.08 | 101.2 | 7 | 0
2035 | VACAR_2_TVA_Transmission | VACAR | TVA_Transmission | Internal | Winter | B16 | 25 | 900 | 0 | 127.01 | 125.88 | 7 | 0
2035 | VACAR_2_TVA_Transmission | VACAR | TVA_Transmission | Internal | Winter | B17 | 100 | 900 | 0 | 125.9 | 125.86 | 7 | 0
2035 | VACAR_2_TVA_Transmission | VACAR | TVA_Transmission | Internal | Winter | B18 | 400 | 900 | 0 | 124.29 | 122.08 | 7 | 0
2035 | VACAR_2_TVA_Transmission | VACAR | TVA_Transmission | Internal | Winter | B19 | 700 | 900 | 0 | 124.29 | 121.87 | 7 | 0
2035 | VACAR_2_TVA_Transmission | VACAR | TVA_Transmission | Internal | Winter | B20 | 935 | 900 | 0 | 91.44 | 92.61 | 7 | 0
2040 | ENT_2_MISO_MO-IL | ENT | MISO_MO-IL | Internal | Shoulder | B11 | 25 | 2260 | 0 | 170.89 | 161.9 | 8 | 0
2040 | ENT_2_MISO_MO-IL | ENT | MISO_MO-IL | Internal | Shoulder | B12 | 200 | 2260 | 0 | 144.01 | 150.02 | 8 | 0
2040 | ENT_2_MISO_MO-IL | ENT | MISO_MO-IL | Internal | Shoulder | B13 | 600 | 2260 | 46.59 | 125.27 | 133.27 | 8 | 0
2040 | ENT_2_MISO_MO-IL | ENT | MISO_MO-IL | Internal | Shoulder | B14 | 900 | 2260 | 0 | 121.94 | 125.25 | 8 | 0
2040 | ENT_2_MISO_MO-IL | ENT | MISO_MO-IL | Internal | Shoulder | B15 | 1203 | 2260 | 0 | 65.5 | 71.5 | 8 | 0
2040 | ENT_2_MISO_MO-IL | ENT | MISO_MO-IL | Internal | Summer | B1 | 10 | 2260 | 1743.25 | 328.4 | 336.4 | 8 | 0
2040 | ENT_2_MISO_MO-IL | ENT | MISO_MO-IL | Internal | Summer | B2 | 25 | 2260 | 0 | 297.48 | 297.48 | 8 | 0
2040 | ENT_2_MISO_MO-IL | ENT | MISO_MO-IL | Internal | Summer | B3 | 75 | 2260 | 0 | 298.4 | 297.48 | 8 | 0
2040 | ENT_2_MISO_MO-IL | ENT | MISO_MO-IL | Internal | Summer | B4 | 100 | 2260 | 0 | 262.64 | 262.64 | 8 | 0
2040 | ENT_2_MISO_MO-IL | ENT | MISO_MO-IL | Internal | Summer | B5 | 200 | 2260 | 0 | 190.37 | 190.37 | 8 | 0
2040 | ENT_2_MISO_MO-IL | ENT | MISO_MO-IL | Internal | Summer | B6 | 300 | 2260 | 0 | 186.95 | 182.34 | 8 | 0
2040 | ENT_2_MISO_MO-IL | ENT | MISO_MO-IL | Internal | Summer | B7 | 400 | 2260 | 0 | 182.36 | 174.36 | 8 | 0
2040 | ENT_2_MISO_MO-IL | ENT | MISO_MO-IL | Internal | Summer | B8 | 500 | 2260 | 0 | 169.32 | 161.32 | 8 | 0
2040 | ENT_2_MISO_MO-IL | ENT | MISO_MO-IL | Internal | Summer | B9 | 800 | 2260 | 0 | 154.92 | 152.3 | 8 | 0
2040 | ENT_2_MISO_MO-IL | ENT | MISO_MO-IL | Internal | Summer | B10 | 1262 | 2260 | 1016.75 | 63.5 | 71.5 | 8 | 0
2040 | ENT_2_MISO_MO-IL | ENT | MISO_MO-IL | Internal | Winter | B16 | 25 | 2260 | 0 | 165.29 | 157.29 | 8 | 0
2040 | ENT_2_MISO_MO-IL | ENT | MISO_MO-IL | Internal | Winter | B17 | 100 | 2260 | 0 | 147.65 | 147.65 | 8 | 0
2040 | ENT_2_MISO_MO-IL | ENT | MISO_MO-IL | Internal | Winter | B18 | 400 | 2260 | 0 | 127.84 | 127.84 | 8 | 0
2040 | ENT_2_MISO_MO-IL | ENT | MISO_MO-IL | Internal | Winter | B19 | 700 | 2260 | 0 | 124.68 | 126.78 | 8 | 0
2040 | ENT_2_MISO_MO-IL | ENT | MISO_MO-IL | Internal | Winter | B20 | 935 | 2260 | 0 | 65.9 | 71.5 | 8 | 0
2040 | ENT_2_SOCO | ENT | SOCO | Internal | Shoulder | B11 | 25 | 2000 | 990.92 | 170.89 | 178.89 | 8 | 0
2040 | ENT_2_SOCO | ENT | SOCO | Internal | Shoulder | B12 | 200 | 2000 | 551.81 | 144.01 | 152.01 | 8 | 0
2040 | ENT_2_SOCO | ENT | SOCO | Internal | Shoulder | B13 | 600 | 2000 | 0 | 125.27 | 129.94 | 8 | 0
2040 | ENT_2_SOCO | ENT | SOCO | Internal | Shoulder | B14 | 900 | 2000 | 692.53 | 121.94 | 129.94 | 8 | 0
2040 | ENT_2_SOCO | ENT | SOCO | Internal | Shoulder | B15 | 1203 | 2000 | 651.16 | 65.5 | 73.5 | 8 | 0
2040 | ENT_2_SOCO | ENT | SOCO | Internal | Summer | B1 | 10 | 2000 | 2000 | 328.4 | 751.19 | 8 | 414.79
2040 | ENT_2_SOCO | ENT | SOCO | Internal | Summer | B2 | 25 | 2000 | 2000 | 297.48 | 741.19 | 8 | 435.7
2040 | ENT_2_SOCO | ENT | SOCO | Internal | Summer | B3 | 75 | 2000 | 2000 | 298.4 | 336.41 | 8 | 30
2040 | ENT_2_SOCO | ENT | SOCO | Internal | Summer | B4 | 100 | 2000 | 2000 | 262.64 | 279.64 | 8 | 9
2040 | ENT_2_SOCO | ENT | SOCO | Internal | Summer | B5 | 200 | 2000 | 121.66 | 190.37 | 198.37 | 8 | 0
2040 | ENT_2_SOCO | ENT | SOCO | Internal | Summer | B6 | 300 | 2000 | 0 | 186.95 | 183.34 | 8 | 0
2040 | ENT_2_SOCO | ENT | SOCO | Internal | Summer | B7 | 400 | 2000 | 0 | 182.36 | 183.34 | 8 | 0
2040 | ENT_2_SOCO | ENT | SOCO | Internal | Summer | B8 | 500 | 2000 | 0 | 169.32 | 164.56 | 8 | 0
2040 | ENT_2_SOCO | ENT | SOCO | Internal | Summer | B9 | 800 | 2000 | 0 | 154.92 | 151.91 | 8 | 0
2040 | ENT_2_SOCO | ENT | SOCO | Internal | Summer | B10 | 1262 | 2000 | 0 | 63.5 | 71.05 | 8 | 0
2040 | ENT_2_SOCO | ENT | SOCO | Internal | Winter | B16 | 25 | 2000 | 2000 | 165.29 | 180.21 | 8 | 6.91
2040 | ENT_2_SOCO | ENT | SOCO | Internal | Winter | B17 | 100 | 2000 | 1065.51 | 147.65 | 155.65 | 8 | 0
2040 | ENT_2_SOCO | ENT | SOCO | Internal | Winter | B18 | 400 | 2000 | 0 | 127.84 | 132.68 | 8 | 0
2040 | ENT_2_SOCO | ENT | SOCO | Internal | Winter | B19 | 700 | 2000 | 531.48 | 124.68 | 132.68 | 8 | 0
2040 | ENT_2_SOCO | ENT | SOCO | Internal | Winter | B20 | 935 | 2000 | 0 | 65.9 | 73.5 | 8 | 0
2040 | ENT_2_TVA_Transmission | ENT | TVA_Transmission | Internal | Shoulder | B11 | 25 | 2100 | 0 | 170.89 | 169.89 | 8 | 0
2040 | ENT_2_TVA_Transmission | ENT | TVA_Transmission | Internal | Shoulder | B12 | 200 | 2100 | 0 | 144.01 | 150.23 | 8 | 0
2040 | ENT_2_TVA_Transmission | ENT | TVA_Transmission | Internal | Shoulder | B13 | 600 | 2100 | 1682.81 | 125.27 | 133.27 | 8 | 0
2040 | ENT_2_TVA_Transmission | ENT | TVA_Transmission | Internal | Shoulder | B14 | 900 | 2100 | 2100 | 121.94 | 133.25 | 8 | 3.32
2040 | ENT_2_TVA_Transmission | ENT | TVA_Transmission | Internal | Shoulder | B15 | 1203 | 2100 | 2100 | 65.5 | 79.5 | 8 | 6
2040 | ENT_2_TVA_Transmission | ENT | TVA_Transmission | Internal | Summer | B1 | 10 | 2100 | 2100 | 328.4 | 352.39 | 8 | 15.99
2040 | ENT_2_TVA_Transmission | ENT | TVA_Transmission | Internal | Summer | B2 | 25 | 2100 | 2100 | 297.48 | 313.47 | 8 | 7.99
2040 | ENT_2_TVA_Transmission | ENT | TVA_Transmission | Internal | Summer | B3 | 75 | 2100 | 1891.17 | 298.4 | 306.4 | 8 | 0
2040 | ENT_2_TVA_Transmission | ENT | TVA_Transmission | Internal | Summer | B4 | 100 | 2100 | 737.9 | 262.64 | 270.64 | 8 | 0
2040 | ENT_2_TVA_Transmission | ENT | TVA_Transmission | Internal | Summer | B5 | 200 | 2100 | 0 | 190.37 | 198.35 | 8 | 0
2040 | ENT_2_TVA_Transmission | ENT | TVA_Transmission | Internal | Summer | B6 | 300 | 2100 | 0 | 186.95 | 182.32 | 8 | 0
2040 | ENT_2_TVA_Transmission | ENT | TVA_Transmission | Internal | Summer | B7 | 400 | 2100 | 0 | 182.36 | 174.34 | 8 | 0
2040 | ENT_2_TVA_Transmission | ENT | TVA_Transmission | Internal | Summer | B8 | 500 | 2100 | 0 | 169.32 | 165.02 | 8 | 0
2040 | ENT_2_TVA_Transmission | ENT | TVA_Transmission | Internal | Summer | B9 | 800 | 2100 | 0 | 154.92 | 152.06 | 8 | 0
2040 | ENT_2_TVA_Transmission | ENT | TVA_Transmission | Internal | Summer | B10 | 1262 | 2100 | 0 | 63.5 | 68.24 | 8 | 0
2040 | ENT_2_TVA_Transmission | ENT | TVA_Transmission | Internal | Winter | B16 | 25 | 2100 | 0 | 165.29 | 171.21 | 8 | 0
2040 | ENT_2_TVA_Transmission | ENT | TVA_Transmission | Internal | Winter | B17 | 100 | 2100 | 141.39 | 147.65 | 155.65 | 8 | 0
2040 | ENT_2_TVA_Transmission | ENT | TVA_Transmission | Internal | Winter | B18 | 400 | 2100 | 1735.68 | 127.84 | 135.84 | 8 | 0
2040 | ENT_2_TVA_Transmission | ENT | TVA_Transmission | Internal | Winter | B19 | 700 | 2100 | 2100 | 124.68 | 134.78 | 8 | 2.1
2040 | ENT_2_TVA_Transmission | ENT | TVA_Transmission | Internal | Winter | B20 | 935 | 2100 | 2100 | 65.9 | 79.5 | 8 | 5.59
2040 | FRCC_2_SOCO | FRCC | SOCO | Internal | Shoulder | B11 | 25 | 900 | 0 | 189.96 | 178.89 | 8 | 0
2040 | FRCC_2_SOCO | FRCC | SOCO | Internal | Shoulder | B12 | 200 | 900 | 0 | 162.96 | 152.01 | 8 | 0
2040 | FRCC_2_SOCO | FRCC | SOCO | Internal | Shoulder | B13 | 600 | 900 | 0 | 162.96 | 129.94 | 8 | 0
2040 | FRCC_2_SOCO | FRCC | SOCO | Internal | Shoulder | B14 | 900 | 900 | 0 | 162.96 | 129.94 | 8 | 0
2040 | FRCC_2_SOCO | FRCC | SOCO | Internal | Shoulder | B15 | 1203 | 900 | 900 | 46 | 73.5 | 8 | 19.5
2040 | FRCC_2_SOCO | FRCC | SOCO | Internal | Summer | B1 | 10 | 900 | 0 | 751.19 | 751.19 | 8 | 0
2040 | FRCC_2_SOCO | FRCC | SOCO | Internal | Summer | B2 | 25 | 900 | 0 | 751.19 | 741.19 | 8 | 0
2040 | FRCC_2_SOCO | FRCC | SOCO | Internal | Summer | B3 | 75 | 900 | 0 | 346.41 | 336.41 | 8 | 0
2040 | FRCC_2_SOCO | FRCC | SOCO | Internal | Summer | B4 | 100 | 900 | 141.61 | 271.64 | 279.64 | 8 | 0
2040 | FRCC_2_SOCO | FRCC | SOCO | Internal | Summer | B5 | 200 | 900 | 900 | 188.71 | 198.37 | 8 | 1.65
2040 | FRCC_2_SOCO | FRCC | SOCO | Internal | Summer | B6 | 300 | 900 | 0 | 188.71 | 183.34 | 8 | 0
2040 | FRCC_2_SOCO | FRCC | SOCO | Internal | Summer | B7 | 400 | 900 | 0 | 188.71 | 183.34 | 8 | 0
2040 | FRCC_2_SOCO | FRCC | SOCO | Internal | Summer | B8 | 500 | 900 | 0 | 161.91 | 164.56 | 8 | 0
2040 | FRCC_2_SOCO | FRCC | SOCO | Internal | Summer | B9 | 800 | 900 | 0 | 161.91 | 151.91 | 8 | 0
2040 | FRCC_2_SOCO | FRCC | SOCO | Internal | Summer | B10 | 1262 | 900 | 900 | 48.27 | 71.05 | 8 | 14.79
2040 | FRCC_2_SOCO | FRCC | SOCO | Internal | Winter | B16 | 25 | 900 | 0 | 190.21 | 180.21 | 8 | 0
2040 | FRCC_2_SOCO | FRCC | SOCO | Internal | Winter | B17 | 100 | 900 | 0 | 165.65 | 155.65 | 8 | 0
2040 | FRCC_2_SOCO | FRCC | SOCO | Internal | Winter | B18 | 400 | 900 | 0 | 165.65 | 132.68 | 8 | 0
2040 | FRCC_2_SOCO | FRCC | SOCO | Internal | Winter | B19 | 700 | 900 | 0 | 142.68 | 132.68 | 8 | 0
2040 | FRCC_2_SOCO | FRCC | SOCO | Internal | Winter | B20 | 935 | 900 | 245.29 | 65.5 | 73.5 | 8 | 0
2040 | HQ_NEISO_2_NEISO | HQ_NEISO | NEISO | Internal | Shoulder | B11 | 25 | 99999 | 3633.08 | 62.51 | 62.52 | 0.01 | 0
2040 | HQ_NEISO_2_NEISO | HQ_NEISO | NEISO | Internal | Shoulder | B12 | 200 | 99999 | 3625.93 | 62.51 | 62.52 | 0.01 | 0
2040 | HQ_NEISO_2_NEISO | HQ_NEISO | NEISO | Internal | Shoulder | B13 | 600 | 99999 | 3597.78 | 62.51 | 62.52 | 0.01 | 0
2040 | HQ_NEISO_2_NEISO | HQ_NEISO | NEISO | Internal | Shoulder | B14 | 900 | 99999 | 3548.53 | 62.51 | 62.52 | 0.01 | 0
2040 | HQ_NEISO_2_NEISO | HQ_NEISO | NEISO | Internal | Shoulder | B15 | 1203 | 99999 | 1636.15 | 62.51 | 62.52 | 0.01 | 0
2040 | HQ_NEISO_2_NEISO | HQ_NEISO | NEISO | Internal | Summer | B1 | 10 | 99999 | 4031.99 | 751.18 | 751.19 | 0.01 | 0
2040 | HQ_NEISO_2_NEISO | HQ_NEISO | NEISO | Internal | Summer | B2 | 25 | 99999 | 3984.73 | 751.18 | 751.19 | 0.01 | 0
2040 | HQ_NEISO_2_NEISO | HQ_NEISO | NEISO | Internal | Summer | B3 | 75 | 99999 | 3890.52 | 288.46 | 288.47 | 0.01 | 0
2040 | HQ_NEISO_2_NEISO | HQ_NEISO | NEISO | Internal | Summer | B4 | 100 | 99999 | 3809.54 | 236.09 | 236.1 | 0.01 | 0
2040 | HQ_NEISO_2_NEISO | HQ_NEISO | NEISO | Internal | Summer | B5 | 200 | 99999 | 3765.5 | 133.54 | 133.55 | 0.01 | 0
2040 | HQ_NEISO_2_NEISO | HQ_NEISO | NEISO | Internal | Summer | B6 | 300 | 99999 | 3715.82 | 133.54 | 133.55 | 0.01 | 0
2040 | HQ_NEISO_2_NEISO | HQ_NEISO | NEISO | Internal | Summer | B7 | 400 | 99999 | 3658.9 | 133.54 | 133.55 | 0.01 | 0
2040 | HQ_NEISO_2_NEISO | HQ_NEISO | NEISO | Internal | Summer | B8 | 500 | 99999 | 3614.15 | 133.54 | 133.55 | 0.01 | 0
2040 | HQ_NEISO_2_NEISO | HQ_NEISO | NEISO | Internal | Summer | B9 | 800 | 99999 | 3559.32 | 98.37 | 98.38 | 0.01 | 0
2040 | HQ_NEISO_2_NEISO | HQ_NEISO | NEISO | Internal | Summer | B10 | 1262 | 99999 | 1305.12 | 98.37 | 98.38 | 0.01 | 0
2040 | HQ_NEISO_2_NEISO | HQ_NEISO | NEISO | Internal | Winter | B16 | 25 | 99999 | 3732.2 | 62.51 | 62.52 | 0.01 | 0
2040 | HQ_NEISO_2_NEISO | HQ_NEISO | NEISO | Internal | Winter | B17 | 100 | 99999 | 3692.42 | 62.51 | 62.52 | 0.01 | 0
2040 | HQ_NEISO_2_NEISO | HQ_NEISO | NEISO | Internal | Winter | B18 | 400 | 99999 | 3661.97 | 62.51 | 62.52 | 0.01 | 0
2040 | HQ_NEISO_2_NEISO | HQ_NEISO | NEISO | Internal | Winter | B19 | 700 | 99999 | 3605.25 | 62.51 | 62.52 | 0.01 | 0
2040 | HQ_NEISO_2_NEISO | HQ_NEISO | NEISO | Internal | Winter | B20 | 935 | 99999 | 1783.97 | 62.51 | 62.52 | 0.01 | 0
2040 | HQ_NY_2_NYISO_A-F | HQ_NY | NYISO_A-F | Internal | Shoulder | B11 | 25 | 99999 | 2691.25 | 65.5 | 65.51 | 0.01 | 0
2040 | HQ_NY_2_NYISO_A-F | HQ_NY | NYISO_A-F | Internal | Shoulder | B12 | 200 | 99999 | 2724.3 | 71.51 | 71.52 | 0.01 | 0
2040 | HQ_NY_2_NYISO_A-F | HQ_NY | NYISO_A-F | Internal | Shoulder | B13 | 600 | 99999 | 2662.86 | 65.5 | 65.51 | 0.01 | 0
2040 | HQ_NY_2_NYISO_A-F | HQ_NY | NYISO_A-F | Internal | Shoulder | B14 | 900 | 99999 | 2561.4 | 65.5 | 65.51 | 0.01 | 0
2040 | HQ_NY_2_NYISO_A-F | HQ_NY | NYISO_A-F | Internal | Shoulder | B15 | 1203 | 99999 | 1489.61 | 65.5 | 65.51 | 0.01 | 0
2040 | HQ_NY_2_NYISO_A-F | HQ_NY | NYISO_A-F | Internal | Summer | B1 | 10 | 99999 | 3333.05 | 79.5 | 79.51 | 0.01 | 0
2040 | HQ_NY_2_NYISO_A-F | HQ_NY | NYISO_A-F | Internal | Summer | B2 | 25 | 99999 | 3246 | 108.37 | 108.39 | 0.01 | 0
2040 | HQ_NY_2_NYISO_A-F | HQ_NY | NYISO_A-F | Internal | Summer | B3 | 75 | 99999 | 3115.34 | 108.37 | 108.39 | 0.01 | 0
2040 | HQ_NY_2_NYISO_A-F | HQ_NY | NYISO_A-F | Internal | Summer | B4 | 100 | 99999 | 2975.05 | 108.37 | 108.39 | 0.01 | 0
2040 | HQ_NY_2_NYISO_A-F | HQ_NY | NYISO_A-F | Internal | Summer | B5 | 200 | 99999 | 2890.32 | 108.37 | 108.39 | 0.01 | 0
2040 | HQ_NY_2_NYISO_A-F | HQ_NY | NYISO_A-F | Internal | Summer | B6 | 300 | 99999 | 2805.75 | 108.37 | 108.39 | 0.01 | 0
2040 | HQ_NY_2_NYISO_A-F | HQ_NY | NYISO_A-F | Internal | Summer | B7 | 400 | 99999 | 2708.59 | 108.37 | 108.39 | 0.01 | 0
2040 | HQ_NY_2_NYISO_A-F | HQ_NY | NYISO_A-F | Internal | Summer | B8 | 500 | 99999 | 2642.7 | 79.5 | 79.51 | 0.01 | 0
2040 | HQ_NY_2_NYISO_A-F | HQ_NY | NYISO_A-F | Internal | Summer | B9 | 800 | 99999 | 2553.54 | 79.5 | 79.51 | 0.01 | 0
2040 | HQ_NY_2_NYISO_A-F | HQ_NY | NYISO_A-F | Internal | Summer | B10 | 1262 | 99999 | 1342.41 | 79.5 | 79.51 | 0.01 | 0
2040 | HQ_NY_2_NYISO_A-F | HQ_NY | NYISO_A-F | Internal | Winter | B16 | 25 | 99999 | 2921.38 | 59.51 | 59.52 | 0.01 | 0
2040 | HQ_NY_2_NYISO_A-F | HQ_NY | NYISO_A-F | Internal | Winter | B17 | 100 | 99999 | 2867.47 | 59.51 | 59.52 | 0.01 | 0
2040 | HQ_NY_2_NYISO_A-F | HQ_NY | NYISO_A-F | Internal | Winter | B18 | 400 | 99999 | 2805.5 | 59.51 | 59.52 | 0.01 | 0
2040 | HQ_NY_2_NYISO_A-F | HQ_NY | NYISO_A-F | Internal | Winter | B19 | 700 | 99999 | 2697.59 | 59.51 | 59.52 | 0.01 | 0
2040 | HQ_NY_2_NYISO_A-F | HQ_NY | NYISO_A-F | Internal | Winter | B20 | 935 | 99999 | 1660.59 | 59.51 | 59.52 | 0.01 | 0
2040 | HQ_IESO_2_IESO | HQ_IESO | IESO | Internal | Shoulder | B11 | 25 | 99999 | 1813.74 | 64.51 | 64.52 | 0.01 | 0
2040 | HQ_IESO_2_IESO | HQ_IESO | IESO | Internal | Shoulder | B12 | 200 | 99999 | 1851.76 | 64.51 | 64.52 | 0.01 | 0
2040 | HQ_IESO_2_IESO | HQ_IESO | IESO | Internal | Shoulder | B13 | 600 | 99999 | 1806.3 | 64.51 | 64.52 | 0.01 | 0
2040 | HQ_IESO_2_IESO | HQ_IESO | IESO | Internal | Shoulder | B14 | 900 | 99999 | 1723.21 | 64.51 | 64.52 | 0.01 | 0
2040 | HQ_IESO_2_IESO | HQ_IESO | IESO | Internal | Shoulder | B15 | 1203 | 99999 | 1191.51 | 64.51 | 64.52 | 0.01 | 0
2040 | HQ_IESO_2_IESO | HQ_IESO | IESO | Internal | Summer | B1 | 10 | 99999 | 2248 | 72.5 | 72.51 | 0.01 | 0
2040 | HQ_IESO_2_IESO | HQ_IESO | IESO | Internal | Summer | B2 | 25 | 99999 | 2168.22 | 101.37 | 101.39 | 0.01 | 0
2040 | HQ_IESO_2_IESO | HQ_IESO | IESO | Internal | Summer | B3 | 75 | 99999 | 2053.98 | 101.37 | 101.39 | 0.01 | 0
2040 | HQ_IESO_2_IESO | HQ_IESO | IESO | Internal | Summer | B4 | 100 | 99999 | 1980.41 | 79.46 | 79.47 | 0.01 | 0
2040 | HQ_IESO_2_IESO | HQ_IESO | IESO | Internal | Summer | B5 | 200 | 99999 | 1925.15 | 68.5 | 68.51 | 0.01 | 0
2040 | HQ_IESO_2_IESO | HQ_IESO | IESO | Internal | Summer | B6 | 300 | 99999 | 1880.07 | 68.5 | 68.51 | 0.01 | 0
2040 | HQ_IESO_2_IESO | HQ_IESO | IESO | Internal | Summer | B7 | 400 | 99999 | 1823.21 | 68.5 | 68.51 | 0.01 | 0
2040 | HQ_IESO_2_IESO | HQ_IESO | IESO | Internal | Summer | B8 | 500 | 99999 | 1760.86 | 68.5 | 68.51 | 0.01 | 0
2040 | HQ_IESO_2_IESO | HQ_IESO | IESO | Internal | Summer | B9 | 800 | 99999 | 1692.97 | 68.5 | 68.51 | 0.01 | 0
2040 | HQ_IESO_2_IESO | HQ_IESO | IESO | Internal | Summer | B10 | 1262 | 99999 | 1128.42 | 68.5 | 68.51 | 0.01 | 0
2040 | HQ_IESO_2_IESO | HQ_IESO | IESO | Internal | Winter | B16 | 25 | 99999 | 2031.74 | 64.51 | 64.52 | 0.01 | 0
2040 | HQ_IESO_2_IESO | HQ_IESO | IESO | Internal | Winter | B17 | 100 | 99999 | 1987.01 | 64.51 | 64.52 | 0.01 | 0
2040 | HQ_IESO_2_IESO | HQ_IESO | IESO | Internal | Winter | B18 | 400 | 99999 | 1935.5 | 64.51 | 64.52 | 0.01 | 0
2040 | HQ_IESO_2_IESO | HQ_IESO | IESO | Internal | Winter | B19 | 700 | 99999 | 1843.66 | 64.51 | 64.52 | 0.01 | 0
2040 | HQ_IESO_2_IESO | HQ_IESO | IESO | Internal | Winter | B20 | 935 | 99999 | 1306.45 | 64.51 | 64.52 | 0.01 | 0
2040 | IESO_2_MAPP_CA | IESO | MAPP_CA | Internal | Shoulder | B11 | 25 | 269 | 0 | 64.52 | 71.47 | 7 | 0
2040 | IESO_2_MAPP_CA | IESO | MAPP_CA | Internal | Shoulder | B12 | 200 | 269 | 0 | 64.52 | 71.47 | 7 | 0
2040 | IESO_2_MAPP_CA | IESO | MAPP_CA | Internal | Shoulder | B13 | 600 | 269 | 0 | 64.52 | 71.47 | 7 | 0
2040 | IESO_2_MAPP_CA | IESO | MAPP_CA | Internal | Shoulder | B14 | 900 | 269 | 0 | 64.52 | 71.47 | 7 | 0
2040 | IESO_2_MAPP_CA | IESO | MAPP_CA | Internal | Shoulder | B15 | 1203 | 269 | 0 | 64.52 | 71.47 | 7 | 0
2040 | IESO_2_MAPP_CA | IESO | MAPP_CA | Internal | Summer | B1 | 10 | 269 | 0 | 72.51 | 71.47 | 7 | 0
2040 | IESO_2_MAPP_CA | IESO | MAPP_CA | Internal | Summer | B2 | 25 | 269 | 0 | 101.39 | 71.47 | 7 | 0
2040 | IESO_2_MAPP_CA | IESO | MAPP_CA | Internal | Summer | B3 | 75 | 269 | 0 | 101.39 | 71.47 | 7 | 0
2040 | IESO_2_MAPP_CA | IESO | MAPP_CA | Internal | Summer | B4 | 100 | 269 | 0 | 79.47 | 71.47 | 7 | 0
2040 | IESO_2_MAPP_CA | IESO | MAPP_CA | Internal | Summer | B5 | 200 | 269 | 0 | 68.51 | 71.47 | 7 | 0
2040 | IESO_2_MAPP_CA | IESO | MAPP_CA | Internal | Summer | B6 | 300 | 269 | 0 | 68.51 | 71.47 | 7 | 0
2040 | IESO_2_MAPP_CA | IESO | MAPP_CA | Internal | Summer | B7 | 400 | 269 | 0 | 68.51 | 71.47 | 7 | 0
2040 | IESO_2_MAPP_CA | IESO | MAPP_CA | Internal | Summer | B8 | 500 | 269 | 0 | 68.51 | 71.47 | 7 | 0
2040 | IESO_2_MAPP_CA | IESO | MAPP_CA | Internal | Summer | B9 | 800 | 269 | 0 | 68.51 | 71.47 | 7 | 0
2040 | IESO_2_MAPP_CA | IESO | MAPP_CA | Internal | Summer | B10 | 1262 | 269 | 0 | 68.51 | 71.47 | 7 | 0
2040 | IESO_2_MAPP_CA | IESO | MAPP_CA | Internal | Winter | B16 | 25 | 269 | 0 | 64.52 | 71.5 | 7 | 0
2040 | IESO_2_MAPP_CA | IESO | MAPP_CA | Internal | Winter | B17 | 100 | 269 | 0 | 64.52 | 71.5 | 7 | 0
2040 | IESO_2_MAPP_CA | IESO | MAPP_CA | Internal | Winter | B18 | 400 | 269 | 132.09 | 64.52 | 71.52 | 7 | 0
2040 | IESO_2_MAPP_CA | IESO | MAPP_CA | Internal | Winter | B19 | 700 | 269 | 111.32 | 64.52 | 71.52 | 7 | 0
2040 | IESO_2_MAPP_CA | IESO | MAPP_CA | Internal | Winter | B20 | 935 | 269 | 0 | 64.52 | 71.5 | 7 | 0
2040 | IESO_2_MISO_MI | IESO | MISO_MI | Internal | Shoulder | B11 | 25 | 3125 | 3125 | 64.52 | 153.9 | 7 | 82.38
2040 | IESO_2_MISO_MI | IESO | MISO_MI | Internal | Shoulder | B12 | 200 | 3125 | 3125 | 64.52 | 150.05 | 7 | 78.53
2040 | IESO_2_MISO_MI | IESO | MISO_MI | Internal | Shoulder | B13 | 600 | 3125 | 3125 | 64.52 | 144.25 | 7 | 72.73
2040 | IESO_2_MISO_MI | IESO | MISO_MI | Internal | Shoulder | B14 | 900 | 3125 | 3125 | 64.52 | 144.25 | 7 | 72.73
2040 | IESO_2_MISO_MI | IESO | MISO_MI | Internal | Shoulder | B15 | 1203 | 3125 | 1836.07 | 64.52 | 71.52 | 7 | 0
2040 | IESO_2_MISO_MI | IESO | MISO_MI | Internal | Summer | B1 | 10 | 3125 | 3125 | 72.51 | 336.4 | 7 | 256.89
2040 | IESO_2_MISO_MI | IESO | MISO_MI | Internal | Summer | B2 | 25 | 3125 | 3125 | 101.39 | 297.47 | 7 | 189.09
2040 | IESO_2_MISO_MI | IESO | MISO_MI | Internal | Summer | B3 | 75 | 3125 | 3125 | 101.39 | 297.46 | 7 | 189.07
2040 | IESO_2_MISO_MI | IESO | MISO_MI | Internal | Summer | B4 | 100 | 3125 | 3125 | 79.47 | 262.64 | 7 | 176.17
2040 | IESO_2_MISO_MI | IESO | MISO_MI | Internal | Summer | B5 | 200 | 3125 | 3125 | 68.51 | 190.37 | 7 | 114.86
2040 | IESO_2_MISO_MI | IESO | MISO_MI | Internal | Summer | B6 | 300 | 3125 | 3125 | 68.51 | 182.34 | 7 | 106.83
2040 | IESO_2_MISO_MI | IESO | MISO_MI | Internal | Summer | B7 | 400 | 3125 | 3125 | 68.51 | 174.36 | 7 | 98.85
2040 | IESO_2_MISO_MI | IESO | MISO_MI | Internal | Summer | B8 | 500 | 3125 | 3125 | 68.51 | 161.32 | 7 | 85.81
2040 | IESO_2_MISO_MI | IESO | MISO_MI | Internal | Summer | B9 | 800 | 3125 | 3125 | 68.51 | 152.3 | 7 | 76.8
2040 | IESO_2_MISO_MI | IESO | MISO_MI | Internal | Summer | B10 | 1262 | 3125 | 2998.28 | 68.51 | 75.51 | 7 | 0
2040 | IESO_2_MISO_MI | IESO | MISO_MI | Internal | Winter | B16 | 25 | 3125 | 3125 | 64.52 | 157.34 | 7 | 85.82
2040 | IESO_2_MISO_MI | IESO | MISO_MI | Internal | Winter | B17 | 100 | 3125 | 3125 | 64.52 | 157.29 | 7 | 85.77
2040 | IESO_2_MISO_MI | IESO | MISO_MI | Internal | Winter | B18 | 400 | 3125 | 3125 | 64.52 | 146.22 | 7 | 74.7
2040 | IESO_2_MISO_MI | IESO | MISO_MI | Internal | Winter | B19 | 700 | 3125 | 3125 | 64.52 | 146.22 | 7 | 74.7
2040 | IESO_2_MISO_MI | IESO | MISO_MI | Internal | Winter | B20 | 935 | 3125 | 2251.7 | 64.52 | 71.52 | 7 | 0
2040 | IESO_2_MISO_W | IESO | MISO_W | Internal | Shoulder | B11 | 25 | 195 | 195 | 64.52 | 161.89 | 7 | 90.37
2040 | IESO_2_MISO_W | IESO | MISO_W | Internal | Shoulder | B12 | 200 | 195 | 195 | 64.52 | 150.01 | 7 | 78.49
2040 | IESO_2_MISO_W | IESO | MISO_W | Internal | Shoulder | B13 | 600 | 195 | 195 | 64.52 | 133.25 | 7 | 61.73
2040 | IESO_2_MISO_W | IESO | MISO_W | Internal | Shoulder | B14 | 900 | 195 | 195 | 64.52 | 78.88 | 7 | 7.36
2040 | IESO_2_MISO_W | IESO | MISO_W | Internal | Shoulder | B15 | 1203 | 195 | 0 | 64.52 | 71.48 | 7 | 0
2040 | IESO_2_MISO_W | IESO | MISO_W | Internal | Summer | B1 | 10 | 195 | 195 | 72.51 | 336.4 | 7 | 256.89
2040 | IESO_2_MISO_W | IESO | MISO_W | Internal | Summer | B2 | 25 | 195 | 195 | 101.39 | 297.47 | 7 | 189.09
2040 | IESO_2_MISO_W | IESO | MISO_W | Internal | Summer | B3 | 75 | 195 | 195 | 101.39 | 297.46 | 7 | 189.07
2040 | IESO_2_MISO_W | IESO | MISO_W | Internal | Summer | B4 | 100 | 195 | 195 | 79.47 | 262.63 | 7 | 176.16
2040 | IESO_2_MISO_W | IESO | MISO_W | Internal | Summer | B5 | 200 | 195 | 195 | 68.51 | 190.35 | 7 | 114.84
2040 | IESO_2_MISO_W | IESO | MISO_W | Internal | Summer | B6 | 300 | 195 | 195 | 68.51 | 180.33 | 7 | 104.82
2040 | IESO_2_MISO_W | IESO | MISO_W | Internal | Summer | B7 | 400 | 195 | 195 | 68.51 | 170.36 | 7 | 94.85
2040 | IESO_2_MISO_W | IESO | MISO_W | Internal | Summer | B8 | 500 | 195 | 195 | 68.51 | 157.32 | 7 | 81.81
2040 | IESO_2_MISO_W | IESO | MISO_W | Internal | Summer | B9 | 800 | 195 | 195 | 68.51 | 150.06 | 7 | 74.55
2040 | IESO_2_MISO_W | IESO | MISO_W | Internal | Summer | B10 | 1262 | 195 | 0 | 68.51 | 71.48 | 7 | 0
2040 | IESO_2_MISO_W | IESO | MISO_W | Internal | Winter | B16 | 25 | 195 | 0 | 64.52 | 71.48 | 7 | 0
2040 | IESO_2_MISO_W | IESO | MISO_W | Internal | Winter | B17 | 100 | 195 | 0 | 64.52 | 71.48 | 7 | 0
2040 | IESO_2_MISO_W | IESO | MISO_W | Internal | Winter | B18 | 400 | 195 | 195 | 64.52 | 88.5 | 7 | 16.98
2040 | IESO_2_MISO_W | IESO | MISO_W | Internal | Winter | B19 | 700 | 195 | 195 | 64.52 | 126.77 | 7 | 55.25
2040 | IESO_2_MISO_W | IESO | MISO_W | Internal | Winter | B20 | 935 | 195 | 0 | 64.52 | 71.48 | 7 | 0
2040 | IESO_2_NYISO_A-F | IESO | NYISO_A-F | Internal | Shoulder | B11 | 25 | 2224 | 0 | 64.52 | 65.51 | 7 | 0
2040 | IESO_2_NYISO_A-F | IESO | NYISO_A-F | Internal | Shoulder | B12 | 200 | 2224 | 52.46 | 64.52 | 71.52 | 7 | 0
2040 | IESO_2_NYISO_A-F | IESO | NYISO_A-F | Internal | Shoulder | B13 | 600 | 2224 | 0 | 64.52 | 65.51 | 7 | 0
2040 | IESO_2_NYISO_A-F | IESO | NYISO_A-F | Internal | Shoulder | B14 | 900 | 2224 | 0 | 64.52 | 65.51 | 7 | 0
2040 | IESO_2_NYISO_A-F | IESO | NYISO_A-F | Internal | Shoulder | B15 | 1203 | 2224 | 0 | 64.52 | 65.51 | 7 | 0
2040 | IESO_2_NYISO_A-F | IESO | NYISO_A-F | Internal | Summer | B1 | 10 | 2224 | 287.3 | 72.51 | 79.51 | 7 | 0
2040 | IESO_2_NYISO_A-F | IESO | NYISO_A-F | Internal | Summer | B2 | 25 | 2224 | 1344.53 | 101.39 | 108.39 | 7 | 0
2040 | IESO_2_NYISO_A-F | IESO | NYISO_A-F | Internal | Summer | B3 | 75 | 2224 | 2024.89 | 101.39 | 108.39 | 7 | 0
2040 | IESO_2_NYISO_A-F | IESO | NYISO_A-F | Internal | Summer | B4 | 100 | 2224 | 2224 | 79.47 | 108.39 | 7 | 21.91
2040 | IESO_2_NYISO_A-F | IESO | NYISO_A-F | Internal | Summer | B5 | 200 | 2224 | 2224 | 68.51 | 108.39 | 7 | 32.88
2040 | IESO_2_NYISO_A-F | IESO | NYISO_A-F | Internal | Summer | B6 | 300 | 2224 | 2224 | 68.51 | 108.39 | 7 | 32.88
2040 | IESO_2_NYISO_A-F | IESO | NYISO_A-F | Internal | Summer | B7 | 400 | 2224 | 2224 | 68.51 | 108.39 | 7 | 32.88
2040 | IESO_2_NYISO_A-F | IESO | NYISO_A-F | Internal | Summer | B8 | 500 | 2224 | 2224 | 68.51 | 79.51 | 7 | 4
2040 | IESO_2_NYISO_A-F | IESO | NYISO_A-F | Internal | Summer | B9 | 800 | 2224 | 2224 | 68.51 | 79.51 | 7 | 4
2040 | IESO_2_NYISO_A-F | IESO | NYISO_A-F | Internal | Summer | B10 | 1262 | 2224 | 2224 | 68.51 | 79.51 | 7 | 4
2040 | IESO_2_NYISO_A-F | IESO | NYISO_A-F | Internal | Winter | B16 | 25 | 2224 | 0 | 64.52 | 59.52 | 7 | 0
2040 | IESO_2_NYISO_A-F | IESO | NYISO_A-F | Internal | Winter | B17 | 100 | 2224 | 0 | 64.52 | 59.52 | 7 | 0
2040 | IESO_2_NYISO_A-F | IESO | NYISO_A-F | Internal | Winter | B18 | 400 | 2224 | 0 | 64.52 | 59.52 | 7 | 0
2040 | IESO_2_NYISO_A-F | IESO | NYISO_A-F | Internal | Winter | B19 | 700 | 2224 | 0 | 64.52 | 59.52 | 7 | 0
2040 | IESO_2_NYISO_A-F | IESO | NYISO_A-F | Internal | Winter | B20 | 935 | 2224 | 0 | 64.52 | 59.52 | 7 | 0
2040 | MAPP_CA_2_IESO | MAPP_CA | IESO | Internal | Shoulder | B11 | 25 | 337 | 0 | 71.47 | 64.52 | 8 | 0
2040 | MAPP_CA_2_IESO | MAPP_CA | IESO | Internal | Shoulder | B12 | 200 | 337 | 0 | 71.47 | 64.52 | 8 | 0
2040 | MAPP_CA_2_IESO | MAPP_CA | IESO | Internal | Shoulder | B13 | 600 | 337 | 0 | 71.47 | 64.52 | 8 | 0
2040 | MAPP_CA_2_IESO | MAPP_CA | IESO | Internal | Shoulder | B14 | 900 | 337 | 0 | 71.47 | 64.52 | 8 | 0
2040 | MAPP_CA_2_IESO | MAPP_CA | IESO | Internal | Shoulder | B15 | 1203 | 337 | 0 | 71.47 | 64.52 | 8 | 0
2040 | MAPP_CA_2_IESO | MAPP_CA | IESO | Internal | Summer | B1 | 10 | 337 | 0 | 71.47 | 72.51 | 8 | 0
2040 | MAPP_CA_2_IESO | MAPP_CA | IESO | Internal | Summer | B2 | 25 | 337 | 337 | 71.47 | 101.39 | 8 | 21.91
2040 | MAPP_CA_2_IESO | MAPP_CA | IESO | Internal | Summer | B3 | 75 | 337 | 337 | 71.47 | 101.39 | 8 | 21.91
2040 | MAPP_CA_2_IESO | MAPP_CA | IESO | Internal | Summer | B4 | 100 | 337 | 316.6 | 71.47 | 79.47 | 8 | 0
2040 | MAPP_CA_2_IESO | MAPP_CA | IESO | Internal | Summer | B5 | 200 | 337 | 0 | 71.47 | 68.51 | 8 | 0
2040 | MAPP_CA_2_IESO | MAPP_CA | IESO | Internal | Summer | B6 | 300 | 337 | 0 | 71.47 | 68.51 | 8 | 0
2040 | MAPP_CA_2_IESO | MAPP_CA | IESO | Internal | Summer | B7 | 400 | 337 | 0 | 71.47 | 68.51 | 8 | 0
2040 | MAPP_CA_2_IESO | MAPP_CA | IESO | Internal | Summer | B8 | 500 | 337 | 0 | 71.47 | 68.51 | 8 | 0
2040 | MAPP_CA_2_IESO | MAPP_CA | IESO | Internal | Summer | B9 | 800 | 337 | 0 | 71.47 | 68.51 | 8 | 0
2040 | MAPP_CA_2_IESO | MAPP_CA | IESO | Internal | Summer | B10 | 1262 | 337 | 0 | 71.47 | 68.51 | 8 | 0
2040 | MAPP_CA_2_IESO | MAPP_CA | IESO | Internal | Winter | B16 | 25 | 337 | 0 | 71.5 | 64.52 | 8 | 0
2040 | MAPP_CA_2_IESO | MAPP_CA | IESO | Internal | Winter | B17 | 100 | 337 | 0 | 71.5 | 64.52 | 8 | 0
2040 | MAPP_CA_2_IESO | MAPP_CA | IESO | Internal | Winter | B18 | 400 | 337 | 0 | 71.52 | 64.52 | 8 | 0
2040 | MAPP_CA_2_IESO | MAPP_CA | IESO | Internal | Winter | B19 | 700 | 337 | 0 | 71.52 | 64.52 | 8 | 0
2040 | MAPP_CA_2_IESO | MAPP_CA | IESO | Internal | Winter | B20 | 935 | 337 | 0 | 71.5 | 64.52 | 8 | 0
2040 | MAPP_CA_2_MAPP_US | MAPP_CA | MAPP_US | Internal | Shoulder | B11 | 25 | 372 | 372 | 71.47 | 154.89 | 7 | 76.41
2040 | MAPP_CA_2_MAPP_US | MAPP_CA | MAPP_US | Internal | Shoulder | B12 | 200 | 372 | 372 | 71.47 | 81.66 | 7 | 3.19
2040 | MAPP_CA_2_MAPP_US | MAPP_CA | MAPP_US | Internal | Shoulder | B13 | 600 | 372 | 0 | 71.47 | 71.88 | 7 | 0
2040 | MAPP_CA_2_MAPP_US | MAPP_CA | MAPP_US | Internal | Shoulder | B14 | 900 | 372 | 0 | 71.47 | 71.88 | 7 | 0
2040 | MAPP_CA_2_MAPP_US | MAPP_CA | MAPP_US | Internal | Shoulder | B15 | 1203 | 372 | 0 | 71.47 | 71.48 | 7 | 0
2040 | MAPP_CA_2_MAPP_US | MAPP_CA | MAPP_US | Internal | Summer | B1 | 10 | 372 | 372 | 71.47 | 329.4 | 7 | 250.93
2040 | MAPP_CA_2_MAPP_US | MAPP_CA | MAPP_US | Internal | Summer | B2 | 25 | 372 | 372 | 71.47 | 290.47 | 7 | 212
2040 | MAPP_CA_2_MAPP_US | MAPP_CA | MAPP_US | Internal | Summer | B3 | 75 | 372 | 372 | 71.47 | 290.46 | 7 | 211.99
2040 | MAPP_CA_2_MAPP_US | MAPP_CA | MAPP_US | Internal | Summer | B4 | 100 | 372 | 372 | 71.47 | 255.63 | 7 | 177.16
2040 | MAPP_CA_2_MAPP_US | MAPP_CA | MAPP_US | Internal | Summer | B5 | 200 | 372 | 372 | 71.47 | 183.35 | 7 | 104.88
2040 | MAPP_CA_2_MAPP_US | MAPP_CA | MAPP_US | Internal | Summer | B6 | 300 | 372 | 372 | 71.47 | 174.94 | 7 | 96.47
2040 | MAPP_CA_2_MAPP_US | MAPP_CA | MAPP_US | Internal | Summer | B7 | 400 | 372 | 372 | 71.47 | 163.36 | 7 | 84.88
2040 | MAPP_CA_2_MAPP_US | MAPP_CA | MAPP_US | Internal | Summer | B8 | 500 | 372 | 372 | 71.47 | 150.32 | 7 | 71.85
2040 | MAPP_CA_2_MAPP_US | MAPP_CA | MAPP_US | Internal | Summer | B9 | 800 | 372 | 372 | 71.47 | 143.06 | 7 | 64.58
2040 | MAPP_CA_2_MAPP_US | MAPP_CA | MAPP_US | Internal | Summer | B10 | 1262 | 372 | 0 | 71.47 | 71.48 | 7 | 0
2040 | MAPP_CA_2_MAPP_US | MAPP_CA | MAPP_US | Internal | Winter | B16 | 25 | 372 | 0 | 71.5 | 71.48 | 7 | 0
2040 | MAPP_CA_2_MAPP_US | MAPP_CA | MAPP_US | Internal | Winter | B17 | 100 | 372 | 0 | 71.5 | 71.48 | 7 | 0
2040 | MAPP_CA_2_MAPP_US | MAPP_CA | MAPP_US | Internal | Winter | B18 | 400 | 372 | 372 | 71.52 | 81.5 | 7 | 2.98
2040 | MAPP_CA_2_MAPP_US | MAPP_CA | MAPP_US | Internal | Winter | B19 | 700 | 372 | 372 | 71.52 | 81.5 | 7 | 2.98
2040 | MAPP_CA_2_MAPP_US | MAPP_CA | MAPP_US | Internal | Winter | B20 | 935 | 372 | 0 | 71.5 | 71.48 | 7 | 0
2040 | MAPP_CA_2_MISO_W | MAPP_CA | MISO_W | Internal | Shoulder | B11 | 25 | 1970 | 1970 | 71.47 | 161.89 | 0.01 | 90.4
2040 | MAPP_CA_2_MISO_W | MAPP_CA | MISO_W | Internal | Shoulder | B12 | 200 | 1970 | 1970 | 71.47 | 150.01 | 0.01 | 78.53
2040 | MAPP_CA_2_MISO_W | MAPP_CA | MISO_W | Internal | Shoulder | B13 | 600 | 1970 | 1970 | 71.47 | 133.25 | 0.01 | 61.77
2040 | MAPP_CA_2_MISO_W | MAPP_CA | MISO_W | Internal | Shoulder | B14 | 900 | 1970 | 1970 | 71.47 | 78.88 | 0.01 | 7.39
2040 | MAPP_CA_2_MISO_W | MAPP_CA | MISO_W | Internal | Shoulder | B15 | 1203 | 1970 | 338.12 | 71.47 | 71.48 | 0.01 | 0
2040 | MAPP_CA_2_MISO_W | MAPP_CA | MISO_W | Internal | Summer | B1 | 10 | 1970 | 1970 | 71.47 | 336.4 | 0.01 | 264.91
2040 | MAPP_CA_2_MISO_W | MAPP_CA | MISO_W | Internal | Summer | B2 | 25 | 1970 | 1970 | 71.47 | 297.47 | 0.01 | 225.99
2040 | MAPP_CA_2_MISO_W | MAPP_CA | MISO_W | Internal | Summer | B3 | 75 | 1970 | 1970 | 71.47 | 297.46 | 0.01 | 225.97
2040 | MAPP_CA_2_MISO_W | MAPP_CA | MISO_W | Internal | Summer | B4 | 100 | 1970 | 1970 | 71.47 | 262.63 | 0.01 | 191.15
2040 | MAPP_CA_2_MISO_W | MAPP_CA | MISO_W | Internal | Summer | B5 | 200 | 1970 | 1970 | 71.47 | 190.35 | 0.01 | 118.87
2040 | MAPP_CA_2_MISO_W | MAPP_CA | MISO_W | Internal | Summer | B6 | 300 | 1970 | 1970 | 71.47 | 180.33 | 0.01 | 108.84
2040 | MAPP_CA_2_MISO_W | MAPP_CA | MISO_W | Internal | Summer | B7 | 400 | 1970 | 1970 | 71.47 | 170.36 | 0.01 | 98.87
2040 | MAPP_CA_2_MISO_W | MAPP_CA | MISO_W | Internal | Summer | B8 | 500 | 1970 | 1970 | 71.47 | 157.32 | 0.01 | 85.84
2040 | MAPP_CA_2_MISO_W | MAPP_CA | MISO_W | Internal | Summer | B9 | 800 | 1970 | 1970 | 71.47 | 150.06 | 0.01 | 78.57
2040 | MAPP_CA_2_MISO_W | MAPP_CA | MISO_W | Internal | Summer | B10 | 1262 | 1970 | 894.63 | 71.47 | 71.48 | 0.01 | 0
2040 | MAPP_CA_2_MISO_W | MAPP_CA | MISO_W | Internal | Winter | B16 | 25 | 1970 | 0 | 71.5 | 71.48 | 0.01 | 0
2040 | MAPP_CA_2_MISO_W | MAPP_CA | MISO_W | Internal | Winter | B17 | 100 | 1970 | 0 | 71.5 | 71.48 | 0.01 | 0
2040 | MAPP_CA_2_MISO_W | MAPP_CA | MISO_W | Internal | Winter | B18 | 400 | 1970 | 1970 | 71.52 | 88.5 | 0.01 | 16.96
2040 | MAPP_CA_2_MISO_W | MAPP_CA | MISO_W | Internal | Winter | B19 | 700 | 1970 | 1970 | 71.52 | 126.77 | 0.01 | 55.24
2040 | MAPP_CA_2_MISO_W | MAPP_CA | MISO_W | Internal | Winter | B20 | 935 | 1970 | 0 | 71.5 | 71.48 | 0.01 | 0
2040 | MAPP_US_2_MAPP_CA | MAPP_US | MAPP_CA | Internal | Shoulder | B11 | 25 | 165 | 0 | 154.89 | 71.47 | 7 | 0
2040 | MAPP_US_2_MAPP_CA | MAPP_US | MAPP_CA | Internal | Shoulder | B12 | 200 | 165 | 0 | 81.66 | 71.47 | 7 | 0
2040 | MAPP_US_2_MAPP_CA | MAPP_US | MAPP_CA | Internal | Shoulder | B13 | 600 | 165 | 0 | 71.88 | 71.47 | 7 | 0
2040 | MAPP_US_2_MAPP_CA | MAPP_US | MAPP_CA | Internal | Shoulder | B14 | 900 | 165 | 0 | 71.88 | 71.47 | 7 | 0
2040 | MAPP_US_2_MAPP_CA | MAPP_US | MAPP_CA | Internal | Shoulder | B15 | 1203 | 165 | 0 | 71.48 | 71.47 | 7 | 0
2040 | MAPP_US_2_MAPP_CA | MAPP_US | MAPP_CA | Internal | Summer | B1 | 10 | 165 | 0 | 329.4 | 71.47 | 7 | 0
2040 | MAPP_US_2_MAPP_CA | MAPP_US | MAPP_CA | Internal | Summer | B2 | 25 | 165 | 0 | 290.47 | 71.47 | 7 | 0
2040 | MAPP_US_2_MAPP_CA | MAPP_US | MAPP_CA | Internal | Summer | B3 | 75 | 165 | 0 | 290.46 | 71.47 | 7 | 0
2040 | MAPP_US_2_MAPP_CA | MAPP_US | MAPP_CA | Internal | Summer | B4 | 100 | 165 | 0 | 255.63 | 71.47 | 7 | 0
2040 | MAPP_US_2_MAPP_CA | MAPP_US | MAPP_CA | Internal | Summer | B5 | 200 | 165 | 0 | 183.35 | 71.47 | 7 | 0
2040 | MAPP_US_2_MAPP_CA | MAPP_US | MAPP_CA | Internal | Summer | B6 | 300 | 165 | 0 | 174.94 | 71.47 | 7 | 0
2040 | MAPP_US_2_MAPP_CA | MAPP_US | MAPP_CA | Internal | Summer | B7 | 400 | 165 | 0 | 163.36 | 71.47 | 7 | 0
2040 | MAPP_US_2_MAPP_CA | MAPP_US | MAPP_CA | Internal | Summer | B8 | 500 | 165 | 0 | 150.32 | 71.47 | 7 | 0
2040 | MAPP_US_2_MAPP_CA | MAPP_US | MAPP_CA | Internal | Summer | B9 | 800 | 165 | 0 | 143.06 | 71.47 | 7 | 0
2040 | MAPP_US_2_MAPP_CA | MAPP_US | MAPP_CA | Internal | Summer | B10 | 1262 | 165 | 0 | 71.48 | 71.47 | 7 | 0
2040 | MAPP_US_2_MAPP_CA | MAPP_US | MAPP_CA | Internal | Winter | B16 | 25 | 165 | 0 | 71.48 | 71.5 | 7 | 0
2040 | MAPP_US_2_MAPP_CA | MAPP_US | MAPP_CA | Internal | Winter | B17 | 100 | 165 | 0 | 71.48 | 71.5 | 7 | 0
2040 | MAPP_US_2_MAPP_CA | MAPP_US | MAPP_CA | Internal | Winter | B18 | 400 | 165 | 0 | 81.5 | 71.52 | 7 | 0
2040 | MAPP_US_2_MAPP_CA | MAPP_US | MAPP_CA | Internal | Winter | B19 | 700 | 165 | 0 | 81.5 | 71.52 | 7 | 0
2040 | MAPP_US_2_MAPP_CA | MAPP_US | MAPP_CA | Internal | Winter | B20 | 935 | 165 | 0 | 71.48 | 71.5 | 7 | 0
2040 | MAPP_US_2_MISO_W | MAPP_US | MISO_W | Internal | Shoulder | B11 | 25 | 2635 | 1548.11 | 154.89 | 161.89 | 7 | 0
2040 | MAPP_US_2_MISO_W | MAPP_US | MISO_W | Internal | Shoulder | B12 | 200 | 2635 | 2635 | 81.66 | 150.01 | 7 | 61.35
2040 | MAPP_US_2_MISO_W | MAPP_US | MISO_W | Internal | Shoulder | B13 | 600 | 2635 | 2635 | 71.88 | 133.25 | 7 | 54.38
2040 | MAPP_US_2_MISO_W | MAPP_US | MISO_W | Internal | Shoulder | B14 | 900 | 2635 | 1805.56 | 71.88 | 78.88 | 7 | 0
2040 | MAPP_US_2_MISO_W | MAPP_US | MISO_W | Internal | Shoulder | B15 | 1203 | 2635 | 0 | 71.48 | 71.48 | 7 | 0
2040 | MAPP_US_2_MISO_W | MAPP_US | MISO_W | Internal | Summer | B1 | 10 | 2635 | 574.86 | 329.4 | 336.4 | 7 | 0
2040 | MAPP_US_2_MISO_W | MAPP_US | MISO_W | Internal | Summer | B2 | 25 | 2635 | 1375.7 | 290.47 | 297.47 | 7 | 0
2040 | MAPP_US_2_MISO_W | MAPP_US | MISO_W | Internal | Summer | B3 | 75 | 2635 | 1304.25 | 290.46 | 297.46 | 7 | 0
2040 | MAPP_US_2_MISO_W | MAPP_US | MISO_W | Internal | Summer | B4 | 100 | 2635 | 1084.49 | 255.63 | 262.63 | 7 | 0
2040 | MAPP_US_2_MISO_W | MAPP_US | MISO_W | Internal | Summer | B5 | 200 | 2635 | 316.02 | 183.35 | 190.35 | 7 | 0
2040 | MAPP_US_2_MISO_W | MAPP_US | MISO_W | Internal | Summer | B6 | 300 | 2635 | 0 | 174.94 | 180.33 | 7 | 0
2040 | MAPP_US_2_MISO_W | MAPP_US | MISO_W | Internal | Summer | B7 | 400 | 2635 | 826.14 | 163.36 | 170.36 | 7 | 0
2040 | MAPP_US_2_MISO_W | MAPP_US | MISO_W | Internal | Summer | B8 | 500 | 2635 | 1275.01 | 150.32 | 157.32 | 7 | 0
2040 | MAPP_US_2_MISO_W | MAPP_US | MISO_W | Internal | Summer | B9 | 800 | 2635 | 592.48 | 143.06 | 150.06 | 7 | 0
2040 | MAPP_US_2_MISO_W | MAPP_US | MISO_W | Internal | Summer | B10 | 1262 | 2635 | 0 | 71.48 | 71.48 | 7 | 0
2040 | MAPP_US_2_MISO_W | MAPP_US | MISO_W | Internal | Winter | B16 | 25 | 2635 | 0 | 71.48 | 71.48 | 7 | 0
2040 | MAPP_US_2_MISO_W | MAPP_US | MISO_W | Internal | Winter | B17 | 100 | 2635 | 0 | 71.48 | 71.48 | 7 | 0
2040 | MAPP_US_2_MISO_W | MAPP_US | MISO_W | Internal | Winter | B18 | 400 | 2635 | 2119.92 | 81.5 | 88.5 | 7 | 0
2040 | MAPP_US_2_MISO_W | MAPP_US | MISO_W | Internal | Winter | B19 | 700 | 2635 | 2635 | 81.5 | 126.77 | 7 | 38.27
2040 | MAPP_US_2_MISO_W | MAPP_US | MISO_W | Internal | Winter | B20 | 935 | 2635 | 0 | 71.48 | 71.48 | 7 | 0
2040 | MAPP_US_2_NE | MAPP_US | NE | Internal | Shoulder | B11 | 25 | 2000 | 0 | 154.89 | 156.89 | 7 | 0
2040 | MAPP_US_2_NE | MAPP_US | NE | Internal | Shoulder | B12 | 200 | 2000 | 0 | 81.66 | 76.66 | 7 | 0
2040 | MAPP_US_2_NE | MAPP_US | NE | Internal | Shoulder | B13 | 600 | 2000 | 0 | 71.88 | 0.2 | 7 | 0
2040 | MAPP_US_2_NE | MAPP_US | NE | Internal | Shoulder | B14 | 900 | 2000 | 0 | 71.88 | 0.01 | 7 | 0
2040 | MAPP_US_2_NE | MAPP_US | NE | Internal | Shoulder | B15 | 1203 | 2000 | 0 | 71.48 | 0.01 | 7 | 0
2040 | MAPP_US_2_NE | MAPP_US | NE | Internal | Summer | B1 | 10 | 2000 | 0 | 329.4 | 331.4 | 7 | 0
2040 | MAPP_US_2_NE | MAPP_US | NE | Internal | Summer | B2 | 25 | 2000 | 0 | 290.47 | 292.47 | 7 | 0
2040 | MAPP_US_2_NE | MAPP_US | NE | Internal | Summer | B3 | 75 | 2000 | 0 | 290.46 | 292.46 | 7 | 0
2040 | MAPP_US_2_NE | MAPP_US | NE | Internal | Summer | B4 | 100 | 2000 | 0 | 255.63 | 257.63 | 7 | 0
2040 | MAPP_US_2_NE | MAPP_US | NE | Internal | Summer | B5 | 200 | 2000 | 0 | 183.35 | 185.35 | 7 | 0
2040 | MAPP_US_2_NE | MAPP_US | NE | Internal | Summer | B6 | 300 | 2000 | 274.28 | 174.94 | 181.94 | 7 | 0
2040 | MAPP_US_2_NE | MAPP_US | NE | Internal | Summer | B7 | 400 | 2000 | 0 | 163.36 | 165.36 | 7 | 0
2040 | MAPP_US_2_NE | MAPP_US | NE | Internal | Summer | B8 | 500 | 2000 | 0 | 150.32 | 152.32 | 7 | 0
2040 | MAPP_US_2_NE | MAPP_US | NE | Internal | Summer | B9 | 800 | 2000 | 0 | 143.06 | 145.06 | 7 | 0
2040 | MAPP_US_2_NE | MAPP_US | NE | Internal | Summer | B10 | 1262 | 2000 | 0 | 71.48 | 21.33 | 7 | 0
2040 | MAPP_US_2_NE | MAPP_US | NE | Internal | Winter | B16 | 25 | 2000 | 0 | 71.48 | 0.01 | 7 | 0
2040 | MAPP_US_2_NE | MAPP_US | NE | Internal | Winter | B17 | 100 | 2000 | 0 | 71.48 | 0.01 | 7 | 0
2040 | MAPP_US_2_NE | MAPP_US | NE | Internal | Winter | B18 | 400 | 2000 | 0 | 81.5 | 2.36 | 7 | 0
2040 | MAPP_US_2_NE | MAPP_US | NE | Internal | Winter | B19 | 700 | 2000 | 0 | 81.5 | 0.01 | 7 | 0
2040 | MAPP_US_2_NE | MAPP_US | NE | Internal | Winter | B20 | 935 | 2000 | 0 | 71.48 | 0.01 | 7 | 0
2040 | MARITIMES_2_NEISO | MARITIMES | NEISO | Internal | Shoulder | B11 | 25 | 99999 | 1720.66 | 62.51 | 62.52 | 0.01 | 0
2040 | MARITIMES_2_NEISO | MARITIMES | NEISO | Internal | Shoulder | B12 | 200 | 99999 | 1717.44 | 62.51 | 62.52 | 0.01 | 0
2040 | MARITIMES_2_NEISO | MARITIMES | NEISO | Internal | Shoulder | B13 | 600 | 99999 | 1704.78 | 62.51 | 62.52 | 0.01 | 0
2040 | MARITIMES_2_NEISO | MARITIMES | NEISO | Internal | Shoulder | B14 | 900 | 99999 | 1682.64 | 62.51 | 62.52 | 0.01 | 0
2040 | MARITIMES_2_NEISO | MARITIMES | NEISO | Internal | Shoulder | B15 | 1203 | 99999 | 648.08 | 62.51 | 62.52 | 0.01 | 0
2040 | MARITIMES_2_NEISO | MARITIMES | NEISO | Internal | Summer | B1 | 10 | 99999 | 1900.1 | 751.18 | 751.19 | 0.01 | 0
2040 | MARITIMES_2_NEISO | MARITIMES | NEISO | Internal | Summer | B2 | 25 | 99999 | 1878.84 | 751.18 | 751.19 | 0.01 | 0
2040 | MARITIMES_2_NEISO | MARITIMES | NEISO | Internal | Summer | B3 | 75 | 99999 | 1836.48 | 288.46 | 288.47 | 0.01 | 0
2040 | MARITIMES_2_NEISO | MARITIMES | NEISO | Internal | Summer | B4 | 100 | 99999 | 1800.07 | 236.09 | 236.1 | 0.01 | 0
2040 | MARITIMES_2_NEISO | MARITIMES | NEISO | Internal | Summer | B5 | 200 | 99999 | 1780.26 | 133.54 | 133.55 | 0.01 | 0
2040 | MARITIMES_2_NEISO | MARITIMES | NEISO | Internal | Summer | B6 | 300 | 99999 | 1757.92 | 133.54 | 133.55 | 0.01 | 0
2040 | MARITIMES_2_NEISO | MARITIMES | NEISO | Internal | Summer | B7 | 400 | 99999 | 1732.32 | 133.54 | 133.55 | 0.01 | 0
2040 | MARITIMES_2_NEISO | MARITIMES | NEISO | Internal | Summer | B8 | 500 | 99999 | 1712.2 | 133.54 | 133.55 | 0.01 | 0
2040 | MARITIMES_2_NEISO | MARITIMES | NEISO | Internal | Summer | B9 | 800 | 99999 | 1687.55 | 98.37 | 98.38 | 0.01 | 0
2040 | MARITIMES_2_NEISO | MARITIMES | NEISO | Internal | Summer | B10 | 1262 | 99999 | 465.16 | 98.37 | 98.38 | 0.01 | 0
2040 | MARITIMES_2_NEISO | MARITIMES | NEISO | Internal | Winter | B16 | 25 | 99999 | 1765.23 | 62.51 | 62.52 | 0.01 | 0
2040 | MARITIMES_2_NEISO | MARITIMES | NEISO | Internal | Winter | B17 | 100 | 99999 | 1747.34 | 62.51 | 62.52 | 0.01 | 0
2040 | MARITIMES_2_NEISO | MARITIMES | NEISO | Internal | Winter | B18 | 400 | 99999 | 1733.65 | 62.51 | 62.52 | 0.01 | 0
2040 | MARITIMES_2_NEISO | MARITIMES | NEISO | Internal | Winter | B19 | 700 | 99999 | 1708.15 | 62.51 | 62.52 | 0.01 | 0
2040 | MARITIMES_2_NEISO | MARITIMES | NEISO | Internal | Winter | B20 | 935 | 99999 | 723.43 | 62.51 | 62.52 | 0.01 | 0
2040 | MISO_IN_2_MISO_MI | MISO_IN | MISO_MI | Internal | Shoulder | B11 | 25 | 5490 | 3266.76 | 153.89 | 153.9 | 0.01 | 0
2040 | MISO_IN_2_MISO_MI | MISO_IN | MISO_MI | Internal | Shoulder | B12 | 200 | 5490 | 1830.15 | 150.03 | 150.05 | 0.01 | 0
2040 | MISO_IN_2_MISO_MI | MISO_IN | MISO_MI | Internal | Shoulder | B13 | 600 | 5490 | 1455.96 | 144.24 | 144.25 | 0.01 | 0
2040 | MISO_IN_2_MISO_MI | MISO_IN | MISO_MI | Internal | Shoulder | B14 | 900 | 5490 | 2370.36 | 144.24 | 144.25 | 0.01 | 0
2040 | MISO_IN_2_MISO_MI | MISO_IN | MISO_MI | Internal | Shoulder | B15 | 1203 | 5490 | 4282.45 | 71.51 | 71.52 | 0.01 | 0
2040 | MISO_IN_2_MISO_MI | MISO_IN | MISO_MI | Internal | Summer | B1 | 10 | 5490 | 1887.29 | 336.39 | 336.4 | 0.01 | 0
2040 | MISO_IN_2_MISO_MI | MISO_IN | MISO_MI | Internal | Summer | B2 | 25 | 5490 | 0 | 297.47 | 297.47 | 0.01 | 0
2040 | MISO_IN_2_MISO_MI | MISO_IN | MISO_MI | Internal | Summer | B3 | 75 | 5490 | 0 | 297.47 | 297.46 | 0.01 | 0
2040 | MISO_IN_2_MISO_MI | MISO_IN | MISO_MI | Internal | Summer | B4 | 100 | 5490 | 489.09 | 262.63 | 262.64 | 0.01 | 0
2040 | MISO_IN_2_MISO_MI | MISO_IN | MISO_MI | Internal | Summer | B5 | 200 | 5490 | 1687.77 | 190.35 | 190.37 | 0.01 | 0
2040 | MISO_IN_2_MISO_MI | MISO_IN | MISO_MI | Internal | Summer | B6 | 300 | 5490 | 1561.21 | 182.32 | 182.34 | 0.01 | 0
2040 | MISO_IN_2_MISO_MI | MISO_IN | MISO_MI | Internal | Summer | B7 | 400 | 5490 | 1921.46 | 174.34 | 174.36 | 0.01 | 0
2040 | MISO_IN_2_MISO_MI | MISO_IN | MISO_MI | Internal | Summer | B8 | 500 | 5490 | 2419.67 | 161.31 | 161.32 | 0.01 | 0
2040 | MISO_IN_2_MISO_MI | MISO_IN | MISO_MI | Internal | Summer | B9 | 800 | 5490 | 2704.33 | 152.29 | 152.3 | 0.01 | 0
2040 | MISO_IN_2_MISO_MI | MISO_IN | MISO_MI | Internal | Summer | B10 | 1262 | 5490 | 2093.48 | 75.5 | 75.51 | 0.01 | 0
2040 | MISO_IN_2_MISO_MI | MISO_IN | MISO_MI | Internal | Winter | B16 | 25 | 5490 | 5490 | 157.28 | 157.34 | 0.01 | 0.04
2040 | MISO_IN_2_MISO_MI | MISO_IN | MISO_MI | Internal | Winter | B17 | 100 | 5490 | 3565.43 | 157.28 | 157.29 | 0.01 | 0
2040 | MISO_IN_2_MISO_MI | MISO_IN | MISO_MI | Internal | Winter | B18 | 400 | 5490 | 3098.03 | 146.21 | 146.22 | 0.01 | 0
2040 | MISO_IN_2_MISO_MI | MISO_IN | MISO_MI | Internal | Winter | B19 | 700 | 5490 | 3491.28 | 146.21 | 146.22 | 0.01 | 0
2040 | MISO_IN_2_MISO_MI | MISO_IN | MISO_MI | Internal | Winter | B20 | 935 | 5490 | 5112.5 | 71.51 | 71.52 | 0.01 | 0
2040 | MISO_IN_2_MISO_MO-IL | MISO_IN | MISO_MO-IL | Internal | Shoulder | B11 | 25 | 5000 | 5000 | 153.89 | 161.9 | 0.01 | 8
2040 | MISO_IN_2_MISO_MO-IL | MISO_IN | MISO_MO-IL | Internal | Shoulder | B12 | 200 | 5000 | 0 | 150.03 | 150.02 | 0.01 | 0
2040 | MISO_IN_2_MISO_MO-IL | MISO_IN | MISO_MO-IL | Internal | Shoulder | B13 | 600 | 5000 | 0 | 144.24 | 133.27 | 0.01 | 0
2040 | MISO_IN_2_MISO_MO-IL | MISO_IN | MISO_MO-IL | Internal | Shoulder | B14 | 900 | 5000 | 0 | 144.24 | 125.25 | 0.01 | 0
2040 | MISO_IN_2_MISO_MO-IL | MISO_IN | MISO_MO-IL | Internal | Shoulder | B15 | 1203 | 5000 | 0 | 71.51 | 71.5 | 0.01 | 0
2040 | MISO_IN_2_MISO_MO-IL | MISO_IN | MISO_MO-IL | Internal | Summer | B1 | 10 | 5000 | 3776.7 | 336.39 | 336.4 | 0.01 | 0
2040 | MISO_IN_2_MISO_MO-IL | MISO_IN | MISO_MO-IL | Internal | Summer | B2 | 25 | 5000 | 1901.57 | 297.47 | 297.48 | 0.01 | 0
2040 | MISO_IN_2_MISO_MO-IL | MISO_IN | MISO_MO-IL | Internal | Summer | B3 | 75 | 5000 | 4591.8 | 297.47 | 297.48 | 0.01 | 0
2040 | MISO_IN_2_MISO_MO-IL | MISO_IN | MISO_MO-IL | Internal | Summer | B4 | 100 | 5000 | 1657.42 | 262.63 | 262.64 | 0.01 | 0
2040 | MISO_IN_2_MISO_MO-IL | MISO_IN | MISO_MO-IL | Internal | Summer | B5 | 200 | 5000 | 1536.39 | 190.35 | 190.37 | 0.01 | 0
2040 | MISO_IN_2_MISO_MO-IL | MISO_IN | MISO_MO-IL | Internal | Summer | B6 | 300 | 5000 | 2803.65 | 182.32 | 182.34 | 0.01 | 0
2040 | MISO_IN_2_MISO_MO-IL | MISO_IN | MISO_MO-IL | Internal | Summer | B7 | 400 | 5000 | 2149.87 | 174.34 | 174.36 | 0.01 | 0
2040 | MISO_IN_2_MISO_MO-IL | MISO_IN | MISO_MO-IL | Internal | Summer | B8 | 500 | 5000 | 2962.21 | 161.31 | 161.32 | 0.01 | 0
2040 | MISO_IN_2_MISO_MO-IL | MISO_IN | MISO_MO-IL | Internal | Summer | B9 | 800 | 5000 | 111.4 | 152.29 | 152.3 | 0.01 | 0
2040 | MISO_IN_2_MISO_MO-IL | MISO_IN | MISO_MO-IL | Internal | Summer | B10 | 1262 | 5000 | 0 | 75.5 | 71.5 | 0.01 | 0
2040 | MISO_IN_2_MISO_MO-IL | MISO_IN | MISO_MO-IL | Internal | Winter | B16 | 25 | 5000 | 1876.12 | 157.28 | 157.29 | 0.01 | 0
2040 | MISO_IN_2_MISO_MO-IL | MISO_IN | MISO_MO-IL | Internal | Winter | B17 | 100 | 5000 | 0 | 157.28 | 147.65 | 0.01 | 0
2040 | MISO_IN_2_MISO_MO-IL | MISO_IN | MISO_MO-IL | Internal | Winter | B18 | 400 | 5000 | 0 | 146.21 | 127.84 | 0.01 | 0
2040 | MISO_IN_2_MISO_MO-IL | MISO_IN | MISO_MO-IL | Internal | Winter | B19 | 700 | 5000 | 0 | 146.21 | 126.78 | 0.01 | 0
2040 | MISO_IN_2_MISO_MO-IL | MISO_IN | MISO_MO-IL | Internal | Winter | B20 | 935 | 5000 | 0 | 71.51 | 71.5 | 0.01 | 0
2040 | MISO_IN_2_NonRTO_Midwest | MISO_IN | NonRTO_Midwest | Internal | Shoulder | B11 | 25 | 4800 | 1045.6 | 153.89 | 161.89 | 8 | 0
2040 | MISO_IN_2_NonRTO_Midwest | MISO_IN | NonRTO_Midwest | Internal | Shoulder | B12 | 200 | 4800 | 72.42 | 150.03 | 158.03 | 8 | 0
2040 | MISO_IN_2_NonRTO_Midwest | MISO_IN | NonRTO_Midwest | Internal | Shoulder | B13 | 600 | 4800 | 0 | 144.24 | 142.27 | 8 | 0
2040 | MISO_IN_2_NonRTO_Midwest | MISO_IN | NonRTO_Midwest | Internal | Shoulder | B14 | 900 | 4800 | 0 | 144.24 | 142.27 | 8 | 0
2040 | MISO_IN_2_NonRTO_Midwest | MISO_IN | NonRTO_Midwest | Internal | Shoulder | B15 | 1203 | 4800 | 0 | 71.51 | 78.64 | 8 | 0
2040 | MISO_IN_2_NonRTO_Midwest | MISO_IN | NonRTO_Midwest | Internal | Summer | B1 | 10 | 4800 | 3239.72 | 336.39 | 344.39 | 8 | 0
2040 | MISO_IN_2_NonRTO_Midwest | MISO_IN | NonRTO_Midwest | Internal | Summer | B2 | 25 | 4800 | 2364.84 | 297.47 | 305.47 | 8 | 0
2040 | MISO_IN_2_NonRTO_Midwest | MISO_IN | NonRTO_Midwest | Internal | Summer | B3 | 75 | 4800 | 750.72 | 297.47 | 305.47 | 8 | 0
2040 | MISO_IN_2_NonRTO_Midwest | MISO_IN | NonRTO_Midwest | Internal | Summer | B4 | 100 | 4800 | 375.95 | 262.63 | 270.63 | 8 | 0
2040 | MISO_IN_2_NonRTO_Midwest | MISO_IN | NonRTO_Midwest | Internal | Summer | B5 | 200 | 4800 | 91.34 | 190.35 | 198.35 | 8 | 0
2040 | MISO_IN_2_NonRTO_Midwest | MISO_IN | NonRTO_Midwest | Internal | Summer | B6 | 300 | 4800 | 0 | 182.32 | 174.32 | 8 | 0
2040 | MISO_IN_2_NonRTO_Midwest | MISO_IN | NonRTO_Midwest | Internal | Summer | B7 | 400 | 4800 | 0 | 174.34 | 166.34 | 8 | 0
2040 | MISO_IN_2_NonRTO_Midwest | MISO_IN | NonRTO_Midwest | Internal | Summer | B8 | 500 | 4800 | 0 | 161.31 | 157.02 | 8 | 0
2040 | MISO_IN_2_NonRTO_Midwest | MISO_IN | NonRTO_Midwest | Internal | Summer | B9 | 800 | 4800 | 0 | 152.29 | 156.1 | 8 | 0
2040 | MISO_IN_2_NonRTO_Midwest | MISO_IN | NonRTO_Midwest | Internal | Summer | B10 | 1262 | 4800 | 0 | 75.5 | 67.5 | 8 | 0
2040 | MISO_IN_2_NonRTO_Midwest | MISO_IN | NonRTO_Midwest | Internal | Winter | B16 | 25 | 4800 | 1077.54 | 157.28 | 165.28 | 8 | 0
2040 | MISO_IN_2_NonRTO_Midwest | MISO_IN | NonRTO_Midwest | Internal | Winter | B17 | 100 | 4800 | 0 | 157.28 | 164.65 | 8 | 0
2040 | MISO_IN_2_NonRTO_Midwest | MISO_IN | NonRTO_Midwest | Internal | Winter | B18 | 400 | 4800 | 0 | 146.21 | 144.84 | 8 | 0
2040 | MISO_IN_2_NonRTO_Midwest | MISO_IN | NonRTO_Midwest | Internal | Winter | B19 | 700 | 4800 | 0 | 146.21 | 143.78 | 8 | 0
2040 | MISO_IN_2_NonRTO_Midwest | MISO_IN | NonRTO_Midwest | Internal | Winter | B20 | 935 | 4800 | 23.21 | 71.51 | 79.51 | 8 | 0
2040 | MISO_IN_2_PJM_ROR | MISO_IN | PJM_ROR | Internal | Shoulder | B11 | 25 | 992 | 992 | 153.89 | 163.89 | 2 | 8
2040 | MISO_IN_2_PJM_ROR | MISO_IN | PJM_ROR | Internal | Shoulder | B12 | 200 | 992 | 0 | 150.03 | 152.01 | 2 | 0
2040 | MISO_IN_2_PJM_ROR | MISO_IN | PJM_ROR | Internal | Shoulder | B13 | 600 | 992 | 0 | 144.24 | 142.27 | 2 | 0
2040 | MISO_IN_2_PJM_ROR | MISO_IN | PJM_ROR | Internal | Shoulder | B14 | 900 | 992 | 0 | 144.24 | 142.27 | 2 | 0
2040 | MISO_IN_2_PJM_ROR | MISO_IN | PJM_ROR | Internal | Shoulder | B15 | 1203 | 992 | 0 | 71.51 | 73.5 | 2 | 0
2040 | MISO_IN_2_PJM_ROR | MISO_IN | PJM_ROR | Internal | Summer | B1 | 10 | 992 | 992 | 336.39 | 338.4 | 2 | 0.01
2040 | MISO_IN_2_PJM_ROR | MISO_IN | PJM_ROR | Internal | Summer | B2 | 25 | 992 | 403.46 | 297.47 | 299.47 | 2 | 0
2040 | MISO_IN_2_PJM_ROR | MISO_IN | PJM_ROR | Internal | Summer | B3 | 75 | 992 | 0 | 297.47 | 299.46 | 2 | 0
2040 | MISO_IN_2_PJM_ROR | MISO_IN | PJM_ROR | Internal | Summer | B4 | 100 | 992 | 134.87 | 262.63 | 264.63 | 2 | 0
2040 | MISO_IN_2_PJM_ROR | MISO_IN | PJM_ROR | Internal | Summer | B5 | 200 | 992 | 133.91 | 190.35 | 192.35 | 2 | 0
2040 | MISO_IN_2_PJM_ROR | MISO_IN | PJM_ROR | Internal | Summer | B6 | 300 | 992 | 0 | 182.32 | 182.33 | 2 | 0
2040 | MISO_IN_2_PJM_ROR | MISO_IN | PJM_ROR | Internal | Summer | B7 | 400 | 992 | 0 | 174.34 | 172.36 | 2 | 0
2040 | MISO_IN_2_PJM_ROR | MISO_IN | PJM_ROR | Internal | Summer | B8 | 500 | 992 | 0 | 161.31 | 159.32 | 2 | 0
2040 | MISO_IN_2_PJM_ROR | MISO_IN | PJM_ROR | Internal | Summer | B9 | 800 | 992 | 0 | 152.29 | 152.06 | 2 | 0
2040 | MISO_IN_2_PJM_ROR | MISO_IN | PJM_ROR | Internal | Summer | B10 | 1262 | 992 | 0 | 75.5 | 73.5 | 2 | 0
2040 | MISO_IN_2_PJM_ROR | MISO_IN | PJM_ROR | Internal | Winter | B16 | 25 | 992 | 992 | 157.28 | 165.21 | 2 | 5.92
2040 | MISO_IN_2_PJM_ROR | MISO_IN | PJM_ROR | Internal | Winter | B17 | 100 | 992 | 0 | 157.28 | 157.78 | 2 | 0
2040 | MISO_IN_2_PJM_ROR | MISO_IN | PJM_ROR | Internal | Winter | B18 | 400 | 992 | 0 | 146.21 | 145.05 | 2 | 0
2040 | MISO_IN_2_PJM_ROR | MISO_IN | PJM_ROR | Internal | Winter | B19 | 700 | 992 | 0 | 146.21 | 144.94 | 2 | 0
2040 | MISO_IN_2_PJM_ROR | MISO_IN | PJM_ROR | Internal | Winter | B20 | 935 | 992 | 0 | 71.51 | 73.5 | 2 | 0
2040 | MISO_MI_2_MISO_IN | MISO_MI | MISO_IN | Internal | Shoulder | B11 | 25 | 2535 | 0 | 153.9 | 153.89 | 0.01 | 0
2040 | MISO_MI_2_MISO_IN | MISO_MI | MISO_IN | Internal | Shoulder | B12 | 200 | 2535 | 0 | 150.05 | 150.03 | 0.01 | 0
2040 | MISO_MI_2_MISO_IN | MISO_MI | MISO_IN | Internal | Shoulder | B13 | 600 | 2535 | 0 | 144.25 | 144.24 | 0.01 | 0
2040 | MISO_MI_2_MISO_IN | MISO_MI | MISO_IN | Internal | Shoulder | B14 | 900 | 2535 | 0 | 144.25 | 144.24 | 0.01 | 0
2040 | MISO_MI_2_MISO_IN | MISO_MI | MISO_IN | Internal | Shoulder | B15 | 1203 | 2535 | 0 | 71.52 | 71.51 | 0.01 | 0
2040 | MISO_MI_2_MISO_IN | MISO_MI | MISO_IN | Internal | Summer | B1 | 10 | 2535 | 0 | 336.4 | 336.39 | 0.01 | 0
2040 | MISO_MI_2_MISO_IN | MISO_MI | MISO_IN | Internal | Summer | B2 | 25 | 2535 | 0 | 297.47 | 297.47 | 0.01 | 0
2040 | MISO_MI_2_MISO_IN | MISO_MI | MISO_IN | Internal | Summer | B3 | 75 | 2535 | 683.31 | 297.46 | 297.47 | 0.01 | 0
2040 | MISO_MI_2_MISO_IN | MISO_MI | MISO_IN | Internal | Summer | B4 | 100 | 2535 | 0 | 262.64 | 262.63 | 0.01 | 0
2040 | MISO_MI_2_MISO_IN | MISO_MI | MISO_IN | Internal | Summer | B5 | 200 | 2535 | 0 | 190.37 | 190.35 | 0.01 | 0
2040 | MISO_MI_2_MISO_IN | MISO_MI | MISO_IN | Internal | Summer | B6 | 300 | 2535 | 0 | 182.34 | 182.32 | 0.01 | 0
2040 | MISO_MI_2_MISO_IN | MISO_MI | MISO_IN | Internal | Summer | B7 | 400 | 2535 | 0 | 174.36 | 174.34 | 0.01 | 0
2040 | MISO_MI_2_MISO_IN | MISO_MI | MISO_IN | Internal | Summer | B8 | 500 | 2535 | 0 | 161.32 | 161.31 | 0.01 | 0
2040 | MISO_MI_2_MISO_IN | MISO_MI | MISO_IN | Internal | Summer | B9 | 800 | 2535 | 0 | 152.3 | 152.29 | 0.01 | 0
2040 | MISO_MI_2_MISO_IN | MISO_MI | MISO_IN | Internal | Summer | B10 | 1262 | 2535 | 0 | 75.51 | 75.5 | 0.01 | 0
2040 | MISO_MI_2_MISO_IN | MISO_MI | MISO_IN | Internal | Winter | B16 | 25 | 2535 | 0 | 157.34 | 157.28 | 0.01 | 0
2040 | MISO_MI_2_MISO_IN | MISO_MI | MISO_IN | Internal | Winter | B17 | 100 | 2535 | 0 | 157.29 | 157.28 | 0.01 | 0
2040 | MISO_MI_2_MISO_IN | MISO_MI | MISO_IN | Internal | Winter | B18 | 400 | 2535 | 0 | 146.22 | 146.21 | 0.01 | 0
2040 | MISO_MI_2_MISO_IN | MISO_MI | MISO_IN | Internal | Winter | B19 | 700 | 2535 | 0 | 146.22 | 146.21 | 0.01 | 0
2040 | MISO_MI_2_MISO_IN | MISO_MI | MISO_IN | Internal | Winter | B20 | 935 | 2535 | 0 | 71.52 | 71.51 | 0.01 | 0
2040 | MISO_MI_2_MISO_WUMS | MISO_MI | MISO_WUMS | Internal | Shoulder | B11 | 25 | 312 | 312 | 153.9 | 161.87 | 0.01 | 7.96
2040 | MISO_MI_2_MISO_WUMS | MISO_MI | MISO_WUMS | Internal | Shoulder | B12 | 200 | 312 | 312 | 150.05 | 154.01 | 0.01 | 3.95
2040 | MISO_MI_2_MISO_WUMS | MISO_MI | MISO_WUMS | Internal | Shoulder | B13 | 600 | 312 | 217.16 | 144.25 | 144.27 | 0.01 | 0
2040 | MISO_MI_2_MISO_WUMS | MISO_MI | MISO_WUMS | Internal | Shoulder | B14 | 900 | 312 | 286.5 | 144.25 | 144.27 | 0.01 | 0
2040 | MISO_MI_2_MISO_WUMS | MISO_MI | MISO_WUMS | Internal | Shoulder | B15 | 1203 | 312 | 312 | 71.52 | 72.81 | 0.01 | 1.27
2040 | MISO_MI_2_MISO_WUMS | MISO_MI | MISO_WUMS | Internal | Summer | B1 | 10 | 312 | 0 | 336.4 | 336.39 | 0.01 | 0
2040 | MISO_MI_2_MISO_WUMS | MISO_MI | MISO_WUMS | Internal | Summer | B2 | 25 | 312 | 0 | 297.47 | 297.46 | 0.01 | 0
2040 | MISO_MI_2_MISO_WUMS | MISO_MI | MISO_WUMS | Internal | Summer | B3 | 75 | 312 | 0 | 297.46 | 297.45 | 0.01 | 0
2040 | MISO_MI_2_MISO_WUMS | MISO_MI | MISO_WUMS | Internal | Summer | B4 | 100 | 312 | 0 | 262.64 | 262.62 | 0.01 | 0
2040 | MISO_MI_2_MISO_WUMS | MISO_MI | MISO_WUMS | Internal | Summer | B5 | 200 | 312 | 0 | 190.37 | 177.31 | 0.01 | 0
2040 | MISO_MI_2_MISO_WUMS | MISO_MI | MISO_WUMS | Internal | Summer | B6 | 300 | 312 | 0 | 182.34 | 177.31 | 0.01 | 0
2040 | MISO_MI_2_MISO_WUMS | MISO_MI | MISO_WUMS | Internal | Summer | B7 | 400 | 312 | 0 | 174.36 | 170.34 | 0.01 | 0
2040 | MISO_MI_2_MISO_WUMS | MISO_MI | MISO_WUMS | Internal | Summer | B8 | 500 | 312 | 0 | 161.32 | 157.32 | 0.01 | 0
2040 | MISO_MI_2_MISO_WUMS | MISO_MI | MISO_WUMS | Internal | Summer | B9 | 800 | 312 | 0 | 152.3 | 152.21 | 0.01 | 0
2040 | MISO_MI_2_MISO_WUMS | MISO_MI | MISO_WUMS | Internal | Summer | B10 | 1262 | 312 | 0 | 75.51 | 75.5 | 0.01 | 0
2040 | MISO_MI_2_MISO_WUMS | MISO_MI | MISO_WUMS | Internal | Winter | B16 | 25 | 312 | 204 | 157.34 | 157.35 | 0.01 | 0
2040 | MISO_MI_2_MISO_WUMS | MISO_MI | MISO_WUMS | Internal | Winter | B17 | 100 | 312 | 312 | 157.29 | 157.35 | 0.01 | 0.04
2040 | MISO_MI_2_MISO_WUMS | MISO_MI | MISO_WUMS | Internal | Winter | B18 | 400 | 312 | 312 | 146.22 | 147.05 | 0.01 | 0.81
2040 | MISO_MI_2_MISO_WUMS | MISO_MI | MISO_WUMS | Internal | Winter | B19 | 700 | 312 | 312 | 146.22 | 146.94 | 0.01 | 0.7
2040 | MISO_MI_2_MISO_WUMS | MISO_MI | MISO_WUMS | Internal | Winter | B20 | 935 | 312 | 312 | 71.52 | 73.39 | 0.01 | 1.85
2040 | MISO_MI_2_PJM_ROR | MISO_MI | PJM_ROR | Internal | Shoulder | B11 | 25 | 1424 | 1424 | 153.9 | 163.89 | 2 | 7.99
2040 | MISO_MI_2_PJM_ROR | MISO_MI | PJM_ROR | Internal | Shoulder | B12 | 200 | 1424 | 0 | 150.05 | 152.01 | 2 | 0
2040 | MISO_MI_2_PJM_ROR | MISO_MI | PJM_ROR | Internal | Shoulder | B13 | 600 | 1424 | 0 | 144.25 | 142.27 | 2 | 0
2040 | MISO_MI_2_PJM_ROR | MISO_MI | PJM_ROR | Internal | Shoulder | B14 | 900 | 1424 | 0 | 144.25 | 142.27 | 2 | 0
2040 | MISO_MI_2_PJM_ROR | MISO_MI | PJM_ROR | Internal | Shoulder | B15 | 1203 | 1424 | 0 | 71.52 | 73.5 | 2 | 0
2040 | MISO_MI_2_PJM_ROR | MISO_MI | PJM_ROR | Internal | Summer | B1 | 10 | 1424 | 1251.33 | 336.4 | 338.4 | 2 | 0
2040 | MISO_MI_2_PJM_ROR | MISO_MI | PJM_ROR | Internal | Summer | B2 | 25 | 1424 | 237.29 | 297.47 | 299.47 | 2 | 0
2040 | MISO_MI_2_PJM_ROR | MISO_MI | PJM_ROR | Internal | Summer | B3 | 75 | 1424 | 706.71 | 297.46 | 299.46 | 2 | 0
2040 | MISO_MI_2_PJM_ROR | MISO_MI | PJM_ROR | Internal | Summer | B4 | 100 | 1424 | 0 | 262.64 | 264.63 | 2 | 0
2040 | MISO_MI_2_PJM_ROR | MISO_MI | PJM_ROR | Internal | Summer | B5 | 200 | 1424 | 0 | 190.37 | 192.35 | 2 | 0
2040 | MISO_MI_2_PJM_ROR | MISO_MI | PJM_ROR | Internal | Summer | B6 | 300 | 1424 | 0 | 182.34 | 182.33 | 2 | 0
2040 | MISO_MI_2_PJM_ROR | MISO_MI | PJM_ROR | Internal | Summer | B7 | 400 | 1424 | 0 | 174.36 | 172.36 | 2 | 0
2040 | MISO_MI_2_PJM_ROR | MISO_MI | PJM_ROR | Internal | Summer | B8 | 500 | 1424 | 0 | 161.32 | 159.32 | 2 | 0
2040 | MISO_MI_2_PJM_ROR | MISO_MI | PJM_ROR | Internal | Summer | B9 | 800 | 1424 | 0 | 152.3 | 152.06 | 2 | 0
2040 | MISO_MI_2_PJM_ROR | MISO_MI | PJM_ROR | Internal | Summer | B10 | 1262 | 1424 | 0 | 75.51 | 73.5 | 2 | 0
2040 | MISO_MI_2_PJM_ROR | MISO_MI | PJM_ROR | Internal | Winter | B16 | 25 | 1424 | 1424 | 157.34 | 165.21 | 2 | 5.87
2040 | MISO_MI_2_PJM_ROR | MISO_MI | PJM_ROR | Internal | Winter | B17 | 100 | 1424 | 0 | 157.29 | 157.78 | 2 | 0
2040 | MISO_MI_2_PJM_ROR | MISO_MI | PJM_ROR | Internal | Winter | B18 | 400 | 1424 | 0 | 146.22 | 145.05 | 2 | 0
2040 | MISO_MI_2_PJM_ROR | MISO_MI | PJM_ROR | Internal | Winter | B19 | 700 | 1424 | 0 | 146.22 | 144.94 | 2 | 0
2040 | MISO_MI_2_PJM_ROR | MISO_MI | PJM_ROR | Internal | Winter | B20 | 935 | 1424 | 0 | 71.52 | 73.5 | 2 | 0
2040 | MISO_MO-IL_2_ENT | MISO_MO-IL | ENT | Internal | Shoulder | B11 | 25 | 2540 | 2540 | 161.9 | 170.89 | 8 | 0.99
2040 | MISO_MO-IL_2_ENT | MISO_MO-IL | ENT | Internal | Shoulder | B12 | 200 | 2540 | 0 | 150.02 | 144.01 | 8 | 0
2040 | MISO_MO-IL_2_ENT | MISO_MO-IL | ENT | Internal | Shoulder | B13 | 600 | 2540 | 0 | 133.27 | 125.27 | 8 | 0
2040 | MISO_MO-IL_2_ENT | MISO_MO-IL | ENT | Internal | Shoulder | B14 | 900 | 2540 | 0 | 125.25 | 121.94 | 8 | 0
2040 | MISO_MO-IL_2_ENT | MISO_MO-IL | ENT | Internal | Shoulder | B15 | 1203 | 2540 | 0 | 71.5 | 65.5 | 8 | 0
2040 | MISO_MO-IL_2_ENT | MISO_MO-IL | ENT | Internal | Summer | B1 | 10 | 2540 | 0 | 336.4 | 328.4 | 8 | 0
2040 | MISO_MO-IL_2_ENT | MISO_MO-IL | ENT | Internal | Summer | B2 | 25 | 2540 | 0 | 297.48 | 297.48 | 8 | 0
2040 | MISO_MO-IL_2_ENT | MISO_MO-IL | ENT | Internal | Summer | B3 | 75 | 2540 | 0 | 297.48 | 298.4 | 8 | 0
2040 | MISO_MO-IL_2_ENT | MISO_MO-IL | ENT | Internal | Summer | B4 | 100 | 2540 | 0 | 262.64 | 262.64 | 8 | 0
2040 | MISO_MO-IL_2_ENT | MISO_MO-IL | ENT | Internal | Summer | B5 | 200 | 2540 | 0 | 190.37 | 190.37 | 8 | 0
2040 | MISO_MO-IL_2_ENT | MISO_MO-IL | ENT | Internal | Summer | B6 | 300 | 2540 | 0 | 182.34 | 186.95 | 8 | 0
2040 | MISO_MO-IL_2_ENT | MISO_MO-IL | ENT | Internal | Summer | B7 | 400 | 2540 | 278.85 | 174.36 | 182.36 | 8 | 0
2040 | MISO_MO-IL_2_ENT | MISO_MO-IL | ENT | Internal | Summer | B8 | 500 | 2540 | 1817.03 | 161.32 | 169.32 | 8 | 0
2040 | MISO_MO-IL_2_ENT | MISO_MO-IL | ENT | Internal | Summer | B9 | 800 | 2540 | 0 | 152.3 | 154.92 | 8 | 0
2040 | MISO_MO-IL_2_ENT | MISO_MO-IL | ENT | Internal | Summer | B10 | 1262 | 2540 | 0 | 71.5 | 63.5 | 8 | 0
2040 | MISO_MO-IL_2_ENT | MISO_MO-IL | ENT | Internal | Winter | B16 | 25 | 2540 | 750.23 | 157.29 | 165.29 | 8 | 0
2040 | MISO_MO-IL_2_ENT | MISO_MO-IL | ENT | Internal | Winter | B17 | 100 | 2540 | 0 | 147.65 | 147.65 | 8 | 0
2040 | MISO_MO-IL_2_ENT | MISO_MO-IL | ENT | Internal | Winter | B18 | 400 | 2540 | 0 | 127.84 | 127.84 | 8 | 0
2040 | MISO_MO-IL_2_ENT | MISO_MO-IL | ENT | Internal | Winter | B19 | 700 | 2540 | 0 | 126.78 | 124.68 | 8 | 0
2040 | MISO_MO-IL_2_ENT | MISO_MO-IL | ENT | Internal | Winter | B20 | 935 | 2540 | 0 | 71.5 | 65.9 | 8 | 0
2040 | MISO_MO-IL_2_MISO_IN | MISO_MO-IL | MISO_IN | Internal | Shoulder | B11 | 25 | 2100 | 0 | 161.9 | 153.89 | 0.01 | 0
2040 | MISO_MO-IL_2_MISO_IN | MISO_MO-IL | MISO_IN | Internal | Shoulder | B12 | 200 | 2100 | 1978.76 | 150.02 | 150.03 | 0.01 | 0
2040 | MISO_MO-IL_2_MISO_IN | MISO_MO-IL | MISO_IN | Internal | Shoulder | B13 | 600 | 2100 | 2100 | 133.27 | 144.24 | 0.01 | 10.96
2040 | MISO_MO-IL_2_MISO_IN | MISO_MO-IL | MISO_IN | Internal | Shoulder | B14 | 900 | 2100 | 2100 | 125.25 | 144.24 | 0.01 | 18.98
2040 | MISO_MO-IL_2_MISO_IN | MISO_MO-IL | MISO_IN | Internal | Shoulder | B15 | 1203 | 2100 | 1929.84 | 71.5 | 71.51 | 0.01 | 0
2040 | MISO_MO-IL_2_MISO_IN | MISO_MO-IL | MISO_IN | Internal | Summer | B1 | 10 | 2100 | 0 | 336.4 | 336.39 | 0.01 | 0
2040 | MISO_MO-IL_2_MISO_IN | MISO_MO-IL | MISO_IN | Internal | Summer | B2 | 25 | 2100 | 0 | 297.48 | 297.47 | 0.01 | 0
2040 | MISO_MO-IL_2_MISO_IN | MISO_MO-IL | MISO_IN | Internal | Summer | B3 | 75 | 2100 | 0 | 297.48 | 297.47 | 0.01 | 0
2040 | MISO_MO-IL_2_MISO_IN | MISO_MO-IL | MISO_IN | Internal | Summer | B4 | 100 | 2100 | 0 | 262.64 | 262.63 | 0.01 | 0
2040 | MISO_MO-IL_2_MISO_IN | MISO_MO-IL | MISO_IN | Internal | Summer | B5 | 200 | 2100 | 0 | 190.37 | 190.35 | 0.01 | 0
2040 | MISO_MO-IL_2_MISO_IN | MISO_MO-IL | MISO_IN | Internal | Summer | B6 | 300 | 2100 | 0 | 182.34 | 182.32 | 0.01 | 0
2040 | MISO_MO-IL_2_MISO_IN | MISO_MO-IL | MISO_IN | Internal | Summer | B7 | 400 | 2100 | 0 | 174.36 | 174.34 | 0.01 | 0
2040 | MISO_MO-IL_2_MISO_IN | MISO_MO-IL | MISO_IN | Internal | Summer | B8 | 500 | 2100 | 0 | 161.32 | 161.31 | 0.01 | 0
2040 | MISO_MO-IL_2_MISO_IN | MISO_MO-IL | MISO_IN | Internal | Summer | B9 | 800 | 2100 | 0 | 152.3 | 152.29 | 0.01 | 0
2040 | MISO_MO-IL_2_MISO_IN | MISO_MO-IL | MISO_IN | Internal | Summer | B10 | 1262 | 2100 | 2100 | 71.5 | 75.5 | 0.01 | 3.99
2040 | MISO_MO-IL_2_MISO_IN | MISO_MO-IL | MISO_IN | Internal | Winter | B16 | 25 | 2100 | 0 | 157.29 | 157.28 | 0.01 | 0
2040 | MISO_MO-IL_2_MISO_IN | MISO_MO-IL | MISO_IN | Internal | Winter | B17 | 100 | 2100 | 2100 | 147.65 | 157.28 | 0.01 | 9.62
2040 | MISO_MO-IL_2_MISO_IN | MISO_MO-IL | MISO_IN | Internal | Winter | B18 | 400 | 2100 | 2100 | 127.84 | 146.21 | 0.01 | 18.35
2040 | MISO_MO-IL_2_MISO_IN | MISO_MO-IL | MISO_IN | Internal | Winter | B19 | 700 | 2100 | 2100 | 126.78 | 146.21 | 0.01 | 19.42
2040 | MISO_MO-IL_2_MISO_IN | MISO_MO-IL | MISO_IN | Internal | Winter | B20 | 935 | 2100 | 955.54 | 71.5 | 71.51 | 0.01 | 0
2040 | MISO_MO-IL_2_MISO_W | MISO_MO-IL | MISO_W | Internal | Shoulder | B11 | 25 | 1208 | 0 | 161.9 | 161.89 | 0.01 | 0
2040 | MISO_MO-IL_2_MISO_W | MISO_MO-IL | MISO_W | Internal | Shoulder | B12 | 200 | 1208 | 0 | 150.02 | 150.01 | 0.01 | 0
2040 | MISO_MO-IL_2_MISO_W | MISO_MO-IL | MISO_W | Internal | Shoulder | B13 | 600 | 1208 | 0 | 133.27 | 133.25 | 0.01 | 0
2040 | MISO_MO-IL_2_MISO_W | MISO_MO-IL | MISO_W | Internal | Shoulder | B14 | 900 | 1208 | 0 | 125.25 | 78.88 | 0.01 | 0
2040 | MISO_MO-IL_2_MISO_W | MISO_MO-IL | MISO_W | Internal | Shoulder | B15 | 1203 | 1208 | 0 | 71.5 | 71.48 | 0.01 | 0
2040 | MISO_MO-IL_2_MISO_W | MISO_MO-IL | MISO_W | Internal | Summer | B1 | 10 | 1208 | 0 | 336.4 | 336.4 | 0.01 | 0
2040 | MISO_MO-IL_2_MISO_W | MISO_MO-IL | MISO_W | Internal | Summer | B2 | 25 | 1208 | 0 | 297.48 | 297.47 | 0.01 | 0
2040 | MISO_MO-IL_2_MISO_W | MISO_MO-IL | MISO_W | Internal | Summer | B3 | 75 | 1208 | 0 | 297.48 | 297.46 | 0.01 | 0
2040 | MISO_MO-IL_2_MISO_W | MISO_MO-IL | MISO_W | Internal | Summer | B4 | 100 | 1208 | 0 | 262.64 | 262.63 | 0.01 | 0
2040 | MISO_MO-IL_2_MISO_W | MISO_MO-IL | MISO_W | Internal | Summer | B5 | 200 | 1208 | 0 | 190.37 | 190.35 | 0.01 | 0
2040 | MISO_MO-IL_2_MISO_W | MISO_MO-IL | MISO_W | Internal | Summer | B6 | 300 | 1208 | 0 | 182.34 | 180.33 | 0.01 | 0
2040 | MISO_MO-IL_2_MISO_W | MISO_MO-IL | MISO_W | Internal | Summer | B7 | 400 | 1208 | 0 | 174.36 | 170.36 | 0.01 | 0
2040 | MISO_MO-IL_2_MISO_W | MISO_MO-IL | MISO_W | Internal | Summer | B8 | 500 | 1208 | 0 | 161.32 | 157.32 | 0.01 | 0
2040 | MISO_MO-IL_2_MISO_W | MISO_MO-IL | MISO_W | Internal | Summer | B9 | 800 | 1208 | 0 | 152.3 | 150.06 | 0.01 | 0
2040 | MISO_MO-IL_2_MISO_W | MISO_MO-IL | MISO_W | Internal | Summer | B10 | 1262 | 1208 | 0 | 71.5 | 71.48 | 0.01 | 0
2040 | MISO_MO-IL_2_MISO_W | MISO_MO-IL | MISO_W | Internal | Winter | B16 | 25 | 1208 | 0 | 157.29 | 71.48 | 0.01 | 0
2040 | MISO_MO-IL_2_MISO_W | MISO_MO-IL | MISO_W | Internal | Winter | B17 | 100 | 1208 | 0 | 147.65 | 71.48 | 0.01 | 0
2040 | MISO_MO-IL_2_MISO_W | MISO_MO-IL | MISO_W | Internal | Winter | B18 | 400 | 1208 | 0 | 127.84 | 88.5 | 0.01 | 0
2040 | MISO_MO-IL_2_MISO_W | MISO_MO-IL | MISO_W | Internal | Winter | B19 | 700 | 1208 | 0 | 126.78 | 126.77 | 0.01 | 0
2040 | MISO_MO-IL_2_MISO_W | MISO_MO-IL | MISO_W | Internal | Winter | B20 | 935 | 1208 | 0 | 71.5 | 71.48 | 0.01 | 0
2040 | MISO_MO-IL_2_PJM_ROR | MISO_MO-IL | PJM_ROR | Internal | Shoulder | B11 | 25 | 1212 | 0 | 161.9 | 163.89 | 2 | 0
2040 | MISO_MO-IL_2_PJM_ROR | MISO_MO-IL | PJM_ROR | Internal | Shoulder | B12 | 200 | 1212 | 0 | 150.02 | 152.01 | 2 | 0
2040 | MISO_MO-IL_2_PJM_ROR | MISO_MO-IL | PJM_ROR | Internal | Shoulder | B13 | 600 | 1212 | 1212 | 133.27 | 142.27 | 2 | 7
2040 | MISO_MO-IL_2_PJM_ROR | MISO_MO-IL | PJM_ROR | Internal | Shoulder | B14 | 900 | 1212 | 1212 | 125.25 | 142.27 | 2 | 15.01
2040 | MISO_MO-IL_2_PJM_ROR | MISO_MO-IL | PJM_ROR | Internal | Shoulder | B15 | 1203 | 1212 | 1122.64 | 71.5 | 73.5 | 2 | 0
2040 | MISO_MO-IL_2_PJM_ROR | MISO_MO-IL | PJM_ROR | Internal | Summer | B1 | 10 | 1212 | 1010.24 | 336.4 | 338.4 | 2 | 0
2040 | MISO_MO-IL_2_PJM_ROR | MISO_MO-IL | PJM_ROR | Internal | Summer | B2 | 25 | 1212 | 0 | 297.48 | 299.47 | 2 | 0
2040 | MISO_MO-IL_2_PJM_ROR | MISO_MO-IL | PJM_ROR | Internal | Summer | B3 | 75 | 1212 | 0 | 297.48 | 299.46 | 2 | 0
2040 | MISO_MO-IL_2_PJM_ROR | MISO_MO-IL | PJM_ROR | Internal | Summer | B4 | 100 | 1212 | 0 | 262.64 | 264.63 | 2 | 0
2040 | MISO_MO-IL_2_PJM_ROR | MISO_MO-IL | PJM_ROR | Internal | Summer | B5 | 200 | 1212 | 0 | 190.37 | 192.35 | 2 | 0
2040 | MISO_MO-IL_2_PJM_ROR | MISO_MO-IL | PJM_ROR | Internal | Summer | B6 | 300 | 1212 | 0 | 182.34 | 182.33 | 2 | 0
2040 | MISO_MO-IL_2_PJM_ROR | MISO_MO-IL | PJM_ROR | Internal | Summer | B7 | 400 | 1212 | 0 | 174.36 | 172.36 | 2 | 0
2040 | MISO_MO-IL_2_PJM_ROR | MISO_MO-IL | PJM_ROR | Internal | Summer | B8 | 500 | 1212 | 0 | 161.32 | 159.32 | 2 | 0
2040 | MISO_MO-IL_2_PJM_ROR | MISO_MO-IL | PJM_ROR | Internal | Summer | B9 | 800 | 1212 | 0 | 152.3 | 152.06 | 2 | 0
2040 | MISO_MO-IL_2_PJM_ROR | MISO_MO-IL | PJM_ROR | Internal | Summer | B10 | 1262 | 1212 | 955.01 | 71.5 | 73.5 | 2 | 0
2040 | MISO_MO-IL_2_PJM_ROR | MISO_MO-IL | PJM_ROR | Internal | Winter | B16 | 25 | 1212 | 1212 | 157.29 | 165.21 | 2 | 5.91
2040 | MISO_MO-IL_2_PJM_ROR | MISO_MO-IL | PJM_ROR | Internal | Winter | B17 | 100 | 1212 | 1212 | 147.65 | 157.78 | 2 | 8.13
2040 | MISO_MO-IL_2_PJM_ROR | MISO_MO-IL | PJM_ROR | Internal | Winter | B18 | 400 | 1212 | 1212 | 127.84 | 145.05 | 2 | 15.2
2040 | MISO_MO-IL_2_PJM_ROR | MISO_MO-IL | PJM_ROR | Internal | Winter | B19 | 700 | 1212 | 1212 | 126.78 | 144.94 | 2 | 16.16
2040 | MISO_MO-IL_2_PJM_ROR | MISO_MO-IL | PJM_ROR | Internal | Winter | B20 | 935 | 1212 | 1106.45 | 71.5 | 73.5 | 2 | 0
2040 | MISO_MO-IL_2_TVA_Transmission | MISO_MO-IL | TVA_Transmission | Internal | Shoulder | B11 | 25 | 4000 | 0 | 161.9 | 169.89 | 8 | 0
2040 | MISO_MO-IL_2_TVA_Transmission | MISO_MO-IL | TVA_Transmission | Internal | Shoulder | B12 | 200 | 4000 | 0 | 150.02 | 150.23 | 8 | 0
2040 | MISO_MO-IL_2_TVA_Transmission | MISO_MO-IL | TVA_Transmission | Internal | Shoulder | B13 | 600 | 4000 | 0 | 133.27 | 133.27 | 8 | 0
2040 | MISO_MO-IL_2_TVA_Transmission | MISO_MO-IL | TVA_Transmission | Internal | Shoulder | B14 | 900 | 4000 | 1837.02 | 125.25 | 133.25 | 8 | 0
2040 | MISO_MO-IL_2_TVA_Transmission | MISO_MO-IL | TVA_Transmission | Internal | Shoulder | B15 | 1203 | 4000 | 920.33 | 71.5 | 79.5 | 8 | 0
2040 | MISO_MO-IL_2_TVA_Transmission | MISO_MO-IL | TVA_Transmission | Internal | Summer | B1 | 10 | 4000 | 4000 | 336.4 | 352.39 | 8 | 7.99
2040 | MISO_MO-IL_2_TVA_Transmission | MISO_MO-IL | TVA_Transmission | Internal | Summer | B2 | 25 | 4000 | 4000 | 297.48 | 313.47 | 8 | 7.99
2040 | MISO_MO-IL_2_TVA_Transmission | MISO_MO-IL | TVA_Transmission | Internal | Summer | B3 | 75 | 4000 | 4000 | 297.48 | 306.4 | 8 | 0.92
2040 | MISO_MO-IL_2_TVA_Transmission | MISO_MO-IL | TVA_Transmission | Internal | Summer | B4 | 100 | 4000 | 496.3 | 262.64 | 270.64 | 8 | 0
2040 | MISO_MO-IL_2_TVA_Transmission | MISO_MO-IL | TVA_Transmission | Internal | Summer | B5 | 200 | 4000 | 0 | 190.37 | 198.35 | 8 | 0
2040 | MISO_MO-IL_2_TVA_Transmission | MISO_MO-IL | TVA_Transmission | Internal | Summer | B6 | 300 | 4000 | 0 | 182.34 | 182.32 | 8 | 0
2040 | MISO_MO-IL_2_TVA_Transmission | MISO_MO-IL | TVA_Transmission | Internal | Summer | B7 | 400 | 4000 | 0 | 174.36 | 174.34 | 8 | 0
2040 | MISO_MO-IL_2_TVA_Transmission | MISO_MO-IL | TVA_Transmission | Internal | Summer | B8 | 500 | 4000 | 0 | 161.32 | 165.02 | 8 | 0
2040 | MISO_MO-IL_2_TVA_Transmission | MISO_MO-IL | TVA_Transmission | Internal | Summer | B9 | 800 | 4000 | 0 | 152.3 | 152.06 | 8 | 0
2040 | MISO_MO-IL_2_TVA_Transmission | MISO_MO-IL | TVA_Transmission | Internal | Summer | B10 | 1262 | 4000 | 0 | 71.5 | 68.24 | 8 | 0
2040 | MISO_MO-IL_2_TVA_Transmission | MISO_MO-IL | TVA_Transmission | Internal | Winter | B16 | 25 | 4000 | 4000 | 157.29 | 171.21 | 8 | 5.91
2040 | MISO_MO-IL_2_TVA_Transmission | MISO_MO-IL | TVA_Transmission | Internal | Winter | B17 | 100 | 4000 | 170.12 | 147.65 | 155.65 | 8 | 0
2040 | MISO_MO-IL_2_TVA_Transmission | MISO_MO-IL | TVA_Transmission | Internal | Winter | B18 | 400 | 4000 | 588.59 | 127.84 | 135.84 | 8 | 0
2040 | MISO_MO-IL_2_TVA_Transmission | MISO_MO-IL | TVA_Transmission | Internal | Winter | B19 | 700 | 4000 | 428.76 | 126.78 | 134.78 | 8 | 0
2040 | MISO_MO-IL_2_TVA_Transmission | MISO_MO-IL | TVA_Transmission | Internal | Winter | B20 | 935 | 4000 | 581.6 | 71.5 | 79.5 | 8 | 0
2040 | MISO_W_2_IESO | MISO_W | IESO | Internal | Shoulder | B11 | 25 | 145 | 0 | 161.89 | 64.52 | 8 | 0
2040 | MISO_W_2_IESO | MISO_W | IESO | Internal | Shoulder | B12 | 200 | 145 | 0 | 150.01 | 64.52 | 8 | 0
2040 | MISO_W_2_IESO | MISO_W | IESO | Internal | Shoulder | B13 | 600 | 145 | 0 | 133.25 | 64.52 | 8 | 0
2040 | MISO_W_2_IESO | MISO_W | IESO | Internal | Shoulder | B14 | 900 | 145 | 0 | 78.88 | 64.52 | 8 | 0
2040 | MISO_W_2_IESO | MISO_W | IESO | Internal | Shoulder | B15 | 1203 | 145 | 0 | 71.48 | 64.52 | 8 | 0
2040 | MISO_W_2_IESO | MISO_W | IESO | Internal | Summer | B1 | 10 | 145 | 0 | 336.4 | 72.51 | 8 | 0
2040 | MISO_W_2_IESO | MISO_W | IESO | Internal | Summer | B2 | 25 | 145 | 0 | 297.47 | 101.39 | 8 | 0
2040 | MISO_W_2_IESO | MISO_W | IESO | Internal | Summer | B3 | 75 | 145 | 0 | 297.46 | 101.39 | 8 | 0
2040 | MISO_W_2_IESO | MISO_W | IESO | Internal | Summer | B4 | 100 | 145 | 0 | 262.63 | 79.47 | 8 | 0
2040 | MISO_W_2_IESO | MISO_W | IESO | Internal | Summer | B5 | 200 | 145 | 0 | 190.35 | 68.51 | 8 | 0
2040 | MISO_W_2_IESO | MISO_W | IESO | Internal | Summer | B6 | 300 | 145 | 0 | 180.33 | 68.51 | 8 | 0
2040 | MISO_W_2_IESO | MISO_W | IESO | Internal | Summer | B7 | 400 | 145 | 0 | 170.36 | 68.51 | 8 | 0
2040 | MISO_W_2_IESO | MISO_W | IESO | Internal | Summer | B8 | 500 | 145 | 0 | 157.32 | 68.51 | 8 | 0
2040 | MISO_W_2_IESO | MISO_W | IESO | Internal | Summer | B9 | 800 | 145 | 0 | 150.06 | 68.51 | 8 | 0
2040 | MISO_W_2_IESO | MISO_W | IESO | Internal | Summer | B10 | 1262 | 145 | 0 | 71.48 | 68.51 | 8 | 0
2040 | MISO_W_2_IESO | MISO_W | IESO | Internal | Winter | B16 | 25 | 145 | 0 | 71.48 | 64.52 | 8 | 0
2040 | MISO_W_2_IESO | MISO_W | IESO | Internal | Winter | B17 | 100 | 145 | 0 | 71.48 | 64.52 | 8 | 0
2040 | MISO_W_2_IESO | MISO_W | IESO | Internal | Winter | B18 | 400 | 145 | 0 | 88.5 | 64.52 | 8 | 0
2040 | MISO_W_2_IESO | MISO_W | IESO | Internal | Winter | B19 | 700 | 145 | 0 | 126.77 | 64.52 | 8 | 0
2040 | MISO_W_2_IESO | MISO_W | IESO | Internal | Winter | B20 | 935 | 145 | 0 | 71.48 | 64.52 | 8 | 0
2040 | MISO_W_2_MAPP_CA | MISO_W | MAPP_CA | Internal | Shoulder | B11 | 25 | 700 | 0 | 161.89 | 71.47 | 0.01 | 0
2040 | MISO_W_2_MAPP_CA | MISO_W | MAPP_CA | Internal | Shoulder | B12 | 200 | 700 | 0 | 150.01 | 71.47 | 0.01 | 0
2040 | MISO_W_2_MAPP_CA | MISO_W | MAPP_CA | Internal | Shoulder | B13 | 600 | 700 | 0 | 133.25 | 71.47 | 0.01 | 0
2040 | MISO_W_2_MAPP_CA | MISO_W | MAPP_CA | Internal | Shoulder | B14 | 900 | 700 | 0 | 78.88 | 71.47 | 0.01 | 0
2040 | MISO_W_2_MAPP_CA | MISO_W | MAPP_CA | Internal | Shoulder | B15 | 1203 | 700 | 0 | 71.48 | 71.47 | 0.01 | 0
2040 | MISO_W_2_MAPP_CA | MISO_W | MAPP_CA | Internal | Summer | B1 | 10 | 700 | 0 | 336.4 | 71.47 | 0.01 | 0
2040 | MISO_W_2_MAPP_CA | MISO_W | MAPP_CA | Internal | Summer | B2 | 25 | 700 | 0 | 297.47 | 71.47 | 0.01 | 0
2040 | MISO_W_2_MAPP_CA | MISO_W | MAPP_CA | Internal | Summer | B3 | 75 | 700 | 0 | 297.46 | 71.47 | 0.01 | 0
2040 | MISO_W_2_MAPP_CA | MISO_W | MAPP_CA | Internal | Summer | B4 | 100 | 700 | 0 | 262.63 | 71.47 | 0.01 | 0
2040 | MISO_W_2_MAPP_CA | MISO_W | MAPP_CA | Internal | Summer | B5 | 200 | 700 | 0 | 190.35 | 71.47 | 0.01 | 0
2040 | MISO_W_2_MAPP_CA | MISO_W | MAPP_CA | Internal | Summer | B6 | 300 | 700 | 0 | 180.33 | 71.47 | 0.01 | 0
2040 | MISO_W_2_MAPP_CA | MISO_W | MAPP_CA | Internal | Summer | B7 | 400 | 700 | 0 | 170.36 | 71.47 | 0.01 | 0
2040 | MISO_W_2_MAPP_CA | MISO_W | MAPP_CA | Internal | Summer | B8 | 500 | 700 | 0 | 157.32 | 71.47 | 0.01 | 0
2040 | MISO_W_2_MAPP_CA | MISO_W | MAPP_CA | Internal | Summer | B9 | 800 | 700 | 0 | 150.06 | 71.47 | 0.01 | 0
2040 | MISO_W_2_MAPP_CA | MISO_W | MAPP_CA | Internal | Summer | B10 | 1262 | 700 | 0 | 71.48 | 71.47 | 0.01 | 0
2040 | MISO_W_2_MAPP_CA | MISO_W | MAPP_CA | Internal | Winter | B16 | 25 | 700 | 700 | 71.48 | 71.5 | 0.01 | 0
2040 | MISO_W_2_MAPP_CA | MISO_W | MAPP_CA | Internal | Winter | B17 | 100 | 700 | 304.7 | 71.48 | 71.5 | 0.01 | 0
2040 | MISO_W_2_MAPP_CA | MISO_W | MAPP_CA | Internal | Winter | B18 | 400 | 700 | 0 | 88.5 | 71.52 | 0.01 | 0
2040 | MISO_W_2_MAPP_CA | MISO_W | MAPP_CA | Internal | Winter | B19 | 700 | 700 | 0 | 126.77 | 71.52 | 0.01 | 0
2040 | MISO_W_2_MAPP_CA | MISO_W | MAPP_CA | Internal | Winter | B20 | 935 | 700 | 318.42 | 71.48 | 71.5 | 0.01 | 0
2040 | MISO_W_2_MISO_MO-IL | MISO_W | MISO_MO-IL | Internal | Shoulder | B11 | 25 | 4048 | 481.97 | 161.89 | 161.9 | 0.01 | 0
2040 | MISO_W_2_MISO_MO-IL | MISO_W | MISO_MO-IL | Internal | Shoulder | B12 | 200 | 4048 | 1145 | 150.01 | 150.02 | 0.01 | 0
2040 | MISO_W_2_MISO_MO-IL | MISO_W | MISO_MO-IL | Internal | Shoulder | B13 | 600 | 4048 | 2265.05 | 133.25 | 133.27 | 0.01 | 0
2040 | MISO_W_2_MISO_MO-IL | MISO_W | MISO_MO-IL | Internal | Shoulder | B14 | 900 | 4048 | 4048 | 78.88 | 125.25 | 0.01 | 46.36
2040 | MISO_W_2_MISO_MO-IL | MISO_W | MISO_MO-IL | Internal | Shoulder | B15 | 1203 | 4048 | 1704.64 | 71.48 | 71.5 | 0.01 | 0
2040 | MISO_W_2_MISO_MO-IL | MISO_W | MISO_MO-IL | Internal | Summer | B1 | 10 | 4048 | 0 | 336.4 | 336.4 | 0.01 | 0
2040 | MISO_W_2_MISO_MO-IL | MISO_W | MISO_MO-IL | Internal | Summer | B2 | 25 | 4048 | 3048.51 | 297.47 | 297.48 | 0.01 | 0
2040 | MISO_W_2_MISO_MO-IL | MISO_W | MISO_MO-IL | Internal | Summer | B3 | 75 | 4048 | 4048 | 297.46 | 297.48 | 0.01 | 0.01
2040 | MISO_W_2_MISO_MO-IL | MISO_W | MISO_MO-IL | Internal | Summer | B4 | 100 | 4048 | 3859.99 | 262.63 | 262.64 | 0.01 | 0
2040 | MISO_W_2_MISO_MO-IL | MISO_W | MISO_MO-IL | Internal | Summer | B5 | 200 | 4048 | 3829.19 | 190.35 | 190.37 | 0.01 | 0
2040 | MISO_W_2_MISO_MO-IL | MISO_W | MISO_MO-IL | Internal | Summer | B6 | 300 | 4048 | 4048 | 180.33 | 182.34 | 0.01 | 2
2040 | MISO_W_2_MISO_MO-IL | MISO_W | MISO_MO-IL | Internal | Summer | B7 | 400 | 4048 | 4048 | 170.36 | 174.36 | 0.01 | 3.99
2040 | MISO_W_2_MISO_MO-IL | MISO_W | MISO_MO-IL | Internal | Summer | B8 | 500 | 4048 | 4048 | 157.32 | 161.32 | 0.01 | 3.99
2040 | MISO_W_2_MISO_MO-IL | MISO_W | MISO_MO-IL | Internal | Summer | B9 | 800 | 4048 | 4048 | 150.06 | 152.3 | 0.01 | 2.24
2040 | MISO_W_2_MISO_MO-IL | MISO_W | MISO_MO-IL | Internal | Summer | B10 | 1262 | 4048 | 1556.16 | 71.48 | 71.5 | 0.01 | 0
2040 | MISO_W_2_MISO_MO-IL | MISO_W | MISO_MO-IL | Internal | Winter | B16 | 25 | 4048 | 4048 | 71.48 | 157.29 | 0.01 | 85.8
2040 | MISO_W_2_MISO_MO-IL | MISO_W | MISO_MO-IL | Internal | Winter | B17 | 100 | 4048 | 4048 | 71.48 | 147.65 | 0.01 | 76.16
2040 | MISO_W_2_MISO_MO-IL | MISO_W | MISO_MO-IL | Internal | Winter | B18 | 400 | 4048 | 4048 | 88.5 | 127.84 | 0.01 | 39.33
2040 | MISO_W_2_MISO_MO-IL | MISO_W | MISO_MO-IL | Internal | Winter | B19 | 700 | 4048 | 3749.32 | 126.77 | 126.78 | 0.01 | 0
2040 | MISO_W_2_MISO_MO-IL | MISO_W | MISO_MO-IL | Internal | Winter | B20 | 935 | 4048 | 1276.85 | 71.48 | 71.5 | 0.01 | 0
2040 | MISO_W_2_MISO_WUMS | MISO_W | MISO_WUMS | Internal | Shoulder | B11 | 25 | 1747 | 0 | 161.89 | 161.87 | 0.01 | 0
2040 | MISO_W_2_MISO_WUMS | MISO_W | MISO_WUMS | Internal | Shoulder | B12 | 200 | 1747 | 1747 | 150.01 | 154.01 | 0.01 | 3.99
2040 | MISO_W_2_MISO_WUMS | MISO_W | MISO_WUMS | Internal | Shoulder | B13 | 600 | 1747 | 1747 | 133.25 | 144.27 | 0.01 | 11
2040 | MISO_W_2_MISO_WUMS | MISO_W | MISO_WUMS | Internal | Shoulder | B14 | 900 | 1747 | 1747 | 78.88 | 144.27 | 0.01 | 65.38
2040 | MISO_W_2_MISO_WUMS | MISO_W | MISO_WUMS | Internal | Shoulder | B15 | 1203 | 1747 | 1747 | 71.48 | 72.81 | 0.01 | 1.31
2040 | MISO_W_2_MISO_WUMS | MISO_W | MISO_WUMS | Internal | Summer | B1 | 10 | 1747 | 0 | 336.4 | 336.39 | 0.01 | 0
2040 | MISO_W_2_MISO_WUMS | MISO_W | MISO_WUMS | Internal | Summer | B2 | 25 | 1747 | 0 | 297.47 | 297.46 | 0.01 | 0
2040 | MISO_W_2_MISO_WUMS | MISO_W | MISO_WUMS | Internal | Summer | B3 | 75 | 1747 | 0 | 297.46 | 297.45 | 0.01 | 0
2040 | MISO_W_2_MISO_WUMS | MISO_W | MISO_WUMS | Internal | Summer | B4 | 100 | 1747 | 0 | 262.63 | 262.62 | 0.01 | 0
2040 | MISO_W_2_MISO_WUMS | MISO_W | MISO_WUMS | Internal | Summer | B5 | 200 | 1747 | 0 | 190.35 | 177.31 | 0.01 | 0
2040 | MISO_W_2_MISO_WUMS | MISO_W | MISO_WUMS | Internal | Summer | B6 | 300 | 1747 | 0 | 180.33 | 177.31 | 0.01 | 0
2040 | MISO_W_2_MISO_WUMS | MISO_W | MISO_WUMS | Internal | Summer | B7 | 400 | 1747 | 0 | 170.36 | 170.34 | 0.01 | 0
2040 | MISO_W_2_MISO_WUMS | MISO_W | MISO_WUMS | Internal | Summer | B8 | 500 | 1747 | 0 | 157.32 | 157.32 | 0.01 | 0
2040 | MISO_W_2_MISO_WUMS | MISO_W | MISO_WUMS | Internal | Summer | B9 | 800 | 1747 | 1747 | 150.06 | 152.21 | 0.01 | 2.14
2040 | MISO_W_2_MISO_WUMS | MISO_W | MISO_WUMS | Internal | Summer | B10 | 1262 | 1747 | 1747 | 71.48 | 75.5 | 0.01 | 4
2040 | MISO_W_2_MISO_WUMS | MISO_W | MISO_WUMS | Internal | Winter | B16 | 25 | 1747 | 1747 | 71.48 | 157.35 | 0.01 | 85.85
2040 | MISO_W_2_MISO_WUMS | MISO_W | MISO_WUMS | Internal | Winter | B17 | 100 | 1747 | 1747 | 71.48 | 157.35 | 0.01 | 85.85
2040 | MISO_W_2_MISO_WUMS | MISO_W | MISO_WUMS | Internal | Winter | B18 | 400 | 1747 | 1747 | 88.5 | 147.05 | 0.01 | 58.54
2040 | MISO_W_2_MISO_WUMS | MISO_W | MISO_WUMS | Internal | Winter | B19 | 700 | 1747 | 1747 | 126.77 | 146.94 | 0.01 | 20.16
2040 | MISO_W_2_MISO_WUMS | MISO_W | MISO_WUMS | Internal | Winter | B20 | 935 | 1747 | 1747 | 71.48 | 73.39 | 0.01 | 1.89
2040 | MISO_W_2_PJM_ROR | MISO_W | PJM_ROR | Internal | Shoulder | B11 | 25 | 19839 | 12476.23 | 161.89 | 163.89 | 2 | 0
2040 | MISO_W_2_PJM_ROR | MISO_W | PJM_ROR | Internal | Shoulder | B12 | 200 | 19839 | 19749.6 | 150.01 | 152.01 | 2 | 0
2040 | MISO_W_2_PJM_ROR | MISO_W | PJM_ROR | Internal | Shoulder | B13 | 600 | 19839 | 19839 | 133.25 | 142.27 | 2 | 7.01
2040 | MISO_W_2_PJM_ROR | MISO_W | PJM_ROR | Internal | Shoulder | B14 | 900 | 19839 | 19839 | 78.88 | 142.27 | 2 | 61.39
2040 | MISO_W_2_PJM_ROR | MISO_W | PJM_ROR | Internal | Shoulder | B15 | 1203 | 19839 | 19839 | 71.48 | 73.5 | 2 | 0.01
2040 | MISO_W_2_PJM_ROR | MISO_W | PJM_ROR | Internal | Summer | B1 | 10 | 19839 | 15529.25 | 336.4 | 338.4 | 2 | 0
2040 | MISO_W_2_PJM_ROR | MISO_W | PJM_ROR | Internal | Summer | B2 | 25 | 19839 | 16964.73 | 297.47 | 299.47 | 2 | 0
2040 | MISO_W_2_PJM_ROR | MISO_W | PJM_ROR | Internal | Summer | B3 | 75 | 19839 | 7534.37 | 297.46 | 299.46 | 2 | 0
2040 | MISO_W_2_PJM_ROR | MISO_W | PJM_ROR | Internal | Summer | B4 | 100 | 19839 | 5681.17 | 262.63 | 264.63 | 2 | 0
2040 | MISO_W_2_PJM_ROR | MISO_W | PJM_ROR | Internal | Summer | B5 | 200 | 19839 | 4221.72 | 190.35 | 192.35 | 2 | 0
2040 | MISO_W_2_PJM_ROR | MISO_W | PJM_ROR | Internal | Summer | B6 | 300 | 19839 | 2359.46 | 180.33 | 182.33 | 2 | 0
2040 | MISO_W_2_PJM_ROR | MISO_W | PJM_ROR | Internal | Summer | B7 | 400 | 19839 | 5902.83 | 170.36 | 172.36 | 2 | 0
2040 | MISO_W_2_PJM_ROR | MISO_W | PJM_ROR | Internal | Summer | B8 | 500 | 19839 | 13592.65 | 157.32 | 159.32 | 2 | 0
2040 | MISO_W_2_PJM_ROR | MISO_W | PJM_ROR | Internal | Summer | B9 | 800 | 19839 | 11417.68 | 150.06 | 152.06 | 2 | 0
2040 | MISO_W_2_PJM_ROR | MISO_W | PJM_ROR | Internal | Summer | B10 | 1262 | 19839 | 19839 | 71.48 | 73.5 | 2 | 0.01
2040 | MISO_W_2_PJM_ROR | MISO_W | PJM_ROR | Internal | Winter | B16 | 25 | 19839 | 19839 | 71.48 | 165.21 | 2 | 91.72
2040 | MISO_W_2_PJM_ROR | MISO_W | PJM_ROR | Internal | Winter | B17 | 100 | 19839 | 19839 | 71.48 | 157.78 | 2 | 84.3
2040 | MISO_W_2_PJM_ROR | MISO_W | PJM_ROR | Internal | Winter | B18 | 400 | 19839 | 19839 | 88.5 | 145.05 | 2 | 54.55
2040 | MISO_W_2_PJM_ROR | MISO_W | PJM_ROR | Internal | Winter | B19 | 700 | 19839 | 19839 | 126.77 | 144.94 | 2 | 16.17
2040 | MISO_W_2_PJM_ROR | MISO_W | PJM_ROR | Internal | Winter | B20 | 935 | 19839 | 19839 | 71.48 | 73.5 | 2 | 0.01
2040 | MISO_W_2_SPP_N | MISO_W | SPP_N | Internal | Shoulder | B11 | 25 | 3450 | 0 | 161.89 | 156.9 | 7 | 0
2040 | MISO_W_2_SPP_N | MISO_W | SPP_N | Internal | Shoulder | B12 | 200 | 3450 | 0 | 150.01 | 11.52 | 7 | 0
2040 | MISO_W_2_SPP_N | MISO_W | SPP_N | Internal | Shoulder | B13 | 600 | 3450 | 0 | 133.25 | 0.18 | 7 | 0
2040 | MISO_W_2_SPP_N | MISO_W | SPP_N | Internal | Shoulder | B14 | 900 | 3450 | 0 | 78.88 | 0.01 | 7 | 0
2040 | MISO_W_2_SPP_N | MISO_W | SPP_N | Internal | Shoulder | B15 | 1203 | 3450 | 0 | 71.48 | 0.01 | 7 | 0
2040 | MISO_W_2_SPP_N | MISO_W | SPP_N | Internal | Summer | B1 | 10 | 3450 | 0 | 336.4 | 0.01 | 7 | 0
2040 | MISO_W_2_SPP_N | MISO_W | SPP_N | Internal | Summer | B2 | 25 | 3450 | 0 | 297.47 | 292.48 | 7 | 0
2040 | MISO_W_2_SPP_N | MISO_W | SPP_N | Internal | Summer | B3 | 75 | 3450 | 0 | 297.46 | 293.4 | 7 | 0
2040 | MISO_W_2_SPP_N | MISO_W | SPP_N | Internal | Summer | B4 | 100 | 3450 | 0 | 262.63 | 257.64 | 7 | 0
2040 | MISO_W_2_SPP_N | MISO_W | SPP_N | Internal | Summer | B5 | 200 | 3450 | 0 | 190.35 | 185.37 | 7 | 0
2040 | MISO_W_2_SPP_N | MISO_W | SPP_N | Internal | Summer | B6 | 300 | 3450 | 0 | 180.33 | 181.95 | 7 | 0
2040 | MISO_W_2_SPP_N | MISO_W | SPP_N | Internal | Summer | B7 | 400 | 3450 | 1038.04 | 170.36 | 177.36 | 7 | 0
2040 | MISO_W_2_SPP_N | MISO_W | SPP_N | Internal | Summer | B8 | 500 | 3450 | 0 | 157.32 | 164.31 | 7 | 0
2040 | MISO_W_2_SPP_N | MISO_W | SPP_N | Internal | Summer | B9 | 800 | 3450 | 0 | 150.06 | 147.3 | 7 | 0
2040 | MISO_W_2_SPP_N | MISO_W | SPP_N | Internal | Summer | B10 | 1262 | 3450 | 0 | 71.48 | 11.52 | 7 | 0
2040 | MISO_W_2_SPP_N | MISO_W | SPP_N | Internal | Winter | B16 | 25 | 3450 | 0 | 71.48 | 0.01 | 7 | 0
2040 | MISO_W_2_SPP_N | MISO_W | SPP_N | Internal | Winter | B17 | 100 | 3450 | 0 | 71.48 | 0.01 | 7 | 0
2040 | MISO_W_2_SPP_N | MISO_W | SPP_N | Internal | Winter | B18 | 400 | 3450 | 0 | 88.5 | 2.38 | 7 | 0
2040 | MISO_W_2_SPP_N | MISO_W | SPP_N | Internal | Winter | B19 | 700 | 3450 | 0 | 126.77 | 0.01 | 7 | 0
2040 | MISO_W_2_SPP_N | MISO_W | SPP_N | Internal | Winter | B20 | 935 | 3450 | 0 | 71.48 | 0.01 | 7 | 0
2040 | MISO_WUMS_2_MISO_MI | MISO_WUMS | MISO_MI | Internal | Shoulder | B11 | 25 | 294 | 0 | 161.87 | 153.9 | 0.01 | 0
2040 | MISO_WUMS_2_MISO_MI | MISO_WUMS | MISO_MI | Internal | Shoulder | B12 | 200 | 294 | 0 | 154.01 | 150.05 | 0.01 | 0
2040 | MISO_WUMS_2_MISO_MI | MISO_WUMS | MISO_MI | Internal | Shoulder | B13 | 600 | 294 | 0 | 144.27 | 144.25 | 0.01 | 0
2040 | MISO_WUMS_2_MISO_MI | MISO_WUMS | MISO_MI | Internal | Shoulder | B14 | 900 | 294 | 0 | 144.27 | 144.25 | 0.01 | 0
2040 | MISO_WUMS_2_MISO_MI | MISO_WUMS | MISO_MI | Internal | Shoulder | B15 | 1203 | 294 | 0 | 72.81 | 71.52 | 0.01 | 0
2040 | MISO_WUMS_2_MISO_MI | MISO_WUMS | MISO_MI | Internal | Summer | B1 | 10 | 294 | 237.65 | 336.39 | 336.4 | 0.01 | 0
2040 | MISO_WUMS_2_MISO_MI | MISO_WUMS | MISO_MI | Internal | Summer | B2 | 25 | 294 | 147.81 | 297.46 | 297.47 | 0.01 | 0
2040 | MISO_WUMS_2_MISO_MI | MISO_WUMS | MISO_MI | Internal | Summer | B3 | 75 | 294 | 156.93 | 297.45 | 297.46 | 0.01 | 0
2040 | MISO_WUMS_2_MISO_MI | MISO_WUMS | MISO_MI | Internal | Summer | B4 | 100 | 294 | 294 | 262.62 | 262.64 | 0.01 | 0.01
2040 | MISO_WUMS_2_MISO_MI | MISO_WUMS | MISO_MI | Internal | Summer | B5 | 200 | 294 | 294 | 177.31 | 190.37 | 0.01 | 13.04
2040 | MISO_WUMS_2_MISO_MI | MISO_WUMS | MISO_MI | Internal | Summer | B6 | 300 | 294 | 294 | 177.31 | 182.34 | 0.01 | 5.02
2040 | MISO_WUMS_2_MISO_MI | MISO_WUMS | MISO_MI | Internal | Summer | B7 | 400 | 294 | 294 | 170.34 | 174.36 | 0.01 | 4
2040 | MISO_WUMS_2_MISO_MI | MISO_WUMS | MISO_MI | Internal | Summer | B8 | 500 | 294 | 294 | 157.32 | 161.32 | 0.01 | 3.99
2040 | MISO_WUMS_2_MISO_MI | MISO_WUMS | MISO_MI | Internal | Summer | B9 | 800 | 294 | 294 | 152.21 | 152.3 | 0.01 | 0.09
2040 | MISO_WUMS_2_MISO_MI | MISO_WUMS | MISO_MI | Internal | Summer | B10 | 1262 | 294 | 262.64 | 75.5 | 75.51 | 0.01 | 0
2040 | MISO_WUMS_2_MISO_MI | MISO_WUMS | MISO_MI | Internal | Winter | B16 | 25 | 294 | 0 | 157.35 | 157.34 | 0.01 | 0
2040 | MISO_WUMS_2_MISO_MI | MISO_WUMS | MISO_MI | Internal | Winter | B17 | 100 | 294 | 0 | 157.35 | 157.29 | 0.01 | 0
2040 | MISO_WUMS_2_MISO_MI | MISO_WUMS | MISO_MI | Internal | Winter | B18 | 400 | 294 | 0 | 147.05 | 146.22 | 0.01 | 0
2040 | MISO_WUMS_2_MISO_MI | MISO_WUMS | MISO_MI | Internal | Winter | B19 | 700 | 294 | 0 | 146.94 | 146.22 | 0.01 | 0
2040 | MISO_WUMS_2_MISO_MI | MISO_WUMS | MISO_MI | Internal | Winter | B20 | 935 | 294 | 0 | 73.39 | 71.52 | 0.01 | 0
2040 | MISO_WUMS_2_MISO_W | MISO_WUMS | MISO_W | Internal | Shoulder | B11 | 25 | 1255 | 388.18 | 161.87 | 161.89 | 0.01 | 0
2040 | MISO_WUMS_2_MISO_W | MISO_WUMS | MISO_W | Internal | Shoulder | B12 | 200 | 1255 | 0 | 154.01 | 150.01 | 0.01 | 0
2040 | MISO_WUMS_2_MISO_W | MISO_WUMS | MISO_W | Internal | Shoulder | B13 | 600 | 1255 | 0 | 144.27 | 133.25 | 0.01 | 0
2040 | MISO_WUMS_2_MISO_W | MISO_WUMS | MISO_W | Internal | Shoulder | B14 | 900 | 1255 | 0 | 144.27 | 78.88 | 0.01 | 0
2040 | MISO_WUMS_2_MISO_W | MISO_WUMS | MISO_W | Internal | Shoulder | B15 | 1203 | 1255 | 0 | 72.81 | 71.48 | 0.01 | 0
2040 | MISO_WUMS_2_MISO_W | MISO_WUMS | MISO_W | Internal | Summer | B1 | 10 | 1255 | 1203.63 | 336.39 | 336.4 | 0.01 | 0
2040 | MISO_WUMS_2_MISO_W | MISO_WUMS | MISO_W | Internal | Summer | B2 | 25 | 1255 | 235.72 | 297.46 | 297.47 | 0.01 | 0
2040 | MISO_WUMS_2_MISO_W | MISO_WUMS | MISO_W | Internal | Summer | B3 | 75 | 1255 | 726.15 | 297.45 | 297.46 | 0.01 | 0
2040 | MISO_WUMS_2_MISO_W | MISO_WUMS | MISO_W | Internal | Summer | B4 | 100 | 1255 | 1254.64 | 262.62 | 262.63 | 0.01 | 0
2040 | MISO_WUMS_2_MISO_W | MISO_WUMS | MISO_W | Internal | Summer | B5 | 200 | 1255 | 1255 | 177.31 | 190.35 | 0.01 | 13.03
2040 | MISO_WUMS_2_MISO_W | MISO_WUMS | MISO_W | Internal | Summer | B6 | 300 | 1255 | 1255 | 177.31 | 180.33 | 0.01 | 3.01
2040 | MISO_WUMS_2_MISO_W | MISO_WUMS | MISO_W | Internal | Summer | B7 | 400 | 1255 | 114.03 | 170.34 | 170.36 | 0.01 | 0
2040 | MISO_WUMS_2_MISO_W | MISO_WUMS | MISO_W | Internal | Summer | B8 | 500 | 1255 | 0 | 157.32 | 157.32 | 0.01 | 0
2040 | MISO_WUMS_2_MISO_W | MISO_WUMS | MISO_W | Internal | Summer | B9 | 800 | 1255 | 0 | 152.21 | 150.06 | 0.01 | 0
2040 | MISO_WUMS_2_MISO_W | MISO_WUMS | MISO_W | Internal | Summer | B10 | 1262 | 1255 | 0 | 75.5 | 71.48 | 0.01 | 0
2040 | MISO_WUMS_2_MISO_W | MISO_WUMS | MISO_W | Internal | Winter | B16 | 25 | 1255 | 0 | 157.35 | 71.48 | 0.01 | 0
2040 | MISO_WUMS_2_MISO_W | MISO_WUMS | MISO_W | Internal | Winter | B17 | 100 | 1255 | 0 | 157.35 | 71.48 | 0.01 | 0
2040 | MISO_WUMS_2_MISO_W | MISO_WUMS | MISO_W | Internal | Winter | B18 | 400 | 1255 | 0 | 147.05 | 88.5 | 0.01 | 0
2040 | MISO_WUMS_2_MISO_W | MISO_WUMS | MISO_W | Internal | Winter | B19 | 700 | 1255 | 0 | 146.94 | 126.77 | 0.01 | 0
2040 | MISO_WUMS_2_MISO_W | MISO_WUMS | MISO_W | Internal | Winter | B20 | 935 | 1255 | 0 | 73.39 | 71.48 | 0.01 | 0
2040 | MISO_WUMS_2_PJM_ROR | MISO_WUMS | PJM_ROR | Internal | Shoulder | B11 | 25 | 1600 | 1600 | 161.87 | 163.89 | 2 | 0.01
2040 | MISO_WUMS_2_PJM_ROR | MISO_WUMS | PJM_ROR | Internal | Shoulder | B12 | 200 | 1600 | 0 | 154.01 | 152.01 | 2 | 0
2040 | MISO_WUMS_2_PJM_ROR | MISO_WUMS | PJM_ROR | Internal | Shoulder | B13 | 600 | 1600 | 0 | 144.27 | 142.27 | 2 | 0
2040 | MISO_WUMS_2_PJM_ROR | MISO_WUMS | PJM_ROR | Internal | Shoulder | B14 | 900 | 1600 | 0 | 144.27 | 142.27 | 2 | 0
2040 | MISO_WUMS_2_PJM_ROR | MISO_WUMS | PJM_ROR | Internal | Shoulder | B15 | 1203 | 1600 | 0 | 72.81 | 73.5 | 2 | 0
2040 | MISO_WUMS_2_PJM_ROR | MISO_WUMS | PJM_ROR | Internal | Summer | B1 | 10 | 1600 | 1600 | 336.39 | 338.4 | 2 | 0.01
2040 | MISO_WUMS_2_PJM_ROR | MISO_WUMS | PJM_ROR | Internal | Summer | B2 | 25 | 1600 | 1600 | 297.46 | 299.47 | 2 | 0.01
2040 | MISO_WUMS_2_PJM_ROR | MISO_WUMS | PJM_ROR | Internal | Summer | B3 | 75 | 1600 | 1600 | 297.45 | 299.46 | 2 | 0.01
2040 | MISO_WUMS_2_PJM_ROR | MISO_WUMS | PJM_ROR | Internal | Summer | B4 | 100 | 1600 | 1600 | 262.62 | 264.63 | 2 | 0.01
2040 | MISO_WUMS_2_PJM_ROR | MISO_WUMS | PJM_ROR | Internal | Summer | B5 | 200 | 1600 | 1600 | 177.31 | 192.35 | 2 | 13.04
2040 | MISO_WUMS_2_PJM_ROR | MISO_WUMS | PJM_ROR | Internal | Summer | B6 | 300 | 1600 | 1600 | 177.31 | 182.33 | 2 | 3.02
2040 | MISO_WUMS_2_PJM_ROR | MISO_WUMS | PJM_ROR | Internal | Summer | B7 | 400 | 1600 | 1600 | 170.34 | 172.36 | 2 | 0.01
2040 | MISO_WUMS_2_PJM_ROR | MISO_WUMS | PJM_ROR | Internal | Summer | B8 | 500 | 1600 | 1519.67 | 157.32 | 159.32 | 2 | 0
2040 | MISO_WUMS_2_PJM_ROR | MISO_WUMS | PJM_ROR | Internal | Summer | B9 | 800 | 1600 | 0 | 152.21 | 152.06 | 2 | 0
2040 | MISO_WUMS_2_PJM_ROR | MISO_WUMS | PJM_ROR | Internal | Summer | B10 | 1262 | 1600 | 0 | 75.5 | 73.5 | 2 | 0
2040 | MISO_WUMS_2_PJM_ROR | MISO_WUMS | PJM_ROR | Internal | Winter | B16 | 25 | 1600 | 1600 | 157.35 | 165.21 | 2 | 5.86
2040 | MISO_WUMS_2_PJM_ROR | MISO_WUMS | PJM_ROR | Internal | Winter | B17 | 100 | 1600 | 0 | 157.35 | 157.78 | 2 | 0
2040 | MISO_WUMS_2_PJM_ROR | MISO_WUMS | PJM_ROR | Internal | Winter | B18 | 400 | 1600 | 0 | 147.05 | 145.05 | 2 | 0
2040 | MISO_WUMS_2_PJM_ROR | MISO_WUMS | PJM_ROR | Internal | Winter | B19 | 700 | 1600 | 0 | 146.94 | 144.94 | 2 | 0
2040 | MISO_WUMS_2_PJM_ROR | MISO_WUMS | PJM_ROR | Internal | Winter | B20 | 935 | 1600 | 0 | 73.39 | 73.5 | 2 | 0
2040 | NE_2_MAPP_US | NE | MAPP_US | Internal | Shoulder | B11 | 25 | 1600 | 0 | 156.89 | 154.89 | 5 | 0
2040 | NE_2_MAPP_US | NE | MAPP_US | Internal | Shoulder | B12 | 200 | 1600 | 1113.63 | 76.66 | 81.66 | 5 | 0
2040 | NE_2_MAPP_US | NE | MAPP_US | Internal | Shoulder | B13 | 600 | 1600 | 1600 | 0.2 | 71.88 | 5 | 66.68
2040 | NE_2_MAPP_US | NE | MAPP_US | Internal | Shoulder | B14 | 900 | 1600 | 1600 | 0.01 | 71.88 | 5 | 66.87
2040 | NE_2_MAPP_US | NE | MAPP_US | Internal | Shoulder | B15 | 1203 | 1600 | 1600 | 0.01 | 71.48 | 5 | 66.47
2040 | NE_2_MAPP_US | NE | MAPP_US | Internal | Summer | B1 | 10 | 1600 | 0 | 331.4 | 329.4 | 5 | 0
2040 | NE_2_MAPP_US | NE | MAPP_US | Internal | Summer | B2 | 25 | 1600 | 0 | 292.47 | 290.47 | 5 | 0
2040 | NE_2_MAPP_US | NE | MAPP_US | Internal | Summer | B3 | 75 | 1600 | 0 | 292.46 | 290.46 | 5 | 0
2040 | NE_2_MAPP_US | NE | MAPP_US | Internal | Summer | B4 | 100 | 1600 | 0 | 257.63 | 255.63 | 5 | 0
2040 | NE_2_MAPP_US | NE | MAPP_US | Internal | Summer | B5 | 200 | 1600 | 0 | 185.35 | 183.35 | 5 | 0
2040 | NE_2_MAPP_US | NE | MAPP_US | Internal | Summer | B6 | 300 | 1600 | 0 | 181.94 | 174.94 | 5 | 0
2040 | NE_2_MAPP_US | NE | MAPP_US | Internal | Summer | B7 | 400 | 1600 | 0 | 165.36 | 163.36 | 5 | 0
2040 | NE_2_MAPP_US | NE | MAPP_US | Internal | Summer | B8 | 500 | 1600 | 0 | 152.32 | 150.32 | 5 | 0
2040 | NE_2_MAPP_US | NE | MAPP_US | Internal | Summer | B9 | 800 | 1600 | 0 | 145.06 | 143.06 | 5 | 0
2040 | NE_2_MAPP_US | NE | MAPP_US | Internal | Summer | B10 | 1262 | 1600 | 1600 | 21.33 | 71.48 | 5 | 45.15
2040 | NE_2_MAPP_US | NE | MAPP_US | Internal | Winter | B16 | 25 | 1600 | 1600 | 0.01 | 71.48 | 5 | 66.47
2040 | NE_2_MAPP_US | NE | MAPP_US | Internal | Winter | B17 | 100 | 1600 | 1600 | 0.01 | 71.48 | 5 | 66.47
2040 | NE_2_MAPP_US | NE | MAPP_US | Internal | Winter | B18 | 400 | 1600 | 1600 | 2.36 | 81.5 | 5 | 74.13
2040 | NE_2_MAPP_US | NE | MAPP_US | Internal | Winter | B19 | 700 | 1600 | 1600 | 0.01 | 81.5 | 5 | 76.49
2040 | NE_2_MAPP_US | NE | MAPP_US | Internal | Winter | B20 | 935 | 1600 | 1600 | 0.01 | 71.48 | 5 | 66.47
2040 | NE_2_MISO_W | NE | MISO_W | Internal | Shoulder | B11 | 25 | 3614 | 2438.34 | 156.89 | 161.89 | 5 | 0
2040 | NE_2_MISO_W | NE | MISO_W | Internal | Shoulder | B12 | 200 | 3614 | 3614 | 76.66 | 150.01 | 5 | 68.35
2040 | NE_2_MISO_W | NE | MISO_W | Internal | Shoulder | B13 | 600 | 3614 | 3614 | 0.2 | 133.25 | 5 | 128.06
2040 | NE_2_MISO_W | NE | MISO_W | Internal | Shoulder | B14 | 900 | 3614 | 3614 | 0.01 | 78.88 | 5 | 73.87
2040 | NE_2_MISO_W | NE | MISO_W | Internal | Shoulder | B15 | 1203 | 3614 | 3614 | 0.01 | 71.48 | 5 | 66.47
2040 | NE_2_MISO_W | NE | MISO_W | Internal | Summer | B1 | 10 | 3614 | 2610.21 | 331.4 | 336.4 | 5 | 0
2040 | NE_2_MISO_W | NE | MISO_W | Internal | Summer | B2 | 25 | 3614 | 3282.41 | 292.47 | 297.47 | 5 | 0
2040 | NE_2_MISO_W | NE | MISO_W | Internal | Summer | B3 | 75 | 3614 | 29.65 | 292.46 | 297.46 | 5 | 0
2040 | NE_2_MISO_W | NE | MISO_W | Internal | Summer | B4 | 100 | 3614 | 309.56 | 257.63 | 262.63 | 5 | 0
2040 | NE_2_MISO_W | NE | MISO_W | Internal | Summer | B5 | 200 | 3614 | 286.17 | 185.35 | 190.35 | 5 | 0
2040 | NE_2_MISO_W | NE | MISO_W | Internal | Summer | B6 | 300 | 3614 | 0 | 181.94 | 180.33 | 5 | 0
2040 | NE_2_MISO_W | NE | MISO_W | Internal | Summer | B7 | 400 | 3614 | 592.17 | 165.36 | 170.36 | 5 | 0
2040 | NE_2_MISO_W | NE | MISO_W | Internal | Summer | B8 | 500 | 3614 | 1588.59 | 152.32 | 157.32 | 5 | 0
2040 | NE_2_MISO_W | NE | MISO_W | Internal | Summer | B9 | 800 | 3614 | 1604.56 | 145.06 | 150.06 | 5 | 0
2040 | NE_2_MISO_W | NE | MISO_W | Internal | Summer | B10 | 1262 | 3614 | 3614 | 21.33 | 71.48 | 5 | 45.15
2040 | NE_2_MISO_W | NE | MISO_W | Internal | Winter | B16 | 25 | 3614 | 3614 | 0.01 | 71.48 | 5 | 66.47
2040 | NE_2_MISO_W | NE | MISO_W | Internal | Winter | B17 | 100 | 3614 | 3614 | 0.01 | 71.48 | 5 | 66.47
2040 | NE_2_MISO_W | NE | MISO_W | Internal | Winter | B18 | 400 | 3614 | 3614 | 2.36 | 88.5 | 5 | 81.13
2040 | NE_2_MISO_W | NE | MISO_W | Internal | Winter | B19 | 700 | 3614 | 3614 | 0.01 | 126.77 | 5 | 121.76
2040 | NE_2_MISO_W | NE | MISO_W | Internal | Winter | B20 | 935 | 3614 | 3614 | 0.01 | 71.48 | 5 | 66.47
2040 | NE_2_SPP_N | NE | SPP_N | Internal | Shoulder | B11 | 25 | 1854 | 669.82 | 156.89 | 156.9 | 0.01 | 0
2040 | NE_2_SPP_N | NE | SPP_N | Internal | Shoulder | B12 | 200 | 1854 | 0 | 76.66 | 11.52 | 0.01 | 0
2040 | NE_2_SPP_N | NE | SPP_N | Internal | Shoulder | B13 | 600 | 1854 | 0 | 0.2 | 0.18 | 0.01 | 0
2040 | NE_2_SPP_N | NE | SPP_N | Internal | Shoulder | B14 | 900 | 1854 | 0 | 0.01 | 0.01 | 0.01 | 0
2040 | NE_2_SPP_N | NE | SPP_N | Internal | Shoulder | B15 | 1203 | 1854 | 0 | 0.01 | 0.01 | 0.01 | 0
2040 | NE_2_SPP_N | NE | SPP_N | Internal | Summer | B1 | 10 | 1854 | 0 | 331.4 | 0.01 | 0.01 | 0
2040 | NE_2_SPP_N | NE | SPP_N | Internal | Summer | B2 | 25 | 1854 | 10.27 | 292.47 | 292.48 | 0.01 | 0
2040 | NE_2_SPP_N | NE | SPP_N | Internal | Summer | B3 | 75 | 1854 | 1854 | 292.46 | 293.4 | 0.01 | 0.93
2040 | NE_2_SPP_N | NE | SPP_N | Internal | Summer | B4 | 100 | 1854 | 1279.3 | 257.63 | 257.64 | 0.01 | 0
2040 | NE_2_SPP_N | NE | SPP_N | Internal | Summer | B5 | 200 | 1854 | 719.58 | 185.35 | 185.37 | 0.01 | 0
2040 | NE_2_SPP_N | NE | SPP_N | Internal | Summer | B6 | 300 | 1854 | 1692.38 | 181.94 | 181.95 | 0.01 | 0
2040 | NE_2_SPP_N | NE | SPP_N | Internal | Summer | B7 | 400 | 1854 | 1854 | 165.36 | 177.36 | 0.01 | 11.99
2040 | NE_2_SPP_N | NE | SPP_N | Internal | Summer | B8 | 500 | 1854 | 1854 | 152.32 | 164.31 | 0.01 | 11.98
2040 | NE_2_SPP_N | NE | SPP_N | Internal | Summer | B9 | 800 | 1854 | 1854 | 145.06 | 147.3 | 0.01 | 2.24
2040 | NE_2_SPP_N | NE | SPP_N | Internal | Summer | B10 | 1262 | 1854 | 0 | 21.33 | 11.52 | 0.01 | 0
2040 | NE_2_SPP_N | NE | SPP_N | Internal | Winter | B16 | 25 | 1854 | 0 | 0.01 | 0.01 | 0.01 | 0
2040 | NE_2_SPP_N | NE | SPP_N | Internal | Winter | B17 | 100 | 1854 | 0 | 0.01 | 0.01 | 0.01 | 0
2040 | NE_2_SPP_N | NE | SPP_N | Internal | Winter | B18 | 400 | 1854 | 1140.71 | 2.36 | 2.38 | 0.01 | 0
2040 | NE_2_SPP_N | NE | SPP_N | Internal | Winter | B19 | 700 | 1854 | 0 | 0.01 | 0.01 | 0.01 | 0
2040 | NE_2_SPP_N | NE | SPP_N | Internal | Winter | B20 | 935 | 1854 | 0 | 0.01 | 0.01 | 0.01 | 0
2040 | NEISO_2_NYISO_A-F | NEISO | NYISO_A-F | Internal | Shoulder | B11 | 25 | 600 | 0 | 62.52 | 65.51 | 3 | 0
2040 | NEISO_2_NYISO_A-F | NEISO | NYISO_A-F | Internal | Shoulder | B12 | 200 | 600 | 600 | 62.52 | 71.52 | 3 | 6
2040 | NEISO_2_NYISO_A-F | NEISO | NYISO_A-F | Internal | Shoulder | B13 | 600 | 600 | 0 | 62.52 | 65.51 | 3 | 0
2040 | NEISO_2_NYISO_A-F | NEISO | NYISO_A-F | Internal | Shoulder | B14 | 900 | 600 | 0 | 62.52 | 65.51 | 3 | 0
2040 | NEISO_2_NYISO_A-F | NEISO | NYISO_A-F | Internal | Shoulder | B15 | 1203 | 600 | 0 | 62.52 | 65.51 | 3 | 0
2040 | NEISO_2_NYISO_A-F | NEISO | NYISO_A-F | Internal | Summer | B1 | 10 | 600 | 0 | 751.19 | 79.51 | 3 | 0
2040 | NEISO_2_NYISO_A-F | NEISO | NYISO_A-F | Internal | Summer | B2 | 25 | 600 | 0 | 751.19 | 108.39 | 3 | 0
2040 | NEISO_2_NYISO_A-F | NEISO | NYISO_A-F | Internal | Summer | B3 | 75 | 600 | 0 | 288.47 | 108.39 | 3 | 0
2040 | NEISO_2_NYISO_A-F | NEISO | NYISO_A-F | Internal | Summer | B4 | 100 | 600 | 0 | 236.1 | 108.39 | 3 | 0
2040 | NEISO_2_NYISO_A-F | NEISO | NYISO_A-F | Internal | Summer | B5 | 200 | 600 | 0 | 133.55 | 108.39 | 3 | 0
2040 | NEISO_2_NYISO_A-F | NEISO | NYISO_A-F | Internal | Summer | B6 | 300 | 600 | 0 | 133.55 | 108.39 | 3 | 0
2040 | NEISO_2_NYISO_A-F | NEISO | NYISO_A-F | Internal | Summer | B7 | 400 | 600 | 0 | 133.55 | 108.39 | 3 | 0
2040 | NEISO_2_NYISO_A-F | NEISO | NYISO_A-F | Internal | Summer | B8 | 500 | 600 | 0 | 133.55 | 79.51 | 3 | 0
2040 | NEISO_2_NYISO_A-F | NEISO | NYISO_A-F | Internal | Summer | B9 | 800 | 600 | 0 | 98.38 | 79.51 | 3 | 0
2040 | NEISO_2_NYISO_A-F | NEISO | NYISO_A-F | Internal | Summer | B10 | 1262 | 600 | 0 | 98.38 | 79.51 | 3 | 0
2040 | NEISO_2_NYISO_A-F | NEISO | NYISO_A-F | Internal | Winter | B16 | 25 | 600 | 0 | 62.52 | 59.52 | 3 | 0
2040 | NEISO_2_NYISO_A-F | NEISO | NYISO_A-F | Internal | Winter | B17 | 100 | 600 | 0 | 62.52 | 59.52 | 3 | 0
2040 | NEISO_2_NYISO_A-F | NEISO | NYISO_A-F | Internal | Winter | B18 | 400 | 600 | 0 | 62.52 | 59.52 | 3 | 0
2040 | NEISO_2_NYISO_A-F | NEISO | NYISO_A-F | Internal | Winter | B19 | 700 | 600 | 0 | 62.52 | 59.52 | 3 | 0
2040 | NEISO_2_NYISO_A-F | NEISO | NYISO_A-F | Internal | Winter | B20 | 935 | 600 | 0 | 62.52 | 59.52 | 3 | 0
2040 | NEISO_2_NYISO_G-I | NEISO | NYISO_G-I | Internal | Shoulder | B11 | 25 | 600 | 600 | 62.52 | 170.75 | 3 | 105.23
2040 | NEISO_2_NYISO_G-I | NEISO | NYISO_G-I | Internal | Shoulder | B12 | 200 | 600 | 600 | 62.52 | 158.03 | 3 | 92.51
2040 | NEISO_2_NYISO_G-I | NEISO | NYISO_G-I | Internal | Shoulder | B13 | 600 | 600 | 600 | 62.52 | 155.07 | 3 | 89.55
2040 | NEISO_2_NYISO_G-I | NEISO | NYISO_G-I | Internal | Shoulder | B14 | 900 | 600 | 600 | 62.52 | 146.63 | 3 | 81.11
2040 | NEISO_2_NYISO_G-I | NEISO | NYISO_G-I | Internal | Shoulder | B15 | 1203 | 600 | 253.36 | 62.52 | 65.52 | 3 | 0
2040 | NEISO_2_NYISO_G-I | NEISO | NYISO_G-I | Internal | Summer | B1 | 10 | 600 | 0 | 751.19 | 751.18 | 3 | 0
2040 | NEISO_2_NYISO_G-I | NEISO | NYISO_G-I | Internal | Summer | B2 | 25 | 600 | 0 | 751.19 | 751.18 | 3 | 0
2040 | NEISO_2_NYISO_G-I | NEISO | NYISO_G-I | Internal | Summer | B3 | 75 | 600 | 0 | 288.47 | 291.46 | 3 | 0
2040 | NEISO_2_NYISO_G-I | NEISO | NYISO_G-I | Internal | Summer | B4 | 100 | 600 | 328.22 | 236.1 | 239.1 | 3 | 0
2040 | NEISO_2_NYISO_G-I | NEISO | NYISO_G-I | Internal | Summer | B5 | 200 | 600 | 600 | 133.55 | 184.35 | 3 | 47.8
2040 | NEISO_2_NYISO_G-I | NEISO | NYISO_G-I | Internal | Summer | B6 | 300 | 600 | 600 | 133.55 | 174.33 | 3 | 37.78
2040 | NEISO_2_NYISO_G-I | NEISO | NYISO_G-I | Internal | Summer | B7 | 400 | 600 | 600 | 133.55 | 166.73 | 3 | 30.19
2040 | NEISO_2_NYISO_G-I | NEISO | NYISO_G-I | Internal | Summer | B8 | 500 | 600 | 600 | 133.55 | 166.73 | 3 | 30.19
2040 | NEISO_2_NYISO_G-I | NEISO | NYISO_G-I | Internal | Summer | B9 | 800 | 600 | 600 | 98.38 | 144.08 | 3 | 42.7
2040 | NEISO_2_NYISO_G-I | NEISO | NYISO_G-I | Internal | Summer | B10 | 1262 | 600 | 0 | 98.38 | 95.38 | 3 | 0
2040 | NEISO_2_NYISO_G-I | NEISO | NYISO_G-I | Internal | Winter | B16 | 25 | 600 | 600 | 62.52 | 181.44 | 3 | 115.92
2040 | NEISO_2_NYISO_G-I | NEISO | NYISO_G-I | Internal | Winter | B17 | 100 | 600 | 600 | 62.52 | 163.81 | 3 | 98.29
2040 | NEISO_2_NYISO_G-I | NEISO | NYISO_G-I | Internal | Winter | B18 | 400 | 600 | 600 | 62.52 | 158.52 | 3 | 93
2040 | NEISO_2_NYISO_G-I | NEISO | NYISO_G-I | Internal | Winter | B19 | 700 | 600 | 600 | 62.52 | 157.83 | 3 | 92.31
2040 | NEISO_2_NYISO_G-I | NEISO | NYISO_G-I | Internal | Winter | B20 | 935 | 600 | 146.08 | 62.52 | 65.52 | 3 | 0
2040 | NEISO_2_NYISO_J-K | NEISO | NYISO_J-K | Internal | Shoulder | B11 | 25 | 1038 | 1038 | 62.52 | 170.76 | 3 | 105.24
2040 | NEISO_2_NYISO_J-K | NEISO | NYISO_J-K | Internal | Shoulder | B12 | 200 | 1038 | 1038 | 62.52 | 158.05 | 3 | 92.53
2040 | NEISO_2_NYISO_J-K | NEISO | NYISO_J-K | Internal | Shoulder | B13 | 600 | 1038 | 1038 | 62.52 | 155.08 | 3 | 89.56
2040 | NEISO_2_NYISO_J-K | NEISO | NYISO_J-K | Internal | Shoulder | B14 | 900 | 1038 | 1038 | 62.52 | 146.64 | 3 | 81.12
2040 | NEISO_2_NYISO_J-K | NEISO | NYISO_J-K | Internal | Shoulder | B15 | 1203 | 1038 | 1038 | 62.52 | 65.53 | 3 | 0.01
2040 | NEISO_2_NYISO_J-K | NEISO | NYISO_J-K | Internal | Summer | B1 | 10 | 1038 | 0 | 751.19 | 751.19 | 3 | 0
2040 | NEISO_2_NYISO_J-K | NEISO | NYISO_J-K | Internal | Summer | B2 | 25 | 1038 | 0 | 751.19 | 751.19 | 3 | 0
2040 | NEISO_2_NYISO_J-K | NEISO | NYISO_J-K | Internal | Summer | B3 | 75 | 1038 | 1034.24 | 288.47 | 291.47 | 3 | 0
2040 | NEISO_2_NYISO_J-K | NEISO | NYISO_J-K | Internal | Summer | B4 | 100 | 1038 | 1038 | 236.1 | 239.11 | 3 | 0.01
2040 | NEISO_2_NYISO_J-K | NEISO | NYISO_J-K | Internal | Summer | B5 | 200 | 1038 | 1038 | 133.55 | 184.37 | 3 | 47.82
2040 | NEISO_2_NYISO_J-K | NEISO | NYISO_J-K | Internal | Summer | B6 | 300 | 1038 | 1038 | 133.55 | 174.34 | 3 | 37.79
2040 | NEISO_2_NYISO_J-K | NEISO | NYISO_J-K | Internal | Summer | B7 | 400 | 1038 | 1038 | 133.55 | 166.75 | 3 | 30.2
2040 | NEISO_2_NYISO_J-K | NEISO | NYISO_J-K | Internal | Summer | B8 | 500 | 1038 | 1038 | 133.55 | 166.75 | 3 | 30.2
2040 | NEISO_2_NYISO_J-K | NEISO | NYISO_J-K | Internal | Summer | B9 | 800 | 1038 | 1038 | 98.38 | 144.09 | 3 | 42.71
2040 | NEISO_2_NYISO_J-K | NEISO | NYISO_J-K | Internal | Summer | B10 | 1262 | 1038 | 0 | 98.38 | 95.39 | 3 | 0
2040 | NEISO_2_NYISO_J-K | NEISO | NYISO_J-K | Internal | Winter | B16 | 25 | 1038 | 1038 | 62.52 | 181.46 | 3 | 115.93
2040 | NEISO_2_NYISO_J-K | NEISO | NYISO_J-K | Internal | Winter | B17 | 100 | 1038 | 1038 | 62.52 | 163.82 | 3 | 98.3
2040 | NEISO_2_NYISO_J-K | NEISO | NYISO_J-K | Internal | Winter | B18 | 400 | 1038 | 1038 | 62.52 | 158.53 | 3 | 93.01
2040 | NEISO_2_NYISO_J-K | NEISO | NYISO_J-K | Internal | Winter | B19 | 700 | 1038 | 1038 | 62.52 | 157.84 | 3 | 92.32
2040 | NEISO_2_NYISO_J-K | NEISO | NYISO_J-K | Internal | Winter | B20 | 935 | 1038 | 1038 | 62.52 | 65.53 | 3 | 0.01
2040 | NonRTO_Midwest_2_MISO_IN | NonRTO_Midwest | MISO_IN | Internal | Shoulder | B11 | 25 | 4450 | 0 | 161.89 | 153.89 | 8 | 0
2040 | NonRTO_Midwest_2_MISO_IN | NonRTO_Midwest | MISO_IN | Internal | Shoulder | B12 | 200 | 4450 | 0 | 158.03 | 150.03 | 8 | 0
2040 | NonRTO_Midwest_2_MISO_IN | NonRTO_Midwest | MISO_IN | Internal | Shoulder | B13 | 600 | 4450 | 0 | 142.27 | 144.24 | 8 | 0
2040 | NonRTO_Midwest_2_MISO_IN | NonRTO_Midwest | MISO_IN | Internal | Shoulder | B14 | 900 | 4450 | 0 | 142.27 | 144.24 | 8 | 0
2040 | NonRTO_Midwest_2_MISO_IN | NonRTO_Midwest | MISO_IN | Internal | Shoulder | B15 | 1203 | 4450 | 0 | 78.64 | 71.51 | 8 | 0
2040 | NonRTO_Midwest_2_MISO_IN | NonRTO_Midwest | MISO_IN | Internal | Summer | B1 | 10 | 4450 | 0 | 344.39 | 336.39 | 8 | 0
2040 | NonRTO_Midwest_2_MISO_IN | NonRTO_Midwest | MISO_IN | Internal | Summer | B2 | 25 | 4450 | 0 | 305.47 | 297.47 | 8 | 0
2040 | NonRTO_Midwest_2_MISO_IN | NonRTO_Midwest | MISO_IN | Internal | Summer | B3 | 75 | 4450 | 0 | 305.47 | 297.47 | 8 | 0
2040 | NonRTO_Midwest_2_MISO_IN | NonRTO_Midwest | MISO_IN | Internal | Summer | B4 | 100 | 4450 | 0 | 270.63 | 262.63 | 8 | 0
2040 | NonRTO_Midwest_2_MISO_IN | NonRTO_Midwest | MISO_IN | Internal | Summer | B5 | 200 | 4450 | 0 | 198.35 | 190.35 | 8 | 0
2040 | NonRTO_Midwest_2_MISO_IN | NonRTO_Midwest | MISO_IN | Internal | Summer | B6 | 300 | 4450 | 85.71 | 174.32 | 182.32 | 8 | 0
2040 | NonRTO_Midwest_2_MISO_IN | NonRTO_Midwest | MISO_IN | Internal | Summer | B7 | 400 | 4450 | 113.32 | 166.34 | 174.34 | 8 | 0
2040 | NonRTO_Midwest_2_MISO_IN | NonRTO_Midwest | MISO_IN | Internal | Summer | B8 | 500 | 4450 | 0 | 157.02 | 161.31 | 8 | 0
2040 | NonRTO_Midwest_2_MISO_IN | NonRTO_Midwest | MISO_IN | Internal | Summer | B9 | 800 | 4450 | 0 | 156.1 | 152.29 | 8 | 0
2040 | NonRTO_Midwest_2_MISO_IN | NonRTO_Midwest | MISO_IN | Internal | Summer | B10 | 1262 | 4450 | 663.8 | 67.5 | 75.5 | 8 | 0
2040 | NonRTO_Midwest_2_MISO_IN | NonRTO_Midwest | MISO_IN | Internal | Winter | B16 | 25 | 4450 | 0 | 165.28 | 157.28 | 8 | 0
2040 | NonRTO_Midwest_2_MISO_IN | NonRTO_Midwest | MISO_IN | Internal | Winter | B17 | 100 | 4450 | 0 | 164.65 | 157.28 | 8 | 0
2040 | NonRTO_Midwest_2_MISO_IN | NonRTO_Midwest | MISO_IN | Internal | Winter | B18 | 400 | 4450 | 0 | 144.84 | 146.21 | 8 | 0
2040 | NonRTO_Midwest_2_MISO_IN | NonRTO_Midwest | MISO_IN | Internal | Winter | B19 | 700 | 4450 | 0 | 143.78 | 146.21 | 8 | 0
2040 | NonRTO_Midwest_2_MISO_IN | NonRTO_Midwest | MISO_IN | Internal | Winter | B20 | 935 | 4450 | 0 | 79.51 | 71.51 | 8 | 0
2040 | NonRTO_Midwest_2_TVA_Transmission | NonRTO_Midwest | TVA_Transmission | Internal | Shoulder | B11 | 25 | 2400 | 327 | 161.89 | 169.89 | 8 | 0
2040 | NonRTO_Midwest_2_TVA_Transmission | NonRTO_Midwest | TVA_Transmission | Internal | Shoulder | B12 | 200 | 2400 | 0 | 158.03 | 150.23 | 8 | 0
2040 | NonRTO_Midwest_2_TVA_Transmission | NonRTO_Midwest | TVA_Transmission | Internal | Shoulder | B13 | 600 | 2400 | 0 | 142.27 | 133.27 | 8 | 0
2040 | NonRTO_Midwest_2_TVA_Transmission | NonRTO_Midwest | TVA_Transmission | Internal | Shoulder | B14 | 900 | 2400 | 0 | 142.27 | 133.25 | 8 | 0
2040 | NonRTO_Midwest_2_TVA_Transmission | NonRTO_Midwest | TVA_Transmission | Internal | Shoulder | B15 | 1203 | 2400 | 0 | 78.64 | 79.5 | 8 | 0
2040 | NonRTO_Midwest_2_TVA_Transmission | NonRTO_Midwest | TVA_Transmission | Internal | Summer | B1 | 10 | 2400 | 1860.64 | 344.39 | 352.39 | 8 | 0
2040 | NonRTO_Midwest_2_TVA_Transmission | NonRTO_Midwest | TVA_Transmission | Internal | Summer | B2 | 25 | 2400 | 1164.42 | 305.47 | 313.47 | 8 | 0
2040 | NonRTO_Midwest_2_TVA_Transmission | NonRTO_Midwest | TVA_Transmission | Internal | Summer | B3 | 75 | 2400 | 0 | 305.47 | 306.4 | 8 | 0
2040 | NonRTO_Midwest_2_TVA_Transmission | NonRTO_Midwest | TVA_Transmission | Internal | Summer | B4 | 100 | 2400 | 0 | 270.63 | 270.64 | 8 | 0
2040 | NonRTO_Midwest_2_TVA_Transmission | NonRTO_Midwest | TVA_Transmission | Internal | Summer | B5 | 200 | 2400 | 0 | 198.35 | 198.35 | 8 | 0
2040 | NonRTO_Midwest_2_TVA_Transmission | NonRTO_Midwest | TVA_Transmission | Internal | Summer | B6 | 300 | 2400 | 254.74 | 174.32 | 182.32 | 8 | 0
2040 | NonRTO_Midwest_2_TVA_Transmission | NonRTO_Midwest | TVA_Transmission | Internal | Summer | B7 | 400 | 2400 | 758.36 | 166.34 | 174.34 | 8 | 0
2040 | NonRTO_Midwest_2_TVA_Transmission | NonRTO_Midwest | TVA_Transmission | Internal | Summer | B8 | 500 | 2400 | 369.68 | 157.02 | 165.02 | 8 | 0
2040 | NonRTO_Midwest_2_TVA_Transmission | NonRTO_Midwest | TVA_Transmission | Internal | Summer | B9 | 800 | 2400 | 0 | 156.1 | 152.06 | 8 | 0
2040 | NonRTO_Midwest_2_TVA_Transmission | NonRTO_Midwest | TVA_Transmission | Internal | Summer | B10 | 1262 | 2400 | 0 | 67.5 | 68.24 | 8 | 0
2040 | NonRTO_Midwest_2_TVA_Transmission | NonRTO_Midwest | TVA_Transmission | Internal | Winter | B16 | 25 | 2400 | 0 | 165.28 | 171.21 | 8 | 0
2040 | NonRTO_Midwest_2_TVA_Transmission | NonRTO_Midwest | TVA_Transmission | Internal | Winter | B17 | 100 | 2400 | 0 | 164.65 | 155.65 | 8 | 0
2040 | NonRTO_Midwest_2_TVA_Transmission | NonRTO_Midwest | TVA_Transmission | Internal | Winter | B18 | 400 | 2400 | 0 | 144.84 | 135.84 | 8 | 0
2040 | NonRTO_Midwest_2_TVA_Transmission | NonRTO_Midwest | TVA_Transmission | Internal | Winter | B19 | 700 | 2400 | 0 | 143.78 | 134.78 | 8 | 0
2040 | NonRTO_Midwest_2_TVA_Transmission | NonRTO_Midwest | TVA_Transmission | Internal | Winter | B20 | 935 | 2400 | 0 | 79.51 | 79.5 | 8 | 0
2040 | NYISO_A-F_2_NEISO | NYISO_A-F | NEISO | Internal | Shoulder | B11 | 25 | 600 | 0 | 65.51 | 62.52 | 3 | 0
2040 | NYISO_A-F_2_NEISO | NYISO_A-F | NEISO | Internal | Shoulder | B12 | 200 | 600 | 0 | 71.52 | 62.52 | 3 | 0
2040 | NYISO_A-F_2_NEISO | NYISO_A-F | NEISO | Internal | Shoulder | B13 | 600 | 600 | 0 | 65.51 | 62.52 | 3 | 0
2040 | NYISO_A-F_2_NEISO | NYISO_A-F | NEISO | Internal | Shoulder | B14 | 900 | 600 | 0 | 65.51 | 62.52 | 3 | 0
2040 | NYISO_A-F_2_NEISO | NYISO_A-F | NEISO | Internal | Shoulder | B15 | 1203 | 600 | 0 | 65.51 | 62.52 | 3 | 0
2040 | NYISO_A-F_2_NEISO | NYISO_A-F | NEISO | Internal | Summer | B1 | 10 | 600 | 600 | 79.51 | 751.19 | 3 | 668.68
2040 | NYISO_A-F_2_NEISO | NYISO_A-F | NEISO | Internal | Summer | B2 | 25 | 600 | 600 | 108.39 | 751.19 | 3 | 639.8
2040 | NYISO_A-F_2_NEISO | NYISO_A-F | NEISO | Internal | Summer | B3 | 75 | 600 | 600 | 108.39 | 288.47 | 3 | 177.09
2040 | NYISO_A-F_2_NEISO | NYISO_A-F | NEISO | Internal | Summer | B4 | 100 | 600 | 600 | 108.39 | 236.1 | 3 | 124.71
2040 | NYISO_A-F_2_NEISO | NYISO_A-F | NEISO | Internal | Summer | B5 | 200 | 600 | 600 | 108.39 | 133.55 | 3 | 22.16
2040 | NYISO_A-F_2_NEISO | NYISO_A-F | NEISO | Internal | Summer | B6 | 300 | 600 | 600 | 108.39 | 133.55 | 3 | 22.16
2040 | NYISO_A-F_2_NEISO | NYISO_A-F | NEISO | Internal | Summer | B7 | 400 | 600 | 600 | 108.39 | 133.55 | 3 | 22.16
2040 | NYISO_A-F_2_NEISO | NYISO_A-F | NEISO | Internal | Summer | B8 | 500 | 600 | 600 | 79.51 | 133.55 | 3 | 51.04
2040 | NYISO_A-F_2_NEISO | NYISO_A-F | NEISO | Internal | Summer | B9 | 800 | 600 | 600 | 79.51 | 98.38 | 3 | 15.87
2040 | NYISO_A-F_2_NEISO | NYISO_A-F | NEISO | Internal | Summer | B10 | 1262 | 600 | 600 | 79.51 | 98.38 | 3 | 15.87
2040 | NYISO_A-F_2_NEISO | NYISO_A-F | NEISO | Internal | Winter | B16 | 25 | 600 | 285.57 | 59.52 | 62.52 | 3 | 0
2040 | NYISO_A-F_2_NEISO | NYISO_A-F | NEISO | Internal | Winter | B17 | 100 | 600 | 267.65 | 59.52 | 62.52 | 3 | 0
2040 | NYISO_A-F_2_NEISO | NYISO_A-F | NEISO | Internal | Winter | B18 | 400 | 600 | 218.3 | 59.52 | 62.52 | 3 | 0
2040 | NYISO_A-F_2_NEISO | NYISO_A-F | NEISO | Internal | Winter | B19 | 700 | 600 | 168.49 | 59.52 | 62.52 | 3 | 0
2040 | NYISO_A-F_2_NEISO | NYISO_A-F | NEISO | Internal | Winter | B20 | 935 | 600 | 131.82 | 59.52 | 62.52 | 3 | 0
2040 | NYISO_A-F_2_NYISO_G-I | NYISO_A-F | NYISO_G-I | Internal | Shoulder | B11 | 25 | 5266 | 5266 | 65.51 | 170.75 | 0.01 | 105.23
2040 | NYISO_A-F_2_NYISO_G-I | NYISO_A-F | NYISO_G-I | Internal | Shoulder | B12 | 200 | 5266 | 5266 | 71.52 | 158.03 | 0.01 | 86.5
2040 | NYISO_A-F_2_NYISO_G-I | NYISO_A-F | NYISO_G-I | Internal | Shoulder | B13 | 600 | 5266 | 5266 | 65.51 | 155.07 | 0.01 | 89.55
2040 | NYISO_A-F_2_NYISO_G-I | NYISO_A-F | NYISO_G-I | Internal | Shoulder | B14 | 900 | 5266 | 5266 | 65.51 | 146.63 | 0.01 | 81.11
2040 | NYISO_A-F_2_NYISO_G-I | NYISO_A-F | NYISO_G-I | Internal | Shoulder | B15 | 1203 | 5266 | 4417.85 | 65.51 | 65.52 | 0.01 | 0
2040 | NYISO_A-F_2_NYISO_G-I | NYISO_A-F | NYISO_G-I | Internal | Summer | B1 | 10 | 5266 | 5266 | 79.51 | 751.18 | 0.01 | 671.65
2040 | NYISO_A-F_2_NYISO_G-I | NYISO_A-F | NYISO_G-I | Internal | Summer | B2 | 25 | 5266 | 5266 | 108.39 | 751.18 | 0.01 | 642.78
2040 | NYISO_A-F_2_NYISO_G-I | NYISO_A-F | NYISO_G-I | Internal | Summer | B3 | 75 | 5266 | 5266 | 108.39 | 291.46 | 0.01 | 183.06
2040 | NYISO_A-F_2_NYISO_G-I | NYISO_A-F | NYISO_G-I | Internal | Summer | B4 | 100 | 5266 | 5266 | 108.39 | 239.1 | 0.01 | 130.7
2040 | NYISO_A-F_2_NYISO_G-I | NYISO_A-F | NYISO_G-I | Internal | Summer | B5 | 200 | 5266 | 5266 | 108.39 | 184.35 | 0.01 | 75.96
2040 | NYISO_A-F_2_NYISO_G-I | NYISO_A-F | NYISO_G-I | Internal | Summer | B6 | 300 | 5266 | 5266 | 108.39 | 174.33 | 0.01 | 65.93
2040 | NYISO_A-F_2_NYISO_G-I | NYISO_A-F | NYISO_G-I | Internal | Summer | B7 | 400 | 5266 | 5266 | 108.39 | 166.73 | 0.01 | 58.34
2040 | NYISO_A-F_2_NYISO_G-I | NYISO_A-F | NYISO_G-I | Internal | Summer | B8 | 500 | 5266 | 5266 | 79.51 | 166.73 | 0.01 | 87.21
2040 | NYISO_A-F_2_NYISO_G-I | NYISO_A-F | NYISO_G-I | Internal | Summer | B9 | 800 | 5266 | 5266 | 79.51 | 144.08 | 0.01 | 64.56
2040 | NYISO_A-F_2_NYISO_G-I | NYISO_A-F | NYISO_G-I | Internal | Summer | B10 | 1262 | 5266 | 5266 | 79.51 | 95.38 | 0.01 | 15.86
2040 | NYISO_A-F_2_NYISO_G-I | NYISO_A-F | NYISO_G-I | Internal | Winter | B16 | 25 | 5266 | 5266 | 59.52 | 181.44 | 0.01 | 121.91
2040 | NYISO_A-F_2_NYISO_G-I | NYISO_A-F | NYISO_G-I | Internal | Winter | B17 | 100 | 5266 | 5266 | 59.52 | 163.81 | 0.01 | 104.28
2040 | NYISO_A-F_2_NYISO_G-I | NYISO_A-F | NYISO_G-I | Internal | Winter | B18 | 400 | 5266 | 5266 | 59.52 | 158.52 | 0.01 | 98.99
2040 | NYISO_A-F_2_NYISO_G-I | NYISO_A-F | NYISO_G-I | Internal | Winter | B19 | 700 | 5266 | 5266 | 59.52 | 157.83 | 0.01 | 98.3
2040 | NYISO_A-F_2_NYISO_G-I | NYISO_A-F | NYISO_G-I | Internal | Winter | B20 | 935 | 5266 | 5266 | 59.52 | 65.52 | 0.01 | 5.99
2040 | NYISO_A-F_2_PJM_ROM | NYISO_A-F | PJM_ROM | Internal | Shoulder | B11 | 25 | 1000 | 1000 | 65.51 | 163.9 | 8 | 90.39
2040 | NYISO_A-F_2_PJM_ROM | NYISO_A-F | PJM_ROM | Internal | Shoulder | B12 | 200 | 1000 | 1000 | 71.52 | 152.02 | 8 | 72.5
2040 | NYISO_A-F_2_PJM_ROM | NYISO_A-F | PJM_ROM | Internal | Shoulder | B13 | 600 | 1000 | 1000 | 65.51 | 149.07 | 8 | 75.56
2040 | NYISO_A-F_2_PJM_ROM | NYISO_A-F | PJM_ROM | Internal | Shoulder | B14 | 900 | 1000 | 1000 | 65.51 | 149.07 | 8 | 75.56
2040 | NYISO_A-F_2_PJM_ROM | NYISO_A-F | PJM_ROM | Internal | Shoulder | B15 | 1203 | 1000 | 281.7 | 65.51 | 73.51 | 8 | 0
2040 | NYISO_A-F_2_PJM_ROM | NYISO_A-F | PJM_ROM | Internal | Summer | B1 | 10 | 1000 | 1000 | 79.51 | 338.41 | 8 | 250.9
2040 | NYISO_A-F_2_PJM_ROM | NYISO_A-F | PJM_ROM | Internal | Summer | B2 | 25 | 1000 | 1000 | 108.39 | 299.48 | 8 | 183.1
2040 | NYISO_A-F_2_PJM_ROM | NYISO_A-F | PJM_ROM | Internal | Summer | B3 | 75 | 1000 | 1000 | 108.39 | 299.45 | 8 | 183.06
2040 | NYISO_A-F_2_PJM_ROM | NYISO_A-F | PJM_ROM | Internal | Summer | B4 | 100 | 1000 | 1000 | 108.39 | 264.62 | 8 | 148.23
2040 | NYISO_A-F_2_PJM_ROM | NYISO_A-F | PJM_ROM | Internal | Summer | B5 | 200 | 1000 | 1000 | 108.39 | 192.34 | 8 | 75.96
2040 | NYISO_A-F_2_PJM_ROM | NYISO_A-F | PJM_ROM | Internal | Summer | B6 | 300 | 1000 | 1000 | 108.39 | 182.31 | 8 | 65.93
2040 | NYISO_A-F_2_PJM_ROM | NYISO_A-F | PJM_ROM | Internal | Summer | B7 | 400 | 1000 | 1000 | 108.39 | 172.34 | 8 | 55.96
2040 | NYISO_A-F_2_PJM_ROM | NYISO_A-F | PJM_ROM | Internal | Summer | B8 | 500 | 1000 | 1000 | 79.51 | 159.34 | 8 | 71.83
2040 | NYISO_A-F_2_PJM_ROM | NYISO_A-F | PJM_ROM | Internal | Summer | B9 | 800 | 1000 | 1000 | 79.51 | 152.07 | 8 | 64.56
2040 | NYISO_A-F_2_PJM_ROM | NYISO_A-F | PJM_ROM | Internal | Summer | B10 | 1262 | 1000 | 0 | 79.51 | 73.51 | 8 | 0
2040 | NYISO_A-F_2_PJM_ROM | NYISO_A-F | PJM_ROM | Internal | Winter | B16 | 25 | 1000 | 1000 | 59.52 | 165.22 | 8 | 97.7
2040 | NYISO_A-F_2_PJM_ROM | NYISO_A-F | PJM_ROM | Internal | Winter | B17 | 100 | 1000 | 1000 | 59.52 | 157.8 | 8 | 90.28
2040 | NYISO_A-F_2_PJM_ROM | NYISO_A-F | PJM_ROM | Internal | Winter | B18 | 400 | 1000 | 1000 | 59.52 | 151.82 | 8 | 84.3
2040 | NYISO_A-F_2_PJM_ROM | NYISO_A-F | PJM_ROM | Internal | Winter | B19 | 700 | 1000 | 1000 | 59.52 | 151.82 | 8 | 84.3
2040 | NYISO_A-F_2_PJM_ROM | NYISO_A-F | PJM_ROM | Internal | Winter | B20 | 935 | 1000 | 1000 | 59.52 | 73.51 | 8 | 5.99
2040 | NYISO_G-I_2_NEISO | NYISO_G-I | NEISO | Internal | Shoulder | B11 | 25 | 600 | 0 | 170.75 | 62.52 | 3 | 0
2040 | NYISO_G-I_2_NEISO | NYISO_G-I | NEISO | Internal | Shoulder | B12 | 200 | 600 | 0 | 158.03 | 62.52 | 3 | 0
2040 | NYISO_G-I_2_NEISO | NYISO_G-I | NEISO | Internal | Shoulder | B13 | 600 | 600 | 0 | 155.07 | 62.52 | 3 | 0
2040 | NYISO_G-I_2_NEISO | NYISO_G-I | NEISO | Internal | Shoulder | B14 | 900 | 600 | 0 | 146.63 | 62.52 | 3 | 0
2040 | NYISO_G-I_2_NEISO | NYISO_G-I | NEISO | Internal | Shoulder | B15 | 1203 | 600 | 0 | 65.52 | 62.52 | 3 | 0
2040 | NYISO_G-I_2_NEISO | NYISO_G-I | NEISO | Internal | Summer | B1 | 10 | 600 | 0 | 751.18 | 751.19 | 3 | 0
2040 | NYISO_G-I_2_NEISO | NYISO_G-I | NEISO | Internal | Summer | B2 | 25 | 600 | 0 | 751.18 | 751.19 | 3 | 0
2040 | NYISO_G-I_2_NEISO | NYISO_G-I | NEISO | Internal | Summer | B3 | 75 | 600 | 0 | 291.46 | 288.47 | 3 | 0
2040 | NYISO_G-I_2_NEISO | NYISO_G-I | NEISO | Internal | Summer | B4 | 100 | 600 | 0 | 239.1 | 236.1 | 3 | 0
2040 | NYISO_G-I_2_NEISO | NYISO_G-I | NEISO | Internal | Summer | B5 | 200 | 600 | 0 | 184.35 | 133.55 | 3 | 0
2040 | NYISO_G-I_2_NEISO | NYISO_G-I | NEISO | Internal | Summer | B6 | 300 | 600 | 0 | 174.33 | 133.55 | 3 | 0
2040 | NYISO_G-I_2_NEISO | NYISO_G-I | NEISO | Internal | Summer | B7 | 400 | 600 | 0 | 166.73 | 133.55 | 3 | 0
2040 | NYISO_G-I_2_NEISO | NYISO_G-I | NEISO | Internal | Summer | B8 | 500 | 600 | 0 | 166.73 | 133.55 | 3 | 0
2040 | NYISO_G-I_2_NEISO | NYISO_G-I | NEISO | Internal | Summer | B9 | 800 | 600 | 0 | 144.08 | 98.38 | 3 | 0
2040 | NYISO_G-I_2_NEISO | NYISO_G-I | NEISO | Internal | Summer | B10 | 1262 | 600 | 177.3 | 95.38 | 98.38 | 3 | 0
2040 | NYISO_G-I_2_NEISO | NYISO_G-I | NEISO | Internal | Winter | B16 | 25 | 600 | 0 | 181.44 | 62.52 | 3 | 0
2040 | NYISO_G-I_2_NEISO | NYISO_G-I | NEISO | Internal | Winter | B17 | 100 | 600 | 0 | 163.81 | 62.52 | 3 | 0
2040 | NYISO_G-I_2_NEISO | NYISO_G-I | NEISO | Internal | Winter | B18 | 400 | 600 | 0 | 158.52 | 62.52 | 3 | 0
2040 | NYISO_G-I_2_NEISO | NYISO_G-I | NEISO | Internal | Winter | B19 | 700 | 600 | 0 | 157.83 | 62.52 | 3 | 0
2040 | NYISO_G-I_2_NEISO | NYISO_G-I | NEISO | Internal | Winter | B20 | 935 | 600 | 0 | 65.52 | 62.52 | 3 | 0
2040 | NYISO_G-I_2_NYISO_J-K | NYISO_G-I | NYISO_J-K | Internal | Shoulder | B11 | 25 | 6130 | 5648.62 | 170.75 | 170.76 | 0.01 | 0
2040 | NYISO_G-I_2_NYISO_J-K | NYISO_G-I | NYISO_J-K | Internal | Shoulder | B12 | 200 | 6130 | 5393.9 | 158.03 | 158.05 | 0.01 | 0
2040 | NYISO_G-I_2_NYISO_J-K | NYISO_G-I | NYISO_J-K | Internal | Shoulder | B13 | 600 | 6130 | 5287.33 | 155.07 | 155.08 | 0.01 | 0
2040 | NYISO_G-I_2_NYISO_J-K | NYISO_G-I | NYISO_J-K | Internal | Shoulder | B14 | 900 | 6130 | 5429.83 | 146.63 | 146.64 | 0.01 | 0
2040 | NYISO_G-I_2_NYISO_J-K | NYISO_G-I | NYISO_J-K | Internal | Shoulder | B15 | 1203 | 6130 | 4316.02 | 65.52 | 65.53 | 0.01 | 0
2040 | NYISO_G-I_2_NYISO_J-K | NYISO_G-I | NYISO_J-K | Internal | Summer | B1 | 10 | 6130 | 5139.23 | 751.18 | 751.19 | 0.01 | 0
2040 | NYISO_G-I_2_NYISO_J-K | NYISO_G-I | NYISO_J-K | Internal | Summer | B2 | 25 | 6130 | 5256.91 | 751.18 | 751.19 | 0.01 | 0
2040 | NYISO_G-I_2_NYISO_J-K | NYISO_G-I | NYISO_J-K | Internal | Summer | B3 | 75 | 6130 | 4830.73 | 291.46 | 291.47 | 0.01 | 0
2040 | NYISO_G-I_2_NYISO_J-K | NYISO_G-I | NYISO_J-K | Internal | Summer | B4 | 100 | 6130 | 4173.01 | 239.1 | 239.11 | 0.01 | 0
2040 | NYISO_G-I_2_NYISO_J-K | NYISO_G-I | NYISO_J-K | Internal | Summer | B5 | 200 | 6130 | 5278.55 | 184.35 | 184.37 | 0.01 | 0
2040 | NYISO_G-I_2_NYISO_J-K | NYISO_G-I | NYISO_J-K | Internal | Summer | B6 | 300 | 6130 | 5850.2 | 174.33 | 174.34 | 0.01 | 0
2040 | NYISO_G-I_2_NYISO_J-K | NYISO_G-I | NYISO_J-K | Internal | Summer | B7 | 400 | 6130 | 5326.66 | 166.73 | 166.75 | 0.01 | 0
2040 | NYISO_G-I_2_NYISO_J-K | NYISO_G-I | NYISO_J-K | Internal | Summer | B8 | 500 | 6130 | 5967.27 | 166.73 | 166.75 | 0.01 | 0
2040 | NYISO_G-I_2_NYISO_J-K | NYISO_G-I | NYISO_J-K | Internal | Summer | B9 | 800 | 6130 | 5636.49 | 144.08 | 144.09 | 0.01 | 0
2040 | NYISO_G-I_2_NYISO_J-K | NYISO_G-I | NYISO_J-K | Internal | Summer | B10 | 1262 | 6130 | 5799.1 | 95.38 | 95.39 | 0.01 | 0
2040 | NYISO_G-I_2_NYISO_J-K | NYISO_G-I | NYISO_J-K | Internal | Winter | B16 | 25 | 6130 | 5897.71 | 181.44 | 181.46 | 0.01 | 0
2040 | NYISO_G-I_2_NYISO_J-K | NYISO_G-I | NYISO_J-K | Internal | Winter | B17 | 100 | 6130 | 5606.08 | 163.81 | 163.82 | 0.01 | 0
2040 | NYISO_G-I_2_NYISO_J-K | NYISO_G-I | NYISO_J-K | Internal | Winter | B18 | 400 | 6130 | 6036.13 | 158.52 | 158.53 | 0.01 | 0
2040 | NYISO_G-I_2_NYISO_J-K | NYISO_G-I | NYISO_J-K | Internal | Winter | B19 | 700 | 6130 | 5923.76 | 157.83 | 157.84 | 0.01 | 0
2040 | NYISO_G-I_2_NYISO_J-K | NYISO_G-I | NYISO_J-K | Internal | Winter | B20 | 935 | 6130 | 4676.18 | 65.52 | 65.53 | 0.01 | 0
2040 | NYISO_G-I_2_PJM_E | NYISO_G-I | PJM_E | Internal | Shoulder | B11 | 25 | 1500 | 0 | 170.75 | 163.91 | 8 | 0
2040 | NYISO_G-I_2_PJM_E | NYISO_G-I | PJM_E | Internal | Shoulder | B12 | 200 | 1500 | 0 | 158.03 | 152.03 | 8 | 0
2040 | NYISO_G-I_2_PJM_E | NYISO_G-I | PJM_E | Internal | Shoulder | B13 | 600 | 1500 | 0 | 155.07 | 149.08 | 8 | 0
2040 | NYISO_G-I_2_PJM_E | NYISO_G-I | PJM_E | Internal | Shoulder | B14 | 900 | 1500 | 0 | 146.63 | 149.08 | 8 | 0
2040 | NYISO_G-I_2_PJM_E | NYISO_G-I | PJM_E | Internal | Shoulder | B15 | 1203 | 1500 | 310.2 | 65.52 | 73.52 | 8 | 0
2040 | NYISO_G-I_2_PJM_E | NYISO_G-I | PJM_E | Internal | Summer | B1 | 10 | 1500 | 0 | 751.18 | 338.42 | 8 | 0
2040 | NYISO_G-I_2_PJM_E | NYISO_G-I | PJM_E | Internal | Summer | B2 | 25 | 1500 | 0 | 751.18 | 299.5 | 8 | 0
2040 | NYISO_G-I_2_PJM_E | NYISO_G-I | PJM_E | Internal | Summer | B3 | 75 | 1500 | 289.8 | 291.46 | 299.46 | 8 | 0
2040 | NYISO_G-I_2_PJM_E | NYISO_G-I | PJM_E | Internal | Summer | B4 | 100 | 1500 | 1500 | 239.1 | 264.61 | 8 | 17.51
2040 | NYISO_G-I_2_PJM_E | NYISO_G-I | PJM_E | Internal | Summer | B5 | 200 | 1500 | 797.82 | 184.35 | 192.35 | 8 | 0
2040 | NYISO_G-I_2_PJM_E | NYISO_G-I | PJM_E | Internal | Summer | B6 | 300 | 1500 | 390.19 | 174.33 | 182.33 | 8 | 0
2040 | NYISO_G-I_2_PJM_E | NYISO_G-I | PJM_E | Internal | Summer | B7 | 400 | 1500 | 0 | 166.73 | 172.36 | 8 | 0
2040 | NYISO_G-I_2_PJM_E | NYISO_G-I | PJM_E | Internal | Summer | B8 | 500 | 1500 | 0 | 166.73 | 159.35 | 8 | 0
2040 | NYISO_G-I_2_PJM_E | NYISO_G-I | PJM_E | Internal | Summer | B9 | 800 | 1500 | 32.23 | 144.08 | 152.08 | 8 | 0
2040 | NYISO_G-I_2_PJM_E | NYISO_G-I | PJM_E | Internal | Summer | B10 | 1262 | 1500 | 0 | 95.38 | 73.52 | 8 | 0
2040 | NYISO_G-I_2_PJM_E | NYISO_G-I | PJM_E | Internal | Winter | B16 | 25 | 1500 | 0 | 181.44 | 165.23 | 8 | 0
2040 | NYISO_G-I_2_PJM_E | NYISO_G-I | PJM_E | Internal | Winter | B17 | 100 | 1500 | 0 | 163.81 | 157.81 | 8 | 0
2040 | NYISO_G-I_2_PJM_E | NYISO_G-I | PJM_E | Internal | Winter | B18 | 400 | 1500 | 0 | 158.52 | 151.83 | 8 | 0
2040 | NYISO_G-I_2_PJM_E | NYISO_G-I | PJM_E | Internal | Winter | B19 | 700 | 1500 | 0 | 157.83 | 151.83 | 8 | 0
2040 | NYISO_G-I_2_PJM_E | NYISO_G-I | PJM_E | Internal | Winter | B20 | 935 | 1500 | 946.41 | 65.52 | 73.52 | 8 | 0
2040 | NYISO_J-K_2_PJM_E | NYISO_J-K | PJM_E | Internal | Shoulder | B11 | 25 | 330 | 0 | 170.76 | 163.91 | 8 | 0
2040 | NYISO_J-K_2_PJM_E | NYISO_J-K | PJM_E | Internal | Shoulder | B12 | 200 | 330 | 0 | 158.05 | 152.03 | 8 | 0
2040 | NYISO_J-K_2_PJM_E | NYISO_J-K | PJM_E | Internal | Shoulder | B13 | 600 | 330 | 0 | 155.08 | 149.08 | 8 | 0
2040 | NYISO_J-K_2_PJM_E | NYISO_J-K | PJM_E | Internal | Shoulder | B14 | 900 | 330 | 0 | 146.64 | 149.08 | 8 | 0
2040 | NYISO_J-K_2_PJM_E | NYISO_J-K | PJM_E | Internal | Shoulder | B15 | 1203 | 330 | 0 | 65.53 | 73.52 | 8 | 0
2040 | NYISO_J-K_2_PJM_E | NYISO_J-K | PJM_E | Internal | Summer | B1 | 10 | 330 | 0 | 751.19 | 338.42 | 8 | 0
2040 | NYISO_J-K_2_PJM_E | NYISO_J-K | PJM_E | Internal | Summer | B2 | 25 | 330 | 0 | 751.19 | 299.5 | 8 | 0
2040 | NYISO_J-K_2_PJM_E | NYISO_J-K | PJM_E | Internal | Summer | B3 | 75 | 330 | 0 | 291.47 | 299.46 | 8 | 0
2040 | NYISO_J-K_2_PJM_E | NYISO_J-K | PJM_E | Internal | Summer | B4 | 100 | 330 | 330 | 239.11 | 264.61 | 8 | 17.5
2040 | NYISO_J-K_2_PJM_E | NYISO_J-K | PJM_E | Internal | Summer | B5 | 200 | 330 | 0 | 184.37 | 192.35 | 8 | 0
2040 | NYISO_J-K_2_PJM_E | NYISO_J-K | PJM_E | Internal | Summer | B6 | 300 | 330 | 0 | 174.34 | 182.33 | 8 | 0
2040 | NYISO_J-K_2_PJM_E | NYISO_J-K | PJM_E | Internal | Summer | B7 | 400 | 330 | 0 | 166.75 | 172.36 | 8 | 0
2040 | NYISO_J-K_2_PJM_E | NYISO_J-K | PJM_E | Internal | Summer | B8 | 500 | 330 | 0 | 166.75 | 159.35 | 8 | 0
2040 | NYISO_J-K_2_PJM_E | NYISO_J-K | PJM_E | Internal | Summer | B9 | 800 | 330 | 0 | 144.09 | 152.08 | 8 | 0
2040 | NYISO_J-K_2_PJM_E | NYISO_J-K | PJM_E | Internal | Summer | B10 | 1262 | 330 | 0 | 95.39 | 73.52 | 8 | 0
2040 | NYISO_J-K_2_PJM_E | NYISO_J-K | PJM_E | Internal | Winter | B16 | 25 | 330 | 0 | 181.46 | 165.23 | 8 | 0
2040 | NYISO_J-K_2_PJM_E | NYISO_J-K | PJM_E | Internal | Winter | B17 | 100 | 330 | 0 | 163.82 | 157.81 | 8 | 0
2040 | NYISO_J-K_2_PJM_E | NYISO_J-K | PJM_E | Internal | Winter | B18 | 400 | 330 | 0 | 158.53 | 151.83 | 8 | 0
2040 | NYISO_J-K_2_PJM_E | NYISO_J-K | PJM_E | Internal | Winter | B19 | 700 | 330 | 0 | 157.84 | 151.83 | 8 | 0
2040 | NYISO_J-K_2_PJM_E | NYISO_J-K | PJM_E | Internal | Winter | B20 | 935 | 330 | 0 | 65.53 | 73.52 | 8 | 0
2040 | PJM_E_2_NYISO_G-I | PJM_E | NYISO_G-I | Internal | Shoulder | B11 | 25 | 500 | 500 | 163.91 | 170.75 | 6 | 0.84
2040 | PJM_E_2_NYISO_G-I | PJM_E | NYISO_G-I | Internal | Shoulder | B12 | 200 | 500 | 214.67 | 152.03 | 158.03 | 6 | 0
2040 | PJM_E_2_NYISO_G-I | PJM_E | NYISO_G-I | Internal | Shoulder | B13 | 600 | 500 | 0 | 149.08 | 155.07 | 6 | 0
2040 | PJM_E_2_NYISO_G-I | PJM_E | NYISO_G-I | Internal | Shoulder | B14 | 900 | 500 | 0 | 149.08 | 146.63 | 6 | 0
2040 | PJM_E_2_NYISO_G-I | PJM_E | NYISO_G-I | Internal | Shoulder | B15 | 1203 | 500 | 0 | 73.52 | 65.52 | 6 | 0
2040 | PJM_E_2_NYISO_G-I | PJM_E | NYISO_G-I | Internal | Summer | B1 | 10 | 500 | 500 | 338.42 | 751.18 | 6 | 406.75
2040 | PJM_E_2_NYISO_G-I | PJM_E | NYISO_G-I | Internal | Summer | B2 | 25 | 500 | 500 | 299.5 | 751.18 | 6 | 445.68
2040 | PJM_E_2_NYISO_G-I | PJM_E | NYISO_G-I | Internal | Summer | B3 | 75 | 500 | 0 | 299.46 | 291.46 | 6 | 0
2040 | PJM_E_2_NYISO_G-I | PJM_E | NYISO_G-I | Internal | Summer | B4 | 100 | 500 | 0 | 264.61 | 239.1 | 6 | 0
2040 | PJM_E_2_NYISO_G-I | PJM_E | NYISO_G-I | Internal | Summer | B5 | 200 | 500 | 0 | 192.35 | 184.35 | 6 | 0
2040 | PJM_E_2_NYISO_G-I | PJM_E | NYISO_G-I | Internal | Summer | B6 | 300 | 500 | 0 | 182.33 | 174.33 | 6 | 0
2040 | PJM_E_2_NYISO_G-I | PJM_E | NYISO_G-I | Internal | Summer | B7 | 400 | 500 | 0 | 172.36 | 166.73 | 6 | 0
2040 | PJM_E_2_NYISO_G-I | PJM_E | NYISO_G-I | Internal | Summer | B8 | 500 | 500 | 500 | 159.35 | 166.73 | 6 | 1.39
2040 | PJM_E_2_NYISO_G-I | PJM_E | NYISO_G-I | Internal | Summer | B9 | 800 | 500 | 0 | 152.08 | 144.08 | 6 | 0
2040 | PJM_E_2_NYISO_G-I | PJM_E | NYISO_G-I | Internal | Summer | B10 | 1262 | 500 | 500 | 73.52 | 95.38 | 6 | 15.86
2040 | PJM_E_2_NYISO_G-I | PJM_E | NYISO_G-I | Internal | Winter | B16 | 25 | 500 | 500 | 165.23 | 181.44 | 6 | 10.21
2040 | PJM_E_2_NYISO_G-I | PJM_E | NYISO_G-I | Internal | Winter | B17 | 100 | 500 | 120.44 | 157.81 | 163.81 | 6 | 0
2040 | PJM_E_2_NYISO_G-I | PJM_E | NYISO_G-I | Internal | Winter | B18 | 400 | 500 | 500 | 151.83 | 158.52 | 6 | 0.69
2040 | PJM_E_2_NYISO_G-I | PJM_E | NYISO_G-I | Internal | Winter | B19 | 700 | 500 | 234.61 | 151.83 | 157.83 | 6 | 0
2040 | PJM_E_2_NYISO_G-I | PJM_E | NYISO_G-I | Internal | Winter | B20 | 935 | 500 | 0 | 73.52 | 65.52 | 6 | 0
2040 | PJM_E_2_NYISO_J-K | PJM_E | NYISO_J-K | Internal | Shoulder | B11 | 25 | 330 | 330 | 163.91 | 170.76 | 6 | 0.85
2040 | PJM_E_2_NYISO_J-K | PJM_E | NYISO_J-K | Internal | Shoulder | B12 | 200 | 330 | 330 | 152.03 | 158.05 | 6 | 0.01
2040 | PJM_E_2_NYISO_J-K | PJM_E | NYISO_J-K | Internal | Shoulder | B13 | 600 | 330 | 164.01 | 149.08 | 155.08 | 6 | 0
2040 | PJM_E_2_NYISO_J-K | PJM_E | NYISO_J-K | Internal | Shoulder | B14 | 900 | 330 | 0 | 149.08 | 146.64 | 6 | 0
2040 | PJM_E_2_NYISO_J-K | PJM_E | NYISO_J-K | Internal | Shoulder | B15 | 1203 | 330 | 0 | 73.52 | 65.53 | 6 | 0
2040 | PJM_E_2_NYISO_J-K | PJM_E | NYISO_J-K | Internal | Summer | B1 | 10 | 330 | 330 | 338.42 | 751.19 | 6 | 406.76
2040 | PJM_E_2_NYISO_J-K | PJM_E | NYISO_J-K | Internal | Summer | B2 | 25 | 330 | 330 | 299.5 | 751.19 | 6 | 445.69
2040 | PJM_E_2_NYISO_J-K | PJM_E | NYISO_J-K | Internal | Summer | B3 | 75 | 330 | 0 | 299.46 | 291.47 | 6 | 0
2040 | PJM_E_2_NYISO_J-K | PJM_E | NYISO_J-K | Internal | Summer | B4 | 100 | 330 | 0 | 264.61 | 239.11 | 6 | 0
2040 | PJM_E_2_NYISO_J-K | PJM_E | NYISO_J-K | Internal | Summer | B5 | 200 | 330 | 0 | 192.35 | 184.37 | 6 | 0
2040 | PJM_E_2_NYISO_J-K | PJM_E | NYISO_J-K | Internal | Summer | B6 | 300 | 330 | 0 | 182.33 | 174.34 | 6 | 0
2040 | PJM_E_2_NYISO_J-K | PJM_E | NYISO_J-K | Internal | Summer | B7 | 400 | 330 | 0 | 172.36 | 166.75 | 6 | 0
2040 | PJM_E_2_NYISO_J-K | PJM_E | NYISO_J-K | Internal | Summer | B8 | 500 | 330 | 330 | 159.35 | 166.75 | 6 | 1.4
2040 | PJM_E_2_NYISO_J-K | PJM_E | NYISO_J-K | Internal | Summer | B9 | 800 | 330 | 0 | 152.08 | 144.09 | 6 | 0
2040 | PJM_E_2_NYISO_J-K | PJM_E | NYISO_J-K | Internal | Summer | B10 | 1262 | 330 | 330 | 73.52 | 95.39 | 6 | 15.87
2040 | PJM_E_2_NYISO_J-K | PJM_E | NYISO_J-K | Internal | Winter | B16 | 25 | 330 | 330 | 165.23 | 181.46 | 6 | 10.23
2040 | PJM_E_2_NYISO_J-K | PJM_E | NYISO_J-K | Internal | Winter | B17 | 100 | 330 | 330 | 157.81 | 163.82 | 6 | 0.01
2040 | PJM_E_2_NYISO_J-K | PJM_E | NYISO_J-K | Internal | Winter | B18 | 400 | 330 | 330 | 151.83 | 158.53 | 6 | 0.7
2040 | PJM_E_2_NYISO_J-K | PJM_E | NYISO_J-K | Internal | Winter | B19 | 700 | 330 | 330 | 151.83 | 157.84 | 6 | 0.01
2040 | PJM_E_2_NYISO_J-K | PJM_E | NYISO_J-K | Internal | Winter | B20 | 935 | 330 | 0 | 73.52 | 65.53 | 6 | 0
2040 | PJM_E_2_PJM_ROM | PJM_E | PJM_ROM | Internal | Shoulder | B11 | 25 | 8000 | 0 | 163.91 | 163.9 | 0.01 | 0
2040 | PJM_E_2_PJM_ROM | PJM_E | PJM_ROM | Internal | Shoulder | B12 | 200 | 8000 | 0 | 152.03 | 152.02 | 0.01 | 0
2040 | PJM_E_2_PJM_ROM | PJM_E | PJM_ROM | Internal | Shoulder | B13 | 600 | 8000 | 0 | 149.08 | 149.07 | 0.01 | 0
2040 | PJM_E_2_PJM_ROM | PJM_E | PJM_ROM | Internal | Shoulder | B14 | 900 | 8000 | 0 | 149.08 | 149.07 | 0.01 | 0
2040 | PJM_E_2_PJM_ROM | PJM_E | PJM_ROM | Internal | Shoulder | B15 | 1203 | 8000 | 0 | 73.52 | 73.51 | 0.01 | 0
2040 | PJM_E_2_PJM_ROM | PJM_E | PJM_ROM | Internal | Summer | B1 | 10 | 8000 | 0 | 338.42 | 338.41 | 0.01 | 0
2040 | PJM_E_2_PJM_ROM | PJM_E | PJM_ROM | Internal | Summer | B2 | 25 | 8000 | 0 | 299.5 | 299.48 | 0.01 | 0
2040 | PJM_E_2_PJM_ROM | PJM_E | PJM_ROM | Internal | Summer | B3 | 75 | 8000 | 0 | 299.46 | 299.45 | 0.01 | 0
2040 | PJM_E_2_PJM_ROM | PJM_E | PJM_ROM | Internal | Summer | B4 | 100 | 8000 | 2135.9 | 264.61 | 264.62 | 0.01 | 0
2040 | PJM_E_2_PJM_ROM | PJM_E | PJM_ROM | Internal | Summer | B5 | 200 | 8000 | 0 | 192.35 | 192.34 | 0.01 | 0
2040 | PJM_E_2_PJM_ROM | PJM_E | PJM_ROM | Internal | Summer | B6 | 300 | 8000 | 0 | 182.33 | 182.31 | 0.01 | 0
2040 | PJM_E_2_PJM_ROM | PJM_E | PJM_ROM | Internal | Summer | B7 | 400 | 8000 | 0 | 172.36 | 172.34 | 0.01 | 0
2040 | PJM_E_2_PJM_ROM | PJM_E | PJM_ROM | Internal | Summer | B8 | 500 | 8000 | 0 | 159.35 | 159.34 | 0.01 | 0
2040 | PJM_E_2_PJM_ROM | PJM_E | PJM_ROM | Internal | Summer | B9 | 800 | 8000 | 0 | 152.08 | 152.07 | 0.01 | 0
2040 | PJM_E_2_PJM_ROM | PJM_E | PJM_ROM | Internal | Summer | B10 | 1262 | 8000 | 0 | 73.52 | 73.51 | 0.01 | 0
2040 | PJM_E_2_PJM_ROM | PJM_E | PJM_ROM | Internal | Winter | B16 | 25 | 8000 | 0 | 165.23 | 165.22 | 0.01 | 0
2040 | PJM_E_2_PJM_ROM | PJM_E | PJM_ROM | Internal | Winter | B17 | 100 | 8000 | 0 | 157.81 | 157.8 | 0.01 | 0
2040 | PJM_E_2_PJM_ROM | PJM_E | PJM_ROM | Internal | Winter | B18 | 400 | 8000 | 0 | 151.83 | 151.82 | 0.01 | 0
2040 | PJM_E_2_PJM_ROM | PJM_E | PJM_ROM | Internal | Winter | B19 | 700 | 8000 | 0 | 151.83 | 151.82 | 0.01 | 0
2040 | PJM_E_2_PJM_ROM | PJM_E | PJM_ROM | Internal | Winter | B20 | 935 | 8000 | 0 | 73.52 | 73.51 | 0.01 | 0
2040 | PJM_ROR_2_MISO_IN | PJM_ROR | MISO_IN | Internal | Shoulder | B11 | 25 | 909 | 0 | 163.89 | 153.89 | 2 | 0
2040 | PJM_ROR_2_MISO_IN | PJM_ROR | MISO_IN | Internal | Shoulder | B12 | 200 | 909 | 0 | 152.01 | 150.03 | 2 | 0
2040 | PJM_ROR_2_MISO_IN | PJM_ROR | MISO_IN | Internal | Shoulder | B13 | 600 | 909 | 0 | 142.27 | 144.24 | 2 | 0
2040 | PJM_ROR_2_MISO_IN | PJM_ROR | MISO_IN | Internal | Shoulder | B14 | 900 | 909 | 0 | 142.27 | 144.24 | 2 | 0
2040 | PJM_ROR_2_MISO_IN | PJM_ROR | MISO_IN | Internal | Shoulder | B15 | 1203 | 909 | 0 | 73.5 | 71.51 | 2 | 0
2040 | PJM_ROR_2_MISO_IN | PJM_ROR | MISO_IN | Internal | Summer | B1 | 10 | 909 | 0 | 338.4 | 336.39 | 2 | 0
2040 | PJM_ROR_2_MISO_IN | PJM_ROR | MISO_IN | Internal | Summer | B2 | 25 | 909 | 0 | 299.47 | 297.47 | 2 | 0
2040 | PJM_ROR_2_MISO_IN | PJM_ROR | MISO_IN | Internal | Summer | B3 | 75 | 909 | 0 | 299.46 | 297.47 | 2 | 0
2040 | PJM_ROR_2_MISO_IN | PJM_ROR | MISO_IN | Internal | Summer | B4 | 100 | 909 | 0 | 264.63 | 262.63 | 2 | 0
2040 | PJM_ROR_2_MISO_IN | PJM_ROR | MISO_IN | Internal | Summer | B5 | 200 | 909 | 0 | 192.35 | 190.35 | 2 | 0
2040 | PJM_ROR_2_MISO_IN | PJM_ROR | MISO_IN | Internal | Summer | B6 | 300 | 909 | 0 | 182.33 | 182.32 | 2 | 0
2040 | PJM_ROR_2_MISO_IN | PJM_ROR | MISO_IN | Internal | Summer | B7 | 400 | 909 | 0 | 172.36 | 174.34 | 2 | 0
2040 | PJM_ROR_2_MISO_IN | PJM_ROR | MISO_IN | Internal | Summer | B8 | 500 | 909 | 0 | 159.32 | 161.31 | 2 | 0
2040 | PJM_ROR_2_MISO_IN | PJM_ROR | MISO_IN | Internal | Summer | B9 | 800 | 909 | 0 | 152.06 | 152.29 | 2 | 0
2040 | PJM_ROR_2_MISO_IN | PJM_ROR | MISO_IN | Internal | Summer | B10 | 1262 | 909 | 410.26 | 73.5 | 75.5 | 2 | 0
2040 | PJM_ROR_2_MISO_IN | PJM_ROR | MISO_IN | Internal | Winter | B16 | 25 | 909 | 0 | 165.21 | 157.28 | 2 | 0
2040 | PJM_ROR_2_MISO_IN | PJM_ROR | MISO_IN | Internal | Winter | B17 | 100 | 909 | 0 | 157.78 | 157.28 | 2 | 0
2040 | PJM_ROR_2_MISO_IN | PJM_ROR | MISO_IN | Internal | Winter | B18 | 400 | 909 | 0 | 145.05 | 146.21 | 2 | 0
2040 | PJM_ROR_2_MISO_IN | PJM_ROR | MISO_IN | Internal | Winter | B19 | 700 | 909 | 0 | 144.94 | 146.21 | 2 | 0
2040 | PJM_ROR_2_MISO_IN | PJM_ROR | MISO_IN | Internal | Winter | B20 | 935 | 909 | 0 | 73.5 | 71.51 | 2 | 0
2040 | PJM_ROR_2_MISO_MI | PJM_ROR | MISO_MI | Internal | Shoulder | B11 | 25 | 1305 | 0 | 163.89 | 153.9 | 2 | 0
2040 | PJM_ROR_2_MISO_MI | PJM_ROR | MISO_MI | Internal | Shoulder | B12 | 200 | 1305 | 0 | 152.01 | 150.05 | 2 | 0
2040 | PJM_ROR_2_MISO_MI | PJM_ROR | MISO_MI | Internal | Shoulder | B13 | 600 | 1305 | 0 | 142.27 | 144.25 | 2 | 0
2040 | PJM_ROR_2_MISO_MI | PJM_ROR | MISO_MI | Internal | Shoulder | B14 | 900 | 1305 | 0 | 142.27 | 144.25 | 2 | 0
2040 | PJM_ROR_2_MISO_MI | PJM_ROR | MISO_MI | Internal | Shoulder | B15 | 1203 | 1305 | 0 | 73.5 | 71.52 | 2 | 0
2040 | PJM_ROR_2_MISO_MI | PJM_ROR | MISO_MI | Internal | Summer | B1 | 10 | 1305 | 0 | 338.4 | 336.4 | 2 | 0
2040 | PJM_ROR_2_MISO_MI | PJM_ROR | MISO_MI | Internal | Summer | B2 | 25 | 1305 | 0 | 299.47 | 297.47 | 2 | 0
2040 | PJM_ROR_2_MISO_MI | PJM_ROR | MISO_MI | Internal | Summer | B3 | 75 | 1305 | 0 | 299.46 | 297.46 | 2 | 0
2040 | PJM_ROR_2_MISO_MI | PJM_ROR | MISO_MI | Internal | Summer | B4 | 100 | 1305 | 0 | 264.63 | 262.64 | 2 | 0
2040 | PJM_ROR_2_MISO_MI | PJM_ROR | MISO_MI | Internal | Summer | B5 | 200 | 1305 | 0 | 192.35 | 190.37 | 2 | 0
2040 | PJM_ROR_2_MISO_MI | PJM_ROR | MISO_MI | Internal | Summer | B6 | 300 | 1305 | 0 | 182.33 | 182.34 | 2 | 0
2040 | PJM_ROR_2_MISO_MI | PJM_ROR | MISO_MI | Internal | Summer | B7 | 400 | 1305 | 1116.67 | 172.36 | 174.36 | 2 | 0
2040 | PJM_ROR_2_MISO_MI | PJM_ROR | MISO_MI | Internal | Summer | B8 | 500 | 1305 | 1108.29 | 159.32 | 161.32 | 2 | 0
2040 | PJM_ROR_2_MISO_MI | PJM_ROR | MISO_MI | Internal | Summer | B9 | 800 | 1305 | 0 | 152.06 | 152.3 | 2 | 0
2040 | PJM_ROR_2_MISO_MI | PJM_ROR | MISO_MI | Internal | Summer | B10 | 1262 | 1305 | 1305 | 73.5 | 75.51 | 2 | 0.01
2040 | PJM_ROR_2_MISO_MI | PJM_ROR | MISO_MI | Internal | Winter | B16 | 25 | 1305 | 0 | 165.21 | 157.34 | 2 | 0
2040 | PJM_ROR_2_MISO_MI | PJM_ROR | MISO_MI | Internal | Winter | B17 | 100 | 1305 | 0 | 157.78 | 157.29 | 2 | 0
2040 | PJM_ROR_2_MISO_MI | PJM_ROR | MISO_MI | Internal | Winter | B18 | 400 | 1305 | 0 | 145.05 | 146.22 | 2 | 0
2040 | PJM_ROR_2_MISO_MI | PJM_ROR | MISO_MI | Internal | Winter | B19 | 700 | 1305 | 0 | 144.94 | 146.22 | 2 | 0
2040 | PJM_ROR_2_MISO_MI | PJM_ROR | MISO_MI | Internal | Winter | B20 | 935 | 1305 | 0 | 73.5 | 71.52 | 2 | 0
2040 | PJM_ROR_2_MISO_MO-IL | PJM_ROR | MISO_MO-IL | Internal | Shoulder | B11 | 25 | 1111 | 0 | 163.89 | 161.9 | 2 | 0
2040 | PJM_ROR_2_MISO_MO-IL | PJM_ROR | MISO_MO-IL | Internal | Shoulder | B12 | 200 | 1111 | 0 | 152.01 | 150.02 | 2 | 0
2040 | PJM_ROR_2_MISO_MO-IL | PJM_ROR | MISO_MO-IL | Internal | Shoulder | B13 | 600 | 1111 | 0 | 142.27 | 133.27 | 2 | 0
2040 | PJM_ROR_2_MISO_MO-IL | PJM_ROR | MISO_MO-IL | Internal | Shoulder | B14 | 900 | 1111 | 0 | 142.27 | 125.25 | 2 | 0
2040 | PJM_ROR_2_MISO_MO-IL | PJM_ROR | MISO_MO-IL | Internal | Shoulder | B15 | 1203 | 1111 | 0 | 73.5 | 71.5 | 2 | 0
2040 | PJM_ROR_2_MISO_MO-IL | PJM_ROR | MISO_MO-IL | Internal | Summer | B1 | 10 | 1111 | 0 | 338.4 | 336.4 | 2 | 0
2040 | PJM_ROR_2_MISO_MO-IL | PJM_ROR | MISO_MO-IL | Internal | Summer | B2 | 25 | 1111 | 0 | 299.47 | 297.48 | 2 | 0
2040 | PJM_ROR_2_MISO_MO-IL | PJM_ROR | MISO_MO-IL | Internal | Summer | B3 | 75 | 1111 | 0 | 299.46 | 297.48 | 2 | 0
2040 | PJM_ROR_2_MISO_MO-IL | PJM_ROR | MISO_MO-IL | Internal | Summer | B4 | 100 | 1111 | 0 | 264.63 | 262.64 | 2 | 0
2040 | PJM_ROR_2_MISO_MO-IL | PJM_ROR | MISO_MO-IL | Internal | Summer | B5 | 200 | 1111 | 0 | 192.35 | 190.37 | 2 | 0
2040 | PJM_ROR_2_MISO_MO-IL | PJM_ROR | MISO_MO-IL | Internal | Summer | B6 | 300 | 1111 | 0 | 182.33 | 182.34 | 2 | 0
2040 | PJM_ROR_2_MISO_MO-IL | PJM_ROR | MISO_MO-IL | Internal | Summer | B7 | 400 | 1111 | 931.31 | 172.36 | 174.36 | 2 | 0
2040 | PJM_ROR_2_MISO_MO-IL | PJM_ROR | MISO_MO-IL | Internal | Summer | B8 | 500 | 1111 | 930.71 | 159.32 | 161.32 | 2 | 0
2040 | PJM_ROR_2_MISO_MO-IL | PJM_ROR | MISO_MO-IL | Internal | Summer | B9 | 800 | 1111 | 0 | 152.06 | 152.3 | 2 | 0
2040 | PJM_ROR_2_MISO_MO-IL | PJM_ROR | MISO_MO-IL | Internal | Summer | B10 | 1262 | 1111 | 0 | 73.5 | 71.5 | 2 | 0
2040 | PJM_ROR_2_MISO_MO-IL | PJM_ROR | MISO_MO-IL | Internal | Winter | B16 | 25 | 1111 | 0 | 165.21 | 157.29 | 2 | 0
2040 | PJM_ROR_2_MISO_MO-IL | PJM_ROR | MISO_MO-IL | Internal | Winter | B17 | 100 | 1111 | 0 | 157.78 | 147.65 | 2 | 0
2040 | PJM_ROR_2_MISO_MO-IL | PJM_ROR | MISO_MO-IL | Internal | Winter | B18 | 400 | 1111 | 0 | 145.05 | 127.84 | 2 | 0
2040 | PJM_ROR_2_MISO_MO-IL | PJM_ROR | MISO_MO-IL | Internal | Winter | B19 | 700 | 1111 | 0 | 144.94 | 126.78 | 2 | 0
2040 | PJM_ROR_2_MISO_MO-IL | PJM_ROR | MISO_MO-IL | Internal | Winter | B20 | 935 | 1111 | 0 | 73.5 | 71.5 | 2 | 0
2040 | PJM_ROR_2_MISO_W | PJM_ROR | MISO_W | Internal | Shoulder | B11 | 25 | 19775 | 0 | 163.89 | 161.89 | 2 | 0
2040 | PJM_ROR_2_MISO_W | PJM_ROR | MISO_W | Internal | Shoulder | B12 | 200 | 19775 | 0 | 152.01 | 150.01 | 2 | 0
2040 | PJM_ROR_2_MISO_W | PJM_ROR | MISO_W | Internal | Shoulder | B13 | 600 | 19775 | 0 | 142.27 | 133.25 | 2 | 0
2040 | PJM_ROR_2_MISO_W | PJM_ROR | MISO_W | Internal | Shoulder | B14 | 900 | 19775 | 0 | 142.27 | 78.88 | 2 | 0
2040 | PJM_ROR_2_MISO_W | PJM_ROR | MISO_W | Internal | Shoulder | B15 | 1203 | 19775 | 0 | 73.5 | 71.48 | 2 | 0
2040 | PJM_ROR_2_MISO_W | PJM_ROR | MISO_W | Internal | Summer | B1 | 10 | 19775 | 0 | 338.4 | 336.4 | 2 | 0
2040 | PJM_ROR_2_MISO_W | PJM_ROR | MISO_W | Internal | Summer | B2 | 25 | 19775 | 0 | 299.47 | 297.47 | 2 | 0
2040 | PJM_ROR_2_MISO_W | PJM_ROR | MISO_W | Internal | Summer | B3 | 75 | 19775 | 0 | 299.46 | 297.46 | 2 | 0
2040 | PJM_ROR_2_MISO_W | PJM_ROR | MISO_W | Internal | Summer | B4 | 100 | 19775 | 0 | 264.63 | 262.63 | 2 | 0
2040 | PJM_ROR_2_MISO_W | PJM_ROR | MISO_W | Internal | Summer | B5 | 200 | 19775 | 0 | 192.35 | 190.35 | 2 | 0
2040 | PJM_ROR_2_MISO_W | PJM_ROR | MISO_W | Internal | Summer | B6 | 300 | 19775 | 0 | 182.33 | 180.33 | 2 | 0
2040 | PJM_ROR_2_MISO_W | PJM_ROR | MISO_W | Internal | Summer | B7 | 400 | 19775 | 0 | 172.36 | 170.36 | 2 | 0
2040 | PJM_ROR_2_MISO_W | PJM_ROR | MISO_W | Internal | Summer | B8 | 500 | 19775 | 0 | 159.32 | 157.32 | 2 | 0
2040 | PJM_ROR_2_MISO_W | PJM_ROR | MISO_W | Internal | Summer | B9 | 800 | 19775 | 0 | 152.06 | 150.06 | 2 | 0
2040 | PJM_ROR_2_MISO_W | PJM_ROR | MISO_W | Internal | Summer | B10 | 1262 | 19775 | 0 | 73.5 | 71.48 | 2 | 0
2040 | PJM_ROR_2_MISO_W | PJM_ROR | MISO_W | Internal | Winter | B16 | 25 | 19775 | 0 | 165.21 | 71.48 | 2 | 0
2040 | PJM_ROR_2_MISO_W | PJM_ROR | MISO_W | Internal | Winter | B17 | 100 | 19775 | 0 | 157.78 | 71.48 | 2 | 0
2040 | PJM_ROR_2_MISO_W | PJM_ROR | MISO_W | Internal | Winter | B18 | 400 | 19775 | 0 | 145.05 | 88.5 | 2 | 0
2040 | PJM_ROR_2_MISO_W | PJM_ROR | MISO_W | Internal | Winter | B19 | 700 | 19775 | 0 | 144.94 | 126.77 | 2 | 0
2040 | PJM_ROR_2_MISO_W | PJM_ROR | MISO_W | Internal | Winter | B20 | 935 | 19775 | 0 | 73.5 | 71.48 | 2 | 0
2040 | PJM_ROR_2_MISO_WUMS | PJM_ROR | MISO_WUMS | Internal | Shoulder | B11 | 25 | 1467 | 0 | 163.89 | 161.87 | 2 | 0
2040 | PJM_ROR_2_MISO_WUMS | PJM_ROR | MISO_WUMS | Internal | Shoulder | B12 | 200 | 1467 | 187.83 | 152.01 | 154.01 | 2 | 0
2040 | PJM_ROR_2_MISO_WUMS | PJM_ROR | MISO_WUMS | Internal | Shoulder | B13 | 600 | 1467 | 835.2 | 142.27 | 144.27 | 2 | 0
2040 | PJM_ROR_2_MISO_WUMS | PJM_ROR | MISO_WUMS | Internal | Shoulder | B14 | 900 | 1467 | 622.73 | 142.27 | 144.27 | 2 | 0
2040 | PJM_ROR_2_MISO_WUMS | PJM_ROR | MISO_WUMS | Internal | Shoulder | B15 | 1203 | 1467 | 0 | 73.5 | 72.81 | 2 | 0
2040 | PJM_ROR_2_MISO_WUMS | PJM_ROR | MISO_WUMS | Internal | Summer | B1 | 10 | 1467 | 0 | 338.4 | 336.39 | 2 | 0
2040 | PJM_ROR_2_MISO_WUMS | PJM_ROR | MISO_WUMS | Internal | Summer | B2 | 25 | 1467 | 0 | 299.47 | 297.46 | 2 | 0
2040 | PJM_ROR_2_MISO_WUMS | PJM_ROR | MISO_WUMS | Internal | Summer | B3 | 75 | 1467 | 0 | 299.46 | 297.45 | 2 | 0
2040 | PJM_ROR_2_MISO_WUMS | PJM_ROR | MISO_WUMS | Internal | Summer | B4 | 100 | 1467 | 0 | 264.63 | 262.62 | 2 | 0
2040 | PJM_ROR_2_MISO_WUMS | PJM_ROR | MISO_WUMS | Internal | Summer | B5 | 200 | 1467 | 0 | 192.35 | 177.31 | 2 | 0
2040 | PJM_ROR_2_MISO_WUMS | PJM_ROR | MISO_WUMS | Internal | Summer | B6 | 300 | 1467 | 0 | 182.33 | 177.31 | 2 | 0
2040 | PJM_ROR_2_MISO_WUMS | PJM_ROR | MISO_WUMS | Internal | Summer | B7 | 400 | 1467 | 0 | 172.36 | 170.34 | 2 | 0
2040 | PJM_ROR_2_MISO_WUMS | PJM_ROR | MISO_WUMS | Internal | Summer | B8 | 500 | 1467 | 0 | 159.32 | 157.32 | 2 | 0
2040 | PJM_ROR_2_MISO_WUMS | PJM_ROR | MISO_WUMS | Internal | Summer | B9 | 800 | 1467 | 0 | 152.06 | 152.21 | 2 | 0
2040 | PJM_ROR_2_MISO_WUMS | PJM_ROR | MISO_WUMS | Internal | Summer | B10 | 1262 | 1467 | 50.16 | 73.5 | 75.5 | 2 | 0
2040 | PJM_ROR_2_MISO_WUMS | PJM_ROR | MISO_WUMS | Internal | Winter | B16 | 25 | 1467 | 0 | 165.21 | 157.35 | 2 | 0
2040 | PJM_ROR_2_MISO_WUMS | PJM_ROR | MISO_WUMS | Internal | Winter | B17 | 100 | 1467 | 0 | 157.78 | 157.35 | 2 | 0
2040 | PJM_ROR_2_MISO_WUMS | PJM_ROR | MISO_WUMS | Internal | Winter | B18 | 400 | 1467 | 487.66 | 145.05 | 147.05 | 2 | 0
2040 | PJM_ROR_2_MISO_WUMS | PJM_ROR | MISO_WUMS | Internal | Winter | B19 | 700 | 1467 | 410.71 | 144.94 | 146.94 | 2 | 0
2040 | PJM_ROR_2_MISO_WUMS | PJM_ROR | MISO_WUMS | Internal | Winter | B20 | 935 | 1467 | 0 | 73.5 | 73.39 | 2 | 0
2040 | PJM_ROR_2_PJM_ROM | PJM_ROR | PJM_ROM | Internal | Shoulder | B11 | 25 | 8000 | 4997.28 | 163.89 | 163.9 | 0.01 | 0
2040 | PJM_ROR_2_PJM_ROM | PJM_ROR | PJM_ROM | Internal | Shoulder | B12 | 200 | 8000 | 3985.31 | 152.01 | 152.02 | 0.01 | 0
2040 | PJM_ROR_2_PJM_ROM | PJM_ROR | PJM_ROM | Internal | Shoulder | B13 | 600 | 8000 | 8000 | 142.27 | 149.07 | 0.01 | 6.79
2040 | PJM_ROR_2_PJM_ROM | PJM_ROR | PJM_ROM | Internal | Shoulder | B14 | 900 | 8000 | 8000 | 142.27 | 149.07 | 0.01 | 6.79
2040 | PJM_ROR_2_PJM_ROM | PJM_ROR | PJM_ROM | Internal | Shoulder | B15 | 1203 | 8000 | 6675 | 73.5 | 73.51 | 0.01 | 0
2040 | PJM_ROR_2_PJM_ROM | PJM_ROR | PJM_ROM | Internal | Summer | B1 | 10 | 8000 | 4044.16 | 338.4 | 338.41 | 0.01 | 0
2040 | PJM_ROR_2_PJM_ROM | PJM_ROR | PJM_ROM | Internal | Summer | B2 | 25 | 8000 | 2907.44 | 299.47 | 299.48 | 0.01 | 0
2040 | PJM_ROR_2_PJM_ROM | PJM_ROR | PJM_ROM | Internal | Summer | B3 | 75 | 8000 | 0 | 299.46 | 299.45 | 0.01 | 0
2040 | PJM_ROR_2_PJM_ROM | PJM_ROR | PJM_ROM | Internal | Summer | B4 | 100 | 8000 | 0 | 264.63 | 264.62 | 0.01 | 0
2040 | PJM_ROR_2_PJM_ROM | PJM_ROR | PJM_ROM | Internal | Summer | B5 | 200 | 8000 | 0 | 192.35 | 192.34 | 0.01 | 0
2040 | PJM_ROR_2_PJM_ROM | PJM_ROR | PJM_ROM | Internal | Summer | B6 | 300 | 8000 | 0 | 182.33 | 182.31 | 0.01 | 0
2040 | PJM_ROR_2_PJM_ROM | PJM_ROR | PJM_ROM | Internal | Summer | B7 | 400 | 8000 | 0 | 172.36 | 172.34 | 0.01 | 0
2040 | PJM_ROR_2_PJM_ROM | PJM_ROR | PJM_ROM | Internal | Summer | B8 | 500 | 8000 | 5065.8 | 159.32 | 159.34 | 0.01 | 0
2040 | PJM_ROR_2_PJM_ROM | PJM_ROR | PJM_ROM | Internal | Summer | B9 | 800 | 8000 | 1705.19 | 152.06 | 152.07 | 0.01 | 0
2040 | PJM_ROR_2_PJM_ROM | PJM_ROR | PJM_ROM | Internal | Summer | B10 | 1262 | 8000 | 7843.96 | 73.5 | 73.51 | 0.01 | 0
2040 | PJM_ROR_2_PJM_ROM | PJM_ROR | PJM_ROM | Internal | Winter | B16 | 25 | 8000 | 7511.58 | 165.21 | 165.22 | 0.01 | 0
2040 | PJM_ROR_2_PJM_ROM | PJM_ROR | PJM_ROM | Internal | Winter | B17 | 100 | 8000 | 5470.91 | 157.78 | 157.8 | 0.01 | 0
2040 | PJM_ROR_2_PJM_ROM | PJM_ROR | PJM_ROM | Internal | Winter | B18 | 400 | 8000 | 8000 | 145.05 | 151.82 | 0.01 | 6.76
2040 | PJM_ROR_2_PJM_ROM | PJM_ROR | PJM_ROM | Internal | Winter | B19 | 700 | 8000 | 8000 | 144.94 | 151.82 | 0.01 | 6.87
2040 | PJM_ROR_2_PJM_ROM | PJM_ROR | PJM_ROM | Internal | Winter | B20 | 935 | 8000 | 5111.21 | 73.5 | 73.51 | 0.01 | 0
2040 | PJM_ROR_2_TVA_Transmission | PJM_ROR | TVA_Transmission | Internal | Shoulder | B11 | 25 | 2500 | 1634.81 | 163.89 | 169.89 | 6 | 0
2040 | PJM_ROR_2_TVA_Transmission | PJM_ROR | TVA_Transmission | Internal | Shoulder | B12 | 200 | 2500 | 0 | 152.01 | 150.23 | 6 | 0
2040 | PJM_ROR_2_TVA_Transmission | PJM_ROR | TVA_Transmission | Internal | Shoulder | B13 | 600 | 2500 | 0 | 142.27 | 133.27 | 6 | 0
2040 | PJM_ROR_2_TVA_Transmission | PJM_ROR | TVA_Transmission | Internal | Shoulder | B14 | 900 | 2500 | 0 | 142.27 | 133.25 | 6 | 0
2040 | PJM_ROR_2_TVA_Transmission | PJM_ROR | TVA_Transmission | Internal | Shoulder | B15 | 1203 | 2500 | 101.3 | 73.5 | 79.5 | 6 | 0
2040 | PJM_ROR_2_TVA_Transmission | PJM_ROR | TVA_Transmission | Internal | Summer | B1 | 10 | 2500 | 2500 | 338.4 | 352.39 | 6 | 7.99
2040 | PJM_ROR_2_TVA_Transmission | PJM_ROR | TVA_Transmission | Internal | Summer | B2 | 25 | 2500 | 2500 | 299.47 | 313.47 | 6 | 8
2040 | PJM_ROR_2_TVA_Transmission | PJM_ROR | TVA_Transmission | Internal | Summer | B3 | 75 | 2500 | 2500 | 299.46 | 306.4 | 6 | 0.94
2040 | PJM_ROR_2_TVA_Transmission | PJM_ROR | TVA_Transmission | Internal | Summer | B4 | 100 | 2500 | 2500 | 264.63 | 270.64 | 6 | 0.01
2040 | PJM_ROR_2_TVA_Transmission | PJM_ROR | TVA_Transmission | Internal | Summer | B5 | 200 | 2500 | 1559.81 | 192.35 | 198.35 | 6 | 0
2040 | PJM_ROR_2_TVA_Transmission | PJM_ROR | TVA_Transmission | Internal | Summer | B6 | 300 | 2500 | 0 | 182.33 | 182.32 | 6 | 0
2040 | PJM_ROR_2_TVA_Transmission | PJM_ROR | TVA_Transmission | Internal | Summer | B7 | 400 | 2500 | 0 | 172.36 | 174.34 | 6 | 0
2040 | PJM_ROR_2_TVA_Transmission | PJM_ROR | TVA_Transmission | Internal | Summer | B8 | 500 | 2500 | 0 | 159.32 | 165.02 | 6 | 0
2040 | PJM_ROR_2_TVA_Transmission | PJM_ROR | TVA_Transmission | Internal | Summer | B9 | 800 | 2500 | 0 | 152.06 | 152.06 | 6 | 0
2040 | PJM_ROR_2_TVA_Transmission | PJM_ROR | TVA_Transmission | Internal | Summer | B10 | 1262 | 2500 | 0 | 73.5 | 68.24 | 6 | 0
2040 | PJM_ROR_2_TVA_Transmission | PJM_ROR | TVA_Transmission | Internal | Winter | B16 | 25 | 2500 | 1886.75 | 165.21 | 171.21 | 6 | 0
2040 | PJM_ROR_2_TVA_Transmission | PJM_ROR | TVA_Transmission | Internal | Winter | B17 | 100 | 2500 | 0 | 157.78 | 155.65 | 6 | 0
2040 | PJM_ROR_2_TVA_Transmission | PJM_ROR | TVA_Transmission | Internal | Winter | B18 | 400 | 2500 | 0 | 145.05 | 135.84 | 6 | 0
2040 | PJM_ROR_2_TVA_Transmission | PJM_ROR | TVA_Transmission | Internal | Winter | B19 | 700 | 2500 | 0 | 144.94 | 134.78 | 6 | 0
2040 | PJM_ROR_2_TVA_Transmission | PJM_ROR | TVA_Transmission | Internal | Winter | B20 | 935 | 2500 | 106.39 | 73.5 | 79.5 | 6 | 0
2040 | PJM_ROR_2_VACAR | PJM_ROR | VACAR | Internal | Shoulder | B11 | 25 | 3000 | 3000 | 163.89 | 171.89 | 6 | 2
2040 | PJM_ROR_2_VACAR | PJM_ROR | VACAR | Internal | Shoulder | B12 | 200 | 3000 | 0 | 152.01 | 145.01 | 6 | 0
2040 | PJM_ROR_2_VACAR | PJM_ROR | VACAR | Internal | Shoulder | B13 | 600 | 3000 | 0 | 142.27 | 130.49 | 6 | 0
2040 | PJM_ROR_2_VACAR | PJM_ROR | VACAR | Internal | Shoulder | B14 | 900 | 3000 | 0 | 142.27 | 130.49 | 6 | 0
2040 | PJM_ROR_2_VACAR | PJM_ROR | VACAR | Internal | Shoulder | B15 | 1203 | 3000 | 0 | 73.5 | 73.5 | 6 | 0
2040 | PJM_ROR_2_VACAR | PJM_ROR | VACAR | Internal | Summer | B1 | 10 | 3000 | 3000 | 338.4 | 751.19 | 6 | 406.79
2040 | PJM_ROR_2_VACAR | PJM_ROR | VACAR | Internal | Summer | B2 | 25 | 3000 | 3000 | 299.47 | 751.19 | 6 | 445.72
2040 | PJM_ROR_2_VACAR | PJM_ROR | VACAR | Internal | Summer | B3 | 75 | 3000 | 3000 | 299.46 | 346.41 | 6 | 40.95
2040 | PJM_ROR_2_VACAR | PJM_ROR | VACAR | Internal | Summer | B4 | 100 | 3000 | 3000 | 264.63 | 279.64 | 6 | 9.01
2040 | PJM_ROR_2_VACAR | PJM_ROR | VACAR | Internal | Summer | B5 | 200 | 3000 | 2280.96 | 192.35 | 198.35 | 6 | 0
2040 | PJM_ROR_2_VACAR | PJM_ROR | VACAR | Internal | Summer | B6 | 300 | 3000 | 106.8 | 182.33 | 188.33 | 6 | 0
2040 | PJM_ROR_2_VACAR | PJM_ROR | VACAR | Internal | Summer | B7 | 400 | 3000 | 0 | 172.36 | 176.34 | 6 | 0
2040 | PJM_ROR_2_VACAR | PJM_ROR | VACAR | Internal | Summer | B8 | 500 | 3000 | 0 | 159.32 | 165.14 | 6 | 0
2040 | PJM_ROR_2_VACAR | PJM_ROR | VACAR | Internal | Summer | B9 | 800 | 3000 | 0 | 152.06 | 145.06 | 6 | 0
2040 | PJM_ROR_2_VACAR | PJM_ROR | VACAR | Internal | Summer | B10 | 1262 | 3000 | 0 | 73.5 | 73.5 | 6 | 0
2040 | PJM_ROR_2_VACAR | PJM_ROR | VACAR | Internal | Winter | B16 | 25 | 3000 | 3000 | 165.21 | 180.21 | 6 | 9
2040 | PJM_ROR_2_VACAR | PJM_ROR | VACAR | Internal | Winter | B17 | 100 | 3000 | 964.31 | 157.78 | 163.78 | 6 | 0
2040 | PJM_ROR_2_VACAR | PJM_ROR | VACAR | Internal | Winter | B18 | 400 | 3000 | 0 | 145.05 | 131.44 | 6 | 0
2040 | PJM_ROR_2_VACAR | PJM_ROR | VACAR | Internal | Winter | B19 | 700 | 3000 | 0 | 144.94 | 131.44 | 6 | 0
2040 | PJM_ROR_2_VACAR | PJM_ROR | VACAR | Internal | Winter | B20 | 935 | 3000 | 0 | 73.5 | 73.5 | 6 | 0
2040 | PJM_ROM_2_NYISO_A-F | PJM_ROM | NYISO_A-F | Internal | Shoulder | B11 | 25 | 2000 | 0 | 163.9 | 65.51 | 6 | 0
2040 | PJM_ROM_2_NYISO_A-F | PJM_ROM | NYISO_A-F | Internal | Shoulder | B12 | 200 | 2000 | 0 | 152.02 | 71.52 | 6 | 0
2040 | PJM_ROM_2_NYISO_A-F | PJM_ROM | NYISO_A-F | Internal | Shoulder | B13 | 600 | 2000 | 0 | 149.07 | 65.51 | 6 | 0
2040 | PJM_ROM_2_NYISO_A-F | PJM_ROM | NYISO_A-F | Internal | Shoulder | B14 | 900 | 2000 | 0 | 149.07 | 65.51 | 6 | 0
2040 | PJM_ROM_2_NYISO_A-F | PJM_ROM | NYISO_A-F | Internal | Shoulder | B15 | 1203 | 2000 | 0 | 73.51 | 65.51 | 6 | 0
2040 | PJM_ROM_2_NYISO_A-F | PJM_ROM | NYISO_A-F | Internal | Summer | B1 | 10 | 2000 | 0 | 338.41 | 79.51 | 6 | 0
2040 | PJM_ROM_2_NYISO_A-F | PJM_ROM | NYISO_A-F | Internal | Summer | B2 | 25 | 2000 | 0 | 299.48 | 108.39 | 6 | 0
2040 | PJM_ROM_2_NYISO_A-F | PJM_ROM | NYISO_A-F | Internal | Summer | B3 | 75 | 2000 | 0 | 299.45 | 108.39 | 6 | 0
2040 | PJM_ROM_2_NYISO_A-F | PJM_ROM | NYISO_A-F | Internal | Summer | B4 | 100 | 2000 | 0 | 264.62 | 108.39 | 6 | 0
2040 | PJM_ROM_2_NYISO_A-F | PJM_ROM | NYISO_A-F | Internal | Summer | B5 | 200 | 2000 | 0 | 192.34 | 108.39 | 6 | 0
2040 | PJM_ROM_2_NYISO_A-F | PJM_ROM | NYISO_A-F | Internal | Summer | B6 | 300 | 2000 | 0 | 182.31 | 108.39 | 6 | 0
2040 | PJM_ROM_2_NYISO_A-F | PJM_ROM | NYISO_A-F | Internal | Summer | B7 | 400 | 2000 | 0 | 172.34 | 108.39 | 6 | 0
2040 | PJM_ROM_2_NYISO_A-F | PJM_ROM | NYISO_A-F | Internal | Summer | B8 | 500 | 2000 | 0 | 159.34 | 79.51 | 6 | 0
2040 | PJM_ROM_2_NYISO_A-F | PJM_ROM | NYISO_A-F | Internal | Summer | B9 | 800 | 2000 | 0 | 152.07 | 79.51 | 6 | 0
2040 | PJM_ROM_2_NYISO_A-F | PJM_ROM | NYISO_A-F | Internal | Summer | B10 | 1262 | 2000 | 1683.01 | 73.51 | 79.51 | 6 | 0
2040 | PJM_ROM_2_NYISO_A-F | PJM_ROM | NYISO_A-F | Internal | Winter | B16 | 25 | 2000 | 0 | 165.22 | 59.52 | 6 | 0
2040 | PJM_ROM_2_NYISO_A-F | PJM_ROM | NYISO_A-F | Internal | Winter | B17 | 100 | 2000 | 0 | 157.8 | 59.52 | 6 | 0
2040 | PJM_ROM_2_NYISO_A-F | PJM_ROM | NYISO_A-F | Internal | Winter | B18 | 400 | 2000 | 0 | 151.82 | 59.52 | 6 | 0
2040 | PJM_ROM_2_NYISO_A-F | PJM_ROM | NYISO_A-F | Internal | Winter | B19 | 700 | 2000 | 0 | 151.82 | 59.52 | 6 | 0
2040 | PJM_ROM_2_NYISO_A-F | PJM_ROM | NYISO_A-F | Internal | Winter | B20 | 935 | 2000 | 0 | 73.51 | 59.52 | 6 | 0
2040 | PJM_ROM_2_PJM_E | PJM_ROM | PJM_E | Internal | Shoulder | B11 | 25 | 8000 | 4787.85 | 163.9 | 163.91 | 0.01 | 0
2040 | PJM_ROM_2_PJM_E | PJM_ROM | PJM_E | Internal | Shoulder | B12 | 200 | 8000 | 4133.58 | 152.02 | 152.03 | 0.01 | 0
2040 | PJM_ROM_2_PJM_E | PJM_ROM | PJM_E | Internal | Shoulder | B13 | 600 | 8000 | 7134.84 | 149.07 | 149.08 | 0.01 | 0
2040 | PJM_ROM_2_PJM_E | PJM_ROM | PJM_E | Internal | Shoulder | B14 | 900 | 8000 | 6323.49 | 149.07 | 149.08 | 0.01 | 0
2040 | PJM_ROM_2_PJM_E | PJM_ROM | PJM_E | Internal | Shoulder | B15 | 1203 | 8000 | 4573.31 | 73.51 | 73.52 | 0.01 | 0
2040 | PJM_ROM_2_PJM_E | PJM_ROM | PJM_E | Internal | Summer | B1 | 10 | 8000 | 5204.11 | 338.41 | 338.42 | 0.01 | 0
2040 | PJM_ROM_2_PJM_E | PJM_ROM | PJM_E | Internal | Summer | B2 | 25 | 8000 | 4511.94 | 299.48 | 299.5 | 0.01 | 0
2040 | PJM_ROM_2_PJM_E | PJM_ROM | PJM_E | Internal | Summer | B3 | 75 | 8000 | 1068.9 | 299.45 | 299.46 | 0.01 | 0
2040 | PJM_ROM_2_PJM_E | PJM_ROM | PJM_E | Internal | Summer | B4 | 100 | 8000 | 0 | 264.62 | 264.61 | 0.01 | 0
2040 | PJM_ROM_2_PJM_E | PJM_ROM | PJM_E | Internal | Summer | B5 | 200 | 8000 | 760.72 | 192.34 | 192.35 | 0.01 | 0
2040 | PJM_ROM_2_PJM_E | PJM_ROM | PJM_E | Internal | Summer | B6 | 300 | 8000 | 2486.76 | 182.31 | 182.33 | 0.01 | 0
2040 | PJM_ROM_2_PJM_E | PJM_ROM | PJM_E | Internal | Summer | B7 | 400 | 8000 | 1361.46 | 172.34 | 172.36 | 0.01 | 0
2040 | PJM_ROM_2_PJM_E | PJM_ROM | PJM_E | Internal | Summer | B8 | 500 | 8000 | 5037.37 | 159.34 | 159.35 | 0.01 | 0
2040 | PJM_ROM_2_PJM_E | PJM_ROM | PJM_E | Internal | Summer | B9 | 800 | 8000 | 2924.69 | 152.07 | 152.08 | 0.01 | 0
2040 | PJM_ROM_2_PJM_E | PJM_ROM | PJM_E | Internal | Summer | B10 | 1262 | 8000 | 5853.37 | 73.51 | 73.52 | 0.01 | 0
2040 | PJM_ROM_2_PJM_E | PJM_ROM | PJM_E | Internal | Winter | B16 | 25 | 8000 | 6537.9 | 165.22 | 165.23 | 0.01 | 0
2040 | PJM_ROM_2_PJM_E | PJM_ROM | PJM_E | Internal | Winter | B17 | 100 | 8000 | 5297.25 | 157.8 | 157.81 | 0.01 | 0
2040 | PJM_ROM_2_PJM_E | PJM_ROM | PJM_E | Internal | Winter | B18 | 400 | 8000 | 7724.38 | 151.82 | 151.83 | 0.01 | 0
2040 | PJM_ROM_2_PJM_E | PJM_ROM | PJM_E | Internal | Winter | B19 | 700 | 8000 | 7015.31 | 151.82 | 151.83 | 0.01 | 0
2040 | PJM_ROM_2_PJM_E | PJM_ROM | PJM_E | Internal | Winter | B20 | 935 | 8000 | 4127.37 | 73.51 | 73.52 | 0.01 | 0
2040 | PJM_ROM_2_PJM_ROR | PJM_ROM | PJM_ROR | Internal | Shoulder | B11 | 25 | 8000 | 0 | 163.9 | 163.89 | 0.01 | 0
2040 | PJM_ROM_2_PJM_ROR | PJM_ROM | PJM_ROR | Internal | Shoulder | B12 | 200 | 8000 | 0 | 152.02 | 152.01 | 0.01 | 0
2040 | PJM_ROM_2_PJM_ROR | PJM_ROM | PJM_ROR | Internal | Shoulder | B13 | 600 | 8000 | 0 | 149.07 | 142.27 | 0.01 | 0
2040 | PJM_ROM_2_PJM_ROR | PJM_ROM | PJM_ROR | Internal | Shoulder | B14 | 900 | 8000 | 0 | 149.07 | 142.27 | 0.01 | 0
2040 | PJM_ROM_2_PJM_ROR | PJM_ROM | PJM_ROR | Internal | Shoulder | B15 | 1203 | 8000 | 0 | 73.51 | 73.5 | 0.01 | 0
2040 | PJM_ROM_2_PJM_ROR | PJM_ROM | PJM_ROR | Internal | Summer | B1 | 10 | 8000 | 0 | 338.41 | 338.4 | 0.01 | 0
2040 | PJM_ROM_2_PJM_ROR | PJM_ROM | PJM_ROR | Internal | Summer | B2 | 25 | 8000 | 0 | 299.48 | 299.47 | 0.01 | 0
2040 | PJM_ROM_2_PJM_ROR | PJM_ROM | PJM_ROR | Internal | Summer | B3 | 75 | 8000 | 1946.68 | 299.45 | 299.46 | 0.01 | 0
2040 | PJM_ROM_2_PJM_ROR | PJM_ROM | PJM_ROR | Internal | Summer | B4 | 100 | 8000 | 4781.48 | 264.62 | 264.63 | 0.01 | 0
2040 | PJM_ROM_2_PJM_ROR | PJM_ROM | PJM_ROR | Internal | Summer | B5 | 200 | 8000 | 2248.22 | 192.34 | 192.35 | 0.01 | 0
2040 | PJM_ROM_2_PJM_ROR | PJM_ROM | PJM_ROR | Internal | Summer | B6 | 300 | 8000 | 376.17 | 182.31 | 182.33 | 0.01 | 0
2040 | PJM_ROM_2_PJM_ROR | PJM_ROM | PJM_ROR | Internal | Summer | B7 | 400 | 8000 | 1589.91 | 172.34 | 172.36 | 0.01 | 0
2040 | PJM_ROM_2_PJM_ROR | PJM_ROM | PJM_ROR | Internal | Summer | B8 | 500 | 8000 | 0 | 159.34 | 159.32 | 0.01 | 0
2040 | PJM_ROM_2_PJM_ROR | PJM_ROM | PJM_ROR | Internal | Summer | B9 | 800 | 8000 | 0 | 152.07 | 152.06 | 0.01 | 0
2040 | PJM_ROM_2_PJM_ROR | PJM_ROM | PJM_ROR | Internal | Summer | B10 | 1262 | 8000 | 0 | 73.51 | 73.5 | 0.01 | 0
2040 | PJM_ROM_2_PJM_ROR | PJM_ROM | PJM_ROR | Internal | Winter | B16 | 25 | 8000 | 0 | 165.22 | 165.21 | 0.01 | 0
2040 | PJM_ROM_2_PJM_ROR | PJM_ROM | PJM_ROR | Internal | Winter | B17 | 100 | 8000 | 0 | 157.8 | 157.78 | 0.01 | 0
2040 | PJM_ROM_2_PJM_ROR | PJM_ROM | PJM_ROR | Internal | Winter | B18 | 400 | 8000 | 0 | 151.82 | 145.05 | 0.01 | 0
2040 | PJM_ROM_2_PJM_ROR | PJM_ROM | PJM_ROR | Internal | Winter | B19 | 700 | 8000 | 0 | 151.82 | 144.94 | 0.01 | 0
2040 | PJM_ROM_2_PJM_ROR | PJM_ROM | PJM_ROR | Internal | Winter | B20 | 935 | 8000 | 0 | 73.51 | 73.5 | 0.01 | 0
2040 | SOCO_2_ENT | SOCO | ENT | Internal | Shoulder | B11 | 25 | 2400 | 0 | 178.89 | 170.89 | 10 | 0
2040 | SOCO_2_ENT | SOCO | ENT | Internal | Shoulder | B12 | 200 | 2400 | 0 | 152.01 | 144.01 | 10 | 0
2040 | SOCO_2_ENT | SOCO | ENT | Internal | Shoulder | B13 | 600 | 2400 | 0 | 129.94 | 125.27 | 10 | 0
2040 | SOCO_2_ENT | SOCO | ENT | Internal | Shoulder | B14 | 900 | 2400 | 0 | 129.94 | 121.94 | 10 | 0
2040 | SOCO_2_ENT | SOCO | ENT | Internal | Shoulder | B15 | 1203 | 2400 | 0 | 73.5 | 65.5 | 10 | 0
2040 | SOCO_2_ENT | SOCO | ENT | Internal | Summer | B1 | 10 | 2400 | 0 | 751.19 | 328.4 | 10 | 0
2040 | SOCO_2_ENT | SOCO | ENT | Internal | Summer | B2 | 25 | 2400 | 0 | 741.19 | 297.48 | 10 | 0
2040 | SOCO_2_ENT | SOCO | ENT | Internal | Summer | B3 | 75 | 2400 | 0 | 336.41 | 298.4 | 10 | 0
2040 | SOCO_2_ENT | SOCO | ENT | Internal | Summer | B4 | 100 | 2400 | 0 | 279.64 | 262.64 | 10 | 0
2040 | SOCO_2_ENT | SOCO | ENT | Internal | Summer | B5 | 200 | 2400 | 0 | 198.37 | 190.37 | 10 | 0
2040 | SOCO_2_ENT | SOCO | ENT | Internal | Summer | B6 | 300 | 2400 | 0 | 183.34 | 186.95 | 10 | 0
2040 | SOCO_2_ENT | SOCO | ENT | Internal | Summer | B7 | 400 | 2400 | 0 | 183.34 | 182.36 | 10 | 0
2040 | SOCO_2_ENT | SOCO | ENT | Internal | Summer | B8 | 500 | 2400 | 0 | 164.56 | 169.32 | 10 | 0
2040 | SOCO_2_ENT | SOCO | ENT | Internal | Summer | B9 | 800 | 2400 | 0 | 151.91 | 154.92 | 10 | 0
2040 | SOCO_2_ENT | SOCO | ENT | Internal | Summer | B10 | 1262 | 2400 | 0 | 71.05 | 63.5 | 10 | 0
2040 | SOCO_2_ENT | SOCO | ENT | Internal | Winter | B16 | 25 | 2400 | 0 | 180.21 | 165.29 | 10 | 0
2040 | SOCO_2_ENT | SOCO | ENT | Internal | Winter | B17 | 100 | 2400 | 0 | 155.65 | 147.65 | 10 | 0
2040 | SOCO_2_ENT | SOCO | ENT | Internal | Winter | B18 | 400 | 2400 | 0 | 132.68 | 127.84 | 10 | 0
2040 | SOCO_2_ENT | SOCO | ENT | Internal | Winter | B19 | 700 | 2400 | 0 | 132.68 | 124.68 | 10 | 0
2040 | SOCO_2_ENT | SOCO | ENT | Internal | Winter | B20 | 935 | 2400 | 0 | 73.5 | 65.9 | 10 | 0
2040 | SOCO_2_FRCC | SOCO | FRCC | Internal | Shoulder | B11 | 25 | 3700 | 3700 | 178.89 | 189.96 | 10 | 1.07
2040 | SOCO_2_FRCC | SOCO | FRCC | Internal | Shoulder | B12 | 200 | 3700 | 3700 | 152.01 | 162.96 | 10 | 0.95
2040 | SOCO_2_FRCC | SOCO | FRCC | Internal | Shoulder | B13 | 600 | 3700 | 3700 | 129.94 | 162.96 | 10 | 23.03
2040 | SOCO_2_FRCC | SOCO | FRCC | Internal | Shoulder | B14 | 900 | 3700 | 3700 | 129.94 | 162.96 | 10 | 23.03
2040 | SOCO_2_FRCC | SOCO | FRCC | Internal | Shoulder | B15 | 1203 | 3700 | 0 | 73.5 | 46 | 10 | 0
2040 | SOCO_2_FRCC | SOCO | FRCC | Internal | Summer | B1 | 10 | 3700 | 0 | 751.19 | 751.19 | 10 | 0
2040 | SOCO_2_FRCC | SOCO | FRCC | Internal | Summer | B2 | 25 | 3700 | 301.25 | 741.19 | 751.19 | 10 | 0
2040 | SOCO_2_FRCC | SOCO | FRCC | Internal | Summer | B3 | 75 | 3700 | 499.95 | 336.41 | 346.41 | 10 | 0
2040 | SOCO_2_FRCC | SOCO | FRCC | Internal | Summer | B4 | 100 | 3700 | 0 | 279.64 | 271.64 | 10 | 0
2040 | SOCO_2_FRCC | SOCO | FRCC | Internal | Summer | B5 | 200 | 3700 | 0 | 198.37 | 188.71 | 10 | 0
2040 | SOCO_2_FRCC | SOCO | FRCC | Internal | Summer | B6 | 300 | 3700 | 0 | 183.34 | 188.71 | 10 | 0
2040 | SOCO_2_FRCC | SOCO | FRCC | Internal | Summer | B7 | 400 | 3700 | 0 | 183.34 | 188.71 | 10 | 0
2040 | SOCO_2_FRCC | SOCO | FRCC | Internal | Summer | B8 | 500 | 3700 | 0 | 164.56 | 161.91 | 10 | 0
2040 | SOCO_2_FRCC | SOCO | FRCC | Internal | Summer | B9 | 800 | 3700 | 1593.32 | 151.91 | 161.91 | 10 | 0
2040 | SOCO_2_FRCC | SOCO | FRCC | Internal | Summer | B10 | 1262 | 3700 | 0 | 71.05 | 48.27 | 10 | 0
2040 | SOCO_2_FRCC | SOCO | FRCC | Internal | Winter | B16 | 25 | 3700 | 1915.63 | 180.21 | 190.21 | 10 | 0
2040 | SOCO_2_FRCC | SOCO | FRCC | Internal | Winter | B17 | 100 | 3700 | 1595.46 | 155.65 | 165.65 | 10 | 0
2040 | SOCO_2_FRCC | SOCO | FRCC | Internal | Winter | B18 | 400 | 3700 | 3700 | 132.68 | 165.65 | 10 | 22.98
2040 | SOCO_2_FRCC | SOCO | FRCC | Internal | Winter | B19 | 700 | 3700 | 3391.44 | 132.68 | 142.68 | 10 | 0
2040 | SOCO_2_FRCC | SOCO | FRCC | Internal | Winter | B20 | 935 | 3700 | 0 | 73.5 | 65.5 | 10 | 0
2040 | SOCO_2_TVA_Transmission | SOCO | TVA_Transmission | Internal | Shoulder | B11 | 25 | 2600 | 0 | 178.89 | 169.89 | 10 | 0
2040 | SOCO_2_TVA_Transmission | SOCO | TVA_Transmission | Internal | Shoulder | B12 | 200 | 2600 | 0 | 152.01 | 150.23 | 10 | 0
2040 | SOCO_2_TVA_Transmission | SOCO | TVA_Transmission | Internal | Shoulder | B13 | 600 | 2600 | 0 | 129.94 | 133.27 | 10 | 0
2040 | SOCO_2_TVA_Transmission | SOCO | TVA_Transmission | Internal | Shoulder | B14 | 900 | 2600 | 0 | 129.94 | 133.25 | 10 | 0
2040 | SOCO_2_TVA_Transmission | SOCO | TVA_Transmission | Internal | Shoulder | B15 | 1203 | 2600 | 0 | 73.5 | 79.5 | 10 | 0
2040 | SOCO_2_TVA_Transmission | SOCO | TVA_Transmission | Internal | Summer | B1 | 10 | 2600 | 0 | 751.19 | 352.39 | 10 | 0
2040 | SOCO_2_TVA_Transmission | SOCO | TVA_Transmission | Internal | Summer | B2 | 25 | 2600 | 0 | 741.19 | 313.47 | 10 | 0
2040 | SOCO_2_TVA_Transmission | SOCO | TVA_Transmission | Internal | Summer | B3 | 75 | 2600 | 0 | 336.41 | 306.4 | 10 | 0
2040 | SOCO_2_TVA_Transmission | SOCO | TVA_Transmission | Internal | Summer | B4 | 100 | 2600 | 0 | 279.64 | 270.64 | 10 | 0
2040 | SOCO_2_TVA_Transmission | SOCO | TVA_Transmission | Internal | Summer | B5 | 200 | 2600 | 0 | 198.37 | 198.35 | 10 | 0
2040 | SOCO_2_TVA_Transmission | SOCO | TVA_Transmission | Internal | Summer | B6 | 300 | 2600 | 0 | 183.34 | 182.32 | 10 | 0
2040 | SOCO_2_TVA_Transmission | SOCO | TVA_Transmission | Internal | Summer | B7 | 400 | 2600 | 0 | 183.34 | 174.34 | 10 | 0
2040 | SOCO_2_TVA_Transmission | SOCO | TVA_Transmission | Internal | Summer | B8 | 500 | 2600 | 0 | 164.56 | 165.02 | 10 | 0
2040 | SOCO_2_TVA_Transmission | SOCO | TVA_Transmission | Internal | Summer | B9 | 800 | 2600 | 0 | 151.91 | 152.06 | 10 | 0
2040 | SOCO_2_TVA_Transmission | SOCO | TVA_Transmission | Internal | Summer | B10 | 1262 | 2600 | 0 | 71.05 | 68.24 | 10 | 0
2040 | SOCO_2_TVA_Transmission | SOCO | TVA_Transmission | Internal | Winter | B16 | 25 | 2600 | 0 | 180.21 | 171.21 | 10 | 0
2040 | SOCO_2_TVA_Transmission | SOCO | TVA_Transmission | Internal | Winter | B17 | 100 | 2600 | 0 | 155.65 | 155.65 | 10 | 0
2040 | SOCO_2_TVA_Transmission | SOCO | TVA_Transmission | Internal | Winter | B18 | 400 | 2600 | 0 | 132.68 | 135.84 | 10 | 0
2040 | SOCO_2_TVA_Transmission | SOCO | TVA_Transmission | Internal | Winter | B19 | 700 | 2600 | 0 | 132.68 | 134.78 | 10 | 0
2040 | SOCO_2_TVA_Transmission | SOCO | TVA_Transmission | Internal | Winter | B20 | 935 | 2600 | 0 | 73.5 | 79.5 | 10 | 0
2040 | SOCO_2_VACAR | SOCO | VACAR | Internal | Shoulder | B11 | 25 | 2000 | 0 | 178.89 | 171.89 | 10 | 0
2040 | SOCO_2_VACAR | SOCO | VACAR | Internal | Shoulder | B12 | 200 | 2000 | 0 | 152.01 | 145.01 | 10 | 0
2040 | SOCO_2_VACAR | SOCO | VACAR | Internal | Shoulder | B13 | 600 | 2000 | 0 | 129.94 | 130.49 | 10 | 0
2040 | SOCO_2_VACAR | SOCO | VACAR | Internal | Shoulder | B14 | 900 | 2000 | 0 | 129.94 | 130.49 | 10 | 0
2040 | SOCO_2_VACAR | SOCO | VACAR | Internal | Shoulder | B15 | 1203 | 2000 | 0 | 73.5 | 73.5 | 10 | 0
2040 | SOCO_2_VACAR | SOCO | VACAR | Internal | Summer | B1 | 10 | 2000 | 0 | 751.19 | 751.19 | 10 | 0
2040 | SOCO_2_VACAR | SOCO | VACAR | Internal | Summer | B2 | 25 | 2000 | 635.17 | 741.19 | 751.19 | 10 | 0
2040 | SOCO_2_VACAR | SOCO | VACAR | Internal | Summer | B3 | 75 | 2000 | 1227.35 | 336.41 | 346.41 | 10 | 0
2040 | SOCO_2_VACAR | SOCO | VACAR | Internal | Summer | B4 | 100 | 2000 | 0 | 279.64 | 279.64 | 10 | 0
2040 | SOCO_2_VACAR | SOCO | VACAR | Internal | Summer | B5 | 200 | 2000 | 0 | 198.37 | 198.35 | 10 | 0
2040 | SOCO_2_VACAR | SOCO | VACAR | Internal | Summer | B6 | 300 | 2000 | 0 | 183.34 | 188.33 | 10 | 0
2040 | SOCO_2_VACAR | SOCO | VACAR | Internal | Summer | B7 | 400 | 2000 | 0 | 183.34 | 176.34 | 10 | 0
2040 | SOCO_2_VACAR | SOCO | VACAR | Internal | Summer | B8 | 500 | 2000 | 0 | 164.56 | 165.14 | 10 | 0
2040 | SOCO_2_VACAR | SOCO | VACAR | Internal | Summer | B9 | 800 | 2000 | 0 | 151.91 | 145.06 | 10 | 0
2040 | SOCO_2_VACAR | SOCO | VACAR | Internal | Summer | B10 | 1262 | 2000 | 0 | 71.05 | 73.5 | 10 | 0
2040 | SOCO_2_VACAR | SOCO | VACAR | Internal | Winter | B16 | 25 | 2000 | 0 | 180.21 | 180.21 | 10 | 0
2040 | SOCO_2_VACAR | SOCO | VACAR | Internal | Winter | B17 | 100 | 2000 | 0 | 155.65 | 163.78 | 10 | 0
2040 | SOCO_2_VACAR | SOCO | VACAR | Internal | Winter | B18 | 400 | 2000 | 0 | 132.68 | 131.44 | 10 | 0
2040 | SOCO_2_VACAR | SOCO | VACAR | Internal | Winter | B19 | 700 | 2000 | 0 | 132.68 | 131.44 | 10 | 0
2040 | SOCO_2_VACAR | SOCO | VACAR | Internal | Winter | B20 | 935 | 2000 | 0 | 73.5 | 73.5 | 10 | 0
2040 | SPP_N_2_ENT | SPP_N | ENT | Internal | Shoulder | B11 | 25 | 7346 | 7346 | 156.9 | 170.89 | 5 | 8.99
2040 | SPP_N_2_ENT | SPP_N | ENT | Internal | Shoulder | B12 | 200 | 7346 | 7346 | 11.52 | 144.01 | 5 | 127.49
2040 | SPP_N_2_ENT | SPP_N | ENT | Internal | Shoulder | B13 | 600 | 7346 | 7346 | 0.18 | 125.27 | 5 | 120.08
2040 | SPP_N_2_ENT | SPP_N | ENT | Internal | Shoulder | B14 | 900 | 7346 | 7346 | 0.01 | 121.94 | 5 | 116.93
2040 | SPP_N_2_ENT | SPP_N | ENT | Internal | Shoulder | B15 | 1203 | 7346 | 7346 | 0.01 | 65.5 | 5 | 60.49
2040 | SPP_N_2_ENT | SPP_N | ENT | Internal | Summer | B1 | 10 | 7346 | 7346 | 0.01 | 328.4 | 5 | 323.39
2040 | SPP_N_2_ENT | SPP_N | ENT | Internal | Summer | B2 | 25 | 7346 | 5981.42 | 292.48 | 297.48 | 5 | 0
2040 | SPP_N_2_ENT | SPP_N | ENT | Internal | Summer | B3 | 75 | 7346 | 7042.57 | 293.4 | 298.4 | 5 | 0
2040 | SPP_N_2_ENT | SPP_N | ENT | Internal | Summer | B4 | 100 | 7346 | 3905.53 | 257.64 | 262.64 | 5 | 0
2040 | SPP_N_2_ENT | SPP_N | ENT | Internal | Summer | B5 | 200 | 7346 | 3028.32 | 185.37 | 190.37 | 5 | 0
2040 | SPP_N_2_ENT | SPP_N | ENT | Internal | Summer | B6 | 300 | 7346 | 6465.56 | 181.95 | 186.95 | 5 | 0
2040 | SPP_N_2_ENT | SPP_N | ENT | Internal | Summer | B7 | 400 | 7346 | 5829.23 | 177.36 | 182.36 | 5 | 0
2040 | SPP_N_2_ENT | SPP_N | ENT | Internal | Summer | B8 | 500 | 7346 | 7346 | 164.31 | 169.32 | 5 | 0.01
2040 | SPP_N_2_ENT | SPP_N | ENT | Internal | Summer | B9 | 800 | 7346 | 7346 | 147.3 | 154.92 | 5 | 2.61
2040 | SPP_N_2_ENT | SPP_N | ENT | Internal | Summer | B10 | 1262 | 7346 | 7346 | 11.52 | 63.5 | 5 | 46.98
2040 | SPP_N_2_ENT | SPP_N | ENT | Internal | Winter | B16 | 25 | 7346 | 7346 | 0.01 | 165.29 | 5 | 160.28
2040 | SPP_N_2_ENT | SPP_N | ENT | Internal | Winter | B17 | 100 | 7346 | 7346 | 0.01 | 147.65 | 5 | 142.64
2040 | SPP_N_2_ENT | SPP_N | ENT | Internal | Winter | B18 | 400 | 7346 | 7346 | 2.38 | 127.84 | 5 | 120.47
2040 | SPP_N_2_ENT | SPP_N | ENT | Internal | Winter | B19 | 700 | 7346 | 7346 | 0.01 | 124.68 | 5 | 119.67
2040 | SPP_N_2_ENT | SPP_N | ENT | Internal | Winter | B20 | 935 | 7346 | 7346 | 0.01 | 65.9 | 5 | 60.89
2040 | SPP_N_2_MISO_MO-IL | SPP_N | MISO_MO-IL | Internal | Shoulder | B11 | 25 | 3954 | 1052.73 | 156.9 | 161.9 | 5 | 0
2040 | SPP_N_2_MISO_MO-IL | SPP_N | MISO_MO-IL | Internal | Shoulder | B12 | 200 | 3954 | 3954 | 11.52 | 150.02 | 5 | 133.5
2040 | SPP_N_2_MISO_MO-IL | SPP_N | MISO_MO-IL | Internal | Shoulder | B13 | 600 | 3954 | 3954 | 0.18 | 133.27 | 5 | 128.08
2040 | SPP_N_2_MISO_MO-IL | SPP_N | MISO_MO-IL | Internal | Shoulder | B14 | 900 | 3954 | 3954 | 0.01 | 125.25 | 5 | 120.24
2040 | SPP_N_2_MISO_MO-IL | SPP_N | MISO_MO-IL | Internal | Shoulder | B15 | 1203 | 3954 | 3954 | 0.01 | 71.5 | 5 | 66.49
2040 | SPP_N_2_MISO_MO-IL | SPP_N | MISO_MO-IL | Internal | Summer | B1 | 10 | 3954 | 3954 | 0.01 | 336.4 | 5 | 331.39
2040 | SPP_N_2_MISO_MO-IL | SPP_N | MISO_MO-IL | Internal | Summer | B2 | 25 | 3954 | 3943.62 | 292.48 | 297.48 | 5 | 0
2040 | SPP_N_2_MISO_MO-IL | SPP_N | MISO_MO-IL | Internal | Summer | B3 | 75 | 3954 | 0 | 293.4 | 297.48 | 5 | 0
2040 | SPP_N_2_MISO_MO-IL | SPP_N | MISO_MO-IL | Internal | Summer | B4 | 100 | 3954 | 3246.71 | 257.64 | 262.64 | 5 | 0
2040 | SPP_N_2_MISO_MO-IL | SPP_N | MISO_MO-IL | Internal | Summer | B5 | 200 | 3954 | 2665.14 | 185.37 | 190.37 | 5 | 0
2040 | SPP_N_2_MISO_MO-IL | SPP_N | MISO_MO-IL | Internal | Summer | B6 | 300 | 3954 | 0 | 181.95 | 182.34 | 5 | 0
2040 | SPP_N_2_MISO_MO-IL | SPP_N | MISO_MO-IL | Internal | Summer | B7 | 400 | 3954 | 0 | 177.36 | 174.36 | 5 | 0
2040 | SPP_N_2_MISO_MO-IL | SPP_N | MISO_MO-IL | Internal | Summer | B8 | 500 | 3954 | 0 | 164.31 | 161.32 | 5 | 0
2040 | SPP_N_2_MISO_MO-IL | SPP_N | MISO_MO-IL | Internal | Summer | B9 | 800 | 3954 | 728.64 | 147.3 | 152.3 | 5 | 0
2040 | SPP_N_2_MISO_MO-IL | SPP_N | MISO_MO-IL | Internal | Summer | B10 | 1262 | 3954 | 3954 | 11.52 | 71.5 | 5 | 54.98
2040 | SPP_N_2_MISO_MO-IL | SPP_N | MISO_MO-IL | Internal | Winter | B16 | 25 | 3954 | 3954 | 0.01 | 157.29 | 5 | 152.28
2040 | SPP_N_2_MISO_MO-IL | SPP_N | MISO_MO-IL | Internal | Winter | B17 | 100 | 3954 | 3954 | 0.01 | 147.65 | 5 | 142.64
2040 | SPP_N_2_MISO_MO-IL | SPP_N | MISO_MO-IL | Internal | Winter | B18 | 400 | 3954 | 3954 | 2.38 | 127.84 | 5 | 120.47
2040 | SPP_N_2_MISO_MO-IL | SPP_N | MISO_MO-IL | Internal | Winter | B19 | 700 | 3954 | 3954 | 0.01 | 126.78 | 5 | 121.77
2040 | SPP_N_2_MISO_MO-IL | SPP_N | MISO_MO-IL | Internal | Winter | B20 | 935 | 3954 | 3954 | 0.01 | 71.5 | 5 | 66.49
2040 | SPP_N_2_MISO_W | SPP_N | MISO_W | Internal | Shoulder | B11 | 25 | 1000 | 0 | 156.9 | 161.89 | 5 | 0
2040 | SPP_N_2_MISO_W | SPP_N | MISO_W | Internal | Shoulder | B12 | 200 | 1000 | 1000 | 11.52 | 150.01 | 5 | 133.49
2040 | SPP_N_2_MISO_W | SPP_N | MISO_W | Internal | Shoulder | B13 | 600 | 1000 | 1000 | 0.18 | 133.25 | 5 | 128.07
2040 | SPP_N_2_MISO_W | SPP_N | MISO_W | Internal | Shoulder | B14 | 900 | 1000 | 1000 | 0.01 | 78.88 | 5 | 73.87
2040 | SPP_N_2_MISO_W | SPP_N | MISO_W | Internal | Shoulder | B15 | 1203 | 1000 | 1000 | 0.01 | 71.48 | 5 | 66.47
2040 | SPP_N_2_MISO_W | SPP_N | MISO_W | Internal | Summer | B1 | 10 | 1000 | 1000 | 0.01 | 336.4 | 5 | 331.39
2040 | SPP_N_2_MISO_W | SPP_N | MISO_W | Internal | Summer | B2 | 25 | 1000 | 0 | 292.48 | 297.47 | 5 | 0
2040 | SPP_N_2_MISO_W | SPP_N | MISO_W | Internal | Summer | B3 | 75 | 1000 | 0 | 293.4 | 297.46 | 5 | 0
2040 | SPP_N_2_MISO_W | SPP_N | MISO_W | Internal | Summer | B4 | 100 | 1000 | 0 | 257.64 | 262.63 | 5 | 0
2040 | SPP_N_2_MISO_W | SPP_N | MISO_W | Internal | Summer | B5 | 200 | 1000 | 0 | 185.37 | 190.35 | 5 | 0
2040 | SPP_N_2_MISO_W | SPP_N | MISO_W | Internal | Summer | B6 | 300 | 1000 | 0 | 181.95 | 180.33 | 5 | 0
2040 | SPP_N_2_MISO_W | SPP_N | MISO_W | Internal | Summer | B7 | 400 | 1000 | 0 | 177.36 | 170.36 | 5 | 0
2040 | SPP_N_2_MISO_W | SPP_N | MISO_W | Internal | Summer | B8 | 500 | 1000 | 0 | 164.31 | 157.32 | 5 | 0
2040 | SPP_N_2_MISO_W | SPP_N | MISO_W | Internal | Summer | B9 | 800 | 1000 | 0 | 147.3 | 150.06 | 5 | 0
2040 | SPP_N_2_MISO_W | SPP_N | MISO_W | Internal | Summer | B10 | 1262 | 1000 | 1000 | 11.52 | 71.48 | 5 | 54.97
2040 | SPP_N_2_MISO_W | SPP_N | MISO_W | Internal | Winter | B16 | 25 | 1000 | 1000 | 0.01 | 71.48 | 5 | 66.47
2040 | SPP_N_2_MISO_W | SPP_N | MISO_W | Internal | Winter | B17 | 100 | 1000 | 1000 | 0.01 | 71.48 | 5 | 66.47
2040 | SPP_N_2_MISO_W | SPP_N | MISO_W | Internal | Winter | B18 | 400 | 1000 | 1000 | 2.38 | 88.5 | 5 | 81.12
2040 | SPP_N_2_MISO_W | SPP_N | MISO_W | Internal | Winter | B19 | 700 | 1000 | 1000 | 0.01 | 126.77 | 5 | 121.76
2040 | SPP_N_2_MISO_W | SPP_N | MISO_W | Internal | Winter | B20 | 935 | 1000 | 1000 | 0.01 | 71.48 | 5 | 66.47
2040 | SPP_N_2_NE | SPP_N | NE | Internal | Shoulder | B11 | 25 | 384 | 0 | 156.9 | 156.89 | 0.01 | 0
2040 | SPP_N_2_NE | SPP_N | NE | Internal | Shoulder | B12 | 200 | 384 | 384 | 11.52 | 76.66 | 0.01 | 65.13
2040 | SPP_N_2_NE | SPP_N | NE | Internal | Shoulder | B13 | 600 | 384 | 143.66 | 0.18 | 0.2 | 0.01 | 0
2040 | SPP_N_2_NE | SPP_N | NE | Internal | Shoulder | B14 | 900 | 384 | 0 | 0.01 | 0.01 | 0.01 | 0
2040 | SPP_N_2_NE | SPP_N | NE | Internal | Shoulder | B15 | 1203 | 384 | 0 | 0.01 | 0.01 | 0.01 | 0
2040 | SPP_N_2_NE | SPP_N | NE | Internal | Summer | B1 | 10 | 384 | 384 | 0.01 | 331.4 | 0.01 | 331.38
2040 | SPP_N_2_NE | SPP_N | NE | Internal | Summer | B2 | 25 | 384 | 0 | 292.48 | 292.47 | 0.01 | 0
2040 | SPP_N_2_NE | SPP_N | NE | Internal | Summer | B3 | 75 | 384 | 0 | 293.4 | 292.46 | 0.01 | 0
2040 | SPP_N_2_NE | SPP_N | NE | Internal | Summer | B4 | 100 | 384 | 0 | 257.64 | 257.63 | 0.01 | 0
2040 | SPP_N_2_NE | SPP_N | NE | Internal | Summer | B5 | 200 | 384 | 0 | 185.37 | 185.35 | 0.01 | 0
2040 | SPP_N_2_NE | SPP_N | NE | Internal | Summer | B6 | 300 | 384 | 0 | 181.95 | 181.94 | 0.01 | 0
2040 | SPP_N_2_NE | SPP_N | NE | Internal | Summer | B7 | 400 | 384 | 0 | 177.36 | 165.36 | 0.01 | 0
2040 | SPP_N_2_NE | SPP_N | NE | Internal | Summer | B8 | 500 | 384 | 0 | 164.31 | 152.32 | 0.01 | 0
2040 | SPP_N_2_NE | SPP_N | NE | Internal | Summer | B9 | 800 | 384 | 0 | 147.3 | 145.06 | 0.01 | 0
2040 | SPP_N_2_NE | SPP_N | NE | Internal | Summer | B10 | 1262 | 384 | 384 | 11.52 | 21.33 | 0.01 | 9.8
2040 | SPP_N_2_NE | SPP_N | NE | Internal | Winter | B16 | 25 | 384 | 0 | 0.01 | 0.01 | 0.01 | 0
2040 | SPP_N_2_NE | SPP_N | NE | Internal | Winter | B17 | 100 | 384 | 0 | 0.01 | 0.01 | 0.01 | 0
2040 | SPP_N_2_NE | SPP_N | NE | Internal | Winter | B18 | 400 | 384 | 0 | 2.38 | 2.36 | 0.01 | 0
2040 | SPP_N_2_NE | SPP_N | NE | Internal | Winter | B19 | 700 | 384 | 0 | 0.01 | 0.01 | 0.01 | 0
2040 | SPP_N_2_NE | SPP_N | NE | Internal | Winter | B20 | 935 | 384 | 0 | 0.01 | 0.01 | 0.01 | 0
2040 | SPP_N_2_SPP_S | SPP_N | SPP_S | Internal | Shoulder | B11 | 25 | 4000 | 4000 | 156.9 | 165.89 | 0.01 | 8.98
2040 | SPP_N_2_SPP_S | SPP_N | SPP_S | Internal | Shoulder | B12 | 200 | 4000 | 97.73 | 11.52 | 11.53 | 0.01 | 0
2040 | SPP_N_2_SPP_S | SPP_N | SPP_S | Internal | Shoulder | B13 | 600 | 4000 | 0 | 0.18 | 0.17 | 0.01 | 0
2040 | SPP_N_2_SPP_S | SPP_N | SPP_S | Internal | Shoulder | B14 | 900 | 4000 | 0 | 0.01 | 0.01 | 0.01 | 0
2040 | SPP_N_2_SPP_S | SPP_N | SPP_S | Internal | Shoulder | B15 | 1203 | 4000 | 0 | 0.01 | 0.01 | 0.01 | 0
2040 | SPP_N_2_SPP_S | SPP_N | SPP_S | Internal | Summer | B1 | 10 | 4000 | 666.6 | 0.01 | 0.02 | 0.01 | 0
2040 | SPP_N_2_SPP_S | SPP_N | SPP_S | Internal | Summer | B2 | 25 | 4000 | 0 | 292.48 | 270.82 | 0.01 | 0
2040 | SPP_N_2_SPP_S | SPP_N | SPP_S | Internal | Summer | B3 | 75 | 4000 | 0 | 293.4 | 293.4 | 0.01 | 0
2040 | SPP_N_2_SPP_S | SPP_N | SPP_S | Internal | Summer | B4 | 100 | 4000 | 0 | 257.64 | 257.64 | 0.01 | 0
2040 | SPP_N_2_SPP_S | SPP_N | SPP_S | Internal | Summer | B5 | 200 | 4000 | 0 | 185.37 | 185.37 | 0.01 | 0
2040 | SPP_N_2_SPP_S | SPP_N | SPP_S | Internal | Summer | B6 | 300 | 4000 | 0 | 181.95 | 181.95 | 0.01 | 0
2040 | SPP_N_2_SPP_S | SPP_N | SPP_S | Internal | Summer | B7 | 400 | 4000 | 4000 | 177.36 | 180.29 | 0.01 | 2.92
2040 | SPP_N_2_SPP_S | SPP_N | SPP_S | Internal | Summer | B8 | 500 | 4000 | 3981.72 | 164.31 | 164.32 | 0.01 | 0
2040 | SPP_N_2_SPP_S | SPP_N | SPP_S | Internal | Summer | B9 | 800 | 4000 | 4000 | 147.3 | 149.92 | 0.01 | 2.6
2040 | SPP_N_2_SPP_S | SPP_N | SPP_S | Internal | Summer | B10 | 1262 | 4000 | 1085.24 | 11.52 | 11.53 | 0.01 | 0
2040 | SPP_N_2_SPP_S | SPP_N | SPP_S | Internal | Winter | B16 | 25 | 4000 | 0 | 0.01 | 0.01 | 0.01 | 0
2040 | SPP_N_2_SPP_S | SPP_N | SPP_S | Internal | Winter | B17 | 100 | 4000 | 0 | 0.01 | 0.01 | 0.01 | 0
2040 | SPP_N_2_SPP_S | SPP_N | SPP_S | Internal | Winter | B18 | 400 | 4000 | 87.51 | 2.38 | 2.39 | 0.01 | 0
2040 | SPP_N_2_SPP_S | SPP_N | SPP_S | Internal | Winter | B19 | 700 | 4000 | 0 | 0.01 | 0.01 | 0.01 | 0
2040 | SPP_N_2_SPP_S | SPP_N | SPP_S | Internal | Winter | B20 | 935 | 4000 | 0 | 0.01 | 0.01 | 0.01 | 0
2040 | SPP_S_2_ENT | SPP_S | ENT | Internal | Shoulder | B11 | 25 | 4280 | 4176.48 | 165.89 | 170.89 | 5 | 0
2040 | SPP_S_2_ENT | SPP_S | ENT | Internal | Shoulder | B12 | 200 | 4280 | 4280 | 11.53 | 144.01 | 5 | 127.48
2040 | SPP_S_2_ENT | SPP_S | ENT | Internal | Shoulder | B13 | 600 | 4280 | 4280 | 0.17 | 125.27 | 5 | 120.09
2040 | SPP_S_2_ENT | SPP_S | ENT | Internal | Shoulder | B14 | 900 | 4280 | 4280 | 0.01 | 121.94 | 5 | 116.93
2040 | SPP_S_2_ENT | SPP_S | ENT | Internal | Shoulder | B15 | 1203 | 4280 | 4280 | 0.01 | 65.5 | 5 | 60.49
2040 | SPP_S_2_ENT | SPP_S | ENT | Internal | Summer | B1 | 10 | 4280 | 4280 | 0.02 | 328.4 | 5 | 323.38
2040 | SPP_S_2_ENT | SPP_S | ENT | Internal | Summer | B2 | 25 | 4280 | 4280 | 270.82 | 297.48 | 5 | 21.66
2040 | SPP_S_2_ENT | SPP_S | ENT | Internal | Summer | B3 | 75 | 4280 | 1319.53 | 293.4 | 298.4 | 5 | 0
2040 | SPP_S_2_ENT | SPP_S | ENT | Internal | Summer | B4 | 100 | 4280 | 3687.29 | 257.64 | 262.64 | 5 | 0
2040 | SPP_S_2_ENT | SPP_S | ENT | Internal | Summer | B5 | 200 | 4280 | 1057.56 | 185.37 | 190.37 | 5 | 0
2040 | SPP_S_2_ENT | SPP_S | ENT | Internal | Summer | B6 | 300 | 4280 | 708.79 | 181.95 | 186.95 | 5 | 0
2040 | SPP_S_2_ENT | SPP_S | ENT | Internal | Summer | B7 | 400 | 4280 | 0 | 180.29 | 182.36 | 5 | 0
2040 | SPP_S_2_ENT | SPP_S | ENT | Internal | Summer | B8 | 500 | 4280 | 2347.85 | 164.32 | 169.32 | 5 | 0
2040 | SPP_S_2_ENT | SPP_S | ENT | Internal | Summer | B9 | 800 | 4280 | 3744.3 | 149.92 | 154.92 | 5 | 0
2040 | SPP_S_2_ENT | SPP_S | ENT | Internal | Summer | B10 | 1262 | 4280 | 4280 | 11.53 | 63.5 | 5 | 46.97
2040 | SPP_S_2_ENT | SPP_S | ENT | Internal | Winter | B16 | 25 | 4280 | 4280 | 0.01 | 165.29 | 5 | 160.28
2040 | SPP_S_2_ENT | SPP_S | ENT | Internal | Winter | B17 | 100 | 4280 | 4280 | 0.01 | 147.65 | 5 | 142.64
2040 | SPP_S_2_ENT | SPP_S | ENT | Internal | Winter | B18 | 400 | 4280 | 4280 | 2.39 | 127.84 | 5 | 120.45
2040 | SPP_S_2_ENT | SPP_S | ENT | Internal | Winter | B19 | 700 | 4280 | 4280 | 0.01 | 124.68 | 5 | 119.67
2040 | SPP_S_2_ENT | SPP_S | ENT | Internal | Winter | B20 | 935 | 4280 | 4280 | 0.01 | 65.9 | 5 | 60.89
2040 | SPP_S_2_SPP_N | SPP_S | SPP_N | Internal | Shoulder | B11 | 25 | 640 | 0 | 165.89 | 156.9 | 0.01 | 0
2040 | SPP_S_2_SPP_N | SPP_S | SPP_N | Internal | Shoulder | B12 | 200 | 640 | 0 | 11.53 | 11.52 | 0.01 | 0
2040 | SPP_S_2_SPP_N | SPP_S | SPP_N | Internal | Shoulder | B13 | 600 | 640 | 54.53 | 0.17 | 0.18 | 0.01 | 0
2040 | SPP_S_2_SPP_N | SPP_S | SPP_N | Internal | Shoulder | B14 | 900 | 640 | 0 | 0.01 | 0.01 | 0.01 | 0
2040 | SPP_S_2_SPP_N | SPP_S | SPP_N | Internal | Shoulder | B15 | 1203 | 640 | 0 | 0.01 | 0.01 | 0.01 | 0
2040 | SPP_S_2_SPP_N | SPP_S | SPP_N | Internal | Summer | B1 | 10 | 640 | 0 | 0.02 | 0.01 | 0.01 | 0
2040 | SPP_S_2_SPP_N | SPP_S | SPP_N | Internal | Summer | B2 | 25 | 640 | 640 | 270.82 | 292.48 | 0.01 | 21.65
2040 | SPP_S_2_SPP_N | SPP_S | SPP_N | Internal | Summer | B3 | 75 | 640 | 0 | 293.4 | 293.4 | 0.01 | 0
2040 | SPP_S_2_SPP_N | SPP_S | SPP_N | Internal | Summer | B4 | 100 | 640 | 0 | 257.64 | 257.64 | 0.01 | 0
2040 | SPP_S_2_SPP_N | SPP_S | SPP_N | Internal | Summer | B5 | 200 | 640 | 0 | 185.37 | 185.37 | 0.01 | 0
2040 | SPP_S_2_SPP_N | SPP_S | SPP_N | Internal | Summer | B6 | 300 | 640 | 0 | 181.95 | 181.95 | 0.01 | 0
2040 | SPP_S_2_SPP_N | SPP_S | SPP_N | Internal | Summer | B7 | 400 | 640 | 0 | 180.29 | 177.36 | 0.01 | 0
2040 | SPP_S_2_SPP_N | SPP_S | SPP_N | Internal | Summer | B8 | 500 | 640 | 0 | 164.32 | 164.31 | 0.01 | 0
2040 | SPP_S_2_SPP_N | SPP_S | SPP_N | Internal | Summer | B9 | 800 | 640 | 0 | 149.92 | 147.3 | 0.01 | 0
2040 | SPP_S_2_SPP_N | SPP_S | SPP_N | Internal | Summer | B10 | 1262 | 640 | 0 | 11.53 | 11.52 | 0.01 | 0
2040 | SPP_S_2_SPP_N | SPP_S | SPP_N | Internal | Winter | B16 | 25 | 640 | 0 | 0.01 | 0.01 | 0.01 | 0
2040 | SPP_S_2_SPP_N | SPP_S | SPP_N | Internal | Winter | B17 | 100 | 640 | 0 | 0.01 | 0.01 | 0.01 | 0
2040 | SPP_S_2_SPP_N | SPP_S | SPP_N | Internal | Winter | B18 | 400 | 640 | 0 | 2.39 | 2.38 | 0.01 | 0
2040 | SPP_S_2_SPP_N | SPP_S | SPP_N | Internal | Winter | B19 | 700 | 640 | 0 | 0.01 | 0.01 | 0.01 | 0
2040 | SPP_S_2_SPP_N | SPP_S | SPP_N | Internal | Winter | B20 | 935 | 640 | 0 | 0.01 | 0.01 | 0.01 | 0
2040 | TVA_2_ENT | TVA | ENT | Internal | Shoulder | B11 | 25 | 500 | 0 | 169.9 | 170.89 | 9 | 0
2040 | TVA_2_ENT | TVA | ENT | Internal | Shoulder | B12 | 200 | 500 | 0 | 143.01 | 144.01 | 9 | 0
2040 | TVA_2_ENT | TVA | ENT | Internal | Shoulder | B13 | 600 | 500 | 0 | 133.27 | 125.27 | 9 | 0
2040 | TVA_2_ENT | TVA | ENT | Internal | Shoulder | B14 | 900 | 500 | 0 | 133.27 | 121.94 | 9 | 0
2040 | TVA_2_ENT | TVA | ENT | Internal | Shoulder | B15 | 1203 | 500 | 0 | 79.51 | 65.5 | 9 | 0
2040 | TVA_2_ENT | TVA | ENT | Internal | Summer | B1 | 10 | 500 | 0 | 352.4 | 328.4 | 9 | 0
2040 | TVA_2_ENT | TVA | ENT | Internal | Summer | B2 | 25 | 500 | 0 | 313.48 | 297.48 | 9 | 0
2040 | TVA_2_ENT | TVA | ENT | Internal | Summer | B3 | 75 | 500 | 0 | 306.41 | 298.4 | 9 | 0
2040 | TVA_2_ENT | TVA | ENT | Internal | Summer | B4 | 100 | 500 | 0 | 270.65 | 262.64 | 9 | 0
2040 | TVA_2_ENT | TVA | ENT | Internal | Summer | B5 | 200 | 500 | 0 | 198.37 | 190.37 | 9 | 0
2040 | TVA_2_ENT | TVA | ENT | Internal | Summer | B6 | 300 | 500 | 0 | 182.34 | 186.95 | 9 | 0
2040 | TVA_2_ENT | TVA | ENT | Internal | Summer | B7 | 400 | 500 | 344.94 | 173.36 | 182.36 | 9 | 0
2040 | TVA_2_ENT | TVA | ENT | Internal | Summer | B8 | 500 | 500 | 0 | 165.04 | 169.32 | 9 | 0
2040 | TVA_2_ENT | TVA | ENT | Internal | Summer | B9 | 800 | 500 | 0 | 152.07 | 154.92 | 9 | 0
2040 | TVA_2_ENT | TVA | ENT | Internal | Summer | B10 | 1262 | 500 | 0 | 64.5 | 63.5 | 9 | 0
2040 | TVA_2_ENT | TVA | ENT | Internal | Winter | B16 | 25 | 500 | 0 | 171.22 | 165.29 | 9 | 0
2040 | TVA_2_ENT | TVA | ENT | Internal | Winter | B17 | 100 | 500 | 0 | 155.67 | 147.65 | 9 | 0
2040 | TVA_2_ENT | TVA | ENT | Internal | Winter | B18 | 400 | 500 | 0 | 134.61 | 127.84 | 9 | 0
2040 | TVA_2_ENT | TVA | ENT | Internal | Winter | B19 | 700 | 500 | 0 | 134.61 | 124.68 | 9 | 0
2040 | TVA_2_ENT | TVA | ENT | Internal | Winter | B20 | 935 | 500 | 0 | 79.51 | 65.9 | 9 | 0
2040 | TVA_2_NonRTO_Midwest | TVA | NonRTO_Midwest | Internal | Shoulder | B11 | 25 | 100 | 0 | 169.9 | 161.89 | 9 | 0
2040 | TVA_2_NonRTO_Midwest | TVA | NonRTO_Midwest | Internal | Shoulder | B12 | 200 | 100 | 100 | 143.01 | 158.03 | 9 | 6.02
2040 | TVA_2_NonRTO_Midwest | TVA | NonRTO_Midwest | Internal | Shoulder | B13 | 600 | 100 | 88.67 | 133.27 | 142.27 | 9 | 0
2040 | TVA_2_NonRTO_Midwest | TVA | NonRTO_Midwest | Internal | Shoulder | B14 | 900 | 100 | 32.57 | 133.27 | 142.27 | 9 | 0
2040 | TVA_2_NonRTO_Midwest | TVA | NonRTO_Midwest | Internal | Shoulder | B15 | 1203 | 100 | 0 | 79.51 | 78.64 | 9 | 0
2040 | TVA_2_NonRTO_Midwest | TVA | NonRTO_Midwest | Internal | Summer | B1 | 10 | 100 | 0 | 352.4 | 344.39 | 9 | 0
2040 | TVA_2_NonRTO_Midwest | TVA | NonRTO_Midwest | Internal | Summer | B2 | 25 | 100 | 0 | 313.48 | 305.47 | 9 | 0
2040 | TVA_2_NonRTO_Midwest | TVA | NonRTO_Midwest | Internal | Summer | B3 | 75 | 100 | 0 | 306.41 | 305.47 | 9 | 0
2040 | TVA_2_NonRTO_Midwest | TVA | NonRTO_Midwest | Internal | Summer | B4 | 100 | 100 | 0 | 270.65 | 270.63 | 9 | 0
2040 | TVA_2_NonRTO_Midwest | TVA | NonRTO_Midwest | Internal | Summer | B5 | 200 | 100 | 0 | 198.37 | 198.35 | 9 | 0
2040 | TVA_2_NonRTO_Midwest | TVA | NonRTO_Midwest | Internal | Summer | B6 | 300 | 100 | 0 | 182.34 | 174.32 | 9 | 0
2040 | TVA_2_NonRTO_Midwest | TVA | NonRTO_Midwest | Internal | Summer | B7 | 400 | 100 | 0 | 173.36 | 166.34 | 9 | 0
2040 | TVA_2_NonRTO_Midwest | TVA | NonRTO_Midwest | Internal | Summer | B8 | 500 | 100 | 0 | 165.04 | 157.02 | 9 | 0
2040 | TVA_2_NonRTO_Midwest | TVA | NonRTO_Midwest | Internal | Summer | B9 | 800 | 100 | 0 | 152.07 | 156.1 | 9 | 0
2040 | TVA_2_NonRTO_Midwest | TVA | NonRTO_Midwest | Internal | Summer | B10 | 1262 | 100 | 0 | 64.5 | 67.5 | 9 | 0
2040 | TVA_2_NonRTO_Midwest | TVA | NonRTO_Midwest | Internal | Winter | B16 | 25 | 100 | 0 | 171.22 | 165.28 | 9 | 0
2040 | TVA_2_NonRTO_Midwest | TVA | NonRTO_Midwest | Internal | Winter | B17 | 100 | 100 | 0 | 155.67 | 164.65 | 9 | 0
2040 | TVA_2_NonRTO_Midwest | TVA | NonRTO_Midwest | Internal | Winter | B18 | 400 | 100 | 100 | 134.61 | 144.84 | 9 | 1.23
2040 | TVA_2_NonRTO_Midwest | TVA | NonRTO_Midwest | Internal | Winter | B19 | 700 | 100 | 100 | 134.61 | 143.78 | 9 | 0.17
2040 | TVA_2_NonRTO_Midwest | TVA | NonRTO_Midwest | Internal | Winter | B20 | 935 | 100 | 0 | 79.51 | 79.51 | 9 | 0
2040 | TVA_2_PJM_ROR | TVA | PJM_ROR | Internal | Shoulder | B11 | 25 | 500 | 0 | 169.9 | 163.89 | 9 | 0
2040 | TVA_2_PJM_ROR | TVA | PJM_ROR | Internal | Shoulder | B12 | 200 | 500 | 457.97 | 143.01 | 152.01 | 9 | 0
2040 | TVA_2_PJM_ROR | TVA | PJM_ROR | Internal | Shoulder | B13 | 600 | 500 | 485.44 | 133.27 | 142.27 | 9 | 0
2040 | TVA_2_PJM_ROR | TVA | PJM_ROR | Internal | Shoulder | B14 | 900 | 500 | 488.03 | 133.27 | 142.27 | 9 | 0
2040 | TVA_2_PJM_ROR | TVA | PJM_ROR | Internal | Shoulder | B15 | 1203 | 500 | 0 | 79.51 | 73.5 | 9 | 0
2040 | TVA_2_PJM_ROR | TVA | PJM_ROR | Internal | Summer | B1 | 10 | 500 | 0 | 352.4 | 338.4 | 9 | 0
2040 | TVA_2_PJM_ROR | TVA | PJM_ROR | Internal | Summer | B2 | 25 | 500 | 0 | 313.48 | 299.47 | 9 | 0
2040 | TVA_2_PJM_ROR | TVA | PJM_ROR | Internal | Summer | B3 | 75 | 500 | 0 | 306.41 | 299.46 | 9 | 0
2040 | TVA_2_PJM_ROR | TVA | PJM_ROR | Internal | Summer | B4 | 100 | 500 | 0 | 270.65 | 264.63 | 9 | 0
2040 | TVA_2_PJM_ROR | TVA | PJM_ROR | Internal | Summer | B5 | 200 | 500 | 0 | 198.37 | 192.35 | 9 | 0
2040 | TVA_2_PJM_ROR | TVA | PJM_ROR | Internal | Summer | B6 | 300 | 500 | 0 | 182.34 | 182.33 | 9 | 0
2040 | TVA_2_PJM_ROR | TVA | PJM_ROR | Internal | Summer | B7 | 400 | 500 | 0 | 173.36 | 172.36 | 9 | 0
2040 | TVA_2_PJM_ROR | TVA | PJM_ROR | Internal | Summer | B8 | 500 | 500 | 0 | 165.04 | 159.32 | 9 | 0
2040 | TVA_2_PJM_ROR | TVA | PJM_ROR | Internal | Summer | B9 | 800 | 500 | 0 | 152.07 | 152.06 | 9 | 0
2040 | TVA_2_PJM_ROR | TVA | PJM_ROR | Internal | Summer | B10 | 1262 | 500 | 95.26 | 64.5 | 73.5 | 9 | 0
2040 | TVA_2_PJM_ROR | TVA | PJM_ROR | Internal | Winter | B16 | 25 | 500 | 0 | 171.22 | 165.21 | 9 | 0
2040 | TVA_2_PJM_ROR | TVA | PJM_ROR | Internal | Winter | B17 | 100 | 500 | 0 | 155.67 | 157.78 | 9 | 0
2040 | TVA_2_PJM_ROR | TVA | PJM_ROR | Internal | Winter | B18 | 400 | 500 | 500 | 134.61 | 145.05 | 9 | 1.43
2040 | TVA_2_PJM_ROR | TVA | PJM_ROR | Internal | Winter | B19 | 700 | 500 | 500 | 134.61 | 144.94 | 9 | 1.32
2040 | TVA_2_PJM_ROR | TVA | PJM_ROR | Internal | Winter | B20 | 935 | 500 | 0 | 79.51 | 73.5 | 9 | 0
2040 | TVA_2_SOCO | TVA | SOCO | Internal | Shoulder | B11 | 25 | 500 | 0 | 169.9 | 178.89 | 9 | 0
2040 | TVA_2_SOCO | TVA | SOCO | Internal | Shoulder | B12 | 200 | 500 | 109.08 | 143.01 | 152.01 | 9 | 0
2040 | TVA_2_SOCO | TVA | SOCO | Internal | Shoulder | B13 | 600 | 500 | 0 | 133.27 | 129.94 | 9 | 0
2040 | TVA_2_SOCO | TVA | SOCO | Internal | Shoulder | B14 | 900 | 500 | 0 | 133.27 | 129.94 | 9 | 0
2040 | TVA_2_SOCO | TVA | SOCO | Internal | Shoulder | B15 | 1203 | 500 | 0 | 79.51 | 73.5 | 9 | 0
2040 | TVA_2_SOCO | TVA | SOCO | Internal | Summer | B1 | 10 | 500 | 500 | 352.4 | 751.19 | 9 | 389.79
2040 | TVA_2_SOCO | TVA | SOCO | Internal | Summer | B2 | 25 | 500 | 500 | 313.48 | 741.19 | 9 | 418.7
2040 | TVA_2_SOCO | TVA | SOCO | Internal | Summer | B3 | 75 | 500 | 500 | 306.41 | 336.41 | 9 | 20.99
2040 | TVA_2_SOCO | TVA | SOCO | Internal | Summer | B4 | 100 | 500 | 0 | 270.65 | 279.64 | 9 | 0
2040 | TVA_2_SOCO | TVA | SOCO | Internal | Summer | B5 | 200 | 500 | 0 | 198.37 | 198.37 | 9 | 0
2040 | TVA_2_SOCO | TVA | SOCO | Internal | Summer | B6 | 300 | 500 | 0 | 182.34 | 183.34 | 9 | 0
2040 | TVA_2_SOCO | TVA | SOCO | Internal | Summer | B7 | 400 | 500 | 500 | 173.36 | 183.34 | 9 | 0.99
2040 | TVA_2_SOCO | TVA | SOCO | Internal | Summer | B8 | 500 | 500 | 0 | 165.04 | 164.56 | 9 | 0
2040 | TVA_2_SOCO | TVA | SOCO | Internal | Summer | B9 | 800 | 500 | 0 | 152.07 | 151.91 | 9 | 0
2040 | TVA_2_SOCO | TVA | SOCO | Internal | Summer | B10 | 1262 | 500 | 0 | 64.5 | 71.05 | 9 | 0
2040 | TVA_2_SOCO | TVA | SOCO | Internal | Winter | B16 | 25 | 500 | 0 | 171.22 | 180.21 | 9 | 0
2040 | TVA_2_SOCO | TVA | SOCO | Internal | Winter | B17 | 100 | 500 | 0 | 155.67 | 155.65 | 9 | 0
2040 | TVA_2_SOCO | TVA | SOCO | Internal | Winter | B18 | 400 | 500 | 0 | 134.61 | 132.68 | 9 | 0
2040 | TVA_2_SOCO | TVA | SOCO | Internal | Winter | B19 | 700 | 500 | 0 | 134.61 | 132.68 | 9 | 0
2040 | TVA_2_SOCO | TVA | SOCO | Internal | Winter | B20 | 935 | 500 | 0 | 79.51 | 73.5 | 9 | 0
2040 | TVA_2_VACAR | TVA | VACAR | Internal | Shoulder | B11 | 25 | 150 | 0 | 169.9 | 171.89 | 9 | 0
2040 | TVA_2_VACAR | TVA | VACAR | Internal | Shoulder | B12 | 200 | 150 | 0 | 143.01 | 145.01 | 9 | 0
2040 | TVA_2_VACAR | TVA | VACAR | Internal | Shoulder | B13 | 600 | 150 | 0 | 133.27 | 130.49 | 9 | 0
2040 | TVA_2_VACAR | TVA | VACAR | Internal | Shoulder | B14 | 900 | 150 | 0 | 133.27 | 130.49 | 9 | 0
2040 | TVA_2_VACAR | TVA | VACAR | Internal | Shoulder | B15 | 1203 | 150 | 0 | 79.51 | 73.5 | 9 | 0
2040 | TVA_2_VACAR | TVA | VACAR | Internal | Summer | B1 | 10 | 150 | 150 | 352.4 | 751.19 | 9 | 389.79
2040 | TVA_2_VACAR | TVA | VACAR | Internal | Summer | B2 | 25 | 150 | 150 | 313.48 | 751.19 | 9 | 428.7
2040 | TVA_2_VACAR | TVA | VACAR | Internal | Summer | B3 | 75 | 150 | 150 | 306.41 | 346.41 | 9 | 30.99
2040 | TVA_2_VACAR | TVA | VACAR | Internal | Summer | B4 | 100 | 150 | 0 | 270.65 | 279.64 | 9 | 0
2040 | TVA_2_VACAR | TVA | VACAR | Internal | Summer | B5 | 200 | 150 | 0 | 198.37 | 198.35 | 9 | 0
2040 | TVA_2_VACAR | TVA | VACAR | Internal | Summer | B6 | 300 | 150 | 0 | 182.34 | 188.33 | 9 | 0
2040 | TVA_2_VACAR | TVA | VACAR | Internal | Summer | B7 | 400 | 150 | 0 | 173.36 | 176.34 | 9 | 0
2040 | TVA_2_VACAR | TVA | VACAR | Internal | Summer | B8 | 500 | 150 | 0 | 165.04 | 165.14 | 9 | 0
2040 | TVA_2_VACAR | TVA | VACAR | Internal | Summer | B9 | 800 | 150 | 0 | 152.07 | 145.06 | 9 | 0
2040 | TVA_2_VACAR | TVA | VACAR | Internal | Summer | B10 | 1262 | 150 | 26.04 | 64.5 | 73.5 | 9 | 0
2040 | TVA_2_VACAR | TVA | VACAR | Internal | Winter | B16 | 25 | 150 | 0 | 171.22 | 180.21 | 9 | 0
2040 | TVA_2_VACAR | TVA | VACAR | Internal | Winter | B17 | 100 | 150 | 0 | 155.67 | 163.78 | 9 | 0
2040 | TVA_2_VACAR | TVA | VACAR | Internal | Winter | B18 | 400 | 150 | 0 | 134.61 | 131.44 | 9 | 0
2040 | TVA_2_VACAR | TVA | VACAR | Internal | Winter | B19 | 700 | 150 | 0 | 134.61 | 131.44 | 9 | 0
2040 | TVA_2_VACAR | TVA | VACAR | Internal | Winter | B20 | 935 | 150 | 0 | 79.51 | 73.5 | 9 | 0
2040 | TVA_Transmission_2_NonRTO_Midwest | TVA_Transmission | NonRTO_Midwest | Internal | Shoulder | B11 | 25 | 700 | 0 | 169.89 | 161.89 | 9 | 0
2040 | TVA_Transmission_2_NonRTO_Midwest | TVA_Transmission | NonRTO_Midwest | Internal | Shoulder | B12 | 200 | 700 | 0 | 150.23 | 158.03 | 9 | 0
2040 | TVA_Transmission_2_NonRTO_Midwest | TVA_Transmission | NonRTO_Midwest | Internal | Shoulder | B13 | 600 | 700 | 500.94 | 133.27 | 142.27 | 9 | 0
2040 | TVA_Transmission_2_NonRTO_Midwest | TVA_Transmission | NonRTO_Midwest | Internal | Shoulder | B14 | 900 | 700 | 700 | 133.25 | 142.27 | 9 | 0.01
2040 | TVA_Transmission_2_NonRTO_Midwest | TVA_Transmission | NonRTO_Midwest | Internal | Shoulder | B15 | 1203 | 700 | 0 | 79.5 | 78.64 | 9 | 0
2040 | TVA_Transmission_2_NonRTO_Midwest | TVA_Transmission | NonRTO_Midwest | Internal | Summer | B1 | 10 | 700 | 0 | 352.39 | 344.39 | 9 | 0
2040 | TVA_Transmission_2_NonRTO_Midwest | TVA_Transmission | NonRTO_Midwest | Internal | Summer | B2 | 25 | 700 | 0 | 313.47 | 305.47 | 9 | 0
2040 | TVA_Transmission_2_NonRTO_Midwest | TVA_Transmission | NonRTO_Midwest | Internal | Summer | B3 | 75 | 700 | 0 | 306.4 | 305.47 | 9 | 0
2040 | TVA_Transmission_2_NonRTO_Midwest | TVA_Transmission | NonRTO_Midwest | Internal | Summer | B4 | 100 | 700 | 0 | 270.64 | 270.63 | 9 | 0
2040 | TVA_Transmission_2_NonRTO_Midwest | TVA_Transmission | NonRTO_Midwest | Internal | Summer | B5 | 200 | 700 | 0 | 198.35 | 198.35 | 9 | 0
2040 | TVA_Transmission_2_NonRTO_Midwest | TVA_Transmission | NonRTO_Midwest | Internal | Summer | B6 | 300 | 700 | 0 | 182.32 | 174.32 | 9 | 0
2040 | TVA_Transmission_2_NonRTO_Midwest | TVA_Transmission | NonRTO_Midwest | Internal | Summer | B7 | 400 | 700 | 0 | 174.34 | 166.34 | 9 | 0
2040 | TVA_Transmission_2_NonRTO_Midwest | TVA_Transmission | NonRTO_Midwest | Internal | Summer | B8 | 500 | 700 | 0 | 165.02 | 157.02 | 9 | 0
2040 | TVA_Transmission_2_NonRTO_Midwest | TVA_Transmission | NonRTO_Midwest | Internal | Summer | B9 | 800 | 700 | 0 | 152.06 | 156.1 | 9 | 0
2040 | TVA_Transmission_2_NonRTO_Midwest | TVA_Transmission | NonRTO_Midwest | Internal | Summer | B10 | 1262 | 700 | 0 | 68.24 | 67.5 | 9 | 0
2040 | TVA_Transmission_2_NonRTO_Midwest | TVA_Transmission | NonRTO_Midwest | Internal | Winter | B16 | 25 | 700 | 0 | 171.21 | 165.28 | 9 | 0
2040 | TVA_Transmission_2_NonRTO_Midwest | TVA_Transmission | NonRTO_Midwest | Internal | Winter | B17 | 100 | 700 | 129.25 | 155.65 | 164.65 | 9 | 0
2040 | TVA_Transmission_2_NonRTO_Midwest | TVA_Transmission | NonRTO_Midwest | Internal | Winter | B18 | 400 | 700 | 324.27 | 135.84 | 144.84 | 9 | 0
2040 | TVA_Transmission_2_NonRTO_Midwest | TVA_Transmission | NonRTO_Midwest | Internal | Winter | B19 | 700 | 700 | 528.76 | 134.78 | 143.78 | 9 | 0
2040 | TVA_Transmission_2_NonRTO_Midwest | TVA_Transmission | NonRTO_Midwest | Internal | Winter | B20 | 935 | 700 | 0 | 79.5 | 79.51 | 9 | 0
2040 | TVA_Transmission_2_PJM_ROR | TVA_Transmission | PJM_ROR | Internal | Shoulder | B11 | 25 | 2000 | 0 | 169.89 | 163.89 | 9 | 0
2040 | TVA_Transmission_2_PJM_ROR | TVA_Transmission | PJM_ROR | Internal | Shoulder | B12 | 200 | 2000 | 0 | 150.23 | 152.01 | 9 | 0
2040 | TVA_Transmission_2_PJM_ROR | TVA_Transmission | PJM_ROR | Internal | Shoulder | B13 | 600 | 2000 | 1181.87 | 133.27 | 142.27 | 9 | 0
2040 | TVA_Transmission_2_PJM_ROR | TVA_Transmission | PJM_ROR | Internal | Shoulder | B14 | 900 | 2000 | 2000 | 133.25 | 142.27 | 9 | 0.01
2040 | TVA_Transmission_2_PJM_ROR | TVA_Transmission | PJM_ROR | Internal | Shoulder | B15 | 1203 | 2000 | 0 | 79.5 | 73.5 | 9 | 0
2040 | TVA_Transmission_2_PJM_ROR | TVA_Transmission | PJM_ROR | Internal | Summer | B1 | 10 | 2000 | 0 | 352.39 | 338.4 | 9 | 0
2040 | TVA_Transmission_2_PJM_ROR | TVA_Transmission | PJM_ROR | Internal | Summer | B2 | 25 | 2000 | 0 | 313.47 | 299.47 | 9 | 0
2040 | TVA_Transmission_2_PJM_ROR | TVA_Transmission | PJM_ROR | Internal | Summer | B3 | 75 | 2000 | 0 | 306.4 | 299.46 | 9 | 0
2040 | TVA_Transmission_2_PJM_ROR | TVA_Transmission | PJM_ROR | Internal | Summer | B4 | 100 | 2000 | 0 | 270.64 | 264.63 | 9 | 0
2040 | TVA_Transmission_2_PJM_ROR | TVA_Transmission | PJM_ROR | Internal | Summer | B5 | 200 | 2000 | 0 | 198.35 | 192.35 | 9 | 0
2040 | TVA_Transmission_2_PJM_ROR | TVA_Transmission | PJM_ROR | Internal | Summer | B6 | 300 | 2000 | 0 | 182.32 | 182.33 | 9 | 0
2040 | TVA_Transmission_2_PJM_ROR | TVA_Transmission | PJM_ROR | Internal | Summer | B7 | 400 | 2000 | 0 | 174.34 | 172.36 | 9 | 0
2040 | TVA_Transmission_2_PJM_ROR | TVA_Transmission | PJM_ROR | Internal | Summer | B8 | 500 | 2000 | 0 | 165.02 | 159.32 | 9 | 0
2040 | TVA_Transmission_2_PJM_ROR | TVA_Transmission | PJM_ROR | Internal | Summer | B9 | 800 | 2000 | 0 | 152.06 | 152.06 | 9 | 0
2040 | TVA_Transmission_2_PJM_ROR | TVA_Transmission | PJM_ROR | Internal | Summer | B10 | 1262 | 2000 | 0 | 68.24 | 73.5 | 9 | 0
2040 | TVA_Transmission_2_PJM_ROR | TVA_Transmission | PJM_ROR | Internal | Winter | B16 | 25 | 2000 | 0 | 171.21 | 165.21 | 9 | 0
2040 | TVA_Transmission_2_PJM_ROR | TVA_Transmission | PJM_ROR | Internal | Winter | B17 | 100 | 2000 | 0 | 155.65 | 157.78 | 9 | 0
2040 | TVA_Transmission_2_PJM_ROR | TVA_Transmission | PJM_ROR | Internal | Winter | B18 | 400 | 2000 | 2000 | 135.84 | 145.05 | 9 | 0.2
2040 | TVA_Transmission_2_PJM_ROR | TVA_Transmission | PJM_ROR | Internal | Winter | B19 | 700 | 2000 | 2000 | 134.78 | 144.94 | 9 | 1.16
2040 | TVA_Transmission_2_PJM_ROR | TVA_Transmission | PJM_ROR | Internal | Winter | B20 | 935 | 2000 | 0 | 79.5 | 73.5 | 9 | 0
2040 | TVA_Transmission_2_SOCO | TVA_Transmission | SOCO | Internal | Shoulder | B11 | 25 | 3200 | 780.68 | 169.89 | 178.89 | 9 | 0
2040 | TVA_Transmission_2_SOCO | TVA_Transmission | SOCO | Internal | Shoulder | B12 | 200 | 3200 | 0 | 150.23 | 152.01 | 9 | 0
2040 | TVA_Transmission_2_SOCO | TVA_Transmission | SOCO | Internal | Shoulder | B13 | 600 | 3200 | 0 | 133.27 | 129.94 | 9 | 0
2040 | TVA_Transmission_2_SOCO | TVA_Transmission | SOCO | Internal | Shoulder | B14 | 900 | 3200 | 0 | 133.25 | 129.94 | 9 | 0
2040 | TVA_Transmission_2_SOCO | TVA_Transmission | SOCO | Internal | Shoulder | B15 | 1203 | 3200 | 0 | 79.5 | 73.5 | 9 | 0
2040 | TVA_Transmission_2_SOCO | TVA_Transmission | SOCO | Internal | Summer | B1 | 10 | 3200 | 3200 | 352.39 | 751.19 | 9 | 389.8
2040 | TVA_Transmission_2_SOCO | TVA_Transmission | SOCO | Internal | Summer | B2 | 25 | 3200 | 3200 | 313.47 | 741.19 | 9 | 418.72
2040 | TVA_Transmission_2_SOCO | TVA_Transmission | SOCO | Internal | Summer | B3 | 75 | 3200 | 3200 | 306.4 | 336.41 | 9 | 21
2040 | TVA_Transmission_2_SOCO | TVA_Transmission | SOCO | Internal | Summer | B4 | 100 | 3200 | 524.85 | 270.64 | 279.64 | 9 | 0
2040 | TVA_Transmission_2_SOCO | TVA_Transmission | SOCO | Internal | Summer | B5 | 200 | 3200 | 0 | 198.35 | 198.37 | 9 | 0
2040 | TVA_Transmission_2_SOCO | TVA_Transmission | SOCO | Internal | Summer | B6 | 300 | 3200 | 0 | 182.32 | 183.34 | 9 | 0
2040 | TVA_Transmission_2_SOCO | TVA_Transmission | SOCO | Internal | Summer | B7 | 400 | 3200 | 758.36 | 174.34 | 183.34 | 9 | 0
2040 | TVA_Transmission_2_SOCO | TVA_Transmission | SOCO | Internal | Summer | B8 | 500 | 3200 | 0 | 165.02 | 164.56 | 9 | 0
2040 | TVA_Transmission_2_SOCO | TVA_Transmission | SOCO | Internal | Summer | B9 | 800 | 3200 | 0 | 152.06 | 151.91 | 9 | 0
2040 | TVA_Transmission_2_SOCO | TVA_Transmission | SOCO | Internal | Summer | B10 | 1262 | 3200 | 0 | 68.24 | 71.05 | 9 | 0
2040 | TVA_Transmission_2_SOCO | TVA_Transmission | SOCO | Internal | Winter | B16 | 25 | 3200 | 2279.96 | 171.21 | 180.21 | 9 | 0
2040 | TVA_Transmission_2_SOCO | TVA_Transmission | SOCO | Internal | Winter | B17 | 100 | 3200 | 0 | 155.65 | 155.65 | 9 | 0
2040 | TVA_Transmission_2_SOCO | TVA_Transmission | SOCO | Internal | Winter | B18 | 400 | 3200 | 0 | 135.84 | 132.68 | 9 | 0
2040 | TVA_Transmission_2_SOCO | TVA_Transmission | SOCO | Internal | Winter | B19 | 700 | 3200 | 0 | 134.78 | 132.68 | 9 | 0
2040 | TVA_Transmission_2_SOCO | TVA_Transmission | SOCO | Internal | Winter | B20 | 935 | 3200 | 0 | 79.5 | 73.5 | 9 | 0
2040 | TVA_Transmission_2_TVA | TVA_Transmission | TVA | Internal | Shoulder | B11 | 25 | 99999 | 1181.12 | 169.89 | 169.9 | 0.01 | 0
2040 | TVA_Transmission_2_TVA | TVA_Transmission | TVA | Internal | Shoulder | B12 | 200 | 99999 | 0 | 150.23 | 143.01 | 0.01 | 0
2040 | TVA_Transmission_2_TVA | TVA_Transmission | TVA | Internal | Shoulder | B13 | 600 | 99999 | 0 | 133.27 | 133.27 | 0.01 | 0
2040 | TVA_Transmission_2_TVA | TVA_Transmission | TVA | Internal | Shoulder | B14 | 900 | 99999 | 1237.02 | 133.25 | 133.27 | 0.01 | 0
2040 | TVA_Transmission_2_TVA | TVA_Transmission | TVA | Internal | Shoulder | B15 | 1203 | 99999 | 3121.63 | 79.5 | 79.51 | 0.01 | 0
2040 | TVA_Transmission_2_TVA | TVA_Transmission | TVA | Internal | Summer | B1 | 10 | 99999 | 6360.64 | 352.39 | 352.4 | 0.01 | 0
2040 | TVA_Transmission_2_TVA | TVA_Transmission | TVA | Internal | Summer | B2 | 25 | 99999 | 5664.42 | 313.47 | 313.48 | 0.01 | 0
2040 | TVA_Transmission_2_TVA | TVA_Transmission | TVA | Internal | Summer | B3 | 75 | 99999 | 4291.17 | 306.4 | 306.41 | 0.01 | 0
2040 | TVA_Transmission_2_TVA | TVA_Transmission | TVA | Internal | Summer | B4 | 100 | 99999 | 3007.97 | 270.64 | 270.65 | 0.01 | 0
2040 | TVA_Transmission_2_TVA | TVA_Transmission | TVA | Internal | Summer | B5 | 200 | 99999 | 1559.81 | 198.35 | 198.37 | 0.01 | 0
2040 | TVA_Transmission_2_TVA | TVA_Transmission | TVA | Internal | Summer | B6 | 300 | 99999 | 254.74 | 182.32 | 182.34 | 0.01 | 0
2040 | TVA_Transmission_2_TVA | TVA_Transmission | TVA | Internal | Summer | B7 | 400 | 99999 | 0 | 174.34 | 173.36 | 0.01 | 0
2040 | TVA_Transmission_2_TVA | TVA_Transmission | TVA | Internal | Summer | B8 | 500 | 99999 | 369.68 | 165.02 | 165.04 | 0.01 | 0
2040 | TVA_Transmission_2_TVA | TVA_Transmission | TVA | Internal | Summer | B9 | 800 | 99999 | 525.08 | 152.06 | 152.07 | 0.01 | 0
2040 | TVA_Transmission_2_TVA | TVA_Transmission | TVA | Internal | Summer | B10 | 1262 | 99999 | 0 | 68.24 | 64.5 | 0.01 | 0
2040 | TVA_Transmission_2_TVA | TVA_Transmission | TVA | Internal | Winter | B16 | 25 | 99999 | 2721.27 | 171.21 | 171.22 | 0.01 | 0
2040 | TVA_Transmission_2_TVA | TVA_Transmission | TVA | Internal | Winter | B17 | 100 | 99999 | 182.27 | 155.65 | 155.67 | 0.01 | 0
2040 | TVA_Transmission_2_TVA | TVA_Transmission | TVA | Internal | Winter | B18 | 400 | 99999 | 0 | 135.84 | 134.61 | 0.01 | 0
2040 | TVA_Transmission_2_TVA | TVA_Transmission | TVA | Internal | Winter | B19 | 700 | 99999 | 0 | 134.78 | 134.61 | 0.01 | 0
2040 | TVA_Transmission_2_TVA | TVA_Transmission | TVA | Internal | Winter | B20 | 935 | 99999 | 2787.99 | 79.5 | 79.51 | 0.01 | 0
2040 | TVA_Transmission_2_VACAR | TVA_Transmission | VACAR | Internal | Shoulder | B11 | 25 | 900 | 0 | 169.89 | 171.89 | 9 | 0
2040 | TVA_Transmission_2_VACAR | TVA_Transmission | VACAR | Internal | Shoulder | B12 | 200 | 900 | 0 | 150.23 | 145.01 | 9 | 0
2040 | TVA_Transmission_2_VACAR | TVA_Transmission | VACAR | Internal | Shoulder | B13 | 600 | 900 | 0 | 133.27 | 130.49 | 9 | 0
2040 | TVA_Transmission_2_VACAR | TVA_Transmission | VACAR | Internal | Shoulder | B14 | 900 | 900 | 0 | 133.25 | 130.49 | 9 | 0
2040 | TVA_Transmission_2_VACAR | TVA_Transmission | VACAR | Internal | Shoulder | B15 | 1203 | 900 | 0 | 79.5 | 73.5 | 9 | 0
2040 | TVA_Transmission_2_VACAR | TVA_Transmission | VACAR | Internal | Summer | B1 | 10 | 900 | 900 | 352.39 | 751.19 | 9 | 389.8
2040 | TVA_Transmission_2_VACAR | TVA_Transmission | VACAR | Internal | Summer | B2 | 25 | 900 | 900 | 313.47 | 751.19 | 9 | 428.72
2040 | TVA_Transmission_2_VACAR | TVA_Transmission | VACAR | Internal | Summer | B3 | 75 | 900 | 900 | 306.4 | 346.41 | 9 | 31
2040 | TVA_Transmission_2_VACAR | TVA_Transmission | VACAR | Internal | Summer | B4 | 100 | 900 | 201.38 | 270.64 | 279.64 | 9 | 0
2040 | TVA_Transmission_2_VACAR | TVA_Transmission | VACAR | Internal | Summer | B5 | 200 | 900 | 0 | 198.35 | 198.35 | 9 | 0
2040 | TVA_Transmission_2_VACAR | TVA_Transmission | VACAR | Internal | Summer | B6 | 300 | 900 | 0 | 182.32 | 188.33 | 9 | 0
2040 | TVA_Transmission_2_VACAR | TVA_Transmission | VACAR | Internal | Summer | B7 | 400 | 900 | 0 | 174.34 | 176.34 | 9 | 0
2040 | TVA_Transmission_2_VACAR | TVA_Transmission | VACAR | Internal | Summer | B8 | 500 | 900 | 0 | 165.02 | 165.14 | 9 | 0
2040 | TVA_Transmission_2_VACAR | TVA_Transmission | VACAR | Internal | Summer | B9 | 800 | 900 | 0 | 152.06 | 145.06 | 9 | 0
2040 | TVA_Transmission_2_VACAR | TVA_Transmission | VACAR | Internal | Summer | B10 | 1262 | 900 | 0 | 68.24 | 73.5 | 9 | 0
2040 | TVA_Transmission_2_VACAR | TVA_Transmission | VACAR | Internal | Winter | B16 | 25 | 900 | 885.52 | 171.21 | 180.21 | 9 | 0
2040 | TVA_Transmission_2_VACAR | TVA_Transmission | VACAR | Internal | Winter | B17 | 100 | 900 | 0 | 155.65 | 163.78 | 9 | 0
2040 | TVA_Transmission_2_VACAR | TVA_Transmission | VACAR | Internal | Winter | B18 | 400 | 900 | 0 | 135.84 | 131.44 | 9 | 0
2040 | TVA_Transmission_2_VACAR | TVA_Transmission | VACAR | Internal | Winter | B19 | 700 | 900 | 0 | 134.78 | 131.44 | 9 | 0
2040 | TVA_Transmission_2_VACAR | TVA_Transmission | VACAR | Internal | Winter | B20 | 935 | 900 | 0 | 79.5 | 73.5 | 9 | 0
2040 | VACAR_2_PJM_ROR | VACAR | PJM_ROR | Internal | Shoulder | B11 | 25 | 2000 | 0 | 171.89 | 163.89 | 7 | 0
2040 | VACAR_2_PJM_ROR | VACAR | PJM_ROR | Internal | Shoulder | B12 | 200 | 2000 | 1523.85 | 145.01 | 152.01 | 7 | 0
2040 | VACAR_2_PJM_ROR | VACAR | PJM_ROR | Internal | Shoulder | B13 | 600 | 2000 | 2000 | 130.49 | 142.27 | 7 | 4.78
2040 | VACAR_2_PJM_ROR | VACAR | PJM_ROR | Internal | Shoulder | B14 | 900 | 2000 | 2000 | 130.49 | 142.27 | 7 | 4.78
2040 | VACAR_2_PJM_ROR | VACAR | PJM_ROR | Internal | Shoulder | B15 | 1203 | 2000 | 0 | 73.5 | 73.5 | 7 | 0
2040 | VACAR_2_PJM_ROR | VACAR | PJM_ROR | Internal | Summer | B1 | 10 | 2000 | 0 | 751.19 | 338.4 | 7 | 0
2040 | VACAR_2_PJM_ROR | VACAR | PJM_ROR | Internal | Summer | B2 | 25 | 2000 | 0 | 751.19 | 299.47 | 7 | 0
2040 | VACAR_2_PJM_ROR | VACAR | PJM_ROR | Internal | Summer | B3 | 75 | 2000 | 0 | 346.41 | 299.46 | 7 | 0
2040 | VACAR_2_PJM_ROR | VACAR | PJM_ROR | Internal | Summer | B4 | 100 | 2000 | 0 | 279.64 | 264.63 | 7 | 0
2040 | VACAR_2_PJM_ROR | VACAR | PJM_ROR | Internal | Summer | B5 | 200 | 2000 | 0 | 198.35 | 192.35 | 7 | 0
2040 | VACAR_2_PJM_ROR | VACAR | PJM_ROR | Internal | Summer | B6 | 300 | 2000 | 0 | 188.33 | 182.33 | 7 | 0
2040 | VACAR_2_PJM_ROR | VACAR | PJM_ROR | Internal | Summer | B7 | 400 | 2000 | 0 | 176.34 | 172.36 | 7 | 0
2040 | VACAR_2_PJM_ROR | VACAR | PJM_ROR | Internal | Summer | B8 | 500 | 2000 | 0 | 165.14 | 159.32 | 7 | 0
2040 | VACAR_2_PJM_ROR | VACAR | PJM_ROR | Internal | Summer | B9 | 800 | 2000 | 1647.25 | 145.06 | 152.06 | 7 | 0
2040 | VACAR_2_PJM_ROR | VACAR | PJM_ROR | Internal | Summer | B10 | 1262 | 2000 | 0 | 73.5 | 73.5 | 7 | 0
2040 | VACAR_2_PJM_ROR | VACAR | PJM_ROR | Internal | Winter | B16 | 25 | 2000 | 0 | 180.21 | 165.21 | 7 | 0
2040 | VACAR_2_PJM_ROR | VACAR | PJM_ROR | Internal | Winter | B17 | 100 | 2000 | 0 | 163.78 | 157.78 | 7 | 0
2040 | VACAR_2_PJM_ROR | VACAR | PJM_ROR | Internal | Winter | B18 | 400 | 2000 | 2000 | 131.44 | 145.05 | 7 | 6.61
2040 | VACAR_2_PJM_ROR | VACAR | PJM_ROR | Internal | Winter | B19 | 700 | 2000 | 2000 | 131.44 | 144.94 | 7 | 6.5
2040 | VACAR_2_PJM_ROR | VACAR | PJM_ROR | Internal | Winter | B20 | 935 | 2000 | 0 | 73.5 | 73.5 | 7 | 0
2040 | VACAR_2_SOCO | VACAR | SOCO | Internal | Shoulder | B11 | 25 | 3000 | 2592.8 | 171.89 | 178.89 | 7 | 0
2040 | VACAR_2_SOCO | VACAR | SOCO | Internal | Shoulder | B12 | 200 | 3000 | 45.65 | 145.01 | 152.01 | 7 | 0
2040 | VACAR_2_SOCO | VACAR | SOCO | Internal | Shoulder | B13 | 600 | 3000 | 0 | 130.49 | 129.94 | 7 | 0
2040 | VACAR_2_SOCO | VACAR | SOCO | Internal | Shoulder | B14 | 900 | 3000 | 0 | 130.49 | 129.94 | 7 | 0
2040 | VACAR_2_SOCO | VACAR | SOCO | Internal | Shoulder | B15 | 1203 | 3000 | 0 | 73.5 | 73.5 | 7 | 0
2040 | VACAR_2_SOCO | VACAR | SOCO | Internal | Summer | B1 | 10 | 3000 | 0 | 751.19 | 751.19 | 7 | 0
2040 | VACAR_2_SOCO | VACAR | SOCO | Internal | Summer | B2 | 25 | 3000 | 0 | 751.19 | 741.19 | 7 | 0
2040 | VACAR_2_SOCO | VACAR | SOCO | Internal | Summer | B3 | 75 | 3000 | 0 | 346.41 | 336.41 | 7 | 0
2040 | VACAR_2_SOCO | VACAR | SOCO | Internal | Summer | B4 | 100 | 3000 | 0 | 279.64 | 279.64 | 7 | 0
2040 | VACAR_2_SOCO | VACAR | SOCO | Internal | Summer | B5 | 200 | 3000 | 0 | 198.35 | 198.37 | 7 | 0
2040 | VACAR_2_SOCO | VACAR | SOCO | Internal | Summer | B6 | 300 | 3000 | 0 | 188.33 | 183.34 | 7 | 0
2040 | VACAR_2_SOCO | VACAR | SOCO | Internal | Summer | B7 | 400 | 3000 | 35.62 | 176.34 | 183.34 | 7 | 0
2040 | VACAR_2_SOCO | VACAR | SOCO | Internal | Summer | B8 | 500 | 3000 | 0 | 165.14 | 164.56 | 7 | 0
2040 | VACAR_2_SOCO | VACAR | SOCO | Internal | Summer | B9 | 800 | 3000 | 0 | 145.06 | 151.91 | 7 | 0
2040 | VACAR_2_SOCO | VACAR | SOCO | Internal | Summer | B10 | 1262 | 3000 | 0 | 73.5 | 71.05 | 7 | 0
2040 | VACAR_2_SOCO | VACAR | SOCO | Internal | Winter | B16 | 25 | 3000 | 0 | 180.21 | 180.21 | 7 | 0
2040 | VACAR_2_SOCO | VACAR | SOCO | Internal | Winter | B17 | 100 | 3000 | 0 | 163.78 | 155.65 | 7 | 0
2040 | VACAR_2_SOCO | VACAR | SOCO | Internal | Winter | B18 | 400 | 3000 | 0 | 131.44 | 132.68 | 7 | 0
2040 | VACAR_2_SOCO | VACAR | SOCO | Internal | Winter | B19 | 700 | 3000 | 0 | 131.44 | 132.68 | 7 | 0
2040 | VACAR_2_SOCO | VACAR | SOCO | Internal | Winter | B20 | 935 | 3000 | 0 | 73.5 | 73.5 | 7 | 0
2040 | VACAR_2_TVA_Transmission | VACAR | TVA_Transmission | Internal | Shoulder | B11 | 25 | 900 | 0 | 171.89 | 169.89 | 7 | 0
2040 | VACAR_2_TVA_Transmission | VACAR | TVA_Transmission | Internal | Shoulder | B12 | 200 | 900 | 0 | 145.01 | 150.23 | 7 | 0
2040 | VACAR_2_TVA_Transmission | VACAR | TVA_Transmission | Internal | Shoulder | B13 | 600 | 900 | 0 | 130.49 | 133.27 | 7 | 0
2040 | VACAR_2_TVA_Transmission | VACAR | TVA_Transmission | Internal | Shoulder | B14 | 900 | 900 | 0 | 130.49 | 133.25 | 7 | 0
2040 | VACAR_2_TVA_Transmission | VACAR | TVA_Transmission | Internal | Shoulder | B15 | 1203 | 900 | 0 | 73.5 | 79.5 | 7 | 0
2040 | VACAR_2_TVA_Transmission | VACAR | TVA_Transmission | Internal | Summer | B1 | 10 | 900 | 0 | 751.19 | 352.39 | 7 | 0
2040 | VACAR_2_TVA_Transmission | VACAR | TVA_Transmission | Internal | Summer | B2 | 25 | 900 | 0 | 751.19 | 313.47 | 7 | 0
2040 | VACAR_2_TVA_Transmission | VACAR | TVA_Transmission | Internal | Summer | B3 | 75 | 900 | 0 | 346.41 | 306.4 | 7 | 0
2040 | VACAR_2_TVA_Transmission | VACAR | TVA_Transmission | Internal | Summer | B4 | 100 | 900 | 0 | 279.64 | 270.64 | 7 | 0
2040 | VACAR_2_TVA_Transmission | VACAR | TVA_Transmission | Internal | Summer | B5 | 200 | 900 | 0 | 198.35 | 198.35 | 7 | 0
2040 | VACAR_2_TVA_Transmission | VACAR | TVA_Transmission | Internal | Summer | B6 | 300 | 900 | 0 | 188.33 | 182.32 | 7 | 0
2040 | VACAR_2_TVA_Transmission | VACAR | TVA_Transmission | Internal | Summer | B7 | 400 | 900 | 0 | 176.34 | 174.34 | 7 | 0
2040 | VACAR_2_TVA_Transmission | VACAR | TVA_Transmission | Internal | Summer | B8 | 500 | 900 | 0 | 165.14 | 165.02 | 7 | 0
2040 | VACAR_2_TVA_Transmission | VACAR | TVA_Transmission | Internal | Summer | B9 | 800 | 900 | 525.08 | 145.06 | 152.06 | 7 | 0
2040 | VACAR_2_TVA_Transmission | VACAR | TVA_Transmission | Internal | Summer | B10 | 1262 | 900 | 0 | 73.5 | 68.24 | 7 | 0
2040 | VACAR_2_TVA_Transmission | VACAR | TVA_Transmission | Internal | Winter | B16 | 25 | 900 | 0 | 180.21 | 171.21 | 7 | 0
2040 | VACAR_2_TVA_Transmission | VACAR | TVA_Transmission | Internal | Winter | B17 | 100 | 900 | 0 | 163.78 | 155.65 | 7 | 0
2040 | VACAR_2_TVA_Transmission | VACAR | TVA_Transmission | Internal | Winter | B18 | 400 | 900 | 0 | 131.44 | 135.84 | 7 | 0
2040 | VACAR_2_TVA_Transmission | VACAR | TVA_Transmission | Internal | Winter | B19 | 700 | 900 | 0 | 131.44 | 134.78 | 7 | 0
2040 | VACAR_2_TVA_Transmission | VACAR | TVA_Transmission | Internal | Winter | B20 | 935 | 900 | 0 | 73.5 | 79.5 | 7 | 0
2015 | AZ_NM_SNV_Coal_2_SPP_S | AZ_NM_SNV_Coal | SPP_S | External | Shoulder | B11 | 25 | 400 | 400 | 57.87 | 82.96 | 8.17 | 16.92
2015 | AZ_NM_SNV_Coal_2_SPP_S | AZ_NM_SNV_Coal | SPP_S | External | Shoulder | B12 | 200 | 400 | 0 | 57.66 | 59.97 | 8.17 | 0
2015 | AZ_NM_SNV_Coal_2_SPP_S | AZ_NM_SNV_Coal | SPP_S | External | Shoulder | B13 | 600 | 400 | 0 | 57.66 | 57.59 | 8.17 | 0
2015 | AZ_NM_SNV_Coal_2_SPP_S | AZ_NM_SNV_Coal | SPP_S | External | Shoulder | B14 | 900 | 400 | 0 | 57.66 | 57.33 | 8.17 | 0
2015 | AZ_NM_SNV_Coal_2_SPP_S | AZ_NM_SNV_Coal | SPP_S | External | Shoulder | B15 | 1203 | 400 | 0 | 57.66 | 57.33 | 8.17 | 0
2015 | AZ_NM_SNV_Coal_2_SPP_S | AZ_NM_SNV_Coal | SPP_S | External | Summer | B1 | 10 | 400 | 400 | 78.58 | 90.34 | 8.17 | 3.59
2015 | AZ_NM_SNV_Coal_2_SPP_S | AZ_NM_SNV_Coal | SPP_S | External | Summer | B2 | 25 | 400 | 400 | 75.53 | 90.34 | 8.17 | 6.64
2015 | AZ_NM_SNV_Coal_2_SPP_S | AZ_NM_SNV_Coal | SPP_S | External | Summer | B3 | 75 | 400 | 400 | 75.53 | 84.77 | 8.17 | 1.07
2015 | AZ_NM_SNV_Coal_2_SPP_S | AZ_NM_SNV_Coal | SPP_S | External | Summer | B4 | 100 | 400 | 41.24 | 75.53 | 83.69 | 8.17 | 0
2015 | AZ_NM_SNV_Coal_2_SPP_S | AZ_NM_SNV_Coal | SPP_S | External | Summer | B5 | 200 | 400 | 400 | 68.04 | 81.1 | 8.17 | 4.9
2015 | AZ_NM_SNV_Coal_2_SPP_S | AZ_NM_SNV_Coal | SPP_S | External | Summer | B6 | 300 | 400 | 400 | 59.9 | 70.8 | 8.17 | 2.74
2015 | AZ_NM_SNV_Coal_2_SPP_S | AZ_NM_SNV_Coal | SPP_S | External | Summer | B7 | 400 | 400 | 0 | 59.88 | 59.48 | 8.17 | 0
2015 | AZ_NM_SNV_Coal_2_SPP_S | AZ_NM_SNV_Coal | SPP_S | External | Summer | B8 | 500 | 400 | 0 | 59.88 | 58.06 | 8.17 | 0
2015 | AZ_NM_SNV_Coal_2_SPP_S | AZ_NM_SNV_Coal | SPP_S | External | Summer | B9 | 800 | 400 | 0 | 59.86 | 56.06 | 8.17 | 0
2015 | AZ_NM_SNV_Coal_2_SPP_S | AZ_NM_SNV_Coal | SPP_S | External | Summer | B10 | 1262 | 400 | 0 | 56.25 | 55.94 | 8.17 | 0
2015 | AZ_NM_SNV_Coal_2_SPP_S | AZ_NM_SNV_Coal | SPP_S | External | Winter | B16 | 25 | 400 | 400 | 60.3 | 69.89 | 8.17 | 1.43
2015 | AZ_NM_SNV_Coal_2_SPP_S | AZ_NM_SNV_Coal | SPP_S | External | Winter | B17 | 100 | 400 | 0 | 60.3 | 60.75 | 8.17 | 0
2015 | AZ_NM_SNV_Coal_2_SPP_S | AZ_NM_SNV_Coal | SPP_S | External | Winter | B18 | 400 | 400 | 0 | 60.3 | 59.79 | 8.17 | 0
2015 | AZ_NM_SNV_Coal_2_SPP_S | AZ_NM_SNV_Coal | SPP_S | External | Winter | B19 | 700 | 400 | 0 | 60.3 | 59.67 | 8.17 | 0
2015 | AZ_NM_SNV_Coal_2_SPP_S | AZ_NM_SNV_Coal | SPP_S | External | Winter | B20 | 935 | 400 | 0 | 60.3 | 56.04 | 8.17 | 0
2015 | ERCOT_2_SPP_S | ERCOT | SPP_S | External | Shoulder | B11 | 25 | 800 | 0 | 83.9 | 82.96 | 8 | 0
2015 | ERCOT_2_SPP_S | ERCOT | SPP_S | External | Shoulder | B12 | 200 | 800 | 0 | 59.58 | 59.97 | 8 | 0
2015 | ERCOT_2_SPP_S | ERCOT | SPP_S | External | Shoulder | B13 | 600 | 800 | 0 | 57.18 | 57.59 | 8 | 0
2015 | ERCOT_2_SPP_S | ERCOT | SPP_S | External | Shoulder | B14 | 900 | 800 | 0 | 57.18 | 57.33 | 8 | 0
2015 | ERCOT_2_SPP_S | ERCOT | SPP_S | External | Shoulder | B15 | 1203 | 800 | 0 | 57.18 | 57.33 | 8 | 0
2015 | ERCOT_2_SPP_S | ERCOT | SPP_S | External | Summer | B1 | 10 | 800 | 0 | 82.34 | 90.34 | 8 | 0
2015 | ERCOT_2_SPP_S | ERCOT | SPP_S | External | Summer | B2 | 25 | 800 | 0 | 82.34 | 90.34 | 8 | 0
2015 | ERCOT_2_SPP_S | ERCOT | SPP_S | External | Summer | B3 | 75 | 800 | 0 | 82.34 | 84.77 | 8 | 0
2015 | ERCOT_2_SPP_S | ERCOT | SPP_S | External | Summer | B4 | 100 | 800 | 0 | 82.34 | 83.69 | 8 | 0
2015 | ERCOT_2_SPP_S | ERCOT | SPP_S | External | Summer | B5 | 200 | 800 | 0 | 82.34 | 81.1 | 8 | 0
2015 | ERCOT_2_SPP_S | ERCOT | SPP_S | External | Summer | B6 | 300 | 800 | 0 | 79.94 | 70.8 | 8 | 0
2015 | ERCOT_2_SPP_S | ERCOT | SPP_S | External | Summer | B7 | 400 | 800 | 0 | 61.26 | 59.48 | 8 | 0
2015 | ERCOT_2_SPP_S | ERCOT | SPP_S | External | Summer | B8 | 500 | 800 | 0 | 56.13 | 58.06 | 8 | 0
2015 | ERCOT_2_SPP_S | ERCOT | SPP_S | External | Summer | B9 | 800 | 800 | 0 | 56.13 | 56.06 | 8 | 0
2015 | ERCOT_2_SPP_S | ERCOT | SPP_S | External | Summer | B10 | 1262 | 800 | 0 | 56.13 | 55.94 | 8 | 0
2015 | ERCOT_2_SPP_S | ERCOT | SPP_S | External | Winter | B16 | 25 | 800 | 0 | 64.82 | 69.89 | 8 | 0
2015 | ERCOT_2_SPP_S | ERCOT | SPP_S | External | Winter | B17 | 100 | 800 | 0 | 59.38 | 60.75 | 8 | 0
2015 | ERCOT_2_SPP_S | ERCOT | SPP_S | External | Winter | B18 | 400 | 800 | 0 | 59.38 | 59.79 | 8 | 0
2015 | ERCOT_2_SPP_S | ERCOT | SPP_S | External | Winter | B19 | 700 | 800 | 0 | 59.38 | 59.67 | 8 | 0
2015 | ERCOT_2_SPP_S | ERCOT | SPP_S | External | Winter | B20 | 935 | 800 | 0 | 59.38 | 56.04 | 8 | 0
2015 | MAPP_US_2_RMPA | MAPP_US | RMPA | External | Shoulder | B11 | 25 | 200 | 0 | 70.57 | 66.04 | 8 | 0
2015 | MAPP_US_2_RMPA | MAPP_US | RMPA | External | Shoulder | B12 | 200 | 200 | 0 | 55.38 | 62.77 | 8 | 0
2015 | MAPP_US_2_RMPA | MAPP_US | RMPA | External | Shoulder | B13 | 600 | 200 | 0 | 55.38 | 60.73 | 8 | 0
2015 | MAPP_US_2_RMPA | MAPP_US | RMPA | External | Shoulder | B14 | 900 | 200 | 0 | 55.38 | 60.73 | 8 | 0
2015 | MAPP_US_2_RMPA | MAPP_US | RMPA | External | Shoulder | B15 | 1203 | 200 | 0 | 55.38 | 60.73 | 8 | 0
2015 | MAPP_US_2_RMPA | MAPP_US | RMPA | External | Summer | B1 | 10 | 200 | 0 | 84.67 | 90.06 | 8 | 0
2015 | MAPP_US_2_RMPA | MAPP_US | RMPA | External | Summer | B2 | 25 | 200 | 0 | 84.28 | 83.69 | 8 | 0
2015 | MAPP_US_2_RMPA | MAPP_US | RMPA | External | Summer | B3 | 75 | 200 | 0 | 84.28 | 83.69 | 8 | 0
2015 | MAPP_US_2_RMPA | MAPP_US | RMPA | External | Summer | B4 | 100 | 200 | 0 | 80.2 | 79.2 | 8 | 0
2015 | MAPP_US_2_RMPA | MAPP_US | RMPA | External | Summer | B5 | 200 | 200 | 0 | 74.92 | 73.92 | 8 | 0
2015 | MAPP_US_2_RMPA | MAPP_US | RMPA | External | Summer | B6 | 300 | 200 | 0 | 56.79 | 62.79 | 8 | 0
2015 | MAPP_US_2_RMPA | MAPP_US | RMPA | External | Summer | B7 | 400 | 200 | 0 | 52.46 | 59.2 | 8 | 0
2015 | MAPP_US_2_RMPA | MAPP_US | RMPA | External | Summer | B8 | 500 | 200 | 0 | 52.46 | 59.2 | 8 | 0
2015 | MAPP_US_2_RMPA | MAPP_US | RMPA | External | Summer | B9 | 800 | 200 | 0 | 52.46 | 59.2 | 8 | 0
2015 | MAPP_US_2_RMPA | MAPP_US | RMPA | External | Summer | B10 | 1262 | 200 | 0 | 52.46 | 57.24 | 8 | 0
2015 | MAPP_US_2_RMPA | MAPP_US | RMPA | External | Winter | B16 | 25 | 200 | 0 | 67.89 | 71.22 | 8 | 0
2015 | MAPP_US_2_RMPA | MAPP_US | RMPA | External | Winter | B17 | 100 | 200 | 0 | 58.73 | 65.73 | 8 | 0
2015 | MAPP_US_2_RMPA | MAPP_US | RMPA | External | Winter | B18 | 400 | 200 | 0 | 58.02 | 63.65 | 8 | 0
2015 | MAPP_US_2_RMPA | MAPP_US | RMPA | External | Winter | B19 | 700 | 200 | 0 | 58.02 | 63.65 | 8 | 0
2015 | MAPP_US_2_RMPA | MAPP_US | RMPA | External | Winter | B20 | 935 | 200 | 0 | 58.02 | 56.92 | 8 | 0
2015 | NE_2_RMPA | NE | RMPA | External | Shoulder | B11 | 25 | 310 | 0 | 77.57 | 66.04 | 5 | 0
2015 | NE_2_RMPA | NE | RMPA | External | Shoulder | B12 | 200 | 310 | 0 | 59.97 | 62.77 | 5 | 0
2015 | NE_2_RMPA | NE | RMPA | External | Shoulder | B13 | 600 | 310 | 0 | 57.59 | 60.73 | 5 | 0
2015 | NE_2_RMPA | NE | RMPA | External | Shoulder | B14 | 900 | 310 | 0 | 57.31 | 60.73 | 5 | 0
2015 | NE_2_RMPA | NE | RMPA | External | Shoulder | B15 | 1203 | 310 | 0 | 57.31 | 60.73 | 5 | 0
2015 | NE_2_RMPA | NE | RMPA | External | Summer | B1 | 10 | 310 | 0 | 91.67 | 90.06 | 5 | 0
2015 | NE_2_RMPA | NE | RMPA | External | Summer | B2 | 25 | 310 | 0 | 91.28 | 83.69 | 5 | 0
2015 | NE_2_RMPA | NE | RMPA | External | Summer | B3 | 75 | 310 | 0 | 91.28 | 83.69 | 5 | 0
2015 | NE_2_RMPA | NE | RMPA | External | Summer | B4 | 100 | 310 | 0 | 87.2 | 79.2 | 5 | 0
2015 | NE_2_RMPA | NE | RMPA | External | Summer | B5 | 200 | 310 | 0 | 81.92 | 73.92 | 5 | 0
2015 | NE_2_RMPA | NE | RMPA | External | Summer | B6 | 300 | 310 | 0 | 63.79 | 62.79 | 5 | 0
2015 | NE_2_RMPA | NE | RMPA | External | Summer | B7 | 400 | 310 | 0 | 59.46 | 59.2 | 5 | 0
2015 | NE_2_RMPA | NE | RMPA | External | Summer | B8 | 500 | 310 | 0 | 58.03 | 59.2 | 5 | 0
2015 | NE_2_RMPA | NE | RMPA | External | Summer | B9 | 800 | 310 | 0 | 56.04 | 59.2 | 5 | 0
2015 | NE_2_RMPA | NE | RMPA | External | Summer | B10 | 1262 | 310 | 202.99 | 52.24 | 57.24 | 5 | 0
2015 | NE_2_RMPA | NE | RMPA | External | Winter | B16 | 25 | 310 | 0 | 69.89 | 71.22 | 5 | 0
2015 | NE_2_RMPA | NE | RMPA | External | Winter | B17 | 100 | 310 | 39.16 | 60.73 | 65.73 | 5 | 0
2015 | NE_2_RMPA | NE | RMPA | External | Winter | B18 | 400 | 310 | 0 | 59.76 | 63.65 | 5 | 0
2015 | NE_2_RMPA | NE | RMPA | External | Winter | B19 | 700 | 310 | 0 | 59.65 | 63.65 | 5 | 0
2015 | NE_2_RMPA | NE | RMPA | External | Winter | B20 | 935 | 310 | 0 | 54.75 | 56.92 | 5 | 0
2015 | NWPP_Coal_2_MAPP_US | NWPP_Coal | MAPP_US | External | Shoulder | B11 | 25 | 150 | 150 | 59.91 | 70.57 | 8 | 2.66
2015 | NWPP_Coal_2_MAPP_US | NWPP_Coal | MAPP_US | External | Shoulder | B12 | 200 | 150 | 0 | 59.91 | 55.38 | 8 | 0
2015 | NWPP_Coal_2_MAPP_US | NWPP_Coal | MAPP_US | External | Shoulder | B13 | 600 | 150 | 0 | 59.91 | 55.38 | 8 | 0
2015 | NWPP_Coal_2_MAPP_US | NWPP_Coal | MAPP_US | External | Shoulder | B14 | 900 | 150 | 0 | 59.91 | 55.38 | 8 | 0
2015 | NWPP_Coal_2_MAPP_US | NWPP_Coal | MAPP_US | External | Shoulder | B15 | 1203 | 150 | 0 | 59.91 | 55.38 | 8 | 0
2015 | NWPP_Coal_2_MAPP_US | NWPP_Coal | MAPP_US | External | Summer | B1 | 10 | 150 | 150 | 63.93 | 84.67 | 8 | 12.74
2015 | NWPP_Coal_2_MAPP_US | NWPP_Coal | MAPP_US | External | Summer | B2 | 25 | 150 | 150 | 63.93 | 84.28 | 8 | 12.34
2015 | NWPP_Coal_2_MAPP_US | NWPP_Coal | MAPP_US | External | Summer | B3 | 75 | 150 | 150 | 59.87 | 84.28 | 8 | 16.41
2015 | NWPP_Coal_2_MAPP_US | NWPP_Coal | MAPP_US | External | Summer | B4 | 100 | 150 | 150 | 59.87 | 80.2 | 8 | 12.33
2015 | NWPP_Coal_2_MAPP_US | NWPP_Coal | MAPP_US | External | Summer | B5 | 200 | 150 | 150 | 59.87 | 74.92 | 8 | 7.05
2015 | NWPP_Coal_2_MAPP_US | NWPP_Coal | MAPP_US | External | Summer | B6 | 300 | 150 | 0 | 59.87 | 56.79 | 8 | 0
2015 | NWPP_Coal_2_MAPP_US | NWPP_Coal | MAPP_US | External | Summer | B7 | 400 | 150 | 0 | 59.87 | 52.46 | 8 | 0
2015 | NWPP_Coal_2_MAPP_US | NWPP_Coal | MAPP_US | External | Summer | B8 | 500 | 150 | 0 | 59.87 | 52.46 | 8 | 0
2015 | NWPP_Coal_2_MAPP_US | NWPP_Coal | MAPP_US | External | Summer | B9 | 800 | 150 | 0 | 59.87 | 52.46 | 8 | 0
2015 | NWPP_Coal_2_MAPP_US | NWPP_Coal | MAPP_US | External | Summer | B10 | 1262 | 150 | 0 | 59.87 | 52.46 | 8 | 0
2015 | NWPP_Coal_2_MAPP_US | NWPP_Coal | MAPP_US | External | Winter | B16 | 25 | 150 | 0 | 63.06 | 67.89 | 8 | 0
2015 | NWPP_Coal_2_MAPP_US | NWPP_Coal | MAPP_US | External | Winter | B17 | 100 | 150 | 0 | 63.06 | 58.73 | 8 | 0
2015 | NWPP_Coal_2_MAPP_US | NWPP_Coal | MAPP_US | External | Winter | B18 | 400 | 150 | 0 | 63.06 | 58.02 | 8 | 0
2015 | NWPP_Coal_2_MAPP_US | NWPP_Coal | MAPP_US | External | Winter | B19 | 700 | 150 | 0 | 63.06 | 58.02 | 8 | 0
2015 | NWPP_Coal_2_MAPP_US | NWPP_Coal | MAPP_US | External | Winter | B20 | 935 | 150 | 0 | 63.06 | 58.02 | 8 | 0
2015 | RMPA_2_MAPP_US | RMPA | MAPP_US | External | Shoulder | B11 | 25 | 200 | 0 | 66.04 | 70.57 | 8 | 0
2015 | RMPA_2_MAPP_US | RMPA | MAPP_US | External | Shoulder | B12 | 200 | 200 | 0 | 62.77 | 55.38 | 8 | 0
2015 | RMPA_2_MAPP_US | RMPA | MAPP_US | External | Shoulder | B13 | 600 | 200 | 0 | 60.73 | 55.38 | 8 | 0
2015 | RMPA_2_MAPP_US | RMPA | MAPP_US | External | Shoulder | B14 | 900 | 200 | 0 | 60.73 | 55.38 | 8 | 0
2015 | RMPA_2_MAPP_US | RMPA | MAPP_US | External | Shoulder | B15 | 1203 | 200 | 0 | 60.73 | 55.38 | 8 | 0
2015 | RMPA_2_MAPP_US | RMPA | MAPP_US | External | Summer | B1 | 10 | 200 | 0 | 90.06 | 84.67 | 8 | 0
2015 | RMPA_2_MAPP_US | RMPA | MAPP_US | External | Summer | B2 | 25 | 200 | 0 | 83.69 | 84.28 | 8 | 0
2015 | RMPA_2_MAPP_US | RMPA | MAPP_US | External | Summer | B3 | 75 | 200 | 0 | 83.69 | 84.28 | 8 | 0
2015 | RMPA_2_MAPP_US | RMPA | MAPP_US | External | Summer | B4 | 100 | 200 | 0 | 79.2 | 80.2 | 8 | 0
2015 | RMPA_2_MAPP_US | RMPA | MAPP_US | External | Summer | B5 | 200 | 200 | 0 | 73.92 | 74.92 | 8 | 0
2015 | RMPA_2_MAPP_US | RMPA | MAPP_US | External | Summer | B6 | 300 | 200 | 0 | 62.79 | 56.79 | 8 | 0
2015 | RMPA_2_MAPP_US | RMPA | MAPP_US | External | Summer | B7 | 400 | 200 | 0 | 59.2 | 52.46 | 8 | 0
2015 | RMPA_2_MAPP_US | RMPA | MAPP_US | External | Summer | B8 | 500 | 200 | 0 | 59.2 | 52.46 | 8 | 0
2015 | RMPA_2_MAPP_US | RMPA | MAPP_US | External | Summer | B9 | 800 | 200 | 0 | 59.2 | 52.46 | 8 | 0
2015 | RMPA_2_MAPP_US | RMPA | MAPP_US | External | Summer | B10 | 1262 | 200 | 0 | 57.24 | 52.46 | 8 | 0
2015 | RMPA_2_MAPP_US | RMPA | MAPP_US | External | Winter | B16 | 25 | 200 | 0 | 71.22 | 67.89 | 8 | 0
2015 | RMPA_2_MAPP_US | RMPA | MAPP_US | External | Winter | B17 | 100 | 200 | 0 | 65.73 | 58.73 | 8 | 0
2015 | RMPA_2_MAPP_US | RMPA | MAPP_US | External | Winter | B18 | 400 | 200 | 0 | 63.65 | 58.02 | 8 | 0
2015 | RMPA_2_MAPP_US | RMPA | MAPP_US | External | Winter | B19 | 700 | 200 | 0 | 63.65 | 58.02 | 8 | 0
2015 | RMPA_2_MAPP_US | RMPA | MAPP_US | External | Winter | B20 | 935 | 200 | 0 | 56.92 | 58.02 | 8 | 0
2015 | RMPA_2_NE | RMPA | NE | External | Shoulder | B11 | 25 | 310 | 310 | 66.04 | 77.57 | 8 | 3.53
2015 | RMPA_2_NE | RMPA | NE | External | Shoulder | B12 | 200 | 310 | 0 | 62.77 | 59.97 | 8 | 0
2015 | RMPA_2_NE | RMPA | NE | External | Shoulder | B13 | 600 | 310 | 0 | 60.73 | 57.59 | 8 | 0
2015 | RMPA_2_NE | RMPA | NE | External | Shoulder | B14 | 900 | 310 | 0 | 60.73 | 57.31 | 8 | 0
2015 | RMPA_2_NE | RMPA | NE | External | Shoulder | B15 | 1203 | 310 | 0 | 60.73 | 57.31 | 8 | 0
2015 | RMPA_2_NE | RMPA | NE | External | Summer | B1 | 10 | 310 | 0 | 90.06 | 91.67 | 8 | 0
2015 | RMPA_2_NE | RMPA | NE | External | Summer | B2 | 25 | 310 | 0 | 83.69 | 91.28 | 8 | 0
2015 | RMPA_2_NE | RMPA | NE | External | Summer | B3 | 75 | 310 | 0 | 83.69 | 91.28 | 8 | 0
2015 | RMPA_2_NE | RMPA | NE | External | Summer | B4 | 100 | 310 | 164.91 | 79.2 | 87.2 | 8 | 0
2015 | RMPA_2_NE | RMPA | NE | External | Summer | B5 | 200 | 310 | 153.84 | 73.92 | 81.92 | 8 | 0
2015 | RMPA_2_NE | RMPA | NE | External | Summer | B6 | 300 | 310 | 0 | 62.79 | 63.79 | 8 | 0
2015 | RMPA_2_NE | RMPA | NE | External | Summer | B7 | 400 | 310 | 0 | 59.2 | 59.46 | 8 | 0
2015 | RMPA_2_NE | RMPA | NE | External | Summer | B8 | 500 | 310 | 0 | 59.2 | 58.03 | 8 | 0
2015 | RMPA_2_NE | RMPA | NE | External | Summer | B9 | 800 | 310 | 0 | 59.2 | 56.04 | 8 | 0
2015 | RMPA_2_NE | RMPA | NE | External | Summer | B10 | 1262 | 310 | 0 | 57.24 | 52.24 | 8 | 0
2015 | RMPA_2_NE | RMPA | NE | External | Winter | B16 | 25 | 310 | 0 | 71.22 | 69.89 | 8 | 0
2015 | RMPA_2_NE | RMPA | NE | External | Winter | B17 | 100 | 310 | 0 | 65.73 | 60.73 | 8 | 0
2015 | RMPA_2_NE | RMPA | NE | External | Winter | B18 | 400 | 310 | 0 | 63.65 | 59.76 | 8 | 0
2015 | RMPA_2_NE | RMPA | NE | External | Winter | B19 | 700 | 310 | 0 | 63.65 | 59.65 | 8 | 0
2015 | RMPA_2_NE | RMPA | NE | External | Winter | B20 | 935 | 310 | 0 | 56.92 | 54.75 | 8 | 0
2015 | RMPA_2_SPP_N | RMPA | SPP_N | External | Shoulder | B11 | 25 | 210 | 210 | 66.04 | 84.57 | 8 | 10.53
2015 | RMPA_2_SPP_N | RMPA | SPP_N | External | Shoulder | B12 | 200 | 210 | 0 | 62.77 | 59.99 | 8 | 0
2015 | RMPA_2_SPP_N | RMPA | SPP_N | External | Shoulder | B13 | 600 | 210 | 0 | 60.73 | 57.6 | 8 | 0
2015 | RMPA_2_SPP_N | RMPA | SPP_N | External | Shoulder | B14 | 900 | 210 | 0 | 60.73 | 57.32 | 8 | 0
2015 | RMPA_2_SPP_N | RMPA | SPP_N | External | Shoulder | B15 | 1203 | 210 | 0 | 60.73 | 57.32 | 8 | 0
2015 | RMPA_2_SPP_N | RMPA | SPP_N | External | Summer | B1 | 10 | 210 | 0 | 90.06 | 92.49 | 8 | 0
2015 | RMPA_2_SPP_N | RMPA | SPP_N | External | Summer | B2 | 25 | 210 | 210 | 83.69 | 92.49 | 8 | 0.8
2015 | RMPA_2_SPP_N | RMPA | SPP_N | External | Summer | B3 | 75 | 210 | 210 | 83.69 | 92.49 | 8 | 0.8
2015 | RMPA_2_SPP_N | RMPA | SPP_N | External | Summer | B4 | 100 | 210 | 210 | 79.2 | 87.21 | 8 | 0.01
2015 | RMPA_2_SPP_N | RMPA | SPP_N | External | Summer | B5 | 200 | 210 | 210 | 73.92 | 81.93 | 8 | 0.01
2015 | RMPA_2_SPP_N | RMPA | SPP_N | External | Summer | B6 | 300 | 210 | 166.83 | 62.79 | 70.79 | 8 | 0
2015 | RMPA_2_SPP_N | RMPA | SPP_N | External | Summer | B7 | 400 | 210 | 0 | 59.2 | 59.47 | 8 | 0
2015 | RMPA_2_SPP_N | RMPA | SPP_N | External | Summer | B8 | 500 | 210 | 0 | 59.2 | 58.05 | 8 | 0
2015 | RMPA_2_SPP_N | RMPA | SPP_N | External | Summer | B9 | 800 | 210 | 0 | 59.2 | 56.05 | 8 | 0
2015 | RMPA_2_SPP_N | RMPA | SPP_N | External | Summer | B10 | 1262 | 210 | 0 | 57.24 | 55.92 | 8 | 0
2015 | RMPA_2_SPP_N | RMPA | SPP_N | External | Winter | B16 | 25 | 210 | 0 | 71.22 | 69.91 | 8 | 0
2015 | RMPA_2_SPP_N | RMPA | SPP_N | External | Winter | B17 | 100 | 210 | 0 | 65.73 | 60.73 | 8 | 0
2015 | RMPA_2_SPP_N | RMPA | SPP_N | External | Winter | B18 | 400 | 210 | 0 | 63.65 | 59.77 | 8 | 0
2015 | RMPA_2_SPP_N | RMPA | SPP_N | External | Winter | B19 | 700 | 210 | 0 | 63.65 | 59.66 | 8 | 0
2015 | RMPA_2_SPP_N | RMPA | SPP_N | External | Winter | B20 | 935 | 210 | 0 | 56.92 | 56.03 | 8 | 0
2015 | SPP_N_2_RMPA | SPP_N | RMPA | External | Shoulder | B11 | 25 | 210 | 0 | 84.57 | 66.04 | 5 | 0
2015 | SPP_N_2_RMPA | SPP_N | RMPA | External | Shoulder | B12 | 200 | 210 | 0 | 59.99 | 62.77 | 5 | 0
2015 | SPP_N_2_RMPA | SPP_N | RMPA | External | Shoulder | B13 | 600 | 210 | 0 | 57.6 | 60.73 | 5 | 0
2015 | SPP_N_2_RMPA | SPP_N | RMPA | External | Shoulder | B14 | 900 | 210 | 0 | 57.32 | 60.73 | 5 | 0
2015 | SPP_N_2_RMPA | SPP_N | RMPA | External | Shoulder | B15 | 1203 | 210 | 0 | 57.32 | 60.73 | 5 | 0
2015 | SPP_N_2_RMPA | SPP_N | RMPA | External | Summer | B1 | 10 | 210 | 0 | 92.49 | 90.06 | 5 | 0
2015 | SPP_N_2_RMPA | SPP_N | RMPA | External | Summer | B2 | 25 | 210 | 0 | 92.49 | 83.69 | 5 | 0
2015 | SPP_N_2_RMPA | SPP_N | RMPA | External | Summer | B3 | 75 | 210 | 0 | 92.49 | 83.69 | 5 | 0
2015 | SPP_N_2_RMPA | SPP_N | RMPA | External | Summer | B4 | 100 | 210 | 0 | 87.21 | 79.2 | 5 | 0
2015 | SPP_N_2_RMPA | SPP_N | RMPA | External | Summer | B5 | 200 | 210 | 0 | 81.93 | 73.92 | 5 | 0
2015 | SPP_N_2_RMPA | SPP_N | RMPA | External | Summer | B6 | 300 | 210 | 0 | 70.79 | 62.79 | 5 | 0
2015 | SPP_N_2_RMPA | SPP_N | RMPA | External | Summer | B7 | 400 | 210 | 0 | 59.47 | 59.2 | 5 | 0
2015 | SPP_N_2_RMPA | SPP_N | RMPA | External | Summer | B8 | 500 | 210 | 0 | 58.05 | 59.2 | 5 | 0
2015 | SPP_N_2_RMPA | SPP_N | RMPA | External | Summer | B9 | 800 | 210 | 0 | 56.05 | 59.2 | 5 | 0
2015 | SPP_N_2_RMPA | SPP_N | RMPA | External | Summer | B10 | 1262 | 210 | 0 | 55.92 | 57.24 | 5 | 0
2015 | SPP_N_2_RMPA | SPP_N | RMPA | External | Winter | B16 | 25 | 210 | 0 | 69.91 | 71.22 | 5 | 0
2015 | SPP_N_2_RMPA | SPP_N | RMPA | External | Winter | B17 | 100 | 210 | 33.33 | 60.73 | 65.73 | 5 | 0
2015 | SPP_N_2_RMPA | SPP_N | RMPA | External | Winter | B18 | 400 | 210 | 0 | 59.77 | 63.65 | 5 | 0
2015 | SPP_N_2_RMPA | SPP_N | RMPA | External | Winter | B19 | 700 | 210 | 0 | 59.66 | 63.65 | 5 | 0
2015 | SPP_N_2_RMPA | SPP_N | RMPA | External | Winter | B20 | 935 | 210 | 0 | 56.03 | 56.92 | 5 | 0
2015 | SPP_S_2_ERCOT | SPP_S | ERCOT | External | Shoulder | B11 | 25 | 800 | 0 | 82.96 | 83.9 | 5 | 0
2015 | SPP_S_2_ERCOT | SPP_S | ERCOT | External | Shoulder | B12 | 200 | 800 | 0 | 59.97 | 59.58 | 5 | 0
2015 | SPP_S_2_ERCOT | SPP_S | ERCOT | External | Shoulder | B13 | 600 | 800 | 0 | 57.59 | 57.18 | 5 | 0
2015 | SPP_S_2_ERCOT | SPP_S | ERCOT | External | Shoulder | B14 | 900 | 800 | 0 | 57.33 | 57.18 | 5 | 0
2015 | SPP_S_2_ERCOT | SPP_S | ERCOT | External | Shoulder | B15 | 1203 | 800 | 0 | 57.33 | 57.18 | 5 | 0
2015 | SPP_S_2_ERCOT | SPP_S | ERCOT | External | Summer | B1 | 10 | 800 | 0 | 90.34 | 82.34 | 5 | 0
2015 | SPP_S_2_ERCOT | SPP_S | ERCOT | External | Summer | B2 | 25 | 800 | 0 | 90.34 | 82.34 | 5 | 0
2015 | SPP_S_2_ERCOT | SPP_S | ERCOT | External | Summer | B3 | 75 | 800 | 0 | 84.77 | 82.34 | 5 | 0
2015 | SPP_S_2_ERCOT | SPP_S | ERCOT | External | Summer | B4 | 100 | 800 | 0 | 83.69 | 82.34 | 5 | 0
2015 | SPP_S_2_ERCOT | SPP_S | ERCOT | External | Summer | B5 | 200 | 800 | 0 | 81.1 | 82.34 | 5 | 0
2015 | SPP_S_2_ERCOT | SPP_S | ERCOT | External | Summer | B6 | 300 | 800 | 800 | 70.8 | 79.94 | 5 | 4.14
2015 | SPP_S_2_ERCOT | SPP_S | ERCOT | External | Summer | B7 | 400 | 800 | 0 | 59.48 | 61.26 | 5 | 0
2015 | SPP_S_2_ERCOT | SPP_S | ERCOT | External | Summer | B8 | 500 | 800 | 0 | 58.06 | 56.13 | 5 | 0
2015 | SPP_S_2_ERCOT | SPP_S | ERCOT | External | Summer | B9 | 800 | 800 | 0 | 56.06 | 56.13 | 5 | 0
2015 | SPP_S_2_ERCOT | SPP_S | ERCOT | External | Summer | B10 | 1262 | 800 | 0 | 55.94 | 56.13 | 5 | 0
2015 | SPP_S_2_ERCOT | SPP_S | ERCOT | External | Winter | B16 | 25 | 800 | 0 | 69.89 | 64.82 | 5 | 0
2015 | SPP_S_2_ERCOT | SPP_S | ERCOT | External | Winter | B17 | 100 | 800 | 0 | 60.75 | 59.38 | 5 | 0
2015 | SPP_S_2_ERCOT | SPP_S | ERCOT | External | Winter | B18 | 400 | 800 | 0 | 59.79 | 59.38 | 5 | 0
2015 | SPP_S_2_ERCOT | SPP_S | ERCOT | External | Winter | B19 | 700 | 800 | 0 | 59.67 | 59.38 | 5 | 0
2015 | SPP_S_2_ERCOT | SPP_S | ERCOT | External | Winter | B20 | 935 | 800 | 0 | 56.04 | 59.38 | 5 | 0
2020 | AZ_NM_SNV_Coal_2_SPP_S | AZ_NM_SNV_Coal | SPP_S | External | Shoulder | B11 | 25 | 400 | 0 | 66.77 | 70.59 | 8.17 | 0
2020 | AZ_NM_SNV_Coal_2_SPP_S | AZ_NM_SNV_Coal | SPP_S | External | Shoulder | B12 | 200 | 400 | 0 | 66.77 | 63.21 | 8.17 | 0
2020 | AZ_NM_SNV_Coal_2_SPP_S | AZ_NM_SNV_Coal | SPP_S | External | Shoulder | B13 | 600 | 400 | 0 | 66.77 | 60.43 | 8.17 | 0
2020 | AZ_NM_SNV_Coal_2_SPP_S | AZ_NM_SNV_Coal | SPP_S | External | Shoulder | B14 | 900 | 400 | 0 | 66.77 | 57.73 | 8.17 | 0
2020 | AZ_NM_SNV_Coal_2_SPP_S | AZ_NM_SNV_Coal | SPP_S | External | Shoulder | B15 | 1203 | 400 | 0 | 66.77 | 38.46 | 8.17 | 0
2020 | AZ_NM_SNV_Coal_2_SPP_S | AZ_NM_SNV_Coal | SPP_S | External | Summer | B1 | 10 | 400 | 0 | 105.98 | 64.02 | 8.17 | 0
2020 | AZ_NM_SNV_Coal_2_SPP_S | AZ_NM_SNV_Coal | SPP_S | External | Summer | B2 | 25 | 400 | 0 | 104.18 | 92.77 | 8.17 | 0
2020 | AZ_NM_SNV_Coal_2_SPP_S | AZ_NM_SNV_Coal | SPP_S | External | Summer | B3 | 75 | 400 | 0 | 93.89 | 97.06 | 8.17 | 0
2020 | AZ_NM_SNV_Coal_2_SPP_S | AZ_NM_SNV_Coal | SPP_S | External | Summer | B4 | 100 | 400 | 0 | 89.07 | 93.55 | 8.17 | 0
2020 | AZ_NM_SNV_Coal_2_SPP_S | AZ_NM_SNV_Coal | SPP_S | External | Summer | B5 | 200 | 400 | 0 | 83.09 | 91.11 | 8.17 | 0
2020 | AZ_NM_SNV_Coal_2_SPP_S | AZ_NM_SNV_Coal | SPP_S | External | Summer | B6 | 300 | 400 | 0 | 74.94 | 80.61 | 8.17 | 0
2020 | AZ_NM_SNV_Coal_2_SPP_S | AZ_NM_SNV_Coal | SPP_S | External | Summer | B7 | 400 | 400 | 0 | 73.88 | 66.31 | 8.17 | 0
2020 | AZ_NM_SNV_Coal_2_SPP_S | AZ_NM_SNV_Coal | SPP_S | External | Summer | B8 | 500 | 400 | 0 | 73.88 | 63.87 | 8.17 | 0
2020 | AZ_NM_SNV_Coal_2_SPP_S | AZ_NM_SNV_Coal | SPP_S | External | Summer | B9 | 800 | 400 | 0 | 66.76 | 62.71 | 8.17 | 0
2020 | AZ_NM_SNV_Coal_2_SPP_S | AZ_NM_SNV_Coal | SPP_S | External | Summer | B10 | 1262 | 400 | 0 | 65.15 | 59.06 | 8.17 | 0
2020 | AZ_NM_SNV_Coal_2_SPP_S | AZ_NM_SNV_Coal | SPP_S | External | Winter | B16 | 25 | 400 | 0 | 69.8 | 68.03 | 8.17 | 0
2020 | AZ_NM_SNV_Coal_2_SPP_S | AZ_NM_SNV_Coal | SPP_S | External | Winter | B17 | 100 | 400 | 0 | 69.8 | 64.69 | 8.17 | 0
2020 | AZ_NM_SNV_Coal_2_SPP_S | AZ_NM_SNV_Coal | SPP_S | External | Winter | B18 | 400 | 400 | 0 | 69.8 | 63.04 | 8.17 | 0
2020 | AZ_NM_SNV_Coal_2_SPP_S | AZ_NM_SNV_Coal | SPP_S | External | Winter | B19 | 700 | 400 | 0 | 69.8 | 61.69 | 8.17 | 0
2020 | AZ_NM_SNV_Coal_2_SPP_S | AZ_NM_SNV_Coal | SPP_S | External | Winter | B20 | 935 | 400 | 0 | 69.8 | 55.65 | 8.17 | 0
2020 | ERCOT_2_SPP_S | ERCOT | SPP_S | External | Shoulder | B11 | 25 | 800 | 0 | 95.83 | 70.59 | 8 | 0
2020 | ERCOT_2_SPP_S | ERCOT | SPP_S | External | Shoulder | B12 | 200 | 800 | 0 | 69.2 | 63.21 | 8 | 0
2020 | ERCOT_2_SPP_S | ERCOT | SPP_S | External | Shoulder | B13 | 600 | 800 | 0 | 65.2 | 60.43 | 8 | 0
2020 | ERCOT_2_SPP_S | ERCOT | SPP_S | External | Shoulder | B14 | 900 | 800 | 0 | 65.2 | 57.73 | 8 | 0
2020 | ERCOT_2_SPP_S | ERCOT | SPP_S | External | Shoulder | B15 | 1203 | 800 | 0 | 65.2 | 38.46 | 8 | 0
2020 | ERCOT_2_SPP_S | ERCOT | SPP_S | External | Summer | B1 | 10 | 800 | 0 | 751.19 | 64.02 | 8 | 0
2020 | ERCOT_2_SPP_S | ERCOT | SPP_S | External | Summer | B2 | 25 | 800 | 0 | 108.12 | 92.77 | 8 | 0
2020 | ERCOT_2_SPP_S | ERCOT | SPP_S | External | Summer | B3 | 75 | 800 | 0 | 108.12 | 97.06 | 8 | 0
2020 | ERCOT_2_SPP_S | ERCOT | SPP_S | External | Summer | B4 | 100 | 800 | 0 | 98.55 | 93.55 | 8 | 0
2020 | ERCOT_2_SPP_S | ERCOT | SPP_S | External | Summer | B5 | 200 | 800 | 0 | 94.13 | 91.11 | 8 | 0
2020 | ERCOT_2_SPP_S | ERCOT | SPP_S | External | Summer | B6 | 300 | 800 | 0 | 94.13 | 80.61 | 8 | 0
2020 | ERCOT_2_SPP_S | ERCOT | SPP_S | External | Summer | B7 | 400 | 800 | 0 | 69.94 | 66.31 | 8 | 0
2020 | ERCOT_2_SPP_S | ERCOT | SPP_S | External | Summer | B8 | 500 | 800 | 0 | 64.06 | 63.87 | 8 | 0
2020 | ERCOT_2_SPP_S | ERCOT | SPP_S | External | Summer | B9 | 800 | 800 | 0 | 64.06 | 62.71 | 8 | 0
2020 | ERCOT_2_SPP_S | ERCOT | SPP_S | External | Summer | B10 | 1262 | 800 | 0 | 64.06 | 59.06 | 8 | 0
2020 | ERCOT_2_SPP_S | ERCOT | SPP_S | External | Winter | B16 | 25 | 800 | 0 | 73.89 | 68.03 | 8 | 0
2020 | ERCOT_2_SPP_S | ERCOT | SPP_S | External | Winter | B17 | 100 | 800 | 0 | 69.69 | 64.69 | 8 | 0
2020 | ERCOT_2_SPP_S | ERCOT | SPP_S | External | Winter | B18 | 400 | 800 | 0 | 67.67 | 63.04 | 8 | 0
2020 | ERCOT_2_SPP_S | ERCOT | SPP_S | External | Winter | B19 | 700 | 800 | 0 | 67.67 | 61.69 | 8 | 0
2020 | ERCOT_2_SPP_S | ERCOT | SPP_S | External | Winter | B20 | 935 | 800 | 0 | 67.67 | 55.65 | 8 | 0
2020 | MAPP_US_2_RMPA | MAPP_US | RMPA | External | Shoulder | B11 | 25 | 200 | 0 | 74.57 | 70.27 | 8 | 0
2020 | MAPP_US_2_RMPA | MAPP_US | RMPA | External | Shoulder | B12 | 200 | 200 | 200 | 61.18 | 70.27 | 8 | 1.09
2020 | MAPP_US_2_RMPA | MAPP_US | RMPA | External | Shoulder | B13 | 600 | 200 | 200 | 57.71 | 70.27 | 8 | 4.56
2020 | MAPP_US_2_RMPA | MAPP_US | RMPA | External | Shoulder | B14 | 900 | 200 | 200 | 57.23 | 70.27 | 8 | 5.04
2020 | MAPP_US_2_RMPA | MAPP_US | RMPA | External | Shoulder | B15 | 1203 | 200 | 200 | 51.9 | 66.77 | 8 | 6.87
2020 | MAPP_US_2_RMPA | MAPP_US | RMPA | External | Summer | B1 | 10 | 200 | 0 | 98.41 | 103.44 | 8 | 0
2020 | MAPP_US_2_RMPA | MAPP_US | RMPA | External | Summer | B2 | 25 | 200 | 200 | 95.05 | 103.44 | 8 | 0.4
2020 | MAPP_US_2_RMPA | MAPP_US | RMPA | External | Summer | B3 | 75 | 200 | 200 | 92.03 | 102.06 | 8 | 2.03
2020 | MAPP_US_2_RMPA | MAPP_US | RMPA | External | Summer | B4 | 100 | 200 | 0 | 92.03 | 97.24 | 8 | 0
2020 | MAPP_US_2_RMPA | MAPP_US | RMPA | External | Summer | B5 | 200 | 200 | 0 | 89.1 | 91.26 | 8 | 0
2020 | MAPP_US_2_RMPA | MAPP_US | RMPA | External | Summer | B6 | 300 | 200 | 0 | 78.6 | 83.09 | 8 | 0
2020 | MAPP_US_2_RMPA | MAPP_US | RMPA | External | Summer | B7 | 400 | 200 | 0 | 62.67 | 69.67 | 8 | 0
2020 | MAPP_US_2_RMPA | MAPP_US | RMPA | External | Summer | B8 | 500 | 200 | 200 | 55.89 | 68.5 | 8 | 4.61
2020 | MAPP_US_2_RMPA | MAPP_US | RMPA | External | Summer | B9 | 800 | 200 | 200 | 53.78 | 66.76 | 8 | 4.99
2020 | MAPP_US_2_RMPA | MAPP_US | RMPA | External | Summer | B10 | 1262 | 200 | 200 | 53.78 | 66.76 | 8 | 4.99
2020 | MAPP_US_2_RMPA | MAPP_US | RMPA | External | Winter | B16 | 25 | 200 | 200 | 59.65 | 77.97 | 8 | 10.32
2020 | MAPP_US_2_RMPA | MAPP_US | RMPA | External | Winter | B17 | 100 | 200 | 200 | 60.07 | 73.61 | 8 | 5.54
2020 | MAPP_US_2_RMPA | MAPP_US | RMPA | External | Winter | B18 | 400 | 200 | 200 | 60.07 | 73.61 | 8 | 5.54
2020 | MAPP_US_2_RMPA | MAPP_US | RMPA | External | Winter | B19 | 700 | 200 | 200 | 60.07 | 73.61 | 8 | 5.54
2020 | MAPP_US_2_RMPA | MAPP_US | RMPA | External | Winter | B20 | 935 | 200 | 0 | 55.45 | 62.46 | 8 | 0
2020 | NE_2_RMPA | NE | RMPA | External | Shoulder | B11 | 25 | 310 | 0 | 76.57 | 70.27 | 5 | 0
2020 | NE_2_RMPA | NE | RMPA | External | Shoulder | B12 | 200 | 310 | 310 | 63.18 | 70.27 | 5 | 2.09
2020 | NE_2_RMPA | NE | RMPA | External | Shoulder | B13 | 600 | 310 | 310 | 59.71 | 70.27 | 5 | 5.56
2020 | NE_2_RMPA | NE | RMPA | External | Shoulder | B14 | 900 | 310 | 310 | 57.71 | 70.27 | 5 | 7.56
2020 | NE_2_RMPA | NE | RMPA | External | Shoulder | B15 | 1203 | 310 | 310 | 41.8 | 66.77 | 5 | 19.98
2020 | NE_2_RMPA | NE | RMPA | External | Summer | B1 | 10 | 310 | 0 | 100.41 | 103.44 | 5 | 0
2020 | NE_2_RMPA | NE | RMPA | External | Summer | B2 | 25 | 310 | 310 | 97.05 | 103.44 | 5 | 1.4
2020 | NE_2_RMPA | NE | RMPA | External | Summer | B3 | 75 | 310 | 310 | 97.05 | 102.06 | 5 | 0.01
2020 | NE_2_RMPA | NE | RMPA | External | Summer | B4 | 100 | 310 | 0 | 94.03 | 97.24 | 5 | 0
2020 | NE_2_RMPA | NE | RMPA | External | Summer | B5 | 200 | 310 | 0 | 91.1 | 91.26 | 5 | 0
2020 | NE_2_RMPA | NE | RMPA | External | Summer | B6 | 300 | 310 | 0 | 80.6 | 83.09 | 5 | 0
2020 | NE_2_RMPA | NE | RMPA | External | Summer | B7 | 400 | 310 | 55.53 | 64.67 | 69.67 | 5 | 0
2020 | NE_2_RMPA | NE | RMPA | External | Summer | B8 | 500 | 310 | 310 | 57.89 | 68.5 | 5 | 5.61
2020 | NE_2_RMPA | NE | RMPA | External | Summer | B9 | 800 | 310 | 310 | 55.74 | 66.76 | 5 | 6.02
2020 | NE_2_RMPA | NE | RMPA | External | Summer | B10 | 1262 | 310 | 310 | 53.82 | 66.76 | 5 | 7.94
2020 | NE_2_RMPA | NE | RMPA | External | Winter | B16 | 25 | 310 | 310 | 54.65 | 77.97 | 5 | 18.32
2020 | NE_2_RMPA | NE | RMPA | External | Winter | B17 | 100 | 310 | 310 | 60.59 | 73.61 | 5 | 8.02
2020 | NE_2_RMPA | NE | RMPA | External | Winter | B18 | 400 | 310 | 310 | 61.67 | 73.61 | 5 | 6.94
2020 | NE_2_RMPA | NE | RMPA | External | Winter | B19 | 700 | 310 | 310 | 61.67 | 73.61 | 5 | 6.94
2020 | NE_2_RMPA | NE | RMPA | External | Winter | B20 | 935 | 310 | 310 | 55.63 | 62.46 | 5 | 1.83
2020 | NWPP_Coal_2_MAPP_US | NWPP_Coal | MAPP_US | External | Shoulder | B11 | 25 | 150 | 0 | 74.94 | 74.57 | 8 | 0
2020 | NWPP_Coal_2_MAPP_US | NWPP_Coal | MAPP_US | External | Shoulder | B12 | 200 | 150 | 0 | 74.94 | 61.18 | 8 | 0
2020 | NWPP_Coal_2_MAPP_US | NWPP_Coal | MAPP_US | External | Shoulder | B13 | 600 | 150 | 0 | 74.94 | 57.71 | 8 | 0
2020 | NWPP_Coal_2_MAPP_US | NWPP_Coal | MAPP_US | External | Shoulder | B14 | 900 | 150 | 0 | 74.94 | 57.23 | 8 | 0
2020 | NWPP_Coal_2_MAPP_US | NWPP_Coal | MAPP_US | External | Shoulder | B15 | 1203 | 150 | 0 | 74.94 | 51.9 | 8 | 0
2020 | NWPP_Coal_2_MAPP_US | NWPP_Coal | MAPP_US | External | Summer | B1 | 10 | 150 | 150 | 79.06 | 98.41 | 8 | 11.35
2020 | NWPP_Coal_2_MAPP_US | NWPP_Coal | MAPP_US | External | Summer | B2 | 25 | 150 | 150 | 74.93 | 95.05 | 8 | 12.12
2020 | NWPP_Coal_2_MAPP_US | NWPP_Coal | MAPP_US | External | Summer | B3 | 75 | 150 | 150 | 74.93 | 92.03 | 8 | 9.1
2020 | NWPP_Coal_2_MAPP_US | NWPP_Coal | MAPP_US | External | Summer | B4 | 100 | 150 | 150 | 74.93 | 92.03 | 8 | 9.1
2020 | NWPP_Coal_2_MAPP_US | NWPP_Coal | MAPP_US | External | Summer | B5 | 200 | 150 | 150 | 74.93 | 89.1 | 8 | 6.17
2020 | NWPP_Coal_2_MAPP_US | NWPP_Coal | MAPP_US | External | Summer | B6 | 300 | 150 | 0 | 74.93 | 78.6 | 8 | 0
2020 | NWPP_Coal_2_MAPP_US | NWPP_Coal | MAPP_US | External | Summer | B7 | 400 | 150 | 0 | 74.93 | 62.67 | 8 | 0
2020 | NWPP_Coal_2_MAPP_US | NWPP_Coal | MAPP_US | External | Summer | B8 | 500 | 150 | 0 | 74.93 | 55.89 | 8 | 0
2020 | NWPP_Coal_2_MAPP_US | NWPP_Coal | MAPP_US | External | Summer | B9 | 800 | 150 | 0 | 74.93 | 53.78 | 8 | 0
2020 | NWPP_Coal_2_MAPP_US | NWPP_Coal | MAPP_US | External | Summer | B10 | 1262 | 150 | 0 | 74.93 | 53.78 | 8 | 0
2020 | NWPP_Coal_2_MAPP_US | NWPP_Coal | MAPP_US | External | Winter | B16 | 25 | 150 | 0 | 78.06 | 59.65 | 8 | 0
2020 | NWPP_Coal_2_MAPP_US | NWPP_Coal | MAPP_US | External | Winter | B17 | 100 | 150 | 0 | 78.06 | 60.07 | 8 | 0
2020 | NWPP_Coal_2_MAPP_US | NWPP_Coal | MAPP_US | External | Winter | B18 | 400 | 150 | 0 | 78.06 | 60.07 | 8 | 0
2020 | NWPP_Coal_2_MAPP_US | NWPP_Coal | MAPP_US | External | Winter | B19 | 700 | 150 | 0 | 78.06 | 60.07 | 8 | 0
2020 | NWPP_Coal_2_MAPP_US | NWPP_Coal | MAPP_US | External | Winter | B20 | 935 | 150 | 0 | 78.06 | 55.45 | 8 | 0
2020 | RMPA_2_MAPP_US | RMPA | MAPP_US | External | Shoulder | B11 | 25 | 200 | 0 | 70.27 | 74.57 | 8 | 0
2020 | RMPA_2_MAPP_US | RMPA | MAPP_US | External | Shoulder | B12 | 200 | 200 | 0 | 70.27 | 61.18 | 8 | 0
2020 | RMPA_2_MAPP_US | RMPA | MAPP_US | External | Shoulder | B13 | 600 | 200 | 0 | 70.27 | 57.71 | 8 | 0
2020 | RMPA_2_MAPP_US | RMPA | MAPP_US | External | Shoulder | B14 | 900 | 200 | 0 | 70.27 | 57.23 | 8 | 0
2020 | RMPA_2_MAPP_US | RMPA | MAPP_US | External | Shoulder | B15 | 1203 | 200 | 0 | 66.77 | 51.9 | 8 | 0
2020 | RMPA_2_MAPP_US | RMPA | MAPP_US | External | Summer | B1 | 10 | 200 | 0 | 103.44 | 98.41 | 8 | 0
2020 | RMPA_2_MAPP_US | RMPA | MAPP_US | External | Summer | B2 | 25 | 200 | 0 | 103.44 | 95.05 | 8 | 0
2020 | RMPA_2_MAPP_US | RMPA | MAPP_US | External | Summer | B3 | 75 | 200 | 0 | 102.06 | 92.03 | 8 | 0
2020 | RMPA_2_MAPP_US | RMPA | MAPP_US | External | Summer | B4 | 100 | 200 | 0 | 97.24 | 92.03 | 8 | 0
2020 | RMPA_2_MAPP_US | RMPA | MAPP_US | External | Summer | B5 | 200 | 200 | 0 | 91.26 | 89.1 | 8 | 0
2020 | RMPA_2_MAPP_US | RMPA | MAPP_US | External | Summer | B6 | 300 | 200 | 0 | 83.09 | 78.6 | 8 | 0
2020 | RMPA_2_MAPP_US | RMPA | MAPP_US | External | Summer | B7 | 400 | 200 | 0 | 69.67 | 62.67 | 8 | 0
2020 | RMPA_2_MAPP_US | RMPA | MAPP_US | External | Summer | B8 | 500 | 200 | 0 | 68.5 | 55.89 | 8 | 0
2020 | RMPA_2_MAPP_US | RMPA | MAPP_US | External | Summer | B9 | 800 | 200 | 0 | 66.76 | 53.78 | 8 | 0
2020 | RMPA_2_MAPP_US | RMPA | MAPP_US | External | Summer | B10 | 1262 | 200 | 0 | 66.76 | 53.78 | 8 | 0
2020 | RMPA_2_MAPP_US | RMPA | MAPP_US | External | Winter | B16 | 25 | 200 | 0 | 77.97 | 59.65 | 8 | 0
2020 | RMPA_2_MAPP_US | RMPA | MAPP_US | External | Winter | B17 | 100 | 200 | 0 | 73.61 | 60.07 | 8 | 0
2020 | RMPA_2_MAPP_US | RMPA | MAPP_US | External | Winter | B18 | 400 | 200 | 0 | 73.61 | 60.07 | 8 | 0
2020 | RMPA_2_MAPP_US | RMPA | MAPP_US | External | Winter | B19 | 700 | 200 | 0 | 73.61 | 60.07 | 8 | 0
2020 | RMPA_2_MAPP_US | RMPA | MAPP_US | External | Winter | B20 | 935 | 200 | 0 | 62.46 | 55.45 | 8 | 0
2020 | RMPA_2_NE | RMPA | NE | External | Shoulder | B11 | 25 | 310 | 0 | 70.27 | 76.57 | 8 | 0
2020 | RMPA_2_NE | RMPA | NE | External | Shoulder | B12 | 200 | 310 | 0 | 70.27 | 63.18 | 8 | 0
2020 | RMPA_2_NE | RMPA | NE | External | Shoulder | B13 | 600 | 310 | 0 | 70.27 | 59.71 | 8 | 0
2020 | RMPA_2_NE | RMPA | NE | External | Shoulder | B14 | 900 | 310 | 0 | 70.27 | 57.71 | 8 | 0
2020 | RMPA_2_NE | RMPA | NE | External | Shoulder | B15 | 1203 | 310 | 0 | 66.77 | 41.8 | 8 | 0
2020 | RMPA_2_NE | RMPA | NE | External | Summer | B1 | 10 | 310 | 0 | 103.44 | 100.41 | 8 | 0
2020 | RMPA_2_NE | RMPA | NE | External | Summer | B2 | 25 | 310 | 0 | 103.44 | 97.05 | 8 | 0
2020 | RMPA_2_NE | RMPA | NE | External | Summer | B3 | 75 | 310 | 0 | 102.06 | 97.05 | 8 | 0
2020 | RMPA_2_NE | RMPA | NE | External | Summer | B4 | 100 | 310 | 0 | 97.24 | 94.03 | 8 | 0
2020 | RMPA_2_NE | RMPA | NE | External | Summer | B5 | 200 | 310 | 0 | 91.26 | 91.1 | 8 | 0
2020 | RMPA_2_NE | RMPA | NE | External | Summer | B6 | 300 | 310 | 0 | 83.09 | 80.6 | 8 | 0
2020 | RMPA_2_NE | RMPA | NE | External | Summer | B7 | 400 | 310 | 0 | 69.67 | 64.67 | 8 | 0
2020 | RMPA_2_NE | RMPA | NE | External | Summer | B8 | 500 | 310 | 0 | 68.5 | 57.89 | 8 | 0
2020 | RMPA_2_NE | RMPA | NE | External | Summer | B9 | 800 | 310 | 0 | 66.76 | 55.74 | 8 | 0
2020 | RMPA_2_NE | RMPA | NE | External | Summer | B10 | 1262 | 310 | 0 | 66.76 | 53.82 | 8 | 0
2020 | RMPA_2_NE | RMPA | NE | External | Winter | B16 | 25 | 310 | 0 | 77.97 | 54.65 | 8 | 0
2020 | RMPA_2_NE | RMPA | NE | External | Winter | B17 | 100 | 310 | 0 | 73.61 | 60.59 | 8 | 0
2020 | RMPA_2_NE | RMPA | NE | External | Winter | B18 | 400 | 310 | 0 | 73.61 | 61.67 | 8 | 0
2020 | RMPA_2_NE | RMPA | NE | External | Winter | B19 | 700 | 310 | 0 | 73.61 | 61.67 | 8 | 0
2020 | RMPA_2_NE | RMPA | NE | External | Winter | B20 | 935 | 310 | 0 | 62.46 | 55.63 | 8 | 0
2020 | RMPA_2_SPP_N | RMPA | SPP_N | External | Shoulder | B11 | 25 | 210 | 0 | 70.27 | 70.61 | 8 | 0
2020 | RMPA_2_SPP_N | RMPA | SPP_N | External | Shoulder | B12 | 200 | 210 | 0 | 70.27 | 63.19 | 8 | 0
2020 | RMPA_2_SPP_N | RMPA | SPP_N | External | Shoulder | B13 | 600 | 210 | 0 | 70.27 | 60.43 | 8 | 0
2020 | RMPA_2_SPP_N | RMPA | SPP_N | External | Shoulder | B14 | 900 | 210 | 0 | 70.27 | 57.73 | 8 | 0
2020 | RMPA_2_SPP_N | RMPA | SPP_N | External | Shoulder | B15 | 1203 | 210 | 0 | 66.77 | 40.07 | 8 | 0
2020 | RMPA_2_SPP_N | RMPA | SPP_N | External | Summer | B1 | 10 | 210 | 0 | 103.44 | 89.73 | 8 | 0
2020 | RMPA_2_SPP_N | RMPA | SPP_N | External | Summer | B2 | 25 | 210 | 0 | 103.44 | 97.06 | 8 | 0
2020 | RMPA_2_SPP_N | RMPA | SPP_N | External | Summer | B3 | 75 | 210 | 0 | 102.06 | 97.06 | 8 | 0
2020 | RMPA_2_SPP_N | RMPA | SPP_N | External | Summer | B4 | 100 | 210 | 0 | 97.24 | 94.04 | 8 | 0
2020 | RMPA_2_SPP_N | RMPA | SPP_N | External | Summer | B5 | 200 | 210 | 0 | 91.26 | 91.11 | 8 | 0
2020 | RMPA_2_SPP_N | RMPA | SPP_N | External | Summer | B6 | 300 | 210 | 0 | 83.09 | 80.61 | 8 | 0
2020 | RMPA_2_SPP_N | RMPA | SPP_N | External | Summer | B7 | 400 | 210 | 0 | 69.67 | 66.29 | 8 | 0
2020 | RMPA_2_SPP_N | RMPA | SPP_N | External | Summer | B8 | 500 | 210 | 0 | 68.5 | 63.86 | 8 | 0
2020 | RMPA_2_SPP_N | RMPA | SPP_N | External | Summer | B9 | 800 | 210 | 0 | 66.76 | 61.33 | 8 | 0
2020 | RMPA_2_SPP_N | RMPA | SPP_N | External | Summer | B10 | 1262 | 210 | 0 | 66.76 | 59.05 | 8 | 0
2020 | RMPA_2_SPP_N | RMPA | SPP_N | External | Winter | B16 | 25 | 210 | 0 | 77.97 | 68.02 | 8 | 0
2020 | RMPA_2_SPP_N | RMPA | SPP_N | External | Winter | B17 | 100 | 210 | 0 | 73.61 | 64.68 | 8 | 0
2020 | RMPA_2_SPP_N | RMPA | SPP_N | External | Winter | B18 | 400 | 210 | 0 | 73.61 | 63.03 | 8 | 0
2020 | RMPA_2_SPP_N | RMPA | SPP_N | External | Winter | B19 | 700 | 210 | 0 | 73.61 | 61.68 | 8 | 0
2020 | RMPA_2_SPP_N | RMPA | SPP_N | External | Winter | B20 | 935 | 210 | 0 | 62.46 | 55.64 | 8 | 0
2020 | SPP_N_2_RMPA | SPP_N | RMPA | External | Shoulder | B11 | 25 | 210 | 0 | 70.61 | 70.27 | 5 | 0
2020 | SPP_N_2_RMPA | SPP_N | RMPA | External | Shoulder | B12 | 200 | 210 | 210 | 63.19 | 70.27 | 5 | 2.08
2020 | SPP_N_2_RMPA | SPP_N | RMPA | External | Shoulder | B13 | 600 | 210 | 210 | 60.43 | 70.27 | 5 | 4.84
2020 | SPP_N_2_RMPA | SPP_N | RMPA | External | Shoulder | B14 | 900 | 210 | 210 | 57.73 | 70.27 | 5 | 7.54
2020 | SPP_N_2_RMPA | SPP_N | RMPA | External | Shoulder | B15 | 1203 | 210 | 210 | 40.07 | 66.77 | 5 | 21.7
2020 | SPP_N_2_RMPA | SPP_N | RMPA | External | Summer | B1 | 10 | 210 | 210 | 89.73 | 103.44 | 5 | 8.72
2020 | SPP_N_2_RMPA | SPP_N | RMPA | External | Summer | B2 | 25 | 210 | 210 | 97.06 | 103.44 | 5 | 1.39
2020 | SPP_N_2_RMPA | SPP_N | RMPA | External | Summer | B3 | 75 | 210 | 159.29 | 97.06 | 102.06 | 5 | 0
2020 | SPP_N_2_RMPA | SPP_N | RMPA | External | Summer | B4 | 100 | 210 | 0 | 94.04 | 97.24 | 5 | 0
2020 | SPP_N_2_RMPA | SPP_N | RMPA | External | Summer | B5 | 200 | 210 | 0 | 91.11 | 91.26 | 5 | 0
2020 | SPP_N_2_RMPA | SPP_N | RMPA | External | Summer | B6 | 300 | 210 | 0 | 80.61 | 83.09 | 5 | 0
2020 | SPP_N_2_RMPA | SPP_N | RMPA | External | Summer | B7 | 400 | 210 | 0 | 66.29 | 69.67 | 5 | 0
2020 | SPP_N_2_RMPA | SPP_N | RMPA | External | Summer | B8 | 500 | 210 | 0 | 63.86 | 68.5 | 5 | 0
2020 | SPP_N_2_RMPA | SPP_N | RMPA | External | Summer | B9 | 800 | 210 | 210 | 61.33 | 66.76 | 5 | 0.43
2020 | SPP_N_2_RMPA | SPP_N | RMPA | External | Summer | B10 | 1262 | 210 | 210 | 59.05 | 66.76 | 5 | 2.71
2020 | SPP_N_2_RMPA | SPP_N | RMPA | External | Winter | B16 | 25 | 210 | 210 | 68.02 | 77.97 | 5 | 4.95
2020 | SPP_N_2_RMPA | SPP_N | RMPA | External | Winter | B17 | 100 | 210 | 210 | 64.68 | 73.61 | 5 | 3.93
2020 | SPP_N_2_RMPA | SPP_N | RMPA | External | Winter | B18 | 400 | 210 | 210 | 63.03 | 73.61 | 5 | 5.58
2020 | SPP_N_2_RMPA | SPP_N | RMPA | External | Winter | B19 | 700 | 210 | 210 | 61.68 | 73.61 | 5 | 6.93
2020 | SPP_N_2_RMPA | SPP_N | RMPA | External | Winter | B20 | 935 | 210 | 210 | 55.64 | 62.46 | 5 | 1.82
2020 | SPP_S_2_ERCOT | SPP_S | ERCOT | External | Shoulder | B11 | 25 | 800 | 800 | 70.59 | 95.83 | 5 | 20.23
2020 | SPP_S_2_ERCOT | SPP_S | ERCOT | External | Shoulder | B12 | 200 | 800 | 800 | 63.21 | 69.2 | 5 | 0.99
2020 | SPP_S_2_ERCOT | SPP_S | ERCOT | External | Shoulder | B13 | 600 | 800 | 0 | 60.43 | 65.2 | 5 | 0
2020 | SPP_S_2_ERCOT | SPP_S | ERCOT | External | Shoulder | B14 | 900 | 800 | 800 | 57.73 | 65.2 | 5 | 2.48
2020 | SPP_S_2_ERCOT | SPP_S | ERCOT | External | Shoulder | B15 | 1203 | 800 | 800 | 38.46 | 65.2 | 5 | 21.74
2020 | SPP_S_2_ERCOT | SPP_S | ERCOT | External | Summer | B1 | 10 | 800 | 800 | 64.02 | 751.19 | 5 | 682.17
2020 | SPP_S_2_ERCOT | SPP_S | ERCOT | External | Summer | B2 | 25 | 800 | 800 | 92.77 | 108.12 | 5 | 10.36
2020 | SPP_S_2_ERCOT | SPP_S | ERCOT | External | Summer | B3 | 75 | 800 | 800 | 97.06 | 108.12 | 5 | 6.07
2020 | SPP_S_2_ERCOT | SPP_S | ERCOT | External | Summer | B4 | 100 | 800 | 34.22 | 93.55 | 98.55 | 5 | 0
2020 | SPP_S_2_ERCOT | SPP_S | ERCOT | External | Summer | B5 | 200 | 800 | 0 | 91.11 | 94.13 | 5 | 0
2020 | SPP_S_2_ERCOT | SPP_S | ERCOT | External | Summer | B6 | 300 | 800 | 800 | 80.61 | 94.13 | 5 | 8.52
2020 | SPP_S_2_ERCOT | SPP_S | ERCOT | External | Summer | B7 | 400 | 800 | 0 | 66.31 | 69.94 | 5 | 0
2020 | SPP_S_2_ERCOT | SPP_S | ERCOT | External | Summer | B8 | 500 | 800 | 0 | 63.87 | 64.06 | 5 | 0
2020 | SPP_S_2_ERCOT | SPP_S | ERCOT | External | Summer | B9 | 800 | 800 | 0 | 62.71 | 64.06 | 5 | 0
2020 | SPP_S_2_ERCOT | SPP_S | ERCOT | External | Summer | B10 | 1262 | 800 | 599.78 | 59.06 | 64.06 | 5 | 0
2020 | SPP_S_2_ERCOT | SPP_S | ERCOT | External | Winter | B16 | 25 | 800 | 800 | 68.03 | 73.89 | 5 | 0.86
2020 | SPP_S_2_ERCOT | SPP_S | ERCOT | External | Winter | B17 | 100 | 800 | 80.45 | 64.69 | 69.69 | 5 | 0
2020 | SPP_S_2_ERCOT | SPP_S | ERCOT | External | Winter | B18 | 400 | 800 | 0 | 63.04 | 67.67 | 5 | 0
2020 | SPP_S_2_ERCOT | SPP_S | ERCOT | External | Winter | B19 | 700 | 800 | 800 | 61.69 | 67.67 | 5 | 0.97
2020 | SPP_S_2_ERCOT | SPP_S | ERCOT | External | Winter | B20 | 935 | 800 | 800 | 55.65 | 67.67 | 5 | 7.02
2025 | AZ_NM_SNV_Coal_2_SPP_S | AZ_NM_SNV_Coal | SPP_S | External | Shoulder | B11 | 25 | 400 | 0 | 72.47 | 73.92 | 8.17 | 0
2025 | AZ_NM_SNV_Coal_2_SPP_S | AZ_NM_SNV_Coal | SPP_S | External | Shoulder | B12 | 200 | 400 | 0 | 72.47 | 66.63 | 8.17 | 0
2025 | AZ_NM_SNV_Coal_2_SPP_S | AZ_NM_SNV_Coal | SPP_S | External | Shoulder | B13 | 600 | 400 | 0 | 72.47 | 64.94 | 8.17 | 0
2025 | AZ_NM_SNV_Coal_2_SPP_S | AZ_NM_SNV_Coal | SPP_S | External | Shoulder | B14 | 900 | 400 | 0 | 72.47 | 0.01 | 8.17 | 0
2025 | AZ_NM_SNV_Coal_2_SPP_S | AZ_NM_SNV_Coal | SPP_S | External | Shoulder | B15 | 1203 | 400 | 0 | 72.47 | 0.01 | 8.17 | 0
2025 | AZ_NM_SNV_Coal_2_SPP_S | AZ_NM_SNV_Coal | SPP_S | External | Summer | B1 | 10 | 400 | 0 | 751.2 | 69.08 | 8.17 | 0
2025 | AZ_NM_SNV_Coal_2_SPP_S | AZ_NM_SNV_Coal | SPP_S | External | Summer | B2 | 25 | 400 | 0 | 167.72 | 112.64 | 8.17 | 0
2025 | AZ_NM_SNV_Coal_2_SPP_S | AZ_NM_SNV_Coal | SPP_S | External | Summer | B3 | 75 | 400 | 0 | 131.55 | 114.74 | 8.17 | 0
2025 | AZ_NM_SNV_Coal_2_SPP_S | AZ_NM_SNV_Coal | SPP_S | External | Summer | B4 | 100 | 400 | 0 | 120.14 | 108.3 | 8.17 | 0
2025 | AZ_NM_SNV_Coal_2_SPP_S | AZ_NM_SNV_Coal | SPP_S | External | Summer | B5 | 200 | 400 | 0 | 100.07 | 104.49 | 8.17 | 0
2025 | AZ_NM_SNV_Coal_2_SPP_S | AZ_NM_SNV_Coal | SPP_S | External | Summer | B6 | 300 | 400 | 271.65 | 90.44 | 98.6 | 8.17 | 0
2025 | AZ_NM_SNV_Coal_2_SPP_S | AZ_NM_SNV_Coal | SPP_S | External | Summer | B7 | 400 | 400 | 0 | 78.84 | 76.89 | 8.17 | 0
2025 | AZ_NM_SNV_Coal_2_SPP_S | AZ_NM_SNV_Coal | SPP_S | External | Summer | B8 | 500 | 400 | 0 | 78.84 | 68.93 | 8.17 | 0
2025 | AZ_NM_SNV_Coal_2_SPP_S | AZ_NM_SNV_Coal | SPP_S | External | Summer | B9 | 800 | 400 | 0 | 78.84 | 66.62 | 8.17 | 0
2025 | AZ_NM_SNV_Coal_2_SPP_S | AZ_NM_SNV_Coal | SPP_S | External | Summer | B10 | 1262 | 400 | 0 | 70.66 | 57.19 | 8.17 | 0
2025 | AZ_NM_SNV_Coal_2_SPP_S | AZ_NM_SNV_Coal | SPP_S | External | Winter | B16 | 25 | 400 | 0 | 75.83 | 18.38 | 8.17 | 0
2025 | AZ_NM_SNV_Coal_2_SPP_S | AZ_NM_SNV_Coal | SPP_S | External | Winter | B17 | 100 | 400 | 0 | 75.83 | 47.32 | 8.17 | 0
2025 | AZ_NM_SNV_Coal_2_SPP_S | AZ_NM_SNV_Coal | SPP_S | External | Winter | B18 | 400 | 400 | 0 | 75.83 | 67.79 | 8.17 | 0
2025 | AZ_NM_SNV_Coal_2_SPP_S | AZ_NM_SNV_Coal | SPP_S | External | Winter | B19 | 700 | 400 | 0 | 75.83 | 65.47 | 8.17 | 0
2025 | AZ_NM_SNV_Coal_2_SPP_S | AZ_NM_SNV_Coal | SPP_S | External | Winter | B20 | 935 | 400 | 0 | 75.83 | 0.02 | 8.17 | 0
2025 | ERCOT_2_SPP_S | ERCOT | SPP_S | External | Shoulder | B11 | 25 | 800 | 0 | 81.97 | 73.92 | 8 | 0
2025 | ERCOT_2_SPP_S | ERCOT | SPP_S | External | Shoulder | B12 | 200 | 800 | 0 | 70.39 | 66.63 | 8 | 0
2025 | ERCOT_2_SPP_S | ERCOT | SPP_S | External | Shoulder | B13 | 600 | 800 | 0 | 70.39 | 64.94 | 8 | 0
2025 | ERCOT_2_SPP_S | ERCOT | SPP_S | External | Shoulder | B14 | 900 | 800 | 0 | 70.39 | 0.01 | 8 | 0
2025 | ERCOT_2_SPP_S | ERCOT | SPP_S | External | Shoulder | B15 | 1203 | 800 | 0 | 68.9 | 0.01 | 8 | 0
2025 | ERCOT_2_SPP_S | ERCOT | SPP_S | External | Summer | B1 | 10 | 800 | 0 | 751.19 | 69.08 | 8 | 0
2025 | ERCOT_2_SPP_S | ERCOT | SPP_S | External | Summer | B2 | 25 | 800 | 0 | 751.19 | 112.64 | 8 | 0
2025 | ERCOT_2_SPP_S | ERCOT | SPP_S | External | Summer | B3 | 75 | 800 | 0 | 395.09 | 114.74 | 8 | 0
2025 | ERCOT_2_SPP_S | ERCOT | SPP_S | External | Summer | B4 | 100 | 800 | 0 | 116.34 | 108.3 | 8 | 0
2025 | ERCOT_2_SPP_S | ERCOT | SPP_S | External | Summer | B5 | 200 | 800 | 0 | 109.49 | 104.49 | 8 | 0
2025 | ERCOT_2_SPP_S | ERCOT | SPP_S | External | Summer | B6 | 300 | 800 | 800 | 81.97 | 98.6 | 8 | 8.63
2025 | ERCOT_2_SPP_S | ERCOT | SPP_S | External | Summer | B7 | 400 | 800 | 0 | 75.5 | 76.89 | 8 | 0
2025 | ERCOT_2_SPP_S | ERCOT | SPP_S | External | Summer | B8 | 500 | 800 | 0 | 69.14 | 68.93 | 8 | 0
2025 | ERCOT_2_SPP_S | ERCOT | SPP_S | External | Summer | B9 | 800 | 800 | 0 | 69.14 | 66.62 | 8 | 0
2025 | ERCOT_2_SPP_S | ERCOT | SPP_S | External | Summer | B10 | 1262 | 800 | 0 | 69.14 | 57.19 | 8 | 0
2025 | ERCOT_2_SPP_S | ERCOT | SPP_S | External | Winter | B16 | 25 | 800 | 0 | 73.11 | 18.38 | 8 | 0
2025 | ERCOT_2_SPP_S | ERCOT | SPP_S | External | Winter | B17 | 100 | 800 | 0 | 73.11 | 47.32 | 8 | 0
2025 | ERCOT_2_SPP_S | ERCOT | SPP_S | External | Winter | B18 | 400 | 800 | 0 | 73.11 | 67.79 | 8 | 0
2025 | ERCOT_2_SPP_S | ERCOT | SPP_S | External | Winter | B19 | 700 | 800 | 0 | 73.11 | 65.47 | 8 | 0
2025 | ERCOT_2_SPP_S | ERCOT | SPP_S | External | Winter | B20 | 935 | 800 | 0 | 70.99 | 0.02 | 8 | 0
2025 | MAPP_US_2_RMPA | MAPP_US | RMPA | External | Shoulder | B11 | 25 | 200 | 0 | 71.92 | 76.42 | 8 | 0
2025 | MAPP_US_2_RMPA | MAPP_US | RMPA | External | Shoulder | B12 | 200 | 200 | 200 | 64.62 | 76.42 | 8 | 3.81
2025 | MAPP_US_2_RMPA | MAPP_US | RMPA | External | Shoulder | B13 | 600 | 200 | 200 | 62.92 | 76.42 | 8 | 5.51
2025 | MAPP_US_2_RMPA | MAPP_US | RMPA | External | Shoulder | B14 | 900 | 200 | 200 | 53.27 | 76.42 | 8 | 15.15
2025 | MAPP_US_2_RMPA | MAPP_US | RMPA | External | Shoulder | B15 | 1203 | 200 | 200 | 5.01 | 76.42 | 8 | 63.41
2025 | MAPP_US_2_RMPA | MAPP_US | RMPA | External | Summer | B1 | 10 | 200 | 0 | 141.48 | 128.48 | 8 | 0
2025 | MAPP_US_2_RMPA | MAPP_US | RMPA | External | Summer | B2 | 25 | 200 | 0 | 110.64 | 111.97 | 8 | 0
2025 | MAPP_US_2_RMPA | MAPP_US | RMPA | External | Summer | B3 | 75 | 200 | 0 | 106.52 | 111.97 | 8 | 0
2025 | MAPP_US_2_RMPA | MAPP_US | RMPA | External | Summer | B4 | 100 | 200 | 200 | 102.29 | 111.97 | 8 | 1.68
2025 | MAPP_US_2_RMPA | MAPP_US | RMPA | External | Summer | B5 | 200 | 200 | 197.01 | 100.23 | 108.23 | 8 | 0
2025 | MAPP_US_2_RMPA | MAPP_US | RMPA | External | Summer | B6 | 300 | 200 | 0 | 96.59 | 101.61 | 8 | 0
2025 | MAPP_US_2_RMPA | MAPP_US | RMPA | External | Summer | B7 | 400 | 200 | 200 | 74.88 | 86.99 | 8 | 4.11
2025 | MAPP_US_2_RMPA | MAPP_US | RMPA | External | Summer | B8 | 500 | 200 | 200 | 63.21 | 74.43 | 8 | 3.22
2025 | MAPP_US_2_RMPA | MAPP_US | RMPA | External | Summer | B9 | 800 | 200 | 200 | 60.08 | 74.43 | 8 | 6.34
2025 | MAPP_US_2_RMPA | MAPP_US | RMPA | External | Summer | B10 | 1262 | 200 | 200 | 52.64 | 74.43 | 8 | 13.79
2025 | MAPP_US_2_RMPA | MAPP_US | RMPA | External | Winter | B16 | 25 | 200 | 200 | 5.01 | 84.25 | 8 | 71.24
2025 | MAPP_US_2_RMPA | MAPP_US | RMPA | External | Winter | B17 | 100 | 200 | 200 | 33.31 | 80.16 | 8 | 38.85
2025 | MAPP_US_2_RMPA | MAPP_US | RMPA | External | Winter | B18 | 400 | 200 | 200 | 64.44 | 80.16 | 8 | 7.72
2025 | MAPP_US_2_RMPA | MAPP_US | RMPA | External | Winter | B19 | 700 | 200 | 200 | 63.46 | 80.16 | 8 | 8.7
2025 | MAPP_US_2_RMPA | MAPP_US | RMPA | External | Winter | B20 | 935 | 200 | 200 | 5.23 | 80.16 | 8 | 66.93
2025 | NE_2_RMPA | NE | RMPA | External | Shoulder | B11 | 25 | 310 | 0 | 73.92 | 76.42 | 5 | 0
2025 | NE_2_RMPA | NE | RMPA | External | Shoulder | B12 | 200 | 310 | 310 | 66.62 | 76.42 | 5 | 4.81
2025 | NE_2_RMPA | NE | RMPA | External | Shoulder | B13 | 600 | 310 | 310 | 57.92 | 76.42 | 5 | 13.51
2025 | NE_2_RMPA | NE | RMPA | External | Shoulder | B14 | 900 | 310 | 310 | 11.68 | 76.42 | 5 | 59.75
2025 | NE_2_RMPA | NE | RMPA | External | Shoulder | B15 | 1203 | 310 | 310 | 0.01 | 76.42 | 5 | 71.41
2025 | NE_2_RMPA | NE | RMPA | External | Summer | B1 | 10 | 310 | 0 | 136.48 | 128.48 | 5 | 0
2025 | NE_2_RMPA | NE | RMPA | External | Summer | B2 | 25 | 310 | 0 | 112.64 | 111.97 | 5 | 0
2025 | NE_2_RMPA | NE | RMPA | External | Summer | B3 | 75 | 310 | 0 | 108.52 | 111.97 | 5 | 0
2025 | NE_2_RMPA | NE | RMPA | External | Summer | B4 | 100 | 310 | 104.25 | 106.97 | 111.97 | 5 | 0
2025 | NE_2_RMPA | NE | RMPA | External | Summer | B5 | 200 | 310 | 310 | 102.23 | 108.23 | 5 | 1
2025 | NE_2_RMPA | NE | RMPA | External | Summer | B6 | 300 | 310 | 0 | 98.59 | 101.61 | 5 | 0
2025 | NE_2_RMPA | NE | RMPA | External | Summer | B7 | 400 | 310 | 310 | 76.88 | 86.99 | 5 | 5.11
2025 | NE_2_RMPA | NE | RMPA | External | Summer | B8 | 500 | 310 | 310 | 65.21 | 74.43 | 5 | 4.22
2025 | NE_2_RMPA | NE | RMPA | External | Summer | B9 | 800 | 310 | 310 | 62.08 | 74.43 | 5 | 7.34
2025 | NE_2_RMPA | NE | RMPA | External | Summer | B10 | 1262 | 310 | 310 | 54.63 | 74.43 | 5 | 14.8
2025 | NE_2_RMPA | NE | RMPA | External | Winter | B16 | 25 | 310 | 310 | 0.01 | 84.25 | 5 | 79.24
2025 | NE_2_RMPA | NE | RMPA | External | Winter | B17 | 100 | 310 | 310 | 28.31 | 80.16 | 5 | 46.85
2025 | NE_2_RMPA | NE | RMPA | External | Winter | B18 | 400 | 310 | 310 | 59.44 | 80.16 | 5 | 15.72
2025 | NE_2_RMPA | NE | RMPA | External | Winter | B19 | 700 | 310 | 310 | 58.46 | 80.16 | 5 | 16.7
2025 | NE_2_RMPA | NE | RMPA | External | Winter | B20 | 935 | 310 | 310 | 0.01 | 80.16 | 5 | 75.15
2025 | NWPP_Coal_2_MAPP_US | NWPP_Coal | MAPP_US | External | Shoulder | B11 | 25 | 150 | 0 | 71.97 | 71.92 | 8 | 0
2025 | NWPP_Coal_2_MAPP_US | NWPP_Coal | MAPP_US | External | Shoulder | B12 | 200 | 150 | 0 | 71.97 | 64.62 | 8 | 0
2025 | NWPP_Coal_2_MAPP_US | NWPP_Coal | MAPP_US | External | Shoulder | B13 | 600 | 150 | 0 | 71.97 | 62.92 | 8 | 0
2025 | NWPP_Coal_2_MAPP_US | NWPP_Coal | MAPP_US | External | Shoulder | B14 | 900 | 150 | 0 | 71.97 | 53.27 | 8 | 0
2025 | NWPP_Coal_2_MAPP_US | NWPP_Coal | MAPP_US | External | Shoulder | B15 | 1203 | 150 | 0 | 71.97 | 5.01 | 8 | 0
2025 | NWPP_Coal_2_MAPP_US | NWPP_Coal | MAPP_US | External | Summer | B1 | 10 | 150 | 150 | 86.43 | 141.48 | 8 | 47.06
2025 | NWPP_Coal_2_MAPP_US | NWPP_Coal | MAPP_US | External | Summer | B2 | 25 | 150 | 150 | 86.43 | 110.64 | 8 | 16.21
2025 | NWPP_Coal_2_MAPP_US | NWPP_Coal | MAPP_US | External | Summer | B3 | 75 | 150 | 150 | 78.83 | 106.52 | 8 | 19.69
2025 | NWPP_Coal_2_MAPP_US | NWPP_Coal | MAPP_US | External | Summer | B4 | 100 | 150 | 150 | 78.83 | 102.29 | 8 | 15.46
2025 | NWPP_Coal_2_MAPP_US | NWPP_Coal | MAPP_US | External | Summer | B5 | 200 | 150 | 150 | 78.83 | 100.23 | 8 | 13.41
2025 | NWPP_Coal_2_MAPP_US | NWPP_Coal | MAPP_US | External | Summer | B6 | 300 | 150 | 150 | 78.83 | 96.59 | 8 | 9.77
2025 | NWPP_Coal_2_MAPP_US | NWPP_Coal | MAPP_US | External | Summer | B7 | 400 | 150 | 0 | 78.83 | 74.88 | 8 | 0
2025 | NWPP_Coal_2_MAPP_US | NWPP_Coal | MAPP_US | External | Summer | B8 | 500 | 150 | 0 | 78.83 | 63.21 | 8 | 0
2025 | NWPP_Coal_2_MAPP_US | NWPP_Coal | MAPP_US | External | Summer | B9 | 800 | 150 | 0 | 78.83 | 60.08 | 8 | 0
2025 | NWPP_Coal_2_MAPP_US | NWPP_Coal | MAPP_US | External | Summer | B10 | 1262 | 150 | 0 | 78.83 | 52.64 | 8 | 0
2025 | NWPP_Coal_2_MAPP_US | NWPP_Coal | MAPP_US | External | Winter | B16 | 25 | 150 | 0 | 76.08 | 5.01 | 8 | 0
2025 | NWPP_Coal_2_MAPP_US | NWPP_Coal | MAPP_US | External | Winter | B17 | 100 | 150 | 0 | 76.08 | 33.31 | 8 | 0
2025 | NWPP_Coal_2_MAPP_US | NWPP_Coal | MAPP_US | External | Winter | B18 | 400 | 150 | 0 | 76.08 | 64.44 | 8 | 0
2025 | NWPP_Coal_2_MAPP_US | NWPP_Coal | MAPP_US | External | Winter | B19 | 700 | 150 | 0 | 76.08 | 63.46 | 8 | 0
2025 | NWPP_Coal_2_MAPP_US | NWPP_Coal | MAPP_US | External | Winter | B20 | 935 | 150 | 0 | 76.08 | 5.23 | 8 | 0
2025 | RMPA_2_MAPP_US | RMPA | MAPP_US | External | Shoulder | B11 | 25 | 200 | 0 | 76.42 | 71.92 | 8 | 0
2025 | RMPA_2_MAPP_US | RMPA | MAPP_US | External | Shoulder | B12 | 200 | 200 | 0 | 76.42 | 64.62 | 8 | 0
2025 | RMPA_2_MAPP_US | RMPA | MAPP_US | External | Shoulder | B13 | 600 | 200 | 0 | 76.42 | 62.92 | 8 | 0
2025 | RMPA_2_MAPP_US | RMPA | MAPP_US | External | Shoulder | B14 | 900 | 200 | 0 | 76.42 | 53.27 | 8 | 0
2025 | RMPA_2_MAPP_US | RMPA | MAPP_US | External | Shoulder | B15 | 1203 | 200 | 0 | 76.42 | 5.01 | 8 | 0
2025 | RMPA_2_MAPP_US | RMPA | MAPP_US | External | Summer | B1 | 10 | 200 | 200 | 128.48 | 141.48 | 8 | 5
2025 | RMPA_2_MAPP_US | RMPA | MAPP_US | External | Summer | B2 | 25 | 200 | 0 | 111.97 | 110.64 | 8 | 0
2025 | RMPA_2_MAPP_US | RMPA | MAPP_US | External | Summer | B3 | 75 | 200 | 0 | 111.97 | 106.52 | 8 | 0
2025 | RMPA_2_MAPP_US | RMPA | MAPP_US | External | Summer | B4 | 100 | 200 | 0 | 111.97 | 102.29 | 8 | 0
2025 | RMPA_2_MAPP_US | RMPA | MAPP_US | External | Summer | B5 | 200 | 200 | 0 | 108.23 | 100.23 | 8 | 0
2025 | RMPA_2_MAPP_US | RMPA | MAPP_US | External | Summer | B6 | 300 | 200 | 0 | 101.61 | 96.59 | 8 | 0
2025 | RMPA_2_MAPP_US | RMPA | MAPP_US | External | Summer | B7 | 400 | 200 | 0 | 86.99 | 74.88 | 8 | 0
2025 | RMPA_2_MAPP_US | RMPA | MAPP_US | External | Summer | B8 | 500 | 200 | 0 | 74.43 | 63.21 | 8 | 0
2025 | RMPA_2_MAPP_US | RMPA | MAPP_US | External | Summer | B9 | 800 | 200 | 0 | 74.43 | 60.08 | 8 | 0
2025 | RMPA_2_MAPP_US | RMPA | MAPP_US | External | Summer | B10 | 1262 | 200 | 0 | 74.43 | 52.64 | 8 | 0
2025 | RMPA_2_MAPP_US | RMPA | MAPP_US | External | Winter | B16 | 25 | 200 | 0 | 84.25 | 5.01 | 8 | 0
2025 | RMPA_2_MAPP_US | RMPA | MAPP_US | External | Winter | B17 | 100 | 200 | 0 | 80.16 | 33.31 | 8 | 0
2025 | RMPA_2_MAPP_US | RMPA | MAPP_US | External | Winter | B18 | 400 | 200 | 0 | 80.16 | 64.44 | 8 | 0
2025 | RMPA_2_MAPP_US | RMPA | MAPP_US | External | Winter | B19 | 700 | 200 | 0 | 80.16 | 63.46 | 8 | 0
2025 | RMPA_2_MAPP_US | RMPA | MAPP_US | External | Winter | B20 | 935 | 200 | 0 | 80.16 | 5.23 | 8 | 0
2025 | RMPA_2_NE | RMPA | NE | External | Shoulder | B11 | 25 | 310 | 0 | 76.42 | 73.92 | 8 | 0
2025 | RMPA_2_NE | RMPA | NE | External | Shoulder | B12 | 200 | 310 | 0 | 76.42 | 66.62 | 8 | 0
2025 | RMPA_2_NE | RMPA | NE | External | Shoulder | B13 | 600 | 310 | 0 | 76.42 | 57.92 | 8 | 0
2025 | RMPA_2_NE | RMPA | NE | External | Shoulder | B14 | 900 | 310 | 0 | 76.42 | 11.68 | 8 | 0
2025 | RMPA_2_NE | RMPA | NE | External | Shoulder | B15 | 1203 | 310 | 0 | 76.42 | 0.01 | 8 | 0
2025 | RMPA_2_NE | RMPA | NE | External | Summer | B1 | 10 | 310 | 53.18 | 128.48 | 136.48 | 8 | 0
2025 | RMPA_2_NE | RMPA | NE | External | Summer | B2 | 25 | 310 | 0 | 111.97 | 112.64 | 8 | 0
2025 | RMPA_2_NE | RMPA | NE | External | Summer | B3 | 75 | 310 | 0 | 111.97 | 108.52 | 8 | 0
2025 | RMPA_2_NE | RMPA | NE | External | Summer | B4 | 100 | 310 | 0 | 111.97 | 106.97 | 8 | 0
2025 | RMPA_2_NE | RMPA | NE | External | Summer | B5 | 200 | 310 | 0 | 108.23 | 102.23 | 8 | 0
2025 | RMPA_2_NE | RMPA | NE | External | Summer | B6 | 300 | 310 | 0 | 101.61 | 98.59 | 8 | 0
2025 | RMPA_2_NE | RMPA | NE | External | Summer | B7 | 400 | 310 | 0 | 86.99 | 76.88 | 8 | 0
2025 | RMPA_2_NE | RMPA | NE | External | Summer | B8 | 500 | 310 | 0 | 74.43 | 65.21 | 8 | 0
2025 | RMPA_2_NE | RMPA | NE | External | Summer | B9 | 800 | 310 | 0 | 74.43 | 62.08 | 8 | 0
2025 | RMPA_2_NE | RMPA | NE | External | Summer | B10 | 1262 | 310 | 0 | 74.43 | 54.63 | 8 | 0
2025 | RMPA_2_NE | RMPA | NE | External | Winter | B16 | 25 | 310 | 0 | 84.25 | 0.01 | 8 | 0
2025 | RMPA_2_NE | RMPA | NE | External | Winter | B17 | 100 | 310 | 0 | 80.16 | 28.31 | 8 | 0
2025 | RMPA_2_NE | RMPA | NE | External | Winter | B18 | 400 | 310 | 0 | 80.16 | 59.44 | 8 | 0
2025 | RMPA_2_NE | RMPA | NE | External | Winter | B19 | 700 | 310 | 0 | 80.16 | 58.46 | 8 | 0
2025 | RMPA_2_NE | RMPA | NE | External | Winter | B20 | 935 | 310 | 0 | 80.16 | 0.01 | 8 | 0
2025 | RMPA_2_SPP_N | RMPA | SPP_N | External | Shoulder | B11 | 25 | 210 | 0 | 76.42 | 73.92 | 8 | 0
2025 | RMPA_2_SPP_N | RMPA | SPP_N | External | Shoulder | B12 | 200 | 210 | 0 | 76.42 | 66.63 | 8 | 0
2025 | RMPA_2_SPP_N | RMPA | SPP_N | External | Shoulder | B13 | 600 | 210 | 0 | 76.42 | 64.93 | 8 | 0
2025 | RMPA_2_SPP_N | RMPA | SPP_N | External | Shoulder | B14 | 900 | 210 | 0 | 76.42 | 1.32 | 8 | 0
2025 | RMPA_2_SPP_N | RMPA | SPP_N | External | Shoulder | B15 | 1203 | 210 | 0 | 76.42 | 0.01 | 8 | 0
2025 | RMPA_2_SPP_N | RMPA | SPP_N | External | Summer | B1 | 10 | 210 | 0 | 128.48 | 70.25 | 8 | 0
2025 | RMPA_2_SPP_N | RMPA | SPP_N | External | Summer | B2 | 25 | 210 | 0 | 111.97 | 112.65 | 8 | 0
2025 | RMPA_2_SPP_N | RMPA | SPP_N | External | Summer | B3 | 75 | 210 | 0 | 111.97 | 114.74 | 8 | 0
2025 | RMPA_2_SPP_N | RMPA | SPP_N | External | Summer | B4 | 100 | 210 | 0 | 111.97 | 108.3 | 8 | 0
2025 | RMPA_2_SPP_N | RMPA | SPP_N | External | Summer | B5 | 200 | 210 | 0 | 108.23 | 104.49 | 8 | 0
2025 | RMPA_2_SPP_N | RMPA | SPP_N | External | Summer | B6 | 300 | 210 | 0 | 101.61 | 98.6 | 8 | 0
2025 | RMPA_2_SPP_N | RMPA | SPP_N | External | Summer | B7 | 400 | 210 | 0 | 86.99 | 76.89 | 8 | 0
2025 | RMPA_2_SPP_N | RMPA | SPP_N | External | Summer | B8 | 500 | 210 | 0 | 74.43 | 68.91 | 8 | 0
2025 | RMPA_2_SPP_N | RMPA | SPP_N | External | Summer | B9 | 800 | 210 | 0 | 74.43 | 66.61 | 8 | 0
2025 | RMPA_2_SPP_N | RMPA | SPP_N | External | Summer | B10 | 1262 | 210 | 0 | 74.43 | 54.64 | 8 | 0
2025 | RMPA_2_SPP_N | RMPA | SPP_N | External | Winter | B16 | 25 | 210 | 0 | 84.25 | 18.36 | 8 | 0
2025 | RMPA_2_SPP_N | RMPA | SPP_N | External | Winter | B17 | 100 | 210 | 0 | 80.16 | 47.31 | 8 | 0
2025 | RMPA_2_SPP_N | RMPA | SPP_N | External | Winter | B18 | 400 | 210 | 0 | 80.16 | 67.78 | 8 | 0
2025 | RMPA_2_SPP_N | RMPA | SPP_N | External | Winter | B19 | 700 | 210 | 0 | 80.16 | 65.46 | 8 | 0
2025 | RMPA_2_SPP_N | RMPA | SPP_N | External | Winter | B20 | 935 | 210 | 0 | 80.16 | 0.01 | 8 | 0
2025 | SPP_N_2_RMPA | SPP_N | RMPA | External | Shoulder | B11 | 25 | 210 | 0 | 73.92 | 76.42 | 5 | 0
2025 | SPP_N_2_RMPA | SPP_N | RMPA | External | Shoulder | B12 | 200 | 210 | 210 | 66.63 | 76.42 | 5 | 4.8
2025 | SPP_N_2_RMPA | SPP_N | RMPA | External | Shoulder | B13 | 600 | 210 | 210 | 64.93 | 76.42 | 5 | 6.5
2025 | SPP_N_2_RMPA | SPP_N | RMPA | External | Shoulder | B14 | 900 | 210 | 210 | 1.32 | 76.42 | 5 | 70.1
2025 | SPP_N_2_RMPA | SPP_N | RMPA | External | Shoulder | B15 | 1203 | 210 | 210 | 0.01 | 76.42 | 5 | 71.41
2025 | SPP_N_2_RMPA | SPP_N | RMPA | External | Summer | B1 | 10 | 210 | 210 | 70.25 | 128.48 | 5 | 53.24
2025 | SPP_N_2_RMPA | SPP_N | RMPA | External | Summer | B2 | 25 | 210 | 0 | 112.65 | 111.97 | 5 | 0
2025 | SPP_N_2_RMPA | SPP_N | RMPA | External | Summer | B3 | 75 | 210 | 0 | 114.74 | 111.97 | 5 | 0
2025 | SPP_N_2_RMPA | SPP_N | RMPA | External | Summer | B4 | 100 | 210 | 0 | 108.3 | 111.97 | 5 | 0
2025 | SPP_N_2_RMPA | SPP_N | RMPA | External | Summer | B5 | 200 | 210 | 0 | 104.49 | 108.23 | 5 | 0
2025 | SPP_N_2_RMPA | SPP_N | RMPA | External | Summer | B6 | 300 | 210 | 0 | 98.6 | 101.61 | 5 | 0
2025 | SPP_N_2_RMPA | SPP_N | RMPA | External | Summer | B7 | 400 | 210 | 210 | 76.89 | 86.99 | 5 | 5.1
2025 | SPP_N_2_RMPA | SPP_N | RMPA | External | Summer | B8 | 500 | 210 | 210 | 68.91 | 74.43 | 5 | 0.51
2025 | SPP_N_2_RMPA | SPP_N | RMPA | External | Summer | B9 | 800 | 210 | 210 | 66.61 | 74.43 | 5 | 2.82
2025 | SPP_N_2_RMPA | SPP_N | RMPA | External | Summer | B10 | 1262 | 210 | 210 | 54.64 | 74.43 | 5 | 14.79
2025 | SPP_N_2_RMPA | SPP_N | RMPA | External | Winter | B16 | 25 | 210 | 210 | 18.36 | 84.25 | 5 | 60.89
2025 | SPP_N_2_RMPA | SPP_N | RMPA | External | Winter | B17 | 100 | 210 | 210 | 47.31 | 80.16 | 5 | 27.85
2025 | SPP_N_2_RMPA | SPP_N | RMPA | External | Winter | B18 | 400 | 210 | 210 | 67.78 | 80.16 | 5 | 7.38
2025 | SPP_N_2_RMPA | SPP_N | RMPA | External | Winter | B19 | 700 | 210 | 210 | 65.46 | 80.16 | 5 | 9.7
2025 | SPP_N_2_RMPA | SPP_N | RMPA | External | Winter | B20 | 935 | 210 | 210 | 0.01 | 80.16 | 5 | 75.15
2025 | SPP_S_2_ERCOT | SPP_S | ERCOT | External | Shoulder | B11 | 25 | 800 | 800 | 73.92 | 81.97 | 5 | 3.05
2025 | SPP_S_2_ERCOT | SPP_S | ERCOT | External | Shoulder | B12 | 200 | 800 | 0 | 66.63 | 70.39 | 5 | 0
2025 | SPP_S_2_ERCOT | SPP_S | ERCOT | External | Shoulder | B13 | 600 | 800 | 800 | 64.94 | 70.39 | 5 | 0.45
2025 | SPP_S_2_ERCOT | SPP_S | ERCOT | External | Shoulder | B14 | 900 | 800 | 800 | 0.01 | 70.39 | 5 | 65.38
2025 | SPP_S_2_ERCOT | SPP_S | ERCOT | External | Shoulder | B15 | 1203 | 800 | 800 | 0.01 | 68.9 | 5 | 63.89
2025 | SPP_S_2_ERCOT | SPP_S | ERCOT | External | Summer | B1 | 10 | 800 | 800 | 69.08 | 751.19 | 5 | 677.1
2025 | SPP_S_2_ERCOT | SPP_S | ERCOT | External | Summer | B2 | 25 | 800 | 800 | 112.64 | 751.19 | 5 | 633.55
2025 | SPP_S_2_ERCOT | SPP_S | ERCOT | External | Summer | B3 | 75 | 800 | 800 | 114.74 | 395.09 | 5 | 275.34
2025 | SPP_S_2_ERCOT | SPP_S | ERCOT | External | Summer | B4 | 100 | 800 | 800 | 108.3 | 116.34 | 5 | 3.04
2025 | SPP_S_2_ERCOT | SPP_S | ERCOT | External | Summer | B5 | 200 | 800 | 383.82 | 104.49 | 109.49 | 5 | 0
2025 | SPP_S_2_ERCOT | SPP_S | ERCOT | External | Summer | B6 | 300 | 800 | 0 | 98.6 | 81.97 | 5 | 0
2025 | SPP_S_2_ERCOT | SPP_S | ERCOT | External | Summer | B7 | 400 | 800 | 0 | 76.89 | 75.5 | 5 | 0
2025 | SPP_S_2_ERCOT | SPP_S | ERCOT | External | Summer | B8 | 500 | 800 | 0 | 68.93 | 69.14 | 5 | 0
2025 | SPP_S_2_ERCOT | SPP_S | ERCOT | External | Summer | B9 | 800 | 800 | 0 | 66.62 | 69.14 | 5 | 0
2025 | SPP_S_2_ERCOT | SPP_S | ERCOT | External | Summer | B10 | 1262 | 800 | 800 | 57.19 | 69.14 | 5 | 6.95
2025 | SPP_S_2_ERCOT | SPP_S | ERCOT | External | Winter | B16 | 25 | 800 | 800 | 18.38 | 73.11 | 5 | 49.73
2025 | SPP_S_2_ERCOT | SPP_S | ERCOT | External | Winter | B17 | 100 | 800 | 800 | 47.32 | 73.11 | 5 | 20.78
2025 | SPP_S_2_ERCOT | SPP_S | ERCOT | External | Winter | B18 | 400 | 800 | 800 | 67.79 | 73.11 | 5 | 0.32
2025 | SPP_S_2_ERCOT | SPP_S | ERCOT | External | Winter | B19 | 700 | 800 | 800 | 65.47 | 73.11 | 5 | 2.63
2025 | SPP_S_2_ERCOT | SPP_S | ERCOT | External | Winter | B20 | 935 | 800 | 800 | 0.02 | 70.99 | 5 | 65.96
2030 | AZ_NM_SNV_Coal_2_SPP_S | AZ_NM_SNV_Coal | SPP_S | External | Shoulder | B11 | 25 | 400 | 0 | 92.65 | 88.49 | 8.17 | 0
2030 | AZ_NM_SNV_Coal_2_SPP_S | AZ_NM_SNV_Coal | SPP_S | External | Shoulder | B12 | 200 | 400 | 0 | 92.65 | 82.61 | 8.17 | 0
2030 | AZ_NM_SNV_Coal_2_SPP_S | AZ_NM_SNV_Coal | SPP_S | External | Shoulder | B13 | 600 | 400 | 0 | 92.65 | 71.05 | 8.17 | 0
2030 | AZ_NM_SNV_Coal_2_SPP_S | AZ_NM_SNV_Coal | SPP_S | External | Shoulder | B14 | 900 | 400 | 0 | 92.65 | 0.01 | 8.17 | 0
2030 | AZ_NM_SNV_Coal_2_SPP_S | AZ_NM_SNV_Coal | SPP_S | External | Shoulder | B15 | 1203 | 400 | 0 | 88.12 | 0.01 | 8.17 | 0
2030 | AZ_NM_SNV_Coal_2_SPP_S | AZ_NM_SNV_Coal | SPP_S | External | Summer | B1 | 10 | 400 | 0 | 751.2 | 64.76 | 8.17 | 0
2030 | AZ_NM_SNV_Coal_2_SPP_S | AZ_NM_SNV_Coal | SPP_S | External | Summer | B2 | 25 | 400 | 0 | 164.21 | 142.86 | 8.17 | 0
2030 | AZ_NM_SNV_Coal_2_SPP_S | AZ_NM_SNV_Coal | SPP_S | External | Summer | B3 | 75 | 400 | 0 | 155.8 | 146.57 | 8.17 | 0
2030 | AZ_NM_SNV_Coal_2_SPP_S | AZ_NM_SNV_Coal | SPP_S | External | Summer | B4 | 100 | 400 | 0 | 142.53 | 136.04 | 8.17 | 0
2030 | AZ_NM_SNV_Coal_2_SPP_S | AZ_NM_SNV_Coal | SPP_S | External | Summer | B5 | 200 | 400 | 400 | 120.66 | 133.32 | 8.17 | 4.5
2030 | AZ_NM_SNV_Coal_2_SPP_S | AZ_NM_SNV_Coal | SPP_S | External | Summer | B6 | 300 | 400 | 0 | 98.58 | 101.51 | 8.17 | 0
2030 | AZ_NM_SNV_Coal_2_SPP_S | AZ_NM_SNV_Coal | SPP_S | External | Summer | B7 | 400 | 400 | 0 | 98.58 | 88.44 | 8.17 | 0
2030 | AZ_NM_SNV_Coal_2_SPP_S | AZ_NM_SNV_Coal | SPP_S | External | Summer | B8 | 500 | 400 | 0 | 93.43 | 88.44 | 8.17 | 0
2030 | AZ_NM_SNV_Coal_2_SPP_S | AZ_NM_SNV_Coal | SPP_S | External | Summer | B9 | 800 | 400 | 0 | 93.4 | 83.72 | 8.17 | 0
2030 | AZ_NM_SNV_Coal_2_SPP_S | AZ_NM_SNV_Coal | SPP_S | External | Summer | B10 | 1262 | 400 | 0 | 90.68 | 64.76 | 8.17 | 0
2030 | AZ_NM_SNV_Coal_2_SPP_S | AZ_NM_SNV_Coal | SPP_S | External | Winter | B16 | 25 | 400 | 0 | 96.4 | 0.03 | 8.17 | 0
2030 | AZ_NM_SNV_Coal_2_SPP_S | AZ_NM_SNV_Coal | SPP_S | External | Winter | B17 | 100 | 400 | 0 | 96.4 | 0.03 | 8.17 | 0
2030 | AZ_NM_SNV_Coal_2_SPP_S | AZ_NM_SNV_Coal | SPP_S | External | Winter | B18 | 400 | 400 | 0 | 90.57 | 68.97 | 8.17 | 0
2030 | AZ_NM_SNV_Coal_2_SPP_S | AZ_NM_SNV_Coal | SPP_S | External | Winter | B19 | 700 | 400 | 0 | 90.57 | 12.17 | 8.17 | 0
2030 | AZ_NM_SNV_Coal_2_SPP_S | AZ_NM_SNV_Coal | SPP_S | External | Winter | B20 | 935 | 400 | 0 | 90.29 | 0.01 | 8.17 | 0
2030 | ERCOT_2_SPP_S | ERCOT | SPP_S | External | Shoulder | B11 | 25 | 800 | 0 | 98.38 | 88.49 | 8 | 0
2030 | ERCOT_2_SPP_S | ERCOT | SPP_S | External | Shoulder | B12 | 200 | 800 | 0 | 90.02 | 82.61 | 8 | 0
2030 | ERCOT_2_SPP_S | ERCOT | SPP_S | External | Shoulder | B13 | 600 | 800 | 0 | 90.02 | 71.05 | 8 | 0
2030 | ERCOT_2_SPP_S | ERCOT | SPP_S | External | Shoulder | B14 | 900 | 800 | 0 | 90.02 | 0.01 | 8 | 0
2030 | ERCOT_2_SPP_S | ERCOT | SPP_S | External | Shoulder | B15 | 1203 | 800 | 0 | 77.97 | 0.01 | 8 | 0
2030 | ERCOT_2_SPP_S | ERCOT | SPP_S | External | Summer | B1 | 10 | 800 | 0 | 751.19 | 64.76 | 8 | 0
2030 | ERCOT_2_SPP_S | ERCOT | SPP_S | External | Summer | B2 | 25 | 800 | 0 | 751.19 | 142.86 | 8 | 0
2030 | ERCOT_2_SPP_S | ERCOT | SPP_S | External | Summer | B3 | 75 | 800 | 0 | 215.92 | 146.57 | 8 | 0
2030 | ERCOT_2_SPP_S | ERCOT | SPP_S | External | Summer | B4 | 100 | 800 | 0 | 147.9 | 136.04 | 8 | 0
2030 | ERCOT_2_SPP_S | ERCOT | SPP_S | External | Summer | B5 | 200 | 800 | 0 | 140.09 | 133.32 | 8 | 0
2030 | ERCOT_2_SPP_S | ERCOT | SPP_S | External | Summer | B6 | 300 | 800 | 0 | 96.87 | 101.51 | 8 | 0
2030 | ERCOT_2_SPP_S | ERCOT | SPP_S | External | Summer | B7 | 400 | 800 | 0 | 88.64 | 88.44 | 8 | 0
2030 | ERCOT_2_SPP_S | ERCOT | SPP_S | External | Summer | B8 | 500 | 800 | 0 | 88.64 | 88.44 | 8 | 0
2030 | ERCOT_2_SPP_S | ERCOT | SPP_S | External | Summer | B9 | 800 | 800 | 0 | 88.64 | 83.72 | 8 | 0
2030 | ERCOT_2_SPP_S | ERCOT | SPP_S | External | Summer | B10 | 1262 | 800 | 0 | 88.64 | 64.76 | 8 | 0
2030 | ERCOT_2_SPP_S | ERCOT | SPP_S | External | Winter | B16 | 25 | 800 | 0 | 92.99 | 0.03 | 8 | 0
2030 | ERCOT_2_SPP_S | ERCOT | SPP_S | External | Winter | B17 | 100 | 800 | 0 | 92.99 | 0.03 | 8 | 0
2030 | ERCOT_2_SPP_S | ERCOT | SPP_S | External | Winter | B18 | 400 | 800 | 0 | 92.99 | 68.97 | 8 | 0
2030 | ERCOT_2_SPP_S | ERCOT | SPP_S | External | Winter | B19 | 700 | 800 | 0 | 92.99 | 12.17 | 8 | 0
2030 | ERCOT_2_SPP_S | ERCOT | SPP_S | External | Winter | B20 | 935 | 800 | 0 | 80.69 | 0.01 | 8 | 0
2030 | MAPP_US_2_RMPA | MAPP_US | RMPA | External | Shoulder | B11 | 25 | 200 | 41.98 | 86.47 | 94.47 | 8 | 0
2030 | MAPP_US_2_RMPA | MAPP_US | RMPA | External | Shoulder | B12 | 200 | 200 | 200 | 80.59 | 89.28 | 8 | 0.68
2030 | MAPP_US_2_RMPA | MAPP_US | RMPA | External | Shoulder | B13 | 600 | 200 | 200 | 76.03 | 89.28 | 8 | 5.25
2030 | MAPP_US_2_RMPA | MAPP_US | RMPA | External | Shoulder | B14 | 900 | 200 | 200 | 9.18 | 89.28 | 8 | 72.1
2030 | MAPP_US_2_RMPA | MAPP_US | RMPA | External | Shoulder | B15 | 1203 | 200 | 200 | 5.01 | 89.28 | 8 | 76.27
2030 | MAPP_US_2_RMPA | MAPP_US | RMPA | External | Summer | B1 | 10 | 200 | 0 | 179.63 | 171.63 | 8 | 0
2030 | MAPP_US_2_RMPA | MAPP_US | RMPA | External | Summer | B2 | 25 | 200 | 0 | 140.85 | 142.46 | 8 | 0
2030 | MAPP_US_2_RMPA | MAPP_US | RMPA | External | Summer | B3 | 75 | 200 | 0 | 139.22 | 142.46 | 8 | 0
2030 | MAPP_US_2_RMPA | MAPP_US | RMPA | External | Summer | B4 | 100 | 200 | 72.88 | 131.31 | 139.31 | 8 | 0
2030 | MAPP_US_2_RMPA | MAPP_US | RMPA | External | Summer | B5 | 200 | 200 | 0 | 131.31 | 128.82 | 8 | 0
2030 | MAPP_US_2_RMPA | MAPP_US | RMPA | External | Summer | B6 | 300 | 200 | 0 | 99.51 | 106.73 | 8 | 0
2030 | MAPP_US_2_RMPA | MAPP_US | RMPA | External | Summer | B7 | 400 | 200 | 200 | 86.41 | 95.62 | 8 | 1.21
2030 | MAPP_US_2_RMPA | MAPP_US | RMPA | External | Summer | B8 | 500 | 200 | 200 | 81.16 | 95.62 | 8 | 6.46
2030 | MAPP_US_2_RMPA | MAPP_US | RMPA | External | Summer | B9 | 800 | 200 | 200 | 76.74 | 95.62 | 8 | 10.88
2030 | MAPP_US_2_RMPA | MAPP_US | RMPA | External | Summer | B10 | 1262 | 200 | 200 | 62.75 | 95.62 | 8 | 24.87
2030 | MAPP_US_2_RMPA | MAPP_US | RMPA | External | Winter | B16 | 25 | 200 | 200 | 5.01 | 101.96 | 8 | 88.95
2030 | MAPP_US_2_RMPA | MAPP_US | RMPA | External | Winter | B17 | 100 | 200 | 200 | 5.01 | 101.96 | 8 | 88.95
2030 | MAPP_US_2_RMPA | MAPP_US | RMPA | External | Winter | B18 | 400 | 200 | 200 | 54.96 | 95.11 | 8 | 32.15
2030 | MAPP_US_2_RMPA | MAPP_US | RMPA | External | Winter | B19 | 700 | 200 | 200 | 54.96 | 95.11 | 8 | 32.15
2030 | MAPP_US_2_RMPA | MAPP_US | RMPA | External | Winter | B20 | 935 | 200 | 200 | 5.01 | 83.86 | 8 | 70.85
2030 | NE_2_RMPA | NE | RMPA | External | Shoulder | B11 | 25 | 310 | 310 | 88.47 | 94.47 | 5 | 1
2030 | NE_2_RMPA | NE | RMPA | External | Shoulder | B12 | 200 | 310 | 310 | 82.58 | 89.28 | 5 | 1.7
2030 | NE_2_RMPA | NE | RMPA | External | Shoulder | B13 | 600 | 310 | 310 | 71.03 | 89.28 | 5 | 13.25
2030 | NE_2_RMPA | NE | RMPA | External | Shoulder | B14 | 900 | 310 | 310 | 4.18 | 89.28 | 5 | 80.1
2030 | NE_2_RMPA | NE | RMPA | External | Shoulder | B15 | 1203 | 310 | 310 | 0.01 | 89.28 | 5 | 84.27
2030 | NE_2_RMPA | NE | RMPA | External | Summer | B1 | 10 | 310 | 0 | 174.63 | 171.63 | 5 | 0
2030 | NE_2_RMPA | NE | RMPA | External | Summer | B2 | 25 | 310 | 0 | 142.85 | 142.46 | 5 | 0
2030 | NE_2_RMPA | NE | RMPA | External | Summer | B3 | 75 | 310 | 0 | 141.22 | 142.46 | 5 | 0
2030 | NE_2_RMPA | NE | RMPA | External | Summer | B4 | 100 | 310 | 16.03 | 134.31 | 139.31 | 5 | 0
2030 | NE_2_RMPA | NE | RMPA | External | Summer | B5 | 200 | 310 | 0 | 133.31 | 128.82 | 5 | 0
2030 | NE_2_RMPA | NE | RMPA | External | Summer | B6 | 300 | 310 | 310 | 101.51 | 106.73 | 5 | 0.22
2030 | NE_2_RMPA | NE | RMPA | External | Summer | B7 | 400 | 310 | 310 | 88.41 | 95.62 | 5 | 2.21
2030 | NE_2_RMPA | NE | RMPA | External | Summer | B8 | 500 | 310 | 310 | 83.16 | 95.62 | 5 | 7.46
2030 | NE_2_RMPA | NE | RMPA | External | Summer | B9 | 800 | 310 | 310 | 78.74 | 95.62 | 5 | 11.88
2030 | NE_2_RMPA | NE | RMPA | External | Summer | B10 | 1262 | 310 | 310 | 64.74 | 95.62 | 5 | 25.88
2030 | NE_2_RMPA | NE | RMPA | External | Winter | B16 | 25 | 310 | 310 | 0.01 | 101.96 | 5 | 96.95
2030 | NE_2_RMPA | NE | RMPA | External | Winter | B17 | 100 | 310 | 310 | 0.01 | 101.96 | 5 | 96.95
2030 | NE_2_RMPA | NE | RMPA | External | Winter | B18 | 400 | 310 | 310 | 49.96 | 95.11 | 5 | 40.15
2030 | NE_2_RMPA | NE | RMPA | External | Winter | B19 | 700 | 310 | 310 | 12.14 | 95.11 | 5 | 77.97
2030 | NE_2_RMPA | NE | RMPA | External | Winter | B20 | 935 | 310 | 310 | 0.01 | 83.86 | 5 | 78.85
2030 | NWPP_Coal_2_MAPP_US | NWPP_Coal | MAPP_US | External | Shoulder | B11 | 25 | 150 | 0 | 92.71 | 86.47 | 8 | 0
2030 | NWPP_Coal_2_MAPP_US | NWPP_Coal | MAPP_US | External | Shoulder | B12 | 200 | 150 | 0 | 92.71 | 80.59 | 8 | 0
2030 | NWPP_Coal_2_MAPP_US | NWPP_Coal | MAPP_US | External | Shoulder | B13 | 600 | 150 | 0 | 92.71 | 76.03 | 8 | 0
2030 | NWPP_Coal_2_MAPP_US | NWPP_Coal | MAPP_US | External | Shoulder | B14 | 900 | 150 | 0 | 92.71 | 9.18 | 8 | 0
2030 | NWPP_Coal_2_MAPP_US | NWPP_Coal | MAPP_US | External | Shoulder | B15 | 1203 | 150 | 0 | 92.71 | 5.01 | 8 | 0
2030 | NWPP_Coal_2_MAPP_US | NWPP_Coal | MAPP_US | External | Summer | B1 | 10 | 150 | 150 | 119.27 | 179.63 | 8 | 52.36
2030 | NWPP_Coal_2_MAPP_US | NWPP_Coal | MAPP_US | External | Summer | B2 | 25 | 150 | 150 | 100.24 | 140.85 | 8 | 32.61
2030 | NWPP_Coal_2_MAPP_US | NWPP_Coal | MAPP_US | External | Summer | B3 | 75 | 150 | 150 | 98.57 | 139.22 | 8 | 32.65
2030 | NWPP_Coal_2_MAPP_US | NWPP_Coal | MAPP_US | External | Summer | B4 | 100 | 150 | 150 | 98.57 | 131.31 | 8 | 24.74
2030 | NWPP_Coal_2_MAPP_US | NWPP_Coal | MAPP_US | External | Summer | B5 | 200 | 150 | 150 | 98.57 | 131.31 | 8 | 24.74
2030 | NWPP_Coal_2_MAPP_US | NWPP_Coal | MAPP_US | External | Summer | B6 | 300 | 150 | 0 | 98.57 | 99.51 | 8 | 0
2030 | NWPP_Coal_2_MAPP_US | NWPP_Coal | MAPP_US | External | Summer | B7 | 400 | 150 | 0 | 98.57 | 86.41 | 8 | 0
2030 | NWPP_Coal_2_MAPP_US | NWPP_Coal | MAPP_US | External | Summer | B8 | 500 | 150 | 0 | 98.57 | 81.16 | 8 | 0
2030 | NWPP_Coal_2_MAPP_US | NWPP_Coal | MAPP_US | External | Summer | B9 | 800 | 150 | 0 | 98.57 | 76.74 | 8 | 0
2030 | NWPP_Coal_2_MAPP_US | NWPP_Coal | MAPP_US | External | Summer | B10 | 1262 | 150 | 0 | 98.57 | 62.75 | 8 | 0
2030 | NWPP_Coal_2_MAPP_US | NWPP_Coal | MAPP_US | External | Winter | B16 | 25 | 150 | 0 | 93.3 | 5.01 | 8 | 0
2030 | NWPP_Coal_2_MAPP_US | NWPP_Coal | MAPP_US | External | Winter | B17 | 100 | 150 | 0 | 93.3 | 5.01 | 8 | 0
2030 | NWPP_Coal_2_MAPP_US | NWPP_Coal | MAPP_US | External | Winter | B18 | 400 | 150 | 0 | 93.3 | 54.96 | 8 | 0
2030 | NWPP_Coal_2_MAPP_US | NWPP_Coal | MAPP_US | External | Winter | B19 | 700 | 150 | 0 | 93.3 | 54.96 | 8 | 0
2030 | NWPP_Coal_2_MAPP_US | NWPP_Coal | MAPP_US | External | Winter | B20 | 935 | 150 | 0 | 93.3 | 5.01 | 8 | 0
2030 | RMPA_2_MAPP_US | RMPA | MAPP_US | External | Shoulder | B11 | 25 | 200 | 0 | 94.47 | 86.47 | 8 | 0
2030 | RMPA_2_MAPP_US | RMPA | MAPP_US | External | Shoulder | B12 | 200 | 200 | 0 | 89.28 | 80.59 | 8 | 0
2030 | RMPA_2_MAPP_US | RMPA | MAPP_US | External | Shoulder | B13 | 600 | 200 | 0 | 89.28 | 76.03 | 8 | 0
2030 | RMPA_2_MAPP_US | RMPA | MAPP_US | External | Shoulder | B14 | 900 | 200 | 0 | 89.28 | 9.18 | 8 | 0
2030 | RMPA_2_MAPP_US | RMPA | MAPP_US | External | Shoulder | B15 | 1203 | 200 | 0 | 89.28 | 5.01 | 8 | 0
2030 | RMPA_2_MAPP_US | RMPA | MAPP_US | External | Summer | B1 | 10 | 200 | 72.22 | 171.63 | 179.63 | 8 | 0
2030 | RMPA_2_MAPP_US | RMPA | MAPP_US | External | Summer | B2 | 25 | 200 | 0 | 142.46 | 140.85 | 8 | 0
2030 | RMPA_2_MAPP_US | RMPA | MAPP_US | External | Summer | B3 | 75 | 200 | 0 | 142.46 | 139.22 | 8 | 0
2030 | RMPA_2_MAPP_US | RMPA | MAPP_US | External | Summer | B4 | 100 | 200 | 0 | 139.31 | 131.31 | 8 | 0
2030 | RMPA_2_MAPP_US | RMPA | MAPP_US | External | Summer | B5 | 200 | 200 | 0 | 128.82 | 131.31 | 8 | 0
2030 | RMPA_2_MAPP_US | RMPA | MAPP_US | External | Summer | B6 | 300 | 200 | 0 | 106.73 | 99.51 | 8 | 0
2030 | RMPA_2_MAPP_US | RMPA | MAPP_US | External | Summer | B7 | 400 | 200 | 0 | 95.62 | 86.41 | 8 | 0
2030 | RMPA_2_MAPP_US | RMPA | MAPP_US | External | Summer | B8 | 500 | 200 | 0 | 95.62 | 81.16 | 8 | 0
2030 | RMPA_2_MAPP_US | RMPA | MAPP_US | External | Summer | B9 | 800 | 200 | 0 | 95.62 | 76.74 | 8 | 0
2030 | RMPA_2_MAPP_US | RMPA | MAPP_US | External | Summer | B10 | 1262 | 200 | 0 | 95.62 | 62.75 | 8 | 0
2030 | RMPA_2_MAPP_US | RMPA | MAPP_US | External | Winter | B16 | 25 | 200 | 0 | 101.96 | 5.01 | 8 | 0
2030 | RMPA_2_MAPP_US | RMPA | MAPP_US | External | Winter | B17 | 100 | 200 | 0 | 101.96 | 5.01 | 8 | 0
2030 | RMPA_2_MAPP_US | RMPA | MAPP_US | External | Winter | B18 | 400 | 200 | 0 | 95.11 | 54.96 | 8 | 0
2030 | RMPA_2_MAPP_US | RMPA | MAPP_US | External | Winter | B19 | 700 | 200 | 0 | 95.11 | 54.96 | 8 | 0
2030 | RMPA_2_MAPP_US | RMPA | MAPP_US | External | Winter | B20 | 935 | 200 | 0 | 83.86 | 5.01 | 8 | 0
2030 | RMPA_2_NE | RMPA | NE | External | Shoulder | B11 | 25 | 310 | 0 | 94.47 | 88.47 | 8 | 0
2030 | RMPA_2_NE | RMPA | NE | External | Shoulder | B12 | 200 | 310 | 0 | 89.28 | 82.58 | 8 | 0
2030 | RMPA_2_NE | RMPA | NE | External | Shoulder | B13 | 600 | 310 | 0 | 89.28 | 71.03 | 8 | 0
2030 | RMPA_2_NE | RMPA | NE | External | Shoulder | B14 | 900 | 310 | 0 | 89.28 | 4.18 | 8 | 0
2030 | RMPA_2_NE | RMPA | NE | External | Shoulder | B15 | 1203 | 310 | 0 | 89.28 | 0.01 | 8 | 0
2030 | RMPA_2_NE | RMPA | NE | External | Summer | B1 | 10 | 310 | 0 | 171.63 | 174.63 | 8 | 0
2030 | RMPA_2_NE | RMPA | NE | External | Summer | B2 | 25 | 310 | 0 | 142.46 | 142.85 | 8 | 0
2030 | RMPA_2_NE | RMPA | NE | External | Summer | B3 | 75 | 310 | 0 | 142.46 | 141.22 | 8 | 0
2030 | RMPA_2_NE | RMPA | NE | External | Summer | B4 | 100 | 310 | 0 | 139.31 | 134.31 | 8 | 0
2030 | RMPA_2_NE | RMPA | NE | External | Summer | B5 | 200 | 310 | 0 | 128.82 | 133.31 | 8 | 0
2030 | RMPA_2_NE | RMPA | NE | External | Summer | B6 | 300 | 310 | 0 | 106.73 | 101.51 | 8 | 0
2030 | RMPA_2_NE | RMPA | NE | External | Summer | B7 | 400 | 310 | 0 | 95.62 | 88.41 | 8 | 0
2030 | RMPA_2_NE | RMPA | NE | External | Summer | B8 | 500 | 310 | 0 | 95.62 | 83.16 | 8 | 0
2030 | RMPA_2_NE | RMPA | NE | External | Summer | B9 | 800 | 310 | 0 | 95.62 | 78.74 | 8 | 0
2030 | RMPA_2_NE | RMPA | NE | External | Summer | B10 | 1262 | 310 | 0 | 95.62 | 64.74 | 8 | 0
2030 | RMPA_2_NE | RMPA | NE | External | Winter | B16 | 25 | 310 | 0 | 101.96 | 0.01 | 8 | 0
2030 | RMPA_2_NE | RMPA | NE | External | Winter | B17 | 100 | 310 | 0 | 101.96 | 0.01 | 8 | 0
2030 | RMPA_2_NE | RMPA | NE | External | Winter | B18 | 400 | 310 | 0 | 95.11 | 49.96 | 8 | 0
2030 | RMPA_2_NE | RMPA | NE | External | Winter | B19 | 700 | 310 | 0 | 95.11 | 12.14 | 8 | 0
2030 | RMPA_2_NE | RMPA | NE | External | Winter | B20 | 935 | 310 | 0 | 83.86 | 0.01 | 8 | 0
2030 | RMPA_2_SPP_N | RMPA | SPP_N | External | Shoulder | B11 | 25 | 210 | 0 | 94.47 | 88.47 | 8 | 0
2030 | RMPA_2_SPP_N | RMPA | SPP_N | External | Shoulder | B12 | 200 | 210 | 0 | 89.28 | 82.59 | 8 | 0
2030 | RMPA_2_SPP_N | RMPA | SPP_N | External | Shoulder | B13 | 600 | 210 | 0 | 89.28 | 71.04 | 8 | 0
2030 | RMPA_2_SPP_N | RMPA | SPP_N | External | Shoulder | B14 | 900 | 210 | 0 | 89.28 | 0.01 | 8 | 0
2030 | RMPA_2_SPP_N | RMPA | SPP_N | External | Shoulder | B15 | 1203 | 210 | 0 | 89.28 | 0.01 | 8 | 0
2030 | RMPA_2_SPP_N | RMPA | SPP_N | External | Summer | B1 | 10 | 210 | 0 | 171.63 | 11.52 | 8 | 0
2030 | RMPA_2_SPP_N | RMPA | SPP_N | External | Summer | B2 | 25 | 210 | 0 | 142.46 | 142.86 | 8 | 0
2030 | RMPA_2_SPP_N | RMPA | SPP_N | External | Summer | B3 | 75 | 210 | 0 | 142.46 | 146.56 | 8 | 0
2030 | RMPA_2_SPP_N | RMPA | SPP_N | External | Summer | B4 | 100 | 210 | 0 | 139.31 | 136.03 | 8 | 0
2030 | RMPA_2_SPP_N | RMPA | SPP_N | External | Summer | B5 | 200 | 210 | 0 | 128.82 | 133.32 | 8 | 0
2030 | RMPA_2_SPP_N | RMPA | SPP_N | External | Summer | B6 | 300 | 210 | 0 | 106.73 | 101.51 | 8 | 0
2030 | RMPA_2_SPP_N | RMPA | SPP_N | External | Summer | B7 | 400 | 210 | 0 | 95.62 | 88.43 | 8 | 0
2030 | RMPA_2_SPP_N | RMPA | SPP_N | External | Summer | B8 | 500 | 210 | 0 | 95.62 | 86.82 | 8 | 0
2030 | RMPA_2_SPP_N | RMPA | SPP_N | External | Summer | B9 | 800 | 210 | 0 | 95.62 | 82.97 | 8 | 0
2030 | RMPA_2_SPP_N | RMPA | SPP_N | External | Summer | B10 | 1262 | 210 | 0 | 95.62 | 64.75 | 8 | 0
2030 | RMPA_2_SPP_N | RMPA | SPP_N | External | Winter | B16 | 25 | 210 | 0 | 101.96 | 0.02 | 8 | 0
2030 | RMPA_2_SPP_N | RMPA | SPP_N | External | Winter | B17 | 100 | 210 | 0 | 101.96 | 0.02 | 8 | 0
2030 | RMPA_2_SPP_N | RMPA | SPP_N | External | Winter | B18 | 400 | 210 | 0 | 95.11 | 68.96 | 8 | 0
2030 | RMPA_2_SPP_N | RMPA | SPP_N | External | Winter | B19 | 700 | 210 | 0 | 95.11 | 12.15 | 8 | 0
2030 | RMPA_2_SPP_N | RMPA | SPP_N | External | Winter | B20 | 935 | 210 | 0 | 83.86 | 0.01 | 8 | 0
2030 | SPP_N_2_RMPA | SPP_N | RMPA | External | Shoulder | B11 | 25 | 210 | 210 | 88.47 | 94.47 | 5 | 1
2030 | SPP_N_2_RMPA | SPP_N | RMPA | External | Shoulder | B12 | 200 | 210 | 210 | 82.59 | 89.28 | 5 | 1.68
2030 | SPP_N_2_RMPA | SPP_N | RMPA | External | Shoulder | B13 | 600 | 210 | 210 | 71.04 | 89.28 | 5 | 13.24
2030 | SPP_N_2_RMPA | SPP_N | RMPA | External | Shoulder | B14 | 900 | 210 | 210 | 0.01 | 89.28 | 5 | 84.27
2030 | SPP_N_2_RMPA | SPP_N | RMPA | External | Shoulder | B15 | 1203 | 210 | 210 | 0.01 | 89.28 | 5 | 84.27
2030 | SPP_N_2_RMPA | SPP_N | RMPA | External | Summer | B1 | 10 | 210 | 210 | 11.52 | 171.63 | 5 | 155.11
2030 | SPP_N_2_RMPA | SPP_N | RMPA | External | Summer | B2 | 25 | 210 | 0 | 142.86 | 142.46 | 5 | 0
2030 | SPP_N_2_RMPA | SPP_N | RMPA | External | Summer | B3 | 75 | 210 | 0 | 146.56 | 142.46 | 5 | 0
2030 | SPP_N_2_RMPA | SPP_N | RMPA | External | Summer | B4 | 100 | 210 | 0 | 136.03 | 139.31 | 5 | 0
2030 | SPP_N_2_RMPA | SPP_N | RMPA | External | Summer | B5 | 200 | 210 | 0 | 133.32 | 128.82 | 5 | 0
2030 | SPP_N_2_RMPA | SPP_N | RMPA | External | Summer | B6 | 300 | 210 | 210 | 101.51 | 106.73 | 5 | 0.22
2030 | SPP_N_2_RMPA | SPP_N | RMPA | External | Summer | B7 | 400 | 210 | 210 | 88.43 | 95.62 | 5 | 2.2
2030 | SPP_N_2_RMPA | SPP_N | RMPA | External | Summer | B8 | 500 | 210 | 210 | 86.82 | 95.62 | 5 | 3.8
2030 | SPP_N_2_RMPA | SPP_N | RMPA | External | Summer | B9 | 800 | 210 | 210 | 82.97 | 95.62 | 5 | 7.65
2030 | SPP_N_2_RMPA | SPP_N | RMPA | External | Summer | B10 | 1262 | 210 | 210 | 64.75 | 95.62 | 5 | 25.87
2030 | SPP_N_2_RMPA | SPP_N | RMPA | External | Winter | B16 | 25 | 210 | 210 | 0.02 | 101.96 | 5 | 96.93
2030 | SPP_N_2_RMPA | SPP_N | RMPA | External | Winter | B17 | 100 | 210 | 210 | 0.02 | 101.96 | 5 | 96.93
2030 | SPP_N_2_RMPA | SPP_N | RMPA | External | Winter | B18 | 400 | 210 | 210 | 68.96 | 95.11 | 5 | 21.15
2030 | SPP_N_2_RMPA | SPP_N | RMPA | External | Winter | B19 | 700 | 210 | 210 | 12.15 | 95.11 | 5 | 77.95
2030 | SPP_N_2_RMPA | SPP_N | RMPA | External | Winter | B20 | 935 | 210 | 210 | 0.01 | 83.86 | 5 | 78.85
2030 | SPP_S_2_ERCOT | SPP_S | ERCOT | External | Shoulder | B11 | 25 | 800 | 800 | 88.49 | 98.38 | 5 | 4.89
2030 | SPP_S_2_ERCOT | SPP_S | ERCOT | External | Shoulder | B12 | 200 | 800 | 800 | 82.61 | 90.02 | 5 | 2.42
2030 | SPP_S_2_ERCOT | SPP_S | ERCOT | External | Shoulder | B13 | 600 | 800 | 800 | 71.05 | 90.02 | 5 | 13.97
2030 | SPP_S_2_ERCOT | SPP_S | ERCOT | External | Shoulder | B14 | 900 | 800 | 800 | 0.01 | 90.02 | 5 | 85.01
2030 | SPP_S_2_ERCOT | SPP_S | ERCOT | External | Shoulder | B15 | 1203 | 800 | 800 | 0.01 | 77.97 | 5 | 72.96
2030 | SPP_S_2_ERCOT | SPP_S | ERCOT | External | Summer | B1 | 10 | 800 | 800 | 64.76 | 751.19 | 5 | 681.42
2030 | SPP_S_2_ERCOT | SPP_S | ERCOT | External | Summer | B2 | 25 | 800 | 800 | 142.86 | 751.19 | 5 | 603.33
2030 | SPP_S_2_ERCOT | SPP_S | ERCOT | External | Summer | B3 | 75 | 800 | 800 | 146.57 | 215.92 | 5 | 64.35
2030 | SPP_S_2_ERCOT | SPP_S | ERCOT | External | Summer | B4 | 100 | 800 | 800 | 136.04 | 147.9 | 5 | 6.86
2030 | SPP_S_2_ERCOT | SPP_S | ERCOT | External | Summer | B5 | 200 | 800 | 800 | 133.32 | 140.09 | 5 | 1.77
2030 | SPP_S_2_ERCOT | SPP_S | ERCOT | External | Summer | B6 | 300 | 800 | 0 | 101.51 | 96.87 | 5 | 0
2030 | SPP_S_2_ERCOT | SPP_S | ERCOT | External | Summer | B7 | 400 | 800 | 0 | 88.44 | 88.64 | 5 | 0
2030 | SPP_S_2_ERCOT | SPP_S | ERCOT | External | Summer | B8 | 500 | 800 | 0 | 88.44 | 88.64 | 5 | 0
2030 | SPP_S_2_ERCOT | SPP_S | ERCOT | External | Summer | B9 | 800 | 800 | 0 | 83.72 | 88.64 | 5 | 0
2030 | SPP_S_2_ERCOT | SPP_S | ERCOT | External | Summer | B10 | 1262 | 800 | 800 | 64.76 | 88.64 | 5 | 18.88
2030 | SPP_S_2_ERCOT | SPP_S | ERCOT | External | Winter | B16 | 25 | 800 | 800 | 0.03 | 92.99 | 5 | 87.96
2030 | SPP_S_2_ERCOT | SPP_S | ERCOT | External | Winter | B17 | 100 | 800 | 800 | 0.03 | 92.99 | 5 | 87.96
2030 | SPP_S_2_ERCOT | SPP_S | ERCOT | External | Winter | B18 | 400 | 800 | 800 | 68.97 | 92.99 | 5 | 19.02
2030 | SPP_S_2_ERCOT | SPP_S | ERCOT | External | Winter | B19 | 700 | 800 | 800 | 12.17 | 92.99 | 5 | 75.82
2030 | SPP_S_2_ERCOT | SPP_S | ERCOT | External | Winter | B20 | 935 | 800 | 800 | 0.01 | 80.69 | 5 | 75.68
2035 | AZ_NM_SNV_Coal_2_SPP_S | AZ_NM_SNV_Coal | SPP_S | External | Shoulder | B11 | 25 | 400 | 400 | 111.74 | 131.08 | 8.17 | 11.18
2035 | AZ_NM_SNV_Coal_2_SPP_S | AZ_NM_SNV_Coal | SPP_S | External | Shoulder | B12 | 200 | 400 | 0 | 103.59 | 102.85 | 8.17 | 0
2035 | AZ_NM_SNV_Coal_2_SPP_S | AZ_NM_SNV_Coal | SPP_S | External | Shoulder | B13 | 600 | 400 | 0 | 103.59 | 11.51 | 8.17 | 0
2035 | AZ_NM_SNV_Coal_2_SPP_S | AZ_NM_SNV_Coal | SPP_S | External | Shoulder | B14 | 900 | 400 | 0 | 103.59 | 0.01 | 8.17 | 0
2035 | AZ_NM_SNV_Coal_2_SPP_S | AZ_NM_SNV_Coal | SPP_S | External | Shoulder | B15 | 1203 | 400 | 0 | 93.46 | 0.01 | 8.17 | 0
2035 | AZ_NM_SNV_Coal_2_SPP_S | AZ_NM_SNV_Coal | SPP_S | External | Summer | B1 | 10 | 400 | 0 | 751.2 | 0.02 | 8.17 | 0
2035 | AZ_NM_SNV_Coal_2_SPP_S | AZ_NM_SNV_Coal | SPP_S | External | Summer | B2 | 25 | 400 | 0 | 238.96 | 214.57 | 8.17 | 0
2035 | AZ_NM_SNV_Coal_2_SPP_S | AZ_NM_SNV_Coal | SPP_S | External | Summer | B3 | 75 | 400 | 0 | 238.96 | 219.97 | 8.17 | 0
2035 | AZ_NM_SNV_Coal_2_SPP_S | AZ_NM_SNV_Coal | SPP_S | External | Summer | B4 | 100 | 400 | 0 | 201.11 | 207.46 | 8.17 | 0
2035 | AZ_NM_SNV_Coal_2_SPP_S | AZ_NM_SNV_Coal | SPP_S | External | Summer | B5 | 200 | 400 | 0 | 157.07 | 148.9 | 8.17 | 0
2035 | AZ_NM_SNV_Coal_2_SPP_S | AZ_NM_SNV_Coal | SPP_S | External | Summer | B6 | 300 | 400 | 0 | 148.89 | 138.92 | 8.17 | 0
2035 | AZ_NM_SNV_Coal_2_SPP_S | AZ_NM_SNV_Coal | SPP_S | External | Summer | B7 | 400 | 400 | 0 | 140.74 | 134.35 | 8.17 | 0
2035 | AZ_NM_SNV_Coal_2_SPP_S | AZ_NM_SNV_Coal | SPP_S | External | Summer | B8 | 500 | 400 | 0 | 136.73 | 129.59 | 8.17 | 0
2035 | AZ_NM_SNV_Coal_2_SPP_S | AZ_NM_SNV_Coal | SPP_S | External | Summer | B9 | 800 | 400 | 0 | 136.32 | 118.63 | 8.17 | 0
2035 | AZ_NM_SNV_Coal_2_SPP_S | AZ_NM_SNV_Coal | SPP_S | External | Summer | B10 | 1262 | 400 | 0 | 135.85 | 53.34 | 8.17 | 0
2035 | AZ_NM_SNV_Coal_2_SPP_S | AZ_NM_SNV_Coal | SPP_S | External | Winter | B16 | 25 | 400 | 0 | 108.77 | 0.01 | 8.17 | 0
2035 | AZ_NM_SNV_Coal_2_SPP_S | AZ_NM_SNV_Coal | SPP_S | External | Winter | B17 | 100 | 400 | 0 | 103.59 | 0.01 | 8.17 | 0
2035 | AZ_NM_SNV_Coal_2_SPP_S | AZ_NM_SNV_Coal | SPP_S | External | Winter | B18 | 400 | 400 | 0 | 103.59 | 11.99 | 8.17 | 0
2035 | AZ_NM_SNV_Coal_2_SPP_S | AZ_NM_SNV_Coal | SPP_S | External | Winter | B19 | 700 | 400 | 0 | 103.59 | 0.01 | 8.17 | 0
2035 | AZ_NM_SNV_Coal_2_SPP_S | AZ_NM_SNV_Coal | SPP_S | External | Winter | B20 | 935 | 400 | 0 | 94 | 0.01 | 8.17 | 0
2035 | ERCOT_2_SPP_S | ERCOT | SPP_S | External | Shoulder | B11 | 25 | 800 | 0 | 136.08 | 131.08 | 8 | 0
2035 | ERCOT_2_SPP_S | ERCOT | SPP_S | External | Shoulder | B12 | 200 | 800 | 0 | 136.08 | 102.85 | 8 | 0
2035 | ERCOT_2_SPP_S | ERCOT | SPP_S | External | Shoulder | B13 | 600 | 800 | 0 | 117.15 | 11.51 | 8 | 0
2035 | ERCOT_2_SPP_S | ERCOT | SPP_S | External | Shoulder | B14 | 900 | 800 | 0 | 117.15 | 0.01 | 8 | 0
2035 | ERCOT_2_SPP_S | ERCOT | SPP_S | External | Shoulder | B15 | 1203 | 800 | 0 | 80.53 | 0.01 | 8 | 0
2035 | ERCOT_2_SPP_S | ERCOT | SPP_S | External | Summer | B1 | 10 | 800 | 0 | 751.19 | 0.02 | 8 | 0
2035 | ERCOT_2_SPP_S | ERCOT | SPP_S | External | Summer | B2 | 25 | 800 | 0 | 751.19 | 214.57 | 8 | 0
2035 | ERCOT_2_SPP_S | ERCOT | SPP_S | External | Summer | B3 | 75 | 800 | 0 | 269.59 | 219.97 | 8 | 0
2035 | ERCOT_2_SPP_S | ERCOT | SPP_S | External | Summer | B4 | 100 | 800 | 0 | 212.46 | 207.46 | 8 | 0
2035 | ERCOT_2_SPP_S | ERCOT | SPP_S | External | Summer | B5 | 200 | 800 | 800 | 134.52 | 148.9 | 8 | 6.38
2035 | ERCOT_2_SPP_S | ERCOT | SPP_S | External | Summer | B6 | 300 | 800 | 0 | 134.52 | 138.92 | 8 | 0
2035 | ERCOT_2_SPP_S | ERCOT | SPP_S | External | Summer | B7 | 400 | 800 | 0 | 134.52 | 134.35 | 8 | 0
2035 | ERCOT_2_SPP_S | ERCOT | SPP_S | External | Summer | B8 | 500 | 800 | 0 | 134.52 | 129.59 | 8 | 0
2035 | ERCOT_2_SPP_S | ERCOT | SPP_S | External | Summer | B9 | 800 | 800 | 0 | 115.82 | 118.63 | 8 | 0
2035 | ERCOT_2_SPP_S | ERCOT | SPP_S | External | Summer | B10 | 1262 | 800 | 0 | 115.82 | 53.34 | 8 | 0
2035 | ERCOT_2_SPP_S | ERCOT | SPP_S | External | Winter | B16 | 25 | 800 | 0 | 139.35 | 0.01 | 8 | 0
2035 | ERCOT_2_SPP_S | ERCOT | SPP_S | External | Winter | B17 | 100 | 800 | 0 | 139.35 | 0.01 | 8 | 0
2035 | ERCOT_2_SPP_S | ERCOT | SPP_S | External | Winter | B18 | 400 | 800 | 0 | 119.93 | 11.99 | 8 | 0
2035 | ERCOT_2_SPP_S | ERCOT | SPP_S | External | Winter | B19 | 700 | 800 | 0 | 119.93 | 0.01 | 8 | 0
2035 | ERCOT_2_SPP_S | ERCOT | SPP_S | External | Winter | B20 | 935 | 800 | 0 | 80.53 | 0.01 | 8 | 0
2035 | MAPP_US_2_RMPA | MAPP_US | RMPA | External | Shoulder | B11 | 25 | 200 | 0 | 125.04 | 119.04 | 8 | 0
2035 | MAPP_US_2_RMPA | MAPP_US | RMPA | External | Shoulder | B12 | 200 | 200 | 0 | 107.83 | 107.83 | 8 | 0
2035 | MAPP_US_2_RMPA | MAPP_US | RMPA | External | Shoulder | B13 | 600 | 200 | 200 | 69.61 | 95.41 | 8 | 17.8
2035 | MAPP_US_2_RMPA | MAPP_US | RMPA | External | Shoulder | B14 | 900 | 200 | 200 | 69.61 | 95.41 | 8 | 17.8
2035 | MAPP_US_2_RMPA | MAPP_US | RMPA | External | Shoulder | B15 | 1203 | 200 | 200 | 54.74 | 95.41 | 8 | 32.68
2035 | MAPP_US_2_RMPA | MAPP_US | RMPA | External | Summer | B1 | 10 | 200 | 200 | 235.76 | 244.43 | 8 | 0.67
2035 | MAPP_US_2_RMPA | MAPP_US | RMPA | External | Summer | B2 | 25 | 200 | 0 | 214.96 | 221.96 | 8 | 0
2035 | MAPP_US_2_RMPA | MAPP_US | RMPA | External | Summer | B3 | 75 | 200 | 35.9 | 214.93 | 222.93 | 8 | 0
2035 | MAPP_US_2_RMPA | MAPP_US | RMPA | External | Summer | B4 | 100 | 200 | 0 | 203.6 | 199.08 | 8 | 0
2035 | MAPP_US_2_RMPA | MAPP_US | RMPA | External | Summer | B5 | 200 | 200 | 0 | 154.9 | 148.9 | 8 | 0
2035 | MAPP_US_2_RMPA | MAPP_US | RMPA | External | Summer | B6 | 300 | 200 | 0 | 136.91 | 143.92 | 8 | 0
2035 | MAPP_US_2_RMPA | MAPP_US | RMPA | External | Summer | B7 | 400 | 200 | 200 | 127.24 | 143.92 | 8 | 8.68
2035 | MAPP_US_2_RMPA | MAPP_US | RMPA | External | Summer | B8 | 500 | 200 | 200 | 121.03 | 132.56 | 8 | 3.53
2035 | MAPP_US_2_RMPA | MAPP_US | RMPA | External | Summer | B9 | 800 | 200 | 200 | 108.62 | 128.49 | 8 | 11.88
2035 | MAPP_US_2_RMPA | MAPP_US | RMPA | External | Summer | B10 | 1262 | 200 | 200 | 63.47 | 128.49 | 8 | 57.03
2035 | MAPP_US_2_RMPA | MAPP_US | RMPA | External | Winter | B16 | 25 | 200 | 200 | 54.74 | 123.49 | 8 | 60.76
2035 | MAPP_US_2_RMPA | MAPP_US | RMPA | External | Winter | B17 | 100 | 200 | 200 | 54.74 | 111.75 | 8 | 49.02
2035 | MAPP_US_2_RMPA | MAPP_US | RMPA | External | Winter | B18 | 400 | 200 | 0 | 108.18 | 103.49 | 8 | 0
2035 | MAPP_US_2_RMPA | MAPP_US | RMPA | External | Winter | B19 | 700 | 200 | 0 | 108.18 | 103.49 | 8 | 0
2035 | MAPP_US_2_RMPA | MAPP_US | RMPA | External | Winter | B20 | 935 | 200 | 200 | 54.74 | 85.83 | 8 | 23.1
2035 | NE_2_RMPA | NE | RMPA | External | Shoulder | B11 | 25 | 310 | 0 | 127.04 | 119.04 | 5 | 0
2035 | NE_2_RMPA | NE | RMPA | External | Shoulder | B12 | 200 | 310 | 181.82 | 102.83 | 107.83 | 5 | 0
2035 | NE_2_RMPA | NE | RMPA | External | Shoulder | B13 | 600 | 310 | 310 | 11.53 | 95.41 | 5 | 78.88
2035 | NE_2_RMPA | NE | RMPA | External | Shoulder | B14 | 900 | 310 | 310 | 0.01 | 95.41 | 5 | 90.4
2035 | NE_2_RMPA | NE | RMPA | External | Shoulder | B15 | 1203 | 310 | 310 | 0.01 | 95.41 | 5 | 90.4
2035 | NE_2_RMPA | NE | RMPA | External | Summer | B1 | 10 | 310 | 310 | 237.76 | 244.43 | 5 | 1.67
2035 | NE_2_RMPA | NE | RMPA | External | Summer | B2 | 25 | 310 | 166.42 | 216.96 | 221.96 | 5 | 0
2035 | NE_2_RMPA | NE | RMPA | External | Summer | B3 | 75 | 310 | 182.47 | 217.93 | 222.93 | 5 | 0
2035 | NE_2_RMPA | NE | RMPA | External | Summer | B4 | 100 | 310 | 0 | 207.45 | 199.08 | 5 | 0
2035 | NE_2_RMPA | NE | RMPA | External | Summer | B5 | 200 | 310 | 0 | 156.9 | 148.9 | 5 | 0
2035 | NE_2_RMPA | NE | RMPA | External | Summer | B6 | 300 | 310 | 310 | 138.91 | 143.92 | 5 | 0.01
2035 | NE_2_RMPA | NE | RMPA | External | Summer | B7 | 400 | 310 | 310 | 129.24 | 143.92 | 5 | 9.68
2035 | NE_2_RMPA | NE | RMPA | External | Summer | B8 | 500 | 310 | 310 | 123.03 | 132.56 | 5 | 4.53
2035 | NE_2_RMPA | NE | RMPA | External | Summer | B9 | 800 | 310 | 310 | 110.62 | 128.49 | 5 | 12.88
2035 | NE_2_RMPA | NE | RMPA | External | Summer | B10 | 1262 | 310 | 310 | 58.47 | 128.49 | 5 | 65.03
2035 | NE_2_RMPA | NE | RMPA | External | Winter | B16 | 25 | 310 | 310 | 0.01 | 123.49 | 5 | 118.48
2035 | NE_2_RMPA | NE | RMPA | External | Winter | B17 | 100 | 310 | 310 | 0.01 | 111.75 | 5 | 106.74
2035 | NE_2_RMPA | NE | RMPA | External | Winter | B18 | 400 | 310 | 310 | 11.96 | 103.49 | 5 | 86.53
2035 | NE_2_RMPA | NE | RMPA | External | Winter | B19 | 700 | 310 | 310 | 0.01 | 103.49 | 5 | 98.48
2035 | NE_2_RMPA | NE | RMPA | External | Winter | B20 | 935 | 310 | 310 | 0.01 | 85.83 | 5 | 80.82
2035 | NWPP_Coal_2_MAPP_US | NWPP_Coal | MAPP_US | External | Shoulder | B11 | 25 | 150 | 150 | 103.58 | 125.04 | 8 | 13.46
2035 | NWPP_Coal_2_MAPP_US | NWPP_Coal | MAPP_US | External | Shoulder | B12 | 200 | 150 | 0 | 103.58 | 107.83 | 8 | 0
2035 | NWPP_Coal_2_MAPP_US | NWPP_Coal | MAPP_US | External | Shoulder | B13 | 600 | 150 | 0 | 103.58 | 69.61 | 8 | 0
2035 | NWPP_Coal_2_MAPP_US | NWPP_Coal | MAPP_US | External | Shoulder | B14 | 900 | 150 | 0 | 103.58 | 69.61 | 8 | 0
2035 | NWPP_Coal_2_MAPP_US | NWPP_Coal | MAPP_US | External | Shoulder | B15 | 1203 | 150 | 0 | 103.58 | 54.74 | 8 | 0
2035 | NWPP_Coal_2_MAPP_US | NWPP_Coal | MAPP_US | External | Summer | B1 | 10 | 150 | 150 | 204.57 | 235.76 | 8 | 23.2
2035 | NWPP_Coal_2_MAPP_US | NWPP_Coal | MAPP_US | External | Summer | B2 | 25 | 150 | 150 | 180.48 | 214.96 | 8 | 26.48
2035 | NWPP_Coal_2_MAPP_US | NWPP_Coal | MAPP_US | External | Summer | B3 | 75 | 150 | 150 | 140.73 | 214.93 | 8 | 66.2
2035 | NWPP_Coal_2_MAPP_US | NWPP_Coal | MAPP_US | External | Summer | B4 | 100 | 150 | 150 | 140.73 | 203.6 | 8 | 54.88
2035 | NWPP_Coal_2_MAPP_US | NWPP_Coal | MAPP_US | External | Summer | B5 | 200 | 150 | 150 | 140.73 | 154.9 | 8 | 6.18
2035 | NWPP_Coal_2_MAPP_US | NWPP_Coal | MAPP_US | External | Summer | B6 | 300 | 150 | 0 | 140.73 | 136.91 | 8 | 0
2035 | NWPP_Coal_2_MAPP_US | NWPP_Coal | MAPP_US | External | Summer | B7 | 400 | 150 | 0 | 140.73 | 127.24 | 8 | 0
2035 | NWPP_Coal_2_MAPP_US | NWPP_Coal | MAPP_US | External | Summer | B8 | 500 | 150 | 0 | 140.73 | 121.03 | 8 | 0
2035 | NWPP_Coal_2_MAPP_US | NWPP_Coal | MAPP_US | External | Summer | B9 | 800 | 150 | 0 | 140.73 | 108.62 | 8 | 0
2035 | NWPP_Coal_2_MAPP_US | NWPP_Coal | MAPP_US | External | Summer | B10 | 1262 | 150 | 0 | 140.73 | 63.47 | 8 | 0
2035 | NWPP_Coal_2_MAPP_US | NWPP_Coal | MAPP_US | External | Winter | B16 | 25 | 150 | 0 | 103.58 | 54.74 | 8 | 0
2035 | NWPP_Coal_2_MAPP_US | NWPP_Coal | MAPP_US | External | Winter | B17 | 100 | 150 | 0 | 103.58 | 54.74 | 8 | 0
2035 | NWPP_Coal_2_MAPP_US | NWPP_Coal | MAPP_US | External | Winter | B18 | 400 | 150 | 0 | 103.58 | 108.18 | 8 | 0
2035 | NWPP_Coal_2_MAPP_US | NWPP_Coal | MAPP_US | External | Winter | B19 | 700 | 150 | 0 | 103.58 | 108.18 | 8 | 0
2035 | NWPP_Coal_2_MAPP_US | NWPP_Coal | MAPP_US | External | Winter | B20 | 935 | 150 | 0 | 103.58 | 54.74 | 8 | 0
2035 | RMPA_2_MAPP_US | RMPA | MAPP_US | External | Shoulder | B11 | 25 | 200 | 0 | 119.04 | 125.04 | 8 | 0
2035 | RMPA_2_MAPP_US | RMPA | MAPP_US | External | Shoulder | B12 | 200 | 200 | 0 | 107.83 | 107.83 | 8 | 0
2035 | RMPA_2_MAPP_US | RMPA | MAPP_US | External | Shoulder | B13 | 600 | 200 | 0 | 95.41 | 69.61 | 8 | 0
2035 | RMPA_2_MAPP_US | RMPA | MAPP_US | External | Shoulder | B14 | 900 | 200 | 0 | 95.41 | 69.61 | 8 | 0
2035 | RMPA_2_MAPP_US | RMPA | MAPP_US | External | Shoulder | B15 | 1203 | 200 | 0 | 95.41 | 54.74 | 8 | 0
2035 | RMPA_2_MAPP_US | RMPA | MAPP_US | External | Summer | B1 | 10 | 200 | 0 | 244.43 | 235.76 | 8 | 0
2035 | RMPA_2_MAPP_US | RMPA | MAPP_US | External | Summer | B2 | 25 | 200 | 0 | 221.96 | 214.96 | 8 | 0
2035 | RMPA_2_MAPP_US | RMPA | MAPP_US | External | Summer | B3 | 75 | 200 | 0 | 222.93 | 214.93 | 8 | 0
2035 | RMPA_2_MAPP_US | RMPA | MAPP_US | External | Summer | B4 | 100 | 200 | 0 | 199.08 | 203.6 | 8 | 0
2035 | RMPA_2_MAPP_US | RMPA | MAPP_US | External | Summer | B5 | 200 | 200 | 0 | 148.9 | 154.9 | 8 | 0
2035 | RMPA_2_MAPP_US | RMPA | MAPP_US | External | Summer | B6 | 300 | 200 | 0 | 143.92 | 136.91 | 8 | 0
2035 | RMPA_2_MAPP_US | RMPA | MAPP_US | External | Summer | B7 | 400 | 200 | 0 | 143.92 | 127.24 | 8 | 0
2035 | RMPA_2_MAPP_US | RMPA | MAPP_US | External | Summer | B8 | 500 | 200 | 0 | 132.56 | 121.03 | 8 | 0
2035 | RMPA_2_MAPP_US | RMPA | MAPP_US | External | Summer | B9 | 800 | 200 | 0 | 128.49 | 108.62 | 8 | 0
2035 | RMPA_2_MAPP_US | RMPA | MAPP_US | External | Summer | B10 | 1262 | 200 | 0 | 128.49 | 63.47 | 8 | 0
2035 | RMPA_2_MAPP_US | RMPA | MAPP_US | External | Winter | B16 | 25 | 200 | 0 | 123.49 | 54.74 | 8 | 0
2035 | RMPA_2_MAPP_US | RMPA | MAPP_US | External | Winter | B17 | 100 | 200 | 0 | 111.75 | 54.74 | 8 | 0
2035 | RMPA_2_MAPP_US | RMPA | MAPP_US | External | Winter | B18 | 400 | 200 | 0 | 103.49 | 108.18 | 8 | 0
2035 | RMPA_2_MAPP_US | RMPA | MAPP_US | External | Winter | B19 | 700 | 200 | 0 | 103.49 | 108.18 | 8 | 0
2035 | RMPA_2_MAPP_US | RMPA | MAPP_US | External | Winter | B20 | 935 | 200 | 0 | 85.83 | 54.74 | 8 | 0
2035 | RMPA_2_NE | RMPA | NE | External | Shoulder | B11 | 25 | 310 | 298.82 | 119.04 | 127.04 | 8 | 0
2035 | RMPA_2_NE | RMPA | NE | External | Shoulder | B12 | 200 | 310 | 0 | 107.83 | 102.83 | 8 | 0
2035 | RMPA_2_NE | RMPA | NE | External | Shoulder | B13 | 600 | 310 | 0 | 95.41 | 11.53 | 8 | 0
2035 | RMPA_2_NE | RMPA | NE | External | Shoulder | B14 | 900 | 310 | 0 | 95.41 | 0.01 | 8 | 0
2035 | RMPA_2_NE | RMPA | NE | External | Shoulder | B15 | 1203 | 310 | 0 | 95.41 | 0.01 | 8 | 0
2035 | RMPA_2_NE | RMPA | NE | External | Summer | B1 | 10 | 310 | 0 | 244.43 | 237.76 | 8 | 0
2035 | RMPA_2_NE | RMPA | NE | External | Summer | B2 | 25 | 310 | 0 | 221.96 | 216.96 | 8 | 0
2035 | RMPA_2_NE | RMPA | NE | External | Summer | B3 | 75 | 310 | 0 | 222.93 | 217.93 | 8 | 0
2035 | RMPA_2_NE | RMPA | NE | External | Summer | B4 | 100 | 310 | 310 | 199.08 | 207.45 | 8 | 0.37
2035 | RMPA_2_NE | RMPA | NE | External | Summer | B5 | 200 | 310 | 126.62 | 148.9 | 156.9 | 8 | 0
2035 | RMPA_2_NE | RMPA | NE | External | Summer | B6 | 300 | 310 | 0 | 143.92 | 138.91 | 8 | 0
2035 | RMPA_2_NE | RMPA | NE | External | Summer | B7 | 400 | 310 | 0 | 143.92 | 129.24 | 8 | 0
2035 | RMPA_2_NE | RMPA | NE | External | Summer | B8 | 500 | 310 | 0 | 132.56 | 123.03 | 8 | 0
2035 | RMPA_2_NE | RMPA | NE | External | Summer | B9 | 800 | 310 | 0 | 128.49 | 110.62 | 8 | 0
2035 | RMPA_2_NE | RMPA | NE | External | Summer | B10 | 1262 | 310 | 0 | 128.49 | 58.47 | 8 | 0
2035 | RMPA_2_NE | RMPA | NE | External | Winter | B16 | 25 | 310 | 0 | 123.49 | 0.01 | 8 | 0
2035 | RMPA_2_NE | RMPA | NE | External | Winter | B17 | 100 | 310 | 0 | 111.75 | 0.01 | 8 | 0
2035 | RMPA_2_NE | RMPA | NE | External | Winter | B18 | 400 | 310 | 0 | 103.49 | 11.96 | 8 | 0
2035 | RMPA_2_NE | RMPA | NE | External | Winter | B19 | 700 | 310 | 0 | 103.49 | 0.01 | 8 | 0
2035 | RMPA_2_NE | RMPA | NE | External | Winter | B20 | 935 | 310 | 0 | 85.83 | 0.01 | 8 | 0
2035 | RMPA_2_SPP_N | RMPA | SPP_N | External | Shoulder | B11 | 25 | 210 | 210 | 119.04 | 127.05 | 8 | 0.01
2035 | RMPA_2_SPP_N | RMPA | SPP_N | External | Shoulder | B12 | 200 | 210 | 0 | 107.83 | 102.84 | 8 | 0
2035 | RMPA_2_SPP_N | RMPA | SPP_N | External | Shoulder | B13 | 600 | 210 | 0 | 95.41 | 11.52 | 8 | 0
2035 | RMPA_2_SPP_N | RMPA | SPP_N | External | Shoulder | B14 | 900 | 210 | 0 | 95.41 | 0.01 | 8 | 0
2035 | RMPA_2_SPP_N | RMPA | SPP_N | External | Shoulder | B15 | 1203 | 210 | 0 | 95.41 | 0.01 | 8 | 0
2035 | RMPA_2_SPP_N | RMPA | SPP_N | External | Summer | B1 | 10 | 210 | 0 | 244.43 | 0.01 | 8 | 0
2035 | RMPA_2_SPP_N | RMPA | SPP_N | External | Summer | B2 | 25 | 210 | 0 | 221.96 | 216.97 | 8 | 0
2035 | RMPA_2_SPP_N | RMPA | SPP_N | External | Summer | B3 | 75 | 210 | 0 | 222.93 | 219.97 | 8 | 0
2035 | RMPA_2_SPP_N | RMPA | SPP_N | External | Summer | B4 | 100 | 210 | 210 | 199.08 | 207.46 | 8 | 0.38
2035 | RMPA_2_SPP_N | RMPA | SPP_N | External | Summer | B5 | 200 | 210 | 0 | 148.9 | 148.91 | 8 | 0
2035 | RMPA_2_SPP_N | RMPA | SPP_N | External | Summer | B6 | 300 | 210 | 0 | 143.92 | 138.92 | 8 | 0
2035 | RMPA_2_SPP_N | RMPA | SPP_N | External | Summer | B7 | 400 | 210 | 0 | 143.92 | 134.33 | 8 | 0
2035 | RMPA_2_SPP_N | RMPA | SPP_N | External | Summer | B8 | 500 | 210 | 0 | 132.56 | 129.58 | 8 | 0
2035 | RMPA_2_SPP_N | RMPA | SPP_N | External | Summer | B9 | 800 | 210 | 0 | 128.49 | 110.63 | 8 | 0
2035 | RMPA_2_SPP_N | RMPA | SPP_N | External | Summer | B10 | 1262 | 210 | 0 | 128.49 | 53.32 | 8 | 0
2035 | RMPA_2_SPP_N | RMPA | SPP_N | External | Winter | B16 | 25 | 210 | 0 | 123.49 | 0.01 | 8 | 0
2035 | RMPA_2_SPP_N | RMPA | SPP_N | External | Winter | B17 | 100 | 210 | 0 | 111.75 | 0.01 | 8 | 0
2035 | RMPA_2_SPP_N | RMPA | SPP_N | External | Winter | B18 | 400 | 210 | 0 | 103.49 | 11.98 | 8 | 0
2035 | RMPA_2_SPP_N | RMPA | SPP_N | External | Winter | B19 | 700 | 210 | 0 | 103.49 | 0.02 | 8 | 0
2035 | RMPA_2_SPP_N | RMPA | SPP_N | External | Winter | B20 | 935 | 210 | 0 | 85.83 | 0.01 | 8 | 0
2035 | SPP_N_2_RMPA | SPP_N | RMPA | External | Shoulder | B11 | 25 | 210 | 0 | 127.05 | 119.04 | 5 | 0
2035 | SPP_N_2_RMPA | SPP_N | RMPA | External | Shoulder | B12 | 200 | 210 | 0 | 102.84 | 107.83 | 5 | 0
2035 | SPP_N_2_RMPA | SPP_N | RMPA | External | Shoulder | B13 | 600 | 210 | 210 | 11.52 | 95.41 | 5 | 78.89
2035 | SPP_N_2_RMPA | SPP_N | RMPA | External | Shoulder | B14 | 900 | 210 | 210 | 0.01 | 95.41 | 5 | 90.4
2035 | SPP_N_2_RMPA | SPP_N | RMPA | External | Shoulder | B15 | 1203 | 210 | 210 | 0.01 | 95.41 | 5 | 90.4
2035 | SPP_N_2_RMPA | SPP_N | RMPA | External | Summer | B1 | 10 | 210 | 210 | 0.01 | 244.43 | 5 | 239.42
2035 | SPP_N_2_RMPA | SPP_N | RMPA | External | Summer | B2 | 25 | 210 | 0 | 216.97 | 221.96 | 5 | 0
2035 | SPP_N_2_RMPA | SPP_N | RMPA | External | Summer | B3 | 75 | 210 | 0 | 219.97 | 222.93 | 5 | 0
2035 | SPP_N_2_RMPA | SPP_N | RMPA | External | Summer | B4 | 100 | 210 | 0 | 207.46 | 199.08 | 5 | 0
2035 | SPP_N_2_RMPA | SPP_N | RMPA | External | Summer | B5 | 200 | 210 | 0 | 148.91 | 148.9 | 5 | 0
2035 | SPP_N_2_RMPA | SPP_N | RMPA | External | Summer | B6 | 300 | 210 | 19.07 | 138.92 | 143.92 | 5 | 0
2035 | SPP_N_2_RMPA | SPP_N | RMPA | External | Summer | B7 | 400 | 210 | 210 | 134.33 | 143.92 | 5 | 4.59
2035 | SPP_N_2_RMPA | SPP_N | RMPA | External | Summer | B8 | 500 | 210 | 0 | 129.58 | 132.56 | 5 | 0
2035 | SPP_N_2_RMPA | SPP_N | RMPA | External | Summer | B9 | 800 | 210 | 210 | 110.63 | 128.49 | 5 | 12.87
2035 | SPP_N_2_RMPA | SPP_N | RMPA | External | Summer | B10 | 1262 | 210 | 210 | 53.32 | 128.49 | 5 | 70.17
2035 | SPP_N_2_RMPA | SPP_N | RMPA | External | Winter | B16 | 25 | 210 | 210 | 0.01 | 123.49 | 5 | 118.48
2035 | SPP_N_2_RMPA | SPP_N | RMPA | External | Winter | B17 | 100 | 210 | 210 | 0.01 | 111.75 | 5 | 106.74
2035 | SPP_N_2_RMPA | SPP_N | RMPA | External | Winter | B18 | 400 | 210 | 210 | 11.98 | 103.49 | 5 | 86.51
2035 | SPP_N_2_RMPA | SPP_N | RMPA | External | Winter | B19 | 700 | 210 | 210 | 0.02 | 103.49 | 5 | 98.47
2035 | SPP_N_2_RMPA | SPP_N | RMPA | External | Winter | B20 | 935 | 210 | 210 | 0.01 | 85.83 | 5 | 80.82
2035 | SPP_S_2_ERCOT | SPP_S | ERCOT | External | Shoulder | B11 | 25 | 800 | 266.41 | 131.08 | 136.08 | 5 | 0
2035 | SPP_S_2_ERCOT | SPP_S | ERCOT | External | Shoulder | B12 | 200 | 800 | 800 | 102.85 | 136.08 | 5 | 28.23
2035 | SPP_S_2_ERCOT | SPP_S | ERCOT | External | Shoulder | B13 | 600 | 800 | 800 | 11.51 | 117.15 | 5 | 100.64
2035 | SPP_S_2_ERCOT | SPP_S | ERCOT | External | Shoulder | B14 | 900 | 800 | 800 | 0.01 | 117.15 | 5 | 112.14
2035 | SPP_S_2_ERCOT | SPP_S | ERCOT | External | Shoulder | B15 | 1203 | 800 | 800 | 0.01 | 80.53 | 5 | 75.52
2035 | SPP_S_2_ERCOT | SPP_S | ERCOT | External | Summer | B1 | 10 | 800 | 800 | 0.02 | 751.19 | 5 | 746.16
2035 | SPP_S_2_ERCOT | SPP_S | ERCOT | External | Summer | B2 | 25 | 800 | 800 | 214.57 | 751.19 | 5 | 531.62
2035 | SPP_S_2_ERCOT | SPP_S | ERCOT | External | Summer | B3 | 75 | 800 | 800 | 219.97 | 269.59 | 5 | 44.62
2035 | SPP_S_2_ERCOT | SPP_S | ERCOT | External | Summer | B4 | 100 | 800 | 479.88 | 207.46 | 212.46 | 5 | 0
2035 | SPP_S_2_ERCOT | SPP_S | ERCOT | External | Summer | B5 | 200 | 800 | 0 | 148.9 | 134.52 | 5 | 0
2035 | SPP_S_2_ERCOT | SPP_S | ERCOT | External | Summer | B6 | 300 | 800 | 0 | 138.92 | 134.52 | 5 | 0
2035 | SPP_S_2_ERCOT | SPP_S | ERCOT | External | Summer | B7 | 400 | 800 | 0 | 134.35 | 134.52 | 5 | 0
2035 | SPP_S_2_ERCOT | SPP_S | ERCOT | External | Summer | B8 | 500 | 800 | 0 | 129.59 | 134.52 | 5 | 0
2035 | SPP_S_2_ERCOT | SPP_S | ERCOT | External | Summer | B9 | 800 | 800 | 0 | 118.63 | 115.82 | 5 | 0
2035 | SPP_S_2_ERCOT | SPP_S | ERCOT | External | Summer | B10 | 1262 | 800 | 800 | 53.34 | 115.82 | 5 | 57.48
2035 | SPP_S_2_ERCOT | SPP_S | ERCOT | External | Winter | B16 | 25 | 800 | 800 | 0.01 | 139.35 | 5 | 134.34
2035 | SPP_S_2_ERCOT | SPP_S | ERCOT | External | Winter | B17 | 100 | 800 | 800 | 0.01 | 139.35 | 5 | 134.34
2035 | SPP_S_2_ERCOT | SPP_S | ERCOT | External | Winter | B18 | 400 | 800 | 800 | 11.99 | 119.93 | 5 | 102.94
2035 | SPP_S_2_ERCOT | SPP_S | ERCOT | External | Winter | B19 | 700 | 800 | 800 | 0.01 | 119.93 | 5 | 114.91
2035 | SPP_S_2_ERCOT | SPP_S | ERCOT | External | Winter | B20 | 935 | 800 | 800 | 0.01 | 80.53 | 5 | 75.52
2040 | AZ_NM_SNV_Coal_2_SPP_S | AZ_NM_SNV_Coal | SPP_S | External | Shoulder | B11 | 25 | 400 | 400 | 73.51 | 165.89 | 8.17 | 84.21
2040 | AZ_NM_SNV_Coal_2_SPP_S | AZ_NM_SNV_Coal | SPP_S | External | Shoulder | B12 | 200 | 400 | 0 | 73.51 | 11.53 | 8.17 | 0
2040 | AZ_NM_SNV_Coal_2_SPP_S | AZ_NM_SNV_Coal | SPP_S | External | Shoulder | B13 | 600 | 400 | 0 | 73.51 | 0.17 | 8.17 | 0
2040 | AZ_NM_SNV_Coal_2_SPP_S | AZ_NM_SNV_Coal | SPP_S | External | Shoulder | B14 | 900 | 400 | 0 | 73.51 | 0.01 | 8.17 | 0
2040 | AZ_NM_SNV_Coal_2_SPP_S | AZ_NM_SNV_Coal | SPP_S | External | Shoulder | B15 | 1203 | 400 | 0 | 65.33 | 0.01 | 8.17 | 0
2040 | AZ_NM_SNV_Coal_2_SPP_S | AZ_NM_SNV_Coal | SPP_S | External | Summer | B1 | 10 | 400 | 0 | 751.2 | 0.02 | 8.17 | 0
2040 | AZ_NM_SNV_Coal_2_SPP_S | AZ_NM_SNV_Coal | SPP_S | External | Summer | B2 | 25 | 400 | 0 | 313.57 | 270.82 | 8.17 | 0
2040 | AZ_NM_SNV_Coal_2_SPP_S | AZ_NM_SNV_Coal | SPP_S | External | Summer | B3 | 75 | 400 | 0 | 313.57 | 293.4 | 8.17 | 0
2040 | AZ_NM_SNV_Coal_2_SPP_S | AZ_NM_SNV_Coal | SPP_S | External | Summer | B4 | 100 | 400 | 0 | 252.31 | 257.64 | 8.17 | 0
2040 | AZ_NM_SNV_Coal_2_SPP_S | AZ_NM_SNV_Coal | SPP_S | External | Summer | B5 | 200 | 400 | 0 | 203.16 | 185.37 | 8.17 | 0
2040 | AZ_NM_SNV_Coal_2_SPP_S | AZ_NM_SNV_Coal | SPP_S | External | Summer | B6 | 300 | 400 | 0 | 195.86 | 181.95 | 8.17 | 0
2040 | AZ_NM_SNV_Coal_2_SPP_S | AZ_NM_SNV_Coal | SPP_S | External | Summer | B7 | 400 | 400 | 0 | 187.71 | 180.29 | 8.17 | 0
2040 | AZ_NM_SNV_Coal_2_SPP_S | AZ_NM_SNV_Coal | SPP_S | External | Summer | B8 | 500 | 400 | 0 | 187.71 | 164.32 | 8.17 | 0
2040 | AZ_NM_SNV_Coal_2_SPP_S | AZ_NM_SNV_Coal | SPP_S | External | Summer | B9 | 800 | 400 | 0 | 179.53 | 149.92 | 8.17 | 0
2040 | AZ_NM_SNV_Coal_2_SPP_S | AZ_NM_SNV_Coal | SPP_S | External | Summer | B10 | 1262 | 400 | 0 | 173.18 | 11.53 | 8.17 | 0
2040 | AZ_NM_SNV_Coal_2_SPP_S | AZ_NM_SNV_Coal | SPP_S | External | Winter | B16 | 25 | 400 | 0 | 73.51 | 0.01 | 8.17 | 0
2040 | AZ_NM_SNV_Coal_2_SPP_S | AZ_NM_SNV_Coal | SPP_S | External | Winter | B17 | 100 | 400 | 0 | 73.51 | 0.01 | 8.17 | 0
2040 | AZ_NM_SNV_Coal_2_SPP_S | AZ_NM_SNV_Coal | SPP_S | External | Winter | B18 | 400 | 400 | 0 | 73.51 | 2.39 | 8.17 | 0
2040 | AZ_NM_SNV_Coal_2_SPP_S | AZ_NM_SNV_Coal | SPP_S | External | Winter | B19 | 700 | 400 | 0 | 73.51 | 0.01 | 8.17 | 0
2040 | AZ_NM_SNV_Coal_2_SPP_S | AZ_NM_SNV_Coal | SPP_S | External | Winter | B20 | 935 | 400 | 0 | 65.75 | 0.01 | 8.17 | 0
2040 | ERCOT_2_SPP_S | ERCOT | SPP_S | External | Shoulder | B11 | 25 | 800 | 0 | 182.23 | 165.89 | 8 | 0
2040 | ERCOT_2_SPP_S | ERCOT | SPP_S | External | Shoulder | B12 | 200 | 800 | 0 | 157.63 | 11.53 | 8 | 0
2040 | ERCOT_2_SPP_S | ERCOT | SPP_S | External | Shoulder | B13 | 600 | 800 | 0 | 156.4 | 0.17 | 8 | 0
2040 | ERCOT_2_SPP_S | ERCOT | SPP_S | External | Shoulder | B14 | 900 | 800 | 0 | 118.12 | 0.01 | 8 | 0
2040 | ERCOT_2_SPP_S | ERCOT | SPP_S | External | Shoulder | B15 | 1203 | 800 | 0 | 70.17 | 0.01 | 8 | 0
2040 | ERCOT_2_SPP_S | ERCOT | SPP_S | External | Summer | B1 | 10 | 800 | 0 | 751.19 | 0.02 | 8 | 0
2040 | ERCOT_2_SPP_S | ERCOT | SPP_S | External | Summer | B2 | 25 | 800 | 0 | 751.19 | 270.82 | 8 | 0
2040 | ERCOT_2_SPP_S | ERCOT | SPP_S | External | Summer | B3 | 75 | 800 | 0 | 354.27 | 293.4 | 8 | 0
2040 | ERCOT_2_SPP_S | ERCOT | SPP_S | External | Summer | B4 | 100 | 800 | 800 | 245.49 | 257.64 | 8 | 4.15
2040 | ERCOT_2_SPP_S | ERCOT | SPP_S | External | Summer | B5 | 200 | 800 | 0 | 180.5 | 185.37 | 8 | 0
2040 | ERCOT_2_SPP_S | ERCOT | SPP_S | External | Summer | B6 | 300 | 800 | 0 | 180.5 | 181.95 | 8 | 0
2040 | ERCOT_2_SPP_S | ERCOT | SPP_S | External | Summer | B7 | 400 | 800 | 0 | 180.5 | 180.29 | 8 | 0
2040 | ERCOT_2_SPP_S | ERCOT | SPP_S | External | Summer | B8 | 500 | 800 | 179.19 | 156.32 | 164.32 | 8 | 0
2040 | ERCOT_2_SPP_S | ERCOT | SPP_S | External | Summer | B9 | 800 | 800 | 0 | 154.92 | 149.92 | 8 | 0
2040 | ERCOT_2_SPP_S | ERCOT | SPP_S | External | Summer | B10 | 1262 | 800 | 0 | 73.5 | 11.53 | 8 | 0
2040 | ERCOT_2_SPP_S | ERCOT | SPP_S | External | Winter | B16 | 25 | 800 | 0 | 185.84 | 0.01 | 8 | 0
2040 | ERCOT_2_SPP_S | ERCOT | SPP_S | External | Winter | B17 | 100 | 800 | 0 | 159.47 | 0.01 | 8 | 0
2040 | ERCOT_2_SPP_S | ERCOT | SPP_S | External | Winter | B18 | 400 | 800 | 0 | 159.47 | 2.39 | 8 | 0
2040 | ERCOT_2_SPP_S | ERCOT | SPP_S | External | Winter | B19 | 700 | 800 | 0 | 123.65 | 0.01 | 8 | 0
2040 | ERCOT_2_SPP_S | ERCOT | SPP_S | External | Winter | B20 | 935 | 800 | 0 | 70.17 | 0.01 | 8 | 0
2040 | MAPP_US_2_RMPA | MAPP_US | RMPA | External | Shoulder | B11 | 25 | 200 | 0 | 154.89 | 81.67 | 8 | 0
2040 | MAPP_US_2_RMPA | MAPP_US | RMPA | External | Shoulder | B12 | 200 | 200 | 0 | 81.66 | 81.66 | 8 | 0
2040 | MAPP_US_2_RMPA | MAPP_US | RMPA | External | Shoulder | B13 | 600 | 200 | 0 | 71.88 | 73.5 | 8 | 0
2040 | MAPP_US_2_RMPA | MAPP_US | RMPA | External | Shoulder | B14 | 900 | 200 | 0 | 71.88 | 73.5 | 8 | 0
2040 | MAPP_US_2_RMPA | MAPP_US | RMPA | External | Shoulder | B15 | 1203 | 200 | 0 | 71.48 | 73.5 | 8 | 0
2040 | MAPP_US_2_RMPA | MAPP_US | RMPA | External | Summer | B1 | 10 | 200 | 200 | 329.4 | 743.02 | 8 | 405.62
2040 | MAPP_US_2_RMPA | MAPP_US | RMPA | External | Summer | B2 | 25 | 200 | 0 | 290.47 | 297.48 | 8 | 0
2040 | MAPP_US_2_RMPA | MAPP_US | RMPA | External | Summer | B3 | 75 | 200 | 0 | 290.46 | 298.4 | 8 | 0
2040 | MAPP_US_2_RMPA | MAPP_US | RMPA | External | Summer | B4 | 100 | 200 | 0 | 255.63 | 244.15 | 8 | 0
2040 | MAPP_US_2_RMPA | MAPP_US | RMPA | External | Summer | B5 | 200 | 200 | 200 | 183.35 | 192.16 | 8 | 0.81
2040 | MAPP_US_2_RMPA | MAPP_US | RMPA | External | Summer | B6 | 300 | 200 | 200 | 174.94 | 192.16 | 8 | 9.22
2040 | MAPP_US_2_RMPA | MAPP_US | RMPA | External | Summer | B7 | 400 | 200 | 200 | 163.36 | 179.54 | 8 | 8.19
2040 | MAPP_US_2_RMPA | MAPP_US | RMPA | External | Summer | B8 | 500 | 200 | 200 | 150.32 | 179.53 | 8 | 21.21
2040 | MAPP_US_2_RMPA | MAPP_US | RMPA | External | Summer | B9 | 800 | 200 | 200 | 143.06 | 159.09 | 8 | 8.03
2040 | MAPP_US_2_RMPA | MAPP_US | RMPA | External | Summer | B10 | 1262 | 200 | 200 | 71.48 | 159.09 | 8 | 79.6
2040 | MAPP_US_2_RMPA | MAPP_US | RMPA | External | Winter | B16 | 25 | 200 | 200 | 71.48 | 95.01 | 8 | 15.52
2040 | MAPP_US_2_RMPA | MAPP_US | RMPA | External | Winter | B17 | 100 | 200 | 200 | 71.48 | 81.67 | 8 | 2.19
2040 | MAPP_US_2_RMPA | MAPP_US | RMPA | External | Winter | B18 | 400 | 200 | 0 | 81.5 | 73.5 | 8 | 0
2040 | MAPP_US_2_RMPA | MAPP_US | RMPA | External | Winter | B19 | 700 | 200 | 0 | 81.5 | 73.5 | 8 | 0
2040 | MAPP_US_2_RMPA | MAPP_US | RMPA | External | Winter | B20 | 935 | 200 | 0 | 71.48 | 73.5 | 8 | 0
2040 | NE_2_RMPA | NE | RMPA | External | Shoulder | B11 | 25 | 310 | 0 | 156.89 | 81.67 | 5 | 0
2040 | NE_2_RMPA | NE | RMPA | External | Shoulder | B12 | 200 | 310 | 89.32 | 76.66 | 81.66 | 5 | 0
2040 | NE_2_RMPA | NE | RMPA | External | Shoulder | B13 | 600 | 310 | 310 | 0.2 | 73.5 | 5 | 68.3
2040 | NE_2_RMPA | NE | RMPA | External | Shoulder | B14 | 900 | 310 | 310 | 0.01 | 73.5 | 5 | 68.49
2040 | NE_2_RMPA | NE | RMPA | External | Shoulder | B15 | 1203 | 310 | 310 | 0.01 | 73.5 | 5 | 68.49
2040 | NE_2_RMPA | NE | RMPA | External | Summer | B1 | 10 | 310 | 310 | 331.4 | 743.02 | 5 | 406.62
2040 | NE_2_RMPA | NE | RMPA | External | Summer | B2 | 25 | 310 | 310 | 292.47 | 297.48 | 5 | 0.01
2040 | NE_2_RMPA | NE | RMPA | External | Summer | B3 | 75 | 310 | 310 | 292.46 | 298.4 | 5 | 0.94
2040 | NE_2_RMPA | NE | RMPA | External | Summer | B4 | 100 | 310 | 0 | 257.63 | 244.15 | 5 | 0
2040 | NE_2_RMPA | NE | RMPA | External | Summer | B5 | 200 | 310 | 310 | 185.35 | 192.16 | 5 | 1.81
2040 | NE_2_RMPA | NE | RMPA | External | Summer | B6 | 300 | 310 | 310 | 181.94 | 192.16 | 5 | 5.22
2040 | NE_2_RMPA | NE | RMPA | External | Summer | B7 | 400 | 310 | 310 | 165.36 | 179.54 | 5 | 9.19
2040 | NE_2_RMPA | NE | RMPA | External | Summer | B8 | 500 | 310 | 310 | 152.32 | 179.53 | 5 | 22.21
2040 | NE_2_RMPA | NE | RMPA | External | Summer | B9 | 800 | 310 | 310 | 145.06 | 159.09 | 5 | 9.03
2040 | NE_2_RMPA | NE | RMPA | External | Summer | B10 | 1262 | 310 | 310 | 21.33 | 159.09 | 5 | 132.76
2040 | NE_2_RMPA | NE | RMPA | External | Winter | B16 | 25 | 310 | 310 | 0.01 | 95.01 | 5 | 90
2040 | NE_2_RMPA | NE | RMPA | External | Winter | B17 | 100 | 310 | 310 | 0.01 | 81.67 | 5 | 76.66
2040 | NE_2_RMPA | NE | RMPA | External | Winter | B18 | 400 | 310 | 310 | 2.36 | 73.5 | 5 | 66.13
2040 | NE_2_RMPA | NE | RMPA | External | Winter | B19 | 700 | 310 | 310 | 0.01 | 73.5 | 5 | 68.49
2040 | NE_2_RMPA | NE | RMPA | External | Winter | B20 | 935 | 310 | 310 | 0.01 | 73.5 | 5 | 68.49
2040 | NWPP_Coal_2_MAPP_US | NWPP_Coal | MAPP_US | External | Shoulder | B11 | 25 | 150 | 150 | 73.5 | 154.89 | 8 | 73.39
2040 | NWPP_Coal_2_MAPP_US | NWPP_Coal | MAPP_US | External | Shoulder | B12 | 200 | 150 | 150 | 73.5 | 81.66 | 8 | 0.17
2040 | NWPP_Coal_2_MAPP_US | NWPP_Coal | MAPP_US | External | Shoulder | B13 | 600 | 150 | 0 | 73.5 | 71.88 | 8 | 0
2040 | NWPP_Coal_2_MAPP_US | NWPP_Coal | MAPP_US | External | Shoulder | B14 | 900 | 150 | 0 | 73.5 | 71.88 | 8 | 0
2040 | NWPP_Coal_2_MAPP_US | NWPP_Coal | MAPP_US | External | Shoulder | B15 | 1203 | 150 | 0 | 73.5 | 71.48 | 8 | 0
2040 | NWPP_Coal_2_MAPP_US | NWPP_Coal | MAPP_US | External | Summer | B1 | 10 | 150 | 0 | 734.86 | 329.4 | 8 | 0
2040 | NWPP_Coal_2_MAPP_US | NWPP_Coal | MAPP_US | External | Summer | B2 | 25 | 150 | 150 | 236 | 290.47 | 8 | 46.47
2040 | NWPP_Coal_2_MAPP_US | NWPP_Coal | MAPP_US | External | Summer | B3 | 75 | 150 | 150 | 187.7 | 290.46 | 8 | 94.76
2040 | NWPP_Coal_2_MAPP_US | NWPP_Coal | MAPP_US | External | Summer | B4 | 100 | 150 | 150 | 187.7 | 255.63 | 8 | 59.93
2040 | NWPP_Coal_2_MAPP_US | NWPP_Coal | MAPP_US | External | Summer | B5 | 200 | 150 | 0 | 187.7 | 183.35 | 8 | 0
2040 | NWPP_Coal_2_MAPP_US | NWPP_Coal | MAPP_US | External | Summer | B6 | 300 | 150 | 0 | 187.7 | 174.94 | 8 | 0
2040 | NWPP_Coal_2_MAPP_US | NWPP_Coal | MAPP_US | External | Summer | B7 | 400 | 150 | 0 | 187.7 | 163.36 | 8 | 0
2040 | NWPP_Coal_2_MAPP_US | NWPP_Coal | MAPP_US | External | Summer | B8 | 500 | 150 | 0 | 187.7 | 150.32 | 8 | 0
2040 | NWPP_Coal_2_MAPP_US | NWPP_Coal | MAPP_US | External | Summer | B9 | 800 | 150 | 0 | 187.7 | 143.06 | 8 | 0
2040 | NWPP_Coal_2_MAPP_US | NWPP_Coal | MAPP_US | External | Summer | B10 | 1262 | 150 | 0 | 187.7 | 71.48 | 8 | 0
2040 | NWPP_Coal_2_MAPP_US | NWPP_Coal | MAPP_US | External | Winter | B16 | 25 | 150 | 0 | 73.5 | 71.48 | 8 | 0
2040 | NWPP_Coal_2_MAPP_US | NWPP_Coal | MAPP_US | External | Winter | B17 | 100 | 150 | 0 | 73.5 | 71.48 | 8 | 0
2040 | NWPP_Coal_2_MAPP_US | NWPP_Coal | MAPP_US | External | Winter | B18 | 400 | 150 | 11.86 | 73.5 | 81.5 | 8 | 0
2040 | NWPP_Coal_2_MAPP_US | NWPP_Coal | MAPP_US | External | Winter | B19 | 700 | 150 | 7.82 | 73.5 | 81.5 | 8 | 0
2040 | NWPP_Coal_2_MAPP_US | NWPP_Coal | MAPP_US | External | Winter | B20 | 935 | 150 | 0 | 73.5 | 71.48 | 8 | 0
2040 | RMPA_2_MAPP_US | RMPA | MAPP_US | External | Shoulder | B11 | 25 | 200 | 200 | 81.67 | 154.89 | 8 | 65.21
2040 | RMPA_2_MAPP_US | RMPA | MAPP_US | External | Shoulder | B12 | 200 | 200 | 0 | 81.66 | 81.66 | 8 | 0
2040 | RMPA_2_MAPP_US | RMPA | MAPP_US | External | Shoulder | B13 | 600 | 200 | 0 | 73.5 | 71.88 | 8 | 0
2040 | RMPA_2_MAPP_US | RMPA | MAPP_US | External | Shoulder | B14 | 900 | 200 | 0 | 73.5 | 71.88 | 8 | 0
2040 | RMPA_2_MAPP_US | RMPA | MAPP_US | External | Shoulder | B15 | 1203 | 200 | 0 | 73.5 | 71.48 | 8 | 0
2040 | RMPA_2_MAPP_US | RMPA | MAPP_US | External | Summer | B1 | 10 | 200 | 0 | 743.02 | 329.4 | 8 | 0
2040 | RMPA_2_MAPP_US | RMPA | MAPP_US | External | Summer | B2 | 25 | 200 | 0 | 297.48 | 290.47 | 8 | 0
2040 | RMPA_2_MAPP_US | RMPA | MAPP_US | External | Summer | B3 | 75 | 200 | 0 | 298.4 | 290.46 | 8 | 0
2040 | RMPA_2_MAPP_US | RMPA | MAPP_US | External | Summer | B4 | 100 | 200 | 200 | 244.15 | 255.63 | 8 | 3.48
2040 | RMPA_2_MAPP_US | RMPA | MAPP_US | External | Summer | B5 | 200 | 200 | 0 | 192.16 | 183.35 | 8 | 0
2040 | RMPA_2_MAPP_US | RMPA | MAPP_US | External | Summer | B6 | 300 | 200 | 0 | 192.16 | 174.94 | 8 | 0
2040 | RMPA_2_MAPP_US | RMPA | MAPP_US | External | Summer | B7 | 400 | 200 | 0 | 179.54 | 163.36 | 8 | 0
2040 | RMPA_2_MAPP_US | RMPA | MAPP_US | External | Summer | B8 | 500 | 200 | 0 | 179.53 | 150.32 | 8 | 0
2040 | RMPA_2_MAPP_US | RMPA | MAPP_US | External | Summer | B9 | 800 | 200 | 0 | 159.09 | 143.06 | 8 | 0
2040 | RMPA_2_MAPP_US | RMPA | MAPP_US | External | Summer | B10 | 1262 | 200 | 0 | 159.09 | 71.48 | 8 | 0
2040 | RMPA_2_MAPP_US | RMPA | MAPP_US | External | Winter | B16 | 25 | 200 | 0 | 95.01 | 71.48 | 8 | 0
2040 | RMPA_2_MAPP_US | RMPA | MAPP_US | External | Winter | B17 | 100 | 200 | 0 | 81.67 | 71.48 | 8 | 0
2040 | RMPA_2_MAPP_US | RMPA | MAPP_US | External | Winter | B18 | 400 | 200 | 13.59 | 73.5 | 81.5 | 8 | 0
2040 | RMPA_2_MAPP_US | RMPA | MAPP_US | External | Winter | B19 | 700 | 200 | 9.52 | 73.5 | 81.5 | 8 | 0
2040 | RMPA_2_MAPP_US | RMPA | MAPP_US | External | Winter | B20 | 935 | 200 | 0 | 73.5 | 71.48 | 8 | 0
2040 | RMPA_2_NE | RMPA | NE | External | Shoulder | B11 | 25 | 310 | 310 | 81.67 | 156.89 | 8 | 67.21
2040 | RMPA_2_NE | RMPA | NE | External | Shoulder | B12 | 200 | 310 | 0 | 81.66 | 76.66 | 8 | 0
2040 | RMPA_2_NE | RMPA | NE | External | Shoulder | B13 | 600 | 310 | 0 | 73.5 | 0.2 | 8 | 0
2040 | RMPA_2_NE | RMPA | NE | External | Shoulder | B14 | 900 | 310 | 0 | 73.5 | 0.01 | 8 | 0
2040 | RMPA_2_NE | RMPA | NE | External | Shoulder | B15 | 1203 | 310 | 0 | 73.5 | 0.01 | 8 | 0
2040 | RMPA_2_NE | RMPA | NE | External | Summer | B1 | 10 | 310 | 0 | 743.02 | 331.4 | 8 | 0
2040 | RMPA_2_NE | RMPA | NE | External | Summer | B2 | 25 | 310 | 0 | 297.48 | 292.47 | 8 | 0
2040 | RMPA_2_NE | RMPA | NE | External | Summer | B3 | 75 | 310 | 0 | 298.4 | 292.46 | 8 | 0
2040 | RMPA_2_NE | RMPA | NE | External | Summer | B4 | 100 | 310 | 310 | 244.15 | 257.63 | 8 | 5.48
2040 | RMPA_2_NE | RMPA | NE | External | Summer | B5 | 200 | 310 | 0 | 192.16 | 185.35 | 8 | 0
2040 | RMPA_2_NE | RMPA | NE | External | Summer | B6 | 300 | 310 | 0 | 192.16 | 181.94 | 8 | 0
2040 | RMPA_2_NE | RMPA | NE | External | Summer | B7 | 400 | 310 | 0 | 179.54 | 165.36 | 8 | 0
2040 | RMPA_2_NE | RMPA | NE | External | Summer | B8 | 500 | 310 | 0 | 179.53 | 152.32 | 8 | 0
2040 | RMPA_2_NE | RMPA | NE | External | Summer | B9 | 800 | 310 | 0 | 159.09 | 145.06 | 8 | 0
2040 | RMPA_2_NE | RMPA | NE | External | Summer | B10 | 1262 | 310 | 0 | 159.09 | 21.33 | 8 | 0
2040 | RMPA_2_NE | RMPA | NE | External | Winter | B16 | 25 | 310 | 0 | 95.01 | 0.01 | 8 | 0
2040 | RMPA_2_NE | RMPA | NE | External | Winter | B17 | 100 | 310 | 0 | 81.67 | 0.01 | 8 | 0
2040 | RMPA_2_NE | RMPA | NE | External | Winter | B18 | 400 | 310 | 0 | 73.5 | 2.36 | 8 | 0
2040 | RMPA_2_NE | RMPA | NE | External | Winter | B19 | 700 | 310 | 0 | 73.5 | 0.01 | 8 | 0
2040 | RMPA_2_NE | RMPA | NE | External | Winter | B20 | 935 | 310 | 0 | 73.5 | 0.01 | 8 | 0
2040 | RMPA_2_SPP_N | RMPA | SPP_N | External | Shoulder | B11 | 25 | 210 | 210 | 81.67 | 156.9 | 8 | 67.22
2040 | RMPA_2_SPP_N | RMPA | SPP_N | External | Shoulder | B12 | 200 | 210 | 0 | 81.66 | 11.52 | 8 | 0
2040 | RMPA_2_SPP_N | RMPA | SPP_N | External | Shoulder | B13 | 600 | 210 | 0 | 73.5 | 0.18 | 8 | 0
2040 | RMPA_2_SPP_N | RMPA | SPP_N | External | Shoulder | B14 | 900 | 210 | 0 | 73.5 | 0.01 | 8 | 0
2040 | RMPA_2_SPP_N | RMPA | SPP_N | External | Shoulder | B15 | 1203 | 210 | 0 | 73.5 | 0.01 | 8 | 0
2040 | RMPA_2_SPP_N | RMPA | SPP_N | External | Summer | B1 | 10 | 210 | 0 | 743.02 | 0.01 | 8 | 0
2040 | RMPA_2_SPP_N | RMPA | SPP_N | External | Summer | B2 | 25 | 210 | 0 | 297.48 | 292.48 | 8 | 0
2040 | RMPA_2_SPP_N | RMPA | SPP_N | External | Summer | B3 | 75 | 210 | 0 | 298.4 | 293.4 | 8 | 0
2040 | RMPA_2_SPP_N | RMPA | SPP_N | External | Summer | B4 | 100 | 210 | 210 | 244.15 | 257.64 | 8 | 5.49
2040 | RMPA_2_SPP_N | RMPA | SPP_N | External | Summer | B5 | 200 | 210 | 0 | 192.16 | 185.37 | 8 | 0
2040 | RMPA_2_SPP_N | RMPA | SPP_N | External | Summer | B6 | 300 | 210 | 0 | 192.16 | 181.95 | 8 | 0
2040 | RMPA_2_SPP_N | RMPA | SPP_N | External | Summer | B7 | 400 | 210 | 0 | 179.54 | 177.36 | 8 | 0
2040 | RMPA_2_SPP_N | RMPA | SPP_N | External | Summer | B8 | 500 | 210 | 0 | 179.53 | 164.31 | 8 | 0
2040 | RMPA_2_SPP_N | RMPA | SPP_N | External | Summer | B9 | 800 | 210 | 0 | 159.09 | 147.3 | 8 | 0
2040 | RMPA_2_SPP_N | RMPA | SPP_N | External | Summer | B10 | 1262 | 210 | 0 | 159.09 | 11.52 | 8 | 0
2040 | RMPA_2_SPP_N | RMPA | SPP_N | External | Winter | B16 | 25 | 210 | 0 | 95.01 | 0.01 | 8 | 0
2040 | RMPA_2_SPP_N | RMPA | SPP_N | External | Winter | B17 | 100 | 210 | 0 | 81.67 | 0.01 | 8 | 0
2040 | RMPA_2_SPP_N | RMPA | SPP_N | External | Winter | B18 | 400 | 210 | 0 | 73.5 | 2.38 | 8 | 0
2040 | RMPA_2_SPP_N | RMPA | SPP_N | External | Winter | B19 | 700 | 210 | 0 | 73.5 | 0.01 | 8 | 0
2040 | RMPA_2_SPP_N | RMPA | SPP_N | External | Winter | B20 | 935 | 210 | 0 | 73.5 | 0.01 | 8 | 0
2040 | SPP_N_2_RMPA | SPP_N | RMPA | External | Shoulder | B11 | 25 | 210 | 0 | 156.9 | 81.67 | 5 | 0
2040 | SPP_N_2_RMPA | SPP_N | RMPA | External | Shoulder | B12 | 200 | 210 | 210 | 11.52 | 81.66 | 5 | 65.14
2040 | SPP_N_2_RMPA | SPP_N | RMPA | External | Shoulder | B13 | 600 | 210 | 210 | 0.18 | 73.5 | 5 | 68.31
2040 | SPP_N_2_RMPA | SPP_N | RMPA | External | Shoulder | B14 | 900 | 210 | 210 | 0.01 | 73.5 | 5 | 68.49
2040 | SPP_N_2_RMPA | SPP_N | RMPA | External | Shoulder | B15 | 1203 | 210 | 210 | 0.01 | 73.5 | 5 | 68.49
2040 | SPP_N_2_RMPA | SPP_N | RMPA | External | Summer | B1 | 10 | 210 | 210 | 0.01 | 743.02 | 5 | 738.01
2040 | SPP_N_2_RMPA | SPP_N | RMPA | External | Summer | B2 | 25 | 210 | 43.98 | 292.48 | 297.48 | 5 | 0
2040 | SPP_N_2_RMPA | SPP_N | RMPA | External | Summer | B3 | 75 | 210 | 96.6 | 293.4 | 298.4 | 5 | 0
2040 | SPP_N_2_RMPA | SPP_N | RMPA | External | Summer | B4 | 100 | 210 | 0 | 257.64 | 244.15 | 5 | 0
2040 | SPP_N_2_RMPA | SPP_N | RMPA | External | Summer | B5 | 200 | 210 | 210 | 185.37 | 192.16 | 5 | 1.79
2040 | SPP_N_2_RMPA | SPP_N | RMPA | External | Summer | B6 | 300 | 210 | 210 | 181.95 | 192.16 | 5 | 5.2
2040 | SPP_N_2_RMPA | SPP_N | RMPA | External | Summer | B7 | 400 | 210 | 0 | 177.36 | 179.54 | 5 | 0
2040 | SPP_N_2_RMPA | SPP_N | RMPA | External | Summer | B8 | 500 | 210 | 210 | 164.31 | 179.53 | 5 | 10.22
2040 | SPP_N_2_RMPA | SPP_N | RMPA | External | Summer | B9 | 800 | 210 | 210 | 147.3 | 159.09 | 5 | 6.78
2040 | SPP_N_2_RMPA | SPP_N | RMPA | External | Summer | B10 | 1262 | 210 | 210 | 11.52 | 159.09 | 5 | 142.57
2040 | SPP_N_2_RMPA | SPP_N | RMPA | External | Winter | B16 | 25 | 210 | 210 | 0.01 | 95.01 | 5 | 90
2040 | SPP_N_2_RMPA | SPP_N | RMPA | External | Winter | B17 | 100 | 210 | 210 | 0.01 | 81.67 | 5 | 76.66
2040 | SPP_N_2_RMPA | SPP_N | RMPA | External | Winter | B18 | 400 | 210 | 210 | 2.38 | 73.5 | 5 | 66.12
2040 | SPP_N_2_RMPA | SPP_N | RMPA | External | Winter | B19 | 700 | 210 | 210 | 0.01 | 73.5 | 5 | 68.49
2040 | SPP_N_2_RMPA | SPP_N | RMPA | External | Winter | B20 | 935 | 210 | 210 | 0.01 | 73.5 | 5 | 68.49
2040 | SPP_S_2_ERCOT | SPP_S | ERCOT | External | Shoulder | B11 | 25 | 800 | 800 | 165.89 | 182.23 | 5 | 11.35
2040 | SPP_S_2_ERCOT | SPP_S | ERCOT | External | Shoulder | B12 | 200 | 800 | 800 | 11.53 | 157.63 | 5 | 141.1
2040 | SPP_S_2_ERCOT | SPP_S | ERCOT | External | Shoulder | B13 | 600 | 800 | 800 | 0.17 | 156.4 | 5 | 151.22
2040 | SPP_S_2_ERCOT | SPP_S | ERCOT | External | Shoulder | B14 | 900 | 800 | 800 | 0.01 | 118.12 | 5 | 113.11
2040 | SPP_S_2_ERCOT | SPP_S | ERCOT | External | Shoulder | B15 | 1203 | 800 | 800 | 0.01 | 70.17 | 5 | 65.16
2040 | SPP_S_2_ERCOT | SPP_S | ERCOT | External | Summer | B1 | 10 | 800 | 800 | 0.02 | 751.19 | 5 | 746.16
2040 | SPP_S_2_ERCOT | SPP_S | ERCOT | External | Summer | B2 | 25 | 800 | 800 | 270.82 | 751.19 | 5 | 475.36
2040 | SPP_S_2_ERCOT | SPP_S | ERCOT | External | Summer | B3 | 75 | 800 | 800 | 293.4 | 354.27 | 5 | 55.87
2040 | SPP_S_2_ERCOT | SPP_S | ERCOT | External | Summer | B4 | 100 | 800 | 0 | 257.64 | 245.49 | 5 | 0
2040 | SPP_S_2_ERCOT | SPP_S | ERCOT | External | Summer | B5 | 200 | 800 | 0 | 185.37 | 180.5 | 5 | 0
2040 | SPP_S_2_ERCOT | SPP_S | ERCOT | External | Summer | B6 | 300 | 800 | 0 | 181.95 | 180.5 | 5 | 0
2040 | SPP_S_2_ERCOT | SPP_S | ERCOT | External | Summer | B7 | 400 | 800 | 0 | 180.29 | 180.5 | 5 | 0
2040 | SPP_S_2_ERCOT | SPP_S | ERCOT | External | Summer | B8 | 500 | 800 | 0 | 164.32 | 156.32 | 5 | 0
2040 | SPP_S_2_ERCOT | SPP_S | ERCOT | External | Summer | B9 | 800 | 800 | 28.16 | 149.92 | 154.92 | 5 | 0
2040 | SPP_S_2_ERCOT | SPP_S | ERCOT | External | Summer | B10 | 1262 | 800 | 800 | 11.53 | 73.5 | 5 | 56.97
2040 | SPP_S_2_ERCOT | SPP_S | ERCOT | External | Winter | B16 | 25 | 800 | 800 | 0.01 | 185.84 | 5 | 180.83
2040 | SPP_S_2_ERCOT | SPP_S | ERCOT | External | Winter | B17 | 100 | 800 | 800 | 0.01 | 159.47 | 5 | 154.45
2040 | SPP_S_2_ERCOT | SPP_S | ERCOT | External | Winter | B18 | 400 | 800 | 800 | 2.39 | 159.47 | 5 | 152.08
2040 | SPP_S_2_ERCOT | SPP_S | ERCOT | External | Winter | B19 | 700 | 800 | 800 | 0.01 | 123.65 | 5 | 118.63
2040 | SPP_S_2_ERCOT | SPP_S | ERCOT | External | Winter | B20 | 935 | 800 | 800 | 0.01 | 70.17 | 5 | 65.16